## Title
Future 8 Sensitivity 4: Combined Federal Climate and Energy Policy, 40% RPS and 45% Intermittency Limits
"The results presented herein use modeling assumptions developed by EIPC, EIPC stakeholders and CRA for purposes of EIPC capacity expansion modeling. As such, these results do not necessarily reflect the opinions or views of CRA or any individual EIPC stakeholder."

## Build Summary
EI New Build Summary
EI New Builds by Type
|  | Additions |  |  | Retirements
| 2010 | 2015 | 2020 | 2030 | 2015 | 2020 | 2030 | Total
Coal | 271.9154 | 8.4766 | 0 | 0 | 134.4807 | 87.5552 | 40.2633 | 18.0929
Nuclear | 99.849 | 2.7406 | 4.53 | 30.6212 | 0 | 0.6145 | 1.4882 | 135.638
CC | 132.682 | 75.3105 | 16.5967 | 0 | 9.9105 | 3.3239 | 20.9083 | 190.4465
CT | 120.329 | 4.6917 | 0.3 | 0 | 5.0733 | 2.4392 | 48.8555 | 68.9527
Steam Oil/Gas | 74.547 | 0 | 0 | 0 | 47.4747 | 3.485 | 19.6129 | 3.9745
Hydro | 44.6048 | 0 | 1.3599 | 3.6891 | 0 | 0 | 0 | 49.6537
On-Shore Wind | 18.707 | 24.8423 | 110.7744 | 148.2808 | 0 | 0 | 0 | 302.6045
Off-Shore Wind | 0 | 0.468 | 0 | 1.1 | 0 | 0 | 0 | 1.568
Other Renewable | 3.613 | 3.9473 | 1.0518 | 3.7721 | 0 | 0 | 0 | 12.3842
New HQ/Maritimes | 0 | 0 | 0 | 4.9535 | 0 | 0 | 0 | 4.9535
Other | 17.054 | 0 | 0 | 0 | 0 | 0 | 0 | 17.054
Total w/o DR | 783.3012 | 120.477 | 134.6128 | 192.4166 | 196.9392 | 97.4177 | 131.1283 | 805.3225
DR | 33.1 | -1.344 | 54.7248 | 65.9689 | 0 | 0 | 0 | 152.4497
Total w/DR | 816.4012 | 119.133 | 189.3376 | 258.3856 | 196.9392 | 97.4177 | 131.1283 | 957.7722
EI New Builds by Region
| EI Cumulative New Builds |  |  |  | EI Cumulative New CCs |  |  |  | EI Cumulative New On-Shore Wind |  |  |  | EI Cumulative Coal Retirements
| 2015 | 2020 | 2030 |  |  | 2015 | 2020 | 2030 |  | 2015 | 2020 | 2030 |  | 2015 | 2020 | 2030
ENT | 1417.44 | 3682.93 | 3816.91 |  | ENT | 498.34 | 2734.56 | 2734.56 | ENT | 0 | 0 | 0 | ENT | 1425.54 | 6863.54 | 8308.9
FRCC | 13308.1 | 13308.1 | 31331.04 |  | FRCC | 10598.77 | 10598.77 | 10598.77 | FRCC | 0 | 0 | 0 | FRCC | 7107.4 | 8837.4 | 9463.4
IESO | 5144.99 | 5144.99 | 5145.49 |  | IESO | 1263 | 1263 | 1263 | IESO | 2105.9 | 2105.9 | 2105.9 | IESO | 6416 | 6416 | 6416
MAPP_CA | 777.58 | 1353.45 | 3591.52 |  | MAPP_CA | 475.18 | 475.18 | 475.18 | MAPP_CA | 302.4 | 302.4 | 302.4 | MAPP_CA | 953.65 | 1745.9 | 1745.9
MAPP_US | 729.6 | 5158.73 | 8041.1 |  | MAPP_US | 0 | 0 | 0 | MAPP_US | 421.3 | 4850.43 | 7661.13 | MAPP_US | 1526.07 | 2593.2 | 3546.5
MISO_IN | 4366.67 | 15317.11 | 58153.55 |  | MISO_IN | 3651.33 | 14481.94 | 14481.94 | MISO_IN | 0 | 0 | 42637.75 | MISO_IN | 4599.13 | 6875.13 | 14746.7
MISO_MI | 3023.94 | 3054.5 | 3623.94 |  | MISO_MI | 863.69 | 863.69 | 863.69 | MISO_MI | 2000 | 2030.56 | 2600 | MISO_MI | 6340 | 10792 | 10792
MISO_MO-IL | 2090 | 2370 | 21688.1 |  | MISO_MO-IL | 0 | 0 | 0 | MISO_MO-IL | 300 | 300 | 19394.77 | MISO_MO-IL | 4804.7 | 11382.7 | 13763.7
MISO_W | 2894.83 | 12934.5 | 69447.8 |  | MISO_W | 0 | 0 | 0 | MISO_W | 2800.5 | 12840.17 | 69281.8 | MISO_W | 3460.56 | 7886.46 | 13134.59
MISO_WUMS | 6365.3 | 6366.3 | 13401.29 |  | MISO_WUMS | 4546.4 | 4546.4 | 4546.4 | MISO_WUMS | 968.9 | 968.9 | 7780.56 | MISO_WUMS | 4191.1 | 6060.1 | 6596.55
NE | 434.1 | 15595.33 | 16691.36 |  | NE | 0 | 0 | 0 | NE | 202 | 15363.23 | 16387.59 | NE | 0 | 3195.8 | 3195.8
NEISO | 3935.47 | 5832.2 | 8782.3 |  | NEISO | 2049.5 | 2049.5 | 2049.5 | NEISO | 502.92 | 2399.65 | 5280 | NEISO | 2250.13 | 2570.13 | 2570.13
NonRTO_Midwest | 1855.12 | 4295.92 | 5202.17 |  | NonRTO_Midwest | 1855.12 | 4295.92 | 4295.92 | NonRTO_Midwest | 0 | 0 | 0 | NonRTO_Midwest | 3538.3 | 6799.21 | 9387.3
NYISO_A-F | 3481.7 | 3999.5 | 4067.43 |  | NYISO_A-F | 639 | 639 | 639 | NYISO_A-F | 2668.3 | 3186.1 | 3186.1 | NYISO_A-F | 2251.9 | 2251.9 | 2251.9
NYISO_G-I | 60 | 60 | 434.33 |  | NYISO_G-I | 0 | 0 | 0 | NYISO_G-I | 60 | 60 | 360 | NYISO_G-I | 368.2 | 368.2 | 368.2
NYISO_J-K | 1207.4 | 1207.4 | 1281.73 |  | NYISO_J-K | 1175.4 | 1175.4 | 1175.4 | NYISO_J-K | 0 | 0 | 0 | NYISO_J-K | 0 | 0 | 0
PJM_E | 6072.95 | 6072.95 | 7172.95 |  | PJM_E | 4634.3 | 4634.3 | 4634.3 | PJM_E | 1150 | 1150 | 1150 | PJM_E | 2804 | 3372 | 3372
PJM_ROM | 2962.56 | 4558.89 | 6018.24 |  | PJM_ROM | 1678.5 | 1678.5 | 1678.5 | PJM_ROM | 479.8 | 1230 | 1230 | PJM_ROM | 14172.99 | 15859.5 | 16380.5
PJM_ROR | 26803.88 | 27498.58 | 38299.02 |  | PJM_ROR | 15804.78 | 15804.78 | 15804.78 | PJM_ROR | 8325.7 | 8517.4 | 18804.13 | PJM_ROR | 28955.59 | 46889.4 | 57290.14
SOCO | 10257.82 | 12677.91 | 19917.55 |  | SOCO | 10132.82 | 10352.91 | 10352.91 | SOCO | 0 | 0 | 0 | SOCO | 17652.88 | 23811.58 | 23811.58
SPP_N | 465.04 | 37790.32 | 42332.28 |  | SPP_N | 0 | 0 | 0 | SPP_N | 0 | 37325.28 | 41772.24 | SPP_N | 334 | 5586.5 | 7882.5
SPP_S | 2262.99 | 41187.68 | 42259.11 |  | SPP_S | 0 | 0 | 0 | SPP_S | 862 | 39486.69 | 40463.12 | SPP_S | 1490.88 | 11601.88 | 13139.93
TVA | 6362.35 | 7231.36 | 7365.76 |  | TVA | 4664.46 | 5533.47 | 5533.47 | TVA | 0 | 0 | 0 | TVA | 8752.38 | 12272.95 | 15159
VACAR | 14197.16 | 18391.11 | 24487.98 |  | VACAR | 10779.93 | 10779.93 | 10779.93 | VACAR | 1692.59 | 3500 | 3500 | VACAR | 11085.29 | 18004.43 | 18976
| 120476.99 | 255089.76 | 442552.95 |  |  | 75310.52 | 91907.25 | 91907.25 |  | 24842.31 | 135616.71 | 283897.49 |  | 134480.69 | 222035.91 | 262299.22

## Generation
#1 | Total Generation (GWh)
Total Generation by Reporting Type: Entergy
ReportingType | 2015 | 2020 | 2025 | 2030 | 2035 | 2040
BM | 0 | 0 | 0 | 0 | 0 | 109.2
CC | 63752.31 | 56387.88 | 51783.47 | 37327.52 | 22063.05 | 16434.34
CSP | 0 | 0 | 0 | 0 | 0 | 0
CT | 0 | 0 | 0 | 0 | 0 | 0
Coal | 56785.02 | 6485.39 | 780.44 | 69.44 | 0 | 0
Geo | 0 | 0 | 0 | 0 | 0 | 0
H | 153 | 153 | 153 | 153 | 153 | 153
LFG | 63.07 | 63.07 | 656.26 | 909.81 | 909.81 | 909.81
Nuc | 42234.08 | 42234.08 | 42234.08 | 42234.08 | 35675.42 | 27909.39
PS | 25.66 | 24.19 | 41.89 | 24.19 | 44.84 | 150.45
PV | 56.09 | 112.5 | 163.71 | 163.71 | 163.71 | 163.71
PeakG | 0 | 0 | 211.75 | 76.88 | 51.71 | 0
PeakO | 0 | 0 | 0 | 0 | 0 | 0
ST | 0 | 0 | 0 | 0 | 0 | 0
STOG | 438.13 | 836.83 | 0 | 0 | 0 | 0
STWD | 20.39 | 76.01 | 131.63 | 491.08 | 1443.65 | 891.4
WT | 315.27 | 315.27 | 315.27 | 315.27 | 315.27 | 315.27
IGCC | 0 | 0 | 0 | 0 | 0 | 0
DemandResponse | 0 | 0 | 0 | 0 | 0 | 0
IGCC-CCS | 0 | 0 | 0 | 0 | 0 | 0
WT_off | 0 | 0 | 0 | 0 | 0 | 0
PseudoUnit | 0 | 0 | 0 | 0 | 0 | 0
FixedInterchange | 0 | 0 | 0 | 0 | 0 | 0
Total Generation by Reporting Type: FRCC
ReportingType | 2015 | 2020 | 2025 | 2030 | 2035 | 2040
BM | 0 | 0 | 0 | 0 | 0 | 5131.53
CC | 182662.03 | 198159.5 | 190842.25 | 70926.86 | 48951.88 | 30813.38
CSP | 0 | 0 | 0 | 0 | 0 | 0
CT | 486.48 | 1752.19 | 1719.66 | 218.34 | 0 | 0
Coal | 17431.89 | 3891.26 | 0 | 0 | 0 | 0
Geo | 0 | 0 | 0 | 0 | 0 | 0
H | 27.85 | 27.85 | 27.85 | 27.85 | 27.85 | 27.85
LFG | 3831.62 | 3831.62 | 5392.66 | 5392.66 | 5392.66 | 5392.66
Nuc | 32180.57 | 32180.57 | 44251.45 | 171026.03 | 194189.16 | 203630.14
PS | 0 | 0 | 0 | 0 | 0 | 0
PV | 134.03 | 134.03 | 134.03 | 134.03 | 134.03 | 134.03
PeakG | 386.61 | 1645.38 | 1321.02 | 0 | 0 | 0
PeakO | 0 | 0 | 0 | 0 | 0 | 0
ST | 0 | 0 | 0 | 0 | 0 | 0
STOG | 0 | 0 | 0 | 0 | 0 | 0
STWD | 131.51 | 401.05 | 1366.56 | 1366.56 | 1366.56 | 843.8
WT | 0 | 0 | 0 | 0 | 0 | 0
IGCC | 0 | 0 | 0 | 0 | 0 | 0
DemandResponse | 0 | 0 | 31.29 | 22.9 | 48.12 | 96.6
IGCC-CCS | 0 | 0 | 0 | 0 | 0 | 0
WT_off | 0 | 0 | 0 | 0 | 0 | 0
PseudoUnit | 0 | 0 | 0 | 0 | 0 | 0
FixedInterchange | 0 | 0 | 0 | 0 | 0 | 0
Total Generation by Reporting Type: MAPP_US
ReportingType | 2015 | 2020 | 2025 | 2030 | 2035 | 2040
BM | 0 | 0 | 0 | 0 | 0 | 0
CC | 339.11 | 377.06 | 305.21 | 190.7 | 190.7 | 56.99
CSP | 0 | 0 | 0 | 0 | 0 | 0
CT | 0 | 2.88 | 10.08 | 0 | 11.45 | 8.85
Coal | 13363.13 | 2637.34 | 0 | 0 | 0 | 0
Geo | 354.6 | 354.6 | 354.6 | 354.6 | 307.84 | 354.6
H | 10150.02 | 10150.02 | 10150.02 | 10150.02 | 10150.02 | 10150.02
LFG | 15.77 | 15.77 | 15.77 | 580.79 | 439.35 | 580.79
Nuc | 0.01 | 0.04 | 0.07 | 0.07 | 0.38 | 0.24
PS | 0 | 0 | 0 | 0 | 0 | 0
PV | 0 | 0 | 0 | 0 | 0 | 0
PeakG | 68.21 | 112.07 | 201.99 | 175.95 | 110.6 | 88.68
PeakO | 0 | 0 | 1.2 | 0 | 0 | 0
ST | 0 | 0 | 0 | 0 | 0 | 0
STOG | 0 | 0 | 0 | 0 | 0 | 0
STWD | 0 | 0 | 0 | 0 | 0 | 0
WT | 5908.78 | 21400.87 | 31232.04 | 31232.04 | 30500.93 | 25139.95
IGCC | 0 | 0 | 0 | 0 | 0 | 0
DemandResponse | 0 | 0 | 0 | 0 | 0 | 0
IGCC-CCS | 0 | 0 | 0 | 0 | 0 | 0
WT_off | 0 | 0 | 0 | 0 | 0 | 0
PseudoUnit | 0 | 0 | 0 | 0 | 0 | 0
FixedInterchange | 0 | 0 | 0 | 0 | 0 | 0
Total Generation by Reporting Type: MISO_IN
ReportingType | 2015 | 2020 | 2025 | 2030 | 2035 | 2040
BM | 0 | 0 | 0 | 0 | 0 | 0
CC | 33178.61 | 116387.89 | 116648.25 | 55284.47 | 35322.75 | 24448.03
CSP | 0 | 0 | 0 | 0 | 0 | 0
CT | 0 | 0 | 0 | 0 | 0 | 0
Coal | 64612.87 | 43861.1 | 0 | 0 | 0 | 0
Geo | 0 | 0 | 0 | 0 | 0 | 0
H | 417.2 | 417.2 | 417.2 | 417.2 | 417.2 | 417.2
LFG | 291.71 | 291.71 | 923.41 | 923.41 | 923.41 | 923.41
Nuc | 0.02 | 0.07 | 0.07 | 0.07 | 0.72 | 0.48
PS | 0 | 0 | 0 | 0 | 0 | 0
PV | 162.02 | 361.46 | 558.81 | 558.81 | 558.81 | 558.81
PeakG | 0 | 16.03 | 286.13 | 0 | 0 | 0
PeakO | 0 | 0 | 0.43 | 0 | 0 | 0
ST | 0 | 0 | 0 | 0 | 0 | 0
STOG | 28.64 | 54.68 | 106.75 | 0 | 0 | 0
STWD | 0 | 0 | 0 | 0 | 0 | 0
WT | 1553.06 | 1553.06 | 1553.06 | 111135.5 | 111135.5 | 111135.5
IGCC | 4427.31 | 4427.31 | 1000.34 | 45.06 | 0 | 0
DemandResponse | 0 | 0 | 0 | 0 | 0 | 0
IGCC-CCS | 0 | 0 | 0 | 0 | 0 | 0
WT_off | 0 | 0 | 0 | 0 | 0 | 0
PseudoUnit | 0 | 0 | 0 | 0 | 0 | 0
FixedInterchange | 0 | 0 | 0 | 0 | 0 | 0
Total Generation by Reporting Type: MISO_MI
ReportingType | 2015 | 2020 | 2025 | 2030 | 2035 | 2040
BM | 0 | 0 | 0 | 0 | 0 | 0
CC | 16617.86 | 18001.43 | 19025.93 | 6603.26 | 6103.56 | 1740.05
CSP | 0 | 0 | 0 | 0 | 0 | 0
CT | 0 | 0 | 0 | 0 | 0 | 0
Coal | 27458.94 | 0 | 0 | 0 | 0 | 0
Geo | 0 | 0 | 0 | 0 | 0 | 0
H | 410 | 410 | 410 | 410 | 410 | 410
LFG | 2548.5 | 2548.5 | 2548.5 | 2548.5 | 2548.5 | 2548.5
Nuc | 14714.16 | 14714.16 | 14714.16 | 14714.16 | 8654.01 | 18482.8
PS | 826.35 | 1422.72 | 1350.97 | 767.52 | 909.32 | 4773.6
PV | 0 | 0 | 0 | 0 | 0 | 0
PeakG | 23.42 | 104.85 | 332.25 | 5.06 | 15.06 | 0
PeakO | 0 | 0 | 2.27 | 0 | 0 | 0
ST | 0 | 0 | 0 | 0 | 0 | 0
STOG | 283.11 | 283.11 | 339.81 | 0 | 0 | 0
STWD | 725.31 | 496.69 | 183.62 | 511.36 | 1142.3 | 705.33
WT | 5161.16 | 5243.27 | 6773.47 | 6773.47 | 6773.47 | 6773.47
IGCC | 0 | 0 | 0 | 0 | 0 | 0
DemandResponse | 0 | 0 | 0 | 0 | 0 | 0
IGCC-CCS | 0 | 0 | 0 | 0 | 0 | 0
WT_off | 0 | 0 | 0 | 0 | 0 | 0
PseudoUnit | 0 | 0 | 0 | 0 | 0 | 0
FixedInterchange | 0 | 0 | 0 | 0 | 0 | 0
Total Generation by Reporting Type: MISO_MO-IL
ReportingType | 2015 | 2020 | 2025 | 2030 | 2035 | 2040
BM | 0 | 0 | 0 | 0 | 0 | 0
CC | 3539.86 | 3755.76 | 3421.98 | 967.15 | 967.15 | 339.52
CSP | 0 | 0 | 0 | 0 | 0 | 0
CT | 0 | 0 | 0 | 0 | 0 | 0
Coal | 73982.74 | 24482.26 | 2413 | 441.34 | 569.74 | 569.74
Geo | 0 | 0 | 0 | 0 | 0 | 0
H | 1317.1 | 2690.42 | 2690.42 | 2690.42 | 2690.42 | 2690.42
LFG | 141.91 | 141.91 | 1902.67 | 1902.67 | 1902.67 | 1902.67
Nuc | 17393.71 | 17393.71 | 17393.71 | 17393.71 | 17393.71 | 17393.71
PS | 202.4 | 334.4 | 323.4 | 323.4 | 323.4 | 1122
PV | 0 | 0 | 0 | 0 | 0 | 0
PeakG | 108.86 | 441.61 | 959.2 | 511.11 | 427.33 | 408.43
PeakO | 0 | 0 | 3.07 | 0 | 0 | 0
ST | 0 | 0 | 0 | 0 | 0 | 0
STOG | 5.26 | 28.99 | 0 | 0 | 0 | 0
STWD | 0 | 0 | 0 | 0 | 0 | 0
WT | 2075.16 | 2075.16 | 19215.14 | 56021.86 | 56021.86 | 56021.86
IGCC | 0 | 0 | 0 | 0 | 0 | 0
DemandResponse | 0 | 0 | 0 | 0 | 0 | 0
IGCC-CCS | 0 | 0 | 0 | 0 | 0 | 0
WT_off | 0 | 0 | 0 | 0 | 0 | 0
PseudoUnit | 0 | 0 | 0 | 0 | 0 | 0
FixedInterchange | 0 | 0 | 0 | 0 | 0 | 0
Total Generation by Reporting Type: MISO_W
ReportingType | 2015 | 2020 | 2025 | 2030 | 2035 | 2040
BM | 0 | 0 | 0 | 0 | 0 | 0
CC | 8766.17 | 11134.21 | 6233.06 | 3055.63 | 2440.15 | 1124.39
CSP | 0 | 0 | 0 | 0 | 0 | 0
CT | 0 | 0 | 0 | 0 | 0 | 0
Coal | 74211.77 | 30386.46 | 2313.11 | 2313.11 | 2148.01 | 1660.27
Geo | 0 | 0 | 0 | 0 | 0 | 0
H | 1643.73 | 1643.73 | 1643.73 | 1643.73 | 1643.73 | 1643.73
LFG | 1616.22 | 1616.22 | 1616.22 | 2181.24 | 2179.52 | 2181.24
Nuc | 18393.35 | 18393.35 | 18391.12 | 18368.12 | 0.59 | 0.77
PS | 0 | 0 | 0 | 0 | 0 | 0
PV | 0 | 0 | 0 | 0 | 0 | 0
PeakG | 207.64 | 292.09 | 409.92 | 81.52 | 284.55 | 252.16
PeakO | 0 | 0 | 18.98 | 0 | 0 | 0
ST | 0 | 0 | 0 | 0 | 0 | 0
STOG | 0.18 | 1.74 | 0 | 0 | 0 | 0
STWD | 66.2 | 211.75 | 319.73 | 1031.08 | 1437.04 | 911.3
WT | 27590.66 | 60730.69 | 247039.43 | 247039.43 | 266715.49 | 266332.75
IGCC | 0 | 0 | 0 | 0 | 0 | 0
DemandResponse | 0 | 0 | 0 | 0 | 0 | 0
IGCC-CCS | 0 | 0 | 0 | 0 | 0 | 0
WT_off | 0 | 0 | 0 | 0 | 0 | 0
PseudoUnit | 0 | 0 | 0 | 0 | 0 | 0
FixedInterchange | 0 | 0 | 0 | 0 | 0 | 0
Total Generation by Reporting Type: MISO_WUMS
ReportingType | 2015 | 2020 | 2025 | 2030 | 2035 | 2040
BM | 0 | 0 | 0 | 0 | 0 | 0
CC | 47437.68 | 47611.19 | 46299.27 | 22618 | 16548.93 | 8546.02
CSP | 0 | 0 | 0 | 0 | 0 | 0
CT | 0 | 0 | 0 | 0 | 0 | 0
Coal | 11712.88 | 3992.56 | 1383.1 | 839.34 | 1990.12 | 2275.35
Geo | 0 | 0 | 0 | 0 | 0 | 0
H | 1018.41 | 1023.31 | 1023.31 | 1023.31 | 1023.31 | 1023.31
LFG | 559.76 | 559.76 | 2320.52 | 2320.52 | 2319.01 | 2320.52
Nuc | 14153.33 | 14153.33 | 14153.33 | 14153.33 | 0.78 | 0.78
PS | 0 | 0 | 0 | 0 | 0 | 0
PV | 0 | 0 | 0 | 0 | 0 | 0
PeakG | 0 | 52.59 | 238.36 | 0 | 0 | 0
PeakO | 0 | 0 | 1.14 | 0 | 0 | 0
ST | 0 | 0 | 0 | 0 | 0 | 0
STOG | 0 | 0 | 0 | 0 | 0 | 0
STWD | 19.84 | 71.03 | 67.09 | 104.89 | 733.36 | 453.06
WT | 4109.61 | 4109.61 | 4197.83 | 21078.85 | 35452.05 | 35452.05
IGCC | 0 | 0 | 0 | 0 | 0 | 0
DemandResponse | 0 | 0 | 0 | 0 | 0 | 0
IGCC-CCS | 0 | 0 | 0 | 0 | 0 | 0
WT_off | 0 | 0 | 0 | 0 | 0 | 0
PseudoUnit | 0 | 0 | 0 | 0 | 0 | 0
FixedInterchange | 0 | 0 | 0 | 0 | 0 | 0
Total Generation by Reporting Type: Nebraska
ReportingType | 2015 | 2020 | 2025 | 2030 | 2035 | 2040
BM | 0 | 0 | 0 | 0 | 0 | 0
CC | 387.49 | 247.08 | 381.54 | 140.17 | 137.83 | 70.59
CSP | 0 | 0 | 0 | 0 | 0 | 0
CT | 0 | 0 | 0 | 0 | 0 | 0
Coal | 30658.63 | 3271.52 | 1666.37 | 1412.32 | 1329.83 | 786.92
Geo | 0 | 0 | 0 | 0 | 0 | 0
H | 591 | 591 | 591 | 591 | 591 | 591
LFG | 47.3 | 47.3 | 47.3 | 535.7 | 403.41 | 459.36
Nuc | 9752.32 | 9752.32 | 8617.96 | 7485.26 | 1.04 | 1.04
PS | 0 | 0 | 0 | 0 | 0 | 0
PV | 0 | 0 | 0 | 0 | 0 | 0
PeakG | 29.98 | 8.01 | 41.45 | 0 | 0 | 0
PeakO | 0 | 0 | 2.92 | 0 | 0 | 0
ST | 0 | 0 | 0 | 0 | 0 | 0
STOG | 0 | 0 | 0 | 0 | 0 | 0
STWD | 0 | 0 | 0 | 0 | 0 | 0
WT | 1220.72 | 55022.01 | 55022.01 | 58113.26 | 61203.13 | 65204.03
IGCC | 0 | 0 | 0 | 0 | 0 | 0
DemandResponse | 0 | 0 | 0 | 0 | 0 | 0
IGCC-CCS | 0 | 0 | 0 | 0 | 0 | 0
WT_off | 0 | 0 | 0 | 0 | 0 | 0
PseudoUnit | 0 | 0 | 0 | 0 | 0 | 0
FixedInterchange | 0 | 0 | 0 | 0 | 0 | 0
Total Generation by Reporting Type: NEISO
ReportingType | 2015 | 2020 | 2025 | 2030 | 2035 | 2040
BM | 1882.96 | 1124.37 | 105.23 | 194.18 | 1882.96 | 1452.51
CC | 35481 | 25781.12 | 18300.94 | 8436.13 | 6116.34 | 1405.17
CSP | 0 | 0 | 0 | 0 | 0 | 0
CT | 3.12 | 10.92 | 34.32 | 10.61 | 0 | 0
Coal | 61.61 | 0 | 0 | 0 | 0 | 0
Geo | 0 | 0 | 0 | 0 | 0 | 0
H | 12289.94 | 12289.94 | 12289.95 | 12289.96 | 12303.66 | 12303.66
LFG | 4582.65 | 4582.65 | 4582.65 | 5132.48 | 5132.48 | 5132.48
Nuc | 36181.73 | 36181.73 | 36181.73 | 36181.73 | 26141.23 | 19310.53
PS | 184.14 | 251.98 | 523.44 | 483.36 | 417.2 | 626.74
PV | 495.09 | 495.09 | 495.09 | 495.09 | 495.09 | 495.09
PeakG | 32.3 | 102.41 | 120.41 | 99.59 | 78.2 | 120.41
PeakO | 0 | 0 | 0 | 0 | 0 | 0
ST | 0 | 0 | 0 | 0 | 0 | 0
STOG | 0 | 0 | 0 | 0 | 0 | 0
STWD | 1284.02 | 1237.75 | 214.69 | 279.3 | 4274.88 | 2334.87
WT | 2086.37 | 7692.25 | 11282.6 | 16205.23 | 16205.23 | 16205.23
IGCC | 0 | 0 | 0 | 0 | 0 | 0
DemandResponse | 0 | 0 | 0.01 | 0 | 0 | 2.3
IGCC-CCS | 0 | 0 | 0 | 0 | 0 | 0
WT_off | 1870.13 | 1870.13 | 1870.13 | 1870.13 | 1870.13 | 1870.13
PseudoUnit | 0 | 0 | 0 | 0 | 0 | 0
FixedInterchange | 0 | 0 | 0 | 0 | 0 | 0
Total Generation by Reporting Type: NonRTO_Midwest
ReportingType | 2015 | 2020 | 2025 | 2030 | 2035 | 2040
BM | 0 | 0 | 0 | 0 | 0 | 0
CC | 14157.75 | 32785.21 | 32785.21 | 28889.26 | 23304.12 | 5285.76
CSP | 0 | 0 | 0 | 0 | 0 | 0
CT | 0 | 0 | 0 | 0 | 0 | 0
Coal | 43986.06 | 24288.47 | 3200.64 | 1611.91 | 2867.43 | 2867.43
Geo | 0 | 0 | 0 | 0 | 0 | 0
H | 457.8 | 457.8 | 3593.25 | 3593.25 | 3593.25 | 3593.25
LFG | 110.38 | 110.38 | 1373.79 | 1373.79 | 1373.79 | 1373.79
Nuc | 0.04 | 0.07 | 0.12 | 0.16 | 16208.49 | 31575.83
PS | 0 | 0 | 0 | 0 | 0 | 0
PV | 0 | 0 | 0 | 0 | 0 | 0
PeakG | 150.72 | 149.24 | 1224.31 | 625.36 | 85.15 | 24.56
PeakO | 0 | 0 | 0 | 0 | 0 | 0
ST | 0 | 0 | 0 | 0 | 0 | 0
STOG | 0 | 0 | 0 | 0 | 0 | 0
STWD | 0 | 0 | 0 | 0 | 0 | 0
WT | 151.43 | 151.43 | 151.43 | 151.43 | 151.43 | 151.43
IGCC | 0 | 0 | 0 | 0 | 0 | 0
DemandResponse | 0 | 0 | 0 | 0 | 0 | 0
IGCC-CCS | 0 | 0 | 0 | 0 | 0 | 0
WT_off | 0 | 0 | 0 | 0 | 0 | 0
PseudoUnit | 0 | 0 | 0 | 0 | 0 | 0
FixedInterchange | 0 | 0 | 0 | 0 | 0 | 0
Total Generation by Reporting Type: NYISO_A-F
ReportingType | 2015 | 2020 | 2025 | 2030 | 2035 | 2040
BM | 0 | 0 | 0 | 0 | 0 | 0
CC | 6690.23 | 6845.63 | 4876.66 | 1429.44 | 246.01 | 0
CSP | 0 | 0 | 0 | 0 | 0 | 0
CT | 0 | 0 | 0 | 0 | 0 | 0
Coal | 0 | 0 | 0 | 0 | 0 | 0
Geo | 0 | 0 | 0 | 0 | 0 | 0
H | 27149.98 | 27149.98 | 27149.98 | 27149.98 | 27149.98 | 27149.98
LFG | 1359.2 | 1359.2 | 1359.2 | 1894.79 | 1894.79 | 1894.79
Nuc | 26211.3 | 26211.3 | 26211.3 | 21372.53 | 16850.79 | 10212.67
PS | 293.06 | 238.24 | 172.31 | 163.55 | 78.02 | 788.16
PV | 0 | 0 | 0 | 0 | 0 | 0
PeakG | 1.88 | 20.68 | 0 | 0 | 0 | 0
PeakO | 0 | 0 | 0 | 0 | 0 | 0
ST | 0 | 0 | 0 | 0 | 0 | 0
STOG | 0 | 0 | 0 | 0 | 0 | 0
STWD | 1.56 | 8.51 | 16.25 | 31.73 | 602.69 | 286.15
WT | 10658.61 | 11933.66 | 11933.66 | 11933.66 | 19895.77 | 19895.77
IGCC | 0 | 0 | 0 | 0 | 0 | 0
DemandResponse | 0 | 0 | 0 | 0 | 0 | 0
IGCC-CCS | 0 | 0 | 0 | 0 | 0 | 0
WT_off | 0 | 0 | 0 | 0 | 0 | 0
PseudoUnit | 0 | 0 | 0 | 0 | 0 | 0
FixedInterchange | 0 | 0 | 0 | 0 | 0 | 0
Total Generation by Reporting Type: NYISO_G-I
ReportingType | 2015 | 2020 | 2025 | 2030 | 2035 | 2040
BM | 0 | 0 | 0 | 0 | 0 | 0
CC | 3567.47 | 3899.38 | 2213.4 | 924.17 | 1521.54 | 0
CSP | 0 | 0 | 0 | 0 | 0 | 0
CT | 0 | 0 | 0 | 0 | 0 | 0
Coal | 0 | 0 | 0 | 0 | 0 | 0
Geo | 0 | 0 | 0 | 0 | 0 | 0
H | 266.56 | 266.56 | 266.56 | 266.56 | 266.56 | 266.56
LFG | 504.58 | 504.58 | 504.58 | 1090.62 | 1090.62 | 1090.62
Nuc | 15929.31 | 15929.31 | 15929.31 | 15929.31 | 10793.11 | 32588.5
PS | 0 | 0 | 0 | 0 | 0 | 0
PV | 0 | 0 | 0 | 0 | 0 | 0
PeakG | 0.01 | 0.67 | 2.35 | 2.35 | 2.45 | 0
PeakO | 0 | 0 | 0 | 0 | 0 | 0
ST | 0 | 0 | 0 | 0 | 0 | 0
STOG | 0 | 0 | 0 | 0 | 0 | 0
STWD | 0 | 0 | 0 | 0 | 0 | 0
WT | 178.23 | 178.23 | 178.23 | 909.97 | 909.97 | 909.97
IGCC | 0 | 0 | 0 | 0 | 0 | 0
DemandResponse | 0 | 0 | 0 | 0 | 0 | 0
IGCC-CCS | 0 | 0 | 0 | 0 | 0 | 0
WT_off | 0 | 0 | 0 | 0 | 0 | 0
PseudoUnit | 0 | 0 | 0 | 0 | 0 | 0
FixedInterchange | 0 | 0 | 0 | 0 | 0 | 0
Total Generation by Reporting Type: NYISO_J-K
ReportingType | 2015 | 2020 | 2025 | 2030 | 2035 | 2040
BM | 0 | 0 | 0 | 0 | 0 | 0
CC | 23520.48 | 24721.98 | 17150.09 | 11611.36 | 11563.34 | 5878.29
CSP | 0 | 0 | 0 | 0 | 0 | 0
CT | 0 | 0 | 0 | 0 | 0 | 0
Coal | 0 | 0 | 0 | 0 | 0 | 0
Geo | 0 | 0 | 0 | 0 | 0 | 0
H | 0 | 0 | 0 | 0 | 0 | 0
LFG | 977.62 | 977.62 | 977.62 | 1563.66 | 1563.66 | 1563.66
Nuc | 0 | 0.02 | 0.07 | 0.12 | 0.78 | 0.6
PS | 0 | 0 | 0 | 0 | 0 | 0
PV | 53.26 | 53.26 | 53.26 | 53.26 | 53.26 | 53.26
PeakG | 140.13 | 215.97 | 487.22 | 450.85 | 363.4 | 363.4
PeakO | 0 | 2.21 | 41.84 | 6.71 | 14.48 | 2.59
ST | 0 | 0 | 0 | 0 | 0 | 0
STOG | 309.47 | 703.25 | 464.95 | 212.58 | 108.88 | 28.52
STWD | 0 | 0 | 0 | 0 | 0 | 0
WT | 0 | 0 | 0 | 0 | 861.26 | 861.26
IGCC | 0 | 0 | 0 | 0 | 0 | 0
DemandResponse | 0 | 0 | 0 | 0 | 0 | 0
IGCC-CCS | 0 | 0 | 0 | 0 | 0 | 0
WT_off | 0 | 0 | 0 | 0 | 0 | 0
PseudoUnit | 0 | 0 | 0 | 0 | 0 | 0
FixedInterchange | 0 | 0 | 0 | 0 | 0 | 0
Total Generation by Reporting Type: PJM_E
ReportingType | 2015 | 2020 | 2025 | 2030 | 2035 | 2040
BM | 12.57 | 223.98 | 223.98 | 223.98 | 223.98 | 137.87
CC | 45368.99 | 57711.16 | 51303.82 | 35391.45 | 36702.49 | 16537.65
CSP | 0 | 0 | 0 | 0 | 0 | 0
CT | 0.24 | 10.03 | 10.03 | 0 | 0 | 0
Coal | 639.41 | 517.07 | 351.05 | 78.29 | 893.55 | 980.08
Geo | 0 | 0 | 0 | 0 | 0 | 0
H | 1839.27 | 1839.27 | 1839.27 | 1839.27 | 1839.27 | 1839.27
LFG | 4761.94 | 4761.94 | 4761.94 | 4761.94 | 4761.94 | 4761.94
Nuc | 66287.73 | 61501.14 | 61501.14 | 61501.14 | 44177.54 | 35032.79
PS | 164 | 294 | 294 | 284 | 164 | 1020
PV | 102.4 | 102.4 | 102.4 | 102.4 | 102.4 | 102.4
PeakG | 63 | 940.13 | 1579.62 | 940.13 | 491.48 | 358.22
PeakO | 0 | 0 | 6.28 | 0 | 0 | 0
ST | 0 | 0 | 0 | 0 | 0 | 0
STOG | 268.49 | 101.09 | 0 | 0 | 0 | 0
STWD | 0 | 0 | 0 | 0 | 0 | 0
WT | 2143.36 | 2143.36 | 2143.36 | 2143.36 | 2143.36 | 2143.36
IGCC | 0 | 0 | 0 | 0 | 0 | 0
DemandResponse | 0 | 0 | 0 | 0 | 0 | 0
IGCC-CCS | 0 | 0 | 0 | 0 | 0 | 0
WT_off | 0 | 0 | 3990.53 | 3990.53 | 3990.53 | 3990.53
PseudoUnit | 0 | 0 | 0 | 0 | 0 | 0
FixedInterchange | 0 | 0 | 0 | 0 | 0 | 0
Total Generation by Reporting Type: PJM_ROM
ReportingType | 2015 | 2020 | 2025 | 2030 | 2035 | 2040
BM | 7.54 | 134.39 | 134.39 | 134.39 | 134.39 | 82.72
CC | 20902.47 | 26820.49 | 25683.77 | 15628.89 | 15811.84 | 6278.86
CSP | 0 | 0 | 0 | 0 | 0 | 0
CT | 0.15 | 6.13 | 10.61 | 6.13 | 0 | 0
Coal | 11380.38 | 1556.03 | 36.15 | 0.12 | 1.1 | 0
Geo | 0 | 0 | 0 | 0 | 0 | 0
H | 3645.46 | 3645.46 | 6490.47 | 6490.47 | 6490.47 | 6490.47
LFG | 4903.85 | 4903.85 | 4903.85 | 4903.85 | 4903.85 | 4903.85
Nuc | 39227.38 | 39227.38 | 39227.38 | 39227.38 | 47867.65 | 94500.62
PS | 646.07 | 1110.89 | 1112.06 | 1074.23 | 620.33 | 3858.15
PV | 805.5 | 2287.91 | 3514.32 | 3656.84 | 3656.84 | 3656.84
PeakG | 0 | 48.51 | 209.92 | 568.26 | 298.27 | 152.46
PeakO | 0 | 0 | 14.02 | 0 | 0 | 0
ST | 0 | 0 | 0 | 0 | 0 | 0
STOG | 691.59 | 1350.24 | 0 | 0 | 0 | 0
STWD | 28.46 | 490.56 | 490.56 | 490.56 | 490.56 | 302.9
WT | 3032.09 | 4910.74 | 4910.74 | 4910.74 | 4910.74 | 4910.74
IGCC | 0 | 0 | 0 | 0 | 0 | 0
DemandResponse | 0 | 0 | 0 | 0 | 0 | 0
IGCC-CCS | 0 | 0 | 0 | 0 | 0 | 0
WT_off | 0 | 0 | 0 | 0 | 0 | 0
PseudoUnit | 0 | 0 | 0 | 0 | 0 | 0
FixedInterchange | 0 | 0 | 0 | 0 | 0 | 0
Total Generation by Reporting Type: PJM_ROR
ReportingType | 2015 | 2020 | 2025 | 2030 | 2035 | 2040
BM | 161.29 | 2874.47 | 2096.09 | 2874.47 | 2874.47 | 1769.34
CC | 158248.28 | 177892.04 | 156842.48 | 120865.44 | 85725.57 | 33909.11
CSP | 0 | 0 | 0 | 0 | 0 | 0
CT | 2.98 | 11.11 | 19.23 | 11.11 | 0 | 0
Coal | 231311.96 | 108242.25 | 8980.98 | 4513.2 | 7166.12 | 7166.12
Geo | 0 | 0 | 0 | 0 | 0 | 0
H | 4602.26 | 6925.78 | 6925.78 | 6925.78 | 6925.78 | 6925.78
LFG | 4252.63 | 4252.63 | 8302.71 | 8302.71 | 8302.71 | 8302.71
Nuc | 156083.84 | 156083.84 | 156083.84 | 149330.43 | 144178.66 | 210218.99
PS | 1370.49 | 2341.56 | 2306.46 | 2187.51 | 1263.21 | 7856.55
PV | 63.07 | 63.07 | 63.07 | 63.07 | 63.07 | 63.07
PeakG | 824.95 | 2742.18 | 5755.93 | 3124.29 | 2952.21 | 526.95
PeakO | 0 | 0 | 3.91 | 0 | 0 | 0
ST | 0 | 0 | 0 | 0 | 0 | 0
STOG | 423.13 | 1382.79 | 0 | 0 | 0 | 0
STWD | 36.67 | 1359.55 | 1359.55 | 998.99 | 1359.55 | 839.48
WT | 28147.97 | 28682.04 | 39486.53 | 52925.49 | 52925.49 | 52925.49
IGCC | 0 | 0 | 0 | 0 | 0 | 0
DemandResponse | 0 | 0 | 0 | 0 | 0 | 0
IGCC-CCS | 0 | 0 | 0 | 0 | 0 | 0
WT_off | 0 | 0 | 0 | 0 | 0 | 0
PseudoUnit | 0 | 0 | 0 | 0 | 0 | 0
FixedInterchange | 0 | 0 | 0 | 0 | 0 | 0
Total Generation by Reporting Type: SOCO
ReportingType | 2015 | 2020 | 2025 | 2030 | 2035 | 2040
BM | 38.15 | 96.82 | 299.44 | 410.64 | 410.64 | 15418.82
CC | 163002.92 | 171391.1 | 167960.17 | 106492.25 | 36387.86 | 8806.11
CSP | 0 | 0 | 0 | 0 | 0 | 0
CT | 0 | 0 | 0 | 0 | 0 | 0
Coal | 34258.08 | 8957.69 | 4938.35 | 4938.35 | 4938.35 | 4938.35
Geo | 0 | 0 | 0 | 0 | 0 | 0
H | 10893.11 | 10893.11 | 10893.11 | 10893.11 | 10893.11 | 10893.11
LFG | 291.71 | 291.71 | 1138.45 | 1138.45 | 1138.45 | 1138.45
Nuc | 45497.84 | 62634.5 | 62634.5 | 118190.33 | 192542.37 | 211523.2
PS | 728.62 | 1873.97 | 1669.14 | 686.75 | 688.77 | 4271.25
PV | 0 | 0 | 0 | 0 | 0 | 0
PeakG | 541.62 | 2715.46 | 3377.4 | 0 | 0 | 0
PeakO | 0 | 0 | 0 | 0 | 0 | 0
ST | 0 | 0 | 0 | 0 | 0 | 0
STOG | 0 | 0 | 0 | 0 | 0 | 0
STWD | 261.52 | 752.52 | 1053.12 | 2877.69 | 4681.34 | 2890.57
WT | 0 | 0 | 0 | 0 | 0 | 0
IGCC | 0 | 0 | 0 | 0 | 0 | 0
DemandResponse | 0 | 0 | 0 | 0 | 0 | 0
IGCC-CCS | 0 | 0 | 0 | 0 | 0 | 0
WT_off | 0 | 0 | 0 | 0 | 0 | 0
PseudoUnit | 0 | 0 | 0 | 0 | 0 | 0
FixedInterchange | 0 | 0 | 0 | 0 | 0 | 0
Total Generation by Reporting Type: SPP_N
ReportingType | 2015 | 2020 | 2025 | 2030 | 2035 | 2040
BM | 0 | 0 | 0 | 0 | 0 | 0
CC | 2916.66 | 1477.15 | 1477.15 | 923.09 | 736.36 | 264.42
CSP | 0 | 0 | 0 | 0 | 0 | 0
CT | 0 | 0 | 0 | 0 | 0 | 0
Coal | 59322.92 | 10422.01 | 316.2 | 12.27 | 0 | 0
Geo | 0 | 0 | 0 | 0 | 0 | 0
H | 60 | 60 | 60 | 60 | 60 | 60
LFG | 55.19 | 55.19 | 55.18 | 705.96 | 529.93 | 519.33
Nuc | 9035.69 | 9035.69 | 8012.75 | 7612 | 5905.41 | 5693.68
PS | 0 | 0 | 0 | 0 | 0 | 0
PV | 0 | 0 | 0 | 0 | 0 | 0
PeakG | 62.81 | 0 | 80.9 | 0 | 0 | 0
PeakO | 0 | 0 | 0 | 0 | 0 | 0
ST | 0 | 0 | 0 | 0 | 0 | 0
STOG | 163.69 | 0 | 0 | 0 | 0 | 0
STWD | 0 | 0 | 0 | 0 | 0 | 0
WT | 4213.48 | 132387.37 | 146268.24 | 146497.99 | 168637.14 | 168928.01
IGCC | 0 | 0 | 0 | 0 | 0 | 0
DemandResponse | 0 | 0 | 0 | 0 | 0 | 0
IGCC-CCS | 0 | 0 | 0 | 0 | 0 | 0
WT_off | 0 | 0 | 0 | 0 | 0 | 0
PseudoUnit | 0 | 0 | 0 | 0 | 0 | 0
FixedInterchange | 0 | 0 | 0 | 0 | 0 | 0
Total Generation by Reporting Type: SPP_S
ReportingType | 2015 | 2020 | 2025 | 2030 | 2035 | 2040
BM | 0 | 0 | 0 | 0 | 0 | 0
CC | 37416.46 | 11263.27 | 13744.95 | 9583.44 | 7294.38 | 5784.58
CSP | 0 | 0 | 0 | 0 | 0 | 0
CT | 5.25 | 0 | 66.6 | 133.2 | 28.02 | 0
Coal | 89582.94 | 6879.4 | 666.98 | 0 | 0 | 0
Geo | 0 | 0 | 0 | 0 | 0 | 0
H | 10050.79 | 10050.79 | 10050.79 | 10050.79 | 10050.79 | 10050.79
LFG | 149.8 | 149.8 | 131.51 | 789.01 | 594.36 | 581.62
Nuc | 0.01 | 0.04 | 0.07 | 0.07 | 0.38 | 0.23
PS | 194.01 | 503.06 | 1027.36 | 893.56 | 1034.72 | 1148
PV | 0 | 0 | 0 | 0 | 0 | 0
PeakG | 0 | 0 | 243.74 | 373.19 | 206.53 | 206.53
PeakO | 0 | 0 | 0 | 0 | 0 | 0
ST | 0 | 0 | 0 | 0 | 0 | 0
STOG | 1561.25 | 1232.1 | 1390.87 | 111.94 | 0 | 0
STWD | 2.1 | 30.24 | 52.92 | 134.84 | 293.86 | 183.33
WT | 10894.39 | 144098.58 | 145875.42 | 145486.43 | 156731.29 | 155852.79
IGCC | 0 | 0 | 0 | 0 | 0 | 0
DemandResponse | 0 | 0 | 0 | 0 | 0 | 0
IGCC-CCS | 0 | 0 | 0 | 0 | 0 | 0
WT_off | 0 | 0 | 0 | 0 | 0 | 0
PseudoUnit | 0 | 0 | 0 | 0 | 0 | 0
FixedInterchange | 0 | 0 | 0 | 0 | 0 | 0
Total Generation by Reporting Type: TVA
ReportingType | 2015 | 2020 | 2025 | 2030 | 2035 | 2040
BM | 0 | 0 | 0 | 0 | 0 | 325.09
CC | 47473.45 | 65940.64 | 63660.92 | 44017.59 | 18109.7 | 4630.07
CSP | 0 | 0 | 0 | 0 | 0 | 0
CT | 0 | 0 | 0 | 0 | 0 | 0
Coal | 46353.47 | 19029.1 | 0 | 0 | 0 | 0
Geo | 0 | 0 | 0 | 0 | 0 | 0
H | 17444.8 | 17444.8 | 17444.8 | 17545.57 | 17545.57 | 17545.57
LFG | 102.49 | 102.49 | 949.23 | 949.23 | 949.23 | 949.23
Nuc | 65391.09 | 65391.09 | 65391.09 | 65391.09 | 92553.22 | 111747.67
PS | 657.87 | 1268.67 | 1299.79 | 714.63 | 714.63 | 4444.65
PV | 0 | 0 | 0 | 0 | 0 | 0
PeakG | 0 | 51.02 | 157.73 | 34.58 | 0 | 0
PeakO | 0 | 0 | 0 | 0 | 0 | 0
ST | 0 | 0 | 0 | 0 | 0 | 0
STOG | 0 | 0 | 0 | 0 | 0 | 0
STWD | 1.06 | 3.38 | 6.23 | 25.75 | 35.04 | 21.64
WT | 73.94 | 73.94 | 73.94 | 73.94 | 73.94 | 73.94
IGCC | 0 | 0 | 0 | 0 | 0 | 0
DemandResponse | 0 | 0 | 0 | 0 | 0 | 0
IGCC-CCS | 0 | 0 | 0 | 0 | 0 | 0
WT_off | 0 | 0 | 0 | 0 | 0 | 0
PseudoUnit | 0 | 0 | 0 | 0 | 0 | 0
FixedInterchange | 0 | 0 | 0 | 0 | 0 | 0
Total Generation by Reporting Type: TVA_Transmission
ReportingType | 2015 | 2020 | 2025 | 2030 | 2035 | 2040
BM | 0 | 0 | 0 | 0 | 0 | 0
CC | 0 | 0 | 0 | 0 | 0 | 0
CSP | 0 | 0 | 0 | 0 | 0 | 0
CT | 0 | 0 | 0 | 0 | 0 | 0
Coal | 0 | 0 | 0 | 0 | 0 | 0
Geo | 0 | 0 | 0 | 0 | 0 | 0
H | 0 | 0 | 0 | 0 | 0 | 0
LFG | 0 | 0 | 0 | 0 | 0 | 0
Nuc | 0 | 0 | 0 | 0 | 0 | 0
PS | 0 | 0 | 0 | 0 | 0 | 0
PV | 0 | 0 | 0 | 0 | 0 | 0
PeakG | 0 | 0 | 0 | 0 | 0 | 0
PeakO | 0 | 0 | 0 | 0 | 0 | 0
ST | 0 | 0 | 0 | 0 | 0 | 0
STOG | 0 | 0 | 0 | 0 | 0 | 0
STWD | 0 | 0 | 0 | 0 | 0 | 0
WT | 0 | 0 | 0 | 0 | 0 | 0
IGCC | 0 | 0 | 0 | 0 | 0 | 0
DemandResponse | 0 | 0 | 0 | 0 | 0 | 0
IGCC-CCS | 0 | 0 | 0 | 0 | 0 | 0
WT_off | 0 | 0 | 0 | 0 | 0 | 0
PseudoUnit | 0 | 0 | 0 | 0 | 0 | 0
FixedInterchange | 0 | 0 | 0 | 0 | 0 | 0
Total Generation by Reporting Type: VACAR
ReportingType | 2015 | 2020 | 2025 | 2030 | 2035 | 2040
BM | 0 | 79.78 | 3311.68 | 3311.68 | 3311.68 | 7142.08
CC | 91041.78 | 95076.19 | 94264.38 | 59778.7 | 27617.55 | 3146.06
CSP | 0 | 0 | 0 | 0 | 0 | 0
CT | 73.69 | 291.42 | 492.4 | 8.25 | 0 | 0
Coal | 37969.88 | 11322.86 | 4123.39 | 2500.59 | 2730.75 | 2755.56
Geo | 0 | 0 | 0 | 0 | 0 | 0
H | 4325 | 4325 | 4325 | 4325 | 4325 | 4325
LFG | 1343.43 | 1343.43 | 1343.43 | 1343.43 | 1343.43 | 1343.43
Nuc | 89032.75 | 107182.03 | 107182.03 | 151301.16 | 199768.42 | 221052.32
PS | 1146.04 | 2142.47 | 2666.07 | 1072.56 | 1072.56 | 6670.8
PV | 186.67 | 275.02 | 275.02 | 275.02 | 275.02 | 275.02
PeakG | 133.77 | 1385.94 | 1636.09 | 0 | 0 | 0
PeakO | 0 | 0 | 0 | 0 | 0 | 0
ST | 0 | 0 | 0 | 0 | 0 | 0
STOG | 0 | 0 | 0 | 0 | 0 | 0
STWD | 881.75 | 1969.25 | 1969.25 | 1911.72 | 1969.25 | 1215.94
WT | 3963.07 | 7866.99 | 7866.99 | 7866.99 | 7866.99 | 7866.99
IGCC | 0 | 0 | 0 | 0 | 0 | 0
DemandResponse | 0 | 0 | 16.5 | 25.05 | 0 | 85.26
IGCC-CCS | 0 | 0 | 0 | 0 | 0 | 0
WT_off | 0 | 0 | 0 | 0 | 0 | 0
PseudoUnit | 0 | 0 | 0 | 0 | 0 | 0
FixedInterchange | 0 | 0 | 0 | 0 | 0 | 0
Total Generation by Reporting Type: IESO
ReportingType | 2015 | 2020 | 2025 | 2030 | 2035 | 2040
BM | 0 | 10.53 | 23.56 | 2.42 | 654.74 | 51.9
CC | 9638.85 | 9638.85 | 1184.17 | 64.47 | 21.1 | 75.44
CSP | 0 | 0 | 0 | 0 | 0 | 0
CT | 37.81 | 12.03 | 12.03 | 0 | 0 | 0
Coal | 0 | 0 | 0 | 0 | 0 | 0
Geo | 0 | 0 | 0 | 0 | 0 | 0
H | 46189.03 | 46189.03 | 46189.03 | 46189.03 | 47737.94 | 47737.94
LFG | 926.37 | 926.37 | 926.37 | 930.31 | 930.31 | 930.31
Nuc | 101402.31 | 101402.31 | 101402.31 | 101402.31 | 93379.23 | 81383.57
PS | 25.83 | 25.83 | 13.53 | 13.53 | 13.53 | 63.61
PV | 78.84 | 78.84 | 78.84 | 78.84 | 78.84 | 78.84
PeakG | 0 | 0 | 0 | 0 | 0 | 0
PeakO | 0 | 0 | 0 | 0 | 0 | 0
ST | 0 | 0 | 0 | 0 | 0 | 0
STOG | 0 | 0 | 0 | 0 | 0 | 0
STWD | 13.76 | 26.27 | 26.27 | 26.27 | 974.11 | 41.91
WT | 8479.75 | 8479.75 | 8479.75 | 8479.75 | 8479.75 | 8479.75
IGCC | 0 | 0 | 0 | 0 | 0 | 0
DemandResponse | 0 | 0 | 0 | 0 | 0 | 0
IGCC-CCS | 0 | 0 | 0 | 0 | 0 | 0
WT_off | 0 | 0 | 0 | 0 | 0 | 0
PseudoUnit | 0 | 0 | 0 | 0 | 0 | 0
FixedInterchange | 0 | 0 | 0 | 0 | 0 | 0
Total Generation by Reporting Type: MAPP_CA
ReportingType | 2015 | 2020 | 2025 | 2030 | 2035 | 2040
BM | 0 | 0 | 0 | 0 | 0 | 0
CC | 9205.18 | 9205.18 | 3559.63 | 0 | 0 | 0
CSP | 0 | 0 | 0 | 0 | 0 | 0
CT | 0 | 0 | 0 | 0 | 0 | 0
Coal | 280.85 | 0 | 0 | 0 | 0 | 0
Geo | 0 | 0 | 0 | 0 | 0 | 0
H | 41520.42 | 44898.26 | 54366.11 | 58025.92 | 58025.92 | 58025.92
LFG | 0 | 0 | 0 | 0 | 0 | 0
Nuc | 0 | 0.07 | 0 | 0 | 0.37 | 0
PS | 0 | 0 | 0 | 0 | 0 | 0
PV | 0 | 0 | 0 | 0 | 0 | 0
PeakG | 60.51 | 89.53 | 0 | 0 | 0 | 0
PeakO | 0 | 0 | 0 | 0 | 0 | 0
ST | 0 | 0 | 0 | 0 | 0 | 0
STOG | 12.45 | 0 | 0 | 0 | 0 | 0
STWD | 0 | 0 | 0 | 0 | 0 | 0
WT | 1446.06 | 1446.06 | 1446.06 | 1446.06 | 688.72 | 688.72
IGCC | 0 | 0 | 0 | 0 | 0 | 0
DemandResponse | 0 | 0 | 0 | 0 | 0 | 0
IGCC-CCS | 0 | 0 | 0 | 0 | 0 | 0
WT_off | 0 | 0 | 0 | 0 | 0 | 0
PseudoUnit | 0 | 0 | 0 | 0 | 0 | 0
FixedInterchange | 0 | 0 | 0 | 0 | 0 | 0
Total Generation by Reporting Type: AZ_NM_SNV_Coal
ReportingType | 2015 | 2020 | 2025 | 2030 | 2035 | 2040
BM | 0 | 0 | 0 | 0 | 0 | 0
CC | 0 | 0 | 0 | 0 | 0 | 0
CSP | 0 | 0 | 0 | 0 | 0 | 0
CT | 0 | 0 | 0 | 0 | 0 | 0
Coal | 58368.7 | 39411.44 | 0 | 0 | 0 | 0
Geo | 0 | 0 | 0 | 0 | 0 | 0
H | 0 | 0 | 0 | 0 | 0 | 0
LFG | 0 | 0 | 0 | 0 | 0 | 0
Nuc | 0 | 0 | 0 | 0 | 0 | 0
PS | 0 | 0 | 0 | 0 | 0 | 0
PV | 0 | 0 | 0 | 0 | 0 | 0
PeakG | 0 | 0 | 0 | 0 | 0 | 0
PeakO | 0 | 0 | 0 | 0 | 0 | 0
ST | 0 | 0 | 0 | 0 | 0 | 0
STOG | 0 | 0 | 0 | 0 | 0 | 0
STWD | 0 | 0 | 0 | 0 | 0 | 0
WT | 0 | 0 | 0 | 0 | 0 | 0
IGCC | 0 | 0 | 0 | 0 | 0 | 0
DemandResponse | 0 | 0 | 0 | 0 | 0 | 0
IGCC-CCS | 0 | 0 | 0 | 0 | 0 | 0
WT_off | 0 | 0 | 0 | 0 | 0 | 0
PseudoUnit | 0 | 0 | 0 | 0 | 0 | 0
FixedInterchange | 0 | 0 | 0 | 0 | 0 | 0
Total Generation by Reporting Type: AZ_NM_SNV_Gas
ReportingType | 2015 | 2020 | 2025 | 2030 | 2035 | 2040
BM | 0 | 0 | 0 | 0 | 0 | 0
CC | 49377.97 | 64715.57 | 77069.65 | 28558.97 | 10517.02 | 6573.8
CSP | 0 | 0 | 0 | 0 | 0 | 0
CT | 0 | 74.31 | 144.37 | 78.22 | 0 | 0
Coal | 0 | 0 | 0 | 0 | 0 | 0
Geo | 0 | 0 | 0 | 0 | 0 | 0
H | 0 | 0 | 0 | 0 | 0 | 0
LFG | 0 | 0 | 0 | 0 | 0 | 0
Nuc | 0 | 0 | 0 | 0 | 0 | 0
PS | 0 | 0 | 0 | 0 | 0 | 0
PV | 0 | 0 | 0 | 0 | 0 | 0
PeakG | 0 | 17.77 | 0 | 0 | 0 | 0
PeakO | 0 | 0 | 0 | 0 | 0 | 0
ST | 0 | 0 | 0 | 0 | 0 | 0
STOG | 0 | 0 | 0 | 0 | 0 | 0
STWD | 0 | 0 | 0 | 0 | 0 | 0
WT | 0 | 0 | 0 | 0 | 0 | 0
IGCC | 0 | 0 | 0 | 0 | 0 | 0
DemandResponse | 0 | 0 | 21.42 | 9.35 | 0 | 0
IGCC-CCS | 0 | 0 | 0 | 0 | 0 | 0
WT_off | 0 | 0 | 0 | 0 | 0 | 0
PseudoUnit | 0 | 0 | 0 | 0 | 0 | 0
FixedInterchange | 0 | 0 | 0 | 0 | 0 | 0
Total Generation by Reporting Type: AZ_NM_SNV_NucRenew
ReportingType | 2015 | 2020 | 2025 | 2030 | 2035 | 2040
BM | 0 | 0 | 0 | 0 | 0 | 0
CC | 0 | 0 | 0 | 0 | 0 | 0
CSP | 0 | 0 | 0 | 0 | 0 | 0
CT | 0 | 0 | 0 | 0 | 0 | 0
Coal | 0 | 0 | 0 | 0 | 0 | 0
Geo | 208.05 | 208.05 | 12066.9 | 12066.9 | 12066.9 | 12066.9
H | 8952 | 8952 | 8952 | 8952 | 8952 | 8952
LFG | 533.48 | 533.48 | 533.48 | 533.48 | 533.48 | 533.48
Nuc | 30183.89 | 30183.89 | 30183.89 | 41406.4 | 70990.45 | 80743.57
PS | 2.16 | 23.76 | 88.56 | 61.75 | 45.36 | 45.36
PV | 365.63 | 365.63 | 365.63 | 365.63 | 365.63 | 365.63
PeakG | 0 | 0 | 0 | 0 | 0 | 0
PeakO | 0 | 0 | 0 | 0 | 0 | 0
ST | 1222.76 | 2324.78 | 3029.3 | 33282.76 | 34131 | 35040
STOG | 0 | 0 | 0 | 0 | 0 | 0
STWD | 182.21 | 182.21 | 182.21 | 182.21 | 182.21 | 141.54
WT | 7214.59 | 15137.11 | 27955.02 | 27955.02 | 27955.02 | 27955.02
IGCC | 0 | 0 | 0 | 0 | 0 | 0
DemandResponse | 0 | 0 | 0 | 0 | 0 | 0
IGCC-CCS | 0 | 0 | 0 | 0 | 0 | 0
WT_off | 0 | 0 | 0 | 0 | 0 | 0
PseudoUnit | 0 | 0 | 0 | 0 | 0 | 0
FixedInterchange | 0 | 0 | 0 | 0 | 0 | 0
Total Generation by Reporting Type: ERCOT
ReportingType | 2015 | 2020 | 2025 | 2030 | 2035 | 2040
BM | 190.08 | 154.07 | 98.27 | 1082.59 | 1035.99 | 11456.22
CC | 200988.98 | 190728.68 | 133238.11 | 123256.49 | 85630.97 | 45183.04
CSP | 0 | 0 | 0 | 0 | 0 | 0
CT | 0 | 21.03 | 49.04 | 49.04 | 0 | 0
Coal | 50040.59 | 28043.5 | 3091.52 | 5118.77 | 5791.19 | 5697.07
Geo | 0 | 0 | 0 | 0 | 0 | 0
H | 607.38 | 607.38 | 607.38 | 607.38 | 607.38 | 607.38
LFG | 591.3 | 591.3 | 3382.24 | 3382.24 | 3382.24 | 3382.24
Nuc | 39655.79 | 39655.79 | 39655.79 | 39655.79 | 72288.52 | 99506.38
PS | 0 | 0 | 0 | 0 | 0 | 0
PV | 30.84 | 30.84 | 30.84 | 30.84 | 30.77 | 28.24
PeakG | 0 | 85.85 | 507.26 | 503.94 | 0 | 0
PeakO | 0 | 0 | 0 | 0 | 0 | 0
ST | 0 | 0 | 0 | 0 | 0 | 0
STOG | 3896.45 | 4292.82 | 0 | 0 | 0 | 0
STWD | 0 | 0 | 0 | 0 | 0 | 0
WT | 31338.48 | 65587.73 | 145315.02 | 145315.02 | 142734.22 | 140175.08
IGCC | 0 | 0 | 0 | 0 | 0 | 0
DemandResponse | 0 | 0 | 47.37 | 67.68 | 84.76 | 39.3
IGCC-CCS | 0 | 0 | 0 | 0 | 0 | 0
WT_off | 0 | 0 | 0 | 0 | 0 | 0
PseudoUnit | 0 | 0 | 0 | 0 | 0 | 0
FixedInterchange | 0 | 0 | 0 | 0 | 0 | 0
Total Generation by Reporting Type: NP15
ReportingType | 2015 | 2020 | 2025 | 2030 | 2035 | 2040
BM | 0 | 0 | 0 | 0 | 0 | 0
CC | 50650.77 | 48488.02 | 49744.33 | 31447.54 | 3279.85 | 0
CSP | 0 | 0 | 0 | 0 | 0 | 0
CT | 0 | 0 | 0 | 0 | 0 | 0
Coal | 1435.64 | 0 | 0 | 0 | 0 | 0
Geo | 14043.68 | 14043.68 | 14043.68 | 14043.68 | 14043.68 | 14043.68
H | 24182 | 24182 | 24182 | 24182 | 24182 | 24182
LFG | 5124.6 | 5124.6 | 5124.6 | 5124.6 | 5124.6 | 5124.6
Nuc | 17915.6 | 17915.6 | 17915.6 | 28009.05 | 48585.25 | 50909.39
PS | 0 | 20.61 | 54.33 | 26.34 | 64.93 | 99.16
PV | 153.52 | 153.52 | 153.52 | 153.52 | 153.52 | 153.52
PeakG | 0 | 0 | 13.42 | 0 | 7.26 | 11.6
PeakO | 0 | 0 | 0 | 0 | 0 | 0
ST | 99.08 | 99.08 | 99.08 | 99.08 | 99.08 | 99.08
STOG | 30.95 | 0 | 0 | 0 | 0 | 0
STWD | 2595.51 | 3097.54 | 1446 | 3097.54 | 3097.54 | 1460.72
WT | 3102.31 | 3102.31 | 11679.16 | 11679.16 | 11679.16 | 11679.16
IGCC | 0 | 0 | 0 | 0 | 0 | 0
DemandResponse | 0 | 0 | 0 | 0 | 0 | 0
IGCC-CCS | 0 | 0 | 0 | 0 | 0 | 0
WT_off | 0 | 0 | 0 | 0 | 0 | 0
PseudoUnit | 0 | 0 | 0 | 0 | 0 | 0
FixedInterchange | 0 | 0 | 0 | 0 | 0 | 0
Total Generation by Reporting Type: NWPP_Coal
ReportingType | 2015 | 2020 | 2025 | 2030 | 2035 | 2040
BM | 0 | 0 | 0 | 0 | 0 | 0
CC | 0 | 0 | 0 | 0 | 0 | 0
CSP | 0 | 0 | 0 | 0 | 0 | 0
CT | 0 | 0 | 0 | 0 | 0 | 0
Coal | 50751.45 | 39681.9 | 1282.61 | 1282.61 | 1282.61 | 602.19
Geo | 0 | 0 | 0 | 0 | 0 | 0
H | 0 | 0 | 0 | 0 | 0 | 0
LFG | 0 | 0 | 0 | 0 | 0 | 0
Nuc | 0 | 0 | 0 | 0 | 0 | 0
PS | 0 | 0 | 0 | 0 | 0 | 0
PV | 0 | 0 | 0 | 0 | 0 | 0
PeakG | 0 | 0 | 0 | 0 | 0 | 0
PeakO | 0 | 0 | 0 | 0 | 0 | 0
ST | 0 | 0 | 0 | 0 | 0 | 0
STOG | 0 | 0 | 0 | 0 | 0 | 0
STWD | 0 | 0 | 0 | 0 | 0 | 0
WT | 0 | 0 | 0 | 0 | 0 | 0
IGCC | 0 | 0 | 0 | 0 | 0 | 0
DemandResponse | 0 | 0 | 0 | 0 | 0 | 0
IGCC-CCS | 0 | 0 | 0 | 0 | 0 | 0
WT_off | 0 | 0 | 0 | 0 | 0 | 0
PseudoUnit | 0 | 0 | 0 | 0 | 0 | 0
FixedInterchange | 0 | 0 | 0 | 0 | 0 | 0
Total Generation by Reporting Type: NWPP_Gas
ReportingType | 2015 | 2020 | 2025 | 2030 | 2035 | 2040
BM | 0 | 0 | 0 | 0 | 0 | 0
CC | 50575.36 | 53876.8 | 53876.8 | 5590.96 | 2526 | 1491.59
CSP | 0 | 0 | 0 | 0 | 0 | 0
CT | 0 | 0 | 0 | 0 | 0 | 0
Coal | 0 | 0 | 0 | 0 | 0 | 0
Geo | 0 | 0 | 0 | 0 | 0 | 0
H | 0 | 0 | 0 | 0 | 0 | 0
LFG | 0 | 0 | 0 | 0 | 0 | 0
Nuc | 0 | 0 | 0 | 0 | 0 | 0
PS | 0 | 0 | 0 | 0 | 0 | 0
PV | 0 | 0 | 0 | 0 | 0 | 0
PeakG | 0 | 0 | 0 | 0 | 0 | 0
PeakO | 0 | 0 | 0 | 0 | 0 | 0
ST | 0 | 0 | 0 | 0 | 0 | 0
STOG | 0 | 0 | 0 | 0 | 0 | 0
STWD | 0 | 0 | 0 | 0 | 0 | 0
WT | 0 | 0 | 0 | 0 | 0 | 0
IGCC | 0 | 0 | 0 | 0 | 0 | 0
DemandResponse | 0 | 0 | 0 | 0 | 0 | 0
IGCC-CCS | 0 | 0 | 0 | 0 | 0 | 0
WT_off | 0 | 0 | 0 | 0 | 0 | 0
PseudoUnit | 0 | 0 | 0 | 0 | 0 | 0
FixedInterchange | 0 | 0 | 0 | 0 | 0 | 0
Total Generation by Reporting Type: NWPP_NucRenew
ReportingType | 2015 | 2020 | 2025 | 2030 | 2035 | 2040
BM | 0 | 243.02 | 243.02 | 243.02 | 243.02 | 110.21
CC | 0 | 0 | 0 | 0 | 0 | 0
CSP | 0 | 0 | 0 | 0 | 0 | 0
CT | 0 | 0 | 0 | 0 | 0 | 0
Coal | 0 | 0 | 0 | 0 | 0 | 0
Geo | 3280.13 | 3280.13 | 6891.88 | 6891.88 | 6891.88 | 6891.88
H | 133486 | 133486 | 133486 | 133486 | 134577.8 | 134577.8
LFG | 1850.56 | 1850.56 | 2940.73 | 2940.73 | 2940.73 | 2940.73
Nuc | 8809.8 | 8809.8 | 8809.8 | 73495.44 | 73495.44 | 77212
PS | 0 | 0 | 0 | 0 | 2.58 | 0.26
PV | 7.88 | 7.88 | 7.88 | 7.88 | 7.88 | 7.88
PeakG | 0 | 0 | 0 | 0 | 0 | 0
PeakO | 0 | 0 | 0 | 0 | 0 | 0
ST | 0 | 0 | 0 | 0 | 0 | 0
STOG | 0 | 0 | 0 | 0 | 0 | 0
STWD | 0 | 0.28 | 3931.49 | 3931.49 | 3931.49 | 1853.99
WT | 15874.4 | 15874.4 | 15874.4 | 15874.4 | 15874.4 | 15874.4
IGCC | 0 | 0 | 0 | 0 | 0 | 0
DemandResponse | 0 | 0 | 0 | 0 | 0 | 0
IGCC-CCS | 0 | 0 | 0 | 0 | 0 | 0
WT_off | 0 | 0 | 0 | 0 | 0 | 0
PseudoUnit | 0 | 0 | 0 | 0 | 0 | 0
FixedInterchange | 0 | 0 | 0 | 0 | 0 | 0
Total Generation by Reporting Type: RMPA
ReportingType | 2015 | 2020 | 2025 | 2030 | 2035 | 2040
BM | 0 | 0 | 0 | 0 | 0 | 0
CC | 4270.62 | 2589.69 | 7429.27 | 6689.01 | 4415.31 | 1436.58
CSP | 0 | 0 | 0 | 0 | 0 | 0
CT | 0 | 0 | 1.42 | 0 | 0 | 0
Coal | 46146.84 | 32996.37 | 5659.55 | 3508.47 | 3429.48 | 1650.59
Geo | 0 | 0 | 21387.54 | 21387.54 | 21387.54 | 21387.54
H | 4353 | 4353 | 4353 | 4353 | 4353 | 4353
LFG | 58.34 | 58.34 | 286.45 | 286.45 | 286.45 | 286.45
Nuc | 0.01 | 0.04 | 0.11 | 945.81 | 5486.36 | 9069.24
PS | 68.47 | 104.34 | 384.66 | 267.16 | 368.94 | 634.98
PV | 54.93 | 54.93 | 54.93 | 54.93 | 54.93 | 54.93
PeakG | 0 | 18.54 | 322.1 | 257.77 | 185.53 | 183.5
PeakO | 0 | 0 | 0 | 0 | 0 | 0
ST | 617.85 | 1126.54 | 1141.59 | 1156.95 | 1584.92 | 2019.39
STOG | 0 | 0 | 0 | 0 | 0 | 0
STWD | 0 | 0 | 0 | 0 | 0 | 0
WT | 15795.66 | 31738.21 | 32142.4 | 32555.03 | 32555.03 | 32555.03
IGCC | 0 | 0 | 0 | 0 | 0 | 0
DemandResponse | 0 | 0 | 0 | 0 | 0 | 0
IGCC-CCS | 0 | 0 | 0 | 0 | 0 | 0
WT_off | 0 | 0 | 0 | 0 | 0 | 0
PseudoUnit | 0 | 0 | 0 | 0 | 0 | 0
FixedInterchange | 0 | 0 | 0 | 0 | 0 | 0
Total Generation by Reporting Type: SP15
ReportingType | 2015 | 2020 | 2025 | 2030 | 2035 | 2040
BM | 44.8 | 44.8 | 44.8 | 44.8 | 44.8 | 34.48
CC | 62934.15 | 69072.06 | 66347.14 | 53488.13 | 22052.8 | 18567.99
CSP | 0 | 0 | 0 | 0 | 0 | 0
CT | 0 | 0 | 0 | 0 | 0 | 0
Coal | 1392.49 | 761.6 | 0 | 0 | 0 | 0
Geo | 19841.05 | 19841.05 | 19841.05 | 19841.05 | 19841.05 | 19841.05
H | 5920 | 5920 | 5920 | 5920 | 5920 | 5920
LFG | 6141.64 | 6141.64 | 6141.64 | 6141.64 | 6141.64 | 6141.64
Nuc | 17526.13 | 17526.13 | 17526.13 | 17526.13 | 17526.13 | 19239.47
PS | 9 | 117.26 | 367.52 | 302.4 | 158.53 | 158.4
PV | 331.57 | 331.57 | 331.57 | 331.57 | 331.57 | 331.57
PeakG | 0 | 26.35 | 372.69 | 217.17 | 64.53 | 109.04
PeakO | 0 | 0 | 0 | 0 | 0 | 0
ST | 1569.79 | 1569.79 | 1569.79 | 1569.79 | 35040 | 35040
STOG | 298.88 | 474.05 | 0 | 0 | 0 | 0
STWD | 833.95 | 833.95 | 747.94 | 833.95 | 833.95 | 418.84
WT | 5740.26 | 5740.26 | 26347.32 | 42569.13 | 42569.13 | 42569.13
IGCC | 0 | 0 | 0 | 0 | 0 | 0
DemandResponse | 0 | 0 | 0 | 0 | 0 | 0
IGCC-CCS | 0 | 0 | 0 | 0 | 0 | 0
WT_off | 0 | 0 | 0 | 0 | 0 | 0
PseudoUnit | 0 | 0 | 0 | 0 | 0 | 0
FixedInterchange | 0 | 0 | 0 | 0 | 0 | 0
Total Generation by Reporting Type: ALB
ReportingType | 2015 | 2020 | 2025 | 2030 | 2035 | 2040
BM | 0 | 0 | 0 | 0 | 0 | 0
CC | 17117.57 | 17316.02 | 17257.25 | 548.05 | 1.92 | 0
CSP | 0 | 0 | 0 | 0 | 0 | 0
CT | 0 | 0 | 0 | 0 | 0 | 0
Coal | 46350.59 | 46350.59 | 45558.97 | 0 | 0 | 2.93
Geo | 0 | 0 | 0 | 0 | 0 | 0
H | 1979.87 | 1979.87 | 1979.87 | 1979.87 | 1979.87 | 1979.87
LFG | 78.84 | 78.84 | 78.84 | 78.84 | 78.84 | 78.84
Nuc | 0 | 0 | 0.12 | 64003.55 | 66250.62 | 67724.03
PS | 0 | 0 | 0 | 0 | 0 | 0
PV | 0 | 0 | 0 | 0 | 0 | 0
PeakG | 0 | 0 | 0 | 0 | 0 | 0
PeakO | 0 | 0 | 0 | 0 | 0 | 0
ST | 0 | 0 | 0 | 0 | 0 | 0
STOG | 0 | 0 | 0 | 0 | 0 | 0
STWD | 3.91 | 569.24 | 1219.39 | 1219.39 | 1219.39 | 1219.39
WT | 1553.84 | 1553.84 | 1553.84 | 1553.84 | 1553.84 | 1553.84
IGCC | 0 | 0 | 0 | 0 | 0 | 0
DemandResponse | 0 | 0 | 0 | 0 | 0 | 0
IGCC-CCS | 0 | 0 | 0 | 0 | 0 | 0
WT_off | 0 | 0 | 0 | 0 | 0 | 0
PseudoUnit | 0 | 0 | 0 | 0 | 0 | 0
FixedInterchange | 0 | 0 | 0 | 0 | 0 | 0
Total Generation by Reporting Type: BC
ReportingType | 2015 | 2020 | 2025 | 2030 | 2035 | 2040
BM | 0 | 0 | 0 | 0 | 0 | 0
CC | 7386.49 | 7386.49 | 7386.49 | 5821.99 | 0 | 0
CSP | 0 | 0 | 0 | 0 | 0 | 0
CT | 0 | 0 | 0 | 0 | 0 | 0
Coal | 0 | 0 | 0 | 0 | 0 | 0
Geo | 0 | 0 | 0 | 0 | 0 | 0
H | 54411.22 | 54411.22 | 54411.22 | 54411.22 | 54411.22 | 54411.22
LFG | 189.22 | 189.22 | 189.22 | 189.22 | 189.22 | 189.22
Nuc | 0 | 0 | 0 | 0.78 | 0.78 | 0.36
PS | 0 | 0 | 0 | 0 | 0 | 0
PV | 0 | 0 | 0 | 0 | 0 | 0
PeakG | 0 | 0 | 0 | 0 | 0 | 0
PeakO | 0 | 0 | 0 | 0 | 0 | 0
ST | 0 | 0 | 0 | 0 | 0 | 0
STOG | 0 | 0 | 0 | 0 | 0 | 0
STWD | 0 | 1164.44 | 3574.08 | 3574.08 | 3574.08 | 3574.08
WT | 568.82 | 568.82 | 568.82 | 568.82 | 568.82 | 568.82
IGCC | 0 | 0 | 0 | 0 | 0 | 0
DemandResponse | 0 | 0 | 0 | 0 | 0 | 0
IGCC-CCS | 0 | 0 | 0 | 0 | 0 | 0
WT_off | 0 | 0 | 0 | 0 | 0 | 0
PseudoUnit | 0 | 0 | 0 | 0 | 0 | 0
FixedInterchange | 0 | 0 | 0 | 0 | 0 | 0
Total Generation by Reporting Type: HQ_IESO
ReportingType | 2015 | 2020 | 2025 | 2030 | 2035 | 2040
BM | 0 | 0 | 0 | 0 | 0 | 0
CC | 0 | 0 | 0 | 0 | 0 | 0
CSP | 0 | 0 | 0 | 0 | 0 | 0
CT | 0 | 0 | 0 | 0 | 0 | 0
Coal | 0 | 0 | 0 | 0 | 0 | 0
Geo | 0 | 0 | 0 | 0 | 0 | 0
H | 0 | 0 | 0 | 0 | 0 | 0
LFG | 0 | 0 | 0 | 0 | 0 | 0
Nuc | 0 | 0.01 | 0.01 | 0 | 0.02 | 0.01
PS | 0 | 0 | 0 | 0 | 0 | 0
PV | 0 | 0 | 0 | 0 | 0 | 0
PeakG | 0 | 0 | 0 | 0 | 0 | 0
PeakO | 0 | 0 | 0 | 0 | 0 | 0
ST | 0 | 0 | 0 | 0 | 0 | 0
STOG | 0 | 0 | 0 | 0 | 0 | 0
STWD | 0 | 0 | 0 | 0 | 0 | 0
WT | 0 | 0 | 0 | 0 | 0 | 0
IGCC | 0 | 0 | 0 | 0 | 0 | 0
DemandResponse | 0 | 0 | 0 | 0 | 0 | 0
IGCC-CCS | 0 | 0 | 0 | 0 | 0 | 0
WT_off | 0 | 0 | 0 | 0 | 0 | 0
PseudoUnit | 0 | 0 | 0 | 10210.81 | 11449.52 | 11449.52
FixedInterchange | 2336 | 2336 | 2336 | 2336 | 2336 | 2336
Total Generation by Reporting Type: HQ_NEISO
ReportingType | 2015 | 2020 | 2025 | 2030 | 2035 | 2040
BM | 0 | 0 | 0 | 0 | 0 | 0
CC | 0 | 0 | 0 | 0 | 0 | 0
CSP | 0 | 0 | 0 | 0 | 0 | 0
CT | 0 | 0 | 0 | 0 | 0 | 0
Coal | 0 | 0 | 0 | 0 | 0 | 0
Geo | 0 | 0 | 0 | 0 | 0 | 0
H | 0 | 0 | 0 | 0 | 0 | 0
LFG | 0 | 0 | 0 | 0 | 0 | 0
Nuc | 0 | 0.01 | 0.01 | 0.04 | 0.78 | 0.36
PS | 0 | 0 | 0 | 0 | 0 | 0
PV | 0 | 0 | 0 | 0 | 0 | 0
PeakG | 0 | 0 | 0 | 0 | 0 | 0
PeakO | 0 | 0 | 0 | 0 | 0 | 0
ST | 0 | 0 | 0 | 0 | 0 | 0
STOG | 0 | 0 | 0 | 0 | 0 | 0
STWD | 0 | 0 | 0 | 0 | 0 | 0
WT | 0 | 0 | 0 | 0 | 0 | 0
IGCC | 0 | 0 | 0 | 0 | 0 | 0
DemandResponse | 0 | 0 | 0 | 0 | 0 | 0
IGCC-CCS | 0 | 0 | 0 | 0 | 0 | 0
WT_off | 0 | 0 | 0 | 0 | 0 | 0
PseudoUnit | 0 | 0 | 0 | 2877.27 | 5516.59 | 5516.59
FixedInterchange | 19184.4 | 19184.4 | 19184.4 | 19184.4 | 19184.4 | 19184.4
Total Generation by Reporting Type: HQ_NY
ReportingType | 2015 | 2020 | 2025 | 2030 | 2035 | 2040
BM | 0 | 0 | 0 | 0 | 0 | 0
CC | 0 | 0 | 0 | 0 | 0 | 0
CSP | 0 | 0 | 0 | 0 | 0 | 0
CT | 0 | 0 | 0 | 0 | 0 | 0
Coal | 0 | 0 | 0 | 0 | 0 | 0
Geo | 0 | 0 | 0 | 0 | 0 | 0
H | 0 | 0 | 0 | 0 | 0 | 0
LFG | 0 | 0 | 0 | 0 | 0 | 0
Nuc | 0 | 0.01 | 0.01 | 0.04 | 0.78 | 0.36
PS | 0 | 0 | 0 | 0 | 0 | 0
PV | 0 | 0 | 0 | 0 | 0 | 0
PeakG | 0 | 0 | 0 | 0 | 0 | 0
PeakO | 0 | 0 | 0 | 0 | 0 | 0
ST | 0 | 0 | 0 | 0 | 0 | 0
STOG | 0 | 0 | 0 | 0 | 0 | 0
STWD | 0 | 0 | 0 | 0 | 0 | 0
WT | 0 | 0 | 0 | 0 | 0 | 0
IGCC | 0 | 0 | 0 | 0 | 0 | 0
DemandResponse | 0 | 0 | 0 | 0 | 0 | 0
IGCC-CCS | 0 | 0 | 0 | 0 | 0 | 0
WT_off | 0 | 0 | 0 | 0 | 0 | 0
PseudoUnit | 0 | 0 | 13597.12 | 13597.12 | 13597.12 | 13597.12
FixedInterchange | 5840 | 5840 | 5840 | 5840 | 5840 | 5840
Total Generation by Reporting Type: MARITIMES
ReportingType | 2015 | 2020 | 2025 | 2030 | 2035 | 2040
BM | 0 | 0 | 0 | 0 | 0 | 0
CC | 0 | 0 | 0 | 0 | 0 | 0
CSP | 0 | 0 | 0 | 0 | 0 | 0
CT | 0 | 0 | 0 | 0 | 0 | 0
Coal | 0 | 0 | 0 | 0 | 0 | 0
Geo | 0 | 0 | 0 | 0 | 0 | 0
H | 0 | 0 | 0 | 0 | 0 | 0
LFG | 0 | 0 | 0 | 0 | 0 | 0
Nuc | 0 | 0.01 | 0.01 | 0.04 | 0.78 | 0.36
PS | 0 | 0 | 0 | 0 | 0 | 0
PV | 0 | 0 | 0 | 0 | 0 | 0
PeakG | 0 | 0 | 0 | 0 | 0 | 0
PeakO | 0 | 0 | 0 | 0 | 0 | 0
ST | 0 | 0 | 0 | 0 | 0 | 0
STOG | 0 | 0 | 0 | 0 | 0 | 0
STWD | 0 | 0 | 0 | 0 | 0 | 0
WT | 0 | 0 | 0 | 0 | 0 | 0
IGCC | 0 | 0 | 0 | 0 | 0 | 0
DemandResponse | 0 | 0 | 0 | 0 | 0 | 0
IGCC-CCS | 0 | 0 | 0 | 0 | 0 | 0
WT_off | 0 | 0 | 0 | 0 | 0 | 0
PseudoUnit | 0 | 0 | 0 | 1946.96 | 2480.72 | 2480.72
FixedInterchange | 8760 | 8760 | 8760 | 8760 | 8760 | 8760
Total Generation by Reporting Type: All
ReportingType | 2015 | 2020 | 2025 | 2030 | 2035 | 2040
BM | 2337.39 | 4986.24 | 6580.47 | 8522.18 | 10816.68 | 43221.98
CC | 1468615 | 1626684.73 | 1502297.73 | 896550.58 | 532308.05 | 248827.81
CSP | 0 | 0 | 0 | 0 | 0 | 0
CT | 609.73 | 2192.05 | 2569.8 | 514.9 | 39.47 | 8.85
Coal | 1179851.76 | 497468.18 | 86762.43 | 28640.14 | 35138.28 | 31952.59
Geo | 37727.52 | 37727.52 | 74585.65 | 74585.65 | 74538.89 | 74585.65
H | 430354.22 | 437433.81 | 452882.12 | 456642.72 | 459297.12 | 459297.13
LFG | 48005.68 | 48005.68 | 65411.01 | 70852.74 | 70205.08 | 70382.37
Nuc | 913193.82 | 943693.47 | 953605.08 | 1317857.66 | 1500909.37 | 1736666.06
PS | 6544.18 | 12097.96 | 13695.48 | 9346.44 | 7984.88 | 37732.14
PV | 3081.34 | 4907.96 | 6382.92 | 6525.44 | 6525.38 | 6522.85
PeakG | 2836.41 | 11282.89 | 20093.15 | 8048.03 | 5624.27 | 2805.95
PeakO | 0 | 2.21 | 96.06 | 6.71 | 14.48 | 2.59
ST | 3509.47 | 5120.2 | 5839.76 | 36108.57 | 70854.99 | 72198.47
STOG | 8411.66 | 10741.68 | 2302.37 | 324.52 | 108.88 | 28.52
STWD | 7089.74 | 12982.24 | 18358.6 | 23120.48 | 33642.86 | 20590.23
WT | 204591.53 | 639797.01 | 1006881.18 | 1208811.13 | 1284088.39 | 1279198.81
IGCC | 4427.31 | 4427.31 | 1000.34 | 45.06 | 0 | 0
DemandResponse | 0 | 0 | 116.59 | 124.99 | 132.88 | 223.46
IGCC-CCS | 0 | 0 | 0 | 0 | 0 | 0
WT_off | 1870.13 | 1870.13 | 5860.65 | 5860.65 | 5860.65 | 5860.65
PseudoUnit | 0 | 0 | 13597.12 | 28632.15 | 33043.95 | 33043.95
FixedInterchange | 36120.4 | 36120.4 | 36120.4 | 36120.4 | 36120.4 | 36120.4
Total Generation by Reporting Type: EI_US
ReportingType | 2015 | 2020 | 2025 | 2030 | 2035 | 2040
BM | 2102.52 | 4533.82 | 6170.82 | 7149.34 | 8838.12 | 31569.17
CC | 1006469.06 | 1153667.36 | 1085204.89 | 641084.97 | 403863.09 | 175499.37
CSP | 0 | 0 | 0 | 0 | 0 | 0
CT | 571.92 | 2084.68 | 2362.94 | 387.64 | 39.47 | 8.85
Coal | 925084.61 | 310222.77 | 31169.79 | 18730.28 | 24634.99 | 23999.81
Geo | 354.6 | 354.6 | 354.6 | 354.6 | 307.84 | 354.6
H | 108753.3 | 112455.05 | 118435.51 | 118536.29 | 118549.99 | 118549.99
LFG | 32511.33 | 32511.33 | 45807.45 | 51245.23 | 50597.57 | 50774.86
Nuc | 697700.27 | 728199.82 | 738111.31 | 951412.4 | 1052906.19 | 1250878.06
PS | 6438.72 | 11806.15 | 12786.88 | 8675.27 | 7331.01 | 36730.36
PV | 2058.14 | 3884.76 | 5359.71 | 5502.24 | 5502.24 | 5502.24
PeakG | 2775.9 | 11044.85 | 18877.68 | 7069.15 | 5366.95 | 2501.82
PeakO | 0 | 2.21 | 96.06 | 6.71 | 14.48 | 2.59
ST | 0 | 0 | 0 | 0 | 0 | 0
STOG | 4172.94 | 5974.81 | 2302.37 | 324.52 | 108.88 | 28.52
STWD | 3460.39 | 7108.31 | 7231.22 | 10255.55 | 19830.09 | 11879.76
WT | 113477.36 | 490568.52 | 735519.38 | 920814.91 | 999430.3 | 997099.85
IGCC | 4427.31 | 4427.31 | 1000.34 | 45.06 | 0 | 0
DemandResponse | 0 | 0 | 47.81 | 47.96 | 48.12 | 184.16
IGCC-CCS | 0 | 0 | 0 | 0 | 0 | 0
WT_off | 1870.13 | 1870.13 | 5860.65 | 5860.65 | 5860.65 | 5860.65
PseudoUnit | 0 | 0 | 13597.12 | 18421.34 | 21594.43 | 21594.43
FixedInterchange | 33784.4 | 33784.4 | 33784.4 | 33784.4 | 33784.4 | 33784.4
Total Generation by Reporting Type: EI_Canada
ReportingType | 2015 | 2020 | 2025 | 2030 | 2035 | 2040
BM | 0 | 10.53 | 23.56 | 2.42 | 654.74 | 51.9
CC | 18844.03 | 18844.03 | 4743.8 | 64.47 | 21.1 | 75.44
CSP | 0 | 0 | 0 | 0 | 0 | 0
CT | 37.81 | 12.03 | 12.03 | 0 | 0 | 0
Coal | 280.85 | 0 | 0 | 0 | 0 | 0
Geo | 0 | 0 | 0 | 0 | 0 | 0
H | 87709.45 | 91087.29 | 100555.14 | 104214.95 | 105763.86 | 105763.86
LFG | 926.37 | 926.37 | 926.37 | 930.31 | 930.31 | 930.31
Nuc | 101402.31 | 101402.39 | 101402.32 | 101402.31 | 93379.63 | 81383.58
PS | 25.83 | 25.83 | 13.53 | 13.53 | 13.53 | 63.61
PV | 78.84 | 78.84 | 78.84 | 78.84 | 78.84 | 78.84
PeakG | 60.51 | 89.53 | 0 | 0 | 0 | 0
PeakO | 0 | 0 | 0 | 0 | 0 | 0
ST | 0 | 0 | 0 | 0 | 0 | 0
STOG | 12.45 | 0 | 0 | 0 | 0 | 0
STWD | 13.76 | 26.27 | 26.27 | 26.27 | 974.11 | 41.91
WT | 9925.81 | 9925.81 | 9925.81 | 9925.81 | 9168.47 | 9168.47
IGCC | 0 | 0 | 0 | 0 | 0 | 0
DemandResponse | 0 | 0 | 0 | 0 | 0 | 0
IGCC-CCS | 0 | 0 | 0 | 0 | 0 | 0
WT_off | 0 | 0 | 0 | 0 | 0 | 0
PseudoUnit | 0 | 0 | 0 | 10210.81 | 11449.52 | 11449.52
FixedInterchange | 2336 | 2336 | 2336 | 2336 | 2336 | 2336
Total Generation by Reporting Type: EI
ReportingType | 2015 | 2020 | 2025 | 2030 | 2035 | 2040
BM | 2102.52 | 4544.35 | 6194.38 | 7151.76 | 9492.87 | 31621.07
CC | 1025313.09 | 1172511.4 | 1089948.68 | 641149.44 | 403884.18 | 175574.81
CSP | 0 | 0 | 0 | 0 | 0 | 0
CT | 609.73 | 2096.71 | 2374.97 | 387.64 | 39.47 | 8.85
Coal | 925365.46 | 310222.77 | 31169.79 | 18730.28 | 24634.99 | 23999.81
Geo | 354.6 | 354.6 | 354.6 | 354.6 | 307.84 | 354.6
H | 196462.75 | 203542.34 | 218990.65 | 222751.24 | 224313.85 | 224313.85
LFG | 33437.7 | 33437.7 | 46733.82 | 52175.54 | 51527.88 | 51705.18
Nuc | 799102.58 | 829602.21 | 839513.63 | 1052814.71 | 1146285.81 | 1332261.64
PS | 6464.55 | 11831.98 | 12800.41 | 8688.8 | 7344.54 | 36793.97
PV | 2136.98 | 3963.6 | 5438.55 | 5581.08 | 5581.08 | 5581.08
PeakG | 2836.41 | 11134.38 | 18877.68 | 7069.15 | 5366.95 | 2501.82
PeakO | 0 | 2.21 | 96.06 | 6.71 | 14.48 | 2.59
ST | 0 | 0 | 0 | 0 | 0 | 0
STOG | 4185.38 | 5974.81 | 2302.37 | 324.52 | 108.88 | 28.52
STWD | 3474.16 | 7134.58 | 7257.49 | 10281.82 | 20804.2 | 11921.67
WT | 123403.16 | 500494.33 | 745445.19 | 930740.72 | 1008598.77 | 1006268.32
IGCC | 4427.31 | 4427.31 | 1000.34 | 45.06 | 0 | 0
DemandResponse | 0 | 0 | 47.81 | 47.96 | 48.12 | 184.16
IGCC-CCS | 0 | 0 | 0 | 0 | 0 | 0
WT_off | 1870.13 | 1870.13 | 5860.65 | 5860.65 | 5860.65 | 5860.65
PseudoUnit | 0 | 0 | 13597.12 | 28632.15 | 33043.95 | 33043.95
FixedInterchange | 36120.4 | 36120.4 | 36120.4 | 36120.4 | 36120.4 | 36120.4
Total Generation by Reporting Type: Outside_EI
ReportingType | 2015 | 2020 | 2025 | 2030 | 2035 | 2040
BM | 234.87 | 441.89 | 386.09 | 1370.41 | 1323.81 | 11600.9
CC | 443301.91 | 454173.33 | 412349.05 | 255401.14 | 128423.87 | 73253
CSP | 0 | 0 | 0 | 0 | 0 | 0
CT | 0 | 95.34 | 194.83 | 127.26 | 0 | 0
Coal | 254486.3 | 187245.41 | 55592.65 | 9909.86 | 10503.29 | 7952.78
Geo | 37372.91 | 37372.91 | 74231.05 | 74231.05 | 74231.05 | 74231.05
H | 233891.47 | 233891.47 | 233891.47 | 233891.47 | 234983.28 | 234983.28
LFG | 14567.98 | 14567.98 | 18677.2 | 18677.2 | 18677.2 | 18677.2
Nuc | 114091.24 | 114091.27 | 114091.45 | 265042.95 | 354623.55 | 404404.42
PS | 79.64 | 265.98 | 895.07 | 657.65 | 640.34 | 938.17
PV | 944.36 | 944.36 | 944.36 | 944.36 | 944.3 | 941.77
PeakG | 0 | 148.51 | 1215.47 | 978.89 | 257.32 | 304.14
PeakO | 0 | 0 | 0 | 0 | 0 | 0
ST | 3509.47 | 5120.2 | 5839.76 | 36108.57 | 70854.99 | 72198.47
STOG | 4226.27 | 4766.87 | 0 | 0 | 0 | 0
STWD | 3615.59 | 5847.66 | 11101.11 | 12838.66 | 12838.66 | 8668.56
WT | 81188.36 | 139302.68 | 261435.98 | 278070.42 | 275489.62 | 272930.49
IGCC | 0 | 0 | 0 | 0 | 0 | 0
DemandResponse | 0 | 0 | 68.79 | 77.04 | 84.76 | 39.3
IGCC-CCS | 0 | 0 | 0 | 0 | 0 | 0
WT_off | 0 | 0 | 0 | 0 | 0 | 0
PseudoUnit | 0 | 0 | 0 | 0 | 0 | 0
FixedInterchange | 0 | 0 | 0 | 0 | 0 | 0
#2 | Energy Demand (TWh)
Energy Demand by Pool & Region:
Pool/Region | 2015 | 2020 | 2025 | 2030 | 2035 | 2040
ENT | 161.85 | 161.55 | 156.12 | 151.89 | 148.09 | 144.38
FRCC | 238.06 | 242.96 | 245.57 | 248.36 | 251.19 | 254.06
MAPP_US | 29.32 | 29.35 | 28.98 | 28.63 | 28.29 | 27.96
MISO_IN | 96.52 | 96.6 | 94.4 | 92.18 | 90.25 | 88.36
MISO_MI | 93.56 | 92.55 | 91.5 | 90.45 | 89.46 | 88.47
MISO_MO-IL | 95.27 | 94.57 | 93.68 | 92.8 | 91.92 | 91.05
MISO_W | 135.96 | 134.72 | 132.89 | 131.13 | 129.55 | 127.98
MISO_WUMS | 65.69 | 65.66 | 62.17 | 58.35 | 56.64 | 54.89
NE | 30.6 | 31.27 | 30.81 | 30.37 | 29.99 | 29.62
NEISO | 121.87 | 115.61 | 109.29 | 103.8 | 98.46 | 93.38
NonRTO_Midwest | 59.73 | 61.1 | 59.37 | 57.82 | 56.33 | 54.87
NYISO_A-F | 58.12 | 58.02 | 56.3 | 54.83 | 53.38 | 51.95
NYISO_G-I | 17.77 | 17.94 | 17.76 | 17.61 | 17.45 | 17.3
NYISO_J-K | 66.87 | 68.62 | 68.13 | 67.62 | 67.09 | 66.55
PJM_E | 125.5 | 112.35 | 110.15 | 108.19 | 106.24 | 104.31
PJM_ROM | 140.19 | 140.42 | 137.63 | 135.16 | 132.7 | 130.26
PJM_ROR | 522.62 | 488.85 | 478.07 | 467.51 | 457.93 | 448.52
SOCO | 257.48 | 266.57 | 262.41 | 259.62 | 256.96 | 254.33
SPP_N | 75.07 | 77.21 | 76.83 | 76.45 | 76.07 | 75.69
SPP_S | 163.44 | 162.45 | 157.85 | 154.39 | 151.36 | 148.39
TVA | 177.61 | 171.79 | 166.97 | 162.64 | 158.45 | 154.36
TVA_Transmission | 0 | 0 | 0 | 0 | 0 | 0
VACAR | 239.18 | 246.2 | 244.81 | 244.08 | 243.43 | 242.79
IESO | 135.56 | 126.65 | 124.54 | 122.45 | 120.41 | 118.39
MAPP_CA | 51.41 | 52.45 | 51.85 | 51.26 | 50.68 | 50.11
AZ_NM_SNV_Coal | 127.58 | 132.93 | 134.79 | 136.9 | 138.78 | 140.8
AZ_NM_SNV_Gas | 0 | 0 | 0 | 0 | 0 | 0
AZ_NM_SNV_NucRenew | 0 | 0 | 0 | 0 | 0 | 0
ERCOT | 327.58 | 334.86 | 329.59 | 322.99 | 317.26 | 311.56
NP15 | 108.29 | 106.92 | 106 | 106.4 | 106.28 | 106.05
NWPP_Coal | 246.34 | 244.68 | 241.13 | 240.79 | 239.79 | 238.49
NWPP_Gas | 0 | 0 | 0 | 0 | 0 | 0
NWPP_NucRenew | 0 | 0 | 0 | 0 | 0 | 0
RMPA | 71.41 | 73.15 | 74.09 | 75.04 | 75.99 | 76.95
SP15 | 179.67 | 181.91 | 180.43 | 181.19 | 181.07 | 180.77
ALB | 66.23 | 67.54 | 68.87 | 70.24 | 71.63 | 73.04
BC | 64.11 | 63.95 | 63.8 | 63.64 | 63.49 | 63.34
HQ_IESO | 0 | 0 | 0 | 0 | 0 | 0
HQ_NEISO | 0 | 0 | 0 | 0 | 0 | 0
HQ_NY | 0 | 0 | 0 | 0 | 0 | 0
MARITIMES | 0 | 0 | 0 | 0 | 0 | 0
All | 4350.45 | 4321.41 | 4256.78 | 4204.78 | 4156.61 | 4108.96
EI_US | 2972.26 | 2936.36 | 2881.69 | 2833.87 | 2791.23 | 2749.45
EI_Canada | 186.97 | 179.1 | 176.39 | 173.72 | 171.09 | 168.5
EI | 3159.24 | 3115.46 | 3058.08 | 3007.59 | 2962.32 | 2917.96
Outside_EI | 1191.21 | 1205.95 | 1198.7 | 1197.19 | 1194.29 | 1191.01
#3 | Generation Minus Energy (TWh)
Generation Minus Energy by Pool & Region:
Pool/Region | 2015 | 2020 | 2025 | 2030 | 2035 | 2040
ENT | 2 | -54.86 | -59.65 | -70.12 | -87.27 | -97.34
FRCC | -0.79 | -0.93 | -0.49 | 0.75 | -1.08 | -7.99
MAPP_US | 0.88 | 5.7 | 13.29 | 14.06 | 13.42 | 8.42
MISO_IN | 8.15 | 70.77 | 27.1 | 76.18 | 58.1 | 49.13
MISO_MI | -24.79 | -49.33 | -45.82 | -58.12 | -62.9 | -53.04
MISO_MO-IL | 3.5 | -43.23 | -45.36 | -12.55 | -11.62 | -10.6
MISO_W | -3.47 | -10.31 | 145.09 | 144.59 | 147.3 | 146.13
MISO_WUMS | 13.32 | 5.92 | 7.51 | 3.78 | 1.43 | -4.82
NE | 12.08 | 37.67 | 35.56 | 37.91 | 33.67 | 37.49
NEISO | -25.43 | -23.99 | -23.29 | -22.12 | -23.54 | -32.12
NonRTO_Midwest | -0.71 | -3.16 | -17.04 | -21.58 | -8.75 | -10
NYISO_A-F | 14.25 | 15.74 | 15.41 | 9.15 | 13.34 | 8.27
NYISO_G-I | 2.68 | 2.83 | 1.34 | 1.52 | -2.87 | 17.55
NYISO_J-K | -41.87 | -41.94 | -48.96 | -53.72 | -52.56 | -57.8
PJM_E | -3.85 | 17.8 | 17.95 | 3.07 | -10.75 | -37.4
PJM_ROM | -54.92 | -53.93 | -50.9 | -58.07 | -47.51 | -5.12
PJM_ROR | 62.91 | 4.01 | -89.84 | -115.39 | -144.19 | -118.01
SOCO | -1.96 | -6.96 | -8.45 | -13.99 | -5.28 | 5.55
SPP_N | 0.76 | 76.22 | 79.44 | 79.36 | 99.8 | 99.78
SPP_S | -13.58 | 11.75 | 15.4 | 13.17 | 24.87 | 25.42
TVA | -0.11 | -2.48 | -17.98 | -33.89 | -28.47 | -14.62
TVA_Transmission | 0 | 0 | 0 | 0 | 0 | 0
VACAR | -9.08 | -12.94 | -15.34 | -10.36 | 6.85 | 13.09
IESO | 31.23 | 40.13 | 33.8 | 34.73 | 31.86 | 20.45
MAPP_CA | 1.11 | 3.19 | 7.52 | 8.21 | 8.03 | 8.61
AZ_NM_SNV_Coal | -69.22 | -93.52 | -134.79 | -136.9 | -138.78 | -140.8
AZ_NM_SNV_Gas | 49.38 | 64.81 | 77.24 | 28.65 | 10.52 | 6.57
AZ_NM_SNV_NucRenew | 48.86 | 57.91 | 83.36 | 124.81 | 155.22 | 165.84
ERCOT | -0.24 | -5.06 | -3.57 | -3.92 | -5.67 | -5.49
NP15 | 11.04 | 9.31 | 18.46 | 11.46 | 4.03 | 1.71
NWPP_Coal | -195.58 | -205 | -239.85 | -239.51 | -238.51 | -237.89
NWPP_Gas | 50.58 | 53.88 | 53.88 | 5.59 | 2.53 | 1.49
NWPP_NucRenew | 163.31 | 163.55 | 172.19 | 236.87 | 237.97 | 239.47
RMPA | -0.05 | -0.11 | -0.92 | -3.58 | -1.88 | -3.32
SP15 | -57.09 | -53.51 | -34.87 | -32.41 | -30.55 | -32.4
ALB | 0.86 | 0.31 | -1.22 | -0.85 | -0.54 | -0.48
BC | -1.55 | -0.23 | 2.33 | 0.92 | -4.75 | -4.59
HQ_IESO | 2.34 | 2.34 | 2.34 | 12.55 | 13.79 | 13.79
HQ_NEISO | 19.18 | 19.18 | 19.18 | 22.06 | 24.7 | 24.7
HQ_NY | 5.84 | 5.84 | 19.44 | 19.44 | 19.44 | 19.44
MARITIMES | 8.76 | 8.76 | 8.76 | 10.71 | 11.24 | 11.24
All | 8.73 | 16.13 | 18.26 | 12.46 | 10.65 | 50.31
EI_US | -26.25 | -21.86 | -17.61 | -34.16 | -32.62 | 17.35
EI_Canada | 34.68 | 45.66 | 43.66 | 55.49 | 53.68 | 42.84
EI | 8.43 | 23.8 | 26.04 | 21.33 | 21.06 | 60.19
Outside_EI | 0.3 | -7.67 | -7.78 | -8.86 | -10.41 | -9.88
#4 | Fuel Use (TBtu)
Total Fuel Consumption by Reporting Type: Entergy
ReportingType | 2015 | 2020 | 2025 | 2030 | 2035 | 2040
BM | 0 | 0 | 0 | 0 | 0 | 1.42
CC | 458.4 | 387.04 | 355.87 | 257.34 | 152.07 | 112.22
CSP | 0 | 0 | 0 | 0 | 0 | 0
CT | 0 | 0 | 0 | 0 | 0 | 0
Coal | 568.41 | 60.77 | 7.18 | 0.64 | 0 | 0
Geo | 0 | 0 | 0 | 0 | 0 | 0
H | 0 | 0 | 0 | 0 | 0 | 0
LFG | 0 | 0 | 8.1 | 11.56 | 11.56 | 11.56
Nuc | 464.87 | 464.87 | 464.87 | 464.87 | 392.68 | 307.2
PS | 0 | 0 | 0 | 0 | 0 | 0
PV | 0 | 0 | 0 | 0 | 0 | 0
PeakG | 0 | 0 | 2.49 | 0.91 | 0.61 | 0
PeakO | 0 | 0 | 0 | 0 | 0 | 0
ST | 0 | 0 | 0 | 0 | 0 | 0
STOG | 4.72 | 9.01 | 0 | 0 | 0 | 0
STWD | 0.27 | 1 | 1.73 | 6.44 | 18.94 | 11.69
WT | 0 | 0 | 0 | 0 | 0 | 0
IGCC | 0 | 0 | 0 | 0 | 0 | 0
DemandResponse | 0 | 0 | 0 | 0 | 0 | 0
IGCC-CCS | 0 | 0 | 0 | 0 | 0 | 0
WT_off | 0 | 0 | 0 | 0 | 0 | 0
PseudoUnit | 0 | 0 | 0 | 0 | 0 | 0
FixedInterchange | 0 | 0 | 0 | 0 | 0 | 0
Total Fuel Consumption by Reporting Type: FRCC
ReportingType | 2015 | 2020 | 2025 | 2030 | 2035 | 2040
BM | 0 | 0 | 0 | 0 | 0 | 66.71
CC | 1230.31 | 1343.7 | 1290.31 | 448.93 | 306.4 | 194.52
CSP | 0 | 0 | 0 | 0 | 0 | 0
CT | 5.26 | 18.94 | 18.59 | 2.36 | 0 | 0
Coal | 180.23 | 41.01 | 0 | 0 | 0 | 0
Geo | 0 | 0 | 0 | 0 | 0 | 0
H | 0 | 0 | 0 | 0 | 0 | 0
LFG | 0 | 0 | 21.31 | 21.31 | 21.31 | 21.31
Nuc | 352.09 | 352.09 | 478.04 | 1800.8 | 2036.11 | 2127.99
PS | 0 | 0 | 0 | 0 | 0 | 0
PV | 0 | 0 | 0 | 0 | 0 | 0
PeakG | 4.35 | 18.52 | 14.87 | 0 | 0 | 0
PeakO | 0 | 0 | 0 | 0 | 0 | 0
ST | 0 | 0 | 0 | 0 | 0 | 0
STOG | 0 | 0 | 0 | 0 | 0 | 0
STWD | 1.49 | 4.53 | 15.45 | 15.45 | 15.45 | 9.54
WT | 0 | 0 | 0 | 0 | 0 | 0
IGCC | 0 | 0 | 0 | 0 | 0 | 0
DemandResponse | 0 | 0 | 3.13 | 2.29 | 4.81 | 9.66
IGCC-CCS | 0 | 0 | 0 | 0 | 0 | 0
WT_off | 0 | 0 | 0 | 0 | 0 | 0
PseudoUnit | 0 | 0 | 0 | 0 | 0 | 0
FixedInterchange | 0 | 0 | 0 | 0 | 0 | 0
Total Fuel Consumption by Reporting Type: MAPP_US
ReportingType | 2015 | 2020 | 2025 | 2030 | 2035 | 2040
BM | 0 | 0 | 0 | 0 | 0 | 0
CC | 2.44 | 2.72 | 2.2 | 1.37 | 1.37 | 0.41
CSP | 0 | 0 | 0 | 0 | 0 | 0
CT | 0 | 0.03 | 0.11 | 0 | 0.12 | 0.1
Coal | 142.02 | 27.24 | 0 | 0 | 0 | 0
Geo | 0 | 0 | 0 | 0 | 0 | 0
H | 0 | 0 | 0 | 0 | 0 | 0
LFG | 0 | 0 | 0 | 7.71 | 5.78 | 7.71
Nuc | 0 | 0 | 0.01 | 0.01 | 0.04 | 0.02
PS | 0 | 0 | 0 | 0 | 0 | 0
PV | 0 | 0 | 0 | 0 | 0 | 0
PeakG | 0.68 | 1.11 | 2.01 | 1.75 | 1.12 | 0.9
PeakO | 0 | 0 | 0.01 | 0 | 0 | 0
ST | 0 | 0 | 0 | 0 | 0 | 0
STOG | 0 | 0 | 0 | 0 | 0 | 0
STWD | 0 | 0 | 0 | 0 | 0 | 0
WT | 0.01 | 0.02 | 0.03 | 0.03 | 0.03 | 0.03
IGCC | 0 | 0 | 0 | 0 | 0 | 0
DemandResponse | 0 | 0 | 0 | 0 | 0 | 0
IGCC-CCS | 0 | 0 | 0 | 0 | 0 | 0
WT_off | 0 | 0 | 0 | 0 | 0 | 0
PseudoUnit | 0 | 0 | 0 | 0 | 0 | 0
FixedInterchange | 0 | 0 | 0 | 0 | 0 | 0
Total Fuel Consumption by Reporting Type: MISO_IN
ReportingType | 2015 | 2020 | 2025 | 2030 | 2035 | 2040
BM | 0 | 0 | 0 | 0 | 0 | 0
CC | 208.91 | 719 | 720.99 | 339.87 | 217.71 | 150.16
CSP | 0 | 0 | 0 | 0 | 0 | 0
CT | 0 | 0 | 0 | 0 | 0 | 0
Coal | 641.13 | 433.34 | 0 | 0 | 0 | 0
Geo | 0 | 0 | 0 | 0 | 0 | 0
H | 0 | 0 | 0 | 0 | 0 | 0
LFG | 0 | 0 | 8.62 | 8.62 | 8.62 | 8.62
Nuc | 0 | 0.01 | 0.01 | 0.01 | 0.07 | 0.05
PS | 0 | 0 | 0 | 0 | 0 | 0
PV | 0 | 0 | 0 | 0 | 0 | 0
PeakG | 0 | 0.19 | 3.41 | 0 | 0 | 0
PeakO | 0 | 0 | 0 | 0 | 0 | 0
ST | 0 | 0 | 0 | 0 | 0 | 0
STOG | 0.34 | 0.65 | 1.26 | 0 | 0 | 0
STWD | 0 | 0 | 0 | 0 | 0 | 0
WT | 0 | 0 | 0 | 0.11 | 0.11 | 0.11
IGCC | 40.45 | 40.45 | 9.14 | 0.41 | 0 | 0
DemandResponse | 0 | 0 | 0 | 0 | 0 | 0
IGCC-CCS | 0 | 0 | 0 | 0 | 0 | 0
WT_off | 0 | 0 | 0 | 0 | 0 | 0
PseudoUnit | 0 | 0 | 0 | 0 | 0 | 0
FixedInterchange | 0 | 0 | 0 | 0 | 0 | 0
Total Fuel Consumption by Reporting Type: MISO_MI
ReportingType | 2015 | 2020 | 2025 | 2030 | 2035 | 2040
BM | 0 | 0 | 0 | 0 | 0 | 0
CC | 114.32 | 125.86 | 134.37 | 43.54 | 40.35 | 11.67
CSP | 0 | 0 | 0 | 0 | 0 | 0
CT | 0 | 0 | 0 | 0 | 0 | 0
Coal | 269.14 | 0 | 0 | 0 | 0 | 0
Geo | 0 | 0 | 0 | 0 | 0 | 0
H | 0 | 0 | 0 | 0 | 0 | 0
LFG | 17.24 | 17.24 | 17.24 | 17.24 | 17.24 | 17.24
Nuc | 174.19 | 174.19 | 174.19 | 174.19 | 102.45 | 205
PS | 0 | 0 | 0 | 0 | 0 | 0
PV | 0 | 0 | 0 | 0 | 0 | 0
PeakG | 0.28 | 1.24 | 3.93 | 0.06 | 0.18 | 0
PeakO | 0 | 0 | 0.02 | 0 | 0 | 0
ST | 0 | 0 | 0 | 0 | 0 | 0
STOG | 3.38 | 3.38 | 4.05 | 0 | 0 | 0
STWD | 8.5 | 5.82 | 2.15 | 5.99 | 13.39 | 8.27
WT | 0.01 | 0.01 | 0.01 | 0.01 | 0.01 | 0.01
IGCC | 0 | 0 | 0 | 0 | 0 | 0
DemandResponse | 0 | 0 | 0 | 0 | 0 | 0
IGCC-CCS | 0 | 0 | 0 | 0 | 0 | 0
WT_off | 0 | 0 | 0 | 0 | 0 | 0
PseudoUnit | 0 | 0 | 0 | 0 | 0 | 0
FixedInterchange | 0 | 0 | 0 | 0 | 0 | 0
Total Fuel Consumption by Reporting Type: MISO_MO-IL
ReportingType | 2015 | 2020 | 2025 | 2030 | 2035 | 2040
BM | 0 | 0 | 0 | 0 | 0 | 0
CC | 25.69 | 27.33 | 25.01 | 7.11 | 7.11 | 2.49
CSP | 0 | 0 | 0 | 0 | 0 | 0
CT | 0 | 0 | 0 | 0 | 0 | 0
Coal | 729.89 | 232.43 | 22.61 | 5.03 | 7.3 | 7.3
Geo | 0 | 0 | 0 | 0 | 0 | 0
H | 0 | 0 | 0 | 0 | 0 | 0
LFG | 0 | 0 | 24.03 | 24.03 | 24.03 | 24.03
Nuc | 178.81 | 178.81 | 178.81 | 178.81 | 178.81 | 178.81
PS | 0 | 0 | 0 | 0 | 0 | 0
PV | 0 | 0 | 0 | 0 | 0 | 0
PeakG | 1.22 | 4.97 | 10.8 | 5.75 | 4.81 | 4.59
PeakO | 0 | 0 | 0.03 | 0 | 0 | 0
ST | 0 | 0 | 0 | 0 | 0 | 0
STOG | 0.06 | 0.35 | 0 | 0 | 0 | 0
STWD | 0 | 0 | 0 | 0 | 0 | 0
WT | 0 | 0 | 0.02 | 0.06 | 0.06 | 0.06
IGCC | 0 | 0 | 0 | 0 | 0 | 0
DemandResponse | 0 | 0 | 0 | 0 | 0 | 0
IGCC-CCS | 0 | 0 | 0 | 0 | 0 | 0
WT_off | 0 | 0 | 0 | 0 | 0 | 0
PseudoUnit | 0 | 0 | 0 | 0 | 0 | 0
FixedInterchange | 0 | 0 | 0 | 0 | 0 | 0
Total Fuel Consumption by Reporting Type: MISO_W
ReportingType | 2015 | 2020 | 2025 | 2030 | 2035 | 2040
BM | 0 | 0 | 0 | 0 | 0 | 0
CC | 63.31 | 80.43 | 45.08 | 22.07 | 17.61 | 8.12
CSP | 0 | 0 | 0 | 0 | 0 | 0
CT | 0 | 0 | 0 | 0 | 0 | 0
Coal | 762.39 | 306.29 | 28.87 | 28.87 | 26.81 | 20.72
Geo | 0 | 0 | 0 | 0 | 0 | 0
H | 0 | 0 | 0 | 0 | 0 | 0
LFG | 0 | 0 | 0 | 7.71 | 7.69 | 7.71
Nuc | 190.11 | 190.11 | 190.09 | 189.85 | 0.01 | 0.01
PS | 0 | 0 | 0 | 0 | 0 | 0
PV | 0 | 0 | 0 | 0 | 0 | 0
PeakG | 2.32 | 3.27 | 4.63 | 0.91 | 3.19 | 2.83
PeakO | 0 | 0 | 0.22 | 0 | 0 | 0
ST | 0 | 0 | 0 | 0 | 0 | 0
STOG | 0 | 0.02 | 0 | 0 | 0 | 0
STWD | 0.75 | 2.41 | 3.64 | 11.72 | 16.34 | 10.36
WT | 0.03 | 0.06 | 0.25 | 0.25 | 0.27 | 0.27
IGCC | 0 | 0 | 0 | 0 | 0 | 0
DemandResponse | 0 | 0 | 0 | 0 | 0 | 0
IGCC-CCS | 0 | 0 | 0 | 0 | 0 | 0
WT_off | 0 | 0 | 0 | 0 | 0 | 0
PseudoUnit | 0 | 0 | 0 | 0 | 0 | 0
FixedInterchange | 0 | 0 | 0 | 0 | 0 | 0
Total Fuel Consumption by Reporting Type: MISO_WUMS
ReportingType | 2015 | 2020 | 2025 | 2030 | 2035 | 2040
BM | 0 | 0 | 0 | 0 | 0 | 0
CC | 304.13 | 305.47 | 296.14 | 141.52 | 104.32 | 54.08
CSP | 0 | 0 | 0 | 0 | 0 | 0
CT | 0 | 0 | 0 | 0 | 0 | 0
Coal | 116.46 | 38.94 | 15.24 | 10.58 | 25.21 | 28.98
Geo | 0 | 0 | 0 | 0 | 0 | 0
H | 0 | 0 | 0 | 0 | 0 | 0
LFG | 0 | 0 | 24.03 | 24.03 | 24.01 | 24.03
Nuc | 150.68 | 150.68 | 150.68 | 150.68 | 0.01 | 0.01
PS | 0 | 0 | 0 | 0 | 0 | 0
PV | 0 | 0 | 0 | 0 | 0 | 0
PeakG | 0 | 0.63 | 2.85 | 0 | 0 | 0
PeakO | 0 | 0 | 0.01 | 0 | 0 | 0
ST | 0 | 0 | 0 | 0 | 0 | 0
STOG | 0 | 0 | 0 | 0 | 0 | 0
STWD | 0.26 | 0.94 | 0.88 | 1.38 | 9.67 | 5.97
WT | 0 | 0 | 0 | 0.02 | 0.04 | 0.04
IGCC | 0 | 0 | 0 | 0 | 0 | 0
DemandResponse | 0 | 0 | 0 | 0 | 0 | 0
IGCC-CCS | 0 | 0 | 0 | 0 | 0 | 0
WT_off | 0 | 0 | 0 | 0 | 0 | 0
PseudoUnit | 0 | 0 | 0 | 0 | 0 | 0
FixedInterchange | 0 | 0 | 0 | 0 | 0 | 0
Total Fuel Consumption by Reporting Type: Nebraska
ReportingType | 2015 | 2020 | 2025 | 2030 | 2035 | 2040
BM | 0 | 0 | 0 | 0 | 0 | 0
CC | 3.03 | 1.93 | 2.98 | 1.1 | 1.08 | 0.55
CSP | 0 | 0 | 0 | 0 | 0 | 0
CT | 0 | 0 | 0 | 0 | 0 | 0
Coal | 331.95 | 36.68 | 21.57 | 19.23 | 18.11 | 10.72
Geo | 0 | 0 | 0 | 0 | 0 | 0
H | 0 | 0 | 0 | 0 | 0 | 0
LFG | 0 | 0 | 0 | 6.75 | 5.08 | 5.78
Nuc | 104.28 | 104.28 | 92.15 | 80.04 | 0.01 | 0.01
PS | 0 | 0 | 0 | 0 | 0 | 0
PV | 0 | 0 | 0 | 0 | 0 | 0
PeakG | 0.35 | 0.09 | 0.48 | 0 | 0 | 0
PeakO | 0 | 0 | 0.04 | 0 | 0 | 0
ST | 0 | 0 | 0 | 0 | 0 | 0
STOG | 0 | 0 | 0 | 0 | 0 | 0
STWD | 0 | 0 | 0 | 0 | 0 | 0
WT | 0 | 0.06 | 0.06 | 0.06 | 0.06 | 0.07
IGCC | 0 | 0 | 0 | 0 | 0 | 0
DemandResponse | 0 | 0 | 0 | 0 | 0 | 0
IGCC-CCS | 0 | 0 | 0 | 0 | 0 | 0
WT_off | 0 | 0 | 0 | 0 | 0 | 0
PseudoUnit | 0 | 0 | 0 | 0 | 0 | 0
FixedInterchange | 0 | 0 | 0 | 0 | 0 | 0
Total Fuel Consumption by Reporting Type: NEISO
ReportingType | 2015 | 2020 | 2025 | 2030 | 2035 | 2040
BM | 24.48 | 14.62 | 1.37 | 2.52 | 24.48 | 18.88
CC | 238.49 | 168.69 | 114.86 | 51.8 | 37.6 | 8.89
CSP | 0 | 0 | 0 | 0 | 0 | 0
CT | 0.03 | 0.12 | 0.37 | 0.11 | 0 | 0
Coal | 0.69 | 0 | 0 | 0 | 0 | 0
Geo | 0 | 0 | 0 | 0 | 0 | 0
H | 0 | 0 | 0 | 0 | 0 | 0
LFG | 5.3 | 5.3 | 5.3 | 12.81 | 12.81 | 12.81
Nuc | 365.51 | 365.51 | 365.51 | 365.51 | 264.08 | 195.08
PS | 0 | 0 | 0 | 0 | 0 | 0
PV | 0 | 0 | 0 | 0 | 0 | 0
PeakG | 0.33 | 1.06 | 1.26 | 1.03 | 0.81 | 1.26
PeakO | 0 | 0 | 0 | 0 | 0 | 0
ST | 0 | 0 | 0 | 0 | 0 | 0
STOG | 0 | 0 | 0 | 0 | 0 | 0
STWD | 15.26 | 14.79 | 2.59 | 3.35 | 51.79 | 28.08
WT | 0 | 0.01 | 0.01 | 0.02 | 0.02 | 0.02
IGCC | 0 | 0 | 0 | 0 | 0 | 0
DemandResponse | 0 | 0 | 0 | 0 | 0 | 0.23
IGCC-CCS | 0 | 0 | 0 | 0 | 0 | 0
WT_off | 0 | 0 | 0 | 0 | 0 | 0
PseudoUnit | 0 | 0 | 0 | 0 | 0 | 0
FixedInterchange | 0 | 0 | 0 | 0 | 0 | 0
Total Fuel Consumption by Reporting Type: NonRTO_Midwest
ReportingType | 2015 | 2020 | 2025 | 2030 | 2035 | 2040
BM | 0 | 0 | 0 | 0 | 0 | 0
CC | 86.65 | 200.65 | 200.65 | 176.8 | 142.62 | 32.35
CSP | 0 | 0 | 0 | 0 | 0 | 0
CT | 0 | 0 | 0 | 0 | 0 | 0
Coal | 435.13 | 238.88 | 36.53 | 21.05 | 37.25 | 37.25
Geo | 0 | 0 | 0 | 0 | 0 | 0
H | 0 | 0 | 0 | 0 | 0 | 0
LFG | 0 | 0 | 17.24 | 17.24 | 17.24 | 17.24
Nuc | 0 | 0.01 | 0.01 | 0.02 | 169.19 | 329.51
PS | 0 | 0 | 0 | 0 | 0 | 0
PV | 0 | 0 | 0 | 0 | 0 | 0
PeakG | 1.72 | 1.7 | 13.96 | 7.13 | 0.97 | 0.28
PeakO | 0 | 0 | 0 | 0 | 0 | 0
ST | 0 | 0 | 0 | 0 | 0 | 0
STOG | 0 | 0 | 0 | 0 | 0 | 0
STWD | 0 | 0 | 0 | 0 | 0 | 0
WT | 0 | 0 | 0 | 0 | 0 | 0
IGCC | 0 | 0 | 0 | 0 | 0 | 0
DemandResponse | 0 | 0 | 0 | 0 | 0 | 0
IGCC-CCS | 0 | 0 | 0 | 0 | 0 | 0
WT_off | 0 | 0 | 0 | 0 | 0 | 0
PseudoUnit | 0 | 0 | 0 | 0 | 0 | 0
FixedInterchange | 0 | 0 | 0 | 0 | 0 | 0
Total Fuel Consumption by Reporting Type: NYISO_A-F
ReportingType | 2015 | 2020 | 2025 | 2030 | 2035 | 2040
BM | 0 | 0 | 0 | 0 | 0 | 0
CC | 43.42 | 44.32 | 29.85 | 8.75 | 1.51 | 0
CSP | 0 | 0 | 0 | 0 | 0 | 0
CT | 0 | 0 | 0 | 0 | 0 | 0
Coal | 0 | 0 | 0 | 0 | 0 | 0
Geo | 0 | 0 | 0 | 0 | 0 | 0
H | 0 | 0 | 0 | 0 | 0 | 0
LFG | 0.69 | 0.69 | 0.69 | 8 | 8 | 8
Nuc | 270.5 | 270.5 | 270.5 | 220.56 | 173.9 | 105.39
PS | 0 | 0 | 0 | 0 | 0 | 0
PV | 0 | 0 | 0 | 0 | 0 | 0
PeakG | 0.02 | 0.21 | 0 | 0 | 0 | 0
PeakO | 0 | 0 | 0 | 0 | 0 | 0
ST | 0 | 0 | 0 | 0 | 0 | 0
STOG | 0 | 0 | 0 | 0 | 0 | 0
STWD | 0.02 | 0.11 | 0.2 | 0.4 | 7.53 | 3.58
WT | 0.01 | 0.01 | 0.01 | 0.01 | 0.02 | 0.02
IGCC | 0 | 0 | 0 | 0 | 0 | 0
DemandResponse | 0 | 0 | 0 | 0 | 0 | 0
IGCC-CCS | 0 | 0 | 0 | 0 | 0 | 0
WT_off | 0 | 0 | 0 | 0 | 0 | 0
PseudoUnit | 0 | 0 | 0 | 0 | 0 | 0
FixedInterchange | 0 | 0 | 0 | 0 | 0 | 0
Total Fuel Consumption by Reporting Type: NYISO_G-I
ReportingType | 2015 | 2020 | 2025 | 2030 | 2035 | 2040
BM | 0 | 0 | 0 | 0 | 0 | 0
CC | 25.68 | 28.07 | 15.94 | 6.66 | 10.96 | 0
CSP | 0 | 0 | 0 | 0 | 0 | 0
CT | 0 | 0 | 0 | 0 | 0 | 0
Coal | 0 | 0 | 0 | 0 | 0 | 0
Geo | 0 | 0 | 0 | 0 | 0 | 0
H | 0 | 0 | 0 | 0 | 0 | 0
LFG | 0 | 0 | 0 | 8 | 8 | 8
Nuc | 162.83 | 162.83 | 162.83 | 162.83 | 110.92 | 340.03
PS | 0 | 0 | 0 | 0 | 0 | 0
PV | 0 | 0 | 0 | 0 | 0 | 0
PeakG | 0 | 0.01 | 0.04 | 0.04 | 0.04 | 0
PeakO | 0 | 0 | 0 | 0 | 0 | 0
ST | 0 | 0 | 0 | 0 | 0 | 0
STOG | 0 | 0 | 0 | 0 | 0 | 0
STWD | 0 | 0 | 0 | 0 | 0 | 0
WT | 0 | 0 | 0 | 0 | 0 | 0
IGCC | 0 | 0 | 0 | 0 | 0 | 0
DemandResponse | 0 | 0 | 0 | 0 | 0 | 0
IGCC-CCS | 0 | 0 | 0 | 0 | 0 | 0
WT_off | 0 | 0 | 0 | 0 | 0 | 0
PseudoUnit | 0 | 0 | 0 | 0 | 0 | 0
FixedInterchange | 0 | 0 | 0 | 0 | 0 | 0
Total Fuel Consumption by Reporting Type: NYISO_J-K
ReportingType | 2015 | 2020 | 2025 | 2030 | 2035 | 2040
BM | 0 | 0 | 0 | 0 | 0 | 0
CC | 160.08 | 168.99 | 114.59 | 76 | 76.32 | 38.92
CSP | 0 | 0 | 0 | 0 | 0 | 0
CT | 0 | 0 | 0 | 0 | 0 | 0
Coal | 0 | 0 | 0 | 0 | 0 | 0
Geo | 0 | 0 | 0 | 0 | 0 | 0
H | 0 | 0 | 0 | 0 | 0 | 0
LFG | 0 | 0 | 0 | 8 | 8 | 8
Nuc | 0 | 0 | 0.01 | 0.01 | 0.08 | 0.06
PS | 0 | 0 | 0 | 0 | 0 | 0
PV | 0 | 0 | 0 | 0 | 0 | 0
PeakG | 1.39 | 2.25 | 5.08 | 4.72 | 3.85 | 3.85
PeakO | 0 | 0.02 | 0.54 | 0.08 | 0.16 | 0.03
ST | 0 | 0 | 0 | 0 | 0 | 0
STOG | 3.21 | 7.29 | 4.82 | 2.2 | 1.13 | 0.3
STWD | 0 | 0 | 0 | 0 | 0 | 0
WT | 0 | 0 | 0 | 0 | 0 | 0
IGCC | 0 | 0 | 0 | 0 | 0 | 0
DemandResponse | 0 | 0 | 0 | 0 | 0 | 0
IGCC-CCS | 0 | 0 | 0 | 0 | 0 | 0
WT_off | 0 | 0 | 0 | 0 | 0 | 0
PseudoUnit | 0 | 0 | 0 | 0 | 0 | 0
FixedInterchange | 0 | 0 | 0 | 0 | 0 | 0
Total Fuel Consumption by Reporting Type: PJM_E
ReportingType | 2015 | 2020 | 2025 | 2030 | 2035 | 2040
BM | 0.16 | 2.91 | 2.91 | 2.91 | 2.91 | 1.79
CC | 297.13 | 387.47 | 343.41 | 229.56 | 235.13 | 106.32
CSP | 0 | 0 | 0 | 0 | 0 | 0
CT | 0 | 0.11 | 0.11 | 0 | 0 | 0
Coal | 6.61 | 5.05 | 3.48 | 1.01 | 11.58 | 12.7
Geo | 0 | 0 | 0 | 0 | 0 | 0
H | 0 | 0 | 0 | 0 | 0 | 0
LFG | 15.28 | 15.28 | 15.28 | 15.28 | 15.28 | 15.28
Nuc | 702.72 | 651.97 | 651.97 | 651.97 | 468.33 | 371.38
PS | 0 | 0 | 0 | 0 | 0 | 0
PV | 0 | 0 | 0 | 0 | 0 | 0
PeakG | 0.68 | 10.22 | 17.25 | 10.22 | 5.39 | 3.89
PeakO | 0 | 0 | 0.06 | 0 | 0 | 0
ST | 0 | 0 | 0 | 0 | 0 | 0
STOG | 3.02 | 1.14 | 0 | 0 | 0 | 0
STWD | 0 | 0 | 0 | 0 | 0 | 0
WT | 0 | 0 | 0 | 0 | 0 | 0
IGCC | 0 | 0 | 0 | 0 | 0 | 0
DemandResponse | 0 | 0 | 0 | 0 | 0 | 0
IGCC-CCS | 0 | 0 | 0 | 0 | 0 | 0
WT_off | 0 | 0 | 0 | 0 | 0 | 0
PseudoUnit | 0 | 0 | 0 | 0 | 0 | 0
FixedInterchange | 0 | 0 | 0 | 0 | 0 | 0
Total Fuel Consumption by Reporting Type: PJM_ROM
ReportingType | 2015 | 2020 | 2025 | 2030 | 2035 | 2040
BM | 0.1 | 1.75 | 1.75 | 1.75 | 1.75 | 1.08
CC | 137.45 | 180.6 | 172.49 | 102.38 | 102.37 | 40.79
CSP | 0 | 0 | 0 | 0 | 0 | 0
CT | 0 | 0.07 | 0.11 | 0.07 | 0 | 0
Coal | 110.62 | 15.01 | 0.33 | 0 | 0.01 | 0
Geo | 0 | 0 | 0 | 0 | 0 | 0
H | 0 | 0 | 0 | 0 | 0 | 0
LFG | 30.56 | 30.56 | 30.56 | 30.56 | 30.56 | 30.56
Nuc | 420.79 | 420.79 | 420.79 | 420.79 | 506.99 | 991.51
PS | 0 | 0 | 0 | 0 | 0 | 0
PV | 0 | 0 | 0 | 0 | 0 | 0
PeakG | 0 | 0.55 | 2.41 | 6.5 | 3.44 | 1.74
PeakO | 0 | 0 | 0.19 | 0 | 0 | 0
ST | 0 | 0 | 0 | 0 | 0 | 0
STOG | 7.33 | 14.3 | 0 | 0 | 0 | 0
STWD | 0.31 | 5.38 | 5.38 | 5.38 | 5.38 | 3.32
WT | 0 | 0 | 0 | 0 | 0 | 0
IGCC | 0 | 0 | 0 | 0 | 0 | 0
DemandResponse | 0 | 0 | 0 | 0 | 0 | 0
IGCC-CCS | 0 | 0 | 0 | 0 | 0 | 0
WT_off | 0 | 0 | 0 | 0 | 0 | 0
PseudoUnit | 0 | 0 | 0 | 0 | 0 | 0
FixedInterchange | 0 | 0 | 0 | 0 | 0 | 0
Total Fuel Consumption by Reporting Type: PJM_ROR
ReportingType | 2015 | 2020 | 2025 | 2030 | 2035 | 2040
BM | 2.1 | 37.37 | 27.25 | 37.37 | 37.37 | 23
CC | 1015.95 | 1159.74 | 1005.64 | 758.85 | 535.91 | 212.78
CSP | 0 | 0 | 0 | 0 | 0 | 0
CT | 0.03 | 0.12 | 0.21 | 0.12 | 0 | 0
Coal | 2260.57 | 1037.66 | 85.53 | 54.24 | 90.92 | 90.92
Geo | 0 | 0 | 0 | 0 | 0 | 0
H | 0 | 0 | 0 | 0 | 0 | 0
LFG | 6.18 | 6.18 | 61.46 | 61.46 | 61.46 | 61.46
Nuc | 1644.81 | 1644.81 | 1644.81 | 1573.64 | 1516.43 | 2201.54
PS | 0 | 0 | 0 | 0 | 0 | 0
PV | 0 | 0 | 0 | 0 | 0 | 0
PeakG | 9.4 | 31.24 | 65.61 | 35.6 | 33.64 | 6
PeakO | 0 | 0 | 0.04 | 0 | 0 | 0
ST | 0 | 0 | 0 | 0 | 0 | 0
STOG | 4.43 | 14.48 | 0 | 0 | 0 | 0
STWD | 0.43 | 15.91 | 15.91 | 11.69 | 15.91 | 9.82
WT | 0.03 | 0.03 | 0.04 | 0.05 | 0.05 | 0.05
IGCC | 0 | 0 | 0 | 0 | 0 | 0
DemandResponse | 0 | 0 | 0 | 0 | 0 | 0
IGCC-CCS | 0 | 0 | 0 | 0 | 0 | 0
WT_off | 0 | 0 | 0 | 0 | 0 | 0
PseudoUnit | 0 | 0 | 0 | 0 | 0 | 0
FixedInterchange | 0 | 0 | 0 | 0 | 0 | 0
Total Fuel Consumption by Reporting Type: SOCO
ReportingType | 2015 | 2020 | 2025 | 2030 | 2035 | 2040
BM | 0.5 | 1.26 | 3.89 | 5.34 | 5.34 | 200.44
CC | 1091.21 | 1150.97 | 1125.91 | 681.71 | 225.28 | 56.29
CSP | 0 | 0 | 0 | 0 | 0 | 0
CT | 0 | 0 | 0 | 0 | 0 | 0
Coal | 346.6 | 90.65 | 64.88 | 64.88 | 64.88 | 64.88
Geo | 0 | 0 | 0 | 0 | 0 | 0
H | 0 | 0 | 0 | 0 | 0 | 0
LFG | 0 | 0 | 11.56 | 11.56 | 11.56 | 11.56
Nuc | 494.38 | 673.18 | 673.18 | 1252.85 | 2028.64 | 2217.79
PS | 0 | 0 | 0 | 0 | 0 | 0
PV | 0 | 0 | 0 | 0 | 0 | 0
PeakG | 6.21 | 31.2 | 38.89 | 0 | 0 | 0
PeakO | 0 | 0 | 0 | 0 | 0 | 0
ST | 0 | 0 | 0 | 0 | 0 | 0
STOG | 0 | 0 | 0 | 0 | 0 | 0
STWD | 3.36 | 9.67 | 13.53 | 36.96 | 60.13 | 37.13
WT | 0 | 0 | 0 | 0 | 0 | 0
IGCC | 0 | 0 | 0 | 0 | 0 | 0
DemandResponse | 0 | 0 | 0 | 0 | 0 | 0
IGCC-CCS | 0 | 0 | 0 | 0 | 0 | 0
WT_off | 0 | 0 | 0 | 0 | 0 | 0
PseudoUnit | 0 | 0 | 0 | 0 | 0 | 0
FixedInterchange | 0 | 0 | 0 | 0 | 0 | 0
Total Fuel Consumption by Reporting Type: SPP_N
ReportingType | 2015 | 2020 | 2025 | 2030 | 2035 | 2040
BM | 0 | 0 | 0 | 0 | 0 | 0
CC | 21.42 | 10.86 | 10.86 | 6.79 | 5.4 | 1.94
CSP | 0 | 0 | 0 | 0 | 0 | 0
CT | 0 | 0 | 0 | 0 | 0 | 0
Coal | 619.46 | 102.1 | 2.91 | 0.11 | 0 | 0
Geo | 0 | 0 | 0 | 0 | 0 | 0
H | 0 | 0 | 0 | 0 | 0 | 0
LFG | 0 | 0 | 0 | 8.97 | 6.73 | 6.59
Nuc | 93.19 | 93.19 | 82.64 | 78.5 | 60.9 | 58.72
PS | 0 | 0 | 0 | 0 | 0 | 0
PV | 0 | 0 | 0 | 0 | 0 | 0
PeakG | 0.72 | 0 | 0.93 | 0 | 0 | 0
PeakO | 0 | 0 | 0 | 0 | 0 | 0
ST | 0 | 0 | 0 | 0 | 0 | 0
STOG | 1.87 | 0 | 0 | 0 | 0 | 0
STWD | 0 | 0 | 0 | 0 | 0 | 0
WT | 0 | 0.13 | 0.15 | 0.15 | 0.17 | 0.17
IGCC | 0 | 0 | 0 | 0 | 0 | 0
DemandResponse | 0 | 0 | 0 | 0 | 0 | 0
IGCC-CCS | 0 | 0 | 0 | 0 | 0 | 0
WT_off | 0 | 0 | 0 | 0 | 0 | 0
PseudoUnit | 0 | 0 | 0 | 0 | 0 | 0
FixedInterchange | 0 | 0 | 0 | 0 | 0 | 0
Total Fuel Consumption by Reporting Type: SPP_S
ReportingType | 2015 | 2020 | 2025 | 2030 | 2035 | 2040
BM | 0 | 0 | 0 | 0 | 0 | 0
CC | 271.38 | 82.62 | 101.11 | 70.19 | 53.06 | 41.92
CSP | 0 | 0 | 0 | 0 | 0 | 0
CT | 0.06 | 0 | 0.72 | 1.44 | 0.3 | 0
Coal | 904.78 | 65.13 | 6.14 | 0 | 0 | 0
Geo | 0 | 0 | 0 | 0 | 0 | 0
H | 0 | 0 | 0 | 0 | 0 | 0
LFG | 0 | 0 | 0 | 8.97 | 6.73 | 6.59
Nuc | 0 | 0 | 0.01 | 0.01 | 0.04 | 0.02
PS | 0 | 0 | 0 | 0 | 0 | 0
PV | 0 | 0 | 0 | 0 | 0 | 0
PeakG | 0 | 0 | 2.76 | 4.21 | 2.34 | 2.34
PeakO | 0 | 0 | 0 | 0 | 0 | 0
ST | 0 | 0 | 0 | 0 | 0 | 0
STOG | 16.51 | 13.03 | 14.71 | 1.18 | 0 | 0
STWD | 0.03 | 0.39 | 0.69 | 1.76 | 3.83 | 2.39
WT | 0.01 | 0.14 | 0.15 | 0.15 | 0.16 | 0.16
IGCC | 0 | 0 | 0 | 0 | 0 | 0
DemandResponse | 0 | 0 | 0 | 0 | 0 | 0
IGCC-CCS | 0 | 0 | 0 | 0 | 0 | 0
WT_off | 0 | 0 | 0 | 0 | 0 | 0
PseudoUnit | 0 | 0 | 0 | 0 | 0 | 0
FixedInterchange | 0 | 0 | 0 | 0 | 0 | 0
Total Fuel Consumption by Reporting Type: TVA
ReportingType | 2015 | 2020 | 2025 | 2030 | 2035 | 2040
BM | 0 | 0 | 0 | 0 | 0 | 4.23
CC | 306.55 | 434.32 | 418.83 | 277.82 | 112.29 | 29.69
CSP | 0 | 0 | 0 | 0 | 0 | 0
CT | 0 | 0 | 0 | 0 | 0 | 0
Coal | 461.65 | 189.07 | 0 | 0 | 0 | 0
Geo | 0 | 0 | 0 | 0 | 0 | 0
H | 0 | 0 | 0 | 0 | 0 | 0
LFG | 0 | 0 | 11.56 | 11.56 | 11.56 | 11.56
Nuc | 676.63 | 676.63 | 676.63 | 676.63 | 962.02 | 1163.3
PS | 0 | 0 | 0 | 0 | 0 | 0
PV | 0 | 0 | 0 | 0 | 0 | 0
PeakG | 0 | 0.63 | 1.94 | 0.43 | 0 | 0
PeakO | 0 | 0 | 0 | 0 | 0 | 0
ST | 0 | 0 | 0 | 0 | 0 | 0
STOG | 0 | 0 | 0 | 0 | 0 | 0
STWD | 0.01 | 0.04 | 0.07 | 0.31 | 0.42 | 0.26
WT | 0 | 0 | 0 | 0 | 0 | 0
IGCC | 0 | 0 | 0 | 0 | 0 | 0
DemandResponse | 0 | 0 | 0 | 0 | 0 | 0
IGCC-CCS | 0 | 0 | 0 | 0 | 0 | 0
WT_off | 0 | 0 | 0 | 0 | 0 | 0
PseudoUnit | 0 | 0 | 0 | 0 | 0 | 0
FixedInterchange | 0 | 0 | 0 | 0 | 0 | 0
Total Fuel Consumption by Reporting Type: TVA_Transmission
ReportingType | 2015 | 2020 | 2025 | 2030 | 2035 | 2040
BM | 0 | 0 | 0 | 0 | 0 | 0
CC | 0 | 0 | 0 | 0 | 0 | 0
CSP | 0 | 0 | 0 | 0 | 0 | 0
CT | 0 | 0 | 0 | 0 | 0 | 0
Coal | 0 | 0 | 0 | 0 | 0 | 0
Geo | 0 | 0 | 0 | 0 | 0 | 0
H | 0 | 0 | 0 | 0 | 0 | 0
LFG | 0 | 0 | 0 | 0 | 0 | 0
Nuc | 0 | 0 | 0 | 0 | 0 | 0
PS | 0 | 0 | 0 | 0 | 0 | 0
PV | 0 | 0 | 0 | 0 | 0 | 0
PeakG | 0 | 0 | 0 | 0 | 0 | 0
PeakO | 0 | 0 | 0 | 0 | 0 | 0
ST | 0 | 0 | 0 | 0 | 0 | 0
STOG | 0 | 0 | 0 | 0 | 0 | 0
STWD | 0 | 0 | 0 | 0 | 0 | 0
WT | 0 | 0 | 0 | 0 | 0 | 0
IGCC | 0 | 0 | 0 | 0 | 0 | 0
DemandResponse | 0 | 0 | 0 | 0 | 0 | 0
IGCC-CCS | 0 | 0 | 0 | 0 | 0 | 0
WT_off | 0 | 0 | 0 | 0 | 0 | 0
PseudoUnit | 0 | 0 | 0 | 0 | 0 | 0
FixedInterchange | 0 | 0 | 0 | 0 | 0 | 0
Total Fuel Consumption by Reporting Type: VACAR
ReportingType | 2015 | 2020 | 2025 | 2030 | 2035 | 2040
BM | 0 | 1.04 | 43.05 | 43.05 | 43.05 | 92.85
CC | 567.37 | 597 | 590.67 | 369.84 | 169.38 | 19.61
CSP | 0 | 0 | 0 | 0 | 0 | 0
CT | 0.8 | 3.15 | 5.32 | 0.09 | 0 | 0
Coal | 369.06 | 107.41 | 48.33 | 33.4 | 36.59 | 36.82
Geo | 0 | 0 | 0 | 0 | 0 | 0
H | 0 | 0 | 0 | 0 | 0 | 0
LFG | 11.56 | 11.56 | 11.56 | 11.56 | 11.56 | 11.56
Nuc | 910.72 | 1100.09 | 1100.09 | 1560.42 | 2071.32 | 2296.36
PS | 0 | 0 | 0 | 0 | 0 | 0
PV | 0 | 0 | 0 | 0 | 0 | 0
PeakG | 1.51 | 15.67 | 18.5 | 0 | 0 | 0
PeakO | 0 | 0 | 0 | 0 | 0 | 0
ST | 0 | 0 | 0 | 0 | 0 | 0
STOG | 0 | 0 | 0 | 0 | 0 | 0
STWD | 10.95 | 24.47 | 24.47 | 23.75 | 24.47 | 15.11
WT | 0 | 0.01 | 0.01 | 0.01 | 0.01 | 0.01
IGCC | 0 | 0 | 0 | 0 | 0 | 0
DemandResponse | 0 | 0 | 1.65 | 2.51 | 0 | 8.53
IGCC-CCS | 0 | 0 | 0 | 0 | 0 | 0
WT_off | 0 | 0 | 0 | 0 | 0 | 0
PseudoUnit | 0 | 0 | 0 | 0 | 0 | 0
FixedInterchange | 0 | 0 | 0 | 0 | 0 | 0
Total Fuel Consumption by Reporting Type: IESO
ReportingType | 2015 | 2020 | 2025 | 2030 | 2035 | 2040
BM | 0 | 0.14 | 0.31 | 0.03 | 8.51 | 0.67
CC | 58.99 | 58.99 | 7.25 | 0.39 | 0.13 | 0.46
CSP | 0 | 0 | 0 | 0 | 0 | 0
CT | 0.41 | 0.13 | 0.13 | 0 | 0 | 0
Coal | 0 | 0 | 0 | 0 | 0 | 0
Geo | 0 | 0 | 0 | 0 | 0 | 0
H | 0 | 0 | 0 | 0 | 0 | 0
LFG | 1.56 | 1.56 | 1.56 | 1.61 | 1.61 | 1.61
Nuc | 1064.72 | 1064.72 | 1064.72 | 1064.72 | 980.48 | 854.53
PS | 0 | 0 | 0 | 0 | 0 | 0
PV | 0 | 0 | 0 | 0 | 0 | 0
PeakG | 0 | 0 | 0 | 0 | 0 | 0
PeakO | 0 | 0 | 0 | 0 | 0 | 0
ST | 0 | 0 | 0 | 0 | 0 | 0
STOG | 0 | 0 | 0 | 0 | 0 | 0
STWD | 0.15 | 0.28 | 0.28 | 0.28 | 10.32 | 0.44
WT | 0.01 | 0.01 | 0.01 | 0.01 | 0.01 | 0.01
IGCC | 0 | 0 | 0 | 0 | 0 | 0
DemandResponse | 0 | 0 | 0 | 0 | 0 | 0
IGCC-CCS | 0 | 0 | 0 | 0 | 0 | 0
WT_off | 0 | 0 | 0 | 0 | 0 | 0
PseudoUnit | 0 | 0 | 0 | 0 | 0 | 0
FixedInterchange | 0 | 0 | 0 | 0 | 0 | 0
Total Fuel Consumption by Reporting Type: MAPP_CA
ReportingType | 2015 | 2020 | 2025 | 2030 | 2035 | 2040
BM | 0 | 0 | 0 | 0 | 0 | 0
CC | 64.55 | 64.55 | 21.78 | 0 | 0 | 0
CSP | 0 | 0 | 0 | 0 | 0 | 0
CT | 0 | 0 | 0 | 0 | 0 | 0
Coal | 2.81 | 0 | 0 | 0 | 0 | 0
Geo | 0 | 0 | 0 | 0 | 0 | 0
H | 0 | 0 | 0.01 | 0.02 | 0.02 | 0.02
LFG | 0 | 0 | 0 | 0 | 0 | 0
Nuc | 0 | 0.01 | 0 | 0 | 0.04 | 0
PS | 0 | 0 | 0 | 0 | 0 | 0
PV | 0 | 0 | 0 | 0 | 0 | 0
PeakG | 0.69 | 1.03 | 0 | 0 | 0 | 0
PeakO | 0 | 0 | 0 | 0 | 0 | 0
ST | 0 | 0 | 0 | 0 | 0 | 0
STOG | 0.16 | 0 | 0 | 0 | 0 | 0
STWD | 0 | 0 | 0 | 0 | 0 | 0
WT | 0 | 0 | 0 | 0 | 0 | 0
IGCC | 0 | 0 | 0 | 0 | 0 | 0
DemandResponse | 0 | 0 | 0 | 0 | 0 | 0
IGCC-CCS | 0 | 0 | 0 | 0 | 0 | 0
WT_off | 0 | 0 | 0 | 0 | 0 | 0
PseudoUnit | 0 | 0 | 0 | 0 | 0 | 0
FixedInterchange | 0 | 0 | 0 | 0 | 0 | 0
Total Fuel Consumption by Reporting Type: AZ_NM_SNV_Coal
ReportingType | 2015 | 2020 | 2025 | 2030 | 2035 | 2040
BM | 0 | 0 | 0 | 0 | 0 | 0
CC | 0 | 0 | 0 | 0 | 0 | 0
CSP | 0 | 0 | 0 | 0 | 0 | 0
CT | 0 | 0 | 0 | 0 | 0 | 0
Coal | 575.87 | 385.05 | 0 | 0 | 0 | 0
Geo | 0 | 0 | 0 | 0 | 0 | 0
H | 0 | 0 | 0 | 0 | 0 | 0
LFG | 0 | 0 | 0 | 0 | 0 | 0
Nuc | 0 | 0 | 0 | 0 | 0 | 0
PS | 0 | 0 | 0 | 0 | 0 | 0
PV | 0 | 0 | 0 | 0 | 0 | 0
PeakG | 0 | 0 | 0 | 0 | 0 | 0
PeakO | 0 | 0 | 0 | 0 | 0 | 0
ST | 0 | 0 | 0 | 0 | 0 | 0
STOG | 0 | 0 | 0 | 0 | 0 | 0
STWD | 0 | 0 | 0 | 0 | 0 | 0
WT | 0 | 0 | 0 | 0 | 0 | 0
IGCC | 0 | 0 | 0 | 0 | 0 | 0
DemandResponse | 0 | 0 | 0 | 0 | 0 | 0
IGCC-CCS | 0 | 0 | 0 | 0 | 0 | 0
WT_off | 0 | 0 | 0 | 0 | 0 | 0
PseudoUnit | 0 | 0 | 0 | 0 | 0 | 0
FixedInterchange | 0 | 0 | 0 | 0 | 0 | 0
Total Fuel Consumption by Reporting Type: AZ_NM_SNV_Gas
ReportingType | 2015 | 2020 | 2025 | 2030 | 2035 | 2040
BM | 0 | 0 | 0 | 0 | 0 | 0
CC | 349.91 | 460.57 | 549.65 | 200.02 | 73.2 | 47.31
CSP | 0 | 0 | 0 | 0 | 0 | 0
CT | 0 | 0.8 | 1.56 | 0.85 | 0 | 0
Coal | 0 | 0 | 0 | 0 | 0 | 0
Geo | 0 | 0 | 0 | 0 | 0 | 0
H | 0 | 0 | 0 | 0 | 0 | 0
LFG | 0 | 0 | 0 | 0 | 0 | 0
Nuc | 0 | 0 | 0 | 0 | 0 | 0
PS | 0 | 0 | 0 | 0 | 0 | 0
PV | 0 | 0 | 0 | 0 | 0 | 0
PeakG | 0 | 0.2 | 0 | 0 | 0 | 0
PeakO | 0 | 0 | 0 | 0 | 0 | 0
ST | 0 | 0 | 0 | 0 | 0 | 0
STOG | 0 | 0 | 0 | 0 | 0 | 0
STWD | 0 | 0 | 0 | 0 | 0 | 0
WT | 0 | 0 | 0 | 0 | 0 | 0
IGCC | 0 | 0 | 0 | 0 | 0 | 0
DemandResponse | 0 | 0 | 2.14 | 0.94 | 0 | 0
IGCC-CCS | 0 | 0 | 0 | 0 | 0 | 0
WT_off | 0 | 0 | 0 | 0 | 0 | 0
PseudoUnit | 0 | 0 | 0 | 0 | 0 | 0
FixedInterchange | 0 | 0 | 0 | 0 | 0 | 0
Total Fuel Consumption by Reporting Type: AZ_NM_SNV_NucRenew
ReportingType | 2015 | 2020 | 2025 | 2030 | 2035 | 2040
BM | 0 | 0 | 0 | 0 | 0 | 0
CC | 0 | 0 | 0 | 0 | 0 | 0
CSP | 0 | 0 | 0 | 0 | 0 | 0
CT | 0 | 0 | 0 | 0 | 0 | 0
Coal | 0 | 0 | 0 | 0 | 0 | 0
Geo | 0 | 0 | 0.01 | 0.01 | 0.01 | 0.01
H | 0 | 0 | 0 | 0 | 0 | 0
LFG | 6.53 | 6.53 | 6.53 | 6.53 | 6.53 | 6.53
Nuc | 317.72 | 317.72 | 317.72 | 434.81 | 743.49 | 845.26
PS | 0 | 0 | 0 | 0 | 0 | 0
PV | 0 | 0 | 0 | 0 | 0 | 0
PeakG | 0 | 0 | 0 | 0 | 0 | 0
PeakO | 0 | 0 | 0 | 0 | 0 | 0
ST | 0 | 0 | 0 | 0.03 | 0.03 | 0.04
STOG | 0 | 0 | 0 | 0 | 0 | 0
STWD | 1.77 | 1.77 | 1.77 | 1.77 | 1.77 | 1.37
WT | 0.01 | 0.02 | 0.03 | 0.03 | 0.03 | 0.03
IGCC | 0 | 0 | 0 | 0 | 0 | 0
DemandResponse | 0 | 0 | 0 | 0 | 0 | 0
IGCC-CCS | 0 | 0 | 0 | 0 | 0 | 0
WT_off | 0 | 0 | 0 | 0 | 0 | 0
PseudoUnit | 0 | 0 | 0 | 0 | 0 | 0
FixedInterchange | 0 | 0 | 0 | 0 | 0 | 0
Total Fuel Consumption by Reporting Type: ERCOT
ReportingType | 2015 | 2020 | 2025 | 2030 | 2035 | 2040
BM | 2.47 | 2 | 1.28 | 14.07 | 13.47 | 148.93
CC | 1362.6 | 1288.64 | 885.02 | 814.31 | 560.61 | 293.35
CSP | 0 | 0 | 0 | 0 | 0 | 0
CT | 0 | 0.23 | 0.53 | 0.53 | 0 | 0
Coal | 493.88 | 268.86 | 37.99 | 67.53 | 76.02 | 75.15
Geo | 0 | 0 | 0 | 0 | 0 | 0
H | 0 | 0 | 0 | 0 | 0 | 0
LFG | 0 | 0 | 38.09 | 38.09 | 38.09 | 38.09
Nuc | 422.69 | 422.69 | 422.69 | 422.69 | 763.18 | 1047.17
PS | 0 | 0 | 0 | 0 | 0 | 0
PV | 0 | 0 | 0 | 0 | 0 | 0
PeakG | 0 | 1 | 5.92 | 5.87 | 0 | 0
PeakO | 0 | 0 | 0 | 0 | 0 | 0
ST | 0 | 0 | 0 | 0 | 0 | 0
STOG | 41.71 | 45.95 | 0 | 0 | 0 | 0
STWD | 0 | 0 | 0 | 0 | 0 | 0
WT | 0.03 | 0.07 | 0.15 | 0.15 | 0.14 | 0.14
IGCC | 0 | 0 | 0 | 0 | 0 | 0
DemandResponse | 0 | 0 | 4.74 | 6.77 | 8.48 | 3.93
IGCC-CCS | 0 | 0 | 0 | 0 | 0 | 0
WT_off | 0 | 0 | 0 | 0 | 0 | 0
PseudoUnit | 0 | 0 | 0 | 0 | 0 | 0
FixedInterchange | 0 | 0 | 0 | 0 | 0 | 0
Total Fuel Consumption by Reporting Type: NP15
ReportingType | 2015 | 2020 | 2025 | 2030 | 2035 | 2040
BM | 0 | 0 | 0 | 0 | 0 | 0
CC | 362.88 | 346.09 | 355.83 | 218.58 | 20.07 | 0
CSP | 0 | 0 | 0 | 0 | 0 | 0
CT | 0 | 0 | 0 | 0 | 0 | 0
Coal | 16.77 | 0 | 0 | 0 | 0 | 0
Geo | 0.01 | 0.01 | 0.01 | 0.01 | 0.01 | 0.01
H | 0 | 0 | 0 | 0 | 0 | 0
LFG | 60.8 | 60.8 | 60.8 | 60.8 | 60.8 | 60.8
Nuc | 187.74 | 187.74 | 187.74 | 293.05 | 507.74 | 531.99
PS | 0 | 0 | 0 | 0 | 0 | 0
PV | 0 | 0 | 0 | 0 | 0 | 0
PeakG | 0 | 0 | 0.14 | 0 | 0.08 | 0.12
PeakO | 0 | 0 | 0 | 0 | 0 | 0
ST | 0 | 0 | 0 | 0 | 0 | 0
STOG | 0.31 | 0 | 0 | 0 | 0 | 0
STWD | 31.37 | 37.44 | 17.48 | 37.44 | 37.44 | 17.66
WT | 0 | 0 | 0.01 | 0.01 | 0.01 | 0.01
IGCC | 0 | 0 | 0 | 0 | 0 | 0
DemandResponse | 0 | 0 | 0 | 0 | 0 | 0
IGCC-CCS | 0 | 0 | 0 | 0 | 0 | 0
WT_off | 0 | 0 | 0 | 0 | 0 | 0
PseudoUnit | 0 | 0 | 0 | 0 | 0 | 0
FixedInterchange | 0 | 0 | 0 | 0 | 0 | 0
Total Fuel Consumption by Reporting Type: NWPP_Coal
ReportingType | 2015 | 2020 | 2025 | 2030 | 2035 | 2040
BM | 0 | 0 | 0 | 0 | 0 | 0
CC | 0 | 0 | 0 | 0 | 0 | 0
CSP | 0 | 0 | 0 | 0 | 0 | 0
CT | 0 | 0 | 0 | 0 | 0 | 0
Coal | 539.98 | 418.48 | 16.32 | 16.32 | 16.32 | 7.66
Geo | 0 | 0 | 0 | 0 | 0 | 0
H | 0 | 0 | 0 | 0 | 0 | 0
LFG | 0 | 0 | 0 | 0 | 0 | 0
Nuc | 0 | 0 | 0 | 0 | 0 | 0
PS | 0 | 0 | 0 | 0 | 0 | 0
PV | 0 | 0 | 0 | 0 | 0 | 0
PeakG | 0 | 0 | 0 | 0 | 0 | 0
PeakO | 0 | 0 | 0 | 0 | 0 | 0
ST | 0 | 0 | 0 | 0 | 0 | 0
STOG | 0 | 0 | 0 | 0 | 0 | 0
STWD | 0 | 0 | 0 | 0 | 0 | 0
WT | 0 | 0 | 0 | 0 | 0 | 0
IGCC | 0 | 0 | 0 | 0 | 0 | 0
DemandResponse | 0 | 0 | 0 | 0 | 0 | 0
IGCC-CCS | 0 | 0 | 0 | 0 | 0 | 0
WT_off | 0 | 0 | 0 | 0 | 0 | 0
PseudoUnit | 0 | 0 | 0 | 0 | 0 | 0
FixedInterchange | 0 | 0 | 0 | 0 | 0 | 0
Total Fuel Consumption by Reporting Type: NWPP_Gas
ReportingType | 2015 | 2020 | 2025 | 2030 | 2035 | 2040
BM | 0 | 0 | 0 | 0 | 0 | 0
CC | 361.48 | 381.68 | 381.68 | 34.22 | 15.46 | 9.13
CSP | 0 | 0 | 0 | 0 | 0 | 0
CT | 0 | 0 | 0 | 0 | 0 | 0
Coal | 0 | 0 | 0 | 0 | 0 | 0
Geo | 0 | 0 | 0 | 0 | 0 | 0
H | 0 | 0 | 0 | 0 | 0 | 0
LFG | 0 | 0 | 0 | 0 | 0 | 0
Nuc | 0 | 0 | 0 | 0 | 0 | 0
PS | 0 | 0 | 0 | 0 | 0 | 0
PV | 0 | 0 | 0 | 0 | 0 | 0
PeakG | 0 | 0 | 0 | 0 | 0 | 0
PeakO | 0 | 0 | 0 | 0 | 0 | 0
ST | 0 | 0 | 0 | 0 | 0 | 0
STOG | 0 | 0 | 0 | 0 | 0 | 0
STWD | 0 | 0 | 0 | 0 | 0 | 0
WT | 0 | 0 | 0 | 0 | 0 | 0
IGCC | 0 | 0 | 0 | 0 | 0 | 0
DemandResponse | 0 | 0 | 0 | 0 | 0 | 0
IGCC-CCS | 0 | 0 | 0 | 0 | 0 | 0
WT_off | 0 | 0 | 0 | 0 | 0 | 0
PseudoUnit | 0 | 0 | 0 | 0 | 0 | 0
FixedInterchange | 0 | 0 | 0 | 0 | 0 | 0
Total Fuel Consumption by Reporting Type: NWPP_NucRenew
ReportingType | 2015 | 2020 | 2025 | 2030 | 2035 | 2040
BM | 0 | 3.16 | 3.16 | 3.16 | 3.16 | 1.43
CC | 0 | 0 | 0 | 0 | 0 | 0
CSP | 0 | 0 | 0 | 0 | 0 | 0
CT | 0 | 0 | 0 | 0 | 0 | 0
Coal | 0 | 0 | 0 | 0 | 0 | 0
Geo | 0 | 0 | 0.01 | 0.01 | 0.01 | 0.01
H | 0 | 0 | 0 | 0 | 0 | 0
LFG | 14.17 | 14.17 | 29.05 | 29.05 | 29.05 | 29.05
Nuc | 88.66 | 88.66 | 88.66 | 763.59 | 763.59 | 802.37
PS | 0 | 0 | 0 | 0 | 0 | 0
PV | 0 | 0 | 0 | 0 | 0 | 0
PeakG | 0 | 0 | 0 | 0 | 0 | 0
PeakO | 0 | 0 | 0 | 0 | 0 | 0
ST | 0 | 0 | 0 | 0 | 0 | 0
STOG | 0 | 0 | 0 | 0 | 0 | 0
STWD | 0 | 0 | 46.18 | 46.18 | 46.18 | 21.78
WT | 0.02 | 0.02 | 0.02 | 0.02 | 0.02 | 0.02
IGCC | 0 | 0 | 0 | 0 | 0 | 0
DemandResponse | 0 | 0 | 0 | 0 | 0 | 0
IGCC-CCS | 0 | 0 | 0 | 0 | 0 | 0
WT_off | 0 | 0 | 0 | 0 | 0 | 0
PseudoUnit | 0 | 0 | 0 | 0 | 0 | 0
FixedInterchange | 0 | 0 | 0 | 0 | 0 | 0
Total Fuel Consumption by Reporting Type: RMPA
ReportingType | 2015 | 2020 | 2025 | 2030 | 2035 | 2040
BM | 0 | 0 | 0 | 0 | 0 | 0
CC | 32.36 | 19.62 | 56.29 | 50.68 | 33.45 | 10.88
CSP | 0 | 0 | 0 | 0 | 0 | 0
CT | 0 | 0 | 0.02 | 0 | 0 | 0
Coal | 476.4 | 336.62 | 68.39 | 48.6 | 47.87 | 23.04
Geo | 0 | 0 | 0.02 | 0.02 | 0.02 | 0.02
H | 0 | 0 | 0 | 0 | 0 | 0
LFG | 0.15 | 0.15 | 3.26 | 3.26 | 3.26 | 3.26
Nuc | 0 | 0 | 0.01 | 9.9 | 57.3 | 94.66
PS | 0 | 0 | 0 | 0 | 0 | 0
PV | 0 | 0 | 0 | 0 | 0 | 0
PeakG | 0 | 0.2 | 3.51 | 2.81 | 2.02 | 2
PeakO | 0 | 0 | 0 | 0 | 0 | 0
ST | 0 | 0 | 0 | 0 | 0 | 0
STOG | 0 | 0 | 0 | 0 | 0 | 0
STWD | 0 | 0 | 0 | 0 | 0 | 0
WT | 0.02 | 0.03 | 0.03 | 0.03 | 0.03 | 0.03
IGCC | 0 | 0 | 0 | 0 | 0 | 0
DemandResponse | 0 | 0 | 0 | 0 | 0 | 0
IGCC-CCS | 0 | 0 | 0 | 0 | 0 | 0
WT_off | 0 | 0 | 0 | 0 | 0 | 0
PseudoUnit | 0 | 0 | 0 | 0 | 0 | 0
FixedInterchange | 0 | 0 | 0 | 0 | 0 | 0
Total Fuel Consumption by Reporting Type: SP15
ReportingType | 2015 | 2020 | 2025 | 2030 | 2035 | 2040
BM | 0.58 | 0.58 | 0.58 | 0.58 | 0.58 | 0.45
CC | 456.54 | 491.33 | 472.03 | 375.43 | 150.81 | 129.8
CSP | 0 | 0 | 0 | 0 | 0 | 0
CT | 0 | 0 | 0 | 0 | 0 | 0
Coal | 15.7 | 8.42 | 0 | 0 | 0 | 0
Geo | 0.02 | 0.02 | 0.02 | 0.02 | 0.02 | 0.02
H | 0 | 0 | 0 | 0 | 0 | 0
LFG | 60.8 | 60.8 | 60.8 | 60.8 | 60.8 | 60.8
Nuc | 173.28 | 173.28 | 173.28 | 173.28 | 173.28 | 191.16
PS | 0 | 0 | 0 | 0 | 0 | 0
PV | 0 | 0 | 0 | 0 | 0 | 0
PeakG | 0 | 0.31 | 4.42 | 2.56 | 0.75 | 1.3
PeakO | 0 | 0 | 0 | 0 | 0 | 0
ST | 0 | 0 | 0 | 0 | 0.04 | 0.04
STOG | 3.12 | 4.95 | 0 | 0 | 0 | 0
STWD | 9.59 | 9.59 | 8.6 | 9.59 | 9.59 | 4.82
WT | 0.01 | 0.01 | 0.03 | 0.04 | 0.04 | 0.04
IGCC | 0 | 0 | 0 | 0 | 0 | 0
DemandResponse | 0 | 0 | 0 | 0 | 0 | 0
IGCC-CCS | 0 | 0 | 0 | 0 | 0 | 0
WT_off | 0 | 0 | 0 | 0 | 0 | 0
PseudoUnit | 0 | 0 | 0 | 0 | 0 | 0
FixedInterchange | 0 | 0 | 0 | 0 | 0 | 0
Total Fuel Consumption by Reporting Type: ALB
ReportingType | 2015 | 2020 | 2025 | 2030 | 2035 | 2040
BM | 0 | 0 | 0 | 0 | 0 | 0
CC | 130.51 | 132.05 | 131.59 | 3.35 | 0.01 | 0
CSP | 0 | 0 | 0 | 0 | 0 | 0
CT | 0 | 0 | 0 | 0 | 0 | 0
Coal | 470.15 | 470.15 | 461.63 | 0 | 0 | 0.03
Geo | 0 | 0 | 0 | 0 | 0 | 0
H | 0 | 0 | 0 | 0 | 0 | 0
LFG | 0 | 0 | 0 | 0 | 0 | 0
Nuc | 0 | 0 | 0.01 | 667.86 | 691.33 | 706.68
PS | 0 | 0 | 0 | 0 | 0 | 0
PV | 0 | 0 | 0 | 0 | 0 | 0
PeakG | 0 | 0 | 0 | 0 | 0 | 0
PeakO | 0 | 0 | 0 | 0 | 0 | 0
ST | 0 | 0 | 0 | 0 | 0 | 0
STOG | 0 | 0 | 0 | 0 | 0 | 0
STWD | 0.04 | 6.08 | 13.02 | 13.02 | 13.02 | 13.02
WT | 0 | 0 | 0 | 0 | 0 | 0
IGCC | 0 | 0 | 0 | 0 | 0 | 0
DemandResponse | 0 | 0 | 0 | 0 | 0 | 0
IGCC-CCS | 0 | 0 | 0 | 0 | 0 | 0
WT_off | 0 | 0 | 0 | 0 | 0 | 0
PseudoUnit | 0 | 0 | 0 | 0 | 0 | 0
FixedInterchange | 0 | 0 | 0 | 0 | 0 | 0
Total Fuel Consumption by Reporting Type: BC
ReportingType | 2015 | 2020 | 2025 | 2030 | 2035 | 2040
BM | 0 | 0 | 0 | 0 | 0 | 0
CC | 46.89 | 46.89 | 46.89 | 35.63 | 0 | 0
CSP | 0 | 0 | 0 | 0 | 0 | 0
CT | 0 | 0 | 0 | 0 | 0 | 0
Coal | 0 | 0 | 0 | 0 | 0 | 0
Geo | 0 | 0 | 0 | 0 | 0 | 0
H | 0 | 0 | 0 | 0 | 0 | 0
LFG | 0 | 0 | 0 | 0 | 0 | 0
Nuc | 0 | 0 | 0 | 0.08 | 0.08 | 0.04
PS | 0 | 0 | 0 | 0 | 0 | 0
PV | 0 | 0 | 0 | 0 | 0 | 0
PeakG | 0 | 0 | 0 | 0 | 0 | 0
PeakO | 0 | 0 | 0 | 0 | 0 | 0
ST | 0 | 0 | 0 | 0 | 0 | 0
STOG | 0 | 0 | 0 | 0 | 0 | 0
STWD | 0 | 13.55 | 41.58 | 41.58 | 41.58 | 41.58
WT | 0 | 0 | 0 | 0 | 0 | 0
IGCC | 0 | 0 | 0 | 0 | 0 | 0
DemandResponse | 0 | 0 | 0 | 0 | 0 | 0
IGCC-CCS | 0 | 0 | 0 | 0 | 0 | 0
WT_off | 0 | 0 | 0 | 0 | 0 | 0
PseudoUnit | 0 | 0 | 0 | 0 | 0 | 0
FixedInterchange | 0 | 0 | 0 | 0 | 0 | 0
Total Fuel Consumption by Reporting Type: HQ_IESO
ReportingType | 2015 | 2020 | 2025 | 2030 | 2035 | 2040
BM | 0 | 0 | 0 | 0 | 0 | 0
CC | 0 | 0 | 0 | 0 | 0 | 0
CSP | 0 | 0 | 0 | 0 | 0 | 0
CT | 0 | 0 | 0 | 0 | 0 | 0
Coal | 0 | 0 | 0 | 0 | 0 | 0
Geo | 0 | 0 | 0 | 0 | 0 | 0
H | 0 | 0 | 0 | 0 | 0 | 0
LFG | 0 | 0 | 0 | 0 | 0 | 0
Nuc | 0 | 0 | 0 | 0 | 0 | 0
PS | 0 | 0 | 0 | 0 | 0 | 0
PV | 0 | 0 | 0 | 0 | 0 | 0
PeakG | 0 | 0 | 0 | 0 | 0 | 0
PeakO | 0 | 0 | 0 | 0 | 0 | 0
ST | 0 | 0 | 0 | 0 | 0 | 0
STOG | 0 | 0 | 0 | 0 | 0 | 0
STWD | 0 | 0 | 0 | 0 | 0 | 0
WT | 0 | 0 | 0 | 0 | 0 | 0
IGCC | 0 | 0 | 0 | 0 | 0 | 0
DemandResponse | 0 | 0 | 0 | 0 | 0 | 0
IGCC-CCS | 0 | 0 | 0 | 0 | 0 | 0
WT_off | 0 | 0 | 0 | 0 | 0 | 0
PseudoUnit | 0 | 0 | 0 | 0.01 | 0.01 | 0.01
FixedInterchange | 0 | 0 | 0 | 0 | 0 | 0
Total Fuel Consumption by Reporting Type: HQ_NEISO
ReportingType | 2015 | 2020 | 2025 | 2030 | 2035 | 2040
BM | 0 | 0 | 0 | 0 | 0 | 0
CC | 0 | 0 | 0 | 0 | 0 | 0
CSP | 0 | 0 | 0 | 0 | 0 | 0
CT | 0 | 0 | 0 | 0 | 0 | 0
Coal | 0 | 0 | 0 | 0 | 0 | 0
Geo | 0 | 0 | 0 | 0 | 0 | 0
H | 0 | 0 | 0 | 0 | 0 | 0
LFG | 0 | 0 | 0 | 0 | 0 | 0
Nuc | 0 | 0 | 0 | 0 | 0.08 | 0.04
PS | 0 | 0 | 0 | 0 | 0 | 0
PV | 0 | 0 | 0 | 0 | 0 | 0
PeakG | 0 | 0 | 0 | 0 | 0 | 0
PeakO | 0 | 0 | 0 | 0 | 0 | 0
ST | 0 | 0 | 0 | 0 | 0 | 0
STOG | 0 | 0 | 0 | 0 | 0 | 0
STWD | 0 | 0 | 0 | 0 | 0 | 0
WT | 0 | 0 | 0 | 0 | 0 | 0
IGCC | 0 | 0 | 0 | 0 | 0 | 0
DemandResponse | 0 | 0 | 0 | 0 | 0 | 0
IGCC-CCS | 0 | 0 | 0 | 0 | 0 | 0
WT_off | 0 | 0 | 0 | 0 | 0 | 0
PseudoUnit | 0 | 0 | 0 | 0 | 0.01 | 0.01
FixedInterchange | 0.02 | 0.02 | 0.02 | 0.02 | 0.02 | 0.02
Total Fuel Consumption by Reporting Type: HQ_NY
ReportingType | 2015 | 2020 | 2025 | 2030 | 2035 | 2040
BM | 0 | 0 | 0 | 0 | 0 | 0
CC | 0 | 0 | 0 | 0 | 0 | 0
CSP | 0 | 0 | 0 | 0 | 0 | 0
CT | 0 | 0 | 0 | 0 | 0 | 0
Coal | 0 | 0 | 0 | 0 | 0 | 0
Geo | 0 | 0 | 0 | 0 | 0 | 0
H | 0 | 0 | 0 | 0 | 0 | 0
LFG | 0 | 0 | 0 | 0 | 0 | 0
Nuc | 0 | 0 | 0 | 0 | 0.08 | 0.04
PS | 0 | 0 | 0 | 0 | 0 | 0
PV | 0 | 0 | 0 | 0 | 0 | 0
PeakG | 0 | 0 | 0 | 0 | 0 | 0
PeakO | 0 | 0 | 0 | 0 | 0 | 0
ST | 0 | 0 | 0 | 0 | 0 | 0
STOG | 0 | 0 | 0 | 0 | 0 | 0
STWD | 0 | 0 | 0 | 0 | 0 | 0
WT | 0 | 0 | 0 | 0 | 0 | 0
IGCC | 0 | 0 | 0 | 0 | 0 | 0
DemandResponse | 0 | 0 | 0 | 0 | 0 | 0
IGCC-CCS | 0 | 0 | 0 | 0 | 0 | 0
WT_off | 0 | 0 | 0 | 0 | 0 | 0
PseudoUnit | 0 | 0 | 0.01 | 0.01 | 0.01 | 0.01
FixedInterchange | 0.01 | 0.01 | 0.01 | 0.01 | 0.01 | 0.01
Total Fuel Consumption by Reporting Type: MARITIMES
ReportingType | 2015 | 2020 | 2025 | 2030 | 2035 | 2040
BM | 0 | 0 | 0 | 0 | 0 | 0
CC | 0 | 0 | 0 | 0 | 0 | 0
CSP | 0 | 0 | 0 | 0 | 0 | 0
CT | 0 | 0 | 0 | 0 | 0 | 0
Coal | 0 | 0 | 0 | 0 | 0 | 0
Geo | 0 | 0 | 0 | 0 | 0 | 0
H | 0 | 0 | 0 | 0 | 0 | 0
LFG | 0 | 0 | 0 | 0 | 0 | 0
Nuc | 0 | 0 | 0 | 0 | 0.08 | 0.04
PS | 0 | 0 | 0 | 0 | 0 | 0
PV | 0 | 0 | 0 | 0 | 0 | 0
PeakG | 0 | 0 | 0 | 0 | 0 | 0
PeakO | 0 | 0 | 0 | 0 | 0 | 0
ST | 0 | 0 | 0 | 0 | 0 | 0
STOG | 0 | 0 | 0 | 0 | 0 | 0
STWD | 0 | 0 | 0 | 0 | 0 | 0
WT | 0 | 0 | 0 | 0 | 0 | 0
IGCC | 0 | 0 | 0 | 0 | 0 | 0
DemandResponse | 0 | 0 | 0 | 0 | 0 | 0
IGCC-CCS | 0 | 0 | 0 | 0 | 0 | 0
WT_off | 0 | 0 | 0 | 0 | 0 | 0
PseudoUnit | 0 | 0 | 0 | 0 | 0 | 0
FixedInterchange | 0.01 | 0.01 | 0.01 | 0.01 | 0.01 | 0.01
Total Fuel Consumption by Reporting Type: All
ReportingType | 2015 | 2020 | 2025 | 2030 | 2035 | 2040
BM | 30.39 | 64.82 | 85.55 | 110.79 | 140.62 | 561.89
CC | 9900.01 | 10898.18 | 10025.76 | 5812.63 | 3409.59 | 1614.65
CSP | 0 | 0 | 0 | 0 | 0 | 0
CT | 6.59 | 23.7 | 27.78 | 5.57 | 0.43 | 0.1
Coal | 11848.38 | 4915.27 | 927.93 | 371.51 | 458.87 | 416.17
Geo | 0.04 | 0.04 | 0.07 | 0.07 | 0.07 | 0.07
H | 0 | 0.01 | 0.02 | 0.03 | 0.03 | 0.03
LFG | 230.83 | 230.83 | 468.63 | 543.07 | 534.96 | 537.35
Nuc | 9611.92 | 9929.38 | 10032.65 | 13833.01 | 15723.76 | 18163.73
PS | 0 | 0 | 0 | 0 | 0 | 0
PV | 0 | 0 | 0.01 | 0.01 | 0.01 | 0.01
PeakG | 31.88 | 127.5 | 228.09 | 90.49 | 63.23 | 31.12
PeakO | 0 | 0.02 | 1.18 | 0.08 | 0.16 | 0.03
ST | 0 | 0.01 | 0.01 | 0.04 | 0.07 | 0.07
STOG | 90.16 | 114.55 | 24.84 | 3.39 | 1.13 | 0.3
STWD | 84.57 | 154.15 | 215.58 | 274.43 | 403.13 | 246.18
WT | 0.2 | 0.64 | 1.01 | 1.21 | 1.28 | 1.28
IGCC | 40.45 | 40.45 | 9.14 | 0.41 | 0 | 0
DemandResponse | 0 | 0 | 11.66 | 12.5 | 13.29 | 22.35
IGCC-CCS | 0 | 0 | 0 | 0 | 0 | 0
WT_off | 0 | 0 | 0.01 | 0.01 | 0.01 | 0.01
PseudoUnit | 0 | 0 | 0.01 | 0.03 | 0.03 | 0.03
FixedInterchange | 0.04 | 0.04 | 0.04 | 0.04 | 0.04 | 0.04
Total Fuel Consumption by Reporting Type: EI_US
ReportingType | 2015 | 2020 | 2025 | 2030 | 2035 | 2040
BM | 27.33 | 58.94 | 80.22 | 92.94 | 114.9 | 410.4
CC | 6673.3 | 7607.76 | 7117.74 | 4080.01 | 2555.84 | 1123.72
CSP | 0 | 0 | 0 | 0 | 0 | 0
CT | 6.18 | 22.54 | 25.54 | 4.19 | 0.43 | 0.1
Coal | 9256.8 | 3027.69 | 343.6 | 239.06 | 318.66 | 310.28
Geo | 0 | 0 | 0 | 0 | 0 | 0
H | 0 | 0 | 0.01 | 0.01 | 0.01 | 0.01
LFG | 86.83 | 86.83 | 268.54 | 342.93 | 334.81 | 337.21
Nuc | 7357.1 | 7674.55 | 7777.81 | 10003.02 | 11043.24 | 13089.88
PS | 0 | 0 | 0 | 0 | 0 | 0
PV | 0 | 0 | 0.01 | 0.01 | 0.01 | 0.01
PeakG | 31.19 | 124.77 | 214.1 | 79.25 | 60.38 | 27.7
PeakO | 0 | 0.02 | 1.18 | 0.08 | 0.16 | 0.03
ST | 0 | 0 | 0 | 0 | 0 | 0
STOG | 44.86 | 63.64 | 24.84 | 3.39 | 1.13 | 0.3
STWD | 41.65 | 85.44 | 86.68 | 124.58 | 243.23 | 145.51
WT | 0.11 | 0.49 | 0.74 | 0.92 | 1 | 1
IGCC | 40.45 | 40.45 | 9.14 | 0.41 | 0 | 0
DemandResponse | 0 | 0 | 4.78 | 4.8 | 4.81 | 18.42
IGCC-CCS | 0 | 0 | 0 | 0 | 0 | 0
WT_off | 0 | 0 | 0.01 | 0.01 | 0.01 | 0.01
PseudoUnit | 0 | 0 | 0.01 | 0.02 | 0.02 | 0.02
FixedInterchange | 0.03 | 0.03 | 0.03 | 0.03 | 0.03 | 0.03
Total Fuel Consumption by Reporting Type: EI_Canada
ReportingType | 2015 | 2020 | 2025 | 2030 | 2035 | 2040
BM | 0 | 0.14 | 0.31 | 0.03 | 8.51 | 0.67
CC | 123.54 | 123.54 | 29.03 | 0.39 | 0.13 | 0.46
CSP | 0 | 0 | 0 | 0 | 0 | 0
CT | 0.41 | 0.13 | 0.13 | 0 | 0 | 0
Coal | 2.81 | 0 | 0 | 0 | 0 | 0
Geo | 0 | 0 | 0 | 0 | 0 | 0
H | 0 | 0 | 0.01 | 0.02 | 0.02 | 0.02
LFG | 1.56 | 1.56 | 1.56 | 1.61 | 1.61 | 1.61
Nuc | 1064.72 | 1064.73 | 1064.73 | 1064.72 | 980.52 | 854.53
PS | 0 | 0 | 0 | 0 | 0 | 0
PV | 0 | 0 | 0 | 0 | 0 | 0
PeakG | 0.69 | 1.03 | 0 | 0 | 0 | 0
PeakO | 0 | 0 | 0 | 0 | 0 | 0
ST | 0 | 0 | 0 | 0 | 0 | 0
STOG | 0.16 | 0 | 0 | 0 | 0 | 0
STWD | 0.15 | 0.28 | 0.28 | 0.28 | 10.32 | 0.44
WT | 0.01 | 0.01 | 0.01 | 0.01 | 0.01 | 0.01
IGCC | 0 | 0 | 0 | 0 | 0 | 0
DemandResponse | 0 | 0 | 0 | 0 | 0 | 0
IGCC-CCS | 0 | 0 | 0 | 0 | 0 | 0
WT_off | 0 | 0 | 0 | 0 | 0 | 0
PseudoUnit | 0 | 0 | 0 | 0.01 | 0.01 | 0.01
FixedInterchange | 0 | 0 | 0 | 0 | 0 | 0
Total Fuel Consumption by Reporting Type: EI
ReportingType | 2015 | 2020 | 2025 | 2030 | 2035 | 2040
BM | 27.33 | 59.08 | 80.53 | 92.97 | 123.41 | 411.07
CC | 6796.84 | 7731.29 | 7146.78 | 4080.41 | 2555.97 | 1124.18
CSP | 0 | 0 | 0 | 0 | 0 | 0
CT | 6.59 | 22.67 | 25.67 | 4.19 | 0.43 | 0.1
Coal | 9259.61 | 3027.69 | 343.6 | 239.06 | 318.66 | 310.28
Geo | 0 | 0 | 0 | 0 | 0 | 0
H | 0 | 0.01 | 0.02 | 0.03 | 0.03 | 0.03
LFG | 88.39 | 88.39 | 270.11 | 344.55 | 336.43 | 338.82
Nuc | 8421.83 | 8739.29 | 8842.54 | 11067.74 | 12023.76 | 13944.41
PS | 0 | 0 | 0 | 0 | 0 | 0
PV | 0 | 0 | 0.01 | 0.01 | 0.01 | 0.01
PeakG | 31.88 | 125.8 | 214.1 | 79.25 | 60.38 | 27.7
PeakO | 0 | 0.02 | 1.18 | 0.08 | 0.16 | 0.03
ST | 0 | 0 | 0 | 0 | 0 | 0
STOG | 45.02 | 63.64 | 24.84 | 3.39 | 1.13 | 0.3
STWD | 41.8 | 85.72 | 86.95 | 124.86 | 253.55 | 145.96
WT | 0.12 | 0.5 | 0.75 | 0.93 | 1.01 | 1.01
IGCC | 40.45 | 40.45 | 9.14 | 0.41 | 0 | 0
DemandResponse | 0 | 0 | 4.78 | 4.8 | 4.81 | 18.42
IGCC-CCS | 0 | 0 | 0 | 0 | 0 | 0
WT_off | 0 | 0 | 0.01 | 0.01 | 0.01 | 0.01
PseudoUnit | 0 | 0 | 0.01 | 0.03 | 0.03 | 0.03
FixedInterchange | 0.04 | 0.04 | 0.04 | 0.04 | 0.04 | 0.04
Total Fuel Consumption by Reporting Type: Outside_EI
ReportingType | 2015 | 2020 | 2025 | 2030 | 2035 | 2040
BM | 3.05 | 5.74 | 5.02 | 17.82 | 17.21 | 150.81
CC | 3103.17 | 3166.89 | 2878.99 | 1732.22 | 853.62 | 490.47
CSP | 0 | 0 | 0 | 0 | 0 | 0
CT | 0 | 1.03 | 2.11 | 1.38 | 0 | 0
Coal | 2588.76 | 1887.58 | 584.33 | 132.45 | 140.21 | 105.88
Geo | 0.04 | 0.04 | 0.07 | 0.07 | 0.07 | 0.07
H | 0 | 0 | 0 | 0 | 0 | 0
LFG | 142.45 | 142.45 | 198.53 | 198.53 | 198.53 | 198.53
Nuc | 1190.09 | 1190.09 | 1190.11 | 2765.27 | 3699.99 | 4219.32
PS | 0 | 0 | 0 | 0 | 0 | 0
PV | 0 | 0 | 0 | 0 | 0 | 0
PeakG | 0 | 1.71 | 13.99 | 11.24 | 2.85 | 3.42
PeakO | 0 | 0 | 0 | 0 | 0 | 0
ST | 0 | 0.01 | 0.01 | 0.04 | 0.07 | 0.07
STOG | 45.14 | 50.9 | 0 | 0 | 0 | 0
STWD | 42.78 | 68.43 | 128.62 | 149.58 | 149.58 | 100.22
WT | 0.08 | 0.14 | 0.26 | 0.28 | 0.28 | 0.27
IGCC | 0 | 0 | 0 | 0 | 0 | 0
DemandResponse | 0 | 0 | 6.88 | 7.7 | 8.48 | 3.93
IGCC-CCS | 0 | 0 | 0 | 0 | 0 | 0
WT_off | 0 | 0 | 0 | 0 | 0 | 0
PseudoUnit | 0 | 0 | 0 | 0 | 0 | 0
FixedInterchange | 0 | 0 | 0 | 0 | 0 | 0
#5 | Annual Emmission Levels
SO2 Emissions (MMshortTons): Entergy
ReportingType | 2015 | 2020 | 2025 | 2030 | 2035 | 2040
BM | 0 | 0 | 0 | 0 | 0 | 0
CC | 0 | 0 | 0 | 0 | 0 | 0
CSP | 0 | 0 | 0 | 0 | 0 | 0
CT | 0 | 0 | 0 | 0 | 0 | 0
Coal | 0.32 | 0.01 | 0 | 0 | 0 | 0
Geo | 0 | 0 | 0 | 0 | 0 | 0
H | 0 | 0 | 0 | 0 | 0 | 0
LFG | 0 | 0 | 0 | 0 | 0 | 0
Nuc | 0 | 0 | 0 | 0 | 0 | 0
PS | 0 | 0 | 0 | 0 | 0 | 0
PV | 0 | 0 | 0 | 0 | 0 | 0
PeakG | 0 | 0 | 0 | 0 | 0 | 0
PeakO | 0 | 0 | 0 | 0 | 0 | 0
ST | 0 | 0 | 0 | 0 | 0 | 0
STOG | 0 | 0 | 0 | 0 | 0 | 0
STWD | 0 | 0 | 0 | 0 | 0 | 0
WT | 0 | 0 | 0 | 0 | 0 | 0
IGCC | 0 | 0 | 0 | 0 | 0 | 0
DemandResponse | 0 | 0 | 0 | 0 | 0 | 0
IGCC-CCS | 0 | 0 | 0 | 0 | 0 | 0
WT_off | 0 | 0 | 0 | 0 | 0 | 0
PseudoUnit | 0 | 0 | 0 | 0 | 0 | 0
FixedInterchange | 0 | 0 | 0 | 0 | 0 | 0
SO2 Emissions (MMshortTons): FRCC
ReportingType | 2015 | 2020 | 2025 | 2030 | 2035 | 2040
BM | 0 | 0 | 0 | 0 | 0 | 0
CC | 0 | 0 | 0 | 0 | 0 | 0
CSP | 0 | 0 | 0 | 0 | 0 | 0
CT | 0 | 0 | 0 | 0 | 0 | 0
Coal | 0.04 | 0 | 0 | 0 | 0 | 0
Geo | 0 | 0 | 0 | 0 | 0 | 0
H | 0 | 0 | 0 | 0 | 0 | 0
LFG | 0 | 0 | 0 | 0 | 0 | 0
Nuc | 0 | 0 | 0 | 0 | 0 | 0
PS | 0 | 0 | 0 | 0 | 0 | 0
PV | 0 | 0 | 0 | 0 | 0 | 0
PeakG | 0 | 0 | 0 | 0 | 0 | 0
PeakO | 0 | 0 | 0 | 0 | 0 | 0
ST | 0 | 0 | 0 | 0 | 0 | 0
STOG | 0 | 0 | 0 | 0 | 0 | 0
STWD | 0 | 0 | 0 | 0 | 0 | 0
WT | 0 | 0 | 0 | 0 | 0 | 0
IGCC | 0 | 0 | 0 | 0 | 0 | 0
DemandResponse | 0 | 0 | 0 | 0 | 0 | 0
IGCC-CCS | 0 | 0 | 0 | 0 | 0 | 0
WT_off | 0 | 0 | 0 | 0 | 0 | 0
PseudoUnit | 0 | 0 | 0 | 0 | 0 | 0
FixedInterchange | 0 | 0 | 0 | 0 | 0 | 0
SO2 Emissions (MMshortTons): MAPP_US
ReportingType | 2015 | 2020 | 2025 | 2030 | 2035 | 2040
BM | 0 | 0 | 0 | 0 | 0 | 0
CC | 0 | 0 | 0 | 0 | 0 | 0
CSP | 0 | 0 | 0 | 0 | 0 | 0
CT | 0 | 0 | 0 | 0 | 0 | 0
Coal | 0.03 | 0 | 0 | 0 | 0 | 0
Geo | 0 | 0 | 0 | 0 | 0 | 0
H | 0 | 0 | 0 | 0 | 0 | 0
LFG | 0 | 0 | 0 | 0 | 0 | 0
Nuc | 0 | 0 | 0 | 0 | 0 | 0
PS | 0 | 0 | 0 | 0 | 0 | 0
PV | 0 | 0 | 0 | 0 | 0 | 0
PeakG | 0 | 0 | 0 | 0 | 0 | 0
PeakO | 0 | 0 | 0 | 0 | 0 | 0
ST | 0 | 0 | 0 | 0 | 0 | 0
STOG | 0 | 0 | 0 | 0 | 0 | 0
STWD | 0 | 0 | 0 | 0 | 0 | 0
WT | 0 | 0 | 0 | 0 | 0 | 0
IGCC | 0 | 0 | 0 | 0 | 0 | 0
DemandResponse | 0 | 0 | 0 | 0 | 0 | 0
IGCC-CCS | 0 | 0 | 0 | 0 | 0 | 0
WT_off | 0 | 0 | 0 | 0 | 0 | 0
PseudoUnit | 0 | 0 | 0 | 0 | 0 | 0
FixedInterchange | 0 | 0 | 0 | 0 | 0 | 0
SO2 Emissions (MMshortTons): MISO_IN
ReportingType | 2015 | 2020 | 2025 | 2030 | 2035 | 2040
BM | 0 | 0 | 0 | 0 | 0 | 0
CC | 0 | 0 | 0 | 0 | 0 | 0
CSP | 0 | 0 | 0 | 0 | 0 | 0
CT | 0 | 0 | 0 | 0 | 0 | 0
Coal | 0.24 | 0.05 | 0 | 0 | 0 | 0
Geo | 0 | 0 | 0 | 0 | 0 | 0
H | 0 | 0 | 0 | 0 | 0 | 0
LFG | 0 | 0 | 0 | 0 | 0 | 0
Nuc | 0 | 0 | 0 | 0 | 0 | 0
PS | 0 | 0 | 0 | 0 | 0 | 0
PV | 0 | 0 | 0 | 0 | 0 | 0
PeakG | 0 | 0 | 0 | 0 | 0 | 0
PeakO | 0 | 0 | 0 | 0 | 0 | 0
ST | 0 | 0 | 0 | 0 | 0 | 0
STOG | 0 | 0 | 0 | 0 | 0 | 0
STWD | 0 | 0 | 0 | 0 | 0 | 0
WT | 0 | 0 | 0 | 0 | 0 | 0
IGCC | 0 | 0 | 0 | 0 | 0 | 0
DemandResponse | 0 | 0 | 0 | 0 | 0 | 0
IGCC-CCS | 0 | 0 | 0 | 0 | 0 | 0
WT_off | 0 | 0 | 0 | 0 | 0 | 0
PseudoUnit | 0 | 0 | 0 | 0 | 0 | 0
FixedInterchange | 0 | 0 | 0 | 0 | 0 | 0
SO2 Emissions (MMshortTons): MISO_MI
ReportingType | 2015 | 2020 | 2025 | 2030 | 2035 | 2040
BM | 0 | 0 | 0 | 0 | 0 | 0
CC | 0 | 0 | 0 | 0 | 0 | 0
CSP | 0 | 0 | 0 | 0 | 0 | 0
CT | 0 | 0 | 0 | 0 | 0 | 0
Coal | 0.12 | 0 | 0 | 0 | 0 | 0
Geo | 0 | 0 | 0 | 0 | 0 | 0
H | 0 | 0 | 0 | 0 | 0 | 0
LFG | 0 | 0 | 0 | 0 | 0 | 0
Nuc | 0 | 0 | 0 | 0 | 0 | 0
PS | 0 | 0 | 0 | 0 | 0 | 0
PV | 0 | 0 | 0 | 0 | 0 | 0
PeakG | 0 | 0 | 0 | 0 | 0 | 0
PeakO | 0 | 0 | 0 | 0 | 0 | 0
ST | 0 | 0 | 0 | 0 | 0 | 0
STOG | 0 | 0 | 0 | 0 | 0 | 0
STWD | 0 | 0 | 0 | 0 | 0 | 0
WT | 0 | 0 | 0 | 0 | 0 | 0
IGCC | 0 | 0 | 0 | 0 | 0 | 0
DemandResponse | 0 | 0 | 0 | 0 | 0 | 0
IGCC-CCS | 0 | 0 | 0 | 0 | 0 | 0
WT_off | 0 | 0 | 0 | 0 | 0 | 0
PseudoUnit | 0 | 0 | 0 | 0 | 0 | 0
FixedInterchange | 0 | 0 | 0 | 0 | 0 | 0
SO2 Emissions (MMshortTons): MISO_MO-IL
ReportingType | 2015 | 2020 | 2025 | 2030 | 2035 | 2040
BM | 0 | 0 | 0 | 0 | 0 | 0
CC | 0 | 0 | 0 | 0 | 0 | 0
CSP | 0 | 0 | 0 | 0 | 0 | 0
CT | 0 | 0 | 0 | 0 | 0 | 0
Coal | 0.32 | 0.01 | 0 | 0 | 0 | 0
Geo | 0 | 0 | 0 | 0 | 0 | 0
H | 0 | 0 | 0 | 0 | 0 | 0
LFG | 0 | 0 | 0 | 0 | 0 | 0
Nuc | 0 | 0 | 0 | 0 | 0 | 0
PS | 0 | 0 | 0 | 0 | 0 | 0
PV | 0 | 0 | 0 | 0 | 0 | 0
PeakG | 0 | 0 | 0 | 0 | 0 | 0
PeakO | 0 | 0 | 0 | 0 | 0 | 0
ST | 0 | 0 | 0 | 0 | 0 | 0
STOG | 0 | 0 | 0 | 0 | 0 | 0
STWD | 0 | 0 | 0 | 0 | 0 | 0
WT | 0 | 0 | 0 | 0 | 0 | 0
IGCC | 0 | 0 | 0 | 0 | 0 | 0
DemandResponse | 0 | 0 | 0 | 0 | 0 | 0
IGCC-CCS | 0 | 0 | 0 | 0 | 0 | 0
WT_off | 0 | 0 | 0 | 0 | 0 | 0
PseudoUnit | 0 | 0 | 0 | 0 | 0 | 0
FixedInterchange | 0 | 0 | 0 | 0 | 0 | 0
SO2 Emissions (MMshortTons): MISO_W
ReportingType | 2015 | 2020 | 2025 | 2030 | 2035 | 2040
BM | 0 | 0 | 0 | 0 | 0 | 0
CC | 0 | 0 | 0 | 0 | 0 | 0
CSP | 0 | 0 | 0 | 0 | 0 | 0
CT | 0 | 0 | 0 | 0 | 0 | 0
Coal | 0.2 | 0.02 | 0 | 0 | 0 | 0
Geo | 0 | 0 | 0 | 0 | 0 | 0
H | 0 | 0 | 0 | 0 | 0 | 0
LFG | 0 | 0 | 0 | 0 | 0 | 0
Nuc | 0 | 0 | 0 | 0 | 0 | 0
PS | 0 | 0 | 0 | 0 | 0 | 0
PV | 0 | 0 | 0 | 0 | 0 | 0
PeakG | 0 | 0 | 0 | 0 | 0 | 0
PeakO | 0 | 0 | 0 | 0 | 0 | 0
ST | 0 | 0 | 0 | 0 | 0 | 0
STOG | 0 | 0 | 0 | 0 | 0 | 0
STWD | 0 | 0 | 0 | 0 | 0 | 0
WT | 0 | 0 | 0 | 0 | 0 | 0
IGCC | 0 | 0 | 0 | 0 | 0 | 0
DemandResponse | 0 | 0 | 0 | 0 | 0 | 0
IGCC-CCS | 0 | 0 | 0 | 0 | 0 | 0
WT_off | 0 | 0 | 0 | 0 | 0 | 0
PseudoUnit | 0 | 0 | 0 | 0 | 0 | 0
FixedInterchange | 0 | 0 | 0 | 0 | 0 | 0
SO2 Emissions (MMshortTons): MISO_WUMS
ReportingType | 2015 | 2020 | 2025 | 2030 | 2035 | 2040
BM | 0 | 0 | 0 | 0 | 0 | 0
CC | 0 | 0 | 0 | 0 | 0 | 0
CSP | 0 | 0 | 0 | 0 | 0 | 0
CT | 0 | 0 | 0 | 0 | 0 | 0
Coal | 0.02 | 0 | 0 | 0 | 0 | 0
Geo | 0 | 0 | 0 | 0 | 0 | 0
H | 0 | 0 | 0 | 0 | 0 | 0
LFG | 0 | 0 | 0 | 0 | 0 | 0
Nuc | 0 | 0 | 0 | 0 | 0 | 0
PS | 0 | 0 | 0 | 0 | 0 | 0
PV | 0 | 0 | 0 | 0 | 0 | 0
PeakG | 0 | 0 | 0 | 0 | 0 | 0
PeakO | 0 | 0 | 0 | 0 | 0 | 0
ST | 0 | 0 | 0 | 0 | 0 | 0
STOG | 0 | 0 | 0 | 0 | 0 | 0
STWD | 0 | 0 | 0 | 0 | 0 | 0
WT | 0 | 0 | 0 | 0 | 0 | 0
IGCC | 0 | 0 | 0 | 0 | 0 | 0
DemandResponse | 0 | 0 | 0 | 0 | 0 | 0
IGCC-CCS | 0 | 0 | 0 | 0 | 0 | 0
WT_off | 0 | 0 | 0 | 0 | 0 | 0
PseudoUnit | 0 | 0 | 0 | 0 | 0 | 0
FixedInterchange | 0 | 0 | 0 | 0 | 0 | 0
SO2 Emissions (MMshortTons): Nebraska
ReportingType | 2015 | 2020 | 2025 | 2030 | 2035 | 2040
BM | 0 | 0 | 0 | 0 | 0 | 0
CC | 0 | 0 | 0 | 0 | 0 | 0
CSP | 0 | 0 | 0 | 0 | 0 | 0
CT | 0 | 0 | 0 | 0 | 0 | 0
Coal | 0.1 | 0 | 0 | 0 | 0 | 0
Geo | 0 | 0 | 0 | 0 | 0 | 0
H | 0 | 0 | 0 | 0 | 0 | 0
LFG | 0 | 0 | 0 | 0 | 0 | 0
Nuc | 0 | 0 | 0 | 0 | 0 | 0
PS | 0 | 0 | 0 | 0 | 0 | 0
PV | 0 | 0 | 0 | 0 | 0 | 0
PeakG | 0 | 0 | 0 | 0 | 0 | 0
PeakO | 0 | 0 | 0 | 0 | 0 | 0
ST | 0 | 0 | 0 | 0 | 0 | 0
STOG | 0 | 0 | 0 | 0 | 0 | 0
STWD | 0 | 0 | 0 | 0 | 0 | 0
WT | 0 | 0 | 0 | 0 | 0 | 0
IGCC | 0 | 0 | 0 | 0 | 0 | 0
DemandResponse | 0 | 0 | 0 | 0 | 0 | 0
IGCC-CCS | 0 | 0 | 0 | 0 | 0 | 0
WT_off | 0 | 0 | 0 | 0 | 0 | 0
PseudoUnit | 0 | 0 | 0 | 0 | 0 | 0
FixedInterchange | 0 | 0 | 0 | 0 | 0 | 0
SO2 Emissions (MMshortTons): NEISO
ReportingType | 2015 | 2020 | 2025 | 2030 | 2035 | 2040
BM | 0 | 0 | 0 | 0 | 0 | 0
CC | 0 | 0 | 0 | 0 | 0 | 0
CSP | 0 | 0 | 0 | 0 | 0 | 0
CT | 0 | 0 | 0 | 0 | 0 | 0
Coal | 0 | 0 | 0 | 0 | 0 | 0
Geo | 0 | 0 | 0 | 0 | 0 | 0
H | 0 | 0 | 0 | 0 | 0 | 0
LFG | 0 | 0 | 0 | 0 | 0 | 0
Nuc | 0 | 0 | 0 | 0 | 0 | 0
PS | 0 | 0 | 0 | 0 | 0 | 0
PV | 0 | 0 | 0 | 0 | 0 | 0
PeakG | 0 | 0 | 0 | 0 | 0 | 0
PeakO | 0 | 0 | 0 | 0 | 0 | 0
ST | 0 | 0 | 0 | 0 | 0 | 0
STOG | 0 | 0 | 0 | 0 | 0 | 0
STWD | 0 | 0 | 0 | 0 | 0 | 0
WT | 0 | 0 | 0 | 0 | 0 | 0
IGCC | 0 | 0 | 0 | 0 | 0 | 0
DemandResponse | 0 | 0 | 0 | 0 | 0 | 0
IGCC-CCS | 0 | 0 | 0 | 0 | 0 | 0
WT_off | 0 | 0 | 0 | 0 | 0 | 0
PseudoUnit | 0 | 0 | 0 | 0 | 0 | 0
FixedInterchange | 0 | 0 | 0 | 0 | 0 | 0
SO2 Emissions (MMshortTons): NonRTO_Midwest
ReportingType | 2015 | 2020 | 2025 | 2030 | 2035 | 2040
BM | 0 | 0 | 0 | 0 | 0 | 0
CC | 0 | 0 | 0 | 0 | 0 | 0
CSP | 0 | 0 | 0 | 0 | 0 | 0
CT | 0 | 0 | 0 | 0 | 0 | 0
Coal | 0.11 | 0.04 | 0.01 | 0 | 0 | 0
Geo | 0 | 0 | 0 | 0 | 0 | 0
H | 0 | 0 | 0 | 0 | 0 | 0
LFG | 0 | 0 | 0 | 0 | 0 | 0
Nuc | 0 | 0 | 0 | 0 | 0 | 0
PS | 0 | 0 | 0 | 0 | 0 | 0
PV | 0 | 0 | 0 | 0 | 0 | 0
PeakG | 0 | 0 | 0 | 0 | 0 | 0
PeakO | 0 | 0 | 0 | 0 | 0 | 0
ST | 0 | 0 | 0 | 0 | 0 | 0
STOG | 0 | 0 | 0 | 0 | 0 | 0
STWD | 0 | 0 | 0 | 0 | 0 | 0
WT | 0 | 0 | 0 | 0 | 0 | 0
IGCC | 0 | 0 | 0 | 0 | 0 | 0
DemandResponse | 0 | 0 | 0 | 0 | 0 | 0
IGCC-CCS | 0 | 0 | 0 | 0 | 0 | 0
WT_off | 0 | 0 | 0 | 0 | 0 | 0
PseudoUnit | 0 | 0 | 0 | 0 | 0 | 0
FixedInterchange | 0 | 0 | 0 | 0 | 0 | 0
SO2 Emissions (MMshortTons): NYISO_A-F
ReportingType | 2015 | 2020 | 2025 | 2030 | 2035 | 2040
BM | 0 | 0 | 0 | 0 | 0 | 0
CC | 0 | 0 | 0 | 0 | 0 | 0
CSP | 0 | 0 | 0 | 0 | 0 | 0
CT | 0 | 0 | 0 | 0 | 0 | 0
Coal | 0 | 0 | 0 | 0 | 0 | 0
Geo | 0 | 0 | 0 | 0 | 0 | 0
H | 0 | 0 | 0 | 0 | 0 | 0
LFG | 0 | 0 | 0 | 0 | 0 | 0
Nuc | 0 | 0 | 0 | 0 | 0 | 0
PS | 0 | 0 | 0 | 0 | 0 | 0
PV | 0 | 0 | 0 | 0 | 0 | 0
PeakG | 0 | 0 | 0 | 0 | 0 | 0
PeakO | 0 | 0 | 0 | 0 | 0 | 0
ST | 0 | 0 | 0 | 0 | 0 | 0
STOG | 0 | 0 | 0 | 0 | 0 | 0
STWD | 0 | 0 | 0 | 0 | 0 | 0
WT | 0 | 0 | 0 | 0 | 0 | 0
IGCC | 0 | 0 | 0 | 0 | 0 | 0
DemandResponse | 0 | 0 | 0 | 0 | 0 | 0
IGCC-CCS | 0 | 0 | 0 | 0 | 0 | 0
WT_off | 0 | 0 | 0 | 0 | 0 | 0
PseudoUnit | 0 | 0 | 0 | 0 | 0 | 0
FixedInterchange | 0 | 0 | 0 | 0 | 0 | 0
SO2 Emissions (MMshortTons): NYISO_G-I
ReportingType | 2015 | 2020 | 2025 | 2030 | 2035 | 2040
BM | 0 | 0 | 0 | 0 | 0 | 0
CC | 0 | 0 | 0 | 0 | 0 | 0
CSP | 0 | 0 | 0 | 0 | 0 | 0
CT | 0 | 0 | 0 | 0 | 0 | 0
Coal | 0 | 0 | 0 | 0 | 0 | 0
Geo | 0 | 0 | 0 | 0 | 0 | 0
H | 0 | 0 | 0 | 0 | 0 | 0
LFG | 0 | 0 | 0 | 0 | 0 | 0
Nuc | 0 | 0 | 0 | 0 | 0 | 0
PS | 0 | 0 | 0 | 0 | 0 | 0
PV | 0 | 0 | 0 | 0 | 0 | 0
PeakG | 0 | 0 | 0 | 0 | 0 | 0
PeakO | 0 | 0 | 0 | 0 | 0 | 0
ST | 0 | 0 | 0 | 0 | 0 | 0
STOG | 0 | 0 | 0 | 0 | 0 | 0
STWD | 0 | 0 | 0 | 0 | 0 | 0
WT | 0 | 0 | 0 | 0 | 0 | 0
IGCC | 0 | 0 | 0 | 0 | 0 | 0
DemandResponse | 0 | 0 | 0 | 0 | 0 | 0
IGCC-CCS | 0 | 0 | 0 | 0 | 0 | 0
WT_off | 0 | 0 | 0 | 0 | 0 | 0
PseudoUnit | 0 | 0 | 0 | 0 | 0 | 0
FixedInterchange | 0 | 0 | 0 | 0 | 0 | 0
SO2 Emissions (MMshortTons): NYISO_J-K
ReportingType | 2015 | 2020 | 2025 | 2030 | 2035 | 2040
BM | 0 | 0 | 0 | 0 | 0 | 0
CC | 0 | 0 | 0 | 0 | 0 | 0
CSP | 0 | 0 | 0 | 0 | 0 | 0
CT | 0 | 0 | 0 | 0 | 0 | 0
Coal | 0 | 0 | 0 | 0 | 0 | 0
Geo | 0 | 0 | 0 | 0 | 0 | 0
H | 0 | 0 | 0 | 0 | 0 | 0
LFG | 0 | 0 | 0 | 0 | 0 | 0
Nuc | 0 | 0 | 0 | 0 | 0 | 0
PS | 0 | 0 | 0 | 0 | 0 | 0
PV | 0 | 0 | 0 | 0 | 0 | 0
PeakG | 0 | 0 | 0 | 0 | 0 | 0
PeakO | 0 | 0 | 0 | 0 | 0 | 0
ST | 0 | 0 | 0 | 0 | 0 | 0
STOG | 0 | 0 | 0 | 0 | 0 | 0
STWD | 0 | 0 | 0 | 0 | 0 | 0
WT | 0 | 0 | 0 | 0 | 0 | 0
IGCC | 0 | 0 | 0 | 0 | 0 | 0
DemandResponse | 0 | 0 | 0 | 0 | 0 | 0
IGCC-CCS | 0 | 0 | 0 | 0 | 0 | 0
WT_off | 0 | 0 | 0 | 0 | 0 | 0
PseudoUnit | 0 | 0 | 0 | 0 | 0 | 0
FixedInterchange | 0 | 0 | 0 | 0 | 0 | 0
SO2 Emissions (MMshortTons): PJM_E
ReportingType | 2015 | 2020 | 2025 | 2030 | 2035 | 2040
BM | 0 | 0 | 0 | 0 | 0 | 0
CC | 0 | 0 | 0 | 0 | 0 | 0
CSP | 0 | 0 | 0 | 0 | 0 | 0
CT | 0 | 0 | 0 | 0 | 0 | 0
Coal | 0 | 0 | 0 | 0 | 0 | 0
Geo | 0 | 0 | 0 | 0 | 0 | 0
H | 0 | 0 | 0 | 0 | 0 | 0
LFG | 0 | 0 | 0 | 0 | 0 | 0
Nuc | 0 | 0 | 0 | 0 | 0 | 0
PS | 0 | 0 | 0 | 0 | 0 | 0
PV | 0 | 0 | 0 | 0 | 0 | 0
PeakG | 0 | 0 | 0 | 0 | 0 | 0
PeakO | 0 | 0 | 0 | 0 | 0 | 0
ST | 0 | 0 | 0 | 0 | 0 | 0
STOG | 0 | 0 | 0 | 0 | 0 | 0
STWD | 0 | 0 | 0 | 0 | 0 | 0
WT | 0 | 0 | 0 | 0 | 0 | 0
IGCC | 0 | 0 | 0 | 0 | 0 | 0
DemandResponse | 0 | 0 | 0 | 0 | 0 | 0
IGCC-CCS | 0 | 0 | 0 | 0 | 0 | 0
WT_off | 0 | 0 | 0 | 0 | 0 | 0
PseudoUnit | 0 | 0 | 0 | 0 | 0 | 0
FixedInterchange | 0 | 0 | 0 | 0 | 0 | 0
SO2 Emissions (MMshortTons): PJM_ROM
ReportingType | 2015 | 2020 | 2025 | 2030 | 2035 | 2040
BM | 0 | 0 | 0 | 0 | 0 | 0
CC | 0 | 0 | 0 | 0 | 0 | 0
CSP | 0 | 0 | 0 | 0 | 0 | 0
CT | 0 | 0 | 0 | 0 | 0 | 0
Coal | 0.15 | 0.01 | 0 | 0 | 0 | 0
Geo | 0 | 0 | 0 | 0 | 0 | 0
H | 0 | 0 | 0 | 0 | 0 | 0
LFG | 0 | 0 | 0 | 0 | 0 | 0
Nuc | 0 | 0 | 0 | 0 | 0 | 0
PS | 0 | 0 | 0 | 0 | 0 | 0
PV | 0 | 0 | 0 | 0 | 0 | 0
PeakG | 0 | 0 | 0 | 0 | 0 | 0
PeakO | 0 | 0 | 0 | 0 | 0 | 0
ST | 0 | 0 | 0 | 0 | 0 | 0
STOG | 0 | 0 | 0 | 0 | 0 | 0
STWD | 0 | 0 | 0 | 0 | 0 | 0
WT | 0 | 0 | 0 | 0 | 0 | 0
IGCC | 0 | 0 | 0 | 0 | 0 | 0
DemandResponse | 0 | 0 | 0 | 0 | 0 | 0
IGCC-CCS | 0 | 0 | 0 | 0 | 0 | 0
WT_off | 0 | 0 | 0 | 0 | 0 | 0
PseudoUnit | 0 | 0 | 0 | 0 | 0 | 0
FixedInterchange | 0 | 0 | 0 | 0 | 0 | 0
SO2 Emissions (MMshortTons): PJM_ROR
ReportingType | 2015 | 2020 | 2025 | 2030 | 2035 | 2040
BM | 0 | 0 | 0 | 0 | 0 | 0
CC | 0 | 0 | 0 | 0 | 0 | 0
CSP | 0 | 0 | 0 | 0 | 0 | 0
CT | 0 | 0 | 0 | 0 | 0 | 0
Coal | 1.13 | 0.1 | 0.01 | 0 | 0.01 | 0.01
Geo | 0 | 0 | 0 | 0 | 0 | 0
H | 0 | 0 | 0 | 0 | 0 | 0
LFG | 0 | 0 | 0 | 0 | 0 | 0
Nuc | 0 | 0 | 0 | 0 | 0 | 0
PS | 0 | 0 | 0 | 0 | 0 | 0
PV | 0 | 0 | 0 | 0 | 0 | 0
PeakG | 0 | 0 | 0 | 0 | 0 | 0
PeakO | 0 | 0 | 0 | 0 | 0 | 0
ST | 0 | 0 | 0 | 0 | 0 | 0
STOG | 0 | 0 | 0 | 0 | 0 | 0
STWD | 0 | 0 | 0 | 0 | 0 | 0
WT | 0 | 0 | 0 | 0 | 0 | 0
IGCC | 0 | 0 | 0 | 0 | 0 | 0
DemandResponse | 0 | 0 | 0 | 0 | 0 | 0
IGCC-CCS | 0 | 0 | 0 | 0 | 0 | 0
WT_off | 0 | 0 | 0 | 0 | 0 | 0
PseudoUnit | 0 | 0 | 0 | 0 | 0 | 0
FixedInterchange | 0 | 0 | 0 | 0 | 0 | 0
SO2 Emissions (MMshortTons): SOCO
ReportingType | 2015 | 2020 | 2025 | 2030 | 2035 | 2040
BM | 0 | 0 | 0 | 0 | 0 | 0
CC | 0 | 0 | 0 | 0 | 0 | 0
CSP | 0 | 0 | 0 | 0 | 0 | 0
CT | 0 | 0 | 0 | 0 | 0 | 0
Coal | 0.21 | 0.01 | 0 | 0 | 0 | 0
Geo | 0 | 0 | 0 | 0 | 0 | 0
H | 0 | 0 | 0 | 0 | 0 | 0
LFG | 0 | 0 | 0 | 0 | 0 | 0
Nuc | 0 | 0 | 0 | 0 | 0 | 0
PS | 0 | 0 | 0 | 0 | 0 | 0
PV | 0 | 0 | 0 | 0 | 0 | 0
PeakG | 0 | 0 | 0 | 0 | 0 | 0
PeakO | 0 | 0 | 0 | 0 | 0 | 0
ST | 0 | 0 | 0 | 0 | 0 | 0
STOG | 0 | 0 | 0 | 0 | 0 | 0
STWD | 0 | 0 | 0 | 0 | 0 | 0
WT | 0 | 0 | 0 | 0 | 0 | 0
IGCC | 0 | 0 | 0 | 0 | 0 | 0
DemandResponse | 0 | 0 | 0 | 0 | 0 | 0
IGCC-CCS | 0 | 0 | 0 | 0 | 0 | 0
WT_off | 0 | 0 | 0 | 0 | 0 | 0
PseudoUnit | 0 | 0 | 0 | 0 | 0 | 0
FixedInterchange | 0 | 0 | 0 | 0 | 0 | 0
SO2 Emissions (MMshortTons): SPP_N
ReportingType | 2015 | 2020 | 2025 | 2030 | 2035 | 2040
BM | 0 | 0 | 0 | 0 | 0 | 0
CC | 0 | 0 | 0 | 0 | 0 | 0
CSP | 0 | 0 | 0 | 0 | 0 | 0
CT | 0 | 0 | 0 | 0 | 0 | 0
Coal | 0.08 | 0 | 0 | 0 | 0 | 0
Geo | 0 | 0 | 0 | 0 | 0 | 0
H | 0 | 0 | 0 | 0 | 0 | 0
LFG | 0 | 0 | 0 | 0 | 0 | 0
Nuc | 0 | 0 | 0 | 0 | 0 | 0
PS | 0 | 0 | 0 | 0 | 0 | 0
PV | 0 | 0 | 0 | 0 | 0 | 0
PeakG | 0 | 0 | 0 | 0 | 0 | 0
PeakO | 0 | 0 | 0 | 0 | 0 | 0
ST | 0 | 0 | 0 | 0 | 0 | 0
STOG | 0 | 0 | 0 | 0 | 0 | 0
STWD | 0 | 0 | 0 | 0 | 0 | 0
WT | 0 | 0 | 0 | 0 | 0 | 0
IGCC | 0 | 0 | 0 | 0 | 0 | 0
DemandResponse | 0 | 0 | 0 | 0 | 0 | 0
IGCC-CCS | 0 | 0 | 0 | 0 | 0 | 0
WT_off | 0 | 0 | 0 | 0 | 0 | 0
PseudoUnit | 0 | 0 | 0 | 0 | 0 | 0
FixedInterchange | 0 | 0 | 0 | 0 | 0 | 0
SO2 Emissions (MMshortTons): SPP_S
ReportingType | 2015 | 2020 | 2025 | 2030 | 2035 | 2040
BM | 0 | 0 | 0 | 0 | 0 | 0
CC | 0 | 0 | 0 | 0 | 0 | 0
CSP | 0 | 0 | 0 | 0 | 0 | 0
CT | 0 | 0 | 0 | 0 | 0 | 0
Coal | 0.32 | 0 | 0 | 0 | 0 | 0
Geo | 0 | 0 | 0 | 0 | 0 | 0
H | 0 | 0 | 0 | 0 | 0 | 0
LFG | 0 | 0 | 0 | 0 | 0 | 0
Nuc | 0 | 0 | 0 | 0 | 0 | 0
PS | 0 | 0 | 0 | 0 | 0 | 0
PV | 0 | 0 | 0 | 0 | 0 | 0
PeakG | 0 | 0 | 0 | 0 | 0 | 0
PeakO | 0 | 0 | 0 | 0 | 0 | 0
ST | 0 | 0 | 0 | 0 | 0 | 0
STOG | 0 | 0 | 0 | 0 | 0 | 0
STWD | 0 | 0 | 0 | 0 | 0 | 0
WT | 0 | 0 | 0 | 0 | 0 | 0
IGCC | 0 | 0 | 0 | 0 | 0 | 0
DemandResponse | 0 | 0 | 0 | 0 | 0 | 0
IGCC-CCS | 0 | 0 | 0 | 0 | 0 | 0
WT_off | 0 | 0 | 0 | 0 | 0 | 0
PseudoUnit | 0 | 0 | 0 | 0 | 0 | 0
FixedInterchange | 0 | 0 | 0 | 0 | 0 | 0
SO2 Emissions (MMshortTons): TVA
ReportingType | 2015 | 2020 | 2025 | 2030 | 2035 | 2040
BM | 0 | 0 | 0 | 0 | 0 | 0
CC | 0 | 0 | 0 | 0 | 0 | 0
CSP | 0 | 0 | 0 | 0 | 0 | 0
CT | 0 | 0 | 0 | 0 | 0 | 0
Coal | 0.18 | 0.02 | 0 | 0 | 0 | 0
Geo | 0 | 0 | 0 | 0 | 0 | 0
H | 0 | 0 | 0 | 0 | 0 | 0
LFG | 0 | 0 | 0 | 0 | 0 | 0
Nuc | 0 | 0 | 0 | 0 | 0 | 0
PS | 0 | 0 | 0 | 0 | 0 | 0
PV | 0 | 0 | 0 | 0 | 0 | 0
PeakG | 0 | 0 | 0 | 0 | 0 | 0
PeakO | 0 | 0 | 0 | 0 | 0 | 0
ST | 0 | 0 | 0 | 0 | 0 | 0
STOG | 0 | 0 | 0 | 0 | 0 | 0
STWD | 0 | 0 | 0 | 0 | 0 | 0
WT | 0 | 0 | 0 | 0 | 0 | 0
IGCC | 0 | 0 | 0 | 0 | 0 | 0
DemandResponse | 0 | 0 | 0 | 0 | 0 | 0
IGCC-CCS | 0 | 0 | 0 | 0 | 0 | 0
WT_off | 0 | 0 | 0 | 0 | 0 | 0
PseudoUnit | 0 | 0 | 0 | 0 | 0 | 0
FixedInterchange | 0 | 0 | 0 | 0 | 0 | 0
SO2 Emissions (MMshortTons): TVA_Transmission
ReportingType | 2015 | 2020 | 2025 | 2030 | 2035 | 2040
BM | 0 | 0 | 0 | 0 | 0 | 0
CC | 0 | 0 | 0 | 0 | 0 | 0
CSP | 0 | 0 | 0 | 0 | 0 | 0
CT | 0 | 0 | 0 | 0 | 0 | 0
Coal | 0 | 0 | 0 | 0 | 0 | 0
Geo | 0 | 0 | 0 | 0 | 0 | 0
H | 0 | 0 | 0 | 0 | 0 | 0
LFG | 0 | 0 | 0 | 0 | 0 | 0
Nuc | 0 | 0 | 0 | 0 | 0 | 0
PS | 0 | 0 | 0 | 0 | 0 | 0
PV | 0 | 0 | 0 | 0 | 0 | 0
PeakG | 0 | 0 | 0 | 0 | 0 | 0
PeakO | 0 | 0 | 0 | 0 | 0 | 0
ST | 0 | 0 | 0 | 0 | 0 | 0
STOG | 0 | 0 | 0 | 0 | 0 | 0
STWD | 0 | 0 | 0 | 0 | 0 | 0
WT | 0 | 0 | 0 | 0 | 0 | 0
IGCC | 0 | 0 | 0 | 0 | 0 | 0
DemandResponse | 0 | 0 | 0 | 0 | 0 | 0
IGCC-CCS | 0 | 0 | 0 | 0 | 0 | 0
WT_off | 0 | 0 | 0 | 0 | 0 | 0
PseudoUnit | 0 | 0 | 0 | 0 | 0 | 0
FixedInterchange | 0 | 0 | 0 | 0 | 0 | 0
SO2 Emissions (MMshortTons): VACAR
ReportingType | 2015 | 2020 | 2025 | 2030 | 2035 | 2040
BM | 0 | 0 | 0 | 0 | 0 | 0
CC | 0 | 0 | 0 | 0 | 0 | 0
CSP | 0 | 0 | 0 | 0 | 0 | 0
CT | 0 | 0 | 0 | 0 | 0 | 0
Coal | 0.05 | 0.01 | 0 | 0 | 0 | 0
Geo | 0 | 0 | 0 | 0 | 0 | 0
H | 0 | 0 | 0 | 0 | 0 | 0
LFG | 0 | 0 | 0 | 0 | 0 | 0
Nuc | 0 | 0 | 0 | 0 | 0 | 0
PS | 0 | 0 | 0 | 0 | 0 | 0
PV | 0 | 0 | 0 | 0 | 0 | 0
PeakG | 0 | 0 | 0 | 0 | 0 | 0
PeakO | 0 | 0 | 0 | 0 | 0 | 0
ST | 0 | 0 | 0 | 0 | 0 | 0
STOG | 0 | 0 | 0 | 0 | 0 | 0
STWD | 0 | 0 | 0 | 0 | 0 | 0
WT | 0 | 0 | 0 | 0 | 0 | 0
IGCC | 0 | 0 | 0 | 0 | 0 | 0
DemandResponse | 0 | 0 | 0 | 0 | 0 | 0
IGCC-CCS | 0 | 0 | 0 | 0 | 0 | 0
WT_off | 0 | 0 | 0 | 0 | 0 | 0
PseudoUnit | 0 | 0 | 0 | 0 | 0 | 0
FixedInterchange | 0 | 0 | 0 | 0 | 0 | 0
SO2 Emissions (MMshortTons): IESO
ReportingType | 2015 | 2020 | 2025 | 2030 | 2035 | 2040
BM | 0 | 0 | 0 | 0 | 0 | 0
CC | 0 | 0 | 0 | 0 | 0 | 0
CSP | 0 | 0 | 0 | 0 | 0 | 0
CT | 0 | 0 | 0 | 0 | 0 | 0
Coal | 0 | 0 | 0 | 0 | 0 | 0
Geo | 0 | 0 | 0 | 0 | 0 | 0
H | 0 | 0 | 0 | 0 | 0 | 0
LFG | 0 | 0 | 0 | 0 | 0 | 0
Nuc | 0 | 0 | 0 | 0 | 0 | 0
PS | 0 | 0 | 0 | 0 | 0 | 0
PV | 0 | 0 | 0 | 0 | 0 | 0
PeakG | 0 | 0 | 0 | 0 | 0 | 0
PeakO | 0 | 0 | 0 | 0 | 0 | 0
ST | 0 | 0 | 0 | 0 | 0 | 0
STOG | 0 | 0 | 0 | 0 | 0 | 0
STWD | 0 | 0 | 0 | 0 | 0 | 0
WT | 0 | 0 | 0 | 0 | 0 | 0
IGCC | 0 | 0 | 0 | 0 | 0 | 0
DemandResponse | 0 | 0 | 0 | 0 | 0 | 0
IGCC-CCS | 0 | 0 | 0 | 0 | 0 | 0
WT_off | 0 | 0 | 0 | 0 | 0 | 0
PseudoUnit | 0 | 0 | 0 | 0 | 0 | 0
FixedInterchange | 0 | 0 | 0 | 0 | 0 | 0
SO2 Emissions (MMshortTons): MAPP_CA
ReportingType | 2015 | 2020 | 2025 | 2030 | 2035 | 2040
BM | 0 | 0 | 0 | 0 | 0 | 0
CC | 0 | 0 | 0 | 0 | 0 | 0
CSP | 0 | 0 | 0 | 0 | 0 | 0
CT | 0 | 0 | 0 | 0 | 0 | 0
Coal | 0.01 | 0 | 0 | 0 | 0 | 0
Geo | 0 | 0 | 0 | 0 | 0 | 0
H | 0 | 0 | 0 | 0 | 0 | 0
LFG | 0 | 0 | 0 | 0 | 0 | 0
Nuc | 0 | 0 | 0 | 0 | 0 | 0
PS | 0 | 0 | 0 | 0 | 0 | 0
PV | 0 | 0 | 0 | 0 | 0 | 0
PeakG | 0 | 0 | 0 | 0 | 0 | 0
PeakO | 0 | 0 | 0 | 0 | 0 | 0
ST | 0 | 0 | 0 | 0 | 0 | 0
STOG | 0 | 0 | 0 | 0 | 0 | 0
STWD | 0 | 0 | 0 | 0 | 0 | 0
WT | 0 | 0 | 0 | 0 | 0 | 0
IGCC | 0 | 0 | 0 | 0 | 0 | 0
DemandResponse | 0 | 0 | 0 | 0 | 0 | 0
IGCC-CCS | 0 | 0 | 0 | 0 | 0 | 0
WT_off | 0 | 0 | 0 | 0 | 0 | 0
PseudoUnit | 0 | 0 | 0 | 0 | 0 | 0
FixedInterchange | 0 | 0 | 0 | 0 | 0 | 0
SO2 Emissions (MMshortTons): AZ_NM_SNV_Coal
ReportingType | 2015 | 2020 | 2025 | 2030 | 2035 | 2040
BM | 0 | 0 | 0 | 0 | 0 | 0
CC | 0 | 0 | 0 | 0 | 0 | 0
CSP | 0 | 0 | 0 | 0 | 0 | 0
CT | 0 | 0 | 0 | 0 | 0 | 0
Coal | 0.03 | 0.01 | 0 | 0 | 0 | 0
Geo | 0 | 0 | 0 | 0 | 0 | 0
H | 0 | 0 | 0 | 0 | 0 | 0
LFG | 0 | 0 | 0 | 0 | 0 | 0
Nuc | 0 | 0 | 0 | 0 | 0 | 0
PS | 0 | 0 | 0 | 0 | 0 | 0
PV | 0 | 0 | 0 | 0 | 0 | 0
PeakG | 0 | 0 | 0 | 0 | 0 | 0
PeakO | 0 | 0 | 0 | 0 | 0 | 0
ST | 0 | 0 | 0 | 0 | 0 | 0
STOG | 0 | 0 | 0 | 0 | 0 | 0
STWD | 0 | 0 | 0 | 0 | 0 | 0
WT | 0 | 0 | 0 | 0 | 0 | 0
IGCC | 0 | 0 | 0 | 0 | 0 | 0
DemandResponse | 0 | 0 | 0 | 0 | 0 | 0
IGCC-CCS | 0 | 0 | 0 | 0 | 0 | 0
WT_off | 0 | 0 | 0 | 0 | 0 | 0
PseudoUnit | 0 | 0 | 0 | 0 | 0 | 0
FixedInterchange | 0 | 0 | 0 | 0 | 0 | 0
SO2 Emissions (MMshortTons): AZ_NM_SNV_Gas
ReportingType | 2015 | 2020 | 2025 | 2030 | 2035 | 2040
BM | 0 | 0 | 0 | 0 | 0 | 0
CC | 0 | 0 | 0 | 0 | 0 | 0
CSP | 0 | 0 | 0 | 0 | 0 | 0
CT | 0 | 0 | 0 | 0 | 0 | 0
Coal | 0 | 0 | 0 | 0 | 0 | 0
Geo | 0 | 0 | 0 | 0 | 0 | 0
H | 0 | 0 | 0 | 0 | 0 | 0
LFG | 0 | 0 | 0 | 0 | 0 | 0
Nuc | 0 | 0 | 0 | 0 | 0 | 0
PS | 0 | 0 | 0 | 0 | 0 | 0
PV | 0 | 0 | 0 | 0 | 0 | 0
PeakG | 0 | 0 | 0 | 0 | 0 | 0
PeakO | 0 | 0 | 0 | 0 | 0 | 0
ST | 0 | 0 | 0 | 0 | 0 | 0
STOG | 0 | 0 | 0 | 0 | 0 | 0
STWD | 0 | 0 | 0 | 0 | 0 | 0
WT | 0 | 0 | 0 | 0 | 0 | 0
IGCC | 0 | 0 | 0 | 0 | 0 | 0
DemandResponse | 0 | 0 | 0 | 0 | 0 | 0
IGCC-CCS | 0 | 0 | 0 | 0 | 0 | 0
WT_off | 0 | 0 | 0 | 0 | 0 | 0
PseudoUnit | 0 | 0 | 0 | 0 | 0 | 0
FixedInterchange | 0 | 0 | 0 | 0 | 0 | 0
SO2 Emissions (MMshortTons): AZ_NM_SNV_NucRenew
ReportingType | 2015 | 2020 | 2025 | 2030 | 2035 | 2040
BM | 0 | 0 | 0 | 0 | 0 | 0
CC | 0 | 0 | 0 | 0 | 0 | 0
CSP | 0 | 0 | 0 | 0 | 0 | 0
CT | 0 | 0 | 0 | 0 | 0 | 0
Coal | 0 | 0 | 0 | 0 | 0 | 0
Geo | 0 | 0 | 0 | 0 | 0 | 0
H | 0 | 0 | 0 | 0 | 0 | 0
LFG | 0 | 0 | 0 | 0 | 0 | 0
Nuc | 0 | 0 | 0 | 0 | 0 | 0
PS | 0 | 0 | 0 | 0 | 0 | 0
PV | 0 | 0 | 0 | 0 | 0 | 0
PeakG | 0 | 0 | 0 | 0 | 0 | 0
PeakO | 0 | 0 | 0 | 0 | 0 | 0
ST | 0 | 0 | 0 | 0 | 0 | 0
STOG | 0 | 0 | 0 | 0 | 0 | 0
STWD | 0 | 0 | 0 | 0 | 0 | 0
WT | 0 | 0 | 0 | 0 | 0 | 0
IGCC | 0 | 0 | 0 | 0 | 0 | 0
DemandResponse | 0 | 0 | 0 | 0 | 0 | 0
IGCC-CCS | 0 | 0 | 0 | 0 | 0 | 0
WT_off | 0 | 0 | 0 | 0 | 0 | 0
PseudoUnit | 0 | 0 | 0 | 0 | 0 | 0
FixedInterchange | 0 | 0 | 0 | 0 | 0 | 0
SO2 Emissions (MMshortTons): ERCOT
ReportingType | 2015 | 2020 | 2025 | 2030 | 2035 | 2040
BM | 0 | 0 | 0 | 0 | 0 | 0
CC | 0 | 0 | 0 | 0 | 0 | 0
CSP | 0 | 0 | 0 | 0 | 0 | 0
CT | 0 | 0 | 0 | 0 | 0 | 0
Coal | 0.1 | 0.03 | 0 | 0.01 | 0.01 | 0.01
Geo | 0 | 0 | 0 | 0 | 0 | 0
H | 0 | 0 | 0 | 0 | 0 | 0
LFG | 0 | 0 | 0 | 0 | 0 | 0
Nuc | 0 | 0 | 0 | 0 | 0 | 0
PS | 0 | 0 | 0 | 0 | 0 | 0
PV | 0 | 0 | 0 | 0 | 0 | 0
PeakG | 0 | 0 | 0 | 0 | 0 | 0
PeakO | 0 | 0 | 0 | 0 | 0 | 0
ST | 0 | 0 | 0 | 0 | 0 | 0
STOG | 0 | 0 | 0 | 0 | 0 | 0
STWD | 0 | 0 | 0 | 0 | 0 | 0
WT | 0 | 0 | 0 | 0 | 0 | 0
IGCC | 0 | 0 | 0 | 0 | 0 | 0
DemandResponse | 0 | 0 | 0 | 0 | 0 | 0
IGCC-CCS | 0 | 0 | 0 | 0 | 0 | 0
WT_off | 0 | 0 | 0 | 0 | 0 | 0
PseudoUnit | 0 | 0 | 0 | 0 | 0 | 0
FixedInterchange | 0 | 0 | 0 | 0 | 0 | 0
SO2 Emissions (MMshortTons): NP15
ReportingType | 2015 | 2020 | 2025 | 2030 | 2035 | 2040
BM | 0 | 0 | 0 | 0 | 0 | 0
CC | 0 | 0 | 0 | 0 | 0 | 0
CSP | 0 | 0 | 0 | 0 | 0 | 0
CT | 0 | 0 | 0 | 0 | 0 | 0
Coal | 0.01 | 0 | 0 | 0 | 0 | 0
Geo | 0 | 0 | 0 | 0 | 0 | 0
H | 0 | 0 | 0 | 0 | 0 | 0
LFG | 0 | 0 | 0 | 0 | 0 | 0
Nuc | 0 | 0 | 0 | 0 | 0 | 0
PS | 0 | 0 | 0 | 0 | 0 | 0
PV | 0 | 0 | 0 | 0 | 0 | 0
PeakG | 0 | 0 | 0 | 0 | 0 | 0
PeakO | 0 | 0 | 0 | 0 | 0 | 0
ST | 0 | 0 | 0 | 0 | 0 | 0
STOG | 0 | 0 | 0 | 0 | 0 | 0
STWD | 0 | 0 | 0 | 0 | 0 | 0
WT | 0 | 0 | 0 | 0 | 0 | 0
IGCC | 0 | 0 | 0 | 0 | 0 | 0
DemandResponse | 0 | 0 | 0 | 0 | 0 | 0
IGCC-CCS | 0 | 0 | 0 | 0 | 0 | 0
WT_off | 0 | 0 | 0 | 0 | 0 | 0
PseudoUnit | 0 | 0 | 0 | 0 | 0 | 0
FixedInterchange | 0 | 0 | 0 | 0 | 0 | 0
SO2 Emissions (MMshortTons): NWPP_Coal
ReportingType | 2015 | 2020 | 2025 | 2030 | 2035 | 2040
BM | 0 | 0 | 0 | 0 | 0 | 0
CC | 0 | 0 | 0 | 0 | 0 | 0
CSP | 0 | 0 | 0 | 0 | 0 | 0
CT | 0 | 0 | 0 | 0 | 0 | 0
Coal | 0.07 | 0.01 | 0 | 0 | 0 | 0
Geo | 0 | 0 | 0 | 0 | 0 | 0
H | 0 | 0 | 0 | 0 | 0 | 0
LFG | 0 | 0 | 0 | 0 | 0 | 0
Nuc | 0 | 0 | 0 | 0 | 0 | 0
PS | 0 | 0 | 0 | 0 | 0 | 0
PV | 0 | 0 | 0 | 0 | 0 | 0
PeakG | 0 | 0 | 0 | 0 | 0 | 0
PeakO | 0 | 0 | 0 | 0 | 0 | 0
ST | 0 | 0 | 0 | 0 | 0 | 0
STOG | 0 | 0 | 0 | 0 | 0 | 0
STWD | 0 | 0 | 0 | 0 | 0 | 0
WT | 0 | 0 | 0 | 0 | 0 | 0
IGCC | 0 | 0 | 0 | 0 | 0 | 0
DemandResponse | 0 | 0 | 0 | 0 | 0 | 0
IGCC-CCS | 0 | 0 | 0 | 0 | 0 | 0
WT_off | 0 | 0 | 0 | 0 | 0 | 0
PseudoUnit | 0 | 0 | 0 | 0 | 0 | 0
FixedInterchange | 0 | 0 | 0 | 0 | 0 | 0
SO2 Emissions (MMshortTons): NWPP_Gas
ReportingType | 2015 | 2020 | 2025 | 2030 | 2035 | 2040
BM | 0 | 0 | 0 | 0 | 0 | 0
CC | 0 | 0 | 0 | 0 | 0 | 0
CSP | 0 | 0 | 0 | 0 | 0 | 0
CT | 0 | 0 | 0 | 0 | 0 | 0
Coal | 0 | 0 | 0 | 0 | 0 | 0
Geo | 0 | 0 | 0 | 0 | 0 | 0
H | 0 | 0 | 0 | 0 | 0 | 0
LFG | 0 | 0 | 0 | 0 | 0 | 0
Nuc | 0 | 0 | 0 | 0 | 0 | 0
PS | 0 | 0 | 0 | 0 | 0 | 0
PV | 0 | 0 | 0 | 0 | 0 | 0
PeakG | 0 | 0 | 0 | 0 | 0 | 0
PeakO | 0 | 0 | 0 | 0 | 0 | 0
ST | 0 | 0 | 0 | 0 | 0 | 0
STOG | 0 | 0 | 0 | 0 | 0 | 0
STWD | 0 | 0 | 0 | 0 | 0 | 0
WT | 0 | 0 | 0 | 0 | 0 | 0
IGCC | 0 | 0 | 0 | 0 | 0 | 0
DemandResponse | 0 | 0 | 0 | 0 | 0 | 0
IGCC-CCS | 0 | 0 | 0 | 0 | 0 | 0
WT_off | 0 | 0 | 0 | 0 | 0 | 0
PseudoUnit | 0 | 0 | 0 | 0 | 0 | 0
FixedInterchange | 0 | 0 | 0 | 0 | 0 | 0
SO2 Emissions (MMshortTons): NWPP_NucRenew
ReportingType | 2015 | 2020 | 2025 | 2030 | 2035 | 2040
BM | 0 | 0 | 0 | 0 | 0 | 0
CC | 0 | 0 | 0 | 0 | 0 | 0
CSP | 0 | 0 | 0 | 0 | 0 | 0
CT | 0 | 0 | 0 | 0 | 0 | 0
Coal | 0 | 0 | 0 | 0 | 0 | 0
Geo | 0 | 0 | 0 | 0 | 0 | 0
H | 0 | 0 | 0 | 0 | 0 | 0
LFG | 0 | 0 | 0 | 0 | 0 | 0
Nuc | 0 | 0 | 0 | 0 | 0 | 0
PS | 0 | 0 | 0 | 0 | 0 | 0
PV | 0 | 0 | 0 | 0 | 0 | 0
PeakG | 0 | 0 | 0 | 0 | 0 | 0
PeakO | 0 | 0 | 0 | 0 | 0 | 0
ST | 0 | 0 | 0 | 0 | 0 | 0
STOG | 0 | 0 | 0 | 0 | 0 | 0
STWD | 0 | 0 | 0 | 0 | 0 | 0
WT | 0 | 0 | 0 | 0 | 0 | 0
IGCC | 0 | 0 | 0 | 0 | 0 | 0
DemandResponse | 0 | 0 | 0 | 0 | 0 | 0
IGCC-CCS | 0 | 0 | 0 | 0 | 0 | 0
WT_off | 0 | 0 | 0 | 0 | 0 | 0
PseudoUnit | 0 | 0 | 0 | 0 | 0 | 0
FixedInterchange | 0 | 0 | 0 | 0 | 0 | 0
SO2 Emissions (MMshortTons): RMPA
ReportingType | 2015 | 2020 | 2025 | 2030 | 2035 | 2040
BM | 0 | 0 | 0 | 0 | 0 | 0
CC | 0 | 0 | 0 | 0 | 0 | 0
CSP | 0 | 0 | 0 | 0 | 0 | 0
CT | 0 | 0 | 0 | 0 | 0 | 0
Coal | 0.05 | 0.01 | 0 | 0 | 0 | 0
Geo | 0 | 0 | 0 | 0 | 0 | 0
H | 0 | 0 | 0 | 0 | 0 | 0
LFG | 0 | 0 | 0 | 0 | 0 | 0
Nuc | 0 | 0 | 0 | 0 | 0 | 0
PS | 0 | 0 | 0 | 0 | 0 | 0
PV | 0 | 0 | 0 | 0 | 0 | 0
PeakG | 0 | 0 | 0 | 0 | 0 | 0
PeakO | 0 | 0 | 0 | 0 | 0 | 0
ST | 0 | 0 | 0 | 0 | 0 | 0
STOG | 0 | 0 | 0 | 0 | 0 | 0
STWD | 0 | 0 | 0 | 0 | 0 | 0
WT | 0 | 0 | 0 | 0 | 0 | 0
IGCC | 0 | 0 | 0 | 0 | 0 | 0
DemandResponse | 0 | 0 | 0 | 0 | 0 | 0
IGCC-CCS | 0 | 0 | 0 | 0 | 0 | 0
WT_off | 0 | 0 | 0 | 0 | 0 | 0
PseudoUnit | 0 | 0 | 0 | 0 | 0 | 0
FixedInterchange | 0 | 0 | 0 | 0 | 0 | 0
SO2 Emissions (MMshortTons): SP15
ReportingType | 2015 | 2020 | 2025 | 2030 | 2035 | 2040
BM | 0 | 0 | 0 | 0 | 0 | 0
CC | 0 | 0 | 0 | 0 | 0 | 0
CSP | 0 | 0 | 0 | 0 | 0 | 0
CT | 0 | 0 | 0 | 0 | 0 | 0
Coal | 0 | 0 | 0 | 0 | 0 | 0
Geo | 0 | 0 | 0 | 0 | 0 | 0
H | 0 | 0 | 0 | 0 | 0 | 0
LFG | 0 | 0 | 0 | 0 | 0 | 0
Nuc | 0 | 0 | 0 | 0 | 0 | 0
PS | 0 | 0 | 0 | 0 | 0 | 0
PV | 0 | 0 | 0 | 0 | 0 | 0
PeakG | 0 | 0 | 0 | 0 | 0 | 0
PeakO | 0 | 0 | 0 | 0 | 0 | 0
ST | 0 | 0 | 0 | 0 | 0 | 0
STOG | 0 | 0 | 0 | 0 | 0 | 0
STWD | 0 | 0 | 0 | 0 | 0 | 0
WT | 0 | 0 | 0 | 0 | 0 | 0
IGCC | 0 | 0 | 0 | 0 | 0 | 0
DemandResponse | 0 | 0 | 0 | 0 | 0 | 0
IGCC-CCS | 0 | 0 | 0 | 0 | 0 | 0
WT_off | 0 | 0 | 0 | 0 | 0 | 0
PseudoUnit | 0 | 0 | 0 | 0 | 0 | 0
FixedInterchange | 0 | 0 | 0 | 0 | 0 | 0
SO2 Emissions (MMshortTons): ALB
ReportingType | 2015 | 2020 | 2025 | 2030 | 2035 | 2040
BM | 0 | 0 | 0 | 0 | 0 | 0
CC | 0 | 0 | 0 | 0 | 0 | 0
CSP | 0 | 0 | 0 | 0 | 0 | 0
CT | 0 | 0 | 0 | 0 | 0 | 0
Coal | 0.14 | 0.14 | 0.14 | 0 | 0 | 0
Geo | 0 | 0 | 0 | 0 | 0 | 0
H | 0 | 0 | 0 | 0 | 0 | 0
LFG | 0 | 0 | 0 | 0 | 0 | 0
Nuc | 0 | 0 | 0 | 0 | 0 | 0
PS | 0 | 0 | 0 | 0 | 0 | 0
PV | 0 | 0 | 0 | 0 | 0 | 0
PeakG | 0 | 0 | 0 | 0 | 0 | 0
PeakO | 0 | 0 | 0 | 0 | 0 | 0
ST | 0 | 0 | 0 | 0 | 0 | 0
STOG | 0 | 0 | 0 | 0 | 0 | 0
STWD | 0 | 0 | 0 | 0 | 0 | 0
WT | 0 | 0 | 0 | 0 | 0 | 0
IGCC | 0 | 0 | 0 | 0 | 0 | 0
DemandResponse | 0 | 0 | 0 | 0 | 0 | 0
IGCC-CCS | 0 | 0 | 0 | 0 | 0 | 0
WT_off | 0 | 0 | 0 | 0 | 0 | 0
PseudoUnit | 0 | 0 | 0 | 0 | 0 | 0
FixedInterchange | 0 | 0 | 0 | 0 | 0 | 0
SO2 Emissions (MMshortTons): BC
ReportingType | 2015 | 2020 | 2025 | 2030 | 2035 | 2040
BM | 0 | 0 | 0 | 0 | 0 | 0
CC | 0 | 0 | 0 | 0 | 0 | 0
CSP | 0 | 0 | 0 | 0 | 0 | 0
CT | 0 | 0 | 0 | 0 | 0 | 0
Coal | 0 | 0 | 0 | 0 | 0 | 0
Geo | 0 | 0 | 0 | 0 | 0 | 0
H | 0 | 0 | 0 | 0 | 0 | 0
LFG | 0 | 0 | 0 | 0 | 0 | 0
Nuc | 0 | 0 | 0 | 0 | 0 | 0
PS | 0 | 0 | 0 | 0 | 0 | 0
PV | 0 | 0 | 0 | 0 | 0 | 0
PeakG | 0 | 0 | 0 | 0 | 0 | 0
PeakO | 0 | 0 | 0 | 0 | 0 | 0
ST | 0 | 0 | 0 | 0 | 0 | 0
STOG | 0 | 0 | 0 | 0 | 0 | 0
STWD | 0 | 0 | 0 | 0 | 0 | 0
WT | 0 | 0 | 0 | 0 | 0 | 0
IGCC | 0 | 0 | 0 | 0 | 0 | 0
DemandResponse | 0 | 0 | 0 | 0 | 0 | 0
IGCC-CCS | 0 | 0 | 0 | 0 | 0 | 0
WT_off | 0 | 0 | 0 | 0 | 0 | 0
PseudoUnit | 0 | 0 | 0 | 0 | 0 | 0
FixedInterchange | 0 | 0 | 0 | 0 | 0 | 0
SO2 Emissions (MMshortTons): HQ_IESO
ReportingType | 2015 | 2020 | 2025 | 2030 | 2035 | 2040
BM | 0 | 0 | 0 | 0 | 0 | 0
CC | 0 | 0 | 0 | 0 | 0 | 0
CSP | 0 | 0 | 0 | 0 | 0 | 0
CT | 0 | 0 | 0 | 0 | 0 | 0
Coal | 0 | 0 | 0 | 0 | 0 | 0
Geo | 0 | 0 | 0 | 0 | 0 | 0
H | 0 | 0 | 0 | 0 | 0 | 0
LFG | 0 | 0 | 0 | 0 | 0 | 0
Nuc | 0 | 0 | 0 | 0 | 0 | 0
PS | 0 | 0 | 0 | 0 | 0 | 0
PV | 0 | 0 | 0 | 0 | 0 | 0
PeakG | 0 | 0 | 0 | 0 | 0 | 0
PeakO | 0 | 0 | 0 | 0 | 0 | 0
ST | 0 | 0 | 0 | 0 | 0 | 0
STOG | 0 | 0 | 0 | 0 | 0 | 0
STWD | 0 | 0 | 0 | 0 | 0 | 0
WT | 0 | 0 | 0 | 0 | 0 | 0
IGCC | 0 | 0 | 0 | 0 | 0 | 0
DemandResponse | 0 | 0 | 0 | 0 | 0 | 0
IGCC-CCS | 0 | 0 | 0 | 0 | 0 | 0
WT_off | 0 | 0 | 0 | 0 | 0 | 0
PseudoUnit | 0 | 0 | 0 | 0 | 0 | 0
FixedInterchange | 0 | 0 | 0 | 0 | 0 | 0
SO2 Emissions (MMshortTons): HQ_NEISO
ReportingType | 2015 | 2020 | 2025 | 2030 | 2035 | 2040
BM | 0 | 0 | 0 | 0 | 0 | 0
CC | 0 | 0 | 0 | 0 | 0 | 0
CSP | 0 | 0 | 0 | 0 | 0 | 0
CT | 0 | 0 | 0 | 0 | 0 | 0
Coal | 0 | 0 | 0 | 0 | 0 | 0
Geo | 0 | 0 | 0 | 0 | 0 | 0
H | 0 | 0 | 0 | 0 | 0 | 0
LFG | 0 | 0 | 0 | 0 | 0 | 0
Nuc | 0 | 0 | 0 | 0 | 0 | 0
PS | 0 | 0 | 0 | 0 | 0 | 0
PV | 0 | 0 | 0 | 0 | 0 | 0
PeakG | 0 | 0 | 0 | 0 | 0 | 0
PeakO | 0 | 0 | 0 | 0 | 0 | 0
ST | 0 | 0 | 0 | 0 | 0 | 0
STOG | 0 | 0 | 0 | 0 | 0 | 0
STWD | 0 | 0 | 0 | 0 | 0 | 0
WT | 0 | 0 | 0 | 0 | 0 | 0
IGCC | 0 | 0 | 0 | 0 | 0 | 0
DemandResponse | 0 | 0 | 0 | 0 | 0 | 0
IGCC-CCS | 0 | 0 | 0 | 0 | 0 | 0
WT_off | 0 | 0 | 0 | 0 | 0 | 0
PseudoUnit | 0 | 0 | 0 | 0 | 0 | 0
FixedInterchange | 0 | 0 | 0 | 0 | 0 | 0
SO2 Emissions (MMshortTons): HQ_NY
ReportingType | 2015 | 2020 | 2025 | 2030 | 2035 | 2040
BM | 0 | 0 | 0 | 0 | 0 | 0
CC | 0 | 0 | 0 | 0 | 0 | 0
CSP | 0 | 0 | 0 | 0 | 0 | 0
CT | 0 | 0 | 0 | 0 | 0 | 0
Coal | 0 | 0 | 0 | 0 | 0 | 0
Geo | 0 | 0 | 0 | 0 | 0 | 0
H | 0 | 0 | 0 | 0 | 0 | 0
LFG | 0 | 0 | 0 | 0 | 0 | 0
Nuc | 0 | 0 | 0 | 0 | 0 | 0
PS | 0 | 0 | 0 | 0 | 0 | 0
PV | 0 | 0 | 0 | 0 | 0 | 0
PeakG | 0 | 0 | 0 | 0 | 0 | 0
PeakO | 0 | 0 | 0 | 0 | 0 | 0
ST | 0 | 0 | 0 | 0 | 0 | 0
STOG | 0 | 0 | 0 | 0 | 0 | 0
STWD | 0 | 0 | 0 | 0 | 0 | 0
WT | 0 | 0 | 0 | 0 | 0 | 0
IGCC | 0 | 0 | 0 | 0 | 0 | 0
DemandResponse | 0 | 0 | 0 | 0 | 0 | 0
IGCC-CCS | 0 | 0 | 0 | 0 | 0 | 0
WT_off | 0 | 0 | 0 | 0 | 0 | 0
PseudoUnit | 0 | 0 | 0 | 0 | 0 | 0
FixedInterchange | 0 | 0 | 0 | 0 | 0 | 0
SO2 Emissions (MMshortTons): MARITIMES
ReportingType | 2015 | 2020 | 2025 | 2030 | 2035 | 2040
BM | 0 | 0 | 0 | 0 | 0 | 0
CC | 0 | 0 | 0 | 0 | 0 | 0
CSP | 0 | 0 | 0 | 0 | 0 | 0
CT | 0 | 0 | 0 | 0 | 0 | 0
Coal | 0 | 0 | 0 | 0 | 0 | 0
Geo | 0 | 0 | 0 | 0 | 0 | 0
H | 0 | 0 | 0 | 0 | 0 | 0
LFG | 0 | 0 | 0 | 0 | 0 | 0
Nuc | 0 | 0 | 0 | 0 | 0 | 0
PS | 0 | 0 | 0 | 0 | 0 | 0
PV | 0 | 0 | 0 | 0 | 0 | 0
PeakG | 0 | 0 | 0 | 0 | 0 | 0
PeakO | 0 | 0 | 0 | 0 | 0 | 0
ST | 0 | 0 | 0 | 0 | 0 | 0
STOG | 0 | 0 | 0 | 0 | 0 | 0
STWD | 0 | 0 | 0 | 0 | 0 | 0
WT | 0 | 0 | 0 | 0 | 0 | 0
IGCC | 0 | 0 | 0 | 0 | 0 | 0
DemandResponse | 0 | 0 | 0 | 0 | 0 | 0
IGCC-CCS | 0 | 0 | 0 | 0 | 0 | 0
WT_off | 0 | 0 | 0 | 0 | 0 | 0
PseudoUnit | 0 | 0 | 0 | 0 | 0 | 0
FixedInterchange | 0 | 0 | 0 | 0 | 0 | 0
SO2 Emissions (MMshortTons): All
ReportingType | 2015 | 2020 | 2025 | 2030 | 2035 | 2040
BM | 0 | 0 | 0 | 0 | 0 | 0
CC | 0 | 0 | 0 | 0 | 0 | 0
CSP | 0 | 0 | 0 | 0 | 0 | 0
CT | 0 | 0 | 0 | 0 | 0 | 0
Coal | 4.06 | 0.48 | 0.17 | 0.03 | 0.04 | 0.03
Geo | 0 | 0 | 0 | 0 | 0 | 0
H | 0 | 0 | 0 | 0 | 0 | 0
LFG | 0 | 0 | 0 | 0 | 0 | 0
Nuc | 0 | 0 | 0 | 0 | 0 | 0
PS | 0 | 0 | 0 | 0 | 0 | 0
PV | 0 | 0 | 0 | 0 | 0 | 0
PeakG | 0 | 0 | 0 | 0 | 0 | 0
PeakO | 0 | 0 | 0 | 0 | 0 | 0
ST | 0 | 0 | 0 | 0 | 0 | 0
STOG | 0 | 0 | 0 | 0 | 0 | 0
STWD | 0 | 0 | 0 | 0 | 0 | 0
WT | 0 | 0 | 0 | 0 | 0 | 0
IGCC | 0 | 0 | 0 | 0 | 0 | 0
DemandResponse | 0 | 0 | 0 | 0 | 0 | 0
IGCC-CCS | 0 | 0 | 0 | 0 | 0 | 0
WT_off | 0 | 0 | 0 | 0 | 0 | 0
PseudoUnit | 0 | 0 | 0 | 0 | 0 | 0
FixedInterchange | 0 | 0 | 0 | 0 | 0 | 0
SO2 Emissions (MMshortTons): EI_US
ReportingType | 2015 | 2020 | 2025 | 2030 | 2035 | 2040
BM | 0 | 0 | 0 | 0 | 0 | 0
CC | 0 | 0 | 0 | 0 | 0 | 0
CSP | 0 | 0 | 0 | 0 | 0 | 0
CT | 0 | 0 | 0 | 0 | 0 | 0
Coal | 3.65 | 0.27 | 0.02 | 0.02 | 0.03 | 0.03
Geo | 0 | 0 | 0 | 0 | 0 | 0
H | 0 | 0 | 0 | 0 | 0 | 0
LFG | 0 | 0 | 0 | 0 | 0 | 0
Nuc | 0 | 0 | 0 | 0 | 0 | 0
PS | 0 | 0 | 0 | 0 | 0 | 0
PV | 0 | 0 | 0 | 0 | 0 | 0
PeakG | 0 | 0 | 0 | 0 | 0 | 0
PeakO | 0 | 0 | 0 | 0 | 0 | 0
ST | 0 | 0 | 0 | 0 | 0 | 0
STOG | 0 | 0 | 0 | 0 | 0 | 0
STWD | 0 | 0 | 0 | 0 | 0 | 0
WT | 0 | 0 | 0 | 0 | 0 | 0
IGCC | 0 | 0 | 0 | 0 | 0 | 0
DemandResponse | 0 | 0 | 0 | 0 | 0 | 0
IGCC-CCS | 0 | 0 | 0 | 0 | 0 | 0
WT_off | 0 | 0 | 0 | 0 | 0 | 0
PseudoUnit | 0 | 0 | 0 | 0 | 0 | 0
FixedInterchange | 0 | 0 | 0 | 0 | 0 | 0
SO2 Emissions (MMshortTons): EI_Canada
ReportingType | 2015 | 2020 | 2025 | 2030 | 2035 | 2040
BM | 0 | 0 | 0 | 0 | 0 | 0
CC | 0 | 0 | 0 | 0 | 0 | 0
CSP | 0 | 0 | 0 | 0 | 0 | 0
CT | 0 | 0 | 0 | 0 | 0 | 0
Coal | 0.01 | 0 | 0 | 0 | 0 | 0
Geo | 0 | 0 | 0 | 0 | 0 | 0
H | 0 | 0 | 0 | 0 | 0 | 0
LFG | 0 | 0 | 0 | 0 | 0 | 0
Nuc | 0 | 0 | 0 | 0 | 0 | 0
PS | 0 | 0 | 0 | 0 | 0 | 0
PV | 0 | 0 | 0 | 0 | 0 | 0
PeakG | 0 | 0 | 0 | 0 | 0 | 0
PeakO | 0 | 0 | 0 | 0 | 0 | 0
ST | 0 | 0 | 0 | 0 | 0 | 0
STOG | 0 | 0 | 0 | 0 | 0 | 0
STWD | 0 | 0 | 0 | 0 | 0 | 0
WT | 0 | 0 | 0 | 0 | 0 | 0
IGCC | 0 | 0 | 0 | 0 | 0 | 0
DemandResponse | 0 | 0 | 0 | 0 | 0 | 0
IGCC-CCS | 0 | 0 | 0 | 0 | 0 | 0
WT_off | 0 | 0 | 0 | 0 | 0 | 0
PseudoUnit | 0 | 0 | 0 | 0 | 0 | 0
FixedInterchange | 0 | 0 | 0 | 0 | 0 | 0
SO2 Emissions (MMshortTons): EI
ReportingType | 2015 | 2020 | 2025 | 2030 | 2035 | 2040
BM | 0 | 0 | 0 | 0 | 0 | 0
CC | 0 | 0 | 0 | 0 | 0 | 0
CSP | 0 | 0 | 0 | 0 | 0 | 0
CT | 0 | 0 | 0 | 0 | 0 | 0
Coal | 3.66 | 0.27 | 0.02 | 0.02 | 0.03 | 0.03
Geo | 0 | 0 | 0 | 0 | 0 | 0
H | 0 | 0 | 0 | 0 | 0 | 0
LFG | 0 | 0 | 0 | 0 | 0 | 0
Nuc | 0 | 0 | 0 | 0 | 0 | 0
PS | 0 | 0 | 0 | 0 | 0 | 0
PV | 0 | 0 | 0 | 0 | 0 | 0
PeakG | 0 | 0 | 0 | 0 | 0 | 0
PeakO | 0 | 0 | 0 | 0 | 0 | 0
ST | 0 | 0 | 0 | 0 | 0 | 0
STOG | 0 | 0 | 0 | 0 | 0 | 0
STWD | 0 | 0 | 0 | 0 | 0 | 0
WT | 0 | 0 | 0 | 0 | 0 | 0
IGCC | 0 | 0 | 0 | 0 | 0 | 0
DemandResponse | 0 | 0 | 0 | 0 | 0 | 0
IGCC-CCS | 0 | 0 | 0 | 0 | 0 | 0
WT_off | 0 | 0 | 0 | 0 | 0 | 0
PseudoUnit | 0 | 0 | 0 | 0 | 0 | 0
FixedInterchange | 0 | 0 | 0 | 0 | 0 | 0
SO2 Emissions (MMshortTons): Outside_EI
ReportingType | 2015 | 2020 | 2025 | 2030 | 2035 | 2040
BM | 0 | 0 | 0 | 0 | 0 | 0
CC | 0 | 0 | 0 | 0 | 0 | 0
CSP | 0 | 0 | 0 | 0 | 0 | 0
CT | 0 | 0 | 0 | 0 | 0 | 0
Coal | 0.41 | 0.21 | 0.15 | 0.01 | 0.01 | 0.01
Geo | 0 | 0 | 0 | 0 | 0 | 0
H | 0 | 0 | 0 | 0 | 0 | 0
LFG | 0 | 0 | 0 | 0 | 0 | 0
Nuc | 0 | 0 | 0 | 0 | 0 | 0
PS | 0 | 0 | 0 | 0 | 0 | 0
PV | 0 | 0 | 0 | 0 | 0 | 0
PeakG | 0 | 0 | 0 | 0 | 0 | 0
PeakO | 0 | 0 | 0 | 0 | 0 | 0
ST | 0 | 0 | 0 | 0 | 0 | 0
STOG | 0 | 0 | 0 | 0 | 0 | 0
STWD | 0 | 0 | 0 | 0 | 0 | 0
WT | 0 | 0 | 0 | 0 | 0 | 0
IGCC | 0 | 0 | 0 | 0 | 0 | 0
DemandResponse | 0 | 0 | 0 | 0 | 0 | 0
IGCC-CCS | 0 | 0 | 0 | 0 | 0 | 0
WT_off | 0 | 0 | 0 | 0 | 0 | 0
PseudoUnit | 0 | 0 | 0 | 0 | 0 | 0
FixedInterchange | 0 | 0 | 0 | 0 | 0 | 0
NOx Emissions (MMshortTons): Entergy
ReportingType | 2015 | 2020 | 2025 | 2030 | 2035 | 2040
BM | 0 | 0 | 0 | 0 | 0 | 0
CC | 0 | 0 | 0 | 0 | 0 | 0
CSP | 0 | 0 | 0 | 0 | 0 | 0
CT | 0 | 0 | 0 | 0 | 0 | 0
Coal | 0.05 | 0 | 0 | 0 | 0 | 0
Geo | 0 | 0 | 0 | 0 | 0 | 0
H | 0 | 0 | 0 | 0 | 0 | 0
LFG | 0 | 0 | 0 | 0 | 0 | 0
Nuc | 0 | 0 | 0 | 0 | 0 | 0
PS | 0 | 0 | 0 | 0 | 0 | 0
PV | 0 | 0 | 0 | 0 | 0 | 0
PeakG | 0 | 0 | 0 | 0 | 0 | 0
PeakO | 0 | 0 | 0 | 0 | 0 | 0
ST | 0 | 0 | 0 | 0 | 0 | 0
STOG | 0 | 0 | 0 | 0 | 0 | 0
STWD | 0 | 0 | 0 | 0 | 0 | 0
WT | 0 | 0 | 0 | 0 | 0 | 0
IGCC | 0 | 0 | 0 | 0 | 0 | 0
DemandResponse | 0 | 0 | 0 | 0 | 0 | 0
IGCC-CCS | 0 | 0 | 0 | 0 | 0 | 0
WT_off | 0 | 0 | 0 | 0 | 0 | 0
PseudoUnit | 0 | 0 | 0 | 0 | 0 | 0
FixedInterchange | 0 | 0 | 0 | 0 | 0 | 0
NOx Emissions (MMshortTons): FRCC
ReportingType | 2015 | 2020 | 2025 | 2030 | 2035 | 2040
BM | 0 | 0 | 0 | 0 | 0 | 0
CC | 0.01 | 0.01 | 0.01 | 0 | 0 | 0
CSP | 0 | 0 | 0 | 0 | 0 | 0
CT | 0 | 0 | 0 | 0 | 0 | 0
Coal | 0.02 | 0 | 0 | 0 | 0 | 0
Geo | 0 | 0 | 0 | 0 | 0 | 0
H | 0 | 0 | 0 | 0 | 0 | 0
LFG | 0 | 0 | 0 | 0 | 0 | 0
Nuc | 0 | 0 | 0 | 0 | 0 | 0
PS | 0 | 0 | 0 | 0 | 0 | 0
PV | 0 | 0 | 0 | 0 | 0 | 0
PeakG | 0 | 0 | 0 | 0 | 0 | 0
PeakO | 0 | 0 | 0 | 0 | 0 | 0
ST | 0 | 0 | 0 | 0 | 0 | 0
STOG | 0 | 0 | 0 | 0 | 0 | 0
STWD | 0 | 0 | 0 | 0 | 0 | 0
WT | 0 | 0 | 0 | 0 | 0 | 0
IGCC | 0 | 0 | 0 | 0 | 0 | 0
DemandResponse | 0 | 0 | 0 | 0 | 0 | 0
IGCC-CCS | 0 | 0 | 0 | 0 | 0 | 0
WT_off | 0 | 0 | 0 | 0 | 0 | 0
PseudoUnit | 0 | 0 | 0 | 0 | 0 | 0
FixedInterchange | 0 | 0 | 0 | 0 | 0 | 0
NOx Emissions (MMshortTons): MAPP_US
ReportingType | 2015 | 2020 | 2025 | 2030 | 2035 | 2040
BM | 0 | 0 | 0 | 0 | 0 | 0
CC | 0 | 0 | 0 | 0 | 0 | 0
CSP | 0 | 0 | 0 | 0 | 0 | 0
CT | 0 | 0 | 0 | 0 | 0 | 0
Coal | 0.03 | 0 | 0 | 0 | 0 | 0
Geo | 0 | 0 | 0 | 0 | 0 | 0
H | 0 | 0 | 0 | 0 | 0 | 0
LFG | 0 | 0 | 0 | 0 | 0 | 0
Nuc | 0 | 0 | 0 | 0 | 0 | 0
PS | 0 | 0 | 0 | 0 | 0 | 0
PV | 0 | 0 | 0 | 0 | 0 | 0
PeakG | 0 | 0 | 0 | 0 | 0 | 0
PeakO | 0 | 0 | 0 | 0 | 0 | 0
ST | 0 | 0 | 0 | 0 | 0 | 0
STOG | 0 | 0 | 0 | 0 | 0 | 0
STWD | 0 | 0 | 0 | 0 | 0 | 0
WT | 0 | 0 | 0 | 0 | 0 | 0
IGCC | 0 | 0 | 0 | 0 | 0 | 0
DemandResponse | 0 | 0 | 0 | 0 | 0 | 0
IGCC-CCS | 0 | 0 | 0 | 0 | 0 | 0
WT_off | 0 | 0 | 0 | 0 | 0 | 0
PseudoUnit | 0 | 0 | 0 | 0 | 0 | 0
FixedInterchange | 0 | 0 | 0 | 0 | 0 | 0
NOx Emissions (MMshortTons): MISO_IN
ReportingType | 2015 | 2020 | 2025 | 2030 | 2035 | 2040
BM | 0 | 0 | 0 | 0 | 0 | 0
CC | 0 | 0.01 | 0.01 | 0 | 0 | 0
CSP | 0 | 0 | 0 | 0 | 0 | 0
CT | 0 | 0 | 0 | 0 | 0 | 0
Coal | 0.05 | 0.03 | 0 | 0 | 0 | 0
Geo | 0 | 0 | 0 | 0 | 0 | 0
H | 0 | 0 | 0 | 0 | 0 | 0
LFG | 0 | 0 | 0 | 0 | 0 | 0
Nuc | 0 | 0 | 0 | 0 | 0 | 0
PS | 0 | 0 | 0 | 0 | 0 | 0
PV | 0 | 0 | 0 | 0 | 0 | 0
PeakG | 0 | 0 | 0 | 0 | 0 | 0
PeakO | 0 | 0 | 0 | 0 | 0 | 0
ST | 0 | 0 | 0 | 0 | 0 | 0
STOG | 0 | 0 | 0 | 0 | 0 | 0
STWD | 0 | 0 | 0 | 0 | 0 | 0
WT | 0 | 0 | 0 | 0 | 0 | 0
IGCC | 0 | 0 | 0 | 0 | 0 | 0
DemandResponse | 0 | 0 | 0 | 0 | 0 | 0
IGCC-CCS | 0 | 0 | 0 | 0 | 0 | 0
WT_off | 0 | 0 | 0 | 0 | 0 | 0
PseudoUnit | 0 | 0 | 0 | 0 | 0 | 0
FixedInterchange | 0 | 0 | 0 | 0 | 0 | 0
NOx Emissions (MMshortTons): MISO_MI
ReportingType | 2015 | 2020 | 2025 | 2030 | 2035 | 2040
BM | 0 | 0 | 0 | 0 | 0 | 0
CC | 0 | 0 | 0 | 0 | 0 | 0
CSP | 0 | 0 | 0 | 0 | 0 | 0
CT | 0 | 0 | 0 | 0 | 0 | 0
Coal | 0.03 | 0 | 0 | 0 | 0 | 0
Geo | 0 | 0 | 0 | 0 | 0 | 0
H | 0 | 0 | 0 | 0 | 0 | 0
LFG | 0 | 0 | 0 | 0 | 0 | 0
Nuc | 0 | 0 | 0 | 0 | 0 | 0
PS | 0 | 0 | 0 | 0 | 0 | 0
PV | 0 | 0 | 0 | 0 | 0 | 0
PeakG | 0 | 0 | 0 | 0 | 0 | 0
PeakO | 0 | 0 | 0 | 0 | 0 | 0
ST | 0 | 0 | 0 | 0 | 0 | 0
STOG | 0 | 0 | 0 | 0 | 0 | 0
STWD | 0 | 0 | 0 | 0 | 0 | 0
WT | 0 | 0 | 0 | 0 | 0 | 0
IGCC | 0 | 0 | 0 | 0 | 0 | 0
DemandResponse | 0 | 0 | 0 | 0 | 0 | 0
IGCC-CCS | 0 | 0 | 0 | 0 | 0 | 0
WT_off | 0 | 0 | 0 | 0 | 0 | 0
PseudoUnit | 0 | 0 | 0 | 0 | 0 | 0
FixedInterchange | 0 | 0 | 0 | 0 | 0 | 0
NOx Emissions (MMshortTons): MISO_MO-IL
ReportingType | 2015 | 2020 | 2025 | 2030 | 2035 | 2040
BM | 0 | 0 | 0 | 0 | 0 | 0
CC | 0 | 0 | 0 | 0 | 0 | 0
CSP | 0 | 0 | 0 | 0 | 0 | 0
CT | 0 | 0 | 0 | 0 | 0 | 0
Coal | 0.04 | 0.01 | 0 | 0 | 0 | 0
Geo | 0 | 0 | 0 | 0 | 0 | 0
H | 0 | 0 | 0 | 0 | 0 | 0
LFG | 0 | 0 | 0 | 0 | 0 | 0
Nuc | 0 | 0 | 0 | 0 | 0 | 0
PS | 0 | 0 | 0 | 0 | 0 | 0
PV | 0 | 0 | 0 | 0 | 0 | 0
PeakG | 0 | 0 | 0 | 0 | 0 | 0
PeakO | 0 | 0 | 0 | 0 | 0 | 0
ST | 0 | 0 | 0 | 0 | 0 | 0
STOG | 0 | 0 | 0 | 0 | 0 | 0
STWD | 0 | 0 | 0 | 0 | 0 | 0
WT | 0 | 0 | 0 | 0 | 0 | 0
IGCC | 0 | 0 | 0 | 0 | 0 | 0
DemandResponse | 0 | 0 | 0 | 0 | 0 | 0
IGCC-CCS | 0 | 0 | 0 | 0 | 0 | 0
WT_off | 0 | 0 | 0 | 0 | 0 | 0
PseudoUnit | 0 | 0 | 0 | 0 | 0 | 0
FixedInterchange | 0 | 0 | 0 | 0 | 0 | 0
NOx Emissions (MMshortTons): MISO_W
ReportingType | 2015 | 2020 | 2025 | 2030 | 2035 | 2040
BM | 0 | 0 | 0 | 0 | 0 | 0
CC | 0 | 0 | 0 | 0 | 0 | 0
CSP | 0 | 0 | 0 | 0 | 0 | 0
CT | 0 | 0 | 0 | 0 | 0 | 0
Coal | 0.09 | 0.03 | 0 | 0 | 0 | 0
Geo | 0 | 0 | 0 | 0 | 0 | 0
H | 0 | 0 | 0 | 0 | 0 | 0
LFG | 0 | 0 | 0 | 0 | 0 | 0
Nuc | 0 | 0 | 0 | 0 | 0 | 0
PS | 0 | 0 | 0 | 0 | 0 | 0
PV | 0 | 0 | 0 | 0 | 0 | 0
PeakG | 0 | 0 | 0 | 0 | 0 | 0
PeakO | 0 | 0 | 0 | 0 | 0 | 0
ST | 0 | 0 | 0 | 0 | 0 | 0
STOG | 0 | 0 | 0 | 0 | 0 | 0
STWD | 0 | 0 | 0 | 0 | 0 | 0
WT | 0 | 0 | 0 | 0 | 0 | 0
IGCC | 0 | 0 | 0 | 0 | 0 | 0
DemandResponse | 0 | 0 | 0 | 0 | 0 | 0
IGCC-CCS | 0 | 0 | 0 | 0 | 0 | 0
WT_off | 0 | 0 | 0 | 0 | 0 | 0
PseudoUnit | 0 | 0 | 0 | 0 | 0 | 0
FixedInterchange | 0 | 0 | 0 | 0 | 0 | 0
NOx Emissions (MMshortTons): MISO_WUMS
ReportingType | 2015 | 2020 | 2025 | 2030 | 2035 | 2040
BM | 0 | 0 | 0 | 0 | 0 | 0
CC | 0 | 0 | 0 | 0 | 0 | 0
CSP | 0 | 0 | 0 | 0 | 0 | 0
CT | 0 | 0 | 0 | 0 | 0 | 0
Coal | 0.01 | 0 | 0 | 0 | 0 | 0
Geo | 0 | 0 | 0 | 0 | 0 | 0
H | 0 | 0 | 0 | 0 | 0 | 0
LFG | 0 | 0 | 0 | 0 | 0 | 0
Nuc | 0 | 0 | 0 | 0 | 0 | 0
PS | 0 | 0 | 0 | 0 | 0 | 0
PV | 0 | 0 | 0 | 0 | 0 | 0
PeakG | 0 | 0 | 0 | 0 | 0 | 0
PeakO | 0 | 0 | 0 | 0 | 0 | 0
ST | 0 | 0 | 0 | 0 | 0 | 0
STOG | 0 | 0 | 0 | 0 | 0 | 0
STWD | 0 | 0 | 0 | 0 | 0 | 0
WT | 0 | 0 | 0 | 0 | 0 | 0
IGCC | 0 | 0 | 0 | 0 | 0 | 0
DemandResponse | 0 | 0 | 0 | 0 | 0 | 0
IGCC-CCS | 0 | 0 | 0 | 0 | 0 | 0
WT_off | 0 | 0 | 0 | 0 | 0 | 0
PseudoUnit | 0 | 0 | 0 | 0 | 0 | 0
FixedInterchange | 0 | 0 | 0 | 0 | 0 | 0
NOx Emissions (MMshortTons): Nebraska
ReportingType | 2015 | 2020 | 2025 | 2030 | 2035 | 2040
BM | 0 | 0 | 0 | 0 | 0 | 0
CC | 0 | 0 | 0 | 0 | 0 | 0
CSP | 0 | 0 | 0 | 0 | 0 | 0
CT | 0 | 0 | 0 | 0 | 0 | 0
Coal | 0.04 | 0 | 0 | 0 | 0 | 0
Geo | 0 | 0 | 0 | 0 | 0 | 0
H | 0 | 0 | 0 | 0 | 0 | 0
LFG | 0 | 0 | 0 | 0 | 0 | 0
Nuc | 0 | 0 | 0 | 0 | 0 | 0
PS | 0 | 0 | 0 | 0 | 0 | 0
PV | 0 | 0 | 0 | 0 | 0 | 0
PeakG | 0 | 0 | 0 | 0 | 0 | 0
PeakO | 0 | 0 | 0 | 0 | 0 | 0
ST | 0 | 0 | 0 | 0 | 0 | 0
STOG | 0 | 0 | 0 | 0 | 0 | 0
STWD | 0 | 0 | 0 | 0 | 0 | 0
WT | 0 | 0 | 0 | 0 | 0 | 0
IGCC | 0 | 0 | 0 | 0 | 0 | 0
DemandResponse | 0 | 0 | 0 | 0 | 0 | 0
IGCC-CCS | 0 | 0 | 0 | 0 | 0 | 0
WT_off | 0 | 0 | 0 | 0 | 0 | 0
PseudoUnit | 0 | 0 | 0 | 0 | 0 | 0
FixedInterchange | 0 | 0 | 0 | 0 | 0 | 0
NOx Emissions (MMshortTons): NEISO
ReportingType | 2015 | 2020 | 2025 | 2030 | 2035 | 2040
BM | 0 | 0 | 0 | 0 | 0 | 0
CC | 0 | 0 | 0 | 0 | 0 | 0
CSP | 0 | 0 | 0 | 0 | 0 | 0
CT | 0 | 0 | 0 | 0 | 0 | 0
Coal | 0 | 0 | 0 | 0 | 0 | 0
Geo | 0 | 0 | 0 | 0 | 0 | 0
H | 0 | 0 | 0 | 0 | 0 | 0
LFG | 0 | 0 | 0 | 0 | 0 | 0
Nuc | 0 | 0 | 0 | 0 | 0 | 0
PS | 0 | 0 | 0 | 0 | 0 | 0
PV | 0 | 0 | 0 | 0 | 0 | 0
PeakG | 0 | 0 | 0 | 0 | 0 | 0
PeakO | 0 | 0 | 0 | 0 | 0 | 0
ST | 0 | 0 | 0 | 0 | 0 | 0
STOG | 0 | 0 | 0 | 0 | 0 | 0
STWD | 0 | 0 | 0 | 0 | 0 | 0
WT | 0 | 0 | 0 | 0 | 0 | 0
IGCC | 0 | 0 | 0 | 0 | 0 | 0
DemandResponse | 0 | 0 | 0 | 0 | 0 | 0
IGCC-CCS | 0 | 0 | 0 | 0 | 0 | 0
WT_off | 0 | 0 | 0 | 0 | 0 | 0
PseudoUnit | 0 | 0 | 0 | 0 | 0 | 0
FixedInterchange | 0 | 0 | 0 | 0 | 0 | 0
NOx Emissions (MMshortTons): NonRTO_Midwest
ReportingType | 2015 | 2020 | 2025 | 2030 | 2035 | 2040
BM | 0 | 0 | 0 | 0 | 0 | 0
CC | 0 | 0 | 0 | 0 | 0 | 0
CSP | 0 | 0 | 0 | 0 | 0 | 0
CT | 0 | 0 | 0 | 0 | 0 | 0
Coal | 0.03 | 0.01 | 0 | 0 | 0 | 0
Geo | 0 | 0 | 0 | 0 | 0 | 0
H | 0 | 0 | 0 | 0 | 0 | 0
LFG | 0 | 0 | 0 | 0 | 0 | 0
Nuc | 0 | 0 | 0 | 0 | 0 | 0
PS | 0 | 0 | 0 | 0 | 0 | 0
PV | 0 | 0 | 0 | 0 | 0 | 0
PeakG | 0 | 0 | 0 | 0 | 0 | 0
PeakO | 0 | 0 | 0 | 0 | 0 | 0
ST | 0 | 0 | 0 | 0 | 0 | 0
STOG | 0 | 0 | 0 | 0 | 0 | 0
STWD | 0 | 0 | 0 | 0 | 0 | 0
WT | 0 | 0 | 0 | 0 | 0 | 0
IGCC | 0 | 0 | 0 | 0 | 0 | 0
DemandResponse | 0 | 0 | 0 | 0 | 0 | 0
IGCC-CCS | 0 | 0 | 0 | 0 | 0 | 0
WT_off | 0 | 0 | 0 | 0 | 0 | 0
PseudoUnit | 0 | 0 | 0 | 0 | 0 | 0
FixedInterchange | 0 | 0 | 0 | 0 | 0 | 0
NOx Emissions (MMshortTons): NYISO_A-F
ReportingType | 2015 | 2020 | 2025 | 2030 | 2035 | 2040
BM | 0 | 0 | 0 | 0 | 0 | 0
CC | 0 | 0 | 0 | 0 | 0 | 0
CSP | 0 | 0 | 0 | 0 | 0 | 0
CT | 0 | 0 | 0 | 0 | 0 | 0
Coal | 0 | 0 | 0 | 0 | 0 | 0
Geo | 0 | 0 | 0 | 0 | 0 | 0
H | 0 | 0 | 0 | 0 | 0 | 0
LFG | 0 | 0 | 0 | 0 | 0 | 0
Nuc | 0 | 0 | 0 | 0 | 0 | 0
PS | 0 | 0 | 0 | 0 | 0 | 0
PV | 0 | 0 | 0 | 0 | 0 | 0
PeakG | 0 | 0 | 0 | 0 | 0 | 0
PeakO | 0 | 0 | 0 | 0 | 0 | 0
ST | 0 | 0 | 0 | 0 | 0 | 0
STOG | 0 | 0 | 0 | 0 | 0 | 0
STWD | 0 | 0 | 0 | 0 | 0 | 0
WT | 0 | 0 | 0 | 0 | 0 | 0
IGCC | 0 | 0 | 0 | 0 | 0 | 0
DemandResponse | 0 | 0 | 0 | 0 | 0 | 0
IGCC-CCS | 0 | 0 | 0 | 0 | 0 | 0
WT_off | 0 | 0 | 0 | 0 | 0 | 0
PseudoUnit | 0 | 0 | 0 | 0 | 0 | 0
FixedInterchange | 0 | 0 | 0 | 0 | 0 | 0
NOx Emissions (MMshortTons): NYISO_G-I
ReportingType | 2015 | 2020 | 2025 | 2030 | 2035 | 2040
BM | 0 | 0 | 0 | 0 | 0 | 0
CC | 0 | 0 | 0 | 0 | 0 | 0
CSP | 0 | 0 | 0 | 0 | 0 | 0
CT | 0 | 0 | 0 | 0 | 0 | 0
Coal | 0 | 0 | 0 | 0 | 0 | 0
Geo | 0 | 0 | 0 | 0 | 0 | 0
H | 0 | 0 | 0 | 0 | 0 | 0
LFG | 0 | 0 | 0 | 0 | 0 | 0
Nuc | 0 | 0 | 0 | 0 | 0 | 0
PS | 0 | 0 | 0 | 0 | 0 | 0
PV | 0 | 0 | 0 | 0 | 0 | 0
PeakG | 0 | 0 | 0 | 0 | 0 | 0
PeakO | 0 | 0 | 0 | 0 | 0 | 0
ST | 0 | 0 | 0 | 0 | 0 | 0
STOG | 0 | 0 | 0 | 0 | 0 | 0
STWD | 0 | 0 | 0 | 0 | 0 | 0
WT | 0 | 0 | 0 | 0 | 0 | 0
IGCC | 0 | 0 | 0 | 0 | 0 | 0
DemandResponse | 0 | 0 | 0 | 0 | 0 | 0
IGCC-CCS | 0 | 0 | 0 | 0 | 0 | 0
WT_off | 0 | 0 | 0 | 0 | 0 | 0
PseudoUnit | 0 | 0 | 0 | 0 | 0 | 0
FixedInterchange | 0 | 0 | 0 | 0 | 0 | 0
NOx Emissions (MMshortTons): NYISO_J-K
ReportingType | 2015 | 2020 | 2025 | 2030 | 2035 | 2040
BM | 0 | 0 | 0 | 0 | 0 | 0
CC | 0 | 0 | 0 | 0 | 0 | 0
CSP | 0 | 0 | 0 | 0 | 0 | 0
CT | 0 | 0 | 0 | 0 | 0 | 0
Coal | 0 | 0 | 0 | 0 | 0 | 0
Geo | 0 | 0 | 0 | 0 | 0 | 0
H | 0 | 0 | 0 | 0 | 0 | 0
LFG | 0 | 0 | 0 | 0 | 0 | 0
Nuc | 0 | 0 | 0 | 0 | 0 | 0
PS | 0 | 0 | 0 | 0 | 0 | 0
PV | 0 | 0 | 0 | 0 | 0 | 0
PeakG | 0 | 0 | 0 | 0 | 0 | 0
PeakO | 0 | 0 | 0 | 0 | 0 | 0
ST | 0 | 0 | 0 | 0 | 0 | 0
STOG | 0 | 0 | 0 | 0 | 0 | 0
STWD | 0 | 0 | 0 | 0 | 0 | 0
WT | 0 | 0 | 0 | 0 | 0 | 0
IGCC | 0 | 0 | 0 | 0 | 0 | 0
DemandResponse | 0 | 0 | 0 | 0 | 0 | 0
IGCC-CCS | 0 | 0 | 0 | 0 | 0 | 0
WT_off | 0 | 0 | 0 | 0 | 0 | 0
PseudoUnit | 0 | 0 | 0 | 0 | 0 | 0
FixedInterchange | 0 | 0 | 0 | 0 | 0 | 0
NOx Emissions (MMshortTons): PJM_E
ReportingType | 2015 | 2020 | 2025 | 2030 | 2035 | 2040
BM | 0 | 0 | 0 | 0 | 0 | 0
CC | 0 | 0 | 0 | 0 | 0 | 0
CSP | 0 | 0 | 0 | 0 | 0 | 0
CT | 0 | 0 | 0 | 0 | 0 | 0
Coal | 0 | 0 | 0 | 0 | 0 | 0
Geo | 0 | 0 | 0 | 0 | 0 | 0
H | 0 | 0 | 0 | 0 | 0 | 0
LFG | 0 | 0 | 0 | 0 | 0 | 0
Nuc | 0 | 0 | 0 | 0 | 0 | 0
PS | 0 | 0 | 0 | 0 | 0 | 0
PV | 0 | 0 | 0 | 0 | 0 | 0
PeakG | 0 | 0 | 0 | 0 | 0 | 0
PeakO | 0 | 0 | 0 | 0 | 0 | 0
ST | 0 | 0 | 0 | 0 | 0 | 0
STOG | 0 | 0 | 0 | 0 | 0 | 0
STWD | 0 | 0 | 0 | 0 | 0 | 0
WT | 0 | 0 | 0 | 0 | 0 | 0
IGCC | 0 | 0 | 0 | 0 | 0 | 0
DemandResponse | 0 | 0 | 0 | 0 | 0 | 0
IGCC-CCS | 0 | 0 | 0 | 0 | 0 | 0
WT_off | 0 | 0 | 0 | 0 | 0 | 0
PseudoUnit | 0 | 0 | 0 | 0 | 0 | 0
FixedInterchange | 0 | 0 | 0 | 0 | 0 | 0
NOx Emissions (MMshortTons): PJM_ROM
ReportingType | 2015 | 2020 | 2025 | 2030 | 2035 | 2040
BM | 0 | 0 | 0 | 0 | 0 | 0
CC | 0 | 0 | 0 | 0 | 0 | 0
CSP | 0 | 0 | 0 | 0 | 0 | 0
CT | 0 | 0 | 0 | 0 | 0 | 0
Coal | 0.01 | 0 | 0 | 0 | 0 | 0
Geo | 0 | 0 | 0 | 0 | 0 | 0
H | 0 | 0 | 0 | 0 | 0 | 0
LFG | 0 | 0 | 0 | 0 | 0 | 0
Nuc | 0 | 0 | 0 | 0 | 0 | 0
PS | 0 | 0 | 0 | 0 | 0 | 0
PV | 0 | 0 | 0 | 0 | 0 | 0
PeakG | 0 | 0 | 0 | 0 | 0 | 0
PeakO | 0 | 0 | 0 | 0 | 0 | 0
ST | 0 | 0 | 0 | 0 | 0 | 0
STOG | 0 | 0 | 0 | 0 | 0 | 0
STWD | 0 | 0 | 0 | 0 | 0 | 0
WT | 0 | 0 | 0 | 0 | 0 | 0
IGCC | 0 | 0 | 0 | 0 | 0 | 0
DemandResponse | 0 | 0 | 0 | 0 | 0 | 0
IGCC-CCS | 0 | 0 | 0 | 0 | 0 | 0
WT_off | 0 | 0 | 0 | 0 | 0 | 0
PseudoUnit | 0 | 0 | 0 | 0 | 0 | 0
FixedInterchange | 0 | 0 | 0 | 0 | 0 | 0
NOx Emissions (MMshortTons): PJM_ROR
ReportingType | 2015 | 2020 | 2025 | 2030 | 2035 | 2040
BM | 0 | 0 | 0 | 0 | 0 | 0
CC | 0.01 | 0.01 | 0.01 | 0.01 | 0.01 | 0
CSP | 0 | 0 | 0 | 0 | 0 | 0
CT | 0 | 0 | 0 | 0 | 0 | 0
Coal | 0.17 | 0.04 | 0 | 0 | 0 | 0
Geo | 0 | 0 | 0 | 0 | 0 | 0
H | 0 | 0 | 0 | 0 | 0 | 0
LFG | 0 | 0 | 0 | 0 | 0 | 0
Nuc | 0 | 0 | 0 | 0 | 0 | 0
PS | 0 | 0 | 0 | 0 | 0 | 0
PV | 0 | 0 | 0 | 0 | 0 | 0
PeakG | 0 | 0 | 0 | 0 | 0 | 0
PeakO | 0 | 0 | 0 | 0 | 0 | 0
ST | 0 | 0 | 0 | 0 | 0 | 0
STOG | 0 | 0 | 0 | 0 | 0 | 0
STWD | 0 | 0 | 0 | 0 | 0 | 0
WT | 0 | 0 | 0 | 0 | 0 | 0
IGCC | 0 | 0 | 0 | 0 | 0 | 0
DemandResponse | 0 | 0 | 0 | 0 | 0 | 0
IGCC-CCS | 0 | 0 | 0 | 0 | 0 | 0
WT_off | 0 | 0 | 0 | 0 | 0 | 0
PseudoUnit | 0 | 0 | 0 | 0 | 0 | 0
FixedInterchange | 0 | 0 | 0 | 0 | 0 | 0
NOx Emissions (MMshortTons): SOCO
ReportingType | 2015 | 2020 | 2025 | 2030 | 2035 | 2040
BM | 0 | 0 | 0 | 0 | 0 | 0
CC | 0.01 | 0.01 | 0.01 | 0.01 | 0 | 0
CSP | 0 | 0 | 0 | 0 | 0 | 0
CT | 0 | 0 | 0 | 0 | 0 | 0
Coal | 0.03 | 0 | 0 | 0 | 0 | 0
Geo | 0 | 0 | 0 | 0 | 0 | 0
H | 0 | 0 | 0 | 0 | 0 | 0
LFG | 0 | 0 | 0 | 0 | 0 | 0
Nuc | 0 | 0 | 0 | 0 | 0 | 0
PS | 0 | 0 | 0 | 0 | 0 | 0
PV | 0 | 0 | 0 | 0 | 0 | 0
PeakG | 0 | 0 | 0 | 0 | 0 | 0
PeakO | 0 | 0 | 0 | 0 | 0 | 0
ST | 0 | 0 | 0 | 0 | 0 | 0
STOG | 0 | 0 | 0 | 0 | 0 | 0
STWD | 0 | 0 | 0 | 0 | 0 | 0
WT | 0 | 0 | 0 | 0 | 0 | 0
IGCC | 0 | 0 | 0 | 0 | 0 | 0
DemandResponse | 0 | 0 | 0 | 0 | 0 | 0
IGCC-CCS | 0 | 0 | 0 | 0 | 0 | 0
WT_off | 0 | 0 | 0 | 0 | 0 | 0
PseudoUnit | 0 | 0 | 0 | 0 | 0 | 0
FixedInterchange | 0 | 0 | 0 | 0 | 0 | 0
NOx Emissions (MMshortTons): SPP_N
ReportingType | 2015 | 2020 | 2025 | 2030 | 2035 | 2040
BM | 0 | 0 | 0 | 0 | 0 | 0
CC | 0 | 0 | 0 | 0 | 0 | 0
CSP | 0 | 0 | 0 | 0 | 0 | 0
CT | 0 | 0 | 0 | 0 | 0 | 0
Coal | 0.06 | 0.01 | 0 | 0 | 0 | 0
Geo | 0 | 0 | 0 | 0 | 0 | 0
H | 0 | 0 | 0 | 0 | 0 | 0
LFG | 0 | 0 | 0 | 0 | 0 | 0
Nuc | 0 | 0 | 0 | 0 | 0 | 0
PS | 0 | 0 | 0 | 0 | 0 | 0
PV | 0 | 0 | 0 | 0 | 0 | 0
PeakG | 0 | 0 | 0 | 0 | 0 | 0
PeakO | 0 | 0 | 0 | 0 | 0 | 0
ST | 0 | 0 | 0 | 0 | 0 | 0
STOG | 0 | 0 | 0 | 0 | 0 | 0
STWD | 0 | 0 | 0 | 0 | 0 | 0
WT | 0 | 0 | 0 | 0 | 0 | 0
IGCC | 0 | 0 | 0 | 0 | 0 | 0
DemandResponse | 0 | 0 | 0 | 0 | 0 | 0
IGCC-CCS | 0 | 0 | 0 | 0 | 0 | 0
WT_off | 0 | 0 | 0 | 0 | 0 | 0
PseudoUnit | 0 | 0 | 0 | 0 | 0 | 0
FixedInterchange | 0 | 0 | 0 | 0 | 0 | 0
NOx Emissions (MMshortTons): SPP_S
ReportingType | 2015 | 2020 | 2025 | 2030 | 2035 | 2040
BM | 0 | 0 | 0 | 0 | 0 | 0
CC | 0 | 0 | 0 | 0 | 0 | 0
CSP | 0 | 0 | 0 | 0 | 0 | 0
CT | 0 | 0 | 0 | 0 | 0 | 0
Coal | 0.1 | 0 | 0 | 0 | 0 | 0
Geo | 0 | 0 | 0 | 0 | 0 | 0
H | 0 | 0 | 0 | 0 | 0 | 0
LFG | 0 | 0 | 0 | 0 | 0 | 0
Nuc | 0 | 0 | 0 | 0 | 0 | 0
PS | 0 | 0 | 0 | 0 | 0 | 0
PV | 0 | 0 | 0 | 0 | 0 | 0
PeakG | 0 | 0 | 0 | 0 | 0 | 0
PeakO | 0 | 0 | 0 | 0 | 0 | 0
ST | 0 | 0 | 0 | 0 | 0 | 0
STOG | 0 | 0 | 0 | 0 | 0 | 0
STWD | 0 | 0 | 0 | 0 | 0 | 0
WT | 0 | 0 | 0 | 0 | 0 | 0
IGCC | 0 | 0 | 0 | 0 | 0 | 0
DemandResponse | 0 | 0 | 0 | 0 | 0 | 0
IGCC-CCS | 0 | 0 | 0 | 0 | 0 | 0
WT_off | 0 | 0 | 0 | 0 | 0 | 0
PseudoUnit | 0 | 0 | 0 | 0 | 0 | 0
FixedInterchange | 0 | 0 | 0 | 0 | 0 | 0
NOx Emissions (MMshortTons): TVA
ReportingType | 2015 | 2020 | 2025 | 2030 | 2035 | 2040
BM | 0 | 0 | 0 | 0 | 0 | 0
CC | 0 | 0 | 0 | 0 | 0 | 0
CSP | 0 | 0 | 0 | 0 | 0 | 0
CT | 0 | 0 | 0 | 0 | 0 | 0
Coal | 0.02 | 0.01 | 0 | 0 | 0 | 0
Geo | 0 | 0 | 0 | 0 | 0 | 0
H | 0 | 0 | 0 | 0 | 0 | 0
LFG | 0 | 0 | 0 | 0 | 0 | 0
Nuc | 0 | 0 | 0 | 0 | 0 | 0
PS | 0 | 0 | 0 | 0 | 0 | 0
PV | 0 | 0 | 0 | 0 | 0 | 0
PeakG | 0 | 0 | 0 | 0 | 0 | 0
PeakO | 0 | 0 | 0 | 0 | 0 | 0
ST | 0 | 0 | 0 | 0 | 0 | 0
STOG | 0 | 0 | 0 | 0 | 0 | 0
STWD | 0 | 0 | 0 | 0 | 0 | 0
WT | 0 | 0 | 0 | 0 | 0 | 0
IGCC | 0 | 0 | 0 | 0 | 0 | 0
DemandResponse | 0 | 0 | 0 | 0 | 0 | 0
IGCC-CCS | 0 | 0 | 0 | 0 | 0 | 0
WT_off | 0 | 0 | 0 | 0 | 0 | 0
PseudoUnit | 0 | 0 | 0 | 0 | 0 | 0
FixedInterchange | 0 | 0 | 0 | 0 | 0 | 0
NOx Emissions (MMshortTons): TVA_Transmission
ReportingType | 2015 | 2020 | 2025 | 2030 | 2035 | 2040
BM | 0 | 0 | 0 | 0 | 0 | 0
CC | 0 | 0 | 0 | 0 | 0 | 0
CSP | 0 | 0 | 0 | 0 | 0 | 0
CT | 0 | 0 | 0 | 0 | 0 | 0
Coal | 0 | 0 | 0 | 0 | 0 | 0
Geo | 0 | 0 | 0 | 0 | 0 | 0
H | 0 | 0 | 0 | 0 | 0 | 0
LFG | 0 | 0 | 0 | 0 | 0 | 0
Nuc | 0 | 0 | 0 | 0 | 0 | 0
PS | 0 | 0 | 0 | 0 | 0 | 0
PV | 0 | 0 | 0 | 0 | 0 | 0
PeakG | 0 | 0 | 0 | 0 | 0 | 0
PeakO | 0 | 0 | 0 | 0 | 0 | 0
ST | 0 | 0 | 0 | 0 | 0 | 0
STOG | 0 | 0 | 0 | 0 | 0 | 0
STWD | 0 | 0 | 0 | 0 | 0 | 0
WT | 0 | 0 | 0 | 0 | 0 | 0
IGCC | 0 | 0 | 0 | 0 | 0 | 0
DemandResponse | 0 | 0 | 0 | 0 | 0 | 0
IGCC-CCS | 0 | 0 | 0 | 0 | 0 | 0
WT_off | 0 | 0 | 0 | 0 | 0 | 0
PseudoUnit | 0 | 0 | 0 | 0 | 0 | 0
FixedInterchange | 0 | 0 | 0 | 0 | 0 | 0
NOx Emissions (MMshortTons): VACAR
ReportingType | 2015 | 2020 | 2025 | 2030 | 2035 | 2040
BM | 0 | 0 | 0 | 0 | 0 | 0
CC | 0.01 | 0.01 | 0.01 | 0 | 0 | 0
CSP | 0 | 0 | 0 | 0 | 0 | 0
CT | 0 | 0 | 0 | 0 | 0 | 0
Coal | 0.01 | 0 | 0 | 0 | 0 | 0
Geo | 0 | 0 | 0 | 0 | 0 | 0
H | 0 | 0 | 0 | 0 | 0 | 0
LFG | 0 | 0 | 0 | 0 | 0 | 0
Nuc | 0 | 0 | 0 | 0 | 0 | 0
PS | 0 | 0 | 0 | 0 | 0 | 0
PV | 0 | 0 | 0 | 0 | 0 | 0
PeakG | 0 | 0 | 0 | 0 | 0 | 0
PeakO | 0 | 0 | 0 | 0 | 0 | 0
ST | 0 | 0 | 0 | 0 | 0 | 0
STOG | 0 | 0 | 0 | 0 | 0 | 0
STWD | 0 | 0 | 0 | 0 | 0 | 0
WT | 0 | 0 | 0 | 0 | 0 | 0
IGCC | 0 | 0 | 0 | 0 | 0 | 0
DemandResponse | 0 | 0 | 0 | 0 | 0 | 0
IGCC-CCS | 0 | 0 | 0 | 0 | 0 | 0
WT_off | 0 | 0 | 0 | 0 | 0 | 0
PseudoUnit | 0 | 0 | 0 | 0 | 0 | 0
FixedInterchange | 0 | 0 | 0 | 0 | 0 | 0
NOx Emissions (MMshortTons): IESO
ReportingType | 2015 | 2020 | 2025 | 2030 | 2035 | 2040
BM | 0 | 0 | 0 | 0 | 0 | 0
CC | 0 | 0 | 0 | 0 | 0 | 0
CSP | 0 | 0 | 0 | 0 | 0 | 0
CT | 0 | 0 | 0 | 0 | 0 | 0
Coal | 0 | 0 | 0 | 0 | 0 | 0
Geo | 0 | 0 | 0 | 0 | 0 | 0
H | 0 | 0 | 0 | 0 | 0 | 0
LFG | 0 | 0 | 0 | 0 | 0 | 0
Nuc | 0 | 0 | 0 | 0 | 0 | 0
PS | 0 | 0 | 0 | 0 | 0 | 0
PV | 0 | 0 | 0 | 0 | 0 | 0
PeakG | 0 | 0 | 0 | 0 | 0 | 0
PeakO | 0 | 0 | 0 | 0 | 0 | 0
ST | 0 | 0 | 0 | 0 | 0 | 0
STOG | 0 | 0 | 0 | 0 | 0 | 0
STWD | 0 | 0 | 0 | 0 | 0 | 0
WT | 0 | 0 | 0 | 0 | 0 | 0
IGCC | 0 | 0 | 0 | 0 | 0 | 0
DemandResponse | 0 | 0 | 0 | 0 | 0 | 0
IGCC-CCS | 0 | 0 | 0 | 0 | 0 | 0
WT_off | 0 | 0 | 0 | 0 | 0 | 0
PseudoUnit | 0 | 0 | 0 | 0 | 0 | 0
FixedInterchange | 0 | 0 | 0 | 0 | 0 | 0
NOx Emissions (MMshortTons): MAPP_CA
ReportingType | 2015 | 2020 | 2025 | 2030 | 2035 | 2040
BM | 0 | 0 | 0 | 0 | 0 | 0
CC | 0 | 0 | 0 | 0 | 0 | 0
CSP | 0 | 0 | 0 | 0 | 0 | 0
CT | 0 | 0 | 0 | 0 | 0 | 0
Coal | 0 | 0 | 0 | 0 | 0 | 0
Geo | 0 | 0 | 0 | 0 | 0 | 0
H | 0 | 0 | 0 | 0 | 0 | 0
LFG | 0 | 0 | 0 | 0 | 0 | 0
Nuc | 0 | 0 | 0 | 0 | 0 | 0
PS | 0 | 0 | 0 | 0 | 0 | 0
PV | 0 | 0 | 0 | 0 | 0 | 0
PeakG | 0 | 0 | 0 | 0 | 0 | 0
PeakO | 0 | 0 | 0 | 0 | 0 | 0
ST | 0 | 0 | 0 | 0 | 0 | 0
STOG | 0 | 0 | 0 | 0 | 0 | 0
STWD | 0 | 0 | 0 | 0 | 0 | 0
WT | 0 | 0 | 0 | 0 | 0 | 0
IGCC | 0 | 0 | 0 | 0 | 0 | 0
DemandResponse | 0 | 0 | 0 | 0 | 0 | 0
IGCC-CCS | 0 | 0 | 0 | 0 | 0 | 0
WT_off | 0 | 0 | 0 | 0 | 0 | 0
PseudoUnit | 0 | 0 | 0 | 0 | 0 | 0
FixedInterchange | 0 | 0 | 0 | 0 | 0 | 0
NOx Emissions (MMshortTons): AZ_NM_SNV_Coal
ReportingType | 2015 | 2020 | 2025 | 2030 | 2035 | 2040
BM | 0 | 0 | 0 | 0 | 0 | 0
CC | 0 | 0 | 0 | 0 | 0 | 0
CSP | 0 | 0 | 0 | 0 | 0 | 0
CT | 0 | 0 | 0 | 0 | 0 | 0
Coal | 0.1 | 0.07 | 0 | 0 | 0 | 0
Geo | 0 | 0 | 0 | 0 | 0 | 0
H | 0 | 0 | 0 | 0 | 0 | 0
LFG | 0 | 0 | 0 | 0 | 0 | 0
Nuc | 0 | 0 | 0 | 0 | 0 | 0
PS | 0 | 0 | 0 | 0 | 0 | 0
PV | 0 | 0 | 0 | 0 | 0 | 0
PeakG | 0 | 0 | 0 | 0 | 0 | 0
PeakO | 0 | 0 | 0 | 0 | 0 | 0
ST | 0 | 0 | 0 | 0 | 0 | 0
STOG | 0 | 0 | 0 | 0 | 0 | 0
STWD | 0 | 0 | 0 | 0 | 0 | 0
WT | 0 | 0 | 0 | 0 | 0 | 0
IGCC | 0 | 0 | 0 | 0 | 0 | 0
DemandResponse | 0 | 0 | 0 | 0 | 0 | 0
IGCC-CCS | 0 | 0 | 0 | 0 | 0 | 0
WT_off | 0 | 0 | 0 | 0 | 0 | 0
PseudoUnit | 0 | 0 | 0 | 0 | 0 | 0
FixedInterchange | 0 | 0 | 0 | 0 | 0 | 0
NOx Emissions (MMshortTons): AZ_NM_SNV_Gas
ReportingType | 2015 | 2020 | 2025 | 2030 | 2035 | 2040
BM | 0 | 0 | 0 | 0 | 0 | 0
CC | 0 | 0 | 0.01 | 0 | 0 | 0
CSP | 0 | 0 | 0 | 0 | 0 | 0
CT | 0 | 0 | 0 | 0 | 0 | 0
Coal | 0 | 0 | 0 | 0 | 0 | 0
Geo | 0 | 0 | 0 | 0 | 0 | 0
H | 0 | 0 | 0 | 0 | 0 | 0
LFG | 0 | 0 | 0 | 0 | 0 | 0
Nuc | 0 | 0 | 0 | 0 | 0 | 0
PS | 0 | 0 | 0 | 0 | 0 | 0
PV | 0 | 0 | 0 | 0 | 0 | 0
PeakG | 0 | 0 | 0 | 0 | 0 | 0
PeakO | 0 | 0 | 0 | 0 | 0 | 0
ST | 0 | 0 | 0 | 0 | 0 | 0
STOG | 0 | 0 | 0 | 0 | 0 | 0
STWD | 0 | 0 | 0 | 0 | 0 | 0
WT | 0 | 0 | 0 | 0 | 0 | 0
IGCC | 0 | 0 | 0 | 0 | 0 | 0
DemandResponse | 0 | 0 | 0 | 0 | 0 | 0
IGCC-CCS | 0 | 0 | 0 | 0 | 0 | 0
WT_off | 0 | 0 | 0 | 0 | 0 | 0
PseudoUnit | 0 | 0 | 0 | 0 | 0 | 0
FixedInterchange | 0 | 0 | 0 | 0 | 0 | 0
NOx Emissions (MMshortTons): AZ_NM_SNV_NucRenew
ReportingType | 2015 | 2020 | 2025 | 2030 | 2035 | 2040
BM | 0 | 0 | 0 | 0 | 0 | 0
CC | 0 | 0 | 0 | 0 | 0 | 0
CSP | 0 | 0 | 0 | 0 | 0 | 0
CT | 0 | 0 | 0 | 0 | 0 | 0
Coal | 0 | 0 | 0 | 0 | 0 | 0
Geo | 0 | 0 | 0 | 0 | 0 | 0
H | 0 | 0 | 0 | 0 | 0 | 0
LFG | 0 | 0 | 0 | 0 | 0 | 0
Nuc | 0 | 0 | 0 | 0 | 0 | 0
PS | 0 | 0 | 0 | 0 | 0 | 0
PV | 0 | 0 | 0 | 0 | 0 | 0
PeakG | 0 | 0 | 0 | 0 | 0 | 0
PeakO | 0 | 0 | 0 | 0 | 0 | 0
ST | 0 | 0 | 0 | 0 | 0 | 0
STOG | 0 | 0 | 0 | 0 | 0 | 0
STWD | 0 | 0 | 0 | 0 | 0 | 0
WT | 0 | 0 | 0 | 0 | 0 | 0
IGCC | 0 | 0 | 0 | 0 | 0 | 0
DemandResponse | 0 | 0 | 0 | 0 | 0 | 0
IGCC-CCS | 0 | 0 | 0 | 0 | 0 | 0
WT_off | 0 | 0 | 0 | 0 | 0 | 0
PseudoUnit | 0 | 0 | 0 | 0 | 0 | 0
FixedInterchange | 0 | 0 | 0 | 0 | 0 | 0
NOx Emissions (MMshortTons): ERCOT
ReportingType | 2015 | 2020 | 2025 | 2030 | 2035 | 2040
BM | 0 | 0 | 0 | 0 | 0 | 0
CC | 0.01 | 0.01 | 0.01 | 0.01 | 0.01 | 0
CSP | 0 | 0 | 0 | 0 | 0 | 0
CT | 0 | 0 | 0 | 0 | 0 | 0
Coal | 0.02 | 0.01 | 0 | 0 | 0 | 0
Geo | 0 | 0 | 0 | 0 | 0 | 0
H | 0 | 0 | 0 | 0 | 0 | 0
LFG | 0 | 0 | 0 | 0 | 0 | 0
Nuc | 0 | 0 | 0 | 0 | 0 | 0
PS | 0 | 0 | 0 | 0 | 0 | 0
PV | 0 | 0 | 0 | 0 | 0 | 0
PeakG | 0 | 0 | 0 | 0 | 0 | 0
PeakO | 0 | 0 | 0 | 0 | 0 | 0
ST | 0 | 0 | 0 | 0 | 0 | 0
STOG | 0 | 0 | 0 | 0 | 0 | 0
STWD | 0 | 0 | 0 | 0 | 0 | 0
WT | 0 | 0 | 0 | 0 | 0 | 0
IGCC | 0 | 0 | 0 | 0 | 0 | 0
DemandResponse | 0 | 0 | 0 | 0 | 0 | 0
IGCC-CCS | 0 | 0 | 0 | 0 | 0 | 0
WT_off | 0 | 0 | 0 | 0 | 0 | 0
PseudoUnit | 0 | 0 | 0 | 0 | 0 | 0
FixedInterchange | 0 | 0 | 0 | 0 | 0 | 0
NOx Emissions (MMshortTons): NP15
ReportingType | 2015 | 2020 | 2025 | 2030 | 2035 | 2040
BM | 0 | 0 | 0 | 0 | 0 | 0
CC | 0 | 0 | 0 | 0 | 0 | 0
CSP | 0 | 0 | 0 | 0 | 0 | 0
CT | 0 | 0 | 0 | 0 | 0 | 0
Coal | 0 | 0 | 0 | 0 | 0 | 0
Geo | 0 | 0 | 0 | 0 | 0 | 0
H | 0 | 0 | 0 | 0 | 0 | 0
LFG | 0 | 0 | 0 | 0 | 0 | 0
Nuc | 0 | 0 | 0 | 0 | 0 | 0
PS | 0 | 0 | 0 | 0 | 0 | 0
PV | 0 | 0 | 0 | 0 | 0 | 0
PeakG | 0 | 0 | 0 | 0 | 0 | 0
PeakO | 0 | 0 | 0 | 0 | 0 | 0
ST | 0 | 0 | 0 | 0 | 0 | 0
STOG | 0 | 0 | 0 | 0 | 0 | 0
STWD | 0 | 0 | 0 | 0 | 0 | 0
WT | 0 | 0 | 0 | 0 | 0 | 0
IGCC | 0 | 0 | 0 | 0 | 0 | 0
DemandResponse | 0 | 0 | 0 | 0 | 0 | 0
IGCC-CCS | 0 | 0 | 0 | 0 | 0 | 0
WT_off | 0 | 0 | 0 | 0 | 0 | 0
PseudoUnit | 0 | 0 | 0 | 0 | 0 | 0
FixedInterchange | 0 | 0 | 0 | 0 | 0 | 0
NOx Emissions (MMshortTons): NWPP_Coal
ReportingType | 2015 | 2020 | 2025 | 2030 | 2035 | 2040
BM | 0 | 0 | 0 | 0 | 0 | 0
CC | 0 | 0 | 0 | 0 | 0 | 0
CSP | 0 | 0 | 0 | 0 | 0 | 0
CT | 0 | 0 | 0 | 0 | 0 | 0
Coal | 0.08 | 0.06 | 0 | 0 | 0 | 0
Geo | 0 | 0 | 0 | 0 | 0 | 0
H | 0 | 0 | 0 | 0 | 0 | 0
LFG | 0 | 0 | 0 | 0 | 0 | 0
Nuc | 0 | 0 | 0 | 0 | 0 | 0
PS | 0 | 0 | 0 | 0 | 0 | 0
PV | 0 | 0 | 0 | 0 | 0 | 0
PeakG | 0 | 0 | 0 | 0 | 0 | 0
PeakO | 0 | 0 | 0 | 0 | 0 | 0
ST | 0 | 0 | 0 | 0 | 0 | 0
STOG | 0 | 0 | 0 | 0 | 0 | 0
STWD | 0 | 0 | 0 | 0 | 0 | 0
WT | 0 | 0 | 0 | 0 | 0 | 0
IGCC | 0 | 0 | 0 | 0 | 0 | 0
DemandResponse | 0 | 0 | 0 | 0 | 0 | 0
IGCC-CCS | 0 | 0 | 0 | 0 | 0 | 0
WT_off | 0 | 0 | 0 | 0 | 0 | 0
PseudoUnit | 0 | 0 | 0 | 0 | 0 | 0
FixedInterchange | 0 | 0 | 0 | 0 | 0 | 0
NOx Emissions (MMshortTons): NWPP_Gas
ReportingType | 2015 | 2020 | 2025 | 2030 | 2035 | 2040
BM | 0 | 0 | 0 | 0 | 0 | 0
CC | 0 | 0 | 0 | 0 | 0 | 0
CSP | 0 | 0 | 0 | 0 | 0 | 0
CT | 0 | 0 | 0 | 0 | 0 | 0
Coal | 0 | 0 | 0 | 0 | 0 | 0
Geo | 0 | 0 | 0 | 0 | 0 | 0
H | 0 | 0 | 0 | 0 | 0 | 0
LFG | 0 | 0 | 0 | 0 | 0 | 0
Nuc | 0 | 0 | 0 | 0 | 0 | 0
PS | 0 | 0 | 0 | 0 | 0 | 0
PV | 0 | 0 | 0 | 0 | 0 | 0
PeakG | 0 | 0 | 0 | 0 | 0 | 0
PeakO | 0 | 0 | 0 | 0 | 0 | 0
ST | 0 | 0 | 0 | 0 | 0 | 0
STOG | 0 | 0 | 0 | 0 | 0 | 0
STWD | 0 | 0 | 0 | 0 | 0 | 0
WT | 0 | 0 | 0 | 0 | 0 | 0
IGCC | 0 | 0 | 0 | 0 | 0 | 0
DemandResponse | 0 | 0 | 0 | 0 | 0 | 0
IGCC-CCS | 0 | 0 | 0 | 0 | 0 | 0
WT_off | 0 | 0 | 0 | 0 | 0 | 0
PseudoUnit | 0 | 0 | 0 | 0 | 0 | 0
FixedInterchange | 0 | 0 | 0 | 0 | 0 | 0
NOx Emissions (MMshortTons): NWPP_NucRenew
ReportingType | 2015 | 2020 | 2025 | 2030 | 2035 | 2040
BM | 0 | 0 | 0 | 0 | 0 | 0
CC | 0 | 0 | 0 | 0 | 0 | 0
CSP | 0 | 0 | 0 | 0 | 0 | 0
CT | 0 | 0 | 0 | 0 | 0 | 0
Coal | 0 | 0 | 0 | 0 | 0 | 0
Geo | 0 | 0 | 0 | 0 | 0 | 0
H | 0 | 0 | 0 | 0 | 0 | 0
LFG | 0 | 0 | 0 | 0 | 0 | 0
Nuc | 0 | 0 | 0 | 0 | 0 | 0
PS | 0 | 0 | 0 | 0 | 0 | 0
PV | 0 | 0 | 0 | 0 | 0 | 0
PeakG | 0 | 0 | 0 | 0 | 0 | 0
PeakO | 0 | 0 | 0 | 0 | 0 | 0
ST | 0 | 0 | 0 | 0 | 0 | 0
STOG | 0 | 0 | 0 | 0 | 0 | 0
STWD | 0 | 0 | 0 | 0 | 0 | 0
WT | 0 | 0 | 0 | 0 | 0 | 0
IGCC | 0 | 0 | 0 | 0 | 0 | 0
DemandResponse | 0 | 0 | 0 | 0 | 0 | 0
IGCC-CCS | 0 | 0 | 0 | 0 | 0 | 0
WT_off | 0 | 0 | 0 | 0 | 0 | 0
PseudoUnit | 0 | 0 | 0 | 0 | 0 | 0
FixedInterchange | 0 | 0 | 0 | 0 | 0 | 0
NOx Emissions (MMshortTons): RMPA
ReportingType | 2015 | 2020 | 2025 | 2030 | 2035 | 2040
BM | 0 | 0 | 0 | 0 | 0 | 0
CC | 0 | 0 | 0 | 0 | 0 | 0
CSP | 0 | 0 | 0 | 0 | 0 | 0
CT | 0 | 0 | 0 | 0 | 0 | 0
Coal | 0.05 | 0.03 | 0 | 0 | 0 | 0
Geo | 0 | 0 | 0 | 0 | 0 | 0
H | 0 | 0 | 0 | 0 | 0 | 0
LFG | 0 | 0 | 0 | 0 | 0 | 0
Nuc | 0 | 0 | 0 | 0 | 0 | 0
PS | 0 | 0 | 0 | 0 | 0 | 0
PV | 0 | 0 | 0 | 0 | 0 | 0
PeakG | 0 | 0 | 0 | 0 | 0 | 0
PeakO | 0 | 0 | 0 | 0 | 0 | 0
ST | 0 | 0 | 0 | 0 | 0 | 0
STOG | 0 | 0 | 0 | 0 | 0 | 0
STWD | 0 | 0 | 0 | 0 | 0 | 0
WT | 0 | 0 | 0 | 0 | 0 | 0
IGCC | 0 | 0 | 0 | 0 | 0 | 0
DemandResponse | 0 | 0 | 0 | 0 | 0 | 0
IGCC-CCS | 0 | 0 | 0 | 0 | 0 | 0
WT_off | 0 | 0 | 0 | 0 | 0 | 0
PseudoUnit | 0 | 0 | 0 | 0 | 0 | 0
FixedInterchange | 0 | 0 | 0 | 0 | 0 | 0
NOx Emissions (MMshortTons): SP15
ReportingType | 2015 | 2020 | 2025 | 2030 | 2035 | 2040
BM | 0 | 0 | 0 | 0 | 0 | 0
CC | 0 | 0 | 0 | 0 | 0 | 0
CSP | 0 | 0 | 0 | 0 | 0 | 0
CT | 0 | 0 | 0 | 0 | 0 | 0
Coal | 0 | 0 | 0 | 0 | 0 | 0
Geo | 0 | 0 | 0 | 0 | 0 | 0
H | 0 | 0 | 0 | 0 | 0 | 0
LFG | 0 | 0 | 0 | 0 | 0 | 0
Nuc | 0 | 0 | 0 | 0 | 0 | 0
PS | 0 | 0 | 0 | 0 | 0 | 0
PV | 0 | 0 | 0 | 0 | 0 | 0
PeakG | 0 | 0 | 0 | 0 | 0 | 0
PeakO | 0 | 0 | 0 | 0 | 0 | 0
ST | 0 | 0 | 0 | 0 | 0 | 0
STOG | 0 | 0 | 0 | 0 | 0 | 0
STWD | 0 | 0 | 0 | 0 | 0 | 0
WT | 0 | 0 | 0 | 0 | 0 | 0
IGCC | 0 | 0 | 0 | 0 | 0 | 0
DemandResponse | 0 | 0 | 0 | 0 | 0 | 0
IGCC-CCS | 0 | 0 | 0 | 0 | 0 | 0
WT_off | 0 | 0 | 0 | 0 | 0 | 0
PseudoUnit | 0 | 0 | 0 | 0 | 0 | 0
FixedInterchange | 0 | 0 | 0 | 0 | 0 | 0
NOx Emissions (MMshortTons): ALB
ReportingType | 2015 | 2020 | 2025 | 2030 | 2035 | 2040
BM | 0 | 0 | 0 | 0 | 0 | 0
CC | 0 | 0 | 0 | 0 | 0 | 0
CSP | 0 | 0 | 0 | 0 | 0 | 0
CT | 0 | 0 | 0 | 0 | 0 | 0
Coal | 0.01 | 0.01 | 0.01 | 0 | 0 | 0
Geo | 0 | 0 | 0 | 0 | 0 | 0
H | 0 | 0 | 0 | 0 | 0 | 0
LFG | 0 | 0 | 0 | 0 | 0 | 0
Nuc | 0 | 0 | 0 | 0 | 0 | 0
PS | 0 | 0 | 0 | 0 | 0 | 0
PV | 0 | 0 | 0 | 0 | 0 | 0
PeakG | 0 | 0 | 0 | 0 | 0 | 0
PeakO | 0 | 0 | 0 | 0 | 0 | 0
ST | 0 | 0 | 0 | 0 | 0 | 0
STOG | 0 | 0 | 0 | 0 | 0 | 0
STWD | 0 | 0 | 0 | 0 | 0 | 0
WT | 0 | 0 | 0 | 0 | 0 | 0
IGCC | 0 | 0 | 0 | 0 | 0 | 0
DemandResponse | 0 | 0 | 0 | 0 | 0 | 0
IGCC-CCS | 0 | 0 | 0 | 0 | 0 | 0
WT_off | 0 | 0 | 0 | 0 | 0 | 0
PseudoUnit | 0 | 0 | 0 | 0 | 0 | 0
FixedInterchange | 0 | 0 | 0 | 0 | 0 | 0
NOx Emissions (MMshortTons): BC
ReportingType | 2015 | 2020 | 2025 | 2030 | 2035 | 2040
BM | 0 | 0 | 0 | 0 | 0 | 0
CC | 0 | 0 | 0 | 0 | 0 | 0
CSP | 0 | 0 | 0 | 0 | 0 | 0
CT | 0 | 0 | 0 | 0 | 0 | 0
Coal | 0 | 0 | 0 | 0 | 0 | 0
Geo | 0 | 0 | 0 | 0 | 0 | 0
H | 0 | 0 | 0 | 0 | 0 | 0
LFG | 0 | 0 | 0 | 0 | 0 | 0
Nuc | 0 | 0 | 0 | 0 | 0 | 0
PS | 0 | 0 | 0 | 0 | 0 | 0
PV | 0 | 0 | 0 | 0 | 0 | 0
PeakG | 0 | 0 | 0 | 0 | 0 | 0
PeakO | 0 | 0 | 0 | 0 | 0 | 0
ST | 0 | 0 | 0 | 0 | 0 | 0
STOG | 0 | 0 | 0 | 0 | 0 | 0
STWD | 0 | 0 | 0 | 0 | 0 | 0
WT | 0 | 0 | 0 | 0 | 0 | 0
IGCC | 0 | 0 | 0 | 0 | 0 | 0
DemandResponse | 0 | 0 | 0 | 0 | 0 | 0
IGCC-CCS | 0 | 0 | 0 | 0 | 0 | 0
WT_off | 0 | 0 | 0 | 0 | 0 | 0
PseudoUnit | 0 | 0 | 0 | 0 | 0 | 0
FixedInterchange | 0 | 0 | 0 | 0 | 0 | 0
NOx Emissions (MMshortTons): HQ_IESO
ReportingType | 2015 | 2020 | 2025 | 2030 | 2035 | 2040
BM | 0 | 0 | 0 | 0 | 0 | 0
CC | 0 | 0 | 0 | 0 | 0 | 0
CSP | 0 | 0 | 0 | 0 | 0 | 0
CT | 0 | 0 | 0 | 0 | 0 | 0
Coal | 0 | 0 | 0 | 0 | 0 | 0
Geo | 0 | 0 | 0 | 0 | 0 | 0
H | 0 | 0 | 0 | 0 | 0 | 0
LFG | 0 | 0 | 0 | 0 | 0 | 0
Nuc | 0 | 0 | 0 | 0 | 0 | 0
PS | 0 | 0 | 0 | 0 | 0 | 0
PV | 0 | 0 | 0 | 0 | 0 | 0
PeakG | 0 | 0 | 0 | 0 | 0 | 0
PeakO | 0 | 0 | 0 | 0 | 0 | 0
ST | 0 | 0 | 0 | 0 | 0 | 0
STOG | 0 | 0 | 0 | 0 | 0 | 0
STWD | 0 | 0 | 0 | 0 | 0 | 0
WT | 0 | 0 | 0 | 0 | 0 | 0
IGCC | 0 | 0 | 0 | 0 | 0 | 0
DemandResponse | 0 | 0 | 0 | 0 | 0 | 0
IGCC-CCS | 0 | 0 | 0 | 0 | 0 | 0
WT_off | 0 | 0 | 0 | 0 | 0 | 0
PseudoUnit | 0 | 0 | 0 | 0 | 0 | 0
FixedInterchange | 0 | 0 | 0 | 0 | 0 | 0
NOx Emissions (MMshortTons): HQ_NEISO
ReportingType | 2015 | 2020 | 2025 | 2030 | 2035 | 2040
BM | 0 | 0 | 0 | 0 | 0 | 0
CC | 0 | 0 | 0 | 0 | 0 | 0
CSP | 0 | 0 | 0 | 0 | 0 | 0
CT | 0 | 0 | 0 | 0 | 0 | 0
Coal | 0 | 0 | 0 | 0 | 0 | 0
Geo | 0 | 0 | 0 | 0 | 0 | 0
H | 0 | 0 | 0 | 0 | 0 | 0
LFG | 0 | 0 | 0 | 0 | 0 | 0
Nuc | 0 | 0 | 0 | 0 | 0 | 0
PS | 0 | 0 | 0 | 0 | 0 | 0
PV | 0 | 0 | 0 | 0 | 0 | 0
PeakG | 0 | 0 | 0 | 0 | 0 | 0
PeakO | 0 | 0 | 0 | 0 | 0 | 0
ST | 0 | 0 | 0 | 0 | 0 | 0
STOG | 0 | 0 | 0 | 0 | 0 | 0
STWD | 0 | 0 | 0 | 0 | 0 | 0
WT | 0 | 0 | 0 | 0 | 0 | 0
IGCC | 0 | 0 | 0 | 0 | 0 | 0
DemandResponse | 0 | 0 | 0 | 0 | 0 | 0
IGCC-CCS | 0 | 0 | 0 | 0 | 0 | 0
WT_off | 0 | 0 | 0 | 0 | 0 | 0
PseudoUnit | 0 | 0 | 0 | 0 | 0 | 0
FixedInterchange | 0 | 0 | 0 | 0 | 0 | 0
NOx Emissions (MMshortTons): HQ_NY
ReportingType | 2015 | 2020 | 2025 | 2030 | 2035 | 2040
BM | 0 | 0 | 0 | 0 | 0 | 0
CC | 0 | 0 | 0 | 0 | 0 | 0
CSP | 0 | 0 | 0 | 0 | 0 | 0
CT | 0 | 0 | 0 | 0 | 0 | 0
Coal | 0 | 0 | 0 | 0 | 0 | 0
Geo | 0 | 0 | 0 | 0 | 0 | 0
H | 0 | 0 | 0 | 0 | 0 | 0
LFG | 0 | 0 | 0 | 0 | 0 | 0
Nuc | 0 | 0 | 0 | 0 | 0 | 0
PS | 0 | 0 | 0 | 0 | 0 | 0
PV | 0 | 0 | 0 | 0 | 0 | 0
PeakG | 0 | 0 | 0 | 0 | 0 | 0
PeakO | 0 | 0 | 0 | 0 | 0 | 0
ST | 0 | 0 | 0 | 0 | 0 | 0
STOG | 0 | 0 | 0 | 0 | 0 | 0
STWD | 0 | 0 | 0 | 0 | 0 | 0
WT | 0 | 0 | 0 | 0 | 0 | 0
IGCC | 0 | 0 | 0 | 0 | 0 | 0
DemandResponse | 0 | 0 | 0 | 0 | 0 | 0
IGCC-CCS | 0 | 0 | 0 | 0 | 0 | 0
WT_off | 0 | 0 | 0 | 0 | 0 | 0
PseudoUnit | 0 | 0 | 0 | 0 | 0 | 0
FixedInterchange | 0 | 0 | 0 | 0 | 0 | 0
NOx Emissions (MMshortTons): MARITIMES
ReportingType | 2015 | 2020 | 2025 | 2030 | 2035 | 2040
BM | 0 | 0 | 0 | 0 | 0 | 0
CC | 0 | 0 | 0 | 0 | 0 | 0
CSP | 0 | 0 | 0 | 0 | 0 | 0
CT | 0 | 0 | 0 | 0 | 0 | 0
Coal | 0 | 0 | 0 | 0 | 0 | 0
Geo | 0 | 0 | 0 | 0 | 0 | 0
H | 0 | 0 | 0 | 0 | 0 | 0
LFG | 0 | 0 | 0 | 0 | 0 | 0
Nuc | 0 | 0 | 0 | 0 | 0 | 0
PS | 0 | 0 | 0 | 0 | 0 | 0
PV | 0 | 0 | 0 | 0 | 0 | 0
PeakG | 0 | 0 | 0 | 0 | 0 | 0
PeakO | 0 | 0 | 0 | 0 | 0 | 0
ST | 0 | 0 | 0 | 0 | 0 | 0
STOG | 0 | 0 | 0 | 0 | 0 | 0
STWD | 0 | 0 | 0 | 0 | 0 | 0
WT | 0 | 0 | 0 | 0 | 0 | 0
IGCC | 0 | 0 | 0 | 0 | 0 | 0
DemandResponse | 0 | 0 | 0 | 0 | 0 | 0
IGCC-CCS | 0 | 0 | 0 | 0 | 0 | 0
WT_off | 0 | 0 | 0 | 0 | 0 | 0
PseudoUnit | 0 | 0 | 0 | 0 | 0 | 0
FixedInterchange | 0 | 0 | 0 | 0 | 0 | 0
NOx Emissions (MMshortTons): All
ReportingType | 2015 | 2020 | 2025 | 2030 | 2035 | 2040
BM | 0 | 0 | 0 | 0 | 0 | 0
CC | 0.1 | 0.11 | 0.1 | 0.06 | 0.03 | 0.02
CSP | 0 | 0 | 0 | 0 | 0 | 0
CT | 0 | 0 | 0 | 0 | 0 | 0
Coal | 1.04 | 0.32 | 0.02 | 0.01 | 0.01 | 0.01
Geo | 0 | 0 | 0 | 0 | 0 | 0
H | 0 | 0 | 0 | 0 | 0 | 0
LFG | 0 | 0 | 0 | 0 | 0 | 0
Nuc | 0 | 0 | 0 | 0 | 0 | 0
PS | 0 | 0 | 0 | 0 | 0 | 0
PV | 0 | 0 | 0 | 0 | 0 | 0
PeakG | 0 | 0.01 | 0.01 | 0 | 0 | 0
PeakO | 0 | 0 | 0 | 0 | 0 | 0
ST | 0 | 0 | 0 | 0 | 0 | 0
STOG | 0.01 | 0.01 | 0 | 0 | 0 | 0
STWD | 0 | 0 | 0 | 0 | 0 | 0
WT | 0 | 0 | 0 | 0 | 0 | 0
IGCC | 0 | 0 | 0 | 0 | 0 | 0
DemandResponse | 0 | 0 | 0 | 0 | 0 | 0
IGCC-CCS | 0 | 0 | 0 | 0 | 0 | 0
WT_off | 0 | 0 | 0 | 0 | 0 | 0
PseudoUnit | 0 | 0 | 0 | 0 | 0 | 0
FixedInterchange | 0 | 0 | 0 | 0 | 0 | 0
NOx Emissions (MMshortTons): EI_US
ReportingType | 2015 | 2020 | 2025 | 2030 | 2035 | 2040
BM | 0 | 0 | 0 | 0 | 0 | 0
CC | 0.07 | 0.08 | 0.07 | 0.04 | 0.03 | 0.01
CSP | 0 | 0 | 0 | 0 | 0 | 0
CT | 0 | 0 | 0 | 0 | 0 | 0
Coal | 0.79 | 0.15 | 0.01 | 0.01 | 0.01 | 0.01
Geo | 0 | 0 | 0 | 0 | 0 | 0
H | 0 | 0 | 0 | 0 | 0 | 0
LFG | 0 | 0 | 0 | 0 | 0 | 0
Nuc | 0 | 0 | 0 | 0 | 0 | 0
PS | 0 | 0 | 0 | 0 | 0 | 0
PV | 0 | 0 | 0 | 0 | 0 | 0
PeakG | 0 | 0.01 | 0.01 | 0 | 0 | 0
PeakO | 0 | 0 | 0 | 0 | 0 | 0
ST | 0 | 0 | 0 | 0 | 0 | 0
STOG | 0 | 0.01 | 0 | 0 | 0 | 0
STWD | 0 | 0 | 0 | 0 | 0 | 0
WT | 0 | 0 | 0 | 0 | 0 | 0
IGCC | 0 | 0 | 0 | 0 | 0 | 0
DemandResponse | 0 | 0 | 0 | 0 | 0 | 0
IGCC-CCS | 0 | 0 | 0 | 0 | 0 | 0
WT_off | 0 | 0 | 0 | 0 | 0 | 0
PseudoUnit | 0 | 0 | 0 | 0 | 0 | 0
FixedInterchange | 0 | 0 | 0 | 0 | 0 | 0
NOx Emissions (MMshortTons): EI_Canada
ReportingType | 2015 | 2020 | 2025 | 2030 | 2035 | 2040
BM | 0 | 0 | 0 | 0 | 0 | 0
CC | 0 | 0 | 0 | 0 | 0 | 0
CSP | 0 | 0 | 0 | 0 | 0 | 0
CT | 0 | 0 | 0 | 0 | 0 | 0
Coal | 0 | 0 | 0 | 0 | 0 | 0
Geo | 0 | 0 | 0 | 0 | 0 | 0
H | 0 | 0 | 0 | 0 | 0 | 0
LFG | 0 | 0 | 0 | 0 | 0 | 0
Nuc | 0 | 0 | 0 | 0 | 0 | 0
PS | 0 | 0 | 0 | 0 | 0 | 0
PV | 0 | 0 | 0 | 0 | 0 | 0
PeakG | 0 | 0 | 0 | 0 | 0 | 0
PeakO | 0 | 0 | 0 | 0 | 0 | 0
ST | 0 | 0 | 0 | 0 | 0 | 0
STOG | 0 | 0 | 0 | 0 | 0 | 0
STWD | 0 | 0 | 0 | 0 | 0 | 0
WT | 0 | 0 | 0 | 0 | 0 | 0
IGCC | 0 | 0 | 0 | 0 | 0 | 0
DemandResponse | 0 | 0 | 0 | 0 | 0 | 0
IGCC-CCS | 0 | 0 | 0 | 0 | 0 | 0
WT_off | 0 | 0 | 0 | 0 | 0 | 0
PseudoUnit | 0 | 0 | 0 | 0 | 0 | 0
FixedInterchange | 0 | 0 | 0 | 0 | 0 | 0
NOx Emissions (MMshortTons): EI
ReportingType | 2015 | 2020 | 2025 | 2030 | 2035 | 2040
BM | 0 | 0 | 0 | 0 | 0 | 0
CC | 0.07 | 0.08 | 0.07 | 0.04 | 0.03 | 0.01
CSP | 0 | 0 | 0 | 0 | 0 | 0
CT | 0 | 0 | 0 | 0 | 0 | 0
Coal | 0.79 | 0.15 | 0.01 | 0.01 | 0.01 | 0.01
Geo | 0 | 0 | 0 | 0 | 0 | 0
H | 0 | 0 | 0 | 0 | 0 | 0
LFG | 0 | 0 | 0 | 0 | 0 | 0
Nuc | 0 | 0 | 0 | 0 | 0 | 0
PS | 0 | 0 | 0 | 0 | 0 | 0
PV | 0 | 0 | 0 | 0 | 0 | 0
PeakG | 0 | 0.01 | 0.01 | 0 | 0 | 0
PeakO | 0 | 0 | 0 | 0 | 0 | 0
ST | 0 | 0 | 0 | 0 | 0 | 0
STOG | 0 | 0.01 | 0 | 0 | 0 | 0
STWD | 0 | 0 | 0 | 0 | 0 | 0
WT | 0 | 0 | 0 | 0 | 0 | 0
IGCC | 0 | 0 | 0 | 0 | 0 | 0
DemandResponse | 0 | 0 | 0 | 0 | 0 | 0
IGCC-CCS | 0 | 0 | 0 | 0 | 0 | 0
WT_off | 0 | 0 | 0 | 0 | 0 | 0
PseudoUnit | 0 | 0 | 0 | 0 | 0 | 0
FixedInterchange | 0 | 0 | 0 | 0 | 0 | 0
NOx Emissions (MMshortTons): Outside_EI
ReportingType | 2015 | 2020 | 2025 | 2030 | 2035 | 2040
BM | 0 | 0 | 0 | 0 | 0 | 0
CC | 0.03 | 0.03 | 0.03 | 0.02 | 0.01 | 0
CSP | 0 | 0 | 0 | 0 | 0 | 0
CT | 0 | 0 | 0 | 0 | 0 | 0
Coal | 0.26 | 0.17 | 0.01 | 0 | 0 | 0
Geo | 0 | 0 | 0 | 0 | 0 | 0
H | 0 | 0 | 0 | 0 | 0 | 0
LFG | 0 | 0 | 0 | 0 | 0 | 0
Nuc | 0 | 0 | 0 | 0 | 0 | 0
PS | 0 | 0 | 0 | 0 | 0 | 0
PV | 0 | 0 | 0 | 0 | 0 | 0
PeakG | 0 | 0 | 0 | 0 | 0 | 0
PeakO | 0 | 0 | 0 | 0 | 0 | 0
ST | 0 | 0 | 0 | 0 | 0 | 0
STOG | 0 | 0 | 0 | 0 | 0 | 0
STWD | 0 | 0 | 0 | 0 | 0 | 0
WT | 0 | 0 | 0 | 0 | 0 | 0
IGCC | 0 | 0 | 0 | 0 | 0 | 0
DemandResponse | 0 | 0 | 0 | 0 | 0 | 0
IGCC-CCS | 0 | 0 | 0 | 0 | 0 | 0
WT_off | 0 | 0 | 0 | 0 | 0 | 0
PseudoUnit | 0 | 0 | 0 | 0 | 0 | 0
FixedInterchange | 0 | 0 | 0 | 0 | 0 | 0
CO2 Emissions (MMshortTons): Entergy
ReportingType | 2015 | 2020 | 2025 | 2030 | 2035 | 2040
BM | 0 | 0 | 0 | 0 | 0 | 0
CC | 26.75 | 22.58 | 20.76 | 15.02 | 8.87 | 6.55
CSP | 0 | 0 | 0 | 0 | 0 | 0
CT | 0 | 0 | 0 | 0 | 0 | 0
Coal | 60.06 | 6.42 | 0.76 | 0.07 | 0 | 0
Geo | 0 | 0 | 0 | 0 | 0 | 0
H | 0 | 0 | 0 | 0 | 0 | 0
LFG | 0 | 0 | 0 | 0 | 0 | 0
Nuc | 0 | 0 | 0 | 0 | 0 | 0
PS | 0 | 0 | 0 | 0 | 0 | 0
PV | 0 | 0 | 0 | 0 | 0 | 0
PeakG | 0 | 0 | 0.15 | 0.05 | 0.04 | 0
PeakO | 0 | 0 | 0 | 0 | 0 | 0
ST | 0 | 0 | 0 | 0 | 0 | 0
STOG | 0.28 | 0.53 | 0 | 0 | 0 | 0
STWD | 0 | 0 | 0 | 0 | 0 | 0
WT | 0 | 0 | 0 | 0 | 0 | 0
IGCC | 0 | 0 | 0 | 0 | 0 | 0
DemandResponse | 0 | 0 | 0 | 0 | 0 | 0
IGCC-CCS | 0 | 0 | 0 | 0 | 0 | 0
WT_off | 0 | 0 | 0 | 0 | 0 | 0
PseudoUnit | 0 | 0 | 0 | 0 | 0 | 0
FixedInterchange | 0 | 0 | 0 | 0 | 0 | 0
CO2 Emissions (MMshortTons): FRCC
ReportingType | 2015 | 2020 | 2025 | 2030 | 2035 | 2040
BM | 0 | 0 | 0 | 0 | 0 | 0
CC | 71.79 | 78.4 | 75.29 | 26.19 | 17.88 | 11.35
CSP | 0 | 0 | 0 | 0 | 0 | 0
CT | 0.31 | 1.11 | 1.08 | 0.14 | 0 | 0
Coal | 18.5 | 4.21 | 0 | 0 | 0 | 0
Geo | 0 | 0 | 0 | 0 | 0 | 0
H | 0 | 0 | 0 | 0 | 0 | 0
LFG | 0 | 0 | 0 | 0 | 0 | 0
Nuc | 0 | 0 | 0 | 0 | 0 | 0
PS | 0 | 0 | 0 | 0 | 0 | 0
PV | 0 | 0 | 0 | 0 | 0 | 0
PeakG | 0.25 | 1.08 | 0.87 | 0 | 0 | 0
PeakO | 0 | 0 | 0 | 0 | 0 | 0
ST | 0 | 0 | 0 | 0 | 0 | 0
STOG | 0 | 0 | 0 | 0 | 0 | 0
STWD | 0 | 0 | 0 | 0 | 0 | 0
WT | 0 | 0 | 0 | 0 | 0 | 0
IGCC | 0 | 0 | 0 | 0 | 0 | 0
DemandResponse | 0 | 0 | 0 | 0 | 0 | 0
IGCC-CCS | 0 | 0 | 0 | 0 | 0 | 0
WT_off | 0 | 0 | 0 | 0 | 0 | 0
PseudoUnit | 0 | 0 | 0 | 0 | 0 | 0
FixedInterchange | 0 | 0 | 0 | 0 | 0 | 0
CO2 Emissions (MMshortTons): MAPP_US
ReportingType | 2015 | 2020 | 2025 | 2030 | 2035 | 2040
BM | 0 | 0 | 0 | 0 | 0 | 0
CC | 0.14 | 0.16 | 0.13 | 0.08 | 0.08 | 0.02
CSP | 0 | 0 | 0 | 0 | 0 | 0
CT | 0 | 0 | 0.01 | 0 | 0.01 | 0.01
Coal | 15.21 | 2.9 | 0 | 0 | 0 | 0
Geo | 0 | 0 | 0 | 0 | 0 | 0
H | 0 | 0 | 0 | 0 | 0 | 0
LFG | 0 | 0 | 0 | 0 | 0 | 0
Nuc | 0 | 0 | 0 | 0 | 0 | 0
PS | 0 | 0 | 0 | 0 | 0 | 0
PV | 0 | 0 | 0 | 0 | 0 | 0
PeakG | 0.04 | 0.06 | 0.12 | 0.1 | 0.07 | 0.05
PeakO | 0 | 0 | 0 | 0 | 0 | 0
ST | 0 | 0 | 0 | 0 | 0 | 0
STOG | 0 | 0 | 0 | 0 | 0 | 0
STWD | 0 | 0 | 0 | 0 | 0 | 0
WT | 0 | 0 | 0 | 0 | 0 | 0
IGCC | 0 | 0 | 0 | 0 | 0 | 0
DemandResponse | 0 | 0 | 0 | 0 | 0 | 0
IGCC-CCS | 0 | 0 | 0 | 0 | 0 | 0
WT_off | 0 | 0 | 0 | 0 | 0 | 0
PseudoUnit | 0 | 0 | 0 | 0 | 0 | 0
FixedInterchange | 0 | 0 | 0 | 0 | 0 | 0
CO2 Emissions (MMshortTons): MISO_IN
ReportingType | 2015 | 2020 | 2025 | 2030 | 2035 | 2040
BM | 0 | 0 | 0 | 0 | 0 | 0
CC | 12.19 | 41.95 | 42.07 | 19.83 | 12.7 | 8.76
CSP | 0 | 0 | 0 | 0 | 0 | 0
CT | 0 | 0 | 0 | 0 | 0 | 0
Coal | 66.07 | 44.48 | 0 | 0 | 0 | 0
Geo | 0 | 0 | 0 | 0 | 0 | 0
H | 0 | 0 | 0 | 0 | 0 | 0
LFG | 0 | 0 | 0 | 0 | 0 | 0
Nuc | 0 | 0 | 0 | 0 | 0 | 0
PS | 0 | 0 | 0 | 0 | 0 | 0
PV | 0 | 0 | 0 | 0 | 0 | 0
PeakG | 0 | 0.01 | 0.2 | 0 | 0 | 0
PeakO | 0 | 0 | 0 | 0 | 0 | 0
ST | 0 | 0 | 0 | 0 | 0 | 0
STOG | 0.02 | 0.04 | 0.07 | 0 | 0 | 0
STWD | 0 | 0 | 0 | 0 | 0 | 0
WT | 0 | 0 | 0 | 0 | 0 | 0
IGCC | 4.15 | 4.15 | 0.94 | 0.04 | 0 | 0
DemandResponse | 0 | 0 | 0 | 0 | 0 | 0
IGCC-CCS | 0 | 0 | 0 | 0 | 0 | 0
WT_off | 0 | 0 | 0 | 0 | 0 | 0
PseudoUnit | 0 | 0 | 0 | 0 | 0 | 0
FixedInterchange | 0 | 0 | 0 | 0 | 0 | 0
CO2 Emissions (MMshortTons): MISO_MI
ReportingType | 2015 | 2020 | 2025 | 2030 | 2035 | 2040
BM | 0 | 0 | 0 | 0 | 0 | 0
CC | 6.67 | 7.34 | 7.84 | 2.54 | 2.35 | 0.68
CSP | 0 | 0 | 0 | 0 | 0 | 0
CT | 0 | 0 | 0 | 0 | 0 | 0
Coal | 28.62 | 0 | 0 | 0 | 0 | 0
Geo | 0 | 0 | 0 | 0 | 0 | 0
H | 0 | 0 | 0 | 0 | 0 | 0
LFG | 0 | 0 | 0 | 0 | 0 | 0
Nuc | 0 | 0 | 0 | 0 | 0 | 0
PS | 0 | 0 | 0 | 0 | 0 | 0
PV | 0 | 0 | 0 | 0 | 0 | 0
PeakG | 0.02 | 0.07 | 0.23 | 0 | 0.01 | 0
PeakO | 0 | 0 | 0 | 0 | 0 | 0
ST | 0 | 0 | 0 | 0 | 0 | 0
STOG | 0.2 | 0.2 | 0.24 | 0 | 0 | 0
STWD | 0 | 0 | 0 | 0 | 0 | 0
WT | 0 | 0 | 0 | 0 | 0 | 0
IGCC | 0 | 0 | 0 | 0 | 0 | 0
DemandResponse | 0 | 0 | 0 | 0 | 0 | 0
IGCC-CCS | 0 | 0 | 0 | 0 | 0 | 0
WT_off | 0 | 0 | 0 | 0 | 0 | 0
PseudoUnit | 0 | 0 | 0 | 0 | 0 | 0
FixedInterchange | 0 | 0 | 0 | 0 | 0 | 0
CO2 Emissions (MMshortTons): MISO_MO-IL
ReportingType | 2015 | 2020 | 2025 | 2030 | 2035 | 2040
BM | 0 | 0 | 0 | 0 | 0 | 0
CC | 1.5 | 1.59 | 1.46 | 0.41 | 0.41 | 0.15
CSP | 0 | 0 | 0 | 0 | 0 | 0
CT | 0 | 0 | 0 | 0 | 0 | 0
Coal | 77.08 | 24.38 | 2.22 | 0.2 | 0.07 | 0.07
Geo | 0 | 0 | 0 | 0 | 0 | 0
H | 0 | 0 | 0 | 0 | 0 | 0
LFG | 0 | 0 | 0 | 0 | 0 | 0
Nuc | 0 | 0 | 0 | 0 | 0 | 0
PS | 0 | 0 | 0 | 0 | 0 | 0
PV | 0 | 0 | 0 | 0 | 0 | 0
PeakG | 0.07 | 0.29 | 0.63 | 0.34 | 0.28 | 0.27
PeakO | 0 | 0 | 0 | 0 | 0 | 0
ST | 0 | 0 | 0 | 0 | 0 | 0
STOG | 0 | 0.02 | 0 | 0 | 0 | 0
STWD | 0 | 0 | 0 | 0 | 0 | 0
WT | 0 | 0 | 0 | 0 | 0 | 0
IGCC | 0 | 0 | 0 | 0 | 0 | 0
DemandResponse | 0 | 0 | 0 | 0 | 0 | 0
IGCC-CCS | 0 | 0 | 0 | 0 | 0 | 0
WT_off | 0 | 0 | 0 | 0 | 0 | 0
PseudoUnit | 0 | 0 | 0 | 0 | 0 | 0
FixedInterchange | 0 | 0 | 0 | 0 | 0 | 0
CO2 Emissions (MMshortTons): MISO_W
ReportingType | 2015 | 2020 | 2025 | 2030 | 2035 | 2040
BM | 0 | 0 | 0 | 0 | 0 | 0
CC | 3.69 | 4.69 | 2.63 | 1.29 | 1.03 | 0.47
CSP | 0 | 0 | 0 | 0 | 0 | 0
CT | 0 | 0 | 0 | 0 | 0 | 0
Coal | 81.2 | 32.65 | 0.31 | 0.31 | 0.29 | 0.22
Geo | 0 | 0 | 0 | 0 | 0 | 0
H | 0 | 0 | 0 | 0 | 0 | 0
LFG | 0 | 0 | 0 | 0 | 0 | 0
Nuc | 0 | 0 | 0 | 0 | 0 | 0
PS | 0 | 0 | 0 | 0 | 0 | 0
PV | 0 | 0 | 0 | 0 | 0 | 0
PeakG | 0.14 | 0.19 | 0.27 | 0.05 | 0.19 | 0.17
PeakO | 0 | 0 | 0.02 | 0 | 0 | 0
ST | 0 | 0 | 0 | 0 | 0 | 0
STOG | 0 | 0 | 0 | 0 | 0 | 0
STWD | 0 | 0 | 0 | 0 | 0 | 0
WT | 0 | 0 | 0 | 0 | 0 | 0
IGCC | 0 | 0 | 0 | 0 | 0 | 0
DemandResponse | 0 | 0 | 0 | 0 | 0 | 0
IGCC-CCS | 0 | 0 | 0 | 0 | 0 | 0
WT_off | 0 | 0 | 0 | 0 | 0 | 0
PseudoUnit | 0 | 0 | 0 | 0 | 0 | 0
FixedInterchange | 0 | 0 | 0 | 0 | 0 | 0
CO2 Emissions (MMshortTons): MISO_WUMS
ReportingType | 2015 | 2020 | 2025 | 2030 | 2035 | 2040
BM | 0 | 0 | 0 | 0 | 0 | 0
CC | 17.75 | 17.82 | 17.28 | 8.26 | 6.09 | 3.16
CSP | 0 | 0 | 0 | 0 | 0 | 0
CT | 0 | 0 | 0 | 0 | 0 | 0
Coal | 12.37 | 4.1 | 0.77 | 0.11 | 0.26 | 0.3
Geo | 0 | 0 | 0 | 0 | 0 | 0
H | 0 | 0 | 0 | 0 | 0 | 0
LFG | 0 | 0 | 0 | 0 | 0 | 0
Nuc | 0 | 0 | 0 | 0 | 0 | 0
PS | 0 | 0 | 0 | 0 | 0 | 0
PV | 0 | 0 | 0 | 0 | 0 | 0
PeakG | 0 | 0.04 | 0.17 | 0 | 0 | 0
PeakO | 0 | 0 | 0 | 0 | 0 | 0
ST | 0 | 0 | 0 | 0 | 0 | 0
STOG | 0 | 0 | 0 | 0 | 0 | 0
STWD | 0 | 0 | 0 | 0 | 0 | 0
WT | 0 | 0 | 0 | 0 | 0 | 0
IGCC | 0 | 0 | 0 | 0 | 0 | 0
DemandResponse | 0 | 0 | 0 | 0 | 0 | 0
IGCC-CCS | 0 | 0 | 0 | 0 | 0 | 0
WT_off | 0 | 0 | 0 | 0 | 0 | 0
PseudoUnit | 0 | 0 | 0 | 0 | 0 | 0
FixedInterchange | 0 | 0 | 0 | 0 | 0 | 0
CO2 Emissions (MMshortTons): Nebraska
ReportingType | 2015 | 2020 | 2025 | 2030 | 2035 | 2040
BM | 0 | 0 | 0 | 0 | 0 | 0
CC | 0.18 | 0.11 | 0.17 | 0.06 | 0.06 | 0.03
CSP | 0 | 0 | 0 | 0 | 0 | 0
CT | 0 | 0 | 0 | 0 | 0 | 0
Coal | 35.3 | 2.06 | 0.45 | 0.2 | 0.19 | 0.11
Geo | 0 | 0 | 0 | 0 | 0 | 0
H | 0 | 0 | 0 | 0 | 0 | 0
LFG | 0 | 0 | 0 | 0 | 0 | 0
Nuc | 0 | 0 | 0 | 0 | 0 | 0
PS | 0 | 0 | 0 | 0 | 0 | 0
PV | 0 | 0 | 0 | 0 | 0 | 0
PeakG | 0.02 | 0.01 | 0.03 | 0 | 0 | 0
PeakO | 0 | 0 | 0 | 0 | 0 | 0
ST | 0 | 0 | 0 | 0 | 0 | 0
STOG | 0 | 0 | 0 | 0 | 0 | 0
STWD | 0 | 0 | 0 | 0 | 0 | 0
WT | 0 | 0 | 0 | 0 | 0 | 0
IGCC | 0 | 0 | 0 | 0 | 0 | 0
DemandResponse | 0 | 0 | 0 | 0 | 0 | 0
IGCC-CCS | 0 | 0 | 0 | 0 | 0 | 0
WT_off | 0 | 0 | 0 | 0 | 0 | 0
PseudoUnit | 0 | 0 | 0 | 0 | 0 | 0
FixedInterchange | 0 | 0 | 0 | 0 | 0 | 0
CO2 Emissions (MMshortTons): NEISO
ReportingType | 2015 | 2020 | 2025 | 2030 | 2035 | 2040
BM | 0 | 0 | 0 | 0 | 0 | 0
CC | 13.92 | 9.84 | 6.7 | 3.02 | 2.19 | 0.52
CSP | 0 | 0 | 0 | 0 | 0 | 0
CT | 0 | 0.01 | 0.02 | 0.01 | 0 | 0
Coal | 0.07 | 0 | 0 | 0 | 0 | 0
Geo | 0 | 0 | 0 | 0 | 0 | 0
H | 0 | 0 | 0 | 0 | 0 | 0
LFG | 0 | 0 | 0 | 0 | 0 | 0
Nuc | 0 | 0 | 0 | 0 | 0 | 0
PS | 0 | 0 | 0 | 0 | 0 | 0
PV | 0 | 0 | 0 | 0 | 0 | 0
PeakG | 0.02 | 0.06 | 0.07 | 0.06 | 0.05 | 0.07
PeakO | 0 | 0 | 0 | 0 | 0 | 0
ST | 0 | 0 | 0 | 0 | 0 | 0
STOG | 0 | 0 | 0 | 0 | 0 | 0
STWD | 0 | 0 | 0 | 0 | 0 | 0
WT | 0 | 0 | 0 | 0 | 0 | 0
IGCC | 0 | 0 | 0 | 0 | 0 | 0
DemandResponse | 0 | 0 | 0 | 0 | 0 | 0
IGCC-CCS | 0 | 0 | 0 | 0 | 0 | 0
WT_off | 0 | 0 | 0 | 0 | 0 | 0
PseudoUnit | 0 | 0 | 0 | 0 | 0 | 0
FixedInterchange | 0 | 0 | 0 | 0 | 0 | 0
CO2 Emissions (MMshortTons): NonRTO_Midwest
ReportingType | 2015 | 2020 | 2025 | 2030 | 2035 | 2040
BM | 0 | 0 | 0 | 0 | 0 | 0
CC | 5.06 | 11.71 | 11.71 | 10.32 | 8.32 | 1.89
CSP | 0 | 0 | 0 | 0 | 0 | 0
CT | 0 | 0 | 0 | 0 | 0 | 0
Coal | 44.67 | 24.52 | 1.81 | 0.22 | 0.38 | 0.38
Geo | 0 | 0 | 0 | 0 | 0 | 0
H | 0 | 0 | 0 | 0 | 0 | 0
LFG | 0 | 0 | 0 | 0 | 0 | 0
Nuc | 0 | 0 | 0 | 0 | 0 | 0
PS | 0 | 0 | 0 | 0 | 0 | 0
PV | 0 | 0 | 0 | 0 | 0 | 0
PeakG | 0.1 | 0.1 | 0.81 | 0.42 | 0.06 | 0.02
PeakO | 0 | 0 | 0 | 0 | 0 | 0
ST | 0 | 0 | 0 | 0 | 0 | 0
STOG | 0 | 0 | 0 | 0 | 0 | 0
STWD | 0 | 0 | 0 | 0 | 0 | 0
WT | 0 | 0 | 0 | 0 | 0 | 0
IGCC | 0 | 0 | 0 | 0 | 0 | 0
DemandResponse | 0 | 0 | 0 | 0 | 0 | 0
IGCC-CCS | 0 | 0 | 0 | 0 | 0 | 0
WT_off | 0 | 0 | 0 | 0 | 0 | 0
PseudoUnit | 0 | 0 | 0 | 0 | 0 | 0
FixedInterchange | 0 | 0 | 0 | 0 | 0 | 0
CO2 Emissions (MMshortTons): NYISO_A-F
ReportingType | 2015 | 2020 | 2025 | 2030 | 2035 | 2040
BM | 0 | 0 | 0 | 0 | 0 | 0
CC | 2.53 | 2.59 | 1.74 | 0.51 | 0.09 | 0
CSP | 0 | 0 | 0 | 0 | 0 | 0
CT | 0 | 0 | 0 | 0 | 0 | 0
Coal | 0 | 0 | 0 | 0 | 0 | 0
Geo | 0 | 0 | 0 | 0 | 0 | 0
H | 0 | 0 | 0 | 0 | 0 | 0
LFG | 0 | 0 | 0 | 0 | 0 | 0
Nuc | 0 | 0 | 0 | 0 | 0 | 0
PS | 0 | 0 | 0 | 0 | 0 | 0
PV | 0 | 0 | 0 | 0 | 0 | 0
PeakG | 0 | 0.01 | 0 | 0 | 0 | 0
PeakO | 0 | 0 | 0 | 0 | 0 | 0
ST | 0 | 0 | 0 | 0 | 0 | 0
STOG | 0 | 0 | 0 | 0 | 0 | 0
STWD | 0 | 0 | 0 | 0 | 0 | 0
WT | 0 | 0 | 0 | 0 | 0 | 0
IGCC | 0 | 0 | 0 | 0 | 0 | 0
DemandResponse | 0 | 0 | 0 | 0 | 0 | 0
IGCC-CCS | 0 | 0 | 0 | 0 | 0 | 0
WT_off | 0 | 0 | 0 | 0 | 0 | 0
PseudoUnit | 0 | 0 | 0 | 0 | 0 | 0
FixedInterchange | 0 | 0 | 0 | 0 | 0 | 0
CO2 Emissions (MMshortTons): NYISO_G-I
ReportingType | 2015 | 2020 | 2025 | 2030 | 2035 | 2040
BM | 0 | 0 | 0 | 0 | 0 | 0
CC | 1.5 | 1.64 | 0.93 | 0.39 | 0.64 | 0
CSP | 0 | 0 | 0 | 0 | 0 | 0
CT | 0 | 0 | 0 | 0 | 0 | 0
Coal | 0 | 0 | 0 | 0 | 0 | 0
Geo | 0 | 0 | 0 | 0 | 0 | 0
H | 0 | 0 | 0 | 0 | 0 | 0
LFG | 0 | 0 | 0 | 0 | 0 | 0
Nuc | 0 | 0 | 0 | 0 | 0 | 0
PS | 0 | 0 | 0 | 0 | 0 | 0
PV | 0 | 0 | 0 | 0 | 0 | 0
PeakG | 0 | 0 | 0 | 0 | 0 | 0
PeakO | 0 | 0 | 0 | 0 | 0 | 0
ST | 0 | 0 | 0 | 0 | 0 | 0
STOG | 0 | 0 | 0 | 0 | 0 | 0
STWD | 0 | 0 | 0 | 0 | 0 | 0
WT | 0 | 0 | 0 | 0 | 0 | 0
IGCC | 0 | 0 | 0 | 0 | 0 | 0
DemandResponse | 0 | 0 | 0 | 0 | 0 | 0
IGCC-CCS | 0 | 0 | 0 | 0 | 0 | 0
WT_off | 0 | 0 | 0 | 0 | 0 | 0
PseudoUnit | 0 | 0 | 0 | 0 | 0 | 0
FixedInterchange | 0 | 0 | 0 | 0 | 0 | 0
CO2 Emissions (MMshortTons): NYISO_J-K
ReportingType | 2015 | 2020 | 2025 | 2030 | 2035 | 2040
BM | 0 | 0 | 0 | 0 | 0 | 0
CC | 9.34 | 9.86 | 6.69 | 4.43 | 4.45 | 2.27
CSP | 0 | 0 | 0 | 0 | 0 | 0
CT | 0 | 0 | 0 | 0 | 0 | 0
Coal | 0 | 0 | 0 | 0 | 0 | 0
Geo | 0 | 0 | 0 | 0 | 0 | 0
H | 0 | 0 | 0 | 0 | 0 | 0
LFG | 0 | 0 | 0 | 0 | 0 | 0
Nuc | 0 | 0 | 0 | 0 | 0 | 0
PS | 0 | 0 | 0 | 0 | 0 | 0
PV | 0 | 0 | 0 | 0 | 0 | 0
PeakG | 0.08 | 0.13 | 0.3 | 0.28 | 0.22 | 0.22
PeakO | 0 | 0 | 0.05 | 0.01 | 0.01 | 0
ST | 0 | 0 | 0 | 0 | 0 | 0
STOG | 0.19 | 0.43 | 0.28 | 0.13 | 0.07 | 0.02
STWD | 0 | 0 | 0 | 0 | 0 | 0
WT | 0 | 0 | 0 | 0 | 0 | 0
IGCC | 0 | 0 | 0 | 0 | 0 | 0
DemandResponse | 0 | 0 | 0 | 0 | 0 | 0
IGCC-CCS | 0 | 0 | 0 | 0 | 0 | 0
WT_off | 0 | 0 | 0 | 0 | 0 | 0
PseudoUnit | 0 | 0 | 0 | 0 | 0 | 0
FixedInterchange | 0 | 0 | 0 | 0 | 0 | 0
CO2 Emissions (MMshortTons): PJM_E
ReportingType | 2015 | 2020 | 2025 | 2030 | 2035 | 2040
BM | 0 | 0 | 0 | 0 | 0 | 0
CC | 17.34 | 22.61 | 20.04 | 13.39 | 13.72 | 6.2
CSP | 0 | 0 | 0 | 0 | 0 | 0
CT | 0 | 0.01 | 0.01 | 0 | 0 | 0
Coal | 0.68 | 0.52 | 0.36 | 0.01 | 0.12 | 0.13
Geo | 0 | 0 | 0 | 0 | 0 | 0
H | 0 | 0 | 0 | 0 | 0 | 0
LFG | 0 | 0 | 0 | 0 | 0 | 0
Nuc | 0 | 0 | 0 | 0 | 0 | 0
PS | 0 | 0 | 0 | 0 | 0 | 0
PV | 0 | 0 | 0 | 0 | 0 | 0
PeakG | 0.04 | 0.6 | 1.01 | 0.6 | 0.31 | 0.23
PeakO | 0 | 0 | 0.01 | 0 | 0 | 0
ST | 0 | 0 | 0 | 0 | 0 | 0
STOG | 0.18 | 0.07 | 0 | 0 | 0 | 0
STWD | 0 | 0 | 0 | 0 | 0 | 0
WT | 0 | 0 | 0 | 0 | 0 | 0
IGCC | 0 | 0 | 0 | 0 | 0 | 0
DemandResponse | 0 | 0 | 0 | 0 | 0 | 0
IGCC-CCS | 0 | 0 | 0 | 0 | 0 | 0
WT_off | 0 | 0 | 0 | 0 | 0 | 0
PseudoUnit | 0 | 0 | 0 | 0 | 0 | 0
FixedInterchange | 0 | 0 | 0 | 0 | 0 | 0
CO2 Emissions (MMshortTons): PJM_ROM
ReportingType | 2015 | 2020 | 2025 | 2030 | 2035 | 2040
BM | 0 | 0 | 0 | 0 | 0 | 0
CC | 8.02 | 10.54 | 10.06 | 5.97 | 5.97 | 2.38
CSP | 0 | 0 | 0 | 0 | 0 | 0
CT | 0 | 0 | 0.01 | 0 | 0 | 0
Coal | 11.36 | 1.54 | 0.03 | 0 | 0 | 0
Geo | 0 | 0 | 0 | 0 | 0 | 0
H | 0 | 0 | 0 | 0 | 0 | 0
LFG | 0 | 0 | 0 | 0 | 0 | 0
Nuc | 0 | 0 | 0 | 0 | 0 | 0
PS | 0 | 0 | 0 | 0 | 0 | 0
PV | 0 | 0 | 0 | 0 | 0 | 0
PeakG | 0 | 0.03 | 0.14 | 0.38 | 0.2 | 0.1
PeakO | 0 | 0 | 0.02 | 0 | 0 | 0
ST | 0 | 0 | 0 | 0 | 0 | 0
STOG | 0.43 | 0.83 | 0 | 0 | 0 | 0
STWD | 0 | 0 | 0 | 0 | 0 | 0
WT | 0 | 0 | 0 | 0 | 0 | 0
IGCC | 0 | 0 | 0 | 0 | 0 | 0
DemandResponse | 0 | 0 | 0 | 0 | 0 | 0
IGCC-CCS | 0 | 0 | 0 | 0 | 0 | 0
WT_off | 0 | 0 | 0 | 0 | 0 | 0
PseudoUnit | 0 | 0 | 0 | 0 | 0 | 0
FixedInterchange | 0 | 0 | 0 | 0 | 0 | 0
CO2 Emissions (MMshortTons): PJM_ROR
ReportingType | 2015 | 2020 | 2025 | 2030 | 2035 | 2040
BM | 0 | 0 | 0 | 0 | 0 | 0
CC | 59.28 | 67.67 | 58.68 | 44.28 | 31.27 | 12.42
CSP | 0 | 0 | 0 | 0 | 0 | 0
CT | 0 | 0.01 | 0.01 | 0.01 | 0 | 0
Coal | 233.12 | 106.5 | 8.24 | 1.28 | 0.93 | 0.93
Geo | 0 | 0 | 0 | 0 | 0 | 0
H | 0 | 0 | 0 | 0 | 0 | 0
LFG | 0 | 0 | 0 | 0 | 0 | 0
Nuc | 0 | 0 | 0 | 0 | 0 | 0
PS | 0 | 0 | 0 | 0 | 0 | 0
PV | 0 | 0 | 0 | 0 | 0 | 0
PeakG | 0.55 | 1.82 | 3.83 | 2.08 | 1.96 | 0.35
PeakO | 0 | 0 | 0 | 0 | 0 | 0
ST | 0 | 0 | 0 | 0 | 0 | 0
STOG | 0.26 | 0.85 | 0 | 0 | 0 | 0
STWD | 0 | 0 | 0 | 0 | 0 | 0
WT | 0 | 0 | 0 | 0 | 0 | 0
IGCC | 0 | 0 | 0 | 0 | 0 | 0
DemandResponse | 0 | 0 | 0 | 0 | 0 | 0
IGCC-CCS | 0 | 0 | 0 | 0 | 0 | 0
WT_off | 0 | 0 | 0 | 0 | 0 | 0
PseudoUnit | 0 | 0 | 0 | 0 | 0 | 0
FixedInterchange | 0 | 0 | 0 | 0 | 0 | 0
CO2 Emissions (MMshortTons): SOCO
ReportingType | 2015 | 2020 | 2025 | 2030 | 2035 | 2040
BM | 0 | 0 | 0 | 0 | 0 | 0
CC | 63.67 | 67.16 | 65.7 | 39.78 | 13.15 | 3.28
CSP | 0 | 0 | 0 | 0 | 0 | 0
CT | 0 | 0 | 0 | 0 | 0 | 0
Coal | 35.71 | 9.31 | 0.67 | 0.67 | 0.67 | 0.67
Geo | 0 | 0 | 0 | 0 | 0 | 0
H | 0 | 0 | 0 | 0 | 0 | 0
LFG | 0 | 0 | 0 | 0 | 0 | 0
Nuc | 0 | 0 | 0 | 0 | 0 | 0
PS | 0 | 0 | 0 | 0 | 0 | 0
PV | 0 | 0 | 0 | 0 | 0 | 0
PeakG | 0.36 | 1.82 | 2.27 | 0 | 0 | 0
PeakO | 0 | 0 | 0 | 0 | 0 | 0
ST | 0 | 0 | 0 | 0 | 0 | 0
STOG | 0 | 0 | 0 | 0 | 0 | 0
STWD | 0 | 0 | 0 | 0 | 0 | 0
WT | 0 | 0 | 0 | 0 | 0 | 0
IGCC | 0 | 0 | 0 | 0 | 0 | 0
DemandResponse | 0 | 0 | 0 | 0 | 0 | 0
IGCC-CCS | 0 | 0 | 0 | 0 | 0 | 0
WT_off | 0 | 0 | 0 | 0 | 0 | 0
PseudoUnit | 0 | 0 | 0 | 0 | 0 | 0
FixedInterchange | 0 | 0 | 0 | 0 | 0 | 0
CO2 Emissions (MMshortTons): SPP_N
ReportingType | 2015 | 2020 | 2025 | 2030 | 2035 | 2040
BM | 0 | 0 | 0 | 0 | 0 | 0
CC | 1.25 | 0.63 | 0.63 | 0.4 | 0.32 | 0.11
CSP | 0 | 0 | 0 | 0 | 0 | 0
CT | 0 | 0 | 0 | 0 | 0 | 0
Coal | 65.88 | 10.86 | 0.31 | 0.01 | 0 | 0
Geo | 0 | 0 | 0 | 0 | 0 | 0
H | 0 | 0 | 0 | 0 | 0 | 0
LFG | 0 | 0 | 0 | 0 | 0 | 0
Nuc | 0 | 0 | 0 | 0 | 0 | 0
PS | 0 | 0 | 0 | 0 | 0 | 0
PV | 0 | 0 | 0 | 0 | 0 | 0
PeakG | 0.04 | 0 | 0.05 | 0 | 0 | 0
PeakO | 0 | 0 | 0 | 0 | 0 | 0
ST | 0 | 0 | 0 | 0 | 0 | 0
STOG | 0.11 | 0 | 0 | 0 | 0 | 0
STWD | 0 | 0 | 0 | 0 | 0 | 0
WT | 0 | 0 | 0 | 0 | 0 | 0
IGCC | 0 | 0 | 0 | 0 | 0 | 0
DemandResponse | 0 | 0 | 0 | 0 | 0 | 0
IGCC-CCS | 0 | 0 | 0 | 0 | 0 | 0
WT_off | 0 | 0 | 0 | 0 | 0 | 0
PseudoUnit | 0 | 0 | 0 | 0 | 0 | 0
FixedInterchange | 0 | 0 | 0 | 0 | 0 | 0
CO2 Emissions (MMshortTons): SPP_S
ReportingType | 2015 | 2020 | 2025 | 2030 | 2035 | 2040
BM | 0 | 0 | 0 | 0 | 0 | 0
CC | 15.83 | 4.82 | 5.9 | 4.1 | 3.1 | 2.45
CSP | 0 | 0 | 0 | 0 | 0 | 0
CT | 0 | 0 | 0.04 | 0.08 | 0.02 | 0
Coal | 96.23 | 6.92 | 0.65 | 0 | 0 | 0
Geo | 0 | 0 | 0 | 0 | 0 | 0
H | 0 | 0 | 0 | 0 | 0 | 0
LFG | 0 | 0 | 0 | 0 | 0 | 0
Nuc | 0 | 0 | 0 | 0 | 0 | 0
PS | 0 | 0 | 0 | 0 | 0 | 0
PV | 0 | 0 | 0 | 0 | 0 | 0
PeakG | 0 | 0 | 0.16 | 0.25 | 0.14 | 0.14
PeakO | 0 | 0 | 0 | 0 | 0 | 0
ST | 0 | 0 | 0 | 0 | 0 | 0
STOG | 0.96 | 0.76 | 0.86 | 0.07 | 0 | 0
STWD | 0 | 0 | 0 | 0 | 0 | 0
WT | 0 | 0 | 0 | 0 | 0 | 0
IGCC | 0 | 0 | 0 | 0 | 0 | 0
DemandResponse | 0 | 0 | 0 | 0 | 0 | 0
IGCC-CCS | 0 | 0 | 0 | 0 | 0 | 0
WT_off | 0 | 0 | 0 | 0 | 0 | 0
PseudoUnit | 0 | 0 | 0 | 0 | 0 | 0
FixedInterchange | 0 | 0 | 0 | 0 | 0 | 0
CO2 Emissions (MMshortTons): TVA
ReportingType | 2015 | 2020 | 2025 | 2030 | 2035 | 2040
BM | 0 | 0 | 0 | 0 | 0 | 0
CC | 17.89 | 25.34 | 24.44 | 16.21 | 6.55 | 1.73
CSP | 0 | 0 | 0 | 0 | 0 | 0
CT | 0 | 0 | 0 | 0 | 0 | 0
Coal | 47.74 | 19.46 | 0 | 0 | 0 | 0
Geo | 0 | 0 | 0 | 0 | 0 | 0
H | 0 | 0 | 0 | 0 | 0 | 0
LFG | 0 | 0 | 0 | 0 | 0 | 0
Nuc | 0 | 0 | 0 | 0 | 0 | 0
PS | 0 | 0 | 0 | 0 | 0 | 0
PV | 0 | 0 | 0 | 0 | 0 | 0
PeakG | 0 | 0.04 | 0.11 | 0.02 | 0 | 0
PeakO | 0 | 0 | 0 | 0 | 0 | 0
ST | 0 | 0 | 0 | 0 | 0 | 0
STOG | 0 | 0 | 0 | 0 | 0 | 0
STWD | 0 | 0 | 0 | 0 | 0 | 0
WT | 0 | 0 | 0 | 0 | 0 | 0
IGCC | 0 | 0 | 0 | 0 | 0 | 0
DemandResponse | 0 | 0 | 0 | 0 | 0 | 0
IGCC-CCS | 0 | 0 | 0 | 0 | 0 | 0
WT_off | 0 | 0 | 0 | 0 | 0 | 0
PseudoUnit | 0 | 0 | 0 | 0 | 0 | 0
FixedInterchange | 0 | 0 | 0 | 0 | 0 | 0
CO2 Emissions (MMshortTons): TVA_Transmission
ReportingType | 2015 | 2020 | 2025 | 2030 | 2035 | 2040
BM | 0 | 0 | 0 | 0 | 0 | 0
CC | 0 | 0 | 0 | 0 | 0 | 0
CSP | 0 | 0 | 0 | 0 | 0 | 0
CT | 0 | 0 | 0 | 0 | 0 | 0
Coal | 0 | 0 | 0 | 0 | 0 | 0
Geo | 0 | 0 | 0 | 0 | 0 | 0
H | 0 | 0 | 0 | 0 | 0 | 0
LFG | 0 | 0 | 0 | 0 | 0 | 0
Nuc | 0 | 0 | 0 | 0 | 0 | 0
PS | 0 | 0 | 0 | 0 | 0 | 0
PV | 0 | 0 | 0 | 0 | 0 | 0
PeakG | 0 | 0 | 0 | 0 | 0 | 0
PeakO | 0 | 0 | 0 | 0 | 0 | 0
ST | 0 | 0 | 0 | 0 | 0 | 0
STOG | 0 | 0 | 0 | 0 | 0 | 0
STWD | 0 | 0 | 0 | 0 | 0 | 0
WT | 0 | 0 | 0 | 0 | 0 | 0
IGCC | 0 | 0 | 0 | 0 | 0 | 0
DemandResponse | 0 | 0 | 0 | 0 | 0 | 0
IGCC-CCS | 0 | 0 | 0 | 0 | 0 | 0
WT_off | 0 | 0 | 0 | 0 | 0 | 0
PseudoUnit | 0 | 0 | 0 | 0 | 0 | 0
FixedInterchange | 0 | 0 | 0 | 0 | 0 | 0
CO2 Emissions (MMshortTons): VACAR
ReportingType | 2015 | 2020 | 2025 | 2030 | 2035 | 2040
BM | 0 | 0 | 0 | 0 | 0 | 0
CC | 33.11 | 34.83 | 34.47 | 21.58 | 9.88 | 1.14
CSP | 0 | 0 | 0 | 0 | 0 | 0
CT | 0.05 | 0.18 | 0.31 | 0.01 | 0 | 0
Coal | 37.88 | 11.02 | 1.95 | 0.42 | 0.4 | 0.42
Geo | 0 | 0 | 0 | 0 | 0 | 0
H | 0 | 0 | 0 | 0 | 0 | 0
LFG | 0 | 0 | 0 | 0 | 0 | 0
Nuc | 0 | 0 | 0 | 0 | 0 | 0
PS | 0 | 0 | 0 | 0 | 0 | 0
PV | 0 | 0 | 0 | 0 | 0 | 0
PeakG | 0.09 | 0.91 | 1.08 | 0 | 0 | 0
PeakO | 0 | 0 | 0 | 0 | 0 | 0
ST | 0 | 0 | 0 | 0 | 0 | 0
STOG | 0 | 0 | 0 | 0 | 0 | 0
STWD | 0 | 0 | 0 | 0 | 0 | 0
WT | 0 | 0 | 0 | 0 | 0 | 0
IGCC | 0 | 0 | 0 | 0 | 0 | 0
DemandResponse | 0 | 0 | 0 | 0 | 0 | 0
IGCC-CCS | 0 | 0 | 0 | 0 | 0 | 0
WT_off | 0 | 0 | 0 | 0 | 0 | 0
PseudoUnit | 0 | 0 | 0 | 0 | 0 | 0
FixedInterchange | 0 | 0 | 0 | 0 | 0 | 0
CO2 Emissions (MMshortTons): IESO
ReportingType | 2015 | 2020 | 2025 | 2030 | 2035 | 2040
BM | 0 | 0 | 0 | 0 | 0 | 0
CC | 3.44 | 3.44 | 0.42 | 0.02 | 0.01 | 0.03
CSP | 0 | 0 | 0 | 0 | 0 | 0
CT | 0.02 | 0.01 | 0.01 | 0 | 0 | 0
Coal | 0 | 0 | 0 | 0 | 0 | 0
Geo | 0 | 0 | 0 | 0 | 0 | 0
H | 0 | 0 | 0 | 0 | 0 | 0
LFG | 0 | 0 | 0 | 0 | 0 | 0
Nuc | 0 | 0 | 0 | 0 | 0 | 0
PS | 0 | 0 | 0 | 0 | 0 | 0
PV | 0 | 0 | 0 | 0 | 0 | 0
PeakG | 0 | 0 | 0 | 0 | 0 | 0
PeakO | 0 | 0 | 0 | 0 | 0 | 0
ST | 0 | 0 | 0 | 0 | 0 | 0
STOG | 0 | 0 | 0 | 0 | 0 | 0
STWD | 0 | 0 | 0 | 0 | 0 | 0
WT | 0 | 0 | 0 | 0 | 0 | 0
IGCC | 0 | 0 | 0 | 0 | 0 | 0
DemandResponse | 0 | 0 | 0 | 0 | 0 | 0
IGCC-CCS | 0 | 0 | 0 | 0 | 0 | 0
WT_off | 0 | 0 | 0 | 0 | 0 | 0
PseudoUnit | 0 | 0 | 0 | 0 | 0 | 0
FixedInterchange | 0 | 0 | 0 | 0 | 0 | 0
CO2 Emissions (MMshortTons): MAPP_CA
ReportingType | 2015 | 2020 | 2025 | 2030 | 2035 | 2040
BM | 0 | 0 | 0 | 0 | 0 | 0
CC | 3.77 | 3.77 | 1.27 | 0 | 0 | 0
CSP | 0 | 0 | 0 | 0 | 0 | 0
CT | 0 | 0 | 0 | 0 | 0 | 0
Coal | 0.29 | 0 | 0 | 0 | 0 | 0
Geo | 0 | 0 | 0 | 0 | 0 | 0
H | 0 | 0 | 0 | 0 | 0 | 0
LFG | 0 | 0 | 0 | 0 | 0 | 0
Nuc | 0 | 0 | 0 | 0 | 0 | 0
PS | 0 | 0 | 0 | 0 | 0 | 0
PV | 0 | 0 | 0 | 0 | 0 | 0
PeakG | 0.04 | 0.06 | 0 | 0 | 0 | 0
PeakO | 0 | 0 | 0 | 0 | 0 | 0
ST | 0 | 0 | 0 | 0 | 0 | 0
STOG | 0.01 | 0 | 0 | 0 | 0 | 0
STWD | 0 | 0 | 0 | 0 | 0 | 0
WT | 0 | 0 | 0 | 0 | 0 | 0
IGCC | 0 | 0 | 0 | 0 | 0 | 0
DemandResponse | 0 | 0 | 0 | 0 | 0 | 0
IGCC-CCS | 0 | 0 | 0 | 0 | 0 | 0
WT_off | 0 | 0 | 0 | 0 | 0 | 0
PseudoUnit | 0 | 0 | 0 | 0 | 0 | 0
FixedInterchange | 0 | 0 | 0 | 0 | 0 | 0
CO2 Emissions (MMshortTons): AZ_NM_SNV_Coal
ReportingType | 2015 | 2020 | 2025 | 2030 | 2035 | 2040
BM | 0 | 0 | 0 | 0 | 0 | 0
CC | 0 | 0 | 0 | 0 | 0 | 0
CSP | 0 | 0 | 0 | 0 | 0 | 0
CT | 0 | 0 | 0 | 0 | 0 | 0
Coal | 59.14 | 39.6 | 0 | 0 | 0 | 0
Geo | 0 | 0 | 0 | 0 | 0 | 0
H | 0 | 0 | 0 | 0 | 0 | 0
LFG | 0 | 0 | 0 | 0 | 0 | 0
Nuc | 0 | 0 | 0 | 0 | 0 | 0
PS | 0 | 0 | 0 | 0 | 0 | 0
PV | 0 | 0 | 0 | 0 | 0 | 0
PeakG | 0 | 0 | 0 | 0 | 0 | 0
PeakO | 0 | 0 | 0 | 0 | 0 | 0
ST | 0 | 0 | 0 | 0 | 0 | 0
STOG | 0 | 0 | 0 | 0 | 0 | 0
STWD | 0 | 0 | 0 | 0 | 0 | 0
WT | 0 | 0 | 0 | 0 | 0 | 0
IGCC | 0 | 0 | 0 | 0 | 0 | 0
DemandResponse | 0 | 0 | 0 | 0 | 0 | 0
IGCC-CCS | 0 | 0 | 0 | 0 | 0 | 0
WT_off | 0 | 0 | 0 | 0 | 0 | 0
PseudoUnit | 0 | 0 | 0 | 0 | 0 | 0
FixedInterchange | 0 | 0 | 0 | 0 | 0 | 0
CO2 Emissions (MMshortTons): AZ_NM_SNV_Gas
ReportingType | 2015 | 2020 | 2025 | 2030 | 2035 | 2040
BM | 0 | 0 | 0 | 0 | 0 | 0
CC | 20.42 | 26.87 | 32.07 | 11.67 | 4.27 | 2.76
CSP | 0 | 0 | 0 | 0 | 0 | 0
CT | 0 | 0.05 | 0.09 | 0.05 | 0 | 0
Coal | 0 | 0 | 0 | 0 | 0 | 0
Geo | 0 | 0 | 0 | 0 | 0 | 0
H | 0 | 0 | 0 | 0 | 0 | 0
LFG | 0 | 0 | 0 | 0 | 0 | 0
Nuc | 0 | 0 | 0 | 0 | 0 | 0
PS | 0 | 0 | 0 | 0 | 0 | 0
PV | 0 | 0 | 0 | 0 | 0 | 0
PeakG | 0 | 0.01 | 0 | 0 | 0 | 0
PeakO | 0 | 0 | 0 | 0 | 0 | 0
ST | 0 | 0 | 0 | 0 | 0 | 0
STOG | 0 | 0 | 0 | 0 | 0 | 0
STWD | 0 | 0 | 0 | 0 | 0 | 0
WT | 0 | 0 | 0 | 0 | 0 | 0
IGCC | 0 | 0 | 0 | 0 | 0 | 0
DemandResponse | 0 | 0 | 0 | 0 | 0 | 0
IGCC-CCS | 0 | 0 | 0 | 0 | 0 | 0
WT_off | 0 | 0 | 0 | 0 | 0 | 0
PseudoUnit | 0 | 0 | 0 | 0 | 0 | 0
FixedInterchange | 0 | 0 | 0 | 0 | 0 | 0
CO2 Emissions (MMshortTons): AZ_NM_SNV_NucRenew
ReportingType | 2015 | 2020 | 2025 | 2030 | 2035 | 2040
BM | 0 | 0 | 0 | 0 | 0 | 0
CC | 0 | 0 | 0 | 0 | 0 | 0
CSP | 0 | 0 | 0 | 0 | 0 | 0
CT | 0 | 0 | 0 | 0 | 0 | 0
Coal | 0 | 0 | 0 | 0 | 0 | 0
Geo | 0 | 0 | 0 | 0 | 0 | 0
H | 0 | 0 | 0 | 0 | 0 | 0
LFG | 0 | 0 | 0 | 0 | 0 | 0
Nuc | 0 | 0 | 0 | 0 | 0 | 0
PS | 0 | 0 | 0 | 0 | 0 | 0
PV | 0 | 0 | 0 | 0 | 0 | 0
PeakG | 0 | 0 | 0 | 0 | 0 | 0
PeakO | 0 | 0 | 0 | 0 | 0 | 0
ST | 0 | 0 | 0 | 0 | 0 | 0
STOG | 0 | 0 | 0 | 0 | 0 | 0
STWD | 0 | 0 | 0 | 0 | 0 | 0
WT | 0 | 0 | 0 | 0 | 0 | 0
IGCC | 0 | 0 | 0 | 0 | 0 | 0
DemandResponse | 0 | 0 | 0 | 0 | 0 | 0
IGCC-CCS | 0 | 0 | 0 | 0 | 0 | 0
WT_off | 0 | 0 | 0 | 0 | 0 | 0
PseudoUnit | 0 | 0 | 0 | 0 | 0 | 0
FixedInterchange | 0 | 0 | 0 | 0 | 0 | 0
CO2 Emissions (MMshortTons): ERCOT
ReportingType | 2015 | 2020 | 2025 | 2030 | 2035 | 2040
BM | 0 | 0 | 0 | 0 | 0 | 0
CC | 79.51 | 75.19 | 51.64 | 47.51 | 32.71 | 17.12
CSP | 0 | 0 | 0 | 0 | 0 | 0
CT | 0 | 0.01 | 0.03 | 0.03 | 0 | 0
Coal | 52.73 | 28.74 | 1.11 | 0.91 | 1 | 0.91
Geo | 0 | 0 | 0 | 0 | 0 | 0
H | 0 | 0 | 0 | 0 | 0 | 0
LFG | 0 | 0 | 0 | 0 | 0 | 0
Nuc | 0 | 0 | 0 | 0 | 0 | 0
PS | 0 | 0 | 0 | 0 | 0 | 0
PV | 0 | 0 | 0 | 0 | 0 | 0
PeakG | 0 | 0.06 | 0.35 | 0.34 | 0 | 0
PeakO | 0 | 0 | 0 | 0 | 0 | 0
ST | 0 | 0 | 0 | 0 | 0 | 0
STOG | 2.43 | 2.68 | 0 | 0 | 0 | 0
STWD | 0 | 0 | 0 | 0 | 0 | 0
WT | 0 | 0 | 0 | 0 | 0 | 0
IGCC | 0 | 0 | 0 | 0 | 0 | 0
DemandResponse | 0 | 0 | 0 | 0 | 0 | 0
IGCC-CCS | 0 | 0 | 0 | 0 | 0 | 0
WT_off | 0 | 0 | 0 | 0 | 0 | 0
PseudoUnit | 0 | 0 | 0 | 0 | 0 | 0
FixedInterchange | 0 | 0 | 0 | 0 | 0 | 0
CO2 Emissions (MMshortTons): NP15
ReportingType | 2015 | 2020 | 2025 | 2030 | 2035 | 2040
BM | 0 | 0 | 0 | 0 | 0 | 0
CC | 21.17 | 20.19 | 20.76 | 12.75 | 1.17 | 0
CSP | 0 | 0 | 0 | 0 | 0 | 0
CT | 0 | 0 | 0 | 0 | 0 | 0
Coal | 1.73 | 0 | 0 | 0 | 0 | 0
Geo | 0 | 0 | 0 | 0 | 0 | 0
H | 0 | 0 | 0 | 0 | 0 | 0
LFG | 0 | 0 | 0 | 0 | 0 | 0
Nuc | 0 | 0 | 0 | 0 | 0 | 0
PS | 0 | 0 | 0 | 0 | 0 | 0
PV | 0 | 0 | 0 | 0 | 0 | 0
PeakG | 0 | 0 | 0.01 | 0 | 0 | 0.01
PeakO | 0 | 0 | 0 | 0 | 0 | 0
ST | 0 | 0 | 0 | 0 | 0 | 0
STOG | 0.02 | 0 | 0 | 0 | 0 | 0
STWD | 0 | 0 | 0 | 0 | 0 | 0
WT | 0 | 0 | 0 | 0 | 0 | 0
IGCC | 0 | 0 | 0 | 0 | 0 | 0
DemandResponse | 0 | 0 | 0 | 0 | 0 | 0
IGCC-CCS | 0 | 0 | 0 | 0 | 0 | 0
WT_off | 0 | 0 | 0 | 0 | 0 | 0
PseudoUnit | 0 | 0 | 0 | 0 | 0 | 0
FixedInterchange | 0 | 0 | 0 | 0 | 0 | 0
CO2 Emissions (MMshortTons): NWPP_Coal
ReportingType | 2015 | 2020 | 2025 | 2030 | 2035 | 2040
BM | 0 | 0 | 0 | 0 | 0 | 0
CC | 0 | 0 | 0 | 0 | 0 | 0
CSP | 0 | 0 | 0 | 0 | 0 | 0
CT | 0 | 0 | 0 | 0 | 0 | 0
Coal | 57.24 | 44.38 | 0.17 | 0.17 | 0.17 | 0.08
Geo | 0 | 0 | 0 | 0 | 0 | 0
H | 0 | 0 | 0 | 0 | 0 | 0
LFG | 0 | 0 | 0 | 0 | 0 | 0
Nuc | 0 | 0 | 0 | 0 | 0 | 0
PS | 0 | 0 | 0 | 0 | 0 | 0
PV | 0 | 0 | 0 | 0 | 0 | 0
PeakG | 0 | 0 | 0 | 0 | 0 | 0
PeakO | 0 | 0 | 0 | 0 | 0 | 0
ST | 0 | 0 | 0 | 0 | 0 | 0
STOG | 0 | 0 | 0 | 0 | 0 | 0
STWD | 0 | 0 | 0 | 0 | 0 | 0
WT | 0 | 0 | 0 | 0 | 0 | 0
IGCC | 0 | 0 | 0 | 0 | 0 | 0
DemandResponse | 0 | 0 | 0 | 0 | 0 | 0
IGCC-CCS | 0 | 0 | 0 | 0 | 0 | 0
WT_off | 0 | 0 | 0 | 0 | 0 | 0
PseudoUnit | 0 | 0 | 0 | 0 | 0 | 0
FixedInterchange | 0 | 0 | 0 | 0 | 0 | 0
CO2 Emissions (MMshortTons): NWPP_Gas
ReportingType | 2015 | 2020 | 2025 | 2030 | 2035 | 2040
BM | 0 | 0 | 0 | 0 | 0 | 0
CC | 21.09 | 22.27 | 22.27 | 2 | 0.9 | 0.53
CSP | 0 | 0 | 0 | 0 | 0 | 0
CT | 0 | 0 | 0 | 0 | 0 | 0
Coal | 0 | 0 | 0 | 0 | 0 | 0
Geo | 0 | 0 | 0 | 0 | 0 | 0
H | 0 | 0 | 0 | 0 | 0 | 0
LFG | 0 | 0 | 0 | 0 | 0 | 0
Nuc | 0 | 0 | 0 | 0 | 0 | 0
PS | 0 | 0 | 0 | 0 | 0 | 0
PV | 0 | 0 | 0 | 0 | 0 | 0
PeakG | 0 | 0 | 0 | 0 | 0 | 0
PeakO | 0 | 0 | 0 | 0 | 0 | 0
ST | 0 | 0 | 0 | 0 | 0 | 0
STOG | 0 | 0 | 0 | 0 | 0 | 0
STWD | 0 | 0 | 0 | 0 | 0 | 0
WT | 0 | 0 | 0 | 0 | 0 | 0
IGCC | 0 | 0 | 0 | 0 | 0 | 0
DemandResponse | 0 | 0 | 0 | 0 | 0 | 0
IGCC-CCS | 0 | 0 | 0 | 0 | 0 | 0
WT_off | 0 | 0 | 0 | 0 | 0 | 0
PseudoUnit | 0 | 0 | 0 | 0 | 0 | 0
FixedInterchange | 0 | 0 | 0 | 0 | 0 | 0
CO2 Emissions (MMshortTons): NWPP_NucRenew
ReportingType | 2015 | 2020 | 2025 | 2030 | 2035 | 2040
BM | 0 | 0 | 0 | 0 | 0 | 0
CC | 0 | 0 | 0 | 0 | 0 | 0
CSP | 0 | 0 | 0 | 0 | 0 | 0
CT | 0 | 0 | 0 | 0 | 0 | 0
Coal | 0 | 0 | 0 | 0 | 0 | 0
Geo | 0 | 0 | 0 | 0 | 0 | 0
H | 0 | 0 | 0 | 0 | 0 | 0
LFG | 0 | 0 | 0 | 0 | 0 | 0
Nuc | 0 | 0 | 0 | 0 | 0 | 0
PS | 0 | 0 | 0 | 0 | 0 | 0
PV | 0 | 0 | 0 | 0 | 0 | 0
PeakG | 0 | 0 | 0 | 0 | 0 | 0
PeakO | 0 | 0 | 0 | 0 | 0 | 0
ST | 0 | 0 | 0 | 0 | 0 | 0
STOG | 0 | 0 | 0 | 0 | 0 | 0
STWD | 0 | 0 | 0 | 0 | 0 | 0
WT | 0 | 0 | 0 | 0 | 0 | 0
IGCC | 0 | 0 | 0 | 0 | 0 | 0
DemandResponse | 0 | 0 | 0 | 0 | 0 | 0
IGCC-CCS | 0 | 0 | 0 | 0 | 0 | 0
WT_off | 0 | 0 | 0 | 0 | 0 | 0
PseudoUnit | 0 | 0 | 0 | 0 | 0 | 0
FixedInterchange | 0 | 0 | 0 | 0 | 0 | 0
CO2 Emissions (MMshortTons): RMPA
ReportingType | 2015 | 2020 | 2025 | 2030 | 2035 | 2040
BM | 0 | 0 | 0 | 0 | 0 | 0
CC | 1.89 | 1.14 | 3.28 | 2.96 | 1.95 | 0.64
CSP | 0 | 0 | 0 | 0 | 0 | 0
CT | 0 | 0 | 0 | 0 | 0 | 0
Coal | 50.59 | 35.8 | 2.69 | 0.59 | 0.51 | 0.25
Geo | 0 | 0 | 0 | 0 | 0 | 0
H | 0 | 0 | 0 | 0 | 0 | 0
LFG | 0 | 0 | 0 | 0 | 0 | 0
Nuc | 0 | 0 | 0 | 0 | 0 | 0
PS | 0 | 0 | 0 | 0 | 0 | 0
PV | 0 | 0 | 0 | 0 | 0 | 0
PeakG | 0 | 0.01 | 0.2 | 0.16 | 0.12 | 0.12
PeakO | 0 | 0 | 0 | 0 | 0 | 0
ST | 0 | 0 | 0 | 0 | 0 | 0
STOG | 0 | 0 | 0 | 0 | 0 | 0
STWD | 0 | 0 | 0 | 0 | 0 | 0
WT | 0 | 0 | 0 | 0 | 0 | 0
IGCC | 0 | 0 | 0 | 0 | 0 | 0
DemandResponse | 0 | 0 | 0 | 0 | 0 | 0
IGCC-CCS | 0 | 0 | 0 | 0 | 0 | 0
WT_off | 0 | 0 | 0 | 0 | 0 | 0
PseudoUnit | 0 | 0 | 0 | 0 | 0 | 0
FixedInterchange | 0 | 0 | 0 | 0 | 0 | 0
CO2 Emissions (MMshortTons): SP15
ReportingType | 2015 | 2020 | 2025 | 2030 | 2035 | 2040
BM | 0 | 0 | 0 | 0 | 0 | 0
CC | 26.64 | 28.67 | 27.54 | 21.91 | 8.8 | 7.57
CSP | 0 | 0 | 0 | 0 | 0 | 0
CT | 0 | 0 | 0 | 0 | 0 | 0
Coal | 1.64 | 0.9 | 0 | 0 | 0 | 0
Geo | 0 | 0 | 0 | 0 | 0 | 0
H | 0 | 0 | 0 | 0 | 0 | 0
LFG | 0 | 0 | 0 | 0 | 0 | 0
Nuc | 0 | 0 | 0 | 0 | 0 | 0
PS | 0 | 0 | 0 | 0 | 0 | 0
PV | 0 | 0 | 0 | 0 | 0 | 0
PeakG | 0 | 0.02 | 0.26 | 0.15 | 0.04 | 0.08
PeakO | 0 | 0 | 0 | 0 | 0 | 0
ST | 0 | 0 | 0 | 0 | 0 | 0
STOG | 0.18 | 0.29 | 0 | 0 | 0 | 0
STWD | 0 | 0 | 0 | 0 | 0 | 0
WT | 0 | 0 | 0 | 0 | 0 | 0
IGCC | 0 | 0 | 0 | 0 | 0 | 0
DemandResponse | 0 | 0 | 0 | 0 | 0 | 0
IGCC-CCS | 0 | 0 | 0 | 0 | 0 | 0
WT_off | 0 | 0 | 0 | 0 | 0 | 0
PseudoUnit | 0 | 0 | 0 | 0 | 0 | 0
FixedInterchange | 0 | 0 | 0 | 0 | 0 | 0
CO2 Emissions (MMshortTons): ALB
ReportingType | 2015 | 2020 | 2025 | 2030 | 2035 | 2040
BM | 0 | 0 | 0 | 0 | 0 | 0
CC | 7.62 | 7.71 | 7.68 | 0.2 | 0 | 0
CSP | 0 | 0 | 0 | 0 | 0 | 0
CT | 0 | 0 | 0 | 0 | 0 | 0
Coal | 50 | 50 | 49.09 | 0 | 0 | 0
Geo | 0 | 0 | 0 | 0 | 0 | 0
H | 0 | 0 | 0 | 0 | 0 | 0
LFG | 0 | 0 | 0 | 0 | 0 | 0
Nuc | 0 | 0 | 0 | 0 | 0 | 0
PS | 0 | 0 | 0 | 0 | 0 | 0
PV | 0 | 0 | 0 | 0 | 0 | 0
PeakG | 0 | 0 | 0 | 0 | 0 | 0
PeakO | 0 | 0 | 0 | 0 | 0 | 0
ST | 0 | 0 | 0 | 0 | 0 | 0
STOG | 0 | 0 | 0 | 0 | 0 | 0
STWD | 0 | 0 | 0 | 0 | 0 | 0
WT | 0 | 0 | 0 | 0 | 0 | 0
IGCC | 0 | 0 | 0 | 0 | 0 | 0
DemandResponse | 0 | 0 | 0 | 0 | 0 | 0
IGCC-CCS | 0 | 0 | 0 | 0 | 0 | 0
WT_off | 0 | 0 | 0 | 0 | 0 | 0
PseudoUnit | 0 | 0 | 0 | 0 | 0 | 0
FixedInterchange | 0 | 0 | 0 | 0 | 0 | 0
CO2 Emissions (MMshortTons): BC
ReportingType | 2015 | 2020 | 2025 | 2030 | 2035 | 2040
BM | 0 | 0 | 0 | 0 | 0 | 0
CC | 2.74 | 2.74 | 2.74 | 2.08 | 0 | 0
CSP | 0 | 0 | 0 | 0 | 0 | 0
CT | 0 | 0 | 0 | 0 | 0 | 0
Coal | 0 | 0 | 0 | 0 | 0 | 0
Geo | 0 | 0 | 0 | 0 | 0 | 0
H | 0 | 0 | 0 | 0 | 0 | 0
LFG | 0 | 0 | 0 | 0 | 0 | 0
Nuc | 0 | 0 | 0 | 0 | 0 | 0
PS | 0 | 0 | 0 | 0 | 0 | 0
PV | 0 | 0 | 0 | 0 | 0 | 0
PeakG | 0 | 0 | 0 | 0 | 0 | 0
PeakO | 0 | 0 | 0 | 0 | 0 | 0
ST | 0 | 0 | 0 | 0 | 0 | 0
STOG | 0 | 0 | 0 | 0 | 0 | 0
STWD | 0 | 0 | 0 | 0 | 0 | 0
WT | 0 | 0 | 0 | 0 | 0 | 0
IGCC | 0 | 0 | 0 | 0 | 0 | 0
DemandResponse | 0 | 0 | 0 | 0 | 0 | 0
IGCC-CCS | 0 | 0 | 0 | 0 | 0 | 0
WT_off | 0 | 0 | 0 | 0 | 0 | 0
PseudoUnit | 0 | 0 | 0 | 0 | 0 | 0
FixedInterchange | 0 | 0 | 0 | 0 | 0 | 0
CO2 Emissions (MMshortTons): HQ_IESO
ReportingType | 2015 | 2020 | 2025 | 2030 | 2035 | 2040
BM | 0 | 0 | 0 | 0 | 0 | 0
CC | 0 | 0 | 0 | 0 | 0 | 0
CSP | 0 | 0 | 0 | 0 | 0 | 0
CT | 0 | 0 | 0 | 0 | 0 | 0
Coal | 0 | 0 | 0 | 0 | 0 | 0
Geo | 0 | 0 | 0 | 0 | 0 | 0
H | 0 | 0 | 0 | 0 | 0 | 0
LFG | 0 | 0 | 0 | 0 | 0 | 0
Nuc | 0 | 0 | 0 | 0 | 0 | 0
PS | 0 | 0 | 0 | 0 | 0 | 0
PV | 0 | 0 | 0 | 0 | 0 | 0
PeakG | 0 | 0 | 0 | 0 | 0 | 0
PeakO | 0 | 0 | 0 | 0 | 0 | 0
ST | 0 | 0 | 0 | 0 | 0 | 0
STOG | 0 | 0 | 0 | 0 | 0 | 0
STWD | 0 | 0 | 0 | 0 | 0 | 0
WT | 0 | 0 | 0 | 0 | 0 | 0
IGCC | 0 | 0 | 0 | 0 | 0 | 0
DemandResponse | 0 | 0 | 0 | 0 | 0 | 0
IGCC-CCS | 0 | 0 | 0 | 0 | 0 | 0
WT_off | 0 | 0 | 0 | 0 | 0 | 0
PseudoUnit | 0 | 0 | 0 | 0 | 0 | 0
FixedInterchange | 0 | 0 | 0 | 0 | 0 | 0
CO2 Emissions (MMshortTons): HQ_NEISO
ReportingType | 2015 | 2020 | 2025 | 2030 | 2035 | 2040
BM | 0 | 0 | 0 | 0 | 0 | 0
CC | 0 | 0 | 0 | 0 | 0 | 0
CSP | 0 | 0 | 0 | 0 | 0 | 0
CT | 0 | 0 | 0 | 0 | 0 | 0
Coal | 0 | 0 | 0 | 0 | 0 | 0
Geo | 0 | 0 | 0 | 0 | 0 | 0
H | 0 | 0 | 0 | 0 | 0 | 0
LFG | 0 | 0 | 0 | 0 | 0 | 0
Nuc | 0 | 0 | 0 | 0 | 0 | 0
PS | 0 | 0 | 0 | 0 | 0 | 0
PV | 0 | 0 | 0 | 0 | 0 | 0
PeakG | 0 | 0 | 0 | 0 | 0 | 0
PeakO | 0 | 0 | 0 | 0 | 0 | 0
ST | 0 | 0 | 0 | 0 | 0 | 0
STOG | 0 | 0 | 0 | 0 | 0 | 0
STWD | 0 | 0 | 0 | 0 | 0 | 0
WT | 0 | 0 | 0 | 0 | 0 | 0
IGCC | 0 | 0 | 0 | 0 | 0 | 0
DemandResponse | 0 | 0 | 0 | 0 | 0 | 0
IGCC-CCS | 0 | 0 | 0 | 0 | 0 | 0
WT_off | 0 | 0 | 0 | 0 | 0 | 0
PseudoUnit | 0 | 0 | 0 | 0 | 0 | 0
FixedInterchange | 0 | 0 | 0 | 0 | 0 | 0
CO2 Emissions (MMshortTons): HQ_NY
ReportingType | 2015 | 2020 | 2025 | 2030 | 2035 | 2040
BM | 0 | 0 | 0 | 0 | 0 | 0
CC | 0 | 0 | 0 | 0 | 0 | 0
CSP | 0 | 0 | 0 | 0 | 0 | 0
CT | 0 | 0 | 0 | 0 | 0 | 0
Coal | 0 | 0 | 0 | 0 | 0 | 0
Geo | 0 | 0 | 0 | 0 | 0 | 0
H | 0 | 0 | 0 | 0 | 0 | 0
LFG | 0 | 0 | 0 | 0 | 0 | 0
Nuc | 0 | 0 | 0 | 0 | 0 | 0
PS | 0 | 0 | 0 | 0 | 0 | 0
PV | 0 | 0 | 0 | 0 | 0 | 0
PeakG | 0 | 0 | 0 | 0 | 0 | 0
PeakO | 0 | 0 | 0 | 0 | 0 | 0
ST | 0 | 0 | 0 | 0 | 0 | 0
STOG | 0 | 0 | 0 | 0 | 0 | 0
STWD | 0 | 0 | 0 | 0 | 0 | 0
WT | 0 | 0 | 0 | 0 | 0 | 0
IGCC | 0 | 0 | 0 | 0 | 0 | 0
DemandResponse | 0 | 0 | 0 | 0 | 0 | 0
IGCC-CCS | 0 | 0 | 0 | 0 | 0 | 0
WT_off | 0 | 0 | 0 | 0 | 0 | 0
PseudoUnit | 0 | 0 | 0 | 0 | 0 | 0
FixedInterchange | 0 | 0 | 0 | 0 | 0 | 0
CO2 Emissions (MMshortTons): MARITIMES
ReportingType | 2015 | 2020 | 2025 | 2030 | 2035 | 2040
BM | 0 | 0 | 0 | 0 | 0 | 0
CC | 0 | 0 | 0 | 0 | 0 | 0
CSP | 0 | 0 | 0 | 0 | 0 | 0
CT | 0 | 0 | 0 | 0 | 0 | 0
Coal | 0 | 0 | 0 | 0 | 0 | 0
Geo | 0 | 0 | 0 | 0 | 0 | 0
H | 0 | 0 | 0 | 0 | 0 | 0
LFG | 0 | 0 | 0 | 0 | 0 | 0
Nuc | 0 | 0 | 0 | 0 | 0 | 0
PS | 0 | 0 | 0 | 0 | 0 | 0
PV | 0 | 0 | 0 | 0 | 0 | 0
PeakG | 0 | 0 | 0 | 0 | 0 | 0
PeakO | 0 | 0 | 0 | 0 | 0 | 0
ST | 0 | 0 | 0 | 0 | 0 | 0
STOG | 0 | 0 | 0 | 0 | 0 | 0
STWD | 0 | 0 | 0 | 0 | 0 | 0
WT | 0 | 0 | 0 | 0 | 0 | 0
IGCC | 0 | 0 | 0 | 0 | 0 | 0
DemandResponse | 0 | 0 | 0 | 0 | 0 | 0
IGCC-CCS | 0 | 0 | 0 | 0 | 0 | 0
WT_off | 0 | 0 | 0 | 0 | 0 | 0
PseudoUnit | 0 | 0 | 0 | 0 | 0 | 0
FixedInterchange | 0 | 0 | 0 | 0 | 0 | 0
CO2 Emissions (MMshortTons): All
ReportingType | 2015 | 2020 | 2025 | 2030 | 2035 | 2040
BM | 0 | 0 | 0 | 0 | 0 | 0
CC | 577.66 | 635.9 | 585 | 339.16 | 198.95 | 94.21
CSP | 0 | 0 | 0 | 0 | 0 | 0
CT | 0.38 | 1.38 | 1.62 | 0.32 | 0.02 | 0.01
Coal | 1241.1 | 511.25 | 71.59 | 5.17 | 5 | 4.48
Geo | 0 | 0 | 0 | 0 | 0 | 0
H | 0 | 0 | 0 | 0 | 0 | 0
LFG | 0 | 0 | 0 | 0 | 0 | 0
Nuc | 0 | 0 | 0 | 0 | 0 | 0
PS | 0 | 0 | 0 | 0 | 0 | 0
PV | 0 | 0 | 0 | 0 | 0 | 0
PeakG | 1.86 | 7.44 | 13.31 | 5.28 | 3.69 | 1.82
PeakO | 0 | 0 | 0.1 | 0.01 | 0.01 | 0
ST | 0 | 0 | 0 | 0 | 0 | 0
STOG | 5.26 | 6.68 | 1.45 | 0.2 | 0.07 | 0.02
STWD | 0 | 0 | 0 | 0 | 0 | 0
WT | 0 | 0 | 0 | 0 | 0 | 0
IGCC | 4.15 | 4.15 | 0.94 | 0.04 | 0 | 0
DemandResponse | 0 | 0 | 0 | 0 | 0 | 0
IGCC-CCS | 0 | 0 | 0 | 0 | 0 | 0
WT_off | 0 | 0 | 0 | 0 | 0 | 0
PseudoUnit | 0 | 0 | 0 | 0 | 0 | 0
FixedInterchange | 0 | 0 | 0 | 0 | 0 | 0
CO2 Emissions (MMshortTons): EI_US
ReportingType | 2015 | 2020 | 2025 | 2030 | 2035 | 2040
BM | 0 | 0 | 0 | 0 | 0 | 0
CC | 389.38 | 443.91 | 415.31 | 238.07 | 149.13 | 65.57
CSP | 0 | 0 | 0 | 0 | 0 | 0
CT | 0.36 | 1.31 | 1.49 | 0.24 | 0.02 | 0.01
Coal | 967.74 | 311.85 | 18.53 | 3.49 | 3.31 | 3.24
Geo | 0 | 0 | 0 | 0 | 0 | 0
H | 0 | 0 | 0 | 0 | 0 | 0
LFG | 0 | 0 | 0 | 0 | 0 | 0
Nuc | 0 | 0 | 0 | 0 | 0 | 0
PS | 0 | 0 | 0 | 0 | 0 | 0
PV | 0 | 0 | 0 | 0 | 0 | 0
PeakG | 1.82 | 7.28 | 12.49 | 4.62 | 3.52 | 1.62
PeakO | 0 | 0 | 0.1 | 0.01 | 0.01 | 0
ST | 0 | 0 | 0 | 0 | 0 | 0
STOG | 2.62 | 3.71 | 1.45 | 0.2 | 0.07 | 0.02
STWD | 0 | 0 | 0 | 0 | 0 | 0
WT | 0 | 0 | 0 | 0 | 0 | 0
IGCC | 4.15 | 4.15 | 0.94 | 0.04 | 0 | 0
DemandResponse | 0 | 0 | 0 | 0 | 0 | 0
IGCC-CCS | 0 | 0 | 0 | 0 | 0 | 0
WT_off | 0 | 0 | 0 | 0 | 0 | 0
PseudoUnit | 0 | 0 | 0 | 0 | 0 | 0
FixedInterchange | 0 | 0 | 0 | 0 | 0 | 0
CO2 Emissions (MMshortTons): EI_Canada
ReportingType | 2015 | 2020 | 2025 | 2030 | 2035 | 2040
BM | 0 | 0 | 0 | 0 | 0 | 0
CC | 7.21 | 7.21 | 1.69 | 0.02 | 0.01 | 0.03
CSP | 0 | 0 | 0 | 0 | 0 | 0
CT | 0.02 | 0.01 | 0.01 | 0 | 0 | 0
Coal | 0.29 | 0 | 0 | 0 | 0 | 0
Geo | 0 | 0 | 0 | 0 | 0 | 0
H | 0 | 0 | 0 | 0 | 0 | 0
LFG | 0 | 0 | 0 | 0 | 0 | 0
Nuc | 0 | 0 | 0 | 0 | 0 | 0
PS | 0 | 0 | 0 | 0 | 0 | 0
PV | 0 | 0 | 0 | 0 | 0 | 0
PeakG | 0.04 | 0.06 | 0 | 0 | 0 | 0
PeakO | 0 | 0 | 0 | 0 | 0 | 0
ST | 0 | 0 | 0 | 0 | 0 | 0
STOG | 0.01 | 0 | 0 | 0 | 0 | 0
STWD | 0 | 0 | 0 | 0 | 0 | 0
WT | 0 | 0 | 0 | 0 | 0 | 0
IGCC | 0 | 0 | 0 | 0 | 0 | 0
DemandResponse | 0 | 0 | 0 | 0 | 0 | 0
IGCC-CCS | 0 | 0 | 0 | 0 | 0 | 0
WT_off | 0 | 0 | 0 | 0 | 0 | 0
PseudoUnit | 0 | 0 | 0 | 0 | 0 | 0
FixedInterchange | 0 | 0 | 0 | 0 | 0 | 0
CO2 Emissions (MMshortTons): EI
ReportingType | 2015 | 2020 | 2025 | 2030 | 2035 | 2040
BM | 0 | 0 | 0 | 0 | 0 | 0
CC | 396.59 | 451.11 | 417.01 | 238.09 | 149.14 | 65.6
CSP | 0 | 0 | 0 | 0 | 0 | 0
CT | 0.38 | 1.32 | 1.5 | 0.24 | 0.02 | 0.01
Coal | 968.03 | 311.85 | 18.53 | 3.49 | 3.31 | 3.24
Geo | 0 | 0 | 0 | 0 | 0 | 0
H | 0 | 0 | 0 | 0 | 0 | 0
LFG | 0 | 0 | 0 | 0 | 0 | 0
Nuc | 0 | 0 | 0 | 0 | 0 | 0
PS | 0 | 0 | 0 | 0 | 0 | 0
PV | 0 | 0 | 0 | 0 | 0 | 0
PeakG | 1.86 | 7.34 | 12.49 | 4.62 | 3.52 | 1.62
PeakO | 0 | 0 | 0.1 | 0.01 | 0.01 | 0
ST | 0 | 0 | 0 | 0 | 0 | 0
STOG | 2.63 | 3.71 | 1.45 | 0.2 | 0.07 | 0.02
STWD | 0 | 0 | 0 | 0 | 0 | 0
WT | 0 | 0 | 0 | 0 | 0 | 0
IGCC | 4.15 | 4.15 | 0.94 | 0.04 | 0 | 0
DemandResponse | 0 | 0 | 0 | 0 | 0 | 0
IGCC-CCS | 0 | 0 | 0 | 0 | 0 | 0
WT_off | 0 | 0 | 0 | 0 | 0 | 0
PseudoUnit | 0 | 0 | 0 | 0 | 0 | 0
FixedInterchange | 0 | 0 | 0 | 0 | 0 | 0
CO2 Emissions (MMshortTons): Outside_EI
ReportingType | 2015 | 2020 | 2025 | 2030 | 2035 | 2040
BM | 0 | 0 | 0 | 0 | 0 | 0
CC | 181.07 | 184.79 | 167.99 | 101.07 | 49.81 | 28.62
CSP | 0 | 0 | 0 | 0 | 0 | 0
CT | 0 | 0.06 | 0.12 | 0.08 | 0 | 0
Coal | 273.07 | 199.4 | 53.06 | 1.67 | 1.68 | 1.24
Geo | 0 | 0 | 0 | 0 | 0 | 0
H | 0 | 0 | 0 | 0 | 0 | 0
LFG | 0 | 0 | 0 | 0 | 0 | 0
Nuc | 0 | 0 | 0 | 0 | 0 | 0
PS | 0 | 0 | 0 | 0 | 0 | 0
PV | 0 | 0 | 0 | 0 | 0 | 0
PeakG | 0 | 0.1 | 0.82 | 0.66 | 0.17 | 0.2
PeakO | 0 | 0 | 0 | 0 | 0 | 0
ST | 0 | 0 | 0 | 0 | 0 | 0
STOG | 2.63 | 2.97 | 0 | 0 | 0 | 0
STWD | 0 | 0 | 0 | 0 | 0 | 0
WT | 0 | 0 | 0 | 0 | 0 | 0
IGCC | 0 | 0 | 0 | 0 | 0 | 0
DemandResponse | 0 | 0 | 0 | 0 | 0 | 0
IGCC-CCS | 0 | 0 | 0 | 0 | 0 | 0
WT_off | 0 | 0 | 0 | 0 | 0 | 0
PseudoUnit | 0 | 0 | 0 | 0 | 0 | 0
FixedInterchange | 0 | 0 | 0 | 0 | 0 | 0
CO2 Emissions (MMmetricTons): Entergy
ReportingType | 2015 | 2020 | 2025 | 2030 | 2035 | 2040
BM | 0 | 0 | 0 | 0 | 0 | 0
CC | 24.26 | 20.49 | 18.84 | 13.62 | 8.05 | 5.94
CSP | 0 | 0 | 0 | 0 | 0 | 0
CT | 0 | 0 | 0 | 0 | 0 | 0
Coal | 54.49 | 5.83 | 0.69 | 0.06 | 0 | 0
Geo | 0 | 0 | 0 | 0 | 0 | 0
H | 0 | 0 | 0 | 0 | 0 | 0
LFG | 0 | 0 | 0 | 0 | 0 | 0
Nuc | 0 | 0 | 0 | 0 | 0 | 0
PS | 0 | 0 | 0 | 0 | 0 | 0
PV | 0 | 0 | 0 | 0 | 0 | 0
PeakG | 0 | 0 | 0.13 | 0.05 | 0.03 | 0
PeakO | 0 | 0 | 0 | 0 | 0 | 0
ST | 0 | 0 | 0 | 0 | 0 | 0
STOG | 0.25 | 0.48 | 0 | 0 | 0 | 0
STWD | 0 | 0 | 0 | 0 | 0 | 0
WT | 0 | 0 | 0 | 0 | 0 | 0
IGCC | 0 | 0 | 0 | 0 | 0 | 0
DemandResponse | 0 | 0 | 0 | 0 | 0 | 0
IGCC-CCS | 0 | 0 | 0 | 0 | 0 | 0
WT_off | 0 | 0 | 0 | 0 | 0 | 0
PseudoUnit | 0 | 0 | 0 | 0 | 0 | 0
FixedInterchange | 0 | 0 | 0 | 0 | 0 | 0
CO2 Emissions (MMmetricTons): FRCC
ReportingType | 2015 | 2020 | 2025 | 2030 | 2035 | 2040
BM | 0 | 0 | 0 | 0 | 0 | 0
CC | 65.12 | 71.13 | 68.3 | 23.76 | 16.22 | 10.3
CSP | 0 | 0 | 0 | 0 | 0 | 0
CT | 0.28 | 1 | 0.98 | 0.12 | 0 | 0
Coal | 16.78 | 3.82 | 0 | 0 | 0 | 0
Geo | 0 | 0 | 0 | 0 | 0 | 0
H | 0 | 0 | 0 | 0 | 0 | 0
LFG | 0 | 0 | 0 | 0 | 0 | 0
Nuc | 0 | 0 | 0 | 0 | 0 | 0
PS | 0 | 0 | 0 | 0 | 0 | 0
PV | 0 | 0 | 0 | 0 | 0 | 0
PeakG | 0.23 | 0.98 | 0.79 | 0 | 0 | 0
PeakO | 0 | 0 | 0 | 0 | 0 | 0
ST | 0 | 0 | 0 | 0 | 0 | 0
STOG | 0 | 0 | 0 | 0 | 0 | 0
STWD | 0 | 0 | 0 | 0 | 0 | 0
WT | 0 | 0 | 0 | 0 | 0 | 0
IGCC | 0 | 0 | 0 | 0 | 0 | 0
DemandResponse | 0 | 0 | 0 | 0 | 0 | 0
IGCC-CCS | 0 | 0 | 0 | 0 | 0 | 0
WT_off | 0 | 0 | 0 | 0 | 0 | 0
PseudoUnit | 0 | 0 | 0 | 0 | 0 | 0
FixedInterchange | 0 | 0 | 0 | 0 | 0 | 0
CO2 Emissions (MMmetricTons): MAPP_US
ReportingType | 2015 | 2020 | 2025 | 2030 | 2035 | 2040
BM | 0 | 0 | 0 | 0 | 0 | 0
CC | 0.13 | 0.14 | 0.12 | 0.07 | 0.07 | 0.02
CSP | 0 | 0 | 0 | 0 | 0 | 0
CT | 0 | 0 | 0.01 | 0 | 0.01 | 0.01
Coal | 13.8 | 2.63 | 0 | 0 | 0 | 0
Geo | 0 | 0 | 0 | 0 | 0 | 0
H | 0 | 0 | 0 | 0 | 0 | 0
LFG | 0 | 0 | 0 | 0 | 0 | 0
Nuc | 0 | 0 | 0 | 0 | 0 | 0
PS | 0 | 0 | 0 | 0 | 0 | 0
PV | 0 | 0 | 0 | 0 | 0 | 0
PeakG | 0.04 | 0.06 | 0.11 | 0.09 | 0.06 | 0.05
PeakO | 0 | 0 | 0 | 0 | 0 | 0
ST | 0 | 0 | 0 | 0 | 0 | 0
STOG | 0 | 0 | 0 | 0 | 0 | 0
STWD | 0 | 0 | 0 | 0 | 0 | 0
WT | 0 | 0 | 0 | 0 | 0 | 0
IGCC | 0 | 0 | 0 | 0 | 0 | 0
DemandResponse | 0 | 0 | 0 | 0 | 0 | 0
IGCC-CCS | 0 | 0 | 0 | 0 | 0 | 0
WT_off | 0 | 0 | 0 | 0 | 0 | 0
PseudoUnit | 0 | 0 | 0 | 0 | 0 | 0
FixedInterchange | 0 | 0 | 0 | 0 | 0 | 0
CO2 Emissions (MMmetricTons): MISO_IN
ReportingType | 2015 | 2020 | 2025 | 2030 | 2035 | 2040
BM | 0 | 0 | 0 | 0 | 0 | 0
CC | 11.06 | 38.06 | 38.16 | 17.99 | 11.52 | 7.95
CSP | 0 | 0 | 0 | 0 | 0 | 0
CT | 0 | 0 | 0 | 0 | 0 | 0
Coal | 59.94 | 40.35 | 0 | 0 | 0 | 0
Geo | 0 | 0 | 0 | 0 | 0 | 0
H | 0 | 0 | 0 | 0 | 0 | 0
LFG | 0 | 0 | 0 | 0 | 0 | 0
Nuc | 0 | 0 | 0 | 0 | 0 | 0
PS | 0 | 0 | 0 | 0 | 0 | 0
PV | 0 | 0 | 0 | 0 | 0 | 0
PeakG | 0 | 0.01 | 0.18 | 0 | 0 | 0
PeakO | 0 | 0 | 0 | 0 | 0 | 0
ST | 0 | 0 | 0 | 0 | 0 | 0
STOG | 0.02 | 0.03 | 0.07 | 0 | 0 | 0
STWD | 0 | 0 | 0 | 0 | 0 | 0
WT | 0 | 0 | 0 | 0 | 0 | 0
IGCC | 3.76 | 3.76 | 0.85 | 0.04 | 0 | 0
DemandResponse | 0 | 0 | 0 | 0 | 0 | 0
IGCC-CCS | 0 | 0 | 0 | 0 | 0 | 0
WT_off | 0 | 0 | 0 | 0 | 0 | 0
PseudoUnit | 0 | 0 | 0 | 0 | 0 | 0
FixedInterchange | 0 | 0 | 0 | 0 | 0 | 0
CO2 Emissions (MMmetricTons): MISO_MI
ReportingType | 2015 | 2020 | 2025 | 2030 | 2035 | 2040
BM | 0 | 0 | 0 | 0 | 0 | 0
CC | 6.05 | 6.66 | 7.11 | 2.3 | 2.14 | 0.62
CSP | 0 | 0 | 0 | 0 | 0 | 0
CT | 0 | 0 | 0 | 0 | 0 | 0
Coal | 25.97 | 0 | 0 | 0 | 0 | 0
Geo | 0 | 0 | 0 | 0 | 0 | 0
H | 0 | 0 | 0 | 0 | 0 | 0
LFG | 0 | 0 | 0 | 0 | 0 | 0
Nuc | 0 | 0 | 0 | 0 | 0 | 0
PS | 0 | 0 | 0 | 0 | 0 | 0
PV | 0 | 0 | 0 | 0 | 0 | 0
PeakG | 0.01 | 0.07 | 0.21 | 0 | 0.01 | 0
PeakO | 0 | 0 | 0 | 0 | 0 | 0
ST | 0 | 0 | 0 | 0 | 0 | 0
STOG | 0.18 | 0.18 | 0.21 | 0 | 0 | 0
STWD | 0 | 0 | 0 | 0 | 0 | 0
WT | 0 | 0 | 0 | 0 | 0 | 0
IGCC | 0 | 0 | 0 | 0 | 0 | 0
DemandResponse | 0 | 0 | 0 | 0 | 0 | 0
IGCC-CCS | 0 | 0 | 0 | 0 | 0 | 0
WT_off | 0 | 0 | 0 | 0 | 0 | 0
PseudoUnit | 0 | 0 | 0 | 0 | 0 | 0
FixedInterchange | 0 | 0 | 0 | 0 | 0 | 0
CO2 Emissions (MMmetricTons): MISO_MO-IL
ReportingType | 2015 | 2020 | 2025 | 2030 | 2035 | 2040
BM | 0 | 0 | 0 | 0 | 0 | 0
CC | 1.36 | 1.45 | 1.32 | 0.38 | 0.38 | 0.13
CSP | 0 | 0 | 0 | 0 | 0 | 0
CT | 0 | 0 | 0 | 0 | 0 | 0
Coal | 69.93 | 22.11 | 2.01 | 0.18 | 0.07 | 0.07
Geo | 0 | 0 | 0 | 0 | 0 | 0
H | 0 | 0 | 0 | 0 | 0 | 0
LFG | 0 | 0 | 0 | 0 | 0 | 0
Nuc | 0 | 0 | 0 | 0 | 0 | 0
PS | 0 | 0 | 0 | 0 | 0 | 0
PV | 0 | 0 | 0 | 0 | 0 | 0
PeakG | 0.06 | 0.26 | 0.57 | 0.3 | 0.25 | 0.24
PeakO | 0 | 0 | 0 | 0 | 0 | 0
ST | 0 | 0 | 0 | 0 | 0 | 0
STOG | 0 | 0.02 | 0 | 0 | 0 | 0
STWD | 0 | 0 | 0 | 0 | 0 | 0
WT | 0 | 0 | 0 | 0 | 0 | 0
IGCC | 0 | 0 | 0 | 0 | 0 | 0
DemandResponse | 0 | 0 | 0 | 0 | 0 | 0
IGCC-CCS | 0 | 0 | 0 | 0 | 0 | 0
WT_off | 0 | 0 | 0 | 0 | 0 | 0
PseudoUnit | 0 | 0 | 0 | 0 | 0 | 0
FixedInterchange | 0 | 0 | 0 | 0 | 0 | 0
CO2 Emissions (MMmetricTons): MISO_W
ReportingType | 2015 | 2020 | 2025 | 2030 | 2035 | 2040
BM | 0 | 0 | 0 | 0 | 0 | 0
CC | 3.35 | 4.26 | 2.39 | 1.17 | 0.93 | 0.43
CSP | 0 | 0 | 0 | 0 | 0 | 0
CT | 0 | 0 | 0 | 0 | 0 | 0
Coal | 73.67 | 29.62 | 0.28 | 0.28 | 0.26 | 0.2
Geo | 0 | 0 | 0 | 0 | 0 | 0
H | 0 | 0 | 0 | 0 | 0 | 0
LFG | 0 | 0 | 0 | 0 | 0 | 0
Nuc | 0 | 0 | 0 | 0 | 0 | 0
PS | 0 | 0 | 0 | 0 | 0 | 0
PV | 0 | 0 | 0 | 0 | 0 | 0
PeakG | 0.12 | 0.17 | 0.25 | 0.05 | 0.17 | 0.15
PeakO | 0 | 0 | 0.02 | 0 | 0 | 0
ST | 0 | 0 | 0 | 0 | 0 | 0
STOG | 0 | 0 | 0 | 0 | 0 | 0
STWD | 0 | 0 | 0 | 0 | 0 | 0
WT | 0 | 0 | 0 | 0 | 0 | 0
IGCC | 0 | 0 | 0 | 0 | 0 | 0
DemandResponse | 0 | 0 | 0 | 0 | 0 | 0
IGCC-CCS | 0 | 0 | 0 | 0 | 0 | 0
WT_off | 0 | 0 | 0 | 0 | 0 | 0
PseudoUnit | 0 | 0 | 0 | 0 | 0 | 0
FixedInterchange | 0 | 0 | 0 | 0 | 0 | 0
CO2 Emissions (MMmetricTons): MISO_WUMS
ReportingType | 2015 | 2020 | 2025 | 2030 | 2035 | 2040
BM | 0 | 0 | 0 | 0 | 0 | 0
CC | 16.1 | 16.17 | 15.68 | 7.49 | 5.52 | 2.86
CSP | 0 | 0 | 0 | 0 | 0 | 0
CT | 0 | 0 | 0 | 0 | 0 | 0
Coal | 11.22 | 3.72 | 0.7 | 0.1 | 0.23 | 0.27
Geo | 0 | 0 | 0 | 0 | 0 | 0
H | 0 | 0 | 0 | 0 | 0 | 0
LFG | 0 | 0 | 0 | 0 | 0 | 0
Nuc | 0 | 0 | 0 | 0 | 0 | 0
PS | 0 | 0 | 0 | 0 | 0 | 0
PV | 0 | 0 | 0 | 0 | 0 | 0
PeakG | 0 | 0.03 | 0.15 | 0 | 0 | 0
PeakO | 0 | 0 | 0 | 0 | 0 | 0
ST | 0 | 0 | 0 | 0 | 0 | 0
STOG | 0 | 0 | 0 | 0 | 0 | 0
STWD | 0 | 0 | 0 | 0 | 0 | 0
WT | 0 | 0 | 0 | 0 | 0 | 0
IGCC | 0 | 0 | 0 | 0 | 0 | 0
DemandResponse | 0 | 0 | 0 | 0 | 0 | 0
IGCC-CCS | 0 | 0 | 0 | 0 | 0 | 0
WT_off | 0 | 0 | 0 | 0 | 0 | 0
PseudoUnit | 0 | 0 | 0 | 0 | 0 | 0
FixedInterchange | 0 | 0 | 0 | 0 | 0 | 0
CO2 Emissions (MMmetricTons): Nebraska
ReportingType | 2015 | 2020 | 2025 | 2030 | 2035 | 2040
BM | 0 | 0 | 0 | 0 | 0 | 0
CC | 0.16 | 0.1 | 0.16 | 0.06 | 0.06 | 0.03
CSP | 0 | 0 | 0 | 0 | 0 | 0
CT | 0 | 0 | 0 | 0 | 0 | 0
Coal | 32.03 | 1.87 | 0.41 | 0.19 | 0.17 | 0.1
Geo | 0 | 0 | 0 | 0 | 0 | 0
H | 0 | 0 | 0 | 0 | 0 | 0
LFG | 0 | 0 | 0 | 0 | 0 | 0
Nuc | 0 | 0 | 0 | 0 | 0 | 0
PS | 0 | 0 | 0 | 0 | 0 | 0
PV | 0 | 0 | 0 | 0 | 0 | 0
PeakG | 0.02 | 0 | 0.03 | 0 | 0 | 0
PeakO | 0 | 0 | 0 | 0 | 0 | 0
ST | 0 | 0 | 0 | 0 | 0 | 0
STOG | 0 | 0 | 0 | 0 | 0 | 0
STWD | 0 | 0 | 0 | 0 | 0 | 0
WT | 0 | 0 | 0 | 0 | 0 | 0
IGCC | 0 | 0 | 0 | 0 | 0 | 0
DemandResponse | 0 | 0 | 0 | 0 | 0 | 0
IGCC-CCS | 0 | 0 | 0 | 0 | 0 | 0
WT_off | 0 | 0 | 0 | 0 | 0 | 0
PseudoUnit | 0 | 0 | 0 | 0 | 0 | 0
FixedInterchange | 0 | 0 | 0 | 0 | 0 | 0
CO2 Emissions (MMmetricTons): NEISO
ReportingType | 2015 | 2020 | 2025 | 2030 | 2035 | 2040
BM | 0 | 0 | 0 | 0 | 0 | 0
CC | 12.62 | 8.93 | 6.08 | 2.74 | 1.99 | 0.47
CSP | 0 | 0 | 0 | 0 | 0 | 0
CT | 0 | 0.01 | 0.02 | 0.01 | 0 | 0
Coal | 0.06 | 0 | 0 | 0 | 0 | 0
Geo | 0 | 0 | 0 | 0 | 0 | 0
H | 0 | 0 | 0 | 0 | 0 | 0
LFG | 0 | 0 | 0 | 0 | 0 | 0
Nuc | 0 | 0 | 0 | 0 | 0 | 0
PS | 0 | 0 | 0 | 0 | 0 | 0
PV | 0 | 0 | 0 | 0 | 0 | 0
PeakG | 0.02 | 0.06 | 0.07 | 0.05 | 0.04 | 0.07
PeakO | 0 | 0 | 0 | 0 | 0 | 0
ST | 0 | 0 | 0 | 0 | 0 | 0
STOG | 0 | 0 | 0 | 0 | 0 | 0
STWD | 0 | 0 | 0 | 0 | 0 | 0
WT | 0 | 0 | 0 | 0 | 0 | 0
IGCC | 0 | 0 | 0 | 0 | 0 | 0
DemandResponse | 0 | 0 | 0 | 0 | 0 | 0
IGCC-CCS | 0 | 0 | 0 | 0 | 0 | 0
WT_off | 0 | 0 | 0 | 0 | 0 | 0
PseudoUnit | 0 | 0 | 0 | 0 | 0 | 0
FixedInterchange | 0 | 0 | 0 | 0 | 0 | 0
CO2 Emissions (MMmetricTons): NonRTO_Midwest
ReportingType | 2015 | 2020 | 2025 | 2030 | 2035 | 2040
BM | 0 | 0 | 0 | 0 | 0 | 0
CC | 4.59 | 10.62 | 10.62 | 9.36 | 7.55 | 1.71
CSP | 0 | 0 | 0 | 0 | 0 | 0
CT | 0 | 0 | 0 | 0 | 0 | 0
Coal | 40.52 | 22.25 | 1.64 | 0.2 | 0.35 | 0.35
Geo | 0 | 0 | 0 | 0 | 0 | 0
H | 0 | 0 | 0 | 0 | 0 | 0
LFG | 0 | 0 | 0 | 0 | 0 | 0
Nuc | 0 | 0 | 0 | 0 | 0 | 0
PS | 0 | 0 | 0 | 0 | 0 | 0
PV | 0 | 0 | 0 | 0 | 0 | 0
PeakG | 0.09 | 0.09 | 0.74 | 0.38 | 0.05 | 0.01
PeakO | 0 | 0 | 0 | 0 | 0 | 0
ST | 0 | 0 | 0 | 0 | 0 | 0
STOG | 0 | 0 | 0 | 0 | 0 | 0
STWD | 0 | 0 | 0 | 0 | 0 | 0
WT | 0 | 0 | 0 | 0 | 0 | 0
IGCC | 0 | 0 | 0 | 0 | 0 | 0
DemandResponse | 0 | 0 | 0 | 0 | 0 | 0
IGCC-CCS | 0 | 0 | 0 | 0 | 0 | 0
WT_off | 0 | 0 | 0 | 0 | 0 | 0
PseudoUnit | 0 | 0 | 0 | 0 | 0 | 0
FixedInterchange | 0 | 0 | 0 | 0 | 0 | 0
CO2 Emissions (MMmetricTons): NYISO_A-F
ReportingType | 2015 | 2020 | 2025 | 2030 | 2035 | 2040
BM | 0 | 0 | 0 | 0 | 0 | 0
CC | 2.3 | 2.35 | 1.58 | 0.46 | 0.08 | 0
CSP | 0 | 0 | 0 | 0 | 0 | 0
CT | 0 | 0 | 0 | 0 | 0 | 0
Coal | 0 | 0 | 0 | 0 | 0 | 0
Geo | 0 | 0 | 0 | 0 | 0 | 0
H | 0 | 0 | 0 | 0 | 0 | 0
LFG | 0 | 0 | 0 | 0 | 0 | 0
Nuc | 0 | 0 | 0 | 0 | 0 | 0
PS | 0 | 0 | 0 | 0 | 0 | 0
PV | 0 | 0 | 0 | 0 | 0 | 0
PeakG | 0 | 0.01 | 0 | 0 | 0 | 0
PeakO | 0 | 0 | 0 | 0 | 0 | 0
ST | 0 | 0 | 0 | 0 | 0 | 0
STOG | 0 | 0 | 0 | 0 | 0 | 0
STWD | 0 | 0 | 0 | 0 | 0 | 0
WT | 0 | 0 | 0 | 0 | 0 | 0
IGCC | 0 | 0 | 0 | 0 | 0 | 0
DemandResponse | 0 | 0 | 0 | 0 | 0 | 0
IGCC-CCS | 0 | 0 | 0 | 0 | 0 | 0
WT_off | 0 | 0 | 0 | 0 | 0 | 0
PseudoUnit | 0 | 0 | 0 | 0 | 0 | 0
FixedInterchange | 0 | 0 | 0 | 0 | 0 | 0
CO2 Emissions (MMmetricTons): NYISO_G-I
ReportingType | 2015 | 2020 | 2025 | 2030 | 2035 | 2040
BM | 0 | 0 | 0 | 0 | 0 | 0
CC | 1.36 | 1.49 | 0.84 | 0.35 | 0.58 | 0
CSP | 0 | 0 | 0 | 0 | 0 | 0
CT | 0 | 0 | 0 | 0 | 0 | 0
Coal | 0 | 0 | 0 | 0 | 0 | 0
Geo | 0 | 0 | 0 | 0 | 0 | 0
H | 0 | 0 | 0 | 0 | 0 | 0
LFG | 0 | 0 | 0 | 0 | 0 | 0
Nuc | 0 | 0 | 0 | 0 | 0 | 0
PS | 0 | 0 | 0 | 0 | 0 | 0
PV | 0 | 0 | 0 | 0 | 0 | 0
PeakG | 0 | 0 | 0 | 0 | 0 | 0
PeakO | 0 | 0 | 0 | 0 | 0 | 0
ST | 0 | 0 | 0 | 0 | 0 | 0
STOG | 0 | 0 | 0 | 0 | 0 | 0
STWD | 0 | 0 | 0 | 0 | 0 | 0
WT | 0 | 0 | 0 | 0 | 0 | 0
IGCC | 0 | 0 | 0 | 0 | 0 | 0
DemandResponse | 0 | 0 | 0 | 0 | 0 | 0
IGCC-CCS | 0 | 0 | 0 | 0 | 0 | 0
WT_off | 0 | 0 | 0 | 0 | 0 | 0
PseudoUnit | 0 | 0 | 0 | 0 | 0 | 0
FixedInterchange | 0 | 0 | 0 | 0 | 0 | 0
CO2 Emissions (MMmetricTons): NYISO_J-K
ReportingType | 2015 | 2020 | 2025 | 2030 | 2035 | 2040
BM | 0 | 0 | 0 | 0 | 0 | 0
CC | 8.47 | 8.95 | 6.07 | 4.02 | 4.04 | 2.06
CSP | 0 | 0 | 0 | 0 | 0 | 0
CT | 0 | 0 | 0 | 0 | 0 | 0
Coal | 0 | 0 | 0 | 0 | 0 | 0
Geo | 0 | 0 | 0 | 0 | 0 | 0
H | 0 | 0 | 0 | 0 | 0 | 0
LFG | 0 | 0 | 0 | 0 | 0 | 0
Nuc | 0 | 0 | 0 | 0 | 0 | 0
PS | 0 | 0 | 0 | 0 | 0 | 0
PV | 0 | 0 | 0 | 0 | 0 | 0
PeakG | 0.07 | 0.12 | 0.27 | 0.25 | 0.2 | 0.2
PeakO | 0 | 0 | 0.04 | 0.01 | 0.01 | 0
ST | 0 | 0 | 0 | 0 | 0 | 0
STOG | 0.17 | 0.39 | 0.26 | 0.12 | 0.06 | 0.02
STWD | 0 | 0 | 0 | 0 | 0 | 0
WT | 0 | 0 | 0 | 0 | 0 | 0
IGCC | 0 | 0 | 0 | 0 | 0 | 0
DemandResponse | 0 | 0 | 0 | 0 | 0 | 0
IGCC-CCS | 0 | 0 | 0 | 0 | 0 | 0
WT_off | 0 | 0 | 0 | 0 | 0 | 0
PseudoUnit | 0 | 0 | 0 | 0 | 0 | 0
FixedInterchange | 0 | 0 | 0 | 0 | 0 | 0
CO2 Emissions (MMmetricTons): PJM_E
ReportingType | 2015 | 2020 | 2025 | 2030 | 2035 | 2040
BM | 0 | 0 | 0 | 0 | 0 | 0
CC | 15.73 | 20.51 | 18.18 | 12.15 | 12.45 | 5.63
CSP | 0 | 0 | 0 | 0 | 0 | 0
CT | 0 | 0.01 | 0.01 | 0 | 0 | 0
Coal | 0.62 | 0.47 | 0.32 | 0.01 | 0.11 | 0.12
Geo | 0 | 0 | 0 | 0 | 0 | 0
H | 0 | 0 | 0 | 0 | 0 | 0
LFG | 0 | 0 | 0 | 0 | 0 | 0
Nuc | 0 | 0 | 0 | 0 | 0 | 0
PS | 0 | 0 | 0 | 0 | 0 | 0
PV | 0 | 0 | 0 | 0 | 0 | 0
PeakG | 0.04 | 0.54 | 0.91 | 0.54 | 0.29 | 0.21
PeakO | 0 | 0 | 0 | 0 | 0 | 0
ST | 0 | 0 | 0 | 0 | 0 | 0
STOG | 0.16 | 0.06 | 0 | 0 | 0 | 0
STWD | 0 | 0 | 0 | 0 | 0 | 0
WT | 0 | 0 | 0 | 0 | 0 | 0
IGCC | 0 | 0 | 0 | 0 | 0 | 0
DemandResponse | 0 | 0 | 0 | 0 | 0 | 0
IGCC-CCS | 0 | 0 | 0 | 0 | 0 | 0
WT_off | 0 | 0 | 0 | 0 | 0 | 0
PseudoUnit | 0 | 0 | 0 | 0 | 0 | 0
FixedInterchange | 0 | 0 | 0 | 0 | 0 | 0
CO2 Emissions (MMmetricTons): PJM_ROM
ReportingType | 2015 | 2020 | 2025 | 2030 | 2035 | 2040
BM | 0 | 0 | 0 | 0 | 0 | 0
CC | 7.28 | 9.56 | 9.13 | 5.42 | 5.42 | 2.16
CSP | 0 | 0 | 0 | 0 | 0 | 0
CT | 0 | 0 | 0.01 | 0 | 0 | 0
Coal | 10.3 | 1.4 | 0.03 | 0 | 0 | 0
Geo | 0 | 0 | 0 | 0 | 0 | 0
H | 0 | 0 | 0 | 0 | 0 | 0
LFG | 0 | 0 | 0 | 0 | 0 | 0
Nuc | 0 | 0 | 0 | 0 | 0 | 0
PS | 0 | 0 | 0 | 0 | 0 | 0
PV | 0 | 0 | 0 | 0 | 0 | 0
PeakG | 0 | 0.03 | 0.13 | 0.34 | 0.18 | 0.09
PeakO | 0 | 0 | 0.02 | 0 | 0 | 0
ST | 0 | 0 | 0 | 0 | 0 | 0
STOG | 0.39 | 0.76 | 0 | 0 | 0 | 0
STWD | 0 | 0 | 0 | 0 | 0 | 0
WT | 0 | 0 | 0 | 0 | 0 | 0
IGCC | 0 | 0 | 0 | 0 | 0 | 0
DemandResponse | 0 | 0 | 0 | 0 | 0 | 0
IGCC-CCS | 0 | 0 | 0 | 0 | 0 | 0
WT_off | 0 | 0 | 0 | 0 | 0 | 0
PseudoUnit | 0 | 0 | 0 | 0 | 0 | 0
FixedInterchange | 0 | 0 | 0 | 0 | 0 | 0
CO2 Emissions (MMmetricTons): PJM_ROR
ReportingType | 2015 | 2020 | 2025 | 2030 | 2035 | 2040
BM | 0 | 0 | 0 | 0 | 0 | 0
CC | 53.78 | 61.39 | 53.23 | 40.17 | 28.37 | 11.26
CSP | 0 | 0 | 0 | 0 | 0 | 0
CT | 0 | 0.01 | 0.01 | 0.01 | 0 | 0
Coal | 211.49 | 96.62 | 7.48 | 1.16 | 0.85 | 0.85
Geo | 0 | 0 | 0 | 0 | 0 | 0
H | 0 | 0 | 0 | 0 | 0 | 0
LFG | 0 | 0 | 0 | 0 | 0 | 0
Nuc | 0 | 0 | 0 | 0 | 0 | 0
PS | 0 | 0 | 0 | 0 | 0 | 0
PV | 0 | 0 | 0 | 0 | 0 | 0
PeakG | 0.5 | 1.65 | 3.47 | 1.88 | 1.78 | 0.32
PeakO | 0 | 0 | 0 | 0 | 0 | 0
ST | 0 | 0 | 0 | 0 | 0 | 0
STOG | 0.23 | 0.77 | 0 | 0 | 0 | 0
STWD | 0 | 0 | 0 | 0 | 0 | 0
WT | 0 | 0 | 0 | 0 | 0 | 0
IGCC | 0 | 0 | 0 | 0 | 0 | 0
DemandResponse | 0 | 0 | 0 | 0 | 0 | 0
IGCC-CCS | 0 | 0 | 0 | 0 | 0 | 0
WT_off | 0 | 0 | 0 | 0 | 0 | 0
PseudoUnit | 0 | 0 | 0 | 0 | 0 | 0
FixedInterchange | 0 | 0 | 0 | 0 | 0 | 0
CO2 Emissions (MMmetricTons): SOCO
ReportingType | 2015 | 2020 | 2025 | 2030 | 2035 | 2040
BM | 0 | 0 | 0 | 0 | 0 | 0
CC | 57.76 | 60.93 | 59.6 | 36.09 | 11.93 | 2.98
CSP | 0 | 0 | 0 | 0 | 0 | 0
CT | 0 | 0 | 0 | 0 | 0 | 0
Coal | 32.4 | 8.44 | 0.6 | 0.6 | 0.6 | 0.6
Geo | 0 | 0 | 0 | 0 | 0 | 0
H | 0 | 0 | 0 | 0 | 0 | 0
LFG | 0 | 0 | 0 | 0 | 0 | 0
Nuc | 0 | 0 | 0 | 0 | 0 | 0
PS | 0 | 0 | 0 | 0 | 0 | 0
PV | 0 | 0 | 0 | 0 | 0 | 0
PeakG | 0.33 | 1.65 | 2.06 | 0 | 0 | 0
PeakO | 0 | 0 | 0 | 0 | 0 | 0
ST | 0 | 0 | 0 | 0 | 0 | 0
STOG | 0 | 0 | 0 | 0 | 0 | 0
STWD | 0 | 0 | 0 | 0 | 0 | 0
WT | 0 | 0 | 0 | 0 | 0 | 0
IGCC | 0 | 0 | 0 | 0 | 0 | 0
DemandResponse | 0 | 0 | 0 | 0 | 0 | 0
IGCC-CCS | 0 | 0 | 0 | 0 | 0 | 0
WT_off | 0 | 0 | 0 | 0 | 0 | 0
PseudoUnit | 0 | 0 | 0 | 0 | 0 | 0
FixedInterchange | 0 | 0 | 0 | 0 | 0 | 0
CO2 Emissions (MMmetricTons): SPP_N
ReportingType | 2015 | 2020 | 2025 | 2030 | 2035 | 2040
BM | 0 | 0 | 0 | 0 | 0 | 0
CC | 1.13 | 0.57 | 0.57 | 0.36 | 0.29 | 0.1
CSP | 0 | 0 | 0 | 0 | 0 | 0
CT | 0 | 0 | 0 | 0 | 0 | 0
Coal | 59.76 | 9.85 | 0.28 | 0.01 | 0 | 0
Geo | 0 | 0 | 0 | 0 | 0 | 0
H | 0 | 0 | 0 | 0 | 0 | 0
LFG | 0 | 0 | 0 | 0 | 0 | 0
Nuc | 0 | 0 | 0 | 0 | 0 | 0
PS | 0 | 0 | 0 | 0 | 0 | 0
PV | 0 | 0 | 0 | 0 | 0 | 0
PeakG | 0.04 | 0 | 0.05 | 0 | 0 | 0
PeakO | 0 | 0 | 0 | 0 | 0 | 0
ST | 0 | 0 | 0 | 0 | 0 | 0
STOG | 0.1 | 0 | 0 | 0 | 0 | 0
STWD | 0 | 0 | 0 | 0 | 0 | 0
WT | 0 | 0 | 0 | 0 | 0 | 0
IGCC | 0 | 0 | 0 | 0 | 0 | 0
DemandResponse | 0 | 0 | 0 | 0 | 0 | 0
IGCC-CCS | 0 | 0 | 0 | 0 | 0 | 0
WT_off | 0 | 0 | 0 | 0 | 0 | 0
PseudoUnit | 0 | 0 | 0 | 0 | 0 | 0
FixedInterchange | 0 | 0 | 0 | 0 | 0 | 0
CO2 Emissions (MMmetricTons): SPP_S
ReportingType | 2015 | 2020 | 2025 | 2030 | 2035 | 2040
BM | 0 | 0 | 0 | 0 | 0 | 0
CC | 14.36 | 4.37 | 5.35 | 3.72 | 2.81 | 2.22
CSP | 0 | 0 | 0 | 0 | 0 | 0
CT | 0 | 0 | 0.04 | 0.08 | 0.02 | 0
Coal | 87.3 | 6.28 | 0.59 | 0 | 0 | 0
Geo | 0 | 0 | 0 | 0 | 0 | 0
H | 0 | 0 | 0 | 0 | 0 | 0
LFG | 0 | 0 | 0 | 0 | 0 | 0
Nuc | 0 | 0 | 0 | 0 | 0 | 0
PS | 0 | 0 | 0 | 0 | 0 | 0
PV | 0 | 0 | 0 | 0 | 0 | 0
PeakG | 0 | 0 | 0.15 | 0.22 | 0.12 | 0.12
PeakO | 0 | 0 | 0 | 0 | 0 | 0
ST | 0 | 0 | 0 | 0 | 0 | 0
STOG | 0.87 | 0.69 | 0.78 | 0.06 | 0 | 0
STWD | 0 | 0 | 0 | 0 | 0 | 0
WT | 0 | 0 | 0 | 0 | 0 | 0
IGCC | 0 | 0 | 0 | 0 | 0 | 0
DemandResponse | 0 | 0 | 0 | 0 | 0 | 0
IGCC-CCS | 0 | 0 | 0 | 0 | 0 | 0
WT_off | 0 | 0 | 0 | 0 | 0 | 0
PseudoUnit | 0 | 0 | 0 | 0 | 0 | 0
FixedInterchange | 0 | 0 | 0 | 0 | 0 | 0
CO2 Emissions (MMmetricTons): TVA
ReportingType | 2015 | 2020 | 2025 | 2030 | 2035 | 2040
BM | 0 | 0 | 0 | 0 | 0 | 0
CC | 16.23 | 22.99 | 22.17 | 14.71 | 5.94 | 1.57
CSP | 0 | 0 | 0 | 0 | 0 | 0
CT | 0 | 0 | 0 | 0 | 0 | 0
Coal | 43.31 | 17.65 | 0 | 0 | 0 | 0
Geo | 0 | 0 | 0 | 0 | 0 | 0
H | 0 | 0 | 0 | 0 | 0 | 0
LFG | 0 | 0 | 0 | 0 | 0 | 0
Nuc | 0 | 0 | 0 | 0 | 0 | 0
PS | 0 | 0 | 0 | 0 | 0 | 0
PV | 0 | 0 | 0 | 0 | 0 | 0
PeakG | 0 | 0.03 | 0.1 | 0.02 | 0 | 0
PeakO | 0 | 0 | 0 | 0 | 0 | 0
ST | 0 | 0 | 0 | 0 | 0 | 0
STOG | 0 | 0 | 0 | 0 | 0 | 0
STWD | 0 | 0 | 0 | 0 | 0 | 0
WT | 0 | 0 | 0 | 0 | 0 | 0
IGCC | 0 | 0 | 0 | 0 | 0 | 0
DemandResponse | 0 | 0 | 0 | 0 | 0 | 0
IGCC-CCS | 0 | 0 | 0 | 0 | 0 | 0
WT_off | 0 | 0 | 0 | 0 | 0 | 0
PseudoUnit | 0 | 0 | 0 | 0 | 0 | 0
FixedInterchange | 0 | 0 | 0 | 0 | 0 | 0
CO2 Emissions (MMmetricTons): TVA_Transmission
ReportingType | 2015 | 2020 | 2025 | 2030 | 2035 | 2040
BM | 0 | 0 | 0 | 0 | 0 | 0
CC | 0 | 0 | 0 | 0 | 0 | 0
CSP | 0 | 0 | 0 | 0 | 0 | 0
CT | 0 | 0 | 0 | 0 | 0 | 0
Coal | 0 | 0 | 0 | 0 | 0 | 0
Geo | 0 | 0 | 0 | 0 | 0 | 0
H | 0 | 0 | 0 | 0 | 0 | 0
LFG | 0 | 0 | 0 | 0 | 0 | 0
Nuc | 0 | 0 | 0 | 0 | 0 | 0
PS | 0 | 0 | 0 | 0 | 0 | 0
PV | 0 | 0 | 0 | 0 | 0 | 0
PeakG | 0 | 0 | 0 | 0 | 0 | 0
PeakO | 0 | 0 | 0 | 0 | 0 | 0
ST | 0 | 0 | 0 | 0 | 0 | 0
STOG | 0 | 0 | 0 | 0 | 0 | 0
STWD | 0 | 0 | 0 | 0 | 0 | 0
WT | 0 | 0 | 0 | 0 | 0 | 0
IGCC | 0 | 0 | 0 | 0 | 0 | 0
DemandResponse | 0 | 0 | 0 | 0 | 0 | 0
IGCC-CCS | 0 | 0 | 0 | 0 | 0 | 0
WT_off | 0 | 0 | 0 | 0 | 0 | 0
PseudoUnit | 0 | 0 | 0 | 0 | 0 | 0
FixedInterchange | 0 | 0 | 0 | 0 | 0 | 0
CO2 Emissions (MMmetricTons): VACAR
ReportingType | 2015 | 2020 | 2025 | 2030 | 2035 | 2040
BM | 0 | 0 | 0 | 0 | 0 | 0
CC | 30.03 | 31.6 | 31.27 | 19.58 | 8.97 | 1.04
CSP | 0 | 0 | 0 | 0 | 0 | 0
CT | 0.04 | 0.17 | 0.28 | 0 | 0 | 0
Coal | 34.36 | 10 | 1.77 | 0.38 | 0.36 | 0.38
Geo | 0 | 0 | 0 | 0 | 0 | 0
H | 0 | 0 | 0 | 0 | 0 | 0
LFG | 0 | 0 | 0 | 0 | 0 | 0
Nuc | 0 | 0 | 0 | 0 | 0 | 0
PS | 0 | 0 | 0 | 0 | 0 | 0
PV | 0 | 0 | 0 | 0 | 0 | 0
PeakG | 0.08 | 0.83 | 0.98 | 0 | 0 | 0
PeakO | 0 | 0 | 0 | 0 | 0 | 0
ST | 0 | 0 | 0 | 0 | 0 | 0
STOG | 0 | 0 | 0 | 0 | 0 | 0
STWD | 0 | 0 | 0 | 0 | 0 | 0
WT | 0 | 0 | 0 | 0 | 0 | 0
IGCC | 0 | 0 | 0 | 0 | 0 | 0
DemandResponse | 0 | 0 | 0 | 0 | 0 | 0
IGCC-CCS | 0 | 0 | 0 | 0 | 0 | 0
WT_off | 0 | 0 | 0 | 0 | 0 | 0
PseudoUnit | 0 | 0 | 0 | 0 | 0 | 0
FixedInterchange | 0 | 0 | 0 | 0 | 0 | 0
CO2 Emissions (MMmetricTons): IESO
ReportingType | 2015 | 2020 | 2025 | 2030 | 2035 | 2040
BM | 0 | 0 | 0 | 0 | 0 | 0
CC | 3.12 | 3.12 | 0.38 | 0.02 | 0.01 | 0.02
CSP | 0 | 0 | 0 | 0 | 0 | 0
CT | 0.02 | 0.01 | 0.01 | 0 | 0 | 0
Coal | 0 | 0 | 0 | 0 | 0 | 0
Geo | 0 | 0 | 0 | 0 | 0 | 0
H | 0 | 0 | 0 | 0 | 0 | 0
LFG | 0 | 0 | 0 | 0 | 0 | 0
Nuc | 0 | 0 | 0 | 0 | 0 | 0
PS | 0 | 0 | 0 | 0 | 0 | 0
PV | 0 | 0 | 0 | 0 | 0 | 0
PeakG | 0 | 0 | 0 | 0 | 0 | 0
PeakO | 0 | 0 | 0 | 0 | 0 | 0
ST | 0 | 0 | 0 | 0 | 0 | 0
STOG | 0 | 0 | 0 | 0 | 0 | 0
STWD | 0 | 0 | 0 | 0 | 0 | 0
WT | 0 | 0 | 0 | 0 | 0 | 0
IGCC | 0 | 0 | 0 | 0 | 0 | 0
DemandResponse | 0 | 0 | 0 | 0 | 0 | 0
IGCC-CCS | 0 | 0 | 0 | 0 | 0 | 0
WT_off | 0 | 0 | 0 | 0 | 0 | 0
PseudoUnit | 0 | 0 | 0 | 0 | 0 | 0
FixedInterchange | 0 | 0 | 0 | 0 | 0 | 0
CO2 Emissions (MMmetricTons): MAPP_CA
ReportingType | 2015 | 2020 | 2025 | 2030 | 2035 | 2040
BM | 0 | 0 | 0 | 0 | 0 | 0
CC | 3.42 | 3.42 | 1.15 | 0 | 0 | 0
CSP | 0 | 0 | 0 | 0 | 0 | 0
CT | 0 | 0 | 0 | 0 | 0 | 0
Coal | 0.26 | 0 | 0 | 0 | 0 | 0
Geo | 0 | 0 | 0 | 0 | 0 | 0
H | 0 | 0 | 0 | 0 | 0 | 0
LFG | 0 | 0 | 0 | 0 | 0 | 0
Nuc | 0 | 0 | 0 | 0 | 0 | 0
PS | 0 | 0 | 0 | 0 | 0 | 0
PV | 0 | 0 | 0 | 0 | 0 | 0
PeakG | 0.04 | 0.05 | 0 | 0 | 0 | 0
PeakO | 0 | 0 | 0 | 0 | 0 | 0
ST | 0 | 0 | 0 | 0 | 0 | 0
STOG | 0.01 | 0 | 0 | 0 | 0 | 0
STWD | 0 | 0 | 0 | 0 | 0 | 0
WT | 0 | 0 | 0 | 0 | 0 | 0
IGCC | 0 | 0 | 0 | 0 | 0 | 0
DemandResponse | 0 | 0 | 0 | 0 | 0 | 0
IGCC-CCS | 0 | 0 | 0 | 0 | 0 | 0
WT_off | 0 | 0 | 0 | 0 | 0 | 0
PseudoUnit | 0 | 0 | 0 | 0 | 0 | 0
FixedInterchange | 0 | 0 | 0 | 0 | 0 | 0
CO2 Emissions (MMmetricTons): AZ_NM_SNV_Coal
ReportingType | 2015 | 2020 | 2025 | 2030 | 2035 | 2040
BM | 0 | 0 | 0 | 0 | 0 | 0
CC | 0 | 0 | 0 | 0 | 0 | 0
CSP | 0 | 0 | 0 | 0 | 0 | 0
CT | 0 | 0 | 0 | 0 | 0 | 0
Coal | 53.65 | 35.92 | 0 | 0 | 0 | 0
Geo | 0 | 0 | 0 | 0 | 0 | 0
H | 0 | 0 | 0 | 0 | 0 | 0
LFG | 0 | 0 | 0 | 0 | 0 | 0
Nuc | 0 | 0 | 0 | 0 | 0 | 0
PS | 0 | 0 | 0 | 0 | 0 | 0
PV | 0 | 0 | 0 | 0 | 0 | 0
PeakG | 0 | 0 | 0 | 0 | 0 | 0
PeakO | 0 | 0 | 0 | 0 | 0 | 0
ST | 0 | 0 | 0 | 0 | 0 | 0
STOG | 0 | 0 | 0 | 0 | 0 | 0
STWD | 0 | 0 | 0 | 0 | 0 | 0
WT | 0 | 0 | 0 | 0 | 0 | 0
IGCC | 0 | 0 | 0 | 0 | 0 | 0
DemandResponse | 0 | 0 | 0 | 0 | 0 | 0
IGCC-CCS | 0 | 0 | 0 | 0 | 0 | 0
WT_off | 0 | 0 | 0 | 0 | 0 | 0
PseudoUnit | 0 | 0 | 0 | 0 | 0 | 0
FixedInterchange | 0 | 0 | 0 | 0 | 0 | 0
CO2 Emissions (MMmetricTons): AZ_NM_SNV_Gas
ReportingType | 2015 | 2020 | 2025 | 2030 | 2035 | 2040
BM | 0 | 0 | 0 | 0 | 0 | 0
CC | 18.52 | 24.38 | 29.1 | 10.59 | 3.87 | 2.5
CSP | 0 | 0 | 0 | 0 | 0 | 0
CT | 0 | 0.04 | 0.08 | 0.04 | 0 | 0
Coal | 0 | 0 | 0 | 0 | 0 | 0
Geo | 0 | 0 | 0 | 0 | 0 | 0
H | 0 | 0 | 0 | 0 | 0 | 0
LFG | 0 | 0 | 0 | 0 | 0 | 0
Nuc | 0 | 0 | 0 | 0 | 0 | 0
PS | 0 | 0 | 0 | 0 | 0 | 0
PV | 0 | 0 | 0 | 0 | 0 | 0
PeakG | 0 | 0.01 | 0 | 0 | 0 | 0
PeakO | 0 | 0 | 0 | 0 | 0 | 0
ST | 0 | 0 | 0 | 0 | 0 | 0
STOG | 0 | 0 | 0 | 0 | 0 | 0
STWD | 0 | 0 | 0 | 0 | 0 | 0
WT | 0 | 0 | 0 | 0 | 0 | 0
IGCC | 0 | 0 | 0 | 0 | 0 | 0
DemandResponse | 0 | 0 | 0 | 0 | 0 | 0
IGCC-CCS | 0 | 0 | 0 | 0 | 0 | 0
WT_off | 0 | 0 | 0 | 0 | 0 | 0
PseudoUnit | 0 | 0 | 0 | 0 | 0 | 0
FixedInterchange | 0 | 0 | 0 | 0 | 0 | 0
CO2 Emissions (MMmetricTons): AZ_NM_SNV_NucRenew
ReportingType | 2015 | 2020 | 2025 | 2030 | 2035 | 2040
BM | 0 | 0 | 0 | 0 | 0 | 0
CC | 0 | 0 | 0 | 0 | 0 | 0
CSP | 0 | 0 | 0 | 0 | 0 | 0
CT | 0 | 0 | 0 | 0 | 0 | 0
Coal | 0 | 0 | 0 | 0 | 0 | 0
Geo | 0 | 0 | 0 | 0 | 0 | 0
H | 0 | 0 | 0 | 0 | 0 | 0
LFG | 0 | 0 | 0 | 0 | 0 | 0
Nuc | 0 | 0 | 0 | 0 | 0 | 0
PS | 0 | 0 | 0 | 0 | 0 | 0
PV | 0 | 0 | 0 | 0 | 0 | 0
PeakG | 0 | 0 | 0 | 0 | 0 | 0
PeakO | 0 | 0 | 0 | 0 | 0 | 0
ST | 0 | 0 | 0 | 0 | 0 | 0
STOG | 0 | 0 | 0 | 0 | 0 | 0
STWD | 0 | 0 | 0 | 0 | 0 | 0
WT | 0 | 0 | 0 | 0 | 0 | 0
IGCC | 0 | 0 | 0 | 0 | 0 | 0
DemandResponse | 0 | 0 | 0 | 0 | 0 | 0
IGCC-CCS | 0 | 0 | 0 | 0 | 0 | 0
WT_off | 0 | 0 | 0 | 0 | 0 | 0
PseudoUnit | 0 | 0 | 0 | 0 | 0 | 0
FixedInterchange | 0 | 0 | 0 | 0 | 0 | 0
CO2 Emissions (MMmetricTons): ERCOT
ReportingType | 2015 | 2020 | 2025 | 2030 | 2035 | 2040
BM | 0 | 0 | 0 | 0 | 0 | 0
CC | 72.13 | 68.21 | 46.85 | 43.1 | 29.68 | 15.53
CSP | 0 | 0 | 0 | 0 | 0 | 0
CT | 0 | 0.01 | 0.03 | 0.03 | 0 | 0
Coal | 47.84 | 26.07 | 1.01 | 0.83 | 0.91 | 0.82
Geo | 0 | 0 | 0 | 0 | 0 | 0
H | 0 | 0 | 0 | 0 | 0 | 0
LFG | 0 | 0 | 0 | 0 | 0 | 0
Nuc | 0 | 0 | 0 | 0 | 0 | 0
PS | 0 | 0 | 0 | 0 | 0 | 0
PV | 0 | 0 | 0 | 0 | 0 | 0
PeakG | 0 | 0.05 | 0.31 | 0.31 | 0 | 0
PeakO | 0 | 0 | 0 | 0 | 0 | 0
ST | 0 | 0 | 0 | 0 | 0 | 0
STOG | 2.21 | 2.43 | 0 | 0 | 0 | 0
STWD | 0 | 0 | 0 | 0 | 0 | 0
WT | 0 | 0 | 0 | 0 | 0 | 0
IGCC | 0 | 0 | 0 | 0 | 0 | 0
DemandResponse | 0 | 0 | 0 | 0 | 0 | 0
IGCC-CCS | 0 | 0 | 0 | 0 | 0 | 0
WT_off | 0 | 0 | 0 | 0 | 0 | 0
PseudoUnit | 0 | 0 | 0 | 0 | 0 | 0
FixedInterchange | 0 | 0 | 0 | 0 | 0 | 0
CO2 Emissions (MMmetricTons): NP15
ReportingType | 2015 | 2020 | 2025 | 2030 | 2035 | 2040
BM | 0 | 0 | 0 | 0 | 0 | 0
CC | 19.21 | 18.32 | 18.84 | 11.57 | 1.06 | 0
CSP | 0 | 0 | 0 | 0 | 0 | 0
CT | 0 | 0 | 0 | 0 | 0 | 0
Coal | 1.57 | 0 | 0 | 0 | 0 | 0
Geo | 0 | 0 | 0 | 0 | 0 | 0
H | 0 | 0 | 0 | 0 | 0 | 0
LFG | 0 | 0 | 0 | 0 | 0 | 0
Nuc | 0 | 0 | 0 | 0 | 0 | 0
PS | 0 | 0 | 0 | 0 | 0 | 0
PV | 0 | 0 | 0 | 0 | 0 | 0
PeakG | 0 | 0 | 0.01 | 0 | 0 | 0.01
PeakO | 0 | 0 | 0 | 0 | 0 | 0
ST | 0 | 0 | 0 | 0 | 0 | 0
STOG | 0.02 | 0 | 0 | 0 | 0 | 0
STWD | 0 | 0 | 0 | 0 | 0 | 0
WT | 0 | 0 | 0 | 0 | 0 | 0
IGCC | 0 | 0 | 0 | 0 | 0 | 0
DemandResponse | 0 | 0 | 0 | 0 | 0 | 0
IGCC-CCS | 0 | 0 | 0 | 0 | 0 | 0
WT_off | 0 | 0 | 0 | 0 | 0 | 0
PseudoUnit | 0 | 0 | 0 | 0 | 0 | 0
FixedInterchange | 0 | 0 | 0 | 0 | 0 | 0
CO2 Emissions (MMmetricTons): NWPP_Coal
ReportingType | 2015 | 2020 | 2025 | 2030 | 2035 | 2040
BM | 0 | 0 | 0 | 0 | 0 | 0
CC | 0 | 0 | 0 | 0 | 0 | 0
CSP | 0 | 0 | 0 | 0 | 0 | 0
CT | 0 | 0 | 0 | 0 | 0 | 0
Coal | 51.93 | 40.26 | 0.16 | 0.16 | 0.16 | 0.07
Geo | 0 | 0 | 0 | 0 | 0 | 0
H | 0 | 0 | 0 | 0 | 0 | 0
LFG | 0 | 0 | 0 | 0 | 0 | 0
Nuc | 0 | 0 | 0 | 0 | 0 | 0
PS | 0 | 0 | 0 | 0 | 0 | 0
PV | 0 | 0 | 0 | 0 | 0 | 0
PeakG | 0 | 0 | 0 | 0 | 0 | 0
PeakO | 0 | 0 | 0 | 0 | 0 | 0
ST | 0 | 0 | 0 | 0 | 0 | 0
STOG | 0 | 0 | 0 | 0 | 0 | 0
STWD | 0 | 0 | 0 | 0 | 0 | 0
WT | 0 | 0 | 0 | 0 | 0 | 0
IGCC | 0 | 0 | 0 | 0 | 0 | 0
DemandResponse | 0 | 0 | 0 | 0 | 0 | 0
IGCC-CCS | 0 | 0 | 0 | 0 | 0 | 0
WT_off | 0 | 0 | 0 | 0 | 0 | 0
PseudoUnit | 0 | 0 | 0 | 0 | 0 | 0
FixedInterchange | 0 | 0 | 0 | 0 | 0 | 0
CO2 Emissions (MMmetricTons): NWPP_Gas
ReportingType | 2015 | 2020 | 2025 | 2030 | 2035 | 2040
BM | 0 | 0 | 0 | 0 | 0 | 0
CC | 19.13 | 20.2 | 20.2 | 1.81 | 0.82 | 0.48
CSP | 0 | 0 | 0 | 0 | 0 | 0
CT | 0 | 0 | 0 | 0 | 0 | 0
Coal | 0 | 0 | 0 | 0 | 0 | 0
Geo | 0 | 0 | 0 | 0 | 0 | 0
H | 0 | 0 | 0 | 0 | 0 | 0
LFG | 0 | 0 | 0 | 0 | 0 | 0
Nuc | 0 | 0 | 0 | 0 | 0 | 0
PS | 0 | 0 | 0 | 0 | 0 | 0
PV | 0 | 0 | 0 | 0 | 0 | 0
PeakG | 0 | 0 | 0 | 0 | 0 | 0
PeakO | 0 | 0 | 0 | 0 | 0 | 0
ST | 0 | 0 | 0 | 0 | 0 | 0
STOG | 0 | 0 | 0 | 0 | 0 | 0
STWD | 0 | 0 | 0 | 0 | 0 | 0
WT | 0 | 0 | 0 | 0 | 0 | 0
IGCC | 0 | 0 | 0 | 0 | 0 | 0
DemandResponse | 0 | 0 | 0 | 0 | 0 | 0
IGCC-CCS | 0 | 0 | 0 | 0 | 0 | 0
WT_off | 0 | 0 | 0 | 0 | 0 | 0
PseudoUnit | 0 | 0 | 0 | 0 | 0 | 0
FixedInterchange | 0 | 0 | 0 | 0 | 0 | 0
CO2 Emissions (MMmetricTons): NWPP_NucRenew
ReportingType | 2015 | 2020 | 2025 | 2030 | 2035 | 2040
BM | 0 | 0 | 0 | 0 | 0 | 0
CC | 0 | 0 | 0 | 0 | 0 | 0
CSP | 0 | 0 | 0 | 0 | 0 | 0
CT | 0 | 0 | 0 | 0 | 0 | 0
Coal | 0 | 0 | 0 | 0 | 0 | 0
Geo | 0 | 0 | 0 | 0 | 0 | 0
H | 0 | 0 | 0 | 0 | 0 | 0
LFG | 0 | 0 | 0 | 0 | 0 | 0
Nuc | 0 | 0 | 0 | 0 | 0 | 0
PS | 0 | 0 | 0 | 0 | 0 | 0
PV | 0 | 0 | 0 | 0 | 0 | 0
PeakG | 0 | 0 | 0 | 0 | 0 | 0
PeakO | 0 | 0 | 0 | 0 | 0 | 0
ST | 0 | 0 | 0 | 0 | 0 | 0
STOG | 0 | 0 | 0 | 0 | 0 | 0
STWD | 0 | 0 | 0 | 0 | 0 | 0
WT | 0 | 0 | 0 | 0 | 0 | 0
IGCC | 0 | 0 | 0 | 0 | 0 | 0
DemandResponse | 0 | 0 | 0 | 0 | 0 | 0
IGCC-CCS | 0 | 0 | 0 | 0 | 0 | 0
WT_off | 0 | 0 | 0 | 0 | 0 | 0
PseudoUnit | 0 | 0 | 0 | 0 | 0 | 0
FixedInterchange | 0 | 0 | 0 | 0 | 0 | 0
CO2 Emissions (MMmetricTons): RMPA
ReportingType | 2015 | 2020 | 2025 | 2030 | 2035 | 2040
BM | 0 | 0 | 0 | 0 | 0 | 0
CC | 1.71 | 1.04 | 2.98 | 2.68 | 1.77 | 0.58
CSP | 0 | 0 | 0 | 0 | 0 | 0
CT | 0 | 0 | 0 | 0 | 0 | 0
Coal | 45.89 | 32.47 | 2.44 | 0.53 | 0.46 | 0.22
Geo | 0 | 0 | 0 | 0 | 0 | 0
H | 0 | 0 | 0 | 0 | 0 | 0
LFG | 0 | 0 | 0 | 0 | 0 | 0
Nuc | 0 | 0 | 0 | 0 | 0 | 0
PS | 0 | 0 | 0 | 0 | 0 | 0
PV | 0 | 0 | 0 | 0 | 0 | 0
PeakG | 0 | 0.01 | 0.19 | 0.15 | 0.11 | 0.11
PeakO | 0 | 0 | 0 | 0 | 0 | 0
ST | 0 | 0 | 0 | 0 | 0 | 0
STOG | 0 | 0 | 0 | 0 | 0 | 0
STWD | 0 | 0 | 0 | 0 | 0 | 0
WT | 0 | 0 | 0 | 0 | 0 | 0
IGCC | 0 | 0 | 0 | 0 | 0 | 0
DemandResponse | 0 | 0 | 0 | 0 | 0 | 0
IGCC-CCS | 0 | 0 | 0 | 0 | 0 | 0
WT_off | 0 | 0 | 0 | 0 | 0 | 0
PseudoUnit | 0 | 0 | 0 | 0 | 0 | 0
FixedInterchange | 0 | 0 | 0 | 0 | 0 | 0
CO2 Emissions (MMmetricTons): SP15
ReportingType | 2015 | 2020 | 2025 | 2030 | 2035 | 2040
BM | 0 | 0 | 0 | 0 | 0 | 0
CC | 24.17 | 26.01 | 24.99 | 19.87 | 7.98 | 6.87
CSP | 0 | 0 | 0 | 0 | 0 | 0
CT | 0 | 0 | 0 | 0 | 0 | 0
Coal | 1.49 | 0.81 | 0 | 0 | 0 | 0
Geo | 0 | 0 | 0 | 0 | 0 | 0
H | 0 | 0 | 0 | 0 | 0 | 0
LFG | 0 | 0 | 0 | 0 | 0 | 0
Nuc | 0 | 0 | 0 | 0 | 0 | 0
PS | 0 | 0 | 0 | 0 | 0 | 0
PV | 0 | 0 | 0 | 0 | 0 | 0
PeakG | 0 | 0.02 | 0.23 | 0.14 | 0.04 | 0.07
PeakO | 0 | 0 | 0 | 0 | 0 | 0
ST | 0 | 0 | 0 | 0 | 0 | 0
STOG | 0.17 | 0.26 | 0 | 0 | 0 | 0
STWD | 0 | 0 | 0 | 0 | 0 | 0
WT | 0 | 0 | 0 | 0 | 0 | 0
IGCC | 0 | 0 | 0 | 0 | 0 | 0
DemandResponse | 0 | 0 | 0 | 0 | 0 | 0
IGCC-CCS | 0 | 0 | 0 | 0 | 0 | 0
WT_off | 0 | 0 | 0 | 0 | 0 | 0
PseudoUnit | 0 | 0 | 0 | 0 | 0 | 0
FixedInterchange | 0 | 0 | 0 | 0 | 0 | 0
CO2 Emissions (MMmetricTons): ALB
ReportingType | 2015 | 2020 | 2025 | 2030 | 2035 | 2040
BM | 0 | 0 | 0 | 0 | 0 | 0
CC | 6.91 | 6.99 | 6.97 | 0.18 | 0 | 0
CSP | 0 | 0 | 0 | 0 | 0 | 0
CT | 0 | 0 | 0 | 0 | 0 | 0
Coal | 45.36 | 45.36 | 44.53 | 0 | 0 | 0
Geo | 0 | 0 | 0 | 0 | 0 | 0
H | 0 | 0 | 0 | 0 | 0 | 0
LFG | 0 | 0 | 0 | 0 | 0 | 0
Nuc | 0 | 0 | 0 | 0 | 0 | 0
PS | 0 | 0 | 0 | 0 | 0 | 0
PV | 0 | 0 | 0 | 0 | 0 | 0
PeakG | 0 | 0 | 0 | 0 | 0 | 0
PeakO | 0 | 0 | 0 | 0 | 0 | 0
ST | 0 | 0 | 0 | 0 | 0 | 0
STOG | 0 | 0 | 0 | 0 | 0 | 0
STWD | 0 | 0 | 0 | 0 | 0 | 0
WT | 0 | 0 | 0 | 0 | 0 | 0
IGCC | 0 | 0 | 0 | 0 | 0 | 0
DemandResponse | 0 | 0 | 0 | 0 | 0 | 0
IGCC-CCS | 0 | 0 | 0 | 0 | 0 | 0
WT_off | 0 | 0 | 0 | 0 | 0 | 0
PseudoUnit | 0 | 0 | 0 | 0 | 0 | 0
FixedInterchange | 0 | 0 | 0 | 0 | 0 | 0
CO2 Emissions (MMmetricTons): BC
ReportingType | 2015 | 2020 | 2025 | 2030 | 2035 | 2040
BM | 0 | 0 | 0 | 0 | 0 | 0
CC | 2.48 | 2.48 | 2.48 | 1.89 | 0 | 0
CSP | 0 | 0 | 0 | 0 | 0 | 0
CT | 0 | 0 | 0 | 0 | 0 | 0
Coal | 0 | 0 | 0 | 0 | 0 | 0
Geo | 0 | 0 | 0 | 0 | 0 | 0
H | 0 | 0 | 0 | 0 | 0 | 0
LFG | 0 | 0 | 0 | 0 | 0 | 0
Nuc | 0 | 0 | 0 | 0 | 0 | 0
PS | 0 | 0 | 0 | 0 | 0 | 0
PV | 0 | 0 | 0 | 0 | 0 | 0
PeakG | 0 | 0 | 0 | 0 | 0 | 0
PeakO | 0 | 0 | 0 | 0 | 0 | 0
ST | 0 | 0 | 0 | 0 | 0 | 0
STOG | 0 | 0 | 0 | 0 | 0 | 0
STWD | 0 | 0 | 0 | 0 | 0 | 0
WT | 0 | 0 | 0 | 0 | 0 | 0
IGCC | 0 | 0 | 0 | 0 | 0 | 0
DemandResponse | 0 | 0 | 0 | 0 | 0 | 0
IGCC-CCS | 0 | 0 | 0 | 0 | 0 | 0
WT_off | 0 | 0 | 0 | 0 | 0 | 0
PseudoUnit | 0 | 0 | 0 | 0 | 0 | 0
FixedInterchange | 0 | 0 | 0 | 0 | 0 | 0
CO2 Emissions (MMmetricTons): HQ_IESO
ReportingType | 2015 | 2020 | 2025 | 2030 | 2035 | 2040
BM | 0 | 0 | 0 | 0 | 0 | 0
CC | 0 | 0 | 0 | 0 | 0 | 0
CSP | 0 | 0 | 0 | 0 | 0 | 0
CT | 0 | 0 | 0 | 0 | 0 | 0
Coal | 0 | 0 | 0 | 0 | 0 | 0
Geo | 0 | 0 | 0 | 0 | 0 | 0
H | 0 | 0 | 0 | 0 | 0 | 0
LFG | 0 | 0 | 0 | 0 | 0 | 0
Nuc | 0 | 0 | 0 | 0 | 0 | 0
PS | 0 | 0 | 0 | 0 | 0 | 0
PV | 0 | 0 | 0 | 0 | 0 | 0
PeakG | 0 | 0 | 0 | 0 | 0 | 0
PeakO | 0 | 0 | 0 | 0 | 0 | 0
ST | 0 | 0 | 0 | 0 | 0 | 0
STOG | 0 | 0 | 0 | 0 | 0 | 0
STWD | 0 | 0 | 0 | 0 | 0 | 0
WT | 0 | 0 | 0 | 0 | 0 | 0
IGCC | 0 | 0 | 0 | 0 | 0 | 0
DemandResponse | 0 | 0 | 0 | 0 | 0 | 0
IGCC-CCS | 0 | 0 | 0 | 0 | 0 | 0
WT_off | 0 | 0 | 0 | 0 | 0 | 0
PseudoUnit | 0 | 0 | 0 | 0 | 0 | 0
FixedInterchange | 0 | 0 | 0 | 0 | 0 | 0
CO2 Emissions (MMmetricTons): HQ_NEISO
ReportingType | 2015 | 2020 | 2025 | 2030 | 2035 | 2040
BM | 0 | 0 | 0 | 0 | 0 | 0
CC | 0 | 0 | 0 | 0 | 0 | 0
CSP | 0 | 0 | 0 | 0 | 0 | 0
CT | 0 | 0 | 0 | 0 | 0 | 0
Coal | 0 | 0 | 0 | 0 | 0 | 0
Geo | 0 | 0 | 0 | 0 | 0 | 0
H | 0 | 0 | 0 | 0 | 0 | 0
LFG | 0 | 0 | 0 | 0 | 0 | 0
Nuc | 0 | 0 | 0 | 0 | 0 | 0
PS | 0 | 0 | 0 | 0 | 0 | 0
PV | 0 | 0 | 0 | 0 | 0 | 0
PeakG | 0 | 0 | 0 | 0 | 0 | 0
PeakO | 0 | 0 | 0 | 0 | 0 | 0
ST | 0 | 0 | 0 | 0 | 0 | 0
STOG | 0 | 0 | 0 | 0 | 0 | 0
STWD | 0 | 0 | 0 | 0 | 0 | 0
WT | 0 | 0 | 0 | 0 | 0 | 0
IGCC | 0 | 0 | 0 | 0 | 0 | 0
DemandResponse | 0 | 0 | 0 | 0 | 0 | 0
IGCC-CCS | 0 | 0 | 0 | 0 | 0 | 0
WT_off | 0 | 0 | 0 | 0 | 0 | 0
PseudoUnit | 0 | 0 | 0 | 0 | 0 | 0
FixedInterchange | 0 | 0 | 0 | 0 | 0 | 0
CO2 Emissions (MMmetricTons): HQ_NY
ReportingType | 2015 | 2020 | 2025 | 2030 | 2035 | 2040
BM | 0 | 0 | 0 | 0 | 0 | 0
CC | 0 | 0 | 0 | 0 | 0 | 0
CSP | 0 | 0 | 0 | 0 | 0 | 0
CT | 0 | 0 | 0 | 0 | 0 | 0
Coal | 0 | 0 | 0 | 0 | 0 | 0
Geo | 0 | 0 | 0 | 0 | 0 | 0
H | 0 | 0 | 0 | 0 | 0 | 0
LFG | 0 | 0 | 0 | 0 | 0 | 0
Nuc | 0 | 0 | 0 | 0 | 0 | 0
PS | 0 | 0 | 0 | 0 | 0 | 0
PV | 0 | 0 | 0 | 0 | 0 | 0
PeakG | 0 | 0 | 0 | 0 | 0 | 0
PeakO | 0 | 0 | 0 | 0 | 0 | 0
ST | 0 | 0 | 0 | 0 | 0 | 0
STOG | 0 | 0 | 0 | 0 | 0 | 0
STWD | 0 | 0 | 0 | 0 | 0 | 0
WT | 0 | 0 | 0 | 0 | 0 | 0
IGCC | 0 | 0 | 0 | 0 | 0 | 0
DemandResponse | 0 | 0 | 0 | 0 | 0 | 0
IGCC-CCS | 0 | 0 | 0 | 0 | 0 | 0
WT_off | 0 | 0 | 0 | 0 | 0 | 0
PseudoUnit | 0 | 0 | 0 | 0 | 0 | 0
FixedInterchange | 0 | 0 | 0 | 0 | 0 | 0
CO2 Emissions (MMmetricTons): MARITIMES
ReportingType | 2015 | 2020 | 2025 | 2030 | 2035 | 2040
BM | 0 | 0 | 0 | 0 | 0 | 0
CC | 0 | 0 | 0 | 0 | 0 | 0
CSP | 0 | 0 | 0 | 0 | 0 | 0
CT | 0 | 0 | 0 | 0 | 0 | 0
Coal | 0 | 0 | 0 | 0 | 0 | 0
Geo | 0 | 0 | 0 | 0 | 0 | 0
H | 0 | 0 | 0 | 0 | 0 | 0
LFG | 0 | 0 | 0 | 0 | 0 | 0
Nuc | 0 | 0 | 0 | 0 | 0 | 0
PS | 0 | 0 | 0 | 0 | 0 | 0
PV | 0 | 0 | 0 | 0 | 0 | 0
PeakG | 0 | 0 | 0 | 0 | 0 | 0
PeakO | 0 | 0 | 0 | 0 | 0 | 0
ST | 0 | 0 | 0 | 0 | 0 | 0
STOG | 0 | 0 | 0 | 0 | 0 | 0
STWD | 0 | 0 | 0 | 0 | 0 | 0
WT | 0 | 0 | 0 | 0 | 0 | 0
IGCC | 0 | 0 | 0 | 0 | 0 | 0
DemandResponse | 0 | 0 | 0 | 0 | 0 | 0
IGCC-CCS | 0 | 0 | 0 | 0 | 0 | 0
WT_off | 0 | 0 | 0 | 0 | 0 | 0
PseudoUnit | 0 | 0 | 0 | 0 | 0 | 0
FixedInterchange | 0 | 0 | 0 | 0 | 0 | 0
CO2 Emissions (MMmetricTons): All
ReportingType | 2015 | 2020 | 2025 | 2030 | 2035 | 2040
BM | 0 | 0 | 0 | 0 | 0 | 0
CC | 524.05 | 576.88 | 530.7 | 307.68 | 180.48 | 85.47
CSP | 0 | 0 | 0 | 0 | 0 | 0
CT | 0.35 | 1.25 | 1.47 | 0.29 | 0.02 | 0.01
Coal | 1125.92 | 463.8 | 64.94 | 4.69 | 4.53 | 4.06
Geo | 0 | 0 | 0 | 0 | 0 | 0
H | 0 | 0 | 0 | 0 | 0 | 0
LFG | 0 | 0 | 0 | 0 | 0 | 0
Nuc | 0 | 0 | 0 | 0 | 0 | 0
PS | 0 | 0 | 0 | 0 | 0 | 0
PV | 0 | 0 | 0 | 0 | 0 | 0
PeakG | 1.69 | 6.75 | 12.07 | 4.79 | 3.35 | 1.65
PeakO | 0 | 0 | 0.09 | 0.01 | 0.01 | 0
ST | 0 | 0 | 0 | 0 | 0 | 0
STOG | 4.77 | 6.06 | 1.32 | 0.18 | 0.06 | 0.02
STWD | 0 | 0 | 0 | 0 | 0 | 0
WT | 0 | 0 | 0 | 0 | 0 | 0
IGCC | 3.76 | 3.76 | 0.85 | 0.04 | 0 | 0
DemandResponse | 0 | 0 | 0 | 0 | 0 | 0
IGCC-CCS | 0 | 0 | 0 | 0 | 0 | 0
WT_off | 0 | 0 | 0 | 0 | 0 | 0
PseudoUnit | 0 | 0 | 0 | 0 | 0 | 0
FixedInterchange | 0 | 0 | 0 | 0 | 0 | 0
CO2 Emissions (MMmetricTons): EI_US
ReportingType | 2015 | 2020 | 2025 | 2030 | 2035 | 2040
BM | 0 | 0 | 0 | 0 | 0 | 0
CC | 353.24 | 402.71 | 376.77 | 215.97 | 135.29 | 59.48
CSP | 0 | 0 | 0 | 0 | 0 | 0
CT | 0.33 | 1.19 | 1.35 | 0.22 | 0.02 | 0.01
Coal | 877.92 | 282.91 | 16.81 | 3.17 | 3.01 | 2.94
Geo | 0 | 0 | 0 | 0 | 0 | 0
H | 0 | 0 | 0 | 0 | 0 | 0
LFG | 0 | 0 | 0 | 0 | 0 | 0
Nuc | 0 | 0 | 0 | 0 | 0 | 0
PS | 0 | 0 | 0 | 0 | 0 | 0
PV | 0 | 0 | 0 | 0 | 0 | 0
PeakG | 1.65 | 6.6 | 11.33 | 4.2 | 3.2 | 1.47
PeakO | 0 | 0 | 0.09 | 0.01 | 0.01 | 0
ST | 0 | 0 | 0 | 0 | 0 | 0
STOG | 2.37 | 3.37 | 1.32 | 0.18 | 0.06 | 0.02
STWD | 0 | 0 | 0 | 0 | 0 | 0
WT | 0 | 0 | 0 | 0 | 0 | 0
IGCC | 3.76 | 3.76 | 0.85 | 0.04 | 0 | 0
DemandResponse | 0 | 0 | 0 | 0 | 0 | 0
IGCC-CCS | 0 | 0 | 0 | 0 | 0 | 0
WT_off | 0 | 0 | 0 | 0 | 0 | 0
PseudoUnit | 0 | 0 | 0 | 0 | 0 | 0
FixedInterchange | 0 | 0 | 0 | 0 | 0 | 0
CO2 Emissions (MMmetricTons): EI_Canada
ReportingType | 2015 | 2020 | 2025 | 2030 | 2035 | 2040
BM | 0 | 0 | 0 | 0 | 0 | 0
CC | 6.54 | 6.54 | 1.54 | 0.02 | 0.01 | 0.02
CSP | 0 | 0 | 0 | 0 | 0 | 0
CT | 0.02 | 0.01 | 0.01 | 0 | 0 | 0
Coal | 0.26 | 0 | 0 | 0 | 0 | 0
Geo | 0 | 0 | 0 | 0 | 0 | 0
H | 0 | 0 | 0 | 0 | 0 | 0
LFG | 0 | 0 | 0 | 0 | 0 | 0
Nuc | 0 | 0 | 0 | 0 | 0 | 0
PS | 0 | 0 | 0 | 0 | 0 | 0
PV | 0 | 0 | 0 | 0 | 0 | 0
PeakG | 0.04 | 0.05 | 0 | 0 | 0 | 0
PeakO | 0 | 0 | 0 | 0 | 0 | 0
ST | 0 | 0 | 0 | 0 | 0 | 0
STOG | 0.01 | 0 | 0 | 0 | 0 | 0
STWD | 0 | 0 | 0 | 0 | 0 | 0
WT | 0 | 0 | 0 | 0 | 0 | 0
IGCC | 0 | 0 | 0 | 0 | 0 | 0
DemandResponse | 0 | 0 | 0 | 0 | 0 | 0
IGCC-CCS | 0 | 0 | 0 | 0 | 0 | 0
WT_off | 0 | 0 | 0 | 0 | 0 | 0
PseudoUnit | 0 | 0 | 0 | 0 | 0 | 0
FixedInterchange | 0 | 0 | 0 | 0 | 0 | 0
CO2 Emissions (MMmetricTons): EI
ReportingType | 2015 | 2020 | 2025 | 2030 | 2035 | 2040
BM | 0 | 0 | 0 | 0 | 0 | 0
CC | 359.78 | 409.25 | 378.31 | 215.99 | 135.3 | 59.51
CSP | 0 | 0 | 0 | 0 | 0 | 0
CT | 0.35 | 1.2 | 1.36 | 0.22 | 0.02 | 0.01
Coal | 878.19 | 282.91 | 16.81 | 3.17 | 3.01 | 2.94
Geo | 0 | 0 | 0 | 0 | 0 | 0
H | 0 | 0 | 0 | 0 | 0 | 0
LFG | 0 | 0 | 0 | 0 | 0 | 0
Nuc | 0 | 0 | 0 | 0 | 0 | 0
PS | 0 | 0 | 0 | 0 | 0 | 0
PV | 0 | 0 | 0 | 0 | 0 | 0
PeakG | 1.69 | 6.66 | 11.33 | 4.2 | 3.2 | 1.47
PeakO | 0 | 0 | 0.09 | 0.01 | 0.01 | 0
ST | 0 | 0 | 0 | 0 | 0 | 0
STOG | 2.38 | 3.37 | 1.32 | 0.18 | 0.06 | 0.02
STWD | 0 | 0 | 0 | 0 | 0 | 0
WT | 0 | 0 | 0 | 0 | 0 | 0
IGCC | 3.76 | 3.76 | 0.85 | 0.04 | 0 | 0
DemandResponse | 0 | 0 | 0 | 0 | 0 | 0
IGCC-CCS | 0 | 0 | 0 | 0 | 0 | 0
WT_off | 0 | 0 | 0 | 0 | 0 | 0
PseudoUnit | 0 | 0 | 0 | 0 | 0 | 0
FixedInterchange | 0 | 0 | 0 | 0 | 0 | 0
CO2 Emissions (MMmetricTons): Outside_EI
ReportingType | 2015 | 2020 | 2025 | 2030 | 2035 | 2040
BM | 0 | 0 | 0 | 0 | 0 | 0
CC | 164.26 | 167.64 | 152.4 | 91.69 | 45.19 | 25.96
CSP | 0 | 0 | 0 | 0 | 0 | 0
CT | 0 | 0.05 | 0.11 | 0.07 | 0 | 0
Coal | 247.73 | 180.9 | 48.14 | 1.52 | 1.53 | 1.12
Geo | 0 | 0 | 0 | 0 | 0 | 0
H | 0 | 0 | 0 | 0 | 0 | 0
LFG | 0 | 0 | 0 | 0 | 0 | 0
Nuc | 0 | 0 | 0 | 0 | 0 | 0
PS | 0 | 0 | 0 | 0 | 0 | 0
PV | 0 | 0 | 0 | 0 | 0 | 0
PeakG | 0 | 0.09 | 0.74 | 0.59 | 0.15 | 0.18
PeakO | 0 | 0 | 0 | 0 | 0 | 0
ST | 0 | 0 | 0 | 0 | 0 | 0
STOG | 2.39 | 2.69 | 0 | 0 | 0 | 0
STWD | 0 | 0 | 0 | 0 | 0 | 0
WT | 0 | 0 | 0 | 0 | 0 | 0
IGCC | 0 | 0 | 0 | 0 | 0 | 0
DemandResponse | 0 | 0 | 0 | 0 | 0 | 0
IGCC-CCS | 0 | 0 | 0 | 0 | 0 | 0
WT_off | 0 | 0 | 0 | 0 | 0 | 0
PseudoUnit | 0 | 0 | 0 | 0 | 0 | 0
FixedInterchange | 0 | 0 | 0 | 0 | 0 | 0
#6 | Fuel Cost [includes coal shadow price] ($million)
Fuel Cost by Reporting Type: Entergy
ReportingType | 2015 | 2020 | 2025 | 2030 | 2035 | 2040
BM | 0 | 0 | 0 | 0 | 0 | 7.48
CC | 2841.33 | 2583.04 | 2165.01 | 1198.13 | 714.89 | 584.95
CSP | 0 | 0 | 0 | 0 | 0 | 0
CT | 0 | 0 | 0 | 0 | 0 | 0
Coal | 1222.63 | 135.94 | 16.21 | 1.44 | 0 | 0
Geo | 0 | 0 | 0 | 0 | 0 | 0
H | 0 | 0 | 0 | 0 | 0 | 0
LFG | 0 | 0 | 0.1 | 0.14 | 0.14 | 0.14
Nuc | 372.97 | 380.57 | 404.36 | 412.26 | 348.24 | 272.43
PS | 0 | 0 | 0 | 0 | 0 | 0
PV | 0 | 0 | 0 | 0 | 0 | 0
PeakG | 0 | 0 | 14.92 | 4.17 | 2.84 | 0
PeakO | 0 | 0 | 0 | 0 | 0 | 0
ST | 0 | 0 | 0 | 0 | 0 | 0
STOG | 28.62 | 59.12 | 0 | 0 | 0 | 0
STWD | 1.75 | 6.51 | 11.27 | 42.06 | 123.64 | 76.34
WT | 0 | 0 | 0 | 0 | 0 | 0
IGCC | 0 | 0 | 0 | 0 | 0 | 0
DemandResponse | 0 | 0 | 0 | 0 | 0 | 0
IGCC-CCS | 0 | 0 | 0 | 0 | 0 | 0
WT_off | 0 | 0 | 0 | 0 | 0 | 0
PseudoUnit | 0 | 0 | 0 | 0 | 0 | 0
FixedInterchange | 0 | 0 | 0 | 0 | 0 | 0
Fuel Cost by Reporting Type: FRCC
ReportingType | 2015 | 2020 | 2025 | 2030 | 2035 | 2040
BM | 0 | 0 | 0 | 0 | 0 | 351.51
CC | 8812.84 | 10353.79 | 9285.85 | 2608.41 | 1814.08 | 1243.57
CSP | 0 | 0 | 0 | 0 | 0 | 0
CT | 37.13 | 144.06 | 131.69 | 13.47 | 0 | 0
Coal | 476.82 | 102.65 | 0 | 0 | 0 | 0
Geo | 0 | 0 | 0 | 0 | 0 | 0
H | 0 | 0 | 0 | 0 | 0 | 0
LFG | 0 | 0 | 0.25 | 0.25 | 0.25 | 0.25
Nuc | 282.48 | 288.24 | 415.81 | 1596.99 | 1805.66 | 1887.15
PS | 0 | 0 | 0 | 0 | 0 | 0
PV | 0 | 0 | 0 | 0 | 0 | 0
PeakG | 30.72 | 140.64 | 105.14 | 0 | 0 | 0
PeakO | 0 | 0 | 0 | 0 | 0 | 0
ST | 0 | 0 | 0 | 0 | 0 | 0
STOG | 0 | 0 | 0 | 0 | 0 | 0
STWD | 9.7 | 29.59 | 100.84 | 100.84 | 100.84 | 62.27
WT | 0 | 0 | 0 | 0 | 0 | 0
IGCC | 0 | 0 | 0 | 0 | 0 | 0
DemandResponse | 0 | 0 | 0.04 | 0.03 | 0.06 | 0.11
IGCC-CCS | 0 | 0 | 0 | 0 | 0 | 0
WT_off | 0 | 0 | 0 | 0 | 0 | 0
PseudoUnit | 0 | 0 | 0 | 0 | 0 | 0
FixedInterchange | 0 | 0 | 0 | 0 | 0 | 0
Fuel Cost by Reporting Type: MAPP_US
ReportingType | 2015 | 2020 | 2025 | 2030 | 2035 | 2040
BM | 0 | 0 | 0 | 0 | 0 | 0
CC | 14.64 | 17.41 | 12.82 | 6.2 | 6.36 | 2.13
CSP | 0 | 0 | 0 | 0 | 0 | 0
CT | 0 | 0.2 | 0.63 | 0 | 0.57 | 0.5
Coal | 168.77 | 25.48 | 0 | 0 | 0 | 0
Geo | 0 | 0 | 0 | 0 | 0 | 0
H | 0 | 0 | 0 | 0 | 0 | 0
LFG | 0 | 0 | 0 | 0.09 | 0.07 | 0.09
Nuc | 0 | 0 | 0.01 | 0.01 | 0.03 | 0.02
PS | 0 | 0 | 0 | 0 | 0 | 0
PV | 0 | 0 | 0 | 0 | 0 | 0
PeakG | 3.89 | 7.03 | 11.68 | 7.9 | 5.17 | 4.66
PeakO | 0 | 0 | 0.34 | 0 | 0 | 0
ST | 0 | 0 | 0 | 0 | 0 | 0
STOG | 0 | 0 | 0 | 0 | 0 | 0
STWD | 0 | 0 | 0 | 0 | 0 | 0
WT | 0 | 0 | 0 | 0 | 0 | 0
IGCC | 0 | 0 | 0 | 0 | 0 | 0
DemandResponse | 0 | 0 | 0 | 0 | 0 | 0
IGCC-CCS | 0 | 0 | 0 | 0 | 0 | 0
WT_off | 0 | 0 | 0 | 0 | 0 | 0
PseudoUnit | 0 | 0 | 0 | 0 | 0 | 0
FixedInterchange | 0 | 0 | 0 | 0 | 0 | 0
Fuel Cost by Reporting Type: MISO_IN
ReportingType | 2015 | 2020 | 2025 | 2030 | 2035 | 2040
BM | 0 | 0 | 0 | 0 | 0 | 0
CC | 1227.63 | 4553.62 | 4177.57 | 1485.46 | 933.2 | 715.9
CSP | 0 | 0 | 0 | 0 | 0 | 0
CT | 0 | 0 | 0 | 0 | 0 | 0
Coal | 1229.2 | 749.7 | 0 | 0 | 0 | 0
Geo | 0 | 0 | 0 | 0 | 0 | 0
H | 0 | 0 | 0 | 0 | 0 | 0
LFG | 0 | 0 | 0.1 | 0.1 | 0.1 | 0.1
Nuc | 0 | 0.01 | 0.01 | 0.01 | 0.06 | 0.04
PS | 0 | 0 | 0 | 0 | 0 | 0
PV | 0 | 0 | 0 | 0 | 0 | 0
PeakG | 0 | 1.17 | 19.06 | 0 | 0 | 0
PeakO | 0 | 0 | 0.13 | 0 | 0 | 0
ST | 0 | 0 | 0 | 0 | 0 | 0
STOG | 1.94 | 3.98 | 7.06 | 0 | 0 | 0
STWD | 0 | 0 | 0 | 0 | 0 | 0
WT | 0 | 0 | 0 | 0 | 0 | 0
IGCC | 87.33 | 82.33 | 14.89 | 0.66 | 0 | 0
DemandResponse | 0 | 0 | 0 | 0 | 0 | 0
IGCC-CCS | 0 | 0 | 0 | 0 | 0 | 0
WT_off | 0 | 0 | 0 | 0 | 0 | 0
PseudoUnit | 0 | 0 | 0 | 0 | 0 | 0
FixedInterchange | 0 | 0 | 0 | 0 | 0 | 0
Fuel Cost by Reporting Type: MISO_MI
ReportingType | 2015 | 2020 | 2025 | 2030 | 2035 | 2040
BM | 0 | 0 | 0 | 0 | 0 | 0
CC | 656.74 | 789.41 | 768.83 | 188.93 | 178.46 | 56.52
CSP | 0 | 0 | 0 | 0 | 0 | 0
CT | 0 | 0 | 0 | 0 | 0 | 0
Coal | 624.55 | 0 | 0 | 0 | 0 | 0
Geo | 0 | 0 | 0 | 0 | 0 | 0
H | 0 | 0 | 0 | 0 | 0 | 0
LFG | 0.2 | 0.2 | 0.2 | 0.2 | 0.2 | 0.2
Nuc | 139.75 | 142.6 | 151.51 | 154.47 | 90.85 | 181.8
PS | 0 | 0 | 0 | 0 | 0 | 0
PV | 0 | 0 | 0 | 0 | 0 | 0
PeakG | 1.56 | 7.61 | 21.98 | 0.25 | 0.77 | 0
PeakO | 0 | 0 | 0.64 | 0 | 0 | 0
ST | 0 | 0 | 0 | 0 | 0 | 0
STOG | 19.05 | 20.76 | 22.66 | 0 | 0 | 0
STWD | 55.51 | 38.01 | 14.05 | 39.14 | 87.42 | 53.98
WT | 0 | 0 | 0 | 0 | 0 | 0
IGCC | 0 | 0 | 0 | 0 | 0 | 0
DemandResponse | 0 | 0 | 0 | 0 | 0 | 0
IGCC-CCS | 0 | 0 | 0 | 0 | 0 | 0
WT_off | 0 | 0 | 0 | 0 | 0 | 0
PseudoUnit | 0 | 0 | 0 | 0 | 0 | 0
FixedInterchange | 0 | 0 | 0 | 0 | 0 | 0
Fuel Cost by Reporting Type: MISO_MO-IL
ReportingType | 2015 | 2020 | 2025 | 2030 | 2035 | 2040
BM | 0 | 0 | 0 | 0 | 0 | 0
CC | 151.1 | 173.28 | 146.86 | 31.13 | 31.61 | 12.36
CSP | 0 | 0 | 0 | 0 | 0 | 0
CT | 0 | 0 | 0 | 0 | 0 | 0
Coal | 1380.52 | 414.03 | 39.33 | 7.37 | 9.6 | 9.43
Geo | 0 | 0 | 0 | 0 | 0 | 0
H | 0 | 0 | 0 | 0 | 0 | 0
LFG | 0 | 0 | 0.29 | 0.29 | 0.29 | 0.29
Nuc | 143.46 | 146.38 | 155.53 | 158.57 | 158.57 | 158.57
PS | 0 | 0 | 0 | 0 | 0 | 0
PV | 0 | 0 | 0 | 0 | 0 | 0
PeakG | 7.01 | 30.76 | 61.49 | 25.18 | 21.38 | 22.83
PeakO | 0 | 0 | 0.87 | 0 | 0 | 0
ST | 0 | 0 | 0 | 0 | 0 | 0
STOG | 0.37 | 2.18 | 0 | 0 | 0 | 0
STWD | 0 | 0 | 0 | 0 | 0 | 0
WT | 0 | 0 | 0 | 0 | 0 | 0
IGCC | 0 | 0 | 0 | 0 | 0 | 0
DemandResponse | 0 | 0 | 0 | 0 | 0 | 0
IGCC-CCS | 0 | 0 | 0 | 0 | 0 | 0
WT_off | 0 | 0 | 0 | 0 | 0 | 0
PseudoUnit | 0 | 0 | 0 | 0 | 0 | 0
FixedInterchange | 0 | 0 | 0 | 0 | 0 | 0
Fuel Cost by Reporting Type: MISO_W
ReportingType | 2015 | 2020 | 2025 | 2030 | 2035 | 2040
BM | 0 | 0 | 0 | 0 | 0 | 0
CC | 375.04 | 530.96 | 266.3 | 99.88 | 81.43 | 41.99
CSP | 0 | 0 | 0 | 0 | 0 | 0
CT | 0 | 0 | 0 | 0 | 0 | 0
Coal | 1228.83 | 469.66 | 38.99 | 38.99 | 36.21 | 27.99
Geo | 0 | 0 | 0 | 0 | 0 | 0
H | 0 | 0 | 0 | 0 | 0 | 0
LFG | 0 | 0 | 0 | 0.09 | 0.09 | 0.09
Nuc | 152.53 | 155.64 | 165.35 | 168.37 | 0.01 | 0.01
PS | 0 | 0 | 0 | 0 | 0 | 0
PV | 0 | 0 | 0 | 0 | 0 | 0
PeakG | 13.38 | 20.79 | 27.04 | 4.12 | 14.74 | 14.64
PeakO | 0 | 0 | 5.91 | 0 | 0 | 0
ST | 0 | 0 | 0 | 0 | 0 | 0
STOG | 0.01 | 0.14 | 0 | 0 | 0 | 0
STWD | 4.91 | 15.72 | 23.74 | 76.54 | 106.68 | 67.65
WT | 0 | 0 | 0 | 0 | 0 | 0
IGCC | 0 | 0 | 0 | 0 | 0 | 0
DemandResponse | 0 | 0 | 0 | 0 | 0 | 0
IGCC-CCS | 0 | 0 | 0 | 0 | 0 | 0
WT_off | 0 | 0 | 0 | 0 | 0 | 0
PseudoUnit | 0 | 0 | 0 | 0 | 0 | 0
FixedInterchange | 0 | 0 | 0 | 0 | 0 | 0
Fuel Cost by Reporting Type: MISO_WUMS
ReportingType | 2015 | 2020 | 2025 | 2030 | 2035 | 2040
BM | 0 | 0 | 0 | 0 | 0 | 0
CC | 1744.73 | 1917.66 | 1694.96 | 614.57 | 452.18 | 257.02
CSP | 0 | 0 | 0 | 0 | 0 | 0
CT | 0 | 0 | 0 | 0 | 0 | 0
Coal | 257.22 | 100.19 | 37 | 22.57 | 52.96 | 59.67
Geo | 0 | 0 | 0 | 0 | 0 | 0
H | 0 | 0 | 0 | 0 | 0 | 0
LFG | 0 | 0 | 0.29 | 0.29 | 0.29 | 0.29
Nuc | 120.89 | 123.35 | 131.06 | 133.62 | 0.01 | 0.01
PS | 0 | 0 | 0 | 0 | 0 | 0
PV | 0 | 0 | 0 | 0 | 0 | 0
PeakG | 0 | 3.82 | 15.76 | 0 | 0 | 0
PeakO | 0 | 0 | 0.31 | 0 | 0 | 0
ST | 0 | 0 | 0 | 0 | 0 | 0
STOG | 0 | 0 | 0 | 0 | 0 | 0
STWD | 1.71 | 6.11 | 5.77 | 9.03 | 63.12 | 39
WT | 0 | 0 | 0 | 0 | 0 | 0
IGCC | 0 | 0 | 0 | 0 | 0 | 0
DemandResponse | 0 | 0 | 0 | 0 | 0 | 0
IGCC-CCS | 0 | 0 | 0 | 0 | 0 | 0
WT_off | 0 | 0 | 0 | 0 | 0 | 0
PseudoUnit | 0 | 0 | 0 | 0 | 0 | 0
FixedInterchange | 0 | 0 | 0 | 0 | 0 | 0
Fuel Cost by Reporting Type: Nebraska
ReportingType | 2015 | 2020 | 2025 | 2030 | 2035 | 2040
BM | 0 | 0 | 0 | 0 | 0 | 0
CC | 17.52 | 12.3 | 17.48 | 4.99 | 5.04 | 2.9
CSP | 0 | 0 | 0 | 0 | 0 | 0
CT | 0 | 0 | 0 | 0 | 0 | 0
Coal | 413.91 | 50.65 | 30.17 | 27.03 | 25.45 | 15.06
Geo | 0 | 0 | 0 | 0 | 0 | 0
H | 0 | 0 | 0 | 0 | 0 | 0
LFG | 0 | 0 | 0 | 0.08 | 0.06 | 0.07
Nuc | 83.67 | 85.37 | 80.16 | 70.98 | 0.01 | 0.01
PS | 0 | 0 | 0 | 0 | 0 | 0
PV | 0 | 0 | 0 | 0 | 0 | 0
PeakG | 2 | 0.59 | 2.81 | 0 | 0 | 0
PeakO | 0 | 0 | 0.94 | 0 | 0 | 0
ST | 0 | 0 | 0 | 0 | 0 | 0
STOG | 0 | 0 | 0 | 0 | 0 | 0
STWD | 0 | 0 | 0 | 0 | 0 | 0
WT | 0 | 0 | 0 | 0 | 0 | 0
IGCC | 0 | 0 | 0 | 0 | 0 | 0
DemandResponse | 0 | 0 | 0 | 0 | 0 | 0
IGCC-CCS | 0 | 0 | 0 | 0 | 0 | 0
WT_off | 0 | 0 | 0 | 0 | 0 | 0
PseudoUnit | 0 | 0 | 0 | 0 | 0 | 0
FixedInterchange | 0 | 0 | 0 | 0 | 0 | 0
Fuel Cost by Reporting Type: NEISO
ReportingType | 2015 | 2020 | 2025 | 2030 | 2035 | 2040
BM | 128.98 | 77.02 | 7.21 | 13.3 | 128.98 | 99.5
CC | 1427.28 | 1033.52 | 629.54 | 185.26 | 117.41 | 28.22
CSP | 0 | 0 | 0 | 0 | 0 | 0
CT | 0.19 | 0.68 | 1.88 | 0.4 | 0 | 0
Coal | 2.1 | 0 | 0 | 0 | 0 | 0
Geo | 0 | 0 | 0 | 0 | 0 | 0
H | 0 | 0 | 0 | 0 | 0 | 0
LFG | 0.06 | 0.06 | 0.06 | 0.15 | 0.15 | 0.15
Nuc | 293.25 | 299.23 | 317.93 | 324.14 | 234.19 | 173
PS | 0 | 0 | 0 | 0 | 0 | 0
PV | 0 | 0 | 0 | 0 | 0 | 0
PeakG | 1.88 | 6.14 | 6.38 | 3.62 | 2.53 | 4
PeakO | 0 | 0 | 0 | 0 | 0 | 0
ST | 0 | 0 | 0 | 0 | 0 | 0
STOG | 0 | 0 | 0 | 0 | 0 | 0
STWD | 99.65 | 96.52 | 16.88 | 21.84 | 338.09 | 183.3
WT | 0 | 0 | 0 | 0 | 0 | 0
IGCC | 0 | 0 | 0 | 0 | 0 | 0
DemandResponse | 0 | 0 | 0 | 0 | 0 | 0
IGCC-CCS | 0 | 0 | 0 | 0 | 0 | 0
WT_off | 0 | 0 | 0 | 0 | 0 | 0
PseudoUnit | 0 | 0 | 0 | 0 | 0 | 0
FixedInterchange | 0 | 0 | 0 | 0 | 0 | 0
Fuel Cost by Reporting Type: NonRTO_Midwest
ReportingType | 2015 | 2020 | 2025 | 2030 | 2035 | 2040
BM | 0 | 0 | 0 | 0 | 0 | 0
CC | 559.03 | 1392.95 | 1279.54 | 878.36 | 723.08 | 175.87
CSP | 0 | 0 | 0 | 0 | 0 | 0
CT | 0 | 0 | 0 | 0 | 0 | 0
Coal | 943.22 | 479.93 | 56.31 | 31.78 | 58.92 | 57.52
Geo | 0 | 0 | 0 | 0 | 0 | 0
H | 0 | 0 | 0 | 0 | 0 | 0
LFG | 0 | 0 | 0.2 | 0.2 | 0.2 | 0.2
Nuc | 0 | 0.01 | 0.01 | 0.01 | 150.04 | 292.21
PS | 0 | 0 | 0 | 0 | 0 | 0
PV | 0 | 0 | 0 | 0 | 0 | 0
PeakG | 10.8 | 11.5 | 86.25 | 34.12 | 4.72 | 1.51
PeakO | 0 | 0 | 0 | 0 | 0 | 0
ST | 0 | 0 | 0 | 0 | 0 | 0
STOG | 0 | 0 | 0 | 0 | 0 | 0
STWD | 0 | 0 | 0 | 0 | 0 | 0
WT | 0 | 0 | 0 | 0 | 0 | 0
IGCC | 0 | 0 | 0 | 0 | 0 | 0
DemandResponse | 0 | 0 | 0 | 0 | 0 | 0
IGCC-CCS | 0 | 0 | 0 | 0 | 0 | 0
WT_off | 0 | 0 | 0 | 0 | 0 | 0
PseudoUnit | 0 | 0 | 0 | 0 | 0 | 0
FixedInterchange | 0 | 0 | 0 | 0 | 0 | 0
Fuel Cost by Reporting Type: NYISO_A-F
ReportingType | 2015 | 2020 | 2025 | 2030 | 2035 | 2040
BM | 0 | 0 | 0 | 0 | 0 | 0
CC | 278.41 | 286.58 | 174.56 | 36.93 | 5.86 | 0
CSP | 0 | 0 | 0 | 0 | 0 | 0
CT | 0 | 0 | 0 | 0 | 0 | 0
Coal | 0 | 0 | 0 | 0 | 0 | 0
Geo | 0 | 0 | 0 | 0 | 0 | 0
H | 0 | 0 | 0 | 0 | 0 | 0
LFG | 0.01 | 0.01 | 0.01 | 0.09 | 0.09 | 0.09
Nuc | 217.02 | 221.45 | 235.29 | 195.6 | 154.22 | 93.47
PS | 0 | 0 | 0 | 0 | 0 | 0
PV | 0 | 0 | 0 | 0 | 0 | 0
PeakG | 0.12 | 1.32 | 0 | 0 | 0 | 0
PeakO | 0 | 0 | 0 | 0 | 0 | 0
ST | 0 | 0 | 0 | 0 | 0 | 0
STOG | 0 | 0 | 0 | 0 | 0 | 0
STWD | 0.13 | 0.69 | 1.33 | 2.59 | 49.16 | 23.34
WT | 0 | 0 | 0 | 0 | 0 | 0
IGCC | 0 | 0 | 0 | 0 | 0 | 0
DemandResponse | 0 | 0 | 0 | 0 | 0 | 0
IGCC-CCS | 0 | 0 | 0 | 0 | 0 | 0
WT_off | 0 | 0 | 0 | 0 | 0 | 0
PseudoUnit | 0 | 0 | 0 | 0 | 0 | 0
FixedInterchange | 0 | 0 | 0 | 0 | 0 | 0
Fuel Cost by Reporting Type: NYISO_G-I
ReportingType | 2015 | 2020 | 2025 | 2030 | 2035 | 2040
BM | 0 | 0 | 0 | 0 | 0 | 0
CC | 164.85 | 181.39 | 89.74 | 27.06 | 41.76 | 0
CSP | 0 | 0 | 0 | 0 | 0 | 0
CT | 0 | 0 | 0 | 0 | 0 | 0
Coal | 0 | 0 | 0 | 0 | 0 | 0
Geo | 0 | 0 | 0 | 0 | 0 | 0
H | 0 | 0 | 0 | 0 | 0 | 0
LFG | 0 | 0 | 0 | 0.09 | 0.09 | 0.09
Nuc | 130.64 | 133.3 | 141.63 | 144.4 | 98.37 | 301.54
PS | 0 | 0 | 0 | 0 | 0 | 0
PV | 0 | 0 | 0 | 0 | 0 | 0
PeakG | 0 | 0.06 | 0.19 | 0.14 | 0.13 | 0
PeakO | 0 | 0 | 0 | 0 | 0 | 0
ST | 0 | 0 | 0 | 0 | 0 | 0
STOG | 0 | 0 | 0 | 0 | 0 | 0
STWD | 0 | 0 | 0 | 0 | 0 | 0
WT | 0 | 0 | 0 | 0 | 0 | 0
IGCC | 0 | 0 | 0 | 0 | 0 | 0
DemandResponse | 0 | 0 | 0 | 0 | 0 | 0
IGCC-CCS | 0 | 0 | 0 | 0 | 0 | 0
WT_off | 0 | 0 | 0 | 0 | 0 | 0
PseudoUnit | 0 | 0 | 0 | 0 | 0 | 0
FixedInterchange | 0 | 0 | 0 | 0 | 0 | 0
Fuel Cost by Reporting Type: NYISO_J-K
ReportingType | 2015 | 2020 | 2025 | 2030 | 2035 | 2040
BM | 0 | 0 | 0 | 0 | 0 | 0
CC | 975.51 | 1033.21 | 621.22 | 293.06 | 270.89 | 132.97
CSP | 0 | 0 | 0 | 0 | 0 | 0
CT | 0 | 0 | 0 | 0 | 0 | 0
Coal | 0 | 0 | 0 | 0 | 0 | 0
Geo | 0 | 0 | 0 | 0 | 0 | 0
H | 0 | 0 | 0 | 0 | 0 | 0
LFG | 0 | 0 | 0 | 0.09 | 0.09 | 0.09
Nuc | 0 | 0 | 0.01 | 0.01 | 0.07 | 0.05
PS | 0 | 0 | 0 | 0 | 0 | 0
PV | 0 | 0 | 0 | 0 | 0 | 0
PeakG | 8 | 13.06 | 25.98 | 16.88 | 12.37 | 12.66
PeakO | 0 | 0.56 | 14.52 | 2.3 | 4.68 | 0.75
ST | 0 | 0 | 0 | 0 | 0 | 0
STOG | 18.44 | 42.31 | 24.63 | 7.87 | 3.62 | 0.97
STWD | 0 | 0 | 0 | 0 | 0 | 0
WT | 0 | 0 | 0 | 0 | 0 | 0
IGCC | 0 | 0 | 0 | 0 | 0 | 0
DemandResponse | 0 | 0 | 0 | 0 | 0 | 0
IGCC-CCS | 0 | 0 | 0 | 0 | 0 | 0
WT_off | 0 | 0 | 0 | 0 | 0 | 0
PseudoUnit | 0 | 0 | 0 | 0 | 0 | 0
FixedInterchange | 0 | 0 | 0 | 0 | 0 | 0
Fuel Cost by Reporting Type: PJM_E
ReportingType | 2015 | 2020 | 2025 | 2030 | 2035 | 2040
BM | 0.86 | 15.34 | 15.34 | 15.34 | 15.34 | 9.44
CC | 1889.57 | 2522.84 | 1992.79 | 985.79 | 936.92 | 420.61
CSP | 0 | 0 | 0 | 0 | 0 | 0
CT | 0.02 | 0.68 | 0.61 | 0 | 0 | 0
Coal | 19.94 | 14.99 | 8.78 | 2.55 | 28.98 | 31.31
Geo | 0 | 0 | 0 | 0 | 0 | 0
H | 0 | 0 | 0 | 0 | 0 | 0
LFG | 0.18 | 0.18 | 0.18 | 0.18 | 0.18 | 0.18
Nuc | 563.79 | 533.75 | 567.11 | 578.18 | 415.32 | 329.35
PS | 0 | 0 | 0 | 0 | 0 | 0
PV | 0 | 0 | 0 | 0 | 0 | 0
PeakG | 4.19 | 63.78 | 96.56 | 41.76 | 20.25 | 15.04
PeakO | 0 | 0 | 1.6 | 0 | 0 | 0
ST | 0 | 0 | 0 | 0 | 0 | 0
STOG | 18.44 | 7.09 | 0 | 0 | 0 | 0
STWD | 0 | 0 | 0 | 0 | 0 | 0
WT | 0 | 0 | 0 | 0 | 0 | 0
IGCC | 0 | 0 | 0 | 0 | 0 | 0
DemandResponse | 0 | 0 | 0 | 0 | 0 | 0
IGCC-CCS | 0 | 0 | 0 | 0 | 0 | 0
WT_off | 0 | 0 | 0 | 0 | 0 | 0
PseudoUnit | 0 | 0 | 0 | 0 | 0 | 0
FixedInterchange | 0 | 0 | 0 | 0 | 0 | 0
Fuel Cost by Reporting Type: PJM_ROM
ReportingType | 2015 | 2020 | 2025 | 2030 | 2035 | 2040
BM | 0.52 | 9.21 | 9.21 | 9.21 | 9.21 | 5.67
CC | 886.8 | 1182.05 | 1017.81 | 444.82 | 413.26 | 160.44
CSP | 0 | 0 | 0 | 0 | 0 | 0
CT | 0.01 | 0.42 | 0.65 | 0.27 | 0 | 0
Coal | 259.31 | 33.51 | 0.88 | 0 | 0.03 | 0
Geo | 0 | 0 | 0 | 0 | 0 | 0
H | 0 | 0 | 0 | 0 | 0 | 0
LFG | 0.36 | 0.36 | 0.36 | 0.36 | 0.36 | 0.36
Nuc | 337.6 | 344.49 | 366.02 | 373.17 | 449.61 | 879.29
PS | 0 | 0 | 0 | 0 | 0 | 0
PV | 0 | 0 | 0 | 0 | 0 | 0
PeakG | 0 | 3.49 | 13.6 | 26.84 | 13.01 | 6.77
PeakO | 0 | 0 | 5.06 | 0 | 0 | 0
ST | 0 | 0 | 0 | 0 | 0 | 0
STOG | 45.06 | 89.84 | 0 | 0 | 0 | 0
STWD | 2.04 | 35.1 | 35.1 | 35.1 | 35.1 | 21.67
WT | 0 | 0 | 0 | 0 | 0 | 0
IGCC | 0 | 0 | 0 | 0 | 0 | 0
DemandResponse | 0 | 0 | 0 | 0 | 0 | 0
IGCC-CCS | 0 | 0 | 0 | 0 | 0 | 0
WT_off | 0 | 0 | 0 | 0 | 0 | 0
PseudoUnit | 0 | 0 | 0 | 0 | 0 | 0
FixedInterchange | 0 | 0 | 0 | 0 | 0 | 0
Fuel Cost by Reporting Type: PJM_ROR
ReportingType | 2015 | 2020 | 2025 | 2030 | 2035 | 2040
BM | 11.05 | 196.9 | 143.58 | 196.9 | 196.9 | 121.2
CC | 5956.9 | 7310.26 | 5815.4 | 3323.58 | 2377.82 | 1009.82
CSP | 0 | 0 | 0 | 0 | 0 | 0
CT | 0.18 | 0.73 | 1.15 | 0.5 | 0 | 0
Coal | 4677.43 | 1990 | 131.53 | 77.51 | 135.27 | 132.24
Geo | 0 | 0 | 0 | 0 | 0 | 0
H | 0 | 0 | 0 | 0 | 0 | 0
LFG | 0.07 | 0.07 | 0.73 | 0.73 | 0.73 | 0.73
Nuc | 1319.64 | 1346.55 | 1430.71 | 1395.54 | 1344.8 | 1952.37
PS | 0 | 0 | 0 | 0 | 0 | 0
PV | 0 | 0 | 0 | 0 | 0 | 0
PeakG | 53.56 | 191.24 | 364.46 | 149.09 | 142.27 | 28.39
PeakO | 0 | 0 | 1.09 | 0 | 0 | 0
ST | 0 | 0 | 0 | 0 | 0 | 0
STOG | 25.25 | 88.64 | 0 | 0 | 0 | 0
STWD | 2.8 | 103.87 | 103.87 | 76.32 | 103.87 | 64.13
WT | 0 | 0 | 0 | 0 | 0 | 0
IGCC | 0 | 0 | 0 | 0 | 0 | 0
DemandResponse | 0 | 0 | 0 | 0 | 0 | 0
IGCC-CCS | 0 | 0 | 0 | 0 | 0 | 0
WT_off | 0 | 0 | 0 | 0 | 0 | 0
PseudoUnit | 0 | 0 | 0 | 0 | 0 | 0
FixedInterchange | 0 | 0 | 0 | 0 | 0 | 0
Fuel Cost by Reporting Type: SOCO
ReportingType | 2015 | 2020 | 2025 | 2030 | 2035 | 2040
BM | 2.61 | 6.63 | 20.51 | 28.13 | 28.13 | 1056.18
CC | 7129.31 | 8053.33 | 7261.22 | 3447.32 | 1160.48 | 316.09
CSP | 0 | 0 | 0 | 0 | 0 | 0
CT | 0 | 0 | 0 | 0 | 0 | 0
Coal | 870.22 | 204.96 | 120.35 | 117.86 | 117.57 | 116.21
Geo | 0 | 0 | 0 | 0 | 0 | 0
H | 0 | 0 | 0 | 0 | 0 | 0
LFG | 0 | 0 | 0.14 | 0.14 | 0.14 | 0.14
Nuc | 396.64 | 551.11 | 585.56 | 1111.06 | 1799.04 | 1966.78
PS | 0 | 0 | 0 | 0 | 0 | 0
PV | 0 | 0 | 0 | 0 | 0 | 0
PeakG | 39.63 | 213.11 | 243.48 | 0 | 0 | 0
PeakO | 0 | 0 | 0 | 0 | 0 | 0
ST | 0 | 0 | 0 | 0 | 0 | 0
STOG | 0 | 0 | 0 | 0 | 0 | 0
STWD | 21.93 | 63.1 | 88.31 | 241.3 | 392.54 | 242.38
WT | 0 | 0 | 0 | 0 | 0 | 0
IGCC | 0 | 0 | 0 | 0 | 0 | 0
DemandResponse | 0 | 0 | 0 | 0 | 0 | 0
IGCC-CCS | 0 | 0 | 0 | 0 | 0 | 0
WT_off | 0 | 0 | 0 | 0 | 0 | 0
PseudoUnit | 0 | 0 | 0 | 0 | 0 | 0
FixedInterchange | 0 | 0 | 0 | 0 | 0 | 0
Fuel Cost by Reporting Type: SPP_N
ReportingType | 2015 | 2020 | 2025 | 2030 | 2035 | 2040
BM | 0 | 0 | 0 | 0 | 0 | 0
CC | 128.35 | 70.95 | 65.19 | 31.78 | 25.89 | 10.4
CSP | 0 | 0 | 0 | 0 | 0 | 0
CT | 0 | 0 | 0 | 0 | 0 | 0
Coal | 974.51 | 163.55 | 5.69 | 0.22 | 0 | 0
Geo | 0 | 0 | 0 | 0 | 0 | 0
H | 0 | 0 | 0 | 0 | 0 | 0
LFG | 0 | 0 | 0 | 0.11 | 0.08 | 0.08
Nuc | 74.76 | 76.29 | 71.88 | 69.62 | 54.01 | 52.07
PS | 0 | 0 | 0 | 0 | 0 | 0
PV | 0 | 0 | 0 | 0 | 0 | 0
PeakG | 4.27 | 0 | 5.55 | 0 | 0 | 0
PeakO | 0 | 0 | 0 | 0 | 0 | 0
ST | 0 | 0 | 0 | 0 | 0 | 0
STOG | 11.12 | 0 | 0 | 0 | 0 | 0
STWD | 0 | 0 | 0 | 0 | 0 | 0
WT | 0 | 0 | 0 | 0 | 0 | 0
IGCC | 0 | 0 | 0 | 0 | 0 | 0
DemandResponse | 0 | 0 | 0 | 0 | 0 | 0
IGCC-CCS | 0 | 0 | 0 | 0 | 0 | 0
WT_off | 0 | 0 | 0 | 0 | 0 | 0
PseudoUnit | 0 | 0 | 0 | 0 | 0 | 0
FixedInterchange | 0 | 0 | 0 | 0 | 0 | 0
Fuel Cost by Reporting Type: SPP_S
ReportingType | 2015 | 2020 | 2025 | 2030 | 2035 | 2040
BM | 0 | 0 | 0 | 0 | 0 | 0
CC | 1660.98 | 539.95 | 601.55 | 320.3 | 245.87 | 216.56
CSP | 0 | 0 | 0 | 0 | 0 | 0
CT | 0.34 | 0 | 4.28 | 6.57 | 1.4 | 0
Coal | 1734.3 | 136.96 | 15.25 | 0 | 0 | 0
Geo | 0 | 0 | 0 | 0 | 0 | 0
H | 0 | 0 | 0 | 0 | 0 | 0
LFG | 0 | 0 | 0 | 0.11 | 0.08 | 0.08
Nuc | 0 | 0 | 0.01 | 0.01 | 0.03 | 0.02
PS | 0 | 0 | 0 | 0 | 0 | 0
PV | 0 | 0 | 0 | 0 | 0 | 0
PeakG | 0 | 0 | 16.39 | 19.22 | 10.83 | 12.08
PeakO | 0 | 0 | 0 | 0 | 0 | 0
ST | 0 | 0 | 0 | 0 | 0 | 0
STOG | 99.55 | 85.09 | 87.47 | 5.4 | 0 | 0
STWD | 0.18 | 2.57 | 4.5 | 11.47 | 24.99 | 15.59
WT | 0 | 0 | 0 | 0 | 0 | 0
IGCC | 0 | 0 | 0 | 0 | 0 | 0
DemandResponse | 0 | 0 | 0 | 0 | 0 | 0
IGCC-CCS | 0 | 0 | 0 | 0 | 0 | 0
WT_off | 0 | 0 | 0 | 0 | 0 | 0
PseudoUnit | 0 | 0 | 0 | 0 | 0 | 0
FixedInterchange | 0 | 0 | 0 | 0 | 0 | 0
Fuel Cost by Reporting Type: TVA
ReportingType | 2015 | 2020 | 2025 | 2030 | 2035 | 2040
BM | 0 | 0 | 0 | 0 | 0 | 22.27
CC | 1975.23 | 3016.94 | 2677.75 | 1381.19 | 560.76 | 162
CSP | 0 | 0 | 0 | 0 | 0 | 0
CT | 0 | 0 | 0 | 0 | 0 | 0
Coal | 969.39 | 370.9 | 0 | 0 | 0 | 0
Geo | 0 | 0 | 0 | 0 | 0 | 0
H | 0 | 0 | 0 | 0 | 0 | 0
LFG | 0 | 0 | 0.14 | 0.14 | 0.14 | 0.14
Nuc | 542.87 | 553.94 | 588.56 | 600.05 | 853.14 | 1031.64
PS | 0 | 0 | 0 | 0 | 0 | 0
PV | 0 | 0 | 0 | 0 | 0 | 0
PeakG | 0 | 4.25 | 12.03 | 2.05 | 0 | 0
PeakO | 0 | 0 | 0 | 0 | 0 | 0
ST | 0 | 0 | 0 | 0 | 0 | 0
STOG | 0 | 0 | 0 | 0 | 0 | 0
STWD | 0.08 | 0.27 | 0.49 | 2.02 | 2.75 | 1.7
WT | 0 | 0 | 0 | 0 | 0 | 0
IGCC | 0 | 0 | 0 | 0 | 0 | 0
DemandResponse | 0 | 0 | 0 | 0 | 0 | 0
IGCC-CCS | 0 | 0 | 0 | 0 | 0 | 0
WT_off | 0 | 0 | 0 | 0 | 0 | 0
PseudoUnit | 0 | 0 | 0 | 0 | 0 | 0
FixedInterchange | 0 | 0 | 0 | 0 | 0 | 0
Fuel Cost by Reporting Type: TVA_Transmission
ReportingType | 2015 | 2020 | 2025 | 2030 | 2035 | 2040
BM | 0 | 0 | 0 | 0 | 0 | 0
CC | 0 | 0 | 0 | 0 | 0 | 0
CSP | 0 | 0 | 0 | 0 | 0 | 0
CT | 0 | 0 | 0 | 0 | 0 | 0
Coal | 0 | 0 | 0 | 0 | 0 | 0
Geo | 0 | 0 | 0 | 0 | 0 | 0
H | 0 | 0 | 0 | 0 | 0 | 0
LFG | 0 | 0 | 0 | 0 | 0 | 0
Nuc | 0 | 0 | 0 | 0 | 0 | 0
PS | 0 | 0 | 0 | 0 | 0 | 0
PV | 0 | 0 | 0 | 0 | 0 | 0
PeakG | 0 | 0 | 0 | 0 | 0 | 0
PeakO | 0 | 0 | 0 | 0 | 0 | 0
ST | 0 | 0 | 0 | 0 | 0 | 0
STOG | 0 | 0 | 0 | 0 | 0 | 0
STWD | 0 | 0 | 0 | 0 | 0 | 0
WT | 0 | 0 | 0 | 0 | 0 | 0
IGCC | 0 | 0 | 0 | 0 | 0 | 0
DemandResponse | 0 | 0 | 0 | 0 | 0 | 0
IGCC-CCS | 0 | 0 | 0 | 0 | 0 | 0
WT_off | 0 | 0 | 0 | 0 | 0 | 0
PseudoUnit | 0 | 0 | 0 | 0 | 0 | 0
FixedInterchange | 0 | 0 | 0 | 0 | 0 | 0
Fuel Cost by Reporting Type: VACAR
ReportingType | 2015 | 2020 | 2025 | 2030 | 2035 | 2040
BM | 0 | 5.47 | 226.85 | 226.85 | 226.85 | 489.23
CC | 3953.45 | 4459.86 | 4106.25 | 2045.04 | 910.58 | 108.86
CSP | 0 | 0 | 0 | 0 | 0 | 0
CT | 5.37 | 22.88 | 35.65 | 0.47 | 0 | 0
Coal | 1085.47 | 333.33 | 134.74 | 92.47 | 100.99 | 100.81
Geo | 0 | 0 | 0 | 0 | 0 | 0
H | 0 | 0 | 0 | 0 | 0 | 0
LFG | 0.14 | 0.14 | 0.14 | 0.14 | 0.14 | 0.14
Nuc | 730.67 | 900.6 | 956.89 | 1383.82 | 1836.89 | 2036.46
PS | 0 | 0 | 0 | 0 | 0 | 0
PV | 0 | 0 | 0 | 0 | 0 | 0
PeakG | 10.2 | 113.14 | 123.54 | 0 | 0 | 0
PeakO | 0 | 0 | 0 | 0 | 0 | 0
ST | 0 | 0 | 0 | 0 | 0 | 0
STOG | 0 | 0 | 0 | 0 | 0 | 0
STWD | 71.52 | 159.73 | 159.73 | 155.06 | 159.73 | 98.63
WT | 0 | 0 | 0 | 0 | 0 | 0
IGCC | 0 | 0 | 0 | 0 | 0 | 0
DemandResponse | 0 | 0 | 0.02 | 0.03 | 0 | 0.1
IGCC-CCS | 0 | 0 | 0 | 0 | 0 | 0
WT_off | 0 | 0 | 0 | 0 | 0 | 0
PseudoUnit | 0 | 0 | 0 | 0 | 0 | 0
FixedInterchange | 0 | 0 | 0 | 0 | 0 | 0
Fuel Cost by Reporting Type: IESO
ReportingType | 2015 | 2020 | 2025 | 2030 | 2035 | 2040
BM | 0 | 0.89 | 2 | 0.21 | 55.57 | 4.4
CC | 301.64 | 309.45 | 41.32 | 2.4 | 0.83 | 3.18
CSP | 0 | 0 | 0 | 0 | 0 | 0
CT | 2.03 | 0.66 | 0.73 | 0 | 0 | 0
Coal | 0 | 0 | 0 | 0 | 0 | 0
Geo | 0 | 0 | 0 | 0 | 0 | 0
H | 0 | 0 | 0 | 0 | 0 | 0
LFG | 0.02 | 0.02 | 0.02 | 0.02 | 0.02 | 0.02
Nuc | 854.23 | 871.65 | 926.13 | 944.22 | 869.51 | 757.81
PS | 0 | 0 | 0 | 0 | 0 | 0
PV | 0 | 0 | 0 | 0 | 0 | 0
PeakG | 0 | 0 | 0 | 0 | 0 | 0
PeakO | 0 | 0 | 0 | 0 | 0 | 0
ST | 0 | 0 | 0 | 0 | 0 | 0
STOG | 0 | 0 | 0 | 0 | 0 | 0
STWD | 0.95 | 1.82 | 1.82 | 1.82 | 67.38 | 2.9
WT | 0 | 0 | 0 | 0 | 0 | 0
IGCC | 0 | 0 | 0 | 0 | 0 | 0
DemandResponse | 0 | 0 | 0 | 0 | 0 | 0
IGCC-CCS | 0 | 0 | 0 | 0 | 0 | 0
WT_off | 0 | 0 | 0 | 0 | 0 | 0
PseudoUnit | 0 | 0 | 0 | 0 | 0 | 0
FixedInterchange | 0 | 0 | 0 | 0 | 0 | 0
Fuel Cost by Reporting Type: MAPP_CA
ReportingType | 2015 | 2020 | 2025 | 2030 | 2035 | 2040
BM | 0 | 0 | 0 | 0 | 0 | 0
CC | 299.68 | 343.98 | 130.63 | 0 | 0 | 0
CSP | 0 | 0 | 0 | 0 | 0 | 0
CT | 0 | 0 | 0 | 0 | 0 | 0
Coal | 11.92 | 0 | 0 | 0 | 0 | 0
Geo | 0 | 0 | 0 | 0 | 0 | 0
H | 0 | 0 | 0 | 0 | 0 | 0
LFG | 0 | 0 | 0 | 0 | 0 | 0
Nuc | 0 | 0.01 | 0 | 0 | 0.03 | 0
PS | 0 | 0 | 0 | 0 | 0 | 0
PV | 0 | 0 | 0 | 0 | 0 | 0
PeakG | 3.1 | 5.23 | 0 | 0 | 0 | 0
PeakO | 0 | 0 | 0 | 0 | 0 | 0
ST | 0 | 0 | 0 | 0 | 0 | 0
STOG | 0.7 | 0 | 0 | 0 | 0 | 0
STWD | 0 | 0 | 0 | 0 | 0 | 0
WT | 0 | 0 | 0 | 0 | 0 | 0
IGCC | 0 | 0 | 0 | 0 | 0 | 0
DemandResponse | 0 | 0 | 0 | 0 | 0 | 0
IGCC-CCS | 0 | 0 | 0 | 0 | 0 | 0
WT_off | 0 | 0 | 0 | 0 | 0 | 0
PseudoUnit | 0 | 0 | 0 | 0 | 0 | 0
FixedInterchange | 0 | 0 | 0 | 0 | 0 | 0
Fuel Cost by Reporting Type: AZ_NM_SNV_Coal
ReportingType | 2015 | 2020 | 2025 | 2030 | 2035 | 2040
BM | 0 | 0 | 0 | 0 | 0 | 0
CC | 0 | 0 | 0 | 0 | 0 | 0
CSP | 0 | 0 | 0 | 0 | 0 | 0
CT | 0 | 0 | 0 | 0 | 0 | 0
Coal | 932.5 | 499.39 | 0 | 0 | 0 | 0
Geo | 0 | 0 | 0 | 0 | 0 | 0
H | 0 | 0 | 0 | 0 | 0 | 0
LFG | 0 | 0 | 0 | 0 | 0 | 0
Nuc | 0 | 0 | 0 | 0 | 0 | 0
PS | 0 | 0 | 0 | 0 | 0 | 0
PV | 0 | 0 | 0 | 0 | 0 | 0
PeakG | 0 | 0 | 0 | 0 | 0 | 0
PeakO | 0 | 0 | 0 | 0 | 0 | 0
ST | 0 | 0 | 0 | 0 | 0 | 0
STOG | 0 | 0 | 0 | 0 | 0 | 0
STWD | 0 | 0 | 0 | 0 | 0 | 0
WT | 0 | 0 | 0 | 0 | 0 | 0
IGCC | 0 | 0 | 0 | 0 | 0 | 0
DemandResponse | 0 | 0 | 0 | 0 | 0 | 0
IGCC-CCS | 0 | 0 | 0 | 0 | 0 | 0
WT_off | 0 | 0 | 0 | 0 | 0 | 0
PseudoUnit | 0 | 0 | 0 | 0 | 0 | 0
FixedInterchange | 0 | 0 | 0 | 0 | 0 | 0
Fuel Cost by Reporting Type: AZ_NM_SNV_Gas
ReportingType | 2015 | 2020 | 2025 | 2030 | 2035 | 2040
BM | 0 | 0 | 0 | 0 | 0 | 0
CC | 2147.12 | 3154.36 | 3494.23 | 985.38 | 359.58 | 255.16
CSP | 0 | 0 | 0 | 0 | 0 | 0
CT | 0 | 5.39 | 9.65 | 4.12 | 0 | 0
Coal | 0 | 0 | 0 | 0 | 0 | 0
Geo | 0 | 0 | 0 | 0 | 0 | 0
H | 0 | 0 | 0 | 0 | 0 | 0
LFG | 0 | 0 | 0 | 0 | 0 | 0
Nuc | 0 | 0 | 0 | 0 | 0 | 0
PS | 0 | 0 | 0 | 0 | 0 | 0
PV | 0 | 0 | 0 | 0 | 0 | 0
PeakG | 0 | 1.33 | 0 | 0 | 0 | 0
PeakO | 0 | 0 | 0 | 0 | 0 | 0
ST | 0 | 0 | 0 | 0 | 0 | 0
STOG | 0 | 0 | 0 | 0 | 0 | 0
STWD | 0 | 0 | 0 | 0 | 0 | 0
WT | 0 | 0 | 0 | 0 | 0 | 0
IGCC | 0 | 0 | 0 | 0 | 0 | 0
DemandResponse | 0 | 0 | 0.03 | 0.01 | 0 | 0
IGCC-CCS | 0 | 0 | 0 | 0 | 0 | 0
WT_off | 0 | 0 | 0 | 0 | 0 | 0
PseudoUnit | 0 | 0 | 0 | 0 | 0 | 0
FixedInterchange | 0 | 0 | 0 | 0 | 0 | 0
Fuel Cost by Reporting Type: AZ_NM_SNV_NucRenew
ReportingType | 2015 | 2020 | 2025 | 2030 | 2035 | 2040
BM | 0 | 0 | 0 | 0 | 0 | 0
CC | 0 | 0 | 0 | 0 | 0 | 0
CSP | 0 | 0 | 0 | 0 | 0 | 0
CT | 0 | 0 | 0 | 0 | 0 | 0
Coal | 0 | 0 | 0 | 0 | 0 | 0
Geo | 0 | 0 | 0 | 0 | 0 | 0
H | 0 | 0 | 0 | 0 | 0 | 0
LFG | 0.08 | 0.08 | 0.08 | 0.08 | 0.08 | 0.08
Nuc | 254.91 | 260.1 | 276.36 | 385.6 | 659.34 | 749.59
PS | 0 | 0 | 0 | 0 | 0 | 0
PV | 0 | 0 | 0 | 0 | 0 | 0
PeakG | 0 | 0 | 0 | 0 | 0 | 0
PeakO | 0 | 0 | 0 | 0 | 0 | 0
ST | 0 | 0 | 0 | 0 | 0 | 0
STOG | 0 | 0 | 0 | 0 | 0 | 0
STWD | 11.54 | 11.54 | 11.54 | 11.54 | 11.54 | 8.97
WT | 0 | 0 | 0 | 0 | 0 | 0
IGCC | 0 | 0 | 0 | 0 | 0 | 0
DemandResponse | 0 | 0 | 0 | 0 | 0 | 0
IGCC-CCS | 0 | 0 | 0 | 0 | 0 | 0
WT_off | 0 | 0 | 0 | 0 | 0 | 0
PseudoUnit | 0 | 0 | 0 | 0 | 0 | 0
FixedInterchange | 0 | 0 | 0 | 0 | 0 | 0
Fuel Cost by Reporting Type: ERCOT
ReportingType | 2015 | 2020 | 2025 | 2030 | 2035 | 2040
BM | 13.02 | 10.55 | 6.73 | 74.16 | 70.97 | 784.75
CC | 8414.83 | 8625.09 | 5404.97 | 3850.16 | 2681.36 | 1545.74
CSP | 0 | 0 | 0 | 0 | 0 | 0
CT | 0 | 1.49 | 3.17 | 2.43 | 0 | 0
Coal | 967.36 | 490.52 | 74.1 | 124.6 | 147.13 | 145.03
Geo | 0 | 0 | 0 | 0 | 0 | 0
H | 0 | 0 | 0 | 0 | 0 | 0
LFG | 0 | 0 | 0.45 | 0.45 | 0.45 | 0.45
Nuc | 339.13 | 346.04 | 367.67 | 374.85 | 676.81 | 928.65
PS | 0 | 0 | 0 | 0 | 0 | 0
PV | 0 | 0 | 0 | 0 | 0 | 0
PeakG | 0 | 6.55 | 35.36 | 26.94 | 0 | 0
PeakO | 0 | 0 | 0 | 0 | 0 | 0
ST | 0 | 0 | 0 | 0 | 0 | 0
STOG | 252.57 | 301.4 | 0 | 0 | 0 | 0
STWD | 0 | 0 | 0 | 0 | 0 | 0
WT | 0 | 0 | 0 | 0 | 0 | 0
IGCC | 0 | 0 | 0 | 0 | 0 | 0
DemandResponse | 0 | 0 | 0.06 | 0.08 | 0.1 | 0.05
IGCC-CCS | 0 | 0 | 0 | 0 | 0 | 0
WT_off | 0 | 0 | 0 | 0 | 0 | 0
PseudoUnit | 0 | 0 | 0 | 0 | 0 | 0
FixedInterchange | 0 | 0 | 0 | 0 | 0 | 0
Fuel Cost by Reporting Type: NP15
ReportingType | 2015 | 2020 | 2025 | 2030 | 2035 | 2040
BM | 0 | 0 | 0 | 0 | 0 | 0
CC | 2370.65 | 2510.77 | 2417.27 | 1206.63 | 108.75 | 0
CSP | 0 | 0 | 0 | 0 | 0 | 0
CT | 0 | 0 | 0 | 0 | 0 | 0
Coal | 35.53 | 0 | 0 | 0 | 0 | 0
Geo | 0 | 0 | 0 | 0 | 0 | 0
H | 0 | 0 | 0 | 0 | 0 | 0
LFG | 0.72 | 0.72 | 0.72 | 0.72 | 0.72 | 0.72
Nuc | 150.62 | 153.69 | 163.3 | 259.89 | 450.28 | 471.78
PS | 0 | 0 | 0 | 0 | 0 | 0
PV | 0 | 0 | 0 | 0 | 0 | 0
PeakG | 0 | 0 | 0.95 | 0 | 0.42 | 0.74
PeakO | 0 | 0 | 0 | 0 | 0 | 0
ST | 0 | 0 | 0 | 0 | 0 | 0
STOG | 1.95 | 0 | 0 | 0 | 0 | 0
STWD | 204.83 | 244.45 | 114.11 | 244.45 | 244.45 | 115.28
WT | 0 | 0 | 0 | 0 | 0 | 0
IGCC | 0 | 0 | 0 | 0 | 0 | 0
DemandResponse | 0 | 0 | 0 | 0 | 0 | 0
IGCC-CCS | 0 | 0 | 0 | 0 | 0 | 0
WT_off | 0 | 0 | 0 | 0 | 0 | 0
PseudoUnit | 0 | 0 | 0 | 0 | 0 | 0
FixedInterchange | 0 | 0 | 0 | 0 | 0 | 0
Fuel Cost by Reporting Type: NWPP_Coal
ReportingType | 2015 | 2020 | 2025 | 2030 | 2035 | 2040
BM | 0 | 0 | 0 | 0 | 0 | 0
CC | 0 | 0 | 0 | 0 | 0 | 0
CSP | 0 | 0 | 0 | 0 | 0 | 0
CT | 0 | 0 | 0 | 0 | 0 | 0
Coal | 567.67 | 387.83 | 21.69 | 21.69 | 21.69 | 10.18
Geo | 0 | 0 | 0 | 0 | 0 | 0
H | 0 | 0 | 0 | 0 | 0 | 0
LFG | 0 | 0 | 0 | 0 | 0 | 0
Nuc | 0 | 0 | 0 | 0 | 0 | 0
PS | 0 | 0 | 0 | 0 | 0 | 0
PV | 0 | 0 | 0 | 0 | 0 | 0
PeakG | 0 | 0 | 0 | 0 | 0 | 0
PeakO | 0 | 0 | 0 | 0 | 0 | 0
ST | 0 | 0 | 0 | 0 | 0 | 0
STOG | 0 | 0 | 0 | 0 | 0 | 0
STWD | 0 | 0 | 0 | 0 | 0 | 0
WT | 0 | 0 | 0 | 0 | 0 | 0
IGCC | 0 | 0 | 0 | 0 | 0 | 0
DemandResponse | 0 | 0 | 0 | 0 | 0 | 0
IGCC-CCS | 0 | 0 | 0 | 0 | 0 | 0
WT_off | 0 | 0 | 0 | 0 | 0 | 0
PseudoUnit | 0 | 0 | 0 | 0 | 0 | 0
FixedInterchange | 0 | 0 | 0 | 0 | 0 | 0
Fuel Cost by Reporting Type: NWPP_Gas
ReportingType | 2015 | 2020 | 2025 | 2030 | 2035 | 2040
BM | 0 | 0 | 0 | 0 | 0 | 0
CC | 2208.13 | 2600.98 | 2420.38 | 174.35 | 76.36 | 50.98
CSP | 0 | 0 | 0 | 0 | 0 | 0
CT | 0 | 0 | 0 | 0 | 0 | 0
Coal | 0 | 0 | 0 | 0 | 0 | 0
Geo | 0 | 0 | 0 | 0 | 0 | 0
H | 0 | 0 | 0 | 0 | 0 | 0
LFG | 0 | 0 | 0 | 0 | 0 | 0
Nuc | 0 | 0 | 0 | 0 | 0 | 0
PS | 0 | 0 | 0 | 0 | 0 | 0
PV | 0 | 0 | 0 | 0 | 0 | 0
PeakG | 0 | 0 | 0 | 0 | 0 | 0
PeakO | 0 | 0 | 0 | 0 | 0 | 0
ST | 0 | 0 | 0 | 0 | 0 | 0
STOG | 0 | 0 | 0 | 0 | 0 | 0
STWD | 0 | 0 | 0 | 0 | 0 | 0
WT | 0 | 0 | 0 | 0 | 0 | 0
IGCC | 0 | 0 | 0 | 0 | 0 | 0
DemandResponse | 0 | 0 | 0 | 0 | 0 | 0
IGCC-CCS | 0 | 0 | 0 | 0 | 0 | 0
WT_off | 0 | 0 | 0 | 0 | 0 | 0
PseudoUnit | 0 | 0 | 0 | 0 | 0 | 0
FixedInterchange | 0 | 0 | 0 | 0 | 0 | 0
Fuel Cost by Reporting Type: NWPP_NucRenew
ReportingType | 2015 | 2020 | 2025 | 2030 | 2035 | 2040
BM | 0 | 16.65 | 16.65 | 16.65 | 16.65 | 7.55
CC | 0 | 0 | 0 | 0 | 0 | 0
CSP | 0 | 0 | 0 | 0 | 0 | 0
CT | 0 | 0 | 0 | 0 | 0 | 0
Coal | 0 | 0 | 0 | 0 | 0 | 0
Geo | 0 | 0 | 0 | 0 | 0 | 0
H | 0 | 0 | 0 | 0 | 0 | 0
LFG | 0.17 | 0.17 | 0.34 | 0.34 | 0.34 | 0.34
Nuc | 71.13 | 72.58 | 77.12 | 677.17 | 677.17 | 711.56
PS | 0 | 0 | 0 | 0 | 0 | 0
PV | 0 | 0 | 0 | 0 | 0 | 0
PeakG | 0 | 0 | 0 | 0 | 0 | 0
PeakO | 0 | 0 | 0 | 0 | 0 | 0
ST | 0 | 0 | 0 | 0 | 0 | 0
STOG | 0 | 0 | 0 | 0 | 0 | 0
STWD | 0 | 0.02 | 301.46 | 301.46 | 301.46 | 142.16
WT | 0 | 0 | 0 | 0 | 0 | 0
IGCC | 0 | 0 | 0 | 0 | 0 | 0
DemandResponse | 0 | 0 | 0 | 0 | 0 | 0
IGCC-CCS | 0 | 0 | 0 | 0 | 0 | 0
WT_off | 0 | 0 | 0 | 0 | 0 | 0
PseudoUnit | 0 | 0 | 0 | 0 | 0 | 0
FixedInterchange | 0 | 0 | 0 | 0 | 0 | 0
Fuel Cost by Reporting Type: RMPA
ReportingType | 2015 | 2020 | 2025 | 2030 | 2035 | 2040
BM | 0 | 0 | 0 | 0 | 0 | 0
CC | 203 | 131.76 | 349.85 | 249.04 | 166.63 | 59.76
CSP | 0 | 0 | 0 | 0 | 0 | 0
CT | 0 | 0 | 0.1 | 0 | 0 | 0
Coal | 527.22 | 378.96 | 82.64 | 59.66 | 58.82 | 28.31
Geo | 0 | 0 | 0 | 0 | 0 | 0
H | 0 | 0 | 0 | 0 | 0 | 0
LFG | 0 | 0 | 0.04 | 0.04 | 0.04 | 0.04
Nuc | 0 | 0 | 0.01 | 8.78 | 50.81 | 83.95
PS | 0 | 0 | 0 | 0 | 0 | 0
PV | 0 | 0 | 0 | 0 | 0 | 0
PeakG | 0 | 1.36 | 21.8 | 13.8 | 10.07 | 10.98
PeakO | 0 | 0 | 0 | 0 | 0 | 0
ST | 0 | 0 | 0 | 0 | 0 | 0
STOG | 0 | 0 | 0 | 0 | 0 | 0
STWD | 0 | 0 | 0 | 0 | 0 | 0
WT | 0 | 0 | 0 | 0 | 0 | 0
IGCC | 0 | 0 | 0 | 0 | 0 | 0
DemandResponse | 0 | 0 | 0 | 0 | 0 | 0
IGCC-CCS | 0 | 0 | 0 | 0 | 0 | 0
WT_off | 0 | 0 | 0 | 0 | 0 | 0
PseudoUnit | 0 | 0 | 0 | 0 | 0 | 0
FixedInterchange | 0 | 0 | 0 | 0 | 0 | 0
Fuel Cost by Reporting Type: SP15
ReportingType | 2015 | 2020 | 2025 | 2030 | 2035 | 2040
BM | 3.07 | 3.07 | 3.07 | 3.07 | 3.07 | 2.36
CC | 2974.83 | 3550.58 | 3183.15 | 2032.66 | 815.75 | 769.57
CSP | 0 | 0 | 0 | 0 | 0 | 0
CT | 0 | 0 | 0 | 0 | 0 | 0
Coal | 20.36 | 3.9 | 0 | 0 | 0 | 0
Geo | 0 | 0 | 0 | 0 | 0 | 0
H | 0 | 0 | 0 | 0 | 0 | 0
LFG | 0.72 | 0.72 | 0.72 | 0.72 | 0.72 | 0.72
Nuc | 139.02 | 141.86 | 150.73 | 153.67 | 153.67 | 169.52
PS | 0 | 0 | 0 | 0 | 0 | 0
PV | 0 | 0 | 0 | 0 | 0 | 0
PeakG | 0 | 2.17 | 29.05 | 13.5 | 4.05 | 7.7
PeakO | 0 | 0 | 0 | 0 | 0 | 0
ST | 0 | 0 | 0 | 0 | 0 | 0
STOG | 19.87 | 34.98 | 0 | 0 | 0 | 0
STWD | 62.63 | 62.63 | 56.17 | 62.63 | 62.63 | 31.46
WT | 0 | 0 | 0 | 0 | 0 | 0
IGCC | 0 | 0 | 0 | 0 | 0 | 0
DemandResponse | 0 | 0 | 0 | 0 | 0 | 0
IGCC-CCS | 0 | 0 | 0 | 0 | 0 | 0
WT_off | 0 | 0 | 0 | 0 | 0 | 0
PseudoUnit | 0 | 0 | 0 | 0 | 0 | 0
FixedInterchange | 0 | 0 | 0 | 0 | 0 | 0
Fuel Cost by Reporting Type: ALB
ReportingType | 2015 | 2020 | 2025 | 2030 | 2035 | 2040
BM | 0 | 0 | 0 | 0 | 0 | 0
CC | 631.92 | 738.12 | 822.4 | 23.46 | 0.09 | 0
CSP | 0 | 0 | 0 | 0 | 0 | 0
CT | 0 | 0 | 0 | 0 | 0 | 0
Coal | 217.7 | 217.7 | 213.76 | 0 | 0 | 0.01
Geo | 0 | 0 | 0 | 0 | 0 | 0
H | 0 | 0 | 0 | 0 | 0 | 0
LFG | 0 | 0 | 0 | 0 | 0 | 0
Nuc | 0 | 0 | 0.01 | 592.27 | 613.09 | 626.7
PS | 0 | 0 | 0 | 0 | 0 | 0
PV | 0 | 0 | 0 | 0 | 0 | 0
PeakG | 0 | 0 | 0 | 0 | 0 | 0
PeakO | 0 | 0 | 0 | 0 | 0 | 0
ST | 0 | 0 | 0 | 0 | 0 | 0
STOG | 0 | 0 | 0 | 0 | 0 | 0
STWD | 0.27 | 39.68 | 85 | 85 | 85 | 85
WT | 0 | 0 | 0 | 0 | 0 | 0
IGCC | 0 | 0 | 0 | 0 | 0 | 0
DemandResponse | 0 | 0 | 0 | 0 | 0 | 0
IGCC-CCS | 0 | 0 | 0 | 0 | 0 | 0
WT_off | 0 | 0 | 0 | 0 | 0 | 0
PseudoUnit | 0 | 0 | 0 | 0 | 0 | 0
FixedInterchange | 0 | 0 | 0 | 0 | 0 | 0
Fuel Cost by Reporting Type: BC
ReportingType | 2015 | 2020 | 2025 | 2030 | 2035 | 2040
BM | 0 | 0 | 0 | 0 | 0 | 0
CC | 227.82 | 263.53 | 293.25 | 249.5 | 0 | 0
CSP | 0 | 0 | 0 | 0 | 0 | 0
CT | 0 | 0 | 0 | 0 | 0 | 0
Coal | 0 | 0 | 0 | 0 | 0 | 0
Geo | 0 | 0 | 0 | 0 | 0 | 0
H | 0 | 0 | 0 | 0 | 0 | 0
LFG | 0 | 0 | 0 | 0 | 0 | 0
Nuc | 0 | 0 | 0 | 0.07 | 0.07 | 0.03
PS | 0 | 0 | 0 | 0 | 0 | 0
PV | 0 | 0 | 0 | 0 | 0 | 0
PeakG | 0 | 0 | 0 | 0 | 0 | 0
PeakO | 0 | 0 | 0 | 0 | 0 | 0
ST | 0 | 0 | 0 | 0 | 0 | 0
STOG | 0 | 0 | 0 | 0 | 0 | 0
STWD | 0 | 88.43 | 271.44 | 271.44 | 271.44 | 271.44
WT | 0 | 0 | 0 | 0 | 0 | 0
IGCC | 0 | 0 | 0 | 0 | 0 | 0
DemandResponse | 0 | 0 | 0 | 0 | 0 | 0
IGCC-CCS | 0 | 0 | 0 | 0 | 0 | 0
WT_off | 0 | 0 | 0 | 0 | 0 | 0
PseudoUnit | 0 | 0 | 0 | 0 | 0 | 0
FixedInterchange | 0 | 0 | 0 | 0 | 0 | 0
Fuel Cost by Reporting Type: HQ_IESO
ReportingType | 2015 | 2020 | 2025 | 2030 | 2035 | 2040
BM | 0 | 0 | 0 | 0 | 0 | 0
CC | 0 | 0 | 0 | 0 | 0 | 0
CSP | 0 | 0 | 0 | 0 | 0 | 0
CT | 0 | 0 | 0 | 0 | 0 | 0
Coal | 0 | 0 | 0 | 0 | 0 | 0
Geo | 0 | 0 | 0 | 0 | 0 | 0
H | 0 | 0 | 0 | 0 | 0 | 0
LFG | 0 | 0 | 0 | 0 | 0 | 0
Nuc | 0 | 0 | 0 | 0 | 0 | 0
PS | 0 | 0 | 0 | 0 | 0 | 0
PV | 0 | 0 | 0 | 0 | 0 | 0
PeakG | 0 | 0 | 0 | 0 | 0 | 0
PeakO | 0 | 0 | 0 | 0 | 0 | 0
ST | 0 | 0 | 0 | 0 | 0 | 0
STOG | 0 | 0 | 0 | 0 | 0 | 0
STWD | 0 | 0 | 0 | 0 | 0 | 0
WT | 0 | 0 | 0 | 0 | 0 | 0
IGCC | 0 | 0 | 0 | 0 | 0 | 0
DemandResponse | 0 | 0 | 0 | 0 | 0 | 0
IGCC-CCS | 0 | 0 | 0 | 0 | 0 | 0
WT_off | 0 | 0 | 0 | 0 | 0 | 0
PseudoUnit | 0 | 0 | 0 | 0 | 0 | 0
FixedInterchange | 0 | 0 | 0 | 0 | 0 | 0
Fuel Cost by Reporting Type: HQ_NEISO
ReportingType | 2015 | 2020 | 2025 | 2030 | 2035 | 2040
BM | 0 | 0 | 0 | 0 | 0 | 0
CC | 0 | 0 | 0 | 0 | 0 | 0
CSP | 0 | 0 | 0 | 0 | 0 | 0
CT | 0 | 0 | 0 | 0 | 0 | 0
Coal | 0 | 0 | 0 | 0 | 0 | 0
Geo | 0 | 0 | 0 | 0 | 0 | 0
H | 0 | 0 | 0 | 0 | 0 | 0
LFG | 0 | 0 | 0 | 0 | 0 | 0
Nuc | 0 | 0 | 0 | 0 | 0.07 | 0.03
PS | 0 | 0 | 0 | 0 | 0 | 0
PV | 0 | 0 | 0 | 0 | 0 | 0
PeakG | 0 | 0 | 0 | 0 | 0 | 0
PeakO | 0 | 0 | 0 | 0 | 0 | 0
ST | 0 | 0 | 0 | 0 | 0 | 0
STOG | 0 | 0 | 0 | 0 | 0 | 0
STWD | 0 | 0 | 0 | 0 | 0 | 0
WT | 0 | 0 | 0 | 0 | 0 | 0
IGCC | 0 | 0 | 0 | 0 | 0 | 0
DemandResponse | 0 | 0 | 0 | 0 | 0 | 0
IGCC-CCS | 0 | 0 | 0 | 0 | 0 | 0
WT_off | 0 | 0 | 0 | 0 | 0 | 0
PseudoUnit | 0 | 0 | 0 | 0 | 0 | 0
FixedInterchange | 0 | 0 | 0 | 0 | 0 | 0
Fuel Cost by Reporting Type: HQ_NY
ReportingType | 2015 | 2020 | 2025 | 2030 | 2035 | 2040
BM | 0 | 0 | 0 | 0 | 0 | 0
CC | 0 | 0 | 0 | 0 | 0 | 0
CSP | 0 | 0 | 0 | 0 | 0 | 0
CT | 0 | 0 | 0 | 0 | 0 | 0
Coal | 0 | 0 | 0 | 0 | 0 | 0
Geo | 0 | 0 | 0 | 0 | 0 | 0
H | 0 | 0 | 0 | 0 | 0 | 0
LFG | 0 | 0 | 0 | 0 | 0 | 0
Nuc | 0 | 0 | 0 | 0 | 0.07 | 0.03
PS | 0 | 0 | 0 | 0 | 0 | 0
PV | 0 | 0 | 0 | 0 | 0 | 0
PeakG | 0 | 0 | 0 | 0 | 0 | 0
PeakO | 0 | 0 | 0 | 0 | 0 | 0
ST | 0 | 0 | 0 | 0 | 0 | 0
STOG | 0 | 0 | 0 | 0 | 0 | 0
STWD | 0 | 0 | 0 | 0 | 0 | 0
WT | 0 | 0 | 0 | 0 | 0 | 0
IGCC | 0 | 0 | 0 | 0 | 0 | 0
DemandResponse | 0 | 0 | 0 | 0 | 0 | 0
IGCC-CCS | 0 | 0 | 0 | 0 | 0 | 0
WT_off | 0 | 0 | 0 | 0 | 0 | 0
PseudoUnit | 0 | 0 | 0 | 0 | 0 | 0
FixedInterchange | 0 | 0 | 0 | 0 | 0 | 0
Fuel Cost by Reporting Type: MARITIMES
ReportingType | 2015 | 2020 | 2025 | 2030 | 2035 | 2040
BM | 0 | 0 | 0 | 0 | 0 | 0
CC | 0 | 0 | 0 | 0 | 0 | 0
CSP | 0 | 0 | 0 | 0 | 0 | 0
CT | 0 | 0 | 0 | 0 | 0 | 0
Coal | 0 | 0 | 0 | 0 | 0 | 0
Geo | 0 | 0 | 0 | 0 | 0 | 0
H | 0 | 0 | 0 | 0 | 0 | 0
LFG | 0 | 0 | 0 | 0 | 0 | 0
Nuc | 0 | 0 | 0 | 0 | 0.07 | 0.03
PS | 0 | 0 | 0 | 0 | 0 | 0
PV | 0 | 0 | 0 | 0 | 0 | 0
PeakG | 0 | 0 | 0 | 0 | 0 | 0
PeakO | 0 | 0 | 0 | 0 | 0 | 0
ST | 0 | 0 | 0 | 0 | 0 | 0
STOG | 0 | 0 | 0 | 0 | 0 | 0
STWD | 0 | 0 | 0 | 0 | 0 | 0
WT | 0 | 0 | 0 | 0 | 0 | 0
IGCC | 0 | 0 | 0 | 0 | 0 | 0
DemandResponse | 0 | 0 | 0 | 0 | 0 | 0
IGCC-CCS | 0 | 0 | 0 | 0 | 0 | 0
WT_off | 0 | 0 | 0 | 0 | 0 | 0
PseudoUnit | 0 | 0 | 0 | 0 | 0 | 0
FixedInterchange | 0 | 0 | 0 | 0 | 0 | 0
Fuel Cost by Reporting Type: All
ReportingType | 2015 | 2020 | 2025 | 2030 | 2035 | 2040
BM | 160.11 | 341.73 | 451.14 | 583.8 | 751.66 | 2961.54
CC | 62606.83 | 74243.92 | 63425.7 | 28411.77 | 16217.2 | 8343.56
CSP | 0 | 0 | 0 | 0 | 0 | 0
CT | 45.27 | 177.19 | 190.19 | 28.24 | 1.98 | 0.5
Coal | 21818.61 | 7754.74 | 1027.41 | 625.76 | 793.6 | 733.77
Geo | 0 | 0 | 0 | 0 | 0 | 0
H | 0 | 0 | 0 | 0 | 0 | 0
LFG | 2.74 | 2.74 | 5.56 | 6.45 | 6.35 | 6.38
Nuc | 7711.7 | 8128.85 | 8726.71 | 12267.42 | 13944.17 | 16107.99
PS | 0 | 0 | 0 | 0 | 0 | 0
PV | 0 | 0 | 0 | 0 | 0 | 0
PeakG | 194.29 | 850.15 | 1361.45 | 389.58 | 265.55 | 141.98
PeakO | 0 | 0.56 | 31.4 | 2.3 | 4.68 | 0.75
ST | 0 | 0 | 0 | 0 | 0 | 0
STOG | 542.93 | 735.51 | 141.82 | 13.28 | 3.62 | 0.97
STWD | 552.14 | 1006.37 | 1407.4 | 1791.63 | 2631.82 | 1607.17
WT | 0 | 0.01 | 0.01 | 0.01 | 0.02 | 0.02
IGCC | 87.33 | 82.33 | 14.89 | 0.66 | 0 | 0
DemandResponse | 0 | 0 | 0.14 | 0.15 | 0.16 | 0.27
IGCC-CCS | 0 | 0 | 0 | 0 | 0 | 0
WT_off | 0 | 0 | 0 | 0 | 0 | 0
PseudoUnit | 0 | 0 | 0 | 0 | 0 | 0
FixedInterchange | 0 | 0 | 0 | 0 | 0 | 0
Fuel Cost by Reporting Type: EI_US
ReportingType | 2015 | 2020 | 2025 | 2030 | 2035 | 2040
BM | 144.02 | 310.56 | 422.7 | 489.73 | 605.41 | 2162.47
CC | 42827.21 | 52015.3 | 44868.26 | 19638.18 | 12007.84 | 5659.17
CSP | 0 | 0 | 0 | 0 | 0 | 0
CT | 43.24 | 169.65 | 176.54 | 21.68 | 1.98 | 0.5
Coal | 18538.35 | 5776.43 | 635.23 | 419.8 | 565.96 | 550.24
Geo | 0 | 0 | 0 | 0 | 0 | 0
H | 0 | 0 | 0 | 0 | 0 | 0
LFG | 1.03 | 1.03 | 3.19 | 4.07 | 3.97 | 4
Nuc | 5902.65 | 6282.9 | 6765.39 | 8870.9 | 9793.39 | 11608.39
PS | 0 | 0 | 0 | 0 | 0 | 0
PV | 0 | 0 | 0 | 0 | 0 | 0
PeakG | 191.2 | 833.51 | 1274.3 | 335.34 | 251.01 | 122.56
PeakO | 0 | 0.56 | 31.4 | 2.3 | 4.68 | 0.75
ST | 0 | 0 | 0 | 0 | 0 | 0
STOG | 267.84 | 399.14 | 141.82 | 13.28 | 3.62 | 0.97
STWD | 271.91 | 557.8 | 565.87 | 813.3 | 1587.93 | 949.98
WT | 0 | 0.01 | 0.01 | 0.01 | 0.01 | 0.01
IGCC | 87.33 | 82.33 | 14.89 | 0.66 | 0 | 0
DemandResponse | 0 | 0 | 0.06 | 0.06 | 0.06 | 0.22
IGCC-CCS | 0 | 0 | 0 | 0 | 0 | 0
WT_off | 0 | 0 | 0 | 0 | 0 | 0
PseudoUnit | 0 | 0 | 0 | 0 | 0 | 0
FixedInterchange | 0 | 0 | 0 | 0 | 0 | 0
Fuel Cost by Reporting Type: EI_Canada
ReportingType | 2015 | 2020 | 2025 | 2030 | 2035 | 2040
BM | 0 | 0.89 | 2 | 0.21 | 55.57 | 4.4
CC | 601.32 | 653.43 | 171.95 | 2.4 | 0.83 | 3.18
CSP | 0 | 0 | 0 | 0 | 0 | 0
CT | 2.03 | 0.66 | 0.73 | 0 | 0 | 0
Coal | 11.92 | 0 | 0 | 0 | 0 | 0
Geo | 0 | 0 | 0 | 0 | 0 | 0
H | 0 | 0 | 0 | 0 | 0 | 0
LFG | 0.02 | 0.02 | 0.02 | 0.02 | 0.02 | 0.02
Nuc | 854.23 | 871.66 | 926.13 | 944.22 | 869.55 | 757.81
PS | 0 | 0 | 0 | 0 | 0 | 0
PV | 0 | 0 | 0 | 0 | 0 | 0
PeakG | 3.1 | 5.23 | 0 | 0 | 0 | 0
PeakO | 0 | 0 | 0 | 0 | 0 | 0
ST | 0 | 0 | 0 | 0 | 0 | 0
STOG | 0.7 | 0 | 0 | 0 | 0 | 0
STWD | 0.95 | 1.82 | 1.82 | 1.82 | 67.38 | 2.9
WT | 0 | 0 | 0 | 0 | 0 | 0
IGCC | 0 | 0 | 0 | 0 | 0 | 0
DemandResponse | 0 | 0 | 0 | 0 | 0 | 0
IGCC-CCS | 0 | 0 | 0 | 0 | 0 | 0
WT_off | 0 | 0 | 0 | 0 | 0 | 0
PseudoUnit | 0 | 0 | 0 | 0 | 0 | 0
FixedInterchange | 0 | 0 | 0 | 0 | 0 | 0
Fuel Cost by Reporting Type: EI
ReportingType | 2015 | 2020 | 2025 | 2030 | 2035 | 2040
BM | 144.02 | 311.46 | 424.7 | 489.93 | 660.98 | 2166.88
CC | 43428.54 | 52668.73 | 45040.21 | 19640.58 | 12008.67 | 5662.35
CSP | 0 | 0 | 0 | 0 | 0 | 0
CT | 45.27 | 170.32 | 177.27 | 21.68 | 1.98 | 0.5
Coal | 18550.27 | 5776.43 | 635.23 | 419.8 | 565.96 | 550.24
Geo | 0 | 0 | 0 | 0 | 0 | 0
H | 0 | 0 | 0 | 0 | 0 | 0
LFG | 1.05 | 1.05 | 3.21 | 4.09 | 3.99 | 4.02
Nuc | 6756.88 | 7154.56 | 7691.52 | 9815.12 | 10662.93 | 12366.21
PS | 0 | 0 | 0 | 0 | 0 | 0
PV | 0 | 0 | 0 | 0 | 0 | 0
PeakG | 194.29 | 838.74 | 1274.3 | 335.34 | 251.01 | 122.56
PeakO | 0 | 0.56 | 31.4 | 2.3 | 4.68 | 0.75
ST | 0 | 0 | 0 | 0 | 0 | 0
STOG | 268.54 | 399.14 | 141.82 | 13.28 | 3.62 | 0.97
STWD | 272.86 | 559.62 | 567.69 | 815.12 | 1655.31 | 952.87
WT | 0 | 0.01 | 0.01 | 0.01 | 0.01 | 0.01
IGCC | 87.33 | 82.33 | 14.89 | 0.66 | 0 | 0
DemandResponse | 0 | 0 | 0.06 | 0.06 | 0.06 | 0.22
IGCC-CCS | 0 | 0 | 0 | 0 | 0 | 0
WT_off | 0 | 0 | 0 | 0 | 0 | 0
PseudoUnit | 0 | 0 | 0 | 0 | 0 | 0
FixedInterchange | 0 | 0 | 0 | 0 | 0 | 0
Fuel Cost by Reporting Type: Outside_EI
ReportingType | 2015 | 2020 | 2025 | 2030 | 2035 | 2040
BM | 16.09 | 30.27 | 26.45 | 93.87 | 90.68 | 794.66
CC | 19178.29 | 21575.2 | 18385.5 | 8771.19 | 4208.52 | 2681.21
CSP | 0 | 0 | 0 | 0 | 0 | 0
CT | 0 | 6.88 | 12.92 | 6.56 | 0 | 0
Coal | 3268.35 | 1978.31 | 392.18 | 205.96 | 227.64 | 183.53
Geo | 0 | 0 | 0 | 0 | 0 | 0
H | 0 | 0 | 0 | 0 | 0 | 0
LFG | 1.69 | 1.69 | 2.36 | 2.36 | 2.36 | 2.36
Nuc | 954.81 | 974.29 | 1035.19 | 2452.3 | 3281.24 | 3741.79
PS | 0 | 0 | 0 | 0 | 0 | 0
PV | 0 | 0 | 0 | 0 | 0 | 0
PeakG | 0 | 11.41 | 87.15 | 54.25 | 14.55 | 19.42
PeakO | 0 | 0 | 0 | 0 | 0 | 0
ST | 0 | 0 | 0 | 0 | 0 | 0
STOG | 274.39 | 336.37 | 0 | 0 | 0 | 0
STWD | 279.28 | 446.76 | 839.72 | 976.51 | 976.51 | 654.29
WT | 0 | 0 | 0 | 0 | 0 | 0
IGCC | 0 | 0 | 0 | 0 | 0 | 0
DemandResponse | 0 | 0 | 0.08 | 0.09 | 0.1 | 0.05
IGCC-CCS | 0 | 0 | 0 | 0 | 0 | 0
WT_off | 0 | 0 | 0 | 0 | 0 | 0
PseudoUnit | 0 | 0 | 0 | 0 | 0 | 0
FixedInterchange | 0 | 0 | 0 | 0 | 0 | 0
#7 | Emission Cost ($million)
==== Emission Program: TitleIV_CAIRSO2 : (SO2) ====
Emission Cost by Reporting Type: Entergy
ReportingType | 2015 | 2020 | 2025 | 2030 | 2035 | 2040
BM | 0 | 0 | 0 | 0 | 0 | 0
CC | 0 | 0 | 0 | 0 | 0 | 0
CSP | 0 | 0 | 0 | 0 | 0 | 0
CT | 0 | 0 | 0 | 0 | 0 | 0
Coal | 29.97 | 0 | 0 | 0 | 0 | 0
Geo | 0 | 0 | 0 | 0 | 0 | 0
H | 0 | 0 | 0 | 0 | 0 | 0
LFG | 0 | 0 | 0 | 0 | 0 | 0
Nuc | 0 | 0 | 0 | 0 | 0 | 0
PS | 0 | 0 | 0 | 0 | 0 | 0
PV | 0 | 0 | 0 | 0 | 0 | 0
PeakG | 0 | 0 | 0 | 0 | 0 | 0
PeakO | 0 | 0 | 0 | 0 | 0 | 0
ST | 0 | 0 | 0 | 0 | 0 | 0
STOG | 0 | 0 | 0 | 0 | 0 | 0
STWD | 0 | 0 | 0 | 0 | 0 | 0
WT | 0 | 0 | 0 | 0 | 0 | 0
IGCC | 0 | 0 | 0 | 0 | 0 | 0
DemandResponse | 0 | 0 | 0 | 0 | 0 | 0
IGCC-CCS | 0 | 0 | 0 | 0 | 0 | 0
WT_off | 0 | 0 | 0 | 0 | 0 | 0
PseudoUnit | 0 | 0 | 0 | 0 | 0 | 0
FixedInterchange | 0 | 0 | 0 | 0 | 0 | 0
Emission Cost by Reporting Type: FRCC
ReportingType | 2015 | 2020 | 2025 | 2030 | 2035 | 2040
BM | 0 | 0 | 0 | 0 | 0 | 0
CC | 0 | 0 | 0 | 0 | 0 | 0
CSP | 0 | 0 | 0 | 0 | 0 | 0
CT | 0 | 0 | 0 | 0 | 0 | 0
Coal | 5.08 | 0 | 0 | 0 | 0 | 0
Geo | 0 | 0 | 0 | 0 | 0 | 0
H | 0 | 0 | 0 | 0 | 0 | 0
LFG | 0 | 0 | 0 | 0 | 0 | 0
Nuc | 0 | 0 | 0 | 0 | 0 | 0
PS | 0 | 0 | 0 | 0 | 0 | 0
PV | 0 | 0 | 0 | 0 | 0 | 0
PeakG | 0 | 0 | 0 | 0 | 0 | 0
PeakO | 0 | 0 | 0 | 0 | 0 | 0
ST | 0 | 0 | 0 | 0 | 0 | 0
STOG | 0 | 0 | 0 | 0 | 0 | 0
STWD | 0 | 0 | 0 | 0 | 0 | 0
WT | 0 | 0 | 0 | 0 | 0 | 0
IGCC | 0 | 0 | 0 | 0 | 0 | 0
DemandResponse | 0 | 0 | 0 | 0 | 0 | 0
IGCC-CCS | 0 | 0 | 0 | 0 | 0 | 0
WT_off | 0 | 0 | 0 | 0 | 0 | 0
PseudoUnit | 0 | 0 | 0 | 0 | 0 | 0
FixedInterchange | 0 | 0 | 0 | 0 | 0 | 0
Emission Cost by Reporting Type: MAPP_US
ReportingType | 2015 | 2020 | 2025 | 2030 | 2035 | 2040
BM | 0 | 0 | 0 | 0 | 0 | 0
CC | 0 | 0 | 0 | 0 | 0 | 0
CSP | 0 | 0 | 0 | 0 | 0 | 0
CT | 0 | 0 | 0 | 0 | 0 | 0
Coal | 1.39 | 0 | 0 | 0 | 0 | 0
Geo | 0 | 0 | 0 | 0 | 0 | 0
H | 0 | 0 | 0 | 0 | 0 | 0
LFG | 0 | 0 | 0 | 0 | 0 | 0
Nuc | 0 | 0 | 0 | 0 | 0 | 0
PS | 0 | 0 | 0 | 0 | 0 | 0
PV | 0 | 0 | 0 | 0 | 0 | 0
PeakG | 0 | 0 | 0 | 0 | 0 | 0
PeakO | 0 | 0 | 0 | 0 | 0 | 0
ST | 0 | 0 | 0 | 0 | 0 | 0
STOG | 0 | 0 | 0 | 0 | 0 | 0
STWD | 0 | 0 | 0 | 0 | 0 | 0
WT | 0 | 0 | 0 | 0 | 0 | 0
IGCC | 0 | 0 | 0 | 0 | 0 | 0
DemandResponse | 0 | 0 | 0 | 0 | 0 | 0
IGCC-CCS | 0 | 0 | 0 | 0 | 0 | 0
WT_off | 0 | 0 | 0 | 0 | 0 | 0
PseudoUnit | 0 | 0 | 0 | 0 | 0 | 0
FixedInterchange | 0 | 0 | 0 | 0 | 0 | 0
Emission Cost by Reporting Type: MISO_IN
ReportingType | 2015 | 2020 | 2025 | 2030 | 2035 | 2040
BM | 0 | 0 | 0 | 0 | 0 | 0
CC | 0 | 0 | 0 | 0 | 0 | 0
CSP | 0 | 0 | 0 | 0 | 0 | 0
CT | 0 | 0 | 0 | 0 | 0 | 0
Coal | 28.44 | 0 | 0 | 0 | 0 | 0
Geo | 0 | 0 | 0 | 0 | 0 | 0
H | 0 | 0 | 0 | 0 | 0 | 0
LFG | 0 | 0 | 0 | 0 | 0 | 0
Nuc | 0 | 0 | 0 | 0 | 0 | 0
PS | 0 | 0 | 0 | 0 | 0 | 0
PV | 0 | 0 | 0 | 0 | 0 | 0
PeakG | 0 | 0 | 0 | 0 | 0 | 0
PeakO | 0 | 0 | 0 | 0 | 0 | 0
ST | 0 | 0 | 0 | 0 | 0 | 0
STOG | 0 | 0 | 0 | 0 | 0 | 0
STWD | 0 | 0 | 0 | 0 | 0 | 0
WT | 0 | 0 | 0 | 0 | 0 | 0
IGCC | 0.24 | 0 | 0 | 0 | 0 | 0
DemandResponse | 0 | 0 | 0 | 0 | 0 | 0
IGCC-CCS | 0 | 0 | 0 | 0 | 0 | 0
WT_off | 0 | 0 | 0 | 0 | 0 | 0
PseudoUnit | 0 | 0 | 0 | 0 | 0 | 0
FixedInterchange | 0 | 0 | 0 | 0 | 0 | 0
Emission Cost by Reporting Type: MISO_MI
ReportingType | 2015 | 2020 | 2025 | 2030 | 2035 | 2040
BM | 0 | 0 | 0 | 0 | 0 | 0
CC | 0 | 0 | 0 | 0 | 0 | 0
CSP | 0 | 0 | 0 | 0 | 0 | 0
CT | 0 | 0 | 0 | 0 | 0 | 0
Coal | 14.75 | 0 | 0 | 0 | 0 | 0
Geo | 0 | 0 | 0 | 0 | 0 | 0
H | 0 | 0 | 0 | 0 | 0 | 0
LFG | 0 | 0 | 0 | 0 | 0 | 0
Nuc | 0 | 0 | 0 | 0 | 0 | 0
PS | 0 | 0 | 0 | 0 | 0 | 0
PV | 0 | 0 | 0 | 0 | 0 | 0
PeakG | 0 | 0 | 0 | 0 | 0 | 0
PeakO | 0 | 0 | 0 | 0 | 0 | 0
ST | 0 | 0 | 0 | 0 | 0 | 0
STOG | 0 | 0 | 0 | 0 | 0 | 0
STWD | 0 | 0 | 0 | 0 | 0 | 0
WT | 0 | 0 | 0 | 0 | 0 | 0
IGCC | 0 | 0 | 0 | 0 | 0 | 0
DemandResponse | 0 | 0 | 0 | 0 | 0 | 0
IGCC-CCS | 0 | 0 | 0 | 0 | 0 | 0
WT_off | 0 | 0 | 0 | 0 | 0 | 0
PseudoUnit | 0 | 0 | 0 | 0 | 0 | 0
FixedInterchange | 0 | 0 | 0 | 0 | 0 | 0
Emission Cost by Reporting Type: MISO_MO-IL
ReportingType | 2015 | 2020 | 2025 | 2030 | 2035 | 2040
BM | 0 | 0 | 0 | 0 | 0 | 0
CC | 0 | 0 | 0 | 0 | 0 | 0
CSP | 0 | 0 | 0 | 0 | 0 | 0
CT | 0 | 0 | 0 | 0 | 0 | 0
Coal | 37.77 | 0 | 0 | 0 | 0 | 0
Geo | 0 | 0 | 0 | 0 | 0 | 0
H | 0 | 0 | 0 | 0 | 0 | 0
LFG | 0 | 0 | 0 | 0 | 0 | 0
Nuc | 0 | 0 | 0 | 0 | 0 | 0
PS | 0 | 0 | 0 | 0 | 0 | 0
PV | 0 | 0 | 0 | 0 | 0 | 0
PeakG | 0 | 0 | 0 | 0 | 0 | 0
PeakO | 0 | 0 | 0 | 0 | 0 | 0
ST | 0 | 0 | 0 | 0 | 0 | 0
STOG | 0 | 0 | 0 | 0 | 0 | 0
STWD | 0 | 0 | 0 | 0 | 0 | 0
WT | 0 | 0 | 0 | 0 | 0 | 0
IGCC | 0 | 0 | 0 | 0 | 0 | 0
DemandResponse | 0 | 0 | 0 | 0 | 0 | 0
IGCC-CCS | 0 | 0 | 0 | 0 | 0 | 0
WT_off | 0 | 0 | 0 | 0 | 0 | 0
PseudoUnit | 0 | 0 | 0 | 0 | 0 | 0
FixedInterchange | 0 | 0 | 0 | 0 | 0 | 0
Emission Cost by Reporting Type: MISO_W
ReportingType | 2015 | 2020 | 2025 | 2030 | 2035 | 2040
BM | 0 | 0 | 0 | 0 | 0 | 0
CC | 0 | 0 | 0 | 0 | 0 | 0
CSP | 0 | 0 | 0 | 0 | 0 | 0
CT | 0 | 0 | 0 | 0 | 0 | 0
Coal | 23.71 | 0 | 0 | 0 | 0 | 0
Geo | 0 | 0 | 0 | 0 | 0 | 0
H | 0 | 0 | 0 | 0 | 0 | 0
LFG | 0 | 0 | 0 | 0 | 0 | 0
Nuc | 0 | 0 | 0 | 0 | 0 | 0
PS | 0 | 0 | 0 | 0 | 0 | 0
PV | 0 | 0 | 0 | 0 | 0 | 0
PeakG | 0 | 0 | 0 | 0 | 0 | 0
PeakO | 0 | 0 | 0 | 0 | 0 | 0
ST | 0 | 0 | 0 | 0 | 0 | 0
STOG | 0 | 0 | 0 | 0 | 0 | 0
STWD | 0 | 0 | 0 | 0 | 0 | 0
WT | 0 | 0 | 0 | 0 | 0 | 0
IGCC | 0 | 0 | 0 | 0 | 0 | 0
DemandResponse | 0 | 0 | 0 | 0 | 0 | 0
IGCC-CCS | 0 | 0 | 0 | 0 | 0 | 0
WT_off | 0 | 0 | 0 | 0 | 0 | 0
PseudoUnit | 0 | 0 | 0 | 0 | 0 | 0
FixedInterchange | 0 | 0 | 0 | 0 | 0 | 0
Emission Cost by Reporting Type: MISO_WUMS
ReportingType | 2015 | 2020 | 2025 | 2030 | 2035 | 2040
BM | 0 | 0 | 0 | 0 | 0 | 0
CC | 0 | 0 | 0 | 0 | 0 | 0
CSP | 0 | 0 | 0 | 0 | 0 | 0
CT | 0 | 0 | 0 | 0 | 0 | 0
Coal | 2.91 | 0 | 0 | 0 | 0 | 0
Geo | 0 | 0 | 0 | 0 | 0 | 0
H | 0 | 0 | 0 | 0 | 0 | 0
LFG | 0 | 0 | 0 | 0 | 0 | 0
Nuc | 0 | 0 | 0 | 0 | 0 | 0
PS | 0 | 0 | 0 | 0 | 0 | 0
PV | 0 | 0 | 0 | 0 | 0 | 0
PeakG | 0 | 0 | 0 | 0 | 0 | 0
PeakO | 0 | 0 | 0 | 0 | 0 | 0
ST | 0 | 0 | 0 | 0 | 0 | 0
STOG | 0 | 0 | 0 | 0 | 0 | 0
STWD | 0 | 0 | 0 | 0 | 0 | 0
WT | 0 | 0 | 0 | 0 | 0 | 0
IGCC | 0 | 0 | 0 | 0 | 0 | 0
DemandResponse | 0 | 0 | 0 | 0 | 0 | 0
IGCC-CCS | 0 | 0 | 0 | 0 | 0 | 0
WT_off | 0 | 0 | 0 | 0 | 0 | 0
PseudoUnit | 0 | 0 | 0 | 0 | 0 | 0
FixedInterchange | 0 | 0 | 0 | 0 | 0 | 0
Emission Cost by Reporting Type: Nebraska
ReportingType | 2015 | 2020 | 2025 | 2030 | 2035 | 2040
BM | 0 | 0 | 0 | 0 | 0 | 0
CC | 0 | 0 | 0 | 0 | 0 | 0
CSP | 0 | 0 | 0 | 0 | 0 | 0
CT | 0 | 0 | 0 | 0 | 0 | 0
Coal | 4.32 | 0 | 0 | 0 | 0 | 0
Geo | 0 | 0 | 0 | 0 | 0 | 0
H | 0 | 0 | 0 | 0 | 0 | 0
LFG | 0 | 0 | 0 | 0 | 0 | 0
Nuc | 0 | 0 | 0 | 0 | 0 | 0
PS | 0 | 0 | 0 | 0 | 0 | 0
PV | 0 | 0 | 0 | 0 | 0 | 0
PeakG | 0 | 0 | 0 | 0 | 0 | 0
PeakO | 0 | 0 | 0 | 0 | 0 | 0
ST | 0 | 0 | 0 | 0 | 0 | 0
STOG | 0 | 0 | 0 | 0 | 0 | 0
STWD | 0 | 0 | 0 | 0 | 0 | 0
WT | 0 | 0 | 0 | 0 | 0 | 0
IGCC | 0 | 0 | 0 | 0 | 0 | 0
DemandResponse | 0 | 0 | 0 | 0 | 0 | 0
IGCC-CCS | 0 | 0 | 0 | 0 | 0 | 0
WT_off | 0 | 0 | 0 | 0 | 0 | 0
PseudoUnit | 0 | 0 | 0 | 0 | 0 | 0
FixedInterchange | 0 | 0 | 0 | 0 | 0 | 0
Emission Cost by Reporting Type: NEISO
ReportingType | 2015 | 2020 | 2025 | 2030 | 2035 | 2040
BM | 0 | 0 | 0 | 0 | 0 | 0
CC | 0 | 0 | 0 | 0 | 0 | 0
CSP | 0 | 0 | 0 | 0 | 0 | 0
CT | 0 | 0 | 0 | 0 | 0 | 0
Coal | 0 | 0 | 0 | 0 | 0 | 0
Geo | 0 | 0 | 0 | 0 | 0 | 0
H | 0 | 0 | 0 | 0 | 0 | 0
LFG | 0 | 0 | 0 | 0 | 0 | 0
Nuc | 0 | 0 | 0 | 0 | 0 | 0
PS | 0 | 0 | 0 | 0 | 0 | 0
PV | 0 | 0 | 0 | 0 | 0 | 0
PeakG | 0 | 0 | 0 | 0 | 0 | 0
PeakO | 0 | 0 | 0 | 0 | 0 | 0
ST | 0 | 0 | 0 | 0 | 0 | 0
STOG | 0 | 0 | 0 | 0 | 0 | 0
STWD | 0 | 0 | 0 | 0 | 0 | 0
WT | 0 | 0 | 0 | 0 | 0 | 0
IGCC | 0 | 0 | 0 | 0 | 0 | 0
DemandResponse | 0 | 0 | 0 | 0 | 0 | 0
IGCC-CCS | 0 | 0 | 0 | 0 | 0 | 0
WT_off | 0 | 0 | 0 | 0 | 0 | 0
PseudoUnit | 0 | 0 | 0 | 0 | 0 | 0
FixedInterchange | 0 | 0 | 0 | 0 | 0 | 0
Emission Cost by Reporting Type: NonRTO_Midwest
ReportingType | 2015 | 2020 | 2025 | 2030 | 2035 | 2040
BM | 0 | 0 | 0 | 0 | 0 | 0
CC | 0 | 0 | 0 | 0 | 0 | 0
CSP | 0 | 0 | 0 | 0 | 0 | 0
CT | 0 | 0 | 0 | 0 | 0 | 0
Coal | 13.16 | 0 | 0 | 0 | 0 | 0
Geo | 0 | 0 | 0 | 0 | 0 | 0
H | 0 | 0 | 0 | 0 | 0 | 0
LFG | 0 | 0 | 0 | 0 | 0 | 0
Nuc | 0 | 0 | 0 | 0 | 0 | 0
PS | 0 | 0 | 0 | 0 | 0 | 0
PV | 0 | 0 | 0 | 0 | 0 | 0
PeakG | 0 | 0 | 0 | 0 | 0 | 0
PeakO | 0 | 0 | 0 | 0 | 0 | 0
ST | 0 | 0 | 0 | 0 | 0 | 0
STOG | 0 | 0 | 0 | 0 | 0 | 0
STWD | 0 | 0 | 0 | 0 | 0 | 0
WT | 0 | 0 | 0 | 0 | 0 | 0
IGCC | 0 | 0 | 0 | 0 | 0 | 0
DemandResponse | 0 | 0 | 0 | 0 | 0 | 0
IGCC-CCS | 0 | 0 | 0 | 0 | 0 | 0
WT_off | 0 | 0 | 0 | 0 | 0 | 0
PseudoUnit | 0 | 0 | 0 | 0 | 0 | 0
FixedInterchange | 0 | 0 | 0 | 0 | 0 | 0
Emission Cost by Reporting Type: NYISO_A-F
ReportingType | 2015 | 2020 | 2025 | 2030 | 2035 | 2040
BM | 0 | 0 | 0 | 0 | 0 | 0
CC | 0 | 0 | 0 | 0 | 0 | 0
CSP | 0 | 0 | 0 | 0 | 0 | 0
CT | 0 | 0 | 0 | 0 | 0 | 0
Coal | 0 | 0 | 0 | 0 | 0 | 0
Geo | 0 | 0 | 0 | 0 | 0 | 0
H | 0 | 0 | 0 | 0 | 0 | 0
LFG | 0 | 0 | 0 | 0 | 0 | 0
Nuc | 0 | 0 | 0 | 0 | 0 | 0
PS | 0 | 0 | 0 | 0 | 0 | 0
PV | 0 | 0 | 0 | 0 | 0 | 0
PeakG | 0 | 0 | 0 | 0 | 0 | 0
PeakO | 0 | 0 | 0 | 0 | 0 | 0
ST | 0 | 0 | 0 | 0 | 0 | 0
STOG | 0 | 0 | 0 | 0 | 0 | 0
STWD | 0 | 0 | 0 | 0 | 0 | 0
WT | 0 | 0 | 0 | 0 | 0 | 0
IGCC | 0 | 0 | 0 | 0 | 0 | 0
DemandResponse | 0 | 0 | 0 | 0 | 0 | 0
IGCC-CCS | 0 | 0 | 0 | 0 | 0 | 0
WT_off | 0 | 0 | 0 | 0 | 0 | 0
PseudoUnit | 0 | 0 | 0 | 0 | 0 | 0
FixedInterchange | 0 | 0 | 0 | 0 | 0 | 0
Emission Cost by Reporting Type: NYISO_G-I
ReportingType | 2015 | 2020 | 2025 | 2030 | 2035 | 2040
BM | 0 | 0 | 0 | 0 | 0 | 0
CC | 0 | 0 | 0 | 0 | 0 | 0
CSP | 0 | 0 | 0 | 0 | 0 | 0
CT | 0 | 0 | 0 | 0 | 0 | 0
Coal | 0 | 0 | 0 | 0 | 0 | 0
Geo | 0 | 0 | 0 | 0 | 0 | 0
H | 0 | 0 | 0 | 0 | 0 | 0
LFG | 0 | 0 | 0 | 0 | 0 | 0
Nuc | 0 | 0 | 0 | 0 | 0 | 0
PS | 0 | 0 | 0 | 0 | 0 | 0
PV | 0 | 0 | 0 | 0 | 0 | 0
PeakG | 0 | 0 | 0 | 0 | 0 | 0
PeakO | 0 | 0 | 0 | 0 | 0 | 0
ST | 0 | 0 | 0 | 0 | 0 | 0
STOG | 0 | 0 | 0 | 0 | 0 | 0
STWD | 0 | 0 | 0 | 0 | 0 | 0
WT | 0 | 0 | 0 | 0 | 0 | 0
IGCC | 0 | 0 | 0 | 0 | 0 | 0
DemandResponse | 0 | 0 | 0 | 0 | 0 | 0
IGCC-CCS | 0 | 0 | 0 | 0 | 0 | 0
WT_off | 0 | 0 | 0 | 0 | 0 | 0
PseudoUnit | 0 | 0 | 0 | 0 | 0 | 0
FixedInterchange | 0 | 0 | 0 | 0 | 0 | 0
Emission Cost by Reporting Type: NYISO_J-K
ReportingType | 2015 | 2020 | 2025 | 2030 | 2035 | 2040
BM | 0 | 0 | 0 | 0 | 0 | 0
CC | 0 | 0 | 0 | 0 | 0 | 0
CSP | 0 | 0 | 0 | 0 | 0 | 0
CT | 0 | 0 | 0 | 0 | 0 | 0
Coal | 0 | 0 | 0 | 0 | 0 | 0
Geo | 0 | 0 | 0 | 0 | 0 | 0
H | 0 | 0 | 0 | 0 | 0 | 0
LFG | 0 | 0 | 0 | 0 | 0 | 0
Nuc | 0 | 0 | 0 | 0 | 0 | 0
PS | 0 | 0 | 0 | 0 | 0 | 0
PV | 0 | 0 | 0 | 0 | 0 | 0
PeakG | 0 | 0 | 0 | 0 | 0 | 0
PeakO | 0 | 0 | 0 | 0 | 0 | 0
ST | 0 | 0 | 0 | 0 | 0 | 0
STOG | 0 | 0 | 0 | 0 | 0 | 0
STWD | 0 | 0 | 0 | 0 | 0 | 0
WT | 0 | 0 | 0 | 0 | 0 | 0
IGCC | 0 | 0 | 0 | 0 | 0 | 0
DemandResponse | 0 | 0 | 0 | 0 | 0 | 0
IGCC-CCS | 0 | 0 | 0 | 0 | 0 | 0
WT_off | 0 | 0 | 0 | 0 | 0 | 0
PseudoUnit | 0 | 0 | 0 | 0 | 0 | 0
FixedInterchange | 0 | 0 | 0 | 0 | 0 | 0
Emission Cost by Reporting Type: PJM_E
ReportingType | 2015 | 2020 | 2025 | 2030 | 2035 | 2040
BM | 0 | 0 | 0 | 0 | 0 | 0
CC | 0 | 0 | 0 | 0 | 0 | 0
CSP | 0 | 0 | 0 | 0 | 0 | 0
CT | 0 | 0 | 0 | 0 | 0 | 0
Coal | 0.08 | 0 | 0 | 0 | 0 | 0
Geo | 0 | 0 | 0 | 0 | 0 | 0
H | 0 | 0 | 0 | 0 | 0 | 0
LFG | 0 | 0 | 0 | 0 | 0 | 0
Nuc | 0 | 0 | 0 | 0 | 0 | 0
PS | 0 | 0 | 0 | 0 | 0 | 0
PV | 0 | 0 | 0 | 0 | 0 | 0
PeakG | 0 | 0 | 0 | 0 | 0 | 0
PeakO | 0 | 0 | 0 | 0 | 0 | 0
ST | 0 | 0 | 0 | 0 | 0 | 0
STOG | 0 | 0 | 0 | 0 | 0 | 0
STWD | 0 | 0 | 0 | 0 | 0 | 0
WT | 0 | 0 | 0 | 0 | 0 | 0
IGCC | 0 | 0 | 0 | 0 | 0 | 0
DemandResponse | 0 | 0 | 0 | 0 | 0 | 0
IGCC-CCS | 0 | 0 | 0 | 0 | 0 | 0
WT_off | 0 | 0 | 0 | 0 | 0 | 0
PseudoUnit | 0 | 0 | 0 | 0 | 0 | 0
FixedInterchange | 0 | 0 | 0 | 0 | 0 | 0
Emission Cost by Reporting Type: PJM_ROM
ReportingType | 2015 | 2020 | 2025 | 2030 | 2035 | 2040
BM | 0 | 0 | 0 | 0 | 0 | 0
CC | 0 | 0 | 0 | 0 | 0 | 0
CSP | 0 | 0 | 0 | 0 | 0 | 0
CT | 0 | 0 | 0 | 0 | 0 | 0
Coal | 18.39 | 0 | 0 | 0 | 0 | 0
Geo | 0 | 0 | 0 | 0 | 0 | 0
H | 0 | 0 | 0 | 0 | 0 | 0
LFG | 0 | 0 | 0 | 0 | 0 | 0
Nuc | 0 | 0 | 0 | 0 | 0 | 0
PS | 0 | 0 | 0 | 0 | 0 | 0
PV | 0 | 0 | 0 | 0 | 0 | 0
PeakG | 0 | 0 | 0 | 0 | 0 | 0
PeakO | 0 | 0 | 0 | 0 | 0 | 0
ST | 0 | 0 | 0 | 0 | 0 | 0
STOG | 0 | 0 | 0 | 0 | 0 | 0
STWD | 0 | 0 | 0 | 0 | 0 | 0
WT | 0 | 0 | 0 | 0 | 0 | 0
IGCC | 0 | 0 | 0 | 0 | 0 | 0
DemandResponse | 0 | 0 | 0 | 0 | 0 | 0
IGCC-CCS | 0 | 0 | 0 | 0 | 0 | 0
WT_off | 0 | 0 | 0 | 0 | 0 | 0
PseudoUnit | 0 | 0 | 0 | 0 | 0 | 0
FixedInterchange | 0 | 0 | 0 | 0 | 0 | 0
Emission Cost by Reporting Type: PJM_ROR
ReportingType | 2015 | 2020 | 2025 | 2030 | 2035 | 2040
BM | 0 | 0 | 0 | 0 | 0 | 0
CC | 0 | 0 | 0 | 0 | 0 | 0
CSP | 0 | 0 | 0 | 0 | 0 | 0
CT | 0 | 0 | 0 | 0 | 0 | 0
Coal | 133.89 | 0 | 0 | 0 | 0 | 0
Geo | 0 | 0 | 0 | 0 | 0 | 0
H | 0 | 0 | 0 | 0 | 0 | 0
LFG | 0 | 0 | 0 | 0 | 0 | 0
Nuc | 0 | 0 | 0 | 0 | 0 | 0
PS | 0 | 0 | 0 | 0 | 0 | 0
PV | 0 | 0 | 0 | 0 | 0 | 0
PeakG | 0 | 0 | 0 | 0 | 0 | 0
PeakO | 0 | 0 | 0 | 0 | 0 | 0
ST | 0 | 0 | 0 | 0 | 0 | 0
STOG | 0 | 0 | 0 | 0 | 0 | 0
STWD | 0 | 0 | 0 | 0 | 0 | 0
WT | 0 | 0 | 0 | 0 | 0 | 0
IGCC | 0 | 0 | 0 | 0 | 0 | 0
DemandResponse | 0 | 0 | 0 | 0 | 0 | 0
IGCC-CCS | 0 | 0 | 0 | 0 | 0 | 0
WT_off | 0 | 0 | 0 | 0 | 0 | 0
PseudoUnit | 0 | 0 | 0 | 0 | 0 | 0
FixedInterchange | 0 | 0 | 0 | 0 | 0 | 0
Emission Cost by Reporting Type: SOCO
ReportingType | 2015 | 2020 | 2025 | 2030 | 2035 | 2040
BM | 0 | 0 | 0 | 0 | 0 | 0
CC | 0 | 0 | 0 | 0 | 0 | 0
CSP | 0 | 0 | 0 | 0 | 0 | 0
CT | 0 | 0 | 0 | 0 | 0 | 0
Coal | 25.5 | 0 | 0 | 0 | 0 | 0
Geo | 0 | 0 | 0 | 0 | 0 | 0
H | 0 | 0 | 0 | 0 | 0 | 0
LFG | 0 | 0 | 0 | 0 | 0 | 0
Nuc | 0 | 0 | 0 | 0 | 0 | 0
PS | 0 | 0 | 0 | 0 | 0 | 0
PV | 0 | 0 | 0 | 0 | 0 | 0
PeakG | 0 | 0 | 0 | 0 | 0 | 0
PeakO | 0 | 0 | 0 | 0 | 0 | 0
ST | 0 | 0 | 0 | 0 | 0 | 0
STOG | 0 | 0 | 0 | 0 | 0 | 0
STWD | 0 | 0 | 0 | 0 | 0 | 0
WT | 0 | 0 | 0 | 0 | 0 | 0
IGCC | 0 | 0 | 0 | 0 | 0 | 0
DemandResponse | 0 | 0 | 0 | 0 | 0 | 0
IGCC-CCS | 0 | 0 | 0 | 0 | 0 | 0
WT_off | 0 | 0 | 0 | 0 | 0 | 0
PseudoUnit | 0 | 0 | 0 | 0 | 0 | 0
FixedInterchange | 0 | 0 | 0 | 0 | 0 | 0
Emission Cost by Reporting Type: SPP_N
ReportingType | 2015 | 2020 | 2025 | 2030 | 2035 | 2040
BM | 0 | 0 | 0 | 0 | 0 | 0
CC | 0 | 0 | 0 | 0 | 0 | 0
CSP | 0 | 0 | 0 | 0 | 0 | 0
CT | 0 | 0 | 0 | 0 | 0 | 0
Coal | 6.14 | 0 | 0 | 0 | 0 | 0
Geo | 0 | 0 | 0 | 0 | 0 | 0
H | 0 | 0 | 0 | 0 | 0 | 0
LFG | 0 | 0 | 0 | 0 | 0 | 0
Nuc | 0 | 0 | 0 | 0 | 0 | 0
PS | 0 | 0 | 0 | 0 | 0 | 0
PV | 0 | 0 | 0 | 0 | 0 | 0
PeakG | 0 | 0 | 0 | 0 | 0 | 0
PeakO | 0 | 0 | 0 | 0 | 0 | 0
ST | 0 | 0 | 0 | 0 | 0 | 0
STOG | 0 | 0 | 0 | 0 | 0 | 0
STWD | 0 | 0 | 0 | 0 | 0 | 0
WT | 0 | 0 | 0 | 0 | 0 | 0
IGCC | 0 | 0 | 0 | 0 | 0 | 0
DemandResponse | 0 | 0 | 0 | 0 | 0 | 0
IGCC-CCS | 0 | 0 | 0 | 0 | 0 | 0
WT_off | 0 | 0 | 0 | 0 | 0 | 0
PseudoUnit | 0 | 0 | 0 | 0 | 0 | 0
FixedInterchange | 0 | 0 | 0 | 0 | 0 | 0
Emission Cost by Reporting Type: SPP_S
ReportingType | 2015 | 2020 | 2025 | 2030 | 2035 | 2040
BM | 0 | 0 | 0 | 0 | 0 | 0
CC | 0 | 0 | 0 | 0 | 0 | 0
CSP | 0 | 0 | 0 | 0 | 0 | 0
CT | 0 | 0 | 0 | 0 | 0 | 0
Coal | 21.05 | 0 | 0 | 0 | 0 | 0
Geo | 0 | 0 | 0 | 0 | 0 | 0
H | 0 | 0 | 0 | 0 | 0 | 0
LFG | 0 | 0 | 0 | 0 | 0 | 0
Nuc | 0 | 0 | 0 | 0 | 0 | 0
PS | 0 | 0 | 0 | 0 | 0 | 0
PV | 0 | 0 | 0 | 0 | 0 | 0
PeakG | 0 | 0 | 0 | 0 | 0 | 0
PeakO | 0 | 0 | 0 | 0 | 0 | 0
ST | 0 | 0 | 0 | 0 | 0 | 0
STOG | 0 | 0 | 0 | 0 | 0 | 0
STWD | 0 | 0 | 0 | 0 | 0 | 0
WT | 0 | 0 | 0 | 0 | 0 | 0
IGCC | 0 | 0 | 0 | 0 | 0 | 0
DemandResponse | 0 | 0 | 0 | 0 | 0 | 0
IGCC-CCS | 0 | 0 | 0 | 0 | 0 | 0
WT_off | 0 | 0 | 0 | 0 | 0 | 0
PseudoUnit | 0 | 0 | 0 | 0 | 0 | 0
FixedInterchange | 0 | 0 | 0 | 0 | 0 | 0
Emission Cost by Reporting Type: TVA
ReportingType | 2015 | 2020 | 2025 | 2030 | 2035 | 2040
BM | 0 | 0 | 0 | 0 | 0 | 0
CC | 0 | 0 | 0 | 0 | 0 | 0
CSP | 0 | 0 | 0 | 0 | 0 | 0
CT | 0 | 0 | 0 | 0 | 0 | 0
Coal | 21.59 | 0 | 0 | 0 | 0 | 0
Geo | 0 | 0 | 0 | 0 | 0 | 0
H | 0 | 0 | 0 | 0 | 0 | 0
LFG | 0 | 0 | 0 | 0 | 0 | 0
Nuc | 0 | 0 | 0 | 0 | 0 | 0
PS | 0 | 0 | 0 | 0 | 0 | 0
PV | 0 | 0 | 0 | 0 | 0 | 0
PeakG | 0 | 0 | 0 | 0 | 0 | 0
PeakO | 0 | 0 | 0 | 0 | 0 | 0
ST | 0 | 0 | 0 | 0 | 0 | 0
STOG | 0 | 0 | 0 | 0 | 0 | 0
STWD | 0 | 0 | 0 | 0 | 0 | 0
WT | 0 | 0 | 0 | 0 | 0 | 0
IGCC | 0 | 0 | 0 | 0 | 0 | 0
DemandResponse | 0 | 0 | 0 | 0 | 0 | 0
IGCC-CCS | 0 | 0 | 0 | 0 | 0 | 0
WT_off | 0 | 0 | 0 | 0 | 0 | 0
PseudoUnit | 0 | 0 | 0 | 0 | 0 | 0
FixedInterchange | 0 | 0 | 0 | 0 | 0 | 0
Emission Cost by Reporting Type: TVA_Transmission
ReportingType | 2015 | 2020 | 2025 | 2030 | 2035 | 2040
BM | 0 | 0 | 0 | 0 | 0 | 0
CC | 0 | 0 | 0 | 0 | 0 | 0
CSP | 0 | 0 | 0 | 0 | 0 | 0
CT | 0 | 0 | 0 | 0 | 0 | 0
Coal | 0 | 0 | 0 | 0 | 0 | 0
Geo | 0 | 0 | 0 | 0 | 0 | 0
H | 0 | 0 | 0 | 0 | 0 | 0
LFG | 0 | 0 | 0 | 0 | 0 | 0
Nuc | 0 | 0 | 0 | 0 | 0 | 0
PS | 0 | 0 | 0 | 0 | 0 | 0
PV | 0 | 0 | 0 | 0 | 0 | 0
PeakG | 0 | 0 | 0 | 0 | 0 | 0
PeakO | 0 | 0 | 0 | 0 | 0 | 0
ST | 0 | 0 | 0 | 0 | 0 | 0
STOG | 0 | 0 | 0 | 0 | 0 | 0
STWD | 0 | 0 | 0 | 0 | 0 | 0
WT | 0 | 0 | 0 | 0 | 0 | 0
IGCC | 0 | 0 | 0 | 0 | 0 | 0
DemandResponse | 0 | 0 | 0 | 0 | 0 | 0
IGCC-CCS | 0 | 0 | 0 | 0 | 0 | 0
WT_off | 0 | 0 | 0 | 0 | 0 | 0
PseudoUnit | 0 | 0 | 0 | 0 | 0 | 0
FixedInterchange | 0 | 0 | 0 | 0 | 0 | 0
Emission Cost by Reporting Type: VACAR
ReportingType | 2015 | 2020 | 2025 | 2030 | 2035 | 2040
BM | 0 | 0 | 0 | 0 | 0 | 0
CC | 0 | 0 | 0 | 0 | 0 | 0
CSP | 0 | 0 | 0 | 0 | 0 | 0
CT | 0 | 0 | 0 | 0 | 0 | 0
Coal | 5.68 | 0 | 0 | 0 | 0 | 0
Geo | 0 | 0 | 0 | 0 | 0 | 0
H | 0 | 0 | 0 | 0 | 0 | 0
LFG | 0 | 0 | 0 | 0 | 0 | 0
Nuc | 0 | 0 | 0 | 0 | 0 | 0
PS | 0 | 0 | 0 | 0 | 0 | 0
PV | 0 | 0 | 0 | 0 | 0 | 0
PeakG | 0 | 0 | 0 | 0 | 0 | 0
PeakO | 0 | 0 | 0 | 0 | 0 | 0
ST | 0 | 0 | 0 | 0 | 0 | 0
STOG | 0 | 0 | 0 | 0 | 0 | 0
STWD | 0 | 0 | 0 | 0 | 0 | 0
WT | 0 | 0 | 0 | 0 | 0 | 0
IGCC | 0 | 0 | 0 | 0 | 0 | 0
DemandResponse | 0 | 0 | 0 | 0 | 0 | 0
IGCC-CCS | 0 | 0 | 0 | 0 | 0 | 0
WT_off | 0 | 0 | 0 | 0 | 0 | 0
PseudoUnit | 0 | 0 | 0 | 0 | 0 | 0
FixedInterchange | 0 | 0 | 0 | 0 | 0 | 0
Emission Cost by Reporting Type: IESO
ReportingType | 2015 | 2020 | 2025 | 2030 | 2035 | 2040
BM | 0 | 0 | 0 | 0 | 0 | 0
CC | 0 | 0 | 0 | 0 | 0 | 0
CSP | 0 | 0 | 0 | 0 | 0 | 0
CT | 0 | 0 | 0 | 0 | 0 | 0
Coal | 0 | 0 | 0 | 0 | 0 | 0
Geo | 0 | 0 | 0 | 0 | 0 | 0
H | 0 | 0 | 0 | 0 | 0 | 0
LFG | 0 | 0 | 0 | 0 | 0 | 0
Nuc | 0 | 0 | 0 | 0 | 0 | 0
PS | 0 | 0 | 0 | 0 | 0 | 0
PV | 0 | 0 | 0 | 0 | 0 | 0
PeakG | 0 | 0 | 0 | 0 | 0 | 0
PeakO | 0 | 0 | 0 | 0 | 0 | 0
ST | 0 | 0 | 0 | 0 | 0 | 0
STOG | 0 | 0 | 0 | 0 | 0 | 0
STWD | 0 | 0 | 0 | 0 | 0 | 0
WT | 0 | 0 | 0 | 0 | 0 | 0
IGCC | 0 | 0 | 0 | 0 | 0 | 0
DemandResponse | 0 | 0 | 0 | 0 | 0 | 0
IGCC-CCS | 0 | 0 | 0 | 0 | 0 | 0
WT_off | 0 | 0 | 0 | 0 | 0 | 0
PseudoUnit | 0 | 0 | 0 | 0 | 0 | 0
FixedInterchange | 0 | 0 | 0 | 0 | 0 | 0
Emission Cost by Reporting Type: MAPP_CA
ReportingType | 2015 | 2020 | 2025 | 2030 | 2035 | 2040
BM | 0 | 0 | 0 | 0 | 0 | 0
CC | 0 | 0 | 0 | 0 | 0 | 0
CSP | 0 | 0 | 0 | 0 | 0 | 0
CT | 0 | 0 | 0 | 0 | 0 | 0
Coal | 0 | 0 | 0 | 0 | 0 | 0
Geo | 0 | 0 | 0 | 0 | 0 | 0
H | 0 | 0 | 0 | 0 | 0 | 0
LFG | 0 | 0 | 0 | 0 | 0 | 0
Nuc | 0 | 0 | 0 | 0 | 0 | 0
PS | 0 | 0 | 0 | 0 | 0 | 0
PV | 0 | 0 | 0 | 0 | 0 | 0
PeakG | 0 | 0 | 0 | 0 | 0 | 0
PeakO | 0 | 0 | 0 | 0 | 0 | 0
ST | 0 | 0 | 0 | 0 | 0 | 0
STOG | 0 | 0 | 0 | 0 | 0 | 0
STWD | 0 | 0 | 0 | 0 | 0 | 0
WT | 0 | 0 | 0 | 0 | 0 | 0
IGCC | 0 | 0 | 0 | 0 | 0 | 0
DemandResponse | 0 | 0 | 0 | 0 | 0 | 0
IGCC-CCS | 0 | 0 | 0 | 0 | 0 | 0
WT_off | 0 | 0 | 0 | 0 | 0 | 0
PseudoUnit | 0 | 0 | 0 | 0 | 0 | 0
FixedInterchange | 0 | 0 | 0 | 0 | 0 | 0
Emission Cost by Reporting Type: AZ_NM_SNV_Coal
ReportingType | 2015 | 2020 | 2025 | 2030 | 2035 | 2040
BM | 0 | 0 | 0 | 0 | 0 | 0
CC | 0 | 0 | 0 | 0 | 0 | 0
CSP | 0 | 0 | 0 | 0 | 0 | 0
CT | 0 | 0 | 0 | 0 | 0 | 0
Coal | 1.11 | 0 | 0 | 0 | 0 | 0
Geo | 0 | 0 | 0 | 0 | 0 | 0
H | 0 | 0 | 0 | 0 | 0 | 0
LFG | 0 | 0 | 0 | 0 | 0 | 0
Nuc | 0 | 0 | 0 | 0 | 0 | 0
PS | 0 | 0 | 0 | 0 | 0 | 0
PV | 0 | 0 | 0 | 0 | 0 | 0
PeakG | 0 | 0 | 0 | 0 | 0 | 0
PeakO | 0 | 0 | 0 | 0 | 0 | 0
ST | 0 | 0 | 0 | 0 | 0 | 0
STOG | 0 | 0 | 0 | 0 | 0 | 0
STWD | 0 | 0 | 0 | 0 | 0 | 0
WT | 0 | 0 | 0 | 0 | 0 | 0
IGCC | 0 | 0 | 0 | 0 | 0 | 0
DemandResponse | 0 | 0 | 0 | 0 | 0 | 0
IGCC-CCS | 0 | 0 | 0 | 0 | 0 | 0
WT_off | 0 | 0 | 0 | 0 | 0 | 0
PseudoUnit | 0 | 0 | 0 | 0 | 0 | 0
FixedInterchange | 0 | 0 | 0 | 0 | 0 | 0
Emission Cost by Reporting Type: AZ_NM_SNV_Gas
ReportingType | 2015 | 2020 | 2025 | 2030 | 2035 | 2040
BM | 0 | 0 | 0 | 0 | 0 | 0
CC | 0 | 0 | 0 | 0 | 0 | 0
CSP | 0 | 0 | 0 | 0 | 0 | 0
CT | 0 | 0 | 0 | 0 | 0 | 0
Coal | 0 | 0 | 0 | 0 | 0 | 0
Geo | 0 | 0 | 0 | 0 | 0 | 0
H | 0 | 0 | 0 | 0 | 0 | 0
LFG | 0 | 0 | 0 | 0 | 0 | 0
Nuc | 0 | 0 | 0 | 0 | 0 | 0
PS | 0 | 0 | 0 | 0 | 0 | 0
PV | 0 | 0 | 0 | 0 | 0 | 0
PeakG | 0 | 0 | 0 | 0 | 0 | 0
PeakO | 0 | 0 | 0 | 0 | 0 | 0
ST | 0 | 0 | 0 | 0 | 0 | 0
STOG | 0 | 0 | 0 | 0 | 0 | 0
STWD | 0 | 0 | 0 | 0 | 0 | 0
WT | 0 | 0 | 0 | 0 | 0 | 0
IGCC | 0 | 0 | 0 | 0 | 0 | 0
DemandResponse | 0 | 0 | 0 | 0 | 0 | 0
IGCC-CCS | 0 | 0 | 0 | 0 | 0 | 0
WT_off | 0 | 0 | 0 | 0 | 0 | 0
PseudoUnit | 0 | 0 | 0 | 0 | 0 | 0
FixedInterchange | 0 | 0 | 0 | 0 | 0 | 0
Emission Cost by Reporting Type: AZ_NM_SNV_NucRenew
ReportingType | 2015 | 2020 | 2025 | 2030 | 2035 | 2040
BM | 0 | 0 | 0 | 0 | 0 | 0
CC | 0 | 0 | 0 | 0 | 0 | 0
CSP | 0 | 0 | 0 | 0 | 0 | 0
CT | 0 | 0 | 0 | 0 | 0 | 0
Coal | 0 | 0 | 0 | 0 | 0 | 0
Geo | 0 | 0 | 0 | 0 | 0 | 0
H | 0 | 0 | 0 | 0 | 0 | 0
LFG | 0 | 0 | 0 | 0 | 0 | 0
Nuc | 0 | 0 | 0 | 0 | 0 | 0
PS | 0 | 0 | 0 | 0 | 0 | 0
PV | 0 | 0 | 0 | 0 | 0 | 0
PeakG | 0 | 0 | 0 | 0 | 0 | 0
PeakO | 0 | 0 | 0 | 0 | 0 | 0
ST | 0 | 0 | 0 | 0 | 0 | 0
STOG | 0 | 0 | 0 | 0 | 0 | 0
STWD | 0 | 0 | 0 | 0 | 0 | 0
WT | 0 | 0 | 0 | 0 | 0 | 0
IGCC | 0 | 0 | 0 | 0 | 0 | 0
DemandResponse | 0 | 0 | 0 | 0 | 0 | 0
IGCC-CCS | 0 | 0 | 0 | 0 | 0 | 0
WT_off | 0 | 0 | 0 | 0 | 0 | 0
PseudoUnit | 0 | 0 | 0 | 0 | 0 | 0
FixedInterchange | 0 | 0 | 0 | 0 | 0 | 0
Emission Cost by Reporting Type: ERCOT
ReportingType | 2015 | 2020 | 2025 | 2030 | 2035 | 2040
BM | 0 | 0 | 0 | 0 | 0 | 0
CC | 0 | 0 | 0 | 0 | 0 | 0
CSP | 0 | 0 | 0 | 0 | 0 | 0
CT | 0 | 0 | 0 | 0 | 0 | 0
Coal | 11.61 | 0 | 0 | 0 | 0 | 0
Geo | 0 | 0 | 0 | 0 | 0 | 0
H | 0 | 0 | 0 | 0 | 0 | 0
LFG | 0 | 0 | 0 | 0 | 0 | 0
Nuc | 0 | 0 | 0 | 0 | 0 | 0
PS | 0 | 0 | 0 | 0 | 0 | 0
PV | 0 | 0 | 0 | 0 | 0 | 0
PeakG | 0 | 0 | 0 | 0 | 0 | 0
PeakO | 0 | 0 | 0 | 0 | 0 | 0
ST | 0 | 0 | 0 | 0 | 0 | 0
STOG | 0 | 0 | 0 | 0 | 0 | 0
STWD | 0 | 0 | 0 | 0 | 0 | 0
WT | 0 | 0 | 0 | 0 | 0 | 0
IGCC | 0 | 0 | 0 | 0 | 0 | 0
DemandResponse | 0 | 0 | 0 | 0 | 0 | 0
IGCC-CCS | 0 | 0 | 0 | 0 | 0 | 0
WT_off | 0 | 0 | 0 | 0 | 0 | 0
PseudoUnit | 0 | 0 | 0 | 0 | 0 | 0
FixedInterchange | 0 | 0 | 0 | 0 | 0 | 0
Emission Cost by Reporting Type: NP15
ReportingType | 2015 | 2020 | 2025 | 2030 | 2035 | 2040
BM | 0 | 0 | 0 | 0 | 0 | 0
CC | 0 | 0 | 0 | 0 | 0 | 0
CSP | 0 | 0 | 0 | 0 | 0 | 0
CT | 0 | 0 | 0 | 0 | 0 | 0
Coal | 0.38 | 0 | 0 | 0 | 0 | 0
Geo | 0 | 0 | 0 | 0 | 0 | 0
H | 0 | 0 | 0 | 0 | 0 | 0
LFG | 0 | 0 | 0 | 0 | 0 | 0
Nuc | 0 | 0 | 0 | 0 | 0 | 0
PS | 0 | 0 | 0 | 0 | 0 | 0
PV | 0 | 0 | 0 | 0 | 0 | 0
PeakG | 0 | 0 | 0 | 0 | 0 | 0
PeakO | 0 | 0 | 0 | 0 | 0 | 0
ST | 0 | 0 | 0 | 0 | 0 | 0
STOG | 0 | 0 | 0 | 0 | 0 | 0
STWD | 0 | 0 | 0 | 0 | 0 | 0
WT | 0 | 0 | 0 | 0 | 0 | 0
IGCC | 0 | 0 | 0 | 0 | 0 | 0
DemandResponse | 0 | 0 | 0 | 0 | 0 | 0
IGCC-CCS | 0 | 0 | 0 | 0 | 0 | 0
WT_off | 0 | 0 | 0 | 0 | 0 | 0
PseudoUnit | 0 | 0 | 0 | 0 | 0 | 0
FixedInterchange | 0 | 0 | 0 | 0 | 0 | 0
Emission Cost by Reporting Type: NWPP_Coal
ReportingType | 2015 | 2020 | 2025 | 2030 | 2035 | 2040
BM | 0 | 0 | 0 | 0 | 0 | 0
CC | 0 | 0 | 0 | 0 | 0 | 0
CSP | 0 | 0 | 0 | 0 | 0 | 0
CT | 0 | 0 | 0 | 0 | 0 | 0
Coal | 2.89 | 0 | 0 | 0 | 0 | 0
Geo | 0 | 0 | 0 | 0 | 0 | 0
H | 0 | 0 | 0 | 0 | 0 | 0
LFG | 0 | 0 | 0 | 0 | 0 | 0
Nuc | 0 | 0 | 0 | 0 | 0 | 0
PS | 0 | 0 | 0 | 0 | 0 | 0
PV | 0 | 0 | 0 | 0 | 0 | 0
PeakG | 0 | 0 | 0 | 0 | 0 | 0
PeakO | 0 | 0 | 0 | 0 | 0 | 0
ST | 0 | 0 | 0 | 0 | 0 | 0
STOG | 0 | 0 | 0 | 0 | 0 | 0
STWD | 0 | 0 | 0 | 0 | 0 | 0
WT | 0 | 0 | 0 | 0 | 0 | 0
IGCC | 0 | 0 | 0 | 0 | 0 | 0
DemandResponse | 0 | 0 | 0 | 0 | 0 | 0
IGCC-CCS | 0 | 0 | 0 | 0 | 0 | 0
WT_off | 0 | 0 | 0 | 0 | 0 | 0
PseudoUnit | 0 | 0 | 0 | 0 | 0 | 0
FixedInterchange | 0 | 0 | 0 | 0 | 0 | 0
Emission Cost by Reporting Type: NWPP_Gas
ReportingType | 2015 | 2020 | 2025 | 2030 | 2035 | 2040
BM | 0 | 0 | 0 | 0 | 0 | 0
CC | 0 | 0 | 0 | 0 | 0 | 0
CSP | 0 | 0 | 0 | 0 | 0 | 0
CT | 0 | 0 | 0 | 0 | 0 | 0
Coal | 0 | 0 | 0 | 0 | 0 | 0
Geo | 0 | 0 | 0 | 0 | 0 | 0
H | 0 | 0 | 0 | 0 | 0 | 0
LFG | 0 | 0 | 0 | 0 | 0 | 0
Nuc | 0 | 0 | 0 | 0 | 0 | 0
PS | 0 | 0 | 0 | 0 | 0 | 0
PV | 0 | 0 | 0 | 0 | 0 | 0
PeakG | 0 | 0 | 0 | 0 | 0 | 0
PeakO | 0 | 0 | 0 | 0 | 0 | 0
ST | 0 | 0 | 0 | 0 | 0 | 0
STOG | 0 | 0 | 0 | 0 | 0 | 0
STWD | 0 | 0 | 0 | 0 | 0 | 0
WT | 0 | 0 | 0 | 0 | 0 | 0
IGCC | 0 | 0 | 0 | 0 | 0 | 0
DemandResponse | 0 | 0 | 0 | 0 | 0 | 0
IGCC-CCS | 0 | 0 | 0 | 0 | 0 | 0
WT_off | 0 | 0 | 0 | 0 | 0 | 0
PseudoUnit | 0 | 0 | 0 | 0 | 0 | 0
FixedInterchange | 0 | 0 | 0 | 0 | 0 | 0
Emission Cost by Reporting Type: NWPP_NucRenew
ReportingType | 2015 | 2020 | 2025 | 2030 | 2035 | 2040
BM | 0 | 0 | 0 | 0 | 0 | 0
CC | 0 | 0 | 0 | 0 | 0 | 0
CSP | 0 | 0 | 0 | 0 | 0 | 0
CT | 0 | 0 | 0 | 0 | 0 | 0
Coal | 0 | 0 | 0 | 0 | 0 | 0
Geo | 0 | 0 | 0 | 0 | 0 | 0
H | 0 | 0 | 0 | 0 | 0 | 0
LFG | 0 | 0 | 0 | 0 | 0 | 0
Nuc | 0 | 0 | 0 | 0 | 0 | 0
PS | 0 | 0 | 0 | 0 | 0 | 0
PV | 0 | 0 | 0 | 0 | 0 | 0
PeakG | 0 | 0 | 0 | 0 | 0 | 0
PeakO | 0 | 0 | 0 | 0 | 0 | 0
ST | 0 | 0 | 0 | 0 | 0 | 0
STOG | 0 | 0 | 0 | 0 | 0 | 0
STWD | 0 | 0 | 0 | 0 | 0 | 0
WT | 0 | 0 | 0 | 0 | 0 | 0
IGCC | 0 | 0 | 0 | 0 | 0 | 0
DemandResponse | 0 | 0 | 0 | 0 | 0 | 0
IGCC-CCS | 0 | 0 | 0 | 0 | 0 | 0
WT_off | 0 | 0 | 0 | 0 | 0 | 0
PseudoUnit | 0 | 0 | 0 | 0 | 0 | 0
FixedInterchange | 0 | 0 | 0 | 0 | 0 | 0
Emission Cost by Reporting Type: RMPA
ReportingType | 2015 | 2020 | 2025 | 2030 | 2035 | 2040
BM | 0 | 0 | 0 | 0 | 0 | 0
CC | 0 | 0 | 0 | 0 | 0 | 0
CSP | 0 | 0 | 0 | 0 | 0 | 0
CT | 0 | 0 | 0 | 0 | 0 | 0
Coal | 2.26 | 0 | 0 | 0 | 0 | 0
Geo | 0 | 0 | 0 | 0 | 0 | 0
H | 0 | 0 | 0 | 0 | 0 | 0
LFG | 0 | 0 | 0 | 0 | 0 | 0
Nuc | 0 | 0 | 0 | 0 | 0 | 0
PS | 0 | 0 | 0 | 0 | 0 | 0
PV | 0 | 0 | 0 | 0 | 0 | 0
PeakG | 0 | 0 | 0 | 0 | 0 | 0
PeakO | 0 | 0 | 0 | 0 | 0 | 0
ST | 0 | 0 | 0 | 0 | 0 | 0
STOG | 0 | 0 | 0 | 0 | 0 | 0
STWD | 0 | 0 | 0 | 0 | 0 | 0
WT | 0 | 0 | 0 | 0 | 0 | 0
IGCC | 0 | 0 | 0 | 0 | 0 | 0
DemandResponse | 0 | 0 | 0 | 0 | 0 | 0
IGCC-CCS | 0 | 0 | 0 | 0 | 0 | 0
WT_off | 0 | 0 | 0 | 0 | 0 | 0
PseudoUnit | 0 | 0 | 0 | 0 | 0 | 0
FixedInterchange | 0 | 0 | 0 | 0 | 0 | 0
Emission Cost by Reporting Type: SP15
ReportingType | 2015 | 2020 | 2025 | 2030 | 2035 | 2040
BM | 0 | 0 | 0 | 0 | 0 | 0
CC | 0 | 0 | 0 | 0 | 0 | 0
CSP | 0 | 0 | 0 | 0 | 0 | 0
CT | 0 | 0 | 0 | 0 | 0 | 0
Coal | 0.2 | 0 | 0 | 0 | 0 | 0
Geo | 0 | 0 | 0 | 0 | 0 | 0
H | 0 | 0 | 0 | 0 | 0 | 0
LFG | 0 | 0 | 0 | 0 | 0 | 0
Nuc | 0 | 0 | 0 | 0 | 0 | 0
PS | 0 | 0 | 0 | 0 | 0 | 0
PV | 0 | 0 | 0 | 0 | 0 | 0
PeakG | 0 | 0 | 0 | 0 | 0 | 0
PeakO | 0 | 0 | 0 | 0 | 0 | 0
ST | 0 | 0 | 0 | 0 | 0 | 0
STOG | 0 | 0 | 0 | 0 | 0 | 0
STWD | 0 | 0 | 0 | 0 | 0 | 0
WT | 0 | 0 | 0 | 0 | 0 | 0
IGCC | 0 | 0 | 0 | 0 | 0 | 0
DemandResponse | 0 | 0 | 0 | 0 | 0 | 0
IGCC-CCS | 0 | 0 | 0 | 0 | 0 | 0
WT_off | 0 | 0 | 0 | 0 | 0 | 0
PseudoUnit | 0 | 0 | 0 | 0 | 0 | 0
FixedInterchange | 0 | 0 | 0 | 0 | 0 | 0
Emission Cost by Reporting Type: ALB
ReportingType | 2015 | 2020 | 2025 | 2030 | 2035 | 2040
BM | 0 | 0 | 0 | 0 | 0 | 0
CC | 0 | 0 | 0 | 0 | 0 | 0
CSP | 0 | 0 | 0 | 0 | 0 | 0
CT | 0 | 0 | 0 | 0 | 0 | 0
Coal | 0 | 0 | 0 | 0 | 0 | 0
Geo | 0 | 0 | 0 | 0 | 0 | 0
H | 0 | 0 | 0 | 0 | 0 | 0
LFG | 0 | 0 | 0 | 0 | 0 | 0
Nuc | 0 | 0 | 0 | 0 | 0 | 0
PS | 0 | 0 | 0 | 0 | 0 | 0
PV | 0 | 0 | 0 | 0 | 0 | 0
PeakG | 0 | 0 | 0 | 0 | 0 | 0
PeakO | 0 | 0 | 0 | 0 | 0 | 0
ST | 0 | 0 | 0 | 0 | 0 | 0
STOG | 0 | 0 | 0 | 0 | 0 | 0
STWD | 0 | 0 | 0 | 0 | 0 | 0
WT | 0 | 0 | 0 | 0 | 0 | 0
IGCC | 0 | 0 | 0 | 0 | 0 | 0
DemandResponse | 0 | 0 | 0 | 0 | 0 | 0
IGCC-CCS | 0 | 0 | 0 | 0 | 0 | 0
WT_off | 0 | 0 | 0 | 0 | 0 | 0
PseudoUnit | 0 | 0 | 0 | 0 | 0 | 0
FixedInterchange | 0 | 0 | 0 | 0 | 0 | 0
Emission Cost by Reporting Type: BC
ReportingType | 2015 | 2020 | 2025 | 2030 | 2035 | 2040
BM | 0 | 0 | 0 | 0 | 0 | 0
CC | 0 | 0 | 0 | 0 | 0 | 0
CSP | 0 | 0 | 0 | 0 | 0 | 0
CT | 0 | 0 | 0 | 0 | 0 | 0
Coal | 0 | 0 | 0 | 0 | 0 | 0
Geo | 0 | 0 | 0 | 0 | 0 | 0
H | 0 | 0 | 0 | 0 | 0 | 0
LFG | 0 | 0 | 0 | 0 | 0 | 0
Nuc | 0 | 0 | 0 | 0 | 0 | 0
PS | 0 | 0 | 0 | 0 | 0 | 0
PV | 0 | 0 | 0 | 0 | 0 | 0
PeakG | 0 | 0 | 0 | 0 | 0 | 0
PeakO | 0 | 0 | 0 | 0 | 0 | 0
ST | 0 | 0 | 0 | 0 | 0 | 0
STOG | 0 | 0 | 0 | 0 | 0 | 0
STWD | 0 | 0 | 0 | 0 | 0 | 0
WT | 0 | 0 | 0 | 0 | 0 | 0
IGCC | 0 | 0 | 0 | 0 | 0 | 0
DemandResponse | 0 | 0 | 0 | 0 | 0 | 0
IGCC-CCS | 0 | 0 | 0 | 0 | 0 | 0
WT_off | 0 | 0 | 0 | 0 | 0 | 0
PseudoUnit | 0 | 0 | 0 | 0 | 0 | 0
FixedInterchange | 0 | 0 | 0 | 0 | 0 | 0
Emission Cost by Reporting Type: HQ_IESO
ReportingType | 2015 | 2020 | 2025 | 2030 | 2035 | 2040
BM | 0 | 0 | 0 | 0 | 0 | 0
CC | 0 | 0 | 0 | 0 | 0 | 0
CSP | 0 | 0 | 0 | 0 | 0 | 0
CT | 0 | 0 | 0 | 0 | 0 | 0
Coal | 0 | 0 | 0 | 0 | 0 | 0
Geo | 0 | 0 | 0 | 0 | 0 | 0
H | 0 | 0 | 0 | 0 | 0 | 0
LFG | 0 | 0 | 0 | 0 | 0 | 0
Nuc | 0 | 0 | 0 | 0 | 0 | 0
PS | 0 | 0 | 0 | 0 | 0 | 0
PV | 0 | 0 | 0 | 0 | 0 | 0
PeakG | 0 | 0 | 0 | 0 | 0 | 0
PeakO | 0 | 0 | 0 | 0 | 0 | 0
ST | 0 | 0 | 0 | 0 | 0 | 0
STOG | 0 | 0 | 0 | 0 | 0 | 0
STWD | 0 | 0 | 0 | 0 | 0 | 0
WT | 0 | 0 | 0 | 0 | 0 | 0
IGCC | 0 | 0 | 0 | 0 | 0 | 0
DemandResponse | 0 | 0 | 0 | 0 | 0 | 0
IGCC-CCS | 0 | 0 | 0 | 0 | 0 | 0
WT_off | 0 | 0 | 0 | 0 | 0 | 0
PseudoUnit | 0 | 0 | 0 | 0 | 0 | 0
FixedInterchange | 0 | 0 | 0 | 0 | 0 | 0
Emission Cost by Reporting Type: HQ_NEISO
ReportingType | 2015 | 2020 | 2025 | 2030 | 2035 | 2040
BM | 0 | 0 | 0 | 0 | 0 | 0
CC | 0 | 0 | 0 | 0 | 0 | 0
CSP | 0 | 0 | 0 | 0 | 0 | 0
CT | 0 | 0 | 0 | 0 | 0 | 0
Coal | 0 | 0 | 0 | 0 | 0 | 0
Geo | 0 | 0 | 0 | 0 | 0 | 0
H | 0 | 0 | 0 | 0 | 0 | 0
LFG | 0 | 0 | 0 | 0 | 0 | 0
Nuc | 0 | 0 | 0 | 0 | 0 | 0
PS | 0 | 0 | 0 | 0 | 0 | 0
PV | 0 | 0 | 0 | 0 | 0 | 0
PeakG | 0 | 0 | 0 | 0 | 0 | 0
PeakO | 0 | 0 | 0 | 0 | 0 | 0
ST | 0 | 0 | 0 | 0 | 0 | 0
STOG | 0 | 0 | 0 | 0 | 0 | 0
STWD | 0 | 0 | 0 | 0 | 0 | 0
WT | 0 | 0 | 0 | 0 | 0 | 0
IGCC | 0 | 0 | 0 | 0 | 0 | 0
DemandResponse | 0 | 0 | 0 | 0 | 0 | 0
IGCC-CCS | 0 | 0 | 0 | 0 | 0 | 0
WT_off | 0 | 0 | 0 | 0 | 0 | 0
PseudoUnit | 0 | 0 | 0 | 0 | 0 | 0
FixedInterchange | 0 | 0 | 0 | 0 | 0 | 0
Emission Cost by Reporting Type: HQ_NY
ReportingType | 2015 | 2020 | 2025 | 2030 | 2035 | 2040
BM | 0 | 0 | 0 | 0 | 0 | 0
CC | 0 | 0 | 0 | 0 | 0 | 0
CSP | 0 | 0 | 0 | 0 | 0 | 0
CT | 0 | 0 | 0 | 0 | 0 | 0
Coal | 0 | 0 | 0 | 0 | 0 | 0
Geo | 0 | 0 | 0 | 0 | 0 | 0
H | 0 | 0 | 0 | 0 | 0 | 0
LFG | 0 | 0 | 0 | 0 | 0 | 0
Nuc | 0 | 0 | 0 | 0 | 0 | 0
PS | 0 | 0 | 0 | 0 | 0 | 0
PV | 0 | 0 | 0 | 0 | 0 | 0
PeakG | 0 | 0 | 0 | 0 | 0 | 0
PeakO | 0 | 0 | 0 | 0 | 0 | 0
ST | 0 | 0 | 0 | 0 | 0 | 0
STOG | 0 | 0 | 0 | 0 | 0 | 0
STWD | 0 | 0 | 0 | 0 | 0 | 0
WT | 0 | 0 | 0 | 0 | 0 | 0
IGCC | 0 | 0 | 0 | 0 | 0 | 0
DemandResponse | 0 | 0 | 0 | 0 | 0 | 0
IGCC-CCS | 0 | 0 | 0 | 0 | 0 | 0
WT_off | 0 | 0 | 0 | 0 | 0 | 0
PseudoUnit | 0 | 0 | 0 | 0 | 0 | 0
FixedInterchange | 0 | 0 | 0 | 0 | 0 | 0
Emission Cost by Reporting Type: MARITIMES
ReportingType | 2015 | 2020 | 2025 | 2030 | 2035 | 2040
BM | 0 | 0 | 0 | 0 | 0 | 0
CC | 0 | 0 | 0 | 0 | 0 | 0
CSP | 0 | 0 | 0 | 0 | 0 | 0
CT | 0 | 0 | 0 | 0 | 0 | 0
Coal | 0 | 0 | 0 | 0 | 0 | 0
Geo | 0 | 0 | 0 | 0 | 0 | 0
H | 0 | 0 | 0 | 0 | 0 | 0
LFG | 0 | 0 | 0 | 0 | 0 | 0
Nuc | 0 | 0 | 0 | 0 | 0 | 0
PS | 0 | 0 | 0 | 0 | 0 | 0
PV | 0 | 0 | 0 | 0 | 0 | 0
PeakG | 0 | 0 | 0 | 0 | 0 | 0
PeakO | 0 | 0 | 0 | 0 | 0 | 0
ST | 0 | 0 | 0 | 0 | 0 | 0
STOG | 0 | 0 | 0 | 0 | 0 | 0
STWD | 0 | 0 | 0 | 0 | 0 | 0
WT | 0 | 0 | 0 | 0 | 0 | 0
IGCC | 0 | 0 | 0 | 0 | 0 | 0
DemandResponse | 0 | 0 | 0 | 0 | 0 | 0
IGCC-CCS | 0 | 0 | 0 | 0 | 0 | 0
WT_off | 0 | 0 | 0 | 0 | 0 | 0
PseudoUnit | 0 | 0 | 0 | 0 | 0 | 0
FixedInterchange | 0 | 0 | 0 | 0 | 0 | 0
Emission Cost by Reporting Type: All
ReportingType | 2015 | 2020 | 2025 | 2030 | 2035 | 2040
BM | 0 | 0 | 0 | 0 | 0 | 0
CC | 0 | 0 | 0 | 0 | 0 | 0
CSP | 0 | 0 | 0 | 0 | 0 | 0
CT | 0 | 0 | 0 | 0 | 0 | 0
Coal | 412.27 | 0 | 0 | 0 | 0 | 0
Geo | 0 | 0 | 0 | 0 | 0 | 0
H | 0 | 0 | 0 | 0 | 0 | 0
LFG | 0 | 0 | 0 | 0 | 0 | 0
Nuc | 0 | 0 | 0 | 0 | 0 | 0
PS | 0 | 0 | 0 | 0 | 0 | 0
PV | 0 | 0 | 0 | 0 | 0 | 0
PeakG | 0 | 0 | 0 | 0 | 0 | 0
PeakO | 0 | 0 | 0 | 0 | 0 | 0
ST | 0 | 0 | 0 | 0 | 0 | 0
STOG | 0 | 0 | 0 | 0 | 0 | 0
STWD | 0 | 0 | 0 | 0 | 0 | 0
WT | 0 | 0 | 0 | 0 | 0 | 0
IGCC | 0.24 | 0 | 0 | 0 | 0 | 0
DemandResponse | 0 | 0 | 0 | 0 | 0 | 0
IGCC-CCS | 0 | 0 | 0 | 0 | 0 | 0
WT_off | 0 | 0 | 0 | 0 | 0 | 0
PseudoUnit | 0 | 0 | 0 | 0 | 0 | 0
FixedInterchange | 0 | 0 | 0 | 0 | 0 | 0
Emission Cost by Reporting Type: EI_US
ReportingType | 2015 | 2020 | 2025 | 2030 | 2035 | 2040
BM | 0 | 0 | 0 | 0 | 0 | 0
CC | 0 | 0 | 0 | 0 | 0 | 0
CSP | 0 | 0 | 0 | 0 | 0 | 0
CT | 0 | 0 | 0 | 0 | 0 | 0
Coal | 393.82 | 0 | 0 | 0 | 0 | 0
Geo | 0 | 0 | 0 | 0 | 0 | 0
H | 0 | 0 | 0 | 0 | 0 | 0
LFG | 0 | 0 | 0 | 0 | 0 | 0
Nuc | 0 | 0 | 0 | 0 | 0 | 0
PS | 0 | 0 | 0 | 0 | 0 | 0
PV | 0 | 0 | 0 | 0 | 0 | 0
PeakG | 0 | 0 | 0 | 0 | 0 | 0
PeakO | 0 | 0 | 0 | 0 | 0 | 0
ST | 0 | 0 | 0 | 0 | 0 | 0
STOG | 0 | 0 | 0 | 0 | 0 | 0
STWD | 0 | 0 | 0 | 0 | 0 | 0
WT | 0 | 0 | 0 | 0 | 0 | 0
IGCC | 0.24 | 0 | 0 | 0 | 0 | 0
DemandResponse | 0 | 0 | 0 | 0 | 0 | 0
IGCC-CCS | 0 | 0 | 0 | 0 | 0 | 0
WT_off | 0 | 0 | 0 | 0 | 0 | 0
PseudoUnit | 0 | 0 | 0 | 0 | 0 | 0
FixedInterchange | 0 | 0 | 0 | 0 | 0 | 0
Emission Cost by Reporting Type: EI_Canada
ReportingType | 2015 | 2020 | 2025 | 2030 | 2035 | 2040
BM | 0 | 0 | 0 | 0 | 0 | 0
CC | 0 | 0 | 0 | 0 | 0 | 0
CSP | 0 | 0 | 0 | 0 | 0 | 0
CT | 0 | 0 | 0 | 0 | 0 | 0
Coal | 0 | 0 | 0 | 0 | 0 | 0
Geo | 0 | 0 | 0 | 0 | 0 | 0
H | 0 | 0 | 0 | 0 | 0 | 0
LFG | 0 | 0 | 0 | 0 | 0 | 0
Nuc | 0 | 0 | 0 | 0 | 0 | 0
PS | 0 | 0 | 0 | 0 | 0 | 0
PV | 0 | 0 | 0 | 0 | 0 | 0
PeakG | 0 | 0 | 0 | 0 | 0 | 0
PeakO | 0 | 0 | 0 | 0 | 0 | 0
ST | 0 | 0 | 0 | 0 | 0 | 0
STOG | 0 | 0 | 0 | 0 | 0 | 0
STWD | 0 | 0 | 0 | 0 | 0 | 0
WT | 0 | 0 | 0 | 0 | 0 | 0
IGCC | 0 | 0 | 0 | 0 | 0 | 0
DemandResponse | 0 | 0 | 0 | 0 | 0 | 0
IGCC-CCS | 0 | 0 | 0 | 0 | 0 | 0
WT_off | 0 | 0 | 0 | 0 | 0 | 0
PseudoUnit | 0 | 0 | 0 | 0 | 0 | 0
FixedInterchange | 0 | 0 | 0 | 0 | 0 | 0
Emission Cost by Reporting Type: EI
ReportingType | 2015 | 2020 | 2025 | 2030 | 2035 | 2040
BM | 0 | 0 | 0 | 0 | 0 | 0
CC | 0 | 0 | 0 | 0 | 0 | 0
CSP | 0 | 0 | 0 | 0 | 0 | 0
CT | 0 | 0 | 0 | 0 | 0 | 0
Coal | 393.82 | 0 | 0 | 0 | 0 | 0
Geo | 0 | 0 | 0 | 0 | 0 | 0
H | 0 | 0 | 0 | 0 | 0 | 0
LFG | 0 | 0 | 0 | 0 | 0 | 0
Nuc | 0 | 0 | 0 | 0 | 0 | 0
PS | 0 | 0 | 0 | 0 | 0 | 0
PV | 0 | 0 | 0 | 0 | 0 | 0
PeakG | 0 | 0 | 0 | 0 | 0 | 0
PeakO | 0 | 0 | 0 | 0 | 0 | 0
ST | 0 | 0 | 0 | 0 | 0 | 0
STOG | 0 | 0 | 0 | 0 | 0 | 0
STWD | 0 | 0 | 0 | 0 | 0 | 0
WT | 0 | 0 | 0 | 0 | 0 | 0
IGCC | 0.24 | 0 | 0 | 0 | 0 | 0
DemandResponse | 0 | 0 | 0 | 0 | 0 | 0
IGCC-CCS | 0 | 0 | 0 | 0 | 0 | 0
WT_off | 0 | 0 | 0 | 0 | 0 | 0
PseudoUnit | 0 | 0 | 0 | 0 | 0 | 0
FixedInterchange | 0 | 0 | 0 | 0 | 0 | 0
Emission Cost by Reporting Type: Outside_EI
ReportingType | 2015 | 2020 | 2025 | 2030 | 2035 | 2040
BM | 0 | 0 | 0 | 0 | 0 | 0
CC | 0 | 0 | 0 | 0 | 0 | 0
CSP | 0 | 0 | 0 | 0 | 0 | 0
CT | 0 | 0 | 0 | 0 | 0 | 0
Coal | 18.45 | 0 | 0 | 0 | 0 | 0
Geo | 0 | 0 | 0 | 0 | 0 | 0
H | 0 | 0 | 0 | 0 | 0 | 0
LFG | 0 | 0 | 0 | 0 | 0 | 0
Nuc | 0 | 0 | 0 | 0 | 0 | 0
PS | 0 | 0 | 0 | 0 | 0 | 0
PV | 0 | 0 | 0 | 0 | 0 | 0
PeakG | 0 | 0 | 0 | 0 | 0 | 0
PeakO | 0 | 0 | 0 | 0 | 0 | 0
ST | 0 | 0 | 0 | 0 | 0 | 0
STOG | 0 | 0 | 0 | 0 | 0 | 0
STWD | 0 | 0 | 0 | 0 | 0 | 0
WT | 0 | 0 | 0 | 0 | 0 | 0
IGCC | 0 | 0 | 0 | 0 | 0 | 0
DemandResponse | 0 | 0 | 0 | 0 | 0 | 0
IGCC-CCS | 0 | 0 | 0 | 0 | 0 | 0
WT_off | 0 | 0 | 0 | 0 | 0 | 0
PseudoUnit | 0 | 0 | 0 | 0 | 0 | 0
FixedInterchange | 0 | 0 | 0 | 0 | 0 | 0
==== Emission Program: CAIRNoxSeasonal : (NOx) ====
Emission Cost by Reporting Type: Entergy
ReportingType | 2015 | 2020 | 2025 | 2030 | 2035 | 2040
BM | 0 | 0 | 0 | 0 | 0 | 0
CC | 0 | 0 | 0 | 0 | 0 | 0
CSP | 0 | 0 | 0 | 0 | 0 | 0
CT | 0 | 0 | 0 | 0 | 0 | 0
Coal | 0 | 0 | 0 | 0 | 0 | 0
Geo | 0 | 0 | 0 | 0 | 0 | 0
H | 0 | 0 | 0 | 0 | 0 | 0
LFG | 0 | 0 | 0 | 0 | 0 | 0
Nuc | 0 | 0 | 0 | 0 | 0 | 0
PS | 0 | 0 | 0 | 0 | 0 | 0
PV | 0 | 0 | 0 | 0 | 0 | 0
PeakG | 0 | 0 | 0 | 0 | 0 | 0
PeakO | 0 | 0 | 0 | 0 | 0 | 0
ST | 0 | 0 | 0 | 0 | 0 | 0
STOG | 0 | 0 | 0 | 0 | 0 | 0
STWD | 0 | 0 | 0 | 0 | 0 | 0
WT | 0 | 0 | 0 | 0 | 0 | 0
IGCC | 0 | 0 | 0 | 0 | 0 | 0
DemandResponse | 0 | 0 | 0 | 0 | 0 | 0
IGCC-CCS | 0 | 0 | 0 | 0 | 0 | 0
WT_off | 0 | 0 | 0 | 0 | 0 | 0
PseudoUnit | 0 | 0 | 0 | 0 | 0 | 0
FixedInterchange | 0 | 0 | 0 | 0 | 0 | 0
Emission Cost by Reporting Type: FRCC
ReportingType | 2015 | 2020 | 2025 | 2030 | 2035 | 2040
BM | 0 | 0 | 0 | 0 | 0 | 0
CC | 0 | 0 | 0 | 0 | 0 | 0
CSP | 0 | 0 | 0 | 0 | 0 | 0
CT | 0 | 0 | 0 | 0 | 0 | 0
Coal | 0 | 0 | 0 | 0 | 0 | 0
Geo | 0 | 0 | 0 | 0 | 0 | 0
H | 0 | 0 | 0 | 0 | 0 | 0
LFG | 0 | 0 | 0 | 0 | 0 | 0
Nuc | 0 | 0 | 0 | 0 | 0 | 0
PS | 0 | 0 | 0 | 0 | 0 | 0
PV | 0 | 0 | 0 | 0 | 0 | 0
PeakG | 0 | 0 | 0 | 0 | 0 | 0
PeakO | 0 | 0 | 0 | 0 | 0 | 0
ST | 0 | 0 | 0 | 0 | 0 | 0
STOG | 0 | 0 | 0 | 0 | 0 | 0
STWD | 0 | 0 | 0 | 0 | 0 | 0
WT | 0 | 0 | 0 | 0 | 0 | 0
IGCC | 0 | 0 | 0 | 0 | 0 | 0
DemandResponse | 0 | 0 | 0 | 0 | 0 | 0
IGCC-CCS | 0 | 0 | 0 | 0 | 0 | 0
WT_off | 0 | 0 | 0 | 0 | 0 | 0
PseudoUnit | 0 | 0 | 0 | 0 | 0 | 0
FixedInterchange | 0 | 0 | 0 | 0 | 0 | 0
Emission Cost by Reporting Type: MAPP_US
ReportingType | 2015 | 2020 | 2025 | 2030 | 2035 | 2040
BM | 0 | 0 | 0 | 0 | 0 | 0
CC | 0 | 0 | 0 | 0 | 0 | 0
CSP | 0 | 0 | 0 | 0 | 0 | 0
CT | 0 | 0 | 0 | 0 | 0 | 0
Coal | 0 | 0 | 0 | 0 | 0 | 0
Geo | 0 | 0 | 0 | 0 | 0 | 0
H | 0 | 0 | 0 | 0 | 0 | 0
LFG | 0 | 0 | 0 | 0 | 0 | 0
Nuc | 0 | 0 | 0 | 0 | 0 | 0
PS | 0 | 0 | 0 | 0 | 0 | 0
PV | 0 | 0 | 0 | 0 | 0 | 0
PeakG | 0 | 0 | 0 | 0 | 0 | 0
PeakO | 0 | 0 | 0 | 0 | 0 | 0
ST | 0 | 0 | 0 | 0 | 0 | 0
STOG | 0 | 0 | 0 | 0 | 0 | 0
STWD | 0 | 0 | 0 | 0 | 0 | 0
WT | 0 | 0 | 0 | 0 | 0 | 0
IGCC | 0 | 0 | 0 | 0 | 0 | 0
DemandResponse | 0 | 0 | 0 | 0 | 0 | 0
IGCC-CCS | 0 | 0 | 0 | 0 | 0 | 0
WT_off | 0 | 0 | 0 | 0 | 0 | 0
PseudoUnit | 0 | 0 | 0 | 0 | 0 | 0
FixedInterchange | 0 | 0 | 0 | 0 | 0 | 0
Emission Cost by Reporting Type: MISO_IN
ReportingType | 2015 | 2020 | 2025 | 2030 | 2035 | 2040
BM | 0 | 0 | 0 | 0 | 0 | 0
CC | 0 | 0 | 0 | 0 | 0 | 0
CSP | 0 | 0 | 0 | 0 | 0 | 0
CT | 0 | 0 | 0 | 0 | 0 | 0
Coal | 0 | 0 | 0 | 0 | 0 | 0
Geo | 0 | 0 | 0 | 0 | 0 | 0
H | 0 | 0 | 0 | 0 | 0 | 0
LFG | 0 | 0 | 0 | 0 | 0 | 0
Nuc | 0 | 0 | 0 | 0 | 0 | 0
PS | 0 | 0 | 0 | 0 | 0 | 0
PV | 0 | 0 | 0 | 0 | 0 | 0
PeakG | 0 | 0 | 0 | 0 | 0 | 0
PeakO | 0 | 0 | 0 | 0 | 0 | 0
ST | 0 | 0 | 0 | 0 | 0 | 0
STOG | 0 | 0 | 0 | 0 | 0 | 0
STWD | 0 | 0 | 0 | 0 | 0 | 0
WT | 0 | 0 | 0 | 0 | 0 | 0
IGCC | 0 | 0 | 0 | 0 | 0 | 0
DemandResponse | 0 | 0 | 0 | 0 | 0 | 0
IGCC-CCS | 0 | 0 | 0 | 0 | 0 | 0
WT_off | 0 | 0 | 0 | 0 | 0 | 0
PseudoUnit | 0 | 0 | 0 | 0 | 0 | 0
FixedInterchange | 0 | 0 | 0 | 0 | 0 | 0
Emission Cost by Reporting Type: MISO_MI
ReportingType | 2015 | 2020 | 2025 | 2030 | 2035 | 2040
BM | 0 | 0 | 0 | 0 | 0 | 0
CC | 0 | 0 | 0 | 0 | 0 | 0
CSP | 0 | 0 | 0 | 0 | 0 | 0
CT | 0 | 0 | 0 | 0 | 0 | 0
Coal | 0 | 0 | 0 | 0 | 0 | 0
Geo | 0 | 0 | 0 | 0 | 0 | 0
H | 0 | 0 | 0 | 0 | 0 | 0
LFG | 0 | 0 | 0 | 0 | 0 | 0
Nuc | 0 | 0 | 0 | 0 | 0 | 0
PS | 0 | 0 | 0 | 0 | 0 | 0
PV | 0 | 0 | 0 | 0 | 0 | 0
PeakG | 0 | 0 | 0 | 0 | 0 | 0
PeakO | 0 | 0 | 0 | 0 | 0 | 0
ST | 0 | 0 | 0 | 0 | 0 | 0
STOG | 0 | 0 | 0 | 0 | 0 | 0
STWD | 0 | 0 | 0 | 0 | 0 | 0
WT | 0 | 0 | 0 | 0 | 0 | 0
IGCC | 0 | 0 | 0 | 0 | 0 | 0
DemandResponse | 0 | 0 | 0 | 0 | 0 | 0
IGCC-CCS | 0 | 0 | 0 | 0 | 0 | 0
WT_off | 0 | 0 | 0 | 0 | 0 | 0
PseudoUnit | 0 | 0 | 0 | 0 | 0 | 0
FixedInterchange | 0 | 0 | 0 | 0 | 0 | 0
Emission Cost by Reporting Type: MISO_MO-IL
ReportingType | 2015 | 2020 | 2025 | 2030 | 2035 | 2040
BM | 0 | 0 | 0 | 0 | 0 | 0
CC | 0 | 0 | 0 | 0 | 0 | 0
CSP | 0 | 0 | 0 | 0 | 0 | 0
CT | 0 | 0 | 0 | 0 | 0 | 0
Coal | 0 | 0 | 0 | 0 | 0 | 0
Geo | 0 | 0 | 0 | 0 | 0 | 0
H | 0 | 0 | 0 | 0 | 0 | 0
LFG | 0 | 0 | 0 | 0 | 0 | 0
Nuc | 0 | 0 | 0 | 0 | 0 | 0
PS | 0 | 0 | 0 | 0 | 0 | 0
PV | 0 | 0 | 0 | 0 | 0 | 0
PeakG | 0 | 0 | 0 | 0 | 0 | 0
PeakO | 0 | 0 | 0 | 0 | 0 | 0
ST | 0 | 0 | 0 | 0 | 0 | 0
STOG | 0 | 0 | 0 | 0 | 0 | 0
STWD | 0 | 0 | 0 | 0 | 0 | 0
WT | 0 | 0 | 0 | 0 | 0 | 0
IGCC | 0 | 0 | 0 | 0 | 0 | 0
DemandResponse | 0 | 0 | 0 | 0 | 0 | 0
IGCC-CCS | 0 | 0 | 0 | 0 | 0 | 0
WT_off | 0 | 0 | 0 | 0 | 0 | 0
PseudoUnit | 0 | 0 | 0 | 0 | 0 | 0
FixedInterchange | 0 | 0 | 0 | 0 | 0 | 0
Emission Cost by Reporting Type: MISO_W
ReportingType | 2015 | 2020 | 2025 | 2030 | 2035 | 2040
BM | 0 | 0 | 0 | 0 | 0 | 0
CC | 0 | 0 | 0 | 0 | 0 | 0
CSP | 0 | 0 | 0 | 0 | 0 | 0
CT | 0 | 0 | 0 | 0 | 0 | 0
Coal | 0 | 0 | 0 | 0 | 0 | 0
Geo | 0 | 0 | 0 | 0 | 0 | 0
H | 0 | 0 | 0 | 0 | 0 | 0
LFG | 0 | 0 | 0 | 0 | 0 | 0
Nuc | 0 | 0 | 0 | 0 | 0 | 0
PS | 0 | 0 | 0 | 0 | 0 | 0
PV | 0 | 0 | 0 | 0 | 0 | 0
PeakG | 0 | 0 | 0 | 0 | 0 | 0
PeakO | 0 | 0 | 0 | 0 | 0 | 0
ST | 0 | 0 | 0 | 0 | 0 | 0
STOG | 0 | 0 | 0 | 0 | 0 | 0
STWD | 0 | 0 | 0 | 0 | 0 | 0
WT | 0 | 0 | 0 | 0 | 0 | 0
IGCC | 0 | 0 | 0 | 0 | 0 | 0
DemandResponse | 0 | 0 | 0 | 0 | 0 | 0
IGCC-CCS | 0 | 0 | 0 | 0 | 0 | 0
WT_off | 0 | 0 | 0 | 0 | 0 | 0
PseudoUnit | 0 | 0 | 0 | 0 | 0 | 0
FixedInterchange | 0 | 0 | 0 | 0 | 0 | 0
Emission Cost by Reporting Type: MISO_WUMS
ReportingType | 2015 | 2020 | 2025 | 2030 | 2035 | 2040
BM | 0 | 0 | 0 | 0 | 0 | 0
CC | 0 | 0 | 0 | 0 | 0 | 0
CSP | 0 | 0 | 0 | 0 | 0 | 0
CT | 0 | 0 | 0 | 0 | 0 | 0
Coal | 0 | 0 | 0 | 0 | 0 | 0
Geo | 0 | 0 | 0 | 0 | 0 | 0
H | 0 | 0 | 0 | 0 | 0 | 0
LFG | 0 | 0 | 0 | 0 | 0 | 0
Nuc | 0 | 0 | 0 | 0 | 0 | 0
PS | 0 | 0 | 0 | 0 | 0 | 0
PV | 0 | 0 | 0 | 0 | 0 | 0
PeakG | 0 | 0 | 0 | 0 | 0 | 0
PeakO | 0 | 0 | 0 | 0 | 0 | 0
ST | 0 | 0 | 0 | 0 | 0 | 0
STOG | 0 | 0 | 0 | 0 | 0 | 0
STWD | 0 | 0 | 0 | 0 | 0 | 0
WT | 0 | 0 | 0 | 0 | 0 | 0
IGCC | 0 | 0 | 0 | 0 | 0 | 0
DemandResponse | 0 | 0 | 0 | 0 | 0 | 0
IGCC-CCS | 0 | 0 | 0 | 0 | 0 | 0
WT_off | 0 | 0 | 0 | 0 | 0 | 0
PseudoUnit | 0 | 0 | 0 | 0 | 0 | 0
FixedInterchange | 0 | 0 | 0 | 0 | 0 | 0
Emission Cost by Reporting Type: Nebraska
ReportingType | 2015 | 2020 | 2025 | 2030 | 2035 | 2040
BM | 0 | 0 | 0 | 0 | 0 | 0
CC | 0 | 0 | 0 | 0 | 0 | 0
CSP | 0 | 0 | 0 | 0 | 0 | 0
CT | 0 | 0 | 0 | 0 | 0 | 0
Coal | 0 | 0 | 0 | 0 | 0 | 0
Geo | 0 | 0 | 0 | 0 | 0 | 0
H | 0 | 0 | 0 | 0 | 0 | 0
LFG | 0 | 0 | 0 | 0 | 0 | 0
Nuc | 0 | 0 | 0 | 0 | 0 | 0
PS | 0 | 0 | 0 | 0 | 0 | 0
PV | 0 | 0 | 0 | 0 | 0 | 0
PeakG | 0 | 0 | 0 | 0 | 0 | 0
PeakO | 0 | 0 | 0 | 0 | 0 | 0
ST | 0 | 0 | 0 | 0 | 0 | 0
STOG | 0 | 0 | 0 | 0 | 0 | 0
STWD | 0 | 0 | 0 | 0 | 0 | 0
WT | 0 | 0 | 0 | 0 | 0 | 0
IGCC | 0 | 0 | 0 | 0 | 0 | 0
DemandResponse | 0 | 0 | 0 | 0 | 0 | 0
IGCC-CCS | 0 | 0 | 0 | 0 | 0 | 0
WT_off | 0 | 0 | 0 | 0 | 0 | 0
PseudoUnit | 0 | 0 | 0 | 0 | 0 | 0
FixedInterchange | 0 | 0 | 0 | 0 | 0 | 0
Emission Cost by Reporting Type: NEISO
ReportingType | 2015 | 2020 | 2025 | 2030 | 2035 | 2040
BM | 0 | 0 | 0 | 0 | 0 | 0
CC | 0 | 0 | 0 | 0 | 0 | 0
CSP | 0 | 0 | 0 | 0 | 0 | 0
CT | 0 | 0 | 0 | 0 | 0 | 0
Coal | 0 | 0 | 0 | 0 | 0 | 0
Geo | 0 | 0 | 0 | 0 | 0 | 0
H | 0 | 0 | 0 | 0 | 0 | 0
LFG | 0 | 0 | 0 | 0 | 0 | 0
Nuc | 0 | 0 | 0 | 0 | 0 | 0
PS | 0 | 0 | 0 | 0 | 0 | 0
PV | 0 | 0 | 0 | 0 | 0 | 0
PeakG | 0 | 0 | 0 | 0 | 0 | 0
PeakO | 0 | 0 | 0 | 0 | 0 | 0
ST | 0 | 0 | 0 | 0 | 0 | 0
STOG | 0 | 0 | 0 | 0 | 0 | 0
STWD | 0 | 0 | 0 | 0 | 0 | 0
WT | 0 | 0 | 0 | 0 | 0 | 0
IGCC | 0 | 0 | 0 | 0 | 0 | 0
DemandResponse | 0 | 0 | 0 | 0 | 0 | 0
IGCC-CCS | 0 | 0 | 0 | 0 | 0 | 0
WT_off | 0 | 0 | 0 | 0 | 0 | 0
PseudoUnit | 0 | 0 | 0 | 0 | 0 | 0
FixedInterchange | 0 | 0 | 0 | 0 | 0 | 0
Emission Cost by Reporting Type: NonRTO_Midwest
ReportingType | 2015 | 2020 | 2025 | 2030 | 2035 | 2040
BM | 0 | 0 | 0 | 0 | 0 | 0
CC | 0 | 0 | 0 | 0 | 0 | 0
CSP | 0 | 0 | 0 | 0 | 0 | 0
CT | 0 | 0 | 0 | 0 | 0 | 0
Coal | 0 | 0 | 0 | 0 | 0 | 0
Geo | 0 | 0 | 0 | 0 | 0 | 0
H | 0 | 0 | 0 | 0 | 0 | 0
LFG | 0 | 0 | 0 | 0 | 0 | 0
Nuc | 0 | 0 | 0 | 0 | 0 | 0
PS | 0 | 0 | 0 | 0 | 0 | 0
PV | 0 | 0 | 0 | 0 | 0 | 0
PeakG | 0 | 0 | 0 | 0 | 0 | 0
PeakO | 0 | 0 | 0 | 0 | 0 | 0
ST | 0 | 0 | 0 | 0 | 0 | 0
STOG | 0 | 0 | 0 | 0 | 0 | 0
STWD | 0 | 0 | 0 | 0 | 0 | 0
WT | 0 | 0 | 0 | 0 | 0 | 0
IGCC | 0 | 0 | 0 | 0 | 0 | 0
DemandResponse | 0 | 0 | 0 | 0 | 0 | 0
IGCC-CCS | 0 | 0 | 0 | 0 | 0 | 0
WT_off | 0 | 0 | 0 | 0 | 0 | 0
PseudoUnit | 0 | 0 | 0 | 0 | 0 | 0
FixedInterchange | 0 | 0 | 0 | 0 | 0 | 0
Emission Cost by Reporting Type: NYISO_A-F
ReportingType | 2015 | 2020 | 2025 | 2030 | 2035 | 2040
BM | 0 | 0 | 0 | 0 | 0 | 0
CC | 0 | 0 | 0 | 0 | 0 | 0
CSP | 0 | 0 | 0 | 0 | 0 | 0
CT | 0 | 0 | 0 | 0 | 0 | 0
Coal | 0 | 0 | 0 | 0 | 0 | 0
Geo | 0 | 0 | 0 | 0 | 0 | 0
H | 0 | 0 | 0 | 0 | 0 | 0
LFG | 0 | 0 | 0 | 0 | 0 | 0
Nuc | 0 | 0 | 0 | 0 | 0 | 0
PS | 0 | 0 | 0 | 0 | 0 | 0
PV | 0 | 0 | 0 | 0 | 0 | 0
PeakG | 0 | 0 | 0 | 0 | 0 | 0
PeakO | 0 | 0 | 0 | 0 | 0 | 0
ST | 0 | 0 | 0 | 0 | 0 | 0
STOG | 0 | 0 | 0 | 0 | 0 | 0
STWD | 0 | 0 | 0 | 0 | 0 | 0
WT | 0 | 0 | 0 | 0 | 0 | 0
IGCC | 0 | 0 | 0 | 0 | 0 | 0
DemandResponse | 0 | 0 | 0 | 0 | 0 | 0
IGCC-CCS | 0 | 0 | 0 | 0 | 0 | 0
WT_off | 0 | 0 | 0 | 0 | 0 | 0
PseudoUnit | 0 | 0 | 0 | 0 | 0 | 0
FixedInterchange | 0 | 0 | 0 | 0 | 0 | 0
Emission Cost by Reporting Type: NYISO_G-I
ReportingType | 2015 | 2020 | 2025 | 2030 | 2035 | 2040
BM | 0 | 0 | 0 | 0 | 0 | 0
CC | 0 | 0 | 0 | 0 | 0 | 0
CSP | 0 | 0 | 0 | 0 | 0 | 0
CT | 0 | 0 | 0 | 0 | 0 | 0
Coal | 0 | 0 | 0 | 0 | 0 | 0
Geo | 0 | 0 | 0 | 0 | 0 | 0
H | 0 | 0 | 0 | 0 | 0 | 0
LFG | 0 | 0 | 0 | 0 | 0 | 0
Nuc | 0 | 0 | 0 | 0 | 0 | 0
PS | 0 | 0 | 0 | 0 | 0 | 0
PV | 0 | 0 | 0 | 0 | 0 | 0
PeakG | 0 | 0 | 0 | 0 | 0 | 0
PeakO | 0 | 0 | 0 | 0 | 0 | 0
ST | 0 | 0 | 0 | 0 | 0 | 0
STOG | 0 | 0 | 0 | 0 | 0 | 0
STWD | 0 | 0 | 0 | 0 | 0 | 0
WT | 0 | 0 | 0 | 0 | 0 | 0
IGCC | 0 | 0 | 0 | 0 | 0 | 0
DemandResponse | 0 | 0 | 0 | 0 | 0 | 0
IGCC-CCS | 0 | 0 | 0 | 0 | 0 | 0
WT_off | 0 | 0 | 0 | 0 | 0 | 0
PseudoUnit | 0 | 0 | 0 | 0 | 0 | 0
FixedInterchange | 0 | 0 | 0 | 0 | 0 | 0
Emission Cost by Reporting Type: NYISO_J-K
ReportingType | 2015 | 2020 | 2025 | 2030 | 2035 | 2040
BM | 0 | 0 | 0 | 0 | 0 | 0
CC | 0 | 0 | 0 | 0 | 0 | 0
CSP | 0 | 0 | 0 | 0 | 0 | 0
CT | 0 | 0 | 0 | 0 | 0 | 0
Coal | 0 | 0 | 0 | 0 | 0 | 0
Geo | 0 | 0 | 0 | 0 | 0 | 0
H | 0 | 0 | 0 | 0 | 0 | 0
LFG | 0 | 0 | 0 | 0 | 0 | 0
Nuc | 0 | 0 | 0 | 0 | 0 | 0
PS | 0 | 0 | 0 | 0 | 0 | 0
PV | 0 | 0 | 0 | 0 | 0 | 0
PeakG | 0 | 0 | 0 | 0 | 0 | 0
PeakO | 0 | 0 | 0 | 0 | 0 | 0
ST | 0 | 0 | 0 | 0 | 0 | 0
STOG | 0 | 0 | 0 | 0 | 0 | 0
STWD | 0 | 0 | 0 | 0 | 0 | 0
WT | 0 | 0 | 0 | 0 | 0 | 0
IGCC | 0 | 0 | 0 | 0 | 0 | 0
DemandResponse | 0 | 0 | 0 | 0 | 0 | 0
IGCC-CCS | 0 | 0 | 0 | 0 | 0 | 0
WT_off | 0 | 0 | 0 | 0 | 0 | 0
PseudoUnit | 0 | 0 | 0 | 0 | 0 | 0
FixedInterchange | 0 | 0 | 0 | 0 | 0 | 0
Emission Cost by Reporting Type: PJM_E
ReportingType | 2015 | 2020 | 2025 | 2030 | 2035 | 2040
BM | 0 | 0 | 0 | 0 | 0 | 0
CC | 0 | 0 | 0 | 0 | 0 | 0
CSP | 0 | 0 | 0 | 0 | 0 | 0
CT | 0 | 0 | 0 | 0 | 0 | 0
Coal | 0 | 0 | 0 | 0 | 0 | 0
Geo | 0 | 0 | 0 | 0 | 0 | 0
H | 0 | 0 | 0 | 0 | 0 | 0
LFG | 0 | 0 | 0 | 0 | 0 | 0
Nuc | 0 | 0 | 0 | 0 | 0 | 0
PS | 0 | 0 | 0 | 0 | 0 | 0
PV | 0 | 0 | 0 | 0 | 0 | 0
PeakG | 0 | 0 | 0 | 0 | 0 | 0
PeakO | 0 | 0 | 0 | 0 | 0 | 0
ST | 0 | 0 | 0 | 0 | 0 | 0
STOG | 0 | 0 | 0 | 0 | 0 | 0
STWD | 0 | 0 | 0 | 0 | 0 | 0
WT | 0 | 0 | 0 | 0 | 0 | 0
IGCC | 0 | 0 | 0 | 0 | 0 | 0
DemandResponse | 0 | 0 | 0 | 0 | 0 | 0
IGCC-CCS | 0 | 0 | 0 | 0 | 0 | 0
WT_off | 0 | 0 | 0 | 0 | 0 | 0
PseudoUnit | 0 | 0 | 0 | 0 | 0 | 0
FixedInterchange | 0 | 0 | 0 | 0 | 0 | 0
Emission Cost by Reporting Type: PJM_ROM
ReportingType | 2015 | 2020 | 2025 | 2030 | 2035 | 2040
BM | 0 | 0 | 0 | 0 | 0 | 0
CC | 0 | 0 | 0 | 0 | 0 | 0
CSP | 0 | 0 | 0 | 0 | 0 | 0
CT | 0 | 0 | 0 | 0 | 0 | 0
Coal | 0 | 0 | 0 | 0 | 0 | 0
Geo | 0 | 0 | 0 | 0 | 0 | 0
H | 0 | 0 | 0 | 0 | 0 | 0
LFG | 0 | 0 | 0 | 0 | 0 | 0
Nuc | 0 | 0 | 0 | 0 | 0 | 0
PS | 0 | 0 | 0 | 0 | 0 | 0
PV | 0 | 0 | 0 | 0 | 0 | 0
PeakG | 0 | 0 | 0 | 0 | 0 | 0
PeakO | 0 | 0 | 0 | 0 | 0 | 0
ST | 0 | 0 | 0 | 0 | 0 | 0
STOG | 0 | 0 | 0 | 0 | 0 | 0
STWD | 0 | 0 | 0 | 0 | 0 | 0
WT | 0 | 0 | 0 | 0 | 0 | 0
IGCC | 0 | 0 | 0 | 0 | 0 | 0
DemandResponse | 0 | 0 | 0 | 0 | 0 | 0
IGCC-CCS | 0 | 0 | 0 | 0 | 0 | 0
WT_off | 0 | 0 | 0 | 0 | 0 | 0
PseudoUnit | 0 | 0 | 0 | 0 | 0 | 0
FixedInterchange | 0 | 0 | 0 | 0 | 0 | 0
Emission Cost by Reporting Type: PJM_ROR
ReportingType | 2015 | 2020 | 2025 | 2030 | 2035 | 2040
BM | 0 | 0 | 0 | 0 | 0 | 0
CC | 0 | 0 | 0 | 0 | 0 | 0
CSP | 0 | 0 | 0 | 0 | 0 | 0
CT | 0 | 0 | 0 | 0 | 0 | 0
Coal | 0 | 0 | 0 | 0 | 0 | 0
Geo | 0 | 0 | 0 | 0 | 0 | 0
H | 0 | 0 | 0 | 0 | 0 | 0
LFG | 0 | 0 | 0 | 0 | 0 | 0
Nuc | 0 | 0 | 0 | 0 | 0 | 0
PS | 0 | 0 | 0 | 0 | 0 | 0
PV | 0 | 0 | 0 | 0 | 0 | 0
PeakG | 0 | 0 | 0 | 0 | 0 | 0
PeakO | 0 | 0 | 0 | 0 | 0 | 0
ST | 0 | 0 | 0 | 0 | 0 | 0
STOG | 0 | 0 | 0 | 0 | 0 | 0
STWD | 0 | 0 | 0 | 0 | 0 | 0
WT | 0 | 0 | 0 | 0 | 0 | 0
IGCC | 0 | 0 | 0 | 0 | 0 | 0
DemandResponse | 0 | 0 | 0 | 0 | 0 | 0
IGCC-CCS | 0 | 0 | 0 | 0 | 0 | 0
WT_off | 0 | 0 | 0 | 0 | 0 | 0
PseudoUnit | 0 | 0 | 0 | 0 | 0 | 0
FixedInterchange | 0 | 0 | 0 | 0 | 0 | 0
Emission Cost by Reporting Type: SOCO
ReportingType | 2015 | 2020 | 2025 | 2030 | 2035 | 2040
BM | 0 | 0 | 0 | 0 | 0 | 0
CC | 0 | 0 | 0 | 0 | 0 | 0
CSP | 0 | 0 | 0 | 0 | 0 | 0
CT | 0 | 0 | 0 | 0 | 0 | 0
Coal | 0 | 0 | 0 | 0 | 0 | 0
Geo | 0 | 0 | 0 | 0 | 0 | 0
H | 0 | 0 | 0 | 0 | 0 | 0
LFG | 0 | 0 | 0 | 0 | 0 | 0
Nuc | 0 | 0 | 0 | 0 | 0 | 0
PS | 0 | 0 | 0 | 0 | 0 | 0
PV | 0 | 0 | 0 | 0 | 0 | 0
PeakG | 0 | 0 | 0 | 0 | 0 | 0
PeakO | 0 | 0 | 0 | 0 | 0 | 0
ST | 0 | 0 | 0 | 0 | 0 | 0
STOG | 0 | 0 | 0 | 0 | 0 | 0
STWD | 0 | 0 | 0 | 0 | 0 | 0
WT | 0 | 0 | 0 | 0 | 0 | 0
IGCC | 0 | 0 | 0 | 0 | 0 | 0
DemandResponse | 0 | 0 | 0 | 0 | 0 | 0
IGCC-CCS | 0 | 0 | 0 | 0 | 0 | 0
WT_off | 0 | 0 | 0 | 0 | 0 | 0
PseudoUnit | 0 | 0 | 0 | 0 | 0 | 0
FixedInterchange | 0 | 0 | 0 | 0 | 0 | 0
Emission Cost by Reporting Type: SPP_N
ReportingType | 2015 | 2020 | 2025 | 2030 | 2035 | 2040
BM | 0 | 0 | 0 | 0 | 0 | 0
CC | 0 | 0 | 0 | 0 | 0 | 0
CSP | 0 | 0 | 0 | 0 | 0 | 0
CT | 0 | 0 | 0 | 0 | 0 | 0
Coal | 0 | 0 | 0 | 0 | 0 | 0
Geo | 0 | 0 | 0 | 0 | 0 | 0
H | 0 | 0 | 0 | 0 | 0 | 0
LFG | 0 | 0 | 0 | 0 | 0 | 0
Nuc | 0 | 0 | 0 | 0 | 0 | 0
PS | 0 | 0 | 0 | 0 | 0 | 0
PV | 0 | 0 | 0 | 0 | 0 | 0
PeakG | 0 | 0 | 0 | 0 | 0 | 0
PeakO | 0 | 0 | 0 | 0 | 0 | 0
ST | 0 | 0 | 0 | 0 | 0 | 0
STOG | 0 | 0 | 0 | 0 | 0 | 0
STWD | 0 | 0 | 0 | 0 | 0 | 0
WT | 0 | 0 | 0 | 0 | 0 | 0
IGCC | 0 | 0 | 0 | 0 | 0 | 0
DemandResponse | 0 | 0 | 0 | 0 | 0 | 0
IGCC-CCS | 0 | 0 | 0 | 0 | 0 | 0
WT_off | 0 | 0 | 0 | 0 | 0 | 0
PseudoUnit | 0 | 0 | 0 | 0 | 0 | 0
FixedInterchange | 0 | 0 | 0 | 0 | 0 | 0
Emission Cost by Reporting Type: SPP_S
ReportingType | 2015 | 2020 | 2025 | 2030 | 2035 | 2040
BM | 0 | 0 | 0 | 0 | 0 | 0
CC | 0 | 0 | 0 | 0 | 0 | 0
CSP | 0 | 0 | 0 | 0 | 0 | 0
CT | 0 | 0 | 0 | 0 | 0 | 0
Coal | 0 | 0 | 0 | 0 | 0 | 0
Geo | 0 | 0 | 0 | 0 | 0 | 0
H | 0 | 0 | 0 | 0 | 0 | 0
LFG | 0 | 0 | 0 | 0 | 0 | 0
Nuc | 0 | 0 | 0 | 0 | 0 | 0
PS | 0 | 0 | 0 | 0 | 0 | 0
PV | 0 | 0 | 0 | 0 | 0 | 0
PeakG | 0 | 0 | 0 | 0 | 0 | 0
PeakO | 0 | 0 | 0 | 0 | 0 | 0
ST | 0 | 0 | 0 | 0 | 0 | 0
STOG | 0 | 0 | 0 | 0 | 0 | 0
STWD | 0 | 0 | 0 | 0 | 0 | 0
WT | 0 | 0 | 0 | 0 | 0 | 0
IGCC | 0 | 0 | 0 | 0 | 0 | 0
DemandResponse | 0 | 0 | 0 | 0 | 0 | 0
IGCC-CCS | 0 | 0 | 0 | 0 | 0 | 0
WT_off | 0 | 0 | 0 | 0 | 0 | 0
PseudoUnit | 0 | 0 | 0 | 0 | 0 | 0
FixedInterchange | 0 | 0 | 0 | 0 | 0 | 0
Emission Cost by Reporting Type: TVA
ReportingType | 2015 | 2020 | 2025 | 2030 | 2035 | 2040
BM | 0 | 0 | 0 | 0 | 0 | 0
CC | 0 | 0 | 0 | 0 | 0 | 0
CSP | 0 | 0 | 0 | 0 | 0 | 0
CT | 0 | 0 | 0 | 0 | 0 | 0
Coal | 0 | 0 | 0 | 0 | 0 | 0
Geo | 0 | 0 | 0 | 0 | 0 | 0
H | 0 | 0 | 0 | 0 | 0 | 0
LFG | 0 | 0 | 0 | 0 | 0 | 0
Nuc | 0 | 0 | 0 | 0 | 0 | 0
PS | 0 | 0 | 0 | 0 | 0 | 0
PV | 0 | 0 | 0 | 0 | 0 | 0
PeakG | 0 | 0 | 0 | 0 | 0 | 0
PeakO | 0 | 0 | 0 | 0 | 0 | 0
ST | 0 | 0 | 0 | 0 | 0 | 0
STOG | 0 | 0 | 0 | 0 | 0 | 0
STWD | 0 | 0 | 0 | 0 | 0 | 0
WT | 0 | 0 | 0 | 0 | 0 | 0
IGCC | 0 | 0 | 0 | 0 | 0 | 0
DemandResponse | 0 | 0 | 0 | 0 | 0 | 0
IGCC-CCS | 0 | 0 | 0 | 0 | 0 | 0
WT_off | 0 | 0 | 0 | 0 | 0 | 0
PseudoUnit | 0 | 0 | 0 | 0 | 0 | 0
FixedInterchange | 0 | 0 | 0 | 0 | 0 | 0
Emission Cost by Reporting Type: TVA_Transmission
ReportingType | 2015 | 2020 | 2025 | 2030 | 2035 | 2040
BM | 0 | 0 | 0 | 0 | 0 | 0
CC | 0 | 0 | 0 | 0 | 0 | 0
CSP | 0 | 0 | 0 | 0 | 0 | 0
CT | 0 | 0 | 0 | 0 | 0 | 0
Coal | 0 | 0 | 0 | 0 | 0 | 0
Geo | 0 | 0 | 0 | 0 | 0 | 0
H | 0 | 0 | 0 | 0 | 0 | 0
LFG | 0 | 0 | 0 | 0 | 0 | 0
Nuc | 0 | 0 | 0 | 0 | 0 | 0
PS | 0 | 0 | 0 | 0 | 0 | 0
PV | 0 | 0 | 0 | 0 | 0 | 0
PeakG | 0 | 0 | 0 | 0 | 0 | 0
PeakO | 0 | 0 | 0 | 0 | 0 | 0
ST | 0 | 0 | 0 | 0 | 0 | 0
STOG | 0 | 0 | 0 | 0 | 0 | 0
STWD | 0 | 0 | 0 | 0 | 0 | 0
WT | 0 | 0 | 0 | 0 | 0 | 0
IGCC | 0 | 0 | 0 | 0 | 0 | 0
DemandResponse | 0 | 0 | 0 | 0 | 0 | 0
IGCC-CCS | 0 | 0 | 0 | 0 | 0 | 0
WT_off | 0 | 0 | 0 | 0 | 0 | 0
PseudoUnit | 0 | 0 | 0 | 0 | 0 | 0
FixedInterchange | 0 | 0 | 0 | 0 | 0 | 0
Emission Cost by Reporting Type: VACAR
ReportingType | 2015 | 2020 | 2025 | 2030 | 2035 | 2040
BM | 0 | 0 | 0 | 0 | 0 | 0
CC | 0 | 0 | 0 | 0 | 0 | 0
CSP | 0 | 0 | 0 | 0 | 0 | 0
CT | 0 | 0 | 0 | 0 | 0 | 0
Coal | 0 | 0 | 0 | 0 | 0 | 0
Geo | 0 | 0 | 0 | 0 | 0 | 0
H | 0 | 0 | 0 | 0 | 0 | 0
LFG | 0 | 0 | 0 | 0 | 0 | 0
Nuc | 0 | 0 | 0 | 0 | 0 | 0
PS | 0 | 0 | 0 | 0 | 0 | 0
PV | 0 | 0 | 0 | 0 | 0 | 0
PeakG | 0 | 0 | 0 | 0 | 0 | 0
PeakO | 0 | 0 | 0 | 0 | 0 | 0
ST | 0 | 0 | 0 | 0 | 0 | 0
STOG | 0 | 0 | 0 | 0 | 0 | 0
STWD | 0 | 0 | 0 | 0 | 0 | 0
WT | 0 | 0 | 0 | 0 | 0 | 0
IGCC | 0 | 0 | 0 | 0 | 0 | 0
DemandResponse | 0 | 0 | 0 | 0 | 0 | 0
IGCC-CCS | 0 | 0 | 0 | 0 | 0 | 0
WT_off | 0 | 0 | 0 | 0 | 0 | 0
PseudoUnit | 0 | 0 | 0 | 0 | 0 | 0
FixedInterchange | 0 | 0 | 0 | 0 | 0 | 0
Emission Cost by Reporting Type: IESO
ReportingType | 2015 | 2020 | 2025 | 2030 | 2035 | 2040
BM | 0 | 0 | 0 | 0 | 0 | 0
CC | 0 | 0 | 0 | 0 | 0 | 0
CSP | 0 | 0 | 0 | 0 | 0 | 0
CT | 0 | 0 | 0 | 0 | 0 | 0
Coal | 0 | 0 | 0 | 0 | 0 | 0
Geo | 0 | 0 | 0 | 0 | 0 | 0
H | 0 | 0 | 0 | 0 | 0 | 0
LFG | 0 | 0 | 0 | 0 | 0 | 0
Nuc | 0 | 0 | 0 | 0 | 0 | 0
PS | 0 | 0 | 0 | 0 | 0 | 0
PV | 0 | 0 | 0 | 0 | 0 | 0
PeakG | 0 | 0 | 0 | 0 | 0 | 0
PeakO | 0 | 0 | 0 | 0 | 0 | 0
ST | 0 | 0 | 0 | 0 | 0 | 0
STOG | 0 | 0 | 0 | 0 | 0 | 0
STWD | 0 | 0 | 0 | 0 | 0 | 0
WT | 0 | 0 | 0 | 0 | 0 | 0
IGCC | 0 | 0 | 0 | 0 | 0 | 0
DemandResponse | 0 | 0 | 0 | 0 | 0 | 0
IGCC-CCS | 0 | 0 | 0 | 0 | 0 | 0
WT_off | 0 | 0 | 0 | 0 | 0 | 0
PseudoUnit | 0 | 0 | 0 | 0 | 0 | 0
FixedInterchange | 0 | 0 | 0 | 0 | 0 | 0
Emission Cost by Reporting Type: MAPP_CA
ReportingType | 2015 | 2020 | 2025 | 2030 | 2035 | 2040
BM | 0 | 0 | 0 | 0 | 0 | 0
CC | 0 | 0 | 0 | 0 | 0 | 0
CSP | 0 | 0 | 0 | 0 | 0 | 0
CT | 0 | 0 | 0 | 0 | 0 | 0
Coal | 0 | 0 | 0 | 0 | 0 | 0
Geo | 0 | 0 | 0 | 0 | 0 | 0
H | 0 | 0 | 0 | 0 | 0 | 0
LFG | 0 | 0 | 0 | 0 | 0 | 0
Nuc | 0 | 0 | 0 | 0 | 0 | 0
PS | 0 | 0 | 0 | 0 | 0 | 0
PV | 0 | 0 | 0 | 0 | 0 | 0
PeakG | 0 | 0 | 0 | 0 | 0 | 0
PeakO | 0 | 0 | 0 | 0 | 0 | 0
ST | 0 | 0 | 0 | 0 | 0 | 0
STOG | 0 | 0 | 0 | 0 | 0 | 0
STWD | 0 | 0 | 0 | 0 | 0 | 0
WT | 0 | 0 | 0 | 0 | 0 | 0
IGCC | 0 | 0 | 0 | 0 | 0 | 0
DemandResponse | 0 | 0 | 0 | 0 | 0 | 0
IGCC-CCS | 0 | 0 | 0 | 0 | 0 | 0
WT_off | 0 | 0 | 0 | 0 | 0 | 0
PseudoUnit | 0 | 0 | 0 | 0 | 0 | 0
FixedInterchange | 0 | 0 | 0 | 0 | 0 | 0
Emission Cost by Reporting Type: AZ_NM_SNV_Coal
ReportingType | 2015 | 2020 | 2025 | 2030 | 2035 | 2040
BM | 0 | 0 | 0 | 0 | 0 | 0
CC | 0 | 0 | 0 | 0 | 0 | 0
CSP | 0 | 0 | 0 | 0 | 0 | 0
CT | 0 | 0 | 0 | 0 | 0 | 0
Coal | 0 | 0 | 0 | 0 | 0 | 0
Geo | 0 | 0 | 0 | 0 | 0 | 0
H | 0 | 0 | 0 | 0 | 0 | 0
LFG | 0 | 0 | 0 | 0 | 0 | 0
Nuc | 0 | 0 | 0 | 0 | 0 | 0
PS | 0 | 0 | 0 | 0 | 0 | 0
PV | 0 | 0 | 0 | 0 | 0 | 0
PeakG | 0 | 0 | 0 | 0 | 0 | 0
PeakO | 0 | 0 | 0 | 0 | 0 | 0
ST | 0 | 0 | 0 | 0 | 0 | 0
STOG | 0 | 0 | 0 | 0 | 0 | 0
STWD | 0 | 0 | 0 | 0 | 0 | 0
WT | 0 | 0 | 0 | 0 | 0 | 0
IGCC | 0 | 0 | 0 | 0 | 0 | 0
DemandResponse | 0 | 0 | 0 | 0 | 0 | 0
IGCC-CCS | 0 | 0 | 0 | 0 | 0 | 0
WT_off | 0 | 0 | 0 | 0 | 0 | 0
PseudoUnit | 0 | 0 | 0 | 0 | 0 | 0
FixedInterchange | 0 | 0 | 0 | 0 | 0 | 0
Emission Cost by Reporting Type: AZ_NM_SNV_Gas
ReportingType | 2015 | 2020 | 2025 | 2030 | 2035 | 2040
BM | 0 | 0 | 0 | 0 | 0 | 0
CC | 0 | 0 | 0 | 0 | 0 | 0
CSP | 0 | 0 | 0 | 0 | 0 | 0
CT | 0 | 0 | 0 | 0 | 0 | 0
Coal | 0 | 0 | 0 | 0 | 0 | 0
Geo | 0 | 0 | 0 | 0 | 0 | 0
H | 0 | 0 | 0 | 0 | 0 | 0
LFG | 0 | 0 | 0 | 0 | 0 | 0
Nuc | 0 | 0 | 0 | 0 | 0 | 0
PS | 0 | 0 | 0 | 0 | 0 | 0
PV | 0 | 0 | 0 | 0 | 0 | 0
PeakG | 0 | 0 | 0 | 0 | 0 | 0
PeakO | 0 | 0 | 0 | 0 | 0 | 0
ST | 0 | 0 | 0 | 0 | 0 | 0
STOG | 0 | 0 | 0 | 0 | 0 | 0
STWD | 0 | 0 | 0 | 0 | 0 | 0
WT | 0 | 0 | 0 | 0 | 0 | 0
IGCC | 0 | 0 | 0 | 0 | 0 | 0
DemandResponse | 0 | 0 | 0 | 0 | 0 | 0
IGCC-CCS | 0 | 0 | 0 | 0 | 0 | 0
WT_off | 0 | 0 | 0 | 0 | 0 | 0
PseudoUnit | 0 | 0 | 0 | 0 | 0 | 0
FixedInterchange | 0 | 0 | 0 | 0 | 0 | 0
Emission Cost by Reporting Type: AZ_NM_SNV_NucRenew
ReportingType | 2015 | 2020 | 2025 | 2030 | 2035 | 2040
BM | 0 | 0 | 0 | 0 | 0 | 0
CC | 0 | 0 | 0 | 0 | 0 | 0
CSP | 0 | 0 | 0 | 0 | 0 | 0
CT | 0 | 0 | 0 | 0 | 0 | 0
Coal | 0 | 0 | 0 | 0 | 0 | 0
Geo | 0 | 0 | 0 | 0 | 0 | 0
H | 0 | 0 | 0 | 0 | 0 | 0
LFG | 0 | 0 | 0 | 0 | 0 | 0
Nuc | 0 | 0 | 0 | 0 | 0 | 0
PS | 0 | 0 | 0 | 0 | 0 | 0
PV | 0 | 0 | 0 | 0 | 0 | 0
PeakG | 0 | 0 | 0 | 0 | 0 | 0
PeakO | 0 | 0 | 0 | 0 | 0 | 0
ST | 0 | 0 | 0 | 0 | 0 | 0
STOG | 0 | 0 | 0 | 0 | 0 | 0
STWD | 0 | 0 | 0 | 0 | 0 | 0
WT | 0 | 0 | 0 | 0 | 0 | 0
IGCC | 0 | 0 | 0 | 0 | 0 | 0
DemandResponse | 0 | 0 | 0 | 0 | 0 | 0
IGCC-CCS | 0 | 0 | 0 | 0 | 0 | 0
WT_off | 0 | 0 | 0 | 0 | 0 | 0
PseudoUnit | 0 | 0 | 0 | 0 | 0 | 0
FixedInterchange | 0 | 0 | 0 | 0 | 0 | 0
Emission Cost by Reporting Type: ERCOT
ReportingType | 2015 | 2020 | 2025 | 2030 | 2035 | 2040
BM | 0 | 0 | 0 | 0 | 0 | 0
CC | 0 | 0 | 0 | 0 | 0 | 0
CSP | 0 | 0 | 0 | 0 | 0 | 0
CT | 0 | 0 | 0 | 0 | 0 | 0
Coal | 0 | 0 | 0 | 0 | 0 | 0
Geo | 0 | 0 | 0 | 0 | 0 | 0
H | 0 | 0 | 0 | 0 | 0 | 0
LFG | 0 | 0 | 0 | 0 | 0 | 0
Nuc | 0 | 0 | 0 | 0 | 0 | 0
PS | 0 | 0 | 0 | 0 | 0 | 0
PV | 0 | 0 | 0 | 0 | 0 | 0
PeakG | 0 | 0 | 0 | 0 | 0 | 0
PeakO | 0 | 0 | 0 | 0 | 0 | 0
ST | 0 | 0 | 0 | 0 | 0 | 0
STOG | 0 | 0 | 0 | 0 | 0 | 0
STWD | 0 | 0 | 0 | 0 | 0 | 0
WT | 0 | 0 | 0 | 0 | 0 | 0
IGCC | 0 | 0 | 0 | 0 | 0 | 0
DemandResponse | 0 | 0 | 0 | 0 | 0 | 0
IGCC-CCS | 0 | 0 | 0 | 0 | 0 | 0
WT_off | 0 | 0 | 0 | 0 | 0 | 0
PseudoUnit | 0 | 0 | 0 | 0 | 0 | 0
FixedInterchange | 0 | 0 | 0 | 0 | 0 | 0
Emission Cost by Reporting Type: NP15
ReportingType | 2015 | 2020 | 2025 | 2030 | 2035 | 2040
BM | 0 | 0 | 0 | 0 | 0 | 0
CC | 0 | 0 | 0 | 0 | 0 | 0
CSP | 0 | 0 | 0 | 0 | 0 | 0
CT | 0 | 0 | 0 | 0 | 0 | 0
Coal | 0 | 0 | 0 | 0 | 0 | 0
Geo | 0 | 0 | 0 | 0 | 0 | 0
H | 0 | 0 | 0 | 0 | 0 | 0
LFG | 0 | 0 | 0 | 0 | 0 | 0
Nuc | 0 | 0 | 0 | 0 | 0 | 0
PS | 0 | 0 | 0 | 0 | 0 | 0
PV | 0 | 0 | 0 | 0 | 0 | 0
PeakG | 0 | 0 | 0 | 0 | 0 | 0
PeakO | 0 | 0 | 0 | 0 | 0 | 0
ST | 0 | 0 | 0 | 0 | 0 | 0
STOG | 0 | 0 | 0 | 0 | 0 | 0
STWD | 0 | 0 | 0 | 0 | 0 | 0
WT | 0 | 0 | 0 | 0 | 0 | 0
IGCC | 0 | 0 | 0 | 0 | 0 | 0
DemandResponse | 0 | 0 | 0 | 0 | 0 | 0
IGCC-CCS | 0 | 0 | 0 | 0 | 0 | 0
WT_off | 0 | 0 | 0 | 0 | 0 | 0
PseudoUnit | 0 | 0 | 0 | 0 | 0 | 0
FixedInterchange | 0 | 0 | 0 | 0 | 0 | 0
Emission Cost by Reporting Type: NWPP_Coal
ReportingType | 2015 | 2020 | 2025 | 2030 | 2035 | 2040
BM | 0 | 0 | 0 | 0 | 0 | 0
CC | 0 | 0 | 0 | 0 | 0 | 0
CSP | 0 | 0 | 0 | 0 | 0 | 0
CT | 0 | 0 | 0 | 0 | 0 | 0
Coal | 0 | 0 | 0 | 0 | 0 | 0
Geo | 0 | 0 | 0 | 0 | 0 | 0
H | 0 | 0 | 0 | 0 | 0 | 0
LFG | 0 | 0 | 0 | 0 | 0 | 0
Nuc | 0 | 0 | 0 | 0 | 0 | 0
PS | 0 | 0 | 0 | 0 | 0 | 0
PV | 0 | 0 | 0 | 0 | 0 | 0
PeakG | 0 | 0 | 0 | 0 | 0 | 0
PeakO | 0 | 0 | 0 | 0 | 0 | 0
ST | 0 | 0 | 0 | 0 | 0 | 0
STOG | 0 | 0 | 0 | 0 | 0 | 0
STWD | 0 | 0 | 0 | 0 | 0 | 0
WT | 0 | 0 | 0 | 0 | 0 | 0
IGCC | 0 | 0 | 0 | 0 | 0 | 0
DemandResponse | 0 | 0 | 0 | 0 | 0 | 0
IGCC-CCS | 0 | 0 | 0 | 0 | 0 | 0
WT_off | 0 | 0 | 0 | 0 | 0 | 0
PseudoUnit | 0 | 0 | 0 | 0 | 0 | 0
FixedInterchange | 0 | 0 | 0 | 0 | 0 | 0
Emission Cost by Reporting Type: NWPP_Gas
ReportingType | 2015 | 2020 | 2025 | 2030 | 2035 | 2040
BM | 0 | 0 | 0 | 0 | 0 | 0
CC | 0 | 0 | 0 | 0 | 0 | 0
CSP | 0 | 0 | 0 | 0 | 0 | 0
CT | 0 | 0 | 0 | 0 | 0 | 0
Coal | 0 | 0 | 0 | 0 | 0 | 0
Geo | 0 | 0 | 0 | 0 | 0 | 0
H | 0 | 0 | 0 | 0 | 0 | 0
LFG | 0 | 0 | 0 | 0 | 0 | 0
Nuc | 0 | 0 | 0 | 0 | 0 | 0
PS | 0 | 0 | 0 | 0 | 0 | 0
PV | 0 | 0 | 0 | 0 | 0 | 0
PeakG | 0 | 0 | 0 | 0 | 0 | 0
PeakO | 0 | 0 | 0 | 0 | 0 | 0
ST | 0 | 0 | 0 | 0 | 0 | 0
STOG | 0 | 0 | 0 | 0 | 0 | 0
STWD | 0 | 0 | 0 | 0 | 0 | 0
WT | 0 | 0 | 0 | 0 | 0 | 0
IGCC | 0 | 0 | 0 | 0 | 0 | 0
DemandResponse | 0 | 0 | 0 | 0 | 0 | 0
IGCC-CCS | 0 | 0 | 0 | 0 | 0 | 0
WT_off | 0 | 0 | 0 | 0 | 0 | 0
PseudoUnit | 0 | 0 | 0 | 0 | 0 | 0
FixedInterchange | 0 | 0 | 0 | 0 | 0 | 0
Emission Cost by Reporting Type: NWPP_NucRenew
ReportingType | 2015 | 2020 | 2025 | 2030 | 2035 | 2040
BM | 0 | 0 | 0 | 0 | 0 | 0
CC | 0 | 0 | 0 | 0 | 0 | 0
CSP | 0 | 0 | 0 | 0 | 0 | 0
CT | 0 | 0 | 0 | 0 | 0 | 0
Coal | 0 | 0 | 0 | 0 | 0 | 0
Geo | 0 | 0 | 0 | 0 | 0 | 0
H | 0 | 0 | 0 | 0 | 0 | 0
LFG | 0 | 0 | 0 | 0 | 0 | 0
Nuc | 0 | 0 | 0 | 0 | 0 | 0
PS | 0 | 0 | 0 | 0 | 0 | 0
PV | 0 | 0 | 0 | 0 | 0 | 0
PeakG | 0 | 0 | 0 | 0 | 0 | 0
PeakO | 0 | 0 | 0 | 0 | 0 | 0
ST | 0 | 0 | 0 | 0 | 0 | 0
STOG | 0 | 0 | 0 | 0 | 0 | 0
STWD | 0 | 0 | 0 | 0 | 0 | 0
WT | 0 | 0 | 0 | 0 | 0 | 0
IGCC | 0 | 0 | 0 | 0 | 0 | 0
DemandResponse | 0 | 0 | 0 | 0 | 0 | 0
IGCC-CCS | 0 | 0 | 0 | 0 | 0 | 0
WT_off | 0 | 0 | 0 | 0 | 0 | 0
PseudoUnit | 0 | 0 | 0 | 0 | 0 | 0
FixedInterchange | 0 | 0 | 0 | 0 | 0 | 0
Emission Cost by Reporting Type: RMPA
ReportingType | 2015 | 2020 | 2025 | 2030 | 2035 | 2040
BM | 0 | 0 | 0 | 0 | 0 | 0
CC | 0 | 0 | 0 | 0 | 0 | 0
CSP | 0 | 0 | 0 | 0 | 0 | 0
CT | 0 | 0 | 0 | 0 | 0 | 0
Coal | 0 | 0 | 0 | 0 | 0 | 0
Geo | 0 | 0 | 0 | 0 | 0 | 0
H | 0 | 0 | 0 | 0 | 0 | 0
LFG | 0 | 0 | 0 | 0 | 0 | 0
Nuc | 0 | 0 | 0 | 0 | 0 | 0
PS | 0 | 0 | 0 | 0 | 0 | 0
PV | 0 | 0 | 0 | 0 | 0 | 0
PeakG | 0 | 0 | 0 | 0 | 0 | 0
PeakO | 0 | 0 | 0 | 0 | 0 | 0
ST | 0 | 0 | 0 | 0 | 0 | 0
STOG | 0 | 0 | 0 | 0 | 0 | 0
STWD | 0 | 0 | 0 | 0 | 0 | 0
WT | 0 | 0 | 0 | 0 | 0 | 0
IGCC | 0 | 0 | 0 | 0 | 0 | 0
DemandResponse | 0 | 0 | 0 | 0 | 0 | 0
IGCC-CCS | 0 | 0 | 0 | 0 | 0 | 0
WT_off | 0 | 0 | 0 | 0 | 0 | 0
PseudoUnit | 0 | 0 | 0 | 0 | 0 | 0
FixedInterchange | 0 | 0 | 0 | 0 | 0 | 0
Emission Cost by Reporting Type: SP15
ReportingType | 2015 | 2020 | 2025 | 2030 | 2035 | 2040
BM | 0 | 0 | 0 | 0 | 0 | 0
CC | 0 | 0 | 0 | 0 | 0 | 0
CSP | 0 | 0 | 0 | 0 | 0 | 0
CT | 0 | 0 | 0 | 0 | 0 | 0
Coal | 0 | 0 | 0 | 0 | 0 | 0
Geo | 0 | 0 | 0 | 0 | 0 | 0
H | 0 | 0 | 0 | 0 | 0 | 0
LFG | 0 | 0 | 0 | 0 | 0 | 0
Nuc | 0 | 0 | 0 | 0 | 0 | 0
PS | 0 | 0 | 0 | 0 | 0 | 0
PV | 0 | 0 | 0 | 0 | 0 | 0
PeakG | 0 | 0 | 0 | 0 | 0 | 0
PeakO | 0 | 0 | 0 | 0 | 0 | 0
ST | 0 | 0 | 0 | 0 | 0 | 0
STOG | 0 | 0 | 0 | 0 | 0 | 0
STWD | 0 | 0 | 0 | 0 | 0 | 0
WT | 0 | 0 | 0 | 0 | 0 | 0
IGCC | 0 | 0 | 0 | 0 | 0 | 0
DemandResponse | 0 | 0 | 0 | 0 | 0 | 0
IGCC-CCS | 0 | 0 | 0 | 0 | 0 | 0
WT_off | 0 | 0 | 0 | 0 | 0 | 0
PseudoUnit | 0 | 0 | 0 | 0 | 0 | 0
FixedInterchange | 0 | 0 | 0 | 0 | 0 | 0
Emission Cost by Reporting Type: ALB
ReportingType | 2015 | 2020 | 2025 | 2030 | 2035 | 2040
BM | 0 | 0 | 0 | 0 | 0 | 0
CC | 0 | 0 | 0 | 0 | 0 | 0
CSP | 0 | 0 | 0 | 0 | 0 | 0
CT | 0 | 0 | 0 | 0 | 0 | 0
Coal | 0 | 0 | 0 | 0 | 0 | 0
Geo | 0 | 0 | 0 | 0 | 0 | 0
H | 0 | 0 | 0 | 0 | 0 | 0
LFG | 0 | 0 | 0 | 0 | 0 | 0
Nuc | 0 | 0 | 0 | 0 | 0 | 0
PS | 0 | 0 | 0 | 0 | 0 | 0
PV | 0 | 0 | 0 | 0 | 0 | 0
PeakG | 0 | 0 | 0 | 0 | 0 | 0
PeakO | 0 | 0 | 0 | 0 | 0 | 0
ST | 0 | 0 | 0 | 0 | 0 | 0
STOG | 0 | 0 | 0 | 0 | 0 | 0
STWD | 0 | 0 | 0 | 0 | 0 | 0
WT | 0 | 0 | 0 | 0 | 0 | 0
IGCC | 0 | 0 | 0 | 0 | 0 | 0
DemandResponse | 0 | 0 | 0 | 0 | 0 | 0
IGCC-CCS | 0 | 0 | 0 | 0 | 0 | 0
WT_off | 0 | 0 | 0 | 0 | 0 | 0
PseudoUnit | 0 | 0 | 0 | 0 | 0 | 0
FixedInterchange | 0 | 0 | 0 | 0 | 0 | 0
Emission Cost by Reporting Type: BC
ReportingType | 2015 | 2020 | 2025 | 2030 | 2035 | 2040
BM | 0 | 0 | 0 | 0 | 0 | 0
CC | 0 | 0 | 0 | 0 | 0 | 0
CSP | 0 | 0 | 0 | 0 | 0 | 0
CT | 0 | 0 | 0 | 0 | 0 | 0
Coal | 0 | 0 | 0 | 0 | 0 | 0
Geo | 0 | 0 | 0 | 0 | 0 | 0
H | 0 | 0 | 0 | 0 | 0 | 0
LFG | 0 | 0 | 0 | 0 | 0 | 0
Nuc | 0 | 0 | 0 | 0 | 0 | 0
PS | 0 | 0 | 0 | 0 | 0 | 0
PV | 0 | 0 | 0 | 0 | 0 | 0
PeakG | 0 | 0 | 0 | 0 | 0 | 0
PeakO | 0 | 0 | 0 | 0 | 0 | 0
ST | 0 | 0 | 0 | 0 | 0 | 0
STOG | 0 | 0 | 0 | 0 | 0 | 0
STWD | 0 | 0 | 0 | 0 | 0 | 0
WT | 0 | 0 | 0 | 0 | 0 | 0
IGCC | 0 | 0 | 0 | 0 | 0 | 0
DemandResponse | 0 | 0 | 0 | 0 | 0 | 0
IGCC-CCS | 0 | 0 | 0 | 0 | 0 | 0
WT_off | 0 | 0 | 0 | 0 | 0 | 0
PseudoUnit | 0 | 0 | 0 | 0 | 0 | 0
FixedInterchange | 0 | 0 | 0 | 0 | 0 | 0
Emission Cost by Reporting Type: HQ_IESO
ReportingType | 2015 | 2020 | 2025 | 2030 | 2035 | 2040
BM | 0 | 0 | 0 | 0 | 0 | 0
CC | 0 | 0 | 0 | 0 | 0 | 0
CSP | 0 | 0 | 0 | 0 | 0 | 0
CT | 0 | 0 | 0 | 0 | 0 | 0
Coal | 0 | 0 | 0 | 0 | 0 | 0
Geo | 0 | 0 | 0 | 0 | 0 | 0
H | 0 | 0 | 0 | 0 | 0 | 0
LFG | 0 | 0 | 0 | 0 | 0 | 0
Nuc | 0 | 0 | 0 | 0 | 0 | 0
PS | 0 | 0 | 0 | 0 | 0 | 0
PV | 0 | 0 | 0 | 0 | 0 | 0
PeakG | 0 | 0 | 0 | 0 | 0 | 0
PeakO | 0 | 0 | 0 | 0 | 0 | 0
ST | 0 | 0 | 0 | 0 | 0 | 0
STOG | 0 | 0 | 0 | 0 | 0 | 0
STWD | 0 | 0 | 0 | 0 | 0 | 0
WT | 0 | 0 | 0 | 0 | 0 | 0
IGCC | 0 | 0 | 0 | 0 | 0 | 0
DemandResponse | 0 | 0 | 0 | 0 | 0 | 0
IGCC-CCS | 0 | 0 | 0 | 0 | 0 | 0
WT_off | 0 | 0 | 0 | 0 | 0 | 0
PseudoUnit | 0 | 0 | 0 | 0 | 0 | 0
FixedInterchange | 0 | 0 | 0 | 0 | 0 | 0
Emission Cost by Reporting Type: HQ_NEISO
ReportingType | 2015 | 2020 | 2025 | 2030 | 2035 | 2040
BM | 0 | 0 | 0 | 0 | 0 | 0
CC | 0 | 0 | 0 | 0 | 0 | 0
CSP | 0 | 0 | 0 | 0 | 0 | 0
CT | 0 | 0 | 0 | 0 | 0 | 0
Coal | 0 | 0 | 0 | 0 | 0 | 0
Geo | 0 | 0 | 0 | 0 | 0 | 0
H | 0 | 0 | 0 | 0 | 0 | 0
LFG | 0 | 0 | 0 | 0 | 0 | 0
Nuc | 0 | 0 | 0 | 0 | 0 | 0
PS | 0 | 0 | 0 | 0 | 0 | 0
PV | 0 | 0 | 0 | 0 | 0 | 0
PeakG | 0 | 0 | 0 | 0 | 0 | 0
PeakO | 0 | 0 | 0 | 0 | 0 | 0
ST | 0 | 0 | 0 | 0 | 0 | 0
STOG | 0 | 0 | 0 | 0 | 0 | 0
STWD | 0 | 0 | 0 | 0 | 0 | 0
WT | 0 | 0 | 0 | 0 | 0 | 0
IGCC | 0 | 0 | 0 | 0 | 0 | 0
DemandResponse | 0 | 0 | 0 | 0 | 0 | 0
IGCC-CCS | 0 | 0 | 0 | 0 | 0 | 0
WT_off | 0 | 0 | 0 | 0 | 0 | 0
PseudoUnit | 0 | 0 | 0 | 0 | 0 | 0
FixedInterchange | 0 | 0 | 0 | 0 | 0 | 0
Emission Cost by Reporting Type: HQ_NY
ReportingType | 2015 | 2020 | 2025 | 2030 | 2035 | 2040
BM | 0 | 0 | 0 | 0 | 0 | 0
CC | 0 | 0 | 0 | 0 | 0 | 0
CSP | 0 | 0 | 0 | 0 | 0 | 0
CT | 0 | 0 | 0 | 0 | 0 | 0
Coal | 0 | 0 | 0 | 0 | 0 | 0
Geo | 0 | 0 | 0 | 0 | 0 | 0
H | 0 | 0 | 0 | 0 | 0 | 0
LFG | 0 | 0 | 0 | 0 | 0 | 0
Nuc | 0 | 0 | 0 | 0 | 0 | 0
PS | 0 | 0 | 0 | 0 | 0 | 0
PV | 0 | 0 | 0 | 0 | 0 | 0
PeakG | 0 | 0 | 0 | 0 | 0 | 0
PeakO | 0 | 0 | 0 | 0 | 0 | 0
ST | 0 | 0 | 0 | 0 | 0 | 0
STOG | 0 | 0 | 0 | 0 | 0 | 0
STWD | 0 | 0 | 0 | 0 | 0 | 0
WT | 0 | 0 | 0 | 0 | 0 | 0
IGCC | 0 | 0 | 0 | 0 | 0 | 0
DemandResponse | 0 | 0 | 0 | 0 | 0 | 0
IGCC-CCS | 0 | 0 | 0 | 0 | 0 | 0
WT_off | 0 | 0 | 0 | 0 | 0 | 0
PseudoUnit | 0 | 0 | 0 | 0 | 0 | 0
FixedInterchange | 0 | 0 | 0 | 0 | 0 | 0
Emission Cost by Reporting Type: MARITIMES
ReportingType | 2015 | 2020 | 2025 | 2030 | 2035 | 2040
BM | 0 | 0 | 0 | 0 | 0 | 0
CC | 0 | 0 | 0 | 0 | 0 | 0
CSP | 0 | 0 | 0 | 0 | 0 | 0
CT | 0 | 0 | 0 | 0 | 0 | 0
Coal | 0 | 0 | 0 | 0 | 0 | 0
Geo | 0 | 0 | 0 | 0 | 0 | 0
H | 0 | 0 | 0 | 0 | 0 | 0
LFG | 0 | 0 | 0 | 0 | 0 | 0
Nuc | 0 | 0 | 0 | 0 | 0 | 0
PS | 0 | 0 | 0 | 0 | 0 | 0
PV | 0 | 0 | 0 | 0 | 0 | 0
PeakG | 0 | 0 | 0 | 0 | 0 | 0
PeakO | 0 | 0 | 0 | 0 | 0 | 0
ST | 0 | 0 | 0 | 0 | 0 | 0
STOG | 0 | 0 | 0 | 0 | 0 | 0
STWD | 0 | 0 | 0 | 0 | 0 | 0
WT | 0 | 0 | 0 | 0 | 0 | 0
IGCC | 0 | 0 | 0 | 0 | 0 | 0
DemandResponse | 0 | 0 | 0 | 0 | 0 | 0
IGCC-CCS | 0 | 0 | 0 | 0 | 0 | 0
WT_off | 0 | 0 | 0 | 0 | 0 | 0
PseudoUnit | 0 | 0 | 0 | 0 | 0 | 0
FixedInterchange | 0 | 0 | 0 | 0 | 0 | 0
Emission Cost by Reporting Type: All
ReportingType | 2015 | 2020 | 2025 | 2030 | 2035 | 2040
BM | 0 | 0 | 0 | 0 | 0 | 0
CC | 0 | 0 | 0 | 0 | 0 | 0
CSP | 0 | 0 | 0 | 0 | 0 | 0
CT | 0 | 0 | 0 | 0 | 0 | 0
Coal | 0 | 0 | 0 | 0 | 0 | 0
Geo | 0 | 0 | 0 | 0 | 0 | 0
H | 0 | 0 | 0 | 0 | 0 | 0
LFG | 0 | 0 | 0 | 0 | 0 | 0
Nuc | 0 | 0 | 0 | 0 | 0 | 0
PS | 0 | 0 | 0 | 0 | 0 | 0
PV | 0 | 0 | 0 | 0 | 0 | 0
PeakG | 0 | 0 | 0 | 0 | 0 | 0
PeakO | 0 | 0 | 0 | 0 | 0 | 0
ST | 0 | 0 | 0 | 0 | 0 | 0
STOG | 0 | 0 | 0 | 0 | 0 | 0
STWD | 0 | 0 | 0 | 0 | 0 | 0
WT | 0 | 0 | 0 | 0 | 0 | 0
IGCC | 0 | 0 | 0 | 0 | 0 | 0
DemandResponse | 0 | 0 | 0 | 0 | 0 | 0
IGCC-CCS | 0 | 0 | 0 | 0 | 0 | 0
WT_off | 0 | 0 | 0 | 0 | 0 | 0
PseudoUnit | 0 | 0 | 0 | 0 | 0 | 0
FixedInterchange | 0 | 0 | 0 | 0 | 0 | 0
Emission Cost by Reporting Type: EI_US
ReportingType | 2015 | 2020 | 2025 | 2030 | 2035 | 2040
BM | 0 | 0 | 0 | 0 | 0 | 0
CC | 0 | 0 | 0 | 0 | 0 | 0
CSP | 0 | 0 | 0 | 0 | 0 | 0
CT | 0 | 0 | 0 | 0 | 0 | 0
Coal | 0 | 0 | 0 | 0 | 0 | 0
Geo | 0 | 0 | 0 | 0 | 0 | 0
H | 0 | 0 | 0 | 0 | 0 | 0
LFG | 0 | 0 | 0 | 0 | 0 | 0
Nuc | 0 | 0 | 0 | 0 | 0 | 0
PS | 0 | 0 | 0 | 0 | 0 | 0
PV | 0 | 0 | 0 | 0 | 0 | 0
PeakG | 0 | 0 | 0 | 0 | 0 | 0
PeakO | 0 | 0 | 0 | 0 | 0 | 0
ST | 0 | 0 | 0 | 0 | 0 | 0
STOG | 0 | 0 | 0 | 0 | 0 | 0
STWD | 0 | 0 | 0 | 0 | 0 | 0
WT | 0 | 0 | 0 | 0 | 0 | 0
IGCC | 0 | 0 | 0 | 0 | 0 | 0
DemandResponse | 0 | 0 | 0 | 0 | 0 | 0
IGCC-CCS | 0 | 0 | 0 | 0 | 0 | 0
WT_off | 0 | 0 | 0 | 0 | 0 | 0
PseudoUnit | 0 | 0 | 0 | 0 | 0 | 0
FixedInterchange | 0 | 0 | 0 | 0 | 0 | 0
Emission Cost by Reporting Type: EI_Canada
ReportingType | 2015 | 2020 | 2025 | 2030 | 2035 | 2040
BM | 0 | 0 | 0 | 0 | 0 | 0
CC | 0 | 0 | 0 | 0 | 0 | 0
CSP | 0 | 0 | 0 | 0 | 0 | 0
CT | 0 | 0 | 0 | 0 | 0 | 0
Coal | 0 | 0 | 0 | 0 | 0 | 0
Geo | 0 | 0 | 0 | 0 | 0 | 0
H | 0 | 0 | 0 | 0 | 0 | 0
LFG | 0 | 0 | 0 | 0 | 0 | 0
Nuc | 0 | 0 | 0 | 0 | 0 | 0
PS | 0 | 0 | 0 | 0 | 0 | 0
PV | 0 | 0 | 0 | 0 | 0 | 0
PeakG | 0 | 0 | 0 | 0 | 0 | 0
PeakO | 0 | 0 | 0 | 0 | 0 | 0
ST | 0 | 0 | 0 | 0 | 0 | 0
STOG | 0 | 0 | 0 | 0 | 0 | 0
STWD | 0 | 0 | 0 | 0 | 0 | 0
WT | 0 | 0 | 0 | 0 | 0 | 0
IGCC | 0 | 0 | 0 | 0 | 0 | 0
DemandResponse | 0 | 0 | 0 | 0 | 0 | 0
IGCC-CCS | 0 | 0 | 0 | 0 | 0 | 0
WT_off | 0 | 0 | 0 | 0 | 0 | 0
PseudoUnit | 0 | 0 | 0 | 0 | 0 | 0
FixedInterchange | 0 | 0 | 0 | 0 | 0 | 0
Emission Cost by Reporting Type: EI
ReportingType | 2015 | 2020 | 2025 | 2030 | 2035 | 2040
BM | 0 | 0 | 0 | 0 | 0 | 0
CC | 0 | 0 | 0 | 0 | 0 | 0
CSP | 0 | 0 | 0 | 0 | 0 | 0
CT | 0 | 0 | 0 | 0 | 0 | 0
Coal | 0 | 0 | 0 | 0 | 0 | 0
Geo | 0 | 0 | 0 | 0 | 0 | 0
H | 0 | 0 | 0 | 0 | 0 | 0
LFG | 0 | 0 | 0 | 0 | 0 | 0
Nuc | 0 | 0 | 0 | 0 | 0 | 0
PS | 0 | 0 | 0 | 0 | 0 | 0
PV | 0 | 0 | 0 | 0 | 0 | 0
PeakG | 0 | 0 | 0 | 0 | 0 | 0
PeakO | 0 | 0 | 0 | 0 | 0 | 0
ST | 0 | 0 | 0 | 0 | 0 | 0
STOG | 0 | 0 | 0 | 0 | 0 | 0
STWD | 0 | 0 | 0 | 0 | 0 | 0
WT | 0 | 0 | 0 | 0 | 0 | 0
IGCC | 0 | 0 | 0 | 0 | 0 | 0
DemandResponse | 0 | 0 | 0 | 0 | 0 | 0
IGCC-CCS | 0 | 0 | 0 | 0 | 0 | 0
WT_off | 0 | 0 | 0 | 0 | 0 | 0
PseudoUnit | 0 | 0 | 0 | 0 | 0 | 0
FixedInterchange | 0 | 0 | 0 | 0 | 0 | 0
Emission Cost by Reporting Type: Outside_EI
ReportingType | 2015 | 2020 | 2025 | 2030 | 2035 | 2040
BM | 0 | 0 | 0 | 0 | 0 | 0
CC | 0 | 0 | 0 | 0 | 0 | 0
CSP | 0 | 0 | 0 | 0 | 0 | 0
CT | 0 | 0 | 0 | 0 | 0 | 0
Coal | 0 | 0 | 0 | 0 | 0 | 0
Geo | 0 | 0 | 0 | 0 | 0 | 0
H | 0 | 0 | 0 | 0 | 0 | 0
LFG | 0 | 0 | 0 | 0 | 0 | 0
Nuc | 0 | 0 | 0 | 0 | 0 | 0
PS | 0 | 0 | 0 | 0 | 0 | 0
PV | 0 | 0 | 0 | 0 | 0 | 0
PeakG | 0 | 0 | 0 | 0 | 0 | 0
PeakO | 0 | 0 | 0 | 0 | 0 | 0
ST | 0 | 0 | 0 | 0 | 0 | 0
STOG | 0 | 0 | 0 | 0 | 0 | 0
STWD | 0 | 0 | 0 | 0 | 0 | 0
WT | 0 | 0 | 0 | 0 | 0 | 0
IGCC | 0 | 0 | 0 | 0 | 0 | 0
DemandResponse | 0 | 0 | 0 | 0 | 0 | 0
IGCC-CCS | 0 | 0 | 0 | 0 | 0 | 0
WT_off | 0 | 0 | 0 | 0 | 0 | 0
PseudoUnit | 0 | 0 | 0 | 0 | 0 | 0
FixedInterchange | 0 | 0 | 0 | 0 | 0 | 0
==== Emission Program: CAMR : (Hg) ====
Emission Cost by Reporting Type: Entergy
ReportingType | 2015 | 2020 | 2025 | 2030 | 2035 | 2040
BM | 0 | 0 | 0 | 0 | 0 | 0
CC | 0 | 0 | 0 | 0 | 0 | 0
CSP | 0 | 0 | 0 | 0 | 0 | 0
CT | 0 | 0 | 0 | 0 | 0 | 0
Coal | 0 | 0 | 0 | 0 | 0 | 0
Geo | 0 | 0 | 0 | 0 | 0 | 0
H | 0 | 0 | 0 | 0 | 0 | 0
LFG | 0 | 0 | 0 | 0 | 0 | 0
Nuc | 0 | 0 | 0 | 0 | 0 | 0
PS | 0 | 0 | 0 | 0 | 0 | 0
PV | 0 | 0 | 0 | 0 | 0 | 0
PeakG | 0 | 0 | 0 | 0 | 0 | 0
PeakO | 0 | 0 | 0 | 0 | 0 | 0
ST | 0 | 0 | 0 | 0 | 0 | 0
STOG | 0 | 0 | 0 | 0 | 0 | 0
STWD | 0 | 0 | 0 | 0 | 0 | 0
WT | 0 | 0 | 0 | 0 | 0 | 0
IGCC | 0 | 0 | 0 | 0 | 0 | 0
DemandResponse | 0 | 0 | 0 | 0 | 0 | 0
IGCC-CCS | 0 | 0 | 0 | 0 | 0 | 0
WT_off | 0 | 0 | 0 | 0 | 0 | 0
PseudoUnit | 0 | 0 | 0 | 0 | 0 | 0
FixedInterchange | 0 | 0 | 0 | 0 | 0 | 0
Emission Cost by Reporting Type: FRCC
ReportingType | 2015 | 2020 | 2025 | 2030 | 2035 | 2040
BM | 0 | 0 | 0 | 0 | 0 | 0
CC | 0 | 0 | 0 | 0 | 0 | 0
CSP | 0 | 0 | 0 | 0 | 0 | 0
CT | 0 | 0 | 0 | 0 | 0 | 0
Coal | 0 | 0 | 0 | 0 | 0 | 0
Geo | 0 | 0 | 0 | 0 | 0 | 0
H | 0 | 0 | 0 | 0 | 0 | 0
LFG | 0 | 0 | 0 | 0 | 0 | 0
Nuc | 0 | 0 | 0 | 0 | 0 | 0
PS | 0 | 0 | 0 | 0 | 0 | 0
PV | 0 | 0 | 0 | 0 | 0 | 0
PeakG | 0 | 0 | 0 | 0 | 0 | 0
PeakO | 0 | 0 | 0 | 0 | 0 | 0
ST | 0 | 0 | 0 | 0 | 0 | 0
STOG | 0 | 0 | 0 | 0 | 0 | 0
STWD | 0 | 0 | 0 | 0 | 0 | 0
WT | 0 | 0 | 0 | 0 | 0 | 0
IGCC | 0 | 0 | 0 | 0 | 0 | 0
DemandResponse | 0 | 0 | 0 | 0 | 0 | 0
IGCC-CCS | 0 | 0 | 0 | 0 | 0 | 0
WT_off | 0 | 0 | 0 | 0 | 0 | 0
PseudoUnit | 0 | 0 | 0 | 0 | 0 | 0
FixedInterchange | 0 | 0 | 0 | 0 | 0 | 0
Emission Cost by Reporting Type: MAPP_US
ReportingType | 2015 | 2020 | 2025 | 2030 | 2035 | 2040
BM | 0 | 0 | 0 | 0 | 0 | 0
CC | 0 | 0 | 0 | 0 | 0 | 0
CSP | 0 | 0 | 0 | 0 | 0 | 0
CT | 0 | 0 | 0 | 0 | 0 | 0
Coal | 0 | 0 | 0 | 0 | 0 | 0
Geo | 0 | 0 | 0 | 0 | 0 | 0
H | 0 | 0 | 0 | 0 | 0 | 0
LFG | 0 | 0 | 0 | 0 | 0 | 0
Nuc | 0 | 0 | 0 | 0 | 0 | 0
PS | 0 | 0 | 0 | 0 | 0 | 0
PV | 0 | 0 | 0 | 0 | 0 | 0
PeakG | 0 | 0 | 0 | 0 | 0 | 0
PeakO | 0 | 0 | 0 | 0 | 0 | 0
ST | 0 | 0 | 0 | 0 | 0 | 0
STOG | 0 | 0 | 0 | 0 | 0 | 0
STWD | 0 | 0 | 0 | 0 | 0 | 0
WT | 0 | 0 | 0 | 0 | 0 | 0
IGCC | 0 | 0 | 0 | 0 | 0 | 0
DemandResponse | 0 | 0 | 0 | 0 | 0 | 0
IGCC-CCS | 0 | 0 | 0 | 0 | 0 | 0
WT_off | 0 | 0 | 0 | 0 | 0 | 0
PseudoUnit | 0 | 0 | 0 | 0 | 0 | 0
FixedInterchange | 0 | 0 | 0 | 0 | 0 | 0
Emission Cost by Reporting Type: MISO_IN
ReportingType | 2015 | 2020 | 2025 | 2030 | 2035 | 2040
BM | 0 | 0 | 0 | 0 | 0 | 0
CC | 0 | 0 | 0 | 0 | 0 | 0
CSP | 0 | 0 | 0 | 0 | 0 | 0
CT | 0 | 0 | 0 | 0 | 0 | 0
Coal | 0 | 0 | 0 | 0 | 0 | 0
Geo | 0 | 0 | 0 | 0 | 0 | 0
H | 0 | 0 | 0 | 0 | 0 | 0
LFG | 0 | 0 | 0 | 0 | 0 | 0
Nuc | 0 | 0 | 0 | 0 | 0 | 0
PS | 0 | 0 | 0 | 0 | 0 | 0
PV | 0 | 0 | 0 | 0 | 0 | 0
PeakG | 0 | 0 | 0 | 0 | 0 | 0
PeakO | 0 | 0 | 0 | 0 | 0 | 0
ST | 0 | 0 | 0 | 0 | 0 | 0
STOG | 0 | 0 | 0 | 0 | 0 | 0
STWD | 0 | 0 | 0 | 0 | 0 | 0
WT | 0 | 0 | 0 | 0 | 0 | 0
IGCC | 0 | 0 | 0 | 0 | 0 | 0
DemandResponse | 0 | 0 | 0 | 0 | 0 | 0
IGCC-CCS | 0 | 0 | 0 | 0 | 0 | 0
WT_off | 0 | 0 | 0 | 0 | 0 | 0
PseudoUnit | 0 | 0 | 0 | 0 | 0 | 0
FixedInterchange | 0 | 0 | 0 | 0 | 0 | 0
Emission Cost by Reporting Type: MISO_MI
ReportingType | 2015 | 2020 | 2025 | 2030 | 2035 | 2040
BM | 0 | 0 | 0 | 0 | 0 | 0
CC | 0 | 0 | 0 | 0 | 0 | 0
CSP | 0 | 0 | 0 | 0 | 0 | 0
CT | 0 | 0 | 0 | 0 | 0 | 0
Coal | 0 | 0 | 0 | 0 | 0 | 0
Geo | 0 | 0 | 0 | 0 | 0 | 0
H | 0 | 0 | 0 | 0 | 0 | 0
LFG | 0 | 0 | 0 | 0 | 0 | 0
Nuc | 0 | 0 | 0 | 0 | 0 | 0
PS | 0 | 0 | 0 | 0 | 0 | 0
PV | 0 | 0 | 0 | 0 | 0 | 0
PeakG | 0 | 0 | 0 | 0 | 0 | 0
PeakO | 0 | 0 | 0 | 0 | 0 | 0
ST | 0 | 0 | 0 | 0 | 0 | 0
STOG | 0 | 0 | 0 | 0 | 0 | 0
STWD | 0 | 0 | 0 | 0 | 0 | 0
WT | 0 | 0 | 0 | 0 | 0 | 0
IGCC | 0 | 0 | 0 | 0 | 0 | 0
DemandResponse | 0 | 0 | 0 | 0 | 0 | 0
IGCC-CCS | 0 | 0 | 0 | 0 | 0 | 0
WT_off | 0 | 0 | 0 | 0 | 0 | 0
PseudoUnit | 0 | 0 | 0 | 0 | 0 | 0
FixedInterchange | 0 | 0 | 0 | 0 | 0 | 0
Emission Cost by Reporting Type: MISO_MO-IL
ReportingType | 2015 | 2020 | 2025 | 2030 | 2035 | 2040
BM | 0 | 0 | 0 | 0 | 0 | 0
CC | 0 | 0 | 0 | 0 | 0 | 0
CSP | 0 | 0 | 0 | 0 | 0 | 0
CT | 0 | 0 | 0 | 0 | 0 | 0
Coal | 0 | 0 | 0 | 0 | 0 | 0
Geo | 0 | 0 | 0 | 0 | 0 | 0
H | 0 | 0 | 0 | 0 | 0 | 0
LFG | 0 | 0 | 0 | 0 | 0 | 0
Nuc | 0 | 0 | 0 | 0 | 0 | 0
PS | 0 | 0 | 0 | 0 | 0 | 0
PV | 0 | 0 | 0 | 0 | 0 | 0
PeakG | 0 | 0 | 0 | 0 | 0 | 0
PeakO | 0 | 0 | 0 | 0 | 0 | 0
ST | 0 | 0 | 0 | 0 | 0 | 0
STOG | 0 | 0 | 0 | 0 | 0 | 0
STWD | 0 | 0 | 0 | 0 | 0 | 0
WT | 0 | 0 | 0 | 0 | 0 | 0
IGCC | 0 | 0 | 0 | 0 | 0 | 0
DemandResponse | 0 | 0 | 0 | 0 | 0 | 0
IGCC-CCS | 0 | 0 | 0 | 0 | 0 | 0
WT_off | 0 | 0 | 0 | 0 | 0 | 0
PseudoUnit | 0 | 0 | 0 | 0 | 0 | 0
FixedInterchange | 0 | 0 | 0 | 0 | 0 | 0
Emission Cost by Reporting Type: MISO_W
ReportingType | 2015 | 2020 | 2025 | 2030 | 2035 | 2040
BM | 0 | 0 | 0 | 0 | 0 | 0
CC | 0 | 0 | 0 | 0 | 0 | 0
CSP | 0 | 0 | 0 | 0 | 0 | 0
CT | 0 | 0 | 0 | 0 | 0 | 0
Coal | 0 | 0 | 0 | 0 | 0 | 0
Geo | 0 | 0 | 0 | 0 | 0 | 0
H | 0 | 0 | 0 | 0 | 0 | 0
LFG | 0 | 0 | 0 | 0 | 0 | 0
Nuc | 0 | 0 | 0 | 0 | 0 | 0
PS | 0 | 0 | 0 | 0 | 0 | 0
PV | 0 | 0 | 0 | 0 | 0 | 0
PeakG | 0 | 0 | 0 | 0 | 0 | 0
PeakO | 0 | 0 | 0 | 0 | 0 | 0
ST | 0 | 0 | 0 | 0 | 0 | 0
STOG | 0 | 0 | 0 | 0 | 0 | 0
STWD | 0 | 0 | 0 | 0 | 0 | 0
WT | 0 | 0 | 0 | 0 | 0 | 0
IGCC | 0 | 0 | 0 | 0 | 0 | 0
DemandResponse | 0 | 0 | 0 | 0 | 0 | 0
IGCC-CCS | 0 | 0 | 0 | 0 | 0 | 0
WT_off | 0 | 0 | 0 | 0 | 0 | 0
PseudoUnit | 0 | 0 | 0 | 0 | 0 | 0
FixedInterchange | 0 | 0 | 0 | 0 | 0 | 0
Emission Cost by Reporting Type: MISO_WUMS
ReportingType | 2015 | 2020 | 2025 | 2030 | 2035 | 2040
BM | 0 | 0 | 0 | 0 | 0 | 0
CC | 0 | 0 | 0 | 0 | 0 | 0
CSP | 0 | 0 | 0 | 0 | 0 | 0
CT | 0 | 0 | 0 | 0 | 0 | 0
Coal | 0 | 0 | 0 | 0 | 0 | 0
Geo | 0 | 0 | 0 | 0 | 0 | 0
H | 0 | 0 | 0 | 0 | 0 | 0
LFG | 0 | 0 | 0 | 0 | 0 | 0
Nuc | 0 | 0 | 0 | 0 | 0 | 0
PS | 0 | 0 | 0 | 0 | 0 | 0
PV | 0 | 0 | 0 | 0 | 0 | 0
PeakG | 0 | 0 | 0 | 0 | 0 | 0
PeakO | 0 | 0 | 0 | 0 | 0 | 0
ST | 0 | 0 | 0 | 0 | 0 | 0
STOG | 0 | 0 | 0 | 0 | 0 | 0
STWD | 0 | 0 | 0 | 0 | 0 | 0
WT | 0 | 0 | 0 | 0 | 0 | 0
IGCC | 0 | 0 | 0 | 0 | 0 | 0
DemandResponse | 0 | 0 | 0 | 0 | 0 | 0
IGCC-CCS | 0 | 0 | 0 | 0 | 0 | 0
WT_off | 0 | 0 | 0 | 0 | 0 | 0
PseudoUnit | 0 | 0 | 0 | 0 | 0 | 0
FixedInterchange | 0 | 0 | 0 | 0 | 0 | 0
Emission Cost by Reporting Type: Nebraska
ReportingType | 2015 | 2020 | 2025 | 2030 | 2035 | 2040
BM | 0 | 0 | 0 | 0 | 0 | 0
CC | 0 | 0 | 0 | 0 | 0 | 0
CSP | 0 | 0 | 0 | 0 | 0 | 0
CT | 0 | 0 | 0 | 0 | 0 | 0
Coal | 0 | 0 | 0 | 0 | 0 | 0
Geo | 0 | 0 | 0 | 0 | 0 | 0
H | 0 | 0 | 0 | 0 | 0 | 0
LFG | 0 | 0 | 0 | 0 | 0 | 0
Nuc | 0 | 0 | 0 | 0 | 0 | 0
PS | 0 | 0 | 0 | 0 | 0 | 0
PV | 0 | 0 | 0 | 0 | 0 | 0
PeakG | 0 | 0 | 0 | 0 | 0 | 0
PeakO | 0 | 0 | 0 | 0 | 0 | 0
ST | 0 | 0 | 0 | 0 | 0 | 0
STOG | 0 | 0 | 0 | 0 | 0 | 0
STWD | 0 | 0 | 0 | 0 | 0 | 0
WT | 0 | 0 | 0 | 0 | 0 | 0
IGCC | 0 | 0 | 0 | 0 | 0 | 0
DemandResponse | 0 | 0 | 0 | 0 | 0 | 0
IGCC-CCS | 0 | 0 | 0 | 0 | 0 | 0
WT_off | 0 | 0 | 0 | 0 | 0 | 0
PseudoUnit | 0 | 0 | 0 | 0 | 0 | 0
FixedInterchange | 0 | 0 | 0 | 0 | 0 | 0
Emission Cost by Reporting Type: NEISO
ReportingType | 2015 | 2020 | 2025 | 2030 | 2035 | 2040
BM | 0 | 0 | 0 | 0 | 0 | 0
CC | 0 | 0 | 0 | 0 | 0 | 0
CSP | 0 | 0 | 0 | 0 | 0 | 0
CT | 0 | 0 | 0 | 0 | 0 | 0
Coal | 0 | 0 | 0 | 0 | 0 | 0
Geo | 0 | 0 | 0 | 0 | 0 | 0
H | 0 | 0 | 0 | 0 | 0 | 0
LFG | 0 | 0 | 0 | 0 | 0 | 0
Nuc | 0 | 0 | 0 | 0 | 0 | 0
PS | 0 | 0 | 0 | 0 | 0 | 0
PV | 0 | 0 | 0 | 0 | 0 | 0
PeakG | 0 | 0 | 0 | 0 | 0 | 0
PeakO | 0 | 0 | 0 | 0 | 0 | 0
ST | 0 | 0 | 0 | 0 | 0 | 0
STOG | 0 | 0 | 0 | 0 | 0 | 0
STWD | 0 | 0 | 0 | 0 | 0 | 0
WT | 0 | 0 | 0 | 0 | 0 | 0
IGCC | 0 | 0 | 0 | 0 | 0 | 0
DemandResponse | 0 | 0 | 0 | 0 | 0 | 0
IGCC-CCS | 0 | 0 | 0 | 0 | 0 | 0
WT_off | 0 | 0 | 0 | 0 | 0 | 0
PseudoUnit | 0 | 0 | 0 | 0 | 0 | 0
FixedInterchange | 0 | 0 | 0 | 0 | 0 | 0
Emission Cost by Reporting Type: NonRTO_Midwest
ReportingType | 2015 | 2020 | 2025 | 2030 | 2035 | 2040
BM | 0 | 0 | 0 | 0 | 0 | 0
CC | 0 | 0 | 0 | 0 | 0 | 0
CSP | 0 | 0 | 0 | 0 | 0 | 0
CT | 0 | 0 | 0 | 0 | 0 | 0
Coal | 0 | 0 | 0 | 0 | 0 | 0
Geo | 0 | 0 | 0 | 0 | 0 | 0
H | 0 | 0 | 0 | 0 | 0 | 0
LFG | 0 | 0 | 0 | 0 | 0 | 0
Nuc | 0 | 0 | 0 | 0 | 0 | 0
PS | 0 | 0 | 0 | 0 | 0 | 0
PV | 0 | 0 | 0 | 0 | 0 | 0
PeakG | 0 | 0 | 0 | 0 | 0 | 0
PeakO | 0 | 0 | 0 | 0 | 0 | 0
ST | 0 | 0 | 0 | 0 | 0 | 0
STOG | 0 | 0 | 0 | 0 | 0 | 0
STWD | 0 | 0 | 0 | 0 | 0 | 0
WT | 0 | 0 | 0 | 0 | 0 | 0
IGCC | 0 | 0 | 0 | 0 | 0 | 0
DemandResponse | 0 | 0 | 0 | 0 | 0 | 0
IGCC-CCS | 0 | 0 | 0 | 0 | 0 | 0
WT_off | 0 | 0 | 0 | 0 | 0 | 0
PseudoUnit | 0 | 0 | 0 | 0 | 0 | 0
FixedInterchange | 0 | 0 | 0 | 0 | 0 | 0
Emission Cost by Reporting Type: NYISO_A-F
ReportingType | 2015 | 2020 | 2025 | 2030 | 2035 | 2040
BM | 0 | 0 | 0 | 0 | 0 | 0
CC | 0 | 0 | 0 | 0 | 0 | 0
CSP | 0 | 0 | 0 | 0 | 0 | 0
CT | 0 | 0 | 0 | 0 | 0 | 0
Coal | 0 | 0 | 0 | 0 | 0 | 0
Geo | 0 | 0 | 0 | 0 | 0 | 0
H | 0 | 0 | 0 | 0 | 0 | 0
LFG | 0 | 0 | 0 | 0 | 0 | 0
Nuc | 0 | 0 | 0 | 0 | 0 | 0
PS | 0 | 0 | 0 | 0 | 0 | 0
PV | 0 | 0 | 0 | 0 | 0 | 0
PeakG | 0 | 0 | 0 | 0 | 0 | 0
PeakO | 0 | 0 | 0 | 0 | 0 | 0
ST | 0 | 0 | 0 | 0 | 0 | 0
STOG | 0 | 0 | 0 | 0 | 0 | 0
STWD | 0 | 0 | 0 | 0 | 0 | 0
WT | 0 | 0 | 0 | 0 | 0 | 0
IGCC | 0 | 0 | 0 | 0 | 0 | 0
DemandResponse | 0 | 0 | 0 | 0 | 0 | 0
IGCC-CCS | 0 | 0 | 0 | 0 | 0 | 0
WT_off | 0 | 0 | 0 | 0 | 0 | 0
PseudoUnit | 0 | 0 | 0 | 0 | 0 | 0
FixedInterchange | 0 | 0 | 0 | 0 | 0 | 0
Emission Cost by Reporting Type: NYISO_G-I
ReportingType | 2015 | 2020 | 2025 | 2030 | 2035 | 2040
BM | 0 | 0 | 0 | 0 | 0 | 0
CC | 0 | 0 | 0 | 0 | 0 | 0
CSP | 0 | 0 | 0 | 0 | 0 | 0
CT | 0 | 0 | 0 | 0 | 0 | 0
Coal | 0 | 0 | 0 | 0 | 0 | 0
Geo | 0 | 0 | 0 | 0 | 0 | 0
H | 0 | 0 | 0 | 0 | 0 | 0
LFG | 0 | 0 | 0 | 0 | 0 | 0
Nuc | 0 | 0 | 0 | 0 | 0 | 0
PS | 0 | 0 | 0 | 0 | 0 | 0
PV | 0 | 0 | 0 | 0 | 0 | 0
PeakG | 0 | 0 | 0 | 0 | 0 | 0
PeakO | 0 | 0 | 0 | 0 | 0 | 0
ST | 0 | 0 | 0 | 0 | 0 | 0
STOG | 0 | 0 | 0 | 0 | 0 | 0
STWD | 0 | 0 | 0 | 0 | 0 | 0
WT | 0 | 0 | 0 | 0 | 0 | 0
IGCC | 0 | 0 | 0 | 0 | 0 | 0
DemandResponse | 0 | 0 | 0 | 0 | 0 | 0
IGCC-CCS | 0 | 0 | 0 | 0 | 0 | 0
WT_off | 0 | 0 | 0 | 0 | 0 | 0
PseudoUnit | 0 | 0 | 0 | 0 | 0 | 0
FixedInterchange | 0 | 0 | 0 | 0 | 0 | 0
Emission Cost by Reporting Type: NYISO_J-K
ReportingType | 2015 | 2020 | 2025 | 2030 | 2035 | 2040
BM | 0 | 0 | 0 | 0 | 0 | 0
CC | 0 | 0 | 0 | 0 | 0 | 0
CSP | 0 | 0 | 0 | 0 | 0 | 0
CT | 0 | 0 | 0 | 0 | 0 | 0
Coal | 0 | 0 | 0 | 0 | 0 | 0
Geo | 0 | 0 | 0 | 0 | 0 | 0
H | 0 | 0 | 0 | 0 | 0 | 0
LFG | 0 | 0 | 0 | 0 | 0 | 0
Nuc | 0 | 0 | 0 | 0 | 0 | 0
PS | 0 | 0 | 0 | 0 | 0 | 0
PV | 0 | 0 | 0 | 0 | 0 | 0
PeakG | 0 | 0 | 0 | 0 | 0 | 0
PeakO | 0 | 0 | 0 | 0 | 0 | 0
ST | 0 | 0 | 0 | 0 | 0 | 0
STOG | 0 | 0 | 0 | 0 | 0 | 0
STWD | 0 | 0 | 0 | 0 | 0 | 0
WT | 0 | 0 | 0 | 0 | 0 | 0
IGCC | 0 | 0 | 0 | 0 | 0 | 0
DemandResponse | 0 | 0 | 0 | 0 | 0 | 0
IGCC-CCS | 0 | 0 | 0 | 0 | 0 | 0
WT_off | 0 | 0 | 0 | 0 | 0 | 0
PseudoUnit | 0 | 0 | 0 | 0 | 0 | 0
FixedInterchange | 0 | 0 | 0 | 0 | 0 | 0
Emission Cost by Reporting Type: PJM_E
ReportingType | 2015 | 2020 | 2025 | 2030 | 2035 | 2040
BM | 0 | 0 | 0 | 0 | 0 | 0
CC | 0 | 0 | 0 | 0 | 0 | 0
CSP | 0 | 0 | 0 | 0 | 0 | 0
CT | 0 | 0 | 0 | 0 | 0 | 0
Coal | 0 | 0 | 0 | 0 | 0 | 0
Geo | 0 | 0 | 0 | 0 | 0 | 0
H | 0 | 0 | 0 | 0 | 0 | 0
LFG | 0 | 0 | 0 | 0 | 0 | 0
Nuc | 0 | 0 | 0 | 0 | 0 | 0
PS | 0 | 0 | 0 | 0 | 0 | 0
PV | 0 | 0 | 0 | 0 | 0 | 0
PeakG | 0 | 0 | 0 | 0 | 0 | 0
PeakO | 0 | 0 | 0 | 0 | 0 | 0
ST | 0 | 0 | 0 | 0 | 0 | 0
STOG | 0 | 0 | 0 | 0 | 0 | 0
STWD | 0 | 0 | 0 | 0 | 0 | 0
WT | 0 | 0 | 0 | 0 | 0 | 0
IGCC | 0 | 0 | 0 | 0 | 0 | 0
DemandResponse | 0 | 0 | 0 | 0 | 0 | 0
IGCC-CCS | 0 | 0 | 0 | 0 | 0 | 0
WT_off | 0 | 0 | 0 | 0 | 0 | 0
PseudoUnit | 0 | 0 | 0 | 0 | 0 | 0
FixedInterchange | 0 | 0 | 0 | 0 | 0 | 0
Emission Cost by Reporting Type: PJM_ROM
ReportingType | 2015 | 2020 | 2025 | 2030 | 2035 | 2040
BM | 0 | 0 | 0 | 0 | 0 | 0
CC | 0 | 0 | 0 | 0 | 0 | 0
CSP | 0 | 0 | 0 | 0 | 0 | 0
CT | 0 | 0 | 0 | 0 | 0 | 0
Coal | 0 | 0 | 0 | 0 | 0 | 0
Geo | 0 | 0 | 0 | 0 | 0 | 0
H | 0 | 0 | 0 | 0 | 0 | 0
LFG | 0 | 0 | 0 | 0 | 0 | 0
Nuc | 0 | 0 | 0 | 0 | 0 | 0
PS | 0 | 0 | 0 | 0 | 0 | 0
PV | 0 | 0 | 0 | 0 | 0 | 0
PeakG | 0 | 0 | 0 | 0 | 0 | 0
PeakO | 0 | 0 | 0 | 0 | 0 | 0
ST | 0 | 0 | 0 | 0 | 0 | 0
STOG | 0 | 0 | 0 | 0 | 0 | 0
STWD | 0 | 0 | 0 | 0 | 0 | 0
WT | 0 | 0 | 0 | 0 | 0 | 0
IGCC | 0 | 0 | 0 | 0 | 0 | 0
DemandResponse | 0 | 0 | 0 | 0 | 0 | 0
IGCC-CCS | 0 | 0 | 0 | 0 | 0 | 0
WT_off | 0 | 0 | 0 | 0 | 0 | 0
PseudoUnit | 0 | 0 | 0 | 0 | 0 | 0
FixedInterchange | 0 | 0 | 0 | 0 | 0 | 0
Emission Cost by Reporting Type: PJM_ROR
ReportingType | 2015 | 2020 | 2025 | 2030 | 2035 | 2040
BM | 0 | 0 | 0 | 0 | 0 | 0
CC | 0 | 0 | 0 | 0 | 0 | 0
CSP | 0 | 0 | 0 | 0 | 0 | 0
CT | 0 | 0 | 0 | 0 | 0 | 0
Coal | 0 | 0 | 0 | 0 | 0 | 0
Geo | 0 | 0 | 0 | 0 | 0 | 0
H | 0 | 0 | 0 | 0 | 0 | 0
LFG | 0 | 0 | 0 | 0 | 0 | 0
Nuc | 0 | 0 | 0 | 0 | 0 | 0
PS | 0 | 0 | 0 | 0 | 0 | 0
PV | 0 | 0 | 0 | 0 | 0 | 0
PeakG | 0 | 0 | 0 | 0 | 0 | 0
PeakO | 0 | 0 | 0 | 0 | 0 | 0
ST | 0 | 0 | 0 | 0 | 0 | 0
STOG | 0 | 0 | 0 | 0 | 0 | 0
STWD | 0 | 0 | 0 | 0 | 0 | 0
WT | 0 | 0 | 0 | 0 | 0 | 0
IGCC | 0 | 0 | 0 | 0 | 0 | 0
DemandResponse | 0 | 0 | 0 | 0 | 0 | 0
IGCC-CCS | 0 | 0 | 0 | 0 | 0 | 0
WT_off | 0 | 0 | 0 | 0 | 0 | 0
PseudoUnit | 0 | 0 | 0 | 0 | 0 | 0
FixedInterchange | 0 | 0 | 0 | 0 | 0 | 0
Emission Cost by Reporting Type: SOCO
ReportingType | 2015 | 2020 | 2025 | 2030 | 2035 | 2040
BM | 0 | 0 | 0 | 0 | 0 | 0
CC | 0 | 0 | 0 | 0 | 0 | 0
CSP | 0 | 0 | 0 | 0 | 0 | 0
CT | 0 | 0 | 0 | 0 | 0 | 0
Coal | 0 | 0 | 0 | 0 | 0 | 0
Geo | 0 | 0 | 0 | 0 | 0 | 0
H | 0 | 0 | 0 | 0 | 0 | 0
LFG | 0 | 0 | 0 | 0 | 0 | 0
Nuc | 0 | 0 | 0 | 0 | 0 | 0
PS | 0 | 0 | 0 | 0 | 0 | 0
PV | 0 | 0 | 0 | 0 | 0 | 0
PeakG | 0 | 0 | 0 | 0 | 0 | 0
PeakO | 0 | 0 | 0 | 0 | 0 | 0
ST | 0 | 0 | 0 | 0 | 0 | 0
STOG | 0 | 0 | 0 | 0 | 0 | 0
STWD | 0 | 0 | 0 | 0 | 0 | 0
WT | 0 | 0 | 0 | 0 | 0 | 0
IGCC | 0 | 0 | 0 | 0 | 0 | 0
DemandResponse | 0 | 0 | 0 | 0 | 0 | 0
IGCC-CCS | 0 | 0 | 0 | 0 | 0 | 0
WT_off | 0 | 0 | 0 | 0 | 0 | 0
PseudoUnit | 0 | 0 | 0 | 0 | 0 | 0
FixedInterchange | 0 | 0 | 0 | 0 | 0 | 0
Emission Cost by Reporting Type: SPP_N
ReportingType | 2015 | 2020 | 2025 | 2030 | 2035 | 2040
BM | 0 | 0 | 0 | 0 | 0 | 0
CC | 0 | 0 | 0 | 0 | 0 | 0
CSP | 0 | 0 | 0 | 0 | 0 | 0
CT | 0 | 0 | 0 | 0 | 0 | 0
Coal | 0 | 0 | 0 | 0 | 0 | 0
Geo | 0 | 0 | 0 | 0 | 0 | 0
H | 0 | 0 | 0 | 0 | 0 | 0
LFG | 0 | 0 | 0 | 0 | 0 | 0
Nuc | 0 | 0 | 0 | 0 | 0 | 0
PS | 0 | 0 | 0 | 0 | 0 | 0
PV | 0 | 0 | 0 | 0 | 0 | 0
PeakG | 0 | 0 | 0 | 0 | 0 | 0
PeakO | 0 | 0 | 0 | 0 | 0 | 0
ST | 0 | 0 | 0 | 0 | 0 | 0
STOG | 0 | 0 | 0 | 0 | 0 | 0
STWD | 0 | 0 | 0 | 0 | 0 | 0
WT | 0 | 0 | 0 | 0 | 0 | 0
IGCC | 0 | 0 | 0 | 0 | 0 | 0
DemandResponse | 0 | 0 | 0 | 0 | 0 | 0
IGCC-CCS | 0 | 0 | 0 | 0 | 0 | 0
WT_off | 0 | 0 | 0 | 0 | 0 | 0
PseudoUnit | 0 | 0 | 0 | 0 | 0 | 0
FixedInterchange | 0 | 0 | 0 | 0 | 0 | 0
Emission Cost by Reporting Type: SPP_S
ReportingType | 2015 | 2020 | 2025 | 2030 | 2035 | 2040
BM | 0 | 0 | 0 | 0 | 0 | 0
CC | 0 | 0 | 0 | 0 | 0 | 0
CSP | 0 | 0 | 0 | 0 | 0 | 0
CT | 0 | 0 | 0 | 0 | 0 | 0
Coal | 0 | 0 | 0 | 0 | 0 | 0
Geo | 0 | 0 | 0 | 0 | 0 | 0
H | 0 | 0 | 0 | 0 | 0 | 0
LFG | 0 | 0 | 0 | 0 | 0 | 0
Nuc | 0 | 0 | 0 | 0 | 0 | 0
PS | 0 | 0 | 0 | 0 | 0 | 0
PV | 0 | 0 | 0 | 0 | 0 | 0
PeakG | 0 | 0 | 0 | 0 | 0 | 0
PeakO | 0 | 0 | 0 | 0 | 0 | 0
ST | 0 | 0 | 0 | 0 | 0 | 0
STOG | 0 | 0 | 0 | 0 | 0 | 0
STWD | 0 | 0 | 0 | 0 | 0 | 0
WT | 0 | 0 | 0 | 0 | 0 | 0
IGCC | 0 | 0 | 0 | 0 | 0 | 0
DemandResponse | 0 | 0 | 0 | 0 | 0 | 0
IGCC-CCS | 0 | 0 | 0 | 0 | 0 | 0
WT_off | 0 | 0 | 0 | 0 | 0 | 0
PseudoUnit | 0 | 0 | 0 | 0 | 0 | 0
FixedInterchange | 0 | 0 | 0 | 0 | 0 | 0
Emission Cost by Reporting Type: TVA
ReportingType | 2015 | 2020 | 2025 | 2030 | 2035 | 2040
BM | 0 | 0 | 0 | 0 | 0 | 0
CC | 0 | 0 | 0 | 0 | 0 | 0
CSP | 0 | 0 | 0 | 0 | 0 | 0
CT | 0 | 0 | 0 | 0 | 0 | 0
Coal | 0 | 0 | 0 | 0 | 0 | 0
Geo | 0 | 0 | 0 | 0 | 0 | 0
H | 0 | 0 | 0 | 0 | 0 | 0
LFG | 0 | 0 | 0 | 0 | 0 | 0
Nuc | 0 | 0 | 0 | 0 | 0 | 0
PS | 0 | 0 | 0 | 0 | 0 | 0
PV | 0 | 0 | 0 | 0 | 0 | 0
PeakG | 0 | 0 | 0 | 0 | 0 | 0
PeakO | 0 | 0 | 0 | 0 | 0 | 0
ST | 0 | 0 | 0 | 0 | 0 | 0
STOG | 0 | 0 | 0 | 0 | 0 | 0
STWD | 0 | 0 | 0 | 0 | 0 | 0
WT | 0 | 0 | 0 | 0 | 0 | 0
IGCC | 0 | 0 | 0 | 0 | 0 | 0
DemandResponse | 0 | 0 | 0 | 0 | 0 | 0
IGCC-CCS | 0 | 0 | 0 | 0 | 0 | 0
WT_off | 0 | 0 | 0 | 0 | 0 | 0
PseudoUnit | 0 | 0 | 0 | 0 | 0 | 0
FixedInterchange | 0 | 0 | 0 | 0 | 0 | 0
Emission Cost by Reporting Type: TVA_Transmission
ReportingType | 2015 | 2020 | 2025 | 2030 | 2035 | 2040
BM | 0 | 0 | 0 | 0 | 0 | 0
CC | 0 | 0 | 0 | 0 | 0 | 0
CSP | 0 | 0 | 0 | 0 | 0 | 0
CT | 0 | 0 | 0 | 0 | 0 | 0
Coal | 0 | 0 | 0 | 0 | 0 | 0
Geo | 0 | 0 | 0 | 0 | 0 | 0
H | 0 | 0 | 0 | 0 | 0 | 0
LFG | 0 | 0 | 0 | 0 | 0 | 0
Nuc | 0 | 0 | 0 | 0 | 0 | 0
PS | 0 | 0 | 0 | 0 | 0 | 0
PV | 0 | 0 | 0 | 0 | 0 | 0
PeakG | 0 | 0 | 0 | 0 | 0 | 0
PeakO | 0 | 0 | 0 | 0 | 0 | 0
ST | 0 | 0 | 0 | 0 | 0 | 0
STOG | 0 | 0 | 0 | 0 | 0 | 0
STWD | 0 | 0 | 0 | 0 | 0 | 0
WT | 0 | 0 | 0 | 0 | 0 | 0
IGCC | 0 | 0 | 0 | 0 | 0 | 0
DemandResponse | 0 | 0 | 0 | 0 | 0 | 0
IGCC-CCS | 0 | 0 | 0 | 0 | 0 | 0
WT_off | 0 | 0 | 0 | 0 | 0 | 0
PseudoUnit | 0 | 0 | 0 | 0 | 0 | 0
FixedInterchange | 0 | 0 | 0 | 0 | 0 | 0
Emission Cost by Reporting Type: VACAR
ReportingType | 2015 | 2020 | 2025 | 2030 | 2035 | 2040
BM | 0 | 0 | 0 | 0 | 0 | 0
CC | 0 | 0 | 0 | 0 | 0 | 0
CSP | 0 | 0 | 0 | 0 | 0 | 0
CT | 0 | 0 | 0 | 0 | 0 | 0
Coal | 0 | 0 | 0 | 0 | 0 | 0
Geo | 0 | 0 | 0 | 0 | 0 | 0
H | 0 | 0 | 0 | 0 | 0 | 0
LFG | 0 | 0 | 0 | 0 | 0 | 0
Nuc | 0 | 0 | 0 | 0 | 0 | 0
PS | 0 | 0 | 0 | 0 | 0 | 0
PV | 0 | 0 | 0 | 0 | 0 | 0
PeakG | 0 | 0 | 0 | 0 | 0 | 0
PeakO | 0 | 0 | 0 | 0 | 0 | 0
ST | 0 | 0 | 0 | 0 | 0 | 0
STOG | 0 | 0 | 0 | 0 | 0 | 0
STWD | 0 | 0 | 0 | 0 | 0 | 0
WT | 0 | 0 | 0 | 0 | 0 | 0
IGCC | 0 | 0 | 0 | 0 | 0 | 0
DemandResponse | 0 | 0 | 0 | 0 | 0 | 0
IGCC-CCS | 0 | 0 | 0 | 0 | 0 | 0
WT_off | 0 | 0 | 0 | 0 | 0 | 0
PseudoUnit | 0 | 0 | 0 | 0 | 0 | 0
FixedInterchange | 0 | 0 | 0 | 0 | 0 | 0
Emission Cost by Reporting Type: IESO
ReportingType | 2015 | 2020 | 2025 | 2030 | 2035 | 2040
BM | 0 | 0 | 0 | 0 | 0 | 0
CC | 0 | 0 | 0 | 0 | 0 | 0
CSP | 0 | 0 | 0 | 0 | 0 | 0
CT | 0 | 0 | 0 | 0 | 0 | 0
Coal | 0 | 0 | 0 | 0 | 0 | 0
Geo | 0 | 0 | 0 | 0 | 0 | 0
H | 0 | 0 | 0 | 0 | 0 | 0
LFG | 0 | 0 | 0 | 0 | 0 | 0
Nuc | 0 | 0 | 0 | 0 | 0 | 0
PS | 0 | 0 | 0 | 0 | 0 | 0
PV | 0 | 0 | 0 | 0 | 0 | 0
PeakG | 0 | 0 | 0 | 0 | 0 | 0
PeakO | 0 | 0 | 0 | 0 | 0 | 0
ST | 0 | 0 | 0 | 0 | 0 | 0
STOG | 0 | 0 | 0 | 0 | 0 | 0
STWD | 0 | 0 | 0 | 0 | 0 | 0
WT | 0 | 0 | 0 | 0 | 0 | 0
IGCC | 0 | 0 | 0 | 0 | 0 | 0
DemandResponse | 0 | 0 | 0 | 0 | 0 | 0
IGCC-CCS | 0 | 0 | 0 | 0 | 0 | 0
WT_off | 0 | 0 | 0 | 0 | 0 | 0
PseudoUnit | 0 | 0 | 0 | 0 | 0 | 0
FixedInterchange | 0 | 0 | 0 | 0 | 0 | 0
Emission Cost by Reporting Type: MAPP_CA
ReportingType | 2015 | 2020 | 2025 | 2030 | 2035 | 2040
BM | 0 | 0 | 0 | 0 | 0 | 0
CC | 0 | 0 | 0 | 0 | 0 | 0
CSP | 0 | 0 | 0 | 0 | 0 | 0
CT | 0 | 0 | 0 | 0 | 0 | 0
Coal | 0 | 0 | 0 | 0 | 0 | 0
Geo | 0 | 0 | 0 | 0 | 0 | 0
H | 0 | 0 | 0 | 0 | 0 | 0
LFG | 0 | 0 | 0 | 0 | 0 | 0
Nuc | 0 | 0 | 0 | 0 | 0 | 0
PS | 0 | 0 | 0 | 0 | 0 | 0
PV | 0 | 0 | 0 | 0 | 0 | 0
PeakG | 0 | 0 | 0 | 0 | 0 | 0
PeakO | 0 | 0 | 0 | 0 | 0 | 0
ST | 0 | 0 | 0 | 0 | 0 | 0
STOG | 0 | 0 | 0 | 0 | 0 | 0
STWD | 0 | 0 | 0 | 0 | 0 | 0
WT | 0 | 0 | 0 | 0 | 0 | 0
IGCC | 0 | 0 | 0 | 0 | 0 | 0
DemandResponse | 0 | 0 | 0 | 0 | 0 | 0
IGCC-CCS | 0 | 0 | 0 | 0 | 0 | 0
WT_off | 0 | 0 | 0 | 0 | 0 | 0
PseudoUnit | 0 | 0 | 0 | 0 | 0 | 0
FixedInterchange | 0 | 0 | 0 | 0 | 0 | 0
Emission Cost by Reporting Type: AZ_NM_SNV_Coal
ReportingType | 2015 | 2020 | 2025 | 2030 | 2035 | 2040
BM | 0 | 0 | 0 | 0 | 0 | 0
CC | 0 | 0 | 0 | 0 | 0 | 0
CSP | 0 | 0 | 0 | 0 | 0 | 0
CT | 0 | 0 | 0 | 0 | 0 | 0
Coal | 0 | 0 | 0 | 0 | 0 | 0
Geo | 0 | 0 | 0 | 0 | 0 | 0
H | 0 | 0 | 0 | 0 | 0 | 0
LFG | 0 | 0 | 0 | 0 | 0 | 0
Nuc | 0 | 0 | 0 | 0 | 0 | 0
PS | 0 | 0 | 0 | 0 | 0 | 0
PV | 0 | 0 | 0 | 0 | 0 | 0
PeakG | 0 | 0 | 0 | 0 | 0 | 0
PeakO | 0 | 0 | 0 | 0 | 0 | 0
ST | 0 | 0 | 0 | 0 | 0 | 0
STOG | 0 | 0 | 0 | 0 | 0 | 0
STWD | 0 | 0 | 0 | 0 | 0 | 0
WT | 0 | 0 | 0 | 0 | 0 | 0
IGCC | 0 | 0 | 0 | 0 | 0 | 0
DemandResponse | 0 | 0 | 0 | 0 | 0 | 0
IGCC-CCS | 0 | 0 | 0 | 0 | 0 | 0
WT_off | 0 | 0 | 0 | 0 | 0 | 0
PseudoUnit | 0 | 0 | 0 | 0 | 0 | 0
FixedInterchange | 0 | 0 | 0 | 0 | 0 | 0
Emission Cost by Reporting Type: AZ_NM_SNV_Gas
ReportingType | 2015 | 2020 | 2025 | 2030 | 2035 | 2040
BM | 0 | 0 | 0 | 0 | 0 | 0
CC | 0 | 0 | 0 | 0 | 0 | 0
CSP | 0 | 0 | 0 | 0 | 0 | 0
CT | 0 | 0 | 0 | 0 | 0 | 0
Coal | 0 | 0 | 0 | 0 | 0 | 0
Geo | 0 | 0 | 0 | 0 | 0 | 0
H | 0 | 0 | 0 | 0 | 0 | 0
LFG | 0 | 0 | 0 | 0 | 0 | 0
Nuc | 0 | 0 | 0 | 0 | 0 | 0
PS | 0 | 0 | 0 | 0 | 0 | 0
PV | 0 | 0 | 0 | 0 | 0 | 0
PeakG | 0 | 0 | 0 | 0 | 0 | 0
PeakO | 0 | 0 | 0 | 0 | 0 | 0
ST | 0 | 0 | 0 | 0 | 0 | 0
STOG | 0 | 0 | 0 | 0 | 0 | 0
STWD | 0 | 0 | 0 | 0 | 0 | 0
WT | 0 | 0 | 0 | 0 | 0 | 0
IGCC | 0 | 0 | 0 | 0 | 0 | 0
DemandResponse | 0 | 0 | 0 | 0 | 0 | 0
IGCC-CCS | 0 | 0 | 0 | 0 | 0 | 0
WT_off | 0 | 0 | 0 | 0 | 0 | 0
PseudoUnit | 0 | 0 | 0 | 0 | 0 | 0
FixedInterchange | 0 | 0 | 0 | 0 | 0 | 0
Emission Cost by Reporting Type: AZ_NM_SNV_NucRenew
ReportingType | 2015 | 2020 | 2025 | 2030 | 2035 | 2040
BM | 0 | 0 | 0 | 0 | 0 | 0
CC | 0 | 0 | 0 | 0 | 0 | 0
CSP | 0 | 0 | 0 | 0 | 0 | 0
CT | 0 | 0 | 0 | 0 | 0 | 0
Coal | 0 | 0 | 0 | 0 | 0 | 0
Geo | 0 | 0 | 0 | 0 | 0 | 0
H | 0 | 0 | 0 | 0 | 0 | 0
LFG | 0 | 0 | 0 | 0 | 0 | 0
Nuc | 0 | 0 | 0 | 0 | 0 | 0
PS | 0 | 0 | 0 | 0 | 0 | 0
PV | 0 | 0 | 0 | 0 | 0 | 0
PeakG | 0 | 0 | 0 | 0 | 0 | 0
PeakO | 0 | 0 | 0 | 0 | 0 | 0
ST | 0 | 0 | 0 | 0 | 0 | 0
STOG | 0 | 0 | 0 | 0 | 0 | 0
STWD | 0 | 0 | 0 | 0 | 0 | 0
WT | 0 | 0 | 0 | 0 | 0 | 0
IGCC | 0 | 0 | 0 | 0 | 0 | 0
DemandResponse | 0 | 0 | 0 | 0 | 0 | 0
IGCC-CCS | 0 | 0 | 0 | 0 | 0 | 0
WT_off | 0 | 0 | 0 | 0 | 0 | 0
PseudoUnit | 0 | 0 | 0 | 0 | 0 | 0
FixedInterchange | 0 | 0 | 0 | 0 | 0 | 0
Emission Cost by Reporting Type: ERCOT
ReportingType | 2015 | 2020 | 2025 | 2030 | 2035 | 2040
BM | 0 | 0 | 0 | 0 | 0 | 0
CC | 0 | 0 | 0 | 0 | 0 | 0
CSP | 0 | 0 | 0 | 0 | 0 | 0
CT | 0 | 0 | 0 | 0 | 0 | 0
Coal | 0 | 0 | 0 | 0 | 0 | 0
Geo | 0 | 0 | 0 | 0 | 0 | 0
H | 0 | 0 | 0 | 0 | 0 | 0
LFG | 0 | 0 | 0 | 0 | 0 | 0
Nuc | 0 | 0 | 0 | 0 | 0 | 0
PS | 0 | 0 | 0 | 0 | 0 | 0
PV | 0 | 0 | 0 | 0 | 0 | 0
PeakG | 0 | 0 | 0 | 0 | 0 | 0
PeakO | 0 | 0 | 0 | 0 | 0 | 0
ST | 0 | 0 | 0 | 0 | 0 | 0
STOG | 0 | 0 | 0 | 0 | 0 | 0
STWD | 0 | 0 | 0 | 0 | 0 | 0
WT | 0 | 0 | 0 | 0 | 0 | 0
IGCC | 0 | 0 | 0 | 0 | 0 | 0
DemandResponse | 0 | 0 | 0 | 0 | 0 | 0
IGCC-CCS | 0 | 0 | 0 | 0 | 0 | 0
WT_off | 0 | 0 | 0 | 0 | 0 | 0
PseudoUnit | 0 | 0 | 0 | 0 | 0 | 0
FixedInterchange | 0 | 0 | 0 | 0 | 0 | 0
Emission Cost by Reporting Type: NP15
ReportingType | 2015 | 2020 | 2025 | 2030 | 2035 | 2040
BM | 0 | 0 | 0 | 0 | 0 | 0
CC | 0 | 0 | 0 | 0 | 0 | 0
CSP | 0 | 0 | 0 | 0 | 0 | 0
CT | 0 | 0 | 0 | 0 | 0 | 0
Coal | 0 | 0 | 0 | 0 | 0 | 0
Geo | 0 | 0 | 0 | 0 | 0 | 0
H | 0 | 0 | 0 | 0 | 0 | 0
LFG | 0 | 0 | 0 | 0 | 0 | 0
Nuc | 0 | 0 | 0 | 0 | 0 | 0
PS | 0 | 0 | 0 | 0 | 0 | 0
PV | 0 | 0 | 0 | 0 | 0 | 0
PeakG | 0 | 0 | 0 | 0 | 0 | 0
PeakO | 0 | 0 | 0 | 0 | 0 | 0
ST | 0 | 0 | 0 | 0 | 0 | 0
STOG | 0 | 0 | 0 | 0 | 0 | 0
STWD | 0 | 0 | 0 | 0 | 0 | 0
WT | 0 | 0 | 0 | 0 | 0 | 0
IGCC | 0 | 0 | 0 | 0 | 0 | 0
DemandResponse | 0 | 0 | 0 | 0 | 0 | 0
IGCC-CCS | 0 | 0 | 0 | 0 | 0 | 0
WT_off | 0 | 0 | 0 | 0 | 0 | 0
PseudoUnit | 0 | 0 | 0 | 0 | 0 | 0
FixedInterchange | 0 | 0 | 0 | 0 | 0 | 0
Emission Cost by Reporting Type: NWPP_Coal
ReportingType | 2015 | 2020 | 2025 | 2030 | 2035 | 2040
BM | 0 | 0 | 0 | 0 | 0 | 0
CC | 0 | 0 | 0 | 0 | 0 | 0
CSP | 0 | 0 | 0 | 0 | 0 | 0
CT | 0 | 0 | 0 | 0 | 0 | 0
Coal | 0 | 0 | 0 | 0 | 0 | 0
Geo | 0 | 0 | 0 | 0 | 0 | 0
H | 0 | 0 | 0 | 0 | 0 | 0
LFG | 0 | 0 | 0 | 0 | 0 | 0
Nuc | 0 | 0 | 0 | 0 | 0 | 0
PS | 0 | 0 | 0 | 0 | 0 | 0
PV | 0 | 0 | 0 | 0 | 0 | 0
PeakG | 0 | 0 | 0 | 0 | 0 | 0
PeakO | 0 | 0 | 0 | 0 | 0 | 0
ST | 0 | 0 | 0 | 0 | 0 | 0
STOG | 0 | 0 | 0 | 0 | 0 | 0
STWD | 0 | 0 | 0 | 0 | 0 | 0
WT | 0 | 0 | 0 | 0 | 0 | 0
IGCC | 0 | 0 | 0 | 0 | 0 | 0
DemandResponse | 0 | 0 | 0 | 0 | 0 | 0
IGCC-CCS | 0 | 0 | 0 | 0 | 0 | 0
WT_off | 0 | 0 | 0 | 0 | 0 | 0
PseudoUnit | 0 | 0 | 0 | 0 | 0 | 0
FixedInterchange | 0 | 0 | 0 | 0 | 0 | 0
Emission Cost by Reporting Type: NWPP_Gas
ReportingType | 2015 | 2020 | 2025 | 2030 | 2035 | 2040
BM | 0 | 0 | 0 | 0 | 0 | 0
CC | 0 | 0 | 0 | 0 | 0 | 0
CSP | 0 | 0 | 0 | 0 | 0 | 0
CT | 0 | 0 | 0 | 0 | 0 | 0
Coal | 0 | 0 | 0 | 0 | 0 | 0
Geo | 0 | 0 | 0 | 0 | 0 | 0
H | 0 | 0 | 0 | 0 | 0 | 0
LFG | 0 | 0 | 0 | 0 | 0 | 0
Nuc | 0 | 0 | 0 | 0 | 0 | 0
PS | 0 | 0 | 0 | 0 | 0 | 0
PV | 0 | 0 | 0 | 0 | 0 | 0
PeakG | 0 | 0 | 0 | 0 | 0 | 0
PeakO | 0 | 0 | 0 | 0 | 0 | 0
ST | 0 | 0 | 0 | 0 | 0 | 0
STOG | 0 | 0 | 0 | 0 | 0 | 0
STWD | 0 | 0 | 0 | 0 | 0 | 0
WT | 0 | 0 | 0 | 0 | 0 | 0
IGCC | 0 | 0 | 0 | 0 | 0 | 0
DemandResponse | 0 | 0 | 0 | 0 | 0 | 0
IGCC-CCS | 0 | 0 | 0 | 0 | 0 | 0
WT_off | 0 | 0 | 0 | 0 | 0 | 0
PseudoUnit | 0 | 0 | 0 | 0 | 0 | 0
FixedInterchange | 0 | 0 | 0 | 0 | 0 | 0
Emission Cost by Reporting Type: NWPP_NucRenew
ReportingType | 2015 | 2020 | 2025 | 2030 | 2035 | 2040
BM | 0 | 0 | 0 | 0 | 0 | 0
CC | 0 | 0 | 0 | 0 | 0 | 0
CSP | 0 | 0 | 0 | 0 | 0 | 0
CT | 0 | 0 | 0 | 0 | 0 | 0
Coal | 0 | 0 | 0 | 0 | 0 | 0
Geo | 0 | 0 | 0 | 0 | 0 | 0
H | 0 | 0 | 0 | 0 | 0 | 0
LFG | 0 | 0 | 0 | 0 | 0 | 0
Nuc | 0 | 0 | 0 | 0 | 0 | 0
PS | 0 | 0 | 0 | 0 | 0 | 0
PV | 0 | 0 | 0 | 0 | 0 | 0
PeakG | 0 | 0 | 0 | 0 | 0 | 0
PeakO | 0 | 0 | 0 | 0 | 0 | 0
ST | 0 | 0 | 0 | 0 | 0 | 0
STOG | 0 | 0 | 0 | 0 | 0 | 0
STWD | 0 | 0 | 0 | 0 | 0 | 0
WT | 0 | 0 | 0 | 0 | 0 | 0
IGCC | 0 | 0 | 0 | 0 | 0 | 0
DemandResponse | 0 | 0 | 0 | 0 | 0 | 0
IGCC-CCS | 0 | 0 | 0 | 0 | 0 | 0
WT_off | 0 | 0 | 0 | 0 | 0 | 0
PseudoUnit | 0 | 0 | 0 | 0 | 0 | 0
FixedInterchange | 0 | 0 | 0 | 0 | 0 | 0
Emission Cost by Reporting Type: RMPA
ReportingType | 2015 | 2020 | 2025 | 2030 | 2035 | 2040
BM | 0 | 0 | 0 | 0 | 0 | 0
CC | 0 | 0 | 0 | 0 | 0 | 0
CSP | 0 | 0 | 0 | 0 | 0 | 0
CT | 0 | 0 | 0 | 0 | 0 | 0
Coal | 0 | 0 | 0 | 0 | 0 | 0
Geo | 0 | 0 | 0 | 0 | 0 | 0
H | 0 | 0 | 0 | 0 | 0 | 0
LFG | 0 | 0 | 0 | 0 | 0 | 0
Nuc | 0 | 0 | 0 | 0 | 0 | 0
PS | 0 | 0 | 0 | 0 | 0 | 0
PV | 0 | 0 | 0 | 0 | 0 | 0
PeakG | 0 | 0 | 0 | 0 | 0 | 0
PeakO | 0 | 0 | 0 | 0 | 0 | 0
ST | 0 | 0 | 0 | 0 | 0 | 0
STOG | 0 | 0 | 0 | 0 | 0 | 0
STWD | 0 | 0 | 0 | 0 | 0 | 0
WT | 0 | 0 | 0 | 0 | 0 | 0
IGCC | 0 | 0 | 0 | 0 | 0 | 0
DemandResponse | 0 | 0 | 0 | 0 | 0 | 0
IGCC-CCS | 0 | 0 | 0 | 0 | 0 | 0
WT_off | 0 | 0 | 0 | 0 | 0 | 0
PseudoUnit | 0 | 0 | 0 | 0 | 0 | 0
FixedInterchange | 0 | 0 | 0 | 0 | 0 | 0
Emission Cost by Reporting Type: SP15
ReportingType | 2015 | 2020 | 2025 | 2030 | 2035 | 2040
BM | 0 | 0 | 0 | 0 | 0 | 0
CC | 0 | 0 | 0 | 0 | 0 | 0
CSP | 0 | 0 | 0 | 0 | 0 | 0
CT | 0 | 0 | 0 | 0 | 0 | 0
Coal | 0 | 0 | 0 | 0 | 0 | 0
Geo | 0 | 0 | 0 | 0 | 0 | 0
H | 0 | 0 | 0 | 0 | 0 | 0
LFG | 0 | 0 | 0 | 0 | 0 | 0
Nuc | 0 | 0 | 0 | 0 | 0 | 0
PS | 0 | 0 | 0 | 0 | 0 | 0
PV | 0 | 0 | 0 | 0 | 0 | 0
PeakG | 0 | 0 | 0 | 0 | 0 | 0
PeakO | 0 | 0 | 0 | 0 | 0 | 0
ST | 0 | 0 | 0 | 0 | 0 | 0
STOG | 0 | 0 | 0 | 0 | 0 | 0
STWD | 0 | 0 | 0 | 0 | 0 | 0
WT | 0 | 0 | 0 | 0 | 0 | 0
IGCC | 0 | 0 | 0 | 0 | 0 | 0
DemandResponse | 0 | 0 | 0 | 0 | 0 | 0
IGCC-CCS | 0 | 0 | 0 | 0 | 0 | 0
WT_off | 0 | 0 | 0 | 0 | 0 | 0
PseudoUnit | 0 | 0 | 0 | 0 | 0 | 0
FixedInterchange | 0 | 0 | 0 | 0 | 0 | 0
Emission Cost by Reporting Type: ALB
ReportingType | 2015 | 2020 | 2025 | 2030 | 2035 | 2040
BM | 0 | 0 | 0 | 0 | 0 | 0
CC | 0 | 0 | 0 | 0 | 0 | 0
CSP | 0 | 0 | 0 | 0 | 0 | 0
CT | 0 | 0 | 0 | 0 | 0 | 0
Coal | 0 | 0 | 0 | 0 | 0 | 0
Geo | 0 | 0 | 0 | 0 | 0 | 0
H | 0 | 0 | 0 | 0 | 0 | 0
LFG | 0 | 0 | 0 | 0 | 0 | 0
Nuc | 0 | 0 | 0 | 0 | 0 | 0
PS | 0 | 0 | 0 | 0 | 0 | 0
PV | 0 | 0 | 0 | 0 | 0 | 0
PeakG | 0 | 0 | 0 | 0 | 0 | 0
PeakO | 0 | 0 | 0 | 0 | 0 | 0
ST | 0 | 0 | 0 | 0 | 0 | 0
STOG | 0 | 0 | 0 | 0 | 0 | 0
STWD | 0 | 0 | 0 | 0 | 0 | 0
WT | 0 | 0 | 0 | 0 | 0 | 0
IGCC | 0 | 0 | 0 | 0 | 0 | 0
DemandResponse | 0 | 0 | 0 | 0 | 0 | 0
IGCC-CCS | 0 | 0 | 0 | 0 | 0 | 0
WT_off | 0 | 0 | 0 | 0 | 0 | 0
PseudoUnit | 0 | 0 | 0 | 0 | 0 | 0
FixedInterchange | 0 | 0 | 0 | 0 | 0 | 0
Emission Cost by Reporting Type: BC
ReportingType | 2015 | 2020 | 2025 | 2030 | 2035 | 2040
BM | 0 | 0 | 0 | 0 | 0 | 0
CC | 0 | 0 | 0 | 0 | 0 | 0
CSP | 0 | 0 | 0 | 0 | 0 | 0
CT | 0 | 0 | 0 | 0 | 0 | 0
Coal | 0 | 0 | 0 | 0 | 0 | 0
Geo | 0 | 0 | 0 | 0 | 0 | 0
H | 0 | 0 | 0 | 0 | 0 | 0
LFG | 0 | 0 | 0 | 0 | 0 | 0
Nuc | 0 | 0 | 0 | 0 | 0 | 0
PS | 0 | 0 | 0 | 0 | 0 | 0
PV | 0 | 0 | 0 | 0 | 0 | 0
PeakG | 0 | 0 | 0 | 0 | 0 | 0
PeakO | 0 | 0 | 0 | 0 | 0 | 0
ST | 0 | 0 | 0 | 0 | 0 | 0
STOG | 0 | 0 | 0 | 0 | 0 | 0
STWD | 0 | 0 | 0 | 0 | 0 | 0
WT | 0 | 0 | 0 | 0 | 0 | 0
IGCC | 0 | 0 | 0 | 0 | 0 | 0
DemandResponse | 0 | 0 | 0 | 0 | 0 | 0
IGCC-CCS | 0 | 0 | 0 | 0 | 0 | 0
WT_off | 0 | 0 | 0 | 0 | 0 | 0
PseudoUnit | 0 | 0 | 0 | 0 | 0 | 0
FixedInterchange | 0 | 0 | 0 | 0 | 0 | 0
Emission Cost by Reporting Type: HQ_IESO
ReportingType | 2015 | 2020 | 2025 | 2030 | 2035 | 2040
BM | 0 | 0 | 0 | 0 | 0 | 0
CC | 0 | 0 | 0 | 0 | 0 | 0
CSP | 0 | 0 | 0 | 0 | 0 | 0
CT | 0 | 0 | 0 | 0 | 0 | 0
Coal | 0 | 0 | 0 | 0 | 0 | 0
Geo | 0 | 0 | 0 | 0 | 0 | 0
H | 0 | 0 | 0 | 0 | 0 | 0
LFG | 0 | 0 | 0 | 0 | 0 | 0
Nuc | 0 | 0 | 0 | 0 | 0 | 0
PS | 0 | 0 | 0 | 0 | 0 | 0
PV | 0 | 0 | 0 | 0 | 0 | 0
PeakG | 0 | 0 | 0 | 0 | 0 | 0
PeakO | 0 | 0 | 0 | 0 | 0 | 0
ST | 0 | 0 | 0 | 0 | 0 | 0
STOG | 0 | 0 | 0 | 0 | 0 | 0
STWD | 0 | 0 | 0 | 0 | 0 | 0
WT | 0 | 0 | 0 | 0 | 0 | 0
IGCC | 0 | 0 | 0 | 0 | 0 | 0
DemandResponse | 0 | 0 | 0 | 0 | 0 | 0
IGCC-CCS | 0 | 0 | 0 | 0 | 0 | 0
WT_off | 0 | 0 | 0 | 0 | 0 | 0
PseudoUnit | 0 | 0 | 0 | 0 | 0 | 0
FixedInterchange | 0 | 0 | 0 | 0 | 0 | 0
Emission Cost by Reporting Type: HQ_NEISO
ReportingType | 2015 | 2020 | 2025 | 2030 | 2035 | 2040
BM | 0 | 0 | 0 | 0 | 0 | 0
CC | 0 | 0 | 0 | 0 | 0 | 0
CSP | 0 | 0 | 0 | 0 | 0 | 0
CT | 0 | 0 | 0 | 0 | 0 | 0
Coal | 0 | 0 | 0 | 0 | 0 | 0
Geo | 0 | 0 | 0 | 0 | 0 | 0
H | 0 | 0 | 0 | 0 | 0 | 0
LFG | 0 | 0 | 0 | 0 | 0 | 0
Nuc | 0 | 0 | 0 | 0 | 0 | 0
PS | 0 | 0 | 0 | 0 | 0 | 0
PV | 0 | 0 | 0 | 0 | 0 | 0
PeakG | 0 | 0 | 0 | 0 | 0 | 0
PeakO | 0 | 0 | 0 | 0 | 0 | 0
ST | 0 | 0 | 0 | 0 | 0 | 0
STOG | 0 | 0 | 0 | 0 | 0 | 0
STWD | 0 | 0 | 0 | 0 | 0 | 0
WT | 0 | 0 | 0 | 0 | 0 | 0
IGCC | 0 | 0 | 0 | 0 | 0 | 0
DemandResponse | 0 | 0 | 0 | 0 | 0 | 0
IGCC-CCS | 0 | 0 | 0 | 0 | 0 | 0
WT_off | 0 | 0 | 0 | 0 | 0 | 0
PseudoUnit | 0 | 0 | 0 | 0 | 0 | 0
FixedInterchange | 0 | 0 | 0 | 0 | 0 | 0
Emission Cost by Reporting Type: HQ_NY
ReportingType | 2015 | 2020 | 2025 | 2030 | 2035 | 2040
BM | 0 | 0 | 0 | 0 | 0 | 0
CC | 0 | 0 | 0 | 0 | 0 | 0
CSP | 0 | 0 | 0 | 0 | 0 | 0
CT | 0 | 0 | 0 | 0 | 0 | 0
Coal | 0 | 0 | 0 | 0 | 0 | 0
Geo | 0 | 0 | 0 | 0 | 0 | 0
H | 0 | 0 | 0 | 0 | 0 | 0
LFG | 0 | 0 | 0 | 0 | 0 | 0
Nuc | 0 | 0 | 0 | 0 | 0 | 0
PS | 0 | 0 | 0 | 0 | 0 | 0
PV | 0 | 0 | 0 | 0 | 0 | 0
PeakG | 0 | 0 | 0 | 0 | 0 | 0
PeakO | 0 | 0 | 0 | 0 | 0 | 0
ST | 0 | 0 | 0 | 0 | 0 | 0
STOG | 0 | 0 | 0 | 0 | 0 | 0
STWD | 0 | 0 | 0 | 0 | 0 | 0
WT | 0 | 0 | 0 | 0 | 0 | 0
IGCC | 0 | 0 | 0 | 0 | 0 | 0
DemandResponse | 0 | 0 | 0 | 0 | 0 | 0
IGCC-CCS | 0 | 0 | 0 | 0 | 0 | 0
WT_off | 0 | 0 | 0 | 0 | 0 | 0
PseudoUnit | 0 | 0 | 0 | 0 | 0 | 0
FixedInterchange | 0 | 0 | 0 | 0 | 0 | 0
Emission Cost by Reporting Type: MARITIMES
ReportingType | 2015 | 2020 | 2025 | 2030 | 2035 | 2040
BM | 0 | 0 | 0 | 0 | 0 | 0
CC | 0 | 0 | 0 | 0 | 0 | 0
CSP | 0 | 0 | 0 | 0 | 0 | 0
CT | 0 | 0 | 0 | 0 | 0 | 0
Coal | 0 | 0 | 0 | 0 | 0 | 0
Geo | 0 | 0 | 0 | 0 | 0 | 0
H | 0 | 0 | 0 | 0 | 0 | 0
LFG | 0 | 0 | 0 | 0 | 0 | 0
Nuc | 0 | 0 | 0 | 0 | 0 | 0
PS | 0 | 0 | 0 | 0 | 0 | 0
PV | 0 | 0 | 0 | 0 | 0 | 0
PeakG | 0 | 0 | 0 | 0 | 0 | 0
PeakO | 0 | 0 | 0 | 0 | 0 | 0
ST | 0 | 0 | 0 | 0 | 0 | 0
STOG | 0 | 0 | 0 | 0 | 0 | 0
STWD | 0 | 0 | 0 | 0 | 0 | 0
WT | 0 | 0 | 0 | 0 | 0 | 0
IGCC | 0 | 0 | 0 | 0 | 0 | 0
DemandResponse | 0 | 0 | 0 | 0 | 0 | 0
IGCC-CCS | 0 | 0 | 0 | 0 | 0 | 0
WT_off | 0 | 0 | 0 | 0 | 0 | 0
PseudoUnit | 0 | 0 | 0 | 0 | 0 | 0
FixedInterchange | 0 | 0 | 0 | 0 | 0 | 0
Emission Cost by Reporting Type: All
ReportingType | 2015 | 2020 | 2025 | 2030 | 2035 | 2040
BM | 0 | 0 | 0 | 0 | 0 | 0
CC | 0 | 0 | 0 | 0 | 0 | 0
CSP | 0 | 0 | 0 | 0 | 0 | 0
CT | 0 | 0 | 0 | 0 | 0 | 0
Coal | 0 | 0 | 0 | 0 | 0 | 0
Geo | 0 | 0 | 0 | 0 | 0 | 0
H | 0 | 0 | 0 | 0 | 0 | 0
LFG | 0 | 0 | 0 | 0 | 0 | 0
Nuc | 0 | 0 | 0 | 0 | 0 | 0
PS | 0 | 0 | 0 | 0 | 0 | 0
PV | 0 | 0 | 0 | 0 | 0 | 0
PeakG | 0 | 0 | 0 | 0 | 0 | 0
PeakO | 0 | 0 | 0 | 0 | 0 | 0
ST | 0 | 0 | 0 | 0 | 0 | 0
STOG | 0 | 0 | 0 | 0 | 0 | 0
STWD | 0 | 0 | 0 | 0 | 0 | 0
WT | 0 | 0 | 0 | 0 | 0 | 0
IGCC | 0 | 0 | 0 | 0 | 0 | 0
DemandResponse | 0 | 0 | 0 | 0 | 0 | 0
IGCC-CCS | 0 | 0 | 0 | 0 | 0 | 0
WT_off | 0 | 0 | 0 | 0 | 0 | 0
PseudoUnit | 0 | 0 | 0 | 0 | 0 | 0
FixedInterchange | 0 | 0 | 0 | 0 | 0 | 0
Emission Cost by Reporting Type: EI_US
ReportingType | 2015 | 2020 | 2025 | 2030 | 2035 | 2040
BM | 0 | 0 | 0 | 0 | 0 | 0
CC | 0 | 0 | 0 | 0 | 0 | 0
CSP | 0 | 0 | 0 | 0 | 0 | 0
CT | 0 | 0 | 0 | 0 | 0 | 0
Coal | 0 | 0 | 0 | 0 | 0 | 0
Geo | 0 | 0 | 0 | 0 | 0 | 0
H | 0 | 0 | 0 | 0 | 0 | 0
LFG | 0 | 0 | 0 | 0 | 0 | 0
Nuc | 0 | 0 | 0 | 0 | 0 | 0
PS | 0 | 0 | 0 | 0 | 0 | 0
PV | 0 | 0 | 0 | 0 | 0 | 0
PeakG | 0 | 0 | 0 | 0 | 0 | 0
PeakO | 0 | 0 | 0 | 0 | 0 | 0
ST | 0 | 0 | 0 | 0 | 0 | 0
STOG | 0 | 0 | 0 | 0 | 0 | 0
STWD | 0 | 0 | 0 | 0 | 0 | 0
WT | 0 | 0 | 0 | 0 | 0 | 0
IGCC | 0 | 0 | 0 | 0 | 0 | 0
DemandResponse | 0 | 0 | 0 | 0 | 0 | 0
IGCC-CCS | 0 | 0 | 0 | 0 | 0 | 0
WT_off | 0 | 0 | 0 | 0 | 0 | 0
PseudoUnit | 0 | 0 | 0 | 0 | 0 | 0
FixedInterchange | 0 | 0 | 0 | 0 | 0 | 0
Emission Cost by Reporting Type: EI_Canada
ReportingType | 2015 | 2020 | 2025 | 2030 | 2035 | 2040
BM | 0 | 0 | 0 | 0 | 0 | 0
CC | 0 | 0 | 0 | 0 | 0 | 0
CSP | 0 | 0 | 0 | 0 | 0 | 0
CT | 0 | 0 | 0 | 0 | 0 | 0
Coal | 0 | 0 | 0 | 0 | 0 | 0
Geo | 0 | 0 | 0 | 0 | 0 | 0
H | 0 | 0 | 0 | 0 | 0 | 0
LFG | 0 | 0 | 0 | 0 | 0 | 0
Nuc | 0 | 0 | 0 | 0 | 0 | 0
PS | 0 | 0 | 0 | 0 | 0 | 0
PV | 0 | 0 | 0 | 0 | 0 | 0
PeakG | 0 | 0 | 0 | 0 | 0 | 0
PeakO | 0 | 0 | 0 | 0 | 0 | 0
ST | 0 | 0 | 0 | 0 | 0 | 0
STOG | 0 | 0 | 0 | 0 | 0 | 0
STWD | 0 | 0 | 0 | 0 | 0 | 0
WT | 0 | 0 | 0 | 0 | 0 | 0
IGCC | 0 | 0 | 0 | 0 | 0 | 0
DemandResponse | 0 | 0 | 0 | 0 | 0 | 0
IGCC-CCS | 0 | 0 | 0 | 0 | 0 | 0
WT_off | 0 | 0 | 0 | 0 | 0 | 0
PseudoUnit | 0 | 0 | 0 | 0 | 0 | 0
FixedInterchange | 0 | 0 | 0 | 0 | 0 | 0
Emission Cost by Reporting Type: EI
ReportingType | 2015 | 2020 | 2025 | 2030 | 2035 | 2040
BM | 0 | 0 | 0 | 0 | 0 | 0
CC | 0 | 0 | 0 | 0 | 0 | 0
CSP | 0 | 0 | 0 | 0 | 0 | 0
CT | 0 | 0 | 0 | 0 | 0 | 0
Coal | 0 | 0 | 0 | 0 | 0 | 0
Geo | 0 | 0 | 0 | 0 | 0 | 0
H | 0 | 0 | 0 | 0 | 0 | 0
LFG | 0 | 0 | 0 | 0 | 0 | 0
Nuc | 0 | 0 | 0 | 0 | 0 | 0
PS | 0 | 0 | 0 | 0 | 0 | 0
PV | 0 | 0 | 0 | 0 | 0 | 0
PeakG | 0 | 0 | 0 | 0 | 0 | 0
PeakO | 0 | 0 | 0 | 0 | 0 | 0
ST | 0 | 0 | 0 | 0 | 0 | 0
STOG | 0 | 0 | 0 | 0 | 0 | 0
STWD | 0 | 0 | 0 | 0 | 0 | 0
WT | 0 | 0 | 0 | 0 | 0 | 0
IGCC | 0 | 0 | 0 | 0 | 0 | 0
DemandResponse | 0 | 0 | 0 | 0 | 0 | 0
IGCC-CCS | 0 | 0 | 0 | 0 | 0 | 0
WT_off | 0 | 0 | 0 | 0 | 0 | 0
PseudoUnit | 0 | 0 | 0 | 0 | 0 | 0
FixedInterchange | 0 | 0 | 0 | 0 | 0 | 0
Emission Cost by Reporting Type: Outside_EI
ReportingType | 2015 | 2020 | 2025 | 2030 | 2035 | 2040
BM | 0 | 0 | 0 | 0 | 0 | 0
CC | 0 | 0 | 0 | 0 | 0 | 0
CSP | 0 | 0 | 0 | 0 | 0 | 0
CT | 0 | 0 | 0 | 0 | 0 | 0
Coal | 0 | 0 | 0 | 0 | 0 | 0
Geo | 0 | 0 | 0 | 0 | 0 | 0
H | 0 | 0 | 0 | 0 | 0 | 0
LFG | 0 | 0 | 0 | 0 | 0 | 0
Nuc | 0 | 0 | 0 | 0 | 0 | 0
PS | 0 | 0 | 0 | 0 | 0 | 0
PV | 0 | 0 | 0 | 0 | 0 | 0
PeakG | 0 | 0 | 0 | 0 | 0 | 0
PeakO | 0 | 0 | 0 | 0 | 0 | 0
ST | 0 | 0 | 0 | 0 | 0 | 0
STOG | 0 | 0 | 0 | 0 | 0 | 0
STWD | 0 | 0 | 0 | 0 | 0 | 0
WT | 0 | 0 | 0 | 0 | 0 | 0
IGCC | 0 | 0 | 0 | 0 | 0 | 0
DemandResponse | 0 | 0 | 0 | 0 | 0 | 0
IGCC-CCS | 0 | 0 | 0 | 0 | 0 | 0
WT_off | 0 | 0 | 0 | 0 | 0 | 0
PseudoUnit | 0 | 0 | 0 | 0 | 0 | 0
FixedInterchange | 0 | 0 | 0 | 0 | 0 | 0
==== Emission Program: CAIRNOxAnnual : (NOx) ====
Emission Cost by Reporting Type: Entergy
ReportingType | 2015 | 2020 | 2025 | 2030 | 2035 | 2040
BM | 0 | 0 | 0 | 0 | 0 | 0
CC | 0 | 0 | 0 | 0 | 0 | 0
CSP | 0 | 0 | 0 | 0 | 0 | 0
CT | 0 | 0 | 0 | 0 | 0 | 0
Coal | 0 | 0 | 0 | 0 | 0 | 0
Geo | 0 | 0 | 0 | 0 | 0 | 0
H | 0 | 0 | 0 | 0 | 0 | 0
LFG | 0 | 0 | 0 | 0 | 0 | 0
Nuc | 0 | 0 | 0 | 0 | 0 | 0
PS | 0 | 0 | 0 | 0 | 0 | 0
PV | 0 | 0 | 0 | 0 | 0 | 0
PeakG | 0 | 0 | 0 | 0 | 0 | 0
PeakO | 0 | 0 | 0 | 0 | 0 | 0
ST | 0 | 0 | 0 | 0 | 0 | 0
STOG | 0 | 0 | 0 | 0 | 0 | 0
STWD | 0 | 0 | 0 | 0 | 0 | 0
WT | 0 | 0 | 0 | 0 | 0 | 0
IGCC | 0 | 0 | 0 | 0 | 0 | 0
DemandResponse | 0 | 0 | 0 | 0 | 0 | 0
IGCC-CCS | 0 | 0 | 0 | 0 | 0 | 0
WT_off | 0 | 0 | 0 | 0 | 0 | 0
PseudoUnit | 0 | 0 | 0 | 0 | 0 | 0
FixedInterchange | 0 | 0 | 0 | 0 | 0 | 0
Emission Cost by Reporting Type: FRCC
ReportingType | 2015 | 2020 | 2025 | 2030 | 2035 | 2040
BM | 0 | 0 | 0 | 0 | 0 | 0
CC | 0 | 0 | 0 | 0 | 0 | 0
CSP | 0 | 0 | 0 | 0 | 0 | 0
CT | 0 | 0 | 0 | 0 | 0 | 0
Coal | 0 | 0 | 0 | 0 | 0 | 0
Geo | 0 | 0 | 0 | 0 | 0 | 0
H | 0 | 0 | 0 | 0 | 0 | 0
LFG | 0 | 0 | 0 | 0 | 0 | 0
Nuc | 0 | 0 | 0 | 0 | 0 | 0
PS | 0 | 0 | 0 | 0 | 0 | 0
PV | 0 | 0 | 0 | 0 | 0 | 0
PeakG | 0 | 0 | 0 | 0 | 0 | 0
PeakO | 0 | 0 | 0 | 0 | 0 | 0
ST | 0 | 0 | 0 | 0 | 0 | 0
STOG | 0 | 0 | 0 | 0 | 0 | 0
STWD | 0 | 0 | 0 | 0 | 0 | 0
WT | 0 | 0 | 0 | 0 | 0 | 0
IGCC | 0 | 0 | 0 | 0 | 0 | 0
DemandResponse | 0 | 0 | 0 | 0 | 0 | 0
IGCC-CCS | 0 | 0 | 0 | 0 | 0 | 0
WT_off | 0 | 0 | 0 | 0 | 0 | 0
PseudoUnit | 0 | 0 | 0 | 0 | 0 | 0
FixedInterchange | 0 | 0 | 0 | 0 | 0 | 0
Emission Cost by Reporting Type: MAPP_US
ReportingType | 2015 | 2020 | 2025 | 2030 | 2035 | 2040
BM | 0 | 0 | 0 | 0 | 0 | 0
CC | 0 | 0 | 0 | 0 | 0 | 0
CSP | 0 | 0 | 0 | 0 | 0 | 0
CT | 0 | 0 | 0 | 0 | 0 | 0
Coal | 0 | 0 | 0 | 0 | 0 | 0
Geo | 0 | 0 | 0 | 0 | 0 | 0
H | 0 | 0 | 0 | 0 | 0 | 0
LFG | 0 | 0 | 0 | 0 | 0 | 0
Nuc | 0 | 0 | 0 | 0 | 0 | 0
PS | 0 | 0 | 0 | 0 | 0 | 0
PV | 0 | 0 | 0 | 0 | 0 | 0
PeakG | 0 | 0 | 0 | 0 | 0 | 0
PeakO | 0 | 0 | 0 | 0 | 0 | 0
ST | 0 | 0 | 0 | 0 | 0 | 0
STOG | 0 | 0 | 0 | 0 | 0 | 0
STWD | 0 | 0 | 0 | 0 | 0 | 0
WT | 0 | 0 | 0 | 0 | 0 | 0
IGCC | 0 | 0 | 0 | 0 | 0 | 0
DemandResponse | 0 | 0 | 0 | 0 | 0 | 0
IGCC-CCS | 0 | 0 | 0 | 0 | 0 | 0
WT_off | 0 | 0 | 0 | 0 | 0 | 0
PseudoUnit | 0 | 0 | 0 | 0 | 0 | 0
FixedInterchange | 0 | 0 | 0 | 0 | 0 | 0
Emission Cost by Reporting Type: MISO_IN
ReportingType | 2015 | 2020 | 2025 | 2030 | 2035 | 2040
BM | 0 | 0 | 0 | 0 | 0 | 0
CC | 0 | 0 | 0 | 0 | 0 | 0
CSP | 0 | 0 | 0 | 0 | 0 | 0
CT | 0 | 0 | 0 | 0 | 0 | 0
Coal | 0 | 0 | 0 | 0 | 0 | 0
Geo | 0 | 0 | 0 | 0 | 0 | 0
H | 0 | 0 | 0 | 0 | 0 | 0
LFG | 0 | 0 | 0 | 0 | 0 | 0
Nuc | 0 | 0 | 0 | 0 | 0 | 0
PS | 0 | 0 | 0 | 0 | 0 | 0
PV | 0 | 0 | 0 | 0 | 0 | 0
PeakG | 0 | 0 | 0 | 0 | 0 | 0
PeakO | 0 | 0 | 0 | 0 | 0 | 0
ST | 0 | 0 | 0 | 0 | 0 | 0
STOG | 0 | 0 | 0 | 0 | 0 | 0
STWD | 0 | 0 | 0 | 0 | 0 | 0
WT | 0 | 0 | 0 | 0 | 0 | 0
IGCC | 0 | 0 | 0 | 0 | 0 | 0
DemandResponse | 0 | 0 | 0 | 0 | 0 | 0
IGCC-CCS | 0 | 0 | 0 | 0 | 0 | 0
WT_off | 0 | 0 | 0 | 0 | 0 | 0
PseudoUnit | 0 | 0 | 0 | 0 | 0 | 0
FixedInterchange | 0 | 0 | 0 | 0 | 0 | 0
Emission Cost by Reporting Type: MISO_MI
ReportingType | 2015 | 2020 | 2025 | 2030 | 2035 | 2040
BM | 0 | 0 | 0 | 0 | 0 | 0
CC | 0 | 0 | 0 | 0 | 0 | 0
CSP | 0 | 0 | 0 | 0 | 0 | 0
CT | 0 | 0 | 0 | 0 | 0 | 0
Coal | 0 | 0 | 0 | 0 | 0 | 0
Geo | 0 | 0 | 0 | 0 | 0 | 0
H | 0 | 0 | 0 | 0 | 0 | 0
LFG | 0 | 0 | 0 | 0 | 0 | 0
Nuc | 0 | 0 | 0 | 0 | 0 | 0
PS | 0 | 0 | 0 | 0 | 0 | 0
PV | 0 | 0 | 0 | 0 | 0 | 0
PeakG | 0 | 0 | 0 | 0 | 0 | 0
PeakO | 0 | 0 | 0 | 0 | 0 | 0
ST | 0 | 0 | 0 | 0 | 0 | 0
STOG | 0 | 0 | 0 | 0 | 0 | 0
STWD | 0 | 0 | 0 | 0 | 0 | 0
WT | 0 | 0 | 0 | 0 | 0 | 0
IGCC | 0 | 0 | 0 | 0 | 0 | 0
DemandResponse | 0 | 0 | 0 | 0 | 0 | 0
IGCC-CCS | 0 | 0 | 0 | 0 | 0 | 0
WT_off | 0 | 0 | 0 | 0 | 0 | 0
PseudoUnit | 0 | 0 | 0 | 0 | 0 | 0
FixedInterchange | 0 | 0 | 0 | 0 | 0 | 0
Emission Cost by Reporting Type: MISO_MO-IL
ReportingType | 2015 | 2020 | 2025 | 2030 | 2035 | 2040
BM | 0 | 0 | 0 | 0 | 0 | 0
CC | 0 | 0 | 0 | 0 | 0 | 0
CSP | 0 | 0 | 0 | 0 | 0 | 0
CT | 0 | 0 | 0 | 0 | 0 | 0
Coal | 0 | 0 | 0 | 0 | 0 | 0
Geo | 0 | 0 | 0 | 0 | 0 | 0
H | 0 | 0 | 0 | 0 | 0 | 0
LFG | 0 | 0 | 0 | 0 | 0 | 0
Nuc | 0 | 0 | 0 | 0 | 0 | 0
PS | 0 | 0 | 0 | 0 | 0 | 0
PV | 0 | 0 | 0 | 0 | 0 | 0
PeakG | 0 | 0 | 0 | 0 | 0 | 0
PeakO | 0 | 0 | 0 | 0 | 0 | 0
ST | 0 | 0 | 0 | 0 | 0 | 0
STOG | 0 | 0 | 0 | 0 | 0 | 0
STWD | 0 | 0 | 0 | 0 | 0 | 0
WT | 0 | 0 | 0 | 0 | 0 | 0
IGCC | 0 | 0 | 0 | 0 | 0 | 0
DemandResponse | 0 | 0 | 0 | 0 | 0 | 0
IGCC-CCS | 0 | 0 | 0 | 0 | 0 | 0
WT_off | 0 | 0 | 0 | 0 | 0 | 0
PseudoUnit | 0 | 0 | 0 | 0 | 0 | 0
FixedInterchange | 0 | 0 | 0 | 0 | 0 | 0
Emission Cost by Reporting Type: MISO_W
ReportingType | 2015 | 2020 | 2025 | 2030 | 2035 | 2040
BM | 0 | 0 | 0 | 0 | 0 | 0
CC | 0 | 0 | 0 | 0 | 0 | 0
CSP | 0 | 0 | 0 | 0 | 0 | 0
CT | 0 | 0 | 0 | 0 | 0 | 0
Coal | 0 | 0 | 0 | 0 | 0 | 0
Geo | 0 | 0 | 0 | 0 | 0 | 0
H | 0 | 0 | 0 | 0 | 0 | 0
LFG | 0 | 0 | 0 | 0 | 0 | 0
Nuc | 0 | 0 | 0 | 0 | 0 | 0
PS | 0 | 0 | 0 | 0 | 0 | 0
PV | 0 | 0 | 0 | 0 | 0 | 0
PeakG | 0 | 0 | 0 | 0 | 0 | 0
PeakO | 0 | 0 | 0 | 0 | 0 | 0
ST | 0 | 0 | 0 | 0 | 0 | 0
STOG | 0 | 0 | 0 | 0 | 0 | 0
STWD | 0 | 0 | 0 | 0 | 0 | 0
WT | 0 | 0 | 0 | 0 | 0 | 0
IGCC | 0 | 0 | 0 | 0 | 0 | 0
DemandResponse | 0 | 0 | 0 | 0 | 0 | 0
IGCC-CCS | 0 | 0 | 0 | 0 | 0 | 0
WT_off | 0 | 0 | 0 | 0 | 0 | 0
PseudoUnit | 0 | 0 | 0 | 0 | 0 | 0
FixedInterchange | 0 | 0 | 0 | 0 | 0 | 0
Emission Cost by Reporting Type: MISO_WUMS
ReportingType | 2015 | 2020 | 2025 | 2030 | 2035 | 2040
BM | 0 | 0 | 0 | 0 | 0 | 0
CC | 0 | 0 | 0 | 0 | 0 | 0
CSP | 0 | 0 | 0 | 0 | 0 | 0
CT | 0 | 0 | 0 | 0 | 0 | 0
Coal | 0 | 0 | 0 | 0 | 0 | 0
Geo | 0 | 0 | 0 | 0 | 0 | 0
H | 0 | 0 | 0 | 0 | 0 | 0
LFG | 0 | 0 | 0 | 0 | 0 | 0
Nuc | 0 | 0 | 0 | 0 | 0 | 0
PS | 0 | 0 | 0 | 0 | 0 | 0
PV | 0 | 0 | 0 | 0 | 0 | 0
PeakG | 0 | 0 | 0 | 0 | 0 | 0
PeakO | 0 | 0 | 0 | 0 | 0 | 0
ST | 0 | 0 | 0 | 0 | 0 | 0
STOG | 0 | 0 | 0 | 0 | 0 | 0
STWD | 0 | 0 | 0 | 0 | 0 | 0
WT | 0 | 0 | 0 | 0 | 0 | 0
IGCC | 0 | 0 | 0 | 0 | 0 | 0
DemandResponse | 0 | 0 | 0 | 0 | 0 | 0
IGCC-CCS | 0 | 0 | 0 | 0 | 0 | 0
WT_off | 0 | 0 | 0 | 0 | 0 | 0
PseudoUnit | 0 | 0 | 0 | 0 | 0 | 0
FixedInterchange | 0 | 0 | 0 | 0 | 0 | 0
Emission Cost by Reporting Type: Nebraska
ReportingType | 2015 | 2020 | 2025 | 2030 | 2035 | 2040
BM | 0 | 0 | 0 | 0 | 0 | 0
CC | 0 | 0 | 0 | 0 | 0 | 0
CSP | 0 | 0 | 0 | 0 | 0 | 0
CT | 0 | 0 | 0 | 0 | 0 | 0
Coal | 0 | 0 | 0 | 0 | 0 | 0
Geo | 0 | 0 | 0 | 0 | 0 | 0
H | 0 | 0 | 0 | 0 | 0 | 0
LFG | 0 | 0 | 0 | 0 | 0 | 0
Nuc | 0 | 0 | 0 | 0 | 0 | 0
PS | 0 | 0 | 0 | 0 | 0 | 0
PV | 0 | 0 | 0 | 0 | 0 | 0
PeakG | 0 | 0 | 0 | 0 | 0 | 0
PeakO | 0 | 0 | 0 | 0 | 0 | 0
ST | 0 | 0 | 0 | 0 | 0 | 0
STOG | 0 | 0 | 0 | 0 | 0 | 0
STWD | 0 | 0 | 0 | 0 | 0 | 0
WT | 0 | 0 | 0 | 0 | 0 | 0
IGCC | 0 | 0 | 0 | 0 | 0 | 0
DemandResponse | 0 | 0 | 0 | 0 | 0 | 0
IGCC-CCS | 0 | 0 | 0 | 0 | 0 | 0
WT_off | 0 | 0 | 0 | 0 | 0 | 0
PseudoUnit | 0 | 0 | 0 | 0 | 0 | 0
FixedInterchange | 0 | 0 | 0 | 0 | 0 | 0
Emission Cost by Reporting Type: NEISO
ReportingType | 2015 | 2020 | 2025 | 2030 | 2035 | 2040
BM | 0 | 0 | 0 | 0 | 0 | 0
CC | 0 | 0 | 0 | 0 | 0 | 0
CSP | 0 | 0 | 0 | 0 | 0 | 0
CT | 0 | 0 | 0 | 0 | 0 | 0
Coal | 0 | 0 | 0 | 0 | 0 | 0
Geo | 0 | 0 | 0 | 0 | 0 | 0
H | 0 | 0 | 0 | 0 | 0 | 0
LFG | 0 | 0 | 0 | 0 | 0 | 0
Nuc | 0 | 0 | 0 | 0 | 0 | 0
PS | 0 | 0 | 0 | 0 | 0 | 0
PV | 0 | 0 | 0 | 0 | 0 | 0
PeakG | 0 | 0 | 0 | 0 | 0 | 0
PeakO | 0 | 0 | 0 | 0 | 0 | 0
ST | 0 | 0 | 0 | 0 | 0 | 0
STOG | 0 | 0 | 0 | 0 | 0 | 0
STWD | 0 | 0 | 0 | 0 | 0 | 0
WT | 0 | 0 | 0 | 0 | 0 | 0
IGCC | 0 | 0 | 0 | 0 | 0 | 0
DemandResponse | 0 | 0 | 0 | 0 | 0 | 0
IGCC-CCS | 0 | 0 | 0 | 0 | 0 | 0
WT_off | 0 | 0 | 0 | 0 | 0 | 0
PseudoUnit | 0 | 0 | 0 | 0 | 0 | 0
FixedInterchange | 0 | 0 | 0 | 0 | 0 | 0
Emission Cost by Reporting Type: NonRTO_Midwest
ReportingType | 2015 | 2020 | 2025 | 2030 | 2035 | 2040
BM | 0 | 0 | 0 | 0 | 0 | 0
CC | 0 | 0 | 0 | 0 | 0 | 0
CSP | 0 | 0 | 0 | 0 | 0 | 0
CT | 0 | 0 | 0 | 0 | 0 | 0
Coal | 0 | 0 | 0 | 0 | 0 | 0
Geo | 0 | 0 | 0 | 0 | 0 | 0
H | 0 | 0 | 0 | 0 | 0 | 0
LFG | 0 | 0 | 0 | 0 | 0 | 0
Nuc | 0 | 0 | 0 | 0 | 0 | 0
PS | 0 | 0 | 0 | 0 | 0 | 0
PV | 0 | 0 | 0 | 0 | 0 | 0
PeakG | 0 | 0 | 0 | 0 | 0 | 0
PeakO | 0 | 0 | 0 | 0 | 0 | 0
ST | 0 | 0 | 0 | 0 | 0 | 0
STOG | 0 | 0 | 0 | 0 | 0 | 0
STWD | 0 | 0 | 0 | 0 | 0 | 0
WT | 0 | 0 | 0 | 0 | 0 | 0
IGCC | 0 | 0 | 0 | 0 | 0 | 0
DemandResponse | 0 | 0 | 0 | 0 | 0 | 0
IGCC-CCS | 0 | 0 | 0 | 0 | 0 | 0
WT_off | 0 | 0 | 0 | 0 | 0 | 0
PseudoUnit | 0 | 0 | 0 | 0 | 0 | 0
FixedInterchange | 0 | 0 | 0 | 0 | 0 | 0
Emission Cost by Reporting Type: NYISO_A-F
ReportingType | 2015 | 2020 | 2025 | 2030 | 2035 | 2040
BM | 0 | 0 | 0 | 0 | 0 | 0
CC | 0 | 0 | 0 | 0 | 0 | 0
CSP | 0 | 0 | 0 | 0 | 0 | 0
CT | 0 | 0 | 0 | 0 | 0 | 0
Coal | 0 | 0 | 0 | 0 | 0 | 0
Geo | 0 | 0 | 0 | 0 | 0 | 0
H | 0 | 0 | 0 | 0 | 0 | 0
LFG | 0 | 0 | 0 | 0 | 0 | 0
Nuc | 0 | 0 | 0 | 0 | 0 | 0
PS | 0 | 0 | 0 | 0 | 0 | 0
PV | 0 | 0 | 0 | 0 | 0 | 0
PeakG | 0 | 0 | 0 | 0 | 0 | 0
PeakO | 0 | 0 | 0 | 0 | 0 | 0
ST | 0 | 0 | 0 | 0 | 0 | 0
STOG | 0 | 0 | 0 | 0 | 0 | 0
STWD | 0 | 0 | 0 | 0 | 0 | 0
WT | 0 | 0 | 0 | 0 | 0 | 0
IGCC | 0 | 0 | 0 | 0 | 0 | 0
DemandResponse | 0 | 0 | 0 | 0 | 0 | 0
IGCC-CCS | 0 | 0 | 0 | 0 | 0 | 0
WT_off | 0 | 0 | 0 | 0 | 0 | 0
PseudoUnit | 0 | 0 | 0 | 0 | 0 | 0
FixedInterchange | 0 | 0 | 0 | 0 | 0 | 0
Emission Cost by Reporting Type: NYISO_G-I
ReportingType | 2015 | 2020 | 2025 | 2030 | 2035 | 2040
BM | 0 | 0 | 0 | 0 | 0 | 0
CC | 0 | 0 | 0 | 0 | 0 | 0
CSP | 0 | 0 | 0 | 0 | 0 | 0
CT | 0 | 0 | 0 | 0 | 0 | 0
Coal | 0 | 0 | 0 | 0 | 0 | 0
Geo | 0 | 0 | 0 | 0 | 0 | 0
H | 0 | 0 | 0 | 0 | 0 | 0
LFG | 0 | 0 | 0 | 0 | 0 | 0
Nuc | 0 | 0 | 0 | 0 | 0 | 0
PS | 0 | 0 | 0 | 0 | 0 | 0
PV | 0 | 0 | 0 | 0 | 0 | 0
PeakG | 0 | 0 | 0 | 0 | 0 | 0
PeakO | 0 | 0 | 0 | 0 | 0 | 0
ST | 0 | 0 | 0 | 0 | 0 | 0
STOG | 0 | 0 | 0 | 0 | 0 | 0
STWD | 0 | 0 | 0 | 0 | 0 | 0
WT | 0 | 0 | 0 | 0 | 0 | 0
IGCC | 0 | 0 | 0 | 0 | 0 | 0
DemandResponse | 0 | 0 | 0 | 0 | 0 | 0
IGCC-CCS | 0 | 0 | 0 | 0 | 0 | 0
WT_off | 0 | 0 | 0 | 0 | 0 | 0
PseudoUnit | 0 | 0 | 0 | 0 | 0 | 0
FixedInterchange | 0 | 0 | 0 | 0 | 0 | 0
Emission Cost by Reporting Type: NYISO_J-K
ReportingType | 2015 | 2020 | 2025 | 2030 | 2035 | 2040
BM | 0 | 0 | 0 | 0 | 0 | 0
CC | 0 | 0 | 0 | 0 | 0 | 0
CSP | 0 | 0 | 0 | 0 | 0 | 0
CT | 0 | 0 | 0 | 0 | 0 | 0
Coal | 0 | 0 | 0 | 0 | 0 | 0
Geo | 0 | 0 | 0 | 0 | 0 | 0
H | 0 | 0 | 0 | 0 | 0 | 0
LFG | 0 | 0 | 0 | 0 | 0 | 0
Nuc | 0 | 0 | 0 | 0 | 0 | 0
PS | 0 | 0 | 0 | 0 | 0 | 0
PV | 0 | 0 | 0 | 0 | 0 | 0
PeakG | 0 | 0 | 0 | 0 | 0 | 0
PeakO | 0 | 0 | 0 | 0 | 0 | 0
ST | 0 | 0 | 0 | 0 | 0 | 0
STOG | 0 | 0 | 0 | 0 | 0 | 0
STWD | 0 | 0 | 0 | 0 | 0 | 0
WT | 0 | 0 | 0 | 0 | 0 | 0
IGCC | 0 | 0 | 0 | 0 | 0 | 0
DemandResponse | 0 | 0 | 0 | 0 | 0 | 0
IGCC-CCS | 0 | 0 | 0 | 0 | 0 | 0
WT_off | 0 | 0 | 0 | 0 | 0 | 0
PseudoUnit | 0 | 0 | 0 | 0 | 0 | 0
FixedInterchange | 0 | 0 | 0 | 0 | 0 | 0
Emission Cost by Reporting Type: PJM_E
ReportingType | 2015 | 2020 | 2025 | 2030 | 2035 | 2040
BM | 0 | 0 | 0 | 0 | 0 | 0
CC | 0 | 0 | 0 | 0 | 0 | 0
CSP | 0 | 0 | 0 | 0 | 0 | 0
CT | 0 | 0 | 0 | 0 | 0 | 0
Coal | 0 | 0 | 0 | 0 | 0 | 0
Geo | 0 | 0 | 0 | 0 | 0 | 0
H | 0 | 0 | 0 | 0 | 0 | 0
LFG | 0 | 0 | 0 | 0 | 0 | 0
Nuc | 0 | 0 | 0 | 0 | 0 | 0
PS | 0 | 0 | 0 | 0 | 0 | 0
PV | 0 | 0 | 0 | 0 | 0 | 0
PeakG | 0 | 0 | 0 | 0 | 0 | 0
PeakO | 0 | 0 | 0 | 0 | 0 | 0
ST | 0 | 0 | 0 | 0 | 0 | 0
STOG | 0 | 0 | 0 | 0 | 0 | 0
STWD | 0 | 0 | 0 | 0 | 0 | 0
WT | 0 | 0 | 0 | 0 | 0 | 0
IGCC | 0 | 0 | 0 | 0 | 0 | 0
DemandResponse | 0 | 0 | 0 | 0 | 0 | 0
IGCC-CCS | 0 | 0 | 0 | 0 | 0 | 0
WT_off | 0 | 0 | 0 | 0 | 0 | 0
PseudoUnit | 0 | 0 | 0 | 0 | 0 | 0
FixedInterchange | 0 | 0 | 0 | 0 | 0 | 0
Emission Cost by Reporting Type: PJM_ROM
ReportingType | 2015 | 2020 | 2025 | 2030 | 2035 | 2040
BM | 0 | 0 | 0 | 0 | 0 | 0
CC | 0 | 0 | 0 | 0 | 0 | 0
CSP | 0 | 0 | 0 | 0 | 0 | 0
CT | 0 | 0 | 0 | 0 | 0 | 0
Coal | 0 | 0 | 0 | 0 | 0 | 0
Geo | 0 | 0 | 0 | 0 | 0 | 0
H | 0 | 0 | 0 | 0 | 0 | 0
LFG | 0 | 0 | 0 | 0 | 0 | 0
Nuc | 0 | 0 | 0 | 0 | 0 | 0
PS | 0 | 0 | 0 | 0 | 0 | 0
PV | 0 | 0 | 0 | 0 | 0 | 0
PeakG | 0 | 0 | 0 | 0 | 0 | 0
PeakO | 0 | 0 | 0 | 0 | 0 | 0
ST | 0 | 0 | 0 | 0 | 0 | 0
STOG | 0 | 0 | 0 | 0 | 0 | 0
STWD | 0 | 0 | 0 | 0 | 0 | 0
WT | 0 | 0 | 0 | 0 | 0 | 0
IGCC | 0 | 0 | 0 | 0 | 0 | 0
DemandResponse | 0 | 0 | 0 | 0 | 0 | 0
IGCC-CCS | 0 | 0 | 0 | 0 | 0 | 0
WT_off | 0 | 0 | 0 | 0 | 0 | 0
PseudoUnit | 0 | 0 | 0 | 0 | 0 | 0
FixedInterchange | 0 | 0 | 0 | 0 | 0 | 0
Emission Cost by Reporting Type: PJM_ROR
ReportingType | 2015 | 2020 | 2025 | 2030 | 2035 | 2040
BM | 0 | 0 | 0 | 0 | 0 | 0
CC | 0 | 0 | 0 | 0 | 0 | 0
CSP | 0 | 0 | 0 | 0 | 0 | 0
CT | 0 | 0 | 0 | 0 | 0 | 0
Coal | 0 | 0 | 0 | 0 | 0 | 0
Geo | 0 | 0 | 0 | 0 | 0 | 0
H | 0 | 0 | 0 | 0 | 0 | 0
LFG | 0 | 0 | 0 | 0 | 0 | 0
Nuc | 0 | 0 | 0 | 0 | 0 | 0
PS | 0 | 0 | 0 | 0 | 0 | 0
PV | 0 | 0 | 0 | 0 | 0 | 0
PeakG | 0 | 0 | 0 | 0 | 0 | 0
PeakO | 0 | 0 | 0 | 0 | 0 | 0
ST | 0 | 0 | 0 | 0 | 0 | 0
STOG | 0 | 0 | 0 | 0 | 0 | 0
STWD | 0 | 0 | 0 | 0 | 0 | 0
WT | 0 | 0 | 0 | 0 | 0 | 0
IGCC | 0 | 0 | 0 | 0 | 0 | 0
DemandResponse | 0 | 0 | 0 | 0 | 0 | 0
IGCC-CCS | 0 | 0 | 0 | 0 | 0 | 0
WT_off | 0 | 0 | 0 | 0 | 0 | 0
PseudoUnit | 0 | 0 | 0 | 0 | 0 | 0
FixedInterchange | 0 | 0 | 0 | 0 | 0 | 0
Emission Cost by Reporting Type: SOCO
ReportingType | 2015 | 2020 | 2025 | 2030 | 2035 | 2040
BM | 0 | 0 | 0 | 0 | 0 | 0
CC | 0 | 0 | 0 | 0 | 0 | 0
CSP | 0 | 0 | 0 | 0 | 0 | 0
CT | 0 | 0 | 0 | 0 | 0 | 0
Coal | 0 | 0 | 0 | 0 | 0 | 0
Geo | 0 | 0 | 0 | 0 | 0 | 0
H | 0 | 0 | 0 | 0 | 0 | 0
LFG | 0 | 0 | 0 | 0 | 0 | 0
Nuc | 0 | 0 | 0 | 0 | 0 | 0
PS | 0 | 0 | 0 | 0 | 0 | 0
PV | 0 | 0 | 0 | 0 | 0 | 0
PeakG | 0 | 0 | 0 | 0 | 0 | 0
PeakO | 0 | 0 | 0 | 0 | 0 | 0
ST | 0 | 0 | 0 | 0 | 0 | 0
STOG | 0 | 0 | 0 | 0 | 0 | 0
STWD | 0 | 0 | 0 | 0 | 0 | 0
WT | 0 | 0 | 0 | 0 | 0 | 0
IGCC | 0 | 0 | 0 | 0 | 0 | 0
DemandResponse | 0 | 0 | 0 | 0 | 0 | 0
IGCC-CCS | 0 | 0 | 0 | 0 | 0 | 0
WT_off | 0 | 0 | 0 | 0 | 0 | 0
PseudoUnit | 0 | 0 | 0 | 0 | 0 | 0
FixedInterchange | 0 | 0 | 0 | 0 | 0 | 0
Emission Cost by Reporting Type: SPP_N
ReportingType | 2015 | 2020 | 2025 | 2030 | 2035 | 2040
BM | 0 | 0 | 0 | 0 | 0 | 0
CC | 0 | 0 | 0 | 0 | 0 | 0
CSP | 0 | 0 | 0 | 0 | 0 | 0
CT | 0 | 0 | 0 | 0 | 0 | 0
Coal | 0 | 0 | 0 | 0 | 0 | 0
Geo | 0 | 0 | 0 | 0 | 0 | 0
H | 0 | 0 | 0 | 0 | 0 | 0
LFG | 0 | 0 | 0 | 0 | 0 | 0
Nuc | 0 | 0 | 0 | 0 | 0 | 0
PS | 0 | 0 | 0 | 0 | 0 | 0
PV | 0 | 0 | 0 | 0 | 0 | 0
PeakG | 0 | 0 | 0 | 0 | 0 | 0
PeakO | 0 | 0 | 0 | 0 | 0 | 0
ST | 0 | 0 | 0 | 0 | 0 | 0
STOG | 0 | 0 | 0 | 0 | 0 | 0
STWD | 0 | 0 | 0 | 0 | 0 | 0
WT | 0 | 0 | 0 | 0 | 0 | 0
IGCC | 0 | 0 | 0 | 0 | 0 | 0
DemandResponse | 0 | 0 | 0 | 0 | 0 | 0
IGCC-CCS | 0 | 0 | 0 | 0 | 0 | 0
WT_off | 0 | 0 | 0 | 0 | 0 | 0
PseudoUnit | 0 | 0 | 0 | 0 | 0 | 0
FixedInterchange | 0 | 0 | 0 | 0 | 0 | 0
Emission Cost by Reporting Type: SPP_S
ReportingType | 2015 | 2020 | 2025 | 2030 | 2035 | 2040
BM | 0 | 0 | 0 | 0 | 0 | 0
CC | 0 | 0 | 0 | 0 | 0 | 0
CSP | 0 | 0 | 0 | 0 | 0 | 0
CT | 0 | 0 | 0 | 0 | 0 | 0
Coal | 0 | 0 | 0 | 0 | 0 | 0
Geo | 0 | 0 | 0 | 0 | 0 | 0
H | 0 | 0 | 0 | 0 | 0 | 0
LFG | 0 | 0 | 0 | 0 | 0 | 0
Nuc | 0 | 0 | 0 | 0 | 0 | 0
PS | 0 | 0 | 0 | 0 | 0 | 0
PV | 0 | 0 | 0 | 0 | 0 | 0
PeakG | 0 | 0 | 0 | 0 | 0 | 0
PeakO | 0 | 0 | 0 | 0 | 0 | 0
ST | 0 | 0 | 0 | 0 | 0 | 0
STOG | 0 | 0 | 0 | 0 | 0 | 0
STWD | 0 | 0 | 0 | 0 | 0 | 0
WT | 0 | 0 | 0 | 0 | 0 | 0
IGCC | 0 | 0 | 0 | 0 | 0 | 0
DemandResponse | 0 | 0 | 0 | 0 | 0 | 0
IGCC-CCS | 0 | 0 | 0 | 0 | 0 | 0
WT_off | 0 | 0 | 0 | 0 | 0 | 0
PseudoUnit | 0 | 0 | 0 | 0 | 0 | 0
FixedInterchange | 0 | 0 | 0 | 0 | 0 | 0
Emission Cost by Reporting Type: TVA
ReportingType | 2015 | 2020 | 2025 | 2030 | 2035 | 2040
BM | 0 | 0 | 0 | 0 | 0 | 0
CC | 0 | 0 | 0 | 0 | 0 | 0
CSP | 0 | 0 | 0 | 0 | 0 | 0
CT | 0 | 0 | 0 | 0 | 0 | 0
Coal | 0 | 0 | 0 | 0 | 0 | 0
Geo | 0 | 0 | 0 | 0 | 0 | 0
H | 0 | 0 | 0 | 0 | 0 | 0
LFG | 0 | 0 | 0 | 0 | 0 | 0
Nuc | 0 | 0 | 0 | 0 | 0 | 0
PS | 0 | 0 | 0 | 0 | 0 | 0
PV | 0 | 0 | 0 | 0 | 0 | 0
PeakG | 0 | 0 | 0 | 0 | 0 | 0
PeakO | 0 | 0 | 0 | 0 | 0 | 0
ST | 0 | 0 | 0 | 0 | 0 | 0
STOG | 0 | 0 | 0 | 0 | 0 | 0
STWD | 0 | 0 | 0 | 0 | 0 | 0
WT | 0 | 0 | 0 | 0 | 0 | 0
IGCC | 0 | 0 | 0 | 0 | 0 | 0
DemandResponse | 0 | 0 | 0 | 0 | 0 | 0
IGCC-CCS | 0 | 0 | 0 | 0 | 0 | 0
WT_off | 0 | 0 | 0 | 0 | 0 | 0
PseudoUnit | 0 | 0 | 0 | 0 | 0 | 0
FixedInterchange | 0 | 0 | 0 | 0 | 0 | 0
Emission Cost by Reporting Type: TVA_Transmission
ReportingType | 2015 | 2020 | 2025 | 2030 | 2035 | 2040
BM | 0 | 0 | 0 | 0 | 0 | 0
CC | 0 | 0 | 0 | 0 | 0 | 0
CSP | 0 | 0 | 0 | 0 | 0 | 0
CT | 0 | 0 | 0 | 0 | 0 | 0
Coal | 0 | 0 | 0 | 0 | 0 | 0
Geo | 0 | 0 | 0 | 0 | 0 | 0
H | 0 | 0 | 0 | 0 | 0 | 0
LFG | 0 | 0 | 0 | 0 | 0 | 0
Nuc | 0 | 0 | 0 | 0 | 0 | 0
PS | 0 | 0 | 0 | 0 | 0 | 0
PV | 0 | 0 | 0 | 0 | 0 | 0
PeakG | 0 | 0 | 0 | 0 | 0 | 0
PeakO | 0 | 0 | 0 | 0 | 0 | 0
ST | 0 | 0 | 0 | 0 | 0 | 0
STOG | 0 | 0 | 0 | 0 | 0 | 0
STWD | 0 | 0 | 0 | 0 | 0 | 0
WT | 0 | 0 | 0 | 0 | 0 | 0
IGCC | 0 | 0 | 0 | 0 | 0 | 0
DemandResponse | 0 | 0 | 0 | 0 | 0 | 0
IGCC-CCS | 0 | 0 | 0 | 0 | 0 | 0
WT_off | 0 | 0 | 0 | 0 | 0 | 0
PseudoUnit | 0 | 0 | 0 | 0 | 0 | 0
FixedInterchange | 0 | 0 | 0 | 0 | 0 | 0
Emission Cost by Reporting Type: VACAR
ReportingType | 2015 | 2020 | 2025 | 2030 | 2035 | 2040
BM | 0 | 0 | 0 | 0 | 0 | 0
CC | 0 | 0 | 0 | 0 | 0 | 0
CSP | 0 | 0 | 0 | 0 | 0 | 0
CT | 0 | 0 | 0 | 0 | 0 | 0
Coal | 0 | 0 | 0 | 0 | 0 | 0
Geo | 0 | 0 | 0 | 0 | 0 | 0
H | 0 | 0 | 0 | 0 | 0 | 0
LFG | 0 | 0 | 0 | 0 | 0 | 0
Nuc | 0 | 0 | 0 | 0 | 0 | 0
PS | 0 | 0 | 0 | 0 | 0 | 0
PV | 0 | 0 | 0 | 0 | 0 | 0
PeakG | 0 | 0 | 0 | 0 | 0 | 0
PeakO | 0 | 0 | 0 | 0 | 0 | 0
ST | 0 | 0 | 0 | 0 | 0 | 0
STOG | 0 | 0 | 0 | 0 | 0 | 0
STWD | 0 | 0 | 0 | 0 | 0 | 0
WT | 0 | 0 | 0 | 0 | 0 | 0
IGCC | 0 | 0 | 0 | 0 | 0 | 0
DemandResponse | 0 | 0 | 0 | 0 | 0 | 0
IGCC-CCS | 0 | 0 | 0 | 0 | 0 | 0
WT_off | 0 | 0 | 0 | 0 | 0 | 0
PseudoUnit | 0 | 0 | 0 | 0 | 0 | 0
FixedInterchange | 0 | 0 | 0 | 0 | 0 | 0
Emission Cost by Reporting Type: IESO
ReportingType | 2015 | 2020 | 2025 | 2030 | 2035 | 2040
BM | 0 | 0 | 0 | 0 | 0 | 0
CC | 0 | 0 | 0 | 0 | 0 | 0
CSP | 0 | 0 | 0 | 0 | 0 | 0
CT | 0 | 0 | 0 | 0 | 0 | 0
Coal | 0 | 0 | 0 | 0 | 0 | 0
Geo | 0 | 0 | 0 | 0 | 0 | 0
H | 0 | 0 | 0 | 0 | 0 | 0
LFG | 0 | 0 | 0 | 0 | 0 | 0
Nuc | 0 | 0 | 0 | 0 | 0 | 0
PS | 0 | 0 | 0 | 0 | 0 | 0
PV | 0 | 0 | 0 | 0 | 0 | 0
PeakG | 0 | 0 | 0 | 0 | 0 | 0
PeakO | 0 | 0 | 0 | 0 | 0 | 0
ST | 0 | 0 | 0 | 0 | 0 | 0
STOG | 0 | 0 | 0 | 0 | 0 | 0
STWD | 0 | 0 | 0 | 0 | 0 | 0
WT | 0 | 0 | 0 | 0 | 0 | 0
IGCC | 0 | 0 | 0 | 0 | 0 | 0
DemandResponse | 0 | 0 | 0 | 0 | 0 | 0
IGCC-CCS | 0 | 0 | 0 | 0 | 0 | 0
WT_off | 0 | 0 | 0 | 0 | 0 | 0
PseudoUnit | 0 | 0 | 0 | 0 | 0 | 0
FixedInterchange | 0 | 0 | 0 | 0 | 0 | 0
Emission Cost by Reporting Type: MAPP_CA
ReportingType | 2015 | 2020 | 2025 | 2030 | 2035 | 2040
BM | 0 | 0 | 0 | 0 | 0 | 0
CC | 0 | 0 | 0 | 0 | 0 | 0
CSP | 0 | 0 | 0 | 0 | 0 | 0
CT | 0 | 0 | 0 | 0 | 0 | 0
Coal | 0 | 0 | 0 | 0 | 0 | 0
Geo | 0 | 0 | 0 | 0 | 0 | 0
H | 0 | 0 | 0 | 0 | 0 | 0
LFG | 0 | 0 | 0 | 0 | 0 | 0
Nuc | 0 | 0 | 0 | 0 | 0 | 0
PS | 0 | 0 | 0 | 0 | 0 | 0
PV | 0 | 0 | 0 | 0 | 0 | 0
PeakG | 0 | 0 | 0 | 0 | 0 | 0
PeakO | 0 | 0 | 0 | 0 | 0 | 0
ST | 0 | 0 | 0 | 0 | 0 | 0
STOG | 0 | 0 | 0 | 0 | 0 | 0
STWD | 0 | 0 | 0 | 0 | 0 | 0
WT | 0 | 0 | 0 | 0 | 0 | 0
IGCC | 0 | 0 | 0 | 0 | 0 | 0
DemandResponse | 0 | 0 | 0 | 0 | 0 | 0
IGCC-CCS | 0 | 0 | 0 | 0 | 0 | 0
WT_off | 0 | 0 | 0 | 0 | 0 | 0
PseudoUnit | 0 | 0 | 0 | 0 | 0 | 0
FixedInterchange | 0 | 0 | 0 | 0 | 0 | 0
Emission Cost by Reporting Type: AZ_NM_SNV_Coal
ReportingType | 2015 | 2020 | 2025 | 2030 | 2035 | 2040
BM | 0 | 0 | 0 | 0 | 0 | 0
CC | 0 | 0 | 0 | 0 | 0 | 0
CSP | 0 | 0 | 0 | 0 | 0 | 0
CT | 0 | 0 | 0 | 0 | 0 | 0
Coal | 0 | 0 | 0 | 0 | 0 | 0
Geo | 0 | 0 | 0 | 0 | 0 | 0
H | 0 | 0 | 0 | 0 | 0 | 0
LFG | 0 | 0 | 0 | 0 | 0 | 0
Nuc | 0 | 0 | 0 | 0 | 0 | 0
PS | 0 | 0 | 0 | 0 | 0 | 0
PV | 0 | 0 | 0 | 0 | 0 | 0
PeakG | 0 | 0 | 0 | 0 | 0 | 0
PeakO | 0 | 0 | 0 | 0 | 0 | 0
ST | 0 | 0 | 0 | 0 | 0 | 0
STOG | 0 | 0 | 0 | 0 | 0 | 0
STWD | 0 | 0 | 0 | 0 | 0 | 0
WT | 0 | 0 | 0 | 0 | 0 | 0
IGCC | 0 | 0 | 0 | 0 | 0 | 0
DemandResponse | 0 | 0 | 0 | 0 | 0 | 0
IGCC-CCS | 0 | 0 | 0 | 0 | 0 | 0
WT_off | 0 | 0 | 0 | 0 | 0 | 0
PseudoUnit | 0 | 0 | 0 | 0 | 0 | 0
FixedInterchange | 0 | 0 | 0 | 0 | 0 | 0
Emission Cost by Reporting Type: AZ_NM_SNV_Gas
ReportingType | 2015 | 2020 | 2025 | 2030 | 2035 | 2040
BM | 0 | 0 | 0 | 0 | 0 | 0
CC | 0 | 0 | 0 | 0 | 0 | 0
CSP | 0 | 0 | 0 | 0 | 0 | 0
CT | 0 | 0 | 0 | 0 | 0 | 0
Coal | 0 | 0 | 0 | 0 | 0 | 0
Geo | 0 | 0 | 0 | 0 | 0 | 0
H | 0 | 0 | 0 | 0 | 0 | 0
LFG | 0 | 0 | 0 | 0 | 0 | 0
Nuc | 0 | 0 | 0 | 0 | 0 | 0
PS | 0 | 0 | 0 | 0 | 0 | 0
PV | 0 | 0 | 0 | 0 | 0 | 0
PeakG | 0 | 0 | 0 | 0 | 0 | 0
PeakO | 0 | 0 | 0 | 0 | 0 | 0
ST | 0 | 0 | 0 | 0 | 0 | 0
STOG | 0 | 0 | 0 | 0 | 0 | 0
STWD | 0 | 0 | 0 | 0 | 0 | 0
WT | 0 | 0 | 0 | 0 | 0 | 0
IGCC | 0 | 0 | 0 | 0 | 0 | 0
DemandResponse | 0 | 0 | 0 | 0 | 0 | 0
IGCC-CCS | 0 | 0 | 0 | 0 | 0 | 0
WT_off | 0 | 0 | 0 | 0 | 0 | 0
PseudoUnit | 0 | 0 | 0 | 0 | 0 | 0
FixedInterchange | 0 | 0 | 0 | 0 | 0 | 0
Emission Cost by Reporting Type: AZ_NM_SNV_NucRenew
ReportingType | 2015 | 2020 | 2025 | 2030 | 2035 | 2040
BM | 0 | 0 | 0 | 0 | 0 | 0
CC | 0 | 0 | 0 | 0 | 0 | 0
CSP | 0 | 0 | 0 | 0 | 0 | 0
CT | 0 | 0 | 0 | 0 | 0 | 0
Coal | 0 | 0 | 0 | 0 | 0 | 0
Geo | 0 | 0 | 0 | 0 | 0 | 0
H | 0 | 0 | 0 | 0 | 0 | 0
LFG | 0 | 0 | 0 | 0 | 0 | 0
Nuc | 0 | 0 | 0 | 0 | 0 | 0
PS | 0 | 0 | 0 | 0 | 0 | 0
PV | 0 | 0 | 0 | 0 | 0 | 0
PeakG | 0 | 0 | 0 | 0 | 0 | 0
PeakO | 0 | 0 | 0 | 0 | 0 | 0
ST | 0 | 0 | 0 | 0 | 0 | 0
STOG | 0 | 0 | 0 | 0 | 0 | 0
STWD | 0 | 0 | 0 | 0 | 0 | 0
WT | 0 | 0 | 0 | 0 | 0 | 0
IGCC | 0 | 0 | 0 | 0 | 0 | 0
DemandResponse | 0 | 0 | 0 | 0 | 0 | 0
IGCC-CCS | 0 | 0 | 0 | 0 | 0 | 0
WT_off | 0 | 0 | 0 | 0 | 0 | 0
PseudoUnit | 0 | 0 | 0 | 0 | 0 | 0
FixedInterchange | 0 | 0 | 0 | 0 | 0 | 0
Emission Cost by Reporting Type: ERCOT
ReportingType | 2015 | 2020 | 2025 | 2030 | 2035 | 2040
BM | 0 | 0 | 0 | 0 | 0 | 0
CC | 0 | 0 | 0 | 0 | 0 | 0
CSP | 0 | 0 | 0 | 0 | 0 | 0
CT | 0 | 0 | 0 | 0 | 0 | 0
Coal | 0 | 0 | 0 | 0 | 0 | 0
Geo | 0 | 0 | 0 | 0 | 0 | 0
H | 0 | 0 | 0 | 0 | 0 | 0
LFG | 0 | 0 | 0 | 0 | 0 | 0
Nuc | 0 | 0 | 0 | 0 | 0 | 0
PS | 0 | 0 | 0 | 0 | 0 | 0
PV | 0 | 0 | 0 | 0 | 0 | 0
PeakG | 0 | 0 | 0 | 0 | 0 | 0
PeakO | 0 | 0 | 0 | 0 | 0 | 0
ST | 0 | 0 | 0 | 0 | 0 | 0
STOG | 0 | 0 | 0 | 0 | 0 | 0
STWD | 0 | 0 | 0 | 0 | 0 | 0
WT | 0 | 0 | 0 | 0 | 0 | 0
IGCC | 0 | 0 | 0 | 0 | 0 | 0
DemandResponse | 0 | 0 | 0 | 0 | 0 | 0
IGCC-CCS | 0 | 0 | 0 | 0 | 0 | 0
WT_off | 0 | 0 | 0 | 0 | 0 | 0
PseudoUnit | 0 | 0 | 0 | 0 | 0 | 0
FixedInterchange | 0 | 0 | 0 | 0 | 0 | 0
Emission Cost by Reporting Type: NP15
ReportingType | 2015 | 2020 | 2025 | 2030 | 2035 | 2040
BM | 0 | 0 | 0 | 0 | 0 | 0
CC | 0 | 0 | 0 | 0 | 0 | 0
CSP | 0 | 0 | 0 | 0 | 0 | 0
CT | 0 | 0 | 0 | 0 | 0 | 0
Coal | 0 | 0 | 0 | 0 | 0 | 0
Geo | 0 | 0 | 0 | 0 | 0 | 0
H | 0 | 0 | 0 | 0 | 0 | 0
LFG | 0 | 0 | 0 | 0 | 0 | 0
Nuc | 0 | 0 | 0 | 0 | 0 | 0
PS | 0 | 0 | 0 | 0 | 0 | 0
PV | 0 | 0 | 0 | 0 | 0 | 0
PeakG | 0 | 0 | 0 | 0 | 0 | 0
PeakO | 0 | 0 | 0 | 0 | 0 | 0
ST | 0 | 0 | 0 | 0 | 0 | 0
STOG | 0 | 0 | 0 | 0 | 0 | 0
STWD | 0 | 0 | 0 | 0 | 0 | 0
WT | 0 | 0 | 0 | 0 | 0 | 0
IGCC | 0 | 0 | 0 | 0 | 0 | 0
DemandResponse | 0 | 0 | 0 | 0 | 0 | 0
IGCC-CCS | 0 | 0 | 0 | 0 | 0 | 0
WT_off | 0 | 0 | 0 | 0 | 0 | 0
PseudoUnit | 0 | 0 | 0 | 0 | 0 | 0
FixedInterchange | 0 | 0 | 0 | 0 | 0 | 0
Emission Cost by Reporting Type: NWPP_Coal
ReportingType | 2015 | 2020 | 2025 | 2030 | 2035 | 2040
BM | 0 | 0 | 0 | 0 | 0 | 0
CC | 0 | 0 | 0 | 0 | 0 | 0
CSP | 0 | 0 | 0 | 0 | 0 | 0
CT | 0 | 0 | 0 | 0 | 0 | 0
Coal | 0 | 0 | 0 | 0 | 0 | 0
Geo | 0 | 0 | 0 | 0 | 0 | 0
H | 0 | 0 | 0 | 0 | 0 | 0
LFG | 0 | 0 | 0 | 0 | 0 | 0
Nuc | 0 | 0 | 0 | 0 | 0 | 0
PS | 0 | 0 | 0 | 0 | 0 | 0
PV | 0 | 0 | 0 | 0 | 0 | 0
PeakG | 0 | 0 | 0 | 0 | 0 | 0
PeakO | 0 | 0 | 0 | 0 | 0 | 0
ST | 0 | 0 | 0 | 0 | 0 | 0
STOG | 0 | 0 | 0 | 0 | 0 | 0
STWD | 0 | 0 | 0 | 0 | 0 | 0
WT | 0 | 0 | 0 | 0 | 0 | 0
IGCC | 0 | 0 | 0 | 0 | 0 | 0
DemandResponse | 0 | 0 | 0 | 0 | 0 | 0
IGCC-CCS | 0 | 0 | 0 | 0 | 0 | 0
WT_off | 0 | 0 | 0 | 0 | 0 | 0
PseudoUnit | 0 | 0 | 0 | 0 | 0 | 0
FixedInterchange | 0 | 0 | 0 | 0 | 0 | 0
Emission Cost by Reporting Type: NWPP_Gas
ReportingType | 2015 | 2020 | 2025 | 2030 | 2035 | 2040
BM | 0 | 0 | 0 | 0 | 0 | 0
CC | 0 | 0 | 0 | 0 | 0 | 0
CSP | 0 | 0 | 0 | 0 | 0 | 0
CT | 0 | 0 | 0 | 0 | 0 | 0
Coal | 0 | 0 | 0 | 0 | 0 | 0
Geo | 0 | 0 | 0 | 0 | 0 | 0
H | 0 | 0 | 0 | 0 | 0 | 0
LFG | 0 | 0 | 0 | 0 | 0 | 0
Nuc | 0 | 0 | 0 | 0 | 0 | 0
PS | 0 | 0 | 0 | 0 | 0 | 0
PV | 0 | 0 | 0 | 0 | 0 | 0
PeakG | 0 | 0 | 0 | 0 | 0 | 0
PeakO | 0 | 0 | 0 | 0 | 0 | 0
ST | 0 | 0 | 0 | 0 | 0 | 0
STOG | 0 | 0 | 0 | 0 | 0 | 0
STWD | 0 | 0 | 0 | 0 | 0 | 0
WT | 0 | 0 | 0 | 0 | 0 | 0
IGCC | 0 | 0 | 0 | 0 | 0 | 0
DemandResponse | 0 | 0 | 0 | 0 | 0 | 0
IGCC-CCS | 0 | 0 | 0 | 0 | 0 | 0
WT_off | 0 | 0 | 0 | 0 | 0 | 0
PseudoUnit | 0 | 0 | 0 | 0 | 0 | 0
FixedInterchange | 0 | 0 | 0 | 0 | 0 | 0
Emission Cost by Reporting Type: NWPP_NucRenew
ReportingType | 2015 | 2020 | 2025 | 2030 | 2035 | 2040
BM | 0 | 0 | 0 | 0 | 0 | 0
CC | 0 | 0 | 0 | 0 | 0 | 0
CSP | 0 | 0 | 0 | 0 | 0 | 0
CT | 0 | 0 | 0 | 0 | 0 | 0
Coal | 0 | 0 | 0 | 0 | 0 | 0
Geo | 0 | 0 | 0 | 0 | 0 | 0
H | 0 | 0 | 0 | 0 | 0 | 0
LFG | 0 | 0 | 0 | 0 | 0 | 0
Nuc | 0 | 0 | 0 | 0 | 0 | 0
PS | 0 | 0 | 0 | 0 | 0 | 0
PV | 0 | 0 | 0 | 0 | 0 | 0
PeakG | 0 | 0 | 0 | 0 | 0 | 0
PeakO | 0 | 0 | 0 | 0 | 0 | 0
ST | 0 | 0 | 0 | 0 | 0 | 0
STOG | 0 | 0 | 0 | 0 | 0 | 0
STWD | 0 | 0 | 0 | 0 | 0 | 0
WT | 0 | 0 | 0 | 0 | 0 | 0
IGCC | 0 | 0 | 0 | 0 | 0 | 0
DemandResponse | 0 | 0 | 0 | 0 | 0 | 0
IGCC-CCS | 0 | 0 | 0 | 0 | 0 | 0
WT_off | 0 | 0 | 0 | 0 | 0 | 0
PseudoUnit | 0 | 0 | 0 | 0 | 0 | 0
FixedInterchange | 0 | 0 | 0 | 0 | 0 | 0
Emission Cost by Reporting Type: RMPA
ReportingType | 2015 | 2020 | 2025 | 2030 | 2035 | 2040
BM | 0 | 0 | 0 | 0 | 0 | 0
CC | 0 | 0 | 0 | 0 | 0 | 0
CSP | 0 | 0 | 0 | 0 | 0 | 0
CT | 0 | 0 | 0 | 0 | 0 | 0
Coal | 0 | 0 | 0 | 0 | 0 | 0
Geo | 0 | 0 | 0 | 0 | 0 | 0
H | 0 | 0 | 0 | 0 | 0 | 0
LFG | 0 | 0 | 0 | 0 | 0 | 0
Nuc | 0 | 0 | 0 | 0 | 0 | 0
PS | 0 | 0 | 0 | 0 | 0 | 0
PV | 0 | 0 | 0 | 0 | 0 | 0
PeakG | 0 | 0 | 0 | 0 | 0 | 0
PeakO | 0 | 0 | 0 | 0 | 0 | 0
ST | 0 | 0 | 0 | 0 | 0 | 0
STOG | 0 | 0 | 0 | 0 | 0 | 0
STWD | 0 | 0 | 0 | 0 | 0 | 0
WT | 0 | 0 | 0 | 0 | 0 | 0
IGCC | 0 | 0 | 0 | 0 | 0 | 0
DemandResponse | 0 | 0 | 0 | 0 | 0 | 0
IGCC-CCS | 0 | 0 | 0 | 0 | 0 | 0
WT_off | 0 | 0 | 0 | 0 | 0 | 0
PseudoUnit | 0 | 0 | 0 | 0 | 0 | 0
FixedInterchange | 0 | 0 | 0 | 0 | 0 | 0
Emission Cost by Reporting Type: SP15
ReportingType | 2015 | 2020 | 2025 | 2030 | 2035 | 2040
BM | 0 | 0 | 0 | 0 | 0 | 0
CC | 0 | 0 | 0 | 0 | 0 | 0
CSP | 0 | 0 | 0 | 0 | 0 | 0
CT | 0 | 0 | 0 | 0 | 0 | 0
Coal | 0 | 0 | 0 | 0 | 0 | 0
Geo | 0 | 0 | 0 | 0 | 0 | 0
H | 0 | 0 | 0 | 0 | 0 | 0
LFG | 0 | 0 | 0 | 0 | 0 | 0
Nuc | 0 | 0 | 0 | 0 | 0 | 0
PS | 0 | 0 | 0 | 0 | 0 | 0
PV | 0 | 0 | 0 | 0 | 0 | 0
PeakG | 0 | 0 | 0 | 0 | 0 | 0
PeakO | 0 | 0 | 0 | 0 | 0 | 0
ST | 0 | 0 | 0 | 0 | 0 | 0
STOG | 0 | 0 | 0 | 0 | 0 | 0
STWD | 0 | 0 | 0 | 0 | 0 | 0
WT | 0 | 0 | 0 | 0 | 0 | 0
IGCC | 0 | 0 | 0 | 0 | 0 | 0
DemandResponse | 0 | 0 | 0 | 0 | 0 | 0
IGCC-CCS | 0 | 0 | 0 | 0 | 0 | 0
WT_off | 0 | 0 | 0 | 0 | 0 | 0
PseudoUnit | 0 | 0 | 0 | 0 | 0 | 0
FixedInterchange | 0 | 0 | 0 | 0 | 0 | 0
Emission Cost by Reporting Type: ALB
ReportingType | 2015 | 2020 | 2025 | 2030 | 2035 | 2040
BM | 0 | 0 | 0 | 0 | 0 | 0
CC | 0 | 0 | 0 | 0 | 0 | 0
CSP | 0 | 0 | 0 | 0 | 0 | 0
CT | 0 | 0 | 0 | 0 | 0 | 0
Coal | 0 | 0 | 0 | 0 | 0 | 0
Geo | 0 | 0 | 0 | 0 | 0 | 0
H | 0 | 0 | 0 | 0 | 0 | 0
LFG | 0 | 0 | 0 | 0 | 0 | 0
Nuc | 0 | 0 | 0 | 0 | 0 | 0
PS | 0 | 0 | 0 | 0 | 0 | 0
PV | 0 | 0 | 0 | 0 | 0 | 0
PeakG | 0 | 0 | 0 | 0 | 0 | 0
PeakO | 0 | 0 | 0 | 0 | 0 | 0
ST | 0 | 0 | 0 | 0 | 0 | 0
STOG | 0 | 0 | 0 | 0 | 0 | 0
STWD | 0 | 0 | 0 | 0 | 0 | 0
WT | 0 | 0 | 0 | 0 | 0 | 0
IGCC | 0 | 0 | 0 | 0 | 0 | 0
DemandResponse | 0 | 0 | 0 | 0 | 0 | 0
IGCC-CCS | 0 | 0 | 0 | 0 | 0 | 0
WT_off | 0 | 0 | 0 | 0 | 0 | 0
PseudoUnit | 0 | 0 | 0 | 0 | 0 | 0
FixedInterchange | 0 | 0 | 0 | 0 | 0 | 0
Emission Cost by Reporting Type: BC
ReportingType | 2015 | 2020 | 2025 | 2030 | 2035 | 2040
BM | 0 | 0 | 0 | 0 | 0 | 0
CC | 0 | 0 | 0 | 0 | 0 | 0
CSP | 0 | 0 | 0 | 0 | 0 | 0
CT | 0 | 0 | 0 | 0 | 0 | 0
Coal | 0 | 0 | 0 | 0 | 0 | 0
Geo | 0 | 0 | 0 | 0 | 0 | 0
H | 0 | 0 | 0 | 0 | 0 | 0
LFG | 0 | 0 | 0 | 0 | 0 | 0
Nuc | 0 | 0 | 0 | 0 | 0 | 0
PS | 0 | 0 | 0 | 0 | 0 | 0
PV | 0 | 0 | 0 | 0 | 0 | 0
PeakG | 0 | 0 | 0 | 0 | 0 | 0
PeakO | 0 | 0 | 0 | 0 | 0 | 0
ST | 0 | 0 | 0 | 0 | 0 | 0
STOG | 0 | 0 | 0 | 0 | 0 | 0
STWD | 0 | 0 | 0 | 0 | 0 | 0
WT | 0 | 0 | 0 | 0 | 0 | 0
IGCC | 0 | 0 | 0 | 0 | 0 | 0
DemandResponse | 0 | 0 | 0 | 0 | 0 | 0
IGCC-CCS | 0 | 0 | 0 | 0 | 0 | 0
WT_off | 0 | 0 | 0 | 0 | 0 | 0
PseudoUnit | 0 | 0 | 0 | 0 | 0 | 0
FixedInterchange | 0 | 0 | 0 | 0 | 0 | 0
Emission Cost by Reporting Type: HQ_IESO
ReportingType | 2015 | 2020 | 2025 | 2030 | 2035 | 2040
BM | 0 | 0 | 0 | 0 | 0 | 0
CC | 0 | 0 | 0 | 0 | 0 | 0
CSP | 0 | 0 | 0 | 0 | 0 | 0
CT | 0 | 0 | 0 | 0 | 0 | 0
Coal | 0 | 0 | 0 | 0 | 0 | 0
Geo | 0 | 0 | 0 | 0 | 0 | 0
H | 0 | 0 | 0 | 0 | 0 | 0
LFG | 0 | 0 | 0 | 0 | 0 | 0
Nuc | 0 | 0 | 0 | 0 | 0 | 0
PS | 0 | 0 | 0 | 0 | 0 | 0
PV | 0 | 0 | 0 | 0 | 0 | 0
PeakG | 0 | 0 | 0 | 0 | 0 | 0
PeakO | 0 | 0 | 0 | 0 | 0 | 0
ST | 0 | 0 | 0 | 0 | 0 | 0
STOG | 0 | 0 | 0 | 0 | 0 | 0
STWD | 0 | 0 | 0 | 0 | 0 | 0
WT | 0 | 0 | 0 | 0 | 0 | 0
IGCC | 0 | 0 | 0 | 0 | 0 | 0
DemandResponse | 0 | 0 | 0 | 0 | 0 | 0
IGCC-CCS | 0 | 0 | 0 | 0 | 0 | 0
WT_off | 0 | 0 | 0 | 0 | 0 | 0
PseudoUnit | 0 | 0 | 0 | 0 | 0 | 0
FixedInterchange | 0 | 0 | 0 | 0 | 0 | 0
Emission Cost by Reporting Type: HQ_NEISO
ReportingType | 2015 | 2020 | 2025 | 2030 | 2035 | 2040
BM | 0 | 0 | 0 | 0 | 0 | 0
CC | 0 | 0 | 0 | 0 | 0 | 0
CSP | 0 | 0 | 0 | 0 | 0 | 0
CT | 0 | 0 | 0 | 0 | 0 | 0
Coal | 0 | 0 | 0 | 0 | 0 | 0
Geo | 0 | 0 | 0 | 0 | 0 | 0
H | 0 | 0 | 0 | 0 | 0 | 0
LFG | 0 | 0 | 0 | 0 | 0 | 0
Nuc | 0 | 0 | 0 | 0 | 0 | 0
PS | 0 | 0 | 0 | 0 | 0 | 0
PV | 0 | 0 | 0 | 0 | 0 | 0
PeakG | 0 | 0 | 0 | 0 | 0 | 0
PeakO | 0 | 0 | 0 | 0 | 0 | 0
ST | 0 | 0 | 0 | 0 | 0 | 0
STOG | 0 | 0 | 0 | 0 | 0 | 0
STWD | 0 | 0 | 0 | 0 | 0 | 0
WT | 0 | 0 | 0 | 0 | 0 | 0
IGCC | 0 | 0 | 0 | 0 | 0 | 0
DemandResponse | 0 | 0 | 0 | 0 | 0 | 0
IGCC-CCS | 0 | 0 | 0 | 0 | 0 | 0
WT_off | 0 | 0 | 0 | 0 | 0 | 0
PseudoUnit | 0 | 0 | 0 | 0 | 0 | 0
FixedInterchange | 0 | 0 | 0 | 0 | 0 | 0
Emission Cost by Reporting Type: HQ_NY
ReportingType | 2015 | 2020 | 2025 | 2030 | 2035 | 2040
BM | 0 | 0 | 0 | 0 | 0 | 0
CC | 0 | 0 | 0 | 0 | 0 | 0
CSP | 0 | 0 | 0 | 0 | 0 | 0
CT | 0 | 0 | 0 | 0 | 0 | 0
Coal | 0 | 0 | 0 | 0 | 0 | 0
Geo | 0 | 0 | 0 | 0 | 0 | 0
H | 0 | 0 | 0 | 0 | 0 | 0
LFG | 0 | 0 | 0 | 0 | 0 | 0
Nuc | 0 | 0 | 0 | 0 | 0 | 0
PS | 0 | 0 | 0 | 0 | 0 | 0
PV | 0 | 0 | 0 | 0 | 0 | 0
PeakG | 0 | 0 | 0 | 0 | 0 | 0
PeakO | 0 | 0 | 0 | 0 | 0 | 0
ST | 0 | 0 | 0 | 0 | 0 | 0
STOG | 0 | 0 | 0 | 0 | 0 | 0
STWD | 0 | 0 | 0 | 0 | 0 | 0
WT | 0 | 0 | 0 | 0 | 0 | 0
IGCC | 0 | 0 | 0 | 0 | 0 | 0
DemandResponse | 0 | 0 | 0 | 0 | 0 | 0
IGCC-CCS | 0 | 0 | 0 | 0 | 0 | 0
WT_off | 0 | 0 | 0 | 0 | 0 | 0
PseudoUnit | 0 | 0 | 0 | 0 | 0 | 0
FixedInterchange | 0 | 0 | 0 | 0 | 0 | 0
Emission Cost by Reporting Type: MARITIMES
ReportingType | 2015 | 2020 | 2025 | 2030 | 2035 | 2040
BM | 0 | 0 | 0 | 0 | 0 | 0
CC | 0 | 0 | 0 | 0 | 0 | 0
CSP | 0 | 0 | 0 | 0 | 0 | 0
CT | 0 | 0 | 0 | 0 | 0 | 0
Coal | 0 | 0 | 0 | 0 | 0 | 0
Geo | 0 | 0 | 0 | 0 | 0 | 0
H | 0 | 0 | 0 | 0 | 0 | 0
LFG | 0 | 0 | 0 | 0 | 0 | 0
Nuc | 0 | 0 | 0 | 0 | 0 | 0
PS | 0 | 0 | 0 | 0 | 0 | 0
PV | 0 | 0 | 0 | 0 | 0 | 0
PeakG | 0 | 0 | 0 | 0 | 0 | 0
PeakO | 0 | 0 | 0 | 0 | 0 | 0
ST | 0 | 0 | 0 | 0 | 0 | 0
STOG | 0 | 0 | 0 | 0 | 0 | 0
STWD | 0 | 0 | 0 | 0 | 0 | 0
WT | 0 | 0 | 0 | 0 | 0 | 0
IGCC | 0 | 0 | 0 | 0 | 0 | 0
DemandResponse | 0 | 0 | 0 | 0 | 0 | 0
IGCC-CCS | 0 | 0 | 0 | 0 | 0 | 0
WT_off | 0 | 0 | 0 | 0 | 0 | 0
PseudoUnit | 0 | 0 | 0 | 0 | 0 | 0
FixedInterchange | 0 | 0 | 0 | 0 | 0 | 0
Emission Cost by Reporting Type: All
ReportingType | 2015 | 2020 | 2025 | 2030 | 2035 | 2040
BM | 0 | 0 | 0 | 0 | 0 | 0
CC | 0 | 0 | 0 | 0 | 0 | 0
CSP | 0 | 0 | 0 | 0 | 0 | 0
CT | 0 | 0 | 0 | 0 | 0 | 0
Coal | 0 | 0 | 0 | 0 | 0 | 0
Geo | 0 | 0 | 0 | 0 | 0 | 0
H | 0 | 0 | 0 | 0 | 0 | 0
LFG | 0 | 0 | 0 | 0 | 0 | 0
Nuc | 0 | 0 | 0 | 0 | 0 | 0
PS | 0 | 0 | 0 | 0 | 0 | 0
PV | 0 | 0 | 0 | 0 | 0 | 0
PeakG | 0 | 0 | 0 | 0 | 0 | 0
PeakO | 0 | 0 | 0 | 0 | 0 | 0
ST | 0 | 0 | 0 | 0 | 0 | 0
STOG | 0 | 0 | 0 | 0 | 0 | 0
STWD | 0 | 0 | 0 | 0 | 0 | 0
WT | 0 | 0 | 0 | 0 | 0 | 0
IGCC | 0 | 0 | 0 | 0 | 0 | 0
DemandResponse | 0 | 0 | 0 | 0 | 0 | 0
IGCC-CCS | 0 | 0 | 0 | 0 | 0 | 0
WT_off | 0 | 0 | 0 | 0 | 0 | 0
PseudoUnit | 0 | 0 | 0 | 0 | 0 | 0
FixedInterchange | 0 | 0 | 0 | 0 | 0 | 0
Emission Cost by Reporting Type: EI_US
ReportingType | 2015 | 2020 | 2025 | 2030 | 2035 | 2040
BM | 0 | 0 | 0 | 0 | 0 | 0
CC | 0 | 0 | 0 | 0 | 0 | 0
CSP | 0 | 0 | 0 | 0 | 0 | 0
CT | 0 | 0 | 0 | 0 | 0 | 0
Coal | 0 | 0 | 0 | 0 | 0 | 0
Geo | 0 | 0 | 0 | 0 | 0 | 0
H | 0 | 0 | 0 | 0 | 0 | 0
LFG | 0 | 0 | 0 | 0 | 0 | 0
Nuc | 0 | 0 | 0 | 0 | 0 | 0
PS | 0 | 0 | 0 | 0 | 0 | 0
PV | 0 | 0 | 0 | 0 | 0 | 0
PeakG | 0 | 0 | 0 | 0 | 0 | 0
PeakO | 0 | 0 | 0 | 0 | 0 | 0
ST | 0 | 0 | 0 | 0 | 0 | 0
STOG | 0 | 0 | 0 | 0 | 0 | 0
STWD | 0 | 0 | 0 | 0 | 0 | 0
WT | 0 | 0 | 0 | 0 | 0 | 0
IGCC | 0 | 0 | 0 | 0 | 0 | 0
DemandResponse | 0 | 0 | 0 | 0 | 0 | 0
IGCC-CCS | 0 | 0 | 0 | 0 | 0 | 0
WT_off | 0 | 0 | 0 | 0 | 0 | 0
PseudoUnit | 0 | 0 | 0 | 0 | 0 | 0
FixedInterchange | 0 | 0 | 0 | 0 | 0 | 0
Emission Cost by Reporting Type: EI_Canada
ReportingType | 2015 | 2020 | 2025 | 2030 | 2035 | 2040
BM | 0 | 0 | 0 | 0 | 0 | 0
CC | 0 | 0 | 0 | 0 | 0 | 0
CSP | 0 | 0 | 0 | 0 | 0 | 0
CT | 0 | 0 | 0 | 0 | 0 | 0
Coal | 0 | 0 | 0 | 0 | 0 | 0
Geo | 0 | 0 | 0 | 0 | 0 | 0
H | 0 | 0 | 0 | 0 | 0 | 0
LFG | 0 | 0 | 0 | 0 | 0 | 0
Nuc | 0 | 0 | 0 | 0 | 0 | 0
PS | 0 | 0 | 0 | 0 | 0 | 0
PV | 0 | 0 | 0 | 0 | 0 | 0
PeakG | 0 | 0 | 0 | 0 | 0 | 0
PeakO | 0 | 0 | 0 | 0 | 0 | 0
ST | 0 | 0 | 0 | 0 | 0 | 0
STOG | 0 | 0 | 0 | 0 | 0 | 0
STWD | 0 | 0 | 0 | 0 | 0 | 0
WT | 0 | 0 | 0 | 0 | 0 | 0
IGCC | 0 | 0 | 0 | 0 | 0 | 0
DemandResponse | 0 | 0 | 0 | 0 | 0 | 0
IGCC-CCS | 0 | 0 | 0 | 0 | 0 | 0
WT_off | 0 | 0 | 0 | 0 | 0 | 0
PseudoUnit | 0 | 0 | 0 | 0 | 0 | 0
FixedInterchange | 0 | 0 | 0 | 0 | 0 | 0
Emission Cost by Reporting Type: EI
ReportingType | 2015 | 2020 | 2025 | 2030 | 2035 | 2040
BM | 0 | 0 | 0 | 0 | 0 | 0
CC | 0 | 0 | 0 | 0 | 0 | 0
CSP | 0 | 0 | 0 | 0 | 0 | 0
CT | 0 | 0 | 0 | 0 | 0 | 0
Coal | 0 | 0 | 0 | 0 | 0 | 0
Geo | 0 | 0 | 0 | 0 | 0 | 0
H | 0 | 0 | 0 | 0 | 0 | 0
LFG | 0 | 0 | 0 | 0 | 0 | 0
Nuc | 0 | 0 | 0 | 0 | 0 | 0
PS | 0 | 0 | 0 | 0 | 0 | 0
PV | 0 | 0 | 0 | 0 | 0 | 0
PeakG | 0 | 0 | 0 | 0 | 0 | 0
PeakO | 0 | 0 | 0 | 0 | 0 | 0
ST | 0 | 0 | 0 | 0 | 0 | 0
STOG | 0 | 0 | 0 | 0 | 0 | 0
STWD | 0 | 0 | 0 | 0 | 0 | 0
WT | 0 | 0 | 0 | 0 | 0 | 0
IGCC | 0 | 0 | 0 | 0 | 0 | 0
DemandResponse | 0 | 0 | 0 | 0 | 0 | 0
IGCC-CCS | 0 | 0 | 0 | 0 | 0 | 0
WT_off | 0 | 0 | 0 | 0 | 0 | 0
PseudoUnit | 0 | 0 | 0 | 0 | 0 | 0
FixedInterchange | 0 | 0 | 0 | 0 | 0 | 0
Emission Cost by Reporting Type: Outside_EI
ReportingType | 2015 | 2020 | 2025 | 2030 | 2035 | 2040
BM | 0 | 0 | 0 | 0 | 0 | 0
CC | 0 | 0 | 0 | 0 | 0 | 0
CSP | 0 | 0 | 0 | 0 | 0 | 0
CT | 0 | 0 | 0 | 0 | 0 | 0
Coal | 0 | 0 | 0 | 0 | 0 | 0
Geo | 0 | 0 | 0 | 0 | 0 | 0
H | 0 | 0 | 0 | 0 | 0 | 0
LFG | 0 | 0 | 0 | 0 | 0 | 0
Nuc | 0 | 0 | 0 | 0 | 0 | 0
PS | 0 | 0 | 0 | 0 | 0 | 0
PV | 0 | 0 | 0 | 0 | 0 | 0
PeakG | 0 | 0 | 0 | 0 | 0 | 0
PeakO | 0 | 0 | 0 | 0 | 0 | 0
ST | 0 | 0 | 0 | 0 | 0 | 0
STOG | 0 | 0 | 0 | 0 | 0 | 0
STWD | 0 | 0 | 0 | 0 | 0 | 0
WT | 0 | 0 | 0 | 0 | 0 | 0
IGCC | 0 | 0 | 0 | 0 | 0 | 0
DemandResponse | 0 | 0 | 0 | 0 | 0 | 0
IGCC-CCS | 0 | 0 | 0 | 0 | 0 | 0
WT_off | 0 | 0 | 0 | 0 | 0 | 0
PseudoUnit | 0 | 0 | 0 | 0 | 0 | 0
FixedInterchange | 0 | 0 | 0 | 0 | 0 | 0
==== Emission Program: Carbon : (CO2) ====
Emission Cost by Reporting Type: Entergy
ReportingType | 2015 | 2020 | 2025 | 2030 | 2035 | 2040
BM | 0 | 0 | 0 | 0 | 0 | 0
CC | 651 | 780.52 | 1175.21 | 1903.49 | 2083.36 | 2194.79
CSP | 0 | 0 | 0 | 0 | 0 | 0
CT | 0 | 0 | 0 | 0 | 0 | 0
Coal | 1461.8 | 221.92 | 43.17 | 8.6 | 0 | 0
Geo | 0 | 0 | 0 | 0 | 0 | 0
H | 0 | 0 | 0 | 0 | 0 | 0
LFG | 0 | 0 | 0 | 0 | 0 | 0
Nuc | 0 | 0 | 0 | 0 | 0 | 0
PS | 0 | 0 | 0 | 0 | 0 | 0
PV | 0 | 0 | 0 | 0 | 0 | 0
PeakG | 0 | 0 | 8.23 | 6.69 | 8.34 | 0
PeakO | 0 | 0 | 0 | 0 | 0 | 0
ST | 0 | 0 | 0 | 0 | 0 | 0
STOG | 6.7 | 18.16 | 0 | 0 | 0 | 0
STWD | 0 | 0 | 0 | 0 | 0 | 0
WT | 0 | 0 | 0 | 0 | 0 | 0
IGCC | 0 | 0 | 0 | 0 | 0 | 0
DemandResponse | 0 | 0 | 0 | 0 | 0 | 0
IGCC-CCS | 0 | 0 | 0 | 0 | 0 | 0
WT_off | 0 | 0 | 0 | 0 | 0 | 0
PseudoUnit | 0 | 0 | 0 | 0 | 0 | 0
FixedInterchange | 0 | 0 | 0 | 0 | 0 | 0
Emission Cost by Reporting Type: FRCC
ReportingType | 2015 | 2020 | 2025 | 2030 | 2035 | 2040
BM | 0 | 0 | 0 | 0 | 0 | 0
CC | 1747.23 | 2709.72 | 4261.13 | 3320.69 | 4197.77 | 3804.44
CSP | 0 | 0 | 0 | 0 | 0 | 0
CT | 7.47 | 38.2 | 61.39 | 17.46 | 0 | 0
Coal | 450.28 | 145.51 | 0 | 0 | 0 | 0
Geo | 0 | 0 | 0 | 0 | 0 | 0
H | 0 | 0 | 0 | 0 | 0 | 0
LFG | 0 | 0 | 0 | 0 | 0 | 0
Nuc | 0 | 0 | 0 | 0 | 0 | 0
PS | 0 | 0 | 0 | 0 | 0 | 0
PV | 0 | 0 | 0 | 0 | 0 | 0
PeakG | 6.18 | 37.35 | 49.11 | 0 | 0 | 0
PeakO | 0 | 0 | 0 | 0 | 0 | 0
ST | 0 | 0 | 0 | 0 | 0 | 0
STOG | 0 | 0 | 0 | 0 | 0 | 0
STWD | 0 | 0 | 0 | 0 | 0 | 0
WT | 0 | 0 | 0 | 0 | 0 | 0
IGCC | 0 | 0 | 0 | 0 | 0 | 0
DemandResponse | 0 | 0 | 0 | 0 | 0 | 0
IGCC-CCS | 0 | 0 | 0 | 0 | 0 | 0
WT_off | 0 | 0 | 0 | 0 | 0 | 0
PseudoUnit | 0 | 0 | 0 | 0 | 0 | 0
FixedInterchange | 0 | 0 | 0 | 0 | 0 | 0
Emission Cost by Reporting Type: MAPP_US
ReportingType | 2015 | 2020 | 2025 | 2030 | 2035 | 2040
BM | 0 | 0 | 0 | 0 | 0 | 0
CC | 3.47 | 5.48 | 7.27 | 10.17 | 18.83 | 8.04
CSP | 0 | 0 | 0 | 0 | 0 | 0
CT | 0 | 0.06 | 0.36 | 0 | 1.7 | 1.87
Coal | 370.19 | 100.31 | 0 | 0 | 0 | 0
Geo | 0 | 0 | 0 | 0 | 0 | 0
H | 0 | 0 | 0 | 0 | 0 | 0
LFG | 0 | 0 | 0 | 0 | 0 | 0
Nuc | 0 | 0 | 0 | 0 | 0 | 0
PS | 0 | 0 | 0 | 0 | 0 | 0
PV | 0 | 0 | 0 | 0 | 0 | 0
PeakG | 0.96 | 2.24 | 6.63 | 12.96 | 15.33 | 17.57
PeakO | 0 | 0 | 0.06 | 0 | 0 | 0
ST | 0 | 0 | 0 | 0 | 0 | 0
STOG | 0 | 0 | 0 | 0 | 0 | 0
STWD | 0 | 0 | 0 | 0 | 0 | 0
WT | 0 | 0 | 0 | 0 | 0 | 0
IGCC | 0 | 0 | 0 | 0 | 0 | 0
DemandResponse | 0 | 0 | 0 | 0 | 0 | 0
IGCC-CCS | 0 | 0 | 0 | 0 | 0 | 0
WT_off | 0 | 0 | 0 | 0 | 0 | 0
PseudoUnit | 0 | 0 | 0 | 0 | 0 | 0
FixedInterchange | 0 | 0 | 0 | 0 | 0 | 0
Emission Cost by Reporting Type: MISO_IN
ReportingType | 2015 | 2020 | 2025 | 2030 | 2035 | 2040
BM | 0 | 0 | 0 | 0 | 0 | 0
CC | 296.69 | 1449.95 | 2380.99 | 2513.99 | 2982.67 | 2936.87
CSP | 0 | 0 | 0 | 0 | 0 | 0
CT | 0 | 0 | 0 | 0 | 0 | 0
Coal | 1608.06 | 1537.35 | 0 | 0 | 0 | 0
Geo | 0 | 0 | 0 | 0 | 0 | 0
H | 0 | 0 | 0 | 0 | 0 | 0
LFG | 0 | 0 | 0 | 0 | 0 | 0
Nuc | 0 | 0 | 0 | 0 | 0 | 0
PS | 0 | 0 | 0 | 0 | 0 | 0
PV | 0 | 0 | 0 | 0 | 0 | 0
PeakG | 0 | 0.38 | 11.26 | 0 | 0 | 0
PeakO | 0 | 0 | 0.02 | 0 | 0 | 0
ST | 0 | 0 | 0 | 0 | 0 | 0
STOG | 0.48 | 1.3 | 4.17 | 0 | 0 | 0
STWD | 0 | 0 | 0 | 0 | 0 | 0
WT | 0 | 0 | 0 | 0 | 0 | 0
IGCC | 100.97 | 143.38 | 53.05 | 5.35 | 0 | 0
DemandResponse | 0 | 0 | 0 | 0 | 0 | 0
IGCC-CCS | 0 | 0 | 0 | 0 | 0 | 0
WT_off | 0 | 0 | 0 | 0 | 0 | 0
PseudoUnit | 0 | 0 | 0 | 0 | 0 | 0
FixedInterchange | 0 | 0 | 0 | 0 | 0 | 0
Emission Cost by Reporting Type: MISO_MI
ReportingType | 2015 | 2020 | 2025 | 2030 | 2035 | 2040
BM | 0 | 0 | 0 | 0 | 0 | 0
CC | 162.35 | 253.81 | 443.73 | 322.06 | 552.82 | 228.19
CSP | 0 | 0 | 0 | 0 | 0 | 0
CT | 0 | 0 | 0 | 0 | 0 | 0
Coal | 696.66 | 0 | 0 | 0 | 0 | 0
Geo | 0 | 0 | 0 | 0 | 0 | 0
H | 0 | 0 | 0 | 0 | 0 | 0
LFG | 0 | 0 | 0 | 0 | 0 | 0
Nuc | 0 | 0 | 0 | 0 | 0 | 0
PS | 0 | 0 | 0 | 0 | 0 | 0
PV | 0 | 0 | 0 | 0 | 0 | 0
PeakG | 0.39 | 2.5 | 12.98 | 0.44 | 2.44 | 0
PeakO | 0 | 0 | 0.11 | 0 | 0 | 0
ST | 0 | 0 | 0 | 0 | 0 | 0
STOG | 4.8 | 6.81 | 13.38 | 0 | 0 | 0
STWD | 0 | 0 | 0 | 0 | 0 | 0
WT | 0 | 0 | 0 | 0 | 0 | 0
IGCC | 0 | 0 | 0 | 0 | 0 | 0
DemandResponse | 0 | 0 | 0 | 0 | 0 | 0
IGCC-CCS | 0 | 0 | 0 | 0 | 0 | 0
WT_off | 0 | 0 | 0 | 0 | 0 | 0
PseudoUnit | 0 | 0 | 0 | 0 | 0 | 0
FixedInterchange | 0 | 0 | 0 | 0 | 0 | 0
Emission Cost by Reporting Type: MISO_MO-IL
ReportingType | 2015 | 2020 | 2025 | 2030 | 2035 | 2040
BM | 0 | 0 | 0 | 0 | 0 | 0
CC | 36.48 | 55.11 | 82.6 | 52.59 | 97.4 | 48.65
CSP | 0 | 0 | 0 | 0 | 0 | 0
CT | 0 | 0 | 0 | 0 | 0 | 0
Coal | 1876.02 | 842.49 | 125.65 | 25.13 | 17.61 | 25.13
Geo | 0 | 0 | 0 | 0 | 0 | 0
H | 0 | 0 | 0 | 0 | 0 | 0
LFG | 0 | 0 | 0 | 0 | 0 | 0
Nuc | 0 | 0 | 0 | 0 | 0 | 0
PS | 0 | 0 | 0 | 0 | 0 | 0
PV | 0 | 0 | 0 | 0 | 0 | 0
PeakG | 1.74 | 10.02 | 35.68 | 42.53 | 65.86 | 89.87
PeakO | 0 | 0 | 0.16 | 0 | 0 | 0
ST | 0 | 0 | 0 | 0 | 0 | 0
STOG | 0.09 | 0.71 | 0 | 0 | 0 | 0
STWD | 0 | 0 | 0 | 0 | 0 | 0
WT | 0 | 0 | 0 | 0 | 0 | 0
IGCC | 0 | 0 | 0 | 0 | 0 | 0
DemandResponse | 0 | 0 | 0 | 0 | 0 | 0
IGCC-CCS | 0 | 0 | 0 | 0 | 0 | 0
WT_off | 0 | 0 | 0 | 0 | 0 | 0
PseudoUnit | 0 | 0 | 0 | 0 | 0 | 0
FixedInterchange | 0 | 0 | 0 | 0 | 0 | 0
Emission Cost by Reporting Type: MISO_W
ReportingType | 2015 | 2020 | 2025 | 2030 | 2035 | 2040
BM | 0 | 0 | 0 | 0 | 0 | 0
CC | 89.9 | 162.19 | 148.88 | 163.27 | 241.27 | 158.79
CSP | 0 | 0 | 0 | 0 | 0 | 0
CT | 0 | 0 | 0 | 0 | 0 | 0
Coal | 1976.42 | 1128.5 | 17.38 | 38.92 | 66.94 | 73.86
Geo | 0 | 0 | 0 | 0 | 0 | 0
H | 0 | 0 | 0 | 0 | 0 | 0
LFG | 0 | 0 | 0 | 0 | 0 | 0
Nuc | 0 | 0 | 0 | 0 | 0 | 0
PS | 0 | 0 | 0 | 0 | 0 | 0
PV | 0 | 0 | 0 | 0 | 0 | 0
PeakG | 3.3 | 6.6 | 15.3 | 6.74 | 43.66 | 55.35
PeakO | 0 | 0 | 1.07 | 0 | 0 | 0
ST | 0 | 0 | 0 | 0 | 0 | 0
STOG | 0 | 0.04 | 0 | 0 | 0 | 0
STWD | 0 | 0 | 0 | 0 | 0 | 0
WT | 0 | 0 | 0 | 0 | 0 | 0
IGCC | 0 | 0 | 0 | 0 | 0 | 0
DemandResponse | 0 | 0 | 0 | 0 | 0 | 0
IGCC-CCS | 0 | 0 | 0 | 0 | 0 | 0
WT_off | 0 | 0 | 0 | 0 | 0 | 0
PseudoUnit | 0 | 0 | 0 | 0 | 0 | 0
FixedInterchange | 0 | 0 | 0 | 0 | 0 | 0
Emission Cost by Reporting Type: MISO_WUMS
ReportingType | 2015 | 2020 | 2025 | 2030 | 2035 | 2040
BM | 0 | 0 | 0 | 0 | 0 | 0
CC | 431.92 | 616.01 | 977.96 | 1046.76 | 1429.27 | 1057.77
CSP | 0 | 0 | 0 | 0 | 0 | 0
CT | 0 | 0 | 0 | 0 | 0 | 0
Coal | 300.97 | 141.84 | 43.62 | 13.77 | 60.77 | 99.7
Geo | 0 | 0 | 0 | 0 | 0 | 0
H | 0 | 0 | 0 | 0 | 0 | 0
LFG | 0 | 0 | 0 | 0 | 0 | 0
Nuc | 0 | 0 | 0 | 0 | 0 | 0
PS | 0 | 0 | 0 | 0 | 0 | 0
PV | 0 | 0 | 0 | 0 | 0 | 0
PeakG | 0 | 1.26 | 9.41 | 0 | 0 | 0
PeakO | 0 | 0 | 0.06 | 0 | 0 | 0
ST | 0 | 0 | 0 | 0 | 0 | 0
STOG | 0 | 0 | 0 | 0 | 0 | 0
STWD | 0 | 0 | 0 | 0 | 0 | 0
WT | 0 | 0 | 0 | 0 | 0 | 0
IGCC | 0 | 0 | 0 | 0 | 0 | 0
DemandResponse | 0 | 0 | 0 | 0 | 0 | 0
IGCC-CCS | 0 | 0 | 0 | 0 | 0 | 0
WT_off | 0 | 0 | 0 | 0 | 0 | 0
PseudoUnit | 0 | 0 | 0 | 0 | 0 | 0
FixedInterchange | 0 | 0 | 0 | 0 | 0 | 0
Emission Cost by Reporting Type: Nebraska
ReportingType | 2015 | 2020 | 2025 | 2030 | 2035 | 2040
BM | 0 | 0 | 0 | 0 | 0 | 0
CC | 4.3 | 3.9 | 9.85 | 8.11 | 14.76 | 10.8
CSP | 0 | 0 | 0 | 0 | 0 | 0
CT | 0 | 0 | 0 | 0 | 0 | 0
Coal | 859.2 | 71.16 | 25.63 | 25.93 | 45.22 | 38.2
Geo | 0 | 0 | 0 | 0 | 0 | 0
H | 0 | 0 | 0 | 0 | 0 | 0
LFG | 0 | 0 | 0 | 0 | 0 | 0
Nuc | 0 | 0 | 0 | 0 | 0 | 0
PS | 0 | 0 | 0 | 0 | 0 | 0
PV | 0 | 0 | 0 | 0 | 0 | 0
PeakG | 0.49 | 0.19 | 1.58 | 0 | 0 | 0
PeakO | 0 | 0 | 0.17 | 0 | 0 | 0
ST | 0 | 0 | 0 | 0 | 0 | 0
STOG | 0 | 0 | 0 | 0 | 0 | 0
STWD | 0 | 0 | 0 | 0 | 0 | 0
WT | 0 | 0 | 0 | 0 | 0 | 0
IGCC | 0 | 0 | 0 | 0 | 0 | 0
DemandResponse | 0 | 0 | 0 | 0 | 0 | 0
IGCC-CCS | 0 | 0 | 0 | 0 | 0 | 0
WT_off | 0 | 0 | 0 | 0 | 0 | 0
PseudoUnit | 0 | 0 | 0 | 0 | 0 | 0
FixedInterchange | 0 | 0 | 0 | 0 | 0 | 0
Emission Cost by Reporting Type: NEISO
ReportingType | 2015 | 2020 | 2025 | 2030 | 2035 | 2040
BM | 0 | 0 | 0 | 0 | 0 | 0
CC | 338.69 | 340.19 | 379.33 | 383.14 | 515.15 | 173.92
CSP | 0 | 0 | 0 | 0 | 0 | 0
CT | 0.05 | 0.24 | 1.23 | 0.85 | 0 | 0
Coal | 1.71 | 0 | 0 | 0 | 0 | 0
Geo | 0 | 0 | 0 | 0 | 0 | 0
H | 0 | 0 | 0 | 0 | 0 | 0
LFG | 0 | 0 | 0 | 0 | 0 | 0
Nuc | 0 | 0 | 0 | 0 | 0 | 0
PS | 0 | 0 | 0 | 0 | 0 | 0
PV | 0 | 0 | 0 | 0 | 0 | 0
PeakG | 0.47 | 2.14 | 4.16 | 7.63 | 11.12 | 24.65
PeakO | 0 | 0 | 0 | 0 | 0 | 0
ST | 0 | 0 | 0 | 0 | 0 | 0
STOG | 0 | 0 | 0 | 0 | 0 | 0
STWD | 0 | 0 | 0 | 0 | 0 | 0
WT | 0 | 0 | 0 | 0 | 0 | 0
IGCC | 0 | 0 | 0 | 0 | 0 | 0
DemandResponse | 0 | 0 | 0 | 0 | 0 | 0
IGCC-CCS | 0 | 0 | 0 | 0 | 0 | 0
WT_off | 0 | 0 | 0 | 0 | 0 | 0
PseudoUnit | 0 | 0 | 0 | 0 | 0 | 0
FixedInterchange | 0 | 0 | 0 | 0 | 0 | 0
Emission Cost by Reporting Type: NonRTO_Midwest
ReportingType | 2015 | 2020 | 2025 | 2030 | 2035 | 2040
BM | 0 | 0 | 0 | 0 | 0 | 0
CC | 123.05 | 404.63 | 662.61 | 1307.77 | 1953.96 | 632.67
CSP | 0 | 0 | 0 | 0 | 0 | 0
CT | 0 | 0 | 0 | 0 | 0 | 0
Coal | 1087.13 | 847.48 | 102.17 | 27.39 | 89.77 | 128.15
Geo | 0 | 0 | 0 | 0 | 0 | 0
H | 0 | 0 | 0 | 0 | 0 | 0
LFG | 0 | 0 | 0 | 0 | 0 | 0
Nuc | 0 | 0 | 0 | 0 | 0 | 0
PS | 0 | 0 | 0 | 0 | 0 | 0
PV | 0 | 0 | 0 | 0 | 0 | 0
PeakG | 2.44 | 3.43 | 46.12 | 52.74 | 13.3 | 5.48
PeakO | 0 | 0 | 0 | 0 | 0 | 0
ST | 0 | 0 | 0 | 0 | 0 | 0
STOG | 0 | 0 | 0 | 0 | 0 | 0
STWD | 0 | 0 | 0 | 0 | 0 | 0
WT | 0 | 0 | 0 | 0 | 0 | 0
IGCC | 0 | 0 | 0 | 0 | 0 | 0
DemandResponse | 0 | 0 | 0 | 0 | 0 | 0
IGCC-CCS | 0 | 0 | 0 | 0 | 0 | 0
WT_off | 0 | 0 | 0 | 0 | 0 | 0
PseudoUnit | 0 | 0 | 0 | 0 | 0 | 0
FixedInterchange | 0 | 0 | 0 | 0 | 0 | 0
Emission Cost by Reporting Type: NYISO_A-F
ReportingType | 2015 | 2020 | 2025 | 2030 | 2035 | 2040
BM | 0 | 0 | 0 | 0 | 0 | 0
CC | 61.66 | 89.37 | 98.56 | 64.71 | 20.63 | 0
CSP | 0 | 0 | 0 | 0 | 0 | 0
CT | 0 | 0 | 0 | 0 | 0 | 0
Coal | 0 | 0 | 0 | 0 | 0 | 0
Geo | 0 | 0 | 0 | 0 | 0 | 0
H | 0 | 0 | 0 | 0 | 0 | 0
LFG | 0 | 0 | 0 | 0 | 0 | 0
Nuc | 0 | 0 | 0 | 0 | 0 | 0
PS | 0 | 0 | 0 | 0 | 0 | 0
PV | 0 | 0 | 0 | 0 | 0 | 0
PeakG | 0.03 | 0.42 | 0 | 0 | 0 | 0
PeakO | 0 | 0 | 0 | 0 | 0 | 0
ST | 0 | 0 | 0 | 0 | 0 | 0
STOG | 0 | 0 | 0 | 0 | 0 | 0
STWD | 0 | 0 | 0 | 0 | 0 | 0
WT | 0 | 0 | 0 | 0 | 0 | 0
IGCC | 0 | 0 | 0 | 0 | 0 | 0
DemandResponse | 0 | 0 | 0 | 0 | 0 | 0
IGCC-CCS | 0 | 0 | 0 | 0 | 0 | 0
WT_off | 0 | 0 | 0 | 0 | 0 | 0
PseudoUnit | 0 | 0 | 0 | 0 | 0 | 0
FixedInterchange | 0 | 0 | 0 | 0 | 0 | 0
Emission Cost by Reporting Type: NYISO_G-I
ReportingType | 2015 | 2020 | 2025 | 2030 | 2035 | 2040
BM | 0 | 0 | 0 | 0 | 0 | 0
CC | 36.46 | 56.6 | 52.63 | 49.25 | 150.12 | 0
CSP | 0 | 0 | 0 | 0 | 0 | 0
CT | 0 | 0 | 0 | 0 | 0 | 0
Coal | 0 | 0 | 0 | 0 | 0 | 0
Geo | 0 | 0 | 0 | 0 | 0 | 0
H | 0 | 0 | 0 | 0 | 0 | 0
LFG | 0 | 0 | 0 | 0 | 0 | 0
Nuc | 0 | 0 | 0 | 0 | 0 | 0
PS | 0 | 0 | 0 | 0 | 0 | 0
PV | 0 | 0 | 0 | 0 | 0 | 0
PeakG | 0 | 0.02 | 0.12 | 0.27 | 0.51 | 0
PeakO | 0 | 0 | 0 | 0 | 0 | 0
ST | 0 | 0 | 0 | 0 | 0 | 0
STOG | 0 | 0 | 0 | 0 | 0 | 0
STWD | 0 | 0 | 0 | 0 | 0 | 0
WT | 0 | 0 | 0 | 0 | 0 | 0
IGCC | 0 | 0 | 0 | 0 | 0 | 0
DemandResponse | 0 | 0 | 0 | 0 | 0 | 0
IGCC-CCS | 0 | 0 | 0 | 0 | 0 | 0
WT_off | 0 | 0 | 0 | 0 | 0 | 0
PseudoUnit | 0 | 0 | 0 | 0 | 0 | 0
FixedInterchange | 0 | 0 | 0 | 0 | 0 | 0
Emission Cost by Reporting Type: NYISO_J-K
ReportingType | 2015 | 2020 | 2025 | 2030 | 2035 | 2040
BM | 0 | 0 | 0 | 0 | 0 | 0
CC | 227.33 | 340.79 | 378.44 | 562.19 | 1045.54 | 761.23
CSP | 0 | 0 | 0 | 0 | 0 | 0
CT | 0 | 0 | 0 | 0 | 0 | 0
Coal | 0 | 0 | 0 | 0 | 0 | 0
Geo | 0 | 0 | 0 | 0 | 0 | 0
H | 0 | 0 | 0 | 0 | 0 | 0
LFG | 0 | 0 | 0 | 0 | 0 | 0
Nuc | 0 | 0 | 0 | 0 | 0 | 0
PS | 0 | 0 | 0 | 0 | 0 | 0
PV | 0 | 0 | 0 | 0 | 0 | 0
PeakG | 1.98 | 4.54 | 16.79 | 34.93 | 52.8 | 75.37
PeakO | 0 | 0.07 | 2.6 | 0.89 | 3.3 | 0.74
ST | 0 | 0 | 0 | 0 | 0 | 0
STOG | 4.55 | 14.7 | 15.91 | 16.3 | 15.46 | 5.78
STWD | 0 | 0 | 0 | 0 | 0 | 0
WT | 0 | 0 | 0 | 0 | 0 | 0
IGCC | 0 | 0 | 0 | 0 | 0 | 0
DemandResponse | 0 | 0 | 0 | 0 | 0 | 0
IGCC-CCS | 0 | 0 | 0 | 0 | 0 | 0
WT_off | 0 | 0 | 0 | 0 | 0 | 0
PseudoUnit | 0 | 0 | 0 | 0 | 0 | 0
FixedInterchange | 0 | 0 | 0 | 0 | 0 | 0
Emission Cost by Reporting Type: PJM_E
ReportingType | 2015 | 2020 | 2025 | 2030 | 2035 | 2040
BM | 0 | 0 | 0 | 0 | 0 | 0
CC | 421.97 | 781.37 | 1134.07 | 1698.02 | 3221.41 | 2079.47
CSP | 0 | 0 | 0 | 0 | 0 | 0
CT | 0 | 0.22 | 0.36 | 0 | 0 | 0
Coal | 16.51 | 17.93 | 20.2 | 1.32 | 28.09 | 43.71
Geo | 0 | 0 | 0 | 0 | 0 | 0
H | 0 | 0 | 0 | 0 | 0 | 0
LFG | 0 | 0 | 0 | 0 | 0 | 0
Nuc | 0 | 0 | 0 | 0 | 0 | 0
PS | 0 | 0 | 0 | 0 | 0 | 0
PV | 0 | 0 | 0 | 0 | 0 | 0
PeakG | 0.97 | 20.6 | 56.97 | 75.58 | 73.9 | 76.14
PeakO | 0 | 0 | 0.3 | 0 | 0 | 0
ST | 0 | 0 | 0 | 0 | 0 | 0
STOG | 4.28 | 2.29 | 0 | 0 | 0 | 0
STWD | 0 | 0 | 0 | 0 | 0 | 0
WT | 0 | 0 | 0 | 0 | 0 | 0
IGCC | 0 | 0 | 0 | 0 | 0 | 0
DemandResponse | 0 | 0 | 0 | 0 | 0 | 0
IGCC-CCS | 0 | 0 | 0 | 0 | 0 | 0
WT_off | 0 | 0 | 0 | 0 | 0 | 0
PseudoUnit | 0 | 0 | 0 | 0 | 0 | 0
FixedInterchange | 0 | 0 | 0 | 0 | 0 | 0
Emission Cost by Reporting Type: PJM_ROM
ReportingType | 2015 | 2020 | 2025 | 2030 | 2035 | 2040
BM | 0 | 0 | 0 | 0 | 0 | 0
CC | 195.2 | 364.2 | 569.64 | 757.27 | 1402.5 | 797.7
CSP | 0 | 0 | 0 | 0 | 0 | 0
CT | 0 | 0.13 | 0.38 | 0.49 | 0 | 0
Coal | 276.37 | 53.26 | 1.93 | 0.01 | 0.24 | 0
Geo | 0 | 0 | 0 | 0 | 0 | 0
H | 0 | 0 | 0 | 0 | 0 | 0
LFG | 0 | 0 | 0 | 0 | 0 | 0
Nuc | 0 | 0 | 0 | 0 | 0 | 0
PS | 0 | 0 | 0 | 0 | 0 | 0
PV | 0 | 0 | 0 | 0 | 0 | 0
PeakG | 0 | 1.12 | 7.97 | 48.09 | 47.09 | 34.11
PeakO | 0 | 0 | 0.94 | 0 | 0 | 0
ST | 0 | 0 | 0 | 0 | 0 | 0
STOG | 10.4 | 28.84 | 0 | 0 | 0 | 0
STWD | 0 | 0 | 0 | 0 | 0 | 0
WT | 0 | 0 | 0 | 0 | 0 | 0
IGCC | 0 | 0 | 0 | 0 | 0 | 0
DemandResponse | 0 | 0 | 0 | 0 | 0 | 0
IGCC-CCS | 0 | 0 | 0 | 0 | 0 | 0
WT_off | 0 | 0 | 0 | 0 | 0 | 0
PseudoUnit | 0 | 0 | 0 | 0 | 0 | 0
FixedInterchange | 0 | 0 | 0 | 0 | 0 | 0
Emission Cost by Reporting Type: PJM_ROR
ReportingType | 2015 | 2020 | 2025 | 2030 | 2035 | 2040
BM | 0 | 0 | 0 | 0 | 0 | 0
CC | 1442.81 | 2338.75 | 3321.04 | 5613.1 | 7342.12 | 4161.41
CSP | 0 | 0 | 0 | 0 | 0 | 0
CT | 0.05 | 0.24 | 0.69 | 0.89 | 0 | 0
Coal | 5673.91 | 3680.77 | 466.4 | 162.68 | 219.13 | 312.81
Geo | 0 | 0 | 0 | 0 | 0 | 0
H | 0 | 0 | 0 | 0 | 0 | 0
LFG | 0 | 0 | 0 | 0 | 0 | 0
Nuc | 0 | 0 | 0 | 0 | 0 | 0
PS | 0 | 0 | 0 | 0 | 0 | 0
PV | 0 | 0 | 0 | 0 | 0 | 0
PeakG | 13.35 | 63.01 | 216.66 | 263.31 | 460.84 | 117.43
PeakO | 0 | 0 | 0.2 | 0 | 0 | 0
ST | 0 | 0 | 0 | 0 | 0 | 0
STOG | 6.29 | 29.2 | 0 | 0 | 0 | 0
STWD | 0 | 0 | 0 | 0 | 0 | 0
WT | 0 | 0 | 0 | 0 | 0 | 0
IGCC | 0 | 0 | 0 | 0 | 0 | 0
DemandResponse | 0 | 0 | 0 | 0 | 0 | 0
IGCC-CCS | 0 | 0 | 0 | 0 | 0 | 0
WT_off | 0 | 0 | 0 | 0 | 0 | 0
PseudoUnit | 0 | 0 | 0 | 0 | 0 | 0
FixedInterchange | 0 | 0 | 0 | 0 | 0 | 0
Emission Cost by Reporting Type: SOCO
ReportingType | 2015 | 2020 | 2025 | 2030 | 2035 | 2040
BM | 0 | 0 | 0 | 0 | 0 | 0
CC | 1549.69 | 2321.07 | 3718.21 | 5042.49 | 3086.44 | 1100.82
CSP | 0 | 0 | 0 | 0 | 0 | 0
CT | 0 | 0 | 0 | 0 | 0 | 0
Coal | 869.26 | 321.61 | 37.7 | 84.43 | 156.38 | 223.24
Geo | 0 | 0 | 0 | 0 | 0 | 0
H | 0 | 0 | 0 | 0 | 0 | 0
LFG | 0 | 0 | 0 | 0 | 0 | 0
Nuc | 0 | 0 | 0 | 0 | 0 | 0
PS | 0 | 0 | 0 | 0 | 0 | 0
PV | 0 | 0 | 0 | 0 | 0 | 0
PeakG | 8.82 | 62.92 | 128.42 | 0 | 0 | 0
PeakO | 0 | 0 | 0 | 0 | 0 | 0
ST | 0 | 0 | 0 | 0 | 0 | 0
STOG | 0 | 0 | 0 | 0 | 0 | 0
STWD | 0 | 0 | 0 | 0 | 0 | 0
WT | 0 | 0 | 0 | 0 | 0 | 0
IGCC | 0 | 0 | 0 | 0 | 0 | 0
DemandResponse | 0 | 0 | 0 | 0 | 0 | 0
IGCC-CCS | 0 | 0 | 0 | 0 | 0 | 0
WT_off | 0 | 0 | 0 | 0 | 0 | 0
PseudoUnit | 0 | 0 | 0 | 0 | 0 | 0
FixedInterchange | 0 | 0 | 0 | 0 | 0 | 0
Emission Cost by Reporting Type: SPP_N
ReportingType | 2015 | 2020 | 2025 | 2030 | 2035 | 2040
BM | 0 | 0 | 0 | 0 | 0 | 0
CC | 30.42 | 21.91 | 35.87 | 50.21 | 74.02 | 38.02
CSP | 0 | 0 | 0 | 0 | 0 | 0
CT | 0 | 0 | 0 | 0 | 0 | 0
Coal | 1603.34 | 375.18 | 17.49 | 1.52 | 0 | 0
Geo | 0 | 0 | 0 | 0 | 0 | 0
H | 0 | 0 | 0 | 0 | 0 | 0
LFG | 0 | 0 | 0 | 0 | 0 | 0
Nuc | 0 | 0 | 0 | 0 | 0 | 0
PS | 0 | 0 | 0 | 0 | 0 | 0
PV | 0 | 0 | 0 | 0 | 0 | 0
PeakG | 1.02 | 0 | 3.06 | 0 | 0 | 0
PeakO | 0 | 0 | 0 | 0 | 0 | 0
ST | 0 | 0 | 0 | 0 | 0 | 0
STOG | 2.66 | 0 | 0 | 0 | 0 | 0
STWD | 0 | 0 | 0 | 0 | 0 | 0
WT | 0 | 0 | 0 | 0 | 0 | 0
IGCC | 0 | 0 | 0 | 0 | 0 | 0
DemandResponse | 0 | 0 | 0 | 0 | 0 | 0
IGCC-CCS | 0 | 0 | 0 | 0 | 0 | 0
WT_off | 0 | 0 | 0 | 0 | 0 | 0
PseudoUnit | 0 | 0 | 0 | 0 | 0 | 0
FixedInterchange | 0 | 0 | 0 | 0 | 0 | 0
Emission Cost by Reporting Type: SPP_S
ReportingType | 2015 | 2020 | 2025 | 2030 | 2035 | 2040
BM | 0 | 0 | 0 | 0 | 0 | 0
CC | 385.39 | 166.61 | 333.9 | 519.21 | 726.91 | 819.82
CSP | 0 | 0 | 0 | 0 | 0 | 0
CT | 0.08 | 0 | 2.38 | 10.65 | 4.15 | 0
Coal | 2342.08 | 239.26 | 36.9 | 0 | 0 | 0
Geo | 0 | 0 | 0 | 0 | 0 | 0
H | 0 | 0 | 0 | 0 | 0 | 0
LFG | 0 | 0 | 0 | 0 | 0 | 0
Nuc | 0 | 0 | 0 | 0 | 0 | 0
PS | 0 | 0 | 0 | 0 | 0 | 0
PV | 0 | 0 | 0 | 0 | 0 | 0
PeakG | 0 | 0 | 9.1 | 31.16 | 32.02 | 45.72
PeakO | 0 | 0 | 0 | 0 | 0 | 0
ST | 0 | 0 | 0 | 0 | 0 | 0
STOG | 23.45 | 26.28 | 48.58 | 8.76 | 0 | 0
STWD | 0 | 0 | 0 | 0 | 0 | 0
WT | 0 | 0 | 0 | 0 | 0 | 0
IGCC | 0 | 0 | 0 | 0 | 0 | 0
DemandResponse | 0 | 0 | 0 | 0 | 0 | 0
IGCC-CCS | 0 | 0 | 0 | 0 | 0 | 0
WT_off | 0 | 0 | 0 | 0 | 0 | 0
PseudoUnit | 0 | 0 | 0 | 0 | 0 | 0
FixedInterchange | 0 | 0 | 0 | 0 | 0 | 0
Emission Cost by Reporting Type: TVA
ReportingType | 2015 | 2020 | 2025 | 2030 | 2035 | 2040
BM | 0 | 0 | 0 | 0 | 0 | 0
CC | 435.34 | 875.86 | 1383.15 | 2054.97 | 1538.34 | 580.6
CSP | 0 | 0 | 0 | 0 | 0 | 0
CT | 0 | 0 | 0 | 0 | 0 | 0
Coal | 1161.87 | 672.54 | 0 | 0 | 0 | 0
Geo | 0 | 0 | 0 | 0 | 0 | 0
H | 0 | 0 | 0 | 0 | 0 | 0
LFG | 0 | 0 | 0 | 0 | 0 | 0
Nuc | 0 | 0 | 0 | 0 | 0 | 0
PS | 0 | 0 | 0 | 0 | 0 | 0
PV | 0 | 0 | 0 | 0 | 0 | 0
PeakG | 0 | 1.27 | 6.41 | 3.15 | 0 | 0
PeakO | 0 | 0 | 0 | 0 | 0 | 0
ST | 0 | 0 | 0 | 0 | 0 | 0
STOG | 0 | 0 | 0 | 0 | 0 | 0
STWD | 0 | 0 | 0 | 0 | 0 | 0
WT | 0 | 0 | 0 | 0 | 0 | 0
IGCC | 0 | 0 | 0 | 0 | 0 | 0
DemandResponse | 0 | 0 | 0 | 0 | 0 | 0
IGCC-CCS | 0 | 0 | 0 | 0 | 0 | 0
WT_off | 0 | 0 | 0 | 0 | 0 | 0
PseudoUnit | 0 | 0 | 0 | 0 | 0 | 0
FixedInterchange | 0 | 0 | 0 | 0 | 0 | 0
Emission Cost by Reporting Type: TVA_Transmission
ReportingType | 2015 | 2020 | 2025 | 2030 | 2035 | 2040
BM | 0 | 0 | 0 | 0 | 0 | 0
CC | 0 | 0 | 0 | 0 | 0 | 0
CSP | 0 | 0 | 0 | 0 | 0 | 0
CT | 0 | 0 | 0 | 0 | 0 | 0
Coal | 0 | 0 | 0 | 0 | 0 | 0
Geo | 0 | 0 | 0 | 0 | 0 | 0
H | 0 | 0 | 0 | 0 | 0 | 0
LFG | 0 | 0 | 0 | 0 | 0 | 0
Nuc | 0 | 0 | 0 | 0 | 0 | 0
PS | 0 | 0 | 0 | 0 | 0 | 0
PV | 0 | 0 | 0 | 0 | 0 | 0
PeakG | 0 | 0 | 0 | 0 | 0 | 0
PeakO | 0 | 0 | 0 | 0 | 0 | 0
ST | 0 | 0 | 0 | 0 | 0 | 0
STOG | 0 | 0 | 0 | 0 | 0 | 0
STWD | 0 | 0 | 0 | 0 | 0 | 0
WT | 0 | 0 | 0 | 0 | 0 | 0
IGCC | 0 | 0 | 0 | 0 | 0 | 0
DemandResponse | 0 | 0 | 0 | 0 | 0 | 0
IGCC-CCS | 0 | 0 | 0 | 0 | 0 | 0
WT_off | 0 | 0 | 0 | 0 | 0 | 0
PseudoUnit | 0 | 0 | 0 | 0 | 0 | 0
FixedInterchange | 0 | 0 | 0 | 0 | 0 | 0
Emission Cost by Reporting Type: VACAR
ReportingType | 2015 | 2020 | 2025 | 2030 | 2035 | 2040
BM | 0 | 0 | 0 | 0 | 0 | 0
CC | 805.75 | 1203.91 | 1950.65 | 2735.65 | 2320.51 | 383.54
CSP | 0 | 0 | 0 | 0 | 0 | 0
CT | 1.13 | 6.35 | 17.58 | 0.66 | 0 | 0
Coal | 921.92 | 380.86 | 110.26 | 52.89 | 93.74 | 141.66
Geo | 0 | 0 | 0 | 0 | 0 | 0
H | 0 | 0 | 0 | 0 | 0 | 0
LFG | 0 | 0 | 0 | 0 | 0 | 0
Nuc | 0 | 0 | 0 | 0 | 0 | 0
PS | 0 | 0 | 0 | 0 | 0 | 0
PV | 0 | 0 | 0 | 0 | 0 | 0
PeakG | 2.15 | 31.6 | 61.1 | 0 | 0 | 0
PeakO | 0 | 0 | 0 | 0 | 0 | 0
ST | 0 | 0 | 0 | 0 | 0 | 0
STOG | 0 | 0 | 0 | 0 | 0 | 0
STWD | 0 | 0 | 0 | 0 | 0 | 0
WT | 0 | 0 | 0 | 0 | 0 | 0
IGCC | 0 | 0 | 0 | 0 | 0 | 0
DemandResponse | 0 | 0 | 0 | 0 | 0 | 0
IGCC-CCS | 0 | 0 | 0 | 0 | 0 | 0
WT_off | 0 | 0 | 0 | 0 | 0 | 0
PseudoUnit | 0 | 0 | 0 | 0 | 0 | 0
FixedInterchange | 0 | 0 | 0 | 0 | 0 | 0
Emission Cost by Reporting Type: IESO
ReportingType | 2015 | 2020 | 2025 | 2030 | 2035 | 2040
BM | 0 | 0 | 0 | 0 | 0 | 0
CC | 83.77 | 118.96 | 23.93 | 2.92 | 1.77 | 9.03
CSP | 0 | 0 | 0 | 0 | 0 | 0
CT | 0.58 | 0.26 | 0.43 | 0 | 0 | 0
Coal | 0 | 0 | 0 | 0 | 0 | 0
Geo | 0 | 0 | 0 | 0 | 0 | 0
H | 0 | 0 | 0 | 0 | 0 | 0
LFG | 0 | 0 | 0 | 0 | 0 | 0
Nuc | 0 | 0 | 0 | 0 | 0 | 0
PS | 0 | 0 | 0 | 0 | 0 | 0
PV | 0 | 0 | 0 | 0 | 0 | 0
PeakG | 0 | 0 | 0 | 0 | 0 | 0
PeakO | 0 | 0 | 0 | 0 | 0 | 0
ST | 0 | 0 | 0 | 0 | 0 | 0
STOG | 0 | 0 | 0 | 0 | 0 | 0
STWD | 0 | 0 | 0 | 0 | 0 | 0
WT | 0 | 0 | 0 | 0 | 0 | 0
IGCC | 0 | 0 | 0 | 0 | 0 | 0
DemandResponse | 0 | 0 | 0 | 0 | 0 | 0
IGCC-CCS | 0 | 0 | 0 | 0 | 0 | 0
WT_off | 0 | 0 | 0 | 0 | 0 | 0
PseudoUnit | 0 | 0 | 0 | 0 | 0 | 0
FixedInterchange | 0 | 0 | 0 | 0 | 0 | 0
Emission Cost by Reporting Type: MAPP_CA
ReportingType | 2015 | 2020 | 2025 | 2030 | 2035 | 2040
BM | 0 | 0 | 0 | 0 | 0 | 0
CC | 91.67 | 130.17 | 71.94 | 0 | 0 | 0
CSP | 0 | 0 | 0 | 0 | 0 | 0
CT | 0 | 0 | 0 | 0 | 0 | 0
Coal | 7.02 | 0 | 0 | 0 | 0 | 0
Geo | 0 | 0 | 0 | 0 | 0 | 0
H | 0 | 0 | 0 | 0 | 0 | 0
LFG | 0 | 0 | 0 | 0 | 0 | 0
Nuc | 0 | 0 | 0 | 0 | 0 | 0
PS | 0 | 0 | 0 | 0 | 0 | 0
PV | 0 | 0 | 0 | 0 | 0 | 0
PeakG | 0.98 | 2.07 | 0 | 0 | 0 | 0
PeakO | 0 | 0 | 0 | 0 | 0 | 0
ST | 0 | 0 | 0 | 0 | 0 | 0
STOG | 0.22 | 0 | 0 | 0 | 0 | 0
STWD | 0 | 0 | 0 | 0 | 0 | 0
WT | 0 | 0 | 0 | 0 | 0 | 0
IGCC | 0 | 0 | 0 | 0 | 0 | 0
DemandResponse | 0 | 0 | 0 | 0 | 0 | 0
IGCC-CCS | 0 | 0 | 0 | 0 | 0 | 0
WT_off | 0 | 0 | 0 | 0 | 0 | 0
PseudoUnit | 0 | 0 | 0 | 0 | 0 | 0
FixedInterchange | 0 | 0 | 0 | 0 | 0 | 0
Emission Cost by Reporting Type: AZ_NM_SNV_Coal
ReportingType | 2015 | 2020 | 2025 | 2030 | 2035 | 2040
BM | 0 | 0 | 0 | 0 | 0 | 0
CC | 0 | 0 | 0 | 0 | 0 | 0
CSP | 0 | 0 | 0 | 0 | 0 | 0
CT | 0 | 0 | 0 | 0 | 0 | 0
Coal | 1439.42 | 1368.54 | 0 | 0 | 0 | 0
Geo | 0 | 0 | 0 | 0 | 0 | 0
H | 0 | 0 | 0 | 0 | 0 | 0
LFG | 0 | 0 | 0 | 0 | 0 | 0
Nuc | 0 | 0 | 0 | 0 | 0 | 0
PS | 0 | 0 | 0 | 0 | 0 | 0
PV | 0 | 0 | 0 | 0 | 0 | 0
PeakG | 0 | 0 | 0 | 0 | 0 | 0
PeakO | 0 | 0 | 0 | 0 | 0 | 0
ST | 0 | 0 | 0 | 0 | 0 | 0
STOG | 0 | 0 | 0 | 0 | 0 | 0
STWD | 0 | 0 | 0 | 0 | 0 | 0
WT | 0 | 0 | 0 | 0 | 0 | 0
IGCC | 0 | 0 | 0 | 0 | 0 | 0
DemandResponse | 0 | 0 | 0 | 0 | 0 | 0
IGCC-CCS | 0 | 0 | 0 | 0 | 0 | 0
WT_off | 0 | 0 | 0 | 0 | 0 | 0
PseudoUnit | 0 | 0 | 0 | 0 | 0 | 0
FixedInterchange | 0 | 0 | 0 | 0 | 0 | 0
Emission Cost by Reporting Type: AZ_NM_SNV_Gas
ReportingType | 2015 | 2020 | 2025 | 2030 | 2035 | 2040
BM | 0 | 0 | 0 | 0 | 0 | 0
CC | 496.93 | 928.8 | 1815.18 | 1479.55 | 1002.89 | 925.18
CSP | 0 | 0 | 0 | 0 | 0 | 0
CT | 0 | 1.62 | 5.15 | 6.25 | 0 | 0
Coal | 0 | 0 | 0 | 0 | 0 | 0
Geo | 0 | 0 | 0 | 0 | 0 | 0
H | 0 | 0 | 0 | 0 | 0 | 0
LFG | 0 | 0 | 0 | 0 | 0 | 0
Nuc | 0 | 0 | 0 | 0 | 0 | 0
PS | 0 | 0 | 0 | 0 | 0 | 0
PV | 0 | 0 | 0 | 0 | 0 | 0
PeakG | 0 | 0.4 | 0 | 0 | 0 | 0
PeakO | 0 | 0 | 0 | 0 | 0 | 0
ST | 0 | 0 | 0 | 0 | 0 | 0
STOG | 0 | 0 | 0 | 0 | 0 | 0
STWD | 0 | 0 | 0 | 0 | 0 | 0
WT | 0 | 0 | 0 | 0 | 0 | 0
IGCC | 0 | 0 | 0 | 0 | 0 | 0
DemandResponse | 0 | 0 | 0 | 0 | 0 | 0
IGCC-CCS | 0 | 0 | 0 | 0 | 0 | 0
WT_off | 0 | 0 | 0 | 0 | 0 | 0
PseudoUnit | 0 | 0 | 0 | 0 | 0 | 0
FixedInterchange | 0 | 0 | 0 | 0 | 0 | 0
Emission Cost by Reporting Type: AZ_NM_SNV_NucRenew
ReportingType | 2015 | 2020 | 2025 | 2030 | 2035 | 2040
BM | 0 | 0 | 0 | 0 | 0 | 0
CC | 0 | 0 | 0 | 0 | 0 | 0
CSP | 0 | 0 | 0 | 0 | 0 | 0
CT | 0 | 0 | 0 | 0 | 0 | 0
Coal | 0 | 0 | 0 | 0 | 0 | 0
Geo | 0 | 0 | 0 | 0 | 0 | 0
H | 0 | 0 | 0 | 0 | 0 | 0
LFG | 0 | 0 | 0 | 0 | 0 | 0
Nuc | 0 | 0 | 0 | 0 | 0 | 0
PS | 0 | 0 | 0 | 0 | 0 | 0
PV | 0 | 0 | 0 | 0 | 0 | 0
PeakG | 0 | 0 | 0 | 0 | 0 | 0
PeakO | 0 | 0 | 0 | 0 | 0 | 0
ST | 0 | 0 | 0 | 0 | 0 | 0
STOG | 0 | 0 | 0 | 0 | 0 | 0
STWD | 0 | 0 | 0 | 0 | 0 | 0
WT | 0 | 0 | 0 | 0 | 0 | 0
IGCC | 0 | 0 | 0 | 0 | 0 | 0
DemandResponse | 0 | 0 | 0 | 0 | 0 | 0
IGCC-CCS | 0 | 0 | 0 | 0 | 0 | 0
WT_off | 0 | 0 | 0 | 0 | 0 | 0
PseudoUnit | 0 | 0 | 0 | 0 | 0 | 0
FixedInterchange | 0 | 0 | 0 | 0 | 0 | 0
Emission Cost by Reporting Type: ERCOT
ReportingType | 2015 | 2020 | 2025 | 2030 | 2035 | 2040
BM | 0 | 0 | 0 | 0 | 0 | 0
CC | 1935.1 | 2598.7 | 2922.7 | 6023.28 | 7680.57 | 5737.37
CSP | 0 | 0 | 0 | 0 | 0 | 0
CT | 0 | 0.46 | 1.75 | 3.92 | 0 | 0
Coal | 1283.5 | 993.29 | 62.84 | 115.94 | 234.91 | 304.51
Geo | 0 | 0 | 0 | 0 | 0 | 0
H | 0 | 0 | 0 | 0 | 0 | 0
LFG | 0 | 0 | 0 | 0 | 0 | 0
Nuc | 0 | 0 | 0 | 0 | 0 | 0
PS | 0 | 0 | 0 | 0 | 0 | 0
PV | 0 | 0 | 0 | 0 | 0 | 0
PeakG | 0 | 2.02 | 19.54 | 43.4 | 0 | 0
PeakO | 0 | 0 | 0 | 0 | 0 | 0
ST | 0 | 0 | 0 | 0 | 0 | 0
STOG | 59.23 | 92.66 | 0 | 0 | 0 | 0
STWD | 0 | 0 | 0 | 0 | 0 | 0
WT | 0 | 0 | 0 | 0 | 0 | 0
IGCC | 0 | 0 | 0 | 0 | 0 | 0
DemandResponse | 0 | 0 | 0 | 0 | 0 | 0
IGCC-CCS | 0 | 0 | 0 | 0 | 0 | 0
WT_off | 0 | 0 | 0 | 0 | 0 | 0
PseudoUnit | 0 | 0 | 0 | 0 | 0 | 0
FixedInterchange | 0 | 0 | 0 | 0 | 0 | 0
Emission Cost by Reporting Type: NP15
ReportingType | 2015 | 2020 | 2025 | 2030 | 2035 | 2040
BM | 0 | 0 | 0 | 0 | 0 | 0
CC | 515.35 | 697.94 | 1175.1 | 1616.78 | 275 | 0
CSP | 0 | 0 | 0 | 0 | 0 | 0
CT | 0 | 0 | 0 | 0 | 0 | 0
Coal | 42.12 | 0 | 0 | 0 | 0 | 0
Geo | 0 | 0 | 0 | 0 | 0 | 0
H | 0 | 0 | 0 | 0 | 0 | 0
LFG | 0 | 0 | 0 | 0 | 0 | 0
Nuc | 0 | 0 | 0 | 0 | 0 | 0
PS | 0 | 0 | 0 | 0 | 0 | 0
PV | 0 | 0 | 0 | 0 | 0 | 0
PeakG | 0 | 0 | 0.47 | 0 | 1.06 | 2.43
PeakO | 0 | 0 | 0 | 0 | 0 | 0
ST | 0 | 0 | 0 | 0 | 0 | 0
STOG | 0.43 | 0 | 0 | 0 | 0 | 0
STWD | 0 | 0 | 0 | 0 | 0 | 0
WT | 0 | 0 | 0 | 0 | 0 | 0
IGCC | 0 | 0 | 0 | 0 | 0 | 0
DemandResponse | 0 | 0 | 0 | 0 | 0 | 0
IGCC-CCS | 0 | 0 | 0 | 0 | 0 | 0
WT_off | 0 | 0 | 0 | 0 | 0 | 0
PseudoUnit | 0 | 0 | 0 | 0 | 0 | 0
FixedInterchange | 0 | 0 | 0 | 0 | 0 | 0
Emission Cost by Reporting Type: NWPP_Coal
ReportingType | 2015 | 2020 | 2025 | 2030 | 2035 | 2040
BM | 0 | 0 | 0 | 0 | 0 | 0
CC | 0 | 0 | 0 | 0 | 0 | 0
CSP | 0 | 0 | 0 | 0 | 0 | 0
CT | 0 | 0 | 0 | 0 | 0 | 0
Coal | 1393.17 | 1533.72 | 9.82 | 22.01 | 40.76 | 27.32
Geo | 0 | 0 | 0 | 0 | 0 | 0
H | 0 | 0 | 0 | 0 | 0 | 0
LFG | 0 | 0 | 0 | 0 | 0 | 0
Nuc | 0 | 0 | 0 | 0 | 0 | 0
PS | 0 | 0 | 0 | 0 | 0 | 0
PV | 0 | 0 | 0 | 0 | 0 | 0
PeakG | 0 | 0 | 0 | 0 | 0 | 0
PeakO | 0 | 0 | 0 | 0 | 0 | 0
ST | 0 | 0 | 0 | 0 | 0 | 0
STOG | 0 | 0 | 0 | 0 | 0 | 0
STWD | 0 | 0 | 0 | 0 | 0 | 0
WT | 0 | 0 | 0 | 0 | 0 | 0
IGCC | 0 | 0 | 0 | 0 | 0 | 0
DemandResponse | 0 | 0 | 0 | 0 | 0 | 0
IGCC-CCS | 0 | 0 | 0 | 0 | 0 | 0
WT_off | 0 | 0 | 0 | 0 | 0 | 0
PseudoUnit | 0 | 0 | 0 | 0 | 0 | 0
FixedInterchange | 0 | 0 | 0 | 0 | 0 | 0
Emission Cost by Reporting Type: NWPP_Gas
ReportingType | 2015 | 2020 | 2025 | 2030 | 2035 | 2040
BM | 0 | 0 | 0 | 0 | 0 | 0
CC | 513.35 | 769.71 | 1260.47 | 253.09 | 211.79 | 178.53
CSP | 0 | 0 | 0 | 0 | 0 | 0
CT | 0 | 0 | 0 | 0 | 0 | 0
Coal | 0 | 0 | 0 | 0 | 0 | 0
Geo | 0 | 0 | 0 | 0 | 0 | 0
H | 0 | 0 | 0 | 0 | 0 | 0
LFG | 0 | 0 | 0 | 0 | 0 | 0
Nuc | 0 | 0 | 0 | 0 | 0 | 0
PS | 0 | 0 | 0 | 0 | 0 | 0
PV | 0 | 0 | 0 | 0 | 0 | 0
PeakG | 0 | 0 | 0 | 0 | 0 | 0
PeakO | 0 | 0 | 0 | 0 | 0 | 0
ST | 0 | 0 | 0 | 0 | 0 | 0
STOG | 0 | 0 | 0 | 0 | 0 | 0
STWD | 0 | 0 | 0 | 0 | 0 | 0
WT | 0 | 0 | 0 | 0 | 0 | 0
IGCC | 0 | 0 | 0 | 0 | 0 | 0
DemandResponse | 0 | 0 | 0 | 0 | 0 | 0
IGCC-CCS | 0 | 0 | 0 | 0 | 0 | 0
WT_off | 0 | 0 | 0 | 0 | 0 | 0
PseudoUnit | 0 | 0 | 0 | 0 | 0 | 0
FixedInterchange | 0 | 0 | 0 | 0 | 0 | 0
Emission Cost by Reporting Type: NWPP_NucRenew
ReportingType | 2015 | 2020 | 2025 | 2030 | 2035 | 2040
BM | 0 | 0 | 0 | 0 | 0 | 0
CC | 0 | 0 | 0 | 0 | 0 | 0
CSP | 0 | 0 | 0 | 0 | 0 | 0
CT | 0 | 0 | 0 | 0 | 0 | 0
Coal | 0 | 0 | 0 | 0 | 0 | 0
Geo | 0 | 0 | 0 | 0 | 0 | 0
H | 0 | 0 | 0 | 0 | 0 | 0
LFG | 0 | 0 | 0 | 0 | 0 | 0
Nuc | 0 | 0 | 0 | 0 | 0 | 0
PS | 0 | 0 | 0 | 0 | 0 | 0
PV | 0 | 0 | 0 | 0 | 0 | 0
PeakG | 0 | 0 | 0 | 0 | 0 | 0
PeakO | 0 | 0 | 0 | 0 | 0 | 0
ST | 0 | 0 | 0 | 0 | 0 | 0
STOG | 0 | 0 | 0 | 0 | 0 | 0
STWD | 0 | 0 | 0 | 0 | 0 | 0
WT | 0 | 0 | 0 | 0 | 0 | 0
IGCC | 0 | 0 | 0 | 0 | 0 | 0
DemandResponse | 0 | 0 | 0 | 0 | 0 | 0
IGCC-CCS | 0 | 0 | 0 | 0 | 0 | 0
WT_off | 0 | 0 | 0 | 0 | 0 | 0
PseudoUnit | 0 | 0 | 0 | 0 | 0 | 0
FixedInterchange | 0 | 0 | 0 | 0 | 0 | 0
Emission Cost by Reporting Type: RMPA
ReportingType | 2015 | 2020 | 2025 | 2030 | 2035 | 2040
BM | 0 | 0 | 0 | 0 | 0 | 0
CC | 45.95 | 39.57 | 185.9 | 374.89 | 458.34 | 212.89
CSP | 0 | 0 | 0 | 0 | 0 | 0
CT | 0 | 0 | 0.05 | 0 | 0 | 0
Coal | 1231.23 | 1237.17 | 152.18 | 74.32 | 119.53 | 82.13
Geo | 0 | 0 | 0 | 0 | 0 | 0
H | 0 | 0 | 0 | 0 | 0 | 0
LFG | 0 | 0 | 0 | 0 | 0 | 0
Nuc | 0 | 0 | 0 | 0 | 0 | 0
PS | 0 | 0 | 0 | 0 | 0 | 0
PV | 0 | 0 | 0 | 0 | 0 | 0
PeakG | 0 | 0.41 | 11.6 | 20.79 | 27.71 | 39.12
PeakO | 0 | 0 | 0 | 0 | 0 | 0
ST | 0 | 0 | 0 | 0 | 0 | 0
STOG | 0 | 0 | 0 | 0 | 0 | 0
STWD | 0 | 0 | 0 | 0 | 0 | 0
WT | 0 | 0 | 0 | 0 | 0 | 0
IGCC | 0 | 0 | 0 | 0 | 0 | 0
DemandResponse | 0 | 0 | 0 | 0 | 0 | 0
IGCC-CCS | 0 | 0 | 0 | 0 | 0 | 0
WT_off | 0 | 0 | 0 | 0 | 0 | 0
PseudoUnit | 0 | 0 | 0 | 0 | 0 | 0
FixedInterchange | 0 | 0 | 0 | 0 | 0 | 0
Emission Cost by Reporting Type: SP15
ReportingType | 2015 | 2020 | 2025 | 2030 | 2035 | 2040
BM | 0 | 0 | 0 | 0 | 0 | 0
CC | 648.36 | 990.83 | 1558.83 | 2776.95 | 2066.09 | 2538.51
CSP | 0 | 0 | 0 | 0 | 0 | 0
CT | 0 | 0 | 0 | 0 | 0 | 0
Coal | 39.99 | 30.93 | 0 | 0 | 0 | 0
Geo | 0 | 0 | 0 | 0 | 0 | 0
H | 0 | 0 | 0 | 0 | 0 | 0
LFG | 0 | 0 | 0 | 0 | 0 | 0
Nuc | 0 | 0 | 0 | 0 | 0 | 0
PS | 0 | 0 | 0 | 0 | 0 | 0
PV | 0 | 0 | 0 | 0 | 0 | 0
PeakG | 0 | 0.62 | 14.6 | 18.93 | 10.31 | 25.4
PeakO | 0 | 0 | 0 | 0 | 0 | 0
ST | 0 | 0 | 0 | 0 | 0 | 0
STOG | 4.44 | 9.99 | 0 | 0 | 0 | 0
STWD | 0 | 0 | 0 | 0 | 0 | 0
WT | 0 | 0 | 0 | 0 | 0 | 0
IGCC | 0 | 0 | 0 | 0 | 0 | 0
DemandResponse | 0 | 0 | 0 | 0 | 0 | 0
IGCC-CCS | 0 | 0 | 0 | 0 | 0 | 0
WT_off | 0 | 0 | 0 | 0 | 0 | 0
PseudoUnit | 0 | 0 | 0 | 0 | 0 | 0
FixedInterchange | 0 | 0 | 0 | 0 | 0 | 0
Emission Cost by Reporting Type: ALB
ReportingType | 2015 | 2020 | 2025 | 2030 | 2035 | 2040
BM | 0 | 0 | 0 | 0 | 0 | 0
CC | 185.35 | 266.3 | 434.58 | 24.81 | 0.16 | 0
CSP | 0 | 0 | 0 | 0 | 0 | 0
CT | 0 | 0 | 0 | 0 | 0 | 0
Coal | 1216.87 | 1727.96 | 2778.42 | 0 | 0 | 0.96
Geo | 0 | 0 | 0 | 0 | 0 | 0
H | 0 | 0 | 0 | 0 | 0 | 0
LFG | 0 | 0 | 0 | 0 | 0 | 0
Nuc | 0 | 0 | 0 | 0 | 0 | 0
PS | 0 | 0 | 0 | 0 | 0 | 0
PV | 0 | 0 | 0 | 0 | 0 | 0
PeakG | 0 | 0 | 0 | 0 | 0 | 0
PeakO | 0 | 0 | 0 | 0 | 0 | 0
ST | 0 | 0 | 0 | 0 | 0 | 0
STOG | 0 | 0 | 0 | 0 | 0 | 0
STWD | 0 | 0 | 0 | 0 | 0 | 0
WT | 0 | 0 | 0 | 0 | 0 | 0
IGCC | 0 | 0 | 0 | 0 | 0 | 0
DemandResponse | 0 | 0 | 0 | 0 | 0 | 0
IGCC-CCS | 0 | 0 | 0 | 0 | 0 | 0
WT_off | 0 | 0 | 0 | 0 | 0 | 0
PseudoUnit | 0 | 0 | 0 | 0 | 0 | 0
FixedInterchange | 0 | 0 | 0 | 0 | 0 | 0
Emission Cost by Reporting Type: BC
ReportingType | 2015 | 2020 | 2025 | 2030 | 2035 | 2040
BM | 0 | 0 | 0 | 0 | 0 | 0
CC | 66.59 | 94.56 | 154.85 | 263.55 | 0 | 0
CSP | 0 | 0 | 0 | 0 | 0 | 0
CT | 0 | 0 | 0 | 0 | 0 | 0
Coal | 0 | 0 | 0 | 0 | 0 | 0
Geo | 0 | 0 | 0 | 0 | 0 | 0
H | 0 | 0 | 0 | 0 | 0 | 0
LFG | 0 | 0 | 0 | 0 | 0 | 0
Nuc | 0 | 0 | 0 | 0 | 0 | 0
PS | 0 | 0 | 0 | 0 | 0 | 0
PV | 0 | 0 | 0 | 0 | 0 | 0
PeakG | 0 | 0 | 0 | 0 | 0 | 0
PeakO | 0 | 0 | 0 | 0 | 0 | 0
ST | 0 | 0 | 0 | 0 | 0 | 0
STOG | 0 | 0 | 0 | 0 | 0 | 0
STWD | 0 | 0 | 0 | 0 | 0 | 0
WT | 0 | 0 | 0 | 0 | 0 | 0
IGCC | 0 | 0 | 0 | 0 | 0 | 0
DemandResponse | 0 | 0 | 0 | 0 | 0 | 0
IGCC-CCS | 0 | 0 | 0 | 0 | 0 | 0
WT_off | 0 | 0 | 0 | 0 | 0 | 0
PseudoUnit | 0 | 0 | 0 | 0 | 0 | 0
FixedInterchange | 0 | 0 | 0 | 0 | 0 | 0
Emission Cost by Reporting Type: HQ_IESO
ReportingType | 2015 | 2020 | 2025 | 2030 | 2035 | 2040
BM | 0 | 0 | 0 | 0 | 0 | 0
CC | 0 | 0 | 0 | 0 | 0 | 0
CSP | 0 | 0 | 0 | 0 | 0 | 0
CT | 0 | 0 | 0 | 0 | 0 | 0
Coal | 0 | 0 | 0 | 0 | 0 | 0
Geo | 0 | 0 | 0 | 0 | 0 | 0
H | 0 | 0 | 0 | 0 | 0 | 0
LFG | 0 | 0 | 0 | 0 | 0 | 0
Nuc | 0 | 0 | 0 | 0 | 0 | 0
PS | 0 | 0 | 0 | 0 | 0 | 0
PV | 0 | 0 | 0 | 0 | 0 | 0
PeakG | 0 | 0 | 0 | 0 | 0 | 0
PeakO | 0 | 0 | 0 | 0 | 0 | 0
ST | 0 | 0 | 0 | 0 | 0 | 0
STOG | 0 | 0 | 0 | 0 | 0 | 0
STWD | 0 | 0 | 0 | 0 | 0 | 0
WT | 0 | 0 | 0 | 0 | 0 | 0
IGCC | 0 | 0 | 0 | 0 | 0 | 0
DemandResponse | 0 | 0 | 0 | 0 | 0 | 0
IGCC-CCS | 0 | 0 | 0 | 0 | 0 | 0
WT_off | 0 | 0 | 0 | 0 | 0 | 0
PseudoUnit | 0 | 0 | 0 | 0 | 0 | 0
FixedInterchange | 0 | 0 | 0 | 0 | 0 | 0
Emission Cost by Reporting Type: HQ_NEISO
ReportingType | 2015 | 2020 | 2025 | 2030 | 2035 | 2040
BM | 0 | 0 | 0 | 0 | 0 | 0
CC | 0 | 0 | 0 | 0 | 0 | 0
CSP | 0 | 0 | 0 | 0 | 0 | 0
CT | 0 | 0 | 0 | 0 | 0 | 0
Coal | 0 | 0 | 0 | 0 | 0 | 0
Geo | 0 | 0 | 0 | 0 | 0 | 0
H | 0 | 0 | 0 | 0 | 0 | 0
LFG | 0 | 0 | 0 | 0 | 0 | 0
Nuc | 0 | 0 | 0 | 0 | 0 | 0
PS | 0 | 0 | 0 | 0 | 0 | 0
PV | 0 | 0 | 0 | 0 | 0 | 0
PeakG | 0 | 0 | 0 | 0 | 0 | 0
PeakO | 0 | 0 | 0 | 0 | 0 | 0
ST | 0 | 0 | 0 | 0 | 0 | 0
STOG | 0 | 0 | 0 | 0 | 0 | 0
STWD | 0 | 0 | 0 | 0 | 0 | 0
WT | 0 | 0 | 0 | 0 | 0 | 0
IGCC | 0 | 0 | 0 | 0 | 0 | 0
DemandResponse | 0 | 0 | 0 | 0 | 0 | 0
IGCC-CCS | 0 | 0 | 0 | 0 | 0 | 0
WT_off | 0 | 0 | 0 | 0 | 0 | 0
PseudoUnit | 0 | 0 | 0 | 0 | 0 | 0
FixedInterchange | 0 | 0 | 0 | 0 | 0 | 0
Emission Cost by Reporting Type: HQ_NY
ReportingType | 2015 | 2020 | 2025 | 2030 | 2035 | 2040
BM | 0 | 0 | 0 | 0 | 0 | 0
CC | 0 | 0 | 0 | 0 | 0 | 0
CSP | 0 | 0 | 0 | 0 | 0 | 0
CT | 0 | 0 | 0 | 0 | 0 | 0
Coal | 0 | 0 | 0 | 0 | 0 | 0
Geo | 0 | 0 | 0 | 0 | 0 | 0
H | 0 | 0 | 0 | 0 | 0 | 0
LFG | 0 | 0 | 0 | 0 | 0 | 0
Nuc | 0 | 0 | 0 | 0 | 0 | 0
PS | 0 | 0 | 0 | 0 | 0 | 0
PV | 0 | 0 | 0 | 0 | 0 | 0
PeakG | 0 | 0 | 0 | 0 | 0 | 0
PeakO | 0 | 0 | 0 | 0 | 0 | 0
ST | 0 | 0 | 0 | 0 | 0 | 0
STOG | 0 | 0 | 0 | 0 | 0 | 0
STWD | 0 | 0 | 0 | 0 | 0 | 0
WT | 0 | 0 | 0 | 0 | 0 | 0
IGCC | 0 | 0 | 0 | 0 | 0 | 0
DemandResponse | 0 | 0 | 0 | 0 | 0 | 0
IGCC-CCS | 0 | 0 | 0 | 0 | 0 | 0
WT_off | 0 | 0 | 0 | 0 | 0 | 0
PseudoUnit | 0 | 0 | 0 | 0 | 0 | 0
FixedInterchange | 0 | 0 | 0 | 0 | 0 | 0
Emission Cost by Reporting Type: MARITIMES
ReportingType | 2015 | 2020 | 2025 | 2030 | 2035 | 2040
BM | 0 | 0 | 0 | 0 | 0 | 0
CC | 0 | 0 | 0 | 0 | 0 | 0
CSP | 0 | 0 | 0 | 0 | 0 | 0
CT | 0 | 0 | 0 | 0 | 0 | 0
Coal | 0 | 0 | 0 | 0 | 0 | 0
Geo | 0 | 0 | 0 | 0 | 0 | 0
H | 0 | 0 | 0 | 0 | 0 | 0
LFG | 0 | 0 | 0 | 0 | 0 | 0
Nuc | 0 | 0 | 0 | 0 | 0 | 0
PS | 0 | 0 | 0 | 0 | 0 | 0
PV | 0 | 0 | 0 | 0 | 0 | 0
PeakG | 0 | 0 | 0 | 0 | 0 | 0
PeakO | 0 | 0 | 0 | 0 | 0 | 0
ST | 0 | 0 | 0 | 0 | 0 | 0
STOG | 0 | 0 | 0 | 0 | 0 | 0
STWD | 0 | 0 | 0 | 0 | 0 | 0
WT | 0 | 0 | 0 | 0 | 0 | 0
IGCC | 0 | 0 | 0 | 0 | 0 | 0
DemandResponse | 0 | 0 | 0 | 0 | 0 | 0
IGCC-CCS | 0 | 0 | 0 | 0 | 0 | 0
WT_off | 0 | 0 | 0 | 0 | 0 | 0
PseudoUnit | 0 | 0 | 0 | 0 | 0 | 0
FixedInterchange | 0 | 0 | 0 | 0 | 0 | 0
Emission Cost by Reporting Type: All
ReportingType | 2015 | 2020 | 2025 | 2030 | 2035 | 2040
BM | 0 | 0 | 0 | 0 | 0 | 0
CC | 14059.54 | 21977.46 | 33109.2 | 42994.94 | 46712.43 | 31579.05
CSP | 0 | 0 | 0 | 0 | 0 | 0
CT | 9.36 | 47.79 | 91.74 | 41.17 | 5.85 | 1.87
Coal | 30207.04 | 17669.56 | 4051.75 | 654.85 | 1173.09 | 1501.38
Geo | 0 | 0 | 0 | 0 | 0 | 0
H | 0 | 0 | 0 | 0 | 0 | 0
LFG | 0 | 0 | 0 | 0 | 0 | 0
Nuc | 0 | 0 | 0 | 0 | 0 | 0
PS | 0 | 0 | 0 | 0 | 0 | 0
PV | 0 | 0 | 0 | 0 | 0 | 0
PeakG | 45.28 | 257.13 | 753.26 | 669.33 | 866.3 | 608.63
PeakO | 0 | 0.07 | 5.68 | 0.89 | 3.3 | 0.74
ST | 0 | 0 | 0 | 0 | 0 | 0
STOG | 128.04 | 231 | 82.05 | 25.05 | 15.46 | 5.78
STWD | 0 | 0 | 0 | 0 | 0 | 0
WT | 0 | 0 | 0 | 0 | 0 | 0
IGCC | 100.97 | 143.38 | 53.05 | 5.35 | 0 | 0
DemandResponse | 0 | 0 | 0 | 0 | 0 | 0
IGCC-CCS | 0 | 0 | 0 | 0 | 0 | 0
WT_off | 0 | 0 | 0 | 0 | 0 | 0
PseudoUnit | 0 | 0 | 0 | 0 | 0 | 0
FixedInterchange | 0 | 0 | 0 | 0 | 0 | 0
Emission Cost by Reporting Type: EI_US
ReportingType | 2015 | 2020 | 2025 | 2030 | 2035 | 2040
BM | 0 | 0 | 0 | 0 | 0 | 0
CC | 9477.12 | 15341.93 | 23505.72 | 30179.11 | 35015.81 | 21977.54
CSP | 0 | 0 | 0 | 0 | 0 | 0
CT | 8.78 | 45.45 | 84.35 | 31 | 5.85 | 1.87
Coal | 23553.7 | 10777.95 | 1048.49 | 442.59 | 777.88 | 1086.47
Geo | 0 | 0 | 0 | 0 | 0 | 0
H | 0 | 0 | 0 | 0 | 0 | 0
LFG | 0 | 0 | 0 | 0 | 0 | 0
Nuc | 0 | 0 | 0 | 0 | 0 | 0
PS | 0 | 0 | 0 | 0 | 0 | 0
PV | 0 | 0 | 0 | 0 | 0 | 0
PeakG | 44.29 | 251.61 | 707.05 | 586.22 | 827.22 | 541.68
PeakO | 0 | 0.07 | 5.68 | 0.89 | 3.3 | 0.74
ST | 0 | 0 | 0 | 0 | 0 | 0
STOG | 63.71 | 128.35 | 82.05 | 25.05 | 15.46 | 5.78
STWD | 0 | 0 | 0 | 0 | 0 | 0
WT | 0 | 0 | 0 | 0 | 0 | 0
IGCC | 100.97 | 143.38 | 53.05 | 5.35 | 0 | 0
DemandResponse | 0 | 0 | 0 | 0 | 0 | 0
IGCC-CCS | 0 | 0 | 0 | 0 | 0 | 0
WT_off | 0 | 0 | 0 | 0 | 0 | 0
PseudoUnit | 0 | 0 | 0 | 0 | 0 | 0
FixedInterchange | 0 | 0 | 0 | 0 | 0 | 0
Emission Cost by Reporting Type: EI_Canada
ReportingType | 2015 | 2020 | 2025 | 2030 | 2035 | 2040
BM | 0 | 0 | 0 | 0 | 0 | 0
CC | 175.44 | 249.13 | 95.88 | 2.92 | 1.77 | 9.03
CSP | 0 | 0 | 0 | 0 | 0 | 0
CT | 0.58 | 0.26 | 0.43 | 0 | 0 | 0
Coal | 7.02 | 0 | 0 | 0 | 0 | 0
Geo | 0 | 0 | 0 | 0 | 0 | 0
H | 0 | 0 | 0 | 0 | 0 | 0
LFG | 0 | 0 | 0 | 0 | 0 | 0
Nuc | 0 | 0 | 0 | 0 | 0 | 0
PS | 0 | 0 | 0 | 0 | 0 | 0
PV | 0 | 0 | 0 | 0 | 0 | 0
PeakG | 0.98 | 2.07 | 0 | 0 | 0 | 0
PeakO | 0 | 0 | 0 | 0 | 0 | 0
ST | 0 | 0 | 0 | 0 | 0 | 0
STOG | 0.22 | 0 | 0 | 0 | 0 | 0
STWD | 0 | 0 | 0 | 0 | 0 | 0
WT | 0 | 0 | 0 | 0 | 0 | 0
IGCC | 0 | 0 | 0 | 0 | 0 | 0
DemandResponse | 0 | 0 | 0 | 0 | 0 | 0
IGCC-CCS | 0 | 0 | 0 | 0 | 0 | 0
WT_off | 0 | 0 | 0 | 0 | 0 | 0
PseudoUnit | 0 | 0 | 0 | 0 | 0 | 0
FixedInterchange | 0 | 0 | 0 | 0 | 0 | 0
Emission Cost by Reporting Type: EI
ReportingType | 2015 | 2020 | 2025 | 2030 | 2035 | 2040
BM | 0 | 0 | 0 | 0 | 0 | 0
CC | 9652.56 | 15591.06 | 23601.6 | 30182.03 | 35017.57 | 21986.57
CSP | 0 | 0 | 0 | 0 | 0 | 0
CT | 9.36 | 45.71 | 84.78 | 31 | 5.85 | 1.87
Coal | 23560.72 | 10777.95 | 1048.49 | 442.59 | 777.88 | 1086.47
Geo | 0 | 0 | 0 | 0 | 0 | 0
H | 0 | 0 | 0 | 0 | 0 | 0
LFG | 0 | 0 | 0 | 0 | 0 | 0
Nuc | 0 | 0 | 0 | 0 | 0 | 0
PS | 0 | 0 | 0 | 0 | 0 | 0
PV | 0 | 0 | 0 | 0 | 0 | 0
PeakG | 45.28 | 253.68 | 707.05 | 586.22 | 827.22 | 541.68
PeakO | 0 | 0.07 | 5.68 | 0.89 | 3.3 | 0.74
ST | 0 | 0 | 0 | 0 | 0 | 0
STOG | 63.94 | 128.35 | 82.05 | 25.05 | 15.46 | 5.78
STWD | 0 | 0 | 0 | 0 | 0 | 0
WT | 0 | 0 | 0 | 0 | 0 | 0
IGCC | 100.97 | 143.38 | 53.05 | 5.35 | 0 | 0
DemandResponse | 0 | 0 | 0 | 0 | 0 | 0
IGCC-CCS | 0 | 0 | 0 | 0 | 0 | 0
WT_off | 0 | 0 | 0 | 0 | 0 | 0
PseudoUnit | 0 | 0 | 0 | 0 | 0 | 0
FixedInterchange | 0 | 0 | 0 | 0 | 0 | 0
Emission Cost by Reporting Type: Outside_EI
ReportingType | 2015 | 2020 | 2025 | 2030 | 2035 | 2040
BM | 0 | 0 | 0 | 0 | 0 | 0
CC | 4406.98 | 6386.4 | 9507.6 | 12812.91 | 11694.86 | 9592.48
CSP | 0 | 0 | 0 | 0 | 0 | 0
CT | 0 | 2.08 | 6.96 | 10.18 | 0 | 0
Coal | 6646.32 | 6891.61 | 3003.26 | 212.26 | 395.2 | 414.92
Geo | 0 | 0 | 0 | 0 | 0 | 0
H | 0 | 0 | 0 | 0 | 0 | 0
LFG | 0 | 0 | 0 | 0 | 0 | 0
Nuc | 0 | 0 | 0 | 0 | 0 | 0
PS | 0 | 0 | 0 | 0 | 0 | 0
PV | 0 | 0 | 0 | 0 | 0 | 0
PeakG | 0 | 3.44 | 46.22 | 83.12 | 39.08 | 66.95
PeakO | 0 | 0 | 0 | 0 | 0 | 0
ST | 0 | 0 | 0 | 0 | 0 | 0
STOG | 64.1 | 102.65 | 0 | 0 | 0 | 0
STWD | 0 | 0 | 0 | 0 | 0 | 0
WT | 0 | 0 | 0 | 0 | 0 | 0
IGCC | 0 | 0 | 0 | 0 | 0 | 0
DemandResponse | 0 | 0 | 0 | 0 | 0 | 0
IGCC-CCS | 0 | 0 | 0 | 0 | 0 | 0
WT_off | 0 | 0 | 0 | 0 | 0 | 0
PseudoUnit | 0 | 0 | 0 | 0 | 0 | 0
FixedInterchange | 0 | 0 | 0 | 0 | 0 | 0
#8 | Base VOM Costs ($million)
Base VOM Costs by Reporting Type: Entergy
ReportingType | 2015 | 2020 | 2025 | 2030 | 2035 | 2040
BM | 0 | 0 | 0 | 0 | 0 | 0.55
CC | 155.37 | 155.91 | 142.77 | 102.15 | 60.52 | 45.77
CSP | 0 | 0 | 0 | 0 | 0 | 0
CT | 0 | 0 | 0 | 0 | 0 | 0
Coal | 218 | 27.5 | 3.32 | 0.3 | 0 | 0
Geo | 0 | 0 | 0 | 0 | 0 | 0
H | 0 | 0 | 0 | 0 | 0 | 0
LFG | 0 | 0 | 0.01 | 0.01 | 0.01 | 0.01
Nuc | 100.26 | 100.26 | 100.26 | 100.26 | 84.69 | 66.26
PS | 0 | 0 | 0 | 0 | 0 | 0
PV | 0 | 0 | 0 | 0 | 0 | 0
PeakG | 0 | 0 | 1.76 | 0.64 | 0.43 | 0
PeakO | 0 | 0 | 0 | 0 | 0 | 0
ST | 0 | 0 | 0 | 0 | 0 | 0
STOG | 1.04 | 1.99 | 0 | 0 | 0 | 0
STWD | 0.05 | 0.18 | 0.31 | 1.17 | 3.43 | 2.12
WT | 0 | 0 | 0 | 0 | 0 | 0
IGCC | 0 | 0 | 0 | 0 | 0 | 0
DemandResponse | 0 | 0 | 0 | 0 | 0 | 0
IGCC-CCS | 0 | 0 | 0 | 0 | 0 | 0
WT_off | 0 | 0 | 0 | 0 | 0 | 0
PseudoUnit | 0 | 0 | 0 | 0 | 0 | 0
FixedInterchange | 0 | 0 | 0 | 0 | 0 | 0
Base VOM Costs by Reporting Type: FRCC
ReportingType | 2015 | 2020 | 2025 | 2030 | 2035 | 2040
BM | 0 | 0 | 0 | 0 | 0 | 25.64
CC | 519.09 | 555.88 | 538.51 | 228.72 | 161.24 | 99.87
CSP | 0 | 0 | 0 | 0 | 0 | 0
CT | 4.8 | 17.3 | 16.98 | 2.16 | 0 | 0
Coal | 66.15 | 16.31 | 0 | 0 | 0 | 0
Geo | 0 | 0 | 0 | 0 | 0 | 0
H | 0 | 0 | 0 | 0 | 0 | 0
LFG | 0.04 | 0.04 | 0.06 | 0.06 | 0.06 | 0.06
Nuc | 76.4 | 76.4 | 101.04 | 359.87 | 402.98 | 417.91
PS | 0 | 0 | 0 | 0 | 0 | 0
PV | 0 | 0 | 0 | 0 | 0 | 0
PeakG | 3.21 | 13.67 | 10.98 | 0 | 0 | 0
PeakO | 0 | 0 | 0 | 0 | 0 | 0
ST | 0 | 0 | 0 | 0 | 0 | 0
STOG | 0 | 0 | 0 | 0 | 0 | 0
STWD | 0.31 | 0.95 | 3.24 | 3.24 | 3.24 | 2
WT | 0 | 0 | 0 | 0 | 0 | 0
IGCC | 0 | 0 | 0 | 0 | 0 | 0
DemandResponse | 0 | 0 | 23.47 | 17.18 | 36.09 | 72.45
IGCC-CCS | 0 | 0 | 0 | 0 | 0 | 0
WT_off | 0 | 0 | 0 | 0 | 0 | 0
PseudoUnit | 0 | 0 | 0 | 0 | 0 | 0
FixedInterchange | 0 | 0 | 0 | 0 | 0 | 0
Base VOM Costs by Reporting Type: MAPP_US
ReportingType | 2015 | 2020 | 2025 | 2030 | 2035 | 2040
BM | 0 | 0 | 0 | 0 | 0 | 0
CC | 0.81 | 0.9 | 0.72 | 0.45 | 0.45 | 0.14
CSP | 0 | 0 | 0 | 0 | 0 | 0
CT | 0 | 0.03 | 0.1 | 0 | 0.11 | 0.09
Coal | 50.71 | 11.05 | 0 | 0 | 0 | 0
Geo | 0 | 0 | 0 | 0 | 0 | 0
H | 0 | 0 | 0 | 0 | 0 | 0
LFG | 0 | 0 | 0 | 0.01 | 0 | 0.01
Nuc | 0 | 0 | 0 | 0 | 0 | 0
PS | 0 | 0 | 0 | 0 | 0 | 0
PV | 0 | 0 | 0 | 0 | 0 | 0
PeakG | 0.57 | 0.93 | 1.68 | 1.46 | 0.92 | 0.74
PeakO | 0 | 0 | 0.01 | 0 | 0 | 0
ST | 0 | 0 | 0 | 0 | 0 | 0
STOG | 0 | 0 | 0 | 0 | 0 | 0
STWD | 0 | 0 | 0 | 0 | 0 | 0
WT | 0.07 | 0.23 | 0.34 | 0.34 | 0.33 | 0.27
IGCC | 0 | 0 | 0 | 0 | 0 | 0
DemandResponse | 0 | 0 | 0 | 0 | 0 | 0
IGCC-CCS | 0 | 0 | 0 | 0 | 0 | 0
WT_off | 0 | 0 | 0 | 0 | 0 | 0
PseudoUnit | 0 | 0 | 0 | 0 | 0 | 0
FixedInterchange | 0 | 0 | 0 | 0 | 0 | 0
Base VOM Costs by Reporting Type: MISO_IN
ReportingType | 2015 | 2020 | 2025 | 2030 | 2035 | 2040
BM | 0 | 0 | 0 | 0 | 0 | 0
CC | 108.2 | 393.06 | 393.68 | 188.24 | 119.77 | 83.36
CSP | 0 | 0 | 0 | 0 | 0 | 0
CT | 0 | 0 | 0 | 0 | 0 | 0
Coal | 245.19 | 183.82 | 0 | 0 | 0 | 0
Geo | 0 | 0 | 0 | 0 | 0 | 0
H | 0 | 0 | 0 | 0 | 0 | 0
LFG | 0 | 0 | 0.01 | 0.01 | 0.01 | 0.01
Nuc | 0 | 0 | 0 | 0 | 0 | 0
PS | 0 | 0 | 0 | 0 | 0 | 0
PV | 0 | 0 | 0.01 | 0.01 | 0.01 | 0.01
PeakG | 0 | 0.13 | 2.38 | 0 | 0 | 0
PeakO | 0 | 0 | 0 | 0 | 0 | 0
ST | 0 | 0 | 0 | 0 | 0 | 0
STOG | 0.07 | 0.13 | 0.25 | 0 | 0 | 0
STWD | 0 | 0 | 0 | 0 | 0 | 0
WT | 0.02 | 0.02 | 0.02 | 1.18 | 1.18 | 1.18
IGCC | 30.43 | 30.43 | 6.88 | 0.31 | 0 | 0
DemandResponse | 0 | 0 | 0 | 0 | 0 | 0
IGCC-CCS | 0 | 0 | 0 | 0 | 0 | 0
WT_off | 0 | 0 | 0 | 0 | 0 | 0
PseudoUnit | 0 | 0 | 0 | 0 | 0 | 0
FixedInterchange | 0 | 0 | 0 | 0 | 0 | 0
Base VOM Costs by Reporting Type: MISO_MI
ReportingType | 2015 | 2020 | 2025 | 2030 | 2035 | 2040
BM | 0 | 0 | 0 | 0 | 0 | 0
CC | 46.41 | 49.7 | 52.13 | 19.96 | 18.38 | 5.08
CSP | 0 | 0 | 0 | 0 | 0 | 0
CT | 0 | 0 | 0 | 0 | 0 | 0
Coal | 104.2 | 0 | 0 | 0 | 0 | 0
Geo | 0 | 0 | 0 | 0 | 0 | 0
H | 0 | 0 | 0 | 0 | 0 | 0
LFG | 0.03 | 0.03 | 0.03 | 0.03 | 0.03 | 0.03
Nuc | 34.93 | 34.93 | 34.93 | 34.93 | 20.54 | 40.61
PS | 0 | 0 | 0 | 0 | 0 | 0
PV | 0 | 0 | 0 | 0 | 0 | 0
PeakG | 0.19 | 0.87 | 2.76 | 0.04 | 0.13 | 0
PeakO | 0 | 0 | 0.02 | 0 | 0 | 0
ST | 0 | 0 | 0 | 0 | 0 | 0
STOG | 0.67 | 0.67 | 0.81 | 0 | 0 | 0
STWD | 1.72 | 1.18 | 0.44 | 1.21 | 2.71 | 1.67
WT | 0.06 | 0.06 | 0.07 | 0.07 | 0.07 | 0.07
IGCC | 0 | 0 | 0 | 0 | 0 | 0
DemandResponse | 0 | 0 | 0 | 0 | 0 | 0
IGCC-CCS | 0 | 0 | 0 | 0 | 0 | 0
WT_off | 0 | 0 | 0 | 0 | 0 | 0
PseudoUnit | 0 | 0 | 0 | 0 | 0 | 0
FixedInterchange | 0 | 0 | 0 | 0 | 0 | 0
Base VOM Costs by Reporting Type: MISO_MO-IL
ReportingType | 2015 | 2020 | 2025 | 2030 | 2035 | 2040
BM | 0 | 0 | 0 | 0 | 0 | 0
CC | 8.4 | 8.92 | 8.12 | 2.3 | 2.3 | 0.81
CSP | 0 | 0 | 0 | 0 | 0 | 0
CT | 0 | 0 | 0 | 0 | 0 | 0
Coal | 287 | 103.41 | 10.24 | 1.86 | 2.39 | 2.39
Geo | 0 | 0 | 0 | 0 | 0 | 0
H | 0 | 0.02 | 0.02 | 0.02 | 0.02 | 0.02
LFG | 0 | 0 | 0.02 | 0.02 | 0.02 | 0.02
Nuc | 41.29 | 41.29 | 41.29 | 41.29 | 41.29 | 41.29
PS | 0 | 0 | 0 | 0 | 0 | 0
PV | 0 | 0 | 0 | 0 | 0 | 0
PeakG | 0.9 | 3.67 | 7.97 | 4.25 | 3.55 | 3.39
PeakO | 0 | 0 | 0.03 | 0 | 0 | 0
ST | 0 | 0 | 0 | 0 | 0 | 0
STOG | 0.01 | 0.07 | 0 | 0 | 0 | 0
STWD | 0 | 0 | 0 | 0 | 0 | 0
WT | 0.02 | 0.02 | 0.21 | 0.6 | 0.6 | 0.6
IGCC | 0 | 0 | 0 | 0 | 0 | 0
DemandResponse | 0 | 0 | 0 | 0 | 0 | 0
IGCC-CCS | 0 | 0 | 0 | 0 | 0 | 0
WT_off | 0 | 0 | 0 | 0 | 0 | 0
PseudoUnit | 0 | 0 | 0 | 0 | 0 | 0
FixedInterchange | 0 | 0 | 0 | 0 | 0 | 0
Base VOM Costs by Reporting Type: MISO_W
ReportingType | 2015 | 2020 | 2025 | 2030 | 2035 | 2040
BM | 0 | 0 | 0 | 0 | 0 | 0
CC | 20.81 | 26.43 | 14.8 | 7.25 | 5.79 | 2.67
CSP | 0 | 0 | 0 | 0 | 0 | 0
CT | 0 | 0 | 0 | 0 | 0 | 0
Coal | 281.61 | 127.35 | 9.69 | 9.69 | 9 | 6.96
Geo | 0 | 0 | 0 | 0 | 0 | 0
H | 0 | 0 | 0 | 0 | 0 | 0
LFG | 0.02 | 0.02 | 0.02 | 0.02 | 0.02 | 0.02
Nuc | 43.67 | 43.67 | 43.66 | 43.61 | 0 | 0
PS | 0 | 0 | 0 | 0 | 0 | 0
PV | 0 | 0 | 0 | 0 | 0 | 0
PeakG | 1.73 | 2.43 | 3.41 | 0.68 | 2.36 | 2.1
PeakO | 0 | 0 | 0.16 | 0 | 0 | 0
ST | 0 | 0 | 0 | 0 | 0 | 0
STOG | 0 | 0 | 0 | 0 | 0 | 0
STWD | 0.16 | 0.5 | 0.76 | 2.45 | 3.41 | 2.16
WT | 0.32 | 0.67 | 2.65 | 2.65 | 2.86 | 2.85
IGCC | 0 | 0 | 0 | 0 | 0 | 0
DemandResponse | 0 | 0 | 0 | 0 | 0 | 0
IGCC-CCS | 0 | 0 | 0 | 0 | 0 | 0
WT_off | 0 | 0 | 0 | 0 | 0 | 0
PseudoUnit | 0 | 0 | 0 | 0 | 0 | 0
FixedInterchange | 0 | 0 | 0 | 0 | 0 | 0
Base VOM Costs by Reporting Type: MISO_WUMS
ReportingType | 2015 | 2020 | 2025 | 2030 | 2035 | 2040
BM | 0 | 0 | 0 | 0 | 0 | 0
CC | 149.27 | 149.68 | 146.41 | 74.63 | 53.85 | 27.59
CSP | 0 | 0 | 0 | 0 | 0 | 0
CT | 0 | 0 | 0 | 0 | 0 | 0
Coal | 44.7 | 16.8 | 5.82 | 3.52 | 8.34 | 9.54
Geo | 0 | 0 | 0 | 0 | 0 | 0
H | 0 | 0 | 0 | 0 | 0 | 0
LFG | 0.01 | 0.01 | 0.03 | 0.03 | 0.03 | 0.03
Nuc | 33.6 | 33.6 | 33.6 | 33.6 | 0 | 0
PS | 0 | 0 | 0 | 0 | 0 | 0
PV | 0 | 0 | 0 | 0 | 0 | 0
PeakG | 0 | 0.44 | 1.98 | 0 | 0 | 0
PeakO | 0 | 0 | 0.01 | 0 | 0 | 0
ST | 0 | 0 | 0 | 0 | 0 | 0
STOG | 0 | 0 | 0 | 0 | 0 | 0
STWD | 0.05 | 0.17 | 0.16 | 0.25 | 1.74 | 1.08
WT | 0.05 | 0.05 | 0.05 | 0.23 | 0.38 | 0.38
IGCC | 0 | 0 | 0 | 0 | 0 | 0
DemandResponse | 0 | 0 | 0 | 0 | 0 | 0
IGCC-CCS | 0 | 0 | 0 | 0 | 0 | 0
WT_off | 0 | 0 | 0 | 0 | 0 | 0
PseudoUnit | 0 | 0 | 0 | 0 | 0 | 0
FixedInterchange | 0 | 0 | 0 | 0 | 0 | 0
Base VOM Costs by Reporting Type: Nebraska
ReportingType | 2015 | 2020 | 2025 | 2030 | 2035 | 2040
BM | 0 | 0 | 0 | 0 | 0 | 0
CC | 0.92 | 0.59 | 0.91 | 0.33 | 0.33 | 0.17
CSP | 0 | 0 | 0 | 0 | 0 | 0
CT | 0 | 0 | 0 | 0 | 0 | 0
Coal | 117.15 | 13.8 | 7 | 5.92 | 5.57 | 3.3
Geo | 0 | 0 | 0 | 0 | 0 | 0
H | 0 | 0 | 0 | 0 | 0 | 0
LFG | 0 | 0 | 0 | 0.01 | 0 | 0
Nuc | 23.15 | 23.15 | 20.46 | 17.77 | 0 | 0
PS | 0 | 0 | 0 | 0 | 0 | 0
PV | 0 | 0 | 0 | 0 | 0 | 0
PeakG | 0.25 | 0.07 | 0.34 | 0 | 0 | 0
PeakO | 0 | 0 | 0.02 | 0 | 0 | 0
ST | 0 | 0 | 0 | 0 | 0 | 0
STOG | 0 | 0 | 0 | 0 | 0 | 0
STWD | 0 | 0 | 0 | 0 | 0 | 0
WT | 0.01 | 0.59 | 0.59 | 0.62 | 0.65 | 0.69
IGCC | 0 | 0 | 0 | 0 | 0 | 0
DemandResponse | 0 | 0 | 0 | 0 | 0 | 0
IGCC-CCS | 0 | 0 | 0 | 0 | 0 | 0
WT_off | 0 | 0 | 0 | 0 | 0 | 0
PseudoUnit | 0 | 0 | 0 | 0 | 0 | 0
FixedInterchange | 0 | 0 | 0 | 0 | 0 | 0
Base VOM Costs by Reporting Type: NEISO
ReportingType | 2015 | 2020 | 2025 | 2030 | 2035 | 2040
BM | 9.41 | 5.62 | 0.53 | 0.97 | 9.41 | 7.26
CC | 100.76 | 77.73 | 59.97 | 28.77 | 20.82 | 4.53
CSP | 0 | 0 | 0 | 0 | 0 | 0
CT | 0.03 | 0.11 | 0.34 | 0.1 | 0 | 0
Coal | 0.23 | 0 | 0 | 0 | 0 | 0
Geo | 0 | 0 | 0 | 0 | 0 | 0
H | 0 | 0 | 0 | 0 | 0 | 0
LFG | 0.05 | 0.05 | 0.05 | 0.06 | 0.06 | 0.06
Nuc | 85.9 | 85.9 | 85.9 | 85.9 | 62.06 | 45.84
PS | 0 | 0 | 0 | 0 | 0 | 0
PV | 0.01 | 0.01 | 0.01 | 0.01 | 0.01 | 0.01
PeakG | 0.27 | 0.85 | 1 | 0.83 | 0.65 | 1
PeakO | 0 | 0 | 0 | 0 | 0 | 0
ST | 0 | 0 | 0 | 0 | 0 | 0
STOG | 0 | 0 | 0 | 0 | 0 | 0
STWD | 3.05 | 2.94 | 0.51 | 0.66 | 10.15 | 5.54
WT | 0.02 | 0.08 | 0.12 | 0.17 | 0.17 | 0.17
IGCC | 0 | 0 | 0 | 0 | 0 | 0
DemandResponse | 0 | 0 | 0.01 | 0 | 0 | 1.73
IGCC-CCS | 0 | 0 | 0 | 0 | 0 | 0
WT_off | 0.02 | 0.02 | 0.02 | 0.02 | 0.02 | 0.02
PseudoUnit | 0 | 0 | 0 | 0 | 0 | 0
FixedInterchange | 0 | 0 | 0 | 0 | 0 | 0
Base VOM Costs by Reporting Type: NonRTO_Midwest
ReportingType | 2015 | 2020 | 2025 | 2030 | 2035 | 2040
BM | 0 | 0 | 0 | 0 | 0 | 0
CC | 48.57 | 112.47 | 112.47 | 99.1 | 79.94 | 18.13
CSP | 0 | 0 | 0 | 0 | 0 | 0
CT | 0 | 0 | 0 | 0 | 0 | 0
Coal | 166.91 | 101.79 | 13.41 | 6.76 | 12.02 | 12.02
Geo | 0 | 0 | 0 | 0 | 0 | 0
H | 0 | 0 | 0.04 | 0.04 | 0.04 | 0.04
LFG | 0 | 0 | 0.01 | 0.01 | 0.01 | 0.01
Nuc | 0 | 0 | 0 | 0 | 33.09 | 64.47
PS | 0 | 0 | 0 | 0 | 0 | 0
PV | 0 | 0 | 0 | 0 | 0 | 0
PeakG | 1.25 | 1.24 | 10.17 | 5.2 | 0.71 | 0.2
PeakO | 0 | 0 | 0 | 0 | 0 | 0
ST | 0 | 0 | 0 | 0 | 0 | 0
STOG | 0 | 0 | 0 | 0 | 0 | 0
STWD | 0 | 0 | 0 | 0 | 0 | 0
WT | 0 | 0 | 0 | 0 | 0 | 0
IGCC | 0 | 0 | 0 | 0 | 0 | 0
DemandResponse | 0 | 0 | 0 | 0 | 0 | 0
IGCC-CCS | 0 | 0 | 0 | 0 | 0 | 0
WT_off | 0 | 0 | 0 | 0 | 0 | 0
PseudoUnit | 0 | 0 | 0 | 0 | 0 | 0
FixedInterchange | 0 | 0 | 0 | 0 | 0 | 0
Base VOM Costs by Reporting Type: NYISO_A-F
ReportingType | 2015 | 2020 | 2025 | 2030 | 2035 | 2040
BM | 0 | 0 | 0 | 0 | 0 | 0
CC | 21.03 | 21.4 | 16.73 | 4.9 | 0.84 | 0
CSP | 0 | 0 | 0 | 0 | 0 | 0
CT | 0 | 0 | 0 | 0 | 0 | 0
Coal | 0 | 0 | 0 | 0 | 0 | 0
Geo | 0 | 0 | 0 | 0 | 0 | 0
H | 0 | 0 | 0 | 0 | 0 | 0
LFG | 0.02 | 0.02 | 0.02 | 0.02 | 0.02 | 0.02
Nuc | 62.23 | 62.23 | 62.23 | 50.74 | 40 | 24.24
PS | 0 | 0 | 0 | 0 | 0 | 0
PV | 0 | 0 | 0 | 0 | 0 | 0
PeakG | 0.02 | 0.17 | 0 | 0 | 0 | 0
PeakO | 0 | 0 | 0 | 0 | 0 | 0
ST | 0 | 0 | 0 | 0 | 0 | 0
STOG | 0 | 0 | 0 | 0 | 0 | 0
STWD | 0 | 0.02 | 0.04 | 0.08 | 1.43 | 0.68
WT | 0.12 | 0.13 | 0.13 | 0.13 | 0.22 | 0.22
IGCC | 0 | 0 | 0 | 0 | 0 | 0
DemandResponse | 0 | 0 | 0 | 0 | 0 | 0
IGCC-CCS | 0 | 0 | 0 | 0 | 0 | 0
WT_off | 0 | 0 | 0 | 0 | 0 | 0
PseudoUnit | 0 | 0 | 0 | 0 | 0 | 0
FixedInterchange | 0 | 0 | 0 | 0 | 0 | 0
Base VOM Costs by Reporting Type: NYISO_G-I
ReportingType | 2015 | 2020 | 2025 | 2030 | 2035 | 2040
BM | 0 | 0 | 0 | 0 | 0 | 0
CC | 8.47 | 9.26 | 5.25 | 2.19 | 3.61 | 0
CSP | 0 | 0 | 0 | 0 | 0 | 0
CT | 0 | 0 | 0 | 0 | 0 | 0
Coal | 0 | 0 | 0 | 0 | 0 | 0
Geo | 0 | 0 | 0 | 0 | 0 | 0
H | 0 | 0 | 0 | 0 | 0 | 0
LFG | 0.01 | 0.01 | 0.01 | 0.01 | 0.01 | 0.01
Nuc | 37.82 | 37.82 | 37.82 | 37.82 | 24.69 | 66.54
PS | 0 | 0 | 0 | 0 | 0 | 0
PV | 0 | 0 | 0 | 0 | 0 | 0
PeakG | 0 | 0.01 | 0.02 | 0.02 | 0.02 | 0
PeakO | 0 | 0 | 0 | 0 | 0 | 0
ST | 0 | 0 | 0 | 0 | 0 | 0
STOG | 0 | 0 | 0 | 0 | 0 | 0
STWD | 0 | 0 | 0 | 0 | 0 | 0
WT | 0 | 0 | 0 | 0.01 | 0.01 | 0.01
IGCC | 0 | 0 | 0 | 0 | 0 | 0
DemandResponse | 0 | 0 | 0 | 0 | 0 | 0
IGCC-CCS | 0 | 0 | 0 | 0 | 0 | 0
WT_off | 0 | 0 | 0 | 0 | 0 | 0
PseudoUnit | 0 | 0 | 0 | 0 | 0 | 0
FixedInterchange | 0 | 0 | 0 | 0 | 0 | 0
Base VOM Costs by Reporting Type: NYISO_J-K
ReportingType | 2015 | 2020 | 2025 | 2030 | 2035 | 2040
BM | 0 | 0 | 0 | 0 | 0 | 0
CC | 65.31 | 68.17 | 49.97 | 35.43 | 34.68 | 17.53
CSP | 0 | 0 | 0 | 0 | 0 | 0
CT | 0 | 0 | 0 | 0 | 0 | 0
Coal | 0 | 0 | 0 | 0 | 0 | 0
Geo | 0 | 0 | 0 | 0 | 0 | 0
H | 0 | 0 | 0 | 0 | 0 | 0
LFG | 0.01 | 0.01 | 0.01 | 0.02 | 0.02 | 0.02
Nuc | 0 | 0 | 0 | 0 | 0 | 0
PS | 0 | 0 | 0 | 0 | 0 | 0
PV | 0 | 0 | 0 | 0 | 0 | 0
PeakG | 1.16 | 1.79 | 4.05 | 3.75 | 3.02 | 3.02
PeakO | 0 | 0.02 | 0.35 | 0.06 | 0.12 | 0.02
ST | 0 | 0 | 0 | 0 | 0 | 0
STOG | 0.73 | 1.67 | 1.1 | 0.5 | 0.26 | 0.07
STWD | 0 | 0 | 0 | 0 | 0 | 0
WT | 0 | 0 | 0 | 0 | 0.01 | 0.01
IGCC | 0 | 0 | 0 | 0 | 0 | 0
DemandResponse | 0 | 0 | 0 | 0 | 0 | 0
IGCC-CCS | 0 | 0 | 0 | 0 | 0 | 0
WT_off | 0 | 0 | 0 | 0 | 0 | 0
PseudoUnit | 0 | 0 | 0 | 0 | 0 | 0
FixedInterchange | 0 | 0 | 0 | 0 | 0 | 0
Base VOM Costs by Reporting Type: PJM_E
ReportingType | 2015 | 2020 | 2025 | 2030 | 2035 | 2040
BM | 0.06 | 1.12 | 1.12 | 1.12 | 1.12 | 0.69
CC | 139.11 | 172.15 | 154.13 | 111.68 | 116.88 | 52.44
CSP | 0 | 0 | 0 | 0 | 0 | 0
CT | 0 | 0.1 | 0.1 | 0 | 0 | 0
Coal | 2.5 | 2.17 | 1.47 | 0.33 | 3.74 | 4.11
Geo | 0 | 0 | 0 | 0 | 0 | 0
H | 0 | 0 | 0 | 0 | 0 | 0
LFG | 0.05 | 0.05 | 0.05 | 0.05 | 0.05 | 0.05
Nuc | 157.37 | 146 | 146 | 146 | 104.88 | 83.17
PS | 0 | 0 | 0 | 0 | 0 | 0
PV | 0 | 0 | 0 | 0 | 0 | 0
PeakG | 0.52 | 7.81 | 13.13 | 7.81 | 4.08 | 2.98
PeakO | 0 | 0 | 0.05 | 0 | 0 | 0
ST | 0 | 0 | 0 | 0 | 0 | 0
STOG | 0.64 | 0.24 | 0 | 0 | 0 | 0
STWD | 0 | 0 | 0 | 0 | 0 | 0
WT | 0.02 | 0.02 | 0.02 | 0.02 | 0.02 | 0.02
IGCC | 0 | 0 | 0 | 0 | 0 | 0
DemandResponse | 0 | 0 | 0 | 0 | 0 | 0
IGCC-CCS | 0 | 0 | 0 | 0 | 0 | 0
WT_off | 0 | 0 | 0.04 | 0.04 | 0.04 | 0.04
PseudoUnit | 0 | 0 | 0 | 0 | 0 | 0
FixedInterchange | 0 | 0 | 0 | 0 | 0 | 0
Base VOM Costs by Reporting Type: PJM_ROM
ReportingType | 2015 | 2020 | 2025 | 2030 | 2035 | 2040
BM | 0.04 | 0.67 | 0.67 | 0.67 | 0.67 | 0.41
CC | 63.16 | 77.2 | 74.19 | 47.69 | 49.36 | 19.42
CSP | 0 | 0 | 0 | 0 | 0 | 0
CT | 0 | 0.06 | 0.1 | 0.06 | 0 | 0
Coal | 43.27 | 6.53 | 0.15 | 0 | 0 | 0
Geo | 0 | 0 | 0 | 0 | 0 | 0
H | 0 | 0 | 0.03 | 0.03 | 0.03 | 0.03
LFG | 0.05 | 0.05 | 0.05 | 0.05 | 0.05 | 0.05
Nuc | 93.13 | 93.13 | 93.13 | 93.13 | 106.28 | 199.16
PS | 0 | 0 | 0 | 0 | 0 | 0
PV | 0.01 | 0.02 | 0.04 | 0.04 | 0.04 | 0.04
PeakG | 0 | 0.4 | 1.74 | 4.72 | 2.48 | 1.27
PeakO | 0 | 0 | 0.12 | 0 | 0 | 0
ST | 0 | 0 | 0 | 0 | 0 | 0
STOG | 1.64 | 3.21 | 0 | 0 | 0 | 0
STWD | 0.07 | 1.16 | 1.16 | 1.16 | 1.16 | 0.72
WT | 0.03 | 0.05 | 0.05 | 0.05 | 0.05 | 0.05
IGCC | 0 | 0 | 0 | 0 | 0 | 0
DemandResponse | 0 | 0 | 0 | 0 | 0 | 0
IGCC-CCS | 0 | 0 | 0 | 0 | 0 | 0
WT_off | 0 | 0 | 0 | 0 | 0 | 0
PseudoUnit | 0 | 0 | 0 | 0 | 0 | 0
FixedInterchange | 0 | 0 | 0 | 0 | 0 | 0
Base VOM Costs by Reporting Type: PJM_ROR
ReportingType | 2015 | 2020 | 2025 | 2030 | 2035 | 2040
BM | 0.81 | 14.36 | 10.47 | 14.36 | 14.36 | 8.84
CC | 502.43 | 549.41 | 499.23 | 398.71 | 284.58 | 111.49
CSP | 0 | 0 | 0 | 0 | 0 | 0
CT | 0.03 | 0.11 | 0.19 | 0.11 | 0 | 0
Coal | 885.33 | 454.61 | 38 | 18.96 | 30.03 | 30.03
Geo | 0 | 0 | 0 | 0 | 0 | 0
H | 0 | 0.03 | 0.03 | 0.03 | 0.03 | 0.03
LFG | 0.05 | 0.05 | 0.09 | 0.09 | 0.09 | 0.09
Nuc | 370.54 | 370.54 | 370.54 | 354.51 | 332.92 | 455.11
PS | 0 | 0 | 0 | 0 | 0 | 0
PV | 0 | 0 | 0 | 0 | 0 | 0
PeakG | 6.85 | 22.78 | 47.83 | 25.96 | 24.53 | 4.38
PeakO | 0 | 0 | 0.03 | 0 | 0 | 0
ST | 0 | 0 | 0 | 0 | 0 | 0
STOG | 1 | 3.28 | 0 | 0 | 0 | 0
STWD | 0.09 | 3.23 | 3.23 | 2.37 | 3.23 | 1.99
WT | 0.31 | 0.31 | 0.43 | 0.57 | 0.57 | 0.57
IGCC | 0 | 0 | 0 | 0 | 0 | 0
DemandResponse | 0 | 0 | 0 | 0 | 0 | 0
IGCC-CCS | 0 | 0 | 0 | 0 | 0 | 0
WT_off | 0 | 0 | 0 | 0 | 0 | 0
PseudoUnit | 0 | 0 | 0 | 0 | 0 | 0
FixedInterchange | 0 | 0 | 0 | 0 | 0 | 0
Base VOM Costs by Reporting Type: SOCO
ReportingType | 2015 | 2020 | 2025 | 2030 | 2035 | 2040
BM | 0.19 | 0.48 | 1.5 | 2.05 | 2.05 | 77.05
CC | 468.66 | 490.35 | 482.21 | 336.28 | 122.28 | 27.86
CSP | 0 | 0 | 0 | 0 | 0 | 0
CT | 0 | 0 | 0 | 0 | 0 | 0
Coal | 130 | 37.54 | 20.7 | 20.7 | 20.7 | 20.7
Geo | 0 | 0 | 0 | 0 | 0 | 0
H | 0 | 0 | 0 | 0 | 0 | 0
LFG | 0 | 0 | 0.01 | 0.01 | 0.01 | 0.01
Nuc | 108.01 | 143 | 143 | 256.42 | 408.22 | 440.13
PS | 0 | 0 | 0 | 0 | 0 | 0
PV | 0 | 0 | 0 | 0 | 0 | 0
PeakG | 4.5 | 22.56 | 28.06 | 0 | 0 | 0
PeakO | 0 | 0 | 0 | 0 | 0 | 0
ST | 0 | 0 | 0 | 0 | 0 | 0
STOG | 0 | 0 | 0 | 0 | 0 | 0
STWD | 0.62 | 1.79 | 2.5 | 6.83 | 11.11 | 6.86
WT | 0 | 0 | 0 | 0 | 0 | 0
IGCC | 0 | 0 | 0 | 0 | 0 | 0
DemandResponse | 0 | 0 | 0 | 0 | 0 | 0
IGCC-CCS | 0 | 0 | 0 | 0 | 0 | 0
WT_off | 0 | 0 | 0 | 0 | 0 | 0
PseudoUnit | 0 | 0 | 0 | 0 | 0 | 0
FixedInterchange | 0 | 0 | 0 | 0 | 0 | 0
Base VOM Costs by Reporting Type: SPP_N
ReportingType | 2015 | 2020 | 2025 | 2030 | 2035 | 2040
BM | 0 | 0 | 0 | 0 | 0 | 0
CC | 6.92 | 3.51 | 3.51 | 2.19 | 1.75 | 0.63
CSP | 0 | 0 | 0 | 0 | 0 | 0
CT | 0 | 0 | 0 | 0 | 0 | 0
Coal | 226.74 | 43.86 | 1.34 | 0.05 | 0 | 0
Geo | 0 | 0 | 0 | 0 | 0 | 0
H | 0 | 0 | 0 | 0 | 0 | 0
LFG | 0 | 0 | 0 | 0.01 | 0.01 | 0.01
Nuc | 21.45 | 21.45 | 19.02 | 18.07 | 14.02 | 13.52
PS | 0 | 0 | 0 | 0 | 0 | 0
PV | 0 | 0 | 0 | 0 | 0 | 0
PeakG | 0.52 | 0 | 0.67 | 0 | 0 | 0
PeakO | 0 | 0 | 0 | 0 | 0 | 0
ST | 0 | 0 | 0 | 0 | 0 | 0
STOG | 0.39 | 0 | 0 | 0 | 0 | 0
STWD | 0 | 0 | 0 | 0 | 0 | 0
WT | 0.05 | 1.41 | 1.56 | 1.56 | 1.79 | 1.8
IGCC | 0 | 0 | 0 | 0 | 0 | 0
DemandResponse | 0 | 0 | 0 | 0 | 0 | 0
IGCC-CCS | 0 | 0 | 0 | 0 | 0 | 0
WT_off | 0 | 0 | 0 | 0 | 0 | 0
PseudoUnit | 0 | 0 | 0 | 0 | 0 | 0
FixedInterchange | 0 | 0 | 0 | 0 | 0 | 0
Base VOM Costs by Reporting Type: SPP_S
ReportingType | 2015 | 2020 | 2025 | 2030 | 2035 | 2040
BM | 0 | 0 | 0 | 0 | 0 | 0
CC | 88.83 | 26.74 | 32.63 | 22.75 | 17.32 | 13.73
CSP | 0 | 0 | 0 | 0 | 0 | 0
CT | 0.05 | 0 | 0.66 | 1.32 | 0.28 | 0
Coal | 343.4 | 29.07 | 2.83 | 0 | 0 | 0
Geo | 0 | 0 | 0 | 0 | 0 | 0
H | 0 | 0 | 0 | 0 | 0 | 0
LFG | 0 | 0 | 0 | 0.01 | 0.01 | 0.01
Nuc | 0 | 0 | 0 | 0 | 0 | 0
PS | 0 | 0 | 0 | 0 | 0 | 0
PV | 0 | 0 | 0 | 0 | 0 | 0
PeakG | 0 | 0 | 2.03 | 3.1 | 1.72 | 1.72
PeakO | 0 | 0 | 0 | 0 | 0 | 0
ST | 0 | 0 | 0 | 0 | 0 | 0
STOG | 3.71 | 2.93 | 3.3 | 0.27 | 0 | 0
STWD | 0 | 0.07 | 0.13 | 0.32 | 0.7 | 0.44
WT | 0.13 | 1.54 | 1.56 | 1.55 | 1.67 | 1.66
IGCC | 0 | 0 | 0 | 0 | 0 | 0
DemandResponse | 0 | 0 | 0 | 0 | 0 | 0
IGCC-CCS | 0 | 0 | 0 | 0 | 0 | 0
WT_off | 0 | 0 | 0 | 0 | 0 | 0
PseudoUnit | 0 | 0 | 0 | 0 | 0 | 0
FixedInterchange | 0 | 0 | 0 | 0 | 0 | 0
Base VOM Costs by Reporting Type: TVA
ReportingType | 2015 | 2020 | 2025 | 2030 | 2035 | 2040
BM | 0 | 0 | 0 | 0 | 0 | 1.62
CC | 148.19 | 200.55 | 194.75 | 144.03 | 60.7 | 14.56
CSP | 0 | 0 | 0 | 0 | 0 | 0
CT | 0 | 0 | 0 | 0 | 0 | 0
Coal | 175.9 | 79.75 | 0 | 0 | 0 | 0
Geo | 0 | 0 | 0 | 0 | 0 | 0
H | 0 | 0 | 0 | 0 | 0 | 0
LFG | 0 | 0 | 0.01 | 0.01 | 0.01 | 0.01
Nuc | 152.12 | 152.12 | 152.12 | 152.12 | 201.07 | 236.95
PS | 0 | 0 | 0 | 0 | 0 | 0
PV | 0 | 0 | 0 | 0 | 0 | 0
PeakG | 0 | 0.42 | 1.31 | 0.29 | 0 | 0
PeakO | 0 | 0 | 0 | 0 | 0 | 0
ST | 0 | 0 | 0 | 0 | 0 | 0
STOG | 0 | 0 | 0 | 0 | 0 | 0
STWD | 0 | 0.01 | 0.01 | 0.06 | 0.08 | 0.05
WT | 0 | 0 | 0 | 0 | 0 | 0
IGCC | 0 | 0 | 0 | 0 | 0 | 0
DemandResponse | 0 | 0 | 0 | 0 | 0 | 0
IGCC-CCS | 0 | 0 | 0 | 0 | 0 | 0
WT_off | 0 | 0 | 0 | 0 | 0 | 0
PseudoUnit | 0 | 0 | 0 | 0 | 0 | 0
FixedInterchange | 0 | 0 | 0 | 0 | 0 | 0
Base VOM Costs by Reporting Type: TVA_Transmission
ReportingType | 2015 | 2020 | 2025 | 2030 | 2035 | 2040
BM | 0 | 0 | 0 | 0 | 0 | 0
CC | 0 | 0 | 0 | 0 | 0 | 0
CSP | 0 | 0 | 0 | 0 | 0 | 0
CT | 0 | 0 | 0 | 0 | 0 | 0
Coal | 0 | 0 | 0 | 0 | 0 | 0
Geo | 0 | 0 | 0 | 0 | 0 | 0
H | 0 | 0 | 0 | 0 | 0 | 0
LFG | 0 | 0 | 0 | 0 | 0 | 0
Nuc | 0 | 0 | 0 | 0 | 0 | 0
PS | 0 | 0 | 0 | 0 | 0 | 0
PV | 0 | 0 | 0 | 0 | 0 | 0
PeakG | 0 | 0 | 0 | 0 | 0 | 0
PeakO | 0 | 0 | 0 | 0 | 0 | 0
ST | 0 | 0 | 0 | 0 | 0 | 0
STOG | 0 | 0 | 0 | 0 | 0 | 0
STWD | 0 | 0 | 0 | 0 | 0 | 0
WT | 0 | 0 | 0 | 0 | 0 | 0
IGCC | 0 | 0 | 0 | 0 | 0 | 0
DemandResponse | 0 | 0 | 0 | 0 | 0 | 0
IGCC-CCS | 0 | 0 | 0 | 0 | 0 | 0
WT_off | 0 | 0 | 0 | 0 | 0 | 0
PseudoUnit | 0 | 0 | 0 | 0 | 0 | 0
FixedInterchange | 0 | 0 | 0 | 0 | 0 | 0
Base VOM Costs by Reporting Type: VACAR
ReportingType | 2015 | 2020 | 2025 | 2030 | 2035 | 2040
BM | 0 | 0.4 | 16.55 | 16.55 | 16.55 | 35.69
CC | 303.04 | 312.62 | 310.7 | 201.47 | 94.39 | 10.44
CSP | 0 | 0 | 0 | 0 | 0 | 0
CT | 0.73 | 2.88 | 4.86 | 0.08 | 0 | 0
Coal | 146.97 | 47.82 | 17.38 | 10.49 | 11.45 | 11.55
Geo | 0 | 0 | 0 | 0 | 0 | 0
H | 0 | 0 | 0 | 0 | 0 | 0
LFG | 0.01 | 0.01 | 0.01 | 0.01 | 0.01 | 0.01
Nuc | 211.36 | 248.42 | 248.42 | 338.49 | 429.04 | 467.68
PS | 0 | 0 | 0 | 0 | 0 | 0
PV | 0 | 0 | 0 | 0 | 0 | 0
PeakG | 1.11 | 11.52 | 13.59 | 0 | 0 | 0
PeakO | 0 | 0 | 0 | 0 | 0 | 0
ST | 0 | 0 | 0 | 0 | 0 | 0
STOG | 0 | 0 | 0 | 0 | 0 | 0
STWD | 2.09 | 4.67 | 4.67 | 4.54 | 4.67 | 2.89
WT | 0.04 | 0.08 | 0.08 | 0.08 | 0.08 | 0.08
IGCC | 0 | 0 | 0 | 0 | 0 | 0
DemandResponse | 0 | 0 | 12.38 | 18.79 | 0 | 63.94
IGCC-CCS | 0 | 0 | 0 | 0 | 0 | 0
WT_off | 0 | 0 | 0 | 0 | 0 | 0
PseudoUnit | 0 | 0 | 0 | 0 | 0 | 0
FixedInterchange | 0 | 0 | 0 | 0 | 0 | 0
Base VOM Costs by Reporting Type: IESO
ReportingType | 2015 | 2020 | 2025 | 2030 | 2035 | 2040
BM | 0 | 0.05 | 0.12 | 0.01 | 3.27 | 0.26
CC | 33.07 | 33.07 | 4.06 | 0.22 | 0.07 | 0.26
CSP | 0 | 0 | 0 | 0 | 0 | 0
CT | 0.37 | 0.12 | 0.12 | 0 | 0 | 0
Coal | 0 | 0 | 0 | 0 | 0 | 0
Geo | 0 | 0 | 0 | 0 | 0 | 0
H | 0 | 0 | 0 | 0 | 0.02 | 0.02
LFG | 0.01 | 0.01 | 0.01 | 0.01 | 0.01 | 0.01
Nuc | 240.73 | 240.73 | 240.73 | 240.73 | 221.68 | 193.2
PS | 0 | 0 | 0 | 0 | 0 | 0
PV | 0 | 0 | 0 | 0 | 0 | 0
PeakG | 0 | 0 | 0 | 0 | 0 | 0
PeakO | 0 | 0 | 0 | 0 | 0 | 0
ST | 0 | 0 | 0 | 0 | 0 | 0
STOG | 0 | 0 | 0 | 0 | 0 | 0
STWD | 0.03 | 0.06 | 0.06 | 0.06 | 2.31 | 0.1
WT | 0.09 | 0.09 | 0.09 | 0.09 | 0.09 | 0.09
IGCC | 0 | 0 | 0 | 0 | 0 | 0
DemandResponse | 0 | 0 | 0 | 0 | 0 | 0
IGCC-CCS | 0 | 0 | 0 | 0 | 0 | 0
WT_off | 0 | 0 | 0 | 0 | 0 | 0
PseudoUnit | 0 | 0 | 0 | 0 | 0 | 0
FixedInterchange | 0 | 0 | 0 | 0 | 0 | 0
Base VOM Costs by Reporting Type: MAPP_CA
ReportingType | 2015 | 2020 | 2025 | 2030 | 2035 | 2040
BM | 0 | 0 | 0 | 0 | 0 | 0
CC | 25.68 | 25.68 | 12.21 | 0 | 0 | 0
CSP | 0 | 0 | 0 | 0 | 0 | 0
CT | 0 | 0 | 0 | 0 | 0 | 0
Coal | 1 | 0 | 0 | 0 | 0 | 0
Geo | 0 | 0 | 0 | 0 | 0 | 0
H | 0 | 0.04 | 0.15 | 0.2 | 0.2 | 0.2
LFG | 0 | 0 | 0 | 0 | 0 | 0
Nuc | 0 | 0 | 0 | 0 | 0 | 0
PS | 0 | 0 | 0 | 0 | 0 | 0
PV | 0 | 0 | 0 | 0 | 0 | 0
PeakG | 0.5 | 0.74 | 0 | 0 | 0 | 0
PeakO | 0 | 0 | 0 | 0 | 0 | 0
ST | 0 | 0 | 0 | 0 | 0 | 0
STOG | 0.03 | 0 | 0 | 0 | 0 | 0
STWD | 0 | 0 | 0 | 0 | 0 | 0
WT | 0.02 | 0.02 | 0.02 | 0.02 | 0.01 | 0.01
IGCC | 0 | 0 | 0 | 0 | 0 | 0
DemandResponse | 0 | 0 | 0 | 0 | 0 | 0
IGCC-CCS | 0 | 0 | 0 | 0 | 0 | 0
WT_off | 0 | 0 | 0 | 0 | 0 | 0
PseudoUnit | 0 | 0 | 0 | 0 | 0 | 0
FixedInterchange | 0 | 0 | 0 | 0 | 0 | 0
Base VOM Costs by Reporting Type: AZ_NM_SNV_Coal
ReportingType | 2015 | 2020 | 2025 | 2030 | 2035 | 2040
BM | 0 | 0 | 0 | 0 | 0 | 0
CC | 0 | 0 | 0 | 0 | 0 | 0
CSP | 0 | 0 | 0 | 0 | 0 | 0
CT | 0 | 0 | 0 | 0 | 0 | 0
Coal | 221.49 | 165.17 | 0 | 0 | 0 | 0
Geo | 0 | 0 | 0 | 0 | 0 | 0
H | 0 | 0 | 0 | 0 | 0 | 0
LFG | 0 | 0 | 0 | 0 | 0 | 0
Nuc | 0 | 0 | 0 | 0 | 0 | 0
PS | 0 | 0 | 0 | 0 | 0 | 0
PV | 0 | 0 | 0 | 0 | 0 | 0
PeakG | 0 | 0 | 0 | 0 | 0 | 0
PeakO | 0 | 0 | 0 | 0 | 0 | 0
ST | 0 | 0 | 0 | 0 | 0 | 0
STOG | 0 | 0 | 0 | 0 | 0 | 0
STWD | 0 | 0 | 0 | 0 | 0 | 0
WT | 0 | 0 | 0 | 0 | 0 | 0
IGCC | 0 | 0 | 0 | 0 | 0 | 0
DemandResponse | 0 | 0 | 0 | 0 | 0 | 0
IGCC-CCS | 0 | 0 | 0 | 0 | 0 | 0
WT_off | 0 | 0 | 0 | 0 | 0 | 0
PseudoUnit | 0 | 0 | 0 | 0 | 0 | 0
FixedInterchange | 0 | 0 | 0 | 0 | 0 | 0
Base VOM Costs by Reporting Type: AZ_NM_SNV_Gas
ReportingType | 2015 | 2020 | 2025 | 2030 | 2035 | 2040
BM | 0 | 0 | 0 | 0 | 0 | 0
CC | 122.61 | 159.02 | 188.35 | 73.18 | 27.4 | 15.61
CSP | 0 | 0 | 0 | 0 | 0 | 0
CT | 0 | 0.73 | 1.43 | 0.77 | 0 | 0
Coal | 0 | 0 | 0 | 0 | 0 | 0
Geo | 0 | 0 | 0 | 0 | 0 | 0
H | 0 | 0 | 0 | 0 | 0 | 0
LFG | 0 | 0 | 0 | 0 | 0 | 0
Nuc | 0 | 0 | 0 | 0 | 0 | 0
PS | 0 | 0 | 0 | 0 | 0 | 0
PV | 0 | 0 | 0 | 0 | 0 | 0
PeakG | 0 | 0.15 | 0 | 0 | 0 | 0
PeakO | 0 | 0 | 0 | 0 | 0 | 0
ST | 0 | 0 | 0 | 0 | 0 | 0
STOG | 0 | 0 | 0 | 0 | 0 | 0
STWD | 0 | 0 | 0 | 0 | 0 | 0
WT | 0 | 0 | 0 | 0 | 0 | 0
IGCC | 0 | 0 | 0 | 0 | 0 | 0
DemandResponse | 0 | 0 | 16.06 | 7.02 | 0 | 0
IGCC-CCS | 0 | 0 | 0 | 0 | 0 | 0
WT_off | 0 | 0 | 0 | 0 | 0 | 0
PseudoUnit | 0 | 0 | 0 | 0 | 0 | 0
FixedInterchange | 0 | 0 | 0 | 0 | 0 | 0
Base VOM Costs by Reporting Type: AZ_NM_SNV_NucRenew
ReportingType | 2015 | 2020 | 2025 | 2030 | 2035 | 2040
BM | 0 | 0 | 0 | 0 | 0 | 0
CC | 0 | 0 | 0 | 0 | 0 | 0
CSP | 0 | 0 | 0 | 0 | 0 | 0
CT | 0 | 0 | 0 | 0 | 0 | 0
Coal | 0 | 0 | 0 | 0 | 0 | 0
Geo | 2.01 | 2.01 | 116.31 | 116.31 | 116.31 | 116.31
H | 0 | 0 | 0 | 0 | 0 | 0
LFG | 0.01 | 0.01 | 0.01 | 0.01 | 0.01 | 0.01
Nuc | 71.66 | 71.66 | 71.66 | 94.57 | 154.97 | 174.88
PS | 0 | 0 | 0 | 0 | 0 | 0
PV | 0 | 0 | 0 | 0 | 0 | 0
PeakG | 0 | 0 | 0 | 0 | 0 | 0
PeakO | 0 | 0 | 0 | 0 | 0 | 0
ST | 0.01 | 0.02 | 0.03 | 0.35 | 0.36 | 0.37
STOG | 0 | 0 | 0 | 0 | 0 | 0
STWD | 0.43 | 0.43 | 0.43 | 0.43 | 0.43 | 0.34
WT | 0.08 | 0.16 | 0.3 | 0.3 | 0.3 | 0.3
IGCC | 0 | 0 | 0 | 0 | 0 | 0
DemandResponse | 0 | 0 | 0 | 0 | 0 | 0
IGCC-CCS | 0 | 0 | 0 | 0 | 0 | 0
WT_off | 0 | 0 | 0 | 0 | 0 | 0
PseudoUnit | 0 | 0 | 0 | 0 | 0 | 0
FixedInterchange | 0 | 0 | 0 | 0 | 0 | 0
Base VOM Costs by Reporting Type: ERCOT
ReportingType | 2015 | 2020 | 2025 | 2030 | 2035 | 2040
BM | 0.95 | 0.77 | 0.49 | 5.41 | 5.18 | 57.25
CC | 563.48 | 539.12 | 390.52 | 365.28 | 258.03 | 138.47
CSP | 0 | 0 | 0 | 0 | 0 | 0
CT | 0 | 0.21 | 0.48 | 0.48 | 0 | 0
Coal | 196.95 | 118.44 | 13 | 21.47 | 24.28 | 23.88
Geo | 0 | 0 | 0 | 0 | 0 | 0
H | 0 | 0 | 0 | 0 | 0 | 0
LFG | 0.01 | 0.01 | 0.04 | 0.04 | 0.04 | 0.04
Nuc | 94.14 | 94.14 | 94.14 | 94.14 | 160.77 | 216.34
PS | 0 | 0 | 0 | 0 | 0 | 0
PV | 0 | 0 | 0 | 0 | 0 | 0
PeakG | 0 | 0.71 | 4.21 | 4.19 | 0 | 0
PeakO | 0 | 0 | 0 | 0 | 0 | 0
ST | 0 | 0 | 0 | 0 | 0 | 0
STOG | 9.25 | 10.19 | 0 | 0 | 0 | 0
STWD | 0 | 0 | 0 | 0 | 0 | 0
WT | 0.37 | 0.73 | 1.58 | 1.58 | 1.55 | 1.51
IGCC | 0 | 0 | 0 | 0 | 0 | 0
DemandResponse | 0 | 0 | 35.52 | 50.76 | 63.57 | 29.47
IGCC-CCS | 0 | 0 | 0 | 0 | 0 | 0
WT_off | 0 | 0 | 0 | 0 | 0 | 0
PseudoUnit | 0 | 0 | 0 | 0 | 0 | 0
FixedInterchange | 0 | 0 | 0 | 0 | 0 | 0
Base VOM Costs by Reporting Type: NP15
ReportingType | 2015 | 2020 | 2025 | 2030 | 2035 | 2040
BM | 0 | 0 | 0 | 0 | 0 | 0
CC | 127.82 | 122.69 | 125.67 | 82.24 | 11.25 | 0
CSP | 0 | 0 | 0 | 0 | 0 | 0
CT | 0 | 0 | 0 | 0 | 0 | 0
Coal | 5.45 | 0 | 0 | 0 | 0 | 0
Geo | 48.23 | 48.23 | 48.23 | 48.23 | 48.23 | 48.23
H | 0 | 0 | 0 | 0 | 0 | 0
LFG | 0.06 | 0.06 | 0.06 | 0.06 | 0.06 | 0.06
Nuc | 42.53 | 42.53 | 42.53 | 63.14 | 105.15 | 109.89
PS | 0 | 0 | 0 | 0 | 0 | 0
PV | 0 | 0 | 0 | 0 | 0 | 0
PeakG | 0 | 0 | 0.11 | 0 | 0.06 | 0.1
PeakO | 0 | 0 | 0 | 0 | 0 | 0
ST | 0 | 0 | 0 | 0 | 0 | 0
STOG | 0.07 | 0 | 0 | 0 | 0 | 0
STWD | 6.16 | 7.35 | 3.43 | 7.35 | 7.35 | 3.47
WT | 0.04 | 0.04 | 0.13 | 0.13 | 0.13 | 0.13
IGCC | 0 | 0 | 0 | 0 | 0 | 0
DemandResponse | 0 | 0 | 0 | 0 | 0 | 0
IGCC-CCS | 0 | 0 | 0 | 0 | 0 | 0
WT_off | 0 | 0 | 0 | 0 | 0 | 0
PseudoUnit | 0 | 0 | 0 | 0 | 0 | 0
FixedInterchange | 0 | 0 | 0 | 0 | 0 | 0
Base VOM Costs by Reporting Type: NWPP_Coal
ReportingType | 2015 | 2020 | 2025 | 2030 | 2035 | 2040
BM | 0 | 0 | 0 | 0 | 0 | 0
CC | 0 | 0 | 0 | 0 | 0 | 0
CSP | 0 | 0 | 0 | 0 | 0 | 0
CT | 0 | 0 | 0 | 0 | 0 | 0
Coal | 192.59 | 166.31 | 5.38 | 5.38 | 5.38 | 2.52
Geo | 0 | 0 | 0 | 0 | 0 | 0
H | 0 | 0 | 0 | 0 | 0 | 0
LFG | 0 | 0 | 0 | 0 | 0 | 0
Nuc | 0 | 0 | 0 | 0 | 0 | 0
PS | 0 | 0 | 0 | 0 | 0 | 0
PV | 0 | 0 | 0 | 0 | 0 | 0
PeakG | 0 | 0 | 0 | 0 | 0 | 0
PeakO | 0 | 0 | 0 | 0 | 0 | 0
ST | 0 | 0 | 0 | 0 | 0 | 0
STOG | 0 | 0 | 0 | 0 | 0 | 0
STWD | 0 | 0 | 0 | 0 | 0 | 0
WT | 0 | 0 | 0 | 0 | 0 | 0
IGCC | 0 | 0 | 0 | 0 | 0 | 0
DemandResponse | 0 | 0 | 0 | 0 | 0 | 0
IGCC-CCS | 0 | 0 | 0 | 0 | 0 | 0
WT_off | 0 | 0 | 0 | 0 | 0 | 0
PseudoUnit | 0 | 0 | 0 | 0 | 0 | 0
FixedInterchange | 0 | 0 | 0 | 0 | 0 | 0
Base VOM Costs by Reporting Type: NWPP_Gas
ReportingType | 2015 | 2020 | 2025 | 2030 | 2035 | 2040
BM | 0 | 0 | 0 | 0 | 0 | 0
CC | 122.48 | 133.81 | 133.81 | 19.18 | 8.67 | 5.12
CSP | 0 | 0 | 0 | 0 | 0 | 0
CT | 0 | 0 | 0 | 0 | 0 | 0
Coal | 0 | 0 | 0 | 0 | 0 | 0
Geo | 0 | 0 | 0 | 0 | 0 | 0
H | 0 | 0 | 0 | 0 | 0 | 0
LFG | 0 | 0 | 0 | 0 | 0 | 0
Nuc | 0 | 0 | 0 | 0 | 0 | 0
PS | 0 | 0 | 0 | 0 | 0 | 0
PV | 0 | 0 | 0 | 0 | 0 | 0
PeakG | 0 | 0 | 0 | 0 | 0 | 0
PeakO | 0 | 0 | 0 | 0 | 0 | 0
ST | 0 | 0 | 0 | 0 | 0 | 0
STOG | 0 | 0 | 0 | 0 | 0 | 0
STWD | 0 | 0 | 0 | 0 | 0 | 0
WT | 0 | 0 | 0 | 0 | 0 | 0
IGCC | 0 | 0 | 0 | 0 | 0 | 0
DemandResponse | 0 | 0 | 0 | 0 | 0 | 0
IGCC-CCS | 0 | 0 | 0 | 0 | 0 | 0
WT_off | 0 | 0 | 0 | 0 | 0 | 0
PseudoUnit | 0 | 0 | 0 | 0 | 0 | 0
FixedInterchange | 0 | 0 | 0 | 0 | 0 | 0
Base VOM Costs by Reporting Type: NWPP_NucRenew
ReportingType | 2015 | 2020 | 2025 | 2030 | 2035 | 2040
BM | 0 | 1.21 | 1.21 | 1.21 | 1.21 | 0.55
CC | 0 | 0 | 0 | 0 | 0 | 0
CSP | 0 | 0 | 0 | 0 | 0 | 0
CT | 0 | 0 | 0 | 0 | 0 | 0
Coal | 0 | 0 | 0 | 0 | 0 | 0
Geo | 6.93 | 6.93 | 41.74 | 41.74 | 41.74 | 41.74
H | 0 | 0 | 0 | 0 | 0.01 | 0.01
LFG | 0.02 | 0.02 | 0.03 | 0.03 | 0.03 | 0.03
Nuc | 20.91 | 20.91 | 20.91 | 152.98 | 152.98 | 160.57
PS | 0 | 0 | 0 | 0 | 0 | 0
PV | 0 | 0 | 0 | 0 | 0 | 0
PeakG | 0 | 0 | 0 | 0 | 0 | 0
PeakO | 0 | 0 | 0 | 0 | 0 | 0
ST | 0 | 0 | 0 | 0 | 0 | 0
STOG | 0 | 0 | 0 | 0 | 0 | 0
STWD | 0 | 0 | 9.33 | 9.33 | 9.33 | 4.4
WT | 0.19 | 0.19 | 0.19 | 0.19 | 0.19 | 0.19
IGCC | 0 | 0 | 0 | 0 | 0 | 0
DemandResponse | 0 | 0 | 0 | 0 | 0 | 0
IGCC-CCS | 0 | 0 | 0 | 0 | 0 | 0
WT_off | 0 | 0 | 0 | 0 | 0 | 0
PseudoUnit | 0 | 0 | 0 | 0 | 0 | 0
FixedInterchange | 0 | 0 | 0 | 0 | 0 | 0
Base VOM Costs by Reporting Type: RMPA
ReportingType | 2015 | 2020 | 2025 | 2030 | 2035 | 2040
BM | 0 | 0 | 0 | 0 | 0 | 0
CC | 10.14 | 6.15 | 17.64 | 15.88 | 10.48 | 3.41
CSP | 0 | 0 | 0 | 0 | 0 | 0
CT | 0 | 0 | 0.01 | 0 | 0 | 0
Coal | 176.48 | 138.46 | 23.85 | 14.71 | 14.37 | 6.92
Geo | 0 | 0 | 206.14 | 206.14 | 206.14 | 206.14
H | 0 | 0 | 0 | 0 | 0 | 0
LFG | 0 | 0 | 0 | 0 | 0 | 0
Nuc | 0 | 0 | 0 | 1.93 | 11.2 | 18.52
PS | 0 | 0 | 0 | 0 | 0 | 0
PV | 0 | 0 | 0 | 0 | 0 | 0
PeakG | 0 | 0.15 | 2.68 | 2.14 | 1.54 | 1.52
PeakO | 0 | 0 | 0 | 0 | 0 | 0
ST | 0.01 | 0.01 | 0.01 | 0.01 | 0.02 | 0.02
STOG | 0 | 0 | 0 | 0 | 0 | 0
STWD | 0 | 0 | 0 | 0 | 0 | 0
WT | 0.17 | 0.34 | 0.35 | 0.35 | 0.35 | 0.35
IGCC | 0 | 0 | 0 | 0 | 0 | 0
DemandResponse | 0 | 0 | 0 | 0 | 0 | 0
IGCC-CCS | 0 | 0 | 0 | 0 | 0 | 0
WT_off | 0 | 0 | 0 | 0 | 0 | 0
PseudoUnit | 0 | 0 | 0 | 0 | 0 | 0
FixedInterchange | 0 | 0 | 0 | 0 | 0 | 0
Base VOM Costs by Reporting Type: SP15
ReportingType | 2015 | 2020 | 2025 | 2030 | 2035 | 2040
BM | 0.22 | 0.22 | 0.22 | 0.22 | 0.22 | 0.17
CC | 152.71 | 175.76 | 169.29 | 138.76 | 60.18 | 47.91
CSP | 0 | 0 | 0 | 0 | 0 | 0
CT | 0 | 0 | 0 | 0 | 0 | 0
Coal | 5.28 | 3.19 | 0 | 0 | 0 | 0
Geo | 120.4 | 120.4 | 120.4 | 120.4 | 120.4 | 120.4
H | 0 | 0 | 0 | 0 | 0 | 0
LFG | 0.07 | 0.07 | 0.07 | 0.07 | 0.07 | 0.07
Nuc | 41.61 | 41.61 | 41.61 | 41.61 | 41.61 | 45.11
PS | 0 | 0 | 0 | 0 | 0 | 0
PV | 0 | 0 | 0 | 0 | 0 | 0
PeakG | 0 | 0.22 | 3.1 | 1.8 | 0.54 | 0.91
PeakO | 0 | 0 | 0 | 0 | 0 | 0
ST | 0.02 | 0.02 | 0.02 | 0.02 | 0.37 | 0.37
STOG | 0.71 | 1.13 | 0 | 0 | 0 | 0
STWD | 1.98 | 1.98 | 1.78 | 1.98 | 1.98 | 0.99
WT | 0.07 | 0.07 | 0.28 | 0.46 | 0.46 | 0.46
IGCC | 0 | 0 | 0 | 0 | 0 | 0
DemandResponse | 0 | 0 | 0 | 0 | 0 | 0
IGCC-CCS | 0 | 0 | 0 | 0 | 0 | 0
WT_off | 0 | 0 | 0 | 0 | 0 | 0
PseudoUnit | 0 | 0 | 0 | 0 | 0 | 0
FixedInterchange | 0 | 0 | 0 | 0 | 0 | 0
Base VOM Costs by Reporting Type: ALB
ReportingType | 2015 | 2020 | 2025 | 2030 | 2035 | 2040
BM | 0 | 0 | 0 | 0 | 0 | 0
CC | 41.47 | 41.94 | 41.8 | 1.88 | 0.01 | 0
CSP | 0 | 0 | 0 | 0 | 0 | 0
CT | 0 | 0 | 0 | 0 | 0 | 0
Coal | 167.67 | 167.67 | 164.86 | 0 | 0 | 0.01
Geo | 0 | 0 | 0 | 0 | 0 | 0
H | 0 | 0 | 0 | 0 | 0 | 0
LFG | 0 | 0 | 0 | 0 | 0 | 0
Nuc | 0 | 0 | 0 | 130.67 | 135.26 | 138.27
PS | 0 | 0 | 0 | 0 | 0 | 0
PV | 0 | 0 | 0 | 0 | 0 | 0
PeakG | 0 | 0 | 0 | 0 | 0 | 0
PeakO | 0 | 0 | 0 | 0 | 0 | 0
ST | 0 | 0 | 0 | 0 | 0 | 0
STOG | 0 | 0 | 0 | 0 | 0 | 0
STWD | 0.01 | 1.35 | 2.89 | 2.89 | 2.89 | 2.89
WT | 0.02 | 0.02 | 0.02 | 0.02 | 0.02 | 0.02
IGCC | 0 | 0 | 0 | 0 | 0 | 0
DemandResponse | 0 | 0 | 0 | 0 | 0 | 0
IGCC-CCS | 0 | 0 | 0 | 0 | 0 | 0
WT_off | 0 | 0 | 0 | 0 | 0 | 0
PseudoUnit | 0 | 0 | 0 | 0 | 0 | 0
FixedInterchange | 0 | 0 | 0 | 0 | 0 | 0
Base VOM Costs by Reporting Type: BC
ReportingType | 2015 | 2020 | 2025 | 2030 | 2035 | 2040
BM | 0 | 0 | 0 | 0 | 0 | 0
CC | 23.69 | 23.69 | 23.69 | 19.97 | 0 | 0
CSP | 0 | 0 | 0 | 0 | 0 | 0
CT | 0 | 0 | 0 | 0 | 0 | 0
Coal | 0 | 0 | 0 | 0 | 0 | 0
Geo | 0 | 0 | 0 | 0 | 0 | 0
H | 0 | 0 | 0 | 0 | 0 | 0
LFG | 0 | 0 | 0 | 0 | 0 | 0
Nuc | 0 | 0 | 0 | 0 | 0 | 0
PS | 0 | 0 | 0 | 0 | 0 | 0
PV | 0 | 0 | 0 | 0 | 0 | 0
PeakG | 0 | 0 | 0 | 0 | 0 | 0
PeakO | 0 | 0 | 0 | 0 | 0 | 0
ST | 0 | 0 | 0 | 0 | 0 | 0
STOG | 0 | 0 | 0 | 0 | 0 | 0
STWD | 0 | 2.76 | 8.48 | 8.48 | 8.48 | 8.48
WT | 0.01 | 0.01 | 0.01 | 0.01 | 0.01 | 0.01
IGCC | 0 | 0 | 0 | 0 | 0 | 0
DemandResponse | 0 | 0 | 0 | 0 | 0 | 0
IGCC-CCS | 0 | 0 | 0 | 0 | 0 | 0
WT_off | 0 | 0 | 0 | 0 | 0 | 0
PseudoUnit | 0 | 0 | 0 | 0 | 0 | 0
FixedInterchange | 0 | 0 | 0 | 0 | 0 | 0
Base VOM Costs by Reporting Type: HQ_IESO
ReportingType | 2015 | 2020 | 2025 | 2030 | 2035 | 2040
BM | 0 | 0 | 0 | 0 | 0 | 0
CC | 0 | 0 | 0 | 0 | 0 | 0
CSP | 0 | 0 | 0 | 0 | 0 | 0
CT | 0 | 0 | 0 | 0 | 0 | 0
Coal | 0 | 0 | 0 | 0 | 0 | 0
Geo | 0 | 0 | 0 | 0 | 0 | 0
H | 0 | 0 | 0 | 0 | 0 | 0
LFG | 0 | 0 | 0 | 0 | 0 | 0
Nuc | 0 | 0 | 0 | 0 | 0 | 0
PS | 0 | 0 | 0 | 0 | 0 | 0
PV | 0 | 0 | 0 | 0 | 0 | 0
PeakG | 0 | 0 | 0 | 0 | 0 | 0
PeakO | 0 | 0 | 0 | 0 | 0 | 0
ST | 0 | 0 | 0 | 0 | 0 | 0
STOG | 0 | 0 | 0 | 0 | 0 | 0
STWD | 0 | 0 | 0 | 0 | 0 | 0
WT | 0 | 0 | 0 | 0 | 0 | 0
IGCC | 0 | 0 | 0 | 0 | 0 | 0
DemandResponse | 0 | 0 | 0 | 0 | 0 | 0
IGCC-CCS | 0 | 0 | 0 | 0 | 0 | 0
WT_off | 0 | 0 | 0 | 0 | 0 | 0
PseudoUnit | 0 | 0 | 0 | 71.48 | 80.15 | 80.15
FixedInterchange | 0 | 0 | 0 | 0 | 0 | 0
Base VOM Costs by Reporting Type: HQ_NEISO
ReportingType | 2015 | 2020 | 2025 | 2030 | 2035 | 2040
BM | 0 | 0 | 0 | 0 | 0 | 0
CC | 0 | 0 | 0 | 0 | 0 | 0
CSP | 0 | 0 | 0 | 0 | 0 | 0
CT | 0 | 0 | 0 | 0 | 0 | 0
Coal | 0 | 0 | 0 | 0 | 0 | 0
Geo | 0 | 0 | 0 | 0 | 0 | 0
H | 0 | 0 | 0 | 0 | 0 | 0
LFG | 0 | 0 | 0 | 0 | 0 | 0
Nuc | 0 | 0 | 0 | 0 | 0 | 0
PS | 0 | 0 | 0 | 0 | 0 | 0
PV | 0 | 0 | 0 | 0 | 0 | 0
PeakG | 0 | 0 | 0 | 0 | 0 | 0
PeakO | 0 | 0 | 0 | 0 | 0 | 0
ST | 0 | 0 | 0 | 0 | 0 | 0
STOG | 0 | 0 | 0 | 0 | 0 | 0
STWD | 0 | 0 | 0 | 0 | 0 | 0
WT | 0 | 0 | 0 | 0 | 0 | 0
IGCC | 0 | 0 | 0 | 0 | 0 | 0
DemandResponse | 0 | 0 | 0 | 0 | 0 | 0
IGCC-CCS | 0 | 0 | 0 | 0 | 0 | 0
WT_off | 0 | 0 | 0 | 0 | 0 | 0
PseudoUnit | 0 | 0 | 0 | 20.14 | 38.62 | 38.62
FixedInterchange | 0 | 0 | 0 | 0 | 0 | 0
Base VOM Costs by Reporting Type: HQ_NY
ReportingType | 2015 | 2020 | 2025 | 2030 | 2035 | 2040
BM | 0 | 0 | 0 | 0 | 0 | 0
CC | 0 | 0 | 0 | 0 | 0 | 0
CSP | 0 | 0 | 0 | 0 | 0 | 0
CT | 0 | 0 | 0 | 0 | 0 | 0
Coal | 0 | 0 | 0 | 0 | 0 | 0
Geo | 0 | 0 | 0 | 0 | 0 | 0
H | 0 | 0 | 0 | 0 | 0 | 0
LFG | 0 | 0 | 0 | 0 | 0 | 0
Nuc | 0 | 0 | 0 | 0 | 0 | 0
PS | 0 | 0 | 0 | 0 | 0 | 0
PV | 0 | 0 | 0 | 0 | 0 | 0
PeakG | 0 | 0 | 0 | 0 | 0 | 0
PeakO | 0 | 0 | 0 | 0 | 0 | 0
ST | 0 | 0 | 0 | 0 | 0 | 0
STOG | 0 | 0 | 0 | 0 | 0 | 0
STWD | 0 | 0 | 0 | 0 | 0 | 0
WT | 0 | 0 | 0 | 0 | 0 | 0
IGCC | 0 | 0 | 0 | 0 | 0 | 0
DemandResponse | 0 | 0 | 0 | 0 | 0 | 0
IGCC-CCS | 0 | 0 | 0 | 0 | 0 | 0
WT_off | 0 | 0 | 0 | 0 | 0 | 0
PseudoUnit | 0 | 0 | 95.18 | 95.18 | 95.18 | 95.18
FixedInterchange | 0 | 0 | 0 | 0 | 0 | 0
Base VOM Costs by Reporting Type: MARITIMES
ReportingType | 2015 | 2020 | 2025 | 2030 | 2035 | 2040
BM | 0 | 0 | 0 | 0 | 0 | 0
CC | 0 | 0 | 0 | 0 | 0 | 0
CSP | 0 | 0 | 0 | 0 | 0 | 0
CT | 0 | 0 | 0 | 0 | 0 | 0
Coal | 0 | 0 | 0 | 0 | 0 | 0
Geo | 0 | 0 | 0 | 0 | 0 | 0
H | 0 | 0 | 0 | 0 | 0 | 0
LFG | 0 | 0 | 0 | 0 | 0 | 0
Nuc | 0 | 0 | 0 | 0 | 0 | 0
PS | 0 | 0 | 0 | 0 | 0 | 0
PV | 0 | 0 | 0 | 0 | 0 | 0
PeakG | 0 | 0 | 0 | 0 | 0 | 0
PeakO | 0 | 0 | 0 | 0 | 0 | 0
ST | 0 | 0 | 0 | 0 | 0 | 0
STOG | 0 | 0 | 0 | 0 | 0 | 0
STWD | 0 | 0 | 0 | 0 | 0 | 0
WT | 0 | 0 | 0 | 0 | 0 | 0
IGCC | 0 | 0 | 0 | 0 | 0 | 0
DemandResponse | 0 | 0 | 0 | 0 | 0 | 0
IGCC-CCS | 0 | 0 | 0 | 0 | 0 | 0
WT_off | 0 | 0 | 0 | 0 | 0 | 0
PseudoUnit | 0 | 0 | 0 | 13.63 | 17.37 | 17.37
FixedInterchange | 0 | 0 | 0 | 0 | 0 | 0
Base VOM Costs by Reporting Type: All
ReportingType | 2015 | 2020 | 2025 | 2030 | 2035 | 2040
BM | 11.68 | 24.92 | 32.88 | 42.59 | 54.05 | 215.99
CC | 4196.92 | 4723.54 | 4400.82 | 2775.85 | 1685.84 | 766.99
CSP | 0 | 0 | 0 | 0 | 0 | 0
CT | 6.02 | 21.65 | 25.38 | 5.09 | 0.39 | 0.09
Coal | 4502.88 | 2062.45 | 338.45 | 120.12 | 147.28 | 133.92
Geo | 177.58 | 177.58 | 532.83 | 532.83 | 532.83 | 532.83
H | 0 | 0.08 | 0.27 | 0.31 | 0.34 | 0.34
LFG | 0.54 | 0.54 | 0.73 | 0.78 | 0.78 | 0.78
Nuc | 2164.81 | 2225.48 | 2245 | 2984.31 | 3289.43 | 3719.67
PS | 0 | 0 | 0 | 0 | 0 | 0
PV | 0.03 | 0.05 | 0.07 | 0.07 | 0.07 | 0.07
PeakG | 23.57 | 93.75 | 166.95 | 66.87 | 46.73 | 23.31
PeakO | 0 | 0.02 | 0.8 | 0.06 | 0.12 | 0.02
ST | 0.04 | 0.05 | 0.06 | 0.38 | 0.75 | 0.77
STOG | 19.97 | 25.5 | 5.47 | 0.77 | 0.26 | 0.07
STWD | 16.83 | 30.82 | 43.58 | 54.89 | 79.87 | 48.88
WT | 2.31 | 6.94 | 10.83 | 12.98 | 13.77 | 13.71
IGCC | 30.43 | 30.43 | 6.88 | 0.31 | 0 | 0
DemandResponse | 0 | 0 | 87.44 | 93.74 | 99.66 | 167.59
IGCC-CCS | 0 | 0 | 0 | 0 | 0 | 0
WT_off | 0.02 | 0.02 | 0.06 | 0.06 | 0.06 | 0.06
PseudoUnit | 0 | 0 | 95.18 | 200.43 | 231.31 | 231.31
FixedInterchange | 0 | 0 | 0 | 0 | 0 | 0
Base VOM Costs by Reporting Type: EI_US
ReportingType | 2015 | 2020 | 2025 | 2030 | 2035 | 2040
BM | 10.51 | 22.66 | 30.84 | 35.73 | 44.17 | 157.76
CC | 2973.78 | 3462.62 | 3293.78 | 2059.25 | 1309.76 | 556.21
CSP | 0 | 0 | 0 | 0 | 0 | 0
CT | 5.65 | 20.59 | 23.34 | 3.83 | 0.39 | 0.09
Coal | 3535.96 | 1303.2 | 131.36 | 78.57 | 103.25 | 100.59
Geo | 0 | 0 | 0 | 0 | 0 | 0
H | 0 | 0.04 | 0.11 | 0.12 | 0.12 | 0.12
LFG | 0.37 | 0.37 | 0.51 | 0.57 | 0.56 | 0.56
Nuc | 1653.22 | 1713.9 | 1733.42 | 2164.53 | 2305.81 | 2662.9
PS | 0 | 0 | 0 | 0 | 0 | 0
PV | 0.02 | 0.04 | 0.06 | 0.06 | 0.06 | 0.06
PeakG | 23.06 | 91.77 | 156.85 | 58.74 | 44.59 | 20.79
PeakO | 0 | 0.02 | 0.8 | 0.06 | 0.12 | 0.02
ST | 0 | 0 | 0 | 0 | 0 | 0
STOG | 9.91 | 14.18 | 5.47 | 0.77 | 0.26 | 0.07
STWD | 8.21 | 16.88 | 17.17 | 24.35 | 47.08 | 28.2
WT | 1.27 | 5.28 | 7.88 | 9.85 | 10.68 | 10.65
IGCC | 30.43 | 30.43 | 6.88 | 0.31 | 0 | 0
DemandResponse | 0 | 0 | 35.85 | 35.97 | 36.09 | 138.12
IGCC-CCS | 0 | 0 | 0 | 0 | 0 | 0
WT_off | 0.02 | 0.02 | 0.06 | 0.06 | 0.06 | 0.06
PseudoUnit | 0 | 0 | 95.18 | 128.95 | 151.16 | 151.16
FixedInterchange | 0 | 0 | 0 | 0 | 0 | 0
Base VOM Costs by Reporting Type: EI_Canada
ReportingType | 2015 | 2020 | 2025 | 2030 | 2035 | 2040
BM | 0 | 0.05 | 0.12 | 0.01 | 3.27 | 0.26
CC | 58.75 | 58.75 | 16.27 | 0.22 | 0.07 | 0.26
CSP | 0 | 0 | 0 | 0 | 0 | 0
CT | 0.37 | 0.12 | 0.12 | 0 | 0 | 0
Coal | 1 | 0 | 0 | 0 | 0 | 0
Geo | 0 | 0 | 0 | 0 | 0 | 0
H | 0 | 0.04 | 0.15 | 0.2 | 0.21 | 0.21
LFG | 0.01 | 0.01 | 0.01 | 0.01 | 0.01 | 0.01
Nuc | 240.73 | 240.73 | 240.73 | 240.73 | 221.68 | 193.2
PS | 0 | 0 | 0 | 0 | 0 | 0
PV | 0 | 0 | 0 | 0 | 0 | 0
PeakG | 0.5 | 0.74 | 0 | 0 | 0 | 0
PeakO | 0 | 0 | 0 | 0 | 0 | 0
ST | 0 | 0 | 0 | 0 | 0 | 0
STOG | 0.03 | 0 | 0 | 0 | 0 | 0
STWD | 0.03 | 0.06 | 0.06 | 0.06 | 2.31 | 0.1
WT | 0.11 | 0.11 | 0.11 | 0.11 | 0.1 | 0.1
IGCC | 0 | 0 | 0 | 0 | 0 | 0
DemandResponse | 0 | 0 | 0 | 0 | 0 | 0
IGCC-CCS | 0 | 0 | 0 | 0 | 0 | 0
WT_off | 0 | 0 | 0 | 0 | 0 | 0
PseudoUnit | 0 | 0 | 0 | 71.48 | 80.15 | 80.15
FixedInterchange | 0 | 0 | 0 | 0 | 0 | 0
Base VOM Costs by Reporting Type: EI
ReportingType | 2015 | 2020 | 2025 | 2030 | 2035 | 2040
BM | 10.51 | 22.71 | 30.95 | 35.74 | 47.44 | 158.02
CC | 3032.53 | 3521.37 | 3310.05 | 2059.48 | 1309.83 | 556.47
CSP | 0 | 0 | 0 | 0 | 0 | 0
CT | 6.02 | 20.71 | 23.45 | 3.83 | 0.39 | 0.09
Coal | 3536.96 | 1303.2 | 131.36 | 78.57 | 103.25 | 100.59
Geo | 0 | 0 | 0 | 0 | 0 | 0
H | 0 | 0.08 | 0.27 | 0.31 | 0.33 | 0.33
LFG | 0.38 | 0.38 | 0.52 | 0.58 | 0.57 | 0.58
Nuc | 1893.95 | 1954.63 | 1974.15 | 2405.26 | 2527.49 | 2856.1
PS | 0 | 0 | 0 | 0 | 0 | 0
PV | 0.02 | 0.04 | 0.06 | 0.06 | 0.06 | 0.06
PeakG | 23.57 | 92.52 | 156.85 | 58.74 | 44.59 | 20.79
PeakO | 0 | 0.02 | 0.8 | 0.06 | 0.12 | 0.02
ST | 0 | 0 | 0 | 0 | 0 | 0
STOG | 9.94 | 14.18 | 5.47 | 0.77 | 0.26 | 0.07
STWD | 8.25 | 16.94 | 17.23 | 24.41 | 49.39 | 28.3
WT | 1.38 | 5.39 | 7.99 | 9.96 | 10.78 | 10.75
IGCC | 30.43 | 30.43 | 6.88 | 0.31 | 0 | 0
DemandResponse | 0 | 0 | 35.85 | 35.97 | 36.09 | 138.12
IGCC-CCS | 0 | 0 | 0 | 0 | 0 | 0
WT_off | 0.02 | 0.02 | 0.06 | 0.06 | 0.06 | 0.06
PseudoUnit | 0 | 0 | 95.18 | 200.43 | 231.31 | 231.31
FixedInterchange | 0 | 0 | 0 | 0 | 0 | 0
Base VOM Costs by Reporting Type: Outside_EI
ReportingType | 2015 | 2020 | 2025 | 2030 | 2035 | 2040
BM | 1.17 | 2.21 | 1.93 | 6.85 | 6.62 | 57.97
CC | 1164.4 | 1202.17 | 1090.77 | 716.38 | 376.01 | 210.51
CSP | 0 | 0 | 0 | 0 | 0 | 0
CT | 0 | 0.94 | 1.92 | 1.26 | 0 | 0
Coal | 965.92 | 759.25 | 207.08 | 41.55 | 44.03 | 33.34
Geo | 177.57 | 177.57 | 532.83 | 532.83 | 532.83 | 532.83
H | 0 | 0 | 0 | 0 | 0.01 | 0.01
LFG | 0.16 | 0.16 | 0.2 | 0.2 | 0.2 | 0.2
Nuc | 270.85 | 270.85 | 270.85 | 579.04 | 761.93 | 863.57
PS | 0 | 0 | 0 | 0 | 0 | 0
PV | 0.01 | 0.01 | 0.01 | 0.01 | 0.01 | 0.01
PeakG | 0 | 1.23 | 10.1 | 8.13 | 2.14 | 2.53
PeakO | 0 | 0 | 0 | 0 | 0 | 0
ST | 0.04 | 0.05 | 0.06 | 0.38 | 0.75 | 0.77
STOG | 10.03 | 11.32 | 0 | 0 | 0 | 0
STWD | 8.58 | 13.88 | 26.35 | 30.48 | 30.48 | 20.58
WT | 0.93 | 1.55 | 2.84 | 3.02 | 2.99 | 2.96
IGCC | 0 | 0 | 0 | 0 | 0 | 0
DemandResponse | 0 | 0 | 51.59 | 57.78 | 63.57 | 29.47
IGCC-CCS | 0 | 0 | 0 | 0 | 0 | 0
WT_off | 0 | 0 | 0 | 0 | 0 | 0
PseudoUnit | 0 | 0 | 0 | 0 | 0 | 0
FixedInterchange | 0 | 0 | 0 | 0 | 0 | 0
#9 | 0.01: Retrofit VOM Costs ($million)
Retrofit VOM Costs by Reporting Type: Entergy
ReportingType | 2015 | 2020 | 2025 | 2030 | 2035 | 2040
BM | 0 | 0 | 0 | 0 | 0 | 0
CC | 0 | 0 | 0 | 0 | 0 | 0
CSP | 0 | 0 | 0 | 0 | 0 | 0
CT | 0 | 0 | 0 | 0 | 0 | 0
Coal | 12.06 | 12.59 | 0 | 0 | 0 | 0
Geo | 0 | 0 | 0 | 0 | 0 | 0
H | 0 | 0 | 0 | 0 | 0 | 0
LFG | 0 | 0 | 0 | 0 | 0 | 0
Nuc | 0 | 0 | 0 | 0 | 0 | 0
PS | 0 | 0 | 0 | 0 | 0 | 0
PV | 0 | 0 | 0 | 0 | 0 | 0
PeakG | 0 | 0 | 0 | 0 | 0 | 0
PeakO | 0 | 0 | 0 | 0 | 0 | 0
ST | 0 | 0 | 0 | 0 | 0 | 0
STOG | 0 | 0 | 0 | 0 | 0 | 0
STWD | 0 | 0 | 0 | 0 | 0 | 0
WT | 0 | 0 | 0 | 0 | 0 | 0
IGCC | 0 | 0 | 0 | 0 | 0 | 0
DemandResponse | 0 | 0 | 0 | 0 | 0 | 0
IGCC-CCS | 0 | 0 | 0 | 0 | 0 | 0
WT_off | 0 | 0 | 0 | 0 | 0 | 0
PseudoUnit | 0 | 0 | 0 | 0 | 0 | 0
FixedInterchange | 0 | 0 | 0 | 0 | 0 | 0
Retrofit VOM Costs by Reporting Type: FRCC
ReportingType | 2015 | 2020 | 2025 | 2030 | 2035 | 2040
BM | 0 | 0 | 0 | 0 | 0 | 0
CC | 0 | 0 | 0 | 0 | 0 | 0
CSP | 0 | 0 | 0 | 0 | 0 | 0
CT | 0 | 0 | 0 | 0 | 0 | 0
Coal | 29.41 | 14.76 | 0 | 0 | 0 | 0
Geo | 0 | 0 | 0 | 0 | 0 | 0
H | 0 | 0 | 0 | 0 | 0 | 0
LFG | 0 | 0 | 0 | 0 | 0 | 0
Nuc | 0 | 0 | 0 | 0 | 0 | 0
PS | 0 | 0 | 0 | 0 | 0 | 0
PV | 0 | 0 | 0 | 0 | 0 | 0
PeakG | 0 | 0 | 0 | 0 | 0 | 0
PeakO | 0 | 0 | 0 | 0 | 0 | 0
ST | 0 | 0 | 0 | 0 | 0 | 0
STOG | 0 | 0 | 0 | 0 | 0 | 0
STWD | 0 | 0 | 0 | 0 | 0 | 0
WT | 0 | 0 | 0 | 0 | 0 | 0
IGCC | 0 | 0 | 0 | 0 | 0 | 0
DemandResponse | 0 | 0 | 0 | 0 | 0 | 0
IGCC-CCS | 0 | 0 | 0 | 0 | 0 | 0
WT_off | 0 | 0 | 0 | 0 | 0 | 0
PseudoUnit | 0 | 0 | 0 | 0 | 0 | 0
FixedInterchange | 0 | 0 | 0 | 0 | 0 | 0
Retrofit VOM Costs by Reporting Type: MAPP_US
ReportingType | 2015 | 2020 | 2025 | 2030 | 2035 | 2040
BM | 0 | 0 | 0 | 0 | 0 | 0
CC | 0 | 0 | 0 | 0 | 0 | 0
CSP | 0 | 0 | 0 | 0 | 0 | 0
CT | 0 | 0 | 0 | 0 | 0 | 0
Coal | 48.13 | 12.73 | 0 | 0 | 0 | 0
Geo | 0 | 0 | 0 | 0 | 0 | 0
H | 0 | 0 | 0 | 0 | 0 | 0
LFG | 0 | 0 | 0 | 0 | 0 | 0
Nuc | 0 | 0 | 0 | 0 | 0 | 0
PS | 0 | 0 | 0 | 0 | 0 | 0
PV | 0 | 0 | 0 | 0 | 0 | 0
PeakG | 0 | 0 | 0 | 0 | 0 | 0
PeakO | 0 | 0 | 0 | 0 | 0 | 0
ST | 0 | 0 | 0 | 0 | 0 | 0
STOG | 0 | 0 | 0 | 0 | 0 | 0
STWD | 0 | 0 | 0 | 0 | 0 | 0
WT | 0 | 0 | 0 | 0 | 0 | 0
IGCC | 0 | 0 | 0 | 0 | 0 | 0
DemandResponse | 0 | 0 | 0 | 0 | 0 | 0
IGCC-CCS | 0 | 0 | 0 | 0 | 0 | 0
WT_off | 0 | 0 | 0 | 0 | 0 | 0
PseudoUnit | 0 | 0 | 0 | 0 | 0 | 0
FixedInterchange | 0 | 0 | 0 | 0 | 0 | 0
Retrofit VOM Costs by Reporting Type: MISO_IN
ReportingType | 2015 | 2020 | 2025 | 2030 | 2035 | 2040
BM | 0 | 0 | 0 | 0 | 0 | 0
CC | 0 | 0 | 0 | 0 | 0 | 0
CSP | 0 | 0 | 0 | 0 | 0 | 0
CT | 0 | 0 | 0 | 0 | 0 | 0
Coal | 209.44 | 197.79 | 0 | 0 | 0 | 0
Geo | 0 | 0 | 0 | 0 | 0 | 0
H | 0 | 0 | 0 | 0 | 0 | 0
LFG | 0 | 0 | 0 | 0 | 0 | 0
Nuc | 0 | 0 | 0 | 0 | 0 | 0
PS | 0 | 0 | 0 | 0 | 0 | 0
PV | 0 | 0 | 0 | 0 | 0 | 0
PeakG | 0 | 0 | 0 | 0 | 0 | 0
PeakO | 0 | 0 | 0 | 0 | 0 | 0
ST | 0 | 0 | 0 | 0 | 0 | 0
STOG | 0 | 0 | 0 | 0 | 0 | 0
STWD | 0 | 0 | 0 | 0 | 0 | 0
WT | 0 | 0 | 0 | 0 | 0 | 0
IGCC | 0 | 0 | 0 | 0 | 0 | 0
DemandResponse | 0 | 0 | 0 | 0 | 0 | 0
IGCC-CCS | 0 | 0 | 0 | 0 | 0 | 0
WT_off | 0 | 0 | 0 | 0 | 0 | 0
PseudoUnit | 0 | 0 | 0 | 0 | 0 | 0
FixedInterchange | 0 | 0 | 0 | 0 | 0 | 0
Retrofit VOM Costs by Reporting Type: MISO_MI
ReportingType | 2015 | 2020 | 2025 | 2030 | 2035 | 2040
BM | 0 | 0 | 0 | 0 | 0 | 0
CC | 0 | 0 | 0 | 0 | 0 | 0
CSP | 0 | 0 | 0 | 0 | 0 | 0
CT | 0 | 0 | 0 | 0 | 0 | 0
Coal | 7.34 | 0 | 0 | 0 | 0 | 0
Geo | 0 | 0 | 0 | 0 | 0 | 0
H | 0 | 0 | 0 | 0 | 0 | 0
LFG | 0 | 0 | 0 | 0 | 0 | 0
Nuc | 0 | 0 | 0 | 0 | 0 | 0
PS | 0 | 0 | 0 | 0 | 0 | 0
PV | 0 | 0 | 0 | 0 | 0 | 0
PeakG | 0 | 0 | 0 | 0 | 0 | 0
PeakO | 0 | 0 | 0 | 0 | 0 | 0
ST | 0 | 0 | 0 | 0 | 0 | 0
STOG | 0 | 0 | 0 | 0 | 0 | 0
STWD | 0 | 0 | 0 | 0 | 0 | 0
WT | 0 | 0 | 0 | 0 | 0 | 0
IGCC | 0 | 0 | 0 | 0 | 0 | 0
DemandResponse | 0 | 0 | 0 | 0 | 0 | 0
IGCC-CCS | 0 | 0 | 0 | 0 | 0 | 0
WT_off | 0 | 0 | 0 | 0 | 0 | 0
PseudoUnit | 0 | 0 | 0 | 0 | 0 | 0
FixedInterchange | 0 | 0 | 0 | 0 | 0 | 0
Retrofit VOM Costs by Reporting Type: MISO_MO-IL
ReportingType | 2015 | 2020 | 2025 | 2030 | 2035 | 2040
BM | 0 | 0 | 0 | 0 | 0 | 0
CC | 0 | 0 | 0 | 0 | 0 | 0
CSP | 0 | 0 | 0 | 0 | 0 | 0
CT | 0 | 0 | 0 | 0 | 0 | 0
Coal | 68.46 | 51.99 | 1.35 | 1.95 | 4.14 | 4.14
Geo | 0 | 0 | 0 | 0 | 0 | 0
H | 0 | 0 | 0 | 0 | 0 | 0
LFG | 0 | 0 | 0 | 0 | 0 | 0
Nuc | 0 | 0 | 0 | 0 | 0 | 0
PS | 0 | 0 | 0 | 0 | 0 | 0
PV | 0 | 0 | 0 | 0 | 0 | 0
PeakG | 0 | 0 | 0 | 0 | 0 | 0
PeakO | 0 | 0 | 0 | 0 | 0 | 0
ST | 0 | 0 | 0 | 0 | 0 | 0
STOG | 0 | 0 | 0 | 0 | 0 | 0
STWD | 0 | 0 | 0 | 0 | 0 | 0
WT | 0 | 0 | 0 | 0 | 0 | 0
IGCC | 0 | 0 | 0 | 0 | 0 | 0
DemandResponse | 0 | 0 | 0 | 0 | 0 | 0
IGCC-CCS | 0 | 0 | 0 | 0 | 0 | 0
WT_off | 0 | 0 | 0 | 0 | 0 | 0
PseudoUnit | 0 | 0 | 0 | 0 | 0 | 0
FixedInterchange | 0 | 0 | 0 | 0 | 0 | 0
Retrofit VOM Costs by Reporting Type: MISO_W
ReportingType | 2015 | 2020 | 2025 | 2030 | 2035 | 2040
BM | 0 | 0 | 0 | 0 | 0 | 0
CC | 0 | 0 | 0 | 0 | 0 | 0
CSP | 0 | 0 | 0 | 0 | 0 | 0
CT | 0 | 0 | 0 | 0 | 0 | 0
Coal | 115.55 | 113.43 | 13.82 | 13.82 | 12.83 | 9.92
Geo | 0 | 0 | 0 | 0 | 0 | 0
H | 0 | 0 | 0 | 0 | 0 | 0
LFG | 0 | 0 | 0 | 0 | 0 | 0
Nuc | 0 | 0 | 0 | 0 | 0 | 0
PS | 0 | 0 | 0 | 0 | 0 | 0
PV | 0 | 0 | 0 | 0 | 0 | 0
PeakG | 0 | 0 | 0 | 0 | 0 | 0
PeakO | 0 | 0 | 0 | 0 | 0 | 0
ST | 0 | 0 | 0 | 0 | 0 | 0
STOG | 0 | 0 | 0 | 0 | 0 | 0
STWD | 0 | 0 | 0 | 0 | 0 | 0
WT | 0 | 0 | 0 | 0 | 0 | 0
IGCC | 0 | 0 | 0 | 0 | 0 | 0
DemandResponse | 0 | 0 | 0 | 0 | 0 | 0
IGCC-CCS | 0 | 0 | 0 | 0 | 0 | 0
WT_off | 0 | 0 | 0 | 0 | 0 | 0
PseudoUnit | 0 | 0 | 0 | 0 | 0 | 0
FixedInterchange | 0 | 0 | 0 | 0 | 0 | 0
Retrofit VOM Costs by Reporting Type: MISO_WUMS
ReportingType | 2015 | 2020 | 2025 | 2030 | 2035 | 2040
BM | 0 | 0 | 0 | 0 | 0 | 0
CC | 0 | 0 | 0 | 0 | 0 | 0
CSP | 0 | 0 | 0 | 0 | 0 | 0
CT | 0 | 0 | 0 | 0 | 0 | 0
Coal | 26.37 | 16.81 | 8.41 | 8.27 | 19.08 | 21.19
Geo | 0 | 0 | 0 | 0 | 0 | 0
H | 0 | 0 | 0 | 0 | 0 | 0
LFG | 0 | 0 | 0 | 0 | 0 | 0
Nuc | 0 | 0 | 0 | 0 | 0 | 0
PS | 0 | 0 | 0 | 0 | 0 | 0
PV | 0 | 0 | 0 | 0 | 0 | 0
PeakG | 0 | 0 | 0 | 0 | 0 | 0
PeakO | 0 | 0 | 0 | 0 | 0 | 0
ST | 0 | 0 | 0 | 0 | 0 | 0
STOG | 0 | 0 | 0 | 0 | 0 | 0
STWD | 0 | 0 | 0 | 0 | 0 | 0
WT | 0 | 0 | 0 | 0 | 0 | 0
IGCC | 0 | 0 | 0 | 0 | 0 | 0
DemandResponse | 0 | 0 | 0 | 0 | 0 | 0
IGCC-CCS | 0 | 0 | 0 | 0 | 0 | 0
WT_off | 0 | 0 | 0 | 0 | 0 | 0
PseudoUnit | 0 | 0 | 0 | 0 | 0 | 0
FixedInterchange | 0 | 0 | 0 | 0 | 0 | 0
Retrofit VOM Costs by Reporting Type: Nebraska
ReportingType | 2015 | 2020 | 2025 | 2030 | 2035 | 2040
BM | 0 | 0 | 0 | 0 | 0 | 0
CC | 0 | 0 | 0 | 0 | 0 | 0
CSP | 0 | 0 | 0 | 0 | 0 | 0
CT | 0 | 0 | 0 | 0 | 0 | 0
Coal | 16.57 | 9.3 | 8.44 | 8.44 | 7.94 | 4.7
Geo | 0 | 0 | 0 | 0 | 0 | 0
H | 0 | 0 | 0 | 0 | 0 | 0
LFG | 0 | 0 | 0 | 0 | 0 | 0
Nuc | 0 | 0 | 0 | 0 | 0 | 0
PS | 0 | 0 | 0 | 0 | 0 | 0
PV | 0 | 0 | 0 | 0 | 0 | 0
PeakG | 0 | 0 | 0 | 0 | 0 | 0
PeakO | 0 | 0 | 0 | 0 | 0 | 0
ST | 0 | 0 | 0 | 0 | 0 | 0
STOG | 0 | 0 | 0 | 0 | 0 | 0
STWD | 0 | 0 | 0 | 0 | 0 | 0
WT | 0 | 0 | 0 | 0 | 0 | 0
IGCC | 0 | 0 | 0 | 0 | 0 | 0
DemandResponse | 0 | 0 | 0 | 0 | 0 | 0
IGCC-CCS | 0 | 0 | 0 | 0 | 0 | 0
WT_off | 0 | 0 | 0 | 0 | 0 | 0
PseudoUnit | 0 | 0 | 0 | 0 | 0 | 0
FixedInterchange | 0 | 0 | 0 | 0 | 0 | 0
Retrofit VOM Costs by Reporting Type: NEISO
ReportingType | 2015 | 2020 | 2025 | 2030 | 2035 | 2040
BM | 0 | 0 | 0 | 0 | 0 | 0
CC | 0 | 0 | 0 | 0 | 0 | 0
CSP | 0 | 0 | 0 | 0 | 0 | 0
CT | 0 | 0 | 0 | 0 | 0 | 0
Coal | 0.3 | 0 | 0 | 0 | 0 | 0
Geo | 0 | 0 | 0 | 0 | 0 | 0
H | 0 | 0 | 0 | 0 | 0 | 0
LFG | 0 | 0 | 0 | 0 | 0 | 0
Nuc | 0 | 0 | 0 | 0 | 0 | 0
PS | 0 | 0 | 0 | 0 | 0 | 0
PV | 0 | 0 | 0 | 0 | 0 | 0
PeakG | 0 | 0 | 0 | 0 | 0 | 0
PeakO | 0 | 0 | 0 | 0 | 0 | 0
ST | 0 | 0 | 0 | 0 | 0 | 0
STOG | 0 | 0 | 0 | 0 | 0 | 0
STWD | 0 | 0 | 0 | 0 | 0 | 0
WT | 0 | 0 | 0 | 0 | 0 | 0
IGCC | 0 | 0 | 0 | 0 | 0 | 0
DemandResponse | 0 | 0 | 0 | 0 | 0 | 0
IGCC-CCS | 0 | 0 | 0 | 0 | 0 | 0
WT_off | 0 | 0 | 0 | 0 | 0 | 0
PseudoUnit | 0 | 0 | 0 | 0 | 0 | 0
FixedInterchange | 0 | 0 | 0 | 0 | 0 | 0
Retrofit VOM Costs by Reporting Type: NonRTO_Midwest
ReportingType | 2015 | 2020 | 2025 | 2030 | 2035 | 2040
BM | 0 | 0 | 0 | 0 | 0 | 0
CC | 0 | 0 | 0 | 0 | 0 | 0
CSP | 0 | 0 | 0 | 0 | 0 | 0
CT | 0 | 0 | 0 | 0 | 0 | 0
Coal | 167.29 | 120.85 | 20.83 | 11.82 | 20.97 | 20.97
Geo | 0 | 0 | 0 | 0 | 0 | 0
H | 0 | 0 | 0 | 0 | 0 | 0
LFG | 0 | 0 | 0 | 0 | 0 | 0
Nuc | 0 | 0 | 0 | 0 | 0 | 0
PS | 0 | 0 | 0 | 0 | 0 | 0
PV | 0 | 0 | 0 | 0 | 0 | 0
PeakG | 0 | 0 | 0 | 0 | 0 | 0
PeakO | 0 | 0 | 0 | 0 | 0 | 0
ST | 0 | 0 | 0 | 0 | 0 | 0
STOG | 0 | 0 | 0 | 0 | 0 | 0
STWD | 0 | 0 | 0 | 0 | 0 | 0
WT | 0 | 0 | 0 | 0 | 0 | 0
IGCC | 0 | 0 | 0 | 0 | 0 | 0
DemandResponse | 0 | 0 | 0 | 0 | 0 | 0
IGCC-CCS | 0 | 0 | 0 | 0 | 0 | 0
WT_off | 0 | 0 | 0 | 0 | 0 | 0
PseudoUnit | 0 | 0 | 0 | 0 | 0 | 0
FixedInterchange | 0 | 0 | 0 | 0 | 0 | 0
Retrofit VOM Costs by Reporting Type: NYISO_A-F
ReportingType | 2015 | 2020 | 2025 | 2030 | 2035 | 2040
BM | 0 | 0 | 0 | 0 | 0 | 0
CC | 0 | 0 | 0 | 0 | 0 | 0
CSP | 0 | 0 | 0 | 0 | 0 | 0
CT | 0 | 0 | 0 | 0 | 0 | 0
Coal | 0 | 0 | 0 | 0 | 0 | 0
Geo | 0 | 0 | 0 | 0 | 0 | 0
H | 0 | 0 | 0 | 0 | 0 | 0
LFG | 0 | 0 | 0 | 0 | 0 | 0
Nuc | 0 | 0 | 0 | 0 | 0 | 0
PS | 0 | 0 | 0 | 0 | 0 | 0
PV | 0 | 0 | 0 | 0 | 0 | 0
PeakG | 0 | 0 | 0 | 0 | 0 | 0
PeakO | 0 | 0 | 0 | 0 | 0 | 0
ST | 0 | 0 | 0 | 0 | 0 | 0
STOG | 0 | 0 | 0 | 0 | 0 | 0
STWD | 0 | 0 | 0 | 0 | 0 | 0
WT | 0 | 0 | 0 | 0 | 0 | 0
IGCC | 0 | 0 | 0 | 0 | 0 | 0
DemandResponse | 0 | 0 | 0 | 0 | 0 | 0
IGCC-CCS | 0 | 0 | 0 | 0 | 0 | 0
WT_off | 0 | 0 | 0 | 0 | 0 | 0
PseudoUnit | 0 | 0 | 0 | 0 | 0 | 0
FixedInterchange | 0 | 0 | 0 | 0 | 0 | 0
Retrofit VOM Costs by Reporting Type: NYISO_G-I
ReportingType | 2015 | 2020 | 2025 | 2030 | 2035 | 2040
BM | 0 | 0 | 0 | 0 | 0 | 0
CC | 0 | 0 | 0 | 0 | 0 | 0
CSP | 0 | 0 | 0 | 0 | 0 | 0
CT | 0 | 0 | 0 | 0 | 0 | 0
Coal | 0 | 0 | 0 | 0 | 0 | 0
Geo | 0 | 0 | 0 | 0 | 0 | 0
H | 0 | 0 | 0 | 0 | 0 | 0
LFG | 0 | 0 | 0 | 0 | 0 | 0
Nuc | 0 | 0 | 0 | 0 | 0 | 0
PS | 0 | 0 | 0 | 0 | 0 | 0
PV | 0 | 0 | 0 | 0 | 0 | 0
PeakG | 0 | 0 | 0 | 0 | 0 | 0
PeakO | 0 | 0 | 0 | 0 | 0 | 0
ST | 0 | 0 | 0 | 0 | 0 | 0
STOG | 0 | 0 | 0 | 0 | 0 | 0
STWD | 0 | 0 | 0 | 0 | 0 | 0
WT | 0 | 0 | 0 | 0 | 0 | 0
IGCC | 0 | 0 | 0 | 0 | 0 | 0
DemandResponse | 0 | 0 | 0 | 0 | 0 | 0
IGCC-CCS | 0 | 0 | 0 | 0 | 0 | 0
WT_off | 0 | 0 | 0 | 0 | 0 | 0
PseudoUnit | 0 | 0 | 0 | 0 | 0 | 0
FixedInterchange | 0 | 0 | 0 | 0 | 0 | 0
Retrofit VOM Costs by Reporting Type: NYISO_J-K
ReportingType | 2015 | 2020 | 2025 | 2030 | 2035 | 2040
BM | 0 | 0 | 0 | 0 | 0 | 0
CC | 0 | 0 | 0 | 0 | 0 | 0
CSP | 0 | 0 | 0 | 0 | 0 | 0
CT | 0 | 0 | 0 | 0 | 0 | 0
Coal | 0 | 0 | 0 | 0 | 0 | 0
Geo | 0 | 0 | 0 | 0 | 0 | 0
H | 0 | 0 | 0 | 0 | 0 | 0
LFG | 0 | 0 | 0 | 0 | 0 | 0
Nuc | 0 | 0 | 0 | 0 | 0 | 0
PS | 0 | 0 | 0 | 0 | 0 | 0
PV | 0 | 0 | 0 | 0 | 0 | 0
PeakG | 0 | 0 | 0 | 0 | 0 | 0
PeakO | 0 | 0 | 0 | 0 | 0 | 0
ST | 0 | 0 | 0 | 0 | 0 | 0
STOG | 0 | 0 | 0 | 0 | 0 | 0
STWD | 0 | 0 | 0 | 0 | 0 | 0
WT | 0 | 0 | 0 | 0 | 0 | 0
IGCC | 0 | 0 | 0 | 0 | 0 | 0
DemandResponse | 0 | 0 | 0 | 0 | 0 | 0
IGCC-CCS | 0 | 0 | 0 | 0 | 0 | 0
WT_off | 0 | 0 | 0 | 0 | 0 | 0
PseudoUnit | 0 | 0 | 0 | 0 | 0 | 0
FixedInterchange | 0 | 0 | 0 | 0 | 0 | 0
Retrofit VOM Costs by Reporting Type: PJM_E
ReportingType | 2015 | 2020 | 2025 | 2030 | 2035 | 2040
BM | 0 | 0 | 0 | 0 | 0 | 0
CC | 0 | 0 | 0 | 0 | 0 | 0
CSP | 0 | 0 | 0 | 0 | 0 | 0
CT | 0 | 0 | 0 | 0 | 0 | 0
Coal | 3.7 | 2.93 | 2.44 | 0.81 | 9.28 | 10.19
Geo | 0 | 0 | 0 | 0 | 0 | 0
H | 0 | 0 | 0 | 0 | 0 | 0
LFG | 0 | 0 | 0 | 0 | 0 | 0
Nuc | 0 | 0 | 0 | 0 | 0 | 0
PS | 0 | 0 | 0 | 0 | 0 | 0
PV | 0 | 0 | 0 | 0 | 0 | 0
PeakG | 0 | 0 | 0 | 0 | 0 | 0
PeakO | 0 | 0 | 0 | 0 | 0 | 0
ST | 0 | 0 | 0 | 0 | 0 | 0
STOG | 0 | 0 | 0 | 0 | 0 | 0
STWD | 0 | 0 | 0 | 0 | 0 | 0
WT | 0 | 0 | 0 | 0 | 0 | 0
IGCC | 0 | 0 | 0 | 0 | 0 | 0
DemandResponse | 0 | 0 | 0 | 0 | 0 | 0
IGCC-CCS | 0 | 0 | 0 | 0 | 0 | 0
WT_off | 0 | 0 | 0 | 0 | 0 | 0
PseudoUnit | 0 | 0 | 0 | 0 | 0 | 0
FixedInterchange | 0 | 0 | 0 | 0 | 0 | 0
Retrofit VOM Costs by Reporting Type: PJM_ROM
ReportingType | 2015 | 2020 | 2025 | 2030 | 2035 | 2040
BM | 0 | 0 | 0 | 0 | 0 | 0
CC | 0 | 0 | 0 | 0 | 0 | 0
CSP | 0 | 0 | 0 | 0 | 0 | 0
CT | 0 | 0 | 0 | 0 | 0 | 0
Coal | 20.38 | 12 | 0 | 0 | 0 | 0
Geo | 0 | 0 | 0 | 0 | 0 | 0
H | 0 | 0 | 0 | 0 | 0 | 0
LFG | 0 | 0 | 0 | 0 | 0 | 0
Nuc | 0 | 0 | 0 | 0 | 0 | 0
PS | 0 | 0 | 0 | 0 | 0 | 0
PV | 0 | 0 | 0 | 0 | 0 | 0
PeakG | 0 | 0 | 0 | 0 | 0 | 0
PeakO | 0 | 0 | 0 | 0 | 0 | 0
ST | 0 | 0 | 0 | 0 | 0 | 0
STOG | 0 | 0 | 0 | 0 | 0 | 0
STWD | 0 | 0 | 0 | 0 | 0 | 0
WT | 0 | 0 | 0 | 0 | 0 | 0
IGCC | 0 | 0 | 0 | 0 | 0 | 0
DemandResponse | 0 | 0 | 0 | 0 | 0 | 0
IGCC-CCS | 0 | 0 | 0 | 0 | 0 | 0
WT_off | 0 | 0 | 0 | 0 | 0 | 0
PseudoUnit | 0 | 0 | 0 | 0 | 0 | 0
FixedInterchange | 0 | 0 | 0 | 0 | 0 | 0
Retrofit VOM Costs by Reporting Type: PJM_ROR
ReportingType | 2015 | 2020 | 2025 | 2030 | 2035 | 2040
BM | 0 | 0 | 0 | 0 | 0 | 0
CC | 0 | 0 | 0 | 0 | 0 | 0
CSP | 0 | 0 | 0 | 0 | 0 | 0
CT | 0 | 0 | 0 | 0 | 0 | 0
Coal | 515.36 | 401.84 | 13.88 | 26.42 | 51.78 | 51.78
Geo | 0 | 0 | 0 | 0 | 0 | 0
H | 0 | 0 | 0 | 0 | 0 | 0
LFG | 0 | 0 | 0 | 0 | 0 | 0
Nuc | 0 | 0 | 0 | 0 | 0 | 0
PS | 0 | 0 | 0 | 0 | 0 | 0
PV | 0 | 0 | 0 | 0 | 0 | 0
PeakG | 0 | 0 | 0 | 0 | 0 | 0
PeakO | 0 | 0 | 0 | 0 | 0 | 0
ST | 0 | 0 | 0 | 0 | 0 | 0
STOG | 0 | 0 | 0 | 0 | 0 | 0
STWD | 0 | 0 | 0 | 0 | 0 | 0
WT | 0 | 0 | 0 | 0 | 0 | 0
IGCC | 0 | 0 | 0 | 0 | 0 | 0
DemandResponse | 0 | 0 | 0 | 0 | 0 | 0
IGCC-CCS | 0 | 0 | 0 | 0 | 0 | 0
WT_off | 0 | 0 | 0 | 0 | 0 | 0
PseudoUnit | 0 | 0 | 0 | 0 | 0 | 0
FixedInterchange | 0 | 0 | 0 | 0 | 0 | 0
Retrofit VOM Costs by Reporting Type: SOCO
ReportingType | 2015 | 2020 | 2025 | 2030 | 2035 | 2040
BM | 0 | 0 | 0 | 0 | 0 | 0
CC | 0 | 0 | 0 | 0 | 0 | 0
CSP | 0 | 0 | 0 | 0 | 0 | 0
CT | 0 | 0 | 0 | 0 | 0 | 0
Coal | 91.52 | 40.85 | 36.32 | 36.32 | 36.32 | 36.32
Geo | 0 | 0 | 0 | 0 | 0 | 0
H | 0 | 0 | 0 | 0 | 0 | 0
LFG | 0 | 0 | 0 | 0 | 0 | 0
Nuc | 0 | 0 | 0 | 0 | 0 | 0
PS | 0 | 0 | 0 | 0 | 0 | 0
PV | 0 | 0 | 0 | 0 | 0 | 0
PeakG | 0 | 0 | 0 | 0 | 0 | 0
PeakO | 0 | 0 | 0 | 0 | 0 | 0
ST | 0 | 0 | 0 | 0 | 0 | 0
STOG | 0 | 0 | 0 | 0 | 0 | 0
STWD | 0 | 0 | 0 | 0 | 0 | 0
WT | 0 | 0 | 0 | 0 | 0 | 0
IGCC | 0 | 0 | 0 | 0 | 0 | 0
DemandResponse | 0 | 0 | 0 | 0 | 0 | 0
IGCC-CCS | 0 | 0 | 0 | 0 | 0 | 0
WT_off | 0 | 0 | 0 | 0 | 0 | 0
PseudoUnit | 0 | 0 | 0 | 0 | 0 | 0
FixedInterchange | 0 | 0 | 0 | 0 | 0 | 0
Retrofit VOM Costs by Reporting Type: SPP_N
ReportingType | 2015 | 2020 | 2025 | 2030 | 2035 | 2040
BM | 0 | 0 | 0 | 0 | 0 | 0
CC | 0 | 0 | 0 | 0 | 0 | 0
CSP | 0 | 0 | 0 | 0 | 0 | 0
CT | 0 | 0 | 0 | 0 | 0 | 0
Coal | 173.17 | 35.33 | 0 | 0 | 0 | 0
Geo | 0 | 0 | 0 | 0 | 0 | 0
H | 0 | 0 | 0 | 0 | 0 | 0
LFG | 0 | 0 | 0 | 0 | 0 | 0
Nuc | 0 | 0 | 0 | 0 | 0 | 0
PS | 0 | 0 | 0 | 0 | 0 | 0
PV | 0 | 0 | 0 | 0 | 0 | 0
PeakG | 0 | 0 | 0 | 0 | 0 | 0
PeakO | 0 | 0 | 0 | 0 | 0 | 0
ST | 0 | 0 | 0 | 0 | 0 | 0
STOG | 0 | 0 | 0 | 0 | 0 | 0
STWD | 0 | 0 | 0 | 0 | 0 | 0
WT | 0 | 0 | 0 | 0 | 0 | 0
IGCC | 0 | 0 | 0 | 0 | 0 | 0
DemandResponse | 0 | 0 | 0 | 0 | 0 | 0
IGCC-CCS | 0 | 0 | 0 | 0 | 0 | 0
WT_off | 0 | 0 | 0 | 0 | 0 | 0
PseudoUnit | 0 | 0 | 0 | 0 | 0 | 0
FixedInterchange | 0 | 0 | 0 | 0 | 0 | 0
Retrofit VOM Costs by Reporting Type: SPP_S
ReportingType | 2015 | 2020 | 2025 | 2030 | 2035 | 2040
BM | 0 | 0 | 0 | 0 | 0 | 0
CC | 0 | 0 | 0 | 0 | 0 | 0
CSP | 0 | 0 | 0 | 0 | 0 | 0
CT | 0 | 0 | 0 | 0 | 0 | 0
Coal | 52.72 | 21.13 | 0 | 0 | 0 | 0
Geo | 0 | 0 | 0 | 0 | 0 | 0
H | 0 | 0 | 0 | 0 | 0 | 0
LFG | 0 | 0 | 0 | 0 | 0 | 0
Nuc | 0 | 0 | 0 | 0 | 0 | 0
PS | 0 | 0 | 0 | 0 | 0 | 0
PV | 0 | 0 | 0 | 0 | 0 | 0
PeakG | 0 | 0 | 0 | 0 | 0 | 0
PeakO | 0 | 0 | 0 | 0 | 0 | 0
ST | 0 | 0 | 0 | 0 | 0 | 0
STOG | 0 | 0 | 0 | 0 | 0 | 0
STWD | 0 | 0 | 0 | 0 | 0 | 0
WT | 0 | 0 | 0 | 0 | 0 | 0
IGCC | 0 | 0 | 0 | 0 | 0 | 0
DemandResponse | 0 | 0 | 0 | 0 | 0 | 0
IGCC-CCS | 0 | 0 | 0 | 0 | 0 | 0
WT_off | 0 | 0 | 0 | 0 | 0 | 0
PseudoUnit | 0 | 0 | 0 | 0 | 0 | 0
FixedInterchange | 0 | 0 | 0 | 0 | 0 | 0
Retrofit VOM Costs by Reporting Type: TVA
ReportingType | 2015 | 2020 | 2025 | 2030 | 2035 | 2040
BM | 0 | 0 | 0 | 0 | 0 | 0
CC | 0 | 0 | 0 | 0 | 0 | 0
CSP | 0 | 0 | 0 | 0 | 0 | 0
CT | 0 | 0 | 0 | 0 | 0 | 0
Coal | 163.02 | 87.55 | 0 | 0 | 0 | 0
Geo | 0 | 0 | 0 | 0 | 0 | 0
H | 0 | 0 | 0 | 0 | 0 | 0
LFG | 0 | 0 | 0 | 0 | 0 | 0
Nuc | 0 | 0 | 0 | 0 | 0 | 0
PS | 0 | 0 | 0 | 0 | 0 | 0
PV | 0 | 0 | 0 | 0 | 0 | 0
PeakG | 0 | 0 | 0 | 0 | 0 | 0
PeakO | 0 | 0 | 0 | 0 | 0 | 0
ST | 0 | 0 | 0 | 0 | 0 | 0
STOG | 0 | 0 | 0 | 0 | 0 | 0
STWD | 0 | 0 | 0 | 0 | 0 | 0
WT | 0 | 0 | 0 | 0 | 0 | 0
IGCC | 0 | 0 | 0 | 0 | 0 | 0
DemandResponse | 0 | 0 | 0 | 0 | 0 | 0
IGCC-CCS | 0 | 0 | 0 | 0 | 0 | 0
WT_off | 0 | 0 | 0 | 0 | 0 | 0
PseudoUnit | 0 | 0 | 0 | 0 | 0 | 0
FixedInterchange | 0 | 0 | 0 | 0 | 0 | 0
Retrofit VOM Costs by Reporting Type: TVA_Transmission
ReportingType | 2015 | 2020 | 2025 | 2030 | 2035 | 2040
BM | 0 | 0 | 0 | 0 | 0 | 0
CC | 0 | 0 | 0 | 0 | 0 | 0
CSP | 0 | 0 | 0 | 0 | 0 | 0
CT | 0 | 0 | 0 | 0 | 0 | 0
Coal | 0 | 0 | 0 | 0 | 0 | 0
Geo | 0 | 0 | 0 | 0 | 0 | 0
H | 0 | 0 | 0 | 0 | 0 | 0
LFG | 0 | 0 | 0 | 0 | 0 | 0
Nuc | 0 | 0 | 0 | 0 | 0 | 0
PS | 0 | 0 | 0 | 0 | 0 | 0
PV | 0 | 0 | 0 | 0 | 0 | 0
PeakG | 0 | 0 | 0 | 0 | 0 | 0
PeakO | 0 | 0 | 0 | 0 | 0 | 0
ST | 0 | 0 | 0 | 0 | 0 | 0
STOG | 0 | 0 | 0 | 0 | 0 | 0
STWD | 0 | 0 | 0 | 0 | 0 | 0
WT | 0 | 0 | 0 | 0 | 0 | 0
IGCC | 0 | 0 | 0 | 0 | 0 | 0
DemandResponse | 0 | 0 | 0 | 0 | 0 | 0
IGCC-CCS | 0 | 0 | 0 | 0 | 0 | 0
WT_off | 0 | 0 | 0 | 0 | 0 | 0
PseudoUnit | 0 | 0 | 0 | 0 | 0 | 0
FixedInterchange | 0 | 0 | 0 | 0 | 0 | 0
Retrofit VOM Costs by Reporting Type: VACAR
ReportingType | 2015 | 2020 | 2025 | 2030 | 2035 | 2040
BM | 0 | 0 | 0 | 0 | 0 | 0
CC | 0 | 0 | 0 | 0 | 0 | 0
CSP | 0 | 0 | 0 | 0 | 0 | 0
CT | 0 | 0 | 0 | 0 | 0 | 0
Coal | 130.47 | 24.45 | 18 | 18 | 20.12 | 20.12
Geo | 0 | 0 | 0 | 0 | 0 | 0
H | 0 | 0 | 0 | 0 | 0 | 0
LFG | 0 | 0 | 0 | 0 | 0 | 0
Nuc | 0 | 0 | 0 | 0 | 0 | 0
PS | 0 | 0 | 0 | 0 | 0 | 0
PV | 0 | 0 | 0 | 0 | 0 | 0
PeakG | 0 | 0 | 0 | 0 | 0 | 0
PeakO | 0 | 0 | 0 | 0 | 0 | 0
ST | 0 | 0 | 0 | 0 | 0 | 0
STOG | 0 | 0 | 0 | 0 | 0 | 0
STWD | 0 | 0 | 0 | 0 | 0 | 0
WT | 0 | 0 | 0 | 0 | 0 | 0
IGCC | 0 | 0 | 0 | 0 | 0 | 0
DemandResponse | 0 | 0 | 0 | 0 | 0 | 0
IGCC-CCS | 0 | 0 | 0 | 0 | 0 | 0
WT_off | 0 | 0 | 0 | 0 | 0 | 0
PseudoUnit | 0 | 0 | 0 | 0 | 0 | 0
FixedInterchange | 0 | 0 | 0 | 0 | 0 | 0
Retrofit VOM Costs by Reporting Type: IESO
ReportingType | 2015 | 2020 | 2025 | 2030 | 2035 | 2040
BM | 0 | 0 | 0 | 0 | 0 | 0
CC | 0 | 0 | 0 | 0 | 0 | 0
CSP | 0 | 0 | 0 | 0 | 0 | 0
CT | 0 | 0 | 0 | 0 | 0 | 0
Coal | 0 | 0 | 0 | 0 | 0 | 0
Geo | 0 | 0 | 0 | 0 | 0 | 0
H | 0 | 0 | 0 | 0 | 0 | 0
LFG | 0 | 0 | 0 | 0 | 0 | 0
Nuc | 0 | 0 | 0 | 0 | 0 | 0
PS | 0 | 0 | 0 | 0 | 0 | 0
PV | 0 | 0 | 0 | 0 | 0 | 0
PeakG | 0 | 0 | 0 | 0 | 0 | 0
PeakO | 0 | 0 | 0 | 0 | 0 | 0
ST | 0 | 0 | 0 | 0 | 0 | 0
STOG | 0 | 0 | 0 | 0 | 0 | 0
STWD | 0 | 0 | 0 | 0 | 0 | 0
WT | 0 | 0 | 0 | 0 | 0 | 0
IGCC | 0 | 0 | 0 | 0 | 0 | 0
DemandResponse | 0 | 0 | 0 | 0 | 0 | 0
IGCC-CCS | 0 | 0 | 0 | 0 | 0 | 0
WT_off | 0 | 0 | 0 | 0 | 0 | 0
PseudoUnit | 0 | 0 | 0 | 0 | 0 | 0
FixedInterchange | 0 | 0 | 0 | 0 | 0 | 0
Retrofit VOM Costs by Reporting Type: MAPP_CA
ReportingType | 2015 | 2020 | 2025 | 2030 | 2035 | 2040
BM | 0 | 0 | 0 | 0 | 0 | 0
CC | 0 | 0 | 0 | 0 | 0 | 0
CSP | 0 | 0 | 0 | 0 | 0 | 0
CT | 0 | 0 | 0 | 0 | 0 | 0
Coal | 0 | 0 | 0 | 0 | 0 | 0
Geo | 0 | 0 | 0 | 0 | 0 | 0
H | 0 | 0 | 0 | 0 | 0 | 0
LFG | 0 | 0 | 0 | 0 | 0 | 0
Nuc | 0 | 0 | 0 | 0 | 0 | 0
PS | 0 | 0 | 0 | 0 | 0 | 0
PV | 0 | 0 | 0 | 0 | 0 | 0
PeakG | 0 | 0 | 0 | 0 | 0 | 0
PeakO | 0 | 0 | 0 | 0 | 0 | 0
ST | 0 | 0 | 0 | 0 | 0 | 0
STOG | 0 | 0 | 0 | 0 | 0 | 0
STWD | 0 | 0 | 0 | 0 | 0 | 0
WT | 0 | 0 | 0 | 0 | 0 | 0
IGCC | 0 | 0 | 0 | 0 | 0 | 0
DemandResponse | 0 | 0 | 0 | 0 | 0 | 0
IGCC-CCS | 0 | 0 | 0 | 0 | 0 | 0
WT_off | 0 | 0 | 0 | 0 | 0 | 0
PseudoUnit | 0 | 0 | 0 | 0 | 0 | 0
FixedInterchange | 0 | 0 | 0 | 0 | 0 | 0
Retrofit VOM Costs by Reporting Type: AZ_NM_SNV_Coal
ReportingType | 2015 | 2020 | 2025 | 2030 | 2035 | 2040
BM | 0 | 0 | 0 | 0 | 0 | 0
CC | 0 | 0 | 0 | 0 | 0 | 0
CSP | 0 | 0 | 0 | 0 | 0 | 0
CT | 0 | 0 | 0 | 0 | 0 | 0
Coal | 257.28 | 168.65 | 0 | 0 | 0 | 0
Geo | 0 | 0 | 0 | 0 | 0 | 0
H | 0 | 0 | 0 | 0 | 0 | 0
LFG | 0 | 0 | 0 | 0 | 0 | 0
Nuc | 0 | 0 | 0 | 0 | 0 | 0
PS | 0 | 0 | 0 | 0 | 0 | 0
PV | 0 | 0 | 0 | 0 | 0 | 0
PeakG | 0 | 0 | 0 | 0 | 0 | 0
PeakO | 0 | 0 | 0 | 0 | 0 | 0
ST | 0 | 0 | 0 | 0 | 0 | 0
STOG | 0 | 0 | 0 | 0 | 0 | 0
STWD | 0 | 0 | 0 | 0 | 0 | 0
WT | 0 | 0 | 0 | 0 | 0 | 0
IGCC | 0 | 0 | 0 | 0 | 0 | 0
DemandResponse | 0 | 0 | 0 | 0 | 0 | 0
IGCC-CCS | 0 | 0 | 0 | 0 | 0 | 0
WT_off | 0 | 0 | 0 | 0 | 0 | 0
PseudoUnit | 0 | 0 | 0 | 0 | 0 | 0
FixedInterchange | 0 | 0 | 0 | 0 | 0 | 0
Retrofit VOM Costs by Reporting Type: AZ_NM_SNV_Gas
ReportingType | 2015 | 2020 | 2025 | 2030 | 2035 | 2040
BM | 0 | 0 | 0 | 0 | 0 | 0
CC | 0 | 0 | 0 | 0 | 0 | 0
CSP | 0 | 0 | 0 | 0 | 0 | 0
CT | 0 | 0 | 0 | 0 | 0 | 0
Coal | 0 | 0 | 0 | 0 | 0 | 0
Geo | 0 | 0 | 0 | 0 | 0 | 0
H | 0 | 0 | 0 | 0 | 0 | 0
LFG | 0 | 0 | 0 | 0 | 0 | 0
Nuc | 0 | 0 | 0 | 0 | 0 | 0
PS | 0 | 0 | 0 | 0 | 0 | 0
PV | 0 | 0 | 0 | 0 | 0 | 0
PeakG | 0 | 0 | 0 | 0 | 0 | 0
PeakO | 0 | 0 | 0 | 0 | 0 | 0
ST | 0 | 0 | 0 | 0 | 0 | 0
STOG | 0 | 0 | 0 | 0 | 0 | 0
STWD | 0 | 0 | 0 | 0 | 0 | 0
WT | 0 | 0 | 0 | 0 | 0 | 0
IGCC | 0 | 0 | 0 | 0 | 0 | 0
DemandResponse | 0 | 0 | 0 | 0 | 0 | 0
IGCC-CCS | 0 | 0 | 0 | 0 | 0 | 0
WT_off | 0 | 0 | 0 | 0 | 0 | 0
PseudoUnit | 0 | 0 | 0 | 0 | 0 | 0
FixedInterchange | 0 | 0 | 0 | 0 | 0 | 0
Retrofit VOM Costs by Reporting Type: AZ_NM_SNV_NucRenew
ReportingType | 2015 | 2020 | 2025 | 2030 | 2035 | 2040
BM | 0 | 0 | 0 | 0 | 0 | 0
CC | 0 | 0 | 0 | 0 | 0 | 0
CSP | 0 | 0 | 0 | 0 | 0 | 0
CT | 0 | 0 | 0 | 0 | 0 | 0
Coal | 0 | 0 | 0 | 0 | 0 | 0
Geo | 0 | 0 | 0 | 0 | 0 | 0
H | 0 | 0 | 0 | 0 | 0 | 0
LFG | 0 | 0 | 0 | 0 | 0 | 0
Nuc | 0 | 0 | 0 | 0 | 0 | 0
PS | 0 | 0 | 0 | 0 | 0 | 0
PV | 0 | 0 | 0 | 0 | 0 | 0
PeakG | 0 | 0 | 0 | 0 | 0 | 0
PeakO | 0 | 0 | 0 | 0 | 0 | 0
ST | 0 | 0 | 0 | 0 | 0 | 0
STOG | 0 | 0 | 0 | 0 | 0 | 0
STWD | 0 | 0 | 0 | 0 | 0 | 0
WT | 0 | 0 | 0 | 0 | 0 | 0
IGCC | 0 | 0 | 0 | 0 | 0 | 0
DemandResponse | 0 | 0 | 0 | 0 | 0 | 0
IGCC-CCS | 0 | 0 | 0 | 0 | 0 | 0
WT_off | 0 | 0 | 0 | 0 | 0 | 0
PseudoUnit | 0 | 0 | 0 | 0 | 0 | 0
FixedInterchange | 0 | 0 | 0 | 0 | 0 | 0
Retrofit VOM Costs by Reporting Type: ERCOT
ReportingType | 2015 | 2020 | 2025 | 2030 | 2035 | 2040
BM | 0 | 0 | 0 | 0 | 0 | 0
CC | 0 | 0 | 0 | 0 | 0 | 0
CSP | 0 | 0 | 0 | 0 | 0 | 0
CT | 0 | 0 | 0 | 0 | 0 | 0
Coal | 118.84 | 71.33 | 17.01 | 36.4 | 41.27 | 41.27
Geo | 0 | 0 | 0 | 0 | 0 | 0
H | 0 | 0 | 0 | 0 | 0 | 0
LFG | 0 | 0 | 0 | 0 | 0 | 0
Nuc | 0 | 0 | 0 | 0 | 0 | 0
PS | 0 | 0 | 0 | 0 | 0 | 0
PV | 0 | 0 | 0 | 0 | 0 | 0
PeakG | 0 | 0 | 0 | 0 | 0 | 0
PeakO | 0 | 0 | 0 | 0 | 0 | 0
ST | 0 | 0 | 0 | 0 | 0 | 0
STOG | 0 | 0 | 0 | 0 | 0 | 0
STWD | 0 | 0 | 0 | 0 | 0 | 0
WT | 0 | 0 | 0 | 0 | 0 | 0
IGCC | 0 | 0 | 0 | 0 | 0 | 0
DemandResponse | 0 | 0 | 0 | 0 | 0 | 0
IGCC-CCS | 0 | 0 | 0 | 0 | 0 | 0
WT_off | 0 | 0 | 0 | 0 | 0 | 0
PseudoUnit | 0 | 0 | 0 | 0 | 0 | 0
FixedInterchange | 0 | 0 | 0 | 0 | 0 | 0
Retrofit VOM Costs by Reporting Type: NP15
ReportingType | 2015 | 2020 | 2025 | 2030 | 2035 | 2040
BM | 0 | 0 | 0 | 0 | 0 | 0
CC | 0 | 0 | 0 | 0 | 0 | 0
CSP | 0 | 0 | 0 | 0 | 0 | 0
CT | 0 | 0 | 0 | 0 | 0 | 0
Coal | 1.46 | 0 | 0 | 0 | 0 | 0
Geo | 0 | 0 | 0 | 0 | 0 | 0
H | 0 | 0 | 0 | 0 | 0 | 0
LFG | 0 | 0 | 0 | 0 | 0 | 0
Nuc | 0 | 0 | 0 | 0 | 0 | 0
PS | 0 | 0 | 0 | 0 | 0 | 0
PV | 0 | 0 | 0 | 0 | 0 | 0
PeakG | 0 | 0 | 0 | 0 | 0 | 0
PeakO | 0 | 0 | 0 | 0 | 0 | 0
ST | 0 | 0 | 0 | 0 | 0 | 0
STOG | 0 | 0 | 0 | 0 | 0 | 0
STWD | 0 | 0 | 0 | 0 | 0 | 0
WT | 0 | 0 | 0 | 0 | 0 | 0
IGCC | 0 | 0 | 0 | 0 | 0 | 0
DemandResponse | 0 | 0 | 0 | 0 | 0 | 0
IGCC-CCS | 0 | 0 | 0 | 0 | 0 | 0
WT_off | 0 | 0 | 0 | 0 | 0 | 0
PseudoUnit | 0 | 0 | 0 | 0 | 0 | 0
FixedInterchange | 0 | 0 | 0 | 0 | 0 | 0
Retrofit VOM Costs by Reporting Type: NWPP_Coal
ReportingType | 2015 | 2020 | 2025 | 2030 | 2035 | 2040
BM | 0 | 0 | 0 | 0 | 0 | 0
CC | 0 | 0 | 0 | 0 | 0 | 0
CSP | 0 | 0 | 0 | 0 | 0 | 0
CT | 0 | 0 | 0 | 0 | 0 | 0
Coal | 182.88 | 191.33 | 13.34 | 13.34 | 13.34 | 6.26
Geo | 0 | 0 | 0 | 0 | 0 | 0
H | 0 | 0 | 0 | 0 | 0 | 0
LFG | 0 | 0 | 0 | 0 | 0 | 0
Nuc | 0 | 0 | 0 | 0 | 0 | 0
PS | 0 | 0 | 0 | 0 | 0 | 0
PV | 0 | 0 | 0 | 0 | 0 | 0
PeakG | 0 | 0 | 0 | 0 | 0 | 0
PeakO | 0 | 0 | 0 | 0 | 0 | 0
ST | 0 | 0 | 0 | 0 | 0 | 0
STOG | 0 | 0 | 0 | 0 | 0 | 0
STWD | 0 | 0 | 0 | 0 | 0 | 0
WT | 0 | 0 | 0 | 0 | 0 | 0
IGCC | 0 | 0 | 0 | 0 | 0 | 0
DemandResponse | 0 | 0 | 0 | 0 | 0 | 0
IGCC-CCS | 0 | 0 | 0 | 0 | 0 | 0
WT_off | 0 | 0 | 0 | 0 | 0 | 0
PseudoUnit | 0 | 0 | 0 | 0 | 0 | 0
FixedInterchange | 0 | 0 | 0 | 0 | 0 | 0
Retrofit VOM Costs by Reporting Type: NWPP_Gas
ReportingType | 2015 | 2020 | 2025 | 2030 | 2035 | 2040
BM | 0 | 0 | 0 | 0 | 0 | 0
CC | 0 | 0 | 0 | 0 | 0 | 0
CSP | 0 | 0 | 0 | 0 | 0 | 0
CT | 0 | 0 | 0 | 0 | 0 | 0
Coal | 0 | 0 | 0 | 0 | 0 | 0
Geo | 0 | 0 | 0 | 0 | 0 | 0
H | 0 | 0 | 0 | 0 | 0 | 0
LFG | 0 | 0 | 0 | 0 | 0 | 0
Nuc | 0 | 0 | 0 | 0 | 0 | 0
PS | 0 | 0 | 0 | 0 | 0 | 0
PV | 0 | 0 | 0 | 0 | 0 | 0
PeakG | 0 | 0 | 0 | 0 | 0 | 0
PeakO | 0 | 0 | 0 | 0 | 0 | 0
ST | 0 | 0 | 0 | 0 | 0 | 0
STOG | 0 | 0 | 0 | 0 | 0 | 0
STWD | 0 | 0 | 0 | 0 | 0 | 0
WT | 0 | 0 | 0 | 0 | 0 | 0
IGCC | 0 | 0 | 0 | 0 | 0 | 0
DemandResponse | 0 | 0 | 0 | 0 | 0 | 0
IGCC-CCS | 0 | 0 | 0 | 0 | 0 | 0
WT_off | 0 | 0 | 0 | 0 | 0 | 0
PseudoUnit | 0 | 0 | 0 | 0 | 0 | 0
FixedInterchange | 0 | 0 | 0 | 0 | 0 | 0
Retrofit VOM Costs by Reporting Type: NWPP_NucRenew
ReportingType | 2015 | 2020 | 2025 | 2030 | 2035 | 2040
BM | 0 | 0 | 0 | 0 | 0 | 0
CC | 0 | 0 | 0 | 0 | 0 | 0
CSP | 0 | 0 | 0 | 0 | 0 | 0
CT | 0 | 0 | 0 | 0 | 0 | 0
Coal | 0 | 0 | 0 | 0 | 0 | 0
Geo | 0 | 0 | 0 | 0 | 0 | 0
H | 0 | 0 | 0 | 0 | 0 | 0
LFG | 0 | 0 | 0 | 0 | 0 | 0
Nuc | 0 | 0 | 0 | 0 | 0 | 0
PS | 0 | 0 | 0 | 0 | 0 | 0
PV | 0 | 0 | 0 | 0 | 0 | 0
PeakG | 0 | 0 | 0 | 0 | 0 | 0
PeakO | 0 | 0 | 0 | 0 | 0 | 0
ST | 0 | 0 | 0 | 0 | 0 | 0
STOG | 0 | 0 | 0 | 0 | 0 | 0
STWD | 0 | 0 | 0 | 0 | 0 | 0
WT | 0 | 0 | 0 | 0 | 0 | 0
IGCC | 0 | 0 | 0 | 0 | 0 | 0
DemandResponse | 0 | 0 | 0 | 0 | 0 | 0
IGCC-CCS | 0 | 0 | 0 | 0 | 0 | 0
WT_off | 0 | 0 | 0 | 0 | 0 | 0
PseudoUnit | 0 | 0 | 0 | 0 | 0 | 0
FixedInterchange | 0 | 0 | 0 | 0 | 0 | 0
Retrofit VOM Costs by Reporting Type: RMPA
ReportingType | 2015 | 2020 | 2025 | 2030 | 2035 | 2040
BM | 0 | 0 | 0 | 0 | 0 | 0
CC | 0 | 0 | 0 | 0 | 0 | 0
CSP | 0 | 0 | 0 | 0 | 0 | 0
CT | 0 | 0 | 0 | 0 | 0 | 0
Coal | 178.31 | 164.86 | 20.49 | 20.49 | 20.49 | 9.86
Geo | 0 | 0 | 0 | 0 | 0 | 0
H | 0 | 0 | 0 | 0 | 0 | 0
LFG | 0 | 0 | 0 | 0 | 0 | 0
Nuc | 0 | 0 | 0 | 0 | 0 | 0
PS | 0 | 0 | 0 | 0 | 0 | 0
PV | 0 | 0 | 0 | 0 | 0 | 0
PeakG | 0 | 0 | 0 | 0 | 0 | 0
PeakO | 0 | 0 | 0 | 0 | 0 | 0
ST | 0 | 0 | 0 | 0 | 0 | 0
STOG | 0 | 0 | 0 | 0 | 0 | 0
STWD | 0 | 0 | 0 | 0 | 0 | 0
WT | 0 | 0 | 0 | 0 | 0 | 0
IGCC | 0 | 0 | 0 | 0 | 0 | 0
DemandResponse | 0 | 0 | 0 | 0 | 0 | 0
IGCC-CCS | 0 | 0 | 0 | 0 | 0 | 0
WT_off | 0 | 0 | 0 | 0 | 0 | 0
PseudoUnit | 0 | 0 | 0 | 0 | 0 | 0
FixedInterchange | 0 | 0 | 0 | 0 | 0 | 0
Retrofit VOM Costs by Reporting Type: SP15
ReportingType | 2015 | 2020 | 2025 | 2030 | 2035 | 2040
BM | 0 | 0 | 0 | 0 | 0 | 0
CC | 0 | 0 | 0 | 0 | 0 | 0
CSP | 0 | 0 | 0 | 0 | 0 | 0
CT | 0 | 0 | 0 | 0 | 0 | 0
Coal | 5.19 | 5.66 | 0 | 0 | 0 | 0
Geo | 0 | 0 | 0 | 0 | 0 | 0
H | 0 | 0 | 0 | 0 | 0 | 0
LFG | 0 | 0 | 0 | 0 | 0 | 0
Nuc | 0 | 0 | 0 | 0 | 0 | 0
PS | 0 | 0 | 0 | 0 | 0 | 0
PV | 0 | 0 | 0 | 0 | 0 | 0
PeakG | 0 | 0 | 0 | 0 | 0 | 0
PeakO | 0 | 0 | 0 | 0 | 0 | 0
ST | 0 | 0 | 0 | 0 | 0 | 0
STOG | 0 | 0 | 0 | 0 | 0 | 0
STWD | 0 | 0 | 0 | 0 | 0 | 0
WT | 0 | 0 | 0 | 0 | 0 | 0
IGCC | 0 | 0 | 0 | 0 | 0 | 0
DemandResponse | 0 | 0 | 0 | 0 | 0 | 0
IGCC-CCS | 0 | 0 | 0 | 0 | 0 | 0
WT_off | 0 | 0 | 0 | 0 | 0 | 0
PseudoUnit | 0 | 0 | 0 | 0 | 0 | 0
FixedInterchange | 0 | 0 | 0 | 0 | 0 | 0
Retrofit VOM Costs by Reporting Type: ALB
ReportingType | 2015 | 2020 | 2025 | 2030 | 2035 | 2040
BM | 0 | 0 | 0 | 0 | 0 | 0
CC | 0 | 0 | 0 | 0 | 0 | 0
CSP | 0 | 0 | 0 | 0 | 0 | 0
CT | 0 | 0 | 0 | 0 | 0 | 0
Coal | 21.2 | 21.2 | 18.02 | 0 | 0 | 0
Geo | 0 | 0 | 0 | 0 | 0 | 0
H | 0 | 0 | 0 | 0 | 0 | 0
LFG | 0 | 0 | 0 | 0 | 0 | 0
Nuc | 0 | 0 | 0 | 0 | 0 | 0
PS | 0 | 0 | 0 | 0 | 0 | 0
PV | 0 | 0 | 0 | 0 | 0 | 0
PeakG | 0 | 0 | 0 | 0 | 0 | 0
PeakO | 0 | 0 | 0 | 0 | 0 | 0
ST | 0 | 0 | 0 | 0 | 0 | 0
STOG | 0 | 0 | 0 | 0 | 0 | 0
STWD | 0 | 0 | 0 | 0 | 0 | 0
WT | 0 | 0 | 0 | 0 | 0 | 0
IGCC | 0 | 0 | 0 | 0 | 0 | 0
DemandResponse | 0 | 0 | 0 | 0 | 0 | 0
IGCC-CCS | 0 | 0 | 0 | 0 | 0 | 0
WT_off | 0 | 0 | 0 | 0 | 0 | 0
PseudoUnit | 0 | 0 | 0 | 0 | 0 | 0
FixedInterchange | 0 | 0 | 0 | 0 | 0 | 0
Retrofit VOM Costs by Reporting Type: BC
ReportingType | 2015 | 2020 | 2025 | 2030 | 2035 | 2040
BM | 0 | 0 | 0 | 0 | 0 | 0
CC | 0 | 0 | 0 | 0 | 0 | 0
CSP | 0 | 0 | 0 | 0 | 0 | 0
CT | 0 | 0 | 0 | 0 | 0 | 0
Coal | 0 | 0 | 0 | 0 | 0 | 0
Geo | 0 | 0 | 0 | 0 | 0 | 0
H | 0 | 0 | 0 | 0 | 0 | 0
LFG | 0 | 0 | 0 | 0 | 0 | 0
Nuc | 0 | 0 | 0 | 0 | 0 | 0
PS | 0 | 0 | 0 | 0 | 0 | 0
PV | 0 | 0 | 0 | 0 | 0 | 0
PeakG | 0 | 0 | 0 | 0 | 0 | 0
PeakO | 0 | 0 | 0 | 0 | 0 | 0
ST | 0 | 0 | 0 | 0 | 0 | 0
STOG | 0 | 0 | 0 | 0 | 0 | 0
STWD | 0 | 0 | 0 | 0 | 0 | 0
WT | 0 | 0 | 0 | 0 | 0 | 0
IGCC | 0 | 0 | 0 | 0 | 0 | 0
DemandResponse | 0 | 0 | 0 | 0 | 0 | 0
IGCC-CCS | 0 | 0 | 0 | 0 | 0 | 0
WT_off | 0 | 0 | 0 | 0 | 0 | 0
PseudoUnit | 0 | 0 | 0 | 0 | 0 | 0
FixedInterchange | 0 | 0 | 0 | 0 | 0 | 0
Retrofit VOM Costs by Reporting Type: HQ_IESO
ReportingType | 2015 | 2020 | 2025 | 2030 | 2035 | 2040
BM | 0 | 0 | 0 | 0 | 0 | 0
CC | 0 | 0 | 0 | 0 | 0 | 0
CSP | 0 | 0 | 0 | 0 | 0 | 0
CT | 0 | 0 | 0 | 0 | 0 | 0
Coal | 0 | 0 | 0 | 0 | 0 | 0
Geo | 0 | 0 | 0 | 0 | 0 | 0
H | 0 | 0 | 0 | 0 | 0 | 0
LFG | 0 | 0 | 0 | 0 | 0 | 0
Nuc | 0 | 0 | 0 | 0 | 0 | 0
PS | 0 | 0 | 0 | 0 | 0 | 0
PV | 0 | 0 | 0 | 0 | 0 | 0
PeakG | 0 | 0 | 0 | 0 | 0 | 0
PeakO | 0 | 0 | 0 | 0 | 0 | 0
ST | 0 | 0 | 0 | 0 | 0 | 0
STOG | 0 | 0 | 0 | 0 | 0 | 0
STWD | 0 | 0 | 0 | 0 | 0 | 0
WT | 0 | 0 | 0 | 0 | 0 | 0
IGCC | 0 | 0 | 0 | 0 | 0 | 0
DemandResponse | 0 | 0 | 0 | 0 | 0 | 0
IGCC-CCS | 0 | 0 | 0 | 0 | 0 | 0
WT_off | 0 | 0 | 0 | 0 | 0 | 0
PseudoUnit | 0 | 0 | 0 | 0 | 0 | 0
FixedInterchange | 0 | 0 | 0 | 0 | 0 | 0
Retrofit VOM Costs by Reporting Type: HQ_NEISO
ReportingType | 2015 | 2020 | 2025 | 2030 | 2035 | 2040
BM | 0 | 0 | 0 | 0 | 0 | 0
CC | 0 | 0 | 0 | 0 | 0 | 0
CSP | 0 | 0 | 0 | 0 | 0 | 0
CT | 0 | 0 | 0 | 0 | 0 | 0
Coal | 0 | 0 | 0 | 0 | 0 | 0
Geo | 0 | 0 | 0 | 0 | 0 | 0
H | 0 | 0 | 0 | 0 | 0 | 0
LFG | 0 | 0 | 0 | 0 | 0 | 0
Nuc | 0 | 0 | 0 | 0 | 0 | 0
PS | 0 | 0 | 0 | 0 | 0 | 0
PV | 0 | 0 | 0 | 0 | 0 | 0
PeakG | 0 | 0 | 0 | 0 | 0 | 0
PeakO | 0 | 0 | 0 | 0 | 0 | 0
ST | 0 | 0 | 0 | 0 | 0 | 0
STOG | 0 | 0 | 0 | 0 | 0 | 0
STWD | 0 | 0 | 0 | 0 | 0 | 0
WT | 0 | 0 | 0 | 0 | 0 | 0
IGCC | 0 | 0 | 0 | 0 | 0 | 0
DemandResponse | 0 | 0 | 0 | 0 | 0 | 0
IGCC-CCS | 0 | 0 | 0 | 0 | 0 | 0
WT_off | 0 | 0 | 0 | 0 | 0 | 0
PseudoUnit | 0 | 0 | 0 | 0 | 0 | 0
FixedInterchange | 0 | 0 | 0 | 0 | 0 | 0
Retrofit VOM Costs by Reporting Type: HQ_NY
ReportingType | 2015 | 2020 | 2025 | 2030 | 2035 | 2040
BM | 0 | 0 | 0 | 0 | 0 | 0
CC | 0 | 0 | 0 | 0 | 0 | 0
CSP | 0 | 0 | 0 | 0 | 0 | 0
CT | 0 | 0 | 0 | 0 | 0 | 0
Coal | 0 | 0 | 0 | 0 | 0 | 0
Geo | 0 | 0 | 0 | 0 | 0 | 0
H | 0 | 0 | 0 | 0 | 0 | 0
LFG | 0 | 0 | 0 | 0 | 0 | 0
Nuc | 0 | 0 | 0 | 0 | 0 | 0
PS | 0 | 0 | 0 | 0 | 0 | 0
PV | 0 | 0 | 0 | 0 | 0 | 0
PeakG | 0 | 0 | 0 | 0 | 0 | 0
PeakO | 0 | 0 | 0 | 0 | 0 | 0
ST | 0 | 0 | 0 | 0 | 0 | 0
STOG | 0 | 0 | 0 | 0 | 0 | 0
STWD | 0 | 0 | 0 | 0 | 0 | 0
WT | 0 | 0 | 0 | 0 | 0 | 0
IGCC | 0 | 0 | 0 | 0 | 0 | 0
DemandResponse | 0 | 0 | 0 | 0 | 0 | 0
IGCC-CCS | 0 | 0 | 0 | 0 | 0 | 0
WT_off | 0 | 0 | 0 | 0 | 0 | 0
PseudoUnit | 0 | 0 | 0 | 0 | 0 | 0
FixedInterchange | 0 | 0 | 0 | 0 | 0 | 0
Retrofit VOM Costs by Reporting Type: MARITIMES
ReportingType | 2015 | 2020 | 2025 | 2030 | 2035 | 2040
BM | 0 | 0 | 0 | 0 | 0 | 0
CC | 0 | 0 | 0 | 0 | 0 | 0
CSP | 0 | 0 | 0 | 0 | 0 | 0
CT | 0 | 0 | 0 | 0 | 0 | 0
Coal | 0 | 0 | 0 | 0 | 0 | 0
Geo | 0 | 0 | 0 | 0 | 0 | 0
H | 0 | 0 | 0 | 0 | 0 | 0
LFG | 0 | 0 | 0 | 0 | 0 | 0
Nuc | 0 | 0 | 0 | 0 | 0 | 0
PS | 0 | 0 | 0 | 0 | 0 | 0
PV | 0 | 0 | 0 | 0 | 0 | 0
PeakG | 0 | 0 | 0 | 0 | 0 | 0
PeakO | 0 | 0 | 0 | 0 | 0 | 0
ST | 0 | 0 | 0 | 0 | 0 | 0
STOG | 0 | 0 | 0 | 0 | 0 | 0
STWD | 0 | 0 | 0 | 0 | 0 | 0
WT | 0 | 0 | 0 | 0 | 0 | 0
IGCC | 0 | 0 | 0 | 0 | 0 | 0
DemandResponse | 0 | 0 | 0 | 0 | 0 | 0
IGCC-CCS | 0 | 0 | 0 | 0 | 0 | 0
WT_off | 0 | 0 | 0 | 0 | 0 | 0
PseudoUnit | 0 | 0 | 0 | 0 | 0 | 0
FixedInterchange | 0 | 0 | 0 | 0 | 0 | 0
retrofit VOM Costs by Reporting Type: All
ReportingType | 2015 | 2020 | 2025 | 2030 | 2035 | 2040
BM | 0 | 0 | 0 | 0 | 0 | 0
CC | 0 | 0 | 0 | 0 | 0 | 0
CSP | 0 | 0 | 0 | 0 | 0 | 0
CT | 0 | 0 | 0 | 0 | 0 | 0
Coal | 2616.42 | 1799.36 | 192.34 | 196.07 | 257.55 | 236.7
Geo | 0 | 0 | 0 | 0 | 0 | 0
H | 0 | 0 | 0 | 0 | 0 | 0
LFG | 0 | 0 | 0 | 0 | 0 | 0
Nuc | 0 | 0 | 0 | 0 | 0 | 0
PS | 0 | 0 | 0 | 0 | 0 | 0
PV | 0 | 0 | 0 | 0 | 0 | 0
PeakG | 0 | 0 | 0 | 0 | 0 | 0
PeakO | 0 | 0 | 0 | 0 | 0 | 0
ST | 0 | 0 | 0 | 0 | 0 | 0
STOG | 0 | 0 | 0 | 0 | 0 | 0
STWD | 0 | 0 | 0 | 0 | 0 | 0
WT | 0 | 0 | 0 | 0 | 0 | 0
IGCC | 0 | 0 | 0 | 0 | 0 | 0
DemandResponse | 0 | 0 | 0 | 0 | 0 | 0
IGCC-CCS | 0 | 0 | 0 | 0 | 0 | 0
WT_off | 0 | 0 | 0 | 0 | 0 | 0
PseudoUnit | 0 | 0 | 0 | 0 | 0 | 0
FixedInterchange | 0 | 0 | 0 | 0 | 0 | 0
retrofit VOM Costs by Reporting Type: EI_US
ReportingType | 2015 | 2020 | 2025 | 2030 | 2035 | 2040
BM | 0 | 0 | 0 | 0 | 0 | 0
CC | 0 | 0 | 0 | 0 | 0 | 0
CSP | 0 | 0 | 0 | 0 | 0 | 0
CT | 0 | 0 | 0 | 0 | 0 | 0
Coal | 1851.26 | 1176.34 | 123.49 | 125.85 | 182.46 | 179.31
Geo | 0 | 0 | 0 | 0 | 0 | 0
H | 0 | 0 | 0 | 0 | 0 | 0
LFG | 0 | 0 | 0 | 0 | 0 | 0
Nuc | 0 | 0 | 0 | 0 | 0 | 0
PS | 0 | 0 | 0 | 0 | 0 | 0
PV | 0 | 0 | 0 | 0 | 0 | 0
PeakG | 0 | 0 | 0 | 0 | 0 | 0
PeakO | 0 | 0 | 0 | 0 | 0 | 0
ST | 0 | 0 | 0 | 0 | 0 | 0
STOG | 0 | 0 | 0 | 0 | 0 | 0
STWD | 0 | 0 | 0 | 0 | 0 | 0
WT | 0 | 0 | 0 | 0 | 0 | 0
IGCC | 0 | 0 | 0 | 0 | 0 | 0
DemandResponse | 0 | 0 | 0 | 0 | 0 | 0
IGCC-CCS | 0 | 0 | 0 | 0 | 0 | 0
WT_off | 0 | 0 | 0 | 0 | 0 | 0
PseudoUnit | 0 | 0 | 0 | 0 | 0 | 0
FixedInterchange | 0 | 0 | 0 | 0 | 0 | 0
retrofit VOM Costs by Reporting Type: EI_Canada
ReportingType | 2015 | 2020 | 2025 | 2030 | 2035 | 2040
BM | 0 | 0 | 0 | 0 | 0 | 0
CC | 0 | 0 | 0 | 0 | 0 | 0
CSP | 0 | 0 | 0 | 0 | 0 | 0
CT | 0 | 0 | 0 | 0 | 0 | 0
Coal | 0 | 0 | 0 | 0 | 0 | 0
Geo | 0 | 0 | 0 | 0 | 0 | 0
H | 0 | 0 | 0 | 0 | 0 | 0
LFG | 0 | 0 | 0 | 0 | 0 | 0
Nuc | 0 | 0 | 0 | 0 | 0 | 0
PS | 0 | 0 | 0 | 0 | 0 | 0
PV | 0 | 0 | 0 | 0 | 0 | 0
PeakG | 0 | 0 | 0 | 0 | 0 | 0
PeakO | 0 | 0 | 0 | 0 | 0 | 0
ST | 0 | 0 | 0 | 0 | 0 | 0
STOG | 0 | 0 | 0 | 0 | 0 | 0
STWD | 0 | 0 | 0 | 0 | 0 | 0
WT | 0 | 0 | 0 | 0 | 0 | 0
IGCC | 0 | 0 | 0 | 0 | 0 | 0
DemandResponse | 0 | 0 | 0 | 0 | 0 | 0
IGCC-CCS | 0 | 0 | 0 | 0 | 0 | 0
WT_off | 0 | 0 | 0 | 0 | 0 | 0
PseudoUnit | 0 | 0 | 0 | 0 | 0 | 0
FixedInterchange | 0 | 0 | 0 | 0 | 0 | 0
retrofit VOM Costs by Reporting Type: EI
ReportingType | 2015 | 2020 | 2025 | 2030 | 2035 | 2040
BM | 0 | 0 | 0 | 0 | 0 | 0
CC | 0 | 0 | 0 | 0 | 0 | 0
CSP | 0 | 0 | 0 | 0 | 0 | 0
CT | 0 | 0 | 0 | 0 | 0 | 0
Coal | 1851.26 | 1176.34 | 123.49 | 125.85 | 182.46 | 179.31
Geo | 0 | 0 | 0 | 0 | 0 | 0
H | 0 | 0 | 0 | 0 | 0 | 0
LFG | 0 | 0 | 0 | 0 | 0 | 0
Nuc | 0 | 0 | 0 | 0 | 0 | 0
PS | 0 | 0 | 0 | 0 | 0 | 0
PV | 0 | 0 | 0 | 0 | 0 | 0
PeakG | 0 | 0 | 0 | 0 | 0 | 0
PeakO | 0 | 0 | 0 | 0 | 0 | 0
ST | 0 | 0 | 0 | 0 | 0 | 0
STOG | 0 | 0 | 0 | 0 | 0 | 0
STWD | 0 | 0 | 0 | 0 | 0 | 0
WT | 0 | 0 | 0 | 0 | 0 | 0
IGCC | 0 | 0 | 0 | 0 | 0 | 0
DemandResponse | 0 | 0 | 0 | 0 | 0 | 0
IGCC-CCS | 0 | 0 | 0 | 0 | 0 | 0
WT_off | 0 | 0 | 0 | 0 | 0 | 0
PseudoUnit | 0 | 0 | 0 | 0 | 0 | 0
FixedInterchange | 0 | 0 | 0 | 0 | 0 | 0
retrofit VOM Costs by Reporting Type: Outside_EI
ReportingType | 2015 | 2020 | 2025 | 2030 | 2035 | 2040
BM | 0 | 0 | 0 | 0 | 0 | 0
CC | 0 | 0 | 0 | 0 | 0 | 0
CSP | 0 | 0 | 0 | 0 | 0 | 0
CT | 0 | 0 | 0 | 0 | 0 | 0
Coal | 765.16 | 623.03 | 68.85 | 70.22 | 75.09 | 57.39
Geo | 0 | 0 | 0 | 0 | 0 | 0
H | 0 | 0 | 0 | 0 | 0 | 0
LFG | 0 | 0 | 0 | 0 | 0 | 0
Nuc | 0 | 0 | 0 | 0 | 0 | 0
PS | 0 | 0 | 0 | 0 | 0 | 0
PV | 0 | 0 | 0 | 0 | 0 | 0
PeakG | 0 | 0 | 0 | 0 | 0 | 0
PeakO | 0 | 0 | 0 | 0 | 0 | 0
ST | 0 | 0 | 0 | 0 | 0 | 0
STOG | 0 | 0 | 0 | 0 | 0 | 0
STWD | 0 | 0 | 0 | 0 | 0 | 0
WT | 0 | 0 | 0 | 0 | 0 | 0
IGCC | 0 | 0 | 0 | 0 | 0 | 0
DemandResponse | 0 | 0 | 0 | 0 | 0 | 0
IGCC-CCS | 0 | 0 | 0 | 0 | 0 | 0
WT_off | 0 | 0 | 0 | 0 | 0 | 0
PseudoUnit | 0 | 0 | 0 | 0 | 0 | 0
FixedInterchange | 0 | 0 | 0 | 0 | 0 | 0
#10 | 0.01: Base FOM Costs ($million)
Base FOM Costs by Reporting Type: Entergy
ReportingType | 2015 | 2020 | 2025 | 2030 | 2035 | 2040
BM | 0 | 0 | 0 | 0 | 0 | 2.39
CC | 420.63 | 564.63 | 453.79 | 481.8 | 546.68 | 546.68
CSP | 0 | 0 | 0 | 0 | 0 | 0
CT | 0 | 0 | 0 | 0 | 0 | 0
Coal | 481.61 | 119.85 | 21.37 | 21.37 | 21.37 | 21.37
Geo | 0 | 0 | 0 | 0 | 0 | 0
H | 10.6 | 10.6 | 10.6 | 10.6 | 10.6 | 10.6
LFG | 0.97 | 0.97 | 10.02 | 13.89 | 13.89 | 13.89
Nuc | 789.41 | 804.93 | 789.41 | 789.41 | 666.82 | 1125.48
PS | 1.4 | 1.4 | 1.4 | 1.4 | 1.4 | 1.4
PV | 0.49 | 0.97 | 1.42 | 1.42 | 1.42 | 1.42
PeakG | 47.54 | 69.98 | 38.3 | 25.2 | 23.41 | 23.41
PeakO | 4.42 | 5.87 | 0 | 0 | 0 | 0
ST | 0 | 0 | 0 | 0 | 0 | 0
STOG | 97.97 | 115.92 | 0 | 0 | 0 | 0
STWD | 6.6 | 8.26 | 6.73 | 6.73 | 6.73 | 6.73
WT | 3.66 | 3.66 | 3.66 | 3.66 | 3.66 | 3.66
IGCC | 0 | 0 | 0 | 0 | 0 | 0
DemandResponse | 0 | 0 | 0 | 0 | 0 | 0
IGCC-CCS | 0 | 0 | 0 | 0 | 0 | 0
WT_off | 0 | 0 | 0 | 0 | 0 | 0
PseudoUnit | 0 | 0 | 0 | 0 | 0 | 0
FixedInterchange | 0 | 0 | 0 | 0 | 0 | 0
Base FOM Costs by Reporting Type: FRCC
ReportingType | 2015 | 2020 | 2025 | 2030 | 2035 | 2040
BM | 0 | 0 | 0 | 0 | 0 | 112.22
CC | 805.59 | 981.03 | 819.31 | 498.16 | 436.38 | 431.6
CSP | 0 | 0 | 0 | 0 | 0 | 0
CT | 16.6 | 16.6 | 16.6 | 16.6 | 0 | 0
Coal | 139.37 | 37.18 | 0 | 0 | 0 | 0
Geo | 0 | 0 | 0 | 0 | 0 | 0
H | 0.78 | 0.78 | 0.78 | 0.78 | 0.78 | 0.78
LFG | 58.63 | 58.63 | 82.46 | 82.46 | 82.46 | 82.46
Nuc | 601.49 | 635.55 | 739.03 | 2183.49 | 2935.3 | 2615.67
PS | 0 | 0 | 0 | 0 | 0 | 0
PV | 0.75 | 0.75 | 0.75 | 0.75 | 0.75 | 0.75
PeakG | 149.81 | 196.56 | 67.62 | 0 | 0 | 0
PeakO | 46.79 | 0 | 0 | 0 | 0 | 0
ST | 0 | 0 | 0 | 0 | 0 | 0
STOG | 0 | 0 | 0 | 0 | 0 | 0
STWD | 6.25 | 7.82 | 6.37 | 6.37 | 6.37 | 6.37
WT | 0 | 0 | 0 | 0 | 0 | 0
IGCC | 0 | 0 | 0 | 0 | 0 | 0
DemandResponse | 0 | 0 | 0 | 0 | 0 | 0
IGCC-CCS | 0 | 0 | 0 | 0 | 0 | 0
WT_off | 0 | 0 | 0 | 0 | 0 | 0
PseudoUnit | 0 | 0 | 0 | 0 | 0 | 0
FixedInterchange | 0 | 0 | 0 | 0 | 0 | 0
Base FOM Costs by Reporting Type: MAPP_US
ReportingType | 2015 | 2020 | 2025 | 2030 | 2035 | 2040
BM | 0 | 0 | 0 | 0 | 0 | 0
CC | 8.58 | 10.9 | 8.79 | 8.81 | 9.52 | 10.72
CSP | 0 | 0 | 0 | 0 | 0 | 0
CT | 2.06 | 2.06 | 2.06 | 2.01 | 0.75 | 0.75
Coal | 137.41 | 65.63 | 0 | 0 | 0 | 0
Geo | 3.95 | 3.95 | 3.95 | 3.95 | 3.95 | 3.95
H | 31.14 | 31.14 | 31.14 | 31.14 | 31.14 | 31.14
LFG | 0.24 | 0.24 | 0.24 | 8.86 | 8.86 | 8.86
Nuc | 0.01 | 0.01 | 0.01 | 0.01 | 0.01 | 0.01
PS | 0 | 0 | 0 | 0 | 0 | 0
PV | 0 | 0 | 0 | 0 | 0 | 0
PeakG | 12.29 | 19.13 | 14.16 | 16.07 | 17.04 | 17.04
PeakO | 7.96 | 10.98 | 8.8 | 5.83 | 5.83 | 2.52
ST | 0 | 0 | 0 | 0 | 0 | 0
STOG | 0 | 0 | 0 | 0 | 0 | 0
STWD | 0 | 0 | 0 | 0 | 0 | 0
WT | 55.22 | 179.56 | 258.46 | 258.46 | 258.46 | 258.46
IGCC | 0 | 0 | 0 | 0 | 0 | 0
DemandResponse | 0 | 0 | 0 | 0 | 0 | 0
IGCC-CCS | 0 | 0 | 0 | 0 | 0 | 0
WT_off | 0 | 0 | 0 | 0 | 0 | 0
PseudoUnit | 0 | 0 | 0 | 0 | 0 | 0
FixedInterchange | 0 | 0 | 0 | 0 | 0 | 0
Base FOM Costs by Reporting Type: MISO_IN
ReportingType | 2015 | 2020 | 2025 | 2030 | 2035 | 2040
BM | 0 | 0 | 0 | 0 | 0 | 0
CC | 93.96 | 261.01 | 250.65 | 254.17 | 260.13 | 260.13
CSP | 0 | 0 | 0 | 0 | 0 | 0
CT | 0 | 0 | 0 | 0 | 0 | 0
Coal | 708.22 | 609.74 | 0 | 0 | 0 | 0
Geo | 0 | 0 | 0 | 0 | 0 | 0
H | 1.07 | 1.07 | 1.07 | 1.07 | 1.07 | 1.07
LFG | 4.46 | 4.46 | 14.11 | 14.11 | 14.11 | 14.11
Nuc | 0.01 | 0.01 | 0.01 | 0.01 | 0.01 | 0.01
PS | 0 | 0 | 0 | 0 | 0 | 0
PV | 1.63 | 3.63 | 5.61 | 5.61 | 5.61 | 5.61
PeakG | 52.35 | 76.94 | 54.27 | 42.6 | 42.6 | 17.75
PeakO | 10.59 | 13.5 | 10.82 | 0 | 0 | 0
ST | 0 | 0 | 0 | 0 | 0 | 0
STOG | 12.26 | 14.51 | 12.44 | 0 | 0 | 0
STWD | 0 | 0 | 0 | 0 | 0 | 0
WT | 18.31 | 18.31 | 18.31 | 1215.26 | 1215.26 | 1215.26
IGCC | 30.22 | 30.22 | 30.22 | 30.22 | 30.22 | 30.22
DemandResponse | 0 | 0 | 0 | 0 | 0 | 0
IGCC-CCS | 0 | 0 | 0 | 0 | 0 | 0
WT_off | 0 | 0 | 0 | 0 | 0 | 0
PseudoUnit | 0 | 0 | 0 | 0 | 0 | 0
FixedInterchange | 0 | 0 | 0 | 0 | 0 | 0
Base FOM Costs by Reporting Type: MISO_MI
ReportingType | 2015 | 2020 | 2025 | 2030 | 2035 | 2040
BM | 0 | 0 | 0 | 0 | 0 | 0
CC | 141.31 | 184.6 | 154.75 | 101.82 | 114.03 | 114.03
CSP | 0 | 0 | 0 | 0 | 0 | 0
CT | 0 | 0 | 0 | 0 | 0 | 0
Coal | 311.31 | 0 | 0 | 0 | 0 | 0
Geo | 0 | 0 | 0 | 0 | 0 | 0
H | 2.01 | 2.01 | 2.01 | 2.01 | 2.01 | 2.01
LFG | 38.95 | 38.95 | 38.95 | 38.95 | 38.95 | 38.95
Nuc | 275.03 | 275.03 | 275.03 | 275.03 | 161.75 | 529.73
PS | 44.44 | 44.44 | 44.44 | 44.44 | 44.44 | 44.44
PV | 0 | 0 | 0 | 0 | 0 | 0
PeakG | 61.2 | 89.88 | 71.67 | 52.2 | 52.2 | 19.49
PeakO | 15.67 | 19.97 | 16.01 | 0 | 0 | 0
ST | 0 | 0 | 0 | 0 | 0 | 0
STOG | 125.33 | 148.3 | 39.59 | 0 | 0 | 0
STWD | 5.22 | 6.54 | 5.33 | 5.33 | 5.33 | 5.33
WT | 61.65 | 62.51 | 78.5 | 78.5 | 78.5 | 78.5
IGCC | 0 | 0 | 0 | 0 | 0 | 0
DemandResponse | 0 | 0 | 0 | 0 | 0 | 0
IGCC-CCS | 0 | 0 | 0 | 0 | 0 | 0
WT_off | 0 | 0 | 0 | 0 | 0 | 0
PseudoUnit | 0 | 0 | 0 | 0 | 0 | 0
FixedInterchange | 0 | 0 | 0 | 0 | 0 | 0
Base FOM Costs by Reporting Type: MISO_MO-IL
ReportingType | 2015 | 2020 | 2025 | 2030 | 2035 | 2040
BM | 0 | 0 | 0 | 0 | 0 | 0
CC | 31.4 | 39.92 | 32.06 | 35.22 | 39.25 | 39.25
CSP | 0 | 0 | 0 | 0 | 0 | 0
CT | 0 | 0 | 0 | 0 | 0 | 0
Coal | 701.32 | 254.25 | 63 | 63.42 | 63.42 | 65.69
Geo | 0 | 0 | 0 | 0 | 0 | 0
H | 5.01 | 9 | 9 | 9 | 9 | 9
LFG | 2.17 | 2.17 | 29.04 | 29.04 | 29.04 | 29.04
Nuc | 308.98 | 325.11 | 325.11 | 325.11 | 325.11 | 325.11
PS | 10.45 | 10.45 | 10.45 | 10.45 | 10.45 | 10.45
PV | 0 | 0 | 0 | 0 | 0 | 0
PeakG | 77.83 | 114.84 | 80.73 | 103.63 | 110.17 | 109.4
PeakO | 21.48 | 28.65 | 22.96 | 0 | 0 | 0
ST | 0 | 0 | 0 | 0 | 0 | 0
STOG | 26.02 | 30.78 | 0 | 0 | 0 | 0
STWD | 0 | 0 | 0 | 0 | 0 | 0
WT | 21.36 | 21.36 | 178.56 | 557.4 | 557.4 | 557.4
IGCC | 0 | 0 | 0 | 0 | 0 | 0
DemandResponse | 0 | 0 | 0 | 0 | 0 | 0
IGCC-CCS | 0 | 0 | 0 | 0 | 0 | 0
WT_off | 0 | 0 | 0 | 0 | 0 | 0
PseudoUnit | 0 | 0 | 0 | 0 | 0 | 0
FixedInterchange | 0 | 0 | 0 | 0 | 0 | 0
Base FOM Costs by Reporting Type: MISO_W
ReportingType | 2015 | 2020 | 2025 | 2030 | 2035 | 2040
BM | 0 | 0 | 0 | 0 | 0 | 0
CC | 90.43 | 114.8 | 92.68 | 90.38 | 107.18 | 109.92
CSP | 0 | 0 | 0 | 0 | 0 | 0
CT | 0 | 0 | 0 | 0 | 0 | 0
Coal | 682.52 | 406.95 | 38.14 | 39.2 | 42.57 | 48.3
Geo | 0 | 0 | 0 | 0 | 0 | 0
H | 7.08 | 7.08 | 7.08 | 7.08 | 7.08 | 7.08
LFG | 24.73 | 24.73 | 24.73 | 33.36 | 33.36 | 33.36
Nuc | 343.79 | 343.79 | 343.79 | 602.57 | 0.04 | 0.04
PS | 0 | 0 | 0 | 0 | 0 | 0
PV | 0 | 0 | 0 | 0 | 0 | 0
PeakG | 87.12 | 123.54 | 89.97 | 104.33 | 107.88 | 104.8
PeakO | 56.38 | 79.08 | 64.57 | 0 | 0 | 0
ST | 0 | 0 | 0 | 0 | 0 | 0
STOG | 7.56 | 8.94 | 0 | 0 | 0 | 0
STWD | 10.03 | 12.55 | 10.23 | 10.23 | 10.23 | 10.23
WT | 268.82 | 550.66 | 2135.12 | 2135.12 | 2302.58 | 2302.58
IGCC | 0 | 0 | 0 | 0 | 0 | 0
DemandResponse | 0 | 0 | 0 | 0 | 0 | 0
IGCC-CCS | 0 | 0 | 0 | 0 | 0 | 0
WT_off | 0 | 0 | 0 | 0 | 0 | 0
PseudoUnit | 0 | 0 | 0 | 0 | 0 | 0
FixedInterchange | 0 | 0 | 0 | 0 | 0 | 0
Base FOM Costs by Reporting Type: MISO_WUMS
ReportingType | 2015 | 2020 | 2025 | 2030 | 2035 | 2040
BM | 0 | 0 | 0 | 0 | 0 | 0
CC | 146.24 | 168.18 | 147.96 | 147.96 | 162.65 | 166.46
CSP | 0 | 0 | 0 | 0 | 0 | 0
CT | 0 | 0 | 0 | 0 | 0 | 0
Coal | 235.74 | 110.31 | 69.03 | 70.63 | 71.93 | 80.59
Geo | 0 | 0 | 0 | 0 | 0 | 0
H | 4.79 | 4.8 | 4.8 | 4.8 | 4.8 | 4.8
LFG | 8.57 | 8.57 | 35.44 | 35.44 | 35.44 | 35.44
Nuc | 264.54 | 287.77 | 264.54 | 570.75 | 0.04 | 0.04
PS | 0 | 0 | 0 | 0 | 0 | 0
PV | 0 | 0 | 0 | 0 | 0 | 0
PeakG | 55.64 | 81.65 | 65.08 | 43.54 | 43.54 | 18.49
PeakO | 13.52 | 17.78 | 14.69 | 0 | 0 | 0
ST | 0 | 0 | 0 | 0 | 0 | 0
STOG | 13.21 | 15.63 | 0 | 0 | 0 | 0
STWD | 3.37 | 4.21 | 3.43 | 3.43 | 3.43 | 3.43
WT | 46.36 | 46.36 | 47.23 | 237.58 | 399.66 | 399.66
IGCC | 0 | 0 | 0 | 0 | 0 | 0
DemandResponse | 0 | 0 | 0 | 0 | 0 | 0
IGCC-CCS | 0 | 0 | 0 | 0 | 0 | 0
WT_off | 0 | 0 | 0 | 0 | 0 | 0
PseudoUnit | 0 | 0 | 0 | 0 | 0 | 0
FixedInterchange | 0 | 0 | 0 | 0 | 0 | 0
Base FOM Costs by Reporting Type: Nebraska
ReportingType | 2015 | 2020 | 2025 | 2030 | 2035 | 2040
BM | 0 | 0 | 0 | 0 | 0 | 0
CC | 10.62 | 13.51 | 10.85 | 10.85 | 12.75 | 13.28
CSP | 0 | 0 | 0 | 0 | 0 | 0
CT | 0 | 0 | 0 | 0 | 0 | 0
Coal | 257.61 | 38.62 | 38.62 | 40.06 | 40.06 | 47.82
Geo | 0 | 0 | 0 | 0 | 0 | 0
H | 2.38 | 2.38 | 2.38 | 2.38 | 2.38 | 2.38
LFG | 0.72 | 0.72 | 0.72 | 9.35 | 9.35 | 9.35
Nuc | 182.28 | 198.29 | 182.28 | 249.21 | 0.09 | 0.09
PS | 0 | 0 | 0 | 0 | 0 | 0
PV | 0 | 0 | 0 | 0 | 0 | 0
PeakG | 21.82 | 37.31 | 31.37 | 31.37 | 31.37 | 31.35
PeakO | 9.57 | 12.19 | 9.77 | 9.77 | 0 | 0
ST | 0 | 0 | 0 | 0 | 0 | 0
STOG | 0 | 0 | 0 | 0 | 0 | 0
STWD | 0 | 0 | 0 | 0 | 0 | 0
WT | 10.53 | 436.14 | 436.14 | 464.9 | 524.61 | 524.61
IGCC | 0 | 0 | 0 | 0 | 0 | 0
DemandResponse | 0 | 0 | 0 | 0 | 0 | 0
IGCC-CCS | 0 | 0 | 0 | 0 | 0 | 0
WT_off | 0 | 0 | 0 | 0 | 0 | 0
PseudoUnit | 0 | 0 | 0 | 0 | 0 | 0
FixedInterchange | 0 | 0 | 0 | 0 | 0 | 0
Base FOM Costs by Reporting Type: NEISO
ReportingType | 2015 | 2020 | 2025 | 2030 | 2035 | 2040
BM | 25.35 | 25.35 | 25.35 | 25.35 | 25.35 | 25.35
CC | 268.47 | 231.17 | 94.49 | 42.89 | 44.64 | 24.08
CSP | 0 | 0 | 0 | 0 | 0 | 0
CT | 2.24 | 2.24 | 2.24 | 2.17 | 0 | 0
Coal | 22.84 | 0 | 0 | 0 | 0 | 0
Geo | 0 | 0 | 0 | 0 | 0 | 0
H | 46.4 | 46.4 | 46.4 | 46.4 | 46.45 | 46.45
LFG | 70.11 | 70.11 | 70.11 | 78.5 | 78.5 | 78.5
Nuc | 676.28 | 735.67 | 676.28 | 676.28 | 488.61 | 932.14
PS | 39.74 | 39.74 | 39.74 | 39.74 | 39.74 | 39.74
PV | 4.7 | 4.7 | 4.7 | 4.7 | 4.7 | 4.7
PeakG | 19.94 | 29.61 | 20.59 | 22.4 | 28.7 | 28.7
PeakO | 0 | 0 | 0 | 0 | 0 | 0
ST | 0 | 0 | 0 | 0 | 0 | 0
STOG | 0 | 0 | 0 | 0 | 0 | 0
STWD | 19.55 | 24.46 | 19.93 | 19.93 | 19.93 | 19.93
WT | 21.07 | 74.31 | 108.41 | 155.17 | 155.17 | 155.17
IGCC | 0 | 0 | 0 | 0 | 0 | 0
DemandResponse | 0 | 0 | 0 | 0 | 0 | 0
IGCC-CCS | 0 | 0 | 0 | 0 | 0 | 0
WT_off | 24.96 | 24.96 | 24.96 | 24.96 | 24.96 | 24.96
PseudoUnit | 0 | 0 | 0 | 0 | 0 | 0
FixedInterchange | 0 | 0 | 0 | 0 | 0 | 0
Base FOM Costs by Reporting Type: NonRTO_Midwest
ReportingType | 2015 | 2020 | 2025 | 2030 | 2035 | 2040
BM | 0 | 0 | 0 | 0 | 0 | 0
CC | 26.69 | 61.8 | 61.8 | 61.8 | 61.8 | 35.11
CSP | 0 | 0 | 0 | 0 | 0 | 0
CT | 0 | 0 | 0 | 0 | 0 | 0
Coal | 529.57 | 245.02 | 89.71 | 78.76 | 79.78 | 86.27
Geo | 0 | 0 | 0 | 0 | 0 | 0
H | 2.04 | 2.04 | 12.66 | 12.66 | 12.66 | 12.66
LFG | 1.69 | 1.69 | 20.97 | 20.97 | 20.97 | 20.97
Nuc | 0.01 | 0.01 | 0.01 | 0.01 | 184.68 | 359.78
PS | 0 | 0 | 0 | 0 | 0 | 0
PV | 0 | 0 | 0 | 0 | 0 | 0
PeakG | 56.39 | 83.4 | 58.5 | 68.6 | 20.29 | 8.58
PeakO | 0.35 | 0.45 | 0 | 0 | 0 | 0
ST | 0 | 0 | 0 | 0 | 0 | 0
STOG | 0 | 0 | 0 | 0 | 0 | 0
STWD | 0 | 0 | 0 | 0 | 0 | 0
WT | 2.26 | 2.26 | 2.26 | 2.26 | 2.26 | 2.26
IGCC | 0 | 0 | 0 | 0 | 0 | 0
DemandResponse | 0 | 0 | 0 | 0 | 0 | 0
IGCC-CCS | 0 | 0 | 0 | 0 | 0 | 0
WT_off | 0 | 0 | 0 | 0 | 0 | 0
PseudoUnit | 0 | 0 | 0 | 0 | 0 | 0
FixedInterchange | 0 | 0 | 0 | 0 | 0 | 0
Base FOM Costs by Reporting Type: NYISO_A-F
ReportingType | 2015 | 2020 | 2025 | 2030 | 2035 | 2040
BM | 0 | 0 | 0 | 0 | 0 | 0
CC | 99.29 | 101.4 | 9.19 | 9.19 | 9.19 | 0
CSP | 0 | 0 | 0 | 0 | 0 | 0
CT | 0 | 0 | 0 | 0 | 0 | 0
Coal | 0 | 0 | 0 | 0 | 0 | 0
Geo | 0 | 0 | 0 | 0 | 0 | 0
H | 62.6 | 62.6 | 62.6 | 62.6 | 62.6 | 62.6
LFG | 20.8 | 20.8 | 20.8 | 28.97 | 28.97 | 28.97
Nuc | 489.92 | 509.2 | 489.92 | 399.48 | 552.03 | 578.17
PS | 33.52 | 33.52 | 33.52 | 33.52 | 33.52 | 33.52
PV | 0 | 0 | 0 | 0 | 0 | 0
PeakG | 3.78 | 5.56 | 0 | 0 | 0 | 0
PeakO | 0 | 0 | 0 | 0 | 0 | 0
ST | 0 | 0 | 0 | 0 | 0 | 0
STOG | 0 | 0 | 0 | 0 | 0 | 0
STWD | 2.76 | 3.45 | 2.81 | 2.81 | 2.81 | 2.81
WT | 118.81 | 133.35 | 133.35 | 133.35 | 224.12 | 224.12
IGCC | 0 | 0 | 0 | 0 | 0 | 0
DemandResponse | 0 | 0 | 0 | 0 | 0 | 0
IGCC-CCS | 0 | 0 | 0 | 0 | 0 | 0
WT_off | 0 | 0 | 0 | 0 | 0 | 0
PseudoUnit | 0 | 0 | 0 | 0 | 0 | 0
FixedInterchange | 0 | 0 | 0 | 0 | 0 | 0
Base FOM Costs by Reporting Type: NYISO_G-I
ReportingType | 2015 | 2020 | 2025 | 2030 | 2035 | 2040
BM | 0 | 0 | 0 | 0 | 0 | 0
CC | 34.33 | 43.65 | 35.09 | 35.19 | 42.92 | 0
CSP | 0 | 0 | 0 | 0 | 0 | 0
CT | 0 | 0 | 0 | 0 | 0 | 0
Coal | 0 | 0 | 0 | 0 | 0 | 0
Geo | 0 | 0 | 0 | 0 | 0 | 0
H | 0.46 | 0.46 | 0.46 | 0.46 | 0.46 | 0.46
LFG | 7.72 | 7.72 | 7.72 | 16.67 | 16.67 | 16.67
Nuc | 297.74 | 323.88 | 297.74 | 297.74 | 484.15 | 371.45
PS | 0 | 0 | 0 | 0 | 0 | 0
PV | 0 | 0 | 0 | 0 | 0 | 0
PeakG | 1.51 | 2.04 | 1.56 | 1.56 | 1.56 | 0
PeakO | 2.55 | 3.25 | 0 | 0 | 0 | 0
ST | 0 | 0 | 0 | 0 | 0 | 0
STOG | 0 | 0 | 0 | 0 | 0 | 0
STWD | 0 | 0 | 0 | 0 | 0 | 0
WT | 1.68 | 1.68 | 1.68 | 10.11 | 10.11 | 10.11
IGCC | 0 | 0 | 0 | 0 | 0 | 0
DemandResponse | 0 | 0 | 0 | 0 | 0 | 0
IGCC-CCS | 0 | 0 | 0 | 0 | 0 | 0
WT_off | 0 | 0 | 0 | 0 | 0 | 0
PseudoUnit | 0 | 0 | 0 | 0 | 0 | 0
FixedInterchange | 0 | 0 | 0 | 0 | 0 | 0
Base FOM Costs by Reporting Type: NYISO_J-K
ReportingType | 2015 | 2020 | 2025 | 2030 | 2035 | 2040
BM | 0 | 0 | 0 | 0 | 0 | 0
CC | 125.46 | 154.92 | 127.77 | 138.94 | 152.61 | 152.61
CSP | 0 | 0 | 0 | 0 | 0 | 0
CT | 0 | 0 | 0 | 0 | 0 | 0
Coal | 0 | 0 | 0 | 0 | 0 | 0
Geo | 0 | 0 | 0 | 0 | 0 | 0
H | 0 | 0 | 0 | 0 | 0 | 0
LFG | 14.96 | 14.96 | 14.96 | 23.9 | 23.9 | 23.9
Nuc | 0.01 | 0.01 | 0.01 | 0.01 | 0.01 | 0.01
PS | 0 | 0 | 0 | 0 | 0 | 0
PV | 0.53 | 0.53 | 0.53 | 0.53 | 0.53 | 0.53
PeakG | 54.7 | 77.08 | 56.45 | 62.35 | 66.78 | 66.78
PeakO | 61.69 | 79.16 | 63.78 | 65.02 | 65.02 | 56.96
ST | 0 | 0 | 0 | 0 | 0 | 0
STOG | 126.89 | 104.72 | 38.75 | 24.77 | 24.77 | 12.18
STWD | 0 | 0 | 0 | 0 | 0 | 0
WT | 0 | 0 | 0 | 0 | 9.26 | 9.26
IGCC | 0 | 0 | 0 | 0 | 0 | 0
DemandResponse | 0 | 0 | 0 | 0 | 0 | 0
IGCC-CCS | 0 | 0 | 0 | 0 | 0 | 0
WT_off | 0 | 0 | 0 | 0 | 0 | 0
PseudoUnit | 0 | 0 | 0 | 0 | 0 | 0
FixedInterchange | 0 | 0 | 0 | 0 | 0 | 0
Base FOM Costs by Reporting Type: PJM_E
ReportingType | 2015 | 2020 | 2025 | 2030 | 2035 | 2040
BM | 3.02 | 3.02 | 3.02 | 3.02 | 3.02 | 3.02
CC | 297.21 | 359.4 | 312.87 | 330.19 | 322.13 | 322.13
CSP | 0 | 0 | 0 | 0 | 0 | 0
CT | 0.18 | 0.18 | 0.18 | 0 | 0 | 0
Coal | 67.42 | 27.04 | 31.97 | 32.26 | 34.91 | 34.91
Geo | 0 | 0 | 0 | 0 | 0 | 0
H | 3.85 | 3.85 | 3.85 | 3.85 | 3.85 | 3.85
LFG | 72.83 | 72.83 | 72.83 | 72.83 | 72.83 | 72.83
Nuc | 1239 | 1184.31 | 1149.53 | 1149.53 | 825.73 | 1983.3
PS | 9.5 | 9.5 | 9.5 | 9.5 | 9.5 | 9.5
PV | 0.75 | 0.75 | 0.75 | 0.75 | 0.75 | 0.75
PeakG | 75.2 | 106.43 | 77.64 | 89.79 | 93.22 | 55.12
PeakO | 75.92 | 100.78 | 53.95 | 8.44 | 0 | 0
ST | 0 | 0 | 0 | 0 | 0 | 0
STOG | 115.25 | 13.74 | 0 | 0 | 0 | 0
STWD | 0 | 0 | 0 | 0 | 0 | 0
WT | 32.63 | 32.63 | 32.63 | 32.63 | 32.63 | 32.63
IGCC | 0 | 0 | 0 | 0 | 0 | 0
DemandResponse | 0 | 0 | 0 | 0 | 0 | 0
IGCC-CCS | 0 | 0 | 0 | 0 | 0 | 0
WT_off | 0 | 0 | 58.67 | 58.67 | 58.67 | 58.67
PseudoUnit | 0 | 0 | 0 | 0 | 0 | 0
FixedInterchange | 0 | 0 | 0 | 0 | 0 | 0
Base FOM Costs by Reporting Type: PJM_ROM
ReportingType | 2015 | 2020 | 2025 | 2030 | 2035 | 2040
BM | 1.81 | 1.81 | 1.81 | 1.81 | 1.81 | 1.81
CC | 142.43 | 174.53 | 145.82 | 151.1 | 172.02 | 172.02
CSP | 0 | 0 | 0 | 0 | 0 | 0
CT | 0.11 | 0.11 | 0.11 | 0.11 | 0 | 0
Coal | 149.45 | 28.36 | 0.96 | 0.96 | 0.96 | 0.96
Geo | 0 | 0 | 0 | 0 | 0 | 0
H | 19.83 | 19.83 | 29.48 | 29.48 | 29.48 | 29.48
LFG | 74.95 | 74.95 | 74.95 | 74.95 | 74.95 | 74.95
Nuc | 733.21 | 756.8 | 733.21 | 733.21 | 909.83 | 1923.84
PS | 35.92 | 35.92 | 35.92 | 35.92 | 35.92 | 35.92
PV | 7.64 | 21.77 | 33.46 | 34.82 | 34.82 | 34.82
PeakG | 30.83 | 44.67 | 41.32 | 41.32 | 41.32 | 33.32
PeakO | 45.95 | 58.57 | 46.94 | 5.17 | 0 | 0
ST | 0 | 0 | 0 | 0 | 0 | 0
STOG | 155.08 | 183.5 | 0 | 0 | 0 | 0
STWD | 2.24 | 2.81 | 2.29 | 2.29 | 2.29 | 2.29
WT | 38.48 | 59.54 | 59.54 | 59.54 | 59.54 | 59.54
IGCC | 0 | 0 | 0 | 0 | 0 | 0
DemandResponse | 0 | 0 | 0 | 0 | 0 | 0
IGCC-CCS | 0 | 0 | 0 | 0 | 0 | 0
WT_off | 0 | 0 | 0 | 0 | 0 | 0
PseudoUnit | 0 | 0 | 0 | 0 | 0 | 0
FixedInterchange | 0 | 0 | 0 | 0 | 0 | 0
Base FOM Costs by Reporting Type: PJM_ROR
ReportingType | 2015 | 2020 | 2025 | 2030 | 2035 | 2040
BM | 38.69 | 38.69 | 38.69 | 38.69 | 38.69 | 38.69
CC | 540.18 | 628.35 | 555.66 | 581.82 | 615.91 | 567.65
CSP | 0 | 0 | 0 | 0 | 0 | 0
CT | 0.19 | 0.19 | 0.19 | 0.19 | 0 | 0
Coal | 2304.67 | 1020.01 | 251.94 | 256.4 | 259.75 | 316.92
Geo | 0 | 0 | 0 | 0 | 0 | 0
H | 26.17 | 33.33 | 33.33 | 33.33 | 33.33 | 33.33
LFG | 65.06 | 65.06 | 126.87 | 126.87 | 126.87 | 126.87
Nuc | 2917.4 | 3014.07 | 2917.4 | 2791.17 | 2489.47 | 5922.02
PS | 73.14 | 73.14 | 73.14 | 73.14 | 73.14 | 73.14
PV | 0.35 | 0.35 | 0.35 | 0.35 | 0.35 | 0.35
PeakG | 325.76 | 481.29 | 337.93 | 436.45 | 464.24 | 125.59
PeakO | 48.69 | 65.15 | 37.9 | 7.92 | 0 | 0
ST | 0 | 0 | 0 | 0 | 0 | 0
STOG | 93.25 | 108.52 | 0 | 0 | 0 | 0
STWD | 6.22 | 7.78 | 6.34 | 6.34 | 6.34 | 6.34
WT | 322.6 | 327.98 | 456.67 | 616.75 | 616.75 | 616.75
IGCC | 0 | 0 | 0 | 0 | 0 | 0
DemandResponse | 0 | 0 | 0 | 0 | 0 | 0
IGCC-CCS | 0 | 0 | 0 | 0 | 0 | 0
WT_off | 0 | 0 | 0 | 0 | 0 | 0
PseudoUnit | 0 | 0 | 0 | 0 | 0 | 0
FixedInterchange | 0 | 0 | 0 | 0 | 0 | 0
Base FOM Costs by Reporting Type: SOCO
ReportingType | 2015 | 2020 | 2025 | 2030 | 2035 | 2040
BM | 5.53 | 5.53 | 5.53 | 5.53 | 5.53 | 337.2
CC | 585.32 | 707.78 | 598.54 | 605.11 | 290.2 | 200.54
CSP | 0 | 0 | 0 | 0 | 0 | 0
CT | 0 | 0 | 0 | 0 | 0 | 0
Coal | 493.17 | 101.7 | 105.11 | 111.62 | 119.75 | 119.75
Geo | 0 | 0 | 0 | 0 | 0 | 0
H | 59.74 | 59.74 | 59.74 | 59.74 | 59.74 | 59.74
LFG | 4.46 | 4.46 | 17.39 | 17.39 | 17.39 | 17.39
Nuc | 850.41 | 1045.67 | 1045.67 | 1678.67 | 2525.83 | 3130.34
PS | 39.76 | 39.76 | 39.76 | 39.76 | 39.76 | 39.76
PV | 0 | 0 | 0 | 0 | 0 | 0
PeakG | 170.46 | 253.08 | 153.64 | 0 | 0 | 0
PeakO | 0 | 0 | 0 | 0 | 0 | 0
ST | 0 | 0 | 0 | 0 | 0 | 0
STOG | 0 | 0 | 0 | 0 | 0 | 0
STWD | 21.41 | 26.79 | 21.83 | 21.83 | 21.83 | 21.83
WT | 0 | 0 | 0 | 0 | 0 | 0
IGCC | 0 | 0 | 0 | 0 | 0 | 0
DemandResponse | 0 | 0 | 0 | 0 | 0 | 0
IGCC-CCS | 0 | 0 | 0 | 0 | 0 | 0
WT_off | 0 | 0 | 0 | 0 | 0 | 0
PseudoUnit | 0 | 0 | 0 | 0 | 0 | 0
FixedInterchange | 0 | 0 | 0 | 0 | 0 | 0
Base FOM Costs by Reporting Type: SPP_N
ReportingType | 2015 | 2020 | 2025 | 2030 | 2035 | 2040
BM | 0 | 0 | 0 | 0 | 0 | 0
CC | 41.13 | 52.29 | 42 | 46.53 | 51.42 | 51.42
CSP | 0 | 0 | 0 | 0 | 0 | 0
CT | 0 | 0 | 0 | 0 | 0 | 0
Coal | 548.33 | 183.05 | 13.8 | 13.8 | 13.8 | 13.8
Geo | 0 | 0 | 0 | 0 | 0 | 0
H | 0.3 | 0.3 | 0.3 | 0.3 | 0.3 | 0.3
LFG | 0.84 | 0.84 | 0.84 | 12.28 | 12.28 | 12.28
Nuc | 160.51 | 168.89 | 168.89 | 168.89 | 168.89 | 168.89
PS | 0 | 0 | 0 | 0 | 0 | 0
PV | 0 | 0 | 0 | 0 | 0 | 0
PeakG | 74.97 | 117.69 | 105.7 | 105.7 | 105.7 | 83.54
PeakO | 34.89 | 44.84 | 35.94 | 35.94 | 0 | 0
ST | 0 | 0 | 0 | 0 | 0 | 0
STOG | 38.26 | 45.27 | 0 | 0 | 0 | 0
STWD | 0 | 0 | 0 | 0 | 0 | 0
WT | 41.99 | 1089.81 | 1207.54 | 1214.64 | 1499.43 | 1499.43
IGCC | 0 | 0 | 0 | 0 | 0 | 0
DemandResponse | 0 | 0 | 0 | 0 | 0 | 0
IGCC-CCS | 0 | 0 | 0 | 0 | 0 | 0
WT_off | 0 | 0 | 0 | 0 | 0 | 0
PseudoUnit | 0 | 0 | 0 | 0 | 0 | 0
FixedInterchange | 0 | 0 | 0 | 0 | 0 | 0
Base FOM Costs by Reporting Type: SPP_S
ReportingType | 2015 | 2020 | 2025 | 2030 | 2035 | 2040
BM | 0 | 0 | 0 | 0 | 0 | 0
CC | 327.42 | 415.34 | 336.76 | 365.29 | 385.83 | 386.11
CSP | 0 | 0 | 0 | 0 | 0 | 0
CT | 2.76 | 4.77 | 4.77 | 4.77 | 2.01 | 0
Coal | 799.14 | 135.25 | 29.32 | 29.32 | 29.32 | 29.32
Geo | 0 | 0 | 0 | 0 | 0 | 0
H | 30.03 | 30.03 | 30.03 | 30.03 | 30.03 | 30.03
LFG | 2.29 | 2.29 | 2.29 | 13.72 | 13.72 | 13.72
Nuc | 0.01 | 0.01 | 0.01 | 0.01 | 0.01 | 0.01
PS | 10.59 | 10.59 | 10.59 | 10.59 | 10.59 | 10.59
PV | 0 | 0 | 0 | 0 | 0 | 0
PeakG | 60.2 | 87.93 | 62.37 | 76.78 | 82.77 | 82.21
PeakO | 3.36 | 4.54 | 3.63 | 3.63 | 0.1 | 0
ST | 0 | 0 | 0 | 0 | 0 | 0
STOG | 231.99 | 274.5 | 94.91 | 13.37 | 0 | 0
STWD | 2.69 | 3.37 | 2.75 | 2.75 | 2.75 | 2.75
WT | 102.8 | 1187.1 | 1214.51 | 1214.51 | 1373.76 | 1373.76
IGCC | 0 | 0 | 0 | 0 | 0 | 0
DemandResponse | 0 | 0 | 0 | 0 | 0 | 0
IGCC-CCS | 0 | 0 | 0 | 0 | 0 | 0
WT_off | 0 | 0 | 0 | 0 | 0 | 0
PseudoUnit | 0 | 0 | 0 | 0 | 0 | 0
FixedInterchange | 0 | 0 | 0 | 0 | 0 | 0
Base FOM Costs by Reporting Type: TVA
ReportingType | 2015 | 2020 | 2025 | 2030 | 2035 | 2040
BM | 0 | 0 | 0 | 0 | 0 | 7.11
CC | 199.54 | 247.99 | 214.86 | 220.72 | 150.18 | 96.24
CSP | 0 | 0 | 0 | 0 | 0 | 0
CT | 0 | 0 | 0 | 0 | 0 | 0
Coal | 478.85 | 221.15 | 0 | 0 | 0 | 0
Geo | 0 | 0 | 0 | 0 | 0 | 0
H | 72.8 | 72.8 | 72.8 | 73.19 | 73.19 | 73.19
LFG | 1.57 | 1.57 | 14.49 | 14.49 | 14.49 | 14.49
Nuc | 1153.81 | 1199.07 | 1153.81 | 1153.81 | 1320.49 | 2249.89
PS | 41.38 | 41.38 | 41.38 | 41.38 | 41.38 | 41.38
PV | 0 | 0 | 0 | 0 | 0 | 0
PeakG | 97.65 | 151.22 | 78.01 | 47.19 | 0 | 0
PeakO | 1.87 | 2.54 | 0 | 0 | 0 | 0
ST | 0 | 0 | 0 | 0 | 0 | 0
STOG | 0 | 0 | 0 | 0 | 0 | 0
STWD | 0.16 | 0.2 | 0.16 | 0.16 | 0.16 | 0.16
WT | 0.99 | 0.99 | 0.99 | 0.99 | 0.99 | 0.99
IGCC | 0 | 0 | 0 | 0 | 0 | 0
DemandResponse | 0 | 0 | 0 | 0 | 0 | 0
IGCC-CCS | 0 | 0 | 0 | 0 | 0 | 0
WT_off | 0 | 0 | 0 | 0 | 0 | 0
PseudoUnit | 0 | 0 | 0 | 0 | 0 | 0
FixedInterchange | 0 | 0 | 0 | 0 | 0 | 0
Base FOM Costs by Reporting Type: TVA_Transmission
ReportingType | 2015 | 2020 | 2025 | 2030 | 2035 | 2040
BM | 0 | 0 | 0 | 0 | 0 | 0
CC | 0 | 0 | 0 | 0 | 0 | 0
CSP | 0 | 0 | 0 | 0 | 0 | 0
CT | 0 | 0 | 0 | 0 | 0 | 0
Coal | 0 | 0 | 0 | 0 | 0 | 0
Geo | 0 | 0 | 0 | 0 | 0 | 0
H | 0 | 0 | 0 | 0 | 0 | 0
LFG | 0 | 0 | 0 | 0 | 0 | 0
Nuc | 0 | 0 | 0 | 0 | 0 | 0
PS | 0 | 0 | 0 | 0 | 0 | 0
PV | 0 | 0 | 0 | 0 | 0 | 0
PeakG | 0 | 0 | 0 | 0 | 0 | 0
PeakO | 0 | 0 | 0 | 0 | 0 | 0
ST | 0 | 0 | 0 | 0 | 0 | 0
STOG | 0 | 0 | 0 | 0 | 0 | 0
STWD | 0 | 0 | 0 | 0 | 0 | 0
WT | 0 | 0 | 0 | 0 | 0 | 0
IGCC | 0 | 0 | 0 | 0 | 0 | 0
DemandResponse | 0 | 0 | 0 | 0 | 0 | 0
IGCC-CCS | 0 | 0 | 0 | 0 | 0 | 0
WT_off | 0 | 0 | 0 | 0 | 0 | 0
PseudoUnit | 0 | 0 | 0 | 0 | 0 | 0
FixedInterchange | 0 | 0 | 0 | 0 | 0 | 0
Base FOM Costs by Reporting Type: VACAR
ReportingType | 2015 | 2020 | 2025 | 2030 | 2035 | 2040
BM | 0 | 1.07 | 44.58 | 44.58 | 44.58 | 156.19
CC | 259.92 | 289.34 | 256.3 | 264.96 | 173.54 | 47.47
CSP | 0 | 0 | 0 | 0 | 0 | 0
CT | 4.8 | 4.8 | 4.8 | 0.28 | 0 | 0
Coal | 645.89 | 149.63 | 87.58 | 89.35 | 93.03 | 102.67
Geo | 0 | 0 | 0 | 0 | 0 | 0
H | 30.23 | 30.23 | 30.23 | 30.23 | 30.23 | 30.23
LFG | 20.52 | 20.52 | 20.52 | 20.52 | 20.52 | 20.52
Nuc | 1664.13 | 1955.26 | 1870.92 | 2373.62 | 2741.23 | 4746.14
PS | 62.1 | 62.1 | 62.1 | 62.1 | 62.1 | 62.1
PV | 1.49 | 2.25 | 2.25 | 2.25 | 2.25 | 2.25
PeakG | 142.93 | 209.84 | 104.06 | 0 | 0 | 0
PeakO | 36.13 | 46.34 | 0 | 0 | 0 | 0
ST | 0 | 0 | 0 | 0 | 0 | 0
STOG | 4.04 | 0 | 0 | 0 | 0 | 0
STWD | 9.01 | 11.27 | 9.18 | 9.18 | 9.18 | 9.18
WT | 47.52 | 98.25 | 98.25 | 98.25 | 98.25 | 98.25
IGCC | 0 | 0 | 0 | 0 | 0 | 0
DemandResponse | 0 | 0 | 0 | 0 | 0 | 0
IGCC-CCS | 0 | 0 | 0 | 0 | 0 | 0
WT_off | 0 | 0 | 0 | 0 | 0 | 0
PseudoUnit | 0 | 0 | 0 | 0 | 0 | 0
FixedInterchange | 0 | 0 | 0 | 0 | 0 | 0
Base FOM Costs by Reporting Type: IESO
ReportingType | 2015 | 2020 | 2025 | 2030 | 2035 | 2040
BM | 32.8 | 32.8 | 32.8 | 32.8 | 32.8 | 32.8
CC | 18.17 | 18.17 | 18.17 | 18.17 | 18.17 | 18.17
CSP | 0 | 0 | 0 | 0 | 0 | 0
CT | 2.46 | 2.46 | 2.46 | 2.46 | 0 | 0
Coal | 0 | 0 | 0 | 0 | 0 | 0
Geo | 0 | 0 | 0 | 0 | 0 | 0
H | 123.83 | 123.83 | 123.83 | 123.83 | 127.39 | 127.39
LFG | 14.17 | 14.17 | 14.17 | 14.23 | 14.23 | 14.23
Nuc | 1895.33 | 1895.33 | 1895.33 | 1895.33 | 1745.37 | 2079.68
PS | 2.92 | 2.92 | 2.92 | 2.92 | 2.92 | 2.92
PV | 18.26 | 18.26 | 18.26 | 18.26 | 0.44 | 0.44
PeakG | 0 | 0 | 0 | 0 | 0 | 0
PeakO | 0 | 0 | 0 | 0 | 0 | 0
ST | 0 | 0 | 0 | 0 | 0 | 0
STOG | 0 | 0 | 0 | 0 | 0 | 0
STWD | 4.45 | 4.45 | 4.45 | 4.45 | 4.45 | 4.45
WT | 102.92 | 102.92 | 102.92 | 102.92 | 102.92 | 102.92
IGCC | 0 | 0 | 0 | 0 | 0 | 0
DemandResponse | 0 | 0 | 0 | 0 | 0 | 0
IGCC-CCS | 0 | 0 | 0 | 0 | 0 | 0
WT_off | 0 | 0 | 0 | 0 | 0 | 0
PseudoUnit | 0 | 0 | 0 | 0 | 0 | 0
FixedInterchange | 0 | 0 | 0 | 0 | 0 | 0
Base FOM Costs by Reporting Type: MAPP_CA
ReportingType | 2015 | 2020 | 2025 | 2030 | 2035 | 2040
BM | 0 | 0 | 0 | 0 | 0 | 0
CC | 28.53 | 28.53 | 6.84 | 6.84 | 6.84 | 0
CSP | 0 | 0 | 0 | 0 | 0 | 0
CT | 0 | 0 | 0 | 0 | 0 | 0
Coal | 52.4 | 0 | 0 | 0 | 0 | 0
Geo | 0 | 0 | 0 | 0 | 0 | 0
H | 92.24 | 100.44 | 123.42 | 132.31 | 132.31 | 132.31
LFG | 0 | 0 | 0 | 0 | 0 | 0
Nuc | 0.01 | 0.01 | 0.01 | 0.01 | 0.01 | 0.01
PS | 0 | 0 | 0 | 0 | 0 | 0
PV | 0 | 0 | 0 | 0 | 0 | 0
PeakG | 9.88 | 7.84 | 0 | 0 | 0 | 0
PeakO | 0.09 | 0 | 0 | 0 | 0 | 0
ST | 0 | 0 | 0 | 0 | 0 | 0
STOG | 5.54 | 0 | 0 | 0 | 0 | 0
STWD | 0 | 0 | 0 | 0 | 0 | 0
WT | 17.9 | 17.9 | 17.9 | 17.9 | 9.41 | 9.41
IGCC | 0 | 0 | 0 | 0 | 0 | 0
DemandResponse | 0 | 0 | 0 | 0 | 0 | 0
IGCC-CCS | 0 | 0 | 0 | 0 | 0 | 0
WT_off | 0 | 0 | 0 | 0 | 0 | 0
PseudoUnit | 0 | 0 | 0 | 0 | 0 | 0
FixedInterchange | 0 | 0 | 0 | 0 | 0 | 0
Base FOM Costs by Reporting Type: AZ_NM_SNV_Coal
ReportingType | 2015 | 2020 | 2025 | 2030 | 2035 | 2040
BM | 0 | 0 | 0 | 0 | 0 | 0
CC | 0 | 0 | 0 | 0 | 0 | 0
CSP | 0 | 0 | 0 | 0 | 0 | 0
CT | 0 | 0 | 0 | 0 | 0 | 0
Coal | 602.53 | 412.07 | 0 | 0 | 0 | 0
Geo | 0 | 0 | 0 | 0 | 0 | 0
H | 0 | 0 | 0 | 0 | 0 | 0
LFG | 0 | 0 | 0 | 0 | 0 | 0
Nuc | 0 | 0 | 0 | 0 | 0 | 0
PS | 0 | 0 | 0 | 0 | 0 | 0
PV | 0 | 0 | 0 | 0 | 0 | 0
PeakG | 0 | 0 | 0 | 0 | 0 | 0
PeakO | 0.34 | 0 | 0 | 0 | 0 | 0
ST | 0 | 0 | 0 | 0 | 0 | 0
STOG | 0 | 0 | 0 | 0 | 0 | 0
STWD | 0 | 0 | 0 | 0 | 0 | 0
WT | 0 | 0 | 0 | 0 | 0 | 0
IGCC | 0 | 0 | 0 | 0 | 0 | 0
DemandResponse | 0 | 0 | 0 | 0 | 0 | 0
IGCC-CCS | 0 | 0 | 0 | 0 | 0 | 0
WT_off | 0 | 0 | 0 | 0 | 0 | 0
PseudoUnit | 0 | 0 | 0 | 0 | 0 | 0
FixedInterchange | 0 | 0 | 0 | 0 | 0 | 0
Base FOM Costs by Reporting Type: AZ_NM_SNV_Gas
ReportingType | 2015 | 2020 | 2025 | 2030 | 2035 | 2040
BM | 0 | 0 | 0 | 0 | 0 | 0
CC | 393 | 497.06 | 401.14 | 282 | 194.03 | 148.87
CSP | 0 | 0 | 0 | 0 | 0 | 0
CT | 4.93 | 4.93 | 4.93 | 4.93 | 0 | 0
Coal | 0 | 0 | 0 | 0 | 0 | 0
Geo | 0 | 0 | 0 | 0 | 0 | 0
H | 0 | 0 | 0 | 0 | 0 | 0
LFG | 0 | 0 | 0 | 0 | 0 | 0
Nuc | 0 | 0 | 0 | 0 | 0 | 0
PS | 0 | 0 | 0 | 0 | 0 | 0
PV | 0 | 0 | 0 | 0 | 0 | 0
PeakG | 63.97 | 78.37 | 0 | 0 | 0 | 0
PeakO | 0 | 0 | 0 | 0 | 0 | 0
ST | 0 | 0 | 0 | 0 | 0 | 0
STOG | 0 | 0 | 0 | 0 | 0 | 0
STWD | 0 | 0 | 0 | 0 | 0 | 0
WT | 0 | 0 | 0 | 0 | 0 | 0
IGCC | 0 | 0 | 0 | 0 | 0 | 0
DemandResponse | 0 | 0 | 0 | 0 | 0 | 0
IGCC-CCS | 0 | 0 | 0 | 0 | 0 | 0
WT_off | 0 | 0 | 0 | 0 | 0 | 0
PseudoUnit | 0 | 0 | 0 | 0 | 0 | 0
FixedInterchange | 0 | 0 | 0 | 0 | 0 | 0
Base FOM Costs by Reporting Type: AZ_NM_SNV_NucRenew
ReportingType | 2015 | 2020 | 2025 | 2030 | 2035 | 2040
BM | 0 | 0 | 0 | 0 | 0 | 0
CC | 0 | 0 | 0 | 0 | 0 | 0
CSP | 0 | 0 | 0 | 0 | 0 | 0
CT | 0 | 0 | 0 | 0 | 0 | 0
Coal | 0 | 0 | 0 | 0 | 0 | 0
Geo | 2.11 | 2.11 | 122.18 | 122.18 | 122.18 | 122.18
H | 44.6 | 44.6 | 44.6 | 44.6 | 44.6 | 44.6
LFG | 8.14 | 8.14 | 8.14 | 8.14 | 8.14 | 8.14
Nuc | 484.16 | 564.17 | 564.17 | 692.04 | 1029.12 | 1140.25
PS | 5.13 | 5.13 | 5.13 | 5.13 | 5.13 | 5.13
PV | 2.38 | 2.38 | 2.38 | 2.38 | 2.38 | 2.38
PeakG | 0 | 0 | 0 | 0 | 0 | 0
PeakO | 0 | 0 | 0 | 0 | 0 | 0
ST | 22.33 | 42.46 | 55.33 | 607.93 | 623.43 | 640.03
STOG | 0 | 0 | 0 | 0 | 0 | 0
STWD | 0.83 | 1.04 | 0.85 | 0.85 | 0.85 | 0.85
WT | 78.37 | 161.33 | 295.56 | 295.56 | 295.56 | 295.56
IGCC | 0 | 0 | 0 | 0 | 0 | 0
DemandResponse | 0 | 0 | 0 | 0 | 0 | 0
IGCC-CCS | 0 | 0 | 0 | 0 | 0 | 0
WT_off | 0 | 0 | 0 | 0 | 0 | 0
PseudoUnit | 0 | 0 | 0 | 0 | 0 | 0
FixedInterchange | 0 | 0 | 0 | 0 | 0 | 0
Base FOM Costs by Reporting Type: ERCOT
ReportingType | 2015 | 2020 | 2025 | 2030 | 2035 | 2040
BM | 14.57 | 14.57 | 14.57 | 14.57 | 15.76 | 251.27
CC | 1012.83 | 1252.22 | 1042.05 | 1071.46 | 1087.49 | 851.65
CSP | 0 | 0 | 0 | 0 | 0 | 0
CT | 1.67 | 1.67 | 1.67 | 1.67 | 0 | 0
Coal | 401.43 | 225.69 | 178.62 | 180.28 | 180.28 | 220.02
Geo | 0 | 0 | 0 | 0 | 0 | 0
H | 8.05 | 8.05 | 8.05 | 8.05 | 8.05 | 8.05
LFG | 9.05 | 9.05 | 51.64 | 51.64 | 51.64 | 51.64
Nuc | 574.09 | 734.71 | 741.22 | 741.22 | 1113.03 | 1423.15
PS | 0 | 0 | 0 | 0 | 0 | 0
PV | 0.25 | 0.25 | 0.25 | 0.25 | 0.25 | 0.25
PeakG | 80.63 | 119.03 | 112.09 | 64.88 | 0 | 0
PeakO | 1.29 | 1.86 | 0 | 0 | 0 | 0
ST | 0 | 0 | 0 | 0 | 0 | 0
STOG | 715.4 | 600.59 | 0 | 0 | 0 | 0
STWD | 0 | 0 | 0 | 0 | 0 | 0
WT | 356.39 | 685.87 | 1452.85 | 1452.85 | 1452.85 | 1514.47
IGCC | 0 | 0 | 0 | 0 | 0 | 0
DemandResponse | 0 | 0 | 0 | 0 | 0 | 0
IGCC-CCS | 0 | 0 | 0 | 0 | 0 | 0
WT_off | 0 | 0 | 0 | 0 | 0 | 0
PseudoUnit | 0 | 0 | 0 | 0 | 0 | 0
FixedInterchange | 0 | 0 | 0 | 0 | 0 | 0
Base FOM Costs by Reporting Type: NP15
ReportingType | 2015 | 2020 | 2025 | 2030 | 2035 | 2040
BM | 0 | 0 | 0 | 0 | 0 | 0
CC | 205.4 | 258.04 | 196.78 | 148.62 | 13.52 | 0
CSP | 0 | 0 | 0 | 0 | 0 | 0
CT | 1.42 | 1.42 | 1.42 | 1.42 | 0 | 0
Coal | 10.94 | 0 | 0 | 0 | 0 | 0
Geo | 151.36 | 151.36 | 151.36 | 151.36 | 151.36 | 151.36
H | 125.7 | 125.7 | 125.7 | 125.7 | 125.7 | 125.7
LFG | 78.24 | 78.24 | 78.24 | 78.24 | 78.24 | 78.24
Nuc | 302.44 | 364.27 | 334.86 | 449.87 | 684.31 | 710.79
PS | 53.58 | 53.58 | 53.58 | 53.58 | 53.58 | 53.58
PV | 0.89 | 0.89 | 0.89 | 0.89 | 0.89 | 0.89
PeakG | 56.04 | 82.34 | 51.78 | 55.76 | 55.82 | 55.82
PeakO | 10.26 | 13.08 | 0.02 | 0 | 0 | 0
ST | 1.86 | 1.86 | 1.86 | 1.86 | 1.86 | 1.86
STOG | 79.97 | 0 | 0 | 0 | 0 | 0
STWD | 14.17 | 17.73 | 14.44 | 14.44 | 14.44 | 14.44
WT | 40.21 | 40.21 | 132.82 | 132.82 | 132.82 | 132.82
IGCC | 0 | 0 | 0 | 0 | 0 | 0
DemandResponse | 0 | 0 | 0 | 0 | 0 | 0
IGCC-CCS | 0 | 0 | 0 | 0 | 0 | 0
WT_off | 0 | 0 | 0 | 0 | 0 | 0
PseudoUnit | 0 | 0 | 0 | 0 | 0 | 0
FixedInterchange | 0 | 0 | 0 | 0 | 0 | 0
Base FOM Costs by Reporting Type: NWPP_Coal
ReportingType | 2015 | 2020 | 2025 | 2030 | 2035 | 2040
BM | 0 | 0 | 0 | 0 | 0 | 0
CC | 0 | 0 | 0 | 0 | 0 | 0
CSP | 0 | 0 | 0 | 0 | 0 | 0
CT | 0 | 0 | 0 | 0 | 0 | 0
Coal | 455.53 | 367.34 | 11.72 | 12.11 | 12.58 | 14.69
Geo | 0 | 0 | 0 | 0 | 0 | 0
H | 0 | 0 | 0 | 0 | 0 | 0
LFG | 0 | 0 | 0 | 0 | 0 | 0
Nuc | 0 | 0 | 0 | 0 | 0 | 0
PS | 0 | 0 | 0 | 0 | 0 | 0
PV | 0 | 0 | 0 | 0 | 0 | 0
PeakG | 0 | 0 | 0 | 0 | 0 | 0
PeakO | 0 | 0 | 0 | 0 | 0 | 0
ST | 0 | 0 | 0 | 0 | 0 | 0
STOG | 0 | 0 | 0 | 0 | 0 | 0
STWD | 0 | 0 | 0 | 0 | 0 | 0
WT | 0 | 0 | 0 | 0 | 0 | 0
IGCC | 0 | 0 | 0 | 0 | 0 | 0
DemandResponse | 0 | 0 | 0 | 0 | 0 | 0
IGCC-CCS | 0 | 0 | 0 | 0 | 0 | 0
WT_off | 0 | 0 | 0 | 0 | 0 | 0
PseudoUnit | 0 | 0 | 0 | 0 | 0 | 0
FixedInterchange | 0 | 0 | 0 | 0 | 0 | 0
Base FOM Costs by Reporting Type: NWPP_Gas
ReportingType | 2015 | 2020 | 2025 | 2030 | 2035 | 2040
BM | 0 | 0 | 0 | 0 | 0 | 0
CC | 192.07 | 249.25 | 202.28 | 10.54 | 10.54 | 6.22
CSP | 0 | 0 | 0 | 0 | 0 | 0
CT | 1 | 1 | 1 | 1 | 0 | 0
Coal | 0 | 0 | 0 | 0 | 0 | 0
Geo | 0 | 0 | 0 | 0 | 0 | 0
H | 0 | 0 | 0 | 0 | 0 | 0
LFG | 0 | 0 | 0 | 0 | 0 | 0
Nuc | 0 | 0 | 0 | 0 | 0 | 0
PS | 0 | 0 | 0 | 0 | 0 | 0
PV | 0 | 0 | 0 | 0 | 0 | 0
PeakG | 0 | 0 | 0 | 0 | 0 | 0
PeakO | 0 | 0 | 0 | 0 | 0 | 0
ST | 0 | 0 | 0 | 0 | 0 | 0
STOG | 0 | 0 | 0 | 0 | 0 | 0
STWD | 0 | 0 | 0 | 0 | 0 | 0
WT | 0 | 0 | 0 | 0 | 0 | 0
IGCC | 0 | 0 | 0 | 0 | 0 | 0
DemandResponse | 0 | 0 | 0 | 0 | 0 | 0
IGCC-CCS | 0 | 0 | 0 | 0 | 0 | 0
WT_off | 0 | 0 | 0 | 0 | 0 | 0
PseudoUnit | 0 | 0 | 0 | 0 | 0 | 0
FixedInterchange | 0 | 0 | 0 | 0 | 0 | 0
Base FOM Costs by Reporting Type: NWPP_NucRenew
ReportingType | 2015 | 2020 | 2025 | 2030 | 2035 | 2040
BM | 3.27 | 3.27 | 3.27 | 3.27 | 3.27 | 3.27
CC | 0 | 0 | 0 | 0 | 0 | 0
CSP | 0 | 0 | 0 | 0 | 0 | 0
CT | 0 | 0 | 0 | 0 | 0 | 0
Coal | 0 | 0 | 0 | 0 | 0 | 0
Geo | 35.81 | 35.81 | 72.38 | 72.38 | 72.38 | 72.38
H | 480.54 | 480.54 | 480.54 | 480.54 | 485.31 | 485.31
LFG | 28.28 | 28.28 | 44.91 | 44.91 | 44.91 | 44.91
Nuc | 164.67 | 164.67 | 164.67 | 901.69 | 901.69 | 1004.5
PS | 6.12 | 6.12 | 6.12 | 6.12 | 6.12 | 6.12
PV | 0.04 | 0.04 | 0.04 | 0.04 | 0.04 | 0.04
PeakG | 0 | 0 | 0 | 0 | 0 | 0
PeakO | 0 | 0 | 0 | 0 | 0 | 0
ST | 0 | 0 | 0 | 0 | 0 | 0
STOG | 0 | 0 | 0 | 0 | 0 | 0
STWD | 17.98 | 22.5 | 18.33 | 18.33 | 18.33 | 18.33
WT | 228.93 | 228.93 | 228.93 | 228.93 | 228.93 | 228.93
IGCC | 0 | 0 | 0 | 0 | 0 | 0
DemandResponse | 0 | 0 | 0 | 0 | 0 | 0
IGCC-CCS | 0 | 0 | 0 | 0 | 0 | 0
WT_off | 0 | 0 | 0 | 0 | 0 | 0
PseudoUnit | 0 | 0 | 0 | 0 | 0 | 0
FixedInterchange | 0 | 0 | 0 | 0 | 0 | 0
Base FOM Costs by Reporting Type: RMPA
ReportingType | 2015 | 2020 | 2025 | 2030 | 2035 | 2040
BM | 0 | 0 | 0 | 0 | 0 | 0
CC | 66.56 | 84.62 | 67.97 | 83.2 | 83.2 | 83.2
CSP | 0 | 0 | 0 | 0 | 0 | 0
CT | 1.02 | 1.02 | 1.02 | 1.02 | 0 | 0
Coal | 403.55 | 299.15 | 48.4 | 49.68 | 50.04 | 57
Geo | 0 | 0 | 216.56 | 216.56 | 216.56 | 216.56
H | 13.99 | 13.99 | 13.99 | 13.99 | 13.99 | 13.99
LFG | 0.89 | 0.89 | 4.37 | 4.37 | 4.37 | 4.37
Nuc | 0.01 | 0.01 | 0.01 | 10.78 | 62.52 | 103.34
PS | 13.37 | 13.37 | 13.37 | 13.37 | 13.37 | 13.37
PV | 0.31 | 0.31 | 0.31 | 0.31 | 0.31 | 0.31
PeakG | 46.76 | 69.43 | 48.54 | 56.64 | 53.13 | 40.85
PeakO | 0 | 0 | 0 | 0 | 0 | 0
ST | 12.07 | 22.01 | 22.3 | 22.6 | 30.96 | 39.45
STOG | 0 | 0 | 0 | 0 | 0 | 0
STWD | 0 | 0 | 0 | 0 | 0 | 0
WT | 155.77 | 304.62 | 308.39 | 312.24 | 312.24 | 312.24
IGCC | 0 | 0 | 0 | 0 | 0 | 0
DemandResponse | 0 | 0 | 0 | 0 | 0 | 0
IGCC-CCS | 0 | 0 | 0 | 0 | 0 | 0
WT_off | 0 | 0 | 0 | 0 | 0 | 0
PseudoUnit | 0 | 0 | 0 | 0 | 0 | 0
FixedInterchange | 0 | 0 | 0 | 0 | 0 | 0
Base FOM Costs by Reporting Type: SP15
ReportingType | 2015 | 2020 | 2025 | 2030 | 2035 | 2040
BM | 0.6 | 0.6 | 0.6 | 0.6 | 0.6 | 0.6
CC | 299.75 | 392.77 | 326.63 | 299.46 | 274.17 | 277.87
CSP | 0 | 0 | 0 | 0 | 0 | 0
CT | 0 | 0 | 0 | 0 | 0 | 0
Coal | 11.02 | 8.11 | 0 | 0 | 0 | 0
Geo | 208.35 | 208.35 | 208.35 | 208.35 | 208.35 | 208.35
H | 16.57 | 16.57 | 16.57 | 16.57 | 16.57 | 16.57
LFG | 93.8 | 93.8 | 93.8 | 93.8 | 93.8 | 93.8
Nuc | 327.58 | 356.35 | 327.58 | 327.59 | 327.59 | 467.39
PS | 34.19 | 34.19 | 34.19 | 34.19 | 34.19 | 34.19
PV | 1.87 | 1.87 | 1.87 | 1.87 | 1.87 | 1.87
PeakG | 76.73 | 111.44 | 93.22 | 103.59 | 103.59 | 103.59
PeakO | 1.47 | 1.91 | 0 | 0 | 0 | 0
ST | 28.67 | 28.67 | 28.67 | 28.67 | 640.03 | 640.03
STOG | 238 | 164.46 | 0 | 0 | 0 | 0
STWD | 3.81 | 4.77 | 3.89 | 3.89 | 3.89 | 3.89
WT | 71.03 | 71.03 | 293.53 | 468.68 | 468.68 | 468.68
IGCC | 0 | 0 | 0 | 0 | 0 | 0
DemandResponse | 0 | 0 | 0 | 0 | 0 | 0
IGCC-CCS | 0 | 0 | 0 | 0 | 0 | 0
WT_off | 0 | 0 | 0 | 0 | 0 | 0
PseudoUnit | 0 | 0 | 0 | 0 | 0 | 0
FixedInterchange | 0 | 0 | 0 | 0 | 0 | 0
Base FOM Costs by Reporting Type: ALB
ReportingType | 2015 | 2020 | 2025 | 2030 | 2035 | 2040
BM | 0 | 0 | 0 | 0 | 0 | 0
CC | 66.83 | 66.83 | 69.23 | 1.48 | 1.48 | 0
CSP | 0 | 0 | 0 | 0 | 0 | 0
CT | 1.35 | 1.35 | 1.35 | 1.35 | 0 | 0
Coal | 380.9 | 399.22 | 409.72 | 14.69 | 14.69 | 14.69
Geo | 0 | 0 | 0 | 0 | 0 | 0
H | 12.99 | 12.99 | 12.99 | 12.99 | 12.99 | 12.99
LFG | 1.21 | 1.21 | 1.21 | 1.21 | 1.21 | 1.21
Nuc | 0.01 | 0.01 | 0.01 | 729.26 | 754.86 | 771.65
PS | 0 | 0 | 0 | 0 | 0 | 0
PV | 0 | 0 | 0 | 0 | 0 | 0
PeakG | 18.81 | 9.97 | 0 | 0 | 0 | 0
PeakO | 0 | 0 | 0 | 0 | 0 | 0
ST | 0 | 0 | 0 | 0 | 0 | 0
STOG | 0 | 0 | 0 | 0 | 0 | 0
STWD | 5.58 | 5.58 | 5.58 | 5.58 | 5.58 | 5.58
WT | 22.94 | 22.94 | 22.94 | 22.94 | 22.94 | 22.94
IGCC | 0 | 0 | 0 | 0 | 0 | 0
DemandResponse | 0 | 0 | 0 | 0 | 0 | 0
IGCC-CCS | 0 | 0 | 0 | 0 | 0 | 0
WT_off | 0 | 0 | 0 | 0 | 0 | 0
PseudoUnit | 0 | 0 | 0 | 0 | 0 | 0
FixedInterchange | 0 | 0 | 0 | 0 | 0 | 0
Base FOM Costs by Reporting Type: BC
ReportingType | 2015 | 2020 | 2025 | 2030 | 2035 | 2040
BM | 0 | 0 | 0 | 0 | 0 | 0
CC | 17.06 | 17.06 | 17.06 | 10.97 | 10.97 | 0
CSP | 0 | 0 | 0 | 0 | 0 | 0
CT | 0 | 0 | 0 | 0 | 0 | 0
Coal | 0 | 0 | 0 | 0 | 0 | 0
Geo | 0 | 0 | 0 | 0 | 0 | 0
H | 173.22 | 173.22 | 173.22 | 173.22 | 173.22 | 173.22
LFG | 2.9 | 2.9 | 2.9 | 2.9 | 2.9 | 2.9
Nuc | 0.01 | 0.01 | 0.01 | 0.01 | 0.01 | 0.01
PS | 0 | 0 | 0 | 0 | 0 | 0
PV | 0 | 0 | 0 | 0 | 0 | 0
PeakG | 0 | 0 | 0 | 0 | 0 | 0
PeakO | 0 | 0 | 0 | 0 | 0 | 0
ST | 0 | 0 | 0 | 0 | 0 | 0
STOG | 0 | 0 | 0 | 0 | 0 | 0
STWD | 16.34 | 16.34 | 16.34 | 16.34 | 16.34 | 16.34
WT | 7.53 | 7.53 | 7.53 | 7.53 | 7.53 | 7.53
IGCC | 0 | 0 | 0 | 0 | 0 | 0
DemandResponse | 0 | 0 | 0 | 0 | 0 | 0
IGCC-CCS | 0 | 0 | 0 | 0 | 0 | 0
WT_off | 0 | 0 | 0 | 0 | 0 | 0
PseudoUnit | 0 | 0 | 0 | 0 | 0 | 0
FixedInterchange | 0 | 0 | 0 | 0 | 0 | 0
Base FOM Costs by Reporting Type: HQ_IESO
ReportingType | 2015 | 2020 | 2025 | 2030 | 2035 | 2040
BM | 0 | 0 | 0 | 0 | 0 | 0
CC | 0 | 0 | 0 | 0 | 0 | 0
CSP | 0 | 0 | 0 | 0 | 0 | 0
CT | 0 | 0 | 0 | 0 | 0 | 0
Coal | 0 | 0 | 0 | 0 | 0 | 0
Geo | 0 | 0 | 0 | 0 | 0 | 0
H | 0 | 0 | 0 | 0 | 0 | 0
LFG | 0 | 0 | 0 | 0 | 0 | 0
Nuc | 0.01 | 0.01 | 0.01 | 0.01 | 0.01 | 0.01
PS | 0 | 0 | 0 | 0 | 0 | 0
PV | 0 | 0 | 0 | 0 | 0 | 0
PeakG | 0 | 0 | 0 | 0 | 0 | 0
PeakO | 0 | 0 | 0 | 0 | 0 | 0
ST | 0 | 0 | 0 | 0 | 0 | 0
STOG | 0 | 0 | 0 | 0 | 0 | 0
STWD | 0 | 0 | 0 | 0 | 0 | 0
WT | 0 | 0 | 0 | 0 | 0 | 0
IGCC | 0 | 0 | 0 | 0 | 0 | 0
DemandResponse | 0 | 0 | 0 | 0 | 0 | 0
IGCC-CCS | 0 | 0 | 0 | 0 | 0 | 0
WT_off | 0 | 0 | 0 | 0 | 0 | 0
PseudoUnit | 0 | 0 | 0 | 23.47 | 26.32 | 26.32
FixedInterchange | 0 | 0 | 0 | 0 | 0 | 0
Base FOM Costs by Reporting Type: HQ_NEISO
ReportingType | 2015 | 2020 | 2025 | 2030 | 2035 | 2040
BM | 0 | 0 | 0 | 0 | 0 | 0
CC | 0 | 0 | 0 | 0 | 0 | 0
CSP | 0 | 0 | 0 | 0 | 0 | 0
CT | 0 | 0 | 0 | 0 | 0 | 0
Coal | 0 | 0 | 0 | 0 | 0 | 0
Geo | 0 | 0 | 0 | 0 | 0 | 0
H | 0 | 0 | 0 | 0 | 0 | 0
LFG | 0 | 0 | 0 | 0 | 0 | 0
Nuc | 0.01 | 0.01 | 0.01 | 0.01 | 0.01 | 0.01
PS | 0 | 0 | 0 | 0 | 0 | 0
PV | 0 | 0 | 0 | 0 | 0 | 0
PeakG | 0 | 0 | 0 | 0 | 0 | 0
PeakO | 0 | 0 | 0 | 0 | 0 | 0
ST | 0 | 0 | 0 | 0 | 0 | 0
STOG | 0 | 0 | 0 | 0 | 0 | 0
STWD | 0 | 0 | 0 | 0 | 0 | 0
WT | 0 | 0 | 0 | 0 | 0 | 0
IGCC | 0 | 0 | 0 | 0 | 0 | 0
DemandResponse | 0 | 0 | 0 | 0 | 0 | 0
IGCC-CCS | 0 | 0 | 0 | 0 | 0 | 0
WT_off | 0 | 0 | 0 | 0 | 0 | 0
PseudoUnit | 0 | 0 | 0 | 8.26 | 15.83 | 15.83
FixedInterchange | 0 | 0 | 0 | 0 | 0 | 0
Base FOM Costs by Reporting Type: HQ_NY
ReportingType | 2015 | 2020 | 2025 | 2030 | 2035 | 2040
BM | 0 | 0 | 0 | 0 | 0 | 0
CC | 0 | 0 | 0 | 0 | 0 | 0
CSP | 0 | 0 | 0 | 0 | 0 | 0
CT | 0 | 0 | 0 | 0 | 0 | 0
Coal | 0 | 0 | 0 | 0 | 0 | 0
Geo | 0 | 0 | 0 | 0 | 0 | 0
H | 0 | 0 | 0 | 0 | 0 | 0
LFG | 0 | 0 | 0 | 0 | 0 | 0
Nuc | 0.01 | 0.01 | 0.01 | 0.01 | 0.01 | 0.01
PS | 0 | 0 | 0 | 0 | 0 | 0
PV | 0 | 0 | 0 | 0 | 0 | 0
PeakG | 0 | 0 | 0 | 0 | 0 | 0
PeakO | 0 | 0 | 0 | 0 | 0 | 0
ST | 0 | 0 | 0 | 0 | 0 | 0
STOG | 0 | 0 | 0 | 0 | 0 | 0
STWD | 0 | 0 | 0 | 0 | 0 | 0
WT | 0 | 0 | 0 | 0 | 0 | 0
IGCC | 0 | 0 | 0 | 0 | 0 | 0
DemandResponse | 0 | 0 | 0 | 0 | 0 | 0
IGCC-CCS | 0 | 0 | 0 | 0 | 0 | 0
WT_off | 0 | 0 | 0 | 0 | 0 | 0
PseudoUnit | 0 | 0 | 33.22 | 33.22 | 33.22 | 33.22
FixedInterchange | 0 | 0 | 0 | 0 | 0 | 0
Base FOM Costs by Reporting Type: MARITIMES
ReportingType | 2015 | 2020 | 2025 | 2030 | 2035 | 2040
BM | 0 | 0 | 0 | 0 | 0 | 0
CC | 0 | 0 | 0 | 0 | 0 | 0
CSP | 0 | 0 | 0 | 0 | 0 | 0
CT | 0 | 0 | 0 | 0 | 0 | 0
Coal | 0 | 0 | 0 | 0 | 0 | 0
Geo | 0 | 0 | 0 | 0 | 0 | 0
H | 0 | 0 | 0 | 0 | 0 | 0
LFG | 0 | 0 | 0 | 0 | 0 | 0
Nuc | 0.01 | 0.01 | 0.01 | 0.01 | 0.01 | 0.01
PS | 0 | 0 | 0 | 0 | 0 | 0
PV | 0 | 0 | 0 | 0 | 0 | 0
PeakG | 0 | 0 | 0 | 0 | 0 | 0
PeakO | 0 | 0 | 0 | 0 | 0 | 0
ST | 0 | 0 | 0 | 0 | 0 | 0
STOG | 0 | 0 | 0 | 0 | 0 | 0
STWD | 0 | 0 | 0 | 0 | 0 | 0
WT | 0 | 0 | 0 | 0 | 0 | 0
IGCC | 0 | 0 | 0 | 0 | 0 | 0
DemandResponse | 0 | 0 | 0 | 0 | 0 | 0
IGCC-CCS | 0 | 0 | 0 | 0 | 0 | 0
WT_off | 0 | 0 | 0 | 0 | 0 | 0
PseudoUnit | 0 | 0 | 0 | 5.59 | 7.12 | 7.12
FixedInterchange | 0 | 0 | 0 | 0 | 0 | 0
Base FOM Costs by Reporting Type: All
ReportingType | 2015 | 2020 | 2025 | 2030 | 2035 | 2040
BM | 125.64 | 126.71 | 170.22 | 170.22 | 171.4 | 971.91
CC | 6996.33 | 8671.1 | 7110.12 | 6415.64 | 5861.38 | 5133.43
CSP | 0 | 0 | 0 | 0 | 0 | 0
CT | 42.8 | 44.81 | 44.81 | 40 | 2.75 | 0.75
Coal | 12012.74 | 5465.35 | 1489.02 | 1103.91 | 1128.23 | 1274.76
Geo | 401.57 | 401.57 | 774.79 | 774.79 | 774.79 | 774.79
H | 1511 | 1530.37 | 1573.63 | 1582.9 | 1591.27 | 1591.27
LFG | 733.94 | 733.94 | 999.86 | 1086.97 | 1086.97 | 1086.97
Nuc | 16696.36 | 17842.96 | 17450.55 | 22165.86 | 23398.71 | 34662.99
PS | 517.25 | 517.25 | 517.25 | 517.25 | 517.25 | 517.25
PV | 42.31 | 59.7 | 73.81 | 75.17 | 57.35 | 57.35
PeakG | 2032.77 | 2938.09 | 1916.58 | 1651.95 | 1545.34 | 1025.85
PeakO | 511.22 | 610.48 | 389.78 | 141.72 | 70.95 | 59.48
ST | 64.93 | 95 | 108.16 | 661.06 | 1296.28 | 1321.37
STOG | 2086 | 1829.38 | 185.68 | 38.13 | 24.77 | 12.18
STWD | 158.67 | 191.92 | 161.28 | 161.28 | 161.28 | 161.28
WT | 2298.74 | 5969.75 | 9335.21 | 11531.46 | 12456.29 | 12517.91
IGCC | 30.22 | 30.22 | 30.22 | 30.22 | 30.22 | 30.22
DemandResponse | 0 | 0 | 0 | 0 | 0 | 0
IGCC-CCS | 0 | 0 | 0 | 0 | 0 | 0
WT_off | 24.96 | 24.96 | 83.62 | 83.62 | 83.62 | 83.62
PseudoUnit | 0 | 0 | 33.22 | 70.54 | 82.49 | 82.49
FixedInterchange | 0 | 0 | 0 | 0 | 0 | 0
Base FOM Costs by Reporting Type: EI_US
ReportingType | 2015 | 2020 | 2025 | 2030 | 2035 | 2040
BM | 74.39 | 75.47 | 118.97 | 118.97 | 118.97 | 683.97
CC | 4696.14 | 5806.56 | 4761.98 | 4482.91 | 4160.96 | 3747.44
CSP | 0 | 0 | 0 | 0 | 0 | 0
CT | 28.95 | 30.95 | 30.95 | 26.14 | 2.75 | 0.75
Coal | 9694.44 | 3753.76 | 840.56 | 847.16 | 870.65 | 968.37
Geo | 3.95 | 3.95 | 3.95 | 3.95 | 3.95 | 3.95
H | 419.29 | 430.45 | 450.73 | 451.11 | 451.16 | 451.16
LFG | 497.26 | 497.26 | 700.46 | 787.52 | 787.52 | 787.52
Nuc | 12948.03 | 13763.39 | 13422.65 | 16418.04 | 16780.18 | 26962.21
PS | 401.94 | 401.94 | 401.94 | 401.94 | 401.94 | 401.94
PV | 18.32 | 35.7 | 49.82 | 51.18 | 51.18 | 51.18
PeakG | 1679.93 | 2459.67 | 1610.96 | 1371.08 | 1332.8 | 825.58
PeakO | 497.77 | 593.63 | 389.75 | 141.72 | 70.95 | 59.48
ST | 0 | 0 | 0 | 0 | 0 | 0
STOG | 1047.1 | 1064.34 | 185.68 | 38.13 | 24.77 | 12.18
STWD | 95.51 | 119.51 | 97.38 | 97.38 | 97.38 | 97.38
WT | 1216.74 | 4326.46 | 6471.83 | 8489.08 | 9422.4 | 9422.4
IGCC | 30.22 | 30.22 | 30.22 | 30.22 | 30.22 | 30.22
DemandResponse | 0 | 0 | 0 | 0 | 0 | 0
IGCC-CCS | 0 | 0 | 0 | 0 | 0 | 0
WT_off | 24.96 | 24.96 | 83.62 | 83.62 | 83.62 | 83.62
PseudoUnit | 0 | 0 | 33.22 | 47.07 | 56.18 | 56.18
FixedInterchange | 0 | 0 | 0 | 0 | 0 | 0
Base FOM Costs by Reporting Type: EI_Canada
ReportingType | 2015 | 2020 | 2025 | 2030 | 2035 | 2040
BM | 32.8 | 32.8 | 32.8 | 32.8 | 32.8 | 32.8
CC | 46.7 | 46.7 | 25.01 | 25.01 | 25.01 | 18.17
CSP | 0 | 0 | 0 | 0 | 0 | 0
CT | 2.46 | 2.46 | 2.46 | 2.46 | 0 | 0
Coal | 52.4 | 0 | 0 | 0 | 0 | 0
Geo | 0 | 0 | 0 | 0 | 0 | 0
H | 216.06 | 224.26 | 247.25 | 256.13 | 259.69 | 259.69
LFG | 14.17 | 14.17 | 14.17 | 14.23 | 14.23 | 14.23
Nuc | 1895.36 | 1895.36 | 1895.36 | 1895.36 | 1745.4 | 2079.7
PS | 2.92 | 2.92 | 2.92 | 2.92 | 2.92 | 2.92
PV | 18.26 | 18.26 | 18.26 | 18.26 | 0.44 | 0.44
PeakG | 9.88 | 7.84 | 0 | 0 | 0 | 0
PeakO | 0.09 | 0 | 0 | 0 | 0 | 0
ST | 0 | 0 | 0 | 0 | 0 | 0
STOG | 5.54 | 0 | 0 | 0 | 0 | 0
STWD | 4.45 | 4.45 | 4.45 | 4.45 | 4.45 | 4.45
WT | 120.82 | 120.82 | 120.82 | 120.82 | 112.33 | 112.33
IGCC | 0 | 0 | 0 | 0 | 0 | 0
DemandResponse | 0 | 0 | 0 | 0 | 0 | 0
IGCC-CCS | 0 | 0 | 0 | 0 | 0 | 0
WT_off | 0 | 0 | 0 | 0 | 0 | 0
PseudoUnit | 0 | 0 | 0 | 23.47 | 26.32 | 26.32
FixedInterchange | 0 | 0 | 0 | 0 | 0 | 0
Base FOM Costs by Reporting Type: EI
ReportingType | 2015 | 2020 | 2025 | 2030 | 2035 | 2040
BM | 107.19 | 108.26 | 151.77 | 151.77 | 151.77 | 716.77
CC | 4742.83 | 5853.26 | 4786.99 | 4507.91 | 4185.96 | 3765.61
CSP | 0 | 0 | 0 | 0 | 0 | 0
CT | 31.41 | 33.42 | 33.42 | 28.6 | 2.75 | 0.75
Coal | 9746.84 | 3753.76 | 840.56 | 847.16 | 870.65 | 968.37
Geo | 3.95 | 3.95 | 3.95 | 3.95 | 3.95 | 3.95
H | 635.35 | 654.72 | 697.98 | 707.25 | 710.85 | 710.85
LFG | 511.43 | 511.43 | 714.64 | 801.75 | 801.75 | 801.75
Nuc | 14843.39 | 15658.74 | 15318.01 | 18313.4 | 18525.58 | 29041.91
PS | 404.86 | 404.86 | 404.86 | 404.86 | 404.86 | 404.86
PV | 36.58 | 53.97 | 68.08 | 69.44 | 51.62 | 51.62
PeakG | 1689.81 | 2467.51 | 1610.96 | 1371.08 | 1332.8 | 825.58
PeakO | 497.86 | 593.63 | 389.75 | 141.72 | 70.95 | 59.48
ST | 0 | 0 | 0 | 0 | 0 | 0
STOG | 1052.63 | 1064.34 | 185.68 | 38.13 | 24.77 | 12.18
STWD | 99.96 | 123.96 | 101.84 | 101.84 | 101.84 | 101.84
WT | 1337.56 | 4447.28 | 6592.65 | 8609.9 | 9534.73 | 9534.73
IGCC | 30.22 | 30.22 | 30.22 | 30.22 | 30.22 | 30.22
DemandResponse | 0 | 0 | 0 | 0 | 0 | 0
IGCC-CCS | 0 | 0 | 0 | 0 | 0 | 0
WT_off | 24.96 | 24.96 | 83.62 | 83.62 | 83.62 | 83.62
PseudoUnit | 0 | 0 | 33.22 | 70.54 | 82.49 | 82.49
FixedInterchange | 0 | 0 | 0 | 0 | 0 | 0
Base FOM Costs by Reporting Type: Outside_EI
ReportingType | 2015 | 2020 | 2025 | 2030 | 2035 | 2040
BM | 18.45 | 18.45 | 18.45 | 18.45 | 19.63 | 255.15
CC | 2253.49 | 2817.84 | 2323.13 | 1907.73 | 1675.42 | 1367.82
CSP | 0 | 0 | 0 | 0 | 0 | 0
CT | 11.39 | 11.39 | 11.39 | 11.39 | 0 | 0
Coal | 2265.9 | 1711.58 | 648.46 | 256.75 | 257.58 | 306.4
Geo | 397.63 | 397.63 | 770.84 | 770.84 | 770.84 | 770.84
H | 875.65 | 875.65 | 875.65 | 875.65 | 880.42 | 880.42
LFG | 222.51 | 222.51 | 285.22 | 285.22 | 285.22 | 285.22
Nuc | 1852.97 | 2184.21 | 2132.54 | 3852.46 | 4873.13 | 5621.08
PS | 112.39 | 112.39 | 112.39 | 112.39 | 112.39 | 112.39
PV | 5.73 | 5.73 | 5.73 | 5.73 | 5.73 | 5.73
PeakG | 342.96 | 470.57 | 305.63 | 280.87 | 212.54 | 200.27
PeakO | 13.36 | 16.85 | 0.02 | 0 | 0 | 0
ST | 64.93 | 95 | 108.16 | 661.06 | 1296.28 | 1321.37
STOG | 1033.37 | 765.05 | 0 | 0 | 0 | 0
STWD | 58.71 | 67.96 | 59.44 | 59.44 | 59.44 | 59.44
WT | 961.18 | 1522.47 | 2742.55 | 2921.56 | 2921.56 | 2983.18
IGCC | 0 | 0 | 0 | 0 | 0 | 0
DemandResponse | 0 | 0 | 0 | 0 | 0 | 0
IGCC-CCS | 0 | 0 | 0 | 0 | 0 | 0
WT_off | 0 | 0 | 0 | 0 | 0 | 0
PseudoUnit | 0 | 0 | 0 | 0 | 0 | 0
FixedInterchange | 0 | 0 | 0 | 0 | 0 | 0
#11 | 0.01: Retrofit FOM Costs ($million)
Retrofit FOM Costs by Reporting Type: Entergy
ReportingType | 2015 | 2020 | 2025 | 2030 | 2035 | 2040
BM | 0 | 0 | 0 | 0 | 0 | 0
CC | 0 | 0 | 0 | 0 | 0 | 0
CSP | 0 | 0 | 0 | 0 | 0 | 0
CT | 0 | 0 | 0 | 0 | 0 | 0
Coal | 2.88 | 1.61 | 0 | 0 | 0 | 0
Geo | 0 | 0 | 0 | 0 | 0 | 0
H | 0 | 0 | 0 | 0 | 0 | 0
LFG | 0 | 0 | 0 | 0 | 0 | 0
Nuc | 0 | 0 | 0 | 0 | 0 | 0
PS | 0 | 0 | 0 | 0 | 0 | 0
PV | 0 | 0 | 0 | 0 | 0 | 0
PeakG | 0 | 0 | 0 | 0 | 0 | 0
PeakO | 0 | 0 | 0 | 0 | 0 | 0
ST | 0 | 0 | 0 | 0 | 0 | 0
STOG | 0 | 0 | 0 | 0 | 0 | 0
STWD | 0 | 0 | 0 | 0 | 0 | 0
WT | 0 | 0 | 0 | 0 | 0 | 0
IGCC | 0 | 0 | 0 | 0 | 0 | 0
DemandResponse | 0 | 0 | 0 | 0 | 0 | 0
IGCC-CCS | 0 | 0 | 0 | 0 | 0 | 0
WT_off | 0 | 0 | 0 | 0 | 0 | 0
PseudoUnit | 0 | 0 | 0 | 0 | 0 | 0
FixedInterchange | 0 | 0 | 0 | 0 | 0 | 0
Retrofit FOM Costs by Reporting Type: FRCC
ReportingType | 2015 | 2020 | 2025 | 2030 | 2035 | 2040
BM | 0 | 0 | 0 | 0 | 0 | 0
CC | 0 | 0 | 0 | 0 | 0 | 0
CSP | 0 | 0 | 0 | 0 | 0 | 0
CT | 0 | 0 | 0 | 0 | 0 | 0
Coal | 9.24 | 4.9 | 0 | 0 | 0 | 0
Geo | 0 | 0 | 0 | 0 | 0 | 0
H | 0 | 0 | 0 | 0 | 0 | 0
LFG | 0 | 0 | 0 | 0 | 0 | 0
Nuc | 0 | 0 | 0 | 0 | 0 | 0
PS | 0 | 0 | 0 | 0 | 0 | 0
PV | 0 | 0 | 0 | 0 | 0 | 0
PeakG | 0 | 0 | 0 | 0 | 0 | 0
PeakO | 0 | 0 | 0 | 0 | 0 | 0
ST | 0 | 0 | 0 | 0 | 0 | 0
STOG | 0 | 0 | 0 | 0 | 0 | 0
STWD | 0 | 0 | 0 | 0 | 0 | 0
WT | 0 | 0 | 0 | 0 | 0 | 0
IGCC | 0 | 0 | 0 | 0 | 0 | 0
DemandResponse | 0 | 0 | 0 | 0 | 0 | 0
IGCC-CCS | 0 | 0 | 0 | 0 | 0 | 0
WT_off | 0 | 0 | 0 | 0 | 0 | 0
PseudoUnit | 0 | 0 | 0 | 0 | 0 | 0
FixedInterchange | 0 | 0 | 0 | 0 | 0 | 0
Retrofit FOM Costs by Reporting Type: MAPP_US
ReportingType | 2015 | 2020 | 2025 | 2030 | 2035 | 2040
BM | 0 | 0 | 0 | 0 | 0 | 0
CC | 0 | 0 | 0 | 0 | 0 | 0
CSP | 0 | 0 | 0 | 0 | 0 | 0
CT | 0 | 0 | 0 | 0 | 0 | 0
Coal | 12.58 | 5.18 | 0 | 0 | 0 | 0
Geo | 0 | 0 | 0 | 0 | 0 | 0
H | 0 | 0 | 0 | 0 | 0 | 0
LFG | 0 | 0 | 0 | 0 | 0 | 0
Nuc | 0 | 0 | 0 | 0 | 0 | 0
PS | 0 | 0 | 0 | 0 | 0 | 0
PV | 0 | 0 | 0 | 0 | 0 | 0
PeakG | 0 | 0 | 0 | 0 | 0 | 0
PeakO | 0 | 0 | 0 | 0 | 0 | 0
ST | 0 | 0 | 0 | 0 | 0 | 0
STOG | 0 | 0 | 0 | 0 | 0 | 0
STWD | 0 | 0 | 0 | 0 | 0 | 0
WT | 0 | 0 | 0 | 0 | 0 | 0
IGCC | 0 | 0 | 0 | 0 | 0 | 0
DemandResponse | 0 | 0 | 0 | 0 | 0 | 0
IGCC-CCS | 0 | 0 | 0 | 0 | 0 | 0
WT_off | 0 | 0 | 0 | 0 | 0 | 0
PseudoUnit | 0 | 0 | 0 | 0 | 0 | 0
FixedInterchange | 0 | 0 | 0 | 0 | 0 | 0
Retrofit FOM Costs by Reporting Type: MISO_IN
ReportingType | 2015 | 2020 | 2025 | 2030 | 2035 | 2040
BM | 0 | 0 | 0 | 0 | 0 | 0
CC | 0 | 0 | 0 | 0 | 0 | 0
CSP | 0 | 0 | 0 | 0 | 0 | 0
CT | 0 | 0 | 0 | 0 | 0 | 0
Coal | 75.66 | 77.62 | 0 | 0 | 0 | 0
Geo | 0 | 0 | 0 | 0 | 0 | 0
H | 0 | 0 | 0 | 0 | 0 | 0
LFG | 0 | 0 | 0 | 0 | 0 | 0
Nuc | 0 | 0 | 0 | 0 | 0 | 0
PS | 0 | 0 | 0 | 0 | 0 | 0
PV | 0 | 0 | 0 | 0 | 0 | 0
PeakG | 0 | 0 | 0 | 0 | 0 | 0
PeakO | 0 | 0 | 0 | 0 | 0 | 0
ST | 0 | 0 | 0 | 0 | 0 | 0
STOG | 0 | 0 | 0 | 0 | 0 | 0
STWD | 0 | 0 | 0 | 0 | 0 | 0
WT | 0 | 0 | 0 | 0 | 0 | 0
IGCC | 0 | 0 | 0 | 0 | 0 | 0
DemandResponse | 0 | 0 | 0 | 0 | 0 | 0
IGCC-CCS | 0 | 0 | 0 | 0 | 0 | 0
WT_off | 0 | 0 | 0 | 0 | 0 | 0
PseudoUnit | 0 | 0 | 0 | 0 | 0 | 0
FixedInterchange | 0 | 0 | 0 | 0 | 0 | 0
Retrofit FOM Costs by Reporting Type: MISO_MI
ReportingType | 2015 | 2020 | 2025 | 2030 | 2035 | 2040
BM | 0 | 0 | 0 | 0 | 0 | 0
CC | 0 | 0 | 0 | 0 | 0 | 0
CSP | 0 | 0 | 0 | 0 | 0 | 0
CT | 0 | 0 | 0 | 0 | 0 | 0
Coal | 1.92 | 0 | 0 | 0 | 0 | 0
Geo | 0 | 0 | 0 | 0 | 0 | 0
H | 0 | 0 | 0 | 0 | 0 | 0
LFG | 0 | 0 | 0 | 0 | 0 | 0
Nuc | 0 | 0 | 0 | 0 | 0 | 0
PS | 0 | 0 | 0 | 0 | 0 | 0
PV | 0 | 0 | 0 | 0 | 0 | 0
PeakG | 0 | 0 | 0 | 0 | 0 | 0
PeakO | 0 | 0 | 0 | 0 | 0 | 0
ST | 0 | 0 | 0 | 0 | 0 | 0
STOG | 0 | 0 | 0 | 0 | 0 | 0
STWD | 0 | 0 | 0 | 0 | 0 | 0
WT | 0 | 0 | 0 | 0 | 0 | 0
IGCC | 0 | 0 | 0 | 0 | 0 | 0
DemandResponse | 0 | 0 | 0 | 0 | 0 | 0
IGCC-CCS | 0 | 0 | 0 | 0 | 0 | 0
WT_off | 0 | 0 | 0 | 0 | 0 | 0
PseudoUnit | 0 | 0 | 0 | 0 | 0 | 0
FixedInterchange | 0 | 0 | 0 | 0 | 0 | 0
Retrofit FOM Costs by Reporting Type: MISO_MO-IL
ReportingType | 2015 | 2020 | 2025 | 2030 | 2035 | 2040
BM | 0 | 0 | 0 | 0 | 0 | 0
CC | 0 | 0 | 0 | 0 | 0 | 0
CSP | 0 | 0 | 0 | 0 | 0 | 0
CT | 0 | 0 | 0 | 0 | 0 | 0
Coal | 18.68 | 17.71 | 3.3 | 3.35 | 3.43 | 3.43
Geo | 0 | 0 | 0 | 0 | 0 | 0
H | 0 | 0 | 0 | 0 | 0 | 0
LFG | 0 | 0 | 0 | 0 | 0 | 0
Nuc | 0 | 0 | 0 | 0 | 0 | 0
PS | 0 | 0 | 0 | 0 | 0 | 0
PV | 0 | 0 | 0 | 0 | 0 | 0
PeakG | 0 | 0 | 0 | 0 | 0 | 0
PeakO | 0 | 0 | 0 | 0 | 0 | 0
ST | 0 | 0 | 0 | 0 | 0 | 0
STOG | 0 | 0 | 0 | 0 | 0 | 0
STWD | 0 | 0 | 0 | 0 | 0 | 0
WT | 0 | 0 | 0 | 0 | 0 | 0
IGCC | 0 | 0 | 0 | 0 | 0 | 0
DemandResponse | 0 | 0 | 0 | 0 | 0 | 0
IGCC-CCS | 0 | 0 | 0 | 0 | 0 | 0
WT_off | 0 | 0 | 0 | 0 | 0 | 0
PseudoUnit | 0 | 0 | 0 | 0 | 0 | 0
FixedInterchange | 0 | 0 | 0 | 0 | 0 | 0
Retrofit FOM Costs by Reporting Type: MISO_W
ReportingType | 2015 | 2020 | 2025 | 2030 | 2035 | 2040
BM | 0 | 0 | 0 | 0 | 0 | 0
CC | 0 | 0 | 0 | 0 | 0 | 0
CSP | 0 | 0 | 0 | 0 | 0 | 0
CT | 0 | 0 | 0 | 0 | 0 | 0
Coal | 35.38 | 37.48 | 6.03 | 6.03 | 6.03 | 6.03
Geo | 0 | 0 | 0 | 0 | 0 | 0
H | 0 | 0 | 0 | 0 | 0 | 0
LFG | 0 | 0 | 0 | 0 | 0 | 0
Nuc | 0 | 0 | 0 | 0 | 0 | 0
PS | 0 | 0 | 0 | 0 | 0 | 0
PV | 0 | 0 | 0 | 0 | 0 | 0
PeakG | 0 | 0 | 0 | 0 | 0 | 0
PeakO | 0 | 0 | 0 | 0 | 0 | 0
ST | 0 | 0 | 0 | 0 | 0 | 0
STOG | 0 | 0 | 0 | 0 | 0 | 0
STWD | 0 | 0 | 0 | 0 | 0 | 0
WT | 0 | 0 | 0 | 0 | 0 | 0
IGCC | 0 | 0 | 0 | 0 | 0 | 0
DemandResponse | 0 | 0 | 0 | 0 | 0 | 0
IGCC-CCS | 0 | 0 | 0 | 0 | 0 | 0
WT_off | 0 | 0 | 0 | 0 | 0 | 0
PseudoUnit | 0 | 0 | 0 | 0 | 0 | 0
FixedInterchange | 0 | 0 | 0 | 0 | 0 | 0
Retrofit FOM Costs by Reporting Type: MISO_WUMS
ReportingType | 2015 | 2020 | 2025 | 2030 | 2035 | 2040
BM | 0 | 0 | 0 | 0 | 0 | 0
CC | 0 | 0 | 0 | 0 | 0 | 0
CSP | 0 | 0 | 0 | 0 | 0 | 0
CT | 0 | 0 | 0 | 0 | 0 | 0
Coal | 23.13 | 7.37 | 5.29 | 5.38 | 5.67 | 5.75
Geo | 0 | 0 | 0 | 0 | 0 | 0
H | 0 | 0 | 0 | 0 | 0 | 0
LFG | 0 | 0 | 0 | 0 | 0 | 0
Nuc | 0 | 0 | 0 | 0 | 0 | 0
PS | 0 | 0 | 0 | 0 | 0 | 0
PV | 0 | 0 | 0 | 0 | 0 | 0
PeakG | 0 | 0 | 0 | 0 | 0 | 0
PeakO | 0 | 0 | 0 | 0 | 0 | 0
ST | 0 | 0 | 0 | 0 | 0 | 0
STOG | 0 | 0 | 0 | 0 | 0 | 0
STWD | 0 | 0 | 0 | 0 | 0 | 0
WT | 0 | 0 | 0 | 0 | 0 | 0
IGCC | 0 | 0 | 0 | 0 | 0 | 0
DemandResponse | 0 | 0 | 0 | 0 | 0 | 0
IGCC-CCS | 0 | 0 | 0 | 0 | 0 | 0
WT_off | 0 | 0 | 0 | 0 | 0 | 0
PseudoUnit | 0 | 0 | 0 | 0 | 0 | 0
FixedInterchange | 0 | 0 | 0 | 0 | 0 | 0
Retrofit FOM Costs by Reporting Type: Nebraska
ReportingType | 2015 | 2020 | 2025 | 2030 | 2035 | 2040
BM | 0 | 0 | 0 | 0 | 0 | 0
CC | 0 | 0 | 0 | 0 | 0 | 0
CSP | 0 | 0 | 0 | 0 | 0 | 0
CT | 0 | 0 | 0 | 0 | 0 | 0
Coal | 4.88 | 5.27 | 5.27 | 5.27 | 5.27 | 5.27
Geo | 0 | 0 | 0 | 0 | 0 | 0
H | 0 | 0 | 0 | 0 | 0 | 0
LFG | 0 | 0 | 0 | 0 | 0 | 0
Nuc | 0 | 0 | 0 | 0 | 0 | 0
PS | 0 | 0 | 0 | 0 | 0 | 0
PV | 0 | 0 | 0 | 0 | 0 | 0
PeakG | 0 | 0 | 0 | 0 | 0 | 0
PeakO | 0 | 0 | 0 | 0 | 0 | 0
ST | 0 | 0 | 0 | 0 | 0 | 0
STOG | 0 | 0 | 0 | 0 | 0 | 0
STWD | 0 | 0 | 0 | 0 | 0 | 0
WT | 0 | 0 | 0 | 0 | 0 | 0
IGCC | 0 | 0 | 0 | 0 | 0 | 0
DemandResponse | 0 | 0 | 0 | 0 | 0 | 0
IGCC-CCS | 0 | 0 | 0 | 0 | 0 | 0
WT_off | 0 | 0 | 0 | 0 | 0 | 0
PseudoUnit | 0 | 0 | 0 | 0 | 0 | 0
FixedInterchange | 0 | 0 | 0 | 0 | 0 | 0
Retrofit FOM Costs by Reporting Type: NEISO
ReportingType | 2015 | 2020 | 2025 | 2030 | 2035 | 2040
BM | 0 | 0 | 0 | 0 | 0 | 0
CC | 0 | 0 | 0 | 0 | 0 | 0
CSP | 0 | 0 | 0 | 0 | 0 | 0
CT | 0 | 0 | 0 | 0 | 0 | 0
Coal | 4.08 | 0 | 0 | 0 | 0 | 0
Geo | 0 | 0 | 0 | 0 | 0 | 0
H | 0 | 0 | 0 | 0 | 0 | 0
LFG | 0 | 0 | 0 | 0 | 0 | 0
Nuc | 0 | 0 | 0 | 0 | 0 | 0
PS | 0 | 0 | 0 | 0 | 0 | 0
PV | 0 | 0 | 0 | 0 | 0 | 0
PeakG | 0 | 0 | 0 | 0 | 0 | 0
PeakO | 0 | 0 | 0 | 0 | 0 | 0
ST | 0 | 0 | 0 | 0 | 0 | 0
STOG | 0 | 0 | 0 | 0 | 0 | 0
STWD | 0 | 0 | 0 | 0 | 0 | 0
WT | 0 | 0 | 0 | 0 | 0 | 0
IGCC | 0 | 0 | 0 | 0 | 0 | 0
DemandResponse | 0 | 0 | 0 | 0 | 0 | 0
IGCC-CCS | 0 | 0 | 0 | 0 | 0 | 0
WT_off | 0 | 0 | 0 | 0 | 0 | 0
PseudoUnit | 0 | 0 | 0 | 0 | 0 | 0
FixedInterchange | 0 | 0 | 0 | 0 | 0 | 0
Retrofit FOM Costs by Reporting Type: NonRTO_Midwest
ReportingType | 2015 | 2020 | 2025 | 2030 | 2035 | 2040
BM | 0 | 0 | 0 | 0 | 0 | 0
CC | 0 | 0 | 0 | 0 | 0 | 0
CSP | 0 | 0 | 0 | 0 | 0 | 0
CT | 0 | 0 | 0 | 0 | 0 | 0
Coal | 66.16 | 35.81 | 13.17 | 12.7 | 13.06 | 13.06
Geo | 0 | 0 | 0 | 0 | 0 | 0
H | 0 | 0 | 0 | 0 | 0 | 0
LFG | 0 | 0 | 0 | 0 | 0 | 0
Nuc | 0 | 0 | 0 | 0 | 0 | 0
PS | 0 | 0 | 0 | 0 | 0 | 0
PV | 0 | 0 | 0 | 0 | 0 | 0
PeakG | 0 | 0 | 0 | 0 | 0 | 0
PeakO | 0 | 0 | 0 | 0 | 0 | 0
ST | 0 | 0 | 0 | 0 | 0 | 0
STOG | 0 | 0 | 0 | 0 | 0 | 0
STWD | 0 | 0 | 0 | 0 | 0 | 0
WT | 0 | 0 | 0 | 0 | 0 | 0
IGCC | 0 | 0 | 0 | 0 | 0 | 0
DemandResponse | 0 | 0 | 0 | 0 | 0 | 0
IGCC-CCS | 0 | 0 | 0 | 0 | 0 | 0
WT_off | 0 | 0 | 0 | 0 | 0 | 0
PseudoUnit | 0 | 0 | 0 | 0 | 0 | 0
FixedInterchange | 0 | 0 | 0 | 0 | 0 | 0
Retrofit FOM Costs by Reporting Type: NYISO_A-F
ReportingType | 2015 | 2020 | 2025 | 2030 | 2035 | 2040
BM | 0 | 0 | 0 | 0 | 0 | 0
CC | 0 | 0 | 0 | 0 | 0 | 0
CSP | 0 | 0 | 0 | 0 | 0 | 0
CT | 0 | 0 | 0 | 0 | 0 | 0
Coal | 0 | 0 | 0 | 0 | 0 | 0
Geo | 0 | 0 | 0 | 0 | 0 | 0
H | 0 | 0 | 0 | 0 | 0 | 0
LFG | 0 | 0 | 0 | 0 | 0 | 0
Nuc | 0 | 0 | 0 | 0 | 0 | 0
PS | 0 | 0 | 0 | 0 | 0 | 0
PV | 0 | 0 | 0 | 0 | 0 | 0
PeakG | 0 | 0 | 0 | 0 | 0 | 0
PeakO | 0 | 0 | 0 | 0 | 0 | 0
ST | 0 | 0 | 0 | 0 | 0 | 0
STOG | 0 | 0 | 0 | 0 | 0 | 0
STWD | 0 | 0 | 0 | 0 | 0 | 0
WT | 0 | 0 | 0 | 0 | 0 | 0
IGCC | 0 | 0 | 0 | 0 | 0 | 0
DemandResponse | 0 | 0 | 0 | 0 | 0 | 0
IGCC-CCS | 0 | 0 | 0 | 0 | 0 | 0
WT_off | 0 | 0 | 0 | 0 | 0 | 0
PseudoUnit | 0 | 0 | 0 | 0 | 0 | 0
FixedInterchange | 0 | 0 | 0 | 0 | 0 | 0
Retrofit FOM Costs by Reporting Type: NYISO_G-I
ReportingType | 2015 | 2020 | 2025 | 2030 | 2035 | 2040
BM | 0 | 0 | 0 | 0 | 0 | 0
CC | 0 | 0 | 0 | 0 | 0 | 0
CSP | 0 | 0 | 0 | 0 | 0 | 0
CT | 0 | 0 | 0 | 0 | 0 | 0
Coal | 0 | 0 | 0 | 0 | 0 | 0
Geo | 0 | 0 | 0 | 0 | 0 | 0
H | 0 | 0 | 0 | 0 | 0 | 0
LFG | 0 | 0 | 0 | 0 | 0 | 0
Nuc | 0 | 0 | 0 | 0 | 0 | 0
PS | 0 | 0 | 0 | 0 | 0 | 0
PV | 0 | 0 | 0 | 0 | 0 | 0
PeakG | 0 | 0 | 0 | 0 | 0 | 0
PeakO | 0 | 0 | 0 | 0 | 0 | 0
ST | 0 | 0 | 0 | 0 | 0 | 0
STOG | 0 | 0 | 0 | 0 | 0 | 0
STWD | 0 | 0 | 0 | 0 | 0 | 0
WT | 0 | 0 | 0 | 0 | 0 | 0
IGCC | 0 | 0 | 0 | 0 | 0 | 0
DemandResponse | 0 | 0 | 0 | 0 | 0 | 0
IGCC-CCS | 0 | 0 | 0 | 0 | 0 | 0
WT_off | 0 | 0 | 0 | 0 | 0 | 0
PseudoUnit | 0 | 0 | 0 | 0 | 0 | 0
FixedInterchange | 0 | 0 | 0 | 0 | 0 | 0
Retrofit FOM Costs by Reporting Type: NYISO_J-K
ReportingType | 2015 | 2020 | 2025 | 2030 | 2035 | 2040
BM | 0 | 0 | 0 | 0 | 0 | 0
CC | 0 | 0 | 0 | 0 | 0 | 0
CSP | 0 | 0 | 0 | 0 | 0 | 0
CT | 0 | 0 | 0 | 0 | 0 | 0
Coal | 0 | 0 | 0 | 0 | 0 | 0
Geo | 0 | 0 | 0 | 0 | 0 | 0
H | 0 | 0 | 0 | 0 | 0 | 0
LFG | 0 | 0 | 0 | 0 | 0 | 0
Nuc | 0 | 0 | 0 | 0 | 0 | 0
PS | 0 | 0 | 0 | 0 | 0 | 0
PV | 0 | 0 | 0 | 0 | 0 | 0
PeakG | 0 | 0 | 0 | 0 | 0 | 0
PeakO | 0 | 0 | 0 | 0 | 0 | 0
ST | 0 | 0 | 0 | 0 | 0 | 0
STOG | 0 | 0 | 0 | 0 | 0 | 0
STWD | 0 | 0 | 0 | 0 | 0 | 0
WT | 0 | 0 | 0 | 0 | 0 | 0
IGCC | 0 | 0 | 0 | 0 | 0 | 0
DemandResponse | 0 | 0 | 0 | 0 | 0 | 0
IGCC-CCS | 0 | 0 | 0 | 0 | 0 | 0
WT_off | 0 | 0 | 0 | 0 | 0 | 0
PseudoUnit | 0 | 0 | 0 | 0 | 0 | 0
FixedInterchange | 0 | 0 | 0 | 0 | 0 | 0
Retrofit FOM Costs by Reporting Type: PJM_E
ReportingType | 2015 | 2020 | 2025 | 2030 | 2035 | 2040
BM | 0 | 0 | 0 | 0 | 0 | 0
CC | 0 | 0 | 0 | 0 | 0 | 0
CSP | 0 | 0 | 0 | 0 | 0 | 0
CT | 0 | 0 | 0 | 0 | 0 | 0
Coal | 2.35 | 1.28 | 1.28 | 1.3 | 1.52 | 1.55
Geo | 0 | 0 | 0 | 0 | 0 | 0
H | 0 | 0 | 0 | 0 | 0 | 0
LFG | 0 | 0 | 0 | 0 | 0 | 0
Nuc | 0 | 0 | 0 | 0 | 0 | 0
PS | 0 | 0 | 0 | 0 | 0 | 0
PV | 0 | 0 | 0 | 0 | 0 | 0
PeakG | 0 | 0 | 0 | 0 | 0 | 0
PeakO | 0 | 0 | 0 | 0 | 0 | 0
ST | 0 | 0 | 0 | 0 | 0 | 0
STOG | 0 | 0 | 0 | 0 | 0 | 0
STWD | 0 | 0 | 0 | 0 | 0 | 0
WT | 0 | 0 | 0 | 0 | 0 | 0
IGCC | 0 | 0 | 0 | 0 | 0 | 0
DemandResponse | 0 | 0 | 0 | 0 | 0 | 0
IGCC-CCS | 0 | 0 | 0 | 0 | 0 | 0
WT_off | 0 | 0 | 0 | 0 | 0 | 0
PseudoUnit | 0 | 0 | 0 | 0 | 0 | 0
FixedInterchange | 0 | 0 | 0 | 0 | 0 | 0
Retrofit FOM Costs by Reporting Type: PJM_ROM
ReportingType | 2015 | 2020 | 2025 | 2030 | 2035 | 2040
BM | 0 | 0 | 0 | 0 | 0 | 0
CC | 0 | 0 | 0 | 0 | 0 | 0
CSP | 0 | 0 | 0 | 0 | 0 | 0
CT | 0 | 0 | 0 | 0 | 0 | 0
Coal | 3.58 | 0.53 | 0 | 0 | 0 | 0
Geo | 0 | 0 | 0 | 0 | 0 | 0
H | 0 | 0 | 0 | 0 | 0 | 0
LFG | 0 | 0 | 0 | 0 | 0 | 0
Nuc | 0 | 0 | 0 | 0 | 0 | 0
PS | 0 | 0 | 0 | 0 | 0 | 0
PV | 0 | 0 | 0 | 0 | 0 | 0
PeakG | 0 | 0 | 0 | 0 | 0 | 0
PeakO | 0 | 0 | 0 | 0 | 0 | 0
ST | 0 | 0 | 0 | 0 | 0 | 0
STOG | 0 | 0 | 0 | 0 | 0 | 0
STWD | 0 | 0 | 0 | 0 | 0 | 0
WT | 0 | 0 | 0 | 0 | 0 | 0
IGCC | 0 | 0 | 0 | 0 | 0 | 0
DemandResponse | 0 | 0 | 0 | 0 | 0 | 0
IGCC-CCS | 0 | 0 | 0 | 0 | 0 | 0
WT_off | 0 | 0 | 0 | 0 | 0 | 0
PseudoUnit | 0 | 0 | 0 | 0 | 0 | 0
FixedInterchange | 0 | 0 | 0 | 0 | 0 | 0
Retrofit FOM Costs by Reporting Type: PJM_ROR
ReportingType | 2015 | 2020 | 2025 | 2030 | 2035 | 2040
BM | 0 | 0 | 0 | 0 | 0 | 0
CC | 0 | 0 | 0 | 0 | 0 | 0
CSP | 0 | 0 | 0 | 0 | 0 | 0
CT | 0 | 0 | 0 | 0 | 0 | 0
Coal | 139.78 | 106.94 | 20.57 | 21.48 | 22.49 | 22.49
Geo | 0 | 0 | 0 | 0 | 0 | 0
H | 0 | 0 | 0 | 0 | 0 | 0
LFG | 0 | 0 | 0 | 0 | 0 | 0
Nuc | 0 | 0 | 0 | 0 | 0 | 0
PS | 0 | 0 | 0 | 0 | 0 | 0
PV | 0 | 0 | 0 | 0 | 0 | 0
PeakG | 0 | 0 | 0 | 0 | 0 | 0
PeakO | 0 | 0 | 0 | 0 | 0 | 0
ST | 0 | 0 | 0 | 0 | 0 | 0
STOG | 0 | 0 | 0 | 0 | 0 | 0
STWD | 0 | 0 | 0 | 0 | 0 | 0
WT | 0 | 0 | 0 | 0 | 0 | 0
IGCC | 0 | 0 | 0 | 0 | 0 | 0
DemandResponse | 0 | 0 | 0 | 0 | 0 | 0
IGCC-CCS | 0 | 0 | 0 | 0 | 0 | 0
WT_off | 0 | 0 | 0 | 0 | 0 | 0
PseudoUnit | 0 | 0 | 0 | 0 | 0 | 0
FixedInterchange | 0 | 0 | 0 | 0 | 0 | 0
Retrofit FOM Costs by Reporting Type: SOCO
ReportingType | 2015 | 2020 | 2025 | 2030 | 2035 | 2040
BM | 0 | 0 | 0 | 0 | 0 | 0
CC | 0 | 0 | 0 | 0 | 0 | 0
CSP | 0 | 0 | 0 | 0 | 0 | 0
CT | 0 | 0 | 0 | 0 | 0 | 0
Coal | 48.95 | 14.27 | 15.68 | 15.68 | 15.68 | 15.68
Geo | 0 | 0 | 0 | 0 | 0 | 0
H | 0 | 0 | 0 | 0 | 0 | 0
LFG | 0 | 0 | 0 | 0 | 0 | 0
Nuc | 0 | 0 | 0 | 0 | 0 | 0
PS | 0 | 0 | 0 | 0 | 0 | 0
PV | 0 | 0 | 0 | 0 | 0 | 0
PeakG | 0 | 0 | 0 | 0 | 0 | 0
PeakO | 0 | 0 | 0 | 0 | 0 | 0
ST | 0 | 0 | 0 | 0 | 0 | 0
STOG | 0 | 0 | 0 | 0 | 0 | 0
STWD | 0 | 0 | 0 | 0 | 0 | 0
WT | 0 | 0 | 0 | 0 | 0 | 0
IGCC | 0 | 0 | 0 | 0 | 0 | 0
DemandResponse | 0 | 0 | 0 | 0 | 0 | 0
IGCC-CCS | 0 | 0 | 0 | 0 | 0 | 0
WT_off | 0 | 0 | 0 | 0 | 0 | 0
PseudoUnit | 0 | 0 | 0 | 0 | 0 | 0
FixedInterchange | 0 | 0 | 0 | 0 | 0 | 0
Retrofit FOM Costs by Reporting Type: SPP_N
ReportingType | 2015 | 2020 | 2025 | 2030 | 2035 | 2040
BM | 0 | 0 | 0 | 0 | 0 | 0
CC | 0 | 0 | 0 | 0 | 0 | 0
CSP | 0 | 0 | 0 | 0 | 0 | 0
CT | 0 | 0 | 0 | 0 | 0 | 0
Coal | 35.72 | 13.6 | 0 | 0 | 0 | 0
Geo | 0 | 0 | 0 | 0 | 0 | 0
H | 0 | 0 | 0 | 0 | 0 | 0
LFG | 0 | 0 | 0 | 0 | 0 | 0
Nuc | 0 | 0 | 0 | 0 | 0 | 0
PS | 0 | 0 | 0 | 0 | 0 | 0
PV | 0 | 0 | 0 | 0 | 0 | 0
PeakG | 0 | 0 | 0 | 0 | 0 | 0
PeakO | 0 | 0 | 0 | 0 | 0 | 0
ST | 0 | 0 | 0 | 0 | 0 | 0
STOG | 0 | 0 | 0 | 0 | 0 | 0
STWD | 0 | 0 | 0 | 0 | 0 | 0
WT | 0 | 0 | 0 | 0 | 0 | 0
IGCC | 0 | 0 | 0 | 0 | 0 | 0
DemandResponse | 0 | 0 | 0 | 0 | 0 | 0
IGCC-CCS | 0 | 0 | 0 | 0 | 0 | 0
WT_off | 0 | 0 | 0 | 0 | 0 | 0
PseudoUnit | 0 | 0 | 0 | 0 | 0 | 0
FixedInterchange | 0 | 0 | 0 | 0 | 0 | 0
Retrofit FOM Costs by Reporting Type: SPP_S
ReportingType | 2015 | 2020 | 2025 | 2030 | 2035 | 2040
BM | 0 | 0 | 0 | 0 | 0 | 0
CC | 0 | 0 | 0 | 0 | 0 | 0
CSP | 0 | 0 | 0 | 0 | 0 | 0
CT | 0 | 0 | 0 | 0 | 0 | 0
Coal | 16.01 | 1.44 | 0 | 0 | 0 | 0
Geo | 0 | 0 | 0 | 0 | 0 | 0
H | 0 | 0 | 0 | 0 | 0 | 0
LFG | 0 | 0 | 0 | 0 | 0 | 0
Nuc | 0 | 0 | 0 | 0 | 0 | 0
PS | 0 | 0 | 0 | 0 | 0 | 0
PV | 0 | 0 | 0 | 0 | 0 | 0
PeakG | 0 | 0 | 0 | 0 | 0 | 0
PeakO | 0 | 0 | 0 | 0 | 0 | 0
ST | 0 | 0 | 0 | 0 | 0 | 0
STOG | 0 | 0 | 0 | 0 | 0 | 0
STWD | 0 | 0 | 0 | 0 | 0 | 0
WT | 0 | 0 | 0 | 0 | 0 | 0
IGCC | 0 | 0 | 0 | 0 | 0 | 0
DemandResponse | 0 | 0 | 0 | 0 | 0 | 0
IGCC-CCS | 0 | 0 | 0 | 0 | 0 | 0
WT_off | 0 | 0 | 0 | 0 | 0 | 0
PseudoUnit | 0 | 0 | 0 | 0 | 0 | 0
FixedInterchange | 0 | 0 | 0 | 0 | 0 | 0
Retrofit FOM Costs by Reporting Type: TVA
ReportingType | 2015 | 2020 | 2025 | 2030 | 2035 | 2040
BM | 0 | 0 | 0 | 0 | 0 | 0
CC | 0 | 0 | 0 | 0 | 0 | 0
CSP | 0 | 0 | 0 | 0 | 0 | 0
CT | 0 | 0 | 0 | 0 | 0 | 0
Coal | 34.61 | 18.7 | 0 | 0 | 0 | 0
Geo | 0 | 0 | 0 | 0 | 0 | 0
H | 0 | 0 | 0 | 0 | 0 | 0
LFG | 0 | 0 | 0 | 0 | 0 | 0
Nuc | 0 | 0 | 0 | 0 | 0 | 0
PS | 0 | 0 | 0 | 0 | 0 | 0
PV | 0 | 0 | 0 | 0 | 0 | 0
PeakG | 0 | 0 | 0 | 0 | 0 | 0
PeakO | 0 | 0 | 0 | 0 | 0 | 0
ST | 0 | 0 | 0 | 0 | 0 | 0
STOG | 0 | 0 | 0 | 0 | 0 | 0
STWD | 0 | 0 | 0 | 0 | 0 | 0
WT | 0 | 0 | 0 | 0 | 0 | 0
IGCC | 0 | 0 | 0 | 0 | 0 | 0
DemandResponse | 0 | 0 | 0 | 0 | 0 | 0
IGCC-CCS | 0 | 0 | 0 | 0 | 0 | 0
WT_off | 0 | 0 | 0 | 0 | 0 | 0
PseudoUnit | 0 | 0 | 0 | 0 | 0 | 0
FixedInterchange | 0 | 0 | 0 | 0 | 0 | 0
Retrofit FOM Costs by Reporting Type: TVA_Transmission
ReportingType | 2015 | 2020 | 2025 | 2030 | 2035 | 2040
BM | 0 | 0 | 0 | 0 | 0 | 0
CC | 0 | 0 | 0 | 0 | 0 | 0
CSP | 0 | 0 | 0 | 0 | 0 | 0
CT | 0 | 0 | 0 | 0 | 0 | 0
Coal | 0 | 0 | 0 | 0 | 0 | 0
Geo | 0 | 0 | 0 | 0 | 0 | 0
H | 0 | 0 | 0 | 0 | 0 | 0
LFG | 0 | 0 | 0 | 0 | 0 | 0
Nuc | 0 | 0 | 0 | 0 | 0 | 0
PS | 0 | 0 | 0 | 0 | 0 | 0
PV | 0 | 0 | 0 | 0 | 0 | 0
PeakG | 0 | 0 | 0 | 0 | 0 | 0
PeakO | 0 | 0 | 0 | 0 | 0 | 0
ST | 0 | 0 | 0 | 0 | 0 | 0
STOG | 0 | 0 | 0 | 0 | 0 | 0
STWD | 0 | 0 | 0 | 0 | 0 | 0
WT | 0 | 0 | 0 | 0 | 0 | 0
IGCC | 0 | 0 | 0 | 0 | 0 | 0
DemandResponse | 0 | 0 | 0 | 0 | 0 | 0
IGCC-CCS | 0 | 0 | 0 | 0 | 0 | 0
WT_off | 0 | 0 | 0 | 0 | 0 | 0
PseudoUnit | 0 | 0 | 0 | 0 | 0 | 0
FixedInterchange | 0 | 0 | 0 | 0 | 0 | 0
Retrofit FOM Costs by Reporting Type: VACAR
ReportingType | 2015 | 2020 | 2025 | 2030 | 2035 | 2040
BM | 0 | 0 | 0 | 0 | 0 | 0
CC | 0 | 0 | 0 | 0 | 0 | 0
CSP | 0 | 0 | 0 | 0 | 0 | 0
CT | 0 | 0 | 0 | 0 | 0 | 0
Coal | 66.26 | 19.2 | 12.79 | 12.79 | 12.88 | 12.88
Geo | 0 | 0 | 0 | 0 | 0 | 0
H | 0 | 0 | 0 | 0 | 0 | 0
LFG | 0 | 0 | 0 | 0 | 0 | 0
Nuc | 0 | 0 | 0 | 0 | 0 | 0
PS | 0 | 0 | 0 | 0 | 0 | 0
PV | 0 | 0 | 0 | 0 | 0 | 0
PeakG | 0 | 0 | 0 | 0 | 0 | 0
PeakO | 0 | 0 | 0 | 0 | 0 | 0
ST | 0 | 0 | 0 | 0 | 0 | 0
STOG | 0 | 0 | 0 | 0 | 0 | 0
STWD | 0 | 0 | 0 | 0 | 0 | 0
WT | 0 | 0 | 0 | 0 | 0 | 0
IGCC | 0 | 0 | 0 | 0 | 0 | 0
DemandResponse | 0 | 0 | 0 | 0 | 0 | 0
IGCC-CCS | 0 | 0 | 0 | 0 | 0 | 0
WT_off | 0 | 0 | 0 | 0 | 0 | 0
PseudoUnit | 0 | 0 | 0 | 0 | 0 | 0
FixedInterchange | 0 | 0 | 0 | 0 | 0 | 0
Retrofit FOM Costs by Reporting Type: IESO
ReportingType | 2015 | 2020 | 2025 | 2030 | 2035 | 2040
BM | 0 | 0 | 0 | 0 | 0 | 0
CC | 0 | 0 | 0 | 0 | 0 | 0
CSP | 0 | 0 | 0 | 0 | 0 | 0
CT | 0 | 0 | 0 | 0 | 0 | 0
Coal | 0 | 0 | 0 | 0 | 0 | 0
Geo | 0 | 0 | 0 | 0 | 0 | 0
H | 0 | 0 | 0 | 0 | 0 | 0
LFG | 0 | 0 | 0 | 0 | 0 | 0
Nuc | 0 | 0 | 0 | 0 | 0 | 0
PS | 0 | 0 | 0 | 0 | 0 | 0
PV | 0 | 0 | 0 | 0 | 0 | 0
PeakG | 0 | 0 | 0 | 0 | 0 | 0
PeakO | 0 | 0 | 0 | 0 | 0 | 0
ST | 0 | 0 | 0 | 0 | 0 | 0
STOG | 0 | 0 | 0 | 0 | 0 | 0
STWD | 0 | 0 | 0 | 0 | 0 | 0
WT | 0 | 0 | 0 | 0 | 0 | 0
IGCC | 0 | 0 | 0 | 0 | 0 | 0
DemandResponse | 0 | 0 | 0 | 0 | 0 | 0
IGCC-CCS | 0 | 0 | 0 | 0 | 0 | 0
WT_off | 0 | 0 | 0 | 0 | 0 | 0
PseudoUnit | 0 | 0 | 0 | 0 | 0 | 0
FixedInterchange | 0 | 0 | 0 | 0 | 0 | 0
Retrofit FOM Costs by Reporting Type: MAPP_CA
ReportingType | 2015 | 2020 | 2025 | 2030 | 2035 | 2040
BM | 0 | 0 | 0 | 0 | 0 | 0
CC | 0 | 0 | 0 | 0 | 0 | 0
CSP | 0 | 0 | 0 | 0 | 0 | 0
CT | 0 | 0 | 0 | 0 | 0 | 0
Coal | 0 | 0 | 0 | 0 | 0 | 0
Geo | 0 | 0 | 0 | 0 | 0 | 0
H | 0 | 0 | 0 | 0 | 0 | 0
LFG | 0 | 0 | 0 | 0 | 0 | 0
Nuc | 0 | 0 | 0 | 0 | 0 | 0
PS | 0 | 0 | 0 | 0 | 0 | 0
PV | 0 | 0 | 0 | 0 | 0 | 0
PeakG | 0 | 0 | 0 | 0 | 0 | 0
PeakO | 0 | 0 | 0 | 0 | 0 | 0
ST | 0 | 0 | 0 | 0 | 0 | 0
STOG | 0 | 0 | 0 | 0 | 0 | 0
STWD | 0 | 0 | 0 | 0 | 0 | 0
WT | 0 | 0 | 0 | 0 | 0 | 0
IGCC | 0 | 0 | 0 | 0 | 0 | 0
DemandResponse | 0 | 0 | 0 | 0 | 0 | 0
IGCC-CCS | 0 | 0 | 0 | 0 | 0 | 0
WT_off | 0 | 0 | 0 | 0 | 0 | 0
PseudoUnit | 0 | 0 | 0 | 0 | 0 | 0
FixedInterchange | 0 | 0 | 0 | 0 | 0 | 0
Retrofit FOM Costs by Reporting Type: AZ_NM_SNV_Coal
ReportingType | 2015 | 2020 | 2025 | 2030 | 2035 | 2040
BM | 0 | 0 | 0 | 0 | 0 | 0
CC | 0 | 0 | 0 | 0 | 0 | 0
CSP | 0 | 0 | 0 | 0 | 0 | 0
CT | 0 | 0 | 0 | 0 | 0 | 0
Coal | 54.69 | 42.49 | 0 | 0 | 0 | 0
Geo | 0 | 0 | 0 | 0 | 0 | 0
H | 0 | 0 | 0 | 0 | 0 | 0
LFG | 0 | 0 | 0 | 0 | 0 | 0
Nuc | 0 | 0 | 0 | 0 | 0 | 0
PS | 0 | 0 | 0 | 0 | 0 | 0
PV | 0 | 0 | 0 | 0 | 0 | 0
PeakG | 0 | 0 | 0 | 0 | 0 | 0
PeakO | 0 | 0 | 0 | 0 | 0 | 0
ST | 0 | 0 | 0 | 0 | 0 | 0
STOG | 0 | 0 | 0 | 0 | 0 | 0
STWD | 0 | 0 | 0 | 0 | 0 | 0
WT | 0 | 0 | 0 | 0 | 0 | 0
IGCC | 0 | 0 | 0 | 0 | 0 | 0
DemandResponse | 0 | 0 | 0 | 0 | 0 | 0
IGCC-CCS | 0 | 0 | 0 | 0 | 0 | 0
WT_off | 0 | 0 | 0 | 0 | 0 | 0
PseudoUnit | 0 | 0 | 0 | 0 | 0 | 0
FixedInterchange | 0 | 0 | 0 | 0 | 0 | 0
Retrofit FOM Costs by Reporting Type: AZ_NM_SNV_Gas
ReportingType | 2015 | 2020 | 2025 | 2030 | 2035 | 2040
BM | 0 | 0 | 0 | 0 | 0 | 0
CC | 0 | 0 | 0 | 0 | 0 | 0
CSP | 0 | 0 | 0 | 0 | 0 | 0
CT | 0 | 0 | 0 | 0 | 0 | 0
Coal | 0 | 0 | 0 | 0 | 0 | 0
Geo | 0 | 0 | 0 | 0 | 0 | 0
H | 0 | 0 | 0 | 0 | 0 | 0
LFG | 0 | 0 | 0 | 0 | 0 | 0
Nuc | 0 | 0 | 0 | 0 | 0 | 0
PS | 0 | 0 | 0 | 0 | 0 | 0
PV | 0 | 0 | 0 | 0 | 0 | 0
PeakG | 0 | 0 | 0 | 0 | 0 | 0
PeakO | 0 | 0 | 0 | 0 | 0 | 0
ST | 0 | 0 | 0 | 0 | 0 | 0
STOG | 0 | 0 | 0 | 0 | 0 | 0
STWD | 0 | 0 | 0 | 0 | 0 | 0
WT | 0 | 0 | 0 | 0 | 0 | 0
IGCC | 0 | 0 | 0 | 0 | 0 | 0
DemandResponse | 0 | 0 | 0 | 0 | 0 | 0
IGCC-CCS | 0 | 0 | 0 | 0 | 0 | 0
WT_off | 0 | 0 | 0 | 0 | 0 | 0
PseudoUnit | 0 | 0 | 0 | 0 | 0 | 0
FixedInterchange | 0 | 0 | 0 | 0 | 0 | 0
Retrofit FOM Costs by Reporting Type: AZ_NM_SNV_NucRenew
ReportingType | 2015 | 2020 | 2025 | 2030 | 2035 | 2040
BM | 0 | 0 | 0 | 0 | 0 | 0
CC | 0 | 0 | 0 | 0 | 0 | 0
CSP | 0 | 0 | 0 | 0 | 0 | 0
CT | 0 | 0 | 0 | 0 | 0 | 0
Coal | 0 | 0 | 0 | 0 | 0 | 0
Geo | 0 | 0 | 0 | 0 | 0 | 0
H | 0 | 0 | 0 | 0 | 0 | 0
LFG | 0 | 0 | 0 | 0 | 0 | 0
Nuc | 0 | 0 | 0 | 0 | 0 | 0
PS | 0 | 0 | 0 | 0 | 0 | 0
PV | 0 | 0 | 0 | 0 | 0 | 0
PeakG | 0 | 0 | 0 | 0 | 0 | 0
PeakO | 0 | 0 | 0 | 0 | 0 | 0
ST | 0 | 0 | 0 | 0 | 0 | 0
STOG | 0 | 0 | 0 | 0 | 0 | 0
STWD | 0 | 0 | 0 | 0 | 0 | 0
WT | 0 | 0 | 0 | 0 | 0 | 0
IGCC | 0 | 0 | 0 | 0 | 0 | 0
DemandResponse | 0 | 0 | 0 | 0 | 0 | 0
IGCC-CCS | 0 | 0 | 0 | 0 | 0 | 0
WT_off | 0 | 0 | 0 | 0 | 0 | 0
PseudoUnit | 0 | 0 | 0 | 0 | 0 | 0
FixedInterchange | 0 | 0 | 0 | 0 | 0 | 0
Retrofit FOM Costs by Reporting Type: ERCOT
ReportingType | 2015 | 2020 | 2025 | 2030 | 2035 | 2040
BM | 0 | 0 | 0 | 0 | 0 | 0
CC | 0 | 0 | 0 | 0 | 0 | 0
CSP | 0 | 0 | 0 | 0 | 0 | 0
CT | 0 | 0 | 0 | 0 | 0 | 0
Coal | 21.91 | 17.7 | 17.96 | 18.7 | 18.9 | 18.9
Geo | 0 | 0 | 0 | 0 | 0 | 0
H | 0 | 0 | 0 | 0 | 0 | 0
LFG | 0 | 0 | 0 | 0 | 0 | 0
Nuc | 0 | 0 | 0 | 0 | 0 | 0
PS | 0 | 0 | 0 | 0 | 0 | 0
PV | 0 | 0 | 0 | 0 | 0 | 0
PeakG | 0 | 0 | 0 | 0 | 0 | 0
PeakO | 0 | 0 | 0 | 0 | 0 | 0
ST | 0 | 0 | 0 | 0 | 0 | 0
STOG | 0 | 0 | 0 | 0 | 0 | 0
STWD | 0 | 0 | 0 | 0 | 0 | 0
WT | 0 | 0 | 0 | 0 | 0 | 0
IGCC | 0 | 0 | 0 | 0 | 0 | 0
DemandResponse | 0 | 0 | 0 | 0 | 0 | 0
IGCC-CCS | 0 | 0 | 0 | 0 | 0 | 0
WT_off | 0 | 0 | 0 | 0 | 0 | 0
PseudoUnit | 0 | 0 | 0 | 0 | 0 | 0
FixedInterchange | 0 | 0 | 0 | 0 | 0 | 0
Retrofit FOM Costs by Reporting Type: NP15
ReportingType | 2015 | 2020 | 2025 | 2030 | 2035 | 2040
BM | 0 | 0 | 0 | 0 | 0 | 0
CC | 0 | 0 | 0 | 0 | 0 | 0
CSP | 0 | 0 | 0 | 0 | 0 | 0
CT | 0 | 0 | 0 | 0 | 0 | 0
Coal | 0.19 | 0 | 0 | 0 | 0 | 0
Geo | 0 | 0 | 0 | 0 | 0 | 0
H | 0 | 0 | 0 | 0 | 0 | 0
LFG | 0 | 0 | 0 | 0 | 0 | 0
Nuc | 0 | 0 | 0 | 0 | 0 | 0
PS | 0 | 0 | 0 | 0 | 0 | 0
PV | 0 | 0 | 0 | 0 | 0 | 0
PeakG | 0 | 0 | 0 | 0 | 0 | 0
PeakO | 0 | 0 | 0 | 0 | 0 | 0
ST | 0 | 0 | 0 | 0 | 0 | 0
STOG | 0 | 0 | 0 | 0 | 0 | 0
STWD | 0 | 0 | 0 | 0 | 0 | 0
WT | 0 | 0 | 0 | 0 | 0 | 0
IGCC | 0 | 0 | 0 | 0 | 0 | 0
DemandResponse | 0 | 0 | 0 | 0 | 0 | 0
IGCC-CCS | 0 | 0 | 0 | 0 | 0 | 0
WT_off | 0 | 0 | 0 | 0 | 0 | 0
PseudoUnit | 0 | 0 | 0 | 0 | 0 | 0
FixedInterchange | 0 | 0 | 0 | 0 | 0 | 0
Retrofit FOM Costs by Reporting Type: NWPP_Coal
ReportingType | 2015 | 2020 | 2025 | 2030 | 2035 | 2040
BM | 0 | 0 | 0 | 0 | 0 | 0
CC | 0 | 0 | 0 | 0 | 0 | 0
CSP | 0 | 0 | 0 | 0 | 0 | 0
CT | 0 | 0 | 0 | 0 | 0 | 0
Coal | 37.24 | 38.38 | 0.98 | 0.98 | 0.98 | 0.98
Geo | 0 | 0 | 0 | 0 | 0 | 0
H | 0 | 0 | 0 | 0 | 0 | 0
LFG | 0 | 0 | 0 | 0 | 0 | 0
Nuc | 0 | 0 | 0 | 0 | 0 | 0
PS | 0 | 0 | 0 | 0 | 0 | 0
PV | 0 | 0 | 0 | 0 | 0 | 0
PeakG | 0 | 0 | 0 | 0 | 0 | 0
PeakO | 0 | 0 | 0 | 0 | 0 | 0
ST | 0 | 0 | 0 | 0 | 0 | 0
STOG | 0 | 0 | 0 | 0 | 0 | 0
STWD | 0 | 0 | 0 | 0 | 0 | 0
WT | 0 | 0 | 0 | 0 | 0 | 0
IGCC | 0 | 0 | 0 | 0 | 0 | 0
DemandResponse | 0 | 0 | 0 | 0 | 0 | 0
IGCC-CCS | 0 | 0 | 0 | 0 | 0 | 0
WT_off | 0 | 0 | 0 | 0 | 0 | 0
PseudoUnit | 0 | 0 | 0 | 0 | 0 | 0
FixedInterchange | 0 | 0 | 0 | 0 | 0 | 0
Retrofit FOM Costs by Reporting Type: NWPP_Gas
ReportingType | 2015 | 2020 | 2025 | 2030 | 2035 | 2040
BM | 0 | 0 | 0 | 0 | 0 | 0
CC | 0 | 0 | 0 | 0 | 0 | 0
CSP | 0 | 0 | 0 | 0 | 0 | 0
CT | 0 | 0 | 0 | 0 | 0 | 0
Coal | 0 | 0 | 0 | 0 | 0 | 0
Geo | 0 | 0 | 0 | 0 | 0 | 0
H | 0 | 0 | 0 | 0 | 0 | 0
LFG | 0 | 0 | 0 | 0 | 0 | 0
Nuc | 0 | 0 | 0 | 0 | 0 | 0
PS | 0 | 0 | 0 | 0 | 0 | 0
PV | 0 | 0 | 0 | 0 | 0 | 0
PeakG | 0 | 0 | 0 | 0 | 0 | 0
PeakO | 0 | 0 | 0 | 0 | 0 | 0
ST | 0 | 0 | 0 | 0 | 0 | 0
STOG | 0 | 0 | 0 | 0 | 0 | 0
STWD | 0 | 0 | 0 | 0 | 0 | 0
WT | 0 | 0 | 0 | 0 | 0 | 0
IGCC | 0 | 0 | 0 | 0 | 0 | 0
DemandResponse | 0 | 0 | 0 | 0 | 0 | 0
IGCC-CCS | 0 | 0 | 0 | 0 | 0 | 0
WT_off | 0 | 0 | 0 | 0 | 0 | 0
PseudoUnit | 0 | 0 | 0 | 0 | 0 | 0
FixedInterchange | 0 | 0 | 0 | 0 | 0 | 0
Retrofit FOM Costs by Reporting Type: NWPP_NucRenew
ReportingType | 2015 | 2020 | 2025 | 2030 | 2035 | 2040
BM | 0 | 0 | 0 | 0 | 0 | 0
CC | 0 | 0 | 0 | 0 | 0 | 0
CSP | 0 | 0 | 0 | 0 | 0 | 0
CT | 0 | 0 | 0 | 0 | 0 | 0
Coal | 0 | 0 | 0 | 0 | 0 | 0
Geo | 0 | 0 | 0 | 0 | 0 | 0
H | 0 | 0 | 0 | 0 | 0 | 0
LFG | 0 | 0 | 0 | 0 | 0 | 0
Nuc | 0 | 0 | 0 | 0 | 0 | 0
PS | 0 | 0 | 0 | 0 | 0 | 0
PV | 0 | 0 | 0 | 0 | 0 | 0
PeakG | 0 | 0 | 0 | 0 | 0 | 0
PeakO | 0 | 0 | 0 | 0 | 0 | 0
ST | 0 | 0 | 0 | 0 | 0 | 0
STOG | 0 | 0 | 0 | 0 | 0 | 0
STWD | 0 | 0 | 0 | 0 | 0 | 0
WT | 0 | 0 | 0 | 0 | 0 | 0
IGCC | 0 | 0 | 0 | 0 | 0 | 0
DemandResponse | 0 | 0 | 0 | 0 | 0 | 0
IGCC-CCS | 0 | 0 | 0 | 0 | 0 | 0
WT_off | 0 | 0 | 0 | 0 | 0 | 0
PseudoUnit | 0 | 0 | 0 | 0 | 0 | 0
FixedInterchange | 0 | 0 | 0 | 0 | 0 | 0
Retrofit FOM Costs by Reporting Type: RMPA
ReportingType | 2015 | 2020 | 2025 | 2030 | 2035 | 2040
BM | 0 | 0 | 0 | 0 | 0 | 0
CC | 0 | 0 | 0 | 0 | 0 | 0
CSP | 0 | 0 | 0 | 0 | 0 | 0
CT | 0 | 0 | 0 | 0 | 0 | 0
Coal | 20.7 | 21.04 | 6.28 | 6.28 | 6.28 | 6.28
Geo | 0 | 0 | 0 | 0 | 0 | 0
H | 0 | 0 | 0 | 0 | 0 | 0
LFG | 0 | 0 | 0 | 0 | 0 | 0
Nuc | 0 | 0 | 0 | 0 | 0 | 0
PS | 0 | 0 | 0 | 0 | 0 | 0
PV | 0 | 0 | 0 | 0 | 0 | 0
PeakG | 0 | 0 | 0 | 0 | 0 | 0
PeakO | 0 | 0 | 0 | 0 | 0 | 0
ST | 0 | 0 | 0 | 0 | 0 | 0
STOG | 0 | 0 | 0 | 0 | 0 | 0
STWD | 0 | 0 | 0 | 0 | 0 | 0
WT | 0 | 0 | 0 | 0 | 0 | 0
IGCC | 0 | 0 | 0 | 0 | 0 | 0
DemandResponse | 0 | 0 | 0 | 0 | 0 | 0
IGCC-CCS | 0 | 0 | 0 | 0 | 0 | 0
WT_off | 0 | 0 | 0 | 0 | 0 | 0
PseudoUnit | 0 | 0 | 0 | 0 | 0 | 0
FixedInterchange | 0 | 0 | 0 | 0 | 0 | 0
Retrofit FOM Costs by Reporting Type: SP15
ReportingType | 2015 | 2020 | 2025 | 2030 | 2035 | 2040
BM | 0 | 0 | 0 | 0 | 0 | 0
CC | 0 | 0 | 0 | 0 | 0 | 0
CSP | 0 | 0 | 0 | 0 | 0 | 0
CT | 0 | 0 | 0 | 0 | 0 | 0
Coal | 0.23 | 0.41 | 0 | 0 | 0 | 0
Geo | 0 | 0 | 0 | 0 | 0 | 0
H | 0 | 0 | 0 | 0 | 0 | 0
LFG | 0 | 0 | 0 | 0 | 0 | 0
Nuc | 0 | 0 | 0 | 0 | 0 | 0
PS | 0 | 0 | 0 | 0 | 0 | 0
PV | 0 | 0 | 0 | 0 | 0 | 0
PeakG | 0 | 0 | 0 | 0 | 0 | 0
PeakO | 0 | 0 | 0 | 0 | 0 | 0
ST | 0 | 0 | 0 | 0 | 0 | 0
STOG | 0 | 0 | 0 | 0 | 0 | 0
STWD | 0 | 0 | 0 | 0 | 0 | 0
WT | 0 | 0 | 0 | 0 | 0 | 0
IGCC | 0 | 0 | 0 | 0 | 0 | 0
DemandResponse | 0 | 0 | 0 | 0 | 0 | 0
IGCC-CCS | 0 | 0 | 0 | 0 | 0 | 0
WT_off | 0 | 0 | 0 | 0 | 0 | 0
PseudoUnit | 0 | 0 | 0 | 0 | 0 | 0
FixedInterchange | 0 | 0 | 0 | 0 | 0 | 0
Retrofit FOM Costs by Reporting Type: ALB
ReportingType | 2015 | 2020 | 2025 | 2030 | 2035 | 2040
BM | 0 | 0 | 0 | 0 | 0 | 0
CC | 0 | 0 | 0 | 0 | 0 | 0
CSP | 0 | 0 | 0 | 0 | 0 | 0
CT | 0 | 0 | 0 | 0 | 0 | 0
Coal | 0.29 | 0.29 | 0.29 | 0 | 0 | 0
Geo | 0 | 0 | 0 | 0 | 0 | 0
H | 0 | 0 | 0 | 0 | 0 | 0
LFG | 0 | 0 | 0 | 0 | 0 | 0
Nuc | 0 | 0 | 0 | 0 | 0 | 0
PS | 0 | 0 | 0 | 0 | 0 | 0
PV | 0 | 0 | 0 | 0 | 0 | 0
PeakG | 0 | 0 | 0 | 0 | 0 | 0
PeakO | 0 | 0 | 0 | 0 | 0 | 0
ST | 0 | 0 | 0 | 0 | 0 | 0
STOG | 0 | 0 | 0 | 0 | 0 | 0
STWD | 0 | 0 | 0 | 0 | 0 | 0
WT | 0 | 0 | 0 | 0 | 0 | 0
IGCC | 0 | 0 | 0 | 0 | 0 | 0
DemandResponse | 0 | 0 | 0 | 0 | 0 | 0
IGCC-CCS | 0 | 0 | 0 | 0 | 0 | 0
WT_off | 0 | 0 | 0 | 0 | 0 | 0
PseudoUnit | 0 | 0 | 0 | 0 | 0 | 0
FixedInterchange | 0 | 0 | 0 | 0 | 0 | 0
Retrofit FOM Costs by Reporting Type: BC
ReportingType | 2015 | 2020 | 2025 | 2030 | 2035 | 2040
BM | 0 | 0 | 0 | 0 | 0 | 0
CC | 0 | 0 | 0 | 0 | 0 | 0
CSP | 0 | 0 | 0 | 0 | 0 | 0
CT | 0 | 0 | 0 | 0 | 0 | 0
Coal | 0 | 0 | 0 | 0 | 0 | 0
Geo | 0 | 0 | 0 | 0 | 0 | 0
H | 0 | 0 | 0 | 0 | 0 | 0
LFG | 0 | 0 | 0 | 0 | 0 | 0
Nuc | 0 | 0 | 0 | 0 | 0 | 0
PS | 0 | 0 | 0 | 0 | 0 | 0
PV | 0 | 0 | 0 | 0 | 0 | 0
PeakG | 0 | 0 | 0 | 0 | 0 | 0
PeakO | 0 | 0 | 0 | 0 | 0 | 0
ST | 0 | 0 | 0 | 0 | 0 | 0
STOG | 0 | 0 | 0 | 0 | 0 | 0
STWD | 0 | 0 | 0 | 0 | 0 | 0
WT | 0 | 0 | 0 | 0 | 0 | 0
IGCC | 0 | 0 | 0 | 0 | 0 | 0
DemandResponse | 0 | 0 | 0 | 0 | 0 | 0
IGCC-CCS | 0 | 0 | 0 | 0 | 0 | 0
WT_off | 0 | 0 | 0 | 0 | 0 | 0
PseudoUnit | 0 | 0 | 0 | 0 | 0 | 0
FixedInterchange | 0 | 0 | 0 | 0 | 0 | 0
Retrofit FOM Costs by Reporting Type: HQ_IESO
ReportingType | 2015 | 2020 | 2025 | 2030 | 2035 | 2040
BM | 0 | 0 | 0 | 0 | 0 | 0
CC | 0 | 0 | 0 | 0 | 0 | 0
CSP | 0 | 0 | 0 | 0 | 0 | 0
CT | 0 | 0 | 0 | 0 | 0 | 0
Coal | 0 | 0 | 0 | 0 | 0 | 0
Geo | 0 | 0 | 0 | 0 | 0 | 0
H | 0 | 0 | 0 | 0 | 0 | 0
LFG | 0 | 0 | 0 | 0 | 0 | 0
Nuc | 0 | 0 | 0 | 0 | 0 | 0
PS | 0 | 0 | 0 | 0 | 0 | 0
PV | 0 | 0 | 0 | 0 | 0 | 0
PeakG | 0 | 0 | 0 | 0 | 0 | 0
PeakO | 0 | 0 | 0 | 0 | 0 | 0
ST | 0 | 0 | 0 | 0 | 0 | 0
STOG | 0 | 0 | 0 | 0 | 0 | 0
STWD | 0 | 0 | 0 | 0 | 0 | 0
WT | 0 | 0 | 0 | 0 | 0 | 0
IGCC | 0 | 0 | 0 | 0 | 0 | 0
DemandResponse | 0 | 0 | 0 | 0 | 0 | 0
IGCC-CCS | 0 | 0 | 0 | 0 | 0 | 0
WT_off | 0 | 0 | 0 | 0 | 0 | 0
PseudoUnit | 0 | 0 | 0 | 0 | 0 | 0
FixedInterchange | 0 | 0 | 0 | 0 | 0 | 0
Retrofit FOM Costs by Reporting Type: HQ_NEISO
ReportingType | 2015 | 2020 | 2025 | 2030 | 2035 | 2040
BM | 0 | 0 | 0 | 0 | 0 | 0
CC | 0 | 0 | 0 | 0 | 0 | 0
CSP | 0 | 0 | 0 | 0 | 0 | 0
CT | 0 | 0 | 0 | 0 | 0 | 0
Coal | 0 | 0 | 0 | 0 | 0 | 0
Geo | 0 | 0 | 0 | 0 | 0 | 0
H | 0 | 0 | 0 | 0 | 0 | 0
LFG | 0 | 0 | 0 | 0 | 0 | 0
Nuc | 0 | 0 | 0 | 0 | 0 | 0
PS | 0 | 0 | 0 | 0 | 0 | 0
PV | 0 | 0 | 0 | 0 | 0 | 0
PeakG | 0 | 0 | 0 | 0 | 0 | 0
PeakO | 0 | 0 | 0 | 0 | 0 | 0
ST | 0 | 0 | 0 | 0 | 0 | 0
STOG | 0 | 0 | 0 | 0 | 0 | 0
STWD | 0 | 0 | 0 | 0 | 0 | 0
WT | 0 | 0 | 0 | 0 | 0 | 0
IGCC | 0 | 0 | 0 | 0 | 0 | 0
DemandResponse | 0 | 0 | 0 | 0 | 0 | 0
IGCC-CCS | 0 | 0 | 0 | 0 | 0 | 0
WT_off | 0 | 0 | 0 | 0 | 0 | 0
PseudoUnit | 0 | 0 | 0 | 0 | 0 | 0
FixedInterchange | 0 | 0 | 0 | 0 | 0 | 0
Retrofit FOM Costs by Reporting Type: HQ_NY
ReportingType | 2015 | 2020 | 2025 | 2030 | 2035 | 2040
BM | 0 | 0 | 0 | 0 | 0 | 0
CC | 0 | 0 | 0 | 0 | 0 | 0
CSP | 0 | 0 | 0 | 0 | 0 | 0
CT | 0 | 0 | 0 | 0 | 0 | 0
Coal | 0 | 0 | 0 | 0 | 0 | 0
Geo | 0 | 0 | 0 | 0 | 0 | 0
H | 0 | 0 | 0 | 0 | 0 | 0
LFG | 0 | 0 | 0 | 0 | 0 | 0
Nuc | 0 | 0 | 0 | 0 | 0 | 0
PS | 0 | 0 | 0 | 0 | 0 | 0
PV | 0 | 0 | 0 | 0 | 0 | 0
PeakG | 0 | 0 | 0 | 0 | 0 | 0
PeakO | 0 | 0 | 0 | 0 | 0 | 0
ST | 0 | 0 | 0 | 0 | 0 | 0
STOG | 0 | 0 | 0 | 0 | 0 | 0
STWD | 0 | 0 | 0 | 0 | 0 | 0
WT | 0 | 0 | 0 | 0 | 0 | 0
IGCC | 0 | 0 | 0 | 0 | 0 | 0
DemandResponse | 0 | 0 | 0 | 0 | 0 | 0
IGCC-CCS | 0 | 0 | 0 | 0 | 0 | 0
WT_off | 0 | 0 | 0 | 0 | 0 | 0
PseudoUnit | 0 | 0 | 0 | 0 | 0 | 0
FixedInterchange | 0 | 0 | 0 | 0 | 0 | 0
Retrofit FOM Costs by Reporting Type: MARITIMES
ReportingType | 2015 | 2020 | 2025 | 2030 | 2035 | 2040
BM | 0 | 0 | 0 | 0 | 0 | 0
CC | 0 | 0 | 0 | 0 | 0 | 0
CSP | 0 | 0 | 0 | 0 | 0 | 0
CT | 0 | 0 | 0 | 0 | 0 | 0
Coal | 0 | 0 | 0 | 0 | 0 | 0
Geo | 0 | 0 | 0 | 0 | 0 | 0
H | 0 | 0 | 0 | 0 | 0 | 0
LFG | 0 | 0 | 0 | 0 | 0 | 0
Nuc | 0 | 0 | 0 | 0 | 0 | 0
PS | 0 | 0 | 0 | 0 | 0 | 0
PV | 0 | 0 | 0 | 0 | 0 | 0
PeakG | 0 | 0 | 0 | 0 | 0 | 0
PeakO | 0 | 0 | 0 | 0 | 0 | 0
ST | 0 | 0 | 0 | 0 | 0 | 0
STOG | 0 | 0 | 0 | 0 | 0 | 0
STWD | 0 | 0 | 0 | 0 | 0 | 0
WT | 0 | 0 | 0 | 0 | 0 | 0
IGCC | 0 | 0 | 0 | 0 | 0 | 0
DemandResponse | 0 | 0 | 0 | 0 | 0 | 0
IGCC-CCS | 0 | 0 | 0 | 0 | 0 | 0
WT_off | 0 | 0 | 0 | 0 | 0 | 0
PseudoUnit | 0 | 0 | 0 | 0 | 0 | 0
FixedInterchange | 0 | 0 | 0 | 0 | 0 | 0
Retrofit FOM Costs by Reporting Type: All
ReportingType | 2015 | 2020 | 2025 | 2030 | 2035 | 2040
BM | 0 | 0 | 0 | 0 | 0 | 0
CC | 0 | 0 | 0 | 0 | 0 | 0
CSP | 0 | 0 | 0 | 0 | 0 | 0
CT | 0 | 0 | 0 | 0 | 0 | 0
Coal | 737.09 | 489.21 | 108.87 | 109.94 | 112.18 | 112.29
Geo | 0 | 0 | 0 | 0 | 0 | 0
H | 0 | 0 | 0 | 0 | 0 | 0
LFG | 0 | 0 | 0 | 0 | 0 | 0
Nuc | 0 | 0 | 0 | 0 | 0 | 0
PS | 0 | 0 | 0 | 0 | 0 | 0
PV | 0 | 0 | 0 | 0 | 0 | 0
PeakG | 0 | 0 | 0 | 0 | 0 | 0
PeakO | 0 | 0 | 0 | 0 | 0 | 0
ST | 0 | 0 | 0 | 0 | 0 | 0
STOG | 0 | 0 | 0 | 0 | 0 | 0
STWD | 0 | 0 | 0 | 0 | 0 | 0
WT | 0 | 0 | 0 | 0 | 0 | 0
IGCC | 0 | 0 | 0 | 0 | 0 | 0
DemandResponse | 0 | 0 | 0 | 0 | 0 | 0
IGCC-CCS | 0 | 0 | 0 | 0 | 0 | 0
WT_off | 0 | 0 | 0 | 0 | 0 | 0
PseudoUnit | 0 | 0 | 0 | 0 | 0 | 0
FixedInterchange | 0 | 0 | 0 | 0 | 0 | 0
Retrofit FOM Costs by Reporting Type: EI_US
ReportingType | 2015 | 2020 | 2025 | 2030 | 2035 | 2040
BM | 0 | 0 | 0 | 0 | 0 | 0
CC | 0 | 0 | 0 | 0 | 0 | 0
CSP | 0 | 0 | 0 | 0 | 0 | 0
CT | 0 | 0 | 0 | 0 | 0 | 0
Coal | 601.85 | 368.9 | 83.37 | 83.98 | 86.03 | 86.13
Geo | 0 | 0 | 0 | 0 | 0 | 0
H | 0 | 0 | 0 | 0 | 0 | 0
LFG | 0 | 0 | 0 | 0 | 0 | 0
Nuc | 0 | 0 | 0 | 0 | 0 | 0
PS | 0 | 0 | 0 | 0 | 0 | 0
PV | 0 | 0 | 0 | 0 | 0 | 0
PeakG | 0 | 0 | 0 | 0 | 0 | 0
PeakO | 0 | 0 | 0 | 0 | 0 | 0
ST | 0 | 0 | 0 | 0 | 0 | 0
STOG | 0 | 0 | 0 | 0 | 0 | 0
STWD | 0 | 0 | 0 | 0 | 0 | 0
WT | 0 | 0 | 0 | 0 | 0 | 0
IGCC | 0 | 0 | 0 | 0 | 0 | 0
DemandResponse | 0 | 0 | 0 | 0 | 0 | 0
IGCC-CCS | 0 | 0 | 0 | 0 | 0 | 0
WT_off | 0 | 0 | 0 | 0 | 0 | 0
PseudoUnit | 0 | 0 | 0 | 0 | 0 | 0
FixedInterchange | 0 | 0 | 0 | 0 | 0 | 0
Retrofit FOM Costs by Reporting Type: EI_Canada
ReportingType | 2015 | 2020 | 2025 | 2030 | 2035 | 2040
BM | 0 | 0 | 0 | 0 | 0 | 0
CC | 0 | 0 | 0 | 0 | 0 | 0
CSP | 0 | 0 | 0 | 0 | 0 | 0
CT | 0 | 0 | 0 | 0 | 0 | 0
Coal | 0 | 0 | 0 | 0 | 0 | 0
Geo | 0 | 0 | 0 | 0 | 0 | 0
H | 0 | 0 | 0 | 0 | 0 | 0
LFG | 0 | 0 | 0 | 0 | 0 | 0
Nuc | 0 | 0 | 0 | 0 | 0 | 0
PS | 0 | 0 | 0 | 0 | 0 | 0
PV | 0 | 0 | 0 | 0 | 0 | 0
PeakG | 0 | 0 | 0 | 0 | 0 | 0
PeakO | 0 | 0 | 0 | 0 | 0 | 0
ST | 0 | 0 | 0 | 0 | 0 | 0
STOG | 0 | 0 | 0 | 0 | 0 | 0
STWD | 0 | 0 | 0 | 0 | 0 | 0
WT | 0 | 0 | 0 | 0 | 0 | 0
IGCC | 0 | 0 | 0 | 0 | 0 | 0
DemandResponse | 0 | 0 | 0 | 0 | 0 | 0
IGCC-CCS | 0 | 0 | 0 | 0 | 0 | 0
WT_off | 0 | 0 | 0 | 0 | 0 | 0
PseudoUnit | 0 | 0 | 0 | 0 | 0 | 0
FixedInterchange | 0 | 0 | 0 | 0 | 0 | 0
Retrofit FOM Costs by Reporting Type: EI
ReportingType | 2015 | 2020 | 2025 | 2030 | 2035 | 2040
BM | 0 | 0 | 0 | 0 | 0 | 0
CC | 0 | 0 | 0 | 0 | 0 | 0
CSP | 0 | 0 | 0 | 0 | 0 | 0
CT | 0 | 0 | 0 | 0 | 0 | 0
Coal | 601.85 | 368.9 | 83.37 | 83.98 | 86.03 | 86.13
Geo | 0 | 0 | 0 | 0 | 0 | 0
H | 0 | 0 | 0 | 0 | 0 | 0
LFG | 0 | 0 | 0 | 0 | 0 | 0
Nuc | 0 | 0 | 0 | 0 | 0 | 0
PS | 0 | 0 | 0 | 0 | 0 | 0
PV | 0 | 0 | 0 | 0 | 0 | 0
PeakG | 0 | 0 | 0 | 0 | 0 | 0
PeakO | 0 | 0 | 0 | 0 | 0 | 0
ST | 0 | 0 | 0 | 0 | 0 | 0
STOG | 0 | 0 | 0 | 0 | 0 | 0
STWD | 0 | 0 | 0 | 0 | 0 | 0
WT | 0 | 0 | 0 | 0 | 0 | 0
IGCC | 0 | 0 | 0 | 0 | 0 | 0
DemandResponse | 0 | 0 | 0 | 0 | 0 | 0
IGCC-CCS | 0 | 0 | 0 | 0 | 0 | 0
WT_off | 0 | 0 | 0 | 0 | 0 | 0
PseudoUnit | 0 | 0 | 0 | 0 | 0 | 0
FixedInterchange | 0 | 0 | 0 | 0 | 0 | 0
Retrofit FOM Costs by Reporting Type: Outside_EI
ReportingType | 2015 | 2020 | 2025 | 2030 | 2035 | 2040
BM | 0 | 0 | 0 | 0 | 0 | 0
CC | 0 | 0 | 0 | 0 | 0 | 0
CSP | 0 | 0 | 0 | 0 | 0 | 0
CT | 0 | 0 | 0 | 0 | 0 | 0
Coal | 135.24 | 120.31 | 25.51 | 25.96 | 26.15 | 26.15
Geo | 0 | 0 | 0 | 0 | 0 | 0
H | 0 | 0 | 0 | 0 | 0 | 0
LFG | 0 | 0 | 0 | 0 | 0 | 0
Nuc | 0 | 0 | 0 | 0 | 0 | 0
PS | 0 | 0 | 0 | 0 | 0 | 0
PV | 0 | 0 | 0 | 0 | 0 | 0
PeakG | 0 | 0 | 0 | 0 | 0 | 0
PeakO | 0 | 0 | 0 | 0 | 0 | 0
ST | 0 | 0 | 0 | 0 | 0 | 0
STOG | 0 | 0 | 0 | 0 | 0 | 0
STWD | 0 | 0 | 0 | 0 | 0 | 0
WT | 0 | 0 | 0 | 0 | 0 | 0
IGCC | 0 | 0 | 0 | 0 | 0 | 0
DemandResponse | 0 | 0 | 0 | 0 | 0 | 0
IGCC-CCS | 0 | 0 | 0 | 0 | 0 | 0
WT_off | 0 | 0 | 0 | 0 | 0 | 0
PseudoUnit | 0 | 0 | 0 | 0 | 0 | 0
FixedInterchange | 0 | 0 | 0 | 0 | 0 | 0
#12 | 0.01: Levelized Capital Costs ($million)
Levelized Capital Costs by Reporting Type: Entergy
ReportingType | 2015 | 2020 | 2025 | 2030 | 2035 | 2040
BM | 0 | 0 | 0 | 0 | 0 | 7.92
CC | 53.81 | 291.07 | 291.07 | 291.07 | 291.07 | 237.26
CSP | 0 | 0 | 0 | 0 | 0 | 0
CT | 0 | 0 | 0 | 0 | 0 | 0
Coal | 202.06 | 202.06 | 202.06 | 202.06 | 202.06 | 202.06
Geo | 0 | 0 | 0 | 0 | 0 | 0
H | 0 | 0 | 0 | 0 | 0 | 0
LFG | 0 | 0 | 14.11 | 20.14 | 20.14 | 20.14
Nuc | 0 | 0 | 0 | 0 | 0 | 0
PS | 0 | 0 | 0 | 0 | 0 | 0
PV | 10.57 | 20.41 | 28.61 | 28.61 | 18.03 | 8.2
PeakG | 0 | 0 | 0 | 0 | 0 | 0
PeakO | 0 | 0 | 0 | 0 | 0 | 0
ST | 0 | 0 | 0 | 0 | 0 | 0
STOG | 0 | 0 | 0 | 0 | 0 | 0
STWD | 0 | 0 | 0 | 0 | 0 | 0
WT | 0 | 0 | 0 | 0 | 0 | 0
IGCC | 0 | 0 | 0 | 0 | 0 | 0
DemandResponse | 0 | 0 | 0 | 0 | 0 | 0
IGCC-CCS | 0 | 0 | 0 | 0 | 0 | 0
WT_off | 0 | 0 | 0 | 0 | 0 | 0
PseudoUnit | 0 | 0 | 0 | 0 | 0 | 0
FixedInterchange | 0 | 0 | 0 | 0 | 0 | 0
Levelized Capital Costs by Reporting Type: FRCC
ReportingType | 2015 | 2020 | 2025 | 2030 | 2035 | 2040
BM | 0 | 0 | 0 | 0 | 0 | 381.89
CC | 1155.52 | 1155.52 | 1155.52 | 1155.52 | 1155.52 | 0
CSP | 0 | 0 | 0 | 0 | 0 | 0
CT | 196.14 | 196.14 | 196.14 | 196.14 | 0 | 0
Coal | 0 | 0 | 0 | 0 | 0 | 0
Geo | 0 | 0 | 0 | 0 | 0 | 0
H | 0 | 0 | 0 | 0 | 0 | 0
LFG | 0 | 0 | 37.91 | 37.91 | 37.91 | 37.91
Nuc | 0 | 0 | 863.88 | 9936.81 | 12495.02 | 14105.56
PS | 0 | 0 | 0 | 0 | 0 | 0
PV | 0 | 0 | 0 | 0 | 0 | 0
PeakG | 0 | 0 | 0 | 0 | 0 | 0
PeakO | 0 | 0 | 0 | 0 | 0 | 0
ST | 0 | 0 | 0 | 0 | 0 | 0
STOG | 0 | 0 | 0 | 0 | 0 | 0
STWD | 0 | 0 | 0 | 0 | 0 | 0
WT | 0 | 0 | 0 | 0 | 0 | 0
IGCC | 0 | 0 | 0 | 0 | 0 | 0
DemandResponse | 0 | 0 | 0 | 0 | 0 | 0
IGCC-CCS | 0 | 0 | 0 | 0 | 0 | 0
WT_off | 0 | 0 | 0 | 0 | 0 | 0
PseudoUnit | 0 | 0 | 0 | 0 | 0 | 0
FixedInterchange | 0 | 0 | 0 | 0 | 0 | 0
Levelized Capital Costs by Reporting Type: MAPP_US
ReportingType | 2015 | 2020 | 2025 | 2030 | 2035 | 2040
BM | 0 | 0 | 0 | 0 | 0 | 0
CC | 0 | 0 | 0 | 0 | 0 | 0
CSP | 0 | 0 | 0 | 0 | 0 | 0
CT | 25.9 | 25.9 | 25.9 | 25.19 | 0 | 0
Coal | 0 | 0 | 0 | 0 | 0 | 0
Geo | 0 | 0 | 0 | 0 | 0 | 0
H | 0 | 0 | 0 | 0 | 0 | 0
LFG | 0 | 0 | 0 | 13.26 | 13.26 | 13.26
Nuc | 0 | 0 | 0 | 0 | 0 | 0
PS | 0 | 0 | 0 | 0 | 0 | 0
PV | 0 | 0 | 0 | 0 | 0 | 0
PeakG | 0 | 0 | 0 | 0 | 0 | 0
PeakO | 0 | 0 | 0 | 0 | 0 | 0
ST | 0 | 0 | 0 | 0 | 0 | 0
STOG | 0 | 0 | 0 | 0 | 0 | 0
STWD | 0 | 0 | 0 | 0 | 0 | 0
WT | 91.97 | 997.24 | 1542.33 | 1504.95 | 1450.36 | 545.09
IGCC | 0 | 0 | 0 | 0 | 0 | 0
DemandResponse | 0 | 0 | 0 | 0 | 0 | 0
IGCC-CCS | 0 | 0 | 0 | 0 | 0 | 0
WT_off | 0 | 0 | 0 | 0 | 0 | 0
PseudoUnit | 0 | 0 | 0 | 0 | 0 | 0
FixedInterchange | 0 | 0 | 0 | 0 | 0 | 0
Levelized Capital Costs by Reporting Type: MISO_IN
ReportingType | 2015 | 2020 | 2025 | 2030 | 2035 | 2040
BM | 0 | 0 | 0 | 0 | 0 | 0
CC | 426.4 | 1669.12 | 1669.12 | 1669.12 | 1669.12 | 1242.72
CSP | 0 | 0 | 0 | 0 | 0 | 0
CT | 0 | 0 | 0 | 0 | 0 | 0
Coal | 0 | 0 | 0 | 0 | 0 | 0
Geo | 0 | 0 | 0 | 0 | 0 | 0
H | 0 | 0 | 0 | 0 | 0 | 0
LFG | 0 | 0 | 15.89 | 15.89 | 15.89 | 15.89
Nuc | 0 | 0 | 0 | 0 | 0 | 0
PS | 0 | 0 | 0 | 0 | 0 | 0
PV | 37.38 | 79.92 | 118.58 | 118.58 | 81.2 | 38.66
PeakG | 0 | 0 | 0 | 0 | 0 | 0
PeakO | 0 | 0 | 0 | 0 | 0 | 0
ST | 0 | 0 | 0 | 0 | 0 | 0
STOG | 0 | 0 | 0 | 0 | 0 | 0
STWD | 0 | 0 | 0 | 0 | 0 | 0
WT | 0 | 0 | 0 | 8898.67 | 8898.67 | 8898.67
IGCC | 215.26 | 215.26 | 215.26 | 215.26 | 215.26 | 215.26
DemandResponse | 0 | 0 | 0 | 0 | 0 | 0
IGCC-CCS | 0 | 0 | 0 | 0 | 0 | 0
WT_off | 0 | 0 | 0 | 0 | 0 | 0
PseudoUnit | 0 | 0 | 0 | 0 | 0 | 0
FixedInterchange | 0 | 0 | 0 | 0 | 0 | 0
Levelized Capital Costs by Reporting Type: MISO_MI
ReportingType | 2015 | 2020 | 2025 | 2030 | 2035 | 2040
BM | 0 | 0 | 0 | 0 | 0 | 0
CC | 105.16 | 105.16 | 105.16 | 105.16 | 105.16 | 0
CSP | 0 | 0 | 0 | 0 | 0 | 0
CT | 0 | 0 | 0 | 0 | 0 | 0
Coal | 0 | 0 | 0 | 0 | 0 | 0
Geo | 0 | 0 | 0 | 0 | 0 | 0
H | 0 | 0 | 0 | 0 | 0 | 0
LFG | 35.14 | 35.14 | 35.14 | 35.14 | 0 | 0
Nuc | 0 | 0 | 0 | 0 | 0 | 730.01
PS | 0 | 0 | 0 | 0 | 0 | 0
PV | 0 | 0 | 0 | 0 | 0 | 0
PeakG | 0 | 0 | 0 | 0 | 0 | 0
PeakO | 0 | 0 | 0 | 0 | 0 | 0
ST | 0 | 0 | 0 | 0 | 0 | 0
STOG | 0 | 0 | 0 | 0 | 0 | 0
STWD | 0 | 0 | 0 | 0 | 0 | 0
WT | 480.98 | 487.79 | 608.82 | 608.82 | 127.84 | 121.02
IGCC | 0 | 0 | 0 | 0 | 0 | 0
DemandResponse | 0 | 0 | 0 | 0 | 0 | 0
IGCC-CCS | 0 | 0 | 0 | 0 | 0 | 0
WT_off | 0 | 0 | 0 | 0 | 0 | 0
PseudoUnit | 0 | 0 | 0 | 0 | 0 | 0
FixedInterchange | 0 | 0 | 0 | 0 | 0 | 0
Levelized Capital Costs by Reporting Type: MISO_MO-IL
ReportingType | 2015 | 2020 | 2025 | 2030 | 2035 | 2040
BM | 0 | 0 | 0 | 0 | 0 | 0
CC | 0 | 0 | 0 | 0 | 0 | 0
CSP | 0 | 0 | 0 | 0 | 0 | 0
CT | 0 | 0 | 0 | 0 | 0 | 0
Coal | 574.94 | 574.94 | 574.94 | 574.94 | 574.94 | 574.94
Geo | 0 | 0 | 0 | 0 | 0 | 0
H | 0 | 97.15 | 97.15 | 97.15 | 97.15 | 97.15
LFG | 0 | 0 | 46.76 | 46.76 | 46.76 | 46.76
Nuc | 0 | 0 | 0 | 0 | 0 | 0
PS | 0 | 0 | 0 | 0 | 0 | 0
PV | 0 | 0 | 0 | 0 | 0 | 0
PeakG | 0 | 0 | 0 | 0 | 0 | 0
PeakO | 0 | 0 | 0 | 0 | 0 | 0
ST | 0 | 0 | 0 | 0 | 0 | 0
STOG | 0 | 0 | 0 | 0 | 0 | 0
STWD | 0 | 0 | 0 | 0 | 0 | 0
WT | 68.52 | 68.52 | 1227.96 | 4116.39 | 4047.87 | 4047.87
IGCC | 0 | 0 | 0 | 0 | 0 | 0
DemandResponse | 0 | 0 | 0 | 0 | 0 | 0
IGCC-CCS | 0 | 0 | 0 | 0 | 0 | 0
WT_off | 0 | 0 | 0 | 0 | 0 | 0
PseudoUnit | 0 | 0 | 0 | 0 | 0 | 0
FixedInterchange | 0 | 0 | 0 | 0 | 0 | 0
Levelized Capital Costs by Reporting Type: MISO_W
ReportingType | 2015 | 2020 | 2025 | 2030 | 2035 | 2040
BM | 0 | 0 | 0 | 0 | 0 | 0
CC | 0 | 0 | 0 | 0 | 0 | 0
CSP | 0 | 0 | 0 | 0 | 0 | 0
CT | 0 | 0 | 0 | 0 | 0 | 0
Coal | 0 | 0 | 0 | 0 | 0 | 0
Geo | 0 | 0 | 0 | 0 | 0 | 0
H | 0 | 0 | 0 | 0 | 0 | 0
LFG | 0 | 0 | 0 | 14.86 | 14.86 | 14.86
Nuc | 0 | 0 | 0 | 0 | 0 | 0
PS | 0 | 0 | 0 | 0 | 0 | 0
PV | 0 | 0 | 0 | 0 | 0 | 0
PeakG | 0 | 0 | 0 | 0 | 0 | 0
PeakO | 0 | 0 | 0 | 0 | 0 | 0
ST | 0 | 0 | 0 | 0 | 0 | 0
STOG | 0 | 0 | 0 | 0 | 0 | 0
STWD | 0 | 0 | 0 | 0 | 0 | 0
WT | 658.73 | 2899.78 | 14877.35 | 14812.02 | 15484.5 | 13243.45
IGCC | 0 | 0 | 0 | 0 | 0 | 0
DemandResponse | 0 | 0 | 0 | 0 | 0 | 0
IGCC-CCS | 0 | 0 | 0 | 0 | 0 | 0
WT_off | 0 | 0 | 0 | 0 | 0 | 0
PseudoUnit | 0 | 0 | 0 | 0 | 0 | 0
FixedInterchange | 0 | 0 | 0 | 0 | 0 | 0
Levelized Capital Costs by Reporting Type: MISO_WUMS
ReportingType | 2015 | 2020 | 2025 | 2030 | 2035 | 2040
BM | 0 | 0 | 0 | 0 | 0 | 0
CC | 519.34 | 519.34 | 519.34 | 519.34 | 519.34 | 0
CSP | 0 | 0 | 0 | 0 | 0 | 0
CT | 0 | 0 | 0 | 0 | 0 | 0
Coal | 184.51 | 184.51 | 184.51 | 184.51 | 184.51 | 184.51
Geo | 0 | 0 | 0 | 0 | 0 | 0
H | 0 | 0.35 | 0.35 | 0.35 | 0.35 | 0.35
LFG | 0 | 0 | 43.4 | 43.4 | 43.4 | 43.4
Nuc | 0 | 0 | 0 | 0 | 0 | 0
PS | 0 | 0 | 0 | 0 | 0 | 0
PV | 0 | 0 | 0 | 0 | 0 | 0
PeakG | 0 | 0 | 0 | 0 | 0 | 0
PeakO | 0 | 0 | 0 | 0 | 0 | 0
ST | 0 | 0 | 0 | 0 | 0 | 0
STOG | 0 | 0 | 0 | 0 | 0 | 0
STWD | 0 | 0 | 0 | 0 | 0 | 0
WT | 218.37 | 218.37 | 224.5 | 1628.09 | 2604.78 | 2604.78
IGCC | 0 | 0 | 0 | 0 | 0 | 0
DemandResponse | 0 | 0 | 0 | 0 | 0 | 0
IGCC-CCS | 0 | 0 | 0 | 0 | 0 | 0
WT_off | 0 | 0 | 0 | 0 | 0 | 0
PseudoUnit | 0 | 0 | 0 | 0 | 0 | 0
FixedInterchange | 0 | 0 | 0 | 0 | 0 | 0
Levelized Capital Costs by Reporting Type: Nebraska
ReportingType | 2015 | 2020 | 2025 | 2030 | 2035 | 2040
BM | 0 | 0 | 0 | 0 | 0 | 0
CC | 0 | 0 | 0 | 0 | 0 | 0
CSP | 0 | 0 | 0 | 0 | 0 | 0
CT | 0 | 0 | 0 | 0 | 0 | 0
Coal | 66.52 | 66.52 | 66.52 | 66.52 | 66.52 | 66.52
Geo | 0 | 0 | 0 | 0 | 0 | 0
H | 0 | 0 | 0 | 0 | 0 | 0
LFG | 0 | 0 | 0 | 13.78 | 13.78 | 13.78
Nuc | 0 | 0 | 0 | 0 | 0 | 0
PS | 0 | 0 | 0 | 0 | 0 | 0
PV | 0 | 0 | 0 | 0 | 0 | 0
PeakG | 0 | 0 | 0 | 0 | 0 | 0
PeakO | 0 | 0 | 0 | 0 | 0 | 0
ST | 0 | 0 | 0 | 0 | 0 | 0
STOG | 0 | 0 | 0 | 0 | 0 | 0
STWD | 0 | 0 | 0 | 0 | 0 | 0
WT | 44.36 | 3184.74 | 3184.74 | 3376.56 | 3759.74 | 619.36
IGCC | 0 | 0 | 0 | 0 | 0 | 0
DemandResponse | 0 | 0 | 0 | 0 | 0 | 0
IGCC-CCS | 0 | 0 | 0 | 0 | 0 | 0
WT_off | 0 | 0 | 0 | 0 | 0 | 0
PseudoUnit | 0 | 0 | 0 | 0 | 0 | 0
FixedInterchange | 0 | 0 | 0 | 0 | 0 | 0
Levelized Capital Costs by Reporting Type: NEISO
ReportingType | 2015 | 2020 | 2025 | 2030 | 2035 | 2040
BM | 115.57 | 115.57 | 115.57 | 115.57 | 115.57 | 115.57
CC | 273.49 | 273.49 | 273.49 | 273.49 | 273.49 | 0
CSP | 0 | 0 | 0 | 0 | 0 | 0
CT | 30 | 30 | 30 | 29.13 | 0 | 0
Coal | 0 | 0 | 0 | 0 | 0 | 0
Geo | 0 | 0 | 0 | 0 | 0 | 0
H | 0 | 0 | 0 | 0 | 0.99 | 0.99
LFG | 10.64 | 10.64 | 10.64 | 24.97 | 14.32 | 14.32
Nuc | 0 | 0 | 0 | 0 | 0 | 0
PS | 0 | 0 | 0 | 0 | 0 | 0
PV | 112.13 | 112.13 | 112.13 | 112.13 | 0 | 0
PeakG | 0 | 0 | 0 | 0 | 0 | 0
PeakO | 0 | 0 | 0 | 0 | 0 | 0
ST | 0 | 0 | 0 | 0 | 0 | 0
STOG | 0 | 0 | 0 | 0 | 0 | 0
STWD | 0 | 0 | 0 | 0 | 0 | 0
WT | 118.23 | 542.47 | 801.12 | 1148.45 | 1037.52 | 613.28
IGCC | 0 | 0 | 0 | 0 | 0 | 0
DemandResponse | 0 | 0 | 0 | 0 | 0 | 0
IGCC-CCS | 0 | 0 | 0 | 0 | 0 | 0
WT_off | 283.24 | 283.24 | 283.24 | 283.24 | 0 | 0
PseudoUnit | 0 | 0 | 0 | 0 | 0 | 0
FixedInterchange | 0 | 0 | 0 | 0 | 0 | 0
Levelized Capital Costs by Reporting Type: NonRTO_Midwest
ReportingType | 2015 | 2020 | 2025 | 2030 | 2035 | 2040
BM | 0 | 0 | 0 | 0 | 0 | 0
CC | 203.54 | 466.67 | 466.67 | 466.67 | 466.67 | 263.13
CSP | 0 | 0 | 0 | 0 | 0 | 0
CT | 0 | 0 | 0 | 0 | 0 | 0
Coal | 0 | 0 | 0 | 0 | 0 | 0
Geo | 0 | 0 | 0 | 0 | 0 | 0
H | 0 | 0 | 245.9 | 245.9 | 245.9 | 245.9
LFG | 0 | 0 | 30 | 30 | 30 | 30
Nuc | 0 | 0 | 0 | 0 | 1156.39 | 2252.84
PS | 0 | 0 | 0 | 0 | 0 | 0
PV | 0 | 0 | 0 | 0 | 0 | 0
PeakG | 0 | 0 | 0 | 0 | 0 | 0
PeakO | 0 | 0 | 0 | 0 | 0 | 0
ST | 0 | 0 | 0 | 0 | 0 | 0
STOG | 0 | 0 | 0 | 0 | 0 | 0
STWD | 0 | 0 | 0 | 0 | 0 | 0
WT | 0 | 0 | 0 | 0 | 0 | 0
IGCC | 0 | 0 | 0 | 0 | 0 | 0
DemandResponse | 0 | 0 | 0 | 0 | 0 | 0
IGCC-CCS | 0 | 0 | 0 | 0 | 0 | 0
WT_off | 0 | 0 | 0 | 0 | 0 | 0
PseudoUnit | 0 | 0 | 0 | 0 | 0 | 0
FixedInterchange | 0 | 0 | 0 | 0 | 0 | 0
Levelized Capital Costs by Reporting Type: NYISO_A-F
ReportingType | 2015 | 2020 | 2025 | 2030 | 2035 | 2040
BM | 0 | 0 | 0 | 0 | 0 | 0
CC | 85.71 | 85.71 | 85.71 | 85.71 | 85.71 | 0
CSP | 0 | 0 | 0 | 0 | 0 | 0
CT | 0 | 0 | 0 | 0 | 0 | 0
Coal | 0 | 0 | 0 | 0 | 0 | 0
Geo | 0 | 0 | 0 | 0 | 0 | 0
H | 0 | 0 | 0 | 0 | 0 | 0
LFG | 1.35 | 1.35 | 1.35 | 14.91 | 13.57 | 13.57
Nuc | 0 | 0 | 0 | 0 | 0 | 0
PS | 0 | 0 | 0 | 0 | 0 | 0
PV | 0 | 0 | 0 | 0 | 0 | 0
PeakG | 0 | 0 | 0 | 0 | 0 | 0
PeakO | 0 | 0 | 0 | 0 | 0 | 0
ST | 0 | 0 | 0 | 0 | 0 | 0
STOG | 0 | 0 | 0 | 0 | 0 | 0
STWD | 0 | 0 | 0 | 0 | 0 | 0
WT | 614.16 | 729.42 | 729.42 | 729.42 | 801.63 | 686.37
IGCC | 0 | 0 | 0 | 0 | 0 | 0
DemandResponse | 0 | 0 | 0 | 0 | 0 | 0
IGCC-CCS | 0 | 0 | 0 | 0 | 0 | 0
WT_off | 0 | 0 | 0 | 0 | 0 | 0
PseudoUnit | 0 | 0 | 0 | 0 | 0 | 0
FixedInterchange | 0 | 0 | 0 | 0 | 0 | 0
Levelized Capital Costs by Reporting Type: NYISO_G-I
ReportingType | 2015 | 2020 | 2025 | 2030 | 2035 | 2040
BM | 0 | 0 | 0 | 0 | 0 | 0
CC | 0 | 0 | 0 | 0 | 0 | 0
CSP | 0 | 0 | 0 | 0 | 0 | 0
CT | 0 | 0 | 0 | 0 | 0 | 0
Coal | 0 | 0 | 0 | 0 | 0 | 0
Geo | 0 | 0 | 0 | 0 | 0 | 0
H | 0 | 0 | 0 | 0 | 0 | 0
LFG | 0 | 0 | 0 | 14.85 | 14.85 | 14.85
Nuc | 0 | 0 | 0 | 0 | 218.65 | 2539.29
PS | 0 | 0 | 0 | 0 | 0 | 0
PV | 0 | 0 | 0 | 0 | 0 | 0
PeakG | 0 | 0 | 0 | 0 | 0 | 0
PeakO | 0 | 0 | 0 | 0 | 0 | 0
ST | 0 | 0 | 0 | 0 | 0 | 0
STOG | 0 | 0 | 0 | 0 | 0 | 0
STWD | 0 | 0 | 0 | 0 | 0 | 0
WT | 13.34 | 13.34 | 13.34 | 77.17 | 63.83 | 63.83
IGCC | 0 | 0 | 0 | 0 | 0 | 0
DemandResponse | 0 | 0 | 0 | 0 | 0 | 0
IGCC-CCS | 0 | 0 | 0 | 0 | 0 | 0
WT_off | 0 | 0 | 0 | 0 | 0 | 0
PseudoUnit | 0 | 0 | 0 | 0 | 0 | 0
FixedInterchange | 0 | 0 | 0 | 0 | 0 | 0
Levelized Capital Costs by Reporting Type: NYISO_J-K
ReportingType | 2015 | 2020 | 2025 | 2030 | 2035 | 2040
BM | 0 | 0 | 0 | 0 | 0 | 0
CC | 226.37 | 226.37 | 226.37 | 226.37 | 226.37 | 0
CSP | 0 | 0 | 0 | 0 | 0 | 0
CT | 0 | 0 | 0 | 0 | 0 | 0
Coal | 0 | 0 | 0 | 0 | 0 | 0
Geo | 0 | 0 | 0 | 0 | 0 | 0
H | 0 | 0 | 0 | 0 | 0 | 0
LFG | 0 | 0 | 0 | 20.47 | 20.47 | 20.47
Nuc | 0 | 0 | 0 | 0 | 0 | 0
PS | 0 | 0 | 0 | 0 | 0 | 0
PV | 16.99 | 16.99 | 16.99 | 16.99 | 0 | 0
PeakG | 0 | 0 | 0 | 0 | 0 | 0
PeakO | 0 | 0 | 0 | 0 | 0 | 0
ST | 0 | 0 | 0 | 0 | 0 | 0
STOG | 0 | 0 | 0 | 0 | 0 | 0
STWD | 0 | 0 | 0 | 0 | 0 | 0
WT | 0 | 0 | 0 | 0 | 89.6 | 89.6
IGCC | 0 | 0 | 0 | 0 | 0 | 0
DemandResponse | 0 | 0 | 0 | 0 | 0 | 0
IGCC-CCS | 0 | 0 | 0 | 0 | 0 | 0
WT_off | 0 | 0 | 0 | 0 | 0 | 0
PseudoUnit | 0 | 0 | 0 | 0 | 0 | 0
FixedInterchange | 0 | 0 | 0 | 0 | 0 | 0
Levelized Capital Costs by Reporting Type: PJM_E
ReportingType | 2015 | 2020 | 2025 | 2030 | 2035 | 2040
BM | 14.48 | 14.48 | 14.48 | 14.48 | 14.48 | 14.48
CC | 673.31 | 673.31 | 673.31 | 673.31 | 582.39 | 0
CSP | 0 | 0 | 0 | 0 | 0 | 0
CT | 2.28 | 2.28 | 2.28 | 0 | 0 | 0
Coal | 9.09 | 9.09 | 9.09 | 9.09 | 9.09 | 9.09
Geo | 0 | 0 | 0 | 0 | 0 | 0
H | 0 | 0 | 0 | 0 | 0 | 0
LFG | 33.61 | 33.61 | 33.61 | 31.41 | 0 | 0
Nuc | 0 | 0 | 0 | 0 | 0 | 0
PS | 0 | 0 | 0 | 0 | 0 | 0
PV | 11.04 | 11.04 | 11.04 | 11.04 | 0 | 0
PeakG | 0 | 0 | 0 | 0 | 0 | 0
PeakO | 0 | 0 | 0 | 0 | 0 | 0
ST | 0 | 0 | 0 | 0 | 0 | 0
STOG | 0 | 0 | 0 | 0 | 0 | 0
STWD | 0 | 0 | 0 | 0 | 0 | 0
WT | 300.12 | 300.12 | 300.12 | 300.12 | 0 | 0
IGCC | 0 | 0 | 0 | 0 | 0 | 0
DemandResponse | 0 | 0 | 0 | 0 | 0 | 0
IGCC-CCS | 0 | 0 | 0 | 0 | 0 | 0
WT_off | 0 | 0 | 540.35 | 540.35 | 540.35 | 540.35
PseudoUnit | 0 | 0 | 0 | 0 | 0 | 0
FixedInterchange | 0 | 0 | 0 | 0 | 0 | 0
Levelized Capital Costs by Reporting Type: PJM_ROM
ReportingType | 2015 | 2020 | 2025 | 2030 | 2035 | 2040
BM | 7.8 | 7.8 | 7.8 | 7.8 | 7.8 | 7.8
CC | 232.92 | 232.92 | 232.92 | 232.92 | 232.92 | 0
CSP | 0 | 0 | 0 | 0 | 0 | 0
CT | 1.4 | 1.4 | 1.4 | 1.4 | 0 | 0
Coal | 10.21 | 10.21 | 10.21 | 10.21 | 10.21 | 10.21
Geo | 0 | 0 | 0 | 0 | 0 | 0
H | 0 | 0 | 223.48 | 223.48 | 223.48 | 223.48
LFG | 58.64 | 58.64 | 58.64 | 57.06 | 0 | 0
Nuc | 0 | 0 | 0 | 0 | 1672.88 | 5727.09
PS | 0 | 0 | 0 | 0 | 0 | 0
PV | 171.75 | 467.88 | 692.91 | 719.06 | 547.3 | 251.17
PeakG | 0 | 0 | 0 | 0 | 0 | 0
PeakO | 0 | 0 | 0 | 0 | 0 | 0
ST | 0 | 0 | 0 | 0 | 0 | 0
STOG | 0 | 0 | 0 | 0 | 0 | 0
STWD | 0 | 0 | 0 | 0 | 0 | 0
WT | 113.55 | 281.73 | 281.73 | 254.32 | 168.17 | 0
IGCC | 0 | 0 | 0 | 0 | 0 | 0
DemandResponse | 0 | 0 | 0 | 0 | 0 | 0
IGCC-CCS | 0 | 0 | 0 | 0 | 0 | 0
WT_off | 0 | 0 | 0 | 0 | 0 | 0
PseudoUnit | 0 | 0 | 0 | 0 | 0 | 0
FixedInterchange | 0 | 0 | 0 | 0 | 0 | 0
Levelized Capital Costs by Reporting Type: PJM_ROR
ReportingType | 2015 | 2020 | 2025 | 2030 | 2035 | 2040
BM | 165.77 | 165.77 | 165.77 | 165.77 | 165.77 | 80.7
CC | 1800.2 | 1800.2 | 1800.2 | 1800.2 | 1780.11 | 0
CSP | 0 | 0 | 0 | 0 | 0 | 0
CT | 2.4 | 2.4 | 2.4 | 2.4 | 0 | 0
Coal | 648.6 | 648.6 | 648.6 | 648.6 | 648.6 | 648.6
Geo | 0 | 0 | 0 | 0 | 0 | 0
H | 0 | 174.52 | 174.52 | 174.52 | 174.52 | 174.52
LFG | 11.72 | 11.72 | 110.38 | 104.73 | 98.66 | 98.66
Nuc | 0 | 0 | 0 | 0 | 2074.14 | 9743.31
PS | 0 | 0 | 0 | 0 | 0 | 0
PV | 0 | 0 | 0 | 0 | 0 | 0
PeakG | 0 | 0 | 0 | 0 | 0 | 0
PeakO | 0 | 0 | 0 | 0 | 0 | 0
ST | 0 | 0 | 0 | 0 | 0 | 0
STOG | 0 | 0 | 0 | 0 | 0 | 0
STWD | 0 | 0 | 0 | 0 | 0 | 0
WT | 1894.89 | 1934.85 | 2885.77 | 3281.7 | 2173.66 | 2133.7
IGCC | 0 | 0 | 0 | 0 | 0 | 0
DemandResponse | 0 | 0 | 0 | 0 | 0 | 0
IGCC-CCS | 0 | 0 | 0 | 0 | 0 | 0
WT_off | 0 | 0 | 0 | 0 | 0 | 0
PseudoUnit | 0 | 0 | 0 | 0 | 0 | 0
FixedInterchange | 0 | 0 | 0 | 0 | 0 | 0
Levelized Capital Costs by Reporting Type: SOCO
ReportingType | 2015 | 2020 | 2025 | 2030 | 2035 | 2040
BM | 21 | 21 | 21 | 21 | 21 | 1092.21
CC | 1098.86 | 1122.31 | 1122.31 | 1122.31 | 1122.31 | 23.45
CSP | 0 | 0 | 0 | 0 | 0 | 0
CT | 0 | 0 | 0 | 0 | 0 | 0
Coal | 0 | 0 | 0 | 0 | 0 | 0
Geo | 0 | 0 | 0 | 0 | 0 | 0
H | 0 | 0 | 0 | 0 | 0 | 0
LFG | 0 | 0 | 19.65 | 19.65 | 19.65 | 19.65
Nuc | 0 | 1254.21 | 1254.21 | 5173.33 | 10418.42 | 13210.84
PS | 0 | 0 | 0 | 0 | 0 | 0
PV | 0 | 0 | 0 | 0 | 0 | 0
PeakG | 0 | 0 | 0 | 0 | 0 | 0
PeakO | 0 | 0 | 0 | 0 | 0 | 0
ST | 0 | 0 | 0 | 0 | 0 | 0
STOG | 0 | 0 | 0 | 0 | 0 | 0
STWD | 0 | 0 | 0 | 0 | 0 | 0
WT | 0 | 0 | 0 | 0 | 0 | 0
IGCC | 0 | 0 | 0 | 0 | 0 | 0
DemandResponse | 0 | 0 | 0 | 0 | 0 | 0
IGCC-CCS | 0 | 0 | 0 | 0 | 0 | 0
WT_off | 0 | 0 | 0 | 0 | 0 | 0
PseudoUnit | 0 | 0 | 0 | 0 | 0 | 0
FixedInterchange | 0 | 0 | 0 | 0 | 0 | 0
Levelized Capital Costs by Reporting Type: SPP_N
ReportingType | 2015 | 2020 | 2025 | 2030 | 2035 | 2040
BM | 0 | 0 | 0 | 0 | 0 | 0
CC | 0 | 0 | 0 | 0 | 0 | 0
CSP | 0 | 0 | 0 | 0 | 0 | 0
CT | 0 | 0 | 0 | 0 | 0 | 0
Coal | 128.56 | 128.56 | 128.56 | 128.56 | 128.56 | 128.56
Geo | 0 | 0 | 0 | 0 | 0 | 0
H | 0 | 0 | 0 | 0 | 0 | 0
LFG | 0 | 0 | 0 | 17.63 | 17.63 | 17.63
Nuc | 0 | 0 | 0 | 0 | 0 | 0
PS | 0 | 0 | 0 | 0 | 0 | 0
PV | 0 | 0 | 0 | 0 | 0 | 0
PeakG | 0 | 0 | 0 | 0 | 0 | 0
PeakO | 0 | 0 | 0 | 0 | 0 | 0
ST | 0 | 0 | 0 | 0 | 0 | 0
STOG | 0 | 0 | 0 | 0 | 0 | 0
STWD | 0 | 0 | 0 | 0 | 0 | 0
WT | 0 | 7658.61 | 8475.41 | 8524.66 | 10500.33 | 2841.72
IGCC | 0 | 0 | 0 | 0 | 0 | 0
DemandResponse | 0 | 0 | 0 | 0 | 0 | 0
IGCC-CCS | 0 | 0 | 0 | 0 | 0 | 0
WT_off | 0 | 0 | 0 | 0 | 0 | 0
PseudoUnit | 0 | 0 | 0 | 0 | 0 | 0
FixedInterchange | 0 | 0 | 0 | 0 | 0 | 0
Levelized Capital Costs by Reporting Type: SPP_S
ReportingType | 2015 | 2020 | 2025 | 2030 | 2035 | 2040
BM | 0 | 0 | 0 | 0 | 0 | 0
CC | 0 | 0 | 0 | 0 | 0 | 0
CSP | 0 | 0 | 0 | 0 | 0 | 0
CT | 33.21 | 56.93 | 56.93 | 56.93 | 23.72 | 0
Coal | 273.14 | 273.14 | 273.14 | 273.14 | 273.14 | 273.14
Geo | 0 | 0 | 0 | 0 | 0 | 0
H | 0 | 0 | 0 | 0 | 0 | 0
LFG | 0 | 0 | 0 | 17.63 | 17.63 | 17.63
Nuc | 0 | 0 | 0 | 0 | 0 | 0
PS | 0 | 0 | 0 | 0 | 0 | 0
PV | 0 | 0 | 0 | 0 | 0 | 0
PeakG | 0 | 0 | 0 | 0 | 0 | 0
PeakO | 0 | 0 | 0 | 0 | 0 | 0
ST | 0 | 0 | 0 | 0 | 0 | 0
STOG | 0 | 0 | 0 | 0 | 0 | 0
STWD | 0 | 0 | 0 | 0 | 0 | 0
WT | 185.72 | 8099.02 | 8288.88 | 8288.88 | 9206.21 | 1292.91
IGCC | 0 | 0 | 0 | 0 | 0 | 0
DemandResponse | 0 | 0 | 0 | 0 | 0 | 0
IGCC-CCS | 0 | 0 | 0 | 0 | 0 | 0
WT_off | 0 | 0 | 0 | 0 | 0 | 0
PseudoUnit | 0 | 0 | 0 | 0 | 0 | 0
FixedInterchange | 0 | 0 | 0 | 0 | 0 | 0
Levelized Capital Costs by Reporting Type: TVA
ReportingType | 2015 | 2020 | 2025 | 2030 | 2035 | 2040
BM | 0 | 0 | 0 | 0 | 0 | 22.65
CC | 496.06 | 586.78 | 586.78 | 586.78 | 552.3 | 90.72
CSP | 0 | 0 | 0 | 0 | 0 | 0
CT | 0 | 0 | 0 | 0 | 0 | 0
Coal | 0 | 0 | 0 | 0 | 0 | 0
Geo | 0 | 0 | 0 | 0 | 0 | 0
H | 0 | 0 | 0 | 8.9 | 8.9 | 8.9
LFG | 0 | 0 | 19.35 | 19.35 | 19.35 | 19.35
Nuc | 684.91 | 684.91 | 684.91 | 684.91 | 3974.71 | 6027.12
PS | 0 | 0 | 0 | 0 | 0 | 0
PV | 0 | 0 | 0 | 0 | 0 | 0
PeakG | 0 | 0 | 0 | 0 | 0 | 0
PeakO | 0 | 0 | 0 | 0 | 0 | 0
ST | 0 | 0 | 0 | 0 | 0 | 0
STOG | 0 | 0 | 0 | 0 | 0 | 0
STWD | 0 | 0 | 0 | 0 | 0 | 0
WT | 0 | 0 | 0 | 0 | 0 | 0
IGCC | 0 | 0 | 0 | 0 | 0 | 0
DemandResponse | 0 | 0 | 0 | 0 | 0 | 0
IGCC-CCS | 0 | 0 | 0 | 0 | 0 | 0
WT_off | 0 | 0 | 0 | 0 | 0 | 0
PseudoUnit | 0 | 0 | 0 | 0 | 0 | 0
FixedInterchange | 0 | 0 | 0 | 0 | 0 | 0
Levelized Capital Costs by Reporting Type: TVA_Transmission
ReportingType | 2015 | 2020 | 2025 | 2030 | 2035 | 2040
BM | 0 | 0 | 0 | 0 | 0 | 0
CC | 0 | 0 | 0 | 0 | 0 | 0
CSP | 0 | 0 | 0 | 0 | 0 | 0
CT | 0 | 0 | 0 | 0 | 0 | 0
Coal | 0 | 0 | 0 | 0 | 0 | 0
Geo | 0 | 0 | 0 | 0 | 0 | 0
H | 0 | 0 | 0 | 0 | 0 | 0
LFG | 0 | 0 | 0 | 0 | 0 | 0
Nuc | 0 | 0 | 0 | 0 | 0 | 0
PS | 0 | 0 | 0 | 0 | 0 | 0
PV | 0 | 0 | 0 | 0 | 0 | 0
PeakG | 0 | 0 | 0 | 0 | 0 | 0
PeakO | 0 | 0 | 0 | 0 | 0 | 0
ST | 0 | 0 | 0 | 0 | 0 | 0
STOG | 0 | 0 | 0 | 0 | 0 | 0
STWD | 0 | 0 | 0 | 0 | 0 | 0
WT | 0 | 0 | 0 | 0 | 0 | 0
IGCC | 0 | 0 | 0 | 0 | 0 | 0
DemandResponse | 0 | 0 | 0 | 0 | 0 | 0
IGCC-CCS | 0 | 0 | 0 | 0 | 0 | 0
WT_off | 0 | 0 | 0 | 0 | 0 | 0
PseudoUnit | 0 | 0 | 0 | 0 | 0 | 0
FixedInterchange | 0 | 0 | 0 | 0 | 0 | 0
Levelized Capital Costs by Reporting Type: VACAR
ReportingType | 2015 | 2020 | 2025 | 2030 | 2035 | 2040
BM | 0 | 3.65 | 139.61 | 139.61 | 139.61 | 488.41
CC | 1134.1 | 1134.1 | 1134.1 | 1134.1 | 1134.1 | 0
CSP | 0 | 0 | 0 | 0 | 0 | 0
CT | 60.94 | 60.94 | 60.94 | 3.53 | 0 | 0
Coal | 220.45 | 220.45 | 220.45 | 220.45 | 220.45 | 220.45
Geo | 0 | 0 | 0 | 0 | 0 | 0
H | 0 | 0 | 0 | 0 | 0 | 0
LFG | 20.08 | 20.08 | 20.08 | 20.08 | 0 | 0
Nuc | 0 | 1320.06 | 1320.06 | 4413.05 | 9584.52 | 12091.25
PS | 0 | 0 | 0 | 0 | 0 | 0
PV | 25.78 | 40.34 | 40.34 | 40.34 | 14.56 | 0
PeakG | 0 | 0 | 0 | 0 | 0 | 0
PeakO | 0 | 0 | 0 | 0 | 0 | 0
ST | 0 | 0 | 0 | 0 | 0 | 0
STOG | 0 | 0 | 0 | 0 | 0 | 0
STWD | 0 | 0 | 0 | 0 | 0 | 0
WT | 371.52 | 757.29 | 757.29 | 757.29 | 385.77 | 0
IGCC | 0 | 0 | 0 | 0 | 0 | 0
DemandResponse | 0 | 0 | 0 | 0 | 0 | 0
IGCC-CCS | 0 | 0 | 0 | 0 | 0 | 0
WT_off | 0 | 0 | 0 | 0 | 0 | 0
PseudoUnit | 0 | 0 | 0 | 0 | 0 | 0
FixedInterchange | 0 | 0 | 0 | 0 | 0 | 0
Levelized Capital Costs by Reporting Type: IESO
ReportingType | 2015 | 2020 | 2025 | 2030 | 2035 | 2040
BM | 144.8 | 144.8 | 144.8 | 144.8 | 144.8 | 144.8
CC | 175.41 | 175.41 | 175.41 | 175.41 | 175.41 | 0
CSP | 0 | 0 | 0 | 0 | 0 | 0
CT | 41.8 | 41.8 | 41.8 | 41.8 | 0 | 0
Coal | 0 | 0 | 0 | 0 | 0 | 0
Geo | 0 | 0 | 0 | 0 | 0 | 0
H | 0 | 0 | 0 | 0 | 98.84 | 98.84
LFG | 5.12 | 5.12 | 5.12 | 5.29 | 0.17 | 0.17
Nuc | 0 | 0 | 0 | 0 | 0 | 0
PS | 0 | 0 | 0 | 0 | 0 | 0
PV | 539.74 | 539.74 | 539.74 | 539.74 | 0 | 0
PeakG | 0 | 0 | 0 | 0 | 0 | 0
PeakO | 0 | 0 | 0 | 0 | 0 | 0
ST | 0 | 0 | 0 | 0 | 0 | 0
STOG | 0 | 0 | 0 | 0 | 0 | 0
STWD | 0 | 0 | 0 | 0 | 0 | 0
WT | 660.4 | 660.4 | 660.4 | 660.4 | 0 | 0
IGCC | 0 | 0 | 0 | 0 | 0 | 0
DemandResponse | 0 | 0 | 0 | 0 | 0 | 0
IGCC-CCS | 0 | 0 | 0 | 0 | 0 | 0
WT_off | 0 | 0 | 0 | 0 | 0 | 0
PseudoUnit | 0 | 0 | 0 | 0 | 0 | 0
FixedInterchange | 0 | 0 | 0 | 0 | 0 | 0
Levelized Capital Costs by Reporting Type: MAPP_CA
ReportingType | 2015 | 2020 | 2025 | 2030 | 2035 | 2040
BM | 0 | 0 | 0 | 0 | 0 | 0
CC | 52.14 | 52.14 | 52.14 | 52.14 | 52.14 | 0
CSP | 0 | 0 | 0 | 0 | 0 | 0
CT | 0 | 0 | 0 | 0 | 0 | 0
Coal | 0 | 0 | 0 | 0 | 0 | 0
Geo | 0 | 0 | 0 | 0 | 0 | 0
H | 0 | 199.81 | 731.86 | 937.52 | 937.52 | 937.52
LFG | 0 | 0 | 0 | 0 | 0 | 0
Nuc | 0 | 0 | 0 | 0 | 0 | 0
PS | 0 | 0 | 0 | 0 | 0 | 0
PV | 0 | 0 | 0 | 0 | 0 | 0
PeakG | 0 | 0 | 0 | 0 | 0 | 0
PeakO | 0 | 0 | 0 | 0 | 0 | 0
ST | 0 | 0 | 0 | 0 | 0 | 0
STOG | 0 | 0 | 0 | 0 | 0 | 0
STWD | 0 | 0 | 0 | 0 | 0 | 0
WT | 87.23 | 87.23 | 87.23 | 87.23 | 0 | 0
IGCC | 0 | 0 | 0 | 0 | 0 | 0
DemandResponse | 0 | 0 | 0 | 0 | 0 | 0
IGCC-CCS | 0 | 0 | 0 | 0 | 0 | 0
WT_off | 0 | 0 | 0 | 0 | 0 | 0
PseudoUnit | 0 | 0 | 0 | 0 | 0 | 0
FixedInterchange | 0 | 0 | 0 | 0 | 0 | 0
Levelized Capital Costs by Reporting Type: AZ_NM_SNV_Coal
ReportingType | 2015 | 2020 | 2025 | 2030 | 2035 | 2040
BM | 0 | 0 | 0 | 0 | 0 | 0
CC | 0 | 0 | 0 | 0 | 0 | 0
CSP | 0 | 0 | 0 | 0 | 0 | 0
CT | 0 | 0 | 0 | 0 | 0 | 0
Coal | 0 | 0 | 0 | 0 | 0 | 0
Geo | 0 | 0 | 0 | 0 | 0 | 0
H | 0 | 0 | 0 | 0 | 0 | 0
LFG | 0 | 0 | 0 | 0 | 0 | 0
Nuc | 0 | 0 | 0 | 0 | 0 | 0
PS | 0 | 0 | 0 | 0 | 0 | 0
PV | 0 | 0 | 0 | 0 | 0 | 0
PeakG | 0 | 0 | 0 | 0 | 0 | 0
PeakO | 0 | 0 | 0 | 0 | 0 | 0
ST | 0 | 0 | 0 | 0 | 0 | 0
STOG | 0 | 0 | 0 | 0 | 0 | 0
STWD | 0 | 0 | 0 | 0 | 0 | 0
WT | 0 | 0 | 0 | 0 | 0 | 0
IGCC | 0 | 0 | 0 | 0 | 0 | 0
DemandResponse | 0 | 0 | 0 | 0 | 0 | 0
IGCC-CCS | 0 | 0 | 0 | 0 | 0 | 0
WT_off | 0 | 0 | 0 | 0 | 0 | 0
PseudoUnit | 0 | 0 | 0 | 0 | 0 | 0
FixedInterchange | 0 | 0 | 0 | 0 | 0 | 0
Levelized Capital Costs by Reporting Type: AZ_NM_SNV_Gas
ReportingType | 2015 | 2020 | 2025 | 2030 | 2035 | 2040
BM | 0 | 0 | 0 | 0 | 0 | 0
CC | 79.32 | 79.32 | 79.32 | 79.32 | 79.32 | 0
CSP | 0 | 0 | 0 | 0 | 0 | 0
CT | 63.7 | 63.7 | 63.7 | 63.7 | 0 | 0
Coal | 0 | 0 | 0 | 0 | 0 | 0
Geo | 0 | 0 | 0 | 0 | 0 | 0
H | 0 | 0 | 0 | 0 | 0 | 0
LFG | 0 | 0 | 0 | 0 | 0 | 0
Nuc | 0 | 0 | 0 | 0 | 0 | 0
PS | 0 | 0 | 0 | 0 | 0 | 0
PV | 0 | 0 | 0 | 0 | 0 | 0
PeakG | 0 | 0 | 0 | 0 | 0 | 0
PeakO | 0 | 0 | 0 | 0 | 0 | 0
ST | 0 | 0 | 0 | 0 | 0 | 0
STOG | 0 | 0 | 0 | 0 | 0 | 0
STWD | 0 | 0 | 0 | 0 | 0 | 0
WT | 0 | 0 | 0 | 0 | 0 | 0
IGCC | 0 | 0 | 0 | 0 | 0 | 0
DemandResponse | 0 | 0 | 0 | 0 | 0 | 0
IGCC-CCS | 0 | 0 | 0 | 0 | 0 | 0
WT_off | 0 | 0 | 0 | 0 | 0 | 0
PseudoUnit | 0 | 0 | 0 | 0 | 0 | 0
FixedInterchange | 0 | 0 | 0 | 0 | 0 | 0
Levelized Capital Costs by Reporting Type: AZ_NM_SNV_NucRenew
ReportingType | 2015 | 2020 | 2025 | 2030 | 2035 | 2040
BM | 0 | 0 | 0 | 0 | 0 | 0
CC | 0 | 0 | 0 | 0 | 0 | 0
CSP | 0 | 0 | 0 | 0 | 0 | 0
CT | 0 | 0 | 0 | 0 | 0 | 0
Coal | 0 | 0 | 0 | 0 | 0 | 0
Geo | 7.56 | 7.56 | 370.82 | 363.26 | 363.26 | 363.26
H | 0 | 0 | 0 | 0 | 0 | 0
LFG | 12.02 | 12.02 | 12.02 | 12.02 | 0 | 0
Nuc | 0 | 0 | 0 | 800.7 | 2911.47 | 3607.34
PS | 0 | 0 | 0 | 0 | 0 | 0
PV | 34.88 | 34.88 | 34.88 | 34.88 | 0 | 0
PeakG | 0 | 0 | 0 | 0 | 0 | 0
PeakO | 0 | 0 | 0 | 0 | 0 | 0
ST | 125.62 | 227.22 | 286.89 | 2783.87 | 2795.22 | 2770.6
STOG | 0 | 0 | 0 | 0 | 0 | 0
STWD | 0 | 0 | 0 | 0 | 0 | 0
WT | 489.58 | 1108.1 | 2061.02 | 2061.02 | 1571.45 | 952.92
IGCC | 0 | 0 | 0 | 0 | 0 | 0
DemandResponse | 0 | 0 | 0 | 0 | 0 | 0
IGCC-CCS | 0 | 0 | 0 | 0 | 0 | 0
WT_off | 0 | 0 | 0 | 0 | 0 | 0
PseudoUnit | 0 | 0 | 0 | 0 | 0 | 0
FixedInterchange | 0 | 0 | 0 | 0 | 0 | 0
Levelized Capital Costs by Reporting Type: ERCOT
ReportingType | 2015 | 2020 | 2025 | 2030 | 2035 | 2040
BM | 54.69 | 54.69 | 54.69 | 54.69 | 58.47 | 809.78
CC | 1133.98 | 1133.98 | 1133.98 | 1133.98 | 1133.98 | 0
CSP | 0 | 0 | 0 | 0 | 0 | 0
CT | 20.97 | 20.97 | 20.97 | 20.97 | 0 | 0
Coal | 540.38 | 540.38 | 540.38 | 540.38 | 540.38 | 540.38
Geo | 0 | 0 | 0 | 0 | 0 | 0
H | 0 | 0 | 0 | 0 | 0 | 0
LFG | 0 | 0 | 63.77 | 63.77 | 63.77 | 63.77
Nuc | 0 | 0 | 0 | 0 | 2292.5 | 4204.6
PS | 0 | 0 | 0 | 0 | 0 | 0
PV | 4.89 | 4.89 | 4.89 | 4.89 | 0 | 0
PeakG | 0 | 0 | 0 | 0 | 0 | 0
PeakO | 0 | 0 | 0 | 0 | 0 | 0
ST | 0 | 0 | 0 | 0 | 0 | 0
STOG | 0 | 0 | 0 | 0 | 0 | 0
STWD | 0 | 0 | 0 | 0 | 0 | 0
WT | 375.73 | 2697.11 | 7834.59 | 7834.59 | 7458.86 | 5550.24
IGCC | 0 | 0 | 0 | 0 | 0 | 0
DemandResponse | 0 | 0 | 0 | 0 | 0 | 0
IGCC-CCS | 0 | 0 | 0 | 0 | 0 | 0
WT_off | 0 | 0 | 0 | 0 | 0 | 0
PseudoUnit | 0 | 0 | 0 | 0 | 0 | 0
FixedInterchange | 0 | 0 | 0 | 0 | 0 | 0
Levelized Capital Costs by Reporting Type: NP15
ReportingType | 2015 | 2020 | 2025 | 2030 | 2035 | 2040
BM | 0 | 0 | 0 | 0 | 0 | 0
CC | 130.44 | 130.44 | 130.44 | 130.44 | 130.44 | 0
CSP | 0 | 0 | 0 | 0 | 0 | 0
CT | 17.85 | 17.85 | 17.85 | 17.85 | 0 | 0
Coal | 0 | 0 | 0 | 0 | 0 | 0
Geo | 206.24 | 206.24 | 206.24 | 0 | 0 | 0
H | 0 | 0 | 0 | 0 | 0 | 0
LFG | 128.9 | 128.9 | 128.9 | 128.9 | 0 | 0
Nuc | 0 | 0 | 0 | 785.82 | 2387.76 | 2568.71
PS | 0 | 0 | 0 | 0 | 0 | 0
PV | 2.79 | 2.79 | 2.79 | 2.79 | 0 | 0
PeakG | 0 | 0 | 0 | 0 | 0 | 0
PeakO | 0 | 0 | 0 | 0 | 0 | 0
ST | 12.6 | 12.6 | 12.6 | 12.6 | 0 | 0
STOG | 0 | 0 | 0 | 0 | 0 | 0
STWD | 0 | 0 | 0 | 0 | 0 | 0
WT | 26.07 | 26.07 | 800.59 | 800.59 | 774.52 | 774.52
IGCC | 0 | 0 | 0 | 0 | 0 | 0
DemandResponse | 0 | 0 | 0 | 0 | 0 | 0
IGCC-CCS | 0 | 0 | 0 | 0 | 0 | 0
WT_off | 0 | 0 | 0 | 0 | 0 | 0
PseudoUnit | 0 | 0 | 0 | 0 | 0 | 0
FixedInterchange | 0 | 0 | 0 | 0 | 0 | 0
Levelized Capital Costs by Reporting Type: NWPP_Coal
ReportingType | 2015 | 2020 | 2025 | 2030 | 2035 | 2040
BM | 0 | 0 | 0 | 0 | 0 | 0
CC | 0 | 0 | 0 | 0 | 0 | 0
CSP | 0 | 0 | 0 | 0 | 0 | 0
CT | 0 | 0 | 0 | 0 | 0 | 0
Coal | 0 | 0 | 0 | 0 | 0 | 0
Geo | 0 | 0 | 0 | 0 | 0 | 0
H | 0 | 0 | 0 | 0 | 0 | 0
LFG | 0 | 0 | 0 | 0 | 0 | 0
Nuc | 0 | 0 | 0 | 0 | 0 | 0
PS | 0 | 0 | 0 | 0 | 0 | 0
PV | 0 | 0 | 0 | 0 | 0 | 0
PeakG | 0 | 0 | 0 | 0 | 0 | 0
PeakO | 0 | 0 | 0 | 0 | 0 | 0
ST | 0 | 0 | 0 | 0 | 0 | 0
STOG | 0 | 0 | 0 | 0 | 0 | 0
STWD | 0 | 0 | 0 | 0 | 0 | 0
WT | 0 | 0 | 0 | 0 | 0 | 0
IGCC | 0 | 0 | 0 | 0 | 0 | 0
DemandResponse | 0 | 0 | 0 | 0 | 0 | 0
IGCC-CCS | 0 | 0 | 0 | 0 | 0 | 0
WT_off | 0 | 0 | 0 | 0 | 0 | 0
PseudoUnit | 0 | 0 | 0 | 0 | 0 | 0
FixedInterchange | 0 | 0 | 0 | 0 | 0 | 0
Levelized Capital Costs by Reporting Type: NWPP_Gas
ReportingType | 2015 | 2020 | 2025 | 2030 | 2035 | 2040
BM | 0 | 0 | 0 | 0 | 0 | 0
CC | 33.4 | 80.73 | 80.73 | 80.73 | 80.73 | 47.32
CSP | 0 | 0 | 0 | 0 | 0 | 0
CT | 13.02 | 13.02 | 13.02 | 13.02 | 0 | 0
Coal | 0 | 0 | 0 | 0 | 0 | 0
Geo | 0 | 0 | 0 | 0 | 0 | 0
H | 0 | 0 | 0 | 0 | 0 | 0
LFG | 0 | 0 | 0 | 0 | 0 | 0
Nuc | 0 | 0 | 0 | 0 | 0 | 0
PS | 0 | 0 | 0 | 0 | 0 | 0
PV | 0 | 0 | 0 | 0 | 0 | 0
PeakG | 0 | 0 | 0 | 0 | 0 | 0
PeakO | 0 | 0 | 0 | 0 | 0 | 0
ST | 0 | 0 | 0 | 0 | 0 | 0
STOG | 0 | 0 | 0 | 0 | 0 | 0
STWD | 0 | 0 | 0 | 0 | 0 | 0
WT | 0 | 0 | 0 | 0 | 0 | 0
IGCC | 0 | 0 | 0 | 0 | 0 | 0
DemandResponse | 0 | 0 | 0 | 0 | 0 | 0
IGCC-CCS | 0 | 0 | 0 | 0 | 0 | 0
WT_off | 0 | 0 | 0 | 0 | 0 | 0
PseudoUnit | 0 | 0 | 0 | 0 | 0 | 0
FixedInterchange | 0 | 0 | 0 | 0 | 0 | 0
Levelized Capital Costs by Reporting Type: NWPP_NucRenew
ReportingType | 2015 | 2020 | 2025 | 2030 | 2035 | 2040
BM | 13.89 | 13.89 | 13.89 | 13.89 | 13.89 | 13.89
CC | 0 | 0 | 0 | 0 | 0 | 0
CSP | 0 | 0 | 0 | 0 | 0 | 0
CT | 0 | 0 | 0 | 0 | 0 | 0
Coal | 0 | 0 | 0 | 0 | 0 | 0
Geo | 24.88 | 24.88 | 135.71 | 135.71 | 110.83 | 110.83
H | 0 | 0 | 0 | 0 | 110.42 | 110.42
LFG | 25.94 | 25.94 | 51.79 | 51.79 | 25.85 | 25.85
Nuc | 0 | 0 | 0 | 4657.75 | 4657.75 | 4925.37
PS | 0 | 0 | 0 | 0 | 0 | 0
PV | 0 | 0 | 0 | 0 | 0 | 0
PeakG | 0 | 0 | 0 | 0 | 0 | 0
PeakO | 0 | 0 | 0 | 0 | 0 | 0
ST | 0 | 0 | 0 | 0 | 0 | 0
STOG | 0 | 0 | 0 | 0 | 0 | 0
STWD | 0 | 0 | 0 | 0 | 0 | 0
WT | 238.86 | 238.86 | 238.86 | 238.86 | 0 | 0
IGCC | 0 | 0 | 0 | 0 | 0 | 0
DemandResponse | 0 | 0 | 0 | 0 | 0 | 0
IGCC-CCS | 0 | 0 | 0 | 0 | 0 | 0
WT_off | 0 | 0 | 0 | 0 | 0 | 0
PseudoUnit | 0 | 0 | 0 | 0 | 0 | 0
FixedInterchange | 0 | 0 | 0 | 0 | 0 | 0
Levelized Capital Costs by Reporting Type: RMPA
ReportingType | 2015 | 2020 | 2025 | 2030 | 2035 | 2040
BM | 0 | 0 | 0 | 0 | 0 | 0
CC | 0 | 0 | 0 | 0 | 0 | 0
CSP | 0 | 0 | 0 | 0 | 0 | 0
CT | 15.2 | 15.2 | 15.2 | 15.2 | 0 | 0
Coal | 108.63 | 108.63 | 108.63 | 108.63 | 108.63 | 108.63
Geo | 0 | 0 | 658.57 | 658.57 | 658.57 | 658.57
H | 0 | 0 | 0 | 0 | 0 | 0
LFG | 0.28 | 0.28 | 5.7 | 5.7 | 5.43 | 5.43
Nuc | 0 | 0 | 0 | 67.32 | 390.6 | 645.72
PS | 0 | 0 | 0 | 0 | 0 | 0
PV | 0.37 | 0.37 | 0.37 | 0.37 | 0 | 0
PeakG | 0 | 0 | 0 | 0 | 0 | 0
PeakO | 0 | 0 | 0 | 0 | 0 | 0
ST | 67.04 | 118.08 | 119.47 | 120.89 | 93.29 | 82.29
STOG | 0 | 0 | 0 | 0 | 0 | 0
STWD | 0 | 0 | 0 | 0 | 0 | 0
WT | 881.03 | 2020.91 | 2048.4 | 2076.28 | 1195.44 | 55.56
IGCC | 0 | 0 | 0 | 0 | 0 | 0
DemandResponse | 0 | 0 | 0 | 0 | 0 | 0
IGCC-CCS | 0 | 0 | 0 | 0 | 0 | 0
WT_off | 0 | 0 | 0 | 0 | 0 | 0
PseudoUnit | 0 | 0 | 0 | 0 | 0 | 0
FixedInterchange | 0 | 0 | 0 | 0 | 0 | 0
Levelized Capital Costs by Reporting Type: SP15
ReportingType | 2015 | 2020 | 2025 | 2030 | 2035 | 2040
BM | 2.9 | 2.9 | 2.9 | 2.9 | 2.9 | 2.9
CC | 60.76 | 214.12 | 214.12 | 214.12 | 214.12 | 153.36
CSP | 0 | 0 | 0 | 0 | 0 | 0
CT | 0 | 0 | 0 | 0 | 0 | 0
Coal | 0 | 0 | 0 | 0 | 0 | 0
Geo | 427.79 | 427.79 | 427.79 | 0 | 0 | 0
H | 0 | 0 | 0 | 0 | 0 | 0
LFG | 128.07 | 128.07 | 128.07 | 127.84 | 0 | 0
Nuc | 0 | 0 | 0 | 0 | 0 | 137.15
PS | 0 | 0 | 0 | 0 | 0 | 0
PV | 1.62 | 1.62 | 1.62 | 1.62 | 0 | 0
PeakG | 0 | 0 | 0 | 0 | 0 | 0
PeakO | 0 | 0 | 0 | 0 | 0 | 0
ST | 191.39 | 191.39 | 191.39 | 191.39 | 3466.17 | 3466.17
STOG | 0 | 0 | 0 | 0 | 0 | 0
STWD | 0 | 0 | 0 | 0 | 0 | 0
WT | 193.26 | 193.26 | 2093.6 | 3589.54 | 3396.28 | 3396.28
IGCC | 0 | 0 | 0 | 0 | 0 | 0
DemandResponse | 0 | 0 | 0 | 0 | 0 | 0
IGCC-CCS | 0 | 0 | 0 | 0 | 0 | 0
WT_off | 0 | 0 | 0 | 0 | 0 | 0
PseudoUnit | 0 | 0 | 0 | 0 | 0 | 0
FixedInterchange | 0 | 0 | 0 | 0 | 0 | 0
Levelized Capital Costs by Reporting Type: ALB
ReportingType | 2015 | 2020 | 2025 | 2030 | 2035 | 2040
BM | 0 | 0 | 0 | 0 | 0 | 0
CC | 11.92 | 11.92 | 11.92 | 11.92 | 11.92 | 0
CSP | 0 | 0 | 0 | 0 | 0 | 0
CT | 16.7 | 16.7 | 16.7 | 16.7 | 0 | 0
Coal | 147.62 | 147.62 | 147.62 | 147.62 | 147.62 | 147.62
Geo | 0 | 0 | 0 | 0 | 0 | 0
H | 0 | 0 | 0 | 0 | 0 | 0
LFG | 0 | 0 | 0 | 0 | 0 | 0
Nuc | 0 | 0 | 0 | 4678.78 | 4843.03 | 4950.76
PS | 0 | 0 | 0 | 0 | 0 | 0
PV | 0 | 0 | 0 | 0 | 0 | 0
PeakG | 0 | 0 | 0 | 0 | 0 | 0
PeakO | 0 | 0 | 0 | 0 | 0 | 0
ST | 0 | 0 | 0 | 0 | 0 | 0
STOG | 0 | 0 | 0 | 0 | 0 | 0
STWD | 0 | 0 | 0 | 0 | 0 | 0
WT | 2.54 | 2.54 | 2.54 | 2.54 | 0 | 0
IGCC | 0 | 0 | 0 | 0 | 0 | 0
DemandResponse | 0 | 0 | 0 | 0 | 0 | 0
IGCC-CCS | 0 | 0 | 0 | 0 | 0 | 0
WT_off | 0 | 0 | 0 | 0 | 0 | 0
PseudoUnit | 0 | 0 | 0 | 0 | 0 | 0
FixedInterchange | 0 | 0 | 0 | 0 | 0 | 0
Levelized Capital Costs by Reporting Type: BC
ReportingType | 2015 | 2020 | 2025 | 2030 | 2035 | 2040
BM | 0 | 0 | 0 | 0 | 0 | 0
CC | 88.29 | 88.29 | 88.29 | 88.29 | 88.29 | 0
CSP | 0 | 0 | 0 | 0 | 0 | 0
CT | 0 | 0 | 0 | 0 | 0 | 0
Coal | 0 | 0 | 0 | 0 | 0 | 0
Geo | 0 | 0 | 0 | 0 | 0 | 0
H | 0 | 0 | 0 | 0 | 0 | 0
LFG | 0 | 0 | 0 | 0 | 0 | 0
Nuc | 0 | 0 | 0 | 0 | 0 | 0
PS | 0 | 0 | 0 | 0 | 0 | 0
PV | 0 | 0 | 0 | 0 | 0 | 0
PeakG | 0 | 0 | 0 | 0 | 0 | 0
PeakO | 0 | 0 | 0 | 0 | 0 | 0
ST | 0 | 0 | 0 | 0 | 0 | 0
STOG | 0 | 0 | 0 | 0 | 0 | 0
STWD | 0 | 0 | 0 | 0 | 0 | 0
WT | 40.68 | 40.68 | 40.68 | 40.68 | 0 | 0
IGCC | 0 | 0 | 0 | 0 | 0 | 0
DemandResponse | 0 | 0 | 0 | 0 | 0 | 0
IGCC-CCS | 0 | 0 | 0 | 0 | 0 | 0
WT_off | 0 | 0 | 0 | 0 | 0 | 0
PseudoUnit | 0 | 0 | 0 | 0 | 0 | 0
FixedInterchange | 0 | 0 | 0 | 0 | 0 | 0
Levelized Capital Costs by Reporting Type: HQ_IESO
ReportingType | 2015 | 2020 | 2025 | 2030 | 2035 | 2040
BM | 0 | 0 | 0 | 0 | 0 | 0
CC | 0 | 0 | 0 | 0 | 0 | 0
CSP | 0 | 0 | 0 | 0 | 0 | 0
CT | 0 | 0 | 0 | 0 | 0 | 0
Coal | 0 | 0 | 0 | 0 | 0 | 0
Geo | 0 | 0 | 0 | 0 | 0 | 0
H | 0 | 0 | 0 | 0 | 0 | 0
LFG | 0 | 0 | 0 | 0 | 0 | 0
Nuc | 0 | 0 | 0 | 0 | 0 | 0
PS | 0 | 0 | 0 | 0 | 0 | 0
PV | 0 | 0 | 0 | 0 | 0 | 0
PeakG | 0 | 0 | 0 | 0 | 0 | 0
PeakO | 0 | 0 | 0 | 0 | 0 | 0
ST | 0 | 0 | 0 | 0 | 0 | 0
STOG | 0 | 0 | 0 | 0 | 0 | 0
STWD | 0 | 0 | 0 | 0 | 0 | 0
WT | 0 | 0 | 0 | 0 | 0 | 0
IGCC | 0 | 0 | 0 | 0 | 0 | 0
DemandResponse | 0 | 0 | 0 | 0 | 0 | 0
IGCC-CCS | 0 | 0 | 0 | 0 | 0 | 0
WT_off | 0 | 0 | 0 | 0 | 0 | 0
PseudoUnit | 0 | 0 | 0 | 543.23 | 609.14 | 609.14
FixedInterchange | 0 | 0 | 0 | 0 | 0 | 0
Levelized Capital Costs by Reporting Type: HQ_NEISO
ReportingType | 2015 | 2020 | 2025 | 2030 | 2035 | 2040
BM | 0 | 0 | 0 | 0 | 0 | 0
CC | 0 | 0 | 0 | 0 | 0 | 0
CSP | 0 | 0 | 0 | 0 | 0 | 0
CT | 0 | 0 | 0 | 0 | 0 | 0
Coal | 0 | 0 | 0 | 0 | 0 | 0
Geo | 0 | 0 | 0 | 0 | 0 | 0
H | 0 | 0 | 0 | 0 | 0 | 0
LFG | 0 | 0 | 0 | 0 | 0 | 0
Nuc | 0 | 0 | 0 | 0 | 0 | 0
PS | 0 | 0 | 0 | 0 | 0 | 0
PV | 0 | 0 | 0 | 0 | 0 | 0
PeakG | 0 | 0 | 0 | 0 | 0 | 0
PeakO | 0 | 0 | 0 | 0 | 0 | 0
ST | 0 | 0 | 0 | 0 | 0 | 0
STOG | 0 | 0 | 0 | 0 | 0 | 0
STWD | 0 | 0 | 0 | 0 | 0 | 0
WT | 0 | 0 | 0 | 0 | 0 | 0
IGCC | 0 | 0 | 0 | 0 | 0 | 0
DemandResponse | 0 | 0 | 0 | 0 | 0 | 0
IGCC-CCS | 0 | 0 | 0 | 0 | 0 | 0
WT_off | 0 | 0 | 0 | 0 | 0 | 0
PseudoUnit | 0 | 0 | 0 | 191.15 | 366.5 | 366.5
FixedInterchange | 0 | 0 | 0 | 0 | 0 | 0
Levelized Capital Costs by Reporting Type: HQ_NY
ReportingType | 2015 | 2020 | 2025 | 2030 | 2035 | 2040
BM | 0 | 0 | 0 | 0 | 0 | 0
CC | 0 | 0 | 0 | 0 | 0 | 0
CSP | 0 | 0 | 0 | 0 | 0 | 0
CT | 0 | 0 | 0 | 0 | 0 | 0
Coal | 0 | 0 | 0 | 0 | 0 | 0
Geo | 0 | 0 | 0 | 0 | 0 | 0
H | 0 | 0 | 0 | 0 | 0 | 0
LFG | 0 | 0 | 0 | 0 | 0 | 0
Nuc | 0 | 0 | 0 | 0 | 0 | 0
PS | 0 | 0 | 0 | 0 | 0 | 0
PV | 0 | 0 | 0 | 0 | 0 | 0
PeakG | 0 | 0 | 0 | 0 | 0 | 0
PeakO | 0 | 0 | 0 | 0 | 0 | 0
ST | 0 | 0 | 0 | 0 | 0 | 0
STOG | 0 | 0 | 0 | 0 | 0 | 0
STWD | 0 | 0 | 0 | 0 | 0 | 0
WT | 0 | 0 | 0 | 0 | 0 | 0
IGCC | 0 | 0 | 0 | 0 | 0 | 0
DemandResponse | 0 | 0 | 0 | 0 | 0 | 0
IGCC-CCS | 0 | 0 | 0 | 0 | 0 | 0
WT_off | 0 | 0 | 0 | 0 | 0 | 0
PseudoUnit | 0 | 0 | 769.02 | 769.02 | 769.02 | 769.02
FixedInterchange | 0 | 0 | 0 | 0 | 0 | 0
Levelized Capital Costs by Reporting Type: MARITIMES
ReportingType | 2015 | 2020 | 2025 | 2030 | 2035 | 2040
BM | 0 | 0 | 0 | 0 | 0 | 0
CC | 0 | 0 | 0 | 0 | 0 | 0
CSP | 0 | 0 | 0 | 0 | 0 | 0
CT | 0 | 0 | 0 | 0 | 0 | 0
Coal | 0 | 0 | 0 | 0 | 0 | 0
Geo | 0 | 0 | 0 | 0 | 0 | 0
H | 0 | 0 | 0 | 0 | 0 | 0
LFG | 0 | 0 | 0 | 0 | 0 | 0
Nuc | 0 | 0 | 0 | 0 | 0 | 0
PS | 0 | 0 | 0 | 0 | 0 | 0
PV | 0 | 0 | 0 | 0 | 0 | 0
PeakG | 0 | 0 | 0 | 0 | 0 | 0
PeakO | 0 | 0 | 0 | 0 | 0 | 0
ST | 0 | 0 | 0 | 0 | 0 | 0
STOG | 0 | 0 | 0 | 0 | 0 | 0
STWD | 0 | 0 | 0 | 0 | 0 | 0
WT | 0 | 0 | 0 | 0 | 0 | 0
IGCC | 0 | 0 | 0 | 0 | 0 | 0
DemandResponse | 0 | 0 | 0 | 0 | 0 | 0
IGCC-CCS | 0 | 0 | 0 | 0 | 0 | 0
WT_off | 0 | 0 | 0 | 0 | 0 | 0
PseudoUnit | 0 | 0 | 0 | 129.35 | 164.81 | 164.81
FixedInterchange | 0 | 0 | 0 | 0 | 0 | 0
Levelized Capital Costs by Reporting Type: All
ReportingType | 2015 | 2020 | 2025 | 2030 | 2035 | 2040
BM | 540.9 | 544.55 | 680.51 | 680.51 | 684.29 | 3183
CC | 10250.46 | 12308.42 | 12308.42 | 12308.42 | 12162.94 | 2057.96
CSP | 0 | 0 | 0 | 0 | 0 | 0
CT | 541.52 | 565.24 | 565.24 | 503.98 | 23.72 | 0
Coal | 3114.71 | 3114.71 | 3114.71 | 3114.71 | 3114.71 | 3114.71
Geo | 666.47 | 666.47 | 1799.13 | 1157.54 | 1132.66 | 1132.66
H | 0 | 471.83 | 1473.25 | 1687.82 | 1898.06 | 1898.06
LFG | 471.51 | 471.51 | 892.29 | 1029.19 | 567.34 | 567.34
Nuc | 684.91 | 3259.17 | 4123.06 | 31198.47 | 59077.85 | 87466.95
PS | 0 | 0 | 0 | 0 | 0 | 0
PV | 969.94 | 1333.01 | 1604.89 | 1631.04 | 661.1 | 298.03
PeakG | 0 | 0 | 0 | 0 | 0 | 0
PeakO | 0 | 0 | 0 | 0 | 0 | 0
ST | 396.65 | 549.3 | 610.35 | 3108.75 | 6354.68 | 6319.06
STOG | 0 | 0 | 0 | 0 | 0 | 0
STWD | 0 | 0 | 0 | 0 | 0 | 0
WT | 8169.83 | 35248.44 | 60066.68 | 75699.23 | 75197.02 | 48531.17
IGCC | 215.26 | 215.26 | 215.26 | 215.26 | 215.26 | 215.26
DemandResponse | 0 | 0 | 0 | 0 | 0 | 0
IGCC-CCS | 0 | 0 | 0 | 0 | 0 | 0
WT_off | 283.24 | 283.24 | 823.59 | 823.59 | 540.35 | 540.35
PseudoUnit | 0 | 0 | 769.02 | 1632.75 | 1909.46 | 1909.46
FixedInterchange | 0 | 0 | 0 | 0 | 0 | 0
Levelized Capital Costs by Reporting Type: EI_US
ReportingType | 2015 | 2020 | 2025 | 2030 | 2035 | 2040
BM | 324.62 | 328.27 | 464.23 | 464.23 | 464.23 | 2211.63
CC | 8484.79 | 10342.07 | 10342.07 | 10342.07 | 10196.59 | 1857.28
CSP | 0 | 0 | 0 | 0 | 0 | 0
CT | 352.28 | 375.99 | 375.99 | 314.73 | 23.72 | 0
Coal | 2318.08 | 2318.08 | 2318.08 | 2318.08 | 2318.08 | 2318.08
Geo | 0 | 0 | 0 | 0 | 0 | 0
H | 0 | 272.02 | 741.4 | 750.3 | 751.29 | 751.29
LFG | 171.18 | 171.18 | 496.91 | 633.88 | 472.13 | 472.13
Nuc | 684.91 | 3259.17 | 4123.06 | 20208.09 | 41594.74 | 66427.31
PS | 0 | 0 | 0 | 0 | 0 | 0
PV | 385.64 | 748.71 | 1020.59 | 1046.74 | 661.1 | 298.03
PeakG | 0 | 0 | 0 | 0 | 0 | 0
PeakO | 0 | 0 | 0 | 0 | 0 | 0
ST | 0 | 0 | 0 | 0 | 0 | 0
STOG | 0 | 0 | 0 | 0 | 0 | 0
STWD | 0 | 0 | 0 | 0 | 0 | 0
WT | 5174.46 | 28173.29 | 44198.77 | 58307.5 | 60800.48 | 37801.65
IGCC | 215.26 | 215.26 | 215.26 | 215.26 | 215.26 | 215.26
DemandResponse | 0 | 0 | 0 | 0 | 0 | 0
IGCC-CCS | 0 | 0 | 0 | 0 | 0 | 0
WT_off | 283.24 | 283.24 | 823.59 | 823.59 | 540.35 | 540.35
PseudoUnit | 0 | 0 | 769.02 | 1089.52 | 1300.33 | 1300.33
FixedInterchange | 0 | 0 | 0 | 0 | 0 | 0
Levelized Capital Costs by Reporting Type: EI_Canada
ReportingType | 2015 | 2020 | 2025 | 2030 | 2035 | 2040
BM | 144.8 | 144.8 | 144.8 | 144.8 | 144.8 | 144.8
CC | 227.55 | 227.55 | 227.55 | 227.55 | 227.55 | 0
CSP | 0 | 0 | 0 | 0 | 0 | 0
CT | 41.8 | 41.8 | 41.8 | 41.8 | 0 | 0
Coal | 0 | 0 | 0 | 0 | 0 | 0
Geo | 0 | 0 | 0 | 0 | 0 | 0
H | 0 | 199.81 | 731.86 | 937.52 | 1036.35 | 1036.35
LFG | 5.12 | 5.12 | 5.12 | 5.29 | 0.17 | 0.17
Nuc | 0 | 0 | 0 | 0 | 0 | 0
PS | 0 | 0 | 0 | 0 | 0 | 0
PV | 539.74 | 539.74 | 539.74 | 539.74 | 0 | 0
PeakG | 0 | 0 | 0 | 0 | 0 | 0
PeakO | 0 | 0 | 0 | 0 | 0 | 0
ST | 0 | 0 | 0 | 0 | 0 | 0
STOG | 0 | 0 | 0 | 0 | 0 | 0
STWD | 0 | 0 | 0 | 0 | 0 | 0
WT | 747.62 | 747.62 | 747.62 | 747.62 | 0 | 0
IGCC | 0 | 0 | 0 | 0 | 0 | 0
DemandResponse | 0 | 0 | 0 | 0 | 0 | 0
IGCC-CCS | 0 | 0 | 0 | 0 | 0 | 0
WT_off | 0 | 0 | 0 | 0 | 0 | 0
PseudoUnit | 0 | 0 | 0 | 543.23 | 609.14 | 609.14
FixedInterchange | 0 | 0 | 0 | 0 | 0 | 0
Levelized Capital Costs by Reporting Type: EI
ReportingType | 2015 | 2020 | 2025 | 2030 | 2035 | 2040
BM | 469.42 | 473.07 | 609.03 | 609.03 | 609.03 | 2356.43
CC | 8712.34 | 10569.62 | 10569.62 | 10569.62 | 10424.14 | 1857.28
CSP | 0 | 0 | 0 | 0 | 0 | 0
CT | 394.07 | 417.79 | 417.79 | 356.53 | 23.72 | 0
Coal | 2318.08 | 2318.08 | 2318.08 | 2318.08 | 2318.08 | 2318.08
Geo | 0 | 0 | 0 | 0 | 0 | 0
H | 0 | 471.83 | 1473.25 | 1687.82 | 1787.64 | 1787.64
LFG | 176.3 | 176.3 | 502.03 | 639.17 | 472.3 | 472.3
Nuc | 684.91 | 3259.17 | 4123.06 | 20208.09 | 41594.74 | 66427.31
PS | 0 | 0 | 0 | 0 | 0 | 0
PV | 925.38 | 1288.45 | 1560.33 | 1586.48 | 661.1 | 298.03
PeakG | 0 | 0 | 0 | 0 | 0 | 0
PeakO | 0 | 0 | 0 | 0 | 0 | 0
ST | 0 | 0 | 0 | 0 | 0 | 0
STOG | 0 | 0 | 0 | 0 | 0 | 0
STWD | 0 | 0 | 0 | 0 | 0 | 0
WT | 5922.08 | 28920.91 | 44946.39 | 59055.12 | 60800.48 | 37801.65
IGCC | 215.26 | 215.26 | 215.26 | 215.26 | 215.26 | 215.26
DemandResponse | 0 | 0 | 0 | 0 | 0 | 0
IGCC-CCS | 0 | 0 | 0 | 0 | 0 | 0
WT_off | 283.24 | 283.24 | 823.59 | 823.59 | 540.35 | 540.35
PseudoUnit | 0 | 0 | 769.02 | 1632.75 | 1909.46 | 1909.46
FixedInterchange | 0 | 0 | 0 | 0 | 0 | 0
Levelized Capital Costs by Reporting Type: Outside_EI
ReportingType | 2015 | 2020 | 2025 | 2030 | 2035 | 2040
BM | 71.48 | 71.48 | 71.48 | 71.48 | 75.26 | 826.57
CC | 1538.12 | 1738.8 | 1738.8 | 1738.8 | 1738.8 | 200.68
CSP | 0 | 0 | 0 | 0 | 0 | 0
CT | 147.45 | 147.45 | 147.45 | 147.45 | 0 | 0
Coal | 796.63 | 796.63 | 796.63 | 796.63 | 796.63 | 796.63
Geo | 666.47 | 666.47 | 1799.13 | 1157.54 | 1132.66 | 1132.66
H | 0 | 0 | 0 | 0 | 110.42 | 110.42
LFG | 295.21 | 295.21 | 390.25 | 390.02 | 95.05 | 95.05
Nuc | 0 | 0 | 0 | 10990.38 | 17483.11 | 21039.64
PS | 0 | 0 | 0 | 0 | 0 | 0
PV | 44.56 | 44.56 | 44.56 | 44.56 | 0 | 0
PeakG | 0 | 0 | 0 | 0 | 0 | 0
PeakO | 0 | 0 | 0 | 0 | 0 | 0
ST | 396.65 | 549.3 | 610.35 | 3108.75 | 6354.68 | 6319.06
STOG | 0 | 0 | 0 | 0 | 0 | 0
STWD | 0 | 0 | 0 | 0 | 0 | 0
WT | 2247.75 | 6327.53 | 15120.29 | 16644.11 | 14396.54 | 10729.52
IGCC | 0 | 0 | 0 | 0 | 0 | 0
DemandResponse | 0 | 0 | 0 | 0 | 0 | 0
IGCC-CCS | 0 | 0 | 0 | 0 | 0 | 0
WT_off | 0 | 0 | 0 | 0 | 0 | 0
PseudoUnit | 0 | 0 | 0 | 0 | 0 | 0
FixedInterchange | 0 | 0 | 0 | 0 | 0 | 0
#13 | 0.01: Levelized Retrofit Capital Costs ($million)
Levelized Retrofit Capital Costs by Reporting Type: Entergy
ReportingType | 2015 | 2020 | 2025 | 2030 | 2035 | 2040
BM | 0 | 0 | 0 | 0 | 0 | 0
CC | 0 | 0 | 0 | 0 | 0 | 0
CSP | 0 | 0 | 0 | 0 | 0 | 0
CT | 0 | 0 | 0 | 0 | 0 | 0
Coal | 0 | 27.16 | 27.16 | 0 | 0 | 0
Geo | 0 | 0 | 0 | 0 | 0 | 0
H | 0 | 0 | 0 | 0 | 0 | 0
LFG | 0 | 0 | 0 | 0 | 0 | 0
Nuc | 0 | 0 | 0 | 0 | 0 | 0
PS | 0 | 0 | 0 | 0 | 0 | 0
PV | 0 | 0 | 0 | 0 | 0 | 0
PeakG | 0 | 0 | 0 | 0 | 0 | 0
PeakO | 0 | 0 | 0 | 0 | 0 | 0
ST | 0 | 0 | 0 | 0 | 0 | 0
STOG | 0 | 0 | 0 | 0 | 0 | 0
STWD | 0 | 0 | 0 | 0 | 0 | 0
WT | 0 | 0 | 0 | 0 | 0 | 0
IGCC | 0 | 0 | 0 | 0 | 0 | 0
DemandResponse | 0 | 0 | 0 | 0 | 0 | 0
IGCC-CCS | 0 | 0 | 0 | 0 | 0 | 0
WT_off | 0 | 0 | 0 | 0 | 0 | 0
PseudoUnit | 0 | 0 | 0 | 0 | 0 | 0
FixedInterchange | 0 | 0 | 0 | 0 | 0 | 0
Levelized Retrofit Capital Costs by Reporting Type: FRCC
ReportingType | 2015 | 2020 | 2025 | 2030 | 2035 | 2040
BM | 0 | 0 | 0 | 0 | 0 | 0
CC | 0 | 0 | 0 | 0 | 0 | 0
CSP | 0 | 0 | 0 | 0 | 0 | 0
CT | 0 | 0 | 0 | 0 | 0 | 0
Coal | 73.1 | 6.94 | 6.94 | 0 | 0 | 0
Geo | 0 | 0 | 0 | 0 | 0 | 0
H | 0 | 0 | 0 | 0 | 0 | 0
LFG | 0 | 0 | 0 | 0 | 0 | 0
Nuc | 0 | 0 | 0 | 0 | 0 | 0
PS | 0 | 0 | 0 | 0 | 0 | 0
PV | 0 | 0 | 0 | 0 | 0 | 0
PeakG | 0 | 0 | 0 | 0 | 0 | 0
PeakO | 0 | 0 | 0 | 0 | 0 | 0
ST | 0 | 0 | 0 | 0 | 0 | 0
STOG | 0 | 0 | 0 | 0 | 0 | 0
STWD | 0 | 0 | 0 | 0 | 0 | 0
WT | 0 | 0 | 0 | 0 | 0 | 0
IGCC | 0 | 0 | 0 | 0 | 0 | 0
DemandResponse | 0 | 0 | 0 | 0 | 0 | 0
IGCC-CCS | 0 | 0 | 0 | 0 | 0 | 0
WT_off | 0 | 0 | 0 | 0 | 0 | 0
PseudoUnit | 0 | 0 | 0 | 0 | 0 | 0
FixedInterchange | 0 | 0 | 0 | 0 | 0 | 0
Levelized Retrofit Capital Costs by Reporting Type: MAPP_US
ReportingType | 2015 | 2020 | 2025 | 2030 | 2035 | 2040
BM | 0 | 0 | 0 | 0 | 0 | 0
CC | 0 | 0 | 0 | 0 | 0 | 0
CSP | 0 | 0 | 0 | 0 | 0 | 0
CT | 0 | 0 | 0 | 0 | 0 | 0
Coal | 22.36 | 28.63 | 6.27 | 0 | 0 | 0
Geo | 0 | 0 | 0 | 0 | 0 | 0
H | 0 | 0 | 0 | 0 | 0 | 0
LFG | 0 | 0 | 0 | 0 | 0 | 0
Nuc | 0 | 0 | 0 | 0 | 0 | 0
PS | 0 | 0 | 0 | 0 | 0 | 0
PV | 0 | 0 | 0 | 0 | 0 | 0
PeakG | 0 | 0 | 0 | 0 | 0 | 0
PeakO | 0 | 0 | 0 | 0 | 0 | 0
ST | 0 | 0 | 0 | 0 | 0 | 0
STOG | 0 | 0 | 0 | 0 | 0 | 0
STWD | 0 | 0 | 0 | 0 | 0 | 0
WT | 0 | 0 | 0 | 0 | 0 | 0
IGCC | 0 | 0 | 0 | 0 | 0 | 0
DemandResponse | 0 | 0 | 0 | 0 | 0 | 0
IGCC-CCS | 0 | 0 | 0 | 0 | 0 | 0
WT_off | 0 | 0 | 0 | 0 | 0 | 0
PseudoUnit | 0 | 0 | 0 | 0 | 0 | 0
FixedInterchange | 0 | 0 | 0 | 0 | 0 | 0
Levelized Retrofit Capital Costs by Reporting Type: MISO_IN
ReportingType | 2015 | 2020 | 2025 | 2030 | 2035 | 2040
BM | 0 | 0 | 0 | 0 | 0 | 0
CC | 0 | 0 | 0 | 0 | 0 | 0
CSP | 0 | 0 | 0 | 0 | 0 | 0
CT | 0 | 0 | 0 | 0 | 0 | 0
Coal | 0 | 91.24 | 91.24 | 0 | 0 | 0
Geo | 0 | 0 | 0 | 0 | 0 | 0
H | 0 | 0 | 0 | 0 | 0 | 0
LFG | 0 | 0 | 0 | 0 | 0 | 0
Nuc | 0 | 0 | 0 | 0 | 0 | 0
PS | 0 | 0 | 0 | 0 | 0 | 0
PV | 0 | 0 | 0 | 0 | 0 | 0
PeakG | 0 | 0 | 0 | 0 | 0 | 0
PeakO | 0 | 0 | 0 | 0 | 0 | 0
ST | 0 | 0 | 0 | 0 | 0 | 0
STOG | 0 | 0 | 0 | 0 | 0 | 0
STWD | 0 | 0 | 0 | 0 | 0 | 0
WT | 0 | 0 | 0 | 0 | 0 | 0
IGCC | 0 | 0 | 0 | 0 | 0 | 0
DemandResponse | 0 | 0 | 0 | 0 | 0 | 0
IGCC-CCS | 0 | 0 | 0 | 0 | 0 | 0
WT_off | 0 | 0 | 0 | 0 | 0 | 0
PseudoUnit | 0 | 0 | 0 | 0 | 0 | 0
FixedInterchange | 0 | 0 | 0 | 0 | 0 | 0
Levelized Retrofit Capital Costs by Reporting Type: MISO_MI
ReportingType | 2015 | 2020 | 2025 | 2030 | 2035 | 2040
BM | 0 | 0 | 0 | 0 | 0 | 0
CC | 0 | 0 | 0 | 0 | 0 | 0
CSP | 0 | 0 | 0 | 0 | 0 | 0
CT | 0 | 0 | 0 | 0 | 0 | 0
Coal | 15.14 | 15.14 | 0 | 0 | 0 | 0
Geo | 0 | 0 | 0 | 0 | 0 | 0
H | 0 | 0 | 0 | 0 | 0 | 0
LFG | 0 | 0 | 0 | 0 | 0 | 0
Nuc | 0 | 0 | 0 | 0 | 0 | 0
PS | 0 | 0 | 0 | 0 | 0 | 0
PV | 0 | 0 | 0 | 0 | 0 | 0
PeakG | 0 | 0 | 0 | 0 | 0 | 0
PeakO | 0 | 0 | 0 | 0 | 0 | 0
ST | 0 | 0 | 0 | 0 | 0 | 0
STOG | 0 | 0 | 0 | 0 | 0 | 0
STWD | 0 | 0 | 0 | 0 | 0 | 0
WT | 0 | 0 | 0 | 0 | 0 | 0
IGCC | 0 | 0 | 0 | 0 | 0 | 0
DemandResponse | 0 | 0 | 0 | 0 | 0 | 0
IGCC-CCS | 0 | 0 | 0 | 0 | 0 | 0
WT_off | 0 | 0 | 0 | 0 | 0 | 0
PseudoUnit | 0 | 0 | 0 | 0 | 0 | 0
FixedInterchange | 0 | 0 | 0 | 0 | 0 | 0
Levelized Retrofit Capital Costs by Reporting Type: MISO_MO-IL
ReportingType | 2015 | 2020 | 2025 | 2030 | 2035 | 2040
BM | 0 | 0 | 0 | 0 | 0 | 0
CC | 0 | 0 | 0 | 0 | 0 | 0
CSP | 0 | 0 | 0 | 0 | 0 | 0
CT | 0 | 0 | 0 | 0 | 0 | 0
Coal | 9.29 | 16.88 | 21.5 | 14.85 | 26.87 | 16.64
Geo | 0 | 0 | 0 | 0 | 0 | 0
H | 0 | 0 | 0 | 0 | 0 | 0
LFG | 0 | 0 | 0 | 0 | 0 | 0
Nuc | 0 | 0 | 0 | 0 | 0 | 0
PS | 0 | 0 | 0 | 0 | 0 | 0
PV | 0 | 0 | 0 | 0 | 0 | 0
PeakG | 0 | 0 | 0 | 0 | 0 | 0
PeakO | 0 | 0 | 0 | 0 | 0 | 0
ST | 0 | 0 | 0 | 0 | 0 | 0
STOG | 0 | 0 | 0 | 0 | 0 | 0
STWD | 0 | 0 | 0 | 0 | 0 | 0
WT | 0 | 0 | 0 | 0 | 0 | 0
IGCC | 0 | 0 | 0 | 0 | 0 | 0
DemandResponse | 0 | 0 | 0 | 0 | 0 | 0
IGCC-CCS | 0 | 0 | 0 | 0 | 0 | 0
WT_off | 0 | 0 | 0 | 0 | 0 | 0
PseudoUnit | 0 | 0 | 0 | 0 | 0 | 0
FixedInterchange | 0 | 0 | 0 | 0 | 0 | 0
Levelized Retrofit Capital Costs by Reporting Type: MISO_W
ReportingType | 2015 | 2020 | 2025 | 2030 | 2035 | 2040
BM | 0 | 0 | 0 | 0 | 0 | 0
CC | 0 | 0 | 0 | 0 | 0 | 0
CSP | 0 | 0 | 0 | 0 | 0 | 0
CT | 0 | 0 | 0 | 0 | 0 | 0
Coal | 26.68 | 24.64 | 150.62 | 125.98 | 0 | 0
Geo | 0 | 0 | 0 | 0 | 0 | 0
H | 0 | 0 | 0 | 0 | 0 | 0
LFG | 0 | 0 | 0 | 0 | 0 | 0
Nuc | 0 | 0 | 0 | 0 | 0 | 0
PS | 0 | 0 | 0 | 0 | 0 | 0
PV | 0 | 0 | 0 | 0 | 0 | 0
PeakG | 0 | 0 | 0 | 0 | 0 | 0
PeakO | 0 | 0 | 0 | 0 | 0 | 0
ST | 0 | 0 | 0 | 0 | 0 | 0
STOG | 0 | 0 | 0 | 0 | 0 | 0
STWD | 0 | 0 | 0 | 0 | 0 | 0
WT | 0 | 0 | 0 | 0 | 0 | 0
IGCC | 0 | 0 | 0 | 0 | 0 | 0
DemandResponse | 0 | 0 | 0 | 0 | 0 | 0
IGCC-CCS | 0 | 0 | 0 | 0 | 0 | 0
WT_off | 0 | 0 | 0 | 0 | 0 | 0
PseudoUnit | 0 | 0 | 0 | 0 | 0 | 0
FixedInterchange | 0 | 0 | 0 | 0 | 0 | 0
Levelized Retrofit Capital Costs by Reporting Type: MISO_WUMS
ReportingType | 2015 | 2020 | 2025 | 2030 | 2035 | 2040
BM | 0 | 0 | 0 | 0 | 0 | 0
CC | 0 | 0 | 0 | 0 | 0 | 0
CSP | 0 | 0 | 0 | 0 | 0 | 0
CT | 0 | 0 | 0 | 0 | 0 | 0
Coal | 197.26 | 175.87 | 42.48 | 57.74 | 74.85 | 73.19
Geo | 0 | 0 | 0 | 0 | 0 | 0
H | 0 | 0 | 0 | 0 | 0 | 0
LFG | 0 | 0 | 0 | 0 | 0 | 0
Nuc | 0 | 0 | 0 | 0 | 0 | 0
PS | 0 | 0 | 0 | 0 | 0 | 0
PV | 0 | 0 | 0 | 0 | 0 | 0
PeakG | 0 | 0 | 0 | 0 | 0 | 0
PeakO | 0 | 0 | 0 | 0 | 0 | 0
ST | 0 | 0 | 0 | 0 | 0 | 0
STOG | 0 | 0 | 0 | 0 | 0 | 0
STWD | 0 | 0 | 0 | 0 | 0 | 0
WT | 0 | 0 | 0 | 0 | 0 | 0
IGCC | 0 | 0 | 0 | 0 | 0 | 0
DemandResponse | 0 | 0 | 0 | 0 | 0 | 0
IGCC-CCS | 0 | 0 | 0 | 0 | 0 | 0
WT_off | 0 | 0 | 0 | 0 | 0 | 0
PseudoUnit | 0 | 0 | 0 | 0 | 0 | 0
FixedInterchange | 0 | 0 | 0 | 0 | 0 | 0
Levelized Retrofit Capital Costs by Reporting Type: Nebraska
ReportingType | 2015 | 2020 | 2025 | 2030 | 2035 | 2040
BM | 0 | 0 | 0 | 0 | 0 | 0
CC | 0 | 0 | 0 | 0 | 0 | 0
CSP | 0 | 0 | 0 | 0 | 0 | 0
CT | 0 | 0 | 0 | 0 | 0 | 0
Coal | 0 | 76.84 | 76.84 | 0 | 0 | 0
Geo | 0 | 0 | 0 | 0 | 0 | 0
H | 0 | 0 | 0 | 0 | 0 | 0
LFG | 0 | 0 | 0 | 0 | 0 | 0
Nuc | 0 | 0 | 0 | 0 | 0 | 0
PS | 0 | 0 | 0 | 0 | 0 | 0
PV | 0 | 0 | 0 | 0 | 0 | 0
PeakG | 0 | 0 | 0 | 0 | 0 | 0
PeakO | 0 | 0 | 0 | 0 | 0 | 0
ST | 0 | 0 | 0 | 0 | 0 | 0
STOG | 0 | 0 | 0 | 0 | 0 | 0
STWD | 0 | 0 | 0 | 0 | 0 | 0
WT | 0 | 0 | 0 | 0 | 0 | 0
IGCC | 0 | 0 | 0 | 0 | 0 | 0
DemandResponse | 0 | 0 | 0 | 0 | 0 | 0
IGCC-CCS | 0 | 0 | 0 | 0 | 0 | 0
WT_off | 0 | 0 | 0 | 0 | 0 | 0
PseudoUnit | 0 | 0 | 0 | 0 | 0 | 0
FixedInterchange | 0 | 0 | 0 | 0 | 0 | 0
Levelized Retrofit Capital Costs by Reporting Type: NEISO
ReportingType | 2015 | 2020 | 2025 | 2030 | 2035 | 2040
BM | 0 | 0 | 0 | 0 | 0 | 0
CC | 0 | 0 | 0 | 0 | 0 | 0
CSP | 0 | 0 | 0 | 0 | 0 | 0
CT | 0 | 0 | 0 | 0 | 0 | 0
Coal | 29.15 | 29.15 | 0 | 0 | 0 | 0
Geo | 0 | 0 | 0 | 0 | 0 | 0
H | 0 | 0 | 0 | 0 | 0 | 0
LFG | 0 | 0 | 0 | 0 | 0 | 0
Nuc | 0 | 0 | 0 | 0 | 0 | 0
PS | 0 | 0 | 0 | 0 | 0 | 0
PV | 0 | 0 | 0 | 0 | 0 | 0
PeakG | 0 | 0 | 0 | 0 | 0 | 0
PeakO | 0 | 0 | 0 | 0 | 0 | 0
ST | 0 | 0 | 0 | 0 | 0 | 0
STOG | 0 | 0 | 0 | 0 | 0 | 0
STWD | 0 | 0 | 0 | 0 | 0 | 0
WT | 0 | 0 | 0 | 0 | 0 | 0
IGCC | 0 | 0 | 0 | 0 | 0 | 0
DemandResponse | 0 | 0 | 0 | 0 | 0 | 0
IGCC-CCS | 0 | 0 | 0 | 0 | 0 | 0
WT_off | 0 | 0 | 0 | 0 | 0 | 0
PseudoUnit | 0 | 0 | 0 | 0 | 0 | 0
FixedInterchange | 0 | 0 | 0 | 0 | 0 | 0
Levelized Retrofit Capital Costs by Reporting Type: NonRTO_Midwest
ReportingType | 2015 | 2020 | 2025 | 2030 | 2035 | 2040
BM | 0 | 0 | 0 | 0 | 0 | 0
CC | 0 | 0 | 0 | 0 | 0 | 0
CSP | 0 | 0 | 0 | 0 | 0 | 0
CT | 0 | 0 | 0 | 0 | 0 | 0
Coal | 165.72 | 169.66 | 123.95 | 92.31 | 72.16 | 72.16
Geo | 0 | 0 | 0 | 0 | 0 | 0
H | 0 | 0 | 0 | 0 | 0 | 0
LFG | 0 | 0 | 0 | 0 | 0 | 0
Nuc | 0 | 0 | 0 | 0 | 0 | 0
PS | 0 | 0 | 0 | 0 | 0 | 0
PV | 0 | 0 | 0 | 0 | 0 | 0
PeakG | 0 | 0 | 0 | 0 | 0 | 0
PeakO | 0 | 0 | 0 | 0 | 0 | 0
ST | 0 | 0 | 0 | 0 | 0 | 0
STOG | 0 | 0 | 0 | 0 | 0 | 0
STWD | 0 | 0 | 0 | 0 | 0 | 0
WT | 0 | 0 | 0 | 0 | 0 | 0
IGCC | 0 | 0 | 0 | 0 | 0 | 0
DemandResponse | 0 | 0 | 0 | 0 | 0 | 0
IGCC-CCS | 0 | 0 | 0 | 0 | 0 | 0
WT_off | 0 | 0 | 0 | 0 | 0 | 0
PseudoUnit | 0 | 0 | 0 | 0 | 0 | 0
FixedInterchange | 0 | 0 | 0 | 0 | 0 | 0
Levelized Retrofit Capital Costs by Reporting Type: NYISO_A-F
ReportingType | 2015 | 2020 | 2025 | 2030 | 2035 | 2040
BM | 0 | 0 | 0 | 0 | 0 | 0
CC | 0 | 0 | 0 | 0 | 0 | 0
CSP | 0 | 0 | 0 | 0 | 0 | 0
CT | 0 | 0 | 0 | 0 | 0 | 0
Coal | 0 | 0 | 0 | 0 | 0 | 0
Geo | 0 | 0 | 0 | 0 | 0 | 0
H | 0 | 0 | 0 | 0 | 0 | 0
LFG | 0 | 0 | 0 | 0 | 0 | 0
Nuc | 0 | 0 | 0 | 0 | 0 | 0
PS | 0 | 0 | 0 | 0 | 0 | 0
PV | 0 | 0 | 0 | 0 | 0 | 0
PeakG | 0 | 0 | 0 | 0 | 0 | 0
PeakO | 0 | 0 | 0 | 0 | 0 | 0
ST | 0 | 0 | 0 | 0 | 0 | 0
STOG | 0 | 0 | 0 | 0 | 0 | 0
STWD | 0 | 0 | 0 | 0 | 0 | 0
WT | 0 | 0 | 0 | 0 | 0 | 0
IGCC | 0 | 0 | 0 | 0 | 0 | 0
DemandResponse | 0 | 0 | 0 | 0 | 0 | 0
IGCC-CCS | 0 | 0 | 0 | 0 | 0 | 0
WT_off | 0 | 0 | 0 | 0 | 0 | 0
PseudoUnit | 0 | 0 | 0 | 0 | 0 | 0
FixedInterchange | 0 | 0 | 0 | 0 | 0 | 0
Levelized Retrofit Capital Costs by Reporting Type: NYISO_G-I
ReportingType | 2015 | 2020 | 2025 | 2030 | 2035 | 2040
BM | 0 | 0 | 0 | 0 | 0 | 0
CC | 0 | 0 | 0 | 0 | 0 | 0
CSP | 0 | 0 | 0 | 0 | 0 | 0
CT | 0 | 0 | 0 | 0 | 0 | 0
Coal | 0 | 0 | 0 | 0 | 0 | 0
Geo | 0 | 0 | 0 | 0 | 0 | 0
H | 0 | 0 | 0 | 0 | 0 | 0
LFG | 0 | 0 | 0 | 0 | 0 | 0
Nuc | 0 | 0 | 0 | 0 | 0 | 0
PS | 0 | 0 | 0 | 0 | 0 | 0
PV | 0 | 0 | 0 | 0 | 0 | 0
PeakG | 0 | 0 | 0 | 0 | 0 | 0
PeakO | 0 | 0 | 0 | 0 | 0 | 0
ST | 0 | 0 | 0 | 0 | 0 | 0
STOG | 0 | 0 | 0 | 0 | 0 | 0
STWD | 0 | 0 | 0 | 0 | 0 | 0
WT | 0 | 0 | 0 | 0 | 0 | 0
IGCC | 0 | 0 | 0 | 0 | 0 | 0
DemandResponse | 0 | 0 | 0 | 0 | 0 | 0
IGCC-CCS | 0 | 0 | 0 | 0 | 0 | 0
WT_off | 0 | 0 | 0 | 0 | 0 | 0
PseudoUnit | 0 | 0 | 0 | 0 | 0 | 0
FixedInterchange | 0 | 0 | 0 | 0 | 0 | 0
Levelized Retrofit Capital Costs by Reporting Type: NYISO_J-K
ReportingType | 2015 | 2020 | 2025 | 2030 | 2035 | 2040
BM | 0 | 0 | 0 | 0 | 0 | 0
CC | 0 | 0 | 0 | 0 | 0 | 0
CSP | 0 | 0 | 0 | 0 | 0 | 0
CT | 0 | 0 | 0 | 0 | 0 | 0
Coal | 0 | 0 | 0 | 0 | 0 | 0
Geo | 0 | 0 | 0 | 0 | 0 | 0
H | 0 | 0 | 0 | 0 | 0 | 0
LFG | 0 | 0 | 0 | 0 | 0 | 0
Nuc | 0 | 0 | 0 | 0 | 0 | 0
PS | 0 | 0 | 0 | 0 | 0 | 0
PV | 0 | 0 | 0 | 0 | 0 | 0
PeakG | 0 | 0 | 0 | 0 | 0 | 0
PeakO | 0 | 0 | 0 | 0 | 0 | 0
ST | 0 | 0 | 0 | 0 | 0 | 0
STOG | 0 | 0 | 0 | 0 | 0 | 0
STWD | 0 | 0 | 0 | 0 | 0 | 0
WT | 0 | 0 | 0 | 0 | 0 | 0
IGCC | 0 | 0 | 0 | 0 | 0 | 0
DemandResponse | 0 | 0 | 0 | 0 | 0 | 0
IGCC-CCS | 0 | 0 | 0 | 0 | 0 | 0
WT_off | 0 | 0 | 0 | 0 | 0 | 0
PseudoUnit | 0 | 0 | 0 | 0 | 0 | 0
FixedInterchange | 0 | 0 | 0 | 0 | 0 | 0
Levelized Retrofit Capital Costs by Reporting Type: PJM_E
ReportingType | 2015 | 2020 | 2025 | 2030 | 2035 | 2040
BM | 0 | 0 | 0 | 0 | 0 | 0
CC | 0 | 0 | 0 | 0 | 0 | 0
CSP | 0 | 0 | 0 | 0 | 0 | 0
CT | 0 | 0 | 0 | 0 | 0 | 0
Coal | 22.45 | 22.45 | 0 | 5.8 | 49.34 | 48.37
Geo | 0 | 0 | 0 | 0 | 0 | 0
H | 0 | 0 | 0 | 0 | 0 | 0
LFG | 0 | 0 | 0 | 0 | 0 | 0
Nuc | 0 | 0 | 0 | 0 | 0 | 0
PS | 0 | 0 | 0 | 0 | 0 | 0
PV | 0 | 0 | 0 | 0 | 0 | 0
PeakG | 0 | 0 | 0 | 0 | 0 | 0
PeakO | 0 | 0 | 0 | 0 | 0 | 0
ST | 0 | 0 | 0 | 0 | 0 | 0
STOG | 0 | 0 | 0 | 0 | 0 | 0
STWD | 0 | 0 | 0 | 0 | 0 | 0
WT | 0 | 0 | 0 | 0 | 0 | 0
IGCC | 0 | 0 | 0 | 0 | 0 | 0
DemandResponse | 0 | 0 | 0 | 0 | 0 | 0
IGCC-CCS | 0 | 0 | 0 | 0 | 0 | 0
WT_off | 0 | 0 | 0 | 0 | 0 | 0
PseudoUnit | 0 | 0 | 0 | 0 | 0 | 0
FixedInterchange | 0 | 0 | 0 | 0 | 0 | 0
Levelized Retrofit Capital Costs by Reporting Type: PJM_ROM
ReportingType | 2015 | 2020 | 2025 | 2030 | 2035 | 2040
BM | 0 | 0 | 0 | 0 | 0 | 0
CC | 0 | 0 | 0 | 0 | 0 | 0
CSP | 0 | 0 | 0 | 0 | 0 | 0
CT | 0 | 0 | 0 | 0 | 0 | 0
Coal | 14.63 | 0.53 | 0.53 | 0 | 0 | 0
Geo | 0 | 0 | 0 | 0 | 0 | 0
H | 0 | 0 | 0 | 0 | 0 | 0
LFG | 0 | 0 | 0 | 0 | 0 | 0
Nuc | 0 | 0 | 0 | 0 | 0 | 0
PS | 0 | 0 | 0 | 0 | 0 | 0
PV | 0 | 0 | 0 | 0 | 0 | 0
PeakG | 0 | 0 | 0 | 0 | 0 | 0
PeakO | 0 | 0 | 0 | 0 | 0 | 0
ST | 0 | 0 | 0 | 0 | 0 | 0
STOG | 0 | 0 | 0 | 0 | 0 | 0
STWD | 0 | 0 | 0 | 0 | 0 | 0
WT | 0 | 0 | 0 | 0 | 0 | 0
IGCC | 0 | 0 | 0 | 0 | 0 | 0
DemandResponse | 0 | 0 | 0 | 0 | 0 | 0
IGCC-CCS | 0 | 0 | 0 | 0 | 0 | 0
WT_off | 0 | 0 | 0 | 0 | 0 | 0
PseudoUnit | 0 | 0 | 0 | 0 | 0 | 0
FixedInterchange | 0 | 0 | 0 | 0 | 0 | 0
Levelized Retrofit Capital Costs by Reporting Type: PJM_ROR
ReportingType | 2015 | 2020 | 2025 | 2030 | 2035 | 2040
BM | 0 | 0 | 0 | 0 | 0 | 0
CC | 0 | 0 | 0 | 0 | 0 | 0
CSP | 0 | 0 | 0 | 0 | 0 | 0
CT | 0 | 0 | 0 | 0 | 0 | 0
Coal | 46.99 | 130.76 | 156.04 | 206.6 | 380.7 | 199.38
Geo | 0 | 0 | 0 | 0 | 0 | 0
H | 0 | 0 | 0 | 0 | 0 | 0
LFG | 0 | 0 | 0 | 0 | 0 | 0
Nuc | 0 | 0 | 0 | 0 | 0 | 0
PS | 0 | 0 | 0 | 0 | 0 | 0
PV | 0 | 0 | 0 | 0 | 0 | 0
PeakG | 0 | 0 | 0 | 0 | 0 | 0
PeakO | 0 | 0 | 0 | 0 | 0 | 0
ST | 0 | 0 | 0 | 0 | 0 | 0
STOG | 0 | 0 | 0 | 0 | 0 | 0
STWD | 0 | 0 | 0 | 0 | 0 | 0
WT | 0 | 0 | 0 | 0 | 0 | 0
IGCC | 0 | 0 | 0 | 0 | 0 | 0
DemandResponse | 0 | 0 | 0 | 0 | 0 | 0
IGCC-CCS | 0 | 0 | 0 | 0 | 0 | 0
WT_off | 0 | 0 | 0 | 0 | 0 | 0
PseudoUnit | 0 | 0 | 0 | 0 | 0 | 0
FixedInterchange | 0 | 0 | 0 | 0 | 0 | 0
Levelized Retrofit Capital Costs by Reporting Type: SOCO
ReportingType | 2015 | 2020 | 2025 | 2030 | 2035 | 2040
BM | 0 | 0 | 0 | 0 | 0 | 0
CC | 0 | 0 | 0 | 0 | 0 | 0
CSP | 0 | 0 | 0 | 0 | 0 | 0
CT | 0 | 0 | 0 | 0 | 0 | 0
Coal | 400.34 | 415.86 | 294.74 | 279.23 | 0 | 0
Geo | 0 | 0 | 0 | 0 | 0 | 0
H | 0 | 0 | 0 | 0 | 0 | 0
LFG | 0 | 0 | 0 | 0 | 0 | 0
Nuc | 0 | 0 | 0 | 0 | 0 | 0
PS | 0 | 0 | 0 | 0 | 0 | 0
PV | 0 | 0 | 0 | 0 | 0 | 0
PeakG | 0 | 0 | 0 | 0 | 0 | 0
PeakO | 0 | 0 | 0 | 0 | 0 | 0
ST | 0 | 0 | 0 | 0 | 0 | 0
STOG | 0 | 0 | 0 | 0 | 0 | 0
STWD | 0 | 0 | 0 | 0 | 0 | 0
WT | 0 | 0 | 0 | 0 | 0 | 0
IGCC | 0 | 0 | 0 | 0 | 0 | 0
DemandResponse | 0 | 0 | 0 | 0 | 0 | 0
IGCC-CCS | 0 | 0 | 0 | 0 | 0 | 0
WT_off | 0 | 0 | 0 | 0 | 0 | 0
PseudoUnit | 0 | 0 | 0 | 0 | 0 | 0
FixedInterchange | 0 | 0 | 0 | 0 | 0 | 0
Levelized Retrofit Capital Costs by Reporting Type: SPP_N
ReportingType | 2015 | 2020 | 2025 | 2030 | 2035 | 2040
BM | 0 | 0 | 0 | 0 | 0 | 0
CC | 0 | 0 | 0 | 0 | 0 | 0
CSP | 0 | 0 | 0 | 0 | 0 | 0
CT | 0 | 0 | 0 | 0 | 0 | 0
Coal | 0 | 8.47 | 8.47 | 0 | 0 | 0
Geo | 0 | 0 | 0 | 0 | 0 | 0
H | 0 | 0 | 0 | 0 | 0 | 0
LFG | 0 | 0 | 0 | 0 | 0 | 0
Nuc | 0 | 0 | 0 | 0 | 0 | 0
PS | 0 | 0 | 0 | 0 | 0 | 0
PV | 0 | 0 | 0 | 0 | 0 | 0
PeakG | 0 | 0 | 0 | 0 | 0 | 0
PeakO | 0 | 0 | 0 | 0 | 0 | 0
ST | 0 | 0 | 0 | 0 | 0 | 0
STOG | 0 | 0 | 0 | 0 | 0 | 0
STWD | 0 | 0 | 0 | 0 | 0 | 0
WT | 0 | 0 | 0 | 0 | 0 | 0
IGCC | 0 | 0 | 0 | 0 | 0 | 0
DemandResponse | 0 | 0 | 0 | 0 | 0 | 0
IGCC-CCS | 0 | 0 | 0 | 0 | 0 | 0
WT_off | 0 | 0 | 0 | 0 | 0 | 0
PseudoUnit | 0 | 0 | 0 | 0 | 0 | 0
FixedInterchange | 0 | 0 | 0 | 0 | 0 | 0
Levelized Retrofit Capital Costs by Reporting Type: SPP_S
ReportingType | 2015 | 2020 | 2025 | 2030 | 2035 | 2040
BM | 0 | 0 | 0 | 0 | 0 | 0
CC | 0 | 0 | 0 | 0 | 0 | 0
CSP | 0 | 0 | 0 | 0 | 0 | 0
CT | 0 | 0 | 0 | 0 | 0 | 0
Coal | 0 | 11.14 | 11.14 | 0 | 0 | 0
Geo | 0 | 0 | 0 | 0 | 0 | 0
H | 0 | 0 | 0 | 0 | 0 | 0
LFG | 0 | 0 | 0 | 0 | 0 | 0
Nuc | 0 | 0 | 0 | 0 | 0 | 0
PS | 0 | 0 | 0 | 0 | 0 | 0
PV | 0 | 0 | 0 | 0 | 0 | 0
PeakG | 0 | 0 | 0 | 0 | 0 | 0
PeakO | 0 | 0 | 0 | 0 | 0 | 0
ST | 0 | 0 | 0 | 0 | 0 | 0
STOG | 0 | 0 | 0 | 0 | 0 | 0
STWD | 0 | 0 | 0 | 0 | 0 | 0
WT | 0 | 0 | 0 | 0 | 0 | 0
IGCC | 0 | 0 | 0 | 0 | 0 | 0
DemandResponse | 0 | 0 | 0 | 0 | 0 | 0
IGCC-CCS | 0 | 0 | 0 | 0 | 0 | 0
WT_off | 0 | 0 | 0 | 0 | 0 | 0
PseudoUnit | 0 | 0 | 0 | 0 | 0 | 0
FixedInterchange | 0 | 0 | 0 | 0 | 0 | 0
Levelized Retrofit Capital Costs by Reporting Type: TVA
ReportingType | 2015 | 2020 | 2025 | 2030 | 2035 | 2040
BM | 0 | 0 | 0 | 0 | 0 | 0
CC | 0 | 0 | 0 | 0 | 0 | 0
CSP | 0 | 0 | 0 | 0 | 0 | 0
CT | 0 | 0 | 0 | 0 | 0 | 0
Coal | 0 | 25.42 | 25.42 | 0 | 0 | 0
Geo | 0 | 0 | 0 | 0 | 0 | 0
H | 0 | 0 | 0 | 0 | 0 | 0
LFG | 0 | 0 | 0 | 0 | 0 | 0
Nuc | 0 | 0 | 0 | 0 | 0 | 0
PS | 0 | 0 | 0 | 0 | 0 | 0
PV | 0 | 0 | 0 | 0 | 0 | 0
PeakG | 0 | 0 | 0 | 0 | 0 | 0
PeakO | 0 | 0 | 0 | 0 | 0 | 0
ST | 0 | 0 | 0 | 0 | 0 | 0
STOG | 0 | 0 | 0 | 0 | 0 | 0
STWD | 0 | 0 | 0 | 0 | 0 | 0
WT | 0 | 0 | 0 | 0 | 0 | 0
IGCC | 0 | 0 | 0 | 0 | 0 | 0
DemandResponse | 0 | 0 | 0 | 0 | 0 | 0
IGCC-CCS | 0 | 0 | 0 | 0 | 0 | 0
WT_off | 0 | 0 | 0 | 0 | 0 | 0
PseudoUnit | 0 | 0 | 0 | 0 | 0 | 0
FixedInterchange | 0 | 0 | 0 | 0 | 0 | 0
Levelized Retrofit Capital Costs by Reporting Type: TVA_Transmission
ReportingType | 2015 | 2020 | 2025 | 2030 | 2035 | 2040
BM | 0 | 0 | 0 | 0 | 0 | 0
CC | 0 | 0 | 0 | 0 | 0 | 0
CSP | 0 | 0 | 0 | 0 | 0 | 0
CT | 0 | 0 | 0 | 0 | 0 | 0
Coal | 0 | 0 | 0 | 0 | 0 | 0
Geo | 0 | 0 | 0 | 0 | 0 | 0
H | 0 | 0 | 0 | 0 | 0 | 0
LFG | 0 | 0 | 0 | 0 | 0 | 0
Nuc | 0 | 0 | 0 | 0 | 0 | 0
PS | 0 | 0 | 0 | 0 | 0 | 0
PV | 0 | 0 | 0 | 0 | 0 | 0
PeakG | 0 | 0 | 0 | 0 | 0 | 0
PeakO | 0 | 0 | 0 | 0 | 0 | 0
ST | 0 | 0 | 0 | 0 | 0 | 0
STOG | 0 | 0 | 0 | 0 | 0 | 0
STWD | 0 | 0 | 0 | 0 | 0 | 0
WT | 0 | 0 | 0 | 0 | 0 | 0
IGCC | 0 | 0 | 0 | 0 | 0 | 0
DemandResponse | 0 | 0 | 0 | 0 | 0 | 0
IGCC-CCS | 0 | 0 | 0 | 0 | 0 | 0
WT_off | 0 | 0 | 0 | 0 | 0 | 0
PseudoUnit | 0 | 0 | 0 | 0 | 0 | 0
FixedInterchange | 0 | 0 | 0 | 0 | 0 | 0
Levelized Retrofit Capital Costs by Reporting Type: VACAR
ReportingType | 2015 | 2020 | 2025 | 2030 | 2035 | 2040
BM | 0 | 0 | 0 | 0 | 0 | 0
CC | 0 | 0 | 0 | 0 | 0 | 0
CSP | 0 | 0 | 0 | 0 | 0 | 0
CT | 0 | 0 | 0 | 0 | 0 | 0
Coal | 0 | 14.13 | 154 | 139.86 | 16.8 | 16.8
Geo | 0 | 0 | 0 | 0 | 0 | 0
H | 0 | 0 | 0 | 0 | 0 | 0
LFG | 0 | 0 | 0 | 0 | 0 | 0
Nuc | 0 | 0 | 0 | 0 | 0 | 0
PS | 0 | 0 | 0 | 0 | 0 | 0
PV | 0 | 0 | 0 | 0 | 0 | 0
PeakG | 0 | 0 | 0 | 0 | 0 | 0
PeakO | 0 | 0 | 0 | 0 | 0 | 0
ST | 0 | 0 | 0 | 0 | 0 | 0
STOG | 0 | 0 | 0 | 0 | 0 | 0
STWD | 0 | 0 | 0 | 0 | 0 | 0
WT | 0 | 0 | 0 | 0 | 0 | 0
IGCC | 0 | 0 | 0 | 0 | 0 | 0
DemandResponse | 0 | 0 | 0 | 0 | 0 | 0
IGCC-CCS | 0 | 0 | 0 | 0 | 0 | 0
WT_off | 0 | 0 | 0 | 0 | 0 | 0
PseudoUnit | 0 | 0 | 0 | 0 | 0 | 0
FixedInterchange | 0 | 0 | 0 | 0 | 0 | 0
Levelized Retrofit Capital Costs by Reporting Type: IESO
ReportingType | 2015 | 2020 | 2025 | 2030 | 2035 | 2040
BM | 0 | 0 | 0 | 0 | 0 | 0
CC | 0 | 0 | 0 | 0 | 0 | 0
CSP | 0 | 0 | 0 | 0 | 0 | 0
CT | 0 | 0 | 0 | 0 | 0 | 0
Coal | 0 | 0 | 0 | 0 | 0 | 0
Geo | 0 | 0 | 0 | 0 | 0 | 0
H | 0 | 0 | 0 | 0 | 0 | 0
LFG | 0 | 0 | 0 | 0 | 0 | 0
Nuc | 0 | 0 | 0 | 0 | 0 | 0
PS | 0 | 0 | 0 | 0 | 0 | 0
PV | 0 | 0 | 0 | 0 | 0 | 0
PeakG | 0 | 0 | 0 | 0 | 0 | 0
PeakO | 0 | 0 | 0 | 0 | 0 | 0
ST | 0 | 0 | 0 | 0 | 0 | 0
STOG | 0 | 0 | 0 | 0 | 0 | 0
STWD | 0 | 0 | 0 | 0 | 0 | 0
WT | 0 | 0 | 0 | 0 | 0 | 0
IGCC | 0 | 0 | 0 | 0 | 0 | 0
DemandResponse | 0 | 0 | 0 | 0 | 0 | 0
IGCC-CCS | 0 | 0 | 0 | 0 | 0 | 0
WT_off | 0 | 0 | 0 | 0 | 0 | 0
PseudoUnit | 0 | 0 | 0 | 0 | 0 | 0
FixedInterchange | 0 | 0 | 0 | 0 | 0 | 0
Levelized Retrofit Capital Costs by Reporting Type: MAPP_CA
ReportingType | 2015 | 2020 | 2025 | 2030 | 2035 | 2040
BM | 0 | 0 | 0 | 0 | 0 | 0
CC | 0 | 0 | 0 | 0 | 0 | 0
CSP | 0 | 0 | 0 | 0 | 0 | 0
CT | 0 | 0 | 0 | 0 | 0 | 0
Coal | 0 | 0 | 0 | 0 | 0 | 0
Geo | 0 | 0 | 0 | 0 | 0 | 0
H | 0 | 0 | 0 | 0 | 0 | 0
LFG | 0 | 0 | 0 | 0 | 0 | 0
Nuc | 0 | 0 | 0 | 0 | 0 | 0
PS | 0 | 0 | 0 | 0 | 0 | 0
PV | 0 | 0 | 0 | 0 | 0 | 0
PeakG | 0 | 0 | 0 | 0 | 0 | 0
PeakO | 0 | 0 | 0 | 0 | 0 | 0
ST | 0 | 0 | 0 | 0 | 0 | 0
STOG | 0 | 0 | 0 | 0 | 0 | 0
STWD | 0 | 0 | 0 | 0 | 0 | 0
WT | 0 | 0 | 0 | 0 | 0 | 0
IGCC | 0 | 0 | 0 | 0 | 0 | 0
DemandResponse | 0 | 0 | 0 | 0 | 0 | 0
IGCC-CCS | 0 | 0 | 0 | 0 | 0 | 0
WT_off | 0 | 0 | 0 | 0 | 0 | 0
PseudoUnit | 0 | 0 | 0 | 0 | 0 | 0
FixedInterchange | 0 | 0 | 0 | 0 | 0 | 0
Levelized Retrofit Capital Costs by Reporting Type: AZ_NM_SNV_Coal
ReportingType | 2015 | 2020 | 2025 | 2030 | 2035 | 2040
BM | 0 | 0 | 0 | 0 | 0 | 0
CC | 0 | 0 | 0 | 0 | 0 | 0
CSP | 0 | 0 | 0 | 0 | 0 | 0
CT | 0 | 0 | 0 | 0 | 0 | 0
Coal | 49.67 | 59.68 | 26.75 | 0 | 0 | 0
Geo | 0 | 0 | 0 | 0 | 0 | 0
H | 0 | 0 | 0 | 0 | 0 | 0
LFG | 0 | 0 | 0 | 0 | 0 | 0
Nuc | 0 | 0 | 0 | 0 | 0 | 0
PS | 0 | 0 | 0 | 0 | 0 | 0
PV | 0 | 0 | 0 | 0 | 0 | 0
PeakG | 0 | 0 | 0 | 0 | 0 | 0
PeakO | 0 | 0 | 0 | 0 | 0 | 0
ST | 0 | 0 | 0 | 0 | 0 | 0
STOG | 0 | 0 | 0 | 0 | 0 | 0
STWD | 0 | 0 | 0 | 0 | 0 | 0
WT | 0 | 0 | 0 | 0 | 0 | 0
IGCC | 0 | 0 | 0 | 0 | 0 | 0
DemandResponse | 0 | 0 | 0 | 0 | 0 | 0
IGCC-CCS | 0 | 0 | 0 | 0 | 0 | 0
WT_off | 0 | 0 | 0 | 0 | 0 | 0
PseudoUnit | 0 | 0 | 0 | 0 | 0 | 0
FixedInterchange | 0 | 0 | 0 | 0 | 0 | 0
Levelized Retrofit Capital Costs by Reporting Type: AZ_NM_SNV_Gas
ReportingType | 2015 | 2020 | 2025 | 2030 | 2035 | 2040
BM | 0 | 0 | 0 | 0 | 0 | 0
CC | 0 | 0 | 0 | 0 | 0 | 0
CSP | 0 | 0 | 0 | 0 | 0 | 0
CT | 0 | 0 | 0 | 0 | 0 | 0
Coal | 0 | 0 | 0 | 0 | 0 | 0
Geo | 0 | 0 | 0 | 0 | 0 | 0
H | 0 | 0 | 0 | 0 | 0 | 0
LFG | 0 | 0 | 0 | 0 | 0 | 0
Nuc | 0 | 0 | 0 | 0 | 0 | 0
PS | 0 | 0 | 0 | 0 | 0 | 0
PV | 0 | 0 | 0 | 0 | 0 | 0
PeakG | 0 | 0 | 0 | 0 | 0 | 0
PeakO | 0 | 0 | 0 | 0 | 0 | 0
ST | 0 | 0 | 0 | 0 | 0 | 0
STOG | 0 | 0 | 0 | 0 | 0 | 0
STWD | 0 | 0 | 0 | 0 | 0 | 0
WT | 0 | 0 | 0 | 0 | 0 | 0
IGCC | 0 | 0 | 0 | 0 | 0 | 0
DemandResponse | 0 | 0 | 0 | 0 | 0 | 0
IGCC-CCS | 0 | 0 | 0 | 0 | 0 | 0
WT_off | 0 | 0 | 0 | 0 | 0 | 0
PseudoUnit | 0 | 0 | 0 | 0 | 0 | 0
FixedInterchange | 0 | 0 | 0 | 0 | 0 | 0
Levelized Retrofit Capital Costs by Reporting Type: AZ_NM_SNV_NucRenew
ReportingType | 2015 | 2020 | 2025 | 2030 | 2035 | 2040
BM | 0 | 0 | 0 | 0 | 0 | 0
CC | 0 | 0 | 0 | 0 | 0 | 0
CSP | 0 | 0 | 0 | 0 | 0 | 0
CT | 0 | 0 | 0 | 0 | 0 | 0
Coal | 0 | 0 | 0 | 0 | 0 | 0
Geo | 0 | 0 | 0 | 0 | 0 | 0
H | 0 | 0 | 0 | 0 | 0 | 0
LFG | 0 | 0 | 0 | 0 | 0 | 0
Nuc | 0 | 0 | 0 | 0 | 0 | 0
PS | 0 | 0 | 0 | 0 | 0 | 0
PV | 0 | 0 | 0 | 0 | 0 | 0
PeakG | 0 | 0 | 0 | 0 | 0 | 0
PeakO | 0 | 0 | 0 | 0 | 0 | 0
ST | 0 | 0 | 0 | 0 | 0 | 0
STOG | 0 | 0 | 0 | 0 | 0 | 0
STWD | 0 | 0 | 0 | 0 | 0 | 0
WT | 0 | 0 | 0 | 0 | 0 | 0
IGCC | 0 | 0 | 0 | 0 | 0 | 0
DemandResponse | 0 | 0 | 0 | 0 | 0 | 0
IGCC-CCS | 0 | 0 | 0 | 0 | 0 | 0
WT_off | 0 | 0 | 0 | 0 | 0 | 0
PseudoUnit | 0 | 0 | 0 | 0 | 0 | 0
FixedInterchange | 0 | 0 | 0 | 0 | 0 | 0
Levelized Retrofit Capital Costs by Reporting Type: ERCOT
ReportingType | 2015 | 2020 | 2025 | 2030 | 2035 | 2040
BM | 0 | 0 | 0 | 0 | 0 | 0
CC | 0 | 0 | 0 | 0 | 0 | 0
CSP | 0 | 0 | 0 | 0 | 0 | 0
CT | 0 | 0 | 0 | 0 | 0 | 0
Coal | 82.51 | 5.82 | 134.26 | 274.78 | 184.81 | 38.47
Geo | 0 | 0 | 0 | 0 | 0 | 0
H | 0 | 0 | 0 | 0 | 0 | 0
LFG | 0 | 0 | 0 | 0 | 0 | 0
Nuc | 0 | 0 | 0 | 0 | 0 | 0
PS | 0 | 0 | 0 | 0 | 0 | 0
PV | 0 | 0 | 0 | 0 | 0 | 0
PeakG | 0 | 0 | 0 | 0 | 0 | 0
PeakO | 0 | 0 | 0 | 0 | 0 | 0
ST | 0 | 0 | 0 | 0 | 0 | 0
STOG | 0 | 0 | 0 | 0 | 0 | 0
STWD | 0 | 0 | 0 | 0 | 0 | 0
WT | 0 | 0 | 0 | 0 | 0 | 0
IGCC | 0 | 0 | 0 | 0 | 0 | 0
DemandResponse | 0 | 0 | 0 | 0 | 0 | 0
IGCC-CCS | 0 | 0 | 0 | 0 | 0 | 0
WT_off | 0 | 0 | 0 | 0 | 0 | 0
PseudoUnit | 0 | 0 | 0 | 0 | 0 | 0
FixedInterchange | 0 | 0 | 0 | 0 | 0 | 0
Levelized Retrofit Capital Costs by Reporting Type: NP15
ReportingType | 2015 | 2020 | 2025 | 2030 | 2035 | 2040
BM | 0 | 0 | 0 | 0 | 0 | 0
CC | 0 | 0 | 0 | 0 | 0 | 0
CSP | 0 | 0 | 0 | 0 | 0 | 0
CT | 0 | 0 | 0 | 0 | 0 | 0
Coal | 0 | 0 | 0 | 0 | 0 | 0
Geo | 0 | 0 | 0 | 0 | 0 | 0
H | 0 | 0 | 0 | 0 | 0 | 0
LFG | 0 | 0 | 0 | 0 | 0 | 0
Nuc | 0 | 0 | 0 | 0 | 0 | 0
PS | 0 | 0 | 0 | 0 | 0 | 0
PV | 0 | 0 | 0 | 0 | 0 | 0
PeakG | 0 | 0 | 0 | 0 | 0 | 0
PeakO | 0 | 0 | 0 | 0 | 0 | 0
ST | 0 | 0 | 0 | 0 | 0 | 0
STOG | 0 | 0 | 0 | 0 | 0 | 0
STWD | 0 | 0 | 0 | 0 | 0 | 0
WT | 0 | 0 | 0 | 0 | 0 | 0
IGCC | 0 | 0 | 0 | 0 | 0 | 0
DemandResponse | 0 | 0 | 0 | 0 | 0 | 0
IGCC-CCS | 0 | 0 | 0 | 0 | 0 | 0
WT_off | 0 | 0 | 0 | 0 | 0 | 0
PseudoUnit | 0 | 0 | 0 | 0 | 0 | 0
FixedInterchange | 0 | 0 | 0 | 0 | 0 | 0
Levelized Retrofit Capital Costs by Reporting Type: NWPP_Coal
ReportingType | 2015 | 2020 | 2025 | 2030 | 2035 | 2040
BM | 0 | 0 | 0 | 0 | 0 | 0
CC | 0 | 0 | 0 | 0 | 0 | 0
CSP | 0 | 0 | 0 | 0 | 0 | 0
CT | 0 | 0 | 0 | 0 | 0 | 0
Coal | 0 | 52.4 | 123.3 | 70.9 | 0 | 0
Geo | 0 | 0 | 0 | 0 | 0 | 0
H | 0 | 0 | 0 | 0 | 0 | 0
LFG | 0 | 0 | 0 | 0 | 0 | 0
Nuc | 0 | 0 | 0 | 0 | 0 | 0
PS | 0 | 0 | 0 | 0 | 0 | 0
PV | 0 | 0 | 0 | 0 | 0 | 0
PeakG | 0 | 0 | 0 | 0 | 0 | 0
PeakO | 0 | 0 | 0 | 0 | 0 | 0
ST | 0 | 0 | 0 | 0 | 0 | 0
STOG | 0 | 0 | 0 | 0 | 0 | 0
STWD | 0 | 0 | 0 | 0 | 0 | 0
WT | 0 | 0 | 0 | 0 | 0 | 0
IGCC | 0 | 0 | 0 | 0 | 0 | 0
DemandResponse | 0 | 0 | 0 | 0 | 0 | 0
IGCC-CCS | 0 | 0 | 0 | 0 | 0 | 0
WT_off | 0 | 0 | 0 | 0 | 0 | 0
PseudoUnit | 0 | 0 | 0 | 0 | 0 | 0
FixedInterchange | 0 | 0 | 0 | 0 | 0 | 0
Levelized Retrofit Capital Costs by Reporting Type: NWPP_Gas
ReportingType | 2015 | 2020 | 2025 | 2030 | 2035 | 2040
BM | 0 | 0 | 0 | 0 | 0 | 0
CC | 0 | 0 | 0 | 0 | 0 | 0
CSP | 0 | 0 | 0 | 0 | 0 | 0
CT | 0 | 0 | 0 | 0 | 0 | 0
Coal | 0 | 0 | 0 | 0 | 0 | 0
Geo | 0 | 0 | 0 | 0 | 0 | 0
H | 0 | 0 | 0 | 0 | 0 | 0
LFG | 0 | 0 | 0 | 0 | 0 | 0
Nuc | 0 | 0 | 0 | 0 | 0 | 0
PS | 0 | 0 | 0 | 0 | 0 | 0
PV | 0 | 0 | 0 | 0 | 0 | 0
PeakG | 0 | 0 | 0 | 0 | 0 | 0
PeakO | 0 | 0 | 0 | 0 | 0 | 0
ST | 0 | 0 | 0 | 0 | 0 | 0
STOG | 0 | 0 | 0 | 0 | 0 | 0
STWD | 0 | 0 | 0 | 0 | 0 | 0
WT | 0 | 0 | 0 | 0 | 0 | 0
IGCC | 0 | 0 | 0 | 0 | 0 | 0
DemandResponse | 0 | 0 | 0 | 0 | 0 | 0
IGCC-CCS | 0 | 0 | 0 | 0 | 0 | 0
WT_off | 0 | 0 | 0 | 0 | 0 | 0
PseudoUnit | 0 | 0 | 0 | 0 | 0 | 0
FixedInterchange | 0 | 0 | 0 | 0 | 0 | 0
Levelized Retrofit Capital Costs by Reporting Type: NWPP_NucRenew
ReportingType | 2015 | 2020 | 2025 | 2030 | 2035 | 2040
BM | 0 | 0 | 0 | 0 | 0 | 0
CC | 0 | 0 | 0 | 0 | 0 | 0
CSP | 0 | 0 | 0 | 0 | 0 | 0
CT | 0 | 0 | 0 | 0 | 0 | 0
Coal | 0 | 0 | 0 | 0 | 0 | 0
Geo | 0 | 0 | 0 | 0 | 0 | 0
H | 0 | 0 | 0 | 0 | 0 | 0
LFG | 0 | 0 | 0 | 0 | 0 | 0
Nuc | 0 | 0 | 0 | 0 | 0 | 0
PS | 0 | 0 | 0 | 0 | 0 | 0
PV | 0 | 0 | 0 | 0 | 0 | 0
PeakG | 0 | 0 | 0 | 0 | 0 | 0
PeakO | 0 | 0 | 0 | 0 | 0 | 0
ST | 0 | 0 | 0 | 0 | 0 | 0
STOG | 0 | 0 | 0 | 0 | 0 | 0
STWD | 0 | 0 | 0 | 0 | 0 | 0
WT | 0 | 0 | 0 | 0 | 0 | 0
IGCC | 0 | 0 | 0 | 0 | 0 | 0
DemandResponse | 0 | 0 | 0 | 0 | 0 | 0
IGCC-CCS | 0 | 0 | 0 | 0 | 0 | 0
WT_off | 0 | 0 | 0 | 0 | 0 | 0
PseudoUnit | 0 | 0 | 0 | 0 | 0 | 0
FixedInterchange | 0 | 0 | 0 | 0 | 0 | 0
Levelized Retrofit Capital Costs by Reporting Type: RMPA
ReportingType | 2015 | 2020 | 2025 | 2030 | 2035 | 2040
BM | 0 | 0 | 0 | 0 | 0 | 0
CC | 0 | 0 | 0 | 0 | 0 | 0
CSP | 0 | 0 | 0 | 0 | 0 | 0
CT | 0 | 0 | 0 | 0 | 0 | 0
Coal | 29.1 | 11.55 | 206.33 | 194.78 | 0 | 0
Geo | 0 | 0 | 0 | 0 | 0 | 0
H | 0 | 0 | 0 | 0 | 0 | 0
LFG | 0 | 0 | 0 | 0 | 0 | 0
Nuc | 0 | 0 | 0 | 0 | 0 | 0
PS | 0 | 0 | 0 | 0 | 0 | 0
PV | 0 | 0 | 0 | 0 | 0 | 0
PeakG | 0 | 0 | 0 | 0 | 0 | 0
PeakO | 0 | 0 | 0 | 0 | 0 | 0
ST | 0 | 0 | 0 | 0 | 0 | 0
STOG | 0 | 0 | 0 | 0 | 0 | 0
STWD | 0 | 0 | 0 | 0 | 0 | 0
WT | 0 | 0 | 0 | 0 | 0 | 0
IGCC | 0 | 0 | 0 | 0 | 0 | 0
DemandResponse | 0 | 0 | 0 | 0 | 0 | 0
IGCC-CCS | 0 | 0 | 0 | 0 | 0 | 0
WT_off | 0 | 0 | 0 | 0 | 0 | 0
PseudoUnit | 0 | 0 | 0 | 0 | 0 | 0
FixedInterchange | 0 | 0 | 0 | 0 | 0 | 0
Levelized Retrofit Capital Costs by Reporting Type: SP15
ReportingType | 2015 | 2020 | 2025 | 2030 | 2035 | 2040
BM | 0 | 0 | 0 | 0 | 0 | 0
CC | 0 | 0 | 0 | 0 | 0 | 0
CSP | 0 | 0 | 0 | 0 | 0 | 0
CT | 0 | 0 | 0 | 0 | 0 | 0
Coal | 0 | 2.92 | 2.92 | 0 | 0 | 0
Geo | 0 | 0 | 0 | 0 | 0 | 0
H | 0 | 0 | 0 | 0 | 0 | 0
LFG | 0 | 0 | 0 | 0 | 0 | 0
Nuc | 0 | 0 | 0 | 0 | 0 | 0
PS | 0 | 0 | 0 | 0 | 0 | 0
PV | 0 | 0 | 0 | 0 | 0 | 0
PeakG | 0 | 0 | 0 | 0 | 0 | 0
PeakO | 0 | 0 | 0 | 0 | 0 | 0
ST | 0 | 0 | 0 | 0 | 0 | 0
STOG | 0 | 0 | 0 | 0 | 0 | 0
STWD | 0 | 0 | 0 | 0 | 0 | 0
WT | 0 | 0 | 0 | 0 | 0 | 0
IGCC | 0 | 0 | 0 | 0 | 0 | 0
DemandResponse | 0 | 0 | 0 | 0 | 0 | 0
IGCC-CCS | 0 | 0 | 0 | 0 | 0 | 0
WT_off | 0 | 0 | 0 | 0 | 0 | 0
PseudoUnit | 0 | 0 | 0 | 0 | 0 | 0
FixedInterchange | 0 | 0 | 0 | 0 | 0 | 0
Levelized Retrofit Capital Costs by Reporting Type: ALB
ReportingType | 2015 | 2020 | 2025 | 2030 | 2035 | 2040
BM | 0 | 0 | 0 | 0 | 0 | 0
CC | 0 | 0 | 0 | 0 | 0 | 0
CSP | 0 | 0 | 0 | 0 | 0 | 0
CT | 0 | 0 | 0 | 0 | 0 | 0
Coal | 0 | 0 | 0 | 0 | 0 | 0
Geo | 0 | 0 | 0 | 0 | 0 | 0
H | 0 | 0 | 0 | 0 | 0 | 0
LFG | 0 | 0 | 0 | 0 | 0 | 0
Nuc | 0 | 0 | 0 | 0 | 0 | 0
PS | 0 | 0 | 0 | 0 | 0 | 0
PV | 0 | 0 | 0 | 0 | 0 | 0
PeakG | 0 | 0 | 0 | 0 | 0 | 0
PeakO | 0 | 0 | 0 | 0 | 0 | 0
ST | 0 | 0 | 0 | 0 | 0 | 0
STOG | 0 | 0 | 0 | 0 | 0 | 0
STWD | 0 | 0 | 0 | 0 | 0 | 0
WT | 0 | 0 | 0 | 0 | 0 | 0
IGCC | 0 | 0 | 0 | 0 | 0 | 0
DemandResponse | 0 | 0 | 0 | 0 | 0 | 0
IGCC-CCS | 0 | 0 | 0 | 0 | 0 | 0
WT_off | 0 | 0 | 0 | 0 | 0 | 0
PseudoUnit | 0 | 0 | 0 | 0 | 0 | 0
FixedInterchange | 0 | 0 | 0 | 0 | 0 | 0
Levelized Retrofit Capital Costs by Reporting Type: BC
ReportingType | 2015 | 2020 | 2025 | 2030 | 2035 | 2040
BM | 0 | 0 | 0 | 0 | 0 | 0
CC | 0 | 0 | 0 | 0 | 0 | 0
CSP | 0 | 0 | 0 | 0 | 0 | 0
CT | 0 | 0 | 0 | 0 | 0 | 0
Coal | 0 | 0 | 0 | 0 | 0 | 0
Geo | 0 | 0 | 0 | 0 | 0 | 0
H | 0 | 0 | 0 | 0 | 0 | 0
LFG | 0 | 0 | 0 | 0 | 0 | 0
Nuc | 0 | 0 | 0 | 0 | 0 | 0
PS | 0 | 0 | 0 | 0 | 0 | 0
PV | 0 | 0 | 0 | 0 | 0 | 0
PeakG | 0 | 0 | 0 | 0 | 0 | 0
PeakO | 0 | 0 | 0 | 0 | 0 | 0
ST | 0 | 0 | 0 | 0 | 0 | 0
STOG | 0 | 0 | 0 | 0 | 0 | 0
STWD | 0 | 0 | 0 | 0 | 0 | 0
WT | 0 | 0 | 0 | 0 | 0 | 0
IGCC | 0 | 0 | 0 | 0 | 0 | 0
DemandResponse | 0 | 0 | 0 | 0 | 0 | 0
IGCC-CCS | 0 | 0 | 0 | 0 | 0 | 0
WT_off | 0 | 0 | 0 | 0 | 0 | 0
PseudoUnit | 0 | 0 | 0 | 0 | 0 | 0
FixedInterchange | 0 | 0 | 0 | 0 | 0 | 0
Levelized Retrofit Capital Costs by Reporting Type: HQ_IESO
ReportingType | 2015 | 2020 | 2025 | 2030 | 2035 | 2040
BM | 0 | 0 | 0 | 0 | 0 | 0
CC | 0 | 0 | 0 | 0 | 0 | 0
CSP | 0 | 0 | 0 | 0 | 0 | 0
CT | 0 | 0 | 0 | 0 | 0 | 0
Coal | 0 | 0 | 0 | 0 | 0 | 0
Geo | 0 | 0 | 0 | 0 | 0 | 0
H | 0 | 0 | 0 | 0 | 0 | 0
LFG | 0 | 0 | 0 | 0 | 0 | 0
Nuc | 0 | 0 | 0 | 0 | 0 | 0
PS | 0 | 0 | 0 | 0 | 0 | 0
PV | 0 | 0 | 0 | 0 | 0 | 0
PeakG | 0 | 0 | 0 | 0 | 0 | 0
PeakO | 0 | 0 | 0 | 0 | 0 | 0
ST | 0 | 0 | 0 | 0 | 0 | 0
STOG | 0 | 0 | 0 | 0 | 0 | 0
STWD | 0 | 0 | 0 | 0 | 0 | 0
WT | 0 | 0 | 0 | 0 | 0 | 0
IGCC | 0 | 0 | 0 | 0 | 0 | 0
DemandResponse | 0 | 0 | 0 | 0 | 0 | 0
IGCC-CCS | 0 | 0 | 0 | 0 | 0 | 0
WT_off | 0 | 0 | 0 | 0 | 0 | 0
PseudoUnit | 0 | 0 | 0 | 0 | 0 | 0
FixedInterchange | 0 | 0 | 0 | 0 | 0 | 0
Levelized Retrofit Capital Costs by Reporting Type: HQ_NEISO
ReportingType | 2015 | 2020 | 2025 | 2030 | 2035 | 2040
BM | 0 | 0 | 0 | 0 | 0 | 0
CC | 0 | 0 | 0 | 0 | 0 | 0
CSP | 0 | 0 | 0 | 0 | 0 | 0
CT | 0 | 0 | 0 | 0 | 0 | 0
Coal | 0 | 0 | 0 | 0 | 0 | 0
Geo | 0 | 0 | 0 | 0 | 0 | 0
H | 0 | 0 | 0 | 0 | 0 | 0
LFG | 0 | 0 | 0 | 0 | 0 | 0
Nuc | 0 | 0 | 0 | 0 | 0 | 0
PS | 0 | 0 | 0 | 0 | 0 | 0
PV | 0 | 0 | 0 | 0 | 0 | 0
PeakG | 0 | 0 | 0 | 0 | 0 | 0
PeakO | 0 | 0 | 0 | 0 | 0 | 0
ST | 0 | 0 | 0 | 0 | 0 | 0
STOG | 0 | 0 | 0 | 0 | 0 | 0
STWD | 0 | 0 | 0 | 0 | 0 | 0
WT | 0 | 0 | 0 | 0 | 0 | 0
IGCC | 0 | 0 | 0 | 0 | 0 | 0
DemandResponse | 0 | 0 | 0 | 0 | 0 | 0
IGCC-CCS | 0 | 0 | 0 | 0 | 0 | 0
WT_off | 0 | 0 | 0 | 0 | 0 | 0
PseudoUnit | 0 | 0 | 0 | 0 | 0 | 0
FixedInterchange | 0 | 0 | 0 | 0 | 0 | 0
Levelized Retrofit Capital Costs by Reporting Type: HQ_NY
ReportingType | 2015 | 2020 | 2025 | 2030 | 2035 | 2040
BM | 0 | 0 | 0 | 0 | 0 | 0
CC | 0 | 0 | 0 | 0 | 0 | 0
CSP | 0 | 0 | 0 | 0 | 0 | 0
CT | 0 | 0 | 0 | 0 | 0 | 0
Coal | 0 | 0 | 0 | 0 | 0 | 0
Geo | 0 | 0 | 0 | 0 | 0 | 0
H | 0 | 0 | 0 | 0 | 0 | 0
LFG | 0 | 0 | 0 | 0 | 0 | 0
Nuc | 0 | 0 | 0 | 0 | 0 | 0
PS | 0 | 0 | 0 | 0 | 0 | 0
PV | 0 | 0 | 0 | 0 | 0 | 0
PeakG | 0 | 0 | 0 | 0 | 0 | 0
PeakO | 0 | 0 | 0 | 0 | 0 | 0
ST | 0 | 0 | 0 | 0 | 0 | 0
STOG | 0 | 0 | 0 | 0 | 0 | 0
STWD | 0 | 0 | 0 | 0 | 0 | 0
WT | 0 | 0 | 0 | 0 | 0 | 0
IGCC | 0 | 0 | 0 | 0 | 0 | 0
DemandResponse | 0 | 0 | 0 | 0 | 0 | 0
IGCC-CCS | 0 | 0 | 0 | 0 | 0 | 0
WT_off | 0 | 0 | 0 | 0 | 0 | 0
PseudoUnit | 0 | 0 | 0 | 0 | 0 | 0
FixedInterchange | 0 | 0 | 0 | 0 | 0 | 0
Levelized Retrofit Capital Costs by Reporting Type: MARITIMES
ReportingType | 2015 | 2020 | 2025 | 2030 | 2035 | 2040
BM | 0 | 0 | 0 | 0 | 0 | 0
CC | 0 | 0 | 0 | 0 | 0 | 0
CSP | 0 | 0 | 0 | 0 | 0 | 0
CT | 0 | 0 | 0 | 0 | 0 | 0
Coal | 0 | 0 | 0 | 0 | 0 | 0
Geo | 0 | 0 | 0 | 0 | 0 | 0
H | 0 | 0 | 0 | 0 | 0 | 0
LFG | 0 | 0 | 0 | 0 | 0 | 0
Nuc | 0 | 0 | 0 | 0 | 0 | 0
PS | 0 | 0 | 0 | 0 | 0 | 0
PV | 0 | 0 | 0 | 0 | 0 | 0
PeakG | 0 | 0 | 0 | 0 | 0 | 0
PeakO | 0 | 0 | 0 | 0 | 0 | 0
ST | 0 | 0 | 0 | 0 | 0 | 0
STOG | 0 | 0 | 0 | 0 | 0 | 0
STWD | 0 | 0 | 0 | 0 | 0 | 0
WT | 0 | 0 | 0 | 0 | 0 | 0
IGCC | 0 | 0 | 0 | 0 | 0 | 0
DemandResponse | 0 | 0 | 0 | 0 | 0 | 0
IGCC-CCS | 0 | 0 | 0 | 0 | 0 | 0
WT_off | 0 | 0 | 0 | 0 | 0 | 0
PseudoUnit | 0 | 0 | 0 | 0 | 0 | 0
FixedInterchange | 0 | 0 | 0 | 0 | 0 | 0
Levelized Retrofit Capital Costs by Reporting Type: All
ReportingType | 2015 | 2020 | 2025 | 2030 | 2035 | 2040
BM | 0 | 0 | 0 | 0 | 0 | 0
CC | 0 | 0 | 0 | 0 | 0 | 0
CSP | 0 | 0 | 0 | 0 | 0 | 0
CT | 0 | 0 | 0 | 0 | 0 | 0
Coal | 1184.41 | 1423.28 | 1690.9 | 1462.85 | 805.52 | 465
Geo | 0 | 0 | 0 | 0 | 0 | 0
H | 0 | 0 | 0 | 0 | 0 | 0
LFG | 0 | 0 | 0 | 0 | 0 | 0
Nuc | 0 | 0 | 0 | 0 | 0 | 0
PS | 0 | 0 | 0 | 0 | 0 | 0
PV | 0 | 0 | 0 | 0 | 0 | 0
PeakG | 0 | 0 | 0 | 0 | 0 | 0
PeakO | 0 | 0 | 0 | 0 | 0 | 0
ST | 0 | 0 | 0 | 0 | 0 | 0
STOG | 0 | 0 | 0 | 0 | 0 | 0
STWD | 0 | 0 | 0 | 0 | 0 | 0
WT | 0 | 0 | 0 | 0 | 0 | 0
IGCC | 0 | 0 | 0 | 0 | 0 | 0
DemandResponse | 0 | 0 | 0 | 0 | 0 | 0
IGCC-CCS | 0 | 0 | 0 | 0 | 0 | 0
WT_off | 0 | 0 | 0 | 0 | 0 | 0
PseudoUnit | 0 | 0 | 0 | 0 | 0 | 0
FixedInterchange | 0 | 0 | 0 | 0 | 0 | 0
Levelized Retrofit Capital Costs by Reporting Type: EI_US
ReportingType | 2015 | 2020 | 2025 | 2030 | 2035 | 2040
BM | 0 | 0 | 0 | 0 | 0 | 0
CC | 0 | 0 | 0 | 0 | 0 | 0
CSP | 0 | 0 | 0 | 0 | 0 | 0
CT | 0 | 0 | 0 | 0 | 0 | 0
Coal | 1023.13 | 1290.91 | 1197.34 | 922.39 | 620.72 | 426.54
Geo | 0 | 0 | 0 | 0 | 0 | 0
H | 0 | 0 | 0 | 0 | 0 | 0
LFG | 0 | 0 | 0 | 0 | 0 | 0
Nuc | 0 | 0 | 0 | 0 | 0 | 0
PS | 0 | 0 | 0 | 0 | 0 | 0
PV | 0 | 0 | 0 | 0 | 0 | 0
PeakG | 0 | 0 | 0 | 0 | 0 | 0
PeakO | 0 | 0 | 0 | 0 | 0 | 0
ST | 0 | 0 | 0 | 0 | 0 | 0
STOG | 0 | 0 | 0 | 0 | 0 | 0
STWD | 0 | 0 | 0 | 0 | 0 | 0
WT | 0 | 0 | 0 | 0 | 0 | 0
IGCC | 0 | 0 | 0 | 0 | 0 | 0
DemandResponse | 0 | 0 | 0 | 0 | 0 | 0
IGCC-CCS | 0 | 0 | 0 | 0 | 0 | 0
WT_off | 0 | 0 | 0 | 0 | 0 | 0
PseudoUnit | 0 | 0 | 0 | 0 | 0 | 0
FixedInterchange | 0 | 0 | 0 | 0 | 0 | 0
Levelized Retrofit Capital Costs by Reporting Type: EI_Canada
ReportingType | 2015 | 2020 | 2025 | 2030 | 2035 | 2040
BM | 0 | 0 | 0 | 0 | 0 | 0
CC | 0 | 0 | 0 | 0 | 0 | 0
CSP | 0 | 0 | 0 | 0 | 0 | 0
CT | 0 | 0 | 0 | 0 | 0 | 0
Coal | 0 | 0 | 0 | 0 | 0 | 0
Geo | 0 | 0 | 0 | 0 | 0 | 0
H | 0 | 0 | 0 | 0 | 0 | 0
LFG | 0 | 0 | 0 | 0 | 0 | 0
Nuc | 0 | 0 | 0 | 0 | 0 | 0
PS | 0 | 0 | 0 | 0 | 0 | 0
PV | 0 | 0 | 0 | 0 | 0 | 0
PeakG | 0 | 0 | 0 | 0 | 0 | 0
PeakO | 0 | 0 | 0 | 0 | 0 | 0
ST | 0 | 0 | 0 | 0 | 0 | 0
STOG | 0 | 0 | 0 | 0 | 0 | 0
STWD | 0 | 0 | 0 | 0 | 0 | 0
WT | 0 | 0 | 0 | 0 | 0 | 0
IGCC | 0 | 0 | 0 | 0 | 0 | 0
DemandResponse | 0 | 0 | 0 | 0 | 0 | 0
IGCC-CCS | 0 | 0 | 0 | 0 | 0 | 0
WT_off | 0 | 0 | 0 | 0 | 0 | 0
PseudoUnit | 0 | 0 | 0 | 0 | 0 | 0
FixedInterchange | 0 | 0 | 0 | 0 | 0 | 0
Levelized Retrofit Capital Costs by Reporting Type: EI
ReportingType | 2015 | 2020 | 2025 | 2030 | 2035 | 2040
BM | 0 | 0 | 0 | 0 | 0 | 0
CC | 0 | 0 | 0 | 0 | 0 | 0
CSP | 0 | 0 | 0 | 0 | 0 | 0
CT | 0 | 0 | 0 | 0 | 0 | 0
Coal | 1023.13 | 1290.91 | 1197.34 | 922.39 | 620.72 | 426.54
Geo | 0 | 0 | 0 | 0 | 0 | 0
H | 0 | 0 | 0 | 0 | 0 | 0
LFG | 0 | 0 | 0 | 0 | 0 | 0
Nuc | 0 | 0 | 0 | 0 | 0 | 0
PS | 0 | 0 | 0 | 0 | 0 | 0
PV | 0 | 0 | 0 | 0 | 0 | 0
PeakG | 0 | 0 | 0 | 0 | 0 | 0
PeakO | 0 | 0 | 0 | 0 | 0 | 0
ST | 0 | 0 | 0 | 0 | 0 | 0
STOG | 0 | 0 | 0 | 0 | 0 | 0
STWD | 0 | 0 | 0 | 0 | 0 | 0
WT | 0 | 0 | 0 | 0 | 0 | 0
IGCC | 0 | 0 | 0 | 0 | 0 | 0
DemandResponse | 0 | 0 | 0 | 0 | 0 | 0
IGCC-CCS | 0 | 0 | 0 | 0 | 0 | 0
WT_off | 0 | 0 | 0 | 0 | 0 | 0
PseudoUnit | 0 | 0 | 0 | 0 | 0 | 0
FixedInterchange | 0 | 0 | 0 | 0 | 0 | 0
Levelized Retrofit Capital Costs by Reporting Type: Outside_EI
ReportingType | 2015 | 2020 | 2025 | 2030 | 2035 | 2040
BM | 0 | 0 | 0 | 0 | 0 | 0
CC | 0 | 0 | 0 | 0 | 0 | 0
CSP | 0 | 0 | 0 | 0 | 0 | 0
CT | 0 | 0 | 0 | 0 | 0 | 0
Coal | 161.28 | 132.37 | 493.55 | 540.46 | 184.81 | 38.47
Geo | 0 | 0 | 0 | 0 | 0 | 0
H | 0 | 0 | 0 | 0 | 0 | 0
LFG | 0 | 0 | 0 | 0 | 0 | 0
Nuc | 0 | 0 | 0 | 0 | 0 | 0
PS | 0 | 0 | 0 | 0 | 0 | 0
PV | 0 | 0 | 0 | 0 | 0 | 0
PeakG | 0 | 0 | 0 | 0 | 0 | 0
PeakO | 0 | 0 | 0 | 0 | 0 | 0
ST | 0 | 0 | 0 | 0 | 0 | 0
STOG | 0 | 0 | 0 | 0 | 0 | 0
STWD | 0 | 0 | 0 | 0 | 0 | 0
WT | 0 | 0 | 0 | 0 | 0 | 0
IGCC | 0 | 0 | 0 | 0 | 0 | 0
DemandResponse | 0 | 0 | 0 | 0 | 0 | 0
IGCC-CCS | 0 | 0 | 0 | 0 | 0 | 0
WT_off | 0 | 0 | 0 | 0 | 0 | 0
PseudoUnit | 0 | 0 | 0 | 0 | 0 | 0
FixedInterchange | 0 | 0 | 0 | 0 | 0 | 0
#14 | 0.01: Total Costs ($million)
Total Costs by Reporting Type: Entergy
ReportingType | 2015 | 2020 | 2025 | 2030 | 2035 | 2040
BM | 0 | 0 | 0 | 0 | 0 | 18.33
CC | 4122.13 | 4375.17 | 4227.86 | 3976.64 | 3696.51 | 3609.44
CSP | 0 | 0 | 0 | 0 | 0 | 0
CT | 0 | 0 | 0 | 0 | 0 | 0
Coal | 3631 | 748.64 | 313.29 | 233.76 | 223.42 | 223.42
Geo | 0 | 0 | 0 | 0 | 0 | 0
H | 10.6 | 10.6 | 10.6 | 10.6 | 10.6 | 10.6
LFG | 0.97 | 0.97 | 24.23 | 34.17 | 34.17 | 34.17
Nuc | 1262.64 | 1285.77 | 1294.03 | 1301.93 | 1099.75 | 1464.17
PS | 1.4 | 1.4 | 1.4 | 1.4 | 1.4 | 1.4
PV | 11.06 | 21.39 | 30.03 | 30.03 | 19.45 | 9.62
PeakG | 47.54 | 69.98 | 63.22 | 36.7 | 35.02 | 23.41
PeakO | 4.42 | 5.87 | 0 | 0 | 0 | 0
ST | 0 | 0 | 0 | 0 | 0 | 0
STOG | 134.32 | 195.19 | 0 | 0 | 0 | 0
STWD | 8.4 | 14.95 | 18.32 | 49.95 | 133.79 | 85.19
WT | 3.67 | 3.67 | 3.67 | 3.67 | 3.67 | 3.67
IGCC | 0 | 0 | 0 | 0 | 0 | 0
DemandResponse | 0 | 0 | 0 | 0 | 0 | 0
IGCC-CCS | 0 | 0 | 0 | 0 | 0 | 0
WT_off | 0 | 0 | 0 | 0 | 0 | 0
PseudoUnit | 0 | 0 | 0 | 0 | 0 | 0
FixedInterchange | 0 | 0 | 0 | 0 | 0 | 0
Total Costs by Reporting Type: FRCC
ReportingType | 2015 | 2020 | 2025 | 2030 | 2035 | 2040
BM | 0 | 0 | 0 | 0 | 0 | 871.26
CC | 13040.26 | 15755.95 | 16060.32 | 7811.5 | 7764.98 | 5579.48
CSP | 0 | 0 | 0 | 0 | 0 | 0
CT | 262.14 | 412.31 | 422.8 | 245.83 | 0 | 0
Coal | 1249.45 | 328.24 | 6.94 | 0 | 0 | 0
Geo | 0 | 0 | 0 | 0 | 0 | 0
H | 0.78 | 0.78 | 0.78 | 0.78 | 0.78 | 0.78
LFG | 58.68 | 58.68 | 120.69 | 120.69 | 120.69 | 120.69
Nuc | 960.37 | 1000.19 | 2119.76 | 14077.16 | 17638.97 | 19026.29
PS | 0 | 0 | 0 | 0 | 0 | 0
PV | 0.75 | 0.75 | 0.75 | 0.75 | 0.75 | 0.75
PeakG | 189.93 | 388.22 | 232.84 | 0 | 0 | 0
PeakO | 46.79 | 0 | 0 | 0 | 0 | 0
ST | 0 | 0 | 0 | 0 | 0 | 0
STOG | 0 | 0 | 0 | 0 | 0 | 0
STWD | 16.27 | 38.37 | 110.46 | 110.46 | 110.46 | 70.64
WT | 0 | 0 | 0 | 0 | 0 | 0
IGCC | 0 | 0 | 0 | 0 | 0 | 0
DemandResponse | 0 | 0 | 23.51 | 17.2 | 36.15 | 72.57
IGCC-CCS | 0 | 0 | 0 | 0 | 0 | 0
WT_off | 0 | 0 | 0 | 0 | 0 | 0
PseudoUnit | 0 | 0 | 0 | 0 | 0 | 0
FixedInterchange | 0 | 0 | 0 | 0 | 0 | 0
Total Costs by Reporting Type: MAPP_US
ReportingType | 2015 | 2020 | 2025 | 2030 | 2035 | 2040
BM | 0 | 0 | 0 | 0 | 0 | 0
CC | 27.49 | 34.69 | 29.59 | 25.63 | 35.15 | 21.03
CSP | 0 | 0 | 0 | 0 | 0 | 0
CT | 27.96 | 28.25 | 29.06 | 27.2 | 3.13 | 3.2
Coal | 811.53 | 249.01 | 6.27 | 0 | 0 | 0
Geo | 3.95 | 3.95 | 3.95 | 3.95 | 3.95 | 3.95
H | 31.14 | 31.14 | 31.14 | 31.14 | 31.14 | 31.14
LFG | 0.24 | 0.24 | 0.24 | 22.22 | 22.19 | 22.22
Nuc | 0.01 | 0.01 | 0.02 | 0.02 | 0.05 | 0.03
PS | 0 | 0 | 0 | 0 | 0 | 0
PV | 0 | 0 | 0 | 0 | 0 | 0
PeakG | 17.71 | 29.33 | 34.14 | 38.39 | 38.47 | 40
PeakO | 7.96 | 10.98 | 9.21 | 5.83 | 5.83 | 2.52
ST | 0 | 0 | 0 | 0 | 0 | 0
STOG | 0 | 0 | 0 | 0 | 0 | 0
STWD | 0 | 0 | 0 | 0 | 0 | 0
WT | 147.25 | 1177.03 | 1801.12 | 1763.75 | 1709.15 | 803.82
IGCC | 0 | 0 | 0 | 0 | 0 | 0
DemandResponse | 0 | 0 | 0 | 0 | 0 | 0
IGCC-CCS | 0 | 0 | 0 | 0 | 0 | 0
WT_off | 0 | 0 | 0 | 0 | 0 | 0
PseudoUnit | 0 | 0 | 0 | 0 | 0 | 0
FixedInterchange | 0 | 0 | 0 | 0 | 0 | 0
Total Costs by Reporting Type: MISO_IN
ReportingType | 2015 | 2020 | 2025 | 2030 | 2035 | 2040
BM | 0 | 0 | 0 | 0 | 0 | 0
CC | 2152.87 | 8326.76 | 8872.02 | 6110.97 | 5964.89 | 5238.98
CSP | 0 | 0 | 0 | 0 | 0 | 0
CT | 0 | 0 | 0 | 0 | 0 | 0
Coal | 4104.2 | 3447.25 | 91.24 | 0 | 0 | 0
Geo | 0 | 0 | 0 | 0 | 0 | 0
H | 1.07 | 1.07 | 1.07 | 1.07 | 1.07 | 1.07
LFG | 4.47 | 4.47 | 30.11 | 30.11 | 30.11 | 30.11
Nuc | 0.01 | 0.02 | 0.02 | 0.02 | 0.08 | 0.05
PS | 0 | 0 | 0 | 0 | 0 | 0
PV | 39 | 83.55 | 124.19 | 124.19 | 86.82 | 44.28
PeakG | 52.35 | 78.63 | 86.97 | 42.6 | 42.6 | 17.75
PeakO | 10.59 | 13.5 | 10.97 | 0 | 0 | 0
ST | 0 | 0 | 0 | 0 | 0 | 0
STOG | 14.75 | 19.92 | 23.91 | 0 | 0 | 0
STWD | 0 | 0 | 0 | 0 | 0 | 0
WT | 18.33 | 18.33 | 18.33 | 10115.12 | 10115.12 | 10115.12
IGCC | 464.45 | 501.62 | 320.29 | 251.81 | 245.48 | 245.48
DemandResponse | 0 | 0 | 0 | 0 | 0 | 0
IGCC-CCS | 0 | 0 | 0 | 0 | 0 | 0
WT_off | 0 | 0 | 0 | 0 | 0 | 0
PseudoUnit | 0 | 0 | 0 | 0 | 0 | 0
FixedInterchange | 0 | 0 | 0 | 0 | 0 | 0
Total Costs by Reporting Type: MISO_MI
ReportingType | 2015 | 2020 | 2025 | 2030 | 2035 | 2040
BM | 0 | 0 | 0 | 0 | 0 | 0
CC | 1111.96 | 1382.67 | 1524.6 | 737.93 | 968.85 | 403.82
CSP | 0 | 0 | 0 | 0 | 0 | 0
CT | 0 | 0 | 0 | 0 | 0 | 0
Coal | 1775.87 | 15.14 | 0 | 0 | 0 | 0
Geo | 0 | 0 | 0 | 0 | 0 | 0
H | 2.01 | 2.01 | 2.01 | 2.01 | 2.01 | 2.01
LFG | 74.33 | 74.33 | 74.33 | 74.33 | 39.18 | 39.18
Nuc | 449.71 | 452.56 | 461.47 | 464.43 | 273.15 | 1482.14
PS | 44.44 | 44.44 | 44.44 | 44.44 | 44.44 | 44.44
PV | 0 | 0 | 0 | 0 | 0 | 0
PeakG | 63.34 | 100.86 | 109.4 | 52.93 | 55.52 | 19.49
PeakO | 15.67 | 19.97 | 16.78 | 0 | 0 | 0
ST | 0 | 0 | 0 | 0 | 0 | 0
STOG | 149.85 | 176.54 | 76.44 | 0 | 0 | 0
STWD | 62.46 | 45.73 | 19.82 | 45.68 | 95.46 | 60.98
WT | 542.69 | 550.36 | 687.39 | 687.39 | 206.41 | 199.59
IGCC | 0 | 0 | 0 | 0 | 0 | 0
DemandResponse | 0 | 0 | 0 | 0 | 0 | 0
IGCC-CCS | 0 | 0 | 0 | 0 | 0 | 0
WT_off | 0 | 0 | 0 | 0 | 0 | 0
PseudoUnit | 0 | 0 | 0 | 0 | 0 | 0
FixedInterchange | 0 | 0 | 0 | 0 | 0 | 0
Total Costs by Reporting Type: MISO_MO-IL
ReportingType | 2015 | 2020 | 2025 | 2030 | 2035 | 2040
BM | 0 | 0 | 0 | 0 | 0 | 0
CC | 227.38 | 277.22 | 269.65 | 121.23 | 170.56 | 101.07
CSP | 0 | 0 | 0 | 0 | 0 | 0
CT | 0 | 0 | 0 | 0 | 0 | 0
Coal | 4954 | 2275.7 | 839.3 | 692.87 | 702.39 | 701.8
Geo | 0 | 0 | 0 | 0 | 0 | 0
H | 5.01 | 106.17 | 106.17 | 106.17 | 106.17 | 106.17
LFG | 2.17 | 2.17 | 76.11 | 76.11 | 76.11 | 76.11
Nuc | 493.74 | 512.79 | 521.93 | 524.97 | 524.97 | 524.97
PS | 10.45 | 10.45 | 10.45 | 10.45 | 10.45 | 10.45
PV | 0 | 0 | 0 | 0 | 0 | 0
PeakG | 87.48 | 159.29 | 185.86 | 175.59 | 200.96 | 225.49
PeakO | 21.48 | 28.65 | 24.01 | 0 | 0 | 0
ST | 0 | 0 | 0 | 0 | 0 | 0
STOG | 26.48 | 33.74 | 0 | 0 | 0 | 0
STWD | 0 | 0 | 0 | 0 | 0 | 0
WT | 89.9 | 89.9 | 1406.73 | 4674.39 | 4605.86 | 4605.86
IGCC | 0 | 0 | 0 | 0 | 0 | 0
DemandResponse | 0 | 0 | 0 | 0 | 0 | 0
IGCC-CCS | 0 | 0 | 0 | 0 | 0 | 0
WT_off | 0 | 0 | 0 | 0 | 0 | 0
PseudoUnit | 0 | 0 | 0 | 0 | 0 | 0
FixedInterchange | 0 | 0 | 0 | 0 | 0 | 0
Total Costs by Reporting Type: MISO_W
ReportingType | 2015 | 2020 | 2025 | 2030 | 2035 | 2040
BM | 0 | 0 | 0 | 0 | 0 | 0
CC | 576.18 | 834.38 | 522.67 | 360.79 | 435.68 | 313.36
CSP | 0 | 0 | 0 | 0 | 0 | 0
CT | 0 | 0 | 0 | 0 | 0 | 0
Coal | 4370.71 | 2308.01 | 274.66 | 272.63 | 173.58 | 173.05
Geo | 0 | 0 | 0 | 0 | 0 | 0
H | 7.08 | 7.08 | 7.08 | 7.08 | 7.08 | 7.08
LFG | 24.75 | 24.75 | 24.75 | 48.33 | 48.33 | 48.33
Nuc | 539.99 | 543.1 | 552.8 | 814.54 | 0.05 | 0.05
PS | 0 | 0 | 0 | 0 | 0 | 0
PV | 0 | 0 | 0 | 0 | 0 | 0
PeakG | 105.53 | 153.36 | 135.71 | 115.88 | 168.63 | 176.89
PeakO | 56.38 | 79.08 | 71.7 | 0 | 0 | 0
ST | 0 | 0 | 0 | 0 | 0 | 0
STOG | 7.57 | 9.13 | 0 | 0 | 0 | 0
STWD | 15.1 | 28.77 | 34.72 | 89.22 | 120.32 | 80.04
WT | 927.86 | 3451.11 | 17015.12 | 16949.79 | 17789.93 | 15548.88
IGCC | 0 | 0 | 0 | 0 | 0 | 0
DemandResponse | 0 | 0 | 0 | 0 | 0 | 0
IGCC-CCS | 0 | 0 | 0 | 0 | 0 | 0
WT_off | 0 | 0 | 0 | 0 | 0 | 0
PseudoUnit | 0 | 0 | 0 | 0 | 0 | 0
FixedInterchange | 0 | 0 | 0 | 0 | 0 | 0
Total Costs by Reporting Type: MISO_WUMS
ReportingType | 2015 | 2020 | 2025 | 2030 | 2035 | 2040
BM | 0 | 0 | 0 | 0 | 0 | 0
CC | 2991.51 | 3370.88 | 3486.63 | 2403.26 | 2617.3 | 1508.84
CSP | 0 | 0 | 0 | 0 | 0 | 0
CT | 0 | 0 | 0 | 0 | 0 | 0
Coal | 1272.82 | 753.69 | 396.17 | 366.4 | 478.11 | 534.13
Geo | 0 | 0 | 0 | 0 | 0 | 0
H | 4.79 | 5.15 | 5.15 | 5.15 | 5.15 | 5.15
LFG | 8.57 | 8.57 | 79.15 | 79.15 | 79.15 | 79.15
Nuc | 419.03 | 444.73 | 429.21 | 737.97 | 0.05 | 0.05
PS | 0 | 0 | 0 | 0 | 0 | 0
PV | 0 | 0 | 0 | 0 | 0 | 0
PeakG | 55.64 | 87.17 | 92.23 | 43.54 | 43.54 | 18.49
PeakO | 13.52 | 17.78 | 15.06 | 0 | 0 | 0
ST | 0 | 0 | 0 | 0 | 0 | 0
STOG | 13.21 | 15.63 | 0 | 0 | 0 | 0
STWD | 5.12 | 10.49 | 9.37 | 12.71 | 68.29 | 43.5
WT | 264.78 | 264.78 | 271.78 | 1865.9 | 3004.82 | 3004.82
IGCC | 0 | 0 | 0 | 0 | 0 | 0
DemandResponse | 0 | 0 | 0 | 0 | 0 | 0
IGCC-CCS | 0 | 0 | 0 | 0 | 0 | 0
WT_off | 0 | 0 | 0 | 0 | 0 | 0
PseudoUnit | 0 | 0 | 0 | 0 | 0 | 0
FixedInterchange | 0 | 0 | 0 | 0 | 0 | 0
Total Costs by Reporting Type: Nebraska
ReportingType | 2015 | 2020 | 2025 | 2030 | 2035 | 2040
BM | 0 | 0 | 0 | 0 | 0 | 0
CC | 33.36 | 30.29 | 39.09 | 24.28 | 32.87 | 27.14
CSP | 0 | 0 | 0 | 0 | 0 | 0
CT | 0 | 0 | 0 | 0 | 0 | 0
Coal | 1740.16 | 332.16 | 258.48 | 179.15 | 196.03 | 180.86
Geo | 0 | 0 | 0 | 0 | 0 | 0
H | 2.38 | 2.38 | 2.38 | 2.38 | 2.38 | 2.38
LFG | 0.72 | 0.72 | 0.72 | 23.22 | 23.2 | 23.21
Nuc | 289.1 | 306.81 | 282.9 | 337.96 | 0.1 | 0.1
PS | 0 | 0 | 0 | 0 | 0 | 0
PV | 0 | 0 | 0 | 0 | 0 | 0
PeakG | 24.55 | 38.15 | 36.1 | 31.37 | 31.37 | 31.35
PeakO | 9.57 | 12.19 | 10.91 | 9.77 | 0 | 0
ST | 0 | 0 | 0 | 0 | 0 | 0
STOG | 0 | 0 | 0 | 0 | 0 | 0
STWD | 0 | 0 | 0 | 0 | 0 | 0
WT | 54.91 | 3621.47 | 3621.47 | 3842.08 | 4285 | 1144.67
IGCC | 0 | 0 | 0 | 0 | 0 | 0
DemandResponse | 0 | 0 | 0 | 0 | 0 | 0
IGCC-CCS | 0 | 0 | 0 | 0 | 0 | 0
WT_off | 0 | 0 | 0 | 0 | 0 | 0
PseudoUnit | 0 | 0 | 0 | 0 | 0 | 0
FixedInterchange | 0 | 0 | 0 | 0 | 0 | 0
Total Costs by Reporting Type: NEISO
ReportingType | 2015 | 2020 | 2025 | 2030 | 2035 | 2040
BM | 279.31 | 223.55 | 148.65 | 155.19 | 279.31 | 247.67
CC | 2408.7 | 1956.1 | 1436.82 | 913.56 | 971.5 | 230.75
CSP | 0 | 0 | 0 | 0 | 0 | 0
CT | 32.5 | 33.26 | 35.68 | 32.66 | 0 | 0
Coal | 60.41 | 29.15 | 0 | 0 | 0 | 0
Geo | 0 | 0 | 0 | 0 | 0 | 0
H | 46.4 | 46.4 | 46.4 | 46.4 | 47.43 | 47.43
LFG | 80.87 | 80.87 | 80.87 | 103.68 | 93.04 | 93.04
Nuc | 1055.43 | 1120.79 | 1080.11 | 1086.32 | 784.86 | 1150.98
PS | 39.74 | 39.74 | 39.74 | 39.74 | 39.74 | 39.74
PV | 116.83 | 116.83 | 116.83 | 116.83 | 4.7 | 4.7
PeakG | 22.57 | 38.74 | 32.14 | 34.48 | 43 | 58.35
PeakO | 0 | 0 | 0 | 0 | 0 | 0
ST | 0 | 0 | 0 | 0 | 0 | 0
STOG | 0 | 0 | 0 | 0 | 0 | 0
STWD | 122.25 | 123.93 | 37.32 | 42.44 | 368.18 | 208.78
WT | 139.31 | 616.86 | 909.65 | 1303.79 | 1192.86 | 768.62
IGCC | 0 | 0 | 0 | 0 | 0 | 0
DemandResponse | 0 | 0 | 0.01 | 0 | 0 | 1.73
IGCC-CCS | 0 | 0 | 0 | 0 | 0 | 0
WT_off | 308.22 | 308.22 | 308.22 | 308.22 | 24.98 | 24.98
PseudoUnit | 0 | 0 | 0 | 0 | 0 | 0
FixedInterchange | 0 | 0 | 0 | 0 | 0 | 0
Total Costs by Reporting Type: NonRTO_Midwest
ReportingType | 2015 | 2020 | 2025 | 2030 | 2035 | 2040
BM | 0 | 0 | 0 | 0 | 0 | 0
CC | 960.87 | 2438.51 | 2583.09 | 2813.71 | 3285.45 | 1124.92
CSP | 0 | 0 | 0 | 0 | 0 | 0
CT | 0 | 0 | 0 | 0 | 0 | 0
Coal | 3139.16 | 2000.54 | 419.55 | 261.51 | 346.68 | 390.15
Geo | 0 | 0 | 0 | 0 | 0 | 0
H | 2.04 | 2.04 | 258.59 | 258.59 | 258.59 | 258.59
LFG | 1.69 | 1.69 | 51.19 | 51.19 | 51.19 | 51.19
Nuc | 0.01 | 0.02 | 0.02 | 0.03 | 1524.2 | 2969.3
PS | 0 | 0 | 0 | 0 | 0 | 0
PV | 0 | 0 | 0 | 0 | 0 | 0
PeakG | 70.89 | 99.57 | 201.05 | 160.65 | 39.02 | 15.77
PeakO | 0.35 | 0.45 | 0 | 0 | 0 | 0
ST | 0 | 0 | 0 | 0 | 0 | 0
STOG | 0 | 0 | 0 | 0 | 0 | 0
STWD | 0 | 0 | 0 | 0 | 0 | 0
WT | 2.26 | 2.26 | 2.26 | 2.26 | 2.26 | 2.26
IGCC | 0 | 0 | 0 | 0 | 0 | 0
DemandResponse | 0 | 0 | 0 | 0 | 0 | 0
IGCC-CCS | 0 | 0 | 0 | 0 | 0 | 0
WT_off | 0 | 0 | 0 | 0 | 0 | 0
PseudoUnit | 0 | 0 | 0 | 0 | 0 | 0
FixedInterchange | 0 | 0 | 0 | 0 | 0 | 0
Total Costs by Reporting Type: NYISO_A-F
ReportingType | 2015 | 2020 | 2025 | 2030 | 2035 | 2040
BM | 0 | 0 | 0 | 0 | 0 | 0
CC | 546.11 | 584.47 | 384.76 | 201.45 | 122.24 | 0
CSP | 0 | 0 | 0 | 0 | 0 | 0
CT | 0 | 0 | 0 | 0 | 0 | 0
Coal | 0 | 0 | 0 | 0 | 0 | 0
Geo | 0 | 0 | 0 | 0 | 0 | 0
H | 62.6 | 62.6 | 62.6 | 62.6 | 62.6 | 62.6
LFG | 22.17 | 22.17 | 22.17 | 44 | 42.66 | 42.66
Nuc | 769.17 | 792.88 | 787.44 | 645.82 | 746.25 | 695.88
PS | 33.52 | 33.52 | 33.52 | 33.52 | 33.52 | 33.52
PV | 0 | 0 | 0 | 0 | 0 | 0
PeakG | 3.94 | 7.47 | 0 | 0 | 0 | 0
PeakO | 0 | 0 | 0 | 0 | 0 | 0
ST | 0 | 0 | 0 | 0 | 0 | 0
STOG | 0 | 0 | 0 | 0 | 0 | 0
STWD | 2.89 | 4.16 | 4.17 | 5.47 | 53.4 | 26.83
WT | 733.09 | 862.9 | 862.9 | 862.9 | 1025.97 | 910.71
IGCC | 0 | 0 | 0 | 0 | 0 | 0
DemandResponse | 0 | 0 | 0 | 0 | 0 | 0
IGCC-CCS | 0 | 0 | 0 | 0 | 0 | 0
WT_off | 0 | 0 | 0 | 0 | 0 | 0
PseudoUnit | 0 | 0 | 0 | 0 | 0 | 0
FixedInterchange | 0 | 0 | 0 | 0 | 0 | 0
Total Costs by Reporting Type: NYISO_G-I
ReportingType | 2015 | 2020 | 2025 | 2030 | 2035 | 2040
BM | 0 | 0 | 0 | 0 | 0 | 0
CC | 244.12 | 290.9 | 182.71 | 113.7 | 238.41 | 0
CSP | 0 | 0 | 0 | 0 | 0 | 0
CT | 0 | 0 | 0 | 0 | 0 | 0
Coal | 0 | 0 | 0 | 0 | 0 | 0
Geo | 0 | 0 | 0 | 0 | 0 | 0
H | 0.46 | 0.46 | 0.46 | 0.46 | 0.46 | 0.46
LFG | 7.73 | 7.73 | 7.73 | 31.62 | 31.62 | 31.62
Nuc | 466.19 | 495 | 477.19 | 479.96 | 825.86 | 3278.82
PS | 0 | 0 | 0 | 0 | 0 | 0
PV | 0 | 0 | 0 | 0 | 0 | 0
PeakG | 1.52 | 2.13 | 1.89 | 1.99 | 2.22 | 0
PeakO | 2.55 | 3.25 | 0 | 0 | 0 | 0
ST | 0 | 0 | 0 | 0 | 0 | 0
STOG | 0 | 0 | 0 | 0 | 0 | 0
STWD | 0 | 0 | 0 | 0 | 0 | 0
WT | 15.03 | 15.03 | 15.03 | 87.29 | 73.94 | 73.94
IGCC | 0 | 0 | 0 | 0 | 0 | 0
DemandResponse | 0 | 0 | 0 | 0 | 0 | 0
IGCC-CCS | 0 | 0 | 0 | 0 | 0 | 0
WT_off | 0 | 0 | 0 | 0 | 0 | 0
PseudoUnit | 0 | 0 | 0 | 0 | 0 | 0
FixedInterchange | 0 | 0 | 0 | 0 | 0 | 0
Total Costs by Reporting Type: NYISO_J-K
ReportingType | 2015 | 2020 | 2025 | 2030 | 2035 | 2040
BM | 0 | 0 | 0 | 0 | 0 | 0
CC | 1619.98 | 1823.45 | 1403.76 | 1256 | 1730.09 | 1064.34
CSP | 0 | 0 | 0 | 0 | 0 | 0
CT | 0 | 0 | 0 | 0 | 0 | 0
Coal | 0 | 0 | 0 | 0 | 0 | 0
Geo | 0 | 0 | 0 | 0 | 0 | 0
H | 0 | 0 | 0 | 0 | 0 | 0
LFG | 14.97 | 14.97 | 14.97 | 44.49 | 44.49 | 44.49
Nuc | 0.01 | 0.01 | 0.02 | 0.02 | 0.08 | 0.07
PS | 0 | 0 | 0 | 0 | 0 | 0
PV | 17.52 | 17.52 | 17.52 | 17.52 | 0.54 | 0.54
PeakG | 65.84 | 96.47 | 103.27 | 117.9 | 134.97 | 157.83
PeakO | 61.69 | 79.8 | 81.25 | 68.26 | 73.12 | 58.48
ST | 0 | 0 | 0 | 0 | 0 | 0
STOG | 150.62 | 163.39 | 80.4 | 49.44 | 44.11 | 19
STWD | 0 | 0 | 0 | 0 | 0 | 0
WT | 0 | 0 | 0 | 0 | 98.87 | 98.87
IGCC | 0 | 0 | 0 | 0 | 0 | 0
DemandResponse | 0 | 0 | 0 | 0 | 0 | 0
IGCC-CCS | 0 | 0 | 0 | 0 | 0 | 0
WT_off | 0 | 0 | 0 | 0 | 0 | 0
PseudoUnit | 0 | 0 | 0 | 0 | 0 | 0
FixedInterchange | 0 | 0 | 0 | 0 | 0 | 0
Total Costs by Reporting Type: PJM_E
ReportingType | 2015 | 2020 | 2025 | 2030 | 2035 | 2040
BM | 18.42 | 33.95 | 33.95 | 33.95 | 33.95 | 27.62
CC | 3421.17 | 4509.08 | 4267.17 | 3798.99 | 5179.72 | 2874.65
CSP | 0 | 0 | 0 | 0 | 0 | 0
CT | 2.48 | 3.45 | 3.52 | 0 | 0 | 0
Coal | 144.04 | 97.88 | 75.23 | 53.47 | 164.96 | 183.24
Geo | 0 | 0 | 0 | 0 | 0 | 0
H | 3.85 | 3.85 | 3.85 | 3.85 | 3.85 | 3.85
LFG | 106.67 | 106.67 | 106.67 | 104.48 | 73.06 | 73.06
Nuc | 1960.16 | 1864.06 | 1862.64 | 1873.72 | 1345.93 | 2395.82
PS | 9.5 | 9.5 | 9.5 | 9.5 | 9.5 | 9.5
PV | 11.79 | 11.79 | 11.79 | 11.79 | 0.75 | 0.75
PeakG | 80.88 | 198.63 | 244.29 | 214.94 | 191.45 | 149.28
PeakO | 75.92 | 100.78 | 55.9 | 8.44 | 0 | 0
ST | 0 | 0 | 0 | 0 | 0 | 0
STOG | 138.6 | 23.36 | 0 | 0 | 0 | 0
STWD | 0 | 0 | 0 | 0 | 0 | 0
WT | 332.76 | 332.76 | 332.76 | 332.76 | 32.65 | 32.65
IGCC | 0 | 0 | 0 | 0 | 0 | 0
DemandResponse | 0 | 0 | 0 | 0 | 0 | 0
IGCC-CCS | 0 | 0 | 0 | 0 | 0 | 0
WT_off | 0 | 0 | 599.06 | 599.06 | 599.06 | 599.06
PseudoUnit | 0 | 0 | 0 | 0 | 0 | 0
FixedInterchange | 0 | 0 | 0 | 0 | 0 | 0
Total Costs by Reporting Type: PJM_ROM
ReportingType | 2015 | 2020 | 2025 | 2030 | 2035 | 2040
BM | 10.17 | 19.49 | 19.49 | 19.49 | 19.49 | 15.69
CC | 1520.51 | 2030.92 | 2040.38 | 1633.8 | 2270.06 | 1149.58
CSP | 0 | 0 | 0 | 0 | 0 | 0
CT | 1.52 | 2.12 | 2.64 | 2.33 | 0 | 0
Coal | 795.59 | 144.93 | 14.66 | 11.19 | 11.44 | 11.17
Geo | 0 | 0 | 0 | 0 | 0 | 0
H | 19.83 | 19.83 | 253 | 253 | 253 | 253
LFG | 134.01 | 134.01 | 134.01 | 132.43 | 75.37 | 75.37
Nuc | 1163.94 | 1194.41 | 1192.35 | 1199.5 | 3138.6 | 8729.38
PS | 35.92 | 35.92 | 35.92 | 35.92 | 35.92 | 35.92
PV | 179.4 | 489.68 | 726.4 | 753.91 | 582.16 | 286.03
PeakG | 30.83 | 49.68 | 64.64 | 120.97 | 103.91 | 75.47
PeakO | 45.95 | 58.57 | 53.05 | 5.17 | 0 | 0
ST | 0 | 0 | 0 | 0 | 0 | 0
STOG | 212.19 | 305.39 | 0 | 0 | 0 | 0
STWD | 4.35 | 39.07 | 38.55 | 38.55 | 38.55 | 24.68
WT | 152.07 | 341.33 | 341.33 | 313.91 | 227.77 | 59.6
IGCC | 0 | 0 | 0 | 0 | 0 | 0
DemandResponse | 0 | 0 | 0 | 0 | 0 | 0
IGCC-CCS | 0 | 0 | 0 | 0 | 0 | 0
WT_off | 0 | 0 | 0 | 0 | 0 | 0
PseudoUnit | 0 | 0 | 0 | 0 | 0 | 0
FixedInterchange | 0 | 0 | 0 | 0 | 0 | 0
Total Costs by Reporting Type: PJM_ROR
ReportingType | 2015 | 2020 | 2025 | 2030 | 2035 | 2040
BM | 216.32 | 415.73 | 358.52 | 415.73 | 415.73 | 249.43
CC | 10242.52 | 12626.97 | 11991.53 | 11717.41 | 12400.54 | 5850.37
CSP | 0 | 0 | 0 | 0 | 0 | 0
CT | 2.85 | 3.68 | 4.63 | 4.09 | 0 | 0
Coal | 15025.96 | 8433.54 | 1726.96 | 1418.65 | 1747.73 | 1714.25
Geo | 0 | 0 | 0 | 0 | 0 | 0
H | 26.17 | 207.89 | 207.89 | 207.89 | 207.89 | 207.89
LFG | 76.9 | 76.9 | 238.08 | 232.42 | 226.35 | 226.35
Nuc | 4607.58 | 4731.16 | 4718.65 | 4541.22 | 6241.34 | 18072.81
PS | 73.14 | 73.14 | 73.14 | 73.14 | 73.14 | 73.14
PV | 0.35 | 0.35 | 0.35 | 0.35 | 0.35 | 0.35
PeakG | 399.52 | 758.32 | 966.87 | 874.81 | 1091.88 | 275.78
PeakO | 48.69 | 65.15 | 39.21 | 7.92 | 0 | 0
ST | 0 | 0 | 0 | 0 | 0 | 0
STOG | 125.8 | 229.65 | 0 | 0 | 0 | 0
STWD | 9.11 | 114.87 | 113.43 | 85.03 | 113.43 | 72.47
WT | 2217.8 | 2263.14 | 3342.87 | 3899.03 | 2790.98 | 2751.02
IGCC | 0 | 0 | 0 | 0 | 0 | 0
DemandResponse | 0 | 0 | 0 | 0 | 0 | 0
IGCC-CCS | 0 | 0 | 0 | 0 | 0 | 0
WT_off | 0 | 0 | 0 | 0 | 0 | 0
PseudoUnit | 0 | 0 | 0 | 0 | 0 | 0
FixedInterchange | 0 | 0 | 0 | 0 | 0 | 0
Total Costs by Reporting Type: SOCO
ReportingType | 2015 | 2020 | 2025 | 2030 | 2035 | 2040
BM | 29.33 | 33.65 | 48.54 | 56.71 | 56.71 | 2562.64
CC | 10831.84 | 12694.84 | 13182.49 | 10553.52 | 5781.71 | 1668.75
CSP | 0 | 0 | 0 | 0 | 0 | 0
CT | 0 | 0 | 0 | 0 | 0 | 0
Coal | 2928.97 | 1136.8 | 630.59 | 665.84 | 466.39 | 531.9
Geo | 0 | 0 | 0 | 0 | 0 | 0
H | 59.74 | 59.74 | 59.74 | 59.74 | 59.74 | 59.74
LFG | 4.47 | 4.47 | 37.19 | 37.19 | 37.19 | 37.19
Nuc | 1355.07 | 2993.98 | 3028.43 | 8219.48 | 15151.52 | 18748.1
PS | 39.76 | 39.76 | 39.76 | 39.76 | 39.76 | 39.76
PV | 0 | 0 | 0 | 0 | 0 | 0
PeakG | 223.42 | 551.67 | 553.6 | 0 | 0 | 0
PeakO | 0 | 0 | 0 | 0 | 0 | 0
ST | 0 | 0 | 0 | 0 | 0 | 0
STOG | 0 | 0 | 0 | 0 | 0 | 0
STWD | 43.96 | 91.68 | 112.64 | 269.96 | 425.48 | 271.07
WT | 0 | 0 | 0 | 0 | 0 | 0
IGCC | 0 | 0 | 0 | 0 | 0 | 0
DemandResponse | 0 | 0 | 0 | 0 | 0 | 0
IGCC-CCS | 0 | 0 | 0 | 0 | 0 | 0
WT_off | 0 | 0 | 0 | 0 | 0 | 0
PseudoUnit | 0 | 0 | 0 | 0 | 0 | 0
FixedInterchange | 0 | 0 | 0 | 0 | 0 | 0
Total Costs by Reporting Type: SPP_N
ReportingType | 2015 | 2020 | 2025 | 2030 | 2035 | 2040
BM | 0 | 0 | 0 | 0 | 0 | 0
CC | 206.82 | 148.66 | 146.57 | 130.71 | 153.08 | 100.47
CSP | 0 | 0 | 0 | 0 | 0 | 0
CT | 0 | 0 | 0 | 0 | 0 | 0
Coal | 3696.51 | 951.6 | 175.37 | 144.16 | 142.36 | 142.36
Geo | 0 | 0 | 0 | 0 | 0 | 0
H | 0.3 | 0.3 | 0.3 | 0.3 | 0.3 | 0.3
LFG | 0.85 | 0.85 | 0.85 | 30.02 | 29.99 | 29.98
Nuc | 256.73 | 266.63 | 259.79 | 256.58 | 236.92 | 234.48
PS | 0 | 0 | 0 | 0 | 0 | 0
PV | 0 | 0 | 0 | 0 | 0 | 0
PeakG | 80.78 | 117.69 | 114.99 | 105.7 | 105.7 | 83.54
PeakO | 34.89 | 44.84 | 35.94 | 35.94 | 0 | 0
ST | 0 | 0 | 0 | 0 | 0 | 0
STOG | 52.43 | 45.27 | 0 | 0 | 0 | 0
STWD | 0 | 0 | 0 | 0 | 0 | 0
WT | 42.04 | 8749.83 | 9684.51 | 9740.87 | 12001.55 | 4342.95
IGCC | 0 | 0 | 0 | 0 | 0 | 0
DemandResponse | 0 | 0 | 0 | 0 | 0 | 0
IGCC-CCS | 0 | 0 | 0 | 0 | 0 | 0
WT_off | 0 | 0 | 0 | 0 | 0 | 0
PseudoUnit | 0 | 0 | 0 | 0 | 0 | 0
FixedInterchange | 0 | 0 | 0 | 0 | 0 | 0
Total Costs by Reporting Type: SPP_S
ReportingType | 2015 | 2020 | 2025 | 2030 | 2035 | 2040
BM | 0 | 0 | 0 | 0 | 0 | 0
CC | 2462.62 | 1148.64 | 1304.85 | 1227.55 | 1375.94 | 1436.22
CSP | 0 | 0 | 0 | 0 | 0 | 0
CT | 36.45 | 61.7 | 69.02 | 80.24 | 31.56 | 0
Coal | 5581.85 | 847.38 | 368.59 | 302.46 | 302.46 | 302.46
Geo | 0 | 0 | 0 | 0 | 0 | 0
H | 30.03 | 30.03 | 30.03 | 30.03 | 30.03 | 30.03
LFG | 2.29 | 2.29 | 2.29 | 31.46 | 31.44 | 31.43
Nuc | 0.01 | 0.01 | 0.02 | 0.02 | 0.05 | 0.03
PS | 10.59 | 10.59 | 10.59 | 10.59 | 10.59 | 10.59
PV | 0 | 0 | 0 | 0 | 0 | 0
PeakG | 60.2 | 87.93 | 89.89 | 130.26 | 127.34 | 141.72
PeakO | 3.36 | 4.54 | 3.63 | 3.63 | 0.1 | 0
ST | 0 | 0 | 0 | 0 | 0 | 0
STOG | 358.69 | 388.8 | 234.27 | 27.79 | 0 | 0
STWD | 2.88 | 6.01 | 7.37 | 14.53 | 28.43 | 18.77
WT | 288.65 | 9287.66 | 9504.95 | 9504.94 | 10581.64 | 2668.33
IGCC | 0 | 0 | 0 | 0 | 0 | 0
DemandResponse | 0 | 0 | 0 | 0 | 0 | 0
IGCC-CCS | 0 | 0 | 0 | 0 | 0 | 0
WT_off | 0 | 0 | 0 | 0 | 0 | 0
PseudoUnit | 0 | 0 | 0 | 0 | 0 | 0
FixedInterchange | 0 | 0 | 0 | 0 | 0 | 0
Total Costs by Reporting Type: TVA
ReportingType | 2015 | 2020 | 2025 | 2030 | 2035 | 2040
BM | 0 | 0 | 0 | 0 | 0 | 53.66
CC | 3254.36 | 4928.12 | 5057.28 | 4387.68 | 2862.29 | 944.12
CSP | 0 | 0 | 0 | 0 | 0 | 0
CT | 0 | 0 | 0 | 0 | 0 | 0
Coal | 3005.24 | 1476.01 | 25.42 | 0 | 0 | 0
Geo | 0 | 0 | 0 | 0 | 0 | 0
H | 72.8 | 72.8 | 72.8 | 82.09 | 82.09 | 82.09
LFG | 1.57 | 1.57 | 33.99 | 33.99 | 33.99 | 33.99
Nuc | 2533.71 | 2590.04 | 2579.4 | 2590.89 | 6349.41 | 9545.61
PS | 41.38 | 41.38 | 41.38 | 41.38 | 41.38 | 41.38
PV | 0 | 0 | 0 | 0 | 0 | 0
PeakG | 97.65 | 157.16 | 97.76 | 52.68 | 0 | 0
PeakO | 1.87 | 2.54 | 0 | 0 | 0 | 0
ST | 0 | 0 | 0 | 0 | 0 | 0
STOG | 0 | 0 | 0 | 0 | 0 | 0
STWD | 0.25 | 0.47 | 0.67 | 2.24 | 3 | 1.91
WT | 0.99 | 0.99 | 0.99 | 0.99 | 0.99 | 0.99
IGCC | 0 | 0 | 0 | 0 | 0 | 0
DemandResponse | 0 | 0 | 0 | 0 | 0 | 0
IGCC-CCS | 0 | 0 | 0 | 0 | 0 | 0
WT_off | 0 | 0 | 0 | 0 | 0 | 0
PseudoUnit | 0 | 0 | 0 | 0 | 0 | 0
FixedInterchange | 0 | 0 | 0 | 0 | 0 | 0
Total Costs by Reporting Type: TVA_Transmission
ReportingType | 2015 | 2020 | 2025 | 2030 | 2035 | 2040
BM | 0 | 0 | 0 | 0 | 0 | 0
CC | 0 | 0 | 0 | 0 | 0 | 0
CSP | 0 | 0 | 0 | 0 | 0 | 0
CT | 0 | 0 | 0 | 0 | 0 | 0
Coal | 0 | 0 | 0 | 0 | 0 | 0
Geo | 0 | 0 | 0 | 0 | 0 | 0
H | 0 | 0 | 0 | 0 | 0 | 0
LFG | 0 | 0 | 0 | 0 | 0 | 0
Nuc | 0 | 0 | 0 | 0 | 0 | 0
PS | 0 | 0 | 0 | 0 | 0 | 0
PV | 0 | 0 | 0 | 0 | 0 | 0
PeakG | 0 | 0 | 0 | 0 | 0 | 0
PeakO | 0 | 0 | 0 | 0 | 0 | 0
ST | 0 | 0 | 0 | 0 | 0 | 0
STOG | 0 | 0 | 0 | 0 | 0 | 0
STWD | 0 | 0 | 0 | 0 | 0 | 0
WT | 0 | 0 | 0 | 0 | 0 | 0
IGCC | 0 | 0 | 0 | 0 | 0 | 0
DemandResponse | 0 | 0 | 0 | 0 | 0 | 0
IGCC-CCS | 0 | 0 | 0 | 0 | 0 | 0
WT_off | 0 | 0 | 0 | 0 | 0 | 0
PseudoUnit | 0 | 0 | 0 | 0 | 0 | 0
FixedInterchange | 0 | 0 | 0 | 0 | 0 | 0
Total Costs by Reporting Type: VACAR
ReportingType | 2015 | 2020 | 2025 | 2030 | 2035 | 2040
BM | 0 | 10.59 | 427.59 | 427.59 | 427.59 | 1169.52
CC | 6456.26 | 7399.83 | 7757.99 | 6381.22 | 4633.12 | 550.32
CSP | 0 | 0 | 0 | 0 | 0 | 0
CT | 72.97 | 97.85 | 123.83 | 5.02 | 0 | 0
Coal | 3223.11 | 1189.89 | 755.22 | 636.31 | 569.45 | 626.93
Geo | 0 | 0 | 0 | 0 | 0 | 0
H | 30.23 | 30.23 | 30.23 | 30.23 | 30.23 | 30.23
LFG | 40.75 | 40.75 | 40.75 | 40.75 | 20.68 | 20.68
Nuc | 2606.17 | 4424.34 | 4396.29 | 8508.97 | 14591.68 | 19341.54
PS | 62.1 | 62.1 | 62.1 | 62.1 | 62.1 | 62.1
PV | 27.27 | 42.6 | 42.6 | 42.6 | 16.82 | 2.26
PeakG | 156.39 | 366.11 | 302.29 | 0 | 0 | 0
PeakO | 36.13 | 46.34 | 0 | 0 | 0 | 0
ST | 0 | 0 | 0 | 0 | 0 | 0
STOG | 4.04 | 0 | 0 | 0 | 0 | 0
STWD | 82.62 | 175.67 | 173.58 | 168.78 | 173.58 | 110.69
WT | 419.08 | 855.63 | 855.63 | 855.63 | 484.11 | 98.34
IGCC | 0 | 0 | 0 | 0 | 0 | 0
DemandResponse | 0 | 0 | 12.4 | 18.82 | 0 | 64.05
IGCC-CCS | 0 | 0 | 0 | 0 | 0 | 0
WT_off | 0 | 0 | 0 | 0 | 0 | 0
PseudoUnit | 0 | 0 | 0 | 0 | 0 | 0
FixedInterchange | 0 | 0 | 0 | 0 | 0 | 0
Total Costs by Reporting Type: IESO
ReportingType | 2015 | 2020 | 2025 | 2030 | 2035 | 2040
BM | 177.6 | 178.55 | 179.72 | 177.82 | 236.44 | 182.27
CC | 612.06 | 655.06 | 262.9 | 199.12 | 196.26 | 30.64
CSP | 0 | 0 | 0 | 0 | 0 | 0
CT | 47.24 | 45.31 | 45.54 | 44.26 | 0 | 0
Coal | 0 | 0 | 0 | 0 | 0 | 0
Geo | 0 | 0 | 0 | 0 | 0 | 0
H | 123.83 | 123.83 | 123.83 | 123.83 | 226.24 | 226.24
LFG | 19.32 | 19.32 | 19.32 | 19.55 | 14.43 | 14.43
Nuc | 2990.3 | 3007.72 | 3062.19 | 3080.28 | 2836.57 | 3030.7
PS | 2.92 | 2.92 | 2.92 | 2.92 | 2.92 | 2.92
PV | 558.01 | 558.01 | 558.01 | 558.01 | 0.44 | 0.44
PeakG | 0 | 0 | 0 | 0 | 0 | 0
PeakO | 0 | 0 | 0 | 0 | 0 | 0
ST | 0 | 0 | 0 | 0 | 0 | 0
STOG | 0 | 0 | 0 | 0 | 0 | 0
STWD | 5.44 | 6.33 | 6.33 | 6.33 | 74.15 | 7.45
WT | 763.41 | 763.41 | 763.41 | 763.41 | 103.02 | 103.02
IGCC | 0 | 0 | 0 | 0 | 0 | 0
DemandResponse | 0 | 0 | 0 | 0 | 0 | 0
IGCC-CCS | 0 | 0 | 0 | 0 | 0 | 0
WT_off | 0 | 0 | 0 | 0 | 0 | 0
PseudoUnit | 0 | 0 | 0 | 0 | 0 | 0
FixedInterchange | 0 | 0 | 0 | 0 | 0 | 0
Total Costs by Reporting Type: MAPP_CA
ReportingType | 2015 | 2020 | 2025 | 2030 | 2035 | 2040
BM | 0 | 0 | 0 | 0 | 0 | 0
CC | 497.7 | 580.5 | 273.76 | 58.97 | 58.97 | 0
CSP | 0 | 0 | 0 | 0 | 0 | 0
CT | 0 | 0 | 0 | 0 | 0 | 0
Coal | 72.33 | 0 | 0 | 0 | 0 | 0
Geo | 0 | 0 | 0 | 0 | 0 | 0
H | 92.24 | 300.28 | 855.43 | 1070.02 | 1070.02 | 1070.02
LFG | 0 | 0 | 0 | 0 | 0 | 0
Nuc | 0.01 | 0.02 | 0.01 | 0.01 | 0.05 | 0.01
PS | 0 | 0 | 0 | 0 | 0 | 0
PV | 0 | 0 | 0 | 0 | 0 | 0
PeakG | 14.46 | 15.89 | 0 | 0 | 0 | 0
PeakO | 0.09 | 0 | 0 | 0 | 0 | 0
ST | 0 | 0 | 0 | 0 | 0 | 0
STOG | 6.49 | 0 | 0 | 0 | 0 | 0
STWD | 0 | 0 | 0 | 0 | 0 | 0
WT | 105.14 | 105.14 | 105.14 | 105.14 | 9.42 | 9.42
IGCC | 0 | 0 | 0 | 0 | 0 | 0
DemandResponse | 0 | 0 | 0 | 0 | 0 | 0
IGCC-CCS | 0 | 0 | 0 | 0 | 0 | 0
WT_off | 0 | 0 | 0 | 0 | 0 | 0
PseudoUnit | 0 | 0 | 0 | 0 | 0 | 0
FixedInterchange | 0 | 0 | 0 | 0 | 0 | 0
Total Costs by Reporting Type: AZ_NM_SNV_Coal
ReportingType | 2015 | 2020 | 2025 | 2030 | 2035 | 2040
BM | 0 | 0 | 0 | 0 | 0 | 0
CC | 0 | 0 | 0 | 0 | 0 | 0
CSP | 0 | 0 | 0 | 0 | 0 | 0
CT | 0 | 0 | 0 | 0 | 0 | 0
Coal | 3558.69 | 2715.99 | 26.75 | 0 | 0 | 0
Geo | 0 | 0 | 0 | 0 | 0 | 0
H | 0 | 0 | 0 | 0 | 0 | 0
LFG | 0 | 0 | 0 | 0 | 0 | 0
Nuc | 0 | 0 | 0 | 0 | 0 | 0
PS | 0 | 0 | 0 | 0 | 0 | 0
PV | 0 | 0 | 0 | 0 | 0 | 0
PeakG | 0 | 0 | 0 | 0 | 0 | 0
PeakO | 0.34 | 0 | 0 | 0 | 0 | 0
ST | 0 | 0 | 0 | 0 | 0 | 0
STOG | 0 | 0 | 0 | 0 | 0 | 0
STWD | 0 | 0 | 0 | 0 | 0 | 0
WT | 0 | 0 | 0 | 0 | 0 | 0
IGCC | 0 | 0 | 0 | 0 | 0 | 0
DemandResponse | 0 | 0 | 0 | 0 | 0 | 0
IGCC-CCS | 0 | 0 | 0 | 0 | 0 | 0
WT_off | 0 | 0 | 0 | 0 | 0 | 0
PseudoUnit | 0 | 0 | 0 | 0 | 0 | 0
FixedInterchange | 0 | 0 | 0 | 0 | 0 | 0
Total Costs by Reporting Type: AZ_NM_SNV_Gas
ReportingType | 2015 | 2020 | 2025 | 2030 | 2035 | 2040
BM | 0 | 0 | 0 | 0 | 0 | 0
CC | 3238.98 | 4818.56 | 5978.22 | 2899.43 | 1663.23 | 1344.82
CSP | 0 | 0 | 0 | 0 | 0 | 0
CT | 68.63 | 76.37 | 84.86 | 79.78 | 0 | 0
Coal | 0 | 0 | 0 | 0 | 0 | 0
Geo | 0 | 0 | 0 | 0 | 0 | 0
H | 0 | 0 | 0 | 0 | 0 | 0
LFG | 0 | 0 | 0 | 0 | 0 | 0
Nuc | 0 | 0 | 0 | 0 | 0 | 0
PS | 0 | 0 | 0 | 0 | 0 | 0
PV | 0 | 0 | 0 | 0 | 0 | 0
PeakG | 63.97 | 80.25 | 0 | 0 | 0 | 0
PeakO | 0 | 0 | 0 | 0 | 0 | 0
ST | 0 | 0 | 0 | 0 | 0 | 0
STOG | 0 | 0 | 0 | 0 | 0 | 0
STWD | 0 | 0 | 0 | 0 | 0 | 0
WT | 0 | 0 | 0 | 0 | 0 | 0
IGCC | 0 | 0 | 0 | 0 | 0 | 0
DemandResponse | 0 | 0 | 16.09 | 7.03 | 0 | 0
IGCC-CCS | 0 | 0 | 0 | 0 | 0 | 0
WT_off | 0 | 0 | 0 | 0 | 0 | 0
PseudoUnit | 0 | 0 | 0 | 0 | 0 | 0
FixedInterchange | 0 | 0 | 0 | 0 | 0 | 0
Total Costs by Reporting Type: AZ_NM_SNV_NucRenew
ReportingType | 2015 | 2020 | 2025 | 2030 | 2035 | 2040
BM | 0 | 0 | 0 | 0 | 0 | 0
CC | 0 | 0 | 0 | 0 | 0 | 0
CSP | 0 | 0 | 0 | 0 | 0 | 0
CT | 0 | 0 | 0 | 0 | 0 | 0
Coal | 0 | 0 | 0 | 0 | 0 | 0
Geo | 11.67 | 11.67 | 609.32 | 601.76 | 601.76 | 601.76
H | 44.6 | 44.6 | 44.6 | 44.6 | 44.6 | 44.6
LFG | 20.25 | 20.25 | 20.25 | 20.25 | 8.23 | 8.23
Nuc | 810.72 | 895.93 | 912.19 | 1972.92 | 4754.9 | 5672.06
PS | 5.13 | 5.13 | 5.13 | 5.13 | 5.13 | 5.13
PV | 37.26 | 37.26 | 37.26 | 37.26 | 2.38 | 2.38
PeakG | 0 | 0 | 0 | 0 | 0 | 0
PeakO | 0 | 0 | 0 | 0 | 0 | 0
ST | 147.97 | 269.71 | 342.25 | 3392.16 | 3419.01 | 3411.01
STOG | 0 | 0 | 0 | 0 | 0 | 0
STWD | 12.81 | 13.02 | 12.82 | 12.82 | 12.82 | 10.15
WT | 568.03 | 1269.6 | 2356.88 | 2356.88 | 1867.3 | 1248.78
IGCC | 0 | 0 | 0 | 0 | 0 | 0
DemandResponse | 0 | 0 | 0 | 0 | 0 | 0
IGCC-CCS | 0 | 0 | 0 | 0 | 0 | 0
WT_off | 0 | 0 | 0 | 0 | 0 | 0
PseudoUnit | 0 | 0 | 0 | 0 | 0 | 0
FixedInterchange | 0 | 0 | 0 | 0 | 0 | 0
Total Costs by Reporting Type: ERCOT
ReportingType | 2015 | 2020 | 2025 | 2030 | 2035 | 2040
BM | 83.23 | 80.59 | 76.49 | 148.83 | 150.36 | 1903.05
CC | 13060.23 | 14149.12 | 10894.22 | 12444.16 | 12841.44 | 8273.23
CSP | 0 | 0 | 0 | 0 | 0 | 0
CT | 22.65 | 24.8 | 28.05 | 29.49 | 0 | 0
Coal | 3624.5 | 2463.17 | 1038.17 | 1312.54 | 1371.96 | 1332.45
Geo | 0 | 0 | 0 | 0 | 0 | 0
H | 8.05 | 8.05 | 8.05 | 8.05 | 8.05 | 8.05
LFG | 9.06 | 9.06 | 115.9 | 115.9 | 115.9 | 115.9
Nuc | 1007.36 | 1174.9 | 1203.03 | 1210.21 | 4243.1 | 6772.74
PS | 0 | 0 | 0 | 0 | 0 | 0
PV | 5.14 | 5.14 | 5.14 | 5.14 | 0.25 | 0.25
PeakG | 80.63 | 128.31 | 171.2 | 139.42 | 0 | 0
PeakO | 1.29 | 1.86 | 0 | 0 | 0 | 0
ST | 0 | 0 | 0 | 0 | 0 | 0
STOG | 1036.45 | 1004.84 | 0 | 0 | 0 | 0
STWD | 0 | 0 | 0 | 0 | 0 | 0
WT | 732.49 | 3383.71 | 9289.02 | 9289.02 | 8913.26 | 7066.22
IGCC | 0 | 0 | 0 | 0 | 0 | 0
DemandResponse | 0 | 0 | 35.58 | 50.84 | 63.67 | 29.52
IGCC-CCS | 0 | 0 | 0 | 0 | 0 | 0
WT_off | 0 | 0 | 0 | 0 | 0 | 0
PseudoUnit | 0 | 0 | 0 | 0 | 0 | 0
FixedInterchange | 0 | 0 | 0 | 0 | 0 | 0
Total Costs by Reporting Type: NP15
ReportingType | 2015 | 2020 | 2025 | 2030 | 2035 | 2040
BM | 0 | 0 | 0 | 0 | 0 | 0
CC | 3349.66 | 3719.88 | 4045.26 | 3184.7 | 538.97 | 0
CSP | 0 | 0 | 0 | 0 | 0 | 0
CT | 19.28 | 19.28 | 19.28 | 19.28 | 0 | 0
Coal | 96.07 | 0 | 0 | 0 | 0 | 0
Geo | 405.84 | 405.84 | 405.84 | 199.59 | 199.59 | 199.59
H | 125.7 | 125.7 | 125.7 | 125.7 | 125.7 | 125.7
LFG | 207.91 | 207.91 | 207.91 | 207.91 | 79.02 | 79.02
Nuc | 495.59 | 560.5 | 540.7 | 1558.71 | 3627.5 | 3861.18
PS | 53.58 | 53.58 | 53.58 | 53.58 | 53.58 | 53.58
PV | 3.68 | 3.68 | 3.68 | 3.68 | 0.89 | 0.89
PeakG | 56.04 | 82.34 | 53.31 | 55.76 | 57.37 | 59.09
PeakO | 10.26 | 13.08 | 0.02 | 0 | 0 | 0
ST | 14.46 | 14.46 | 14.46 | 14.46 | 1.86 | 1.86
STOG | 82.42 | 0 | 0 | 0 | 0 | 0
STWD | 225.16 | 269.53 | 131.99 | 266.24 | 266.24 | 133.19
WT | 66.31 | 66.31 | 933.53 | 933.53 | 907.47 | 907.47
IGCC | 0 | 0 | 0 | 0 | 0 | 0
DemandResponse | 0 | 0 | 0 | 0 | 0 | 0
IGCC-CCS | 0 | 0 | 0 | 0 | 0 | 0
WT_off | 0 | 0 | 0 | 0 | 0 | 0
PseudoUnit | 0 | 0 | 0 | 0 | 0 | 0
FixedInterchange | 0 | 0 | 0 | 0 | 0 | 0
Total Costs by Reporting Type: NWPP_Coal
ReportingType | 2015 | 2020 | 2025 | 2030 | 2035 | 2040
BM | 0 | 0 | 0 | 0 | 0 | 0
CC | 0 | 0 | 0 | 0 | 0 | 0
CSP | 0 | 0 | 0 | 0 | 0 | 0
CT | 0 | 0 | 0 | 0 | 0 | 0
Coal | 2831.97 | 2737.3 | 186.21 | 146.39 | 94.71 | 61.95
Geo | 0 | 0 | 0 | 0 | 0 | 0
H | 0 | 0 | 0 | 0 | 0 | 0
LFG | 0 | 0 | 0 | 0 | 0 | 0
Nuc | 0 | 0 | 0 | 0 | 0 | 0
PS | 0 | 0 | 0 | 0 | 0 | 0
PV | 0 | 0 | 0 | 0 | 0 | 0
PeakG | 0 | 0 | 0 | 0 | 0 | 0
PeakO | 0 | 0 | 0 | 0 | 0 | 0
ST | 0 | 0 | 0 | 0 | 0 | 0
STOG | 0 | 0 | 0 | 0 | 0 | 0
STWD | 0 | 0 | 0 | 0 | 0 | 0
WT | 0 | 0 | 0 | 0 | 0 | 0
IGCC | 0 | 0 | 0 | 0 | 0 | 0
DemandResponse | 0 | 0 | 0 | 0 | 0 | 0
IGCC-CCS | 0 | 0 | 0 | 0 | 0 | 0
WT_off | 0 | 0 | 0 | 0 | 0 | 0
PseudoUnit | 0 | 0 | 0 | 0 | 0 | 0
FixedInterchange | 0 | 0 | 0 | 0 | 0 | 0
Total Costs by Reporting Type: NWPP_Gas
ReportingType | 2015 | 2020 | 2025 | 2030 | 2035 | 2040
BM | 0 | 0 | 0 | 0 | 0 | 0
CC | 3069.43 | 3834.47 | 4097.67 | 537.89 | 388.08 | 288.18
CSP | 0 | 0 | 0 | 0 | 0 | 0
CT | 14.02 | 14.02 | 14.02 | 14.02 | 0 | 0
Coal | 0 | 0 | 0 | 0 | 0 | 0
Geo | 0 | 0 | 0 | 0 | 0 | 0
H | 0 | 0 | 0 | 0 | 0 | 0
LFG | 0 | 0 | 0 | 0 | 0 | 0
Nuc | 0 | 0 | 0 | 0 | 0 | 0
PS | 0 | 0 | 0 | 0 | 0 | 0
PV | 0 | 0 | 0 | 0 | 0 | 0
PeakG | 0 | 0 | 0 | 0 | 0 | 0
PeakO | 0 | 0 | 0 | 0 | 0 | 0
ST | 0 | 0 | 0 | 0 | 0 | 0
STOG | 0 | 0 | 0 | 0 | 0 | 0
STWD | 0 | 0 | 0 | 0 | 0 | 0
WT | 0 | 0 | 0 | 0 | 0 | 0
IGCC | 0 | 0 | 0 | 0 | 0 | 0
DemandResponse | 0 | 0 | 0 | 0 | 0 | 0
IGCC-CCS | 0 | 0 | 0 | 0 | 0 | 0
WT_off | 0 | 0 | 0 | 0 | 0 | 0
PseudoUnit | 0 | 0 | 0 | 0 | 0 | 0
FixedInterchange | 0 | 0 | 0 | 0 | 0 | 0
Total Costs by Reporting Type: NWPP_NucRenew
ReportingType | 2015 | 2020 | 2025 | 2030 | 2035 | 2040
BM | 17.16 | 35.02 | 35.02 | 35.02 | 35.02 | 25.26
CC | 0 | 0 | 0 | 0 | 0 | 0
CSP | 0 | 0 | 0 | 0 | 0 | 0
CT | 0 | 0 | 0 | 0 | 0 | 0
Coal | 0 | 0 | 0 | 0 | 0 | 0
Geo | 67.62 | 67.62 | 249.83 | 249.83 | 224.95 | 224.95
H | 480.54 | 480.54 | 480.54 | 480.54 | 595.74 | 595.74
LFG | 54.41 | 54.41 | 97.09 | 97.09 | 71.14 | 71.14
Nuc | 256.71 | 258.17 | 262.7 | 6389.59 | 6389.59 | 6801.99
PS | 6.12 | 6.12 | 6.12 | 6.12 | 6.12 | 6.12
PV | 0.04 | 0.04 | 0.04 | 0.04 | 0.04 | 0.04
PeakG | 0 | 0 | 0 | 0 | 0 | 0
PeakO | 0 | 0 | 0 | 0 | 0 | 0
ST | 0 | 0 | 0 | 0 | 0 | 0
STOG | 0 | 0 | 0 | 0 | 0 | 0
STWD | 17.98 | 22.52 | 329.12 | 329.12 | 329.12 | 164.89
WT | 467.97 | 467.97 | 467.97 | 467.97 | 229.12 | 229.12
IGCC | 0 | 0 | 0 | 0 | 0 | 0
DemandResponse | 0 | 0 | 0 | 0 | 0 | 0
IGCC-CCS | 0 | 0 | 0 | 0 | 0 | 0
WT_off | 0 | 0 | 0 | 0 | 0 | 0
PseudoUnit | 0 | 0 | 0 | 0 | 0 | 0
FixedInterchange | 0 | 0 | 0 | 0 | 0 | 0
Total Costs by Reporting Type: RMPA
ReportingType | 2015 | 2020 | 2025 | 2030 | 2035 | 2040
BM | 0 | 0 | 0 | 0 | 0 | 0
CC | 325.65 | 262.1 | 621.35 | 723.01 | 718.66 | 359.26
CSP | 0 | 0 | 0 | 0 | 0 | 0
CT | 16.21 | 16.21 | 16.37 | 16.21 | 0 | 0
Coal | 2677.48 | 2359.83 | 648.8 | 528.55 | 378.16 | 299.13
Geo | 0 | 0 | 1081.27 | 1081.27 | 1081.27 | 1081.27
H | 13.99 | 13.99 | 13.99 | 13.99 | 13.99 | 13.99
LFG | 1.17 | 1.17 | 10.12 | 10.12 | 9.84 | 9.84
Nuc | 0.01 | 0.01 | 0.02 | 88.81 | 515.13 | 851.53
PS | 13.37 | 13.37 | 13.37 | 13.37 | 13.37 | 13.37
PV | 0.68 | 0.68 | 0.68 | 0.68 | 0.31 | 0.31
PeakG | 46.76 | 71.34 | 84.6 | 93.36 | 92.45 | 92.48
PeakO | 0 | 0 | 0 | 0 | 0 | 0
ST | 79.12 | 140.1 | 141.78 | 143.5 | 124.27 | 121.76
STOG | 0 | 0 | 0 | 0 | 0 | 0
STWD | 0 | 0 | 0 | 0 | 0 | 0
WT | 1036.97 | 2325.87 | 2357.14 | 2388.88 | 1508.03 | 368.15
IGCC | 0 | 0 | 0 | 0 | 0 | 0
DemandResponse | 0 | 0 | 0 | 0 | 0 | 0
IGCC-CCS | 0 | 0 | 0 | 0 | 0 | 0
WT_off | 0 | 0 | 0 | 0 | 0 | 0
PseudoUnit | 0 | 0 | 0 | 0 | 0 | 0
FixedInterchange | 0 | 0 | 0 | 0 | 0 | 0
Total Costs by Reporting Type: SP15
ReportingType | 2015 | 2020 | 2025 | 2030 | 2035 | 2040
BM | 6.8 | 6.8 | 6.8 | 6.8 | 6.8 | 6.04
CC | 4136.41 | 5324.06 | 5452.03 | 5461.96 | 3430.31 | 3787.22
CSP | 0 | 0 | 0 | 0 | 0 | 0
CT | 0 | 0 | 0 | 0 | 0 | 0
Coal | 82.28 | 55.13 | 2.92 | 0 | 0 | 0
Geo | 756.54 | 756.54 | 756.54 | 328.75 | 328.75 | 328.75
H | 16.57 | 16.57 | 16.57 | 16.57 | 16.57 | 16.57
LFG | 222.66 | 222.66 | 222.66 | 222.43 | 94.59 | 94.59
Nuc | 508.22 | 539.82 | 519.92 | 522.86 | 522.86 | 819.16
PS | 34.19 | 34.19 | 34.19 | 34.19 | 34.19 | 34.19
PV | 3.49 | 3.49 | 3.49 | 3.49 | 1.87 | 1.87
PeakG | 76.73 | 114.45 | 139.97 | 137.83 | 118.49 | 137.59
PeakO | 1.47 | 1.91 | 0 | 0 | 0 | 0
ST | 220.08 | 220.08 | 220.08 | 220.08 | 4106.57 | 4106.57
STOG | 263.01 | 210.55 | 0 | 0 | 0 | 0
STWD | 68.43 | 69.39 | 61.84 | 68.5 | 68.5 | 36.34
WT | 264.36 | 264.36 | 2387.42 | 4058.68 | 3865.41 | 3865.41
IGCC | 0 | 0 | 0 | 0 | 0 | 0
DemandResponse | 0 | 0 | 0 | 0 | 0 | 0
IGCC-CCS | 0 | 0 | 0 | 0 | 0 | 0
WT_off | 0 | 0 | 0 | 0 | 0 | 0
PseudoUnit | 0 | 0 | 0 | 0 | 0 | 0
FixedInterchange | 0 | 0 | 0 | 0 | 0 | 0
Total Costs by Reporting Type: ALB
ReportingType | 2015 | 2020 | 2025 | 2030 | 2035 | 2040
BM | 0 | 0 | 0 | 0 | 0 | 0
CC | 937.48 | 1125.1 | 1379.92 | 63.55 | 13.66 | 0
CSP | 0 | 0 | 0 | 0 | 0 | 0
CT | 18.05 | 18.05 | 18.05 | 18.05 | 0 | 0
Coal | 2152.26 | 2681.66 | 3732.68 | 162.31 | 162.31 | 163.3
Geo | 0 | 0 | 0 | 0 | 0 | 0
H | 12.99 | 12.99 | 12.99 | 12.99 | 12.99 | 12.99
LFG | 1.21 | 1.21 | 1.21 | 1.21 | 1.21 | 1.21
Nuc | 0.01 | 0.01 | 0.02 | 6130.99 | 6346.24 | 6487.38
PS | 0 | 0 | 0 | 0 | 0 | 0
PV | 0 | 0 | 0 | 0 | 0 | 0
PeakG | 18.81 | 9.97 | 0 | 0 | 0 | 0
PeakO | 0 | 0 | 0 | 0 | 0 | 0
ST | 0 | 0 | 0 | 0 | 0 | 0
STOG | 0 | 0 | 0 | 0 | 0 | 0
STWD | 5.86 | 46.61 | 93.47 | 93.47 | 93.47 | 93.47
WT | 25.5 | 25.5 | 25.5 | 25.5 | 22.96 | 22.96
IGCC | 0 | 0 | 0 | 0 | 0 | 0
DemandResponse | 0 | 0 | 0 | 0 | 0 | 0
IGCC-CCS | 0 | 0 | 0 | 0 | 0 | 0
WT_off | 0 | 0 | 0 | 0 | 0 | 0
PseudoUnit | 0 | 0 | 0 | 0 | 0 | 0
FixedInterchange | 0 | 0 | 0 | 0 | 0 | 0
Total Costs by Reporting Type: BC
ReportingType | 2015 | 2020 | 2025 | 2030 | 2035 | 2040
BM | 0 | 0 | 0 | 0 | 0 | 0
CC | 423.45 | 487.12 | 577.13 | 632.29 | 99.27 | 0
CSP | 0 | 0 | 0 | 0 | 0 | 0
CT | 0 | 0 | 0 | 0 | 0 | 0
Coal | 0 | 0 | 0 | 0 | 0 | 0
Geo | 0 | 0 | 0 | 0 | 0 | 0
H | 173.22 | 173.22 | 173.22 | 173.22 | 173.22 | 173.22
LFG | 2.9 | 2.9 | 2.9 | 2.9 | 2.9 | 2.9
Nuc | 0.01 | 0.01 | 0.01 | 0.08 | 0.08 | 0.04
PS | 0 | 0 | 0 | 0 | 0 | 0
PV | 0 | 0 | 0 | 0 | 0 | 0
PeakG | 0 | 0 | 0 | 0 | 0 | 0
PeakO | 0 | 0 | 0 | 0 | 0 | 0
ST | 0 | 0 | 0 | 0 | 0 | 0
STOG | 0 | 0 | 0 | 0 | 0 | 0
STWD | 16.34 | 107.54 | 296.27 | 296.27 | 296.27 | 296.27
WT | 48.22 | 48.22 | 48.22 | 48.22 | 7.54 | 7.54
IGCC | 0 | 0 | 0 | 0 | 0 | 0
DemandResponse | 0 | 0 | 0 | 0 | 0 | 0
IGCC-CCS | 0 | 0 | 0 | 0 | 0 | 0
WT_off | 0 | 0 | 0 | 0 | 0 | 0
PseudoUnit | 0 | 0 | 0 | 0 | 0 | 0
FixedInterchange | 0 | 0 | 0 | 0 | 0 | 0
Total Costs by Reporting Type: HQ_IESO
ReportingType | 2015 | 2020 | 2025 | 2030 | 2035 | 2040
BM | 0 | 0 | 0 | 0 | 0 | 0
CC | 0 | 0 | 0 | 0 | 0 | 0
CSP | 0 | 0 | 0 | 0 | 0 | 0
CT | 0 | 0 | 0 | 0 | 0 | 0
Coal | 0 | 0 | 0 | 0 | 0 | 0
Geo | 0 | 0 | 0 | 0 | 0 | 0
H | 0 | 0 | 0 | 0 | 0 | 0
LFG | 0 | 0 | 0 | 0 | 0 | 0
Nuc | 0.01 | 0.01 | 0.01 | 0.01 | 0.01 | 0.01
PS | 0 | 0 | 0 | 0 | 0 | 0
PV | 0 | 0 | 0 | 0 | 0 | 0
PeakG | 0 | 0 | 0 | 0 | 0 | 0
PeakO | 0 | 0 | 0 | 0 | 0 | 0
ST | 0 | 0 | 0 | 0 | 0 | 0
STOG | 0 | 0 | 0 | 0 | 0 | 0
STWD | 0 | 0 | 0 | 0 | 0 | 0
WT | 0 | 0 | 0 | 0 | 0 | 0
IGCC | 0 | 0 | 0 | 0 | 0 | 0
DemandResponse | 0 | 0 | 0 | 0 | 0 | 0
IGCC-CCS | 0 | 0 | 0 | 0 | 0 | 0
WT_off | 0 | 0 | 0 | 0 | 0 | 0
PseudoUnit | 0 | 0 | 0 | 638.18 | 715.6 | 715.6
FixedInterchange | 0 | 0 | 0 | 0 | 0 | 0
Total Costs by Reporting Type: HQ_NEISO
ReportingType | 2015 | 2020 | 2025 | 2030 | 2035 | 2040
BM | 0 | 0 | 0 | 0 | 0 | 0
CC | 0 | 0 | 0 | 0 | 0 | 0
CSP | 0 | 0 | 0 | 0 | 0 | 0
CT | 0 | 0 | 0 | 0 | 0 | 0
Coal | 0 | 0 | 0 | 0 | 0 | 0
Geo | 0 | 0 | 0 | 0 | 0 | 0
H | 0 | 0 | 0 | 0 | 0 | 0
LFG | 0 | 0 | 0 | 0 | 0 | 0
Nuc | 0.01 | 0.01 | 0.01 | 0.01 | 0.08 | 0.04
PS | 0 | 0 | 0 | 0 | 0 | 0
PV | 0 | 0 | 0 | 0 | 0 | 0
PeakG | 0 | 0 | 0 | 0 | 0 | 0
PeakO | 0 | 0 | 0 | 0 | 0 | 0
ST | 0 | 0 | 0 | 0 | 0 | 0
STOG | 0 | 0 | 0 | 0 | 0 | 0
STWD | 0 | 0 | 0 | 0 | 0 | 0
WT | 0 | 0 | 0 | 0 | 0 | 0
IGCC | 0 | 0 | 0 | 0 | 0 | 0
DemandResponse | 0 | 0 | 0 | 0 | 0 | 0
IGCC-CCS | 0 | 0 | 0 | 0 | 0 | 0
WT_off | 0 | 0 | 0 | 0 | 0 | 0
PseudoUnit | 0 | 0 | 0 | 219.55 | 420.95 | 420.95
FixedInterchange | 0 | 0 | 0 | 0 | 0 | 0
Total Costs by Reporting Type: HQ_NY
ReportingType | 2015 | 2020 | 2025 | 2030 | 2035 | 2040
BM | 0 | 0 | 0 | 0 | 0 | 0
CC | 0 | 0 | 0 | 0 | 0 | 0
CSP | 0 | 0 | 0 | 0 | 0 | 0
CT | 0 | 0 | 0 | 0 | 0 | 0
Coal | 0 | 0 | 0 | 0 | 0 | 0
Geo | 0 | 0 | 0 | 0 | 0 | 0
H | 0 | 0 | 0 | 0 | 0 | 0
LFG | 0 | 0 | 0 | 0 | 0 | 0
Nuc | 0.01 | 0.01 | 0.01 | 0.01 | 0.08 | 0.04
PS | 0 | 0 | 0 | 0 | 0 | 0
PV | 0 | 0 | 0 | 0 | 0 | 0
PeakG | 0 | 0 | 0 | 0 | 0 | 0
PeakO | 0 | 0 | 0 | 0 | 0 | 0
ST | 0 | 0 | 0 | 0 | 0 | 0
STOG | 0 | 0 | 0 | 0 | 0 | 0
STWD | 0 | 0 | 0 | 0 | 0 | 0
WT | 0 | 0 | 0 | 0 | 0 | 0
IGCC | 0 | 0 | 0 | 0 | 0 | 0
DemandResponse | 0 | 0 | 0 | 0 | 0 | 0
IGCC-CCS | 0 | 0 | 0 | 0 | 0 | 0
WT_off | 0 | 0 | 0 | 0 | 0 | 0
PseudoUnit | 0 | 0 | 897.42 | 897.42 | 897.42 | 897.42
FixedInterchange | 0 | 0 | 0 | 0 | 0 | 0
Total Costs by Reporting Type: MARITIMES
ReportingType | 2015 | 2020 | 2025 | 2030 | 2035 | 2040
BM | 0 | 0 | 0 | 0 | 0 | 0
CC | 0 | 0 | 0 | 0 | 0 | 0
CSP | 0 | 0 | 0 | 0 | 0 | 0
CT | 0 | 0 | 0 | 0 | 0 | 0
Coal | 0 | 0 | 0 | 0 | 0 | 0
Geo | 0 | 0 | 0 | 0 | 0 | 0
H | 0 | 0 | 0 | 0 | 0 | 0
LFG | 0 | 0 | 0 | 0 | 0 | 0
Nuc | 0.01 | 0.01 | 0.01 | 0.01 | 0.08 | 0.04
PS | 0 | 0 | 0 | 0 | 0 | 0
PV | 0 | 0 | 0 | 0 | 0 | 0
PeakG | 0 | 0 | 0 | 0 | 0 | 0
PeakO | 0 | 0 | 0 | 0 | 0 | 0
ST | 0 | 0 | 0 | 0 | 0 | 0
STOG | 0 | 0 | 0 | 0 | 0 | 0
STWD | 0 | 0 | 0 | 0 | 0 | 0
WT | 0 | 0 | 0 | 0 | 0 | 0
IGCC | 0 | 0 | 0 | 0 | 0 | 0
DemandResponse | 0 | 0 | 0 | 0 | 0 | 0
IGCC-CCS | 0 | 0 | 0 | 0 | 0 | 0
WT_off | 0 | 0 | 0 | 0 | 0 | 0
PseudoUnit | 0 | 0 | 0 | 148.57 | 189.29 | 189.29
FixedInterchange | 0 | 0 | 0 | 0 | 0 | 0
Total Costs by Reporting Type: All
ReportingType | 2015 | 2020 | 2025 | 2030 | 2035 | 2040
BM | 838.33 | 1037.91 | 1334.76 | 1477.12 | 1661.4 | 7332.44
CC | 98110.08 | 121924.44 | 120354.27 | 92906.62 | 82639.79 | 47880.99
CSP | 0 | 0 | 0 | 0 | 0 | 0
CT | 644.98 | 856.68 | 917.36 | 618.47 | 34.68 | 3.2
Coal | 76606.17 | 39778.66 | 12013.45 | 7388.2 | 7532.16 | 7572.55
Geo | 1245.62 | 1245.62 | 3106.74 | 2465.16 | 2440.28 | 2440.28
H | 1511 | 2002.28 | 3047.15 | 3271.03 | 3489.68 | 3489.68
LFG | 1208.72 | 1208.72 | 1898.43 | 2123.39 | 1661.44 | 1661.47
Nuc | 27257.77 | 31456.47 | 32545.32 | 68616.05 | 99710.16 | 141957.61
PS | 517.25 | 517.25 | 517.25 | 517.25 | 517.25 | 517.25
PV | 1012.28 | 1392.76 | 1678.77 | 1706.28 | 718.52 | 355.45
PeakG | 2295.91 | 4139.12 | 4198.25 | 2777.74 | 2723.93 | 1799.77
PeakO | 511.22 | 611.12 | 427.65 | 144.96 | 79.05 | 60.99
ST | 461.63 | 644.35 | 718.57 | 3770.2 | 7651.71 | 7641.2
STOG | 2776.93 | 2821.4 | 415.02 | 77.23 | 44.11 | 19
STWD | 727.65 | 1229.11 | 1612.26 | 2007.79 | 2872.96 | 1817.32
WT | 10470.89 | 41225.14 | 69412.73 | 87243.68 | 87667.09 | 61062.8
IGCC | 464.45 | 501.62 | 320.3 | 251.81 | 245.49 | 245.49
DemandResponse | 0 | 0 | 87.58 | 93.89 | 99.82 | 167.86
IGCC-CCS | 0 | 0 | 0 | 0 | 0 | 0
WT_off | 308.22 | 308.22 | 907.28 | 907.28 | 624.04 | 624.04
PseudoUnit | 0 | 0 | 897.42 | 1903.72 | 2223.26 | 2223.26
FixedInterchange | 0 | 0 | 0 | 0 | 0 | 0
Total Costs by Reporting Type: EI_US
ReportingType | 2015 | 2020 | 2025 | 2030 | 2035 | 2040
BM | 553.54 | 736.96 | 1036.74 | 1108.65 | 1232.77 | 5215.83
CC | 68459.04 | 86968.48 | 86771.82 | 66701.52 | 62690.95 | 33797.64
CSP | 0 | 0 | 0 | 0 | 0 | 0
CT | 438.89 | 642.63 | 691.18 | 397.38 | 34.68 | 3.2
Coal | 61510.59 | 26765.57 | 6377.92 | 5238.41 | 5525.02 | 5715.72
Geo | 3.95 | 3.95 | 3.95 | 3.95 | 3.95 | 3.95
H | 419.29 | 702.52 | 1192.24 | 1201.53 | 1202.56 | 1202.56
LFG | 669.84 | 669.84 | 1201.08 | 1426.04 | 1264.18 | 1264.21
Nuc | 21188.81 | 25019.37 | 26044.51 | 47661.57 | 70474.12 | 107660.81
PS | 401.94 | 401.94 | 401.94 | 401.94 | 401.94 | 401.94
PV | 403.97 | 784.45 | 1070.47 | 1097.98 | 712.34 | 349.27
PeakG | 1938.49 | 3636.56 | 3749.16 | 2351.38 | 2455.62 | 1510.61
PeakO | 497.77 | 594.27 | 427.63 | 144.96 | 79.05 | 60.99
ST | 0 | 0 | 0 | 0 | 0 | 0
STOG | 1388.55 | 1606.01 | 415.02 | 77.23 | 44.11 | 19
STWD | 375.63 | 694.18 | 680.42 | 935.03 | 1732.39 | 1075.56
WT | 6392.47 | 32505.03 | 50678.49 | 66806.44 | 70233.57 | 47234.71
IGCC | 464.45 | 501.62 | 320.3 | 251.81 | 245.49 | 245.49
DemandResponse | 0 | 0 | 35.91 | 36.02 | 36.15 | 138.34
IGCC-CCS | 0 | 0 | 0 | 0 | 0 | 0
WT_off | 308.22 | 308.22 | 907.28 | 907.28 | 624.04 | 624.04
PseudoUnit | 0 | 0 | 897.42 | 1265.54 | 1507.66 | 1507.66
FixedInterchange | 0 | 0 | 0 | 0 | 0 | 0
Total Costs by Reporting Type: EI_Canada
ReportingType | 2015 | 2020 | 2025 | 2030 | 2035 | 2040
BM | 177.6 | 178.55 | 179.72 | 177.82 | 236.44 | 182.27
CC | 1109.76 | 1235.55 | 536.65 | 258.09 | 255.23 | 30.64
CSP | 0 | 0 | 0 | 0 | 0 | 0
CT | 47.24 | 45.31 | 45.54 | 44.26 | 0 | 0
Coal | 72.33 | 0 | 0 | 0 | 0 | 0
Geo | 0 | 0 | 0 | 0 | 0 | 0
H | 216.06 | 424.11 | 979.26 | 1193.85 | 1296.26 | 1296.26
LFG | 19.32 | 19.32 | 19.32 | 19.55 | 14.43 | 14.43
Nuc | 2990.32 | 3007.75 | 3062.22 | 3080.31 | 2836.63 | 3030.72
PS | 2.92 | 2.92 | 2.92 | 2.92 | 2.92 | 2.92
PV | 558.01 | 558.01 | 558.01 | 558.01 | 0.44 | 0.44
PeakG | 14.46 | 15.89 | 0 | 0 | 0 | 0
PeakO | 0.09 | 0 | 0 | 0 | 0 | 0
ST | 0 | 0 | 0 | 0 | 0 | 0
STOG | 6.49 | 0 | 0 | 0 | 0 | 0
STWD | 5.44 | 6.33 | 6.33 | 6.33 | 74.15 | 7.45
WT | 868.55 | 868.55 | 868.55 | 868.55 | 112.43 | 112.43
IGCC | 0 | 0 | 0 | 0 | 0 | 0
DemandResponse | 0 | 0 | 0 | 0 | 0 | 0
IGCC-CCS | 0 | 0 | 0 | 0 | 0 | 0
WT_off | 0 | 0 | 0 | 0 | 0 | 0
PseudoUnit | 0 | 0 | 0 | 638.18 | 715.6 | 715.6
FixedInterchange | 0 | 0 | 0 | 0 | 0 | 0
Total Costs by Reporting Type: EI
ReportingType | 2015 | 2020 | 2025 | 2030 | 2035 | 2040
BM | 731.14 | 915.51 | 1216.45 | 1286.47 | 1469.22 | 5398.1
CC | 69568.8 | 88204.03 | 87308.47 | 66959.62 | 62946.18 | 33828.29
CSP | 0 | 0 | 0 | 0 | 0 | 0
CT | 486.13 | 687.94 | 736.72 | 441.64 | 34.68 | 3.2
Coal | 61582.92 | 26765.57 | 6377.92 | 5238.41 | 5525.02 | 5715.72
Geo | 3.95 | 3.95 | 3.95 | 3.95 | 3.95 | 3.95
H | 635.35 | 1126.63 | 2171.5 | 2395.38 | 2498.82 | 2498.82
LFG | 689.16 | 689.16 | 1220.4 | 1445.59 | 1278.61 | 1278.64
Nuc | 24179.13 | 28027.11 | 29106.73 | 50741.87 | 73310.75 | 110691.54
PS | 404.86 | 404.86 | 404.86 | 404.86 | 404.86 | 404.86
PV | 961.98 | 1342.46 | 1628.47 | 1655.98 | 712.78 | 349.71
PeakG | 1952.95 | 3652.45 | 3749.16 | 2351.38 | 2455.62 | 1510.61
PeakO | 497.86 | 594.27 | 427.63 | 144.96 | 79.05 | 60.99
ST | 0 | 0 | 0 | 0 | 0 | 0
STOG | 1395.04 | 1606.01 | 415.02 | 77.23 | 44.11 | 19
STWD | 381.07 | 700.51 | 686.75 | 941.37 | 1806.54 | 1083.01
WT | 7261.03 | 33373.59 | 51547.04 | 67675 | 70346 | 47347.15
IGCC | 464.45 | 501.62 | 320.3 | 251.81 | 245.49 | 245.49
DemandResponse | 0 | 0 | 35.91 | 36.02 | 36.15 | 138.34
IGCC-CCS | 0 | 0 | 0 | 0 | 0 | 0
WT_off | 308.22 | 308.22 | 907.28 | 907.28 | 624.04 | 624.04
PseudoUnit | 0 | 0 | 897.42 | 1903.72 | 2223.26 | 2223.26
FixedInterchange | 0 | 0 | 0 | 0 | 0 | 0
Total Costs by Reporting Type: Outside_EI
ReportingType | 2015 | 2020 | 2025 | 2030 | 2035 | 2040
BM | 107.19 | 122.41 | 118.3 | 190.65 | 192.18 | 1934.34
CC | 28541.28 | 33720.41 | 33045.8 | 25947 | 19693.61 | 14052.7
CSP | 0 | 0 | 0 | 0 | 0 | 0
CT | 158.85 | 168.74 | 180.64 | 176.83 | 0 | 0
Coal | 15023.25 | 13013.09 | 5635.53 | 2149.79 | 2007.14 | 1856.83
Geo | 1241.66 | 1241.66 | 3102.79 | 2461.2 | 2436.32 | 2436.32
H | 875.65 | 875.65 | 875.65 | 875.65 | 990.86 | 990.86
LFG | 519.56 | 519.56 | 678.03 | 677.8 | 382.83 | 382.83
Nuc | 3078.63 | 3429.35 | 3438.59 | 17874.18 | 26399.41 | 31266.07
PS | 112.39 | 112.39 | 112.39 | 112.39 | 112.39 | 112.39
PV | 50.3 | 50.3 | 50.3 | 50.3 | 5.74 | 5.74
PeakG | 342.96 | 486.66 | 449.09 | 426.37 | 268.31 | 289.16
PeakO | 13.36 | 16.85 | 0.02 | 0 | 0 | 0
ST | 461.63 | 644.35 | 718.57 | 3770.2 | 7651.71 | 7641.2
STOG | 1381.89 | 1215.39 | 0 | 0 | 0 | 0
STWD | 346.57 | 528.6 | 925.51 | 1066.43 | 1066.43 | 734.31
WT | 3209.86 | 7851.55 | 17865.69 | 19568.69 | 17321.09 | 13715.65
IGCC | 0 | 0 | 0 | 0 | 0 | 0
DemandResponse | 0 | 0 | 51.67 | 57.87 | 63.67 | 29.52
IGCC-CCS | 0 | 0 | 0 | 0 | 0 | 0
WT_off | 0 | 0 | 0 | 0 | 0 | 0
PseudoUnit | 0 | 0 | 0 | 0 | 0 | 0
FixedInterchange | 0 | 0 | 0 | 0 | 0 | 0
#15 A | 0.01: RPS Generation Compliance Payments ($)
RPS Program | 2015 | 2020 | 2025 | 2030 | 2035 | 2040
NEISO | 0 | 0 | 0 | 0 | 0 | 0
CA | 0 | 0 | 0 | 0 | 0 | 0
NWPP | 0 | 0 | 0 | 0 | 0 | 0
PJM | 0 | 234.36 | 0 | 0 | 0 | 0
US_EI | 0 | 0 | 0 | 0 | 0 | 0
US_WECC | 0 | 0 | 0 | 0 | 0 | 0
US_ERCOT | 0 | 0 | 0 | 0 | 0 | 0
PJM_Solar | 0 | 0 | 0 | 0 | 0 | 0
MA_Solar | 1.16 | 0 | 0 | 0 | 0 | 0
NH_Solar | 0.51 | 0 | 0 | 0 | 0 | 0
MRETS_Solar | 0 | 0 | 0 | 0 | 0 | 0
AZNMSNV | 0 | 0 | 0 | 0 | 0 | 0
AZNMSNV_Solar | 0 | 0 | 0 | 0 | 0 | 0
MRETS | 0 | 0 | 0 | 0 | 0 | 0
MI | 0 | 0 | 0 | 0 | 0 | 0
Ohio | 0 | 0 | 0 | 0 | 0 | 0
Ohio_Solar | 0 | 0 | 0 | 0 | 0 | 0
MOKSOKNE | 0 | 0 | 0 | 0 | 0 | 0
MO_Solar | 0 | 0 | 0 | 0 | 0 | 0
NC | 0 | 0 | 0 | 0 | 0 | 0
NC_Solar | 0 | 0 | 0 | 0 | 0 | 0
CO | 0 | 0 | 0 | 0 | 0 | 0
CO_Solar | 0 | 0 | 0 | 0 | 0 | 0
NY | 2.25 | 0 | 0 | 0 | 0 | 0
TX | 0 | 0 | 0 | 0 | 0 | 0
#15 B | 0.01: RPS Capacity Compliance Payments ($)
RPS Program | 2015 | 2020 | 2025 | 2030 | 2035 | 2040
NEISO | 0 | 0 | 0 | 0 | 0 | 0
CA | 0 | 0 | 0 | 0 | 0 | 0
NWPP | 0 | 0 | 0 | 0 | 0 | 0
PJM | 0 | 0 | 0 | 0 | 0 | 0
US_EI | 0 | 0 | 0 | 0 | 0 | 0
US_WECC | 0 | 0 | 0 | 0 | 0 | 0
US_ERCOT | 0 | 0 | 0 | 0 | 0 | 0
PJM_Solar | 0 | 0 | 0 | 0 | 0 | 0
MA_Solar | 0 | 0 | 0 | 0 | 0 | 0
NH_Solar | 0 | 0 | 0 | 0 | 0 | 0
MRETS_Solar | 0 | 0 | 0 | 0 | 0 | 0
AZNMSNV | 0 | 0 | 0 | 0 | 0 | 0
AZNMSNV_Solar | 0 | 0 | 0 | 0 | 0 | 0
MRETS | 0 | 0 | 0 | 0 | 0 | 0
MI | 0 | 0 | 0 | 0 | 0 | 0
Ohio | 0 | 0 | 0 | 0 | 0 | 0
Ohio_Solar | 0 | 0 | 0 | 0 | 0 | 0
MOKSOKNE | 0 | 0 | 0 | 0 | 0 | 0
MO_Solar | 0 | 0 | 0 | 0 | 0 | 0
NC | 0 | 0 | 0 | 0 | 0 | 0
NC_Solar | 0 | 0 | 0 | 0 | 0 | 0
CO | 0 | 0 | 0 | 0 | 0 | 0
CO_Solar | 0 | 0 | 0 | 0 | 0 | 0
NY | 0 | 0 | 0 | 0 | 0 | 0
TX | 0 | 0 | 0 | 0 | 0 | 0
#16a | 0.01: Transmission Costs ($million) [excludes shadow cost]
Transmission Costs: Entergy
Cost | 2015 | 2020 | 2025 | 2030 | 2035 | 2040
a. Wheel Share | 5.09 | 83.51 | 92.36 | 117.61 | 122.69 | 145.51
b. Friction Share | 7.38 | 128.13 | 141.8 | 167.24 | 169.31 | 188.28
Transmission Costs: FRCC
Cost | 2015 | 2020 | 2025 | 2030 | 2035 | 2040
a. Wheel Share | 1.97 | 2.33 | 1.21 | 1.17 | 3.65 | 29.82
b. Friction Share | 1.97 | 2.33 | 1.21 | 1.93 | 3.88 | 32.28
Transmission Costs: MAPP_US
Cost | 2015 | 2020 | 2025 | 2030 | 2035 | 2040
a. Wheel Share | 2.15 | 17.97 | 34.25 | 37.91 | 37.27 | 40.44
b. Friction Share | 1.71 | 14.89 | 26.49 | 29.41 | 29.04 | 34.54
Transmission Costs: MISO_IN
Cost | 2015 | 2020 | 2025 | 2030 | 2035 | 2040
a. Wheel Share | 1.74 | 7.8 | 42.65 | 54.51 | 23.3 | 24.58
b. Friction Share | 2.32 | 11.4 | 26.29 | 39.85 | 21.69 | 21.1
Transmission Costs: MISO_MI
Cost | 2015 | 2020 | 2025 | 2030 | 2035 | 2040
a. Wheel Share | 14.35 | 20.93 | 21.59 | 26.64 | 26.29 | 19.84
b. Friction Share | 36.31 | 57.23 | 58.97 | 75.07 | 72.7 | 57.52
Transmission Costs: MISO_MO-IL
Cost | 2015 | 2020 | 2025 | 2030 | 2035 | 2040
a. Wheel Share | 0.98 | 22.92 | 36.75 | 83.81 | 103.18 | 107.94
b. Friction Share | 2.15 | 35.48 | 44.55 | 69.19 | 93.92 | 95.46
Transmission Costs: MISO_W
Cost | 2015 | 2020 | 2025 | 2030 | 2035 | 2040
a. Wheel Share | 1.97 | 43.76 | 52.82 | 58.22 | 60.14 | 60.56
b. Friction Share | 4.46 | 89.4 | 210.04 | 225.39 | 231.26 | 219.19
Transmission Costs: MISO_WUMS
Cost | 2015 | 2020 | 2025 | 2030 | 2035 | 2040
a. Wheel Share | 0 | 0 | 0 | 0 | 0 | 0
b. Friction Share | 6.41 | 4.66 | 10.37 | 10.97 | 10.29 | 6.25
Transmission Costs: Nebraska
Cost | 2015 | 2020 | 2025 | 2030 | 2035 | 2040
a. Wheel Share | 2.06 | 27.64 | 25.13 | 27.6 | 29 | 33.7
b. Friction Share | 2.02 | 41.53 | 37.69 | 41.4 | 43.43 | 50.1
Transmission Costs: NEISO
Cost | 2015 | 2020 | 2025 | 2030 | 2035 | 2040
a. Wheel Share | 0 | 0 | 0 | 0 | 0 | 0
b. Friction Share | 3.58 | 5.66 | 9.87 | 15.41 | 19.99 | 17.12
Transmission Costs: NonRTO_Midwest
Cost | 2015 | 2020 | 2025 | 2030 | 2035 | 2040
a. Wheel Share | 1.78 | 7.88 | 42.68 | 54.84 | 24.16 | 35.15
b. Friction Share | 1.09 | 4.78 | 25.65 | 33.26 | 15.42 | 29.78
Transmission Costs: NYISO_A-F
Cost | 2015 | 2020 | 2025 | 2030 | 2035 | 2040
a. Wheel Share | 18.76 | 21.44 | 19.42 | 30.43 | 38.12 | 33.53
b. Friction Share | 46 | 47.95 | 39.61 | 55.89 | 61.68 | 56.7
Transmission Costs: NYISO_G-I
Cost | 2015 | 2020 | 2025 | 2030 | 2035 | 2040
a. Wheel Share | 0.46 | 4.83 | 4.62 | 2.86 | 3.77 | 17.98
b. Friction Share | 1.47 | 4.57 | 5.32 | 6.63 | 8.56 | 17.07
Transmission Costs: NYISO_J-K
Cost | 2015 | 2020 | 2025 | 2030 | 2035 | 2040
a. Wheel Share | 0.09 | 0.81 | 0.86 | 0.42 | 0.46 | 3
b. Friction Share | 2.34 | 4.15 | 6.65 | 11.16 | 13.34 | 11.07
Transmission Costs: PJM_E
Cost | 2015 | 2020 | 2025 | 2030 | 2035 | 2040
a. Wheel Share | 0.54 | 5.64 | 5.49 | 3.29 | 4.24 | 20.98
b. Friction Share | 0.37 | 3.52 | 3.46 | 2.07 | 2.84 | 14.39
Transmission Costs: PJM_ROM
Cost | 2015 | 2020 | 2025 | 2030 | 2035 | 2040
a. Wheel Share | 0.94 | 3.57 | 5.88 | 10.95 | 18.64 | 17.61
b. Friction Share | 0.96 | 2.48 | 3.89 | 6.97 | 11.56 | 13.24
Transmission Costs: PJM_ROR
Cost | 2015 | 2020 | 2025 | 2030 | 2035 | 2040
a. Wheel Share | 19.31 | 26.97 | 47.12 | 34.31 | 11.92 | 17.41
b. Friction Share | 30.77 | 78.66 | 214.57 | 226.96 | 213.34 | 201.99
Transmission Costs: SOCO
Cost | 2015 | 2020 | 2025 | 2030 | 2035 | 2040
a. Wheel Share | 7.43 | 20.56 | 19.76 | 23.33 | 13.68 | 46.53
b. Friction Share | 11.28 | 29.35 | 30.2 | 40.46 | 22.2 | 59.74
Transmission Costs: SPP_N
Cost | 2015 | 2020 | 2025 | 2030 | 2035 | 2040
a. Wheel Share | 1.04 | 75.99 | 79.64 | 72.71 | 93.46 | 96.71
b. Friction Share | 1.17 | 114.12 | 119.32 | 108.69 | 140.3 | 143.6
Transmission Costs: SPP_S
Cost | 2015 | 2020 | 2025 | 2030 | 2035 | 2040
a. Wheel Share | 0.82 | 21.64 | 25.98 | 30.42 | 35.42 | 35.56
b. Friction Share | 1.39 | 32.56 | 39.13 | 45.77 | 53.26 | 53.44
Transmission Costs: TVA
Cost | 2015 | 2020 | 2025 | 2030 | 2035 | 2040
a. Wheel Share | 1.26 | 1.55 | 0.13 | 0.07 | 0.05 | 1.53
b. Friction Share | 1.58 | 1.96 | 0.28 | 0.3 | 0.24 | 2.04
Transmission Costs: TVA_Transmission
Cost | 2015 | 2020 | 2025 | 2030 | 2035 | 2040
a. Wheel Share | 2.5 | 21.23 | 42.72 | 75.79 | 72.85 | 87.14
b. Friction Share | 2.52 | 26.45 | 42.15 | 58.36 | 58.32 | 82.8
Transmission Costs: VACAR
Cost | 2015 | 2020 | 2025 | 2030 | 2035 | 2040
a. Wheel Share | 17.73 | 24.33 | 28.83 | 26.39 | 10.8 | 13.47
b. Friction Share | 18.84 | 24.74 | 29.06 | 31.46 | 22.16 | 25.42
Transmission Costs: IESO
Cost | 2015 | 2020 | 2025 | 2030 | 2035 | 2040
a. Wheel Share | 33.54 | 42.44 | 37.26 | 51.49 | 52.61 | 42
b. Friction Share | 83.85 | 106.11 | 91.61 | 123.06 | 122.14 | 94.43
Transmission Costs: MAPP_CA
Cost | 2015 | 2020 | 2025 | 2030 | 2035 | 2040
a. Wheel Share | 0.85 | 3.38 | 2.34 | 5.2 | 7.32 | 6.92
b. Friction Share | 2.04 | 6.68 | 2.34 | 5.88 | 6.7 | 4.65
Transmission Costs: AZ_NM_SNV_Coal
Cost | 2015 | 2020 | 2025 | 2030 | 2035 | 2040
a. Wheel Share | 21.04 | 25.31 | 18.79 | 2.46 | 11.75 | 11.42
b. Friction Share | 35.56 | 42.82 | 32.17 | 4.91 | 20.41 | 19.89
Transmission Costs: AZ_NM_SNV_Gas
Cost | 2015 | 2020 | 2025 | 2030 | 2035 | 2040
a. Wheel Share | 6.94 | 5.44 | 6.86 | 3.81 | 1.07 | 0
b. Friction Share | 11.83 | 9.43 | 11.86 | 6.5 | 1.84 | 0.04
Transmission Costs: AZ_NM_SNV_NucRenew
Cost | 2015 | 2020 | 2025 | 2030 | 2035 | 2040
a. Wheel Share | 17.51 | 17.36 | 18.95 | 22.99 | 37.74 | 44.89
b. Friction Share | 29.4 | 29.2 | 32 | 38.96 | 63.67 | 75.62
Transmission Costs: ERCOT
Cost | 2015 | 2020 | 2025 | 2030 | 2035 | 2040
a. Wheel Share | 0.24 | 5.06 | 4.57 | 3.95 | 6.07 | 5.69
b. Friction Share | 0.36 | 7.59 | 6.95 | 5.93 | 9.14 | 8.55
Transmission Costs: NP15
Cost | 2015 | 2020 | 2025 | 2030 | 2035 | 2040
a. Wheel Share | 1.66 | 1.46 | 3.97 | 1.22 | 2.34 | 1.93
b. Friction Share | 2.86 | 2.52 | 6.72 | 2.12 | 3.95 | 3.26
Transmission Costs: NWPP_Coal
Cost | 2015 | 2020 | 2025 | 2030 | 2035 | 2040
a. Wheel Share | 28.4 | 34.2 | 38.45 | 11.35 | 33.7 | 49.26
b. Friction Share | 48.61 | 58.29 | 65.43 | 20.36 | 57.6 | 83.54
Transmission Costs: NWPP_Gas
Cost | 2015 | 2020 | 2025 | 2030 | 2035 | 2040
a. Wheel Share | 0 | 0 | 0 | 0 | 0 | 0
b. Friction Share | 0.3 | 0.32 | 0.32 | 0.03 | 0.01 | 0.01
Transmission Costs: NWPP_NucRenew
Cost | 2015 | 2020 | 2025 | 2030 | 2035 | 2040
a. Wheel Share | 0 | 0 | 0 | 0 | 0 | 0
b. Friction Share | 0.97 | 0.97 | 1.02 | 1.41 | 1.41 | 1.42
Transmission Costs: RMPA
Cost | 2015 | 2020 | 2025 | 2030 | 2035 | 2040
a. Wheel Share | 1.08 | 9.1 | 15.31 | 13.91 | 17.4 | 19.12
b. Friction Share | 1.77 | 13.35 | 20.83 | 17.93 | 24.12 | 27.03
Transmission Costs: SP15
Cost | 2015 | 2020 | 2025 | 2030 | 2035 | 2040
a. Wheel Share | 68.86 | 66.5 | 34.65 | 31.54 | 50.52 | 64.06
b. Friction Share | 114.85 | 110.91 | 57.86 | 52.65 | 84.26 | 106.8
Transmission Costs: ALB
Cost | 2015 | 2020 | 2025 | 2030 | 2035 | 2040
a. Wheel Share | 2.23 | 1.55 | 2 | 2.99 | 3.02 | 9.9
b. Friction Share | 3.71 | 2.58 | 3.34 | 4.98 | 5.04 | 16.5
Transmission Costs: BC
Cost | 2015 | 2020 | 2025 | 2030 | 2035 | 2040
a. Wheel Share | 3.48 | 1.67 | 3.7 | 3.17 | 11.87 | 25.56
b. Friction Share | 5.81 | 2.78 | 6.16 | 5.28 | 19.78 | 42.6
Transmission Costs: HQ_IESO
Cost | 2015 | 2020 | 2025 | 2030 | 2035 | 2040
a. Wheel Share | 0 | 0 | 0 | 0 | 0 | 0
b. Friction Share | 0.01 | 0.01 | 0.01 | 0.07 | 0.08 | 0.08
Transmission Costs: HQ_NEISO
Cost | 2015 | 2020 | 2025 | 2030 | 2035 | 2040
a. Wheel Share | 0 | 0 | 0 | 0 | 0 | 0
b. Friction Share | 0.11 | 0.11 | 0.11 | 0.13 | 0.15 | 0.15
Transmission Costs: HQ_NY
Cost | 2015 | 2020 | 2025 | 2030 | 2035 | 2040
a. Wheel Share | 0 | 0 | 0 | 0 | 0 | 0
b. Friction Share | 0.03 | 0.03 | 0.12 | 0.12 | 0.12 | 0.12
Transmission Costs: MARITIMES
Cost | 2015 | 2020 | 2025 | 2030 | 2035 | 2040
a. Wheel Share | 0 | 0 | 0 | 0 | 0 | 0
b. Friction Share | 0.05 | 0.05 | 0.05 | 0.06 | 0.07 | 0.07
Transmission Costs: All
Cost | 2015 | 2020 | 2025 | 2030 | 2035 | 2040
a. Wheel Share | 288.8 | 676.77 | 816.75 | 927.36 | 968.49 | 1169.75
b. Friction Share | 530.22 | 1159.76 | 1465.48 | 1594.23 | 1739.23 | 1917.85
Transmission Costs: EI_US
Cost | 2015 | 2020 | 2025 | 2030 | 2035 | 2040
a. Wheel Share | 102.97 | 463.31 | 629.91 | 773.29 | 733.08 | 888.99
b. Friction Share | 188.3 | 766.2 | 1126.85 | 1304.15 | 1319.07 | 1433.45
Transmission Costs: EI_Canada
Cost | 2015 | 2020 | 2025 | 2030 | 2035 | 2040
a. Wheel Share | 34.39 | 45.82 | 39.6 | 56.69 | 59.93 | 48.92
b. Friction Share | 85.9 | 112.8 | 93.96 | 129.02 | 128.92 | 99.16
Transmission Costs: EI
Cost | 2015 | 2020 | 2025 | 2030 | 2035 | 2040
a. Wheel Share | 137.36 | 509.13 | 669.5 | 829.98 | 793.01 | 937.91
b. Friction Share | 274.2 | 879 | 1220.81 | 1433.17 | 1447.99 | 1532.6
Transmission Costs: Outside_EI
Cost | 2015 | 2020 | 2025 | 2030 | 2035 | 2040
a. Wheel Share | 151.44 | 167.64 | 147.25 | 97.38 | 175.48 | 231.84
b. Friction Share | 256.02 | 280.76 | 244.67 | 161.06 | 291.23 | 385.25

## Capacity
#1 | New Build Capacity (MW)
New Build Capacity by Reporting Type: Entergy
ReportingType | 2015 | 2020 | 2025 | 2030 | 2035 | 2040
BM | 0 | 0 | 0 | 0 | 0 | 23.76
CC | 498.34 | 2236.22 | 0 | 0 | 0 | 0
CSP | 0 | 0 | 0 | 0 | 0 | 0
CT | 0 | 0 | 0 | 0 | 0 | 0
Coal | 720 | 0 | 0 | 0 | 0 | 0
Geo | 0 | 0 | 0 | 0 | 0 | 0
H | 0 | 0 | 0 | 0 | 0 | 0
LFG | 0 | 0 | 75.24 | 32.16 | 0 | 0
Nuc | 170 | 0 | 0 | 0 | 0 | 0
PS | 0 | 0 | 0 | 0 | 0 | 0
PV | 29.1 | 29.27 | 26.57 | 0 | 0 | 0
PeakG | 0 | 0 | 0 | 0 | 0 | 0
PeakO | 0 | 0 | 0 | 0 | 0 | 0
ST | 0 | 0 | 0 | 0 | 0 | 0
STOG | 0 | 0 | 0 | 0 | 0 | 0
STWD | 0 | 0 | 0 | 0 | 0 | 0
WT | 0 | 0 | 0 | 0 | 0 | 0
IGCC | 0 | 0 | 0 | 0 | 0 | 0
DemandResponse | 0 | 0 | 0 | 0 | 0 | 0
IGCC-CCS | 0 | 0 | 0 | 0 | 0 | 0
WT_off | 0 | 0 | 0 | 0 | 0 | 0
PseudoUnit | 0 | 0 | 0 | 0 | 0 | 0
FixedInterchange | 0 | 0 | 0 | 0 | 0 | 0
New Build Capacity by Reporting Type: FRCC
ReportingType | 2015 | 2020 | 2025 | 2030 | 2035 | 2040
BM | 0 | 0 | 0 | 0 | 0 | 1116.6
CC | 10598.77 | 0 | 0 | 0 | 0 | 0
CSP | 0 | 0 | 0 | 0 | 0 | 0
CT | 2480 | 0 | 0 | 0 | 0 | 0
Coal | 0 | 0 | 0 | 0 | 0 | 0
Geo | 0 | 0 | 0 | 0 | 0 | 0
H | 0 | 0 | 0 | 0 | 0 | 0
LFG | 0 | 0 | 198 | 0 | 0 | 0
Nuc | 229.33 | 0 | 1549.66 | 16275.29 | 4589.01 | 2889.03
PS | 0 | 0 | 0 | 0 | 0 | 0
PV | 0 | 0 | 0 | 0 | 0 | 0
PeakG | 0 | 0 | 0 | 0 | 0 | 0
PeakO | 0 | 0 | 0 | 0 | 0 | 0
ST | 0 | 0 | 0 | 0 | 0 | 0
STOG | 0 | 0 | 0 | 0 | 0 | 0
STWD | 0 | 0 | 0 | 0 | 0 | 0
WT | 0 | 0 | 0 | 0 | 0 | 0
IGCC | 0 | 0 | 0 | 0 | 0 | 0
DemandResponse | 0 | 0 | 0 | 0 | 0 | 0
IGCC-CCS | 0 | 0 | 0 | 0 | 0 | 0
WT_off | 0 | 0 | 0 | 0 | 0 | 0
PseudoUnit | 0 | 0 | 0 | 0 | 0 | 0
FixedInterchange | 0 | 0 | 0 | 0 | 0 | 0
New Build Capacity by Reporting Type: MAPP_US
ReportingType | 2015 | 2020 | 2025 | 2030 | 2035 | 2040
BM | 0 | 0 | 0 | 0 | 0 | 0
CC | 0 | 0 | 0 | 0 | 0 | 0
CSP | 0 | 0 | 0 | 0 | 0 | 0
CT | 308.3 | 0 | 0 | 0 | 0 | 0
Coal | 0 | 0 | 0 | 0 | 0 | 0
Geo | 0 | 0 | 0 | 0 | 0 | 0
H | 0 | 0 | 0 | 0 | 0 | 0
LFG | 0 | 0 | 0 | 71.67 | 0 | 0
Nuc | 0 | 0 | 0 | 0 | 0 | 0
PS | 0 | 0 | 0 | 0 | 0 | 0
PV | 0 | 0 | 0 | 0 | 0 | 0
PeakG | 0 | 0 | 0 | 0 | 0 | 0
PeakO | 0 | 0 | 0 | 0 | 0 | 0
ST | 0 | 0 | 0 | 0 | 0 | 0
STOG | 0 | 0 | 0 | 0 | 0 | 0
STWD | 0 | 0 | 0 | 0 | 0 | 0
WT | 421.3 | 4429.13 | 2810.7 | 0 | 0 | 0
IGCC | 0 | 0 | 0 | 0 | 0 | 0
DemandResponse | 0 | 0 | 0 | 0 | 0 | 0
IGCC-CCS | 0 | 0 | 0 | 0 | 0 | 0
WT_off | 0 | 0 | 0 | 0 | 0 | 0
PseudoUnit | 0 | 0 | 0 | 0 | 0 | 0
FixedInterchange | 0 | 0 | 0 | 0 | 0 | 0
New Build Capacity by Reporting Type: MISO_IN
ReportingType | 2015 | 2020 | 2025 | 2030 | 2035 | 2040
BM | 0 | 0 | 0 | 0 | 0 | 0
CC | 3651.33 | 10830.61 | 0 | 0 | 0 | 0
CSP | 0 | 0 | 0 | 0 | 0 | 0
CT | 0 | 0 | 0 | 0 | 0 | 0
Coal | 0 | 0 | 0 | 0 | 0 | 0
Geo | 0 | 0 | 0 | 0 | 0 | 0
H | 0 | 0 | 0 | 0 | 0 | 0
LFG | 0 | 0 | 80.12 | 0 | 0 | 0
Nuc | 0 | 0 | 0 | 0 | 0 | 0
PS | 0 | 0 | 0 | 0 | 0 | 0
PV | 97.34 | 119.83 | 118.57 | 0 | 0 | 0
PeakG | 0 | 0 | 0 | 0 | 0 | 0
PeakO | 0 | 0 | 0 | 0 | 0 | 0
ST | 0 | 0 | 0 | 0 | 0 | 0
STOG | 0 | 0 | 0 | 0 | 0 | 0
STWD | 0 | 0 | 0 | 0 | 0 | 0
WT | 0 | 0 | 0 | 42637.75 | 0 | 0
IGCC | 618 | 0 | 0 | 0 | 0 | 0
DemandResponse | 0 | 0 | 0 | 0 | 0 | 0
IGCC-CCS | 0 | 0 | 0 | 0 | 0 | 0
WT_off | 0 | 0 | 0 | 0 | 0 | 0
PseudoUnit | 0 | 0 | 0 | 0 | 0 | 0
FixedInterchange | 0 | 0 | 0 | 0 | 0 | 0
New Build Capacity by Reporting Type: MISO_MI
ReportingType | 2015 | 2020 | 2025 | 2030 | 2035 | 2040
BM | 0 | 0 | 0 | 0 | 0 | 0
CC | 863.69 | 0 | 0 | 0 | 0 | 0
CSP | 0 | 0 | 0 | 0 | 0 | 0
CT | 0 | 0 | 0 | 0 | 0 | 0
Coal | 0 | 0 | 0 | 0 | 0 | 0
Geo | 0 | 0 | 0 | 0 | 0 | 0
H | 0 | 0 | 0 | 0 | 0 | 0
LFG | 160.25 | 0 | 0 | 0 | 0 | 0
Nuc | 0 | 0 | 0 | 0 | 0 | 1261.82
PS | 0 | 0 | 0 | 0 | 0 | 0
PV | 0 | 0 | 0 | 0 | 0 | 0
PeakG | 0 | 0 | 0 | 0 | 0 | 0
PeakO | 0 | 0 | 0 | 0 | 0 | 0
ST | 0 | 0 | 0 | 0 | 0 | 0
STOG | 0 | 0 | 0 | 0 | 0 | 0
STWD | 0 | 0 | 0 | 0 | 0 | 0
WT | 2000 | 30.56 | 569.44 | 0 | 0 | 0
IGCC | 0 | 0 | 0 | 0 | 0 | 0
DemandResponse | 0 | 0 | 0 | 0 | 0 | 0
IGCC-CCS | 0 | 0 | 0 | 0 | 0 | 0
WT_off | 0 | 0 | 0 | 0 | 0 | 0
PseudoUnit | 0 | 0 | 0 | 0 | 0 | 0
FixedInterchange | 0 | 0 | 0 | 0 | 0 | 0
New Build Capacity by Reporting Type: MISO_MO-IL
ReportingType | 2015 | 2020 | 2025 | 2030 | 2035 | 2040
BM | 0 | 0 | 0 | 0 | 0 | 0
CC | 0 | 0 | 0 | 0 | 0 | 0
CSP | 0 | 0 | 0 | 0 | 0 | 0
CT | 0 | 0 | 0 | 0 | 0 | 0
Coal | 1790 | 0 | 0 | 0 | 0 | 0
Geo | 0 | 0 | 0 | 0 | 0 | 0
H | 0 | 280 | 0 | 0 | 0 | 0
LFG | 0 | 0 | 223.33 | 0 | 0 | 0
Nuc | 0 | 0 | 0 | 0 | 0 | 0
PS | 0 | 0 | 0 | 0 | 0 | 0
PV | 0 | 0 | 0 | 0 | 0 | 0
PeakG | 0 | 0 | 0 | 0 | 0 | 0
PeakO | 0 | 0 | 0 | 0 | 0 | 0
ST | 0 | 0 | 0 | 0 | 0 | 0
STOG | 0 | 0 | 0 | 0 | 0 | 0
STWD | 0 | 0 | 0 | 0 | 0 | 0
WT | 300 | 0 | 5600 | 13494.77 | 0 | 0
IGCC | 0 | 0 | 0 | 0 | 0 | 0
DemandResponse | 0 | 0 | 0 | 0 | 0 | 0
IGCC-CCS | 0 | 0 | 0 | 0 | 0 | 0
WT_off | 0 | 0 | 0 | 0 | 0 | 0
PseudoUnit | 0 | 0 | 0 | 0 | 0 | 0
FixedInterchange | 0 | 0 | 0 | 0 | 0 | 0
New Build Capacity by Reporting Type: MISO_W
ReportingType | 2015 | 2020 | 2025 | 2030 | 2035 | 2040
BM | 0 | 0 | 0 | 0 | 0 | 0
CC | 0 | 0 | 0 | 0 | 0 | 0
CSP | 0 | 0 | 0 | 0 | 0 | 0
CT | 0 | 0 | 0 | 0 | 0 | 0
Coal | 0 | 0 | 0 | 0 | 0 | 0
Geo | 0 | 0 | 0 | 0 | 0 | 0
H | 0 | 0 | 0 | 0 | 0 | 0
LFG | 0 | 0 | 0 | 71.67 | 0 | 0
Nuc | 94.33 | 0 | 0 | 0 | 0 | 0
PS | 0 | 0 | 0 | 0 | 0 | 0
PV | 0 | 0 | 0 | 0 | 0 | 0
PeakG | 0 | 0 | 0 | 0 | 0 | 0
PeakO | 0 | 0 | 0 | 0 | 0 | 0
ST | 0 | 0 | 0 | 0 | 0 | 0
STOG | 0 | 0 | 0 | 0 | 0 | 0
STWD | 0 | 0 | 0 | 0 | 0 | 0
WT | 2800.5 | 10039.67 | 56441.63 | 0 | 5965.17 | 0
IGCC | 0 | 0 | 0 | 0 | 0 | 0
DemandResponse | 0 | 0 | 0 | 0 | 0 | 0
IGCC-CCS | 0 | 0 | 0 | 0 | 0 | 0
WT_off | 0 | 0 | 0 | 0 | 0 | 0
PseudoUnit | 0 | 0 | 0 | 0 | 0 | 0
FixedInterchange | 0 | 0 | 0 | 0 | 0 | 0
New Build Capacity by Reporting Type: MISO_WUMS
ReportingType | 2015 | 2020 | 2025 | 2030 | 2035 | 2040
BM | 0 | 0 | 0 | 0 | 0 | 0
CC | 4546.4 | 0 | 0 | 0 | 0 | 0
CSP | 0 | 0 | 0 | 0 | 0 | 0
CT | 0 | 0 | 0 | 0 | 0 | 0
Coal | 615 | 0 | 0 | 0 | 0 | 0
Geo | 0 | 0 | 0 | 0 | 0 | 0
H | 0 | 1 | 0 | 0 | 0 | 0
LFG | 0 | 0 | 223.33 | 0 | 0 | 0
Nuc | 235 | 0 | 0 | 0 | 0 | 0
PS | 0 | 0 | 0 | 0 | 0 | 0
PV | 0 | 0 | 0 | 0 | 0 | 0
PeakG | 0 | 0 | 0 | 0 | 0 | 0
PeakO | 0 | 0 | 0 | 0 | 0 | 0
ST | 0 | 0 | 0 | 0 | 0 | 0
STOG | 0 | 0 | 0 | 0 | 0 | 0
STWD | 0 | 0 | 0 | 0 | 0 | 0
WT | 968.9 | 0 | 30.8 | 6780.86 | 5773.51 | 0
IGCC | 0 | 0 | 0 | 0 | 0 | 0
DemandResponse | 0 | 0 | 0 | 0 | 0 | 0
IGCC-CCS | 0 | 0 | 0 | 0 | 0 | 0
WT_off | 0 | 0 | 0 | 0 | 0 | 0
PseudoUnit | 0 | 0 | 0 | 0 | 0 | 0
FixedInterchange | 0 | 0 | 0 | 0 | 0 | 0
New Build Capacity by Reporting Type: Nebraska
ReportingType | 2015 | 2020 | 2025 | 2030 | 2035 | 2040
BM | 0 | 0 | 0 | 0 | 0 | 0
CC | 0 | 0 | 0 | 0 | 0 | 0
CSP | 0 | 0 | 0 | 0 | 0 | 0
CT | 0 | 0 | 0 | 0 | 0 | 0
Coal | 232.1 | 0 | 0 | 0 | 0 | 0
Geo | 0 | 0 | 0 | 0 | 0 | 0
H | 0 | 0 | 0 | 0 | 0 | 0
LFG | 0 | 0 | 0 | 71.67 | 0 | 0
Nuc | 0 | 0 | 0 | 0 | 0 | 0
PS | 0 | 0 | 0 | 0 | 0 | 0
PV | 0 | 0 | 0 | 0 | 0 | 0
PeakG | 0 | 0 | 0 | 0 | 0 | 0
PeakO | 0 | 0 | 0 | 0 | 0 | 0
ST | 0 | 0 | 0 | 0 | 0 | 0
STOG | 0 | 0 | 0 | 0 | 0 | 0
STWD | 0 | 0 | 0 | 0 | 0 | 0
WT | 202 | 15161.23 | 0 | 1024.36 | 2127.05 | 0
IGCC | 0 | 0 | 0 | 0 | 0 | 0
DemandResponse | 0 | 0 | 0 | 0 | 0 | 0
IGCC-CCS | 0 | 0 | 0 | 0 | 0 | 0
WT_off | 0 | 0 | 0 | 0 | 0 | 0
PseudoUnit | 0 | 0 | 0 | 0 | 0 | 0
FixedInterchange | 0 | 0 | 0 | 0 | 0 | 0
New Build Capacity by Reporting Type: NEISO
ReportingType | 2015 | 2020 | 2025 | 2030 | 2035 | 2040
BM | 252.2 | 0 | 0 | 0 | 0 | 0
CC | 2049.5 | 0 | 0 | 0 | 0 | 0
CSP | 0 | 0 | 0 | 0 | 0 | 0
CT | 334 | 0 | 0 | 0 | 0 | 0
Coal | 0 | 0 | 0 | 0 | 0 | 0
Geo | 0 | 0 | 0 | 0 | 0 | 0
H | 0 | 0 | 0 | 0 | 2.99 | 0
LFG | 49.26 | 0 | 0 | 69.74 | 0 | 0
Nuc | 0 | 0 | 0 | 0 | 0 | 0
PS | 0 | 0 | 0 | 0 | 0 | 0
PV | 279.59 | 0 | 0 | 0 | 0 | 0
PeakG | 0 | 0 | 0 | 0 | 0 | 0
PeakO | 0 | 0 | 0 | 0 | 0 | 0
ST | 0 | 0 | 0 | 0 | 0 | 0
STOG | 0 | 0 | 0 | 0 | 0 | 0
STWD | 0 | 0 | 0 | 0 | 0 | 0
WT | 502.92 | 1896.73 | 1214.79 | 1665.56 | 0 | 0
IGCC | 0 | 0 | 0 | 0 | 0 | 0
DemandResponse | 0 | 0 | 0 | 0 | 0 | 0
IGCC-CCS | 0 | 0 | 0 | 0 | 0 | 0
WT_off | 468 | 0 | 0 | 0 | 0 | 0
PseudoUnit | 0 | 0 | 0 | 0 | 0 | 0
FixedInterchange | 0 | 0 | 0 | 0 | 0 | 0
New Build Capacity by Reporting Type: NonRTO_Midwest
ReportingType | 2015 | 2020 | 2025 | 2030 | 2035 | 2040
BM | 0 | 0 | 0 | 0 | 0 | 0
CC | 1855.12 | 2440.8 | 0 | 0 | 0 | 0
CSP | 0 | 0 | 0 | 0 | 0 | 0
CT | 0 | 0 | 0 | 0 | 0 | 0
Coal | 0 | 0 | 0 | 0 | 0 | 0
Geo | 0 | 0 | 0 | 0 | 0 | 0
H | 0 | 0 | 746 | 0 | 0 | 0
LFG | 0 | 0 | 160.25 | 0 | 0 | 0
Nuc | 0 | 0 | 0 | 0 | 2080.74 | 1972.89
PS | 0 | 0 | 0 | 0 | 0 | 0
PV | 0 | 0 | 0 | 0 | 0 | 0
PeakG | 0 | 0 | 0 | 0 | 0 | 0
PeakO | 0 | 0 | 0 | 0 | 0 | 0
ST | 0 | 0 | 0 | 0 | 0 | 0
STOG | 0 | 0 | 0 | 0 | 0 | 0
STWD | 0 | 0 | 0 | 0 | 0 | 0
WT | 0 | 0 | 0 | 0 | 0 | 0
IGCC | 0 | 0 | 0 | 0 | 0 | 0
DemandResponse | 0 | 0 | 0 | 0 | 0 | 0
IGCC-CCS | 0 | 0 | 0 | 0 | 0 | 0
WT_off | 0 | 0 | 0 | 0 | 0 | 0
PseudoUnit | 0 | 0 | 0 | 0 | 0 | 0
FixedInterchange | 0 | 0 | 0 | 0 | 0 | 0
New Build Capacity by Reporting Type: NYISO_A-F
ReportingType | 2015 | 2020 | 2025 | 2030 | 2035 | 2040
BM | 0 | 0 | 0 | 0 | 0 | 0
CC | 639 | 0 | 0 | 0 | 0 | 0
CSP | 0 | 0 | 0 | 0 | 0 | 0
CT | 0 | 0 | 0 | 0 | 0 | 0
Coal | 0 | 0 | 0 | 0 | 0 | 0
Geo | 0 | 0 | 0 | 0 | 0 | 0
H | 0 | 0 | 0 | 0 | 0 | 0
LFG | 6.4 | 0 | 0 | 67.93 | 0 | 0
Nuc | 168 | 0 | 0 | 0 | 0 | 0
PS | 0 | 0 | 0 | 0 | 0 | 0
PV | 0 | 0 | 0 | 0 | 0 | 0
PeakG | 0 | 0 | 0 | 0 | 0 | 0
PeakO | 0 | 0 | 0 | 0 | 0 | 0
ST | 0 | 0 | 0 | 0 | 0 | 0
STOG | 0 | 0 | 0 | 0 | 0 | 0
STWD | 0 | 0 | 0 | 0 | 0 | 0
WT | 2668.3 | 517.8 | 0 | 0 | 3233.42 | 0
IGCC | 0 | 0 | 0 | 0 | 0 | 0
DemandResponse | 0 | 0 | 0 | 0 | 0 | 0
IGCC-CCS | 0 | 0 | 0 | 0 | 0 | 0
WT_off | 0 | 0 | 0 | 0 | 0 | 0
PseudoUnit | 0 | 0 | 0 | 0 | 0 | 0
FixedInterchange | 0 | 0 | 0 | 0 | 0 | 0
New Build Capacity by Reporting Type: NYISO_G-I
ReportingType | 2015 | 2020 | 2025 | 2030 | 2035 | 2040
BM | 0 | 0 | 0 | 0 | 0 | 0
CC | 0 | 0 | 0 | 0 | 0 | 0
CSP | 0 | 0 | 0 | 0 | 0 | 0
CT | 0 | 0 | 0 | 0 | 0 | 0
Coal | 0 | 0 | 0 | 0 | 0 | 0
Geo | 0 | 0 | 0 | 0 | 0 | 0
H | 0 | 0 | 0 | 0 | 0 | 0
LFG | 0 | 0 | 0 | 74.33 | 0 | 0
Nuc | 0 | 0 | 0 | 0 | 360.22 | 3823.09
PS | 0 | 0 | 0 | 0 | 0 | 0
PV | 0 | 0 | 0 | 0 | 0 | 0
PeakG | 0 | 0 | 0 | 0 | 0 | 0
PeakO | 0 | 0 | 0 | 0 | 0 | 0
ST | 0 | 0 | 0 | 0 | 0 | 0
STOG | 0 | 0 | 0 | 0 | 0 | 0
STWD | 0 | 0 | 0 | 0 | 0 | 0
WT | 60 | 0 | 0 | 300 | 0 | 0
IGCC | 0 | 0 | 0 | 0 | 0 | 0
DemandResponse | 0 | 0 | 0 | 0 | 0 | 0
IGCC-CCS | 0 | 0 | 0 | 0 | 0 | 0
WT_off | 0 | 0 | 0 | 0 | 0 | 0
PseudoUnit | 0 | 0 | 0 | 0 | 0 | 0
FixedInterchange | 0 | 0 | 0 | 0 | 0 | 0
New Build Capacity by Reporting Type: NYISO_J-K
ReportingType | 2015 | 2020 | 2025 | 2030 | 2035 | 2040
BM | 0 | 0 | 0 | 0 | 0 | 0
CC | 1175.4 | 0 | 0 | 0 | 0 | 0
CSP | 0 | 0 | 0 | 0 | 0 | 0
CT | 0 | 0 | 0 | 0 | 0 | 0
Coal | 0 | 0 | 0 | 0 | 0 | 0
Geo | 0 | 0 | 0 | 0 | 0 | 0
H | 0 | 0 | 0 | 0 | 0 | 0
LFG | 0 | 0 | 0 | 74.33 | 0 | 0
Nuc | 0 | 0 | 0 | 0 | 0 | 0
PS | 0 | 0 | 0 | 0 | 0 | 0
PV | 32 | 0 | 0 | 0 | 0 | 0
PeakG | 0 | 0 | 0 | 0 | 0 | 0
PeakO | 0 | 0 | 0 | 0 | 0 | 0
ST | 0 | 0 | 0 | 0 | 0 | 0
STOG | 0 | 0 | 0 | 0 | 0 | 0
STWD | 0 | 0 | 0 | 0 | 0 | 0
WT | 0 | 0 | 0 | 0 | 330 | 0
IGCC | 0 | 0 | 0 | 0 | 0 | 0
DemandResponse | 0 | 0 | 0 | 0 | 0 | 0
IGCC-CCS | 0 | 0 | 0 | 0 | 0 | 0
WT_off | 0 | 0 | 0 | 0 | 0 | 0
PseudoUnit | 0 | 0 | 0 | 0 | 0 | 0
FixedInterchange | 0 | 0 | 0 | 0 | 0 | 0
New Build Capacity by Reporting Type: PJM_E
ReportingType | 2015 | 2020 | 2025 | 2030 | 2035 | 2040
BM | 30 | 0 | 0 | 0 | 0 | 0
CC | 4634.3 | 0 | 0 | 0 | 0 | 0
CSP | 0 | 0 | 0 | 0 | 0 | 0
CT | 26.2 | 0 | 0 | 0 | 0 | 0
Coal | 27 | 0 | 0 | 0 | 0 | 0
Geo | 0 | 0 | 0 | 0 | 0 | 0
H | 0 | 0 | 0 | 0 | 0 | 0
LFG | 142 | 0 | 0 | 0 | 0 | 0
Nuc | 38 | 0 | 0 | 0 | 0 | 0
PS | 0 | 0 | 0 | 0 | 0 | 0
PV | 25.45 | 0 | 0 | 0 | 0 | 0
PeakG | 0 | 0 | 0 | 0 | 0 | 0
PeakO | 0 | 0 | 0 | 0 | 0 | 0
ST | 0 | 0 | 0 | 0 | 0 | 0
STOG | 0 | 0 | 0 | 0 | 0 | 0
STWD | 0 | 0 | 0 | 0 | 0 | 0
WT | 1150 | 0 | 0 | 0 | 0 | 0
IGCC | 0 | 0 | 0 | 0 | 0 | 0
DemandResponse | 0 | 0 | 0 | 0 | 0 | 0
IGCC-CCS | 0 | 0 | 0 | 0 | 0 | 0
WT_off | 0 | 0 | 1100 | 0 | 0 | 0
PseudoUnit | 0 | 0 | 0 | 0 | 0 | 0
FixedInterchange | 0 | 0 | 0 | 0 | 0 | 0
New Build Capacity by Reporting Type: PJM_ROM
ReportingType | 2015 | 2020 | 2025 | 2030 | 2035 | 2040
BM | 18 | 0 | 0 | 0 | 0 | 0
CC | 1678.5 | 0 | 0 | 0 | 0 | 0
CSP | 0 | 0 | 0 | 0 | 0 | 0
CT | 16 | 0 | 0 | 0 | 0 | 0
Coal | 32.5 | 0 | 0 | 0 | 0 | 0
Geo | 0 | 0 | 0 | 0 | 0 | 0
H | 0 | 0 | 678 | 0 | 0 | 0
LFG | 284 | 0 | 0 | 0 | 0 | 0
Nuc | 0 | 0 | 0 | 0 | 2841.24 | 6885.73
PS | 0 | 0 | 0 | 0 | 0 | 0
PV | 453.76 | 846.13 | 700 | 81.35 | 0 | 0
PeakG | 0 | 0 | 0 | 0 | 0 | 0
PeakO | 0 | 0 | 0 | 0 | 0 | 0
ST | 0 | 0 | 0 | 0 | 0 | 0
STOG | 0 | 0 | 0 | 0 | 0 | 0
STWD | 0 | 0 | 0 | 0 | 0 | 0
WT | 479.8 | 750.2 | 0 | 0 | 0 | 0
IGCC | 0 | 0 | 0 | 0 | 0 | 0
DemandResponse | 0 | 0 | 0 | 0 | 0 | 0
IGCC-CCS | 0 | 0 | 0 | 0 | 0 | 0
WT_off | 0 | 0 | 0 | 0 | 0 | 0
PseudoUnit | 0 | 0 | 0 | 0 | 0 | 0
FixedInterchange | 0 | 0 | 0 | 0 | 0 | 0
New Build Capacity by Reporting Type: PJM_ROR
ReportingType | 2015 | 2020 | 2025 | 2030 | 2035 | 2040
BM | 385 | 0 | 0 | 0 | 0 | 0
CC | 15804.78 | 0 | 0 | 0 | 0 | 0
CSP | 0 | 0 | 0 | 0 | 0 | 0
CT | 29 | 0 | 0 | 0 | 0 | 0
Coal | 2164 | 0 | 0 | 0 | 0 | 0
Geo | 0 | 0 | 0 | 0 | 0 | 0
H | 0 | 503 | 0 | 0 | 0 | 0
LFG | 57.4 | 0 | 513.71 | 0 | 0 | 0
Nuc | 38 | 0 | 0 | 0 | 3613.62 | 13361.4
PS | 0 | 0 | 0 | 0 | 0 | 0
PV | 0 | 0 | 0 | 0 | 0 | 0
PeakG | 0 | 0 | 0 | 0 | 0 | 0
PeakO | 0 | 0 | 0 | 0 | 0 | 0
ST | 0 | 0 | 0 | 0 | 0 | 0
STOG | 0 | 0 | 0 | 0 | 0 | 0
STWD | 0 | 0 | 0 | 0 | 0 | 0
WT | 8325.7 | 191.7 | 4584.45 | 5702.28 | 0 | 0
IGCC | 0 | 0 | 0 | 0 | 0 | 0
DemandResponse | 0 | 0 | 0 | 0 | 0 | 0
IGCC-CCS | 0 | 0 | 0 | 0 | 0 | 0
WT_off | 0 | 0 | 0 | 0 | 0 | 0
PseudoUnit | 0 | 0 | 0 | 0 | 0 | 0
FixedInterchange | 0 | 0 | 0 | 0 | 0 | 0
New Build Capacity by Reporting Type: SOCO
ReportingType | 2015 | 2020 | 2025 | 2030 | 2035 | 2040
BM | 55 | 0 | 0 | 0 | 0 | 3300.06
CC | 10132.82 | 220.09 | 0 | 0 | 0 | 0
CSP | 0 | 0 | 0 | 0 | 0 | 0
CT | 0 | 0 | 0 | 0 | 0 | 0
Coal | 0 | 0 | 0 | 0 | 0 | 0
Geo | 0 | 0 | 0 | 0 | 0 | 0
H | 0 | 0 | 0 | 0 | 0 | 0
LFG | 0 | 0 | 107.4 | 0 | 0 | 0
Nuc | 70 | 2200 | 0 | 7132.24 | 9545.29 | 5081.8
PS | 0 | 0 | 0 | 0 | 0 | 0
PV | 0 | 0 | 0 | 0 | 0 | 0
PeakG | 0 | 0 | 0 | 0 | 0 | 0
PeakO | 0 | 0 | 0 | 0 | 0 | 0
ST | 0 | 0 | 0 | 0 | 0 | 0
STOG | 0 | 0 | 0 | 0 | 0 | 0
STWD | 0 | 0 | 0 | 0 | 0 | 0
WT | 0 | 0 | 0 | 0 | 0 | 0
IGCC | 0 | 0 | 0 | 0 | 0 | 0
DemandResponse | 0 | 0 | 0 | 0 | 0 | 0
IGCC-CCS | 0 | 0 | 0 | 0 | 0 | 0
WT_off | 0 | 0 | 0 | 0 | 0 | 0
PseudoUnit | 0 | 0 | 0 | 0 | 0 | 0
FixedInterchange | 0 | 0 | 0 | 0 | 0 | 0
New Build Capacity by Reporting Type: SPP_N
ReportingType | 2015 | 2020 | 2025 | 2030 | 2035 | 2040
BM | 0 | 0 | 0 | 0 | 0 | 0
CC | 0 | 0 | 0 | 0 | 0 | 0
CSP | 0 | 0 | 0 | 0 | 0 | 0
CT | 0 | 0 | 0 | 0 | 0 | 0
Coal | 465.04 | 0 | 0 | 0 | 0 | 0
Geo | 0 | 0 | 0 | 0 | 0 | 0
H | 0 | 0 | 0 | 0 | 0 | 0
LFG | 0 | 0 | 0 | 95 | 0 | 0
Nuc | 0 | 0 | 0 | 0 | 0 | 0
PS | 0 | 0 | 0 | 0 | 0 | 0
PV | 0 | 0 | 0 | 0 | 0 | 0
PeakG | 0 | 0 | 0 | 0 | 0 | 0
PeakO | 0 | 0 | 0 | 0 | 0 | 0
ST | 0 | 0 | 0 | 0 | 0 | 0
STOG | 0 | 0 | 0 | 0 | 0 | 0
STWD | 0 | 0 | 0 | 0 | 0 | 0
WT | 0 | 37325.28 | 4194.07 | 252.89 | 10144.59 | 0
IGCC | 0 | 0 | 0 | 0 | 0 | 0
DemandResponse | 0 | 0 | 0 | 0 | 0 | 0
IGCC-CCS | 0 | 0 | 0 | 0 | 0 | 0
WT_off | 0 | 0 | 0 | 0 | 0 | 0
PseudoUnit | 0 | 0 | 0 | 0 | 0 | 0
FixedInterchange | 0 | 0 | 0 | 0 | 0 | 0
New Build Capacity by Reporting Type: SPP_S
ReportingType | 2015 | 2020 | 2025 | 2030 | 2035 | 2040
BM | 0 | 0 | 0 | 0 | 0 | 0
CC | 0 | 0 | 0 | 0 | 0 | 0
CSP | 0 | 0 | 0 | 0 | 0 | 0
CT | 412.99 | 300 | 0 | 0 | 0 | 0
Coal | 988 | 0 | 0 | 0 | 0 | 0
Geo | 0 | 0 | 0 | 0 | 0 | 0
H | 0 | 0 | 0 | 0 | 0 | 0
LFG | 0 | 0 | 0 | 95 | 0 | 0
Nuc | 0 | 0 | 0 | 0 | 0 | 0
PS | 0 | 0 | 0 | 0 | 0 | 0
PV | 0 | 0 | 0 | 0 | 0 | 0
PeakG | 0 | 0 | 0 | 0 | 0 | 0
PeakO | 0 | 0 | 0 | 0 | 0 | 0
ST | 0 | 0 | 0 | 0 | 0 | 0
STOG | 0 | 0 | 0 | 0 | 0 | 0
STWD | 0 | 0 | 0 | 0 | 0 | 0
WT | 862 | 38624.69 | 976.43 | 0 | 5672.9 | 0
IGCC | 0 | 0 | 0 | 0 | 0 | 0
DemandResponse | 0 | 0 | 0 | 0 | 0 | 0
IGCC-CCS | 0 | 0 | 0 | 0 | 0 | 0
WT_off | 0 | 0 | 0 | 0 | 0 | 0
PseudoUnit | 0 | 0 | 0 | 0 | 0 | 0
FixedInterchange | 0 | 0 | 0 | 0 | 0 | 0
New Build Capacity by Reporting Type: TVA
ReportingType | 2015 | 2020 | 2025 | 2030 | 2035 | 2040
BM | 0 | 0 | 0 | 0 | 0 | 70.74
CC | 4664.46 | 869.01 | 0 | 0 | 0 | 0
CSP | 0 | 0 | 0 | 0 | 0 | 0
CT | 0 | 0 | 0 | 0 | 0 | 0
Coal | 0 | 0 | 0 | 0 | 0 | 0
Geo | 0 | 0 | 0 | 0 | 0 | 0
H | 0 | 0 | 0 | 27 | 0 | 0
LFG | 0 | 0 | 107.4 | 0 | 0 | 0
Nuc | 1697.89 | 0 | 0 | 0 | 5999.4 | 3742.84
PS | 0 | 0 | 0 | 0 | 0 | 0
PV | 0 | 0 | 0 | 0 | 0 | 0
PeakG | 0 | 0 | 0 | 0 | 0 | 0
PeakO | 0 | 0 | 0 | 0 | 0 | 0
ST | 0 | 0 | 0 | 0 | 0 | 0
STOG | 0 | 0 | 0 | 0 | 0 | 0
STWD | 0 | 0 | 0 | 0 | 0 | 0
WT | 0 | 0 | 0 | 0 | 0 | 0
IGCC | 0 | 0 | 0 | 0 | 0 | 0
DemandResponse | 0 | 0 | 0 | 0 | 0 | 0
IGCC-CCS | 0 | 0 | 0 | 0 | 0 | 0
WT_off | 0 | 0 | 0 | 0 | 0 | 0
PseudoUnit | 0 | 0 | 0 | 0 | 0 | 0
FixedInterchange | 0 | 0 | 0 | 0 | 0 | 0
New Build Capacity by Reporting Type: TVA_Transmission
ReportingType | 2015 | 2020 | 2025 | 2030 | 2035 | 2040
BM | 0 | 0 | 0 | 0 | 0 | 0
CC | 0 | 0 | 0 | 0 | 0 | 0
CSP | 0 | 0 | 0 | 0 | 0 | 0
CT | 0 | 0 | 0 | 0 | 0 | 0
Coal | 0 | 0 | 0 | 0 | 0 | 0
Geo | 0 | 0 | 0 | 0 | 0 | 0
H | 0 | 0 | 0 | 0 | 0 | 0
LFG | 0 | 0 | 0 | 0 | 0 | 0
Nuc | 0 | 0 | 0 | 0 | 0 | 0
PS | 0 | 0 | 0 | 0 | 0 | 0
PV | 0 | 0 | 0 | 0 | 0 | 0
PeakG | 0 | 0 | 0 | 0 | 0 | 0
PeakO | 0 | 0 | 0 | 0 | 0 | 0
ST | 0 | 0 | 0 | 0 | 0 | 0
STOG | 0 | 0 | 0 | 0 | 0 | 0
STWD | 0 | 0 | 0 | 0 | 0 | 0
WT | 0 | 0 | 0 | 0 | 0 | 0
IGCC | 0 | 0 | 0 | 0 | 0 | 0
DemandResponse | 0 | 0 | 0 | 0 | 0 | 0
IGCC-CCS | 0 | 0 | 0 | 0 | 0 | 0
WT_off | 0 | 0 | 0 | 0 | 0 | 0
PseudoUnit | 0 | 0 | 0 | 0 | 0 | 0
FixedInterchange | 0 | 0 | 0 | 0 | 0 | 0
New Build Capacity by Reporting Type: VACAR
ReportingType | 2015 | 2020 | 2025 | 2030 | 2035 | 2040
BM | 0 | 10.69 | 432.87 | 0 | 0 | 1110.52
CC | 10779.93 | 0 | 0 | 0 | 0 | 0
CSP | 0 | 0 | 0 | 0 | 0 | 0
CT | 717.2 | 0 | 0 | 0 | 0 | 0
Coal | 825 | 0 | 0 | 0 | 0 | 0
Geo | 0 | 0 | 0 | 0 | 0 | 0
H | 0 | 0 | 0 | 0 | 0 | 0
LFG | 107.4 | 0 | 0 | 0 | 0 | 0
Nuc | 0 | 2330 | 0 | 5664 | 9470.21 | 4590.42
PS | 0 | 0 | 0 | 0 | 0 | 0
PV | 75.04 | 45.85 | 0 | 0 | 0 | 0
PeakG | 0 | 0 | 0 | 0 | 0 | 0
PeakO | 0 | 0 | 0 | 0 | 0 | 0
ST | 0 | 0 | 0 | 0 | 0 | 0
STOG | 0 | 0 | 0 | 0 | 0 | 0
STWD | 0 | 0 | 0 | 0 | 0 | 0
WT | 1692.59 | 1807.41 | 0 | 0 | 0 | 0
IGCC | 0 | 0 | 0 | 0 | 0 | 0
DemandResponse | 0 | 0 | 0 | 0 | 0 | 0
IGCC-CCS | 0 | 0 | 0 | 0 | 0 | 0
WT_off | 0 | 0 | 0 | 0 | 0 | 0
PseudoUnit | 0 | 0 | 0 | 0 | 0 | 0
FixedInterchange | 0 | 0 | 0 | 0 | 0 | 0
New Build Capacity by Reporting Type: IESO
ReportingType | 2015 | 2020 | 2025 | 2030 | 2035 | 2040
BM | 326.33 | 0 | 0 | 0 | 0 | 0
CC | 1263 | 0 | 0 | 0 | 0 | 0
CSP | 0 | 0 | 0 | 0 | 0 | 0
CT | 368 | 0 | 0 | 0 | 0 | 0
Coal | 0 | 0 | 0 | 0 | 0 | 0
Geo | 0 | 0 | 0 | 0 | 0 | 0
H | 0 | 0 | 0 | 0 | 250 | 0
LFG | 14.5 | 0 | 0 | 0.5 | 0 | 0
Nuc | 0 | 0 | 0 | 0 | 0 | 0
PS | 0 | 0 | 0 | 0 | 0 | 0
PV | 1067.26 | 0 | 0 | 0 | 0 | 0
PeakG | 0 | 0 | 0 | 0 | 0 | 0
PeakO | 0 | 0 | 0 | 0 | 0 | 0
ST | 0 | 0 | 0 | 0 | 0 | 0
STOG | 0 | 0 | 0 | 0 | 0 | 0
STWD | 0 | 0 | 0 | 0 | 0 | 0
WT | 2105.9 | 0 | 0 | 0 | 0 | 0
IGCC | 0 | 0 | 0 | 0 | 0 | 0
DemandResponse | 0 | 0 | 0 | 0 | 0 | 0
IGCC-CCS | 0 | 0 | 0 | 0 | 0 | 0
WT_off | 0 | 0 | 0 | 0 | 0 | 0
PseudoUnit | 0 | 0 | 0 | 0 | 0 | 0
FixedInterchange | 0 | 0 | 0 | 0 | 0 | 0
New Build Capacity by Reporting Type: MAPP_CA
ReportingType | 2015 | 2020 | 2025 | 2030 | 2035 | 2040
BM | 0 | 0 | 0 | 0 | 0 | 0
CC | 475.18 | 0 | 0 | 0 | 0 | 0
CSP | 0 | 0 | 0 | 0 | 0 | 0
CT | 0 | 0 | 0 | 0 | 0 | 0
Coal | 0 | 0 | 0 | 0 | 0 | 0
Geo | 0 | 0 | 0 | 0 | 0 | 0
H | 0 | 575.87 | 1614.13 | 623.94 | 0 | 0
LFG | 0 | 0 | 0 | 0 | 0 | 0
Nuc | 0 | 0 | 0 | 0 | 0 | 0
PS | 0 | 0 | 0 | 0 | 0 | 0
PV | 0 | 0 | 0 | 0 | 0 | 0
PeakG | 0 | 0 | 0 | 0 | 0 | 0
PeakO | 0 | 0 | 0 | 0 | 0 | 0
ST | 0 | 0 | 0 | 0 | 0 | 0
STOG | 0 | 0 | 0 | 0 | 0 | 0
STWD | 0 | 0 | 0 | 0 | 0 | 0
WT | 302.4 | 0 | 0 | 0 | 0 | 0
IGCC | 0 | 0 | 0 | 0 | 0 | 0
DemandResponse | 0 | 0 | 0 | 0 | 0 | 0
IGCC-CCS | 0 | 0 | 0 | 0 | 0 | 0
WT_off | 0 | 0 | 0 | 0 | 0 | 0
PseudoUnit | 0 | 0 | 0 | 0 | 0 | 0
FixedInterchange | 0 | 0 | 0 | 0 | 0 | 0
New Build Capacity by Reporting Type: AZ_NM_SNV_Coal
ReportingType | 2015 | 2020 | 2025 | 2030 | 2035 | 2040
BM | 0 | 0 | 0 | 0 | 0 | 0
CC | 0 | 0 | 0 | 0 | 0 | 0
CSP | 0 | 0 | 0 | 0 | 0 | 0
CT | 0 | 0 | 0 | 0 | 0 | 0
Coal | 0 | 0 | 0 | 0 | 0 | 0
Geo | 0 | 0 | 0 | 0 | 0 | 0
H | 0 | 0 | 0 | 0 | 0 | 0
LFG | 0 | 0 | 0 | 0 | 0 | 0
Nuc | 0 | 0 | 0 | 0 | 0 | 0
PS | 0 | 0 | 0 | 0 | 0 | 0
PV | 0 | 0 | 0 | 0 | 0 | 0
PeakG | 0 | 0 | 0 | 0 | 0 | 0
PeakO | 0 | 0 | 0 | 0 | 0 | 0
ST | 0 | 0 | 0 | 0 | 0 | 0
STOG | 0 | 0 | 0 | 0 | 0 | 0
STWD | 0 | 0 | 0 | 0 | 0 | 0
WT | 0 | 0 | 0 | 0 | 0 | 0
IGCC | 0 | 0 | 0 | 0 | 0 | 0
DemandResponse | 0 | 0 | 0 | 0 | 0 | 0
IGCC-CCS | 0 | 0 | 0 | 0 | 0 | 0
WT_off | 0 | 0 | 0 | 0 | 0 | 0
PseudoUnit | 0 | 0 | 0 | 0 | 0 | 0
FixedInterchange | 0 | 0 | 0 | 0 | 0 | 0
New Build Capacity by Reporting Type: AZ_NM_SNV_Gas
ReportingType | 2015 | 2020 | 2025 | 2030 | 2035 | 2040
BM | 0 | 0 | 0 | 0 | 0 | 0
CC | 668 | 0 | 0 | 0 | 0 | 0
CSP | 0 | 0 | 0 | 0 | 0 | 0
CT | 736 | 0 | 0 | 0 | 0 | 0
Coal | 0 | 0 | 0 | 0 | 0 | 0
Geo | 0 | 0 | 0 | 0 | 0 | 0
H | 0 | 0 | 0 | 0 | 0 | 0
LFG | 0 | 0 | 0 | 0 | 0 | 0
Nuc | 0 | 0 | 0 | 0 | 0 | 0
PS | 0 | 0 | 0 | 0 | 0 | 0
PV | 0 | 0 | 0 | 0 | 0 | 0
PeakG | 0 | 0 | 0 | 0 | 0 | 0
PeakO | 0 | 0 | 0 | 0 | 0 | 0
ST | 0 | 0 | 0 | 0 | 0 | 0
STOG | 0 | 0 | 0 | 0 | 0 | 0
STWD | 0 | 0 | 0 | 0 | 0 | 0
WT | 0 | 0 | 0 | 0 | 0 | 0
IGCC | 0 | 0 | 0 | 0 | 0 | 0
DemandResponse | 0 | 0 | 0 | 0 | 0 | 0
IGCC-CCS | 0 | 0 | 0 | 0 | 0 | 0
WT_off | 0 | 0 | 0 | 0 | 0 | 0
PseudoUnit | 0 | 0 | 0 | 0 | 0 | 0
FixedInterchange | 0 | 0 | 0 | 0 | 0 | 0
New Build Capacity by Reporting Type: AZ_NM_SNV_NucRenew
ReportingType | 2015 | 2020 | 2025 | 2030 | 2035 | 2040
BM | 0 | 0 | 0 | 0 | 0 | 0
CC | 0 | 0 | 0 | 0 | 0 | 0
CSP | 0 | 0 | 0 | 0 | 0 | 0
CT | 0 | 0 | 0 | 0 | 0 | 0
Coal | 0 | 0 | 0 | 0 | 0 | 0
Geo | 25 | 0 | 1425 | 0 | 0 | 0
H | 0 | 0 | 0 | 0 | 0 | 0
LFG | 60.67 | 0 | 0 | 0 | 0 | 0
Nuc | 0 | 0 | 0 | 1440.74 | 3797.99 | 1252.1
PS | 0 | 0 | 0 | 0 | 0 | 0
PV | 95.7 | 0 | 0 | 0 | 0 | 0
PeakG | 0 | 0 | 0 | 0 | 0 | 0
PeakO | 0 | 0 | 0 | 0 | 0 | 0
ST | 348.96 | 314.5 | 201.06 | 8633.98 | 242.08 | 259.42
STOG | 0 | 0 | 0 | 0 | 0 | 0
STWD | 0 | 0 | 0 | 0 | 0 | 0
WT | 2231.12 | 2955.19 | 4781.22 | 0 | 0 | 0
IGCC | 0 | 0 | 0 | 0 | 0 | 0
DemandResponse | 0 | 0 | 0 | 0 | 0 | 0
IGCC-CCS | 0 | 0 | 0 | 0 | 0 | 0
WT_off | 0 | 0 | 0 | 0 | 0 | 0
PseudoUnit | 0 | 0 | 0 | 0 | 0 | 0
FixedInterchange | 0 | 0 | 0 | 0 | 0 | 0
New Build Capacity by Reporting Type: ERCOT
ReportingType | 2015 | 2020 | 2025 | 2030 | 2035 | 2040
BM | 145 | 0 | 0 | 0 | 11.78 | 2343.36
CC | 10708.15 | 0 | 0 | 0 | 0 | 0
CSP | 0 | 0 | 0 | 0 | 0 | 0
CT | 250 | 0 | 0 | 0 | 0 | 0
Coal | 2020 | 0 | 0 | 0 | 0 | 0
Geo | 0 | 0 | 0 | 0 | 0 | 0
H | 0 | 0 | 0 | 0 | 0 | 0
LFG | 0 | 0 | 354 | 0 | 0 | 0
Nuc | 0 | 0 | 0 | 0 | 4189.38 | 3494.22
PS | 0 | 0 | 0 | 0 | 0 | 0
PV | 14 | 0 | 0 | 0 | 0 | 0
PeakG | 0 | 0 | 0 | 0 | 0 | 0
PeakO | 0 | 0 | 0 | 0 | 0 | 0
ST | 0 | 0 | 0 | 0 | 0 | 0
STOG | 0 | 0 | 0 | 0 | 0 | 0
STWD | 0 | 0 | 0 | 0 | 0 | 0
WT | 1809.29 | 11736.78 | 27321.51 | 0 | 0 | 2195.05
IGCC | 0 | 0 | 0 | 0 | 0 | 0
DemandResponse | 0 | 0 | 0 | 0 | 0 | 0
IGCC-CCS | 0 | 0 | 0 | 0 | 0 | 0
WT_off | 0 | 0 | 0 | 0 | 0 | 0
PseudoUnit | 0 | 0 | 0 | 0 | 0 | 0
FixedInterchange | 0 | 0 | 0 | 0 | 0 | 0
New Build Capacity by Reporting Type: NP15
ReportingType | 2015 | 2020 | 2025 | 2030 | 2035 | 2040
BM | 0 | 0 | 0 | 0 | 0 | 0
CC | 940 | 0 | 0 | 0 | 0 | 0
CSP | 0 | 0 | 0 | 0 | 0 | 0
CT | 212.6 | 0 | 0 | 0 | 0 | 0
Coal | 0 | 0 | 0 | 0 | 0 | 0
Geo | 600 | 0 | 0 | 0 | 0 | 0
H | 0 | 0 | 0 | 0 | 0 | 0
LFG | 565 | 0 | 0 | 0 | 0 | 0
Nuc | 0 | 0 | 0 | 1295.79 | 2641.57 | 298.37
PS | 0 | 0 | 0 | 0 | 0 | 0
PV | 6.5 | 0 | 0 | 0 | 0 | 0
PeakG | 0 | 0 | 0 | 0 | 0 | 0
PeakO | 0 | 0 | 0 | 0 | 0 | 0
ST | 29 | 0 | 0 | 0 | 0 | 0
STOG | 0 | 0 | 0 | 0 | 0 | 0
STWD | 0 | 0 | 0 | 0 | 0 | 0
WT | 101.2 | 0 | 3298.8 | 0 | 0 | 0
IGCC | 0 | 0 | 0 | 0 | 0 | 0
DemandResponse | 0 | 0 | 0 | 0 | 0 | 0
IGCC-CCS | 0 | 0 | 0 | 0 | 0 | 0
WT_off | 0 | 0 | 0 | 0 | 0 | 0
PseudoUnit | 0 | 0 | 0 | 0 | 0 | 0
FixedInterchange | 0 | 0 | 0 | 0 | 0 | 0
New Build Capacity by Reporting Type: NWPP_Coal
ReportingType | 2015 | 2020 | 2025 | 2030 | 2035 | 2040
BM | 0 | 0 | 0 | 0 | 0 | 0
CC | 0 | 0 | 0 | 0 | 0 | 0
CSP | 0 | 0 | 0 | 0 | 0 | 0
CT | 0 | 0 | 0 | 0 | 0 | 0
Coal | 0 | 0 | 0 | 0 | 0 | 0
Geo | 0 | 0 | 0 | 0 | 0 | 0
H | 0 | 0 | 0 | 0 | 0 | 0
LFG | 0 | 0 | 0 | 0 | 0 | 0
Nuc | 0 | 0 | 0 | 0 | 0 | 0
PS | 0 | 0 | 0 | 0 | 0 | 0
PV | 0 | 0 | 0 | 0 | 0 | 0
PeakG | 0 | 0 | 0 | 0 | 0 | 0
PeakO | 0 | 0 | 0 | 0 | 0 | 0
ST | 0 | 0 | 0 | 0 | 0 | 0
STOG | 0 | 0 | 0 | 0 | 0 | 0
STWD | 0 | 0 | 0 | 0 | 0 | 0
WT | 0 | 0 | 0 | 0 | 0 | 0
IGCC | 0 | 0 | 0 | 0 | 0 | 0
DemandResponse | 0 | 0 | 0 | 0 | 0 | 0
IGCC-CCS | 0 | 0 | 0 | 0 | 0 | 0
WT_off | 0 | 0 | 0 | 0 | 0 | 0
PseudoUnit | 0 | 0 | 0 | 0 | 0 | 0
FixedInterchange | 0 | 0 | 0 | 0 | 0 | 0
New Build Capacity by Reporting Type: NWPP_Gas
ReportingType | 2015 | 2020 | 2025 | 2030 | 2035 | 2040
BM | 0 | 0 | 0 | 0 | 0 | 0
CC | 300 | 432.6 | 0 | 0 | 0 | 0
CSP | 0 | 0 | 0 | 0 | 0 | 0
CT | 150 | 0 | 0 | 0 | 0 | 0
Coal | 0 | 0 | 0 | 0 | 0 | 0
Geo | 0 | 0 | 0 | 0 | 0 | 0
H | 0 | 0 | 0 | 0 | 0 | 0
LFG | 0 | 0 | 0 | 0 | 0 | 0
Nuc | 0 | 0 | 0 | 0 | 0 | 0
PS | 0 | 0 | 0 | 0 | 0 | 0
PV | 0 | 0 | 0 | 0 | 0 | 0
PeakG | 0 | 0 | 0 | 0 | 0 | 0
PeakO | 0 | 0 | 0 | 0 | 0 | 0
ST | 0 | 0 | 0 | 0 | 0 | 0
STOG | 0 | 0 | 0 | 0 | 0 | 0
STWD | 0 | 0 | 0 | 0 | 0 | 0
WT | 0 | 0 | 0 | 0 | 0 | 0
IGCC | 0 | 0 | 0 | 0 | 0 | 0
DemandResponse | 0 | 0 | 0 | 0 | 0 | 0
IGCC-CCS | 0 | 0 | 0 | 0 | 0 | 0
WT_off | 0 | 0 | 0 | 0 | 0 | 0
PseudoUnit | 0 | 0 | 0 | 0 | 0 | 0
FixedInterchange | 0 | 0 | 0 | 0 | 0 | 0
New Build Capacity by Reporting Type: NWPP_NucRenew
ReportingType | 2015 | 2020 | 2025 | 2030 | 2035 | 2040
BM | 32.55 | 0 | 0 | 0 | 0 | 0
CC | 0 | 0 | 0 | 0 | 0 | 0
CSP | 0 | 0 | 0 | 0 | 0 | 0
CT | 0 | 0 | 0 | 0 | 0 | 0
Coal | 0 | 0 | 0 | 0 | 0 | 0
Geo | 86 | 0 | 434 | 0 | 0 | 0
H | 0 | 0 | 0 | 0 | 335 | 0
LFG | 131.72 | 0 | 138.28 | 0 | 0 | 0
Nuc | 0 | 0 | 0 | 8304.32 | 0 | 477.13
PS | 0 | 0 | 0 | 0 | 0 | 0
PV | 0 | 0 | 0 | 0 | 0 | 0
PeakG | 0 | 0 | 0 | 0 | 0 | 0
PeakO | 0 | 0 | 0 | 0 | 0 | 0
ST | 0 | 0 | 0 | 0 | 0 | 0
STOG | 0 | 0 | 0 | 0 | 0 | 0
STWD | 0 | 0 | 0 | 0 | 0 | 0
WT | 977.3 | 0 | 0 | 0 | 0 | 0
IGCC | 0 | 0 | 0 | 0 | 0 | 0
DemandResponse | 0 | 0 | 0 | 0 | 0 | 0
IGCC-CCS | 0 | 0 | 0 | 0 | 0 | 0
WT_off | 0 | 0 | 0 | 0 | 0 | 0
PseudoUnit | 0 | 0 | 0 | 0 | 0 | 0
FixedInterchange | 0 | 0 | 0 | 0 | 0 | 0
New Build Capacity by Reporting Type: RMPA
ReportingType | 2015 | 2020 | 2025 | 2030 | 2035 | 2040
BM | 0 | 0 | 0 | 0 | 0 | 0
CC | 0 | 0 | 0 | 0 | 0 | 0
CSP | 0 | 0 | 0 | 0 | 0 | 0
CT | 152 | 0 | 0 | 0 | 0 | 0
Coal | 390 | 0 | 0 | 0 | 0 | 0
Geo | 0 | 0 | 2570 | 0 | 0 | 0
H | 0 | 0 | 0 | 0 | 0 | 0
LFG | 1.4 | 0 | 28.93 | 0 | 0 | 0
Nuc | 0 | 0 | 0 | 121.38 | 582.88 | 460
PS | 0 | 0 | 0 | 0 | 0 | 0
PV | 1 | 0 | 0 | 0 | 0 | 0
PeakG | 0 | 0 | 0 | 0 | 0 | 0
PeakO | 0 | 0 | 0 | 0 | 0 | 0
ST | 188.58 | 155.27 | 4.59 | 4.69 | 130.63 | 132.61
STOG | 0 | 0 | 0 | 0 | 0 | 0
STWD | 0 | 0 | 0 | 0 | 0 | 0
WT | 3905.51 | 5302.36 | 134.43 | 137.24 | 0 | 0
IGCC | 0 | 0 | 0 | 0 | 0 | 0
DemandResponse | 0 | 0 | 0 | 0 | 0 | 0
IGCC-CCS | 0 | 0 | 0 | 0 | 0 | 0
WT_off | 0 | 0 | 0 | 0 | 0 | 0
PseudoUnit | 0 | 0 | 0 | 0 | 0 | 0
FixedInterchange | 0 | 0 | 0 | 0 | 0 | 0
New Build Capacity by Reporting Type: SP15
ReportingType | 2015 | 2020 | 2025 | 2030 | 2035 | 2040
BM | 6 | 0 | 0 | 0 | 0 | 0
CC | 409.5 | 1051.93 | 0 | 0 | 0 | 0
CSP | 0 | 0 | 0 | 0 | 0 | 0
CT | 0 | 0 | 0 | 0 | 0 | 0
Coal | 0 | 0 | 0 | 0 | 0 | 0
Geo | 1500 | 0 | 0 | 0 | 0 | 0
H | 0 | 0 | 0 | 0 | 0 | 0
LFG | 565 | 0 | 0 | 0 | 0 | 0
Nuc | 0 | 0 | 0 | 0 | 0 | 219.96
PS | 0 | 0 | 0 | 0 | 0 | 0
PV | 3.8 | 0 | 0 | 0 | 0 | 0
PeakG | 0 | 0 | 0 | 0 | 0 | 0
PeakO | 0 | 0 | 0 | 0 | 0 | 0
ST | 448 | 0 | 0 | 0 | 9552 | 0
STOG | 0 | 0 | 0 | 0 | 0 | 0
STWD | 0 | 0 | 0 | 0 | 0 | 0
WT | 735 | 0 | 7925.82 | 6239.18 | 0 | 0
IGCC | 0 | 0 | 0 | 0 | 0 | 0
DemandResponse | 0 | 0 | 0 | 0 | 0 | 0
IGCC-CCS | 0 | 0 | 0 | 0 | 0 | 0
WT_off | 0 | 0 | 0 | 0 | 0 | 0
PseudoUnit | 0 | 0 | 0 | 0 | 0 | 0
FixedInterchange | 0 | 0 | 0 | 0 | 0 | 0
New Build Capacity by Reporting Type: ALB
ReportingType | 2015 | 2020 | 2025 | 2030 | 2035 | 2040
BM | 0 | 0 | 0 | 0 | 0 | 0
CC | 102.98 | 0 | 0 | 0 | 0 | 0
CSP | 0 | 0 | 0 | 0 | 0 | 0
CT | 201.5 | 0 | 0 | 0 | 0 | 0
Coal | 495 | 0 | 0 | 0 | 0 | 0
Geo | 0 | 0 | 0 | 0 | 0 | 0
H | 0 | 0 | 0 | 0 | 0 | 0
LFG | 0 | 0 | 0 | 0 | 0 | 0
Nuc | 0 | 0 | 0 | 8216.69 | 288.45 | 189.19
PS | 0 | 0 | 0 | 0 | 0 | 0
PV | 0 | 0 | 0 | 0 | 0 | 0
PeakG | 0 | 0 | 0 | 0 | 0 | 0
PeakO | 0 | 0 | 0 | 0 | 0 | 0
ST | 0 | 0 | 0 | 0 | 0 | 0
STOG | 0 | 0 | 0 | 0 | 0 | 0
STWD | 0 | 0 | 0 | 0 | 0 | 0
WT | 9 | 0 | 0 | 0 | 0 | 0
IGCC | 0 | 0 | 0 | 0 | 0 | 0
DemandResponse | 0 | 0 | 0 | 0 | 0 | 0
IGCC-CCS | 0 | 0 | 0 | 0 | 0 | 0
WT_off | 0 | 0 | 0 | 0 | 0 | 0
PseudoUnit | 0 | 0 | 0 | 0 | 0 | 0
FixedInterchange | 0 | 0 | 0 | 0 | 0 | 0
New Build Capacity by Reporting Type: BC
ReportingType | 2015 | 2020 | 2025 | 2030 | 2035 | 2040
BM | 0 | 0 | 0 | 0 | 0 | 0
CC | 762.87 | 0 | 0 | 0 | 0 | 0
CSP | 0 | 0 | 0 | 0 | 0 | 0
CT | 0 | 0 | 0 | 0 | 0 | 0
Coal | 0 | 0 | 0 | 0 | 0 | 0
Geo | 0 | 0 | 0 | 0 | 0 | 0
H | 0 | 0 | 0 | 0 | 0 | 0
LFG | 0 | 0 | 0 | 0 | 0 | 0
Nuc | 0 | 0 | 0 | 0 | 0 | 0
PS | 0 | 0 | 0 | 0 | 0 | 0
PV | 0 | 0 | 0 | 0 | 0 | 0
PeakG | 0 | 0 | 0 | 0 | 0 | 0
PeakO | 0 | 0 | 0 | 0 | 0 | 0
ST | 0 | 0 | 0 | 0 | 0 | 0
STOG | 0 | 0 | 0 | 0 | 0 | 0
STWD | 0 | 0 | 0 | 0 | 0 | 0
WT | 144 | 0 | 0 | 0 | 0 | 0
IGCC | 0 | 0 | 0 | 0 | 0 | 0
DemandResponse | 0 | 0 | 0 | 0 | 0 | 0
IGCC-CCS | 0 | 0 | 0 | 0 | 0 | 0
WT_off | 0 | 0 | 0 | 0 | 0 | 0
PseudoUnit | 0 | 0 | 0 | 0 | 0 | 0
FixedInterchange | 0 | 0 | 0 | 0 | 0 | 0
New Build Capacity by Reporting Type: HQ_IESO
ReportingType | 2015 | 2020 | 2025 | 2030 | 2035 | 2040
BM | 0 | 0 | 0 | 0 | 0 | 0
CC | 0 | 0 | 0 | 0 | 0 | 0
CSP | 0 | 0 | 0 | 0 | 0 | 0
CT | 0 | 0 | 0 | 0 | 0 | 0
Coal | 0 | 0 | 0 | 0 | 0 | 0
Geo | 0 | 0 | 0 | 0 | 0 | 0
H | 0 | 0 | 0 | 0 | 0 | 0
LFG | 0 | 0 | 0 | 0 | 0 | 0
Nuc | 0 | 0 | 0 | 0 | 0 | 0
PS | 0 | 0 | 0 | 0 | 0 | 0
PV | 0 | 0 | 0 | 0 | 0 | 0
PeakG | 0 | 0 | 0 | 0 | 0 | 0
PeakO | 0 | 0 | 0 | 0 | 0 | 0
ST | 0 | 0 | 0 | 0 | 0 | 0
STOG | 0 | 0 | 0 | 0 | 0 | 0
STWD | 0 | 0 | 0 | 0 | 0 | 0
WT | 0 | 0 | 0 | 0 | 0 | 0
IGCC | 0 | 0 | 0 | 0 | 0 | 0
DemandResponse | 0 | 0 | 0 | 0 | 0 | 0
IGCC-CCS | 0 | 0 | 0 | 0 | 0 | 0
WT_off | 0 | 0 | 0 | 0 | 0 | 0
PseudoUnit | 0 | 0 | 0 | 1648.07 | 199.93 | 0
FixedInterchange | 0 | 0 | 0 | 0 | 0 | 0
New Build Capacity by Reporting Type: HQ_NEISO
ReportingType | 2015 | 2020 | 2025 | 2030 | 2035 | 2040
BM | 0 | 0 | 0 | 0 | 0 | 0
CC | 0 | 0 | 0 | 0 | 0 | 0
CSP | 0 | 0 | 0 | 0 | 0 | 0
CT | 0 | 0 | 0 | 0 | 0 | 0
Coal | 0 | 0 | 0 | 0 | 0 | 0
Geo | 0 | 0 | 0 | 0 | 0 | 0
H | 0 | 0 | 0 | 0 | 0 | 0
LFG | 0 | 0 | 0 | 0 | 0 | 0
Nuc | 0 | 0 | 0 | 0 | 0 | 0
PS | 0 | 0 | 0 | 0 | 0 | 0
PV | 0 | 0 | 0 | 0 | 0 | 0
PeakG | 0 | 0 | 0 | 0 | 0 | 0
PeakO | 0 | 0 | 0 | 0 | 0 | 0
ST | 0 | 0 | 0 | 0 | 0 | 0
STOG | 0 | 0 | 0 | 0 | 0 | 0
STWD | 0 | 0 | 0 | 0 | 0 | 0
WT | 0 | 0 | 0 | 0 | 0 | 0
IGCC | 0 | 0 | 0 | 0 | 0 | 0
DemandResponse | 0 | 0 | 0 | 0 | 0 | 0
IGCC-CCS | 0 | 0 | 0 | 0 | 0 | 0
WT_off | 0 | 0 | 0 | 0 | 0 | 0
PseudoUnit | 0 | 0 | 0 | 579.93 | 531.97 | 0
FixedInterchange | 0 | 0 | 0 | 0 | 0 | 0
New Build Capacity by Reporting Type: HQ_NY
ReportingType | 2015 | 2020 | 2025 | 2030 | 2035 | 2040
BM | 0 | 0 | 0 | 0 | 0 | 0
CC | 0 | 0 | 0 | 0 | 0 | 0
CSP | 0 | 0 | 0 | 0 | 0 | 0
CT | 0 | 0 | 0 | 0 | 0 | 0
Coal | 0 | 0 | 0 | 0 | 0 | 0
Geo | 0 | 0 | 0 | 0 | 0 | 0
H | 0 | 0 | 0 | 0 | 0 | 0
LFG | 0 | 0 | 0 | 0 | 0 | 0
Nuc | 0 | 0 | 0 | 0 | 0 | 0
PS | 0 | 0 | 0 | 0 | 0 | 0
PV | 0 | 0 | 0 | 0 | 0 | 0
PeakG | 0 | 0 | 0 | 0 | 0 | 0
PeakO | 0 | 0 | 0 | 0 | 0 | 0
ST | 0 | 0 | 0 | 0 | 0 | 0
STOG | 0 | 0 | 0 | 0 | 0 | 0
STWD | 0 | 0 | 0 | 0 | 0 | 0
WT | 0 | 0 | 0 | 0 | 0 | 0
IGCC | 0 | 0 | 0 | 0 | 0 | 0
DemandResponse | 0 | 0 | 0 | 0 | 0 | 0
IGCC-CCS | 0 | 0 | 0 | 0 | 0 | 0
WT_off | 0 | 0 | 0 | 0 | 0 | 0
PseudoUnit | 0 | 0 | 2333.05 | 0 | 0 | 0
FixedInterchange | 0 | 0 | 0 | 0 | 0 | 0
New Build Capacity by Reporting Type: MARITIMES
ReportingType | 2015 | 2020 | 2025 | 2030 | 2035 | 2040
BM | 0 | 0 | 0 | 0 | 0 | 0
CC | 0 | 0 | 0 | 0 | 0 | 0
CSP | 0 | 0 | 0 | 0 | 0 | 0
CT | 0 | 0 | 0 | 0 | 0 | 0
Coal | 0 | 0 | 0 | 0 | 0 | 0
Geo | 0 | 0 | 0 | 0 | 0 | 0
H | 0 | 0 | 0 | 0 | 0 | 0
LFG | 0 | 0 | 0 | 0 | 0 | 0
Nuc | 0 | 0 | 0 | 0 | 0 | 0
PS | 0 | 0 | 0 | 0 | 0 | 0
PV | 0 | 0 | 0 | 0 | 0 | 0
PeakG | 0 | 0 | 0 | 0 | 0 | 0
PeakO | 0 | 0 | 0 | 0 | 0 | 0
ST | 0 | 0 | 0 | 0 | 0 | 0
STOG | 0 | 0 | 0 | 0 | 0 | 0
STWD | 0 | 0 | 0 | 0 | 0 | 0
WT | 0 | 0 | 0 | 0 | 0 | 0
IGCC | 0 | 0 | 0 | 0 | 0 | 0
DemandResponse | 0 | 0 | 0 | 0 | 0 | 0
IGCC-CCS | 0 | 0 | 0 | 0 | 0 | 0
WT_off | 0 | 0 | 0 | 0 | 0 | 0
PseudoUnit | 0 | 0 | 0 | 392.42 | 107.58 | 0
FixedInterchange | 0 | 0 | 0 | 0 | 0 | 0
New Build Capacity by Reporting Type: All
ReportingType | 2015 | 2020 | 2025 | 2030 | 2035 | 2040
BM | 1250.08 | 10.69 | 432.87 | 0 | 11.78 | 7965.05
CC | 89202.01 | 18081.26 | 0 | 0 | 0 | 0
CSP | 0 | 0 | 0 | 0 | 0 | 0
CT | 6393.79 | 300 | 0 | 0 | 0 | 0
Coal | 10763.64 | 0 | 0 | 0 | 0 | 0
Geo | 2211 | 0 | 4429 | 0 | 0 | 0
H | 0 | 1359.87 | 3038.13 | 650.95 | 587.99 | 0
LFG | 2145 | 0 | 2210 | 724 | 0 | 0
Nuc | 2740.56 | 4530 | 1549.66 | 48450.45 | 50000 | 50000
PS | 0 | 0 | 0 | 0 | 0 | 0
PV | 2180.54 | 1041.07 | 845.14 | 81.35 | 0 | 0
PeakG | 0 | 0 | 0 | 0 | 0 | 0
PeakO | 0 | 0 | 0 | 0 | 0 | 0
ST | 1014.55 | 469.77 | 205.65 | 8638.67 | 9924.71 | 392.03
STOG | 0 | 0 | 0 | 0 | 0 | 0
STWD | 0 | 0 | 0 | 0 | 0 | 0
WT | 34754.73 | 130768.72 | 119884.09 | 78234.9 | 33246.64 | 2195.05
IGCC | 618.01 | 0 | 0 | 0 | 0 | 0
DemandResponse | 0 | 0 | 0 | 0 | 0 | 0
IGCC-CCS | 0 | 0 | 0 | 0 | 0 | 0
WT_off | 468 | 0 | 1100 | 0 | 0 | 0
PseudoUnit | 0 | 0 | 2333.05 | 2620.41 | 839.48 | 0
FixedInterchange | 0 | 0 | 0 | 0 | 0 | 0
New Build Capacity by Reporting Type: EI_US
ReportingType | 2015 | 2020 | 2025 | 2030 | 2035 | 2040
BM | 740.2 | 10.69 | 432.87 | 0 | 0 | 5621.69
CC | 73572.34 | 16596.73 | 0 | 0 | 0 | 0
CSP | 0 | 0 | 0 | 0 | 0 | 0
CT | 4323.69 | 300 | 0 | 0 | 0 | 0
Coal | 7858.64 | 0 | 0 | 0 | 0 | 0
Geo | 0 | 0 | 0 | 0 | 0 | 0
H | 0 | 784 | 1424 | 27 | 2.99 | 0
LFG | 806.71 | 0 | 1688.79 | 723.5 | 0 | 0
Nuc | 2740.56 | 4530 | 1549.66 | 29071.53 | 38499.73 | 43609.02
PS | 0 | 0 | 0 | 0 | 0 | 0
PV | 992.29 | 1041.07 | 845.14 | 81.35 | 0 | 0
PeakG | 0 | 0 | 0 | 0 | 0 | 0
PeakO | 0 | 0 | 0 | 0 | 0 | 0
ST | 0 | 0 | 0 | 0 | 0 | 0
STOG | 0 | 0 | 0 | 0 | 0 | 0
STWD | 0 | 0 | 0 | 0 | 0 | 0
WT | 22434.01 | 110774.4 | 76422.3 | 71858.48 | 33246.64 | 0
IGCC | 618.01 | 0 | 0 | 0 | 0 | 0
DemandResponse | 0 | 0 | 0 | 0 | 0 | 0
IGCC-CCS | 0 | 0 | 0 | 0 | 0 | 0
WT_off | 468 | 0 | 1100 | 0 | 0 | 0
PseudoUnit | 0 | 0 | 2333.05 | 972.35 | 639.55 | 0
FixedInterchange | 0 | 0 | 0 | 0 | 0 | 0
New Build Capacity by Reporting Type: EI_Canada
ReportingType | 2015 | 2020 | 2025 | 2030 | 2035 | 2040
BM | 326.33 | 0 | 0 | 0 | 0 | 0
CC | 1738.18 | 0 | 0 | 0 | 0 | 0
CSP | 0 | 0 | 0 | 0 | 0 | 0
CT | 368 | 0 | 0 | 0 | 0 | 0
Coal | 0 | 0 | 0 | 0 | 0 | 0
Geo | 0 | 0 | 0 | 0 | 0 | 0
H | 0 | 575.87 | 1614.13 | 623.94 | 250 | 0
LFG | 14.5 | 0 | 0 | 0.5 | 0 | 0
Nuc | 0 | 0 | 0 | 0 | 0 | 0
PS | 0 | 0 | 0 | 0 | 0 | 0
PV | 1067.26 | 0 | 0 | 0 | 0 | 0
PeakG | 0 | 0 | 0 | 0 | 0 | 0
PeakO | 0 | 0 | 0 | 0 | 0 | 0
ST | 0 | 0 | 0 | 0 | 0 | 0
STOG | 0 | 0 | 0 | 0 | 0 | 0
STWD | 0 | 0 | 0 | 0 | 0 | 0
WT | 2408.3 | 0 | 0 | 0 | 0 | 0
IGCC | 0 | 0 | 0 | 0 | 0 | 0
DemandResponse | 0 | 0 | 0 | 0 | 0 | 0
IGCC-CCS | 0 | 0 | 0 | 0 | 0 | 0
WT_off | 0 | 0 | 0 | 0 | 0 | 0
PseudoUnit | 0 | 0 | 0 | 1648.07 | 199.93 | 0
FixedInterchange | 0 | 0 | 0 | 0 | 0 | 0
New Build Capacity by Reporting Type: EI
ReportingType | 2015 | 2020 | 2025 | 2030 | 2035 | 2040
BM | 1066.53 | 10.69 | 432.87 | 0 | 0 | 5621.69
CC | 75310.52 | 16596.73 | 0 | 0 | 0 | 0
CSP | 0 | 0 | 0 | 0 | 0 | 0
CT | 4691.69 | 300 | 0 | 0 | 0 | 0
Coal | 7858.64 | 0 | 0 | 0 | 0 | 0
Geo | 0 | 0 | 0 | 0 | 0 | 0
H | 0 | 1359.87 | 3038.13 | 650.95 | 252.99 | 0
LFG | 821.21 | 0 | 1688.79 | 724 | 0 | 0
Nuc | 2740.56 | 4530 | 1549.66 | 29071.53 | 38499.73 | 43609.02
PS | 0 | 0 | 0 | 0 | 0 | 0
PV | 2059.54 | 1041.07 | 845.14 | 81.35 | 0 | 0
PeakG | 0 | 0 | 0 | 0 | 0 | 0
PeakO | 0 | 0 | 0 | 0 | 0 | 0
ST | 0 | 0 | 0 | 0 | 0 | 0
STOG | 0 | 0 | 0 | 0 | 0 | 0
STWD | 0 | 0 | 0 | 0 | 0 | 0
WT | 24842.31 | 110774.4 | 76422.3 | 71858.48 | 33246.64 | 0
IGCC | 618.01 | 0 | 0 | 0 | 0 | 0
DemandResponse | 0 | 0 | 0 | 0 | 0 | 0
IGCC-CCS | 0 | 0 | 0 | 0 | 0 | 0
WT_off | 468 | 0 | 1100 | 0 | 0 | 0
PseudoUnit | 0 | 0 | 2333.05 | 2620.41 | 839.48 | 0
FixedInterchange | 0 | 0 | 0 | 0 | 0 | 0
New Build Capacity by Reporting Type: Outside_EI
ReportingType | 2015 | 2020 | 2025 | 2030 | 2035 | 2040
BM | 183.55 | 0 | 0 | 0 | 11.78 | 2343.36
CC | 13891.5 | 1484.52 | 0 | 0 | 0 | 0
CSP | 0 | 0 | 0 | 0 | 0 | 0
CT | 1702.1 | 0 | 0 | 0 | 0 | 0
Coal | 2905 | 0 | 0 | 0 | 0 | 0
Geo | 2211 | 0 | 4429 | 0 | 0 | 0
H | 0 | 0 | 0 | 0 | 335 | 0
LFG | 1323.79 | 0 | 521.21 | 0 | 0 | 0
Nuc | 0 | 0 | 0 | 19378.93 | 11500.27 | 6390.98
PS | 0 | 0 | 0 | 0 | 0 | 0
PV | 121 | 0 | 0 | 0 | 0 | 0
PeakG | 0 | 0 | 0 | 0 | 0 | 0
PeakO | 0 | 0 | 0 | 0 | 0 | 0
ST | 1014.55 | 469.77 | 205.65 | 8638.67 | 9924.71 | 392.03
STOG | 0 | 0 | 0 | 0 | 0 | 0
STWD | 0 | 0 | 0 | 0 | 0 | 0
WT | 9912.42 | 19994.32 | 43461.79 | 6376.41 | 0 | 2195.05
IGCC | 0 | 0 | 0 | 0 | 0 | 0
DemandResponse | 0 | 0 | 0 | 0 | 0 | 0
IGCC-CCS | 0 | 0 | 0 | 0 | 0 | 0
WT_off | 0 | 0 | 0 | 0 | 0 | 0
PseudoUnit | 0 | 0 | 0 | 0 | 0 | 0
FixedInterchange | 0 | 0 | 0 | 0 | 0 | 0
#2 | Cumulative New Build Capacity (MW)
Cumulative New Build Capacity by Reporting Type: Entergy
ReportingType | 2015 | 2020 | 2025 | 2030 | 2035 | 2040
BM | 0 | 0 | 0 | 0 | 0 | 23.76
CC | 498.34 | 2734.56 | 2734.56 | 2734.56 | 2734.56 | 2734.56
CSP | 0 | 0 | 0 | 0 | 0 | 0
CT | 0 | 0 | 0 | 0 | 0 | 0
Coal | 720 | 720 | 720 | 720 | 720 | 720
Geo | 0 | 0 | 0 | 0 | 0 | 0
H | 0 | 0 | 0 | 0 | 0 | 0
LFG | 0 | 0 | 75.24 | 107.4 | 107.4 | 107.4
Nuc | 170 | 170 | 170 | 170 | 170 | 170
PS | 0 | 0 | 0 | 0 | 0 | 0
PV | 29.1 | 58.37 | 84.95 | 84.95 | 84.95 | 84.95
PeakG | 0 | 0 | 0 | 0 | 0 | 0
PeakO | 0 | 0 | 0 | 0 | 0 | 0
ST | 0 | 0 | 0 | 0 | 0 | 0
STOG | 0 | 0 | 0 | 0 | 0 | 0
STWD | 0 | 0 | 0 | 0 | 0 | 0
WT | 0 | 0 | 0 | 0 | 0 | 0
IGCC | 0 | 0 | 0 | 0 | 0 | 0
DemandResponse | 0 | 0 | 0 | 0 | 0 | 0
IGCC-CCS | 0 | 0 | 0 | 0 | 0 | 0
WT_off | 0 | 0 | 0 | 0 | 0 | 0
PseudoUnit | 0 | 0 | 0 | 0 | 0 | 0
FixedInterchange | 0 | 0 | 0 | 0 | 0 | 0
Cumulative New Build Capacity by Reporting Type: FRCC
ReportingType | 2015 | 2020 | 2025 | 2030 | 2035 | 2040
BM | 0 | 0 | 0 | 0 | 0 | 1116.6
CC | 10598.77 | 10598.77 | 10598.77 | 10598.77 | 10598.77 | 10598.77
CSP | 0 | 0 | 0 | 0 | 0 | 0
CT | 2480 | 2480 | 2480 | 2480 | 2480 | 2480
Coal | 0 | 0 | 0 | 0 | 0 | 0
Geo | 0 | 0 | 0 | 0 | 0 | 0
H | 0 | 0 | 0 | 0 | 0 | 0
LFG | 0 | 0 | 198 | 198 | 198 | 198
Nuc | 229.33 | 229.33 | 1778.99 | 18054.27 | 22643.28 | 25532.31
PS | 0 | 0 | 0 | 0 | 0 | 0
PV | 0 | 0 | 0 | 0 | 0 | 0
PeakG | 0 | 0 | 0 | 0 | 0 | 0
PeakO | 0 | 0 | 0 | 0 | 0 | 0
ST | 0 | 0 | 0 | 0 | 0 | 0
STOG | 0 | 0 | 0 | 0 | 0 | 0
STWD | 0 | 0 | 0 | 0 | 0 | 0
WT | 0 | 0 | 0 | 0 | 0 | 0
IGCC | 0 | 0 | 0 | 0 | 0 | 0
DemandResponse | 0 | 0 | 0 | 0 | 0 | 0
IGCC-CCS | 0 | 0 | 0 | 0 | 0 | 0
WT_off | 0 | 0 | 0 | 0 | 0 | 0
PseudoUnit | 0 | 0 | 0 | 0 | 0 | 0
FixedInterchange | 0 | 0 | 0 | 0 | 0 | 0
Cumulative New Build Capacity by Reporting Type: MAPP_US
ReportingType | 2015 | 2020 | 2025 | 2030 | 2035 | 2040
BM | 0 | 0 | 0 | 0 | 0 | 0
CC | 0 | 0 | 0 | 0 | 0 | 0
CSP | 0 | 0 | 0 | 0 | 0 | 0
CT | 308.3 | 308.3 | 308.3 | 308.3 | 308.3 | 308.3
Coal | 0 | 0 | 0 | 0 | 0 | 0
Geo | 0 | 0 | 0 | 0 | 0 | 0
H | 0 | 0 | 0 | 0 | 0 | 0
LFG | 0 | 0 | 0 | 71.67 | 71.67 | 71.67
Nuc | 0 | 0 | 0 | 0 | 0 | 0
PS | 0 | 0 | 0 | 0 | 0 | 0
PV | 0 | 0 | 0 | 0 | 0 | 0
PeakG | 0 | 0 | 0 | 0 | 0 | 0
PeakO | 0 | 0 | 0 | 0 | 0 | 0
ST | 0 | 0 | 0 | 0 | 0 | 0
STOG | 0 | 0 | 0 | 0 | 0 | 0
STWD | 0 | 0 | 0 | 0 | 0 | 0
WT | 421.3 | 4850.43 | 7661.13 | 7661.13 | 7661.13 | 7661.13
IGCC | 0 | 0 | 0 | 0 | 0 | 0
DemandResponse | 0 | 0 | 0 | 0 | 0 | 0
IGCC-CCS | 0 | 0 | 0 | 0 | 0 | 0
WT_off | 0 | 0 | 0 | 0 | 0 | 0
PseudoUnit | 0 | 0 | 0 | 0 | 0 | 0
FixedInterchange | 0 | 0 | 0 | 0 | 0 | 0
Cumulative New Build Capacity by Reporting Type: MISO_IN
ReportingType | 2015 | 2020 | 2025 | 2030 | 2035 | 2040
BM | 0 | 0 | 0 | 0 | 0 | 0
CC | 3651.33 | 14481.94 | 14481.94 | 14481.94 | 14481.94 | 14481.94
CSP | 0 | 0 | 0 | 0 | 0 | 0
CT | 0 | 0 | 0 | 0 | 0 | 0
Coal | 0 | 0 | 0 | 0 | 0 | 0
Geo | 0 | 0 | 0 | 0 | 0 | 0
H | 0 | 0 | 0 | 0 | 0 | 0
LFG | 0 | 0 | 80.12 | 80.12 | 80.12 | 80.12
Nuc | 0 | 0 | 0 | 0 | 0 | 0
PS | 0 | 0 | 0 | 0 | 0 | 0
PV | 97.34 | 217.17 | 335.74 | 335.74 | 335.74 | 335.74
PeakG | 0 | 0 | 0 | 0 | 0 | 0
PeakO | 0 | 0 | 0 | 0 | 0 | 0
ST | 0 | 0 | 0 | 0 | 0 | 0
STOG | 0 | 0 | 0 | 0 | 0 | 0
STWD | 0 | 0 | 0 | 0 | 0 | 0
WT | 0 | 0 | 0 | 42637.75 | 42637.75 | 42637.75
IGCC | 618 | 618 | 618 | 618 | 618 | 618
DemandResponse | 0 | 0 | 0 | 0 | 0 | 0
IGCC-CCS | 0 | 0 | 0 | 0 | 0 | 0
WT_off | 0 | 0 | 0 | 0 | 0 | 0
PseudoUnit | 0 | 0 | 0 | 0 | 0 | 0
FixedInterchange | 0 | 0 | 0 | 0 | 0 | 0
Cumulative New Build Capacity by Reporting Type: MISO_MI
ReportingType | 2015 | 2020 | 2025 | 2030 | 2035 | 2040
BM | 0 | 0 | 0 | 0 | 0 | 0
CC | 863.69 | 863.69 | 863.69 | 863.69 | 863.69 | 863.69
CSP | 0 | 0 | 0 | 0 | 0 | 0
CT | 0 | 0 | 0 | 0 | 0 | 0
Coal | 0 | 0 | 0 | 0 | 0 | 0
Geo | 0 | 0 | 0 | 0 | 0 | 0
H | 0 | 0 | 0 | 0 | 0 | 0
LFG | 160.25 | 160.25 | 160.25 | 160.25 | 160.25 | 160.25
Nuc | 0 | 0 | 0 | 0 | 0 | 1261.82
PS | 0 | 0 | 0 | 0 | 0 | 0
PV | 0 | 0 | 0 | 0 | 0 | 0
PeakG | 0 | 0 | 0 | 0 | 0 | 0
PeakO | 0 | 0 | 0 | 0 | 0 | 0
ST | 0 | 0 | 0 | 0 | 0 | 0
STOG | 0 | 0 | 0 | 0 | 0 | 0
STWD | 0 | 0 | 0 | 0 | 0 | 0
WT | 2000 | 2030.56 | 2600 | 2600 | 2600 | 2600
IGCC | 0 | 0 | 0 | 0 | 0 | 0
DemandResponse | 0 | 0 | 0 | 0 | 0 | 0
IGCC-CCS | 0 | 0 | 0 | 0 | 0 | 0
WT_off | 0 | 0 | 0 | 0 | 0 | 0
PseudoUnit | 0 | 0 | 0 | 0 | 0 | 0
FixedInterchange | 0 | 0 | 0 | 0 | 0 | 0
Cumulative New Build Capacity by Reporting Type: MISO_MO-IL
ReportingType | 2015 | 2020 | 2025 | 2030 | 2035 | 2040
BM | 0 | 0 | 0 | 0 | 0 | 0
CC | 0 | 0 | 0 | 0 | 0 | 0
CSP | 0 | 0 | 0 | 0 | 0 | 0
CT | 0 | 0 | 0 | 0 | 0 | 0
Coal | 1790 | 1790 | 1790 | 1790 | 1790 | 1790
Geo | 0 | 0 | 0 | 0 | 0 | 0
H | 0 | 280 | 280 | 280 | 280 | 280
LFG | 0 | 0 | 223.33 | 223.33 | 223.33 | 223.33
Nuc | 0 | 0 | 0 | 0 | 0 | 0
PS | 0 | 0 | 0 | 0 | 0 | 0
PV | 0 | 0 | 0 | 0 | 0 | 0
PeakG | 0 | 0 | 0 | 0 | 0 | 0
PeakO | 0 | 0 | 0 | 0 | 0 | 0
ST | 0 | 0 | 0 | 0 | 0 | 0
STOG | 0 | 0 | 0 | 0 | 0 | 0
STWD | 0 | 0 | 0 | 0 | 0 | 0
WT | 300 | 300 | 5900 | 19394.77 | 19394.77 | 19394.77
IGCC | 0 | 0 | 0 | 0 | 0 | 0
DemandResponse | 0 | 0 | 0 | 0 | 0 | 0
IGCC-CCS | 0 | 0 | 0 | 0 | 0 | 0
WT_off | 0 | 0 | 0 | 0 | 0 | 0
PseudoUnit | 0 | 0 | 0 | 0 | 0 | 0
FixedInterchange | 0 | 0 | 0 | 0 | 0 | 0
Cumulative New Build Capacity by Reporting Type: MISO_W
ReportingType | 2015 | 2020 | 2025 | 2030 | 2035 | 2040
BM | 0 | 0 | 0 | 0 | 0 | 0
CC | 0 | 0 | 0 | 0 | 0 | 0
CSP | 0 | 0 | 0 | 0 | 0 | 0
CT | 0 | 0 | 0 | 0 | 0 | 0
Coal | 0 | 0 | 0 | 0 | 0 | 0
Geo | 0 | 0 | 0 | 0 | 0 | 0
H | 0 | 0 | 0 | 0 | 0 | 0
LFG | 0 | 0 | 0 | 71.67 | 71.67 | 71.67
Nuc | 94.33 | 94.33 | 94.33 | 94.33 | 94.33 | 94.33
PS | 0 | 0 | 0 | 0 | 0 | 0
PV | 0 | 0 | 0 | 0 | 0 | 0
PeakG | 0 | 0 | 0 | 0 | 0 | 0
PeakO | 0 | 0 | 0 | 0 | 0 | 0
ST | 0 | 0 | 0 | 0 | 0 | 0
STOG | 0 | 0 | 0 | 0 | 0 | 0
STWD | 0 | 0 | 0 | 0 | 0 | 0
WT | 2800.5 | 12840.17 | 69281.8 | 69281.8 | 75246.96 | 75246.96
IGCC | 0 | 0 | 0 | 0 | 0 | 0
DemandResponse | 0 | 0 | 0 | 0 | 0 | 0
IGCC-CCS | 0 | 0 | 0 | 0 | 0 | 0
WT_off | 0 | 0 | 0 | 0 | 0 | 0
PseudoUnit | 0 | 0 | 0 | 0 | 0 | 0
FixedInterchange | 0 | 0 | 0 | 0 | 0 | 0
Cumulative New Build Capacity by Reporting Type: MISO_WUMS
ReportingType | 2015 | 2020 | 2025 | 2030 | 2035 | 2040
BM | 0 | 0 | 0 | 0 | 0 | 0
CC | 4546.4 | 4546.4 | 4546.4 | 4546.4 | 4546.4 | 4546.4
CSP | 0 | 0 | 0 | 0 | 0 | 0
CT | 0 | 0 | 0 | 0 | 0 | 0
Coal | 615 | 615 | 615 | 615 | 615 | 615
Geo | 0 | 0 | 0 | 0 | 0 | 0
H | 0 | 1 | 1 | 1 | 1 | 1
LFG | 0 | 0 | 223.33 | 223.33 | 223.33 | 223.33
Nuc | 235 | 235 | 235 | 235 | 235 | 235
PS | 0 | 0 | 0 | 0 | 0 | 0
PV | 0 | 0 | 0 | 0 | 0 | 0
PeakG | 0 | 0 | 0 | 0 | 0 | 0
PeakO | 0 | 0 | 0 | 0 | 0 | 0
ST | 0 | 0 | 0 | 0 | 0 | 0
STOG | 0 | 0 | 0 | 0 | 0 | 0
STWD | 0 | 0 | 0 | 0 | 0 | 0
WT | 968.9 | 968.9 | 999.7 | 7780.56 | 13554.07 | 13554.07
IGCC | 0 | 0 | 0 | 0 | 0 | 0
DemandResponse | 0 | 0 | 0 | 0 | 0 | 0
IGCC-CCS | 0 | 0 | 0 | 0 | 0 | 0
WT_off | 0 | 0 | 0 | 0 | 0 | 0
PseudoUnit | 0 | 0 | 0 | 0 | 0 | 0
FixedInterchange | 0 | 0 | 0 | 0 | 0 | 0
Cumulative New Build Capacity by Reporting Type: Nebraska
ReportingType | 2015 | 2020 | 2025 | 2030 | 2035 | 2040
BM | 0 | 0 | 0 | 0 | 0 | 0
CC | 0 | 0 | 0 | 0 | 0 | 0
CSP | 0 | 0 | 0 | 0 | 0 | 0
CT | 0 | 0 | 0 | 0 | 0 | 0
Coal | 232.1 | 232.1 | 232.1 | 232.1 | 232.1 | 232.1
Geo | 0 | 0 | 0 | 0 | 0 | 0
H | 0 | 0 | 0 | 0 | 0 | 0
LFG | 0 | 0 | 0 | 71.67 | 71.67 | 71.67
Nuc | 0 | 0 | 0 | 0 | 0 | 0
PS | 0 | 0 | 0 | 0 | 0 | 0
PV | 0 | 0 | 0 | 0 | 0 | 0
PeakG | 0 | 0 | 0 | 0 | 0 | 0
PeakO | 0 | 0 | 0 | 0 | 0 | 0
ST | 0 | 0 | 0 | 0 | 0 | 0
STOG | 0 | 0 | 0 | 0 | 0 | 0
STWD | 0 | 0 | 0 | 0 | 0 | 0
WT | 202 | 15363.23 | 15363.23 | 16387.59 | 18514.64 | 18514.64
IGCC | 0 | 0 | 0 | 0 | 0 | 0
DemandResponse | 0 | 0 | 0 | 0 | 0 | 0
IGCC-CCS | 0 | 0 | 0 | 0 | 0 | 0
WT_off | 0 | 0 | 0 | 0 | 0 | 0
PseudoUnit | 0 | 0 | 0 | 0 | 0 | 0
FixedInterchange | 0 | 0 | 0 | 0 | 0 | 0
Cumulative New Build Capacity by Reporting Type: NEISO
ReportingType | 2015 | 2020 | 2025 | 2030 | 2035 | 2040
BM | 252.2 | 252.2 | 252.2 | 252.2 | 252.2 | 252.2
CC | 2049.5 | 2049.5 | 2049.5 | 2049.5 | 2049.5 | 2049.5
CSP | 0 | 0 | 0 | 0 | 0 | 0
CT | 334 | 334 | 334 | 334 | 334 | 334
Coal | 0 | 0 | 0 | 0 | 0 | 0
Geo | 0 | 0 | 0 | 0 | 0 | 0
H | 0 | 0 | 0 | 0.01 | 3 | 3
LFG | 49.26 | 49.26 | 49.26 | 119 | 119 | 119
Nuc | 0 | 0 | 0 | 0 | 0 | 0
PS | 0 | 0 | 0 | 0 | 0 | 0
PV | 279.59 | 279.59 | 279.59 | 279.59 | 279.59 | 279.59
PeakG | 0 | 0 | 0 | 0 | 0 | 0
PeakO | 0 | 0 | 0 | 0 | 0 | 0
ST | 0 | 0 | 0 | 0 | 0 | 0
STOG | 0 | 0 | 0 | 0 | 0 | 0
STWD | 0 | 0 | 0 | 0 | 0 | 0
WT | 502.92 | 2399.65 | 3614.44 | 5280 | 5280 | 5280
IGCC | 0 | 0 | 0 | 0 | 0 | 0
DemandResponse | 0 | 0 | 0 | 0 | 0 | 0
IGCC-CCS | 0 | 0 | 0 | 0 | 0 | 0
WT_off | 468 | 468 | 468 | 468 | 468 | 468
PseudoUnit | 0 | 0 | 0 | 0 | 0 | 0
FixedInterchange | 0 | 0 | 0 | 0 | 0 | 0
Cumulative New Build Capacity by Reporting Type: NonRTO_Midwest
ReportingType | 2015 | 2020 | 2025 | 2030 | 2035 | 2040
BM | 0 | 0 | 0 | 0 | 0 | 0
CC | 1855.12 | 4295.92 | 4295.92 | 4295.92 | 4295.92 | 4295.92
CSP | 0 | 0 | 0 | 0 | 0 | 0
CT | 0 | 0 | 0 | 0 | 0 | 0
Coal | 0 | 0 | 0 | 0 | 0 | 0
Geo | 0 | 0 | 0 | 0 | 0 | 0
H | 0 | 0 | 746 | 746 | 746 | 746
LFG | 0 | 0 | 160.25 | 160.25 | 160.25 | 160.25
Nuc | 0 | 0 | 0 | 0 | 2080.74 | 4053.64
PS | 0 | 0 | 0 | 0 | 0 | 0
PV | 0 | 0 | 0 | 0 | 0 | 0
PeakG | 0 | 0 | 0 | 0 | 0 | 0
PeakO | 0 | 0 | 0 | 0 | 0 | 0
ST | 0 | 0 | 0 | 0 | 0 | 0
STOG | 0 | 0 | 0 | 0 | 0 | 0
STWD | 0 | 0 | 0 | 0 | 0 | 0
WT | 0 | 0 | 0 | 0 | 0 | 0
IGCC | 0 | 0 | 0 | 0 | 0 | 0
DemandResponse | 0 | 0 | 0 | 0 | 0 | 0
IGCC-CCS | 0 | 0 | 0 | 0 | 0 | 0
WT_off | 0 | 0 | 0 | 0 | 0 | 0
PseudoUnit | 0 | 0 | 0 | 0 | 0 | 0
FixedInterchange | 0 | 0 | 0 | 0 | 0 | 0
Cumulative New Build Capacity by Reporting Type: NYISO_A-F
ReportingType | 2015 | 2020 | 2025 | 2030 | 2035 | 2040
BM | 0 | 0 | 0 | 0 | 0 | 0
CC | 639 | 639 | 639 | 639 | 639 | 639
CSP | 0 | 0 | 0 | 0 | 0 | 0
CT | 0 | 0 | 0 | 0 | 0 | 0
Coal | 0 | 0 | 0 | 0 | 0 | 0
Geo | 0 | 0 | 0 | 0 | 0 | 0
H | 0 | 0 | 0 | 0 | 0 | 0
LFG | 6.4 | 6.4 | 6.4 | 74.33 | 74.33 | 74.33
Nuc | 168 | 168 | 168 | 168 | 168 | 168
PS | 0 | 0 | 0 | 0 | 0 | 0
PV | 0 | 0 | 0 | 0 | 0 | 0
PeakG | 0 | 0 | 0 | 0 | 0 | 0
PeakO | 0 | 0 | 0 | 0 | 0 | 0
ST | 0 | 0 | 0 | 0 | 0 | 0
STOG | 0 | 0 | 0 | 0 | 0 | 0
STWD | 0 | 0 | 0 | 0 | 0 | 0
WT | 2668.3 | 3186.1 | 3186.1 | 3186.1 | 6419.52 | 6419.52
IGCC | 0 | 0 | 0 | 0 | 0 | 0
DemandResponse | 0 | 0 | 0 | 0 | 0 | 0
IGCC-CCS | 0 | 0 | 0 | 0 | 0 | 0
WT_off | 0 | 0 | 0 | 0 | 0 | 0
PseudoUnit | 0 | 0 | 0 | 0 | 0 | 0
FixedInterchange | 0 | 0 | 0 | 0 | 0 | 0
Cumulative New Build Capacity by Reporting Type: NYISO_G-I
ReportingType | 2015 | 2020 | 2025 | 2030 | 2035 | 2040
BM | 0 | 0 | 0 | 0 | 0 | 0
CC | 0 | 0 | 0 | 0 | 0 | 0
CSP | 0 | 0 | 0 | 0 | 0 | 0
CT | 0 | 0 | 0 | 0 | 0 | 0
Coal | 0 | 0 | 0 | 0 | 0 | 0
Geo | 0 | 0 | 0 | 0 | 0 | 0
H | 0 | 0 | 0 | 0 | 0 | 0
LFG | 0 | 0 | 0 | 74.33 | 74.33 | 74.33
Nuc | 0 | 0 | 0 | 0 | 360.22 | 4183.3
PS | 0 | 0 | 0 | 0 | 0 | 0
PV | 0 | 0 | 0 | 0 | 0 | 0
PeakG | 0 | 0 | 0 | 0 | 0 | 0
PeakO | 0 | 0 | 0 | 0 | 0 | 0
ST | 0 | 0 | 0 | 0 | 0 | 0
STOG | 0 | 0 | 0 | 0 | 0 | 0
STWD | 0 | 0 | 0 | 0 | 0 | 0
WT | 60 | 60 | 60 | 360 | 360 | 360
IGCC | 0 | 0 | 0 | 0 | 0 | 0
DemandResponse | 0 | 0 | 0 | 0 | 0 | 0
IGCC-CCS | 0 | 0 | 0 | 0 | 0 | 0
WT_off | 0 | 0 | 0 | 0 | 0 | 0
PseudoUnit | 0 | 0 | 0 | 0 | 0 | 0
FixedInterchange | 0 | 0 | 0 | 0 | 0 | 0
Cumulative New Build Capacity by Reporting Type: NYISO_J-K
ReportingType | 2015 | 2020 | 2025 | 2030 | 2035 | 2040
BM | 0 | 0 | 0 | 0 | 0 | 0
CC | 1175.4 | 1175.4 | 1175.4 | 1175.4 | 1175.4 | 1175.4
CSP | 0 | 0 | 0 | 0 | 0 | 0
CT | 0 | 0 | 0 | 0 | 0 | 0
Coal | 0 | 0 | 0 | 0 | 0 | 0
Geo | 0 | 0 | 0 | 0 | 0 | 0
H | 0 | 0 | 0 | 0 | 0 | 0
LFG | 0 | 0 | 0 | 74.33 | 74.33 | 74.33
Nuc | 0 | 0 | 0 | 0 | 0 | 0
PS | 0 | 0 | 0 | 0 | 0 | 0
PV | 32 | 32 | 32 | 32 | 32 | 32
PeakG | 0 | 0 | 0 | 0 | 0 | 0
PeakO | 0 | 0 | 0 | 0 | 0 | 0
ST | 0 | 0 | 0 | 0 | 0 | 0
STOG | 0 | 0 | 0 | 0 | 0 | 0
STWD | 0 | 0 | 0 | 0 | 0 | 0
WT | 0 | 0 | 0 | 0 | 330 | 330
IGCC | 0 | 0 | 0 | 0 | 0 | 0
DemandResponse | 0 | 0 | 0 | 0 | 0 | 0
IGCC-CCS | 0 | 0 | 0 | 0 | 0 | 0
WT_off | 0 | 0 | 0 | 0 | 0 | 0
PseudoUnit | 0 | 0 | 0 | 0 | 0 | 0
FixedInterchange | 0 | 0 | 0 | 0 | 0 | 0
Cumulative New Build Capacity by Reporting Type: PJM_E
ReportingType | 2015 | 2020 | 2025 | 2030 | 2035 | 2040
BM | 30 | 30 | 30 | 30 | 30 | 30
CC | 4634.3 | 4634.3 | 4634.3 | 4634.3 | 4634.3 | 4634.3
CSP | 0 | 0 | 0 | 0 | 0 | 0
CT | 26.2 | 26.2 | 26.2 | 26.2 | 26.2 | 26.2
Coal | 27 | 27 | 27 | 27 | 27 | 27
Geo | 0 | 0 | 0 | 0 | 0 | 0
H | 0 | 0 | 0 | 0 | 0 | 0
LFG | 142 | 142 | 142 | 142 | 142 | 142
Nuc | 38 | 38 | 38 | 38 | 38 | 38
PS | 0 | 0 | 0 | 0 | 0 | 0
PV | 25.45 | 25.45 | 25.45 | 25.45 | 25.45 | 25.45
PeakG | 0 | 0 | 0 | 0 | 0 | 0
PeakO | 0 | 0 | 0 | 0 | 0 | 0
ST | 0 | 0 | 0 | 0 | 0 | 0
STOG | 0 | 0 | 0 | 0 | 0 | 0
STWD | 0 | 0 | 0 | 0 | 0 | 0
WT | 1150 | 1150 | 1150 | 1150 | 1150 | 1150
IGCC | 0 | 0 | 0 | 0 | 0 | 0
DemandResponse | 0 | 0 | 0 | 0 | 0 | 0
IGCC-CCS | 0 | 0 | 0 | 0 | 0 | 0
WT_off | 0 | 0 | 1100 | 1100 | 1100 | 1100
PseudoUnit | 0 | 0 | 0 | 0 | 0 | 0
FixedInterchange | 0 | 0 | 0 | 0 | 0 | 0
Cumulative New Build Capacity by Reporting Type: PJM_ROM
ReportingType | 2015 | 2020 | 2025 | 2030 | 2035 | 2040
BM | 18 | 18 | 18 | 18 | 18 | 18
CC | 1678.5 | 1678.5 | 1678.5 | 1678.5 | 1678.5 | 1678.5
CSP | 0 | 0 | 0 | 0 | 0 | 0
CT | 16 | 16 | 16 | 16 | 16 | 16
Coal | 32.5 | 32.5 | 32.5 | 32.5 | 32.5 | 32.5
Geo | 0 | 0 | 0 | 0 | 0 | 0
H | 0 | 0 | 678 | 678 | 678 | 678
LFG | 284 | 284 | 284 | 284 | 284 | 284
Nuc | 0 | 0 | 0 | 0 | 2841.24 | 9726.96
PS | 0 | 0 | 0 | 0 | 0 | 0
PV | 453.76 | 1299.89 | 1999.89 | 2081.24 | 2081.24 | 2081.24
PeakG | 0 | 0 | 0 | 0 | 0 | 0
PeakO | 0 | 0 | 0 | 0 | 0 | 0
ST | 0 | 0 | 0 | 0 | 0 | 0
STOG | 0 | 0 | 0 | 0 | 0 | 0
STWD | 0 | 0 | 0 | 0 | 0 | 0
WT | 479.8 | 1230 | 1230 | 1230 | 1230 | 1230
IGCC | 0 | 0 | 0 | 0 | 0 | 0
DemandResponse | 0 | 0 | 0 | 0 | 0 | 0
IGCC-CCS | 0 | 0 | 0 | 0 | 0 | 0
WT_off | 0 | 0 | 0 | 0 | 0 | 0
PseudoUnit | 0 | 0 | 0 | 0 | 0 | 0
FixedInterchange | 0 | 0 | 0 | 0 | 0 | 0
Cumulative New Build Capacity by Reporting Type: PJM_ROR
ReportingType | 2015 | 2020 | 2025 | 2030 | 2035 | 2040
BM | 385 | 385 | 385 | 385 | 385 | 385
CC | 15804.78 | 15804.78 | 15804.78 | 15804.78 | 15804.78 | 15804.78
CSP | 0 | 0 | 0 | 0 | 0 | 0
CT | 29 | 29 | 29 | 29 | 29 | 29
Coal | 2164 | 2164 | 2164 | 2164 | 2164 | 2164
Geo | 0 | 0 | 0 | 0 | 0 | 0
H | 0 | 503 | 503 | 503 | 503 | 503
LFG | 57.4 | 57.4 | 571.11 | 571.11 | 571.11 | 571.11
Nuc | 38 | 38 | 38 | 38 | 3651.62 | 17013.02
PS | 0 | 0 | 0 | 0 | 0 | 0
PV | 0 | 0 | 0 | 0 | 0 | 0
PeakG | 0 | 0 | 0 | 0 | 0 | 0
PeakO | 0 | 0 | 0 | 0 | 0 | 0
ST | 0 | 0 | 0 | 0 | 0 | 0
STOG | 0 | 0 | 0 | 0 | 0 | 0
STWD | 0 | 0 | 0 | 0 | 0 | 0
WT | 8325.7 | 8517.4 | 13101.85 | 18804.13 | 18804.13 | 18804.13
IGCC | 0 | 0 | 0 | 0 | 0 | 0
DemandResponse | 0 | 0 | 0 | 0 | 0 | 0
IGCC-CCS | 0 | 0 | 0 | 0 | 0 | 0
WT_off | 0 | 0 | 0 | 0 | 0 | 0
PseudoUnit | 0 | 0 | 0 | 0 | 0 | 0
FixedInterchange | 0 | 0 | 0 | 0 | 0 | 0
Cumulative New Build Capacity by Reporting Type: SOCO
ReportingType | 2015 | 2020 | 2025 | 2030 | 2035 | 2040
BM | 55 | 55 | 55 | 55 | 55 | 3355.06
CC | 10132.82 | 10352.91 | 10352.91 | 10352.91 | 10352.91 | 10352.91
CSP | 0 | 0 | 0 | 0 | 0 | 0
CT | 0 | 0 | 0 | 0 | 0 | 0
Coal | 0 | 0 | 0 | 0 | 0 | 0
Geo | 0 | 0 | 0 | 0 | 0 | 0
H | 0 | 0 | 0 | 0 | 0 | 0
LFG | 0 | 0 | 107.4 | 107.4 | 107.4 | 107.4
Nuc | 70 | 2270 | 2270 | 9402.24 | 18947.54 | 24029.34
PS | 0 | 0 | 0 | 0 | 0 | 0
PV | 0 | 0 | 0 | 0 | 0 | 0
PeakG | 0 | 0 | 0 | 0 | 0 | 0
PeakO | 0 | 0 | 0 | 0 | 0 | 0
ST | 0 | 0 | 0 | 0 | 0 | 0
STOG | 0 | 0 | 0 | 0 | 0 | 0
STWD | 0 | 0 | 0 | 0 | 0 | 0
WT | 0 | 0 | 0 | 0 | 0 | 0
IGCC | 0 | 0 | 0 | 0 | 0 | 0
DemandResponse | 0 | 0 | 0 | 0 | 0 | 0
IGCC-CCS | 0 | 0 | 0 | 0 | 0 | 0
WT_off | 0 | 0 | 0 | 0 | 0 | 0
PseudoUnit | 0 | 0 | 0 | 0 | 0 | 0
FixedInterchange | 0 | 0 | 0 | 0 | 0 | 0
Cumulative New Build Capacity by Reporting Type: SPP_N
ReportingType | 2015 | 2020 | 2025 | 2030 | 2035 | 2040
BM | 0 | 0 | 0 | 0 | 0 | 0
CC | 0 | 0 | 0 | 0 | 0 | 0
CSP | 0 | 0 | 0 | 0 | 0 | 0
CT | 0 | 0 | 0 | 0 | 0 | 0
Coal | 465.04 | 465.04 | 465.04 | 465.04 | 465.04 | 465.04
Geo | 0 | 0 | 0 | 0 | 0 | 0
H | 0 | 0 | 0 | 0 | 0 | 0
LFG | 0 | 0 | 0 | 95 | 95 | 95
Nuc | 0 | 0 | 0 | 0 | 0 | 0
PS | 0 | 0 | 0 | 0 | 0 | 0
PV | 0 | 0 | 0 | 0 | 0 | 0
PeakG | 0 | 0 | 0 | 0 | 0 | 0
PeakO | 0 | 0 | 0 | 0 | 0 | 0
ST | 0 | 0 | 0 | 0 | 0 | 0
STOG | 0 | 0 | 0 | 0 | 0 | 0
STWD | 0 | 0 | 0 | 0 | 0 | 0
WT | 0 | 37325.28 | 41519.35 | 41772.24 | 51916.84 | 51916.84
IGCC | 0 | 0 | 0 | 0 | 0 | 0
DemandResponse | 0 | 0 | 0 | 0 | 0 | 0
IGCC-CCS | 0 | 0 | 0 | 0 | 0 | 0
WT_off | 0 | 0 | 0 | 0 | 0 | 0
PseudoUnit | 0 | 0 | 0 | 0 | 0 | 0
FixedInterchange | 0 | 0 | 0 | 0 | 0 | 0
Cumulative New Build Capacity by Reporting Type: SPP_S
ReportingType | 2015 | 2020 | 2025 | 2030 | 2035 | 2040
BM | 0 | 0 | 0 | 0 | 0 | 0
CC | 0 | 0 | 0 | 0 | 0 | 0
CSP | 0 | 0 | 0 | 0 | 0 | 0
CT | 412.99 | 712.99 | 712.99 | 712.99 | 712.99 | 712.99
Coal | 988 | 988 | 988 | 988 | 988 | 988
Geo | 0 | 0 | 0 | 0 | 0 | 0
H | 0 | 0 | 0 | 0 | 0 | 0
LFG | 0 | 0 | 0 | 95 | 95 | 95
Nuc | 0 | 0 | 0 | 0 | 0 | 0
PS | 0 | 0 | 0 | 0 | 0 | 0
PV | 0 | 0 | 0 | 0 | 0 | 0
PeakG | 0 | 0 | 0 | 0 | 0 | 0
PeakO | 0 | 0 | 0 | 0 | 0 | 0
ST | 0 | 0 | 0 | 0 | 0 | 0
STOG | 0 | 0 | 0 | 0 | 0 | 0
STWD | 0 | 0 | 0 | 0 | 0 | 0
WT | 862 | 39486.69 | 40463.12 | 40463.12 | 46136.02 | 46136.02
IGCC | 0 | 0 | 0 | 0 | 0 | 0
DemandResponse | 0 | 0 | 0 | 0 | 0 | 0
IGCC-CCS | 0 | 0 | 0 | 0 | 0 | 0
WT_off | 0 | 0 | 0 | 0 | 0 | 0
PseudoUnit | 0 | 0 | 0 | 0 | 0 | 0
FixedInterchange | 0 | 0 | 0 | 0 | 0 | 0
Cumulative New Build Capacity by Reporting Type: TVA
ReportingType | 2015 | 2020 | 2025 | 2030 | 2035 | 2040
BM | 0 | 0 | 0 | 0 | 0 | 70.74
CC | 4664.46 | 5533.47 | 5533.47 | 5533.47 | 5533.47 | 5533.47
CSP | 0 | 0 | 0 | 0 | 0 | 0
CT | 0 | 0 | 0 | 0 | 0 | 0
Coal | 0 | 0 | 0 | 0 | 0 | 0
Geo | 0 | 0 | 0 | 0 | 0 | 0
H | 0 | 0 | 0 | 27 | 27 | 27
LFG | 0 | 0 | 107.4 | 107.4 | 107.4 | 107.4
Nuc | 1697.89 | 1697.89 | 1697.89 | 1697.89 | 7697.29 | 11440.13
PS | 0 | 0 | 0 | 0 | 0 | 0
PV | 0 | 0 | 0 | 0 | 0 | 0
PeakG | 0 | 0 | 0 | 0 | 0 | 0
PeakO | 0 | 0 | 0 | 0 | 0 | 0
ST | 0 | 0 | 0 | 0 | 0 | 0
STOG | 0 | 0 | 0 | 0 | 0 | 0
STWD | 0 | 0 | 0 | 0 | 0 | 0
WT | 0 | 0 | 0 | 0 | 0 | 0
IGCC | 0 | 0 | 0 | 0 | 0 | 0
DemandResponse | 0 | 0 | 0 | 0 | 0 | 0
IGCC-CCS | 0 | 0 | 0 | 0 | 0 | 0
WT_off | 0 | 0 | 0 | 0 | 0 | 0
PseudoUnit | 0 | 0 | 0 | 0 | 0 | 0
FixedInterchange | 0 | 0 | 0 | 0 | 0 | 0
Cumulative New Build Capacity by Reporting Type: TVA_Transmission
ReportingType | 2015 | 2020 | 2025 | 2030 | 2035 | 2040
BM | 0 | 0 | 0 | 0 | 0 | 0
CC | 0 | 0 | 0 | 0 | 0 | 0
CSP | 0 | 0 | 0 | 0 | 0 | 0
CT | 0 | 0 | 0 | 0 | 0 | 0
Coal | 0 | 0 | 0 | 0 | 0 | 0
Geo | 0 | 0 | 0 | 0 | 0 | 0
H | 0 | 0 | 0 | 0 | 0 | 0
LFG | 0 | 0 | 0 | 0 | 0 | 0
Nuc | 0 | 0 | 0 | 0 | 0 | 0
PS | 0 | 0 | 0 | 0 | 0 | 0
PV | 0 | 0 | 0 | 0 | 0 | 0
PeakG | 0 | 0 | 0 | 0 | 0 | 0
PeakO | 0 | 0 | 0 | 0 | 0 | 0
ST | 0 | 0 | 0 | 0 | 0 | 0
STOG | 0 | 0 | 0 | 0 | 0 | 0
STWD | 0 | 0 | 0 | 0 | 0 | 0
WT | 0 | 0 | 0 | 0 | 0 | 0
IGCC | 0 | 0 | 0 | 0 | 0 | 0
DemandResponse | 0 | 0 | 0 | 0 | 0 | 0
IGCC-CCS | 0 | 0 | 0 | 0 | 0 | 0
WT_off | 0 | 0 | 0 | 0 | 0 | 0
PseudoUnit | 0 | 0 | 0 | 0 | 0 | 0
FixedInterchange | 0 | 0 | 0 | 0 | 0 | 0
Cumulative New Build Capacity by Reporting Type: VACAR
ReportingType | 2015 | 2020 | 2025 | 2030 | 2035 | 2040
BM | 0 | 10.69 | 443.56 | 443.56 | 443.56 | 1554.08
CC | 10779.93 | 10779.93 | 10779.93 | 10779.93 | 10779.93 | 10779.93
CSP | 0 | 0 | 0 | 0 | 0 | 0
CT | 717.2 | 717.2 | 717.2 | 717.2 | 717.2 | 717.2
Coal | 825 | 825 | 825 | 825 | 825 | 825
Geo | 0 | 0 | 0 | 0 | 0 | 0
H | 0 | 0 | 0 | 0 | 0 | 0
LFG | 107.4 | 107.4 | 107.4 | 107.4 | 107.4 | 107.4
Nuc | 0 | 2330 | 2330 | 7994 | 17464.22 | 22054.64
PS | 0 | 0 | 0 | 0 | 0 | 0
PV | 75.04 | 120.89 | 120.89 | 120.89 | 120.89 | 120.89
PeakG | 0 | 0 | 0 | 0 | 0 | 0
PeakO | 0 | 0 | 0 | 0 | 0 | 0
ST | 0 | 0 | 0 | 0 | 0 | 0
STOG | 0 | 0 | 0 | 0 | 0 | 0
STWD | 0 | 0 | 0 | 0 | 0 | 0
WT | 1692.59 | 3500 | 3500 | 3500 | 3500 | 3500
IGCC | 0 | 0 | 0 | 0 | 0 | 0
DemandResponse | 0 | 0 | 0 | 0 | 0 | 0
IGCC-CCS | 0 | 0 | 0 | 0 | 0 | 0
WT_off | 0 | 0 | 0 | 0 | 0 | 0
PseudoUnit | 0 | 0 | 0 | 0 | 0 | 0
FixedInterchange | 0 | 0 | 0 | 0 | 0 | 0
Cumulative New Build Capacity by Reporting Type: IESO
ReportingType | 2015 | 2020 | 2025 | 2030 | 2035 | 2040
BM | 326.33 | 326.33 | 326.33 | 326.33 | 326.33 | 326.33
CC | 1263 | 1263 | 1263 | 1263 | 1263 | 1263
CSP | 0 | 0 | 0 | 0 | 0 | 0
CT | 368 | 368 | 368 | 368 | 368 | 368
Coal | 0 | 0 | 0 | 0 | 0 | 0
Geo | 0 | 0 | 0 | 0 | 0 | 0
H | 0 | 0 | 0 | 0 | 250 | 250
LFG | 14.5 | 14.5 | 14.5 | 15 | 15 | 15
Nuc | 0 | 0 | 0 | 0 | 0 | 0
PS | 0 | 0 | 0 | 0 | 0 | 0
PV | 1067.26 | 1067.26 | 1067.26 | 1067.26 | 1067.26 | 1067.26
PeakG | 0 | 0 | 0 | 0 | 0 | 0
PeakO | 0 | 0 | 0 | 0 | 0 | 0
ST | 0 | 0 | 0 | 0 | 0 | 0
STOG | 0 | 0 | 0 | 0 | 0 | 0
STWD | 0 | 0 | 0 | 0 | 0 | 0
WT | 2105.9 | 2105.9 | 2105.9 | 2105.9 | 2105.9 | 2105.9
IGCC | 0 | 0 | 0 | 0 | 0 | 0
DemandResponse | 0 | 0 | 0 | 0 | 0 | 0
IGCC-CCS | 0 | 0 | 0 | 0 | 0 | 0
WT_off | 0 | 0 | 0 | 0 | 0 | 0
PseudoUnit | 0 | 0 | 0 | 0 | 0 | 0
FixedInterchange | 0 | 0 | 0 | 0 | 0 | 0
Cumulative New Build Capacity by Reporting Type: MAPP_CA
ReportingType | 2015 | 2020 | 2025 | 2030 | 2035 | 2040
BM | 0 | 0 | 0 | 0 | 0 | 0
CC | 475.18 | 475.18 | 475.18 | 475.18 | 475.18 | 475.18
CSP | 0 | 0 | 0 | 0 | 0 | 0
CT | 0 | 0 | 0 | 0 | 0 | 0
Coal | 0 | 0 | 0 | 0 | 0 | 0
Geo | 0 | 0 | 0 | 0 | 0 | 0
H | 0 | 575.87 | 2190 | 2813.94 | 2813.94 | 2813.94
LFG | 0 | 0 | 0 | 0 | 0 | 0
Nuc | 0 | 0 | 0 | 0 | 0 | 0
PS | 0 | 0 | 0 | 0 | 0 | 0
PV | 0 | 0 | 0 | 0 | 0 | 0
PeakG | 0 | 0 | 0 | 0 | 0 | 0
PeakO | 0 | 0 | 0 | 0 | 0 | 0
ST | 0 | 0 | 0 | 0 | 0 | 0
STOG | 0 | 0 | 0 | 0 | 0 | 0
STWD | 0 | 0 | 0 | 0 | 0 | 0
WT | 302.4 | 302.4 | 302.4 | 302.4 | 302.4 | 302.4
IGCC | 0 | 0 | 0 | 0 | 0 | 0
DemandResponse | 0 | 0 | 0 | 0 | 0 | 0
IGCC-CCS | 0 | 0 | 0 | 0 | 0 | 0
WT_off | 0 | 0 | 0 | 0 | 0 | 0
PseudoUnit | 0 | 0 | 0 | 0 | 0 | 0
FixedInterchange | 0 | 0 | 0 | 0 | 0 | 0
Cumulative New Build Capacity by Reporting Type: AZ_NM_SNV_Coal
ReportingType | 2015 | 2020 | 2025 | 2030 | 2035 | 2040
BM | 0 | 0 | 0 | 0 | 0 | 0
CC | 0 | 0 | 0 | 0 | 0 | 0
CSP | 0 | 0 | 0 | 0 | 0 | 0
CT | 0 | 0 | 0 | 0 | 0 | 0
Coal | 0 | 0 | 0 | 0 | 0 | 0
Geo | 0 | 0 | 0 | 0 | 0 | 0
H | 0 | 0 | 0 | 0 | 0 | 0
LFG | 0 | 0 | 0 | 0 | 0 | 0
Nuc | 0 | 0 | 0 | 0 | 0 | 0
PS | 0 | 0 | 0 | 0 | 0 | 0
PV | 0 | 0 | 0 | 0 | 0 | 0
PeakG | 0 | 0 | 0 | 0 | 0 | 0
PeakO | 0 | 0 | 0 | 0 | 0 | 0
ST | 0 | 0 | 0 | 0 | 0 | 0
STOG | 0 | 0 | 0 | 0 | 0 | 0
STWD | 0 | 0 | 0 | 0 | 0 | 0
WT | 0 | 0 | 0 | 0 | 0 | 0
IGCC | 0 | 0 | 0 | 0 | 0 | 0
DemandResponse | 0 | 0 | 0 | 0 | 0 | 0
IGCC-CCS | 0 | 0 | 0 | 0 | 0 | 0
WT_off | 0 | 0 | 0 | 0 | 0 | 0
PseudoUnit | 0 | 0 | 0 | 0 | 0 | 0
FixedInterchange | 0 | 0 | 0 | 0 | 0 | 0
Cumulative New Build Capacity by Reporting Type: AZ_NM_SNV_Gas
ReportingType | 2015 | 2020 | 2025 | 2030 | 2035 | 2040
BM | 0 | 0 | 0 | 0 | 0 | 0
CC | 668 | 668 | 668 | 668 | 668 | 668
CSP | 0 | 0 | 0 | 0 | 0 | 0
CT | 736 | 736 | 736 | 736 | 736 | 736
Coal | 0 | 0 | 0 | 0 | 0 | 0
Geo | 0 | 0 | 0 | 0 | 0 | 0
H | 0 | 0 | 0 | 0 | 0 | 0
LFG | 0 | 0 | 0 | 0 | 0 | 0
Nuc | 0 | 0 | 0 | 0 | 0 | 0
PS | 0 | 0 | 0 | 0 | 0 | 0
PV | 0 | 0 | 0 | 0 | 0 | 0
PeakG | 0 | 0 | 0 | 0 | 0 | 0
PeakO | 0 | 0 | 0 | 0 | 0 | 0
ST | 0 | 0 | 0 | 0 | 0 | 0
STOG | 0 | 0 | 0 | 0 | 0 | 0
STWD | 0 | 0 | 0 | 0 | 0 | 0
WT | 0 | 0 | 0 | 0 | 0 | 0
IGCC | 0 | 0 | 0 | 0 | 0 | 0
DemandResponse | 0 | 0 | 0 | 0 | 0 | 0
IGCC-CCS | 0 | 0 | 0 | 0 | 0 | 0
WT_off | 0 | 0 | 0 | 0 | 0 | 0
PseudoUnit | 0 | 0 | 0 | 0 | 0 | 0
FixedInterchange | 0 | 0 | 0 | 0 | 0 | 0
Cumulative New Build Capacity by Reporting Type: AZ_NM_SNV_NucRenew
ReportingType | 2015 | 2020 | 2025 | 2030 | 2035 | 2040
BM | 0 | 0 | 0 | 0 | 0 | 0
CC | 0 | 0 | 0 | 0 | 0 | 0
CSP | 0 | 0 | 0 | 0 | 0 | 0
CT | 0 | 0 | 0 | 0 | 0 | 0
Coal | 0 | 0 | 0 | 0 | 0 | 0
Geo | 25 | 25 | 1450 | 1450 | 1450 | 1450
H | 0 | 0 | 0 | 0 | 0 | 0
LFG | 60.67 | 60.67 | 60.67 | 60.67 | 60.67 | 60.67
Nuc | 0 | 0 | 0 | 1440.74 | 5238.73 | 6490.84
PS | 0 | 0 | 0 | 0 | 0 | 0
PV | 95.7 | 95.7 | 95.7 | 95.7 | 95.7 | 95.7
PeakG | 0 | 0 | 0 | 0 | 0 | 0
PeakO | 0 | 0 | 0 | 0 | 0 | 0
ST | 348.96 | 663.47 | 864.53 | 9498.5 | 9740.58 | 10000
STOG | 0 | 0 | 0 | 0 | 0 | 0
STWD | 0 | 0 | 0 | 0 | 0 | 0
WT | 2231.12 | 5186.31 | 9967.53 | 9967.53 | 9967.53 | 9967.53
IGCC | 0 | 0 | 0 | 0 | 0 | 0
DemandResponse | 0 | 0 | 0 | 0 | 0 | 0
IGCC-CCS | 0 | 0 | 0 | 0 | 0 | 0
WT_off | 0 | 0 | 0 | 0 | 0 | 0
PseudoUnit | 0 | 0 | 0 | 0 | 0 | 0
FixedInterchange | 0 | 0 | 0 | 0 | 0 | 0
Cumulative New Build Capacity by Reporting Type: ERCOT
ReportingType | 2015 | 2020 | 2025 | 2030 | 2035 | 2040
BM | 145 | 145 | 145 | 145 | 156.78 | 2500.14
CC | 10708.15 | 10708.15 | 10708.15 | 10708.15 | 10708.15 | 10708.15
CSP | 0 | 0 | 0 | 0 | 0 | 0
CT | 250 | 250 | 250 | 250 | 250 | 250
Coal | 2020 | 2020 | 2020 | 2020 | 2020 | 2020
Geo | 0 | 0 | 0 | 0 | 0 | 0
H | 0 | 0 | 0 | 0 | 0 | 0
LFG | 0 | 0 | 354 | 354 | 354 | 354
Nuc | 0 | 0 | 0 | 0 | 4189.38 | 7683.6
PS | 0 | 0 | 0 | 0 | 0 | 0
PV | 14 | 14 | 14 | 14 | 14 | 14
PeakG | 0 | 0 | 0 | 0 | 0 | 0
PeakO | 0 | 0 | 0 | 0 | 0 | 0
ST | 0 | 0 | 0 | 0 | 0 | 0
STOG | 0 | 0 | 0 | 0 | 0 | 0
STWD | 0 | 0 | 0 | 0 | 0 | 0
WT | 1809.29 | 13546.07 | 40867.58 | 40867.58 | 40867.58 | 43062.63
IGCC | 0 | 0 | 0 | 0 | 0 | 0
DemandResponse | 0 | 0 | 0 | 0 | 0 | 0
IGCC-CCS | 0 | 0 | 0 | 0 | 0 | 0
WT_off | 0 | 0 | 0 | 0 | 0 | 0
PseudoUnit | 0 | 0 | 0 | 0 | 0 | 0
FixedInterchange | 0 | 0 | 0 | 0 | 0 | 0
Cumulative New Build Capacity by Reporting Type: NP15
ReportingType | 2015 | 2020 | 2025 | 2030 | 2035 | 2040
BM | 0 | 0 | 0 | 0 | 0 | 0
CC | 940 | 940 | 940 | 940 | 940 | 940
CSP | 0 | 0 | 0 | 0 | 0 | 0
CT | 212.6 | 212.6 | 212.6 | 212.6 | 212.6 | 212.6
Coal | 0 | 0 | 0 | 0 | 0 | 0
Geo | 600 | 600 | 600 | 600 | 600 | 600
H | 0 | 0 | 0 | 0 | 0 | 0
LFG | 565 | 565 | 565 | 565 | 565 | 565
Nuc | 0 | 0 | 0 | 1295.79 | 3937.36 | 4235.73
PS | 0 | 0 | 0 | 0 | 0 | 0
PV | 6.5 | 6.5 | 6.5 | 6.5 | 6.5 | 6.5
PeakG | 0 | 0 | 0 | 0 | 0 | 0
PeakO | 0 | 0 | 0 | 0 | 0 | 0
ST | 29 | 29 | 29 | 29 | 29 | 29
STOG | 0 | 0 | 0 | 0 | 0 | 0
STWD | 0 | 0 | 0 | 0 | 0 | 0
WT | 101.2 | 101.2 | 3400 | 3400 | 3400 | 3400
IGCC | 0 | 0 | 0 | 0 | 0 | 0
DemandResponse | 0 | 0 | 0 | 0 | 0 | 0
IGCC-CCS | 0 | 0 | 0 | 0 | 0 | 0
WT_off | 0 | 0 | 0 | 0 | 0 | 0
PseudoUnit | 0 | 0 | 0 | 0 | 0 | 0
FixedInterchange | 0 | 0 | 0 | 0 | 0 | 0
Cumulative New Build Capacity by Reporting Type: NWPP_Coal
ReportingType | 2015 | 2020 | 2025 | 2030 | 2035 | 2040
BM | 0 | 0 | 0 | 0 | 0 | 0
CC | 0 | 0 | 0 | 0 | 0 | 0
CSP | 0 | 0 | 0 | 0 | 0 | 0
CT | 0 | 0 | 0 | 0 | 0 | 0
Coal | 0 | 0 | 0 | 0 | 0 | 0
Geo | 0 | 0 | 0 | 0 | 0 | 0
H | 0 | 0 | 0 | 0 | 0 | 0
LFG | 0 | 0 | 0 | 0 | 0 | 0
Nuc | 0 | 0 | 0 | 0 | 0 | 0
PS | 0 | 0 | 0 | 0 | 0 | 0
PV | 0 | 0 | 0 | 0 | 0 | 0
PeakG | 0 | 0 | 0 | 0 | 0 | 0
PeakO | 0 | 0 | 0 | 0 | 0 | 0
ST | 0 | 0 | 0 | 0 | 0 | 0
STOG | 0 | 0 | 0 | 0 | 0 | 0
STWD | 0 | 0 | 0 | 0 | 0 | 0
WT | 0 | 0 | 0 | 0 | 0 | 0
IGCC | 0 | 0 | 0 | 0 | 0 | 0
DemandResponse | 0 | 0 | 0 | 0 | 0 | 0
IGCC-CCS | 0 | 0 | 0 | 0 | 0 | 0
WT_off | 0 | 0 | 0 | 0 | 0 | 0
PseudoUnit | 0 | 0 | 0 | 0 | 0 | 0
FixedInterchange | 0 | 0 | 0 | 0 | 0 | 0
Cumulative New Build Capacity by Reporting Type: NWPP_Gas
ReportingType | 2015 | 2020 | 2025 | 2030 | 2035 | 2040
BM | 0 | 0 | 0 | 0 | 0 | 0
CC | 300 | 732.6 | 732.6 | 732.6 | 732.6 | 732.6
CSP | 0 | 0 | 0 | 0 | 0 | 0
CT | 150 | 150 | 150 | 150 | 150 | 150
Coal | 0 | 0 | 0 | 0 | 0 | 0
Geo | 0 | 0 | 0 | 0 | 0 | 0
H | 0 | 0 | 0 | 0 | 0 | 0
LFG | 0 | 0 | 0 | 0 | 0 | 0
Nuc | 0 | 0 | 0 | 0 | 0 | 0
PS | 0 | 0 | 0 | 0 | 0 | 0
PV | 0 | 0 | 0 | 0 | 0 | 0
PeakG | 0 | 0 | 0 | 0 | 0 | 0
PeakO | 0 | 0 | 0 | 0 | 0 | 0
ST | 0 | 0 | 0 | 0 | 0 | 0
STOG | 0 | 0 | 0 | 0 | 0 | 0
STWD | 0 | 0 | 0 | 0 | 0 | 0
WT | 0 | 0 | 0 | 0 | 0 | 0
IGCC | 0 | 0 | 0 | 0 | 0 | 0
DemandResponse | 0 | 0 | 0 | 0 | 0 | 0
IGCC-CCS | 0 | 0 | 0 | 0 | 0 | 0
WT_off | 0 | 0 | 0 | 0 | 0 | 0
PseudoUnit | 0 | 0 | 0 | 0 | 0 | 0
FixedInterchange | 0 | 0 | 0 | 0 | 0 | 0
Cumulative New Build Capacity by Reporting Type: NWPP_NucRenew
ReportingType | 2015 | 2020 | 2025 | 2030 | 2035 | 2040
BM | 32.55 | 32.55 | 32.55 | 32.55 | 32.55 | 32.55
CC | 0 | 0 | 0 | 0 | 0 | 0
CSP | 0 | 0 | 0 | 0 | 0 | 0
CT | 0 | 0 | 0 | 0 | 0 | 0
Coal | 0 | 0 | 0 | 0 | 0 | 0
Geo | 86 | 86 | 520 | 520 | 520 | 520
H | 0 | 0 | 0 | 0 | 335 | 335
LFG | 131.72 | 131.72 | 270 | 270 | 270 | 270
Nuc | 0 | 0 | 0 | 8304.32 | 8304.32 | 8781.46
PS | 0 | 0 | 0 | 0 | 0 | 0
PV | 0 | 0 | 0 | 0 | 0 | 0
PeakG | 0 | 0 | 0 | 0 | 0 | 0
PeakO | 0 | 0 | 0 | 0 | 0 | 0
ST | 0 | 0 | 0 | 0 | 0 | 0
STOG | 0 | 0 | 0 | 0 | 0 | 0
STWD | 0 | 0 | 0 | 0 | 0 | 0
WT | 977.3 | 977.3 | 977.3 | 977.3 | 977.3 | 977.3
IGCC | 0 | 0 | 0 | 0 | 0 | 0
DemandResponse | 0 | 0 | 0 | 0 | 0 | 0
IGCC-CCS | 0 | 0 | 0 | 0 | 0 | 0
WT_off | 0 | 0 | 0 | 0 | 0 | 0
PseudoUnit | 0 | 0 | 0 | 0 | 0 | 0
FixedInterchange | 0 | 0 | 0 | 0 | 0 | 0
Cumulative New Build Capacity by Reporting Type: RMPA
ReportingType | 2015 | 2020 | 2025 | 2030 | 2035 | 2040
BM | 0 | 0 | 0 | 0 | 0 | 0
CC | 0 | 0 | 0 | 0 | 0 | 0
CSP | 0 | 0 | 0 | 0 | 0 | 0
CT | 152 | 152 | 152 | 152 | 152 | 152
Coal | 390 | 390 | 390 | 390 | 390 | 390
Geo | 0 | 0 | 2570 | 2570 | 2570 | 2570
H | 0 | 0 | 0 | 0 | 0 | 0
LFG | 1.4 | 1.4 | 30.33 | 30.33 | 30.33 | 30.33
Nuc | 0 | 0 | 0 | 121.38 | 704.26 | 1164.26
PS | 0 | 0 | 0 | 0 | 0 | 0
PV | 1 | 1 | 1 | 1 | 1 | 1
PeakG | 0 | 0 | 0 | 0 | 0 | 0
PeakO | 0 | 0 | 0 | 0 | 0 | 0
ST | 188.58 | 343.85 | 348.45 | 353.13 | 483.76 | 616.37
STOG | 0 | 0 | 0 | 0 | 0 | 0
STWD | 0 | 0 | 0 | 0 | 0 | 0
WT | 3905.51 | 9207.86 | 9342.3 | 9479.53 | 9479.53 | 9479.53
IGCC | 0 | 0 | 0 | 0 | 0 | 0
DemandResponse | 0 | 0 | 0 | 0 | 0 | 0
IGCC-CCS | 0 | 0 | 0 | 0 | 0 | 0
WT_off | 0 | 0 | 0 | 0 | 0 | 0
PseudoUnit | 0 | 0 | 0 | 0 | 0 | 0
FixedInterchange | 0 | 0 | 0 | 0 | 0 | 0
Cumulative New Build Capacity by Reporting Type: SP15
ReportingType | 2015 | 2020 | 2025 | 2030 | 2035 | 2040
BM | 6 | 6 | 6 | 6 | 6 | 6
CC | 409.5 | 1461.43 | 1461.43 | 1461.43 | 1461.43 | 1461.43
CSP | 0 | 0 | 0 | 0 | 0 | 0
CT | 0 | 0 | 0 | 0 | 0 | 0
Coal | 0 | 0 | 0 | 0 | 0 | 0
Geo | 1500 | 1500 | 1500 | 1500 | 1500 | 1500
H | 0 | 0 | 0 | 0 | 0 | 0
LFG | 565 | 565 | 565 | 565 | 565 | 565
Nuc | 0 | 0 | 0 | 0 | 0 | 219.96
PS | 0 | 0 | 0 | 0 | 0 | 0
PV | 3.8 | 3.8 | 3.8 | 3.8 | 3.8 | 3.8
PeakG | 0 | 0 | 0 | 0 | 0 | 0
PeakO | 0 | 0 | 0 | 0 | 0 | 0
ST | 448 | 448 | 448 | 448 | 10000 | 10000
STOG | 0 | 0 | 0 | 0 | 0 | 0
STWD | 0 | 0 | 0 | 0 | 0 | 0
WT | 735 | 735 | 8660.82 | 14900 | 14900 | 14900
IGCC | 0 | 0 | 0 | 0 | 0 | 0
DemandResponse | 0 | 0 | 0 | 0 | 0 | 0
IGCC-CCS | 0 | 0 | 0 | 0 | 0 | 0
WT_off | 0 | 0 | 0 | 0 | 0 | 0
PseudoUnit | 0 | 0 | 0 | 0 | 0 | 0
FixedInterchange | 0 | 0 | 0 | 0 | 0 | 0
Cumulative New Build Capacity by Reporting Type: ALB
ReportingType | 2015 | 2020 | 2025 | 2030 | 2035 | 2040
BM | 0 | 0 | 0 | 0 | 0 | 0
CC | 102.98 | 102.98 | 102.98 | 102.98 | 102.98 | 102.98
CSP | 0 | 0 | 0 | 0 | 0 | 0
CT | 201.5 | 201.5 | 201.5 | 201.5 | 201.5 | 201.5
Coal | 495 | 495 | 495 | 495 | 495 | 495
Geo | 0 | 0 | 0 | 0 | 0 | 0
H | 0 | 0 | 0 | 0 | 0 | 0
LFG | 0 | 0 | 0 | 0 | 0 | 0
Nuc | 0 | 0 | 0 | 8216.69 | 8505.14 | 8694.33
PS | 0 | 0 | 0 | 0 | 0 | 0
PV | 0 | 0 | 0 | 0 | 0 | 0
PeakG | 0 | 0 | 0 | 0 | 0 | 0
PeakO | 0 | 0 | 0 | 0 | 0 | 0
ST | 0 | 0 | 0 | 0 | 0 | 0
STOG | 0 | 0 | 0 | 0 | 0 | 0
STWD | 0 | 0 | 0 | 0 | 0 | 0
WT | 9 | 9 | 9 | 9 | 9 | 9
IGCC | 0 | 0 | 0 | 0 | 0 | 0
DemandResponse | 0 | 0 | 0 | 0 | 0 | 0
IGCC-CCS | 0 | 0 | 0 | 0 | 0 | 0
WT_off | 0 | 0 | 0 | 0 | 0 | 0
PseudoUnit | 0 | 0 | 0 | 0 | 0 | 0
FixedInterchange | 0 | 0 | 0 | 0 | 0 | 0
Cumulative New Build Capacity by Reporting Type: BC
ReportingType | 2015 | 2020 | 2025 | 2030 | 2035 | 2040
BM | 0 | 0 | 0 | 0 | 0 | 0
CC | 762.87 | 762.87 | 762.87 | 762.87 | 762.87 | 762.87
CSP | 0 | 0 | 0 | 0 | 0 | 0
CT | 0 | 0 | 0 | 0 | 0 | 0
Coal | 0 | 0 | 0 | 0 | 0 | 0
Geo | 0 | 0 | 0 | 0 | 0 | 0
H | 0 | 0 | 0 | 0 | 0 | 0
LFG | 0 | 0 | 0 | 0 | 0 | 0
Nuc | 0 | 0 | 0 | 0 | 0 | 0
PS | 0 | 0 | 0 | 0 | 0 | 0
PV | 0 | 0 | 0 | 0 | 0 | 0
PeakG | 0 | 0 | 0 | 0 | 0 | 0
PeakO | 0 | 0 | 0 | 0 | 0 | 0
ST | 0 | 0 | 0 | 0 | 0 | 0
STOG | 0 | 0 | 0 | 0 | 0 | 0
STWD | 0 | 0 | 0 | 0 | 0 | 0
WT | 144 | 144 | 144 | 144 | 144 | 144
IGCC | 0 | 0 | 0 | 0 | 0 | 0
DemandResponse | 0 | 0 | 0 | 0 | 0 | 0
IGCC-CCS | 0 | 0 | 0 | 0 | 0 | 0
WT_off | 0 | 0 | 0 | 0 | 0 | 0
PseudoUnit | 0 | 0 | 0 | 0 | 0 | 0
FixedInterchange | 0 | 0 | 0 | 0 | 0 | 0
Cumulative New Build Capacity by Reporting Type: HQ_IESO
ReportingType | 2015 | 2020 | 2025 | 2030 | 2035 | 2040
BM | 0 | 0 | 0 | 0 | 0 | 0
CC | 0 | 0 | 0 | 0 | 0 | 0
CSP | 0 | 0 | 0 | 0 | 0 | 0
CT | 0 | 0 | 0 | 0 | 0 | 0
Coal | 0 | 0 | 0 | 0 | 0 | 0
Geo | 0 | 0 | 0 | 0 | 0 | 0
H | 0 | 0 | 0 | 0 | 0 | 0
LFG | 0 | 0 | 0 | 0 | 0 | 0
Nuc | 0 | 0 | 0 | 0 | 0 | 0
PS | 0 | 0 | 0 | 0 | 0 | 0
PV | 0 | 0 | 0 | 0 | 0 | 0
PeakG | 0 | 0 | 0 | 0 | 0 | 0
PeakO | 0 | 0 | 0 | 0 | 0 | 0
ST | 0 | 0 | 0 | 0 | 0 | 0
STOG | 0 | 0 | 0 | 0 | 0 | 0
STWD | 0 | 0 | 0 | 0 | 0 | 0
WT | 0 | 0 | 0 | 0 | 0 | 0
IGCC | 0 | 0 | 0 | 0 | 0 | 0
DemandResponse | 0 | 0 | 0 | 0 | 0 | 0
IGCC-CCS | 0 | 0 | 0 | 0 | 0 | 0
WT_off | 0 | 0 | 0 | 0 | 0 | 0
PseudoUnit | 0 | 0 | 0 | 1648.07 | 1848 | 1848
FixedInterchange | 0 | 0 | 0 | 0 | 0 | 0
Cumulative New Build Capacity by Reporting Type: HQ_NEISO
ReportingType | 2015 | 2020 | 2025 | 2030 | 2035 | 2040
BM | 0 | 0 | 0 | 0 | 0 | 0
CC | 0 | 0 | 0 | 0 | 0 | 0
CSP | 0 | 0 | 0 | 0 | 0 | 0
CT | 0 | 0 | 0 | 0 | 0 | 0
Coal | 0 | 0 | 0 | 0 | 0 | 0
Geo | 0 | 0 | 0 | 0 | 0 | 0
H | 0 | 0 | 0 | 0 | 0 | 0
LFG | 0 | 0 | 0 | 0 | 0 | 0
Nuc | 0 | 0 | 0 | 0 | 0 | 0
PS | 0 | 0 | 0 | 0 | 0 | 0
PV | 0 | 0 | 0 | 0 | 0 | 0
PeakG | 0 | 0 | 0 | 0 | 0 | 0
PeakO | 0 | 0 | 0 | 0 | 0 | 0
ST | 0 | 0 | 0 | 0 | 0 | 0
STOG | 0 | 0 | 0 | 0 | 0 | 0
STWD | 0 | 0 | 0 | 0 | 0 | 0
WT | 0 | 0 | 0 | 0 | 0 | 0
IGCC | 0 | 0 | 0 | 0 | 0 | 0
DemandResponse | 0 | 0 | 0 | 0 | 0 | 0
IGCC-CCS | 0 | 0 | 0 | 0 | 0 | 0
WT_off | 0 | 0 | 0 | 0 | 0 | 0
PseudoUnit | 0 | 0 | 0 | 579.93 | 1111.89 | 1111.89
FixedInterchange | 0 | 0 | 0 | 0 | 0 | 0
Cumulative New Build Capacity by Reporting Type: HQ_NY
ReportingType | 2015 | 2020 | 2025 | 2030 | 2035 | 2040
BM | 0 | 0 | 0 | 0 | 0 | 0
CC | 0 | 0 | 0 | 0 | 0 | 0
CSP | 0 | 0 | 0 | 0 | 0 | 0
CT | 0 | 0 | 0 | 0 | 0 | 0
Coal | 0 | 0 | 0 | 0 | 0 | 0
Geo | 0 | 0 | 0 | 0 | 0 | 0
H | 0 | 0 | 0 | 0 | 0 | 0
LFG | 0 | 0 | 0 | 0 | 0 | 0
Nuc | 0 | 0 | 0 | 0 | 0 | 0
PS | 0 | 0 | 0 | 0 | 0 | 0
PV | 0 | 0 | 0 | 0 | 0 | 0
PeakG | 0 | 0 | 0 | 0 | 0 | 0
PeakO | 0 | 0 | 0 | 0 | 0 | 0
ST | 0 | 0 | 0 | 0 | 0 | 0
STOG | 0 | 0 | 0 | 0 | 0 | 0
STWD | 0 | 0 | 0 | 0 | 0 | 0
WT | 0 | 0 | 0 | 0 | 0 | 0
IGCC | 0 | 0 | 0 | 0 | 0 | 0
DemandResponse | 0 | 0 | 0 | 0 | 0 | 0
IGCC-CCS | 0 | 0 | 0 | 0 | 0 | 0
WT_off | 0 | 0 | 0 | 0 | 0 | 0
PseudoUnit | 0 | 0 | 2333.05 | 2333.05 | 2333.05 | 2333.05
FixedInterchange | 0 | 0 | 0 | 0 | 0 | 0
Cumulative New Build Capacity by Reporting Type: MARITIMES
ReportingType | 2015 | 2020 | 2025 | 2030 | 2035 | 2040
BM | 0 | 0 | 0 | 0 | 0 | 0
CC | 0 | 0 | 0 | 0 | 0 | 0
CSP | 0 | 0 | 0 | 0 | 0 | 0
CT | 0 | 0 | 0 | 0 | 0 | 0
Coal | 0 | 0 | 0 | 0 | 0 | 0
Geo | 0 | 0 | 0 | 0 | 0 | 0
H | 0 | 0 | 0 | 0 | 0 | 0
LFG | 0 | 0 | 0 | 0 | 0 | 0
Nuc | 0 | 0 | 0 | 0 | 0 | 0
PS | 0 | 0 | 0 | 0 | 0 | 0
PV | 0 | 0 | 0 | 0 | 0 | 0
PeakG | 0 | 0 | 0 | 0 | 0 | 0
PeakO | 0 | 0 | 0 | 0 | 0 | 0
ST | 0 | 0 | 0 | 0 | 0 | 0
STOG | 0 | 0 | 0 | 0 | 0 | 0
STWD | 0 | 0 | 0 | 0 | 0 | 0
WT | 0 | 0 | 0 | 0 | 0 | 0
IGCC | 0 | 0 | 0 | 0 | 0 | 0
DemandResponse | 0 | 0 | 0 | 0 | 0 | 0
IGCC-CCS | 0 | 0 | 0 | 0 | 0 | 0
WT_off | 0 | 0 | 0 | 0 | 0 | 0
PseudoUnit | 0 | 0 | 0 | 392.42 | 500 | 500
FixedInterchange | 0 | 0 | 0 | 0 | 0 | 0
Cumulative New Build Capacity by Reporting Type: All
ReportingType | 2015 | 2020 | 2025 | 2030 | 2035 | 2040
BM | 1250.08 | 1260.77 | 1693.64 | 1693.64 | 1705.42 | 9670.47
CC | 89202.01 | 107283.27 | 107283.27 | 107283.27 | 107283.27 | 107283.27
CSP | 0 | 0 | 0 | 0 | 0 | 0
CT | 6393.79 | 6693.79 | 6693.79 | 6693.79 | 6693.79 | 6693.79
Coal | 10763.64 | 10763.64 | 10763.64 | 10763.64 | 10763.64 | 10763.64
Geo | 2211 | 2211 | 6640 | 6640 | 6640 | 6640
H | 0 | 1359.87 | 4398 | 5048.95 | 5636.94 | 5636.94
LFG | 2145 | 2145 | 4355 | 5079 | 5079 | 5079
Nuc | 2740.56 | 7270.56 | 8820.21 | 57270.67 | 107270.67 | 157270.67
PS | 0 | 0 | 0 | 0 | 0 | 0
PV | 2180.54 | 3221.62 | 4066.76 | 4148.1 | 4148.1 | 4148.1
PeakG | 0 | 0 | 0 | 0 | 0 | 0
PeakO | 0 | 0 | 0 | 0 | 0 | 0
ST | 1014.55 | 1484.32 | 1689.97 | 10328.64 | 20253.34 | 20645.37
STOG | 0 | 0 | 0 | 0 | 0 | 0
STWD | 0 | 0 | 0 | 0 | 0 | 0
WT | 34754.73 | 165523.45 | 285407.54 | 363642.43 | 396889.07 | 399084.12
IGCC | 618.01 | 618.01 | 618.01 | 618.01 | 618.01 | 618.01
DemandResponse | 0 | 0 | 0 | 0 | 0 | 0
IGCC-CCS | 0 | 0 | 0 | 0 | 0 | 0
WT_off | 468 | 468 | 1568 | 1568 | 1568 | 1568
PseudoUnit | 0 | 0 | 2333.05 | 4953.46 | 5792.94 | 5792.94
FixedInterchange | 0 | 0 | 0 | 0 | 0 | 0
Cumulative New Build Capacity by Reporting Type: EI_US
ReportingType | 2015 | 2020 | 2025 | 2030 | 2035 | 2040
BM | 740.2 | 750.89 | 1183.76 | 1183.76 | 1183.76 | 6805.45
CC | 73572.34 | 90169.07 | 90169.07 | 90169.07 | 90169.07 | 90169.07
CSP | 0 | 0 | 0 | 0 | 0 | 0
CT | 4323.69 | 4623.69 | 4623.69 | 4623.69 | 4623.69 | 4623.69
Coal | 7858.64 | 7858.64 | 7858.64 | 7858.64 | 7858.64 | 7858.64
Geo | 0 | 0 | 0 | 0 | 0 | 0
H | 0 | 784 | 2208 | 2235.01 | 2238 | 2238
LFG | 806.71 | 806.71 | 2495.5 | 3219 | 3219 | 3219
Nuc | 2740.56 | 7270.56 | 8820.21 | 37891.74 | 76391.47 | 120000.49
PS | 0 | 0 | 0 | 0 | 0 | 0
PV | 992.29 | 2033.36 | 2878.5 | 2959.85 | 2959.85 | 2959.85
PeakG | 0 | 0 | 0 | 0 | 0 | 0
PeakO | 0 | 0 | 0 | 0 | 0 | 0
ST | 0 | 0 | 0 | 0 | 0 | 0
STOG | 0 | 0 | 0 | 0 | 0 | 0
STWD | 0 | 0 | 0 | 0 | 0 | 0
WT | 22434.01 | 133208.41 | 209630.71 | 281489.19 | 314735.83 | 314735.83
IGCC | 618.01 | 618.01 | 618.01 | 618.01 | 618.01 | 618.01
DemandResponse | 0 | 0 | 0 | 0 | 0 | 0
IGCC-CCS | 0 | 0 | 0 | 0 | 0 | 0
WT_off | 468 | 468 | 1568 | 1568 | 1568 | 1568
PseudoUnit | 0 | 0 | 2333.05 | 3305.4 | 3944.94 | 3944.94
FixedInterchange | 0 | 0 | 0 | 0 | 0 | 0
Cumulative New Build Capacity by Reporting Type: EI_Canada
ReportingType | 2015 | 2020 | 2025 | 2030 | 2035 | 2040
BM | 326.33 | 326.33 | 326.33 | 326.33 | 326.33 | 326.33
CC | 1738.18 | 1738.18 | 1738.18 | 1738.18 | 1738.18 | 1738.18
CSP | 0 | 0 | 0 | 0 | 0 | 0
CT | 368 | 368 | 368 | 368 | 368 | 368
Coal | 0 | 0 | 0 | 0 | 0 | 0
Geo | 0 | 0 | 0 | 0 | 0 | 0
H | 0 | 575.87 | 2190 | 2813.94 | 3063.94 | 3063.94
LFG | 14.5 | 14.5 | 14.5 | 15 | 15 | 15
Nuc | 0 | 0 | 0 | 0 | 0 | 0
PS | 0 | 0 | 0 | 0 | 0 | 0
PV | 1067.26 | 1067.26 | 1067.26 | 1067.26 | 1067.26 | 1067.26
PeakG | 0 | 0 | 0 | 0 | 0 | 0
PeakO | 0 | 0 | 0 | 0 | 0 | 0
ST | 0 | 0 | 0 | 0 | 0 | 0
STOG | 0 | 0 | 0 | 0 | 0 | 0
STWD | 0 | 0 | 0 | 0 | 0 | 0
WT | 2408.3 | 2408.3 | 2408.3 | 2408.3 | 2408.3 | 2408.3
IGCC | 0 | 0 | 0 | 0 | 0 | 0
DemandResponse | 0 | 0 | 0 | 0 | 0 | 0
IGCC-CCS | 0 | 0 | 0 | 0 | 0 | 0
WT_off | 0 | 0 | 0 | 0 | 0 | 0
PseudoUnit | 0 | 0 | 0 | 1648.07 | 1848 | 1848
FixedInterchange | 0 | 0 | 0 | 0 | 0 | 0
Cumulative New Build Capacity by Reporting Type: EI
ReportingType | 2015 | 2020 | 2025 | 2030 | 2035 | 2040
BM | 1066.53 | 1077.22 | 1510.09 | 1510.09 | 1510.09 | 7131.78
CC | 75310.52 | 91907.25 | 91907.25 | 91907.25 | 91907.25 | 91907.25
CSP | 0 | 0 | 0 | 0 | 0 | 0
CT | 4691.69 | 4991.69 | 4991.69 | 4991.69 | 4991.69 | 4991.69
Coal | 7858.64 | 7858.64 | 7858.64 | 7858.64 | 7858.64 | 7858.64
Geo | 0 | 0 | 0 | 0 | 0 | 0
H | 0 | 1359.87 | 4398 | 5048.95 | 5301.94 | 5301.94
LFG | 821.21 | 821.21 | 2510 | 3234 | 3234 | 3234
Nuc | 2740.56 | 7270.56 | 8820.21 | 37891.74 | 76391.47 | 120000.49
PS | 0 | 0 | 0 | 0 | 0 | 0
PV | 2059.54 | 3100.62 | 3945.76 | 4027.1 | 4027.1 | 4027.1
PeakG | 0 | 0 | 0 | 0 | 0 | 0
PeakO | 0 | 0 | 0 | 0 | 0 | 0
ST | 0 | 0 | 0 | 0 | 0 | 0
STOG | 0 | 0 | 0 | 0 | 0 | 0
STWD | 0 | 0 | 0 | 0 | 0 | 0
WT | 24842.31 | 135616.71 | 212039.01 | 283897.49 | 317144.13 | 317144.13
IGCC | 618.01 | 618.01 | 618.01 | 618.01 | 618.01 | 618.01
DemandResponse | 0 | 0 | 0 | 0 | 0 | 0
IGCC-CCS | 0 | 0 | 0 | 0 | 0 | 0
WT_off | 468 | 468 | 1568 | 1568 | 1568 | 1568
PseudoUnit | 0 | 0 | 2333.05 | 4953.46 | 5792.94 | 5792.94
FixedInterchange | 0 | 0 | 0 | 0 | 0 | 0
Cumulative New Build Capacity by Reporting Type: Outside_EI
ReportingType | 2015 | 2020 | 2025 | 2030 | 2035 | 2040
BM | 183.55 | 183.55 | 183.55 | 183.55 | 195.33 | 2538.69
CC | 13891.5 | 15376.02 | 15376.02 | 15376.02 | 15376.02 | 15376.02
CSP | 0 | 0 | 0 | 0 | 0 | 0
CT | 1702.1 | 1702.1 | 1702.1 | 1702.1 | 1702.1 | 1702.1
Coal | 2905 | 2905 | 2905 | 2905 | 2905 | 2905
Geo | 2211 | 2211 | 6640 | 6640 | 6640 | 6640
H | 0 | 0 | 0 | 0 | 335 | 335
LFG | 1323.79 | 1323.79 | 1845 | 1845 | 1845 | 1845
Nuc | 0 | 0 | 0 | 19378.93 | 30879.2 | 37270.18
PS | 0 | 0 | 0 | 0 | 0 | 0
PV | 121 | 121 | 121 | 121 | 121 | 121
PeakG | 0 | 0 | 0 | 0 | 0 | 0
PeakO | 0 | 0 | 0 | 0 | 0 | 0
ST | 1014.55 | 1484.32 | 1689.97 | 10328.64 | 20253.34 | 20645.37
STOG | 0 | 0 | 0 | 0 | 0 | 0
STWD | 0 | 0 | 0 | 0 | 0 | 0
WT | 9912.42 | 29906.74 | 73368.52 | 79744.94 | 79744.94 | 81939.99
IGCC | 0 | 0 | 0 | 0 | 0 | 0
DemandResponse | 0 | 0 | 0 | 0 | 0 | 0
IGCC-CCS | 0 | 0 | 0 | 0 | 0 | 0
WT_off | 0 | 0 | 0 | 0 | 0 | 0
PseudoUnit | 0 | 0 | 0 | 0 | 0 | 0
FixedInterchange | 0 | 0 | 0 | 0 | 0 | 0
#3 | Retirements of Capacity (MW)
Retirements of Capacity by Reporting Type: Entergy
ReportingType | 2015 | 2020 | 2025 | 2030 | 2035 | 2040
BM | 0 | 0 | 0 | 0 | 0 | 0
CC | 0 | 0 | 209 | 0 | 0 | 0
CSP | 0 | 0 | 0 | 0 | 0 | 0
CT | 0 | 0 | 0 | 0 | 0 | 0
Coal | 1425.54 | 5438 | 1445.36 | 0 | 0 | 0
Geo | 0 | 0 | 0 | 0 | 0 | 0
H | 0 | 0 | 0 | 0 | 0 | 0
LFG | 0 | 0 | 0 | 0 | 0 | 0
Nuc | 0 | 0 | 0 | 0 | 842 | 997
PS | 0 | 0 | 0 | 0 | 0 | 0
PV | 0 | 0 | 0 | 0 | 0 | 0
PeakG | 0 | 0 | 566.29 | 1102.85 | 144.06 | 0
PeakO | 0 | 0 | 174 | 0 | 0 | 0
ST | 0 | 0 | 0 | 0 | 0 | 0
STOG | 12635.74 | 0 | 2229.26 | 0 | 0 | 0
STWD | 0 | 0 | 0 | 0 | 0 | 0
WT | 0 | 0 | 0 | 0 | 0 | 0
IGCC | 0 | 0 | 0 | 0 | 0 | 0
DemandResponse | 0 | 0 | 0 | 0 | 0 | 0
IGCC-CCS | 0 | 0 | 0 | 0 | 0 | 0
WT_off | 0 | 0 | 0 | 0 | 0 | 0
PseudoUnit | 0 | 0 | 0 | 0 | 0 | 0
FixedInterchange | 0 | 0 | 0 | 0 | 0 | 0
Retirements of Capacity by Reporting Type: FRCC
ReportingType | 2015 | 2020 | 2025 | 2030 | 2035 | 2040
BM | 0 | 0 | 0 | 0 | 0 | 0
CC | 0 | 0 | 0 | 10377.19 | 3432.73 | 1160.55
CSP | 0 | 0 | 0 | 0 | 0 | 0
CT | 0 | 0 | 0 | 0 | 2480 | 0
Coal | 7107.4 | 1730 | 626 | 0 | 0 | 0
Geo | 0 | 0 | 0 | 0 | 0 | 0
H | 0 | 0 | 0 | 0 | 0 | 0
LFG | 0 | 0 | 0 | 0 | 0 | 0
Nuc | 0 | 0 | 0 | 0 | 1615.33 | 1677
PS | 0 | 0 | 0 | 0 | 0 | 0
PV | 0 | 0 | 0 | 0 | 0 | 0
PeakG | 0 | 672.49 | 3838.13 | 3920.38 | 0 | 0
PeakO | 607.32 | 1675.68 | 0 | 0 | 0 | 0
ST | 0 | 0 | 0 | 0 | 0 | 0
STOG | 9833 | 0 | 0 | 0 | 0 | 0
STWD | 0 | 0 | 0 | 0 | 0 | 0
WT | 0 | 0 | 0 | 0 | 0 | 0
IGCC | 0 | 0 | 0 | 0 | 0 | 0
DemandResponse | 0 | 0 | 0 | 0 | 0 | 0
IGCC-CCS | 0 | 0 | 0 | 0 | 0 | 0
WT_off | 0 | 0 | 0 | 0 | 0 | 0
PseudoUnit | 0 | 0 | 0 | 0 | 0 | 0
FixedInterchange | 0 | 0 | 0 | 0 | 0 | 0
Retirements of Capacity by Reporting Type: MAPP_US
ReportingType | 2015 | 2020 | 2025 | 2030 | 2035 | 2040
BM | 0 | 0 | 0 | 0 | 0 | 0
CC | 0 | 0 | 0 | 0 | 0 | 0
CSP | 0 | 0 | 0 | 0 | 0 | 0
CT | 0 | 0 | 0 | 8.3 | 188.6 | 0
Coal | 1526.07 | 1067.13 | 953.3 | 0 | 0 | 0
Geo | 0 | 0 | 0 | 0 | 0 | 0
H | 0 | 0 | 0 | 0 | 0 | 0
LFG | 0 | 0 | 0 | 0 | 0 | 0
Nuc | 0 | 0 | 0 | 0 | 0 | 0
PS | 0 | 0 | 0 | 0 | 0 | 0
PV | 0 | 0 | 0 | 0 | 0 | 0
PeakG | 0 | 0 | 0 | 0 | 0 | 0
PeakO | 52.29 | 0 | 0 | 99.19 | 0 | 110.48
ST | 0 | 0 | 0 | 0 | 0 | 0
STOG | 36 | 0 | 0 | 0 | 0 | 0
STWD | 0 | 0 | 0 | 0 | 0 | 0
WT | 0 | 0 | 0 | 0 | 0 | 0
IGCC | 0 | 0 | 0 | 0 | 0 | 0
DemandResponse | 0 | 0 | 0 | 0 | 0 | 0
IGCC-CCS | 0 | 0 | 0 | 0 | 0 | 0
WT_off | 0 | 0 | 0 | 0 | 0 | 0
PseudoUnit | 0 | 0 | 0 | 0 | 0 | 0
FixedInterchange | 0 | 0 | 0 | 0 | 0 | 0
Retirements of Capacity by Reporting Type: MISO_IN
ReportingType | 2015 | 2020 | 2025 | 2030 | 2035 | 2040
BM | 0 | 0 | 0 | 0 | 0 | 0
CC | 0 | 0 | 0 | 0 | 0 | 0
CSP | 0 | 0 | 0 | 0 | 0 | 0
CT | 0 | 0 | 0 | 0 | 0 | 0
Coal | 4599.13 | 2276 | 7871.57 | 0 | 0 | 0
Geo | 0 | 0 | 0 | 0 | 0 | 0
H | 0 | 0 | 0 | 0 | 0 | 0
LFG | 0 | 0 | 0 | 0 | 0 | 0
Nuc | 0 | 0 | 0 | 0 | 0 | 0
PS | 0 | 0 | 0 | 0 | 0 | 0
PV | 0 | 0 | 0 | 0 | 0 | 0
PeakG | 0 | 0 | 0 | 1280.86 | 0 | 1033.96
PeakO | 0 | 0 | 0 | 361 | 0 | 0
ST | 0 | 0 | 0 | 0 | 0 | 0
STOG | 0 | 0 | 0 | 279 | 0 | 0
STWD | 0 | 0 | 0 | 0 | 0 | 0
WT | 0 | 0 | 0 | 0 | 0 | 0
IGCC | 0 | 0 | 0 | 0 | 0 | 0
DemandResponse | 0 | 0 | 0 | 0 | 0 | 0
IGCC-CCS | 0 | 0 | 0 | 0 | 0 | 0
WT_off | 0 | 0 | 0 | 0 | 0 | 0
PseudoUnit | 0 | 0 | 0 | 0 | 0 | 0
FixedInterchange | 0 | 0 | 0 | 0 | 0 | 0
Retirements of Capacity by Reporting Type: MISO_MI
ReportingType | 2015 | 2020 | 2025 | 2030 | 2035 | 2040
BM | 0 | 0 | 0 | 0 | 0 | 0
CC | 0 | 0 | 0 | 1599 | 0 | 0
CSP | 0 | 0 | 0 | 0 | 0 | 0
CT | 0 | 0 | 0 | 0 | 0 | 0
Coal | 6340 | 4452 | 0 | 0 | 0 | 0
Geo | 0 | 0 | 0 | 0 | 0 | 0
H | 0 | 0 | 0 | 0 | 0 | 0
LFG | 0 | 0 | 0 | 0 | 0 | 0
Nuc | 0 | 0 | 0 | 0 | 778 | 0
PS | 0 | 0 | 0 | 0 | 0 | 0
PV | 0 | 0 | 0 | 0 | 0 | 0
PeakG | 0 | 0 | 0 | 1390.79 | 0 | 1360.43
PeakO | 0 | 0 | 0 | 534 | 0 | 0
ST | 0 | 0 | 0 | 0 | 0 | 0
STOG | 0 | 0 | 1963.88 | 888.12 | 0 | 0
STWD | 0 | 0 | 0 | 0 | 0 | 0
WT | 0 | 0 | 0 | 0 | 0 | 0
IGCC | 0 | 0 | 0 | 0 | 0 | 0
DemandResponse | 0 | 0 | 0 | 0 | 0 | 0
IGCC-CCS | 0 | 0 | 0 | 0 | 0 | 0
WT_off | 0 | 0 | 0 | 0 | 0 | 0
PseudoUnit | 0 | 0 | 0 | 0 | 0 | 0
FixedInterchange | 0 | 0 | 0 | 0 | 0 | 0
Retirements of Capacity by Reporting Type: MISO_MO-IL
ReportingType | 2015 | 2020 | 2025 | 2030 | 2035 | 2040
BM | 0 | 0 | 0 | 0 | 0 | 0
CC | 0 | 0 | 0 | 0 | 0 | 0
CSP | 0 | 0 | 0 | 0 | 0 | 0
CT | 0 | 0 | 0 | 0 | 0 | 0
Coal | 4804.7 | 6578 | 2381 | 0 | 0 | 0
Geo | 0 | 0 | 0 | 0 | 0 | 0
H | 0 | 0 | 0 | 0 | 0 | 0
LFG | 0 | 0 | 0 | 0 | 0 | 0
Nuc | 0 | 0 | 0 | 0 | 0 | 0
PS | 0 | 0 | 0 | 0 | 0 | 0
PV | 0 | 0 | 0 | 0 | 0 | 0
PeakG | 0 | 0 | 0 | 12.17 | 0 | 32.02
PeakO | 0 | 0 | 0 | 766 | 0 | 0
ST | 0 | 0 | 0 | 0 | 0 | 0
STOG | 0 | 0 | 592 | 0 | 0 | 0
STWD | 0 | 0 | 0 | 0 | 0 | 0
WT | 0 | 0 | 0 | 0 | 0 | 0
IGCC | 0 | 0 | 0 | 0 | 0 | 0
DemandResponse | 0 | 0 | 0 | 0 | 0 | 0
IGCC-CCS | 0 | 0 | 0 | 0 | 0 | 0
WT_off | 0 | 0 | 0 | 0 | 0 | 0
PseudoUnit | 0 | 0 | 0 | 0 | 0 | 0
FixedInterchange | 0 | 0 | 0 | 0 | 0 | 0
Retirements of Capacity by Reporting Type: MISO_W
ReportingType | 2015 | 2020 | 2025 | 2030 | 2035 | 2040
BM | 0 | 0 | 0 | 0 | 0 | 0
CC | 0 | 0 | 0 | 62 | 0 | 0
CSP | 0 | 0 | 0 | 0 | 0 | 0
CT | 0 | 0 | 0 | 0 | 0 | 0
Coal | 3460.56 | 4425.9 | 5248.13 | 0 | 0 | 0
Geo | 0 | 0 | 0 | 0 | 0 | 0
H | 0 | 0 | 0 | 0 | 0 | 0
LFG | 0 | 0 | 0 | 0 | 0 | 0
Nuc | 0 | 0 | 0 | 0 | 2361.23 | 0
PS | 0 | 0 | 0 | 0 | 0 | 0
PV | 0 | 0 | 0 | 0 | 0 | 0
PeakG | 0 | 0 | 0 | 34.69 | 0 | 127.87
PeakO | 0 | 0 | 0 | 2154 | 0 | 0
ST | 0 | 0 | 0 | 0 | 0 | 0
STOG | 0 | 0 | 172 | 0 | 0 | 0
STWD | 0 | 0 | 0 | 0 | 0 | 0
WT | 0 | 0 | 0 | 0 | 0 | 0
IGCC | 0 | 0 | 0 | 0 | 0 | 0
DemandResponse | 0 | 0 | 0 | 0 | 0 | 0
IGCC-CCS | 0 | 0 | 0 | 0 | 0 | 0
WT_off | 0 | 0 | 0 | 0 | 0 | 0
PseudoUnit | 0 | 0 | 0 | 0 | 0 | 0
FixedInterchange | 0 | 0 | 0 | 0 | 0 | 0
Retirements of Capacity by Reporting Type: MISO_WUMS
ReportingType | 2015 | 2020 | 2025 | 2030 | 2035 | 2040
BM | 0 | 0 | 0 | 0 | 0 | 0
CC | 0 | 0 | 0 | 0 | 0 | 0
CSP | 0 | 0 | 0 | 0 | 0 | 0
CT | 0 | 0 | 0 | 0 | 0 | 0
Coal | 4191.1 | 1869 | 536.45 | 0 | 0 | 0
Geo | 0 | 0 | 0 | 0 | 0 | 0
H | 0 | 0 | 0 | 0 | 0 | 0
LFG | 0 | 0 | 0 | 0 | 0 | 0
Nuc | 0 | 0 | 0 | 0 | 1816.9 | 0
PS | 0 | 0 | 0 | 0 | 0 | 0
PV | 0 | 0 | 0 | 0 | 0 | 0
PeakG | 0 | 0 | 0 | 1418.95 | 0 | 1042.08
PeakO | 0 | 0 | 0 | 490 | 0 | 0
ST | 0 | 0 | 0 | 0 | 0 | 0
STOG | 59.5 | 0 | 300.5 | 0 | 0 | 0
STWD | 0 | 0 | 0 | 0 | 0 | 0
WT | 0 | 0 | 0 | 0 | 0 | 0
IGCC | 0 | 0 | 0 | 0 | 0 | 0
DemandResponse | 0 | 0 | 0 | 0 | 0 | 0
IGCC-CCS | 0 | 0 | 0 | 0 | 0 | 0
WT_off | 0 | 0 | 0 | 0 | 0 | 0
PseudoUnit | 0 | 0 | 0 | 0 | 0 | 0
FixedInterchange | 0 | 0 | 0 | 0 | 0 | 0
Retirements of Capacity by Reporting Type: Nebraska
ReportingType | 2015 | 2020 | 2025 | 2030 | 2035 | 2040
BM | 0 | 0 | 0 | 0 | 0 | 0
CC | 0 | 0 | 0 | 0 | 0 | 0
CSP | 0 | 0 | 0 | 0 | 0 | 0
CT | 0 | 0 | 0 | 0 | 0 | 0
Coal | 0 | 3195.8 | 0 | 0 | 0 | 0
Geo | 0 | 0 | 0 | 0 | 0 | 0
H | 0 | 0 | 0 | 0 | 0 | 0
LFG | 0 | 0 | 0 | 0 | 0 | 0
Nuc | 0 | 0 | 0 | 0 | 1251.8 | 0
PS | 0 | 0 | 0 | 0 | 0 | 0
PV | 0 | 0 | 0 | 0 | 0 | 0
PeakG | 0 | 0 | 0 | 0 | 0 | 0.78
PeakO | 0 | 0 | 0 | 0 | 326 | 0
ST | 0 | 0 | 0 | 0 | 0 | 0
STOG | 270 | 0 | 0 | 0 | 0 | 0
STWD | 0 | 0 | 0 | 0 | 0 | 0
WT | 0 | 0 | 0 | 0 | 0 | 0
IGCC | 0 | 0 | 0 | 0 | 0 | 0
DemandResponse | 0 | 0 | 0 | 0 | 0 | 0
IGCC-CCS | 0 | 0 | 0 | 0 | 0 | 0
WT_off | 0 | 0 | 0 | 0 | 0 | 0
PseudoUnit | 0 | 0 | 0 | 0 | 0 | 0
FixedInterchange | 0 | 0 | 0 | 0 | 0 | 0
Retirements of Capacity by Reporting Type: NEISO
ReportingType | 2015 | 2020 | 2025 | 2030 | 2035 | 2040
BM | 0 | 0 | 0 | 0 | 0 | 0
CC | 3409.53 | 2707.82 | 3200.79 | 1736.43 | 0 | 1428.57
CSP | 0 | 0 | 0 | 0 | 0 | 0
CT | 0 | 0 | 0 | 9.5 | 324.5 | 0
Coal | 2250.13 | 320 | 0 | 0 | 0 | 0
Geo | 0 | 0 | 0 | 0 | 0 | 0
H | 0 | 0 | 0 | 0 | 0 | 0
LFG | 0 | 0 | 0 | 0 | 0 | 0
Nuc | 0 | 0 | 0 | 0 | 1289 | 876.92
PS | 0 | 0 | 0 | 0 | 0 | 0
PV | 0 | 0 | 0 | 0 | 0 | 0
PeakG | 0 | 0 | 6.25 | 0 | 0 | 0
PeakO | 1183 | 0 | 0 | 0 | 0 | 0
ST | 0 | 0 | 0 | 0 | 0 | 0
STOG | 6237 | 0 | 0 | 0 | 0 | 0
STWD | 0 | 0 | 0 | 0 | 0 | 0
WT | 0 | 0 | 0 | 0 | 0 | 0
IGCC | 0 | 0 | 0 | 0 | 0 | 0
DemandResponse | 0 | 0 | 0 | 0 | 0 | 0
IGCC-CCS | 0 | 0 | 0 | 0 | 0 | 0
WT_off | 0 | 0 | 0 | 0 | 0 | 0
PseudoUnit | 0 | 0 | 0 | 0 | 0 | 0
FixedInterchange | 0 | 0 | 0 | 0 | 0 | 0
Retirements of Capacity by Reporting Type: NonRTO_Midwest
ReportingType | 2015 | 2020 | 2025 | 2030 | 2035 | 2040
BM | 0 | 0 | 0 | 0 | 0 | 0
CC | 0 | 0 | 0 | 0 | 0 | 1855.12
CSP | 0 | 0 | 0 | 0 | 0 | 0
CT | 0 | 0 | 0 | 0 | 0 | 0
Coal | 3538.3 | 3260.91 | 2310.09 | 278 | 0 | 0
Geo | 0 | 0 | 0 | 0 | 0 | 0
H | 0 | 0 | 0 | 0 | 0 | 0
LFG | 0 | 0 | 0 | 0 | 0 | 0
Nuc | 0 | 0 | 0 | 0 | 0 | 0
PS | 0 | 0 | 0 | 0 | 0 | 0
PV | 0 | 0 | 0 | 0 | 0 | 0
PeakG | 0 | 0 | 0 | 105.57 | 2403.3 | 487.1
PeakO | 0 | 0 | 12 | 0 | 0 | 0
ST | 0 | 0 | 0 | 0 | 0 | 0
STOG | 0 | 0 | 0 | 0 | 0 | 0
STWD | 0 | 0 | 0 | 0 | 0 | 0
WT | 0 | 0 | 0 | 0 | 0 | 0
IGCC | 0 | 0 | 0 | 0 | 0 | 0
DemandResponse | 0 | 0 | 0 | 0 | 0 | 0
IGCC-CCS | 0 | 0 | 0 | 0 | 0 | 0
WT_off | 0 | 0 | 0 | 0 | 0 | 0
PseudoUnit | 0 | 0 | 0 | 0 | 0 | 0
FixedInterchange | 0 | 0 | 0 | 0 | 0 | 0
Retirements of Capacity by Reporting Type: NYISO_A-F
ReportingType | 2015 | 2020 | 2025 | 2030 | 2035 | 2040
BM | 0 | 0 | 0 | 0 | 0 | 0
CC | 558 | 616.07 | 2419.93 | 0 | 0 | 639
CSP | 0 | 0 | 0 | 0 | 0 | 0
CT | 0 | 0 | 0 | 0 | 0 | 0
Coal | 2251.9 | 0 | 0 | 0 | 0 | 0
Geo | 0 | 0 | 0 | 0 | 0 | 0
H | 0 | 0 | 0 | 0 | 0 | 0
LFG | 0 | 0 | 0 | 0 | 0 | 0
Nuc | 0 | 0 | 0 | 621.2 | 580.5 | 852.2
PS | 0 | 0 | 0 | 0 | 0 | 0
PV | 0 | 0 | 0 | 0 | 0 | 0
PeakG | 0 | 0 | 221 | 0 | 0 | 0
PeakO | 39 | 0 | 0 | 0 | 0 | 0
ST | 0 | 0 | 0 | 0 | 0 | 0
STOG | 1701 | 0 | 0 | 0 | 0 | 0
STWD | 0 | 0 | 0 | 0 | 0 | 0
WT | 0 | 0 | 0 | 0 | 0 | 0
IGCC | 0 | 0 | 0 | 0 | 0 | 0
DemandResponse | 0 | 0 | 0 | 0 | 0 | 0
IGCC-CCS | 0 | 0 | 0 | 0 | 0 | 0
WT_off | 0 | 0 | 0 | 0 | 0 | 0
PseudoUnit | 0 | 0 | 0 | 0 | 0 | 0
FixedInterchange | 0 | 0 | 0 | 0 | 0 | 0
Retirements of Capacity by Reporting Type: NYISO_G-I
ReportingType | 2015 | 2020 | 2025 | 2030 | 2035 | 2040
BM | 0 | 0 | 0 | 0 | 0 | 0
CC | 0 | 0 | 0 | 0 | 0 | 1157
CSP | 0 | 0 | 0 | 0 | 0 | 0
CT | 0 | 0 | 0 | 0 | 0 | 0
Coal | 368.2 | 0 | 0 | 0 | 0 | 0
Geo | 0 | 0 | 0 | 0 | 0 | 0
H | 0 | 0 | 0 | 0 | 0 | 0
LFG | 0 | 0 | 0 | 0 | 0 | 0
Nuc | 0 | 0 | 0 | 0 | 1019.6 | 1025
PS | 0 | 0 | 0 | 0 | 0 | 0
PV | 0 | 0 | 0 | 0 | 0 | 0
PeakG | 0 | 0 | 0 | 0 | 0 | 65
PeakO | 0 | 0 | 87 | 0 | 0 | 0
ST | 0 | 0 | 0 | 0 | 0 | 0
STOG | 2431 | 0 | 0 | 0 | 0 | 0
STWD | 0 | 0 | 0 | 0 | 0 | 0
WT | 0 | 0 | 0 | 0 | 0 | 0
IGCC | 0 | 0 | 0 | 0 | 0 | 0
DemandResponse | 0 | 0 | 0 | 0 | 0 | 0
IGCC-CCS | 0 | 0 | 0 | 0 | 0 | 0
WT_off | 0 | 0 | 0 | 0 | 0 | 0
PseudoUnit | 0 | 0 | 0 | 0 | 0 | 0
FixedInterchange | 0 | 0 | 0 | 0 | 0 | 0
Retirements of Capacity by Reporting Type: NYISO_J-K
ReportingType | 2015 | 2020 | 2025 | 2030 | 2035 | 2040
BM | 0 | 0 | 0 | 0 | 0 | 0
CC | 0 | 0 | 0 | 0 | 0 | 0
CSP | 0 | 0 | 0 | 0 | 0 | 0
CT | 0 | 0 | 0 | 0 | 0 | 0
Coal | 0 | 0 | 0 | 0 | 0 | 0
Geo | 0 | 0 | 0 | 0 | 0 | 0
H | 0 | 0 | 0 | 0 | 0 | 0
LFG | 0 | 0 | 0 | 0 | 0 | 0
Nuc | 0 | 0 | 0 | 0 | 0 | 0
PS | 0 | 0 | 0 | 0 | 0 | 0
PV | 0 | 0 | 0 | 0 | 0 | 0
PeakG | 0 | 0 | 0 | 0 | 0 | 0
PeakO | 0 | 0 | 0 | 0 | 0 | 268.69
ST | 0 | 0 | 0 | 0 | 0 | 0
STOG | 3911.55 | 873.66 | 1144.44 | 313.76 | 0 | 282.31
STWD | 0 | 0 | 0 | 0 | 0 | 0
WT | 0 | 0 | 0 | 0 | 0 | 0
IGCC | 0 | 0 | 0 | 0 | 0 | 0
DemandResponse | 0 | 0 | 0 | 0 | 0 | 0
IGCC-CCS | 0 | 0 | 0 | 0 | 0 | 0
WT_off | 0 | 0 | 0 | 0 | 0 | 0
PseudoUnit | 0 | 0 | 0 | 0 | 0 | 0
FixedInterchange | 0 | 0 | 0 | 0 | 0 | 0
Retirements of Capacity by Reporting Type: PJM_E
ReportingType | 2015 | 2020 | 2025 | 2030 | 2035 | 2040
BM | 0 | 0 | 0 | 0 | 0 | 0
CC | 0 | 0 | 0 | 0 | 1141.3 | 0
CSP | 0 | 0 | 0 | 0 | 0 | 0
CT | 0 | 0 | 0 | 26.2 | 0 | 0
Coal | 2804 | 568 | 0 | 0 | 0 | 0
Geo | 0 | 0 | 0 | 0 | 0 | 0
H | 0 | 0 | 0 | 0 | 0 | 0
LFG | 0 | 0 | 0 | 0 | 0 | 0
Nuc | 0 | 614.5 | 0 | 0 | 2224 | 1174
PS | 0 | 0 | 0 | 0 | 0 | 0
PV | 0 | 0 | 0 | 0 | 0 | 0
PeakG | 268.5 | 0 | 0 | 0 | 0 | 1584.5
PeakO | 2.7 | 0 | 949.58 | 1518.14 | 281.58 | 0
ST | 0 | 0 | 0 | 0 | 0 | 0
STOG | 629.5 | 2358.3 | 264.2 | 0 | 0 | 0
STWD | 0 | 0 | 0 | 0 | 0 | 0
WT | 0 | 0 | 0 | 0 | 0 | 0
IGCC | 0 | 0 | 0 | 0 | 0 | 0
DemandResponse | 0 | 0 | 0 | 0 | 0 | 0
IGCC-CCS | 0 | 0 | 0 | 0 | 0 | 0
WT_off | 0 | 0 | 0 | 0 | 0 | 0
PseudoUnit | 0 | 0 | 0 | 0 | 0 | 0
FixedInterchange | 0 | 0 | 0 | 0 | 0 | 0
Retirements of Capacity by Reporting Type: PJM_ROM
ReportingType | 2015 | 2020 | 2025 | 2030 | 2035 | 2040
BM | 0 | 0 | 0 | 0 | 0 | 0
CC | 0 | 0 | 0 | 0 | 0 | 0
CSP | 0 | 0 | 0 | 0 | 0 | 0
CT | 0 | 0 | 0 | 0 | 16 | 0
Coal | 14172.99 | 1686.51 | 521 | 0 | 0 | 0
Geo | 0 | 0 | 0 | 0 | 0 | 0
H | 0 | 0 | 0 | 0 | 0 | 0
LFG | 0 | 0 | 0 | 0 | 0 | 0
Nuc | 0 | 0 | 0 | 0 | 1732 | 899
PS | 0 | 0 | 0 | 0 | 0 | 0
PV | 0 | 0 | 0 | 0 | 0 | 0
PeakG | 0 | 0 | 0 | 0 | 0 | 333
PeakO | 270 | 0 | 0 | 1393.5 | 172.5 | 0
ST | 0 | 0 | 0 | 0 | 0 | 0
STOG | 580 | 0 | 3529 | 0 | 0 | 0
STWD | 0 | 0 | 0 | 0 | 0 | 0
WT | 0 | 0 | 0 | 0 | 0 | 0
IGCC | 0 | 0 | 0 | 0 | 0 | 0
DemandResponse | 0 | 0 | 0 | 0 | 0 | 0
IGCC-CCS | 0 | 0 | 0 | 0 | 0 | 0
WT_off | 0 | 0 | 0 | 0 | 0 | 0
PseudoUnit | 0 | 0 | 0 | 0 | 0 | 0
FixedInterchange | 0 | 0 | 0 | 0 | 0 | 0
Retirements of Capacity by Reporting Type: PJM_ROR
ReportingType | 2015 | 2020 | 2025 | 2030 | 2035 | 2040
BM | 0 | 0 | 0 | 0 | 0 | 0
CC | 0 | 0 | 0 | 0 | 174 | 1301
CSP | 0 | 0 | 0 | 0 | 0 | 0
CT | 0 | 0 | 0 | 0 | 29 | 0
Coal | 28955.59 | 17933.8 | 10400.75 | 0 | 0 | 0
Geo | 0 | 0 | 0 | 0 | 0 | 0
H | 0 | 0 | 0 | 0 | 0 | 0
LFG | 0 | 0 | 0 | 0 | 0 | 0
Nuc | 0 | 0 | 0 | 867 | 4275 | 4883.16
PS | 0 | 0 | 0 | 0 | 0 | 0
PV | 0 | 0 | 0 | 0 | 0 | 0
PeakG | 0 | 0 | 0 | 0 | 0 | 14086.92
PeakO | 19 | 0 | 477.75 | 999.91 | 264.34 | 0
ST | 0 | 0 | 0 | 0 | 0 | 0
STOG | 0 | 35 | 2087 | 0 | 0 | 0
STWD | 0 | 0 | 0 | 0 | 0 | 0
WT | 0 | 0 | 0 | 0 | 0 | 0
IGCC | 0 | 0 | 0 | 0 | 0 | 0
DemandResponse | 0 | 0 | 0 | 0 | 0 | 0
IGCC-CCS | 0 | 0 | 0 | 0 | 0 | 0
WT_off | 0 | 0 | 0 | 0 | 0 | 0
PseudoUnit | 0 | 0 | 0 | 0 | 0 | 0
FixedInterchange | 0 | 0 | 0 | 0 | 0 | 0
Retirements of Capacity by Reporting Type: SOCO
ReportingType | 2015 | 2020 | 2025 | 2030 | 2035 | 2040
BM | 0 | 0 | 0 | 0 | 0 | 0
CC | 0 | 0 | 0 | 388 | 10616.25 | 6232.41
CSP | 0 | 0 | 0 | 0 | 0 | 0
CT | 0 | 0 | 0 | 0 | 0 | 0
Coal | 17652.88 | 6158.7 | 0 | 0 | 0 | 0
Geo | 0 | 0 | 0 | 0 | 0 | 0
H | 0 | 0 | 0 | 0 | 0 | 0
LFG | 0 | 0 | 0 | 0 | 0 | 0
Nuc | 0 | 0 | 0 | 0 | 0 | 2645.05
PS | 0 | 0 | 0 | 0 | 0 | 0
PV | 0 | 0 | 0 | 0 | 0 | 0
PeakG | 665.18 | 0 | 1350.38 | 8907.44 | 0 | 0
PeakO | 1139 | 0 | 0 | 0 | 0 | 0
ST | 0 | 0 | 0 | 0 | 0 | 0
STOG | 854 | 0 | 0 | 0 | 0 | 0
STWD | 0 | 0 | 0 | 0 | 0 | 0
WT | 0 | 0 | 0 | 0 | 0 | 0
IGCC | 0 | 0 | 0 | 0 | 0 | 0
DemandResponse | 0 | 0 | 0 | 0 | 0 | 0
IGCC-CCS | 0 | 0 | 0 | 0 | 0 | 0
WT_off | 0 | 0 | 0 | 0 | 0 | 0
PseudoUnit | 0 | 0 | 0 | 0 | 0 | 0
FixedInterchange | 0 | 0 | 0 | 0 | 0 | 0
Retirements of Capacity by Reporting Type: SPP_N
ReportingType | 2015 | 2020 | 2025 | 2030 | 2035 | 2040
BM | 0 | 0 | 0 | 0 | 0 | 0
CC | 0 | 0 | 0 | 0 | 0 | 0
CSP | 0 | 0 | 0 | 0 | 0 | 0
CT | 0 | 0 | 0 | 0 | 0 | 0
Coal | 334 | 5252.5 | 2296 | 0 | 0 | 0
Geo | 0 | 0 | 0 | 0 | 0 | 0
H | 0 | 0 | 0 | 0 | 0 | 0
LFG | 0 | 0 | 0 | 0 | 0 | 0
Nuc | 0 | 0 | 0 | 0 | 0 | 0
PS | 0 | 0 | 0 | 0 | 0 | 0
PV | 0 | 0 | 0 | 0 | 0 | 0
PeakG | 0 | 0 | 0 | 0 | 0 | 921.9
PeakO | 0 | 0 | 0 | 0 | 1199 | 0
ST | 0 | 0 | 0 | 0 | 0 | 0
STOG | 878.37 | 0 | 870.63 | 0 | 0 | 0
STWD | 0 | 0 | 0 | 0 | 0 | 0
WT | 0 | 0 | 0 | 0 | 0 | 0
IGCC | 0 | 0 | 0 | 0 | 0 | 0
DemandResponse | 0 | 0 | 0 | 0 | 0 | 0
IGCC-CCS | 0 | 0 | 0 | 0 | 0 | 0
WT_off | 0 | 0 | 0 | 0 | 0 | 0
PseudoUnit | 0 | 0 | 0 | 0 | 0 | 0
FixedInterchange | 0 | 0 | 0 | 0 | 0 | 0
Retirements of Capacity by Reporting Type: SPP_S
ReportingType | 2015 | 2020 | 2025 | 2030 | 2035 | 2040
BM | 0 | 0 | 0 | 0 | 0 | 0
CC | 0 | 0 | 0 | 0 | 418.38 | 90.62
CSP | 0 | 0 | 0 | 0 | 0 | 0
CT | 0 | 0 | 0 | 0 | 412.99 | 300
Coal | 1490.88 | 10110.99 | 1538.05 | 0 | 0 | 0
Geo | 0 | 0 | 0 | 0 | 0 | 0
H | 0 | 0 | 0 | 0 | 0 | 0
LFG | 0 | 0 | 0 | 0 | 0 | 0
Nuc | 0 | 0 | 0 | 0 | 0 | 0
PS | 0 | 0 | 0 | 0 | 0 | 0
PV | 0 | 0 | 0 | 0 | 0 | 0
PeakG | 0 | 0 | 0 | 0 | 0 | 23.27
PeakO | 0 | 0 | 0 | 0 | 118 | 4
ST | 0 | 0 | 0 | 0 | 0 | 0
STOG | 5292 | 0 | 3149.82 | 1829.3 | 299.89 | 0
STWD | 0 | 0 | 0 | 0 | 0 | 0
WT | 0 | 0 | 0 | 0 | 0 | 0
IGCC | 0 | 0 | 0 | 0 | 0 | 0
DemandResponse | 0 | 0 | 0 | 0 | 0 | 0
IGCC-CCS | 0 | 0 | 0 | 0 | 0 | 0
WT_off | 0 | 0 | 0 | 0 | 0 | 0
PseudoUnit | 0 | 0 | 0 | 0 | 0 | 0
FixedInterchange | 0 | 0 | 0 | 0 | 0 | 0
Retirements of Capacity by Reporting Type: TVA
ReportingType | 2015 | 2020 | 2025 | 2030 | 2035 | 2040
BM | 0 | 0 | 0 | 0 | 0 | 0
CC | 0 | 0 | 0 | 0 | 2756.48 | 3749.15
CSP | 0 | 0 | 0 | 0 | 0 | 0
CT | 0 | 0 | 0 | 0 | 0 | 0
Coal | 8752.38 | 3520.56 | 2886.05 | 0 | 0 | 0
Geo | 0 | 0 | 0 | 0 | 0 | 0
H | 0 | 0 | 0 | 0 | 0 | 0
LFG | 0 | 0 | 0 | 0 | 0 | 0
Nuc | 0 | 0 | 0 | 0 | 2512.33 | 1278.67
PS | 0 | 0 | 0 | 0 | 0 | 0
PV | 0 | 0 | 0 | 0 | 0 | 0
PeakG | 68.3 | 0 | 2551.88 | 1281.68 | 1963.15 | 0
PeakO | 0 | 0 | 83 | 0 | 0 | 0
ST | 0 | 0 | 0 | 0 | 0 | 0
STOG | 0 | 0 | 0 | 0 | 0 | 0
STWD | 0 | 0 | 0 | 0 | 0 | 0
WT | 0 | 0 | 0 | 0 | 0 | 0
IGCC | 0 | 0 | 0 | 0 | 0 | 0
DemandResponse | 0 | 0 | 0 | 0 | 0 | 0
IGCC-CCS | 0 | 0 | 0 | 0 | 0 | 0
WT_off | 0 | 0 | 0 | 0 | 0 | 0
PseudoUnit | 0 | 0 | 0 | 0 | 0 | 0
FixedInterchange | 0 | 0 | 0 | 0 | 0 | 0
Retirements of Capacity by Reporting Type: TVA_Transmission
ReportingType | 2015 | 2020 | 2025 | 2030 | 2035 | 2040
BM | 0 | 0 | 0 | 0 | 0 | 0
CC | 0 | 0 | 0 | 0 | 0 | 0
CSP | 0 | 0 | 0 | 0 | 0 | 0
CT | 0 | 0 | 0 | 0 | 0 | 0
Coal | 0 | 0 | 0 | 0 | 0 | 0
Geo | 0 | 0 | 0 | 0 | 0 | 0
H | 0 | 0 | 0 | 0 | 0 | 0
LFG | 0 | 0 | 0 | 0 | 0 | 0
Nuc | 0 | 0 | 0 | 0 | 0 | 0
PS | 0 | 0 | 0 | 0 | 0 | 0
PV | 0 | 0 | 0 | 0 | 0 | 0
PeakG | 0 | 0 | 0 | 0 | 0 | 0
PeakO | 0 | 0 | 0 | 0 | 0 | 0
ST | 0 | 0 | 0 | 0 | 0 | 0
STOG | 0 | 0 | 0 | 0 | 0 | 0
STWD | 0 | 0 | 0 | 0 | 0 | 0
WT | 0 | 0 | 0 | 0 | 0 | 0
IGCC | 0 | 0 | 0 | 0 | 0 | 0
DemandResponse | 0 | 0 | 0 | 0 | 0 | 0
IGCC-CCS | 0 | 0 | 0 | 0 | 0 | 0
WT_off | 0 | 0 | 0 | 0 | 0 | 0
PseudoUnit | 0 | 0 | 0 | 0 | 0 | 0
FixedInterchange | 0 | 0 | 0 | 0 | 0 | 0
Retirements of Capacity by Reporting Type: VACAR
ReportingType | 2015 | 2020 | 2025 | 2030 | 2035 | 2040
BM | 0 | 0 | 0 | 0 | 0 | 0
CC | 0 | 0 | 185 | 0 | 2842.48 | 8763.31
CSP | 0 | 0 | 0 | 0 | 0 | 0
CT | 0 | 0 | 0 | 675.12 | 42.08 | 0
Coal | 11085.29 | 6919.15 | 971.57 | 0 | 0 | 0
Geo | 0 | 0 | 0 | 0 | 0 | 0
H | 0 | 0 | 0 | 0 | 0 | 0
LFG | 0 | 0 | 0 | 0 | 0 | 0
Nuc | 0 | 0 | 0 | 0 | 3248 | 1858
PS | 0 | 0 | 0 | 0 | 0 | 0
PV | 0 | 0 | 0 | 0 | 0 | 0
PeakG | 0 | 0 | 2274.8 | 6033.2 | 0 | 0
PeakO | 0 | 0 | 1268 | 0 | 0 | 0
ST | 0 | 0 | 0 | 0 | 0 | 0
STOG | 0 | 92 | 0 | 0 | 0 | 0
STWD | 0 | 0 | 0 | 0 | 0 | 0
WT | 0 | 0 | 0 | 0 | 0 | 0
IGCC | 0 | 0 | 0 | 0 | 0 | 0
DemandResponse | 0 | 0 | 0 | 0 | 0 | 0
IGCC-CCS | 0 | 0 | 0 | 0 | 0 | 0
WT_off | 0 | 0 | 0 | 0 | 0 | 0
PseudoUnit | 0 | 0 | 0 | 0 | 0 | 0
FixedInterchange | 0 | 0 | 0 | 0 | 0 | 0
Retirements of Capacity by Reporting Type: IESO
ReportingType | 2015 | 2020 | 2025 | 2030 | 2035 | 2040
BM | 0 | 0 | 0 | 0 | 0 | 0
CC | 5943 | 0 | 0 | 0 | 0 | 0
CSP | 0 | 0 | 0 | 0 | 0 | 0
CT | 0 | 0 | 0 | 0 | 368 | 0
Coal | 6416 | 0 | 0 | 0 | 0 | 0
Geo | 0 | 0 | 0 | 0 | 0 | 0
H | 0 | 0 | 0 | 0 | 0 | 0
LFG | 0 | 0 | 0 | 0 | 0 | 0
Nuc | 0 | 0 | 0 | 0 | 1030 | 1540
PS | 0 | 0 | 0 | 0 | 0 | 0
PV | 0 | 0 | 0 | 0 | 1067.26 | 0
PeakG | 584 | 0 | 0 | 0 | 0 | 0
PeakO | 175 | 0 | 0 | 0 | 0 | 0
ST | 0 | 0 | 0 | 0 | 0 | 0
STOG | 2126 | 0 | 0 | 0 | 0 | 0
STWD | 0 | 0 | 0 | 0 | 0 | 0
WT | 0 | 0 | 0 | 0 | 0 | 0
IGCC | 0 | 0 | 0 | 0 | 0 | 0
DemandResponse | 0 | 0 | 0 | 0 | 0 | 0
IGCC-CCS | 0 | 0 | 0 | 0 | 0 | 0
WT_off | 0 | 0 | 0 | 0 | 0 | 0
PseudoUnit | 0 | 0 | 0 | 0 | 0 | 0
FixedInterchange | 0 | 0 | 0 | 0 | 0 | 0
Retirements of Capacity by Reporting Type: MAPP_CA
ReportingType | 2015 | 2020 | 2025 | 2030 | 2035 | 2040
BM | 0 | 0 | 0 | 0 | 0 | 0
CC | 0 | 0 | 731 | 0 | 0 | 475.18
CSP | 0 | 0 | 0 | 0 | 0 | 0
CT | 0 | 0 | 0 | 0 | 0 | 0
Coal | 953.65 | 792.25 | 0 | 0 | 0 | 0
Geo | 0 | 0 | 0 | 0 | 0 | 0
H | 0 | 0 | 0 | 0 | 0 | 0
LFG | 0 | 0 | 0 | 0 | 0 | 0
Nuc | 0 | 0 | 0 | 0 | 0 | 0
PS | 0 | 0 | 0 | 0 | 0 | 0
PV | 0 | 0 | 0 | 0 | 0 | 0
PeakG | 0 | 87 | 472 | 0 | 0 | 0
PeakO | 0 | 4 | 0 | 0 | 0 | 0
ST | 0 | 0 | 0 | 0 | 0 | 0
STOG | 0 | 126 | 0 | 0 | 0 | 0
STWD | 0 | 0 | 0 | 0 | 0 | 0
WT | 0 | 0 | 0 | 0 | 302.4 | 0
IGCC | 0 | 0 | 0 | 0 | 0 | 0
DemandResponse | 0 | 0 | 0 | 0 | 0 | 0
IGCC-CCS | 0 | 0 | 0 | 0 | 0 | 0
WT_off | 0 | 0 | 0 | 0 | 0 | 0
PseudoUnit | 0 | 0 | 0 | 0 | 0 | 0
FixedInterchange | 0 | 0 | 0 | 0 | 0 | 0
Retirements of Capacity by Reporting Type: AZ_NM_SNV_Coal
ReportingType | 2015 | 2020 | 2025 | 2030 | 2035 | 2040
BM | 0 | 0 | 0 | 0 | 0 | 0
CC | 0 | 0 | 0 | 0 | 0 | 0
CSP | 0 | 0 | 0 | 0 | 0 | 0
CT | 0 | 0 | 0 | 0 | 0 | 0
Coal | 1889.31 | 3240.39 | 5336.3 | 0 | 0 | 0
Geo | 0 | 0 | 0 | 0 | 0 | 0
H | 0 | 0 | 0 | 0 | 0 | 0
LFG | 0 | 0 | 0 | 0 | 0 | 0
Nuc | 0 | 0 | 0 | 0 | 0 | 0
PS | 0 | 0 | 0 | 0 | 0 | 0
PV | 0 | 0 | 0 | 0 | 0 | 0
PeakG | 0 | 0 | 0 | 0 | 0 | 0
PeakO | 185 | 15 | 0 | 0 | 0 | 0
ST | 0 | 0 | 0 | 0 | 0 | 0
STOG | 0 | 0 | 0 | 0 | 0 | 0
STWD | 0 | 0 | 0 | 0 | 0 | 0
WT | 0 | 0 | 0 | 0 | 0 | 0
IGCC | 0 | 0 | 0 | 0 | 0 | 0
DemandResponse | 0 | 0 | 0 | 0 | 0 | 0
IGCC-CCS | 0 | 0 | 0 | 0 | 0 | 0
WT_off | 0 | 0 | 0 | 0 | 0 | 0
PseudoUnit | 0 | 0 | 0 | 0 | 0 | 0
FixedInterchange | 0 | 0 | 0 | 0 | 0 | 0
Retirements of Capacity by Reporting Type: AZ_NM_SNV_Gas
ReportingType | 2015 | 2020 | 2025 | 2030 | 2035 | 2040
BM | 0 | 0 | 0 | 0 | 0 | 0
CC | 2752.28 | 0 | 0 | 4281.82 | 3666.69 | 1626.19
CSP | 0 | 0 | 0 | 0 | 0 | 0
CT | 0 | 0 | 0 | 0 | 736 | 0
Coal | 0 | 0 | 0 | 0 | 0 | 0
Geo | 0 | 0 | 0 | 0 | 0 | 0
H | 0 | 0 | 0 | 0 | 0 | 0
LFG | 0 | 0 | 0 | 0 | 0 | 0
Nuc | 0 | 0 | 0 | 0 | 0 | 0
PS | 0 | 0 | 0 | 0 | 0 | 0
PV | 0 | 0 | 0 | 0 | 0 | 0
PeakG | 0 | 483.65 | 3176.35 | 0 | 0 | 0
PeakO | 0 | 0 | 0 | 0 | 0 | 0
ST | 0 | 0 | 0 | 0 | 0 | 0
STOG | 2064 | 0 | 0 | 0 | 0 | 0
STWD | 0 | 0 | 0 | 0 | 0 | 0
WT | 0 | 0 | 0 | 0 | 0 | 0
IGCC | 0 | 0 | 0 | 0 | 0 | 0
DemandResponse | 0 | 0 | 0 | 0 | 0 | 0
IGCC-CCS | 0 | 0 | 0 | 0 | 0 | 0
WT_off | 0 | 0 | 0 | 0 | 0 | 0
PseudoUnit | 0 | 0 | 0 | 0 | 0 | 0
FixedInterchange | 0 | 0 | 0 | 0 | 0 | 0
Retirements of Capacity by Reporting Type: AZ_NM_SNV_NucRenew
ReportingType | 2015 | 2020 | 2025 | 2030 | 2035 | 2040
BM | 0 | 0 | 0 | 0 | 0 | 0
CC | 0 | 0 | 0 | 0 | 0 | 0
CSP | 65 | 0 | 0 | 0 | 0 | 0
CT | 0 | 0 | 0 | 0 | 0 | 0
Coal | 0 | 0 | 0 | 0 | 0 | 0
Geo | 0 | 0 | 0 | 0 | 0 | 0
H | 0 | 0 | 0 | 0 | 0 | 0
LFG | 0 | 0 | 0 | 0 | 0 | 0
Nuc | 0 | 0 | 0 | 0 | 0 | 0
PS | 0 | 0 | 0 | 0 | 0 | 0
PV | 0 | 0 | 0 | 0 | 0 | 0
PeakG | 0 | 0 | 0 | 0 | 0 | 0
PeakO | 0 | 0 | 0 | 0 | 0 | 0
ST | 0 | 0 | 0 | 0 | 0 | 0
STOG | 0 | 0 | 0 | 0 | 0 | 0
STWD | 0 | 0 | 0 | 0 | 0 | 0
WT | 0 | 0 | 0 | 0 | 0 | 0
IGCC | 0 | 0 | 0 | 0 | 0 | 0
DemandResponse | 0 | 0 | 0 | 0 | 0 | 0
IGCC-CCS | 0 | 0 | 0 | 0 | 0 | 0
WT_off | 0 | 0 | 0 | 0 | 0 | 0
PseudoUnit | 0 | 0 | 0 | 0 | 0 | 0
FixedInterchange | 0 | 0 | 0 | 0 | 0 | 0
Retirements of Capacity by Reporting Type: ERCOT
ReportingType | 2015 | 2020 | 2025 | 2030 | 2035 | 2040
BM | 0 | 0 | 0 | 0 | 0 | 0
CC | 0 | 0 | 557 | 0 | 3155.85 | 6357.4
CSP | 0 | 0 | 0 | 0 | 0 | 0
CT | 0 | 0 | 0 | 0 | 250 | 0
Coal | 12718.53 | 2921.01 | 560 | 0 | 0 | 0
Geo | 0 | 0 | 0 | 0 | 0 | 0
H | 0 | 0 | 0 | 0 | 0 | 0
LFG | 0 | 0 | 0 | 0 | 0 | 0
Nuc | 0 | 0 | 0 | 0 | 0 | 0
PS | 0 | 0 | 0 | 0 | 0 | 0
PV | 0 | 0 | 0 | 0 | 0 | 0
PeakG | 0 | 0 | 105.38 | 1963.73 | 2698.89 | 0
PeakO | 0 | 0 | 51 | 0 | 0 | 0
ST | 0 | 0 | 0 | 0 | 0 | 0
STOG | 2653.62 | 4729.35 | 11550.03 | 0 | 0 | 0
STWD | 0 | 0 | 0 | 0 | 0 | 0
WT | 0 | 0 | 0 | 0 | 0 | 0
IGCC | 0 | 0 | 0 | 0 | 0 | 0
DemandResponse | 0 | 0 | 0 | 0 | 0 | 0
IGCC-CCS | 0 | 0 | 0 | 0 | 0 | 0
WT_off | 0 | 0 | 0 | 0 | 0 | 0
PseudoUnit | 0 | 0 | 0 | 0 | 0 | 0
FixedInterchange | 0 | 0 | 0 | 0 | 0 | 0
Retirements of Capacity by Reporting Type: NP15
ReportingType | 2015 | 2020 | 2025 | 2030 | 2035 | 2040
BM | 0 | 0 | 0 | 0 | 0 | 0
CC | 0 | 0 | 417 | 1763 | 4284 | 940
CSP | 0 | 0 | 0 | 0 | 0 | 0
CT | 0 | 0 | 0 | 0 | 212.6 | 0
Coal | 0 | 191.9 | 0 | 0 | 0 | 0
Geo | 0 | 0 | 0 | 0 | 0 | 0
H | 0 | 0 | 0 | 0 | 0 | 0
LFG | 0 | 0 | 0 | 0 | 0 | 0
Nuc | 0 | 0 | 0 | 0 | 0 | 0
PS | 0 | 0 | 0 | 0 | 0 | 0
PV | 0 | 0 | 0 | 0 | 0 | 0
PeakG | 0 | 0 | 263 | 528.7 | 151.15 | 0
PeakO | 156 | 0 | 349 | 1 | 0 | 0
ST | 0 | 0 | 0 | 0 | 0 | 0
STOG | 3039.3 | 1819.7 | 0 | 0 | 0 | 0
STWD | 0 | 0 | 0 | 0 | 0 | 0
WT | 0 | 0 | 0 | 0 | 0 | 0
IGCC | 0 | 0 | 0 | 0 | 0 | 0
DemandResponse | 0 | 0 | 0 | 0 | 0 | 0
IGCC-CCS | 0 | 0 | 0 | 0 | 0 | 0
WT_off | 0 | 0 | 0 | 0 | 0 | 0
PseudoUnit | 0 | 0 | 0 | 0 | 0 | 0
FixedInterchange | 0 | 0 | 0 | 0 | 0 | 0
Retirements of Capacity by Reporting Type: NWPP_Coal
ReportingType | 2015 | 2020 | 2025 | 2030 | 2035 | 2040
BM | 0 | 0 | 0 | 0 | 0 | 0
CC | 0 | 0 | 0 | 0 | 0 | 0
CSP | 0 | 0 | 0 | 0 | 0 | 0
CT | 0 | 0 | 0 | 0 | 0 | 0
Coal | 7025.01 | 1479.79 | 5051.9 | 0 | 0 | 0
Geo | 0 | 0 | 0 | 0 | 0 | 0
H | 0 | 0 | 0 | 0 | 0 | 0
LFG | 0 | 0 | 0 | 0 | 0 | 0
Nuc | 0 | 0 | 0 | 0 | 0 | 0
PS | 0 | 0 | 0 | 0 | 0 | 0
PV | 0 | 0 | 0 | 0 | 0 | 0
PeakG | 0 | 0 | 0 | 0 | 0 | 0
PeakO | 183 | 0 | 0 | 0 | 0 | 0
ST | 0 | 0 | 0 | 0 | 0 | 0
STOG | 0 | 0 | 0 | 0 | 0 | 0
STWD | 0 | 0 | 0 | 0 | 0 | 0
WT | 0 | 0 | 0 | 0 | 0 | 0
IGCC | 0 | 0 | 0 | 0 | 0 | 0
DemandResponse | 0 | 0 | 0 | 0 | 0 | 0
IGCC-CCS | 0 | 0 | 0 | 0 | 0 | 0
WT_off | 0 | 0 | 0 | 0 | 0 | 0
PseudoUnit | 0 | 0 | 0 | 0 | 0 | 0
FixedInterchange | 0 | 0 | 0 | 0 | 0 | 0
Retirements of Capacity by Reporting Type: NWPP_Gas
ReportingType | 2015 | 2020 | 2025 | 2030 | 2035 | 2040
BM | 0 | 0 | 0 | 0 | 0 | 0
CC | 1678 | 0 | 0 | 6327 | 0 | 300
CSP | 0 | 0 | 0 | 0 | 0 | 0
CT | 0 | 0 | 0 | 0 | 150 | 0
Coal | 0 | 0 | 0 | 0 | 0 | 0
Geo | 0 | 0 | 0 | 0 | 0 | 0
H | 0 | 0 | 0 | 0 | 0 | 0
LFG | 0 | 0 | 0 | 0 | 0 | 0
Nuc | 0 | 0 | 0 | 0 | 0 | 0
PS | 0 | 0 | 0 | 0 | 0 | 0
PV | 0 | 0 | 0 | 0 | 0 | 0
PeakG | 2623 | 0 | 0 | 0 | 0 | 0
PeakO | 0 | 0 | 0 | 0 | 0 | 0
ST | 0 | 0 | 0 | 0 | 0 | 0
STOG | 786 | 0 | 0 | 0 | 0 | 0
STWD | 0 | 0 | 0 | 0 | 0 | 0
WT | 0 | 0 | 0 | 0 | 0 | 0
IGCC | 0 | 0 | 0 | 0 | 0 | 0
DemandResponse | 0 | 0 | 0 | 0 | 0 | 0
IGCC-CCS | 0 | 0 | 0 | 0 | 0 | 0
WT_off | 0 | 0 | 0 | 0 | 0 | 0
PseudoUnit | 0 | 0 | 0 | 0 | 0 | 0
FixedInterchange | 0 | 0 | 0 | 0 | 0 | 0
Retirements of Capacity by Reporting Type: NWPP_NucRenew
ReportingType | 2015 | 2020 | 2025 | 2030 | 2035 | 2040
BM | 0 | 0 | 0 | 0 | 0 | 0
CC | 0 | 0 | 0 | 0 | 0 | 0
CSP | 0 | 0 | 0 | 0 | 0 | 0
CT | 0 | 0 | 0 | 0 | 0 | 0
Coal | 0 | 0 | 0 | 0 | 0 | 0
Geo | 4.8 | 0 | 0 | 0 | 0 | 0
H | 0 | 0 | 0 | 0 | 0 | 0
LFG | 0 | 0 | 0 | 0 | 0 | 0
Nuc | 0 | 0 | 0 | 0 | 0 | 0
PS | 0 | 0 | 0 | 0 | 0 | 0
PV | 0 | 0 | 0 | 0 | 0 | 0
PeakG | 0 | 0 | 0 | 0 | 0 | 0
PeakO | 0 | 0 | 0 | 0 | 0 | 0
ST | 0 | 0 | 0 | 0 | 0 | 0
STOG | 0 | 0 | 0 | 0 | 0 | 0
STWD | 0 | 0 | 0 | 0 | 0 | 0
WT | 0 | 0 | 0 | 0 | 0 | 0
IGCC | 0 | 0 | 0 | 0 | 0 | 0
DemandResponse | 0 | 0 | 0 | 0 | 0 | 0
IGCC-CCS | 0 | 0 | 0 | 0 | 0 | 0
WT_off | 0 | 0 | 0 | 0 | 0 | 0
PseudoUnit | 0 | 0 | 0 | 0 | 0 | 0
FixedInterchange | 0 | 0 | 0 | 0 | 0 | 0
Retirements of Capacity by Reporting Type: RMPA
ReportingType | 2015 | 2020 | 2025 | 2030 | 2035 | 2040
BM | 0 | 0 | 0 | 0 | 0 | 0
CC | 443.17 | 0 | 0 | 0 | 0 | 0
CSP | 1 | 0 | 0 | 0 | 0 | 0
CT | 0 | 0 | 0 | 0 | 152 | 0
Coal | 1729.85 | 1549.15 | 3509 | 0 | 0 | 0
Geo | 0 | 0 | 0 | 0 | 0 | 0
H | 0 | 0 | 0 | 0 | 0 | 0
LFG | 0 | 0 | 0 | 0 | 0 | 0
Nuc | 0 | 0 | 0 | 0 | 0 | 0
PS | 0 | 0 | 0 | 0 | 0 | 0
PV | 0 | 0 | 0 | 0 | 0 | 0
PeakG | 90 | 0 | 0 | 132.8 | 471.19 | 510.58
PeakO | 187 | 0 | 0 | 0 | 0 | 0
ST | 0 | 0 | 0 | 0 | 0 | 0
STOG | 217 | 0 | 0 | 0 | 0 | 0
STWD | 0 | 0 | 0 | 0 | 0 | 0
WT | 0 | 0 | 0 | 0 | 0 | 0
IGCC | 0 | 0 | 0 | 0 | 0 | 0
DemandResponse | 0 | 0 | 0 | 0 | 0 | 0
IGCC-CCS | 0 | 0 | 0 | 0 | 0 | 0
WT_off | 0 | 0 | 0 | 0 | 0 | 0
PseudoUnit | 0 | 0 | 0 | 0 | 0 | 0
FixedInterchange | 0 | 0 | 0 | 0 | 0 | 0
Retirements of Capacity by Reporting Type: SP15
ReportingType | 2015 | 2020 | 2025 | 2030 | 2035 | 2040
BM | 0 | 0 | 0 | 0 | 0 | 0
CC | 0 | 0 | 0 | 991.11 | 1597.58 | 409.5
CSP | 409 | 0 | 0 | 0 | 0 | 0
CT | 0 | 0 | 0 | 0 | 0 | 0
Coal | 57 | 84.5 | 101.2 | 0 | 0 | 0
Geo | 0 | 0 | 0 | 0 | 0 | 0
H | 0 | 0 | 0 | 0 | 0 | 0
LFG | 0 | 0 | 0 | 0 | 0 | 0
Nuc | 0 | 0 | 0 | 0 | 0 | 0
PS | 0 | 0 | 0 | 0 | 0 | 0
PV | 0 | 0 | 0 | 0 | 0 | 0
PeakG | 44 | 0 | 0 | 0 | 0 | 0
PeakO | 15 | 0 | 51 | 0 | 0 | 0
ST | 0 | 0 | 0 | 0 | 0 | 0
STOG | 5784.18 | 2253.12 | 3162.7 | 0 | 0 | 0
STWD | 0 | 0 | 0 | 0 | 0 | 0
WT | 126.2 | 0 | 0 | 0 | 0 | 0
IGCC | 0 | 0 | 0 | 0 | 0 | 0
DemandResponse | 0 | 0 | 0 | 0 | 0 | 0
IGCC-CCS | 0 | 0 | 0 | 0 | 0 | 0
WT_off | 0 | 0 | 0 | 0 | 0 | 0
PseudoUnit | 0 | 0 | 0 | 0 | 0 | 0
FixedInterchange | 0 | 0 | 0 | 0 | 0 | 0
Retirements of Capacity by Reporting Type: ALB
ReportingType | 2015 | 2020 | 2025 | 2030 | 2035 | 2040
BM | 0 | 0 | 0 | 0 | 0 | 0
CC | 0 | 0 | 0 | 2202 | 0 | 102.98
CSP | 0 | 0 | 0 | 0 | 0 | 0
CT | 0 | 0 | 0 | 0 | 201.5 | 0
Coal | 0 | 0 | 43.45 | 5702.38 | 0 | 0
Geo | 0 | 0 | 0 | 0 | 0 | 0
H | 0 | 0 | 0 | 0 | 0 | 0
LFG | 0 | 0 | 0 | 0 | 0 | 0
Nuc | 0 | 0 | 0 | 0 | 0 | 0
PS | 0 | 0 | 0 | 0 | 0 | 0
PV | 0 | 0 | 0 | 0 | 0 | 0
PeakG | 1235.79 | 532.07 | 600.13 | 0 | 0 | 0
PeakO | 6 | 0 | 0 | 0 | 0 | 0
ST | 0 | 0 | 0 | 0 | 0 | 0
STOG | 186 | 0 | 0 | 0 | 0 | 0
STWD | 0 | 0 | 0 | 0 | 0 | 0
WT | 0 | 0 | 0 | 0 | 0 | 0
IGCC | 0 | 0 | 0 | 0 | 0 | 0
DemandResponse | 0 | 0 | 0 | 0 | 0 | 0
IGCC-CCS | 0 | 0 | 0 | 0 | 0 | 0
WT_off | 0 | 0 | 0 | 0 | 0 | 0
PseudoUnit | 0 | 0 | 0 | 0 | 0 | 0
FixedInterchange | 0 | 0 | 0 | 0 | 0 | 0
Retirements of Capacity by Reporting Type: BC
ReportingType | 2015 | 2020 | 2025 | 2030 | 2035 | 2040
BM | 0 | 0 | 0 | 0 | 0 | 0
CC | 0 | 0 | 0 | 205 | 0 | 762.87
CSP | 0 | 0 | 0 | 0 | 0 | 0
CT | 0 | 0 | 0 | 0 | 0 | 0
Coal | 0 | 0 | 0 | 0 | 0 | 0
Geo | 0 | 0 | 0 | 0 | 0 | 0
H | 0 | 0 | 0 | 0 | 0 | 0
LFG | 0 | 0 | 0 | 0 | 0 | 0
Nuc | 0 | 0 | 0 | 0 | 0 | 0
PS | 0 | 0 | 0 | 0 | 0 | 0
PV | 0 | 0 | 0 | 0 | 0 | 0
PeakG | 141 | 0 | 0 | 0 | 0 | 0
PeakO | 44 | 0 | 0 | 0 | 0 | 0
ST | 0 | 0 | 0 | 0 | 0 | 0
STOG | 938 | 0 | 0 | 0 | 0 | 0
STWD | 0 | 0 | 0 | 0 | 0 | 0
WT | 0 | 0 | 0 | 0 | 0 | 0
IGCC | 0 | 0 | 0 | 0 | 0 | 0
DemandResponse | 0 | 0 | 0 | 0 | 0 | 0
IGCC-CCS | 0 | 0 | 0 | 0 | 0 | 0
WT_off | 0 | 0 | 0 | 0 | 0 | 0
PseudoUnit | 0 | 0 | 0 | 0 | 0 | 0
FixedInterchange | 0 | 0 | 0 | 0 | 0 | 0
Retirements of Capacity by Reporting Type: HQ_IESO
ReportingType | 2015 | 2020 | 2025 | 2030 | 2035 | 2040
BM | 0 | 0 | 0 | 0 | 0 | 0
CC | 0 | 0 | 0 | 0 | 0 | 0
CSP | 0 | 0 | 0 | 0 | 0 | 0
CT | 0 | 0 | 0 | 0 | 0 | 0
Coal | 0 | 0 | 0 | 0 | 0 | 0
Geo | 0 | 0 | 0 | 0 | 0 | 0
H | 0 | 0 | 0 | 0 | 0 | 0
LFG | 0 | 0 | 0 | 0 | 0 | 0
Nuc | 0 | 0 | 0 | 0 | 0 | 0
PS | 0 | 0 | 0 | 0 | 0 | 0
PV | 0 | 0 | 0 | 0 | 0 | 0
PeakG | 0 | 0 | 0 | 0 | 0 | 0
PeakO | 0 | 0 | 0 | 0 | 0 | 0
ST | 0 | 0 | 0 | 0 | 0 | 0
STOG | 0 | 0 | 0 | 0 | 0 | 0
STWD | 0 | 0 | 0 | 0 | 0 | 0
WT | 0 | 0 | 0 | 0 | 0 | 0
IGCC | 0 | 0 | 0 | 0 | 0 | 0
DemandResponse | 0 | 0 | 0 | 0 | 0 | 0
IGCC-CCS | 0 | 0 | 0 | 0 | 0 | 0
WT_off | 0 | 0 | 0 | 0 | 0 | 0
PseudoUnit | 0 | 0 | 0 | 0 | 0 | 0
FixedInterchange | 0 | 0 | 0 | 0 | 0 | 0
Retirements of Capacity by Reporting Type: HQ_NEISO
ReportingType | 2015 | 2020 | 2025 | 2030 | 2035 | 2040
BM | 0 | 0 | 0 | 0 | 0 | 0
CC | 0 | 0 | 0 | 0 | 0 | 0
CSP | 0 | 0 | 0 | 0 | 0 | 0
CT | 0 | 0 | 0 | 0 | 0 | 0
Coal | 0 | 0 | 0 | 0 | 0 | 0
Geo | 0 | 0 | 0 | 0 | 0 | 0
H | 0 | 0 | 0 | 0 | 0 | 0
LFG | 0 | 0 | 0 | 0 | 0 | 0
Nuc | 0 | 0 | 0 | 0 | 0 | 0
PS | 0 | 0 | 0 | 0 | 0 | 0
PV | 0 | 0 | 0 | 0 | 0 | 0
PeakG | 0 | 0 | 0 | 0 | 0 | 0
PeakO | 0 | 0 | 0 | 0 | 0 | 0
ST | 0 | 0 | 0 | 0 | 0 | 0
STOG | 0 | 0 | 0 | 0 | 0 | 0
STWD | 0 | 0 | 0 | 0 | 0 | 0
WT | 0 | 0 | 0 | 0 | 0 | 0
IGCC | 0 | 0 | 0 | 0 | 0 | 0
DemandResponse | 0 | 0 | 0 | 0 | 0 | 0
IGCC-CCS | 0 | 0 | 0 | 0 | 0 | 0
WT_off | 0 | 0 | 0 | 0 | 0 | 0
PseudoUnit | 0 | 0 | 0 | 0 | 0 | 0
FixedInterchange | 0 | 0 | 0 | 0 | 0 | 0
Retirements of Capacity by Reporting Type: HQ_NY
ReportingType | 2015 | 2020 | 2025 | 2030 | 2035 | 2040
BM | 0 | 0 | 0 | 0 | 0 | 0
CC | 0 | 0 | 0 | 0 | 0 | 0
CSP | 0 | 0 | 0 | 0 | 0 | 0
CT | 0 | 0 | 0 | 0 | 0 | 0
Coal | 0 | 0 | 0 | 0 | 0 | 0
Geo | 0 | 0 | 0 | 0 | 0 | 0
H | 0 | 0 | 0 | 0 | 0 | 0
LFG | 0 | 0 | 0 | 0 | 0 | 0
Nuc | 0 | 0 | 0 | 0 | 0 | 0
PS | 0 | 0 | 0 | 0 | 0 | 0
PV | 0 | 0 | 0 | 0 | 0 | 0
PeakG | 0 | 0 | 0 | 0 | 0 | 0
PeakO | 0 | 0 | 0 | 0 | 0 | 0
ST | 0 | 0 | 0 | 0 | 0 | 0
STOG | 0 | 0 | 0 | 0 | 0 | 0
STWD | 0 | 0 | 0 | 0 | 0 | 0
WT | 0 | 0 | 0 | 0 | 0 | 0
IGCC | 0 | 0 | 0 | 0 | 0 | 0
DemandResponse | 0 | 0 | 0 | 0 | 0 | 0
IGCC-CCS | 0 | 0 | 0 | 0 | 0 | 0
WT_off | 0 | 0 | 0 | 0 | 0 | 0
PseudoUnit | 0 | 0 | 0 | 0 | 0 | 0
FixedInterchange | 0 | 0 | 0 | 0 | 0 | 0
Retirements of Capacity by Reporting Type: MARITIMES
ReportingType | 2015 | 2020 | 2025 | 2030 | 2035 | 2040
BM | 0 | 0 | 0 | 0 | 0 | 0
CC | 0 | 0 | 0 | 0 | 0 | 0
CSP | 0 | 0 | 0 | 0 | 0 | 0
CT | 0 | 0 | 0 | 0 | 0 | 0
Coal | 0 | 0 | 0 | 0 | 0 | 0
Geo | 0 | 0 | 0 | 0 | 0 | 0
H | 0 | 0 | 0 | 0 | 0 | 0
LFG | 0 | 0 | 0 | 0 | 0 | 0
Nuc | 0 | 0 | 0 | 0 | 0 | 0
PS | 0 | 0 | 0 | 0 | 0 | 0
PV | 0 | 0 | 0 | 0 | 0 | 0
PeakG | 0 | 0 | 0 | 0 | 0 | 0
PeakO | 0 | 0 | 0 | 0 | 0 | 0
ST | 0 | 0 | 0 | 0 | 0 | 0
STOG | 0 | 0 | 0 | 0 | 0 | 0
STWD | 0 | 0 | 0 | 0 | 0 | 0
WT | 0 | 0 | 0 | 0 | 0 | 0
IGCC | 0 | 0 | 0 | 0 | 0 | 0
DemandResponse | 0 | 0 | 0 | 0 | 0 | 0
IGCC-CCS | 0 | 0 | 0 | 0 | 0 | 0
WT_off | 0 | 0 | 0 | 0 | 0 | 0
PseudoUnit | 0 | 0 | 0 | 0 | 0 | 0
FixedInterchange | 0 | 0 | 0 | 0 | 0 | 0
Retirements of Capacity by Reporting Type: All
ReportingType | 2015 | 2020 | 2025 | 2030 | 2035 | 2040
BM | 0 | 0 | 0 | 0 | 0 | 0
CC | 14783.97 | 3323.89 | 7719.72 | 29932.55 | 34085.74 | 37350.85
CSP | 475 | 0 | 0 | 0 | 0 | 0
CT | 0 | 0 | 0 | 719.12 | 5563.27 | 300
Coal | 157900.39 | 97021.94 | 54587.19 | 5980.38 | 0 | 0
Geo | 4.8 | 0 | 0 | 0 | 0 | 0
H | 0 | 0 | 0 | 0 | 0 | 0
LFG | 0 | 0 | 0 | 0 | 0 | 0
Nuc | 0 | 614.5 | 0 | 1488.2 | 26575.7 | 19706
PS | 0 | 0 | 0 | 0 | 0 | 0
PV | 0 | 0 | 0 | 0 | 1067.26 | 0
PeakG | 5719.78 | 1775.21 | 15425.59 | 28113.81 | 7831.73 | 21609.4
PeakO | 4263.31 | 1694.68 | 3502.33 | 8316.74 | 2361.42 | 383.17
ST | 0 | 0 | 0 | 0 | 0 | 0
STOG | 63142.76 | 12287.13 | 31015.45 | 3310.18 | 299.89 | 282.31
STWD | 0 | 0 | 0 | 0 | 0 | 0
WT | 126.2 | 0 | 0 | 0 | 302.4 | 0
IGCC | 0 | 0 | 0 | 0 | 0 | 0
DemandResponse | 0 | 0 | 0 | 0 | 0 | 0
IGCC-CCS | 0 | 0 | 0 | 0 | 0 | 0
WT_off | 0 | 0 | 0 | 0 | 0 | 0
PseudoUnit | 0 | 0 | 0 | 0 | 0 | 0
FixedInterchange | 0 | 0 | 0 | 0 | 0 | 0
Retirements of Capacity by Reporting Type: EI_US
ReportingType | 2015 | 2020 | 2025 | 2030 | 2035 | 2040
BM | 0 | 0 | 0 | 0 | 0 | 0
CC | 3967.52 | 3323.89 | 6014.72 | 14162.63 | 21381.61 | 26376.74
CSP | 0 | 0 | 0 | 0 | 0 | 0
CT | 0 | 0 | 0 | 719.12 | 3493.17 | 300
Coal | 127111.04 | 86762.96 | 39985.33 | 278 | 0 | 0
Geo | 0 | 0 | 0 | 0 | 0 | 0
H | 0 | 0 | 0 | 0 | 0 | 0
LFG | 0 | 0 | 0 | 0 | 0 | 0
Nuc | 0 | 614.5 | 0 | 1488.2 | 25545.7 | 18166
PS | 0 | 0 | 0 | 0 | 0 | 0
PV | 0 | 0 | 0 | 0 | 0 | 0
PeakG | 1001.99 | 672.49 | 10808.73 | 25488.57 | 4510.5 | 21098.82
PeakO | 3312.31 | 1675.68 | 3051.33 | 8315.74 | 2361.42 | 383.17
ST | 0 | 0 | 0 | 0 | 0 | 0
STOG | 45348.65 | 3358.96 | 16302.73 | 3310.18 | 299.89 | 282.31
STWD | 0 | 0 | 0 | 0 | 0 | 0
WT | 0 | 0 | 0 | 0 | 0 | 0
IGCC | 0 | 0 | 0 | 0 | 0 | 0
DemandResponse | 0 | 0 | 0 | 0 | 0 | 0
IGCC-CCS | 0 | 0 | 0 | 0 | 0 | 0
WT_off | 0 | 0 | 0 | 0 | 0 | 0
PseudoUnit | 0 | 0 | 0 | 0 | 0 | 0
FixedInterchange | 0 | 0 | 0 | 0 | 0 | 0
Retirements of Capacity by Reporting Type: EI_Canada
ReportingType | 2015 | 2020 | 2025 | 2030 | 2035 | 2040
BM | 0 | 0 | 0 | 0 | 0 | 0
CC | 5943 | 0 | 731 | 0 | 0 | 475.18
CSP | 0 | 0 | 0 | 0 | 0 | 0
CT | 0 | 0 | 0 | 0 | 368 | 0
Coal | 7369.65 | 792.25 | 0 | 0 | 0 | 0
Geo | 0 | 0 | 0 | 0 | 0 | 0
H | 0 | 0 | 0 | 0 | 0 | 0
LFG | 0 | 0 | 0 | 0 | 0 | 0
Nuc | 0 | 0 | 0 | 0 | 1030 | 1540
PS | 0 | 0 | 0 | 0 | 0 | 0
PV | 0 | 0 | 0 | 0 | 1067.26 | 0
PeakG | 584 | 87 | 472 | 0 | 0 | 0
PeakO | 175 | 4 | 0 | 0 | 0 | 0
ST | 0 | 0 | 0 | 0 | 0 | 0
STOG | 2126 | 126 | 0 | 0 | 0 | 0
STWD | 0 | 0 | 0 | 0 | 0 | 0
WT | 0 | 0 | 0 | 0 | 302.4 | 0
IGCC | 0 | 0 | 0 | 0 | 0 | 0
DemandResponse | 0 | 0 | 0 | 0 | 0 | 0
IGCC-CCS | 0 | 0 | 0 | 0 | 0 | 0
WT_off | 0 | 0 | 0 | 0 | 0 | 0
PseudoUnit | 0 | 0 | 0 | 0 | 0 | 0
FixedInterchange | 0 | 0 | 0 | 0 | 0 | 0
Retirements of Capacity by Reporting Type: EI
ReportingType | 2015 | 2020 | 2025 | 2030 | 2035 | 2040
BM | 0 | 0 | 0 | 0 | 0 | 0
CC | 9910.52 | 3323.89 | 6745.72 | 14162.63 | 21381.61 | 26851.92
CSP | 0 | 0 | 0 | 0 | 0 | 0
CT | 0 | 0 | 0 | 719.12 | 3861.17 | 300
Coal | 134480.69 | 87555.21 | 39985.33 | 278 | 0 | 0
Geo | 0 | 0 | 0 | 0 | 0 | 0
H | 0 | 0 | 0 | 0 | 0 | 0
LFG | 0 | 0 | 0 | 0 | 0 | 0
Nuc | 0 | 614.5 | 0 | 1488.2 | 26575.7 | 19706
PS | 0 | 0 | 0 | 0 | 0 | 0
PV | 0 | 0 | 0 | 0 | 1067.26 | 0
PeakG | 1585.99 | 759.49 | 11280.73 | 25488.57 | 4510.5 | 21098.82
PeakO | 3487.31 | 1679.68 | 3051.33 | 8315.74 | 2361.42 | 383.17
ST | 0 | 0 | 0 | 0 | 0 | 0
STOG | 47474.65 | 3484.96 | 16302.73 | 3310.18 | 299.89 | 282.31
STWD | 0 | 0 | 0 | 0 | 0 | 0
WT | 0 | 0 | 0 | 0 | 302.4 | 0
IGCC | 0 | 0 | 0 | 0 | 0 | 0
DemandResponse | 0 | 0 | 0 | 0 | 0 | 0
IGCC-CCS | 0 | 0 | 0 | 0 | 0 | 0
WT_off | 0 | 0 | 0 | 0 | 0 | 0
PseudoUnit | 0 | 0 | 0 | 0 | 0 | 0
FixedInterchange | 0 | 0 | 0 | 0 | 0 | 0
Retirements of Capacity by Reporting Type: Outside_EI
ReportingType | 2015 | 2020 | 2025 | 2030 | 2035 | 2040
BM | 0 | 0 | 0 | 0 | 0 | 0
CC | 4873.45 | 0 | 974 | 15769.92 | 12704.13 | 10498.94
CSP | 475 | 0 | 0 | 0 | 0 | 0
CT | 0 | 0 | 0 | 0 | 1702.1 | 0
Coal | 23419.7 | 9466.73 | 14601.86 | 5702.38 | 0 | 0
Geo | 4.8 | 0 | 0 | 0 | 0 | 0
H | 0 | 0 | 0 | 0 | 0 | 0
LFG | 0 | 0 | 0 | 0 | 0 | 0
Nuc | 0 | 0 | 0 | 0 | 0 | 0
PS | 0 | 0 | 0 | 0 | 0 | 0
PV | 0 | 0 | 0 | 0 | 0 | 0
PeakG | 4133.79 | 1015.72 | 4144.86 | 2625.24 | 3321.23 | 510.58
PeakO | 776 | 15 | 451 | 1 | 0 | 0
ST | 0 | 0 | 0 | 0 | 0 | 0
STOG | 15668.11 | 8802.17 | 14712.73 | 0 | 0 | 0
STWD | 0 | 0 | 0 | 0 | 0 | 0
WT | 126.2 | 0 | 0 | 0 | 0 | 0
IGCC | 0 | 0 | 0 | 0 | 0 | 0
DemandResponse | 0 | 0 | 0 | 0 | 0 | 0
IGCC-CCS | 0 | 0 | 0 | 0 | 0 | 0
WT_off | 0 | 0 | 0 | 0 | 0 | 0
PseudoUnit | 0 | 0 | 0 | 0 | 0 | 0
FixedInterchange | 0 | 0 | 0 | 0 | 0 | 0
#4 | Cumulative Retirements of Capacity (MW)
Cumulative Retirements of Capacity by Reporting Type: Entergy
ReportingType | 2015 | 2020 | 2025 | 2030 | 2035 | 2040
BM | 0 | 0 | 0 | 0 | 0 | 0
CC | 0 | 0 | 209 | 209 | 209 | 209
CSP | 0 | 0 | 0 | 0 | 0 | 0
CT | 0 | 0 | 0 | 0 | 0 | 0
Coal | 1425.54 | 6863.54 | 8308.9 | 8308.9 | 8308.9 | 8308.9
Geo | 0 | 0 | 0 | 0 | 0 | 0
H | 0 | 0 | 0 | 0 | 0 | 0
LFG | 0 | 0 | 0 | 0 | 0 | 0
Nuc | 0 | 0 | 0 | 0 | 842 | 1839
PS | 0 | 0 | 0 | 0 | 0 | 0
PV | 0 | 0 | 0 | 0 | 0 | 0
PeakG | 0 | 0 | 566.29 | 1669.15 | 1813.21 | 1813.21
PeakO | 0 | 0 | 174 | 174 | 174 | 174
ST | 0 | 0 | 0 | 0 | 0 | 0
STOG | 12635.74 | 12635.74 | 14865 | 14865 | 14865 | 14865
STWD | 0 | 0 | 0 | 0 | 0 | 0
WT | 0 | 0 | 0 | 0 | 0 | 0
IGCC | 0 | 0 | 0 | 0 | 0 | 0
DemandResponse | 0 | 0 | 0 | 0 | 0 | 0
IGCC-CCS | 0 | 0 | 0 | 0 | 0 | 0
WT_off | 0 | 0 | 0 | 0 | 0 | 0
PseudoUnit | 0 | 0 | 0 | 0 | 0 | 0
FixedInterchange | 0 | 0 | 0 | 0 | 0 | 0
Cumulative Retirements of Capacity by Reporting Type: FRCC
ReportingType | 2015 | 2020 | 2025 | 2030 | 2035 | 2040
BM | 0 | 0 | 0 | 0 | 0 | 0
CC | 0 | 0 | 0 | 10377.19 | 13809.92 | 14970.48
CSP | 0 | 0 | 0 | 0 | 0 | 0
CT | 0 | 0 | 0 | 0 | 2480 | 2480
Coal | 7107.4 | 8837.4 | 9463.4 | 9463.4 | 9463.4 | 9463.4
Geo | 0 | 0 | 0 | 0 | 0 | 0
H | 0 | 0 | 0 | 0 | 0 | 0
LFG | 0 | 0 | 0 | 0 | 0 | 0
Nuc | 0 | 0 | 0 | 0 | 1615.33 | 3292.33
PS | 0 | 0 | 0 | 0 | 0 | 0
PV | 0 | 0 | 0 | 0 | 0 | 0
PeakG | 0 | 672.49 | 4510.62 | 8431 | 8431 | 8431
PeakO | 607.32 | 2283 | 2283 | 2283 | 2283 | 2283
ST | 0 | 0 | 0 | 0 | 0 | 0
STOG | 9833 | 9833 | 9833 | 9833 | 9833 | 9833
STWD | 0 | 0 | 0 | 0 | 0 | 0
WT | 0 | 0 | 0 | 0 | 0 | 0
IGCC | 0 | 0 | 0 | 0 | 0 | 0
DemandResponse | 0 | 0 | 0 | 0 | 0 | 0
IGCC-CCS | 0 | 0 | 0 | 0 | 0 | 0
WT_off | 0 | 0 | 0 | 0 | 0 | 0
PseudoUnit | 0 | 0 | 0 | 0 | 0 | 0
FixedInterchange | 0 | 0 | 0 | 0 | 0 | 0
Cumulative Retirements of Capacity by Reporting Type: MAPP_US
ReportingType | 2015 | 2020 | 2025 | 2030 | 2035 | 2040
BM | 0 | 0 | 0 | 0 | 0 | 0
CC | 0 | 0 | 0 | 0 | 0 | 0
CSP | 0 | 0 | 0 | 0 | 0 | 0
CT | 0 | 0 | 0 | 8.3 | 196.9 | 196.9
Coal | 1526.07 | 2593.2 | 3546.5 | 3546.5 | 3546.5 | 3546.5
Geo | 0 | 0 | 0 | 0 | 0 | 0
H | 0 | 0 | 0 | 0 | 0 | 0
LFG | 0 | 0 | 0 | 0 | 0 | 0
Nuc | 0 | 0 | 0 | 0 | 0 | 0
PS | 0 | 0 | 0 | 0 | 0 | 0
PV | 0 | 0 | 0 | 0 | 0 | 0
PeakG | 0 | 0 | 0 | 0 | 0 | 0
PeakO | 52.29 | 52.29 | 52.29 | 151.49 | 151.49 | 261.96
ST | 0 | 0 | 0 | 0 | 0 | 0
STOG | 36 | 36 | 36 | 36 | 36 | 36
STWD | 0 | 0 | 0 | 0 | 0 | 0
WT | 0 | 0 | 0 | 0 | 0 | 0
IGCC | 0 | 0 | 0 | 0 | 0 | 0
DemandResponse | 0 | 0 | 0 | 0 | 0 | 0
IGCC-CCS | 0 | 0 | 0 | 0 | 0 | 0
WT_off | 0 | 0 | 0 | 0 | 0 | 0
PseudoUnit | 0 | 0 | 0 | 0 | 0 | 0
FixedInterchange | 0 | 0 | 0 | 0 | 0 | 0
Cumulative Retirements of Capacity by Reporting Type: MISO_IN
ReportingType | 2015 | 2020 | 2025 | 2030 | 2035 | 2040
BM | 0 | 0 | 0 | 0 | 0 | 0
CC | 0 | 0 | 0 | 0 | 0 | 0
CSP | 0 | 0 | 0 | 0 | 0 | 0
CT | 0 | 0 | 0 | 0 | 0 | 0
Coal | 4599.13 | 6875.13 | 14746.7 | 14746.7 | 14746.7 | 14746.7
Geo | 0 | 0 | 0 | 0 | 0 | 0
H | 0 | 0 | 0 | 0 | 0 | 0
LFG | 0 | 0 | 0 | 0 | 0 | 0
Nuc | 0 | 0 | 0 | 0 | 0 | 0
PS | 0 | 0 | 0 | 0 | 0 | 0
PV | 0 | 0 | 0 | 0 | 0 | 0
PeakG | 0 | 0 | 0 | 1280.86 | 1280.86 | 2314.82
PeakO | 0 | 0 | 0 | 361 | 361 | 361
ST | 0 | 0 | 0 | 0 | 0 | 0
STOG | 0 | 0 | 0 | 279 | 279 | 279
STWD | 0 | 0 | 0 | 0 | 0 | 0
WT | 0 | 0 | 0 | 0 | 0 | 0
IGCC | 0 | 0 | 0 | 0 | 0 | 0
DemandResponse | 0 | 0 | 0 | 0 | 0 | 0
IGCC-CCS | 0 | 0 | 0 | 0 | 0 | 0
WT_off | 0 | 0 | 0 | 0 | 0 | 0
PseudoUnit | 0 | 0 | 0 | 0 | 0 | 0
FixedInterchange | 0 | 0 | 0 | 0 | 0 | 0
Cumulative Retirements of Capacity by Reporting Type: MISO_MI
ReportingType | 2015 | 2020 | 2025 | 2030 | 2035 | 2040
BM | 0 | 0 | 0 | 0 | 0 | 0
CC | 0 | 0 | 0 | 1599 | 1599 | 1599
CSP | 0 | 0 | 0 | 0 | 0 | 0
CT | 0 | 0 | 0 | 0 | 0 | 0
Coal | 6340 | 10792 | 10792 | 10792 | 10792 | 10792
Geo | 0 | 0 | 0 | 0 | 0 | 0
H | 0 | 0 | 0 | 0 | 0 | 0
LFG | 0 | 0 | 0 | 0 | 0 | 0
Nuc | 0 | 0 | 0 | 0 | 778 | 778
PS | 0 | 0 | 0 | 0 | 0 | 0
PV | 0 | 0 | 0 | 0 | 0 | 0
PeakG | 0 | 0 | 0 | 1390.79 | 1390.79 | 2751.22
PeakO | 0 | 0 | 0 | 534 | 534 | 534
ST | 0 | 0 | 0 | 0 | 0 | 0
STOG | 0 | 0 | 1963.88 | 2852 | 2852 | 2852
STWD | 0 | 0 | 0 | 0 | 0 | 0
WT | 0 | 0 | 0 | 0 | 0 | 0
IGCC | 0 | 0 | 0 | 0 | 0 | 0
DemandResponse | 0 | 0 | 0 | 0 | 0 | 0
IGCC-CCS | 0 | 0 | 0 | 0 | 0 | 0
WT_off | 0 | 0 | 0 | 0 | 0 | 0
PseudoUnit | 0 | 0 | 0 | 0 | 0 | 0
FixedInterchange | 0 | 0 | 0 | 0 | 0 | 0
Cumulative Retirements of Capacity by Reporting Type: MISO_MO-IL
ReportingType | 2015 | 2020 | 2025 | 2030 | 2035 | 2040
BM | 0 | 0 | 0 | 0 | 0 | 0
CC | 0 | 0 | 0 | 0 | 0 | 0
CSP | 0 | 0 | 0 | 0 | 0 | 0
CT | 0 | 0 | 0 | 0 | 0 | 0
Coal | 4804.7 | 11382.7 | 13763.7 | 13763.7 | 13763.7 | 13763.7
Geo | 0 | 0 | 0 | 0 | 0 | 0
H | 0 | 0 | 0 | 0 | 0 | 0
LFG | 0 | 0 | 0 | 0 | 0 | 0
Nuc | 0 | 0 | 0 | 0 | 0 | 0
PS | 0 | 0 | 0 | 0 | 0 | 0
PV | 0 | 0 | 0 | 0 | 0 | 0
PeakG | 0 | 0 | 0 | 12.17 | 12.17 | 44.19
PeakO | 0 | 0 | 0 | 766 | 766 | 766
ST | 0 | 0 | 0 | 0 | 0 | 0
STOG | 0 | 0 | 592 | 592 | 592 | 592
STWD | 0 | 0 | 0 | 0 | 0 | 0
WT | 0 | 0 | 0 | 0 | 0 | 0
IGCC | 0 | 0 | 0 | 0 | 0 | 0
DemandResponse | 0 | 0 | 0 | 0 | 0 | 0
IGCC-CCS | 0 | 0 | 0 | 0 | 0 | 0
WT_off | 0 | 0 | 0 | 0 | 0 | 0
PseudoUnit | 0 | 0 | 0 | 0 | 0 | 0
FixedInterchange | 0 | 0 | 0 | 0 | 0 | 0
Cumulative Retirements of Capacity by Reporting Type: MISO_W
ReportingType | 2015 | 2020 | 2025 | 2030 | 2035 | 2040
BM | 0 | 0 | 0 | 0 | 0 | 0
CC | 0 | 0 | 0 | 62 | 62 | 62
CSP | 0 | 0 | 0 | 0 | 0 | 0
CT | 0 | 0 | 0 | 0 | 0 | 0
Coal | 3460.56 | 7886.46 | 13134.59 | 13134.59 | 13134.59 | 13134.59
Geo | 0 | 0 | 0 | 0 | 0 | 0
H | 0 | 0 | 0 | 0 | 0 | 0
LFG | 0 | 0 | 0 | 0 | 0 | 0
Nuc | 0 | 0 | 0 | 0 | 2361.23 | 2361.23
PS | 0 | 0 | 0 | 0 | 0 | 0
PV | 0 | 0 | 0 | 0 | 0 | 0
PeakG | 0 | 0 | 0 | 34.69 | 34.69 | 162.56
PeakO | 0 | 0 | 0 | 2154 | 2154 | 2154
ST | 0 | 0 | 0 | 0 | 0 | 0
STOG | 0 | 0 | 172 | 172 | 172 | 172
STWD | 0 | 0 | 0 | 0 | 0 | 0
WT | 0 | 0 | 0 | 0 | 0 | 0
IGCC | 0 | 0 | 0 | 0 | 0 | 0
DemandResponse | 0 | 0 | 0 | 0 | 0 | 0
IGCC-CCS | 0 | 0 | 0 | 0 | 0 | 0
WT_off | 0 | 0 | 0 | 0 | 0 | 0
PseudoUnit | 0 | 0 | 0 | 0 | 0 | 0
FixedInterchange | 0 | 0 | 0 | 0 | 0 | 0
Cumulative Retirements of Capacity by Reporting Type: MISO_WUMS
ReportingType | 2015 | 2020 | 2025 | 2030 | 2035 | 2040
BM | 0 | 0 | 0 | 0 | 0 | 0
CC | 0 | 0 | 0 | 0 | 0 | 0
CSP | 0 | 0 | 0 | 0 | 0 | 0
CT | 0 | 0 | 0 | 0 | 0 | 0
Coal | 4191.1 | 6060.1 | 6596.55 | 6596.55 | 6596.55 | 6596.55
Geo | 0 | 0 | 0 | 0 | 0 | 0
H | 0 | 0 | 0 | 0 | 0 | 0
LFG | 0 | 0 | 0 | 0 | 0 | 0
Nuc | 0 | 0 | 0 | 0 | 1816.9 | 1816.9
PS | 0 | 0 | 0 | 0 | 0 | 0
PV | 0 | 0 | 0 | 0 | 0 | 0
PeakG | 0 | 0 | 0 | 1418.95 | 1418.95 | 2461.03
PeakO | 0 | 0 | 0 | 490 | 490 | 490
ST | 0 | 0 | 0 | 0 | 0 | 0
STOG | 59.5 | 59.5 | 360 | 360 | 360 | 360
STWD | 0 | 0 | 0 | 0 | 0 | 0
WT | 0 | 0 | 0 | 0 | 0 | 0
IGCC | 0 | 0 | 0 | 0 | 0 | 0
DemandResponse | 0 | 0 | 0 | 0 | 0 | 0
IGCC-CCS | 0 | 0 | 0 | 0 | 0 | 0
WT_off | 0 | 0 | 0 | 0 | 0 | 0
PseudoUnit | 0 | 0 | 0 | 0 | 0 | 0
FixedInterchange | 0 | 0 | 0 | 0 | 0 | 0
Cumulative Retirements of Capacity by Reporting Type: Nebraska
ReportingType | 2015 | 2020 | 2025 | 2030 | 2035 | 2040
BM | 0 | 0 | 0 | 0 | 0 | 0
CC | 0 | 0 | 0 | 0 | 0 | 0
CSP | 0 | 0 | 0 | 0 | 0 | 0
CT | 0 | 0 | 0 | 0 | 0 | 0
Coal | 0 | 3195.8 | 3195.8 | 3195.8 | 3195.8 | 3195.8
Geo | 0 | 0 | 0 | 0 | 0 | 0
H | 0 | 0 | 0 | 0 | 0 | 0
LFG | 0 | 0 | 0 | 0 | 0 | 0
Nuc | 0 | 0 | 0 | 0 | 1251.8 | 1251.8
PS | 0 | 0 | 0 | 0 | 0 | 0
PV | 0 | 0 | 0 | 0 | 0 | 0
PeakG | 0 | 0 | 0 | 0 | 0 | 0.78
PeakO | 0 | 0 | 0 | 0 | 326 | 326
ST | 0 | 0 | 0 | 0 | 0 | 0
STOG | 270 | 270 | 270 | 270 | 270 | 270
STWD | 0 | 0 | 0 | 0 | 0 | 0
WT | 0 | 0 | 0 | 0 | 0 | 0
IGCC | 0 | 0 | 0 | 0 | 0 | 0
DemandResponse | 0 | 0 | 0 | 0 | 0 | 0
IGCC-CCS | 0 | 0 | 0 | 0 | 0 | 0
WT_off | 0 | 0 | 0 | 0 | 0 | 0
PseudoUnit | 0 | 0 | 0 | 0 | 0 | 0
FixedInterchange | 0 | 0 | 0 | 0 | 0 | 0
Cumulative Retirements of Capacity by Reporting Type: NEISO
ReportingType | 2015 | 2020 | 2025 | 2030 | 2035 | 2040
BM | 0 | 0 | 0 | 0 | 0 | 0
CC | 3409.53 | 6117.35 | 9318.13 | 11054.57 | 11054.57 | 12483.14
CSP | 0 | 0 | 0 | 0 | 0 | 0
CT | 0 | 0 | 0 | 9.5 | 334 | 334
Coal | 2250.13 | 2570.13 | 2570.13 | 2570.13 | 2570.13 | 2570.13
Geo | 0 | 0 | 0 | 0 | 0 | 0
H | 0 | 0 | 0 | 0 | 0 | 0
LFG | 0 | 0 | 0 | 0 | 0 | 0
Nuc | 0 | 0 | 0 | 0 | 1289 | 2165.92
PS | 0 | 0 | 0 | 0 | 0 | 0
PV | 0 | 0 | 0 | 0 | 0 | 0
PeakG | 0 | 0 | 6.25 | 6.25 | 6.25 | 6.25
PeakO | 1183 | 1183 | 1183 | 1183 | 1183 | 1183
ST | 0 | 0 | 0 | 0 | 0 | 0
STOG | 6237 | 6237 | 6237 | 6237 | 6237 | 6237
STWD | 0 | 0 | 0 | 0 | 0 | 0
WT | 0 | 0 | 0 | 0 | 0 | 0
IGCC | 0 | 0 | 0 | 0 | 0 | 0
DemandResponse | 0 | 0 | 0 | 0 | 0 | 0
IGCC-CCS | 0 | 0 | 0 | 0 | 0 | 0
WT_off | 0 | 0 | 0 | 0 | 0 | 0
PseudoUnit | 0 | 0 | 0 | 0 | 0 | 0
FixedInterchange | 0 | 0 | 0 | 0 | 0 | 0
Cumulative Retirements of Capacity by Reporting Type: NonRTO_Midwest
ReportingType | 2015 | 2020 | 2025 | 2030 | 2035 | 2040
BM | 0 | 0 | 0 | 0 | 0 | 0
CC | 0 | 0 | 0 | 0 | 0 | 1855.12
CSP | 0 | 0 | 0 | 0 | 0 | 0
CT | 0 | 0 | 0 | 0 | 0 | 0
Coal | 3538.3 | 6799.21 | 9109.3 | 9387.3 | 9387.3 | 9387.3
Geo | 0 | 0 | 0 | 0 | 0 | 0
H | 0 | 0 | 0 | 0 | 0 | 0
LFG | 0 | 0 | 0 | 0 | 0 | 0
Nuc | 0 | 0 | 0 | 0 | 0 | 0
PS | 0 | 0 | 0 | 0 | 0 | 0
PV | 0 | 0 | 0 | 0 | 0 | 0
PeakG | 0 | 0 | 0 | 105.57 | 2508.86 | 2995.96
PeakO | 0 | 0 | 12 | 12 | 12 | 12
ST | 0 | 0 | 0 | 0 | 0 | 0
STOG | 0 | 0 | 0 | 0 | 0 | 0
STWD | 0 | 0 | 0 | 0 | 0 | 0
WT | 0 | 0 | 0 | 0 | 0 | 0
IGCC | 0 | 0 | 0 | 0 | 0 | 0
DemandResponse | 0 | 0 | 0 | 0 | 0 | 0
IGCC-CCS | 0 | 0 | 0 | 0 | 0 | 0
WT_off | 0 | 0 | 0 | 0 | 0 | 0
PseudoUnit | 0 | 0 | 0 | 0 | 0 | 0
FixedInterchange | 0 | 0 | 0 | 0 | 0 | 0
Cumulative Retirements of Capacity by Reporting Type: NYISO_A-F
ReportingType | 2015 | 2020 | 2025 | 2030 | 2035 | 2040
BM | 0 | 0 | 0 | 0 | 0 | 0
CC | 558 | 1174.07 | 3594 | 3594 | 3594 | 4233
CSP | 0 | 0 | 0 | 0 | 0 | 0
CT | 0 | 0 | 0 | 0 | 0 | 0
Coal | 2251.9 | 2251.9 | 2251.9 | 2251.9 | 2251.9 | 2251.9
Geo | 0 | 0 | 0 | 0 | 0 | 0
H | 0 | 0 | 0 | 0 | 0 | 0
LFG | 0 | 0 | 0 | 0 | 0 | 0
Nuc | 0 | 0 | 0 | 621.2 | 1201.7 | 2053.9
PS | 0 | 0 | 0 | 0 | 0 | 0
PV | 0 | 0 | 0 | 0 | 0 | 0
PeakG | 0 | 0 | 221 | 221 | 221 | 221
PeakO | 39 | 39 | 39 | 39 | 39 | 39
ST | 0 | 0 | 0 | 0 | 0 | 0
STOG | 1701 | 1701 | 1701 | 1701 | 1701 | 1701
STWD | 0 | 0 | 0 | 0 | 0 | 0
WT | 0 | 0 | 0 | 0 | 0 | 0
IGCC | 0 | 0 | 0 | 0 | 0 | 0
DemandResponse | 0 | 0 | 0 | 0 | 0 | 0
IGCC-CCS | 0 | 0 | 0 | 0 | 0 | 0
WT_off | 0 | 0 | 0 | 0 | 0 | 0
PseudoUnit | 0 | 0 | 0 | 0 | 0 | 0
FixedInterchange | 0 | 0 | 0 | 0 | 0 | 0
Cumulative Retirements of Capacity by Reporting Type: NYISO_G-I
ReportingType | 2015 | 2020 | 2025 | 2030 | 2035 | 2040
BM | 0 | 0 | 0 | 0 | 0 | 0
CC | 0 | 0 | 0 | 0 | 0 | 1157
CSP | 0 | 0 | 0 | 0 | 0 | 0
CT | 0 | 0 | 0 | 0 | 0 | 0
Coal | 368.2 | 368.2 | 368.2 | 368.2 | 368.2 | 368.2
Geo | 0 | 0 | 0 | 0 | 0 | 0
H | 0 | 0 | 0 | 0 | 0 | 0
LFG | 0 | 0 | 0 | 0 | 0 | 0
Nuc | 0 | 0 | 0 | 0 | 1019.6 | 2044.6
PS | 0 | 0 | 0 | 0 | 0 | 0
PV | 0 | 0 | 0 | 0 | 0 | 0
PeakG | 0 | 0 | 0 | 0 | 0 | 65
PeakO | 0 | 0 | 87 | 87 | 87 | 87
ST | 0 | 0 | 0 | 0 | 0 | 0
STOG | 2431 | 2431 | 2431 | 2431 | 2431 | 2431
STWD | 0 | 0 | 0 | 0 | 0 | 0
WT | 0 | 0 | 0 | 0 | 0 | 0
IGCC | 0 | 0 | 0 | 0 | 0 | 0
DemandResponse | 0 | 0 | 0 | 0 | 0 | 0
IGCC-CCS | 0 | 0 | 0 | 0 | 0 | 0
WT_off | 0 | 0 | 0 | 0 | 0 | 0
PseudoUnit | 0 | 0 | 0 | 0 | 0 | 0
FixedInterchange | 0 | 0 | 0 | 0 | 0 | 0
Cumulative Retirements of Capacity by Reporting Type: NYISO_J-K
ReportingType | 2015 | 2020 | 2025 | 2030 | 2035 | 2040
BM | 0 | 0 | 0 | 0 | 0 | 0
CC | 0 | 0 | 0 | 0 | 0 | 0
CSP | 0 | 0 | 0 | 0 | 0 | 0
CT | 0 | 0 | 0 | 0 | 0 | 0
Coal | 0 | 0 | 0 | 0 | 0 | 0
Geo | 0 | 0 | 0 | 0 | 0 | 0
H | 0 | 0 | 0 | 0 | 0 | 0
LFG | 0 | 0 | 0 | 0 | 0 | 0
Nuc | 0 | 0 | 0 | 0 | 0 | 0
PS | 0 | 0 | 0 | 0 | 0 | 0
PV | 0 | 0 | 0 | 0 | 0 | 0
PeakG | 0 | 0 | 0 | 0 | 0 | 0
PeakO | 0 | 0 | 0 | 0 | 0 | 268.69
ST | 0 | 0 | 0 | 0 | 0 | 0
STOG | 3911.55 | 4785.21 | 5929.65 | 6243.41 | 6243.41 | 6525.71
STWD | 0 | 0 | 0 | 0 | 0 | 0
WT | 0 | 0 | 0 | 0 | 0 | 0
IGCC | 0 | 0 | 0 | 0 | 0 | 0
DemandResponse | 0 | 0 | 0 | 0 | 0 | 0
IGCC-CCS | 0 | 0 | 0 | 0 | 0 | 0
WT_off | 0 | 0 | 0 | 0 | 0 | 0
PseudoUnit | 0 | 0 | 0 | 0 | 0 | 0
FixedInterchange | 0 | 0 | 0 | 0 | 0 | 0
Cumulative Retirements of Capacity by Reporting Type: PJM_E
ReportingType | 2015 | 2020 | 2025 | 2030 | 2035 | 2040
BM | 0 | 0 | 0 | 0 | 0 | 0
CC | 0 | 0 | 0 | 0 | 1141.3 | 1141.3
CSP | 0 | 0 | 0 | 0 | 0 | 0
CT | 0 | 0 | 0 | 26.2 | 26.2 | 26.2
Coal | 2804 | 3372 | 3372 | 3372 | 3372 | 3372
Geo | 0 | 0 | 0 | 0 | 0 | 0
H | 0 | 0 | 0 | 0 | 0 | 0
LFG | 0 | 0 | 0 | 0 | 0 | 0
Nuc | 0 | 614.5 | 614.5 | 614.5 | 2838.5 | 4012.5
PS | 0 | 0 | 0 | 0 | 0 | 0
PV | 0 | 0 | 0 | 0 | 0 | 0
PeakG | 268.5 | 268.5 | 268.5 | 268.5 | 268.5 | 1853
PeakO | 2.7 | 2.7 | 952.28 | 2470.42 | 2752 | 2752
ST | 0 | 0 | 0 | 0 | 0 | 0
STOG | 629.5 | 2987.8 | 3252 | 3252 | 3252 | 3252
STWD | 0 | 0 | 0 | 0 | 0 | 0
WT | 0 | 0 | 0 | 0 | 0 | 0
IGCC | 0 | 0 | 0 | 0 | 0 | 0
DemandResponse | 0 | 0 | 0 | 0 | 0 | 0
IGCC-CCS | 0 | 0 | 0 | 0 | 0 | 0
WT_off | 0 | 0 | 0 | 0 | 0 | 0
PseudoUnit | 0 | 0 | 0 | 0 | 0 | 0
FixedInterchange | 0 | 0 | 0 | 0 | 0 | 0
Cumulative Retirements of Capacity by Reporting Type: PJM_ROM
ReportingType | 2015 | 2020 | 2025 | 2030 | 2035 | 2040
BM | 0 | 0 | 0 | 0 | 0 | 0
CC | 0 | 0 | 0 | 0 | 0 | 0
CSP | 0 | 0 | 0 | 0 | 0 | 0
CT | 0 | 0 | 0 | 0 | 16 | 16
Coal | 14172.99 | 15859.5 | 16380.5 | 16380.5 | 16380.5 | 16380.5
Geo | 0 | 0 | 0 | 0 | 0 | 0
H | 0 | 0 | 0 | 0 | 0 | 0
LFG | 0 | 0 | 0 | 0 | 0 | 0
Nuc | 0 | 0 | 0 | 0 | 1732 | 2631
PS | 0 | 0 | 0 | 0 | 0 | 0
PV | 0 | 0 | 0 | 0 | 0 | 0
PeakG | 0 | 0 | 0 | 0 | 0 | 333
PeakO | 270 | 270 | 270 | 1663.5 | 1836 | 1836
ST | 0 | 0 | 0 | 0 | 0 | 0
STOG | 580 | 580 | 4109 | 4109 | 4109 | 4109
STWD | 0 | 0 | 0 | 0 | 0 | 0
WT | 0 | 0 | 0 | 0 | 0 | 0
IGCC | 0 | 0 | 0 | 0 | 0 | 0
DemandResponse | 0 | 0 | 0 | 0 | 0 | 0
IGCC-CCS | 0 | 0 | 0 | 0 | 0 | 0
WT_off | 0 | 0 | 0 | 0 | 0 | 0
PseudoUnit | 0 | 0 | 0 | 0 | 0 | 0
FixedInterchange | 0 | 0 | 0 | 0 | 0 | 0
Cumulative Retirements of Capacity by Reporting Type: PJM_ROR
ReportingType | 2015 | 2020 | 2025 | 2030 | 2035 | 2040
BM | 0 | 0 | 0 | 0 | 0 | 0
CC | 0 | 0 | 0 | 0 | 174 | 1475
CSP | 0 | 0 | 0 | 0 | 0 | 0
CT | 0 | 0 | 0 | 0 | 29 | 29
Coal | 28955.59 | 46889.4 | 57290.14 | 57290.14 | 57290.14 | 57290.14
Geo | 0 | 0 | 0 | 0 | 0 | 0
H | 0 | 0 | 0 | 0 | 0 | 0
LFG | 0 | 0 | 0 | 0 | 0 | 0
Nuc | 0 | 0 | 0 | 867 | 5142 | 10025.16
PS | 0 | 0 | 0 | 0 | 0 | 0
PV | 0 | 0 | 0 | 0 | 0 | 0
PeakG | 0 | 0 | 0 | 0 | 0 | 14086.92
PeakO | 19 | 19 | 496.75 | 1496.66 | 1761 | 1761
ST | 0 | 0 | 0 | 0 | 0 | 0
STOG | 0 | 35 | 2122 | 2122 | 2122 | 2122
STWD | 0 | 0 | 0 | 0 | 0 | 0
WT | 0 | 0 | 0 | 0 | 0 | 0
IGCC | 0 | 0 | 0 | 0 | 0 | 0
DemandResponse | 0 | 0 | 0 | 0 | 0 | 0
IGCC-CCS | 0 | 0 | 0 | 0 | 0 | 0
WT_off | 0 | 0 | 0 | 0 | 0 | 0
PseudoUnit | 0 | 0 | 0 | 0 | 0 | 0
FixedInterchange | 0 | 0 | 0 | 0 | 0 | 0
Cumulative Retirements of Capacity by Reporting Type: SOCO
ReportingType | 2015 | 2020 | 2025 | 2030 | 2035 | 2040
BM | 0 | 0 | 0 | 0 | 0 | 0
CC | 0 | 0 | 0 | 388 | 11004.25 | 17236.66
CSP | 0 | 0 | 0 | 0 | 0 | 0
CT | 0 | 0 | 0 | 0 | 0 | 0
Coal | 17652.88 | 23811.58 | 23811.58 | 23811.58 | 23811.58 | 23811.58
Geo | 0 | 0 | 0 | 0 | 0 | 0
H | 0 | 0 | 0 | 0 | 0 | 0
LFG | 0 | 0 | 0 | 0 | 0 | 0
Nuc | 0 | 0 | 0 | 0 | 0 | 2645.05
PS | 0 | 0 | 0 | 0 | 0 | 0
PV | 0 | 0 | 0 | 0 | 0 | 0
PeakG | 665.18 | 665.18 | 2015.56 | 10923 | 10923 | 10923
PeakO | 1139 | 1139 | 1139 | 1139 | 1139 | 1139
ST | 0 | 0 | 0 | 0 | 0 | 0
STOG | 854 | 854 | 854 | 854 | 854 | 854
STWD | 0 | 0 | 0 | 0 | 0 | 0
WT | 0 | 0 | 0 | 0 | 0 | 0
IGCC | 0 | 0 | 0 | 0 | 0 | 0
DemandResponse | 0 | 0 | 0 | 0 | 0 | 0
IGCC-CCS | 0 | 0 | 0 | 0 | 0 | 0
WT_off | 0 | 0 | 0 | 0 | 0 | 0
PseudoUnit | 0 | 0 | 0 | 0 | 0 | 0
FixedInterchange | 0 | 0 | 0 | 0 | 0 | 0
Cumulative Retirements of Capacity by Reporting Type: SPP_N
ReportingType | 2015 | 2020 | 2025 | 2030 | 2035 | 2040
BM | 0 | 0 | 0 | 0 | 0 | 0
CC | 0 | 0 | 0 | 0 | 0 | 0
CSP | 0 | 0 | 0 | 0 | 0 | 0
CT | 0 | 0 | 0 | 0 | 0 | 0
Coal | 334 | 5586.5 | 7882.5 | 7882.5 | 7882.5 | 7882.5
Geo | 0 | 0 | 0 | 0 | 0 | 0
H | 0 | 0 | 0 | 0 | 0 | 0
LFG | 0 | 0 | 0 | 0 | 0 | 0
Nuc | 0 | 0 | 0 | 0 | 0 | 0
PS | 0 | 0 | 0 | 0 | 0 | 0
PV | 0 | 0 | 0 | 0 | 0 | 0
PeakG | 0 | 0 | 0 | 0 | 0 | 921.9
PeakO | 0 | 0 | 0 | 0 | 1199 | 1199
ST | 0 | 0 | 0 | 0 | 0 | 0
STOG | 878.37 | 878.37 | 1749 | 1749 | 1749 | 1749
STWD | 0 | 0 | 0 | 0 | 0 | 0
WT | 0 | 0 | 0 | 0 | 0 | 0
IGCC | 0 | 0 | 0 | 0 | 0 | 0
DemandResponse | 0 | 0 | 0 | 0 | 0 | 0
IGCC-CCS | 0 | 0 | 0 | 0 | 0 | 0
WT_off | 0 | 0 | 0 | 0 | 0 | 0
PseudoUnit | 0 | 0 | 0 | 0 | 0 | 0
FixedInterchange | 0 | 0 | 0 | 0 | 0 | 0
Cumulative Retirements of Capacity by Reporting Type: SPP_S
ReportingType | 2015 | 2020 | 2025 | 2030 | 2035 | 2040
BM | 0 | 0 | 0 | 0 | 0 | 0
CC | 0 | 0 | 0 | 0 | 418.38 | 509
CSP | 0 | 0 | 0 | 0 | 0 | 0
CT | 0 | 0 | 0 | 0 | 412.99 | 712.99
Coal | 1490.88 | 11601.88 | 13139.93 | 13139.93 | 13139.93 | 13139.93
Geo | 0 | 0 | 0 | 0 | 0 | 0
H | 0 | 0 | 0 | 0 | 0 | 0
LFG | 0 | 0 | 0 | 0 | 0 | 0
Nuc | 0 | 0 | 0 | 0 | 0 | 0
PS | 0 | 0 | 0 | 0 | 0 | 0
PV | 0 | 0 | 0 | 0 | 0 | 0
PeakG | 0 | 0 | 0 | 0 | 0 | 23.27
PeakO | 0 | 0 | 0 | 0 | 118 | 122
ST | 0 | 0 | 0 | 0 | 0 | 0
STOG | 5292 | 5292 | 8441.81 | 10271.11 | 10571 | 10571
STWD | 0 | 0 | 0 | 0 | 0 | 0
WT | 0 | 0 | 0 | 0 | 0 | 0
IGCC | 0 | 0 | 0 | 0 | 0 | 0
DemandResponse | 0 | 0 | 0 | 0 | 0 | 0
IGCC-CCS | 0 | 0 | 0 | 0 | 0 | 0
WT_off | 0 | 0 | 0 | 0 | 0 | 0
PseudoUnit | 0 | 0 | 0 | 0 | 0 | 0
FixedInterchange | 0 | 0 | 0 | 0 | 0 | 0
Cumulative Retirements of Capacity by Reporting Type: TVA
ReportingType | 2015 | 2020 | 2025 | 2030 | 2035 | 2040
BM | 0 | 0 | 0 | 0 | 0 | 0
CC | 0 | 0 | 0 | 0 | 2756.48 | 6505.63
CSP | 0 | 0 | 0 | 0 | 0 | 0
CT | 0 | 0 | 0 | 0 | 0 | 0
Coal | 8752.38 | 12272.95 | 15159 | 15159 | 15159 | 15159
Geo | 0 | 0 | 0 | 0 | 0 | 0
H | 0 | 0 | 0 | 0 | 0 | 0
LFG | 0 | 0 | 0 | 0 | 0 | 0
Nuc | 0 | 0 | 0 | 0 | 2512.33 | 3791
PS | 0 | 0 | 0 | 0 | 0 | 0
PV | 0 | 0 | 0 | 0 | 0 | 0
PeakG | 68.3 | 68.3 | 2620.18 | 3901.85 | 5865 | 5865
PeakO | 0 | 0 | 83 | 83 | 83 | 83
ST | 0 | 0 | 0 | 0 | 0 | 0
STOG | 0 | 0 | 0 | 0 | 0 | 0
STWD | 0 | 0 | 0 | 0 | 0 | 0
WT | 0 | 0 | 0 | 0 | 0 | 0
IGCC | 0 | 0 | 0 | 0 | 0 | 0
DemandResponse | 0 | 0 | 0 | 0 | 0 | 0
IGCC-CCS | 0 | 0 | 0 | 0 | 0 | 0
WT_off | 0 | 0 | 0 | 0 | 0 | 0
PseudoUnit | 0 | 0 | 0 | 0 | 0 | 0
FixedInterchange | 0 | 0 | 0 | 0 | 0 | 0
Cumulative Retirements of Capacity by Reporting Type: TVA_Transmission
ReportingType | 2015 | 2020 | 2025 | 2030 | 2035 | 2040
BM | 0 | 0 | 0 | 0 | 0 | 0
CC | 0 | 0 | 0 | 0 | 0 | 0
CSP | 0 | 0 | 0 | 0 | 0 | 0
CT | 0 | 0 | 0 | 0 | 0 | 0
Coal | 0 | 0 | 0 | 0 | 0 | 0
Geo | 0 | 0 | 0 | 0 | 0 | 0
H | 0 | 0 | 0 | 0 | 0 | 0
LFG | 0 | 0 | 0 | 0 | 0 | 0
Nuc | 0 | 0 | 0 | 0 | 0 | 0
PS | 0 | 0 | 0 | 0 | 0 | 0
PV | 0 | 0 | 0 | 0 | 0 | 0
PeakG | 0 | 0 | 0 | 0 | 0 | 0
PeakO | 0 | 0 | 0 | 0 | 0 | 0
ST | 0 | 0 | 0 | 0 | 0 | 0
STOG | 0 | 0 | 0 | 0 | 0 | 0
STWD | 0 | 0 | 0 | 0 | 0 | 0
WT | 0 | 0 | 0 | 0 | 0 | 0
IGCC | 0 | 0 | 0 | 0 | 0 | 0
DemandResponse | 0 | 0 | 0 | 0 | 0 | 0
IGCC-CCS | 0 | 0 | 0 | 0 | 0 | 0
WT_off | 0 | 0 | 0 | 0 | 0 | 0
PseudoUnit | 0 | 0 | 0 | 0 | 0 | 0
FixedInterchange | 0 | 0 | 0 | 0 | 0 | 0
Cumulative Retirements of Capacity by Reporting Type: VACAR
ReportingType | 2015 | 2020 | 2025 | 2030 | 2035 | 2040
BM | 0 | 0 | 0 | 0 | 0 | 0
CC | 0 | 0 | 185 | 185 | 3027.48 | 11790.79
CSP | 0 | 0 | 0 | 0 | 0 | 0
CT | 0 | 0 | 0 | 675.12 | 717.2 | 717.2
Coal | 11085.29 | 18004.43 | 18976 | 18976 | 18976 | 18976
Geo | 0 | 0 | 0 | 0 | 0 | 0
H | 0 | 0 | 0 | 0 | 0 | 0
LFG | 0 | 0 | 0 | 0 | 0 | 0
Nuc | 0 | 0 | 0 | 0 | 3248 | 5106
PS | 0 | 0 | 0 | 0 | 0 | 0
PV | 0 | 0 | 0 | 0 | 0 | 0
PeakG | 0 | 0 | 2274.8 | 8308 | 8308 | 8308
PeakO | 0 | 0 | 1268 | 1268 | 1268 | 1268
ST | 0 | 0 | 0 | 0 | 0 | 0
STOG | 0 | 92 | 92 | 92 | 92 | 92
STWD | 0 | 0 | 0 | 0 | 0 | 0
WT | 0 | 0 | 0 | 0 | 0 | 0
IGCC | 0 | 0 | 0 | 0 | 0 | 0
DemandResponse | 0 | 0 | 0 | 0 | 0 | 0
IGCC-CCS | 0 | 0 | 0 | 0 | 0 | 0
WT_off | 0 | 0 | 0 | 0 | 0 | 0
PseudoUnit | 0 | 0 | 0 | 0 | 0 | 0
FixedInterchange | 0 | 0 | 0 | 0 | 0 | 0
Cumulative Retirements of Capacity by Reporting Type: IESO
ReportingType | 2015 | 2020 | 2025 | 2030 | 2035 | 2040
BM | 0 | 0 | 0 | 0 | 0 | 0
CC | 5943 | 5943 | 5943 | 5943 | 5943 | 5943
CSP | 0 | 0 | 0 | 0 | 0 | 0
CT | 0 | 0 | 0 | 0 | 368 | 368
Coal | 6416 | 6416 | 6416 | 6416 | 6416 | 6416
Geo | 0 | 0 | 0 | 0 | 0 | 0
H | 0 | 0 | 0 | 0 | 0 | 0
LFG | 0 | 0 | 0 | 0 | 0 | 0
Nuc | 0 | 0 | 0 | 0 | 1030 | 2570
PS | 0 | 0 | 0 | 0 | 0 | 0
PV | 0 | 0 | 0 | 0 | 1067.26 | 1067.26
PeakG | 584 | 584 | 584 | 584 | 584 | 584
PeakO | 175 | 175 | 175 | 175 | 175 | 175
ST | 0 | 0 | 0 | 0 | 0 | 0
STOG | 2126 | 2126 | 2126 | 2126 | 2126 | 2126
STWD | 0 | 0 | 0 | 0 | 0 | 0
WT | 0 | 0 | 0 | 0 | 0 | 0
IGCC | 0 | 0 | 0 | 0 | 0 | 0
DemandResponse | 0 | 0 | 0 | 0 | 0 | 0
IGCC-CCS | 0 | 0 | 0 | 0 | 0 | 0
WT_off | 0 | 0 | 0 | 0 | 0 | 0
PseudoUnit | 0 | 0 | 0 | 0 | 0 | 0
FixedInterchange | 0 | 0 | 0 | 0 | 0 | 0
Cumulative Retirements of Capacity by Reporting Type: MAPP_CA
ReportingType | 2015 | 2020 | 2025 | 2030 | 2035 | 2040
BM | 0 | 0 | 0 | 0 | 0 | 0
CC | 0 | 0 | 731 | 731 | 731 | 1206.18
CSP | 0 | 0 | 0 | 0 | 0 | 0
CT | 0 | 0 | 0 | 0 | 0 | 0
Coal | 953.65 | 1745.9 | 1745.9 | 1745.9 | 1745.9 | 1745.9
Geo | 0 | 0 | 0 | 0 | 0 | 0
H | 0 | 0 | 0 | 0 | 0 | 0
LFG | 0 | 0 | 0 | 0 | 0 | 0
Nuc | 0 | 0 | 0 | 0 | 0 | 0
PS | 0 | 0 | 0 | 0 | 0 | 0
PV | 0 | 0 | 0 | 0 | 0 | 0
PeakG | 0 | 87 | 559 | 559 | 559 | 559
PeakO | 0 | 4 | 4 | 4 | 4 | 4
ST | 0 | 0 | 0 | 0 | 0 | 0
STOG | 0 | 126 | 126 | 126 | 126 | 126
STWD | 0 | 0 | 0 | 0 | 0 | 0
WT | 0 | 0 | 0 | 0 | 302.4 | 302.4
IGCC | 0 | 0 | 0 | 0 | 0 | 0
DemandResponse | 0 | 0 | 0 | 0 | 0 | 0
IGCC-CCS | 0 | 0 | 0 | 0 | 0 | 0
WT_off | 0 | 0 | 0 | 0 | 0 | 0
PseudoUnit | 0 | 0 | 0 | 0 | 0 | 0
FixedInterchange | 0 | 0 | 0 | 0 | 0 | 0
Cumulative Retirements of Capacity by Reporting Type: AZ_NM_SNV_Coal
ReportingType | 2015 | 2020 | 2025 | 2030 | 2035 | 2040
BM | 0 | 0 | 0 | 0 | 0 | 0
CC | 0 | 0 | 0 | 0 | 0 | 0
CSP | 0 | 0 | 0 | 0 | 0 | 0
CT | 0 | 0 | 0 | 0 | 0 | 0
Coal | 1889.31 | 5129.7 | 10466 | 10466 | 10466 | 10466
Geo | 0 | 0 | 0 | 0 | 0 | 0
H | 0 | 0 | 0 | 0 | 0 | 0
LFG | 0 | 0 | 0 | 0 | 0 | 0
Nuc | 0 | 0 | 0 | 0 | 0 | 0
PS | 0 | 0 | 0 | 0 | 0 | 0
PV | 0 | 0 | 0 | 0 | 0 | 0
PeakG | 0 | 0 | 0 | 0 | 0 | 0
PeakO | 185 | 200 | 200 | 200 | 200 | 200
ST | 0 | 0 | 0 | 0 | 0 | 0
STOG | 0 | 0 | 0 | 0 | 0 | 0
STWD | 0 | 0 | 0 | 0 | 0 | 0
WT | 0 | 0 | 0 | 0 | 0 | 0
IGCC | 0 | 0 | 0 | 0 | 0 | 0
DemandResponse | 0 | 0 | 0 | 0 | 0 | 0
IGCC-CCS | 0 | 0 | 0 | 0 | 0 | 0
WT_off | 0 | 0 | 0 | 0 | 0 | 0
PseudoUnit | 0 | 0 | 0 | 0 | 0 | 0
FixedInterchange | 0 | 0 | 0 | 0 | 0 | 0
Cumulative Retirements of Capacity by Reporting Type: AZ_NM_SNV_Gas
ReportingType | 2015 | 2020 | 2025 | 2030 | 2035 | 2040
BM | 0 | 0 | 0 | 0 | 0 | 0
CC | 2752.28 | 2752.28 | 2752.28 | 7034.1 | 10700.79 | 12326.98
CSP | 0 | 0 | 0 | 0 | 0 | 0
CT | 0 | 0 | 0 | 0 | 736 | 736
Coal | 0 | 0 | 0 | 0 | 0 | 0
Geo | 0 | 0 | 0 | 0 | 0 | 0
H | 0 | 0 | 0 | 0 | 0 | 0
LFG | 0 | 0 | 0 | 0 | 0 | 0
Nuc | 0 | 0 | 0 | 0 | 0 | 0
PS | 0 | 0 | 0 | 0 | 0 | 0
PV | 0 | 0 | 0 | 0 | 0 | 0
PeakG | 0 | 483.65 | 3660 | 3660 | 3660 | 3660
PeakO | 0 | 0 | 0 | 0 | 0 | 0
ST | 0 | 0 | 0 | 0 | 0 | 0
STOG | 2064 | 2064 | 2064 | 2064 | 2064 | 2064
STWD | 0 | 0 | 0 | 0 | 0 | 0
WT | 0 | 0 | 0 | 0 | 0 | 0
IGCC | 0 | 0 | 0 | 0 | 0 | 0
DemandResponse | 0 | 0 | 0 | 0 | 0 | 0
IGCC-CCS | 0 | 0 | 0 | 0 | 0 | 0
WT_off | 0 | 0 | 0 | 0 | 0 | 0
PseudoUnit | 0 | 0 | 0 | 0 | 0 | 0
FixedInterchange | 0 | 0 | 0 | 0 | 0 | 0
Cumulative Retirements of Capacity by Reporting Type: AZ_NM_SNV_NucRenew
ReportingType | 2015 | 2020 | 2025 | 2030 | 2035 | 2040
BM | 0 | 0 | 0 | 0 | 0 | 0
CC | 0 | 0 | 0 | 0 | 0 | 0
CSP | 65 | 65 | 65 | 65 | 65 | 65
CT | 0 | 0 | 0 | 0 | 0 | 0
Coal | 0 | 0 | 0 | 0 | 0 | 0
Geo | 0 | 0 | 0 | 0 | 0 | 0
H | 0 | 0 | 0 | 0 | 0 | 0
LFG | 0 | 0 | 0 | 0 | 0 | 0
Nuc | 0 | 0 | 0 | 0 | 0 | 0
PS | 0 | 0 | 0 | 0 | 0 | 0
PV | 0 | 0 | 0 | 0 | 0 | 0
PeakG | 0 | 0 | 0 | 0 | 0 | 0
PeakO | 0 | 0 | 0 | 0 | 0 | 0
ST | 0 | 0 | 0 | 0 | 0 | 0
STOG | 0 | 0 | 0 | 0 | 0 | 0
STWD | 0 | 0 | 0 | 0 | 0 | 0
WT | 0 | 0 | 0 | 0 | 0 | 0
IGCC | 0 | 0 | 0 | 0 | 0 | 0
DemandResponse | 0 | 0 | 0 | 0 | 0 | 0
IGCC-CCS | 0 | 0 | 0 | 0 | 0 | 0
WT_off | 0 | 0 | 0 | 0 | 0 | 0
PseudoUnit | 0 | 0 | 0 | 0 | 0 | 0
FixedInterchange | 0 | 0 | 0 | 0 | 0 | 0
Cumulative Retirements of Capacity by Reporting Type: ERCOT
ReportingType | 2015 | 2020 | 2025 | 2030 | 2035 | 2040
BM | 0 | 0 | 0 | 0 | 0 | 0
CC | 0 | 0 | 557 | 557 | 3712.85 | 10070.25
CSP | 0 | 0 | 0 | 0 | 0 | 0
CT | 0 | 0 | 0 | 0 | 250 | 250
Coal | 12718.53 | 15639.54 | 16199.54 | 16199.54 | 16199.54 | 16199.54
Geo | 0 | 0 | 0 | 0 | 0 | 0
H | 0 | 0 | 0 | 0 | 0 | 0
LFG | 0 | 0 | 0 | 0 | 0 | 0
Nuc | 0 | 0 | 0 | 0 | 0 | 0
PS | 0 | 0 | 0 | 0 | 0 | 0
PV | 0 | 0 | 0 | 0 | 0 | 0
PeakG | 0 | 0 | 105.38 | 2069.11 | 4768 | 4768
PeakO | 0 | 0 | 51 | 51 | 51 | 51
ST | 0 | 0 | 0 | 0 | 0 | 0
STOG | 2653.62 | 7382.97 | 18933 | 18933 | 18933 | 18933
STWD | 0 | 0 | 0 | 0 | 0 | 0
WT | 0 | 0 | 0 | 0 | 0 | 0
IGCC | 0 | 0 | 0 | 0 | 0 | 0
DemandResponse | 0 | 0 | 0 | 0 | 0 | 0
IGCC-CCS | 0 | 0 | 0 | 0 | 0 | 0
WT_off | 0 | 0 | 0 | 0 | 0 | 0
PseudoUnit | 0 | 0 | 0 | 0 | 0 | 0
FixedInterchange | 0 | 0 | 0 | 0 | 0 | 0
Cumulative Retirements of Capacity by Reporting Type: NP15
ReportingType | 2015 | 2020 | 2025 | 2030 | 2035 | 2040
BM | 0 | 0 | 0 | 0 | 0 | 0
CC | 0 | 0 | 417 | 2180 | 6464 | 7404
CSP | 0 | 0 | 0 | 0 | 0 | 0
CT | 0 | 0 | 0 | 0 | 212.6 | 212.6
Coal | 0 | 191.9 | 191.9 | 191.9 | 191.9 | 191.9
Geo | 0 | 0 | 0 | 0 | 0 | 0
H | 0 | 0 | 0 | 0 | 0 | 0
LFG | 0 | 0 | 0 | 0 | 0 | 0
Nuc | 0 | 0 | 0 | 0 | 0 | 0
PS | 0 | 0 | 0 | 0 | 0 | 0
PV | 0 | 0 | 0 | 0 | 0 | 0
PeakG | 0 | 0 | 263 | 791.7 | 942.85 | 942.85
PeakO | 156 | 156 | 505 | 506 | 506 | 506
ST | 0 | 0 | 0 | 0 | 0 | 0
STOG | 3039.3 | 4859 | 4859 | 4859 | 4859 | 4859
STWD | 0 | 0 | 0 | 0 | 0 | 0
WT | 0 | 0 | 0 | 0 | 0 | 0
IGCC | 0 | 0 | 0 | 0 | 0 | 0
DemandResponse | 0 | 0 | 0 | 0 | 0 | 0
IGCC-CCS | 0 | 0 | 0 | 0 | 0 | 0
WT_off | 0 | 0 | 0 | 0 | 0 | 0
PseudoUnit | 0 | 0 | 0 | 0 | 0 | 0
FixedInterchange | 0 | 0 | 0 | 0 | 0 | 0
Cumulative Retirements of Capacity by Reporting Type: NWPP_Coal
ReportingType | 2015 | 2020 | 2025 | 2030 | 2035 | 2040
BM | 0 | 0 | 0 | 0 | 0 | 0
CC | 0 | 0 | 0 | 0 | 0 | 0
CSP | 0 | 0 | 0 | 0 | 0 | 0
CT | 0 | 0 | 0 | 0 | 0 | 0
Coal | 7025.01 | 8504.8 | 13556.7 | 13556.7 | 13556.7 | 13556.7
Geo | 0 | 0 | 0 | 0 | 0 | 0
H | 0 | 0 | 0 | 0 | 0 | 0
LFG | 0 | 0 | 0 | 0 | 0 | 0
Nuc | 0 | 0 | 0 | 0 | 0 | 0
PS | 0 | 0 | 0 | 0 | 0 | 0
PV | 0 | 0 | 0 | 0 | 0 | 0
PeakG | 0 | 0 | 0 | 0 | 0 | 0
PeakO | 183 | 183 | 183 | 183 | 183 | 183
ST | 0 | 0 | 0 | 0 | 0 | 0
STOG | 0 | 0 | 0 | 0 | 0 | 0
STWD | 0 | 0 | 0 | 0 | 0 | 0
WT | 0 | 0 | 0 | 0 | 0 | 0
IGCC | 0 | 0 | 0 | 0 | 0 | 0
DemandResponse | 0 | 0 | 0 | 0 | 0 | 0
IGCC-CCS | 0 | 0 | 0 | 0 | 0 | 0
WT_off | 0 | 0 | 0 | 0 | 0 | 0
PseudoUnit | 0 | 0 | 0 | 0 | 0 | 0
FixedInterchange | 0 | 0 | 0 | 0 | 0 | 0
Cumulative Retirements of Capacity by Reporting Type: NWPP_Gas
ReportingType | 2015 | 2020 | 2025 | 2030 | 2035 | 2040
BM | 0 | 0 | 0 | 0 | 0 | 0
CC | 1678 | 1678 | 1678 | 8005 | 8005 | 8305
CSP | 0 | 0 | 0 | 0 | 0 | 0
CT | 0 | 0 | 0 | 0 | 150 | 150
Coal | 0 | 0 | 0 | 0 | 0 | 0
Geo | 0 | 0 | 0 | 0 | 0 | 0
H | 0 | 0 | 0 | 0 | 0 | 0
LFG | 0 | 0 | 0 | 0 | 0 | 0
Nuc | 0 | 0 | 0 | 0 | 0 | 0
PS | 0 | 0 | 0 | 0 | 0 | 0
PV | 0 | 0 | 0 | 0 | 0 | 0
PeakG | 2623 | 2623 | 2623 | 2623 | 2623 | 2623
PeakO | 0 | 0 | 0 | 0 | 0 | 0
ST | 0 | 0 | 0 | 0 | 0 | 0
STOG | 786 | 786 | 786 | 786 | 786 | 786
STWD | 0 | 0 | 0 | 0 | 0 | 0
WT | 0 | 0 | 0 | 0 | 0 | 0
IGCC | 0 | 0 | 0 | 0 | 0 | 0
DemandResponse | 0 | 0 | 0 | 0 | 0 | 0
IGCC-CCS | 0 | 0 | 0 | 0 | 0 | 0
WT_off | 0 | 0 | 0 | 0 | 0 | 0
PseudoUnit | 0 | 0 | 0 | 0 | 0 | 0
FixedInterchange | 0 | 0 | 0 | 0 | 0 | 0
Cumulative Retirements of Capacity by Reporting Type: NWPP_NucRenew
ReportingType | 2015 | 2020 | 2025 | 2030 | 2035 | 2040
BM | 0 | 0 | 0 | 0 | 0 | 0
CC | 0 | 0 | 0 | 0 | 0 | 0
CSP | 0 | 0 | 0 | 0 | 0 | 0
CT | 0 | 0 | 0 | 0 | 0 | 0
Coal | 0 | 0 | 0 | 0 | 0 | 0
Geo | 4.8 | 4.8 | 4.8 | 4.8 | 4.8 | 4.8
H | 0 | 0 | 0 | 0 | 0 | 0
LFG | 0 | 0 | 0 | 0 | 0 | 0
Nuc | 0 | 0 | 0 | 0 | 0 | 0
PS | 0 | 0 | 0 | 0 | 0 | 0
PV | 0 | 0 | 0 | 0 | 0 | 0
PeakG | 0 | 0 | 0 | 0 | 0 | 0
PeakO | 0 | 0 | 0 | 0 | 0 | 0
ST | 0 | 0 | 0 | 0 | 0 | 0
STOG | 0 | 0 | 0 | 0 | 0 | 0
STWD | 0 | 0 | 0 | 0 | 0 | 0
WT | 0 | 0 | 0 | 0 | 0 | 0
IGCC | 0 | 0 | 0 | 0 | 0 | 0
DemandResponse | 0 | 0 | 0 | 0 | 0 | 0
IGCC-CCS | 0 | 0 | 0 | 0 | 0 | 0
WT_off | 0 | 0 | 0 | 0 | 0 | 0
PseudoUnit | 0 | 0 | 0 | 0 | 0 | 0
FixedInterchange | 0 | 0 | 0 | 0 | 0 | 0
Cumulative Retirements of Capacity by Reporting Type: RMPA
ReportingType | 2015 | 2020 | 2025 | 2030 | 2035 | 2040
BM | 0 | 0 | 0 | 0 | 0 | 0
CC | 443.17 | 443.17 | 443.17 | 443.17 | 443.17 | 443.17
CSP | 1 | 1 | 1 | 1 | 1 | 1
CT | 0 | 0 | 0 | 0 | 152 | 152
Coal | 1729.85 | 3279 | 6788 | 6788 | 6788 | 6788
Geo | 0 | 0 | 0 | 0 | 0 | 0
H | 0 | 0 | 0 | 0 | 0 | 0
LFG | 0 | 0 | 0 | 0 | 0 | 0
Nuc | 0 | 0 | 0 | 0 | 0 | 0
PS | 0 | 0 | 0 | 0 | 0 | 0
PV | 0 | 0 | 0 | 0 | 0 | 0
PeakG | 90 | 90 | 90 | 222.8 | 693.99 | 1204.57
PeakO | 187 | 187 | 187 | 187 | 187 | 187
ST | 0 | 0 | 0 | 0 | 0 | 0
STOG | 217 | 217 | 217 | 217 | 217 | 217
STWD | 0 | 0 | 0 | 0 | 0 | 0
WT | 0 | 0 | 0 | 0 | 0 | 0
IGCC | 0 | 0 | 0 | 0 | 0 | 0
DemandResponse | 0 | 0 | 0 | 0 | 0 | 0
IGCC-CCS | 0 | 0 | 0 | 0 | 0 | 0
WT_off | 0 | 0 | 0 | 0 | 0 | 0
PseudoUnit | 0 | 0 | 0 | 0 | 0 | 0
FixedInterchange | 0 | 0 | 0 | 0 | 0 | 0
Cumulative Retirements of Capacity by Reporting Type: SP15
ReportingType | 2015 | 2020 | 2025 | 2030 | 2035 | 2040
BM | 0 | 0 | 0 | 0 | 0 | 0
CC | 0 | 0 | 0 | 991.11 | 2588.69 | 2998.19
CSP | 409 | 409 | 409 | 409 | 409 | 409
CT | 0 | 0 | 0 | 0 | 0 | 0
Coal | 57 | 141.5 | 242.7 | 242.7 | 242.7 | 242.7
Geo | 0 | 0 | 0 | 0 | 0 | 0
H | 0 | 0 | 0 | 0 | 0 | 0
LFG | 0 | 0 | 0 | 0 | 0 | 0
Nuc | 0 | 0 | 0 | 0 | 0 | 0
PS | 0 | 0 | 0 | 0 | 0 | 0
PV | 0 | 0 | 0 | 0 | 0 | 0
PeakG | 44 | 44 | 44 | 44 | 44 | 44
PeakO | 15 | 15 | 66 | 66 | 66 | 66
ST | 0 | 0 | 0 | 0 | 0 | 0
STOG | 5784.18 | 8037.3 | 11200 | 11200 | 11200 | 11200
STWD | 0 | 0 | 0 | 0 | 0 | 0
WT | 126.2 | 126.2 | 126.2 | 126.2 | 126.2 | 126.2
IGCC | 0 | 0 | 0 | 0 | 0 | 0
DemandResponse | 0 | 0 | 0 | 0 | 0 | 0
IGCC-CCS | 0 | 0 | 0 | 0 | 0 | 0
WT_off | 0 | 0 | 0 | 0 | 0 | 0
PseudoUnit | 0 | 0 | 0 | 0 | 0 | 0
FixedInterchange | 0 | 0 | 0 | 0 | 0 | 0
Cumulative Retirements of Capacity by Reporting Type: ALB
ReportingType | 2015 | 2020 | 2025 | 2030 | 2035 | 2040
BM | 0 | 0 | 0 | 0 | 0 | 0
CC | 0 | 0 | 0 | 2202 | 2202 | 2304.98
CSP | 0 | 0 | 0 | 0 | 0 | 0
CT | 0 | 0 | 0 | 0 | 201.5 | 201.5
Coal | 0 | 0 | 43.45 | 5745.83 | 5745.83 | 5745.83
Geo | 0 | 0 | 0 | 0 | 0 | 0
H | 0 | 0 | 0 | 0 | 0 | 0
LFG | 0 | 0 | 0 | 0 | 0 | 0
Nuc | 0 | 0 | 0 | 0 | 0 | 0
PS | 0 | 0 | 0 | 0 | 0 | 0
PV | 0 | 0 | 0 | 0 | 0 | 0
PeakG | 1235.79 | 1767.87 | 2368 | 2368 | 2368 | 2368
PeakO | 6 | 6 | 6 | 6 | 6 | 6
ST | 0 | 0 | 0 | 0 | 0 | 0
STOG | 186 | 186 | 186 | 186 | 186 | 186
STWD | 0 | 0 | 0 | 0 | 0 | 0
WT | 0 | 0 | 0 | 0 | 0 | 0
IGCC | 0 | 0 | 0 | 0 | 0 | 0
DemandResponse | 0 | 0 | 0 | 0 | 0 | 0
IGCC-CCS | 0 | 0 | 0 | 0 | 0 | 0
WT_off | 0 | 0 | 0 | 0 | 0 | 0
PseudoUnit | 0 | 0 | 0 | 0 | 0 | 0
FixedInterchange | 0 | 0 | 0 | 0 | 0 | 0
Cumulative Retirements of Capacity by Reporting Type: BC
ReportingType | 2015 | 2020 | 2025 | 2030 | 2035 | 2040
BM | 0 | 0 | 0 | 0 | 0 | 0
CC | 0 | 0 | 0 | 205 | 205 | 967.87
CSP | 0 | 0 | 0 | 0 | 0 | 0
CT | 0 | 0 | 0 | 0 | 0 | 0
Coal | 0 | 0 | 0 | 0 | 0 | 0
Geo | 0 | 0 | 0 | 0 | 0 | 0
H | 0 | 0 | 0 | 0 | 0 | 0
LFG | 0 | 0 | 0 | 0 | 0 | 0
Nuc | 0 | 0 | 0 | 0 | 0 | 0
PS | 0 | 0 | 0 | 0 | 0 | 0
PV | 0 | 0 | 0 | 0 | 0 | 0
PeakG | 141 | 141 | 141 | 141 | 141 | 141
PeakO | 44 | 44 | 44 | 44 | 44 | 44
ST | 0 | 0 | 0 | 0 | 0 | 0
STOG | 938 | 938 | 938 | 938 | 938 | 938
STWD | 0 | 0 | 0 | 0 | 0 | 0
WT | 0 | 0 | 0 | 0 | 0 | 0
IGCC | 0 | 0 | 0 | 0 | 0 | 0
DemandResponse | 0 | 0 | 0 | 0 | 0 | 0
IGCC-CCS | 0 | 0 | 0 | 0 | 0 | 0
WT_off | 0 | 0 | 0 | 0 | 0 | 0
PseudoUnit | 0 | 0 | 0 | 0 | 0 | 0
FixedInterchange | 0 | 0 | 0 | 0 | 0 | 0
Cumulative Retirements of Capacity by Reporting Type: HQ_IESO
ReportingType | 2015 | 2020 | 2025 | 2030 | 2035 | 2040
BM | 0 | 0 | 0 | 0 | 0 | 0
CC | 0 | 0 | 0 | 0 | 0 | 0
CSP | 0 | 0 | 0 | 0 | 0 | 0
CT | 0 | 0 | 0 | 0 | 0 | 0
Coal | 0 | 0 | 0 | 0 | 0 | 0
Geo | 0 | 0 | 0 | 0 | 0 | 0
H | 0 | 0 | 0 | 0 | 0 | 0
LFG | 0 | 0 | 0 | 0 | 0 | 0
Nuc | 0 | 0 | 0 | 0 | 0 | 0
PS | 0 | 0 | 0 | 0 | 0 | 0
PV | 0 | 0 | 0 | 0 | 0 | 0
PeakG | 0 | 0 | 0 | 0 | 0 | 0
PeakO | 0 | 0 | 0 | 0 | 0 | 0
ST | 0 | 0 | 0 | 0 | 0 | 0
STOG | 0 | 0 | 0 | 0 | 0 | 0
STWD | 0 | 0 | 0 | 0 | 0 | 0
WT | 0 | 0 | 0 | 0 | 0 | 0
IGCC | 0 | 0 | 0 | 0 | 0 | 0
DemandResponse | 0 | 0 | 0 | 0 | 0 | 0
IGCC-CCS | 0 | 0 | 0 | 0 | 0 | 0
WT_off | 0 | 0 | 0 | 0 | 0 | 0
PseudoUnit | 0 | 0 | 0 | 0 | 0 | 0
FixedInterchange | 0 | 0 | 0 | 0 | 0 | 0
Cumulative Retirements of Capacity by Reporting Type: HQ_NEISO
ReportingType | 2015 | 2020 | 2025 | 2030 | 2035 | 2040
BM | 0 | 0 | 0 | 0 | 0 | 0
CC | 0 | 0 | 0 | 0 | 0 | 0
CSP | 0 | 0 | 0 | 0 | 0 | 0
CT | 0 | 0 | 0 | 0 | 0 | 0
Coal | 0 | 0 | 0 | 0 | 0 | 0
Geo | 0 | 0 | 0 | 0 | 0 | 0
H | 0 | 0 | 0 | 0 | 0 | 0
LFG | 0 | 0 | 0 | 0 | 0 | 0
Nuc | 0 | 0 | 0 | 0 | 0 | 0
PS | 0 | 0 | 0 | 0 | 0 | 0
PV | 0 | 0 | 0 | 0 | 0 | 0
PeakG | 0 | 0 | 0 | 0 | 0 | 0
PeakO | 0 | 0 | 0 | 0 | 0 | 0
ST | 0 | 0 | 0 | 0 | 0 | 0
STOG | 0 | 0 | 0 | 0 | 0 | 0
STWD | 0 | 0 | 0 | 0 | 0 | 0
WT | 0 | 0 | 0 | 0 | 0 | 0
IGCC | 0 | 0 | 0 | 0 | 0 | 0
DemandResponse | 0 | 0 | 0 | 0 | 0 | 0
IGCC-CCS | 0 | 0 | 0 | 0 | 0 | 0
WT_off | 0 | 0 | 0 | 0 | 0 | 0
PseudoUnit | 0 | 0 | 0 | 0 | 0 | 0
FixedInterchange | 0 | 0 | 0 | 0 | 0 | 0
Cumulative Retirements of Capacity by Reporting Type: HQ_NY
ReportingType | 2015 | 2020 | 2025 | 2030 | 2035 | 2040
BM | 0 | 0 | 0 | 0 | 0 | 0
CC | 0 | 0 | 0 | 0 | 0 | 0
CSP | 0 | 0 | 0 | 0 | 0 | 0
CT | 0 | 0 | 0 | 0 | 0 | 0
Coal | 0 | 0 | 0 | 0 | 0 | 0
Geo | 0 | 0 | 0 | 0 | 0 | 0
H | 0 | 0 | 0 | 0 | 0 | 0
LFG | 0 | 0 | 0 | 0 | 0 | 0
Nuc | 0 | 0 | 0 | 0 | 0 | 0
PS | 0 | 0 | 0 | 0 | 0 | 0
PV | 0 | 0 | 0 | 0 | 0 | 0
PeakG | 0 | 0 | 0 | 0 | 0 | 0
PeakO | 0 | 0 | 0 | 0 | 0 | 0
ST | 0 | 0 | 0 | 0 | 0 | 0
STOG | 0 | 0 | 0 | 0 | 0 | 0
STWD | 0 | 0 | 0 | 0 | 0 | 0
WT | 0 | 0 | 0 | 0 | 0 | 0
IGCC | 0 | 0 | 0 | 0 | 0 | 0
DemandResponse | 0 | 0 | 0 | 0 | 0 | 0
IGCC-CCS | 0 | 0 | 0 | 0 | 0 | 0
WT_off | 0 | 0 | 0 | 0 | 0 | 0
PseudoUnit | 0 | 0 | 0 | 0 | 0 | 0
FixedInterchange | 0 | 0 | 0 | 0 | 0 | 0
Cumulative Retirements of Capacity by Reporting Type: MARITIMES
ReportingType | 2015 | 2020 | 2025 | 2030 | 2035 | 2040
BM | 0 | 0 | 0 | 0 | 0 | 0
CC | 0 | 0 | 0 | 0 | 0 | 0
CSP | 0 | 0 | 0 | 0 | 0 | 0
CT | 0 | 0 | 0 | 0 | 0 | 0
Coal | 0 | 0 | 0 | 0 | 0 | 0
Geo | 0 | 0 | 0 | 0 | 0 | 0
H | 0 | 0 | 0 | 0 | 0 | 0
LFG | 0 | 0 | 0 | 0 | 0 | 0
Nuc | 0 | 0 | 0 | 0 | 0 | 0
PS | 0 | 0 | 0 | 0 | 0 | 0
PV | 0 | 0 | 0 | 0 | 0 | 0
PeakG | 0 | 0 | 0 | 0 | 0 | 0
PeakO | 0 | 0 | 0 | 0 | 0 | 0
ST | 0 | 0 | 0 | 0 | 0 | 0
STOG | 0 | 0 | 0 | 0 | 0 | 0
STWD | 0 | 0 | 0 | 0 | 0 | 0
WT | 0 | 0 | 0 | 0 | 0 | 0
IGCC | 0 | 0 | 0 | 0 | 0 | 0
DemandResponse | 0 | 0 | 0 | 0 | 0 | 0
IGCC-CCS | 0 | 0 | 0 | 0 | 0 | 0
WT_off | 0 | 0 | 0 | 0 | 0 | 0
PseudoUnit | 0 | 0 | 0 | 0 | 0 | 0
FixedInterchange | 0 | 0 | 0 | 0 | 0 | 0
Cumulative Retirements of Capacity by Reporting Type: All
ReportingType | 2015 | 2020 | 2025 | 2030 | 2035 | 2040
BM | 0 | 0 | 0 | 0 | 0 | 0
CC | 14783.97 | 18107.86 | 25827.58 | 55760.13 | 89845.87 | 127196.73
CSP | 475 | 475 | 475 | 475 | 475 | 475
CT | 0 | 0 | 0 | 719.12 | 6282.39 | 6582.39
Coal | 157900.39 | 254922.33 | 309509.52 | 315489.89 | 315489.89 | 315489.89
Geo | 4.8 | 4.8 | 4.8 | 4.8 | 4.8 | 4.8
H | 0 | 0 | 0 | 0 | 0 | 0
LFG | 0 | 0 | 0 | 0 | 0 | 0
Nuc | 0 | 614.5 | 614.5 | 2102.7 | 28678.4 | 48384.39
PS | 0 | 0 | 0 | 0 | 0 | 0
PV | 0 | 0 | 0 | 0 | 1067.26 | 1067.26
PeakG | 5719.78 | 7494.98 | 22920.58 | 51034.38 | 58866.12 | 80475.52
PeakO | 4263.31 | 5957.99 | 9460.33 | 17777.06 | 20138.48 | 20521.65
ST | 0 | 0 | 0 | 0 | 0 | 0
STOG | 63142.76 | 75429.89 | 106445.34 | 109755.52 | 110055.4 | 110337.71
STWD | 0 | 0 | 0 | 0 | 0 | 0
WT | 126.2 | 126.2 | 126.2 | 126.2 | 428.6 | 428.6
IGCC | 0 | 0 | 0 | 0 | 0 | 0
DemandResponse | 0 | 0 | 0 | 0 | 0 | 0
IGCC-CCS | 0 | 0 | 0 | 0 | 0 | 0
WT_off | 0 | 0 | 0 | 0 | 0 | 0
PseudoUnit | 0 | 0 | 0 | 0 | 0 | 0
FixedInterchange | 0 | 0 | 0 | 0 | 0 | 0
Cumulative Retirements of Capacity by Reporting Type: EI_US
ReportingType | 2015 | 2020 | 2025 | 2030 | 2035 | 2040
BM | 0 | 0 | 0 | 0 | 0 | 0
CC | 3967.52 | 7291.42 | 13306.13 | 27468.76 | 48850.37 | 75227.12
CSP | 0 | 0 | 0 | 0 | 0 | 0
CT | 0 | 0 | 0 | 719.12 | 4212.29 | 4512.29
Coal | 127111.04 | 213873.99 | 253859.32 | 254137.32 | 254137.32 | 254137.32
Geo | 0 | 0 | 0 | 0 | 0 | 0
H | 0 | 0 | 0 | 0 | 0 | 0
LFG | 0 | 0 | 0 | 0 | 0 | 0
Nuc | 0 | 614.5 | 614.5 | 2102.7 | 27648.4 | 45814.39
PS | 0 | 0 | 0 | 0 | 0 | 0
PV | 0 | 0 | 0 | 0 | 0 | 0
PeakG | 1001.99 | 1674.47 | 12483.2 | 37971.77 | 42482.28 | 63581.1
PeakO | 3312.31 | 4987.99 | 8039.33 | 16355.07 | 18716.48 | 19099.65
ST | 0 | 0 | 0 | 0 | 0 | 0
STOG | 45348.65 | 48707.61 | 65010.34 | 68320.52 | 68620.4 | 68902.71
STWD | 0 | 0 | 0 | 0 | 0 | 0
WT | 0 | 0 | 0 | 0 | 0 | 0
IGCC | 0 | 0 | 0 | 0 | 0 | 0
DemandResponse | 0 | 0 | 0 | 0 | 0 | 0
IGCC-CCS | 0 | 0 | 0 | 0 | 0 | 0
WT_off | 0 | 0 | 0 | 0 | 0 | 0
PseudoUnit | 0 | 0 | 0 | 0 | 0 | 0
FixedInterchange | 0 | 0 | 0 | 0 | 0 | 0
Cumulative Retirements of Capacity by Reporting Type: EI_Canada
ReportingType | 2015 | 2020 | 2025 | 2030 | 2035 | 2040
BM | 0 | 0 | 0 | 0 | 0 | 0
CC | 5943 | 5943 | 6674 | 6674 | 6674 | 7149.18
CSP | 0 | 0 | 0 | 0 | 0 | 0
CT | 0 | 0 | 0 | 0 | 368 | 368
Coal | 7369.65 | 8161.9 | 8161.9 | 8161.9 | 8161.9 | 8161.9
Geo | 0 | 0 | 0 | 0 | 0 | 0
H | 0 | 0 | 0 | 0 | 0 | 0
LFG | 0 | 0 | 0 | 0 | 0 | 0
Nuc | 0 | 0 | 0 | 0 | 1030 | 2570
PS | 0 | 0 | 0 | 0 | 0 | 0
PV | 0 | 0 | 0 | 0 | 1067.26 | 1067.26
PeakG | 584 | 671 | 1143 | 1143 | 1143 | 1143
PeakO | 175 | 179 | 179 | 179 | 179 | 179
ST | 0 | 0 | 0 | 0 | 0 | 0
STOG | 2126 | 2252 | 2252 | 2252 | 2252 | 2252
STWD | 0 | 0 | 0 | 0 | 0 | 0
WT | 0 | 0 | 0 | 0 | 302.4 | 302.4
IGCC | 0 | 0 | 0 | 0 | 0 | 0
DemandResponse | 0 | 0 | 0 | 0 | 0 | 0
IGCC-CCS | 0 | 0 | 0 | 0 | 0 | 0
WT_off | 0 | 0 | 0 | 0 | 0 | 0
PseudoUnit | 0 | 0 | 0 | 0 | 0 | 0
FixedInterchange | 0 | 0 | 0 | 0 | 0 | 0
Cumulative Retirements of Capacity by Reporting Type: EI
ReportingType | 2015 | 2020 | 2025 | 2030 | 2035 | 2040
BM | 0 | 0 | 0 | 0 | 0 | 0
CC | 9910.52 | 13234.42 | 19980.13 | 34142.76 | 55524.37 | 82376.29
CSP | 0 | 0 | 0 | 0 | 0 | 0
CT | 0 | 0 | 0 | 719.12 | 4580.29 | 4880.29
Coal | 134480.69 | 222035.89 | 262021.22 | 262299.22 | 262299.22 | 262299.22
Geo | 0 | 0 | 0 | 0 | 0 | 0
H | 0 | 0 | 0 | 0 | 0 | 0
LFG | 0 | 0 | 0 | 0 | 0 | 0
Nuc | 0 | 614.5 | 614.5 | 2102.7 | 28678.4 | 48384.39
PS | 0 | 0 | 0 | 0 | 0 | 0
PV | 0 | 0 | 0 | 0 | 1067.26 | 1067.26
PeakG | 1585.99 | 2345.47 | 13626.2 | 39114.77 | 43625.28 | 64724.1
PeakO | 3487.31 | 5166.99 | 8218.33 | 16534.07 | 18895.48 | 19278.65
ST | 0 | 0 | 0 | 0 | 0 | 0
STOG | 47474.65 | 50959.61 | 67262.34 | 70572.52 | 70872.4 | 71154.71
STWD | 0 | 0 | 0 | 0 | 0 | 0
WT | 0 | 0 | 0 | 0 | 302.4 | 302.4
IGCC | 0 | 0 | 0 | 0 | 0 | 0
DemandResponse | 0 | 0 | 0 | 0 | 0 | 0
IGCC-CCS | 0 | 0 | 0 | 0 | 0 | 0
WT_off | 0 | 0 | 0 | 0 | 0 | 0
PseudoUnit | 0 | 0 | 0 | 0 | 0 | 0
FixedInterchange | 0 | 0 | 0 | 0 | 0 | 0
Cumulative Retirements of Capacity by Reporting Type: Outside_EI
ReportingType | 2015 | 2020 | 2025 | 2030 | 2035 | 2040
BM | 0 | 0 | 0 | 0 | 0 | 0
CC | 4873.45 | 4873.45 | 5847.45 | 21617.37 | 34321.5 | 44820.43
CSP | 475 | 475 | 475 | 475 | 475 | 475
CT | 0 | 0 | 0 | 0 | 1702.1 | 1702.1
Coal | 23419.7 | 32886.44 | 47488.29 | 53190.67 | 53190.67 | 53190.67
Geo | 4.8 | 4.8 | 4.8 | 4.8 | 4.8 | 4.8
H | 0 | 0 | 0 | 0 | 0 | 0
LFG | 0 | 0 | 0 | 0 | 0 | 0
Nuc | 0 | 0 | 0 | 0 | 0 | 0
PS | 0 | 0 | 0 | 0 | 0 | 0
PV | 0 | 0 | 0 | 0 | 0 | 0
PeakG | 4133.79 | 5149.51 | 9294.38 | 11919.61 | 15240.84 | 15751.42
PeakO | 776 | 791 | 1242 | 1243 | 1243 | 1243
ST | 0 | 0 | 0 | 0 | 0 | 0
STOG | 15668.11 | 24470.27 | 39183 | 39183 | 39183 | 39183
STWD | 0 | 0 | 0 | 0 | 0 | 0
WT | 126.2 | 126.2 | 126.2 | 126.2 | 126.2 | 126.2
IGCC | 0 | 0 | 0 | 0 | 0 | 0
DemandResponse | 0 | 0 | 0 | 0 | 0 | 0
IGCC-CCS | 0 | 0 | 0 | 0 | 0 | 0
WT_off | 0 | 0 | 0 | 0 | 0 | 0
PseudoUnit | 0 | 0 | 0 | 0 | 0 | 0
FixedInterchange | 0 | 0 | 0 | 0 | 0 | 0
#5 | Total Installed ACTIVE Capacity (MW)
Total Installed Capacity by Reporting Type: Entergy
ReportingType | 2015 | 2020 | 2025 | 2030 | 2035 | 2040
BM | 0 | 0 | 0 | 0 | 0 | 23.76
CC | 14383.34 | 16619.56 | 16410.56 | 16410.56 | 16410.56 | 16410.56
CSP | 0 | 0 | 0 | 0 | 0 | 0
CT | 0 | 0 | 0 | 0 | 0 | 0
Coal | 7603.36 | 2165.36 | 720 | 720 | 720 | 720
Geo | 0 | 0 | 0 | 0 | 0 | 0
H | 744 | 744 | 744 | 744 | 744 | 744
LFG | 8 | 8 | 83.24 | 115.4 | 115.4 | 115.4
Nuc | 5422 | 5422 | 5422 | 5422 | 4580 | 3583
PS | 59 | 59 | 59 | 59 | 59 | 59
PV | 29.1 | 58.37 | 84.95 | 84.95 | 84.95 | 84.95
PeakG | 2787 | 2787 | 2220.71 | 1117.85 | 973.79 | 973.79
PeakO | 174 | 174 | 0 | 0 | 0 | 0
ST | 0 | 0 | 0 | 0 | 0 | 0
STOG | 2229.26 | 2229.26 | 0 | 0 | 0 | 0
STWD | 206 | 206 | 206 | 206 | 206 | 206
WT | 107 | 107 | 107 | 107 | 107 | 107
IGCC | 0 | 0 | 0 | 0 | 0 | 0
DemandResponse | 301.55 | 3513.74 | 6909.7 | 7094.75 | 7284.77 | 7479.87
IGCC-CCS | 0 | 0 | 0 | 0 | 0 | 0
WT_off | 0 | 0 | 0 | 0 | 0 | 0
PseudoUnit | 0 | 0 | 0 | 0 | 0 | 0
FixedInterchange | 0 | 0 | 0 | 0 | 0 | 0
Total Installed Capacity by Reporting Type: FRCC
ReportingType | 2015 | 2020 | 2025 | 2030 | 2035 | 2040
BM | 0 | 0 | 0 | 0 | 0 | 1116.6
CC | 32382.77 | 32382.77 | 32382.77 | 22005.58 | 18572.85 | 17412.29
CSP | 0 | 0 | 0 | 0 | 0 | 0
CT | 2480 | 2480 | 2480 | 2480 | 0 | 0
Coal | 2356 | 626 | 0 | 0 | 0 | 0
Geo | 0 | 0 | 0 | 0 | 0 | 0
H | 55 | 55 | 55 | 55 | 55 | 55
LFG | 486 | 486 | 684 | 684 | 684 | 684
Nuc | 4131.33 | 4131.33 | 5680.99 | 21956.28 | 24929.95 | 26141.98
PS | 0 | 0 | 0 | 0 | 0 | 0
PV | 51 | 51 | 51 | 51 | 51 | 51
PeakG | 8431 | 7758.51 | 3920.38 | 0 | 0 | 0
PeakO | 1675.68 | 0 | 0 | 0 | 0 | 0
ST | 0 | 0 | 0 | 0 | 0 | 0
STOG | 0 | 0 | 0 | 0 | 0 | 0
STWD | 195 | 195 | 195 | 195 | 195 | 195
WT | 0 | 0 | 0 | 0 | 0 | 0
IGCC | 0 | 0 | 0 | 0 | 0 | 0
DemandResponse | 2734.45 | 8753.57 | 15718.02 | 16717 | 17779.48 | 18909.49
IGCC-CCS | 0 | 0 | 0 | 0 | 0 | 0
WT_off | 0 | 0 | 0 | 0 | 0 | 0
PseudoUnit | 0 | 0 | 0 | 0 | 0 | 0
FixedInterchange | 0 | 0 | 0 | 0 | 0 | 0
Total Installed Capacity by Reporting Type: MAPP_US
ReportingType | 2015 | 2020 | 2025 | 2030 | 2035 | 2040
BM | 0 | 0 | 0 | 0 | 0 | 0
CC | 289 | 289 | 289 | 289 | 289 | 289
CSP | 0 | 0 | 0 | 0 | 0 | 0
CT | 308.3 | 308.3 | 308.3 | 300 | 111.4 | 111.4
Coal | 2020.43 | 953.3 | 0 | 0 | 0 | 0
Geo | 44 | 44 | 44 | 44 | 44 | 44
H | 2186 | 2186 | 2186 | 2186 | 2186 | 2186
LFG | 2 | 2 | 2 | 73.67 | 73.67 | 73.67
Nuc | 0.1 | 0.1 | 0.1 | 0.1 | 0.1 | 0.1
PS | 0 | 0 | 0 | 0 | 0 | 0
PV | 0 | 0 | 0 | 0 | 0 | 0
PeakG | 709 | 709 | 709 | 709 | 709 | 709
PeakO | 293.71 | 293.71 | 293.71 | 194.51 | 194.51 | 84.04
ST | 0 | 0 | 0 | 0 | 0 | 0
STOG | 0 | 0 | 0 | 0 | 0 | 0
STWD | 0 | 0 | 0 | 0 | 0 | 0
WT | 1689.3 | 6118.43 | 8929.13 | 8929.13 | 8929.13 | 8929.13
IGCC | 0 | 0 | 0 | 0 | 0 | 0
DemandResponse | 59 | 474.48 | 925.75 | 962.42 | 1000.54 | 1040.18
IGCC-CCS | 0 | 0 | 0 | 0 | 0 | 0
WT_off | 0 | 0 | 0 | 0 | 0 | 0
PseudoUnit | 0 | 0 | 0 | 0 | 0 | 0
FixedInterchange | 0 | 0 | 0 | 0 | 0 | 0
Total Installed Capacity by Reporting Type: MISO_IN
ReportingType | 2015 | 2020 | 2025 | 2030 | 2035 | 2040
BM | 0 | 0 | 0 | 0 | 0 | 0
CC | 5047.33 | 15877.94 | 15877.94 | 15877.94 | 15877.94 | 15877.94
CSP | 0 | 0 | 0 | 0 | 0 | 0
CT | 0 | 0 | 0 | 0 | 0 | 0
Coal | 10147.58 | 7871.58 | 0 | 0 | 0 | 0
Geo | 0 | 0 | 0 | 0 | 0 | 0
H | 75 | 75 | 75 | 75 | 75 | 75
LFG | 37 | 37 | 117.13 | 117.13 | 117.13 | 117.13
Nuc | 0.1 | 0.1 | 0.1 | 0.1 | 0.1 | 0.1
PS | 0 | 0 | 0 | 0 | 0 | 0
PV | 97.34 | 217.17 | 335.74 | 335.74 | 335.74 | 335.74
PeakG | 3053 | 3053 | 3053 | 1772.14 | 1772.14 | 738.18
PeakO | 361 | 361 | 361 | 0 | 0 | 0
ST | 0 | 0 | 0 | 0 | 0 | 0
STOG | 279 | 279 | 279 | 0 | 0 | 0
STWD | 0 | 0 | 0 | 0 | 0 | 0
WT | 535 | 535 | 535 | 43172.75 | 43172.75 | 43172.75
IGCC | 618 | 618 | 618 | 618 | 618 | 618
DemandResponse | 1068.55 | 2491.35 | 4026.63 | 4150.95 | 4279.1 | 4411.22
IGCC-CCS | 0 | 0 | 0 | 0 | 0 | 0
WT_off | 0 | 0 | 0 | 0 | 0 | 0
PseudoUnit | 0 | 0 | 0 | 0 | 0 | 0
FixedInterchange | 0 | 0 | 0 | 0 | 0 | 0
Total Installed Capacity by Reporting Type: MISO_MI
ReportingType | 2015 | 2020 | 2025 | 2030 | 2035 | 2040
BM | 0 | 0 | 0 | 0 | 0 | 0
CC | 5201.69 | 5201.69 | 5201.69 | 3602.69 | 3602.69 | 3602.69
CSP | 0 | 0 | 0 | 0 | 0 | 0
CT | 0 | 0 | 0 | 0 | 0 | 0
Coal | 4452 | 0 | 0 | 0 | 0 | 0
Geo | 0 | 0 | 0 | 0 | 0 | 0
H | 141 | 141 | 141 | 141 | 141 | 141
LFG | 323.25 | 323.25 | 323.25 | 323.25 | 323.25 | 323.25
Nuc | 1889 | 1889 | 1889 | 1889 | 1111 | 2372.82
PS | 1872 | 1872 | 1872 | 1872 | 1872 | 1872
PV | 0 | 0 | 0 | 0 | 0 | 0
PeakG | 3562 | 3562 | 3562 | 2171.21 | 2171.21 | 810.78
PeakO | 534 | 534 | 534 | 0 | 0 | 0
ST | 0 | 0 | 0 | 0 | 0 | 0
STOG | 2852 | 2852 | 888.12 | 0 | 0 | 0
STWD | 163 | 163 | 163 | 163 | 163 | 163
WT | 2161 | 2191.56 | 2761 | 2761 | 2761 | 2761
IGCC | 0 | 0 | 0 | 0 | 0 | 0
DemandResponse | 1838.88 | 2774.21 | 3879.94 | 4035.64 | 4197.59 | 4366.03
IGCC-CCS | 0 | 0 | 0 | 0 | 0 | 0
WT_off | 0 | 0 | 0 | 0 | 0 | 0
PseudoUnit | 0 | 0 | 0 | 0 | 0 | 0
FixedInterchange | 0 | 0 | 0 | 0 | 0 | 0
Total Installed Capacity by Reporting Type: MISO_MO-IL
ReportingType | 2015 | 2020 | 2025 | 2030 | 2035 | 2040
BM | 0 | 0 | 0 | 0 | 0 | 0
CC | 1058 | 1058 | 1058 | 1058 | 1058 | 1058
CSP | 0 | 0 | 0 | 0 | 0 | 0
CT | 0 | 0 | 0 | 0 | 0 | 0
Coal | 10949 | 4371 | 1990 | 1990 | 1990 | 1990
Geo | 0 | 0 | 0 | 0 | 0 | 0
H | 352 | 632 | 632 | 632 | 632 | 632
LFG | 18 | 18 | 241.33 | 241.33 | 241.33 | 241.33
Nuc | 2233 | 2233 | 2233 | 2233 | 2233 | 2233
PS | 440 | 440 | 440 | 440 | 440 | 440
PV | 0 | 0 | 0 | 0 | 0 | 0
PeakG | 4595 | 4595 | 4595 | 4582.83 | 4582.83 | 4550.81
PeakO | 766 | 766 | 766 | 0 | 0 | 0
ST | 0 | 0 | 0 | 0 | 0 | 0
STOG | 592 | 592 | 0 | 0 | 0 | 0
STWD | 0 | 0 | 0 | 0 | 0 | 0
WT | 678 | 678 | 6278 | 19772.77 | 19772.77 | 19772.77
IGCC | 0 | 0 | 0 | 0 | 0 | 0
DemandResponse | 301.14 | 2265.33 | 4412.54 | 4596.44 | 4788.01 | 4987.57
IGCC-CCS | 0 | 0 | 0 | 0 | 0 | 0
WT_off | 0 | 0 | 0 | 0 | 0 | 0
PseudoUnit | 0 | 0 | 0 | 0 | 0 | 0
FixedInterchange | 0 | 0 | 0 | 0 | 0 | 0
Total Installed Capacity by Reporting Type: MISO_W
ReportingType | 2015 | 2020 | 2025 | 2030 | 2035 | 2040
BM | 0 | 0 | 0 | 0 | 0 | 0
CC | 3025 | 3025 | 3025 | 2963 | 2963 | 2963
CSP | 0 | 0 | 0 | 0 | 0 | 0
CT | 0 | 0 | 0 | 0 | 0 | 0
Coal | 10474.03 | 6048.13 | 800 | 800 | 800 | 800
Geo | 0 | 0 | 0 | 0 | 0 | 0
H | 497 | 497 | 497 | 497 | 497 | 497
LFG | 205 | 205 | 205 | 276.67 | 276.67 | 276.67
Nuc | 2361.33 | 2361.33 | 2361.33 | 2361.33 | 0.1 | 0.1
PS | 0 | 0 | 0 | 0 | 0 | 0
PV | 0 | 0 | 0 | 0 | 0 | 0
PeakG | 4522 | 4522 | 4522 | 4487.31 | 4487.31 | 4359.44
PeakO | 2154 | 2154 | 2154 | 0 | 0 | 0
ST | 0 | 0 | 0 | 0 | 0 | 0
STOG | 172 | 172 | 0 | 0 | 0 | 0
STWD | 313 | 313 | 313 | 313 | 313 | 313
WT | 8358.5 | 18398.17 | 74839.8 | 74839.8 | 80804.96 | 80804.96
IGCC | 0 | 0 | 0 | 0 | 0 | 0
DemandResponse | 2622.87 | 4071.01 | 5782.77 | 6011.85 | 6250 | 6497.58
IGCC-CCS | 0 | 0 | 0 | 0 | 0 | 0
WT_off | 0 | 0 | 0 | 0 | 0 | 0
PseudoUnit | 0 | 0 | 0 | 0 | 0 | 0
FixedInterchange | 0 | 0 | 0 | 0 | 0 | 0
Total Installed Capacity by Reporting Type: MISO_WUMS
ReportingType | 2015 | 2020 | 2025 | 2030 | 2035 | 2040
BM | 0 | 0 | 0 | 0 | 0 | 0
CC | 7270.4 | 7270.4 | 7270.4 | 7270.4 | 7270.4 | 7270.4
CSP | 0 | 0 | 0 | 0 | 0 | 0
CT | 0 | 0 | 0 | 0 | 0 | 0
Coal | 3969.1 | 2100.1 | 1563.65 | 1563.65 | 1563.65 | 1563.65
Geo | 0 | 0 | 0 | 0 | 0 | 0
H | 336 | 337 | 337 | 337 | 337 | 337
LFG | 71 | 71 | 294.33 | 294.33 | 294.33 | 294.33
Nuc | 1817 | 1817 | 1817 | 1817 | 0.1 | 0.1
PS | 0 | 0 | 0 | 0 | 0 | 0
PV | 0 | 0 | 0 | 0 | 0 | 0
PeakG | 3230 | 3230 | 3230 | 1811.05 | 1811.05 | 768.97
PeakO | 490 | 490 | 490 | 0 | 0 | 0
ST | 0 | 0 | 0 | 0 | 0 | 0
STOG | 300.5 | 300.5 | 0 | 0 | 0 | 0
STWD | 105 | 105 | 105 | 105 | 105 | 105
WT | 1528.9 | 1528.9 | 1559.7 | 8340.56 | 14114.07 | 14114.07
IGCC | 0 | 0 | 0 | 0 | 0 | 0
DemandResponse | 193.34 | 939.76 | 1743.58 | 1801.88 | 1862.13 | 1924.4
IGCC-CCS | 0 | 0 | 0 | 0 | 0 | 0
WT_off | 0 | 0 | 0 | 0 | 0 | 0
PseudoUnit | 0 | 0 | 0 | 0 | 0 | 0
FixedInterchange | 0 | 0 | 0 | 0 | 0 | 0
Total Installed Capacity by Reporting Type: Nebraska
ReportingType | 2015 | 2020 | 2025 | 2030 | 2035 | 2040
BM | 0 | 0 | 0 | 0 | 0 | 0
CC | 358 | 358 | 358 | 358 | 358 | 358
CSP | 0 | 0 | 0 | 0 | 0 | 0
CT | 0 | 0 | 0 | 0 | 0 | 0
Coal | 4110.1 | 914.3 | 914.3 | 914.3 | 914.3 | 914.3
Geo | 0 | 0 | 0 | 0 | 0 | 0
H | 167 | 167 | 167 | 167 | 167 | 167
LFG | 6 | 6 | 6 | 77.67 | 77.67 | 77.67
Nuc | 1252 | 1252 | 1252 | 1252 | 0.2 | 0.2
PS | 0 | 0 | 0 | 0 | 0 | 0
PV | 0 | 0 | 0 | 0 | 0 | 0
PeakG | 1305 | 1305 | 1305 | 1305 | 1305 | 1304.22
PeakO | 326 | 326 | 326 | 326 | 0 | 0
ST | 0 | 0 | 0 | 0 | 0 | 0
STOG | 0 | 0 | 0 | 0 | 0 | 0
STWD | 0 | 0 | 0 | 0 | 0 | 0
WT | 344 | 15505.23 | 15505.23 | 16529.59 | 18656.64 | 18656.64
IGCC | 0 | 0 | 0 | 0 | 0 | 0
DemandResponse | 624.42 | 1125.84 | 1687.11 | 1753.95 | 1823.43 | 1895.66
IGCC-CCS | 0 | 0 | 0 | 0 | 0 | 0
WT_off | 0 | 0 | 0 | 0 | 0 | 0
PseudoUnit | 0 | 0 | 0 | 0 | 0 | 0
FixedInterchange | 0 | 0 | 0 | 0 | 0 | 0
Total Installed Capacity by Reporting Type: NEISO
ReportingType | 2015 | 2020 | 2025 | 2030 | 2035 | 2040
BM | 252.2 | 252.2 | 252.2 | 252.2 | 252.2 | 252.2
CC | 10102.97 | 7395.15 | 4194.37 | 2457.93 | 2457.93 | 1029.36
CSP | 0 | 0 | 0 | 0 | 0 | 0
CT | 334 | 334 | 334 | 324.5 | 0 | 0
Coal | 320 | 0 | 0 | 0 | 0 | 0
Geo | 0 | 0 | 0 | 0 | 0 | 0
H | 3257.7 | 3257.7 | 3257.7 | 3257.71 | 3260.7 | 3260.7
LFG | 581.26 | 581.26 | 581.26 | 651 | 651 | 651
Nuc | 4645 | 4645 | 4645 | 4645 | 3356 | 2479.08
PS | 1674 | 1674 | 1674 | 1674 | 1674 | 1674
PV | 281.59 | 281.59 | 281.59 | 281.59 | 281.59 | 281.59
PeakG | 1200 | 1200 | 1193.75 | 1193.75 | 1193.75 | 1193.75
PeakO | 0 | 0 | 0 | 0 | 0 | 0
ST | 0 | 0 | 0 | 0 | 0 | 0
STOG | 0 | 0 | 0 | 0 | 0 | 0
STWD | 610 | 610 | 610 | 610 | 610 | 610
WT | 705.92 | 2602.65 | 3817.44 | 5483 | 5483 | 5483
IGCC | 0 | 0 | 0 | 0 | 0 | 0
DemandResponse | 3092.4 | 4629.65 | 6244.93 | 6284.97 | 6321.45 | 6358.14
IGCC-CCS | 0 | 0 | 0 | 0 | 0 | 0
WT_off | 468 | 468 | 468 | 468 | 468 | 468
PseudoUnit | 0 | 0 | 0 | 0 | 0 | 0
FixedInterchange | 0 | 0 | 0 | 0 | 0 | 0
Total Installed Capacity by Reporting Type: NonRTO_Midwest
ReportingType | 2015 | 2020 | 2025 | 2030 | 2035 | 2040
BM | 0 | 0 | 0 | 0 | 0 | 0
CC | 1855.12 | 4295.92 | 4295.92 | 4295.92 | 4295.92 | 2440.8
CSP | 0 | 0 | 0 | 0 | 0 | 0
CT | 0 | 0 | 0 | 0 | 0 | 0
Coal | 7091.9 | 3830.99 | 1520.9 | 1242.9 | 1242.9 | 1242.9
Geo | 0 | 0 | 0 | 0 | 0 | 0
H | 143 | 143 | 889 | 889 | 889 | 889
LFG | 14 | 14 | 174.25 | 174.25 | 174.25 | 174.25
Nuc | 0.1 | 0.1 | 0.1 | 0.1 | 2080.84 | 4053.74
PS | 0 | 0 | 0 | 0 | 0 | 0
PV | 0 | 0 | 0 | 0 | 0 | 0
PeakG | 3353 | 3353 | 3353 | 3247.43 | 844.14 | 357.04
PeakO | 12 | 12 | 0 | 0 | 0 | 0
ST | 0 | 0 | 0 | 0 | 0 | 0
STOG | 0 | 0 | 0 | 0 | 0 | 0
STWD | 0 | 0 | 0 | 0 | 0 | 0
WT | 66 | 66 | 66 | 66 | 66 | 66
IGCC | 0 | 0 | 0 | 0 | 0 | 0
DemandResponse | 193.98 | 1268.97 | 2399.43 | 2458.79 | 2519.62 | 2581.96
IGCC-CCS | 0 | 0 | 0 | 0 | 0 | 0
WT_off | 0 | 0 | 0 | 0 | 0 | 0
PseudoUnit | 0 | 0 | 0 | 0 | 0 | 0
FixedInterchange | 0 | 0 | 0 | 0 | 0 | 0
Total Installed Capacity by Reporting Type: NYISO_A-F
ReportingType | 2015 | 2020 | 2025 | 2030 | 2035 | 2040
BM | 0 | 0 | 0 | 0 | 0 | 0
CC | 3675 | 3058.93 | 639 | 639 | 639 | 0
CSP | 0 | 0 | 0 | 0 | 0 | 0
CT | 0 | 0 | 0 | 0 | 0 | 0
Coal | 0 | 0 | 0 | 0 | 0 | 0
Geo | 0 | 0 | 0 | 0 | 0 | 0
H | 4395 | 4395 | 4395 | 4395 | 4395 | 4395
LFG | 172.4 | 172.4 | 172.4 | 240.33 | 240.33 | 240.33
Nuc | 3365 | 3365 | 3365 | 2743.8 | 2163.3 | 1311.1
PS | 1412 | 1412 | 1412 | 1412 | 1412 | 1412
PV | 0 | 0 | 0 | 0 | 0 | 0
PeakG | 221 | 221 | 0 | 0 | 0 | 0
PeakO | 0 | 0 | 0 | 0 | 0 | 0
ST | 0 | 0 | 0 | 0 | 0 | 0
STOG | 0 | 0 | 0 | 0 | 0 | 0
STWD | 86 | 86 | 86 | 86 | 86 | 86
WT | 3951.3 | 4469.1 | 4469.1 | 4469.1 | 7702.52 | 7702.52
IGCC | 0 | 0 | 0 | 0 | 0 | 0
DemandResponse | 907.2 | 1476.81 | 2084.23 | 2137.92 | 2193 | 2249.49
IGCC-CCS | 0 | 0 | 0 | 0 | 0 | 0
WT_off | 0 | 0 | 0 | 0 | 0 | 0
PseudoUnit | 0 | 0 | 0 | 0 | 0 | 0
FixedInterchange | 0 | 0 | 0 | 0 | 0 | 0
Total Installed Capacity by Reporting Type: NYISO_G-I
ReportingType | 2015 | 2020 | 2025 | 2030 | 2035 | 2040
BM | 0 | 0 | 0 | 0 | 0 | 0
CC | 1157 | 1157 | 1157 | 1157 | 1157 | 0
CSP | 0 | 0 | 0 | 0 | 0 | 0
CT | 0 | 0 | 0 | 0 | 0 | 0
Coal | 0 | 0 | 0 | 0 | 0 | 0
Geo | 0 | 0 | 0 | 0 | 0 | 0
H | 32 | 32 | 32 | 32 | 32 | 32
LFG | 64 | 64 | 64 | 138.33 | 138.33 | 138.33
Nuc | 2045 | 2045 | 2045 | 2045 | 1385.62 | 4183.7
PS | 0 | 0 | 0 | 0 | 0 | 0
PV | 0 | 0 | 0 | 0 | 0 | 0
PeakG | 65 | 65 | 65 | 65 | 65 | 0
PeakO | 87 | 87 | 0 | 0 | 0 | 0
ST | 0 | 0 | 0 | 0 | 0 | 0
STOG | 0 | 0 | 0 | 0 | 0 | 0
STWD | 0 | 0 | 0 | 0 | 0 | 0
WT | 60 | 60 | 60 | 360 | 360 | 360
IGCC | 0 | 0 | 0 | 0 | 0 | 0
DemandResponse | 339.56 | 551.65 | 791.8 | 826.03 | 861.74 | 898.99
IGCC-CCS | 0 | 0 | 0 | 0 | 0 | 0
WT_off | 0 | 0 | 0 | 0 | 0 | 0
PseudoUnit | 0 | 0 | 0 | 0 | 0 | 0
FixedInterchange | 0 | 0 | 0 | 0 | 0 | 0
Total Installed Capacity by Reporting Type: NYISO_J-K
ReportingType | 2015 | 2020 | 2025 | 2030 | 2035 | 2040
BM | 0 | 0 | 0 | 0 | 0 | 0
CC | 4833.4 | 4833.4 | 4833.4 | 4833.4 | 4833.4 | 4833.4
CSP | 0 | 0 | 0 | 0 | 0 | 0
CT | 0 | 0 | 0 | 0 | 0 | 0
Coal | 0 | 0 | 0 | 0 | 0 | 0
Geo | 0 | 0 | 0 | 0 | 0 | 0
H | 0 | 0 | 0 | 0 | 0 | 0
LFG | 124 | 124 | 124 | 198.33 | 198.33 | 198.33
Nuc | 0.1 | 0.1 | 0.1 | 0.1 | 0.1 | 0.1
PS | 0 | 0 | 0 | 0 | 0 | 0
PV | 32 | 32 | 32 | 32 | 32 | 32
PeakG | 2778 | 2778 | 2778 | 2778 | 2778 | 2778
PeakO | 2169 | 2169 | 2169 | 2169 | 2169 | 1900.31
ST | 0 | 0 | 0 | 0 | 0 | 0
STOG | 2887.45 | 2013.79 | 869.35 | 555.59 | 555.59 | 273.29
STWD | 0 | 0 | 0 | 0 | 0 | 0
WT | 0 | 0 | 0 | 0 | 330 | 330
IGCC | 0 | 0 | 0 | 0 | 0 | 0
DemandResponse | 1319.07 | 2179.58 | 3133.08 | 3273.39 | 3419.97 | 3573.13
IGCC-CCS | 0 | 0 | 0 | 0 | 0 | 0
WT_off | 0 | 0 | 0 | 0 | 0 | 0
PseudoUnit | 0 | 0 | 0 | 0 | 0 | 0
FixedInterchange | 0 | 0 | 0 | 0 | 0 | 0
Total Installed Capacity by Reporting Type: PJM_E
ReportingType | 2015 | 2020 | 2025 | 2030 | 2035 | 2040
BM | 30 | 30 | 30 | 30 | 30 | 30
CC | 12283.3 | 12283.3 | 12283.3 | 12283.3 | 11142 | 11142
CSP | 0 | 0 | 0 | 0 | 0 | 0
CT | 26.2 | 26.2 | 26.2 | 0 | 0 | 0
Coal | 1076 | 508 | 508 | 508 | 508 | 508
Geo | 0 | 0 | 0 | 0 | 0 | 0
H | 269.99 | 269.99 | 269.99 | 269.99 | 269.99 | 269.99
LFG | 604 | 604 | 604 | 604 | 604 | 604
Nuc | 8510 | 7895.5 | 7895.5 | 7895.5 | 5671.5 | 4497.5
PS | 400 | 400 | 400 | 400 | 400 | 400
PV | 47.45 | 47.45 | 47.45 | 47.45 | 47.45 | 47.45
PeakG | 3877.5 | 3877.5 | 3877.5 | 3877.5 | 3877.5 | 2293
PeakO | 2749.3 | 2749.3 | 1799.72 | 281.58 | 0 | 0
ST | 0 | 0 | 0 | 0 | 0 | 0
STOG | 2622.5 | 264.2 | 0 | 0 | 0 | 0
STWD | 0 | 0 | 0 | 0 | 0 | 0
WT | 1160 | 1160 | 1160 | 1160 | 1160 | 1160
IGCC | 0 | 0 | 0 | 0 | 0 | 0
DemandResponse | 1256.73 | 3300.66 | 5661.07 | 5853.27 | 6052 | 6257.48
IGCC-CCS | 0 | 0 | 0 | 0 | 0 | 0
WT_off | 0 | 0 | 1100 | 1100 | 1100 | 1100
PseudoUnit | 0 | 0 | 0 | 0 | 0 | 0
FixedInterchange | 0 | 0 | 0 | 0 | 0 | 0
Total Installed Capacity by Reporting Type: PJM_ROM
ReportingType | 2015 | 2020 | 2025 | 2030 | 2035 | 2040
BM | 18 | 18 | 18 | 18 | 18 | 18
CC | 5664.5 | 5664.5 | 5664.5 | 5664.5 | 5664.5 | 5664.5
CSP | 0 | 0 | 0 | 0 | 0 | 0
CT | 16 | 16 | 16 | 16 | 0 | 0
Coal | 2240.01 | 553.5 | 32.5 | 32.5 | 32.5 | 32.5
Geo | 0 | 0 | 0 | 0 | 0 | 0
H | 1392 | 1392 | 2070 | 2070 | 2070 | 2070
LFG | 622 | 622 | 622 | 622 | 622 | 622
Nuc | 5036 | 5036 | 5036 | 5036 | 6145.24 | 12131.96
PS | 1513 | 1513 | 1513 | 1513 | 1513 | 1513
PV | 457.76 | 1303.89 | 2003.89 | 2085.24 | 2085.24 | 2085.24
PeakG | 1719 | 1719 | 1719 | 1719 | 1719 | 1386
PeakO | 1566 | 1566 | 1566 | 172.5 | 0 | 0
ST | 0 | 0 | 0 | 0 | 0 | 0
STOG | 3529 | 3529 | 0 | 0 | 0 | 0
STWD | 70 | 70 | 70 | 70 | 70 | 70
WT | 1210.8 | 1961 | 1961 | 1961 | 1961 | 1961
IGCC | 0 | 0 | 0 | 0 | 0 | 0
DemandResponse | 2307.31 | 4581.88 | 7084.03 | 7324.54 | 7573.22 | 7830.35
IGCC-CCS | 0 | 0 | 0 | 0 | 0 | 0
WT_off | 0 | 0 | 0 | 0 | 0 | 0
PseudoUnit | 0 | 0 | 0 | 0 | 0 | 0
FixedInterchange | 0 | 0 | 0 | 0 | 0 | 0
Total Installed Capacity by Reporting Type: PJM_ROR
ReportingType | 2015 | 2020 | 2025 | 2030 | 2035 | 2040
BM | 385 | 385 | 385 | 385 | 385 | 385
CC | 26345.78 | 26345.78 | 26345.78 | 26345.78 | 26171.78 | 24870.78
CSP | 0 | 0 | 0 | 0 | 0 | 0
CT | 29 | 29 | 29 | 29 | 0 | 0
Coal | 33076.61 | 15142.8 | 4742.05 | 4742.05 | 4742.05 | 4742.05
Geo | 0 | 0 | 0 | 0 | 0 | 0
H | 1837.4 | 2340.4 | 2340.4 | 2340.4 | 2340.4 | 2340.4
LFG | 539.4 | 539.4 | 1053.11 | 1053.11 | 1053.11 | 1053.11
Nuc | 20038 | 20038 | 20038 | 19171 | 18509.62 | 26987.86
PS | 3081 | 3081 | 3081 | 3081 | 3081 | 3081
PV | 24 | 24 | 24 | 24 | 24 | 24
PeakG | 19311 | 19311 | 19311 | 19311 | 19311 | 5224.08
PeakO | 1742 | 1742 | 1264.25 | 264.34 | 0 | 0
ST | 0 | 0 | 0 | 0 | 0 | 0
STOG | 2122 | 2087 | 0 | 0 | 0 | 0
STWD | 194 | 194 | 194 | 194 | 194 | 194
WT | 10922.7 | 11114.4 | 15698.85 | 21401.13 | 21401.13 | 21401.13
IGCC | 0 | 0 | 0 | 0 | 0 | 0
DemandResponse | 3324.65 | 10283.72 | 18015.66 | 18571.88 | 19145.28 | 19736.38
IGCC-CCS | 0 | 0 | 0 | 0 | 0 | 0
WT_off | 0 | 0 | 0 | 0 | 0 | 0
PseudoUnit | 0 | 0 | 0 | 0 | 0 | 0
FixedInterchange | 0 | 0 | 0 | 0 | 0 | 0
Total Installed Capacity by Reporting Type: SOCO
ReportingType | 2015 | 2020 | 2025 | 2030 | 2035 | 2040
BM | 55 | 55 | 55 | 55 | 55 | 3355.06
CC | 24944.82 | 25164.91 | 25164.91 | 24776.91 | 14160.66 | 7928.25
CSP | 0 | 0 | 0 | 0 | 0 | 0
CT | 0 | 0 | 0 | 0 | 0 | 0
Coal | 7682.12 | 1523.42 | 1523.42 | 1523.42 | 1523.42 | 1523.42
Geo | 0 | 0 | 0 | 0 | 0 | 0
H | 4194 | 4194 | 4194 | 4194 | 4194 | 4194
LFG | 37 | 37 | 144.4 | 144.4 | 144.4 | 144.4
Nuc | 5841 | 8041 | 8041 | 15173.24 | 24718.54 | 27155.29
PS | 1675 | 1675 | 1675 | 1675 | 1675 | 1675
PV | 0 | 0 | 0 | 0 | 0 | 0
PeakG | 10257.82 | 10257.82 | 8907.44 | 0 | 0 | 0
PeakO | 0 | 0 | 0 | 0 | 0 | 0
ST | 0 | 0 | 0 | 0 | 0 | 0
STOG | 0 | 0 | 0 | 0 | 0 | 0
STWD | 668 | 668 | 668 | 668 | 668 | 668
WT | 0 | 0 | 0 | 0 | 0 | 0
IGCC | 0 | 0 | 0 | 0 | 0 | 0
DemandResponse | 2570.49 | 8503.26 | 14981.06 | 15597.7 | 16239.72 | 16908.17
IGCC-CCS | 0 | 0 | 0 | 0 | 0 | 0
WT_off | 0 | 0 | 0 | 0 | 0 | 0
PseudoUnit | 0 | 0 | 0 | 0 | 0 | 0
FixedInterchange | 0 | 0 | 0 | 0 | 0 | 0
Total Installed Capacity by Reporting Type: SPP_N
ReportingType | 2015 | 2020 | 2025 | 2030 | 2035 | 2040
BM | 0 | 0 | 0 | 0 | 0 | 0
CC | 1386 | 1386 | 1386 | 1386 | 1386 | 1386
CSP | 0 | 0 | 0 | 0 | 0 | 0
CT | 0 | 0 | 0 | 0 | 0 | 0
Coal | 8013.54 | 2761.03 | 465.04 | 465.04 | 465.04 | 465.04
Geo | 0 | 0 | 0 | 0 | 0 | 0
H | 21 | 21 | 21 | 21 | 21 | 21
LFG | 7 | 7 | 7 | 102 | 102 | 102
Nuc | 1160 | 1160 | 1160 | 1160 | 1160 | 1160
PS | 0 | 0 | 0 | 0 | 0 | 0
PV | 0 | 0 | 0 | 0 | 0 | 0
PeakG | 4397 | 4397 | 4397 | 4397 | 4397 | 3475.1
PeakO | 1199 | 1199 | 1199 | 1199 | 0 | 0
ST | 0 | 0 | 0 | 0 | 0 | 0
STOG | 870.63 | 870.63 | 0 | 0 | 0 | 0
STWD | 0 | 0 | 0 | 0 | 0 | 0
WT | 1227 | 38552.28 | 42746.35 | 42999.24 | 53143.84 | 53143.84
IGCC | 0 | 0 | 0 | 0 | 0 | 0
DemandResponse | 446.68 | 1974.34 | 3637.93 | 3806.49 | 3982.87 | 4167.42
IGCC-CCS | 0 | 0 | 0 | 0 | 0 | 0
WT_off | 0 | 0 | 0 | 0 | 0 | 0
PseudoUnit | 0 | 0 | 0 | 0 | 0 | 0
FixedInterchange | 0 | 0 | 0 | 0 | 0 | 0
Total Installed Capacity by Reporting Type: SPP_S
ReportingType | 2015 | 2020 | 2025 | 2030 | 2035 | 2040
BM | 0 | 0 | 0 | 0 | 0 | 0
CC | 10917 | 10917 | 10917 | 10917 | 10498.62 | 10408
CSP | 0 | 0 | 0 | 0 | 0 | 0
CT | 412.99 | 712.99 | 712.99 | 712.99 | 300 | 0
Coal | 12637.05 | 2526.05 | 988 | 988 | 988 | 988
Geo | 0 | 0 | 0 | 0 | 0 | 0
H | 2108 | 2108 | 2108 | 2108 | 2108 | 2108
LFG | 19 | 19 | 19 | 114 | 114 | 114
Nuc | 0.1 | 0.1 | 0.1 | 0.1 | 0.1 | 0.1
PS | 446 | 446 | 446 | 446 | 446 | 446
PV | 0 | 0 | 0 | 0 | 0 | 0
PeakG | 3443 | 3443 | 3443 | 3443 | 3443 | 3419.73
PeakO | 122 | 122 | 122 | 122 | 4 | 0
ST | 0 | 0 | 0 | 0 | 0 | 0
STOG | 5279 | 5279 | 2129.19 | 299.89 | 0 | 0
STWD | 84 | 84 | 84 | 84 | 84 | 84
WT | 3159 | 41783.69 | 42760.12 | 42760.12 | 48433.02 | 48433.02
IGCC | 0 | 0 | 0 | 0 | 0 | 0
DemandResponse | 61.11 | 3634.16 | 7441.84 | 7683.04 | 7932.07 | 8189.16
IGCC-CCS | 0 | 0 | 0 | 0 | 0 | 0
WT_off | 0 | 0 | 0 | 0 | 0 | 0
PseudoUnit | 0 | 0 | 0 | 0 | 0 | 0
FixedInterchange | 0 | 0 | 0 | 0 | 0 | 0
Total Installed Capacity by Reporting Type: TVA
ReportingType | 2015 | 2020 | 2025 | 2030 | 2035 | 2040
BM | 0 | 0 | 0 | 0 | 0 | 70.74
CC | 9127.46 | 9996.47 | 9996.47 | 9996.47 | 7240 | 3490.85
CSP | 0 | 0 | 0 | 0 | 0 | 0
CT | 0 | 0 | 0 | 0 | 0 | 0
Coal | 6406.62 | 2886.05 | 0 | 0 | 0 | 0
Geo | 0 | 0 | 0 | 0 | 0 | 0
H | 5111 | 5111 | 5111 | 5138 | 5138 | 5138
LFG | 13 | 13 | 120.4 | 120.4 | 120.4 | 120.4
Nuc | 8394.89 | 8394.89 | 8394.89 | 8394.89 | 11881.96 | 14346.13
PS | 1743 | 1743 | 1743 | 1743 | 1743 | 1743
PV | 0 | 0 | 0 | 0 | 0 | 0
PeakG | 5796.7 | 5796.7 | 3244.82 | 1963.15 | 0 | 0
PeakO | 83 | 83 | 0 | 0 | 0 | 0
ST | 0 | 0 | 0 | 0 | 0 | 0
STOG | 0 | 0 | 0 | 0 | 0 | 0
STWD | 5 | 5 | 5 | 5 | 5 | 5
WT | 29 | 29 | 29 | 29 | 29 | 29
IGCC | 0 | 0 | 0 | 0 | 0 | 0
DemandResponse | 1805 | 5910.76 | 10233.53 | 10486.72 | 10746.17 | 11012.05
IGCC-CCS | 0 | 0 | 0 | 0 | 0 | 0
WT_off | 0 | 0 | 0 | 0 | 0 | 0
PseudoUnit | 0 | 0 | 0 | 0 | 0 | 0
FixedInterchange | 0 | 0 | 0 | 0 | 0 | 0
Total Installed Capacity by Reporting Type: TVA_Transmission
ReportingType | 2015 | 2020 | 2025 | 2030 | 2035 | 2040
BM | 0 | 0 | 0 | 0 | 0 | 0
CC | 0 | 0 | 0 | 0 | 0 | 0
CSP | 0 | 0 | 0 | 0 | 0 | 0
CT | 0 | 0 | 0 | 0 | 0 | 0
Coal | 0 | 0 | 0 | 0 | 0 | 0
Geo | 0 | 0 | 0 | 0 | 0 | 0
H | 0 | 0 | 0 | 0 | 0 | 0
LFG | 0 | 0 | 0 | 0 | 0 | 0
Nuc | 0 | 0 | 0 | 0 | 0 | 0
PS | 0 | 0 | 0 | 0 | 0 | 0
PV | 0 | 0 | 0 | 0 | 0 | 0
PeakG | 0 | 0 | 0 | 0 | 0 | 0
PeakO | 0 | 0 | 0 | 0 | 0 | 0
ST | 0 | 0 | 0 | 0 | 0 | 0
STOG | 0 | 0 | 0 | 0 | 0 | 0
STWD | 0 | 0 | 0 | 0 | 0 | 0
WT | 0 | 0 | 0 | 0 | 0 | 0
IGCC | 0 | 0 | 0 | 0 | 0 | 0
DemandResponse | 0 | 0 | 0 | 0 | 0 | 0
IGCC-CCS | 0 | 0 | 0 | 0 | 0 | 0
WT_off | 0 | 0 | 0 | 0 | 0 | 0
PseudoUnit | 0 | 0 | 0 | 0 | 0 | 0
FixedInterchange | 0 | 0 | 0 | 0 | 0 | 0
Total Installed Capacity by Reporting Type: VACAR
ReportingType | 2015 | 2020 | 2025 | 2030 | 2035 | 2040
BM | 0 | 10.69 | 443.56 | 443.56 | 443.56 | 1554.08
CC | 14304.93 | 14304.93 | 14119.93 | 14119.93 | 11277.45 | 2514.14
CSP | 0 | 0 | 0 | 0 | 0 | 0
CT | 717.2 | 717.2 | 717.2 | 42.08 | 0 | 0
Coal | 9875.71 | 2956.57 | 1985 | 1985 | 1985 | 1985
Geo | 0 | 0 | 0 | 0 | 0 | 0
H | 2122 | 2122 | 2122 | 2122 | 2122 | 2122
LFG | 170.4 | 170.4 | 170.4 | 170.4 | 170.4 | 170.4
Nuc | 11430 | 13760 | 13760 | 19424 | 25646.22 | 28378.64
PS | 2616 | 2616 | 2616 | 2616 | 2616 | 2616
PV | 91.04 | 136.89 | 136.89 | 136.89 | 136.89 | 136.89
PeakG | 8308 | 8308 | 6033.2 | 0 | 0 | 0
PeakO | 1268 | 1268 | 0 | 0 | 0 | 0
ST | 0 | 0 | 0 | 0 | 0 | 0
STOG | 92 | 0 | 0 | 0 | 0 | 0
STWD | 281 | 281 | 281 | 281 | 281 | 281
WT | 1692.59 | 3500 | 3500 | 3500 | 3500 | 3500
IGCC | 0 | 0 | 0 | 0 | 0 | 0
DemandResponse | 2339.28 | 8044.92 | 14413.67 | 15118.93 | 15858.71 | 16634.69
IGCC-CCS | 0 | 0 | 0 | 0 | 0 | 0
WT_off | 0 | 0 | 0 | 0 | 0 | 0
PseudoUnit | 0 | 0 | 0 | 0 | 0 | 0
FixedInterchange | 0 | 0 | 0 | 0 | 0 | 0
Total Installed Capacity by Reporting Type: IESO
ReportingType | 2015 | 2020 | 2025 | 2030 | 2035 | 2040
BM | 326.33 | 326.33 | 326.33 | 326.33 | 326.33 | 326.33
CC | 1263 | 1263 | 1263 | 1263 | 1263 | 1263
CSP | 0 | 0 | 0 | 0 | 0 | 0
CT | 368 | 368 | 368 | 368 | 0 | 0
Coal | 0 | 0 | 0 | 0 | 0 | 0
Geo | 0 | 0 | 0 | 0 | 0 | 0
H | 8693.3 | 8693.3 | 8693.3 | 8693.3 | 8943.3 | 8943.3
LFG | 117.5 | 117.5 | 117.5 | 118 | 118 | 118
Nuc | 13018 | 13018 | 13018 | 13018 | 11988 | 10448
PS | 123 | 123 | 123 | 123 | 123 | 123
PV | 1097.26 | 1097.26 | 1097.26 | 1097.26 | 30 | 30
PeakG | 0 | 0 | 0 | 0 | 0 | 0
PeakO | 0 | 0 | 0 | 0 | 0 | 0
ST | 0 | 0 | 0 | 0 | 0 | 0
STOG | 0 | 0 | 0 | 0 | 0 | 0
STWD | 139 | 139 | 139 | 139 | 139 | 139
WT | 3385.9 | 3385.9 | 3385.9 | 3385.9 | 3385.9 | 3385.9
IGCC | 0 | 0 | 0 | 0 | 0 | 0
DemandResponse | 1958.79 | 2997.9 | 4266.86 | 4413.92 | 4566.04 | 4723.42
IGCC-CCS | 0 | 0 | 0 | 0 | 0 | 0
WT_off | 0 | 0 | 0 | 0 | 0 | 0
PseudoUnit | 0 | 0 | 0 | 0 | 0 | 0
FixedInterchange | 0 | 0 | 0 | 0 | 0 | 0
Total Installed Capacity by Reporting Type: MAPP_CA
ReportingType | 2015 | 2020 | 2025 | 2030 | 2035 | 2040
BM | 0 | 0 | 0 | 0 | 0 | 0
CC | 1206.18 | 1206.18 | 475.18 | 475.18 | 475.18 | 0
CSP | 0 | 0 | 0 | 0 | 0 | 0
CT | 0 | 0 | 0 | 0 | 0 | 0
Coal | 792.25 | 0 | 0 | 0 | 0 | 0
Geo | 0 | 0 | 0 | 0 | 0 | 0
H | 6475.4 | 7051.27 | 8665.4 | 9289.34 | 9289.34 | 9289.34
LFG | 0 | 0 | 0 | 0 | 0 | 0
Nuc | 0.1 | 0.1 | 0.1 | 0.1 | 0.1 | 0.1
PS | 0 | 0 | 0 | 0 | 0 | 0
PV | 0 | 0 | 0 | 0 | 0 | 0
PeakG | 559 | 472 | 0 | 0 | 0 | 0
PeakO | 4 | 0 | 0 | 0 | 0 | 0
ST | 0 | 0 | 0 | 0 | 0 | 0
STOG | 126 | 0 | 0 | 0 | 0 | 0
STWD | 0 | 0 | 0 | 0 | 0 | 0
WT | 577.4 | 577.4 | 577.4 | 577.4 | 275 | 275
IGCC | 0 | 0 | 0 | 0 | 0 | 0
DemandResponse | 89.5 | 733.23 | 1430.58 | 1487.25 | 1546.17 | 1607.42
IGCC-CCS | 0 | 0 | 0 | 0 | 0 | 0
WT_off | 0 | 0 | 0 | 0 | 0 | 0
PseudoUnit | 0 | 0 | 0 | 0 | 0 | 0
FixedInterchange | 0 | 0 | 0 | 0 | 0 | 0
Total Installed Capacity by Reporting Type: AZ_NM_SNV_Coal
ReportingType | 2015 | 2020 | 2025 | 2030 | 2035 | 2040
BM | 0 | 0 | 0 | 0 | 0 | 0
CC | 0 | 0 | 0 | 0 | 0 | 0
CSP | 0 | 0 | 0 | 0 | 0 | 0
CT | 0 | 0 | 0 | 0 | 0 | 0
Coal | 8576.68 | 5336.3 | 0 | 0 | 0 | 0
Geo | 0 | 0 | 0 | 0 | 0 | 0
H | 0 | 0 | 0 | 0 | 0 | 0
LFG | 0 | 0 | 0 | 0 | 0 | 0
Nuc | 0 | 0 | 0 | 0 | 0 | 0
PS | 0 | 0 | 0 | 0 | 0 | 0
PV | 0 | 0 | 0 | 0 | 0 | 0
PeakG | 0 | 0 | 0 | 0 | 0 | 0
PeakO | 15 | 0 | 0 | 0 | 0 | 0
ST | 0 | 0 | 0 | 0 | 0 | 0
STOG | 0 | 0 | 0 | 0 | 0 | 0
STWD | 0 | 0 | 0 | 0 | 0 | 0
WT | 0 | 0 | 0 | 0 | 0 | 0
IGCC | 0 | 0 | 0 | 0 | 0 | 0
DemandResponse | 0 | 0 | 0 | 0 | 0 | 0
IGCC-CCS | 0 | 0 | 0 | 0 | 0 | 0
WT_off | 0 | 0 | 0 | 0 | 0 | 0
PseudoUnit | 0 | 0 | 0 | 0 | 0 | 0
FixedInterchange | 0 | 0 | 0 | 0 | 0 | 0
Total Installed Capacity by Reporting Type: AZ_NM_SNV_Gas
ReportingType | 2015 | 2020 | 2025 | 2030 | 2035 | 2040
BM | 0 | 0 | 0 | 0 | 0 | 0
CC | 13587.72 | 13587.72 | 13587.72 | 9305.9 | 5639.21 | 4013.02
CSP | 0 | 0 | 0 | 0 | 0 | 0
CT | 736 | 736 | 736 | 736 | 0 | 0
Coal | 0 | 0 | 0 | 0 | 0 | 0
Geo | 0 | 0 | 0 | 0 | 0 | 0
H | 0 | 0 | 0 | 0 | 0 | 0
LFG | 0 | 0 | 0 | 0 | 0 | 0
Nuc | 0 | 0 | 0 | 0 | 0 | 0
PS | 0 | 0 | 0 | 0 | 0 | 0
PV | 0 | 0 | 0 | 0 | 0 | 0
PeakG | 3660 | 3176.35 | 0 | 0 | 0 | 0
PeakO | 0 | 0 | 0 | 0 | 0 | 0
ST | 0 | 0 | 0 | 0 | 0 | 0
STOG | 0 | 0 | 0 | 0 | 0 | 0
STWD | 0 | 0 | 0 | 0 | 0 | 0
WT | 0 | 0 | 0 | 0 | 0 | 0
IGCC | 0 | 0 | 0 | 0 | 0 | 0
DemandResponse | 334.55 | 4978.39 | 10255.53 | 10954.94 | 11682.53 | 12468.15
IGCC-CCS | 0 | 0 | 0 | 0 | 0 | 0
WT_off | 0 | 0 | 0 | 0 | 0 | 0
PseudoUnit | 0 | 0 | 0 | 0 | 0 | 0
FixedInterchange | 0 | 0 | 0 | 0 | 0 | 0
Total Installed Capacity by Reporting Type: AZ_NM_SNV_NucRenew
ReportingType | 2015 | 2020 | 2025 | 2030 | 2035 | 2040
BM | 0 | 0 | 0 | 0 | 0 | 0
CC | 0 | 0 | 0 | 0 | 0 | 0
CSP | 0 | 0 | 0 | 0 | 0 | 0
CT | 0 | 0 | 0 | 0 | 0 | 0
Coal | 0 | 0 | 0 | 0 | 0 | 0
Geo | 25 | 25 | 1450 | 1450 | 1450 | 1450
H | 3131 | 3131 | 3131 | 3131 | 3131 | 3131
LFG | 67.67 | 67.67 | 67.67 | 67.67 | 67.67 | 67.67
Nuc | 3875 | 3875 | 3875 | 5315.74 | 9113.73 | 10365.84
PS | 216 | 216 | 216 | 216 | 216 | 216
PV | 148.7 | 148.7 | 148.7 | 148.7 | 148.7 | 148.7
PeakG | 0 | 0 | 0 | 0 | 0 | 0
PeakO | 0 | 0 | 0 | 0 | 0 | 0
ST | 348.96 | 663.47 | 864.53 | 9498.5 | 9740.58 | 10000
STOG | 0 | 0 | 0 | 0 | 0 | 0
STWD | 26 | 26 | 26 | 26 | 26 | 26
WT | 2691.12 | 5646.31 | 10427.53 | 10427.53 | 10427.53 | 10427.53
IGCC | 0 | 0 | 0 | 0 | 0 | 0
DemandResponse | 0 | 0 | 0 | 0 | 0 | 0
IGCC-CCS | 0 | 0 | 0 | 0 | 0 | 0
WT_off | 0 | 0 | 0 | 0 | 0 | 0
PseudoUnit | 0 | 0 | 0 | 0 | 0 | 0
FixedInterchange | 0 | 0 | 0 | 0 | 0 | 0
Total Installed Capacity by Reporting Type: ERCOT
ReportingType | 2015 | 2020 | 2025 | 2030 | 2035 | 2040
BM | 145 | 145 | 145 | 145 | 156.78 | 2500.14
CC | 39583.15 | 39583.15 | 39026.15 | 39026.15 | 35870.29 | 29512.9
CSP | 0 | 0 | 0 | 0 | 0 | 0
CT | 250 | 250 | 250 | 250 | 0 | 0
Coal | 7293.34 | 4372.33 | 3812.33 | 3812.33 | 3812.33 | 3812.33
Geo | 0 | 0 | 0 | 0 | 0 | 0
H | 565 | 565 | 565 | 565 | 565 | 565
LFG | 75 | 75 | 429 | 429 | 429 | 429
Nuc | 5091 | 5091 | 5091 | 5091 | 9280.38 | 12774.6
PS | 0 | 0 | 0 | 0 | 0 | 0
PV | 15 | 15 | 15 | 15 | 15 | 15
PeakG | 4768 | 4768 | 4662.62 | 2698.89 | 0 | 0
PeakO | 51 | 51 | 0 | 0 | 0 | 0
ST | 0 | 0 | 0 | 0 | 0 | 0
STOG | 16279.38 | 11550.03 | 0 | 0 | 0 | 0
STWD | 0 | 0 | 0 | 0 | 0 | 0
WT | 10739.29 | 22476.07 | 49797.58 | 49797.58 | 49797.58 | 51992.63
IGCC | 0 | 0 | 0 | 0 | 0 | 0
DemandResponse | 740.81 | 9024.12 | 17912.11 | 18461.03 | 19072.37 | 19700.55
IGCC-CCS | 0 | 0 | 0 | 0 | 0 | 0
WT_off | 0 | 0 | 0 | 0 | 0 | 0
PseudoUnit | 0 | 0 | 0 | 0 | 0 | 0
FixedInterchange | 0 | 0 | 0 | 0 | 0 | 0
Total Installed Capacity by Reporting Type: NP15
ReportingType | 2015 | 2020 | 2025 | 2030 | 2035 | 2040
BM | 0 | 0 | 0 | 0 | 0 | 0
CC | 7404 | 7404 | 6987 | 5224 | 940 | 0
CSP | 0 | 0 | 0 | 0 | 0 | 0
CT | 212.6 | 212.6 | 212.6 | 212.6 | 0 | 0
Coal | 191.9 | 0 | 0 | 0 | 0 | 0
Geo | 1723 | 1723 | 1723 | 1723 | 1723 | 1723
H | 8825 | 8825 | 8825 | 8825 | 8825 | 8825
LFG | 650 | 650 | 650 | 650 | 650 | 650
Nuc | 2300 | 2300 | 2300 | 3595.79 | 6237.36 | 6535.73
PS | 2257 | 2257 | 2257 | 2257 | 2257 | 2257
PV | 59.5 | 59.5 | 59.5 | 59.5 | 59.5 | 59.5
PeakG | 3265 | 3265 | 3002 | 2473.3 | 2322.15 | 2322.15
PeakO | 350 | 350 | 1 | 0 | 0 | 0
ST | 29 | 29 | 29 | 29 | 29 | 29
STOG | 1819.7 | 0 | 0 | 0 | 0 | 0
STWD | 442 | 442 | 442 | 442 | 442 | 442
WT | 1193.2 | 1193.2 | 4492 | 4492 | 4492 | 4492
IGCC | 0 | 0 | 0 | 0 | 0 | 0
DemandResponse | 1828.06 | 3441.02 | 5303.88 | 5605.76 | 5897.26 | 6198.05
IGCC-CCS | 0 | 0 | 0 | 0 | 0 | 0
WT_off | 0 | 0 | 0 | 0 | 0 | 0
PseudoUnit | 0 | 0 | 0 | 0 | 0 | 0
FixedInterchange | 0 | 0 | 0 | 0 | 0 | 0
Total Installed Capacity by Reporting Type: NWPP_Coal
ReportingType | 2015 | 2020 | 2025 | 2030 | 2035 | 2040
BM | 0 | 0 | 0 | 0 | 0 | 0
CC | 0 | 0 | 0 | 0 | 0 | 0
CSP | 0 | 0 | 0 | 0 | 0 | 0
CT | 0 | 0 | 0 | 0 | 0 | 0
Coal | 6758.49 | 5278.7 | 226.8 | 226.8 | 226.8 | 226.8
Geo | 0 | 0 | 0 | 0 | 0 | 0
H | 0 | 0 | 0 | 0 | 0 | 0
LFG | 0 | 0 | 0 | 0 | 0 | 0
Nuc | 0 | 0 | 0 | 0 | 0 | 0
PS | 0 | 0 | 0 | 0 | 0 | 0
PV | 0 | 0 | 0 | 0 | 0 | 0
PeakG | 0 | 0 | 0 | 0 | 0 | 0
PeakO | 0 | 0 | 0 | 0 | 0 | 0
ST | 0 | 0 | 0 | 0 | 0 | 0
STOG | 0 | 0 | 0 | 0 | 0 | 0
STWD | 0 | 0 | 0 | 0 | 0 | 0
WT | 0 | 0 | 0 | 0 | 0 | 0
IGCC | 0 | 0 | 0 | 0 | 0 | 0
DemandResponse | 0 | 0 | 0 | 0 | 0 | 0
IGCC-CCS | 0 | 0 | 0 | 0 | 0 | 0
WT_off | 0 | 0 | 0 | 0 | 0 | 0
PseudoUnit | 0 | 0 | 0 | 0 | 0 | 0
FixedInterchange | 0 | 0 | 0 | 0 | 0 | 0
Total Installed Capacity by Reporting Type: NWPP_Gas
ReportingType | 2015 | 2020 | 2025 | 2030 | 2035 | 2040
BM | 0 | 0 | 0 | 0 | 0 | 0
CC | 6627 | 7059.6 | 7059.6 | 732.6 | 732.6 | 432.6
CSP | 0 | 0 | 0 | 0 | 0 | 0
CT | 150 | 150 | 150 | 150 | 0 | 0
Coal | 0 | 0 | 0 | 0 | 0 | 0
Geo | 0 | 0 | 0 | 0 | 0 | 0
H | 0 | 0 | 0 | 0 | 0 | 0
LFG | 0 | 0 | 0 | 0 | 0 | 0
Nuc | 0 | 0 | 0 | 0 | 0 | 0
PS | 0 | 0 | 0 | 0 | 0 | 0
PV | 0 | 0 | 0 | 0 | 0 | 0
PeakG | 0 | 0 | 0 | 0 | 0 | 0
PeakO | 0 | 0 | 0 | 0 | 0 | 0
ST | 0 | 0 | 0 | 0 | 0 | 0
STOG | 0 | 0 | 0 | 0 | 0 | 0
STWD | 0 | 0 | 0 | 0 | 0 | 0
WT | 0 | 0 | 0 | 0 | 0 | 0
IGCC | 0 | 0 | 0 | 0 | 0 | 0
DemandResponse | 0.01 | 3079.15 | 6423.28 | 6754.06 | 7085.45 | 7424.53
IGCC-CCS | 0 | 0 | 0 | 0 | 0 | 0
WT_off | 0 | 0 | 0 | 0 | 0 | 0
PseudoUnit | 0 | 0 | 0 | 0 | 0 | 0
FixedInterchange | 0 | 0 | 0 | 0 | 0 | 0
Total Installed Capacity by Reporting Type: NWPP_NucRenew
ReportingType | 2015 | 2020 | 2025 | 2030 | 2035 | 2040
BM | 32.55 | 32.55 | 32.55 | 32.55 | 32.55 | 32.55
CC | 0 | 0 | 0 | 0 | 0 | 0
CSP | 0 | 0 | 0 | 0 | 0 | 0
CT | 0 | 0 | 0 | 0 | 0 | 0
Coal | 0 | 0 | 0 | 0 | 0 | 0
Geo | 404.2 | 404.2 | 838.2 | 838.2 | 838.2 | 838.2
H | 33736 | 33736 | 33736 | 33736 | 34071 | 34071
LFG | 234.72 | 234.72 | 373 | 373 | 373 | 373
Nuc | 1131 | 1131 | 1131 | 9435.32 | 9435.32 | 9912.46
PS | 258 | 258 | 258 | 258 | 258 | 258
PV | 3 | 3 | 3 | 3 | 3 | 3
PeakG | 0 | 0 | 0 | 0 | 0 | 0
PeakO | 0 | 0 | 0 | 0 | 0 | 0
ST | 0 | 0 | 0 | 0 | 0 | 0
STOG | 0 | 0 | 0 | 0 | 0 | 0
STWD | 561 | 561 | 561 | 561 | 561 | 561
WT | 6865.3 | 6865.3 | 6865.3 | 6865.3 | 6865.3 | 6865.3
IGCC | 0 | 0 | 0 | 0 | 0 | 0
DemandResponse | 0 | 0 | 0 | 0 | 0 | 0
IGCC-CCS | 0 | 0 | 0 | 0 | 0 | 0
WT_off | 0 | 0 | 0 | 0 | 0 | 0
PseudoUnit | 0 | 0 | 0 | 0 | 0 | 0
FixedInterchange | 0 | 0 | 0 | 0 | 0 | 0
Total Installed Capacity by Reporting Type: RMPA
ReportingType | 2015 | 2020 | 2025 | 2030 | 2035 | 2040
BM | 0 | 0 | 0 | 0 | 0 | 0
CC | 2242.83 | 2242.83 | 2242.83 | 2242.83 | 2242.83 | 2242.83
CSP | 0 | 0 | 0 | 0 | 0 | 0
CT | 152 | 152 | 152 | 152 | 0 | 0
Coal | 6225.45 | 4676.3 | 1167.3 | 1167.3 | 1167.3 | 1167.3
Geo | 0 | 0 | 2570 | 2570 | 2570 | 2570
H | 982 | 982 | 982 | 982 | 982 | 982
LFG | 7.4 | 7.4 | 36.33 | 36.33 | 36.33 | 36.33
Nuc | 0.1 | 0.1 | 0.1 | 121.48 | 704.36 | 1164.36
PS | 563 | 563 | 563 | 563 | 563 | 563
PV | 21 | 21 | 21 | 21 | 21 | 21
PeakG | 2814 | 2814 | 2814 | 2681.2 | 2210.01 | 1699.43
PeakO | 0 | 0 | 0 | 0 | 0 | 0
ST | 188.58 | 343.85 | 348.45 | 353.13 | 483.76 | 616.37
STOG | 0 | 0 | 0 | 0 | 0 | 0
STWD | 0 | 0 | 0 | 0 | 0 | 0
WT | 5253.51 | 10555.86 | 10690.3 | 10827.53 | 10827.53 | 10827.53
IGCC | 0 | 0 | 0 | 0 | 0 | 0
DemandResponse | 486.05 | 1538.39 | 2754.45 | 2933.81 | 3124.47 | 3327.63
IGCC-CCS | 0 | 0 | 0 | 0 | 0 | 0
WT_off | 0 | 0 | 0 | 0 | 0 | 0
PseudoUnit | 0 | 0 | 0 | 0 | 0 | 0
FixedInterchange | 0 | 0 | 0 | 0 | 0 | 0
Total Installed Capacity by Reporting Type: SP15
ReportingType | 2015 | 2020 | 2025 | 2030 | 2035 | 2040
BM | 6 | 6 | 6 | 6 | 6 | 6
CC | 10080.5 | 11132.43 | 11132.43 | 10141.32 | 8543.74 | 8134.24
CSP | 0 | 0 | 0 | 0 | 0 | 0
CT | 0 | 0 | 0 | 0 | 0 | 0
Coal | 185.7 | 101.2 | 0 | 0 | 0 | 0
Geo | 2413 | 2413 | 2413 | 2413 | 2413 | 2413
H | 1163 | 1163 | 1163 | 1163 | 1163 | 1163
LFG | 779 | 779 | 779 | 779 | 779 | 779
Nuc | 2250 | 2250 | 2250 | 2250 | 2250 | 2469.96
PS | 1440 | 1440 | 1440 | 1440 | 1440 | 1440
PV | 126.8 | 126.8 | 126.8 | 126.8 | 126.8 | 126.8
PeakG | 4309 | 4309 | 4309 | 4309 | 4309 | 4309
PeakO | 51 | 51 | 0 | 0 | 0 | 0
ST | 448 | 448 | 448 | 448 | 10000 | 10000
STOG | 5415.82 | 3162.7 | 0 | 0 | 0 | 0
STWD | 119 | 119 | 119 | 119 | 119 | 119
WT | 2207.8 | 2207.8 | 10133.62 | 16372.8 | 16372.8 | 16372.8
IGCC | 0 | 0 | 0 | 0 | 0 | 0
DemandResponse | 2613.15 | 5006.23 | 7716.44 | 8155.64 | 8579.73 | 9017.33
IGCC-CCS | 0 | 0 | 0 | 0 | 0 | 0
WT_off | 0 | 0 | 0 | 0 | 0 | 0
PseudoUnit | 0 | 0 | 0 | 0 | 0 | 0
FixedInterchange | 0 | 0 | 0 | 0 | 0 | 0
Total Installed Capacity by Reporting Type: ALB
ReportingType | 2015 | 2020 | 2025 | 2030 | 2035 | 2040
BM | 0 | 0 | 0 | 0 | 0 | 0
CC | 2304.98 | 2304.98 | 2304.98 | 102.98 | 102.98 | 0
CSP | 0 | 0 | 0 | 0 | 0 | 0
CT | 201.5 | 201.5 | 201.5 | 201.5 | 0 | 0
Coal | 6240.83 | 6240.83 | 6197.38 | 495 | 495 | 495
Geo | 0 | 0 | 0 | 0 | 0 | 0
H | 912 | 912 | 912 | 912 | 912 | 912
LFG | 10 | 10 | 10 | 10 | 10 | 10
Nuc | 0.1 | 0.1 | 0.1 | 8216.79 | 8505.24 | 8694.43
PS | 0 | 0 | 0 | 0 | 0 | 0
PV | 0 | 0 | 0 | 0 | 0 | 0
PeakG | 1132.21 | 600.13 | 0 | 0 | 0 | 0
PeakO | 0 | 0 | 0 | 0 | 0 | 0
ST | 0 | 0 | 0 | 0 | 0 | 0
STOG | 0 | 0 | 0 | 0 | 0 | 0
STWD | 174 | 174 | 174 | 174 | 174 | 174
WT | 672 | 672 | 672 | 672 | 672 | 672
IGCC | 0 | 0 | 0 | 0 | 0 | 0
DemandResponse | 105.16 | 859.19 | 1729.13 | 1854.22 | 1988.37 | 2132.22
IGCC-CCS | 0 | 0 | 0 | 0 | 0 | 0
WT_off | 0 | 0 | 0 | 0 | 0 | 0
PseudoUnit | 0 | 0 | 0 | 0 | 0 | 0
FixedInterchange | 0 | 0 | 0 | 0 | 0 | 0
Total Installed Capacity by Reporting Type: BC
ReportingType | 2015 | 2020 | 2025 | 2030 | 2035 | 2040
BM | 0 | 0 | 0 | 0 | 0 | 0
CC | 967.87 | 967.87 | 967.87 | 762.87 | 762.87 | 0
CSP | 0 | 0 | 0 | 0 | 0 | 0
CT | 0 | 0 | 0 | 0 | 0 | 0
Coal | 0 | 0 | 0 | 0 | 0 | 0
Geo | 0 | 0 | 0 | 0 | 0 | 0
H | 12161 | 12161 | 12161 | 12161 | 12161 | 12161
LFG | 24 | 24 | 24 | 24 | 24 | 24
Nuc | 0.1 | 0.1 | 0.1 | 0.1 | 0.1 | 0.1
PS | 0 | 0 | 0 | 0 | 0 | 0
PV | 0 | 0 | 0 | 0 | 0 | 0
PeakG | 0 | 0 | 0 | 0 | 0 | 0
PeakO | 0 | 0 | 0 | 0 | 0 | 0
ST | 0 | 0 | 0 | 0 | 0 | 0
STOG | 0 | 0 | 0 | 0 | 0 | 0
STWD | 510 | 510 | 510 | 510 | 510 | 510
WT | 246 | 246 | 246 | 246 | 246 | 246
IGCC | 0 | 0 | 0 | 0 | 0 | 0
DemandResponse | 0.01 | 854.9 | 1793.56 | 1881.42 | 1973.6 | 2070.28
IGCC-CCS | 0 | 0 | 0 | 0 | 0 | 0
WT_off | 0 | 0 | 0 | 0 | 0 | 0
PseudoUnit | 0 | 0 | 0 | 0 | 0 | 0
FixedInterchange | 0 | 0 | 0 | 0 | 0 | 0
Total Installed Capacity by Reporting Type: HQ_IESO
ReportingType | 2015 | 2020 | 2025 | 2030 | 2035 | 2040
BM | 0 | 0 | 0 | 0 | 0 | 0
CC | 0 | 0 | 0 | 0 | 0 | 0
CSP | 0 | 0 | 0 | 0 | 0 | 0
CT | 0 | 0 | 0 | 0 | 0 | 0
Coal | 0 | 0 | 0 | 0 | 0 | 0
Geo | 0 | 0 | 0 | 0 | 0 | 0
H | 0 | 0 | 0 | 0 | 0 | 0
LFG | 0 | 0 | 0 | 0 | 0 | 0
Nuc | 0.1 | 0.1 | 0.1 | 0.1 | 0.1 | 0.1
PS | 0 | 0 | 0 | 0 | 0 | 0
PV | 0 | 0 | 0 | 0 | 0 | 0
PeakG | 0 | 0 | 0 | 0 | 0 | 0
PeakO | 0 | 0 | 0 | 0 | 0 | 0
ST | 0 | 0 | 0 | 0 | 0 | 0
STOG | 0 | 0 | 0 | 0 | 0 | 0
STWD | 0 | 0 | 0 | 0 | 0 | 0
WT | 0 | 0 | 0 | 0 | 0 | 0
IGCC | 0 | 0 | 0 | 0 | 0 | 0
DemandResponse | 0 | 0 | 0 | 0 | 0 | 0
IGCC-CCS | 0 | 0 | 0 | 0 | 0 | 0
WT_off | 0 | 0 | 0 | 0 | 0 | 0
PseudoUnit | 0 | 0 | 0 | 1648.07 | 1848 | 1848
FixedInterchange | 3000 | 3000 | 3000 | 3000 | 3000 | 3000
Total Installed Capacity by Reporting Type: HQ_NEISO
ReportingType | 2015 | 2020 | 2025 | 2030 | 2035 | 2040
BM | 0 | 0 | 0 | 0 | 0 | 0
CC | 0 | 0 | 0 | 0 | 0 | 0
CSP | 0 | 0 | 0 | 0 | 0 | 0
CT | 0 | 0 | 0 | 0 | 0 | 0
Coal | 0 | 0 | 0 | 0 | 0 | 0
Geo | 0 | 0 | 0 | 0 | 0 | 0
H | 0 | 0 | 0 | 0 | 0 | 0
LFG | 0 | 0 | 0 | 0 | 0 | 0
Nuc | 0.1 | 0.1 | 0.1 | 0.1 | 0.1 | 0.1
PS | 0 | 0 | 0 | 0 | 0 | 0
PV | 0 | 0 | 0 | 0 | 0 | 0
PeakG | 0 | 0 | 0 | 0 | 0 | 0
PeakO | 0 | 0 | 0 | 0 | 0 | 0
ST | 0 | 0 | 0 | 0 | 0 | 0
STOG | 0 | 0 | 0 | 0 | 0 | 0
STWD | 0 | 0 | 0 | 0 | 0 | 0
WT | 0 | 0 | 0 | 0 | 0 | 0
IGCC | 0 | 0 | 0 | 0 | 0 | 0
DemandResponse | 0 | 0 | 0 | 0 | 0 | 0
IGCC-CCS | 0 | 0 | 0 | 0 | 0 | 0
WT_off | 0 | 0 | 0 | 0 | 0 | 0
PseudoUnit | 0 | 0 | 0 | 579.93 | 1111.9 | 1111.9
FixedInterchange | 2920 | 2920 | 2920 | 2920 | 2920 | 2920
Total Installed Capacity by Reporting Type: HQ_NY
ReportingType | 2015 | 2020 | 2025 | 2030 | 2035 | 2040
BM | 0 | 0 | 0 | 0 | 0 | 0
CC | 0 | 0 | 0 | 0 | 0 | 0
CSP | 0 | 0 | 0 | 0 | 0 | 0
CT | 0 | 0 | 0 | 0 | 0 | 0
Coal | 0 | 0 | 0 | 0 | 0 | 0
Geo | 0 | 0 | 0 | 0 | 0 | 0
H | 0 | 0 | 0 | 0 | 0 | 0
LFG | 0 | 0 | 0 | 0 | 0 | 0
Nuc | 0.1 | 0.1 | 0.1 | 0.1 | 0.1 | 0.1
PS | 0 | 0 | 0 | 0 | 0 | 0
PV | 0 | 0 | 0 | 0 | 0 | 0
PeakG | 0 | 0 | 0 | 0 | 0 | 0
PeakO | 0 | 0 | 0 | 0 | 0 | 0
ST | 0 | 0 | 0 | 0 | 0 | 0
STOG | 0 | 0 | 0 | 0 | 0 | 0
STWD | 0 | 0 | 0 | 0 | 0 | 0
WT | 0 | 0 | 0 | 0 | 0 | 0
IGCC | 0 | 0 | 0 | 0 | 0 | 0
DemandResponse | 0 | 0 | 0 | 0 | 0 | 0
IGCC-CCS | 0 | 0 | 0 | 0 | 0 | 0
WT_off | 0 | 0 | 0 | 0 | 0 | 0
PseudoUnit | 0 | 0 | 2333.05 | 2333.05 | 2333.05 | 2333.05
FixedInterchange | 1500 | 1500 | 1500 | 1500 | 1500 | 1500
Total Installed Capacity by Reporting Type: MARITIMES
ReportingType | 2015 | 2020 | 2025 | 2030 | 2035 | 2040
BM | 0 | 0 | 0 | 0 | 0 | 0
CC | 0 | 0 | 0 | 0 | 0 | 0
CSP | 0 | 0 | 0 | 0 | 0 | 0
CT | 0 | 0 | 0 | 0 | 0 | 0
Coal | 0 | 0 | 0 | 0 | 0 | 0
Geo | 0 | 0 | 0 | 0 | 0 | 0
H | 0 | 0 | 0 | 0 | 0 | 0
LFG | 0 | 0 | 0 | 0 | 0 | 0
Nuc | 0.1 | 0.1 | 0.1 | 0.1 | 0.1 | 0.1
PS | 0 | 0 | 0 | 0 | 0 | 0
PV | 0 | 0 | 0 | 0 | 0 | 0
PeakG | 0 | 0 | 0 | 0 | 0 | 0
PeakO | 0 | 0 | 0 | 0 | 0 | 0
ST | 0 | 0 | 0 | 0 | 0 | 0
STOG | 0 | 0 | 0 | 0 | 0 | 0
STWD | 0 | 0 | 0 | 0 | 0 | 0
WT | 0 | 0 | 0 | 0 | 0 | 0
IGCC | 0 | 0 | 0 | 0 | 0 | 0
DemandResponse | 0 | 0 | 0 | 0 | 0 | 0
IGCC-CCS | 0 | 0 | 0 | 0 | 0 | 0
WT_off | 0 | 0 | 0 | 0 | 0 | 0
PseudoUnit | 0 | 0 | 0 | 392.42 | 500 | 500
FixedInterchange | 1400 | 1400 | 1400 | 1400 | 1400 | 1400
Total Installed Capacity by Reporting Type: All
ReportingType | 2015 | 2020 | 2025 | 2030 | 2035 | 2040
BM | 1250.08 | 1260.77 | 1693.64 | 1693.64 | 1705.42 | 9670.47
CC | 280880.04 | 295637.41 | 287917.69 | 257985.14 | 223899.4 | 186548.54
CSP | 0 | 0 | 0 | 0 | 0 | 0
CT | 6393.79 | 6693.79 | 6693.79 | 5974.67 | 411.4 | 111.4
Coal | 180765.8 | 83743.85 | 29156.67 | 23176.29 | 23176.29 | 23176.29
Geo | 4609.2 | 4609.2 | 9038.2 | 9038.2 | 9038.2 | 9038.2
H | 106079.79 | 107439.67 | 110477.79 | 111128.74 | 111716.74 | 111716.74
LFG | 6089 | 6089 | 8299 | 9023 | 9023 | 9023
Nuc | 117236.86 | 121152.36 | 122702.01 | 169664.27 | 193088.57 | 223382.57
PS | 21788 | 21788 | 21788 | 21788 | 21788 | 21788
PV | 2582.54 | 3623.62 | 4468.76 | 4550.11 | 3482.85 | 3482.85
PeakG | 117428.22 | 115653.02 | 100227.42 | 72113.62 | 64281.88 | 42672.48
PeakO | 18242.69 | 16548.01 | 13045.67 | 4728.94 | 2367.52 | 1984.35
ST | 1014.55 | 1484.32 | 1689.97 | 10328.64 | 20253.34 | 20645.37
STOG | 47468.24 | 35181.11 | 4165.66 | 855.48 | 555.59 | 273.29
STWD | 4951 | 4951 | 4951 | 4951 | 4951 | 4951
WT | 73417.53 | 204186.25 | 324070.34 | 402305.23 | 435249.47 | 437444.52
IGCC | 618.01 | 618 | 618 | 618 | 618 | 618
DemandResponse | 37863.74 | 115262.18 | 200794.08 | 209050.63 | 217626.86 | 226578.99
IGCC-CCS | 0 | 0 | 0 | 0 | 0 | 0
WT_off | 468 | 468 | 1568 | 1568 | 1568 | 1568
PseudoUnit | 0 | 0 | 2333.05 | 4953.46 | 5792.95 | 5792.95
FixedInterchange | 8820 | 8820 | 8820 | 8820 | 8820 | 8820
Total Installed Capacity by Reporting Type: EI_US
ReportingType | 2015 | 2020 | 2025 | 2030 | 2035 | 2040
BM | 740.2 | 750.89 | 1183.76 | 1183.76 | 1183.76 | 6805.45
CC | 195612.82 | 208885.66 | 202870.94 | 188708.31 | 167326.7 | 140949.96
CSP | 0 | 0 | 0 | 0 | 0 | 0
CT | 4323.69 | 4623.69 | 4623.69 | 3904.57 | 411.4 | 111.4
Coal | 144501.15 | 57738.19 | 17752.86 | 17474.86 | 17474.86 | 17474.86
Geo | 44 | 44 | 44 | 44 | 44 | 44
H | 29436.09 | 30220.09 | 31644.09 | 31671.1 | 31674.09 | 31674.09
LFG | 4123.71 | 4123.71 | 5812.5 | 6536 | 6536 | 6536
Nuc | 89571.36 | 93486.86 | 95036.51 | 122619.84 | 135573.87 | 161016.9
PS | 16931 | 16931 | 16931 | 16931 | 16931 | 16931
PV | 1111.29 | 2152.36 | 2997.5 | 3078.85 | 3078.85 | 3078.85
PeakG | 96921.01 | 96248.53 | 85439.8 | 59951.23 | 55440.72 | 34341.9
PeakO | 17771.69 | 16096.01 | 13044.67 | 4728.93 | 2367.51 | 1984.35
ST | 0 | 0 | 0 | 0 | 0 | 0
STOG | 23827.34 | 20468.39 | 4165.66 | 855.48 | 555.59 | 273.29
STWD | 2980 | 2980 | 2980 | 2980 | 2980 | 2980
WT | 39586.01 | 150360.41 | 226782.71 | 298641.19 | 331887.83 | 331887.83
IGCC | 618.01 | 618 | 618 | 618 | 618 | 618
DemandResponse | 29707.66 | 82749.66 | 141208.28 | 146548.57 | 152110.89 | 157909.4
IGCC-CCS | 0 | 0 | 0 | 0 | 0 | 0
WT_off | 468 | 468 | 1568 | 1568 | 1568 | 1568
PseudoUnit | 0 | 0 | 2333.05 | 3305.4 | 3944.95 | 3944.95
FixedInterchange | 5820 | 5820 | 5820 | 5820 | 5820 | 5820
Total Installed Capacity by Reporting Type: EI_Canada
ReportingType | 2015 | 2020 | 2025 | 2030 | 2035 | 2040
BM | 326.33 | 326.33 | 326.33 | 326.33 | 326.33 | 326.33
CC | 2469.18 | 2469.18 | 1738.18 | 1738.18 | 1738.18 | 1263
CSP | 0 | 0 | 0 | 0 | 0 | 0
CT | 368 | 368 | 368 | 368 | 0 | 0
Coal | 792.25 | 0 | 0 | 0 | 0 | 0
Geo | 0 | 0 | 0 | 0 | 0 | 0
H | 15168.7 | 15744.57 | 17358.7 | 17982.64 | 18232.64 | 18232.64
LFG | 117.5 | 117.5 | 117.5 | 118 | 118 | 118
Nuc | 13018.2 | 13018.2 | 13018.2 | 13018.2 | 11988.2 | 10448.2
PS | 123 | 123 | 123 | 123 | 123 | 123
PV | 1097.26 | 1097.26 | 1097.26 | 1097.26 | 30 | 30
PeakG | 559 | 472 | 0 | 0 | 0 | 0
PeakO | 4 | 0 | 0 | 0 | 0 | 0
ST | 0 | 0 | 0 | 0 | 0 | 0
STOG | 126 | 0 | 0 | 0 | 0 | 0
STWD | 139 | 139 | 139 | 139 | 139 | 139
WT | 3963.3 | 3963.3 | 3963.3 | 3963.3 | 3660.9 | 3660.9
IGCC | 0 | 0 | 0 | 0 | 0 | 0
DemandResponse | 2048.29 | 3731.13 | 5697.44 | 5901.17 | 6112.21 | 6330.83
IGCC-CCS | 0 | 0 | 0 | 0 | 0 | 0
WT_off | 0 | 0 | 0 | 0 | 0 | 0
PseudoUnit | 0 | 0 | 0 | 1648.07 | 1848 | 1848
FixedInterchange | 3000 | 3000 | 3000 | 3000 | 3000 | 3000
Total Installed Capacity by Reporting Type: EI
ReportingType | 2015 | 2020 | 2025 | 2030 | 2035 | 2040
BM | 1066.53 | 1077.22 | 1510.09 | 1510.09 | 1510.09 | 7131.78
CC | 198081.99 | 211354.83 | 204609.11 | 190446.49 | 169064.87 | 142212.96
CSP | 0 | 0 | 0 | 0 | 0 | 0
CT | 4691.69 | 4991.69 | 4991.69 | 4272.57 | 411.4 | 111.4
Coal | 145293.4 | 57738.19 | 17752.86 | 17474.86 | 17474.86 | 17474.86
Geo | 44 | 44 | 44 | 44 | 44 | 44
H | 44604.79 | 45964.67 | 49002.79 | 49653.74 | 49906.74 | 49906.74
LFG | 4241.21 | 4241.21 | 5930 | 6654 | 6654 | 6654
Nuc | 102589.56 | 106505.06 | 108054.71 | 135638.04 | 147562.07 | 171465.1
PS | 17054 | 17054 | 17054 | 17054 | 17054 | 17054
PV | 2208.54 | 3249.62 | 4094.76 | 4176.1 | 3108.85 | 3108.85
PeakG | 97480.01 | 96720.53 | 85439.8 | 59951.23 | 55440.72 | 34341.9
PeakO | 17775.69 | 16096.01 | 13044.67 | 4728.93 | 2367.51 | 1984.35
ST | 0 | 0 | 0 | 0 | 0 | 0
STOG | 23953.34 | 20468.39 | 4165.66 | 855.48 | 555.59 | 273.29
STWD | 3119 | 3119 | 3119 | 3119 | 3119 | 3119
WT | 43549.31 | 154323.71 | 230746.01 | 302604.49 | 335548.73 | 335548.73
IGCC | 618.01 | 618 | 618 | 618 | 618 | 618
DemandResponse | 31755.95 | 86480.79 | 146905.72 | 152449.74 | 158223.1 | 164240.23
IGCC-CCS | 0 | 0 | 0 | 0 | 0 | 0
WT_off | 468 | 468 | 1568 | 1568 | 1568 | 1568
PseudoUnit | 0 | 0 | 2333.05 | 4953.46 | 5792.95 | 5792.95
FixedInterchange | 8820 | 8820 | 8820 | 8820 | 8820 | 8820
Total Installed Capacity by Reporting Type: Outside_EI
ReportingType | 2015 | 2020 | 2025 | 2030 | 2035 | 2040
BM | 183.55 | 183.55 | 183.55 | 183.55 | 195.33 | 2538.69
CC | 82798.05 | 84282.58 | 83308.58 | 67538.65 | 54834.52 | 44335.59
CSP | 0 | 0 | 0 | 0 | 0 | 0
CT | 1702.1 | 1702.1 | 1702.1 | 1702.1 | 0 | 0
Coal | 35472.39 | 26005.66 | 11403.8 | 5701.43 | 5701.43 | 5701.43
Geo | 4565.2 | 4565.2 | 8994.2 | 8994.2 | 8994.2 | 8994.2
H | 61475 | 61475 | 61475 | 61475 | 61810 | 61810
LFG | 1847.79 | 1847.79 | 2369 | 2369 | 2369 | 2369
Nuc | 14647.3 | 14647.3 | 14647.3 | 34026.23 | 45526.5 | 51917.48
PS | 4734 | 4734 | 4734 | 4734 | 4734 | 4734
PV | 374 | 374 | 374 | 374 | 374 | 374
PeakG | 19948.21 | 18932.49 | 14787.62 | 12162.39 | 8841.16 | 8330.58
PeakO | 467 | 452 | 1 | 0 | 0 | 0
ST | 1014.55 | 1484.32 | 1689.97 | 10328.64 | 20253.34 | 20645.37
STOG | 23514.89 | 14712.73 | 0 | 0 | 0 | 0
STWD | 1832 | 1832 | 1832 | 1832 | 1832 | 1832
WT | 29868.22 | 49862.54 | 93324.32 | 99700.74 | 99700.74 | 101895.79
IGCC | 0 | 0 | 0 | 0 | 0 | 0
DemandResponse | 6107.8 | 28781.39 | 53888.36 | 56600.89 | 59403.76 | 62338.76
IGCC-CCS | 0 | 0 | 0 | 0 | 0 | 0
WT_off | 0 | 0 | 0 | 0 | 0 | 0
PseudoUnit | 0 | 0 | 0 | 0 | 0 | 0
FixedInterchange | 0 | 0 | 0 | 0 | 0 | 0
#6 | Retrofit Capacity (MW)
Retrofit Capacity by Reporting Type: Entergy
ReportingType | 2015 | 2020 | 2025 | 2030 | 2035 | 2040
FGD | 0 | 1445.36 | 0 | 0 | 0 | 0
SNCR | 0 | 0 | 0 | 0 | 0 | 0
SCR | 0 | 0 | 0 | 0 | 0 | 0
ACI90 | 0 | 0 | 0 | 0 | 0 | 0
RPJ90 | 0 | 1445.36 | 0 | 0 | 0 | 0
PCSEQ | 0 | 0 | 0 | 0 | 0 | 0
Retrofit Capacity by Reporting Type: FRCC
ReportingType | 2015 | 2020 | 2025 | 2030 | 2035 | 2040
FGD | 0 | 0 | 0 | 0 | 0 | 0
SNCR | 0 | 0 | 0 | 0 | 0 | 0
SCR | 1898 | 0 | 0 | 0 | 0 | 0
ACI90 | 0 | 0 | 0 | 0 | 0 | 0
RPJ90 | 0 | 626 | 0 | 0 | 0 | 0
PCSEQ | 0 | 0 | 0 | 0 | 0 | 0
Retrofit Capacity by Reporting Type: MAPP_US
ReportingType | 2015 | 2020 | 2025 | 2030 | 2035 | 2040
FGD | 221 | 0 | 0 | 0 | 0 | 0
SNCR | 0 | 0 | 0 | 0 | 0 | 0
SCR | 0 | 0 | 0 | 0 | 0 | 0
ACI90 | 0 | 0 | 0 | 0 | 0 | 0
RPJ90 | 0 | 953.3 | 0 | 0 | 0 | 0
PCSEQ | 0 | 0 | 0 | 0 | 0 | 0
Retrofit Capacity by Reporting Type: MISO_IN
ReportingType | 2015 | 2020 | 2025 | 2030 | 2035 | 2040
FGD | 0 | 0 | 0 | 0 | 0 | 0
SNCR | 0 | 0 | 0 | 0 | 0 | 0
SCR | 0 | 0 | 0 | 0 | 0 | 0
ACI90 | 0 | 0 | 0 | 0 | 0 | 0
RPJ90 | 0.02 | 7601.61 | 0 | 0 | 0 | 0
PCSEQ | 0 | 0 | 0 | 0 | 0 | 0
Retrofit Capacity by Reporting Type: MISO_MI
ReportingType | 2015 | 2020 | 2025 | 2030 | 2035 | 2040
FGD | 0 | 0 | 0 | 0 | 0 | 0
SNCR | 0 | 0 | 0 | 0 | 0 | 0
SCR | 355 | 0 | 0 | 0 | 0 | 0
ACI90 | 0 | 0 | 0 | 0 | 0 | 0
RPJ90 | 0 | 0 | 0 | 0 | 0 | 0
PCSEQ | 0 | 0 | 0 | 0 | 0 | 0
Retrofit Capacity by Reporting Type: MISO_MO-IL
ReportingType | 2015 | 2020 | 2025 | 2030 | 2035 | 2040
FGD | 0 | 0 | 0 | 0 | 0 | 0
SNCR | 0 | 0 | 0 | 0 | 0 | 0
SCR | 400 | 200 | 200 | 200 | 200 | 200
ACI90 | 0 | 0 | 0 | 0 | 0 | 0
RPJ90 | 2275.02 | 2381.06 | 0.08 | 0.11 | 0.13 | 0.14
PCSEQ | 0 | 0 | 14.79 | 47.52 | 100.75 | 100.75
Retrofit Capacity by Reporting Type: MISO_W
ReportingType | 2015 | 2020 | 2025 | 2030 | 2035 | 2040
FGD | 0 | 867.5 | 0 | 0 | 0 | 0
SNCR | 0 | 0 | 0 | 0 | 0 | 0
SCR | 963.16 | 350.53 | 0 | 0 | 0 | 0
ACI90 | 0 | 0 | 0 | 0 | 0 | 0
RPJ90 | 2652.36 | 6048.13 | 800 | 800 | 800 | 800
PCSEQ | 0 | 0 | 402.98 | 402.98 | 402.98 | 402.98
Retrofit Capacity by Reporting Type: MISO_WUMS
ReportingType | 2015 | 2020 | 2025 | 2030 | 2035 | 2040
FGD | 1135 | 333.1 | 0 | 0 | 0 | 0
SNCR | 0 | 0 | 0 | 0 | 0 | 0
SCR | 2778.6 | 615 | 411.65 | 411.65 | 411.65 | 411.65
ACI90 | 0 | 0 | 0 | 0 | 0 | 0
RPJ90 | 1740.23 | 870.15 | 537.06 | 537.1 | 537.13 | 537.15
PCSEQ | 0 | 0 | 127.58 | 184.71 | 367 | 418.82
Retrofit Capacity by Reporting Type: Nebraska
ReportingType | 2015 | 2020 | 2025 | 2030 | 2035 | 2040
FGD | 0 | 0 | 0 | 0 | 0 | 0
SNCR | 0 | 0 | 0 | 0 | 0 | 0
SCR | 0 | 0 | 0 | 0 | 0 | 0
ACI90 | 0 | 0 | 0 | 0 | 0 | 0
RPJ90 | 1364.4 | 682.2 | 682.2 | 682.2 | 682.2 | 682.2
PCSEQ | 0 | 245.8 | 245.8 | 245.8 | 245.8 | 245.8
Retrofit Capacity by Reporting Type: NEISO
ReportingType | 2015 | 2020 | 2025 | 2030 | 2035 | 2040
FGD | 320 | 0 | 0 | 0 | 0 | 0
SNCR | 0 | 0 | 0 | 0 | 0 | 0
SCR | 0 | 0 | 0 | 0 | 0 | 0
ACI90 | 0 | 0 | 0 | 0 | 0 | 0
RPJ90 | 870.93 | 0 | 0 | 0 | 0 | 0
PCSEQ | 0 | 0 | 0 | 0 | 0 | 0
Retrofit Capacity by Reporting Type: NonRTO_Midwest
ReportingType | 2015 | 2020 | 2025 | 2030 | 2035 | 2040
FGD | 1403 | 0 | 0 | 0 | 0 | 0
SNCR | 0 | 0 | 0 | 0 | 0 | 0
SCR | 1463.8 | 731.9 | 731.9 | 731.9 | 731.9 | 731.9
ACI90 | 0 | 0 | 0 | 0 | 0 | 0
RPJ90 | 0.05 | 3099.17 | 789.11 | 511.13 | 511.16 | 511.17
PCSEQ | 0 | 0 | 295.29 | 295.29 | 526.12 | 526.12
Retrofit Capacity by Reporting Type: NYISO_A-F
ReportingType | 2015 | 2020 | 2025 | 2030 | 2035 | 2040
FGD | 0 | 0 | 0 | 0 | 0 | 0
SNCR | 0 | 0 | 0 | 0 | 0 | 0
SCR | 0 | 0 | 0 | 0 | 0 | 0
ACI90 | 0 | 0 | 0 | 0 | 0 | 0
RPJ90 | 486.3 | 0 | 0 | 0 | 0 | 0
PCSEQ | 0 | 0 | 0 | 0 | 0 | 0
Retrofit Capacity by Reporting Type: NYISO_G-I
ReportingType | 2015 | 2020 | 2025 | 2030 | 2035 | 2040
FGD | 0 | 0 | 0 | 0 | 0 | 0
SNCR | 0 | 0 | 0 | 0 | 0 | 0
SCR | 0 | 0 | 0 | 0 | 0 | 0
ACI90 | 0 | 0 | 0 | 0 | 0 | 0
RPJ90 | 0 | 0 | 0 | 0 | 0 | 0
PCSEQ | 0 | 0 | 0 | 0 | 0 | 0
Retrofit Capacity by Reporting Type: NYISO_J-K
ReportingType | 2015 | 2020 | 2025 | 2030 | 2035 | 2040
FGD | 0 | 0 | 0 | 0 | 0 | 0
SNCR | 0 | 0 | 0 | 0 | 0 | 0
SCR | 0 | 0 | 0 | 0 | 0 | 0
ACI90 | 0 | 0 | 0 | 0 | 0 | 0
RPJ90 | 0 | 0 | 0 | 0 | 0 | 0
PCSEQ | 0 | 0 | 0 | 0 | 0 | 0
Retrofit Capacity by Reporting Type: PJM_E
ReportingType | 2015 | 2020 | 2025 | 2030 | 2035 | 2040
FGD | 0 | 0 | 0 | 0 | 0 | 0
SNCR | 0 | 0 | 0 | 0 | 0 | 0
SCR | 568 | 0 | 0 | 0 | 0 | 0
ACI90 | 0 | 0 | 0 | 0 | 0 | 0
RPJ90 | 1784.05 | 0.09 | 0.11 | 10.63 | 99.34 | 108.18
PCSEQ | 0 | 0 | 0 | 18.56 | 157.84 | 173.3
Retrofit Capacity by Reporting Type: PJM_ROM
ReportingType | 2015 | 2020 | 2025 | 2030 | 2035 | 2040
FGD | 0 | 0 | 0 | 0 | 0 | 0
SNCR | 0 | 0 | 0 | 0 | 0 | 0
SCR | 341 | 0 | 0 | 0 | 0 | 0
ACI90 | 0 | 0 | 0 | 0 | 0 | 0
RPJ90 | 1286 | 521 | 0 | 0 | 0 | 0
PCSEQ | 0 | 0 | 0 | 0 | 0 | 0
Retrofit Capacity by Reporting Type: PJM_ROR
ReportingType | 2015 | 2020 | 2025 | 2030 | 2035 | 2040
FGD | 0 | 0 | 0 | 0 | 0 | 0
SNCR | 0 | 0 | 0 | 0 | 0 | 0
SCR | 1800 | 0 | 0 | 0 | 0 | 0
ACI90 | 0 | 0 | 0 | 0 | 0 | 0
RPJ90 | 0.02 | 12741.03 | 2578.05 | 2578.05 | 2578.05 | 2578.05
PCSEQ | 0 | 0 | 80.86 | 660.88 | 1298.64 | 1298.64
Retrofit Capacity by Reporting Type: SOCO
ReportingType | 2015 | 2020 | 2025 | 2030 | 2035 | 2040
FGD | 4088.7 | 0 | 0 | 0 | 0 | 0
SNCR | 0 | 0 | 0 | 0 | 0 | 0
SCR | 3404.7 | 0 | 0 | 0 | 0 | 0
ACI90 | 0 | 0 | 0 | 0 | 0 | 0
RPJ90 | 6809.4 | 1523.42 | 1523.42 | 1523.42 | 1523.42 | 1523.42
PCSEQ | 0 | 0 | 893.21 | 893.21 | 893.21 | 893.21
Retrofit Capacity by Reporting Type: SPP_N
ReportingType | 2015 | 2020 | 2025 | 2030 | 2035 | 2040
FGD | 0 | 0 | 0 | 0 | 0 | 0
SNCR | 0 | 0 | 0 | 0 | 0 | 0
SCR | 0 | 0 | 0 | 0 | 0 | 0
ACI90 | 0 | 0 | 0 | 0 | 0 | 0
RPJ90 | 1302.02 | 1733.03 | 0 | 0 | 0 | 0
PCSEQ | 0 | 0 | 0 | 0 | 0 | 0
Retrofit Capacity by Reporting Type: SPP_S
ReportingType | 2015 | 2020 | 2025 | 2030 | 2035 | 2040
FGD | 0 | 1538.05 | 0 | 0 | 0 | 0
SNCR | 0 | 0 | 0 | 0 | 0 | 0
SCR | 0 | 0 | 0 | 0 | 0 | 0
ACI90 | 0 | 0 | 0 | 0 | 0 | 0
RPJ90 | 0 | 1538.05 | 0 | 0 | 0 | 0
PCSEQ | 0 | 0 | 0 | 0 | 0 | 0
Retrofit Capacity by Reporting Type: TVA
ReportingType | 2015 | 2020 | 2025 | 2030 | 2035 | 2040
FGD | 0 | 0 | 0 | 0 | 0 | 0
SNCR | 0 | 0 | 0 | 0 | 0 | 0
SCR | 0 | 0 | 0 | 0 | 0 | 0
ACI90 | 0 | 0 | 0 | 0 | 0 | 0
RPJ90 | 0 | 2886.05 | 0 | 0 | 0 | 0
PCSEQ | 0 | 0 | 0 | 0 | 0 | 0
Retrofit Capacity by Reporting Type: TVA_Transmission
ReportingType | 2015 | 2020 | 2025 | 2030 | 2035 | 2040
FGD | 0 | 0 | 0 | 0 | 0 | 0
SNCR | 0 | 0 | 0 | 0 | 0 | 0
SCR | 0 | 0 | 0 | 0 | 0 | 0
ACI90 | 0 | 0 | 0 | 0 | 0 | 0
RPJ90 | 0 | 0 | 0 | 0 | 0 | 0
PCSEQ | 0 | 0 | 0 | 0 | 0 | 0
Retrofit Capacity by Reporting Type: VACAR
ReportingType | 2015 | 2020 | 2025 | 2030 | 2035 | 2040
FGD | 0 | 0 | 0 | 0 | 0 | 0
SNCR | 0 | 0 | 0 | 0 | 0 | 0
SCR | 0 | 0 | 0 | 0 | 0 | 0
ACI90 | 0 | 0 | 0 | 0 | 0 | 0
RPJ90 | 0.05 | 1361.65 | 1160 | 1160 | 1160 | 1160
PCSEQ | 0 | 0 | 447.4 | 447.4 | 501.14 | 501.14
Retrofit Capacity by Reporting Type: IESO
ReportingType | 2015 | 2020 | 2025 | 2030 | 2035 | 2040
FGD | 0 | 0 | 0 | 0 | 0 | 0
SNCR | 0 | 0 | 0 | 0 | 0 | 0
SCR | 0 | 0 | 0 | 0 | 0 | 0
ACI90 | 0 | 0 | 0 | 0 | 0 | 0
RPJ90 | 0 | 0 | 0 | 0 | 0 | 0
PCSEQ | 0 | 0 | 0 | 0 | 0 | 0
Retrofit Capacity by Reporting Type: MAPP_CA
ReportingType | 2015 | 2020 | 2025 | 2030 | 2035 | 2040
FGD | 0 | 0 | 0 | 0 | 0 | 0
SNCR | 0 | 0 | 0 | 0 | 0 | 0
SCR | 0 | 0 | 0 | 0 | 0 | 0
ACI90 | 0 | 0 | 0 | 0 | 0 | 0
RPJ90 | 0 | 0 | 0 | 0 | 0 | 0
PCSEQ | 0 | 0 | 0 | 0 | 0 | 0
Retrofit Capacity by Reporting Type: AZ_NM_SNV_Coal
ReportingType | 2015 | 2020 | 2025 | 2030 | 2035 | 2040
FGD | 384 | 0 | 0 | 0 | 0 | 0
SNCR | 0 | 0 | 0 | 0 | 0 | 0
SCR | 800 | 0 | 0 | 0 | 0 | 0
ACI90 | 0 | 0 | 0 | 0 | 0 | 0
RPJ90 | 3286.02 | 5336.3 | 0 | 0 | 0 | 0
PCSEQ | 0 | 0 | 0 | 0 | 0 | 0
Retrofit Capacity by Reporting Type: AZ_NM_SNV_Gas
ReportingType | 2015 | 2020 | 2025 | 2030 | 2035 | 2040
FGD | 0 | 0 | 0 | 0 | 0 | 0
SNCR | 0 | 0 | 0 | 0 | 0 | 0
SCR | 0 | 0 | 0 | 0 | 0 | 0
ACI90 | 0 | 0 | 0 | 0 | 0 | 0
RPJ90 | 0 | 0 | 0 | 0 | 0 | 0
PCSEQ | 0 | 0 | 0 | 0 | 0 | 0
Retrofit Capacity by Reporting Type: AZ_NM_SNV_NucRenew
ReportingType | 2015 | 2020 | 2025 | 2030 | 2035 | 2040
FGD | 0 | 0 | 0 | 0 | 0 | 0
SNCR | 0 | 0 | 0 | 0 | 0 | 0
SCR | 0 | 0 | 0 | 0 | 0 | 0
ACI90 | 0 | 0 | 0 | 0 | 0 | 0
RPJ90 | 0 | 0 | 0 | 0 | 0 | 0
PCSEQ | 0 | 0 | 0 | 0 | 0 | 0
Retrofit Capacity by Reporting Type: ERCOT
ReportingType | 2015 | 2020 | 2025 | 2030 | 2035 | 2040
FGD | 0 | 0 | 0 | 0 | 0 | 0
SNCR | 0 | 0 | 0 | 0 | 0 | 0
SCR | 3515 | 1330 | 1330 | 1330 | 1330 | 1330
ACI90 | 0 | 0 | 0 | 0 | 0 | 0
RPJ90 | 7175.02 | 1890.03 | 1375.68 | 1417.19 | 1491.7 | 1491.71
PCSEQ | 0 | 0 | 410.86 | 878.98 | 1002.03 | 1002.03
Retrofit Capacity by Reporting Type: NP15
ReportingType | 2015 | 2020 | 2025 | 2030 | 2035 | 2040
FGD | 0 | 0 | 0 | 0 | 0 | 0
SNCR | 0 | 0 | 0 | 0 | 0 | 0
SCR | 0 | 0 | 0 | 0 | 0 | 0
ACI90 | 0 | 0 | 0 | 0 | 0 | 0
RPJ90 | 0 | 0 | 0 | 0 | 0 | 0
PCSEQ | 0 | 0 | 0 | 0 | 0 | 0
Retrofit Capacity by Reporting Type: NWPP_Coal
ReportingType | 2015 | 2020 | 2025 | 2030 | 2035 | 2040
FGD | 0 | 149.9 | 0 | 0 | 0 | 0
SNCR | 0 | 0 | 0 | 0 | 0 | 0
SCR | 0 | 0 | 0 | 0 | 0 | 0
ACI90 | 0 | 0 | 0 | 0 | 0 | 0
RPJ90 | 453.6 | 5278.7 | 226.8 | 226.8 | 226.8 | 226.8
PCSEQ | 0 | 0 | 226.8 | 226.8 | 226.8 | 226.8
Retrofit Capacity by Reporting Type: NWPP_Gas
ReportingType | 2015 | 2020 | 2025 | 2030 | 2035 | 2040
FGD | 0 | 0 | 0 | 0 | 0 | 0
SNCR | 0 | 0 | 0 | 0 | 0 | 0
SCR | 0 | 0 | 0 | 0 | 0 | 0
ACI90 | 0 | 0 | 0 | 0 | 0 | 0
RPJ90 | 0 | 0 | 0 | 0 | 0 | 0
PCSEQ | 0 | 0 | 0 | 0 | 0 | 0
Retrofit Capacity by Reporting Type: NWPP_NucRenew
ReportingType | 2015 | 2020 | 2025 | 2030 | 2035 | 2040
FGD | 0 | 0 | 0 | 0 | 0 | 0
SNCR | 0 | 0 | 0 | 0 | 0 | 0
SCR | 0 | 0 | 0 | 0 | 0 | 0
ACI90 | 0 | 0 | 0 | 0 | 0 | 0
RPJ90 | 0 | 0 | 0 | 0 | 0 | 0
PCSEQ | 0 | 0 | 0 | 0 | 0 | 0
Retrofit Capacity by Reporting Type: RMPA
ReportingType | 2015 | 2020 | 2025 | 2030 | 2035 | 2040
FGD | 0 | 375 | 0 | 0 | 0 | 0
SNCR | 0 | 0 | 0 | 0 | 0 | 0
SCR | 1554.6 | 777.3 | 777.3 | 777.3 | 777.3 | 777.3
ACI90 | 0 | 0 | 0 | 0 | 0 | 0
RPJ90 | 2874.6 | 4286.3 | 777.3 | 777.3 | 777.3 | 777.3
PCSEQ | 0 | 0 | 623.05 | 623.05 | 623.05 | 623.05
Retrofit Capacity by Reporting Type: SP15
ReportingType | 2015 | 2020 | 2025 | 2030 | 2035 | 2040
FGD | 0 | 0 | 0 | 0 | 0 | 0
SNCR | 0 | 0 | 0 | 0 | 0 | 0
SCR | 0 | 0 | 0 | 0 | 0 | 0
ACI90 | 0 | 0 | 0 | 0 | 0 | 0
RPJ90 | 0 | 101.2 | 0 | 0 | 0 | 0
PCSEQ | 0 | 0 | 0 | 0 | 0 | 0
Retrofit Capacity by Reporting Type: ALB
ReportingType | 2015 | 2020 | 2025 | 2030 | 2035 | 2040
FGD | 0 | 0 | 0 | 0 | 0 | 0
SNCR | 0 | 0 | 0 | 0 | 0 | 0
SCR | 0 | 0 | 0 | 0 | 0 | 0
ACI90 | 0 | 0 | 0 | 0 | 0 | 0
RPJ90 | 0 | 0 | 0 | 0 | 0 | 0
PCSEQ | 0 | 0 | 0 | 0 | 0 | 0
Retrofit Capacity by Reporting Type: BC
ReportingType | 2015 | 2020 | 2025 | 2030 | 2035 | 2040
FGD | 0 | 0 | 0 | 0 | 0 | 0
SNCR | 0 | 0 | 0 | 0 | 0 | 0
SCR | 0 | 0 | 0 | 0 | 0 | 0
ACI90 | 0 | 0 | 0 | 0 | 0 | 0
RPJ90 | 0 | 0 | 0 | 0 | 0 | 0
PCSEQ | 0 | 0 | 0 | 0 | 0 | 0
Retrofit Capacity by Reporting Type: HQ_IESO
ReportingType | 2015 | 2020 | 2025 | 2030 | 2035 | 2040
FGD | 0 | 0 | 0 | 0 | 0 | 0
SNCR | 0 | 0 | 0 | 0 | 0 | 0
SCR | 0 | 0 | 0 | 0 | 0 | 0
ACI90 | 0 | 0 | 0 | 0 | 0 | 0
RPJ90 | 0 | 0 | 0 | 0 | 0 | 0
PCSEQ | 0 | 0 | 0 | 0 | 0 | 0
Retrofit Capacity by Reporting Type: HQ_NEISO
ReportingType | 2015 | 2020 | 2025 | 2030 | 2035 | 2040
FGD | 0 | 0 | 0 | 0 | 0 | 0
SNCR | 0 | 0 | 0 | 0 | 0 | 0
SCR | 0 | 0 | 0 | 0 | 0 | 0
ACI90 | 0 | 0 | 0 | 0 | 0 | 0
RPJ90 | 0 | 0 | 0 | 0 | 0 | 0
PCSEQ | 0 | 0 | 0 | 0 | 0 | 0
Retrofit Capacity by Reporting Type: HQ_NY
ReportingType | 2015 | 2020 | 2025 | 2030 | 2035 | 2040
FGD | 0 | 0 | 0 | 0 | 0 | 0
SNCR | 0 | 0 | 0 | 0 | 0 | 0
SCR | 0 | 0 | 0 | 0 | 0 | 0
ACI90 | 0 | 0 | 0 | 0 | 0 | 0
RPJ90 | 0 | 0 | 0 | 0 | 0 | 0
PCSEQ | 0 | 0 | 0 | 0 | 0 | 0
Retrofit Capacity by Reporting Type: MARITIMES
ReportingType | 2015 | 2020 | 2025 | 2030 | 2035 | 2040
FGD | 0 | 0 | 0 | 0 | 0 | 0
SNCR | 0 | 0 | 0 | 0 | 0 | 0
SCR | 0 | 0 | 0 | 0 | 0 | 0
ACI90 | 0 | 0 | 0 | 0 | 0 | 0
RPJ90 | 0 | 0 | 0 | 0 | 0 | 0
PCSEQ | 0 | 0 | 0 | 0 | 0 | 0
Retrofit Capacity by Reporting Type: All
ReportingType | 2015 | 2020 | 2025 | 2030 | 2035 | 2040
FGD | 7551.7 | 4708.92 | 0 | 0 | 0 | 0
SNCR | 0 | 0 | 0 | 0 | 0 | 0
SCR | 19841.86 | 4004.73 | 3450.85 | 3450.85 | 3450.85 | 3450.85
ACI90 | 0 | 0 | 0 | 0 | 0 | 0
RPJ90 | 34360.09 | 62903.85 | 10449.82 | 10223.94 | 10387.23 | 10396.13
PCSEQ | 0 | 245.8 | 3768.63 | 4925.18 | 6345.36 | 6412.65
Retrofit Capacity by Reporting Type: EI_US
ReportingType | 2015 | 2020 | 2025 | 2030 | 2035 | 2040
FGD | 7167.7 | 4184.01 | 0 | 0 | 0 | 0
SNCR | 0 | 0 | 0 | 0 | 0 | 0
SCR | 13972.26 | 1897.43 | 1343.55 | 1343.55 | 1343.55 | 1343.55
ACI90 | 0 | 0 | 0 | 0 | 0 | 0
RPJ90 | 20570.85 | 46011.31 | 8070.04 | 7802.65 | 7891.43 | 7900.33
PCSEQ | 0 | 245.8 | 2507.92 | 3196.35 | 4493.48 | 4560.77
Retrofit Capacity by Reporting Type: EI_Canada
ReportingType | 2015 | 2020 | 2025 | 2030 | 2035 | 2040
FGD | 0 | 0 | 0 | 0 | 0 | 0
SNCR | 0 | 0 | 0 | 0 | 0 | 0
SCR | 0 | 0 | 0 | 0 | 0 | 0
ACI90 | 0 | 0 | 0 | 0 | 0 | 0
RPJ90 | 0 | 0 | 0 | 0 | 0 | 0
PCSEQ | 0 | 0 | 0 | 0 | 0 | 0
Retrofit Capacity by Reporting Type: EI
ReportingType | 2015 | 2020 | 2025 | 2030 | 2035 | 2040
FGD | 7167.7 | 4184.01 | 0 | 0 | 0 | 0
SNCR | 0 | 0 | 0 | 0 | 0 | 0
SCR | 13972.26 | 1897.43 | 1343.55 | 1343.55 | 1343.55 | 1343.55
ACI90 | 0 | 0 | 0 | 0 | 0 | 0
RPJ90 | 20570.85 | 46011.31 | 8070.04 | 7802.65 | 7891.43 | 7900.33
PCSEQ | 0 | 245.8 | 2507.92 | 3196.35 | 4493.48 | 4560.77
Retrofit Capacity by Reporting Type: Outside_EI
ReportingType | 2015 | 2020 | 2025 | 2030 | 2035 | 2040
FGD | 384 | 524.91 | 0 | 0 | 0 | 0
SNCR | 0 | 0 | 0 | 0 | 0 | 0
SCR | 5869.6 | 2107.3 | 2107.3 | 2107.3 | 2107.3 | 2107.3
ACI90 | 0 | 0 | 0 | 0 | 0 | 0
RPJ90 | 13789.24 | 16892.54 | 2379.78 | 2421.29 | 2495.8 | 2495.81
PCSEQ | 0 | 0 | 1260.72 | 1728.83 | 1851.88 | 1851.88
#7 | Reserve Margin (MW)
Reserve Margin Data: ALB
| 2015 | 2020 | 2025 | 2030 | 2035 | 2040
a. Peak Demand | 9504.39 | 9692.49 | 9884.31 | 10079.93 | 10279.42 | 10482.86
b. Peak Demand + Reserve Margin | 11215.18 | 11437.14 | 11663.49 | 11894.32 | 12129.72 | 12369.77
c. DR MW | 105.16 | 859.19 | 1729.13 | 1854.22 | 1988.37 | 2132.22
d. Capacity Credit | 11215.18 | 11437.14 | 11663.49 | 12100.9 | 12321.99 | 12552.05
Reserve Margin Data: BC
| 2015 | 2020 | 2025 | 2030 | 2035 | 2040
a. Peak Demand | 11620.49 | 11592.37 | 11564.31 | 11536.32 | 11508.4 | 11480.55
b. Peak Demand + Reserve Margin | 13712.18 | 13678.99 | 13645.88 | 13612.86 | 13579.91 | 13547.05
c. DR MW | 0.01 | 854.9 | 1793.56 | 1881.42 | 1973.6 | 2070.28
d. Capacity Credit | 13712.18 | 14567.06 | 15505.72 | 15388.59 | 15480.76 | 14814.58
Reserve Margin Data: ENT
| 2015 | 2020 | 2025 | 2030 | 2035 | 2040
a. Peak Demand | 29773.94 | 29775.57 | 28786.61 | 28009.74 | 27311.45 | 26628.88
b. Peak Demand + Reserve Margin | 33942.3 | 33944.14 | 32816.74 | 31931.1 | 31135.06 | 30356.92
c. DR MW | 301.55 | 3513.74 | 6909.7 | 7094.75 | 7284.77 | 7479.87
d. Capacity Credit | 33942.3 | 33944.14 | 32816.74 | 31931.1 | 31135.06 | 30356.92
Reserve Margin Data: ERCOT
| 2015 | 2020 | 2025 | 2030 | 2035 | 2040
a. Peak Demand | 67389.08 | 68890.64 | 67808.6 | 66454.97 | 65281.06 | 64116.15
b. Peak Demand + Reserve Margin | 75812.71 | 77501.97 | 76284.67 | 74761.84 | 73441.19 | 72130.67
c. DR MW | 740.81 | 9024.12 | 17912.11 | 18461.03 | 19072.37 | 19700.55
d. Capacity Credit | 75812.71 | 77501.97 | 76284.67 | 74761.84 | 73441.19 | 73747.12
Reserve Margin Data: FRCC
| 2015 | 2020 | 2025 | 2030 | 2035 | 2040
a. Peak Demand | 47364.25 | 49037.48 | 49566.58 | 50129.62 | 50701.64 | 51280.2
b. Peak Demand + Reserve Margin | 54942.54 | 56883.48 | 57497.23 | 58150.35 | 58813.91 | 59485.03
c. DR MW | 2734.45 | 8753.57 | 15718.02 | 16717 | 17779.48 | 18909.49
d. Capacity Credit | 54942.54 | 56883.48 | 61131.46 | 64108.15 | 62231.58 | 64529.66
Reserve Margin Data: IESO
| 2015 | 2020 | 2025 | 2030 | 2035 | 2040
a. Peak Demand | 22355.95 | 21033.53 | 20692.08 | 20356.18 | 20025.72 | 19700.64
b. Peak Demand + Reserve Margin | 26156.46 | 24609.23 | 24209.74 | 23816.73 | 23430.1 | 23049.74
c. DR MW | 1958.79 | 2997.9 | 4266.86 | 4413.92 | 4566.04 | 4723.42
d. Capacity Credit | 26708.65 | 27747.76 | 29016.72 | 29164.28 | 27848.23 | 26465.6
Reserve Margin Data: MAPP_CA
| 2015 | 2020 | 2025 | 2030 | 2035 | 2040
a. Peak Demand | 8317.8 | 8505.61 | 8409.18 | 8313.83 | 8219.57 | 8126.37
b. Peak Demand + Reserve Margin | 9315.94 | 9526.29 | 9418.28 | 9311.49 | 9205.91 | 9101.54
c. DR MW | 89.5 | 733.23 | 1430.58 | 1487.25 | 1546.17 | 1607.42
d. Capacity Credit | 9315.94 | 9526.29 | 10634.77 | 11315.39 | 11341.04 | 10927.11
Reserve Margin Data: MAPP_US
| 2015 | 2020 | 2025 | 2030 | 2035 | 2040
a. Peak Demand | 5403.76 | 5418.99 | 5348.44 | 5279.91 | 5217.19 | 5155.05
b. Peak Demand + Reserve Margin | 6160.29 | 6177.65 | 6097.23 | 6019.1 | 5947.59 | 5876.75
c. DR MW | 59 | 474.48 | 925.75 | 962.42 | 1000.54 | 1040.18
d. Capacity Credit | 6160.29 | 6177.65 | 6097.23 | 6098.07 | 5947.59 | 5876.75
Reserve Margin Data: NEISO
| 2015 | 2020 | 2025 | 2030 | 2035 | 2040
a. Peak Demand | 26477.39 | 25443.48 | 24228.36 | 23158.18 | 22111.85 | 21110.05
b. Peak Demand + Reserve Margin | 30713.77 | 29514.44 | 28104.9 | 26863.49 | 25649.74 | 24487.65
c. DR MW | 3092.4 | 4629.65 | 6244.93 | 6284.97 | 6321.45 | 6358.14
d. Capacity Credit | 30713.77 | 29514.44 | 28104.9 | 27690.93 | 26756.46 | 24487.65
Reserve Margin Data: NonRTO_Midwest
| 2015 | 2020 | 2025 | 2030 | 2035 | 2040
a. Peak Demand | 11090.83 | 11340.24 | 11030.13 | 10745.75 | 10469.44 | 10200.15
b. Peak Demand + Reserve Margin | 12643.54 | 12927.88 | 12574.35 | 12250.15 | 11935.16 | 11628.17
c. DR MW | 193.98 | 1268.97 | 2399.43 | 2458.79 | 2519.62 | 2581.96
d. Capacity Credit | 12643.54 | 12927.88 | 12574.35 | 12250.15 | 11935.16 | 11628.17
Reserve Margin Data: NYISO_J-K
| 2015 | 2020 | 2025 | 2030 | 2035 | 2040
a. Peak Demand | 15010.21 | 15230.77 | 15126.67 | 15018.93 | 14909.62 | 14799.63
b. Peak Demand + Reserve Margin | 13809.39 | 14012.31 | 13916.54 | 13817.42 | 13716.85 | 13615.66
c. DR MW | 1319.07 | 2179.58 | 3133.08 | 3273.39 | 3419.97 | 3573.13
d. Capacity Credit | 14120.62 | 14107.47 | 13916.54 | 13817.42 | 14013.5 | 13615.66
Reserve Margin Data: PJM_E
| 2015 | 2020 | 2025 | 2030 | 2035 | 2040
a. Peak Demand | 29204.23 | 26014.15 | 25527.86 | 25080.6 | 24637.86 | 24200.84
b. Peak Demand + Reserve Margin | 28561.73 | 25441.84 | 24966.25 | 24528.82 | 24095.83 | 23668.42
c. DR MW | 1256.73 | 3300.66 | 5661.07 | 5853.27 | 6052 | 6257.48
d. Capacity Credit | 33870.55 | 32373.69 | 33850.31 | 32493.9 | 29013.61 | 26457.02
Reserve Margin Data: RMPA
| 2015 | 2020 | 2025 | 2030 | 2035 | 2040
a. Peak Demand | 12564.68 | 12865.09 | 13028.61 | 13195.21 | 13361.48 | 13530.22
b. Peak Demand + Reserve Margin | 14323.74 | 14666.2 | 14852.61 | 15042.54 | 15232.08 | 15424.45
c. DR MW | 486.05 | 1538.39 | 2754.45 | 2933.81 | 3124.47 | 3327.63
d. Capacity Credit | 14323.74 | 14666.2 | 14852.61 | 15042.54 | 15232.08 | 15424.45
Reserve Margin Data: SOCO
| 2015 | 2020 | 2025 | 2030 | 2035 | 2040
a. Peak Demand | 50736.3 | 52736.32 | 51988.21 | 51444.98 | 50923.33 | 50406.73
b. Peak Demand + Reserve Margin | 57839.39 | 60119.41 | 59266.56 | 58647.27 | 58052.59 | 57463.68
c. DR MW | 2570.49 | 8503.26 | 14981.06 | 15597.7 | 16239.72 | 16908.17
d. Capacity Credit | 57839.39 | 60119.41 | 65148.1 | 63601.55 | 63172.62 | 63345.47
Reserve Margin Data: TVA
| 2015 | 2020 | 2025 | 2030 | 2035 | 2040
a. Peak Demand | 33468.83 | 34733.36 | 33784.86 | 32914.01 | 32067.83 | 31243.17
b. Peak Demand + Reserve Margin | 38489.15 | 39943.36 | 38852.59 | 37851.11 | 36878.01 | 35929.65
c. DR MW | 1805 | 5910.76 | 10233.53 | 10486.72 | 10746.17 | 11012.05
d. Capacity Credit | 38489.15 | 39943.36 | 38852.59 | 37851.11 | 36878.01 | 35929.65
Reserve Margin Data: VACAR
| 2015 | 2020 | 2025 | 2030 | 2035 | 2040
a. Peak Demand | 47198 | 48355.94 | 48143.46 | 48009.73 | 47885.92 | 47762.38
b. Peak Demand + Reserve Margin | 53805.72 | 55125.77 | 54883.54 | 54731.1 | 54589.95 | 54449.12
c. DR MW | 2339.28 | 8044.92 | 14413.67 | 15118.93 | 15858.71 | 16634.69
d. Capacity Credit | 53805.72 | 55125.77 | 57124.78 | 56785.73 | 60850.75 | 56706.36
Reserve Margin Data: AZ_NM_SNV
| 2015 | 2020 | 2025 | 2030 | 2035 | 2040
a. Peak Demand | 26224.52 | 27488.85 | 27883.57 | 28321.89 | 28716.72 | 29139.68
b. Peak Demand + Reserve Margin | 30341.78 | 31804.6 | 32261.29 | 32768.43 | 33225.24 | 33714.61
c. DR MW | 334.55 | 4978.39 | 10255.53 | 10954.94 | 11682.53 | 12468.15
d. Capacity Credit | 30341.78 | 31804.6 | 32581.21 | 33029.73 | 33225.24 | 33714.61
Reserve Margin Data: CA
| 2015 | 2020 | 2025 | 2030 | 2035 | 2040
a. Peak Demand | 59504.87 | 60091.58 | 59621.4 | 59889.72 | 59870.35 | 59790.78
b. Peak Demand + Reserve Margin | 69382.68 | 70066.79 | 69518.55 | 69831.42 | 69808.83 | 69716.05
c. DR MW | 4441.2 | 8447.25 | 13020.32 | 13761.4 | 14476.98 | 15215.38
d. Capacity Credit | 69382.68 | 70066.79 | 69518.55 | 69831.42 | 69808.83 | 69716.05
Reserve Margin Data: MISO
| 2015 | 2020 | 2025 | 2030 | 2035 | 2040
a. Peak Demand | 94499.72 | 94149.96 | 92514.17 | 90849.76 | 89532.1 | 88223.29
b. Peak Demand + Reserve Margin | 110942.67 | 110532.06 | 108611.63 | 106657.62 | 105110.68 | 103574.14
c. DR MW | 6024.78 | 12541.66 | 19845.46 | 20596.76 | 21376.83 | 22186.8
d. Capacity Credit | 110942.67 | 110532.05 | 108611.63 | 107580.29 | 105110.68 | 103574.14
Reserve Margin Data: NWPP
| 2015 | 2020 | 2025 | 2030 | 2035 | 2040
a. Peak Demand | 38318.64 | 37847.72 | 37362.27 | 37322.95 | 37185.68 | 37002.64
b. Peak Demand + Reserve Margin | 45216 | 44660.31 | 44087.48 | 44041.08 | 43879.1 | 43663.11
c. DR MW | 0.01 | 3079.15 | 6423.28 | 6754.06 | 7085.45 | 7424.53
d. Capacity Credit | 49137.39 | 51180.61 | 51767.78 | 54075.88 | 54592.27 | 55108.49
Reserve Margin Data: NYISO
| 2015 | 2020 | 2025 | 2030 | 2035 | 2040
a. Peak Demand | 29137.84 | 29335.39 | 28891.35 | 28491.23 | 28093.8 | 27700.76
b. Peak Demand + Reserve Margin | 33945.58 | 34175.73 | 33658.42 | 33192.29 | 32729.27 | 32271.39
c. DR MW | 2565.83 | 4208.04 | 6009.12 | 6237.34 | 6474.71 | 6721.61
d. Capacity Credit | 33945.58 | 34175.73 | 33970.87 | 33525.74 | 33057.74 | 32838.53
Reserve Margin Data: NYISO_G-I_J-K
| 2015 | 2020 | 2025 | 2030 | 2035 | 2040
a. Peak Demand | 18862.3 | 19071.7 | 18923.82 | 18782.4 | 18639.15 | 18495.19
b. Peak Demand + Reserve Margin | 17919.18 | 18118.12 | 17977.63 | 17843.28 | 17707.19 | 17570.43
c. DR MW | 1658.63 | 2731.23 | 3924.89 | 4099.42 | 4281.71 | 4472.12
d. Capacity Credit | 17919.18 | 18118.12 | 18080.34 | 18134.78 | 17707.19 | 18922.68
Reserve Margin Data: PJM
| 2015 | 2020 | 2025 | 2030 | 2035 | 2040
a. Peak Demand | 150313.18 | 140738.81 | 137854.36 | 135089.2 | 132475.69 | 129904.73
b. Peak Demand + Reserve Margin | 173311.09 | 162271.84 | 158946.08 | 155757.85 | 152744.47 | 149780.15
c. DR MW | 6888.69 | 18166.26 | 30760.76 | 31749.7 | 32770.51 | 33824.21
d. Capacity Credit | 173311.09 | 162271.84 | 158946.08 | 155757.85 | 152744.47 | 149780.15
Reserve Margin Data: SPP
| 2015 | 2020 | 2025 | 2030 | 2035 | 2040
a. Peak Demand | 54478.98 | 55308.09 | 54396.59 | 53604.83 | 52865.84 | 52138.12
b. Peak Demand + Reserve Margin | 61888.12 | 62829.99 | 61794.53 | 60895.08 | 60055.59 | 59228.9
c. DR MW | 1132.21 | 6734.34 | 12766.88 | 13243.48 | 13738.36 | 14252.24
d. Capacity Credit | 61888.12 | 62829.99 | 61794.52 | 60895.08 | 60055.59 | 59228.9

## Transmission
$/MW
[8 empty] | Transfer |  | $/MWh | $/MWh | Wheel+ | $/MWh
Year | Line | From | To | EI Internal/External | Season | Block | Duration | Limit | MW flow | From price | To price | Friction | Shadow Price
2015 | ENT_2_MISO_MO-IL | ENT | MISO_MO-IL | Internal | Shoulder | B11 | 25 | 2260 | 0 | 84.72 | 76.76 | 8 | 0
2015 | ENT_2_MISO_MO-IL | ENT | MISO_MO-IL | Internal | Shoulder | B12 | 200 | 2260 | 0 | 59.84 | 62.39 | 8 | 0
2015 | ENT_2_MISO_MO-IL | ENT | MISO_MO-IL | Internal | Shoulder | B13 | 600 | 2260 | 0 | 59.4 | 57.62 | 8 | 0
2015 | ENT_2_MISO_MO-IL | ENT | MISO_MO-IL | Internal | Shoulder | B14 | 900 | 2260 | 0 | 59.4 | 55.8 | 8 | 0
2015 | ENT_2_MISO_MO-IL | ENT | MISO_MO-IL | Internal | Shoulder | B15 | 1203 | 2260 | 0 | 57.43 | 54.98 | 8 | 0
2015 | ENT_2_MISO_MO-IL | ENT | MISO_MO-IL | Internal | Summer | B1 | 10 | 2260 | 0 | 91.67 | 91.67 | 8 | 0
2015 | ENT_2_MISO_MO-IL | ENT | MISO_MO-IL | Internal | Summer | B2 | 25 | 2260 | 0 | 89.77 | 88.64 | 8 | 0
2015 | ENT_2_MISO_MO-IL | ENT | MISO_MO-IL | Internal | Summer | B3 | 75 | 2260 | 0 | 89.77 | 88.53 | 8 | 0
2015 | ENT_2_MISO_MO-IL | ENT | MISO_MO-IL | Internal | Summer | B4 | 100 | 2260 | 0 | 86.1 | 86.54 | 8 | 0
2015 | ENT_2_MISO_MO-IL | ENT | MISO_MO-IL | Internal | Summer | B5 | 200 | 2260 | 0 | 82.95 | 74.95 | 8 | 0
2015 | ENT_2_MISO_MO-IL | ENT | MISO_MO-IL | Internal | Summer | B6 | 300 | 2260 | 0 | 69.83 | 62.84 | 8 | 0
2015 | ENT_2_MISO_MO-IL | ENT | MISO_MO-IL | Internal | Summer | B7 | 400 | 2260 | 0 | 58.62 | 55.59 | 8 | 0
2015 | ENT_2_MISO_MO-IL | ENT | MISO_MO-IL | Internal | Summer | B8 | 500 | 2260 | 0 | 58.62 | 53.89 | 8 | 0
2015 | ENT_2_MISO_MO-IL | ENT | MISO_MO-IL | Internal | Summer | B9 | 800 | 2260 | 0 | 58.19 | 53.09 | 8 | 0
2015 | ENT_2_MISO_MO-IL | ENT | MISO_MO-IL | Internal | Summer | B10 | 1262 | 2260 | 0 | 56.26 | 52.1 | 8 | 0
2015 | ENT_2_MISO_MO-IL | ENT | MISO_MO-IL | Internal | Winter | B16 | 25 | 2260 | 0 | 74.89 | 74.89 | 8 | 0
2015 | ENT_2_MISO_MO-IL | ENT | MISO_MO-IL | Internal | Winter | B17 | 100 | 2260 | 0 | 61.82 | 65.67 | 8 | 0
2015 | ENT_2_MISO_MO-IL | ENT | MISO_MO-IL | Internal | Winter | B18 | 400 | 2260 | 0 | 61.82 | 58.79 | 8 | 0
2015 | ENT_2_MISO_MO-IL | ENT | MISO_MO-IL | Internal | Winter | B19 | 700 | 2260 | 0 | 61.02 | 57.86 | 8 | 0
2015 | ENT_2_MISO_MO-IL | ENT | MISO_MO-IL | Internal | Winter | B20 | 935 | 2260 | 0 | 59.76 | 53.66 | 8 | 0
2015 | ENT_2_SOCO | ENT | SOCO | Internal | Shoulder | B11 | 25 | 2000 | 0 | 84.72 | 89.76 | 8 | 0
2015 | ENT_2_SOCO | ENT | SOCO | Internal | Shoulder | B12 | 200 | 2000 | 0 | 59.84 | 62.58 | 8 | 0
2015 | ENT_2_SOCO | ENT | SOCO | Internal | Shoulder | B13 | 600 | 2000 | 0 | 59.4 | 59.66 | 8 | 0
2015 | ENT_2_SOCO | ENT | SOCO | Internal | Shoulder | B14 | 900 | 2000 | 0 | 59.4 | 59.66 | 8 | 0
2015 | ENT_2_SOCO | ENT | SOCO | Internal | Shoulder | B15 | 1203 | 2000 | 0 | 57.43 | 59.66 | 8 | 0
2015 | ENT_2_SOCO | ENT | SOCO | Internal | Summer | B1 | 10 | 2000 | 20.93 | 91.67 | 99.67 | 8 | 0
2015 | ENT_2_SOCO | ENT | SOCO | Internal | Summer | B2 | 25 | 2000 | 656.53 | 89.77 | 97.77 | 8 | 0
2015 | ENT_2_SOCO | ENT | SOCO | Internal | Summer | B3 | 75 | 2000 | 1911.77 | 89.77 | 97.77 | 8 | 0
2015 | ENT_2_SOCO | ENT | SOCO | Internal | Summer | B4 | 100 | 2000 | 2000 | 86.1 | 97.77 | 8 | 3.67
2015 | ENT_2_SOCO | ENT | SOCO | Internal | Summer | B5 | 200 | 2000 | 2000 | 82.95 | 91 | 8 | 0.06
2015 | ENT_2_SOCO | ENT | SOCO | Internal | Summer | B6 | 300 | 2000 | 1757.89 | 69.83 | 77.83 | 8 | 0
2015 | ENT_2_SOCO | ENT | SOCO | Internal | Summer | B7 | 400 | 2000 | 2000 | 58.62 | 67.56 | 8 | 0.94
2015 | ENT_2_SOCO | ENT | SOCO | Internal | Summer | B8 | 500 | 2000 | 816.11 | 58.62 | 66.62 | 8 | 0
2015 | ENT_2_SOCO | ENT | SOCO | Internal | Summer | B9 | 800 | 2000 | 0 | 58.19 | 60.6 | 8 | 0
2015 | ENT_2_SOCO | ENT | SOCO | Internal | Summer | B10 | 1262 | 2000 | 0 | 56.26 | 58.49 | 8 | 0
2015 | ENT_2_SOCO | ENT | SOCO | Internal | Winter | B16 | 25 | 2000 | 2000 | 74.89 | 83.94 | 8 | 1.04
2015 | ENT_2_SOCO | ENT | SOCO | Internal | Winter | B17 | 100 | 2000 | 0 | 61.82 | 66.43 | 8 | 0
2015 | ENT_2_SOCO | ENT | SOCO | Internal | Winter | B18 | 400 | 2000 | 0 | 61.82 | 62.04 | 8 | 0
2015 | ENT_2_SOCO | ENT | SOCO | Internal | Winter | B19 | 700 | 2000 | 0 | 61.02 | 62.04 | 8 | 0
2015 | ENT_2_SOCO | ENT | SOCO | Internal | Winter | B20 | 935 | 2000 | 0 | 59.76 | 62.04 | 8 | 0
2015 | ENT_2_TVA_Transmission | ENT | TVA_Transmission | Internal | Shoulder | B11 | 25 | 2100 | 0 | 84.72 | 80.76 | 8 | 0
2015 | ENT_2_TVA_Transmission | ENT | TVA_Transmission | Internal | Shoulder | B12 | 200 | 2100 | 0 | 59.84 | 65.06 | 8 | 0
2015 | ENT_2_TVA_Transmission | ENT | TVA_Transmission | Internal | Shoulder | B13 | 600 | 2100 | 0 | 59.4 | 62.38 | 8 | 0
2015 | ENT_2_TVA_Transmission | ENT | TVA_Transmission | Internal | Shoulder | B14 | 900 | 2100 | 0 | 59.4 | 61.32 | 8 | 0
2015 | ENT_2_TVA_Transmission | ENT | TVA_Transmission | Internal | Shoulder | B15 | 1203 | 2100 | 0 | 57.43 | 60.24 | 8 | 0
2015 | ENT_2_TVA_Transmission | ENT | TVA_Transmission | Internal | Summer | B1 | 10 | 2100 | 399.07 | 91.67 | 99.67 | 8 | 0
2015 | ENT_2_TVA_Transmission | ENT | TVA_Transmission | Internal | Summer | B2 | 25 | 2100 | 0 | 89.77 | 96.16 | 8 | 0
2015 | ENT_2_TVA_Transmission | ENT | TVA_Transmission | Internal | Summer | B3 | 75 | 2100 | 0 | 89.77 | 95.41 | 8 | 0
2015 | ENT_2_TVA_Transmission | ENT | TVA_Transmission | Internal | Summer | B4 | 100 | 2100 | 0 | 86.1 | 90.54 | 8 | 0
2015 | ENT_2_TVA_Transmission | ENT | TVA_Transmission | Internal | Summer | B5 | 200 | 2100 | 0 | 82.95 | 82.44 | 8 | 0
2015 | ENT_2_TVA_Transmission | ENT | TVA_Transmission | Internal | Summer | B6 | 300 | 2100 | 0 | 69.83 | 69.58 | 8 | 0
2015 | ENT_2_TVA_Transmission | ENT | TVA_Transmission | Internal | Summer | B7 | 400 | 2100 | 0 | 58.62 | 60.85 | 8 | 0
2015 | ENT_2_TVA_Transmission | ENT | TVA_Transmission | Internal | Summer | B8 | 500 | 2100 | 0 | 58.62 | 59.9 | 8 | 0
2015 | ENT_2_TVA_Transmission | ENT | TVA_Transmission | Internal | Summer | B9 | 800 | 2100 | 0 | 58.19 | 58.93 | 8 | 0
2015 | ENT_2_TVA_Transmission | ENT | TVA_Transmission | Internal | Summer | B10 | 1262 | 2100 | 0 | 56.26 | 56.72 | 8 | 0
2015 | ENT_2_TVA_Transmission | ENT | TVA_Transmission | Internal | Winter | B16 | 25 | 2100 | 196.73 | 74.89 | 82.89 | 8 | 0
2015 | ENT_2_TVA_Transmission | ENT | TVA_Transmission | Internal | Winter | B17 | 100 | 2100 | 0 | 61.82 | 68.04 | 8 | 0
2015 | ENT_2_TVA_Transmission | ENT | TVA_Transmission | Internal | Winter | B18 | 400 | 2100 | 0 | 61.82 | 63.79 | 8 | 0
2015 | ENT_2_TVA_Transmission | ENT | TVA_Transmission | Internal | Winter | B19 | 700 | 2100 | 0 | 61.02 | 62.7 | 8 | 0
2015 | ENT_2_TVA_Transmission | ENT | TVA_Transmission | Internal | Winter | B20 | 935 | 2100 | 0 | 59.76 | 61.18 | 8 | 0
2015 | FRCC_2_SOCO | FRCC | SOCO | Internal | Shoulder | B11 | 25 | 900 | 0 | 99.76 | 89.76 | 8 | 0
2015 | FRCC_2_SOCO | FRCC | SOCO | Internal | Shoulder | B12 | 200 | 900 | 0 | 66.84 | 62.58 | 8 | 0
2015 | FRCC_2_SOCO | FRCC | SOCO | Internal | Shoulder | B13 | 600 | 900 | 0 | 65.33 | 59.66 | 8 | 0
2015 | FRCC_2_SOCO | FRCC | SOCO | Internal | Shoulder | B14 | 900 | 900 | 0 | 64.06 | 59.66 | 8 | 0
2015 | FRCC_2_SOCO | FRCC | SOCO | Internal | Shoulder | B15 | 1203 | 900 | 0 | 64.06 | 59.66 | 8 | 0
2015 | FRCC_2_SOCO | FRCC | SOCO | Internal | Summer | B1 | 10 | 900 | 0 | 103.77 | 99.67 | 8 | 0
2015 | FRCC_2_SOCO | FRCC | SOCO | Internal | Summer | B2 | 25 | 900 | 0 | 103.77 | 97.77 | 8 | 0
2015 | FRCC_2_SOCO | FRCC | SOCO | Internal | Summer | B3 | 75 | 900 | 0 | 103.77 | 97.77 | 8 | 0
2015 | FRCC_2_SOCO | FRCC | SOCO | Internal | Summer | B4 | 100 | 900 | 0 | 103.77 | 97.77 | 8 | 0
2015 | FRCC_2_SOCO | FRCC | SOCO | Internal | Summer | B5 | 200 | 900 | 0 | 101 | 91 | 8 | 0
2015 | FRCC_2_SOCO | FRCC | SOCO | Internal | Summer | B6 | 300 | 900 | 0 | 87.83 | 77.83 | 8 | 0
2015 | FRCC_2_SOCO | FRCC | SOCO | Internal | Summer | B7 | 400 | 900 | 0 | 75.42 | 67.56 | 8 | 0
2015 | FRCC_2_SOCO | FRCC | SOCO | Internal | Summer | B8 | 500 | 900 | 0 | 66.14 | 66.62 | 8 | 0
2015 | FRCC_2_SOCO | FRCC | SOCO | Internal | Summer | B9 | 800 | 900 | 0 | 63.4 | 60.6 | 8 | 0
2015 | FRCC_2_SOCO | FRCC | SOCO | Internal | Summer | B10 | 1262 | 900 | 0 | 63.4 | 58.49 | 8 | 0
2015 | FRCC_2_SOCO | FRCC | SOCO | Internal | Winter | B16 | 25 | 900 | 0 | 93.57 | 83.94 | 8 | 0
2015 | FRCC_2_SOCO | FRCC | SOCO | Internal | Winter | B17 | 100 | 900 | 0 | 68.96 | 66.43 | 8 | 0
2015 | FRCC_2_SOCO | FRCC | SOCO | Internal | Winter | B18 | 400 | 900 | 0 | 66.09 | 62.04 | 8 | 0
2015 | FRCC_2_SOCO | FRCC | SOCO | Internal | Winter | B19 | 700 | 900 | 0 | 66.09 | 62.04 | 8 | 0
2015 | FRCC_2_SOCO | FRCC | SOCO | Internal | Winter | B20 | 935 | 900 | 0 | 66.09 | 62.04 | 8 | 0
2015 | HQ_NEISO_2_NEISO | HQ_NEISO | NEISO | Internal | Shoulder | B11 | 25 | 99999 | 2920 | 55.75 | 55.76 | 0.01 | 0
2015 | HQ_NEISO_2_NEISO | HQ_NEISO | NEISO | Internal | Shoulder | B12 | 200 | 99999 | 2920 | 55.75 | 55.76 | 0.01 | 0
2015 | HQ_NEISO_2_NEISO | HQ_NEISO | NEISO | Internal | Shoulder | B13 | 600 | 99999 | 2920 | 55.75 | 55.76 | 0.01 | 0
2015 | HQ_NEISO_2_NEISO | HQ_NEISO | NEISO | Internal | Shoulder | B14 | 900 | 99999 | 2920 | 55.75 | 55.76 | 0.01 | 0
2015 | HQ_NEISO_2_NEISO | HQ_NEISO | NEISO | Internal | Shoulder | B15 | 1203 | 99999 | 1143.24 | 55.75 | 55.76 | 0.01 | 0
2015 | HQ_NEISO_2_NEISO | HQ_NEISO | NEISO | Internal | Summer | B1 | 10 | 99999 | 2920.1 | 96.68 | 96.69 | 0.01 | 0
2015 | HQ_NEISO_2_NEISO | HQ_NEISO | NEISO | Internal | Summer | B2 | 25 | 99999 | 2920 | 80.96 | 80.97 | 0.01 | 0
2015 | HQ_NEISO_2_NEISO | HQ_NEISO | NEISO | Internal | Summer | B3 | 75 | 99999 | 2920 | 76.45 | 76.46 | 0.01 | 0
2015 | HQ_NEISO_2_NEISO | HQ_NEISO | NEISO | Internal | Summer | B4 | 100 | 99999 | 2920 | 72.93 | 72.94 | 0.01 | 0
2015 | HQ_NEISO_2_NEISO | HQ_NEISO | NEISO | Internal | Summer | B5 | 200 | 99999 | 2920 | 53.05 | 53.06 | 0.01 | 0
2015 | HQ_NEISO_2_NEISO | HQ_NEISO | NEISO | Internal | Summer | B6 | 300 | 99999 | 2920 | 53.05 | 53.06 | 0.01 | 0
2015 | HQ_NEISO_2_NEISO | HQ_NEISO | NEISO | Internal | Summer | B7 | 400 | 99999 | 2920 | 53.05 | 53.06 | 0.01 | 0
2015 | HQ_NEISO_2_NEISO | HQ_NEISO | NEISO | Internal | Summer | B8 | 500 | 99999 | 2920 | 53.05 | 53.06 | 0.01 | 0
2015 | HQ_NEISO_2_NEISO | HQ_NEISO | NEISO | Internal | Summer | B9 | 800 | 99999 | 2920 | 53.05 | 53.06 | 0.01 | 0
2015 | HQ_NEISO_2_NEISO | HQ_NEISO | NEISO | Internal | Summer | B10 | 1262 | 99999 | 795.94 | 53.05 | 53.06 | 0.01 | 0
2015 | HQ_NEISO_2_NEISO | HQ_NEISO | NEISO | Internal | Winter | B16 | 25 | 99999 | 2920 | 64.14 | 64.15 | 0.01 | 0
2015 | HQ_NEISO_2_NEISO | HQ_NEISO | NEISO | Internal | Winter | B17 | 100 | 99999 | 2920 | 64.14 | 64.15 | 0.01 | 0
2015 | HQ_NEISO_2_NEISO | HQ_NEISO | NEISO | Internal | Winter | B18 | 400 | 99999 | 2920 | 64.14 | 64.15 | 0.01 | 0
2015 | HQ_NEISO_2_NEISO | HQ_NEISO | NEISO | Internal | Winter | B19 | 700 | 99999 | 2920 | 64.14 | 64.15 | 0.01 | 0
2015 | HQ_NEISO_2_NEISO | HQ_NEISO | NEISO | Internal | Winter | B20 | 935 | 99999 | 1233.58 | 64.14 | 64.15 | 0.01 | 0
2015 | HQ_NY_2_NYISO_A-F | HQ_NY | NYISO_A-F | Internal | Shoulder | B11 | 25 | 99999 | 1000 | 60.45 | 60.47 | 0.01 | 0
2015 | HQ_NY_2_NYISO_A-F | HQ_NY | NYISO_A-F | Internal | Shoulder | B12 | 200 | 99999 | 1000 | 58.74 | 58.75 | 0.01 | 0
2015 | HQ_NY_2_NYISO_A-F | HQ_NY | NYISO_A-F | Internal | Shoulder | B13 | 600 | 99999 | 1000 | 57.74 | 57.76 | 0.01 | 0
2015 | HQ_NY_2_NYISO_A-F | HQ_NY | NYISO_A-F | Internal | Shoulder | B14 | 900 | 99999 | 1000 | 56.81 | 56.82 | 0.01 | 0
2015 | HQ_NY_2_NYISO_A-F | HQ_NY | NYISO_A-F | Internal | Shoulder | B15 | 1203 | 99999 | 188.69 | 56.81 | 56.82 | 0.01 | 0
2015 | HQ_NY_2_NYISO_A-F | HQ_NY | NYISO_A-F | Internal | Summer | B1 | 10 | 99999 | 1000.1 | 91.66 | 91.67 | 0.01 | 0
2015 | HQ_NY_2_NYISO_A-F | HQ_NY | NYISO_A-F | Internal | Summer | B2 | 25 | 99999 | 1000.1 | 83.94 | 83.95 | 0.01 | 0
2015 | HQ_NY_2_NYISO_A-F | HQ_NY | NYISO_A-F | Internal | Summer | B3 | 75 | 99999 | 1000 | 79.45 | 79.46 | 0.01 | 0
2015 | HQ_NY_2_NYISO_A-F | HQ_NY | NYISO_A-F | Internal | Summer | B4 | 100 | 99999 | 1000 | 75.93 | 75.94 | 0.01 | 0
2015 | HQ_NY_2_NYISO_A-F | HQ_NY | NYISO_A-F | Internal | Summer | B5 | 200 | 99999 | 1000 | 68.92 | 68.93 | 0.01 | 0
2015 | HQ_NY_2_NYISO_A-F | HQ_NY | NYISO_A-F | Internal | Summer | B6 | 300 | 99999 | 1000 | 57.76 | 57.78 | 0.01 | 0
2015 | HQ_NY_2_NYISO_A-F | HQ_NY | NYISO_A-F | Internal | Summer | B7 | 400 | 99999 | 1000 | 56.03 | 56.04 | 0.01 | 0
2015 | HQ_NY_2_NYISO_A-F | HQ_NY | NYISO_A-F | Internal | Summer | B8 | 500 | 99999 | 1000 | 55.16 | 55.18 | 0.01 | 0
2015 | HQ_NY_2_NYISO_A-F | HQ_NY | NYISO_A-F | Internal | Summer | B9 | 800 | 99999 | 1000 | 55.16 | 55.18 | 0.01 | 0
2015 | HQ_NY_2_NYISO_A-F | HQ_NY | NYISO_A-F | Internal | Summer | B10 | 1262 | 99999 | 30.11 | 55.16 | 55.18 | 0.01 | 0
2015 | HQ_NY_2_NYISO_A-F | HQ_NY | NYISO_A-F | Internal | Winter | B16 | 25 | 99999 | 1000 | 67.56 | 67.57 | 0.01 | 0
2015 | HQ_NY_2_NYISO_A-F | HQ_NY | NYISO_A-F | Internal | Winter | B17 | 100 | 99999 | 1000 | 61.51 | 61.53 | 0.01 | 0
2015 | HQ_NY_2_NYISO_A-F | HQ_NY | NYISO_A-F | Internal | Winter | B18 | 400 | 99999 | 1000 | 61.51 | 61.53 | 0.01 | 0
2015 | HQ_NY_2_NYISO_A-F | HQ_NY | NYISO_A-F | Internal | Winter | B19 | 700 | 99999 | 1000 | 61.51 | 61.53 | 0.01 | 0
2015 | HQ_NY_2_NYISO_A-F | HQ_NY | NYISO_A-F | Internal | Winter | B20 | 935 | 99999 | 229.95 | 61.51 | 61.53 | 0.01 | 0
2015 | HQ_IESO_2_IESO | HQ_IESO | IESO | Internal | Shoulder | B11 | 25 | 99999 | 400 | 53.45 | 53.47 | 0.01 | 0
2015 | HQ_IESO_2_IESO | HQ_IESO | IESO | Internal | Shoulder | B12 | 200 | 99999 | 400 | 51.74 | 51.75 | 0.01 | 0
2015 | HQ_IESO_2_IESO | HQ_IESO | IESO | Internal | Shoulder | B13 | 600 | 99999 | 400 | 50.58 | 50.6 | 0.01 | 0
2015 | HQ_IESO_2_IESO | HQ_IESO | IESO | Internal | Shoulder | B14 | 900 | 99999 | 400 | 48.79 | 48.8 | 0.01 | 0
2015 | HQ_IESO_2_IESO | HQ_IESO | IESO | Internal | Shoulder | B15 | 1203 | 99999 | 75.48 | 48.79 | 48.8 | 0.01 | 0
2015 | HQ_IESO_2_IESO | HQ_IESO | IESO | Internal | Summer | B1 | 10 | 99999 | 400.1 | 84.66 | 84.67 | 0.01 | 0
2015 | HQ_IESO_2_IESO | HQ_IESO | IESO | Internal | Summer | B2 | 25 | 99999 | 400 | 81.63 | 81.64 | 0.01 | 0
2015 | HQ_IESO_2_IESO | HQ_IESO | IESO | Internal | Summer | B3 | 75 | 99999 | 400 | 80.4 | 80.41 | 0.01 | 0
2015 | HQ_IESO_2_IESO | HQ_IESO | IESO | Internal | Summer | B4 | 100 | 99999 | 400 | 70 | 70.01 | 0.01 | 0
2015 | HQ_IESO_2_IESO | HQ_IESO | IESO | Internal | Summer | B5 | 200 | 99999 | 400 | 61.92 | 61.93 | 0.01 | 0
2015 | HQ_IESO_2_IESO | HQ_IESO | IESO | Internal | Summer | B6 | 300 | 99999 | 400 | 50.76 | 50.78 | 0.01 | 0
2015 | HQ_IESO_2_IESO | HQ_IESO | IESO | Internal | Summer | B7 | 400 | 99999 | 400 | 48.57 | 48.59 | 0.01 | 0
2015 | HQ_IESO_2_IESO | HQ_IESO | IESO | Internal | Summer | B8 | 500 | 99999 | 400 | 46.88 | 46.89 | 0.01 | 0
2015 | HQ_IESO_2_IESO | HQ_IESO | IESO | Internal | Summer | B9 | 800 | 99999 | 400 | 46.06 | 46.07 | 0.01 | 0
2015 | HQ_IESO_2_IESO | HQ_IESO | IESO | Internal | Summer | B10 | 1262 | 99999 | 12.04 | 46.06 | 46.07 | 0.01 | 0
2015 | HQ_IESO_2_IESO | HQ_IESO | IESO | Internal | Winter | B16 | 25 | 99999 | 400 | 60.56 | 60.57 | 0.01 | 0
2015 | HQ_IESO_2_IESO | HQ_IESO | IESO | Internal | Winter | B17 | 100 | 99999 | 400 | 54.51 | 54.53 | 0.01 | 0
2015 | HQ_IESO_2_IESO | HQ_IESO | IESO | Internal | Winter | B18 | 400 | 99999 | 400 | 51.8 | 51.82 | 0.01 | 0
2015 | HQ_IESO_2_IESO | HQ_IESO | IESO | Internal | Winter | B19 | 700 | 99999 | 400 | 50.86 | 50.87 | 0.01 | 0
2015 | HQ_IESO_2_IESO | HQ_IESO | IESO | Internal | Winter | B20 | 935 | 99999 | 91.98 | 50.86 | 50.87 | 0.01 | 0
2015 | IESO_2_MAPP_CA | IESO | MAPP_CA | Internal | Shoulder | B11 | 25 | 269 | 269 | 53.47 | 70.97 | 7 | 10.51
2015 | IESO_2_MAPP_CA | IESO | MAPP_CA | Internal | Shoulder | B12 | 200 | 269 | 269 | 51.75 | 62.36 | 7 | 3.62
2015 | IESO_2_MAPP_CA | IESO | MAPP_CA | Internal | Shoulder | B13 | 600 | 269 | 28.55 | 50.6 | 57.6 | 7 | 0
2015 | IESO_2_MAPP_CA | IESO | MAPP_CA | Internal | Shoulder | B14 | 900 | 269 | 0 | 48.8 | 55.77 | 7 | 0
2015 | IESO_2_MAPP_CA | IESO | MAPP_CA | Internal | Shoulder | B15 | 1203 | 269 | 0 | 48.8 | 55.77 | 7 | 0
2015 | IESO_2_MAPP_CA | IESO | MAPP_CA | Internal | Summer | B1 | 10 | 269 | 0 | 84.67 | 76.67 | 7 | 0
2015 | IESO_2_MAPP_CA | IESO | MAPP_CA | Internal | Summer | B2 | 25 | 269 | 0 | 81.64 | 76.56 | 7 | 0
2015 | IESO_2_MAPP_CA | IESO | MAPP_CA | Internal | Summer | B3 | 75 | 269 | 0 | 80.41 | 77.28 | 7 | 0
2015 | IESO_2_MAPP_CA | IESO | MAPP_CA | Internal | Summer | B4 | 100 | 269 | 0 | 70.01 | 75.73 | 7 | 0
2015 | IESO_2_MAPP_CA | IESO | MAPP_CA | Internal | Summer | B5 | 200 | 269 | 269 | 61.93 | 70.97 | 7 | 2.04
2015 | IESO_2_MAPP_CA | IESO | MAPP_CA | Internal | Summer | B6 | 300 | 269 | 269 | 50.78 | 62.84 | 7 | 5.07
2015 | IESO_2_MAPP_CA | IESO | MAPP_CA | Internal | Summer | B7 | 400 | 269 | 0 | 48.59 | 55.56 | 7 | 0
2015 | IESO_2_MAPP_CA | IESO | MAPP_CA | Internal | Summer | B8 | 500 | 269 | 178.98 | 46.89 | 53.89 | 7 | 0
2015 | IESO_2_MAPP_CA | IESO | MAPP_CA | Internal | Summer | B9 | 800 | 269 | 0 | 46.07 | 53.06 | 7 | 0
2015 | IESO_2_MAPP_CA | IESO | MAPP_CA | Internal | Summer | B10 | 1262 | 269 | 0 | 46.07 | 53.06 | 7 | 0
2015 | IESO_2_MAPP_CA | IESO | MAPP_CA | Internal | Winter | B16 | 25 | 269 | 269 | 60.57 | 74.88 | 7 | 7.31
2015 | IESO_2_MAPP_CA | IESO | MAPP_CA | Internal | Winter | B17 | 100 | 269 | 269 | 54.53 | 65.66 | 7 | 4.13
2015 | IESO_2_MAPP_CA | IESO | MAPP_CA | Internal | Winter | B18 | 400 | 269 | 0 | 51.82 | 58.79 | 7 | 0
2015 | IESO_2_MAPP_CA | IESO | MAPP_CA | Internal | Winter | B19 | 700 | 269 | 269 | 50.87 | 57.89 | 7 | 0.01
2015 | IESO_2_MAPP_CA | IESO | MAPP_CA | Internal | Winter | B20 | 935 | 269 | 269 | 50.87 | 57.89 | 7 | 0.01
2015 | IESO_2_MISO_MI | IESO | MISO_MI | Internal | Shoulder | B11 | 25 | 3125 | 3125 | 53.47 | 75.69 | 7 | 15.23
2015 | IESO_2_MISO_MI | IESO | MISO_MI | Internal | Shoulder | B12 | 200 | 3125 | 3125 | 51.75 | 62.38 | 7 | 3.63
2015 | IESO_2_MISO_MI | IESO | MISO_MI | Internal | Shoulder | B13 | 600 | 3125 | 3125 | 50.6 | 57.61 | 7 | 0.01
2015 | IESO_2_MISO_MI | IESO | MISO_MI | Internal | Shoulder | B14 | 900 | 3125 | 2254.01 | 48.8 | 55.8 | 7 | 0
2015 | IESO_2_MISO_MI | IESO | MISO_MI | Internal | Shoulder | B15 | 1203 | 3125 | 0 | 48.8 | 54.99 | 7 | 0
2015 | IESO_2_MISO_MI | IESO | MISO_MI | Internal | Summer | B1 | 10 | 3125 | 1576.09 | 84.67 | 91.67 | 7 | 0
2015 | IESO_2_MISO_MI | IESO | MISO_MI | Internal | Summer | B2 | 25 | 3125 | 2019.35 | 81.64 | 88.64 | 7 | 0
2015 | IESO_2_MISO_MI | IESO | MISO_MI | Internal | Summer | B3 | 75 | 3125 | 2779.61 | 80.41 | 87.41 | 7 | 0
2015 | IESO_2_MISO_MI | IESO | MISO_MI | Internal | Summer | B4 | 100 | 3125 | 3125 | 70.01 | 86.52 | 7 | 9.51
2015 | IESO_2_MISO_MI | IESO | MISO_MI | Internal | Summer | B5 | 200 | 3125 | 3125 | 61.93 | 74.92 | 7 | 5.99
2015 | IESO_2_MISO_MI | IESO | MISO_MI | Internal | Summer | B6 | 300 | 3125 | 3125 | 50.78 | 62.83 | 7 | 5.05
2015 | IESO_2_MISO_MI | IESO | MISO_MI | Internal | Summer | B7 | 400 | 3125 | 2776.47 | 48.59 | 55.59 | 7 | 0
2015 | IESO_2_MISO_MI | IESO | MISO_MI | Internal | Summer | B8 | 500 | 3125 | 3125 | 46.89 | 53.9 | 7 | 0.01
2015 | IESO_2_MISO_MI | IESO | MISO_MI | Internal | Summer | B9 | 800 | 3125 | 3125 | 46.07 | 53.11 | 7 | 0.04
2015 | IESO_2_MISO_MI | IESO | MISO_MI | Internal | Summer | B10 | 1262 | 3125 | 375.03 | 46.07 | 53.07 | 7 | 0
2015 | IESO_2_MISO_MI | IESO | MISO_MI | Internal | Winter | B16 | 25 | 3125 | 3125 | 60.57 | 74.89 | 7 | 7.32
2015 | IESO_2_MISO_MI | IESO | MISO_MI | Internal | Winter | B17 | 100 | 3125 | 3125 | 54.53 | 65.67 | 7 | 4.14
2015 | IESO_2_MISO_MI | IESO | MISO_MI | Internal | Winter | B18 | 400 | 3125 | 2798.87 | 51.82 | 58.82 | 7 | 0
2015 | IESO_2_MISO_MI | IESO | MISO_MI | Internal | Winter | B19 | 700 | 3125 | 617.43 | 50.87 | 57.87 | 7 | 0
2015 | IESO_2_MISO_MI | IESO | MISO_MI | Internal | Winter | B20 | 935 | 3125 | 0 | 50.87 | 53.69 | 7 | 0
2015 | IESO_2_MISO_W | IESO | MISO_W | Internal | Shoulder | B11 | 25 | 195 | 195 | 53.47 | 76.75 | 7 | 16.29
2015 | IESO_2_MISO_W | IESO | MISO_W | Internal | Shoulder | B12 | 200 | 195 | 195 | 51.75 | 62.38 | 7 | 3.63
2015 | IESO_2_MISO_W | IESO | MISO_W | Internal | Shoulder | B13 | 600 | 195 | 195 | 50.6 | 57.61 | 7 | 0.01
2015 | IESO_2_MISO_W | IESO | MISO_W | Internal | Shoulder | B14 | 900 | 195 | 0 | 48.8 | 55.79 | 7 | 0
2015 | IESO_2_MISO_W | IESO | MISO_W | Internal | Shoulder | B15 | 1203 | 195 | 0 | 48.8 | 54.99 | 7 | 0
2015 | IESO_2_MISO_W | IESO | MISO_W | Internal | Summer | B1 | 10 | 195 | 65.8 | 84.67 | 91.67 | 7 | 0
2015 | IESO_2_MISO_W | IESO | MISO_W | Internal | Summer | B2 | 25 | 195 | 0 | 81.64 | 88.63 | 7 | 0
2015 | IESO_2_MISO_W | IESO | MISO_W | Internal | Summer | B3 | 75 | 195 | 195 | 80.41 | 88.52 | 7 | 1.11
2015 | IESO_2_MISO_W | IESO | MISO_W | Internal | Summer | B4 | 100 | 195 | 195 | 70.01 | 86.53 | 7 | 9.53
2015 | IESO_2_MISO_W | IESO | MISO_W | Internal | Summer | B5 | 200 | 195 | 195 | 61.93 | 74.93 | 7 | 6
2015 | IESO_2_MISO_W | IESO | MISO_W | Internal | Summer | B6 | 300 | 195 | 195 | 50.78 | 62.86 | 7 | 5.08
2015 | IESO_2_MISO_W | IESO | MISO_W | Internal | Summer | B7 | 400 | 195 | 0 | 48.59 | 55.57 | 7 | 0
2015 | IESO_2_MISO_W | IESO | MISO_W | Internal | Summer | B8 | 500 | 195 | 195 | 46.89 | 53.9 | 7 | 0.01
2015 | IESO_2_MISO_W | IESO | MISO_W | Internal | Summer | B9 | 800 | 195 | 164.28 | 46.07 | 53.07 | 7 | 0
2015 | IESO_2_MISO_W | IESO | MISO_W | Internal | Summer | B10 | 1262 | 195 | 0 | 46.07 | 52.09 | 7 | 0
2015 | IESO_2_MISO_W | IESO | MISO_W | Internal | Winter | B16 | 25 | 195 | 195 | 60.57 | 74.89 | 7 | 7.32
2015 | IESO_2_MISO_W | IESO | MISO_W | Internal | Winter | B17 | 100 | 195 | 195 | 54.53 | 65.67 | 7 | 4.14
2015 | IESO_2_MISO_W | IESO | MISO_W | Internal | Winter | B18 | 400 | 195 | 0 | 51.82 | 58.8 | 7 | 0
2015 | IESO_2_MISO_W | IESO | MISO_W | Internal | Winter | B19 | 700 | 195 | 67.22 | 50.87 | 57.87 | 7 | 0
2015 | IESO_2_MISO_W | IESO | MISO_W | Internal | Winter | B20 | 935 | 195 | 0 | 50.87 | 53.66 | 7 | 0
2015 | IESO_2_NYISO_A-F | IESO | NYISO_A-F | Internal | Shoulder | B11 | 25 | 2224 | 1658.51 | 53.47 | 60.47 | 7 | 0
2015 | IESO_2_NYISO_A-F | IESO | NYISO_A-F | Internal | Shoulder | B12 | 200 | 2224 | 1479.17 | 51.75 | 58.75 | 7 | 0
2015 | IESO_2_NYISO_A-F | IESO | NYISO_A-F | Internal | Shoulder | B13 | 600 | 2224 | 2224 | 50.6 | 57.76 | 7 | 0.16
2015 | IESO_2_NYISO_A-F | IESO | NYISO_A-F | Internal | Shoulder | B14 | 900 | 2224 | 2224 | 48.8 | 56.82 | 7 | 1.02
2015 | IESO_2_NYISO_A-F | IESO | NYISO_A-F | Internal | Shoulder | B15 | 1203 | 2224 | 2224 | 48.8 | 56.82 | 7 | 1.02
2015 | IESO_2_NYISO_A-F | IESO | NYISO_A-F | Internal | Summer | B1 | 10 | 2224 | 25 | 84.67 | 91.67 | 7 | 0
2015 | IESO_2_NYISO_A-F | IESO | NYISO_A-F | Internal | Summer | B2 | 25 | 2224 | 0 | 81.64 | 83.95 | 7 | 0
2015 | IESO_2_NYISO_A-F | IESO | NYISO_A-F | Internal | Summer | B3 | 75 | 2224 | 0 | 80.41 | 79.46 | 7 | 0
2015 | IESO_2_NYISO_A-F | IESO | NYISO_A-F | Internal | Summer | B4 | 100 | 2224 | 0 | 70.01 | 75.94 | 7 | 0
2015 | IESO_2_NYISO_A-F | IESO | NYISO_A-F | Internal | Summer | B5 | 200 | 2224 | 243.86 | 61.93 | 68.93 | 7 | 0
2015 | IESO_2_NYISO_A-F | IESO | NYISO_A-F | Internal | Summer | B6 | 300 | 2224 | 726.43 | 50.78 | 57.78 | 7 | 0
2015 | IESO_2_NYISO_A-F | IESO | NYISO_A-F | Internal | Summer | B7 | 400 | 2224 | 2224 | 48.59 | 56.04 | 7 | 0.46
2015 | IESO_2_NYISO_A-F | IESO | NYISO_A-F | Internal | Summer | B8 | 500 | 2224 | 2224 | 46.89 | 55.18 | 7 | 1.29
2015 | IESO_2_NYISO_A-F | IESO | NYISO_A-F | Internal | Summer | B9 | 800 | 2224 | 2224 | 46.07 | 55.18 | 7 | 2.1
2015 | IESO_2_NYISO_A-F | IESO | NYISO_A-F | Internal | Summer | B10 | 1262 | 2224 | 2224 | 46.07 | 55.18 | 7 | 2.1
2015 | IESO_2_NYISO_A-F | IESO | NYISO_A-F | Internal | Winter | B16 | 25 | 2224 | 364.53 | 60.57 | 67.57 | 7 | 0
2015 | IESO_2_NYISO_A-F | IESO | NYISO_A-F | Internal | Winter | B17 | 100 | 2224 | 805.68 | 54.53 | 61.53 | 7 | 0
2015 | IESO_2_NYISO_A-F | IESO | NYISO_A-F | Internal | Winter | B18 | 400 | 2224 | 2224 | 51.82 | 61.53 | 7 | 2.71
2015 | IESO_2_NYISO_A-F | IESO | NYISO_A-F | Internal | Winter | B19 | 700 | 2224 | 2224 | 50.87 | 61.53 | 7 | 3.65
2015 | IESO_2_NYISO_A-F | IESO | NYISO_A-F | Internal | Winter | B20 | 935 | 2224 | 2224 | 50.87 | 61.53 | 7 | 3.65
2015 | MAPP_CA_2_IESO | MAPP_CA | IESO | Internal | Shoulder | B11 | 25 | 337 | 0 | 70.97 | 53.47 | 8 | 0
2015 | MAPP_CA_2_IESO | MAPP_CA | IESO | Internal | Shoulder | B12 | 200 | 337 | 0 | 62.36 | 51.75 | 8 | 0
2015 | MAPP_CA_2_IESO | MAPP_CA | IESO | Internal | Shoulder | B13 | 600 | 337 | 0 | 57.6 | 50.6 | 8 | 0
2015 | MAPP_CA_2_IESO | MAPP_CA | IESO | Internal | Shoulder | B14 | 900 | 337 | 0 | 55.77 | 48.8 | 8 | 0
2015 | MAPP_CA_2_IESO | MAPP_CA | IESO | Internal | Shoulder | B15 | 1203 | 337 | 0 | 55.77 | 48.8 | 8 | 0
2015 | MAPP_CA_2_IESO | MAPP_CA | IESO | Internal | Summer | B1 | 10 | 337 | 131.41 | 76.67 | 84.67 | 8 | 0
2015 | MAPP_CA_2_IESO | MAPP_CA | IESO | Internal | Summer | B2 | 25 | 337 | 0 | 76.56 | 81.64 | 8 | 0
2015 | MAPP_CA_2_IESO | MAPP_CA | IESO | Internal | Summer | B3 | 75 | 337 | 0 | 77.28 | 80.41 | 8 | 0
2015 | MAPP_CA_2_IESO | MAPP_CA | IESO | Internal | Summer | B4 | 100 | 337 | 0 | 75.73 | 70.01 | 8 | 0
2015 | MAPP_CA_2_IESO | MAPP_CA | IESO | Internal | Summer | B5 | 200 | 337 | 0 | 70.97 | 61.93 | 8 | 0
2015 | MAPP_CA_2_IESO | MAPP_CA | IESO | Internal | Summer | B6 | 300 | 337 | 0 | 62.84 | 50.78 | 8 | 0
2015 | MAPP_CA_2_IESO | MAPP_CA | IESO | Internal | Summer | B7 | 400 | 337 | 0 | 55.56 | 48.59 | 8 | 0
2015 | MAPP_CA_2_IESO | MAPP_CA | IESO | Internal | Summer | B8 | 500 | 337 | 0 | 53.89 | 46.89 | 8 | 0
2015 | MAPP_CA_2_IESO | MAPP_CA | IESO | Internal | Summer | B9 | 800 | 337 | 0 | 53.06 | 46.07 | 8 | 0
2015 | MAPP_CA_2_IESO | MAPP_CA | IESO | Internal | Summer | B10 | 1262 | 337 | 0 | 53.06 | 46.07 | 8 | 0
2015 | MAPP_CA_2_IESO | MAPP_CA | IESO | Internal | Winter | B16 | 25 | 337 | 0 | 74.88 | 60.57 | 8 | 0
2015 | MAPP_CA_2_IESO | MAPP_CA | IESO | Internal | Winter | B17 | 100 | 337 | 0 | 65.66 | 54.53 | 8 | 0
2015 | MAPP_CA_2_IESO | MAPP_CA | IESO | Internal | Winter | B18 | 400 | 337 | 0 | 58.79 | 51.82 | 8 | 0
2015 | MAPP_CA_2_IESO | MAPP_CA | IESO | Internal | Winter | B19 | 700 | 337 | 0 | 57.89 | 50.87 | 8 | 0
2015 | MAPP_CA_2_IESO | MAPP_CA | IESO | Internal | Winter | B20 | 935 | 337 | 0 | 57.89 | 50.87 | 8 | 0
2015 | MAPP_CA_2_MAPP_US | MAPP_CA | MAPP_US | Internal | Shoulder | B11 | 25 | 372 | 0 | 70.97 | 69.75 | 7 | 0
2015 | MAPP_CA_2_MAPP_US | MAPP_CA | MAPP_US | Internal | Shoulder | B12 | 200 | 372 | 0 | 62.36 | 55.38 | 7 | 0
2015 | MAPP_CA_2_MAPP_US | MAPP_CA | MAPP_US | Internal | Shoulder | B13 | 600 | 372 | 0 | 57.6 | 55.38 | 7 | 0
2015 | MAPP_CA_2_MAPP_US | MAPP_CA | MAPP_US | Internal | Shoulder | B14 | 900 | 372 | 0 | 55.77 | 55.38 | 7 | 0
2015 | MAPP_CA_2_MAPP_US | MAPP_CA | MAPP_US | Internal | Shoulder | B15 | 1203 | 372 | 0 | 55.77 | 55.38 | 7 | 0
2015 | MAPP_CA_2_MAPP_US | MAPP_CA | MAPP_US | Internal | Summer | B1 | 10 | 372 | 372 | 76.67 | 84.67 | 7 | 1
2015 | MAPP_CA_2_MAPP_US | MAPP_CA | MAPP_US | Internal | Summer | B2 | 25 | 372 | 372 | 76.56 | 84.28 | 7 | 0.72
2015 | MAPP_CA_2_MAPP_US | MAPP_CA | MAPP_US | Internal | Summer | B3 | 75 | 372 | 331.37 | 77.28 | 84.28 | 7 | 0
2015 | MAPP_CA_2_MAPP_US | MAPP_CA | MAPP_US | Internal | Summer | B4 | 100 | 372 | 0 | 75.73 | 79.53 | 7 | 0
2015 | MAPP_CA_2_MAPP_US | MAPP_CA | MAPP_US | Internal | Summer | B5 | 200 | 372 | 0 | 70.97 | 67.93 | 7 | 0
2015 | MAPP_CA_2_MAPP_US | MAPP_CA | MAPP_US | Internal | Summer | B6 | 300 | 372 | 0 | 62.84 | 58.67 | 7 | 0
2015 | MAPP_CA_2_MAPP_US | MAPP_CA | MAPP_US | Internal | Summer | B7 | 400 | 372 | 0 | 55.56 | 52.46 | 7 | 0
2015 | MAPP_CA_2_MAPP_US | MAPP_CA | MAPP_US | Internal | Summer | B8 | 500 | 372 | 0 | 53.89 | 52.46 | 7 | 0
2015 | MAPP_CA_2_MAPP_US | MAPP_CA | MAPP_US | Internal | Summer | B9 | 800 | 372 | 0 | 53.06 | 52.46 | 7 | 0
2015 | MAPP_CA_2_MAPP_US | MAPP_CA | MAPP_US | Internal | Summer | B10 | 1262 | 372 | 0 | 53.06 | 52.46 | 7 | 0
2015 | MAPP_CA_2_MAPP_US | MAPP_CA | MAPP_US | Internal | Winter | B16 | 25 | 372 | 0 | 74.88 | 67.89 | 7 | 0
2015 | MAPP_CA_2_MAPP_US | MAPP_CA | MAPP_US | Internal | Winter | B17 | 100 | 372 | 0 | 65.66 | 58.67 | 7 | 0
2015 | MAPP_CA_2_MAPP_US | MAPP_CA | MAPP_US | Internal | Winter | B18 | 400 | 372 | 0 | 58.79 | 58.02 | 7 | 0
2015 | MAPP_CA_2_MAPP_US | MAPP_CA | MAPP_US | Internal | Winter | B19 | 700 | 372 | 0 | 57.89 | 58.02 | 7 | 0
2015 | MAPP_CA_2_MAPP_US | MAPP_CA | MAPP_US | Internal | Winter | B20 | 935 | 372 | 0 | 57.89 | 58.02 | 7 | 0
2015 | MAPP_CA_2_MISO_W | MAPP_CA | MISO_W | Internal | Shoulder | B11 | 25 | 1970 | 1970 | 70.97 | 76.75 | 0.01 | 5.77
2015 | MAPP_CA_2_MISO_W | MAPP_CA | MISO_W | Internal | Shoulder | B12 | 200 | 1970 | 1534.15 | 62.36 | 62.38 | 0.01 | 0
2015 | MAPP_CA_2_MISO_W | MAPP_CA | MISO_W | Internal | Shoulder | B13 | 600 | 1970 | 1383.16 | 57.6 | 57.61 | 0.01 | 0
2015 | MAPP_CA_2_MISO_W | MAPP_CA | MISO_W | Internal | Shoulder | B14 | 900 | 1970 | 342.82 | 55.77 | 55.79 | 0.01 | 0
2015 | MAPP_CA_2_MISO_W | MAPP_CA | MISO_W | Internal | Shoulder | B15 | 1203 | 1970 | 0 | 55.77 | 54.99 | 0.01 | 0
2015 | MAPP_CA_2_MISO_W | MAPP_CA | MISO_W | Internal | Summer | B1 | 10 | 1970 | 1970 | 76.67 | 91.67 | 0.01 | 14.99
2015 | MAPP_CA_2_MISO_W | MAPP_CA | MISO_W | Internal | Summer | B2 | 25 | 1970 | 1970 | 76.56 | 88.63 | 0.01 | 12.05
2015 | MAPP_CA_2_MISO_W | MAPP_CA | MISO_W | Internal | Summer | B3 | 75 | 1970 | 1970 | 77.28 | 88.52 | 0.01 | 11.23
2015 | MAPP_CA_2_MISO_W | MAPP_CA | MISO_W | Internal | Summer | B4 | 100 | 1970 | 1970 | 75.73 | 86.53 | 0.01 | 10.79
2015 | MAPP_CA_2_MISO_W | MAPP_CA | MISO_W | Internal | Summer | B5 | 200 | 1970 | 1970 | 70.97 | 74.93 | 0.01 | 3.95
2015 | MAPP_CA_2_MISO_W | MAPP_CA | MISO_W | Internal | Summer | B6 | 300 | 1970 | 1560.29 | 62.84 | 62.86 | 0.01 | 0
2015 | MAPP_CA_2_MISO_W | MAPP_CA | MISO_W | Internal | Summer | B7 | 400 | 1970 | 1419.5 | 55.56 | 55.57 | 0.01 | 0
2015 | MAPP_CA_2_MISO_W | MAPP_CA | MISO_W | Internal | Summer | B8 | 500 | 1970 | 1784.24 | 53.89 | 53.9 | 0.01 | 0
2015 | MAPP_CA_2_MISO_W | MAPP_CA | MISO_W | Internal | Summer | B9 | 800 | 1970 | 323.69 | 53.06 | 53.07 | 0.01 | 0
2015 | MAPP_CA_2_MISO_W | MAPP_CA | MISO_W | Internal | Summer | B10 | 1262 | 1970 | 0 | 53.06 | 52.09 | 0.01 | 0
2015 | MAPP_CA_2_MISO_W | MAPP_CA | MISO_W | Internal | Winter | B16 | 25 | 1970 | 1319.57 | 74.88 | 74.89 | 0.01 | 0
2015 | MAPP_CA_2_MISO_W | MAPP_CA | MISO_W | Internal | Winter | B17 | 100 | 1970 | 469.65 | 65.66 | 65.67 | 0.01 | 0
2015 | MAPP_CA_2_MISO_W | MAPP_CA | MISO_W | Internal | Winter | B18 | 400 | 1970 | 301.84 | 58.79 | 58.8 | 0.01 | 0
2015 | MAPP_CA_2_MISO_W | MAPP_CA | MISO_W | Internal | Winter | B19 | 700 | 1970 | 0 | 57.89 | 57.87 | 0.01 | 0
2015 | MAPP_CA_2_MISO_W | MAPP_CA | MISO_W | Internal | Winter | B20 | 935 | 1970 | 0 | 57.89 | 53.66 | 0.01 | 0
2015 | MAPP_US_2_MAPP_CA | MAPP_US | MAPP_CA | Internal | Shoulder | B11 | 25 | 165 | 0 | 69.75 | 70.97 | 7 | 0
2015 | MAPP_US_2_MAPP_CA | MAPP_US | MAPP_CA | Internal | Shoulder | B12 | 200 | 165 | 0 | 55.38 | 62.36 | 7 | 0
2015 | MAPP_US_2_MAPP_CA | MAPP_US | MAPP_CA | Internal | Shoulder | B13 | 600 | 165 | 0 | 55.38 | 57.6 | 7 | 0
2015 | MAPP_US_2_MAPP_CA | MAPP_US | MAPP_CA | Internal | Shoulder | B14 | 900 | 165 | 0 | 55.38 | 55.77 | 7 | 0
2015 | MAPP_US_2_MAPP_CA | MAPP_US | MAPP_CA | Internal | Shoulder | B15 | 1203 | 165 | 0 | 55.38 | 55.77 | 7 | 0
2015 | MAPP_US_2_MAPP_CA | MAPP_US | MAPP_CA | Internal | Summer | B1 | 10 | 165 | 0 | 84.67 | 76.67 | 7 | 0
2015 | MAPP_US_2_MAPP_CA | MAPP_US | MAPP_CA | Internal | Summer | B2 | 25 | 165 | 0 | 84.28 | 76.56 | 7 | 0
2015 | MAPP_US_2_MAPP_CA | MAPP_US | MAPP_CA | Internal | Summer | B3 | 75 | 165 | 0 | 84.28 | 77.28 | 7 | 0
2015 | MAPP_US_2_MAPP_CA | MAPP_US | MAPP_CA | Internal | Summer | B4 | 100 | 165 | 0 | 79.53 | 75.73 | 7 | 0
2015 | MAPP_US_2_MAPP_CA | MAPP_US | MAPP_CA | Internal | Summer | B5 | 200 | 165 | 0 | 67.93 | 70.97 | 7 | 0
2015 | MAPP_US_2_MAPP_CA | MAPP_US | MAPP_CA | Internal | Summer | B6 | 300 | 165 | 0 | 58.67 | 62.84 | 7 | 0
2015 | MAPP_US_2_MAPP_CA | MAPP_US | MAPP_CA | Internal | Summer | B7 | 400 | 165 | 0 | 52.46 | 55.56 | 7 | 0
2015 | MAPP_US_2_MAPP_CA | MAPP_US | MAPP_CA | Internal | Summer | B8 | 500 | 165 | 0 | 52.46 | 53.89 | 7 | 0
2015 | MAPP_US_2_MAPP_CA | MAPP_US | MAPP_CA | Internal | Summer | B9 | 800 | 165 | 0 | 52.46 | 53.06 | 7 | 0
2015 | MAPP_US_2_MAPP_CA | MAPP_US | MAPP_CA | Internal | Summer | B10 | 1262 | 165 | 0 | 52.46 | 53.06 | 7 | 0
2015 | MAPP_US_2_MAPP_CA | MAPP_US | MAPP_CA | Internal | Winter | B16 | 25 | 165 | 0 | 67.89 | 74.88 | 7 | 0
2015 | MAPP_US_2_MAPP_CA | MAPP_US | MAPP_CA | Internal | Winter | B17 | 100 | 165 | 0 | 58.67 | 65.66 | 7 | 0
2015 | MAPP_US_2_MAPP_CA | MAPP_US | MAPP_CA | Internal | Winter | B18 | 400 | 165 | 0 | 58.02 | 58.79 | 7 | 0
2015 | MAPP_US_2_MAPP_CA | MAPP_US | MAPP_CA | Internal | Winter | B19 | 700 | 165 | 0 | 58.02 | 57.89 | 7 | 0
2015 | MAPP_US_2_MAPP_CA | MAPP_US | MAPP_CA | Internal | Winter | B20 | 935 | 165 | 0 | 58.02 | 57.89 | 7 | 0
2015 | MAPP_US_2_MISO_W | MAPP_US | MISO_W | Internal | Shoulder | B11 | 25 | 2635 | 451.3 | 69.75 | 76.75 | 7 | 0
2015 | MAPP_US_2_MISO_W | MAPP_US | MISO_W | Internal | Shoulder | B12 | 200 | 2635 | 281.05 | 55.38 | 62.38 | 7 | 0
2015 | MAPP_US_2_MISO_W | MAPP_US | MISO_W | Internal | Shoulder | B13 | 600 | 2635 | 0 | 55.38 | 57.61 | 7 | 0
2015 | MAPP_US_2_MISO_W | MAPP_US | MISO_W | Internal | Shoulder | B14 | 900 | 2635 | 0 | 55.38 | 55.79 | 7 | 0
2015 | MAPP_US_2_MISO_W | MAPP_US | MISO_W | Internal | Shoulder | B15 | 1203 | 2635 | 0 | 55.38 | 54.99 | 7 | 0
2015 | MAPP_US_2_MISO_W | MAPP_US | MISO_W | Internal | Summer | B1 | 10 | 2635 | 1005.91 | 84.67 | 91.67 | 7 | 0
2015 | MAPP_US_2_MISO_W | MAPP_US | MISO_W | Internal | Summer | B2 | 25 | 2635 | 0 | 84.28 | 88.63 | 7 | 0
2015 | MAPP_US_2_MISO_W | MAPP_US | MISO_W | Internal | Summer | B3 | 75 | 2635 | 0 | 84.28 | 88.52 | 7 | 0
2015 | MAPP_US_2_MISO_W | MAPP_US | MISO_W | Internal | Summer | B4 | 100 | 2635 | 50.5 | 79.53 | 86.53 | 7 | 0
2015 | MAPP_US_2_MISO_W | MAPP_US | MISO_W | Internal | Summer | B5 | 200 | 2635 | 16.33 | 67.93 | 74.93 | 7 | 0
2015 | MAPP_US_2_MISO_W | MAPP_US | MISO_W | Internal | Summer | B6 | 300 | 2635 | 0 | 58.67 | 62.86 | 7 | 0
2015 | MAPP_US_2_MISO_W | MAPP_US | MISO_W | Internal | Summer | B7 | 400 | 2635 | 0 | 52.46 | 55.57 | 7 | 0
2015 | MAPP_US_2_MISO_W | MAPP_US | MISO_W | Internal | Summer | B8 | 500 | 2635 | 0 | 52.46 | 53.9 | 7 | 0
2015 | MAPP_US_2_MISO_W | MAPP_US | MISO_W | Internal | Summer | B9 | 800 | 2635 | 0 | 52.46 | 53.07 | 7 | 0
2015 | MAPP_US_2_MISO_W | MAPP_US | MISO_W | Internal | Summer | B10 | 1262 | 2635 | 0 | 52.46 | 52.09 | 7 | 0
2015 | MAPP_US_2_MISO_W | MAPP_US | MISO_W | Internal | Winter | B16 | 25 | 2635 | 1185.27 | 67.89 | 74.89 | 7 | 0
2015 | MAPP_US_2_MISO_W | MAPP_US | MISO_W | Internal | Winter | B17 | 100 | 2635 | 947.33 | 58.67 | 65.67 | 7 | 0
2015 | MAPP_US_2_MISO_W | MAPP_US | MISO_W | Internal | Winter | B18 | 400 | 2635 | 0 | 58.02 | 58.8 | 7 | 0
2015 | MAPP_US_2_MISO_W | MAPP_US | MISO_W | Internal | Winter | B19 | 700 | 2635 | 0 | 58.02 | 57.87 | 7 | 0
2015 | MAPP_US_2_MISO_W | MAPP_US | MISO_W | Internal | Winter | B20 | 935 | 2635 | 0 | 58.02 | 53.66 | 7 | 0
2015 | MAPP_US_2_NE | MAPP_US | NE | Internal | Shoulder | B11 | 25 | 2000 | 935.61 | 69.75 | 76.75 | 7 | 0
2015 | MAPP_US_2_NE | MAPP_US | NE | Internal | Shoulder | B12 | 200 | 2000 | 0 | 55.38 | 59.97 | 7 | 0
2015 | MAPP_US_2_NE | MAPP_US | NE | Internal | Shoulder | B13 | 600 | 2000 | 0 | 55.38 | 57.57 | 7 | 0
2015 | MAPP_US_2_NE | MAPP_US | NE | Internal | Shoulder | B14 | 900 | 2000 | 0 | 55.38 | 57.31 | 7 | 0
2015 | MAPP_US_2_NE | MAPP_US | NE | Internal | Shoulder | B15 | 1203 | 2000 | 0 | 55.38 | 57.31 | 7 | 0
2015 | MAPP_US_2_NE | MAPP_US | NE | Internal | Summer | B1 | 10 | 2000 | 187.62 | 84.67 | 91.67 | 7 | 0
2015 | MAPP_US_2_NE | MAPP_US | NE | Internal | Summer | B2 | 25 | 2000 | 1225.01 | 84.28 | 91.28 | 7 | 0
2015 | MAPP_US_2_NE | MAPP_US | NE | Internal | Summer | B3 | 75 | 2000 | 1153.45 | 84.28 | 91.28 | 7 | 0
2015 | MAPP_US_2_NE | MAPP_US | NE | Internal | Summer | B4 | 100 | 2000 | 795.75 | 79.53 | 86.53 | 7 | 0
2015 | MAPP_US_2_NE | MAPP_US | NE | Internal | Summer | B5 | 200 | 2000 | 750.73 | 67.93 | 74.93 | 7 | 0
2015 | MAPP_US_2_NE | MAPP_US | NE | Internal | Summer | B6 | 300 | 2000 | 844.97 | 58.67 | 65.67 | 7 | 0
2015 | MAPP_US_2_NE | MAPP_US | NE | Internal | Summer | B7 | 400 | 2000 | 376.47 | 52.46 | 59.46 | 7 | 0
2015 | MAPP_US_2_NE | MAPP_US | NE | Internal | Summer | B8 | 500 | 2000 | 0 | 52.46 | 57.55 | 7 | 0
2015 | MAPP_US_2_NE | MAPP_US | NE | Internal | Summer | B9 | 800 | 2000 | 0 | 52.46 | 56.04 | 7 | 0
2015 | MAPP_US_2_NE | MAPP_US | NE | Internal | Summer | B10 | 1262 | 2000 | 0 | 52.46 | 51.33 | 7 | 0
2015 | MAPP_US_2_NE | MAPP_US | NE | Internal | Winter | B16 | 25 | 2000 | 0 | 67.89 | 69.89 | 7 | 0
2015 | MAPP_US_2_NE | MAPP_US | NE | Internal | Winter | B17 | 100 | 2000 | 0 | 58.67 | 60.67 | 7 | 0
2015 | MAPP_US_2_NE | MAPP_US | NE | Internal | Winter | B18 | 400 | 2000 | 0 | 58.02 | 59.65 | 7 | 0
2015 | MAPP_US_2_NE | MAPP_US | NE | Internal | Winter | B19 | 700 | 2000 | 0 | 58.02 | 59.65 | 7 | 0
2015 | MAPP_US_2_NE | MAPP_US | NE | Internal | Winter | B20 | 935 | 2000 | 0 | 58.02 | 54.79 | 7 | 0
2015 | MARITIMES_2_NEISO | MARITIMES | NEISO | Internal | Shoulder | B11 | 25 | 99999 | 1400 | 55.75 | 55.76 | 0.01 | 0
2015 | MARITIMES_2_NEISO | MARITIMES | NEISO | Internal | Shoulder | B12 | 200 | 99999 | 1400 | 55.75 | 55.76 | 0.01 | 0
2015 | MARITIMES_2_NEISO | MARITIMES | NEISO | Internal | Shoulder | B13 | 600 | 99999 | 1400 | 55.75 | 55.76 | 0.01 | 0
2015 | MARITIMES_2_NEISO | MARITIMES | NEISO | Internal | Shoulder | B14 | 900 | 99999 | 1400 | 55.75 | 55.76 | 0.01 | 0
2015 | MARITIMES_2_NEISO | MARITIMES | NEISO | Internal | Shoulder | B15 | 1203 | 99999 | 426.43 | 55.75 | 55.76 | 0.01 | 0
2015 | MARITIMES_2_NEISO | MARITIMES | NEISO | Internal | Summer | B1 | 10 | 99999 | 1400.1 | 96.68 | 96.69 | 0.01 | 0
2015 | MARITIMES_2_NEISO | MARITIMES | NEISO | Internal | Summer | B2 | 25 | 99999 | 1400 | 80.96 | 80.97 | 0.01 | 0
2015 | MARITIMES_2_NEISO | MARITIMES | NEISO | Internal | Summer | B3 | 75 | 99999 | 1400 | 76.45 | 76.46 | 0.01 | 0
2015 | MARITIMES_2_NEISO | MARITIMES | NEISO | Internal | Summer | B4 | 100 | 99999 | 1400 | 72.93 | 72.94 | 0.01 | 0
2015 | MARITIMES_2_NEISO | MARITIMES | NEISO | Internal | Summer | B5 | 200 | 99999 | 1400 | 53.05 | 53.06 | 0.01 | 0
2015 | MARITIMES_2_NEISO | MARITIMES | NEISO | Internal | Summer | B6 | 300 | 99999 | 1400 | 53.05 | 53.06 | 0.01 | 0
2015 | MARITIMES_2_NEISO | MARITIMES | NEISO | Internal | Summer | B7 | 400 | 99999 | 1400 | 53.05 | 53.06 | 0.01 | 0
2015 | MARITIMES_2_NEISO | MARITIMES | NEISO | Internal | Summer | B8 | 500 | 99999 | 1400 | 53.05 | 53.06 | 0.01 | 0
2015 | MARITIMES_2_NEISO | MARITIMES | NEISO | Internal | Summer | B9 | 800 | 99999 | 1400 | 53.05 | 53.06 | 0.01 | 0
2015 | MARITIMES_2_NEISO | MARITIMES | NEISO | Internal | Summer | B10 | 1262 | 99999 | 236.13 | 53.05 | 53.06 | 0.01 | 0
2015 | MARITIMES_2_NEISO | MARITIMES | NEISO | Internal | Winter | B16 | 25 | 99999 | 1400 | 64.14 | 64.15 | 0.01 | 0
2015 | MARITIMES_2_NEISO | MARITIMES | NEISO | Internal | Winter | B17 | 100 | 99999 | 1400 | 64.14 | 64.15 | 0.01 | 0
2015 | MARITIMES_2_NEISO | MARITIMES | NEISO | Internal | Winter | B18 | 400 | 99999 | 1400 | 64.14 | 64.15 | 0.01 | 0
2015 | MARITIMES_2_NEISO | MARITIMES | NEISO | Internal | Winter | B19 | 700 | 99999 | 1400 | 64.14 | 64.15 | 0.01 | 0
2015 | MARITIMES_2_NEISO | MARITIMES | NEISO | Internal | Winter | B20 | 935 | 99999 | 475.94 | 64.14 | 64.15 | 0.01 | 0
2015 | MISO_IN_2_MISO_MI | MISO_IN | MISO_MI | Internal | Shoulder | B11 | 25 | 5490 | 0 | 76.75 | 75.69 | 0.01 | 0
2015 | MISO_IN_2_MISO_MI | MISO_IN | MISO_MI | Internal | Shoulder | B12 | 200 | 5490 | 0 | 62.39 | 62.38 | 0.01 | 0
2015 | MISO_IN_2_MISO_MI | MISO_IN | MISO_MI | Internal | Shoulder | B13 | 600 | 5490 | 0 | 57.61 | 57.61 | 0.01 | 0
2015 | MISO_IN_2_MISO_MI | MISO_IN | MISO_MI | Internal | Shoulder | B14 | 900 | 5490 | 201.68 | 55.79 | 55.8 | 0.01 | 0
2015 | MISO_IN_2_MISO_MI | MISO_IN | MISO_MI | Internal | Shoulder | B15 | 1203 | 5490 | 1192.94 | 54.98 | 54.99 | 0.01 | 0
2015 | MISO_IN_2_MISO_MI | MISO_IN | MISO_MI | Internal | Summer | B1 | 10 | 5490 | 0.01 | 91.68 | 91.67 | 0.01 | 0
2015 | MISO_IN_2_MISO_MI | MISO_IN | MISO_MI | Internal | Summer | B2 | 25 | 5490 | 0 | 88.65 | 88.64 | 0.01 | 0
2015 | MISO_IN_2_MISO_MI | MISO_IN | MISO_MI | Internal | Summer | B3 | 75 | 5490 | 0 | 88.52 | 87.41 | 0.01 | 0
2015 | MISO_IN_2_MISO_MI | MISO_IN | MISO_MI | Internal | Summer | B4 | 100 | 5490 | 0 | 86.53 | 86.52 | 0.01 | 0
2015 | MISO_IN_2_MISO_MI | MISO_IN | MISO_MI | Internal | Summer | B5 | 200 | 5490 | 0 | 74.93 | 74.92 | 0.01 | 0
2015 | MISO_IN_2_MISO_MI | MISO_IN | MISO_MI | Internal | Summer | B6 | 300 | 5490 | 0 | 62.83 | 62.83 | 0.01 | 0
2015 | MISO_IN_2_MISO_MI | MISO_IN | MISO_MI | Internal | Summer | B7 | 400 | 5490 | 514 | 55.57 | 55.59 | 0.01 | 0
2015 | MISO_IN_2_MISO_MI | MISO_IN | MISO_MI | Internal | Summer | B8 | 500 | 5490 | 201.34 | 53.89 | 53.9 | 0.01 | 0
2015 | MISO_IN_2_MISO_MI | MISO_IN | MISO_MI | Internal | Summer | B9 | 800 | 5490 | 1137.78 | 53.1 | 53.11 | 0.01 | 0
2015 | MISO_IN_2_MISO_MI | MISO_IN | MISO_MI | Internal | Summer | B10 | 1262 | 5490 | 3862.52 | 53.06 | 53.07 | 0.01 | 0
2015 | MISO_IN_2_MISO_MI | MISO_IN | MISO_MI | Internal | Winter | B16 | 25 | 5490 | 0 | 74.91 | 74.89 | 0.01 | 0
2015 | MISO_IN_2_MISO_MI | MISO_IN | MISO_MI | Internal | Winter | B17 | 100 | 5490 | 0 | 65.68 | 65.67 | 0.01 | 0
2015 | MISO_IN_2_MISO_MI | MISO_IN | MISO_MI | Internal | Winter | B18 | 400 | 5490 | 60.34 | 58.8 | 58.82 | 0.01 | 0
2015 | MISO_IN_2_MISO_MI | MISO_IN | MISO_MI | Internal | Winter | B19 | 700 | 5490 | 1312.28 | 57.86 | 57.87 | 0.01 | 0
2015 | MISO_IN_2_MISO_MI | MISO_IN | MISO_MI | Internal | Winter | B20 | 935 | 5490 | 2380.41 | 53.68 | 53.69 | 0.01 | 0
2015 | MISO_IN_2_MISO_MO-IL | MISO_IN | MISO_MO-IL | Internal | Shoulder | B11 | 25 | 5000 | 1221.98 | 76.75 | 76.76 | 0.01 | 0
2015 | MISO_IN_2_MISO_MO-IL | MISO_IN | MISO_MO-IL | Internal | Shoulder | B12 | 200 | 5000 | 0 | 62.39 | 62.39 | 0.01 | 0
2015 | MISO_IN_2_MISO_MO-IL | MISO_IN | MISO_MO-IL | Internal | Shoulder | B13 | 600 | 5000 | 37.91 | 57.61 | 57.62 | 0.01 | 0
2015 | MISO_IN_2_MISO_MO-IL | MISO_IN | MISO_MO-IL | Internal | Shoulder | B14 | 900 | 5000 | 361.17 | 55.79 | 55.8 | 0.01 | 0
2015 | MISO_IN_2_MISO_MO-IL | MISO_IN | MISO_MO-IL | Internal | Shoulder | B15 | 1203 | 5000 | 0 | 54.98 | 54.98 | 0.01 | 0
2015 | MISO_IN_2_MISO_MO-IL | MISO_IN | MISO_MO-IL | Internal | Summer | B1 | 10 | 5000 | 0.01 | 91.68 | 91.67 | 0.01 | 0
2015 | MISO_IN_2_MISO_MO-IL | MISO_IN | MISO_MO-IL | Internal | Summer | B2 | 25 | 5000 | 0 | 88.65 | 88.64 | 0.01 | 0
2015 | MISO_IN_2_MISO_MO-IL | MISO_IN | MISO_MO-IL | Internal | Summer | B3 | 75 | 5000 | 1707.43 | 88.52 | 88.53 | 0.01 | 0
2015 | MISO_IN_2_MISO_MO-IL | MISO_IN | MISO_MO-IL | Internal | Summer | B4 | 100 | 5000 | 1116.65 | 86.53 | 86.54 | 0.01 | 0
2015 | MISO_IN_2_MISO_MO-IL | MISO_IN | MISO_MO-IL | Internal | Summer | B5 | 200 | 5000 | 2237.44 | 74.93 | 74.95 | 0.01 | 0
2015 | MISO_IN_2_MISO_MO-IL | MISO_IN | MISO_MO-IL | Internal | Summer | B6 | 300 | 5000 | 286.14 | 62.83 | 62.84 | 0.01 | 0
2015 | MISO_IN_2_MISO_MO-IL | MISO_IN | MISO_MO-IL | Internal | Summer | B7 | 400 | 5000 | 329.15 | 55.57 | 55.59 | 0.01 | 0
2015 | MISO_IN_2_MISO_MO-IL | MISO_IN | MISO_MO-IL | Internal | Summer | B8 | 500 | 5000 | 0 | 53.89 | 53.89 | 0.01 | 0
2015 | MISO_IN_2_MISO_MO-IL | MISO_IN | MISO_MO-IL | Internal | Summer | B9 | 800 | 5000 | 0 | 53.1 | 53.09 | 0.01 | 0
2015 | MISO_IN_2_MISO_MO-IL | MISO_IN | MISO_MO-IL | Internal | Summer | B10 | 1262 | 5000 | 0 | 53.06 | 52.1 | 0.01 | 0
2015 | MISO_IN_2_MISO_MO-IL | MISO_IN | MISO_MO-IL | Internal | Winter | B16 | 25 | 5000 | 0 | 74.91 | 74.89 | 0.01 | 0
2015 | MISO_IN_2_MISO_MO-IL | MISO_IN | MISO_MO-IL | Internal | Winter | B17 | 100 | 5000 | 0 | 65.68 | 65.67 | 0.01 | 0
2015 | MISO_IN_2_MISO_MO-IL | MISO_IN | MISO_MO-IL | Internal | Winter | B18 | 400 | 5000 | 0 | 58.8 | 58.79 | 0.01 | 0
2015 | MISO_IN_2_MISO_MO-IL | MISO_IN | MISO_MO-IL | Internal | Winter | B19 | 700 | 5000 | 0 | 57.86 | 57.86 | 0.01 | 0
2015 | MISO_IN_2_MISO_MO-IL | MISO_IN | MISO_MO-IL | Internal | Winter | B20 | 935 | 5000 | 0 | 53.68 | 53.66 | 0.01 | 0
2015 | MISO_IN_2_NonRTO_Midwest | MISO_IN | NonRTO_Midwest | Internal | Shoulder | B11 | 25 | 4800 | 968.06 | 76.75 | 84.75 | 8 | 0
2015 | MISO_IN_2_NonRTO_Midwest | MISO_IN | NonRTO_Midwest | Internal | Shoulder | B12 | 200 | 4800 | 558.55 | 62.39 | 70.39 | 8 | 0
2015 | MISO_IN_2_NonRTO_Midwest | MISO_IN | NonRTO_Midwest | Internal | Shoulder | B13 | 600 | 4800 | 27.94 | 57.61 | 65.61 | 8 | 0
2015 | MISO_IN_2_NonRTO_Midwest | MISO_IN | NonRTO_Midwest | Internal | Shoulder | B14 | 900 | 4800 | 0 | 55.79 | 56.69 | 8 | 0
2015 | MISO_IN_2_NonRTO_Midwest | MISO_IN | NonRTO_Midwest | Internal | Shoulder | B15 | 1203 | 4800 | 0 | 54.98 | 56.03 | 8 | 0
2015 | MISO_IN_2_NonRTO_Midwest | MISO_IN | NonRTO_Midwest | Internal | Summer | B1 | 10 | 4800 | 0 | 91.68 | 96.16 | 8 | 0
2015 | MISO_IN_2_NonRTO_Midwest | MISO_IN | NonRTO_Midwest | Internal | Summer | B2 | 25 | 4800 | 0 | 88.65 | 96.16 | 8 | 0
2015 | MISO_IN_2_NonRTO_Midwest | MISO_IN | NonRTO_Midwest | Internal | Summer | B3 | 75 | 4800 | 0 | 88.52 | 96.16 | 8 | 0
2015 | MISO_IN_2_NonRTO_Midwest | MISO_IN | NonRTO_Midwest | Internal | Summer | B4 | 100 | 4800 | 798.13 | 86.53 | 94.53 | 8 | 0
2015 | MISO_IN_2_NonRTO_Midwest | MISO_IN | NonRTO_Midwest | Internal | Summer | B5 | 200 | 4800 | 494.81 | 74.93 | 82.93 | 8 | 0
2015 | MISO_IN_2_NonRTO_Midwest | MISO_IN | NonRTO_Midwest | Internal | Summer | B6 | 300 | 4800 | 0 | 62.83 | 69.83 | 8 | 0
2015 | MISO_IN_2_NonRTO_Midwest | MISO_IN | NonRTO_Midwest | Internal | Summer | B7 | 400 | 4800 | 0 | 55.57 | 56.69 | 8 | 0
2015 | MISO_IN_2_NonRTO_Midwest | MISO_IN | NonRTO_Midwest | Internal | Summer | B8 | 500 | 4800 | 0 | 53.89 | 56.66 | 8 | 0
2015 | MISO_IN_2_NonRTO_Midwest | MISO_IN | NonRTO_Midwest | Internal | Summer | B9 | 800 | 4800 | 0 | 53.1 | 55.05 | 8 | 0
2015 | MISO_IN_2_NonRTO_Midwest | MISO_IN | NonRTO_Midwest | Internal | Summer | B10 | 1262 | 4800 | 0 | 53.06 | 53.97 | 8 | 0
2015 | MISO_IN_2_NonRTO_Midwest | MISO_IN | NonRTO_Midwest | Internal | Winter | B16 | 25 | 4800 | 2273.27 | 74.91 | 82.91 | 8 | 0
2015 | MISO_IN_2_NonRTO_Midwest | MISO_IN | NonRTO_Midwest | Internal | Winter | B17 | 100 | 4800 | 1197.97 | 65.68 | 73.68 | 8 | 0
2015 | MISO_IN_2_NonRTO_Midwest | MISO_IN | NonRTO_Midwest | Internal | Winter | B18 | 400 | 4800 | 471.58 | 58.8 | 66.8 | 8 | 0
2015 | MISO_IN_2_NonRTO_Midwest | MISO_IN | NonRTO_Midwest | Internal | Winter | B19 | 700 | 4800 | 0 | 57.86 | 56.81 | 8 | 0
2015 | MISO_IN_2_NonRTO_Midwest | MISO_IN | NonRTO_Midwest | Internal | Winter | B20 | 935 | 4800 | 0 | 53.68 | 56.07 | 8 | 0
2015 | MISO_IN_2_PJM_ROR | MISO_IN | PJM_ROR | Internal | Shoulder | B11 | 25 | 992 | 0 | 76.75 | 74.76 | 2 | 0
2015 | MISO_IN_2_PJM_ROR | MISO_IN | PJM_ROR | Internal | Shoulder | B12 | 200 | 992 | 0 | 62.39 | 64.38 | 2 | 0
2015 | MISO_IN_2_PJM_ROR | MISO_IN | PJM_ROR | Internal | Shoulder | B13 | 600 | 992 | 27 | 57.61 | 59.61 | 2 | 0
2015 | MISO_IN_2_PJM_ROR | MISO_IN | PJM_ROR | Internal | Shoulder | B14 | 900 | 992 | 153.28 | 55.79 | 57.79 | 2 | 0
2015 | MISO_IN_2_PJM_ROR | MISO_IN | PJM_ROR | Internal | Shoulder | B15 | 1203 | 992 | 0 | 54.98 | 54.29 | 2 | 0
2015 | MISO_IN_2_PJM_ROR | MISO_IN | PJM_ROR | Internal | Summer | B1 | 10 | 992 | 0.02 | 91.68 | 93.67 | 2 | 0
2015 | MISO_IN_2_PJM_ROR | MISO_IN | PJM_ROR | Internal | Summer | B2 | 25 | 992 | 0 | 88.65 | 90.16 | 2 | 0
2015 | MISO_IN_2_PJM_ROR | MISO_IN | PJM_ROR | Internal | Summer | B3 | 75 | 992 | 0 | 88.52 | 89.41 | 2 | 0
2015 | MISO_IN_2_PJM_ROR | MISO_IN | PJM_ROR | Internal | Summer | B4 | 100 | 992 | 0 | 86.53 | 84.54 | 2 | 0
2015 | MISO_IN_2_PJM_ROR | MISO_IN | PJM_ROR | Internal | Summer | B5 | 200 | 992 | 0 | 74.93 | 76.92 | 2 | 0
2015 | MISO_IN_2_PJM_ROR | MISO_IN | PJM_ROR | Internal | Summer | B6 | 300 | 992 | 568.51 | 62.83 | 64.83 | 2 | 0
2015 | MISO_IN_2_PJM_ROR | MISO_IN | PJM_ROR | Internal | Summer | B7 | 400 | 992 | 237.8 | 55.57 | 57.57 | 2 | 0
2015 | MISO_IN_2_PJM_ROR | MISO_IN | PJM_ROR | Internal | Summer | B8 | 500 | 992 | 952.97 | 53.89 | 55.89 | 2 | 0
2015 | MISO_IN_2_PJM_ROR | MISO_IN | PJM_ROR | Internal | Summer | B9 | 800 | 992 | 0 | 53.1 | 53.89 | 2 | 0
2015 | MISO_IN_2_PJM_ROR | MISO_IN | PJM_ROR | Internal | Summer | B10 | 1262 | 992 | 0 | 53.06 | 52.28 | 2 | 0
2015 | MISO_IN_2_PJM_ROR | MISO_IN | PJM_ROR | Internal | Winter | B16 | 25 | 992 | 0 | 74.91 | 76.89 | 2 | 0
2015 | MISO_IN_2_PJM_ROR | MISO_IN | PJM_ROR | Internal | Winter | B17 | 100 | 992 | 0 | 65.68 | 67.67 | 2 | 0
2015 | MISO_IN_2_PJM_ROR | MISO_IN | PJM_ROR | Internal | Winter | B18 | 400 | 992 | 349.98 | 58.8 | 60.8 | 2 | 0
2015 | MISO_IN_2_PJM_ROR | MISO_IN | PJM_ROR | Internal | Winter | B19 | 700 | 992 | 189.61 | 57.86 | 59.86 | 2 | 0
2015 | MISO_IN_2_PJM_ROR | MISO_IN | PJM_ROR | Internal | Winter | B20 | 935 | 992 | 0 | 53.68 | 55.18 | 2 | 0
2015 | MISO_MI_2_MISO_IN | MISO_MI | MISO_IN | Internal | Shoulder | B11 | 25 | 2535 | 2535 | 75.69 | 76.75 | 0.01 | 1.05
2015 | MISO_MI_2_MISO_IN | MISO_MI | MISO_IN | Internal | Shoulder | B12 | 200 | 2535 | 418.2 | 62.38 | 62.39 | 0.01 | 0
2015 | MISO_MI_2_MISO_IN | MISO_MI | MISO_IN | Internal | Shoulder | B13 | 600 | 2535 | 0 | 57.61 | 57.61 | 0.01 | 0
2015 | MISO_MI_2_MISO_IN | MISO_MI | MISO_IN | Internal | Shoulder | B14 | 900 | 2535 | 0 | 55.8 | 55.79 | 0.01 | 0
2015 | MISO_MI_2_MISO_IN | MISO_MI | MISO_IN | Internal | Shoulder | B15 | 1203 | 2535 | 0 | 54.99 | 54.98 | 0.01 | 0
2015 | MISO_MI_2_MISO_IN | MISO_MI | MISO_IN | Internal | Summer | B1 | 10 | 2535 | 1617.81 | 91.67 | 91.68 | 0.01 | 0
2015 | MISO_MI_2_MISO_IN | MISO_MI | MISO_IN | Internal | Summer | B2 | 25 | 2535 | 1269.8 | 88.64 | 88.65 | 0.01 | 0
2015 | MISO_MI_2_MISO_IN | MISO_MI | MISO_IN | Internal | Summer | B3 | 75 | 2535 | 2535 | 87.41 | 88.52 | 0.01 | 1.1
2015 | MISO_MI_2_MISO_IN | MISO_MI | MISO_IN | Internal | Summer | B4 | 100 | 2535 | 2230.59 | 86.52 | 86.53 | 0.01 | 0
2015 | MISO_MI_2_MISO_IN | MISO_MI | MISO_IN | Internal | Summer | B5 | 200 | 2535 | 2533.72 | 74.92 | 74.93 | 0.01 | 0
2015 | MISO_MI_2_MISO_IN | MISO_MI | MISO_IN | Internal | Summer | B6 | 300 | 2535 | 0 | 62.83 | 62.83 | 0.01 | 0
2015 | MISO_MI_2_MISO_IN | MISO_MI | MISO_IN | Internal | Summer | B7 | 400 | 2535 | 0 | 55.59 | 55.57 | 0.01 | 0
2015 | MISO_MI_2_MISO_IN | MISO_MI | MISO_IN | Internal | Summer | B8 | 500 | 2535 | 0 | 53.9 | 53.89 | 0.01 | 0
2015 | MISO_MI_2_MISO_IN | MISO_MI | MISO_IN | Internal | Summer | B9 | 800 | 2535 | 0 | 53.11 | 53.1 | 0.01 | 0
2015 | MISO_MI_2_MISO_IN | MISO_MI | MISO_IN | Internal | Summer | B10 | 1262 | 2535 | 0 | 53.07 | 53.06 | 0.01 | 0
2015 | MISO_MI_2_MISO_IN | MISO_MI | MISO_IN | Internal | Winter | B16 | 25 | 2535 | 2209.66 | 74.89 | 74.91 | 0.01 | 0
2015 | MISO_MI_2_MISO_IN | MISO_MI | MISO_IN | Internal | Winter | B17 | 100 | 2535 | 160.9 | 65.67 | 65.68 | 0.01 | 0
2015 | MISO_MI_2_MISO_IN | MISO_MI | MISO_IN | Internal | Winter | B18 | 400 | 2535 | 0 | 58.82 | 58.8 | 0.01 | 0
2015 | MISO_MI_2_MISO_IN | MISO_MI | MISO_IN | Internal | Winter | B19 | 700 | 2535 | 0 | 57.87 | 57.86 | 0.01 | 0
2015 | MISO_MI_2_MISO_IN | MISO_MI | MISO_IN | Internal | Winter | B20 | 935 | 2535 | 0 | 53.69 | 53.68 | 0.01 | 0
2015 | MISO_MI_2_MISO_WUMS | MISO_MI | MISO_WUMS | Internal | Shoulder | B11 | 25 | 312 | 0 | 75.69 | 72.54 | 0.01 | 0
2015 | MISO_MI_2_MISO_WUMS | MISO_MI | MISO_WUMS | Internal | Shoulder | B12 | 200 | 312 | 0 | 62.38 | 62.36 | 0.01 | 0
2015 | MISO_MI_2_MISO_WUMS | MISO_MI | MISO_WUMS | Internal | Shoulder | B13 | 600 | 312 | 0 | 57.61 | 57.6 | 0.01 | 0
2015 | MISO_MI_2_MISO_WUMS | MISO_MI | MISO_WUMS | Internal | Shoulder | B14 | 900 | 312 | 0 | 55.8 | 55.77 | 0.01 | 0
2015 | MISO_MI_2_MISO_WUMS | MISO_MI | MISO_WUMS | Internal | Shoulder | B15 | 1203 | 312 | 0 | 54.99 | 54 | 0.01 | 0
2015 | MISO_MI_2_MISO_WUMS | MISO_MI | MISO_WUMS | Internal | Summer | B1 | 10 | 312 | 0.02 | 91.67 | 91.67 | 0.01 | 0
2015 | MISO_MI_2_MISO_WUMS | MISO_MI | MISO_WUMS | Internal | Summer | B2 | 25 | 312 | 0 | 88.64 | 88.16 | 0.01 | 0
2015 | MISO_MI_2_MISO_WUMS | MISO_MI | MISO_WUMS | Internal | Summer | B3 | 75 | 312 | 0 | 87.41 | 87.41 | 0.01 | 0
2015 | MISO_MI_2_MISO_WUMS | MISO_MI | MISO_WUMS | Internal | Summer | B4 | 100 | 312 | 0 | 86.52 | 82.54 | 0.01 | 0
2015 | MISO_MI_2_MISO_WUMS | MISO_MI | MISO_WUMS | Internal | Summer | B5 | 200 | 312 | 0 | 74.92 | 63.19 | 0.01 | 0
2015 | MISO_MI_2_MISO_WUMS | MISO_MI | MISO_WUMS | Internal | Summer | B6 | 300 | 312 | 0 | 62.83 | 62.06 | 0.01 | 0
2015 | MISO_MI_2_MISO_WUMS | MISO_MI | MISO_WUMS | Internal | Summer | B7 | 400 | 312 | 0 | 55.59 | 55.56 | 0.01 | 0
2015 | MISO_MI_2_MISO_WUMS | MISO_MI | MISO_WUMS | Internal | Summer | B8 | 500 | 312 | 0 | 53.9 | 53.89 | 0.01 | 0
2015 | MISO_MI_2_MISO_WUMS | MISO_MI | MISO_WUMS | Internal | Summer | B9 | 800 | 312 | 0 | 53.11 | 52.84 | 0.01 | 0
2015 | MISO_MI_2_MISO_WUMS | MISO_MI | MISO_WUMS | Internal | Summer | B10 | 1262 | 312 | 0 | 53.07 | 52.08 | 0.01 | 0
2015 | MISO_MI_2_MISO_WUMS | MISO_MI | MISO_WUMS | Internal | Winter | B16 | 25 | 312 | 0 | 74.89 | 74.88 | 0.01 | 0
2015 | MISO_MI_2_MISO_WUMS | MISO_MI | MISO_WUMS | Internal | Winter | B17 | 100 | 312 | 0 | 65.67 | 65.66 | 0.01 | 0
2015 | MISO_MI_2_MISO_WUMS | MISO_MI | MISO_WUMS | Internal | Winter | B18 | 400 | 312 | 0 | 58.82 | 58.8 | 0.01 | 0
2015 | MISO_MI_2_MISO_WUMS | MISO_MI | MISO_WUMS | Internal | Winter | B19 | 700 | 312 | 0 | 57.87 | 57.86 | 0.01 | 0
2015 | MISO_MI_2_MISO_WUMS | MISO_MI | MISO_WUMS | Internal | Winter | B20 | 935 | 312 | 0 | 53.69 | 53.68 | 0.01 | 0
2015 | MISO_MI_2_PJM_ROR | MISO_MI | PJM_ROR | Internal | Shoulder | B11 | 25 | 1424 | 0 | 75.69 | 74.76 | 2 | 0
2015 | MISO_MI_2_PJM_ROR | MISO_MI | PJM_ROR | Internal | Shoulder | B12 | 200 | 1424 | 95.62 | 62.38 | 64.38 | 2 | 0
2015 | MISO_MI_2_PJM_ROR | MISO_MI | PJM_ROR | Internal | Shoulder | B13 | 600 | 1424 | 37.31 | 57.61 | 59.61 | 2 | 0
2015 | MISO_MI_2_PJM_ROR | MISO_MI | PJM_ROR | Internal | Shoulder | B14 | 900 | 1424 | 0 | 55.8 | 57.79 | 2 | 0
2015 | MISO_MI_2_PJM_ROR | MISO_MI | PJM_ROR | Internal | Shoulder | B15 | 1203 | 1424 | 0 | 54.99 | 54.29 | 2 | 0
2015 | MISO_MI_2_PJM_ROR | MISO_MI | PJM_ROR | Internal | Summer | B1 | 10 | 1424 | 111.26 | 91.67 | 93.67 | 2 | 0
2015 | MISO_MI_2_PJM_ROR | MISO_MI | PJM_ROR | Internal | Summer | B2 | 25 | 1424 | 0 | 88.64 | 90.16 | 2 | 0
2015 | MISO_MI_2_PJM_ROR | MISO_MI | PJM_ROR | Internal | Summer | B3 | 75 | 1424 | 572.07 | 87.41 | 89.41 | 2 | 0
2015 | MISO_MI_2_PJM_ROR | MISO_MI | PJM_ROR | Internal | Summer | B4 | 100 | 1424 | 0 | 86.52 | 84.54 | 2 | 0
2015 | MISO_MI_2_PJM_ROR | MISO_MI | PJM_ROR | Internal | Summer | B5 | 200 | 1424 | 515.94 | 74.92 | 76.92 | 2 | 0
2015 | MISO_MI_2_PJM_ROR | MISO_MI | PJM_ROR | Internal | Summer | B6 | 300 | 1424 | 430.48 | 62.83 | 64.83 | 2 | 0
2015 | MISO_MI_2_PJM_ROR | MISO_MI | PJM_ROR | Internal | Summer | B7 | 400 | 1424 | 0 | 55.59 | 57.57 | 2 | 0
2015 | MISO_MI_2_PJM_ROR | MISO_MI | PJM_ROR | Internal | Summer | B8 | 500 | 1424 | 0 | 53.9 | 55.89 | 2 | 0
2015 | MISO_MI_2_PJM_ROR | MISO_MI | PJM_ROR | Internal | Summer | B9 | 800 | 1424 | 0 | 53.11 | 53.89 | 2 | 0
2015 | MISO_MI_2_PJM_ROR | MISO_MI | PJM_ROR | Internal | Summer | B10 | 1262 | 1424 | 0 | 53.07 | 52.28 | 2 | 0
2015 | MISO_MI_2_PJM_ROR | MISO_MI | PJM_ROR | Internal | Winter | B16 | 25 | 1424 | 402.46 | 74.89 | 76.89 | 2 | 0
2015 | MISO_MI_2_PJM_ROR | MISO_MI | PJM_ROR | Internal | Winter | B17 | 100 | 1424 | 331.25 | 65.67 | 67.67 | 2 | 0
2015 | MISO_MI_2_PJM_ROR | MISO_MI | PJM_ROR | Internal | Winter | B18 | 400 | 1424 | 0 | 58.82 | 60.8 | 2 | 0
2015 | MISO_MI_2_PJM_ROR | MISO_MI | PJM_ROR | Internal | Winter | B19 | 700 | 1424 | 0 | 57.87 | 59.86 | 2 | 0
2015 | MISO_MI_2_PJM_ROR | MISO_MI | PJM_ROR | Internal | Winter | B20 | 935 | 1424 | 0 | 53.69 | 55.18 | 2 | 0
2015 | MISO_MO-IL_2_ENT | MISO_MO-IL | ENT | Internal | Shoulder | B11 | 25 | 2540 | 0 | 76.76 | 84.72 | 8 | 0
2015 | MISO_MO-IL_2_ENT | MISO_MO-IL | ENT | Internal | Shoulder | B12 | 200 | 2540 | 0 | 62.39 | 59.84 | 8 | 0
2015 | MISO_MO-IL_2_ENT | MISO_MO-IL | ENT | Internal | Shoulder | B13 | 600 | 2540 | 0 | 57.62 | 59.4 | 8 | 0
2015 | MISO_MO-IL_2_ENT | MISO_MO-IL | ENT | Internal | Shoulder | B14 | 900 | 2540 | 0 | 55.8 | 59.4 | 8 | 0
2015 | MISO_MO-IL_2_ENT | MISO_MO-IL | ENT | Internal | Shoulder | B15 | 1203 | 2540 | 0 | 54.98 | 57.43 | 8 | 0
2015 | MISO_MO-IL_2_ENT | MISO_MO-IL | ENT | Internal | Summer | B1 | 10 | 2540 | 0 | 91.67 | 91.67 | 8 | 0
2015 | MISO_MO-IL_2_ENT | MISO_MO-IL | ENT | Internal | Summer | B2 | 25 | 2540 | 0 | 88.64 | 89.77 | 8 | 0
2015 | MISO_MO-IL_2_ENT | MISO_MO-IL | ENT | Internal | Summer | B3 | 75 | 2540 | 0 | 88.53 | 89.77 | 8 | 0
2015 | MISO_MO-IL_2_ENT | MISO_MO-IL | ENT | Internal | Summer | B4 | 100 | 2540 | 0 | 86.54 | 86.1 | 8 | 0
2015 | MISO_MO-IL_2_ENT | MISO_MO-IL | ENT | Internal | Summer | B5 | 200 | 2540 | 1888.67 | 74.95 | 82.95 | 8 | 0
2015 | MISO_MO-IL_2_ENT | MISO_MO-IL | ENT | Internal | Summer | B6 | 300 | 2540 | 0 | 62.84 | 69.83 | 8 | 0
2015 | MISO_MO-IL_2_ENT | MISO_MO-IL | ENT | Internal | Summer | B7 | 400 | 2540 | 0 | 55.59 | 58.62 | 8 | 0
2015 | MISO_MO-IL_2_ENT | MISO_MO-IL | ENT | Internal | Summer | B8 | 500 | 2540 | 0 | 53.89 | 58.62 | 8 | 0
2015 | MISO_MO-IL_2_ENT | MISO_MO-IL | ENT | Internal | Summer | B9 | 800 | 2540 | 0 | 53.09 | 58.19 | 8 | 0
2015 | MISO_MO-IL_2_ENT | MISO_MO-IL | ENT | Internal | Summer | B10 | 1262 | 2540 | 0 | 52.1 | 56.26 | 8 | 0
2015 | MISO_MO-IL_2_ENT | MISO_MO-IL | ENT | Internal | Winter | B16 | 25 | 2540 | 0 | 74.89 | 74.89 | 8 | 0
2015 | MISO_MO-IL_2_ENT | MISO_MO-IL | ENT | Internal | Winter | B17 | 100 | 2540 | 0 | 65.67 | 61.82 | 8 | 0
2015 | MISO_MO-IL_2_ENT | MISO_MO-IL | ENT | Internal | Winter | B18 | 400 | 2540 | 0 | 58.79 | 61.82 | 8 | 0
2015 | MISO_MO-IL_2_ENT | MISO_MO-IL | ENT | Internal | Winter | B19 | 700 | 2540 | 0 | 57.86 | 61.02 | 8 | 0
2015 | MISO_MO-IL_2_ENT | MISO_MO-IL | ENT | Internal | Winter | B20 | 935 | 2540 | 0 | 53.66 | 59.76 | 8 | 0
2015 | MISO_MO-IL_2_MISO_IN | MISO_MO-IL | MISO_IN | Internal | Shoulder | B11 | 25 | 2100 | 0 | 76.76 | 76.75 | 0.01 | 0
2015 | MISO_MO-IL_2_MISO_IN | MISO_MO-IL | MISO_IN | Internal | Shoulder | B12 | 200 | 2100 | 0 | 62.39 | 62.39 | 0.01 | 0
2015 | MISO_MO-IL_2_MISO_IN | MISO_MO-IL | MISO_IN | Internal | Shoulder | B13 | 600 | 2100 | 0 | 57.62 | 57.61 | 0.01 | 0
2015 | MISO_MO-IL_2_MISO_IN | MISO_MO-IL | MISO_IN | Internal | Shoulder | B14 | 900 | 2100 | 0 | 55.8 | 55.79 | 0.01 | 0
2015 | MISO_MO-IL_2_MISO_IN | MISO_MO-IL | MISO_IN | Internal | Shoulder | B15 | 1203 | 2100 | 0 | 54.98 | 54.98 | 0.01 | 0
2015 | MISO_MO-IL_2_MISO_IN | MISO_MO-IL | MISO_IN | Internal | Summer | B1 | 10 | 2100 | 296.14 | 91.67 | 91.68 | 0.01 | 0
2015 | MISO_MO-IL_2_MISO_IN | MISO_MO-IL | MISO_IN | Internal | Summer | B2 | 25 | 2100 | 390 | 88.64 | 88.65 | 0.01 | 0
2015 | MISO_MO-IL_2_MISO_IN | MISO_MO-IL | MISO_IN | Internal | Summer | B3 | 75 | 2100 | 0 | 88.53 | 88.52 | 0.01 | 0
2015 | MISO_MO-IL_2_MISO_IN | MISO_MO-IL | MISO_IN | Internal | Summer | B4 | 100 | 2100 | 0 | 86.54 | 86.53 | 0.01 | 0
2015 | MISO_MO-IL_2_MISO_IN | MISO_MO-IL | MISO_IN | Internal | Summer | B5 | 200 | 2100 | 0 | 74.95 | 74.93 | 0.01 | 0
2015 | MISO_MO-IL_2_MISO_IN | MISO_MO-IL | MISO_IN | Internal | Summer | B6 | 300 | 2100 | 0 | 62.84 | 62.83 | 0.01 | 0
2015 | MISO_MO-IL_2_MISO_IN | MISO_MO-IL | MISO_IN | Internal | Summer | B7 | 400 | 2100 | 0 | 55.59 | 55.57 | 0.01 | 0
2015 | MISO_MO-IL_2_MISO_IN | MISO_MO-IL | MISO_IN | Internal | Summer | B8 | 500 | 2100 | 0 | 53.89 | 53.89 | 0.01 | 0
2015 | MISO_MO-IL_2_MISO_IN | MISO_MO-IL | MISO_IN | Internal | Summer | B9 | 800 | 2100 | 721.16 | 53.09 | 53.1 | 0.01 | 0
2015 | MISO_MO-IL_2_MISO_IN | MISO_MO-IL | MISO_IN | Internal | Summer | B10 | 1262 | 2100 | 2100 | 52.1 | 53.06 | 0.01 | 0.95
2015 | MISO_MO-IL_2_MISO_IN | MISO_MO-IL | MISO_IN | Internal | Winter | B16 | 25 | 2100 | 184.62 | 74.89 | 74.91 | 0.01 | 0
2015 | MISO_MO-IL_2_MISO_IN | MISO_MO-IL | MISO_IN | Internal | Winter | B17 | 100 | 2100 | 392.49 | 65.67 | 65.68 | 0.01 | 0
2015 | MISO_MO-IL_2_MISO_IN | MISO_MO-IL | MISO_IN | Internal | Winter | B18 | 400 | 2100 | 170.85 | 58.79 | 58.8 | 0.01 | 0
2015 | MISO_MO-IL_2_MISO_IN | MISO_MO-IL | MISO_IN | Internal | Winter | B19 | 700 | 2100 | 0 | 57.86 | 57.86 | 0.01 | 0
2015 | MISO_MO-IL_2_MISO_IN | MISO_MO-IL | MISO_IN | Internal | Winter | B20 | 935 | 2100 | 1425.85 | 53.66 | 53.68 | 0.01 | 0
2015 | MISO_MO-IL_2_MISO_W | MISO_MO-IL | MISO_W | Internal | Shoulder | B11 | 25 | 1208 | 0 | 76.76 | 76.75 | 0.01 | 0
2015 | MISO_MO-IL_2_MISO_W | MISO_MO-IL | MISO_W | Internal | Shoulder | B12 | 200 | 1208 | 0 | 62.39 | 62.38 | 0.01 | 0
2015 | MISO_MO-IL_2_MISO_W | MISO_MO-IL | MISO_W | Internal | Shoulder | B13 | 600 | 1208 | 0 | 57.62 | 57.61 | 0.01 | 0
2015 | MISO_MO-IL_2_MISO_W | MISO_MO-IL | MISO_W | Internal | Shoulder | B14 | 900 | 1208 | 0 | 55.8 | 55.79 | 0.01 | 0
2015 | MISO_MO-IL_2_MISO_W | MISO_MO-IL | MISO_W | Internal | Shoulder | B15 | 1203 | 1208 | 80.82 | 54.98 | 54.99 | 0.01 | 0
2015 | MISO_MO-IL_2_MISO_W | MISO_MO-IL | MISO_W | Internal | Summer | B1 | 10 | 1208 | 0.02 | 91.67 | 91.67 | 0.01 | 0
2015 | MISO_MO-IL_2_MISO_W | MISO_MO-IL | MISO_W | Internal | Summer | B2 | 25 | 1208 | 0 | 88.64 | 88.63 | 0.01 | 0
2015 | MISO_MO-IL_2_MISO_W | MISO_MO-IL | MISO_W | Internal | Summer | B3 | 75 | 1208 | 0 | 88.53 | 88.52 | 0.01 | 0
2015 | MISO_MO-IL_2_MISO_W | MISO_MO-IL | MISO_W | Internal | Summer | B4 | 100 | 1208 | 0 | 86.54 | 86.53 | 0.01 | 0
2015 | MISO_MO-IL_2_MISO_W | MISO_MO-IL | MISO_W | Internal | Summer | B5 | 200 | 1208 | 0 | 74.95 | 74.93 | 0.01 | 0
2015 | MISO_MO-IL_2_MISO_W | MISO_MO-IL | MISO_W | Internal | Summer | B6 | 300 | 1208 | 45.51 | 62.84 | 62.86 | 0.01 | 0
2015 | MISO_MO-IL_2_MISO_W | MISO_MO-IL | MISO_W | Internal | Summer | B7 | 400 | 1208 | 0 | 55.59 | 55.57 | 0.01 | 0
2015 | MISO_MO-IL_2_MISO_W | MISO_MO-IL | MISO_W | Internal | Summer | B8 | 500 | 1208 | 22.86 | 53.89 | 53.9 | 0.01 | 0
2015 | MISO_MO-IL_2_MISO_W | MISO_MO-IL | MISO_W | Internal | Summer | B9 | 800 | 1208 | 0 | 53.09 | 53.07 | 0.01 | 0
2015 | MISO_MO-IL_2_MISO_W | MISO_MO-IL | MISO_W | Internal | Summer | B10 | 1262 | 1208 | 0 | 52.1 | 52.09 | 0.01 | 0
2015 | MISO_MO-IL_2_MISO_W | MISO_MO-IL | MISO_W | Internal | Winter | B16 | 25 | 1208 | 0 | 74.89 | 74.89 | 0.01 | 0
2015 | MISO_MO-IL_2_MISO_W | MISO_MO-IL | MISO_W | Internal | Winter | B17 | 100 | 1208 | 0 | 65.67 | 65.67 | 0.01 | 0
2015 | MISO_MO-IL_2_MISO_W | MISO_MO-IL | MISO_W | Internal | Winter | B18 | 400 | 1208 | 152.53 | 58.79 | 58.8 | 0.01 | 0
2015 | MISO_MO-IL_2_MISO_W | MISO_MO-IL | MISO_W | Internal | Winter | B19 | 700 | 1208 | 1084.45 | 57.86 | 57.87 | 0.01 | 0
2015 | MISO_MO-IL_2_MISO_W | MISO_MO-IL | MISO_W | Internal | Winter | B20 | 935 | 1208 | 0 | 53.66 | 53.66 | 0.01 | 0
2015 | MISO_MO-IL_2_PJM_ROR | MISO_MO-IL | PJM_ROR | Internal | Shoulder | B11 | 25 | 1212 | 0 | 76.76 | 74.76 | 2 | 0
2015 | MISO_MO-IL_2_PJM_ROR | MISO_MO-IL | PJM_ROR | Internal | Shoulder | B12 | 200 | 1212 | 0 | 62.39 | 64.38 | 2 | 0
2015 | MISO_MO-IL_2_PJM_ROR | MISO_MO-IL | PJM_ROR | Internal | Shoulder | B13 | 600 | 1212 | 0 | 57.62 | 59.61 | 2 | 0
2015 | MISO_MO-IL_2_PJM_ROR | MISO_MO-IL | PJM_ROR | Internal | Shoulder | B14 | 900 | 1212 | 0 | 55.8 | 57.79 | 2 | 0
2015 | MISO_MO-IL_2_PJM_ROR | MISO_MO-IL | PJM_ROR | Internal | Shoulder | B15 | 1203 | 1212 | 0 | 54.98 | 54.29 | 2 | 0
2015 | MISO_MO-IL_2_PJM_ROR | MISO_MO-IL | PJM_ROR | Internal | Summer | B1 | 10 | 1212 | 77.94 | 91.67 | 93.67 | 2 | 0
2015 | MISO_MO-IL_2_PJM_ROR | MISO_MO-IL | PJM_ROR | Internal | Summer | B2 | 25 | 1212 | 0 | 88.64 | 90.16 | 2 | 0
2015 | MISO_MO-IL_2_PJM_ROR | MISO_MO-IL | PJM_ROR | Internal | Summer | B3 | 75 | 1212 | 0 | 88.53 | 89.41 | 2 | 0
2015 | MISO_MO-IL_2_PJM_ROR | MISO_MO-IL | PJM_ROR | Internal | Summer | B4 | 100 | 1212 | 0 | 86.54 | 84.54 | 2 | 0
2015 | MISO_MO-IL_2_PJM_ROR | MISO_MO-IL | PJM_ROR | Internal | Summer | B5 | 200 | 1212 | 0 | 74.95 | 76.92 | 2 | 0
2015 | MISO_MO-IL_2_PJM_ROR | MISO_MO-IL | PJM_ROR | Internal | Summer | B6 | 300 | 1212 | 0 | 62.84 | 64.83 | 2 | 0
2015 | MISO_MO-IL_2_PJM_ROR | MISO_MO-IL | PJM_ROR | Internal | Summer | B7 | 400 | 1212 | 0 | 55.59 | 57.57 | 2 | 0
2015 | MISO_MO-IL_2_PJM_ROR | MISO_MO-IL | PJM_ROR | Internal | Summer | B8 | 500 | 1212 | 230.23 | 53.89 | 55.89 | 2 | 0
2015 | MISO_MO-IL_2_PJM_ROR | MISO_MO-IL | PJM_ROR | Internal | Summer | B9 | 800 | 1212 | 0 | 53.09 | 53.89 | 2 | 0
2015 | MISO_MO-IL_2_PJM_ROR | MISO_MO-IL | PJM_ROR | Internal | Summer | B10 | 1262 | 1212 | 0 | 52.1 | 52.28 | 2 | 0
2015 | MISO_MO-IL_2_PJM_ROR | MISO_MO-IL | PJM_ROR | Internal | Winter | B16 | 25 | 1212 | 93.17 | 74.89 | 76.89 | 2 | 0
2015 | MISO_MO-IL_2_PJM_ROR | MISO_MO-IL | PJM_ROR | Internal | Winter | B17 | 100 | 1212 | 837.8 | 65.67 | 67.67 | 2 | 0
2015 | MISO_MO-IL_2_PJM_ROR | MISO_MO-IL | PJM_ROR | Internal | Winter | B18 | 400 | 1212 | 1212 | 58.79 | 60.8 | 2 | 0.01
2015 | MISO_MO-IL_2_PJM_ROR | MISO_MO-IL | PJM_ROR | Internal | Winter | B19 | 700 | 1212 | 1110.87 | 57.86 | 59.86 | 2 | 0
2015 | MISO_MO-IL_2_PJM_ROR | MISO_MO-IL | PJM_ROR | Internal | Winter | B20 | 935 | 1212 | 0 | 53.66 | 55.18 | 2 | 0
2015 | MISO_MO-IL_2_TVA_Transmission | MISO_MO-IL | TVA_Transmission | Internal | Shoulder | B11 | 25 | 4000 | 0 | 76.76 | 80.76 | 8 | 0
2015 | MISO_MO-IL_2_TVA_Transmission | MISO_MO-IL | TVA_Transmission | Internal | Shoulder | B12 | 200 | 4000 | 0 | 62.39 | 65.06 | 8 | 0
2015 | MISO_MO-IL_2_TVA_Transmission | MISO_MO-IL | TVA_Transmission | Internal | Shoulder | B13 | 600 | 4000 | 0 | 57.62 | 62.38 | 8 | 0
2015 | MISO_MO-IL_2_TVA_Transmission | MISO_MO-IL | TVA_Transmission | Internal | Shoulder | B14 | 900 | 4000 | 0 | 55.8 | 61.32 | 8 | 0
2015 | MISO_MO-IL_2_TVA_Transmission | MISO_MO-IL | TVA_Transmission | Internal | Shoulder | B15 | 1203 | 4000 | 0 | 54.98 | 60.24 | 8 | 0
2015 | MISO_MO-IL_2_TVA_Transmission | MISO_MO-IL | TVA_Transmission | Internal | Summer | B1 | 10 | 4000 | 284.54 | 91.67 | 99.67 | 8 | 0
2015 | MISO_MO-IL_2_TVA_Transmission | MISO_MO-IL | TVA_Transmission | Internal | Summer | B2 | 25 | 4000 | 0 | 88.64 | 96.16 | 8 | 0
2015 | MISO_MO-IL_2_TVA_Transmission | MISO_MO-IL | TVA_Transmission | Internal | Summer | B3 | 75 | 4000 | 0 | 88.53 | 95.41 | 8 | 0
2015 | MISO_MO-IL_2_TVA_Transmission | MISO_MO-IL | TVA_Transmission | Internal | Summer | B4 | 100 | 4000 | 0 | 86.54 | 90.54 | 8 | 0
2015 | MISO_MO-IL_2_TVA_Transmission | MISO_MO-IL | TVA_Transmission | Internal | Summer | B5 | 200 | 4000 | 0 | 74.95 | 82.44 | 8 | 0
2015 | MISO_MO-IL_2_TVA_Transmission | MISO_MO-IL | TVA_Transmission | Internal | Summer | B6 | 300 | 4000 | 0 | 62.84 | 69.58 | 8 | 0
2015 | MISO_MO-IL_2_TVA_Transmission | MISO_MO-IL | TVA_Transmission | Internal | Summer | B7 | 400 | 4000 | 0 | 55.59 | 60.85 | 8 | 0
2015 | MISO_MO-IL_2_TVA_Transmission | MISO_MO-IL | TVA_Transmission | Internal | Summer | B8 | 500 | 4000 | 0 | 53.89 | 59.9 | 8 | 0
2015 | MISO_MO-IL_2_TVA_Transmission | MISO_MO-IL | TVA_Transmission | Internal | Summer | B9 | 800 | 4000 | 0 | 53.09 | 58.93 | 8 | 0
2015 | MISO_MO-IL_2_TVA_Transmission | MISO_MO-IL | TVA_Transmission | Internal | Summer | B10 | 1262 | 4000 | 0 | 52.1 | 56.72 | 8 | 0
2015 | MISO_MO-IL_2_TVA_Transmission | MISO_MO-IL | TVA_Transmission | Internal | Winter | B16 | 25 | 4000 | 290.32 | 74.89 | 82.89 | 8 | 0
2015 | MISO_MO-IL_2_TVA_Transmission | MISO_MO-IL | TVA_Transmission | Internal | Winter | B17 | 100 | 4000 | 0 | 65.67 | 68.04 | 8 | 0
2015 | MISO_MO-IL_2_TVA_Transmission | MISO_MO-IL | TVA_Transmission | Internal | Winter | B18 | 400 | 4000 | 0 | 58.79 | 63.79 | 8 | 0
2015 | MISO_MO-IL_2_TVA_Transmission | MISO_MO-IL | TVA_Transmission | Internal | Winter | B19 | 700 | 4000 | 0 | 57.86 | 62.7 | 8 | 0
2015 | MISO_MO-IL_2_TVA_Transmission | MISO_MO-IL | TVA_Transmission | Internal | Winter | B20 | 935 | 4000 | 0 | 53.66 | 61.18 | 8 | 0
2015 | MISO_W_2_IESO | MISO_W | IESO | Internal | Shoulder | B11 | 25 | 145 | 0 | 76.75 | 53.47 | 8 | 0
2015 | MISO_W_2_IESO | MISO_W | IESO | Internal | Shoulder | B12 | 200 | 145 | 0 | 62.38 | 51.75 | 8 | 0
2015 | MISO_W_2_IESO | MISO_W | IESO | Internal | Shoulder | B13 | 600 | 145 | 0 | 57.61 | 50.6 | 8 | 0
2015 | MISO_W_2_IESO | MISO_W | IESO | Internal | Shoulder | B14 | 900 | 145 | 0 | 55.79 | 48.8 | 8 | 0
2015 | MISO_W_2_IESO | MISO_W | IESO | Internal | Shoulder | B15 | 1203 | 145 | 0 | 54.99 | 48.8 | 8 | 0
2015 | MISO_W_2_IESO | MISO_W | IESO | Internal | Summer | B1 | 10 | 145 | 0 | 91.67 | 84.67 | 8 | 0
2015 | MISO_W_2_IESO | MISO_W | IESO | Internal | Summer | B2 | 25 | 145 | 0 | 88.63 | 81.64 | 8 | 0
2015 | MISO_W_2_IESO | MISO_W | IESO | Internal | Summer | B3 | 75 | 145 | 0 | 88.52 | 80.41 | 8 | 0
2015 | MISO_W_2_IESO | MISO_W | IESO | Internal | Summer | B4 | 100 | 145 | 0 | 86.53 | 70.01 | 8 | 0
2015 | MISO_W_2_IESO | MISO_W | IESO | Internal | Summer | B5 | 200 | 145 | 0 | 74.93 | 61.93 | 8 | 0
2015 | MISO_W_2_IESO | MISO_W | IESO | Internal | Summer | B6 | 300 | 145 | 0 | 62.86 | 50.78 | 8 | 0
2015 | MISO_W_2_IESO | MISO_W | IESO | Internal | Summer | B7 | 400 | 145 | 0 | 55.57 | 48.59 | 8 | 0
2015 | MISO_W_2_IESO | MISO_W | IESO | Internal | Summer | B8 | 500 | 145 | 0 | 53.9 | 46.89 | 8 | 0
2015 | MISO_W_2_IESO | MISO_W | IESO | Internal | Summer | B9 | 800 | 145 | 0 | 53.07 | 46.07 | 8 | 0
2015 | MISO_W_2_IESO | MISO_W | IESO | Internal | Summer | B10 | 1262 | 145 | 0 | 52.09 | 46.07 | 8 | 0
2015 | MISO_W_2_IESO | MISO_W | IESO | Internal | Winter | B16 | 25 | 145 | 0 | 74.89 | 60.57 | 8 | 0
2015 | MISO_W_2_IESO | MISO_W | IESO | Internal | Winter | B17 | 100 | 145 | 0 | 65.67 | 54.53 | 8 | 0
2015 | MISO_W_2_IESO | MISO_W | IESO | Internal | Winter | B18 | 400 | 145 | 0 | 58.8 | 51.82 | 8 | 0
2015 | MISO_W_2_IESO | MISO_W | IESO | Internal | Winter | B19 | 700 | 145 | 0 | 57.87 | 50.87 | 8 | 0
2015 | MISO_W_2_IESO | MISO_W | IESO | Internal | Winter | B20 | 935 | 145 | 0 | 53.66 | 50.87 | 8 | 0
2015 | MISO_W_2_MAPP_CA | MISO_W | MAPP_CA | Internal | Shoulder | B11 | 25 | 700 | 0 | 76.75 | 70.97 | 0.01 | 0
2015 | MISO_W_2_MAPP_CA | MISO_W | MAPP_CA | Internal | Shoulder | B12 | 200 | 700 | 0 | 62.38 | 62.36 | 0.01 | 0
2015 | MISO_W_2_MAPP_CA | MISO_W | MAPP_CA | Internal | Shoulder | B13 | 600 | 700 | 0 | 57.61 | 57.6 | 0.01 | 0
2015 | MISO_W_2_MAPP_CA | MISO_W | MAPP_CA | Internal | Shoulder | B14 | 900 | 700 | 0 | 55.79 | 55.77 | 0.01 | 0
2015 | MISO_W_2_MAPP_CA | MISO_W | MAPP_CA | Internal | Shoulder | B15 | 1203 | 700 | 700 | 54.99 | 55.77 | 0.01 | 0.77
2015 | MISO_W_2_MAPP_CA | MISO_W | MAPP_CA | Internal | Summer | B1 | 10 | 700 | 0 | 91.67 | 76.67 | 0.01 | 0
2015 | MISO_W_2_MAPP_CA | MISO_W | MAPP_CA | Internal | Summer | B2 | 25 | 700 | 0 | 88.63 | 76.56 | 0.01 | 0
2015 | MISO_W_2_MAPP_CA | MISO_W | MAPP_CA | Internal | Summer | B3 | 75 | 700 | 0 | 88.52 | 77.28 | 0.01 | 0
2015 | MISO_W_2_MAPP_CA | MISO_W | MAPP_CA | Internal | Summer | B4 | 100 | 700 | 0 | 86.53 | 75.73 | 0.01 | 0
2015 | MISO_W_2_MAPP_CA | MISO_W | MAPP_CA | Internal | Summer | B5 | 200 | 700 | 0 | 74.93 | 70.97 | 0.01 | 0
2015 | MISO_W_2_MAPP_CA | MISO_W | MAPP_CA | Internal | Summer | B6 | 300 | 700 | 0 | 62.86 | 62.84 | 0.01 | 0
2015 | MISO_W_2_MAPP_CA | MISO_W | MAPP_CA | Internal | Summer | B7 | 400 | 700 | 0 | 55.57 | 55.56 | 0.01 | 0
2015 | MISO_W_2_MAPP_CA | MISO_W | MAPP_CA | Internal | Summer | B8 | 500 | 700 | 0 | 53.9 | 53.89 | 0.01 | 0
2015 | MISO_W_2_MAPP_CA | MISO_W | MAPP_CA | Internal | Summer | B9 | 800 | 700 | 0 | 53.07 | 53.06 | 0.01 | 0
2015 | MISO_W_2_MAPP_CA | MISO_W | MAPP_CA | Internal | Summer | B10 | 1262 | 700 | 700 | 52.09 | 53.06 | 0.01 | 0.96
2015 | MISO_W_2_MAPP_CA | MISO_W | MAPP_CA | Internal | Winter | B16 | 25 | 700 | 0 | 74.89 | 74.88 | 0.01 | 0
2015 | MISO_W_2_MAPP_CA | MISO_W | MAPP_CA | Internal | Winter | B17 | 100 | 700 | 0 | 65.67 | 65.66 | 0.01 | 0
2015 | MISO_W_2_MAPP_CA | MISO_W | MAPP_CA | Internal | Winter | B18 | 400 | 700 | 0 | 58.8 | 58.79 | 0.01 | 0
2015 | MISO_W_2_MAPP_CA | MISO_W | MAPP_CA | Internal | Winter | B19 | 700 | 700 | 656.79 | 57.87 | 57.89 | 0.01 | 0
2015 | MISO_W_2_MAPP_CA | MISO_W | MAPP_CA | Internal | Winter | B20 | 935 | 700 | 700 | 53.66 | 57.89 | 0.01 | 4.21
2015 | MISO_W_2_MISO_MO-IL | MISO_W | MISO_MO-IL | Internal | Shoulder | B11 | 25 | 4048 | 916.31 | 76.75 | 76.76 | 0.01 | 0
2015 | MISO_W_2_MISO_MO-IL | MISO_W | MISO_MO-IL | Internal | Shoulder | B12 | 200 | 4048 | 1102.15 | 62.38 | 62.39 | 0.01 | 0
2015 | MISO_W_2_MISO_MO-IL | MISO_W | MISO_MO-IL | Internal | Shoulder | B13 | 600 | 4048 | 764.38 | 57.61 | 57.62 | 0.01 | 0
2015 | MISO_W_2_MISO_MO-IL | MISO_W | MISO_MO-IL | Internal | Shoulder | B14 | 900 | 4048 | 533.8 | 55.79 | 55.8 | 0.01 | 0
2015 | MISO_W_2_MISO_MO-IL | MISO_W | MISO_MO-IL | Internal | Shoulder | B15 | 1203 | 4048 | 0 | 54.99 | 54.98 | 0.01 | 0
2015 | MISO_W_2_MISO_MO-IL | MISO_W | MISO_MO-IL | Internal | Summer | B1 | 10 | 4048 | 0.03 | 91.67 | 91.67 | 0.01 | 0
2015 | MISO_W_2_MISO_MO-IL | MISO_W | MISO_MO-IL | Internal | Summer | B2 | 25 | 4048 | 951.22 | 88.63 | 88.64 | 0.01 | 0
2015 | MISO_W_2_MISO_MO-IL | MISO_W | MISO_MO-IL | Internal | Summer | B3 | 75 | 4048 | 415.98 | 88.52 | 88.53 | 0.01 | 0
2015 | MISO_W_2_MISO_MO-IL | MISO_W | MISO_MO-IL | Internal | Summer | B4 | 100 | 4048 | 13.13 | 86.53 | 86.54 | 0.01 | 0
2015 | MISO_W_2_MISO_MO-IL | MISO_W | MISO_MO-IL | Internal | Summer | B5 | 200 | 4048 | 436.97 | 74.93 | 74.95 | 0.01 | 0
2015 | MISO_W_2_MISO_MO-IL | MISO_W | MISO_MO-IL | Internal | Summer | B6 | 300 | 4048 | 0 | 62.86 | 62.84 | 0.01 | 0
2015 | MISO_W_2_MISO_MO-IL | MISO_W | MISO_MO-IL | Internal | Summer | B7 | 400 | 4048 | 403.68 | 55.57 | 55.59 | 0.01 | 0
2015 | MISO_W_2_MISO_MO-IL | MISO_W | MISO_MO-IL | Internal | Summer | B8 | 500 | 4048 | 0 | 53.9 | 53.89 | 0.01 | 0
2015 | MISO_W_2_MISO_MO-IL | MISO_W | MISO_MO-IL | Internal | Summer | B9 | 800 | 4048 | 624 | 53.07 | 53.09 | 0.01 | 0
2015 | MISO_W_2_MISO_MO-IL | MISO_W | MISO_MO-IL | Internal | Summer | B10 | 1262 | 4048 | 744.28 | 52.09 | 52.1 | 0.01 | 0
2015 | MISO_W_2_MISO_MO-IL | MISO_W | MISO_MO-IL | Internal | Winter | B16 | 25 | 4048 | 0 | 74.89 | 74.89 | 0.01 | 0
2015 | MISO_W_2_MISO_MO-IL | MISO_W | MISO_MO-IL | Internal | Winter | B17 | 100 | 4048 | 0 | 65.67 | 65.67 | 0.01 | 0
2015 | MISO_W_2_MISO_MO-IL | MISO_W | MISO_MO-IL | Internal | Winter | B18 | 400 | 4048 | 0 | 58.8 | 58.79 | 0.01 | 0
2015 | MISO_W_2_MISO_MO-IL | MISO_W | MISO_MO-IL | Internal | Winter | B19 | 700 | 4048 | 0 | 57.87 | 57.86 | 0.01 | 0
2015 | MISO_W_2_MISO_MO-IL | MISO_W | MISO_MO-IL | Internal | Winter | B20 | 935 | 4048 | 0 | 53.66 | 53.66 | 0.01 | 0
2015 | MISO_W_2_MISO_WUMS | MISO_W | MISO_WUMS | Internal | Shoulder | B11 | 25 | 1747 | 0 | 76.75 | 72.54 | 0.01 | 0
2015 | MISO_W_2_MISO_WUMS | MISO_W | MISO_WUMS | Internal | Shoulder | B12 | 200 | 1747 | 0 | 62.38 | 62.36 | 0.01 | 0
2015 | MISO_W_2_MISO_WUMS | MISO_W | MISO_WUMS | Internal | Shoulder | B13 | 600 | 1747 | 0 | 57.61 | 57.6 | 0.01 | 0
2015 | MISO_W_2_MISO_WUMS | MISO_W | MISO_WUMS | Internal | Shoulder | B14 | 900 | 1747 | 0 | 55.79 | 55.77 | 0.01 | 0
2015 | MISO_W_2_MISO_WUMS | MISO_W | MISO_WUMS | Internal | Shoulder | B15 | 1203 | 1747 | 0 | 54.99 | 54 | 0.01 | 0
2015 | MISO_W_2_MISO_WUMS | MISO_W | MISO_WUMS | Internal | Summer | B1 | 10 | 1747 | 0.02 | 91.67 | 91.67 | 0.01 | 0
2015 | MISO_W_2_MISO_WUMS | MISO_W | MISO_WUMS | Internal | Summer | B2 | 25 | 1747 | 0 | 88.63 | 88.16 | 0.01 | 0
2015 | MISO_W_2_MISO_WUMS | MISO_W | MISO_WUMS | Internal | Summer | B3 | 75 | 1747 | 0 | 88.52 | 87.41 | 0.01 | 0
2015 | MISO_W_2_MISO_WUMS | MISO_W | MISO_WUMS | Internal | Summer | B4 | 100 | 1747 | 0 | 86.53 | 82.54 | 0.01 | 0
2015 | MISO_W_2_MISO_WUMS | MISO_W | MISO_WUMS | Internal | Summer | B5 | 200 | 1747 | 0 | 74.93 | 63.19 | 0.01 | 0
2015 | MISO_W_2_MISO_WUMS | MISO_W | MISO_WUMS | Internal | Summer | B6 | 300 | 1747 | 0 | 62.86 | 62.06 | 0.01 | 0
2015 | MISO_W_2_MISO_WUMS | MISO_W | MISO_WUMS | Internal | Summer | B7 | 400 | 1747 | 0 | 55.57 | 55.56 | 0.01 | 0
2015 | MISO_W_2_MISO_WUMS | MISO_W | MISO_WUMS | Internal | Summer | B8 | 500 | 1747 | 0 | 53.9 | 53.89 | 0.01 | 0
2015 | MISO_W_2_MISO_WUMS | MISO_W | MISO_WUMS | Internal | Summer | B9 | 800 | 1747 | 0 | 53.07 | 52.84 | 0.01 | 0
2015 | MISO_W_2_MISO_WUMS | MISO_W | MISO_WUMS | Internal | Summer | B10 | 1262 | 1747 | 0 | 52.09 | 52.08 | 0.01 | 0
2015 | MISO_W_2_MISO_WUMS | MISO_W | MISO_WUMS | Internal | Winter | B16 | 25 | 1747 | 0 | 74.89 | 74.88 | 0.01 | 0
2015 | MISO_W_2_MISO_WUMS | MISO_W | MISO_WUMS | Internal | Winter | B17 | 100 | 1747 | 0 | 65.67 | 65.66 | 0.01 | 0
2015 | MISO_W_2_MISO_WUMS | MISO_W | MISO_WUMS | Internal | Winter | B18 | 400 | 1747 | 0 | 58.8 | 58.8 | 0.01 | 0
2015 | MISO_W_2_MISO_WUMS | MISO_W | MISO_WUMS | Internal | Winter | B19 | 700 | 1747 | 0 | 57.87 | 57.86 | 0.01 | 0
2015 | MISO_W_2_MISO_WUMS | MISO_W | MISO_WUMS | Internal | Winter | B20 | 935 | 1747 | 433.09 | 53.66 | 53.68 | 0.01 | 0
2015 | MISO_W_2_PJM_ROR | MISO_W | PJM_ROR | Internal | Shoulder | B11 | 25 | 19839 | 0 | 76.75 | 74.76 | 2 | 0
2015 | MISO_W_2_PJM_ROR | MISO_W | PJM_ROR | Internal | Shoulder | B12 | 200 | 19839 | 436.46 | 62.38 | 64.38 | 2 | 0
2015 | MISO_W_2_PJM_ROR | MISO_W | PJM_ROR | Internal | Shoulder | B13 | 600 | 19839 | 113.82 | 57.61 | 59.61 | 2 | 0
2015 | MISO_W_2_PJM_ROR | MISO_W | PJM_ROR | Internal | Shoulder | B14 | 900 | 19839 | 267.85 | 55.79 | 57.79 | 2 | 0
2015 | MISO_W_2_PJM_ROR | MISO_W | PJM_ROR | Internal | Shoulder | B15 | 1203 | 19839 | 0 | 54.99 | 54.29 | 2 | 0
2015 | MISO_W_2_PJM_ROR | MISO_W | PJM_ROR | Internal | Summer | B1 | 10 | 19839 | 2114.27 | 91.67 | 93.67 | 2 | 0
2015 | MISO_W_2_PJM_ROR | MISO_W | PJM_ROR | Internal | Summer | B2 | 25 | 19839 | 0 | 88.63 | 90.16 | 2 | 0
2015 | MISO_W_2_PJM_ROR | MISO_W | PJM_ROR | Internal | Summer | B3 | 75 | 19839 | 0 | 88.52 | 89.41 | 2 | 0
2015 | MISO_W_2_PJM_ROR | MISO_W | PJM_ROR | Internal | Summer | B4 | 100 | 19839 | 0 | 86.53 | 84.54 | 2 | 0
2015 | MISO_W_2_PJM_ROR | MISO_W | PJM_ROR | Internal | Summer | B5 | 200 | 19839 | 0 | 74.93 | 76.92 | 2 | 0
2015 | MISO_W_2_PJM_ROR | MISO_W | PJM_ROR | Internal | Summer | B6 | 300 | 19839 | 0 | 62.86 | 64.83 | 2 | 0
2015 | MISO_W_2_PJM_ROR | MISO_W | PJM_ROR | Internal | Summer | B7 | 400 | 19839 | 641.58 | 55.57 | 57.57 | 2 | 0
2015 | MISO_W_2_PJM_ROR | MISO_W | PJM_ROR | Internal | Summer | B8 | 500 | 19839 | 0 | 53.9 | 55.89 | 2 | 0
2015 | MISO_W_2_PJM_ROR | MISO_W | PJM_ROR | Internal | Summer | B9 | 800 | 19839 | 0 | 53.07 | 53.89 | 2 | 0
2015 | MISO_W_2_PJM_ROR | MISO_W | PJM_ROR | Internal | Summer | B10 | 1262 | 19839 | 0 | 52.09 | 52.28 | 2 | 0
2015 | MISO_W_2_PJM_ROR | MISO_W | PJM_ROR | Internal | Winter | B16 | 25 | 19839 | 4456.85 | 74.89 | 76.89 | 2 | 0
2015 | MISO_W_2_PJM_ROR | MISO_W | PJM_ROR | Internal | Winter | B17 | 100 | 19839 | 4866.76 | 65.67 | 67.67 | 2 | 0
2015 | MISO_W_2_PJM_ROR | MISO_W | PJM_ROR | Internal | Winter | B18 | 400 | 19839 | 1110.87 | 58.8 | 60.8 | 2 | 0
2015 | MISO_W_2_PJM_ROR | MISO_W | PJM_ROR | Internal | Winter | B19 | 700 | 19839 | 0 | 57.87 | 59.86 | 2 | 0
2015 | MISO_W_2_PJM_ROR | MISO_W | PJM_ROR | Internal | Winter | B20 | 935 | 19839 | 0 | 53.66 | 55.18 | 2 | 0
2015 | MISO_W_2_SPP_N | MISO_W | SPP_N | Internal | Shoulder | B11 | 25 | 3450 | 351.36 | 76.75 | 83.75 | 7 | 0
2015 | MISO_W_2_SPP_N | MISO_W | SPP_N | Internal | Shoulder | B12 | 200 | 3450 | 0 | 62.38 | 59.99 | 7 | 0
2015 | MISO_W_2_SPP_N | MISO_W | SPP_N | Internal | Shoulder | B13 | 600 | 3450 | 0 | 57.61 | 57.58 | 7 | 0
2015 | MISO_W_2_SPP_N | MISO_W | SPP_N | Internal | Shoulder | B14 | 900 | 3450 | 0 | 55.79 | 57.32 | 7 | 0
2015 | MISO_W_2_SPP_N | MISO_W | SPP_N | Internal | Shoulder | B15 | 1203 | 3450 | 0 | 54.99 | 57.32 | 7 | 0
2015 | MISO_W_2_SPP_N | MISO_W | SPP_N | Internal | Summer | B1 | 10 | 3450 | 0 | 91.67 | 92.49 | 7 | 0
2015 | MISO_W_2_SPP_N | MISO_W | SPP_N | Internal | Summer | B2 | 25 | 3450 | 0 | 88.63 | 92.49 | 7 | 0
2015 | MISO_W_2_SPP_N | MISO_W | SPP_N | Internal | Summer | B3 | 75 | 3450 | 0 | 88.52 | 92.49 | 7 | 0
2015 | MISO_W_2_SPP_N | MISO_W | SPP_N | Internal | Summer | B4 | 100 | 3450 | 0 | 86.53 | 86.54 | 7 | 0
2015 | MISO_W_2_SPP_N | MISO_W | SPP_N | Internal | Summer | B5 | 200 | 3450 | 39.45 | 74.93 | 81.93 | 7 | 0
2015 | MISO_W_2_SPP_N | MISO_W | SPP_N | Internal | Summer | B6 | 300 | 3450 | 1257.49 | 62.86 | 69.86 | 7 | 0
2015 | MISO_W_2_SPP_N | MISO_W | SPP_N | Internal | Summer | B7 | 400 | 3450 | 0 | 55.57 | 59.47 | 7 | 0
2015 | MISO_W_2_SPP_N | MISO_W | SPP_N | Internal | Summer | B8 | 500 | 3450 | 0 | 53.9 | 57.56 | 7 | 0
2015 | MISO_W_2_SPP_N | MISO_W | SPP_N | Internal | Summer | B9 | 800 | 3450 | 0 | 53.07 | 56.05 | 7 | 0
2015 | MISO_W_2_SPP_N | MISO_W | SPP_N | Internal | Summer | B10 | 1262 | 3450 | 0 | 52.09 | 55.92 | 7 | 0
2015 | MISO_W_2_SPP_N | MISO_W | SPP_N | Internal | Winter | B16 | 25 | 3450 | 0 | 74.89 | 69.91 | 7 | 0
2015 | MISO_W_2_SPP_N | MISO_W | SPP_N | Internal | Winter | B17 | 100 | 3450 | 0 | 65.67 | 60.67 | 7 | 0
2015 | MISO_W_2_SPP_N | MISO_W | SPP_N | Internal | Winter | B18 | 400 | 3450 | 0 | 58.8 | 59.66 | 7 | 0
2015 | MISO_W_2_SPP_N | MISO_W | SPP_N | Internal | Winter | B19 | 700 | 3450 | 0 | 57.87 | 59.66 | 7 | 0
2015 | MISO_W_2_SPP_N | MISO_W | SPP_N | Internal | Winter | B20 | 935 | 3450 | 0 | 53.66 | 56.03 | 7 | 0
2015 | MISO_WUMS_2_MISO_MI | MISO_WUMS | MISO_MI | Internal | Shoulder | B11 | 25 | 294 | 294 | 72.54 | 75.69 | 0.01 | 3.14
2015 | MISO_WUMS_2_MISO_MI | MISO_WUMS | MISO_MI | Internal | Shoulder | B12 | 200 | 294 | 233.43 | 62.36 | 62.38 | 0.01 | 0
2015 | MISO_WUMS_2_MISO_MI | MISO_WUMS | MISO_MI | Internal | Shoulder | B13 | 600 | 294 | 241.93 | 57.6 | 57.61 | 0.01 | 0
2015 | MISO_WUMS_2_MISO_MI | MISO_WUMS | MISO_MI | Internal | Shoulder | B14 | 900 | 294 | 294 | 55.77 | 55.8 | 0.01 | 0.01
2015 | MISO_WUMS_2_MISO_MI | MISO_WUMS | MISO_MI | Internal | Shoulder | B15 | 1203 | 294 | 294 | 54 | 54.99 | 0.01 | 0.97
2015 | MISO_WUMS_2_MISO_MI | MISO_WUMS | MISO_MI | Internal | Summer | B1 | 10 | 294 | 0.03 | 91.67 | 91.67 | 0.01 | 0
2015 | MISO_WUMS_2_MISO_MI | MISO_WUMS | MISO_MI | Internal | Summer | B2 | 25 | 294 | 294 | 88.16 | 88.64 | 0.01 | 0.46
2015 | MISO_WUMS_2_MISO_MI | MISO_WUMS | MISO_MI | Internal | Summer | B3 | 75 | 294 | 0 | 87.41 | 87.41 | 0.01 | 0
2015 | MISO_WUMS_2_MISO_MI | MISO_WUMS | MISO_MI | Internal | Summer | B4 | 100 | 294 | 294 | 82.54 | 86.52 | 0.01 | 3.96
2015 | MISO_WUMS_2_MISO_MI | MISO_WUMS | MISO_MI | Internal | Summer | B5 | 200 | 294 | 294 | 63.19 | 74.92 | 0.01 | 11.72
2015 | MISO_WUMS_2_MISO_MI | MISO_WUMS | MISO_MI | Internal | Summer | B6 | 300 | 294 | 294 | 62.06 | 62.83 | 0.01 | 0.76
2015 | MISO_WUMS_2_MISO_MI | MISO_WUMS | MISO_MI | Internal | Summer | B7 | 400 | 294 | 294 | 55.56 | 55.59 | 0.01 | 0.01
2015 | MISO_WUMS_2_MISO_MI | MISO_WUMS | MISO_MI | Internal | Summer | B8 | 500 | 294 | 113.07 | 53.89 | 53.9 | 0.01 | 0
2015 | MISO_WUMS_2_MISO_MI | MISO_WUMS | MISO_MI | Internal | Summer | B9 | 800 | 294 | 294 | 52.84 | 53.11 | 0.01 | 0.26
2015 | MISO_WUMS_2_MISO_MI | MISO_WUMS | MISO_MI | Internal | Summer | B10 | 1262 | 294 | 294 | 52.08 | 53.07 | 0.01 | 0.98
2015 | MISO_WUMS_2_MISO_MI | MISO_WUMS | MISO_MI | Internal | Winter | B16 | 25 | 294 | 156.22 | 74.88 | 74.89 | 0.01 | 0
2015 | MISO_WUMS_2_MISO_MI | MISO_WUMS | MISO_MI | Internal | Winter | B17 | 100 | 294 | 177.95 | 65.66 | 65.67 | 0.01 | 0
2015 | MISO_WUMS_2_MISO_MI | MISO_WUMS | MISO_MI | Internal | Winter | B18 | 400 | 294 | 51.35 | 58.8 | 58.82 | 0.01 | 0
2015 | MISO_WUMS_2_MISO_MI | MISO_WUMS | MISO_MI | Internal | Winter | B19 | 700 | 294 | 182.93 | 57.86 | 57.87 | 0.01 | 0
2015 | MISO_WUMS_2_MISO_MI | MISO_WUMS | MISO_MI | Internal | Winter | B20 | 935 | 294 | 285.99 | 53.68 | 53.69 | 0.01 | 0
2015 | MISO_WUMS_2_MISO_W | MISO_WUMS | MISO_W | Internal | Shoulder | B11 | 25 | 1255 | 1255 | 72.54 | 76.75 | 0.01 | 4.2
2015 | MISO_WUMS_2_MISO_W | MISO_WUMS | MISO_W | Internal | Shoulder | B12 | 200 | 1255 | 1083.47 | 62.36 | 62.38 | 0.01 | 0
2015 | MISO_WUMS_2_MISO_W | MISO_WUMS | MISO_W | Internal | Shoulder | B13 | 600 | 1255 | 386.54 | 57.6 | 57.61 | 0.01 | 0
2015 | MISO_WUMS_2_MISO_W | MISO_WUMS | MISO_W | Internal | Shoulder | B14 | 900 | 1255 | 595.1 | 55.77 | 55.79 | 0.01 | 0
2015 | MISO_WUMS_2_MISO_W | MISO_WUMS | MISO_W | Internal | Shoulder | B15 | 1203 | 1255 | 1255 | 54 | 54.99 | 0.01 | 0.98
2015 | MISO_WUMS_2_MISO_W | MISO_WUMS | MISO_W | Internal | Summer | B1 | 10 | 1255 | 0.03 | 91.67 | 91.67 | 0.01 | 0
2015 | MISO_WUMS_2_MISO_W | MISO_WUMS | MISO_W | Internal | Summer | B2 | 25 | 1255 | 1255 | 88.16 | 88.63 | 0.01 | 0.45
2015 | MISO_WUMS_2_MISO_W | MISO_WUMS | MISO_W | Internal | Summer | B3 | 75 | 1255 | 1255 | 87.41 | 88.52 | 0.01 | 1.1
2015 | MISO_WUMS_2_MISO_W | MISO_WUMS | MISO_W | Internal | Summer | B4 | 100 | 1255 | 1255 | 82.54 | 86.53 | 0.01 | 3.98
2015 | MISO_WUMS_2_MISO_W | MISO_WUMS | MISO_W | Internal | Summer | B5 | 200 | 1255 | 1255 | 63.19 | 74.93 | 0.01 | 11.73
2015 | MISO_WUMS_2_MISO_W | MISO_WUMS | MISO_W | Internal | Summer | B6 | 300 | 1255 | 1255 | 62.06 | 62.86 | 0.01 | 0.79
2015 | MISO_WUMS_2_MISO_W | MISO_WUMS | MISO_W | Internal | Summer | B7 | 400 | 1255 | 325.64 | 55.56 | 55.57 | 0.01 | 0
2015 | MISO_WUMS_2_MISO_W | MISO_WUMS | MISO_W | Internal | Summer | B8 | 500 | 1255 | 87.64 | 53.89 | 53.9 | 0.01 | 0
2015 | MISO_WUMS_2_MISO_W | MISO_WUMS | MISO_W | Internal | Summer | B9 | 800 | 1255 | 1255 | 52.84 | 53.07 | 0.01 | 0.22
2015 | MISO_WUMS_2_MISO_W | MISO_WUMS | MISO_W | Internal | Summer | B10 | 1262 | 1255 | 198.37 | 52.08 | 52.09 | 0.01 | 0
2015 | MISO_WUMS_2_MISO_W | MISO_WUMS | MISO_W | Internal | Winter | B16 | 25 | 1255 | 530.72 | 74.88 | 74.89 | 0.01 | 0
2015 | MISO_WUMS_2_MISO_W | MISO_WUMS | MISO_W | Internal | Winter | B17 | 100 | 1255 | 785.69 | 65.66 | 65.67 | 0.01 | 0
2015 | MISO_WUMS_2_MISO_W | MISO_WUMS | MISO_W | Internal | Winter | B18 | 400 | 1255 | 0 | 58.8 | 58.8 | 0.01 | 0
2015 | MISO_WUMS_2_MISO_W | MISO_WUMS | MISO_W | Internal | Winter | B19 | 700 | 1255 | 312.02 | 57.86 | 57.87 | 0.01 | 0
2015 | MISO_WUMS_2_MISO_W | MISO_WUMS | MISO_W | Internal | Winter | B20 | 935 | 1255 | 0 | 53.68 | 53.66 | 0.01 | 0
2015 | MISO_WUMS_2_PJM_ROR | MISO_WUMS | PJM_ROR | Internal | Shoulder | B11 | 25 | 1600 | 1600 | 72.54 | 74.76 | 2 | 0.22
2015 | MISO_WUMS_2_PJM_ROR | MISO_WUMS | PJM_ROR | Internal | Shoulder | B12 | 200 | 1600 | 1600 | 62.36 | 64.38 | 2 | 0.01
2015 | MISO_WUMS_2_PJM_ROR | MISO_WUMS | PJM_ROR | Internal | Shoulder | B13 | 600 | 1600 | 1600 | 57.6 | 59.61 | 2 | 0.01
2015 | MISO_WUMS_2_PJM_ROR | MISO_WUMS | PJM_ROR | Internal | Shoulder | B14 | 900 | 1600 | 1600 | 55.77 | 57.79 | 2 | 0.01
2015 | MISO_WUMS_2_PJM_ROR | MISO_WUMS | PJM_ROR | Internal | Shoulder | B15 | 1203 | 1600 | 0 | 54 | 54.29 | 2 | 0
2015 | MISO_WUMS_2_PJM_ROR | MISO_WUMS | PJM_ROR | Internal | Summer | B1 | 10 | 1600 | 1533.24 | 91.67 | 93.67 | 2 | 0
2015 | MISO_WUMS_2_PJM_ROR | MISO_WUMS | PJM_ROR | Internal | Summer | B2 | 25 | 1600 | 37.81 | 88.16 | 90.16 | 2 | 0
2015 | MISO_WUMS_2_PJM_ROR | MISO_WUMS | PJM_ROR | Internal | Summer | B3 | 75 | 1600 | 886.95 | 87.41 | 89.41 | 2 | 0
2015 | MISO_WUMS_2_PJM_ROR | MISO_WUMS | PJM_ROR | Internal | Summer | B4 | 100 | 1600 | 1307.23 | 82.54 | 84.54 | 2 | 0
2015 | MISO_WUMS_2_PJM_ROR | MISO_WUMS | PJM_ROR | Internal | Summer | B5 | 200 | 1600 | 1600 | 63.19 | 76.92 | 2 | 11.73
2015 | MISO_WUMS_2_PJM_ROR | MISO_WUMS | PJM_ROR | Internal | Summer | B6 | 300 | 1600 | 1600 | 62.06 | 64.83 | 2 | 0.77
2015 | MISO_WUMS_2_PJM_ROR | MISO_WUMS | PJM_ROR | Internal | Summer | B7 | 400 | 1600 | 1600 | 55.56 | 57.57 | 2 | 0.01
2015 | MISO_WUMS_2_PJM_ROR | MISO_WUMS | PJM_ROR | Internal | Summer | B8 | 500 | 1600 | 1563.54 | 53.89 | 55.89 | 2 | 0
2015 | MISO_WUMS_2_PJM_ROR | MISO_WUMS | PJM_ROR | Internal | Summer | B9 | 800 | 1600 | 0 | 52.84 | 53.89 | 2 | 0
2015 | MISO_WUMS_2_PJM_ROR | MISO_WUMS | PJM_ROR | Internal | Summer | B10 | 1262 | 1600 | 0 | 52.08 | 52.28 | 2 | 0
2015 | MISO_WUMS_2_PJM_ROR | MISO_WUMS | PJM_ROR | Internal | Winter | B16 | 25 | 1600 | 1599.99 | 74.88 | 76.89 | 2 | 0.01
2015 | MISO_WUMS_2_PJM_ROR | MISO_WUMS | PJM_ROR | Internal | Winter | B17 | 100 | 1600 | 1600 | 65.66 | 67.67 | 2 | 0.01
2015 | MISO_WUMS_2_PJM_ROR | MISO_WUMS | PJM_ROR | Internal | Winter | B18 | 400 | 1600 | 982.19 | 58.8 | 60.8 | 2 | 0
2015 | MISO_WUMS_2_PJM_ROR | MISO_WUMS | PJM_ROR | Internal | Winter | B19 | 700 | 1600 | 824.99 | 57.86 | 59.86 | 2 | 0
2015 | MISO_WUMS_2_PJM_ROR | MISO_WUMS | PJM_ROR | Internal | Winter | B20 | 935 | 1600 | 0 | 53.68 | 55.18 | 2 | 0
2015 | NE_2_MAPP_US | NE | MAPP_US | Internal | Shoulder | B11 | 25 | 1600 | 0 | 76.75 | 69.75 | 5 | 0
2015 | NE_2_MAPP_US | NE | MAPP_US | Internal | Shoulder | B12 | 200 | 1600 | 0 | 59.97 | 55.38 | 5 | 0
2015 | NE_2_MAPP_US | NE | MAPP_US | Internal | Shoulder | B13 | 600 | 1600 | 0 | 57.57 | 55.38 | 5 | 0
2015 | NE_2_MAPP_US | NE | MAPP_US | Internal | Shoulder | B14 | 900 | 1600 | 0 | 57.31 | 55.38 | 5 | 0
2015 | NE_2_MAPP_US | NE | MAPP_US | Internal | Shoulder | B15 | 1203 | 1600 | 0 | 57.31 | 55.38 | 5 | 0
2015 | NE_2_MAPP_US | NE | MAPP_US | Internal | Summer | B1 | 10 | 1600 | 0 | 91.67 | 84.67 | 5 | 0
2015 | NE_2_MAPP_US | NE | MAPP_US | Internal | Summer | B2 | 25 | 1600 | 0 | 91.28 | 84.28 | 5 | 0
2015 | NE_2_MAPP_US | NE | MAPP_US | Internal | Summer | B3 | 75 | 1600 | 0 | 91.28 | 84.28 | 5 | 0
2015 | NE_2_MAPP_US | NE | MAPP_US | Internal | Summer | B4 | 100 | 1600 | 0 | 86.53 | 79.53 | 5 | 0
2015 | NE_2_MAPP_US | NE | MAPP_US | Internal | Summer | B5 | 200 | 1600 | 0 | 74.93 | 67.93 | 5 | 0
2015 | NE_2_MAPP_US | NE | MAPP_US | Internal | Summer | B6 | 300 | 1600 | 0 | 65.67 | 58.67 | 5 | 0
2015 | NE_2_MAPP_US | NE | MAPP_US | Internal | Summer | B7 | 400 | 1600 | 0 | 59.46 | 52.46 | 5 | 0
2015 | NE_2_MAPP_US | NE | MAPP_US | Internal | Summer | B8 | 500 | 1600 | 0 | 57.55 | 52.46 | 5 | 0
2015 | NE_2_MAPP_US | NE | MAPP_US | Internal | Summer | B9 | 800 | 1600 | 0 | 56.04 | 52.46 | 5 | 0
2015 | NE_2_MAPP_US | NE | MAPP_US | Internal | Summer | B10 | 1262 | 1600 | 0 | 51.33 | 52.46 | 5 | 0
2015 | NE_2_MAPP_US | NE | MAPP_US | Internal | Winter | B16 | 25 | 1600 | 0 | 69.89 | 67.89 | 5 | 0
2015 | NE_2_MAPP_US | NE | MAPP_US | Internal | Winter | B17 | 100 | 1600 | 0 | 60.67 | 58.67 | 5 | 0
2015 | NE_2_MAPP_US | NE | MAPP_US | Internal | Winter | B18 | 400 | 1600 | 0 | 59.65 | 58.02 | 5 | 0
2015 | NE_2_MAPP_US | NE | MAPP_US | Internal | Winter | B19 | 700 | 1600 | 0 | 59.65 | 58.02 | 5 | 0
2015 | NE_2_MAPP_US | NE | MAPP_US | Internal | Winter | B20 | 935 | 1600 | 0 | 54.79 | 58.02 | 5 | 0
2015 | NE_2_MISO_W | NE | MISO_W | Internal | Shoulder | B11 | 25 | 3614 | 0 | 76.75 | 76.75 | 5 | 0
2015 | NE_2_MISO_W | NE | MISO_W | Internal | Shoulder | B12 | 200 | 3614 | 0 | 59.97 | 62.38 | 5 | 0
2015 | NE_2_MISO_W | NE | MISO_W | Internal | Shoulder | B13 | 600 | 3614 | 0 | 57.57 | 57.61 | 5 | 0
2015 | NE_2_MISO_W | NE | MISO_W | Internal | Shoulder | B14 | 900 | 3614 | 0 | 57.31 | 55.79 | 5 | 0
2015 | NE_2_MISO_W | NE | MISO_W | Internal | Shoulder | B15 | 1203 | 3614 | 0 | 57.31 | 54.99 | 5 | 0
2015 | NE_2_MISO_W | NE | MISO_W | Internal | Summer | B1 | 10 | 3614 | 0 | 91.67 | 91.67 | 5 | 0
2015 | NE_2_MISO_W | NE | MISO_W | Internal | Summer | B2 | 25 | 3614 | 0 | 91.28 | 88.63 | 5 | 0
2015 | NE_2_MISO_W | NE | MISO_W | Internal | Summer | B3 | 75 | 3614 | 0 | 91.28 | 88.52 | 5 | 0
2015 | NE_2_MISO_W | NE | MISO_W | Internal | Summer | B4 | 100 | 3614 | 0 | 86.53 | 86.53 | 5 | 0
2015 | NE_2_MISO_W | NE | MISO_W | Internal | Summer | B5 | 200 | 3614 | 0 | 74.93 | 74.93 | 5 | 0
2015 | NE_2_MISO_W | NE | MISO_W | Internal | Summer | B6 | 300 | 3614 | 0 | 65.67 | 62.86 | 5 | 0
2015 | NE_2_MISO_W | NE | MISO_W | Internal | Summer | B7 | 400 | 3614 | 0 | 59.46 | 55.57 | 5 | 0
2015 | NE_2_MISO_W | NE | MISO_W | Internal | Summer | B8 | 500 | 3614 | 0 | 57.55 | 53.9 | 5 | 0
2015 | NE_2_MISO_W | NE | MISO_W | Internal | Summer | B9 | 800 | 3614 | 0 | 56.04 | 53.07 | 5 | 0
2015 | NE_2_MISO_W | NE | MISO_W | Internal | Summer | B10 | 1262 | 3614 | 0 | 51.33 | 52.09 | 5 | 0
2015 | NE_2_MISO_W | NE | MISO_W | Internal | Winter | B16 | 25 | 3614 | 966.31 | 69.89 | 74.89 | 5 | 0
2015 | NE_2_MISO_W | NE | MISO_W | Internal | Winter | B17 | 100 | 3614 | 1322.01 | 60.67 | 65.67 | 5 | 0
2015 | NE_2_MISO_W | NE | MISO_W | Internal | Winter | B18 | 400 | 3614 | 0 | 59.65 | 58.8 | 5 | 0
2015 | NE_2_MISO_W | NE | MISO_W | Internal | Winter | B19 | 700 | 3614 | 0 | 59.65 | 57.87 | 5 | 0
2015 | NE_2_MISO_W | NE | MISO_W | Internal | Winter | B20 | 935 | 3614 | 0 | 54.79 | 53.66 | 5 | 0
2015 | NE_2_SPP_N | NE | SPP_N | Internal | Shoulder | B11 | 25 | 1854 | 1854 | 76.75 | 83.75 | 0.01 | 6.99
2015 | NE_2_SPP_N | NE | SPP_N | Internal | Shoulder | B12 | 200 | 1854 | 664.67 | 59.97 | 59.99 | 0.01 | 0
2015 | NE_2_SPP_N | NE | SPP_N | Internal | Shoulder | B13 | 600 | 1854 | 797.19 | 57.57 | 57.58 | 0.01 | 0
2015 | NE_2_SPP_N | NE | SPP_N | Internal | Shoulder | B14 | 900 | 1854 | 998.71 | 57.31 | 57.32 | 0.01 | 0
2015 | NE_2_SPP_N | NE | SPP_N | Internal | Shoulder | B15 | 1203 | 1854 | 1367.34 | 57.31 | 57.32 | 0.01 | 0
2015 | NE_2_SPP_N | NE | SPP_N | Internal | Summer | B1 | 10 | 1854 | 1854 | 91.67 | 92.49 | 0.01 | 0.81
2015 | NE_2_SPP_N | NE | SPP_N | Internal | Summer | B2 | 25 | 1854 | 1854 | 91.28 | 92.49 | 0.01 | 1.2
2015 | NE_2_SPP_N | NE | SPP_N | Internal | Summer | B3 | 75 | 1854 | 1854 | 91.28 | 92.49 | 0.01 | 1.2
2015 | NE_2_SPP_N | NE | SPP_N | Internal | Summer | B4 | 100 | 1854 | 1724.37 | 86.53 | 86.54 | 0.01 | 0
2015 | NE_2_SPP_N | NE | SPP_N | Internal | Summer | B5 | 200 | 1854 | 1854 | 74.93 | 81.93 | 0.01 | 6.99
2015 | NE_2_SPP_N | NE | SPP_N | Internal | Summer | B6 | 300 | 1854 | 1854 | 65.67 | 69.86 | 0.01 | 4.17
2015 | NE_2_SPP_N | NE | SPP_N | Internal | Summer | B7 | 400 | 1854 | 1602.61 | 59.46 | 59.47 | 0.01 | 0
2015 | NE_2_SPP_N | NE | SPP_N | Internal | Summer | B8 | 500 | 1854 | 1259.96 | 57.55 | 57.56 | 0.01 | 0
2015 | NE_2_SPP_N | NE | SPP_N | Internal | Summer | B9 | 800 | 1854 | 1490.19 | 56.04 | 56.05 | 0.01 | 0
2015 | NE_2_SPP_N | NE | SPP_N | Internal | Summer | B10 | 1262 | 1854 | 1854 | 51.33 | 55.92 | 0.01 | 4.59
2015 | NE_2_SPP_N | NE | SPP_N | Internal | Winter | B16 | 25 | 1854 | 356.26 | 69.89 | 69.91 | 0.01 | 0
2015 | NE_2_SPP_N | NE | SPP_N | Internal | Winter | B17 | 100 | 1854 | 0 | 60.67 | 60.67 | 0.01 | 0
2015 | NE_2_SPP_N | NE | SPP_N | Internal | Winter | B18 | 400 | 1854 | 1386.54 | 59.65 | 59.66 | 0.01 | 0
2015 | NE_2_SPP_N | NE | SPP_N | Internal | Winter | B19 | 700 | 1854 | 1436.04 | 59.65 | 59.66 | 0.01 | 0
2015 | NE_2_SPP_N | NE | SPP_N | Internal | Winter | B20 | 935 | 1854 | 1854 | 54.79 | 56.03 | 0.01 | 1.23
2015 | NEISO_2_NYISO_A-F | NEISO | NYISO_A-F | Internal | Shoulder | B11 | 25 | 600 | 600 | 55.76 | 60.47 | 3 | 1.71
2015 | NEISO_2_NYISO_A-F | NEISO | NYISO_A-F | Internal | Shoulder | B12 | 200 | 600 | 0 | 55.76 | 58.75 | 3 | 0
2015 | NEISO_2_NYISO_A-F | NEISO | NYISO_A-F | Internal | Shoulder | B13 | 600 | 600 | 0 | 55.76 | 57.76 | 3 | 0
2015 | NEISO_2_NYISO_A-F | NEISO | NYISO_A-F | Internal | Shoulder | B14 | 900 | 600 | 0 | 55.76 | 56.82 | 3 | 0
2015 | NEISO_2_NYISO_A-F | NEISO | NYISO_A-F | Internal | Shoulder | B15 | 1203 | 600 | 0 | 55.76 | 56.82 | 3 | 0
2015 | NEISO_2_NYISO_A-F | NEISO | NYISO_A-F | Internal | Summer | B1 | 10 | 600 | 0 | 96.69 | 91.67 | 3 | 0
2015 | NEISO_2_NYISO_A-F | NEISO | NYISO_A-F | Internal | Summer | B2 | 25 | 600 | 0 | 80.97 | 83.95 | 3 | 0
2015 | NEISO_2_NYISO_A-F | NEISO | NYISO_A-F | Internal | Summer | B3 | 75 | 600 | 380.48 | 76.46 | 79.46 | 3 | 0
2015 | NEISO_2_NYISO_A-F | NEISO | NYISO_A-F | Internal | Summer | B4 | 100 | 600 | 586.5 | 72.94 | 75.94 | 3 | 0
2015 | NEISO_2_NYISO_A-F | NEISO | NYISO_A-F | Internal | Summer | B5 | 200 | 600 | 600 | 53.06 | 68.93 | 3 | 12.87
2015 | NEISO_2_NYISO_A-F | NEISO | NYISO_A-F | Internal | Summer | B6 | 300 | 600 | 600 | 53.06 | 57.78 | 3 | 1.71
2015 | NEISO_2_NYISO_A-F | NEISO | NYISO_A-F | Internal | Summer | B7 | 400 | 600 | 0 | 53.06 | 56.04 | 3 | 0
2015 | NEISO_2_NYISO_A-F | NEISO | NYISO_A-F | Internal | Summer | B8 | 500 | 600 | 0 | 53.06 | 55.18 | 3 | 0
2015 | NEISO_2_NYISO_A-F | NEISO | NYISO_A-F | Internal | Summer | B9 | 800 | 600 | 0 | 53.06 | 55.18 | 3 | 0
2015 | NEISO_2_NYISO_A-F | NEISO | NYISO_A-F | Internal | Summer | B10 | 1262 | 600 | 0 | 53.06 | 55.18 | 3 | 0
2015 | NEISO_2_NYISO_A-F | NEISO | NYISO_A-F | Internal | Winter | B16 | 25 | 600 | 600 | 64.15 | 67.57 | 3 | 0.42
2015 | NEISO_2_NYISO_A-F | NEISO | NYISO_A-F | Internal | Winter | B17 | 100 | 600 | 0 | 64.15 | 61.53 | 3 | 0
2015 | NEISO_2_NYISO_A-F | NEISO | NYISO_A-F | Internal | Winter | B18 | 400 | 600 | 0 | 64.15 | 61.53 | 3 | 0
2015 | NEISO_2_NYISO_A-F | NEISO | NYISO_A-F | Internal | Winter | B19 | 700 | 600 | 0 | 64.15 | 61.53 | 3 | 0
2015 | NEISO_2_NYISO_A-F | NEISO | NYISO_A-F | Internal | Winter | B20 | 935 | 600 | 0 | 64.15 | 61.53 | 3 | 0
2015 | NEISO_2_NYISO_G-I | NEISO | NYISO_G-I | Internal | Shoulder | B11 | 25 | 600 | 600 | 55.76 | 60.48 | 3 | 1.72
2015 | NEISO_2_NYISO_G-I | NEISO | NYISO_G-I | Internal | Shoulder | B12 | 200 | 600 | 264.09 | 55.76 | 58.76 | 3 | 0
2015 | NEISO_2_NYISO_G-I | NEISO | NYISO_G-I | Internal | Shoulder | B13 | 600 | 600 | 0 | 55.76 | 57.77 | 3 | 0
2015 | NEISO_2_NYISO_G-I | NEISO | NYISO_G-I | Internal | Shoulder | B14 | 900 | 600 | 0 | 55.76 | 56.83 | 3 | 0
2015 | NEISO_2_NYISO_G-I | NEISO | NYISO_G-I | Internal | Shoulder | B15 | 1203 | 600 | 0 | 55.76 | 56.83 | 3 | 0
2015 | NEISO_2_NYISO_G-I | NEISO | NYISO_G-I | Internal | Summer | B1 | 10 | 600 | 0.02 | 96.69 | 99.68 | 3 | 0
2015 | NEISO_2_NYISO_G-I | NEISO | NYISO_G-I | Internal | Summer | B2 | 25 | 600 | 0 | 80.97 | 83.96 | 3 | 0
2015 | NEISO_2_NYISO_G-I | NEISO | NYISO_G-I | Internal | Summer | B3 | 75 | 600 | 600 | 76.46 | 79.47 | 3 | 0.01
2015 | NEISO_2_NYISO_G-I | NEISO | NYISO_G-I | Internal | Summer | B4 | 100 | 600 | 600 | 72.94 | 76.66 | 3 | 0.72
2015 | NEISO_2_NYISO_G-I | NEISO | NYISO_G-I | Internal | Summer | B5 | 200 | 600 | 600 | 53.06 | 68.95 | 3 | 12.88
2015 | NEISO_2_NYISO_G-I | NEISO | NYISO_G-I | Internal | Summer | B6 | 300 | 600 | 600 | 53.06 | 57.79 | 3 | 1.72
2015 | NEISO_2_NYISO_G-I | NEISO | NYISO_G-I | Internal | Summer | B7 | 400 | 600 | 0 | 53.06 | 56.05 | 3 | 0
2015 | NEISO_2_NYISO_G-I | NEISO | NYISO_G-I | Internal | Summer | B8 | 500 | 600 | 0 | 53.06 | 55.19 | 3 | 0
2015 | NEISO_2_NYISO_G-I | NEISO | NYISO_G-I | Internal | Summer | B9 | 800 | 600 | 0 | 53.06 | 55.19 | 3 | 0
2015 | NEISO_2_NYISO_G-I | NEISO | NYISO_G-I | Internal | Summer | B10 | 1262 | 600 | 0 | 53.06 | 55.19 | 3 | 0
2015 | NEISO_2_NYISO_G-I | NEISO | NYISO_G-I | Internal | Winter | B16 | 25 | 600 | 600 | 64.15 | 68.89 | 3 | 1.74
2015 | NEISO_2_NYISO_G-I | NEISO | NYISO_G-I | Internal | Winter | B17 | 100 | 600 | 0 | 64.15 | 66.99 | 3 | 0
2015 | NEISO_2_NYISO_G-I | NEISO | NYISO_G-I | Internal | Winter | B18 | 400 | 600 | 0 | 64.15 | 66.99 | 3 | 0
2015 | NEISO_2_NYISO_G-I | NEISO | NYISO_G-I | Internal | Winter | B19 | 700 | 600 | 0 | 64.15 | 64.77 | 3 | 0
2015 | NEISO_2_NYISO_G-I | NEISO | NYISO_G-I | Internal | Winter | B20 | 935 | 600 | 0 | 64.15 | 61.54 | 3 | 0
2015 | NEISO_2_NYISO_J-K | NEISO | NYISO_J-K | Internal | Shoulder | B11 | 25 | 1038 | 1038 | 55.76 | 60.49 | 3 | 1.73
2015 | NEISO_2_NYISO_J-K | NEISO | NYISO_J-K | Internal | Shoulder | B12 | 200 | 1038 | 1038 | 55.76 | 58.77 | 3 | 0.01
2015 | NEISO_2_NYISO_J-K | NEISO | NYISO_J-K | Internal | Shoulder | B13 | 600 | 1038 | 0 | 55.76 | 57.78 | 3 | 0
2015 | NEISO_2_NYISO_J-K | NEISO | NYISO_J-K | Internal | Shoulder | B14 | 900 | 1038 | 0 | 55.76 | 56.84 | 3 | 0
2015 | NEISO_2_NYISO_J-K | NEISO | NYISO_J-K | Internal | Shoulder | B15 | 1203 | 1038 | 0 | 55.76 | 56.84 | 3 | 0
2015 | NEISO_2_NYISO_J-K | NEISO | NYISO_J-K | Internal | Summer | B1 | 10 | 1038 | 860.63 | 96.69 | 99.69 | 3 | 0
2015 | NEISO_2_NYISO_J-K | NEISO | NYISO_J-K | Internal | Summer | B2 | 25 | 1038 | 660.42 | 80.97 | 83.97 | 3 | 0
2015 | NEISO_2_NYISO_J-K | NEISO | NYISO_J-K | Internal | Summer | B3 | 75 | 1038 | 1038 | 76.46 | 79.48 | 3 | 0.02
2015 | NEISO_2_NYISO_J-K | NEISO | NYISO_J-K | Internal | Summer | B4 | 100 | 1038 | 1038 | 72.94 | 76.67 | 3 | 0.73
2015 | NEISO_2_NYISO_J-K | NEISO | NYISO_J-K | Internal | Summer | B5 | 200 | 1038 | 1038 | 53.06 | 68.96 | 3 | 12.89
2015 | NEISO_2_NYISO_J-K | NEISO | NYISO_J-K | Internal | Summer | B6 | 300 | 1038 | 1038 | 53.06 | 57.8 | 3 | 1.74
2015 | NEISO_2_NYISO_J-K | NEISO | NYISO_J-K | Internal | Summer | B7 | 400 | 1038 | 949.55 | 53.06 | 56.06 | 3 | 0
2015 | NEISO_2_NYISO_J-K | NEISO | NYISO_J-K | Internal | Summer | B8 | 500 | 1038 | 0 | 53.06 | 55.2 | 3 | 0
2015 | NEISO_2_NYISO_J-K | NEISO | NYISO_J-K | Internal | Summer | B9 | 800 | 1038 | 0 | 53.06 | 55.2 | 3 | 0
2015 | NEISO_2_NYISO_J-K | NEISO | NYISO_J-K | Internal | Summer | B10 | 1262 | 1038 | 0 | 53.06 | 55.2 | 3 | 0
2015 | NEISO_2_NYISO_J-K | NEISO | NYISO_J-K | Internal | Winter | B16 | 25 | 1038 | 1038 | 64.15 | 68.91 | 3 | 1.75
2015 | NEISO_2_NYISO_J-K | NEISO | NYISO_J-K | Internal | Winter | B17 | 100 | 1038 | 0 | 64.15 | 67 | 3 | 0
2015 | NEISO_2_NYISO_J-K | NEISO | NYISO_J-K | Internal | Winter | B18 | 400 | 1038 | 0 | 64.15 | 67 | 3 | 0
2015 | NEISO_2_NYISO_J-K | NEISO | NYISO_J-K | Internal | Winter | B19 | 700 | 1038 | 0 | 64.15 | 67 | 3 | 0
2015 | NEISO_2_NYISO_J-K | NEISO | NYISO_J-K | Internal | Winter | B20 | 935 | 1038 | 0 | 64.15 | 61.55 | 3 | 0
2015 | NonRTO_Midwest_2_TVA_Transmission | NonRTO_Midwest | TVA_Transmission | Internal | Shoulder | B11 | 25 | 2400 | 0 | 84.75 | 80.76 | 8 | 0
2015 | NonRTO_Midwest_2_TVA_Transmission | NonRTO_Midwest | TVA_Transmission | Internal | Shoulder | B12 | 200 | 2400 | 0 | 70.39 | 65.06 | 8 | 0
2015 | NonRTO_Midwest_2_TVA_Transmission | NonRTO_Midwest | TVA_Transmission | Internal | Shoulder | B13 | 600 | 2400 | 0 | 65.61 | 62.38 | 8 | 0
2015 | NonRTO_Midwest_2_TVA_Transmission | NonRTO_Midwest | TVA_Transmission | Internal | Shoulder | B14 | 900 | 2400 | 0 | 56.69 | 61.32 | 8 | 0
2015 | NonRTO_Midwest_2_TVA_Transmission | NonRTO_Midwest | TVA_Transmission | Internal | Shoulder | B15 | 1203 | 2400 | 0 | 56.03 | 60.24 | 8 | 0
2015 | NonRTO_Midwest_2_TVA_Transmission | NonRTO_Midwest | TVA_Transmission | Internal | Summer | B1 | 10 | 2400 | 0 | 96.16 | 99.67 | 8 | 0
2015 | NonRTO_Midwest_2_TVA_Transmission | NonRTO_Midwest | TVA_Transmission | Internal | Summer | B2 | 25 | 2400 | 0 | 96.16 | 96.16 | 8 | 0
2015 | NonRTO_Midwest_2_TVA_Transmission | NonRTO_Midwest | TVA_Transmission | Internal | Summer | B3 | 75 | 2400 | 0 | 96.16 | 95.41 | 8 | 0
2015 | NonRTO_Midwest_2_TVA_Transmission | NonRTO_Midwest | TVA_Transmission | Internal | Summer | B4 | 100 | 2400 | 0 | 94.53 | 90.54 | 8 | 0
2015 | NonRTO_Midwest_2_TVA_Transmission | NonRTO_Midwest | TVA_Transmission | Internal | Summer | B5 | 200 | 2400 | 0 | 82.93 | 82.44 | 8 | 0
2015 | NonRTO_Midwest_2_TVA_Transmission | NonRTO_Midwest | TVA_Transmission | Internal | Summer | B6 | 300 | 2400 | 0 | 69.83 | 69.58 | 8 | 0
2015 | NonRTO_Midwest_2_TVA_Transmission | NonRTO_Midwest | TVA_Transmission | Internal | Summer | B7 | 400 | 2400 | 0 | 56.69 | 60.85 | 8 | 0
2015 | NonRTO_Midwest_2_TVA_Transmission | NonRTO_Midwest | TVA_Transmission | Internal | Summer | B8 | 500 | 2400 | 0 | 56.66 | 59.9 | 8 | 0
2015 | NonRTO_Midwest_2_TVA_Transmission | NonRTO_Midwest | TVA_Transmission | Internal | Summer | B9 | 800 | 2400 | 0 | 55.05 | 58.93 | 8 | 0
2015 | NonRTO_Midwest_2_TVA_Transmission | NonRTO_Midwest | TVA_Transmission | Internal | Summer | B10 | 1262 | 2400 | 0 | 53.97 | 56.72 | 8 | 0
2015 | NonRTO_Midwest_2_TVA_Transmission | NonRTO_Midwest | TVA_Transmission | Internal | Winter | B16 | 25 | 2400 | 0 | 82.91 | 82.89 | 8 | 0
2015 | NonRTO_Midwest_2_TVA_Transmission | NonRTO_Midwest | TVA_Transmission | Internal | Winter | B17 | 100 | 2400 | 0 | 73.68 | 68.04 | 8 | 0
2015 | NonRTO_Midwest_2_TVA_Transmission | NonRTO_Midwest | TVA_Transmission | Internal | Winter | B18 | 400 | 2400 | 0 | 66.8 | 63.79 | 8 | 0
2015 | NonRTO_Midwest_2_TVA_Transmission | NonRTO_Midwest | TVA_Transmission | Internal | Winter | B19 | 700 | 2400 | 0 | 56.81 | 62.7 | 8 | 0
2015 | NonRTO_Midwest_2_TVA_Transmission | NonRTO_Midwest | TVA_Transmission | Internal | Winter | B20 | 935 | 2400 | 0 | 56.07 | 61.18 | 8 | 0
2015 | NYISO_A-F_2_NEISO | NYISO_A-F | NEISO | Internal | Shoulder | B11 | 25 | 600 | 0 | 60.47 | 55.76 | 3 | 0
2015 | NYISO_A-F_2_NEISO | NYISO_A-F | NEISO | Internal | Shoulder | B12 | 200 | 600 | 0 | 58.75 | 55.76 | 3 | 0
2015 | NYISO_A-F_2_NEISO | NYISO_A-F | NEISO | Internal | Shoulder | B13 | 600 | 600 | 0 | 57.76 | 55.76 | 3 | 0
2015 | NYISO_A-F_2_NEISO | NYISO_A-F | NEISO | Internal | Shoulder | B14 | 900 | 600 | 0 | 56.82 | 55.76 | 3 | 0
2015 | NYISO_A-F_2_NEISO | NYISO_A-F | NEISO | Internal | Shoulder | B15 | 1203 | 600 | 0 | 56.82 | 55.76 | 3 | 0
2015 | NYISO_A-F_2_NEISO | NYISO_A-F | NEISO | Internal | Summer | B1 | 10 | 600 | 600 | 91.67 | 96.69 | 3 | 2.02
2015 | NYISO_A-F_2_NEISO | NYISO_A-F | NEISO | Internal | Summer | B2 | 25 | 600 | 0 | 83.95 | 80.97 | 3 | 0
2015 | NYISO_A-F_2_NEISO | NYISO_A-F | NEISO | Internal | Summer | B3 | 75 | 600 | 0 | 79.46 | 76.46 | 3 | 0
2015 | NYISO_A-F_2_NEISO | NYISO_A-F | NEISO | Internal | Summer | B4 | 100 | 600 | 0 | 75.94 | 72.94 | 3 | 0
2015 | NYISO_A-F_2_NEISO | NYISO_A-F | NEISO | Internal | Summer | B5 | 200 | 600 | 0 | 68.93 | 53.06 | 3 | 0
2015 | NYISO_A-F_2_NEISO | NYISO_A-F | NEISO | Internal | Summer | B6 | 300 | 600 | 0 | 57.78 | 53.06 | 3 | 0
2015 | NYISO_A-F_2_NEISO | NYISO_A-F | NEISO | Internal | Summer | B7 | 400 | 600 | 0 | 56.04 | 53.06 | 3 | 0
2015 | NYISO_A-F_2_NEISO | NYISO_A-F | NEISO | Internal | Summer | B8 | 500 | 600 | 0 | 55.18 | 53.06 | 3 | 0
2015 | NYISO_A-F_2_NEISO | NYISO_A-F | NEISO | Internal | Summer | B9 | 800 | 600 | 0 | 55.18 | 53.06 | 3 | 0
2015 | NYISO_A-F_2_NEISO | NYISO_A-F | NEISO | Internal | Summer | B10 | 1262 | 600 | 0 | 55.18 | 53.06 | 3 | 0
2015 | NYISO_A-F_2_NEISO | NYISO_A-F | NEISO | Internal | Winter | B16 | 25 | 600 | 0 | 67.57 | 64.15 | 3 | 0
2015 | NYISO_A-F_2_NEISO | NYISO_A-F | NEISO | Internal | Winter | B17 | 100 | 600 | 0 | 61.53 | 64.15 | 3 | 0
2015 | NYISO_A-F_2_NEISO | NYISO_A-F | NEISO | Internal | Winter | B18 | 400 | 600 | 0 | 61.53 | 64.15 | 3 | 0
2015 | NYISO_A-F_2_NEISO | NYISO_A-F | NEISO | Internal | Winter | B19 | 700 | 600 | 0 | 61.53 | 64.15 | 3 | 0
2015 | NYISO_A-F_2_NEISO | NYISO_A-F | NEISO | Internal | Winter | B20 | 935 | 600 | 0 | 61.53 | 64.15 | 3 | 0
2015 | NYISO_A-F_2_NYISO_G-I | NYISO_A-F | NYISO_G-I | Internal | Shoulder | B11 | 25 | 5266 | 4824.05 | 60.47 | 60.48 | 0.01 | 0
2015 | NYISO_A-F_2_NYISO_G-I | NYISO_A-F | NYISO_G-I | Internal | Shoulder | B12 | 200 | 5266 | 3467.47 | 58.75 | 58.76 | 0.01 | 0
2015 | NYISO_A-F_2_NYISO_G-I | NYISO_A-F | NYISO_G-I | Internal | Shoulder | B13 | 600 | 5266 | 4636.06 | 57.76 | 57.77 | 0.01 | 0
2015 | NYISO_A-F_2_NYISO_G-I | NYISO_A-F | NYISO_G-I | Internal | Shoulder | B14 | 900 | 5266 | 4622.71 | 56.82 | 56.83 | 0.01 | 0
2015 | NYISO_A-F_2_NYISO_G-I | NYISO_A-F | NYISO_G-I | Internal | Shoulder | B15 | 1203 | 5266 | 3318.75 | 56.82 | 56.83 | 0.01 | 0
2015 | NYISO_A-F_2_NYISO_G-I | NYISO_A-F | NYISO_G-I | Internal | Summer | B1 | 10 | 5266 | 5266 | 91.67 | 99.68 | 0.01 | 8
2015 | NYISO_A-F_2_NYISO_G-I | NYISO_A-F | NYISO_G-I | Internal | Summer | B2 | 25 | 5266 | 5204.32 | 83.95 | 83.96 | 0.01 | 0
2015 | NYISO_A-F_2_NYISO_G-I | NYISO_A-F | NYISO_G-I | Internal | Summer | B3 | 75 | 5266 | 4714.2 | 79.46 | 79.47 | 0.01 | 0
2015 | NYISO_A-F_2_NYISO_G-I | NYISO_A-F | NYISO_G-I | Internal | Summer | B4 | 100 | 5266 | 5266 | 75.94 | 76.66 | 0.01 | 0.71
2015 | NYISO_A-F_2_NYISO_G-I | NYISO_A-F | NYISO_G-I | Internal | Summer | B5 | 200 | 5266 | 4753.89 | 68.93 | 68.95 | 0.01 | 0
2015 | NYISO_A-F_2_NYISO_G-I | NYISO_A-F | NYISO_G-I | Internal | Summer | B6 | 300 | 5266 | 3758.59 | 57.78 | 57.79 | 0.01 | 0
2015 | NYISO_A-F_2_NYISO_G-I | NYISO_A-F | NYISO_G-I | Internal | Summer | B7 | 400 | 5266 | 4691.37 | 56.04 | 56.05 | 0.01 | 0
2015 | NYISO_A-F_2_NYISO_G-I | NYISO_A-F | NYISO_G-I | Internal | Summer | B8 | 500 | 5266 | 4944.03 | 55.18 | 55.19 | 0.01 | 0
2015 | NYISO_A-F_2_NYISO_G-I | NYISO_A-F | NYISO_G-I | Internal | Summer | B9 | 800 | 5266 | 4773.08 | 55.18 | 55.19 | 0.01 | 0
2015 | NYISO_A-F_2_NYISO_G-I | NYISO_A-F | NYISO_G-I | Internal | Summer | B10 | 1262 | 5266 | 2726.42 | 55.18 | 55.19 | 0.01 | 0
2015 | NYISO_A-F_2_NYISO_G-I | NYISO_A-F | NYISO_G-I | Internal | Winter | B16 | 25 | 5266 | 5266 | 67.57 | 68.89 | 0.01 | 1.31
2015 | NYISO_A-F_2_NYISO_G-I | NYISO_A-F | NYISO_G-I | Internal | Winter | B17 | 100 | 5266 | 5266 | 61.53 | 66.99 | 0.01 | 5.45
2015 | NYISO_A-F_2_NYISO_G-I | NYISO_A-F | NYISO_G-I | Internal | Winter | B18 | 400 | 5266 | 5266 | 61.53 | 66.99 | 0.01 | 5.45
2015 | NYISO_A-F_2_NYISO_G-I | NYISO_A-F | NYISO_G-I | Internal | Winter | B19 | 700 | 5266 | 5266 | 61.53 | 64.77 | 0.01 | 3.23
2015 | NYISO_A-F_2_NYISO_G-I | NYISO_A-F | NYISO_G-I | Internal | Winter | B20 | 935 | 5266 | 4922.71 | 61.53 | 61.54 | 0.01 | 0
2015 | NYISO_A-F_2_PJM_ROM | NYISO_A-F | PJM_ROM | Internal | Shoulder | B11 | 25 | 1000 | 1000 | 60.47 | 74.75 | 8 | 6.29
2015 | NYISO_A-F_2_PJM_ROM | NYISO_A-F | PJM_ROM | Internal | Shoulder | B12 | 200 | 1000 | 0 | 58.75 | 64.39 | 8 | 0
2015 | NYISO_A-F_2_PJM_ROM | NYISO_A-F | PJM_ROM | Internal | Shoulder | B13 | 600 | 1000 | 0 | 57.76 | 59.62 | 8 | 0
2015 | NYISO_A-F_2_PJM_ROM | NYISO_A-F | PJM_ROM | Internal | Shoulder | B14 | 900 | 1000 | 0 | 56.82 | 58.83 | 8 | 0
2015 | NYISO_A-F_2_PJM_ROM | NYISO_A-F | PJM_ROM | Internal | Shoulder | B15 | 1203 | 1000 | 0 | 56.82 | 54.3 | 8 | 0
2015 | NYISO_A-F_2_PJM_ROM | NYISO_A-F | PJM_ROM | Internal | Summer | B1 | 10 | 1000 | 0 | 91.67 | 93.68 | 8 | 0
2015 | NYISO_A-F_2_PJM_ROM | NYISO_A-F | PJM_ROM | Internal | Summer | B2 | 25 | 1000 | 0 | 83.95 | 90.18 | 8 | 0
2015 | NYISO_A-F_2_PJM_ROM | NYISO_A-F | PJM_ROM | Internal | Summer | B3 | 75 | 1000 | 1000 | 79.46 | 89.42 | 8 | 1.96
2015 | NYISO_A-F_2_PJM_ROM | NYISO_A-F | PJM_ROM | Internal | Summer | B4 | 100 | 1000 | 1000 | 75.94 | 84.56 | 8 | 0.61
2015 | NYISO_A-F_2_PJM_ROM | NYISO_A-F | PJM_ROM | Internal | Summer | B5 | 200 | 1000 | 754 | 68.93 | 76.93 | 8 | 0
2015 | NYISO_A-F_2_PJM_ROM | NYISO_A-F | PJM_ROM | Internal | Summer | B6 | 300 | 1000 | 0 | 57.78 | 64.84 | 8 | 0
2015 | NYISO_A-F_2_PJM_ROM | NYISO_A-F | PJM_ROM | Internal | Summer | B7 | 400 | 1000 | 0 | 56.04 | 57.59 | 8 | 0
2015 | NYISO_A-F_2_PJM_ROM | NYISO_A-F | PJM_ROM | Internal | Summer | B8 | 500 | 1000 | 0 | 55.18 | 56.86 | 8 | 0
2015 | NYISO_A-F_2_PJM_ROM | NYISO_A-F | PJM_ROM | Internal | Summer | B9 | 800 | 1000 | 0 | 55.18 | 56.58 | 8 | 0
2015 | NYISO_A-F_2_PJM_ROM | NYISO_A-F | PJM_ROM | Internal | Summer | B10 | 1262 | 1000 | 0 | 55.18 | 52.3 | 8 | 0
2015 | NYISO_A-F_2_PJM_ROM | NYISO_A-F | PJM_ROM | Internal | Winter | B16 | 25 | 1000 | 1000 | 67.57 | 76.91 | 8 | 1.33
2015 | NYISO_A-F_2_PJM_ROM | NYISO_A-F | PJM_ROM | Internal | Winter | B17 | 100 | 1000 | 0 | 61.53 | 68.45 | 8 | 0
2015 | NYISO_A-F_2_PJM_ROM | NYISO_A-F | PJM_ROM | Internal | Winter | B18 | 400 | 1000 | 0 | 61.53 | 64.07 | 8 | 0
2015 | NYISO_A-F_2_PJM_ROM | NYISO_A-F | PJM_ROM | Internal | Winter | B19 | 700 | 1000 | 0 | 61.53 | 64.07 | 8 | 0
2015 | NYISO_A-F_2_PJM_ROM | NYISO_A-F | PJM_ROM | Internal | Winter | B20 | 935 | 1000 | 0 | 61.53 | 55.9 | 8 | 0
2015 | NYISO_G-I_2_NEISO | NYISO_G-I | NEISO | Internal | Shoulder | B11 | 25 | 600 | 0 | 60.48 | 55.76 | 3 | 0
2015 | NYISO_G-I_2_NEISO | NYISO_G-I | NEISO | Internal | Shoulder | B12 | 200 | 600 | 0 | 58.76 | 55.76 | 3 | 0
2015 | NYISO_G-I_2_NEISO | NYISO_G-I | NEISO | Internal | Shoulder | B13 | 600 | 600 | 0 | 57.77 | 55.76 | 3 | 0
2015 | NYISO_G-I_2_NEISO | NYISO_G-I | NEISO | Internal | Shoulder | B14 | 900 | 600 | 0 | 56.83 | 55.76 | 3 | 0
2015 | NYISO_G-I_2_NEISO | NYISO_G-I | NEISO | Internal | Shoulder | B15 | 1203 | 600 | 0 | 56.83 | 55.76 | 3 | 0
2015 | NYISO_G-I_2_NEISO | NYISO_G-I | NEISO | Internal | Summer | B1 | 10 | 600 | 0 | 99.68 | 96.69 | 3 | 0
2015 | NYISO_G-I_2_NEISO | NYISO_G-I | NEISO | Internal | Summer | B2 | 25 | 600 | 0 | 83.96 | 80.97 | 3 | 0
2015 | NYISO_G-I_2_NEISO | NYISO_G-I | NEISO | Internal | Summer | B3 | 75 | 600 | 0 | 79.47 | 76.46 | 3 | 0
2015 | NYISO_G-I_2_NEISO | NYISO_G-I | NEISO | Internal | Summer | B4 | 100 | 600 | 0 | 76.66 | 72.94 | 3 | 0
2015 | NYISO_G-I_2_NEISO | NYISO_G-I | NEISO | Internal | Summer | B5 | 200 | 600 | 0 | 68.95 | 53.06 | 3 | 0
2015 | NYISO_G-I_2_NEISO | NYISO_G-I | NEISO | Internal | Summer | B6 | 300 | 600 | 0 | 57.79 | 53.06 | 3 | 0
2015 | NYISO_G-I_2_NEISO | NYISO_G-I | NEISO | Internal | Summer | B7 | 400 | 600 | 0 | 56.05 | 53.06 | 3 | 0
2015 | NYISO_G-I_2_NEISO | NYISO_G-I | NEISO | Internal | Summer | B8 | 500 | 600 | 0 | 55.19 | 53.06 | 3 | 0
2015 | NYISO_G-I_2_NEISO | NYISO_G-I | NEISO | Internal | Summer | B9 | 800 | 600 | 0 | 55.19 | 53.06 | 3 | 0
2015 | NYISO_G-I_2_NEISO | NYISO_G-I | NEISO | Internal | Summer | B10 | 1262 | 600 | 0 | 55.19 | 53.06 | 3 | 0
2015 | NYISO_G-I_2_NEISO | NYISO_G-I | NEISO | Internal | Winter | B16 | 25 | 600 | 0 | 68.89 | 64.15 | 3 | 0
2015 | NYISO_G-I_2_NEISO | NYISO_G-I | NEISO | Internal | Winter | B17 | 100 | 600 | 0 | 66.99 | 64.15 | 3 | 0
2015 | NYISO_G-I_2_NEISO | NYISO_G-I | NEISO | Internal | Winter | B18 | 400 | 600 | 0 | 66.99 | 64.15 | 3 | 0
2015 | NYISO_G-I_2_NEISO | NYISO_G-I | NEISO | Internal | Winter | B19 | 700 | 600 | 0 | 64.77 | 64.15 | 3 | 0
2015 | NYISO_G-I_2_NEISO | NYISO_G-I | NEISO | Internal | Winter | B20 | 935 | 600 | 0 | 61.54 | 64.15 | 3 | 0
2015 | NYISO_G-I_2_NYISO_A-F | NYISO_G-I | NYISO_A-F | Internal | Shoulder | B11 | 25 | 3015 | 0 | 60.48 | 60.47 | 0.01 | 0
2015 | NYISO_G-I_2_NYISO_A-F | NYISO_G-I | NYISO_A-F | Internal | Shoulder | B12 | 200 | 3015 | 0 | 58.76 | 58.75 | 0.01 | 0
2015 | NYISO_G-I_2_NYISO_A-F | NYISO_G-I | NYISO_A-F | Internal | Shoulder | B13 | 600 | 3015 | 0 | 57.77 | 57.76 | 0.01 | 0
2015 | NYISO_G-I_2_NYISO_A-F | NYISO_G-I | NYISO_A-F | Internal | Shoulder | B14 | 900 | 3015 | 0 | 56.83 | 56.82 | 0.01 | 0
2015 | NYISO_G-I_2_NYISO_A-F | NYISO_G-I | NYISO_A-F | Internal | Shoulder | B15 | 1203 | 3015 | 0 | 56.83 | 56.82 | 0.01 | 0
2015 | NYISO_G-I_2_NYISO_A-F | NYISO_G-I | NYISO_A-F | Internal | Summer | B1 | 10 | 3015 | 0 | 99.68 | 91.67 | 0.01 | 0
2015 | NYISO_G-I_2_NYISO_A-F | NYISO_G-I | NYISO_A-F | Internal | Summer | B2 | 25 | 3015 | 0 | 83.96 | 83.95 | 0.01 | 0
2015 | NYISO_G-I_2_NYISO_A-F | NYISO_G-I | NYISO_A-F | Internal | Summer | B3 | 75 | 3015 | 0 | 79.47 | 79.46 | 0.01 | 0
2015 | NYISO_G-I_2_NYISO_A-F | NYISO_G-I | NYISO_A-F | Internal | Summer | B4 | 100 | 3015 | 0 | 76.66 | 75.94 | 0.01 | 0
2015 | NYISO_G-I_2_NYISO_A-F | NYISO_G-I | NYISO_A-F | Internal | Summer | B5 | 200 | 3015 | 0 | 68.95 | 68.93 | 0.01 | 0
2015 | NYISO_G-I_2_NYISO_A-F | NYISO_G-I | NYISO_A-F | Internal | Summer | B6 | 300 | 3015 | 0 | 57.79 | 57.78 | 0.01 | 0
2015 | NYISO_G-I_2_NYISO_A-F | NYISO_G-I | NYISO_A-F | Internal | Summer | B7 | 400 | 3015 | 0 | 56.05 | 56.04 | 0.01 | 0
2015 | NYISO_G-I_2_NYISO_A-F | NYISO_G-I | NYISO_A-F | Internal | Summer | B8 | 500 | 3015 | 0 | 55.19 | 55.18 | 0.01 | 0
2015 | NYISO_G-I_2_NYISO_A-F | NYISO_G-I | NYISO_A-F | Internal | Summer | B9 | 800 | 3015 | 0 | 55.19 | 55.18 | 0.01 | 0
2015 | NYISO_G-I_2_NYISO_A-F | NYISO_G-I | NYISO_A-F | Internal | Summer | B10 | 1262 | 3015 | 0 | 55.19 | 55.18 | 0.01 | 0
2015 | NYISO_G-I_2_NYISO_A-F | NYISO_G-I | NYISO_A-F | Internal | Winter | B16 | 25 | 3015 | 0 | 68.89 | 67.57 | 0.01 | 0
2015 | NYISO_G-I_2_NYISO_A-F | NYISO_G-I | NYISO_A-F | Internal | Winter | B17 | 100 | 3015 | 0 | 66.99 | 61.53 | 0.01 | 0
2015 | NYISO_G-I_2_NYISO_A-F | NYISO_G-I | NYISO_A-F | Internal | Winter | B18 | 400 | 3015 | 0 | 66.99 | 61.53 | 0.01 | 0
2015 | NYISO_G-I_2_NYISO_A-F | NYISO_G-I | NYISO_A-F | Internal | Winter | B19 | 700 | 3015 | 0 | 64.77 | 61.53 | 0.01 | 0
2015 | NYISO_G-I_2_NYISO_A-F | NYISO_G-I | NYISO_A-F | Internal | Winter | B20 | 935 | 3015 | 0 | 61.54 | 61.53 | 0.01 | 0
2015 | NYISO_G-I_2_NYISO_J-K | NYISO_G-I | NYISO_J-K | Internal | Shoulder | B11 | 25 | 6130 | 4078.63 | 60.48 | 60.49 | 0.01 | 0
2015 | NYISO_G-I_2_NYISO_J-K | NYISO_G-I | NYISO_J-K | Internal | Shoulder | B12 | 200 | 6130 | 3945.11 | 58.76 | 58.77 | 0.01 | 0
2015 | NYISO_G-I_2_NYISO_J-K | NYISO_G-I | NYISO_J-K | Internal | Shoulder | B13 | 600 | 6130 | 4717.51 | 57.77 | 57.78 | 0.01 | 0
2015 | NYISO_G-I_2_NYISO_J-K | NYISO_G-I | NYISO_J-K | Internal | Shoulder | B14 | 900 | 6130 | 4260.53 | 56.83 | 56.84 | 0.01 | 0
2015 | NYISO_G-I_2_NYISO_J-K | NYISO_G-I | NYISO_J-K | Internal | Shoulder | B15 | 1203 | 6130 | 3362.11 | 56.83 | 56.84 | 0.01 | 0
2015 | NYISO_G-I_2_NYISO_J-K | NYISO_G-I | NYISO_J-K | Internal | Summer | B1 | 10 | 6130 | 4671.95 | 99.68 | 99.69 | 0.01 | 0
2015 | NYISO_G-I_2_NYISO_J-K | NYISO_G-I | NYISO_J-K | Internal | Summer | B2 | 25 | 6130 | 4761.65 | 83.96 | 83.97 | 0.01 | 0
2015 | NYISO_G-I_2_NYISO_J-K | NYISO_G-I | NYISO_J-K | Internal | Summer | B3 | 75 | 6130 | 3759.61 | 79.47 | 79.48 | 0.01 | 0
2015 | NYISO_G-I_2_NYISO_J-K | NYISO_G-I | NYISO_J-K | Internal | Summer | B4 | 100 | 6130 | 6067.59 | 76.66 | 76.67 | 0.01 | 0
2015 | NYISO_G-I_2_NYISO_J-K | NYISO_G-I | NYISO_J-K | Internal | Summer | B5 | 200 | 6130 | 5687.76 | 68.95 | 68.96 | 0.01 | 0
2015 | NYISO_G-I_2_NYISO_J-K | NYISO_G-I | NYISO_J-K | Internal | Summer | B6 | 300 | 6130 | 4863.55 | 57.79 | 57.8 | 0.01 | 0
2015 | NYISO_G-I_2_NYISO_J-K | NYISO_G-I | NYISO_J-K | Internal | Summer | B7 | 400 | 6130 | 5380.63 | 56.05 | 56.06 | 0.01 | 0
2015 | NYISO_G-I_2_NYISO_J-K | NYISO_G-I | NYISO_J-K | Internal | Summer | B8 | 500 | 6130 | 5681.49 | 55.19 | 55.2 | 0.01 | 0
2015 | NYISO_G-I_2_NYISO_J-K | NYISO_G-I | NYISO_J-K | Internal | Summer | B9 | 800 | 6130 | 4852.25 | 55.19 | 55.2 | 0.01 | 0
2015 | NYISO_G-I_2_NYISO_J-K | NYISO_G-I | NYISO_J-K | Internal | Summer | B10 | 1262 | 6130 | 3174.1 | 55.19 | 55.2 | 0.01 | 0
2015 | NYISO_G-I_2_NYISO_J-K | NYISO_G-I | NYISO_J-K | Internal | Winter | B16 | 25 | 6130 | 5211.06 | 68.89 | 68.91 | 0.01 | 0
2015 | NYISO_G-I_2_NYISO_J-K | NYISO_G-I | NYISO_J-K | Internal | Winter | B17 | 100 | 6130 | 6057.2 | 66.99 | 67 | 0.01 | 0
2015 | NYISO_G-I_2_NYISO_J-K | NYISO_G-I | NYISO_J-K | Internal | Winter | B18 | 400 | 6130 | 6124.61 | 66.99 | 67 | 0.01 | 0
2015 | NYISO_G-I_2_NYISO_J-K | NYISO_G-I | NYISO_J-K | Internal | Winter | B19 | 700 | 6130 | 6130 | 64.77 | 67 | 0.01 | 2.22
2015 | NYISO_G-I_2_NYISO_J-K | NYISO_G-I | NYISO_J-K | Internal | Winter | B20 | 935 | 6130 | 5267.79 | 61.54 | 61.55 | 0.01 | 0
2015 | NYISO_G-I_2_PJM_E | NYISO_G-I | PJM_E | Internal | Shoulder | B11 | 25 | 1500 | 1500 | 60.48 | 74.74 | 8 | 6.26
2015 | NYISO_G-I_2_PJM_E | NYISO_G-I | PJM_E | Internal | Shoulder | B12 | 200 | 1500 | 0 | 58.76 | 64.38 | 8 | 0
2015 | NYISO_G-I_2_PJM_E | NYISO_G-I | PJM_E | Internal | Shoulder | B13 | 600 | 1500 | 0 | 57.77 | 59.63 | 8 | 0
2015 | NYISO_G-I_2_PJM_E | NYISO_G-I | PJM_E | Internal | Shoulder | B14 | 900 | 1500 | 0 | 56.83 | 58.85 | 8 | 0
2015 | NYISO_G-I_2_PJM_E | NYISO_G-I | PJM_E | Internal | Shoulder | B15 | 1203 | 1500 | 0 | 56.83 | 54.32 | 8 | 0
2015 | NYISO_G-I_2_PJM_E | NYISO_G-I | PJM_E | Internal | Summer | B1 | 10 | 1500 | 0 | 99.68 | 93.69 | 8 | 0
2015 | NYISO_G-I_2_PJM_E | NYISO_G-I | PJM_E | Internal | Summer | B2 | 25 | 1500 | 0 | 83.96 | 90.19 | 8 | 0
2015 | NYISO_G-I_2_PJM_E | NYISO_G-I | PJM_E | Internal | Summer | B3 | 75 | 1500 | 1500 | 79.47 | 89.41 | 8 | 1.94
2015 | NYISO_G-I_2_PJM_E | NYISO_G-I | PJM_E | Internal | Summer | B4 | 100 | 1500 | 0 | 76.66 | 84.57 | 8 | 0
2015 | NYISO_G-I_2_PJM_E | NYISO_G-I | PJM_E | Internal | Summer | B5 | 200 | 1500 | 0 | 68.95 | 76.92 | 8 | 0
2015 | NYISO_G-I_2_PJM_E | NYISO_G-I | PJM_E | Internal | Summer | B6 | 300 | 1500 | 0 | 57.79 | 64.86 | 8 | 0
2015 | NYISO_G-I_2_PJM_E | NYISO_G-I | PJM_E | Internal | Summer | B7 | 400 | 1500 | 0 | 56.05 | 57.6 | 8 | 0
2015 | NYISO_G-I_2_PJM_E | NYISO_G-I | PJM_E | Internal | Summer | B8 | 500 | 1500 | 0 | 55.19 | 56.84 | 8 | 0
2015 | NYISO_G-I_2_PJM_E | NYISO_G-I | PJM_E | Internal | Summer | B9 | 800 | 1500 | 0 | 55.19 | 56.59 | 8 | 0
2015 | NYISO_G-I_2_PJM_E | NYISO_G-I | PJM_E | Internal | Summer | B10 | 1262 | 1500 | 0 | 55.19 | 52.28 | 8 | 0
2015 | NYISO_G-I_2_PJM_E | NYISO_G-I | PJM_E | Internal | Winter | B16 | 25 | 1500 | 1320.03 | 68.89 | 76.89 | 8 | 0
2015 | NYISO_G-I_2_PJM_E | NYISO_G-I | PJM_E | Internal | Winter | B17 | 100 | 1500 | 0 | 66.99 | 68.46 | 8 | 0
2015 | NYISO_G-I_2_PJM_E | NYISO_G-I | PJM_E | Internal | Winter | B18 | 400 | 1500 | 0 | 66.99 | 64.08 | 8 | 0
2015 | NYISO_G-I_2_PJM_E | NYISO_G-I | PJM_E | Internal | Winter | B19 | 700 | 1500 | 0 | 64.77 | 64.08 | 8 | 0
2015 | NYISO_G-I_2_PJM_E | NYISO_G-I | PJM_E | Internal | Winter | B20 | 935 | 1500 | 0 | 61.54 | 55.91 | 8 | 0
2015 | NYISO_J-K_2_NEISO | NYISO_J-K | NEISO | Internal | Shoulder | B11 | 25 | 608 | 0 | 60.49 | 55.76 | 3 | 0
2015 | NYISO_J-K_2_NEISO | NYISO_J-K | NEISO | Internal | Shoulder | B12 | 200 | 608 | 0 | 58.77 | 55.76 | 3 | 0
2015 | NYISO_J-K_2_NEISO | NYISO_J-K | NEISO | Internal | Shoulder | B13 | 600 | 608 | 0 | 57.78 | 55.76 | 3 | 0
2015 | NYISO_J-K_2_NEISO | NYISO_J-K | NEISO | Internal | Shoulder | B14 | 900 | 608 | 0 | 56.84 | 55.76 | 3 | 0
2015 | NYISO_J-K_2_NEISO | NYISO_J-K | NEISO | Internal | Shoulder | B15 | 1203 | 608 | 0 | 56.84 | 55.76 | 3 | 0
2015 | NYISO_J-K_2_NEISO | NYISO_J-K | NEISO | Internal | Summer | B1 | 10 | 608 | 0 | 99.69 | 96.69 | 3 | 0
2015 | NYISO_J-K_2_NEISO | NYISO_J-K | NEISO | Internal | Summer | B2 | 25 | 608 | 0 | 83.97 | 80.97 | 3 | 0
2015 | NYISO_J-K_2_NEISO | NYISO_J-K | NEISO | Internal | Summer | B3 | 75 | 608 | 0 | 79.48 | 76.46 | 3 | 0
2015 | NYISO_J-K_2_NEISO | NYISO_J-K | NEISO | Internal | Summer | B4 | 100 | 608 | 0 | 76.67 | 72.94 | 3 | 0
2015 | NYISO_J-K_2_NEISO | NYISO_J-K | NEISO | Internal | Summer | B5 | 200 | 608 | 0 | 68.96 | 53.06 | 3 | 0
2015 | NYISO_J-K_2_NEISO | NYISO_J-K | NEISO | Internal | Summer | B6 | 300 | 608 | 0 | 57.8 | 53.06 | 3 | 0
2015 | NYISO_J-K_2_NEISO | NYISO_J-K | NEISO | Internal | Summer | B7 | 400 | 608 | 0 | 56.06 | 53.06 | 3 | 0
2015 | NYISO_J-K_2_NEISO | NYISO_J-K | NEISO | Internal | Summer | B8 | 500 | 608 | 0 | 55.2 | 53.06 | 3 | 0
2015 | NYISO_J-K_2_NEISO | NYISO_J-K | NEISO | Internal | Summer | B9 | 800 | 608 | 0 | 55.2 | 53.06 | 3 | 0
2015 | NYISO_J-K_2_NEISO | NYISO_J-K | NEISO | Internal | Summer | B10 | 1262 | 608 | 0 | 55.2 | 53.06 | 3 | 0
2015 | NYISO_J-K_2_NEISO | NYISO_J-K | NEISO | Internal | Winter | B16 | 25 | 608 | 0 | 68.91 | 64.15 | 3 | 0
2015 | NYISO_J-K_2_NEISO | NYISO_J-K | NEISO | Internal | Winter | B17 | 100 | 608 | 0 | 67 | 64.15 | 3 | 0
2015 | NYISO_J-K_2_NEISO | NYISO_J-K | NEISO | Internal | Winter | B18 | 400 | 608 | 0 | 67 | 64.15 | 3 | 0
2015 | NYISO_J-K_2_NEISO | NYISO_J-K | NEISO | Internal | Winter | B19 | 700 | 608 | 0 | 67 | 64.15 | 3 | 0
2015 | NYISO_J-K_2_NEISO | NYISO_J-K | NEISO | Internal | Winter | B20 | 935 | 608 | 0 | 61.55 | 64.15 | 3 | 0
2015 | NYISO_J-K_2_NYISO_G-I | NYISO_J-K | NYISO_G-I | Internal | Shoulder | B11 | 25 | 1999 | 0 | 60.49 | 60.48 | 0.01 | 0
2015 | NYISO_J-K_2_NYISO_G-I | NYISO_J-K | NYISO_G-I | Internal | Shoulder | B12 | 200 | 1999 | 0 | 58.77 | 58.76 | 0.01 | 0
2015 | NYISO_J-K_2_NYISO_G-I | NYISO_J-K | NYISO_G-I | Internal | Shoulder | B13 | 600 | 1999 | 0 | 57.78 | 57.77 | 0.01 | 0
2015 | NYISO_J-K_2_NYISO_G-I | NYISO_J-K | NYISO_G-I | Internal | Shoulder | B14 | 900 | 1999 | 0 | 56.84 | 56.83 | 0.01 | 0
2015 | NYISO_J-K_2_NYISO_G-I | NYISO_J-K | NYISO_G-I | Internal | Shoulder | B15 | 1203 | 1999 | 0 | 56.84 | 56.83 | 0.01 | 0
2015 | NYISO_J-K_2_NYISO_G-I | NYISO_J-K | NYISO_G-I | Internal | Summer | B1 | 10 | 1999 | 0.01 | 99.69 | 99.68 | 0.01 | 0
2015 | NYISO_J-K_2_NYISO_G-I | NYISO_J-K | NYISO_G-I | Internal | Summer | B2 | 25 | 1999 | 0 | 83.97 | 83.96 | 0.01 | 0
2015 | NYISO_J-K_2_NYISO_G-I | NYISO_J-K | NYISO_G-I | Internal | Summer | B3 | 75 | 1999 | 0 | 79.48 | 79.47 | 0.01 | 0
2015 | NYISO_J-K_2_NYISO_G-I | NYISO_J-K | NYISO_G-I | Internal | Summer | B4 | 100 | 1999 | 0 | 76.67 | 76.66 | 0.01 | 0
2015 | NYISO_J-K_2_NYISO_G-I | NYISO_J-K | NYISO_G-I | Internal | Summer | B5 | 200 | 1999 | 0 | 68.96 | 68.95 | 0.01 | 0
2015 | NYISO_J-K_2_NYISO_G-I | NYISO_J-K | NYISO_G-I | Internal | Summer | B6 | 300 | 1999 | 0 | 57.8 | 57.79 | 0.01 | 0
2015 | NYISO_J-K_2_NYISO_G-I | NYISO_J-K | NYISO_G-I | Internal | Summer | B7 | 400 | 1999 | 0 | 56.06 | 56.05 | 0.01 | 0
2015 | NYISO_J-K_2_NYISO_G-I | NYISO_J-K | NYISO_G-I | Internal | Summer | B8 | 500 | 1999 | 0 | 55.2 | 55.19 | 0.01 | 0
2015 | NYISO_J-K_2_NYISO_G-I | NYISO_J-K | NYISO_G-I | Internal | Summer | B9 | 800 | 1999 | 0 | 55.2 | 55.19 | 0.01 | 0
2015 | NYISO_J-K_2_NYISO_G-I | NYISO_J-K | NYISO_G-I | Internal | Summer | B10 | 1262 | 1999 | 0 | 55.2 | 55.19 | 0.01 | 0
2015 | NYISO_J-K_2_NYISO_G-I | NYISO_J-K | NYISO_G-I | Internal | Winter | B16 | 25 | 1999 | 0 | 68.91 | 68.89 | 0.01 | 0
2015 | NYISO_J-K_2_NYISO_G-I | NYISO_J-K | NYISO_G-I | Internal | Winter | B17 | 100 | 1999 | 0 | 67 | 66.99 | 0.01 | 0
2015 | NYISO_J-K_2_NYISO_G-I | NYISO_J-K | NYISO_G-I | Internal | Winter | B18 | 400 | 1999 | 0 | 67 | 66.99 | 0.01 | 0
2015 | NYISO_J-K_2_NYISO_G-I | NYISO_J-K | NYISO_G-I | Internal | Winter | B19 | 700 | 1999 | 0 | 67 | 64.77 | 0.01 | 0
2015 | NYISO_J-K_2_NYISO_G-I | NYISO_J-K | NYISO_G-I | Internal | Winter | B20 | 935 | 1999 | 0 | 61.55 | 61.54 | 0.01 | 0
2015 | NYISO_J-K_2_PJM_E | NYISO_J-K | PJM_E | Internal | Shoulder | B11 | 25 | 330 | 330 | 60.49 | 74.74 | 8 | 6.25
2015 | NYISO_J-K_2_PJM_E | NYISO_J-K | PJM_E | Internal | Shoulder | B12 | 200 | 330 | 0 | 58.77 | 64.38 | 8 | 0
2015 | NYISO_J-K_2_PJM_E | NYISO_J-K | PJM_E | Internal | Shoulder | B13 | 600 | 330 | 0 | 57.78 | 59.63 | 8 | 0
2015 | NYISO_J-K_2_PJM_E | NYISO_J-K | PJM_E | Internal | Shoulder | B14 | 900 | 330 | 0 | 56.84 | 58.85 | 8 | 0
2015 | NYISO_J-K_2_PJM_E | NYISO_J-K | PJM_E | Internal | Shoulder | B15 | 1203 | 330 | 0 | 56.84 | 54.32 | 8 | 0
2015 | NYISO_J-K_2_PJM_E | NYISO_J-K | PJM_E | Internal | Summer | B1 | 10 | 330 | 0 | 99.69 | 93.69 | 8 | 0
2015 | NYISO_J-K_2_PJM_E | NYISO_J-K | PJM_E | Internal | Summer | B2 | 25 | 330 | 0 | 83.97 | 90.19 | 8 | 0
2015 | NYISO_J-K_2_PJM_E | NYISO_J-K | PJM_E | Internal | Summer | B3 | 75 | 330 | 330 | 79.48 | 89.41 | 8 | 1.93
2015 | NYISO_J-K_2_PJM_E | NYISO_J-K | PJM_E | Internal | Summer | B4 | 100 | 330 | 0 | 76.67 | 84.57 | 8 | 0
2015 | NYISO_J-K_2_PJM_E | NYISO_J-K | PJM_E | Internal | Summer | B5 | 200 | 330 | 0 | 68.96 | 76.92 | 8 | 0
2015 | NYISO_J-K_2_PJM_E | NYISO_J-K | PJM_E | Internal | Summer | B6 | 300 | 330 | 0 | 57.8 | 64.86 | 8 | 0
2015 | NYISO_J-K_2_PJM_E | NYISO_J-K | PJM_E | Internal | Summer | B7 | 400 | 330 | 0 | 56.06 | 57.6 | 8 | 0
2015 | NYISO_J-K_2_PJM_E | NYISO_J-K | PJM_E | Internal | Summer | B8 | 500 | 330 | 0 | 55.2 | 56.84 | 8 | 0
2015 | NYISO_J-K_2_PJM_E | NYISO_J-K | PJM_E | Internal | Summer | B9 | 800 | 330 | 0 | 55.2 | 56.59 | 8 | 0
2015 | NYISO_J-K_2_PJM_E | NYISO_J-K | PJM_E | Internal | Summer | B10 | 1262 | 330 | 0 | 55.2 | 52.28 | 8 | 0
2015 | NYISO_J-K_2_PJM_E | NYISO_J-K | PJM_E | Internal | Winter | B16 | 25 | 330 | 0 | 68.91 | 76.89 | 8 | 0
2015 | NYISO_J-K_2_PJM_E | NYISO_J-K | PJM_E | Internal | Winter | B17 | 100 | 330 | 0 | 67 | 68.46 | 8 | 0
2015 | NYISO_J-K_2_PJM_E | NYISO_J-K | PJM_E | Internal | Winter | B18 | 400 | 330 | 0 | 67 | 64.08 | 8 | 0
2015 | NYISO_J-K_2_PJM_E | NYISO_J-K | PJM_E | Internal | Winter | B19 | 700 | 330 | 0 | 67 | 64.08 | 8 | 0
2015 | NYISO_J-K_2_PJM_E | NYISO_J-K | PJM_E | Internal | Winter | B20 | 935 | 330 | 0 | 61.55 | 55.91 | 8 | 0
2015 | PJM_E_2_NYISO_G-I | PJM_E | NYISO_G-I | Internal | Shoulder | B11 | 25 | 500 | 0 | 74.74 | 60.48 | 6 | 0
2015 | PJM_E_2_NYISO_G-I | PJM_E | NYISO_G-I | Internal | Shoulder | B12 | 200 | 500 | 0 | 64.38 | 58.76 | 6 | 0
2015 | PJM_E_2_NYISO_G-I | PJM_E | NYISO_G-I | Internal | Shoulder | B13 | 600 | 500 | 0 | 59.63 | 57.77 | 6 | 0
2015 | PJM_E_2_NYISO_G-I | PJM_E | NYISO_G-I | Internal | Shoulder | B14 | 900 | 500 | 0 | 58.85 | 56.83 | 6 | 0
2015 | PJM_E_2_NYISO_G-I | PJM_E | NYISO_G-I | Internal | Shoulder | B15 | 1203 | 500 | 0 | 54.32 | 56.83 | 6 | 0
2015 | PJM_E_2_NYISO_G-I | PJM_E | NYISO_G-I | Internal | Summer | B1 | 10 | 500 | 0.03 | 93.69 | 99.68 | 6 | 0
2015 | PJM_E_2_NYISO_G-I | PJM_E | NYISO_G-I | Internal | Summer | B2 | 25 | 500 | 0 | 90.19 | 83.96 | 6 | 0
2015 | PJM_E_2_NYISO_G-I | PJM_E | NYISO_G-I | Internal | Summer | B3 | 75 | 500 | 0 | 89.41 | 79.47 | 6 | 0
2015 | PJM_E_2_NYISO_G-I | PJM_E | NYISO_G-I | Internal | Summer | B4 | 100 | 500 | 0 | 84.57 | 76.66 | 6 | 0
2015 | PJM_E_2_NYISO_G-I | PJM_E | NYISO_G-I | Internal | Summer | B5 | 200 | 500 | 0 | 76.92 | 68.95 | 6 | 0
2015 | PJM_E_2_NYISO_G-I | PJM_E | NYISO_G-I | Internal | Summer | B6 | 300 | 500 | 0 | 64.86 | 57.79 | 6 | 0
2015 | PJM_E_2_NYISO_G-I | PJM_E | NYISO_G-I | Internal | Summer | B7 | 400 | 500 | 0 | 57.6 | 56.05 | 6 | 0
2015 | PJM_E_2_NYISO_G-I | PJM_E | NYISO_G-I | Internal | Summer | B8 | 500 | 500 | 0 | 56.84 | 55.19 | 6 | 0
2015 | PJM_E_2_NYISO_G-I | PJM_E | NYISO_G-I | Internal | Summer | B9 | 800 | 500 | 0 | 56.59 | 55.19 | 6 | 0
2015 | PJM_E_2_NYISO_G-I | PJM_E | NYISO_G-I | Internal | Summer | B10 | 1262 | 500 | 0 | 52.28 | 55.19 | 6 | 0
2015 | PJM_E_2_NYISO_G-I | PJM_E | NYISO_G-I | Internal | Winter | B16 | 25 | 500 | 0 | 76.89 | 68.89 | 6 | 0
2015 | PJM_E_2_NYISO_G-I | PJM_E | NYISO_G-I | Internal | Winter | B17 | 100 | 500 | 0 | 68.46 | 66.99 | 6 | 0
2015 | PJM_E_2_NYISO_G-I | PJM_E | NYISO_G-I | Internal | Winter | B18 | 400 | 500 | 0 | 64.08 | 66.99 | 6 | 0
2015 | PJM_E_2_NYISO_G-I | PJM_E | NYISO_G-I | Internal | Winter | B19 | 700 | 500 | 0 | 64.08 | 64.77 | 6 | 0
2015 | PJM_E_2_NYISO_G-I | PJM_E | NYISO_G-I | Internal | Winter | B20 | 935 | 500 | 0 | 55.91 | 61.54 | 6 | 0
2015 | PJM_E_2_NYISO_J-K | PJM_E | NYISO_J-K | Internal | Shoulder | B11 | 25 | 330 | 0 | 74.74 | 60.49 | 6 | 0
2015 | PJM_E_2_NYISO_J-K | PJM_E | NYISO_J-K | Internal | Shoulder | B12 | 200 | 330 | 0 | 64.38 | 58.77 | 6 | 0
2015 | PJM_E_2_NYISO_J-K | PJM_E | NYISO_J-K | Internal | Shoulder | B13 | 600 | 330 | 0 | 59.63 | 57.78 | 6 | 0
2015 | PJM_E_2_NYISO_J-K | PJM_E | NYISO_J-K | Internal | Shoulder | B14 | 900 | 330 | 0 | 58.85 | 56.84 | 6 | 0
2015 | PJM_E_2_NYISO_J-K | PJM_E | NYISO_J-K | Internal | Shoulder | B15 | 1203 | 330 | 0 | 54.32 | 56.84 | 6 | 0
2015 | PJM_E_2_NYISO_J-K | PJM_E | NYISO_J-K | Internal | Summer | B1 | 10 | 330 | 327.75 | 93.69 | 99.69 | 6 | 0
2015 | PJM_E_2_NYISO_J-K | PJM_E | NYISO_J-K | Internal | Summer | B2 | 25 | 330 | 0 | 90.19 | 83.97 | 6 | 0
2015 | PJM_E_2_NYISO_J-K | PJM_E | NYISO_J-K | Internal | Summer | B3 | 75 | 330 | 0 | 89.41 | 79.48 | 6 | 0
2015 | PJM_E_2_NYISO_J-K | PJM_E | NYISO_J-K | Internal | Summer | B4 | 100 | 330 | 0 | 84.57 | 76.67 | 6 | 0
2015 | PJM_E_2_NYISO_J-K | PJM_E | NYISO_J-K | Internal | Summer | B5 | 200 | 330 | 0 | 76.92 | 68.96 | 6 | 0
2015 | PJM_E_2_NYISO_J-K | PJM_E | NYISO_J-K | Internal | Summer | B6 | 300 | 330 | 0 | 64.86 | 57.8 | 6 | 0
2015 | PJM_E_2_NYISO_J-K | PJM_E | NYISO_J-K | Internal | Summer | B7 | 400 | 330 | 0 | 57.6 | 56.06 | 6 | 0
2015 | PJM_E_2_NYISO_J-K | PJM_E | NYISO_J-K | Internal | Summer | B8 | 500 | 330 | 0 | 56.84 | 55.2 | 6 | 0
2015 | PJM_E_2_NYISO_J-K | PJM_E | NYISO_J-K | Internal | Summer | B9 | 800 | 330 | 0 | 56.59 | 55.2 | 6 | 0
2015 | PJM_E_2_NYISO_J-K | PJM_E | NYISO_J-K | Internal | Summer | B10 | 1262 | 330 | 0 | 52.28 | 55.2 | 6 | 0
2015 | PJM_E_2_NYISO_J-K | PJM_E | NYISO_J-K | Internal | Winter | B16 | 25 | 330 | 0 | 76.89 | 68.91 | 6 | 0
2015 | PJM_E_2_NYISO_J-K | PJM_E | NYISO_J-K | Internal | Winter | B17 | 100 | 330 | 0 | 68.46 | 67 | 6 | 0
2015 | PJM_E_2_NYISO_J-K | PJM_E | NYISO_J-K | Internal | Winter | B18 | 400 | 330 | 0 | 64.08 | 67 | 6 | 0
2015 | PJM_E_2_NYISO_J-K | PJM_E | NYISO_J-K | Internal | Winter | B19 | 700 | 330 | 0 | 64.08 | 67 | 6 | 0
2015 | PJM_E_2_NYISO_J-K | PJM_E | NYISO_J-K | Internal | Winter | B20 | 935 | 330 | 0 | 55.91 | 61.55 | 6 | 0
2015 | PJM_E_2_PJM_ROM | PJM_E | PJM_ROM | Internal | Shoulder | B11 | 25 | 8000 | 4797.47 | 74.74 | 74.75 | 0.01 | 0
2015 | PJM_E_2_PJM_ROM | PJM_E | PJM_ROM | Internal | Shoulder | B12 | 200 | 8000 | 2595.88 | 64.38 | 64.39 | 0.01 | 0
2015 | PJM_E_2_PJM_ROM | PJM_E | PJM_ROM | Internal | Shoulder | B13 | 600 | 8000 | 0 | 59.63 | 59.62 | 0.01 | 0
2015 | PJM_E_2_PJM_ROM | PJM_E | PJM_ROM | Internal | Shoulder | B14 | 900 | 8000 | 0 | 58.85 | 58.83 | 0.01 | 0
2015 | PJM_E_2_PJM_ROM | PJM_E | PJM_ROM | Internal | Shoulder | B15 | 1203 | 8000 | 0 | 54.32 | 54.3 | 0.01 | 0
2015 | PJM_E_2_PJM_ROM | PJM_E | PJM_ROM | Internal | Summer | B1 | 10 | 8000 | 0.01 | 93.69 | 93.68 | 0.01 | 0
2015 | PJM_E_2_PJM_ROM | PJM_E | PJM_ROM | Internal | Summer | B2 | 25 | 8000 | 0 | 90.19 | 90.18 | 0.01 | 0
2015 | PJM_E_2_PJM_ROM | PJM_E | PJM_ROM | Internal | Summer | B3 | 75 | 8000 | 1835.49 | 89.41 | 89.42 | 0.01 | 0
2015 | PJM_E_2_PJM_ROM | PJM_E | PJM_ROM | Internal | Summer | B4 | 100 | 8000 | 0 | 84.57 | 84.56 | 0.01 | 0
2015 | PJM_E_2_PJM_ROM | PJM_E | PJM_ROM | Internal | Summer | B5 | 200 | 8000 | 52.15 | 76.92 | 76.93 | 0.01 | 0
2015 | PJM_E_2_PJM_ROM | PJM_E | PJM_ROM | Internal | Summer | B6 | 300 | 8000 | 0 | 64.86 | 64.84 | 0.01 | 0
2015 | PJM_E_2_PJM_ROM | PJM_E | PJM_ROM | Internal | Summer | B7 | 400 | 8000 | 0 | 57.6 | 57.59 | 0.01 | 0
2015 | PJM_E_2_PJM_ROM | PJM_E | PJM_ROM | Internal | Summer | B8 | 500 | 8000 | 134.14 | 56.84 | 56.86 | 0.01 | 0
2015 | PJM_E_2_PJM_ROM | PJM_E | PJM_ROM | Internal | Summer | B9 | 800 | 8000 | 0 | 56.59 | 56.58 | 0.01 | 0
2015 | PJM_E_2_PJM_ROM | PJM_E | PJM_ROM | Internal | Summer | B10 | 1262 | 8000 | 613.01 | 52.28 | 52.3 | 0.01 | 0
2015 | PJM_E_2_PJM_ROM | PJM_E | PJM_ROM | Internal | Winter | B16 | 25 | 8000 | 1436.55 | 76.89 | 76.91 | 0.01 | 0
2015 | PJM_E_2_PJM_ROM | PJM_E | PJM_ROM | Internal | Winter | B17 | 100 | 8000 | 0 | 68.46 | 68.45 | 0.01 | 0
2015 | PJM_E_2_PJM_ROM | PJM_E | PJM_ROM | Internal | Winter | B18 | 400 | 8000 | 0 | 64.08 | 64.07 | 0.01 | 0
2015 | PJM_E_2_PJM_ROM | PJM_E | PJM_ROM | Internal | Winter | B19 | 700 | 8000 | 0 | 64.08 | 64.07 | 0.01 | 0
2015 | PJM_E_2_PJM_ROM | PJM_E | PJM_ROM | Internal | Winter | B20 | 935 | 8000 | 0 | 55.91 | 55.9 | 0.01 | 0
2015 | PJM_ROR_2_MISO_IN | PJM_ROR | MISO_IN | Internal | Shoulder | B11 | 25 | 909 | 0 | 74.76 | 76.75 | 2 | 0
2015 | PJM_ROR_2_MISO_IN | PJM_ROR | MISO_IN | Internal | Shoulder | B12 | 200 | 909 | 0 | 64.38 | 62.39 | 2 | 0
2015 | PJM_ROR_2_MISO_IN | PJM_ROR | MISO_IN | Internal | Shoulder | B13 | 600 | 909 | 0 | 59.61 | 57.61 | 2 | 0
2015 | PJM_ROR_2_MISO_IN | PJM_ROR | MISO_IN | Internal | Shoulder | B14 | 900 | 909 | 0 | 57.79 | 55.79 | 2 | 0
2015 | PJM_ROR_2_MISO_IN | PJM_ROR | MISO_IN | Internal | Shoulder | B15 | 1203 | 909 | 0 | 54.29 | 54.98 | 2 | 0
2015 | PJM_ROR_2_MISO_IN | PJM_ROR | MISO_IN | Internal | Summer | B1 | 10 | 909 | 0 | 93.67 | 91.68 | 2 | 0
2015 | PJM_ROR_2_MISO_IN | PJM_ROR | MISO_IN | Internal | Summer | B2 | 25 | 909 | 0 | 90.16 | 88.65 | 2 | 0
2015 | PJM_ROR_2_MISO_IN | PJM_ROR | MISO_IN | Internal | Summer | B3 | 75 | 909 | 0 | 89.41 | 88.52 | 2 | 0
2015 | PJM_ROR_2_MISO_IN | PJM_ROR | MISO_IN | Internal | Summer | B4 | 100 | 909 | 0 | 84.54 | 86.53 | 2 | 0
2015 | PJM_ROR_2_MISO_IN | PJM_ROR | MISO_IN | Internal | Summer | B5 | 200 | 909 | 0 | 76.92 | 74.93 | 2 | 0
2015 | PJM_ROR_2_MISO_IN | PJM_ROR | MISO_IN | Internal | Summer | B6 | 300 | 909 | 0 | 64.83 | 62.83 | 2 | 0
2015 | PJM_ROR_2_MISO_IN | PJM_ROR | MISO_IN | Internal | Summer | B7 | 400 | 909 | 0 | 57.57 | 55.57 | 2 | 0
2015 | PJM_ROR_2_MISO_IN | PJM_ROR | MISO_IN | Internal | Summer | B8 | 500 | 909 | 0 | 55.89 | 53.89 | 2 | 0
2015 | PJM_ROR_2_MISO_IN | PJM_ROR | MISO_IN | Internal | Summer | B9 | 800 | 909 | 0 | 53.89 | 53.1 | 2 | 0
2015 | PJM_ROR_2_MISO_IN | PJM_ROR | MISO_IN | Internal | Summer | B10 | 1262 | 909 | 0 | 52.28 | 53.06 | 2 | 0
2015 | PJM_ROR_2_MISO_IN | PJM_ROR | MISO_IN | Internal | Winter | B16 | 25 | 909 | 0 | 76.89 | 74.91 | 2 | 0
2015 | PJM_ROR_2_MISO_IN | PJM_ROR | MISO_IN | Internal | Winter | B17 | 100 | 909 | 0 | 67.67 | 65.68 | 2 | 0
2015 | PJM_ROR_2_MISO_IN | PJM_ROR | MISO_IN | Internal | Winter | B18 | 400 | 909 | 0 | 60.8 | 58.8 | 2 | 0
2015 | PJM_ROR_2_MISO_IN | PJM_ROR | MISO_IN | Internal | Winter | B19 | 700 | 909 | 0 | 59.86 | 57.86 | 2 | 0
2015 | PJM_ROR_2_MISO_IN | PJM_ROR | MISO_IN | Internal | Winter | B20 | 935 | 909 | 0 | 55.18 | 53.68 | 2 | 0
2015 | PJM_ROR_2_MISO_MI | PJM_ROR | MISO_MI | Internal | Shoulder | B11 | 25 | 1305 | 0 | 74.76 | 75.69 | 2 | 0
2015 | PJM_ROR_2_MISO_MI | PJM_ROR | MISO_MI | Internal | Shoulder | B12 | 200 | 1305 | 0 | 64.38 | 62.38 | 2 | 0
2015 | PJM_ROR_2_MISO_MI | PJM_ROR | MISO_MI | Internal | Shoulder | B13 | 600 | 1305 | 0 | 59.61 | 57.61 | 2 | 0
2015 | PJM_ROR_2_MISO_MI | PJM_ROR | MISO_MI | Internal | Shoulder | B14 | 900 | 1305 | 0 | 57.79 | 55.8 | 2 | 0
2015 | PJM_ROR_2_MISO_MI | PJM_ROR | MISO_MI | Internal | Shoulder | B15 | 1203 | 1305 | 0 | 54.29 | 54.99 | 2 | 0
2015 | PJM_ROR_2_MISO_MI | PJM_ROR | MISO_MI | Internal | Summer | B1 | 10 | 1305 | 0 | 93.67 | 91.67 | 2 | 0
2015 | PJM_ROR_2_MISO_MI | PJM_ROR | MISO_MI | Internal | Summer | B2 | 25 | 1305 | 0 | 90.16 | 88.64 | 2 | 0
2015 | PJM_ROR_2_MISO_MI | PJM_ROR | MISO_MI | Internal | Summer | B3 | 75 | 1305 | 0 | 89.41 | 87.41 | 2 | 0
2015 | PJM_ROR_2_MISO_MI | PJM_ROR | MISO_MI | Internal | Summer | B4 | 100 | 1305 | 0 | 84.54 | 86.52 | 2 | 0
2015 | PJM_ROR_2_MISO_MI | PJM_ROR | MISO_MI | Internal | Summer | B5 | 200 | 1305 | 0 | 76.92 | 74.92 | 2 | 0
2015 | PJM_ROR_2_MISO_MI | PJM_ROR | MISO_MI | Internal | Summer | B6 | 300 | 1305 | 0 | 64.83 | 62.83 | 2 | 0
2015 | PJM_ROR_2_MISO_MI | PJM_ROR | MISO_MI | Internal | Summer | B7 | 400 | 1305 | 0 | 57.57 | 55.59 | 2 | 0
2015 | PJM_ROR_2_MISO_MI | PJM_ROR | MISO_MI | Internal | Summer | B8 | 500 | 1305 | 0 | 55.89 | 53.9 | 2 | 0
2015 | PJM_ROR_2_MISO_MI | PJM_ROR | MISO_MI | Internal | Summer | B9 | 800 | 1305 | 0 | 53.89 | 53.11 | 2 | 0
2015 | PJM_ROR_2_MISO_MI | PJM_ROR | MISO_MI | Internal | Summer | B10 | 1262 | 1305 | 0 | 52.28 | 53.07 | 2 | 0
2015 | PJM_ROR_2_MISO_MI | PJM_ROR | MISO_MI | Internal | Winter | B16 | 25 | 1305 | 0 | 76.89 | 74.89 | 2 | 0
2015 | PJM_ROR_2_MISO_MI | PJM_ROR | MISO_MI | Internal | Winter | B17 | 100 | 1305 | 0 | 67.67 | 65.67 | 2 | 0
2015 | PJM_ROR_2_MISO_MI | PJM_ROR | MISO_MI | Internal | Winter | B18 | 400 | 1305 | 0 | 60.8 | 58.82 | 2 | 0
2015 | PJM_ROR_2_MISO_MI | PJM_ROR | MISO_MI | Internal | Winter | B19 | 700 | 1305 | 0 | 59.86 | 57.87 | 2 | 0
2015 | PJM_ROR_2_MISO_MI | PJM_ROR | MISO_MI | Internal | Winter | B20 | 935 | 1305 | 0 | 55.18 | 53.69 | 2 | 0
2015 | PJM_ROR_2_MISO_MO-IL | PJM_ROR | MISO_MO-IL | Internal | Shoulder | B11 | 25 | 1111 | 811.59 | 74.76 | 76.76 | 2 | 0
2015 | PJM_ROR_2_MISO_MO-IL | PJM_ROR | MISO_MO-IL | Internal | Shoulder | B12 | 200 | 1111 | 0 | 64.38 | 62.39 | 2 | 0
2015 | PJM_ROR_2_MISO_MO-IL | PJM_ROR | MISO_MO-IL | Internal | Shoulder | B13 | 600 | 1111 | 0 | 59.61 | 57.62 | 2 | 0
2015 | PJM_ROR_2_MISO_MO-IL | PJM_ROR | MISO_MO-IL | Internal | Shoulder | B14 | 900 | 1111 | 0 | 57.79 | 55.8 | 2 | 0
2015 | PJM_ROR_2_MISO_MO-IL | PJM_ROR | MISO_MO-IL | Internal | Shoulder | B15 | 1203 | 1111 | 0 | 54.29 | 54.98 | 2 | 0
2015 | PJM_ROR_2_MISO_MO-IL | PJM_ROR | MISO_MO-IL | Internal | Summer | B1 | 10 | 1111 | 0 | 93.67 | 91.67 | 2 | 0
2015 | PJM_ROR_2_MISO_MO-IL | PJM_ROR | MISO_MO-IL | Internal | Summer | B2 | 25 | 1111 | 0 | 90.16 | 88.64 | 2 | 0
2015 | PJM_ROR_2_MISO_MO-IL | PJM_ROR | MISO_MO-IL | Internal | Summer | B3 | 75 | 1111 | 0 | 89.41 | 88.53 | 2 | 0
2015 | PJM_ROR_2_MISO_MO-IL | PJM_ROR | MISO_MO-IL | Internal | Summer | B4 | 100 | 1111 | 76.96 | 84.54 | 86.54 | 2 | 0
2015 | PJM_ROR_2_MISO_MO-IL | PJM_ROR | MISO_MO-IL | Internal | Summer | B5 | 200 | 1111 | 0 | 76.92 | 74.95 | 2 | 0
2015 | PJM_ROR_2_MISO_MO-IL | PJM_ROR | MISO_MO-IL | Internal | Summer | B6 | 300 | 1111 | 0 | 64.83 | 62.84 | 2 | 0
2015 | PJM_ROR_2_MISO_MO-IL | PJM_ROR | MISO_MO-IL | Internal | Summer | B7 | 400 | 1111 | 0 | 57.57 | 55.59 | 2 | 0
2015 | PJM_ROR_2_MISO_MO-IL | PJM_ROR | MISO_MO-IL | Internal | Summer | B8 | 500 | 1111 | 0 | 55.89 | 53.89 | 2 | 0
2015 | PJM_ROR_2_MISO_MO-IL | PJM_ROR | MISO_MO-IL | Internal | Summer | B9 | 800 | 1111 | 0 | 53.89 | 53.09 | 2 | 0
2015 | PJM_ROR_2_MISO_MO-IL | PJM_ROR | MISO_MO-IL | Internal | Summer | B10 | 1262 | 1111 | 0 | 52.28 | 52.1 | 2 | 0
2015 | PJM_ROR_2_MISO_MO-IL | PJM_ROR | MISO_MO-IL | Internal | Winter | B16 | 25 | 1111 | 0 | 76.89 | 74.89 | 2 | 0
2015 | PJM_ROR_2_MISO_MO-IL | PJM_ROR | MISO_MO-IL | Internal | Winter | B17 | 100 | 1111 | 0 | 67.67 | 65.67 | 2 | 0
2015 | PJM_ROR_2_MISO_MO-IL | PJM_ROR | MISO_MO-IL | Internal | Winter | B18 | 400 | 1111 | 0 | 60.8 | 58.79 | 2 | 0
2015 | PJM_ROR_2_MISO_MO-IL | PJM_ROR | MISO_MO-IL | Internal | Winter | B19 | 700 | 1111 | 0 | 59.86 | 57.86 | 2 | 0
2015 | PJM_ROR_2_MISO_MO-IL | PJM_ROR | MISO_MO-IL | Internal | Winter | B20 | 935 | 1111 | 0 | 55.18 | 53.66 | 2 | 0
2015 | PJM_ROR_2_MISO_W | PJM_ROR | MISO_W | Internal | Shoulder | B11 | 25 | 19775 | 0 | 74.76 | 76.75 | 2 | 0
2015 | PJM_ROR_2_MISO_W | PJM_ROR | MISO_W | Internal | Shoulder | B12 | 200 | 19775 | 0 | 64.38 | 62.38 | 2 | 0
2015 | PJM_ROR_2_MISO_W | PJM_ROR | MISO_W | Internal | Shoulder | B13 | 600 | 19775 | 0 | 59.61 | 57.61 | 2 | 0
2015 | PJM_ROR_2_MISO_W | PJM_ROR | MISO_W | Internal | Shoulder | B14 | 900 | 19775 | 0 | 57.79 | 55.79 | 2 | 0
2015 | PJM_ROR_2_MISO_W | PJM_ROR | MISO_W | Internal | Shoulder | B15 | 1203 | 19775 | 0 | 54.29 | 54.99 | 2 | 0
2015 | PJM_ROR_2_MISO_W | PJM_ROR | MISO_W | Internal | Summer | B1 | 10 | 19775 | 0 | 93.67 | 91.67 | 2 | 0
2015 | PJM_ROR_2_MISO_W | PJM_ROR | MISO_W | Internal | Summer | B2 | 25 | 19775 | 0 | 90.16 | 88.63 | 2 | 0
2015 | PJM_ROR_2_MISO_W | PJM_ROR | MISO_W | Internal | Summer | B3 | 75 | 19775 | 0 | 89.41 | 88.52 | 2 | 0
2015 | PJM_ROR_2_MISO_W | PJM_ROR | MISO_W | Internal | Summer | B4 | 100 | 19775 | 0 | 84.54 | 86.53 | 2 | 0
2015 | PJM_ROR_2_MISO_W | PJM_ROR | MISO_W | Internal | Summer | B5 | 200 | 19775 | 0 | 76.92 | 74.93 | 2 | 0
2015 | PJM_ROR_2_MISO_W | PJM_ROR | MISO_W | Internal | Summer | B6 | 300 | 19775 | 0 | 64.83 | 62.86 | 2 | 0
2015 | PJM_ROR_2_MISO_W | PJM_ROR | MISO_W | Internal | Summer | B7 | 400 | 19775 | 0 | 57.57 | 55.57 | 2 | 0
2015 | PJM_ROR_2_MISO_W | PJM_ROR | MISO_W | Internal | Summer | B8 | 500 | 19775 | 0 | 55.89 | 53.9 | 2 | 0
2015 | PJM_ROR_2_MISO_W | PJM_ROR | MISO_W | Internal | Summer | B9 | 800 | 19775 | 0 | 53.89 | 53.07 | 2 | 0
2015 | PJM_ROR_2_MISO_W | PJM_ROR | MISO_W | Internal | Summer | B10 | 1262 | 19775 | 0 | 52.28 | 52.09 | 2 | 0
2015 | PJM_ROR_2_MISO_W | PJM_ROR | MISO_W | Internal | Winter | B16 | 25 | 19775 | 0 | 76.89 | 74.89 | 2 | 0
2015 | PJM_ROR_2_MISO_W | PJM_ROR | MISO_W | Internal | Winter | B17 | 100 | 19775 | 0 | 67.67 | 65.67 | 2 | 0
2015 | PJM_ROR_2_MISO_W | PJM_ROR | MISO_W | Internal | Winter | B18 | 400 | 19775 | 0 | 60.8 | 58.8 | 2 | 0
2015 | PJM_ROR_2_MISO_W | PJM_ROR | MISO_W | Internal | Winter | B19 | 700 | 19775 | 0 | 59.86 | 57.87 | 2 | 0
2015 | PJM_ROR_2_MISO_W | PJM_ROR | MISO_W | Internal | Winter | B20 | 935 | 19775 | 0 | 55.18 | 53.66 | 2 | 0
2015 | PJM_ROR_2_PJM_ROM | PJM_ROR | PJM_ROM | Internal | Shoulder | B11 | 25 | 8000 | 0 | 74.76 | 74.75 | 0.01 | 0
2015 | PJM_ROR_2_PJM_ROM | PJM_ROR | PJM_ROM | Internal | Shoulder | B12 | 200 | 8000 | 2813.29 | 64.38 | 64.39 | 0.01 | 0
2015 | PJM_ROR_2_PJM_ROM | PJM_ROR | PJM_ROM | Internal | Shoulder | B13 | 600 | 8000 | 5352.72 | 59.61 | 59.62 | 0.01 | 0
2015 | PJM_ROR_2_PJM_ROM | PJM_ROR | PJM_ROM | Internal | Shoulder | B14 | 900 | 8000 | 8000 | 57.79 | 58.83 | 0.01 | 1.04
2015 | PJM_ROR_2_PJM_ROM | PJM_ROR | PJM_ROM | Internal | Shoulder | B15 | 1203 | 8000 | 5792.79 | 54.29 | 54.3 | 0.01 | 0
2015 | PJM_ROR_2_PJM_ROM | PJM_ROR | PJM_ROM | Internal | Summer | B1 | 10 | 8000 | 7183.14 | 93.67 | 93.68 | 0.01 | 0
2015 | PJM_ROR_2_PJM_ROM | PJM_ROR | PJM_ROM | Internal | Summer | B2 | 25 | 8000 | 6203.03 | 90.16 | 90.18 | 0.01 | 0
2015 | PJM_ROR_2_PJM_ROM | PJM_ROR | PJM_ROM | Internal | Summer | B3 | 75 | 8000 | 559.82 | 89.41 | 89.42 | 0.01 | 0
2015 | PJM_ROR_2_PJM_ROM | PJM_ROR | PJM_ROM | Internal | Summer | B4 | 100 | 8000 | 1744.19 | 84.54 | 84.56 | 0.01 | 0
2015 | PJM_ROR_2_PJM_ROM | PJM_ROR | PJM_ROM | Internal | Summer | B5 | 200 | 8000 | 4125.74 | 76.92 | 76.93 | 0.01 | 0
2015 | PJM_ROR_2_PJM_ROM | PJM_ROR | PJM_ROM | Internal | Summer | B6 | 300 | 8000 | 5574.25 | 64.83 | 64.84 | 0.01 | 0
2015 | PJM_ROR_2_PJM_ROM | PJM_ROR | PJM_ROM | Internal | Summer | B7 | 400 | 8000 | 7871.28 | 57.57 | 57.59 | 0.01 | 0
2015 | PJM_ROR_2_PJM_ROM | PJM_ROR | PJM_ROM | Internal | Summer | B8 | 500 | 8000 | 8000 | 55.89 | 56.86 | 0.01 | 0.96
2015 | PJM_ROR_2_PJM_ROM | PJM_ROR | PJM_ROM | Internal | Summer | B9 | 800 | 8000 | 8000 | 53.89 | 56.58 | 0.01 | 2.67
2015 | PJM_ROR_2_PJM_ROM | PJM_ROR | PJM_ROM | Internal | Summer | B10 | 1262 | 8000 | 6072.49 | 52.28 | 52.3 | 0.01 | 0
2015 | PJM_ROR_2_PJM_ROM | PJM_ROR | PJM_ROM | Internal | Winter | B16 | 25 | 8000 | 3901.27 | 76.89 | 76.91 | 0.01 | 0
2015 | PJM_ROR_2_PJM_ROM | PJM_ROR | PJM_ROM | Internal | Winter | B17 | 100 | 8000 | 8000 | 67.67 | 68.45 | 0.01 | 0.77
2015 | PJM_ROR_2_PJM_ROM | PJM_ROR | PJM_ROM | Internal | Winter | B18 | 400 | 8000 | 8000 | 60.8 | 64.07 | 0.01 | 3.25
2015 | PJM_ROR_2_PJM_ROM | PJM_ROR | PJM_ROM | Internal | Winter | B19 | 700 | 8000 | 8000 | 59.86 | 64.07 | 0.01 | 4.19
2015 | PJM_ROR_2_PJM_ROM | PJM_ROR | PJM_ROM | Internal | Winter | B20 | 935 | 8000 | 8000 | 55.18 | 55.9 | 0.01 | 0.7
2015 | PJM_ROR_2_TVA_Transmission | PJM_ROR | TVA_Transmission | Internal | Shoulder | B11 | 25 | 2500 | 1124.63 | 74.76 | 80.76 | 6 | 0
2015 | PJM_ROR_2_TVA_Transmission | PJM_ROR | TVA_Transmission | Internal | Shoulder | B12 | 200 | 2500 | 0 | 64.38 | 65.06 | 6 | 0
2015 | PJM_ROR_2_TVA_Transmission | PJM_ROR | TVA_Transmission | Internal | Shoulder | B13 | 600 | 2500 | 0 | 59.61 | 62.38 | 6 | 0
2015 | PJM_ROR_2_TVA_Transmission | PJM_ROR | TVA_Transmission | Internal | Shoulder | B14 | 900 | 2500 | 0 | 57.79 | 61.32 | 6 | 0
2015 | PJM_ROR_2_TVA_Transmission | PJM_ROR | TVA_Transmission | Internal | Shoulder | B15 | 1203 | 2500 | 0 | 54.29 | 60.24 | 6 | 0
2015 | PJM_ROR_2_TVA_Transmission | PJM_ROR | TVA_Transmission | Internal | Summer | B1 | 10 | 2500 | 2382.21 | 93.67 | 99.67 | 6 | 0
2015 | PJM_ROR_2_TVA_Transmission | PJM_ROR | TVA_Transmission | Internal | Summer | B2 | 25 | 2500 | 2399.85 | 90.16 | 96.16 | 6 | 0
2015 | PJM_ROR_2_TVA_Transmission | PJM_ROR | TVA_Transmission | Internal | Summer | B3 | 75 | 2500 | 1129.53 | 89.41 | 95.41 | 6 | 0
2015 | PJM_ROR_2_TVA_Transmission | PJM_ROR | TVA_Transmission | Internal | Summer | B4 | 100 | 2500 | 553.87 | 84.54 | 90.54 | 6 | 0
2015 | PJM_ROR_2_TVA_Transmission | PJM_ROR | TVA_Transmission | Internal | Summer | B5 | 200 | 2500 | 0 | 76.92 | 82.44 | 6 | 0
2015 | PJM_ROR_2_TVA_Transmission | PJM_ROR | TVA_Transmission | Internal | Summer | B6 | 300 | 2500 | 0 | 64.83 | 69.58 | 6 | 0
2015 | PJM_ROR_2_TVA_Transmission | PJM_ROR | TVA_Transmission | Internal | Summer | B7 | 400 | 2500 | 0 | 57.57 | 60.85 | 6 | 0
2015 | PJM_ROR_2_TVA_Transmission | PJM_ROR | TVA_Transmission | Internal | Summer | B8 | 500 | 2500 | 0 | 55.89 | 59.9 | 6 | 0
2015 | PJM_ROR_2_TVA_Transmission | PJM_ROR | TVA_Transmission | Internal | Summer | B9 | 800 | 2500 | 0 | 53.89 | 58.93 | 6 | 0
2015 | PJM_ROR_2_TVA_Transmission | PJM_ROR | TVA_Transmission | Internal | Summer | B10 | 1262 | 2500 | 0 | 52.28 | 56.72 | 6 | 0
2015 | PJM_ROR_2_TVA_Transmission | PJM_ROR | TVA_Transmission | Internal | Winter | B16 | 25 | 2500 | 2353.33 | 76.89 | 82.89 | 6 | 0
2015 | PJM_ROR_2_TVA_Transmission | PJM_ROR | TVA_Transmission | Internal | Winter | B17 | 100 | 2500 | 0 | 67.67 | 68.04 | 6 | 0
2015 | PJM_ROR_2_TVA_Transmission | PJM_ROR | TVA_Transmission | Internal | Winter | B18 | 400 | 2500 | 0 | 60.8 | 63.79 | 6 | 0
2015 | PJM_ROR_2_TVA_Transmission | PJM_ROR | TVA_Transmission | Internal | Winter | B19 | 700 | 2500 | 0 | 59.86 | 62.7 | 6 | 0
2015 | PJM_ROR_2_TVA_Transmission | PJM_ROR | TVA_Transmission | Internal | Winter | B20 | 935 | 2500 | 1394.3 | 55.18 | 61.18 | 6 | 0
2015 | PJM_ROR_2_VACAR | PJM_ROR | VACAR | Internal | Shoulder | B11 | 25 | 3000 | 3000 | 74.76 | 82.76 | 6 | 2
2015 | PJM_ROR_2_VACAR | PJM_ROR | VACAR | Internal | Shoulder | B12 | 200 | 3000 | 0 | 64.38 | 66.49 | 6 | 0
2015 | PJM_ROR_2_VACAR | PJM_ROR | VACAR | Internal | Shoulder | B13 | 600 | 3000 | 0 | 59.61 | 64.79 | 6 | 0
2015 | PJM_ROR_2_VACAR | PJM_ROR | VACAR | Internal | Shoulder | B14 | 900 | 3000 | 327.24 | 57.79 | 63.79 | 6 | 0
2015 | PJM_ROR_2_VACAR | PJM_ROR | VACAR | Internal | Shoulder | B15 | 1203 | 3000 | 80.77 | 54.29 | 60.29 | 6 | 0
2015 | PJM_ROR_2_VACAR | PJM_ROR | VACAR | Internal | Summer | B1 | 10 | 3000 | 3000 | 93.67 | 100.61 | 6 | 0.94
2015 | PJM_ROR_2_VACAR | PJM_ROR | VACAR | Internal | Summer | B2 | 25 | 3000 | 3000 | 90.16 | 100.61 | 6 | 4.45
2015 | PJM_ROR_2_VACAR | PJM_ROR | VACAR | Internal | Summer | B3 | 75 | 3000 | 3000 | 89.41 | 100.61 | 6 | 5.2
2015 | PJM_ROR_2_VACAR | PJM_ROR | VACAR | Internal | Summer | B4 | 100 | 3000 | 3000 | 84.54 | 90.77 | 6 | 0.22
2015 | PJM_ROR_2_VACAR | PJM_ROR | VACAR | Internal | Summer | B5 | 200 | 3000 | 3000 | 76.92 | 84 | 6 | 1.08
2015 | PJM_ROR_2_VACAR | PJM_ROR | VACAR | Internal | Summer | B6 | 300 | 3000 | 2320.69 | 64.83 | 70.83 | 6 | 0
2015 | PJM_ROR_2_VACAR | PJM_ROR | VACAR | Internal | Summer | B7 | 400 | 3000 | 3000 | 57.57 | 64.79 | 6 | 1.22
2015 | PJM_ROR_2_VACAR | PJM_ROR | VACAR | Internal | Summer | B8 | 500 | 3000 | 2724.48 | 55.89 | 61.89 | 6 | 0
2015 | PJM_ROR_2_VACAR | PJM_ROR | VACAR | Internal | Summer | B9 | 800 | 3000 | 2925.22 | 53.89 | 59.89 | 6 | 0
2015 | PJM_ROR_2_VACAR | PJM_ROR | VACAR | Internal | Summer | B10 | 1262 | 3000 | 1379.85 | 52.28 | 58.28 | 6 | 0
2015 | PJM_ROR_2_VACAR | PJM_ROR | VACAR | Internal | Winter | B16 | 25 | 3000 | 3000 | 76.89 | 91.89 | 6 | 9
2015 | PJM_ROR_2_VACAR | PJM_ROR | VACAR | Internal | Winter | B17 | 100 | 3000 | 1465.4 | 67.67 | 73.67 | 6 | 0
2015 | PJM_ROR_2_VACAR | PJM_ROR | VACAR | Internal | Winter | B18 | 400 | 3000 | 850.82 | 60.8 | 66.8 | 6 | 0
2015 | PJM_ROR_2_VACAR | PJM_ROR | VACAR | Internal | Winter | B19 | 700 | 3000 | 521.8 | 59.86 | 65.86 | 6 | 0
2015 | PJM_ROR_2_VACAR | PJM_ROR | VACAR | Internal | Winter | B20 | 935 | 3000 | 1385.06 | 55.18 | 61.18 | 6 | 0
2015 | PJM_ROM_2_NYISO_A-F | PJM_ROM | NYISO_A-F | Internal | Shoulder | B11 | 25 | 2000 | 0 | 74.75 | 60.47 | 6 | 0
2015 | PJM_ROM_2_NYISO_A-F | PJM_ROM | NYISO_A-F | Internal | Shoulder | B12 | 200 | 2000 | 0 | 64.39 | 58.75 | 6 | 0
2015 | PJM_ROM_2_NYISO_A-F | PJM_ROM | NYISO_A-F | Internal | Shoulder | B13 | 600 | 2000 | 0 | 59.62 | 57.76 | 6 | 0
2015 | PJM_ROM_2_NYISO_A-F | PJM_ROM | NYISO_A-F | Internal | Shoulder | B14 | 900 | 2000 | 0 | 58.83 | 56.82 | 6 | 0
2015 | PJM_ROM_2_NYISO_A-F | PJM_ROM | NYISO_A-F | Internal | Shoulder | B15 | 1203 | 2000 | 0 | 54.3 | 56.82 | 6 | 0
2015 | PJM_ROM_2_NYISO_A-F | PJM_ROM | NYISO_A-F | Internal | Summer | B1 | 10 | 2000 | 0 | 93.68 | 91.67 | 6 | 0
2015 | PJM_ROM_2_NYISO_A-F | PJM_ROM | NYISO_A-F | Internal | Summer | B2 | 25 | 2000 | 0 | 90.18 | 83.95 | 6 | 0
2015 | PJM_ROM_2_NYISO_A-F | PJM_ROM | NYISO_A-F | Internal | Summer | B3 | 75 | 2000 | 0 | 89.42 | 79.46 | 6 | 0
2015 | PJM_ROM_2_NYISO_A-F | PJM_ROM | NYISO_A-F | Internal | Summer | B4 | 100 | 2000 | 0 | 84.56 | 75.94 | 6 | 0
2015 | PJM_ROM_2_NYISO_A-F | PJM_ROM | NYISO_A-F | Internal | Summer | B5 | 200 | 2000 | 0 | 76.93 | 68.93 | 6 | 0
2015 | PJM_ROM_2_NYISO_A-F | PJM_ROM | NYISO_A-F | Internal | Summer | B6 | 300 | 2000 | 0 | 64.84 | 57.78 | 6 | 0
2015 | PJM_ROM_2_NYISO_A-F | PJM_ROM | NYISO_A-F | Internal | Summer | B7 | 400 | 2000 | 0 | 57.59 | 56.04 | 6 | 0
2015 | PJM_ROM_2_NYISO_A-F | PJM_ROM | NYISO_A-F | Internal | Summer | B8 | 500 | 2000 | 0 | 56.86 | 55.18 | 6 | 0
2015 | PJM_ROM_2_NYISO_A-F | PJM_ROM | NYISO_A-F | Internal | Summer | B9 | 800 | 2000 | 0 | 56.58 | 55.18 | 6 | 0
2015 | PJM_ROM_2_NYISO_A-F | PJM_ROM | NYISO_A-F | Internal | Summer | B10 | 1262 | 2000 | 0 | 52.3 | 55.18 | 6 | 0
2015 | PJM_ROM_2_NYISO_A-F | PJM_ROM | NYISO_A-F | Internal | Winter | B16 | 25 | 2000 | 0 | 76.91 | 67.57 | 6 | 0
2015 | PJM_ROM_2_NYISO_A-F | PJM_ROM | NYISO_A-F | Internal | Winter | B17 | 100 | 2000 | 0 | 68.45 | 61.53 | 6 | 0
2015 | PJM_ROM_2_NYISO_A-F | PJM_ROM | NYISO_A-F | Internal | Winter | B18 | 400 | 2000 | 0 | 64.07 | 61.53 | 6 | 0
2015 | PJM_ROM_2_NYISO_A-F | PJM_ROM | NYISO_A-F | Internal | Winter | B19 | 700 | 2000 | 0 | 64.07 | 61.53 | 6 | 0
2015 | PJM_ROM_2_NYISO_A-F | PJM_ROM | NYISO_A-F | Internal | Winter | B20 | 935 | 2000 | 0 | 55.9 | 61.53 | 6 | 0
2015 | PJM_ROM_2_PJM_E | PJM_ROM | PJM_E | Internal | Shoulder | B11 | 25 | 8000 | 0 | 74.75 | 74.74 | 0.01 | 0
2015 | PJM_ROM_2_PJM_E | PJM_ROM | PJM_E | Internal | Shoulder | B12 | 200 | 8000 | 0 | 64.39 | 64.38 | 0.01 | 0
2015 | PJM_ROM_2_PJM_E | PJM_ROM | PJM_E | Internal | Shoulder | B13 | 600 | 8000 | 81.17 | 59.62 | 59.63 | 0.01 | 0
2015 | PJM_ROM_2_PJM_E | PJM_ROM | PJM_E | Internal | Shoulder | B14 | 900 | 8000 | 125.55 | 58.83 | 58.85 | 0.01 | 0
2015 | PJM_ROM_2_PJM_E | PJM_ROM | PJM_E | Internal | Shoulder | B15 | 1203 | 8000 | 2.88 | 54.3 | 54.32 | 0.01 | 0
2015 | PJM_ROM_2_PJM_E | PJM_ROM | PJM_E | Internal | Summer | B1 | 10 | 8000 | 1788.62 | 93.68 | 93.69 | 0.01 | 0
2015 | PJM_ROM_2_PJM_E | PJM_ROM | PJM_E | Internal | Summer | B2 | 25 | 8000 | 1277.49 | 90.18 | 90.19 | 0.01 | 0
2015 | PJM_ROM_2_PJM_E | PJM_ROM | PJM_E | Internal | Summer | B3 | 75 | 8000 | 0 | 89.42 | 89.41 | 0.01 | 0
2015 | PJM_ROM_2_PJM_E | PJM_ROM | PJM_E | Internal | Summer | B4 | 100 | 8000 | 490.71 | 84.56 | 84.57 | 0.01 | 0
2015 | PJM_ROM_2_PJM_E | PJM_ROM | PJM_E | Internal | Summer | B5 | 200 | 8000 | 0 | 76.93 | 76.92 | 0.01 | 0
2015 | PJM_ROM_2_PJM_E | PJM_ROM | PJM_E | Internal | Summer | B6 | 300 | 8000 | 3.55 | 64.84 | 64.86 | 0.01 | 0
2015 | PJM_ROM_2_PJM_E | PJM_ROM | PJM_E | Internal | Summer | B7 | 400 | 8000 | 1399.43 | 57.59 | 57.6 | 0.01 | 0
2015 | PJM_ROM_2_PJM_E | PJM_ROM | PJM_E | Internal | Summer | B8 | 500 | 8000 | 0 | 56.86 | 56.84 | 0.01 | 0
2015 | PJM_ROM_2_PJM_E | PJM_ROM | PJM_E | Internal | Summer | B9 | 800 | 8000 | 797.22 | 56.58 | 56.59 | 0.01 | 0
2015 | PJM_ROM_2_PJM_E | PJM_ROM | PJM_E | Internal | Summer | B10 | 1262 | 8000 | 0 | 52.3 | 52.28 | 0.01 | 0
2015 | PJM_ROM_2_PJM_E | PJM_ROM | PJM_E | Internal | Winter | B16 | 25 | 8000 | 0 | 76.91 | 76.89 | 0.01 | 0
2015 | PJM_ROM_2_PJM_E | PJM_ROM | PJM_E | Internal | Winter | B17 | 100 | 8000 | 575.73 | 68.45 | 68.46 | 0.01 | 0
2015 | PJM_ROM_2_PJM_E | PJM_ROM | PJM_E | Internal | Winter | B18 | 400 | 8000 | 1509.81 | 64.07 | 64.08 | 0.01 | 0
2015 | PJM_ROM_2_PJM_E | PJM_ROM | PJM_E | Internal | Winter | B19 | 700 | 8000 | 2394.57 | 64.07 | 64.08 | 0.01 | 0
2015 | PJM_ROM_2_PJM_E | PJM_ROM | PJM_E | Internal | Winter | B20 | 935 | 8000 | 1833.89 | 55.9 | 55.91 | 0.01 | 0
2015 | PJM_ROM_2_PJM_ROR | PJM_ROM | PJM_ROR | Internal | Shoulder | B11 | 25 | 8000 | 780.32 | 74.75 | 74.76 | 0.01 | 0
2015 | PJM_ROM_2_PJM_ROR | PJM_ROM | PJM_ROR | Internal | Shoulder | B12 | 200 | 8000 | 0 | 64.39 | 64.38 | 0.01 | 0
2015 | PJM_ROM_2_PJM_ROR | PJM_ROM | PJM_ROR | Internal | Shoulder | B13 | 600 | 8000 | 0 | 59.62 | 59.61 | 0.01 | 0
2015 | PJM_ROM_2_PJM_ROR | PJM_ROM | PJM_ROR | Internal | Shoulder | B14 | 900 | 8000 | 0 | 58.83 | 57.79 | 0.01 | 0
2015 | PJM_ROM_2_PJM_ROR | PJM_ROM | PJM_ROR | Internal | Shoulder | B15 | 1203 | 8000 | 0 | 54.3 | 54.29 | 0.01 | 0
2015 | PJM_ROM_2_PJM_ROR | PJM_ROM | PJM_ROR | Internal | Summer | B1 | 10 | 8000 | 0.01 | 93.68 | 93.67 | 0.01 | 0
2015 | PJM_ROM_2_PJM_ROR | PJM_ROM | PJM_ROR | Internal | Summer | B2 | 25 | 8000 | 0 | 90.18 | 90.16 | 0.01 | 0
2015 | PJM_ROM_2_PJM_ROR | PJM_ROM | PJM_ROR | Internal | Summer | B3 | 75 | 8000 | 0 | 89.42 | 89.41 | 0.01 | 0
2015 | PJM_ROM_2_PJM_ROR | PJM_ROM | PJM_ROR | Internal | Summer | B4 | 100 | 8000 | 0 | 84.56 | 84.54 | 0.01 | 0
2015 | PJM_ROM_2_PJM_ROR | PJM_ROM | PJM_ROR | Internal | Summer | B5 | 200 | 8000 | 0 | 76.93 | 76.92 | 0.01 | 0
2015 | PJM_ROM_2_PJM_ROR | PJM_ROM | PJM_ROR | Internal | Summer | B6 | 300 | 8000 | 0 | 64.84 | 64.83 | 0.01 | 0
2015 | PJM_ROM_2_PJM_ROR | PJM_ROM | PJM_ROR | Internal | Summer | B7 | 400 | 8000 | 0 | 57.59 | 57.57 | 0.01 | 0
2015 | PJM_ROM_2_PJM_ROR | PJM_ROM | PJM_ROR | Internal | Summer | B8 | 500 | 8000 | 0 | 56.86 | 55.89 | 0.01 | 0
2015 | PJM_ROM_2_PJM_ROR | PJM_ROM | PJM_ROR | Internal | Summer | B9 | 800 | 8000 | 0 | 56.58 | 53.89 | 0.01 | 0
2015 | PJM_ROM_2_PJM_ROR | PJM_ROM | PJM_ROR | Internal | Summer | B10 | 1262 | 8000 | 0 | 52.3 | 52.28 | 0.01 | 0
2015 | PJM_ROM_2_PJM_ROR | PJM_ROM | PJM_ROR | Internal | Winter | B16 | 25 | 8000 | 0 | 76.91 | 76.89 | 0.01 | 0
2015 | PJM_ROM_2_PJM_ROR | PJM_ROM | PJM_ROR | Internal | Winter | B17 | 100 | 8000 | 0 | 68.45 | 67.67 | 0.01 | 0
2015 | PJM_ROM_2_PJM_ROR | PJM_ROM | PJM_ROR | Internal | Winter | B18 | 400 | 8000 | 0 | 64.07 | 60.8 | 0.01 | 0
2015 | PJM_ROM_2_PJM_ROR | PJM_ROM | PJM_ROR | Internal | Winter | B19 | 700 | 8000 | 0 | 64.07 | 59.86 | 0.01 | 0
2015 | PJM_ROM_2_PJM_ROR | PJM_ROM | PJM_ROR | Internal | Winter | B20 | 935 | 8000 | 0 | 55.9 | 55.18 | 0.01 | 0
2015 | SOCO_2_ENT | SOCO | ENT | Internal | Shoulder | B11 | 25 | 2400 | 0 | 89.76 | 84.72 | 10 | 0
2015 | SOCO_2_ENT | SOCO | ENT | Internal | Shoulder | B12 | 200 | 2400 | 0 | 62.58 | 59.84 | 10 | 0
2015 | SOCO_2_ENT | SOCO | ENT | Internal | Shoulder | B13 | 600 | 2400 | 0 | 59.66 | 59.4 | 10 | 0
2015 | SOCO_2_ENT | SOCO | ENT | Internal | Shoulder | B14 | 900 | 2400 | 0 | 59.66 | 59.4 | 10 | 0
2015 | SOCO_2_ENT | SOCO | ENT | Internal | Shoulder | B15 | 1203 | 2400 | 0 | 59.66 | 57.43 | 10 | 0
2015 | SOCO_2_ENT | SOCO | ENT | Internal | Summer | B1 | 10 | 2400 | 0 | 99.67 | 91.67 | 10 | 0
2015 | SOCO_2_ENT | SOCO | ENT | Internal | Summer | B2 | 25 | 2400 | 0 | 97.77 | 89.77 | 10 | 0
2015 | SOCO_2_ENT | SOCO | ENT | Internal | Summer | B3 | 75 | 2400 | 0 | 97.77 | 89.77 | 10 | 0
2015 | SOCO_2_ENT | SOCO | ENT | Internal | Summer | B4 | 100 | 2400 | 0 | 97.77 | 86.1 | 10 | 0
2015 | SOCO_2_ENT | SOCO | ENT | Internal | Summer | B5 | 200 | 2400 | 0 | 91 | 82.95 | 10 | 0
2015 | SOCO_2_ENT | SOCO | ENT | Internal | Summer | B6 | 300 | 2400 | 0 | 77.83 | 69.83 | 10 | 0
2015 | SOCO_2_ENT | SOCO | ENT | Internal | Summer | B7 | 400 | 2400 | 0 | 67.56 | 58.62 | 10 | 0
2015 | SOCO_2_ENT | SOCO | ENT | Internal | Summer | B8 | 500 | 2400 | 0 | 66.62 | 58.62 | 10 | 0
2015 | SOCO_2_ENT | SOCO | ENT | Internal | Summer | B9 | 800 | 2400 | 0 | 60.6 | 58.19 | 10 | 0
2015 | SOCO_2_ENT | SOCO | ENT | Internal | Summer | B10 | 1262 | 2400 | 0 | 58.49 | 56.26 | 10 | 0
2015 | SOCO_2_ENT | SOCO | ENT | Internal | Winter | B16 | 25 | 2400 | 0 | 83.94 | 74.89 | 10 | 0
2015 | SOCO_2_ENT | SOCO | ENT | Internal | Winter | B17 | 100 | 2400 | 0 | 66.43 | 61.82 | 10 | 0
2015 | SOCO_2_ENT | SOCO | ENT | Internal | Winter | B18 | 400 | 2400 | 0 | 62.04 | 61.82 | 10 | 0
2015 | SOCO_2_ENT | SOCO | ENT | Internal | Winter | B19 | 700 | 2400 | 0 | 62.04 | 61.02 | 10 | 0
2015 | SOCO_2_ENT | SOCO | ENT | Internal | Winter | B20 | 935 | 2400 | 0 | 62.04 | 59.76 | 10 | 0
2015 | SOCO_2_FRCC | SOCO | FRCC | Internal | Shoulder | B11 | 25 | 3700 | 3609.81 | 89.76 | 99.76 | 10 | 0
2015 | SOCO_2_FRCC | SOCO | FRCC | Internal | Shoulder | B12 | 200 | 3700 | 0 | 62.58 | 66.84 | 10 | 0
2015 | SOCO_2_FRCC | SOCO | FRCC | Internal | Shoulder | B13 | 600 | 3700 | 0 | 59.66 | 65.33 | 10 | 0
2015 | SOCO_2_FRCC | SOCO | FRCC | Internal | Shoulder | B14 | 900 | 3700 | 0 | 59.66 | 64.06 | 10 | 0
2015 | SOCO_2_FRCC | SOCO | FRCC | Internal | Shoulder | B15 | 1203 | 3700 | 0 | 59.66 | 64.06 | 10 | 0
2015 | SOCO_2_FRCC | SOCO | FRCC | Internal | Summer | B1 | 10 | 3700 | 0 | 99.67 | 103.77 | 10 | 0
2015 | SOCO_2_FRCC | SOCO | FRCC | Internal | Summer | B2 | 25 | 3700 | 0 | 97.77 | 103.77 | 10 | 0
2015 | SOCO_2_FRCC | SOCO | FRCC | Internal | Summer | B3 | 75 | 3700 | 0 | 97.77 | 103.77 | 10 | 0
2015 | SOCO_2_FRCC | SOCO | FRCC | Internal | Summer | B4 | 100 | 3700 | 0 | 97.77 | 103.77 | 10 | 0
2015 | SOCO_2_FRCC | SOCO | FRCC | Internal | Summer | B5 | 200 | 3700 | 2511.33 | 91 | 101 | 10 | 0
2015 | SOCO_2_FRCC | SOCO | FRCC | Internal | Summer | B6 | 300 | 3700 | 653.18 | 77.83 | 87.83 | 10 | 0
2015 | SOCO_2_FRCC | SOCO | FRCC | Internal | Summer | B7 | 400 | 3700 | 0 | 67.56 | 75.42 | 10 | 0
2015 | SOCO_2_FRCC | SOCO | FRCC | Internal | Summer | B8 | 500 | 3700 | 0 | 66.62 | 66.14 | 10 | 0
2015 | SOCO_2_FRCC | SOCO | FRCC | Internal | Summer | B9 | 800 | 3700 | 0 | 60.6 | 63.4 | 10 | 0
2015 | SOCO_2_FRCC | SOCO | FRCC | Internal | Summer | B10 | 1262 | 3700 | 0 | 58.49 | 63.4 | 10 | 0
2015 | SOCO_2_FRCC | SOCO | FRCC | Internal | Winter | B16 | 25 | 3700 | 0 | 83.94 | 93.57 | 10 | 0
2015 | SOCO_2_FRCC | SOCO | FRCC | Internal | Winter | B17 | 100 | 3700 | 0 | 66.43 | 68.96 | 10 | 0
2015 | SOCO_2_FRCC | SOCO | FRCC | Internal | Winter | B18 | 400 | 3700 | 0 | 62.04 | 66.09 | 10 | 0
2015 | SOCO_2_FRCC | SOCO | FRCC | Internal | Winter | B19 | 700 | 3700 | 0 | 62.04 | 66.09 | 10 | 0
2015 | SOCO_2_FRCC | SOCO | FRCC | Internal | Winter | B20 | 935 | 3700 | 0 | 62.04 | 66.09 | 10 | 0
2015 | SOCO_2_TVA_Transmission | SOCO | TVA_Transmission | Internal | Shoulder | B11 | 25 | 2600 | 0 | 89.76 | 80.76 | 10 | 0
2015 | SOCO_2_TVA_Transmission | SOCO | TVA_Transmission | Internal | Shoulder | B12 | 200 | 2600 | 0 | 62.58 | 65.06 | 10 | 0
2015 | SOCO_2_TVA_Transmission | SOCO | TVA_Transmission | Internal | Shoulder | B13 | 600 | 2600 | 0 | 59.66 | 62.38 | 10 | 0
2015 | SOCO_2_TVA_Transmission | SOCO | TVA_Transmission | Internal | Shoulder | B14 | 900 | 2600 | 0 | 59.66 | 61.32 | 10 | 0
2015 | SOCO_2_TVA_Transmission | SOCO | TVA_Transmission | Internal | Shoulder | B15 | 1203 | 2600 | 0 | 59.66 | 60.24 | 10 | 0
2015 | SOCO_2_TVA_Transmission | SOCO | TVA_Transmission | Internal | Summer | B1 | 10 | 2600 | 0 | 99.67 | 99.67 | 10 | 0
2015 | SOCO_2_TVA_Transmission | SOCO | TVA_Transmission | Internal | Summer | B2 | 25 | 2600 | 0 | 97.77 | 96.16 | 10 | 0
2015 | SOCO_2_TVA_Transmission | SOCO | TVA_Transmission | Internal | Summer | B3 | 75 | 2600 | 0 | 97.77 | 95.41 | 10 | 0
2015 | SOCO_2_TVA_Transmission | SOCO | TVA_Transmission | Internal | Summer | B4 | 100 | 2600 | 0 | 97.77 | 90.54 | 10 | 0
2015 | SOCO_2_TVA_Transmission | SOCO | TVA_Transmission | Internal | Summer | B5 | 200 | 2600 | 0 | 91 | 82.44 | 10 | 0
2015 | SOCO_2_TVA_Transmission | SOCO | TVA_Transmission | Internal | Summer | B6 | 300 | 2600 | 0 | 77.83 | 69.58 | 10 | 0
2015 | SOCO_2_TVA_Transmission | SOCO | TVA_Transmission | Internal | Summer | B7 | 400 | 2600 | 0 | 67.56 | 60.85 | 10 | 0
2015 | SOCO_2_TVA_Transmission | SOCO | TVA_Transmission | Internal | Summer | B8 | 500 | 2600 | 0 | 66.62 | 59.9 | 10 | 0
2015 | SOCO_2_TVA_Transmission | SOCO | TVA_Transmission | Internal | Summer | B9 | 800 | 2600 | 0 | 60.6 | 58.93 | 10 | 0
2015 | SOCO_2_TVA_Transmission | SOCO | TVA_Transmission | Internal | Summer | B10 | 1262 | 2600 | 0 | 58.49 | 56.72 | 10 | 0
2015 | SOCO_2_TVA_Transmission | SOCO | TVA_Transmission | Internal | Winter | B16 | 25 | 2600 | 0 | 83.94 | 82.89 | 10 | 0
2015 | SOCO_2_TVA_Transmission | SOCO | TVA_Transmission | Internal | Winter | B17 | 100 | 2600 | 0 | 66.43 | 68.04 | 10 | 0
2015 | SOCO_2_TVA_Transmission | SOCO | TVA_Transmission | Internal | Winter | B18 | 400 | 2600 | 0 | 62.04 | 63.79 | 10 | 0
2015 | SOCO_2_TVA_Transmission | SOCO | TVA_Transmission | Internal | Winter | B19 | 700 | 2600 | 0 | 62.04 | 62.7 | 10 | 0
2015 | SOCO_2_TVA_Transmission | SOCO | TVA_Transmission | Internal | Winter | B20 | 935 | 2600 | 0 | 62.04 | 61.18 | 10 | 0
2015 | SOCO_2_VACAR | SOCO | VACAR | Internal | Shoulder | B11 | 25 | 2000 | 0 | 89.76 | 82.76 | 10 | 0
2015 | SOCO_2_VACAR | SOCO | VACAR | Internal | Shoulder | B12 | 200 | 2000 | 0 | 62.58 | 66.49 | 10 | 0
2015 | SOCO_2_VACAR | SOCO | VACAR | Internal | Shoulder | B13 | 600 | 2000 | 0 | 59.66 | 64.79 | 10 | 0
2015 | SOCO_2_VACAR | SOCO | VACAR | Internal | Shoulder | B14 | 900 | 2000 | 0 | 59.66 | 63.79 | 10 | 0
2015 | SOCO_2_VACAR | SOCO | VACAR | Internal | Shoulder | B15 | 1203 | 2000 | 0 | 59.66 | 60.29 | 10 | 0
2015 | SOCO_2_VACAR | SOCO | VACAR | Internal | Summer | B1 | 10 | 2000 | 0 | 99.67 | 100.61 | 10 | 0
2015 | SOCO_2_VACAR | SOCO | VACAR | Internal | Summer | B2 | 25 | 2000 | 0 | 97.77 | 100.61 | 10 | 0
2015 | SOCO_2_VACAR | SOCO | VACAR | Internal | Summer | B3 | 75 | 2000 | 0 | 97.77 | 100.61 | 10 | 0
2015 | SOCO_2_VACAR | SOCO | VACAR | Internal | Summer | B4 | 100 | 2000 | 0 | 97.77 | 90.77 | 10 | 0
2015 | SOCO_2_VACAR | SOCO | VACAR | Internal | Summer | B5 | 200 | 2000 | 0 | 91 | 84 | 10 | 0
2015 | SOCO_2_VACAR | SOCO | VACAR | Internal | Summer | B6 | 300 | 2000 | 0 | 77.83 | 70.83 | 10 | 0
2015 | SOCO_2_VACAR | SOCO | VACAR | Internal | Summer | B7 | 400 | 2000 | 0 | 67.56 | 64.79 | 10 | 0
2015 | SOCO_2_VACAR | SOCO | VACAR | Internal | Summer | B8 | 500 | 2000 | 0 | 66.62 | 61.89 | 10 | 0
2015 | SOCO_2_VACAR | SOCO | VACAR | Internal | Summer | B9 | 800 | 2000 | 0 | 60.6 | 59.89 | 10 | 0
2015 | SOCO_2_VACAR | SOCO | VACAR | Internal | Summer | B10 | 1262 | 2000 | 0 | 58.49 | 58.28 | 10 | 0
2015 | SOCO_2_VACAR | SOCO | VACAR | Internal | Winter | B16 | 25 | 2000 | 0 | 83.94 | 91.89 | 10 | 0
2015 | SOCO_2_VACAR | SOCO | VACAR | Internal | Winter | B17 | 100 | 2000 | 0 | 66.43 | 73.67 | 10 | 0
2015 | SOCO_2_VACAR | SOCO | VACAR | Internal | Winter | B18 | 400 | 2000 | 0 | 62.04 | 66.8 | 10 | 0
2015 | SOCO_2_VACAR | SOCO | VACAR | Internal | Winter | B19 | 700 | 2000 | 0 | 62.04 | 65.86 | 10 | 0
2015 | SOCO_2_VACAR | SOCO | VACAR | Internal | Winter | B20 | 935 | 2000 | 0 | 62.04 | 61.18 | 10 | 0
2015 | SPP_N_2_ENT | SPP_N | ENT | Internal | Shoulder | B11 | 25 | 7346 | 0 | 83.75 | 84.72 | 5 | 0
2015 | SPP_N_2_ENT | SPP_N | ENT | Internal | Shoulder | B12 | 200 | 7346 | 0 | 59.99 | 59.84 | 5 | 0
2015 | SPP_N_2_ENT | SPP_N | ENT | Internal | Shoulder | B13 | 600 | 7346 | 0 | 57.58 | 59.4 | 5 | 0
2015 | SPP_N_2_ENT | SPP_N | ENT | Internal | Shoulder | B14 | 900 | 7346 | 0 | 57.32 | 59.4 | 5 | 0
2015 | SPP_N_2_ENT | SPP_N | ENT | Internal | Shoulder | B15 | 1203 | 7346 | 0 | 57.32 | 57.43 | 5 | 0
2015 | SPP_N_2_ENT | SPP_N | ENT | Internal | Summer | B1 | 10 | 7346 | 0 | 92.49 | 91.67 | 5 | 0
2015 | SPP_N_2_ENT | SPP_N | ENT | Internal | Summer | B2 | 25 | 7346 | 0 | 92.49 | 89.77 | 5 | 0
2015 | SPP_N_2_ENT | SPP_N | ENT | Internal | Summer | B3 | 75 | 7346 | 0 | 92.49 | 89.77 | 5 | 0
2015 | SPP_N_2_ENT | SPP_N | ENT | Internal | Summer | B4 | 100 | 7346 | 0 | 86.54 | 86.1 | 5 | 0
2015 | SPP_N_2_ENT | SPP_N | ENT | Internal | Summer | B5 | 200 | 7346 | 0 | 81.93 | 82.95 | 5 | 0
2015 | SPP_N_2_ENT | SPP_N | ENT | Internal | Summer | B6 | 300 | 7346 | 0 | 69.86 | 69.83 | 5 | 0
2015 | SPP_N_2_ENT | SPP_N | ENT | Internal | Summer | B7 | 400 | 7346 | 0 | 59.47 | 58.62 | 5 | 0
2015 | SPP_N_2_ENT | SPP_N | ENT | Internal | Summer | B8 | 500 | 7346 | 0 | 57.56 | 58.62 | 5 | 0
2015 | SPP_N_2_ENT | SPP_N | ENT | Internal | Summer | B9 | 800 | 7346 | 0 | 56.05 | 58.19 | 5 | 0
2015 | SPP_N_2_ENT | SPP_N | ENT | Internal | Summer | B10 | 1262 | 7346 | 0 | 55.92 | 56.26 | 5 | 0
2015 | SPP_N_2_ENT | SPP_N | ENT | Internal | Winter | B16 | 25 | 7346 | 0 | 69.91 | 74.89 | 5 | 0
2015 | SPP_N_2_ENT | SPP_N | ENT | Internal | Winter | B17 | 100 | 7346 | 0 | 60.67 | 61.82 | 5 | 0
2015 | SPP_N_2_ENT | SPP_N | ENT | Internal | Winter | B18 | 400 | 7346 | 0 | 59.66 | 61.82 | 5 | 0
2015 | SPP_N_2_ENT | SPP_N | ENT | Internal | Winter | B19 | 700 | 7346 | 0 | 59.66 | 61.02 | 5 | 0
2015 | SPP_N_2_ENT | SPP_N | ENT | Internal | Winter | B20 | 935 | 7346 | 0 | 56.03 | 59.76 | 5 | 0
2015 | SPP_N_2_MISO_MO-IL | SPP_N | MISO_MO-IL | Internal | Shoulder | B11 | 25 | 3954 | 0 | 83.75 | 76.76 | 5 | 0
2015 | SPP_N_2_MISO_MO-IL | SPP_N | MISO_MO-IL | Internal | Shoulder | B12 | 200 | 3954 | 0 | 59.99 | 62.39 | 5 | 0
2015 | SPP_N_2_MISO_MO-IL | SPP_N | MISO_MO-IL | Internal | Shoulder | B13 | 600 | 3954 | 0 | 57.58 | 57.62 | 5 | 0
2015 | SPP_N_2_MISO_MO-IL | SPP_N | MISO_MO-IL | Internal | Shoulder | B14 | 900 | 3954 | 0 | 57.32 | 55.8 | 5 | 0
2015 | SPP_N_2_MISO_MO-IL | SPP_N | MISO_MO-IL | Internal | Shoulder | B15 | 1203 | 3954 | 0 | 57.32 | 54.98 | 5 | 0
2015 | SPP_N_2_MISO_MO-IL | SPP_N | MISO_MO-IL | Internal | Summer | B1 | 10 | 3954 | 0 | 92.49 | 91.67 | 5 | 0
2015 | SPP_N_2_MISO_MO-IL | SPP_N | MISO_MO-IL | Internal | Summer | B2 | 25 | 3954 | 0 | 92.49 | 88.64 | 5 | 0
2015 | SPP_N_2_MISO_MO-IL | SPP_N | MISO_MO-IL | Internal | Summer | B3 | 75 | 3954 | 0 | 92.49 | 88.53 | 5 | 0
2015 | SPP_N_2_MISO_MO-IL | SPP_N | MISO_MO-IL | Internal | Summer | B4 | 100 | 3954 | 0 | 86.54 | 86.54 | 5 | 0
2015 | SPP_N_2_MISO_MO-IL | SPP_N | MISO_MO-IL | Internal | Summer | B5 | 200 | 3954 | 0 | 81.93 | 74.95 | 5 | 0
2015 | SPP_N_2_MISO_MO-IL | SPP_N | MISO_MO-IL | Internal | Summer | B6 | 300 | 3954 | 0 | 69.86 | 62.84 | 5 | 0
2015 | SPP_N_2_MISO_MO-IL | SPP_N | MISO_MO-IL | Internal | Summer | B7 | 400 | 3954 | 0 | 59.47 | 55.59 | 5 | 0
2015 | SPP_N_2_MISO_MO-IL | SPP_N | MISO_MO-IL | Internal | Summer | B8 | 500 | 3954 | 0 | 57.56 | 53.89 | 5 | 0
2015 | SPP_N_2_MISO_MO-IL | SPP_N | MISO_MO-IL | Internal | Summer | B9 | 800 | 3954 | 0 | 56.05 | 53.09 | 5 | 0
2015 | SPP_N_2_MISO_MO-IL | SPP_N | MISO_MO-IL | Internal | Summer | B10 | 1262 | 3954 | 0 | 55.92 | 52.1 | 5 | 0
2015 | SPP_N_2_MISO_MO-IL | SPP_N | MISO_MO-IL | Internal | Winter | B16 | 25 | 3954 | 0 | 69.91 | 74.89 | 5 | 0
2015 | SPP_N_2_MISO_MO-IL | SPP_N | MISO_MO-IL | Internal | Winter | B17 | 100 | 3954 | 123.32 | 60.67 | 65.67 | 5 | 0
2015 | SPP_N_2_MISO_MO-IL | SPP_N | MISO_MO-IL | Internal | Winter | B18 | 400 | 3954 | 0 | 59.66 | 58.79 | 5 | 0
2015 | SPP_N_2_MISO_MO-IL | SPP_N | MISO_MO-IL | Internal | Winter | B19 | 700 | 3954 | 0 | 59.66 | 57.86 | 5 | 0
2015 | SPP_N_2_MISO_MO-IL | SPP_N | MISO_MO-IL | Internal | Winter | B20 | 935 | 3954 | 0 | 56.03 | 53.66 | 5 | 0
2015 | SPP_N_2_MISO_W | SPP_N | MISO_W | Internal | Shoulder | B11 | 25 | 1000 | 0 | 83.75 | 76.75 | 5 | 0
2015 | SPP_N_2_MISO_W | SPP_N | MISO_W | Internal | Shoulder | B12 | 200 | 1000 | 0 | 59.99 | 62.38 | 5 | 0
2015 | SPP_N_2_MISO_W | SPP_N | MISO_W | Internal | Shoulder | B13 | 600 | 1000 | 0 | 57.58 | 57.61 | 5 | 0
2015 | SPP_N_2_MISO_W | SPP_N | MISO_W | Internal | Shoulder | B14 | 900 | 1000 | 0 | 57.32 | 55.79 | 5 | 0
2015 | SPP_N_2_MISO_W | SPP_N | MISO_W | Internal | Shoulder | B15 | 1203 | 1000 | 0 | 57.32 | 54.99 | 5 | 0
2015 | SPP_N_2_MISO_W | SPP_N | MISO_W | Internal | Summer | B1 | 10 | 1000 | 0 | 92.49 | 91.67 | 5 | 0
2015 | SPP_N_2_MISO_W | SPP_N | MISO_W | Internal | Summer | B2 | 25 | 1000 | 0 | 92.49 | 88.63 | 5 | 0
2015 | SPP_N_2_MISO_W | SPP_N | MISO_W | Internal | Summer | B3 | 75 | 1000 | 0 | 92.49 | 88.52 | 5 | 0
2015 | SPP_N_2_MISO_W | SPP_N | MISO_W | Internal | Summer | B4 | 100 | 1000 | 0 | 86.54 | 86.53 | 5 | 0
2015 | SPP_N_2_MISO_W | SPP_N | MISO_W | Internal | Summer | B5 | 200 | 1000 | 0 | 81.93 | 74.93 | 5 | 0
2015 | SPP_N_2_MISO_W | SPP_N | MISO_W | Internal | Summer | B6 | 300 | 1000 | 0 | 69.86 | 62.86 | 5 | 0
2015 | SPP_N_2_MISO_W | SPP_N | MISO_W | Internal | Summer | B7 | 400 | 1000 | 0 | 59.47 | 55.57 | 5 | 0
2015 | SPP_N_2_MISO_W | SPP_N | MISO_W | Internal | Summer | B8 | 500 | 1000 | 0 | 57.56 | 53.9 | 5 | 0
2015 | SPP_N_2_MISO_W | SPP_N | MISO_W | Internal | Summer | B9 | 800 | 1000 | 0 | 56.05 | 53.07 | 5 | 0
2015 | SPP_N_2_MISO_W | SPP_N | MISO_W | Internal | Summer | B10 | 1262 | 1000 | 0 | 55.92 | 52.09 | 5 | 0
2015 | SPP_N_2_MISO_W | SPP_N | MISO_W | Internal | Winter | B16 | 25 | 1000 | 0 | 69.91 | 74.89 | 5 | 0
2015 | SPP_N_2_MISO_W | SPP_N | MISO_W | Internal | Winter | B17 | 100 | 1000 | 134.34 | 60.67 | 65.67 | 5 | 0
2015 | SPP_N_2_MISO_W | SPP_N | MISO_W | Internal | Winter | B18 | 400 | 1000 | 0 | 59.66 | 58.8 | 5 | 0
2015 | SPP_N_2_MISO_W | SPP_N | MISO_W | Internal | Winter | B19 | 700 | 1000 | 0 | 59.66 | 57.87 | 5 | 0
2015 | SPP_N_2_MISO_W | SPP_N | MISO_W | Internal | Winter | B20 | 935 | 1000 | 0 | 56.03 | 53.66 | 5 | 0
2015 | SPP_N_2_NE | SPP_N | NE | Internal | Shoulder | B11 | 25 | 384 | 0 | 83.75 | 76.75 | 0.01 | 0
2015 | SPP_N_2_NE | SPP_N | NE | Internal | Shoulder | B12 | 200 | 384 | 0 | 59.99 | 59.97 | 0.01 | 0
2015 | SPP_N_2_NE | SPP_N | NE | Internal | Shoulder | B13 | 600 | 384 | 0 | 57.58 | 57.57 | 0.01 | 0
2015 | SPP_N_2_NE | SPP_N | NE | Internal | Shoulder | B14 | 900 | 384 | 0 | 57.32 | 57.31 | 0.01 | 0
2015 | SPP_N_2_NE | SPP_N | NE | Internal | Shoulder | B15 | 1203 | 384 | 0 | 57.32 | 57.31 | 0.01 | 0
2015 | SPP_N_2_NE | SPP_N | NE | Internal | Summer | B1 | 10 | 384 | 0 | 92.49 | 91.67 | 0.01 | 0
2015 | SPP_N_2_NE | SPP_N | NE | Internal | Summer | B2 | 25 | 384 | 0 | 92.49 | 91.28 | 0.01 | 0
2015 | SPP_N_2_NE | SPP_N | NE | Internal | Summer | B3 | 75 | 384 | 0 | 92.49 | 91.28 | 0.01 | 0
2015 | SPP_N_2_NE | SPP_N | NE | Internal | Summer | B4 | 100 | 384 | 0 | 86.54 | 86.53 | 0.01 | 0
2015 | SPP_N_2_NE | SPP_N | NE | Internal | Summer | B5 | 200 | 384 | 0 | 81.93 | 74.93 | 0.01 | 0
2015 | SPP_N_2_NE | SPP_N | NE | Internal | Summer | B6 | 300 | 384 | 0 | 69.86 | 65.67 | 0.01 | 0
2015 | SPP_N_2_NE | SPP_N | NE | Internal | Summer | B7 | 400 | 384 | 0 | 59.47 | 59.46 | 0.01 | 0
2015 | SPP_N_2_NE | SPP_N | NE | Internal | Summer | B8 | 500 | 384 | 0 | 57.56 | 57.55 | 0.01 | 0
2015 | SPP_N_2_NE | SPP_N | NE | Internal | Summer | B9 | 800 | 384 | 0 | 56.05 | 56.04 | 0.01 | 0
2015 | SPP_N_2_NE | SPP_N | NE | Internal | Summer | B10 | 1262 | 384 | 0 | 55.92 | 51.33 | 0.01 | 0
2015 | SPP_N_2_NE | SPP_N | NE | Internal | Winter | B16 | 25 | 384 | 0 | 69.91 | 69.89 | 0.01 | 0
2015 | SPP_N_2_NE | SPP_N | NE | Internal | Winter | B17 | 100 | 384 | 0 | 60.67 | 60.67 | 0.01 | 0
2015 | SPP_N_2_NE | SPP_N | NE | Internal | Winter | B18 | 400 | 384 | 0 | 59.66 | 59.65 | 0.01 | 0
2015 | SPP_N_2_NE | SPP_N | NE | Internal | Winter | B19 | 700 | 384 | 0 | 59.66 | 59.65 | 0.01 | 0
2015 | SPP_N_2_NE | SPP_N | NE | Internal | Winter | B20 | 935 | 384 | 0 | 56.03 | 54.79 | 0.01 | 0
2015 | SPP_N_2_SPP_S | SPP_N | SPP_S | Internal | Shoulder | B11 | 25 | 4000 | 0 | 83.75 | 82.96 | 0.01 | 0
2015 | SPP_N_2_SPP_S | SPP_N | SPP_S | Internal | Shoulder | B12 | 200 | 4000 | 0 | 59.99 | 59.97 | 0.01 | 0
2015 | SPP_N_2_SPP_S | SPP_N | SPP_S | Internal | Shoulder | B13 | 600 | 4000 | 0 | 57.58 | 57.57 | 0.01 | 0
2015 | SPP_N_2_SPP_S | SPP_N | SPP_S | Internal | Shoulder | B14 | 900 | 4000 | 0 | 57.32 | 57.33 | 0.01 | 0
2015 | SPP_N_2_SPP_S | SPP_N | SPP_S | Internal | Shoulder | B15 | 1203 | 4000 | 1636.2 | 57.32 | 57.33 | 0.01 | 0
2015 | SPP_N_2_SPP_S | SPP_N | SPP_S | Internal | Summer | B1 | 10 | 4000 | 0 | 92.49 | 86.82 | 0.01 | 0
2015 | SPP_N_2_SPP_S | SPP_N | SPP_S | Internal | Summer | B2 | 25 | 4000 | 0 | 92.49 | 90.34 | 0.01 | 0
2015 | SPP_N_2_SPP_S | SPP_N | SPP_S | Internal | Summer | B3 | 75 | 4000 | 0 | 92.49 | 84.77 | 0.01 | 0
2015 | SPP_N_2_SPP_S | SPP_N | SPP_S | Internal | Summer | B4 | 100 | 4000 | 0 | 86.54 | 81.1 | 0.01 | 0
2015 | SPP_N_2_SPP_S | SPP_N | SPP_S | Internal | Summer | B5 | 200 | 4000 | 0 | 81.93 | 81.1 | 0.01 | 0
2015 | SPP_N_2_SPP_S | SPP_N | SPP_S | Internal | Summer | B6 | 300 | 4000 | 1529.77 | 69.86 | 69.87 | 0.01 | 0
2015 | SPP_N_2_SPP_S | SPP_N | SPP_S | Internal | Summer | B7 | 400 | 4000 | 597.68 | 59.47 | 59.48 | 0.01 | 0
2015 | SPP_N_2_SPP_S | SPP_N | SPP_S | Internal | Summer | B8 | 500 | 4000 | 1292.99 | 57.56 | 57.57 | 0.01 | 0
2015 | SPP_N_2_SPP_S | SPP_N | SPP_S | Internal | Summer | B9 | 800 | 4000 | 1450.12 | 56.05 | 56.06 | 0.01 | 0
2015 | SPP_N_2_SPP_S | SPP_N | SPP_S | Internal | Summer | B10 | 1262 | 4000 | 3475.67 | 55.92 | 55.94 | 0.01 | 0
2015 | SPP_N_2_SPP_S | SPP_N | SPP_S | Internal | Winter | B16 | 25 | 4000 | 0 | 69.91 | 69.89 | 0.01 | 0
2015 | SPP_N_2_SPP_S | SPP_N | SPP_S | Internal | Winter | B17 | 100 | 4000 | 0 | 60.67 | 60.66 | 0.01 | 0
2015 | SPP_N_2_SPP_S | SPP_N | SPP_S | Internal | Winter | B18 | 400 | 4000 | 1442.35 | 59.66 | 59.67 | 0.01 | 0
2015 | SPP_N_2_SPP_S | SPP_N | SPP_S | Internal | Winter | B19 | 700 | 4000 | 2024.03 | 59.66 | 59.67 | 0.01 | 0
2015 | SPP_N_2_SPP_S | SPP_N | SPP_S | Internal | Winter | B20 | 935 | 4000 | 3665.59 | 56.03 | 56.04 | 0.01 | 0
2015 | SPP_S_2_ENT | SPP_S | ENT | Internal | Shoulder | B11 | 25 | 4280 | 0 | 82.96 | 84.72 | 5 | 0
2015 | SPP_S_2_ENT | SPP_S | ENT | Internal | Shoulder | B12 | 200 | 4280 | 0 | 59.97 | 59.84 | 5 | 0
2015 | SPP_S_2_ENT | SPP_S | ENT | Internal | Shoulder | B13 | 600 | 4280 | 0 | 57.57 | 59.4 | 5 | 0
2015 | SPP_S_2_ENT | SPP_S | ENT | Internal | Shoulder | B14 | 900 | 4280 | 0 | 57.33 | 59.4 | 5 | 0
2015 | SPP_S_2_ENT | SPP_S | ENT | Internal | Shoulder | B15 | 1203 | 4280 | 0 | 57.33 | 57.43 | 5 | 0
2015 | SPP_S_2_ENT | SPP_S | ENT | Internal | Summer | B1 | 10 | 4280 | 0 | 86.82 | 91.67 | 5 | 0
2015 | SPP_S_2_ENT | SPP_S | ENT | Internal | Summer | B2 | 25 | 4280 | 0 | 90.34 | 89.77 | 5 | 0
2015 | SPP_S_2_ENT | SPP_S | ENT | Internal | Summer | B3 | 75 | 4280 | 299.05 | 84.77 | 89.77 | 5 | 0
2015 | SPP_S_2_ENT | SPP_S | ENT | Internal | Summer | B4 | 100 | 4280 | 757.57 | 81.1 | 86.1 | 5 | 0
2015 | SPP_S_2_ENT | SPP_S | ENT | Internal | Summer | B5 | 200 | 4280 | 0 | 81.1 | 82.95 | 5 | 0
2015 | SPP_S_2_ENT | SPP_S | ENT | Internal | Summer | B6 | 300 | 4280 | 0 | 69.87 | 69.83 | 5 | 0
2015 | SPP_S_2_ENT | SPP_S | ENT | Internal | Summer | B7 | 400 | 4280 | 0 | 59.48 | 58.62 | 5 | 0
2015 | SPP_S_2_ENT | SPP_S | ENT | Internal | Summer | B8 | 500 | 4280 | 0 | 57.57 | 58.62 | 5 | 0
2015 | SPP_S_2_ENT | SPP_S | ENT | Internal | Summer | B9 | 800 | 4280 | 0 | 56.06 | 58.19 | 5 | 0
2015 | SPP_S_2_ENT | SPP_S | ENT | Internal | Summer | B10 | 1262 | 4280 | 0 | 55.94 | 56.26 | 5 | 0
2015 | SPP_S_2_ENT | SPP_S | ENT | Internal | Winter | B16 | 25 | 4280 | 602.28 | 69.89 | 74.89 | 5 | 0
2015 | SPP_S_2_ENT | SPP_S | ENT | Internal | Winter | B17 | 100 | 4280 | 0 | 60.66 | 61.82 | 5 | 0
2015 | SPP_S_2_ENT | SPP_S | ENT | Internal | Winter | B18 | 400 | 4280 | 0 | 59.67 | 61.82 | 5 | 0
2015 | SPP_S_2_ENT | SPP_S | ENT | Internal | Winter | B19 | 700 | 4280 | 0 | 59.67 | 61.02 | 5 | 0
2015 | SPP_S_2_ENT | SPP_S | ENT | Internal | Winter | B20 | 935 | 4280 | 0 | 56.04 | 59.76 | 5 | 0
2015 | SPP_S_2_SPP_N | SPP_S | SPP_N | Internal | Shoulder | B11 | 25 | 640 | 640 | 82.96 | 83.75 | 0.01 | 0.78
2015 | SPP_S_2_SPP_N | SPP_S | SPP_N | Internal | Shoulder | B12 | 200 | 640 | 188.67 | 59.97 | 59.99 | 0.01 | 0
2015 | SPP_S_2_SPP_N | SPP_S | SPP_N | Internal | Shoulder | B13 | 600 | 640 | 121.07 | 57.57 | 57.58 | 0.01 | 0
2015 | SPP_S_2_SPP_N | SPP_S | SPP_N | Internal | Shoulder | B14 | 900 | 640 | 0 | 57.33 | 57.32 | 0.01 | 0
2015 | SPP_S_2_SPP_N | SPP_S | SPP_N | Internal | Shoulder | B15 | 1203 | 640 | 0 | 57.33 | 57.32 | 0.01 | 0
2015 | SPP_S_2_SPP_N | SPP_S | SPP_N | Internal | Summer | B1 | 10 | 640 | 640 | 86.82 | 92.49 | 0.01 | 5.66
2015 | SPP_S_2_SPP_N | SPP_S | SPP_N | Internal | Summer | B2 | 25 | 640 | 640 | 90.34 | 92.49 | 0.01 | 2.15
2015 | SPP_S_2_SPP_N | SPP_S | SPP_N | Internal | Summer | B3 | 75 | 640 | 640 | 84.77 | 92.49 | 0.01 | 7.71
2015 | SPP_S_2_SPP_N | SPP_S | SPP_N | Internal | Summer | B4 | 100 | 640 | 640 | 81.1 | 86.54 | 0.01 | 5.43
2015 | SPP_S_2_SPP_N | SPP_S | SPP_N | Internal | Summer | B5 | 200 | 640 | 640 | 81.1 | 81.93 | 0.01 | 0.82
2015 | SPP_S_2_SPP_N | SPP_S | SPP_N | Internal | Summer | B6 | 300 | 640 | 0 | 69.87 | 69.86 | 0.01 | 0
2015 | SPP_S_2_SPP_N | SPP_S | SPP_N | Internal | Summer | B7 | 400 | 640 | 0 | 59.48 | 59.47 | 0.01 | 0
2015 | SPP_S_2_SPP_N | SPP_S | SPP_N | Internal | Summer | B8 | 500 | 640 | 0 | 57.57 | 57.56 | 0.01 | 0
2015 | SPP_S_2_SPP_N | SPP_S | SPP_N | Internal | Summer | B9 | 800 | 640 | 0 | 56.06 | 56.05 | 0.01 | 0
2015 | SPP_S_2_SPP_N | SPP_S | SPP_N | Internal | Summer | B10 | 1262 | 640 | 0 | 55.94 | 55.92 | 0.01 | 0
2015 | SPP_S_2_SPP_N | SPP_S | SPP_N | Internal | Winter | B16 | 25 | 640 | 67.28 | 69.89 | 69.91 | 0.01 | 0
2015 | SPP_S_2_SPP_N | SPP_S | SPP_N | Internal | Winter | B17 | 100 | 640 | 2.85 | 60.66 | 60.67 | 0.01 | 0
2015 | SPP_S_2_SPP_N | SPP_S | SPP_N | Internal | Winter | B18 | 400 | 640 | 0 | 59.67 | 59.66 | 0.01 | 0
2015 | SPP_S_2_SPP_N | SPP_S | SPP_N | Internal | Winter | B19 | 700 | 640 | 0 | 59.67 | 59.66 | 0.01 | 0
2015 | SPP_S_2_SPP_N | SPP_S | SPP_N | Internal | Winter | B20 | 935 | 640 | 0 | 56.04 | 56.03 | 0.01 | 0
2015 | TVA_2_ENT | TVA | ENT | Internal | Shoulder | B11 | 25 | 500 | 0 | 80.78 | 84.72 | 9 | 0
2015 | TVA_2_ENT | TVA | ENT | Internal | Shoulder | B12 | 200 | 500 | 0 | 61.7 | 59.84 | 9 | 0
2015 | TVA_2_ENT | TVA | ENT | Internal | Shoulder | B13 | 600 | 500 | 0 | 60.2 | 59.4 | 9 | 0
2015 | TVA_2_ENT | TVA | ENT | Internal | Shoulder | B14 | 900 | 500 | 0 | 60.2 | 59.4 | 9 | 0
2015 | TVA_2_ENT | TVA | ENT | Internal | Shoulder | B15 | 1203 | 500 | 0 | 60.2 | 57.43 | 9 | 0
2015 | TVA_2_ENT | TVA | ENT | Internal | Summer | B1 | 10 | 500 | 0 | 99.68 | 91.67 | 9 | 0
2015 | TVA_2_ENT | TVA | ENT | Internal | Summer | B2 | 25 | 500 | 0 | 96.18 | 89.77 | 9 | 0
2015 | TVA_2_ENT | TVA | ENT | Internal | Summer | B3 | 75 | 500 | 0 | 95.42 | 89.77 | 9 | 0
2015 | TVA_2_ENT | TVA | ENT | Internal | Summer | B4 | 100 | 500 | 0 | 90.56 | 86.1 | 9 | 0
2015 | TVA_2_ENT | TVA | ENT | Internal | Summer | B5 | 200 | 500 | 0 | 76.32 | 82.95 | 9 | 0
2015 | TVA_2_ENT | TVA | ENT | Internal | Summer | B6 | 300 | 500 | 337.25 | 60.83 | 69.83 | 9 | 0
2015 | TVA_2_ENT | TVA | ENT | Internal | Summer | B7 | 400 | 500 | 0 | 58.21 | 58.62 | 9 | 0
2015 | TVA_2_ENT | TVA | ENT | Internal | Summer | B8 | 500 | 500 | 0 | 58.21 | 58.62 | 9 | 0
2015 | TVA_2_ENT | TVA | ENT | Internal | Summer | B9 | 800 | 500 | 0 | 58.21 | 58.19 | 9 | 0
2015 | TVA_2_ENT | TVA | ENT | Internal | Summer | B10 | 1262 | 500 | 0 | 55.46 | 56.26 | 9 | 0
2015 | TVA_2_ENT | TVA | ENT | Internal | Winter | B16 | 25 | 500 | 0 | 82.91 | 74.89 | 9 | 0
2015 | TVA_2_ENT | TVA | ENT | Internal | Winter | B17 | 100 | 500 | 0 | 64.24 | 61.82 | 9 | 0
2015 | TVA_2_ENT | TVA | ENT | Internal | Winter | B18 | 400 | 500 | 0 | 61.58 | 61.82 | 9 | 0
2015 | TVA_2_ENT | TVA | ENT | Internal | Winter | B19 | 700 | 500 | 0 | 61.58 | 61.02 | 9 | 0
2015 | TVA_2_ENT | TVA | ENT | Internal | Winter | B20 | 935 | 500 | 0 | 61.19 | 59.76 | 9 | 0
2015 | TVA_2_NonRTO_Midwest | TVA | NonRTO_Midwest | Internal | Shoulder | B11 | 25 | 100 | 0 | 80.78 | 84.75 | 9 | 0
2015 | TVA_2_NonRTO_Midwest | TVA | NonRTO_Midwest | Internal | Shoulder | B12 | 200 | 100 | 0 | 61.7 | 70.39 | 9 | 0
2015 | TVA_2_NonRTO_Midwest | TVA | NonRTO_Midwest | Internal | Shoulder | B13 | 600 | 100 | 0 | 60.2 | 65.61 | 9 | 0
2015 | TVA_2_NonRTO_Midwest | TVA | NonRTO_Midwest | Internal | Shoulder | B14 | 900 | 100 | 0 | 60.2 | 56.69 | 9 | 0
2015 | TVA_2_NonRTO_Midwest | TVA | NonRTO_Midwest | Internal | Shoulder | B15 | 1203 | 100 | 0 | 60.2 | 56.03 | 9 | 0
2015 | TVA_2_NonRTO_Midwest | TVA | NonRTO_Midwest | Internal | Summer | B1 | 10 | 100 | 0 | 99.68 | 96.16 | 9 | 0
2015 | TVA_2_NonRTO_Midwest | TVA | NonRTO_Midwest | Internal | Summer | B2 | 25 | 100 | 0 | 96.18 | 96.16 | 9 | 0
2015 | TVA_2_NonRTO_Midwest | TVA | NonRTO_Midwest | Internal | Summer | B3 | 75 | 100 | 0 | 95.42 | 96.16 | 9 | 0
2015 | TVA_2_NonRTO_Midwest | TVA | NonRTO_Midwest | Internal | Summer | B4 | 100 | 100 | 0 | 90.56 | 94.53 | 9 | 0
2015 | TVA_2_NonRTO_Midwest | TVA | NonRTO_Midwest | Internal | Summer | B5 | 200 | 100 | 0 | 76.32 | 82.93 | 9 | 0
2015 | TVA_2_NonRTO_Midwest | TVA | NonRTO_Midwest | Internal | Summer | B6 | 300 | 100 | 25.18 | 60.83 | 69.83 | 9 | 0
2015 | TVA_2_NonRTO_Midwest | TVA | NonRTO_Midwest | Internal | Summer | B7 | 400 | 100 | 0 | 58.21 | 56.69 | 9 | 0
2015 | TVA_2_NonRTO_Midwest | TVA | NonRTO_Midwest | Internal | Summer | B8 | 500 | 100 | 0 | 58.21 | 56.66 | 9 | 0
2015 | TVA_2_NonRTO_Midwest | TVA | NonRTO_Midwest | Internal | Summer | B9 | 800 | 100 | 0 | 58.21 | 55.05 | 9 | 0
2015 | TVA_2_NonRTO_Midwest | TVA | NonRTO_Midwest | Internal | Summer | B10 | 1262 | 100 | 0 | 55.46 | 53.97 | 9 | 0
2015 | TVA_2_NonRTO_Midwest | TVA | NonRTO_Midwest | Internal | Winter | B16 | 25 | 100 | 0 | 82.91 | 82.91 | 9 | 0
2015 | TVA_2_NonRTO_Midwest | TVA | NonRTO_Midwest | Internal | Winter | B17 | 100 | 100 | 100 | 64.24 | 73.68 | 9 | 0.44
2015 | TVA_2_NonRTO_Midwest | TVA | NonRTO_Midwest | Internal | Winter | B18 | 400 | 100 | 0 | 61.58 | 66.8 | 9 | 0
2015 | TVA_2_NonRTO_Midwest | TVA | NonRTO_Midwest | Internal | Winter | B19 | 700 | 100 | 0 | 61.58 | 56.81 | 9 | 0
2015 | TVA_2_NonRTO_Midwest | TVA | NonRTO_Midwest | Internal | Winter | B20 | 935 | 100 | 0 | 61.19 | 56.07 | 9 | 0
2015 | TVA_2_PJM_ROR | TVA | PJM_ROR | Internal | Shoulder | B11 | 25 | 500 | 0 | 80.78 | 74.76 | 9 | 0
2015 | TVA_2_PJM_ROR | TVA | PJM_ROR | Internal | Shoulder | B12 | 200 | 500 | 0 | 61.7 | 64.38 | 9 | 0
2015 | TVA_2_PJM_ROR | TVA | PJM_ROR | Internal | Shoulder | B13 | 600 | 500 | 0 | 60.2 | 59.61 | 9 | 0
2015 | TVA_2_PJM_ROR | TVA | PJM_ROR | Internal | Shoulder | B14 | 900 | 500 | 0 | 60.2 | 57.79 | 9 | 0
2015 | TVA_2_PJM_ROR | TVA | PJM_ROR | Internal | Shoulder | B15 | 1203 | 500 | 0 | 60.2 | 54.29 | 9 | 0
2015 | TVA_2_PJM_ROR | TVA | PJM_ROR | Internal | Summer | B1 | 10 | 500 | 0 | 99.68 | 93.67 | 9 | 0
2015 | TVA_2_PJM_ROR | TVA | PJM_ROR | Internal | Summer | B2 | 25 | 500 | 0 | 96.18 | 90.16 | 9 | 0
2015 | TVA_2_PJM_ROR | TVA | PJM_ROR | Internal | Summer | B3 | 75 | 500 | 0 | 95.42 | 89.41 | 9 | 0
2015 | TVA_2_PJM_ROR | TVA | PJM_ROR | Internal | Summer | B4 | 100 | 500 | 0 | 90.56 | 84.54 | 9 | 0
2015 | TVA_2_PJM_ROR | TVA | PJM_ROR | Internal | Summer | B5 | 200 | 500 | 0 | 76.32 | 76.92 | 9 | 0
2015 | TVA_2_PJM_ROR | TVA | PJM_ROR | Internal | Summer | B6 | 300 | 500 | 0 | 60.83 | 64.83 | 9 | 0
2015 | TVA_2_PJM_ROR | TVA | PJM_ROR | Internal | Summer | B7 | 400 | 500 | 0 | 58.21 | 57.57 | 9 | 0
2015 | TVA_2_PJM_ROR | TVA | PJM_ROR | Internal | Summer | B8 | 500 | 500 | 0 | 58.21 | 55.89 | 9 | 0
2015 | TVA_2_PJM_ROR | TVA | PJM_ROR | Internal | Summer | B9 | 800 | 500 | 0 | 58.21 | 53.89 | 9 | 0
2015 | TVA_2_PJM_ROR | TVA | PJM_ROR | Internal | Summer | B10 | 1262 | 500 | 0 | 55.46 | 52.28 | 9 | 0
2015 | TVA_2_PJM_ROR | TVA | PJM_ROR | Internal | Winter | B16 | 25 | 500 | 0 | 82.91 | 76.89 | 9 | 0
2015 | TVA_2_PJM_ROR | TVA | PJM_ROR | Internal | Winter | B17 | 100 | 500 | 0 | 64.24 | 67.67 | 9 | 0
2015 | TVA_2_PJM_ROR | TVA | PJM_ROR | Internal | Winter | B18 | 400 | 500 | 0 | 61.58 | 60.8 | 9 | 0
2015 | TVA_2_PJM_ROR | TVA | PJM_ROR | Internal | Winter | B19 | 700 | 500 | 0 | 61.58 | 59.86 | 9 | 0
2015 | TVA_2_PJM_ROR | TVA | PJM_ROR | Internal | Winter | B20 | 935 | 500 | 0 | 61.19 | 55.18 | 9 | 0
2015 | TVA_2_SOCO | TVA | SOCO | Internal | Shoulder | B11 | 25 | 500 | 0 | 80.78 | 89.76 | 9 | 0
2015 | TVA_2_SOCO | TVA | SOCO | Internal | Shoulder | B12 | 200 | 500 | 0 | 61.7 | 62.58 | 9 | 0
2015 | TVA_2_SOCO | TVA | SOCO | Internal | Shoulder | B13 | 600 | 500 | 0 | 60.2 | 59.66 | 9 | 0
2015 | TVA_2_SOCO | TVA | SOCO | Internal | Shoulder | B14 | 900 | 500 | 0 | 60.2 | 59.66 | 9 | 0
2015 | TVA_2_SOCO | TVA | SOCO | Internal | Shoulder | B15 | 1203 | 500 | 0 | 60.2 | 59.66 | 9 | 0
2015 | TVA_2_SOCO | TVA | SOCO | Internal | Summer | B1 | 10 | 500 | 0 | 99.68 | 99.67 | 9 | 0
2015 | TVA_2_SOCO | TVA | SOCO | Internal | Summer | B2 | 25 | 500 | 0 | 96.18 | 97.77 | 9 | 0
2015 | TVA_2_SOCO | TVA | SOCO | Internal | Summer | B3 | 75 | 500 | 0 | 95.42 | 97.77 | 9 | 0
2015 | TVA_2_SOCO | TVA | SOCO | Internal | Summer | B4 | 100 | 500 | 0 | 90.56 | 97.77 | 9 | 0
2015 | TVA_2_SOCO | TVA | SOCO | Internal | Summer | B5 | 200 | 500 | 500 | 76.32 | 91 | 9 | 5.68
2015 | TVA_2_SOCO | TVA | SOCO | Internal | Summer | B6 | 300 | 500 | 500 | 60.83 | 77.83 | 9 | 8
2015 | TVA_2_SOCO | TVA | SOCO | Internal | Summer | B7 | 400 | 500 | 500 | 58.21 | 67.56 | 9 | 0.35
2015 | TVA_2_SOCO | TVA | SOCO | Internal | Summer | B8 | 500 | 500 | 0 | 58.21 | 66.62 | 9 | 0
2015 | TVA_2_SOCO | TVA | SOCO | Internal | Summer | B9 | 800 | 500 | 0 | 58.21 | 60.6 | 9 | 0
2015 | TVA_2_SOCO | TVA | SOCO | Internal | Summer | B10 | 1262 | 500 | 0 | 55.46 | 58.49 | 9 | 0
2015 | TVA_2_SOCO | TVA | SOCO | Internal | Winter | B16 | 25 | 500 | 0 | 82.91 | 83.94 | 9 | 0
2015 | TVA_2_SOCO | TVA | SOCO | Internal | Winter | B17 | 100 | 500 | 0 | 64.24 | 66.43 | 9 | 0
2015 | TVA_2_SOCO | TVA | SOCO | Internal | Winter | B18 | 400 | 500 | 0 | 61.58 | 62.04 | 9 | 0
2015 | TVA_2_SOCO | TVA | SOCO | Internal | Winter | B19 | 700 | 500 | 0 | 61.58 | 62.04 | 9 | 0
2015 | TVA_2_SOCO | TVA | SOCO | Internal | Winter | B20 | 935 | 500 | 0 | 61.19 | 62.04 | 9 | 0
2015 | TVA_2_VACAR | TVA | VACAR | Internal | Shoulder | B11 | 25 | 150 | 0 | 80.78 | 82.76 | 9 | 0
2015 | TVA_2_VACAR | TVA | VACAR | Internal | Shoulder | B12 | 200 | 150 | 0 | 61.7 | 66.49 | 9 | 0
2015 | TVA_2_VACAR | TVA | VACAR | Internal | Shoulder | B13 | 600 | 150 | 0 | 60.2 | 64.79 | 9 | 0
2015 | TVA_2_VACAR | TVA | VACAR | Internal | Shoulder | B14 | 900 | 150 | 0 | 60.2 | 63.79 | 9 | 0
2015 | TVA_2_VACAR | TVA | VACAR | Internal | Shoulder | B15 | 1203 | 150 | 0 | 60.2 | 60.29 | 9 | 0
2015 | TVA_2_VACAR | TVA | VACAR | Internal | Summer | B1 | 10 | 150 | 0 | 99.68 | 100.61 | 9 | 0
2015 | TVA_2_VACAR | TVA | VACAR | Internal | Summer | B2 | 25 | 150 | 0 | 96.18 | 100.61 | 9 | 0
2015 | TVA_2_VACAR | TVA | VACAR | Internal | Summer | B3 | 75 | 150 | 0 | 95.42 | 100.61 | 9 | 0
2015 | TVA_2_VACAR | TVA | VACAR | Internal | Summer | B4 | 100 | 150 | 0 | 90.56 | 90.77 | 9 | 0
2015 | TVA_2_VACAR | TVA | VACAR | Internal | Summer | B5 | 200 | 150 | 0 | 76.32 | 84 | 9 | 0
2015 | TVA_2_VACAR | TVA | VACAR | Internal | Summer | B6 | 300 | 150 | 150 | 60.83 | 70.83 | 9 | 1
2015 | TVA_2_VACAR | TVA | VACAR | Internal | Summer | B7 | 400 | 150 | 0 | 58.21 | 64.79 | 9 | 0
2015 | TVA_2_VACAR | TVA | VACAR | Internal | Summer | B8 | 500 | 150 | 0 | 58.21 | 61.89 | 9 | 0
2015 | TVA_2_VACAR | TVA | VACAR | Internal | Summer | B9 | 800 | 150 | 0 | 58.21 | 59.89 | 9 | 0
2015 | TVA_2_VACAR | TVA | VACAR | Internal | Summer | B10 | 1262 | 150 | 0 | 55.46 | 58.28 | 9 | 0
2015 | TVA_2_VACAR | TVA | VACAR | Internal | Winter | B16 | 25 | 150 | 0 | 82.91 | 91.89 | 9 | 0
2015 | TVA_2_VACAR | TVA | VACAR | Internal | Winter | B17 | 100 | 150 | 150 | 64.24 | 73.67 | 9 | 0.42
2015 | TVA_2_VACAR | TVA | VACAR | Internal | Winter | B18 | 400 | 150 | 0 | 61.58 | 66.8 | 9 | 0
2015 | TVA_2_VACAR | TVA | VACAR | Internal | Winter | B19 | 700 | 150 | 0 | 61.58 | 65.86 | 9 | 0
2015 | TVA_2_VACAR | TVA | VACAR | Internal | Winter | B20 | 935 | 150 | 0 | 61.19 | 61.18 | 9 | 0
2015 | TVA_Transmission_2_ENT | TVA_Transmission | ENT | Internal | Shoulder | B11 | 25 | 3000 | 0 | 80.76 | 84.72 | 9 | 0
2015 | TVA_Transmission_2_ENT | TVA_Transmission | ENT | Internal | Shoulder | B12 | 200 | 3000 | 0 | 65.06 | 59.84 | 9 | 0
2015 | TVA_Transmission_2_ENT | TVA_Transmission | ENT | Internal | Shoulder | B13 | 600 | 3000 | 0 | 62.38 | 59.4 | 9 | 0
2015 | TVA_Transmission_2_ENT | TVA_Transmission | ENT | Internal | Shoulder | B14 | 900 | 3000 | 0 | 61.32 | 59.4 | 9 | 0
2015 | TVA_Transmission_2_ENT | TVA_Transmission | ENT | Internal | Shoulder | B15 | 1203 | 3000 | 0 | 60.24 | 57.43 | 9 | 0
2015 | TVA_Transmission_2_ENT | TVA_Transmission | ENT | Internal | Summer | B1 | 10 | 3000 | 0 | 99.67 | 91.67 | 9 | 0
2015 | TVA_Transmission_2_ENT | TVA_Transmission | ENT | Internal | Summer | B2 | 25 | 3000 | 0 | 96.16 | 89.77 | 9 | 0
2015 | TVA_Transmission_2_ENT | TVA_Transmission | ENT | Internal | Summer | B3 | 75 | 3000 | 0 | 95.41 | 89.77 | 9 | 0
2015 | TVA_Transmission_2_ENT | TVA_Transmission | ENT | Internal | Summer | B4 | 100 | 3000 | 0 | 90.54 | 86.1 | 9 | 0
2015 | TVA_Transmission_2_ENT | TVA_Transmission | ENT | Internal | Summer | B5 | 200 | 3000 | 0 | 82.44 | 82.95 | 9 | 0
2015 | TVA_Transmission_2_ENT | TVA_Transmission | ENT | Internal | Summer | B6 | 300 | 3000 | 0 | 69.58 | 69.83 | 9 | 0
2015 | TVA_Transmission_2_ENT | TVA_Transmission | ENT | Internal | Summer | B7 | 400 | 3000 | 0 | 60.85 | 58.62 | 9 | 0
2015 | TVA_Transmission_2_ENT | TVA_Transmission | ENT | Internal | Summer | B8 | 500 | 3000 | 0 | 59.9 | 58.62 | 9 | 0
2015 | TVA_Transmission_2_ENT | TVA_Transmission | ENT | Internal | Summer | B9 | 800 | 3000 | 0 | 58.93 | 58.19 | 9 | 0
2015 | TVA_Transmission_2_ENT | TVA_Transmission | ENT | Internal | Summer | B10 | 1262 | 3000 | 0 | 56.72 | 56.26 | 9 | 0
2015 | TVA_Transmission_2_ENT | TVA_Transmission | ENT | Internal | Winter | B16 | 25 | 3000 | 0 | 82.89 | 74.89 | 9 | 0
2015 | TVA_Transmission_2_ENT | TVA_Transmission | ENT | Internal | Winter | B17 | 100 | 3000 | 0 | 68.04 | 61.82 | 9 | 0
2015 | TVA_Transmission_2_ENT | TVA_Transmission | ENT | Internal | Winter | B18 | 400 | 3000 | 0 | 63.79 | 61.82 | 9 | 0
2015 | TVA_Transmission_2_ENT | TVA_Transmission | ENT | Internal | Winter | B19 | 700 | 3000 | 0 | 62.7 | 61.02 | 9 | 0
2015 | TVA_Transmission_2_ENT | TVA_Transmission | ENT | Internal | Winter | B20 | 935 | 3000 | 0 | 61.18 | 59.76 | 9 | 0
2015 | TVA_Transmission_2_NonRTO_Midwest | TVA_Transmission | NonRTO_Midwest | Internal | Shoulder | B11 | 25 | 700 | 0 | 80.76 | 84.75 | 9 | 0
2015 | TVA_Transmission_2_NonRTO_Midwest | TVA_Transmission | NonRTO_Midwest | Internal | Shoulder | B12 | 200 | 700 | 0 | 65.06 | 70.39 | 9 | 0
2015 | TVA_Transmission_2_NonRTO_Midwest | TVA_Transmission | NonRTO_Midwest | Internal | Shoulder | B13 | 600 | 700 | 0 | 62.38 | 65.61 | 9 | 0
2015 | TVA_Transmission_2_NonRTO_Midwest | TVA_Transmission | NonRTO_Midwest | Internal | Shoulder | B14 | 900 | 700 | 0 | 61.32 | 56.69 | 9 | 0
2015 | TVA_Transmission_2_NonRTO_Midwest | TVA_Transmission | NonRTO_Midwest | Internal | Shoulder | B15 | 1203 | 700 | 0 | 60.24 | 56.03 | 9 | 0
2015 | TVA_Transmission_2_NonRTO_Midwest | TVA_Transmission | NonRTO_Midwest | Internal | Summer | B1 | 10 | 700 | 0 | 99.67 | 96.16 | 9 | 0
2015 | TVA_Transmission_2_NonRTO_Midwest | TVA_Transmission | NonRTO_Midwest | Internal | Summer | B2 | 25 | 700 | 0 | 96.16 | 96.16 | 9 | 0
2015 | TVA_Transmission_2_NonRTO_Midwest | TVA_Transmission | NonRTO_Midwest | Internal | Summer | B3 | 75 | 700 | 0 | 95.41 | 96.16 | 9 | 0
2015 | TVA_Transmission_2_NonRTO_Midwest | TVA_Transmission | NonRTO_Midwest | Internal | Summer | B4 | 100 | 700 | 0 | 90.54 | 94.53 | 9 | 0
2015 | TVA_Transmission_2_NonRTO_Midwest | TVA_Transmission | NonRTO_Midwest | Internal | Summer | B5 | 200 | 700 | 0 | 82.44 | 82.93 | 9 | 0
2015 | TVA_Transmission_2_NonRTO_Midwest | TVA_Transmission | NonRTO_Midwest | Internal | Summer | B6 | 300 | 700 | 0 | 69.58 | 69.83 | 9 | 0
2015 | TVA_Transmission_2_NonRTO_Midwest | TVA_Transmission | NonRTO_Midwest | Internal | Summer | B7 | 400 | 700 | 0 | 60.85 | 56.69 | 9 | 0
2015 | TVA_Transmission_2_NonRTO_Midwest | TVA_Transmission | NonRTO_Midwest | Internal | Summer | B8 | 500 | 700 | 0 | 59.9 | 56.66 | 9 | 0
2015 | TVA_Transmission_2_NonRTO_Midwest | TVA_Transmission | NonRTO_Midwest | Internal | Summer | B9 | 800 | 700 | 0 | 58.93 | 55.05 | 9 | 0
2015 | TVA_Transmission_2_NonRTO_Midwest | TVA_Transmission | NonRTO_Midwest | Internal | Summer | B10 | 1262 | 700 | 0 | 56.72 | 53.97 | 9 | 0
2015 | TVA_Transmission_2_NonRTO_Midwest | TVA_Transmission | NonRTO_Midwest | Internal | Winter | B16 | 25 | 700 | 0 | 82.89 | 82.91 | 9 | 0
2015 | TVA_Transmission_2_NonRTO_Midwest | TVA_Transmission | NonRTO_Midwest | Internal | Winter | B17 | 100 | 700 | 0 | 68.04 | 73.68 | 9 | 0
2015 | TVA_Transmission_2_NonRTO_Midwest | TVA_Transmission | NonRTO_Midwest | Internal | Winter | B18 | 400 | 700 | 0 | 63.79 | 66.8 | 9 | 0
2015 | TVA_Transmission_2_NonRTO_Midwest | TVA_Transmission | NonRTO_Midwest | Internal | Winter | B19 | 700 | 700 | 0 | 62.7 | 56.81 | 9 | 0
2015 | TVA_Transmission_2_NonRTO_Midwest | TVA_Transmission | NonRTO_Midwest | Internal | Winter | B20 | 935 | 700 | 0 | 61.18 | 56.07 | 9 | 0
2015 | TVA_Transmission_2_PJM_ROR | TVA_Transmission | PJM_ROR | Internal | Shoulder | B11 | 25 | 2000 | 0 | 80.76 | 74.76 | 9 | 0
2015 | TVA_Transmission_2_PJM_ROR | TVA_Transmission | PJM_ROR | Internal | Shoulder | B12 | 200 | 2000 | 0 | 65.06 | 64.38 | 9 | 0
2015 | TVA_Transmission_2_PJM_ROR | TVA_Transmission | PJM_ROR | Internal | Shoulder | B13 | 600 | 2000 | 0 | 62.38 | 59.61 | 9 | 0
2015 | TVA_Transmission_2_PJM_ROR | TVA_Transmission | PJM_ROR | Internal | Shoulder | B14 | 900 | 2000 | 0 | 61.32 | 57.79 | 9 | 0
2015 | TVA_Transmission_2_PJM_ROR | TVA_Transmission | PJM_ROR | Internal | Shoulder | B15 | 1203 | 2000 | 0 | 60.24 | 54.29 | 9 | 0
2015 | TVA_Transmission_2_PJM_ROR | TVA_Transmission | PJM_ROR | Internal | Summer | B1 | 10 | 2000 | 0 | 99.67 | 93.67 | 9 | 0
2015 | TVA_Transmission_2_PJM_ROR | TVA_Transmission | PJM_ROR | Internal | Summer | B2 | 25 | 2000 | 0 | 96.16 | 90.16 | 9 | 0
2015 | TVA_Transmission_2_PJM_ROR | TVA_Transmission | PJM_ROR | Internal | Summer | B3 | 75 | 2000 | 0 | 95.41 | 89.41 | 9 | 0
2015 | TVA_Transmission_2_PJM_ROR | TVA_Transmission | PJM_ROR | Internal | Summer | B4 | 100 | 2000 | 0 | 90.54 | 84.54 | 9 | 0
2015 | TVA_Transmission_2_PJM_ROR | TVA_Transmission | PJM_ROR | Internal | Summer | B5 | 200 | 2000 | 0 | 82.44 | 76.92 | 9 | 0
2015 | TVA_Transmission_2_PJM_ROR | TVA_Transmission | PJM_ROR | Internal | Summer | B6 | 300 | 2000 | 0 | 69.58 | 64.83 | 9 | 0
2015 | TVA_Transmission_2_PJM_ROR | TVA_Transmission | PJM_ROR | Internal | Summer | B7 | 400 | 2000 | 0 | 60.85 | 57.57 | 9 | 0
2015 | TVA_Transmission_2_PJM_ROR | TVA_Transmission | PJM_ROR | Internal | Summer | B8 | 500 | 2000 | 0 | 59.9 | 55.89 | 9 | 0
2015 | TVA_Transmission_2_PJM_ROR | TVA_Transmission | PJM_ROR | Internal | Summer | B9 | 800 | 2000 | 0 | 58.93 | 53.89 | 9 | 0
2015 | TVA_Transmission_2_PJM_ROR | TVA_Transmission | PJM_ROR | Internal | Summer | B10 | 1262 | 2000 | 0 | 56.72 | 52.28 | 9 | 0
2015 | TVA_Transmission_2_PJM_ROR | TVA_Transmission | PJM_ROR | Internal | Winter | B16 | 25 | 2000 | 0 | 82.89 | 76.89 | 9 | 0
2015 | TVA_Transmission_2_PJM_ROR | TVA_Transmission | PJM_ROR | Internal | Winter | B17 | 100 | 2000 | 0 | 68.04 | 67.67 | 9 | 0
2015 | TVA_Transmission_2_PJM_ROR | TVA_Transmission | PJM_ROR | Internal | Winter | B18 | 400 | 2000 | 0 | 63.79 | 60.8 | 9 | 0
2015 | TVA_Transmission_2_PJM_ROR | TVA_Transmission | PJM_ROR | Internal | Winter | B19 | 700 | 2000 | 0 | 62.7 | 59.86 | 9 | 0
2015 | TVA_Transmission_2_PJM_ROR | TVA_Transmission | PJM_ROR | Internal | Winter | B20 | 935 | 2000 | 0 | 61.18 | 55.18 | 9 | 0
2015 | TVA_Transmission_2_SOCO | TVA_Transmission | SOCO | Internal | Shoulder | B11 | 25 | 3200 | 575.82 | 80.76 | 89.76 | 9 | 0
2015 | TVA_Transmission_2_SOCO | TVA_Transmission | SOCO | Internal | Shoulder | B12 | 200 | 3200 | 0 | 65.06 | 62.58 | 9 | 0
2015 | TVA_Transmission_2_SOCO | TVA_Transmission | SOCO | Internal | Shoulder | B13 | 600 | 3200 | 0 | 62.38 | 59.66 | 9 | 0
2015 | TVA_Transmission_2_SOCO | TVA_Transmission | SOCO | Internal | Shoulder | B14 | 900 | 3200 | 0 | 61.32 | 59.66 | 9 | 0
2015 | TVA_Transmission_2_SOCO | TVA_Transmission | SOCO | Internal | Shoulder | B15 | 1203 | 3200 | 0 | 60.24 | 59.66 | 9 | 0
2015 | TVA_Transmission_2_SOCO | TVA_Transmission | SOCO | Internal | Summer | B1 | 10 | 3200 | 0 | 99.67 | 99.67 | 9 | 0
2015 | TVA_Transmission_2_SOCO | TVA_Transmission | SOCO | Internal | Summer | B2 | 25 | 3200 | 0 | 96.16 | 97.77 | 9 | 0
2015 | TVA_Transmission_2_SOCO | TVA_Transmission | SOCO | Internal | Summer | B3 | 75 | 3200 | 0 | 95.41 | 97.77 | 9 | 0
2015 | TVA_Transmission_2_SOCO | TVA_Transmission | SOCO | Internal | Summer | B4 | 100 | 3200 | 0 | 90.54 | 97.77 | 9 | 0
2015 | TVA_Transmission_2_SOCO | TVA_Transmission | SOCO | Internal | Summer | B5 | 200 | 3200 | 0 | 82.44 | 91 | 9 | 0
2015 | TVA_Transmission_2_SOCO | TVA_Transmission | SOCO | Internal | Summer | B6 | 300 | 3200 | 0 | 69.58 | 77.83 | 9 | 0
2015 | TVA_Transmission_2_SOCO | TVA_Transmission | SOCO | Internal | Summer | B7 | 400 | 3200 | 0 | 60.85 | 67.56 | 9 | 0
2015 | TVA_Transmission_2_SOCO | TVA_Transmission | SOCO | Internal | Summer | B8 | 500 | 3200 | 0 | 59.9 | 66.62 | 9 | 0
2015 | TVA_Transmission_2_SOCO | TVA_Transmission | SOCO | Internal | Summer | B9 | 800 | 3200 | 0 | 58.93 | 60.6 | 9 | 0
2015 | TVA_Transmission_2_SOCO | TVA_Transmission | SOCO | Internal | Summer | B10 | 1262 | 3200 | 0 | 56.72 | 58.49 | 9 | 0
2015 | TVA_Transmission_2_SOCO | TVA_Transmission | SOCO | Internal | Winter | B16 | 25 | 3200 | 0 | 82.89 | 83.94 | 9 | 0
2015 | TVA_Transmission_2_SOCO | TVA_Transmission | SOCO | Internal | Winter | B17 | 100 | 3200 | 0 | 68.04 | 66.43 | 9 | 0
2015 | TVA_Transmission_2_SOCO | TVA_Transmission | SOCO | Internal | Winter | B18 | 400 | 3200 | 0 | 63.79 | 62.04 | 9 | 0
2015 | TVA_Transmission_2_SOCO | TVA_Transmission | SOCO | Internal | Winter | B19 | 700 | 3200 | 0 | 62.7 | 62.04 | 9 | 0
2015 | TVA_Transmission_2_SOCO | TVA_Transmission | SOCO | Internal | Winter | B20 | 935 | 3200 | 0 | 61.18 | 62.04 | 9 | 0
2015 | TVA_Transmission_2_TVA | TVA_Transmission | TVA | Internal | Shoulder | B11 | 25 | 99999 | 548.81 | 80.76 | 80.78 | 0.01 | 0
2015 | TVA_Transmission_2_TVA | TVA_Transmission | TVA | Internal | Shoulder | B12 | 200 | 99999 | 0 | 65.06 | 61.7 | 0.01 | 0
2015 | TVA_Transmission_2_TVA | TVA_Transmission | TVA | Internal | Shoulder | B13 | 600 | 99999 | 0 | 62.38 | 60.2 | 0.01 | 0
2015 | TVA_Transmission_2_TVA | TVA_Transmission | TVA | Internal | Shoulder | B14 | 900 | 99999 | 0 | 61.32 | 60.2 | 0.01 | 0
2015 | TVA_Transmission_2_TVA | TVA_Transmission | TVA | Internal | Shoulder | B15 | 1203 | 99999 | 0 | 60.24 | 60.2 | 0.01 | 0
2015 | TVA_Transmission_2_TVA | TVA_Transmission | TVA | Internal | Summer | B1 | 10 | 99999 | 3065.82 | 99.67 | 99.68 | 0.01 | 0
2015 | TVA_Transmission_2_TVA | TVA_Transmission | TVA | Internal | Summer | B2 | 25 | 99999 | 2399.85 | 96.16 | 96.18 | 0.01 | 0
2015 | TVA_Transmission_2_TVA | TVA_Transmission | TVA | Internal | Summer | B3 | 75 | 99999 | 1129.53 | 95.41 | 95.42 | 0.01 | 0
2015 | TVA_Transmission_2_TVA | TVA_Transmission | TVA | Internal | Summer | B4 | 100 | 99999 | 553.87 | 90.54 | 90.56 | 0.01 | 0
2015 | TVA_Transmission_2_TVA | TVA_Transmission | TVA | Internal | Summer | B5 | 200 | 99999 | 0 | 82.44 | 76.32 | 0.01 | 0
2015 | TVA_Transmission_2_TVA | TVA_Transmission | TVA | Internal | Summer | B6 | 300 | 99999 | 0 | 69.58 | 60.83 | 0.01 | 0
2015 | TVA_Transmission_2_TVA | TVA_Transmission | TVA | Internal | Summer | B7 | 400 | 99999 | 0 | 60.85 | 58.21 | 0.01 | 0
2015 | TVA_Transmission_2_TVA | TVA_Transmission | TVA | Internal | Summer | B8 | 500 | 99999 | 0 | 59.9 | 58.21 | 0.01 | 0
2015 | TVA_Transmission_2_TVA | TVA_Transmission | TVA | Internal | Summer | B9 | 800 | 99999 | 0 | 58.93 | 58.21 | 0.01 | 0
2015 | TVA_Transmission_2_TVA | TVA_Transmission | TVA | Internal | Summer | B10 | 1262 | 99999 | 0 | 56.72 | 55.46 | 0.01 | 0
2015 | TVA_Transmission_2_TVA | TVA_Transmission | TVA | Internal | Winter | B16 | 25 | 99999 | 2632.96 | 82.89 | 82.91 | 0.01 | 0
2015 | TVA_Transmission_2_TVA | TVA_Transmission | TVA | Internal | Winter | B17 | 100 | 99999 | 0 | 68.04 | 64.24 | 0.01 | 0
2015 | TVA_Transmission_2_TVA | TVA_Transmission | TVA | Internal | Winter | B18 | 400 | 99999 | 0 | 63.79 | 61.58 | 0.01 | 0
2015 | TVA_Transmission_2_TVA | TVA_Transmission | TVA | Internal | Winter | B19 | 700 | 99999 | 0 | 62.7 | 61.58 | 0.01 | 0
2015 | TVA_Transmission_2_TVA | TVA_Transmission | TVA | Internal | Winter | B20 | 935 | 99999 | 1394.3 | 61.18 | 61.19 | 0.01 | 0
2015 | TVA_Transmission_2_VACAR | TVA_Transmission | VACAR | Internal | Shoulder | B11 | 25 | 900 | 0 | 80.76 | 82.76 | 9 | 0
2015 | TVA_Transmission_2_VACAR | TVA_Transmission | VACAR | Internal | Shoulder | B12 | 200 | 900 | 0 | 65.06 | 66.49 | 9 | 0
2015 | TVA_Transmission_2_VACAR | TVA_Transmission | VACAR | Internal | Shoulder | B13 | 600 | 900 | 0 | 62.38 | 64.79 | 9 | 0
2015 | TVA_Transmission_2_VACAR | TVA_Transmission | VACAR | Internal | Shoulder | B14 | 900 | 900 | 0 | 61.32 | 63.79 | 9 | 0
2015 | TVA_Transmission_2_VACAR | TVA_Transmission | VACAR | Internal | Shoulder | B15 | 1203 | 900 | 0 | 60.24 | 60.29 | 9 | 0
2015 | TVA_Transmission_2_VACAR | TVA_Transmission | VACAR | Internal | Summer | B1 | 10 | 900 | 0 | 99.67 | 100.61 | 9 | 0
2015 | TVA_Transmission_2_VACAR | TVA_Transmission | VACAR | Internal | Summer | B2 | 25 | 900 | 0 | 96.16 | 100.61 | 9 | 0
2015 | TVA_Transmission_2_VACAR | TVA_Transmission | VACAR | Internal | Summer | B3 | 75 | 900 | 0 | 95.41 | 100.61 | 9 | 0
2015 | TVA_Transmission_2_VACAR | TVA_Transmission | VACAR | Internal | Summer | B4 | 100 | 900 | 0 | 90.54 | 90.77 | 9 | 0
2015 | TVA_Transmission_2_VACAR | TVA_Transmission | VACAR | Internal | Summer | B5 | 200 | 900 | 0 | 82.44 | 84 | 9 | 0
2015 | TVA_Transmission_2_VACAR | TVA_Transmission | VACAR | Internal | Summer | B6 | 300 | 900 | 0 | 69.58 | 70.83 | 9 | 0
2015 | TVA_Transmission_2_VACAR | TVA_Transmission | VACAR | Internal | Summer | B7 | 400 | 900 | 0 | 60.85 | 64.79 | 9 | 0
2015 | TVA_Transmission_2_VACAR | TVA_Transmission | VACAR | Internal | Summer | B8 | 500 | 900 | 0 | 59.9 | 61.89 | 9 | 0
2015 | TVA_Transmission_2_VACAR | TVA_Transmission | VACAR | Internal | Summer | B9 | 800 | 900 | 0 | 58.93 | 59.89 | 9 | 0
2015 | TVA_Transmission_2_VACAR | TVA_Transmission | VACAR | Internal | Summer | B10 | 1262 | 900 | 0 | 56.72 | 58.28 | 9 | 0
2015 | TVA_Transmission_2_VACAR | TVA_Transmission | VACAR | Internal | Winter | B16 | 25 | 900 | 207.43 | 82.89 | 91.89 | 9 | 0
2015 | TVA_Transmission_2_VACAR | TVA_Transmission | VACAR | Internal | Winter | B17 | 100 | 900 | 0 | 68.04 | 73.67 | 9 | 0
2015 | TVA_Transmission_2_VACAR | TVA_Transmission | VACAR | Internal | Winter | B18 | 400 | 900 | 0 | 63.79 | 66.8 | 9 | 0
2015 | TVA_Transmission_2_VACAR | TVA_Transmission | VACAR | Internal | Winter | B19 | 700 | 900 | 0 | 62.7 | 65.86 | 9 | 0
2015 | TVA_Transmission_2_VACAR | TVA_Transmission | VACAR | Internal | Winter | B20 | 935 | 900 | 0 | 61.18 | 61.18 | 9 | 0
2015 | VACAR_2_PJM_ROR | VACAR | PJM_ROR | Internal | Shoulder | B11 | 25 | 2000 | 0 | 82.76 | 74.76 | 7 | 0
2015 | VACAR_2_PJM_ROR | VACAR | PJM_ROR | Internal | Shoulder | B12 | 200 | 2000 | 0 | 66.49 | 64.38 | 7 | 0
2015 | VACAR_2_PJM_ROR | VACAR | PJM_ROR | Internal | Shoulder | B13 | 600 | 2000 | 0 | 64.79 | 59.61 | 7 | 0
2015 | VACAR_2_PJM_ROR | VACAR | PJM_ROR | Internal | Shoulder | B14 | 900 | 2000 | 0 | 63.79 | 57.79 | 7 | 0
2015 | VACAR_2_PJM_ROR | VACAR | PJM_ROR | Internal | Shoulder | B15 | 1203 | 2000 | 0 | 60.29 | 54.29 | 7 | 0
2015 | VACAR_2_PJM_ROR | VACAR | PJM_ROR | Internal | Summer | B1 | 10 | 2000 | 0 | 100.61 | 93.67 | 7 | 0
2015 | VACAR_2_PJM_ROR | VACAR | PJM_ROR | Internal | Summer | B2 | 25 | 2000 | 0 | 100.61 | 90.16 | 7 | 0
2015 | VACAR_2_PJM_ROR | VACAR | PJM_ROR | Internal | Summer | B3 | 75 | 2000 | 0 | 100.61 | 89.41 | 7 | 0
2015 | VACAR_2_PJM_ROR | VACAR | PJM_ROR | Internal | Summer | B4 | 100 | 2000 | 0 | 90.77 | 84.54 | 7 | 0
2015 | VACAR_2_PJM_ROR | VACAR | PJM_ROR | Internal | Summer | B5 | 200 | 2000 | 0 | 84 | 76.92 | 7 | 0
2015 | VACAR_2_PJM_ROR | VACAR | PJM_ROR | Internal | Summer | B6 | 300 | 2000 | 0 | 70.83 | 64.83 | 7 | 0
2015 | VACAR_2_PJM_ROR | VACAR | PJM_ROR | Internal | Summer | B7 | 400 | 2000 | 0 | 64.79 | 57.57 | 7 | 0
2015 | VACAR_2_PJM_ROR | VACAR | PJM_ROR | Internal | Summer | B8 | 500 | 2000 | 0 | 61.89 | 55.89 | 7 | 0
2015 | VACAR_2_PJM_ROR | VACAR | PJM_ROR | Internal | Summer | B9 | 800 | 2000 | 0 | 59.89 | 53.89 | 7 | 0
2015 | VACAR_2_PJM_ROR | VACAR | PJM_ROR | Internal | Summer | B10 | 1262 | 2000 | 0 | 58.28 | 52.28 | 7 | 0
2015 | VACAR_2_PJM_ROR | VACAR | PJM_ROR | Internal | Winter | B16 | 25 | 2000 | 0 | 91.89 | 76.89 | 7 | 0
2015 | VACAR_2_PJM_ROR | VACAR | PJM_ROR | Internal | Winter | B17 | 100 | 2000 | 0 | 73.67 | 67.67 | 7 | 0
2015 | VACAR_2_PJM_ROR | VACAR | PJM_ROR | Internal | Winter | B18 | 400 | 2000 | 0 | 66.8 | 60.8 | 7 | 0
2015 | VACAR_2_PJM_ROR | VACAR | PJM_ROR | Internal | Winter | B19 | 700 | 2000 | 0 | 65.86 | 59.86 | 7 | 0
2015 | VACAR_2_PJM_ROR | VACAR | PJM_ROR | Internal | Winter | B20 | 935 | 2000 | 0 | 61.18 | 55.18 | 7 | 0
2015 | VACAR_2_SOCO | VACAR | SOCO | Internal | Shoulder | B11 | 25 | 3000 | 2768.75 | 82.76 | 89.76 | 7 | 0
2015 | VACAR_2_SOCO | VACAR | SOCO | Internal | Shoulder | B12 | 200 | 3000 | 0 | 66.49 | 62.58 | 7 | 0
2015 | VACAR_2_SOCO | VACAR | SOCO | Internal | Shoulder | B13 | 600 | 3000 | 0 | 64.79 | 59.66 | 7 | 0
2015 | VACAR_2_SOCO | VACAR | SOCO | Internal | Shoulder | B14 | 900 | 3000 | 0 | 63.79 | 59.66 | 7 | 0
2015 | VACAR_2_SOCO | VACAR | SOCO | Internal | Shoulder | B15 | 1203 | 3000 | 0 | 60.29 | 59.66 | 7 | 0
2015 | VACAR_2_SOCO | VACAR | SOCO | Internal | Summer | B1 | 10 | 3000 | 0 | 100.61 | 99.67 | 7 | 0
2015 | VACAR_2_SOCO | VACAR | SOCO | Internal | Summer | B2 | 25 | 3000 | 0 | 100.61 | 97.77 | 7 | 0
2015 | VACAR_2_SOCO | VACAR | SOCO | Internal | Summer | B3 | 75 | 3000 | 0 | 100.61 | 97.77 | 7 | 0
2015 | VACAR_2_SOCO | VACAR | SOCO | Internal | Summer | B4 | 100 | 3000 | 775.47 | 90.77 | 97.77 | 7 | 0
2015 | VACAR_2_SOCO | VACAR | SOCO | Internal | Summer | B5 | 200 | 3000 | 2187.32 | 84 | 91 | 7 | 0
2015 | VACAR_2_SOCO | VACAR | SOCO | Internal | Summer | B6 | 300 | 3000 | 433.79 | 70.83 | 77.83 | 7 | 0
2015 | VACAR_2_SOCO | VACAR | SOCO | Internal | Summer | B7 | 400 | 3000 | 0 | 64.79 | 67.56 | 7 | 0
2015 | VACAR_2_SOCO | VACAR | SOCO | Internal | Summer | B8 | 500 | 3000 | 0 | 61.89 | 66.62 | 7 | 0
2015 | VACAR_2_SOCO | VACAR | SOCO | Internal | Summer | B9 | 800 | 3000 | 0 | 59.89 | 60.6 | 7 | 0
2015 | VACAR_2_SOCO | VACAR | SOCO | Internal | Summer | B10 | 1262 | 3000 | 0 | 58.28 | 58.49 | 7 | 0
2015 | VACAR_2_SOCO | VACAR | SOCO | Internal | Winter | B16 | 25 | 3000 | 0 | 91.89 | 83.94 | 7 | 0
2015 | VACAR_2_SOCO | VACAR | SOCO | Internal | Winter | B17 | 100 | 3000 | 0 | 73.67 | 66.43 | 7 | 0
2015 | VACAR_2_SOCO | VACAR | SOCO | Internal | Winter | B18 | 400 | 3000 | 0 | 66.8 | 62.04 | 7 | 0
2015 | VACAR_2_SOCO | VACAR | SOCO | Internal | Winter | B19 | 700 | 3000 | 0 | 65.86 | 62.04 | 7 | 0
2015 | VACAR_2_SOCO | VACAR | SOCO | Internal | Winter | B20 | 935 | 3000 | 0 | 61.18 | 62.04 | 7 | 0
2015 | VACAR_2_TVA_Transmission | VACAR | TVA_Transmission | Internal | Shoulder | B11 | 25 | 900 | 0 | 82.76 | 80.76 | 7 | 0
2015 | VACAR_2_TVA_Transmission | VACAR | TVA_Transmission | Internal | Shoulder | B12 | 200 | 900 | 0 | 66.49 | 65.06 | 7 | 0
2015 | VACAR_2_TVA_Transmission | VACAR | TVA_Transmission | Internal | Shoulder | B13 | 600 | 900 | 0 | 64.79 | 62.38 | 7 | 0
2015 | VACAR_2_TVA_Transmission | VACAR | TVA_Transmission | Internal | Shoulder | B14 | 900 | 900 | 0 | 63.79 | 61.32 | 7 | 0
2015 | VACAR_2_TVA_Transmission | VACAR | TVA_Transmission | Internal | Shoulder | B15 | 1203 | 900 | 0 | 60.29 | 60.24 | 7 | 0
2015 | VACAR_2_TVA_Transmission | VACAR | TVA_Transmission | Internal | Summer | B1 | 10 | 900 | 0 | 100.61 | 99.67 | 7 | 0
2015 | VACAR_2_TVA_Transmission | VACAR | TVA_Transmission | Internal | Summer | B2 | 25 | 900 | 0 | 100.61 | 96.16 | 7 | 0
2015 | VACAR_2_TVA_Transmission | VACAR | TVA_Transmission | Internal | Summer | B3 | 75 | 900 | 0 | 100.61 | 95.41 | 7 | 0
2015 | VACAR_2_TVA_Transmission | VACAR | TVA_Transmission | Internal | Summer | B4 | 100 | 900 | 0 | 90.77 | 90.54 | 7 | 0
2015 | VACAR_2_TVA_Transmission | VACAR | TVA_Transmission | Internal | Summer | B5 | 200 | 900 | 0 | 84 | 82.44 | 7 | 0
2015 | VACAR_2_TVA_Transmission | VACAR | TVA_Transmission | Internal | Summer | B6 | 300 | 900 | 0 | 70.83 | 69.58 | 7 | 0
2015 | VACAR_2_TVA_Transmission | VACAR | TVA_Transmission | Internal | Summer | B7 | 400 | 900 | 0 | 64.79 | 60.85 | 7 | 0
2015 | VACAR_2_TVA_Transmission | VACAR | TVA_Transmission | Internal | Summer | B8 | 500 | 900 | 0 | 61.89 | 59.9 | 7 | 0
2015 | VACAR_2_TVA_Transmission | VACAR | TVA_Transmission | Internal | Summer | B9 | 800 | 900 | 0 | 59.89 | 58.93 | 7 | 0
2015 | VACAR_2_TVA_Transmission | VACAR | TVA_Transmission | Internal | Summer | B10 | 1262 | 900 | 0 | 58.28 | 56.72 | 7 | 0
2015 | VACAR_2_TVA_Transmission | VACAR | TVA_Transmission | Internal | Winter | B16 | 25 | 900 | 0 | 91.89 | 82.89 | 7 | 0
2015 | VACAR_2_TVA_Transmission | VACAR | TVA_Transmission | Internal | Winter | B17 | 100 | 900 | 0 | 73.67 | 68.04 | 7 | 0
2015 | VACAR_2_TVA_Transmission | VACAR | TVA_Transmission | Internal | Winter | B18 | 400 | 900 | 0 | 66.8 | 63.79 | 7 | 0
2015 | VACAR_2_TVA_Transmission | VACAR | TVA_Transmission | Internal | Winter | B19 | 700 | 900 | 0 | 65.86 | 62.7 | 7 | 0
2015 | VACAR_2_TVA_Transmission | VACAR | TVA_Transmission | Internal | Winter | B20 | 935 | 900 | 0 | 61.18 | 61.18 | 7 | 0
2020 | ENT_2_MISO_MO-IL | ENT | MISO_MO-IL | Internal | Shoulder | B11 | 25 | 2260 | 653.67 | 77.4 | 85.4 | 8 | 0
2020 | ENT_2_MISO_MO-IL | ENT | MISO_MO-IL | Internal | Shoulder | B12 | 200 | 2260 | 0 | 68.19 | 71.59 | 8 | 0
2020 | ENT_2_MISO_MO-IL | ENT | MISO_MO-IL | Internal | Shoulder | B13 | 600 | 2260 | 0 | 66.81 | 66.83 | 8 | 0
2020 | ENT_2_MISO_MO-IL | ENT | MISO_MO-IL | Internal | Shoulder | B14 | 900 | 2260 | 0 | 64.45 | 64.45 | 8 | 0
2020 | ENT_2_MISO_MO-IL | ENT | MISO_MO-IL | Internal | Shoulder | B15 | 1203 | 2260 | 0 | 59.3 | 61.77 | 8 | 0
2020 | ENT_2_MISO_MO-IL | ENT | MISO_MO-IL | Internal | Summer | B1 | 10 | 2260 | 2260 | 94.73 | 108.42 | 8 | 5.69
2020 | ENT_2_MISO_MO-IL | ENT | MISO_MO-IL | Internal | Summer | B2 | 25 | 2260 | 0 | 104.9 | 104.9 | 8 | 0
2020 | ENT_2_MISO_MO-IL | ENT | MISO_MO-IL | Internal | Summer | B3 | 75 | 2260 | 0 | 102.54 | 102.06 | 8 | 0
2020 | ENT_2_MISO_MO-IL | ENT | MISO_MO-IL | Internal | Summer | B4 | 100 | 2260 | 0 | 99.04 | 99.04 | 8 | 0
2020 | ENT_2_MISO_MO-IL | ENT | MISO_MO-IL | Internal | Summer | B5 | 200 | 2260 | 0 | 97.76 | 97.76 | 8 | 0
2020 | ENT_2_MISO_MO-IL | ENT | MISO_MO-IL | Internal | Summer | B6 | 300 | 2260 | 0 | 85.82 | 85.82 | 8 | 0
2020 | ENT_2_MISO_MO-IL | ENT | MISO_MO-IL | Internal | Summer | B7 | 400 | 2260 | 0 | 71.6 | 71.6 | 8 | 0
2020 | ENT_2_MISO_MO-IL | ENT | MISO_MO-IL | Internal | Summer | B8 | 500 | 2260 | 0 | 66.82 | 65.6 | 8 | 0
2020 | ENT_2_MISO_MO-IL | ENT | MISO_MO-IL | Internal | Summer | B9 | 800 | 2260 | 0 | 66.33 | 62.06 | 8 | 0
2020 | ENT_2_MISO_MO-IL | ENT | MISO_MO-IL | Internal | Summer | B10 | 1262 | 2260 | 0 | 63.75 | 60.76 | 8 | 0
2020 | ENT_2_MISO_MO-IL | ENT | MISO_MO-IL | Internal | Winter | B16 | 25 | 2260 | 2260 | 73.03 | 87.45 | 8 | 6.42
2020 | ENT_2_MISO_MO-IL | ENT | MISO_MO-IL | Internal | Winter | B17 | 100 | 2260 | 0 | 70.4 | 74.88 | 8 | 0
2020 | ENT_2_MISO_MO-IL | ENT | MISO_MO-IL | Internal | Winter | B18 | 400 | 2260 | 0 | 68.16 | 69.48 | 8 | 0
2020 | ENT_2_MISO_MO-IL | ENT | MISO_MO-IL | Internal | Winter | B19 | 700 | 2260 | 0 | 67.5 | 67.49 | 8 | 0
2020 | ENT_2_MISO_MO-IL | ENT | MISO_MO-IL | Internal | Winter | B20 | 935 | 2260 | 0 | 61.91 | 63.29 | 8 | 0
2020 | ENT_2_SOCO | ENT | SOCO | Internal | Shoulder | B11 | 25 | 2000 | 2000 | 77.4 | 107.59 | 8 | 22.19
2020 | ENT_2_SOCO | ENT | SOCO | Internal | Shoulder | B12 | 200 | 2000 | 1323.42 | 68.19 | 76.19 | 8 | 0
2020 | ENT_2_SOCO | ENT | SOCO | Internal | Shoulder | B13 | 600 | 2000 | 0 | 66.81 | 69.75 | 8 | 0
2020 | ENT_2_SOCO | ENT | SOCO | Internal | Shoulder | B14 | 900 | 2000 | 0 | 64.45 | 69.75 | 8 | 0
2020 | ENT_2_SOCO | ENT | SOCO | Internal | Shoulder | B15 | 1203 | 2000 | 1247.37 | 59.3 | 67.3 | 8 | 0
2020 | ENT_2_SOCO | ENT | SOCO | Internal | Summer | B1 | 10 | 2000 | 2000 | 94.73 | 125.43 | 8 | 22.7
2020 | ENT_2_SOCO | ENT | SOCO | Internal | Summer | B2 | 25 | 2000 | 1529.7 | 104.9 | 112.9 | 8 | 0
2020 | ENT_2_SOCO | ENT | SOCO | Internal | Summer | B3 | 75 | 2000 | 2000 | 102.54 | 112 | 8 | 1.46
2020 | ENT_2_SOCO | ENT | SOCO | Internal | Summer | B4 | 100 | 2000 | 2000 | 99.04 | 112 | 8 | 4.96
2020 | ENT_2_SOCO | ENT | SOCO | Internal | Summer | B5 | 200 | 2000 | 2000 | 97.76 | 109.79 | 8 | 4.03
2020 | ENT_2_SOCO | ENT | SOCO | Internal | Summer | B6 | 300 | 2000 | 2000 | 85.82 | 106.44 | 8 | 12.63
2020 | ENT_2_SOCO | ENT | SOCO | Internal | Summer | B7 | 400 | 2000 | 2000 | 71.6 | 96.46 | 8 | 16.85
2020 | ENT_2_SOCO | ENT | SOCO | Internal | Summer | B8 | 500 | 2000 | 2000 | 66.82 | 82.59 | 8 | 7.77
2020 | ENT_2_SOCO | ENT | SOCO | Internal | Summer | B9 | 800 | 2000 | 0 | 66.33 | 70.56 | 8 | 0
2020 | ENT_2_SOCO | ENT | SOCO | Internal | Summer | B10 | 1262 | 2000 | 0 | 63.75 | 66.03 | 8 | 0
2020 | ENT_2_SOCO | ENT | SOCO | Internal | Winter | B16 | 25 | 2000 | 2000 | 73.03 | 112.52 | 8 | 31.49
2020 | ENT_2_SOCO | ENT | SOCO | Internal | Winter | B17 | 100 | 2000 | 2000 | 70.4 | 87.4 | 8 | 9
2020 | ENT_2_SOCO | ENT | SOCO | Internal | Winter | B18 | 400 | 2000 | 0 | 68.16 | 71.68 | 8 | 0
2020 | ENT_2_SOCO | ENT | SOCO | Internal | Winter | B19 | 700 | 2000 | 0 | 67.5 | 71.68 | 8 | 0
2020 | ENT_2_SOCO | ENT | SOCO | Internal | Winter | B20 | 935 | 2000 | 1748.53 | 61.91 | 69.91 | 8 | 0
2020 | ENT_2_TVA_Transmission | ENT | TVA_Transmission | Internal | Shoulder | B11 | 25 | 2100 | 2100 | 77.4 | 93.4 | 8 | 8
2020 | ENT_2_TVA_Transmission | ENT | TVA_Transmission | Internal | Shoulder | B12 | 200 | 2100 | 0 | 68.19 | 75.4 | 8 | 0
2020 | ENT_2_TVA_Transmission | ENT | TVA_Transmission | Internal | Shoulder | B13 | 600 | 2100 | 0 | 66.81 | 71.67 | 8 | 0
2020 | ENT_2_TVA_Transmission | ENT | TVA_Transmission | Internal | Shoulder | B14 | 900 | 2100 | 0 | 64.45 | 70.66 | 8 | 0
2020 | ENT_2_TVA_Transmission | ENT | TVA_Transmission | Internal | Shoulder | B15 | 1203 | 2100 | 2100 | 59.3 | 68.26 | 8 | 0.96
2020 | ENT_2_TVA_Transmission | ENT | TVA_Transmission | Internal | Summer | B1 | 10 | 2100 | 2100 | 94.73 | 116.42 | 8 | 13.69
2020 | ENT_2_TVA_Transmission | ENT | TVA_Transmission | Internal | Summer | B2 | 25 | 2100 | 1804.76 | 104.9 | 112.9 | 8 | 0
2020 | ENT_2_TVA_Transmission | ENT | TVA_Transmission | Internal | Summer | B3 | 75 | 2100 | 0 | 102.54 | 110.06 | 8 | 0
2020 | ENT_2_TVA_Transmission | ENT | TVA_Transmission | Internal | Summer | B4 | 100 | 2100 | 715.35 | 99.04 | 107.04 | 8 | 0
2020 | ENT_2_TVA_Transmission | ENT | TVA_Transmission | Internal | Summer | B5 | 200 | 2100 | 662.95 | 97.76 | 105.76 | 8 | 0
2020 | ENT_2_TVA_Transmission | ENT | TVA_Transmission | Internal | Summer | B6 | 300 | 2100 | 336.22 | 85.82 | 93.82 | 8 | 0
2020 | ENT_2_TVA_Transmission | ENT | TVA_Transmission | Internal | Summer | B7 | 400 | 2100 | 383.22 | 71.6 | 79.6 | 8 | 0
2020 | ENT_2_TVA_Transmission | ENT | TVA_Transmission | Internal | Summer | B8 | 500 | 2100 | 0 | 66.82 | 73.59 | 8 | 0
2020 | ENT_2_TVA_Transmission | ENT | TVA_Transmission | Internal | Summer | B9 | 800 | 2100 | 0 | 66.33 | 68.97 | 8 | 0
2020 | ENT_2_TVA_Transmission | ENT | TVA_Transmission | Internal | Summer | B10 | 1262 | 2100 | 0 | 63.75 | 66.31 | 8 | 0
2020 | ENT_2_TVA_Transmission | ENT | TVA_Transmission | Internal | Winter | B16 | 25 | 2100 | 2100 | 73.03 | 95.45 | 8 | 14.42
2020 | ENT_2_TVA_Transmission | ENT | TVA_Transmission | Internal | Winter | B17 | 100 | 2100 | 1488.89 | 70.4 | 78.4 | 8 | 0
2020 | ENT_2_TVA_Transmission | ENT | TVA_Transmission | Internal | Winter | B18 | 400 | 2100 | 0 | 68.16 | 74.25 | 8 | 0
2020 | ENT_2_TVA_Transmission | ENT | TVA_Transmission | Internal | Winter | B19 | 700 | 2100 | 0 | 67.5 | 73.45 | 8 | 0
2020 | ENT_2_TVA_Transmission | ENT | TVA_Transmission | Internal | Winter | B20 | 935 | 2100 | 1216.25 | 61.91 | 69.91 | 8 | 0
2020 | FRCC_2_SOCO | FRCC | SOCO | Internal | Shoulder | B11 | 25 | 900 | 0 | 117.59 | 107.59 | 8 | 0
2020 | FRCC_2_SOCO | FRCC | SOCO | Internal | Shoulder | B12 | 200 | 900 | 0 | 86 | 76.19 | 8 | 0
2020 | FRCC_2_SOCO | FRCC | SOCO | Internal | Shoulder | B13 | 600 | 900 | 0 | 75.38 | 69.75 | 8 | 0
2020 | FRCC_2_SOCO | FRCC | SOCO | Internal | Shoulder | B14 | 900 | 900 | 0 | 72.23 | 69.75 | 8 | 0
2020 | FRCC_2_SOCO | FRCC | SOCO | Internal | Shoulder | B15 | 1203 | 900 | 0 | 72.23 | 67.3 | 8 | 0
2020 | FRCC_2_SOCO | FRCC | SOCO | Internal | Summer | B1 | 10 | 900 | 0 | 135.43 | 125.43 | 8 | 0
2020 | FRCC_2_SOCO | FRCC | SOCO | Internal | Summer | B2 | 25 | 900 | 0 | 116.44 | 112.9 | 8 | 0
2020 | FRCC_2_SOCO | FRCC | SOCO | Internal | Summer | B3 | 75 | 900 | 0 | 116.44 | 112 | 8 | 0
2020 | FRCC_2_SOCO | FRCC | SOCO | Internal | Summer | B4 | 100 | 900 | 0 | 116.44 | 112 | 8 | 0
2020 | FRCC_2_SOCO | FRCC | SOCO | Internal | Summer | B5 | 200 | 900 | 0 | 116.44 | 109.79 | 8 | 0
2020 | FRCC_2_SOCO | FRCC | SOCO | Internal | Summer | B6 | 300 | 900 | 0 | 116.44 | 106.44 | 8 | 0
2020 | FRCC_2_SOCO | FRCC | SOCO | Internal | Summer | B7 | 400 | 900 | 0 | 106.46 | 96.46 | 8 | 0
2020 | FRCC_2_SOCO | FRCC | SOCO | Internal | Summer | B8 | 500 | 900 | 0 | 82.71 | 82.59 | 8 | 0
2020 | FRCC_2_SOCO | FRCC | SOCO | Internal | Summer | B9 | 800 | 900 | 0 | 74.61 | 70.56 | 8 | 0
2020 | FRCC_2_SOCO | FRCC | SOCO | Internal | Summer | B10 | 1262 | 900 | 0 | 71.5 | 66.03 | 8 | 0
2020 | FRCC_2_SOCO | FRCC | SOCO | Internal | Winter | B16 | 25 | 900 | 0 | 121.08 | 112.52 | 8 | 0
2020 | FRCC_2_SOCO | FRCC | SOCO | Internal | Winter | B17 | 100 | 900 | 0 | 88.67 | 87.4 | 8 | 0
2020 | FRCC_2_SOCO | FRCC | SOCO | Internal | Winter | B18 | 400 | 900 | 0 | 77.71 | 71.68 | 8 | 0
2020 | FRCC_2_SOCO | FRCC | SOCO | Internal | Winter | B19 | 700 | 900 | 0 | 74.46 | 71.68 | 8 | 0
2020 | FRCC_2_SOCO | FRCC | SOCO | Internal | Winter | B20 | 935 | 900 | 0 | 74.46 | 69.91 | 8 | 0
2020 | HQ_NEISO_2_NEISO | HQ_NEISO | NEISO | Internal | Shoulder | B11 | 25 | 99999 | 2920 | 61.43 | 61.44 | 0.01 | 0
2020 | HQ_NEISO_2_NEISO | HQ_NEISO | NEISO | Internal | Shoulder | B12 | 200 | 99999 | 2920 | 61.43 | 61.44 | 0.01 | 0
2020 | HQ_NEISO_2_NEISO | HQ_NEISO | NEISO | Internal | Shoulder | B13 | 600 | 99999 | 2920 | 61.43 | 61.44 | 0.01 | 0
2020 | HQ_NEISO_2_NEISO | HQ_NEISO | NEISO | Internal | Shoulder | B14 | 900 | 99999 | 2920 | 61.43 | 61.44 | 0.01 | 0
2020 | HQ_NEISO_2_NEISO | HQ_NEISO | NEISO | Internal | Shoulder | B15 | 1203 | 99999 | 1143.24 | 61.43 | 61.44 | 0.01 | 0
2020 | HQ_NEISO_2_NEISO | HQ_NEISO | NEISO | Internal | Summer | B1 | 10 | 99999 | 2920.1 | 292.93 | 292.94 | 0.01 | 0
2020 | HQ_NEISO_2_NEISO | HQ_NEISO | NEISO | Internal | Summer | B2 | 25 | 99999 | 2920.1 | 126.68 | 126.7 | 0.01 | 0
2020 | HQ_NEISO_2_NEISO | HQ_NEISO | NEISO | Internal | Summer | B3 | 75 | 99999 | 2920.1 | 90 | 90.02 | 0.01 | 0
2020 | HQ_NEISO_2_NEISO | HQ_NEISO | NEISO | Internal | Summer | B4 | 100 | 99999 | 2920 | 80.44 | 80.45 | 0.01 | 0
2020 | HQ_NEISO_2_NEISO | HQ_NEISO | NEISO | Internal | Summer | B5 | 200 | 99999 | 2920 | 68.47 | 68.48 | 0.01 | 0
2020 | HQ_NEISO_2_NEISO | HQ_NEISO | NEISO | Internal | Summer | B6 | 300 | 99999 | 2920 | 58.54 | 58.56 | 0.01 | 0
2020 | HQ_NEISO_2_NEISO | HQ_NEISO | NEISO | Internal | Summer | B7 | 400 | 99999 | 2920 | 58.54 | 58.56 | 0.01 | 0
2020 | HQ_NEISO_2_NEISO | HQ_NEISO | NEISO | Internal | Summer | B8 | 500 | 99999 | 2920 | 58.54 | 58.56 | 0.01 | 0
2020 | HQ_NEISO_2_NEISO | HQ_NEISO | NEISO | Internal | Summer | B9 | 800 | 99999 | 2920 | 58.54 | 58.56 | 0.01 | 0
2020 | HQ_NEISO_2_NEISO | HQ_NEISO | NEISO | Internal | Summer | B10 | 1262 | 99999 | 795.94 | 58.54 | 58.56 | 0.01 | 0
2020 | HQ_NEISO_2_NEISO | HQ_NEISO | NEISO | Internal | Winter | B16 | 25 | 99999 | 2920 | 70.35 | 70.37 | 0.01 | 0
2020 | HQ_NEISO_2_NEISO | HQ_NEISO | NEISO | Internal | Winter | B17 | 100 | 99999 | 2920 | 69.03 | 69.05 | 0.01 | 0
2020 | HQ_NEISO_2_NEISO | HQ_NEISO | NEISO | Internal | Winter | B18 | 400 | 99999 | 2920 | 69.03 | 69.05 | 0.01 | 0
2020 | HQ_NEISO_2_NEISO | HQ_NEISO | NEISO | Internal | Winter | B19 | 700 | 99999 | 2920 | 69.03 | 69.05 | 0.01 | 0
2020 | HQ_NEISO_2_NEISO | HQ_NEISO | NEISO | Internal | Winter | B20 | 935 | 99999 | 1233.58 | 69.03 | 69.05 | 0.01 | 0
2020 | HQ_NY_2_NYISO_A-F | HQ_NY | NYISO_A-F | Internal | Shoulder | B11 | 25 | 99999 | 1000 | 64.43 | 64.44 | 0.01 | 0
2020 | HQ_NY_2_NYISO_A-F | HQ_NY | NYISO_A-F | Internal | Shoulder | B12 | 200 | 99999 | 1000 | 65.52 | 65.53 | 0.01 | 0
2020 | HQ_NY_2_NYISO_A-F | HQ_NY | NYISO_A-F | Internal | Shoulder | B13 | 600 | 99999 | 1000 | 62.54 | 62.55 | 0.01 | 0
2020 | HQ_NY_2_NYISO_A-F | HQ_NY | NYISO_A-F | Internal | Shoulder | B14 | 900 | 99999 | 1000 | 61.77 | 61.79 | 0.01 | 0
2020 | HQ_NY_2_NYISO_A-F | HQ_NY | NYISO_A-F | Internal | Shoulder | B15 | 1203 | 99999 | 188.69 | 61.77 | 61.79 | 0.01 | 0
2020 | HQ_NY_2_NYISO_A-F | HQ_NY | NYISO_A-F | Internal | Summer | B1 | 10 | 99999 | 1000.1 | 103.99 | 104 | 0.01 | 0
2020 | HQ_NY_2_NYISO_A-F | HQ_NY | NYISO_A-F | Internal | Summer | B2 | 25 | 99999 | 1000.1 | 98.9 | 98.91 | 0.01 | 0
2020 | HQ_NY_2_NYISO_A-F | HQ_NY | NYISO_A-F | Internal | Summer | B3 | 75 | 99999 | 1000.1 | 92.99 | 93 | 0.01 | 0
2020 | HQ_NY_2_NYISO_A-F | HQ_NY | NYISO_A-F | Internal | Summer | B4 | 100 | 99999 | 1000 | 82.3 | 82.32 | 0.01 | 0
2020 | HQ_NY_2_NYISO_A-F | HQ_NY | NYISO_A-F | Internal | Summer | B5 | 200 | 99999 | 1000 | 71.47 | 71.48 | 0.01 | 0
2020 | HQ_NY_2_NYISO_A-F | HQ_NY | NYISO_A-F | Internal | Summer | B6 | 300 | 99999 | 1000 | 62.68 | 62.69 | 0.01 | 0
2020 | HQ_NY_2_NYISO_A-F | HQ_NY | NYISO_A-F | Internal | Summer | B7 | 400 | 99999 | 1000 | 62.68 | 62.69 | 0.01 | 0
2020 | HQ_NY_2_NYISO_A-F | HQ_NY | NYISO_A-F | Internal | Summer | B8 | 500 | 99999 | 1000 | 59.94 | 59.96 | 0.01 | 0
2020 | HQ_NY_2_NYISO_A-F | HQ_NY | NYISO_A-F | Internal | Summer | B9 | 800 | 99999 | 1000 | 59.94 | 59.96 | 0.01 | 0
2020 | HQ_NY_2_NYISO_A-F | HQ_NY | NYISO_A-F | Internal | Summer | B10 | 1262 | 99999 | 30.11 | 59.94 | 59.96 | 0.01 | 0
2020 | HQ_NY_2_NYISO_A-F | HQ_NY | NYISO_A-F | Internal | Winter | B16 | 25 | 99999 | 1000 | 72.87 | 72.88 | 0.01 | 0
2020 | HQ_NY_2_NYISO_A-F | HQ_NY | NYISO_A-F | Internal | Winter | B17 | 100 | 99999 | 1000 | 66.33 | 66.34 | 0.01 | 0
2020 | HQ_NY_2_NYISO_A-F | HQ_NY | NYISO_A-F | Internal | Winter | B18 | 400 | 99999 | 1000 | 66.33 | 66.34 | 0.01 | 0
2020 | HQ_NY_2_NYISO_A-F | HQ_NY | NYISO_A-F | Internal | Winter | B19 | 700 | 99999 | 1000 | 66.33 | 66.34 | 0.01 | 0
2020 | HQ_NY_2_NYISO_A-F | HQ_NY | NYISO_A-F | Internal | Winter | B20 | 935 | 99999 | 229.95 | 66.33 | 66.34 | 0.01 | 0
2020 | HQ_IESO_2_IESO | HQ_IESO | IESO | Internal | Shoulder | B11 | 25 | 99999 | 400 | 57.43 | 57.44 | 0.01 | 0
2020 | HQ_IESO_2_IESO | HQ_IESO | IESO | Internal | Shoulder | B12 | 200 | 99999 | 400 | 58.52 | 58.53 | 0.01 | 0
2020 | HQ_IESO_2_IESO | HQ_IESO | IESO | Internal | Shoulder | B13 | 600 | 99999 | 400 | 54.77 | 54.79 | 0.01 | 0
2020 | HQ_IESO_2_IESO | HQ_IESO | IESO | Internal | Shoulder | B14 | 900 | 99999 | 400 | 54.77 | 54.79 | 0.01 | 0
2020 | HQ_IESO_2_IESO | HQ_IESO | IESO | Internal | Shoulder | B15 | 1203 | 99999 | 75.48 | 54.77 | 54.79 | 0.01 | 0
2020 | HQ_IESO_2_IESO | HQ_IESO | IESO | Internal | Summer | B1 | 10 | 99999 | 400.1 | 96.99 | 97 | 0.01 | 0
2020 | HQ_IESO_2_IESO | HQ_IESO | IESO | Internal | Summer | B2 | 25 | 99999 | 400.1 | 91.9 | 91.91 | 0.01 | 0
2020 | HQ_IESO_2_IESO | HQ_IESO | IESO | Internal | Summer | B3 | 75 | 99999 | 400.1 | 85.99 | 86 | 0.01 | 0
2020 | HQ_IESO_2_IESO | HQ_IESO | IESO | Internal | Summer | B4 | 100 | 99999 | 400 | 75.3 | 75.32 | 0.01 | 0
2020 | HQ_IESO_2_IESO | HQ_IESO | IESO | Internal | Summer | B5 | 200 | 99999 | 400 | 64.47 | 64.48 | 0.01 | 0
2020 | HQ_IESO_2_IESO | HQ_IESO | IESO | Internal | Summer | B6 | 300 | 99999 | 400 | 52.73 | 52.74 | 0.01 | 0
2020 | HQ_IESO_2_IESO | HQ_IESO | IESO | Internal | Summer | B7 | 400 | 99999 | 400 | 52.73 | 52.74 | 0.01 | 0
2020 | HQ_IESO_2_IESO | HQ_IESO | IESO | Internal | Summer | B8 | 500 | 99999 | 400 | 52.73 | 52.74 | 0.01 | 0
2020 | HQ_IESO_2_IESO | HQ_IESO | IESO | Internal | Summer | B9 | 800 | 99999 | 400 | 52.73 | 52.74 | 0.01 | 0
2020 | HQ_IESO_2_IESO | HQ_IESO | IESO | Internal | Summer | B10 | 1262 | 99999 | 12.04 | 52.73 | 52.74 | 0.01 | 0
2020 | HQ_IESO_2_IESO | HQ_IESO | IESO | Internal | Winter | B16 | 25 | 99999 | 400 | 65.87 | 65.88 | 0.01 | 0
2020 | HQ_IESO_2_IESO | HQ_IESO | IESO | Internal | Winter | B17 | 100 | 99999 | 400 | 59.33 | 59.34 | 0.01 | 0
2020 | HQ_IESO_2_IESO | HQ_IESO | IESO | Internal | Winter | B18 | 400 | 99999 | 400 | 57.16 | 57.17 | 0.01 | 0
2020 | HQ_IESO_2_IESO | HQ_IESO | IESO | Internal | Winter | B19 | 700 | 99999 | 400 | 57.16 | 57.17 | 0.01 | 0
2020 | HQ_IESO_2_IESO | HQ_IESO | IESO | Internal | Winter | B20 | 935 | 99999 | 91.98 | 56.29 | 56.3 | 0.01 | 0
2020 | IESO_2_MAPP_CA | IESO | MAPP_CA | Internal | Shoulder | B11 | 25 | 269 | 269 | 57.44 | 71.4 | 7 | 6.96
2020 | IESO_2_MAPP_CA | IESO | MAPP_CA | Internal | Shoulder | B12 | 200 | 269 | 269 | 58.53 | 71.57 | 7 | 6.04
2020 | IESO_2_MAPP_CA | IESO | MAPP_CA | Internal | Shoulder | B13 | 600 | 269 | 269 | 54.79 | 66.81 | 7 | 5.03
2020 | IESO_2_MAPP_CA | IESO | MAPP_CA | Internal | Shoulder | B14 | 900 | 269 | 269 | 54.79 | 64.43 | 7 | 2.65
2020 | IESO_2_MAPP_CA | IESO | MAPP_CA | Internal | Shoulder | B15 | 1203 | 269 | 269 | 54.79 | 64.43 | 7 | 2.65
2020 | IESO_2_MAPP_CA | IESO | MAPP_CA | Internal | Summer | B1 | 10 | 269 | 0 | 97 | 95.99 | 7 | 0
2020 | IESO_2_MAPP_CA | IESO | MAPP_CA | Internal | Summer | B2 | 25 | 269 | 0 | 91.91 | 90.9 | 7 | 0
2020 | IESO_2_MAPP_CA | IESO | MAPP_CA | Internal | Summer | B3 | 75 | 269 | 63.32 | 86 | 93 | 7 | 0
2020 | IESO_2_MAPP_CA | IESO | MAPP_CA | Internal | Summer | B4 | 100 | 269 | 269 | 75.32 | 89.86 | 7 | 7.55
2020 | IESO_2_MAPP_CA | IESO | MAPP_CA | Internal | Summer | B5 | 200 | 269 | 269 | 64.48 | 89.86 | 7 | 18.38
2020 | IESO_2_MAPP_CA | IESO | MAPP_CA | Internal | Summer | B6 | 300 | 269 | 269 | 52.74 | 85.79 | 7 | 26.05
2020 | IESO_2_MAPP_CA | IESO | MAPP_CA | Internal | Summer | B7 | 400 | 269 | 269 | 52.74 | 61.72 | 7 | 1.97
2020 | IESO_2_MAPP_CA | IESO | MAPP_CA | Internal | Summer | B8 | 500 | 269 | 269 | 52.74 | 61.72 | 7 | 1.97
2020 | IESO_2_MAPP_CA | IESO | MAPP_CA | Internal | Summer | B9 | 800 | 269 | 269 | 52.74 | 61.72 | 7 | 1.97
2020 | IESO_2_MAPP_CA | IESO | MAPP_CA | Internal | Summer | B10 | 1262 | 269 | 269 | 52.74 | 61.72 | 7 | 1.97
2020 | IESO_2_MAPP_CA | IESO | MAPP_CA | Internal | Winter | B16 | 25 | 269 | 269 | 65.88 | 87.44 | 7 | 14.56
2020 | IESO_2_MAPP_CA | IESO | MAPP_CA | Internal | Winter | B17 | 100 | 269 | 269 | 59.34 | 74.87 | 7 | 8.53
2020 | IESO_2_MAPP_CA | IESO | MAPP_CA | Internal | Winter | B18 | 400 | 269 | 269 | 57.17 | 70.84 | 7 | 6.67
2020 | IESO_2_MAPP_CA | IESO | MAPP_CA | Internal | Winter | B19 | 700 | 269 | 269 | 57.17 | 67.49 | 7 | 3.32
2020 | IESO_2_MAPP_CA | IESO | MAPP_CA | Internal | Winter | B20 | 935 | 269 | 269 | 56.3 | 67.49 | 7 | 4.18
2020 | IESO_2_MISO_MI | IESO | MISO_MI | Internal | Shoulder | B11 | 25 | 3125 | 3125 | 57.44 | 85.4 | 7 | 20.96
2020 | IESO_2_MISO_MI | IESO | MISO_MI | Internal | Shoulder | B12 | 200 | 3125 | 3125 | 58.53 | 71.59 | 7 | 6.06
2020 | IESO_2_MISO_MI | IESO | MISO_MI | Internal | Shoulder | B13 | 600 | 3125 | 3125 | 54.79 | 66.83 | 7 | 5.04
2020 | IESO_2_MISO_MI | IESO | MISO_MI | Internal | Shoulder | B14 | 900 | 3125 | 3125 | 54.79 | 64.45 | 7 | 2.66
2020 | IESO_2_MISO_MI | IESO | MISO_MI | Internal | Shoulder | B15 | 1203 | 3125 | 166.7 | 54.79 | 61.79 | 7 | 0
2020 | IESO_2_MISO_MI | IESO | MISO_MI | Internal | Summer | B1 | 10 | 3125 | 3125 | 97 | 105.43 | 7 | 1.42
2020 | IESO_2_MISO_MI | IESO | MISO_MI | Internal | Summer | B2 | 25 | 3125 | 3125 | 91.91 | 104.89 | 7 | 5.98
2020 | IESO_2_MISO_MI | IESO | MISO_MI | Internal | Summer | B3 | 75 | 3125 | 3125 | 86 | 100.36 | 7 | 7.35
2020 | IESO_2_MISO_MI | IESO | MISO_MI | Internal | Summer | B4 | 100 | 3125 | 3125 | 75.32 | 99.04 | 7 | 16.72
2020 | IESO_2_MISO_MI | IESO | MISO_MI | Internal | Summer | B5 | 200 | 3125 | 3125 | 64.48 | 97.76 | 7 | 26.29
2020 | IESO_2_MISO_MI | IESO | MISO_MI | Internal | Summer | B6 | 300 | 3125 | 3125 | 52.74 | 84.6 | 7 | 24.86
2020 | IESO_2_MISO_MI | IESO | MISO_MI | Internal | Summer | B7 | 400 | 3125 | 3125 | 52.74 | 71.59 | 7 | 11.85
2020 | IESO_2_MISO_MI | IESO | MISO_MI | Internal | Summer | B8 | 500 | 3125 | 3125 | 52.74 | 65.28 | 7 | 5.53
2020 | IESO_2_MISO_MI | IESO | MISO_MI | Internal | Summer | B9 | 800 | 3125 | 3125 | 52.74 | 62.06 | 7 | 2.32
2020 | IESO_2_MISO_MI | IESO | MISO_MI | Internal | Summer | B10 | 1262 | 3125 | 3125 | 52.74 | 60.76 | 7 | 1.02
2020 | IESO_2_MISO_MI | IESO | MISO_MI | Internal | Winter | B16 | 25 | 3125 | 3125 | 65.88 | 87.45 | 7 | 14.57
2020 | IESO_2_MISO_MI | IESO | MISO_MI | Internal | Winter | B17 | 100 | 3125 | 3125 | 59.34 | 74.88 | 7 | 8.54
2020 | IESO_2_MISO_MI | IESO | MISO_MI | Internal | Winter | B18 | 400 | 3125 | 3125 | 57.17 | 69.48 | 7 | 5.31
2020 | IESO_2_MISO_MI | IESO | MISO_MI | Internal | Winter | B19 | 700 | 3125 | 3125 | 57.17 | 67.49 | 7 | 3.32
2020 | IESO_2_MISO_MI | IESO | MISO_MI | Internal | Winter | B20 | 935 | 3125 | 37.74 | 56.3 | 63.3 | 7 | 0
2020 | IESO_2_MISO_W | IESO | MISO_W | Internal | Shoulder | B11 | 25 | 195 | 195 | 57.44 | 85.4 | 7 | 20.96
2020 | IESO_2_MISO_W | IESO | MISO_W | Internal | Shoulder | B12 | 200 | 195 | 195 | 58.53 | 71.58 | 7 | 6.05
2020 | IESO_2_MISO_W | IESO | MISO_W | Internal | Shoulder | B13 | 600 | 195 | 195 | 54.79 | 66.83 | 7 | 5.04
2020 | IESO_2_MISO_W | IESO | MISO_W | Internal | Shoulder | B14 | 900 | 195 | 195 | 54.79 | 64.45 | 7 | 2.66
2020 | IESO_2_MISO_W | IESO | MISO_W | Internal | Shoulder | B15 | 1203 | 195 | 0 | 54.79 | 61.76 | 7 | 0
2020 | IESO_2_MISO_W | IESO | MISO_W | Internal | Summer | B1 | 10 | 195 | 195 | 97 | 109.99 | 7 | 5.99
2020 | IESO_2_MISO_W | IESO | MISO_W | Internal | Summer | B2 | 25 | 195 | 195 | 91.91 | 104.9 | 7 | 5.99
2020 | IESO_2_MISO_W | IESO | MISO_W | Internal | Summer | B3 | 75 | 195 | 195 | 86 | 102.05 | 7 | 9.04
2020 | IESO_2_MISO_W | IESO | MISO_W | Internal | Summer | B4 | 100 | 195 | 195 | 75.32 | 99.04 | 7 | 16.72
2020 | IESO_2_MISO_W | IESO | MISO_W | Internal | Summer | B5 | 200 | 195 | 195 | 64.48 | 97.76 | 7 | 26.29
2020 | IESO_2_MISO_W | IESO | MISO_W | Internal | Summer | B6 | 300 | 195 | 195 | 52.74 | 85.8 | 7 | 26.06
2020 | IESO_2_MISO_W | IESO | MISO_W | Internal | Summer | B7 | 400 | 195 | 195 | 52.74 | 71.59 | 7 | 11.85
2020 | IESO_2_MISO_W | IESO | MISO_W | Internal | Summer | B8 | 500 | 195 | 195 | 52.74 | 65.59 | 7 | 5.84
2020 | IESO_2_MISO_W | IESO | MISO_W | Internal | Summer | B9 | 800 | 195 | 195 | 52.74 | 62.08 | 7 | 2.33
2020 | IESO_2_MISO_W | IESO | MISO_W | Internal | Summer | B10 | 1262 | 195 | 195 | 52.74 | 60.75 | 7 | 1.01
2020 | IESO_2_MISO_W | IESO | MISO_W | Internal | Winter | B16 | 25 | 195 | 195 | 65.88 | 87.45 | 7 | 14.57
2020 | IESO_2_MISO_W | IESO | MISO_W | Internal | Winter | B17 | 100 | 195 | 195 | 59.34 | 74.88 | 7 | 8.54
2020 | IESO_2_MISO_W | IESO | MISO_W | Internal | Winter | B18 | 400 | 195 | 195 | 57.17 | 70.85 | 7 | 6.69
2020 | IESO_2_MISO_W | IESO | MISO_W | Internal | Winter | B19 | 700 | 195 | 195 | 57.17 | 67.5 | 7 | 3.33
2020 | IESO_2_MISO_W | IESO | MISO_W | Internal | Winter | B20 | 935 | 195 | 16.43 | 56.3 | 63.3 | 7 | 0
2020 | IESO_2_NYISO_A-F | IESO | NYISO_A-F | Internal | Shoulder | B11 | 25 | 2224 | 2019.04 | 57.44 | 64.44 | 7 | 0
2020 | IESO_2_NYISO_A-F | IESO | NYISO_A-F | Internal | Shoulder | B12 | 200 | 2224 | 1869.29 | 58.53 | 65.53 | 7 | 0
2020 | IESO_2_NYISO_A-F | IESO | NYISO_A-F | Internal | Shoulder | B13 | 600 | 2224 | 2224 | 54.79 | 62.55 | 7 | 0.76
2020 | IESO_2_NYISO_A-F | IESO | NYISO_A-F | Internal | Shoulder | B14 | 900 | 2224 | 1605.8 | 54.79 | 61.79 | 7 | 0
2020 | IESO_2_NYISO_A-F | IESO | NYISO_A-F | Internal | Shoulder | B15 | 1203 | 2224 | 1655 | 54.79 | 61.79 | 7 | 0
2020 | IESO_2_NYISO_A-F | IESO | NYISO_A-F | Internal | Summer | B1 | 10 | 2224 | 381.18 | 97 | 104 | 7 | 0
2020 | IESO_2_NYISO_A-F | IESO | NYISO_A-F | Internal | Summer | B2 | 25 | 2224 | 825.79 | 91.91 | 98.91 | 7 | 0
2020 | IESO_2_NYISO_A-F | IESO | NYISO_A-F | Internal | Summer | B3 | 75 | 2224 | 1010.38 | 86 | 93 | 7 | 0
2020 | IESO_2_NYISO_A-F | IESO | NYISO_A-F | Internal | Summer | B4 | 100 | 2224 | 1584.63 | 75.32 | 82.32 | 7 | 0
2020 | IESO_2_NYISO_A-F | IESO | NYISO_A-F | Internal | Summer | B5 | 200 | 2224 | 1948.83 | 64.48 | 71.48 | 7 | 0
2020 | IESO_2_NYISO_A-F | IESO | NYISO_A-F | Internal | Summer | B6 | 300 | 2224 | 2224 | 52.74 | 62.69 | 7 | 2.95
2020 | IESO_2_NYISO_A-F | IESO | NYISO_A-F | Internal | Summer | B7 | 400 | 2224 | 2224 | 52.74 | 62.69 | 7 | 2.95
2020 | IESO_2_NYISO_A-F | IESO | NYISO_A-F | Internal | Summer | B8 | 500 | 2224 | 2224 | 52.74 | 59.96 | 7 | 0.21
2020 | IESO_2_NYISO_A-F | IESO | NYISO_A-F | Internal | Summer | B9 | 800 | 2224 | 2224 | 52.74 | 59.96 | 7 | 0.21
2020 | IESO_2_NYISO_A-F | IESO | NYISO_A-F | Internal | Summer | B10 | 1262 | 2224 | 2224 | 52.74 | 59.96 | 7 | 0.21
2020 | IESO_2_NYISO_A-F | IESO | NYISO_A-F | Internal | Winter | B16 | 25 | 2224 | 1615.81 | 65.88 | 72.88 | 7 | 0
2020 | IESO_2_NYISO_A-F | IESO | NYISO_A-F | Internal | Winter | B17 | 100 | 2224 | 2044 | 59.34 | 66.34 | 7 | 0
2020 | IESO_2_NYISO_A-F | IESO | NYISO_A-F | Internal | Winter | B18 | 400 | 2224 | 2224 | 57.17 | 66.34 | 7 | 2.17
2020 | IESO_2_NYISO_A-F | IESO | NYISO_A-F | Internal | Winter | B19 | 700 | 2224 | 2224 | 57.17 | 66.34 | 7 | 2.17
2020 | IESO_2_NYISO_A-F | IESO | NYISO_A-F | Internal | Winter | B20 | 935 | 2224 | 2224 | 56.3 | 66.34 | 7 | 3.04
2020 | MAPP_CA_2_IESO | MAPP_CA | IESO | Internal | Shoulder | B11 | 25 | 337 | 0 | 71.4 | 57.44 | 8 | 0
2020 | MAPP_CA_2_IESO | MAPP_CA | IESO | Internal | Shoulder | B12 | 200 | 337 | 0 | 71.57 | 58.53 | 8 | 0
2020 | MAPP_CA_2_IESO | MAPP_CA | IESO | Internal | Shoulder | B13 | 600 | 337 | 0 | 66.81 | 54.79 | 8 | 0
2020 | MAPP_CA_2_IESO | MAPP_CA | IESO | Internal | Shoulder | B14 | 900 | 337 | 0 | 64.43 | 54.79 | 8 | 0
2020 | MAPP_CA_2_IESO | MAPP_CA | IESO | Internal | Shoulder | B15 | 1203 | 337 | 0 | 64.43 | 54.79 | 8 | 0
2020 | MAPP_CA_2_IESO | MAPP_CA | IESO | Internal | Summer | B1 | 10 | 337 | 0 | 95.99 | 97 | 8 | 0
2020 | MAPP_CA_2_IESO | MAPP_CA | IESO | Internal | Summer | B2 | 25 | 337 | 0 | 90.9 | 91.91 | 8 | 0
2020 | MAPP_CA_2_IESO | MAPP_CA | IESO | Internal | Summer | B3 | 75 | 337 | 0 | 93 | 86 | 8 | 0
2020 | MAPP_CA_2_IESO | MAPP_CA | IESO | Internal | Summer | B4 | 100 | 337 | 0 | 89.86 | 75.32 | 8 | 0
2020 | MAPP_CA_2_IESO | MAPP_CA | IESO | Internal | Summer | B5 | 200 | 337 | 0 | 89.86 | 64.48 | 8 | 0
2020 | MAPP_CA_2_IESO | MAPP_CA | IESO | Internal | Summer | B6 | 300 | 337 | 0 | 85.79 | 52.74 | 8 | 0
2020 | MAPP_CA_2_IESO | MAPP_CA | IESO | Internal | Summer | B7 | 400 | 337 | 0 | 61.72 | 52.74 | 8 | 0
2020 | MAPP_CA_2_IESO | MAPP_CA | IESO | Internal | Summer | B8 | 500 | 337 | 0 | 61.72 | 52.74 | 8 | 0
2020 | MAPP_CA_2_IESO | MAPP_CA | IESO | Internal | Summer | B9 | 800 | 337 | 0 | 61.72 | 52.74 | 8 | 0
2020 | MAPP_CA_2_IESO | MAPP_CA | IESO | Internal | Summer | B10 | 1262 | 337 | 0 | 61.72 | 52.74 | 8 | 0
2020 | MAPP_CA_2_IESO | MAPP_CA | IESO | Internal | Winter | B16 | 25 | 337 | 0 | 87.44 | 65.88 | 8 | 0
2020 | MAPP_CA_2_IESO | MAPP_CA | IESO | Internal | Winter | B17 | 100 | 337 | 0 | 74.87 | 59.34 | 8 | 0
2020 | MAPP_CA_2_IESO | MAPP_CA | IESO | Internal | Winter | B18 | 400 | 337 | 0 | 70.84 | 57.17 | 8 | 0
2020 | MAPP_CA_2_IESO | MAPP_CA | IESO | Internal | Winter | B19 | 700 | 337 | 0 | 67.49 | 57.17 | 8 | 0
2020 | MAPP_CA_2_IESO | MAPP_CA | IESO | Internal | Winter | B20 | 935 | 337 | 0 | 67.49 | 56.3 | 8 | 0
2020 | MAPP_CA_2_MAPP_US | MAPP_CA | MAPP_US | Internal | Shoulder | B11 | 25 | 372 | 106.32 | 71.4 | 78.4 | 7 | 0
2020 | MAPP_CA_2_MAPP_US | MAPP_CA | MAPP_US | Internal | Shoulder | B12 | 200 | 372 | 0 | 71.57 | 64.58 | 7 | 0
2020 | MAPP_CA_2_MAPP_US | MAPP_CA | MAPP_US | Internal | Shoulder | B13 | 600 | 372 | 0 | 66.81 | 59.83 | 7 | 0
2020 | MAPP_CA_2_MAPP_US | MAPP_CA | MAPP_US | Internal | Shoulder | B14 | 900 | 372 | 0 | 64.43 | 57.45 | 7 | 0
2020 | MAPP_CA_2_MAPP_US | MAPP_CA | MAPP_US | Internal | Shoulder | B15 | 1203 | 372 | 0 | 64.43 | 54.76 | 7 | 0
2020 | MAPP_CA_2_MAPP_US | MAPP_CA | MAPP_US | Internal | Summer | B1 | 10 | 372 | 107.84 | 95.99 | 102.99 | 7 | 0
2020 | MAPP_CA_2_MAPP_US | MAPP_CA | MAPP_US | Internal | Summer | B2 | 25 | 372 | 9.8 | 90.9 | 97.9 | 7 | 0
2020 | MAPP_CA_2_MAPP_US | MAPP_CA | MAPP_US | Internal | Summer | B3 | 75 | 372 | 0 | 93 | 95.05 | 7 | 0
2020 | MAPP_CA_2_MAPP_US | MAPP_CA | MAPP_US | Internal | Summer | B4 | 100 | 372 | 0 | 89.86 | 92.04 | 7 | 0
2020 | MAPP_CA_2_MAPP_US | MAPP_CA | MAPP_US | Internal | Summer | B5 | 200 | 372 | 0 | 89.86 | 90.76 | 7 | 0
2020 | MAPP_CA_2_MAPP_US | MAPP_CA | MAPP_US | Internal | Summer | B6 | 300 | 372 | 0 | 85.79 | 78.8 | 7 | 0
2020 | MAPP_CA_2_MAPP_US | MAPP_CA | MAPP_US | Internal | Summer | B7 | 400 | 372 | 0 | 61.72 | 64.59 | 7 | 0
2020 | MAPP_CA_2_MAPP_US | MAPP_CA | MAPP_US | Internal | Summer | B8 | 500 | 372 | 0 | 61.72 | 58.59 | 7 | 0
2020 | MAPP_CA_2_MAPP_US | MAPP_CA | MAPP_US | Internal | Summer | B9 | 800 | 372 | 0 | 61.72 | 55.08 | 7 | 0
2020 | MAPP_CA_2_MAPP_US | MAPP_CA | MAPP_US | Internal | Summer | B10 | 1262 | 372 | 0 | 61.72 | 54.72 | 7 | 0
2020 | MAPP_CA_2_MAPP_US | MAPP_CA | MAPP_US | Internal | Winter | B16 | 25 | 372 | 0 | 87.44 | 60.5 | 7 | 0
2020 | MAPP_CA_2_MAPP_US | MAPP_CA | MAPP_US | Internal | Winter | B17 | 100 | 372 | 0 | 74.87 | 67.87 | 7 | 0
2020 | MAPP_CA_2_MAPP_US | MAPP_CA | MAPP_US | Internal | Winter | B18 | 400 | 372 | 0 | 70.84 | 63.85 | 7 | 0
2020 | MAPP_CA_2_MAPP_US | MAPP_CA | MAPP_US | Internal | Winter | B19 | 700 | 372 | 0 | 67.49 | 60.5 | 7 | 0
2020 | MAPP_CA_2_MAPP_US | MAPP_CA | MAPP_US | Internal | Winter | B20 | 935 | 372 | 0 | 67.49 | 56.3 | 7 | 0
2020 | MAPP_CA_2_MISO_W | MAPP_CA | MISO_W | Internal | Shoulder | B11 | 25 | 1970 | 1970 | 71.4 | 85.4 | 0.01 | 13.99
2020 | MAPP_CA_2_MISO_W | MAPP_CA | MISO_W | Internal | Shoulder | B12 | 200 | 1970 | 1669.76 | 71.57 | 71.58 | 0.01 | 0
2020 | MAPP_CA_2_MISO_W | MAPP_CA | MISO_W | Internal | Shoulder | B13 | 600 | 1970 | 1749.62 | 66.81 | 66.83 | 0.01 | 0
2020 | MAPP_CA_2_MISO_W | MAPP_CA | MISO_W | Internal | Shoulder | B14 | 900 | 1970 | 1372.59 | 64.43 | 64.45 | 0.01 | 0
2020 | MAPP_CA_2_MISO_W | MAPP_CA | MISO_W | Internal | Shoulder | B15 | 1203 | 1970 | 0 | 64.43 | 61.76 | 0.01 | 0
2020 | MAPP_CA_2_MISO_W | MAPP_CA | MISO_W | Internal | Summer | B1 | 10 | 1970 | 1970 | 95.99 | 109.99 | 0.01 | 13.99
2020 | MAPP_CA_2_MISO_W | MAPP_CA | MISO_W | Internal | Summer | B2 | 25 | 1970 | 1970 | 90.9 | 104.9 | 0.01 | 13.99
2020 | MAPP_CA_2_MISO_W | MAPP_CA | MISO_W | Internal | Summer | B3 | 75 | 1970 | 1970 | 93 | 102.05 | 0.01 | 9.03
2020 | MAPP_CA_2_MISO_W | MAPP_CA | MISO_W | Internal | Summer | B4 | 100 | 1970 | 1970 | 89.86 | 99.04 | 0.01 | 9.17
2020 | MAPP_CA_2_MISO_W | MAPP_CA | MISO_W | Internal | Summer | B5 | 200 | 1970 | 1970 | 89.86 | 97.76 | 0.01 | 7.89
2020 | MAPP_CA_2_MISO_W | MAPP_CA | MISO_W | Internal | Summer | B6 | 300 | 1970 | 1927.5 | 85.79 | 85.8 | 0.01 | 0
2020 | MAPP_CA_2_MISO_W | MAPP_CA | MISO_W | Internal | Summer | B7 | 400 | 1970 | 1970 | 61.72 | 71.59 | 0.01 | 9.86
2020 | MAPP_CA_2_MISO_W | MAPP_CA | MISO_W | Internal | Summer | B8 | 500 | 1970 | 1970 | 61.72 | 65.59 | 0.01 | 3.86
2020 | MAPP_CA_2_MISO_W | MAPP_CA | MISO_W | Internal | Summer | B9 | 800 | 1970 | 1970 | 61.72 | 62.08 | 0.01 | 0.35
2020 | MAPP_CA_2_MISO_W | MAPP_CA | MISO_W | Internal | Summer | B10 | 1262 | 1970 | 0 | 61.72 | 60.75 | 0.01 | 0
2020 | MAPP_CA_2_MISO_W | MAPP_CA | MISO_W | Internal | Winter | B16 | 25 | 1970 | 1286.17 | 87.44 | 87.45 | 0.01 | 0
2020 | MAPP_CA_2_MISO_W | MAPP_CA | MISO_W | Internal | Winter | B17 | 100 | 1970 | 1140.68 | 74.87 | 74.88 | 0.01 | 0
2020 | MAPP_CA_2_MISO_W | MAPP_CA | MISO_W | Internal | Winter | B18 | 400 | 1970 | 1072.6 | 70.84 | 70.85 | 0.01 | 0
2020 | MAPP_CA_2_MISO_W | MAPP_CA | MISO_W | Internal | Winter | B19 | 700 | 1970 | 632.24 | 67.49 | 67.5 | 0.01 | 0
2020 | MAPP_CA_2_MISO_W | MAPP_CA | MISO_W | Internal | Winter | B20 | 935 | 1970 | 0 | 67.49 | 63.3 | 0.01 | 0
2020 | MAPP_US_2_MAPP_CA | MAPP_US | MAPP_CA | Internal | Shoulder | B11 | 25 | 165 | 0 | 78.4 | 71.4 | 7 | 0
2020 | MAPP_US_2_MAPP_CA | MAPP_US | MAPP_CA | Internal | Shoulder | B12 | 200 | 165 | 0 | 64.58 | 71.57 | 7 | 0
2020 | MAPP_US_2_MAPP_CA | MAPP_US | MAPP_CA | Internal | Shoulder | B13 | 600 | 165 | 0 | 59.83 | 66.81 | 7 | 0
2020 | MAPP_US_2_MAPP_CA | MAPP_US | MAPP_CA | Internal | Shoulder | B14 | 900 | 165 | 0 | 57.45 | 64.43 | 7 | 0
2020 | MAPP_US_2_MAPP_CA | MAPP_US | MAPP_CA | Internal | Shoulder | B15 | 1203 | 165 | 165 | 54.76 | 64.43 | 7 | 2.67
2020 | MAPP_US_2_MAPP_CA | MAPP_US | MAPP_CA | Internal | Summer | B1 | 10 | 165 | 0 | 102.99 | 95.99 | 7 | 0
2020 | MAPP_US_2_MAPP_CA | MAPP_US | MAPP_CA | Internal | Summer | B2 | 25 | 165 | 0 | 97.9 | 90.9 | 7 | 0
2020 | MAPP_US_2_MAPP_CA | MAPP_US | MAPP_CA | Internal | Summer | B3 | 75 | 165 | 0 | 95.05 | 93 | 7 | 0
2020 | MAPP_US_2_MAPP_CA | MAPP_US | MAPP_CA | Internal | Summer | B4 | 100 | 165 | 0 | 92.04 | 89.86 | 7 | 0
2020 | MAPP_US_2_MAPP_CA | MAPP_US | MAPP_CA | Internal | Summer | B5 | 200 | 165 | 0 | 90.76 | 89.86 | 7 | 0
2020 | MAPP_US_2_MAPP_CA | MAPP_US | MAPP_CA | Internal | Summer | B6 | 300 | 165 | 0 | 78.8 | 85.79 | 7 | 0
2020 | MAPP_US_2_MAPP_CA | MAPP_US | MAPP_CA | Internal | Summer | B7 | 400 | 165 | 0 | 64.59 | 61.72 | 7 | 0
2020 | MAPP_US_2_MAPP_CA | MAPP_US | MAPP_CA | Internal | Summer | B8 | 500 | 165 | 0 | 58.59 | 61.72 | 7 | 0
2020 | MAPP_US_2_MAPP_CA | MAPP_US | MAPP_CA | Internal | Summer | B9 | 800 | 165 | 0 | 55.08 | 61.72 | 7 | 0
2020 | MAPP_US_2_MAPP_CA | MAPP_US | MAPP_CA | Internal | Summer | B10 | 1262 | 165 | 116.75 | 54.72 | 61.72 | 7 | 0
2020 | MAPP_US_2_MAPP_CA | MAPP_US | MAPP_CA | Internal | Winter | B16 | 25 | 165 | 165 | 60.5 | 87.44 | 7 | 19.94
2020 | MAPP_US_2_MAPP_CA | MAPP_US | MAPP_CA | Internal | Winter | B17 | 100 | 165 | 161.3 | 67.87 | 74.87 | 7 | 0
2020 | MAPP_US_2_MAPP_CA | MAPP_US | MAPP_CA | Internal | Winter | B18 | 400 | 165 | 0 | 63.85 | 70.84 | 7 | 0
2020 | MAPP_US_2_MAPP_CA | MAPP_US | MAPP_CA | Internal | Winter | B19 | 700 | 165 | 0 | 60.5 | 67.49 | 7 | 0
2020 | MAPP_US_2_MAPP_CA | MAPP_US | MAPP_CA | Internal | Winter | B20 | 935 | 165 | 165 | 56.3 | 67.49 | 7 | 4.18
2020 | MAPP_US_2_MISO_W | MAPP_US | MISO_W | Internal | Shoulder | B11 | 25 | 2635 | 2020.8 | 78.4 | 85.4 | 7 | 0
2020 | MAPP_US_2_MISO_W | MAPP_US | MISO_W | Internal | Shoulder | B12 | 200 | 2635 | 1476.3 | 64.58 | 71.58 | 7 | 0
2020 | MAPP_US_2_MISO_W | MAPP_US | MISO_W | Internal | Shoulder | B13 | 600 | 2635 | 1388.46 | 59.83 | 66.83 | 7 | 0
2020 | MAPP_US_2_MISO_W | MAPP_US | MISO_W | Internal | Shoulder | B14 | 900 | 2635 | 343.51 | 57.45 | 64.45 | 7 | 0
2020 | MAPP_US_2_MISO_W | MAPP_US | MISO_W | Internal | Shoulder | B15 | 1203 | 2635 | 1627.62 | 54.76 | 61.76 | 7 | 0
2020 | MAPP_US_2_MISO_W | MAPP_US | MISO_W | Internal | Summer | B1 | 10 | 2635 | 1330.04 | 102.99 | 109.99 | 7 | 0
2020 | MAPP_US_2_MISO_W | MAPP_US | MISO_W | Internal | Summer | B2 | 25 | 2635 | 1233.02 | 97.9 | 104.9 | 7 | 0
2020 | MAPP_US_2_MISO_W | MAPP_US | MISO_W | Internal | Summer | B3 | 75 | 2635 | 1148.11 | 95.05 | 102.05 | 7 | 0
2020 | MAPP_US_2_MISO_W | MAPP_US | MISO_W | Internal | Summer | B4 | 100 | 2635 | 1215.58 | 92.04 | 99.04 | 7 | 0
2020 | MAPP_US_2_MISO_W | MAPP_US | MISO_W | Internal | Summer | B5 | 200 | 2635 | 1212.61 | 90.76 | 97.76 | 7 | 0
2020 | MAPP_US_2_MISO_W | MAPP_US | MISO_W | Internal | Summer | B6 | 300 | 2635 | 1085.98 | 78.8 | 85.8 | 7 | 0
2020 | MAPP_US_2_MISO_W | MAPP_US | MISO_W | Internal | Summer | B7 | 400 | 2635 | 1243.65 | 64.59 | 71.59 | 7 | 0
2020 | MAPP_US_2_MISO_W | MAPP_US | MISO_W | Internal | Summer | B8 | 500 | 2635 | 1249.65 | 58.59 | 65.59 | 7 | 0
2020 | MAPP_US_2_MISO_W | MAPP_US | MISO_W | Internal | Summer | B9 | 800 | 2635 | 120.34 | 55.08 | 62.08 | 7 | 0
2020 | MAPP_US_2_MISO_W | MAPP_US | MISO_W | Internal | Summer | B10 | 1262 | 2635 | 0 | 54.72 | 60.75 | 7 | 0
2020 | MAPP_US_2_MISO_W | MAPP_US | MISO_W | Internal | Winter | B16 | 25 | 2635 | 2635 | 60.5 | 87.45 | 7 | 19.95
2020 | MAPP_US_2_MISO_W | MAPP_US | MISO_W | Internal | Winter | B17 | 100 | 2635 | 2635 | 67.87 | 74.88 | 7 | 0.01
2020 | MAPP_US_2_MISO_W | MAPP_US | MISO_W | Internal | Winter | B18 | 400 | 2635 | 1500.03 | 63.85 | 70.85 | 7 | 0
2020 | MAPP_US_2_MISO_W | MAPP_US | MISO_W | Internal | Winter | B19 | 700 | 2635 | 119.43 | 60.5 | 67.5 | 7 | 0
2020 | MAPP_US_2_MISO_W | MAPP_US | MISO_W | Internal | Winter | B20 | 935 | 2635 | 274.68 | 56.3 | 63.3 | 7 | 0
2020 | MAPP_US_2_NE | MAPP_US | NE | Internal | Shoulder | B11 | 25 | 2000 | 0 | 78.4 | 80.4 | 7 | 0
2020 | MAPP_US_2_NE | MAPP_US | NE | Internal | Shoulder | B12 | 200 | 2000 | 0 | 64.58 | 63.18 | 7 | 0
2020 | MAPP_US_2_NE | MAPP_US | NE | Internal | Shoulder | B13 | 600 | 2000 | 0 | 59.83 | 61.79 | 7 | 0
2020 | MAPP_US_2_NE | MAPP_US | NE | Internal | Shoulder | B14 | 900 | 2000 | 0 | 57.45 | 59.43 | 7 | 0
2020 | MAPP_US_2_NE | MAPP_US | NE | Internal | Shoulder | B15 | 1203 | 2000 | 0 | 54.76 | 47.04 | 7 | 0
2020 | MAPP_US_2_NE | MAPP_US | NE | Internal | Summer | B1 | 10 | 2000 | 0 | 102.99 | 104.99 | 7 | 0
2020 | MAPP_US_2_NE | MAPP_US | NE | Internal | Summer | B2 | 25 | 2000 | 0 | 97.9 | 99.9 | 7 | 0
2020 | MAPP_US_2_NE | MAPP_US | NE | Internal | Summer | B3 | 75 | 2000 | 0 | 95.05 | 97.53 | 7 | 0
2020 | MAPP_US_2_NE | MAPP_US | NE | Internal | Summer | B4 | 100 | 2000 | 0 | 92.04 | 94.04 | 7 | 0
2020 | MAPP_US_2_NE | MAPP_US | NE | Internal | Summer | B5 | 200 | 2000 | 0 | 90.76 | 92.76 | 7 | 0
2020 | MAPP_US_2_NE | MAPP_US | NE | Internal | Summer | B6 | 300 | 2000 | 0 | 78.8 | 80.8 | 7 | 0
2020 | MAPP_US_2_NE | MAPP_US | NE | Internal | Summer | B7 | 400 | 2000 | 0 | 64.59 | 66.59 | 7 | 0
2020 | MAPP_US_2_NE | MAPP_US | NE | Internal | Summer | B8 | 500 | 2000 | 0 | 58.59 | 60.59 | 7 | 0
2020 | MAPP_US_2_NE | MAPP_US | NE | Internal | Summer | B9 | 800 | 2000 | 0 | 55.08 | 57.08 | 7 | 0
2020 | MAPP_US_2_NE | MAPP_US | NE | Internal | Summer | B10 | 1262 | 2000 | 0 | 54.72 | 55.75 | 7 | 0
2020 | MAPP_US_2_NE | MAPP_US | NE | Internal | Winter | B16 | 25 | 2000 | 0 | 60.5 | 55.5 | 7 | 0
2020 | MAPP_US_2_NE | MAPP_US | NE | Internal | Winter | B17 | 100 | 2000 | 0 | 67.87 | 62.87 | 7 | 0
2020 | MAPP_US_2_NE | MAPP_US | NE | Internal | Winter | B18 | 400 | 2000 | 0 | 63.85 | 60.59 | 7 | 0
2020 | MAPP_US_2_NE | MAPP_US | NE | Internal | Winter | B19 | 700 | 2000 | 0 | 60.5 | 62.09 | 7 | 0
2020 | MAPP_US_2_NE | MAPP_US | NE | Internal | Winter | B20 | 935 | 2000 | 0 | 56.3 | 55.67 | 7 | 0
2020 | MARITIMES_2_NEISO | MARITIMES | NEISO | Internal | Shoulder | B11 | 25 | 99999 | 1400 | 61.43 | 61.44 | 0.01 | 0
2020 | MARITIMES_2_NEISO | MARITIMES | NEISO | Internal | Shoulder | B12 | 200 | 99999 | 1400 | 61.43 | 61.44 | 0.01 | 0
2020 | MARITIMES_2_NEISO | MARITIMES | NEISO | Internal | Shoulder | B13 | 600 | 99999 | 1400 | 61.43 | 61.44 | 0.01 | 0
2020 | MARITIMES_2_NEISO | MARITIMES | NEISO | Internal | Shoulder | B14 | 900 | 99999 | 1400 | 61.43 | 61.44 | 0.01 | 0
2020 | MARITIMES_2_NEISO | MARITIMES | NEISO | Internal | Shoulder | B15 | 1203 | 99999 | 426.43 | 61.43 | 61.44 | 0.01 | 0
2020 | MARITIMES_2_NEISO | MARITIMES | NEISO | Internal | Summer | B1 | 10 | 99999 | 1400.1 | 292.93 | 292.94 | 0.01 | 0
2020 | MARITIMES_2_NEISO | MARITIMES | NEISO | Internal | Summer | B2 | 25 | 99999 | 1400.1 | 126.68 | 126.7 | 0.01 | 0
2020 | MARITIMES_2_NEISO | MARITIMES | NEISO | Internal | Summer | B3 | 75 | 99999 | 1400.1 | 90 | 90.02 | 0.01 | 0
2020 | MARITIMES_2_NEISO | MARITIMES | NEISO | Internal | Summer | B4 | 100 | 99999 | 1400 | 80.44 | 80.45 | 0.01 | 0
2020 | MARITIMES_2_NEISO | MARITIMES | NEISO | Internal | Summer | B5 | 200 | 99999 | 1400 | 68.47 | 68.48 | 0.01 | 0
2020 | MARITIMES_2_NEISO | MARITIMES | NEISO | Internal | Summer | B6 | 300 | 99999 | 1400 | 58.54 | 58.56 | 0.01 | 0
2020 | MARITIMES_2_NEISO | MARITIMES | NEISO | Internal | Summer | B7 | 400 | 99999 | 1400 | 58.54 | 58.56 | 0.01 | 0
2020 | MARITIMES_2_NEISO | MARITIMES | NEISO | Internal | Summer | B8 | 500 | 99999 | 1400 | 58.54 | 58.56 | 0.01 | 0
2020 | MARITIMES_2_NEISO | MARITIMES | NEISO | Internal | Summer | B9 | 800 | 99999 | 1400 | 58.54 | 58.56 | 0.01 | 0
2020 | MARITIMES_2_NEISO | MARITIMES | NEISO | Internal | Summer | B10 | 1262 | 99999 | 236.13 | 58.54 | 58.56 | 0.01 | 0
2020 | MARITIMES_2_NEISO | MARITIMES | NEISO | Internal | Winter | B16 | 25 | 99999 | 1400 | 70.35 | 70.37 | 0.01 | 0
2020 | MARITIMES_2_NEISO | MARITIMES | NEISO | Internal | Winter | B17 | 100 | 99999 | 1400 | 69.03 | 69.05 | 0.01 | 0
2020 | MARITIMES_2_NEISO | MARITIMES | NEISO | Internal | Winter | B18 | 400 | 99999 | 1400 | 69.03 | 69.05 | 0.01 | 0
2020 | MARITIMES_2_NEISO | MARITIMES | NEISO | Internal | Winter | B19 | 700 | 99999 | 1400 | 69.03 | 69.05 | 0.01 | 0
2020 | MARITIMES_2_NEISO | MARITIMES | NEISO | Internal | Winter | B20 | 935 | 99999 | 475.94 | 69.03 | 69.05 | 0.01 | 0
2020 | MISO_IN_2_MISO_MI | MISO_IN | MISO_MI | Internal | Shoulder | B11 | 25 | 5490 | 610.61 | 85.39 | 85.4 | 0.01 | 0
2020 | MISO_IN_2_MISO_MI | MISO_IN | MISO_MI | Internal | Shoulder | B12 | 200 | 5490 | 3286.72 | 71.58 | 71.59 | 0.01 | 0
2020 | MISO_IN_2_MISO_MI | MISO_IN | MISO_MI | Internal | Shoulder | B13 | 600 | 5490 | 3372.7 | 66.81 | 66.83 | 0.01 | 0
2020 | MISO_IN_2_MISO_MI | MISO_IN | MISO_MI | Internal | Shoulder | B14 | 900 | 5490 | 3589.05 | 64.43 | 64.45 | 0.01 | 0
2020 | MISO_IN_2_MISO_MI | MISO_IN | MISO_MI | Internal | Shoulder | B15 | 1203 | 5490 | 5490 | 61.76 | 61.79 | 0.01 | 0.01
2020 | MISO_IN_2_MISO_MI | MISO_IN | MISO_MI | Internal | Summer | B1 | 10 | 5490 | 1737.63 | 105.41 | 105.43 | 0.01 | 0
2020 | MISO_IN_2_MISO_MI | MISO_IN | MISO_MI | Internal | Summer | B2 | 25 | 5490 | 391.38 | 104.88 | 104.89 | 0.01 | 0
2020 | MISO_IN_2_MISO_MI | MISO_IN | MISO_MI | Internal | Summer | B3 | 75 | 5490 | 842.29 | 100.34 | 100.36 | 0.01 | 0
2020 | MISO_IN_2_MISO_MI | MISO_IN | MISO_MI | Internal | Summer | B4 | 100 | 5490 | 1899.07 | 99.03 | 99.04 | 0.01 | 0
2020 | MISO_IN_2_MISO_MI | MISO_IN | MISO_MI | Internal | Summer | B5 | 200 | 5490 | 1503.6 | 97.75 | 97.76 | 0.01 | 0
2020 | MISO_IN_2_MISO_MI | MISO_IN | MISO_MI | Internal | Summer | B6 | 300 | 5490 | 2241.84 | 84.59 | 84.6 | 0.01 | 0
2020 | MISO_IN_2_MISO_MI | MISO_IN | MISO_MI | Internal | Summer | B7 | 400 | 5490 | 3756.33 | 71.58 | 71.59 | 0.01 | 0
2020 | MISO_IN_2_MISO_MI | MISO_IN | MISO_MI | Internal | Summer | B8 | 500 | 5490 | 4509.24 | 65.26 | 65.28 | 0.01 | 0
2020 | MISO_IN_2_MISO_MI | MISO_IN | MISO_MI | Internal | Summer | B9 | 800 | 5490 | 3587.69 | 62.05 | 62.06 | 0.01 | 0
2020 | MISO_IN_2_MISO_MI | MISO_IN | MISO_MI | Internal | Summer | B10 | 1262 | 5490 | 3853.4 | 60.75 | 60.76 | 0.01 | 0
2020 | MISO_IN_2_MISO_MI | MISO_IN | MISO_MI | Internal | Winter | B16 | 25 | 5490 | 661.22 | 87.44 | 87.45 | 0.01 | 0
2020 | MISO_IN_2_MISO_MI | MISO_IN | MISO_MI | Internal | Winter | B17 | 100 | 5490 | 3496.68 | 74.87 | 74.88 | 0.01 | 0
2020 | MISO_IN_2_MISO_MI | MISO_IN | MISO_MI | Internal | Winter | B18 | 400 | 5490 | 3794.86 | 69.47 | 69.48 | 0.01 | 0
2020 | MISO_IN_2_MISO_MI | MISO_IN | MISO_MI | Internal | Winter | B19 | 700 | 5490 | 3769.59 | 67.47 | 67.49 | 0.01 | 0
2020 | MISO_IN_2_MISO_MI | MISO_IN | MISO_MI | Internal | Winter | B20 | 935 | 5490 | 5490 | 63.28 | 63.3 | 0.01 | 0.01
2020 | MISO_IN_2_MISO_MO-IL | MISO_IN | MISO_MO-IL | Internal | Shoulder | B11 | 25 | 5000 | 3018.37 | 85.39 | 85.4 | 0.01 | 0
2020 | MISO_IN_2_MISO_MO-IL | MISO_IN | MISO_MO-IL | Internal | Shoulder | B12 | 200 | 5000 | 1254.15 | 71.58 | 71.59 | 0.01 | 0
2020 | MISO_IN_2_MISO_MO-IL | MISO_IN | MISO_MO-IL | Internal | Shoulder | B13 | 600 | 5000 | 1965.97 | 66.81 | 66.83 | 0.01 | 0
2020 | MISO_IN_2_MISO_MO-IL | MISO_IN | MISO_MO-IL | Internal | Shoulder | B14 | 900 | 5000 | 1668.44 | 64.43 | 64.45 | 0.01 | 0
2020 | MISO_IN_2_MISO_MO-IL | MISO_IN | MISO_MO-IL | Internal | Shoulder | B15 | 1203 | 5000 | 275.92 | 61.76 | 61.77 | 0.01 | 0
2020 | MISO_IN_2_MISO_MO-IL | MISO_IN | MISO_MO-IL | Internal | Summer | B1 | 10 | 5000 | 5000 | 105.41 | 108.42 | 0.01 | 2.99
2020 | MISO_IN_2_MISO_MO-IL | MISO_IN | MISO_MO-IL | Internal | Summer | B2 | 25 | 5000 | 4999.99 | 104.88 | 104.9 | 0.01 | 0.01
2020 | MISO_IN_2_MISO_MO-IL | MISO_IN | MISO_MO-IL | Internal | Summer | B3 | 75 | 5000 | 5000 | 100.34 | 102.06 | 0.01 | 1.7
2020 | MISO_IN_2_MISO_MO-IL | MISO_IN | MISO_MO-IL | Internal | Summer | B4 | 100 | 5000 | 4097.83 | 99.03 | 99.04 | 0.01 | 0
2020 | MISO_IN_2_MISO_MO-IL | MISO_IN | MISO_MO-IL | Internal | Summer | B5 | 200 | 5000 | 4369.68 | 97.75 | 97.76 | 0.01 | 0
2020 | MISO_IN_2_MISO_MO-IL | MISO_IN | MISO_MO-IL | Internal | Summer | B6 | 300 | 5000 | 5000 | 84.59 | 85.82 | 0.01 | 1.21
2020 | MISO_IN_2_MISO_MO-IL | MISO_IN | MISO_MO-IL | Internal | Summer | B7 | 400 | 5000 | 5000 | 71.58 | 71.6 | 0.01 | 0.01
2020 | MISO_IN_2_MISO_MO-IL | MISO_IN | MISO_MO-IL | Internal | Summer | B8 | 500 | 5000 | 5000 | 65.26 | 65.6 | 0.01 | 0.32
2020 | MISO_IN_2_MISO_MO-IL | MISO_IN | MISO_MO-IL | Internal | Summer | B9 | 800 | 5000 | 4946.21 | 62.05 | 62.06 | 0.01 | 0
2020 | MISO_IN_2_MISO_MO-IL | MISO_IN | MISO_MO-IL | Internal | Summer | B10 | 1262 | 5000 | 4302.07 | 60.75 | 60.76 | 0.01 | 0
2020 | MISO_IN_2_MISO_MO-IL | MISO_IN | MISO_MO-IL | Internal | Winter | B16 | 25 | 5000 | 2901.41 | 87.44 | 87.45 | 0.01 | 0
2020 | MISO_IN_2_MISO_MO-IL | MISO_IN | MISO_MO-IL | Internal | Winter | B17 | 100 | 5000 | 1746.18 | 74.87 | 74.88 | 0.01 | 0
2020 | MISO_IN_2_MISO_MO-IL | MISO_IN | MISO_MO-IL | Internal | Winter | B18 | 400 | 5000 | 2855.57 | 69.47 | 69.48 | 0.01 | 0
2020 | MISO_IN_2_MISO_MO-IL | MISO_IN | MISO_MO-IL | Internal | Winter | B19 | 700 | 5000 | 3950.76 | 67.47 | 67.49 | 0.01 | 0
2020 | MISO_IN_2_MISO_MO-IL | MISO_IN | MISO_MO-IL | Internal | Winter | B20 | 935 | 5000 | 1762.17 | 63.28 | 63.29 | 0.01 | 0
2020 | MISO_IN_2_NonRTO_Midwest | MISO_IN | NonRTO_Midwest | Internal | Shoulder | B11 | 25 | 4800 | 1457.99 | 85.39 | 93.39 | 8 | 0
2020 | MISO_IN_2_NonRTO_Midwest | MISO_IN | NonRTO_Midwest | Internal | Shoulder | B12 | 200 | 4800 | 1039.09 | 71.58 | 79.58 | 8 | 0
2020 | MISO_IN_2_NonRTO_Midwest | MISO_IN | NonRTO_Midwest | Internal | Shoulder | B13 | 600 | 4800 | 496.23 | 66.81 | 74.81 | 8 | 0
2020 | MISO_IN_2_NonRTO_Midwest | MISO_IN | NonRTO_Midwest | Internal | Shoulder | B14 | 900 | 4800 | 104.62 | 64.43 | 72.43 | 8 | 0
2020 | MISO_IN_2_NonRTO_Midwest | MISO_IN | NonRTO_Midwest | Internal | Shoulder | B15 | 1203 | 4800 | 0 | 61.76 | 65.82 | 8 | 0
2020 | MISO_IN_2_NonRTO_Midwest | MISO_IN | NonRTO_Midwest | Internal | Summer | B1 | 10 | 4800 | 0 | 105.41 | 108.42 | 8 | 0
2020 | MISO_IN_2_NonRTO_Midwest | MISO_IN | NonRTO_Midwest | Internal | Summer | B2 | 25 | 4800 | 0 | 104.88 | 108.34 | 8 | 0
2020 | MISO_IN_2_NonRTO_Midwest | MISO_IN | NonRTO_Midwest | Internal | Summer | B3 | 75 | 4800 | 1384.06 | 100.34 | 108.34 | 8 | 0
2020 | MISO_IN_2_NonRTO_Midwest | MISO_IN | NonRTO_Midwest | Internal | Summer | B4 | 100 | 4800 | 1707.4 | 99.03 | 107.03 | 8 | 0
2020 | MISO_IN_2_NonRTO_Midwest | MISO_IN | NonRTO_Midwest | Internal | Summer | B5 | 200 | 4800 | 1402.71 | 97.75 | 105.75 | 8 | 0
2020 | MISO_IN_2_NonRTO_Midwest | MISO_IN | NonRTO_Midwest | Internal | Summer | B6 | 300 | 4800 | 929.73 | 84.59 | 92.59 | 8 | 0
2020 | MISO_IN_2_NonRTO_Midwest | MISO_IN | NonRTO_Midwest | Internal | Summer | B7 | 400 | 4800 | 259.01 | 71.58 | 79.58 | 8 | 0
2020 | MISO_IN_2_NonRTO_Midwest | MISO_IN | NonRTO_Midwest | Internal | Summer | B8 | 500 | 4800 | 0 | 65.26 | 66.36 | 8 | 0
2020 | MISO_IN_2_NonRTO_Midwest | MISO_IN | NonRTO_Midwest | Internal | Summer | B9 | 800 | 4800 | 0 | 62.05 | 66.14 | 8 | 0
2020 | MISO_IN_2_NonRTO_Midwest | MISO_IN | NonRTO_Midwest | Internal | Summer | B10 | 1262 | 4800 | 0 | 60.75 | 63.25 | 8 | 0
2020 | MISO_IN_2_NonRTO_Midwest | MISO_IN | NonRTO_Midwest | Internal | Winter | B16 | 25 | 4800 | 3368.09 | 87.44 | 95.44 | 8 | 0
2020 | MISO_IN_2_NonRTO_Midwest | MISO_IN | NonRTO_Midwest | Internal | Winter | B17 | 100 | 4800 | 2373.07 | 74.87 | 82.87 | 8 | 0
2020 | MISO_IN_2_NonRTO_Midwest | MISO_IN | NonRTO_Midwest | Internal | Winter | B18 | 400 | 4800 | 1529.14 | 69.47 | 77.47 | 8 | 0
2020 | MISO_IN_2_NonRTO_Midwest | MISO_IN | NonRTO_Midwest | Internal | Winter | B19 | 700 | 4800 | 873.09 | 67.47 | 75.47 | 8 | 0
2020 | MISO_IN_2_NonRTO_Midwest | MISO_IN | NonRTO_Midwest | Internal | Winter | B20 | 935 | 4800 | 0 | 63.28 | 68.07 | 8 | 0
2020 | MISO_IN_2_PJM_ROR | MISO_IN | PJM_ROR | Internal | Shoulder | B11 | 25 | 992 | 991.99 | 85.39 | 87.4 | 2 | 0.01
2020 | MISO_IN_2_PJM_ROR | MISO_IN | PJM_ROR | Internal | Shoulder | B12 | 200 | 992 | 985.58 | 71.58 | 73.58 | 2 | 0
2020 | MISO_IN_2_PJM_ROR | MISO_IN | PJM_ROR | Internal | Shoulder | B13 | 600 | 992 | 992 | 66.81 | 68.83 | 2 | 0.01
2020 | MISO_IN_2_PJM_ROR | MISO_IN | PJM_ROR | Internal | Shoulder | B14 | 900 | 992 | 992 | 64.43 | 66.45 | 2 | 0.01
2020 | MISO_IN_2_PJM_ROR | MISO_IN | PJM_ROR | Internal | Shoulder | B15 | 1203 | 992 | 217.89 | 61.76 | 63.76 | 2 | 0
2020 | MISO_IN_2_PJM_ROR | MISO_IN | PJM_ROR | Internal | Summer | B1 | 10 | 992 | 992 | 105.41 | 111.99 | 2 | 4.58
2020 | MISO_IN_2_PJM_ROR | MISO_IN | PJM_ROR | Internal | Summer | B2 | 25 | 992 | 991.99 | 104.88 | 106.9 | 2 | 0.02
2020 | MISO_IN_2_PJM_ROR | MISO_IN | PJM_ROR | Internal | Summer | B3 | 75 | 992 | 0 | 100.34 | 101.03 | 2 | 0
2020 | MISO_IN_2_PJM_ROR | MISO_IN | PJM_ROR | Internal | Summer | B4 | 100 | 992 | 303.55 | 99.03 | 101.03 | 2 | 0
2020 | MISO_IN_2_PJM_ROR | MISO_IN | PJM_ROR | Internal | Summer | B5 | 200 | 992 | 992 | 97.75 | 99.76 | 2 | 0.01
2020 | MISO_IN_2_PJM_ROR | MISO_IN | PJM_ROR | Internal | Summer | B6 | 300 | 992 | 992 | 84.59 | 87.8 | 2 | 1.21
2020 | MISO_IN_2_PJM_ROR | MISO_IN | PJM_ROR | Internal | Summer | B7 | 400 | 992 | 992 | 71.58 | 73.59 | 2 | 0.01
2020 | MISO_IN_2_PJM_ROR | MISO_IN | PJM_ROR | Internal | Summer | B8 | 500 | 992 | 992 | 65.26 | 67.59 | 2 | 0.32
2020 | MISO_IN_2_PJM_ROR | MISO_IN | PJM_ROR | Internal | Summer | B9 | 800 | 992 | 992 | 62.05 | 64.06 | 2 | 0.01
2020 | MISO_IN_2_PJM_ROR | MISO_IN | PJM_ROR | Internal | Summer | B10 | 1262 | 992 | 0 | 60.75 | 61.65 | 2 | 0
2020 | MISO_IN_2_PJM_ROR | MISO_IN | PJM_ROR | Internal | Winter | B16 | 25 | 992 | 991.99 | 87.44 | 89.45 | 2 | 0.01
2020 | MISO_IN_2_PJM_ROR | MISO_IN | PJM_ROR | Internal | Winter | B17 | 100 | 992 | 992 | 74.87 | 76.88 | 2 | 0.01
2020 | MISO_IN_2_PJM_ROR | MISO_IN | PJM_ROR | Internal | Winter | B18 | 400 | 992 | 992 | 69.47 | 72.85 | 2 | 1.39
2020 | MISO_IN_2_PJM_ROR | MISO_IN | PJM_ROR | Internal | Winter | B19 | 700 | 992 | 992 | 67.47 | 69.5 | 2 | 0.02
2020 | MISO_IN_2_PJM_ROR | MISO_IN | PJM_ROR | Internal | Winter | B20 | 935 | 992 | 992 | 63.28 | 65.3 | 2 | 0.02
2020 | MISO_MI_2_MISO_IN | MISO_MI | MISO_IN | Internal | Shoulder | B11 | 25 | 2535 | 0 | 85.4 | 85.39 | 0.01 | 0
2020 | MISO_MI_2_MISO_IN | MISO_MI | MISO_IN | Internal | Shoulder | B12 | 200 | 2535 | 0 | 71.59 | 71.58 | 0.01 | 0
2020 | MISO_MI_2_MISO_IN | MISO_MI | MISO_IN | Internal | Shoulder | B13 | 600 | 2535 | 0 | 66.83 | 66.81 | 0.01 | 0
2020 | MISO_MI_2_MISO_IN | MISO_MI | MISO_IN | Internal | Shoulder | B14 | 900 | 2535 | 0 | 64.45 | 64.43 | 0.01 | 0
2020 | MISO_MI_2_MISO_IN | MISO_MI | MISO_IN | Internal | Shoulder | B15 | 1203 | 2535 | 0 | 61.79 | 61.76 | 0.01 | 0
2020 | MISO_MI_2_MISO_IN | MISO_MI | MISO_IN | Internal | Summer | B1 | 10 | 2535 | 0.01 | 105.43 | 105.41 | 0.01 | 0
2020 | MISO_MI_2_MISO_IN | MISO_MI | MISO_IN | Internal | Summer | B2 | 25 | 2535 | 0 | 104.89 | 104.88 | 0.01 | 0
2020 | MISO_MI_2_MISO_IN | MISO_MI | MISO_IN | Internal | Summer | B3 | 75 | 2535 | 0 | 100.36 | 100.34 | 0.01 | 0
2020 | MISO_MI_2_MISO_IN | MISO_MI | MISO_IN | Internal | Summer | B4 | 100 | 2535 | 0 | 99.04 | 99.03 | 0.01 | 0
2020 | MISO_MI_2_MISO_IN | MISO_MI | MISO_IN | Internal | Summer | B5 | 200 | 2535 | 0 | 97.76 | 97.75 | 0.01 | 0
2020 | MISO_MI_2_MISO_IN | MISO_MI | MISO_IN | Internal | Summer | B6 | 300 | 2535 | 0 | 84.6 | 84.59 | 0.01 | 0
2020 | MISO_MI_2_MISO_IN | MISO_MI | MISO_IN | Internal | Summer | B7 | 400 | 2535 | 0 | 71.59 | 71.58 | 0.01 | 0
2020 | MISO_MI_2_MISO_IN | MISO_MI | MISO_IN | Internal | Summer | B8 | 500 | 2535 | 0 | 65.28 | 65.26 | 0.01 | 0
2020 | MISO_MI_2_MISO_IN | MISO_MI | MISO_IN | Internal | Summer | B9 | 800 | 2535 | 0 | 62.06 | 62.05 | 0.01 | 0
2020 | MISO_MI_2_MISO_IN | MISO_MI | MISO_IN | Internal | Summer | B10 | 1262 | 2535 | 0 | 60.76 | 60.75 | 0.01 | 0
2020 | MISO_MI_2_MISO_IN | MISO_MI | MISO_IN | Internal | Winter | B16 | 25 | 2535 | 0 | 87.45 | 87.44 | 0.01 | 0
2020 | MISO_MI_2_MISO_IN | MISO_MI | MISO_IN | Internal | Winter | B17 | 100 | 2535 | 0 | 74.88 | 74.87 | 0.01 | 0
2020 | MISO_MI_2_MISO_IN | MISO_MI | MISO_IN | Internal | Winter | B18 | 400 | 2535 | 0 | 69.48 | 69.47 | 0.01 | 0
2020 | MISO_MI_2_MISO_IN | MISO_MI | MISO_IN | Internal | Winter | B19 | 700 | 2535 | 0 | 67.49 | 67.47 | 0.01 | 0
2020 | MISO_MI_2_MISO_IN | MISO_MI | MISO_IN | Internal | Winter | B20 | 935 | 2535 | 0 | 63.3 | 63.28 | 0.01 | 0
2020 | MISO_MI_2_MISO_WUMS | MISO_MI | MISO_WUMS | Internal | Shoulder | B11 | 25 | 312 | 0.01 | 85.4 | 85.4 | 0.01 | 0
2020 | MISO_MI_2_MISO_WUMS | MISO_MI | MISO_WUMS | Internal | Shoulder | B12 | 200 | 312 | 0 | 71.59 | 71.58 | 0.01 | 0
2020 | MISO_MI_2_MISO_WUMS | MISO_MI | MISO_WUMS | Internal | Shoulder | B13 | 600 | 312 | 91.34 | 66.83 | 66.84 | 0.01 | 0
2020 | MISO_MI_2_MISO_WUMS | MISO_MI | MISO_WUMS | Internal | Shoulder | B14 | 900 | 312 | 85.29 | 64.45 | 64.46 | 0.01 | 0
2020 | MISO_MI_2_MISO_WUMS | MISO_MI | MISO_WUMS | Internal | Shoulder | B15 | 1203 | 312 | 0 | 61.79 | 61.77 | 0.01 | 0
2020 | MISO_MI_2_MISO_WUMS | MISO_MI | MISO_WUMS | Internal | Summer | B1 | 10 | 312 | 312 | 105.43 | 109.98 | 0.01 | 4.54
2020 | MISO_MI_2_MISO_WUMS | MISO_MI | MISO_WUMS | Internal | Summer | B2 | 25 | 312 | 88.64 | 104.89 | 104.9 | 0.01 | 0
2020 | MISO_MI_2_MISO_WUMS | MISO_MI | MISO_WUMS | Internal | Summer | B3 | 75 | 312 | 312 | 100.36 | 102.04 | 0.01 | 1.67
2020 | MISO_MI_2_MISO_WUMS | MISO_MI | MISO_WUMS | Internal | Summer | B4 | 100 | 312 | 0 | 99.04 | 99.03 | 0.01 | 0
2020 | MISO_MI_2_MISO_WUMS | MISO_MI | MISO_WUMS | Internal | Summer | B5 | 200 | 312 | 0 | 97.76 | 97.75 | 0.01 | 0
2020 | MISO_MI_2_MISO_WUMS | MISO_MI | MISO_WUMS | Internal | Summer | B6 | 300 | 312 | 312 | 84.6 | 85.79 | 0.01 | 1.18
2020 | MISO_MI_2_MISO_WUMS | MISO_MI | MISO_WUMS | Internal | Summer | B7 | 400 | 312 | 0 | 71.59 | 71.58 | 0.01 | 0
2020 | MISO_MI_2_MISO_WUMS | MISO_MI | MISO_WUMS | Internal | Summer | B8 | 500 | 312 | 312 | 65.28 | 65.59 | 0.01 | 0.3
2020 | MISO_MI_2_MISO_WUMS | MISO_MI | MISO_WUMS | Internal | Summer | B9 | 800 | 312 | 0 | 62.06 | 62.06 | 0.01 | 0
2020 | MISO_MI_2_MISO_WUMS | MISO_MI | MISO_WUMS | Internal | Summer | B10 | 1262 | 312 | 0 | 60.76 | 60.74 | 0.01 | 0
2020 | MISO_MI_2_MISO_WUMS | MISO_MI | MISO_WUMS | Internal | Winter | B16 | 25 | 312 | 0 | 87.45 | 87.44 | 0.01 | 0
2020 | MISO_MI_2_MISO_WUMS | MISO_MI | MISO_WUMS | Internal | Winter | B17 | 100 | 312 | 0 | 74.88 | 74.87 | 0.01 | 0
2020 | MISO_MI_2_MISO_WUMS | MISO_MI | MISO_WUMS | Internal | Winter | B18 | 400 | 312 | 312 | 69.48 | 70.63 | 0.01 | 1.14
2020 | MISO_MI_2_MISO_WUMS | MISO_MI | MISO_WUMS | Internal | Winter | B19 | 700 | 312 | 0 | 67.49 | 67.49 | 0.01 | 0
2020 | MISO_MI_2_MISO_WUMS | MISO_MI | MISO_WUMS | Internal | Winter | B20 | 935 | 312 | 0 | 63.3 | 63.3 | 0.01 | 0
2020 | MISO_MI_2_PJM_ROR | MISO_MI | PJM_ROR | Internal | Shoulder | B11 | 25 | 1424 | 345.45 | 85.4 | 87.4 | 2 | 0
2020 | MISO_MI_2_PJM_ROR | MISO_MI | PJM_ROR | Internal | Shoulder | B12 | 200 | 1424 | 0 | 71.59 | 73.58 | 2 | 0
2020 | MISO_MI_2_PJM_ROR | MISO_MI | PJM_ROR | Internal | Shoulder | B13 | 600 | 1424 | 324.32 | 66.83 | 68.83 | 2 | 0
2020 | MISO_MI_2_PJM_ROR | MISO_MI | PJM_ROR | Internal | Shoulder | B14 | 900 | 1424 | 427.44 | 64.45 | 66.45 | 2 | 0
2020 | MISO_MI_2_PJM_ROR | MISO_MI | PJM_ROR | Internal | Shoulder | B15 | 1203 | 1424 | 0 | 61.79 | 63.76 | 2 | 0
2020 | MISO_MI_2_PJM_ROR | MISO_MI | PJM_ROR | Internal | Summer | B1 | 10 | 1424 | 1424 | 105.43 | 111.99 | 2 | 4.57
2020 | MISO_MI_2_PJM_ROR | MISO_MI | PJM_ROR | Internal | Summer | B2 | 25 | 1424 | 1423.99 | 104.89 | 106.9 | 2 | 0.01
2020 | MISO_MI_2_PJM_ROR | MISO_MI | PJM_ROR | Internal | Summer | B3 | 75 | 1424 | 0 | 100.36 | 101.03 | 2 | 0
2020 | MISO_MI_2_PJM_ROR | MISO_MI | PJM_ROR | Internal | Summer | B4 | 100 | 1424 | 0 | 99.04 | 101.03 | 2 | 0
2020 | MISO_MI_2_PJM_ROR | MISO_MI | PJM_ROR | Internal | Summer | B5 | 200 | 1424 | 281.24 | 97.76 | 99.76 | 2 | 0
2020 | MISO_MI_2_PJM_ROR | MISO_MI | PJM_ROR | Internal | Summer | B6 | 300 | 1424 | 1424 | 84.6 | 87.8 | 2 | 1.2
2020 | MISO_MI_2_PJM_ROR | MISO_MI | PJM_ROR | Internal | Summer | B7 | 400 | 1424 | 847.1 | 71.59 | 73.59 | 2 | 0
2020 | MISO_MI_2_PJM_ROR | MISO_MI | PJM_ROR | Internal | Summer | B8 | 500 | 1424 | 1424 | 65.28 | 67.59 | 2 | 0.31
2020 | MISO_MI_2_PJM_ROR | MISO_MI | PJM_ROR | Internal | Summer | B9 | 800 | 1424 | 801.35 | 62.06 | 64.06 | 2 | 0
2020 | MISO_MI_2_PJM_ROR | MISO_MI | PJM_ROR | Internal | Summer | B10 | 1262 | 1424 | 0 | 60.76 | 61.65 | 2 | 0
2020 | MISO_MI_2_PJM_ROR | MISO_MI | PJM_ROR | Internal | Winter | B16 | 25 | 1424 | 717.69 | 87.45 | 89.45 | 2 | 0
2020 | MISO_MI_2_PJM_ROR | MISO_MI | PJM_ROR | Internal | Winter | B17 | 100 | 1424 | 962.67 | 74.88 | 76.88 | 2 | 0
2020 | MISO_MI_2_PJM_ROR | MISO_MI | PJM_ROR | Internal | Winter | B18 | 400 | 1424 | 1424 | 69.48 | 72.85 | 2 | 1.38
2020 | MISO_MI_2_PJM_ROR | MISO_MI | PJM_ROR | Internal | Winter | B19 | 700 | 1424 | 1424 | 67.49 | 69.5 | 2 | 0.01
2020 | MISO_MI_2_PJM_ROR | MISO_MI | PJM_ROR | Internal | Winter | B20 | 935 | 1424 | 209.92 | 63.3 | 65.3 | 2 | 0
2020 | MISO_MO-IL_2_ENT | MISO_MO-IL | ENT | Internal | Shoulder | B11 | 25 | 2540 | 0 | 85.4 | 77.4 | 8 | 0
2020 | MISO_MO-IL_2_ENT | MISO_MO-IL | ENT | Internal | Shoulder | B12 | 200 | 2540 | 0 | 71.59 | 68.19 | 8 | 0
2020 | MISO_MO-IL_2_ENT | MISO_MO-IL | ENT | Internal | Shoulder | B13 | 600 | 2540 | 0 | 66.83 | 66.81 | 8 | 0
2020 | MISO_MO-IL_2_ENT | MISO_MO-IL | ENT | Internal | Shoulder | B14 | 900 | 2540 | 0 | 64.45 | 64.45 | 8 | 0
2020 | MISO_MO-IL_2_ENT | MISO_MO-IL | ENT | Internal | Shoulder | B15 | 1203 | 2540 | 0 | 61.77 | 59.3 | 8 | 0
2020 | MISO_MO-IL_2_ENT | MISO_MO-IL | ENT | Internal | Summer | B1 | 10 | 2540 | 0 | 108.42 | 94.73 | 8 | 0
2020 | MISO_MO-IL_2_ENT | MISO_MO-IL | ENT | Internal | Summer | B2 | 25 | 2540 | 0 | 104.9 | 104.9 | 8 | 0
2020 | MISO_MO-IL_2_ENT | MISO_MO-IL | ENT | Internal | Summer | B3 | 75 | 2540 | 0 | 102.06 | 102.54 | 8 | 0
2020 | MISO_MO-IL_2_ENT | MISO_MO-IL | ENT | Internal | Summer | B4 | 100 | 2540 | 0 | 99.04 | 99.04 | 8 | 0
2020 | MISO_MO-IL_2_ENT | MISO_MO-IL | ENT | Internal | Summer | B5 | 200 | 2540 | 0 | 97.76 | 97.76 | 8 | 0
2020 | MISO_MO-IL_2_ENT | MISO_MO-IL | ENT | Internal | Summer | B6 | 300 | 2540 | 0 | 85.82 | 85.82 | 8 | 0
2020 | MISO_MO-IL_2_ENT | MISO_MO-IL | ENT | Internal | Summer | B7 | 400 | 2540 | 0 | 71.6 | 71.6 | 8 | 0
2020 | MISO_MO-IL_2_ENT | MISO_MO-IL | ENT | Internal | Summer | B8 | 500 | 2540 | 0 | 65.6 | 66.82 | 8 | 0
2020 | MISO_MO-IL_2_ENT | MISO_MO-IL | ENT | Internal | Summer | B9 | 800 | 2540 | 0 | 62.06 | 66.33 | 8 | 0
2020 | MISO_MO-IL_2_ENT | MISO_MO-IL | ENT | Internal | Summer | B10 | 1262 | 2540 | 0 | 60.76 | 63.75 | 8 | 0
2020 | MISO_MO-IL_2_ENT | MISO_MO-IL | ENT | Internal | Winter | B16 | 25 | 2540 | 0 | 87.45 | 73.03 | 8 | 0
2020 | MISO_MO-IL_2_ENT | MISO_MO-IL | ENT | Internal | Winter | B17 | 100 | 2540 | 0 | 74.88 | 70.4 | 8 | 0
2020 | MISO_MO-IL_2_ENT | MISO_MO-IL | ENT | Internal | Winter | B18 | 400 | 2540 | 0 | 69.48 | 68.16 | 8 | 0
2020 | MISO_MO-IL_2_ENT | MISO_MO-IL | ENT | Internal | Winter | B19 | 700 | 2540 | 0 | 67.49 | 67.5 | 8 | 0
2020 | MISO_MO-IL_2_ENT | MISO_MO-IL | ENT | Internal | Winter | B20 | 935 | 2540 | 0 | 63.29 | 61.91 | 8 | 0
2020 | MISO_MO-IL_2_MISO_IN | MISO_MO-IL | MISO_IN | Internal | Shoulder | B11 | 25 | 2100 | 0 | 85.4 | 85.39 | 0.01 | 0
2020 | MISO_MO-IL_2_MISO_IN | MISO_MO-IL | MISO_IN | Internal | Shoulder | B12 | 200 | 2100 | 0 | 71.59 | 71.58 | 0.01 | 0
2020 | MISO_MO-IL_2_MISO_IN | MISO_MO-IL | MISO_IN | Internal | Shoulder | B13 | 600 | 2100 | 0 | 66.83 | 66.81 | 0.01 | 0
2020 | MISO_MO-IL_2_MISO_IN | MISO_MO-IL | MISO_IN | Internal | Shoulder | B14 | 900 | 2100 | 0 | 64.45 | 64.43 | 0.01 | 0
2020 | MISO_MO-IL_2_MISO_IN | MISO_MO-IL | MISO_IN | Internal | Shoulder | B15 | 1203 | 2100 | 0 | 61.77 | 61.76 | 0.01 | 0
2020 | MISO_MO-IL_2_MISO_IN | MISO_MO-IL | MISO_IN | Internal | Summer | B1 | 10 | 2100 | 0 | 108.42 | 105.41 | 0.01 | 0
2020 | MISO_MO-IL_2_MISO_IN | MISO_MO-IL | MISO_IN | Internal | Summer | B2 | 25 | 2100 | 0 | 104.9 | 104.88 | 0.01 | 0
2020 | MISO_MO-IL_2_MISO_IN | MISO_MO-IL | MISO_IN | Internal | Summer | B3 | 75 | 2100 | 0 | 102.06 | 100.34 | 0.01 | 0
2020 | MISO_MO-IL_2_MISO_IN | MISO_MO-IL | MISO_IN | Internal | Summer | B4 | 100 | 2100 | 0 | 99.04 | 99.03 | 0.01 | 0
2020 | MISO_MO-IL_2_MISO_IN | MISO_MO-IL | MISO_IN | Internal | Summer | B5 | 200 | 2100 | 0 | 97.76 | 97.75 | 0.01 | 0
2020 | MISO_MO-IL_2_MISO_IN | MISO_MO-IL | MISO_IN | Internal | Summer | B6 | 300 | 2100 | 0 | 85.82 | 84.59 | 0.01 | 0
2020 | MISO_MO-IL_2_MISO_IN | MISO_MO-IL | MISO_IN | Internal | Summer | B7 | 400 | 2100 | 0 | 71.6 | 71.58 | 0.01 | 0
2020 | MISO_MO-IL_2_MISO_IN | MISO_MO-IL | MISO_IN | Internal | Summer | B8 | 500 | 2100 | 0 | 65.6 | 65.26 | 0.01 | 0
2020 | MISO_MO-IL_2_MISO_IN | MISO_MO-IL | MISO_IN | Internal | Summer | B9 | 800 | 2100 | 0 | 62.06 | 62.05 | 0.01 | 0
2020 | MISO_MO-IL_2_MISO_IN | MISO_MO-IL | MISO_IN | Internal | Summer | B10 | 1262 | 2100 | 0 | 60.76 | 60.75 | 0.01 | 0
2020 | MISO_MO-IL_2_MISO_IN | MISO_MO-IL | MISO_IN | Internal | Winter | B16 | 25 | 2100 | 0 | 87.45 | 87.44 | 0.01 | 0
2020 | MISO_MO-IL_2_MISO_IN | MISO_MO-IL | MISO_IN | Internal | Winter | B17 | 100 | 2100 | 0 | 74.88 | 74.87 | 0.01 | 0
2020 | MISO_MO-IL_2_MISO_IN | MISO_MO-IL | MISO_IN | Internal | Winter | B18 | 400 | 2100 | 0 | 69.48 | 69.47 | 0.01 | 0
2020 | MISO_MO-IL_2_MISO_IN | MISO_MO-IL | MISO_IN | Internal | Winter | B19 | 700 | 2100 | 0 | 67.49 | 67.47 | 0.01 | 0
2020 | MISO_MO-IL_2_MISO_IN | MISO_MO-IL | MISO_IN | Internal | Winter | B20 | 935 | 2100 | 0 | 63.29 | 63.28 | 0.01 | 0
2020 | MISO_MO-IL_2_MISO_W | MISO_MO-IL | MISO_W | Internal | Shoulder | B11 | 25 | 1208 | 0.01 | 85.4 | 85.4 | 0.01 | 0
2020 | MISO_MO-IL_2_MISO_W | MISO_MO-IL | MISO_W | Internal | Shoulder | B12 | 200 | 1208 | 0 | 71.59 | 71.58 | 0.01 | 0
2020 | MISO_MO-IL_2_MISO_W | MISO_MO-IL | MISO_W | Internal | Shoulder | B13 | 600 | 1208 | 0 | 66.83 | 66.83 | 0.01 | 0
2020 | MISO_MO-IL_2_MISO_W | MISO_MO-IL | MISO_W | Internal | Shoulder | B14 | 900 | 1208 | 0 | 64.45 | 64.45 | 0.01 | 0
2020 | MISO_MO-IL_2_MISO_W | MISO_MO-IL | MISO_W | Internal | Shoulder | B15 | 1203 | 1208 | 0 | 61.77 | 61.76 | 0.01 | 0
2020 | MISO_MO-IL_2_MISO_W | MISO_MO-IL | MISO_W | Internal | Summer | B1 | 10 | 1208 | 1208 | 108.42 | 109.99 | 0.01 | 1.56
2020 | MISO_MO-IL_2_MISO_W | MISO_MO-IL | MISO_W | Internal | Summer | B2 | 25 | 1208 | 0.01 | 104.9 | 104.9 | 0.01 | 0
2020 | MISO_MO-IL_2_MISO_W | MISO_MO-IL | MISO_W | Internal | Summer | B3 | 75 | 1208 | 0 | 102.06 | 102.05 | 0.01 | 0
2020 | MISO_MO-IL_2_MISO_W | MISO_MO-IL | MISO_W | Internal | Summer | B4 | 100 | 1208 | 0 | 99.04 | 99.04 | 0.01 | 0
2020 | MISO_MO-IL_2_MISO_W | MISO_MO-IL | MISO_W | Internal | Summer | B5 | 200 | 1208 | 0 | 97.76 | 97.76 | 0.01 | 0
2020 | MISO_MO-IL_2_MISO_W | MISO_MO-IL | MISO_W | Internal | Summer | B6 | 300 | 1208 | 0 | 85.82 | 85.8 | 0.01 | 0
2020 | MISO_MO-IL_2_MISO_W | MISO_MO-IL | MISO_W | Internal | Summer | B7 | 400 | 1208 | 0 | 71.6 | 71.59 | 0.01 | 0
2020 | MISO_MO-IL_2_MISO_W | MISO_MO-IL | MISO_W | Internal | Summer | B8 | 500 | 1208 | 0 | 65.6 | 65.59 | 0.01 | 0
2020 | MISO_MO-IL_2_MISO_W | MISO_MO-IL | MISO_W | Internal | Summer | B9 | 800 | 1208 | 41.18 | 62.06 | 62.08 | 0.01 | 0
2020 | MISO_MO-IL_2_MISO_W | MISO_MO-IL | MISO_W | Internal | Summer | B10 | 1262 | 1208 | 0 | 60.76 | 60.75 | 0.01 | 0
2020 | MISO_MO-IL_2_MISO_W | MISO_MO-IL | MISO_W | Internal | Winter | B16 | 25 | 1208 | 0.01 | 87.45 | 87.45 | 0.01 | 0
2020 | MISO_MO-IL_2_MISO_W | MISO_MO-IL | MISO_W | Internal | Winter | B17 | 100 | 1208 | 0 | 74.88 | 74.88 | 0.01 | 0
2020 | MISO_MO-IL_2_MISO_W | MISO_MO-IL | MISO_W | Internal | Winter | B18 | 400 | 1208 | 1208 | 69.48 | 70.85 | 0.01 | 1.36
2020 | MISO_MO-IL_2_MISO_W | MISO_MO-IL | MISO_W | Internal | Winter | B19 | 700 | 1208 | 439.32 | 67.49 | 67.5 | 0.01 | 0
2020 | MISO_MO-IL_2_MISO_W | MISO_MO-IL | MISO_W | Internal | Winter | B20 | 935 | 1208 | 540.65 | 63.29 | 63.3 | 0.01 | 0
2020 | MISO_MO-IL_2_PJM_ROR | MISO_MO-IL | PJM_ROR | Internal | Shoulder | B11 | 25 | 1212 | 193.06 | 85.4 | 87.4 | 2 | 0
2020 | MISO_MO-IL_2_PJM_ROR | MISO_MO-IL | PJM_ROR | Internal | Shoulder | B12 | 200 | 1212 | 0 | 71.59 | 73.58 | 2 | 0
2020 | MISO_MO-IL_2_PJM_ROR | MISO_MO-IL | PJM_ROR | Internal | Shoulder | B13 | 600 | 1212 | 345.24 | 66.83 | 68.83 | 2 | 0
2020 | MISO_MO-IL_2_PJM_ROR | MISO_MO-IL | PJM_ROR | Internal | Shoulder | B14 | 900 | 1212 | 491.51 | 64.45 | 66.45 | 2 | 0
2020 | MISO_MO-IL_2_PJM_ROR | MISO_MO-IL | PJM_ROR | Internal | Shoulder | B15 | 1203 | 1212 | 0 | 61.77 | 63.76 | 2 | 0
2020 | MISO_MO-IL_2_PJM_ROR | MISO_MO-IL | PJM_ROR | Internal | Summer | B1 | 10 | 1212 | 1212 | 108.42 | 111.99 | 2 | 1.58
2020 | MISO_MO-IL_2_PJM_ROR | MISO_MO-IL | PJM_ROR | Internal | Summer | B2 | 25 | 1212 | 740.88 | 104.9 | 106.9 | 2 | 0
2020 | MISO_MO-IL_2_PJM_ROR | MISO_MO-IL | PJM_ROR | Internal | Summer | B3 | 75 | 1212 | 0 | 102.06 | 101.03 | 2 | 0
2020 | MISO_MO-IL_2_PJM_ROR | MISO_MO-IL | PJM_ROR | Internal | Summer | B4 | 100 | 1212 | 0 | 99.04 | 101.03 | 2 | 0
2020 | MISO_MO-IL_2_PJM_ROR | MISO_MO-IL | PJM_ROR | Internal | Summer | B5 | 200 | 1212 | 165.14 | 97.76 | 99.76 | 2 | 0
2020 | MISO_MO-IL_2_PJM_ROR | MISO_MO-IL | PJM_ROR | Internal | Summer | B6 | 300 | 1212 | 0 | 85.82 | 87.8 | 2 | 0
2020 | MISO_MO-IL_2_PJM_ROR | MISO_MO-IL | PJM_ROR | Internal | Summer | B7 | 400 | 1212 | 0 | 71.6 | 73.59 | 2 | 0
2020 | MISO_MO-IL_2_PJM_ROR | MISO_MO-IL | PJM_ROR | Internal | Summer | B8 | 500 | 1212 | 0 | 65.6 | 67.59 | 2 | 0
2020 | MISO_MO-IL_2_PJM_ROR | MISO_MO-IL | PJM_ROR | Internal | Summer | B9 | 800 | 1212 | 27.82 | 62.06 | 64.06 | 2 | 0
2020 | MISO_MO-IL_2_PJM_ROR | MISO_MO-IL | PJM_ROR | Internal | Summer | B10 | 1262 | 1212 | 0 | 60.76 | 61.65 | 2 | 0
2020 | MISO_MO-IL_2_PJM_ROR | MISO_MO-IL | PJM_ROR | Internal | Winter | B16 | 25 | 1212 | 341.56 | 87.45 | 89.45 | 2 | 0
2020 | MISO_MO-IL_2_PJM_ROR | MISO_MO-IL | PJM_ROR | Internal | Winter | B17 | 100 | 1212 | 882.61 | 74.88 | 76.88 | 2 | 0
2020 | MISO_MO-IL_2_PJM_ROR | MISO_MO-IL | PJM_ROR | Internal | Winter | B18 | 400 | 1212 | 1212 | 69.48 | 72.85 | 2 | 1.38
2020 | MISO_MO-IL_2_PJM_ROR | MISO_MO-IL | PJM_ROR | Internal | Winter | B19 | 700 | 1212 | 1212 | 67.49 | 69.5 | 2 | 0.01
2020 | MISO_MO-IL_2_PJM_ROR | MISO_MO-IL | PJM_ROR | Internal | Winter | B20 | 935 | 1212 | 1212 | 63.29 | 65.3 | 2 | 0.01
2020 | MISO_MO-IL_2_TVA_Transmission | MISO_MO-IL | TVA_Transmission | Internal | Shoulder | B11 | 25 | 4000 | 353.11 | 85.4 | 93.4 | 8 | 0
2020 | MISO_MO-IL_2_TVA_Transmission | MISO_MO-IL | TVA_Transmission | Internal | Shoulder | B12 | 200 | 4000 | 0 | 71.59 | 75.4 | 8 | 0
2020 | MISO_MO-IL_2_TVA_Transmission | MISO_MO-IL | TVA_Transmission | Internal | Shoulder | B13 | 600 | 4000 | 0 | 66.83 | 71.67 | 8 | 0
2020 | MISO_MO-IL_2_TVA_Transmission | MISO_MO-IL | TVA_Transmission | Internal | Shoulder | B14 | 900 | 4000 | 0 | 64.45 | 70.66 | 8 | 0
2020 | MISO_MO-IL_2_TVA_Transmission | MISO_MO-IL | TVA_Transmission | Internal | Shoulder | B15 | 1203 | 4000 | 0 | 61.77 | 68.26 | 8 | 0
2020 | MISO_MO-IL_2_TVA_Transmission | MISO_MO-IL | TVA_Transmission | Internal | Summer | B1 | 10 | 4000 | 3543.9 | 108.42 | 116.42 | 8 | 0
2020 | MISO_MO-IL_2_TVA_Transmission | MISO_MO-IL | TVA_Transmission | Internal | Summer | B2 | 25 | 4000 | 2994.24 | 104.9 | 112.9 | 8 | 0
2020 | MISO_MO-IL_2_TVA_Transmission | MISO_MO-IL | TVA_Transmission | Internal | Summer | B3 | 75 | 4000 | 1515.75 | 102.06 | 110.06 | 8 | 0
2020 | MISO_MO-IL_2_TVA_Transmission | MISO_MO-IL | TVA_Transmission | Internal | Summer | B4 | 100 | 4000 | 99.59 | 99.04 | 107.04 | 8 | 0
2020 | MISO_MO-IL_2_TVA_Transmission | MISO_MO-IL | TVA_Transmission | Internal | Summer | B5 | 200 | 4000 | 171.71 | 97.76 | 105.76 | 8 | 0
2020 | MISO_MO-IL_2_TVA_Transmission | MISO_MO-IL | TVA_Transmission | Internal | Summer | B6 | 300 | 4000 | 746.06 | 85.82 | 93.82 | 8 | 0
2020 | MISO_MO-IL_2_TVA_Transmission | MISO_MO-IL | TVA_Transmission | Internal | Summer | B7 | 400 | 4000 | 1216.78 | 71.6 | 79.6 | 8 | 0
2020 | MISO_MO-IL_2_TVA_Transmission | MISO_MO-IL | TVA_Transmission | Internal | Summer | B8 | 500 | 4000 | 0 | 65.6 | 73.59 | 8 | 0
2020 | MISO_MO-IL_2_TVA_Transmission | MISO_MO-IL | TVA_Transmission | Internal | Summer | B9 | 800 | 4000 | 0 | 62.06 | 68.97 | 8 | 0
2020 | MISO_MO-IL_2_TVA_Transmission | MISO_MO-IL | TVA_Transmission | Internal | Summer | B10 | 1262 | 4000 | 0 | 60.76 | 66.31 | 8 | 0
2020 | MISO_MO-IL_2_TVA_Transmission | MISO_MO-IL | TVA_Transmission | Internal | Winter | B16 | 25 | 4000 | 3392.38 | 87.45 | 95.45 | 8 | 0
2020 | MISO_MO-IL_2_TVA_Transmission | MISO_MO-IL | TVA_Transmission | Internal | Winter | B17 | 100 | 4000 | 0 | 74.88 | 78.4 | 8 | 0
2020 | MISO_MO-IL_2_TVA_Transmission | MISO_MO-IL | TVA_Transmission | Internal | Winter | B18 | 400 | 4000 | 0 | 69.48 | 74.25 | 8 | 0
2020 | MISO_MO-IL_2_TVA_Transmission | MISO_MO-IL | TVA_Transmission | Internal | Winter | B19 | 700 | 4000 | 0 | 67.49 | 73.45 | 8 | 0
2020 | MISO_MO-IL_2_TVA_Transmission | MISO_MO-IL | TVA_Transmission | Internal | Winter | B20 | 935 | 4000 | 0 | 63.29 | 69.91 | 8 | 0
2020 | MISO_W_2_IESO | MISO_W | IESO | Internal | Shoulder | B11 | 25 | 145 | 0 | 85.4 | 57.44 | 8 | 0
2020 | MISO_W_2_IESO | MISO_W | IESO | Internal | Shoulder | B12 | 200 | 145 | 0 | 71.58 | 58.53 | 8 | 0
2020 | MISO_W_2_IESO | MISO_W | IESO | Internal | Shoulder | B13 | 600 | 145 | 0 | 66.83 | 54.79 | 8 | 0
2020 | MISO_W_2_IESO | MISO_W | IESO | Internal | Shoulder | B14 | 900 | 145 | 0 | 64.45 | 54.79 | 8 | 0
2020 | MISO_W_2_IESO | MISO_W | IESO | Internal | Shoulder | B15 | 1203 | 145 | 0 | 61.76 | 54.79 | 8 | 0
2020 | MISO_W_2_IESO | MISO_W | IESO | Internal | Summer | B1 | 10 | 145 | 0 | 109.99 | 97 | 8 | 0
2020 | MISO_W_2_IESO | MISO_W | IESO | Internal | Summer | B2 | 25 | 145 | 0 | 104.9 | 91.91 | 8 | 0
2020 | MISO_W_2_IESO | MISO_W | IESO | Internal | Summer | B3 | 75 | 145 | 0 | 102.05 | 86 | 8 | 0
2020 | MISO_W_2_IESO | MISO_W | IESO | Internal | Summer | B4 | 100 | 145 | 0 | 99.04 | 75.32 | 8 | 0
2020 | MISO_W_2_IESO | MISO_W | IESO | Internal | Summer | B5 | 200 | 145 | 0 | 97.76 | 64.48 | 8 | 0
2020 | MISO_W_2_IESO | MISO_W | IESO | Internal | Summer | B6 | 300 | 145 | 0 | 85.8 | 52.74 | 8 | 0
2020 | MISO_W_2_IESO | MISO_W | IESO | Internal | Summer | B7 | 400 | 145 | 0 | 71.59 | 52.74 | 8 | 0
2020 | MISO_W_2_IESO | MISO_W | IESO | Internal | Summer | B8 | 500 | 145 | 0 | 65.59 | 52.74 | 8 | 0
2020 | MISO_W_2_IESO | MISO_W | IESO | Internal | Summer | B9 | 800 | 145 | 0 | 62.08 | 52.74 | 8 | 0
2020 | MISO_W_2_IESO | MISO_W | IESO | Internal | Summer | B10 | 1262 | 145 | 0 | 60.75 | 52.74 | 8 | 0
2020 | MISO_W_2_IESO | MISO_W | IESO | Internal | Winter | B16 | 25 | 145 | 0 | 87.45 | 65.88 | 8 | 0
2020 | MISO_W_2_IESO | MISO_W | IESO | Internal | Winter | B17 | 100 | 145 | 0 | 74.88 | 59.34 | 8 | 0
2020 | MISO_W_2_IESO | MISO_W | IESO | Internal | Winter | B18 | 400 | 145 | 0 | 70.85 | 57.17 | 8 | 0
2020 | MISO_W_2_IESO | MISO_W | IESO | Internal | Winter | B19 | 700 | 145 | 0 | 67.5 | 57.17 | 8 | 0
2020 | MISO_W_2_IESO | MISO_W | IESO | Internal | Winter | B20 | 935 | 145 | 0 | 63.3 | 56.3 | 8 | 0
2020 | MISO_W_2_MAPP_CA | MISO_W | MAPP_CA | Internal | Shoulder | B11 | 25 | 700 | 0 | 85.4 | 71.4 | 0.01 | 0
2020 | MISO_W_2_MAPP_CA | MISO_W | MAPP_CA | Internal | Shoulder | B12 | 200 | 700 | 0 | 71.58 | 71.57 | 0.01 | 0
2020 | MISO_W_2_MAPP_CA | MISO_W | MAPP_CA | Internal | Shoulder | B13 | 600 | 700 | 0 | 66.83 | 66.81 | 0.01 | 0
2020 | MISO_W_2_MAPP_CA | MISO_W | MAPP_CA | Internal | Shoulder | B14 | 900 | 700 | 0 | 64.45 | 64.43 | 0.01 | 0
2020 | MISO_W_2_MAPP_CA | MISO_W | MAPP_CA | Internal | Shoulder | B15 | 1203 | 700 | 700 | 61.76 | 64.43 | 0.01 | 2.66
2020 | MISO_W_2_MAPP_CA | MISO_W | MAPP_CA | Internal | Summer | B1 | 10 | 700 | 0 | 109.99 | 95.99 | 0.01 | 0
2020 | MISO_W_2_MAPP_CA | MISO_W | MAPP_CA | Internal | Summer | B2 | 25 | 700 | 0 | 104.9 | 90.9 | 0.01 | 0
2020 | MISO_W_2_MAPP_CA | MISO_W | MAPP_CA | Internal | Summer | B3 | 75 | 700 | 0 | 102.05 | 93 | 0.01 | 0
2020 | MISO_W_2_MAPP_CA | MISO_W | MAPP_CA | Internal | Summer | B4 | 100 | 700 | 0 | 99.04 | 89.86 | 0.01 | 0
2020 | MISO_W_2_MAPP_CA | MISO_W | MAPP_CA | Internal | Summer | B5 | 200 | 700 | 0 | 97.76 | 89.86 | 0.01 | 0
2020 | MISO_W_2_MAPP_CA | MISO_W | MAPP_CA | Internal | Summer | B6 | 300 | 700 | 0 | 85.8 | 85.79 | 0.01 | 0
2020 | MISO_W_2_MAPP_CA | MISO_W | MAPP_CA | Internal | Summer | B7 | 400 | 700 | 0 | 71.59 | 61.72 | 0.01 | 0
2020 | MISO_W_2_MAPP_CA | MISO_W | MAPP_CA | Internal | Summer | B8 | 500 | 700 | 0 | 65.59 | 61.72 | 0.01 | 0
2020 | MISO_W_2_MAPP_CA | MISO_W | MAPP_CA | Internal | Summer | B9 | 800 | 700 | 0 | 62.08 | 61.72 | 0.01 | 0
2020 | MISO_W_2_MAPP_CA | MISO_W | MAPP_CA | Internal | Summer | B10 | 1262 | 700 | 700 | 60.75 | 61.72 | 0.01 | 0.95
2020 | MISO_W_2_MAPP_CA | MISO_W | MAPP_CA | Internal | Winter | B16 | 25 | 700 | 0 | 87.45 | 87.44 | 0.01 | 0
2020 | MISO_W_2_MAPP_CA | MISO_W | MAPP_CA | Internal | Winter | B17 | 100 | 700 | 0 | 74.88 | 74.87 | 0.01 | 0
2020 | MISO_W_2_MAPP_CA | MISO_W | MAPP_CA | Internal | Winter | B18 | 400 | 700 | 0 | 70.85 | 70.84 | 0.01 | 0
2020 | MISO_W_2_MAPP_CA | MISO_W | MAPP_CA | Internal | Winter | B19 | 700 | 700 | 0 | 67.5 | 67.49 | 0.01 | 0
2020 | MISO_W_2_MAPP_CA | MISO_W | MAPP_CA | Internal | Winter | B20 | 935 | 700 | 700 | 63.3 | 67.49 | 0.01 | 4.17
2020 | MISO_W_2_MISO_MO-IL | MISO_W | MISO_MO-IL | Internal | Shoulder | B11 | 25 | 4048 | 0.01 | 85.4 | 85.4 | 0.01 | 0
2020 | MISO_W_2_MISO_MO-IL | MISO_W | MISO_MO-IL | Internal | Shoulder | B12 | 200 | 4048 | 6.42 | 71.58 | 71.59 | 0.01 | 0
2020 | MISO_W_2_MISO_MO-IL | MISO_W | MISO_MO-IL | Internal | Shoulder | B13 | 600 | 4048 | 0 | 66.83 | 66.83 | 0.01 | 0
2020 | MISO_W_2_MISO_MO-IL | MISO_W | MISO_MO-IL | Internal | Shoulder | B14 | 900 | 4048 | 0 | 64.45 | 64.45 | 0.01 | 0
2020 | MISO_W_2_MISO_MO-IL | MISO_W | MISO_MO-IL | Internal | Shoulder | B15 | 1203 | 4048 | 739.04 | 61.76 | 61.77 | 0.01 | 0
2020 | MISO_W_2_MISO_MO-IL | MISO_W | MISO_MO-IL | Internal | Summer | B1 | 10 | 4048 | 0 | 109.99 | 108.42 | 0.01 | 0
2020 | MISO_W_2_MISO_MO-IL | MISO_W | MISO_MO-IL | Internal | Summer | B2 | 25 | 4048 | 0.01 | 104.9 | 104.9 | 0.01 | 0
2020 | MISO_W_2_MISO_MO-IL | MISO_W | MISO_MO-IL | Internal | Summer | B3 | 75 | 4048 | 354.4 | 102.05 | 102.06 | 0.01 | 0
2020 | MISO_W_2_MISO_MO-IL | MISO_W | MISO_MO-IL | Internal | Summer | B4 | 100 | 4048 | 0 | 99.04 | 99.04 | 0.01 | 0
2020 | MISO_W_2_MISO_MO-IL | MISO_W | MISO_MO-IL | Internal | Summer | B5 | 200 | 4048 | 0 | 97.76 | 97.76 | 0.01 | 0
2020 | MISO_W_2_MISO_MO-IL | MISO_W | MISO_MO-IL | Internal | Summer | B6 | 300 | 4048 | 571.41 | 85.8 | 85.82 | 0.01 | 0
2020 | MISO_W_2_MISO_MO-IL | MISO_W | MISO_MO-IL | Internal | Summer | B7 | 400 | 4048 | 562.04 | 71.59 | 71.6 | 0.01 | 0
2020 | MISO_W_2_MISO_MO-IL | MISO_W | MISO_MO-IL | Internal | Summer | B8 | 500 | 4048 | 603.89 | 65.59 | 65.6 | 0.01 | 0
2020 | MISO_W_2_MISO_MO-IL | MISO_W | MISO_MO-IL | Internal | Summer | B9 | 800 | 4048 | 0 | 62.08 | 62.06 | 0.01 | 0
2020 | MISO_W_2_MISO_MO-IL | MISO_W | MISO_MO-IL | Internal | Summer | B10 | 1262 | 4048 | 969.73 | 60.75 | 60.76 | 0.01 | 0
2020 | MISO_W_2_MISO_MO-IL | MISO_W | MISO_MO-IL | Internal | Winter | B16 | 25 | 4048 | 0.01 | 87.45 | 87.45 | 0.01 | 0
2020 | MISO_W_2_MISO_MO-IL | MISO_W | MISO_MO-IL | Internal | Winter | B17 | 100 | 4048 | 0 | 74.88 | 74.88 | 0.01 | 0
2020 | MISO_W_2_MISO_MO-IL | MISO_W | MISO_MO-IL | Internal | Winter | B18 | 400 | 4048 | 0 | 70.85 | 69.48 | 0.01 | 0
2020 | MISO_W_2_MISO_MO-IL | MISO_W | MISO_MO-IL | Internal | Winter | B19 | 700 | 4048 | 0 | 67.5 | 67.49 | 0.01 | 0
2020 | MISO_W_2_MISO_MO-IL | MISO_W | MISO_MO-IL | Internal | Winter | B20 | 935 | 4048 | 0 | 63.3 | 63.29 | 0.01 | 0
2020 | MISO_W_2_MISO_WUMS | MISO_W | MISO_WUMS | Internal | Shoulder | B11 | 25 | 1747 | 0.01 | 85.4 | 85.4 | 0.01 | 0
2020 | MISO_W_2_MISO_WUMS | MISO_W | MISO_WUMS | Internal | Shoulder | B12 | 200 | 1747 | 0 | 71.58 | 71.58 | 0.01 | 0
2020 | MISO_W_2_MISO_WUMS | MISO_W | MISO_WUMS | Internal | Shoulder | B13 | 600 | 1747 | 226.31 | 66.83 | 66.84 | 0.01 | 0
2020 | MISO_W_2_MISO_WUMS | MISO_W | MISO_WUMS | Internal | Shoulder | B14 | 900 | 1747 | 165.5 | 64.45 | 64.46 | 0.01 | 0
2020 | MISO_W_2_MISO_WUMS | MISO_W | MISO_WUMS | Internal | Shoulder | B15 | 1203 | 1747 | 884.58 | 61.76 | 61.77 | 0.01 | 0
2020 | MISO_W_2_MISO_WUMS | MISO_W | MISO_WUMS | Internal | Summer | B1 | 10 | 1747 | 0.01 | 109.99 | 109.98 | 0.01 | 0
2020 | MISO_W_2_MISO_WUMS | MISO_W | MISO_WUMS | Internal | Summer | B2 | 25 | 1747 | 0.01 | 104.9 | 104.9 | 0.01 | 0
2020 | MISO_W_2_MISO_WUMS | MISO_W | MISO_WUMS | Internal | Summer | B3 | 75 | 1747 | 0 | 102.05 | 102.04 | 0.01 | 0
2020 | MISO_W_2_MISO_WUMS | MISO_W | MISO_WUMS | Internal | Summer | B4 | 100 | 1747 | 0 | 99.04 | 99.03 | 0.01 | 0
2020 | MISO_W_2_MISO_WUMS | MISO_W | MISO_WUMS | Internal | Summer | B5 | 200 | 1747 | 0 | 97.76 | 97.75 | 0.01 | 0
2020 | MISO_W_2_MISO_WUMS | MISO_W | MISO_WUMS | Internal | Summer | B6 | 300 | 1747 | 0 | 85.8 | 85.79 | 0.01 | 0
2020 | MISO_W_2_MISO_WUMS | MISO_W | MISO_WUMS | Internal | Summer | B7 | 400 | 1747 | 0 | 71.59 | 71.58 | 0.01 | 0
2020 | MISO_W_2_MISO_WUMS | MISO_W | MISO_WUMS | Internal | Summer | B8 | 500 | 1747 | 0 | 65.59 | 65.59 | 0.01 | 0
2020 | MISO_W_2_MISO_WUMS | MISO_W | MISO_WUMS | Internal | Summer | B9 | 800 | 1747 | 0 | 62.08 | 62.06 | 0.01 | 0
2020 | MISO_W_2_MISO_WUMS | MISO_W | MISO_WUMS | Internal | Summer | B10 | 1262 | 1747 | 0 | 60.75 | 60.74 | 0.01 | 0
2020 | MISO_W_2_MISO_WUMS | MISO_W | MISO_WUMS | Internal | Winter | B16 | 25 | 1747 | 0 | 87.45 | 87.44 | 0.01 | 0
2020 | MISO_W_2_MISO_WUMS | MISO_W | MISO_WUMS | Internal | Winter | B17 | 100 | 1747 | 0 | 74.88 | 74.87 | 0.01 | 0
2020 | MISO_W_2_MISO_WUMS | MISO_W | MISO_WUMS | Internal | Winter | B18 | 400 | 1747 | 0 | 70.85 | 70.63 | 0.01 | 0
2020 | MISO_W_2_MISO_WUMS | MISO_W | MISO_WUMS | Internal | Winter | B19 | 700 | 1747 | 0 | 67.5 | 67.49 | 0.01 | 0
2020 | MISO_W_2_MISO_WUMS | MISO_W | MISO_WUMS | Internal | Winter | B20 | 935 | 1747 | 0 | 63.3 | 63.3 | 0.01 | 0
2020 | MISO_W_2_PJM_ROR | MISO_W | PJM_ROR | Internal | Shoulder | B11 | 25 | 19839 | 4964.59 | 85.4 | 87.4 | 2 | 0
2020 | MISO_W_2_PJM_ROR | MISO_W | PJM_ROR | Internal | Shoulder | B12 | 200 | 19839 | 6320.33 | 71.58 | 73.58 | 2 | 0
2020 | MISO_W_2_PJM_ROR | MISO_W | PJM_ROR | Internal | Shoulder | B13 | 600 | 19839 | 6204.23 | 66.83 | 68.83 | 2 | 0
2020 | MISO_W_2_PJM_ROR | MISO_W | PJM_ROR | Internal | Shoulder | B14 | 900 | 19839 | 5342.87 | 64.45 | 66.45 | 2 | 0
2020 | MISO_W_2_PJM_ROR | MISO_W | PJM_ROR | Internal | Shoulder | B15 | 1203 | 19839 | 2182.93 | 61.76 | 63.76 | 2 | 0
2020 | MISO_W_2_PJM_ROR | MISO_W | PJM_ROR | Internal | Summer | B1 | 10 | 19839 | 7220.39 | 109.99 | 111.99 | 2 | 0
2020 | MISO_W_2_PJM_ROR | MISO_W | PJM_ROR | Internal | Summer | B2 | 25 | 19839 | 5704.02 | 104.9 | 106.9 | 2 | 0
2020 | MISO_W_2_PJM_ROR | MISO_W | PJM_ROR | Internal | Summer | B3 | 75 | 19839 | 0 | 102.05 | 101.03 | 2 | 0
2020 | MISO_W_2_PJM_ROR | MISO_W | PJM_ROR | Internal | Summer | B4 | 100 | 19839 | 0 | 99.04 | 101.03 | 2 | 0
2020 | MISO_W_2_PJM_ROR | MISO_W | PJM_ROR | Internal | Summer | B5 | 200 | 19839 | 1002.32 | 97.76 | 99.76 | 2 | 0
2020 | MISO_W_2_PJM_ROR | MISO_W | PJM_ROR | Internal | Summer | B6 | 300 | 19839 | 1663.73 | 85.8 | 87.8 | 2 | 0
2020 | MISO_W_2_PJM_ROR | MISO_W | PJM_ROR | Internal | Summer | B7 | 400 | 19839 | 3603.74 | 71.59 | 73.59 | 2 | 0
2020 | MISO_W_2_PJM_ROR | MISO_W | PJM_ROR | Internal | Summer | B8 | 500 | 19839 | 3487.11 | 65.59 | 67.59 | 2 | 0
2020 | MISO_W_2_PJM_ROR | MISO_W | PJM_ROR | Internal | Summer | B9 | 800 | 19839 | 0 | 62.08 | 64.06 | 2 | 0
2020 | MISO_W_2_PJM_ROR | MISO_W | PJM_ROR | Internal | Summer | B10 | 1262 | 19839 | 0 | 60.75 | 61.65 | 2 | 0
2020 | MISO_W_2_PJM_ROR | MISO_W | PJM_ROR | Internal | Winter | B16 | 25 | 19839 | 12516.16 | 87.45 | 89.45 | 2 | 0
2020 | MISO_W_2_PJM_ROR | MISO_W | PJM_ROR | Internal | Winter | B17 | 100 | 19839 | 12522.28 | 74.88 | 76.88 | 2 | 0
2020 | MISO_W_2_PJM_ROR | MISO_W | PJM_ROR | Internal | Winter | B18 | 400 | 19839 | 11129.6 | 70.85 | 72.85 | 2 | 0
2020 | MISO_W_2_PJM_ROR | MISO_W | PJM_ROR | Internal | Winter | B19 | 700 | 19839 | 6911.61 | 67.5 | 69.5 | 2 | 0
2020 | MISO_W_2_PJM_ROR | MISO_W | PJM_ROR | Internal | Winter | B20 | 935 | 19839 | 5318.56 | 63.3 | 65.3 | 2 | 0
2020 | MISO_W_2_SPP_N | MISO_W | SPP_N | Internal | Shoulder | B11 | 25 | 3450 | 0 | 85.4 | 72.4 | 7 | 0
2020 | MISO_W_2_SPP_N | MISO_W | SPP_N | Internal | Shoulder | B12 | 200 | 3450 | 0 | 71.58 | 63.19 | 7 | 0
2020 | MISO_W_2_SPP_N | MISO_W | SPP_N | Internal | Shoulder | B13 | 600 | 3450 | 0 | 66.83 | 61.81 | 7 | 0
2020 | MISO_W_2_SPP_N | MISO_W | SPP_N | Internal | Shoulder | B14 | 900 | 3450 | 0 | 64.45 | 59.45 | 7 | 0
2020 | MISO_W_2_SPP_N | MISO_W | SPP_N | Internal | Shoulder | B15 | 1203 | 3450 | 0 | 61.76 | 47.03 | 7 | 0
2020 | MISO_W_2_SPP_N | MISO_W | SPP_N | Internal | Summer | B1 | 10 | 3450 | 0 | 109.99 | 89.73 | 7 | 0
2020 | MISO_W_2_SPP_N | MISO_W | SPP_N | Internal | Summer | B2 | 25 | 3450 | 0 | 104.9 | 99.9 | 7 | 0
2020 | MISO_W_2_SPP_N | MISO_W | SPP_N | Internal | Summer | B3 | 75 | 3450 | 0 | 102.05 | 97.54 | 7 | 0
2020 | MISO_W_2_SPP_N | MISO_W | SPP_N | Internal | Summer | B4 | 100 | 3450 | 0 | 99.04 | 94.04 | 7 | 0
2020 | MISO_W_2_SPP_N | MISO_W | SPP_N | Internal | Summer | B5 | 200 | 3450 | 0 | 97.76 | 92.76 | 7 | 0
2020 | MISO_W_2_SPP_N | MISO_W | SPP_N | Internal | Summer | B6 | 300 | 3450 | 0 | 85.8 | 80.82 | 7 | 0
2020 | MISO_W_2_SPP_N | MISO_W | SPP_N | Internal | Summer | B7 | 400 | 3450 | 0 | 71.59 | 66.6 | 7 | 0
2020 | MISO_W_2_SPP_N | MISO_W | SPP_N | Internal | Summer | B8 | 500 | 3450 | 0 | 65.59 | 61.82 | 7 | 0
2020 | MISO_W_2_SPP_N | MISO_W | SPP_N | Internal | Summer | B9 | 800 | 3450 | 0 | 62.08 | 61.33 | 7 | 0
2020 | MISO_W_2_SPP_N | MISO_W | SPP_N | Internal | Summer | B10 | 1262 | 3450 | 0 | 60.75 | 58.73 | 7 | 0
2020 | MISO_W_2_SPP_N | MISO_W | SPP_N | Internal | Winter | B16 | 25 | 3450 | 0 | 87.45 | 68.03 | 7 | 0
2020 | MISO_W_2_SPP_N | MISO_W | SPP_N | Internal | Winter | B17 | 100 | 3450 | 0 | 74.88 | 65.4 | 7 | 0
2020 | MISO_W_2_SPP_N | MISO_W | SPP_N | Internal | Winter | B18 | 400 | 3450 | 0 | 70.85 | 63.16 | 7 | 0
2020 | MISO_W_2_SPP_N | MISO_W | SPP_N | Internal | Winter | B19 | 700 | 3450 | 0 | 67.5 | 62.49 | 7 | 0
2020 | MISO_W_2_SPP_N | MISO_W | SPP_N | Internal | Winter | B20 | 935 | 3450 | 0 | 63.3 | 56.9 | 7 | 0
2020 | MISO_WUMS_2_MISO_MI | MISO_WUMS | MISO_MI | Internal | Shoulder | B11 | 25 | 294 | 0.01 | 85.4 | 85.4 | 0.01 | 0
2020 | MISO_WUMS_2_MISO_MI | MISO_WUMS | MISO_MI | Internal | Shoulder | B12 | 200 | 294 | 6.56 | 71.58 | 71.59 | 0.01 | 0
2020 | MISO_WUMS_2_MISO_MI | MISO_WUMS | MISO_MI | Internal | Shoulder | B13 | 600 | 294 | 0 | 66.84 | 66.83 | 0.01 | 0
2020 | MISO_WUMS_2_MISO_MI | MISO_WUMS | MISO_MI | Internal | Shoulder | B14 | 900 | 294 | 0 | 64.46 | 64.45 | 0.01 | 0
2020 | MISO_WUMS_2_MISO_MI | MISO_WUMS | MISO_MI | Internal | Shoulder | B15 | 1203 | 294 | 93.56 | 61.77 | 61.79 | 0.01 | 0
2020 | MISO_WUMS_2_MISO_MI | MISO_WUMS | MISO_MI | Internal | Summer | B1 | 10 | 294 | 0 | 109.98 | 105.43 | 0.01 | 0
2020 | MISO_WUMS_2_MISO_MI | MISO_WUMS | MISO_MI | Internal | Summer | B2 | 25 | 294 | 0 | 104.9 | 104.89 | 0.01 | 0
2020 | MISO_WUMS_2_MISO_MI | MISO_WUMS | MISO_MI | Internal | Summer | B3 | 75 | 294 | 0 | 102.04 | 100.36 | 0.01 | 0
2020 | MISO_WUMS_2_MISO_MI | MISO_WUMS | MISO_MI | Internal | Summer | B4 | 100 | 294 | 160.86 | 99.03 | 99.04 | 0.01 | 0
2020 | MISO_WUMS_2_MISO_MI | MISO_WUMS | MISO_MI | Internal | Summer | B5 | 200 | 294 | 28.27 | 97.75 | 97.76 | 0.01 | 0
2020 | MISO_WUMS_2_MISO_MI | MISO_WUMS | MISO_MI | Internal | Summer | B6 | 300 | 294 | 0 | 85.79 | 84.6 | 0.01 | 0
2020 | MISO_WUMS_2_MISO_MI | MISO_WUMS | MISO_MI | Internal | Summer | B7 | 400 | 294 | 148.08 | 71.58 | 71.59 | 0.01 | 0
2020 | MISO_WUMS_2_MISO_MI | MISO_WUMS | MISO_MI | Internal | Summer | B8 | 500 | 294 | 0 | 65.59 | 65.28 | 0.01 | 0
2020 | MISO_WUMS_2_MISO_MI | MISO_WUMS | MISO_MI | Internal | Summer | B9 | 800 | 294 | 0 | 62.06 | 62.06 | 0.01 | 0
2020 | MISO_WUMS_2_MISO_MI | MISO_WUMS | MISO_MI | Internal | Summer | B10 | 1262 | 294 | 294 | 60.74 | 60.76 | 0.01 | 0.01
2020 | MISO_WUMS_2_MISO_MI | MISO_WUMS | MISO_MI | Internal | Winter | B16 | 25 | 294 | 166.26 | 87.44 | 87.45 | 0.01 | 0
2020 | MISO_WUMS_2_MISO_MI | MISO_WUMS | MISO_MI | Internal | Winter | B17 | 100 | 294 | 177.7 | 74.87 | 74.88 | 0.01 | 0
2020 | MISO_WUMS_2_MISO_MI | MISO_WUMS | MISO_MI | Internal | Winter | B18 | 400 | 294 | 0 | 70.63 | 69.48 | 0.01 | 0
2020 | MISO_WUMS_2_MISO_MI | MISO_WUMS | MISO_MI | Internal | Winter | B19 | 700 | 294 | 0 | 67.49 | 67.49 | 0.01 | 0
2020 | MISO_WUMS_2_MISO_MI | MISO_WUMS | MISO_MI | Internal | Winter | B20 | 935 | 294 | 0 | 63.3 | 63.3 | 0.01 | 0
2020 | MISO_WUMS_2_MISO_W | MISO_WUMS | MISO_W | Internal | Shoulder | B11 | 25 | 1255 | 0.01 | 85.4 | 85.4 | 0.01 | 0
2020 | MISO_WUMS_2_MISO_W | MISO_WUMS | MISO_W | Internal | Shoulder | B12 | 200 | 1255 | 0 | 71.58 | 71.58 | 0.01 | 0
2020 | MISO_WUMS_2_MISO_W | MISO_WUMS | MISO_W | Internal | Shoulder | B13 | 600 | 1255 | 0 | 66.84 | 66.83 | 0.01 | 0
2020 | MISO_WUMS_2_MISO_W | MISO_WUMS | MISO_W | Internal | Shoulder | B14 | 900 | 1255 | 0 | 64.46 | 64.45 | 0.01 | 0
2020 | MISO_WUMS_2_MISO_W | MISO_WUMS | MISO_W | Internal | Shoulder | B15 | 1203 | 1255 | 0 | 61.77 | 61.76 | 0.01 | 0
2020 | MISO_WUMS_2_MISO_W | MISO_WUMS | MISO_W | Internal | Summer | B1 | 10 | 1255 | 1198.38 | 109.98 | 109.99 | 0.01 | 0
2020 | MISO_WUMS_2_MISO_W | MISO_WUMS | MISO_W | Internal | Summer | B2 | 25 | 1255 | 0.01 | 104.9 | 104.9 | 0.01 | 0
2020 | MISO_WUMS_2_MISO_W | MISO_WUMS | MISO_W | Internal | Summer | B3 | 75 | 1255 | 715.23 | 102.04 | 102.05 | 0.01 | 0
2020 | MISO_WUMS_2_MISO_W | MISO_WUMS | MISO_W | Internal | Summer | B4 | 100 | 1255 | 136.58 | 99.03 | 99.04 | 0.01 | 0
2020 | MISO_WUMS_2_MISO_W | MISO_WUMS | MISO_W | Internal | Summer | B5 | 200 | 1255 | 29.6 | 97.75 | 97.76 | 0.01 | 0
2020 | MISO_WUMS_2_MISO_W | MISO_WUMS | MISO_W | Internal | Summer | B6 | 300 | 1255 | 867.07 | 85.79 | 85.8 | 0.01 | 0
2020 | MISO_WUMS_2_MISO_W | MISO_WUMS | MISO_W | Internal | Summer | B7 | 400 | 1255 | 781.23 | 71.58 | 71.59 | 0.01 | 0
2020 | MISO_WUMS_2_MISO_W | MISO_WUMS | MISO_W | Internal | Summer | B8 | 500 | 1255 | 0 | 65.59 | 65.59 | 0.01 | 0
2020 | MISO_WUMS_2_MISO_W | MISO_WUMS | MISO_W | Internal | Summer | B9 | 800 | 1255 | 883.64 | 62.06 | 62.08 | 0.01 | 0
2020 | MISO_WUMS_2_MISO_W | MISO_WUMS | MISO_W | Internal | Summer | B10 | 1262 | 1255 | 382.93 | 60.74 | 60.75 | 0.01 | 0
2020 | MISO_WUMS_2_MISO_W | MISO_WUMS | MISO_W | Internal | Winter | B16 | 25 | 1255 | 834.86 | 87.44 | 87.45 | 0.01 | 0
2020 | MISO_WUMS_2_MISO_W | MISO_WUMS | MISO_W | Internal | Winter | B17 | 100 | 1255 | 1008.24 | 74.87 | 74.88 | 0.01 | 0
2020 | MISO_WUMS_2_MISO_W | MISO_WUMS | MISO_W | Internal | Winter | B18 | 400 | 1255 | 1255 | 70.63 | 70.85 | 0.01 | 0.21
2020 | MISO_WUMS_2_MISO_W | MISO_WUMS | MISO_W | Internal | Winter | B19 | 700 | 1255 | 150.76 | 67.49 | 67.5 | 0.01 | 0
2020 | MISO_WUMS_2_MISO_W | MISO_WUMS | MISO_W | Internal | Winter | B20 | 935 | 1255 | 0 | 63.3 | 63.3 | 0.01 | 0
2020 | MISO_WUMS_2_PJM_ROR | MISO_WUMS | PJM_ROR | Internal | Shoulder | B11 | 25 | 1600 | 507.27 | 85.4 | 87.4 | 2 | 0
2020 | MISO_WUMS_2_PJM_ROR | MISO_WUMS | PJM_ROR | Internal | Shoulder | B12 | 200 | 1600 | 572.27 | 71.58 | 73.58 | 2 | 0
2020 | MISO_WUMS_2_PJM_ROR | MISO_WUMS | PJM_ROR | Internal | Shoulder | B13 | 600 | 1600 | 0 | 66.84 | 68.83 | 2 | 0
2020 | MISO_WUMS_2_PJM_ROR | MISO_WUMS | PJM_ROR | Internal | Shoulder | B14 | 900 | 1600 | 0 | 64.46 | 66.45 | 2 | 0
2020 | MISO_WUMS_2_PJM_ROR | MISO_WUMS | PJM_ROR | Internal | Shoulder | B15 | 1203 | 1600 | 0 | 61.77 | 63.76 | 2 | 0
2020 | MISO_WUMS_2_PJM_ROR | MISO_WUMS | PJM_ROR | Internal | Summer | B1 | 10 | 1600 | 1599.98 | 109.98 | 111.99 | 2 | 0.01
2020 | MISO_WUMS_2_PJM_ROR | MISO_WUMS | PJM_ROR | Internal | Summer | B2 | 25 | 1600 | 958.11 | 104.9 | 106.9 | 2 | 0
2020 | MISO_WUMS_2_PJM_ROR | MISO_WUMS | PJM_ROR | Internal | Summer | B3 | 75 | 1600 | 0 | 102.04 | 101.03 | 2 | 0
2020 | MISO_WUMS_2_PJM_ROR | MISO_WUMS | PJM_ROR | Internal | Summer | B4 | 100 | 1600 | 823.5 | 99.03 | 101.03 | 2 | 0
2020 | MISO_WUMS_2_PJM_ROR | MISO_WUMS | PJM_ROR | Internal | Summer | B5 | 200 | 1600 | 1600 | 97.75 | 99.76 | 2 | 0.01
2020 | MISO_WUMS_2_PJM_ROR | MISO_WUMS | PJM_ROR | Internal | Summer | B6 | 300 | 1600 | 1600 | 85.79 | 87.8 | 2 | 0.01
2020 | MISO_WUMS_2_PJM_ROR | MISO_WUMS | PJM_ROR | Internal | Summer | B7 | 400 | 1600 | 1600 | 71.58 | 73.59 | 2 | 0.01
2020 | MISO_WUMS_2_PJM_ROR | MISO_WUMS | PJM_ROR | Internal | Summer | B8 | 500 | 1600 | 1083.44 | 65.59 | 67.59 | 2 | 0
2020 | MISO_WUMS_2_PJM_ROR | MISO_WUMS | PJM_ROR | Internal | Summer | B9 | 800 | 1600 | 311.3 | 62.06 | 64.06 | 2 | 0
2020 | MISO_WUMS_2_PJM_ROR | MISO_WUMS | PJM_ROR | Internal | Summer | B10 | 1262 | 1600 | 0 | 60.74 | 61.65 | 2 | 0
2020 | MISO_WUMS_2_PJM_ROR | MISO_WUMS | PJM_ROR | Internal | Winter | B16 | 25 | 1600 | 1599.99 | 87.44 | 89.45 | 2 | 0.01
2020 | MISO_WUMS_2_PJM_ROR | MISO_WUMS | PJM_ROR | Internal | Winter | B17 | 100 | 1600 | 1600 | 74.87 | 76.88 | 2 | 0.01
2020 | MISO_WUMS_2_PJM_ROR | MISO_WUMS | PJM_ROR | Internal | Winter | B18 | 400 | 1600 | 1600 | 70.63 | 72.85 | 2 | 0.23
2020 | MISO_WUMS_2_PJM_ROR | MISO_WUMS | PJM_ROR | Internal | Winter | B19 | 700 | 1600 | 1600 | 67.49 | 69.5 | 2 | 0.01
2020 | MISO_WUMS_2_PJM_ROR | MISO_WUMS | PJM_ROR | Internal | Winter | B20 | 935 | 1600 | 207.97 | 63.3 | 65.3 | 2 | 0
2020 | NE_2_MAPP_US | NE | MAPP_US | Internal | Shoulder | B11 | 25 | 1600 | 0 | 80.4 | 78.4 | 5 | 0
2020 | NE_2_MAPP_US | NE | MAPP_US | Internal | Shoulder | B12 | 200 | 1600 | 0 | 63.18 | 64.58 | 5 | 0
2020 | NE_2_MAPP_US | NE | MAPP_US | Internal | Shoulder | B13 | 600 | 1600 | 0 | 61.79 | 59.83 | 5 | 0
2020 | NE_2_MAPP_US | NE | MAPP_US | Internal | Shoulder | B14 | 900 | 1600 | 0 | 59.43 | 57.45 | 5 | 0
2020 | NE_2_MAPP_US | NE | MAPP_US | Internal | Shoulder | B15 | 1203 | 1600 | 1600 | 47.04 | 54.76 | 5 | 2.72
2020 | NE_2_MAPP_US | NE | MAPP_US | Internal | Summer | B1 | 10 | 1600 | 0 | 104.99 | 102.99 | 5 | 0
2020 | NE_2_MAPP_US | NE | MAPP_US | Internal | Summer | B2 | 25 | 1600 | 0 | 99.9 | 97.9 | 5 | 0
2020 | NE_2_MAPP_US | NE | MAPP_US | Internal | Summer | B3 | 75 | 1600 | 0 | 97.53 | 95.05 | 5 | 0
2020 | NE_2_MAPP_US | NE | MAPP_US | Internal | Summer | B4 | 100 | 1600 | 0 | 94.04 | 92.04 | 5 | 0
2020 | NE_2_MAPP_US | NE | MAPP_US | Internal | Summer | B5 | 200 | 1600 | 0 | 92.76 | 90.76 | 5 | 0
2020 | NE_2_MAPP_US | NE | MAPP_US | Internal | Summer | B6 | 300 | 1600 | 0 | 80.8 | 78.8 | 5 | 0
2020 | NE_2_MAPP_US | NE | MAPP_US | Internal | Summer | B7 | 400 | 1600 | 0 | 66.59 | 64.59 | 5 | 0
2020 | NE_2_MAPP_US | NE | MAPP_US | Internal | Summer | B8 | 500 | 1600 | 0 | 60.59 | 58.59 | 5 | 0
2020 | NE_2_MAPP_US | NE | MAPP_US | Internal | Summer | B9 | 800 | 1600 | 0 | 57.08 | 55.08 | 5 | 0
2020 | NE_2_MAPP_US | NE | MAPP_US | Internal | Summer | B10 | 1262 | 1600 | 0 | 55.75 | 54.72 | 5 | 0
2020 | NE_2_MAPP_US | NE | MAPP_US | Internal | Winter | B16 | 25 | 1600 | 886.63 | 55.5 | 60.5 | 5 | 0
2020 | NE_2_MAPP_US | NE | MAPP_US | Internal | Winter | B17 | 100 | 1600 | 714.02 | 62.87 | 67.87 | 5 | 0
2020 | NE_2_MAPP_US | NE | MAPP_US | Internal | Winter | B18 | 400 | 1600 | 0 | 60.59 | 63.85 | 5 | 0
2020 | NE_2_MAPP_US | NE | MAPP_US | Internal | Winter | B19 | 700 | 1600 | 0 | 62.09 | 60.5 | 5 | 0
2020 | NE_2_MAPP_US | NE | MAPP_US | Internal | Winter | B20 | 935 | 1600 | 0 | 55.67 | 56.3 | 5 | 0
2020 | NE_2_MISO_W | NE | MISO_W | Internal | Shoulder | B11 | 25 | 3614 | 3078.32 | 80.4 | 85.4 | 5 | 0
2020 | NE_2_MISO_W | NE | MISO_W | Internal | Shoulder | B12 | 200 | 3614 | 3614 | 63.18 | 71.58 | 5 | 3.4
2020 | NE_2_MISO_W | NE | MISO_W | Internal | Shoulder | B13 | 600 | 3614 | 3614 | 61.79 | 66.83 | 5 | 0.03
2020 | NE_2_MISO_W | NE | MISO_W | Internal | Shoulder | B14 | 900 | 3614 | 3614 | 59.43 | 64.45 | 5 | 0.01
2020 | NE_2_MISO_W | NE | MISO_W | Internal | Shoulder | B15 | 1203 | 3614 | 3614 | 47.04 | 61.76 | 5 | 9.72
2020 | NE_2_MISO_W | NE | MISO_W | Internal | Summer | B1 | 10 | 3614 | 2325.63 | 104.99 | 109.99 | 5 | 0
2020 | NE_2_MISO_W | NE | MISO_W | Internal | Summer | B2 | 25 | 3614 | 2803.13 | 99.9 | 104.9 | 5 | 0
2020 | NE_2_MISO_W | NE | MISO_W | Internal | Summer | B3 | 75 | 3614 | 0 | 97.53 | 102.05 | 5 | 0
2020 | NE_2_MISO_W | NE | MISO_W | Internal | Summer | B4 | 100 | 3614 | 1120.98 | 94.04 | 99.04 | 5 | 0
2020 | NE_2_MISO_W | NE | MISO_W | Internal | Summer | B5 | 200 | 3614 | 1519.69 | 92.76 | 97.76 | 5 | 0
2020 | NE_2_MISO_W | NE | MISO_W | Internal | Summer | B6 | 300 | 3614 | 1208.7 | 80.8 | 85.8 | 5 | 0
2020 | NE_2_MISO_W | NE | MISO_W | Internal | Summer | B7 | 400 | 3614 | 1686.79 | 66.59 | 71.59 | 5 | 0
2020 | NE_2_MISO_W | NE | MISO_W | Internal | Summer | B8 | 500 | 3614 | 1002.26 | 60.59 | 65.59 | 5 | 0
2020 | NE_2_MISO_W | NE | MISO_W | Internal | Summer | B9 | 800 | 3614 | 925.85 | 57.08 | 62.08 | 5 | 0
2020 | NE_2_MISO_W | NE | MISO_W | Internal | Summer | B10 | 1262 | 3614 | 2111.28 | 55.75 | 60.75 | 5 | 0
2020 | NE_2_MISO_W | NE | MISO_W | Internal | Winter | B16 | 25 | 3614 | 3614 | 55.5 | 87.45 | 5 | 26.95
2020 | NE_2_MISO_W | NE | MISO_W | Internal | Winter | B17 | 100 | 3614 | 3614 | 62.87 | 74.88 | 5 | 7.01
2020 | NE_2_MISO_W | NE | MISO_W | Internal | Winter | B18 | 400 | 3614 | 3614 | 60.59 | 70.85 | 5 | 5.27
2020 | NE_2_MISO_W | NE | MISO_W | Internal | Winter | B19 | 700 | 3614 | 3614 | 62.09 | 67.5 | 5 | 0.4
2020 | NE_2_MISO_W | NE | MISO_W | Internal | Winter | B20 | 935 | 3614 | 3614 | 55.67 | 63.3 | 5 | 2.63
2020 | NE_2_SPP_N | NE | SPP_N | Internal | Shoulder | B11 | 25 | 1854 | 0 | 80.4 | 72.4 | 0.01 | 0
2020 | NE_2_SPP_N | NE | SPP_N | Internal | Shoulder | B12 | 200 | 1854 | 199.61 | 63.18 | 63.19 | 0.01 | 0
2020 | NE_2_SPP_N | NE | SPP_N | Internal | Shoulder | B13 | 600 | 1854 | 941.38 | 61.79 | 61.81 | 0.01 | 0
2020 | NE_2_SPP_N | NE | SPP_N | Internal | Shoulder | B14 | 900 | 1854 | 626.12 | 59.43 | 59.45 | 0.01 | 0
2020 | NE_2_SPP_N | NE | SPP_N | Internal | Shoulder | B15 | 1203 | 1854 | 0 | 47.04 | 47.03 | 0.01 | 0
2020 | NE_2_SPP_N | NE | SPP_N | Internal | Summer | B1 | 10 | 1854 | 0 | 104.99 | 89.73 | 0.01 | 0
2020 | NE_2_SPP_N | NE | SPP_N | Internal | Summer | B2 | 25 | 1854 | 0.01 | 99.9 | 99.9 | 0.01 | 0
2020 | NE_2_SPP_N | NE | SPP_N | Internal | Summer | B3 | 75 | 1854 | 1455.92 | 97.53 | 97.54 | 0.01 | 0
2020 | NE_2_SPP_N | NE | SPP_N | Internal | Summer | B4 | 100 | 1854 | 0 | 94.04 | 94.04 | 0.01 | 0
2020 | NE_2_SPP_N | NE | SPP_N | Internal | Summer | B5 | 200 | 1854 | 0 | 92.76 | 92.76 | 0.01 | 0
2020 | NE_2_SPP_N | NE | SPP_N | Internal | Summer | B6 | 300 | 1854 | 609.31 | 80.8 | 80.82 | 0.01 | 0
2020 | NE_2_SPP_N | NE | SPP_N | Internal | Summer | B7 | 400 | 1854 | 621.08 | 66.59 | 66.6 | 0.01 | 0
2020 | NE_2_SPP_N | NE | SPP_N | Internal | Summer | B8 | 500 | 1854 | 1854 | 60.59 | 61.82 | 0.01 | 1.22
2020 | NE_2_SPP_N | NE | SPP_N | Internal | Summer | B9 | 800 | 1854 | 1854 | 57.08 | 61.33 | 0.01 | 4.24
2020 | NE_2_SPP_N | NE | SPP_N | Internal | Summer | B10 | 1262 | 1854 | 1854 | 55.75 | 58.73 | 0.01 | 2.97
2020 | NE_2_SPP_N | NE | SPP_N | Internal | Winter | B16 | 25 | 1854 | 1854 | 55.5 | 68.03 | 0.01 | 12.52
2020 | NE_2_SPP_N | NE | SPP_N | Internal | Winter | B17 | 100 | 1854 | 1854 | 62.87 | 65.4 | 0.01 | 2.51
2020 | NE_2_SPP_N | NE | SPP_N | Internal | Winter | B18 | 400 | 1854 | 1854 | 60.59 | 63.16 | 0.01 | 2.56
2020 | NE_2_SPP_N | NE | SPP_N | Internal | Winter | B19 | 700 | 1854 | 1854 | 62.09 | 62.49 | 0.01 | 0.38
2020 | NE_2_SPP_N | NE | SPP_N | Internal | Winter | B20 | 935 | 1854 | 1854 | 55.67 | 56.9 | 0.01 | 1.22
2020 | NEISO_2_NYISO_A-F | NEISO | NYISO_A-F | Internal | Shoulder | B11 | 25 | 600 | 174.86 | 61.44 | 64.44 | 3 | 0
2020 | NEISO_2_NYISO_A-F | NEISO | NYISO_A-F | Internal | Shoulder | B12 | 200 | 600 | 600 | 61.44 | 65.53 | 3 | 1.09
2020 | NEISO_2_NYISO_A-F | NEISO | NYISO_A-F | Internal | Shoulder | B13 | 600 | 600 | 0 | 61.44 | 62.55 | 3 | 0
2020 | NEISO_2_NYISO_A-F | NEISO | NYISO_A-F | Internal | Shoulder | B14 | 900 | 600 | 0 | 61.44 | 61.79 | 3 | 0
2020 | NEISO_2_NYISO_A-F | NEISO | NYISO_A-F | Internal | Shoulder | B15 | 1203 | 600 | 0 | 61.44 | 61.79 | 3 | 0
2020 | NEISO_2_NYISO_A-F | NEISO | NYISO_A-F | Internal | Summer | B1 | 10 | 600 | 0 | 292.94 | 104 | 3 | 0
2020 | NEISO_2_NYISO_A-F | NEISO | NYISO_A-F | Internal | Summer | B2 | 25 | 600 | 0 | 126.7 | 98.91 | 3 | 0
2020 | NEISO_2_NYISO_A-F | NEISO | NYISO_A-F | Internal | Summer | B3 | 75 | 600 | 0 | 90.02 | 93 | 3 | 0
2020 | NEISO_2_NYISO_A-F | NEISO | NYISO_A-F | Internal | Summer | B4 | 100 | 600 | 0 | 80.45 | 82.32 | 3 | 0
2020 | NEISO_2_NYISO_A-F | NEISO | NYISO_A-F | Internal | Summer | B5 | 200 | 600 | 108.4 | 68.48 | 71.48 | 3 | 0
2020 | NEISO_2_NYISO_A-F | NEISO | NYISO_A-F | Internal | Summer | B6 | 300 | 600 | 600 | 58.56 | 62.69 | 3 | 1.14
2020 | NEISO_2_NYISO_A-F | NEISO | NYISO_A-F | Internal | Summer | B7 | 400 | 600 | 600 | 58.56 | 62.69 | 3 | 1.14
2020 | NEISO_2_NYISO_A-F | NEISO | NYISO_A-F | Internal | Summer | B8 | 500 | 600 | 0 | 58.56 | 59.96 | 3 | 0
2020 | NEISO_2_NYISO_A-F | NEISO | NYISO_A-F | Internal | Summer | B9 | 800 | 600 | 0 | 58.56 | 59.96 | 3 | 0
2020 | NEISO_2_NYISO_A-F | NEISO | NYISO_A-F | Internal | Summer | B10 | 1262 | 600 | 0 | 58.56 | 59.96 | 3 | 0
2020 | NEISO_2_NYISO_A-F | NEISO | NYISO_A-F | Internal | Winter | B16 | 25 | 600 | 0 | 70.37 | 72.88 | 3 | 0
2020 | NEISO_2_NYISO_A-F | NEISO | NYISO_A-F | Internal | Winter | B17 | 100 | 600 | 0 | 69.05 | 66.34 | 3 | 0
2020 | NEISO_2_NYISO_A-F | NEISO | NYISO_A-F | Internal | Winter | B18 | 400 | 600 | 0 | 69.05 | 66.34 | 3 | 0
2020 | NEISO_2_NYISO_A-F | NEISO | NYISO_A-F | Internal | Winter | B19 | 700 | 600 | 0 | 69.05 | 66.34 | 3 | 0
2020 | NEISO_2_NYISO_A-F | NEISO | NYISO_A-F | Internal | Winter | B20 | 935 | 600 | 0 | 69.05 | 66.34 | 3 | 0
2020 | NEISO_2_NYISO_G-I | NEISO | NYISO_G-I | Internal | Shoulder | B11 | 25 | 600 | 600 | 61.44 | 65.57 | 3 | 1.13
2020 | NEISO_2_NYISO_G-I | NEISO | NYISO_G-I | Internal | Shoulder | B12 | 200 | 600 | 600 | 61.44 | 65.54 | 3 | 1.11
2020 | NEISO_2_NYISO_G-I | NEISO | NYISO_G-I | Internal | Shoulder | B13 | 600 | 600 | 0 | 61.44 | 62.56 | 3 | 0
2020 | NEISO_2_NYISO_G-I | NEISO | NYISO_G-I | Internal | Shoulder | B14 | 900 | 600 | 0 | 61.44 | 61.8 | 3 | 0
2020 | NEISO_2_NYISO_G-I | NEISO | NYISO_G-I | Internal | Shoulder | B15 | 1203 | 600 | 0 | 61.44 | 61.8 | 3 | 0
2020 | NEISO_2_NYISO_G-I | NEISO | NYISO_G-I | Internal | Summer | B1 | 10 | 600 | 0 | 292.94 | 289.94 | 3 | 0
2020 | NEISO_2_NYISO_G-I | NEISO | NYISO_G-I | Internal | Summer | B2 | 25 | 600 | 0.01 | 126.7 | 129.68 | 3 | 0
2020 | NEISO_2_NYISO_G-I | NEISO | NYISO_G-I | Internal | Summer | B3 | 75 | 600 | 565.55 | 90.02 | 93.02 | 3 | 0
2020 | NEISO_2_NYISO_G-I | NEISO | NYISO_G-I | Internal | Summer | B4 | 100 | 600 | 600 | 80.45 | 85.95 | 3 | 2.5
2020 | NEISO_2_NYISO_G-I | NEISO | NYISO_G-I | Internal | Summer | B5 | 200 | 600 | 600 | 68.48 | 83.43 | 3 | 11.95
2020 | NEISO_2_NYISO_G-I | NEISO | NYISO_G-I | Internal | Summer | B6 | 300 | 600 | 600 | 58.56 | 79.78 | 3 | 18.22
2020 | NEISO_2_NYISO_G-I | NEISO | NYISO_G-I | Internal | Summer | B7 | 400 | 600 | 600 | 58.56 | 62.71 | 3 | 1.15
2020 | NEISO_2_NYISO_G-I | NEISO | NYISO_G-I | Internal | Summer | B8 | 500 | 600 | 0 | 58.56 | 59.97 | 3 | 0
2020 | NEISO_2_NYISO_G-I | NEISO | NYISO_G-I | Internal | Summer | B9 | 800 | 600 | 0 | 58.56 | 59.97 | 3 | 0
2020 | NEISO_2_NYISO_G-I | NEISO | NYISO_G-I | Internal | Summer | B10 | 1262 | 600 | 0 | 58.56 | 59.97 | 3 | 0
2020 | NEISO_2_NYISO_G-I | NEISO | NYISO_G-I | Internal | Winter | B16 | 25 | 600 | 600 | 70.37 | 76.7 | 3 | 3.33
2020 | NEISO_2_NYISO_G-I | NEISO | NYISO_G-I | Internal | Winter | B17 | 100 | 600 | 0 | 69.05 | 72.03 | 3 | 0
2020 | NEISO_2_NYISO_G-I | NEISO | NYISO_G-I | Internal | Winter | B18 | 400 | 600 | 0 | 69.05 | 72.03 | 3 | 0
2020 | NEISO_2_NYISO_G-I | NEISO | NYISO_G-I | Internal | Winter | B19 | 700 | 600 | 0 | 69.05 | 69.72 | 3 | 0
2020 | NEISO_2_NYISO_G-I | NEISO | NYISO_G-I | Internal | Winter | B20 | 935 | 600 | 0 | 69.05 | 66.35 | 3 | 0
2020 | NEISO_2_NYISO_J-K | NEISO | NYISO_J-K | Internal | Shoulder | B11 | 25 | 1038 | 1038 | 61.44 | 65.58 | 3 | 1.14
2020 | NEISO_2_NYISO_J-K | NEISO | NYISO_J-K | Internal | Shoulder | B12 | 200 | 1038 | 1038 | 61.44 | 65.56 | 3 | 1.12
2020 | NEISO_2_NYISO_J-K | NEISO | NYISO_J-K | Internal | Shoulder | B13 | 600 | 1038 | 0 | 61.44 | 62.57 | 3 | 0
2020 | NEISO_2_NYISO_J-K | NEISO | NYISO_J-K | Internal | Shoulder | B14 | 900 | 1038 | 0 | 61.44 | 61.81 | 3 | 0
2020 | NEISO_2_NYISO_J-K | NEISO | NYISO_J-K | Internal | Shoulder | B15 | 1203 | 1038 | 0 | 61.44 | 61.81 | 3 | 0
2020 | NEISO_2_NYISO_J-K | NEISO | NYISO_J-K | Internal | Summer | B1 | 10 | 1038 | 0 | 292.94 | 289.95 | 3 | 0
2020 | NEISO_2_NYISO_J-K | NEISO | NYISO_J-K | Internal | Summer | B2 | 25 | 1038 | 529.39 | 126.7 | 129.7 | 3 | 0
2020 | NEISO_2_NYISO_J-K | NEISO | NYISO_J-K | Internal | Summer | B3 | 75 | 1038 | 1038 | 90.02 | 93.03 | 3 | 0.01
2020 | NEISO_2_NYISO_J-K | NEISO | NYISO_J-K | Internal | Summer | B4 | 100 | 1038 | 1038 | 80.45 | 85.96 | 3 | 2.52
2020 | NEISO_2_NYISO_J-K | NEISO | NYISO_J-K | Internal | Summer | B5 | 200 | 1038 | 1038 | 68.48 | 83.44 | 3 | 11.96
2020 | NEISO_2_NYISO_J-K | NEISO | NYISO_J-K | Internal | Summer | B6 | 300 | 1038 | 1038 | 58.56 | 79.79 | 3 | 18.24
2020 | NEISO_2_NYISO_J-K | NEISO | NYISO_J-K | Internal | Summer | B7 | 400 | 1038 | 1038 | 58.56 | 62.72 | 3 | 1.16
2020 | NEISO_2_NYISO_J-K | NEISO | NYISO_J-K | Internal | Summer | B8 | 500 | 1038 | 0 | 58.56 | 59.98 | 3 | 0
2020 | NEISO_2_NYISO_J-K | NEISO | NYISO_J-K | Internal | Summer | B9 | 800 | 1038 | 0 | 58.56 | 59.98 | 3 | 0
2020 | NEISO_2_NYISO_J-K | NEISO | NYISO_J-K | Internal | Summer | B10 | 1262 | 1038 | 0 | 58.56 | 59.98 | 3 | 0
2020 | NEISO_2_NYISO_J-K | NEISO | NYISO_J-K | Internal | Winter | B16 | 25 | 1038 | 1038 | 70.37 | 76.71 | 3 | 3.35
2020 | NEISO_2_NYISO_J-K | NEISO | NYISO_J-K | Internal | Winter | B17 | 100 | 1038 | 185.6 | 69.05 | 72.05 | 3 | 0
2020 | NEISO_2_NYISO_J-K | NEISO | NYISO_J-K | Internal | Winter | B18 | 400 | 1038 | 756.61 | 69.05 | 72.05 | 3 | 0
2020 | NEISO_2_NYISO_J-K | NEISO | NYISO_J-K | Internal | Winter | B19 | 700 | 1038 | 812.04 | 69.05 | 72.05 | 3 | 0
2020 | NEISO_2_NYISO_J-K | NEISO | NYISO_J-K | Internal | Winter | B20 | 935 | 1038 | 0 | 69.05 | 66.36 | 3 | 0
2020 | NonRTO_Midwest_2_TVA_Transmission | NonRTO_Midwest | TVA_Transmission | Internal | Shoulder | B11 | 25 | 2400 | 0 | 93.39 | 93.4 | 8 | 0
2020 | NonRTO_Midwest_2_TVA_Transmission | NonRTO_Midwest | TVA_Transmission | Internal | Shoulder | B12 | 200 | 2400 | 0 | 79.58 | 75.4 | 8 | 0
2020 | NonRTO_Midwest_2_TVA_Transmission | NonRTO_Midwest | TVA_Transmission | Internal | Shoulder | B13 | 600 | 2400 | 0 | 74.81 | 71.67 | 8 | 0
2020 | NonRTO_Midwest_2_TVA_Transmission | NonRTO_Midwest | TVA_Transmission | Internal | Shoulder | B14 | 900 | 2400 | 0 | 72.43 | 70.66 | 8 | 0
2020 | NonRTO_Midwest_2_TVA_Transmission | NonRTO_Midwest | TVA_Transmission | Internal | Shoulder | B15 | 1203 | 2400 | 0 | 65.82 | 68.26 | 8 | 0
2020 | NonRTO_Midwest_2_TVA_Transmission | NonRTO_Midwest | TVA_Transmission | Internal | Summer | B1 | 10 | 2400 | 201.69 | 108.42 | 116.42 | 8 | 0
2020 | NonRTO_Midwest_2_TVA_Transmission | NonRTO_Midwest | TVA_Transmission | Internal | Summer | B2 | 25 | 2400 | 0 | 108.34 | 112.9 | 8 | 0
2020 | NonRTO_Midwest_2_TVA_Transmission | NonRTO_Midwest | TVA_Transmission | Internal | Summer | B3 | 75 | 2400 | 0 | 108.34 | 110.06 | 8 | 0
2020 | NonRTO_Midwest_2_TVA_Transmission | NonRTO_Midwest | TVA_Transmission | Internal | Summer | B4 | 100 | 2400 | 0 | 107.03 | 107.04 | 8 | 0
2020 | NonRTO_Midwest_2_TVA_Transmission | NonRTO_Midwest | TVA_Transmission | Internal | Summer | B5 | 200 | 2400 | 0 | 105.75 | 105.76 | 8 | 0
2020 | NonRTO_Midwest_2_TVA_Transmission | NonRTO_Midwest | TVA_Transmission | Internal | Summer | B6 | 300 | 2400 | 0 | 92.59 | 93.82 | 8 | 0
2020 | NonRTO_Midwest_2_TVA_Transmission | NonRTO_Midwest | TVA_Transmission | Internal | Summer | B7 | 400 | 2400 | 0 | 79.58 | 79.6 | 8 | 0
2020 | NonRTO_Midwest_2_TVA_Transmission | NonRTO_Midwest | TVA_Transmission | Internal | Summer | B8 | 500 | 2400 | 0 | 66.36 | 73.59 | 8 | 0
2020 | NonRTO_Midwest_2_TVA_Transmission | NonRTO_Midwest | TVA_Transmission | Internal | Summer | B9 | 800 | 2400 | 0 | 66.14 | 68.97 | 8 | 0
2020 | NonRTO_Midwest_2_TVA_Transmission | NonRTO_Midwest | TVA_Transmission | Internal | Summer | B10 | 1262 | 2400 | 0 | 63.25 | 66.31 | 8 | 0
2020 | NonRTO_Midwest_2_TVA_Transmission | NonRTO_Midwest | TVA_Transmission | Internal | Winter | B16 | 25 | 2400 | 0 | 95.44 | 95.45 | 8 | 0
2020 | NonRTO_Midwest_2_TVA_Transmission | NonRTO_Midwest | TVA_Transmission | Internal | Winter | B17 | 100 | 2400 | 0 | 82.87 | 78.4 | 8 | 0
2020 | NonRTO_Midwest_2_TVA_Transmission | NonRTO_Midwest | TVA_Transmission | Internal | Winter | B18 | 400 | 2400 | 0 | 77.47 | 74.25 | 8 | 0
2020 | NonRTO_Midwest_2_TVA_Transmission | NonRTO_Midwest | TVA_Transmission | Internal | Winter | B19 | 700 | 2400 | 0 | 75.47 | 73.45 | 8 | 0
2020 | NonRTO_Midwest_2_TVA_Transmission | NonRTO_Midwest | TVA_Transmission | Internal | Winter | B20 | 935 | 2400 | 0 | 68.07 | 69.91 | 8 | 0
2020 | NYISO_A-F_2_NEISO | NYISO_A-F | NEISO | Internal | Shoulder | B11 | 25 | 600 | 0 | 64.44 | 61.44 | 3 | 0
2020 | NYISO_A-F_2_NEISO | NYISO_A-F | NEISO | Internal | Shoulder | B12 | 200 | 600 | 0 | 65.53 | 61.44 | 3 | 0
2020 | NYISO_A-F_2_NEISO | NYISO_A-F | NEISO | Internal | Shoulder | B13 | 600 | 600 | 0 | 62.55 | 61.44 | 3 | 0
2020 | NYISO_A-F_2_NEISO | NYISO_A-F | NEISO | Internal | Shoulder | B14 | 900 | 600 | 0 | 61.79 | 61.44 | 3 | 0
2020 | NYISO_A-F_2_NEISO | NYISO_A-F | NEISO | Internal | Shoulder | B15 | 1203 | 600 | 0 | 61.79 | 61.44 | 3 | 0
2020 | NYISO_A-F_2_NEISO | NYISO_A-F | NEISO | Internal | Summer | B1 | 10 | 600 | 600 | 104 | 292.94 | 3 | 185.94
2020 | NYISO_A-F_2_NEISO | NYISO_A-F | NEISO | Internal | Summer | B2 | 25 | 600 | 600 | 98.91 | 126.7 | 3 | 24.78
2020 | NYISO_A-F_2_NEISO | NYISO_A-F | NEISO | Internal | Summer | B3 | 75 | 600 | 0 | 93 | 90.02 | 3 | 0
2020 | NYISO_A-F_2_NEISO | NYISO_A-F | NEISO | Internal | Summer | B4 | 100 | 600 | 0 | 82.32 | 80.45 | 3 | 0
2020 | NYISO_A-F_2_NEISO | NYISO_A-F | NEISO | Internal | Summer | B5 | 200 | 600 | 0 | 71.48 | 68.48 | 3 | 0
2020 | NYISO_A-F_2_NEISO | NYISO_A-F | NEISO | Internal | Summer | B6 | 300 | 600 | 0 | 62.69 | 58.56 | 3 | 0
2020 | NYISO_A-F_2_NEISO | NYISO_A-F | NEISO | Internal | Summer | B7 | 400 | 600 | 0 | 62.69 | 58.56 | 3 | 0
2020 | NYISO_A-F_2_NEISO | NYISO_A-F | NEISO | Internal | Summer | B8 | 500 | 600 | 0 | 59.96 | 58.56 | 3 | 0
2020 | NYISO_A-F_2_NEISO | NYISO_A-F | NEISO | Internal | Summer | B9 | 800 | 600 | 0 | 59.96 | 58.56 | 3 | 0
2020 | NYISO_A-F_2_NEISO | NYISO_A-F | NEISO | Internal | Summer | B10 | 1262 | 600 | 0 | 59.96 | 58.56 | 3 | 0
2020 | NYISO_A-F_2_NEISO | NYISO_A-F | NEISO | Internal | Winter | B16 | 25 | 600 | 0 | 72.88 | 70.37 | 3 | 0
2020 | NYISO_A-F_2_NEISO | NYISO_A-F | NEISO | Internal | Winter | B17 | 100 | 600 | 0 | 66.34 | 69.05 | 3 | 0
2020 | NYISO_A-F_2_NEISO | NYISO_A-F | NEISO | Internal | Winter | B18 | 400 | 600 | 0 | 66.34 | 69.05 | 3 | 0
2020 | NYISO_A-F_2_NEISO | NYISO_A-F | NEISO | Internal | Winter | B19 | 700 | 600 | 0 | 66.34 | 69.05 | 3 | 0
2020 | NYISO_A-F_2_NEISO | NYISO_A-F | NEISO | Internal | Winter | B20 | 935 | 600 | 0 | 66.34 | 69.05 | 3 | 0
2020 | NYISO_A-F_2_NYISO_G-I | NYISO_A-F | NYISO_G-I | Internal | Shoulder | B11 | 25 | 5266 | 5266 | 64.44 | 65.57 | 0.01 | 1.12
2020 | NYISO_A-F_2_NYISO_G-I | NYISO_A-F | NYISO_G-I | Internal | Shoulder | B12 | 200 | 5266 | 5174.9 | 65.53 | 65.54 | 0.01 | 0
2020 | NYISO_A-F_2_NYISO_G-I | NYISO_A-F | NYISO_G-I | Internal | Shoulder | B13 | 600 | 5266 | 4796.73 | 62.55 | 62.56 | 0.01 | 0
2020 | NYISO_A-F_2_NYISO_G-I | NYISO_A-F | NYISO_G-I | Internal | Shoulder | B14 | 900 | 5266 | 4609.29 | 61.79 | 61.8 | 0.01 | 0
2020 | NYISO_A-F_2_NYISO_G-I | NYISO_A-F | NYISO_G-I | Internal | Shoulder | B15 | 1203 | 5266 | 2584.45 | 61.79 | 61.8 | 0.01 | 0
2020 | NYISO_A-F_2_NYISO_G-I | NYISO_A-F | NYISO_G-I | Internal | Summer | B1 | 10 | 5266 | 5266 | 104 | 289.94 | 0.01 | 185.92
2020 | NYISO_A-F_2_NYISO_G-I | NYISO_A-F | NYISO_G-I | Internal | Summer | B2 | 25 | 5266 | 5266 | 98.91 | 129.68 | 0.01 | 30.76
2020 | NYISO_A-F_2_NYISO_G-I | NYISO_A-F | NYISO_G-I | Internal | Summer | B3 | 75 | 5266 | 5194.52 | 93 | 93.02 | 0.01 | 0
2020 | NYISO_A-F_2_NYISO_G-I | NYISO_A-F | NYISO_G-I | Internal | Summer | B4 | 100 | 5266 | 5266 | 82.32 | 85.95 | 0.01 | 3.62
2020 | NYISO_A-F_2_NYISO_G-I | NYISO_A-F | NYISO_G-I | Internal | Summer | B5 | 200 | 5266 | 5266 | 71.48 | 83.43 | 0.01 | 11.94
2020 | NYISO_A-F_2_NYISO_G-I | NYISO_A-F | NYISO_G-I | Internal | Summer | B6 | 300 | 5266 | 5266 | 62.69 | 79.78 | 0.01 | 17.07
2020 | NYISO_A-F_2_NYISO_G-I | NYISO_A-F | NYISO_G-I | Internal | Summer | B7 | 400 | 5266 | 4736.82 | 62.69 | 62.71 | 0.01 | 0
2020 | NYISO_A-F_2_NYISO_G-I | NYISO_A-F | NYISO_G-I | Internal | Summer | B8 | 500 | 5266 | 5138.37 | 59.96 | 59.97 | 0.01 | 0
2020 | NYISO_A-F_2_NYISO_G-I | NYISO_A-F | NYISO_G-I | Internal | Summer | B9 | 800 | 5266 | 4845.59 | 59.96 | 59.97 | 0.01 | 0
2020 | NYISO_A-F_2_NYISO_G-I | NYISO_A-F | NYISO_G-I | Internal | Summer | B10 | 1262 | 5266 | 2894.21 | 59.96 | 59.97 | 0.01 | 0
2020 | NYISO_A-F_2_NYISO_G-I | NYISO_A-F | NYISO_G-I | Internal | Winter | B16 | 25 | 5266 | 5266 | 72.88 | 76.7 | 0.01 | 3.81
2020 | NYISO_A-F_2_NYISO_G-I | NYISO_A-F | NYISO_G-I | Internal | Winter | B17 | 100 | 5266 | 5266 | 66.34 | 72.03 | 0.01 | 5.68
2020 | NYISO_A-F_2_NYISO_G-I | NYISO_A-F | NYISO_G-I | Internal | Winter | B18 | 400 | 5266 | 5266 | 66.34 | 72.03 | 0.01 | 5.68
2020 | NYISO_A-F_2_NYISO_G-I | NYISO_A-F | NYISO_G-I | Internal | Winter | B19 | 700 | 5266 | 5266 | 66.34 | 69.72 | 0.01 | 3.37
2020 | NYISO_A-F_2_NYISO_G-I | NYISO_A-F | NYISO_G-I | Internal | Winter | B20 | 935 | 5266 | 5105.49 | 66.34 | 66.35 | 0.01 | 0
2020 | NYISO_A-F_2_PJM_ROM | NYISO_A-F | PJM_ROM | Internal | Shoulder | B11 | 25 | 1000 | 1000 | 64.44 | 87.39 | 8 | 14.95
2020 | NYISO_A-F_2_PJM_ROM | NYISO_A-F | PJM_ROM | Internal | Shoulder | B12 | 200 | 1000 | 1000 | 65.53 | 73.57 | 8 | 0.04
2020 | NYISO_A-F_2_PJM_ROM | NYISO_A-F | PJM_ROM | Internal | Shoulder | B13 | 600 | 1000 | 0 | 62.55 | 68.84 | 8 | 0
2020 | NYISO_A-F_2_PJM_ROM | NYISO_A-F | PJM_ROM | Internal | Shoulder | B14 | 900 | 1000 | 0 | 61.79 | 66.46 | 8 | 0
2020 | NYISO_A-F_2_PJM_ROM | NYISO_A-F | PJM_ROM | Internal | Shoulder | B15 | 1203 | 1000 | 0 | 61.79 | 63.77 | 8 | 0
2020 | NYISO_A-F_2_PJM_ROM | NYISO_A-F | PJM_ROM | Internal | Summer | B1 | 10 | 1000 | 93.69 | 104 | 112 | 8 | 0
2020 | NYISO_A-F_2_PJM_ROM | NYISO_A-F | PJM_ROM | Internal | Summer | B2 | 25 | 1000 | 36.8 | 98.91 | 106.91 | 8 | 0
2020 | NYISO_A-F_2_PJM_ROM | NYISO_A-F | PJM_ROM | Internal | Summer | B3 | 75 | 1000 | 1000 | 93 | 101.04 | 8 | 0.04
2020 | NYISO_A-F_2_PJM_ROM | NYISO_A-F | PJM_ROM | Internal | Summer | B4 | 100 | 1000 | 1000 | 82.32 | 101.02 | 8 | 10.7
2020 | NYISO_A-F_2_PJM_ROM | NYISO_A-F | PJM_ROM | Internal | Summer | B5 | 200 | 1000 | 1000 | 71.48 | 99.75 | 8 | 20.28
2020 | NYISO_A-F_2_PJM_ROM | NYISO_A-F | PJM_ROM | Internal | Summer | B6 | 300 | 1000 | 1000 | 62.69 | 87.79 | 8 | 17.1
2020 | NYISO_A-F_2_PJM_ROM | NYISO_A-F | PJM_ROM | Internal | Summer | B7 | 400 | 1000 | 1000 | 62.69 | 73.58 | 8 | 2.89
2020 | NYISO_A-F_2_PJM_ROM | NYISO_A-F | PJM_ROM | Internal | Summer | B8 | 500 | 1000 | 0 | 59.96 | 67.6 | 8 | 0
2020 | NYISO_A-F_2_PJM_ROM | NYISO_A-F | PJM_ROM | Internal | Summer | B9 | 800 | 1000 | 0 | 59.96 | 64.08 | 8 | 0
2020 | NYISO_A-F_2_PJM_ROM | NYISO_A-F | PJM_ROM | Internal | Summer | B10 | 1262 | 1000 | 0 | 59.96 | 61.66 | 8 | 0
2020 | NYISO_A-F_2_PJM_ROM | NYISO_A-F | PJM_ROM | Internal | Winter | B16 | 25 | 1000 | 1000 | 72.88 | 89.46 | 8 | 8.58
2020 | NYISO_A-F_2_PJM_ROM | NYISO_A-F | PJM_ROM | Internal | Winter | B17 | 100 | 1000 | 1000 | 66.34 | 76.89 | 8 | 2.55
2020 | NYISO_A-F_2_PJM_ROM | NYISO_A-F | PJM_ROM | Internal | Winter | B18 | 400 | 1000 | 0 | 66.34 | 72.87 | 8 | 0
2020 | NYISO_A-F_2_PJM_ROM | NYISO_A-F | PJM_ROM | Internal | Winter | B19 | 700 | 1000 | 0 | 66.34 | 69.51 | 8 | 0
2020 | NYISO_A-F_2_PJM_ROM | NYISO_A-F | PJM_ROM | Internal | Winter | B20 | 935 | 1000 | 0 | 66.34 | 65.31 | 8 | 0
2020 | NYISO_G-I_2_NEISO | NYISO_G-I | NEISO | Internal | Shoulder | B11 | 25 | 600 | 0 | 65.57 | 61.44 | 3 | 0
2020 | NYISO_G-I_2_NEISO | NYISO_G-I | NEISO | Internal | Shoulder | B12 | 200 | 600 | 0 | 65.54 | 61.44 | 3 | 0
2020 | NYISO_G-I_2_NEISO | NYISO_G-I | NEISO | Internal | Shoulder | B13 | 600 | 600 | 0 | 62.56 | 61.44 | 3 | 0
2020 | NYISO_G-I_2_NEISO | NYISO_G-I | NEISO | Internal | Shoulder | B14 | 900 | 600 | 0 | 61.8 | 61.44 | 3 | 0
2020 | NYISO_G-I_2_NEISO | NYISO_G-I | NEISO | Internal | Shoulder | B15 | 1203 | 600 | 0 | 61.8 | 61.44 | 3 | 0
2020 | NYISO_G-I_2_NEISO | NYISO_G-I | NEISO | Internal | Summer | B1 | 10 | 600 | 177.72 | 289.94 | 292.94 | 3 | 0
2020 | NYISO_G-I_2_NEISO | NYISO_G-I | NEISO | Internal | Summer | B2 | 25 | 600 | 0 | 129.68 | 126.7 | 3 | 0
2020 | NYISO_G-I_2_NEISO | NYISO_G-I | NEISO | Internal | Summer | B3 | 75 | 600 | 0 | 93.02 | 90.02 | 3 | 0
2020 | NYISO_G-I_2_NEISO | NYISO_G-I | NEISO | Internal | Summer | B4 | 100 | 600 | 0 | 85.95 | 80.45 | 3 | 0
2020 | NYISO_G-I_2_NEISO | NYISO_G-I | NEISO | Internal | Summer | B5 | 200 | 600 | 0 | 83.43 | 68.48 | 3 | 0
2020 | NYISO_G-I_2_NEISO | NYISO_G-I | NEISO | Internal | Summer | B6 | 300 | 600 | 0 | 79.78 | 58.56 | 3 | 0
2020 | NYISO_G-I_2_NEISO | NYISO_G-I | NEISO | Internal | Summer | B7 | 400 | 600 | 0 | 62.71 | 58.56 | 3 | 0
2020 | NYISO_G-I_2_NEISO | NYISO_G-I | NEISO | Internal | Summer | B8 | 500 | 600 | 0 | 59.97 | 58.56 | 3 | 0
2020 | NYISO_G-I_2_NEISO | NYISO_G-I | NEISO | Internal | Summer | B9 | 800 | 600 | 0 | 59.97 | 58.56 | 3 | 0
2020 | NYISO_G-I_2_NEISO | NYISO_G-I | NEISO | Internal | Summer | B10 | 1262 | 600 | 0 | 59.97 | 58.56 | 3 | 0
2020 | NYISO_G-I_2_NEISO | NYISO_G-I | NEISO | Internal | Winter | B16 | 25 | 600 | 0 | 76.7 | 70.37 | 3 | 0
2020 | NYISO_G-I_2_NEISO | NYISO_G-I | NEISO | Internal | Winter | B17 | 100 | 600 | 0 | 72.03 | 69.05 | 3 | 0
2020 | NYISO_G-I_2_NEISO | NYISO_G-I | NEISO | Internal | Winter | B18 | 400 | 600 | 0 | 72.03 | 69.05 | 3 | 0
2020 | NYISO_G-I_2_NEISO | NYISO_G-I | NEISO | Internal | Winter | B19 | 700 | 600 | 0 | 69.72 | 69.05 | 3 | 0
2020 | NYISO_G-I_2_NEISO | NYISO_G-I | NEISO | Internal | Winter | B20 | 935 | 600 | 0 | 66.35 | 69.05 | 3 | 0
2020 | NYISO_G-I_2_NYISO_A-F | NYISO_G-I | NYISO_A-F | Internal | Shoulder | B11 | 25 | 3015 | 0 | 65.57 | 64.44 | 0.01 | 0
2020 | NYISO_G-I_2_NYISO_A-F | NYISO_G-I | NYISO_A-F | Internal | Shoulder | B12 | 200 | 3015 | 0 | 65.54 | 65.53 | 0.01 | 0
2020 | NYISO_G-I_2_NYISO_A-F | NYISO_G-I | NYISO_A-F | Internal | Shoulder | B13 | 600 | 3015 | 0 | 62.56 | 62.55 | 0.01 | 0
2020 | NYISO_G-I_2_NYISO_A-F | NYISO_G-I | NYISO_A-F | Internal | Shoulder | B14 | 900 | 3015 | 0 | 61.8 | 61.79 | 0.01 | 0
2020 | NYISO_G-I_2_NYISO_A-F | NYISO_G-I | NYISO_A-F | Internal | Shoulder | B15 | 1203 | 3015 | 0 | 61.8 | 61.79 | 0.01 | 0
2020 | NYISO_G-I_2_NYISO_A-F | NYISO_G-I | NYISO_A-F | Internal | Summer | B1 | 10 | 3015 | 0 | 289.94 | 104 | 0.01 | 0
2020 | NYISO_G-I_2_NYISO_A-F | NYISO_G-I | NYISO_A-F | Internal | Summer | B2 | 25 | 3015 | 0 | 129.68 | 98.91 | 0.01 | 0
2020 | NYISO_G-I_2_NYISO_A-F | NYISO_G-I | NYISO_A-F | Internal | Summer | B3 | 75 | 3015 | 0 | 93.02 | 93 | 0.01 | 0
2020 | NYISO_G-I_2_NYISO_A-F | NYISO_G-I | NYISO_A-F | Internal | Summer | B4 | 100 | 3015 | 0 | 85.95 | 82.32 | 0.01 | 0
2020 | NYISO_G-I_2_NYISO_A-F | NYISO_G-I | NYISO_A-F | Internal | Summer | B5 | 200 | 3015 | 0 | 83.43 | 71.48 | 0.01 | 0
2020 | NYISO_G-I_2_NYISO_A-F | NYISO_G-I | NYISO_A-F | Internal | Summer | B6 | 300 | 3015 | 0 | 79.78 | 62.69 | 0.01 | 0
2020 | NYISO_G-I_2_NYISO_A-F | NYISO_G-I | NYISO_A-F | Internal | Summer | B7 | 400 | 3015 | 0 | 62.71 | 62.69 | 0.01 | 0
2020 | NYISO_G-I_2_NYISO_A-F | NYISO_G-I | NYISO_A-F | Internal | Summer | B8 | 500 | 3015 | 0 | 59.97 | 59.96 | 0.01 | 0
2020 | NYISO_G-I_2_NYISO_A-F | NYISO_G-I | NYISO_A-F | Internal | Summer | B9 | 800 | 3015 | 0 | 59.97 | 59.96 | 0.01 | 0
2020 | NYISO_G-I_2_NYISO_A-F | NYISO_G-I | NYISO_A-F | Internal | Summer | B10 | 1262 | 3015 | 0 | 59.97 | 59.96 | 0.01 | 0
2020 | NYISO_G-I_2_NYISO_A-F | NYISO_G-I | NYISO_A-F | Internal | Winter | B16 | 25 | 3015 | 0 | 76.7 | 72.88 | 0.01 | 0
2020 | NYISO_G-I_2_NYISO_A-F | NYISO_G-I | NYISO_A-F | Internal | Winter | B17 | 100 | 3015 | 0 | 72.03 | 66.34 | 0.01 | 0
2020 | NYISO_G-I_2_NYISO_A-F | NYISO_G-I | NYISO_A-F | Internal | Winter | B18 | 400 | 3015 | 0 | 72.03 | 66.34 | 0.01 | 0
2020 | NYISO_G-I_2_NYISO_A-F | NYISO_G-I | NYISO_A-F | Internal | Winter | B19 | 700 | 3015 | 0 | 69.72 | 66.34 | 0.01 | 0
2020 | NYISO_G-I_2_NYISO_A-F | NYISO_G-I | NYISO_A-F | Internal | Winter | B20 | 935 | 3015 | 0 | 66.35 | 66.34 | 0.01 | 0
2020 | NYISO_G-I_2_NYISO_J-K | NYISO_G-I | NYISO_J-K | Internal | Shoulder | B11 | 25 | 6130 | 4497.46 | 65.57 | 65.58 | 0.01 | 0
2020 | NYISO_G-I_2_NYISO_J-K | NYISO_G-I | NYISO_J-K | Internal | Shoulder | B12 | 200 | 6130 | 4466.06 | 65.54 | 65.56 | 0.01 | 0
2020 | NYISO_G-I_2_NYISO_J-K | NYISO_G-I | NYISO_J-K | Internal | Shoulder | B13 | 600 | 6130 | 4927.2 | 62.56 | 62.57 | 0.01 | 0
2020 | NYISO_G-I_2_NYISO_J-K | NYISO_G-I | NYISO_J-K | Internal | Shoulder | B14 | 900 | 6130 | 4227.61 | 61.8 | 61.81 | 0.01 | 0
2020 | NYISO_G-I_2_NYISO_J-K | NYISO_G-I | NYISO_J-K | Internal | Shoulder | B15 | 1203 | 6130 | 2612.79 | 61.8 | 61.81 | 0.01 | 0
2020 | NYISO_G-I_2_NYISO_J-K | NYISO_G-I | NYISO_J-K | Internal | Summer | B1 | 10 | 6130 | 5060.96 | 289.94 | 289.95 | 0.01 | 0
2020 | NYISO_G-I_2_NYISO_J-K | NYISO_G-I | NYISO_J-K | Internal | Summer | B2 | 25 | 6130 | 5324.25 | 129.68 | 129.7 | 0.01 | 0
2020 | NYISO_G-I_2_NYISO_J-K | NYISO_G-I | NYISO_J-K | Internal | Summer | B3 | 75 | 6130 | 4202.02 | 93.02 | 93.03 | 0.01 | 0
2020 | NYISO_G-I_2_NYISO_J-K | NYISO_G-I | NYISO_J-K | Internal | Summer | B4 | 100 | 6130 | 4559.15 | 85.95 | 85.96 | 0.01 | 0
2020 | NYISO_G-I_2_NYISO_J-K | NYISO_G-I | NYISO_J-K | Internal | Summer | B5 | 200 | 6130 | 4688.74 | 83.43 | 83.44 | 0.01 | 0
2020 | NYISO_G-I_2_NYISO_J-K | NYISO_G-I | NYISO_J-K | Internal | Summer | B6 | 300 | 6130 | 5088.51 | 79.78 | 79.79 | 0.01 | 0
2020 | NYISO_G-I_2_NYISO_J-K | NYISO_G-I | NYISO_J-K | Internal | Summer | B7 | 400 | 6130 | 4504.88 | 62.71 | 62.72 | 0.01 | 0
2020 | NYISO_G-I_2_NYISO_J-K | NYISO_G-I | NYISO_J-K | Internal | Summer | B8 | 500 | 6130 | 5929.4 | 59.97 | 59.98 | 0.01 | 0
2020 | NYISO_G-I_2_NYISO_J-K | NYISO_G-I | NYISO_J-K | Internal | Summer | B9 | 800 | 6130 | 5096.38 | 59.97 | 59.98 | 0.01 | 0
2020 | NYISO_G-I_2_NYISO_J-K | NYISO_G-I | NYISO_J-K | Internal | Summer | B10 | 1262 | 6130 | 3373.94 | 59.97 | 59.98 | 0.01 | 0
2020 | NYISO_G-I_2_NYISO_J-K | NYISO_G-I | NYISO_J-K | Internal | Winter | B16 | 25 | 6130 | 5035.37 | 76.7 | 76.71 | 0.01 | 0
2020 | NYISO_G-I_2_NYISO_J-K | NYISO_G-I | NYISO_J-K | Internal | Winter | B17 | 100 | 6130 | 6038.88 | 72.03 | 72.05 | 0.01 | 0
2020 | NYISO_G-I_2_NYISO_J-K | NYISO_G-I | NYISO_J-K | Internal | Winter | B18 | 400 | 6130 | 6103.49 | 72.03 | 72.05 | 0.01 | 0
2020 | NYISO_G-I_2_NYISO_J-K | NYISO_G-I | NYISO_J-K | Internal | Winter | B19 | 700 | 6130 | 6130 | 69.72 | 72.05 | 0.01 | 2.32
2020 | NYISO_G-I_2_NYISO_J-K | NYISO_G-I | NYISO_J-K | Internal | Winter | B20 | 935 | 6130 | 5432.21 | 66.35 | 66.36 | 0.01 | 0
2020 | NYISO_G-I_2_PJM_E | NYISO_G-I | PJM_E | Internal | Shoulder | B11 | 25 | 1500 | 1500 | 65.57 | 87.37 | 8 | 13.81
2020 | NYISO_G-I_2_PJM_E | NYISO_G-I | PJM_E | Internal | Shoulder | B12 | 200 | 1500 | 1500 | 65.54 | 73.56 | 8 | 0.01
2020 | NYISO_G-I_2_PJM_E | NYISO_G-I | PJM_E | Internal | Shoulder | B13 | 600 | 1500 | 0 | 62.56 | 68.83 | 8 | 0
2020 | NYISO_G-I_2_PJM_E | NYISO_G-I | PJM_E | Internal | Shoulder | B14 | 900 | 1500 | 0 | 61.8 | 66.45 | 8 | 0
2020 | NYISO_G-I_2_PJM_E | NYISO_G-I | PJM_E | Internal | Shoulder | B15 | 1203 | 1500 | 0 | 61.8 | 63.76 | 8 | 0
2020 | NYISO_G-I_2_PJM_E | NYISO_G-I | PJM_E | Internal | Summer | B1 | 10 | 1500 | 0 | 289.94 | 112.02 | 8 | 0
2020 | NYISO_G-I_2_PJM_E | NYISO_G-I | PJM_E | Internal | Summer | B2 | 25 | 1500 | 0 | 129.68 | 106.92 | 8 | 0
2020 | NYISO_G-I_2_PJM_E | NYISO_G-I | PJM_E | Internal | Summer | B3 | 75 | 1500 | 1500 | 93.02 | 101.03 | 8 | 0.01
2020 | NYISO_G-I_2_PJM_E | NYISO_G-I | PJM_E | Internal | Summer | B4 | 100 | 1500 | 1500 | 85.95 | 101 | 8 | 7.05
2020 | NYISO_G-I_2_PJM_E | NYISO_G-I | PJM_E | Internal | Summer | B5 | 200 | 1500 | 1500 | 83.43 | 99.74 | 8 | 8.31
2020 | NYISO_G-I_2_PJM_E | NYISO_G-I | PJM_E | Internal | Summer | B6 | 300 | 1500 | 1284.83 | 79.78 | 87.78 | 8 | 0
2020 | NYISO_G-I_2_PJM_E | NYISO_G-I | PJM_E | Internal | Summer | B7 | 400 | 1500 | 1500 | 62.71 | 73.57 | 8 | 2.86
2020 | NYISO_G-I_2_PJM_E | NYISO_G-I | PJM_E | Internal | Summer | B8 | 500 | 1500 | 0 | 59.97 | 67.59 | 8 | 0
2020 | NYISO_G-I_2_PJM_E | NYISO_G-I | PJM_E | Internal | Summer | B9 | 800 | 1500 | 0 | 59.97 | 64.06 | 8 | 0
2020 | NYISO_G-I_2_PJM_E | NYISO_G-I | PJM_E | Internal | Summer | B10 | 1262 | 1500 | 0 | 59.97 | 61.65 | 8 | 0
2020 | NYISO_G-I_2_PJM_E | NYISO_G-I | PJM_E | Internal | Winter | B16 | 25 | 1500 | 1500 | 76.7 | 89.45 | 8 | 4.75
2020 | NYISO_G-I_2_PJM_E | NYISO_G-I | PJM_E | Internal | Winter | B17 | 100 | 1500 | 0 | 72.03 | 76.88 | 8 | 0
2020 | NYISO_G-I_2_PJM_E | NYISO_G-I | PJM_E | Internal | Winter | B18 | 400 | 1500 | 0 | 72.03 | 72.85 | 8 | 0
2020 | NYISO_G-I_2_PJM_E | NYISO_G-I | PJM_E | Internal | Winter | B19 | 700 | 1500 | 0 | 69.72 | 69.5 | 8 | 0
2020 | NYISO_G-I_2_PJM_E | NYISO_G-I | PJM_E | Internal | Winter | B20 | 935 | 1500 | 0 | 66.35 | 65.3 | 8 | 0
2020 | NYISO_J-K_2_NEISO | NYISO_J-K | NEISO | Internal | Shoulder | B11 | 25 | 608 | 0 | 65.58 | 61.44 | 3 | 0
2020 | NYISO_J-K_2_NEISO | NYISO_J-K | NEISO | Internal | Shoulder | B12 | 200 | 608 | 0 | 65.56 | 61.44 | 3 | 0
2020 | NYISO_J-K_2_NEISO | NYISO_J-K | NEISO | Internal | Shoulder | B13 | 600 | 608 | 0 | 62.57 | 61.44 | 3 | 0
2020 | NYISO_J-K_2_NEISO | NYISO_J-K | NEISO | Internal | Shoulder | B14 | 900 | 608 | 0 | 61.81 | 61.44 | 3 | 0
2020 | NYISO_J-K_2_NEISO | NYISO_J-K | NEISO | Internal | Shoulder | B15 | 1203 | 608 | 0 | 61.81 | 61.44 | 3 | 0
2020 | NYISO_J-K_2_NEISO | NYISO_J-K | NEISO | Internal | Summer | B1 | 10 | 608 | 0.03 | 289.95 | 292.94 | 3 | 0
2020 | NYISO_J-K_2_NEISO | NYISO_J-K | NEISO | Internal | Summer | B2 | 25 | 608 | 0 | 129.7 | 126.7 | 3 | 0
2020 | NYISO_J-K_2_NEISO | NYISO_J-K | NEISO | Internal | Summer | B3 | 75 | 608 | 0 | 93.03 | 90.02 | 3 | 0
2020 | NYISO_J-K_2_NEISO | NYISO_J-K | NEISO | Internal | Summer | B4 | 100 | 608 | 0 | 85.96 | 80.45 | 3 | 0
2020 | NYISO_J-K_2_NEISO | NYISO_J-K | NEISO | Internal | Summer | B5 | 200 | 608 | 0 | 83.44 | 68.48 | 3 | 0
2020 | NYISO_J-K_2_NEISO | NYISO_J-K | NEISO | Internal | Summer | B6 | 300 | 608 | 0 | 79.79 | 58.56 | 3 | 0
2020 | NYISO_J-K_2_NEISO | NYISO_J-K | NEISO | Internal | Summer | B7 | 400 | 608 | 0 | 62.72 | 58.56 | 3 | 0
2020 | NYISO_J-K_2_NEISO | NYISO_J-K | NEISO | Internal | Summer | B8 | 500 | 608 | 0 | 59.98 | 58.56 | 3 | 0
2020 | NYISO_J-K_2_NEISO | NYISO_J-K | NEISO | Internal | Summer | B9 | 800 | 608 | 0 | 59.98 | 58.56 | 3 | 0
2020 | NYISO_J-K_2_NEISO | NYISO_J-K | NEISO | Internal | Summer | B10 | 1262 | 608 | 0 | 59.98 | 58.56 | 3 | 0
2020 | NYISO_J-K_2_NEISO | NYISO_J-K | NEISO | Internal | Winter | B16 | 25 | 608 | 0 | 76.71 | 70.37 | 3 | 0
2020 | NYISO_J-K_2_NEISO | NYISO_J-K | NEISO | Internal | Winter | B17 | 100 | 608 | 0 | 72.05 | 69.05 | 3 | 0
2020 | NYISO_J-K_2_NEISO | NYISO_J-K | NEISO | Internal | Winter | B18 | 400 | 608 | 0 | 72.05 | 69.05 | 3 | 0
2020 | NYISO_J-K_2_NEISO | NYISO_J-K | NEISO | Internal | Winter | B19 | 700 | 608 | 0 | 72.05 | 69.05 | 3 | 0
2020 | NYISO_J-K_2_NEISO | NYISO_J-K | NEISO | Internal | Winter | B20 | 935 | 608 | 0 | 66.36 | 69.05 | 3 | 0
2020 | NYISO_J-K_2_NYISO_G-I | NYISO_J-K | NYISO_G-I | Internal | Shoulder | B11 | 25 | 1999 | 0 | 65.58 | 65.57 | 0.01 | 0
2020 | NYISO_J-K_2_NYISO_G-I | NYISO_J-K | NYISO_G-I | Internal | Shoulder | B12 | 200 | 1999 | 0 | 65.56 | 65.54 | 0.01 | 0
2020 | NYISO_J-K_2_NYISO_G-I | NYISO_J-K | NYISO_G-I | Internal | Shoulder | B13 | 600 | 1999 | 0 | 62.57 | 62.56 | 0.01 | 0
2020 | NYISO_J-K_2_NYISO_G-I | NYISO_J-K | NYISO_G-I | Internal | Shoulder | B14 | 900 | 1999 | 0 | 61.81 | 61.8 | 0.01 | 0
2020 | NYISO_J-K_2_NYISO_G-I | NYISO_J-K | NYISO_G-I | Internal | Shoulder | B15 | 1203 | 1999 | 0 | 61.81 | 61.8 | 0.01 | 0
2020 | NYISO_J-K_2_NYISO_G-I | NYISO_J-K | NYISO_G-I | Internal | Summer | B1 | 10 | 1999 | 0.01 | 289.95 | 289.94 | 0.01 | 0
2020 | NYISO_J-K_2_NYISO_G-I | NYISO_J-K | NYISO_G-I | Internal | Summer | B2 | 25 | 1999 | 0 | 129.7 | 129.68 | 0.01 | 0
2020 | NYISO_J-K_2_NYISO_G-I | NYISO_J-K | NYISO_G-I | Internal | Summer | B3 | 75 | 1999 | 0 | 93.03 | 93.02 | 0.01 | 0
2020 | NYISO_J-K_2_NYISO_G-I | NYISO_J-K | NYISO_G-I | Internal | Summer | B4 | 100 | 1999 | 0 | 85.96 | 85.95 | 0.01 | 0
2020 | NYISO_J-K_2_NYISO_G-I | NYISO_J-K | NYISO_G-I | Internal | Summer | B5 | 200 | 1999 | 0 | 83.44 | 83.43 | 0.01 | 0
2020 | NYISO_J-K_2_NYISO_G-I | NYISO_J-K | NYISO_G-I | Internal | Summer | B6 | 300 | 1999 | 0 | 79.79 | 79.78 | 0.01 | 0
2020 | NYISO_J-K_2_NYISO_G-I | NYISO_J-K | NYISO_G-I | Internal | Summer | B7 | 400 | 1999 | 0 | 62.72 | 62.71 | 0.01 | 0
2020 | NYISO_J-K_2_NYISO_G-I | NYISO_J-K | NYISO_G-I | Internal | Summer | B8 | 500 | 1999 | 0 | 59.98 | 59.97 | 0.01 | 0
2020 | NYISO_J-K_2_NYISO_G-I | NYISO_J-K | NYISO_G-I | Internal | Summer | B9 | 800 | 1999 | 0 | 59.98 | 59.97 | 0.01 | 0
2020 | NYISO_J-K_2_NYISO_G-I | NYISO_J-K | NYISO_G-I | Internal | Summer | B10 | 1262 | 1999 | 0 | 59.98 | 59.97 | 0.01 | 0
2020 | NYISO_J-K_2_NYISO_G-I | NYISO_J-K | NYISO_G-I | Internal | Winter | B16 | 25 | 1999 | 0 | 76.71 | 76.7 | 0.01 | 0
2020 | NYISO_J-K_2_NYISO_G-I | NYISO_J-K | NYISO_G-I | Internal | Winter | B17 | 100 | 1999 | 0 | 72.05 | 72.03 | 0.01 | 0
2020 | NYISO_J-K_2_NYISO_G-I | NYISO_J-K | NYISO_G-I | Internal | Winter | B18 | 400 | 1999 | 0 | 72.05 | 72.03 | 0.01 | 0
2020 | NYISO_J-K_2_NYISO_G-I | NYISO_J-K | NYISO_G-I | Internal | Winter | B19 | 700 | 1999 | 0 | 72.05 | 69.72 | 0.01 | 0
2020 | NYISO_J-K_2_NYISO_G-I | NYISO_J-K | NYISO_G-I | Internal | Winter | B20 | 935 | 1999 | 0 | 66.36 | 66.35 | 0.01 | 0
2020 | NYISO_J-K_2_PJM_E | NYISO_J-K | PJM_E | Internal | Shoulder | B11 | 25 | 330 | 330 | 65.58 | 87.37 | 8 | 13.8
2020 | NYISO_J-K_2_PJM_E | NYISO_J-K | PJM_E | Internal | Shoulder | B12 | 200 | 330 | 303.87 | 65.56 | 73.56 | 8 | 0
2020 | NYISO_J-K_2_PJM_E | NYISO_J-K | PJM_E | Internal | Shoulder | B13 | 600 | 330 | 0 | 62.57 | 68.83 | 8 | 0
2020 | NYISO_J-K_2_PJM_E | NYISO_J-K | PJM_E | Internal | Shoulder | B14 | 900 | 330 | 0 | 61.81 | 66.45 | 8 | 0
2020 | NYISO_J-K_2_PJM_E | NYISO_J-K | PJM_E | Internal | Shoulder | B15 | 1203 | 330 | 0 | 61.81 | 63.76 | 8 | 0
2020 | NYISO_J-K_2_PJM_E | NYISO_J-K | PJM_E | Internal | Summer | B1 | 10 | 330 | 0 | 289.95 | 112.02 | 8 | 0
2020 | NYISO_J-K_2_PJM_E | NYISO_J-K | PJM_E | Internal | Summer | B2 | 25 | 330 | 0 | 129.7 | 106.92 | 8 | 0
2020 | NYISO_J-K_2_PJM_E | NYISO_J-K | PJM_E | Internal | Summer | B3 | 75 | 330 | 118.65 | 93.03 | 101.03 | 8 | 0
2020 | NYISO_J-K_2_PJM_E | NYISO_J-K | PJM_E | Internal | Summer | B4 | 100 | 330 | 330 | 85.96 | 101 | 8 | 7.04
2020 | NYISO_J-K_2_PJM_E | NYISO_J-K | PJM_E | Internal | Summer | B5 | 200 | 330 | 330 | 83.44 | 99.74 | 8 | 8.3
2020 | NYISO_J-K_2_PJM_E | NYISO_J-K | PJM_E | Internal | Summer | B6 | 300 | 330 | 0 | 79.79 | 87.78 | 8 | 0
2020 | NYISO_J-K_2_PJM_E | NYISO_J-K | PJM_E | Internal | Summer | B7 | 400 | 330 | 330 | 62.72 | 73.57 | 8 | 2.85
2020 | NYISO_J-K_2_PJM_E | NYISO_J-K | PJM_E | Internal | Summer | B8 | 500 | 330 | 0 | 59.98 | 67.59 | 8 | 0
2020 | NYISO_J-K_2_PJM_E | NYISO_J-K | PJM_E | Internal | Summer | B9 | 800 | 330 | 0 | 59.98 | 64.06 | 8 | 0
2020 | NYISO_J-K_2_PJM_E | NYISO_J-K | PJM_E | Internal | Summer | B10 | 1262 | 330 | 0 | 59.98 | 61.65 | 8 | 0
2020 | NYISO_J-K_2_PJM_E | NYISO_J-K | PJM_E | Internal | Winter | B16 | 25 | 330 | 330 | 76.71 | 89.45 | 8 | 4.74
2020 | NYISO_J-K_2_PJM_E | NYISO_J-K | PJM_E | Internal | Winter | B17 | 100 | 330 | 0 | 72.05 | 76.88 | 8 | 0
2020 | NYISO_J-K_2_PJM_E | NYISO_J-K | PJM_E | Internal | Winter | B18 | 400 | 330 | 0 | 72.05 | 72.85 | 8 | 0
2020 | NYISO_J-K_2_PJM_E | NYISO_J-K | PJM_E | Internal | Winter | B19 | 700 | 330 | 0 | 72.05 | 69.5 | 8 | 0
2020 | NYISO_J-K_2_PJM_E | NYISO_J-K | PJM_E | Internal | Winter | B20 | 935 | 330 | 0 | 66.36 | 65.3 | 8 | 0
2020 | PJM_E_2_NYISO_G-I | PJM_E | NYISO_G-I | Internal | Shoulder | B11 | 25 | 500 | 0 | 87.37 | 65.57 | 6 | 0
2020 | PJM_E_2_NYISO_G-I | PJM_E | NYISO_G-I | Internal | Shoulder | B12 | 200 | 500 | 0 | 73.56 | 65.54 | 6 | 0
2020 | PJM_E_2_NYISO_G-I | PJM_E | NYISO_G-I | Internal | Shoulder | B13 | 600 | 500 | 0 | 68.83 | 62.56 | 6 | 0
2020 | PJM_E_2_NYISO_G-I | PJM_E | NYISO_G-I | Internal | Shoulder | B14 | 900 | 500 | 0 | 66.45 | 61.8 | 6 | 0
2020 | PJM_E_2_NYISO_G-I | PJM_E | NYISO_G-I | Internal | Shoulder | B15 | 1203 | 500 | 0 | 63.76 | 61.8 | 6 | 0
2020 | PJM_E_2_NYISO_G-I | PJM_E | NYISO_G-I | Internal | Summer | B1 | 10 | 500 | 500 | 112.02 | 289.94 | 6 | 171.92
2020 | PJM_E_2_NYISO_G-I | PJM_E | NYISO_G-I | Internal | Summer | B2 | 25 | 500 | 500 | 106.92 | 129.68 | 6 | 16.76
2020 | PJM_E_2_NYISO_G-I | PJM_E | NYISO_G-I | Internal | Summer | B3 | 75 | 500 | 0 | 101.03 | 93.02 | 6 | 0
2020 | PJM_E_2_NYISO_G-I | PJM_E | NYISO_G-I | Internal | Summer | B4 | 100 | 500 | 0 | 101 | 85.95 | 6 | 0
2020 | PJM_E_2_NYISO_G-I | PJM_E | NYISO_G-I | Internal | Summer | B5 | 200 | 500 | 0 | 99.74 | 83.43 | 6 | 0
2020 | PJM_E_2_NYISO_G-I | PJM_E | NYISO_G-I | Internal | Summer | B6 | 300 | 500 | 0 | 87.78 | 79.78 | 6 | 0
2020 | PJM_E_2_NYISO_G-I | PJM_E | NYISO_G-I | Internal | Summer | B7 | 400 | 500 | 0 | 73.57 | 62.71 | 6 | 0
2020 | PJM_E_2_NYISO_G-I | PJM_E | NYISO_G-I | Internal | Summer | B8 | 500 | 500 | 0 | 67.59 | 59.97 | 6 | 0
2020 | PJM_E_2_NYISO_G-I | PJM_E | NYISO_G-I | Internal | Summer | B9 | 800 | 500 | 0 | 64.06 | 59.97 | 6 | 0
2020 | PJM_E_2_NYISO_G-I | PJM_E | NYISO_G-I | Internal | Summer | B10 | 1262 | 500 | 0 | 61.65 | 59.97 | 6 | 0
2020 | PJM_E_2_NYISO_G-I | PJM_E | NYISO_G-I | Internal | Winter | B16 | 25 | 500 | 0 | 89.45 | 76.7 | 6 | 0
2020 | PJM_E_2_NYISO_G-I | PJM_E | NYISO_G-I | Internal | Winter | B17 | 100 | 500 | 0 | 76.88 | 72.03 | 6 | 0
2020 | PJM_E_2_NYISO_G-I | PJM_E | NYISO_G-I | Internal | Winter | B18 | 400 | 500 | 0 | 72.85 | 72.03 | 6 | 0
2020 | PJM_E_2_NYISO_G-I | PJM_E | NYISO_G-I | Internal | Winter | B19 | 700 | 500 | 0 | 69.5 | 69.72 | 6 | 0
2020 | PJM_E_2_NYISO_G-I | PJM_E | NYISO_G-I | Internal | Winter | B20 | 935 | 500 | 0 | 65.3 | 66.35 | 6 | 0
2020 | PJM_E_2_NYISO_J-K | PJM_E | NYISO_J-K | Internal | Shoulder | B11 | 25 | 330 | 0 | 87.37 | 65.58 | 6 | 0
2020 | PJM_E_2_NYISO_J-K | PJM_E | NYISO_J-K | Internal | Shoulder | B12 | 200 | 330 | 0 | 73.56 | 65.56 | 6 | 0
2020 | PJM_E_2_NYISO_J-K | PJM_E | NYISO_J-K | Internal | Shoulder | B13 | 600 | 330 | 0 | 68.83 | 62.57 | 6 | 0
2020 | PJM_E_2_NYISO_J-K | PJM_E | NYISO_J-K | Internal | Shoulder | B14 | 900 | 330 | 0 | 66.45 | 61.81 | 6 | 0
2020 | PJM_E_2_NYISO_J-K | PJM_E | NYISO_J-K | Internal | Shoulder | B15 | 1203 | 330 | 0 | 63.76 | 61.81 | 6 | 0
2020 | PJM_E_2_NYISO_J-K | PJM_E | NYISO_J-K | Internal | Summer | B1 | 10 | 330 | 330 | 112.02 | 289.95 | 6 | 171.94
2020 | PJM_E_2_NYISO_J-K | PJM_E | NYISO_J-K | Internal | Summer | B2 | 25 | 330 | 330 | 106.92 | 129.7 | 6 | 16.77
2020 | PJM_E_2_NYISO_J-K | PJM_E | NYISO_J-K | Internal | Summer | B3 | 75 | 330 | 0 | 101.03 | 93.03 | 6 | 0
2020 | PJM_E_2_NYISO_J-K | PJM_E | NYISO_J-K | Internal | Summer | B4 | 100 | 330 | 0 | 101 | 85.96 | 6 | 0
2020 | PJM_E_2_NYISO_J-K | PJM_E | NYISO_J-K | Internal | Summer | B5 | 200 | 330 | 0 | 99.74 | 83.44 | 6 | 0
2020 | PJM_E_2_NYISO_J-K | PJM_E | NYISO_J-K | Internal | Summer | B6 | 300 | 330 | 0 | 87.78 | 79.79 | 6 | 0
2020 | PJM_E_2_NYISO_J-K | PJM_E | NYISO_J-K | Internal | Summer | B7 | 400 | 330 | 0 | 73.57 | 62.72 | 6 | 0
2020 | PJM_E_2_NYISO_J-K | PJM_E | NYISO_J-K | Internal | Summer | B8 | 500 | 330 | 0 | 67.59 | 59.98 | 6 | 0
2020 | PJM_E_2_NYISO_J-K | PJM_E | NYISO_J-K | Internal | Summer | B9 | 800 | 330 | 0 | 64.06 | 59.98 | 6 | 0
2020 | PJM_E_2_NYISO_J-K | PJM_E | NYISO_J-K | Internal | Summer | B10 | 1262 | 330 | 0 | 61.65 | 59.98 | 6 | 0
2020 | PJM_E_2_NYISO_J-K | PJM_E | NYISO_J-K | Internal | Winter | B16 | 25 | 330 | 0 | 89.45 | 76.71 | 6 | 0
2020 | PJM_E_2_NYISO_J-K | PJM_E | NYISO_J-K | Internal | Winter | B17 | 100 | 330 | 0 | 76.88 | 72.05 | 6 | 0
2020 | PJM_E_2_NYISO_J-K | PJM_E | NYISO_J-K | Internal | Winter | B18 | 400 | 330 | 0 | 72.85 | 72.05 | 6 | 0
2020 | PJM_E_2_NYISO_J-K | PJM_E | NYISO_J-K | Internal | Winter | B19 | 700 | 330 | 0 | 69.5 | 72.05 | 6 | 0
2020 | PJM_E_2_NYISO_J-K | PJM_E | NYISO_J-K | Internal | Winter | B20 | 935 | 330 | 0 | 65.3 | 66.36 | 6 | 0
2020 | PJM_E_2_PJM_ROM | PJM_E | PJM_ROM | Internal | Shoulder | B11 | 25 | 8000 | 6152.61 | 87.37 | 87.39 | 0.01 | 0
2020 | PJM_E_2_PJM_ROM | PJM_E | PJM_ROM | Internal | Shoulder | B12 | 200 | 8000 | 5567.94 | 73.56 | 73.57 | 0.01 | 0
2020 | PJM_E_2_PJM_ROM | PJM_E | PJM_ROM | Internal | Shoulder | B13 | 600 | 8000 | 4419.6 | 68.83 | 68.84 | 0.01 | 0
2020 | PJM_E_2_PJM_ROM | PJM_E | PJM_ROM | Internal | Shoulder | B14 | 900 | 8000 | 2545.08 | 66.45 | 66.46 | 0.01 | 0
2020 | PJM_E_2_PJM_ROM | PJM_E | PJM_ROM | Internal | Shoulder | B15 | 1203 | 8000 | 729.81 | 63.76 | 63.77 | 0.01 | 0
2020 | PJM_E_2_PJM_ROM | PJM_E | PJM_ROM | Internal | Summer | B1 | 10 | 8000 | 0.01 | 112.02 | 112 | 0.01 | 0
2020 | PJM_E_2_PJM_ROM | PJM_E | PJM_ROM | Internal | Summer | B2 | 25 | 8000 | 0 | 106.92 | 106.91 | 0.01 | 0
2020 | PJM_E_2_PJM_ROM | PJM_E | PJM_ROM | Internal | Summer | B3 | 75 | 8000 | 3134.42 | 101.03 | 101.04 | 0.01 | 0
2020 | PJM_E_2_PJM_ROM | PJM_E | PJM_ROM | Internal | Summer | B4 | 100 | 8000 | 5103.28 | 101 | 101.02 | 0.01 | 0
2020 | PJM_E_2_PJM_ROM | PJM_E | PJM_ROM | Internal | Summer | B5 | 200 | 8000 | 6039.15 | 99.74 | 99.75 | 0.01 | 0
2020 | PJM_E_2_PJM_ROM | PJM_E | PJM_ROM | Internal | Summer | B6 | 300 | 8000 | 4558.15 | 87.78 | 87.79 | 0.01 | 0
2020 | PJM_E_2_PJM_ROM | PJM_E | PJM_ROM | Internal | Summer | B7 | 400 | 8000 | 5129.04 | 73.57 | 73.58 | 0.01 | 0
2020 | PJM_E_2_PJM_ROM | PJM_E | PJM_ROM | Internal | Summer | B8 | 500 | 8000 | 4686.85 | 67.59 | 67.6 | 0.01 | 0
2020 | PJM_E_2_PJM_ROM | PJM_E | PJM_ROM | Internal | Summer | B9 | 800 | 8000 | 3178.9 | 64.06 | 64.08 | 0.01 | 0
2020 | PJM_E_2_PJM_ROM | PJM_E | PJM_ROM | Internal | Summer | B10 | 1262 | 8000 | 1193.7 | 61.65 | 61.66 | 0.01 | 0
2020 | PJM_E_2_PJM_ROM | PJM_E | PJM_ROM | Internal | Winter | B16 | 25 | 8000 | 3383.16 | 89.45 | 89.46 | 0.01 | 0
2020 | PJM_E_2_PJM_ROM | PJM_E | PJM_ROM | Internal | Winter | B17 | 100 | 8000 | 1827.59 | 76.88 | 76.89 | 0.01 | 0
2020 | PJM_E_2_PJM_ROM | PJM_E | PJM_ROM | Internal | Winter | B18 | 400 | 8000 | 78.58 | 72.85 | 72.87 | 0.01 | 0
2020 | PJM_E_2_PJM_ROM | PJM_E | PJM_ROM | Internal | Winter | B19 | 700 | 8000 | 111.38 | 69.5 | 69.51 | 0.01 | 0
2020 | PJM_E_2_PJM_ROM | PJM_E | PJM_ROM | Internal | Winter | B20 | 935 | 8000 | 495.62 | 65.3 | 65.31 | 0.01 | 0
2020 | PJM_ROR_2_MISO_IN | PJM_ROR | MISO_IN | Internal | Shoulder | B11 | 25 | 909 | 0 | 87.4 | 85.39 | 2 | 0
2020 | PJM_ROR_2_MISO_IN | PJM_ROR | MISO_IN | Internal | Shoulder | B12 | 200 | 909 | 0 | 73.58 | 71.58 | 2 | 0
2020 | PJM_ROR_2_MISO_IN | PJM_ROR | MISO_IN | Internal | Shoulder | B13 | 600 | 909 | 0 | 68.83 | 66.81 | 2 | 0
2020 | PJM_ROR_2_MISO_IN | PJM_ROR | MISO_IN | Internal | Shoulder | B14 | 900 | 909 | 0 | 66.45 | 64.43 | 2 | 0
2020 | PJM_ROR_2_MISO_IN | PJM_ROR | MISO_IN | Internal | Shoulder | B15 | 1203 | 909 | 0 | 63.76 | 61.76 | 2 | 0
2020 | PJM_ROR_2_MISO_IN | PJM_ROR | MISO_IN | Internal | Summer | B1 | 10 | 909 | 0 | 111.99 | 105.41 | 2 | 0
2020 | PJM_ROR_2_MISO_IN | PJM_ROR | MISO_IN | Internal | Summer | B2 | 25 | 909 | 0 | 106.9 | 104.88 | 2 | 0
2020 | PJM_ROR_2_MISO_IN | PJM_ROR | MISO_IN | Internal | Summer | B3 | 75 | 909 | 0 | 101.03 | 100.34 | 2 | 0
2020 | PJM_ROR_2_MISO_IN | PJM_ROR | MISO_IN | Internal | Summer | B4 | 100 | 909 | 0 | 101.03 | 99.03 | 2 | 0
2020 | PJM_ROR_2_MISO_IN | PJM_ROR | MISO_IN | Internal | Summer | B5 | 200 | 909 | 0 | 99.76 | 97.75 | 2 | 0
2020 | PJM_ROR_2_MISO_IN | PJM_ROR | MISO_IN | Internal | Summer | B6 | 300 | 909 | 0 | 87.8 | 84.59 | 2 | 0
2020 | PJM_ROR_2_MISO_IN | PJM_ROR | MISO_IN | Internal | Summer | B7 | 400 | 909 | 0 | 73.59 | 71.58 | 2 | 0
2020 | PJM_ROR_2_MISO_IN | PJM_ROR | MISO_IN | Internal | Summer | B8 | 500 | 909 | 0 | 67.59 | 65.26 | 2 | 0
2020 | PJM_ROR_2_MISO_IN | PJM_ROR | MISO_IN | Internal | Summer | B9 | 800 | 909 | 0 | 64.06 | 62.05 | 2 | 0
2020 | PJM_ROR_2_MISO_IN | PJM_ROR | MISO_IN | Internal | Summer | B10 | 1262 | 909 | 0 | 61.65 | 60.75 | 2 | 0
2020 | PJM_ROR_2_MISO_IN | PJM_ROR | MISO_IN | Internal | Winter | B16 | 25 | 909 | 0 | 89.45 | 87.44 | 2 | 0
2020 | PJM_ROR_2_MISO_IN | PJM_ROR | MISO_IN | Internal | Winter | B17 | 100 | 909 | 0 | 76.88 | 74.87 | 2 | 0
2020 | PJM_ROR_2_MISO_IN | PJM_ROR | MISO_IN | Internal | Winter | B18 | 400 | 909 | 0 | 72.85 | 69.47 | 2 | 0
2020 | PJM_ROR_2_MISO_IN | PJM_ROR | MISO_IN | Internal | Winter | B19 | 700 | 909 | 0 | 69.5 | 67.47 | 2 | 0
2020 | PJM_ROR_2_MISO_IN | PJM_ROR | MISO_IN | Internal | Winter | B20 | 935 | 909 | 0 | 65.3 | 63.28 | 2 | 0
2020 | PJM_ROR_2_MISO_MI | PJM_ROR | MISO_MI | Internal | Shoulder | B11 | 25 | 1305 | 0 | 87.4 | 85.4 | 2 | 0
2020 | PJM_ROR_2_MISO_MI | PJM_ROR | MISO_MI | Internal | Shoulder | B12 | 200 | 1305 | 0 | 73.58 | 71.59 | 2 | 0
2020 | PJM_ROR_2_MISO_MI | PJM_ROR | MISO_MI | Internal | Shoulder | B13 | 600 | 1305 | 0 | 68.83 | 66.83 | 2 | 0
2020 | PJM_ROR_2_MISO_MI | PJM_ROR | MISO_MI | Internal | Shoulder | B14 | 900 | 1305 | 0 | 66.45 | 64.45 | 2 | 0
2020 | PJM_ROR_2_MISO_MI | PJM_ROR | MISO_MI | Internal | Shoulder | B15 | 1203 | 1305 | 0 | 63.76 | 61.79 | 2 | 0
2020 | PJM_ROR_2_MISO_MI | PJM_ROR | MISO_MI | Internal | Summer | B1 | 10 | 1305 | 0 | 111.99 | 105.43 | 2 | 0
2020 | PJM_ROR_2_MISO_MI | PJM_ROR | MISO_MI | Internal | Summer | B2 | 25 | 1305 | 0 | 106.9 | 104.89 | 2 | 0
2020 | PJM_ROR_2_MISO_MI | PJM_ROR | MISO_MI | Internal | Summer | B3 | 75 | 1305 | 0 | 101.03 | 100.36 | 2 | 0
2020 | PJM_ROR_2_MISO_MI | PJM_ROR | MISO_MI | Internal | Summer | B4 | 100 | 1305 | 0 | 101.03 | 99.04 | 2 | 0
2020 | PJM_ROR_2_MISO_MI | PJM_ROR | MISO_MI | Internal | Summer | B5 | 200 | 1305 | 0 | 99.76 | 97.76 | 2 | 0
2020 | PJM_ROR_2_MISO_MI | PJM_ROR | MISO_MI | Internal | Summer | B6 | 300 | 1305 | 0 | 87.8 | 84.6 | 2 | 0
2020 | PJM_ROR_2_MISO_MI | PJM_ROR | MISO_MI | Internal | Summer | B7 | 400 | 1305 | 0 | 73.59 | 71.59 | 2 | 0
2020 | PJM_ROR_2_MISO_MI | PJM_ROR | MISO_MI | Internal | Summer | B8 | 500 | 1305 | 0 | 67.59 | 65.28 | 2 | 0
2020 | PJM_ROR_2_MISO_MI | PJM_ROR | MISO_MI | Internal | Summer | B9 | 800 | 1305 | 0 | 64.06 | 62.06 | 2 | 0
2020 | PJM_ROR_2_MISO_MI | PJM_ROR | MISO_MI | Internal | Summer | B10 | 1262 | 1305 | 0 | 61.65 | 60.76 | 2 | 0
2020 | PJM_ROR_2_MISO_MI | PJM_ROR | MISO_MI | Internal | Winter | B16 | 25 | 1305 | 0 | 89.45 | 87.45 | 2 | 0
2020 | PJM_ROR_2_MISO_MI | PJM_ROR | MISO_MI | Internal | Winter | B17 | 100 | 1305 | 0 | 76.88 | 74.88 | 2 | 0
2020 | PJM_ROR_2_MISO_MI | PJM_ROR | MISO_MI | Internal | Winter | B18 | 400 | 1305 | 0 | 72.85 | 69.48 | 2 | 0
2020 | PJM_ROR_2_MISO_MI | PJM_ROR | MISO_MI | Internal | Winter | B19 | 700 | 1305 | 0 | 69.5 | 67.49 | 2 | 0
2020 | PJM_ROR_2_MISO_MI | PJM_ROR | MISO_MI | Internal | Winter | B20 | 935 | 1305 | 0 | 65.3 | 63.3 | 2 | 0
2020 | PJM_ROR_2_MISO_MO-IL | PJM_ROR | MISO_MO-IL | Internal | Shoulder | B11 | 25 | 1111 | 0 | 87.4 | 85.4 | 2 | 0
2020 | PJM_ROR_2_MISO_MO-IL | PJM_ROR | MISO_MO-IL | Internal | Shoulder | B12 | 200 | 1111 | 0 | 73.58 | 71.59 | 2 | 0
2020 | PJM_ROR_2_MISO_MO-IL | PJM_ROR | MISO_MO-IL | Internal | Shoulder | B13 | 600 | 1111 | 0 | 68.83 | 66.83 | 2 | 0
2020 | PJM_ROR_2_MISO_MO-IL | PJM_ROR | MISO_MO-IL | Internal | Shoulder | B14 | 900 | 1111 | 0 | 66.45 | 64.45 | 2 | 0
2020 | PJM_ROR_2_MISO_MO-IL | PJM_ROR | MISO_MO-IL | Internal | Shoulder | B15 | 1203 | 1111 | 0 | 63.76 | 61.77 | 2 | 0
2020 | PJM_ROR_2_MISO_MO-IL | PJM_ROR | MISO_MO-IL | Internal | Summer | B1 | 10 | 1111 | 0 | 111.99 | 108.42 | 2 | 0
2020 | PJM_ROR_2_MISO_MO-IL | PJM_ROR | MISO_MO-IL | Internal | Summer | B2 | 25 | 1111 | 0 | 106.9 | 104.9 | 2 | 0
2020 | PJM_ROR_2_MISO_MO-IL | PJM_ROR | MISO_MO-IL | Internal | Summer | B3 | 75 | 1111 | 0 | 101.03 | 102.06 | 2 | 0
2020 | PJM_ROR_2_MISO_MO-IL | PJM_ROR | MISO_MO-IL | Internal | Summer | B4 | 100 | 1111 | 0 | 101.03 | 99.04 | 2 | 0
2020 | PJM_ROR_2_MISO_MO-IL | PJM_ROR | MISO_MO-IL | Internal | Summer | B5 | 200 | 1111 | 0 | 99.76 | 97.76 | 2 | 0
2020 | PJM_ROR_2_MISO_MO-IL | PJM_ROR | MISO_MO-IL | Internal | Summer | B6 | 300 | 1111 | 0 | 87.8 | 85.82 | 2 | 0
2020 | PJM_ROR_2_MISO_MO-IL | PJM_ROR | MISO_MO-IL | Internal | Summer | B7 | 400 | 1111 | 0 | 73.59 | 71.6 | 2 | 0
2020 | PJM_ROR_2_MISO_MO-IL | PJM_ROR | MISO_MO-IL | Internal | Summer | B8 | 500 | 1111 | 0 | 67.59 | 65.6 | 2 | 0
2020 | PJM_ROR_2_MISO_MO-IL | PJM_ROR | MISO_MO-IL | Internal | Summer | B9 | 800 | 1111 | 0 | 64.06 | 62.06 | 2 | 0
2020 | PJM_ROR_2_MISO_MO-IL | PJM_ROR | MISO_MO-IL | Internal | Summer | B10 | 1262 | 1111 | 0 | 61.65 | 60.76 | 2 | 0
2020 | PJM_ROR_2_MISO_MO-IL | PJM_ROR | MISO_MO-IL | Internal | Winter | B16 | 25 | 1111 | 0 | 89.45 | 87.45 | 2 | 0
2020 | PJM_ROR_2_MISO_MO-IL | PJM_ROR | MISO_MO-IL | Internal | Winter | B17 | 100 | 1111 | 0 | 76.88 | 74.88 | 2 | 0
2020 | PJM_ROR_2_MISO_MO-IL | PJM_ROR | MISO_MO-IL | Internal | Winter | B18 | 400 | 1111 | 0 | 72.85 | 69.48 | 2 | 0
2020 | PJM_ROR_2_MISO_MO-IL | PJM_ROR | MISO_MO-IL | Internal | Winter | B19 | 700 | 1111 | 0 | 69.5 | 67.49 | 2 | 0
2020 | PJM_ROR_2_MISO_MO-IL | PJM_ROR | MISO_MO-IL | Internal | Winter | B20 | 935 | 1111 | 0 | 65.3 | 63.29 | 2 | 0
2020 | PJM_ROR_2_MISO_W | PJM_ROR | MISO_W | Internal | Shoulder | B11 | 25 | 19775 | 0 | 87.4 | 85.4 | 2 | 0
2020 | PJM_ROR_2_MISO_W | PJM_ROR | MISO_W | Internal | Shoulder | B12 | 200 | 19775 | 0 | 73.58 | 71.58 | 2 | 0
2020 | PJM_ROR_2_MISO_W | PJM_ROR | MISO_W | Internal | Shoulder | B13 | 600 | 19775 | 0 | 68.83 | 66.83 | 2 | 0
2020 | PJM_ROR_2_MISO_W | PJM_ROR | MISO_W | Internal | Shoulder | B14 | 900 | 19775 | 0 | 66.45 | 64.45 | 2 | 0
2020 | PJM_ROR_2_MISO_W | PJM_ROR | MISO_W | Internal | Shoulder | B15 | 1203 | 19775 | 0 | 63.76 | 61.76 | 2 | 0
2020 | PJM_ROR_2_MISO_W | PJM_ROR | MISO_W | Internal | Summer | B1 | 10 | 19775 | 0 | 111.99 | 109.99 | 2 | 0
2020 | PJM_ROR_2_MISO_W | PJM_ROR | MISO_W | Internal | Summer | B2 | 25 | 19775 | 0 | 106.9 | 104.9 | 2 | 0
2020 | PJM_ROR_2_MISO_W | PJM_ROR | MISO_W | Internal | Summer | B3 | 75 | 19775 | 0 | 101.03 | 102.05 | 2 | 0
2020 | PJM_ROR_2_MISO_W | PJM_ROR | MISO_W | Internal | Summer | B4 | 100 | 19775 | 0 | 101.03 | 99.04 | 2 | 0
2020 | PJM_ROR_2_MISO_W | PJM_ROR | MISO_W | Internal | Summer | B5 | 200 | 19775 | 0 | 99.76 | 97.76 | 2 | 0
2020 | PJM_ROR_2_MISO_W | PJM_ROR | MISO_W | Internal | Summer | B6 | 300 | 19775 | 0 | 87.8 | 85.8 | 2 | 0
2020 | PJM_ROR_2_MISO_W | PJM_ROR | MISO_W | Internal | Summer | B7 | 400 | 19775 | 0 | 73.59 | 71.59 | 2 | 0
2020 | PJM_ROR_2_MISO_W | PJM_ROR | MISO_W | Internal | Summer | B8 | 500 | 19775 | 0 | 67.59 | 65.59 | 2 | 0
2020 | PJM_ROR_2_MISO_W | PJM_ROR | MISO_W | Internal | Summer | B9 | 800 | 19775 | 0 | 64.06 | 62.08 | 2 | 0
2020 | PJM_ROR_2_MISO_W | PJM_ROR | MISO_W | Internal | Summer | B10 | 1262 | 19775 | 0 | 61.65 | 60.75 | 2 | 0
2020 | PJM_ROR_2_MISO_W | PJM_ROR | MISO_W | Internal | Winter | B16 | 25 | 19775 | 0 | 89.45 | 87.45 | 2 | 0
2020 | PJM_ROR_2_MISO_W | PJM_ROR | MISO_W | Internal | Winter | B17 | 100 | 19775 | 0 | 76.88 | 74.88 | 2 | 0
2020 | PJM_ROR_2_MISO_W | PJM_ROR | MISO_W | Internal | Winter | B18 | 400 | 19775 | 0 | 72.85 | 70.85 | 2 | 0
2020 | PJM_ROR_2_MISO_W | PJM_ROR | MISO_W | Internal | Winter | B19 | 700 | 19775 | 0 | 69.5 | 67.5 | 2 | 0
2020 | PJM_ROR_2_MISO_W | PJM_ROR | MISO_W | Internal | Winter | B20 | 935 | 19775 | 0 | 65.3 | 63.3 | 2 | 0
2020 | PJM_ROR_2_PJM_ROM | PJM_ROR | PJM_ROM | Internal | Shoulder | B11 | 25 | 8000 | 0 | 87.4 | 87.39 | 0.01 | 0
2020 | PJM_ROR_2_PJM_ROM | PJM_ROR | PJM_ROM | Internal | Shoulder | B12 | 200 | 8000 | 0 | 73.58 | 73.57 | 0.01 | 0
2020 | PJM_ROR_2_PJM_ROM | PJM_ROR | PJM_ROM | Internal | Shoulder | B13 | 600 | 8000 | 1730.71 | 68.83 | 68.84 | 0.01 | 0
2020 | PJM_ROR_2_PJM_ROM | PJM_ROR | PJM_ROM | Internal | Shoulder | B14 | 900 | 8000 | 3772.87 | 66.45 | 66.46 | 0.01 | 0
2020 | PJM_ROR_2_PJM_ROM | PJM_ROR | PJM_ROM | Internal | Shoulder | B15 | 1203 | 8000 | 5693.64 | 63.76 | 63.77 | 0.01 | 0
2020 | PJM_ROR_2_PJM_ROM | PJM_ROR | PJM_ROM | Internal | Summer | B1 | 10 | 8000 | 7653.76 | 111.99 | 112 | 0.01 | 0
2020 | PJM_ROR_2_PJM_ROM | PJM_ROR | PJM_ROM | Internal | Summer | B2 | 25 | 8000 | 6433.7 | 106.9 | 106.91 | 0.01 | 0
2020 | PJM_ROR_2_PJM_ROM | PJM_ROR | PJM_ROM | Internal | Summer | B3 | 75 | 8000 | 295.04 | 101.03 | 101.04 | 0.01 | 0
2020 | PJM_ROR_2_PJM_ROM | PJM_ROR | PJM_ROM | Internal | Summer | B4 | 100 | 8000 | 0 | 101.03 | 101.02 | 0.01 | 0
2020 | PJM_ROR_2_PJM_ROM | PJM_ROR | PJM_ROM | Internal | Summer | B5 | 200 | 8000 | 0 | 99.76 | 99.75 | 0.01 | 0
2020 | PJM_ROR_2_PJM_ROM | PJM_ROR | PJM_ROM | Internal | Summer | B6 | 300 | 8000 | 0 | 87.8 | 87.79 | 0.01 | 0
2020 | PJM_ROR_2_PJM_ROM | PJM_ROR | PJM_ROM | Internal | Summer | B7 | 400 | 8000 | 0 | 73.59 | 73.58 | 0.01 | 0
2020 | PJM_ROR_2_PJM_ROM | PJM_ROR | PJM_ROM | Internal | Summer | B8 | 500 | 8000 | 2452.31 | 67.59 | 67.6 | 0.01 | 0
2020 | PJM_ROR_2_PJM_ROM | PJM_ROR | PJM_ROM | Internal | Summer | B9 | 800 | 8000 | 2692.64 | 64.06 | 64.08 | 0.01 | 0
2020 | PJM_ROR_2_PJM_ROM | PJM_ROR | PJM_ROM | Internal | Summer | B10 | 1262 | 8000 | 5447.23 | 61.65 | 61.66 | 0.01 | 0
2020 | PJM_ROR_2_PJM_ROM | PJM_ROR | PJM_ROM | Internal | Winter | B16 | 25 | 8000 | 2509.32 | 89.45 | 89.46 | 0.01 | 0
2020 | PJM_ROR_2_PJM_ROM | PJM_ROR | PJM_ROM | Internal | Winter | B17 | 100 | 8000 | 4833.09 | 76.88 | 76.89 | 0.01 | 0
2020 | PJM_ROR_2_PJM_ROM | PJM_ROR | PJM_ROM | Internal | Winter | B18 | 400 | 8000 | 7262.76 | 72.85 | 72.87 | 0.01 | 0
2020 | PJM_ROR_2_PJM_ROM | PJM_ROR | PJM_ROM | Internal | Winter | B19 | 700 | 8000 | 6728.4 | 69.5 | 69.51 | 0.01 | 0
2020 | PJM_ROR_2_PJM_ROM | PJM_ROR | PJM_ROM | Internal | Winter | B20 | 935 | 8000 | 6470.38 | 65.3 | 65.31 | 0.01 | 0
2020 | PJM_ROR_2_TVA_Transmission | PJM_ROR | TVA_Transmission | Internal | Shoulder | B11 | 25 | 2500 | 2001.46 | 87.4 | 93.4 | 6 | 0
2020 | PJM_ROR_2_TVA_Transmission | PJM_ROR | TVA_Transmission | Internal | Shoulder | B12 | 200 | 2500 | 0 | 73.58 | 75.4 | 6 | 0
2020 | PJM_ROR_2_TVA_Transmission | PJM_ROR | TVA_Transmission | Internal | Shoulder | B13 | 600 | 2500 | 0 | 68.83 | 71.67 | 6 | 0
2020 | PJM_ROR_2_TVA_Transmission | PJM_ROR | TVA_Transmission | Internal | Shoulder | B14 | 900 | 2500 | 0 | 66.45 | 70.66 | 6 | 0
2020 | PJM_ROR_2_TVA_Transmission | PJM_ROR | TVA_Transmission | Internal | Shoulder | B15 | 1203 | 2500 | 0 | 63.76 | 68.26 | 6 | 0
2020 | PJM_ROR_2_TVA_Transmission | PJM_ROR | TVA_Transmission | Internal | Summer | B1 | 10 | 2500 | 0 | 111.99 | 116.42 | 6 | 0
2020 | PJM_ROR_2_TVA_Transmission | PJM_ROR | TVA_Transmission | Internal | Summer | B2 | 25 | 2500 | 1232.04 | 106.9 | 112.9 | 6 | 0
2020 | PJM_ROR_2_TVA_Transmission | PJM_ROR | TVA_Transmission | Internal | Summer | B3 | 75 | 2500 | 2500 | 101.03 | 110.06 | 6 | 3.03
2020 | PJM_ROR_2_TVA_Transmission | PJM_ROR | TVA_Transmission | Internal | Summer | B4 | 100 | 2500 | 2500 | 101.03 | 107.04 | 6 | 0.01
2020 | PJM_ROR_2_TVA_Transmission | PJM_ROR | TVA_Transmission | Internal | Summer | B5 | 200 | 2500 | 873.32 | 99.76 | 105.76 | 6 | 0
2020 | PJM_ROR_2_TVA_Transmission | PJM_ROR | TVA_Transmission | Internal | Summer | B6 | 300 | 2500 | 2500 | 87.8 | 93.82 | 6 | 0.01
2020 | PJM_ROR_2_TVA_Transmission | PJM_ROR | TVA_Transmission | Internal | Summer | B7 | 400 | 2500 | 2500 | 73.59 | 79.6 | 6 | 0.01
2020 | PJM_ROR_2_TVA_Transmission | PJM_ROR | TVA_Transmission | Internal | Summer | B8 | 500 | 2500 | 1145.49 | 67.59 | 73.59 | 6 | 0
2020 | PJM_ROR_2_TVA_Transmission | PJM_ROR | TVA_Transmission | Internal | Summer | B9 | 800 | 2500 | 0 | 64.06 | 68.97 | 6 | 0
2020 | PJM_ROR_2_TVA_Transmission | PJM_ROR | TVA_Transmission | Internal | Summer | B10 | 1262 | 2500 | 0 | 61.65 | 66.31 | 6 | 0
2020 | PJM_ROR_2_TVA_Transmission | PJM_ROR | TVA_Transmission | Internal | Winter | B16 | 25 | 2500 | 2239.75 | 89.45 | 95.45 | 6 | 0
2020 | PJM_ROR_2_TVA_Transmission | PJM_ROR | TVA_Transmission | Internal | Winter | B17 | 100 | 2500 | 0 | 76.88 | 78.4 | 6 | 0
2020 | PJM_ROR_2_TVA_Transmission | PJM_ROR | TVA_Transmission | Internal | Winter | B18 | 400 | 2500 | 0 | 72.85 | 74.25 | 6 | 0
2020 | PJM_ROR_2_TVA_Transmission | PJM_ROR | TVA_Transmission | Internal | Winter | B19 | 700 | 2500 | 0 | 69.5 | 73.45 | 6 | 0
2020 | PJM_ROR_2_TVA_Transmission | PJM_ROR | TVA_Transmission | Internal | Winter | B20 | 935 | 2500 | 0 | 65.3 | 69.91 | 6 | 0
2020 | PJM_ROR_2_VACAR | PJM_ROR | VACAR | Internal | Shoulder | B11 | 25 | 3000 | 3000 | 87.4 | 100.59 | 6 | 7.19
2020 | PJM_ROR_2_VACAR | PJM_ROR | VACAR | Internal | Shoulder | B12 | 200 | 3000 | 3000 | 73.58 | 82.98 | 6 | 3.4
2020 | PJM_ROR_2_VACAR | PJM_ROR | VACAR | Internal | Shoulder | B13 | 600 | 3000 | 2159.76 | 68.83 | 74.83 | 6 | 0
2020 | PJM_ROR_2_VACAR | PJM_ROR | VACAR | Internal | Shoulder | B14 | 900 | 3000 | 1997.36 | 66.45 | 72.45 | 6 | 0
2020 | PJM_ROR_2_VACAR | PJM_ROR | VACAR | Internal | Shoulder | B15 | 1203 | 3000 | 42.04 | 63.76 | 69.76 | 6 | 0
2020 | PJM_ROR_2_VACAR | PJM_ROR | VACAR | Internal | Summer | B1 | 10 | 3000 | 3000 | 111.99 | 135.43 | 6 | 17.44
2020 | PJM_ROR_2_VACAR | PJM_ROR | VACAR | Internal | Summer | B2 | 25 | 3000 | 3000 | 106.9 | 121.9 | 6 | 9
2020 | PJM_ROR_2_VACAR | PJM_ROR | VACAR | Internal | Summer | B3 | 75 | 3000 | 3000 | 101.03 | 112.67 | 6 | 5.65
2020 | PJM_ROR_2_VACAR | PJM_ROR | VACAR | Internal | Summer | B4 | 100 | 3000 | 3000 | 101.03 | 112.67 | 6 | 5.65
2020 | PJM_ROR_2_VACAR | PJM_ROR | VACAR | Internal | Summer | B5 | 200 | 3000 | 3000 | 99.76 | 112.67 | 6 | 6.91
2020 | PJM_ROR_2_VACAR | PJM_ROR | VACAR | Internal | Summer | B6 | 300 | 3000 | 3000 | 87.8 | 102.82 | 6 | 9.01
2020 | PJM_ROR_2_VACAR | PJM_ROR | VACAR | Internal | Summer | B7 | 400 | 3000 | 3000 | 73.59 | 92.57 | 6 | 12.98
2020 | PJM_ROR_2_VACAR | PJM_ROR | VACAR | Internal | Summer | B8 | 500 | 3000 | 3000 | 67.59 | 75.64 | 6 | 2.05
2020 | PJM_ROR_2_VACAR | PJM_ROR | VACAR | Internal | Summer | B9 | 800 | 3000 | 1212.73 | 64.06 | 70.06 | 6 | 0
2020 | PJM_ROR_2_VACAR | PJM_ROR | VACAR | Internal | Summer | B10 | 1262 | 3000 | 196.66 | 61.65 | 67.65 | 6 | 0
2020 | PJM_ROR_2_VACAR | PJM_ROR | VACAR | Internal | Winter | B16 | 25 | 3000 | 3000 | 89.45 | 122.52 | 6 | 27.07
2020 | PJM_ROR_2_VACAR | PJM_ROR | VACAR | Internal | Winter | B17 | 100 | 3000 | 3000 | 76.88 | 97.4 | 6 | 14.51
2020 | PJM_ROR_2_VACAR | PJM_ROR | VACAR | Internal | Winter | B18 | 400 | 3000 | 3000 | 72.85 | 79.06 | 6 | 0.2
2020 | PJM_ROR_2_VACAR | PJM_ROR | VACAR | Internal | Winter | B19 | 700 | 3000 | 2614.41 | 69.5 | 75.5 | 6 | 0
2020 | PJM_ROR_2_VACAR | PJM_ROR | VACAR | Internal | Winter | B20 | 935 | 3000 | 1749.48 | 65.3 | 71.3 | 6 | 0
2020 | PJM_ROM_2_NYISO_A-F | PJM_ROM | NYISO_A-F | Internal | Shoulder | B11 | 25 | 2000 | 0 | 87.39 | 64.44 | 6 | 0
2020 | PJM_ROM_2_NYISO_A-F | PJM_ROM | NYISO_A-F | Internal | Shoulder | B12 | 200 | 2000 | 0 | 73.57 | 65.53 | 6 | 0
2020 | PJM_ROM_2_NYISO_A-F | PJM_ROM | NYISO_A-F | Internal | Shoulder | B13 | 600 | 2000 | 0 | 68.84 | 62.55 | 6 | 0
2020 | PJM_ROM_2_NYISO_A-F | PJM_ROM | NYISO_A-F | Internal | Shoulder | B14 | 900 | 2000 | 0 | 66.46 | 61.79 | 6 | 0
2020 | PJM_ROM_2_NYISO_A-F | PJM_ROM | NYISO_A-F | Internal | Shoulder | B15 | 1203 | 2000 | 0 | 63.77 | 61.79 | 6 | 0
2020 | PJM_ROM_2_NYISO_A-F | PJM_ROM | NYISO_A-F | Internal | Summer | B1 | 10 | 2000 | 0 | 112 | 104 | 6 | 0
2020 | PJM_ROM_2_NYISO_A-F | PJM_ROM | NYISO_A-F | Internal | Summer | B2 | 25 | 2000 | 0 | 106.91 | 98.91 | 6 | 0
2020 | PJM_ROM_2_NYISO_A-F | PJM_ROM | NYISO_A-F | Internal | Summer | B3 | 75 | 2000 | 0 | 101.04 | 93 | 6 | 0
2020 | PJM_ROM_2_NYISO_A-F | PJM_ROM | NYISO_A-F | Internal | Summer | B4 | 100 | 2000 | 0 | 101.02 | 82.32 | 6 | 0
2020 | PJM_ROM_2_NYISO_A-F | PJM_ROM | NYISO_A-F | Internal | Summer | B5 | 200 | 2000 | 0 | 99.75 | 71.48 | 6 | 0
2020 | PJM_ROM_2_NYISO_A-F | PJM_ROM | NYISO_A-F | Internal | Summer | B6 | 300 | 2000 | 0 | 87.79 | 62.69 | 6 | 0
2020 | PJM_ROM_2_NYISO_A-F | PJM_ROM | NYISO_A-F | Internal | Summer | B7 | 400 | 2000 | 0 | 73.58 | 62.69 | 6 | 0
2020 | PJM_ROM_2_NYISO_A-F | PJM_ROM | NYISO_A-F | Internal | Summer | B8 | 500 | 2000 | 0 | 67.6 | 59.96 | 6 | 0
2020 | PJM_ROM_2_NYISO_A-F | PJM_ROM | NYISO_A-F | Internal | Summer | B9 | 800 | 2000 | 0 | 64.08 | 59.96 | 6 | 0
2020 | PJM_ROM_2_NYISO_A-F | PJM_ROM | NYISO_A-F | Internal | Summer | B10 | 1262 | 2000 | 0 | 61.66 | 59.96 | 6 | 0
2020 | PJM_ROM_2_NYISO_A-F | PJM_ROM | NYISO_A-F | Internal | Winter | B16 | 25 | 2000 | 0 | 89.46 | 72.88 | 6 | 0
2020 | PJM_ROM_2_NYISO_A-F | PJM_ROM | NYISO_A-F | Internal | Winter | B17 | 100 | 2000 | 0 | 76.89 | 66.34 | 6 | 0
2020 | PJM_ROM_2_NYISO_A-F | PJM_ROM | NYISO_A-F | Internal | Winter | B18 | 400 | 2000 | 0 | 72.87 | 66.34 | 6 | 0
2020 | PJM_ROM_2_NYISO_A-F | PJM_ROM | NYISO_A-F | Internal | Winter | B19 | 700 | 2000 | 0 | 69.51 | 66.34 | 6 | 0
2020 | PJM_ROM_2_NYISO_A-F | PJM_ROM | NYISO_A-F | Internal | Winter | B20 | 935 | 2000 | 0 | 65.31 | 66.34 | 6 | 0
2020 | PJM_ROM_2_PJM_E | PJM_ROM | PJM_E | Internal | Shoulder | B11 | 25 | 8000 | 0 | 87.39 | 87.37 | 0.01 | 0
2020 | PJM_ROM_2_PJM_E | PJM_ROM | PJM_E | Internal | Shoulder | B12 | 200 | 8000 | 0 | 73.57 | 73.56 | 0.01 | 0
2020 | PJM_ROM_2_PJM_E | PJM_ROM | PJM_E | Internal | Shoulder | B13 | 600 | 8000 | 0 | 68.84 | 68.83 | 0.01 | 0
2020 | PJM_ROM_2_PJM_E | PJM_ROM | PJM_E | Internal | Shoulder | B14 | 900 | 8000 | 0 | 66.46 | 66.45 | 0.01 | 0
2020 | PJM_ROM_2_PJM_E | PJM_ROM | PJM_E | Internal | Shoulder | B15 | 1203 | 8000 | 0 | 63.77 | 63.76 | 0.01 | 0
2020 | PJM_ROM_2_PJM_E | PJM_ROM | PJM_E | Internal | Summer | B1 | 10 | 8000 | 2732.56 | 112 | 112.02 | 0.01 | 0
2020 | PJM_ROM_2_PJM_E | PJM_ROM | PJM_E | Internal | Summer | B2 | 25 | 8000 | 1920.93 | 106.91 | 106.92 | 0.01 | 0
2020 | PJM_ROM_2_PJM_E | PJM_ROM | PJM_E | Internal | Summer | B3 | 75 | 8000 | 0 | 101.04 | 101.03 | 0.01 | 0
2020 | PJM_ROM_2_PJM_E | PJM_ROM | PJM_E | Internal | Summer | B4 | 100 | 8000 | 0 | 101.02 | 101 | 0.01 | 0
2020 | PJM_ROM_2_PJM_E | PJM_ROM | PJM_E | Internal | Summer | B5 | 200 | 8000 | 0 | 99.75 | 99.74 | 0.01 | 0
2020 | PJM_ROM_2_PJM_E | PJM_ROM | PJM_E | Internal | Summer | B6 | 300 | 8000 | 0 | 87.79 | 87.78 | 0.01 | 0
2020 | PJM_ROM_2_PJM_E | PJM_ROM | PJM_E | Internal | Summer | B7 | 400 | 8000 | 0 | 73.58 | 73.57 | 0.01 | 0
2020 | PJM_ROM_2_PJM_E | PJM_ROM | PJM_E | Internal | Summer | B8 | 500 | 8000 | 0 | 67.6 | 67.59 | 0.01 | 0
2020 | PJM_ROM_2_PJM_E | PJM_ROM | PJM_E | Internal | Summer | B9 | 800 | 8000 | 0 | 64.08 | 64.06 | 0.01 | 0
2020 | PJM_ROM_2_PJM_E | PJM_ROM | PJM_E | Internal | Summer | B10 | 1262 | 8000 | 0 | 61.66 | 61.65 | 0.01 | 0
2020 | PJM_ROM_2_PJM_E | PJM_ROM | PJM_E | Internal | Winter | B16 | 25 | 8000 | 0 | 89.46 | 89.45 | 0.01 | 0
2020 | PJM_ROM_2_PJM_E | PJM_ROM | PJM_E | Internal | Winter | B17 | 100 | 8000 | 0 | 76.89 | 76.88 | 0.01 | 0
2020 | PJM_ROM_2_PJM_E | PJM_ROM | PJM_E | Internal | Winter | B18 | 400 | 8000 | 0 | 72.87 | 72.85 | 0.01 | 0
2020 | PJM_ROM_2_PJM_E | PJM_ROM | PJM_E | Internal | Winter | B19 | 700 | 8000 | 0 | 69.51 | 69.5 | 0.01 | 0
2020 | PJM_ROM_2_PJM_E | PJM_ROM | PJM_E | Internal | Winter | B20 | 935 | 8000 | 0 | 65.31 | 65.3 | 0.01 | 0
2020 | PJM_ROM_2_PJM_ROR | PJM_ROM | PJM_ROR | Internal | Shoulder | B11 | 25 | 8000 | 1197.79 | 87.39 | 87.4 | 0.01 | 0
2020 | PJM_ROM_2_PJM_ROR | PJM_ROM | PJM_ROR | Internal | Shoulder | B12 | 200 | 8000 | 845.21 | 73.57 | 73.58 | 0.01 | 0
2020 | PJM_ROM_2_PJM_ROR | PJM_ROM | PJM_ROR | Internal | Shoulder | B13 | 600 | 8000 | 0 | 68.84 | 68.83 | 0.01 | 0
2020 | PJM_ROM_2_PJM_ROR | PJM_ROM | PJM_ROR | Internal | Shoulder | B14 | 900 | 8000 | 0 | 66.46 | 66.45 | 0.01 | 0
2020 | PJM_ROM_2_PJM_ROR | PJM_ROM | PJM_ROR | Internal | Shoulder | B15 | 1203 | 8000 | 0 | 63.77 | 63.76 | 0.01 | 0
2020 | PJM_ROM_2_PJM_ROR | PJM_ROM | PJM_ROR | Internal | Summer | B1 | 10 | 8000 | 0.01 | 112 | 111.99 | 0.01 | 0
2020 | PJM_ROM_2_PJM_ROR | PJM_ROM | PJM_ROR | Internal | Summer | B2 | 25 | 8000 | 0 | 106.91 | 106.9 | 0.01 | 0
2020 | PJM_ROM_2_PJM_ROR | PJM_ROM | PJM_ROR | Internal | Summer | B3 | 75 | 8000 | 0 | 101.04 | 101.03 | 0.01 | 0
2020 | PJM_ROM_2_PJM_ROR | PJM_ROM | PJM_ROR | Internal | Summer | B4 | 100 | 8000 | 2756.89 | 101.02 | 101.03 | 0.01 | 0
2020 | PJM_ROM_2_PJM_ROR | PJM_ROM | PJM_ROR | Internal | Summer | B5 | 200 | 8000 | 4300.56 | 99.75 | 99.76 | 0.01 | 0
2020 | PJM_ROM_2_PJM_ROR | PJM_ROM | PJM_ROR | Internal | Summer | B6 | 300 | 8000 | 526.44 | 87.79 | 87.8 | 0.01 | 0
2020 | PJM_ROM_2_PJM_ROR | PJM_ROM | PJM_ROR | Internal | Summer | B7 | 400 | 8000 | 369.29 | 73.58 | 73.59 | 0.01 | 0
2020 | PJM_ROM_2_PJM_ROR | PJM_ROM | PJM_ROR | Internal | Summer | B8 | 500 | 8000 | 0 | 67.6 | 67.59 | 0.01 | 0
2020 | PJM_ROM_2_PJM_ROR | PJM_ROM | PJM_ROR | Internal | Summer | B9 | 800 | 8000 | 0 | 64.08 | 64.06 | 0.01 | 0
2020 | PJM_ROM_2_PJM_ROR | PJM_ROM | PJM_ROR | Internal | Summer | B10 | 1262 | 8000 | 0 | 61.66 | 61.65 | 0.01 | 0
2020 | PJM_ROM_2_PJM_ROR | PJM_ROM | PJM_ROR | Internal | Winter | B16 | 25 | 8000 | 0 | 89.46 | 89.45 | 0.01 | 0
2020 | PJM_ROM_2_PJM_ROR | PJM_ROM | PJM_ROR | Internal | Winter | B17 | 100 | 8000 | 0 | 76.89 | 76.88 | 0.01 | 0
2020 | PJM_ROM_2_PJM_ROR | PJM_ROM | PJM_ROR | Internal | Winter | B18 | 400 | 8000 | 0 | 72.87 | 72.85 | 0.01 | 0
2020 | PJM_ROM_2_PJM_ROR | PJM_ROM | PJM_ROR | Internal | Winter | B19 | 700 | 8000 | 0 | 69.51 | 69.5 | 0.01 | 0
2020 | PJM_ROM_2_PJM_ROR | PJM_ROM | PJM_ROR | Internal | Winter | B20 | 935 | 8000 | 0 | 65.31 | 65.3 | 0.01 | 0
2020 | SOCO_2_ENT | SOCO | ENT | Internal | Shoulder | B11 | 25 | 2400 | 0 | 107.59 | 77.4 | 10 | 0
2020 | SOCO_2_ENT | SOCO | ENT | Internal | Shoulder | B12 | 200 | 2400 | 0 | 76.19 | 68.19 | 10 | 0
2020 | SOCO_2_ENT | SOCO | ENT | Internal | Shoulder | B13 | 600 | 2400 | 0 | 69.75 | 66.81 | 10 | 0
2020 | SOCO_2_ENT | SOCO | ENT | Internal | Shoulder | B14 | 900 | 2400 | 0 | 69.75 | 64.45 | 10 | 0
2020 | SOCO_2_ENT | SOCO | ENT | Internal | Shoulder | B15 | 1203 | 2400 | 0 | 67.3 | 59.3 | 10 | 0
2020 | SOCO_2_ENT | SOCO | ENT | Internal | Summer | B1 | 10 | 2400 | 0 | 125.43 | 94.73 | 10 | 0
2020 | SOCO_2_ENT | SOCO | ENT | Internal | Summer | B2 | 25 | 2400 | 0 | 112.9 | 104.9 | 10 | 0
2020 | SOCO_2_ENT | SOCO | ENT | Internal | Summer | B3 | 75 | 2400 | 0 | 112 | 102.54 | 10 | 0
2020 | SOCO_2_ENT | SOCO | ENT | Internal | Summer | B4 | 100 | 2400 | 0 | 112 | 99.04 | 10 | 0
2020 | SOCO_2_ENT | SOCO | ENT | Internal | Summer | B5 | 200 | 2400 | 0 | 109.79 | 97.76 | 10 | 0
2020 | SOCO_2_ENT | SOCO | ENT | Internal | Summer | B6 | 300 | 2400 | 0 | 106.44 | 85.82 | 10 | 0
2020 | SOCO_2_ENT | SOCO | ENT | Internal | Summer | B7 | 400 | 2400 | 0 | 96.46 | 71.6 | 10 | 0
2020 | SOCO_2_ENT | SOCO | ENT | Internal | Summer | B8 | 500 | 2400 | 0 | 82.59 | 66.82 | 10 | 0
2020 | SOCO_2_ENT | SOCO | ENT | Internal | Summer | B9 | 800 | 2400 | 0 | 70.56 | 66.33 | 10 | 0
2020 | SOCO_2_ENT | SOCO | ENT | Internal | Summer | B10 | 1262 | 2400 | 0 | 66.03 | 63.75 | 10 | 0
2020 | SOCO_2_ENT | SOCO | ENT | Internal | Winter | B16 | 25 | 2400 | 0 | 112.52 | 73.03 | 10 | 0
2020 | SOCO_2_ENT | SOCO | ENT | Internal | Winter | B17 | 100 | 2400 | 0 | 87.4 | 70.4 | 10 | 0
2020 | SOCO_2_ENT | SOCO | ENT | Internal | Winter | B18 | 400 | 2400 | 0 | 71.68 | 68.16 | 10 | 0
2020 | SOCO_2_ENT | SOCO | ENT | Internal | Winter | B19 | 700 | 2400 | 0 | 71.68 | 67.5 | 10 | 0
2020 | SOCO_2_ENT | SOCO | ENT | Internal | Winter | B20 | 935 | 2400 | 0 | 69.91 | 61.91 | 10 | 0
2020 | SOCO_2_FRCC | SOCO | FRCC | Internal | Shoulder | B11 | 25 | 3700 | 2716.53 | 107.59 | 117.59 | 10 | 0
2020 | SOCO_2_FRCC | SOCO | FRCC | Internal | Shoulder | B12 | 200 | 3700 | 0 | 76.19 | 86 | 10 | 0
2020 | SOCO_2_FRCC | SOCO | FRCC | Internal | Shoulder | B13 | 600 | 3700 | 0 | 69.75 | 75.38 | 10 | 0
2020 | SOCO_2_FRCC | SOCO | FRCC | Internal | Shoulder | B14 | 900 | 3700 | 0 | 69.75 | 72.23 | 10 | 0
2020 | SOCO_2_FRCC | SOCO | FRCC | Internal | Shoulder | B15 | 1203 | 3700 | 0 | 67.3 | 72.23 | 10 | 0
2020 | SOCO_2_FRCC | SOCO | FRCC | Internal | Summer | B1 | 10 | 3700 | 2478.63 | 125.43 | 135.43 | 10 | 0
2020 | SOCO_2_FRCC | SOCO | FRCC | Internal | Summer | B2 | 25 | 3700 | 0 | 112.9 | 116.44 | 10 | 0
2020 | SOCO_2_FRCC | SOCO | FRCC | Internal | Summer | B3 | 75 | 3700 | 0 | 112 | 116.44 | 10 | 0
2020 | SOCO_2_FRCC | SOCO | FRCC | Internal | Summer | B4 | 100 | 3700 | 0 | 112 | 116.44 | 10 | 0
2020 | SOCO_2_FRCC | SOCO | FRCC | Internal | Summer | B5 | 200 | 3700 | 0 | 109.79 | 116.44 | 10 | 0
2020 | SOCO_2_FRCC | SOCO | FRCC | Internal | Summer | B6 | 300 | 3700 | 957.91 | 106.44 | 116.44 | 10 | 0
2020 | SOCO_2_FRCC | SOCO | FRCC | Internal | Summer | B7 | 400 | 3700 | 1384.75 | 96.46 | 106.46 | 10 | 0
2020 | SOCO_2_FRCC | SOCO | FRCC | Internal | Summer | B8 | 500 | 3700 | 0 | 82.59 | 82.71 | 10 | 0
2020 | SOCO_2_FRCC | SOCO | FRCC | Internal | Summer | B9 | 800 | 3700 | 0 | 70.56 | 74.61 | 10 | 0
2020 | SOCO_2_FRCC | SOCO | FRCC | Internal | Summer | B10 | 1262 | 3700 | 0 | 66.03 | 71.5 | 10 | 0
2020 | SOCO_2_FRCC | SOCO | FRCC | Internal | Winter | B16 | 25 | 3700 | 0 | 112.52 | 121.08 | 10 | 0
2020 | SOCO_2_FRCC | SOCO | FRCC | Internal | Winter | B17 | 100 | 3700 | 0 | 87.4 | 88.67 | 10 | 0
2020 | SOCO_2_FRCC | SOCO | FRCC | Internal | Winter | B18 | 400 | 3700 | 0 | 71.68 | 77.71 | 10 | 0
2020 | SOCO_2_FRCC | SOCO | FRCC | Internal | Winter | B19 | 700 | 3700 | 0 | 71.68 | 74.46 | 10 | 0
2020 | SOCO_2_FRCC | SOCO | FRCC | Internal | Winter | B20 | 935 | 3700 | 0 | 69.91 | 74.46 | 10 | 0
2020 | SOCO_2_TVA_Transmission | SOCO | TVA_Transmission | Internal | Shoulder | B11 | 25 | 2600 | 0 | 107.59 | 93.4 | 10 | 0
2020 | SOCO_2_TVA_Transmission | SOCO | TVA_Transmission | Internal | Shoulder | B12 | 200 | 2600 | 0 | 76.19 | 75.4 | 10 | 0
2020 | SOCO_2_TVA_Transmission | SOCO | TVA_Transmission | Internal | Shoulder | B13 | 600 | 2600 | 0 | 69.75 | 71.67 | 10 | 0
2020 | SOCO_2_TVA_Transmission | SOCO | TVA_Transmission | Internal | Shoulder | B14 | 900 | 2600 | 0 | 69.75 | 70.66 | 10 | 0
2020 | SOCO_2_TVA_Transmission | SOCO | TVA_Transmission | Internal | Shoulder | B15 | 1203 | 2600 | 0 | 67.3 | 68.26 | 10 | 0
2020 | SOCO_2_TVA_Transmission | SOCO | TVA_Transmission | Internal | Summer | B1 | 10 | 2600 | 0 | 125.43 | 116.42 | 10 | 0
2020 | SOCO_2_TVA_Transmission | SOCO | TVA_Transmission | Internal | Summer | B2 | 25 | 2600 | 0 | 112.9 | 112.9 | 10 | 0
2020 | SOCO_2_TVA_Transmission | SOCO | TVA_Transmission | Internal | Summer | B3 | 75 | 2600 | 0 | 112 | 110.06 | 10 | 0
2020 | SOCO_2_TVA_Transmission | SOCO | TVA_Transmission | Internal | Summer | B4 | 100 | 2600 | 0 | 112 | 107.04 | 10 | 0
2020 | SOCO_2_TVA_Transmission | SOCO | TVA_Transmission | Internal | Summer | B5 | 200 | 2600 | 0 | 109.79 | 105.76 | 10 | 0
2020 | SOCO_2_TVA_Transmission | SOCO | TVA_Transmission | Internal | Summer | B6 | 300 | 2600 | 0 | 106.44 | 93.82 | 10 | 0
2020 | SOCO_2_TVA_Transmission | SOCO | TVA_Transmission | Internal | Summer | B7 | 400 | 2600 | 0 | 96.46 | 79.6 | 10 | 0
2020 | SOCO_2_TVA_Transmission | SOCO | TVA_Transmission | Internal | Summer | B8 | 500 | 2600 | 0 | 82.59 | 73.59 | 10 | 0
2020 | SOCO_2_TVA_Transmission | SOCO | TVA_Transmission | Internal | Summer | B9 | 800 | 2600 | 0 | 70.56 | 68.97 | 10 | 0
2020 | SOCO_2_TVA_Transmission | SOCO | TVA_Transmission | Internal | Summer | B10 | 1262 | 2600 | 0 | 66.03 | 66.31 | 10 | 0
2020 | SOCO_2_TVA_Transmission | SOCO | TVA_Transmission | Internal | Winter | B16 | 25 | 2600 | 0 | 112.52 | 95.45 | 10 | 0
2020 | SOCO_2_TVA_Transmission | SOCO | TVA_Transmission | Internal | Winter | B17 | 100 | 2600 | 0 | 87.4 | 78.4 | 10 | 0
2020 | SOCO_2_TVA_Transmission | SOCO | TVA_Transmission | Internal | Winter | B18 | 400 | 2600 | 0 | 71.68 | 74.25 | 10 | 0
2020 | SOCO_2_TVA_Transmission | SOCO | TVA_Transmission | Internal | Winter | B19 | 700 | 2600 | 0 | 71.68 | 73.45 | 10 | 0
2020 | SOCO_2_TVA_Transmission | SOCO | TVA_Transmission | Internal | Winter | B20 | 935 | 2600 | 0 | 69.91 | 69.91 | 10 | 0
2020 | SOCO_2_VACAR | SOCO | VACAR | Internal | Shoulder | B11 | 25 | 2000 | 0 | 107.59 | 100.59 | 10 | 0
2020 | SOCO_2_VACAR | SOCO | VACAR | Internal | Shoulder | B12 | 200 | 2000 | 0 | 76.19 | 82.98 | 10 | 0
2020 | SOCO_2_VACAR | SOCO | VACAR | Internal | Shoulder | B13 | 600 | 2000 | 0 | 69.75 | 74.83 | 10 | 0
2020 | SOCO_2_VACAR | SOCO | VACAR | Internal | Shoulder | B14 | 900 | 2000 | 0 | 69.75 | 72.45 | 10 | 0
2020 | SOCO_2_VACAR | SOCO | VACAR | Internal | Shoulder | B15 | 1203 | 2000 | 0 | 67.3 | 69.76 | 10 | 0
2020 | SOCO_2_VACAR | SOCO | VACAR | Internal | Summer | B1 | 10 | 2000 | 442.21 | 125.43 | 135.43 | 10 | 0
2020 | SOCO_2_VACAR | SOCO | VACAR | Internal | Summer | B2 | 25 | 2000 | 0 | 112.9 | 121.9 | 10 | 0
2020 | SOCO_2_VACAR | SOCO | VACAR | Internal | Summer | B3 | 75 | 2000 | 0 | 112 | 112.67 | 10 | 0
2020 | SOCO_2_VACAR | SOCO | VACAR | Internal | Summer | B4 | 100 | 2000 | 0 | 112 | 112.67 | 10 | 0
2020 | SOCO_2_VACAR | SOCO | VACAR | Internal | Summer | B5 | 200 | 2000 | 0 | 109.79 | 112.67 | 10 | 0
2020 | SOCO_2_VACAR | SOCO | VACAR | Internal | Summer | B6 | 300 | 2000 | 0 | 106.44 | 102.82 | 10 | 0
2020 | SOCO_2_VACAR | SOCO | VACAR | Internal | Summer | B7 | 400 | 2000 | 0 | 96.46 | 92.57 | 10 | 0
2020 | SOCO_2_VACAR | SOCO | VACAR | Internal | Summer | B8 | 500 | 2000 | 0 | 82.59 | 75.64 | 10 | 0
2020 | SOCO_2_VACAR | SOCO | VACAR | Internal | Summer | B9 | 800 | 2000 | 0 | 70.56 | 70.06 | 10 | 0
2020 | SOCO_2_VACAR | SOCO | VACAR | Internal | Summer | B10 | 1262 | 2000 | 0 | 66.03 | 67.65 | 10 | 0
2020 | SOCO_2_VACAR | SOCO | VACAR | Internal | Winter | B16 | 25 | 2000 | 1948.01 | 112.52 | 122.52 | 10 | 0
2020 | SOCO_2_VACAR | SOCO | VACAR | Internal | Winter | B17 | 100 | 2000 | 1528.98 | 87.4 | 97.4 | 10 | 0
2020 | SOCO_2_VACAR | SOCO | VACAR | Internal | Winter | B18 | 400 | 2000 | 0 | 71.68 | 79.06 | 10 | 0
2020 | SOCO_2_VACAR | SOCO | VACAR | Internal | Winter | B19 | 700 | 2000 | 0 | 71.68 | 75.5 | 10 | 0
2020 | SOCO_2_VACAR | SOCO | VACAR | Internal | Winter | B20 | 935 | 2000 | 0 | 69.91 | 71.3 | 10 | 0
2020 | SPP_N_2_ENT | SPP_N | ENT | Internal | Shoulder | B11 | 25 | 7346 | 3126.06 | 72.4 | 77.4 | 5 | 0
2020 | SPP_N_2_ENT | SPP_N | ENT | Internal | Shoulder | B12 | 200 | 7346 | 2427.7 | 63.19 | 68.19 | 5 | 0
2020 | SPP_N_2_ENT | SPP_N | ENT | Internal | Shoulder | B13 | 600 | 7346 | 4075.76 | 61.81 | 66.81 | 5 | 0
2020 | SPP_N_2_ENT | SPP_N | ENT | Internal | Shoulder | B14 | 900 | 7346 | 6614.31 | 59.45 | 64.45 | 5 | 0
2020 | SPP_N_2_ENT | SPP_N | ENT | Internal | Shoulder | B15 | 1203 | 7346 | 7346 | 47.03 | 59.3 | 5 | 7.28
2020 | SPP_N_2_ENT | SPP_N | ENT | Internal | Summer | B1 | 10 | 7346 | 7114.6 | 89.73 | 94.73 | 5 | 0
2020 | SPP_N_2_ENT | SPP_N | ENT | Internal | Summer | B2 | 25 | 7346 | 1361.19 | 99.9 | 104.9 | 5 | 0
2020 | SPP_N_2_ENT | SPP_N | ENT | Internal | Summer | B3 | 75 | 7346 | 2236.04 | 97.54 | 102.54 | 5 | 0
2020 | SPP_N_2_ENT | SPP_N | ENT | Internal | Summer | B4 | 100 | 7346 | 121.56 | 94.04 | 99.04 | 5 | 0
2020 | SPP_N_2_ENT | SPP_N | ENT | Internal | Summer | B5 | 200 | 7346 | 229.88 | 92.76 | 97.76 | 5 | 0
2020 | SPP_N_2_ENT | SPP_N | ENT | Internal | Summer | B6 | 300 | 7346 | 3487.77 | 80.82 | 85.82 | 5 | 0
2020 | SPP_N_2_ENT | SPP_N | ENT | Internal | Summer | B7 | 400 | 7346 | 4502.45 | 66.6 | 71.6 | 5 | 0
2020 | SPP_N_2_ENT | SPP_N | ENT | Internal | Summer | B8 | 500 | 7346 | 3097.37 | 61.82 | 66.82 | 5 | 0
2020 | SPP_N_2_ENT | SPP_N | ENT | Internal | Summer | B9 | 800 | 7346 | 4082.81 | 61.33 | 66.33 | 5 | 0
2020 | SPP_N_2_ENT | SPP_N | ENT | Internal | Summer | B10 | 1262 | 7346 | 7346 | 58.73 | 63.75 | 5 | 0.01
2020 | SPP_N_2_ENT | SPP_N | ENT | Internal | Winter | B16 | 25 | 7346 | 6644.98 | 68.03 | 73.03 | 5 | 0
2020 | SPP_N_2_ENT | SPP_N | ENT | Internal | Winter | B17 | 100 | 7346 | 7189.22 | 65.4 | 70.4 | 5 | 0
2020 | SPP_N_2_ENT | SPP_N | ENT | Internal | Winter | B18 | 400 | 7346 | 4794.98 | 63.16 | 68.16 | 5 | 0
2020 | SPP_N_2_ENT | SPP_N | ENT | Internal | Winter | B19 | 700 | 7346 | 7346 | 62.49 | 67.5 | 5 | 0.01
2020 | SPP_N_2_ENT | SPP_N | ENT | Internal | Winter | B20 | 935 | 7346 | 7346 | 56.9 | 61.91 | 5 | 0.01
2020 | SPP_N_2_MISO_MO-IL | SPP_N | MISO_MO-IL | Internal | Shoulder | B11 | 25 | 3954 | 3954 | 72.4 | 85.4 | 5 | 8
2020 | SPP_N_2_MISO_MO-IL | SPP_N | MISO_MO-IL | Internal | Shoulder | B12 | 200 | 3954 | 3954 | 63.19 | 71.59 | 5 | 3.4
2020 | SPP_N_2_MISO_MO-IL | SPP_N | MISO_MO-IL | Internal | Shoulder | B13 | 600 | 3954 | 3954 | 61.81 | 66.83 | 5 | 0.02
2020 | SPP_N_2_MISO_MO-IL | SPP_N | MISO_MO-IL | Internal | Shoulder | B14 | 900 | 3954 | 3820.46 | 59.45 | 64.45 | 5 | 0
2020 | SPP_N_2_MISO_MO-IL | SPP_N | MISO_MO-IL | Internal | Shoulder | B15 | 1203 | 3954 | 3954 | 47.03 | 61.77 | 5 | 9.75
2020 | SPP_N_2_MISO_MO-IL | SPP_N | MISO_MO-IL | Internal | Summer | B1 | 10 | 3954 | 3954 | 89.73 | 108.42 | 5 | 13.69
2020 | SPP_N_2_MISO_MO-IL | SPP_N | MISO_MO-IL | Internal | Summer | B2 | 25 | 3954 | 3384.09 | 99.9 | 104.9 | 5 | 0
2020 | SPP_N_2_MISO_MO-IL | SPP_N | MISO_MO-IL | Internal | Summer | B3 | 75 | 3954 | 0 | 97.54 | 102.06 | 5 | 0
2020 | SPP_N_2_MISO_MO-IL | SPP_N | MISO_MO-IL | Internal | Summer | B4 | 100 | 3954 | 3070.52 | 94.04 | 99.04 | 5 | 0
2020 | SPP_N_2_MISO_MO-IL | SPP_N | MISO_MO-IL | Internal | Summer | B5 | 200 | 3954 | 2612.47 | 92.76 | 97.76 | 5 | 0
2020 | SPP_N_2_MISO_MO-IL | SPP_N | MISO_MO-IL | Internal | Summer | B6 | 300 | 3954 | 828.85 | 80.82 | 85.82 | 5 | 0
2020 | SPP_N_2_MISO_MO-IL | SPP_N | MISO_MO-IL | Internal | Summer | B7 | 400 | 3954 | 940.01 | 66.6 | 71.6 | 5 | 0
2020 | SPP_N_2_MISO_MO-IL | SPP_N | MISO_MO-IL | Internal | Summer | B8 | 500 | 3954 | 0 | 61.82 | 65.6 | 5 | 0
2020 | SPP_N_2_MISO_MO-IL | SPP_N | MISO_MO-IL | Internal | Summer | B9 | 800 | 3954 | 0 | 61.33 | 62.06 | 5 | 0
2020 | SPP_N_2_MISO_MO-IL | SPP_N | MISO_MO-IL | Internal | Summer | B10 | 1262 | 3954 | 0 | 58.73 | 60.76 | 5 | 0
2020 | SPP_N_2_MISO_MO-IL | SPP_N | MISO_MO-IL | Internal | Winter | B16 | 25 | 3954 | 3954 | 68.03 | 87.45 | 5 | 14.42
2020 | SPP_N_2_MISO_MO-IL | SPP_N | MISO_MO-IL | Internal | Winter | B17 | 100 | 3954 | 3954 | 65.4 | 74.88 | 5 | 4.49
2020 | SPP_N_2_MISO_MO-IL | SPP_N | MISO_MO-IL | Internal | Winter | B18 | 400 | 3954 | 3954 | 63.16 | 69.48 | 5 | 1.32
2020 | SPP_N_2_MISO_MO-IL | SPP_N | MISO_MO-IL | Internal | Winter | B19 | 700 | 3954 | 1839.89 | 62.49 | 67.49 | 5 | 0
2020 | SPP_N_2_MISO_MO-IL | SPP_N | MISO_MO-IL | Internal | Winter | B20 | 935 | 3954 | 3954 | 56.9 | 63.29 | 5 | 1.39
2020 | SPP_N_2_MISO_W | SPP_N | MISO_W | Internal | Shoulder | B11 | 25 | 1000 | 1000 | 72.4 | 85.4 | 5 | 8
2020 | SPP_N_2_MISO_W | SPP_N | MISO_W | Internal | Shoulder | B12 | 200 | 1000 | 1000 | 63.19 | 71.58 | 5 | 3.39
2020 | SPP_N_2_MISO_W | SPP_N | MISO_W | Internal | Shoulder | B13 | 600 | 1000 | 1000 | 61.81 | 66.83 | 5 | 0.02
2020 | SPP_N_2_MISO_W | SPP_N | MISO_W | Internal | Shoulder | B14 | 900 | 1000 | 938.81 | 59.45 | 64.45 | 5 | 0
2020 | SPP_N_2_MISO_W | SPP_N | MISO_W | Internal | Shoulder | B15 | 1203 | 1000 | 1000 | 47.03 | 61.76 | 5 | 9.74
2020 | SPP_N_2_MISO_W | SPP_N | MISO_W | Internal | Summer | B1 | 10 | 1000 | 1000 | 89.73 | 109.99 | 5 | 15.26
2020 | SPP_N_2_MISO_W | SPP_N | MISO_W | Internal | Summer | B2 | 25 | 1000 | 742.38 | 99.9 | 104.9 | 5 | 0
2020 | SPP_N_2_MISO_W | SPP_N | MISO_W | Internal | Summer | B3 | 75 | 1000 | 0 | 97.54 | 102.05 | 5 | 0
2020 | SPP_N_2_MISO_W | SPP_N | MISO_W | Internal | Summer | B4 | 100 | 1000 | 107.05 | 94.04 | 99.04 | 5 | 0
2020 | SPP_N_2_MISO_W | SPP_N | MISO_W | Internal | Summer | B5 | 200 | 1000 | 228.71 | 92.76 | 97.76 | 5 | 0
2020 | SPP_N_2_MISO_W | SPP_N | MISO_W | Internal | Summer | B6 | 300 | 1000 | 0 | 80.82 | 85.8 | 5 | 0
2020 | SPP_N_2_MISO_W | SPP_N | MISO_W | Internal | Summer | B7 | 400 | 1000 | 0 | 66.6 | 71.59 | 5 | 0
2020 | SPP_N_2_MISO_W | SPP_N | MISO_W | Internal | Summer | B8 | 500 | 1000 | 0 | 61.82 | 65.59 | 5 | 0
2020 | SPP_N_2_MISO_W | SPP_N | MISO_W | Internal | Summer | B9 | 800 | 1000 | 0 | 61.33 | 62.08 | 5 | 0
2020 | SPP_N_2_MISO_W | SPP_N | MISO_W | Internal | Summer | B10 | 1262 | 1000 | 0 | 58.73 | 60.75 | 5 | 0
2020 | SPP_N_2_MISO_W | SPP_N | MISO_W | Internal | Winter | B16 | 25 | 1000 | 1000 | 68.03 | 87.45 | 5 | 14.42
2020 | SPP_N_2_MISO_W | SPP_N | MISO_W | Internal | Winter | B17 | 100 | 1000 | 1000 | 65.4 | 74.88 | 5 | 4.49
2020 | SPP_N_2_MISO_W | SPP_N | MISO_W | Internal | Winter | B18 | 400 | 1000 | 1000 | 63.16 | 70.85 | 5 | 2.69
2020 | SPP_N_2_MISO_W | SPP_N | MISO_W | Internal | Winter | B19 | 700 | 1000 | 1000 | 62.49 | 67.5 | 5 | 0.01
2020 | SPP_N_2_MISO_W | SPP_N | MISO_W | Internal | Winter | B20 | 935 | 1000 | 1000 | 56.9 | 63.3 | 5 | 1.4
2020 | SPP_N_2_NE | SPP_N | NE | Internal | Shoulder | B11 | 25 | 384 | 384 | 72.4 | 80.4 | 0.01 | 7.99
2020 | SPP_N_2_NE | SPP_N | NE | Internal | Shoulder | B12 | 200 | 384 | 0 | 63.19 | 63.18 | 0.01 | 0
2020 | SPP_N_2_NE | SPP_N | NE | Internal | Shoulder | B13 | 600 | 384 | 0 | 61.81 | 61.79 | 0.01 | 0
2020 | SPP_N_2_NE | SPP_N | NE | Internal | Shoulder | B14 | 900 | 384 | 0 | 59.45 | 59.43 | 0.01 | 0
2020 | SPP_N_2_NE | SPP_N | NE | Internal | Shoulder | B15 | 1203 | 384 | 302.84 | 47.03 | 47.04 | 0.01 | 0
2020 | SPP_N_2_NE | SPP_N | NE | Internal | Summer | B1 | 10 | 384 | 384 | 89.73 | 104.99 | 0.01 | 15.25
2020 | SPP_N_2_NE | SPP_N | NE | Internal | Summer | B2 | 25 | 384 | 0.01 | 99.9 | 99.9 | 0.01 | 0
2020 | SPP_N_2_NE | SPP_N | NE | Internal | Summer | B3 | 75 | 384 | 0 | 97.54 | 97.53 | 0.01 | 0
2020 | SPP_N_2_NE | SPP_N | NE | Internal | Summer | B4 | 100 | 384 | 0 | 94.04 | 94.04 | 0.01 | 0
2020 | SPP_N_2_NE | SPP_N | NE | Internal | Summer | B5 | 200 | 384 | 0 | 92.76 | 92.76 | 0.01 | 0
2020 | SPP_N_2_NE | SPP_N | NE | Internal | Summer | B6 | 300 | 384 | 0 | 80.82 | 80.8 | 0.01 | 0
2020 | SPP_N_2_NE | SPP_N | NE | Internal | Summer | B7 | 400 | 384 | 0 | 66.6 | 66.59 | 0.01 | 0
2020 | SPP_N_2_NE | SPP_N | NE | Internal | Summer | B8 | 500 | 384 | 0 | 61.82 | 60.59 | 0.01 | 0
2020 | SPP_N_2_NE | SPP_N | NE | Internal | Summer | B9 | 800 | 384 | 0 | 61.33 | 57.08 | 0.01 | 0
2020 | SPP_N_2_NE | SPP_N | NE | Internal | Summer | B10 | 1262 | 384 | 0 | 58.73 | 55.75 | 0.01 | 0
2020 | SPP_N_2_NE | SPP_N | NE | Internal | Winter | B16 | 25 | 384 | 0 | 68.03 | 55.5 | 0.01 | 0
2020 | SPP_N_2_NE | SPP_N | NE | Internal | Winter | B17 | 100 | 384 | 0 | 65.4 | 62.87 | 0.01 | 0
2020 | SPP_N_2_NE | SPP_N | NE | Internal | Winter | B18 | 400 | 384 | 0 | 63.16 | 60.59 | 0.01 | 0
2020 | SPP_N_2_NE | SPP_N | NE | Internal | Winter | B19 | 700 | 384 | 0 | 62.49 | 62.09 | 0.01 | 0
2020 | SPP_N_2_NE | SPP_N | NE | Internal | Winter | B20 | 935 | 384 | 0 | 56.9 | 55.67 | 0.01 | 0
2020 | SPP_N_2_SPP_S | SPP_N | SPP_S | Internal | Shoulder | B11 | 25 | 4000 | 0 | 72.4 | 70.74 | 0.01 | 0
2020 | SPP_N_2_SPP_S | SPP_N | SPP_S | Internal | Shoulder | B12 | 200 | 4000 | 374.18 | 63.19 | 63.21 | 0.01 | 0
2020 | SPP_N_2_SPP_S | SPP_N | SPP_S | Internal | Shoulder | B13 | 600 | 4000 | 0 | 61.81 | 61.81 | 0.01 | 0
2020 | SPP_N_2_SPP_S | SPP_N | SPP_S | Internal | Shoulder | B14 | 900 | 4000 | 0 | 59.45 | 59.45 | 0.01 | 0
2020 | SPP_N_2_SPP_S | SPP_N | SPP_S | Internal | Shoulder | B15 | 1203 | 4000 | 0 | 47.03 | 44.57 | 0.01 | 0
2020 | SPP_N_2_SPP_S | SPP_N | SPP_S | Internal | Summer | B1 | 10 | 4000 | 0 | 89.73 | 64.02 | 0.01 | 0
2020 | SPP_N_2_SPP_S | SPP_N | SPP_S | Internal | Summer | B2 | 25 | 4000 | 0 | 99.9 | 92.76 | 0.01 | 0
2020 | SPP_N_2_SPP_S | SPP_N | SPP_S | Internal | Summer | B3 | 75 | 4000 | 0 | 97.54 | 97.54 | 0.01 | 0
2020 | SPP_N_2_SPP_S | SPP_N | SPP_S | Internal | Summer | B4 | 100 | 4000 | 0 | 94.04 | 94.03 | 0.01 | 0
2020 | SPP_N_2_SPP_S | SPP_N | SPP_S | Internal | Summer | B5 | 200 | 4000 | 0 | 92.76 | 92.76 | 0.01 | 0
2020 | SPP_N_2_SPP_S | SPP_N | SPP_S | Internal | Summer | B6 | 300 | 4000 | 0 | 80.82 | 80.82 | 0.01 | 0
2020 | SPP_N_2_SPP_S | SPP_N | SPP_S | Internal | Summer | B7 | 400 | 4000 | 523.7 | 66.6 | 66.61 | 0.01 | 0
2020 | SPP_N_2_SPP_S | SPP_N | SPP_S | Internal | Summer | B8 | 500 | 4000 | 4000 | 61.82 | 63.87 | 0.01 | 2.04
2020 | SPP_N_2_SPP_S | SPP_N | SPP_S | Internal | Summer | B9 | 800 | 4000 | 4000 | 61.33 | 62.71 | 0.01 | 1.37
2020 | SPP_N_2_SPP_S | SPP_N | SPP_S | Internal | Summer | B10 | 1262 | 4000 | 3331.71 | 58.73 | 58.75 | 0.01 | 0
2020 | SPP_N_2_SPP_S | SPP_N | SPP_S | Internal | Winter | B16 | 25 | 4000 | 0.01 | 68.03 | 68.03 | 0.01 | 0
2020 | SPP_N_2_SPP_S | SPP_N | SPP_S | Internal | Winter | B17 | 100 | 4000 | 0 | 65.4 | 65.4 | 0.01 | 0
2020 | SPP_N_2_SPP_S | SPP_N | SPP_S | Internal | Winter | B18 | 400 | 4000 | 0 | 63.16 | 63.16 | 0.01 | 0
2020 | SPP_N_2_SPP_S | SPP_N | SPP_S | Internal | Winter | B19 | 700 | 4000 | 875.38 | 62.49 | 62.5 | 0.01 | 0
2020 | SPP_N_2_SPP_S | SPP_N | SPP_S | Internal | Winter | B20 | 935 | 4000 | 988.25 | 56.9 | 56.91 | 0.01 | 0
2020 | SPP_S_2_ENT | SPP_S | ENT | Internal | Shoulder | B11 | 25 | 4280 | 4280 | 70.74 | 77.4 | 5 | 1.65
2020 | SPP_S_2_ENT | SPP_S | ENT | Internal | Shoulder | B12 | 200 | 4280 | 0 | 63.21 | 68.19 | 5 | 0
2020 | SPP_S_2_ENT | SPP_S | ENT | Internal | Shoulder | B13 | 600 | 4280 | 607.23 | 61.81 | 66.81 | 5 | 0
2020 | SPP_S_2_ENT | SPP_S | ENT | Internal | Shoulder | B14 | 900 | 4280 | 3499.95 | 59.45 | 64.45 | 5 | 0
2020 | SPP_S_2_ENT | SPP_S | ENT | Internal | Shoulder | B15 | 1203 | 4280 | 4280 | 44.57 | 59.3 | 5 | 9.73
2020 | SPP_S_2_ENT | SPP_S | ENT | Internal | Summer | B1 | 10 | 4280 | 4280 | 64.02 | 94.73 | 5 | 25.71
2020 | SPP_S_2_ENT | SPP_S | ENT | Internal | Summer | B2 | 25 | 4280 | 4280 | 92.76 | 104.9 | 5 | 7.13
2020 | SPP_S_2_ENT | SPP_S | ENT | Internal | Summer | B3 | 75 | 4280 | 1228.7 | 97.54 | 102.54 | 5 | 0
2020 | SPP_S_2_ENT | SPP_S | ENT | Internal | Summer | B4 | 100 | 4280 | 4280 | 94.03 | 99.04 | 5 | 0.01
2020 | SPP_S_2_ENT | SPP_S | ENT | Internal | Summer | B5 | 200 | 4280 | 3158.99 | 92.76 | 97.76 | 5 | 0
2020 | SPP_S_2_ENT | SPP_S | ENT | Internal | Summer | B6 | 300 | 4280 | 494.16 | 80.82 | 85.82 | 5 | 0
2020 | SPP_S_2_ENT | SPP_S | ENT | Internal | Summer | B7 | 400 | 4280 | 0 | 66.61 | 71.6 | 5 | 0
2020 | SPP_S_2_ENT | SPP_S | ENT | Internal | Summer | B8 | 500 | 4280 | 0 | 63.87 | 66.82 | 5 | 0
2020 | SPP_S_2_ENT | SPP_S | ENT | Internal | Summer | B9 | 800 | 4280 | 0 | 62.71 | 66.33 | 5 | 0
2020 | SPP_S_2_ENT | SPP_S | ENT | Internal | Summer | B10 | 1262 | 4280 | 1191.89 | 58.75 | 63.75 | 5 | 0
2020 | SPP_S_2_ENT | SPP_S | ENT | Internal | Winter | B16 | 25 | 4280 | 2724.51 | 68.03 | 73.03 | 5 | 0
2020 | SPP_S_2_ENT | SPP_S | ENT | Internal | Winter | B17 | 100 | 4280 | 1148.78 | 65.4 | 70.4 | 5 | 0
2020 | SPP_S_2_ENT | SPP_S | ENT | Internal | Winter | B18 | 400 | 4280 | 764.61 | 63.16 | 68.16 | 5 | 0
2020 | SPP_S_2_ENT | SPP_S | ENT | Internal | Winter | B19 | 700 | 4280 | 1755.98 | 62.5 | 67.5 | 5 | 0
2020 | SPP_S_2_ENT | SPP_S | ENT | Internal | Winter | B20 | 935 | 4280 | 3231.99 | 56.91 | 61.91 | 5 | 0
2020 | SPP_S_2_SPP_N | SPP_S | SPP_N | Internal | Shoulder | B11 | 25 | 640 | 640 | 70.74 | 72.4 | 0.01 | 1.64
2020 | SPP_S_2_SPP_N | SPP_S | SPP_N | Internal | Shoulder | B12 | 200 | 640 | 0 | 63.21 | 63.19 | 0.01 | 0
2020 | SPP_S_2_SPP_N | SPP_S | SPP_N | Internal | Shoulder | B13 | 600 | 640 | 0 | 61.81 | 61.81 | 0.01 | 0
2020 | SPP_S_2_SPP_N | SPP_S | SPP_N | Internal | Shoulder | B14 | 900 | 640 | 0 | 59.45 | 59.45 | 0.01 | 0
2020 | SPP_S_2_SPP_N | SPP_S | SPP_N | Internal | Shoulder | B15 | 1203 | 640 | 640 | 44.57 | 47.03 | 0.01 | 2.44
2020 | SPP_S_2_SPP_N | SPP_S | SPP_N | Internal | Summer | B1 | 10 | 640 | 640 | 64.02 | 89.73 | 0.01 | 25.7
2020 | SPP_S_2_SPP_N | SPP_S | SPP_N | Internal | Summer | B2 | 25 | 640 | 640 | 92.76 | 99.9 | 0.01 | 7.12
2020 | SPP_S_2_SPP_N | SPP_S | SPP_N | Internal | Summer | B3 | 75 | 640 | 0 | 97.54 | 97.54 | 0.01 | 0
2020 | SPP_S_2_SPP_N | SPP_S | SPP_N | Internal | Summer | B4 | 100 | 640 | 581.35 | 94.03 | 94.04 | 0.01 | 0
2020 | SPP_S_2_SPP_N | SPP_S | SPP_N | Internal | Summer | B5 | 200 | 640 | 0 | 92.76 | 92.76 | 0.01 | 0
2020 | SPP_S_2_SPP_N | SPP_S | SPP_N | Internal | Summer | B6 | 300 | 640 | 0 | 80.82 | 80.82 | 0.01 | 0
2020 | SPP_S_2_SPP_N | SPP_S | SPP_N | Internal | Summer | B7 | 400 | 640 | 0 | 66.61 | 66.6 | 0.01 | 0
2020 | SPP_S_2_SPP_N | SPP_S | SPP_N | Internal | Summer | B8 | 500 | 640 | 0 | 63.87 | 61.82 | 0.01 | 0
2020 | SPP_S_2_SPP_N | SPP_S | SPP_N | Internal | Summer | B9 | 800 | 640 | 0 | 62.71 | 61.33 | 0.01 | 0
2020 | SPP_S_2_SPP_N | SPP_S | SPP_N | Internal | Summer | B10 | 1262 | 640 | 0 | 58.75 | 58.73 | 0.01 | 0
2020 | SPP_S_2_SPP_N | SPP_S | SPP_N | Internal | Winter | B16 | 25 | 640 | 0.01 | 68.03 | 68.03 | 0.01 | 0
2020 | SPP_S_2_SPP_N | SPP_S | SPP_N | Internal | Winter | B17 | 100 | 640 | 0 | 65.4 | 65.4 | 0.01 | 0
2020 | SPP_S_2_SPP_N | SPP_S | SPP_N | Internal | Winter | B18 | 400 | 640 | 0 | 63.16 | 63.16 | 0.01 | 0
2020 | SPP_S_2_SPP_N | SPP_S | SPP_N | Internal | Winter | B19 | 700 | 640 | 0 | 62.5 | 62.49 | 0.01 | 0
2020 | SPP_S_2_SPP_N | SPP_S | SPP_N | Internal | Winter | B20 | 935 | 640 | 0 | 56.91 | 56.9 | 0.01 | 0
2020 | TVA_2_ENT | TVA | ENT | Internal | Shoulder | B11 | 25 | 500 | 0 | 93.41 | 77.4 | 9 | 0
2020 | TVA_2_ENT | TVA | ENT | Internal | Shoulder | B12 | 200 | 500 | 0 | 73.98 | 68.19 | 9 | 0
2020 | TVA_2_ENT | TVA | ENT | Internal | Shoulder | B13 | 600 | 500 | 0 | 69.95 | 66.81 | 9 | 0
2020 | TVA_2_ENT | TVA | ENT | Internal | Shoulder | B14 | 900 | 500 | 0 | 69.95 | 64.45 | 9 | 0
2020 | TVA_2_ENT | TVA | ENT | Internal | Shoulder | B15 | 1203 | 500 | 0 | 68.28 | 59.3 | 9 | 0
2020 | TVA_2_ENT | TVA | ENT | Internal | Summer | B1 | 10 | 500 | 0 | 116.43 | 94.73 | 9 | 0
2020 | TVA_2_ENT | TVA | ENT | Internal | Summer | B2 | 25 | 500 | 0 | 112.91 | 104.9 | 9 | 0
2020 | TVA_2_ENT | TVA | ENT | Internal | Summer | B3 | 75 | 500 | 0 | 110.07 | 102.54 | 9 | 0
2020 | TVA_2_ENT | TVA | ENT | Internal | Summer | B4 | 100 | 500 | 0 | 107.05 | 99.04 | 9 | 0
2020 | TVA_2_ENT | TVA | ENT | Internal | Summer | B5 | 200 | 500 | 0 | 105.78 | 97.76 | 9 | 0
2020 | TVA_2_ENT | TVA | ENT | Internal | Summer | B6 | 300 | 500 | 0 | 93.82 | 85.82 | 9 | 0
2020 | TVA_2_ENT | TVA | ENT | Internal | Summer | B7 | 400 | 500 | 0 | 68.46 | 71.6 | 9 | 0
2020 | TVA_2_ENT | TVA | ENT | Internal | Summer | B8 | 500 | 500 | 0 | 68.46 | 66.82 | 9 | 0
2020 | TVA_2_ENT | TVA | ENT | Internal | Summer | B9 | 800 | 500 | 0 | 68.46 | 66.33 | 9 | 0
2020 | TVA_2_ENT | TVA | ENT | Internal | Summer | B10 | 1262 | 500 | 0 | 65.62 | 63.75 | 9 | 0
2020 | TVA_2_ENT | TVA | ENT | Internal | Winter | B16 | 25 | 500 | 0 | 95.46 | 73.03 | 9 | 0
2020 | TVA_2_ENT | TVA | ENT | Internal | Winter | B17 | 100 | 500 | 0 | 78.41 | 70.4 | 9 | 0
2020 | TVA_2_ENT | TVA | ENT | Internal | Winter | B18 | 400 | 500 | 0 | 72.6 | 68.16 | 9 | 0
2020 | TVA_2_ENT | TVA | ENT | Internal | Winter | B19 | 700 | 500 | 0 | 72.6 | 67.5 | 9 | 0
2020 | TVA_2_ENT | TVA | ENT | Internal | Winter | B20 | 935 | 500 | 0 | 69.92 | 61.91 | 9 | 0
2020 | TVA_2_NonRTO_Midwest | TVA | NonRTO_Midwest | Internal | Shoulder | B11 | 25 | 100 | 0 | 93.41 | 93.39 | 9 | 0
2020 | TVA_2_NonRTO_Midwest | TVA | NonRTO_Midwest | Internal | Shoulder | B12 | 200 | 100 | 0 | 73.98 | 79.58 | 9 | 0
2020 | TVA_2_NonRTO_Midwest | TVA | NonRTO_Midwest | Internal | Shoulder | B13 | 600 | 100 | 0 | 69.95 | 74.81 | 9 | 0
2020 | TVA_2_NonRTO_Midwest | TVA | NonRTO_Midwest | Internal | Shoulder | B14 | 900 | 100 | 0 | 69.95 | 72.43 | 9 | 0
2020 | TVA_2_NonRTO_Midwest | TVA | NonRTO_Midwest | Internal | Shoulder | B15 | 1203 | 100 | 0 | 68.28 | 65.82 | 9 | 0
2020 | TVA_2_NonRTO_Midwest | TVA | NonRTO_Midwest | Internal | Summer | B1 | 10 | 100 | 0 | 116.43 | 108.42 | 9 | 0
2020 | TVA_2_NonRTO_Midwest | TVA | NonRTO_Midwest | Internal | Summer | B2 | 25 | 100 | 0 | 112.91 | 108.34 | 9 | 0
2020 | TVA_2_NonRTO_Midwest | TVA | NonRTO_Midwest | Internal | Summer | B3 | 75 | 100 | 0 | 110.07 | 108.34 | 9 | 0
2020 | TVA_2_NonRTO_Midwest | TVA | NonRTO_Midwest | Internal | Summer | B4 | 100 | 100 | 0 | 107.05 | 107.03 | 9 | 0
2020 | TVA_2_NonRTO_Midwest | TVA | NonRTO_Midwest | Internal | Summer | B5 | 200 | 100 | 0 | 105.78 | 105.75 | 9 | 0
2020 | TVA_2_NonRTO_Midwest | TVA | NonRTO_Midwest | Internal | Summer | B6 | 300 | 100 | 0 | 93.82 | 92.59 | 9 | 0
2020 | TVA_2_NonRTO_Midwest | TVA | NonRTO_Midwest | Internal | Summer | B7 | 400 | 100 | 100 | 68.46 | 79.58 | 9 | 2.11
2020 | TVA_2_NonRTO_Midwest | TVA | NonRTO_Midwest | Internal | Summer | B8 | 500 | 100 | 0 | 68.46 | 66.36 | 9 | 0
2020 | TVA_2_NonRTO_Midwest | TVA | NonRTO_Midwest | Internal | Summer | B9 | 800 | 100 | 0 | 68.46 | 66.14 | 9 | 0
2020 | TVA_2_NonRTO_Midwest | TVA | NonRTO_Midwest | Internal | Summer | B10 | 1262 | 100 | 0 | 65.62 | 63.25 | 9 | 0
2020 | TVA_2_NonRTO_Midwest | TVA | NonRTO_Midwest | Internal | Winter | B16 | 25 | 100 | 0 | 95.46 | 95.44 | 9 | 0
2020 | TVA_2_NonRTO_Midwest | TVA | NonRTO_Midwest | Internal | Winter | B17 | 100 | 100 | 0 | 78.41 | 82.87 | 9 | 0
2020 | TVA_2_NonRTO_Midwest | TVA | NonRTO_Midwest | Internal | Winter | B18 | 400 | 100 | 0 | 72.6 | 77.47 | 9 | 0
2020 | TVA_2_NonRTO_Midwest | TVA | NonRTO_Midwest | Internal | Winter | B19 | 700 | 100 | 0 | 72.6 | 75.47 | 9 | 0
2020 | TVA_2_NonRTO_Midwest | TVA | NonRTO_Midwest | Internal | Winter | B20 | 935 | 100 | 0 | 69.92 | 68.07 | 9 | 0
2020 | TVA_2_PJM_ROR | TVA | PJM_ROR | Internal | Shoulder | B11 | 25 | 500 | 0 | 93.41 | 87.4 | 9 | 0
2020 | TVA_2_PJM_ROR | TVA | PJM_ROR | Internal | Shoulder | B12 | 200 | 500 | 0 | 73.98 | 73.58 | 9 | 0
2020 | TVA_2_PJM_ROR | TVA | PJM_ROR | Internal | Shoulder | B13 | 600 | 500 | 0 | 69.95 | 68.83 | 9 | 0
2020 | TVA_2_PJM_ROR | TVA | PJM_ROR | Internal | Shoulder | B14 | 900 | 500 | 0 | 69.95 | 66.45 | 9 | 0
2020 | TVA_2_PJM_ROR | TVA | PJM_ROR | Internal | Shoulder | B15 | 1203 | 500 | 0 | 68.28 | 63.76 | 9 | 0
2020 | TVA_2_PJM_ROR | TVA | PJM_ROR | Internal | Summer | B1 | 10 | 500 | 0 | 116.43 | 111.99 | 9 | 0
2020 | TVA_2_PJM_ROR | TVA | PJM_ROR | Internal | Summer | B2 | 25 | 500 | 0 | 112.91 | 106.9 | 9 | 0
2020 | TVA_2_PJM_ROR | TVA | PJM_ROR | Internal | Summer | B3 | 75 | 500 | 0 | 110.07 | 101.03 | 9 | 0
2020 | TVA_2_PJM_ROR | TVA | PJM_ROR | Internal | Summer | B4 | 100 | 500 | 0 | 107.05 | 101.03 | 9 | 0
2020 | TVA_2_PJM_ROR | TVA | PJM_ROR | Internal | Summer | B5 | 200 | 500 | 0 | 105.78 | 99.76 | 9 | 0
2020 | TVA_2_PJM_ROR | TVA | PJM_ROR | Internal | Summer | B6 | 300 | 500 | 0 | 93.82 | 87.8 | 9 | 0
2020 | TVA_2_PJM_ROR | TVA | PJM_ROR | Internal | Summer | B7 | 400 | 500 | 0 | 68.46 | 73.59 | 9 | 0
2020 | TVA_2_PJM_ROR | TVA | PJM_ROR | Internal | Summer | B8 | 500 | 500 | 0 | 68.46 | 67.59 | 9 | 0
2020 | TVA_2_PJM_ROR | TVA | PJM_ROR | Internal | Summer | B9 | 800 | 500 | 0 | 68.46 | 64.06 | 9 | 0
2020 | TVA_2_PJM_ROR | TVA | PJM_ROR | Internal | Summer | B10 | 1262 | 500 | 0 | 65.62 | 61.65 | 9 | 0
2020 | TVA_2_PJM_ROR | TVA | PJM_ROR | Internal | Winter | B16 | 25 | 500 | 0 | 95.46 | 89.45 | 9 | 0
2020 | TVA_2_PJM_ROR | TVA | PJM_ROR | Internal | Winter | B17 | 100 | 500 | 0 | 78.41 | 76.88 | 9 | 0
2020 | TVA_2_PJM_ROR | TVA | PJM_ROR | Internal | Winter | B18 | 400 | 500 | 0 | 72.6 | 72.85 | 9 | 0
2020 | TVA_2_PJM_ROR | TVA | PJM_ROR | Internal | Winter | B19 | 700 | 500 | 0 | 72.6 | 69.5 | 9 | 0
2020 | TVA_2_PJM_ROR | TVA | PJM_ROR | Internal | Winter | B20 | 935 | 500 | 0 | 69.92 | 65.3 | 9 | 0
2020 | TVA_2_SOCO | TVA | SOCO | Internal | Shoulder | B11 | 25 | 500 | 500 | 93.41 | 107.59 | 9 | 5.18
2020 | TVA_2_SOCO | TVA | SOCO | Internal | Shoulder | B12 | 200 | 500 | 0 | 73.98 | 76.19 | 9 | 0
2020 | TVA_2_SOCO | TVA | SOCO | Internal | Shoulder | B13 | 600 | 500 | 0 | 69.95 | 69.75 | 9 | 0
2020 | TVA_2_SOCO | TVA | SOCO | Internal | Shoulder | B14 | 900 | 500 | 0 | 69.95 | 69.75 | 9 | 0
2020 | TVA_2_SOCO | TVA | SOCO | Internal | Shoulder | B15 | 1203 | 500 | 0 | 68.28 | 67.3 | 9 | 0
2020 | TVA_2_SOCO | TVA | SOCO | Internal | Summer | B1 | 10 | 500 | 393.16 | 116.43 | 125.43 | 9 | 0
2020 | TVA_2_SOCO | TVA | SOCO | Internal | Summer | B2 | 25 | 500 | 0 | 112.91 | 112.9 | 9 | 0
2020 | TVA_2_SOCO | TVA | SOCO | Internal | Summer | B3 | 75 | 500 | 0 | 110.07 | 112 | 9 | 0
2020 | TVA_2_SOCO | TVA | SOCO | Internal | Summer | B4 | 100 | 500 | 0 | 107.05 | 112 | 9 | 0
2020 | TVA_2_SOCO | TVA | SOCO | Internal | Summer | B5 | 200 | 500 | 0 | 105.78 | 109.79 | 9 | 0
2020 | TVA_2_SOCO | TVA | SOCO | Internal | Summer | B6 | 300 | 500 | 500 | 93.82 | 106.44 | 9 | 3.63
2020 | TVA_2_SOCO | TVA | SOCO | Internal | Summer | B7 | 400 | 500 | 500 | 68.46 | 96.46 | 9 | 18.99
2020 | TVA_2_SOCO | TVA | SOCO | Internal | Summer | B8 | 500 | 500 | 500 | 68.46 | 82.59 | 9 | 5.12
2020 | TVA_2_SOCO | TVA | SOCO | Internal | Summer | B9 | 800 | 500 | 0 | 68.46 | 70.56 | 9 | 0
2020 | TVA_2_SOCO | TVA | SOCO | Internal | Summer | B10 | 1262 | 500 | 0 | 65.62 | 66.03 | 9 | 0
2020 | TVA_2_SOCO | TVA | SOCO | Internal | Winter | B16 | 25 | 500 | 500 | 95.46 | 112.52 | 9 | 8.06
2020 | TVA_2_SOCO | TVA | SOCO | Internal | Winter | B17 | 100 | 500 | 0 | 78.41 | 87.4 | 9 | 0
2020 | TVA_2_SOCO | TVA | SOCO | Internal | Winter | B18 | 400 | 500 | 0 | 72.6 | 71.68 | 9 | 0
2020 | TVA_2_SOCO | TVA | SOCO | Internal | Winter | B19 | 700 | 500 | 0 | 72.6 | 71.68 | 9 | 0
2020 | TVA_2_SOCO | TVA | SOCO | Internal | Winter | B20 | 935 | 500 | 0 | 69.92 | 69.91 | 9 | 0
2020 | TVA_2_VACAR | TVA | VACAR | Internal | Shoulder | B11 | 25 | 150 | 0 | 93.41 | 100.59 | 9 | 0
2020 | TVA_2_VACAR | TVA | VACAR | Internal | Shoulder | B12 | 200 | 150 | 21.87 | 73.98 | 82.98 | 9 | 0
2020 | TVA_2_VACAR | TVA | VACAR | Internal | Shoulder | B13 | 600 | 150 | 0 | 69.95 | 74.83 | 9 | 0
2020 | TVA_2_VACAR | TVA | VACAR | Internal | Shoulder | B14 | 900 | 150 | 0 | 69.95 | 72.45 | 9 | 0
2020 | TVA_2_VACAR | TVA | VACAR | Internal | Shoulder | B15 | 1203 | 150 | 0 | 68.28 | 69.76 | 9 | 0
2020 | TVA_2_VACAR | TVA | VACAR | Internal | Summer | B1 | 10 | 150 | 150 | 116.43 | 135.43 | 9 | 10
2020 | TVA_2_VACAR | TVA | VACAR | Internal | Summer | B2 | 25 | 150 | 0.01 | 112.91 | 121.9 | 9 | 0
2020 | TVA_2_VACAR | TVA | VACAR | Internal | Summer | B3 | 75 | 150 | 0 | 110.07 | 112.67 | 9 | 0
2020 | TVA_2_VACAR | TVA | VACAR | Internal | Summer | B4 | 100 | 150 | 0 | 107.05 | 112.67 | 9 | 0
2020 | TVA_2_VACAR | TVA | VACAR | Internal | Summer | B5 | 200 | 150 | 0 | 105.78 | 112.67 | 9 | 0
2020 | TVA_2_VACAR | TVA | VACAR | Internal | Summer | B6 | 300 | 150 | 65.53 | 93.82 | 102.82 | 9 | 0
2020 | TVA_2_VACAR | TVA | VACAR | Internal | Summer | B7 | 400 | 150 | 150 | 68.46 | 92.57 | 9 | 15.1
2020 | TVA_2_VACAR | TVA | VACAR | Internal | Summer | B8 | 500 | 150 | 0 | 68.46 | 75.64 | 9 | 0
2020 | TVA_2_VACAR | TVA | VACAR | Internal | Summer | B9 | 800 | 150 | 0 | 68.46 | 70.06 | 9 | 0
2020 | TVA_2_VACAR | TVA | VACAR | Internal | Summer | B10 | 1262 | 150 | 0 | 65.62 | 67.65 | 9 | 0
2020 | TVA_2_VACAR | TVA | VACAR | Internal | Winter | B16 | 25 | 150 | 150 | 95.46 | 122.52 | 9 | 18.06
2020 | TVA_2_VACAR | TVA | VACAR | Internal | Winter | B17 | 100 | 150 | 150 | 78.41 | 97.4 | 9 | 9.99
2020 | TVA_2_VACAR | TVA | VACAR | Internal | Winter | B18 | 400 | 150 | 0 | 72.6 | 79.06 | 9 | 0
2020 | TVA_2_VACAR | TVA | VACAR | Internal | Winter | B19 | 700 | 150 | 0 | 72.6 | 75.5 | 9 | 0
2020 | TVA_2_VACAR | TVA | VACAR | Internal | Winter | B20 | 935 | 150 | 0 | 69.92 | 71.3 | 9 | 0
2020 | TVA_Transmission_2_ENT | TVA_Transmission | ENT | Internal | Shoulder | B11 | 25 | 3000 | 0 | 93.4 | 77.4 | 9 | 0
2020 | TVA_Transmission_2_ENT | TVA_Transmission | ENT | Internal | Shoulder | B12 | 200 | 3000 | 0 | 75.4 | 68.19 | 9 | 0
2020 | TVA_Transmission_2_ENT | TVA_Transmission | ENT | Internal | Shoulder | B13 | 600 | 3000 | 0 | 71.67 | 66.81 | 9 | 0
2020 | TVA_Transmission_2_ENT | TVA_Transmission | ENT | Internal | Shoulder | B14 | 900 | 3000 | 0 | 70.66 | 64.45 | 9 | 0
2020 | TVA_Transmission_2_ENT | TVA_Transmission | ENT | Internal | Shoulder | B15 | 1203 | 3000 | 0 | 68.26 | 59.3 | 9 | 0
2020 | TVA_Transmission_2_ENT | TVA_Transmission | ENT | Internal | Summer | B1 | 10 | 3000 | 0 | 116.42 | 94.73 | 9 | 0
2020 | TVA_Transmission_2_ENT | TVA_Transmission | ENT | Internal | Summer | B2 | 25 | 3000 | 0 | 112.9 | 104.9 | 9 | 0
2020 | TVA_Transmission_2_ENT | TVA_Transmission | ENT | Internal | Summer | B3 | 75 | 3000 | 0 | 110.06 | 102.54 | 9 | 0
2020 | TVA_Transmission_2_ENT | TVA_Transmission | ENT | Internal | Summer | B4 | 100 | 3000 | 0 | 107.04 | 99.04 | 9 | 0
2020 | TVA_Transmission_2_ENT | TVA_Transmission | ENT | Internal | Summer | B5 | 200 | 3000 | 0 | 105.76 | 97.76 | 9 | 0
2020 | TVA_Transmission_2_ENT | TVA_Transmission | ENT | Internal | Summer | B6 | 300 | 3000 | 0 | 93.82 | 85.82 | 9 | 0
2020 | TVA_Transmission_2_ENT | TVA_Transmission | ENT | Internal | Summer | B7 | 400 | 3000 | 0 | 79.6 | 71.6 | 9 | 0
2020 | TVA_Transmission_2_ENT | TVA_Transmission | ENT | Internal | Summer | B8 | 500 | 3000 | 0 | 73.59 | 66.82 | 9 | 0
2020 | TVA_Transmission_2_ENT | TVA_Transmission | ENT | Internal | Summer | B9 | 800 | 3000 | 0 | 68.97 | 66.33 | 9 | 0
2020 | TVA_Transmission_2_ENT | TVA_Transmission | ENT | Internal | Summer | B10 | 1262 | 3000 | 0 | 66.31 | 63.75 | 9 | 0
2020 | TVA_Transmission_2_ENT | TVA_Transmission | ENT | Internal | Winter | B16 | 25 | 3000 | 0 | 95.45 | 73.03 | 9 | 0
2020 | TVA_Transmission_2_ENT | TVA_Transmission | ENT | Internal | Winter | B17 | 100 | 3000 | 0 | 78.4 | 70.4 | 9 | 0
2020 | TVA_Transmission_2_ENT | TVA_Transmission | ENT | Internal | Winter | B18 | 400 | 3000 | 0 | 74.25 | 68.16 | 9 | 0
2020 | TVA_Transmission_2_ENT | TVA_Transmission | ENT | Internal | Winter | B19 | 700 | 3000 | 0 | 73.45 | 67.5 | 9 | 0
2020 | TVA_Transmission_2_ENT | TVA_Transmission | ENT | Internal | Winter | B20 | 935 | 3000 | 0 | 69.91 | 61.91 | 9 | 0
2020 | TVA_Transmission_2_NonRTO_Midwest | TVA_Transmission | NonRTO_Midwest | Internal | Shoulder | B11 | 25 | 700 | 0 | 93.4 | 93.39 | 9 | 0
2020 | TVA_Transmission_2_NonRTO_Midwest | TVA_Transmission | NonRTO_Midwest | Internal | Shoulder | B12 | 200 | 700 | 0 | 75.4 | 79.58 | 9 | 0
2020 | TVA_Transmission_2_NonRTO_Midwest | TVA_Transmission | NonRTO_Midwest | Internal | Shoulder | B13 | 600 | 700 | 0 | 71.67 | 74.81 | 9 | 0
2020 | TVA_Transmission_2_NonRTO_Midwest | TVA_Transmission | NonRTO_Midwest | Internal | Shoulder | B14 | 900 | 700 | 0 | 70.66 | 72.43 | 9 | 0
2020 | TVA_Transmission_2_NonRTO_Midwest | TVA_Transmission | NonRTO_Midwest | Internal | Shoulder | B15 | 1203 | 700 | 0 | 68.26 | 65.82 | 9 | 0
2020 | TVA_Transmission_2_NonRTO_Midwest | TVA_Transmission | NonRTO_Midwest | Internal | Summer | B1 | 10 | 700 | 0 | 116.42 | 108.42 | 9 | 0
2020 | TVA_Transmission_2_NonRTO_Midwest | TVA_Transmission | NonRTO_Midwest | Internal | Summer | B2 | 25 | 700 | 0 | 112.9 | 108.34 | 9 | 0
2020 | TVA_Transmission_2_NonRTO_Midwest | TVA_Transmission | NonRTO_Midwest | Internal | Summer | B3 | 75 | 700 | 0 | 110.06 | 108.34 | 9 | 0
2020 | TVA_Transmission_2_NonRTO_Midwest | TVA_Transmission | NonRTO_Midwest | Internal | Summer | B4 | 100 | 700 | 0 | 107.04 | 107.03 | 9 | 0
2020 | TVA_Transmission_2_NonRTO_Midwest | TVA_Transmission | NonRTO_Midwest | Internal | Summer | B5 | 200 | 700 | 0 | 105.76 | 105.75 | 9 | 0
2020 | TVA_Transmission_2_NonRTO_Midwest | TVA_Transmission | NonRTO_Midwest | Internal | Summer | B6 | 300 | 700 | 0 | 93.82 | 92.59 | 9 | 0
2020 | TVA_Transmission_2_NonRTO_Midwest | TVA_Transmission | NonRTO_Midwest | Internal | Summer | B7 | 400 | 700 | 0 | 79.6 | 79.58 | 9 | 0
2020 | TVA_Transmission_2_NonRTO_Midwest | TVA_Transmission | NonRTO_Midwest | Internal | Summer | B8 | 500 | 700 | 0 | 73.59 | 66.36 | 9 | 0
2020 | TVA_Transmission_2_NonRTO_Midwest | TVA_Transmission | NonRTO_Midwest | Internal | Summer | B9 | 800 | 700 | 0 | 68.97 | 66.14 | 9 | 0
2020 | TVA_Transmission_2_NonRTO_Midwest | TVA_Transmission | NonRTO_Midwest | Internal | Summer | B10 | 1262 | 700 | 0 | 66.31 | 63.25 | 9 | 0
2020 | TVA_Transmission_2_NonRTO_Midwest | TVA_Transmission | NonRTO_Midwest | Internal | Winter | B16 | 25 | 700 | 0 | 95.45 | 95.44 | 9 | 0
2020 | TVA_Transmission_2_NonRTO_Midwest | TVA_Transmission | NonRTO_Midwest | Internal | Winter | B17 | 100 | 700 | 0 | 78.4 | 82.87 | 9 | 0
2020 | TVA_Transmission_2_NonRTO_Midwest | TVA_Transmission | NonRTO_Midwest | Internal | Winter | B18 | 400 | 700 | 0 | 74.25 | 77.47 | 9 | 0
2020 | TVA_Transmission_2_NonRTO_Midwest | TVA_Transmission | NonRTO_Midwest | Internal | Winter | B19 | 700 | 700 | 0 | 73.45 | 75.47 | 9 | 0
2020 | TVA_Transmission_2_NonRTO_Midwest | TVA_Transmission | NonRTO_Midwest | Internal | Winter | B20 | 935 | 700 | 0 | 69.91 | 68.07 | 9 | 0
2020 | TVA_Transmission_2_PJM_ROR | TVA_Transmission | PJM_ROR | Internal | Shoulder | B11 | 25 | 2000 | 0 | 93.4 | 87.4 | 9 | 0
2020 | TVA_Transmission_2_PJM_ROR | TVA_Transmission | PJM_ROR | Internal | Shoulder | B12 | 200 | 2000 | 0 | 75.4 | 73.58 | 9 | 0
2020 | TVA_Transmission_2_PJM_ROR | TVA_Transmission | PJM_ROR | Internal | Shoulder | B13 | 600 | 2000 | 0 | 71.67 | 68.83 | 9 | 0
2020 | TVA_Transmission_2_PJM_ROR | TVA_Transmission | PJM_ROR | Internal | Shoulder | B14 | 900 | 2000 | 0 | 70.66 | 66.45 | 9 | 0
2020 | TVA_Transmission_2_PJM_ROR | TVA_Transmission | PJM_ROR | Internal | Shoulder | B15 | 1203 | 2000 | 0 | 68.26 | 63.76 | 9 | 0
2020 | TVA_Transmission_2_PJM_ROR | TVA_Transmission | PJM_ROR | Internal | Summer | B1 | 10 | 2000 | 0 | 116.42 | 111.99 | 9 | 0
2020 | TVA_Transmission_2_PJM_ROR | TVA_Transmission | PJM_ROR | Internal | Summer | B2 | 25 | 2000 | 0 | 112.9 | 106.9 | 9 | 0
2020 | TVA_Transmission_2_PJM_ROR | TVA_Transmission | PJM_ROR | Internal | Summer | B3 | 75 | 2000 | 0 | 110.06 | 101.03 | 9 | 0
2020 | TVA_Transmission_2_PJM_ROR | TVA_Transmission | PJM_ROR | Internal | Summer | B4 | 100 | 2000 | 0 | 107.04 | 101.03 | 9 | 0
2020 | TVA_Transmission_2_PJM_ROR | TVA_Transmission | PJM_ROR | Internal | Summer | B5 | 200 | 2000 | 0 | 105.76 | 99.76 | 9 | 0
2020 | TVA_Transmission_2_PJM_ROR | TVA_Transmission | PJM_ROR | Internal | Summer | B6 | 300 | 2000 | 0 | 93.82 | 87.8 | 9 | 0
2020 | TVA_Transmission_2_PJM_ROR | TVA_Transmission | PJM_ROR | Internal | Summer | B7 | 400 | 2000 | 0 | 79.6 | 73.59 | 9 | 0
2020 | TVA_Transmission_2_PJM_ROR | TVA_Transmission | PJM_ROR | Internal | Summer | B8 | 500 | 2000 | 0 | 73.59 | 67.59 | 9 | 0
2020 | TVA_Transmission_2_PJM_ROR | TVA_Transmission | PJM_ROR | Internal | Summer | B9 | 800 | 2000 | 0 | 68.97 | 64.06 | 9 | 0
2020 | TVA_Transmission_2_PJM_ROR | TVA_Transmission | PJM_ROR | Internal | Summer | B10 | 1262 | 2000 | 0 | 66.31 | 61.65 | 9 | 0
2020 | TVA_Transmission_2_PJM_ROR | TVA_Transmission | PJM_ROR | Internal | Winter | B16 | 25 | 2000 | 0 | 95.45 | 89.45 | 9 | 0
2020 | TVA_Transmission_2_PJM_ROR | TVA_Transmission | PJM_ROR | Internal | Winter | B17 | 100 | 2000 | 0 | 78.4 | 76.88 | 9 | 0
2020 | TVA_Transmission_2_PJM_ROR | TVA_Transmission | PJM_ROR | Internal | Winter | B18 | 400 | 2000 | 0 | 74.25 | 72.85 | 9 | 0
2020 | TVA_Transmission_2_PJM_ROR | TVA_Transmission | PJM_ROR | Internal | Winter | B19 | 700 | 2000 | 0 | 73.45 | 69.5 | 9 | 0
2020 | TVA_Transmission_2_PJM_ROR | TVA_Transmission | PJM_ROR | Internal | Winter | B20 | 935 | 2000 | 0 | 69.91 | 65.3 | 9 | 0
2020 | TVA_Transmission_2_SOCO | TVA_Transmission | SOCO | Internal | Shoulder | B11 | 25 | 3200 | 3200 | 93.4 | 107.59 | 9 | 5.19
2020 | TVA_Transmission_2_SOCO | TVA_Transmission | SOCO | Internal | Shoulder | B12 | 200 | 3200 | 0 | 75.4 | 76.19 | 9 | 0
2020 | TVA_Transmission_2_SOCO | TVA_Transmission | SOCO | Internal | Shoulder | B13 | 600 | 3200 | 0 | 71.67 | 69.75 | 9 | 0
2020 | TVA_Transmission_2_SOCO | TVA_Transmission | SOCO | Internal | Shoulder | B14 | 900 | 3200 | 0 | 70.66 | 69.75 | 9 | 0
2020 | TVA_Transmission_2_SOCO | TVA_Transmission | SOCO | Internal | Shoulder | B15 | 1203 | 3200 | 0 | 68.26 | 67.3 | 9 | 0
2020 | TVA_Transmission_2_SOCO | TVA_Transmission | SOCO | Internal | Summer | B1 | 10 | 3200 | 3199.96 | 116.42 | 125.43 | 9 | 0.01
2020 | TVA_Transmission_2_SOCO | TVA_Transmission | SOCO | Internal | Summer | B2 | 25 | 3200 | 0 | 112.9 | 112.9 | 9 | 0
2020 | TVA_Transmission_2_SOCO | TVA_Transmission | SOCO | Internal | Summer | B3 | 75 | 3200 | 0 | 110.06 | 112 | 9 | 0
2020 | TVA_Transmission_2_SOCO | TVA_Transmission | SOCO | Internal | Summer | B4 | 100 | 3200 | 0 | 107.04 | 112 | 9 | 0
2020 | TVA_Transmission_2_SOCO | TVA_Transmission | SOCO | Internal | Summer | B5 | 200 | 3200 | 0 | 105.76 | 109.79 | 9 | 0
2020 | TVA_Transmission_2_SOCO | TVA_Transmission | SOCO | Internal | Summer | B6 | 300 | 3200 | 3200 | 93.82 | 106.44 | 9 | 3.63
2020 | TVA_Transmission_2_SOCO | TVA_Transmission | SOCO | Internal | Summer | B7 | 400 | 3200 | 3200 | 79.6 | 96.46 | 9 | 7.85
2020 | TVA_Transmission_2_SOCO | TVA_Transmission | SOCO | Internal | Summer | B8 | 500 | 3200 | 1145.5 | 73.59 | 82.59 | 9 | 0
2020 | TVA_Transmission_2_SOCO | TVA_Transmission | SOCO | Internal | Summer | B9 | 800 | 3200 | 0 | 68.97 | 70.56 | 9 | 0
2020 | TVA_Transmission_2_SOCO | TVA_Transmission | SOCO | Internal | Summer | B10 | 1262 | 3200 | 0 | 66.31 | 66.03 | 9 | 0
2020 | TVA_Transmission_2_SOCO | TVA_Transmission | SOCO | Internal | Winter | B16 | 25 | 3200 | 3200 | 95.45 | 112.52 | 9 | 8.07
2020 | TVA_Transmission_2_SOCO | TVA_Transmission | SOCO | Internal | Winter | B17 | 100 | 3200 | 263.58 | 78.4 | 87.4 | 9 | 0
2020 | TVA_Transmission_2_SOCO | TVA_Transmission | SOCO | Internal | Winter | B18 | 400 | 3200 | 0 | 74.25 | 71.68 | 9 | 0
2020 | TVA_Transmission_2_SOCO | TVA_Transmission | SOCO | Internal | Winter | B19 | 700 | 3200 | 0 | 73.45 | 71.68 | 9 | 0
2020 | TVA_Transmission_2_SOCO | TVA_Transmission | SOCO | Internal | Winter | B20 | 935 | 3200 | 0 | 69.91 | 69.91 | 9 | 0
2020 | TVA_Transmission_2_TVA | TVA_Transmission | TVA | Internal | Shoulder | B11 | 25 | 99999 | 1254.56 | 93.4 | 93.41 | 0.01 | 0
2020 | TVA_Transmission_2_TVA | TVA_Transmission | TVA | Internal | Shoulder | B12 | 200 | 99999 | 0 | 75.4 | 73.98 | 0.01 | 0
2020 | TVA_Transmission_2_TVA | TVA_Transmission | TVA | Internal | Shoulder | B13 | 600 | 99999 | 0 | 71.67 | 69.95 | 0.01 | 0
2020 | TVA_Transmission_2_TVA | TVA_Transmission | TVA | Internal | Shoulder | B14 | 900 | 99999 | 0 | 70.66 | 69.95 | 0.01 | 0
2020 | TVA_Transmission_2_TVA | TVA_Transmission | TVA | Internal | Shoulder | B15 | 1203 | 99999 | 2100 | 68.26 | 68.28 | 0.01 | 0
2020 | TVA_Transmission_2_TVA | TVA_Transmission | TVA | Internal | Summer | B1 | 10 | 99999 | 1745.63 | 116.42 | 116.43 | 0.01 | 0
2020 | TVA_Transmission_2_TVA | TVA_Transmission | TVA | Internal | Summer | B2 | 25 | 99999 | 5532.44 | 112.9 | 112.91 | 0.01 | 0
2020 | TVA_Transmission_2_TVA | TVA_Transmission | TVA | Internal | Summer | B3 | 75 | 99999 | 4015.75 | 110.06 | 110.07 | 0.01 | 0
2020 | TVA_Transmission_2_TVA | TVA_Transmission | TVA | Internal | Summer | B4 | 100 | 99999 | 3314.94 | 107.04 | 107.05 | 0.01 | 0
2020 | TVA_Transmission_2_TVA | TVA_Transmission | TVA | Internal | Summer | B5 | 200 | 99999 | 1707.98 | 105.76 | 105.78 | 0.01 | 0
2020 | TVA_Transmission_2_TVA | TVA_Transmission | TVA | Internal | Summer | B6 | 300 | 99999 | 0 | 93.82 | 93.82 | 0.01 | 0
2020 | TVA_Transmission_2_TVA | TVA_Transmission | TVA | Internal | Summer | B7 | 400 | 99999 | 0 | 79.6 | 68.46 | 0.01 | 0
2020 | TVA_Transmission_2_TVA | TVA_Transmission | TVA | Internal | Summer | B8 | 500 | 99999 | 0 | 73.59 | 68.46 | 0.01 | 0
2020 | TVA_Transmission_2_TVA | TVA_Transmission | TVA | Internal | Summer | B9 | 800 | 99999 | 0 | 68.97 | 68.46 | 0.01 | 0
2020 | TVA_Transmission_2_TVA | TVA_Transmission | TVA | Internal | Summer | B10 | 1262 | 99999 | 0 | 66.31 | 65.62 | 0.01 | 0
2020 | TVA_Transmission_2_TVA | TVA_Transmission | TVA | Internal | Winter | B16 | 25 | 99999 | 3632.13 | 95.45 | 95.46 | 0.01 | 0
2020 | TVA_Transmission_2_TVA | TVA_Transmission | TVA | Internal | Winter | B17 | 100 | 99999 | 325.32 | 78.4 | 78.41 | 0.01 | 0
2020 | TVA_Transmission_2_TVA | TVA_Transmission | TVA | Internal | Winter | B18 | 400 | 99999 | 0 | 74.25 | 72.6 | 0.01 | 0
2020 | TVA_Transmission_2_TVA | TVA_Transmission | TVA | Internal | Winter | B19 | 700 | 99999 | 0 | 73.45 | 72.6 | 0.01 | 0
2020 | TVA_Transmission_2_TVA | TVA_Transmission | TVA | Internal | Winter | B20 | 935 | 99999 | 1216.25 | 69.91 | 69.92 | 0.01 | 0
2020 | TVA_Transmission_2_VACAR | TVA_Transmission | VACAR | Internal | Shoulder | B11 | 25 | 900 | 0 | 93.4 | 100.59 | 9 | 0
2020 | TVA_Transmission_2_VACAR | TVA_Transmission | VACAR | Internal | Shoulder | B12 | 200 | 900 | 0 | 75.4 | 82.98 | 9 | 0
2020 | TVA_Transmission_2_VACAR | TVA_Transmission | VACAR | Internal | Shoulder | B13 | 600 | 900 | 0 | 71.67 | 74.83 | 9 | 0
2020 | TVA_Transmission_2_VACAR | TVA_Transmission | VACAR | Internal | Shoulder | B14 | 900 | 900 | 0 | 70.66 | 72.45 | 9 | 0
2020 | TVA_Transmission_2_VACAR | TVA_Transmission | VACAR | Internal | Shoulder | B15 | 1203 | 900 | 0 | 68.26 | 69.76 | 9 | 0
2020 | TVA_Transmission_2_VACAR | TVA_Transmission | VACAR | Internal | Summer | B1 | 10 | 900 | 900 | 116.42 | 135.43 | 9 | 10.01
2020 | TVA_Transmission_2_VACAR | TVA_Transmission | VACAR | Internal | Summer | B2 | 25 | 900 | 498.6 | 112.9 | 121.9 | 9 | 0
2020 | TVA_Transmission_2_VACAR | TVA_Transmission | VACAR | Internal | Summer | B3 | 75 | 900 | 0 | 110.06 | 112.67 | 9 | 0
2020 | TVA_Transmission_2_VACAR | TVA_Transmission | VACAR | Internal | Summer | B4 | 100 | 900 | 0 | 107.04 | 112.67 | 9 | 0
2020 | TVA_Transmission_2_VACAR | TVA_Transmission | VACAR | Internal | Summer | B5 | 200 | 900 | 0 | 105.76 | 112.67 | 9 | 0
2020 | TVA_Transmission_2_VACAR | TVA_Transmission | VACAR | Internal | Summer | B6 | 300 | 900 | 382.27 | 93.82 | 102.82 | 9 | 0
2020 | TVA_Transmission_2_VACAR | TVA_Transmission | VACAR | Internal | Summer | B7 | 400 | 900 | 900 | 79.6 | 92.57 | 9 | 3.96
2020 | TVA_Transmission_2_VACAR | TVA_Transmission | VACAR | Internal | Summer | B8 | 500 | 900 | 0 | 73.59 | 75.64 | 9 | 0
2020 | TVA_Transmission_2_VACAR | TVA_Transmission | VACAR | Internal | Summer | B9 | 800 | 900 | 0 | 68.97 | 70.06 | 9 | 0
2020 | TVA_Transmission_2_VACAR | TVA_Transmission | VACAR | Internal | Summer | B10 | 1262 | 900 | 0 | 66.31 | 67.65 | 9 | 0
2020 | TVA_Transmission_2_VACAR | TVA_Transmission | VACAR | Internal | Winter | B16 | 25 | 900 | 900 | 95.45 | 122.52 | 9 | 18.07
2020 | TVA_Transmission_2_VACAR | TVA_Transmission | VACAR | Internal | Winter | B17 | 100 | 900 | 900 | 78.4 | 97.4 | 9 | 10
2020 | TVA_Transmission_2_VACAR | TVA_Transmission | VACAR | Internal | Winter | B18 | 400 | 900 | 0 | 74.25 | 79.06 | 9 | 0
2020 | TVA_Transmission_2_VACAR | TVA_Transmission | VACAR | Internal | Winter | B19 | 700 | 900 | 0 | 73.45 | 75.5 | 9 | 0
2020 | TVA_Transmission_2_VACAR | TVA_Transmission | VACAR | Internal | Winter | B20 | 935 | 900 | 0 | 69.91 | 71.3 | 9 | 0
2020 | VACAR_2_PJM_ROR | VACAR | PJM_ROR | Internal | Shoulder | B11 | 25 | 2000 | 0 | 100.59 | 87.4 | 7 | 0
2020 | VACAR_2_PJM_ROR | VACAR | PJM_ROR | Internal | Shoulder | B12 | 200 | 2000 | 0 | 82.98 | 73.58 | 7 | 0
2020 | VACAR_2_PJM_ROR | VACAR | PJM_ROR | Internal | Shoulder | B13 | 600 | 2000 | 0 | 74.83 | 68.83 | 7 | 0
2020 | VACAR_2_PJM_ROR | VACAR | PJM_ROR | Internal | Shoulder | B14 | 900 | 2000 | 0 | 72.45 | 66.45 | 7 | 0
2020 | VACAR_2_PJM_ROR | VACAR | PJM_ROR | Internal | Shoulder | B15 | 1203 | 2000 | 0 | 69.76 | 63.76 | 7 | 0
2020 | VACAR_2_PJM_ROR | VACAR | PJM_ROR | Internal | Summer | B1 | 10 | 2000 | 0 | 135.43 | 111.99 | 7 | 0
2020 | VACAR_2_PJM_ROR | VACAR | PJM_ROR | Internal | Summer | B2 | 25 | 2000 | 0 | 121.9 | 106.9 | 7 | 0
2020 | VACAR_2_PJM_ROR | VACAR | PJM_ROR | Internal | Summer | B3 | 75 | 2000 | 0 | 112.67 | 101.03 | 7 | 0
2020 | VACAR_2_PJM_ROR | VACAR | PJM_ROR | Internal | Summer | B4 | 100 | 2000 | 0 | 112.67 | 101.03 | 7 | 0
2020 | VACAR_2_PJM_ROR | VACAR | PJM_ROR | Internal | Summer | B5 | 200 | 2000 | 0 | 112.67 | 99.76 | 7 | 0
2020 | VACAR_2_PJM_ROR | VACAR | PJM_ROR | Internal | Summer | B6 | 300 | 2000 | 0 | 102.82 | 87.8 | 7 | 0
2020 | VACAR_2_PJM_ROR | VACAR | PJM_ROR | Internal | Summer | B7 | 400 | 2000 | 0 | 92.57 | 73.59 | 7 | 0
2020 | VACAR_2_PJM_ROR | VACAR | PJM_ROR | Internal | Summer | B8 | 500 | 2000 | 0 | 75.64 | 67.59 | 7 | 0
2020 | VACAR_2_PJM_ROR | VACAR | PJM_ROR | Internal | Summer | B9 | 800 | 2000 | 0 | 70.06 | 64.06 | 7 | 0
2020 | VACAR_2_PJM_ROR | VACAR | PJM_ROR | Internal | Summer | B10 | 1262 | 2000 | 0 | 67.65 | 61.65 | 7 | 0
2020 | VACAR_2_PJM_ROR | VACAR | PJM_ROR | Internal | Winter | B16 | 25 | 2000 | 0 | 122.52 | 89.45 | 7 | 0
2020 | VACAR_2_PJM_ROR | VACAR | PJM_ROR | Internal | Winter | B17 | 100 | 2000 | 0 | 97.4 | 76.88 | 7 | 0
2020 | VACAR_2_PJM_ROR | VACAR | PJM_ROR | Internal | Winter | B18 | 400 | 2000 | 0 | 79.06 | 72.85 | 7 | 0
2020 | VACAR_2_PJM_ROR | VACAR | PJM_ROR | Internal | Winter | B19 | 700 | 2000 | 0 | 75.5 | 69.5 | 7 | 0
2020 | VACAR_2_PJM_ROR | VACAR | PJM_ROR | Internal | Winter | B20 | 935 | 2000 | 0 | 71.3 | 65.3 | 7 | 0
2020 | VACAR_2_SOCO | VACAR | SOCO | Internal | Shoulder | B11 | 25 | 3000 | 1234.33 | 100.59 | 107.59 | 7 | 0
2020 | VACAR_2_SOCO | VACAR | SOCO | Internal | Shoulder | B12 | 200 | 3000 | 0 | 82.98 | 76.19 | 7 | 0
2020 | VACAR_2_SOCO | VACAR | SOCO | Internal | Shoulder | B13 | 600 | 3000 | 0 | 74.83 | 69.75 | 7 | 0
2020 | VACAR_2_SOCO | VACAR | SOCO | Internal | Shoulder | B14 | 900 | 3000 | 0 | 72.45 | 69.75 | 7 | 0
2020 | VACAR_2_SOCO | VACAR | SOCO | Internal | Shoulder | B15 | 1203 | 3000 | 0 | 69.76 | 67.3 | 7 | 0
2020 | VACAR_2_SOCO | VACAR | SOCO | Internal | Summer | B1 | 10 | 3000 | 0 | 135.43 | 125.43 | 7 | 0
2020 | VACAR_2_SOCO | VACAR | SOCO | Internal | Summer | B2 | 25 | 3000 | 0 | 121.9 | 112.9 | 7 | 0
2020 | VACAR_2_SOCO | VACAR | SOCO | Internal | Summer | B3 | 75 | 3000 | 0 | 112.67 | 112 | 7 | 0
2020 | VACAR_2_SOCO | VACAR | SOCO | Internal | Summer | B4 | 100 | 3000 | 0 | 112.67 | 112 | 7 | 0
2020 | VACAR_2_SOCO | VACAR | SOCO | Internal | Summer | B5 | 200 | 3000 | 0 | 112.67 | 109.79 | 7 | 0
2020 | VACAR_2_SOCO | VACAR | SOCO | Internal | Summer | B6 | 300 | 3000 | 0 | 102.82 | 106.44 | 7 | 0
2020 | VACAR_2_SOCO | VACAR | SOCO | Internal | Summer | B7 | 400 | 3000 | 0 | 92.57 | 96.46 | 7 | 0
2020 | VACAR_2_SOCO | VACAR | SOCO | Internal | Summer | B8 | 500 | 3000 | 0 | 75.64 | 82.59 | 7 | 0
2020 | VACAR_2_SOCO | VACAR | SOCO | Internal | Summer | B9 | 800 | 3000 | 0 | 70.06 | 70.56 | 7 | 0
2020 | VACAR_2_SOCO | VACAR | SOCO | Internal | Summer | B10 | 1262 | 3000 | 0 | 67.65 | 66.03 | 7 | 0
2020 | VACAR_2_SOCO | VACAR | SOCO | Internal | Winter | B16 | 25 | 3000 | 0 | 122.52 | 112.52 | 7 | 0
2020 | VACAR_2_SOCO | VACAR | SOCO | Internal | Winter | B17 | 100 | 3000 | 0 | 97.4 | 87.4 | 7 | 0
2020 | VACAR_2_SOCO | VACAR | SOCO | Internal | Winter | B18 | 400 | 3000 | 0 | 79.06 | 71.68 | 7 | 0
2020 | VACAR_2_SOCO | VACAR | SOCO | Internal | Winter | B19 | 700 | 3000 | 0 | 75.5 | 71.68 | 7 | 0
2020 | VACAR_2_SOCO | VACAR | SOCO | Internal | Winter | B20 | 935 | 3000 | 0 | 71.3 | 69.91 | 7 | 0
2020 | VACAR_2_TVA_Transmission | VACAR | TVA_Transmission | Internal | Shoulder | B11 | 25 | 900 | 0 | 100.59 | 93.4 | 7 | 0
2020 | VACAR_2_TVA_Transmission | VACAR | TVA_Transmission | Internal | Shoulder | B12 | 200 | 900 | 0 | 82.98 | 75.4 | 7 | 0
2020 | VACAR_2_TVA_Transmission | VACAR | TVA_Transmission | Internal | Shoulder | B13 | 600 | 900 | 0 | 74.83 | 71.67 | 7 | 0
2020 | VACAR_2_TVA_Transmission | VACAR | TVA_Transmission | Internal | Shoulder | B14 | 900 | 900 | 0 | 72.45 | 70.66 | 7 | 0
2020 | VACAR_2_TVA_Transmission | VACAR | TVA_Transmission | Internal | Shoulder | B15 | 1203 | 900 | 0 | 69.76 | 68.26 | 7 | 0
2020 | VACAR_2_TVA_Transmission | VACAR | TVA_Transmission | Internal | Summer | B1 | 10 | 900 | 0 | 135.43 | 116.42 | 7 | 0
2020 | VACAR_2_TVA_Transmission | VACAR | TVA_Transmission | Internal | Summer | B2 | 25 | 900 | 0 | 121.9 | 112.9 | 7 | 0
2020 | VACAR_2_TVA_Transmission | VACAR | TVA_Transmission | Internal | Summer | B3 | 75 | 900 | 0 | 112.67 | 110.06 | 7 | 0
2020 | VACAR_2_TVA_Transmission | VACAR | TVA_Transmission | Internal | Summer | B4 | 100 | 900 | 0 | 112.67 | 107.04 | 7 | 0
2020 | VACAR_2_TVA_Transmission | VACAR | TVA_Transmission | Internal | Summer | B5 | 200 | 900 | 0 | 112.67 | 105.76 | 7 | 0
2020 | VACAR_2_TVA_Transmission | VACAR | TVA_Transmission | Internal | Summer | B6 | 300 | 900 | 0 | 102.82 | 93.82 | 7 | 0
2020 | VACAR_2_TVA_Transmission | VACAR | TVA_Transmission | Internal | Summer | B7 | 400 | 900 | 0 | 92.57 | 79.6 | 7 | 0
2020 | VACAR_2_TVA_Transmission | VACAR | TVA_Transmission | Internal | Summer | B8 | 500 | 900 | 0 | 75.64 | 73.59 | 7 | 0
2020 | VACAR_2_TVA_Transmission | VACAR | TVA_Transmission | Internal | Summer | B9 | 800 | 900 | 0 | 70.06 | 68.97 | 7 | 0
2020 | VACAR_2_TVA_Transmission | VACAR | TVA_Transmission | Internal | Summer | B10 | 1262 | 900 | 0 | 67.65 | 66.31 | 7 | 0
2020 | VACAR_2_TVA_Transmission | VACAR | TVA_Transmission | Internal | Winter | B16 | 25 | 900 | 0 | 122.52 | 95.45 | 7 | 0
2020 | VACAR_2_TVA_Transmission | VACAR | TVA_Transmission | Internal | Winter | B17 | 100 | 900 | 0 | 97.4 | 78.4 | 7 | 0
2020 | VACAR_2_TVA_Transmission | VACAR | TVA_Transmission | Internal | Winter | B18 | 400 | 900 | 0 | 79.06 | 74.25 | 7 | 0
2020 | VACAR_2_TVA_Transmission | VACAR | TVA_Transmission | Internal | Winter | B19 | 700 | 900 | 0 | 75.5 | 73.45 | 7 | 0
2020 | VACAR_2_TVA_Transmission | VACAR | TVA_Transmission | Internal | Winter | B20 | 935 | 900 | 0 | 71.3 | 69.91 | 7 | 0
2025 | ENT_2_MISO_MO-IL | ENT | MISO_MO-IL | Internal | Shoulder | B11 | 25 | 2260 | 0 | 80.34 | 87.21 | 8 | 0
2025 | ENT_2_MISO_MO-IL | ENT | MISO_MO-IL | Internal | Shoulder | B12 | 200 | 2260 | 0 | 73.22 | 74.39 | 8 | 0
2025 | ENT_2_MISO_MO-IL | ENT | MISO_MO-IL | Internal | Shoulder | B13 | 600 | 2260 | 0 | 70.67 | 70.67 | 8 | 0
2025 | ENT_2_MISO_MO-IL | ENT | MISO_MO-IL | Internal | Shoulder | B14 | 900 | 2260 | 0 | 68.06 | 68.06 | 8 | 0
2025 | ENT_2_MISO_MO-IL | ENT | MISO_MO-IL | Internal | Shoulder | B15 | 1203 | 2260 | 0 | 61.62 | 61.62 | 8 | 0
2025 | ENT_2_MISO_MO-IL | ENT | MISO_MO-IL | Internal | Summer | B1 | 10 | 2260 | 2260 | 117.65 | 448.17 | 8 | 322.52
2025 | ENT_2_MISO_MO-IL | ENT | MISO_MO-IL | Internal | Summer | B2 | 25 | 2260 | 343.79 | 119.74 | 127.74 | 8 | 0
2025 | ENT_2_MISO_MO-IL | ENT | MISO_MO-IL | Internal | Summer | B3 | 75 | 2260 | 0 | 119.74 | 117.21 | 8 | 0
2025 | ENT_2_MISO_MO-IL | ENT | MISO_MO-IL | Internal | Summer | B4 | 100 | 2260 | 0 | 113.63 | 112.63 | 8 | 0
2025 | ENT_2_MISO_MO-IL | ENT | MISO_MO-IL | Internal | Summer | B5 | 200 | 2260 | 0 | 109.49 | 109.49 | 8 | 0
2025 | ENT_2_MISO_MO-IL | ENT | MISO_MO-IL | Internal | Summer | B6 | 300 | 2260 | 0 | 107.08 | 107.08 | 8 | 0
2025 | ENT_2_MISO_MO-IL | ENT | MISO_MO-IL | Internal | Summer | B7 | 400 | 2260 | 0 | 81.89 | 81.89 | 8 | 0
2025 | ENT_2_MISO_MO-IL | ENT | MISO_MO-IL | Internal | Summer | B8 | 500 | 2260 | 0 | 74.07 | 74.07 | 8 | 0
2025 | ENT_2_MISO_MO-IL | ENT | MISO_MO-IL | Internal | Summer | B9 | 800 | 2260 | 0 | 71.61 | 70.89 | 8 | 0
2025 | ENT_2_MISO_MO-IL | ENT | MISO_MO-IL | Internal | Summer | B10 | 1262 | 2260 | 0 | 63.19 | 63.18 | 8 | 0
2025 | ENT_2_MISO_MO-IL | ENT | MISO_MO-IL | Internal | Winter | B16 | 25 | 2260 | 2260 | 76.65 | 86.55 | 8 | 1.9
2025 | ENT_2_MISO_MO-IL | ENT | MISO_MO-IL | Internal | Winter | B17 | 100 | 2260 | 0 | 73.53 | 77.94 | 8 | 0
2025 | ENT_2_MISO_MO-IL | ENT | MISO_MO-IL | Internal | Winter | B18 | 400 | 2260 | 0 | 73.53 | 73.53 | 8 | 0
2025 | ENT_2_MISO_MO-IL | ENT | MISO_MO-IL | Internal | Winter | B19 | 700 | 2260 | 0 | 73.11 | 73.1 | 8 | 0
2025 | ENT_2_MISO_MO-IL | ENT | MISO_MO-IL | Internal | Winter | B20 | 935 | 2260 | 0 | 63.95 | 63.62 | 8 | 0
2025 | ENT_2_SOCO | ENT | SOCO | Internal | Shoulder | B11 | 25 | 2000 | 2000 | 80.34 | 111.21 | 8 | 22.87
2025 | ENT_2_SOCO | ENT | SOCO | Internal | Shoulder | B12 | 200 | 2000 | 725.45 | 73.22 | 81.22 | 8 | 0
2025 | ENT_2_SOCO | ENT | SOCO | Internal | Shoulder | B13 | 600 | 2000 | 0 | 70.67 | 75.24 | 8 | 0
2025 | ENT_2_SOCO | ENT | SOCO | Internal | Shoulder | B14 | 900 | 2000 | 0 | 68.06 | 75.24 | 8 | 0
2025 | ENT_2_SOCO | ENT | SOCO | Internal | Shoulder | B15 | 1203 | 2000 | 2000 | 61.62 | 72.59 | 8 | 2.97
2025 | ENT_2_SOCO | ENT | SOCO | Internal | Summer | B1 | 10 | 2000 | 2000 | 117.65 | 741.19 | 8 | 615.54
2025 | ENT_2_SOCO | ENT | SOCO | Internal | Summer | B2 | 25 | 2000 | 2000 | 119.74 | 571.76 | 8 | 444.01
2025 | ENT_2_SOCO | ENT | SOCO | Internal | Summer | B3 | 75 | 2000 | 2000 | 119.74 | 129.67 | 8 | 1.93
2025 | ENT_2_SOCO | ENT | SOCO | Internal | Summer | B4 | 100 | 2000 | 36.72 | 113.63 | 121.63 | 8 | 0
2025 | ENT_2_SOCO | ENT | SOCO | Internal | Summer | B5 | 200 | 2000 | 2000 | 109.49 | 118.02 | 8 | 0.53
2025 | ENT_2_SOCO | ENT | SOCO | Internal | Summer | B6 | 300 | 2000 | 2000 | 107.08 | 118.02 | 8 | 2.95
2025 | ENT_2_SOCO | ENT | SOCO | Internal | Summer | B7 | 400 | 2000 | 2000 | 81.89 | 98.89 | 8 | 9
2025 | ENT_2_SOCO | ENT | SOCO | Internal | Summer | B8 | 500 | 2000 | 2000 | 74.07 | 87.07 | 8 | 5
2025 | ENT_2_SOCO | ENT | SOCO | Internal | Summer | B9 | 800 | 2000 | 0 | 71.61 | 76.09 | 8 | 0
2025 | ENT_2_SOCO | ENT | SOCO | Internal | Summer | B10 | 1262 | 2000 | 1328.33 | 63.19 | 71.19 | 8 | 0
2025 | ENT_2_SOCO | ENT | SOCO | Internal | Winter | B16 | 25 | 2000 | 2000 | 76.65 | 116.9 | 8 | 32.25
2025 | ENT_2_SOCO | ENT | SOCO | Internal | Winter | B17 | 100 | 2000 | 2000 | 73.53 | 86.55 | 8 | 5.02
2025 | ENT_2_SOCO | ENT | SOCO | Internal | Winter | B18 | 400 | 2000 | 0 | 73.53 | 78 | 8 | 0
2025 | ENT_2_SOCO | ENT | SOCO | Internal | Winter | B19 | 700 | 2000 | 0 | 73.11 | 78 | 8 | 0
2025 | ENT_2_SOCO | ENT | SOCO | Internal | Winter | B20 | 935 | 2000 | 2000 | 63.95 | 75.48 | 8 | 3.53
2025 | ENT_2_TVA_Transmission | ENT | TVA_Transmission | Internal | Shoulder | B11 | 25 | 2100 | 2100 | 80.34 | 95.21 | 8 | 6.87
2025 | ENT_2_TVA_Transmission | ENT | TVA_Transmission | Internal | Shoulder | B12 | 200 | 2100 | 172.49 | 73.22 | 81.22 | 8 | 0
2025 | ENT_2_TVA_Transmission | ENT | TVA_Transmission | Internal | Shoulder | B13 | 600 | 2100 | 0 | 70.67 | 77.07 | 8 | 0
2025 | ENT_2_TVA_Transmission | ENT | TVA_Transmission | Internal | Shoulder | B14 | 900 | 2100 | 1437.89 | 68.06 | 76.06 | 8 | 0
2025 | ENT_2_TVA_Transmission | ENT | TVA_Transmission | Internal | Shoulder | B15 | 1203 | 2100 | 1230.58 | 61.62 | 69.62 | 8 | 0
2025 | ENT_2_TVA_Transmission | ENT | TVA_Transmission | Internal | Summer | B1 | 10 | 2100 | 2100 | 117.65 | 464.18 | 8 | 338.53
2025 | ENT_2_TVA_Transmission | ENT | TVA_Transmission | Internal | Summer | B2 | 25 | 2100 | 2100 | 119.74 | 143.73 | 8 | 15.99
2025 | ENT_2_TVA_Transmission | ENT | TVA_Transmission | Internal | Summer | B3 | 75 | 2100 | 0 | 119.74 | 125.21 | 8 | 0
2025 | ENT_2_TVA_Transmission | ENT | TVA_Transmission | Internal | Summer | B4 | 100 | 2100 | 0 | 113.63 | 120.63 | 8 | 0
2025 | ENT_2_TVA_Transmission | ENT | TVA_Transmission | Internal | Summer | B5 | 200 | 2100 | 452.91 | 109.49 | 117.49 | 8 | 0
2025 | ENT_2_TVA_Transmission | ENT | TVA_Transmission | Internal | Summer | B6 | 300 | 2100 | 0 | 107.08 | 115.06 | 8 | 0
2025 | ENT_2_TVA_Transmission | ENT | TVA_Transmission | Internal | Summer | B7 | 400 | 2100 | 657.08 | 81.89 | 89.89 | 8 | 0
2025 | ENT_2_TVA_Transmission | ENT | TVA_Transmission | Internal | Summer | B8 | 500 | 2100 | 0 | 74.07 | 78.07 | 8 | 0
2025 | ENT_2_TVA_Transmission | ENT | TVA_Transmission | Internal | Summer | B9 | 800 | 2100 | 0 | 71.61 | 74.89 | 8 | 0
2025 | ENT_2_TVA_Transmission | ENT | TVA_Transmission | Internal | Summer | B10 | 1262 | 2100 | 0 | 63.19 | 70.75 | 8 | 0
2025 | ENT_2_TVA_Transmission | ENT | TVA_Transmission | Internal | Winter | B16 | 25 | 2100 | 2100 | 76.65 | 97.88 | 8 | 13.23
2025 | ENT_2_TVA_Transmission | ENT | TVA_Transmission | Internal | Winter | B17 | 100 | 2100 | 2100 | 73.53 | 85.94 | 8 | 4.41
2025 | ENT_2_TVA_Transmission | ENT | TVA_Transmission | Internal | Winter | B18 | 400 | 2100 | 0 | 73.53 | 79.77 | 8 | 0
2025 | ENT_2_TVA_Transmission | ENT | TVA_Transmission | Internal | Winter | B19 | 700 | 2100 | 0 | 73.11 | 79.55 | 8 | 0
2025 | ENT_2_TVA_Transmission | ENT | TVA_Transmission | Internal | Winter | B20 | 935 | 2100 | 0 | 63.95 | 71.62 | 8 | 0
2025 | FRCC_2_SOCO | FRCC | SOCO | Internal | Shoulder | B11 | 25 | 900 | 0 | 123.22 | 111.21 | 8 | 0
2025 | FRCC_2_SOCO | FRCC | SOCO | Internal | Shoulder | B12 | 200 | 900 | 0 | 83.28 | 81.22 | 8 | 0
2025 | FRCC_2_SOCO | FRCC | SOCO | Internal | Shoulder | B13 | 600 | 900 | 0 | 81.22 | 75.24 | 8 | 0
2025 | FRCC_2_SOCO | FRCC | SOCO | Internal | Shoulder | B14 | 900 | 900 | 0 | 77.82 | 75.24 | 8 | 0
2025 | FRCC_2_SOCO | FRCC | SOCO | Internal | Shoulder | B15 | 1203 | 900 | 0 | 77.82 | 72.59 | 8 | 0
2025 | FRCC_2_SOCO | FRCC | SOCO | Internal | Summer | B1 | 10 | 900 | 0 | 751.19 | 741.19 | 8 | 0
2025 | FRCC_2_SOCO | FRCC | SOCO | Internal | Summer | B2 | 25 | 900 | 0 | 581.76 | 571.76 | 8 | 0
2025 | FRCC_2_SOCO | FRCC | SOCO | Internal | Summer | B3 | 75 | 900 | 0 | 139.67 | 129.67 | 8 | 0
2025 | FRCC_2_SOCO | FRCC | SOCO | Internal | Summer | B4 | 100 | 900 | 0 | 125.43 | 121.63 | 8 | 0
2025 | FRCC_2_SOCO | FRCC | SOCO | Internal | Summer | B5 | 200 | 900 | 0 | 125.07 | 118.02 | 8 | 0
2025 | FRCC_2_SOCO | FRCC | SOCO | Internal | Summer | B6 | 300 | 900 | 0 | 125.07 | 118.02 | 8 | 0
2025 | FRCC_2_SOCO | FRCC | SOCO | Internal | Summer | B7 | 400 | 900 | 0 | 108.89 | 98.89 | 8 | 0
2025 | FRCC_2_SOCO | FRCC | SOCO | Internal | Summer | B8 | 500 | 900 | 0 | 80.38 | 87.07 | 8 | 0
2025 | FRCC_2_SOCO | FRCC | SOCO | Internal | Summer | B9 | 800 | 900 | 0 | 77.01 | 76.09 | 8 | 0
2025 | FRCC_2_SOCO | FRCC | SOCO | Internal | Summer | B10 | 1262 | 900 | 0 | 77.01 | 71.19 | 8 | 0
2025 | FRCC_2_SOCO | FRCC | SOCO | Internal | Winter | B16 | 25 | 900 | 0 | 126.9 | 116.9 | 8 | 0
2025 | FRCC_2_SOCO | FRCC | SOCO | Internal | Winter | B17 | 100 | 900 | 0 | 83.78 | 86.55 | 8 | 0
2025 | FRCC_2_SOCO | FRCC | SOCO | Internal | Winter | B18 | 400 | 900 | 0 | 82.68 | 78 | 8 | 0
2025 | FRCC_2_SOCO | FRCC | SOCO | Internal | Winter | B19 | 700 | 900 | 0 | 80.28 | 78 | 8 | 0
2025 | FRCC_2_SOCO | FRCC | SOCO | Internal | Winter | B20 | 935 | 900 | 0 | 80.28 | 75.48 | 8 | 0
2025 | HQ_NEISO_2_NEISO | HQ_NEISO | NEISO | Internal | Shoulder | B11 | 25 | 99999 | 2920 | 65.73 | 65.74 | 0.01 | 0
2025 | HQ_NEISO_2_NEISO | HQ_NEISO | NEISO | Internal | Shoulder | B12 | 200 | 99999 | 2920 | 64.22 | 64.23 | 0.01 | 0
2025 | HQ_NEISO_2_NEISO | HQ_NEISO | NEISO | Internal | Shoulder | B13 | 600 | 99999 | 2920 | 63.16 | 63.17 | 0.01 | 0
2025 | HQ_NEISO_2_NEISO | HQ_NEISO | NEISO | Internal | Shoulder | B14 | 900 | 99999 | 2920 | 63.16 | 63.17 | 0.01 | 0
2025 | HQ_NEISO_2_NEISO | HQ_NEISO | NEISO | Internal | Shoulder | B15 | 1203 | 99999 | 1143.24 | 63.16 | 63.17 | 0.01 | 0
2025 | HQ_NEISO_2_NEISO | HQ_NEISO | NEISO | Internal | Summer | B1 | 10 | 99999 | 2920.1 | 751.17 | 751.19 | 0.01 | 0
2025 | HQ_NEISO_2_NEISO | HQ_NEISO | NEISO | Internal | Summer | B2 | 25 | 99999 | 2920.1 | 445.41 | 445.42 | 0.01 | 0
2025 | HQ_NEISO_2_NEISO | HQ_NEISO | NEISO | Internal | Summer | B3 | 75 | 99999 | 2920.1 | 104.51 | 104.52 | 0.01 | 0
2025 | HQ_NEISO_2_NEISO | HQ_NEISO | NEISO | Internal | Summer | B4 | 100 | 99999 | 2920 | 88.82 | 88.83 | 0.01 | 0
2025 | HQ_NEISO_2_NEISO | HQ_NEISO | NEISO | Internal | Summer | B5 | 200 | 99999 | 2920 | 85.79 | 85.8 | 0.01 | 0
2025 | HQ_NEISO_2_NEISO | HQ_NEISO | NEISO | Internal | Summer | B6 | 300 | 99999 | 2920 | 70.39 | 70.4 | 0.01 | 0
2025 | HQ_NEISO_2_NEISO | HQ_NEISO | NEISO | Internal | Summer | B7 | 400 | 99999 | 2920 | 62.56 | 62.57 | 0.01 | 0
2025 | HQ_NEISO_2_NEISO | HQ_NEISO | NEISO | Internal | Summer | B8 | 500 | 99999 | 2920 | 62.56 | 62.57 | 0.01 | 0
2025 | HQ_NEISO_2_NEISO | HQ_NEISO | NEISO | Internal | Summer | B9 | 800 | 99999 | 2920 | 62.56 | 62.57 | 0.01 | 0
2025 | HQ_NEISO_2_NEISO | HQ_NEISO | NEISO | Internal | Summer | B10 | 1262 | 99999 | 795.94 | 62.56 | 62.57 | 0.01 | 0
2025 | HQ_NEISO_2_NEISO | HQ_NEISO | NEISO | Internal | Winter | B16 | 25 | 99999 | 2920 | 75.52 | 75.54 | 0.01 | 0
2025 | HQ_NEISO_2_NEISO | HQ_NEISO | NEISO | Internal | Winter | B17 | 100 | 99999 | 2920 | 73.1 | 73.11 | 0.01 | 0
2025 | HQ_NEISO_2_NEISO | HQ_NEISO | NEISO | Internal | Winter | B18 | 400 | 99999 | 2920 | 70.94 | 70.95 | 0.01 | 0
2025 | HQ_NEISO_2_NEISO | HQ_NEISO | NEISO | Internal | Winter | B19 | 700 | 99999 | 2920 | 70.94 | 70.95 | 0.01 | 0
2025 | HQ_NEISO_2_NEISO | HQ_NEISO | NEISO | Internal | Winter | B20 | 935 | 99999 | 1233.58 | 69.62 | 69.63 | 0.01 | 0
2025 | HQ_NY_2_NYISO_A-F | HQ_NY | NYISO_A-F | Internal | Shoulder | B11 | 25 | 99999 | 2691.25 | 65.84 | 65.85 | 0.01 | 0
2025 | HQ_NY_2_NYISO_A-F | HQ_NY | NYISO_A-F | Internal | Shoulder | B12 | 200 | 99999 | 2724.3 | 65.84 | 65.85 | 0.01 | 0
2025 | HQ_NY_2_NYISO_A-F | HQ_NY | NYISO_A-F | Internal | Shoulder | B13 | 600 | 99999 | 2662.86 | 65.84 | 65.85 | 0.01 | 0
2025 | HQ_NY_2_NYISO_A-F | HQ_NY | NYISO_A-F | Internal | Shoulder | B14 | 900 | 99999 | 2561.4 | 65.84 | 65.85 | 0.01 | 0
2025 | HQ_NY_2_NYISO_A-F | HQ_NY | NYISO_A-F | Internal | Shoulder | B15 | 1203 | 99999 | 1489.61 | 65.84 | 65.85 | 0.01 | 0
2025 | HQ_NY_2_NYISO_A-F | HQ_NY | NYISO_A-F | Internal | Summer | B1 | 10 | 99999 | 3333.15 | 442.16 | 442.17 | 0.01 | 0
2025 | HQ_NY_2_NYISO_A-F | HQ_NY | NYISO_A-F | Internal | Summer | B2 | 25 | 99999 | 3246 | 117.74 | 117.76 | 0.01 | 0
2025 | HQ_NY_2_NYISO_A-F | HQ_NY | NYISO_A-F | Internal | Summer | B3 | 75 | 99999 | 3115.34 | 96.86 | 96.87 | 0.01 | 0
2025 | HQ_NY_2_NYISO_A-F | HQ_NY | NYISO_A-F | Internal | Summer | B4 | 100 | 99999 | 2974.95 | 86.23 | 86.24 | 0.01 | 0
2025 | HQ_NY_2_NYISO_A-F | HQ_NY | NYISO_A-F | Internal | Summer | B5 | 200 | 99999 | 2890.23 | 82.79 | 82.8 | 0.01 | 0
2025 | HQ_NY_2_NYISO_A-F | HQ_NY | NYISO_A-F | Internal | Summer | B6 | 300 | 99999 | 2805.65 | 67.39 | 67.4 | 0.01 | 0
2025 | HQ_NY_2_NYISO_A-F | HQ_NY | NYISO_A-F | Internal | Summer | B7 | 400 | 99999 | 2708.49 | 62.89 | 62.9 | 0.01 | 0
2025 | HQ_NY_2_NYISO_A-F | HQ_NY | NYISO_A-F | Internal | Summer | B8 | 500 | 99999 | 2642.7 | 62.89 | 62.9 | 0.01 | 0
2025 | HQ_NY_2_NYISO_A-F | HQ_NY | NYISO_A-F | Internal | Summer | B9 | 800 | 99999 | 2553.54 | 62.89 | 62.9 | 0.01 | 0
2025 | HQ_NY_2_NYISO_A-F | HQ_NY | NYISO_A-F | Internal | Summer | B10 | 1262 | 99999 | 1342.41 | 62.89 | 62.9 | 0.01 | 0
2025 | HQ_NY_2_NYISO_A-F | HQ_NY | NYISO_A-F | Internal | Winter | B16 | 25 | 99999 | 2921.38 | 67.81 | 67.82 | 0.01 | 0
2025 | HQ_NY_2_NYISO_A-F | HQ_NY | NYISO_A-F | Internal | Winter | B17 | 100 | 99999 | 2867.47 | 66.62 | 66.63 | 0.01 | 0
2025 | HQ_NY_2_NYISO_A-F | HQ_NY | NYISO_A-F | Internal | Winter | B18 | 400 | 99999 | 2805.5 | 66.62 | 66.63 | 0.01 | 0
2025 | HQ_NY_2_NYISO_A-F | HQ_NY | NYISO_A-F | Internal | Winter | B19 | 700 | 99999 | 2697.59 | 66.62 | 66.63 | 0.01 | 0
2025 | HQ_NY_2_NYISO_A-F | HQ_NY | NYISO_A-F | Internal | Winter | B20 | 935 | 99999 | 1660.59 | 66.62 | 66.63 | 0.01 | 0
2025 | HQ_IESO_2_IESO | HQ_IESO | IESO | Internal | Shoulder | B11 | 25 | 99999 | 400 | 58.84 | 58.85 | 0.01 | 0
2025 | HQ_IESO_2_IESO | HQ_IESO | IESO | Internal | Shoulder | B12 | 200 | 99999 | 400 | 58.84 | 58.85 | 0.01 | 0
2025 | HQ_IESO_2_IESO | HQ_IESO | IESO | Internal | Shoulder | B13 | 600 | 99999 | 400 | 58.84 | 58.85 | 0.01 | 0
2025 | HQ_IESO_2_IESO | HQ_IESO | IESO | Internal | Shoulder | B14 | 900 | 99999 | 400 | 58.84 | 58.85 | 0.01 | 0
2025 | HQ_IESO_2_IESO | HQ_IESO | IESO | Internal | Shoulder | B15 | 1203 | 99999 | 75.48 | 58.84 | 58.85 | 0.01 | 0
2025 | HQ_IESO_2_IESO | HQ_IESO | IESO | Internal | Summer | B1 | 10 | 99999 | 400.1 | 435.16 | 435.17 | 0.01 | 0
2025 | HQ_IESO_2_IESO | HQ_IESO | IESO | Internal | Summer | B2 | 25 | 99999 | 400.1 | 110.74 | 110.76 | 0.01 | 0
2025 | HQ_IESO_2_IESO | HQ_IESO | IESO | Internal | Summer | B3 | 75 | 99999 | 400.1 | 89.86 | 89.87 | 0.01 | 0
2025 | HQ_IESO_2_IESO | HQ_IESO | IESO | Internal | Summer | B4 | 100 | 99999 | 400 | 76.26 | 76.28 | 0.01 | 0
2025 | HQ_IESO_2_IESO | HQ_IESO | IESO | Internal | Summer | B5 | 200 | 99999 | 400 | 58.05 | 58.06 | 0.01 | 0
2025 | HQ_IESO_2_IESO | HQ_IESO | IESO | Internal | Summer | B6 | 300 | 99999 | 400 | 58.05 | 58.06 | 0.01 | 0
2025 | HQ_IESO_2_IESO | HQ_IESO | IESO | Internal | Summer | B7 | 400 | 99999 | 400 | 55.89 | 55.9 | 0.01 | 0
2025 | HQ_IESO_2_IESO | HQ_IESO | IESO | Internal | Summer | B8 | 500 | 99999 | 400 | 55.89 | 55.9 | 0.01 | 0
2025 | HQ_IESO_2_IESO | HQ_IESO | IESO | Internal | Summer | B9 | 800 | 99999 | 400 | 55.89 | 55.9 | 0.01 | 0
2025 | HQ_IESO_2_IESO | HQ_IESO | IESO | Internal | Summer | B10 | 1262 | 99999 | 12.04 | 55.89 | 55.9 | 0.01 | 0
2025 | HQ_IESO_2_IESO | HQ_IESO | IESO | Internal | Winter | B16 | 25 | 99999 | 400 | 60.81 | 60.82 | 0.01 | 0
2025 | HQ_IESO_2_IESO | HQ_IESO | IESO | Internal | Winter | B17 | 100 | 99999 | 400 | 59.62 | 59.63 | 0.01 | 0
2025 | HQ_IESO_2_IESO | HQ_IESO | IESO | Internal | Winter | B18 | 400 | 99999 | 400 | 59.62 | 59.63 | 0.01 | 0
2025 | HQ_IESO_2_IESO | HQ_IESO | IESO | Internal | Winter | B19 | 700 | 99999 | 400 | 59.62 | 59.63 | 0.01 | 0
2025 | HQ_IESO_2_IESO | HQ_IESO | IESO | Internal | Winter | B20 | 935 | 99999 | 91.98 | 59.62 | 59.63 | 0.01 | 0
2025 | IESO_2_MAPP_CA | IESO | MAPP_CA | Internal | Shoulder | B11 | 25 | 269 | 0 | 58.85 | 63.21 | 7 | 0
2025 | IESO_2_MAPP_CA | IESO | MAPP_CA | Internal | Shoulder | B12 | 200 | 269 | 0 | 58.85 | 63.21 | 7 | 0
2025 | IESO_2_MAPP_CA | IESO | MAPP_CA | Internal | Shoulder | B13 | 600 | 269 | 0 | 58.85 | 63.21 | 7 | 0
2025 | IESO_2_MAPP_CA | IESO | MAPP_CA | Internal | Shoulder | B14 | 900 | 269 | 0 | 58.85 | 63.21 | 7 | 0
2025 | IESO_2_MAPP_CA | IESO | MAPP_CA | Internal | Shoulder | B15 | 1203 | 269 | 0 | 58.85 | 63.21 | 7 | 0
2025 | IESO_2_MAPP_CA | IESO | MAPP_CA | Internal | Summer | B1 | 10 | 269 | 0 | 435.17 | 427.17 | 7 | 0
2025 | IESO_2_MAPP_CA | IESO | MAPP_CA | Internal | Summer | B2 | 25 | 269 | 0 | 110.76 | 102.76 | 7 | 0
2025 | IESO_2_MAPP_CA | IESO | MAPP_CA | Internal | Summer | B3 | 75 | 269 | 0 | 89.87 | 81.87 | 7 | 0
2025 | IESO_2_MAPP_CA | IESO | MAPP_CA | Internal | Summer | B4 | 100 | 269 | 0 | 76.28 | 68.28 | 7 | 0
2025 | IESO_2_MAPP_CA | IESO | MAPP_CA | Internal | Summer | B5 | 200 | 269 | 0 | 58.06 | 59.19 | 7 | 0
2025 | IESO_2_MAPP_CA | IESO | MAPP_CA | Internal | Summer | B6 | 300 | 269 | 0 | 58.06 | 64.2 | 7 | 0
2025 | IESO_2_MAPP_CA | IESO | MAPP_CA | Internal | Summer | B7 | 400 | 269 | 0 | 55.9 | 59.19 | 7 | 0
2025 | IESO_2_MAPP_CA | IESO | MAPP_CA | Internal | Summer | B8 | 500 | 269 | 0 | 55.9 | 59.19 | 7 | 0
2025 | IESO_2_MAPP_CA | IESO | MAPP_CA | Internal | Summer | B9 | 800 | 269 | 0 | 55.9 | 59.19 | 7 | 0
2025 | IESO_2_MAPP_CA | IESO | MAPP_CA | Internal | Summer | B10 | 1262 | 269 | 0 | 55.9 | 59.19 | 7 | 0
2025 | IESO_2_MAPP_CA | IESO | MAPP_CA | Internal | Winter | B16 | 25 | 269 | 0 | 60.82 | 63.18 | 7 | 0
2025 | IESO_2_MAPP_CA | IESO | MAPP_CA | Internal | Winter | B17 | 100 | 269 | 0 | 59.63 | 63.18 | 7 | 0
2025 | IESO_2_MAPP_CA | IESO | MAPP_CA | Internal | Winter | B18 | 400 | 269 | 269 | 59.63 | 72.11 | 7 | 5.48
2025 | IESO_2_MAPP_CA | IESO | MAPP_CA | Internal | Winter | B19 | 700 | 269 | 269 | 59.63 | 72.11 | 7 | 5.48
2025 | IESO_2_MAPP_CA | IESO | MAPP_CA | Internal | Winter | B20 | 935 | 269 | 0 | 59.63 | 63.18 | 7 | 0
2025 | IESO_2_MISO_MI | IESO | MISO_MI | Internal | Shoulder | B11 | 25 | 3125 | 3125 | 58.85 | 87.22 | 7 | 21.37
2025 | IESO_2_MISO_MI | IESO | MISO_MI | Internal | Shoulder | B12 | 200 | 3125 | 3125 | 58.85 | 77.22 | 7 | 11.37
2025 | IESO_2_MISO_MI | IESO | MISO_MI | Internal | Shoulder | B13 | 600 | 3125 | 3125 | 58.85 | 74.24 | 7 | 8.4
2025 | IESO_2_MISO_MI | IESO | MISO_MI | Internal | Shoulder | B14 | 900 | 3125 | 3125 | 58.85 | 71.9 | 7 | 6.05
2025 | IESO_2_MISO_MI | IESO | MISO_MI | Internal | Shoulder | B15 | 1203 | 3125 | 0 | 58.85 | 64.01 | 7 | 0
2025 | IESO_2_MISO_MI | IESO | MISO_MI | Internal | Summer | B1 | 10 | 3125 | 3125 | 435.17 | 448.19 | 7 | 6.02
2025 | IESO_2_MISO_MI | IESO | MISO_MI | Internal | Summer | B2 | 25 | 3125 | 3125 | 110.76 | 127.72 | 7 | 9.96
2025 | IESO_2_MISO_MI | IESO | MISO_MI | Internal | Summer | B3 | 75 | 3125 | 3125 | 89.87 | 117.19 | 7 | 20.32
2025 | IESO_2_MISO_MI | IESO | MISO_MI | Internal | Summer | B4 | 100 | 3125 | 3125 | 76.28 | 112.62 | 7 | 29.34
2025 | IESO_2_MISO_MI | IESO | MISO_MI | Internal | Summer | B5 | 200 | 3125 | 3125 | 58.06 | 109.47 | 7 | 44.41
2025 | IESO_2_MISO_MI | IESO | MISO_MI | Internal | Summer | B6 | 300 | 3125 | 3125 | 58.06 | 107.08 | 7 | 42.02
2025 | IESO_2_MISO_MI | IESO | MISO_MI | Internal | Summer | B7 | 400 | 3125 | 3125 | 55.9 | 81.89 | 7 | 18.99
2025 | IESO_2_MISO_MI | IESO | MISO_MI | Internal | Summer | B8 | 500 | 3125 | 3125 | 55.9 | 74.07 | 7 | 11.17
2025 | IESO_2_MISO_MI | IESO | MISO_MI | Internal | Summer | B9 | 800 | 3125 | 3125 | 55.9 | 70.89 | 7 | 7.99
2025 | IESO_2_MISO_MI | IESO | MISO_MI | Internal | Summer | B10 | 1262 | 3125 | 3125 | 55.9 | 63.18 | 7 | 0.28
2025 | IESO_2_MISO_MI | IESO | MISO_MI | Internal | Winter | B16 | 25 | 3125 | 3125 | 60.82 | 91.22 | 7 | 23.4
2025 | IESO_2_MISO_MI | IESO | MISO_MI | Internal | Winter | B17 | 100 | 3125 | 3125 | 59.63 | 81.96 | 7 | 15.32
2025 | IESO_2_MISO_MI | IESO | MISO_MI | Internal | Winter | B18 | 400 | 3125 | 3125 | 59.63 | 76.65 | 7 | 10.02
2025 | IESO_2_MISO_MI | IESO | MISO_MI | Internal | Winter | B19 | 700 | 3125 | 3125 | 59.63 | 74.39 | 7 | 7.76
2025 | IESO_2_MISO_MI | IESO | MISO_MI | Internal | Winter | B20 | 935 | 3125 | 954.54 | 59.63 | 66.63 | 7 | 0
2025 | IESO_2_MISO_W | IESO | MISO_W | Internal | Shoulder | B11 | 25 | 195 | 195 | 58.85 | 83.22 | 7 | 17.37
2025 | IESO_2_MISO_W | IESO | MISO_W | Internal | Shoulder | B12 | 200 | 195 | 195 | 58.85 | 73.22 | 7 | 7.37
2025 | IESO_2_MISO_W | IESO | MISO_W | Internal | Shoulder | B13 | 600 | 195 | 195 | 58.85 | 70.24 | 7 | 4.4
2025 | IESO_2_MISO_W | IESO | MISO_W | Internal | Shoulder | B14 | 900 | 195 | 195 | 58.85 | 67.37 | 7 | 1.52
2025 | IESO_2_MISO_W | IESO | MISO_W | Internal | Shoulder | B15 | 1203 | 195 | 0 | 58.85 | 12.09 | 7 | 0
2025 | IESO_2_MISO_W | IESO | MISO_W | Internal | Summer | B1 | 10 | 195 | 195 | 435.17 | 448.16 | 7 | 5.99
2025 | IESO_2_MISO_W | IESO | MISO_W | Internal | Summer | B2 | 25 | 195 | 195 | 110.76 | 123.74 | 7 | 5.99
2025 | IESO_2_MISO_W | IESO | MISO_W | Internal | Summer | B3 | 75 | 195 | 195 | 89.87 | 113.52 | 7 | 16.65
2025 | IESO_2_MISO_W | IESO | MISO_W | Internal | Summer | B4 | 100 | 195 | 195 | 76.28 | 108.62 | 7 | 25.34
2025 | IESO_2_MISO_W | IESO | MISO_W | Internal | Summer | B5 | 200 | 195 | 195 | 58.06 | 107.23 | 7 | 42.17
2025 | IESO_2_MISO_W | IESO | MISO_W | Internal | Summer | B6 | 300 | 195 | 195 | 58.06 | 107.06 | 7 | 42.01
2025 | IESO_2_MISO_W | IESO | MISO_W | Internal | Summer | B7 | 400 | 195 | 195 | 55.9 | 80.21 | 7 | 17.31
2025 | IESO_2_MISO_W | IESO | MISO_W | Internal | Summer | B8 | 500 | 195 | 195 | 55.9 | 70.07 | 7 | 7.17
2025 | IESO_2_MISO_W | IESO | MISO_W | Internal | Summer | B9 | 800 | 195 | 195 | 55.9 | 66.89 | 7 | 3.99
2025 | IESO_2_MISO_W | IESO | MISO_W | Internal | Summer | B10 | 1262 | 195 | 0 | 55.9 | 59.18 | 7 | 0
2025 | IESO_2_MISO_W | IESO | MISO_W | Internal | Winter | B16 | 25 | 195 | 0 | 60.82 | 11.36 | 7 | 0
2025 | IESO_2_MISO_W | IESO | MISO_W | Internal | Winter | B17 | 100 | 195 | 0 | 59.63 | 61.52 | 7 | 0
2025 | IESO_2_MISO_W | IESO | MISO_W | Internal | Winter | B18 | 400 | 195 | 195 | 59.63 | 72.12 | 7 | 5.49
2025 | IESO_2_MISO_W | IESO | MISO_W | Internal | Winter | B19 | 700 | 195 | 195 | 59.63 | 72.12 | 7 | 5.49
2025 | IESO_2_MISO_W | IESO | MISO_W | Internal | Winter | B20 | 935 | 195 | 0 | 59.63 | 50.98 | 7 | 0
2025 | IESO_2_NYISO_A-F | IESO | NYISO_A-F | Internal | Shoulder | B11 | 25 | 2224 | 1901.58 | 58.85 | 65.85 | 7 | 0
2025 | IESO_2_NYISO_A-F | IESO | NYISO_A-F | Internal | Shoulder | B12 | 200 | 2224 | 2103.45 | 58.85 | 65.85 | 7 | 0
2025 | IESO_2_NYISO_A-F | IESO | NYISO_A-F | Internal | Shoulder | B13 | 600 | 2224 | 1059.73 | 58.85 | 65.85 | 7 | 0
2025 | IESO_2_NYISO_A-F | IESO | NYISO_A-F | Internal | Shoulder | B14 | 900 | 2224 | 836.06 | 58.85 | 65.85 | 7 | 0
2025 | IESO_2_NYISO_A-F | IESO | NYISO_A-F | Internal | Shoulder | B15 | 1203 | 2224 | 1534.85 | 58.85 | 65.85 | 7 | 0
2025 | IESO_2_NYISO_A-F | IESO | NYISO_A-F | Internal | Summer | B1 | 10 | 2224 | 1124.1 | 435.17 | 442.17 | 7 | 0
2025 | IESO_2_NYISO_A-F | IESO | NYISO_A-F | Internal | Summer | B2 | 25 | 2224 | 1483.79 | 110.76 | 117.76 | 7 | 0
2025 | IESO_2_NYISO_A-F | IESO | NYISO_A-F | Internal | Summer | B3 | 75 | 2224 | 1772.54 | 89.87 | 96.87 | 7 | 0
2025 | IESO_2_NYISO_A-F | IESO | NYISO_A-F | Internal | Summer | B4 | 100 | 2224 | 2224 | 76.28 | 86.24 | 7 | 2.97
2025 | IESO_2_NYISO_A-F | IESO | NYISO_A-F | Internal | Summer | B5 | 200 | 2224 | 2224 | 58.06 | 82.8 | 7 | 17.75
2025 | IESO_2_NYISO_A-F | IESO | NYISO_A-F | Internal | Summer | B6 | 300 | 2224 | 2224 | 58.06 | 67.4 | 7 | 2.35
2025 | IESO_2_NYISO_A-F | IESO | NYISO_A-F | Internal | Summer | B7 | 400 | 2224 | 2039.68 | 55.9 | 62.9 | 7 | 0
2025 | IESO_2_NYISO_A-F | IESO | NYISO_A-F | Internal | Summer | B8 | 500 | 2224 | 1920.53 | 55.9 | 62.9 | 7 | 0
2025 | IESO_2_NYISO_A-F | IESO | NYISO_A-F | Internal | Summer | B9 | 800 | 2224 | 1641.21 | 55.9 | 62.9 | 7 | 0
2025 | IESO_2_NYISO_A-F | IESO | NYISO_A-F | Internal | Summer | B10 | 1262 | 2224 | 1725.81 | 55.9 | 62.9 | 7 | 0
2025 | IESO_2_NYISO_A-F | IESO | NYISO_A-F | Internal | Winter | B16 | 25 | 2224 | 1859.35 | 60.82 | 67.82 | 7 | 0
2025 | IESO_2_NYISO_A-F | IESO | NYISO_A-F | Internal | Winter | B17 | 100 | 2224 | 1829.76 | 59.63 | 66.63 | 7 | 0
2025 | IESO_2_NYISO_A-F | IESO | NYISO_A-F | Internal | Winter | B18 | 400 | 2224 | 1749.88 | 59.63 | 66.63 | 7 | 0
2025 | IESO_2_NYISO_A-F | IESO | NYISO_A-F | Internal | Winter | B19 | 700 | 2224 | 948.53 | 59.63 | 66.63 | 7 | 0
2025 | IESO_2_NYISO_A-F | IESO | NYISO_A-F | Internal | Winter | B20 | 935 | 2224 | 1562.94 | 59.63 | 66.63 | 7 | 0
2025 | MAPP_CA_2_IESO | MAPP_CA | IESO | Internal | Shoulder | B11 | 25 | 337 | 0 | 63.21 | 58.85 | 8 | 0
2025 | MAPP_CA_2_IESO | MAPP_CA | IESO | Internal | Shoulder | B12 | 200 | 337 | 0 | 63.21 | 58.85 | 8 | 0
2025 | MAPP_CA_2_IESO | MAPP_CA | IESO | Internal | Shoulder | B13 | 600 | 337 | 0 | 63.21 | 58.85 | 8 | 0
2025 | MAPP_CA_2_IESO | MAPP_CA | IESO | Internal | Shoulder | B14 | 900 | 337 | 0 | 63.21 | 58.85 | 8 | 0
2025 | MAPP_CA_2_IESO | MAPP_CA | IESO | Internal | Shoulder | B15 | 1203 | 337 | 0 | 63.21 | 58.85 | 8 | 0
2025 | MAPP_CA_2_IESO | MAPP_CA | IESO | Internal | Summer | B1 | 10 | 337 | 229.71 | 427.17 | 435.17 | 8 | 0
2025 | MAPP_CA_2_IESO | MAPP_CA | IESO | Internal | Summer | B2 | 25 | 337 | 159.59 | 102.76 | 110.76 | 8 | 0
2025 | MAPP_CA_2_IESO | MAPP_CA | IESO | Internal | Summer | B3 | 75 | 337 | 47.92 | 81.87 | 89.87 | 8 | 0
2025 | MAPP_CA_2_IESO | MAPP_CA | IESO | Internal | Summer | B4 | 100 | 337 | 29.73 | 68.28 | 76.28 | 8 | 0
2025 | MAPP_CA_2_IESO | MAPP_CA | IESO | Internal | Summer | B5 | 200 | 337 | 0 | 59.19 | 58.06 | 8 | 0
2025 | MAPP_CA_2_IESO | MAPP_CA | IESO | Internal | Summer | B6 | 300 | 337 | 0 | 64.2 | 58.06 | 8 | 0
2025 | MAPP_CA_2_IESO | MAPP_CA | IESO | Internal | Summer | B7 | 400 | 337 | 0 | 59.19 | 55.9 | 8 | 0
2025 | MAPP_CA_2_IESO | MAPP_CA | IESO | Internal | Summer | B8 | 500 | 337 | 0 | 59.19 | 55.9 | 8 | 0
2025 | MAPP_CA_2_IESO | MAPP_CA | IESO | Internal | Summer | B9 | 800 | 337 | 0 | 59.19 | 55.9 | 8 | 0
2025 | MAPP_CA_2_IESO | MAPP_CA | IESO | Internal | Summer | B10 | 1262 | 337 | 0 | 59.19 | 55.9 | 8 | 0
2025 | MAPP_CA_2_IESO | MAPP_CA | IESO | Internal | Winter | B16 | 25 | 337 | 0 | 63.18 | 60.82 | 8 | 0
2025 | MAPP_CA_2_IESO | MAPP_CA | IESO | Internal | Winter | B17 | 100 | 337 | 0 | 63.18 | 59.63 | 8 | 0
2025 | MAPP_CA_2_IESO | MAPP_CA | IESO | Internal | Winter | B18 | 400 | 337 | 0 | 72.11 | 59.63 | 8 | 0
2025 | MAPP_CA_2_IESO | MAPP_CA | IESO | Internal | Winter | B19 | 700 | 337 | 0 | 72.11 | 59.63 | 8 | 0
2025 | MAPP_CA_2_IESO | MAPP_CA | IESO | Internal | Winter | B20 | 935 | 337 | 0 | 63.18 | 59.63 | 8 | 0
2025 | MAPP_CA_2_MAPP_US | MAPP_CA | MAPP_US | Internal | Shoulder | B11 | 25 | 372 | 372 | 63.21 | 76.22 | 7 | 6
2025 | MAPP_CA_2_MAPP_US | MAPP_CA | MAPP_US | Internal | Shoulder | B12 | 200 | 372 | 0 | 63.21 | 66.22 | 7 | 0
2025 | MAPP_CA_2_MAPP_US | MAPP_CA | MAPP_US | Internal | Shoulder | B13 | 600 | 372 | 0 | 63.21 | 63.24 | 7 | 0
2025 | MAPP_CA_2_MAPP_US | MAPP_CA | MAPP_US | Internal | Shoulder | B14 | 900 | 372 | 0 | 63.21 | 60.37 | 7 | 0
2025 | MAPP_CA_2_MAPP_US | MAPP_CA | MAPP_US | Internal | Shoulder | B15 | 1203 | 372 | 0 | 63.21 | 5.09 | 7 | 0
2025 | MAPP_CA_2_MAPP_US | MAPP_CA | MAPP_US | Internal | Summer | B1 | 10 | 372 | 372 | 427.17 | 441.16 | 7 | 6.99
2025 | MAPP_CA_2_MAPP_US | MAPP_CA | MAPP_US | Internal | Summer | B2 | 25 | 372 | 372 | 102.76 | 116.74 | 7 | 6.99
2025 | MAPP_CA_2_MAPP_US | MAPP_CA | MAPP_US | Internal | Summer | B3 | 75 | 372 | 372 | 81.87 | 106.52 | 7 | 17.65
2025 | MAPP_CA_2_MAPP_US | MAPP_CA | MAPP_US | Internal | Summer | B4 | 100 | 372 | 372 | 68.28 | 101.62 | 7 | 26.34
2025 | MAPP_CA_2_MAPP_US | MAPP_CA | MAPP_US | Internal | Summer | B5 | 200 | 372 | 372 | 59.19 | 100.23 | 7 | 34.04
2025 | MAPP_CA_2_MAPP_US | MAPP_CA | MAPP_US | Internal | Summer | B6 | 300 | 372 | 372 | 64.2 | 100.06 | 7 | 28.86
2025 | MAPP_CA_2_MAPP_US | MAPP_CA | MAPP_US | Internal | Summer | B7 | 400 | 372 | 372 | 59.19 | 73.21 | 7 | 7.02
2025 | MAPP_CA_2_MAPP_US | MAPP_CA | MAPP_US | Internal | Summer | B8 | 500 | 372 | 0 | 59.19 | 63.07 | 7 | 0
2025 | MAPP_CA_2_MAPP_US | MAPP_CA | MAPP_US | Internal | Summer | B9 | 800 | 372 | 0 | 59.19 | 59.89 | 7 | 0
2025 | MAPP_CA_2_MAPP_US | MAPP_CA | MAPP_US | Internal | Summer | B10 | 1262 | 372 | 0 | 59.19 | 52.18 | 7 | 0
2025 | MAPP_CA_2_MAPP_US | MAPP_CA | MAPP_US | Internal | Winter | B16 | 25 | 372 | 0 | 63.18 | 4.36 | 7 | 0
2025 | MAPP_CA_2_MAPP_US | MAPP_CA | MAPP_US | Internal | Winter | B17 | 100 | 372 | 0 | 63.18 | 54.52 | 7 | 0
2025 | MAPP_CA_2_MAPP_US | MAPP_CA | MAPP_US | Internal | Winter | B18 | 400 | 372 | 0 | 72.11 | 65.12 | 7 | 0
2025 | MAPP_CA_2_MAPP_US | MAPP_CA | MAPP_US | Internal | Winter | B19 | 700 | 372 | 0 | 72.11 | 65.12 | 7 | 0
2025 | MAPP_CA_2_MAPP_US | MAPP_CA | MAPP_US | Internal | Winter | B20 | 935 | 372 | 0 | 63.18 | 43.98 | 7 | 0
2025 | MAPP_CA_2_MISO_W | MAPP_CA | MISO_W | Internal | Shoulder | B11 | 25 | 1970 | 1970 | 63.21 | 83.22 | 0.01 | 19.99
2025 | MAPP_CA_2_MISO_W | MAPP_CA | MISO_W | Internal | Shoulder | B12 | 200 | 1970 | 1970 | 63.21 | 73.22 | 0.01 | 10
2025 | MAPP_CA_2_MISO_W | MAPP_CA | MISO_W | Internal | Shoulder | B13 | 600 | 1970 | 1970 | 63.21 | 70.24 | 0.01 | 7.02
2025 | MAPP_CA_2_MISO_W | MAPP_CA | MISO_W | Internal | Shoulder | B14 | 900 | 1970 | 1970 | 63.21 | 67.37 | 0.01 | 4.14
2025 | MAPP_CA_2_MISO_W | MAPP_CA | MISO_W | Internal | Shoulder | B15 | 1203 | 1970 | 0 | 63.21 | 12.09 | 0.01 | 0
2025 | MAPP_CA_2_MISO_W | MAPP_CA | MISO_W | Internal | Summer | B1 | 10 | 1970 | 1970 | 427.17 | 448.16 | 0.01 | 20.98
2025 | MAPP_CA_2_MISO_W | MAPP_CA | MISO_W | Internal | Summer | B2 | 25 | 1970 | 1970 | 102.76 | 123.74 | 0.01 | 20.98
2025 | MAPP_CA_2_MISO_W | MAPP_CA | MISO_W | Internal | Summer | B3 | 75 | 1970 | 1970 | 81.87 | 113.52 | 0.01 | 31.64
2025 | MAPP_CA_2_MISO_W | MAPP_CA | MISO_W | Internal | Summer | B4 | 100 | 1970 | 1970 | 68.28 | 108.62 | 0.01 | 40.33
2025 | MAPP_CA_2_MISO_W | MAPP_CA | MISO_W | Internal | Summer | B5 | 200 | 1970 | 1970 | 59.19 | 107.23 | 0.01 | 48.03
2025 | MAPP_CA_2_MISO_W | MAPP_CA | MISO_W | Internal | Summer | B6 | 300 | 1970 | 1970 | 64.2 | 107.06 | 0.01 | 42.85
2025 | MAPP_CA_2_MISO_W | MAPP_CA | MISO_W | Internal | Summer | B7 | 400 | 1970 | 1970 | 59.19 | 80.21 | 0.01 | 21
2025 | MAPP_CA_2_MISO_W | MAPP_CA | MISO_W | Internal | Summer | B8 | 500 | 1970 | 1970 | 59.19 | 70.07 | 0.01 | 10.86
2025 | MAPP_CA_2_MISO_W | MAPP_CA | MISO_W | Internal | Summer | B9 | 800 | 1970 | 1970 | 59.19 | 66.89 | 0.01 | 7.69
2025 | MAPP_CA_2_MISO_W | MAPP_CA | MISO_W | Internal | Summer | B10 | 1262 | 1970 | 0 | 59.19 | 59.18 | 0.01 | 0
2025 | MAPP_CA_2_MISO_W | MAPP_CA | MISO_W | Internal | Winter | B16 | 25 | 1970 | 0 | 63.18 | 11.36 | 0.01 | 0
2025 | MAPP_CA_2_MISO_W | MAPP_CA | MISO_W | Internal | Winter | B17 | 100 | 1970 | 0 | 63.18 | 61.52 | 0.01 | 0
2025 | MAPP_CA_2_MISO_W | MAPP_CA | MISO_W | Internal | Winter | B18 | 400 | 1970 | 1805.43 | 72.11 | 72.12 | 0.01 | 0
2025 | MAPP_CA_2_MISO_W | MAPP_CA | MISO_W | Internal | Winter | B19 | 700 | 1970 | 1886.07 | 72.11 | 72.12 | 0.01 | 0
2025 | MAPP_CA_2_MISO_W | MAPP_CA | MISO_W | Internal | Winter | B20 | 935 | 1970 | 0 | 63.18 | 50.98 | 0.01 | 0
2025 | MAPP_US_2_MAPP_CA | MAPP_US | MAPP_CA | Internal | Shoulder | B11 | 25 | 165 | 0 | 76.22 | 63.21 | 7 | 0
2025 | MAPP_US_2_MAPP_CA | MAPP_US | MAPP_CA | Internal | Shoulder | B12 | 200 | 165 | 0 | 66.22 | 63.21 | 7 | 0
2025 | MAPP_US_2_MAPP_CA | MAPP_US | MAPP_CA | Internal | Shoulder | B13 | 600 | 165 | 0 | 63.24 | 63.21 | 7 | 0
2025 | MAPP_US_2_MAPP_CA | MAPP_US | MAPP_CA | Internal | Shoulder | B14 | 900 | 165 | 0 | 60.37 | 63.21 | 7 | 0
2025 | MAPP_US_2_MAPP_CA | MAPP_US | MAPP_CA | Internal | Shoulder | B15 | 1203 | 165 | 165 | 5.09 | 63.21 | 7 | 51.12
2025 | MAPP_US_2_MAPP_CA | MAPP_US | MAPP_CA | Internal | Summer | B1 | 10 | 165 | 0 | 441.16 | 427.17 | 7 | 0
2025 | MAPP_US_2_MAPP_CA | MAPP_US | MAPP_CA | Internal | Summer | B2 | 25 | 165 | 0 | 116.74 | 102.76 | 7 | 0
2025 | MAPP_US_2_MAPP_CA | MAPP_US | MAPP_CA | Internal | Summer | B3 | 75 | 165 | 0 | 106.52 | 81.87 | 7 | 0
2025 | MAPP_US_2_MAPP_CA | MAPP_US | MAPP_CA | Internal | Summer | B4 | 100 | 165 | 0 | 101.62 | 68.28 | 7 | 0
2025 | MAPP_US_2_MAPP_CA | MAPP_US | MAPP_CA | Internal | Summer | B5 | 200 | 165 | 0 | 100.23 | 59.19 | 7 | 0
2025 | MAPP_US_2_MAPP_CA | MAPP_US | MAPP_CA | Internal | Summer | B6 | 300 | 165 | 0 | 100.06 | 64.2 | 7 | 0
2025 | MAPP_US_2_MAPP_CA | MAPP_US | MAPP_CA | Internal | Summer | B7 | 400 | 165 | 0 | 73.21 | 59.19 | 7 | 0
2025 | MAPP_US_2_MAPP_CA | MAPP_US | MAPP_CA | Internal | Summer | B8 | 500 | 165 | 0 | 63.07 | 59.19 | 7 | 0
2025 | MAPP_US_2_MAPP_CA | MAPP_US | MAPP_CA | Internal | Summer | B9 | 800 | 165 | 0 | 59.89 | 59.19 | 7 | 0
2025 | MAPP_US_2_MAPP_CA | MAPP_US | MAPP_CA | Internal | Summer | B10 | 1262 | 165 | 165 | 52.18 | 59.19 | 7 | 0.01
2025 | MAPP_US_2_MAPP_CA | MAPP_US | MAPP_CA | Internal | Winter | B16 | 25 | 165 | 165 | 4.36 | 63.18 | 7 | 51.82
2025 | MAPP_US_2_MAPP_CA | MAPP_US | MAPP_CA | Internal | Winter | B17 | 100 | 165 | 165 | 54.52 | 63.18 | 7 | 1.66
2025 | MAPP_US_2_MAPP_CA | MAPP_US | MAPP_CA | Internal | Winter | B18 | 400 | 165 | 0 | 65.12 | 72.11 | 7 | 0
2025 | MAPP_US_2_MAPP_CA | MAPP_US | MAPP_CA | Internal | Winter | B19 | 700 | 165 | 0 | 65.12 | 72.11 | 7 | 0
2025 | MAPP_US_2_MAPP_CA | MAPP_US | MAPP_CA | Internal | Winter | B20 | 935 | 165 | 165 | 43.98 | 63.18 | 7 | 12.2
2025 | MAPP_US_2_MISO_W | MAPP_US | MISO_W | Internal | Shoulder | B11 | 25 | 2635 | 2254.83 | 76.22 | 83.22 | 7 | 0
2025 | MAPP_US_2_MISO_W | MAPP_US | MISO_W | Internal | Shoulder | B12 | 200 | 2635 | 2001.29 | 66.22 | 73.22 | 7 | 0
2025 | MAPP_US_2_MISO_W | MAPP_US | MISO_W | Internal | Shoulder | B13 | 600 | 2635 | 2233.84 | 63.24 | 70.24 | 7 | 0
2025 | MAPP_US_2_MISO_W | MAPP_US | MISO_W | Internal | Shoulder | B14 | 900 | 2635 | 1214.43 | 60.37 | 67.37 | 7 | 0
2025 | MAPP_US_2_MISO_W | MAPP_US | MISO_W | Internal | Shoulder | B15 | 1203 | 2635 | 1909.45 | 5.09 | 12.09 | 7 | 0
2025 | MAPP_US_2_MISO_W | MAPP_US | MISO_W | Internal | Summer | B1 | 10 | 2635 | 1655.48 | 441.16 | 448.16 | 7 | 0
2025 | MAPP_US_2_MISO_W | MAPP_US | MISO_W | Internal | Summer | B2 | 25 | 2635 | 2058.43 | 116.74 | 123.74 | 7 | 0
2025 | MAPP_US_2_MISO_W | MAPP_US | MISO_W | Internal | Summer | B3 | 75 | 2635 | 1464.54 | 106.52 | 113.52 | 7 | 0
2025 | MAPP_US_2_MISO_W | MAPP_US | MISO_W | Internal | Summer | B4 | 100 | 2635 | 1056.93 | 101.62 | 108.62 | 7 | 0
2025 | MAPP_US_2_MISO_W | MAPP_US | MISO_W | Internal | Summer | B5 | 200 | 2635 | 1284.95 | 100.23 | 107.23 | 7 | 0
2025 | MAPP_US_2_MISO_W | MAPP_US | MISO_W | Internal | Summer | B6 | 300 | 2635 | 1715.73 | 100.06 | 107.06 | 7 | 0
2025 | MAPP_US_2_MISO_W | MAPP_US | MISO_W | Internal | Summer | B7 | 400 | 2635 | 1894.89 | 73.21 | 80.21 | 7 | 0
2025 | MAPP_US_2_MISO_W | MAPP_US | MISO_W | Internal | Summer | B8 | 500 | 2635 | 1809.95 | 63.07 | 70.07 | 7 | 0
2025 | MAPP_US_2_MISO_W | MAPP_US | MISO_W | Internal | Summer | B9 | 800 | 2635 | 1198.43 | 59.89 | 66.89 | 7 | 0
2025 | MAPP_US_2_MISO_W | MAPP_US | MISO_W | Internal | Summer | B10 | 1262 | 2635 | 1109.64 | 52.18 | 59.18 | 7 | 0
2025 | MAPP_US_2_MISO_W | MAPP_US | MISO_W | Internal | Winter | B16 | 25 | 2635 | 1358.32 | 4.36 | 11.36 | 7 | 0
2025 | MAPP_US_2_MISO_W | MAPP_US | MISO_W | Internal | Winter | B17 | 100 | 2635 | 768.81 | 54.52 | 61.52 | 7 | 0
2025 | MAPP_US_2_MISO_W | MAPP_US | MISO_W | Internal | Winter | B18 | 400 | 2635 | 2004.83 | 65.12 | 72.12 | 7 | 0
2025 | MAPP_US_2_MISO_W | MAPP_US | MISO_W | Internal | Winter | B19 | 700 | 2635 | 1158.38 | 65.12 | 72.12 | 7 | 0
2025 | MAPP_US_2_MISO_W | MAPP_US | MISO_W | Internal | Winter | B20 | 935 | 2635 | 1398.19 | 43.98 | 50.98 | 7 | 0
2025 | MAPP_US_2_NE | MAPP_US | NE | Internal | Shoulder | B11 | 25 | 2000 | 0 | 76.22 | 78.22 | 7 | 0
2025 | MAPP_US_2_NE | MAPP_US | NE | Internal | Shoulder | B12 | 200 | 2000 | 0 | 66.22 | 68.21 | 7 | 0
2025 | MAPP_US_2_NE | MAPP_US | NE | Internal | Shoulder | B13 | 600 | 2000 | 0 | 63.24 | 65.24 | 7 | 0
2025 | MAPP_US_2_NE | MAPP_US | NE | Internal | Shoulder | B14 | 900 | 2000 | 0 | 60.37 | 55.37 | 7 | 0
2025 | MAPP_US_2_NE | MAPP_US | NE | Internal | Shoulder | B15 | 1203 | 2000 | 0 | 5.09 | 0.09 | 7 | 0
2025 | MAPP_US_2_NE | MAPP_US | NE | Internal | Summer | B1 | 10 | 2000 | 0 | 441.16 | 443.16 | 7 | 0
2025 | MAPP_US_2_NE | MAPP_US | NE | Internal | Summer | B2 | 25 | 2000 | 0 | 116.74 | 114.73 | 7 | 0
2025 | MAPP_US_2_NE | MAPP_US | NE | Internal | Summer | B3 | 75 | 2000 | 16.69 | 106.52 | 113.52 | 7 | 0
2025 | MAPP_US_2_NE | MAPP_US | NE | Internal | Summer | B4 | 100 | 2000 | 536.49 | 101.62 | 108.62 | 7 | 0
2025 | MAPP_US_2_NE | MAPP_US | NE | Internal | Summer | B5 | 200 | 2000 | 0 | 100.23 | 104.48 | 7 | 0
2025 | MAPP_US_2_NE | MAPP_US | NE | Internal | Summer | B6 | 300 | 2000 | 0 | 100.06 | 102.06 | 7 | 0
2025 | MAPP_US_2_NE | MAPP_US | NE | Internal | Summer | B7 | 400 | 2000 | 0 | 73.21 | 75.21 | 7 | 0
2025 | MAPP_US_2_NE | MAPP_US | NE | Internal | Summer | B8 | 500 | 2000 | 0 | 63.07 | 65.07 | 7 | 0
2025 | MAPP_US_2_NE | MAPP_US | NE | Internal | Summer | B9 | 800 | 2000 | 0 | 59.89 | 61.89 | 7 | 0
2025 | MAPP_US_2_NE | MAPP_US | NE | Internal | Summer | B10 | 1262 | 2000 | 0 | 52.18 | 54.18 | 7 | 0
2025 | MAPP_US_2_NE | MAPP_US | NE | Internal | Winter | B16 | 25 | 2000 | 0 | 4.36 | 6.36 | 7 | 0
2025 | MAPP_US_2_NE | MAPP_US | NE | Internal | Winter | B17 | 100 | 2000 | 0 | 54.52 | 56.52 | 7 | 0
2025 | MAPP_US_2_NE | MAPP_US | NE | Internal | Winter | B18 | 400 | 2000 | 0 | 65.12 | 67.12 | 7 | 0
2025 | MAPP_US_2_NE | MAPP_US | NE | Internal | Winter | B19 | 700 | 2000 | 0 | 65.12 | 67.12 | 7 | 0
2025 | MAPP_US_2_NE | MAPP_US | NE | Internal | Winter | B20 | 935 | 2000 | 0 | 43.98 | 38.98 | 7 | 0
2025 | MARITIMES_2_NEISO | MARITIMES | NEISO | Internal | Shoulder | B11 | 25 | 99999 | 1400 | 65.73 | 65.74 | 0.01 | 0
2025 | MARITIMES_2_NEISO | MARITIMES | NEISO | Internal | Shoulder | B12 | 200 | 99999 | 1400 | 64.22 | 64.23 | 0.01 | 0
2025 | MARITIMES_2_NEISO | MARITIMES | NEISO | Internal | Shoulder | B13 | 600 | 99999 | 1400 | 63.16 | 63.17 | 0.01 | 0
2025 | MARITIMES_2_NEISO | MARITIMES | NEISO | Internal | Shoulder | B14 | 900 | 99999 | 1400 | 63.16 | 63.17 | 0.01 | 0
2025 | MARITIMES_2_NEISO | MARITIMES | NEISO | Internal | Shoulder | B15 | 1203 | 99999 | 426.43 | 63.16 | 63.17 | 0.01 | 0
2025 | MARITIMES_2_NEISO | MARITIMES | NEISO | Internal | Summer | B1 | 10 | 99999 | 1400.1 | 751.17 | 751.19 | 0.01 | 0
2025 | MARITIMES_2_NEISO | MARITIMES | NEISO | Internal | Summer | B2 | 25 | 99999 | 1400.1 | 445.41 | 445.42 | 0.01 | 0
2025 | MARITIMES_2_NEISO | MARITIMES | NEISO | Internal | Summer | B3 | 75 | 99999 | 1400.1 | 104.51 | 104.52 | 0.01 | 0
2025 | MARITIMES_2_NEISO | MARITIMES | NEISO | Internal | Summer | B4 | 100 | 99999 | 1400 | 88.82 | 88.83 | 0.01 | 0
2025 | MARITIMES_2_NEISO | MARITIMES | NEISO | Internal | Summer | B5 | 200 | 99999 | 1400 | 85.79 | 85.8 | 0.01 | 0
2025 | MARITIMES_2_NEISO | MARITIMES | NEISO | Internal | Summer | B6 | 300 | 99999 | 1400 | 70.39 | 70.4 | 0.01 | 0
2025 | MARITIMES_2_NEISO | MARITIMES | NEISO | Internal | Summer | B7 | 400 | 99999 | 1400 | 62.56 | 62.57 | 0.01 | 0
2025 | MARITIMES_2_NEISO | MARITIMES | NEISO | Internal | Summer | B8 | 500 | 99999 | 1400 | 62.56 | 62.57 | 0.01 | 0
2025 | MARITIMES_2_NEISO | MARITIMES | NEISO | Internal | Summer | B9 | 800 | 99999 | 1400 | 62.56 | 62.57 | 0.01 | 0
2025 | MARITIMES_2_NEISO | MARITIMES | NEISO | Internal | Summer | B10 | 1262 | 99999 | 236.13 | 62.56 | 62.57 | 0.01 | 0
2025 | MARITIMES_2_NEISO | MARITIMES | NEISO | Internal | Winter | B16 | 25 | 99999 | 1400 | 75.52 | 75.54 | 0.01 | 0
2025 | MARITIMES_2_NEISO | MARITIMES | NEISO | Internal | Winter | B17 | 100 | 99999 | 1400 | 73.1 | 73.11 | 0.01 | 0
2025 | MARITIMES_2_NEISO | MARITIMES | NEISO | Internal | Winter | B18 | 400 | 99999 | 1400 | 70.94 | 70.95 | 0.01 | 0
2025 | MARITIMES_2_NEISO | MARITIMES | NEISO | Internal | Winter | B19 | 700 | 99999 | 1400 | 70.94 | 70.95 | 0.01 | 0
2025 | MARITIMES_2_NEISO | MARITIMES | NEISO | Internal | Winter | B20 | 935 | 99999 | 475.94 | 69.62 | 69.63 | 0.01 | 0
2025 | MISO_IN_2_MISO_MI | MISO_IN | MISO_MI | Internal | Shoulder | B11 | 25 | 5490 | 0.02 | 87.22 | 87.22 | 0.01 | 0
2025 | MISO_IN_2_MISO_MI | MISO_IN | MISO_MI | Internal | Shoulder | B12 | 200 | 5490 | 2051.35 | 77.21 | 77.22 | 0.01 | 0
2025 | MISO_IN_2_MISO_MI | MISO_IN | MISO_MI | Internal | Shoulder | B13 | 600 | 5490 | 2173.36 | 74.23 | 74.24 | 0.01 | 0
2025 | MISO_IN_2_MISO_MI | MISO_IN | MISO_MI | Internal | Shoulder | B14 | 900 | 5490 | 2447.28 | 71.89 | 71.9 | 0.01 | 0
2025 | MISO_IN_2_MISO_MI | MISO_IN | MISO_MI | Internal | Shoulder | B15 | 1203 | 5490 | 3818.53 | 64 | 64.01 | 0.01 | 0
2025 | MISO_IN_2_MISO_MI | MISO_IN | MISO_MI | Internal | Summer | B1 | 10 | 5490 | 384.19 | 448.18 | 448.19 | 0.01 | 0
2025 | MISO_IN_2_MISO_MI | MISO_IN | MISO_MI | Internal | Summer | B2 | 25 | 5490 | 0 | 127.73 | 127.72 | 0.01 | 0
2025 | MISO_IN_2_MISO_MI | MISO_IN | MISO_MI | Internal | Summer | B3 | 75 | 5490 | 0 | 117.2 | 117.19 | 0.01 | 0
2025 | MISO_IN_2_MISO_MI | MISO_IN | MISO_MI | Internal | Summer | B4 | 100 | 5490 | 0 | 112.62 | 112.62 | 0.01 | 0
2025 | MISO_IN_2_MISO_MI | MISO_IN | MISO_MI | Internal | Summer | B5 | 200 | 5490 | 0 | 109.48 | 109.47 | 0.01 | 0
2025 | MISO_IN_2_MISO_MI | MISO_IN | MISO_MI | Internal | Summer | B6 | 300 | 5490 | 0 | 107.09 | 107.08 | 0.01 | 0
2025 | MISO_IN_2_MISO_MI | MISO_IN | MISO_MI | Internal | Summer | B7 | 400 | 5490 | 1258.94 | 81.88 | 81.89 | 0.01 | 0
2025 | MISO_IN_2_MISO_MI | MISO_IN | MISO_MI | Internal | Summer | B8 | 500 | 5490 | 1035.28 | 74.06 | 74.07 | 0.01 | 0
2025 | MISO_IN_2_MISO_MI | MISO_IN | MISO_MI | Internal | Summer | B9 | 800 | 5490 | 1315.18 | 70.88 | 70.89 | 0.01 | 0
2025 | MISO_IN_2_MISO_MI | MISO_IN | MISO_MI | Internal | Summer | B10 | 1262 | 5490 | 3053.39 | 63.17 | 63.18 | 0.01 | 0
2025 | MISO_IN_2_MISO_MI | MISO_IN | MISO_MI | Internal | Winter | B16 | 25 | 5490 | 0 | 91.23 | 91.22 | 0.01 | 0
2025 | MISO_IN_2_MISO_MI | MISO_IN | MISO_MI | Internal | Winter | B17 | 100 | 5490 | 1091.55 | 81.94 | 81.96 | 0.01 | 0
2025 | MISO_IN_2_MISO_MI | MISO_IN | MISO_MI | Internal | Winter | B18 | 400 | 5490 | 1653.3 | 76.64 | 76.65 | 0.01 | 0
2025 | MISO_IN_2_MISO_MI | MISO_IN | MISO_MI | Internal | Winter | B19 | 700 | 5490 | 1553.58 | 74.38 | 74.39 | 0.01 | 0
2025 | MISO_IN_2_MISO_MI | MISO_IN | MISO_MI | Internal | Winter | B20 | 935 | 5490 | 2617.14 | 66.62 | 66.63 | 0.01 | 0
2025 | MISO_IN_2_MISO_MO-IL | MISO_IN | MISO_MO-IL | Internal | Shoulder | B11 | 25 | 5000 | 0 | 87.22 | 87.21 | 0.01 | 0
2025 | MISO_IN_2_MISO_MO-IL | MISO_IN | MISO_MO-IL | Internal | Shoulder | B12 | 200 | 5000 | 0 | 77.21 | 74.39 | 0.01 | 0
2025 | MISO_IN_2_MISO_MO-IL | MISO_IN | MISO_MO-IL | Internal | Shoulder | B13 | 600 | 5000 | 0 | 74.23 | 70.67 | 0.01 | 0
2025 | MISO_IN_2_MISO_MO-IL | MISO_IN | MISO_MO-IL | Internal | Shoulder | B14 | 900 | 5000 | 0 | 71.89 | 68.06 | 0.01 | 0
2025 | MISO_IN_2_MISO_MO-IL | MISO_IN | MISO_MO-IL | Internal | Shoulder | B15 | 1203 | 5000 | 0 | 64 | 61.62 | 0.01 | 0
2025 | MISO_IN_2_MISO_MO-IL | MISO_IN | MISO_MO-IL | Internal | Summer | B1 | 10 | 5000 | 0.02 | 448.18 | 448.17 | 0.01 | 0
2025 | MISO_IN_2_MISO_MO-IL | MISO_IN | MISO_MO-IL | Internal | Summer | B2 | 25 | 5000 | 588.64 | 127.73 | 127.74 | 0.01 | 0
2025 | MISO_IN_2_MISO_MO-IL | MISO_IN | MISO_MO-IL | Internal | Summer | B3 | 75 | 5000 | 3542.76 | 117.2 | 117.21 | 0.01 | 0
2025 | MISO_IN_2_MISO_MO-IL | MISO_IN | MISO_MO-IL | Internal | Summer | B4 | 100 | 5000 | 1287 | 112.62 | 112.63 | 0.01 | 0
2025 | MISO_IN_2_MISO_MO-IL | MISO_IN | MISO_MO-IL | Internal | Summer | B5 | 200 | 5000 | 1767.74 | 109.48 | 109.49 | 0.01 | 0
2025 | MISO_IN_2_MISO_MO-IL | MISO_IN | MISO_MO-IL | Internal | Summer | B6 | 300 | 5000 | 0 | 107.09 | 107.08 | 0.01 | 0
2025 | MISO_IN_2_MISO_MO-IL | MISO_IN | MISO_MO-IL | Internal | Summer | B7 | 400 | 5000 | 85.84 | 81.88 | 81.89 | 0.01 | 0
2025 | MISO_IN_2_MISO_MO-IL | MISO_IN | MISO_MO-IL | Internal | Summer | B8 | 500 | 5000 | 336.12 | 74.06 | 74.07 | 0.01 | 0
2025 | MISO_IN_2_MISO_MO-IL | MISO_IN | MISO_MO-IL | Internal | Summer | B9 | 800 | 5000 | 1248.96 | 70.88 | 70.89 | 0.01 | 0
2025 | MISO_IN_2_MISO_MO-IL | MISO_IN | MISO_MO-IL | Internal | Summer | B10 | 1262 | 5000 | 581.16 | 63.17 | 63.18 | 0.01 | 0
2025 | MISO_IN_2_MISO_MO-IL | MISO_IN | MISO_MO-IL | Internal | Winter | B16 | 25 | 5000 | 0 | 91.23 | 86.55 | 0.01 | 0
2025 | MISO_IN_2_MISO_MO-IL | MISO_IN | MISO_MO-IL | Internal | Winter | B17 | 100 | 5000 | 0 | 81.94 | 77.94 | 0.01 | 0
2025 | MISO_IN_2_MISO_MO-IL | MISO_IN | MISO_MO-IL | Internal | Winter | B18 | 400 | 5000 | 0 | 76.64 | 73.53 | 0.01 | 0
2025 | MISO_IN_2_MISO_MO-IL | MISO_IN | MISO_MO-IL | Internal | Winter | B19 | 700 | 5000 | 0 | 74.38 | 73.1 | 0.01 | 0
2025 | MISO_IN_2_MISO_MO-IL | MISO_IN | MISO_MO-IL | Internal | Winter | B20 | 935 | 5000 | 0 | 66.62 | 63.62 | 0.01 | 0
2025 | MISO_IN_2_NonRTO_Midwest | MISO_IN | NonRTO_Midwest | Internal | Shoulder | B11 | 25 | 4800 | 2396.89 | 87.22 | 95.22 | 8 | 0
2025 | MISO_IN_2_NonRTO_Midwest | MISO_IN | NonRTO_Midwest | Internal | Shoulder | B12 | 200 | 4800 | 1820.75 | 77.21 | 85.21 | 8 | 0
2025 | MISO_IN_2_NonRTO_Midwest | MISO_IN | NonRTO_Midwest | Internal | Shoulder | B13 | 600 | 4800 | 1720.51 | 74.23 | 82.23 | 8 | 0
2025 | MISO_IN_2_NonRTO_Midwest | MISO_IN | NonRTO_Midwest | Internal | Shoulder | B14 | 900 | 4800 | 1818.14 | 71.89 | 79.89 | 8 | 0
2025 | MISO_IN_2_NonRTO_Midwest | MISO_IN | NonRTO_Midwest | Internal | Shoulder | B15 | 1203 | 4800 | 979.33 | 64 | 72 | 8 | 0
2025 | MISO_IN_2_NonRTO_Midwest | MISO_IN | NonRTO_Midwest | Internal | Summer | B1 | 10 | 4800 | 2518.6 | 448.18 | 456.18 | 8 | 0
2025 | MISO_IN_2_NonRTO_Midwest | MISO_IN | NonRTO_Midwest | Internal | Summer | B2 | 25 | 4800 | 1665.07 | 127.73 | 135.73 | 8 | 0
2025 | MISO_IN_2_NonRTO_Midwest | MISO_IN | NonRTO_Midwest | Internal | Summer | B3 | 75 | 4800 | 736.79 | 117.2 | 125.2 | 8 | 0
2025 | MISO_IN_2_NonRTO_Midwest | MISO_IN | NonRTO_Midwest | Internal | Summer | B4 | 100 | 4800 | 332.67 | 112.62 | 120.62 | 8 | 0
2025 | MISO_IN_2_NonRTO_Midwest | MISO_IN | NonRTO_Midwest | Internal | Summer | B5 | 200 | 4800 | 26.03 | 109.48 | 117.48 | 8 | 0
2025 | MISO_IN_2_NonRTO_Midwest | MISO_IN | NonRTO_Midwest | Internal | Summer | B6 | 300 | 4800 | 2543.81 | 107.09 | 115.09 | 8 | 0
2025 | MISO_IN_2_NonRTO_Midwest | MISO_IN | NonRTO_Midwest | Internal | Summer | B7 | 400 | 4800 | 1971.18 | 81.88 | 89.88 | 8 | 0
2025 | MISO_IN_2_NonRTO_Midwest | MISO_IN | NonRTO_Midwest | Internal | Summer | B8 | 500 | 4800 | 2390.33 | 74.06 | 82.06 | 8 | 0
2025 | MISO_IN_2_NonRTO_Midwest | MISO_IN | NonRTO_Midwest | Internal | Summer | B9 | 800 | 4800 | 2204.48 | 70.88 | 78.88 | 8 | 0
2025 | MISO_IN_2_NonRTO_Midwest | MISO_IN | NonRTO_Midwest | Internal | Summer | B10 | 1262 | 4800 | 1144.87 | 63.17 | 71.17 | 8 | 0
2025 | MISO_IN_2_NonRTO_Midwest | MISO_IN | NonRTO_Midwest | Internal | Winter | B16 | 25 | 4800 | 4800 | 91.23 | 106.88 | 8 | 7.65
2025 | MISO_IN_2_NonRTO_Midwest | MISO_IN | NonRTO_Midwest | Internal | Winter | B17 | 100 | 4800 | 3781.87 | 81.94 | 89.94 | 8 | 0
2025 | MISO_IN_2_NonRTO_Midwest | MISO_IN | NonRTO_Midwest | Internal | Winter | B18 | 400 | 4800 | 3133.64 | 76.64 | 84.64 | 8 | 0
2025 | MISO_IN_2_NonRTO_Midwest | MISO_IN | NonRTO_Midwest | Internal | Winter | B19 | 700 | 4800 | 3238.63 | 74.38 | 82.38 | 8 | 0
2025 | MISO_IN_2_NonRTO_Midwest | MISO_IN | NonRTO_Midwest | Internal | Winter | B20 | 935 | 4800 | 2838.52 | 66.62 | 74.62 | 8 | 0
2025 | MISO_IN_2_PJM_ROR | MISO_IN | PJM_ROR | Internal | Shoulder | B11 | 25 | 992 | 0 | 87.22 | 85.22 | 2 | 0
2025 | MISO_IN_2_PJM_ROR | MISO_IN | PJM_ROR | Internal | Shoulder | B12 | 200 | 992 | 0 | 77.21 | 75.22 | 2 | 0
2025 | MISO_IN_2_PJM_ROR | MISO_IN | PJM_ROR | Internal | Shoulder | B13 | 600 | 992 | 0 | 74.23 | 72.24 | 2 | 0
2025 | MISO_IN_2_PJM_ROR | MISO_IN | PJM_ROR | Internal | Shoulder | B14 | 900 | 992 | 0 | 71.89 | 70.06 | 2 | 0
2025 | MISO_IN_2_PJM_ROR | MISO_IN | PJM_ROR | Internal | Shoulder | B15 | 1203 | 992 | 0 | 64 | 62 | 2 | 0
2025 | MISO_IN_2_PJM_ROR | MISO_IN | PJM_ROR | Internal | Summer | B1 | 10 | 992 | 0.02 | 448.18 | 450.16 | 2 | 0
2025 | MISO_IN_2_PJM_ROR | MISO_IN | PJM_ROR | Internal | Summer | B2 | 25 | 992 | 0 | 127.73 | 125.74 | 2 | 0
2025 | MISO_IN_2_PJM_ROR | MISO_IN | PJM_ROR | Internal | Summer | B3 | 75 | 992 | 0 | 117.2 | 115.52 | 2 | 0
2025 | MISO_IN_2_PJM_ROR | MISO_IN | PJM_ROR | Internal | Summer | B4 | 100 | 992 | 0 | 112.62 | 110.62 | 2 | 0
2025 | MISO_IN_2_PJM_ROR | MISO_IN | PJM_ROR | Internal | Summer | B5 | 200 | 992 | 0 | 109.48 | 109.23 | 2 | 0
2025 | MISO_IN_2_PJM_ROR | MISO_IN | PJM_ROR | Internal | Summer | B6 | 300 | 992 | 0 | 107.09 | 109.06 | 2 | 0
2025 | MISO_IN_2_PJM_ROR | MISO_IN | PJM_ROR | Internal | Summer | B7 | 400 | 992 | 0 | 81.88 | 82.21 | 2 | 0
2025 | MISO_IN_2_PJM_ROR | MISO_IN | PJM_ROR | Internal | Summer | B8 | 500 | 992 | 0 | 74.06 | 72.07 | 2 | 0
2025 | MISO_IN_2_PJM_ROR | MISO_IN | PJM_ROR | Internal | Summer | B9 | 800 | 992 | 0 | 70.88 | 68.89 | 2 | 0
2025 | MISO_IN_2_PJM_ROR | MISO_IN | PJM_ROR | Internal | Summer | B10 | 1262 | 992 | 0 | 63.17 | 61.18 | 2 | 0
2025 | MISO_IN_2_PJM_ROR | MISO_IN | PJM_ROR | Internal | Winter | B16 | 25 | 992 | 0 | 91.23 | 88.55 | 2 | 0
2025 | MISO_IN_2_PJM_ROR | MISO_IN | PJM_ROR | Internal | Winter | B17 | 100 | 992 | 0 | 81.94 | 79.94 | 2 | 0
2025 | MISO_IN_2_PJM_ROR | MISO_IN | PJM_ROR | Internal | Winter | B18 | 400 | 992 | 0 | 76.64 | 74.65 | 2 | 0
2025 | MISO_IN_2_PJM_ROR | MISO_IN | PJM_ROR | Internal | Winter | B19 | 700 | 992 | 0 | 74.38 | 74.12 | 2 | 0
2025 | MISO_IN_2_PJM_ROR | MISO_IN | PJM_ROR | Internal | Winter | B20 | 935 | 992 | 0 | 66.62 | 64.63 | 2 | 0
2025 | MISO_MI_2_MISO_IN | MISO_MI | MISO_IN | Internal | Shoulder | B11 | 25 | 2535 | 0.01 | 87.22 | 87.22 | 0.01 | 0
2025 | MISO_MI_2_MISO_IN | MISO_MI | MISO_IN | Internal | Shoulder | B12 | 200 | 2535 | 0 | 77.22 | 77.21 | 0.01 | 0
2025 | MISO_MI_2_MISO_IN | MISO_MI | MISO_IN | Internal | Shoulder | B13 | 600 | 2535 | 0 | 74.24 | 74.23 | 0.01 | 0
2025 | MISO_MI_2_MISO_IN | MISO_MI | MISO_IN | Internal | Shoulder | B14 | 900 | 2535 | 0 | 71.9 | 71.89 | 0.01 | 0
2025 | MISO_MI_2_MISO_IN | MISO_MI | MISO_IN | Internal | Shoulder | B15 | 1203 | 2535 | 0 | 64.01 | 64 | 0.01 | 0
2025 | MISO_MI_2_MISO_IN | MISO_MI | MISO_IN | Internal | Summer | B1 | 10 | 2535 | 0.02 | 448.19 | 448.18 | 0.01 | 0
2025 | MISO_MI_2_MISO_IN | MISO_MI | MISO_IN | Internal | Summer | B2 | 25 | 2535 | 128.88 | 127.72 | 127.73 | 0.01 | 0
2025 | MISO_MI_2_MISO_IN | MISO_MI | MISO_IN | Internal | Summer | B3 | 75 | 2535 | 1328.73 | 117.19 | 117.2 | 0.01 | 0
2025 | MISO_MI_2_MISO_IN | MISO_MI | MISO_IN | Internal | Summer | B4 | 100 | 2535 | 0 | 112.62 | 112.62 | 0.01 | 0
2025 | MISO_MI_2_MISO_IN | MISO_MI | MISO_IN | Internal | Summer | B5 | 200 | 2535 | 148.4 | 109.47 | 109.48 | 0.01 | 0
2025 | MISO_MI_2_MISO_IN | MISO_MI | MISO_IN | Internal | Summer | B6 | 300 | 2535 | 50.6 | 107.08 | 107.09 | 0.01 | 0
2025 | MISO_MI_2_MISO_IN | MISO_MI | MISO_IN | Internal | Summer | B7 | 400 | 2535 | 0 | 81.89 | 81.88 | 0.01 | 0
2025 | MISO_MI_2_MISO_IN | MISO_MI | MISO_IN | Internal | Summer | B8 | 500 | 2535 | 0 | 74.07 | 74.06 | 0.01 | 0
2025 | MISO_MI_2_MISO_IN | MISO_MI | MISO_IN | Internal | Summer | B9 | 800 | 2535 | 0 | 70.89 | 70.88 | 0.01 | 0
2025 | MISO_MI_2_MISO_IN | MISO_MI | MISO_IN | Internal | Summer | B10 | 1262 | 2535 | 0 | 63.18 | 63.17 | 0.01 | 0
2025 | MISO_MI_2_MISO_IN | MISO_MI | MISO_IN | Internal | Winter | B16 | 25 | 2535 | 618.16 | 91.22 | 91.23 | 0.01 | 0
2025 | MISO_MI_2_MISO_IN | MISO_MI | MISO_IN | Internal | Winter | B17 | 100 | 2535 | 0 | 81.96 | 81.94 | 0.01 | 0
2025 | MISO_MI_2_MISO_IN | MISO_MI | MISO_IN | Internal | Winter | B18 | 400 | 2535 | 0 | 76.65 | 76.64 | 0.01 | 0
2025 | MISO_MI_2_MISO_IN | MISO_MI | MISO_IN | Internal | Winter | B19 | 700 | 2535 | 0 | 74.39 | 74.38 | 0.01 | 0
2025 | MISO_MI_2_MISO_IN | MISO_MI | MISO_IN | Internal | Winter | B20 | 935 | 2535 | 0 | 66.63 | 66.62 | 0.01 | 0
2025 | MISO_MI_2_MISO_WUMS | MISO_MI | MISO_WUMS | Internal | Shoulder | B11 | 25 | 312 | 0 | 87.22 | 83.22 | 0.01 | 0
2025 | MISO_MI_2_MISO_WUMS | MISO_MI | MISO_WUMS | Internal | Shoulder | B12 | 200 | 312 | 0 | 77.22 | 73.22 | 0.01 | 0
2025 | MISO_MI_2_MISO_WUMS | MISO_MI | MISO_WUMS | Internal | Shoulder | B13 | 600 | 312 | 0 | 74.24 | 70.24 | 0.01 | 0
2025 | MISO_MI_2_MISO_WUMS | MISO_MI | MISO_WUMS | Internal | Shoulder | B14 | 900 | 312 | 0 | 71.9 | 67.38 | 0.01 | 0
2025 | MISO_MI_2_MISO_WUMS | MISO_MI | MISO_WUMS | Internal | Shoulder | B15 | 1203 | 312 | 0 | 64.01 | 58.82 | 0.01 | 0
2025 | MISO_MI_2_MISO_WUMS | MISO_MI | MISO_WUMS | Internal | Summer | B1 | 10 | 312 | 0 | 448.19 | 448.15 | 0.01 | 0
2025 | MISO_MI_2_MISO_WUMS | MISO_MI | MISO_WUMS | Internal | Summer | B2 | 25 | 312 | 0 | 127.72 | 123.73 | 0.01 | 0
2025 | MISO_MI_2_MISO_WUMS | MISO_MI | MISO_WUMS | Internal | Summer | B3 | 75 | 312 | 0 | 117.19 | 113.51 | 0.01 | 0
2025 | MISO_MI_2_MISO_WUMS | MISO_MI | MISO_WUMS | Internal | Summer | B4 | 100 | 312 | 0 | 112.62 | 108.62 | 0.01 | 0
2025 | MISO_MI_2_MISO_WUMS | MISO_MI | MISO_WUMS | Internal | Summer | B5 | 200 | 312 | 0 | 109.47 | 107.23 | 0.01 | 0
2025 | MISO_MI_2_MISO_WUMS | MISO_MI | MISO_WUMS | Internal | Summer | B6 | 300 | 312 | 0 | 107.08 | 107.05 | 0.01 | 0
2025 | MISO_MI_2_MISO_WUMS | MISO_MI | MISO_WUMS | Internal | Summer | B7 | 400 | 312 | 0 | 81.89 | 80.21 | 0.01 | 0
2025 | MISO_MI_2_MISO_WUMS | MISO_MI | MISO_WUMS | Internal | Summer | B8 | 500 | 312 | 0 | 74.07 | 70.07 | 0.01 | 0
2025 | MISO_MI_2_MISO_WUMS | MISO_MI | MISO_WUMS | Internal | Summer | B9 | 800 | 312 | 0 | 70.89 | 66.89 | 0.01 | 0
2025 | MISO_MI_2_MISO_WUMS | MISO_MI | MISO_WUMS | Internal | Summer | B10 | 1262 | 312 | 0 | 63.18 | 59.18 | 0.01 | 0
2025 | MISO_MI_2_MISO_WUMS | MISO_MI | MISO_WUMS | Internal | Winter | B16 | 25 | 312 | 0 | 91.22 | 72.12 | 0.01 | 0
2025 | MISO_MI_2_MISO_WUMS | MISO_MI | MISO_WUMS | Internal | Winter | B17 | 100 | 312 | 0 | 81.96 | 72.12 | 0.01 | 0
2025 | MISO_MI_2_MISO_WUMS | MISO_MI | MISO_WUMS | Internal | Winter | B18 | 400 | 312 | 0 | 76.65 | 72.13 | 0.01 | 0
2025 | MISO_MI_2_MISO_WUMS | MISO_MI | MISO_WUMS | Internal | Winter | B19 | 700 | 312 | 0 | 74.39 | 72.12 | 0.01 | 0
2025 | MISO_MI_2_MISO_WUMS | MISO_MI | MISO_WUMS | Internal | Winter | B20 | 935 | 312 | 0 | 66.63 | 61.07 | 0.01 | 0
2025 | MISO_MI_2_PJM_ROR | MISO_MI | PJM_ROR | Internal | Shoulder | B11 | 25 | 1424 | 0 | 87.22 | 85.22 | 2 | 0
2025 | MISO_MI_2_PJM_ROR | MISO_MI | PJM_ROR | Internal | Shoulder | B12 | 200 | 1424 | 0 | 77.22 | 75.22 | 2 | 0
2025 | MISO_MI_2_PJM_ROR | MISO_MI | PJM_ROR | Internal | Shoulder | B13 | 600 | 1424 | 0 | 74.24 | 72.24 | 2 | 0
2025 | MISO_MI_2_PJM_ROR | MISO_MI | PJM_ROR | Internal | Shoulder | B14 | 900 | 1424 | 0 | 71.9 | 70.06 | 2 | 0
2025 | MISO_MI_2_PJM_ROR | MISO_MI | PJM_ROR | Internal | Shoulder | B15 | 1203 | 1424 | 0 | 64.01 | 62 | 2 | 0
2025 | MISO_MI_2_PJM_ROR | MISO_MI | PJM_ROR | Internal | Summer | B1 | 10 | 1424 | 0.01 | 448.19 | 450.16 | 2 | 0
2025 | MISO_MI_2_PJM_ROR | MISO_MI | PJM_ROR | Internal | Summer | B2 | 25 | 1424 | 0 | 127.72 | 125.74 | 2 | 0
2025 | MISO_MI_2_PJM_ROR | MISO_MI | PJM_ROR | Internal | Summer | B3 | 75 | 1424 | 0 | 117.19 | 115.52 | 2 | 0
2025 | MISO_MI_2_PJM_ROR | MISO_MI | PJM_ROR | Internal | Summer | B4 | 100 | 1424 | 0 | 112.62 | 110.62 | 2 | 0
2025 | MISO_MI_2_PJM_ROR | MISO_MI | PJM_ROR | Internal | Summer | B5 | 200 | 1424 | 0 | 109.47 | 109.23 | 2 | 0
2025 | MISO_MI_2_PJM_ROR | MISO_MI | PJM_ROR | Internal | Summer | B6 | 300 | 1424 | 0 | 107.08 | 109.06 | 2 | 0
2025 | MISO_MI_2_PJM_ROR | MISO_MI | PJM_ROR | Internal | Summer | B7 | 400 | 1424 | 0 | 81.89 | 82.21 | 2 | 0
2025 | MISO_MI_2_PJM_ROR | MISO_MI | PJM_ROR | Internal | Summer | B8 | 500 | 1424 | 0 | 74.07 | 72.07 | 2 | 0
2025 | MISO_MI_2_PJM_ROR | MISO_MI | PJM_ROR | Internal | Summer | B9 | 800 | 1424 | 0 | 70.89 | 68.89 | 2 | 0
2025 | MISO_MI_2_PJM_ROR | MISO_MI | PJM_ROR | Internal | Summer | B10 | 1262 | 1424 | 0 | 63.18 | 61.18 | 2 | 0
2025 | MISO_MI_2_PJM_ROR | MISO_MI | PJM_ROR | Internal | Winter | B16 | 25 | 1424 | 0 | 91.22 | 88.55 | 2 | 0
2025 | MISO_MI_2_PJM_ROR | MISO_MI | PJM_ROR | Internal | Winter | B17 | 100 | 1424 | 0 | 81.96 | 79.94 | 2 | 0
2025 | MISO_MI_2_PJM_ROR | MISO_MI | PJM_ROR | Internal | Winter | B18 | 400 | 1424 | 0 | 76.65 | 74.65 | 2 | 0
2025 | MISO_MI_2_PJM_ROR | MISO_MI | PJM_ROR | Internal | Winter | B19 | 700 | 1424 | 0 | 74.39 | 74.12 | 2 | 0
2025 | MISO_MI_2_PJM_ROR | MISO_MI | PJM_ROR | Internal | Winter | B20 | 935 | 1424 | 0 | 66.63 | 64.63 | 2 | 0
2025 | MISO_MO-IL_2_ENT | MISO_MO-IL | ENT | Internal | Shoulder | B11 | 25 | 2540 | 0 | 87.21 | 80.34 | 8 | 0
2025 | MISO_MO-IL_2_ENT | MISO_MO-IL | ENT | Internal | Shoulder | B12 | 200 | 2540 | 0 | 74.39 | 73.22 | 8 | 0
2025 | MISO_MO-IL_2_ENT | MISO_MO-IL | ENT | Internal | Shoulder | B13 | 600 | 2540 | 0 | 70.67 | 70.67 | 8 | 0
2025 | MISO_MO-IL_2_ENT | MISO_MO-IL | ENT | Internal | Shoulder | B14 | 900 | 2540 | 0 | 68.06 | 68.06 | 8 | 0
2025 | MISO_MO-IL_2_ENT | MISO_MO-IL | ENT | Internal | Shoulder | B15 | 1203 | 2540 | 0 | 61.62 | 61.62 | 8 | 0
2025 | MISO_MO-IL_2_ENT | MISO_MO-IL | ENT | Internal | Summer | B1 | 10 | 2540 | 0 | 448.17 | 117.65 | 8 | 0
2025 | MISO_MO-IL_2_ENT | MISO_MO-IL | ENT | Internal | Summer | B2 | 25 | 2540 | 0 | 127.74 | 119.74 | 8 | 0
2025 | MISO_MO-IL_2_ENT | MISO_MO-IL | ENT | Internal | Summer | B3 | 75 | 2540 | 0 | 117.21 | 119.74 | 8 | 0
2025 | MISO_MO-IL_2_ENT | MISO_MO-IL | ENT | Internal | Summer | B4 | 100 | 2540 | 0 | 112.63 | 113.63 | 8 | 0
2025 | MISO_MO-IL_2_ENT | MISO_MO-IL | ENT | Internal | Summer | B5 | 200 | 2540 | 0 | 109.49 | 109.49 | 8 | 0
2025 | MISO_MO-IL_2_ENT | MISO_MO-IL | ENT | Internal | Summer | B6 | 300 | 2540 | 0 | 107.08 | 107.08 | 8 | 0
2025 | MISO_MO-IL_2_ENT | MISO_MO-IL | ENT | Internal | Summer | B7 | 400 | 2540 | 0 | 81.89 | 81.89 | 8 | 0
2025 | MISO_MO-IL_2_ENT | MISO_MO-IL | ENT | Internal | Summer | B8 | 500 | 2540 | 0 | 74.07 | 74.07 | 8 | 0
2025 | MISO_MO-IL_2_ENT | MISO_MO-IL | ENT | Internal | Summer | B9 | 800 | 2540 | 0 | 70.89 | 71.61 | 8 | 0
2025 | MISO_MO-IL_2_ENT | MISO_MO-IL | ENT | Internal | Summer | B10 | 1262 | 2540 | 0 | 63.18 | 63.19 | 8 | 0
2025 | MISO_MO-IL_2_ENT | MISO_MO-IL | ENT | Internal | Winter | B16 | 25 | 2540 | 0 | 86.55 | 76.65 | 8 | 0
2025 | MISO_MO-IL_2_ENT | MISO_MO-IL | ENT | Internal | Winter | B17 | 100 | 2540 | 0 | 77.94 | 73.53 | 8 | 0
2025 | MISO_MO-IL_2_ENT | MISO_MO-IL | ENT | Internal | Winter | B18 | 400 | 2540 | 0 | 73.53 | 73.53 | 8 | 0
2025 | MISO_MO-IL_2_ENT | MISO_MO-IL | ENT | Internal | Winter | B19 | 700 | 2540 | 0 | 73.1 | 73.11 | 8 | 0
2025 | MISO_MO-IL_2_ENT | MISO_MO-IL | ENT | Internal | Winter | B20 | 935 | 2540 | 0 | 63.62 | 63.95 | 8 | 0
2025 | MISO_MO-IL_2_MISO_IN | MISO_MO-IL | MISO_IN | Internal | Shoulder | B11 | 25 | 2100 | 854.06 | 87.21 | 87.22 | 0.01 | 0
2025 | MISO_MO-IL_2_MISO_IN | MISO_MO-IL | MISO_IN | Internal | Shoulder | B12 | 200 | 2100 | 2100 | 74.39 | 77.21 | 0.01 | 2.81
2025 | MISO_MO-IL_2_MISO_IN | MISO_MO-IL | MISO_IN | Internal | Shoulder | B13 | 600 | 2100 | 2100 | 70.67 | 74.23 | 0.01 | 3.55
2025 | MISO_MO-IL_2_MISO_IN | MISO_MO-IL | MISO_IN | Internal | Shoulder | B14 | 900 | 2100 | 2100 | 68.06 | 71.89 | 0.01 | 3.81
2025 | MISO_MO-IL_2_MISO_IN | MISO_MO-IL | MISO_IN | Internal | Shoulder | B15 | 1203 | 2100 | 2100 | 61.62 | 64 | 0.01 | 2.37
2025 | MISO_MO-IL_2_MISO_IN | MISO_MO-IL | MISO_IN | Internal | Summer | B1 | 10 | 2100 | 767.57 | 448.17 | 448.18 | 0.01 | 0
2025 | MISO_MO-IL_2_MISO_IN | MISO_MO-IL | MISO_IN | Internal | Summer | B2 | 25 | 2100 | 0 | 127.74 | 127.73 | 0.01 | 0
2025 | MISO_MO-IL_2_MISO_IN | MISO_MO-IL | MISO_IN | Internal | Summer | B3 | 75 | 2100 | 0 | 117.21 | 117.2 | 0.01 | 0
2025 | MISO_MO-IL_2_MISO_IN | MISO_MO-IL | MISO_IN | Internal | Summer | B4 | 100 | 2100 | 0 | 112.63 | 112.62 | 0.01 | 0
2025 | MISO_MO-IL_2_MISO_IN | MISO_MO-IL | MISO_IN | Internal | Summer | B5 | 200 | 2100 | 0 | 109.49 | 109.48 | 0.01 | 0
2025 | MISO_MO-IL_2_MISO_IN | MISO_MO-IL | MISO_IN | Internal | Summer | B6 | 300 | 2100 | 230.22 | 107.08 | 107.09 | 0.01 | 0
2025 | MISO_MO-IL_2_MISO_IN | MISO_MO-IL | MISO_IN | Internal | Summer | B7 | 400 | 2100 | 0 | 81.89 | 81.88 | 0.01 | 0
2025 | MISO_MO-IL_2_MISO_IN | MISO_MO-IL | MISO_IN | Internal | Summer | B8 | 500 | 2100 | 0 | 74.07 | 74.06 | 0.01 | 0
2025 | MISO_MO-IL_2_MISO_IN | MISO_MO-IL | MISO_IN | Internal | Summer | B9 | 800 | 2100 | 0 | 70.89 | 70.88 | 0.01 | 0
2025 | MISO_MO-IL_2_MISO_IN | MISO_MO-IL | MISO_IN | Internal | Summer | B10 | 1262 | 2100 | 0 | 63.18 | 63.17 | 0.01 | 0
2025 | MISO_MO-IL_2_MISO_IN | MISO_MO-IL | MISO_IN | Internal | Winter | B16 | 25 | 2100 | 2100 | 86.55 | 91.23 | 0.01 | 4.67
2025 | MISO_MO-IL_2_MISO_IN | MISO_MO-IL | MISO_IN | Internal | Winter | B17 | 100 | 2100 | 2100 | 77.94 | 81.94 | 0.01 | 3.99
2025 | MISO_MO-IL_2_MISO_IN | MISO_MO-IL | MISO_IN | Internal | Winter | B18 | 400 | 2100 | 2100 | 73.53 | 76.64 | 0.01 | 3.1
2025 | MISO_MO-IL_2_MISO_IN | MISO_MO-IL | MISO_IN | Internal | Winter | B19 | 700 | 2100 | 2100 | 73.1 | 74.38 | 0.01 | 1.27
2025 | MISO_MO-IL_2_MISO_IN | MISO_MO-IL | MISO_IN | Internal | Winter | B20 | 935 | 2100 | 2100 | 63.62 | 66.62 | 0.01 | 2.98
2025 | MISO_MO-IL_2_MISO_W | MISO_MO-IL | MISO_W | Internal | Shoulder | B11 | 25 | 1208 | 0 | 87.21 | 83.22 | 0.01 | 0
2025 | MISO_MO-IL_2_MISO_W | MISO_MO-IL | MISO_W | Internal | Shoulder | B12 | 200 | 1208 | 0 | 74.39 | 73.22 | 0.01 | 0
2025 | MISO_MO-IL_2_MISO_W | MISO_MO-IL | MISO_W | Internal | Shoulder | B13 | 600 | 1208 | 0 | 70.67 | 70.24 | 0.01 | 0
2025 | MISO_MO-IL_2_MISO_W | MISO_MO-IL | MISO_W | Internal | Shoulder | B14 | 900 | 1208 | 0 | 68.06 | 67.37 | 0.01 | 0
2025 | MISO_MO-IL_2_MISO_W | MISO_MO-IL | MISO_W | Internal | Shoulder | B15 | 1203 | 1208 | 0 | 61.62 | 12.09 | 0.01 | 0
2025 | MISO_MO-IL_2_MISO_W | MISO_MO-IL | MISO_W | Internal | Summer | B1 | 10 | 1208 | 0.02 | 448.17 | 448.16 | 0.01 | 0
2025 | MISO_MO-IL_2_MISO_W | MISO_MO-IL | MISO_W | Internal | Summer | B2 | 25 | 1208 | 0 | 127.74 | 123.74 | 0.01 | 0
2025 | MISO_MO-IL_2_MISO_W | MISO_MO-IL | MISO_W | Internal | Summer | B3 | 75 | 1208 | 0 | 117.21 | 113.52 | 0.01 | 0
2025 | MISO_MO-IL_2_MISO_W | MISO_MO-IL | MISO_W | Internal | Summer | B4 | 100 | 1208 | 0 | 112.63 | 108.62 | 0.01 | 0
2025 | MISO_MO-IL_2_MISO_W | MISO_MO-IL | MISO_W | Internal | Summer | B5 | 200 | 1208 | 0 | 109.49 | 107.23 | 0.01 | 0
2025 | MISO_MO-IL_2_MISO_W | MISO_MO-IL | MISO_W | Internal | Summer | B6 | 300 | 1208 | 0 | 107.08 | 107.06 | 0.01 | 0
2025 | MISO_MO-IL_2_MISO_W | MISO_MO-IL | MISO_W | Internal | Summer | B7 | 400 | 1208 | 0 | 81.89 | 80.21 | 0.01 | 0
2025 | MISO_MO-IL_2_MISO_W | MISO_MO-IL | MISO_W | Internal | Summer | B8 | 500 | 1208 | 0 | 74.07 | 70.07 | 0.01 | 0
2025 | MISO_MO-IL_2_MISO_W | MISO_MO-IL | MISO_W | Internal | Summer | B9 | 800 | 1208 | 0 | 70.89 | 66.89 | 0.01 | 0
2025 | MISO_MO-IL_2_MISO_W | MISO_MO-IL | MISO_W | Internal | Summer | B10 | 1262 | 1208 | 0 | 63.18 | 59.18 | 0.01 | 0
2025 | MISO_MO-IL_2_MISO_W | MISO_MO-IL | MISO_W | Internal | Winter | B16 | 25 | 1208 | 0 | 86.55 | 11.36 | 0.01 | 0
2025 | MISO_MO-IL_2_MISO_W | MISO_MO-IL | MISO_W | Internal | Winter | B17 | 100 | 1208 | 0 | 77.94 | 61.52 | 0.01 | 0
2025 | MISO_MO-IL_2_MISO_W | MISO_MO-IL | MISO_W | Internal | Winter | B18 | 400 | 1208 | 0 | 73.53 | 72.12 | 0.01 | 0
2025 | MISO_MO-IL_2_MISO_W | MISO_MO-IL | MISO_W | Internal | Winter | B19 | 700 | 1208 | 0 | 73.1 | 72.12 | 0.01 | 0
2025 | MISO_MO-IL_2_MISO_W | MISO_MO-IL | MISO_W | Internal | Winter | B20 | 935 | 1208 | 0 | 63.62 | 50.98 | 0.01 | 0
2025 | MISO_MO-IL_2_PJM_ROR | MISO_MO-IL | PJM_ROR | Internal | Shoulder | B11 | 25 | 1212 | 0 | 87.21 | 85.22 | 2 | 0
2025 | MISO_MO-IL_2_PJM_ROR | MISO_MO-IL | PJM_ROR | Internal | Shoulder | B12 | 200 | 1212 | 0 | 74.39 | 75.22 | 2 | 0
2025 | MISO_MO-IL_2_PJM_ROR | MISO_MO-IL | PJM_ROR | Internal | Shoulder | B13 | 600 | 1212 | 0 | 70.67 | 72.24 | 2 | 0
2025 | MISO_MO-IL_2_PJM_ROR | MISO_MO-IL | PJM_ROR | Internal | Shoulder | B14 | 900 | 1212 | 134.37 | 68.06 | 70.06 | 2 | 0
2025 | MISO_MO-IL_2_PJM_ROR | MISO_MO-IL | PJM_ROR | Internal | Shoulder | B15 | 1203 | 1212 | 0 | 61.62 | 62 | 2 | 0
2025 | MISO_MO-IL_2_PJM_ROR | MISO_MO-IL | PJM_ROR | Internal | Summer | B1 | 10 | 1212 | 0.03 | 448.17 | 450.16 | 2 | 0
2025 | MISO_MO-IL_2_PJM_ROR | MISO_MO-IL | PJM_ROR | Internal | Summer | B2 | 25 | 1212 | 0 | 127.74 | 125.74 | 2 | 0
2025 | MISO_MO-IL_2_PJM_ROR | MISO_MO-IL | PJM_ROR | Internal | Summer | B3 | 75 | 1212 | 0 | 117.21 | 115.52 | 2 | 0
2025 | MISO_MO-IL_2_PJM_ROR | MISO_MO-IL | PJM_ROR | Internal | Summer | B4 | 100 | 1212 | 0 | 112.63 | 110.62 | 2 | 0
2025 | MISO_MO-IL_2_PJM_ROR | MISO_MO-IL | PJM_ROR | Internal | Summer | B5 | 200 | 1212 | 0 | 109.49 | 109.23 | 2 | 0
2025 | MISO_MO-IL_2_PJM_ROR | MISO_MO-IL | PJM_ROR | Internal | Summer | B6 | 300 | 1212 | 0 | 107.08 | 109.06 | 2 | 0
2025 | MISO_MO-IL_2_PJM_ROR | MISO_MO-IL | PJM_ROR | Internal | Summer | B7 | 400 | 1212 | 0 | 81.89 | 82.21 | 2 | 0
2025 | MISO_MO-IL_2_PJM_ROR | MISO_MO-IL | PJM_ROR | Internal | Summer | B8 | 500 | 1212 | 0 | 74.07 | 72.07 | 2 | 0
2025 | MISO_MO-IL_2_PJM_ROR | MISO_MO-IL | PJM_ROR | Internal | Summer | B9 | 800 | 1212 | 0 | 70.89 | 68.89 | 2 | 0
2025 | MISO_MO-IL_2_PJM_ROR | MISO_MO-IL | PJM_ROR | Internal | Summer | B10 | 1262 | 1212 | 0 | 63.18 | 61.18 | 2 | 0
2025 | MISO_MO-IL_2_PJM_ROR | MISO_MO-IL | PJM_ROR | Internal | Winter | B16 | 25 | 1212 | 70.54 | 86.55 | 88.55 | 2 | 0
2025 | MISO_MO-IL_2_PJM_ROR | MISO_MO-IL | PJM_ROR | Internal | Winter | B17 | 100 | 1212 | 1184.45 | 77.94 | 79.94 | 2 | 0
2025 | MISO_MO-IL_2_PJM_ROR | MISO_MO-IL | PJM_ROR | Internal | Winter | B18 | 400 | 1212 | 0 | 73.53 | 74.65 | 2 | 0
2025 | MISO_MO-IL_2_PJM_ROR | MISO_MO-IL | PJM_ROR | Internal | Winter | B19 | 700 | 1212 | 0 | 73.1 | 74.12 | 2 | 0
2025 | MISO_MO-IL_2_PJM_ROR | MISO_MO-IL | PJM_ROR | Internal | Winter | B20 | 935 | 1212 | 0 | 63.62 | 64.63 | 2 | 0
2025 | MISO_MO-IL_2_TVA_Transmission | MISO_MO-IL | TVA_Transmission | Internal | Shoulder | B11 | 25 | 4000 | 1584.12 | 87.21 | 95.21 | 8 | 0
2025 | MISO_MO-IL_2_TVA_Transmission | MISO_MO-IL | TVA_Transmission | Internal | Shoulder | B12 | 200 | 4000 | 0 | 74.39 | 81.22 | 8 | 0
2025 | MISO_MO-IL_2_TVA_Transmission | MISO_MO-IL | TVA_Transmission | Internal | Shoulder | B13 | 600 | 4000 | 0 | 70.67 | 77.07 | 8 | 0
2025 | MISO_MO-IL_2_TVA_Transmission | MISO_MO-IL | TVA_Transmission | Internal | Shoulder | B14 | 900 | 4000 | 174.77 | 68.06 | 76.06 | 8 | 0
2025 | MISO_MO-IL_2_TVA_Transmission | MISO_MO-IL | TVA_Transmission | Internal | Shoulder | B15 | 1203 | 4000 | 1769.17 | 61.62 | 69.62 | 8 | 0
2025 | MISO_MO-IL_2_TVA_Transmission | MISO_MO-IL | TVA_Transmission | Internal | Summer | B1 | 10 | 4000 | 4000 | 448.17 | 464.18 | 8 | 8.01
2025 | MISO_MO-IL_2_TVA_Transmission | MISO_MO-IL | TVA_Transmission | Internal | Summer | B2 | 25 | 4000 | 4000 | 127.74 | 143.73 | 8 | 7.99
2025 | MISO_MO-IL_2_TVA_Transmission | MISO_MO-IL | TVA_Transmission | Internal | Summer | B3 | 75 | 4000 | 3059.86 | 117.21 | 125.21 | 8 | 0
2025 | MISO_MO-IL_2_TVA_Transmission | MISO_MO-IL | TVA_Transmission | Internal | Summer | B4 | 100 | 4000 | 2607.62 | 112.63 | 120.63 | 8 | 0
2025 | MISO_MO-IL_2_TVA_Transmission | MISO_MO-IL | TVA_Transmission | Internal | Summer | B5 | 200 | 4000 | 588.71 | 109.49 | 117.49 | 8 | 0
2025 | MISO_MO-IL_2_TVA_Transmission | MISO_MO-IL | TVA_Transmission | Internal | Summer | B6 | 300 | 4000 | 0 | 107.08 | 115.06 | 8 | 0
2025 | MISO_MO-IL_2_TVA_Transmission | MISO_MO-IL | TVA_Transmission | Internal | Summer | B7 | 400 | 4000 | 964.24 | 81.89 | 89.89 | 8 | 0
2025 | MISO_MO-IL_2_TVA_Transmission | MISO_MO-IL | TVA_Transmission | Internal | Summer | B8 | 500 | 4000 | 0 | 74.07 | 78.07 | 8 | 0
2025 | MISO_MO-IL_2_TVA_Transmission | MISO_MO-IL | TVA_Transmission | Internal | Summer | B9 | 800 | 4000 | 0 | 70.89 | 74.89 | 8 | 0
2025 | MISO_MO-IL_2_TVA_Transmission | MISO_MO-IL | TVA_Transmission | Internal | Summer | B10 | 1262 | 4000 | 0 | 63.18 | 70.75 | 8 | 0
2025 | MISO_MO-IL_2_TVA_Transmission | MISO_MO-IL | TVA_Transmission | Internal | Winter | B16 | 25 | 4000 | 4000 | 86.55 | 97.88 | 8 | 3.33
2025 | MISO_MO-IL_2_TVA_Transmission | MISO_MO-IL | TVA_Transmission | Internal | Winter | B17 | 100 | 4000 | 779.75 | 77.94 | 85.94 | 8 | 0
2025 | MISO_MO-IL_2_TVA_Transmission | MISO_MO-IL | TVA_Transmission | Internal | Winter | B18 | 400 | 4000 | 0 | 73.53 | 79.77 | 8 | 0
2025 | MISO_MO-IL_2_TVA_Transmission | MISO_MO-IL | TVA_Transmission | Internal | Winter | B19 | 700 | 4000 | 0 | 73.1 | 79.55 | 8 | 0
2025 | MISO_MO-IL_2_TVA_Transmission | MISO_MO-IL | TVA_Transmission | Internal | Winter | B20 | 935 | 4000 | 1836.1 | 63.62 | 71.62 | 8 | 0
2025 | MISO_W_2_IESO | MISO_W | IESO | Internal | Shoulder | B11 | 25 | 145 | 0 | 83.22 | 58.85 | 8 | 0
2025 | MISO_W_2_IESO | MISO_W | IESO | Internal | Shoulder | B12 | 200 | 145 | 0 | 73.22 | 58.85 | 8 | 0
2025 | MISO_W_2_IESO | MISO_W | IESO | Internal | Shoulder | B13 | 600 | 145 | 0 | 70.24 | 58.85 | 8 | 0
2025 | MISO_W_2_IESO | MISO_W | IESO | Internal | Shoulder | B14 | 900 | 145 | 0 | 67.37 | 58.85 | 8 | 0
2025 | MISO_W_2_IESO | MISO_W | IESO | Internal | Shoulder | B15 | 1203 | 145 | 145 | 12.09 | 58.85 | 8 | 38.76
2025 | MISO_W_2_IESO | MISO_W | IESO | Internal | Summer | B1 | 10 | 145 | 0 | 448.16 | 435.17 | 8 | 0
2025 | MISO_W_2_IESO | MISO_W | IESO | Internal | Summer | B2 | 25 | 145 | 0 | 123.74 | 110.76 | 8 | 0
2025 | MISO_W_2_IESO | MISO_W | IESO | Internal | Summer | B3 | 75 | 145 | 0 | 113.52 | 89.87 | 8 | 0
2025 | MISO_W_2_IESO | MISO_W | IESO | Internal | Summer | B4 | 100 | 145 | 0 | 108.62 | 76.28 | 8 | 0
2025 | MISO_W_2_IESO | MISO_W | IESO | Internal | Summer | B5 | 200 | 145 | 0 | 107.23 | 58.06 | 8 | 0
2025 | MISO_W_2_IESO | MISO_W | IESO | Internal | Summer | B6 | 300 | 145 | 0 | 107.06 | 58.06 | 8 | 0
2025 | MISO_W_2_IESO | MISO_W | IESO | Internal | Summer | B7 | 400 | 145 | 0 | 80.21 | 55.9 | 8 | 0
2025 | MISO_W_2_IESO | MISO_W | IESO | Internal | Summer | B8 | 500 | 145 | 0 | 70.07 | 55.9 | 8 | 0
2025 | MISO_W_2_IESO | MISO_W | IESO | Internal | Summer | B9 | 800 | 145 | 0 | 66.89 | 55.9 | 8 | 0
2025 | MISO_W_2_IESO | MISO_W | IESO | Internal | Summer | B10 | 1262 | 145 | 0 | 59.18 | 55.9 | 8 | 0
2025 | MISO_W_2_IESO | MISO_W | IESO | Internal | Winter | B16 | 25 | 145 | 145 | 11.36 | 60.82 | 8 | 41.45
2025 | MISO_W_2_IESO | MISO_W | IESO | Internal | Winter | B17 | 100 | 145 | 0 | 61.52 | 59.63 | 8 | 0
2025 | MISO_W_2_IESO | MISO_W | IESO | Internal | Winter | B18 | 400 | 145 | 0 | 72.12 | 59.63 | 8 | 0
2025 | MISO_W_2_IESO | MISO_W | IESO | Internal | Winter | B19 | 700 | 145 | 0 | 72.12 | 59.63 | 8 | 0
2025 | MISO_W_2_IESO | MISO_W | IESO | Internal | Winter | B20 | 935 | 145 | 145 | 50.98 | 59.63 | 8 | 0.65
2025 | MISO_W_2_MAPP_CA | MISO_W | MAPP_CA | Internal | Shoulder | B11 | 25 | 700 | 0 | 83.22 | 63.21 | 0.01 | 0
2025 | MISO_W_2_MAPP_CA | MISO_W | MAPP_CA | Internal | Shoulder | B12 | 200 | 700 | 0 | 73.22 | 63.21 | 0.01 | 0
2025 | MISO_W_2_MAPP_CA | MISO_W | MAPP_CA | Internal | Shoulder | B13 | 600 | 700 | 0 | 70.24 | 63.21 | 0.01 | 0
2025 | MISO_W_2_MAPP_CA | MISO_W | MAPP_CA | Internal | Shoulder | B14 | 900 | 700 | 0 | 67.37 | 63.21 | 0.01 | 0
2025 | MISO_W_2_MAPP_CA | MISO_W | MAPP_CA | Internal | Shoulder | B15 | 1203 | 700 | 700 | 12.09 | 63.21 | 0.01 | 51.11
2025 | MISO_W_2_MAPP_CA | MISO_W | MAPP_CA | Internal | Summer | B1 | 10 | 700 | 0 | 448.16 | 427.17 | 0.01 | 0
2025 | MISO_W_2_MAPP_CA | MISO_W | MAPP_CA | Internal | Summer | B2 | 25 | 700 | 0 | 123.74 | 102.76 | 0.01 | 0
2025 | MISO_W_2_MAPP_CA | MISO_W | MAPP_CA | Internal | Summer | B3 | 75 | 700 | 0 | 113.52 | 81.87 | 0.01 | 0
2025 | MISO_W_2_MAPP_CA | MISO_W | MAPP_CA | Internal | Summer | B4 | 100 | 700 | 0 | 108.62 | 68.28 | 0.01 | 0
2025 | MISO_W_2_MAPP_CA | MISO_W | MAPP_CA | Internal | Summer | B5 | 200 | 700 | 0 | 107.23 | 59.19 | 0.01 | 0
2025 | MISO_W_2_MAPP_CA | MISO_W | MAPP_CA | Internal | Summer | B6 | 300 | 700 | 0 | 107.06 | 64.2 | 0.01 | 0
2025 | MISO_W_2_MAPP_CA | MISO_W | MAPP_CA | Internal | Summer | B7 | 400 | 700 | 0 | 80.21 | 59.19 | 0.01 | 0
2025 | MISO_W_2_MAPP_CA | MISO_W | MAPP_CA | Internal | Summer | B8 | 500 | 700 | 0 | 70.07 | 59.19 | 0.01 | 0
2025 | MISO_W_2_MAPP_CA | MISO_W | MAPP_CA | Internal | Summer | B9 | 800 | 700 | 0 | 66.89 | 59.19 | 0.01 | 0
2025 | MISO_W_2_MAPP_CA | MISO_W | MAPP_CA | Internal | Summer | B10 | 1262 | 700 | 508.22 | 59.18 | 59.19 | 0.01 | 0
2025 | MISO_W_2_MAPP_CA | MISO_W | MAPP_CA | Internal | Winter | B16 | 25 | 700 | 700 | 11.36 | 63.18 | 0.01 | 51.81
2025 | MISO_W_2_MAPP_CA | MISO_W | MAPP_CA | Internal | Winter | B17 | 100 | 700 | 700 | 61.52 | 63.18 | 0.01 | 1.65
2025 | MISO_W_2_MAPP_CA | MISO_W | MAPP_CA | Internal | Winter | B18 | 400 | 700 | 0 | 72.12 | 72.11 | 0.01 | 0
2025 | MISO_W_2_MAPP_CA | MISO_W | MAPP_CA | Internal | Winter | B19 | 700 | 700 | 0 | 72.12 | 72.11 | 0.01 | 0
2025 | MISO_W_2_MAPP_CA | MISO_W | MAPP_CA | Internal | Winter | B20 | 935 | 700 | 700 | 50.98 | 63.18 | 0.01 | 12.19
2025 | MISO_W_2_MISO_MO-IL | MISO_W | MISO_MO-IL | Internal | Shoulder | B11 | 25 | 4048 | 4048 | 83.22 | 87.21 | 0.01 | 3.98
2025 | MISO_W_2_MISO_MO-IL | MISO_W | MISO_MO-IL | Internal | Shoulder | B12 | 200 | 4048 | 4048 | 73.22 | 74.39 | 0.01 | 1.16
2025 | MISO_W_2_MISO_MO-IL | MISO_W | MISO_MO-IL | Internal | Shoulder | B13 | 600 | 4048 | 4048 | 70.24 | 70.67 | 0.01 | 0.41
2025 | MISO_W_2_MISO_MO-IL | MISO_W | MISO_MO-IL | Internal | Shoulder | B14 | 900 | 4048 | 4048 | 67.37 | 68.06 | 0.01 | 0.68
2025 | MISO_W_2_MISO_MO-IL | MISO_W | MISO_MO-IL | Internal | Shoulder | B15 | 1203 | 4048 | 4048 | 12.09 | 61.62 | 0.01 | 49.52
2025 | MISO_W_2_MISO_MO-IL | MISO_W | MISO_MO-IL | Internal | Summer | B1 | 10 | 4048 | 3349.66 | 448.16 | 448.17 | 0.01 | 0
2025 | MISO_W_2_MISO_MO-IL | MISO_W | MISO_MO-IL | Internal | Summer | B2 | 25 | 4048 | 4048 | 123.74 | 127.74 | 0.01 | 3.99
2025 | MISO_W_2_MISO_MO-IL | MISO_W | MISO_MO-IL | Internal | Summer | B3 | 75 | 4048 | 4048 | 113.52 | 117.21 | 0.01 | 3.68
2025 | MISO_W_2_MISO_MO-IL | MISO_W | MISO_MO-IL | Internal | Summer | B4 | 100 | 4048 | 4048 | 108.62 | 112.63 | 0.01 | 4
2025 | MISO_W_2_MISO_MO-IL | MISO_W | MISO_MO-IL | Internal | Summer | B5 | 200 | 4048 | 4048 | 107.23 | 109.49 | 0.01 | 2.25
2025 | MISO_W_2_MISO_MO-IL | MISO_W | MISO_MO-IL | Internal | Summer | B6 | 300 | 4048 | 3146.4 | 107.06 | 107.08 | 0.01 | 0
2025 | MISO_W_2_MISO_MO-IL | MISO_W | MISO_MO-IL | Internal | Summer | B7 | 400 | 4048 | 4048 | 80.21 | 81.89 | 0.01 | 1.67
2025 | MISO_W_2_MISO_MO-IL | MISO_W | MISO_MO-IL | Internal | Summer | B8 | 500 | 4048 | 4048 | 70.07 | 74.07 | 0.01 | 3.99
2025 | MISO_W_2_MISO_MO-IL | MISO_W | MISO_MO-IL | Internal | Summer | B9 | 800 | 4048 | 4048 | 66.89 | 70.89 | 0.01 | 3.99
2025 | MISO_W_2_MISO_MO-IL | MISO_W | MISO_MO-IL | Internal | Summer | B10 | 1262 | 4048 | 4048 | 59.18 | 63.18 | 0.01 | 3.99
2025 | MISO_W_2_MISO_MO-IL | MISO_W | MISO_MO-IL | Internal | Winter | B16 | 25 | 4048 | 4048 | 11.36 | 86.55 | 0.01 | 75.17
2025 | MISO_W_2_MISO_MO-IL | MISO_W | MISO_MO-IL | Internal | Winter | B17 | 100 | 4048 | 4048 | 61.52 | 77.94 | 0.01 | 16.41
2025 | MISO_W_2_MISO_MO-IL | MISO_W | MISO_MO-IL | Internal | Winter | B18 | 400 | 4048 | 4048 | 72.12 | 73.53 | 0.01 | 1.4
2025 | MISO_W_2_MISO_MO-IL | MISO_W | MISO_MO-IL | Internal | Winter | B19 | 700 | 4048 | 4048 | 72.12 | 73.1 | 0.01 | 0.96
2025 | MISO_W_2_MISO_MO-IL | MISO_W | MISO_MO-IL | Internal | Winter | B20 | 935 | 4048 | 4048 | 50.98 | 63.62 | 0.01 | 12.63
2025 | MISO_W_2_MISO_WUMS | MISO_W | MISO_WUMS | Internal | Shoulder | B11 | 25 | 1747 | 0.02 | 83.22 | 83.22 | 0.01 | 0
2025 | MISO_W_2_MISO_WUMS | MISO_W | MISO_WUMS | Internal | Shoulder | B12 | 200 | 1747 | 0 | 73.22 | 73.22 | 0.01 | 0
2025 | MISO_W_2_MISO_WUMS | MISO_W | MISO_WUMS | Internal | Shoulder | B13 | 600 | 1747 | 0 | 70.24 | 70.24 | 0.01 | 0
2025 | MISO_W_2_MISO_WUMS | MISO_W | MISO_WUMS | Internal | Shoulder | B14 | 900 | 1747 | 1373.81 | 67.37 | 67.38 | 0.01 | 0
2025 | MISO_W_2_MISO_WUMS | MISO_W | MISO_WUMS | Internal | Shoulder | B15 | 1203 | 1747 | 1747 | 12.09 | 58.82 | 0.01 | 46.72
2025 | MISO_W_2_MISO_WUMS | MISO_W | MISO_WUMS | Internal | Summer | B1 | 10 | 1747 | 0.02 | 448.16 | 448.15 | 0.01 | 0
2025 | MISO_W_2_MISO_WUMS | MISO_W | MISO_WUMS | Internal | Summer | B2 | 25 | 1747 | 0 | 123.74 | 123.73 | 0.01 | 0
2025 | MISO_W_2_MISO_WUMS | MISO_W | MISO_WUMS | Internal | Summer | B3 | 75 | 1747 | 0 | 113.52 | 113.51 | 0.01 | 0
2025 | MISO_W_2_MISO_WUMS | MISO_W | MISO_WUMS | Internal | Summer | B4 | 100 | 1747 | 0 | 108.62 | 108.62 | 0.01 | 0
2025 | MISO_W_2_MISO_WUMS | MISO_W | MISO_WUMS | Internal | Summer | B5 | 200 | 1747 | 0 | 107.23 | 107.23 | 0.01 | 0
2025 | MISO_W_2_MISO_WUMS | MISO_W | MISO_WUMS | Internal | Summer | B6 | 300 | 1747 | 0 | 107.06 | 107.05 | 0.01 | 0
2025 | MISO_W_2_MISO_WUMS | MISO_W | MISO_WUMS | Internal | Summer | B7 | 400 | 1747 | 0 | 80.21 | 80.21 | 0.01 | 0
2025 | MISO_W_2_MISO_WUMS | MISO_W | MISO_WUMS | Internal | Summer | B8 | 500 | 1747 | 0 | 70.07 | 70.07 | 0.01 | 0
2025 | MISO_W_2_MISO_WUMS | MISO_W | MISO_WUMS | Internal | Summer | B9 | 800 | 1747 | 0 | 66.89 | 66.89 | 0.01 | 0
2025 | MISO_W_2_MISO_WUMS | MISO_W | MISO_WUMS | Internal | Summer | B10 | 1262 | 1747 | 0 | 59.18 | 59.18 | 0.01 | 0
2025 | MISO_W_2_MISO_WUMS | MISO_W | MISO_WUMS | Internal | Winter | B16 | 25 | 1747 | 1747 | 11.36 | 72.12 | 0.01 | 60.74
2025 | MISO_W_2_MISO_WUMS | MISO_W | MISO_WUMS | Internal | Winter | B17 | 100 | 1747 | 1747 | 61.52 | 72.12 | 0.01 | 10.59
2025 | MISO_W_2_MISO_WUMS | MISO_W | MISO_WUMS | Internal | Winter | B18 | 400 | 1747 | 956.25 | 72.12 | 72.13 | 0.01 | 0
2025 | MISO_W_2_MISO_WUMS | MISO_W | MISO_WUMS | Internal | Winter | B19 | 700 | 1747 | 0 | 72.12 | 72.12 | 0.01 | 0
2025 | MISO_W_2_MISO_WUMS | MISO_W | MISO_WUMS | Internal | Winter | B20 | 935 | 1747 | 1747 | 50.98 | 61.07 | 0.01 | 10.07
2025 | MISO_W_2_PJM_ROR | MISO_W | PJM_ROR | Internal | Shoulder | B11 | 25 | 19839 | 14041.37 | 83.22 | 85.22 | 2 | 0
2025 | MISO_W_2_PJM_ROR | MISO_W | PJM_ROR | Internal | Shoulder | B12 | 200 | 19839 | 19825.38 | 73.22 | 75.22 | 2 | 0
2025 | MISO_W_2_PJM_ROR | MISO_W | PJM_ROR | Internal | Shoulder | B13 | 600 | 19839 | 19026.41 | 70.24 | 72.24 | 2 | 0
2025 | MISO_W_2_PJM_ROR | MISO_W | PJM_ROR | Internal | Shoulder | B14 | 900 | 19839 | 19839 | 67.37 | 70.06 | 2 | 0.7
2025 | MISO_W_2_PJM_ROR | MISO_W | PJM_ROR | Internal | Shoulder | B15 | 1203 | 19839 | 19839 | 12.09 | 62 | 2 | 47.91
2025 | MISO_W_2_PJM_ROR | MISO_W | PJM_ROR | Internal | Summer | B1 | 10 | 19839 | 17315.22 | 448.16 | 450.16 | 2 | 0
2025 | MISO_W_2_PJM_ROR | MISO_W | PJM_ROR | Internal | Summer | B2 | 25 | 19839 | 19378.56 | 123.74 | 125.74 | 2 | 0
2025 | MISO_W_2_PJM_ROR | MISO_W | PJM_ROR | Internal | Summer | B3 | 75 | 19839 | 8468.6 | 113.52 | 115.52 | 2 | 0
2025 | MISO_W_2_PJM_ROR | MISO_W | PJM_ROR | Internal | Summer | B4 | 100 | 19839 | 4925.17 | 108.62 | 110.62 | 2 | 0
2025 | MISO_W_2_PJM_ROR | MISO_W | PJM_ROR | Internal | Summer | B5 | 200 | 19839 | 4605.37 | 107.23 | 109.23 | 2 | 0
2025 | MISO_W_2_PJM_ROR | MISO_W | PJM_ROR | Internal | Summer | B6 | 300 | 19839 | 8032.93 | 107.06 | 109.06 | 2 | 0
2025 | MISO_W_2_PJM_ROR | MISO_W | PJM_ROR | Internal | Summer | B7 | 400 | 19839 | 11644.43 | 80.21 | 82.21 | 2 | 0
2025 | MISO_W_2_PJM_ROR | MISO_W | PJM_ROR | Internal | Summer | B8 | 500 | 19839 | 16606.73 | 70.07 | 72.07 | 2 | 0
2025 | MISO_W_2_PJM_ROR | MISO_W | PJM_ROR | Internal | Summer | B9 | 800 | 19839 | 13646.39 | 66.89 | 68.89 | 2 | 0
2025 | MISO_W_2_PJM_ROR | MISO_W | PJM_ROR | Internal | Summer | B10 | 1262 | 19839 | 17410.6 | 59.18 | 61.18 | 2 | 0
2025 | MISO_W_2_PJM_ROR | MISO_W | PJM_ROR | Internal | Winter | B16 | 25 | 19839 | 19839 | 11.36 | 88.55 | 2 | 75.18
2025 | MISO_W_2_PJM_ROR | MISO_W | PJM_ROR | Internal | Winter | B17 | 100 | 19839 | 19839 | 61.52 | 79.94 | 2 | 16.42
2025 | MISO_W_2_PJM_ROR | MISO_W | PJM_ROR | Internal | Winter | B18 | 400 | 19839 | 19839 | 72.12 | 74.65 | 2 | 0.53
2025 | MISO_W_2_PJM_ROR | MISO_W | PJM_ROR | Internal | Winter | B19 | 700 | 19839 | 18565.68 | 72.12 | 74.12 | 2 | 0
2025 | MISO_W_2_PJM_ROR | MISO_W | PJM_ROR | Internal | Winter | B20 | 935 | 19839 | 19839 | 50.98 | 64.63 | 2 | 11.65
2025 | MISO_W_2_SPP_N | MISO_W | SPP_N | Internal | Shoulder | B11 | 25 | 3450 | 0 | 83.22 | 75.34 | 7 | 0
2025 | MISO_W_2_SPP_N | MISO_W | SPP_N | Internal | Shoulder | B12 | 200 | 3450 | 0 | 73.22 | 68.22 | 7 | 0
2025 | MISO_W_2_SPP_N | MISO_W | SPP_N | Internal | Shoulder | B13 | 600 | 3450 | 0 | 70.24 | 65.67 | 7 | 0
2025 | MISO_W_2_SPP_N | MISO_W | SPP_N | Internal | Shoulder | B14 | 900 | 3450 | 0 | 67.37 | 55.38 | 7 | 0
2025 | MISO_W_2_SPP_N | MISO_W | SPP_N | Internal | Shoulder | B15 | 1203 | 3450 | 0 | 12.09 | 0.01 | 7 | 0
2025 | MISO_W_2_SPP_N | MISO_W | SPP_N | Internal | Summer | B1 | 10 | 3450 | 0 | 448.16 | 77.57 | 7 | 0
2025 | MISO_W_2_SPP_N | MISO_W | SPP_N | Internal | Summer | B2 | 25 | 3450 | 0 | 123.74 | 114.74 | 7 | 0
2025 | MISO_W_2_SPP_N | MISO_W | SPP_N | Internal | Summer | B3 | 75 | 3450 | 0 | 113.52 | 114.74 | 7 | 0
2025 | MISO_W_2_SPP_N | MISO_W | SPP_N | Internal | Summer | B4 | 100 | 3450 | 0 | 108.62 | 108.63 | 7 | 0
2025 | MISO_W_2_SPP_N | MISO_W | SPP_N | Internal | Summer | B5 | 200 | 3450 | 0 | 107.23 | 104.49 | 7 | 0
2025 | MISO_W_2_SPP_N | MISO_W | SPP_N | Internal | Summer | B6 | 300 | 3450 | 0 | 107.06 | 102.08 | 7 | 0
2025 | MISO_W_2_SPP_N | MISO_W | SPP_N | Internal | Summer | B7 | 400 | 3450 | 0 | 80.21 | 76.89 | 7 | 0
2025 | MISO_W_2_SPP_N | MISO_W | SPP_N | Internal | Summer | B8 | 500 | 3450 | 0 | 70.07 | 69.07 | 7 | 0
2025 | MISO_W_2_SPP_N | MISO_W | SPP_N | Internal | Summer | B9 | 800 | 3450 | 0 | 66.89 | 66.61 | 7 | 0
2025 | MISO_W_2_SPP_N | MISO_W | SPP_N | Internal | Summer | B10 | 1262 | 3450 | 0 | 59.18 | 58.18 | 7 | 0
2025 | MISO_W_2_SPP_N | MISO_W | SPP_N | Internal | Winter | B16 | 25 | 3450 | 3450 | 11.36 | 68.1 | 7 | 49.73
2025 | MISO_W_2_SPP_N | MISO_W | SPP_N | Internal | Winter | B17 | 100 | 3450 | 930.82 | 61.52 | 68.52 | 7 | 0
2025 | MISO_W_2_SPP_N | MISO_W | SPP_N | Internal | Winter | B18 | 400 | 3450 | 0 | 72.12 | 68.53 | 7 | 0
2025 | MISO_W_2_SPP_N | MISO_W | SPP_N | Internal | Winter | B19 | 700 | 3450 | 0 | 72.12 | 68.1 | 7 | 0
2025 | MISO_W_2_SPP_N | MISO_W | SPP_N | Internal | Winter | B20 | 935 | 3450 | 0 | 50.98 | 39 | 7 | 0
2025 | MISO_WUMS_2_MISO_MI | MISO_WUMS | MISO_MI | Internal | Shoulder | B11 | 25 | 294 | 294 | 83.22 | 87.22 | 0.01 | 3.99
2025 | MISO_WUMS_2_MISO_MI | MISO_WUMS | MISO_MI | Internal | Shoulder | B12 | 200 | 294 | 294 | 73.22 | 77.22 | 0.01 | 3.99
2025 | MISO_WUMS_2_MISO_MI | MISO_WUMS | MISO_MI | Internal | Shoulder | B13 | 600 | 294 | 294 | 70.24 | 74.24 | 0.01 | 3.99
2025 | MISO_WUMS_2_MISO_MI | MISO_WUMS | MISO_MI | Internal | Shoulder | B14 | 900 | 294 | 294 | 67.38 | 71.9 | 0.01 | 4.51
2025 | MISO_WUMS_2_MISO_MI | MISO_WUMS | MISO_MI | Internal | Shoulder | B15 | 1203 | 294 | 294 | 58.82 | 64.01 | 0.01 | 5.18
2025 | MISO_WUMS_2_MISO_MI | MISO_WUMS | MISO_MI | Internal | Summer | B1 | 10 | 294 | 293.99 | 448.15 | 448.19 | 0.01 | 0.04
2025 | MISO_WUMS_2_MISO_MI | MISO_WUMS | MISO_MI | Internal | Summer | B2 | 25 | 294 | 294 | 123.73 | 127.72 | 0.01 | 3.98
2025 | MISO_WUMS_2_MISO_MI | MISO_WUMS | MISO_MI | Internal | Summer | B3 | 75 | 294 | 294 | 113.51 | 117.19 | 0.01 | 3.67
2025 | MISO_WUMS_2_MISO_MI | MISO_WUMS | MISO_MI | Internal | Summer | B4 | 100 | 294 | 294 | 108.62 | 112.62 | 0.01 | 3.99
2025 | MISO_WUMS_2_MISO_MI | MISO_WUMS | MISO_MI | Internal | Summer | B5 | 200 | 294 | 294 | 107.23 | 109.47 | 0.01 | 2.22
2025 | MISO_WUMS_2_MISO_MI | MISO_WUMS | MISO_MI | Internal | Summer | B6 | 300 | 294 | 294 | 107.05 | 107.08 | 0.01 | 0.01
2025 | MISO_WUMS_2_MISO_MI | MISO_WUMS | MISO_MI | Internal | Summer | B7 | 400 | 294 | 294 | 80.21 | 81.89 | 0.01 | 1.67
2025 | MISO_WUMS_2_MISO_MI | MISO_WUMS | MISO_MI | Internal | Summer | B8 | 500 | 294 | 294 | 70.07 | 74.07 | 0.01 | 3.99
2025 | MISO_WUMS_2_MISO_MI | MISO_WUMS | MISO_MI | Internal | Summer | B9 | 800 | 294 | 294 | 66.89 | 70.89 | 0.01 | 3.99
2025 | MISO_WUMS_2_MISO_MI | MISO_WUMS | MISO_MI | Internal | Summer | B10 | 1262 | 294 | 294 | 59.18 | 63.18 | 0.01 | 3.99
2025 | MISO_WUMS_2_MISO_MI | MISO_WUMS | MISO_MI | Internal | Winter | B16 | 25 | 294 | 294 | 72.12 | 91.22 | 0.01 | 19.08
2025 | MISO_WUMS_2_MISO_MI | MISO_WUMS | MISO_MI | Internal | Winter | B17 | 100 | 294 | 294 | 72.12 | 81.96 | 0.01 | 9.82
2025 | MISO_WUMS_2_MISO_MI | MISO_WUMS | MISO_MI | Internal | Winter | B18 | 400 | 294 | 294 | 72.13 | 76.65 | 0.01 | 4.51
2025 | MISO_WUMS_2_MISO_MI | MISO_WUMS | MISO_MI | Internal | Winter | B19 | 700 | 294 | 294 | 72.12 | 74.39 | 0.01 | 2.26
2025 | MISO_WUMS_2_MISO_MI | MISO_WUMS | MISO_MI | Internal | Winter | B20 | 935 | 294 | 294 | 61.07 | 66.63 | 0.01 | 5.55
2025 | MISO_WUMS_2_MISO_W | MISO_WUMS | MISO_W | Internal | Shoulder | B11 | 25 | 1255 | 0.01 | 83.22 | 83.22 | 0.01 | 0
2025 | MISO_WUMS_2_MISO_W | MISO_WUMS | MISO_W | Internal | Shoulder | B12 | 200 | 1255 | 0 | 73.22 | 73.22 | 0.01 | 0
2025 | MISO_WUMS_2_MISO_W | MISO_WUMS | MISO_W | Internal | Shoulder | B13 | 600 | 1255 | 0 | 70.24 | 70.24 | 0.01 | 0
2025 | MISO_WUMS_2_MISO_W | MISO_WUMS | MISO_W | Internal | Shoulder | B14 | 900 | 1255 | 0 | 67.38 | 67.37 | 0.01 | 0
2025 | MISO_WUMS_2_MISO_W | MISO_WUMS | MISO_W | Internal | Shoulder | B15 | 1203 | 1255 | 0 | 58.82 | 12.09 | 0.01 | 0
2025 | MISO_WUMS_2_MISO_W | MISO_WUMS | MISO_W | Internal | Summer | B1 | 10 | 1255 | 1150.85 | 448.15 | 448.16 | 0.01 | 0
2025 | MISO_WUMS_2_MISO_W | MISO_WUMS | MISO_W | Internal | Summer | B2 | 25 | 1255 | 815.7 | 123.73 | 123.74 | 0.01 | 0
2025 | MISO_WUMS_2_MISO_W | MISO_WUMS | MISO_W | Internal | Summer | B3 | 75 | 1255 | 542.67 | 113.51 | 113.52 | 0.01 | 0
2025 | MISO_WUMS_2_MISO_W | MISO_WUMS | MISO_W | Internal | Summer | B4 | 100 | 1255 | 0 | 108.62 | 108.62 | 0.01 | 0
2025 | MISO_WUMS_2_MISO_W | MISO_WUMS | MISO_W | Internal | Summer | B5 | 200 | 1255 | 0 | 107.23 | 107.23 | 0.01 | 0
2025 | MISO_WUMS_2_MISO_W | MISO_WUMS | MISO_W | Internal | Summer | B6 | 300 | 1255 | 378.99 | 107.05 | 107.06 | 0.01 | 0
2025 | MISO_WUMS_2_MISO_W | MISO_WUMS | MISO_W | Internal | Summer | B7 | 400 | 1255 | 0 | 80.21 | 80.21 | 0.01 | 0
2025 | MISO_WUMS_2_MISO_W | MISO_WUMS | MISO_W | Internal | Summer | B8 | 500 | 1255 | 0 | 70.07 | 70.07 | 0.01 | 0
2025 | MISO_WUMS_2_MISO_W | MISO_WUMS | MISO_W | Internal | Summer | B9 | 800 | 1255 | 0 | 66.89 | 66.89 | 0.01 | 0
2025 | MISO_WUMS_2_MISO_W | MISO_WUMS | MISO_W | Internal | Summer | B10 | 1262 | 1255 | 0 | 59.18 | 59.18 | 0.01 | 0
2025 | MISO_WUMS_2_MISO_W | MISO_WUMS | MISO_W | Internal | Winter | B16 | 25 | 1255 | 0 | 72.12 | 11.36 | 0.01 | 0
2025 | MISO_WUMS_2_MISO_W | MISO_WUMS | MISO_W | Internal | Winter | B17 | 100 | 1255 | 0 | 72.12 | 61.52 | 0.01 | 0
2025 | MISO_WUMS_2_MISO_W | MISO_WUMS | MISO_W | Internal | Winter | B18 | 400 | 1255 | 0 | 72.13 | 72.12 | 0.01 | 0
2025 | MISO_WUMS_2_MISO_W | MISO_WUMS | MISO_W | Internal | Winter | B19 | 700 | 1255 | 0 | 72.12 | 72.12 | 0.01 | 0
2025 | MISO_WUMS_2_MISO_W | MISO_WUMS | MISO_W | Internal | Winter | B20 | 935 | 1255 | 0 | 61.07 | 50.98 | 0.01 | 0
2025 | MISO_WUMS_2_PJM_ROR | MISO_WUMS | PJM_ROR | Internal | Shoulder | B11 | 25 | 1600 | 472.14 | 83.22 | 85.22 | 2 | 0
2025 | MISO_WUMS_2_PJM_ROR | MISO_WUMS | PJM_ROR | Internal | Shoulder | B12 | 200 | 1600 | 623.56 | 73.22 | 75.22 | 2 | 0
2025 | MISO_WUMS_2_PJM_ROR | MISO_WUMS | PJM_ROR | Internal | Shoulder | B13 | 600 | 1600 | 345.9 | 70.24 | 72.24 | 2 | 0
2025 | MISO_WUMS_2_PJM_ROR | MISO_WUMS | PJM_ROR | Internal | Shoulder | B14 | 900 | 1600 | 1600 | 67.38 | 70.06 | 2 | 0.68
2025 | MISO_WUMS_2_PJM_ROR | MISO_WUMS | PJM_ROR | Internal | Shoulder | B15 | 1203 | 1600 | 1600 | 58.82 | 62 | 2 | 1.18
2025 | MISO_WUMS_2_PJM_ROR | MISO_WUMS | PJM_ROR | Internal | Summer | B1 | 10 | 1600 | 1599.97 | 448.15 | 450.16 | 2 | 0.01
2025 | MISO_WUMS_2_PJM_ROR | MISO_WUMS | PJM_ROR | Internal | Summer | B2 | 25 | 1600 | 1599.99 | 123.73 | 125.74 | 2 | 0.01
2025 | MISO_WUMS_2_PJM_ROR | MISO_WUMS | PJM_ROR | Internal | Summer | B3 | 75 | 1600 | 1600 | 113.51 | 115.52 | 2 | 0.01
2025 | MISO_WUMS_2_PJM_ROR | MISO_WUMS | PJM_ROR | Internal | Summer | B4 | 100 | 1600 | 962.08 | 108.62 | 110.62 | 2 | 0
2025 | MISO_WUMS_2_PJM_ROR | MISO_WUMS | PJM_ROR | Internal | Summer | B5 | 200 | 1600 | 1489.77 | 107.23 | 109.23 | 2 | 0
2025 | MISO_WUMS_2_PJM_ROR | MISO_WUMS | PJM_ROR | Internal | Summer | B6 | 300 | 1600 | 1600 | 107.05 | 109.06 | 2 | 0.01
2025 | MISO_WUMS_2_PJM_ROR | MISO_WUMS | PJM_ROR | Internal | Summer | B7 | 400 | 1600 | 911.56 | 80.21 | 82.21 | 2 | 0
2025 | MISO_WUMS_2_PJM_ROR | MISO_WUMS | PJM_ROR | Internal | Summer | B8 | 500 | 1600 | 1107.6 | 70.07 | 72.07 | 2 | 0
2025 | MISO_WUMS_2_PJM_ROR | MISO_WUMS | PJM_ROR | Internal | Summer | B9 | 800 | 1600 | 1522.25 | 66.89 | 68.89 | 2 | 0
2025 | MISO_WUMS_2_PJM_ROR | MISO_WUMS | PJM_ROR | Internal | Summer | B10 | 1262 | 1600 | 449.19 | 59.18 | 61.18 | 2 | 0
2025 | MISO_WUMS_2_PJM_ROR | MISO_WUMS | PJM_ROR | Internal | Winter | B16 | 25 | 1600 | 1600 | 72.12 | 88.55 | 2 | 14.43
2025 | MISO_WUMS_2_PJM_ROR | MISO_WUMS | PJM_ROR | Internal | Winter | B17 | 100 | 1600 | 1600 | 72.12 | 79.94 | 2 | 5.82
2025 | MISO_WUMS_2_PJM_ROR | MISO_WUMS | PJM_ROR | Internal | Winter | B18 | 400 | 1600 | 1600 | 72.13 | 74.65 | 2 | 0.52
2025 | MISO_WUMS_2_PJM_ROR | MISO_WUMS | PJM_ROR | Internal | Winter | B19 | 700 | 1600 | 746.54 | 72.12 | 74.12 | 2 | 0
2025 | MISO_WUMS_2_PJM_ROR | MISO_WUMS | PJM_ROR | Internal | Winter | B20 | 935 | 1600 | 1600 | 61.07 | 64.63 | 2 | 1.56
2025 | NE_2_MAPP_US | NE | MAPP_US | Internal | Shoulder | B11 | 25 | 1600 | 0 | 78.22 | 76.22 | 5 | 0
2025 | NE_2_MAPP_US | NE | MAPP_US | Internal | Shoulder | B12 | 200 | 1600 | 0 | 68.21 | 66.22 | 5 | 0
2025 | NE_2_MAPP_US | NE | MAPP_US | Internal | Shoulder | B13 | 600 | 1600 | 0 | 65.24 | 63.24 | 5 | 0
2025 | NE_2_MAPP_US | NE | MAPP_US | Internal | Shoulder | B14 | 900 | 1600 | 227.02 | 55.37 | 60.37 | 5 | 0
2025 | NE_2_MAPP_US | NE | MAPP_US | Internal | Shoulder | B15 | 1203 | 1600 | 807.32 | 0.09 | 5.09 | 5 | 0
2025 | NE_2_MAPP_US | NE | MAPP_US | Internal | Summer | B1 | 10 | 1600 | 0 | 443.16 | 441.16 | 5 | 0
2025 | NE_2_MAPP_US | NE | MAPP_US | Internal | Summer | B2 | 25 | 1600 | 0 | 114.73 | 116.74 | 5 | 0
2025 | NE_2_MAPP_US | NE | MAPP_US | Internal | Summer | B3 | 75 | 1600 | 0 | 113.52 | 106.52 | 5 | 0
2025 | NE_2_MAPP_US | NE | MAPP_US | Internal | Summer | B4 | 100 | 1600 | 0 | 108.62 | 101.62 | 5 | 0
2025 | NE_2_MAPP_US | NE | MAPP_US | Internal | Summer | B5 | 200 | 1600 | 0 | 104.48 | 100.23 | 5 | 0
2025 | NE_2_MAPP_US | NE | MAPP_US | Internal | Summer | B6 | 300 | 1600 | 0 | 102.06 | 100.06 | 5 | 0
2025 | NE_2_MAPP_US | NE | MAPP_US | Internal | Summer | B7 | 400 | 1600 | 0 | 75.21 | 73.21 | 5 | 0
2025 | NE_2_MAPP_US | NE | MAPP_US | Internal | Summer | B8 | 500 | 1600 | 0 | 65.07 | 63.07 | 5 | 0
2025 | NE_2_MAPP_US | NE | MAPP_US | Internal | Summer | B9 | 800 | 1600 | 0 | 61.89 | 59.89 | 5 | 0
2025 | NE_2_MAPP_US | NE | MAPP_US | Internal | Summer | B10 | 1262 | 1600 | 0 | 54.18 | 52.18 | 5 | 0
2025 | NE_2_MAPP_US | NE | MAPP_US | Internal | Winter | B16 | 25 | 1600 | 0 | 6.36 | 4.36 | 5 | 0
2025 | NE_2_MAPP_US | NE | MAPP_US | Internal | Winter | B17 | 100 | 1600 | 0 | 56.52 | 54.52 | 5 | 0
2025 | NE_2_MAPP_US | NE | MAPP_US | Internal | Winter | B18 | 400 | 1600 | 0 | 67.12 | 65.12 | 5 | 0
2025 | NE_2_MAPP_US | NE | MAPP_US | Internal | Winter | B19 | 700 | 1600 | 0 | 67.12 | 65.12 | 5 | 0
2025 | NE_2_MAPP_US | NE | MAPP_US | Internal | Winter | B20 | 935 | 1600 | 472.44 | 38.98 | 43.98 | 5 | 0
2025 | NE_2_MISO_W | NE | MISO_W | Internal | Shoulder | B11 | 25 | 3614 | 2909.45 | 78.22 | 83.22 | 5 | 0
2025 | NE_2_MISO_W | NE | MISO_W | Internal | Shoulder | B12 | 200 | 3614 | 3614 | 68.21 | 73.22 | 5 | 0.01
2025 | NE_2_MISO_W | NE | MISO_W | Internal | Shoulder | B13 | 600 | 3614 | 2184.29 | 65.24 | 70.24 | 5 | 0
2025 | NE_2_MISO_W | NE | MISO_W | Internal | Shoulder | B14 | 900 | 3614 | 3614 | 55.37 | 67.37 | 5 | 7
2025 | NE_2_MISO_W | NE | MISO_W | Internal | Shoulder | B15 | 1203 | 3614 | 3614 | 0.09 | 12.09 | 5 | 7
2025 | NE_2_MISO_W | NE | MISO_W | Internal | Summer | B1 | 10 | 3614 | 3394.24 | 443.16 | 448.16 | 5 | 0
2025 | NE_2_MISO_W | NE | MISO_W | Internal | Summer | B2 | 25 | 3614 | 3614 | 114.73 | 123.74 | 5 | 4.01
2025 | NE_2_MISO_W | NE | MISO_W | Internal | Summer | B3 | 75 | 3614 | 0 | 113.52 | 113.52 | 5 | 0
2025 | NE_2_MISO_W | NE | MISO_W | Internal | Summer | B4 | 100 | 3614 | 0 | 108.62 | 108.62 | 5 | 0
2025 | NE_2_MISO_W | NE | MISO_W | Internal | Summer | B5 | 200 | 3614 | 0 | 104.48 | 107.23 | 5 | 0
2025 | NE_2_MISO_W | NE | MISO_W | Internal | Summer | B6 | 300 | 3614 | 1180.8 | 102.06 | 107.06 | 5 | 0
2025 | NE_2_MISO_W | NE | MISO_W | Internal | Summer | B7 | 400 | 3614 | 543.22 | 75.21 | 80.21 | 5 | 0
2025 | NE_2_MISO_W | NE | MISO_W | Internal | Summer | B8 | 500 | 3614 | 674.57 | 65.07 | 70.07 | 5 | 0
2025 | NE_2_MISO_W | NE | MISO_W | Internal | Summer | B9 | 800 | 3614 | 756.65 | 61.89 | 66.89 | 5 | 0
2025 | NE_2_MISO_W | NE | MISO_W | Internal | Summer | B10 | 1262 | 3614 | 1935.66 | 54.18 | 59.18 | 5 | 0
2025 | NE_2_MISO_W | NE | MISO_W | Internal | Winter | B16 | 25 | 3614 | 3123.41 | 6.36 | 11.36 | 5 | 0
2025 | NE_2_MISO_W | NE | MISO_W | Internal | Winter | B17 | 100 | 3614 | 3501.71 | 56.52 | 61.52 | 5 | 0
2025 | NE_2_MISO_W | NE | MISO_W | Internal | Winter | B18 | 400 | 3614 | 3246.8 | 67.12 | 72.12 | 5 | 0
2025 | NE_2_MISO_W | NE | MISO_W | Internal | Winter | B19 | 700 | 3614 | 2965.12 | 67.12 | 72.12 | 5 | 0
2025 | NE_2_MISO_W | NE | MISO_W | Internal | Winter | B20 | 935 | 3614 | 3614 | 38.98 | 50.98 | 5 | 7
2025 | NE_2_SPP_N | NE | SPP_N | Internal | Shoulder | B11 | 25 | 1854 | 0 | 78.22 | 75.34 | 0.01 | 0
2025 | NE_2_SPP_N | NE | SPP_N | Internal | Shoulder | B12 | 200 | 1854 | 78.64 | 68.21 | 68.22 | 0.01 | 0
2025 | NE_2_SPP_N | NE | SPP_N | Internal | Shoulder | B13 | 600 | 1854 | 1854 | 65.24 | 65.67 | 0.01 | 0.41
2025 | NE_2_SPP_N | NE | SPP_N | Internal | Shoulder | B14 | 900 | 1854 | 284.89 | 55.37 | 55.38 | 0.01 | 0
2025 | NE_2_SPP_N | NE | SPP_N | Internal | Shoulder | B15 | 1203 | 1854 | 0 | 0.09 | 0.01 | 0.01 | 0
2025 | NE_2_SPP_N | NE | SPP_N | Internal | Summer | B1 | 10 | 1854 | 0 | 443.16 | 77.57 | 0.01 | 0
2025 | NE_2_SPP_N | NE | SPP_N | Internal | Summer | B2 | 25 | 1854 | 440.34 | 114.73 | 114.74 | 0.01 | 0
2025 | NE_2_SPP_N | NE | SPP_N | Internal | Summer | B3 | 75 | 1854 | 1854 | 113.52 | 114.74 | 0.01 | 1.21
2025 | NE_2_SPP_N | NE | SPP_N | Internal | Summer | B4 | 100 | 1854 | 1727.39 | 108.62 | 108.63 | 0.01 | 0
2025 | NE_2_SPP_N | NE | SPP_N | Internal | Summer | B5 | 200 | 1854 | 1516.88 | 104.48 | 104.49 | 0.01 | 0
2025 | NE_2_SPP_N | NE | SPP_N | Internal | Summer | B6 | 300 | 1854 | 702.73 | 102.06 | 102.08 | 0.01 | 0
2025 | NE_2_SPP_N | NE | SPP_N | Internal | Summer | B7 | 400 | 1854 | 1854 | 75.21 | 76.89 | 0.01 | 1.67
2025 | NE_2_SPP_N | NE | SPP_N | Internal | Summer | B8 | 500 | 1854 | 1854 | 65.07 | 69.07 | 0.01 | 3.99
2025 | NE_2_SPP_N | NE | SPP_N | Internal | Summer | B9 | 800 | 1854 | 1854 | 61.89 | 66.61 | 0.01 | 4.71
2025 | NE_2_SPP_N | NE | SPP_N | Internal | Summer | B10 | 1262 | 1854 | 1854 | 54.18 | 58.18 | 0.01 | 3.99
2025 | NE_2_SPP_N | NE | SPP_N | Internal | Winter | B16 | 25 | 1854 | 1854 | 6.36 | 68.1 | 0.01 | 61.72
2025 | NE_2_SPP_N | NE | SPP_N | Internal | Winter | B17 | 100 | 1854 | 1854 | 56.52 | 68.52 | 0.01 | 11.99
2025 | NE_2_SPP_N | NE | SPP_N | Internal | Winter | B18 | 400 | 1854 | 1854 | 67.12 | 68.53 | 0.01 | 1.4
2025 | NE_2_SPP_N | NE | SPP_N | Internal | Winter | B19 | 700 | 1854 | 1854 | 67.12 | 68.1 | 0.01 | 0.96
2025 | NE_2_SPP_N | NE | SPP_N | Internal | Winter | B20 | 935 | 1854 | 1166.62 | 38.98 | 39 | 0.01 | 0
2025 | NEISO_2_NYISO_A-F | NEISO | NYISO_A-F | Internal | Shoulder | B11 | 25 | 600 | 0 | 65.74 | 65.85 | 3 | 0
2025 | NEISO_2_NYISO_A-F | NEISO | NYISO_A-F | Internal | Shoulder | B12 | 200 | 600 | 0 | 64.23 | 65.85 | 3 | 0
2025 | NEISO_2_NYISO_A-F | NEISO | NYISO_A-F | Internal | Shoulder | B13 | 600 | 600 | 0 | 63.17 | 65.85 | 3 | 0
2025 | NEISO_2_NYISO_A-F | NEISO | NYISO_A-F | Internal | Shoulder | B14 | 900 | 600 | 0 | 63.17 | 65.85 | 3 | 0
2025 | NEISO_2_NYISO_A-F | NEISO | NYISO_A-F | Internal | Shoulder | B15 | 1203 | 600 | 0 | 63.17 | 65.85 | 3 | 0
2025 | NEISO_2_NYISO_A-F | NEISO | NYISO_A-F | Internal | Summer | B1 | 10 | 600 | 0 | 751.19 | 442.17 | 3 | 0
2025 | NEISO_2_NYISO_A-F | NEISO | NYISO_A-F | Internal | Summer | B2 | 25 | 600 | 0 | 445.42 | 117.76 | 3 | 0
2025 | NEISO_2_NYISO_A-F | NEISO | NYISO_A-F | Internal | Summer | B3 | 75 | 600 | 0 | 104.52 | 96.87 | 3 | 0
2025 | NEISO_2_NYISO_A-F | NEISO | NYISO_A-F | Internal | Summer | B4 | 100 | 600 | 0 | 88.83 | 86.24 | 3 | 0
2025 | NEISO_2_NYISO_A-F | NEISO | NYISO_A-F | Internal | Summer | B5 | 200 | 600 | 0 | 85.8 | 82.8 | 3 | 0
2025 | NEISO_2_NYISO_A-F | NEISO | NYISO_A-F | Internal | Summer | B6 | 300 | 600 | 0 | 70.4 | 67.4 | 3 | 0
2025 | NEISO_2_NYISO_A-F | NEISO | NYISO_A-F | Internal | Summer | B7 | 400 | 600 | 0 | 62.57 | 62.9 | 3 | 0
2025 | NEISO_2_NYISO_A-F | NEISO | NYISO_A-F | Internal | Summer | B8 | 500 | 600 | 0 | 62.57 | 62.9 | 3 | 0
2025 | NEISO_2_NYISO_A-F | NEISO | NYISO_A-F | Internal | Summer | B9 | 800 | 600 | 0 | 62.57 | 62.9 | 3 | 0
2025 | NEISO_2_NYISO_A-F | NEISO | NYISO_A-F | Internal | Summer | B10 | 1262 | 600 | 0 | 62.57 | 62.9 | 3 | 0
2025 | NEISO_2_NYISO_A-F | NEISO | NYISO_A-F | Internal | Winter | B16 | 25 | 600 | 0 | 75.54 | 67.82 | 3 | 0
2025 | NEISO_2_NYISO_A-F | NEISO | NYISO_A-F | Internal | Winter | B17 | 100 | 600 | 0 | 73.11 | 66.63 | 3 | 0
2025 | NEISO_2_NYISO_A-F | NEISO | NYISO_A-F | Internal | Winter | B18 | 400 | 600 | 0 | 70.95 | 66.63 | 3 | 0
2025 | NEISO_2_NYISO_A-F | NEISO | NYISO_A-F | Internal | Winter | B19 | 700 | 600 | 0 | 70.95 | 66.63 | 3 | 0
2025 | NEISO_2_NYISO_A-F | NEISO | NYISO_A-F | Internal | Winter | B20 | 935 | 600 | 0 | 69.63 | 66.63 | 3 | 0
2025 | NEISO_2_NYISO_G-I | NEISO | NYISO_G-I | Internal | Shoulder | B11 | 25 | 600 | 600 | 65.74 | 70.43 | 3 | 1.69
2025 | NEISO_2_NYISO_G-I | NEISO | NYISO_G-I | Internal | Shoulder | B12 | 200 | 600 | 0 | 64.23 | 67.22 | 3 | 0
2025 | NEISO_2_NYISO_G-I | NEISO | NYISO_G-I | Internal | Shoulder | B13 | 600 | 600 | 0 | 63.17 | 66.16 | 3 | 0
2025 | NEISO_2_NYISO_G-I | NEISO | NYISO_G-I | Internal | Shoulder | B14 | 900 | 600 | 0 | 63.17 | 66.16 | 3 | 0
2025 | NEISO_2_NYISO_G-I | NEISO | NYISO_G-I | Internal | Shoulder | B15 | 1203 | 600 | 0 | 63.17 | 65.86 | 3 | 0
2025 | NEISO_2_NYISO_G-I | NEISO | NYISO_G-I | Internal | Summer | B1 | 10 | 600 | 0 | 751.19 | 748.17 | 3 | 0
2025 | NEISO_2_NYISO_G-I | NEISO | NYISO_G-I | Internal | Summer | B2 | 25 | 600 | 0 | 445.42 | 442.42 | 3 | 0
2025 | NEISO_2_NYISO_G-I | NEISO | NYISO_G-I | Internal | Summer | B3 | 75 | 600 | 566.73 | 104.52 | 107.52 | 3 | 0
2025 | NEISO_2_NYISO_G-I | NEISO | NYISO_G-I | Internal | Summer | B4 | 100 | 600 | 333.95 | 88.83 | 91.83 | 3 | 0
2025 | NEISO_2_NYISO_G-I | NEISO | NYISO_G-I | Internal | Summer | B5 | 200 | 600 | 600 | 85.8 | 91.83 | 3 | 3.03
2025 | NEISO_2_NYISO_G-I | NEISO | NYISO_G-I | Internal | Summer | B6 | 300 | 600 | 600 | 70.4 | 89.57 | 3 | 16.16
2025 | NEISO_2_NYISO_G-I | NEISO | NYISO_G-I | Internal | Summer | B7 | 400 | 600 | 600 | 62.57 | 66.97 | 3 | 1.39
2025 | NEISO_2_NYISO_G-I | NEISO | NYISO_G-I | Internal | Summer | B8 | 500 | 600 | 0 | 62.57 | 64.4 | 3 | 0
2025 | NEISO_2_NYISO_G-I | NEISO | NYISO_G-I | Internal | Summer | B9 | 800 | 600 | 0 | 62.57 | 62.91 | 3 | 0
2025 | NEISO_2_NYISO_G-I | NEISO | NYISO_G-I | Internal | Summer | B10 | 1262 | 600 | 0 | 62.57 | 62.91 | 3 | 0
2025 | NEISO_2_NYISO_G-I | NEISO | NYISO_G-I | Internal | Winter | B16 | 25 | 600 | 600 | 75.54 | 80.55 | 3 | 2.01
2025 | NEISO_2_NYISO_G-I | NEISO | NYISO_G-I | Internal | Winter | B17 | 100 | 600 | 67.21 | 73.11 | 76.11 | 3 | 0
2025 | NEISO_2_NYISO_G-I | NEISO | NYISO_G-I | Internal | Winter | B18 | 400 | 600 | 600 | 70.95 | 75.03 | 3 | 1.08
2025 | NEISO_2_NYISO_G-I | NEISO | NYISO_G-I | Internal | Winter | B19 | 700 | 600 | 600 | 70.95 | 75.03 | 3 | 1.08
2025 | NEISO_2_NYISO_G-I | NEISO | NYISO_G-I | Internal | Winter | B20 | 935 | 600 | 0 | 69.63 | 67.43 | 3 | 0
2025 | NEISO_2_NYISO_J-K | NEISO | NYISO_J-K | Internal | Shoulder | B11 | 25 | 1038 | 1038 | 65.74 | 70.44 | 3 | 1.7
2025 | NEISO_2_NYISO_J-K | NEISO | NYISO_J-K | Internal | Shoulder | B12 | 200 | 1038 | 796.2 | 64.23 | 67.23 | 3 | 0
2025 | NEISO_2_NYISO_J-K | NEISO | NYISO_J-K | Internal | Shoulder | B13 | 600 | 1038 | 852.52 | 63.17 | 66.17 | 3 | 0
2025 | NEISO_2_NYISO_J-K | NEISO | NYISO_J-K | Internal | Shoulder | B14 | 900 | 1038 | 909.5 | 63.17 | 66.17 | 3 | 0
2025 | NEISO_2_NYISO_J-K | NEISO | NYISO_J-K | Internal | Shoulder | B15 | 1203 | 1038 | 0 | 63.17 | 65.87 | 3 | 0
2025 | NEISO_2_NYISO_J-K | NEISO | NYISO_J-K | Internal | Summer | B1 | 10 | 1038 | 0 | 751.19 | 748.19 | 3 | 0
2025 | NEISO_2_NYISO_J-K | NEISO | NYISO_J-K | Internal | Summer | B2 | 25 | 1038 | 0 | 445.42 | 442.43 | 3 | 0
2025 | NEISO_2_NYISO_J-K | NEISO | NYISO_J-K | Internal | Summer | B3 | 75 | 1038 | 1038 | 104.52 | 107.53 | 3 | 0.01
2025 | NEISO_2_NYISO_J-K | NEISO | NYISO_J-K | Internal | Summer | B4 | 100 | 1038 | 1038 | 88.83 | 91.85 | 3 | 0.01
2025 | NEISO_2_NYISO_J-K | NEISO | NYISO_J-K | Internal | Summer | B5 | 200 | 1038 | 1038 | 85.8 | 91.85 | 3 | 3.04
2025 | NEISO_2_NYISO_J-K | NEISO | NYISO_J-K | Internal | Summer | B6 | 300 | 1038 | 1038 | 70.4 | 89.58 | 3 | 16.18
2025 | NEISO_2_NYISO_J-K | NEISO | NYISO_J-K | Internal | Summer | B7 | 400 | 1038 | 1038 | 62.57 | 66.98 | 3 | 1.41
2025 | NEISO_2_NYISO_J-K | NEISO | NYISO_J-K | Internal | Summer | B8 | 500 | 1038 | 0 | 62.57 | 64.41 | 3 | 0
2025 | NEISO_2_NYISO_J-K | NEISO | NYISO_J-K | Internal | Summer | B9 | 800 | 1038 | 0 | 62.57 | 62.92 | 3 | 0
2025 | NEISO_2_NYISO_J-K | NEISO | NYISO_J-K | Internal | Summer | B10 | 1262 | 1038 | 0 | 62.57 | 62.92 | 3 | 0
2025 | NEISO_2_NYISO_J-K | NEISO | NYISO_J-K | Internal | Winter | B16 | 25 | 1038 | 1038 | 75.54 | 80.56 | 3 | 2.03
2025 | NEISO_2_NYISO_J-K | NEISO | NYISO_J-K | Internal | Winter | B17 | 100 | 1038 | 1038 | 73.11 | 77.64 | 3 | 1.53
2025 | NEISO_2_NYISO_J-K | NEISO | NYISO_J-K | Internal | Winter | B18 | 400 | 1038 | 1038 | 70.95 | 77.64 | 3 | 3.69
2025 | NEISO_2_NYISO_J-K | NEISO | NYISO_J-K | Internal | Winter | B19 | 700 | 1038 | 1038 | 70.95 | 75.04 | 3 | 1.09
2025 | NEISO_2_NYISO_J-K | NEISO | NYISO_J-K | Internal | Winter | B20 | 935 | 1038 | 0 | 69.63 | 67.44 | 3 | 0
2025 | NonRTO_Midwest_2_TVA_Transmission | NonRTO_Midwest | TVA_Transmission | Internal | Shoulder | B11 | 25 | 2400 | 0 | 95.22 | 95.21 | 8 | 0
2025 | NonRTO_Midwest_2_TVA_Transmission | NonRTO_Midwest | TVA_Transmission | Internal | Shoulder | B12 | 200 | 2400 | 0 | 85.21 | 81.22 | 8 | 0
2025 | NonRTO_Midwest_2_TVA_Transmission | NonRTO_Midwest | TVA_Transmission | Internal | Shoulder | B13 | 600 | 2400 | 0 | 82.23 | 77.07 | 8 | 0
2025 | NonRTO_Midwest_2_TVA_Transmission | NonRTO_Midwest | TVA_Transmission | Internal | Shoulder | B14 | 900 | 2400 | 0 | 79.89 | 76.06 | 8 | 0
2025 | NonRTO_Midwest_2_TVA_Transmission | NonRTO_Midwest | TVA_Transmission | Internal | Shoulder | B15 | 1203 | 2400 | 0 | 72 | 69.62 | 8 | 0
2025 | NonRTO_Midwest_2_TVA_Transmission | NonRTO_Midwest | TVA_Transmission | Internal | Summer | B1 | 10 | 2400 | 1195.88 | 456.18 | 464.18 | 8 | 0
2025 | NonRTO_Midwest_2_TVA_Transmission | NonRTO_Midwest | TVA_Transmission | Internal | Summer | B2 | 25 | 2400 | 443.15 | 135.73 | 143.73 | 8 | 0
2025 | NonRTO_Midwest_2_TVA_Transmission | NonRTO_Midwest | TVA_Transmission | Internal | Summer | B3 | 75 | 2400 | 0 | 125.2 | 125.21 | 8 | 0
2025 | NonRTO_Midwest_2_TVA_Transmission | NonRTO_Midwest | TVA_Transmission | Internal | Summer | B4 | 100 | 2400 | 0 | 120.62 | 120.63 | 8 | 0
2025 | NonRTO_Midwest_2_TVA_Transmission | NonRTO_Midwest | TVA_Transmission | Internal | Summer | B5 | 200 | 2400 | 0 | 117.48 | 117.49 | 8 | 0
2025 | NonRTO_Midwest_2_TVA_Transmission | NonRTO_Midwest | TVA_Transmission | Internal | Summer | B6 | 300 | 2400 | 0 | 115.09 | 115.06 | 8 | 0
2025 | NonRTO_Midwest_2_TVA_Transmission | NonRTO_Midwest | TVA_Transmission | Internal | Summer | B7 | 400 | 2400 | 0 | 89.88 | 89.89 | 8 | 0
2025 | NonRTO_Midwest_2_TVA_Transmission | NonRTO_Midwest | TVA_Transmission | Internal | Summer | B8 | 500 | 2400 | 0 | 82.06 | 78.07 | 8 | 0
2025 | NonRTO_Midwest_2_TVA_Transmission | NonRTO_Midwest | TVA_Transmission | Internal | Summer | B9 | 800 | 2400 | 0 | 78.88 | 74.89 | 8 | 0
2025 | NonRTO_Midwest_2_TVA_Transmission | NonRTO_Midwest | TVA_Transmission | Internal | Summer | B10 | 1262 | 2400 | 0 | 71.17 | 70.75 | 8 | 0
2025 | NonRTO_Midwest_2_TVA_Transmission | NonRTO_Midwest | TVA_Transmission | Internal | Winter | B16 | 25 | 2400 | 0 | 106.88 | 97.88 | 8 | 0
2025 | NonRTO_Midwest_2_TVA_Transmission | NonRTO_Midwest | TVA_Transmission | Internal | Winter | B17 | 100 | 2400 | 0 | 89.94 | 85.94 | 8 | 0
2025 | NonRTO_Midwest_2_TVA_Transmission | NonRTO_Midwest | TVA_Transmission | Internal | Winter | B18 | 400 | 2400 | 0 | 84.64 | 79.77 | 8 | 0
2025 | NonRTO_Midwest_2_TVA_Transmission | NonRTO_Midwest | TVA_Transmission | Internal | Winter | B19 | 700 | 2400 | 0 | 82.38 | 79.55 | 8 | 0
2025 | NonRTO_Midwest_2_TVA_Transmission | NonRTO_Midwest | TVA_Transmission | Internal | Winter | B20 | 935 | 2400 | 0 | 74.62 | 71.62 | 8 | 0
2025 | NYISO_A-F_2_NEISO | NYISO_A-F | NEISO | Internal | Shoulder | B11 | 25 | 600 | 0 | 65.85 | 65.74 | 3 | 0
2025 | NYISO_A-F_2_NEISO | NYISO_A-F | NEISO | Internal | Shoulder | B12 | 200 | 600 | 0 | 65.85 | 64.23 | 3 | 0
2025 | NYISO_A-F_2_NEISO | NYISO_A-F | NEISO | Internal | Shoulder | B13 | 600 | 600 | 0 | 65.85 | 63.17 | 3 | 0
2025 | NYISO_A-F_2_NEISO | NYISO_A-F | NEISO | Internal | Shoulder | B14 | 900 | 600 | 0 | 65.85 | 63.17 | 3 | 0
2025 | NYISO_A-F_2_NEISO | NYISO_A-F | NEISO | Internal | Shoulder | B15 | 1203 | 600 | 0 | 65.85 | 63.17 | 3 | 0
2025 | NYISO_A-F_2_NEISO | NYISO_A-F | NEISO | Internal | Summer | B1 | 10 | 600 | 600 | 442.17 | 751.19 | 3 | 306.02
2025 | NYISO_A-F_2_NEISO | NYISO_A-F | NEISO | Internal | Summer | B2 | 25 | 600 | 600 | 117.76 | 445.42 | 3 | 324.67
2025 | NYISO_A-F_2_NEISO | NYISO_A-F | NEISO | Internal | Summer | B3 | 75 | 600 | 600 | 96.87 | 104.52 | 3 | 4.65
2025 | NYISO_A-F_2_NEISO | NYISO_A-F | NEISO | Internal | Summer | B4 | 100 | 600 | 0 | 86.24 | 88.83 | 3 | 0
2025 | NYISO_A-F_2_NEISO | NYISO_A-F | NEISO | Internal | Summer | B5 | 200 | 600 | 15.86 | 82.8 | 85.8 | 3 | 0
2025 | NYISO_A-F_2_NEISO | NYISO_A-F | NEISO | Internal | Summer | B6 | 300 | 600 | 274.64 | 67.4 | 70.4 | 3 | 0
2025 | NYISO_A-F_2_NEISO | NYISO_A-F | NEISO | Internal | Summer | B7 | 400 | 600 | 0 | 62.9 | 62.57 | 3 | 0
2025 | NYISO_A-F_2_NEISO | NYISO_A-F | NEISO | Internal | Summer | B8 | 500 | 600 | 0 | 62.9 | 62.57 | 3 | 0
2025 | NYISO_A-F_2_NEISO | NYISO_A-F | NEISO | Internal | Summer | B9 | 800 | 600 | 0 | 62.9 | 62.57 | 3 | 0
2025 | NYISO_A-F_2_NEISO | NYISO_A-F | NEISO | Internal | Summer | B10 | 1262 | 600 | 0 | 62.9 | 62.57 | 3 | 0
2025 | NYISO_A-F_2_NEISO | NYISO_A-F | NEISO | Internal | Winter | B16 | 25 | 600 | 600 | 67.82 | 75.54 | 3 | 4.72
2025 | NYISO_A-F_2_NEISO | NYISO_A-F | NEISO | Internal | Winter | B17 | 100 | 600 | 600 | 66.63 | 73.11 | 3 | 3.48
2025 | NYISO_A-F_2_NEISO | NYISO_A-F | NEISO | Internal | Winter | B18 | 400 | 600 | 600 | 66.63 | 70.95 | 3 | 1.32
2025 | NYISO_A-F_2_NEISO | NYISO_A-F | NEISO | Internal | Winter | B19 | 700 | 600 | 600 | 66.63 | 70.95 | 3 | 1.32
2025 | NYISO_A-F_2_NEISO | NYISO_A-F | NEISO | Internal | Winter | B20 | 935 | 600 | 369.3 | 66.63 | 69.63 | 3 | 0
2025 | NYISO_A-F_2_NYISO_G-I | NYISO_A-F | NYISO_G-I | Internal | Shoulder | B11 | 25 | 5266 | 5266 | 65.85 | 70.43 | 0.01 | 4.57
2025 | NYISO_A-F_2_NYISO_G-I | NYISO_A-F | NYISO_G-I | Internal | Shoulder | B12 | 200 | 5266 | 5266 | 65.85 | 67.22 | 0.01 | 1.36
2025 | NYISO_A-F_2_NYISO_G-I | NYISO_A-F | NYISO_G-I | Internal | Shoulder | B13 | 600 | 5266 | 5266 | 65.85 | 66.16 | 0.01 | 0.3
2025 | NYISO_A-F_2_NYISO_G-I | NYISO_A-F | NYISO_G-I | Internal | Shoulder | B14 | 900 | 5266 | 5266 | 65.85 | 66.16 | 0.01 | 0.3
2025 | NYISO_A-F_2_NYISO_G-I | NYISO_A-F | NYISO_G-I | Internal | Shoulder | B15 | 1203 | 5266 | 4601.87 | 65.85 | 65.86 | 0.01 | 0
2025 | NYISO_A-F_2_NYISO_G-I | NYISO_A-F | NYISO_G-I | Internal | Summer | B1 | 10 | 5266 | 5266 | 442.17 | 748.17 | 0.01 | 305.99
2025 | NYISO_A-F_2_NYISO_G-I | NYISO_A-F | NYISO_G-I | Internal | Summer | B2 | 25 | 5266 | 5266 | 117.76 | 442.42 | 0.01 | 324.65
2025 | NYISO_A-F_2_NYISO_G-I | NYISO_A-F | NYISO_G-I | Internal | Summer | B3 | 75 | 5266 | 5266 | 96.87 | 107.52 | 0.01 | 10.64
2025 | NYISO_A-F_2_NYISO_G-I | NYISO_A-F | NYISO_G-I | Internal | Summer | B4 | 100 | 5266 | 5266 | 86.24 | 91.83 | 0.01 | 5.58
2025 | NYISO_A-F_2_NYISO_G-I | NYISO_A-F | NYISO_G-I | Internal | Summer | B5 | 200 | 5266 | 5266 | 82.8 | 91.83 | 0.01 | 9.02
2025 | NYISO_A-F_2_NYISO_G-I | NYISO_A-F | NYISO_G-I | Internal | Summer | B6 | 300 | 5266 | 5266 | 67.4 | 89.57 | 0.01 | 22.15
2025 | NYISO_A-F_2_NYISO_G-I | NYISO_A-F | NYISO_G-I | Internal | Summer | B7 | 400 | 5266 | 5266 | 62.9 | 66.97 | 0.01 | 4.06
2025 | NYISO_A-F_2_NYISO_G-I | NYISO_A-F | NYISO_G-I | Internal | Summer | B8 | 500 | 5266 | 5266 | 62.9 | 64.4 | 0.01 | 1.49
2025 | NYISO_A-F_2_NYISO_G-I | NYISO_A-F | NYISO_G-I | Internal | Summer | B9 | 800 | 5266 | 5198.75 | 62.9 | 62.91 | 0.01 | 0
2025 | NYISO_A-F_2_NYISO_G-I | NYISO_A-F | NYISO_G-I | Internal | Summer | B10 | 1262 | 5266 | 4711.14 | 62.9 | 62.91 | 0.01 | 0
2025 | NYISO_A-F_2_NYISO_G-I | NYISO_A-F | NYISO_G-I | Internal | Winter | B16 | 25 | 5266 | 5266 | 67.82 | 80.55 | 0.01 | 12.72
2025 | NYISO_A-F_2_NYISO_G-I | NYISO_A-F | NYISO_G-I | Internal | Winter | B17 | 100 | 5266 | 5266 | 66.63 | 76.11 | 0.01 | 9.47
2025 | NYISO_A-F_2_NYISO_G-I | NYISO_A-F | NYISO_G-I | Internal | Winter | B18 | 400 | 5266 | 5266 | 66.63 | 75.03 | 0.01 | 8.39
2025 | NYISO_A-F_2_NYISO_G-I | NYISO_A-F | NYISO_G-I | Internal | Winter | B19 | 700 | 5266 | 5266 | 66.63 | 75.03 | 0.01 | 8.39
2025 | NYISO_A-F_2_NYISO_G-I | NYISO_A-F | NYISO_G-I | Internal | Winter | B20 | 935 | 5266 | 5266 | 66.63 | 67.43 | 0.01 | 0.79
2025 | NYISO_A-F_2_PJM_ROM | NYISO_A-F | PJM_ROM | Internal | Shoulder | B11 | 25 | 1000 | 1000 | 65.85 | 85.21 | 8 | 11.36
2025 | NYISO_A-F_2_PJM_ROM | NYISO_A-F | PJM_ROM | Internal | Shoulder | B12 | 200 | 1000 | 1000 | 65.85 | 75.23 | 8 | 1.39
2025 | NYISO_A-F_2_PJM_ROM | NYISO_A-F | PJM_ROM | Internal | Shoulder | B13 | 600 | 1000 | 0 | 65.85 | 72.26 | 8 | 0
2025 | NYISO_A-F_2_PJM_ROM | NYISO_A-F | PJM_ROM | Internal | Shoulder | B14 | 900 | 1000 | 0 | 65.85 | 70.07 | 8 | 0
2025 | NYISO_A-F_2_PJM_ROM | NYISO_A-F | PJM_ROM | Internal | Shoulder | B15 | 1203 | 1000 | 0 | 65.85 | 62.01 | 8 | 0
2025 | NYISO_A-F_2_PJM_ROM | NYISO_A-F | PJM_ROM | Internal | Summer | B1 | 10 | 1000 | 986.26 | 442.17 | 450.17 | 8 | 0
2025 | NYISO_A-F_2_PJM_ROM | NYISO_A-F | PJM_ROM | Internal | Summer | B2 | 25 | 1000 | 748.32 | 117.76 | 125.76 | 8 | 0
2025 | NYISO_A-F_2_PJM_ROM | NYISO_A-F | PJM_ROM | Internal | Summer | B3 | 75 | 1000 | 1000 | 96.87 | 115.53 | 8 | 10.67
2025 | NYISO_A-F_2_PJM_ROM | NYISO_A-F | PJM_ROM | Internal | Summer | B4 | 100 | 1000 | 1000 | 86.24 | 110.61 | 8 | 16.37
2025 | NYISO_A-F_2_PJM_ROM | NYISO_A-F | PJM_ROM | Internal | Summer | B5 | 200 | 1000 | 1000 | 82.8 | 109.22 | 8 | 18.42
2025 | NYISO_A-F_2_PJM_ROM | NYISO_A-F | PJM_ROM | Internal | Summer | B6 | 300 | 1000 | 1000 | 67.4 | 109.05 | 8 | 33.65
2025 | NYISO_A-F_2_PJM_ROM | NYISO_A-F | PJM_ROM | Internal | Summer | B7 | 400 | 1000 | 1000 | 62.9 | 82.2 | 8 | 11.3
2025 | NYISO_A-F_2_PJM_ROM | NYISO_A-F | PJM_ROM | Internal | Summer | B8 | 500 | 1000 | 1000 | 62.9 | 72.08 | 8 | 1.18
2025 | NYISO_A-F_2_PJM_ROM | NYISO_A-F | PJM_ROM | Internal | Summer | B9 | 800 | 1000 | 0 | 62.9 | 68.9 | 8 | 0
2025 | NYISO_A-F_2_PJM_ROM | NYISO_A-F | PJM_ROM | Internal | Summer | B10 | 1262 | 1000 | 0 | 62.9 | 61.19 | 8 | 0
2025 | NYISO_A-F_2_PJM_ROM | NYISO_A-F | PJM_ROM | Internal | Winter | B16 | 25 | 1000 | 1000 | 67.82 | 88.56 | 8 | 12.74
2025 | NYISO_A-F_2_PJM_ROM | NYISO_A-F | PJM_ROM | Internal | Winter | B17 | 100 | 1000 | 1000 | 66.63 | 79.96 | 8 | 5.32
2025 | NYISO_A-F_2_PJM_ROM | NYISO_A-F | PJM_ROM | Internal | Winter | B18 | 400 | 1000 | 1000 | 66.63 | 74.67 | 8 | 0.03
2025 | NYISO_A-F_2_PJM_ROM | NYISO_A-F | PJM_ROM | Internal | Winter | B19 | 700 | 1000 | 0 | 66.63 | 74.35 | 8 | 0
2025 | NYISO_A-F_2_PJM_ROM | NYISO_A-F | PJM_ROM | Internal | Winter | B20 | 935 | 1000 | 0 | 66.63 | 64.64 | 8 | 0
2025 | NYISO_G-I_2_NEISO | NYISO_G-I | NEISO | Internal | Shoulder | B11 | 25 | 600 | 0 | 70.43 | 65.74 | 3 | 0
2025 | NYISO_G-I_2_NEISO | NYISO_G-I | NEISO | Internal | Shoulder | B12 | 200 | 600 | 0 | 67.22 | 64.23 | 3 | 0
2025 | NYISO_G-I_2_NEISO | NYISO_G-I | NEISO | Internal | Shoulder | B13 | 600 | 600 | 0 | 66.16 | 63.17 | 3 | 0
2025 | NYISO_G-I_2_NEISO | NYISO_G-I | NEISO | Internal | Shoulder | B14 | 900 | 600 | 0 | 66.16 | 63.17 | 3 | 0
2025 | NYISO_G-I_2_NEISO | NYISO_G-I | NEISO | Internal | Shoulder | B15 | 1203 | 600 | 0 | 65.86 | 63.17 | 3 | 0
2025 | NYISO_G-I_2_NEISO | NYISO_G-I | NEISO | Internal | Summer | B1 | 10 | 600 | 599.96 | 748.17 | 751.19 | 3 | 0.01
2025 | NYISO_G-I_2_NEISO | NYISO_G-I | NEISO | Internal | Summer | B2 | 25 | 600 | 504.41 | 442.42 | 445.42 | 3 | 0
2025 | NYISO_G-I_2_NEISO | NYISO_G-I | NEISO | Internal | Summer | B3 | 75 | 600 | 0 | 107.52 | 104.52 | 3 | 0
2025 | NYISO_G-I_2_NEISO | NYISO_G-I | NEISO | Internal | Summer | B4 | 100 | 600 | 0 | 91.83 | 88.83 | 3 | 0
2025 | NYISO_G-I_2_NEISO | NYISO_G-I | NEISO | Internal | Summer | B5 | 200 | 600 | 0 | 91.83 | 85.8 | 3 | 0
2025 | NYISO_G-I_2_NEISO | NYISO_G-I | NEISO | Internal | Summer | B6 | 300 | 600 | 0 | 89.57 | 70.4 | 3 | 0
2025 | NYISO_G-I_2_NEISO | NYISO_G-I | NEISO | Internal | Summer | B7 | 400 | 600 | 0 | 66.97 | 62.57 | 3 | 0
2025 | NYISO_G-I_2_NEISO | NYISO_G-I | NEISO | Internal | Summer | B8 | 500 | 600 | 0 | 64.4 | 62.57 | 3 | 0
2025 | NYISO_G-I_2_NEISO | NYISO_G-I | NEISO | Internal | Summer | B9 | 800 | 600 | 0 | 62.91 | 62.57 | 3 | 0
2025 | NYISO_G-I_2_NEISO | NYISO_G-I | NEISO | Internal | Summer | B10 | 1262 | 600 | 0 | 62.91 | 62.57 | 3 | 0
2025 | NYISO_G-I_2_NEISO | NYISO_G-I | NEISO | Internal | Winter | B16 | 25 | 600 | 0 | 80.55 | 75.54 | 3 | 0
2025 | NYISO_G-I_2_NEISO | NYISO_G-I | NEISO | Internal | Winter | B17 | 100 | 600 | 0 | 76.11 | 73.11 | 3 | 0
2025 | NYISO_G-I_2_NEISO | NYISO_G-I | NEISO | Internal | Winter | B18 | 400 | 600 | 0 | 75.03 | 70.95 | 3 | 0
2025 | NYISO_G-I_2_NEISO | NYISO_G-I | NEISO | Internal | Winter | B19 | 700 | 600 | 0 | 75.03 | 70.95 | 3 | 0
2025 | NYISO_G-I_2_NEISO | NYISO_G-I | NEISO | Internal | Winter | B20 | 935 | 600 | 0 | 67.43 | 69.63 | 3 | 0
2025 | NYISO_G-I_2_NYISO_A-F | NYISO_G-I | NYISO_A-F | Internal | Shoulder | B11 | 25 | 3015 | 0 | 70.43 | 65.85 | 0.01 | 0
2025 | NYISO_G-I_2_NYISO_A-F | NYISO_G-I | NYISO_A-F | Internal | Shoulder | B12 | 200 | 3015 | 0 | 67.22 | 65.85 | 0.01 | 0
2025 | NYISO_G-I_2_NYISO_A-F | NYISO_G-I | NYISO_A-F | Internal | Shoulder | B13 | 600 | 3015 | 0 | 66.16 | 65.85 | 0.01 | 0
2025 | NYISO_G-I_2_NYISO_A-F | NYISO_G-I | NYISO_A-F | Internal | Shoulder | B14 | 900 | 3015 | 0 | 66.16 | 65.85 | 0.01 | 0
2025 | NYISO_G-I_2_NYISO_A-F | NYISO_G-I | NYISO_A-F | Internal | Shoulder | B15 | 1203 | 3015 | 0 | 65.86 | 65.85 | 0.01 | 0
2025 | NYISO_G-I_2_NYISO_A-F | NYISO_G-I | NYISO_A-F | Internal | Summer | B1 | 10 | 3015 | 0 | 748.17 | 442.17 | 0.01 | 0
2025 | NYISO_G-I_2_NYISO_A-F | NYISO_G-I | NYISO_A-F | Internal | Summer | B2 | 25 | 3015 | 0 | 442.42 | 117.76 | 0.01 | 0
2025 | NYISO_G-I_2_NYISO_A-F | NYISO_G-I | NYISO_A-F | Internal | Summer | B3 | 75 | 3015 | 0 | 107.52 | 96.87 | 0.01 | 0
2025 | NYISO_G-I_2_NYISO_A-F | NYISO_G-I | NYISO_A-F | Internal | Summer | B4 | 100 | 3015 | 0 | 91.83 | 86.24 | 0.01 | 0
2025 | NYISO_G-I_2_NYISO_A-F | NYISO_G-I | NYISO_A-F | Internal | Summer | B5 | 200 | 3015 | 0 | 91.83 | 82.8 | 0.01 | 0
2025 | NYISO_G-I_2_NYISO_A-F | NYISO_G-I | NYISO_A-F | Internal | Summer | B6 | 300 | 3015 | 0 | 89.57 | 67.4 | 0.01 | 0
2025 | NYISO_G-I_2_NYISO_A-F | NYISO_G-I | NYISO_A-F | Internal | Summer | B7 | 400 | 3015 | 0 | 66.97 | 62.9 | 0.01 | 0
2025 | NYISO_G-I_2_NYISO_A-F | NYISO_G-I | NYISO_A-F | Internal | Summer | B8 | 500 | 3015 | 0 | 64.4 | 62.9 | 0.01 | 0
2025 | NYISO_G-I_2_NYISO_A-F | NYISO_G-I | NYISO_A-F | Internal | Summer | B9 | 800 | 3015 | 0 | 62.91 | 62.9 | 0.01 | 0
2025 | NYISO_G-I_2_NYISO_A-F | NYISO_G-I | NYISO_A-F | Internal | Summer | B10 | 1262 | 3015 | 0 | 62.91 | 62.9 | 0.01 | 0
2025 | NYISO_G-I_2_NYISO_A-F | NYISO_G-I | NYISO_A-F | Internal | Winter | B16 | 25 | 3015 | 0 | 80.55 | 67.82 | 0.01 | 0
2025 | NYISO_G-I_2_NYISO_A-F | NYISO_G-I | NYISO_A-F | Internal | Winter | B17 | 100 | 3015 | 0 | 76.11 | 66.63 | 0.01 | 0
2025 | NYISO_G-I_2_NYISO_A-F | NYISO_G-I | NYISO_A-F | Internal | Winter | B18 | 400 | 3015 | 0 | 75.03 | 66.63 | 0.01 | 0
2025 | NYISO_G-I_2_NYISO_A-F | NYISO_G-I | NYISO_A-F | Internal | Winter | B19 | 700 | 3015 | 0 | 75.03 | 66.63 | 0.01 | 0
2025 | NYISO_G-I_2_NYISO_A-F | NYISO_G-I | NYISO_A-F | Internal | Winter | B20 | 935 | 3015 | 0 | 67.43 | 66.63 | 0.01 | 0
2025 | NYISO_G-I_2_NYISO_J-K | NYISO_G-I | NYISO_J-K | Internal | Shoulder | B11 | 25 | 6130 | 4520.75 | 70.43 | 70.44 | 0.01 | 0
2025 | NYISO_G-I_2_NYISO_J-K | NYISO_G-I | NYISO_J-K | Internal | Shoulder | B12 | 200 | 6130 | 4344.2 | 67.22 | 67.23 | 0.01 | 0
2025 | NYISO_G-I_2_NYISO_J-K | NYISO_G-I | NYISO_J-K | Internal | Shoulder | B13 | 600 | 6130 | 4759.03 | 66.16 | 66.17 | 0.01 | 0
2025 | NYISO_G-I_2_NYISO_J-K | NYISO_G-I | NYISO_J-K | Internal | Shoulder | B14 | 900 | 6130 | 4904.98 | 66.16 | 66.17 | 0.01 | 0
2025 | NYISO_G-I_2_NYISO_J-K | NYISO_G-I | NYISO_J-K | Internal | Shoulder | B15 | 1203 | 6130 | 4647.62 | 65.86 | 65.87 | 0.01 | 0
2025 | NYISO_G-I_2_NYISO_J-K | NYISO_G-I | NYISO_J-K | Internal | Summer | B1 | 10 | 6130 | 4673.57 | 748.17 | 748.19 | 0.01 | 0
2025 | NYISO_G-I_2_NYISO_J-K | NYISO_G-I | NYISO_J-K | Internal | Summer | B2 | 25 | 6130 | 4917.44 | 442.42 | 442.43 | 0.01 | 0
2025 | NYISO_G-I_2_NYISO_J-K | NYISO_G-I | NYISO_J-K | Internal | Summer | B3 | 75 | 6130 | 5058.06 | 107.52 | 107.53 | 0.01 | 0
2025 | NYISO_G-I_2_NYISO_J-K | NYISO_G-I | NYISO_J-K | Internal | Summer | B4 | 100 | 6130 | 4321.65 | 91.83 | 91.85 | 0.01 | 0
2025 | NYISO_G-I_2_NYISO_J-K | NYISO_G-I | NYISO_J-K | Internal | Summer | B5 | 200 | 6130 | 4716.27 | 91.83 | 91.85 | 0.01 | 0
2025 | NYISO_G-I_2_NYISO_J-K | NYISO_G-I | NYISO_J-K | Internal | Summer | B6 | 300 | 6130 | 4899.42 | 89.57 | 89.58 | 0.01 | 0
2025 | NYISO_G-I_2_NYISO_J-K | NYISO_G-I | NYISO_J-K | Internal | Summer | B7 | 400 | 6130 | 5058.69 | 66.97 | 66.98 | 0.01 | 0
2025 | NYISO_G-I_2_NYISO_J-K | NYISO_G-I | NYISO_J-K | Internal | Summer | B8 | 500 | 6130 | 5861.46 | 64.4 | 64.41 | 0.01 | 0
2025 | NYISO_G-I_2_NYISO_J-K | NYISO_G-I | NYISO_J-K | Internal | Summer | B9 | 800 | 6130 | 5163.89 | 62.91 | 62.92 | 0.01 | 0
2025 | NYISO_G-I_2_NYISO_J-K | NYISO_G-I | NYISO_J-K | Internal | Summer | B10 | 1262 | 6130 | 5103.04 | 62.91 | 62.92 | 0.01 | 0
2025 | NYISO_G-I_2_NYISO_J-K | NYISO_G-I | NYISO_J-K | Internal | Winter | B16 | 25 | 6130 | 5338.06 | 80.55 | 80.56 | 0.01 | 0
2025 | NYISO_G-I_2_NYISO_J-K | NYISO_G-I | NYISO_J-K | Internal | Winter | B17 | 100 | 6130 | 6130 | 76.11 | 77.64 | 0.01 | 1.52
2025 | NYISO_G-I_2_NYISO_J-K | NYISO_G-I | NYISO_J-K | Internal | Winter | B18 | 400 | 6130 | 6130 | 75.03 | 77.64 | 0.01 | 2.6
2025 | NYISO_G-I_2_NYISO_J-K | NYISO_G-I | NYISO_J-K | Internal | Winter | B19 | 700 | 6130 | 5966.35 | 75.03 | 75.04 | 0.01 | 0
2025 | NYISO_G-I_2_NYISO_J-K | NYISO_G-I | NYISO_J-K | Internal | Winter | B20 | 935 | 6130 | 5611.68 | 67.43 | 67.44 | 0.01 | 0
2025 | NYISO_G-I_2_PJM_E | NYISO_G-I | PJM_E | Internal | Shoulder | B11 | 25 | 1500 | 1500 | 70.43 | 85.19 | 8 | 6.76
2025 | NYISO_G-I_2_PJM_E | NYISO_G-I | PJM_E | Internal | Shoulder | B12 | 200 | 1500 | 1078.47 | 67.22 | 75.22 | 8 | 0
2025 | NYISO_G-I_2_PJM_E | NYISO_G-I | PJM_E | Internal | Shoulder | B13 | 600 | 1500 | 0 | 66.16 | 72.24 | 8 | 0
2025 | NYISO_G-I_2_PJM_E | NYISO_G-I | PJM_E | Internal | Shoulder | B14 | 900 | 1500 | 0 | 66.16 | 70.06 | 8 | 0
2025 | NYISO_G-I_2_PJM_E | NYISO_G-I | PJM_E | Internal | Shoulder | B15 | 1203 | 1500 | 0 | 65.86 | 62 | 8 | 0
2025 | NYISO_G-I_2_PJM_E | NYISO_G-I | PJM_E | Internal | Summer | B1 | 10 | 1500 | 0 | 748.17 | 450.16 | 8 | 0
2025 | NYISO_G-I_2_PJM_E | NYISO_G-I | PJM_E | Internal | Summer | B2 | 25 | 1500 | 0 | 442.42 | 125.77 | 8 | 0
2025 | NYISO_G-I_2_PJM_E | NYISO_G-I | PJM_E | Internal | Summer | B3 | 75 | 1500 | 748.16 | 107.52 | 115.52 | 8 | 0
2025 | NYISO_G-I_2_PJM_E | NYISO_G-I | PJM_E | Internal | Summer | B4 | 100 | 1500 | 1500 | 91.83 | 110.59 | 8 | 10.76
2025 | NYISO_G-I_2_PJM_E | NYISO_G-I | PJM_E | Internal | Summer | B5 | 200 | 1500 | 1500 | 91.83 | 109.21 | 8 | 9.37
2025 | NYISO_G-I_2_PJM_E | NYISO_G-I | PJM_E | Internal | Summer | B6 | 300 | 1500 | 1500 | 89.57 | 105.03 | 8 | 7.46
2025 | NYISO_G-I_2_PJM_E | NYISO_G-I | PJM_E | Internal | Summer | B7 | 400 | 1500 | 1500 | 66.97 | 82.19 | 8 | 7.22
2025 | NYISO_G-I_2_PJM_E | NYISO_G-I | PJM_E | Internal | Summer | B8 | 500 | 1500 | 0 | 64.4 | 72.07 | 8 | 0
2025 | NYISO_G-I_2_PJM_E | NYISO_G-I | PJM_E | Internal | Summer | B9 | 800 | 1500 | 0 | 62.91 | 68.89 | 8 | 0
2025 | NYISO_G-I_2_PJM_E | NYISO_G-I | PJM_E | Internal | Summer | B10 | 1262 | 1500 | 0 | 62.91 | 61.18 | 8 | 0
2025 | NYISO_G-I_2_PJM_E | NYISO_G-I | PJM_E | Internal | Winter | B16 | 25 | 1500 | 1204.35 | 80.55 | 88.55 | 8 | 0
2025 | NYISO_G-I_2_PJM_E | NYISO_G-I | PJM_E | Internal | Winter | B17 | 100 | 1500 | 0 | 76.11 | 79.94 | 8 | 0
2025 | NYISO_G-I_2_PJM_E | NYISO_G-I | PJM_E | Internal | Winter | B18 | 400 | 1500 | 0 | 75.03 | 74.68 | 8 | 0
2025 | NYISO_G-I_2_PJM_E | NYISO_G-I | PJM_E | Internal | Winter | B19 | 700 | 1500 | 0 | 75.03 | 74.36 | 8 | 0
2025 | NYISO_G-I_2_PJM_E | NYISO_G-I | PJM_E | Internal | Winter | B20 | 935 | 1500 | 0 | 67.43 | 64.65 | 8 | 0
2025 | NYISO_J-K_2_NEISO | NYISO_J-K | NEISO | Internal | Shoulder | B11 | 25 | 608 | 0 | 70.44 | 65.74 | 3 | 0
2025 | NYISO_J-K_2_NEISO | NYISO_J-K | NEISO | Internal | Shoulder | B12 | 200 | 608 | 0 | 67.23 | 64.23 | 3 | 0
2025 | NYISO_J-K_2_NEISO | NYISO_J-K | NEISO | Internal | Shoulder | B13 | 600 | 608 | 0 | 66.17 | 63.17 | 3 | 0
2025 | NYISO_J-K_2_NEISO | NYISO_J-K | NEISO | Internal | Shoulder | B14 | 900 | 608 | 0 | 66.17 | 63.17 | 3 | 0
2025 | NYISO_J-K_2_NEISO | NYISO_J-K | NEISO | Internal | Shoulder | B15 | 1203 | 608 | 0 | 65.87 | 63.17 | 3 | 0
2025 | NYISO_J-K_2_NEISO | NYISO_J-K | NEISO | Internal | Summer | B1 | 10 | 608 | 370.32 | 748.19 | 751.19 | 3 | 0
2025 | NYISO_J-K_2_NEISO | NYISO_J-K | NEISO | Internal | Summer | B2 | 25 | 608 | 0.01 | 442.43 | 445.42 | 3 | 0
2025 | NYISO_J-K_2_NEISO | NYISO_J-K | NEISO | Internal | Summer | B3 | 75 | 608 | 0 | 107.53 | 104.52 | 3 | 0
2025 | NYISO_J-K_2_NEISO | NYISO_J-K | NEISO | Internal | Summer | B4 | 100 | 608 | 0 | 91.85 | 88.83 | 3 | 0
2025 | NYISO_J-K_2_NEISO | NYISO_J-K | NEISO | Internal | Summer | B5 | 200 | 608 | 0 | 91.85 | 85.8 | 3 | 0
2025 | NYISO_J-K_2_NEISO | NYISO_J-K | NEISO | Internal | Summer | B6 | 300 | 608 | 0 | 89.58 | 70.4 | 3 | 0
2025 | NYISO_J-K_2_NEISO | NYISO_J-K | NEISO | Internal | Summer | B7 | 400 | 608 | 0 | 66.98 | 62.57 | 3 | 0
2025 | NYISO_J-K_2_NEISO | NYISO_J-K | NEISO | Internal | Summer | B8 | 500 | 608 | 0 | 64.41 | 62.57 | 3 | 0
2025 | NYISO_J-K_2_NEISO | NYISO_J-K | NEISO | Internal | Summer | B9 | 800 | 608 | 0 | 62.92 | 62.57 | 3 | 0
2025 | NYISO_J-K_2_NEISO | NYISO_J-K | NEISO | Internal | Summer | B10 | 1262 | 608 | 0 | 62.92 | 62.57 | 3 | 0
2025 | NYISO_J-K_2_NEISO | NYISO_J-K | NEISO | Internal | Winter | B16 | 25 | 608 | 0 | 80.56 | 75.54 | 3 | 0
2025 | NYISO_J-K_2_NEISO | NYISO_J-K | NEISO | Internal | Winter | B17 | 100 | 608 | 0 | 77.64 | 73.11 | 3 | 0
2025 | NYISO_J-K_2_NEISO | NYISO_J-K | NEISO | Internal | Winter | B18 | 400 | 608 | 0 | 77.64 | 70.95 | 3 | 0
2025 | NYISO_J-K_2_NEISO | NYISO_J-K | NEISO | Internal | Winter | B19 | 700 | 608 | 0 | 75.04 | 70.95 | 3 | 0
2025 | NYISO_J-K_2_NEISO | NYISO_J-K | NEISO | Internal | Winter | B20 | 935 | 608 | 0 | 67.44 | 69.63 | 3 | 0
2025 | NYISO_J-K_2_NYISO_G-I | NYISO_J-K | NYISO_G-I | Internal | Shoulder | B11 | 25 | 1999 | 0 | 70.44 | 70.43 | 0.01 | 0
2025 | NYISO_J-K_2_NYISO_G-I | NYISO_J-K | NYISO_G-I | Internal | Shoulder | B12 | 200 | 1999 | 0 | 67.23 | 67.22 | 0.01 | 0
2025 | NYISO_J-K_2_NYISO_G-I | NYISO_J-K | NYISO_G-I | Internal | Shoulder | B13 | 600 | 1999 | 0 | 66.17 | 66.16 | 0.01 | 0
2025 | NYISO_J-K_2_NYISO_G-I | NYISO_J-K | NYISO_G-I | Internal | Shoulder | B14 | 900 | 1999 | 0 | 66.17 | 66.16 | 0.01 | 0
2025 | NYISO_J-K_2_NYISO_G-I | NYISO_J-K | NYISO_G-I | Internal | Shoulder | B15 | 1203 | 1999 | 0 | 65.87 | 65.86 | 0.01 | 0
2025 | NYISO_J-K_2_NYISO_G-I | NYISO_J-K | NYISO_G-I | Internal | Summer | B1 | 10 | 1999 | 0.02 | 748.19 | 748.17 | 0.01 | 0
2025 | NYISO_J-K_2_NYISO_G-I | NYISO_J-K | NYISO_G-I | Internal | Summer | B2 | 25 | 1999 | 0 | 442.43 | 442.42 | 0.01 | 0
2025 | NYISO_J-K_2_NYISO_G-I | NYISO_J-K | NYISO_G-I | Internal | Summer | B3 | 75 | 1999 | 0 | 107.53 | 107.52 | 0.01 | 0
2025 | NYISO_J-K_2_NYISO_G-I | NYISO_J-K | NYISO_G-I | Internal | Summer | B4 | 100 | 1999 | 0 | 91.85 | 91.83 | 0.01 | 0
2025 | NYISO_J-K_2_NYISO_G-I | NYISO_J-K | NYISO_G-I | Internal | Summer | B5 | 200 | 1999 | 0 | 91.85 | 91.83 | 0.01 | 0
2025 | NYISO_J-K_2_NYISO_G-I | NYISO_J-K | NYISO_G-I | Internal | Summer | B6 | 300 | 1999 | 0 | 89.58 | 89.57 | 0.01 | 0
2025 | NYISO_J-K_2_NYISO_G-I | NYISO_J-K | NYISO_G-I | Internal | Summer | B7 | 400 | 1999 | 0 | 66.98 | 66.97 | 0.01 | 0
2025 | NYISO_J-K_2_NYISO_G-I | NYISO_J-K | NYISO_G-I | Internal | Summer | B8 | 500 | 1999 | 0 | 64.41 | 64.4 | 0.01 | 0
2025 | NYISO_J-K_2_NYISO_G-I | NYISO_J-K | NYISO_G-I | Internal | Summer | B9 | 800 | 1999 | 0 | 62.92 | 62.91 | 0.01 | 0
2025 | NYISO_J-K_2_NYISO_G-I | NYISO_J-K | NYISO_G-I | Internal | Summer | B10 | 1262 | 1999 | 0 | 62.92 | 62.91 | 0.01 | 0
2025 | NYISO_J-K_2_NYISO_G-I | NYISO_J-K | NYISO_G-I | Internal | Winter | B16 | 25 | 1999 | 0 | 80.56 | 80.55 | 0.01 | 0
2025 | NYISO_J-K_2_NYISO_G-I | NYISO_J-K | NYISO_G-I | Internal | Winter | B17 | 100 | 1999 | 0 | 77.64 | 76.11 | 0.01 | 0
2025 | NYISO_J-K_2_NYISO_G-I | NYISO_J-K | NYISO_G-I | Internal | Winter | B18 | 400 | 1999 | 0 | 77.64 | 75.03 | 0.01 | 0
2025 | NYISO_J-K_2_NYISO_G-I | NYISO_J-K | NYISO_G-I | Internal | Winter | B19 | 700 | 1999 | 0 | 75.04 | 75.03 | 0.01 | 0
2025 | NYISO_J-K_2_NYISO_G-I | NYISO_J-K | NYISO_G-I | Internal | Winter | B20 | 935 | 1999 | 0 | 67.44 | 67.43 | 0.01 | 0
2025 | NYISO_J-K_2_PJM_E | NYISO_J-K | PJM_E | Internal | Shoulder | B11 | 25 | 330 | 330 | 70.44 | 85.19 | 8 | 6.75
2025 | NYISO_J-K_2_PJM_E | NYISO_J-K | PJM_E | Internal | Shoulder | B12 | 200 | 330 | 0 | 67.23 | 75.22 | 8 | 0
2025 | NYISO_J-K_2_PJM_E | NYISO_J-K | PJM_E | Internal | Shoulder | B13 | 600 | 330 | 0 | 66.17 | 72.24 | 8 | 0
2025 | NYISO_J-K_2_PJM_E | NYISO_J-K | PJM_E | Internal | Shoulder | B14 | 900 | 330 | 0 | 66.17 | 70.06 | 8 | 0
2025 | NYISO_J-K_2_PJM_E | NYISO_J-K | PJM_E | Internal | Shoulder | B15 | 1203 | 330 | 0 | 65.87 | 62 | 8 | 0
2025 | NYISO_J-K_2_PJM_E | NYISO_J-K | PJM_E | Internal | Summer | B1 | 10 | 330 | 0 | 748.19 | 450.16 | 8 | 0
2025 | NYISO_J-K_2_PJM_E | NYISO_J-K | PJM_E | Internal | Summer | B2 | 25 | 330 | 0 | 442.43 | 125.77 | 8 | 0
2025 | NYISO_J-K_2_PJM_E | NYISO_J-K | PJM_E | Internal | Summer | B3 | 75 | 330 | 0 | 107.53 | 115.52 | 8 | 0
2025 | NYISO_J-K_2_PJM_E | NYISO_J-K | PJM_E | Internal | Summer | B4 | 100 | 330 | 330 | 91.85 | 110.59 | 8 | 10.75
2025 | NYISO_J-K_2_PJM_E | NYISO_J-K | PJM_E | Internal | Summer | B5 | 200 | 330 | 330 | 91.85 | 109.21 | 8 | 9.36
2025 | NYISO_J-K_2_PJM_E | NYISO_J-K | PJM_E | Internal | Summer | B6 | 300 | 330 | 330 | 89.58 | 105.03 | 8 | 7.45
2025 | NYISO_J-K_2_PJM_E | NYISO_J-K | PJM_E | Internal | Summer | B7 | 400 | 330 | 330 | 66.98 | 82.19 | 8 | 7.21
2025 | NYISO_J-K_2_PJM_E | NYISO_J-K | PJM_E | Internal | Summer | B8 | 500 | 330 | 0 | 64.41 | 72.07 | 8 | 0
2025 | NYISO_J-K_2_PJM_E | NYISO_J-K | PJM_E | Internal | Summer | B9 | 800 | 330 | 0 | 62.92 | 68.89 | 8 | 0
2025 | NYISO_J-K_2_PJM_E | NYISO_J-K | PJM_E | Internal | Summer | B10 | 1262 | 330 | 0 | 62.92 | 61.18 | 8 | 0
2025 | NYISO_J-K_2_PJM_E | NYISO_J-K | PJM_E | Internal | Winter | B16 | 25 | 330 | 0.01 | 80.56 | 88.55 | 8 | 0
2025 | NYISO_J-K_2_PJM_E | NYISO_J-K | PJM_E | Internal | Winter | B17 | 100 | 330 | 0 | 77.64 | 79.94 | 8 | 0
2025 | NYISO_J-K_2_PJM_E | NYISO_J-K | PJM_E | Internal | Winter | B18 | 400 | 330 | 0 | 77.64 | 74.68 | 8 | 0
2025 | NYISO_J-K_2_PJM_E | NYISO_J-K | PJM_E | Internal | Winter | B19 | 700 | 330 | 0 | 75.04 | 74.36 | 8 | 0
2025 | NYISO_J-K_2_PJM_E | NYISO_J-K | PJM_E | Internal | Winter | B20 | 935 | 330 | 0 | 67.44 | 64.65 | 8 | 0
2025 | PJM_E_2_NYISO_G-I | PJM_E | NYISO_G-I | Internal | Shoulder | B11 | 25 | 500 | 0 | 85.19 | 70.43 | 6 | 0
2025 | PJM_E_2_NYISO_G-I | PJM_E | NYISO_G-I | Internal | Shoulder | B12 | 200 | 500 | 0 | 75.22 | 67.22 | 6 | 0
2025 | PJM_E_2_NYISO_G-I | PJM_E | NYISO_G-I | Internal | Shoulder | B13 | 600 | 500 | 0 | 72.24 | 66.16 | 6 | 0
2025 | PJM_E_2_NYISO_G-I | PJM_E | NYISO_G-I | Internal | Shoulder | B14 | 900 | 500 | 0 | 70.06 | 66.16 | 6 | 0
2025 | PJM_E_2_NYISO_G-I | PJM_E | NYISO_G-I | Internal | Shoulder | B15 | 1203 | 500 | 0 | 62 | 65.86 | 6 | 0
2025 | PJM_E_2_NYISO_G-I | PJM_E | NYISO_G-I | Internal | Summer | B1 | 10 | 500 | 500 | 450.16 | 748.17 | 6 | 292.02
2025 | PJM_E_2_NYISO_G-I | PJM_E | NYISO_G-I | Internal | Summer | B2 | 25 | 500 | 500 | 125.77 | 442.42 | 6 | 310.65
2025 | PJM_E_2_NYISO_G-I | PJM_E | NYISO_G-I | Internal | Summer | B3 | 75 | 500 | 0 | 115.52 | 107.52 | 6 | 0
2025 | PJM_E_2_NYISO_G-I | PJM_E | NYISO_G-I | Internal | Summer | B4 | 100 | 500 | 0 | 110.59 | 91.83 | 6 | 0
2025 | PJM_E_2_NYISO_G-I | PJM_E | NYISO_G-I | Internal | Summer | B5 | 200 | 500 | 0 | 109.21 | 91.83 | 6 | 0
2025 | PJM_E_2_NYISO_G-I | PJM_E | NYISO_G-I | Internal | Summer | B6 | 300 | 500 | 0 | 105.03 | 89.57 | 6 | 0
2025 | PJM_E_2_NYISO_G-I | PJM_E | NYISO_G-I | Internal | Summer | B7 | 400 | 500 | 0 | 82.19 | 66.97 | 6 | 0
2025 | PJM_E_2_NYISO_G-I | PJM_E | NYISO_G-I | Internal | Summer | B8 | 500 | 500 | 0 | 72.07 | 64.4 | 6 | 0
2025 | PJM_E_2_NYISO_G-I | PJM_E | NYISO_G-I | Internal | Summer | B9 | 800 | 500 | 0 | 68.89 | 62.91 | 6 | 0
2025 | PJM_E_2_NYISO_G-I | PJM_E | NYISO_G-I | Internal | Summer | B10 | 1262 | 500 | 0 | 61.18 | 62.91 | 6 | 0
2025 | PJM_E_2_NYISO_G-I | PJM_E | NYISO_G-I | Internal | Winter | B16 | 25 | 500 | 0 | 88.55 | 80.55 | 6 | 0
2025 | PJM_E_2_NYISO_G-I | PJM_E | NYISO_G-I | Internal | Winter | B17 | 100 | 500 | 0 | 79.94 | 76.11 | 6 | 0
2025 | PJM_E_2_NYISO_G-I | PJM_E | NYISO_G-I | Internal | Winter | B18 | 400 | 500 | 0 | 74.68 | 75.03 | 6 | 0
2025 | PJM_E_2_NYISO_G-I | PJM_E | NYISO_G-I | Internal | Winter | B19 | 700 | 500 | 0 | 74.36 | 75.03 | 6 | 0
2025 | PJM_E_2_NYISO_G-I | PJM_E | NYISO_G-I | Internal | Winter | B20 | 935 | 500 | 0 | 64.65 | 67.43 | 6 | 0
2025 | PJM_E_2_NYISO_J-K | PJM_E | NYISO_J-K | Internal | Shoulder | B11 | 25 | 330 | 0 | 85.19 | 70.44 | 6 | 0
2025 | PJM_E_2_NYISO_J-K | PJM_E | NYISO_J-K | Internal | Shoulder | B12 | 200 | 330 | 0 | 75.22 | 67.23 | 6 | 0
2025 | PJM_E_2_NYISO_J-K | PJM_E | NYISO_J-K | Internal | Shoulder | B13 | 600 | 330 | 0 | 72.24 | 66.17 | 6 | 0
2025 | PJM_E_2_NYISO_J-K | PJM_E | NYISO_J-K | Internal | Shoulder | B14 | 900 | 330 | 0 | 70.06 | 66.17 | 6 | 0
2025 | PJM_E_2_NYISO_J-K | PJM_E | NYISO_J-K | Internal | Shoulder | B15 | 1203 | 330 | 0 | 62 | 65.87 | 6 | 0
2025 | PJM_E_2_NYISO_J-K | PJM_E | NYISO_J-K | Internal | Summer | B1 | 10 | 330 | 330 | 450.16 | 748.19 | 6 | 292.03
2025 | PJM_E_2_NYISO_J-K | PJM_E | NYISO_J-K | Internal | Summer | B2 | 25 | 330 | 330 | 125.77 | 442.43 | 6 | 310.67
2025 | PJM_E_2_NYISO_J-K | PJM_E | NYISO_J-K | Internal | Summer | B3 | 75 | 330 | 0 | 115.52 | 107.53 | 6 | 0
2025 | PJM_E_2_NYISO_J-K | PJM_E | NYISO_J-K | Internal | Summer | B4 | 100 | 330 | 0 | 110.59 | 91.85 | 6 | 0
2025 | PJM_E_2_NYISO_J-K | PJM_E | NYISO_J-K | Internal | Summer | B5 | 200 | 330 | 0 | 109.21 | 91.85 | 6 | 0
2025 | PJM_E_2_NYISO_J-K | PJM_E | NYISO_J-K | Internal | Summer | B6 | 300 | 330 | 0 | 105.03 | 89.58 | 6 | 0
2025 | PJM_E_2_NYISO_J-K | PJM_E | NYISO_J-K | Internal | Summer | B7 | 400 | 330 | 0 | 82.19 | 66.98 | 6 | 0
2025 | PJM_E_2_NYISO_J-K | PJM_E | NYISO_J-K | Internal | Summer | B8 | 500 | 330 | 0 | 72.07 | 64.41 | 6 | 0
2025 | PJM_E_2_NYISO_J-K | PJM_E | NYISO_J-K | Internal | Summer | B9 | 800 | 330 | 0 | 68.89 | 62.92 | 6 | 0
2025 | PJM_E_2_NYISO_J-K | PJM_E | NYISO_J-K | Internal | Summer | B10 | 1262 | 330 | 0 | 61.18 | 62.92 | 6 | 0
2025 | PJM_E_2_NYISO_J-K | PJM_E | NYISO_J-K | Internal | Winter | B16 | 25 | 330 | 0 | 88.55 | 80.56 | 6 | 0
2025 | PJM_E_2_NYISO_J-K | PJM_E | NYISO_J-K | Internal | Winter | B17 | 100 | 330 | 0 | 79.94 | 77.64 | 6 | 0
2025 | PJM_E_2_NYISO_J-K | PJM_E | NYISO_J-K | Internal | Winter | B18 | 400 | 330 | 0 | 74.68 | 77.64 | 6 | 0
2025 | PJM_E_2_NYISO_J-K | PJM_E | NYISO_J-K | Internal | Winter | B19 | 700 | 330 | 0 | 74.36 | 75.04 | 6 | 0
2025 | PJM_E_2_NYISO_J-K | PJM_E | NYISO_J-K | Internal | Winter | B20 | 935 | 330 | 0 | 64.65 | 67.44 | 6 | 0
2025 | PJM_E_2_PJM_ROM | PJM_E | PJM_ROM | Internal | Shoulder | B11 | 25 | 8000 | 6734.14 | 85.19 | 85.21 | 0.01 | 0
2025 | PJM_E_2_PJM_ROM | PJM_E | PJM_ROM | Internal | Shoulder | B12 | 200 | 8000 | 5527.84 | 75.22 | 75.23 | 0.01 | 0
2025 | PJM_E_2_PJM_ROM | PJM_E | PJM_ROM | Internal | Shoulder | B13 | 600 | 8000 | 2312.67 | 72.24 | 72.26 | 0.01 | 0
2025 | PJM_E_2_PJM_ROM | PJM_E | PJM_ROM | Internal | Shoulder | B14 | 900 | 8000 | 3236.51 | 70.06 | 70.07 | 0.01 | 0
2025 | PJM_E_2_PJM_ROM | PJM_E | PJM_ROM | Internal | Shoulder | B15 | 1203 | 8000 | 1370.23 | 62 | 62.01 | 0.01 | 0
2025 | PJM_E_2_PJM_ROM | PJM_E | PJM_ROM | Internal | Summer | B1 | 10 | 8000 | 323.19 | 450.16 | 450.17 | 0.01 | 0
2025 | PJM_E_2_PJM_ROM | PJM_E | PJM_ROM | Internal | Summer | B2 | 25 | 8000 | 0 | 125.77 | 125.76 | 0.01 | 0
2025 | PJM_E_2_PJM_ROM | PJM_E | PJM_ROM | Internal | Summer | B3 | 75 | 8000 | 2885.33 | 115.52 | 115.53 | 0.01 | 0
2025 | PJM_E_2_PJM_ROM | PJM_E | PJM_ROM | Internal | Summer | B4 | 100 | 8000 | 5706.09 | 110.59 | 110.61 | 0.01 | 0
2025 | PJM_E_2_PJM_ROM | PJM_E | PJM_ROM | Internal | Summer | B5 | 200 | 8000 | 6637.42 | 109.21 | 109.22 | 0.01 | 0
2025 | PJM_E_2_PJM_ROM | PJM_E | PJM_ROM | Internal | Summer | B6 | 300 | 8000 | 8000 | 105.03 | 109.05 | 0.01 | 4.01
2025 | PJM_E_2_PJM_ROM | PJM_E | PJM_ROM | Internal | Summer | B7 | 400 | 8000 | 6345.2 | 82.19 | 82.2 | 0.01 | 0
2025 | PJM_E_2_PJM_ROM | PJM_E | PJM_ROM | Internal | Summer | B8 | 500 | 8000 | 5326.05 | 72.07 | 72.08 | 0.01 | 0
2025 | PJM_E_2_PJM_ROM | PJM_E | PJM_ROM | Internal | Summer | B9 | 800 | 8000 | 3842.53 | 68.89 | 68.9 | 0.01 | 0
2025 | PJM_E_2_PJM_ROM | PJM_E | PJM_ROM | Internal | Summer | B10 | 1262 | 8000 | 1749.54 | 61.18 | 61.19 | 0.01 | 0
2025 | PJM_E_2_PJM_ROM | PJM_E | PJM_ROM | Internal | Winter | B16 | 25 | 8000 | 2595.21 | 88.55 | 88.56 | 0.01 | 0
2025 | PJM_E_2_PJM_ROM | PJM_E | PJM_ROM | Internal | Winter | B17 | 100 | 8000 | 1999.74 | 79.94 | 79.96 | 0.01 | 0
2025 | PJM_E_2_PJM_ROM | PJM_E | PJM_ROM | Internal | Winter | B18 | 400 | 8000 | 0 | 74.68 | 74.67 | 0.01 | 0
2025 | PJM_E_2_PJM_ROM | PJM_E | PJM_ROM | Internal | Winter | B19 | 700 | 8000 | 0 | 74.36 | 74.35 | 0.01 | 0
2025 | PJM_E_2_PJM_ROM | PJM_E | PJM_ROM | Internal | Winter | B20 | 935 | 8000 | 0 | 64.65 | 64.64 | 0.01 | 0
2025 | PJM_ROR_2_MISO_IN | PJM_ROR | MISO_IN | Internal | Shoulder | B11 | 25 | 909 | 417.21 | 85.22 | 87.22 | 2 | 0
2025 | PJM_ROR_2_MISO_IN | PJM_ROR | MISO_IN | Internal | Shoulder | B12 | 200 | 909 | 0 | 75.22 | 77.21 | 2 | 0
2025 | PJM_ROR_2_MISO_IN | PJM_ROR | MISO_IN | Internal | Shoulder | B13 | 600 | 909 | 0 | 72.24 | 74.23 | 2 | 0
2025 | PJM_ROR_2_MISO_IN | PJM_ROR | MISO_IN | Internal | Shoulder | B14 | 900 | 909 | 0 | 70.06 | 71.89 | 2 | 0
2025 | PJM_ROR_2_MISO_IN | PJM_ROR | MISO_IN | Internal | Shoulder | B15 | 1203 | 909 | 287.52 | 62 | 64 | 2 | 0
2025 | PJM_ROR_2_MISO_IN | PJM_ROR | MISO_IN | Internal | Summer | B1 | 10 | 909 | 0 | 450.16 | 448.18 | 2 | 0
2025 | PJM_ROR_2_MISO_IN | PJM_ROR | MISO_IN | Internal | Summer | B2 | 25 | 909 | 0.01 | 125.74 | 127.73 | 2 | 0
2025 | PJM_ROR_2_MISO_IN | PJM_ROR | MISO_IN | Internal | Summer | B3 | 75 | 909 | 0 | 115.52 | 117.2 | 2 | 0
2025 | PJM_ROR_2_MISO_IN | PJM_ROR | MISO_IN | Internal | Summer | B4 | 100 | 909 | 484.79 | 110.62 | 112.62 | 2 | 0
2025 | PJM_ROR_2_MISO_IN | PJM_ROR | MISO_IN | Internal | Summer | B5 | 200 | 909 | 0 | 109.23 | 109.48 | 2 | 0
2025 | PJM_ROR_2_MISO_IN | PJM_ROR | MISO_IN | Internal | Summer | B6 | 300 | 909 | 0 | 109.06 | 107.09 | 2 | 0
2025 | PJM_ROR_2_MISO_IN | PJM_ROR | MISO_IN | Internal | Summer | B7 | 400 | 909 | 0 | 82.21 | 81.88 | 2 | 0
2025 | PJM_ROR_2_MISO_IN | PJM_ROR | MISO_IN | Internal | Summer | B8 | 500 | 909 | 0 | 72.07 | 74.06 | 2 | 0
2025 | PJM_ROR_2_MISO_IN | PJM_ROR | MISO_IN | Internal | Summer | B9 | 800 | 909 | 0 | 68.89 | 70.88 | 2 | 0
2025 | PJM_ROR_2_MISO_IN | PJM_ROR | MISO_IN | Internal | Summer | B10 | 1262 | 909 | 0 | 61.18 | 63.17 | 2 | 0
2025 | PJM_ROR_2_MISO_IN | PJM_ROR | MISO_IN | Internal | Winter | B16 | 25 | 909 | 909 | 88.55 | 91.23 | 2 | 0.68
2025 | PJM_ROR_2_MISO_IN | PJM_ROR | MISO_IN | Internal | Winter | B17 | 100 | 909 | 831.44 | 79.94 | 81.94 | 2 | 0
2025 | PJM_ROR_2_MISO_IN | PJM_ROR | MISO_IN | Internal | Winter | B18 | 400 | 909 | 0 | 74.65 | 76.64 | 2 | 0
2025 | PJM_ROR_2_MISO_IN | PJM_ROR | MISO_IN | Internal | Winter | B19 | 700 | 909 | 0 | 74.12 | 74.38 | 2 | 0
2025 | PJM_ROR_2_MISO_IN | PJM_ROR | MISO_IN | Internal | Winter | B20 | 935 | 909 | 0 | 64.63 | 66.62 | 2 | 0
2025 | PJM_ROR_2_MISO_MI | PJM_ROR | MISO_MI | Internal | Shoulder | B11 | 25 | 1305 | 1284.5 | 85.22 | 87.22 | 2 | 0
2025 | PJM_ROR_2_MISO_MI | PJM_ROR | MISO_MI | Internal | Shoulder | B12 | 200 | 1305 | 477.4 | 75.22 | 77.22 | 2 | 0
2025 | PJM_ROR_2_MISO_MI | PJM_ROR | MISO_MI | Internal | Shoulder | B13 | 600 | 1305 | 22.58 | 72.24 | 74.24 | 2 | 0
2025 | PJM_ROR_2_MISO_MI | PJM_ROR | MISO_MI | Internal | Shoulder | B14 | 900 | 1305 | 0 | 70.06 | 71.9 | 2 | 0
2025 | PJM_ROR_2_MISO_MI | PJM_ROR | MISO_MI | Internal | Shoulder | B15 | 1203 | 1305 | 1305 | 62 | 64.01 | 2 | 0.01
2025 | PJM_ROR_2_MISO_MI | PJM_ROR | MISO_MI | Internal | Summer | B1 | 10 | 1305 | 0 | 450.16 | 448.19 | 2 | 0
2025 | PJM_ROR_2_MISO_MI | PJM_ROR | MISO_MI | Internal | Summer | B2 | 25 | 1305 | 0 | 125.74 | 127.72 | 2 | 0
2025 | PJM_ROR_2_MISO_MI | PJM_ROR | MISO_MI | Internal | Summer | B3 | 75 | 1305 | 0 | 115.52 | 117.19 | 2 | 0
2025 | PJM_ROR_2_MISO_MI | PJM_ROR | MISO_MI | Internal | Summer | B4 | 100 | 1305 | 652.11 | 110.62 | 112.62 | 2 | 0
2025 | PJM_ROR_2_MISO_MI | PJM_ROR | MISO_MI | Internal | Summer | B5 | 200 | 1305 | 0 | 109.23 | 109.47 | 2 | 0
2025 | PJM_ROR_2_MISO_MI | PJM_ROR | MISO_MI | Internal | Summer | B6 | 300 | 1305 | 0 | 109.06 | 107.08 | 2 | 0
2025 | PJM_ROR_2_MISO_MI | PJM_ROR | MISO_MI | Internal | Summer | B7 | 400 | 1305 | 0 | 82.21 | 81.89 | 2 | 0
2025 | PJM_ROR_2_MISO_MI | PJM_ROR | MISO_MI | Internal | Summer | B8 | 500 | 1305 | 979.64 | 72.07 | 74.07 | 2 | 0
2025 | PJM_ROR_2_MISO_MI | PJM_ROR | MISO_MI | Internal | Summer | B9 | 800 | 1305 | 817.34 | 68.89 | 70.89 | 2 | 0
2025 | PJM_ROR_2_MISO_MI | PJM_ROR | MISO_MI | Internal | Summer | B10 | 1262 | 1305 | 557.33 | 61.18 | 63.18 | 2 | 0
2025 | PJM_ROR_2_MISO_MI | PJM_ROR | MISO_MI | Internal | Winter | B16 | 25 | 1305 | 1305 | 88.55 | 91.22 | 2 | 0.67
2025 | PJM_ROR_2_MISO_MI | PJM_ROR | MISO_MI | Internal | Winter | B17 | 100 | 1305 | 1305 | 79.94 | 81.96 | 2 | 0.01
2025 | PJM_ROR_2_MISO_MI | PJM_ROR | MISO_MI | Internal | Winter | B18 | 400 | 1305 | 226.6 | 74.65 | 76.65 | 2 | 0
2025 | PJM_ROR_2_MISO_MI | PJM_ROR | MISO_MI | Internal | Winter | B19 | 700 | 1305 | 0 | 74.12 | 74.39 | 2 | 0
2025 | PJM_ROR_2_MISO_MI | PJM_ROR | MISO_MI | Internal | Winter | B20 | 935 | 1305 | 1068.3 | 64.63 | 66.63 | 2 | 0
2025 | PJM_ROR_2_MISO_MO-IL | PJM_ROR | MISO_MO-IL | Internal | Shoulder | B11 | 25 | 1111 | 0.01 | 85.22 | 87.21 | 2 | 0
2025 | PJM_ROR_2_MISO_MO-IL | PJM_ROR | MISO_MO-IL | Internal | Shoulder | B12 | 200 | 1111 | 0 | 75.22 | 74.39 | 2 | 0
2025 | PJM_ROR_2_MISO_MO-IL | PJM_ROR | MISO_MO-IL | Internal | Shoulder | B13 | 600 | 1111 | 0 | 72.24 | 70.67 | 2 | 0
2025 | PJM_ROR_2_MISO_MO-IL | PJM_ROR | MISO_MO-IL | Internal | Shoulder | B14 | 900 | 1111 | 0 | 70.06 | 68.06 | 2 | 0
2025 | PJM_ROR_2_MISO_MO-IL | PJM_ROR | MISO_MO-IL | Internal | Shoulder | B15 | 1203 | 1111 | 0 | 62 | 61.62 | 2 | 0
2025 | PJM_ROR_2_MISO_MO-IL | PJM_ROR | MISO_MO-IL | Internal | Summer | B1 | 10 | 1111 | 0 | 450.16 | 448.17 | 2 | 0
2025 | PJM_ROR_2_MISO_MO-IL | PJM_ROR | MISO_MO-IL | Internal | Summer | B2 | 25 | 1111 | 276.56 | 125.74 | 127.74 | 2 | 0
2025 | PJM_ROR_2_MISO_MO-IL | PJM_ROR | MISO_MO-IL | Internal | Summer | B3 | 75 | 1111 | 0 | 115.52 | 117.21 | 2 | 0
2025 | PJM_ROR_2_MISO_MO-IL | PJM_ROR | MISO_MO-IL | Internal | Summer | B4 | 100 | 1111 | 1111 | 110.62 | 112.63 | 2 | 0.01
2025 | PJM_ROR_2_MISO_MO-IL | PJM_ROR | MISO_MO-IL | Internal | Summer | B5 | 200 | 1111 | 0 | 109.23 | 109.49 | 2 | 0
2025 | PJM_ROR_2_MISO_MO-IL | PJM_ROR | MISO_MO-IL | Internal | Summer | B6 | 300 | 1111 | 0 | 109.06 | 107.08 | 2 | 0
2025 | PJM_ROR_2_MISO_MO-IL | PJM_ROR | MISO_MO-IL | Internal | Summer | B7 | 400 | 1111 | 0 | 82.21 | 81.89 | 2 | 0
2025 | PJM_ROR_2_MISO_MO-IL | PJM_ROR | MISO_MO-IL | Internal | Summer | B8 | 500 | 1111 | 375.48 | 72.07 | 74.07 | 2 | 0
2025 | PJM_ROR_2_MISO_MO-IL | PJM_ROR | MISO_MO-IL | Internal | Summer | B9 | 800 | 1111 | 583.85 | 68.89 | 70.89 | 2 | 0
2025 | PJM_ROR_2_MISO_MO-IL | PJM_ROR | MISO_MO-IL | Internal | Summer | B10 | 1262 | 1111 | 106.99 | 61.18 | 63.18 | 2 | 0
2025 | PJM_ROR_2_MISO_MO-IL | PJM_ROR | MISO_MO-IL | Internal | Winter | B16 | 25 | 1111 | 0 | 88.55 | 86.55 | 2 | 0
2025 | PJM_ROR_2_MISO_MO-IL | PJM_ROR | MISO_MO-IL | Internal | Winter | B17 | 100 | 1111 | 0 | 79.94 | 77.94 | 2 | 0
2025 | PJM_ROR_2_MISO_MO-IL | PJM_ROR | MISO_MO-IL | Internal | Winter | B18 | 400 | 1111 | 0 | 74.65 | 73.53 | 2 | 0
2025 | PJM_ROR_2_MISO_MO-IL | PJM_ROR | MISO_MO-IL | Internal | Winter | B19 | 700 | 1111 | 0 | 74.12 | 73.1 | 2 | 0
2025 | PJM_ROR_2_MISO_MO-IL | PJM_ROR | MISO_MO-IL | Internal | Winter | B20 | 935 | 1111 | 0 | 64.63 | 63.62 | 2 | 0
2025 | PJM_ROR_2_MISO_W | PJM_ROR | MISO_W | Internal | Shoulder | B11 | 25 | 19775 | 0 | 85.22 | 83.22 | 2 | 0
2025 | PJM_ROR_2_MISO_W | PJM_ROR | MISO_W | Internal | Shoulder | B12 | 200 | 19775 | 0 | 75.22 | 73.22 | 2 | 0
2025 | PJM_ROR_2_MISO_W | PJM_ROR | MISO_W | Internal | Shoulder | B13 | 600 | 19775 | 0 | 72.24 | 70.24 | 2 | 0
2025 | PJM_ROR_2_MISO_W | PJM_ROR | MISO_W | Internal | Shoulder | B14 | 900 | 19775 | 0 | 70.06 | 67.37 | 2 | 0
2025 | PJM_ROR_2_MISO_W | PJM_ROR | MISO_W | Internal | Shoulder | B15 | 1203 | 19775 | 0 | 62 | 12.09 | 2 | 0
2025 | PJM_ROR_2_MISO_W | PJM_ROR | MISO_W | Internal | Summer | B1 | 10 | 19775 | 0 | 450.16 | 448.16 | 2 | 0
2025 | PJM_ROR_2_MISO_W | PJM_ROR | MISO_W | Internal | Summer | B2 | 25 | 19775 | 0 | 125.74 | 123.74 | 2 | 0
2025 | PJM_ROR_2_MISO_W | PJM_ROR | MISO_W | Internal | Summer | B3 | 75 | 19775 | 0 | 115.52 | 113.52 | 2 | 0
2025 | PJM_ROR_2_MISO_W | PJM_ROR | MISO_W | Internal | Summer | B4 | 100 | 19775 | 0 | 110.62 | 108.62 | 2 | 0
2025 | PJM_ROR_2_MISO_W | PJM_ROR | MISO_W | Internal | Summer | B5 | 200 | 19775 | 0 | 109.23 | 107.23 | 2 | 0
2025 | PJM_ROR_2_MISO_W | PJM_ROR | MISO_W | Internal | Summer | B6 | 300 | 19775 | 0 | 109.06 | 107.06 | 2 | 0
2025 | PJM_ROR_2_MISO_W | PJM_ROR | MISO_W | Internal | Summer | B7 | 400 | 19775 | 0 | 82.21 | 80.21 | 2 | 0
2025 | PJM_ROR_2_MISO_W | PJM_ROR | MISO_W | Internal | Summer | B8 | 500 | 19775 | 0 | 72.07 | 70.07 | 2 | 0
2025 | PJM_ROR_2_MISO_W | PJM_ROR | MISO_W | Internal | Summer | B9 | 800 | 19775 | 0 | 68.89 | 66.89 | 2 | 0
2025 | PJM_ROR_2_MISO_W | PJM_ROR | MISO_W | Internal | Summer | B10 | 1262 | 19775 | 0 | 61.18 | 59.18 | 2 | 0
2025 | PJM_ROR_2_MISO_W | PJM_ROR | MISO_W | Internal | Winter | B16 | 25 | 19775 | 0 | 88.55 | 11.36 | 2 | 0
2025 | PJM_ROR_2_MISO_W | PJM_ROR | MISO_W | Internal | Winter | B17 | 100 | 19775 | 0 | 79.94 | 61.52 | 2 | 0
2025 | PJM_ROR_2_MISO_W | PJM_ROR | MISO_W | Internal | Winter | B18 | 400 | 19775 | 0 | 74.65 | 72.12 | 2 | 0
2025 | PJM_ROR_2_MISO_W | PJM_ROR | MISO_W | Internal | Winter | B19 | 700 | 19775 | 0 | 74.12 | 72.12 | 2 | 0
2025 | PJM_ROR_2_MISO_W | PJM_ROR | MISO_W | Internal | Winter | B20 | 935 | 19775 | 0 | 64.63 | 50.98 | 2 | 0
2025 | PJM_ROR_2_PJM_ROM | PJM_ROR | PJM_ROM | Internal | Shoulder | B11 | 25 | 8000 | 0 | 85.22 | 85.21 | 0.01 | 0
2025 | PJM_ROR_2_PJM_ROM | PJM_ROR | PJM_ROM | Internal | Shoulder | B12 | 200 | 8000 | 154.17 | 75.22 | 75.23 | 0.01 | 0
2025 | PJM_ROR_2_PJM_ROM | PJM_ROR | PJM_ROM | Internal | Shoulder | B13 | 600 | 8000 | 3496.16 | 72.24 | 72.26 | 0.01 | 0
2025 | PJM_ROR_2_PJM_ROM | PJM_ROR | PJM_ROM | Internal | Shoulder | B14 | 900 | 8000 | 2396.62 | 70.06 | 70.07 | 0.01 | 0
2025 | PJM_ROR_2_PJM_ROM | PJM_ROR | PJM_ROM | Internal | Shoulder | B15 | 1203 | 8000 | 4447.95 | 62 | 62.01 | 0.01 | 0
2025 | PJM_ROR_2_PJM_ROM | PJM_ROR | PJM_ROM | Internal | Summer | B1 | 10 | 8000 | 4907.67 | 450.16 | 450.17 | 0.01 | 0
2025 | PJM_ROR_2_PJM_ROM | PJM_ROR | PJM_ROM | Internal | Summer | B2 | 25 | 8000 | 7888.82 | 125.74 | 125.76 | 0.01 | 0
2025 | PJM_ROR_2_PJM_ROM | PJM_ROR | PJM_ROM | Internal | Summer | B3 | 75 | 8000 | 2088.07 | 115.52 | 115.53 | 0.01 | 0
2025 | PJM_ROR_2_PJM_ROM | PJM_ROR | PJM_ROM | Internal | Summer | B4 | 100 | 8000 | 0 | 110.62 | 110.61 | 0.01 | 0
2025 | PJM_ROR_2_PJM_ROM | PJM_ROR | PJM_ROM | Internal | Summer | B5 | 200 | 8000 | 0 | 109.23 | 109.22 | 0.01 | 0
2025 | PJM_ROR_2_PJM_ROM | PJM_ROR | PJM_ROM | Internal | Summer | B6 | 300 | 8000 | 0 | 109.06 | 109.05 | 0.01 | 0
2025 | PJM_ROR_2_PJM_ROM | PJM_ROR | PJM_ROM | Internal | Summer | B7 | 400 | 8000 | 0 | 82.21 | 82.2 | 0.01 | 0
2025 | PJM_ROR_2_PJM_ROM | PJM_ROR | PJM_ROM | Internal | Summer | B8 | 500 | 8000 | 53.01 | 72.07 | 72.08 | 0.01 | 0
2025 | PJM_ROR_2_PJM_ROM | PJM_ROR | PJM_ROM | Internal | Summer | B9 | 800 | 8000 | 1229.38 | 68.89 | 68.9 | 0.01 | 0
2025 | PJM_ROR_2_PJM_ROM | PJM_ROR | PJM_ROM | Internal | Summer | B10 | 1262 | 8000 | 4127.7 | 61.18 | 61.19 | 0.01 | 0
2025 | PJM_ROR_2_PJM_ROM | PJM_ROR | PJM_ROM | Internal | Winter | B16 | 25 | 8000 | 3958.18 | 88.55 | 88.56 | 0.01 | 0
2025 | PJM_ROR_2_PJM_ROM | PJM_ROR | PJM_ROM | Internal | Winter | B17 | 100 | 8000 | 4989.71 | 79.94 | 79.96 | 0.01 | 0
2025 | PJM_ROR_2_PJM_ROM | PJM_ROR | PJM_ROM | Internal | Winter | B18 | 400 | 8000 | 7891.76 | 74.65 | 74.67 | 0.01 | 0
2025 | PJM_ROR_2_PJM_ROM | PJM_ROR | PJM_ROM | Internal | Winter | B19 | 700 | 8000 | 8000 | 74.12 | 74.35 | 0.01 | 0.22
2025 | PJM_ROR_2_PJM_ROM | PJM_ROR | PJM_ROM | Internal | Winter | B20 | 935 | 8000 | 7841.38 | 64.63 | 64.64 | 0.01 | 0
2025 | PJM_ROR_2_TVA_Transmission | PJM_ROR | TVA_Transmission | Internal | Shoulder | B11 | 25 | 2500 | 2500 | 85.22 | 95.21 | 6 | 3.99
2025 | PJM_ROR_2_TVA_Transmission | PJM_ROR | TVA_Transmission | Internal | Shoulder | B12 | 200 | 2500 | 1261.79 | 75.22 | 81.22 | 6 | 0
2025 | PJM_ROR_2_TVA_Transmission | PJM_ROR | TVA_Transmission | Internal | Shoulder | B13 | 600 | 2500 | 0 | 72.24 | 77.07 | 6 | 0
2025 | PJM_ROR_2_TVA_Transmission | PJM_ROR | TVA_Transmission | Internal | Shoulder | B14 | 900 | 2500 | 371.2 | 70.06 | 76.06 | 6 | 0
2025 | PJM_ROR_2_TVA_Transmission | PJM_ROR | TVA_Transmission | Internal | Shoulder | B15 | 1203 | 2500 | 2500 | 62 | 69.62 | 6 | 1.62
2025 | PJM_ROR_2_TVA_Transmission | PJM_ROR | TVA_Transmission | Internal | Summer | B1 | 10 | 2500 | 2500 | 450.16 | 464.18 | 6 | 8.02
2025 | PJM_ROR_2_TVA_Transmission | PJM_ROR | TVA_Transmission | Internal | Summer | B2 | 25 | 2500 | 2500 | 125.74 | 143.73 | 6 | 11.99
2025 | PJM_ROR_2_TVA_Transmission | PJM_ROR | TVA_Transmission | Internal | Summer | B3 | 75 | 2500 | 2500 | 115.52 | 125.21 | 6 | 3.69
2025 | PJM_ROR_2_TVA_Transmission | PJM_ROR | TVA_Transmission | Internal | Summer | B4 | 100 | 2500 | 2500 | 110.62 | 120.63 | 6 | 4.01
2025 | PJM_ROR_2_TVA_Transmission | PJM_ROR | TVA_Transmission | Internal | Summer | B5 | 200 | 2500 | 2500 | 109.23 | 117.49 | 6 | 2.26
2025 | PJM_ROR_2_TVA_Transmission | PJM_ROR | TVA_Transmission | Internal | Summer | B6 | 300 | 2500 | 1326.02 | 109.06 | 115.06 | 6 | 0
2025 | PJM_ROR_2_TVA_Transmission | PJM_ROR | TVA_Transmission | Internal | Summer | B7 | 400 | 2500 | 2500 | 82.21 | 89.89 | 6 | 1.68
2025 | PJM_ROR_2_TVA_Transmission | PJM_ROR | TVA_Transmission | Internal | Summer | B8 | 500 | 2500 | 1579.94 | 72.07 | 78.07 | 6 | 0
2025 | PJM_ROR_2_TVA_Transmission | PJM_ROR | TVA_Transmission | Internal | Summer | B9 | 800 | 2500 | 782.36 | 68.89 | 74.89 | 6 | 0
2025 | PJM_ROR_2_TVA_Transmission | PJM_ROR | TVA_Transmission | Internal | Summer | B10 | 1262 | 2500 | 2500 | 61.18 | 70.75 | 6 | 3.57
2025 | PJM_ROR_2_TVA_Transmission | PJM_ROR | TVA_Transmission | Internal | Winter | B16 | 25 | 2500 | 2500 | 88.55 | 97.88 | 6 | 3.33
2025 | PJM_ROR_2_TVA_Transmission | PJM_ROR | TVA_Transmission | Internal | Winter | B17 | 100 | 2500 | 28.47 | 79.94 | 85.94 | 6 | 0
2025 | PJM_ROR_2_TVA_Transmission | PJM_ROR | TVA_Transmission | Internal | Winter | B18 | 400 | 2500 | 0 | 74.65 | 79.77 | 6 | 0
2025 | PJM_ROR_2_TVA_Transmission | PJM_ROR | TVA_Transmission | Internal | Winter | B19 | 700 | 2500 | 0 | 74.12 | 79.55 | 6 | 0
2025 | PJM_ROR_2_TVA_Transmission | PJM_ROR | TVA_Transmission | Internal | Winter | B20 | 935 | 2500 | 2500 | 64.63 | 71.62 | 6 | 0.99
2025 | PJM_ROR_2_VACAR | PJM_ROR | VACAR | Internal | Shoulder | B11 | 25 | 3000 | 3000 | 85.22 | 104.21 | 6 | 12.99
2025 | PJM_ROR_2_VACAR | PJM_ROR | VACAR | Internal | Shoulder | B12 | 200 | 3000 | 3000 | 75.22 | 88.3 | 6 | 7.08
2025 | PJM_ROR_2_VACAR | PJM_ROR | VACAR | Internal | Shoulder | B13 | 600 | 3000 | 2531.68 | 72.24 | 78.24 | 6 | 0
2025 | PJM_ROR_2_VACAR | PJM_ROR | VACAR | Internal | Shoulder | B14 | 900 | 3000 | 3000 | 70.06 | 76.23 | 6 | 0.17
2025 | PJM_ROR_2_VACAR | PJM_ROR | VACAR | Internal | Shoulder | B15 | 1203 | 3000 | 344.5 | 62 | 68 | 6 | 0
2025 | PJM_ROR_2_VACAR | PJM_ROR | VACAR | Internal | Summer | B1 | 10 | 3000 | 3000 | 450.16 | 751.19 | 6 | 295.03
2025 | PJM_ROR_2_VACAR | PJM_ROR | VACAR | Internal | Summer | B2 | 25 | 3000 | 3000 | 125.74 | 581.76 | 6 | 450.01
2025 | PJM_ROR_2_VACAR | PJM_ROR | VACAR | Internal | Summer | B3 | 75 | 3000 | 3000 | 115.52 | 134.21 | 6 | 12.69
2025 | PJM_ROR_2_VACAR | PJM_ROR | VACAR | Internal | Summer | B4 | 100 | 3000 | 3000 | 110.62 | 121.03 | 6 | 4.41
2025 | PJM_ROR_2_VACAR | PJM_ROR | VACAR | Internal | Summer | B5 | 200 | 3000 | 3000 | 109.23 | 121.03 | 6 | 5.79
2025 | PJM_ROR_2_VACAR | PJM_ROR | VACAR | Internal | Summer | B6 | 300 | 3000 | 3000 | 109.06 | 121.03 | 6 | 5.96
2025 | PJM_ROR_2_VACAR | PJM_ROR | VACAR | Internal | Summer | B7 | 400 | 3000 | 3000 | 82.21 | 98.89 | 6 | 10.68
2025 | PJM_ROR_2_VACAR | PJM_ROR | VACAR | Internal | Summer | B8 | 500 | 3000 | 3000 | 72.07 | 83.63 | 6 | 5.56
2025 | PJM_ROR_2_VACAR | PJM_ROR | VACAR | Internal | Summer | B9 | 800 | 3000 | 1633.97 | 68.89 | 74.89 | 6 | 0
2025 | PJM_ROR_2_VACAR | PJM_ROR | VACAR | Internal | Summer | B10 | 1262 | 3000 | 936.09 | 61.18 | 67.18 | 6 | 0
2025 | PJM_ROR_2_VACAR | PJM_ROR | VACAR | Internal | Winter | B16 | 25 | 3000 | 3000 | 88.55 | 131.88 | 6 | 37.33
2025 | PJM_ROR_2_VACAR | PJM_ROR | VACAR | Internal | Winter | B17 | 100 | 3000 | 3000 | 79.94 | 96.55 | 6 | 10.61
2025 | PJM_ROR_2_VACAR | PJM_ROR | VACAR | Internal | Winter | B18 | 400 | 3000 | 3000 | 74.65 | 83.63 | 6 | 2.97
2025 | PJM_ROR_2_VACAR | PJM_ROR | VACAR | Internal | Winter | B19 | 700 | 3000 | 3000 | 74.12 | 81.24 | 6 | 1.12
2025 | PJM_ROR_2_VACAR | PJM_ROR | VACAR | Internal | Winter | B20 | 935 | 3000 | 2204.69 | 64.63 | 70.63 | 6 | 0
2025 | PJM_ROM_2_NYISO_A-F | PJM_ROM | NYISO_A-F | Internal | Shoulder | B11 | 25 | 2000 | 0 | 85.21 | 65.85 | 6 | 0
2025 | PJM_ROM_2_NYISO_A-F | PJM_ROM | NYISO_A-F | Internal | Shoulder | B12 | 200 | 2000 | 0 | 75.23 | 65.85 | 6 | 0
2025 | PJM_ROM_2_NYISO_A-F | PJM_ROM | NYISO_A-F | Internal | Shoulder | B13 | 600 | 2000 | 0 | 72.26 | 65.85 | 6 | 0
2025 | PJM_ROM_2_NYISO_A-F | PJM_ROM | NYISO_A-F | Internal | Shoulder | B14 | 900 | 2000 | 0 | 70.07 | 65.85 | 6 | 0
2025 | PJM_ROM_2_NYISO_A-F | PJM_ROM | NYISO_A-F | Internal | Shoulder | B15 | 1203 | 2000 | 0 | 62.01 | 65.85 | 6 | 0
2025 | PJM_ROM_2_NYISO_A-F | PJM_ROM | NYISO_A-F | Internal | Summer | B1 | 10 | 2000 | 0 | 450.17 | 442.17 | 6 | 0
2025 | PJM_ROM_2_NYISO_A-F | PJM_ROM | NYISO_A-F | Internal | Summer | B2 | 25 | 2000 | 0 | 125.76 | 117.76 | 6 | 0
2025 | PJM_ROM_2_NYISO_A-F | PJM_ROM | NYISO_A-F | Internal | Summer | B3 | 75 | 2000 | 0 | 115.53 | 96.87 | 6 | 0
2025 | PJM_ROM_2_NYISO_A-F | PJM_ROM | NYISO_A-F | Internal | Summer | B4 | 100 | 2000 | 0 | 110.61 | 86.24 | 6 | 0
2025 | PJM_ROM_2_NYISO_A-F | PJM_ROM | NYISO_A-F | Internal | Summer | B5 | 200 | 2000 | 0 | 109.22 | 82.8 | 6 | 0
2025 | PJM_ROM_2_NYISO_A-F | PJM_ROM | NYISO_A-F | Internal | Summer | B6 | 300 | 2000 | 0 | 109.05 | 67.4 | 6 | 0
2025 | PJM_ROM_2_NYISO_A-F | PJM_ROM | NYISO_A-F | Internal | Summer | B7 | 400 | 2000 | 0 | 82.2 | 62.9 | 6 | 0
2025 | PJM_ROM_2_NYISO_A-F | PJM_ROM | NYISO_A-F | Internal | Summer | B8 | 500 | 2000 | 0 | 72.08 | 62.9 | 6 | 0
2025 | PJM_ROM_2_NYISO_A-F | PJM_ROM | NYISO_A-F | Internal | Summer | B9 | 800 | 2000 | 0 | 68.9 | 62.9 | 6 | 0
2025 | PJM_ROM_2_NYISO_A-F | PJM_ROM | NYISO_A-F | Internal | Summer | B10 | 1262 | 2000 | 0 | 61.19 | 62.9 | 6 | 0
2025 | PJM_ROM_2_NYISO_A-F | PJM_ROM | NYISO_A-F | Internal | Winter | B16 | 25 | 2000 | 0 | 88.56 | 67.82 | 6 | 0
2025 | PJM_ROM_2_NYISO_A-F | PJM_ROM | NYISO_A-F | Internal | Winter | B17 | 100 | 2000 | 0 | 79.96 | 66.63 | 6 | 0
2025 | PJM_ROM_2_NYISO_A-F | PJM_ROM | NYISO_A-F | Internal | Winter | B18 | 400 | 2000 | 0 | 74.67 | 66.63 | 6 | 0
2025 | PJM_ROM_2_NYISO_A-F | PJM_ROM | NYISO_A-F | Internal | Winter | B19 | 700 | 2000 | 0 | 74.35 | 66.63 | 6 | 0
2025 | PJM_ROM_2_NYISO_A-F | PJM_ROM | NYISO_A-F | Internal | Winter | B20 | 935 | 2000 | 0 | 64.64 | 66.63 | 6 | 0
2025 | PJM_ROM_2_PJM_E | PJM_ROM | PJM_E | Internal | Shoulder | B11 | 25 | 8000 | 0 | 85.21 | 85.19 | 0.01 | 0
2025 | PJM_ROM_2_PJM_E | PJM_ROM | PJM_E | Internal | Shoulder | B12 | 200 | 8000 | 0 | 75.23 | 75.22 | 0.01 | 0
2025 | PJM_ROM_2_PJM_E | PJM_ROM | PJM_E | Internal | Shoulder | B13 | 600 | 8000 | 0 | 72.26 | 72.24 | 0.01 | 0
2025 | PJM_ROM_2_PJM_E | PJM_ROM | PJM_E | Internal | Shoulder | B14 | 900 | 8000 | 0 | 70.07 | 70.06 | 0.01 | 0
2025 | PJM_ROM_2_PJM_E | PJM_ROM | PJM_E | Internal | Shoulder | B15 | 1203 | 8000 | 0 | 62.01 | 62 | 0.01 | 0
2025 | PJM_ROM_2_PJM_E | PJM_ROM | PJM_E | Internal | Summer | B1 | 10 | 8000 | 0.02 | 450.17 | 450.16 | 0.01 | 0
2025 | PJM_ROM_2_PJM_E | PJM_ROM | PJM_E | Internal | Summer | B2 | 25 | 8000 | 1179.61 | 125.76 | 125.77 | 0.01 | 0
2025 | PJM_ROM_2_PJM_E | PJM_ROM | PJM_E | Internal | Summer | B3 | 75 | 8000 | 0 | 115.53 | 115.52 | 0.01 | 0
2025 | PJM_ROM_2_PJM_E | PJM_ROM | PJM_E | Internal | Summer | B4 | 100 | 8000 | 0 | 110.61 | 110.59 | 0.01 | 0
2025 | PJM_ROM_2_PJM_E | PJM_ROM | PJM_E | Internal | Summer | B5 | 200 | 8000 | 0 | 109.22 | 109.21 | 0.01 | 0
2025 | PJM_ROM_2_PJM_E | PJM_ROM | PJM_E | Internal | Summer | B6 | 300 | 8000 | 0 | 109.05 | 105.03 | 0.01 | 0
2025 | PJM_ROM_2_PJM_E | PJM_ROM | PJM_E | Internal | Summer | B7 | 400 | 8000 | 0 | 82.2 | 82.19 | 0.01 | 0
2025 | PJM_ROM_2_PJM_E | PJM_ROM | PJM_E | Internal | Summer | B8 | 500 | 8000 | 0 | 72.08 | 72.07 | 0.01 | 0
2025 | PJM_ROM_2_PJM_E | PJM_ROM | PJM_E | Internal | Summer | B9 | 800 | 8000 | 0 | 68.9 | 68.89 | 0.01 | 0
2025 | PJM_ROM_2_PJM_E | PJM_ROM | PJM_E | Internal | Summer | B10 | 1262 | 8000 | 0 | 61.19 | 61.18 | 0.01 | 0
2025 | PJM_ROM_2_PJM_E | PJM_ROM | PJM_E | Internal | Winter | B16 | 25 | 8000 | 0 | 88.56 | 88.55 | 0.01 | 0
2025 | PJM_ROM_2_PJM_E | PJM_ROM | PJM_E | Internal | Winter | B17 | 100 | 8000 | 0 | 79.96 | 79.94 | 0.01 | 0
2025 | PJM_ROM_2_PJM_E | PJM_ROM | PJM_E | Internal | Winter | B18 | 400 | 8000 | 1981.68 | 74.67 | 74.68 | 0.01 | 0
2025 | PJM_ROM_2_PJM_E | PJM_ROM | PJM_E | Internal | Winter | B19 | 700 | 8000 | 849.49 | 74.35 | 74.36 | 0.01 | 0
2025 | PJM_ROM_2_PJM_E | PJM_ROM | PJM_E | Internal | Winter | B20 | 935 | 8000 | 1456.97 | 64.64 | 64.65 | 0.01 | 0
2025 | PJM_ROM_2_PJM_ROR | PJM_ROM | PJM_ROR | Internal | Shoulder | B11 | 25 | 8000 | 3289.55 | 85.21 | 85.22 | 0.01 | 0
2025 | PJM_ROM_2_PJM_ROR | PJM_ROM | PJM_ROR | Internal | Shoulder | B12 | 200 | 8000 | 0 | 75.23 | 75.22 | 0.01 | 0
2025 | PJM_ROM_2_PJM_ROR | PJM_ROM | PJM_ROR | Internal | Shoulder | B13 | 600 | 8000 | 0 | 72.26 | 72.24 | 0.01 | 0
2025 | PJM_ROM_2_PJM_ROR | PJM_ROM | PJM_ROR | Internal | Shoulder | B14 | 900 | 8000 | 0 | 70.07 | 70.06 | 0.01 | 0
2025 | PJM_ROM_2_PJM_ROR | PJM_ROM | PJM_ROR | Internal | Shoulder | B15 | 1203 | 8000 | 0 | 62.01 | 62 | 0.01 | 0
2025 | PJM_ROM_2_PJM_ROR | PJM_ROM | PJM_ROR | Internal | Summer | B1 | 10 | 8000 | 0.02 | 450.17 | 450.16 | 0.01 | 0
2025 | PJM_ROM_2_PJM_ROR | PJM_ROM | PJM_ROR | Internal | Summer | B2 | 25 | 8000 | 0 | 125.76 | 125.74 | 0.01 | 0
2025 | PJM_ROM_2_PJM_ROR | PJM_ROM | PJM_ROR | Internal | Summer | B3 | 75 | 8000 | 0 | 115.53 | 115.52 | 0.01 | 0
2025 | PJM_ROM_2_PJM_ROR | PJM_ROM | PJM_ROR | Internal | Summer | B4 | 100 | 8000 | 963.13 | 110.61 | 110.62 | 0.01 | 0
2025 | PJM_ROM_2_PJM_ROR | PJM_ROM | PJM_ROR | Internal | Summer | B5 | 200 | 8000 | 1954.47 | 109.22 | 109.23 | 0.01 | 0
2025 | PJM_ROM_2_PJM_ROR | PJM_ROM | PJM_ROR | Internal | Summer | B6 | 300 | 8000 | 4317.94 | 109.05 | 109.06 | 0.01 | 0
2025 | PJM_ROM_2_PJM_ROR | PJM_ROM | PJM_ROR | Internal | Summer | B7 | 400 | 8000 | 1910.04 | 82.2 | 82.21 | 0.01 | 0
2025 | PJM_ROM_2_PJM_ROR | PJM_ROM | PJM_ROR | Internal | Summer | B8 | 500 | 8000 | 0 | 72.08 | 72.07 | 0.01 | 0
2025 | PJM_ROM_2_PJM_ROR | PJM_ROM | PJM_ROR | Internal | Summer | B9 | 800 | 8000 | 0 | 68.9 | 68.89 | 0.01 | 0
2025 | PJM_ROM_2_PJM_ROR | PJM_ROM | PJM_ROR | Internal | Summer | B10 | 1262 | 8000 | 0 | 61.19 | 61.18 | 0.01 | 0
2025 | PJM_ROM_2_PJM_ROR | PJM_ROM | PJM_ROR | Internal | Winter | B16 | 25 | 8000 | 0 | 88.56 | 88.55 | 0.01 | 0
2025 | PJM_ROM_2_PJM_ROR | PJM_ROM | PJM_ROR | Internal | Winter | B17 | 100 | 8000 | 0 | 79.96 | 79.94 | 0.01 | 0
2025 | PJM_ROM_2_PJM_ROR | PJM_ROM | PJM_ROR | Internal | Winter | B18 | 400 | 8000 | 0 | 74.67 | 74.65 | 0.01 | 0
2025 | PJM_ROM_2_PJM_ROR | PJM_ROM | PJM_ROR | Internal | Winter | B19 | 700 | 8000 | 0 | 74.35 | 74.12 | 0.01 | 0
2025 | PJM_ROM_2_PJM_ROR | PJM_ROM | PJM_ROR | Internal | Winter | B20 | 935 | 8000 | 0 | 64.64 | 64.63 | 0.01 | 0
2025 | SOCO_2_ENT | SOCO | ENT | Internal | Shoulder | B11 | 25 | 2400 | 0 | 111.21 | 80.34 | 10 | 0
2025 | SOCO_2_ENT | SOCO | ENT | Internal | Shoulder | B12 | 200 | 2400 | 0 | 81.22 | 73.22 | 10 | 0
2025 | SOCO_2_ENT | SOCO | ENT | Internal | Shoulder | B13 | 600 | 2400 | 0 | 75.24 | 70.67 | 10 | 0
2025 | SOCO_2_ENT | SOCO | ENT | Internal | Shoulder | B14 | 900 | 2400 | 0 | 75.24 | 68.06 | 10 | 0
2025 | SOCO_2_ENT | SOCO | ENT | Internal | Shoulder | B15 | 1203 | 2400 | 0 | 72.59 | 61.62 | 10 | 0
2025 | SOCO_2_ENT | SOCO | ENT | Internal | Summer | B1 | 10 | 2400 | 0 | 741.19 | 117.65 | 10 | 0
2025 | SOCO_2_ENT | SOCO | ENT | Internal | Summer | B2 | 25 | 2400 | 0 | 571.76 | 119.74 | 10 | 0
2025 | SOCO_2_ENT | SOCO | ENT | Internal | Summer | B3 | 75 | 2400 | 0 | 129.67 | 119.74 | 10 | 0
2025 | SOCO_2_ENT | SOCO | ENT | Internal | Summer | B4 | 100 | 2400 | 0 | 121.63 | 113.63 | 10 | 0
2025 | SOCO_2_ENT | SOCO | ENT | Internal | Summer | B5 | 200 | 2400 | 0 | 118.02 | 109.49 | 10 | 0
2025 | SOCO_2_ENT | SOCO | ENT | Internal | Summer | B6 | 300 | 2400 | 0 | 118.02 | 107.08 | 10 | 0
2025 | SOCO_2_ENT | SOCO | ENT | Internal | Summer | B7 | 400 | 2400 | 0 | 98.89 | 81.89 | 10 | 0
2025 | SOCO_2_ENT | SOCO | ENT | Internal | Summer | B8 | 500 | 2400 | 0 | 87.07 | 74.07 | 10 | 0
2025 | SOCO_2_ENT | SOCO | ENT | Internal | Summer | B9 | 800 | 2400 | 0 | 76.09 | 71.61 | 10 | 0
2025 | SOCO_2_ENT | SOCO | ENT | Internal | Summer | B10 | 1262 | 2400 | 0 | 71.19 | 63.19 | 10 | 0
2025 | SOCO_2_ENT | SOCO | ENT | Internal | Winter | B16 | 25 | 2400 | 0 | 116.9 | 76.65 | 10 | 0
2025 | SOCO_2_ENT | SOCO | ENT | Internal | Winter | B17 | 100 | 2400 | 0 | 86.55 | 73.53 | 10 | 0
2025 | SOCO_2_ENT | SOCO | ENT | Internal | Winter | B18 | 400 | 2400 | 0 | 78 | 73.53 | 10 | 0
2025 | SOCO_2_ENT | SOCO | ENT | Internal | Winter | B19 | 700 | 2400 | 0 | 78 | 73.11 | 10 | 0
2025 | SOCO_2_ENT | SOCO | ENT | Internal | Winter | B20 | 935 | 2400 | 0 | 75.48 | 63.95 | 10 | 0
2025 | SOCO_2_FRCC | SOCO | FRCC | Internal | Shoulder | B11 | 25 | 3700 | 3700 | 111.21 | 123.22 | 10 | 2.01
2025 | SOCO_2_FRCC | SOCO | FRCC | Internal | Shoulder | B12 | 200 | 3700 | 0 | 81.22 | 83.28 | 10 | 0
2025 | SOCO_2_FRCC | SOCO | FRCC | Internal | Shoulder | B13 | 600 | 3700 | 0 | 75.24 | 81.22 | 10 | 0
2025 | SOCO_2_FRCC | SOCO | FRCC | Internal | Shoulder | B14 | 900 | 3700 | 0 | 75.24 | 77.82 | 10 | 0
2025 | SOCO_2_FRCC | SOCO | FRCC | Internal | Shoulder | B15 | 1203 | 3700 | 0 | 72.59 | 77.82 | 10 | 0
2025 | SOCO_2_FRCC | SOCO | FRCC | Internal | Summer | B1 | 10 | 3700 | 1592.29 | 741.19 | 751.19 | 10 | 0
2025 | SOCO_2_FRCC | SOCO | FRCC | Internal | Summer | B2 | 25 | 3700 | 2064.02 | 571.76 | 581.76 | 10 | 0
2025 | SOCO_2_FRCC | SOCO | FRCC | Internal | Summer | B3 | 75 | 3700 | 618.63 | 129.67 | 139.67 | 10 | 0
2025 | SOCO_2_FRCC | SOCO | FRCC | Internal | Summer | B4 | 100 | 3700 | 0 | 121.63 | 125.43 | 10 | 0
2025 | SOCO_2_FRCC | SOCO | FRCC | Internal | Summer | B5 | 200 | 3700 | 0 | 118.02 | 125.07 | 10 | 0
2025 | SOCO_2_FRCC | SOCO | FRCC | Internal | Summer | B6 | 300 | 3700 | 0 | 118.02 | 125.07 | 10 | 0
2025 | SOCO_2_FRCC | SOCO | FRCC | Internal | Summer | B7 | 400 | 3700 | 688.63 | 98.89 | 108.89 | 10 | 0
2025 | SOCO_2_FRCC | SOCO | FRCC | Internal | Summer | B8 | 500 | 3700 | 0 | 87.07 | 80.38 | 10 | 0
2025 | SOCO_2_FRCC | SOCO | FRCC | Internal | Summer | B9 | 800 | 3700 | 0 | 76.09 | 77.01 | 10 | 0
2025 | SOCO_2_FRCC | SOCO | FRCC | Internal | Summer | B10 | 1262 | 3700 | 0 | 71.19 | 77.01 | 10 | 0
2025 | SOCO_2_FRCC | SOCO | FRCC | Internal | Winter | B16 | 25 | 3700 | 143.64 | 116.9 | 126.9 | 10 | 0
2025 | SOCO_2_FRCC | SOCO | FRCC | Internal | Winter | B17 | 100 | 3700 | 0 | 86.55 | 83.78 | 10 | 0
2025 | SOCO_2_FRCC | SOCO | FRCC | Internal | Winter | B18 | 400 | 3700 | 0 | 78 | 82.68 | 10 | 0
2025 | SOCO_2_FRCC | SOCO | FRCC | Internal | Winter | B19 | 700 | 3700 | 0 | 78 | 80.28 | 10 | 0
2025 | SOCO_2_FRCC | SOCO | FRCC | Internal | Winter | B20 | 935 | 3700 | 0 | 75.48 | 80.28 | 10 | 0
2025 | SOCO_2_TVA_Transmission | SOCO | TVA_Transmission | Internal | Shoulder | B11 | 25 | 2600 | 0 | 111.21 | 95.21 | 10 | 0
2025 | SOCO_2_TVA_Transmission | SOCO | TVA_Transmission | Internal | Shoulder | B12 | 200 | 2600 | 0 | 81.22 | 81.22 | 10 | 0
2025 | SOCO_2_TVA_Transmission | SOCO | TVA_Transmission | Internal | Shoulder | B13 | 600 | 2600 | 0 | 75.24 | 77.07 | 10 | 0
2025 | SOCO_2_TVA_Transmission | SOCO | TVA_Transmission | Internal | Shoulder | B14 | 900 | 2600 | 0 | 75.24 | 76.06 | 10 | 0
2025 | SOCO_2_TVA_Transmission | SOCO | TVA_Transmission | Internal | Shoulder | B15 | 1203 | 2600 | 0 | 72.59 | 69.62 | 10 | 0
2025 | SOCO_2_TVA_Transmission | SOCO | TVA_Transmission | Internal | Summer | B1 | 10 | 2600 | 0 | 741.19 | 464.18 | 10 | 0
2025 | SOCO_2_TVA_Transmission | SOCO | TVA_Transmission | Internal | Summer | B2 | 25 | 2600 | 0 | 571.76 | 143.73 | 10 | 0
2025 | SOCO_2_TVA_Transmission | SOCO | TVA_Transmission | Internal | Summer | B3 | 75 | 2600 | 0 | 129.67 | 125.21 | 10 | 0
2025 | SOCO_2_TVA_Transmission | SOCO | TVA_Transmission | Internal | Summer | B4 | 100 | 2600 | 0 | 121.63 | 120.63 | 10 | 0
2025 | SOCO_2_TVA_Transmission | SOCO | TVA_Transmission | Internal | Summer | B5 | 200 | 2600 | 0 | 118.02 | 117.49 | 10 | 0
2025 | SOCO_2_TVA_Transmission | SOCO | TVA_Transmission | Internal | Summer | B6 | 300 | 2600 | 0 | 118.02 | 115.06 | 10 | 0
2025 | SOCO_2_TVA_Transmission | SOCO | TVA_Transmission | Internal | Summer | B7 | 400 | 2600 | 0 | 98.89 | 89.89 | 10 | 0
2025 | SOCO_2_TVA_Transmission | SOCO | TVA_Transmission | Internal | Summer | B8 | 500 | 2600 | 0 | 87.07 | 78.07 | 10 | 0
2025 | SOCO_2_TVA_Transmission | SOCO | TVA_Transmission | Internal | Summer | B9 | 800 | 2600 | 0 | 76.09 | 74.89 | 10 | 0
2025 | SOCO_2_TVA_Transmission | SOCO | TVA_Transmission | Internal | Summer | B10 | 1262 | 2600 | 0 | 71.19 | 70.75 | 10 | 0
2025 | SOCO_2_TVA_Transmission | SOCO | TVA_Transmission | Internal | Winter | B16 | 25 | 2600 | 0 | 116.9 | 97.88 | 10 | 0
2025 | SOCO_2_TVA_Transmission | SOCO | TVA_Transmission | Internal | Winter | B17 | 100 | 2600 | 0 | 86.55 | 85.94 | 10 | 0
2025 | SOCO_2_TVA_Transmission | SOCO | TVA_Transmission | Internal | Winter | B18 | 400 | 2600 | 0 | 78 | 79.77 | 10 | 0
2025 | SOCO_2_TVA_Transmission | SOCO | TVA_Transmission | Internal | Winter | B19 | 700 | 2600 | 0 | 78 | 79.55 | 10 | 0
2025 | SOCO_2_TVA_Transmission | SOCO | TVA_Transmission | Internal | Winter | B20 | 935 | 2600 | 0 | 75.48 | 71.62 | 10 | 0
2025 | SOCO_2_VACAR | SOCO | VACAR | Internal | Shoulder | B11 | 25 | 2000 | 0 | 111.21 | 104.21 | 10 | 0
2025 | SOCO_2_VACAR | SOCO | VACAR | Internal | Shoulder | B12 | 200 | 2000 | 0 | 81.22 | 88.3 | 10 | 0
2025 | SOCO_2_VACAR | SOCO | VACAR | Internal | Shoulder | B13 | 600 | 2000 | 0 | 75.24 | 78.24 | 10 | 0
2025 | SOCO_2_VACAR | SOCO | VACAR | Internal | Shoulder | B14 | 900 | 2000 | 0 | 75.24 | 76.23 | 10 | 0
2025 | SOCO_2_VACAR | SOCO | VACAR | Internal | Shoulder | B15 | 1203 | 2000 | 0 | 72.59 | 68 | 10 | 0
2025 | SOCO_2_VACAR | SOCO | VACAR | Internal | Summer | B1 | 10 | 2000 | 785.44 | 741.19 | 751.19 | 10 | 0
2025 | SOCO_2_VACAR | SOCO | VACAR | Internal | Summer | B2 | 25 | 2000 | 1445.02 | 571.76 | 581.76 | 10 | 0
2025 | SOCO_2_VACAR | SOCO | VACAR | Internal | Summer | B3 | 75 | 2000 | 0 | 129.67 | 134.21 | 10 | 0
2025 | SOCO_2_VACAR | SOCO | VACAR | Internal | Summer | B4 | 100 | 2000 | 0 | 121.63 | 121.03 | 10 | 0
2025 | SOCO_2_VACAR | SOCO | VACAR | Internal | Summer | B5 | 200 | 2000 | 0 | 118.02 | 121.03 | 10 | 0
2025 | SOCO_2_VACAR | SOCO | VACAR | Internal | Summer | B6 | 300 | 2000 | 0 | 118.02 | 121.03 | 10 | 0
2025 | SOCO_2_VACAR | SOCO | VACAR | Internal | Summer | B7 | 400 | 2000 | 0 | 98.89 | 98.89 | 10 | 0
2025 | SOCO_2_VACAR | SOCO | VACAR | Internal | Summer | B8 | 500 | 2000 | 0 | 87.07 | 83.63 | 10 | 0
2025 | SOCO_2_VACAR | SOCO | VACAR | Internal | Summer | B9 | 800 | 2000 | 0 | 76.09 | 74.89 | 10 | 0
2025 | SOCO_2_VACAR | SOCO | VACAR | Internal | Summer | B10 | 1262 | 2000 | 0 | 71.19 | 67.18 | 10 | 0
2025 | SOCO_2_VACAR | SOCO | VACAR | Internal | Winter | B16 | 25 | 2000 | 2000 | 116.9 | 131.88 | 10 | 4.97
2025 | SOCO_2_VACAR | SOCO | VACAR | Internal | Winter | B17 | 100 | 2000 | 1240.08 | 86.55 | 96.55 | 10 | 0
2025 | SOCO_2_VACAR | SOCO | VACAR | Internal | Winter | B18 | 400 | 2000 | 0 | 78 | 83.63 | 10 | 0
2025 | SOCO_2_VACAR | SOCO | VACAR | Internal | Winter | B19 | 700 | 2000 | 0 | 78 | 81.24 | 10 | 0
2025 | SOCO_2_VACAR | SOCO | VACAR | Internal | Winter | B20 | 935 | 2000 | 0 | 75.48 | 70.63 | 10 | 0
2025 | SPP_N_2_ENT | SPP_N | ENT | Internal | Shoulder | B11 | 25 | 7346 | 2527.62 | 75.34 | 80.34 | 5 | 0
2025 | SPP_N_2_ENT | SPP_N | ENT | Internal | Shoulder | B12 | 200 | 7346 | 4073.72 | 68.22 | 73.22 | 5 | 0
2025 | SPP_N_2_ENT | SPP_N | ENT | Internal | Shoulder | B13 | 600 | 7346 | 6484.29 | 65.67 | 70.67 | 5 | 0
2025 | SPP_N_2_ENT | SPP_N | ENT | Internal | Shoulder | B14 | 900 | 7346 | 7346 | 55.38 | 68.06 | 5 | 7.68
2025 | SPP_N_2_ENT | SPP_N | ENT | Internal | Shoulder | B15 | 1203 | 7346 | 7346 | 0.01 | 61.62 | 5 | 56.61
2025 | SPP_N_2_ENT | SPP_N | ENT | Internal | Summer | B1 | 10 | 7346 | 7346 | 77.57 | 117.65 | 5 | 35.08
2025 | SPP_N_2_ENT | SPP_N | ENT | Internal | Summer | B2 | 25 | 7346 | 3178.6 | 114.74 | 119.74 | 5 | 0
2025 | SPP_N_2_ENT | SPP_N | ENT | Internal | Summer | B3 | 75 | 7346 | 2121.55 | 114.74 | 119.74 | 5 | 0
2025 | SPP_N_2_ENT | SPP_N | ENT | Internal | Summer | B4 | 100 | 7346 | 3672.61 | 108.63 | 113.63 | 5 | 0
2025 | SPP_N_2_ENT | SPP_N | ENT | Internal | Summer | B5 | 200 | 7346 | 2120.03 | 104.49 | 109.49 | 5 | 0
2025 | SPP_N_2_ENT | SPP_N | ENT | Internal | Summer | B6 | 300 | 7346 | 177.62 | 102.08 | 107.08 | 5 | 0
2025 | SPP_N_2_ENT | SPP_N | ENT | Internal | Summer | B7 | 400 | 7346 | 3058.71 | 76.89 | 81.89 | 5 | 0
2025 | SPP_N_2_ENT | SPP_N | ENT | Internal | Summer | B8 | 500 | 7346 | 2573.65 | 69.07 | 74.07 | 5 | 0
2025 | SPP_N_2_ENT | SPP_N | ENT | Internal | Summer | B9 | 800 | 7346 | 3733.78 | 66.61 | 71.61 | 5 | 0
2025 | SPP_N_2_ENT | SPP_N | ENT | Internal | Summer | B10 | 1262 | 7346 | 7346 | 58.18 | 63.19 | 5 | 0.01
2025 | SPP_N_2_ENT | SPP_N | ENT | Internal | Winter | B16 | 25 | 7346 | 7346 | 68.1 | 76.65 | 5 | 3.55
2025 | SPP_N_2_ENT | SPP_N | ENT | Internal | Winter | B17 | 100 | 7346 | 7345.99 | 68.52 | 73.53 | 5 | 0.01
2025 | SPP_N_2_ENT | SPP_N | ENT | Internal | Winter | B18 | 400 | 7346 | 5712.85 | 68.53 | 73.53 | 5 | 0
2025 | SPP_N_2_ENT | SPP_N | ENT | Internal | Winter | B19 | 700 | 7346 | 7346 | 68.1 | 73.11 | 5 | 0.01
2025 | SPP_N_2_ENT | SPP_N | ENT | Internal | Winter | B20 | 935 | 7346 | 7346 | 39 | 63.95 | 5 | 19.95
2025 | SPP_N_2_MISO_MO-IL | SPP_N | MISO_MO-IL | Internal | Shoulder | B11 | 25 | 3954 | 3954 | 75.34 | 87.21 | 5 | 6.87
2025 | SPP_N_2_MISO_MO-IL | SPP_N | MISO_MO-IL | Internal | Shoulder | B12 | 200 | 3954 | 3954 | 68.22 | 74.39 | 5 | 1.17
2025 | SPP_N_2_MISO_MO-IL | SPP_N | MISO_MO-IL | Internal | Shoulder | B13 | 600 | 3954 | 3758.64 | 65.67 | 70.67 | 5 | 0
2025 | SPP_N_2_MISO_MO-IL | SPP_N | MISO_MO-IL | Internal | Shoulder | B14 | 900 | 3954 | 3954 | 55.38 | 68.06 | 5 | 7.68
2025 | SPP_N_2_MISO_MO-IL | SPP_N | MISO_MO-IL | Internal | Shoulder | B15 | 1203 | 3954 | 3954 | 0.01 | 61.62 | 5 | 56.61
2025 | SPP_N_2_MISO_MO-IL | SPP_N | MISO_MO-IL | Internal | Summer | B1 | 10 | 3954 | 3954 | 77.57 | 448.17 | 5 | 365.6
2025 | SPP_N_2_MISO_MO-IL | SPP_N | MISO_MO-IL | Internal | Summer | B2 | 25 | 3954 | 3954 | 114.74 | 127.74 | 5 | 8
2025 | SPP_N_2_MISO_MO-IL | SPP_N | MISO_MO-IL | Internal | Summer | B3 | 75 | 3954 | 0 | 114.74 | 117.21 | 5 | 0
2025 | SPP_N_2_MISO_MO-IL | SPP_N | MISO_MO-IL | Internal | Summer | B4 | 100 | 3954 | 0 | 108.63 | 112.63 | 5 | 0
2025 | SPP_N_2_MISO_MO-IL | SPP_N | MISO_MO-IL | Internal | Summer | B5 | 200 | 3954 | 1579.71 | 104.49 | 109.49 | 5 | 0
2025 | SPP_N_2_MISO_MO-IL | SPP_N | MISO_MO-IL | Internal | Summer | B6 | 300 | 3954 | 3367.27 | 102.08 | 107.08 | 5 | 0
2025 | SPP_N_2_MISO_MO-IL | SPP_N | MISO_MO-IL | Internal | Summer | B7 | 400 | 3954 | 2696.34 | 76.89 | 81.89 | 5 | 0
2025 | SPP_N_2_MISO_MO-IL | SPP_N | MISO_MO-IL | Internal | Summer | B8 | 500 | 3954 | 1943.49 | 69.07 | 74.07 | 5 | 0
2025 | SPP_N_2_MISO_MO-IL | SPP_N | MISO_MO-IL | Internal | Summer | B9 | 800 | 3954 | 0 | 66.61 | 70.89 | 5 | 0
2025 | SPP_N_2_MISO_MO-IL | SPP_N | MISO_MO-IL | Internal | Summer | B10 | 1262 | 3954 | 338.5 | 58.18 | 63.18 | 5 | 0
2025 | SPP_N_2_MISO_MO-IL | SPP_N | MISO_MO-IL | Internal | Winter | B16 | 25 | 3954 | 3954 | 68.1 | 86.55 | 5 | 13.45
2025 | SPP_N_2_MISO_MO-IL | SPP_N | MISO_MO-IL | Internal | Winter | B17 | 100 | 3954 | 3954 | 68.52 | 77.94 | 5 | 4.42
2025 | SPP_N_2_MISO_MO-IL | SPP_N | MISO_MO-IL | Internal | Winter | B18 | 400 | 3954 | 3690.55 | 68.53 | 73.53 | 5 | 0
2025 | SPP_N_2_MISO_MO-IL | SPP_N | MISO_MO-IL | Internal | Winter | B19 | 700 | 3954 | 3099.57 | 68.1 | 73.1 | 5 | 0
2025 | SPP_N_2_MISO_MO-IL | SPP_N | MISO_MO-IL | Internal | Winter | B20 | 935 | 3954 | 3954 | 39 | 63.62 | 5 | 19.63
2025 | SPP_N_2_MISO_W | SPP_N | MISO_W | Internal | Shoulder | B11 | 25 | 1000 | 1000 | 75.34 | 83.22 | 5 | 2.88
2025 | SPP_N_2_MISO_W | SPP_N | MISO_W | Internal | Shoulder | B12 | 200 | 1000 | 13.21 | 68.22 | 73.22 | 5 | 0
2025 | SPP_N_2_MISO_W | SPP_N | MISO_W | Internal | Shoulder | B13 | 600 | 1000 | 0 | 65.67 | 70.24 | 5 | 0
2025 | SPP_N_2_MISO_W | SPP_N | MISO_W | Internal | Shoulder | B14 | 900 | 1000 | 1000 | 55.38 | 67.37 | 5 | 6.99
2025 | SPP_N_2_MISO_W | SPP_N | MISO_W | Internal | Shoulder | B15 | 1203 | 1000 | 1000 | 0.01 | 12.09 | 5 | 7.08
2025 | SPP_N_2_MISO_W | SPP_N | MISO_W | Internal | Summer | B1 | 10 | 1000 | 1000 | 77.57 | 448.16 | 5 | 365.58
2025 | SPP_N_2_MISO_W | SPP_N | MISO_W | Internal | Summer | B2 | 25 | 1000 | 1000 | 114.74 | 123.74 | 5 | 4
2025 | SPP_N_2_MISO_W | SPP_N | MISO_W | Internal | Summer | B3 | 75 | 1000 | 0 | 114.74 | 113.52 | 5 | 0
2025 | SPP_N_2_MISO_W | SPP_N | MISO_W | Internal | Summer | B4 | 100 | 1000 | 0 | 108.63 | 108.62 | 5 | 0
2025 | SPP_N_2_MISO_W | SPP_N | MISO_W | Internal | Summer | B5 | 200 | 1000 | 0 | 104.49 | 107.23 | 5 | 0
2025 | SPP_N_2_MISO_W | SPP_N | MISO_W | Internal | Summer | B6 | 300 | 1000 | 0 | 102.08 | 107.06 | 5 | 0
2025 | SPP_N_2_MISO_W | SPP_N | MISO_W | Internal | Summer | B7 | 400 | 1000 | 0 | 76.89 | 80.21 | 5 | 0
2025 | SPP_N_2_MISO_W | SPP_N | MISO_W | Internal | Summer | B8 | 500 | 1000 | 0 | 69.07 | 70.07 | 5 | 0
2025 | SPP_N_2_MISO_W | SPP_N | MISO_W | Internal | Summer | B9 | 800 | 1000 | 0 | 66.61 | 66.89 | 5 | 0
2025 | SPP_N_2_MISO_W | SPP_N | MISO_W | Internal | Summer | B10 | 1262 | 1000 | 0 | 58.18 | 59.18 | 5 | 0
2025 | SPP_N_2_MISO_W | SPP_N | MISO_W | Internal | Winter | B16 | 25 | 1000 | 0 | 68.1 | 11.36 | 5 | 0
2025 | SPP_N_2_MISO_W | SPP_N | MISO_W | Internal | Winter | B17 | 100 | 1000 | 0 | 68.52 | 61.52 | 5 | 0
2025 | SPP_N_2_MISO_W | SPP_N | MISO_W | Internal | Winter | B18 | 400 | 1000 | 0 | 68.53 | 72.12 | 5 | 0
2025 | SPP_N_2_MISO_W | SPP_N | MISO_W | Internal | Winter | B19 | 700 | 1000 | 0 | 68.1 | 72.12 | 5 | 0
2025 | SPP_N_2_MISO_W | SPP_N | MISO_W | Internal | Winter | B20 | 935 | 1000 | 1000 | 39 | 50.98 | 5 | 6.99
2025 | SPP_N_2_NE | SPP_N | NE | Internal | Shoulder | B11 | 25 | 384 | 384 | 75.34 | 78.22 | 0.01 | 2.87
2025 | SPP_N_2_NE | SPP_N | NE | Internal | Shoulder | B12 | 200 | 384 | 0 | 68.22 | 68.21 | 0.01 | 0
2025 | SPP_N_2_NE | SPP_N | NE | Internal | Shoulder | B13 | 600 | 384 | 0 | 65.67 | 65.24 | 0.01 | 0
2025 | SPP_N_2_NE | SPP_N | NE | Internal | Shoulder | B14 | 900 | 384 | 0 | 55.38 | 55.37 | 0.01 | 0
2025 | SPP_N_2_NE | SPP_N | NE | Internal | Shoulder | B15 | 1203 | 384 | 384 | 0.01 | 0.09 | 0.01 | 0.07
2025 | SPP_N_2_NE | SPP_N | NE | Internal | Summer | B1 | 10 | 384 | 384 | 77.57 | 443.16 | 0.01 | 365.57
2025 | SPP_N_2_NE | SPP_N | NE | Internal | Summer | B2 | 25 | 384 | 0 | 114.74 | 114.73 | 0.01 | 0
2025 | SPP_N_2_NE | SPP_N | NE | Internal | Summer | B3 | 75 | 384 | 0 | 114.74 | 113.52 | 0.01 | 0
2025 | SPP_N_2_NE | SPP_N | NE | Internal | Summer | B4 | 100 | 384 | 0 | 108.63 | 108.62 | 0.01 | 0
2025 | SPP_N_2_NE | SPP_N | NE | Internal | Summer | B5 | 200 | 384 | 0 | 104.49 | 104.48 | 0.01 | 0
2025 | SPP_N_2_NE | SPP_N | NE | Internal | Summer | B6 | 300 | 384 | 0 | 102.08 | 102.06 | 0.01 | 0
2025 | SPP_N_2_NE | SPP_N | NE | Internal | Summer | B7 | 400 | 384 | 0 | 76.89 | 75.21 | 0.01 | 0
2025 | SPP_N_2_NE | SPP_N | NE | Internal | Summer | B8 | 500 | 384 | 0 | 69.07 | 65.07 | 0.01 | 0
2025 | SPP_N_2_NE | SPP_N | NE | Internal | Summer | B9 | 800 | 384 | 0 | 66.61 | 61.89 | 0.01 | 0
2025 | SPP_N_2_NE | SPP_N | NE | Internal | Summer | B10 | 1262 | 384 | 0 | 58.18 | 54.18 | 0.01 | 0
2025 | SPP_N_2_NE | SPP_N | NE | Internal | Winter | B16 | 25 | 384 | 0 | 68.1 | 6.36 | 0.01 | 0
2025 | SPP_N_2_NE | SPP_N | NE | Internal | Winter | B17 | 100 | 384 | 0 | 68.52 | 56.52 | 0.01 | 0
2025 | SPP_N_2_NE | SPP_N | NE | Internal | Winter | B18 | 400 | 384 | 0 | 68.53 | 67.12 | 0.01 | 0
2025 | SPP_N_2_NE | SPP_N | NE | Internal | Winter | B19 | 700 | 384 | 0 | 68.1 | 67.12 | 0.01 | 0
2025 | SPP_N_2_NE | SPP_N | NE | Internal | Winter | B20 | 935 | 384 | 0 | 39 | 38.98 | 0.01 | 0
2025 | SPP_N_2_SPP_S | SPP_N | SPP_S | Internal | Shoulder | B11 | 25 | 4000 | 0 | 75.34 | 75.33 | 0.01 | 0
2025 | SPP_N_2_SPP_S | SPP_N | SPP_S | Internal | Shoulder | B12 | 200 | 4000 | 0 | 68.22 | 68.22 | 0.01 | 0
2025 | SPP_N_2_SPP_S | SPP_N | SPP_S | Internal | Shoulder | B13 | 600 | 4000 | 0 | 65.67 | 65.67 | 0.01 | 0
2025 | SPP_N_2_SPP_S | SPP_N | SPP_S | Internal | Shoulder | B14 | 900 | 4000 | 0 | 55.38 | 55.37 | 0.01 | 0
2025 | SPP_N_2_SPP_S | SPP_N | SPP_S | Internal | Shoulder | B15 | 1203 | 4000 | 0 | 0.01 | 0.01 | 0.01 | 0
2025 | SPP_N_2_SPP_S | SPP_N | SPP_S | Internal | Summer | B1 | 10 | 4000 | 0 | 77.57 | 69.08 | 0.01 | 0
2025 | SPP_N_2_SPP_S | SPP_N | SPP_S | Internal | Summer | B2 | 25 | 4000 | 0 | 114.74 | 113.45 | 0.01 | 0
2025 | SPP_N_2_SPP_S | SPP_N | SPP_S | Internal | Summer | B3 | 75 | 4000 | 0 | 114.74 | 114.74 | 0.01 | 0
2025 | SPP_N_2_SPP_S | SPP_N | SPP_S | Internal | Summer | B4 | 100 | 4000 | 0 | 108.63 | 108.63 | 0.01 | 0
2025 | SPP_N_2_SPP_S | SPP_N | SPP_S | Internal | Summer | B5 | 200 | 4000 | 0 | 104.49 | 104.49 | 0.01 | 0
2025 | SPP_N_2_SPP_S | SPP_N | SPP_S | Internal | Summer | B6 | 300 | 4000 | 0 | 102.08 | 102.08 | 0.01 | 0
2025 | SPP_N_2_SPP_S | SPP_N | SPP_S | Internal | Summer | B7 | 400 | 4000 | 0 | 76.89 | 76.89 | 0.01 | 0
2025 | SPP_N_2_SPP_S | SPP_N | SPP_S | Internal | Summer | B8 | 500 | 4000 | 2325.1 | 69.07 | 69.08 | 0.01 | 0
2025 | SPP_N_2_SPP_S | SPP_N | SPP_S | Internal | Summer | B9 | 800 | 4000 | 4000 | 66.61 | 68.93 | 0.01 | 2.3
2025 | SPP_N_2_SPP_S | SPP_N | SPP_S | Internal | Summer | B10 | 1262 | 4000 | 3837.29 | 58.18 | 58.19 | 0.01 | 0
2025 | SPP_N_2_SPP_S | SPP_N | SPP_S | Internal | Winter | B16 | 25 | 4000 | 3467.12 | 68.1 | 68.11 | 0.01 | 0
2025 | SPP_N_2_SPP_S | SPP_N | SPP_S | Internal | Winter | B17 | 100 | 4000 | 1541.37 | 68.52 | 68.53 | 0.01 | 0
2025 | SPP_N_2_SPP_S | SPP_N | SPP_S | Internal | Winter | B18 | 400 | 4000 | 0 | 68.53 | 68.53 | 0.01 | 0
2025 | SPP_N_2_SPP_S | SPP_N | SPP_S | Internal | Winter | B19 | 700 | 4000 | 351.61 | 68.1 | 68.11 | 0.01 | 0
2025 | SPP_N_2_SPP_S | SPP_N | SPP_S | Internal | Winter | B20 | 935 | 4000 | 1566.88 | 39 | 39.01 | 0.01 | 0
2025 | SPP_S_2_ENT | SPP_S | ENT | Internal | Shoulder | B11 | 25 | 4280 | 4279.99 | 75.33 | 80.34 | 5 | 0.01
2025 | SPP_S_2_ENT | SPP_S | ENT | Internal | Shoulder | B12 | 200 | 4280 | 287.74 | 68.22 | 73.22 | 5 | 0
2025 | SPP_S_2_ENT | SPP_S | ENT | Internal | Shoulder | B13 | 600 | 4280 | 1077.69 | 65.67 | 70.67 | 5 | 0
2025 | SPP_S_2_ENT | SPP_S | ENT | Internal | Shoulder | B14 | 900 | 4280 | 4280 | 55.37 | 68.06 | 5 | 7.7
2025 | SPP_S_2_ENT | SPP_S | ENT | Internal | Shoulder | B15 | 1203 | 4280 | 4280 | 0.01 | 61.62 | 5 | 56.61
2025 | SPP_S_2_ENT | SPP_S | ENT | Internal | Summer | B1 | 10 | 4280 | 4280 | 69.08 | 117.65 | 5 | 43.57
2025 | SPP_S_2_ENT | SPP_S | ENT | Internal | Summer | B2 | 25 | 4280 | 4280 | 113.45 | 119.74 | 5 | 1.29
2025 | SPP_S_2_ENT | SPP_S | ENT | Internal | Summer | B3 | 75 | 4280 | 1972.77 | 114.74 | 119.74 | 5 | 0
2025 | SPP_S_2_ENT | SPP_S | ENT | Internal | Summer | B4 | 100 | 4280 | 744.81 | 108.63 | 113.63 | 5 | 0
2025 | SPP_S_2_ENT | SPP_S | ENT | Internal | Summer | B5 | 200 | 4280 | 3775.89 | 104.49 | 109.49 | 5 | 0
2025 | SPP_S_2_ENT | SPP_S | ENT | Internal | Summer | B6 | 300 | 4280 | 3893.42 | 102.08 | 107.08 | 5 | 0
2025 | SPP_S_2_ENT | SPP_S | ENT | Internal | Summer | B7 | 400 | 4280 | 897.54 | 76.89 | 81.89 | 5 | 0
2025 | SPP_S_2_ENT | SPP_S | ENT | Internal | Summer | B8 | 500 | 4280 | 0 | 69.08 | 74.07 | 5 | 0
2025 | SPP_S_2_ENT | SPP_S | ENT | Internal | Summer | B9 | 800 | 4280 | 0 | 68.93 | 71.61 | 5 | 0
2025 | SPP_S_2_ENT | SPP_S | ENT | Internal | Summer | B10 | 1262 | 4280 | 2564.58 | 58.19 | 63.19 | 5 | 0
2025 | SPP_S_2_ENT | SPP_S | ENT | Internal | Winter | B16 | 25 | 4280 | 4280 | 68.11 | 76.65 | 5 | 3.54
2025 | SPP_S_2_ENT | SPP_S | ENT | Internal | Winter | B17 | 100 | 4280 | 2907.41 | 68.53 | 73.53 | 5 | 0
2025 | SPP_S_2_ENT | SPP_S | ENT | Internal | Winter | B18 | 400 | 4280 | 656.02 | 68.53 | 73.53 | 5 | 0
2025 | SPP_S_2_ENT | SPP_S | ENT | Internal | Winter | B19 | 700 | 4280 | 1492.54 | 68.11 | 73.11 | 5 | 0
2025 | SPP_S_2_ENT | SPP_S | ENT | Internal | Winter | B20 | 935 | 4280 | 4280 | 39.01 | 63.95 | 5 | 19.94
2025 | SPP_S_2_SPP_N | SPP_S | SPP_N | Internal | Shoulder | B11 | 25 | 640 | 441 | 75.33 | 75.34 | 0.01 | 0
2025 | SPP_S_2_SPP_N | SPP_S | SPP_N | Internal | Shoulder | B12 | 200 | 640 | 0 | 68.22 | 68.22 | 0.01 | 0
2025 | SPP_S_2_SPP_N | SPP_S | SPP_N | Internal | Shoulder | B13 | 600 | 640 | 0 | 65.67 | 65.67 | 0.01 | 0
2025 | SPP_S_2_SPP_N | SPP_S | SPP_N | Internal | Shoulder | B14 | 900 | 640 | 201.05 | 55.37 | 55.38 | 0.01 | 0
2025 | SPP_S_2_SPP_N | SPP_S | SPP_N | Internal | Shoulder | B15 | 1203 | 640 | 0 | 0.01 | 0.01 | 0.01 | 0
2025 | SPP_S_2_SPP_N | SPP_S | SPP_N | Internal | Summer | B1 | 10 | 640 | 640 | 69.08 | 77.57 | 0.01 | 8.48
2025 | SPP_S_2_SPP_N | SPP_S | SPP_N | Internal | Summer | B2 | 25 | 640 | 640 | 113.45 | 114.74 | 0.01 | 1.28
2025 | SPP_S_2_SPP_N | SPP_S | SPP_N | Internal | Summer | B3 | 75 | 640 | 0 | 114.74 | 114.74 | 0.01 | 0
2025 | SPP_S_2_SPP_N | SPP_S | SPP_N | Internal | Summer | B4 | 100 | 640 | 0 | 108.63 | 108.63 | 0.01 | 0
2025 | SPP_S_2_SPP_N | SPP_S | SPP_N | Internal | Summer | B5 | 200 | 640 | 0 | 104.49 | 104.49 | 0.01 | 0
2025 | SPP_S_2_SPP_N | SPP_S | SPP_N | Internal | Summer | B6 | 300 | 640 | 0 | 102.08 | 102.08 | 0.01 | 0
2025 | SPP_S_2_SPP_N | SPP_S | SPP_N | Internal | Summer | B7 | 400 | 640 | 0 | 76.89 | 76.89 | 0.01 | 0
2025 | SPP_S_2_SPP_N | SPP_S | SPP_N | Internal | Summer | B8 | 500 | 640 | 0 | 69.08 | 69.07 | 0.01 | 0
2025 | SPP_S_2_SPP_N | SPP_S | SPP_N | Internal | Summer | B9 | 800 | 640 | 0 | 68.93 | 66.61 | 0.01 | 0
2025 | SPP_S_2_SPP_N | SPP_S | SPP_N | Internal | Summer | B10 | 1262 | 640 | 0 | 58.19 | 58.18 | 0.01 | 0
2025 | SPP_S_2_SPP_N | SPP_S | SPP_N | Internal | Winter | B16 | 25 | 640 | 0 | 68.11 | 68.1 | 0.01 | 0
2025 | SPP_S_2_SPP_N | SPP_S | SPP_N | Internal | Winter | B17 | 100 | 640 | 0 | 68.53 | 68.52 | 0.01 | 0
2025 | SPP_S_2_SPP_N | SPP_S | SPP_N | Internal | Winter | B18 | 400 | 640 | 0 | 68.53 | 68.53 | 0.01 | 0
2025 | SPP_S_2_SPP_N | SPP_S | SPP_N | Internal | Winter | B19 | 700 | 640 | 0 | 68.11 | 68.1 | 0.01 | 0
2025 | SPP_S_2_SPP_N | SPP_S | SPP_N | Internal | Winter | B20 | 935 | 640 | 0 | 39.01 | 39 | 0.01 | 0
2025 | TVA_2_ENT | TVA | ENT | Internal | Shoulder | B11 | 25 | 500 | 0 | 95.22 | 80.34 | 9 | 0
2025 | TVA_2_ENT | TVA | ENT | Internal | Shoulder | B12 | 200 | 500 | 0 | 81.23 | 73.22 | 9 | 0
2025 | TVA_2_ENT | TVA | ENT | Internal | Shoulder | B13 | 600 | 500 | 0 | 76.46 | 70.67 | 9 | 0
2025 | TVA_2_ENT | TVA | ENT | Internal | Shoulder | B14 | 900 | 500 | 0 | 76.07 | 68.06 | 9 | 0
2025 | TVA_2_ENT | TVA | ENT | Internal | Shoulder | B15 | 1203 | 500 | 0 | 69.63 | 61.62 | 9 | 0
2025 | TVA_2_ENT | TVA | ENT | Internal | Summer | B1 | 10 | 500 | 0 | 464.19 | 117.65 | 9 | 0
2025 | TVA_2_ENT | TVA | ENT | Internal | Summer | B2 | 25 | 500 | 0 | 143.74 | 119.74 | 9 | 0
2025 | TVA_2_ENT | TVA | ENT | Internal | Summer | B3 | 75 | 500 | 0 | 125.23 | 119.74 | 9 | 0
2025 | TVA_2_ENT | TVA | ENT | Internal | Summer | B4 | 100 | 500 | 0 | 120.64 | 113.63 | 9 | 0
2025 | TVA_2_ENT | TVA | ENT | Internal | Summer | B5 | 200 | 500 | 0 | 117.5 | 109.49 | 9 | 0
2025 | TVA_2_ENT | TVA | ENT | Internal | Summer | B6 | 300 | 500 | 0 | 115.08 | 107.08 | 9 | 0
2025 | TVA_2_ENT | TVA | ENT | Internal | Summer | B7 | 400 | 500 | 0 | 89.91 | 81.89 | 9 | 0
2025 | TVA_2_ENT | TVA | ENT | Internal | Summer | B8 | 500 | 500 | 0 | 78.08 | 74.07 | 9 | 0
2025 | TVA_2_ENT | TVA | ENT | Internal | Summer | B9 | 800 | 500 | 0 | 74.9 | 71.61 | 9 | 0
2025 | TVA_2_ENT | TVA | ENT | Internal | Summer | B10 | 1262 | 500 | 0 | 70.76 | 63.19 | 9 | 0
2025 | TVA_2_ENT | TVA | ENT | Internal | Winter | B16 | 25 | 500 | 0 | 97.89 | 76.65 | 9 | 0
2025 | TVA_2_ENT | TVA | ENT | Internal | Winter | B17 | 100 | 500 | 0 | 85.96 | 73.53 | 9 | 0
2025 | TVA_2_ENT | TVA | ENT | Internal | Winter | B18 | 400 | 500 | 0 | 79.21 | 73.53 | 9 | 0
2025 | TVA_2_ENT | TVA | ENT | Internal | Winter | B19 | 700 | 500 | 0 | 79.21 | 73.11 | 9 | 0
2025 | TVA_2_ENT | TVA | ENT | Internal | Winter | B20 | 935 | 500 | 0 | 71.64 | 63.95 | 9 | 0
2025 | TVA_2_NonRTO_Midwest | TVA | NonRTO_Midwest | Internal | Shoulder | B11 | 25 | 100 | 0 | 95.22 | 95.22 | 9 | 0
2025 | TVA_2_NonRTO_Midwest | TVA | NonRTO_Midwest | Internal | Shoulder | B12 | 200 | 100 | 0 | 81.23 | 85.21 | 9 | 0
2025 | TVA_2_NonRTO_Midwest | TVA | NonRTO_Midwest | Internal | Shoulder | B13 | 600 | 100 | 0 | 76.46 | 82.23 | 9 | 0
2025 | TVA_2_NonRTO_Midwest | TVA | NonRTO_Midwest | Internal | Shoulder | B14 | 900 | 100 | 0 | 76.07 | 79.89 | 9 | 0
2025 | TVA_2_NonRTO_Midwest | TVA | NonRTO_Midwest | Internal | Shoulder | B15 | 1203 | 100 | 0 | 69.63 | 72 | 9 | 0
2025 | TVA_2_NonRTO_Midwest | TVA | NonRTO_Midwest | Internal | Summer | B1 | 10 | 100 | 0 | 464.19 | 456.18 | 9 | 0
2025 | TVA_2_NonRTO_Midwest | TVA | NonRTO_Midwest | Internal | Summer | B2 | 25 | 100 | 0 | 143.74 | 135.73 | 9 | 0
2025 | TVA_2_NonRTO_Midwest | TVA | NonRTO_Midwest | Internal | Summer | B3 | 75 | 100 | 0 | 125.23 | 125.2 | 9 | 0
2025 | TVA_2_NonRTO_Midwest | TVA | NonRTO_Midwest | Internal | Summer | B4 | 100 | 100 | 0 | 120.64 | 120.62 | 9 | 0
2025 | TVA_2_NonRTO_Midwest | TVA | NonRTO_Midwest | Internal | Summer | B5 | 200 | 100 | 0 | 117.5 | 117.48 | 9 | 0
2025 | TVA_2_NonRTO_Midwest | TVA | NonRTO_Midwest | Internal | Summer | B6 | 300 | 100 | 0 | 115.08 | 115.09 | 9 | 0
2025 | TVA_2_NonRTO_Midwest | TVA | NonRTO_Midwest | Internal | Summer | B7 | 400 | 100 | 0 | 89.91 | 89.88 | 9 | 0
2025 | TVA_2_NonRTO_Midwest | TVA | NonRTO_Midwest | Internal | Summer | B8 | 500 | 100 | 0 | 78.08 | 82.06 | 9 | 0
2025 | TVA_2_NonRTO_Midwest | TVA | NonRTO_Midwest | Internal | Summer | B9 | 800 | 100 | 0 | 74.9 | 78.88 | 9 | 0
2025 | TVA_2_NonRTO_Midwest | TVA | NonRTO_Midwest | Internal | Summer | B10 | 1262 | 100 | 0 | 70.76 | 71.17 | 9 | 0
2025 | TVA_2_NonRTO_Midwest | TVA | NonRTO_Midwest | Internal | Winter | B16 | 25 | 100 | 0.01 | 97.89 | 106.88 | 9 | 0
2025 | TVA_2_NonRTO_Midwest | TVA | NonRTO_Midwest | Internal | Winter | B17 | 100 | 100 | 0 | 85.96 | 89.94 | 9 | 0
2025 | TVA_2_NonRTO_Midwest | TVA | NonRTO_Midwest | Internal | Winter | B18 | 400 | 100 | 0 | 79.21 | 84.64 | 9 | 0
2025 | TVA_2_NonRTO_Midwest | TVA | NonRTO_Midwest | Internal | Winter | B19 | 700 | 100 | 0 | 79.21 | 82.38 | 9 | 0
2025 | TVA_2_NonRTO_Midwest | TVA | NonRTO_Midwest | Internal | Winter | B20 | 935 | 100 | 0 | 71.64 | 74.62 | 9 | 0
2025 | TVA_2_PJM_ROR | TVA | PJM_ROR | Internal | Shoulder | B11 | 25 | 500 | 0 | 95.22 | 85.22 | 9 | 0
2025 | TVA_2_PJM_ROR | TVA | PJM_ROR | Internal | Shoulder | B12 | 200 | 500 | 0 | 81.23 | 75.22 | 9 | 0
2025 | TVA_2_PJM_ROR | TVA | PJM_ROR | Internal | Shoulder | B13 | 600 | 500 | 0 | 76.46 | 72.24 | 9 | 0
2025 | TVA_2_PJM_ROR | TVA | PJM_ROR | Internal | Shoulder | B14 | 900 | 500 | 0 | 76.07 | 70.06 | 9 | 0
2025 | TVA_2_PJM_ROR | TVA | PJM_ROR | Internal | Shoulder | B15 | 1203 | 500 | 0 | 69.63 | 62 | 9 | 0
2025 | TVA_2_PJM_ROR | TVA | PJM_ROR | Internal | Summer | B1 | 10 | 500 | 0 | 464.19 | 450.16 | 9 | 0
2025 | TVA_2_PJM_ROR | TVA | PJM_ROR | Internal | Summer | B2 | 25 | 500 | 0 | 143.74 | 125.74 | 9 | 0
2025 | TVA_2_PJM_ROR | TVA | PJM_ROR | Internal | Summer | B3 | 75 | 500 | 0 | 125.23 | 115.52 | 9 | 0
2025 | TVA_2_PJM_ROR | TVA | PJM_ROR | Internal | Summer | B4 | 100 | 500 | 0 | 120.64 | 110.62 | 9 | 0
2025 | TVA_2_PJM_ROR | TVA | PJM_ROR | Internal | Summer | B5 | 200 | 500 | 0 | 117.5 | 109.23 | 9 | 0
2025 | TVA_2_PJM_ROR | TVA | PJM_ROR | Internal | Summer | B6 | 300 | 500 | 0 | 115.08 | 109.06 | 9 | 0
2025 | TVA_2_PJM_ROR | TVA | PJM_ROR | Internal | Summer | B7 | 400 | 500 | 0 | 89.91 | 82.21 | 9 | 0
2025 | TVA_2_PJM_ROR | TVA | PJM_ROR | Internal | Summer | B8 | 500 | 500 | 0 | 78.08 | 72.07 | 9 | 0
2025 | TVA_2_PJM_ROR | TVA | PJM_ROR | Internal | Summer | B9 | 800 | 500 | 0 | 74.9 | 68.89 | 9 | 0
2025 | TVA_2_PJM_ROR | TVA | PJM_ROR | Internal | Summer | B10 | 1262 | 500 | 0 | 70.76 | 61.18 | 9 | 0
2025 | TVA_2_PJM_ROR | TVA | PJM_ROR | Internal | Winter | B16 | 25 | 500 | 0 | 97.89 | 88.55 | 9 | 0
2025 | TVA_2_PJM_ROR | TVA | PJM_ROR | Internal | Winter | B17 | 100 | 500 | 0 | 85.96 | 79.94 | 9 | 0
2025 | TVA_2_PJM_ROR | TVA | PJM_ROR | Internal | Winter | B18 | 400 | 500 | 0 | 79.21 | 74.65 | 9 | 0
2025 | TVA_2_PJM_ROR | TVA | PJM_ROR | Internal | Winter | B19 | 700 | 500 | 0 | 79.21 | 74.12 | 9 | 0
2025 | TVA_2_PJM_ROR | TVA | PJM_ROR | Internal | Winter | B20 | 935 | 500 | 0 | 71.64 | 64.63 | 9 | 0
2025 | TVA_2_SOCO | TVA | SOCO | Internal | Shoulder | B11 | 25 | 500 | 500 | 95.22 | 111.21 | 9 | 6.99
2025 | TVA_2_SOCO | TVA | SOCO | Internal | Shoulder | B12 | 200 | 500 | 0 | 81.23 | 81.22 | 9 | 0
2025 | TVA_2_SOCO | TVA | SOCO | Internal | Shoulder | B13 | 600 | 500 | 0 | 76.46 | 75.24 | 9 | 0
2025 | TVA_2_SOCO | TVA | SOCO | Internal | Shoulder | B14 | 900 | 500 | 0 | 76.07 | 75.24 | 9 | 0
2025 | TVA_2_SOCO | TVA | SOCO | Internal | Shoulder | B15 | 1203 | 500 | 0 | 69.63 | 72.59 | 9 | 0
2025 | TVA_2_SOCO | TVA | SOCO | Internal | Summer | B1 | 10 | 500 | 500 | 464.19 | 741.19 | 9 | 267.99
2025 | TVA_2_SOCO | TVA | SOCO | Internal | Summer | B2 | 25 | 500 | 500 | 143.74 | 571.76 | 9 | 419.01
2025 | TVA_2_SOCO | TVA | SOCO | Internal | Summer | B3 | 75 | 500 | 0 | 125.23 | 129.67 | 9 | 0
2025 | TVA_2_SOCO | TVA | SOCO | Internal | Summer | B4 | 100 | 500 | 0 | 120.64 | 121.63 | 9 | 0
2025 | TVA_2_SOCO | TVA | SOCO | Internal | Summer | B5 | 200 | 500 | 0 | 117.5 | 118.02 | 9 | 0
2025 | TVA_2_SOCO | TVA | SOCO | Internal | Summer | B6 | 300 | 500 | 0 | 115.08 | 118.02 | 9 | 0
2025 | TVA_2_SOCO | TVA | SOCO | Internal | Summer | B7 | 400 | 500 | 0 | 89.91 | 98.89 | 9 | 0
2025 | TVA_2_SOCO | TVA | SOCO | Internal | Summer | B8 | 500 | 500 | 0 | 78.08 | 87.07 | 9 | 0
2025 | TVA_2_SOCO | TVA | SOCO | Internal | Summer | B9 | 800 | 500 | 0 | 74.9 | 76.09 | 9 | 0
2025 | TVA_2_SOCO | TVA | SOCO | Internal | Summer | B10 | 1262 | 500 | 0 | 70.76 | 71.19 | 9 | 0
2025 | TVA_2_SOCO | TVA | SOCO | Internal | Winter | B16 | 25 | 500 | 500 | 97.89 | 116.9 | 9 | 10.01
2025 | TVA_2_SOCO | TVA | SOCO | Internal | Winter | B17 | 100 | 500 | 0 | 85.96 | 86.55 | 9 | 0
2025 | TVA_2_SOCO | TVA | SOCO | Internal | Winter | B18 | 400 | 500 | 0 | 79.21 | 78 | 9 | 0
2025 | TVA_2_SOCO | TVA | SOCO | Internal | Winter | B19 | 700 | 500 | 0 | 79.21 | 78 | 9 | 0
2025 | TVA_2_SOCO | TVA | SOCO | Internal | Winter | B20 | 935 | 500 | 0 | 71.64 | 75.48 | 9 | 0
2025 | TVA_2_VACAR | TVA | VACAR | Internal | Shoulder | B11 | 25 | 150 | 0.02 | 95.22 | 104.21 | 9 | 0
2025 | TVA_2_VACAR | TVA | VACAR | Internal | Shoulder | B12 | 200 | 150 | 0 | 81.23 | 88.3 | 9 | 0
2025 | TVA_2_VACAR | TVA | VACAR | Internal | Shoulder | B13 | 600 | 150 | 0 | 76.46 | 78.24 | 9 | 0
2025 | TVA_2_VACAR | TVA | VACAR | Internal | Shoulder | B14 | 900 | 150 | 0 | 76.07 | 76.23 | 9 | 0
2025 | TVA_2_VACAR | TVA | VACAR | Internal | Shoulder | B15 | 1203 | 150 | 0 | 69.63 | 68 | 9 | 0
2025 | TVA_2_VACAR | TVA | VACAR | Internal | Summer | B1 | 10 | 150 | 150 | 464.19 | 751.19 | 9 | 277.99
2025 | TVA_2_VACAR | TVA | VACAR | Internal | Summer | B2 | 25 | 150 | 150 | 143.74 | 581.76 | 9 | 429.01
2025 | TVA_2_VACAR | TVA | VACAR | Internal | Summer | B3 | 75 | 150 | 0 | 125.23 | 134.21 | 9 | 0
2025 | TVA_2_VACAR | TVA | VACAR | Internal | Summer | B4 | 100 | 150 | 0 | 120.64 | 121.03 | 9 | 0
2025 | TVA_2_VACAR | TVA | VACAR | Internal | Summer | B5 | 200 | 150 | 0 | 117.5 | 121.03 | 9 | 0
2025 | TVA_2_VACAR | TVA | VACAR | Internal | Summer | B6 | 300 | 150 | 0 | 115.08 | 121.03 | 9 | 0
2025 | TVA_2_VACAR | TVA | VACAR | Internal | Summer | B7 | 400 | 150 | 0 | 89.91 | 98.89 | 9 | 0
2025 | TVA_2_VACAR | TVA | VACAR | Internal | Summer | B8 | 500 | 150 | 0 | 78.08 | 83.63 | 9 | 0
2025 | TVA_2_VACAR | TVA | VACAR | Internal | Summer | B9 | 800 | 150 | 0 | 74.9 | 74.89 | 9 | 0
2025 | TVA_2_VACAR | TVA | VACAR | Internal | Summer | B10 | 1262 | 150 | 0 | 70.76 | 67.18 | 9 | 0
2025 | TVA_2_VACAR | TVA | VACAR | Internal | Winter | B16 | 25 | 150 | 150 | 97.89 | 131.88 | 9 | 24.99
2025 | TVA_2_VACAR | TVA | VACAR | Internal | Winter | B17 | 100 | 150 | 150 | 85.96 | 96.55 | 9 | 1.59
2025 | TVA_2_VACAR | TVA | VACAR | Internal | Winter | B18 | 400 | 150 | 0 | 79.21 | 83.63 | 9 | 0
2025 | TVA_2_VACAR | TVA | VACAR | Internal | Winter | B19 | 700 | 150 | 0 | 79.21 | 81.24 | 9 | 0
2025 | TVA_2_VACAR | TVA | VACAR | Internal | Winter | B20 | 935 | 150 | 0 | 71.64 | 70.63 | 9 | 0
2025 | TVA_Transmission_2_ENT | TVA_Transmission | ENT | Internal | Shoulder | B11 | 25 | 3000 | 0 | 95.21 | 80.34 | 9 | 0
2025 | TVA_Transmission_2_ENT | TVA_Transmission | ENT | Internal | Shoulder | B12 | 200 | 3000 | 0 | 81.22 | 73.22 | 9 | 0
2025 | TVA_Transmission_2_ENT | TVA_Transmission | ENT | Internal | Shoulder | B13 | 600 | 3000 | 0 | 77.07 | 70.67 | 9 | 0
2025 | TVA_Transmission_2_ENT | TVA_Transmission | ENT | Internal | Shoulder | B14 | 900 | 3000 | 0 | 76.06 | 68.06 | 9 | 0
2025 | TVA_Transmission_2_ENT | TVA_Transmission | ENT | Internal | Shoulder | B15 | 1203 | 3000 | 0 | 69.62 | 61.62 | 9 | 0
2025 | TVA_Transmission_2_ENT | TVA_Transmission | ENT | Internal | Summer | B1 | 10 | 3000 | 0 | 464.18 | 117.65 | 9 | 0
2025 | TVA_Transmission_2_ENT | TVA_Transmission | ENT | Internal | Summer | B2 | 25 | 3000 | 0 | 143.73 | 119.74 | 9 | 0
2025 | TVA_Transmission_2_ENT | TVA_Transmission | ENT | Internal | Summer | B3 | 75 | 3000 | 0 | 125.21 | 119.74 | 9 | 0
2025 | TVA_Transmission_2_ENT | TVA_Transmission | ENT | Internal | Summer | B4 | 100 | 3000 | 0 | 120.63 | 113.63 | 9 | 0
2025 | TVA_Transmission_2_ENT | TVA_Transmission | ENT | Internal | Summer | B5 | 200 | 3000 | 0 | 117.49 | 109.49 | 9 | 0
2025 | TVA_Transmission_2_ENT | TVA_Transmission | ENT | Internal | Summer | B6 | 300 | 3000 | 0 | 115.06 | 107.08 | 9 | 0
2025 | TVA_Transmission_2_ENT | TVA_Transmission | ENT | Internal | Summer | B7 | 400 | 3000 | 0 | 89.89 | 81.89 | 9 | 0
2025 | TVA_Transmission_2_ENT | TVA_Transmission | ENT | Internal | Summer | B8 | 500 | 3000 | 0 | 78.07 | 74.07 | 9 | 0
2025 | TVA_Transmission_2_ENT | TVA_Transmission | ENT | Internal | Summer | B9 | 800 | 3000 | 0 | 74.89 | 71.61 | 9 | 0
2025 | TVA_Transmission_2_ENT | TVA_Transmission | ENT | Internal | Summer | B10 | 1262 | 3000 | 0 | 70.75 | 63.19 | 9 | 0
2025 | TVA_Transmission_2_ENT | TVA_Transmission | ENT | Internal | Winter | B16 | 25 | 3000 | 0 | 97.88 | 76.65 | 9 | 0
2025 | TVA_Transmission_2_ENT | TVA_Transmission | ENT | Internal | Winter | B17 | 100 | 3000 | 0 | 85.94 | 73.53 | 9 | 0
2025 | TVA_Transmission_2_ENT | TVA_Transmission | ENT | Internal | Winter | B18 | 400 | 3000 | 0 | 79.77 | 73.53 | 9 | 0
2025 | TVA_Transmission_2_ENT | TVA_Transmission | ENT | Internal | Winter | B19 | 700 | 3000 | 0 | 79.55 | 73.11 | 9 | 0
2025 | TVA_Transmission_2_ENT | TVA_Transmission | ENT | Internal | Winter | B20 | 935 | 3000 | 0 | 71.62 | 63.95 | 9 | 0
2025 | TVA_Transmission_2_NonRTO_Midwest | TVA_Transmission | NonRTO_Midwest | Internal | Shoulder | B11 | 25 | 700 | 0 | 95.21 | 95.22 | 9 | 0
2025 | TVA_Transmission_2_NonRTO_Midwest | TVA_Transmission | NonRTO_Midwest | Internal | Shoulder | B12 | 200 | 700 | 0 | 81.22 | 85.21 | 9 | 0
2025 | TVA_Transmission_2_NonRTO_Midwest | TVA_Transmission | NonRTO_Midwest | Internal | Shoulder | B13 | 600 | 700 | 0 | 77.07 | 82.23 | 9 | 0
2025 | TVA_Transmission_2_NonRTO_Midwest | TVA_Transmission | NonRTO_Midwest | Internal | Shoulder | B14 | 900 | 700 | 0 | 76.06 | 79.89 | 9 | 0
2025 | TVA_Transmission_2_NonRTO_Midwest | TVA_Transmission | NonRTO_Midwest | Internal | Shoulder | B15 | 1203 | 700 | 0 | 69.62 | 72 | 9 | 0
2025 | TVA_Transmission_2_NonRTO_Midwest | TVA_Transmission | NonRTO_Midwest | Internal | Summer | B1 | 10 | 700 | 0 | 464.18 | 456.18 | 9 | 0
2025 | TVA_Transmission_2_NonRTO_Midwest | TVA_Transmission | NonRTO_Midwest | Internal | Summer | B2 | 25 | 700 | 0 | 143.73 | 135.73 | 9 | 0
2025 | TVA_Transmission_2_NonRTO_Midwest | TVA_Transmission | NonRTO_Midwest | Internal | Summer | B3 | 75 | 700 | 0 | 125.21 | 125.2 | 9 | 0
2025 | TVA_Transmission_2_NonRTO_Midwest | TVA_Transmission | NonRTO_Midwest | Internal | Summer | B4 | 100 | 700 | 0 | 120.63 | 120.62 | 9 | 0
2025 | TVA_Transmission_2_NonRTO_Midwest | TVA_Transmission | NonRTO_Midwest | Internal | Summer | B5 | 200 | 700 | 0 | 117.49 | 117.48 | 9 | 0
2025 | TVA_Transmission_2_NonRTO_Midwest | TVA_Transmission | NonRTO_Midwest | Internal | Summer | B6 | 300 | 700 | 0 | 115.06 | 115.09 | 9 | 0
2025 | TVA_Transmission_2_NonRTO_Midwest | TVA_Transmission | NonRTO_Midwest | Internal | Summer | B7 | 400 | 700 | 0 | 89.89 | 89.88 | 9 | 0
2025 | TVA_Transmission_2_NonRTO_Midwest | TVA_Transmission | NonRTO_Midwest | Internal | Summer | B8 | 500 | 700 | 0 | 78.07 | 82.06 | 9 | 0
2025 | TVA_Transmission_2_NonRTO_Midwest | TVA_Transmission | NonRTO_Midwest | Internal | Summer | B9 | 800 | 700 | 0 | 74.89 | 78.88 | 9 | 0
2025 | TVA_Transmission_2_NonRTO_Midwest | TVA_Transmission | NonRTO_Midwest | Internal | Summer | B10 | 1262 | 700 | 0 | 70.75 | 71.17 | 9 | 0
2025 | TVA_Transmission_2_NonRTO_Midwest | TVA_Transmission | NonRTO_Midwest | Internal | Winter | B16 | 25 | 700 | 2.65 | 97.88 | 106.88 | 9 | 0
2025 | TVA_Transmission_2_NonRTO_Midwest | TVA_Transmission | NonRTO_Midwest | Internal | Winter | B17 | 100 | 700 | 0 | 85.94 | 89.94 | 9 | 0
2025 | TVA_Transmission_2_NonRTO_Midwest | TVA_Transmission | NonRTO_Midwest | Internal | Winter | B18 | 400 | 700 | 0 | 79.77 | 84.64 | 9 | 0
2025 | TVA_Transmission_2_NonRTO_Midwest | TVA_Transmission | NonRTO_Midwest | Internal | Winter | B19 | 700 | 700 | 0 | 79.55 | 82.38 | 9 | 0
2025 | TVA_Transmission_2_NonRTO_Midwest | TVA_Transmission | NonRTO_Midwest | Internal | Winter | B20 | 935 | 700 | 0 | 71.62 | 74.62 | 9 | 0
2025 | TVA_Transmission_2_PJM_ROR | TVA_Transmission | PJM_ROR | Internal | Shoulder | B11 | 25 | 2000 | 0 | 95.21 | 85.22 | 9 | 0
2025 | TVA_Transmission_2_PJM_ROR | TVA_Transmission | PJM_ROR | Internal | Shoulder | B12 | 200 | 2000 | 0 | 81.22 | 75.22 | 9 | 0
2025 | TVA_Transmission_2_PJM_ROR | TVA_Transmission | PJM_ROR | Internal | Shoulder | B13 | 600 | 2000 | 0 | 77.07 | 72.24 | 9 | 0
2025 | TVA_Transmission_2_PJM_ROR | TVA_Transmission | PJM_ROR | Internal | Shoulder | B14 | 900 | 2000 | 0 | 76.06 | 70.06 | 9 | 0
2025 | TVA_Transmission_2_PJM_ROR | TVA_Transmission | PJM_ROR | Internal | Shoulder | B15 | 1203 | 2000 | 0 | 69.62 | 62 | 9 | 0
2025 | TVA_Transmission_2_PJM_ROR | TVA_Transmission | PJM_ROR | Internal | Summer | B1 | 10 | 2000 | 0 | 464.18 | 450.16 | 9 | 0
2025 | TVA_Transmission_2_PJM_ROR | TVA_Transmission | PJM_ROR | Internal | Summer | B2 | 25 | 2000 | 0 | 143.73 | 125.74 | 9 | 0
2025 | TVA_Transmission_2_PJM_ROR | TVA_Transmission | PJM_ROR | Internal | Summer | B3 | 75 | 2000 | 0 | 125.21 | 115.52 | 9 | 0
2025 | TVA_Transmission_2_PJM_ROR | TVA_Transmission | PJM_ROR | Internal | Summer | B4 | 100 | 2000 | 0 | 120.63 | 110.62 | 9 | 0
2025 | TVA_Transmission_2_PJM_ROR | TVA_Transmission | PJM_ROR | Internal | Summer | B5 | 200 | 2000 | 0 | 117.49 | 109.23 | 9 | 0
2025 | TVA_Transmission_2_PJM_ROR | TVA_Transmission | PJM_ROR | Internal | Summer | B6 | 300 | 2000 | 0 | 115.06 | 109.06 | 9 | 0
2025 | TVA_Transmission_2_PJM_ROR | TVA_Transmission | PJM_ROR | Internal | Summer | B7 | 400 | 2000 | 0 | 89.89 | 82.21 | 9 | 0
2025 | TVA_Transmission_2_PJM_ROR | TVA_Transmission | PJM_ROR | Internal | Summer | B8 | 500 | 2000 | 0 | 78.07 | 72.07 | 9 | 0
2025 | TVA_Transmission_2_PJM_ROR | TVA_Transmission | PJM_ROR | Internal | Summer | B9 | 800 | 2000 | 0 | 74.89 | 68.89 | 9 | 0
2025 | TVA_Transmission_2_PJM_ROR | TVA_Transmission | PJM_ROR | Internal | Summer | B10 | 1262 | 2000 | 0 | 70.75 | 61.18 | 9 | 0
2025 | TVA_Transmission_2_PJM_ROR | TVA_Transmission | PJM_ROR | Internal | Winter | B16 | 25 | 2000 | 0 | 97.88 | 88.55 | 9 | 0
2025 | TVA_Transmission_2_PJM_ROR | TVA_Transmission | PJM_ROR | Internal | Winter | B17 | 100 | 2000 | 0 | 85.94 | 79.94 | 9 | 0
2025 | TVA_Transmission_2_PJM_ROR | TVA_Transmission | PJM_ROR | Internal | Winter | B18 | 400 | 2000 | 0 | 79.77 | 74.65 | 9 | 0
2025 | TVA_Transmission_2_PJM_ROR | TVA_Transmission | PJM_ROR | Internal | Winter | B19 | 700 | 2000 | 0 | 79.55 | 74.12 | 9 | 0
2025 | TVA_Transmission_2_PJM_ROR | TVA_Transmission | PJM_ROR | Internal | Winter | B20 | 935 | 2000 | 0 | 71.62 | 64.63 | 9 | 0
2025 | TVA_Transmission_2_SOCO | TVA_Transmission | SOCO | Internal | Shoulder | B11 | 25 | 3200 | 3200 | 95.21 | 111.21 | 9 | 7
2025 | TVA_Transmission_2_SOCO | TVA_Transmission | SOCO | Internal | Shoulder | B12 | 200 | 3200 | 0 | 81.22 | 81.22 | 9 | 0
2025 | TVA_Transmission_2_SOCO | TVA_Transmission | SOCO | Internal | Shoulder | B13 | 600 | 3200 | 0 | 77.07 | 75.24 | 9 | 0
2025 | TVA_Transmission_2_SOCO | TVA_Transmission | SOCO | Internal | Shoulder | B14 | 900 | 3200 | 0 | 76.06 | 75.24 | 9 | 0
2025 | TVA_Transmission_2_SOCO | TVA_Transmission | SOCO | Internal | Shoulder | B15 | 1203 | 3200 | 0 | 69.62 | 72.59 | 9 | 0
2025 | TVA_Transmission_2_SOCO | TVA_Transmission | SOCO | Internal | Summer | B1 | 10 | 3200 | 3200 | 464.18 | 741.19 | 9 | 268.01
2025 | TVA_Transmission_2_SOCO | TVA_Transmission | SOCO | Internal | Summer | B2 | 25 | 3200 | 3200 | 143.73 | 571.76 | 9 | 419.02
2025 | TVA_Transmission_2_SOCO | TVA_Transmission | SOCO | Internal | Summer | B3 | 75 | 3200 | 0 | 125.21 | 129.67 | 9 | 0
2025 | TVA_Transmission_2_SOCO | TVA_Transmission | SOCO | Internal | Summer | B4 | 100 | 3200 | 0 | 120.63 | 121.63 | 9 | 0
2025 | TVA_Transmission_2_SOCO | TVA_Transmission | SOCO | Internal | Summer | B5 | 200 | 3200 | 0 | 117.49 | 118.02 | 9 | 0
2025 | TVA_Transmission_2_SOCO | TVA_Transmission | SOCO | Internal | Summer | B6 | 300 | 3200 | 0 | 115.06 | 118.02 | 9 | 0
2025 | TVA_Transmission_2_SOCO | TVA_Transmission | SOCO | Internal | Summer | B7 | 400 | 3200 | 3034.14 | 89.89 | 98.89 | 9 | 0
2025 | TVA_Transmission_2_SOCO | TVA_Transmission | SOCO | Internal | Summer | B8 | 500 | 3200 | 772.86 | 78.07 | 87.07 | 9 | 0
2025 | TVA_Transmission_2_SOCO | TVA_Transmission | SOCO | Internal | Summer | B9 | 800 | 3200 | 0 | 74.89 | 76.09 | 9 | 0
2025 | TVA_Transmission_2_SOCO | TVA_Transmission | SOCO | Internal | Summer | B10 | 1262 | 3200 | 0 | 70.75 | 71.19 | 9 | 0
2025 | TVA_Transmission_2_SOCO | TVA_Transmission | SOCO | Internal | Winter | B16 | 25 | 3200 | 3200 | 97.88 | 116.9 | 9 | 10.02
2025 | TVA_Transmission_2_SOCO | TVA_Transmission | SOCO | Internal | Winter | B17 | 100 | 3200 | 0 | 85.94 | 86.55 | 9 | 0
2025 | TVA_Transmission_2_SOCO | TVA_Transmission | SOCO | Internal | Winter | B18 | 400 | 3200 | 0 | 79.77 | 78 | 9 | 0
2025 | TVA_Transmission_2_SOCO | TVA_Transmission | SOCO | Internal | Winter | B19 | 700 | 3200 | 0 | 79.55 | 78 | 9 | 0
2025 | TVA_Transmission_2_SOCO | TVA_Transmission | SOCO | Internal | Winter | B20 | 935 | 3200 | 0 | 71.62 | 75.48 | 9 | 0
2025 | TVA_Transmission_2_TVA | TVA_Transmission | TVA | Internal | Shoulder | B11 | 25 | 99999 | 2168.06 | 95.21 | 95.22 | 0.01 | 0
2025 | TVA_Transmission_2_TVA | TVA_Transmission | TVA | Internal | Shoulder | B12 | 200 | 99999 | 1434.28 | 81.22 | 81.23 | 0.01 | 0
2025 | TVA_Transmission_2_TVA | TVA_Transmission | TVA | Internal | Shoulder | B13 | 600 | 99999 | 0 | 77.07 | 76.46 | 0.01 | 0
2025 | TVA_Transmission_2_TVA | TVA_Transmission | TVA | Internal | Shoulder | B14 | 900 | 99999 | 1983.86 | 76.06 | 76.07 | 0.01 | 0
2025 | TVA_Transmission_2_TVA | TVA_Transmission | TVA | Internal | Shoulder | B15 | 1203 | 99999 | 5499.75 | 69.62 | 69.63 | 0.01 | 0
2025 | TVA_Transmission_2_TVA | TVA_Transmission | TVA | Internal | Summer | B1 | 10 | 99999 | 5695.88 | 464.18 | 464.19 | 0.01 | 0
2025 | TVA_Transmission_2_TVA | TVA_Transmission | TVA | Internal | Summer | B2 | 25 | 99999 | 4943.15 | 143.73 | 143.74 | 0.01 | 0
2025 | TVA_Transmission_2_TVA | TVA_Transmission | TVA | Internal | Summer | B3 | 75 | 99999 | 5076.11 | 125.21 | 125.23 | 0.01 | 0
2025 | TVA_Transmission_2_TVA | TVA_Transmission | TVA | Internal | Summer | B4 | 100 | 99999 | 5107.62 | 120.63 | 120.64 | 0.01 | 0
2025 | TVA_Transmission_2_TVA | TVA_Transmission | TVA | Internal | Summer | B5 | 200 | 99999 | 3541.62 | 117.49 | 117.5 | 0.01 | 0
2025 | TVA_Transmission_2_TVA | TVA_Transmission | TVA | Internal | Summer | B6 | 300 | 99999 | 1326.03 | 115.06 | 115.08 | 0.01 | 0
2025 | TVA_Transmission_2_TVA | TVA_Transmission | TVA | Internal | Summer | B7 | 400 | 99999 | 776.71 | 89.89 | 89.91 | 0.01 | 0
2025 | TVA_Transmission_2_TVA | TVA_Transmission | TVA | Internal | Summer | B8 | 500 | 99999 | 807.08 | 78.07 | 78.08 | 0.01 | 0
2025 | TVA_Transmission_2_TVA | TVA_Transmission | TVA | Internal | Summer | B9 | 800 | 99999 | 782.36 | 74.89 | 74.9 | 0.01 | 0
2025 | TVA_Transmission_2_TVA | TVA_Transmission | TVA | Internal | Summer | B10 | 1262 | 99999 | 2500 | 70.75 | 70.76 | 0.01 | 0
2025 | TVA_Transmission_2_TVA | TVA_Transmission | TVA | Internal | Winter | B16 | 25 | 99999 | 4497.35 | 97.88 | 97.89 | 0.01 | 0
2025 | TVA_Transmission_2_TVA | TVA_Transmission | TVA | Internal | Winter | B17 | 100 | 99999 | 2008.21 | 85.94 | 85.96 | 0.01 | 0
2025 | TVA_Transmission_2_TVA | TVA_Transmission | TVA | Internal | Winter | B18 | 400 | 99999 | 0 | 79.77 | 79.21 | 0.01 | 0
2025 | TVA_Transmission_2_TVA | TVA_Transmission | TVA | Internal | Winter | B19 | 700 | 99999 | 0 | 79.55 | 79.21 | 0.01 | 0
2025 | TVA_Transmission_2_TVA | TVA_Transmission | TVA | Internal | Winter | B20 | 935 | 99999 | 4336.1 | 71.62 | 71.64 | 0.01 | 0
2025 | TVA_Transmission_2_VACAR | TVA_Transmission | VACAR | Internal | Shoulder | B11 | 25 | 900 | 816.06 | 95.21 | 104.21 | 9 | 0
2025 | TVA_Transmission_2_VACAR | TVA_Transmission | VACAR | Internal | Shoulder | B12 | 200 | 900 | 0 | 81.22 | 88.3 | 9 | 0
2025 | TVA_Transmission_2_VACAR | TVA_Transmission | VACAR | Internal | Shoulder | B13 | 600 | 900 | 0 | 77.07 | 78.24 | 9 | 0
2025 | TVA_Transmission_2_VACAR | TVA_Transmission | VACAR | Internal | Shoulder | B14 | 900 | 900 | 0 | 76.06 | 76.23 | 9 | 0
2025 | TVA_Transmission_2_VACAR | TVA_Transmission | VACAR | Internal | Shoulder | B15 | 1203 | 900 | 0 | 69.62 | 68 | 9 | 0
2025 | TVA_Transmission_2_VACAR | TVA_Transmission | VACAR | Internal | Summer | B1 | 10 | 900 | 900 | 464.18 | 751.19 | 9 | 278.01
2025 | TVA_Transmission_2_VACAR | TVA_Transmission | VACAR | Internal | Summer | B2 | 25 | 900 | 900 | 143.73 | 581.76 | 9 | 429.02
2025 | TVA_Transmission_2_VACAR | TVA_Transmission | VACAR | Internal | Summer | B3 | 75 | 900 | 483.76 | 125.21 | 134.21 | 9 | 0
2025 | TVA_Transmission_2_VACAR | TVA_Transmission | VACAR | Internal | Summer | B4 | 100 | 900 | 0 | 120.63 | 121.03 | 9 | 0
2025 | TVA_Transmission_2_VACAR | TVA_Transmission | VACAR | Internal | Summer | B5 | 200 | 900 | 0 | 117.49 | 121.03 | 9 | 0
2025 | TVA_Transmission_2_VACAR | TVA_Transmission | VACAR | Internal | Summer | B6 | 300 | 900 | 0 | 115.06 | 121.03 | 9 | 0
2025 | TVA_Transmission_2_VACAR | TVA_Transmission | VACAR | Internal | Summer | B7 | 400 | 900 | 310.47 | 89.89 | 98.89 | 9 | 0
2025 | TVA_Transmission_2_VACAR | TVA_Transmission | VACAR | Internal | Summer | B8 | 500 | 900 | 0 | 78.07 | 83.63 | 9 | 0
2025 | TVA_Transmission_2_VACAR | TVA_Transmission | VACAR | Internal | Summer | B9 | 800 | 900 | 0 | 74.89 | 74.89 | 9 | 0
2025 | TVA_Transmission_2_VACAR | TVA_Transmission | VACAR | Internal | Summer | B10 | 1262 | 900 | 0 | 70.75 | 67.18 | 9 | 0
2025 | TVA_Transmission_2_VACAR | TVA_Transmission | VACAR | Internal | Winter | B16 | 25 | 900 | 900 | 97.88 | 131.88 | 9 | 25
2025 | TVA_Transmission_2_VACAR | TVA_Transmission | VACAR | Internal | Winter | B17 | 100 | 900 | 900 | 85.94 | 96.55 | 9 | 1.61
2025 | TVA_Transmission_2_VACAR | TVA_Transmission | VACAR | Internal | Winter | B18 | 400 | 900 | 0 | 79.77 | 83.63 | 9 | 0
2025 | TVA_Transmission_2_VACAR | TVA_Transmission | VACAR | Internal | Winter | B19 | 700 | 900 | 0 | 79.55 | 81.24 | 9 | 0
2025 | TVA_Transmission_2_VACAR | TVA_Transmission | VACAR | Internal | Winter | B20 | 935 | 900 | 0 | 71.62 | 70.63 | 9 | 0
2025 | VACAR_2_PJM_ROR | VACAR | PJM_ROR | Internal | Shoulder | B11 | 25 | 2000 | 0 | 104.21 | 85.22 | 7 | 0
2025 | VACAR_2_PJM_ROR | VACAR | PJM_ROR | Internal | Shoulder | B12 | 200 | 2000 | 0 | 88.3 | 75.22 | 7 | 0
2025 | VACAR_2_PJM_ROR | VACAR | PJM_ROR | Internal | Shoulder | B13 | 600 | 2000 | 0 | 78.24 | 72.24 | 7 | 0
2025 | VACAR_2_PJM_ROR | VACAR | PJM_ROR | Internal | Shoulder | B14 | 900 | 2000 | 0 | 76.23 | 70.06 | 7 | 0
2025 | VACAR_2_PJM_ROR | VACAR | PJM_ROR | Internal | Shoulder | B15 | 1203 | 2000 | 0 | 68 | 62 | 7 | 0
2025 | VACAR_2_PJM_ROR | VACAR | PJM_ROR | Internal | Summer | B1 | 10 | 2000 | 0 | 751.19 | 450.16 | 7 | 0
2025 | VACAR_2_PJM_ROR | VACAR | PJM_ROR | Internal | Summer | B2 | 25 | 2000 | 0 | 581.76 | 125.74 | 7 | 0
2025 | VACAR_2_PJM_ROR | VACAR | PJM_ROR | Internal | Summer | B3 | 75 | 2000 | 0 | 134.21 | 115.52 | 7 | 0
2025 | VACAR_2_PJM_ROR | VACAR | PJM_ROR | Internal | Summer | B4 | 100 | 2000 | 0 | 121.03 | 110.62 | 7 | 0
2025 | VACAR_2_PJM_ROR | VACAR | PJM_ROR | Internal | Summer | B5 | 200 | 2000 | 0 | 121.03 | 109.23 | 7 | 0
2025 | VACAR_2_PJM_ROR | VACAR | PJM_ROR | Internal | Summer | B6 | 300 | 2000 | 0 | 121.03 | 109.06 | 7 | 0
2025 | VACAR_2_PJM_ROR | VACAR | PJM_ROR | Internal | Summer | B7 | 400 | 2000 | 0 | 98.89 | 82.21 | 7 | 0
2025 | VACAR_2_PJM_ROR | VACAR | PJM_ROR | Internal | Summer | B8 | 500 | 2000 | 0 | 83.63 | 72.07 | 7 | 0
2025 | VACAR_2_PJM_ROR | VACAR | PJM_ROR | Internal | Summer | B9 | 800 | 2000 | 0 | 74.89 | 68.89 | 7 | 0
2025 | VACAR_2_PJM_ROR | VACAR | PJM_ROR | Internal | Summer | B10 | 1262 | 2000 | 0 | 67.18 | 61.18 | 7 | 0
2025 | VACAR_2_PJM_ROR | VACAR | PJM_ROR | Internal | Winter | B16 | 25 | 2000 | 0 | 131.88 | 88.55 | 7 | 0
2025 | VACAR_2_PJM_ROR | VACAR | PJM_ROR | Internal | Winter | B17 | 100 | 2000 | 0 | 96.55 | 79.94 | 7 | 0
2025 | VACAR_2_PJM_ROR | VACAR | PJM_ROR | Internal | Winter | B18 | 400 | 2000 | 0 | 83.63 | 74.65 | 7 | 0
2025 | VACAR_2_PJM_ROR | VACAR | PJM_ROR | Internal | Winter | B19 | 700 | 2000 | 0 | 81.24 | 74.12 | 7 | 0
2025 | VACAR_2_PJM_ROR | VACAR | PJM_ROR | Internal | Winter | B20 | 935 | 2000 | 0 | 70.63 | 64.63 | 7 | 0
2025 | VACAR_2_SOCO | VACAR | SOCO | Internal | Shoulder | B11 | 25 | 3000 | 1569.45 | 104.21 | 111.21 | 7 | 0
2025 | VACAR_2_SOCO | VACAR | SOCO | Internal | Shoulder | B12 | 200 | 3000 | 0 | 88.3 | 81.22 | 7 | 0
2025 | VACAR_2_SOCO | VACAR | SOCO | Internal | Shoulder | B13 | 600 | 3000 | 0 | 78.24 | 75.24 | 7 | 0
2025 | VACAR_2_SOCO | VACAR | SOCO | Internal | Shoulder | B14 | 900 | 3000 | 0 | 76.23 | 75.24 | 7 | 0
2025 | VACAR_2_SOCO | VACAR | SOCO | Internal | Shoulder | B15 | 1203 | 3000 | 0 | 68 | 72.59 | 7 | 0
2025 | VACAR_2_SOCO | VACAR | SOCO | Internal | Summer | B1 | 10 | 3000 | 0 | 751.19 | 741.19 | 7 | 0
2025 | VACAR_2_SOCO | VACAR | SOCO | Internal | Summer | B2 | 25 | 3000 | 0 | 581.76 | 571.76 | 7 | 0
2025 | VACAR_2_SOCO | VACAR | SOCO | Internal | Summer | B3 | 75 | 3000 | 0 | 134.21 | 129.67 | 7 | 0
2025 | VACAR_2_SOCO | VACAR | SOCO | Internal | Summer | B4 | 100 | 3000 | 0 | 121.03 | 121.63 | 7 | 0
2025 | VACAR_2_SOCO | VACAR | SOCO | Internal | Summer | B5 | 200 | 3000 | 0 | 121.03 | 118.02 | 7 | 0
2025 | VACAR_2_SOCO | VACAR | SOCO | Internal | Summer | B6 | 300 | 3000 | 0 | 121.03 | 118.02 | 7 | 0
2025 | VACAR_2_SOCO | VACAR | SOCO | Internal | Summer | B7 | 400 | 3000 | 0 | 98.89 | 98.89 | 7 | 0
2025 | VACAR_2_SOCO | VACAR | SOCO | Internal | Summer | B8 | 500 | 3000 | 0 | 83.63 | 87.07 | 7 | 0
2025 | VACAR_2_SOCO | VACAR | SOCO | Internal | Summer | B9 | 800 | 3000 | 0 | 74.89 | 76.09 | 7 | 0
2025 | VACAR_2_SOCO | VACAR | SOCO | Internal | Summer | B10 | 1262 | 3000 | 0 | 67.18 | 71.19 | 7 | 0
2025 | VACAR_2_SOCO | VACAR | SOCO | Internal | Winter | B16 | 25 | 3000 | 0 | 131.88 | 116.9 | 7 | 0
2025 | VACAR_2_SOCO | VACAR | SOCO | Internal | Winter | B17 | 100 | 3000 | 0 | 96.55 | 86.55 | 7 | 0
2025 | VACAR_2_SOCO | VACAR | SOCO | Internal | Winter | B18 | 400 | 3000 | 0 | 83.63 | 78 | 7 | 0
2025 | VACAR_2_SOCO | VACAR | SOCO | Internal | Winter | B19 | 700 | 3000 | 0 | 81.24 | 78 | 7 | 0
2025 | VACAR_2_SOCO | VACAR | SOCO | Internal | Winter | B20 | 935 | 3000 | 0 | 70.63 | 75.48 | 7 | 0
2025 | VACAR_2_TVA_Transmission | VACAR | TVA_Transmission | Internal | Shoulder | B11 | 25 | 900 | 0 | 104.21 | 95.21 | 7 | 0
2025 | VACAR_2_TVA_Transmission | VACAR | TVA_Transmission | Internal | Shoulder | B12 | 200 | 900 | 0 | 88.3 | 81.22 | 7 | 0
2025 | VACAR_2_TVA_Transmission | VACAR | TVA_Transmission | Internal | Shoulder | B13 | 600 | 900 | 0 | 78.24 | 77.07 | 7 | 0
2025 | VACAR_2_TVA_Transmission | VACAR | TVA_Transmission | Internal | Shoulder | B14 | 900 | 900 | 0 | 76.23 | 76.06 | 7 | 0
2025 | VACAR_2_TVA_Transmission | VACAR | TVA_Transmission | Internal | Shoulder | B15 | 1203 | 900 | 0 | 68 | 69.62 | 7 | 0
2025 | VACAR_2_TVA_Transmission | VACAR | TVA_Transmission | Internal | Summer | B1 | 10 | 900 | 0 | 751.19 | 464.18 | 7 | 0
2025 | VACAR_2_TVA_Transmission | VACAR | TVA_Transmission | Internal | Summer | B2 | 25 | 900 | 0 | 581.76 | 143.73 | 7 | 0
2025 | VACAR_2_TVA_Transmission | VACAR | TVA_Transmission | Internal | Summer | B3 | 75 | 900 | 0 | 134.21 | 125.21 | 7 | 0
2025 | VACAR_2_TVA_Transmission | VACAR | TVA_Transmission | Internal | Summer | B4 | 100 | 900 | 0 | 121.03 | 120.63 | 7 | 0
2025 | VACAR_2_TVA_Transmission | VACAR | TVA_Transmission | Internal | Summer | B5 | 200 | 900 | 0 | 121.03 | 117.49 | 7 | 0
2025 | VACAR_2_TVA_Transmission | VACAR | TVA_Transmission | Internal | Summer | B6 | 300 | 900 | 0 | 121.03 | 115.06 | 7 | 0
2025 | VACAR_2_TVA_Transmission | VACAR | TVA_Transmission | Internal | Summer | B7 | 400 | 900 | 0 | 98.89 | 89.89 | 7 | 0
2025 | VACAR_2_TVA_Transmission | VACAR | TVA_Transmission | Internal | Summer | B8 | 500 | 900 | 0 | 83.63 | 78.07 | 7 | 0
2025 | VACAR_2_TVA_Transmission | VACAR | TVA_Transmission | Internal | Summer | B9 | 800 | 900 | 0 | 74.89 | 74.89 | 7 | 0
2025 | VACAR_2_TVA_Transmission | VACAR | TVA_Transmission | Internal | Summer | B10 | 1262 | 900 | 0 | 67.18 | 70.75 | 7 | 0
2025 | VACAR_2_TVA_Transmission | VACAR | TVA_Transmission | Internal | Winter | B16 | 25 | 900 | 0 | 131.88 | 97.88 | 7 | 0
2025 | VACAR_2_TVA_Transmission | VACAR | TVA_Transmission | Internal | Winter | B17 | 100 | 900 | 0 | 96.55 | 85.94 | 7 | 0
2025 | VACAR_2_TVA_Transmission | VACAR | TVA_Transmission | Internal | Winter | B18 | 400 | 900 | 0 | 83.63 | 79.77 | 7 | 0
2025 | VACAR_2_TVA_Transmission | VACAR | TVA_Transmission | Internal | Winter | B19 | 700 | 900 | 0 | 81.24 | 79.55 | 7 | 0
2025 | VACAR_2_TVA_Transmission | VACAR | TVA_Transmission | Internal | Winter | B20 | 935 | 900 | 0 | 70.63 | 71.62 | 7 | 0
2030 | ENT_2_MISO_MO-IL | ENT | MISO_MO-IL | Internal | Shoulder | B11 | 25 | 2260 | 0 | 94.17 | 87.73 | 8 | 0
2030 | ENT_2_MISO_MO-IL | ENT | MISO_MO-IL | Internal | Shoulder | B12 | 200 | 2260 | 0 | 90.32 | 83.71 | 8 | 0
2030 | ENT_2_MISO_MO-IL | ENT | MISO_MO-IL | Internal | Shoulder | B13 | 600 | 2260 | 0 | 84.33 | 76.33 | 8 | 0
2030 | ENT_2_MISO_MO-IL | ENT | MISO_MO-IL | Internal | Shoulder | B14 | 900 | 2260 | 0 | 78.23 | 75.67 | 8 | 0
2030 | ENT_2_MISO_MO-IL | ENT | MISO_MO-IL | Internal | Shoulder | B15 | 1203 | 2260 | 0 | 71.41 | 63.41 | 8 | 0
2030 | ENT_2_MISO_MO-IL | ENT | MISO_MO-IL | Internal | Summer | B1 | 10 | 2260 | 1503.67 | 132.79 | 140.79 | 8 | 0
2030 | ENT_2_MISO_MO-IL | ENT | MISO_MO-IL | Internal | Summer | B2 | 25 | 2260 | 0 | 149.28 | 142.61 | 8 | 0
2030 | ENT_2_MISO_MO-IL | ENT | MISO_MO-IL | Internal | Summer | B3 | 75 | 2260 | 0 | 151.16 | 141.22 | 8 | 0
2030 | ENT_2_MISO_MO-IL | ENT | MISO_MO-IL | Internal | Summer | B4 | 100 | 2260 | 0 | 148.79 | 140.79 | 8 | 0
2030 | ENT_2_MISO_MO-IL | ENT | MISO_MO-IL | Internal | Summer | B5 | 200 | 2260 | 0 | 138.32 | 138.32 | 8 | 0
2030 | ENT_2_MISO_MO-IL | ENT | MISO_MO-IL | Internal | Summer | B6 | 300 | 2260 | 0 | 100.8 | 100.8 | 8 | 0
2030 | ENT_2_MISO_MO-IL | ENT | MISO_MO-IL | Internal | Summer | B7 | 400 | 2260 | 0 | 93.63 | 88.89 | 8 | 0
2030 | ENT_2_MISO_MO-IL | ENT | MISO_MO-IL | Internal | Summer | B8 | 500 | 2260 | 0 | 92.5 | 85.39 | 8 | 0
2030 | ENT_2_MISO_MO-IL | ENT | MISO_MO-IL | Internal | Summer | B9 | 800 | 2260 | 0 | 90.28 | 82.28 | 8 | 0
2030 | ENT_2_MISO_MO-IL | ENT | MISO_MO-IL | Internal | Summer | B10 | 1262 | 2260 | 0 | 76.87 | 72.34 | 8 | 0
2030 | ENT_2_MISO_MO-IL | ENT | MISO_MO-IL | Internal | Winter | B16 | 25 | 2260 | 0 | 90.91 | 78.56 | 8 | 0
2030 | ENT_2_MISO_MO-IL | ENT | MISO_MO-IL | Internal | Winter | B17 | 100 | 2260 | 0 | 86.56 | 78.56 | 8 | 0
2030 | ENT_2_MISO_MO-IL | ENT | MISO_MO-IL | Internal | Winter | B18 | 400 | 2260 | 0 | 86.56 | 78.56 | 8 | 0
2030 | ENT_2_MISO_MO-IL | ENT | MISO_MO-IL | Internal | Winter | B19 | 700 | 2260 | 0 | 80.91 | 78.56 | 8 | 0
2030 | ENT_2_MISO_MO-IL | ENT | MISO_MO-IL | Internal | Winter | B20 | 935 | 2260 | 0 | 70.06 | 62.06 | 8 | 0
2030 | ENT_2_SOCO | ENT | SOCO | Internal | Shoulder | B11 | 25 | 2000 | 0 | 94.17 | 96.95 | 8 | 0
2030 | ENT_2_SOCO | ENT | SOCO | Internal | Shoulder | B12 | 200 | 2000 | 0 | 90.32 | 92.33 | 8 | 0
2030 | ENT_2_SOCO | ENT | SOCO | Internal | Shoulder | B13 | 600 | 2000 | 1092.19 | 84.33 | 92.33 | 8 | 0
2030 | ENT_2_SOCO | ENT | SOCO | Internal | Shoulder | B14 | 900 | 2000 | 2000 | 78.23 | 92.33 | 8 | 6.1
2030 | ENT_2_SOCO | ENT | SOCO | Internal | Shoulder | B15 | 1203 | 2000 | 2000 | 71.41 | 80.61 | 8 | 1.2
2030 | ENT_2_SOCO | ENT | SOCO | Internal | Summer | B1 | 10 | 2000 | 2000 | 132.79 | 741.19 | 8 | 600.4
2030 | ENT_2_SOCO | ENT | SOCO | Internal | Summer | B2 | 25 | 2000 | 2000 | 149.28 | 478.61 | 8 | 321.33
2030 | ENT_2_SOCO | ENT | SOCO | Internal | Summer | B3 | 75 | 2000 | 2000 | 151.16 | 159.51 | 8 | 0.35
2030 | ENT_2_SOCO | ENT | SOCO | Internal | Summer | B4 | 100 | 2000 | 1197.97 | 148.79 | 156.79 | 8 | 0
2030 | ENT_2_SOCO | ENT | SOCO | Internal | Summer | B5 | 200 | 2000 | 0 | 138.32 | 136.31 | 8 | 0
2030 | ENT_2_SOCO | ENT | SOCO | Internal | Summer | B6 | 300 | 2000 | 0 | 100.8 | 98.79 | 8 | 0
2030 | ENT_2_SOCO | ENT | SOCO | Internal | Summer | B7 | 400 | 2000 | 0 | 93.63 | 94.16 | 8 | 0
2030 | ENT_2_SOCO | ENT | SOCO | Internal | Summer | B8 | 500 | 2000 | 0 | 92.5 | 90.83 | 8 | 0
2030 | ENT_2_SOCO | ENT | SOCO | Internal | Summer | B9 | 800 | 2000 | 0 | 90.28 | 90.83 | 8 | 0
2030 | ENT_2_SOCO | ENT | SOCO | Internal | Summer | B10 | 1262 | 2000 | 1420.74 | 76.87 | 84.87 | 8 | 0
2030 | ENT_2_SOCO | ENT | SOCO | Internal | Winter | B16 | 25 | 2000 | 735.22 | 90.91 | 98.91 | 8 | 0
2030 | ENT_2_SOCO | ENT | SOCO | Internal | Winter | B17 | 100 | 2000 | 2000 | 86.56 | 95.49 | 8 | 0.93
2030 | ENT_2_SOCO | ENT | SOCO | Internal | Winter | B18 | 400 | 2000 | 2000 | 86.56 | 95.49 | 8 | 0.93
2030 | ENT_2_SOCO | ENT | SOCO | Internal | Winter | B19 | 700 | 2000 | 2000 | 80.91 | 94.65 | 8 | 5.74
2030 | ENT_2_SOCO | ENT | SOCO | Internal | Winter | B20 | 935 | 2000 | 2000 | 70.06 | 83.9 | 8 | 5.84
2030 | ENT_2_TVA_Transmission | ENT | TVA_Transmission | Internal | Shoulder | B11 | 25 | 2100 | 0 | 94.17 | 95.73 | 8 | 0
2030 | ENT_2_TVA_Transmission | ENT | TVA_Transmission | Internal | Shoulder | B12 | 200 | 2100 | 0 | 90.32 | 91.71 | 8 | 0
2030 | ENT_2_TVA_Transmission | ENT | TVA_Transmission | Internal | Shoulder | B13 | 600 | 2100 | 0 | 84.33 | 84.64 | 8 | 0
2030 | ENT_2_TVA_Transmission | ENT | TVA_Transmission | Internal | Shoulder | B14 | 900 | 2100 | 0 | 78.23 | 84.64 | 8 | 0
2030 | ENT_2_TVA_Transmission | ENT | TVA_Transmission | Internal | Shoulder | B15 | 1203 | 2100 | 1684.69 | 71.41 | 79.41 | 8 | 0
2030 | ENT_2_TVA_Transmission | ENT | TVA_Transmission | Internal | Summer | B1 | 10 | 2100 | 2100 | 132.79 | 158.6 | 8 | 17.81
2030 | ENT_2_TVA_Transmission | ENT | TVA_Transmission | Internal | Summer | B2 | 25 | 2100 | 2100 | 149.28 | 158.6 | 8 | 1.32
2030 | ENT_2_TVA_Transmission | ENT | TVA_Transmission | Internal | Summer | B3 | 75 | 2100 | 0 | 151.16 | 150.51 | 8 | 0
2030 | ENT_2_TVA_Transmission | ENT | TVA_Transmission | Internal | Summer | B4 | 100 | 2100 | 0 | 148.79 | 148.79 | 8 | 0
2030 | ENT_2_TVA_Transmission | ENT | TVA_Transmission | Internal | Summer | B5 | 200 | 2100 | 0 | 138.32 | 146.31 | 8 | 0
2030 | ENT_2_TVA_Transmission | ENT | TVA_Transmission | Internal | Summer | B6 | 300 | 2100 | 0 | 100.8 | 108.79 | 8 | 0
2030 | ENT_2_TVA_Transmission | ENT | TVA_Transmission | Internal | Summer | B7 | 400 | 2100 | 0 | 93.63 | 96.88 | 8 | 0
2030 | ENT_2_TVA_Transmission | ENT | TVA_Transmission | Internal | Summer | B8 | 500 | 2100 | 0 | 92.5 | 93.37 | 8 | 0
2030 | ENT_2_TVA_Transmission | ENT | TVA_Transmission | Internal | Summer | B9 | 800 | 2100 | 0 | 90.28 | 90.28 | 8 | 0
2030 | ENT_2_TVA_Transmission | ENT | TVA_Transmission | Internal | Summer | B10 | 1262 | 2100 | 0 | 76.87 | 80.34 | 8 | 0
2030 | ENT_2_TVA_Transmission | ENT | TVA_Transmission | Internal | Winter | B16 | 25 | 2100 | 1548.17 | 90.91 | 98.91 | 8 | 0
2030 | ENT_2_TVA_Transmission | ENT | TVA_Transmission | Internal | Winter | B17 | 100 | 2100 | 1025.59 | 86.56 | 94.56 | 8 | 0
2030 | ENT_2_TVA_Transmission | ENT | TVA_Transmission | Internal | Winter | B18 | 400 | 2100 | 0 | 86.56 | 87.65 | 8 | 0
2030 | ENT_2_TVA_Transmission | ENT | TVA_Transmission | Internal | Winter | B19 | 700 | 2100 | 0 | 80.91 | 87.65 | 8 | 0
2030 | ENT_2_TVA_Transmission | ENT | TVA_Transmission | Internal | Winter | B20 | 935 | 2100 | 2100 | 70.06 | 81.99 | 8 | 3.93
2030 | FRCC_2_SOCO | FRCC | SOCO | Internal | Shoulder | B11 | 25 | 900 | 0 | 97.57 | 96.95 | 8 | 0
2030 | FRCC_2_SOCO | FRCC | SOCO | Internal | Shoulder | B12 | 200 | 900 | 0 | 97.57 | 92.33 | 8 | 0
2030 | FRCC_2_SOCO | FRCC | SOCO | Internal | Shoulder | B13 | 600 | 900 | 0 | 97.57 | 92.33 | 8 | 0
2030 | FRCC_2_SOCO | FRCC | SOCO | Internal | Shoulder | B14 | 900 | 900 | 0 | 90.09 | 92.33 | 8 | 0
2030 | FRCC_2_SOCO | FRCC | SOCO | Internal | Shoulder | B15 | 1203 | 900 | 0 | 84.39 | 80.61 | 8 | 0
2030 | FRCC_2_SOCO | FRCC | SOCO | Internal | Summer | B1 | 10 | 900 | 0 | 751.19 | 741.19 | 8 | 0
2030 | FRCC_2_SOCO | FRCC | SOCO | Internal | Summer | B2 | 25 | 900 | 0 | 488.61 | 478.61 | 8 | 0
2030 | FRCC_2_SOCO | FRCC | SOCO | Internal | Summer | B3 | 75 | 900 | 286.11 | 151.51 | 159.51 | 8 | 0
2030 | FRCC_2_SOCO | FRCC | SOCO | Internal | Summer | B4 | 100 | 900 | 0 | 151.51 | 156.79 | 8 | 0
2030 | FRCC_2_SOCO | FRCC | SOCO | Internal | Summer | B5 | 200 | 900 | 824.72 | 128.31 | 136.31 | 8 | 0
2030 | FRCC_2_SOCO | FRCC | SOCO | Internal | Summer | B6 | 300 | 900 | 0 | 96.66 | 98.79 | 8 | 0
2030 | FRCC_2_SOCO | FRCC | SOCO | Internal | Summer | B7 | 400 | 900 | 0 | 96.66 | 94.16 | 8 | 0
2030 | FRCC_2_SOCO | FRCC | SOCO | Internal | Summer | B8 | 500 | 900 | 0 | 96.66 | 90.83 | 8 | 0
2030 | FRCC_2_SOCO | FRCC | SOCO | Internal | Summer | B9 | 800 | 900 | 0 | 96.66 | 90.83 | 8 | 0
2030 | FRCC_2_SOCO | FRCC | SOCO | Internal | Summer | B10 | 1262 | 900 | 0 | 83.61 | 84.87 | 8 | 0
2030 | FRCC_2_SOCO | FRCC | SOCO | Internal | Winter | B16 | 25 | 900 | 0 | 100.23 | 98.91 | 8 | 0
2030 | FRCC_2_SOCO | FRCC | SOCO | Internal | Winter | B17 | 100 | 900 | 0 | 100.23 | 95.49 | 8 | 0
2030 | FRCC_2_SOCO | FRCC | SOCO | Internal | Winter | B18 | 400 | 900 | 0 | 99.71 | 95.49 | 8 | 0
2030 | FRCC_2_SOCO | FRCC | SOCO | Internal | Winter | B19 | 700 | 900 | 825.14 | 86.65 | 94.65 | 8 | 0
2030 | FRCC_2_SOCO | FRCC | SOCO | Internal | Winter | B20 | 935 | 900 | 0 | 86.65 | 83.9 | 8 | 0
2030 | HQ_NEISO_2_NEISO | HQ_NEISO | NEISO | Internal | Shoulder | B11 | 25 | 99999 | 3291.92 | 73.07 | 73.08 | 0.01 | 0
2030 | HQ_NEISO_2_NEISO | HQ_NEISO | NEISO | Internal | Shoulder | B12 | 200 | 99999 | 3288.19 | 73.07 | 73.08 | 0.01 | 0
2030 | HQ_NEISO_2_NEISO | HQ_NEISO | NEISO | Internal | Shoulder | B13 | 600 | 99999 | 3273.51 | 73.07 | 73.08 | 0.01 | 0
2030 | HQ_NEISO_2_NEISO | HQ_NEISO | NEISO | Internal | Shoulder | B14 | 900 | 99999 | 3247.82 | 73.07 | 73.08 | 0.01 | 0
2030 | HQ_NEISO_2_NEISO | HQ_NEISO | NEISO | Internal | Shoulder | B15 | 1203 | 99999 | 1400.32 | 73.07 | 73.08 | 0.01 | 0
2030 | HQ_NEISO_2_NEISO | HQ_NEISO | NEISO | Internal | Summer | B1 | 10 | 99999 | 3500.02 | 534.49 | 534.5 | 0.01 | 0
2030 | HQ_NEISO_2_NEISO | HQ_NEISO | NEISO | Internal | Summer | B2 | 25 | 99999 | 3475.37 | 245.56 | 245.57 | 0.01 | 0
2030 | HQ_NEISO_2_NEISO | HQ_NEISO | NEISO | Internal | Summer | B3 | 75 | 99999 | 3426.24 | 120.55 | 120.56 | 0.01 | 0
2030 | HQ_NEISO_2_NEISO | HQ_NEISO | NEISO | Internal | Summer | B4 | 100 | 99999 | 3384 | 98.6 | 98.61 | 0.01 | 0
2030 | HQ_NEISO_2_NEISO | HQ_NEISO | NEISO | Internal | Summer | B5 | 200 | 99999 | 3361.03 | 97.61 | 97.63 | 0.01 | 0
2030 | HQ_NEISO_2_NEISO | HQ_NEISO | NEISO | Internal | Summer | B6 | 300 | 99999 | 3335.02 | 77.73 | 77.75 | 0.01 | 0
2030 | HQ_NEISO_2_NEISO | HQ_NEISO | NEISO | Internal | Summer | B7 | 400 | 99999 | 3305.34 | 71.43 | 71.44 | 0.01 | 0
2030 | HQ_NEISO_2_NEISO | HQ_NEISO | NEISO | Internal | Summer | B8 | 500 | 99999 | 3281.99 | 71.43 | 71.44 | 0.01 | 0
2030 | HQ_NEISO_2_NEISO | HQ_NEISO | NEISO | Internal | Summer | B9 | 800 | 99999 | 3253.4 | 71.43 | 71.44 | 0.01 | 0
2030 | HQ_NEISO_2_NEISO | HQ_NEISO | NEISO | Internal | Summer | B10 | 1262 | 99999 | 1061.46 | 71.43 | 71.44 | 0.01 | 0
2030 | HQ_NEISO_2_NEISO | HQ_NEISO | NEISO | Internal | Winter | B16 | 25 | 99999 | 3343.62 | 80.8 | 80.81 | 0.01 | 0
2030 | HQ_NEISO_2_NEISO | HQ_NEISO | NEISO | Internal | Winter | B17 | 100 | 99999 | 3322.87 | 77.73 | 77.75 | 0.01 | 0
2030 | HQ_NEISO_2_NEISO | HQ_NEISO | NEISO | Internal | Winter | B18 | 400 | 99999 | 3306.99 | 72.74 | 72.76 | 0.01 | 0
2030 | HQ_NEISO_2_NEISO | HQ_NEISO | NEISO | Internal | Winter | B19 | 700 | 99999 | 3277.4 | 72.74 | 72.76 | 0.01 | 0
2030 | HQ_NEISO_2_NEISO | HQ_NEISO | NEISO | Internal | Winter | B20 | 935 | 99999 | 1520.65 | 72.74 | 72.76 | 0.01 | 0
2030 | HQ_NY_2_NYISO_A-F | HQ_NY | NYISO_A-F | Internal | Shoulder | B11 | 25 | 99999 | 2691.25 | 75.53 | 75.54 | 0.01 | 0
2030 | HQ_NY_2_NYISO_A-F | HQ_NY | NYISO_A-F | Internal | Shoulder | B12 | 200 | 99999 | 2724.3 | 75.53 | 75.54 | 0.01 | 0
2030 | HQ_NY_2_NYISO_A-F | HQ_NY | NYISO_A-F | Internal | Shoulder | B13 | 600 | 99999 | 2662.86 | 75.53 | 75.54 | 0.01 | 0
2030 | HQ_NY_2_NYISO_A-F | HQ_NY | NYISO_A-F | Internal | Shoulder | B14 | 900 | 99999 | 2561.4 | 73.55 | 73.56 | 0.01 | 0
2030 | HQ_NY_2_NYISO_A-F | HQ_NY | NYISO_A-F | Internal | Shoulder | B15 | 1203 | 99999 | 1489.61 | 73.55 | 73.56 | 0.01 | 0
2030 | HQ_NY_2_NYISO_A-F | HQ_NY | NYISO_A-F | Internal | Summer | B1 | 10 | 99999 | 3333.15 | 101.6 | 101.61 | 0.01 | 0
2030 | HQ_NY_2_NYISO_A-F | HQ_NY | NYISO_A-F | Internal | Summer | B2 | 25 | 99999 | 3246 | 101.6 | 101.61 | 0.01 | 0
2030 | HQ_NY_2_NYISO_A-F | HQ_NY | NYISO_A-F | Internal | Summer | B3 | 75 | 99999 | 3115.34 | 101.6 | 101.61 | 0.01 | 0
2030 | HQ_NY_2_NYISO_A-F | HQ_NY | NYISO_A-F | Internal | Summer | B4 | 100 | 99999 | 2975.05 | 101.6 | 101.61 | 0.01 | 0
2030 | HQ_NY_2_NYISO_A-F | HQ_NY | NYISO_A-F | Internal | Summer | B5 | 200 | 99999 | 2890.32 | 100.61 | 100.63 | 0.01 | 0
2030 | HQ_NY_2_NYISO_A-F | HQ_NY | NYISO_A-F | Internal | Summer | B6 | 300 | 99999 | 2805.65 | 80.73 | 80.75 | 0.01 | 0
2030 | HQ_NY_2_NYISO_A-F | HQ_NY | NYISO_A-F | Internal | Summer | B7 | 400 | 99999 | 2708.49 | 74.41 | 74.43 | 0.01 | 0
2030 | HQ_NY_2_NYISO_A-F | HQ_NY | NYISO_A-F | Internal | Summer | B8 | 500 | 99999 | 2642.7 | 74.41 | 74.43 | 0.01 | 0
2030 | HQ_NY_2_NYISO_A-F | HQ_NY | NYISO_A-F | Internal | Summer | B9 | 800 | 99999 | 2553.54 | 74.41 | 74.43 | 0.01 | 0
2030 | HQ_NY_2_NYISO_A-F | HQ_NY | NYISO_A-F | Internal | Summer | B10 | 1262 | 99999 | 1342.41 | 74.41 | 74.43 | 0.01 | 0
2030 | HQ_NY_2_NYISO_A-F | HQ_NY | NYISO_A-F | Internal | Winter | B16 | 25 | 99999 | 2921.38 | 77.8 | 77.81 | 0.01 | 0
2030 | HQ_NY_2_NYISO_A-F | HQ_NY | NYISO_A-F | Internal | Winter | B17 | 100 | 99999 | 2867.47 | 77.8 | 77.81 | 0.01 | 0
2030 | HQ_NY_2_NYISO_A-F | HQ_NY | NYISO_A-F | Internal | Winter | B18 | 400 | 99999 | 2805.5 | 73.88 | 73.89 | 0.01 | 0
2030 | HQ_NY_2_NYISO_A-F | HQ_NY | NYISO_A-F | Internal | Winter | B19 | 700 | 99999 | 2697.59 | 73.88 | 73.89 | 0.01 | 0
2030 | HQ_NY_2_NYISO_A-F | HQ_NY | NYISO_A-F | Internal | Winter | B20 | 935 | 99999 | 1660.59 | 73.88 | 73.89 | 0.01 | 0
2030 | HQ_IESO_2_IESO | HQ_IESO | IESO | Internal | Shoulder | B11 | 25 | 99999 | 1660.79 | 62.36 | 62.37 | 0.01 | 0
2030 | HQ_IESO_2_IESO | HQ_IESO | IESO | Internal | Shoulder | B12 | 200 | 99999 | 1694.7 | 62.36 | 62.37 | 0.01 | 0
2030 | HQ_IESO_2_IESO | HQ_IESO | IESO | Internal | Shoulder | B13 | 600 | 99999 | 1654.16 | 62.36 | 62.37 | 0.01 | 0
2030 | HQ_IESO_2_IESO | HQ_IESO | IESO | Internal | Shoulder | B14 | 900 | 99999 | 1580.06 | 62.36 | 62.37 | 0.01 | 0
2030 | HQ_IESO_2_IESO | HQ_IESO | IESO | Internal | Shoulder | B15 | 1203 | 99999 | 1070.77 | 62.36 | 62.37 | 0.01 | 0
2030 | HQ_IESO_2_IESO | HQ_IESO | IESO | Internal | Summer | B1 | 10 | 99999 | 2048.07 | 89.86 | 89.87 | 0.01 | 0
2030 | HQ_IESO_2_IESO | HQ_IESO | IESO | Internal | Summer | B2 | 25 | 99999 | 1976.83 | 85.9 | 85.91 | 0.01 | 0
2030 | HQ_IESO_2_IESO | HQ_IESO | IESO | Internal | Summer | B3 | 75 | 99999 | 1874.95 | 85.9 | 85.91 | 0.01 | 0
2030 | HQ_IESO_2_IESO | HQ_IESO | IESO | Internal | Summer | B4 | 100 | 99999 | 1809.43 | 80.31 | 80.32 | 0.01 | 0
2030 | HQ_IESO_2_IESO | HQ_IESO | IESO | Internal | Summer | B5 | 200 | 99999 | 1760.15 | 61.08 | 61.09 | 0.01 | 0
2030 | HQ_IESO_2_IESO | HQ_IESO | IESO | Internal | Summer | B6 | 300 | 99999 | 1719.95 | 61.08 | 61.09 | 0.01 | 0
2030 | HQ_IESO_2_IESO | HQ_IESO | IESO | Internal | Summer | B7 | 400 | 99999 | 1669.24 | 61.08 | 61.09 | 0.01 | 0
2030 | HQ_IESO_2_IESO | HQ_IESO | IESO | Internal | Summer | B8 | 500 | 99999 | 1613.63 | 61.08 | 61.09 | 0.01 | 0
2030 | HQ_IESO_2_IESO | HQ_IESO | IESO | Internal | Summer | B9 | 800 | 99999 | 1553.09 | 61.08 | 61.09 | 0.01 | 0
2030 | HQ_IESO_2_IESO | HQ_IESO | IESO | Internal | Summer | B10 | 1262 | 99999 | 1007.64 | 61.08 | 61.09 | 0.01 | 0
2030 | HQ_IESO_2_IESO | HQ_IESO | IESO | Internal | Winter | B16 | 25 | 99999 | 1855.21 | 62.36 | 62.37 | 0.01 | 0
2030 | HQ_IESO_2_IESO | HQ_IESO | IESO | Internal | Winter | B17 | 100 | 99999 | 1815.32 | 62.36 | 62.37 | 0.01 | 0
2030 | HQ_IESO_2_IESO | HQ_IESO | IESO | Internal | Winter | B18 | 400 | 99999 | 1769.38 | 62.36 | 62.37 | 0.01 | 0
2030 | HQ_IESO_2_IESO | HQ_IESO | IESO | Internal | Winter | B19 | 700 | 99999 | 1687.47 | 62.36 | 62.37 | 0.01 | 0
2030 | HQ_IESO_2_IESO | HQ_IESO | IESO | Internal | Winter | B20 | 935 | 99999 | 1175.06 | 62.36 | 62.37 | 0.01 | 0
2030 | IESO_2_MAPP_CA | IESO | MAPP_CA | Internal | Shoulder | B11 | 25 | 269 | 0 | 62.37 | 54.37 | 7 | 0
2030 | IESO_2_MAPP_CA | IESO | MAPP_CA | Internal | Shoulder | B12 | 200 | 269 | 146.83 | 62.37 | 69.37 | 7 | 0
2030 | IESO_2_MAPP_CA | IESO | MAPP_CA | Internal | Shoulder | B13 | 600 | 269 | 0 | 62.37 | 62.32 | 7 | 0
2030 | IESO_2_MAPP_CA | IESO | MAPP_CA | Internal | Shoulder | B14 | 900 | 269 | 0 | 62.37 | 47.04 | 7 | 0
2030 | IESO_2_MAPP_CA | IESO | MAPP_CA | Internal | Shoulder | B15 | 1203 | 269 | 0 | 62.37 | 47.04 | 7 | 0
2030 | IESO_2_MAPP_CA | IESO | MAPP_CA | Internal | Summer | B1 | 10 | 269 | 0 | 89.87 | 72.32 | 7 | 0
2030 | IESO_2_MAPP_CA | IESO | MAPP_CA | Internal | Summer | B2 | 25 | 269 | 0 | 85.91 | 72.32 | 7 | 0
2030 | IESO_2_MAPP_CA | IESO | MAPP_CA | Internal | Summer | B3 | 75 | 269 | 0 | 85.91 | 77.91 | 7 | 0
2030 | IESO_2_MAPP_CA | IESO | MAPP_CA | Internal | Summer | B4 | 100 | 269 | 0 | 80.32 | 72.32 | 7 | 0
2030 | IESO_2_MAPP_CA | IESO | MAPP_CA | Internal | Summer | B5 | 200 | 269 | 269 | 61.09 | 72.32 | 7 | 4.23
2030 | IESO_2_MAPP_CA | IESO | MAPP_CA | Internal | Summer | B6 | 300 | 269 | 269 | 61.09 | 72.32 | 7 | 4.23
2030 | IESO_2_MAPP_CA | IESO | MAPP_CA | Internal | Summer | B7 | 400 | 269 | 269 | 61.09 | 72.32 | 7 | 4.23
2030 | IESO_2_MAPP_CA | IESO | MAPP_CA | Internal | Summer | B8 | 500 | 269 | 269 | 61.09 | 72.32 | 7 | 4.23
2030 | IESO_2_MAPP_CA | IESO | MAPP_CA | Internal | Summer | B9 | 800 | 269 | 269 | 61.09 | 72.32 | 7 | 4.23
2030 | IESO_2_MAPP_CA | IESO | MAPP_CA | Internal | Summer | B10 | 1262 | 269 | 269 | 61.09 | 72.32 | 7 | 4.23
2030 | IESO_2_MAPP_CA | IESO | MAPP_CA | Internal | Winter | B16 | 25 | 269 | 0 | 62.37 | 61.12 | 7 | 0
2030 | IESO_2_MAPP_CA | IESO | MAPP_CA | Internal | Winter | B17 | 100 | 269 | 0 | 62.37 | 61.12 | 7 | 0
2030 | IESO_2_MAPP_CA | IESO | MAPP_CA | Internal | Winter | B18 | 400 | 269 | 269 | 62.37 | 78.53 | 7 | 9.16
2030 | IESO_2_MAPP_CA | IESO | MAPP_CA | Internal | Winter | B19 | 700 | 269 | 269 | 62.37 | 78.53 | 7 | 9.16
2030 | IESO_2_MAPP_CA | IESO | MAPP_CA | Internal | Winter | B20 | 935 | 269 | 0 | 62.37 | 61.12 | 7 | 0
2030 | IESO_2_MISO_MI | IESO | MISO_MI | Internal | Shoulder | B11 | 25 | 3125 | 3125 | 62.37 | 87.27 | 7 | 17.9
2030 | IESO_2_MISO_MI | IESO | MISO_MI | Internal | Shoulder | B12 | 200 | 3125 | 3125 | 62.37 | 85.5 | 7 | 16.13
2030 | IESO_2_MISO_MI | IESO | MISO_MI | Internal | Shoulder | B13 | 600 | 3125 | 3125 | 62.37 | 81.11 | 7 | 11.74
2030 | IESO_2_MISO_MI | IESO | MISO_MI | Internal | Shoulder | B14 | 900 | 3125 | 3125 | 62.37 | 75.92 | 7 | 6.55
2030 | IESO_2_MISO_MI | IESO | MISO_MI | Internal | Shoulder | B15 | 1203 | 3125 | 3125 | 62.37 | 71.44 | 7 | 2.07
2030 | IESO_2_MISO_MI | IESO | MISO_MI | Internal | Summer | B1 | 10 | 3125 | 3125 | 89.87 | 145.82 | 7 | 48.95
2030 | IESO_2_MISO_MI | IESO | MISO_MI | Internal | Summer | B2 | 25 | 3125 | 3125 | 85.91 | 142.61 | 7 | 49.7
2030 | IESO_2_MISO_MI | IESO | MISO_MI | Internal | Summer | B3 | 75 | 3125 | 3125 | 85.91 | 141.22 | 7 | 48.31
2030 | IESO_2_MISO_MI | IESO | MISO_MI | Internal | Summer | B4 | 100 | 3125 | 3125 | 80.32 | 140.79 | 7 | 53.47
2030 | IESO_2_MISO_MI | IESO | MISO_MI | Internal | Summer | B5 | 200 | 3125 | 3125 | 61.09 | 138.32 | 7 | 70.23
2030 | IESO_2_MISO_MI | IESO | MISO_MI | Internal | Summer | B6 | 300 | 3125 | 3125 | 61.09 | 100.8 | 7 | 32.71
2030 | IESO_2_MISO_MI | IESO | MISO_MI | Internal | Summer | B7 | 400 | 3125 | 3125 | 61.09 | 88.89 | 7 | 20.8
2030 | IESO_2_MISO_MI | IESO | MISO_MI | Internal | Summer | B8 | 500 | 3125 | 3125 | 61.09 | 85.39 | 7 | 17.29
2030 | IESO_2_MISO_MI | IESO | MISO_MI | Internal | Summer | B9 | 800 | 3125 | 3125 | 61.09 | 82.27 | 7 | 14.18
2030 | IESO_2_MISO_MI | IESO | MISO_MI | Internal | Summer | B10 | 1262 | 3125 | 3125 | 61.09 | 74.57 | 7 | 6.48
2030 | IESO_2_MISO_MI | IESO | MISO_MI | Internal | Winter | B16 | 25 | 3125 | 3125 | 62.37 | 89.82 | 7 | 20.45
2030 | IESO_2_MISO_MI | IESO | MISO_MI | Internal | Winter | B17 | 100 | 3125 | 3125 | 62.37 | 89.82 | 7 | 20.45
2030 | IESO_2_MISO_MI | IESO | MISO_MI | Internal | Winter | B18 | 400 | 3125 | 3125 | 62.37 | 82.14 | 7 | 12.77
2030 | IESO_2_MISO_MI | IESO | MISO_MI | Internal | Winter | B19 | 700 | 3125 | 3125 | 62.37 | 78.56 | 7 | 9.19
2030 | IESO_2_MISO_MI | IESO | MISO_MI | Internal | Winter | B20 | 935 | 3125 | 2338.25 | 62.37 | 69.37 | 7 | 0
2030 | IESO_2_MISO_W | IESO | MISO_W | Internal | Shoulder | B11 | 25 | 195 | 195 | 62.37 | 90.05 | 7 | 20.68
2030 | IESO_2_MISO_W | IESO | MISO_W | Internal | Shoulder | B12 | 200 | 195 | 195 | 62.37 | 83.7 | 7 | 14.33
2030 | IESO_2_MISO_W | IESO | MISO_W | Internal | Shoulder | B13 | 600 | 195 | 195 | 62.37 | 76.32 | 7 | 6.95
2030 | IESO_2_MISO_W | IESO | MISO_W | Internal | Shoulder | B14 | 900 | 195 | 0 | 62.37 | 47.05 | 7 | 0
2030 | IESO_2_MISO_W | IESO | MISO_W | Internal | Shoulder | B15 | 1203 | 195 | 0 | 62.37 | 12.01 | 7 | 0
2030 | IESO_2_MISO_W | IESO | MISO_W | Internal | Summer | B1 | 10 | 195 | 195 | 89.87 | 144.21 | 7 | 47.34
2030 | IESO_2_MISO_W | IESO | MISO_W | Internal | Summer | B2 | 25 | 195 | 195 | 85.91 | 142.6 | 7 | 49.69
2030 | IESO_2_MISO_W | IESO | MISO_W | Internal | Summer | B3 | 75 | 195 | 195 | 85.91 | 141.2 | 7 | 48.3
2030 | IESO_2_MISO_W | IESO | MISO_W | Internal | Summer | B4 | 100 | 195 | 195 | 80.32 | 138.31 | 7 | 50.99
2030 | IESO_2_MISO_W | IESO | MISO_W | Internal | Summer | B5 | 200 | 195 | 195 | 61.09 | 138.31 | 7 | 70.22
2030 | IESO_2_MISO_W | IESO | MISO_W | Internal | Summer | B6 | 300 | 195 | 195 | 61.09 | 100.79 | 7 | 32.7
2030 | IESO_2_MISO_W | IESO | MISO_W | Internal | Summer | B7 | 400 | 195 | 195 | 61.09 | 88.88 | 7 | 20.79
2030 | IESO_2_MISO_W | IESO | MISO_W | Internal | Summer | B8 | 500 | 195 | 195 | 61.09 | 85.37 | 7 | 17.28
2030 | IESO_2_MISO_W | IESO | MISO_W | Internal | Summer | B9 | 800 | 195 | 195 | 61.09 | 82.27 | 7 | 14.18
2030 | IESO_2_MISO_W | IESO | MISO_W | Internal | Summer | B10 | 1262 | 195 | 195 | 61.09 | 72.33 | 7 | 4.24
2030 | IESO_2_MISO_W | IESO | MISO_W | Internal | Winter | B16 | 25 | 195 | 0 | 62.37 | 11.54 | 7 | 0
2030 | IESO_2_MISO_W | IESO | MISO_W | Internal | Winter | B17 | 100 | 195 | 0 | 62.37 | 61.12 | 7 | 0
2030 | IESO_2_MISO_W | IESO | MISO_W | Internal | Winter | B18 | 400 | 195 | 195 | 62.37 | 78.54 | 7 | 9.17
2030 | IESO_2_MISO_W | IESO | MISO_W | Internal | Winter | B19 | 700 | 195 | 195 | 62.37 | 78.54 | 7 | 9.17
2030 | IESO_2_MISO_W | IESO | MISO_W | Internal | Winter | B20 | 935 | 195 | 0 | 62.37 | 23.51 | 7 | 0
2030 | IESO_2_NYISO_A-F | IESO | NYISO_A-F | Internal | Shoulder | B11 | 25 | 2224 | 2224 | 62.37 | 75.54 | 7 | 6.17
2030 | IESO_2_NYISO_A-F | IESO | NYISO_A-F | Internal | Shoulder | B12 | 200 | 2224 | 2224 | 62.37 | 75.54 | 7 | 6.17
2030 | IESO_2_NYISO_A-F | IESO | NYISO_A-F | Internal | Shoulder | B13 | 600 | 2224 | 2224 | 62.37 | 75.54 | 7 | 6.17
2030 | IESO_2_NYISO_A-F | IESO | NYISO_A-F | Internal | Shoulder | B14 | 900 | 2224 | 2224 | 62.37 | 73.56 | 7 | 4.19
2030 | IESO_2_NYISO_A-F | IESO | NYISO_A-F | Internal | Shoulder | B15 | 1203 | 2224 | 2224 | 62.37 | 73.56 | 7 | 4.19
2030 | IESO_2_NYISO_A-F | IESO | NYISO_A-F | Internal | Summer | B1 | 10 | 2224 | 2224 | 89.87 | 101.61 | 7 | 4.74
2030 | IESO_2_NYISO_A-F | IESO | NYISO_A-F | Internal | Summer | B2 | 25 | 2224 | 2224 | 85.91 | 101.61 | 7 | 8.7
2030 | IESO_2_NYISO_A-F | IESO | NYISO_A-F | Internal | Summer | B3 | 75 | 2224 | 2224 | 85.91 | 101.61 | 7 | 8.7
2030 | IESO_2_NYISO_A-F | IESO | NYISO_A-F | Internal | Summer | B4 | 100 | 2224 | 2224 | 80.32 | 101.61 | 7 | 14.29
2030 | IESO_2_NYISO_A-F | IESO | NYISO_A-F | Internal | Summer | B5 | 200 | 2224 | 2224 | 61.09 | 100.63 | 7 | 32.53
2030 | IESO_2_NYISO_A-F | IESO | NYISO_A-F | Internal | Summer | B6 | 300 | 2224 | 2224 | 61.09 | 80.75 | 7 | 12.65
2030 | IESO_2_NYISO_A-F | IESO | NYISO_A-F | Internal | Summer | B7 | 400 | 2224 | 2224 | 61.09 | 74.43 | 7 | 6.33
2030 | IESO_2_NYISO_A-F | IESO | NYISO_A-F | Internal | Summer | B8 | 500 | 2224 | 2224 | 61.09 | 74.43 | 7 | 6.33
2030 | IESO_2_NYISO_A-F | IESO | NYISO_A-F | Internal | Summer | B9 | 800 | 2224 | 2224 | 61.09 | 74.43 | 7 | 6.33
2030 | IESO_2_NYISO_A-F | IESO | NYISO_A-F | Internal | Summer | B10 | 1262 | 2224 | 2224 | 61.09 | 74.43 | 7 | 6.33
2030 | IESO_2_NYISO_A-F | IESO | NYISO_A-F | Internal | Winter | B16 | 25 | 2224 | 2224 | 62.37 | 77.81 | 7 | 8.44
2030 | IESO_2_NYISO_A-F | IESO | NYISO_A-F | Internal | Winter | B17 | 100 | 2224 | 2224 | 62.37 | 77.81 | 7 | 8.44
2030 | IESO_2_NYISO_A-F | IESO | NYISO_A-F | Internal | Winter | B18 | 400 | 2224 | 2224 | 62.37 | 73.89 | 7 | 4.52
2030 | IESO_2_NYISO_A-F | IESO | NYISO_A-F | Internal | Winter | B19 | 700 | 2224 | 2224 | 62.37 | 73.89 | 7 | 4.52
2030 | IESO_2_NYISO_A-F | IESO | NYISO_A-F | Internal | Winter | B20 | 935 | 2224 | 2224 | 62.37 | 73.89 | 7 | 4.52
2030 | MAPP_CA_2_IESO | MAPP_CA | IESO | Internal | Shoulder | B11 | 25 | 337 | 317.96 | 54.37 | 62.37 | 8 | 0
2030 | MAPP_CA_2_IESO | MAPP_CA | IESO | Internal | Shoulder | B12 | 200 | 337 | 0 | 69.37 | 62.37 | 8 | 0
2030 | MAPP_CA_2_IESO | MAPP_CA | IESO | Internal | Shoulder | B13 | 600 | 337 | 0 | 62.32 | 62.37 | 8 | 0
2030 | MAPP_CA_2_IESO | MAPP_CA | IESO | Internal | Shoulder | B14 | 900 | 337 | 337 | 47.04 | 62.37 | 8 | 7.33
2030 | MAPP_CA_2_IESO | MAPP_CA | IESO | Internal | Shoulder | B15 | 1203 | 337 | 337 | 47.04 | 62.37 | 8 | 7.33
2030 | MAPP_CA_2_IESO | MAPP_CA | IESO | Internal | Summer | B1 | 10 | 337 | 337 | 72.32 | 89.87 | 8 | 9.55
2030 | MAPP_CA_2_IESO | MAPP_CA | IESO | Internal | Summer | B2 | 25 | 337 | 337 | 72.32 | 85.91 | 8 | 5.59
2030 | MAPP_CA_2_IESO | MAPP_CA | IESO | Internal | Summer | B3 | 75 | 337 | 332.17 | 77.91 | 85.91 | 8 | 0
2030 | MAPP_CA_2_IESO | MAPP_CA | IESO | Internal | Summer | B4 | 100 | 337 | 107.83 | 72.32 | 80.32 | 8 | 0
2030 | MAPP_CA_2_IESO | MAPP_CA | IESO | Internal | Summer | B5 | 200 | 337 | 0 | 72.32 | 61.09 | 8 | 0
2030 | MAPP_CA_2_IESO | MAPP_CA | IESO | Internal | Summer | B6 | 300 | 337 | 0 | 72.32 | 61.09 | 8 | 0
2030 | MAPP_CA_2_IESO | MAPP_CA | IESO | Internal | Summer | B7 | 400 | 337 | 0 | 72.32 | 61.09 | 8 | 0
2030 | MAPP_CA_2_IESO | MAPP_CA | IESO | Internal | Summer | B8 | 500 | 337 | 0 | 72.32 | 61.09 | 8 | 0
2030 | MAPP_CA_2_IESO | MAPP_CA | IESO | Internal | Summer | B9 | 800 | 337 | 0 | 72.32 | 61.09 | 8 | 0
2030 | MAPP_CA_2_IESO | MAPP_CA | IESO | Internal | Summer | B10 | 1262 | 337 | 0 | 72.32 | 61.09 | 8 | 0
2030 | MAPP_CA_2_IESO | MAPP_CA | IESO | Internal | Winter | B16 | 25 | 337 | 0 | 61.12 | 62.37 | 8 | 0
2030 | MAPP_CA_2_IESO | MAPP_CA | IESO | Internal | Winter | B17 | 100 | 337 | 0 | 61.12 | 62.37 | 8 | 0
2030 | MAPP_CA_2_IESO | MAPP_CA | IESO | Internal | Winter | B18 | 400 | 337 | 0 | 78.53 | 62.37 | 8 | 0
2030 | MAPP_CA_2_IESO | MAPP_CA | IESO | Internal | Winter | B19 | 700 | 337 | 0 | 78.53 | 62.37 | 8 | 0
2030 | MAPP_CA_2_IESO | MAPP_CA | IESO | Internal | Winter | B20 | 935 | 337 | 0 | 61.12 | 62.37 | 8 | 0
2030 | MAPP_CA_2_MAPP_US | MAPP_CA | MAPP_US | Internal | Shoulder | B11 | 25 | 372 | 372 | 54.37 | 83.05 | 7 | 21.68
2030 | MAPP_CA_2_MAPP_US | MAPP_CA | MAPP_US | Internal | Shoulder | B12 | 200 | 372 | 372 | 69.37 | 76.7 | 7 | 0.33
2030 | MAPP_CA_2_MAPP_US | MAPP_CA | MAPP_US | Internal | Shoulder | B13 | 600 | 372 | 258.08 | 62.32 | 69.32 | 7 | 0
2030 | MAPP_CA_2_MAPP_US | MAPP_CA | MAPP_US | Internal | Shoulder | B14 | 900 | 372 | 0 | 47.04 | 40.05 | 7 | 0
2030 | MAPP_CA_2_MAPP_US | MAPP_CA | MAPP_US | Internal | Shoulder | B15 | 1203 | 372 | 0 | 47.04 | 5.01 | 7 | 0
2030 | MAPP_CA_2_MAPP_US | MAPP_CA | MAPP_US | Internal | Summer | B1 | 10 | 372 | 372 | 72.32 | 137.21 | 7 | 57.89
2030 | MAPP_CA_2_MAPP_US | MAPP_CA | MAPP_US | Internal | Summer | B2 | 25 | 372 | 372 | 72.32 | 135.6 | 7 | 56.28
2030 | MAPP_CA_2_MAPP_US | MAPP_CA | MAPP_US | Internal | Summer | B3 | 75 | 372 | 372 | 77.91 | 134.2 | 7 | 49.3
2030 | MAPP_CA_2_MAPP_US | MAPP_CA | MAPP_US | Internal | Summer | B4 | 100 | 372 | 372 | 72.32 | 131.31 | 7 | 51.99
2030 | MAPP_CA_2_MAPP_US | MAPP_CA | MAPP_US | Internal | Summer | B5 | 200 | 372 | 372 | 72.32 | 131.31 | 7 | 51.99
2030 | MAPP_CA_2_MAPP_US | MAPP_CA | MAPP_US | Internal | Summer | B6 | 300 | 372 | 372 | 72.32 | 93.79 | 7 | 14.47
2030 | MAPP_CA_2_MAPP_US | MAPP_CA | MAPP_US | Internal | Summer | B7 | 400 | 372 | 372 | 72.32 | 81.88 | 7 | 2.56
2030 | MAPP_CA_2_MAPP_US | MAPP_CA | MAPP_US | Internal | Summer | B8 | 500 | 372 | 0 | 72.32 | 78.37 | 7 | 0
2030 | MAPP_CA_2_MAPP_US | MAPP_CA | MAPP_US | Internal | Summer | B9 | 800 | 372 | 0 | 72.32 | 75.27 | 7 | 0
2030 | MAPP_CA_2_MAPP_US | MAPP_CA | MAPP_US | Internal | Summer | B10 | 1262 | 372 | 0 | 72.32 | 65.33 | 7 | 0
2030 | MAPP_CA_2_MAPP_US | MAPP_CA | MAPP_US | Internal | Winter | B16 | 25 | 372 | 0 | 61.12 | 4.54 | 7 | 0
2030 | MAPP_CA_2_MAPP_US | MAPP_CA | MAPP_US | Internal | Winter | B17 | 100 | 372 | 0 | 61.12 | 54.12 | 7 | 0
2030 | MAPP_CA_2_MAPP_US | MAPP_CA | MAPP_US | Internal | Winter | B18 | 400 | 372 | 0 | 78.53 | 71.54 | 7 | 0
2030 | MAPP_CA_2_MAPP_US | MAPP_CA | MAPP_US | Internal | Winter | B19 | 700 | 372 | 0 | 78.53 | 71.54 | 7 | 0
2030 | MAPP_CA_2_MAPP_US | MAPP_CA | MAPP_US | Internal | Winter | B20 | 935 | 372 | 0 | 61.12 | 16.51 | 7 | 0
2030 | MAPP_CA_2_MISO_W | MAPP_CA | MISO_W | Internal | Shoulder | B11 | 25 | 1970 | 1970 | 54.37 | 90.05 | 0.01 | 35.67
2030 | MAPP_CA_2_MISO_W | MAPP_CA | MISO_W | Internal | Shoulder | B12 | 200 | 1970 | 1970 | 69.37 | 83.7 | 0.01 | 14.32
2030 | MAPP_CA_2_MISO_W | MAPP_CA | MISO_W | Internal | Shoulder | B13 | 600 | 1970 | 1970 | 62.32 | 76.32 | 0.01 | 13.99
2030 | MAPP_CA_2_MISO_W | MAPP_CA | MISO_W | Internal | Shoulder | B14 | 900 | 1970 | 1116.06 | 47.04 | 47.05 | 0.01 | 0
2030 | MAPP_CA_2_MISO_W | MAPP_CA | MISO_W | Internal | Shoulder | B15 | 1203 | 1970 | 0 | 47.04 | 12.01 | 0.01 | 0
2030 | MAPP_CA_2_MISO_W | MAPP_CA | MISO_W | Internal | Summer | B1 | 10 | 1970 | 1970 | 72.32 | 144.21 | 0.01 | 71.87
2030 | MAPP_CA_2_MISO_W | MAPP_CA | MISO_W | Internal | Summer | B2 | 25 | 1970 | 1970 | 72.32 | 142.6 | 0.01 | 70.27
2030 | MAPP_CA_2_MISO_W | MAPP_CA | MISO_W | Internal | Summer | B3 | 75 | 1970 | 1970 | 77.91 | 141.2 | 0.01 | 63.28
2030 | MAPP_CA_2_MISO_W | MAPP_CA | MISO_W | Internal | Summer | B4 | 100 | 1970 | 1970 | 72.32 | 138.31 | 0.01 | 65.98
2030 | MAPP_CA_2_MISO_W | MAPP_CA | MISO_W | Internal | Summer | B5 | 200 | 1970 | 1970 | 72.32 | 138.31 | 0.01 | 65.98
2030 | MAPP_CA_2_MISO_W | MAPP_CA | MISO_W | Internal | Summer | B6 | 300 | 1970 | 1970 | 72.32 | 100.79 | 0.01 | 28.46
2030 | MAPP_CA_2_MISO_W | MAPP_CA | MISO_W | Internal | Summer | B7 | 400 | 1970 | 1970 | 72.32 | 88.88 | 0.01 | 16.55
2030 | MAPP_CA_2_MISO_W | MAPP_CA | MISO_W | Internal | Summer | B8 | 500 | 1970 | 1970 | 72.32 | 85.37 | 0.01 | 13.04
2030 | MAPP_CA_2_MISO_W | MAPP_CA | MISO_W | Internal | Summer | B9 | 800 | 1970 | 1970 | 72.32 | 82.27 | 0.01 | 9.94
2030 | MAPP_CA_2_MISO_W | MAPP_CA | MISO_W | Internal | Summer | B10 | 1262 | 1970 | 328.28 | 72.32 | 72.33 | 0.01 | 0
2030 | MAPP_CA_2_MISO_W | MAPP_CA | MISO_W | Internal | Winter | B16 | 25 | 1970 | 0 | 61.12 | 11.54 | 0.01 | 0
2030 | MAPP_CA_2_MISO_W | MAPP_CA | MISO_W | Internal | Winter | B17 | 100 | 1970 | 0 | 61.12 | 61.12 | 0.01 | 0
2030 | MAPP_CA_2_MISO_W | MAPP_CA | MISO_W | Internal | Winter | B18 | 400 | 1970 | 1910.02 | 78.53 | 78.54 | 0.01 | 0
2030 | MAPP_CA_2_MISO_W | MAPP_CA | MISO_W | Internal | Winter | B19 | 700 | 1970 | 1960.73 | 78.53 | 78.54 | 0.01 | 0
2030 | MAPP_CA_2_MISO_W | MAPP_CA | MISO_W | Internal | Winter | B20 | 935 | 1970 | 0 | 61.12 | 23.51 | 0.01 | 0
2030 | MAPP_US_2_MAPP_CA | MAPP_US | MAPP_CA | Internal | Shoulder | B11 | 25 | 165 | 0 | 83.05 | 54.37 | 7 | 0
2030 | MAPP_US_2_MAPP_CA | MAPP_US | MAPP_CA | Internal | Shoulder | B12 | 200 | 165 | 0 | 76.7 | 69.37 | 7 | 0
2030 | MAPP_US_2_MAPP_CA | MAPP_US | MAPP_CA | Internal | Shoulder | B13 | 600 | 165 | 0 | 69.32 | 62.32 | 7 | 0
2030 | MAPP_US_2_MAPP_CA | MAPP_US | MAPP_CA | Internal | Shoulder | B14 | 900 | 165 | 0 | 40.05 | 47.04 | 7 | 0
2030 | MAPP_US_2_MAPP_CA | MAPP_US | MAPP_CA | Internal | Shoulder | B15 | 1203 | 165 | 165 | 5.01 | 47.04 | 7 | 35.03
2030 | MAPP_US_2_MAPP_CA | MAPP_US | MAPP_CA | Internal | Summer | B1 | 10 | 165 | 0 | 137.21 | 72.32 | 7 | 0
2030 | MAPP_US_2_MAPP_CA | MAPP_US | MAPP_CA | Internal | Summer | B2 | 25 | 165 | 0 | 135.6 | 72.32 | 7 | 0
2030 | MAPP_US_2_MAPP_CA | MAPP_US | MAPP_CA | Internal | Summer | B3 | 75 | 165 | 0 | 134.2 | 77.91 | 7 | 0
2030 | MAPP_US_2_MAPP_CA | MAPP_US | MAPP_CA | Internal | Summer | B4 | 100 | 165 | 0 | 131.31 | 72.32 | 7 | 0
2030 | MAPP_US_2_MAPP_CA | MAPP_US | MAPP_CA | Internal | Summer | B5 | 200 | 165 | 0 | 131.31 | 72.32 | 7 | 0
2030 | MAPP_US_2_MAPP_CA | MAPP_US | MAPP_CA | Internal | Summer | B6 | 300 | 165 | 0 | 93.79 | 72.32 | 7 | 0
2030 | MAPP_US_2_MAPP_CA | MAPP_US | MAPP_CA | Internal | Summer | B7 | 400 | 165 | 0 | 81.88 | 72.32 | 7 | 0
2030 | MAPP_US_2_MAPP_CA | MAPP_US | MAPP_CA | Internal | Summer | B8 | 500 | 165 | 0 | 78.37 | 72.32 | 7 | 0
2030 | MAPP_US_2_MAPP_CA | MAPP_US | MAPP_CA | Internal | Summer | B9 | 800 | 165 | 0 | 75.27 | 72.32 | 7 | 0
2030 | MAPP_US_2_MAPP_CA | MAPP_US | MAPP_CA | Internal | Summer | B10 | 1262 | 165 | 0 | 65.33 | 72.32 | 7 | 0
2030 | MAPP_US_2_MAPP_CA | MAPP_US | MAPP_CA | Internal | Winter | B16 | 25 | 165 | 165 | 4.54 | 61.12 | 7 | 49.58
2030 | MAPP_US_2_MAPP_CA | MAPP_US | MAPP_CA | Internal | Winter | B17 | 100 | 165 | 77.64 | 54.12 | 61.12 | 7 | 0
2030 | MAPP_US_2_MAPP_CA | MAPP_US | MAPP_CA | Internal | Winter | B18 | 400 | 165 | 0 | 71.54 | 78.53 | 7 | 0
2030 | MAPP_US_2_MAPP_CA | MAPP_US | MAPP_CA | Internal | Winter | B19 | 700 | 165 | 0 | 71.54 | 78.53 | 7 | 0
2030 | MAPP_US_2_MAPP_CA | MAPP_US | MAPP_CA | Internal | Winter | B20 | 935 | 165 | 165 | 16.51 | 61.12 | 7 | 37.62
2030 | MAPP_US_2_MISO_W | MAPP_US | MISO_W | Internal | Shoulder | B11 | 25 | 2635 | 2087.93 | 83.05 | 90.05 | 7 | 0
2030 | MAPP_US_2_MISO_W | MAPP_US | MISO_W | Internal | Shoulder | B12 | 200 | 2635 | 2273.94 | 76.7 | 83.7 | 7 | 0
2030 | MAPP_US_2_MISO_W | MAPP_US | MISO_W | Internal | Shoulder | B13 | 600 | 2635 | 2391.96 | 69.32 | 76.32 | 7 | 0
2030 | MAPP_US_2_MISO_W | MAPP_US | MISO_W | Internal | Shoulder | B14 | 900 | 2635 | 2527.07 | 40.05 | 47.05 | 7 | 0
2030 | MAPP_US_2_MISO_W | MAPP_US | MISO_W | Internal | Shoulder | B15 | 1203 | 2635 | 1679.55 | 5.01 | 12.01 | 7 | 0
2030 | MAPP_US_2_MISO_W | MAPP_US | MISO_W | Internal | Summer | B1 | 10 | 2635 | 945.88 | 137.21 | 144.21 | 7 | 0
2030 | MAPP_US_2_MISO_W | MAPP_US | MISO_W | Internal | Summer | B2 | 25 | 2635 | 1705.14 | 135.6 | 142.6 | 7 | 0
2030 | MAPP_US_2_MISO_W | MAPP_US | MISO_W | Internal | Summer | B3 | 75 | 2635 | 1402.24 | 134.2 | 141.2 | 7 | 0
2030 | MAPP_US_2_MISO_W | MAPP_US | MISO_W | Internal | Summer | B4 | 100 | 2635 | 1206.42 | 131.31 | 138.31 | 7 | 0
2030 | MAPP_US_2_MISO_W | MAPP_US | MISO_W | Internal | Summer | B5 | 200 | 2635 | 1820.53 | 131.31 | 138.31 | 7 | 0
2030 | MAPP_US_2_MISO_W | MAPP_US | MISO_W | Internal | Summer | B6 | 300 | 2635 | 1263 | 93.79 | 100.79 | 7 | 0
2030 | MAPP_US_2_MISO_W | MAPP_US | MISO_W | Internal | Summer | B7 | 400 | 2635 | 1741.54 | 81.88 | 88.88 | 7 | 0
2030 | MAPP_US_2_MISO_W | MAPP_US | MISO_W | Internal | Summer | B8 | 500 | 2635 | 1918.19 | 78.37 | 85.37 | 7 | 0
2030 | MAPP_US_2_MISO_W | MAPP_US | MISO_W | Internal | Summer | B9 | 800 | 2635 | 1303.73 | 75.27 | 82.27 | 7 | 0
2030 | MAPP_US_2_MISO_W | MAPP_US | MISO_W | Internal | Summer | B10 | 1262 | 2635 | 1375.46 | 65.33 | 72.33 | 7 | 0
2030 | MAPP_US_2_MISO_W | MAPP_US | MISO_W | Internal | Winter | B16 | 25 | 2635 | 1476.59 | 4.54 | 11.54 | 7 | 0
2030 | MAPP_US_2_MISO_W | MAPP_US | MISO_W | Internal | Winter | B17 | 100 | 2635 | 1526.84 | 54.12 | 61.12 | 7 | 0
2030 | MAPP_US_2_MISO_W | MAPP_US | MISO_W | Internal | Winter | B18 | 400 | 2635 | 1315.65 | 71.54 | 78.54 | 7 | 0
2030 | MAPP_US_2_MISO_W | MAPP_US | MISO_W | Internal | Winter | B19 | 700 | 2635 | 1735.39 | 71.54 | 78.54 | 7 | 0
2030 | MAPP_US_2_MISO_W | MAPP_US | MISO_W | Internal | Winter | B20 | 935 | 2635 | 1148.25 | 16.51 | 23.51 | 7 | 0
2030 | MAPP_US_2_NE | MAPP_US | NE | Internal | Shoulder | B11 | 25 | 2000 | 0 | 83.05 | 85.05 | 7 | 0
2030 | MAPP_US_2_NE | MAPP_US | NE | Internal | Shoulder | B12 | 200 | 2000 | 0 | 76.7 | 78.7 | 7 | 0
2030 | MAPP_US_2_NE | MAPP_US | NE | Internal | Shoulder | B13 | 600 | 2000 | 0 | 69.32 | 71.32 | 7 | 0
2030 | MAPP_US_2_NE | MAPP_US | NE | Internal | Shoulder | B14 | 900 | 2000 | 0 | 40.05 | 35.05 | 7 | 0
2030 | MAPP_US_2_NE | MAPP_US | NE | Internal | Shoulder | B15 | 1203 | 2000 | 0 | 5.01 | 0.01 | 7 | 0
2030 | MAPP_US_2_NE | MAPP_US | NE | Internal | Summer | B1 | 10 | 2000 | 0 | 137.21 | 139.21 | 7 | 0
2030 | MAPP_US_2_NE | MAPP_US | NE | Internal | Summer | B2 | 25 | 2000 | 0 | 135.6 | 137.6 | 7 | 0
2030 | MAPP_US_2_NE | MAPP_US | NE | Internal | Summer | B3 | 75 | 2000 | 0 | 134.2 | 137.46 | 7 | 0
2030 | MAPP_US_2_NE | MAPP_US | NE | Internal | Summer | B4 | 100 | 2000 | 505.47 | 131.31 | 138.31 | 7 | 0
2030 | MAPP_US_2_NE | MAPP_US | NE | Internal | Summer | B5 | 200 | 2000 | 0 | 131.31 | 133.31 | 7 | 0
2030 | MAPP_US_2_NE | MAPP_US | NE | Internal | Summer | B6 | 300 | 2000 | 0 | 93.79 | 95.79 | 7 | 0
2030 | MAPP_US_2_NE | MAPP_US | NE | Internal | Summer | B7 | 400 | 2000 | 0 | 81.88 | 83.88 | 7 | 0
2030 | MAPP_US_2_NE | MAPP_US | NE | Internal | Summer | B8 | 500 | 2000 | 0 | 78.37 | 80.37 | 7 | 0
2030 | MAPP_US_2_NE | MAPP_US | NE | Internal | Summer | B9 | 800 | 2000 | 0 | 75.27 | 77.27 | 7 | 0
2030 | MAPP_US_2_NE | MAPP_US | NE | Internal | Summer | B10 | 1262 | 2000 | 0 | 65.33 | 67.33 | 7 | 0
2030 | MAPP_US_2_NE | MAPP_US | NE | Internal | Winter | B16 | 25 | 2000 | 0 | 4.54 | 0.01 | 7 | 0
2030 | MAPP_US_2_NE | MAPP_US | NE | Internal | Winter | B17 | 100 | 2000 | 0 | 54.12 | 49.12 | 7 | 0
2030 | MAPP_US_2_NE | MAPP_US | NE | Internal | Winter | B18 | 400 | 2000 | 0 | 71.54 | 71.94 | 7 | 0
2030 | MAPP_US_2_NE | MAPP_US | NE | Internal | Winter | B19 | 700 | 2000 | 0 | 71.54 | 71.94 | 7 | 0
2030 | MAPP_US_2_NE | MAPP_US | NE | Internal | Winter | B20 | 935 | 2000 | 0 | 16.51 | 11.51 | 7 | 0
2030 | MARITIMES_2_NEISO | MARITIMES | NEISO | Internal | Shoulder | B11 | 25 | 99999 | 1651.67 | 73.07 | 73.08 | 0.01 | 0
2030 | MARITIMES_2_NEISO | MARITIMES | NEISO | Internal | Shoulder | B12 | 200 | 99999 | 1649.14 | 73.07 | 73.08 | 0.01 | 0
2030 | MARITIMES_2_NEISO | MARITIMES | NEISO | Internal | Shoulder | B13 | 600 | 99999 | 1639.21 | 73.07 | 73.08 | 0.01 | 0
2030 | MARITIMES_2_NEISO | MARITIMES | NEISO | Internal | Shoulder | B14 | 900 | 99999 | 1621.83 | 73.07 | 73.08 | 0.01 | 0
2030 | MARITIMES_2_NEISO | MARITIMES | NEISO | Internal | Shoulder | B15 | 1203 | 99999 | 600.39 | 73.07 | 73.08 | 0.01 | 0
2030 | MARITIMES_2_NEISO | MARITIMES | NEISO | Internal | Summer | B1 | 10 | 99999 | 1792.52 | 534.49 | 534.5 | 0.01 | 0
2030 | MARITIMES_2_NEISO | MARITIMES | NEISO | Internal | Summer | B2 | 25 | 99999 | 1775.83 | 245.56 | 245.57 | 0.01 | 0
2030 | MARITIMES_2_NEISO | MARITIMES | NEISO | Internal | Summer | B3 | 75 | 99999 | 1742.59 | 120.55 | 120.56 | 0.01 | 0
2030 | MARITIMES_2_NEISO | MARITIMES | NEISO | Internal | Summer | B4 | 100 | 99999 | 1714.01 | 98.6 | 98.61 | 0.01 | 0
2030 | MARITIMES_2_NEISO | MARITIMES | NEISO | Internal | Summer | B5 | 200 | 99999 | 1698.46 | 97.61 | 97.63 | 0.01 | 0
2030 | MARITIMES_2_NEISO | MARITIMES | NEISO | Internal | Summer | B6 | 300 | 99999 | 1680.83 | 77.73 | 77.75 | 0.01 | 0
2030 | MARITIMES_2_NEISO | MARITIMES | NEISO | Internal | Summer | B7 | 400 | 99999 | 1660.74 | 71.43 | 71.44 | 0.01 | 0
2030 | MARITIMES_2_NEISO | MARITIMES | NEISO | Internal | Summer | B8 | 500 | 99999 | 1644.95 | 71.43 | 71.44 | 0.01 | 0
2030 | MARITIMES_2_NEISO | MARITIMES | NEISO | Internal | Summer | B9 | 800 | 99999 | 1625.6 | 71.43 | 71.44 | 0.01 | 0
2030 | MARITIMES_2_NEISO | MARITIMES | NEISO | Internal | Summer | B10 | 1262 | 99999 | 415.8 | 71.43 | 71.44 | 0.01 | 0
2030 | MARITIMES_2_NEISO | MARITIMES | NEISO | Internal | Winter | B16 | 25 | 99999 | 1686.65 | 80.8 | 80.81 | 0.01 | 0
2030 | MARITIMES_2_NEISO | MARITIMES | NEISO | Internal | Winter | B17 | 100 | 99999 | 1672.61 | 77.73 | 77.75 | 0.01 | 0
2030 | MARITIMES_2_NEISO | MARITIMES | NEISO | Internal | Winter | B18 | 400 | 99999 | 1661.86 | 72.74 | 72.76 | 0.01 | 0
2030 | MARITIMES_2_NEISO | MARITIMES | NEISO | Internal | Winter | B19 | 700 | 99999 | 1641.84 | 72.74 | 72.76 | 0.01 | 0
2030 | MARITIMES_2_NEISO | MARITIMES | NEISO | Internal | Winter | B20 | 935 | 99999 | 670.18 | 72.74 | 72.76 | 0.01 | 0
2030 | MISO_IN_2_MISO_MI | MISO_IN | MISO_MI | Internal | Shoulder | B11 | 25 | 5490 | 5490 | 75.91 | 87.27 | 0.01 | 11.35
2030 | MISO_IN_2_MISO_MI | MISO_IN | MISO_MI | Internal | Shoulder | B12 | 200 | 5490 | 5490 | 75.91 | 85.5 | 0.01 | 9.58
2030 | MISO_IN_2_MISO_MI | MISO_IN | MISO_MI | Internal | Shoulder | B13 | 600 | 5490 | 5490 | 75.91 | 81.11 | 0.01 | 5.19
2030 | MISO_IN_2_MISO_MI | MISO_IN | MISO_MI | Internal | Shoulder | B14 | 900 | 5490 | 4775.43 | 75.91 | 75.92 | 0.01 | 0
2030 | MISO_IN_2_MISO_MI | MISO_IN | MISO_MI | Internal | Shoulder | B15 | 1203 | 5490 | 4545.75 | 71.43 | 71.44 | 0.01 | 0
2030 | MISO_IN_2_MISO_MI | MISO_IN | MISO_MI | Internal | Summer | B1 | 10 | 5490 | 5490 | 140.77 | 145.82 | 0.01 | 5.03
2030 | MISO_IN_2_MISO_MI | MISO_IN | MISO_MI | Internal | Summer | B2 | 25 | 5490 | 5001.98 | 142.6 | 142.61 | 0.01 | 0
2030 | MISO_IN_2_MISO_MI | MISO_IN | MISO_MI | Internal | Summer | B3 | 75 | 5490 | 3868.52 | 141.2 | 141.22 | 0.01 | 0
2030 | MISO_IN_2_MISO_MI | MISO_IN | MISO_MI | Internal | Summer | B4 | 100 | 5490 | 2817.93 | 140.77 | 140.79 | 0.01 | 0
2030 | MISO_IN_2_MISO_MI | MISO_IN | MISO_MI | Internal | Summer | B5 | 200 | 5490 | 2026.11 | 138.31 | 138.32 | 0.01 | 0
2030 | MISO_IN_2_MISO_MI | MISO_IN | MISO_MI | Internal | Summer | B6 | 300 | 5490 | 3175.12 | 100.79 | 100.8 | 0.01 | 0
2030 | MISO_IN_2_MISO_MI | MISO_IN | MISO_MI | Internal | Summer | B7 | 400 | 5490 | 3444.14 | 88.88 | 88.89 | 0.01 | 0
2030 | MISO_IN_2_MISO_MI | MISO_IN | MISO_MI | Internal | Summer | B8 | 500 | 5490 | 4466 | 85.37 | 85.39 | 0.01 | 0
2030 | MISO_IN_2_MISO_MI | MISO_IN | MISO_MI | Internal | Summer | B9 | 800 | 5490 | 5063.01 | 82.26 | 82.27 | 0.01 | 0
2030 | MISO_IN_2_MISO_MI | MISO_IN | MISO_MI | Internal | Summer | B10 | 1262 | 5490 | 3722.71 | 74.56 | 74.57 | 0.01 | 0
2030 | MISO_IN_2_MISO_MI | MISO_IN | MISO_MI | Internal | Winter | B16 | 25 | 5490 | 5490 | 78.55 | 89.82 | 0.01 | 11.26
2030 | MISO_IN_2_MISO_MI | MISO_IN | MISO_MI | Internal | Winter | B17 | 100 | 5490 | 5490 | 78.55 | 89.82 | 0.01 | 11.26
2030 | MISO_IN_2_MISO_MI | MISO_IN | MISO_MI | Internal | Winter | B18 | 400 | 5490 | 5490 | 78.55 | 82.14 | 0.01 | 3.57
2030 | MISO_IN_2_MISO_MI | MISO_IN | MISO_MI | Internal | Winter | B19 | 700 | 5490 | 4946.31 | 78.55 | 78.56 | 0.01 | 0
2030 | MISO_IN_2_MISO_MI | MISO_IN | MISO_MI | Internal | Winter | B20 | 935 | 5490 | 5035.93 | 69.36 | 69.37 | 0.01 | 0
2030 | MISO_IN_2_MISO_MO-IL | MISO_IN | MISO_MO-IL | Internal | Shoulder | B11 | 25 | 5000 | 5000 | 75.91 | 87.73 | 0.01 | 11.81
2030 | MISO_IN_2_MISO_MO-IL | MISO_IN | MISO_MO-IL | Internal | Shoulder | B12 | 200 | 5000 | 5000 | 75.91 | 83.71 | 0.01 | 7.79
2030 | MISO_IN_2_MISO_MO-IL | MISO_IN | MISO_MO-IL | Internal | Shoulder | B13 | 600 | 5000 | 5000 | 75.91 | 76.33 | 0.01 | 0.41
2030 | MISO_IN_2_MISO_MO-IL | MISO_IN | MISO_MO-IL | Internal | Shoulder | B14 | 900 | 5000 | 0 | 75.91 | 75.67 | 0.01 | 0
2030 | MISO_IN_2_MISO_MO-IL | MISO_IN | MISO_MO-IL | Internal | Shoulder | B15 | 1203 | 5000 | 0 | 71.43 | 63.41 | 0.01 | 0
2030 | MISO_IN_2_MISO_MO-IL | MISO_IN | MISO_MO-IL | Internal | Summer | B1 | 10 | 5000 | 3901.04 | 140.77 | 140.79 | 0.01 | 0
2030 | MISO_IN_2_MISO_MO-IL | MISO_IN | MISO_MO-IL | Internal | Summer | B2 | 25 | 5000 | 2472.52 | 142.6 | 142.61 | 0.01 | 0
2030 | MISO_IN_2_MISO_MO-IL | MISO_IN | MISO_MO-IL | Internal | Summer | B3 | 75 | 5000 | 4755.55 | 141.2 | 141.22 | 0.01 | 0
2030 | MISO_IN_2_MISO_MO-IL | MISO_IN | MISO_MO-IL | Internal | Summer | B4 | 100 | 5000 | 4721.89 | 140.77 | 140.79 | 0.01 | 0
2030 | MISO_IN_2_MISO_MO-IL | MISO_IN | MISO_MO-IL | Internal | Summer | B5 | 200 | 5000 | 3284.68 | 138.31 | 138.32 | 0.01 | 0
2030 | MISO_IN_2_MISO_MO-IL | MISO_IN | MISO_MO-IL | Internal | Summer | B6 | 300 | 5000 | 3730.58 | 100.79 | 100.8 | 0.01 | 0
2030 | MISO_IN_2_MISO_MO-IL | MISO_IN | MISO_MO-IL | Internal | Summer | B7 | 400 | 5000 | 3306.67 | 88.88 | 88.89 | 0.01 | 0
2030 | MISO_IN_2_MISO_MO-IL | MISO_IN | MISO_MO-IL | Internal | Summer | B8 | 500 | 5000 | 3460.96 | 85.37 | 85.39 | 0.01 | 0
2030 | MISO_IN_2_MISO_MO-IL | MISO_IN | MISO_MO-IL | Internal | Summer | B9 | 800 | 5000 | 5000 | 82.26 | 82.28 | 0.01 | 0.01
2030 | MISO_IN_2_MISO_MO-IL | MISO_IN | MISO_MO-IL | Internal | Summer | B10 | 1262 | 5000 | 0 | 74.56 | 72.34 | 0.01 | 0
2030 | MISO_IN_2_MISO_MO-IL | MISO_IN | MISO_MO-IL | Internal | Winter | B16 | 25 | 5000 | 286.42 | 78.55 | 78.56 | 0.01 | 0
2030 | MISO_IN_2_MISO_MO-IL | MISO_IN | MISO_MO-IL | Internal | Winter | B17 | 100 | 5000 | 1473.23 | 78.55 | 78.56 | 0.01 | 0
2030 | MISO_IN_2_MISO_MO-IL | MISO_IN | MISO_MO-IL | Internal | Winter | B18 | 400 | 5000 | 4778.81 | 78.55 | 78.56 | 0.01 | 0
2030 | MISO_IN_2_MISO_MO-IL | MISO_IN | MISO_MO-IL | Internal | Winter | B19 | 700 | 5000 | 1267.2 | 78.55 | 78.56 | 0.01 | 0
2030 | MISO_IN_2_MISO_MO-IL | MISO_IN | MISO_MO-IL | Internal | Winter | B20 | 935 | 5000 | 0 | 69.36 | 62.06 | 0.01 | 0
2030 | MISO_IN_2_NonRTO_Midwest | MISO_IN | NonRTO_Midwest | Internal | Shoulder | B11 | 25 | 4800 | 4799.57 | 75.91 | 83.91 | 8 | 0
2030 | MISO_IN_2_NonRTO_Midwest | MISO_IN | NonRTO_Midwest | Internal | Shoulder | B12 | 200 | 4800 | 2259.64 | 75.91 | 83.91 | 8 | 0
2030 | MISO_IN_2_NonRTO_Midwest | MISO_IN | NonRTO_Midwest | Internal | Shoulder | B13 | 600 | 4800 | 1836.89 | 75.91 | 83.91 | 8 | 0
2030 | MISO_IN_2_NonRTO_Midwest | MISO_IN | NonRTO_Midwest | Internal | Shoulder | B14 | 900 | 4800 | 1478.85 | 75.91 | 83.91 | 8 | 0
2030 | MISO_IN_2_NonRTO_Midwest | MISO_IN | NonRTO_Midwest | Internal | Shoulder | B15 | 1203 | 4800 | 2418.84 | 71.43 | 79.43 | 8 | 0
2030 | MISO_IN_2_NonRTO_Midwest | MISO_IN | NonRTO_Midwest | Internal | Summer | B1 | 10 | 4800 | 3816.66 | 140.77 | 148.77 | 8 | 0
2030 | MISO_IN_2_NonRTO_Midwest | MISO_IN | NonRTO_Midwest | Internal | Summer | B2 | 25 | 4800 | 2820.74 | 142.6 | 150.6 | 8 | 0
2030 | MISO_IN_2_NonRTO_Midwest | MISO_IN | NonRTO_Midwest | Internal | Summer | B3 | 75 | 4800 | 756.47 | 141.2 | 149.2 | 8 | 0
2030 | MISO_IN_2_NonRTO_Midwest | MISO_IN | NonRTO_Midwest | Internal | Summer | B4 | 100 | 4800 | 362.39 | 140.77 | 148.77 | 8 | 0
2030 | MISO_IN_2_NonRTO_Midwest | MISO_IN | NonRTO_Midwest | Internal | Summer | B5 | 200 | 4800 | 3041.18 | 138.31 | 146.31 | 8 | 0
2030 | MISO_IN_2_NonRTO_Midwest | MISO_IN | NonRTO_Midwest | Internal | Summer | B6 | 300 | 4800 | 2586.79 | 100.79 | 108.79 | 8 | 0
2030 | MISO_IN_2_NonRTO_Midwest | MISO_IN | NonRTO_Midwest | Internal | Summer | B7 | 400 | 4800 | 3122.37 | 88.88 | 96.88 | 8 | 0
2030 | MISO_IN_2_NonRTO_Midwest | MISO_IN | NonRTO_Midwest | Internal | Summer | B8 | 500 | 4800 | 2644.73 | 85.37 | 93.37 | 8 | 0
2030 | MISO_IN_2_NonRTO_Midwest | MISO_IN | NonRTO_Midwest | Internal | Summer | B9 | 800 | 4800 | 2031.25 | 82.26 | 90.26 | 8 | 0
2030 | MISO_IN_2_NonRTO_Midwest | MISO_IN | NonRTO_Midwest | Internal | Summer | B10 | 1262 | 4800 | 998.21 | 74.56 | 82.56 | 8 | 0
2030 | MISO_IN_2_NonRTO_Midwest | MISO_IN | NonRTO_Midwest | Internal | Winter | B16 | 25 | 4800 | 4800 | 78.55 | 105.23 | 8 | 18.68
2030 | MISO_IN_2_NonRTO_Midwest | MISO_IN | NonRTO_Midwest | Internal | Winter | B17 | 100 | 4800 | 4800 | 78.55 | 86.56 | 8 | 0.01
2030 | MISO_IN_2_NonRTO_Midwest | MISO_IN | NonRTO_Midwest | Internal | Winter | B18 | 400 | 4800 | 3713.09 | 78.55 | 86.55 | 8 | 0
2030 | MISO_IN_2_NonRTO_Midwest | MISO_IN | NonRTO_Midwest | Internal | Winter | B19 | 700 | 4800 | 3246.69 | 78.55 | 86.55 | 8 | 0
2030 | MISO_IN_2_NonRTO_Midwest | MISO_IN | NonRTO_Midwest | Internal | Winter | B20 | 935 | 4800 | 4800 | 69.36 | 82.28 | 8 | 4.92
2030 | MISO_IN_2_PJM_ROR | MISO_IN | PJM_ROR | Internal | Shoulder | B11 | 25 | 992 | 992 | 75.91 | 92.05 | 2 | 14.14
2030 | MISO_IN_2_PJM_ROR | MISO_IN | PJM_ROR | Internal | Shoulder | B12 | 200 | 992 | 992 | 75.91 | 87.5 | 2 | 9.59
2030 | MISO_IN_2_PJM_ROR | MISO_IN | PJM_ROR | Internal | Shoulder | B13 | 600 | 992 | 992 | 75.91 | 85.73 | 2 | 7.83
2030 | MISO_IN_2_PJM_ROR | MISO_IN | PJM_ROR | Internal | Shoulder | B14 | 900 | 992 | 992 | 75.91 | 79.33 | 2 | 1.42
2030 | MISO_IN_2_PJM_ROR | MISO_IN | PJM_ROR | Internal | Shoulder | B15 | 1203 | 992 | 992 | 71.43 | 75.83 | 2 | 2.39
2030 | MISO_IN_2_PJM_ROR | MISO_IN | PJM_ROR | Internal | Summer | B1 | 10 | 992 | 992 | 140.77 | 146.21 | 2 | 3.43
2030 | MISO_IN_2_PJM_ROR | MISO_IN | PJM_ROR | Internal | Summer | B2 | 25 | 992 | 441.59 | 142.6 | 144.6 | 2 | 0
2030 | MISO_IN_2_PJM_ROR | MISO_IN | PJM_ROR | Internal | Summer | B3 | 75 | 992 | 745.73 | 141.2 | 143.2 | 2 | 0
2030 | MISO_IN_2_PJM_ROR | MISO_IN | PJM_ROR | Internal | Summer | B4 | 100 | 992 | 0 | 140.77 | 140.31 | 2 | 0
2030 | MISO_IN_2_PJM_ROR | MISO_IN | PJM_ROR | Internal | Summer | B5 | 200 | 992 | 477.28 | 138.31 | 140.31 | 2 | 0
2030 | MISO_IN_2_PJM_ROR | MISO_IN | PJM_ROR | Internal | Summer | B6 | 300 | 992 | 623.87 | 100.79 | 102.79 | 2 | 0
2030 | MISO_IN_2_PJM_ROR | MISO_IN | PJM_ROR | Internal | Summer | B7 | 400 | 992 | 541.1 | 88.88 | 90.88 | 2 | 0
2030 | MISO_IN_2_PJM_ROR | MISO_IN | PJM_ROR | Internal | Summer | B8 | 500 | 992 | 674.87 | 85.37 | 87.37 | 2 | 0
2030 | MISO_IN_2_PJM_ROR | MISO_IN | PJM_ROR | Internal | Summer | B9 | 800 | 992 | 992 | 82.26 | 84.27 | 2 | 0.01
2030 | MISO_IN_2_PJM_ROR | MISO_IN | PJM_ROR | Internal | Summer | B10 | 1262 | 992 | 0 | 74.56 | 74.33 | 2 | 0
2030 | MISO_IN_2_PJM_ROR | MISO_IN | PJM_ROR | Internal | Winter | B16 | 25 | 992 | 992 | 78.55 | 95.86 | 2 | 15.31
2030 | MISO_IN_2_PJM_ROR | MISO_IN | PJM_ROR | Internal | Winter | B17 | 100 | 992 | 992 | 78.55 | 93.92 | 2 | 13.37
2030 | MISO_IN_2_PJM_ROR | MISO_IN | PJM_ROR | Internal | Winter | B18 | 400 | 992 | 992 | 78.55 | 91.12 | 2 | 10.57
2030 | MISO_IN_2_PJM_ROR | MISO_IN | PJM_ROR | Internal | Winter | B19 | 700 | 992 | 992 | 78.55 | 81.65 | 2 | 1.1
2030 | MISO_IN_2_PJM_ROR | MISO_IN | PJM_ROR | Internal | Winter | B20 | 935 | 992 | 992 | 69.36 | 78.9 | 2 | 7.54
2030 | MISO_MI_2_MISO_IN | MISO_MI | MISO_IN | Internal | Shoulder | B11 | 25 | 2535 | 0 | 87.27 | 75.91 | 0.01 | 0
2030 | MISO_MI_2_MISO_IN | MISO_MI | MISO_IN | Internal | Shoulder | B12 | 200 | 2535 | 0 | 85.5 | 75.91 | 0.01 | 0
2030 | MISO_MI_2_MISO_IN | MISO_MI | MISO_IN | Internal | Shoulder | B13 | 600 | 2535 | 0 | 81.11 | 75.91 | 0.01 | 0
2030 | MISO_MI_2_MISO_IN | MISO_MI | MISO_IN | Internal | Shoulder | B14 | 900 | 2535 | 0 | 75.92 | 75.91 | 0.01 | 0
2030 | MISO_MI_2_MISO_IN | MISO_MI | MISO_IN | Internal | Shoulder | B15 | 1203 | 2535 | 0 | 71.44 | 71.43 | 0.01 | 0
2030 | MISO_MI_2_MISO_IN | MISO_MI | MISO_IN | Internal | Summer | B1 | 10 | 2535 | 0 | 145.82 | 140.77 | 0.01 | 0
2030 | MISO_MI_2_MISO_IN | MISO_MI | MISO_IN | Internal | Summer | B2 | 25 | 2535 | 0 | 142.61 | 142.6 | 0.01 | 0
2030 | MISO_MI_2_MISO_IN | MISO_MI | MISO_IN | Internal | Summer | B3 | 75 | 2535 | 0 | 141.22 | 141.2 | 0.01 | 0
2030 | MISO_MI_2_MISO_IN | MISO_MI | MISO_IN | Internal | Summer | B4 | 100 | 2535 | 0 | 140.79 | 140.77 | 0.01 | 0
2030 | MISO_MI_2_MISO_IN | MISO_MI | MISO_IN | Internal | Summer | B5 | 200 | 2535 | 0 | 138.32 | 138.31 | 0.01 | 0
2030 | MISO_MI_2_MISO_IN | MISO_MI | MISO_IN | Internal | Summer | B6 | 300 | 2535 | 0 | 100.8 | 100.79 | 0.01 | 0
2030 | MISO_MI_2_MISO_IN | MISO_MI | MISO_IN | Internal | Summer | B7 | 400 | 2535 | 0 | 88.89 | 88.88 | 0.01 | 0
2030 | MISO_MI_2_MISO_IN | MISO_MI | MISO_IN | Internal | Summer | B8 | 500 | 2535 | 0 | 85.39 | 85.37 | 0.01 | 0
2030 | MISO_MI_2_MISO_IN | MISO_MI | MISO_IN | Internal | Summer | B9 | 800 | 2535 | 0 | 82.27 | 82.26 | 0.01 | 0
2030 | MISO_MI_2_MISO_IN | MISO_MI | MISO_IN | Internal | Summer | B10 | 1262 | 2535 | 0 | 74.57 | 74.56 | 0.01 | 0
2030 | MISO_MI_2_MISO_IN | MISO_MI | MISO_IN | Internal | Winter | B16 | 25 | 2535 | 0 | 89.82 | 78.55 | 0.01 | 0
2030 | MISO_MI_2_MISO_IN | MISO_MI | MISO_IN | Internal | Winter | B17 | 100 | 2535 | 0 | 89.82 | 78.55 | 0.01 | 0
2030 | MISO_MI_2_MISO_IN | MISO_MI | MISO_IN | Internal | Winter | B18 | 400 | 2535 | 0 | 82.14 | 78.55 | 0.01 | 0
2030 | MISO_MI_2_MISO_IN | MISO_MI | MISO_IN | Internal | Winter | B19 | 700 | 2535 | 0 | 78.56 | 78.55 | 0.01 | 0
2030 | MISO_MI_2_MISO_IN | MISO_MI | MISO_IN | Internal | Winter | B20 | 935 | 2535 | 0 | 69.37 | 69.36 | 0.01 | 0
2030 | MISO_MI_2_MISO_WUMS | MISO_MI | MISO_WUMS | Internal | Shoulder | B11 | 25 | 312 | 311.99 | 87.27 | 87.3 | 0.01 | 0.02
2030 | MISO_MI_2_MISO_WUMS | MISO_MI | MISO_WUMS | Internal | Shoulder | B12 | 200 | 312 | 0 | 85.5 | 83.71 | 0.01 | 0
2030 | MISO_MI_2_MISO_WUMS | MISO_MI | MISO_WUMS | Internal | Shoulder | B13 | 600 | 312 | 0 | 81.11 | 76.33 | 0.01 | 0
2030 | MISO_MI_2_MISO_WUMS | MISO_MI | MISO_WUMS | Internal | Shoulder | B14 | 900 | 312 | 0 | 75.92 | 75.66 | 0.01 | 0
2030 | MISO_MI_2_MISO_WUMS | MISO_MI | MISO_WUMS | Internal | Shoulder | B15 | 1203 | 312 | 312 | 71.44 | 73.83 | 0.01 | 2.37
2030 | MISO_MI_2_MISO_WUMS | MISO_MI | MISO_WUMS | Internal | Summer | B1 | 10 | 312 | 0 | 145.82 | 135.24 | 0.01 | 0
2030 | MISO_MI_2_MISO_WUMS | MISO_MI | MISO_WUMS | Internal | Summer | B2 | 25 | 312 | 0 | 142.61 | 142.59 | 0.01 | 0
2030 | MISO_MI_2_MISO_WUMS | MISO_MI | MISO_WUMS | Internal | Summer | B3 | 75 | 312 | 0 | 141.22 | 141.2 | 0.01 | 0
2030 | MISO_MI_2_MISO_WUMS | MISO_MI | MISO_WUMS | Internal | Summer | B4 | 100 | 312 | 0 | 140.79 | 138.3 | 0.01 | 0
2030 | MISO_MI_2_MISO_WUMS | MISO_MI | MISO_WUMS | Internal | Summer | B5 | 200 | 312 | 0 | 138.32 | 138.3 | 0.01 | 0
2030 | MISO_MI_2_MISO_WUMS | MISO_MI | MISO_WUMS | Internal | Summer | B6 | 300 | 312 | 0 | 100.8 | 100.78 | 0.01 | 0
2030 | MISO_MI_2_MISO_WUMS | MISO_MI | MISO_WUMS | Internal | Summer | B7 | 400 | 312 | 0 | 88.89 | 88.87 | 0.01 | 0
2030 | MISO_MI_2_MISO_WUMS | MISO_MI | MISO_WUMS | Internal | Summer | B8 | 500 | 312 | 0 | 85.39 | 85.37 | 0.01 | 0
2030 | MISO_MI_2_MISO_WUMS | MISO_MI | MISO_WUMS | Internal | Summer | B9 | 800 | 312 | 0 | 82.27 | 82.27 | 0.01 | 0
2030 | MISO_MI_2_MISO_WUMS | MISO_MI | MISO_WUMS | Internal | Summer | B10 | 1262 | 312 | 0 | 74.57 | 72.34 | 0.01 | 0
2030 | MISO_MI_2_MISO_WUMS | MISO_MI | MISO_WUMS | Internal | Winter | B16 | 25 | 312 | 0 | 89.82 | 78.29 | 0.01 | 0
2030 | MISO_MI_2_MISO_WUMS | MISO_MI | MISO_WUMS | Internal | Winter | B17 | 100 | 312 | 0 | 89.82 | 78.29 | 0.01 | 0
2030 | MISO_MI_2_MISO_WUMS | MISO_MI | MISO_WUMS | Internal | Winter | B18 | 400 | 312 | 0 | 82.14 | 78.55 | 0.01 | 0
2030 | MISO_MI_2_MISO_WUMS | MISO_MI | MISO_WUMS | Internal | Winter | B19 | 700 | 312 | 0 | 78.56 | 78.55 | 0.01 | 0
2030 | MISO_MI_2_MISO_WUMS | MISO_MI | MISO_WUMS | Internal | Winter | B20 | 935 | 312 | 312 | 69.37 | 73.42 | 0.01 | 4.04
2030 | MISO_MI_2_PJM_ROR | MISO_MI | PJM_ROR | Internal | Shoulder | B11 | 25 | 1424 | 1424 | 87.27 | 92.05 | 2 | 2.78
2030 | MISO_MI_2_PJM_ROR | MISO_MI | PJM_ROR | Internal | Shoulder | B12 | 200 | 1424 | 1094.58 | 85.5 | 87.5 | 2 | 0
2030 | MISO_MI_2_PJM_ROR | MISO_MI | PJM_ROR | Internal | Shoulder | B13 | 600 | 1424 | 1424 | 81.11 | 85.73 | 2 | 2.62
2030 | MISO_MI_2_PJM_ROR | MISO_MI | PJM_ROR | Internal | Shoulder | B14 | 900 | 1424 | 1424 | 75.92 | 79.33 | 2 | 1.41
2030 | MISO_MI_2_PJM_ROR | MISO_MI | PJM_ROR | Internal | Shoulder | B15 | 1203 | 1424 | 1424 | 71.44 | 75.83 | 2 | 2.38
2030 | MISO_MI_2_PJM_ROR | MISO_MI | PJM_ROR | Internal | Summer | B1 | 10 | 1424 | 0 | 145.82 | 146.21 | 2 | 0
2030 | MISO_MI_2_PJM_ROR | MISO_MI | PJM_ROR | Internal | Summer | B2 | 25 | 1424 | 0.02 | 142.61 | 144.6 | 2 | 0
2030 | MISO_MI_2_PJM_ROR | MISO_MI | PJM_ROR | Internal | Summer | B3 | 75 | 1424 | 0 | 141.22 | 143.2 | 2 | 0
2030 | MISO_MI_2_PJM_ROR | MISO_MI | PJM_ROR | Internal | Summer | B4 | 100 | 1424 | 0 | 140.79 | 140.31 | 2 | 0
2030 | MISO_MI_2_PJM_ROR | MISO_MI | PJM_ROR | Internal | Summer | B5 | 200 | 1424 | 0 | 138.32 | 140.31 | 2 | 0
2030 | MISO_MI_2_PJM_ROR | MISO_MI | PJM_ROR | Internal | Summer | B6 | 300 | 1424 | 0 | 100.8 | 102.79 | 2 | 0
2030 | MISO_MI_2_PJM_ROR | MISO_MI | PJM_ROR | Internal | Summer | B7 | 400 | 1424 | 0 | 88.89 | 90.88 | 2 | 0
2030 | MISO_MI_2_PJM_ROR | MISO_MI | PJM_ROR | Internal | Summer | B8 | 500 | 1424 | 0 | 85.39 | 87.37 | 2 | 0
2030 | MISO_MI_2_PJM_ROR | MISO_MI | PJM_ROR | Internal | Summer | B9 | 800 | 1424 | 1300.18 | 82.27 | 84.27 | 2 | 0
2030 | MISO_MI_2_PJM_ROR | MISO_MI | PJM_ROR | Internal | Summer | B10 | 1262 | 1424 | 0 | 74.57 | 74.33 | 2 | 0
2030 | MISO_MI_2_PJM_ROR | MISO_MI | PJM_ROR | Internal | Winter | B16 | 25 | 1424 | 1424 | 89.82 | 95.86 | 2 | 4.04
2030 | MISO_MI_2_PJM_ROR | MISO_MI | PJM_ROR | Internal | Winter | B17 | 100 | 1424 | 1424 | 89.82 | 93.92 | 2 | 2.09
2030 | MISO_MI_2_PJM_ROR | MISO_MI | PJM_ROR | Internal | Winter | B18 | 400 | 1424 | 1424 | 82.14 | 91.12 | 2 | 6.98
2030 | MISO_MI_2_PJM_ROR | MISO_MI | PJM_ROR | Internal | Winter | B19 | 700 | 1424 | 1424 | 78.56 | 81.65 | 2 | 1.09
2030 | MISO_MI_2_PJM_ROR | MISO_MI | PJM_ROR | Internal | Winter | B20 | 935 | 1424 | 1424 | 69.37 | 78.9 | 2 | 7.53
2030 | MISO_MO-IL_2_ENT | MISO_MO-IL | ENT | Internal | Shoulder | B11 | 25 | 2540 | 0 | 87.73 | 94.17 | 8 | 0
2030 | MISO_MO-IL_2_ENT | MISO_MO-IL | ENT | Internal | Shoulder | B12 | 200 | 2540 | 0 | 83.71 | 90.32 | 8 | 0
2030 | MISO_MO-IL_2_ENT | MISO_MO-IL | ENT | Internal | Shoulder | B13 | 600 | 2540 | 89.45 | 76.33 | 84.33 | 8 | 0
2030 | MISO_MO-IL_2_ENT | MISO_MO-IL | ENT | Internal | Shoulder | B14 | 900 | 2540 | 0 | 75.67 | 78.23 | 8 | 0
2030 | MISO_MO-IL_2_ENT | MISO_MO-IL | ENT | Internal | Shoulder | B15 | 1203 | 2540 | 1986.48 | 63.41 | 71.41 | 8 | 0
2030 | MISO_MO-IL_2_ENT | MISO_MO-IL | ENT | Internal | Summer | B1 | 10 | 2540 | 0 | 140.79 | 132.79 | 8 | 0
2030 | MISO_MO-IL_2_ENT | MISO_MO-IL | ENT | Internal | Summer | B2 | 25 | 2540 | 0 | 142.61 | 149.28 | 8 | 0
2030 | MISO_MO-IL_2_ENT | MISO_MO-IL | ENT | Internal | Summer | B3 | 75 | 2540 | 2540 | 141.22 | 151.16 | 8 | 1.95
2030 | MISO_MO-IL_2_ENT | MISO_MO-IL | ENT | Internal | Summer | B4 | 100 | 2540 | 444.03 | 140.79 | 148.79 | 8 | 0
2030 | MISO_MO-IL_2_ENT | MISO_MO-IL | ENT | Internal | Summer | B5 | 200 | 2540 | 0 | 138.32 | 138.32 | 8 | 0
2030 | MISO_MO-IL_2_ENT | MISO_MO-IL | ENT | Internal | Summer | B6 | 300 | 2540 | 0 | 100.8 | 100.8 | 8 | 0
2030 | MISO_MO-IL_2_ENT | MISO_MO-IL | ENT | Internal | Summer | B7 | 400 | 2540 | 0 | 88.89 | 93.63 | 8 | 0
2030 | MISO_MO-IL_2_ENT | MISO_MO-IL | ENT | Internal | Summer | B8 | 500 | 2540 | 0 | 85.39 | 92.5 | 8 | 0
2030 | MISO_MO-IL_2_ENT | MISO_MO-IL | ENT | Internal | Summer | B9 | 800 | 2540 | 173.48 | 82.28 | 90.28 | 8 | 0
2030 | MISO_MO-IL_2_ENT | MISO_MO-IL | ENT | Internal | Summer | B10 | 1262 | 2540 | 0 | 72.34 | 76.87 | 8 | 0
2030 | MISO_MO-IL_2_ENT | MISO_MO-IL | ENT | Internal | Winter | B16 | 25 | 2540 | 2540 | 78.56 | 90.91 | 8 | 4.34
2030 | MISO_MO-IL_2_ENT | MISO_MO-IL | ENT | Internal | Winter | B17 | 100 | 2540 | 2303.02 | 78.56 | 86.56 | 8 | 0
2030 | MISO_MO-IL_2_ENT | MISO_MO-IL | ENT | Internal | Winter | B18 | 400 | 2540 | 1964.29 | 78.56 | 86.56 | 8 | 0
2030 | MISO_MO-IL_2_ENT | MISO_MO-IL | ENT | Internal | Winter | B19 | 700 | 2540 | 0 | 78.56 | 80.91 | 8 | 0
2030 | MISO_MO-IL_2_ENT | MISO_MO-IL | ENT | Internal | Winter | B20 | 935 | 2540 | 2037.69 | 62.06 | 70.06 | 8 | 0
2030 | MISO_MO-IL_2_MISO_IN | MISO_MO-IL | MISO_IN | Internal | Shoulder | B11 | 25 | 2100 | 0 | 87.73 | 75.91 | 0.01 | 0
2030 | MISO_MO-IL_2_MISO_IN | MISO_MO-IL | MISO_IN | Internal | Shoulder | B12 | 200 | 2100 | 0 | 83.71 | 75.91 | 0.01 | 0
2030 | MISO_MO-IL_2_MISO_IN | MISO_MO-IL | MISO_IN | Internal | Shoulder | B13 | 600 | 2100 | 0 | 76.33 | 75.91 | 0.01 | 0
2030 | MISO_MO-IL_2_MISO_IN | MISO_MO-IL | MISO_IN | Internal | Shoulder | B14 | 900 | 2100 | 2100 | 75.67 | 75.91 | 0.01 | 0.23
2030 | MISO_MO-IL_2_MISO_IN | MISO_MO-IL | MISO_IN | Internal | Shoulder | B15 | 1203 | 2100 | 2100 | 63.41 | 71.43 | 0.01 | 8.01
2030 | MISO_MO-IL_2_MISO_IN | MISO_MO-IL | MISO_IN | Internal | Summer | B1 | 10 | 2100 | 0.02 | 140.79 | 140.77 | 0.01 | 0
2030 | MISO_MO-IL_2_MISO_IN | MISO_MO-IL | MISO_IN | Internal | Summer | B2 | 25 | 2100 | 0 | 142.61 | 142.6 | 0.01 | 0
2030 | MISO_MO-IL_2_MISO_IN | MISO_MO-IL | MISO_IN | Internal | Summer | B3 | 75 | 2100 | 0 | 141.22 | 141.2 | 0.01 | 0
2030 | MISO_MO-IL_2_MISO_IN | MISO_MO-IL | MISO_IN | Internal | Summer | B4 | 100 | 2100 | 0 | 140.79 | 140.77 | 0.01 | 0
2030 | MISO_MO-IL_2_MISO_IN | MISO_MO-IL | MISO_IN | Internal | Summer | B5 | 200 | 2100 | 0 | 138.32 | 138.31 | 0.01 | 0
2030 | MISO_MO-IL_2_MISO_IN | MISO_MO-IL | MISO_IN | Internal | Summer | B6 | 300 | 2100 | 0 | 100.8 | 100.79 | 0.01 | 0
2030 | MISO_MO-IL_2_MISO_IN | MISO_MO-IL | MISO_IN | Internal | Summer | B7 | 400 | 2100 | 0 | 88.89 | 88.88 | 0.01 | 0
2030 | MISO_MO-IL_2_MISO_IN | MISO_MO-IL | MISO_IN | Internal | Summer | B8 | 500 | 2100 | 0 | 85.39 | 85.37 | 0.01 | 0
2030 | MISO_MO-IL_2_MISO_IN | MISO_MO-IL | MISO_IN | Internal | Summer | B9 | 800 | 2100 | 0 | 82.28 | 82.26 | 0.01 | 0
2030 | MISO_MO-IL_2_MISO_IN | MISO_MO-IL | MISO_IN | Internal | Summer | B10 | 1262 | 2100 | 2100 | 72.34 | 74.56 | 0.01 | 2.21
2030 | MISO_MO-IL_2_MISO_IN | MISO_MO-IL | MISO_IN | Internal | Winter | B16 | 25 | 2100 | 0 | 78.56 | 78.55 | 0.01 | 0
2030 | MISO_MO-IL_2_MISO_IN | MISO_MO-IL | MISO_IN | Internal | Winter | B17 | 100 | 2100 | 0 | 78.56 | 78.55 | 0.01 | 0
2030 | MISO_MO-IL_2_MISO_IN | MISO_MO-IL | MISO_IN | Internal | Winter | B18 | 400 | 2100 | 0 | 78.56 | 78.55 | 0.01 | 0
2030 | MISO_MO-IL_2_MISO_IN | MISO_MO-IL | MISO_IN | Internal | Winter | B19 | 700 | 2100 | 0 | 78.56 | 78.55 | 0.01 | 0
2030 | MISO_MO-IL_2_MISO_IN | MISO_MO-IL | MISO_IN | Internal | Winter | B20 | 935 | 2100 | 2100 | 62.06 | 69.36 | 0.01 | 7.29
2030 | MISO_MO-IL_2_MISO_W | MISO_MO-IL | MISO_W | Internal | Shoulder | B11 | 25 | 1208 | 1208 | 87.73 | 90.05 | 0.01 | 2.31
2030 | MISO_MO-IL_2_MISO_W | MISO_MO-IL | MISO_W | Internal | Shoulder | B12 | 200 | 1208 | 0 | 83.71 | 83.7 | 0.01 | 0
2030 | MISO_MO-IL_2_MISO_W | MISO_MO-IL | MISO_W | Internal | Shoulder | B13 | 600 | 1208 | 0 | 76.33 | 76.32 | 0.01 | 0
2030 | MISO_MO-IL_2_MISO_W | MISO_MO-IL | MISO_W | Internal | Shoulder | B14 | 900 | 1208 | 0 | 75.67 | 47.05 | 0.01 | 0
2030 | MISO_MO-IL_2_MISO_W | MISO_MO-IL | MISO_W | Internal | Shoulder | B15 | 1203 | 1208 | 0 | 63.41 | 12.01 | 0.01 | 0
2030 | MISO_MO-IL_2_MISO_W | MISO_MO-IL | MISO_W | Internal | Summer | B1 | 10 | 1208 | 1208 | 140.79 | 144.21 | 0.01 | 3.41
2030 | MISO_MO-IL_2_MISO_W | MISO_MO-IL | MISO_W | Internal | Summer | B2 | 25 | 1208 | 0 | 142.61 | 142.6 | 0.01 | 0
2030 | MISO_MO-IL_2_MISO_W | MISO_MO-IL | MISO_W | Internal | Summer | B3 | 75 | 1208 | 0 | 141.22 | 141.2 | 0.01 | 0
2030 | MISO_MO-IL_2_MISO_W | MISO_MO-IL | MISO_W | Internal | Summer | B4 | 100 | 1208 | 0 | 140.79 | 138.31 | 0.01 | 0
2030 | MISO_MO-IL_2_MISO_W | MISO_MO-IL | MISO_W | Internal | Summer | B5 | 200 | 1208 | 0 | 138.32 | 138.31 | 0.01 | 0
2030 | MISO_MO-IL_2_MISO_W | MISO_MO-IL | MISO_W | Internal | Summer | B6 | 300 | 1208 | 0 | 100.8 | 100.79 | 0.01 | 0
2030 | MISO_MO-IL_2_MISO_W | MISO_MO-IL | MISO_W | Internal | Summer | B7 | 400 | 1208 | 0 | 88.89 | 88.88 | 0.01 | 0
2030 | MISO_MO-IL_2_MISO_W | MISO_MO-IL | MISO_W | Internal | Summer | B8 | 500 | 1208 | 0 | 85.39 | 85.37 | 0.01 | 0
2030 | MISO_MO-IL_2_MISO_W | MISO_MO-IL | MISO_W | Internal | Summer | B9 | 800 | 1208 | 0 | 82.28 | 82.27 | 0.01 | 0
2030 | MISO_MO-IL_2_MISO_W | MISO_MO-IL | MISO_W | Internal | Summer | B10 | 1262 | 1208 | 0 | 72.34 | 72.33 | 0.01 | 0
2030 | MISO_MO-IL_2_MISO_W | MISO_MO-IL | MISO_W | Internal | Winter | B16 | 25 | 1208 | 0 | 78.56 | 11.54 | 0.01 | 0
2030 | MISO_MO-IL_2_MISO_W | MISO_MO-IL | MISO_W | Internal | Winter | B17 | 100 | 1208 | 0 | 78.56 | 61.12 | 0.01 | 0
2030 | MISO_MO-IL_2_MISO_W | MISO_MO-IL | MISO_W | Internal | Winter | B18 | 400 | 1208 | 0 | 78.56 | 78.54 | 0.01 | 0
2030 | MISO_MO-IL_2_MISO_W | MISO_MO-IL | MISO_W | Internal | Winter | B19 | 700 | 1208 | 0 | 78.56 | 78.54 | 0.01 | 0
2030 | MISO_MO-IL_2_MISO_W | MISO_MO-IL | MISO_W | Internal | Winter | B20 | 935 | 1208 | 0 | 62.06 | 23.51 | 0.01 | 0
2030 | MISO_MO-IL_2_PJM_ROR | MISO_MO-IL | PJM_ROR | Internal | Shoulder | B11 | 25 | 1212 | 1212 | 87.73 | 92.05 | 2 | 2.32
2030 | MISO_MO-IL_2_PJM_ROR | MISO_MO-IL | PJM_ROR | Internal | Shoulder | B12 | 200 | 1212 | 1212 | 83.71 | 87.5 | 2 | 1.79
2030 | MISO_MO-IL_2_PJM_ROR | MISO_MO-IL | PJM_ROR | Internal | Shoulder | B13 | 600 | 1212 | 1212 | 76.33 | 85.73 | 2 | 7.4
2030 | MISO_MO-IL_2_PJM_ROR | MISO_MO-IL | PJM_ROR | Internal | Shoulder | B14 | 900 | 1212 | 1212 | 75.67 | 79.33 | 2 | 1.67
2030 | MISO_MO-IL_2_PJM_ROR | MISO_MO-IL | PJM_ROR | Internal | Shoulder | B15 | 1203 | 1212 | 1212 | 63.41 | 75.83 | 2 | 10.42
2030 | MISO_MO-IL_2_PJM_ROR | MISO_MO-IL | PJM_ROR | Internal | Summer | B1 | 10 | 1212 | 1212 | 140.79 | 146.21 | 2 | 3.42
2030 | MISO_MO-IL_2_PJM_ROR | MISO_MO-IL | PJM_ROR | Internal | Summer | B2 | 25 | 1212 | 0.02 | 142.61 | 144.6 | 2 | 0
2030 | MISO_MO-IL_2_PJM_ROR | MISO_MO-IL | PJM_ROR | Internal | Summer | B3 | 75 | 1212 | 0 | 141.22 | 143.2 | 2 | 0
2030 | MISO_MO-IL_2_PJM_ROR | MISO_MO-IL | PJM_ROR | Internal | Summer | B4 | 100 | 1212 | 0 | 140.79 | 140.31 | 2 | 0
2030 | MISO_MO-IL_2_PJM_ROR | MISO_MO-IL | PJM_ROR | Internal | Summer | B5 | 200 | 1212 | 0 | 138.32 | 140.31 | 2 | 0
2030 | MISO_MO-IL_2_PJM_ROR | MISO_MO-IL | PJM_ROR | Internal | Summer | B6 | 300 | 1212 | 0 | 100.8 | 102.79 | 2 | 0
2030 | MISO_MO-IL_2_PJM_ROR | MISO_MO-IL | PJM_ROR | Internal | Summer | B7 | 400 | 1212 | 0 | 88.89 | 90.88 | 2 | 0
2030 | MISO_MO-IL_2_PJM_ROR | MISO_MO-IL | PJM_ROR | Internal | Summer | B8 | 500 | 1212 | 0 | 85.39 | 87.37 | 2 | 0
2030 | MISO_MO-IL_2_PJM_ROR | MISO_MO-IL | PJM_ROR | Internal | Summer | B9 | 800 | 1212 | 0 | 82.28 | 84.27 | 2 | 0
2030 | MISO_MO-IL_2_PJM_ROR | MISO_MO-IL | PJM_ROR | Internal | Summer | B10 | 1262 | 1212 | 0 | 72.34 | 74.33 | 2 | 0
2030 | MISO_MO-IL_2_PJM_ROR | MISO_MO-IL | PJM_ROR | Internal | Winter | B16 | 25 | 1212 | 1212 | 78.56 | 95.86 | 2 | 15.3
2030 | MISO_MO-IL_2_PJM_ROR | MISO_MO-IL | PJM_ROR | Internal | Winter | B17 | 100 | 1212 | 1212 | 78.56 | 93.92 | 2 | 13.35
2030 | MISO_MO-IL_2_PJM_ROR | MISO_MO-IL | PJM_ROR | Internal | Winter | B18 | 400 | 1212 | 1212 | 78.56 | 91.12 | 2 | 10.55
2030 | MISO_MO-IL_2_PJM_ROR | MISO_MO-IL | PJM_ROR | Internal | Winter | B19 | 700 | 1212 | 1212 | 78.56 | 81.65 | 2 | 1.09
2030 | MISO_MO-IL_2_PJM_ROR | MISO_MO-IL | PJM_ROR | Internal | Winter | B20 | 935 | 1212 | 1212 | 62.06 | 78.9 | 2 | 14.84
2030 | MISO_MO-IL_2_TVA_Transmission | MISO_MO-IL | TVA_Transmission | Internal | Shoulder | B11 | 25 | 4000 | 1829.66 | 87.73 | 95.73 | 8 | 0
2030 | MISO_MO-IL_2_TVA_Transmission | MISO_MO-IL | TVA_Transmission | Internal | Shoulder | B12 | 200 | 4000 | 2746.3 | 83.71 | 91.71 | 8 | 0
2030 | MISO_MO-IL_2_TVA_Transmission | MISO_MO-IL | TVA_Transmission | Internal | Shoulder | B13 | 600 | 4000 | 4000 | 76.33 | 84.64 | 8 | 0.31
2030 | MISO_MO-IL_2_TVA_Transmission | MISO_MO-IL | TVA_Transmission | Internal | Shoulder | B14 | 900 | 4000 | 4000 | 75.67 | 84.64 | 8 | 0.98
2030 | MISO_MO-IL_2_TVA_Transmission | MISO_MO-IL | TVA_Transmission | Internal | Shoulder | B15 | 1203 | 4000 | 4000 | 63.41 | 79.41 | 8 | 8
2030 | MISO_MO-IL_2_TVA_Transmission | MISO_MO-IL | TVA_Transmission | Internal | Summer | B1 | 10 | 4000 | 4000 | 140.79 | 158.6 | 8 | 9.81
2030 | MISO_MO-IL_2_TVA_Transmission | MISO_MO-IL | TVA_Transmission | Internal | Summer | B2 | 25 | 4000 | 4000 | 142.61 | 158.6 | 8 | 7.99
2030 | MISO_MO-IL_2_TVA_Transmission | MISO_MO-IL | TVA_Transmission | Internal | Summer | B3 | 75 | 4000 | 4000 | 141.22 | 150.51 | 8 | 1.29
2030 | MISO_MO-IL_2_TVA_Transmission | MISO_MO-IL | TVA_Transmission | Internal | Summer | B4 | 100 | 4000 | 1844.32 | 140.79 | 148.79 | 8 | 0
2030 | MISO_MO-IL_2_TVA_Transmission | MISO_MO-IL | TVA_Transmission | Internal | Summer | B5 | 200 | 4000 | 0 | 138.32 | 146.31 | 8 | 0
2030 | MISO_MO-IL_2_TVA_Transmission | MISO_MO-IL | TVA_Transmission | Internal | Summer | B6 | 300 | 4000 | 0 | 100.8 | 108.79 | 8 | 0
2030 | MISO_MO-IL_2_TVA_Transmission | MISO_MO-IL | TVA_Transmission | Internal | Summer | B7 | 400 | 4000 | 0 | 88.89 | 96.88 | 8 | 0
2030 | MISO_MO-IL_2_TVA_Transmission | MISO_MO-IL | TVA_Transmission | Internal | Summer | B8 | 500 | 4000 | 0 | 85.39 | 93.37 | 8 | 0
2030 | MISO_MO-IL_2_TVA_Transmission | MISO_MO-IL | TVA_Transmission | Internal | Summer | B9 | 800 | 4000 | 1641.42 | 82.28 | 90.28 | 8 | 0
2030 | MISO_MO-IL_2_TVA_Transmission | MISO_MO-IL | TVA_Transmission | Internal | Summer | B10 | 1262 | 4000 | 171.7 | 72.34 | 80.34 | 8 | 0
2030 | MISO_MO-IL_2_TVA_Transmission | MISO_MO-IL | TVA_Transmission | Internal | Winter | B16 | 25 | 4000 | 4000 | 78.56 | 98.91 | 8 | 12.34
2030 | MISO_MO-IL_2_TVA_Transmission | MISO_MO-IL | TVA_Transmission | Internal | Winter | B17 | 100 | 4000 | 4000 | 78.56 | 94.56 | 8 | 8
2030 | MISO_MO-IL_2_TVA_Transmission | MISO_MO-IL | TVA_Transmission | Internal | Winter | B18 | 400 | 4000 | 4000 | 78.56 | 87.65 | 8 | 1.09
2030 | MISO_MO-IL_2_TVA_Transmission | MISO_MO-IL | TVA_Transmission | Internal | Winter | B19 | 700 | 4000 | 4000 | 78.56 | 87.65 | 8 | 1.09
2030 | MISO_MO-IL_2_TVA_Transmission | MISO_MO-IL | TVA_Transmission | Internal | Winter | B20 | 935 | 4000 | 4000 | 62.06 | 81.99 | 8 | 11.93
2030 | MISO_W_2_IESO | MISO_W | IESO | Internal | Shoulder | B11 | 25 | 145 | 0 | 90.05 | 62.37 | 8 | 0
2030 | MISO_W_2_IESO | MISO_W | IESO | Internal | Shoulder | B12 | 200 | 145 | 0 | 83.7 | 62.37 | 8 | 0
2030 | MISO_W_2_IESO | MISO_W | IESO | Internal | Shoulder | B13 | 600 | 145 | 0 | 76.32 | 62.37 | 8 | 0
2030 | MISO_W_2_IESO | MISO_W | IESO | Internal | Shoulder | B14 | 900 | 145 | 145 | 47.05 | 62.37 | 8 | 7.32
2030 | MISO_W_2_IESO | MISO_W | IESO | Internal | Shoulder | B15 | 1203 | 145 | 145 | 12.01 | 62.37 | 8 | 42.36
2030 | MISO_W_2_IESO | MISO_W | IESO | Internal | Summer | B1 | 10 | 145 | 0 | 144.21 | 89.87 | 8 | 0
2030 | MISO_W_2_IESO | MISO_W | IESO | Internal | Summer | B2 | 25 | 145 | 0 | 142.6 | 85.91 | 8 | 0
2030 | MISO_W_2_IESO | MISO_W | IESO | Internal | Summer | B3 | 75 | 145 | 0 | 141.2 | 85.91 | 8 | 0
2030 | MISO_W_2_IESO | MISO_W | IESO | Internal | Summer | B4 | 100 | 145 | 0 | 138.31 | 80.32 | 8 | 0
2030 | MISO_W_2_IESO | MISO_W | IESO | Internal | Summer | B5 | 200 | 145 | 0 | 138.31 | 61.09 | 8 | 0
2030 | MISO_W_2_IESO | MISO_W | IESO | Internal | Summer | B6 | 300 | 145 | 0 | 100.79 | 61.09 | 8 | 0
2030 | MISO_W_2_IESO | MISO_W | IESO | Internal | Summer | B7 | 400 | 145 | 0 | 88.88 | 61.09 | 8 | 0
2030 | MISO_W_2_IESO | MISO_W | IESO | Internal | Summer | B8 | 500 | 145 | 0 | 85.37 | 61.09 | 8 | 0
2030 | MISO_W_2_IESO | MISO_W | IESO | Internal | Summer | B9 | 800 | 145 | 0 | 82.27 | 61.09 | 8 | 0
2030 | MISO_W_2_IESO | MISO_W | IESO | Internal | Summer | B10 | 1262 | 145 | 0 | 72.33 | 61.09 | 8 | 0
2030 | MISO_W_2_IESO | MISO_W | IESO | Internal | Winter | B16 | 25 | 145 | 145 | 11.54 | 62.37 | 8 | 42.83
2030 | MISO_W_2_IESO | MISO_W | IESO | Internal | Winter | B17 | 100 | 145 | 0 | 61.12 | 62.37 | 8 | 0
2030 | MISO_W_2_IESO | MISO_W | IESO | Internal | Winter | B18 | 400 | 145 | 0 | 78.54 | 62.37 | 8 | 0
2030 | MISO_W_2_IESO | MISO_W | IESO | Internal | Winter | B19 | 700 | 145 | 0 | 78.54 | 62.37 | 8 | 0
2030 | MISO_W_2_IESO | MISO_W | IESO | Internal | Winter | B20 | 935 | 145 | 145 | 23.51 | 62.37 | 8 | 30.86
2030 | MISO_W_2_MAPP_CA | MISO_W | MAPP_CA | Internal | Shoulder | B11 | 25 | 700 | 0 | 90.05 | 54.37 | 0.01 | 0
2030 | MISO_W_2_MAPP_CA | MISO_W | MAPP_CA | Internal | Shoulder | B12 | 200 | 700 | 0 | 83.7 | 69.37 | 0.01 | 0
2030 | MISO_W_2_MAPP_CA | MISO_W | MAPP_CA | Internal | Shoulder | B13 | 600 | 700 | 0 | 76.32 | 62.32 | 0.01 | 0
2030 | MISO_W_2_MAPP_CA | MISO_W | MAPP_CA | Internal | Shoulder | B14 | 900 | 700 | 0 | 47.05 | 47.04 | 0.01 | 0
2030 | MISO_W_2_MAPP_CA | MISO_W | MAPP_CA | Internal | Shoulder | B15 | 1203 | 700 | 700 | 12.01 | 47.04 | 0.01 | 35.02
2030 | MISO_W_2_MAPP_CA | MISO_W | MAPP_CA | Internal | Summer | B1 | 10 | 700 | 0 | 144.21 | 72.32 | 0.01 | 0
2030 | MISO_W_2_MAPP_CA | MISO_W | MAPP_CA | Internal | Summer | B2 | 25 | 700 | 0 | 142.6 | 72.32 | 0.01 | 0
2030 | MISO_W_2_MAPP_CA | MISO_W | MAPP_CA | Internal | Summer | B3 | 75 | 700 | 0 | 141.2 | 77.91 | 0.01 | 0
2030 | MISO_W_2_MAPP_CA | MISO_W | MAPP_CA | Internal | Summer | B4 | 100 | 700 | 0 | 138.31 | 72.32 | 0.01 | 0
2030 | MISO_W_2_MAPP_CA | MISO_W | MAPP_CA | Internal | Summer | B5 | 200 | 700 | 0 | 138.31 | 72.32 | 0.01 | 0
2030 | MISO_W_2_MAPP_CA | MISO_W | MAPP_CA | Internal | Summer | B6 | 300 | 700 | 0 | 100.79 | 72.32 | 0.01 | 0
2030 | MISO_W_2_MAPP_CA | MISO_W | MAPP_CA | Internal | Summer | B7 | 400 | 700 | 0 | 88.88 | 72.32 | 0.01 | 0
2030 | MISO_W_2_MAPP_CA | MISO_W | MAPP_CA | Internal | Summer | B8 | 500 | 700 | 0 | 85.37 | 72.32 | 0.01 | 0
2030 | MISO_W_2_MAPP_CA | MISO_W | MAPP_CA | Internal | Summer | B9 | 800 | 700 | 0 | 82.27 | 72.32 | 0.01 | 0
2030 | MISO_W_2_MAPP_CA | MISO_W | MAPP_CA | Internal | Summer | B10 | 1262 | 700 | 0 | 72.33 | 72.32 | 0.01 | 0
2030 | MISO_W_2_MAPP_CA | MISO_W | MAPP_CA | Internal | Winter | B16 | 25 | 700 | 700 | 11.54 | 61.12 | 0.01 | 49.57
2030 | MISO_W_2_MAPP_CA | MISO_W | MAPP_CA | Internal | Winter | B17 | 100 | 700 | 0 | 61.12 | 61.12 | 0.01 | 0
2030 | MISO_W_2_MAPP_CA | MISO_W | MAPP_CA | Internal | Winter | B18 | 400 | 700 | 0 | 78.54 | 78.53 | 0.01 | 0
2030 | MISO_W_2_MAPP_CA | MISO_W | MAPP_CA | Internal | Winter | B19 | 700 | 700 | 0 | 78.54 | 78.53 | 0.01 | 0
2030 | MISO_W_2_MAPP_CA | MISO_W | MAPP_CA | Internal | Winter | B20 | 935 | 700 | 700 | 23.51 | 61.12 | 0.01 | 37.6
2030 | MISO_W_2_MISO_MO-IL | MISO_W | MISO_MO-IL | Internal | Shoulder | B11 | 25 | 4048 | 0 | 90.05 | 87.73 | 0.01 | 0
2030 | MISO_W_2_MISO_MO-IL | MISO_W | MISO_MO-IL | Internal | Shoulder | B12 | 200 | 4048 | 99.79 | 83.7 | 83.71 | 0.01 | 0
2030 | MISO_W_2_MISO_MO-IL | MISO_W | MISO_MO-IL | Internal | Shoulder | B13 | 600 | 4048 | 1695.45 | 76.32 | 76.33 | 0.01 | 0
2030 | MISO_W_2_MISO_MO-IL | MISO_W | MISO_MO-IL | Internal | Shoulder | B14 | 900 | 4048 | 4048 | 47.05 | 75.67 | 0.01 | 28.6
2030 | MISO_W_2_MISO_MO-IL | MISO_W | MISO_MO-IL | Internal | Shoulder | B15 | 1203 | 4048 | 4048 | 12.01 | 63.41 | 0.01 | 51.38
2030 | MISO_W_2_MISO_MO-IL | MISO_W | MISO_MO-IL | Internal | Summer | B1 | 10 | 4048 | 0 | 144.21 | 140.79 | 0.01 | 0
2030 | MISO_W_2_MISO_MO-IL | MISO_W | MISO_MO-IL | Internal | Summer | B2 | 25 | 4048 | 2802.72 | 142.6 | 142.61 | 0.01 | 0
2030 | MISO_W_2_MISO_MO-IL | MISO_W | MISO_MO-IL | Internal | Summer | B3 | 75 | 4048 | 3335.81 | 141.2 | 141.22 | 0.01 | 0
2030 | MISO_W_2_MISO_MO-IL | MISO_W | MISO_MO-IL | Internal | Summer | B4 | 100 | 4048 | 4048 | 138.31 | 140.79 | 0.01 | 2.47
2030 | MISO_W_2_MISO_MO-IL | MISO_W | MISO_MO-IL | Internal | Summer | B5 | 200 | 4048 | 2416.02 | 138.31 | 138.32 | 0.01 | 0
2030 | MISO_W_2_MISO_MO-IL | MISO_W | MISO_MO-IL | Internal | Summer | B6 | 300 | 4048 | 1061.83 | 100.79 | 100.8 | 0.01 | 0
2030 | MISO_W_2_MISO_MO-IL | MISO_W | MISO_MO-IL | Internal | Summer | B7 | 400 | 4048 | 1986.64 | 88.88 | 88.89 | 0.01 | 0
2030 | MISO_W_2_MISO_MO-IL | MISO_W | MISO_MO-IL | Internal | Summer | B8 | 500 | 4048 | 1152.05 | 85.37 | 85.39 | 0.01 | 0
2030 | MISO_W_2_MISO_MO-IL | MISO_W | MISO_MO-IL | Internal | Summer | B9 | 800 | 4048 | 9.32 | 82.27 | 82.28 | 0.01 | 0
2030 | MISO_W_2_MISO_MO-IL | MISO_W | MISO_MO-IL | Internal | Summer | B10 | 1262 | 4048 | 3489.65 | 72.33 | 72.34 | 0.01 | 0
2030 | MISO_W_2_MISO_MO-IL | MISO_W | MISO_MO-IL | Internal | Winter | B16 | 25 | 4048 | 4048 | 11.54 | 78.56 | 0.01 | 67.01
2030 | MISO_W_2_MISO_MO-IL | MISO_W | MISO_MO-IL | Internal | Winter | B17 | 100 | 4048 | 4048 | 61.12 | 78.56 | 0.01 | 17.43
2030 | MISO_W_2_MISO_MO-IL | MISO_W | MISO_MO-IL | Internal | Winter | B18 | 400 | 4048 | 4048 | 78.54 | 78.56 | 0.01 | 0.01
2030 | MISO_W_2_MISO_MO-IL | MISO_W | MISO_MO-IL | Internal | Winter | B19 | 700 | 4048 | 4048 | 78.54 | 78.56 | 0.01 | 0.01
2030 | MISO_W_2_MISO_MO-IL | MISO_W | MISO_MO-IL | Internal | Winter | B20 | 935 | 4048 | 4048 | 23.51 | 62.06 | 0.01 | 38.54
2030 | MISO_W_2_MISO_WUMS | MISO_W | MISO_WUMS | Internal | Shoulder | B11 | 25 | 1747 | 0 | 90.05 | 87.3 | 0.01 | 0
2030 | MISO_W_2_MISO_WUMS | MISO_W | MISO_WUMS | Internal | Shoulder | B12 | 200 | 1747 | 409.41 | 83.7 | 83.71 | 0.01 | 0
2030 | MISO_W_2_MISO_WUMS | MISO_W | MISO_WUMS | Internal | Shoulder | B13 | 600 | 1747 | 664.43 | 76.32 | 76.33 | 0.01 | 0
2030 | MISO_W_2_MISO_WUMS | MISO_W | MISO_WUMS | Internal | Shoulder | B14 | 900 | 1747 | 1747 | 47.05 | 75.66 | 0.01 | 28.6
2030 | MISO_W_2_MISO_WUMS | MISO_W | MISO_WUMS | Internal | Shoulder | B15 | 1203 | 1747 | 1747 | 12.01 | 73.83 | 0.01 | 61.8
2030 | MISO_W_2_MISO_WUMS | MISO_W | MISO_WUMS | Internal | Summer | B1 | 10 | 1747 | 0 | 144.21 | 135.24 | 0.01 | 0
2030 | MISO_W_2_MISO_WUMS | MISO_W | MISO_WUMS | Internal | Summer | B2 | 25 | 1747 | 0 | 142.6 | 142.59 | 0.01 | 0
2030 | MISO_W_2_MISO_WUMS | MISO_W | MISO_WUMS | Internal | Summer | B3 | 75 | 1747 | 0 | 141.2 | 141.2 | 0.01 | 0
2030 | MISO_W_2_MISO_WUMS | MISO_W | MISO_WUMS | Internal | Summer | B4 | 100 | 1747 | 0 | 138.31 | 138.3 | 0.01 | 0
2030 | MISO_W_2_MISO_WUMS | MISO_W | MISO_WUMS | Internal | Summer | B5 | 200 | 1747 | 0 | 138.31 | 138.3 | 0.01 | 0
2030 | MISO_W_2_MISO_WUMS | MISO_W | MISO_WUMS | Internal | Summer | B6 | 300 | 1747 | 0 | 100.79 | 100.78 | 0.01 | 0
2030 | MISO_W_2_MISO_WUMS | MISO_W | MISO_WUMS | Internal | Summer | B7 | 400 | 1747 | 0 | 88.88 | 88.87 | 0.01 | 0
2030 | MISO_W_2_MISO_WUMS | MISO_W | MISO_WUMS | Internal | Summer | B8 | 500 | 1747 | 0 | 85.37 | 85.37 | 0.01 | 0
2030 | MISO_W_2_MISO_WUMS | MISO_W | MISO_WUMS | Internal | Summer | B9 | 800 | 1747 | 0 | 82.27 | 82.27 | 0.01 | 0
2030 | MISO_W_2_MISO_WUMS | MISO_W | MISO_WUMS | Internal | Summer | B10 | 1262 | 1747 | 1639.71 | 72.33 | 72.34 | 0.01 | 0
2030 | MISO_W_2_MISO_WUMS | MISO_W | MISO_WUMS | Internal | Winter | B16 | 25 | 1747 | 1747 | 11.54 | 78.29 | 0.01 | 66.73
2030 | MISO_W_2_MISO_WUMS | MISO_W | MISO_WUMS | Internal | Winter | B17 | 100 | 1747 | 1747 | 61.12 | 78.29 | 0.01 | 17.15
2030 | MISO_W_2_MISO_WUMS | MISO_W | MISO_WUMS | Internal | Winter | B18 | 400 | 1747 | 1148.96 | 78.54 | 78.55 | 0.01 | 0
2030 | MISO_W_2_MISO_WUMS | MISO_W | MISO_WUMS | Internal | Winter | B19 | 700 | 1747 | 680.84 | 78.54 | 78.55 | 0.01 | 0
2030 | MISO_W_2_MISO_WUMS | MISO_W | MISO_WUMS | Internal | Winter | B20 | 935 | 1747 | 1747 | 23.51 | 73.42 | 0.01 | 49.9
2030 | MISO_W_2_PJM_ROR | MISO_W | PJM_ROR | Internal | Shoulder | B11 | 25 | 19839 | 14302.93 | 90.05 | 92.05 | 2 | 0
2030 | MISO_W_2_PJM_ROR | MISO_W | PJM_ROR | Internal | Shoulder | B12 | 200 | 19839 | 19839 | 83.7 | 87.5 | 2 | 1.8
2030 | MISO_W_2_PJM_ROR | MISO_W | PJM_ROR | Internal | Shoulder | B13 | 600 | 19839 | 19839 | 76.32 | 85.73 | 2 | 7.42
2030 | MISO_W_2_PJM_ROR | MISO_W | PJM_ROR | Internal | Shoulder | B14 | 900 | 19839 | 19839 | 47.05 | 79.33 | 2 | 30.28
2030 | MISO_W_2_PJM_ROR | MISO_W | PJM_ROR | Internal | Shoulder | B15 | 1203 | 19839 | 19839 | 12.01 | 75.83 | 2 | 61.81
2030 | MISO_W_2_PJM_ROR | MISO_W | PJM_ROR | Internal | Summer | B1 | 10 | 19839 | 16601.65 | 144.21 | 146.21 | 2 | 0
2030 | MISO_W_2_PJM_ROR | MISO_W | PJM_ROR | Internal | Summer | B2 | 25 | 19839 | 15328.59 | 142.6 | 144.6 | 2 | 0
2030 | MISO_W_2_PJM_ROR | MISO_W | PJM_ROR | Internal | Summer | B3 | 75 | 19839 | 5183.48 | 141.2 | 143.2 | 2 | 0
2030 | MISO_W_2_PJM_ROR | MISO_W | PJM_ROR | Internal | Summer | B4 | 100 | 19839 | 5745.63 | 138.31 | 140.31 | 2 | 0
2030 | MISO_W_2_PJM_ROR | MISO_W | PJM_ROR | Internal | Summer | B5 | 200 | 19839 | 8609.04 | 138.31 | 140.31 | 2 | 0
2030 | MISO_W_2_PJM_ROR | MISO_W | PJM_ROR | Internal | Summer | B6 | 300 | 19839 | 9946.03 | 100.79 | 102.79 | 2 | 0
2030 | MISO_W_2_PJM_ROR | MISO_W | PJM_ROR | Internal | Summer | B7 | 400 | 19839 | 14637.99 | 88.88 | 90.88 | 2 | 0
2030 | MISO_W_2_PJM_ROR | MISO_W | PJM_ROR | Internal | Summer | B8 | 500 | 19839 | 17970.56 | 85.37 | 87.37 | 2 | 0
2030 | MISO_W_2_PJM_ROR | MISO_W | PJM_ROR | Internal | Summer | B9 | 800 | 19839 | 18819.81 | 82.27 | 84.27 | 2 | 0
2030 | MISO_W_2_PJM_ROR | MISO_W | PJM_ROR | Internal | Summer | B10 | 1262 | 19839 | 18520.05 | 72.33 | 74.33 | 2 | 0
2030 | MISO_W_2_PJM_ROR | MISO_W | PJM_ROR | Internal | Winter | B16 | 25 | 19839 | 19839 | 11.54 | 95.86 | 2 | 82.32
2030 | MISO_W_2_PJM_ROR | MISO_W | PJM_ROR | Internal | Winter | B17 | 100 | 19839 | 19839 | 61.12 | 93.92 | 2 | 30.79
2030 | MISO_W_2_PJM_ROR | MISO_W | PJM_ROR | Internal | Winter | B18 | 400 | 19839 | 19839 | 78.54 | 91.12 | 2 | 10.58
2030 | MISO_W_2_PJM_ROR | MISO_W | PJM_ROR | Internal | Winter | B19 | 700 | 19839 | 19839 | 78.54 | 81.65 | 2 | 1.11
2030 | MISO_W_2_PJM_ROR | MISO_W | PJM_ROR | Internal | Winter | B20 | 935 | 19839 | 19839 | 23.51 | 78.9 | 2 | 53.4
2030 | MISO_W_2_SPP_N | MISO_W | SPP_N | Internal | Shoulder | B11 | 25 | 3450 | 0 | 90.05 | 89.17 | 7 | 0
2030 | MISO_W_2_SPP_N | MISO_W | SPP_N | Internal | Shoulder | B12 | 200 | 3450 | 0 | 83.7 | 85.31 | 7 | 0
2030 | MISO_W_2_SPP_N | MISO_W | SPP_N | Internal | Shoulder | B13 | 600 | 3450 | 0 | 76.32 | 79.32 | 7 | 0
2030 | MISO_W_2_SPP_N | MISO_W | SPP_N | Internal | Shoulder | B14 | 900 | 3450 | 0 | 47.05 | 21.74 | 7 | 0
2030 | MISO_W_2_SPP_N | MISO_W | SPP_N | Internal | Shoulder | B15 | 1203 | 3450 | 0 | 12.01 | 0.01 | 7 | 0
2030 | MISO_W_2_SPP_N | MISO_W | SPP_N | Internal | Summer | B1 | 10 | 3450 | 0 | 144.21 | 92.01 | 7 | 0
2030 | MISO_W_2_SPP_N | MISO_W | SPP_N | Internal | Summer | B2 | 25 | 3450 | 0 | 142.6 | 144.28 | 7 | 0
2030 | MISO_W_2_SPP_N | MISO_W | SPP_N | Internal | Summer | B3 | 75 | 3450 | 0 | 141.2 | 146.16 | 7 | 0
2030 | MISO_W_2_SPP_N | MISO_W | SPP_N | Internal | Summer | B4 | 100 | 3450 | 0 | 138.31 | 143.79 | 7 | 0
2030 | MISO_W_2_SPP_N | MISO_W | SPP_N | Internal | Summer | B5 | 200 | 3450 | 0 | 138.31 | 133.32 | 7 | 0
2030 | MISO_W_2_SPP_N | MISO_W | SPP_N | Internal | Summer | B6 | 300 | 3450 | 0 | 100.79 | 95.8 | 7 | 0
2030 | MISO_W_2_SPP_N | MISO_W | SPP_N | Internal | Summer | B7 | 400 | 3450 | 0 | 88.88 | 88.63 | 7 | 0
2030 | MISO_W_2_SPP_N | MISO_W | SPP_N | Internal | Summer | B8 | 500 | 3450 | 0 | 85.37 | 87.5 | 7 | 0
2030 | MISO_W_2_SPP_N | MISO_W | SPP_N | Internal | Summer | B9 | 800 | 3450 | 0 | 82.27 | 85.28 | 7 | 0
2030 | MISO_W_2_SPP_N | MISO_W | SPP_N | Internal | Summer | B10 | 1262 | 3450 | 0 | 72.33 | 67.34 | 7 | 0
2030 | MISO_W_2_SPP_N | MISO_W | SPP_N | Internal | Winter | B16 | 25 | 3450 | 3450 | 11.54 | 73.56 | 7 | 55.02
2030 | MISO_W_2_SPP_N | MISO_W | SPP_N | Internal | Winter | B17 | 100 | 3450 | 2816.02 | 61.12 | 68.12 | 7 | 0
2030 | MISO_W_2_SPP_N | MISO_W | SPP_N | Internal | Winter | B18 | 400 | 3450 | 0 | 78.54 | 81.55 | 7 | 0
2030 | MISO_W_2_SPP_N | MISO_W | SPP_N | Internal | Winter | B19 | 700 | 3450 | 0 | 78.54 | 73.56 | 7 | 0
2030 | MISO_W_2_SPP_N | MISO_W | SPP_N | Internal | Winter | B20 | 935 | 3450 | 0 | 23.51 | 11.52 | 7 | 0
2030 | MISO_WUMS_2_MISO_MI | MISO_WUMS | MISO_MI | Internal | Shoulder | B11 | 25 | 294 | 0 | 87.3 | 87.27 | 0.01 | 0
2030 | MISO_WUMS_2_MISO_MI | MISO_WUMS | MISO_MI | Internal | Shoulder | B12 | 200 | 294 | 294 | 83.71 | 85.5 | 0.01 | 1.77
2030 | MISO_WUMS_2_MISO_MI | MISO_WUMS | MISO_MI | Internal | Shoulder | B13 | 600 | 294 | 294 | 76.33 | 81.11 | 0.01 | 4.77
2030 | MISO_WUMS_2_MISO_MI | MISO_WUMS | MISO_MI | Internal | Shoulder | B14 | 900 | 294 | 294 | 75.66 | 75.92 | 0.01 | 0.25
2030 | MISO_WUMS_2_MISO_MI | MISO_WUMS | MISO_MI | Internal | Shoulder | B15 | 1203 | 294 | 0 | 73.83 | 71.44 | 0.01 | 0
2030 | MISO_WUMS_2_MISO_MI | MISO_WUMS | MISO_MI | Internal | Summer | B1 | 10 | 294 | 294 | 135.24 | 145.82 | 0.01 | 10.57
2030 | MISO_WUMS_2_MISO_MI | MISO_WUMS | MISO_MI | Internal | Summer | B2 | 25 | 294 | 293.98 | 142.59 | 142.61 | 0.01 | 0.01
2030 | MISO_WUMS_2_MISO_MI | MISO_WUMS | MISO_MI | Internal | Summer | B3 | 75 | 294 | 246.51 | 141.2 | 141.22 | 0.01 | 0
2030 | MISO_WUMS_2_MISO_MI | MISO_WUMS | MISO_MI | Internal | Summer | B4 | 100 | 294 | 294 | 138.3 | 140.79 | 0.01 | 2.48
2030 | MISO_WUMS_2_MISO_MI | MISO_WUMS | MISO_MI | Internal | Summer | B5 | 200 | 294 | 294 | 138.3 | 138.32 | 0.01 | 0.01
2030 | MISO_WUMS_2_MISO_MI | MISO_WUMS | MISO_MI | Internal | Summer | B6 | 300 | 294 | 294 | 100.78 | 100.8 | 0.01 | 0.01
2030 | MISO_WUMS_2_MISO_MI | MISO_WUMS | MISO_MI | Internal | Summer | B7 | 400 | 294 | 294 | 88.87 | 88.89 | 0.01 | 0.01
2030 | MISO_WUMS_2_MISO_MI | MISO_WUMS | MISO_MI | Internal | Summer | B8 | 500 | 294 | 137.5 | 85.37 | 85.39 | 0.01 | 0
2030 | MISO_WUMS_2_MISO_MI | MISO_WUMS | MISO_MI | Internal | Summer | B9 | 800 | 294 | 0 | 82.27 | 82.27 | 0.01 | 0
2030 | MISO_WUMS_2_MISO_MI | MISO_WUMS | MISO_MI | Internal | Summer | B10 | 1262 | 294 | 294 | 72.34 | 74.57 | 0.01 | 2.22
2030 | MISO_WUMS_2_MISO_MI | MISO_WUMS | MISO_MI | Internal | Winter | B16 | 25 | 294 | 294 | 78.29 | 89.82 | 0.01 | 11.52
2030 | MISO_WUMS_2_MISO_MI | MISO_WUMS | MISO_MI | Internal | Winter | B17 | 100 | 294 | 294 | 78.29 | 89.82 | 0.01 | 11.52
2030 | MISO_WUMS_2_MISO_MI | MISO_WUMS | MISO_MI | Internal | Winter | B18 | 400 | 294 | 294 | 78.55 | 82.14 | 0.01 | 3.57
2030 | MISO_WUMS_2_MISO_MI | MISO_WUMS | MISO_MI | Internal | Winter | B19 | 700 | 294 | 234.94 | 78.55 | 78.56 | 0.01 | 0
2030 | MISO_WUMS_2_MISO_MI | MISO_WUMS | MISO_MI | Internal | Winter | B20 | 935 | 294 | 0 | 73.42 | 69.37 | 0.01 | 0
2030 | MISO_WUMS_2_MISO_W | MISO_WUMS | MISO_W | Internal | Shoulder | B11 | 25 | 1255 | 1255 | 87.3 | 90.05 | 0.01 | 2.74
2030 | MISO_WUMS_2_MISO_W | MISO_WUMS | MISO_W | Internal | Shoulder | B12 | 200 | 1255 | 0 | 83.71 | 83.7 | 0.01 | 0
2030 | MISO_WUMS_2_MISO_W | MISO_WUMS | MISO_W | Internal | Shoulder | B13 | 600 | 1255 | 0 | 76.33 | 76.32 | 0.01 | 0
2030 | MISO_WUMS_2_MISO_W | MISO_WUMS | MISO_W | Internal | Shoulder | B14 | 900 | 1255 | 0 | 75.66 | 47.05 | 0.01 | 0
2030 | MISO_WUMS_2_MISO_W | MISO_WUMS | MISO_W | Internal | Shoulder | B15 | 1203 | 1255 | 0 | 73.83 | 12.01 | 0.01 | 0
2030 | MISO_WUMS_2_MISO_W | MISO_WUMS | MISO_W | Internal | Summer | B1 | 10 | 1255 | 1255 | 135.24 | 144.21 | 0.01 | 8.96
2030 | MISO_WUMS_2_MISO_W | MISO_WUMS | MISO_W | Internal | Summer | B2 | 25 | 1255 | 395 | 142.59 | 142.6 | 0.01 | 0
2030 | MISO_WUMS_2_MISO_W | MISO_WUMS | MISO_W | Internal | Summer | B3 | 75 | 1255 | 0 | 141.2 | 141.2 | 0.01 | 0
2030 | MISO_WUMS_2_MISO_W | MISO_WUMS | MISO_W | Internal | Summer | B4 | 100 | 1255 | 391.18 | 138.3 | 138.31 | 0.01 | 0
2030 | MISO_WUMS_2_MISO_W | MISO_WUMS | MISO_W | Internal | Summer | B5 | 200 | 1255 | 909.8 | 138.3 | 138.31 | 0.01 | 0
2030 | MISO_WUMS_2_MISO_W | MISO_WUMS | MISO_W | Internal | Summer | B6 | 300 | 1255 | 1085.27 | 100.78 | 100.79 | 0.01 | 0
2030 | MISO_WUMS_2_MISO_W | MISO_WUMS | MISO_W | Internal | Summer | B7 | 400 | 1255 | 988.67 | 88.87 | 88.88 | 0.01 | 0
2030 | MISO_WUMS_2_MISO_W | MISO_WUMS | MISO_W | Internal | Summer | B8 | 500 | 1255 | 0 | 85.37 | 85.37 | 0.01 | 0
2030 | MISO_WUMS_2_MISO_W | MISO_WUMS | MISO_W | Internal | Summer | B9 | 800 | 1255 | 0 | 82.27 | 82.27 | 0.01 | 0
2030 | MISO_WUMS_2_MISO_W | MISO_WUMS | MISO_W | Internal | Summer | B10 | 1262 | 1255 | 0 | 72.34 | 72.33 | 0.01 | 0
2030 | MISO_WUMS_2_MISO_W | MISO_WUMS | MISO_W | Internal | Winter | B16 | 25 | 1255 | 0 | 78.29 | 11.54 | 0.01 | 0
2030 | MISO_WUMS_2_MISO_W | MISO_WUMS | MISO_W | Internal | Winter | B17 | 100 | 1255 | 0 | 78.29 | 61.12 | 0.01 | 0
2030 | MISO_WUMS_2_MISO_W | MISO_WUMS | MISO_W | Internal | Winter | B18 | 400 | 1255 | 0 | 78.55 | 78.54 | 0.01 | 0
2030 | MISO_WUMS_2_MISO_W | MISO_WUMS | MISO_W | Internal | Winter | B19 | 700 | 1255 | 0 | 78.55 | 78.54 | 0.01 | 0
2030 | MISO_WUMS_2_MISO_W | MISO_WUMS | MISO_W | Internal | Winter | B20 | 935 | 1255 | 0 | 73.42 | 23.51 | 0.01 | 0
2030 | MISO_WUMS_2_PJM_ROR | MISO_WUMS | PJM_ROR | Internal | Shoulder | B11 | 25 | 1600 | 1600 | 87.3 | 92.05 | 2 | 2.75
2030 | MISO_WUMS_2_PJM_ROR | MISO_WUMS | PJM_ROR | Internal | Shoulder | B12 | 200 | 1600 | 1600 | 83.71 | 87.5 | 2 | 1.79
2030 | MISO_WUMS_2_PJM_ROR | MISO_WUMS | PJM_ROR | Internal | Shoulder | B13 | 600 | 1600 | 1600 | 76.33 | 85.73 | 2 | 7.4
2030 | MISO_WUMS_2_PJM_ROR | MISO_WUMS | PJM_ROR | Internal | Shoulder | B14 | 900 | 1600 | 1600 | 75.66 | 79.33 | 2 | 1.67
2030 | MISO_WUMS_2_PJM_ROR | MISO_WUMS | PJM_ROR | Internal | Shoulder | B15 | 1203 | 1600 | 1134.34 | 73.83 | 75.83 | 2 | 0
2030 | MISO_WUMS_2_PJM_ROR | MISO_WUMS | PJM_ROR | Internal | Summer | B1 | 10 | 1600 | 1600 | 135.24 | 146.21 | 2 | 8.97
2030 | MISO_WUMS_2_PJM_ROR | MISO_WUMS | PJM_ROR | Internal | Summer | B2 | 25 | 1600 | 1599.98 | 142.59 | 144.6 | 2 | 0.01
2030 | MISO_WUMS_2_PJM_ROR | MISO_WUMS | PJM_ROR | Internal | Summer | B3 | 75 | 1600 | 1551.37 | 141.2 | 143.2 | 2 | 0
2030 | MISO_WUMS_2_PJM_ROR | MISO_WUMS | PJM_ROR | Internal | Summer | B4 | 100 | 1600 | 1600 | 138.3 | 140.31 | 2 | 0.01
2030 | MISO_WUMS_2_PJM_ROR | MISO_WUMS | PJM_ROR | Internal | Summer | B5 | 200 | 1600 | 1600 | 138.3 | 140.31 | 2 | 0.01
2030 | MISO_WUMS_2_PJM_ROR | MISO_WUMS | PJM_ROR | Internal | Summer | B6 | 300 | 1600 | 1600 | 100.78 | 102.79 | 2 | 0.01
2030 | MISO_WUMS_2_PJM_ROR | MISO_WUMS | PJM_ROR | Internal | Summer | B7 | 400 | 1600 | 1600 | 88.87 | 90.88 | 2 | 0.01
2030 | MISO_WUMS_2_PJM_ROR | MISO_WUMS | PJM_ROR | Internal | Summer | B8 | 500 | 1600 | 808.89 | 85.37 | 87.37 | 2 | 0
2030 | MISO_WUMS_2_PJM_ROR | MISO_WUMS | PJM_ROR | Internal | Summer | B9 | 800 | 1600 | 1419.56 | 82.27 | 84.27 | 2 | 0
2030 | MISO_WUMS_2_PJM_ROR | MISO_WUMS | PJM_ROR | Internal | Summer | B10 | 1262 | 1600 | 0 | 72.34 | 74.33 | 2 | 0
2030 | MISO_WUMS_2_PJM_ROR | MISO_WUMS | PJM_ROR | Internal | Winter | B16 | 25 | 1600 | 1600 | 78.29 | 95.86 | 2 | 15.58
2030 | MISO_WUMS_2_PJM_ROR | MISO_WUMS | PJM_ROR | Internal | Winter | B17 | 100 | 1600 | 1600 | 78.29 | 93.92 | 2 | 13.63
2030 | MISO_WUMS_2_PJM_ROR | MISO_WUMS | PJM_ROR | Internal | Winter | B18 | 400 | 1600 | 1600 | 78.55 | 91.12 | 2 | 10.57
2030 | MISO_WUMS_2_PJM_ROR | MISO_WUMS | PJM_ROR | Internal | Winter | B19 | 700 | 1600 | 1600 | 78.55 | 81.65 | 2 | 1.1
2030 | MISO_WUMS_2_PJM_ROR | MISO_WUMS | PJM_ROR | Internal | Winter | B20 | 935 | 1600 | 1600 | 73.42 | 78.9 | 2 | 3.48
2030 | NE_2_MAPP_US | NE | MAPP_US | Internal | Shoulder | B11 | 25 | 1600 | 0 | 85.05 | 83.05 | 5 | 0
2030 | NE_2_MAPP_US | NE | MAPP_US | Internal | Shoulder | B12 | 200 | 1600 | 0 | 78.7 | 76.7 | 5 | 0
2030 | NE_2_MAPP_US | NE | MAPP_US | Internal | Shoulder | B13 | 600 | 1600 | 0 | 71.32 | 69.32 | 5 | 0
2030 | NE_2_MAPP_US | NE | MAPP_US | Internal | Shoulder | B14 | 900 | 1600 | 1441.09 | 35.05 | 40.05 | 5 | 0
2030 | NE_2_MAPP_US | NE | MAPP_US | Internal | Shoulder | B15 | 1203 | 1600 | 483.16 | 0.01 | 5.01 | 5 | 0
2030 | NE_2_MAPP_US | NE | MAPP_US | Internal | Summer | B1 | 10 | 1600 | 0 | 139.21 | 137.21 | 5 | 0
2030 | NE_2_MAPP_US | NE | MAPP_US | Internal | Summer | B2 | 25 | 1600 | 0 | 137.6 | 135.6 | 5 | 0
2030 | NE_2_MAPP_US | NE | MAPP_US | Internal | Summer | B3 | 75 | 1600 | 0 | 137.46 | 134.2 | 5 | 0
2030 | NE_2_MAPP_US | NE | MAPP_US | Internal | Summer | B4 | 100 | 1600 | 0 | 138.31 | 131.31 | 5 | 0
2030 | NE_2_MAPP_US | NE | MAPP_US | Internal | Summer | B5 | 200 | 1600 | 0 | 133.31 | 131.31 | 5 | 0
2030 | NE_2_MAPP_US | NE | MAPP_US | Internal | Summer | B6 | 300 | 1600 | 0 | 95.79 | 93.79 | 5 | 0
2030 | NE_2_MAPP_US | NE | MAPP_US | Internal | Summer | B7 | 400 | 1600 | 0 | 83.88 | 81.88 | 5 | 0
2030 | NE_2_MAPP_US | NE | MAPP_US | Internal | Summer | B8 | 500 | 1600 | 0 | 80.37 | 78.37 | 5 | 0
2030 | NE_2_MAPP_US | NE | MAPP_US | Internal | Summer | B9 | 800 | 1600 | 0 | 77.27 | 75.27 | 5 | 0
2030 | NE_2_MAPP_US | NE | MAPP_US | Internal | Summer | B10 | 1262 | 1600 | 0 | 67.33 | 65.33 | 5 | 0
2030 | NE_2_MAPP_US | NE | MAPP_US | Internal | Winter | B16 | 25 | 1600 | 0 | 0.01 | 4.54 | 5 | 0
2030 | NE_2_MAPP_US | NE | MAPP_US | Internal | Winter | B17 | 100 | 1600 | 551.67 | 49.12 | 54.12 | 5 | 0
2030 | NE_2_MAPP_US | NE | MAPP_US | Internal | Winter | B18 | 400 | 1600 | 0 | 71.94 | 71.54 | 5 | 0
2030 | NE_2_MAPP_US | NE | MAPP_US | Internal | Winter | B19 | 700 | 1600 | 0 | 71.94 | 71.54 | 5 | 0
2030 | NE_2_MAPP_US | NE | MAPP_US | Internal | Winter | B20 | 935 | 1600 | 114.39 | 11.51 | 16.51 | 5 | 0
2030 | NE_2_MISO_W | NE | MISO_W | Internal | Shoulder | B11 | 25 | 3614 | 420.18 | 85.05 | 90.05 | 5 | 0
2030 | NE_2_MISO_W | NE | MISO_W | Internal | Shoulder | B12 | 200 | 3614 | 2067.16 | 78.7 | 83.7 | 5 | 0
2030 | NE_2_MISO_W | NE | MISO_W | Internal | Shoulder | B13 | 600 | 3614 | 2786.89 | 71.32 | 76.32 | 5 | 0
2030 | NE_2_MISO_W | NE | MISO_W | Internal | Shoulder | B14 | 900 | 3614 | 3614 | 35.05 | 47.05 | 5 | 7
2030 | NE_2_MISO_W | NE | MISO_W | Internal | Shoulder | B15 | 1203 | 3614 | 3614 | 0.01 | 12.01 | 5 | 7
2030 | NE_2_MISO_W | NE | MISO_W | Internal | Summer | B1 | 10 | 3614 | 1765.06 | 139.21 | 144.21 | 5 | 0
2030 | NE_2_MISO_W | NE | MISO_W | Internal | Summer | B2 | 25 | 3614 | 1303.62 | 137.6 | 142.6 | 5 | 0
2030 | NE_2_MISO_W | NE | MISO_W | Internal | Summer | B3 | 75 | 3614 | 0 | 137.46 | 141.2 | 5 | 0
2030 | NE_2_MISO_W | NE | MISO_W | Internal | Summer | B4 | 100 | 3614 | 0 | 138.31 | 138.31 | 5 | 0
2030 | NE_2_MISO_W | NE | MISO_W | Internal | Summer | B5 | 200 | 3614 | 657.29 | 133.31 | 138.31 | 5 | 0
2030 | NE_2_MISO_W | NE | MISO_W | Internal | Summer | B6 | 300 | 3614 | 501.32 | 95.79 | 100.79 | 5 | 0
2030 | NE_2_MISO_W | NE | MISO_W | Internal | Summer | B7 | 400 | 3614 | 419.51 | 83.88 | 88.88 | 5 | 0
2030 | NE_2_MISO_W | NE | MISO_W | Internal | Summer | B8 | 500 | 3614 | 1168.35 | 80.37 | 85.37 | 5 | 0
2030 | NE_2_MISO_W | NE | MISO_W | Internal | Summer | B9 | 800 | 3614 | 1235.7 | 77.27 | 82.27 | 5 | 0
2030 | NE_2_MISO_W | NE | MISO_W | Internal | Summer | B10 | 1262 | 3614 | 2587.14 | 67.33 | 72.33 | 5 | 0
2030 | NE_2_MISO_W | NE | MISO_W | Internal | Winter | B16 | 25 | 3614 | 3614 | 0.01 | 11.54 | 5 | 6.53
2030 | NE_2_MISO_W | NE | MISO_W | Internal | Winter | B17 | 100 | 3614 | 3614 | 49.12 | 61.12 | 5 | 7
2030 | NE_2_MISO_W | NE | MISO_W | Internal | Winter | B18 | 400 | 3614 | 3614 | 71.94 | 78.54 | 5 | 1.6
2030 | NE_2_MISO_W | NE | MISO_W | Internal | Winter | B19 | 700 | 3614 | 3614 | 71.94 | 78.54 | 5 | 1.6
2030 | NE_2_MISO_W | NE | MISO_W | Internal | Winter | B20 | 935 | 3614 | 3614 | 11.51 | 23.51 | 5 | 7
2030 | NE_2_SPP_N | NE | SPP_N | Internal | Shoulder | B11 | 25 | 1854 | 1854 | 85.05 | 89.17 | 0.01 | 4.11
2030 | NE_2_SPP_N | NE | SPP_N | Internal | Shoulder | B12 | 200 | 1854 | 1854 | 78.7 | 85.31 | 0.01 | 6.6
2030 | NE_2_SPP_N | NE | SPP_N | Internal | Shoulder | B13 | 600 | 1854 | 1854 | 71.32 | 79.32 | 0.01 | 7.99
2030 | NE_2_SPP_N | NE | SPP_N | Internal | Shoulder | B14 | 900 | 1854 | 0 | 35.05 | 21.74 | 0.01 | 0
2030 | NE_2_SPP_N | NE | SPP_N | Internal | Shoulder | B15 | 1203 | 1854 | 0 | 0.01 | 0.01 | 0.01 | 0
2030 | NE_2_SPP_N | NE | SPP_N | Internal | Summer | B1 | 10 | 1854 | 0 | 139.21 | 92.01 | 0.01 | 0
2030 | NE_2_SPP_N | NE | SPP_N | Internal | Summer | B2 | 25 | 1854 | 1854 | 137.6 | 144.28 | 0.01 | 6.67
2030 | NE_2_SPP_N | NE | SPP_N | Internal | Summer | B3 | 75 | 1854 | 1854 | 137.46 | 146.16 | 0.01 | 8.69
2030 | NE_2_SPP_N | NE | SPP_N | Internal | Summer | B4 | 100 | 1854 | 1854 | 138.31 | 143.79 | 0.01 | 5.47
2030 | NE_2_SPP_N | NE | SPP_N | Internal | Summer | B5 | 200 | 1854 | 899.16 | 133.31 | 133.32 | 0.01 | 0
2030 | NE_2_SPP_N | NE | SPP_N | Internal | Summer | B6 | 300 | 1854 | 917.65 | 95.79 | 95.8 | 0.01 | 0
2030 | NE_2_SPP_N | NE | SPP_N | Internal | Summer | B7 | 400 | 1854 | 1854 | 83.88 | 88.63 | 0.01 | 4.74
2030 | NE_2_SPP_N | NE | SPP_N | Internal | Summer | B8 | 500 | 1854 | 1854 | 80.37 | 87.5 | 0.01 | 7.12
2030 | NE_2_SPP_N | NE | SPP_N | Internal | Summer | B9 | 800 | 1854 | 1854 | 77.27 | 85.28 | 0.01 | 8
2030 | NE_2_SPP_N | NE | SPP_N | Internal | Summer | B10 | 1262 | 1854 | 1716.2 | 67.33 | 67.34 | 0.01 | 0
2030 | NE_2_SPP_N | NE | SPP_N | Internal | Winter | B16 | 25 | 1854 | 1854 | 0.01 | 73.56 | 0.01 | 73.54
2030 | NE_2_SPP_N | NE | SPP_N | Internal | Winter | B17 | 100 | 1854 | 1854 | 49.12 | 68.12 | 0.01 | 18.99
2030 | NE_2_SPP_N | NE | SPP_N | Internal | Winter | B18 | 400 | 1854 | 1854 | 71.94 | 81.55 | 0.01 | 9.6
2030 | NE_2_SPP_N | NE | SPP_N | Internal | Winter | B19 | 700 | 1854 | 1854 | 71.94 | 73.56 | 0.01 | 1.61
2030 | NE_2_SPP_N | NE | SPP_N | Internal | Winter | B20 | 935 | 1854 | 918.35 | 11.51 | 11.52 | 0.01 | 0
2030 | NEISO_2_NYISO_A-F | NEISO | NYISO_A-F | Internal | Shoulder | B11 | 25 | 600 | 0 | 73.08 | 75.54 | 3 | 0
2030 | NEISO_2_NYISO_A-F | NEISO | NYISO_A-F | Internal | Shoulder | B12 | 200 | 600 | 0 | 73.08 | 75.54 | 3 | 0
2030 | NEISO_2_NYISO_A-F | NEISO | NYISO_A-F | Internal | Shoulder | B13 | 600 | 600 | 0 | 73.08 | 75.54 | 3 | 0
2030 | NEISO_2_NYISO_A-F | NEISO | NYISO_A-F | Internal | Shoulder | B14 | 900 | 600 | 0 | 73.08 | 73.56 | 3 | 0
2030 | NEISO_2_NYISO_A-F | NEISO | NYISO_A-F | Internal | Shoulder | B15 | 1203 | 600 | 0 | 73.08 | 73.56 | 3 | 0
2030 | NEISO_2_NYISO_A-F | NEISO | NYISO_A-F | Internal | Summer | B1 | 10 | 600 | 0 | 534.5 | 101.61 | 3 | 0
2030 | NEISO_2_NYISO_A-F | NEISO | NYISO_A-F | Internal | Summer | B2 | 25 | 600 | 0 | 245.57 | 101.61 | 3 | 0
2030 | NEISO_2_NYISO_A-F | NEISO | NYISO_A-F | Internal | Summer | B3 | 75 | 600 | 0 | 120.56 | 101.61 | 3 | 0
2030 | NEISO_2_NYISO_A-F | NEISO | NYISO_A-F | Internal | Summer | B4 | 100 | 600 | 180.53 | 98.61 | 101.61 | 3 | 0
2030 | NEISO_2_NYISO_A-F | NEISO | NYISO_A-F | Internal | Summer | B5 | 200 | 600 | 240.6 | 97.63 | 100.63 | 3 | 0
2030 | NEISO_2_NYISO_A-F | NEISO | NYISO_A-F | Internal | Summer | B6 | 300 | 600 | 67.74 | 77.75 | 80.75 | 3 | 0
2030 | NEISO_2_NYISO_A-F | NEISO | NYISO_A-F | Internal | Summer | B7 | 400 | 600 | 0 | 71.44 | 74.43 | 3 | 0
2030 | NEISO_2_NYISO_A-F | NEISO | NYISO_A-F | Internal | Summer | B8 | 500 | 600 | 0 | 71.44 | 74.43 | 3 | 0
2030 | NEISO_2_NYISO_A-F | NEISO | NYISO_A-F | Internal | Summer | B9 | 800 | 600 | 0 | 71.44 | 74.43 | 3 | 0
2030 | NEISO_2_NYISO_A-F | NEISO | NYISO_A-F | Internal | Summer | B10 | 1262 | 600 | 0 | 71.44 | 74.43 | 3 | 0
2030 | NEISO_2_NYISO_A-F | NEISO | NYISO_A-F | Internal | Winter | B16 | 25 | 600 | 0 | 80.81 | 77.81 | 3 | 0
2030 | NEISO_2_NYISO_A-F | NEISO | NYISO_A-F | Internal | Winter | B17 | 100 | 600 | 0 | 77.75 | 77.81 | 3 | 0
2030 | NEISO_2_NYISO_A-F | NEISO | NYISO_A-F | Internal | Winter | B18 | 400 | 600 | 0 | 72.76 | 73.89 | 3 | 0
2030 | NEISO_2_NYISO_A-F | NEISO | NYISO_A-F | Internal | Winter | B19 | 700 | 600 | 0 | 72.76 | 73.89 | 3 | 0
2030 | NEISO_2_NYISO_A-F | NEISO | NYISO_A-F | Internal | Winter | B20 | 935 | 600 | 0 | 72.76 | 73.89 | 3 | 0
2030 | NEISO_2_NYISO_G-I | NEISO | NYISO_G-I | Internal | Shoulder | B11 | 25 | 600 | 600 | 73.08 | 84.85 | 3 | 8.77
2030 | NEISO_2_NYISO_G-I | NEISO | NYISO_G-I | Internal | Shoulder | B12 | 200 | 600 | 600 | 73.08 | 84.85 | 3 | 8.77
2030 | NEISO_2_NYISO_G-I | NEISO | NYISO_G-I | Internal | Shoulder | B13 | 600 | 600 | 600 | 73.08 | 84.85 | 3 | 8.77
2030 | NEISO_2_NYISO_G-I | NEISO | NYISO_G-I | Internal | Shoulder | B14 | 900 | 600 | 29.35 | 73.08 | 76.08 | 3 | 0
2030 | NEISO_2_NYISO_G-I | NEISO | NYISO_G-I | Internal | Shoulder | B15 | 1203 | 600 | 0 | 73.08 | 73.57 | 3 | 0
2030 | NEISO_2_NYISO_G-I | NEISO | NYISO_G-I | Internal | Summer | B1 | 10 | 600 | 0.04 | 534.5 | 537.49 | 3 | 0
2030 | NEISO_2_NYISO_G-I | NEISO | NYISO_G-I | Internal | Summer | B2 | 25 | 600 | 0.02 | 245.57 | 248.56 | 3 | 0
2030 | NEISO_2_NYISO_G-I | NEISO | NYISO_G-I | Internal | Summer | B3 | 75 | 600 | 600 | 120.56 | 135.2 | 3 | 11.65
2030 | NEISO_2_NYISO_G-I | NEISO | NYISO_G-I | Internal | Summer | B4 | 100 | 600 | 600 | 98.61 | 117.22 | 3 | 15.61
2030 | NEISO_2_NYISO_G-I | NEISO | NYISO_G-I | Internal | Summer | B5 | 200 | 600 | 600 | 97.63 | 117.22 | 3 | 16.59
2030 | NEISO_2_NYISO_G-I | NEISO | NYISO_G-I | Internal | Summer | B6 | 300 | 600 | 600 | 77.75 | 94.76 | 3 | 14.01
2030 | NEISO_2_NYISO_G-I | NEISO | NYISO_G-I | Internal | Summer | B7 | 400 | 600 | 600 | 71.44 | 82.88 | 3 | 8.44
2030 | NEISO_2_NYISO_G-I | NEISO | NYISO_G-I | Internal | Summer | B8 | 500 | 600 | 600 | 71.44 | 81.31 | 3 | 6.87
2030 | NEISO_2_NYISO_G-I | NEISO | NYISO_G-I | Internal | Summer | B9 | 800 | 600 | 600 | 71.44 | 76.27 | 3 | 1.83
2030 | NEISO_2_NYISO_G-I | NEISO | NYISO_G-I | Internal | Summer | B10 | 1262 | 600 | 180.71 | 71.44 | 74.44 | 3 | 0
2030 | NEISO_2_NYISO_G-I | NEISO | NYISO_G-I | Internal | Winter | B16 | 25 | 600 | 600 | 80.81 | 94.37 | 3 | 10.55
2030 | NEISO_2_NYISO_G-I | NEISO | NYISO_G-I | Internal | Winter | B17 | 100 | 600 | 600 | 77.75 | 94.37 | 3 | 13.62
2030 | NEISO_2_NYISO_G-I | NEISO | NYISO_G-I | Internal | Winter | B18 | 400 | 600 | 600 | 72.76 | 94.37 | 3 | 18.61
2030 | NEISO_2_NYISO_G-I | NEISO | NYISO_G-I | Internal | Winter | B19 | 700 | 600 | 600 | 72.76 | 84.07 | 3 | 8.31
2030 | NEISO_2_NYISO_G-I | NEISO | NYISO_G-I | Internal | Winter | B20 | 935 | 600 | 0 | 72.76 | 75.74 | 3 | 0
2030 | NEISO_2_NYISO_J-K | NEISO | NYISO_J-K | Internal | Shoulder | B11 | 25 | 1038 | 1038 | 73.08 | 84.86 | 3 | 8.78
2030 | NEISO_2_NYISO_J-K | NEISO | NYISO_J-K | Internal | Shoulder | B12 | 200 | 1038 | 1038 | 73.08 | 84.86 | 3 | 8.78
2030 | NEISO_2_NYISO_J-K | NEISO | NYISO_J-K | Internal | Shoulder | B13 | 600 | 1038 | 1038 | 73.08 | 84.86 | 3 | 8.78
2030 | NEISO_2_NYISO_J-K | NEISO | NYISO_J-K | Internal | Shoulder | B14 | 900 | 1038 | 1038 | 73.08 | 76.09 | 3 | 0.01
2030 | NEISO_2_NYISO_J-K | NEISO | NYISO_J-K | Internal | Shoulder | B15 | 1203 | 1038 | 0 | 73.08 | 73.58 | 3 | 0
2030 | NEISO_2_NYISO_J-K | NEISO | NYISO_J-K | Internal | Summer | B1 | 10 | 1038 | 191.24 | 534.5 | 537.5 | 3 | 0
2030 | NEISO_2_NYISO_J-K | NEISO | NYISO_J-K | Internal | Summer | B2 | 25 | 1038 | 313.76 | 245.57 | 248.57 | 3 | 0
2030 | NEISO_2_NYISO_J-K | NEISO | NYISO_J-K | Internal | Summer | B3 | 75 | 1038 | 1038 | 120.56 | 135.22 | 3 | 11.66
2030 | NEISO_2_NYISO_J-K | NEISO | NYISO_J-K | Internal | Summer | B4 | 100 | 1038 | 1038 | 98.61 | 117.23 | 3 | 15.62
2030 | NEISO_2_NYISO_J-K | NEISO | NYISO_J-K | Internal | Summer | B5 | 200 | 1038 | 1038 | 97.63 | 117.23 | 3 | 16.6
2030 | NEISO_2_NYISO_J-K | NEISO | NYISO_J-K | Internal | Summer | B6 | 300 | 1038 | 1038 | 77.75 | 94.77 | 3 | 14.02
2030 | NEISO_2_NYISO_J-K | NEISO | NYISO_J-K | Internal | Summer | B7 | 400 | 1038 | 1038 | 71.44 | 82.89 | 3 | 8.45
2030 | NEISO_2_NYISO_J-K | NEISO | NYISO_J-K | Internal | Summer | B8 | 500 | 1038 | 1038 | 71.44 | 81.32 | 3 | 6.88
2030 | NEISO_2_NYISO_J-K | NEISO | NYISO_J-K | Internal | Summer | B9 | 800 | 1038 | 1038 | 71.44 | 76.28 | 3 | 1.84
2030 | NEISO_2_NYISO_J-K | NEISO | NYISO_J-K | Internal | Summer | B10 | 1262 | 1038 | 1038 | 71.44 | 74.45 | 3 | 0.01
2030 | NEISO_2_NYISO_J-K | NEISO | NYISO_J-K | Internal | Winter | B16 | 25 | 1038 | 1038 | 80.81 | 97.2 | 3 | 13.39
2030 | NEISO_2_NYISO_J-K | NEISO | NYISO_J-K | Internal | Winter | B17 | 100 | 1038 | 1038 | 77.75 | 97.2 | 3 | 16.46
2030 | NEISO_2_NYISO_J-K | NEISO | NYISO_J-K | Internal | Winter | B18 | 400 | 1038 | 1038 | 72.76 | 97.2 | 3 | 21.45
2030 | NEISO_2_NYISO_J-K | NEISO | NYISO_J-K | Internal | Winter | B19 | 700 | 1038 | 1038 | 72.76 | 84.08 | 3 | 8.32
2030 | NEISO_2_NYISO_J-K | NEISO | NYISO_J-K | Internal | Winter | B20 | 935 | 1038 | 246.71 | 72.76 | 75.76 | 3 | 0
2030 | NonRTO_Midwest_2_TVA_Transmission | NonRTO_Midwest | TVA_Transmission | Internal | Shoulder | B11 | 25 | 2400 | 2400 | 83.91 | 95.73 | 8 | 3.83
2030 | NonRTO_Midwest_2_TVA_Transmission | NonRTO_Midwest | TVA_Transmission | Internal | Shoulder | B12 | 200 | 2400 | 0 | 83.91 | 91.71 | 8 | 0
2030 | NonRTO_Midwest_2_TVA_Transmission | NonRTO_Midwest | TVA_Transmission | Internal | Shoulder | B13 | 600 | 2400 | 0 | 83.91 | 84.64 | 8 | 0
2030 | NonRTO_Midwest_2_TVA_Transmission | NonRTO_Midwest | TVA_Transmission | Internal | Shoulder | B14 | 900 | 2400 | 0 | 83.91 | 84.64 | 8 | 0
2030 | NonRTO_Midwest_2_TVA_Transmission | NonRTO_Midwest | TVA_Transmission | Internal | Shoulder | B15 | 1203 | 2400 | 0 | 79.43 | 79.41 | 8 | 0
2030 | NonRTO_Midwest_2_TVA_Transmission | NonRTO_Midwest | TVA_Transmission | Internal | Summer | B1 | 10 | 2400 | 2400 | 148.77 | 158.6 | 8 | 1.82
2030 | NonRTO_Midwest_2_TVA_Transmission | NonRTO_Midwest | TVA_Transmission | Internal | Summer | B2 | 25 | 2400 | 1591.25 | 150.6 | 158.6 | 8 | 0
2030 | NonRTO_Midwest_2_TVA_Transmission | NonRTO_Midwest | TVA_Transmission | Internal | Summer | B3 | 75 | 2400 | 0 | 149.2 | 150.51 | 8 | 0
2030 | NonRTO_Midwest_2_TVA_Transmission | NonRTO_Midwest | TVA_Transmission | Internal | Summer | B4 | 100 | 2400 | 0 | 148.77 | 148.79 | 8 | 0
2030 | NonRTO_Midwest_2_TVA_Transmission | NonRTO_Midwest | TVA_Transmission | Internal | Summer | B5 | 200 | 2400 | 0 | 146.31 | 146.31 | 8 | 0
2030 | NonRTO_Midwest_2_TVA_Transmission | NonRTO_Midwest | TVA_Transmission | Internal | Summer | B6 | 300 | 2400 | 0 | 108.79 | 108.79 | 8 | 0
2030 | NonRTO_Midwest_2_TVA_Transmission | NonRTO_Midwest | TVA_Transmission | Internal | Summer | B7 | 400 | 2400 | 0 | 96.88 | 96.88 | 8 | 0
2030 | NonRTO_Midwest_2_TVA_Transmission | NonRTO_Midwest | TVA_Transmission | Internal | Summer | B8 | 500 | 2400 | 0 | 93.37 | 93.37 | 8 | 0
2030 | NonRTO_Midwest_2_TVA_Transmission | NonRTO_Midwest | TVA_Transmission | Internal | Summer | B9 | 800 | 2400 | 0 | 90.26 | 90.28 | 8 | 0
2030 | NonRTO_Midwest_2_TVA_Transmission | NonRTO_Midwest | TVA_Transmission | Internal | Summer | B10 | 1262 | 2400 | 0 | 82.56 | 80.34 | 8 | 0
2030 | NonRTO_Midwest_2_TVA_Transmission | NonRTO_Midwest | TVA_Transmission | Internal | Winter | B16 | 25 | 2400 | 0 | 105.23 | 98.91 | 8 | 0
2030 | NonRTO_Midwest_2_TVA_Transmission | NonRTO_Midwest | TVA_Transmission | Internal | Winter | B17 | 100 | 2400 | 995.88 | 86.56 | 94.56 | 8 | 0
2030 | NonRTO_Midwest_2_TVA_Transmission | NonRTO_Midwest | TVA_Transmission | Internal | Winter | B18 | 400 | 2400 | 0 | 86.55 | 87.65 | 8 | 0
2030 | NonRTO_Midwest_2_TVA_Transmission | NonRTO_Midwest | TVA_Transmission | Internal | Winter | B19 | 700 | 2400 | 0 | 86.55 | 87.65 | 8 | 0
2030 | NonRTO_Midwest_2_TVA_Transmission | NonRTO_Midwest | TVA_Transmission | Internal | Winter | B20 | 935 | 2400 | 0 | 82.28 | 81.99 | 8 | 0
2030 | NYISO_A-F_2_NEISO | NYISO_A-F | NEISO | Internal | Shoulder | B11 | 25 | 600 | 0 | 75.54 | 73.08 | 3 | 0
2030 | NYISO_A-F_2_NEISO | NYISO_A-F | NEISO | Internal | Shoulder | B12 | 200 | 600 | 0 | 75.54 | 73.08 | 3 | 0
2030 | NYISO_A-F_2_NEISO | NYISO_A-F | NEISO | Internal | Shoulder | B13 | 600 | 600 | 0 | 75.54 | 73.08 | 3 | 0
2030 | NYISO_A-F_2_NEISO | NYISO_A-F | NEISO | Internal | Shoulder | B14 | 900 | 600 | 0 | 73.56 | 73.08 | 3 | 0
2030 | NYISO_A-F_2_NEISO | NYISO_A-F | NEISO | Internal | Shoulder | B15 | 1203 | 600 | 0 | 73.56 | 73.08 | 3 | 0
2030 | NYISO_A-F_2_NEISO | NYISO_A-F | NEISO | Internal | Summer | B1 | 10 | 600 | 600 | 101.61 | 534.5 | 3 | 429.89
2030 | NYISO_A-F_2_NEISO | NYISO_A-F | NEISO | Internal | Summer | B2 | 25 | 600 | 600 | 101.61 | 245.57 | 3 | 140.97
2030 | NYISO_A-F_2_NEISO | NYISO_A-F | NEISO | Internal | Summer | B3 | 75 | 600 | 600 | 101.61 | 120.56 | 3 | 15.95
2030 | NYISO_A-F_2_NEISO | NYISO_A-F | NEISO | Internal | Summer | B4 | 100 | 600 | 0 | 101.61 | 98.61 | 3 | 0
2030 | NYISO_A-F_2_NEISO | NYISO_A-F | NEISO | Internal | Summer | B5 | 200 | 600 | 0 | 100.63 | 97.63 | 3 | 0
2030 | NYISO_A-F_2_NEISO | NYISO_A-F | NEISO | Internal | Summer | B6 | 300 | 600 | 0 | 80.75 | 77.75 | 3 | 0
2030 | NYISO_A-F_2_NEISO | NYISO_A-F | NEISO | Internal | Summer | B7 | 400 | 600 | 0 | 74.43 | 71.44 | 3 | 0
2030 | NYISO_A-F_2_NEISO | NYISO_A-F | NEISO | Internal | Summer | B8 | 500 | 600 | 0 | 74.43 | 71.44 | 3 | 0
2030 | NYISO_A-F_2_NEISO | NYISO_A-F | NEISO | Internal | Summer | B9 | 800 | 600 | 0 | 74.43 | 71.44 | 3 | 0
2030 | NYISO_A-F_2_NEISO | NYISO_A-F | NEISO | Internal | Summer | B10 | 1262 | 600 | 0 | 74.43 | 71.44 | 3 | 0
2030 | NYISO_A-F_2_NEISO | NYISO_A-F | NEISO | Internal | Winter | B16 | 25 | 600 | 276.91 | 77.81 | 80.81 | 3 | 0
2030 | NYISO_A-F_2_NEISO | NYISO_A-F | NEISO | Internal | Winter | B17 | 100 | 600 | 0 | 77.81 | 77.75 | 3 | 0
2030 | NYISO_A-F_2_NEISO | NYISO_A-F | NEISO | Internal | Winter | B18 | 400 | 600 | 0 | 73.89 | 72.76 | 3 | 0
2030 | NYISO_A-F_2_NEISO | NYISO_A-F | NEISO | Internal | Winter | B19 | 700 | 600 | 0 | 73.89 | 72.76 | 3 | 0
2030 | NYISO_A-F_2_NEISO | NYISO_A-F | NEISO | Internal | Winter | B20 | 935 | 600 | 0 | 73.89 | 72.76 | 3 | 0
2030 | NYISO_A-F_2_NYISO_G-I | NYISO_A-F | NYISO_G-I | Internal | Shoulder | B11 | 25 | 5266 | 5266 | 75.54 | 84.85 | 0.01 | 9.29
2030 | NYISO_A-F_2_NYISO_G-I | NYISO_A-F | NYISO_G-I | Internal | Shoulder | B12 | 200 | 5266 | 5266 | 75.54 | 84.85 | 0.01 | 9.29
2030 | NYISO_A-F_2_NYISO_G-I | NYISO_A-F | NYISO_G-I | Internal | Shoulder | B13 | 600 | 5266 | 5266 | 75.54 | 84.85 | 0.01 | 9.29
2030 | NYISO_A-F_2_NYISO_G-I | NYISO_A-F | NYISO_G-I | Internal | Shoulder | B14 | 900 | 5266 | 5266 | 73.56 | 76.08 | 0.01 | 2.51
2030 | NYISO_A-F_2_NYISO_G-I | NYISO_A-F | NYISO_G-I | Internal | Shoulder | B15 | 1203 | 5266 | 4897.09 | 73.56 | 73.57 | 0.01 | 0
2030 | NYISO_A-F_2_NYISO_G-I | NYISO_A-F | NYISO_G-I | Internal | Summer | B1 | 10 | 5266 | 5266 | 101.61 | 537.49 | 0.01 | 435.87
2030 | NYISO_A-F_2_NYISO_G-I | NYISO_A-F | NYISO_G-I | Internal | Summer | B2 | 25 | 5266 | 5266 | 101.61 | 248.56 | 0.01 | 146.94
2030 | NYISO_A-F_2_NYISO_G-I | NYISO_A-F | NYISO_G-I | Internal | Summer | B3 | 75 | 5266 | 5266 | 101.61 | 135.2 | 0.01 | 33.58
2030 | NYISO_A-F_2_NYISO_G-I | NYISO_A-F | NYISO_G-I | Internal | Summer | B4 | 100 | 5266 | 5266 | 101.61 | 117.22 | 0.01 | 15.6
2030 | NYISO_A-F_2_NYISO_G-I | NYISO_A-F | NYISO_G-I | Internal | Summer | B5 | 200 | 5266 | 5266 | 100.63 | 117.22 | 0.01 | 16.58
2030 | NYISO_A-F_2_NYISO_G-I | NYISO_A-F | NYISO_G-I | Internal | Summer | B6 | 300 | 5266 | 5266 | 80.75 | 94.76 | 0.01 | 14
2030 | NYISO_A-F_2_NYISO_G-I | NYISO_A-F | NYISO_G-I | Internal | Summer | B7 | 400 | 5266 | 5266 | 74.43 | 82.88 | 0.01 | 8.44
2030 | NYISO_A-F_2_NYISO_G-I | NYISO_A-F | NYISO_G-I | Internal | Summer | B8 | 500 | 5266 | 5266 | 74.43 | 81.31 | 0.01 | 6.87
2030 | NYISO_A-F_2_NYISO_G-I | NYISO_A-F | NYISO_G-I | Internal | Summer | B9 | 800 | 5266 | 5266 | 74.43 | 76.27 | 0.01 | 1.83
2030 | NYISO_A-F_2_NYISO_G-I | NYISO_A-F | NYISO_G-I | Internal | Summer | B10 | 1262 | 5266 | 3519.24 | 74.43 | 74.44 | 0.01 | 0
2030 | NYISO_A-F_2_NYISO_G-I | NYISO_A-F | NYISO_G-I | Internal | Winter | B16 | 25 | 5266 | 5266 | 77.81 | 94.37 | 0.01 | 16.54
2030 | NYISO_A-F_2_NYISO_G-I | NYISO_A-F | NYISO_G-I | Internal | Winter | B17 | 100 | 5266 | 5266 | 77.81 | 94.37 | 0.01 | 16.54
2030 | NYISO_A-F_2_NYISO_G-I | NYISO_A-F | NYISO_G-I | Internal | Winter | B18 | 400 | 5266 | 5266 | 73.89 | 94.37 | 0.01 | 20.46
2030 | NYISO_A-F_2_NYISO_G-I | NYISO_A-F | NYISO_G-I | Internal | Winter | B19 | 700 | 5266 | 5266 | 73.89 | 84.07 | 0.01 | 10.17
2030 | NYISO_A-F_2_NYISO_G-I | NYISO_A-F | NYISO_G-I | Internal | Winter | B20 | 935 | 5266 | 5266 | 73.89 | 75.74 | 0.01 | 1.84
2030 | NYISO_A-F_2_PJM_ROM | NYISO_A-F | PJM_ROM | Internal | Shoulder | B11 | 25 | 1000 | 1000 | 75.54 | 92.06 | 8 | 8.52
2030 | NYISO_A-F_2_PJM_ROM | NYISO_A-F | PJM_ROM | Internal | Shoulder | B12 | 200 | 1000 | 1000 | 75.54 | 87.64 | 8 | 4.1
2030 | NYISO_A-F_2_PJM_ROM | NYISO_A-F | PJM_ROM | Internal | Shoulder | B13 | 600 | 1000 | 1000 | 75.54 | 87.64 | 8 | 4.1
2030 | NYISO_A-F_2_PJM_ROM | NYISO_A-F | PJM_ROM | Internal | Shoulder | B14 | 900 | 1000 | 337.23 | 73.56 | 81.56 | 8 | 0
2030 | NYISO_A-F_2_PJM_ROM | NYISO_A-F | PJM_ROM | Internal | Shoulder | B15 | 1203 | 1000 | 0 | 73.56 | 75.95 | 8 | 0
2030 | NYISO_A-F_2_PJM_ROM | NYISO_A-F | PJM_ROM | Internal | Summer | B1 | 10 | 1000 | 1000 | 101.61 | 148.11 | 8 | 38.5
2030 | NYISO_A-F_2_PJM_ROM | NYISO_A-F | PJM_ROM | Internal | Summer | B2 | 25 | 1000 | 1000 | 101.61 | 144.61 | 8 | 35
2030 | NYISO_A-F_2_PJM_ROM | NYISO_A-F | PJM_ROM | Internal | Summer | B3 | 75 | 1000 | 1000 | 101.61 | 143.22 | 8 | 33.61
2030 | NYISO_A-F_2_PJM_ROM | NYISO_A-F | PJM_ROM | Internal | Summer | B4 | 100 | 1000 | 1000 | 101.61 | 140.3 | 8 | 30.69
2030 | NYISO_A-F_2_PJM_ROM | NYISO_A-F | PJM_ROM | Internal | Summer | B5 | 200 | 1000 | 1000 | 100.63 | 140.3 | 8 | 31.67
2030 | NYISO_A-F_2_PJM_ROM | NYISO_A-F | PJM_ROM | Internal | Summer | B6 | 300 | 1000 | 1000 | 80.75 | 102.78 | 8 | 14.03
2030 | NYISO_A-F_2_PJM_ROM | NYISO_A-F | PJM_ROM | Internal | Summer | B7 | 400 | 1000 | 1000 | 74.43 | 90.89 | 8 | 8.47
2030 | NYISO_A-F_2_PJM_ROM | NYISO_A-F | PJM_ROM | Internal | Summer | B8 | 500 | 1000 | 1000 | 74.43 | 87.39 | 8 | 4.96
2030 | NYISO_A-F_2_PJM_ROM | NYISO_A-F | PJM_ROM | Internal | Summer | B9 | 800 | 1000 | 1000 | 74.43 | 84.28 | 8 | 1.85
2030 | NYISO_A-F_2_PJM_ROM | NYISO_A-F | PJM_ROM | Internal | Summer | B10 | 1262 | 1000 | 0 | 74.43 | 74.34 | 8 | 0
2030 | NYISO_A-F_2_PJM_ROM | NYISO_A-F | PJM_ROM | Internal | Winter | B16 | 25 | 1000 | 1000 | 77.81 | 95.88 | 8 | 10.06
2030 | NYISO_A-F_2_PJM_ROM | NYISO_A-F | PJM_ROM | Internal | Winter | B17 | 100 | 1000 | 1000 | 77.81 | 93.93 | 8 | 8.11
2030 | NYISO_A-F_2_PJM_ROM | NYISO_A-F | PJM_ROM | Internal | Winter | B18 | 400 | 1000 | 1000 | 73.89 | 93.46 | 8 | 11.57
2030 | NYISO_A-F_2_PJM_ROM | NYISO_A-F | PJM_ROM | Internal | Winter | B19 | 700 | 1000 | 451.89 | 73.89 | 81.89 | 8 | 0
2030 | NYISO_A-F_2_PJM_ROM | NYISO_A-F | PJM_ROM | Internal | Winter | B20 | 935 | 1000 | 0 | 73.89 | 80.9 | 8 | 0
2030 | NYISO_G-I_2_NEISO | NYISO_G-I | NEISO | Internal | Shoulder | B11 | 25 | 600 | 0 | 84.85 | 73.08 | 3 | 0
2030 | NYISO_G-I_2_NEISO | NYISO_G-I | NEISO | Internal | Shoulder | B12 | 200 | 600 | 0 | 84.85 | 73.08 | 3 | 0
2030 | NYISO_G-I_2_NEISO | NYISO_G-I | NEISO | Internal | Shoulder | B13 | 600 | 600 | 0 | 84.85 | 73.08 | 3 | 0
2030 | NYISO_G-I_2_NEISO | NYISO_G-I | NEISO | Internal | Shoulder | B14 | 900 | 600 | 0 | 76.08 | 73.08 | 3 | 0
2030 | NYISO_G-I_2_NEISO | NYISO_G-I | NEISO | Internal | Shoulder | B15 | 1203 | 600 | 0 | 73.57 | 73.08 | 3 | 0
2030 | NYISO_G-I_2_NEISO | NYISO_G-I | NEISO | Internal | Summer | B1 | 10 | 600 | 0 | 537.49 | 534.5 | 3 | 0
2030 | NYISO_G-I_2_NEISO | NYISO_G-I | NEISO | Internal | Summer | B2 | 25 | 600 | 0 | 248.56 | 245.57 | 3 | 0
2030 | NYISO_G-I_2_NEISO | NYISO_G-I | NEISO | Internal | Summer | B3 | 75 | 600 | 0 | 135.2 | 120.56 | 3 | 0
2030 | NYISO_G-I_2_NEISO | NYISO_G-I | NEISO | Internal | Summer | B4 | 100 | 600 | 0 | 117.22 | 98.61 | 3 | 0
2030 | NYISO_G-I_2_NEISO | NYISO_G-I | NEISO | Internal | Summer | B5 | 200 | 600 | 0 | 117.22 | 97.63 | 3 | 0
2030 | NYISO_G-I_2_NEISO | NYISO_G-I | NEISO | Internal | Summer | B6 | 300 | 600 | 0 | 94.76 | 77.75 | 3 | 0
2030 | NYISO_G-I_2_NEISO | NYISO_G-I | NEISO | Internal | Summer | B7 | 400 | 600 | 0 | 82.88 | 71.44 | 3 | 0
2030 | NYISO_G-I_2_NEISO | NYISO_G-I | NEISO | Internal | Summer | B8 | 500 | 600 | 0 | 81.31 | 71.44 | 3 | 0
2030 | NYISO_G-I_2_NEISO | NYISO_G-I | NEISO | Internal | Summer | B9 | 800 | 600 | 0 | 76.27 | 71.44 | 3 | 0
2030 | NYISO_G-I_2_NEISO | NYISO_G-I | NEISO | Internal | Summer | B10 | 1262 | 600 | 0 | 74.44 | 71.44 | 3 | 0
2030 | NYISO_G-I_2_NEISO | NYISO_G-I | NEISO | Internal | Winter | B16 | 25 | 600 | 0 | 94.37 | 80.81 | 3 | 0
2030 | NYISO_G-I_2_NEISO | NYISO_G-I | NEISO | Internal | Winter | B17 | 100 | 600 | 0 | 94.37 | 77.75 | 3 | 0
2030 | NYISO_G-I_2_NEISO | NYISO_G-I | NEISO | Internal | Winter | B18 | 400 | 600 | 0 | 94.37 | 72.76 | 3 | 0
2030 | NYISO_G-I_2_NEISO | NYISO_G-I | NEISO | Internal | Winter | B19 | 700 | 600 | 0 | 84.07 | 72.76 | 3 | 0
2030 | NYISO_G-I_2_NEISO | NYISO_G-I | NEISO | Internal | Winter | B20 | 935 | 600 | 0 | 75.74 | 72.76 | 3 | 0
2030 | NYISO_G-I_2_NYISO_A-F | NYISO_G-I | NYISO_A-F | Internal | Shoulder | B11 | 25 | 3015 | 0 | 84.85 | 75.54 | 0.01 | 0
2030 | NYISO_G-I_2_NYISO_A-F | NYISO_G-I | NYISO_A-F | Internal | Shoulder | B12 | 200 | 3015 | 0 | 84.85 | 75.54 | 0.01 | 0
2030 | NYISO_G-I_2_NYISO_A-F | NYISO_G-I | NYISO_A-F | Internal | Shoulder | B13 | 600 | 3015 | 0 | 84.85 | 75.54 | 0.01 | 0
2030 | NYISO_G-I_2_NYISO_A-F | NYISO_G-I | NYISO_A-F | Internal | Shoulder | B14 | 900 | 3015 | 0 | 76.08 | 73.56 | 0.01 | 0
2030 | NYISO_G-I_2_NYISO_A-F | NYISO_G-I | NYISO_A-F | Internal | Shoulder | B15 | 1203 | 3015 | 0 | 73.57 | 73.56 | 0.01 | 0
2030 | NYISO_G-I_2_NYISO_A-F | NYISO_G-I | NYISO_A-F | Internal | Summer | B1 | 10 | 3015 | 0 | 537.49 | 101.61 | 0.01 | 0
2030 | NYISO_G-I_2_NYISO_A-F | NYISO_G-I | NYISO_A-F | Internal | Summer | B2 | 25 | 3015 | 0 | 248.56 | 101.61 | 0.01 | 0
2030 | NYISO_G-I_2_NYISO_A-F | NYISO_G-I | NYISO_A-F | Internal | Summer | B3 | 75 | 3015 | 0 | 135.2 | 101.61 | 0.01 | 0
2030 | NYISO_G-I_2_NYISO_A-F | NYISO_G-I | NYISO_A-F | Internal | Summer | B4 | 100 | 3015 | 0 | 117.22 | 101.61 | 0.01 | 0
2030 | NYISO_G-I_2_NYISO_A-F | NYISO_G-I | NYISO_A-F | Internal | Summer | B5 | 200 | 3015 | 0 | 117.22 | 100.63 | 0.01 | 0
2030 | NYISO_G-I_2_NYISO_A-F | NYISO_G-I | NYISO_A-F | Internal | Summer | B6 | 300 | 3015 | 0 | 94.76 | 80.75 | 0.01 | 0
2030 | NYISO_G-I_2_NYISO_A-F | NYISO_G-I | NYISO_A-F | Internal | Summer | B7 | 400 | 3015 | 0 | 82.88 | 74.43 | 0.01 | 0
2030 | NYISO_G-I_2_NYISO_A-F | NYISO_G-I | NYISO_A-F | Internal | Summer | B8 | 500 | 3015 | 0 | 81.31 | 74.43 | 0.01 | 0
2030 | NYISO_G-I_2_NYISO_A-F | NYISO_G-I | NYISO_A-F | Internal | Summer | B9 | 800 | 3015 | 0 | 76.27 | 74.43 | 0.01 | 0
2030 | NYISO_G-I_2_NYISO_A-F | NYISO_G-I | NYISO_A-F | Internal | Summer | B10 | 1262 | 3015 | 0 | 74.44 | 74.43 | 0.01 | 0
2030 | NYISO_G-I_2_NYISO_A-F | NYISO_G-I | NYISO_A-F | Internal | Winter | B16 | 25 | 3015 | 0 | 94.37 | 77.81 | 0.01 | 0
2030 | NYISO_G-I_2_NYISO_A-F | NYISO_G-I | NYISO_A-F | Internal | Winter | B17 | 100 | 3015 | 0 | 94.37 | 77.81 | 0.01 | 0
2030 | NYISO_G-I_2_NYISO_A-F | NYISO_G-I | NYISO_A-F | Internal | Winter | B18 | 400 | 3015 | 0 | 94.37 | 73.89 | 0.01 | 0
2030 | NYISO_G-I_2_NYISO_A-F | NYISO_G-I | NYISO_A-F | Internal | Winter | B19 | 700 | 3015 | 0 | 84.07 | 73.89 | 0.01 | 0
2030 | NYISO_G-I_2_NYISO_A-F | NYISO_G-I | NYISO_A-F | Internal | Winter | B20 | 935 | 3015 | 0 | 75.74 | 73.89 | 0.01 | 0
2030 | NYISO_G-I_2_NYISO_J-K | NYISO_G-I | NYISO_J-K | Internal | Shoulder | B11 | 25 | 6130 | 5381.98 | 84.85 | 84.86 | 0.01 | 0
2030 | NYISO_G-I_2_NYISO_J-K | NYISO_G-I | NYISO_J-K | Internal | Shoulder | B12 | 200 | 6130 | 5413.63 | 84.85 | 84.86 | 0.01 | 0
2030 | NYISO_G-I_2_NYISO_J-K | NYISO_G-I | NYISO_J-K | Internal | Shoulder | B13 | 600 | 6130 | 5523.56 | 84.85 | 84.86 | 0.01 | 0
2030 | NYISO_G-I_2_NYISO_J-K | NYISO_G-I | NYISO_J-K | Internal | Shoulder | B14 | 900 | 6130 | 5097.7 | 76.08 | 76.09 | 0.01 | 0
2030 | NYISO_G-I_2_NYISO_J-K | NYISO_G-I | NYISO_J-K | Internal | Shoulder | B15 | 1203 | 6130 | 5096.99 | 73.57 | 73.58 | 0.01 | 0
2030 | NYISO_G-I_2_NYISO_J-K | NYISO_G-I | NYISO_J-K | Internal | Summer | B1 | 10 | 6130 | 5501.14 | 537.49 | 537.5 | 0.01 | 0
2030 | NYISO_G-I_2_NYISO_J-K | NYISO_G-I | NYISO_J-K | Internal | Summer | B2 | 25 | 6130 | 5621.21 | 248.56 | 248.57 | 0.01 | 0
2030 | NYISO_G-I_2_NYISO_J-K | NYISO_G-I | NYISO_J-K | Internal | Summer | B3 | 75 | 6130 | 5187.14 | 135.2 | 135.22 | 0.01 | 0
2030 | NYISO_G-I_2_NYISO_J-K | NYISO_G-I | NYISO_J-K | Internal | Summer | B4 | 100 | 6130 | 4755 | 117.22 | 117.23 | 0.01 | 0
2030 | NYISO_G-I_2_NYISO_J-K | NYISO_G-I | NYISO_J-K | Internal | Summer | B5 | 200 | 6130 | 4888.57 | 117.22 | 117.23 | 0.01 | 0
2030 | NYISO_G-I_2_NYISO_J-K | NYISO_G-I | NYISO_J-K | Internal | Summer | B6 | 300 | 6130 | 5073.28 | 94.76 | 94.77 | 0.01 | 0
2030 | NYISO_G-I_2_NYISO_J-K | NYISO_G-I | NYISO_J-K | Internal | Summer | B7 | 400 | 6130 | 5317.08 | 82.88 | 82.89 | 0.01 | 0
2030 | NYISO_G-I_2_NYISO_J-K | NYISO_G-I | NYISO_J-K | Internal | Summer | B8 | 500 | 6130 | 5787.4 | 81.31 | 81.32 | 0.01 | 0
2030 | NYISO_G-I_2_NYISO_J-K | NYISO_G-I | NYISO_J-K | Internal | Summer | B9 | 800 | 6130 | 5940.6 | 76.27 | 76.28 | 0.01 | 0
2030 | NYISO_G-I_2_NYISO_J-K | NYISO_G-I | NYISO_J-K | Internal | Summer | B10 | 1262 | 6130 | 4240.22 | 74.44 | 74.45 | 0.01 | 0
2030 | NYISO_G-I_2_NYISO_J-K | NYISO_G-I | NYISO_J-K | Internal | Winter | B16 | 25 | 6130 | 6130 | 94.37 | 97.2 | 0.01 | 2.83
2030 | NYISO_G-I_2_NYISO_J-K | NYISO_G-I | NYISO_J-K | Internal | Winter | B17 | 100 | 6130 | 6130 | 94.37 | 97.2 | 0.01 | 2.83
2030 | NYISO_G-I_2_NYISO_J-K | NYISO_G-I | NYISO_J-K | Internal | Winter | B18 | 400 | 6130 | 6130 | 94.37 | 97.2 | 0.01 | 2.83
2030 | NYISO_G-I_2_NYISO_J-K | NYISO_G-I | NYISO_J-K | Internal | Winter | B19 | 700 | 6130 | 6012.06 | 84.07 | 84.08 | 0.01 | 0
2030 | NYISO_G-I_2_NYISO_J-K | NYISO_G-I | NYISO_J-K | Internal | Winter | B20 | 935 | 6130 | 5805.49 | 75.74 | 75.76 | 0.01 | 0
2030 | NYISO_G-I_2_PJM_E | NYISO_G-I | PJM_E | Internal | Shoulder | B11 | 25 | 1500 | 0 | 84.85 | 92.05 | 8 | 0
2030 | NYISO_G-I_2_PJM_E | NYISO_G-I | PJM_E | Internal | Shoulder | B12 | 200 | 1500 | 0 | 84.85 | 87.66 | 8 | 0
2030 | NYISO_G-I_2_PJM_E | NYISO_G-I | PJM_E | Internal | Shoulder | B13 | 600 | 1500 | 0 | 84.85 | 87.66 | 8 | 0
2030 | NYISO_G-I_2_PJM_E | NYISO_G-I | PJM_E | Internal | Shoulder | B14 | 900 | 1500 | 0 | 76.08 | 81.57 | 8 | 0
2030 | NYISO_G-I_2_PJM_E | NYISO_G-I | PJM_E | Internal | Shoulder | B15 | 1203 | 1500 | 0 | 73.57 | 75.96 | 8 | 0
2030 | NYISO_G-I_2_PJM_E | NYISO_G-I | PJM_E | Internal | Summer | B1 | 10 | 1500 | 0 | 537.49 | 148.12 | 8 | 0
2030 | NYISO_G-I_2_PJM_E | NYISO_G-I | PJM_E | Internal | Summer | B2 | 25 | 1500 | 0 | 248.56 | 144.62 | 8 | 0
2030 | NYISO_G-I_2_PJM_E | NYISO_G-I | PJM_E | Internal | Summer | B3 | 75 | 1500 | 839.66 | 135.2 | 143.2 | 8 | 0
2030 | NYISO_G-I_2_PJM_E | NYISO_G-I | PJM_E | Internal | Summer | B4 | 100 | 1500 | 1500 | 117.22 | 140.28 | 8 | 15.07
2030 | NYISO_G-I_2_PJM_E | NYISO_G-I | PJM_E | Internal | Summer | B5 | 200 | 1500 | 1500 | 117.22 | 140.28 | 8 | 15.07
2030 | NYISO_G-I_2_PJM_E | NYISO_G-I | PJM_E | Internal | Summer | B6 | 300 | 1500 | 1500 | 94.76 | 102.77 | 8 | 0.01
2030 | NYISO_G-I_2_PJM_E | NYISO_G-I | PJM_E | Internal | Summer | B7 | 400 | 1500 | 327.45 | 82.88 | 90.88 | 8 | 0
2030 | NYISO_G-I_2_PJM_E | NYISO_G-I | PJM_E | Internal | Summer | B8 | 500 | 1500 | 0 | 81.31 | 87.37 | 8 | 0
2030 | NYISO_G-I_2_PJM_E | NYISO_G-I | PJM_E | Internal | Summer | B9 | 800 | 1500 | 51.29 | 76.27 | 84.27 | 8 | 0
2030 | NYISO_G-I_2_PJM_E | NYISO_G-I | PJM_E | Internal | Summer | B10 | 1262 | 1500 | 0 | 74.44 | 74.33 | 8 | 0
2030 | NYISO_G-I_2_PJM_E | NYISO_G-I | PJM_E | Internal | Winter | B16 | 25 | 1500 | 0 | 94.37 | 95.86 | 8 | 0
2030 | NYISO_G-I_2_PJM_E | NYISO_G-I | PJM_E | Internal | Winter | B17 | 100 | 1500 | 0 | 94.37 | 93.94 | 8 | 0
2030 | NYISO_G-I_2_PJM_E | NYISO_G-I | PJM_E | Internal | Winter | B18 | 400 | 1500 | 0 | 94.37 | 93.47 | 8 | 0
2030 | NYISO_G-I_2_PJM_E | NYISO_G-I | PJM_E | Internal | Winter | B19 | 700 | 1500 | 0 | 84.07 | 81.9 | 8 | 0
2030 | NYISO_G-I_2_PJM_E | NYISO_G-I | PJM_E | Internal | Winter | B20 | 935 | 1500 | 0 | 75.74 | 80.91 | 8 | 0
2030 | NYISO_J-K_2_NEISO | NYISO_J-K | NEISO | Internal | Shoulder | B11 | 25 | 608 | 0 | 84.86 | 73.08 | 3 | 0
2030 | NYISO_J-K_2_NEISO | NYISO_J-K | NEISO | Internal | Shoulder | B12 | 200 | 608 | 0 | 84.86 | 73.08 | 3 | 0
2030 | NYISO_J-K_2_NEISO | NYISO_J-K | NEISO | Internal | Shoulder | B13 | 600 | 608 | 0 | 84.86 | 73.08 | 3 | 0
2030 | NYISO_J-K_2_NEISO | NYISO_J-K | NEISO | Internal | Shoulder | B14 | 900 | 608 | 0 | 76.09 | 73.08 | 3 | 0
2030 | NYISO_J-K_2_NEISO | NYISO_J-K | NEISO | Internal | Shoulder | B15 | 1203 | 608 | 0 | 73.58 | 73.08 | 3 | 0
2030 | NYISO_J-K_2_NEISO | NYISO_J-K | NEISO | Internal | Summer | B1 | 10 | 608 | 0 | 537.5 | 534.5 | 3 | 0
2030 | NYISO_J-K_2_NEISO | NYISO_J-K | NEISO | Internal | Summer | B2 | 25 | 608 | 0 | 248.57 | 245.57 | 3 | 0
2030 | NYISO_J-K_2_NEISO | NYISO_J-K | NEISO | Internal | Summer | B3 | 75 | 608 | 0 | 135.22 | 120.56 | 3 | 0
2030 | NYISO_J-K_2_NEISO | NYISO_J-K | NEISO | Internal | Summer | B4 | 100 | 608 | 0 | 117.23 | 98.61 | 3 | 0
2030 | NYISO_J-K_2_NEISO | NYISO_J-K | NEISO | Internal | Summer | B5 | 200 | 608 | 0 | 117.23 | 97.63 | 3 | 0
2030 | NYISO_J-K_2_NEISO | NYISO_J-K | NEISO | Internal | Summer | B6 | 300 | 608 | 0 | 94.77 | 77.75 | 3 | 0
2030 | NYISO_J-K_2_NEISO | NYISO_J-K | NEISO | Internal | Summer | B7 | 400 | 608 | 0 | 82.89 | 71.44 | 3 | 0
2030 | NYISO_J-K_2_NEISO | NYISO_J-K | NEISO | Internal | Summer | B8 | 500 | 608 | 0 | 81.32 | 71.44 | 3 | 0
2030 | NYISO_J-K_2_NEISO | NYISO_J-K | NEISO | Internal | Summer | B9 | 800 | 608 | 0 | 76.28 | 71.44 | 3 | 0
2030 | NYISO_J-K_2_NEISO | NYISO_J-K | NEISO | Internal | Summer | B10 | 1262 | 608 | 0 | 74.45 | 71.44 | 3 | 0
2030 | NYISO_J-K_2_NEISO | NYISO_J-K | NEISO | Internal | Winter | B16 | 25 | 608 | 0 | 97.2 | 80.81 | 3 | 0
2030 | NYISO_J-K_2_NEISO | NYISO_J-K | NEISO | Internal | Winter | B17 | 100 | 608 | 0 | 97.2 | 77.75 | 3 | 0
2030 | NYISO_J-K_2_NEISO | NYISO_J-K | NEISO | Internal | Winter | B18 | 400 | 608 | 0 | 97.2 | 72.76 | 3 | 0
2030 | NYISO_J-K_2_NEISO | NYISO_J-K | NEISO | Internal | Winter | B19 | 700 | 608 | 0 | 84.08 | 72.76 | 3 | 0
2030 | NYISO_J-K_2_NEISO | NYISO_J-K | NEISO | Internal | Winter | B20 | 935 | 608 | 0 | 75.76 | 72.76 | 3 | 0
2030 | NYISO_J-K_2_NYISO_G-I | NYISO_J-K | NYISO_G-I | Internal | Shoulder | B11 | 25 | 1999 | 0 | 84.86 | 84.85 | 0.01 | 0
2030 | NYISO_J-K_2_NYISO_G-I | NYISO_J-K | NYISO_G-I | Internal | Shoulder | B12 | 200 | 1999 | 0 | 84.86 | 84.85 | 0.01 | 0
2030 | NYISO_J-K_2_NYISO_G-I | NYISO_J-K | NYISO_G-I | Internal | Shoulder | B13 | 600 | 1999 | 0 | 84.86 | 84.85 | 0.01 | 0
2030 | NYISO_J-K_2_NYISO_G-I | NYISO_J-K | NYISO_G-I | Internal | Shoulder | B14 | 900 | 1999 | 0 | 76.09 | 76.08 | 0.01 | 0
2030 | NYISO_J-K_2_NYISO_G-I | NYISO_J-K | NYISO_G-I | Internal | Shoulder | B15 | 1203 | 1999 | 0 | 73.58 | 73.57 | 0.01 | 0
2030 | NYISO_J-K_2_NYISO_G-I | NYISO_J-K | NYISO_G-I | Internal | Summer | B1 | 10 | 1999 | 0.02 | 537.5 | 537.49 | 0.01 | 0
2030 | NYISO_J-K_2_NYISO_G-I | NYISO_J-K | NYISO_G-I | Internal | Summer | B2 | 25 | 1999 | 0 | 248.57 | 248.56 | 0.01 | 0
2030 | NYISO_J-K_2_NYISO_G-I | NYISO_J-K | NYISO_G-I | Internal | Summer | B3 | 75 | 1999 | 0 | 135.22 | 135.2 | 0.01 | 0
2030 | NYISO_J-K_2_NYISO_G-I | NYISO_J-K | NYISO_G-I | Internal | Summer | B4 | 100 | 1999 | 0 | 117.23 | 117.22 | 0.01 | 0
2030 | NYISO_J-K_2_NYISO_G-I | NYISO_J-K | NYISO_G-I | Internal | Summer | B5 | 200 | 1999 | 0 | 117.23 | 117.22 | 0.01 | 0
2030 | NYISO_J-K_2_NYISO_G-I | NYISO_J-K | NYISO_G-I | Internal | Summer | B6 | 300 | 1999 | 0 | 94.77 | 94.76 | 0.01 | 0
2030 | NYISO_J-K_2_NYISO_G-I | NYISO_J-K | NYISO_G-I | Internal | Summer | B7 | 400 | 1999 | 0 | 82.89 | 82.88 | 0.01 | 0
2030 | NYISO_J-K_2_NYISO_G-I | NYISO_J-K | NYISO_G-I | Internal | Summer | B8 | 500 | 1999 | 0 | 81.32 | 81.31 | 0.01 | 0
2030 | NYISO_J-K_2_NYISO_G-I | NYISO_J-K | NYISO_G-I | Internal | Summer | B9 | 800 | 1999 | 0 | 76.28 | 76.27 | 0.01 | 0
2030 | NYISO_J-K_2_NYISO_G-I | NYISO_J-K | NYISO_G-I | Internal | Summer | B10 | 1262 | 1999 | 0 | 74.45 | 74.44 | 0.01 | 0
2030 | NYISO_J-K_2_NYISO_G-I | NYISO_J-K | NYISO_G-I | Internal | Winter | B16 | 25 | 1999 | 0 | 97.2 | 94.37 | 0.01 | 0
2030 | NYISO_J-K_2_NYISO_G-I | NYISO_J-K | NYISO_G-I | Internal | Winter | B17 | 100 | 1999 | 0 | 97.2 | 94.37 | 0.01 | 0
2030 | NYISO_J-K_2_NYISO_G-I | NYISO_J-K | NYISO_G-I | Internal | Winter | B18 | 400 | 1999 | 0 | 97.2 | 94.37 | 0.01 | 0
2030 | NYISO_J-K_2_NYISO_G-I | NYISO_J-K | NYISO_G-I | Internal | Winter | B19 | 700 | 1999 | 0 | 84.08 | 84.07 | 0.01 | 0
2030 | NYISO_J-K_2_NYISO_G-I | NYISO_J-K | NYISO_G-I | Internal | Winter | B20 | 935 | 1999 | 0 | 75.76 | 75.74 | 0.01 | 0
2030 | NYISO_J-K_2_PJM_E | NYISO_J-K | PJM_E | Internal | Shoulder | B11 | 25 | 330 | 0 | 84.86 | 92.05 | 8 | 0
2030 | NYISO_J-K_2_PJM_E | NYISO_J-K | PJM_E | Internal | Shoulder | B12 | 200 | 330 | 0 | 84.86 | 87.66 | 8 | 0
2030 | NYISO_J-K_2_PJM_E | NYISO_J-K | PJM_E | Internal | Shoulder | B13 | 600 | 330 | 0 | 84.86 | 87.66 | 8 | 0
2030 | NYISO_J-K_2_PJM_E | NYISO_J-K | PJM_E | Internal | Shoulder | B14 | 900 | 330 | 0 | 76.09 | 81.57 | 8 | 0
2030 | NYISO_J-K_2_PJM_E | NYISO_J-K | PJM_E | Internal | Shoulder | B15 | 1203 | 330 | 0 | 73.58 | 75.96 | 8 | 0
2030 | NYISO_J-K_2_PJM_E | NYISO_J-K | PJM_E | Internal | Summer | B1 | 10 | 330 | 0 | 537.5 | 148.12 | 8 | 0
2030 | NYISO_J-K_2_PJM_E | NYISO_J-K | PJM_E | Internal | Summer | B2 | 25 | 330 | 0 | 248.57 | 144.62 | 8 | 0
2030 | NYISO_J-K_2_PJM_E | NYISO_J-K | PJM_E | Internal | Summer | B3 | 75 | 330 | 0 | 135.22 | 143.2 | 8 | 0
2030 | NYISO_J-K_2_PJM_E | NYISO_J-K | PJM_E | Internal | Summer | B4 | 100 | 330 | 330 | 117.23 | 140.28 | 8 | 15.06
2030 | NYISO_J-K_2_PJM_E | NYISO_J-K | PJM_E | Internal | Summer | B5 | 200 | 330 | 330 | 117.23 | 140.28 | 8 | 15.06
2030 | NYISO_J-K_2_PJM_E | NYISO_J-K | PJM_E | Internal | Summer | B6 | 300 | 330 | 211.22 | 94.77 | 102.77 | 8 | 0
2030 | NYISO_J-K_2_PJM_E | NYISO_J-K | PJM_E | Internal | Summer | B7 | 400 | 330 | 0 | 82.89 | 90.88 | 8 | 0
2030 | NYISO_J-K_2_PJM_E | NYISO_J-K | PJM_E | Internal | Summer | B8 | 500 | 330 | 0 | 81.32 | 87.37 | 8 | 0
2030 | NYISO_J-K_2_PJM_E | NYISO_J-K | PJM_E | Internal | Summer | B9 | 800 | 330 | 0 | 76.28 | 84.27 | 8 | 0
2030 | NYISO_J-K_2_PJM_E | NYISO_J-K | PJM_E | Internal | Summer | B10 | 1262 | 330 | 0 | 74.45 | 74.33 | 8 | 0
2030 | NYISO_J-K_2_PJM_E | NYISO_J-K | PJM_E | Internal | Winter | B16 | 25 | 330 | 0 | 97.2 | 95.86 | 8 | 0
2030 | NYISO_J-K_2_PJM_E | NYISO_J-K | PJM_E | Internal | Winter | B17 | 100 | 330 | 0 | 97.2 | 93.94 | 8 | 0
2030 | NYISO_J-K_2_PJM_E | NYISO_J-K | PJM_E | Internal | Winter | B18 | 400 | 330 | 0 | 97.2 | 93.47 | 8 | 0
2030 | NYISO_J-K_2_PJM_E | NYISO_J-K | PJM_E | Internal | Winter | B19 | 700 | 330 | 0 | 84.08 | 81.9 | 8 | 0
2030 | NYISO_J-K_2_PJM_E | NYISO_J-K | PJM_E | Internal | Winter | B20 | 935 | 330 | 0 | 75.76 | 80.91 | 8 | 0
2030 | PJM_E_2_NYISO_G-I | PJM_E | NYISO_G-I | Internal | Shoulder | B11 | 25 | 500 | 0 | 92.05 | 84.85 | 6 | 0
2030 | PJM_E_2_NYISO_G-I | PJM_E | NYISO_G-I | Internal | Shoulder | B12 | 200 | 500 | 0 | 87.66 | 84.85 | 6 | 0
2030 | PJM_E_2_NYISO_G-I | PJM_E | NYISO_G-I | Internal | Shoulder | B13 | 600 | 500 | 0 | 87.66 | 84.85 | 6 | 0
2030 | PJM_E_2_NYISO_G-I | PJM_E | NYISO_G-I | Internal | Shoulder | B14 | 900 | 500 | 0 | 81.57 | 76.08 | 6 | 0
2030 | PJM_E_2_NYISO_G-I | PJM_E | NYISO_G-I | Internal | Shoulder | B15 | 1203 | 500 | 0 | 75.96 | 73.57 | 6 | 0
2030 | PJM_E_2_NYISO_G-I | PJM_E | NYISO_G-I | Internal | Summer | B1 | 10 | 500 | 500 | 148.12 | 537.49 | 6 | 383.37
2030 | PJM_E_2_NYISO_G-I | PJM_E | NYISO_G-I | Internal | Summer | B2 | 25 | 500 | 500 | 144.62 | 248.56 | 6 | 97.94
2030 | PJM_E_2_NYISO_G-I | PJM_E | NYISO_G-I | Internal | Summer | B3 | 75 | 500 | 0 | 143.2 | 135.2 | 6 | 0
2030 | PJM_E_2_NYISO_G-I | PJM_E | NYISO_G-I | Internal | Summer | B4 | 100 | 500 | 0 | 140.28 | 117.22 | 6 | 0
2030 | PJM_E_2_NYISO_G-I | PJM_E | NYISO_G-I | Internal | Summer | B5 | 200 | 500 | 0 | 140.28 | 117.22 | 6 | 0
2030 | PJM_E_2_NYISO_G-I | PJM_E | NYISO_G-I | Internal | Summer | B6 | 300 | 500 | 0 | 102.77 | 94.76 | 6 | 0
2030 | PJM_E_2_NYISO_G-I | PJM_E | NYISO_G-I | Internal | Summer | B7 | 400 | 500 | 0 | 90.88 | 82.88 | 6 | 0
2030 | PJM_E_2_NYISO_G-I | PJM_E | NYISO_G-I | Internal | Summer | B8 | 500 | 500 | 0 | 87.37 | 81.31 | 6 | 0
2030 | PJM_E_2_NYISO_G-I | PJM_E | NYISO_G-I | Internal | Summer | B9 | 800 | 500 | 0 | 84.27 | 76.27 | 6 | 0
2030 | PJM_E_2_NYISO_G-I | PJM_E | NYISO_G-I | Internal | Summer | B10 | 1262 | 500 | 0 | 74.33 | 74.44 | 6 | 0
2030 | PJM_E_2_NYISO_G-I | PJM_E | NYISO_G-I | Internal | Winter | B16 | 25 | 500 | 0 | 95.86 | 94.37 | 6 | 0
2030 | PJM_E_2_NYISO_G-I | PJM_E | NYISO_G-I | Internal | Winter | B17 | 100 | 500 | 0 | 93.94 | 94.37 | 6 | 0
2030 | PJM_E_2_NYISO_G-I | PJM_E | NYISO_G-I | Internal | Winter | B18 | 400 | 500 | 0 | 93.47 | 94.37 | 6 | 0
2030 | PJM_E_2_NYISO_G-I | PJM_E | NYISO_G-I | Internal | Winter | B19 | 700 | 500 | 0 | 81.9 | 84.07 | 6 | 0
2030 | PJM_E_2_NYISO_G-I | PJM_E | NYISO_G-I | Internal | Winter | B20 | 935 | 500 | 0 | 80.91 | 75.74 | 6 | 0
2030 | PJM_E_2_NYISO_J-K | PJM_E | NYISO_J-K | Internal | Shoulder | B11 | 25 | 330 | 0 | 92.05 | 84.86 | 6 | 0
2030 | PJM_E_2_NYISO_J-K | PJM_E | NYISO_J-K | Internal | Shoulder | B12 | 200 | 330 | 0 | 87.66 | 84.86 | 6 | 0
2030 | PJM_E_2_NYISO_J-K | PJM_E | NYISO_J-K | Internal | Shoulder | B13 | 600 | 330 | 0 | 87.66 | 84.86 | 6 | 0
2030 | PJM_E_2_NYISO_J-K | PJM_E | NYISO_J-K | Internal | Shoulder | B14 | 900 | 330 | 0 | 81.57 | 76.09 | 6 | 0
2030 | PJM_E_2_NYISO_J-K | PJM_E | NYISO_J-K | Internal | Shoulder | B15 | 1203 | 330 | 0 | 75.96 | 73.58 | 6 | 0
2030 | PJM_E_2_NYISO_J-K | PJM_E | NYISO_J-K | Internal | Summer | B1 | 10 | 330 | 330 | 148.12 | 537.5 | 6 | 383.38
2030 | PJM_E_2_NYISO_J-K | PJM_E | NYISO_J-K | Internal | Summer | B2 | 25 | 330 | 330 | 144.62 | 248.57 | 6 | 97.95
2030 | PJM_E_2_NYISO_J-K | PJM_E | NYISO_J-K | Internal | Summer | B3 | 75 | 330 | 0 | 143.2 | 135.22 | 6 | 0
2030 | PJM_E_2_NYISO_J-K | PJM_E | NYISO_J-K | Internal | Summer | B4 | 100 | 330 | 0 | 140.28 | 117.23 | 6 | 0
2030 | PJM_E_2_NYISO_J-K | PJM_E | NYISO_J-K | Internal | Summer | B5 | 200 | 330 | 0 | 140.28 | 117.23 | 6 | 0
2030 | PJM_E_2_NYISO_J-K | PJM_E | NYISO_J-K | Internal | Summer | B6 | 300 | 330 | 0 | 102.77 | 94.77 | 6 | 0
2030 | PJM_E_2_NYISO_J-K | PJM_E | NYISO_J-K | Internal | Summer | B7 | 400 | 330 | 0 | 90.88 | 82.89 | 6 | 0
2030 | PJM_E_2_NYISO_J-K | PJM_E | NYISO_J-K | Internal | Summer | B8 | 500 | 330 | 0 | 87.37 | 81.32 | 6 | 0
2030 | PJM_E_2_NYISO_J-K | PJM_E | NYISO_J-K | Internal | Summer | B9 | 800 | 330 | 0 | 84.27 | 76.28 | 6 | 0
2030 | PJM_E_2_NYISO_J-K | PJM_E | NYISO_J-K | Internal | Summer | B10 | 1262 | 330 | 0 | 74.33 | 74.45 | 6 | 0
2030 | PJM_E_2_NYISO_J-K | PJM_E | NYISO_J-K | Internal | Winter | B16 | 25 | 330 | 0 | 95.86 | 97.2 | 6 | 0
2030 | PJM_E_2_NYISO_J-K | PJM_E | NYISO_J-K | Internal | Winter | B17 | 100 | 330 | 0 | 93.94 | 97.2 | 6 | 0
2030 | PJM_E_2_NYISO_J-K | PJM_E | NYISO_J-K | Internal | Winter | B18 | 400 | 330 | 0 | 93.47 | 97.2 | 6 | 0
2030 | PJM_E_2_NYISO_J-K | PJM_E | NYISO_J-K | Internal | Winter | B19 | 700 | 330 | 0 | 81.9 | 84.08 | 6 | 0
2030 | PJM_E_2_NYISO_J-K | PJM_E | NYISO_J-K | Internal | Winter | B20 | 935 | 330 | 0 | 80.91 | 75.76 | 6 | 0
2030 | PJM_E_2_PJM_ROM | PJM_E | PJM_ROM | Internal | Shoulder | B11 | 25 | 8000 | 1459 | 92.05 | 92.06 | 0.01 | 0
2030 | PJM_E_2_PJM_ROM | PJM_E | PJM_ROM | Internal | Shoulder | B12 | 200 | 8000 | 0 | 87.66 | 87.64 | 0.01 | 0
2030 | PJM_E_2_PJM_ROM | PJM_E | PJM_ROM | Internal | Shoulder | B13 | 600 | 8000 | 0 | 87.66 | 87.64 | 0.01 | 0
2030 | PJM_E_2_PJM_ROM | PJM_E | PJM_ROM | Internal | Shoulder | B14 | 900 | 8000 | 0 | 81.57 | 81.56 | 0.01 | 0
2030 | PJM_E_2_PJM_ROM | PJM_E | PJM_ROM | Internal | Shoulder | B15 | 1203 | 8000 | 0 | 75.96 | 75.95 | 0.01 | 0
2030 | PJM_E_2_PJM_ROM | PJM_E | PJM_ROM | Internal | Summer | B1 | 10 | 8000 | 0.02 | 148.12 | 148.11 | 0.01 | 0
2030 | PJM_E_2_PJM_ROM | PJM_E | PJM_ROM | Internal | Summer | B2 | 25 | 8000 | 0 | 144.62 | 144.61 | 0.01 | 0
2030 | PJM_E_2_PJM_ROM | PJM_E | PJM_ROM | Internal | Summer | B3 | 75 | 8000 | 3299.9 | 143.2 | 143.22 | 0.01 | 0
2030 | PJM_E_2_PJM_ROM | PJM_E | PJM_ROM | Internal | Summer | B4 | 100 | 8000 | 5551.95 | 140.28 | 140.3 | 0.01 | 0
2030 | PJM_E_2_PJM_ROM | PJM_E | PJM_ROM | Internal | Summer | B5 | 200 | 8000 | 6468.01 | 140.28 | 140.3 | 0.01 | 0
2030 | PJM_E_2_PJM_ROM | PJM_E | PJM_ROM | Internal | Summer | B6 | 300 | 8000 | 4689.14 | 102.77 | 102.78 | 0.01 | 0
2030 | PJM_E_2_PJM_ROM | PJM_E | PJM_ROM | Internal | Summer | B7 | 400 | 8000 | 2626.92 | 90.88 | 90.89 | 0.01 | 0
2030 | PJM_E_2_PJM_ROM | PJM_E | PJM_ROM | Internal | Summer | B8 | 500 | 8000 | 2754.59 | 87.37 | 87.39 | 0.01 | 0
2030 | PJM_E_2_PJM_ROM | PJM_E | PJM_ROM | Internal | Summer | B9 | 800 | 8000 | 128.87 | 84.27 | 84.28 | 0.01 | 0
2030 | PJM_E_2_PJM_ROM | PJM_E | PJM_ROM | Internal | Summer | B10 | 1262 | 8000 | 1939.23 | 74.33 | 74.34 | 0.01 | 0
2030 | PJM_E_2_PJM_ROM | PJM_E | PJM_ROM | Internal | Winter | B16 | 25 | 8000 | 92.7 | 95.86 | 95.88 | 0.01 | 0
2030 | PJM_E_2_PJM_ROM | PJM_E | PJM_ROM | Internal | Winter | B17 | 100 | 8000 | 0 | 93.94 | 93.93 | 0.01 | 0
2030 | PJM_E_2_PJM_ROM | PJM_E | PJM_ROM | Internal | Winter | B18 | 400 | 8000 | 0 | 93.47 | 93.46 | 0.01 | 0
2030 | PJM_E_2_PJM_ROM | PJM_E | PJM_ROM | Internal | Winter | B19 | 700 | 8000 | 0 | 81.9 | 81.89 | 0.01 | 0
2030 | PJM_E_2_PJM_ROM | PJM_E | PJM_ROM | Internal | Winter | B20 | 935 | 8000 | 0 | 80.91 | 80.9 | 0.01 | 0
2030 | PJM_ROR_2_MISO_IN | PJM_ROR | MISO_IN | Internal | Shoulder | B11 | 25 | 909 | 0 | 92.05 | 75.91 | 2 | 0
2030 | PJM_ROR_2_MISO_IN | PJM_ROR | MISO_IN | Internal | Shoulder | B12 | 200 | 909 | 0 | 87.5 | 75.91 | 2 | 0
2030 | PJM_ROR_2_MISO_IN | PJM_ROR | MISO_IN | Internal | Shoulder | B13 | 600 | 909 | 0 | 85.73 | 75.91 | 2 | 0
2030 | PJM_ROR_2_MISO_IN | PJM_ROR | MISO_IN | Internal | Shoulder | B14 | 900 | 909 | 0 | 79.33 | 75.91 | 2 | 0
2030 | PJM_ROR_2_MISO_IN | PJM_ROR | MISO_IN | Internal | Shoulder | B15 | 1203 | 909 | 0 | 75.83 | 71.43 | 2 | 0
2030 | PJM_ROR_2_MISO_IN | PJM_ROR | MISO_IN | Internal | Summer | B1 | 10 | 909 | 0 | 146.21 | 140.77 | 2 | 0
2030 | PJM_ROR_2_MISO_IN | PJM_ROR | MISO_IN | Internal | Summer | B2 | 25 | 909 | 0 | 144.6 | 142.6 | 2 | 0
2030 | PJM_ROR_2_MISO_IN | PJM_ROR | MISO_IN | Internal | Summer | B3 | 75 | 909 | 0 | 143.2 | 141.2 | 2 | 0
2030 | PJM_ROR_2_MISO_IN | PJM_ROR | MISO_IN | Internal | Summer | B4 | 100 | 909 | 0 | 140.31 | 140.77 | 2 | 0
2030 | PJM_ROR_2_MISO_IN | PJM_ROR | MISO_IN | Internal | Summer | B5 | 200 | 909 | 0 | 140.31 | 138.31 | 2 | 0
2030 | PJM_ROR_2_MISO_IN | PJM_ROR | MISO_IN | Internal | Summer | B6 | 300 | 909 | 0 | 102.79 | 100.79 | 2 | 0
2030 | PJM_ROR_2_MISO_IN | PJM_ROR | MISO_IN | Internal | Summer | B7 | 400 | 909 | 0 | 90.88 | 88.88 | 2 | 0
2030 | PJM_ROR_2_MISO_IN | PJM_ROR | MISO_IN | Internal | Summer | B8 | 500 | 909 | 0 | 87.37 | 85.37 | 2 | 0
2030 | PJM_ROR_2_MISO_IN | PJM_ROR | MISO_IN | Internal | Summer | B9 | 800 | 909 | 0 | 84.27 | 82.26 | 2 | 0
2030 | PJM_ROR_2_MISO_IN | PJM_ROR | MISO_IN | Internal | Summer | B10 | 1262 | 909 | 0 | 74.33 | 74.56 | 2 | 0
2030 | PJM_ROR_2_MISO_IN | PJM_ROR | MISO_IN | Internal | Winter | B16 | 25 | 909 | 0 | 95.86 | 78.55 | 2 | 0
2030 | PJM_ROR_2_MISO_IN | PJM_ROR | MISO_IN | Internal | Winter | B17 | 100 | 909 | 0 | 93.92 | 78.55 | 2 | 0
2030 | PJM_ROR_2_MISO_IN | PJM_ROR | MISO_IN | Internal | Winter | B18 | 400 | 909 | 0 | 91.12 | 78.55 | 2 | 0
2030 | PJM_ROR_2_MISO_IN | PJM_ROR | MISO_IN | Internal | Winter | B19 | 700 | 909 | 0 | 81.65 | 78.55 | 2 | 0
2030 | PJM_ROR_2_MISO_IN | PJM_ROR | MISO_IN | Internal | Winter | B20 | 935 | 909 | 0 | 78.9 | 69.36 | 2 | 0
2030 | PJM_ROR_2_MISO_MI | PJM_ROR | MISO_MI | Internal | Shoulder | B11 | 25 | 1305 | 0 | 92.05 | 87.27 | 2 | 0
2030 | PJM_ROR_2_MISO_MI | PJM_ROR | MISO_MI | Internal | Shoulder | B12 | 200 | 1305 | 0 | 87.5 | 85.5 | 2 | 0
2030 | PJM_ROR_2_MISO_MI | PJM_ROR | MISO_MI | Internal | Shoulder | B13 | 600 | 1305 | 0 | 85.73 | 81.11 | 2 | 0
2030 | PJM_ROR_2_MISO_MI | PJM_ROR | MISO_MI | Internal | Shoulder | B14 | 900 | 1305 | 0 | 79.33 | 75.92 | 2 | 0
2030 | PJM_ROR_2_MISO_MI | PJM_ROR | MISO_MI | Internal | Shoulder | B15 | 1203 | 1305 | 0 | 75.83 | 71.44 | 2 | 0
2030 | PJM_ROR_2_MISO_MI | PJM_ROR | MISO_MI | Internal | Summer | B1 | 10 | 1305 | 0 | 146.21 | 145.82 | 2 | 0
2030 | PJM_ROR_2_MISO_MI | PJM_ROR | MISO_MI | Internal | Summer | B2 | 25 | 1305 | 0 | 144.6 | 142.61 | 2 | 0
2030 | PJM_ROR_2_MISO_MI | PJM_ROR | MISO_MI | Internal | Summer | B3 | 75 | 1305 | 0 | 143.2 | 141.22 | 2 | 0
2030 | PJM_ROR_2_MISO_MI | PJM_ROR | MISO_MI | Internal | Summer | B4 | 100 | 1305 | 0 | 140.31 | 140.79 | 2 | 0
2030 | PJM_ROR_2_MISO_MI | PJM_ROR | MISO_MI | Internal | Summer | B5 | 200 | 1305 | 0 | 140.31 | 138.32 | 2 | 0
2030 | PJM_ROR_2_MISO_MI | PJM_ROR | MISO_MI | Internal | Summer | B6 | 300 | 1305 | 0 | 102.79 | 100.8 | 2 | 0
2030 | PJM_ROR_2_MISO_MI | PJM_ROR | MISO_MI | Internal | Summer | B7 | 400 | 1305 | 0 | 90.88 | 88.89 | 2 | 0
2030 | PJM_ROR_2_MISO_MI | PJM_ROR | MISO_MI | Internal | Summer | B8 | 500 | 1305 | 0 | 87.37 | 85.39 | 2 | 0
2030 | PJM_ROR_2_MISO_MI | PJM_ROR | MISO_MI | Internal | Summer | B9 | 800 | 1305 | 0 | 84.27 | 82.27 | 2 | 0
2030 | PJM_ROR_2_MISO_MI | PJM_ROR | MISO_MI | Internal | Summer | B10 | 1262 | 1305 | 0 | 74.33 | 74.57 | 2 | 0
2030 | PJM_ROR_2_MISO_MI | PJM_ROR | MISO_MI | Internal | Winter | B16 | 25 | 1305 | 0 | 95.86 | 89.82 | 2 | 0
2030 | PJM_ROR_2_MISO_MI | PJM_ROR | MISO_MI | Internal | Winter | B17 | 100 | 1305 | 0 | 93.92 | 89.82 | 2 | 0
2030 | PJM_ROR_2_MISO_MI | PJM_ROR | MISO_MI | Internal | Winter | B18 | 400 | 1305 | 0 | 91.12 | 82.14 | 2 | 0
2030 | PJM_ROR_2_MISO_MI | PJM_ROR | MISO_MI | Internal | Winter | B19 | 700 | 1305 | 0 | 81.65 | 78.56 | 2 | 0
2030 | PJM_ROR_2_MISO_MI | PJM_ROR | MISO_MI | Internal | Winter | B20 | 935 | 1305 | 0 | 78.9 | 69.37 | 2 | 0
2030 | PJM_ROR_2_MISO_MO-IL | PJM_ROR | MISO_MO-IL | Internal | Shoulder | B11 | 25 | 1111 | 0 | 92.05 | 87.73 | 2 | 0
2030 | PJM_ROR_2_MISO_MO-IL | PJM_ROR | MISO_MO-IL | Internal | Shoulder | B12 | 200 | 1111 | 0 | 87.5 | 83.71 | 2 | 0
2030 | PJM_ROR_2_MISO_MO-IL | PJM_ROR | MISO_MO-IL | Internal | Shoulder | B13 | 600 | 1111 | 0 | 85.73 | 76.33 | 2 | 0
2030 | PJM_ROR_2_MISO_MO-IL | PJM_ROR | MISO_MO-IL | Internal | Shoulder | B14 | 900 | 1111 | 0 | 79.33 | 75.67 | 2 | 0
2030 | PJM_ROR_2_MISO_MO-IL | PJM_ROR | MISO_MO-IL | Internal | Shoulder | B15 | 1203 | 1111 | 0 | 75.83 | 63.41 | 2 | 0
2030 | PJM_ROR_2_MISO_MO-IL | PJM_ROR | MISO_MO-IL | Internal | Summer | B1 | 10 | 1111 | 0 | 146.21 | 140.79 | 2 | 0
2030 | PJM_ROR_2_MISO_MO-IL | PJM_ROR | MISO_MO-IL | Internal | Summer | B2 | 25 | 1111 | 0 | 144.6 | 142.61 | 2 | 0
2030 | PJM_ROR_2_MISO_MO-IL | PJM_ROR | MISO_MO-IL | Internal | Summer | B3 | 75 | 1111 | 0 | 143.2 | 141.22 | 2 | 0
2030 | PJM_ROR_2_MISO_MO-IL | PJM_ROR | MISO_MO-IL | Internal | Summer | B4 | 100 | 1111 | 0 | 140.31 | 140.79 | 2 | 0
2030 | PJM_ROR_2_MISO_MO-IL | PJM_ROR | MISO_MO-IL | Internal | Summer | B5 | 200 | 1111 | 0 | 140.31 | 138.32 | 2 | 0
2030 | PJM_ROR_2_MISO_MO-IL | PJM_ROR | MISO_MO-IL | Internal | Summer | B6 | 300 | 1111 | 0 | 102.79 | 100.8 | 2 | 0
2030 | PJM_ROR_2_MISO_MO-IL | PJM_ROR | MISO_MO-IL | Internal | Summer | B7 | 400 | 1111 | 0 | 90.88 | 88.89 | 2 | 0
2030 | PJM_ROR_2_MISO_MO-IL | PJM_ROR | MISO_MO-IL | Internal | Summer | B8 | 500 | 1111 | 0 | 87.37 | 85.39 | 2 | 0
2030 | PJM_ROR_2_MISO_MO-IL | PJM_ROR | MISO_MO-IL | Internal | Summer | B9 | 800 | 1111 | 0 | 84.27 | 82.28 | 2 | 0
2030 | PJM_ROR_2_MISO_MO-IL | PJM_ROR | MISO_MO-IL | Internal | Summer | B10 | 1262 | 1111 | 0 | 74.33 | 72.34 | 2 | 0
2030 | PJM_ROR_2_MISO_MO-IL | PJM_ROR | MISO_MO-IL | Internal | Winter | B16 | 25 | 1111 | 0 | 95.86 | 78.56 | 2 | 0
2030 | PJM_ROR_2_MISO_MO-IL | PJM_ROR | MISO_MO-IL | Internal | Winter | B17 | 100 | 1111 | 0 | 93.92 | 78.56 | 2 | 0
2030 | PJM_ROR_2_MISO_MO-IL | PJM_ROR | MISO_MO-IL | Internal | Winter | B18 | 400 | 1111 | 0 | 91.12 | 78.56 | 2 | 0
2030 | PJM_ROR_2_MISO_MO-IL | PJM_ROR | MISO_MO-IL | Internal | Winter | B19 | 700 | 1111 | 0 | 81.65 | 78.56 | 2 | 0
2030 | PJM_ROR_2_MISO_MO-IL | PJM_ROR | MISO_MO-IL | Internal | Winter | B20 | 935 | 1111 | 0 | 78.9 | 62.06 | 2 | 0
2030 | PJM_ROR_2_MISO_W | PJM_ROR | MISO_W | Internal | Shoulder | B11 | 25 | 19775 | 0 | 92.05 | 90.05 | 2 | 0
2030 | PJM_ROR_2_MISO_W | PJM_ROR | MISO_W | Internal | Shoulder | B12 | 200 | 19775 | 0 | 87.5 | 83.7 | 2 | 0
2030 | PJM_ROR_2_MISO_W | PJM_ROR | MISO_W | Internal | Shoulder | B13 | 600 | 19775 | 0 | 85.73 | 76.32 | 2 | 0
2030 | PJM_ROR_2_MISO_W | PJM_ROR | MISO_W | Internal | Shoulder | B14 | 900 | 19775 | 0 | 79.33 | 47.05 | 2 | 0
2030 | PJM_ROR_2_MISO_W | PJM_ROR | MISO_W | Internal | Shoulder | B15 | 1203 | 19775 | 0 | 75.83 | 12.01 | 2 | 0
2030 | PJM_ROR_2_MISO_W | PJM_ROR | MISO_W | Internal | Summer | B1 | 10 | 19775 | 0 | 146.21 | 144.21 | 2 | 0
2030 | PJM_ROR_2_MISO_W | PJM_ROR | MISO_W | Internal | Summer | B2 | 25 | 19775 | 0 | 144.6 | 142.6 | 2 | 0
2030 | PJM_ROR_2_MISO_W | PJM_ROR | MISO_W | Internal | Summer | B3 | 75 | 19775 | 0 | 143.2 | 141.2 | 2 | 0
2030 | PJM_ROR_2_MISO_W | PJM_ROR | MISO_W | Internal | Summer | B4 | 100 | 19775 | 0 | 140.31 | 138.31 | 2 | 0
2030 | PJM_ROR_2_MISO_W | PJM_ROR | MISO_W | Internal | Summer | B5 | 200 | 19775 | 0 | 140.31 | 138.31 | 2 | 0
2030 | PJM_ROR_2_MISO_W | PJM_ROR | MISO_W | Internal | Summer | B6 | 300 | 19775 | 0 | 102.79 | 100.79 | 2 | 0
2030 | PJM_ROR_2_MISO_W | PJM_ROR | MISO_W | Internal | Summer | B7 | 400 | 19775 | 0 | 90.88 | 88.88 | 2 | 0
2030 | PJM_ROR_2_MISO_W | PJM_ROR | MISO_W | Internal | Summer | B8 | 500 | 19775 | 0 | 87.37 | 85.37 | 2 | 0
2030 | PJM_ROR_2_MISO_W | PJM_ROR | MISO_W | Internal | Summer | B9 | 800 | 19775 | 0 | 84.27 | 82.27 | 2 | 0
2030 | PJM_ROR_2_MISO_W | PJM_ROR | MISO_W | Internal | Summer | B10 | 1262 | 19775 | 0 | 74.33 | 72.33 | 2 | 0
2030 | PJM_ROR_2_MISO_W | PJM_ROR | MISO_W | Internal | Winter | B16 | 25 | 19775 | 0 | 95.86 | 11.54 | 2 | 0
2030 | PJM_ROR_2_MISO_W | PJM_ROR | MISO_W | Internal | Winter | B17 | 100 | 19775 | 0 | 93.92 | 61.12 | 2 | 0
2030 | PJM_ROR_2_MISO_W | PJM_ROR | MISO_W | Internal | Winter | B18 | 400 | 19775 | 0 | 91.12 | 78.54 | 2 | 0
2030 | PJM_ROR_2_MISO_W | PJM_ROR | MISO_W | Internal | Winter | B19 | 700 | 19775 | 0 | 81.65 | 78.54 | 2 | 0
2030 | PJM_ROR_2_MISO_W | PJM_ROR | MISO_W | Internal | Winter | B20 | 935 | 19775 | 0 | 78.9 | 23.51 | 2 | 0
2030 | PJM_ROR_2_PJM_ROM | PJM_ROR | PJM_ROM | Internal | Shoulder | B11 | 25 | 8000 | 4809.28 | 92.05 | 92.06 | 0.01 | 0
2030 | PJM_ROR_2_PJM_ROM | PJM_ROR | PJM_ROM | Internal | Shoulder | B12 | 200 | 8000 | 8000 | 87.5 | 87.64 | 0.01 | 0.14
2030 | PJM_ROR_2_PJM_ROM | PJM_ROR | PJM_ROM | Internal | Shoulder | B13 | 600 | 8000 | 8000 | 85.73 | 87.64 | 0.01 | 1.9
2030 | PJM_ROR_2_PJM_ROM | PJM_ROR | PJM_ROM | Internal | Shoulder | B14 | 900 | 8000 | 8000 | 79.33 | 81.56 | 0.01 | 2.22
2030 | PJM_ROR_2_PJM_ROM | PJM_ROR | PJM_ROM | Internal | Shoulder | B15 | 1203 | 8000 | 8000 | 75.83 | 75.95 | 0.01 | 0.11
2030 | PJM_ROR_2_PJM_ROM | PJM_ROR | PJM_ROM | Internal | Summer | B1 | 10 | 8000 | 8000 | 146.21 | 148.11 | 0.01 | 1.89
2030 | PJM_ROR_2_PJM_ROM | PJM_ROR | PJM_ROM | Internal | Summer | B2 | 25 | 8000 | 6856.89 | 144.6 | 144.61 | 0.01 | 0
2030 | PJM_ROR_2_PJM_ROM | PJM_ROR | PJM_ROM | Internal | Summer | B3 | 75 | 8000 | 1283.29 | 143.2 | 143.22 | 0.01 | 0
2030 | PJM_ROR_2_PJM_ROM | PJM_ROR | PJM_ROM | Internal | Summer | B4 | 100 | 8000 | 0 | 140.31 | 140.3 | 0.01 | 0
2030 | PJM_ROR_2_PJM_ROM | PJM_ROR | PJM_ROM | Internal | Summer | B5 | 200 | 8000 | 0 | 140.31 | 140.3 | 0.01 | 0
2030 | PJM_ROR_2_PJM_ROM | PJM_ROR | PJM_ROM | Internal | Summer | B6 | 300 | 8000 | 0 | 102.79 | 102.78 | 0.01 | 0
2030 | PJM_ROR_2_PJM_ROM | PJM_ROR | PJM_ROM | Internal | Summer | B7 | 400 | 8000 | 2797.67 | 90.88 | 90.89 | 0.01 | 0
2030 | PJM_ROR_2_PJM_ROM | PJM_ROR | PJM_ROM | Internal | Summer | B8 | 500 | 8000 | 2288.86 | 87.37 | 87.39 | 0.01 | 0
2030 | PJM_ROR_2_PJM_ROM | PJM_ROR | PJM_ROM | Internal | Summer | B9 | 800 | 8000 | 6058.58 | 84.27 | 84.28 | 0.01 | 0
2030 | PJM_ROR_2_PJM_ROM | PJM_ROR | PJM_ROM | Internal | Summer | B10 | 1262 | 8000 | 3668.47 | 74.33 | 74.34 | 0.01 | 0
2030 | PJM_ROR_2_PJM_ROM | PJM_ROR | PJM_ROM | Internal | Winter | B16 | 25 | 8000 | 6651.05 | 95.86 | 95.88 | 0.01 | 0
2030 | PJM_ROR_2_PJM_ROM | PJM_ROR | PJM_ROM | Internal | Winter | B17 | 100 | 8000 | 5915.35 | 93.92 | 93.93 | 0.01 | 0
2030 | PJM_ROR_2_PJM_ROM | PJM_ROR | PJM_ROM | Internal | Winter | B18 | 400 | 8000 | 8000 | 91.12 | 93.46 | 0.01 | 2.33
2030 | PJM_ROR_2_PJM_ROM | PJM_ROR | PJM_ROM | Internal | Winter | B19 | 700 | 8000 | 8000 | 81.65 | 81.89 | 0.01 | 0.23
2030 | PJM_ROR_2_PJM_ROM | PJM_ROR | PJM_ROM | Internal | Winter | B20 | 935 | 8000 | 8000 | 78.9 | 80.9 | 0.01 | 1.98
2030 | PJM_ROR_2_TVA_Transmission | PJM_ROR | TVA_Transmission | Internal | Shoulder | B11 | 25 | 2500 | 0 | 92.05 | 95.73 | 6 | 0
2030 | PJM_ROR_2_TVA_Transmission | PJM_ROR | TVA_Transmission | Internal | Shoulder | B12 | 200 | 2500 | 0 | 87.5 | 91.71 | 6 | 0
2030 | PJM_ROR_2_TVA_Transmission | PJM_ROR | TVA_Transmission | Internal | Shoulder | B13 | 600 | 2500 | 0 | 85.73 | 84.64 | 6 | 0
2030 | PJM_ROR_2_TVA_Transmission | PJM_ROR | TVA_Transmission | Internal | Shoulder | B14 | 900 | 2500 | 0 | 79.33 | 84.64 | 6 | 0
2030 | PJM_ROR_2_TVA_Transmission | PJM_ROR | TVA_Transmission | Internal | Shoulder | B15 | 1203 | 2500 | 0 | 75.83 | 79.41 | 6 | 0
2030 | PJM_ROR_2_TVA_Transmission | PJM_ROR | TVA_Transmission | Internal | Summer | B1 | 10 | 2500 | 2500 | 146.21 | 158.6 | 6 | 6.39
2030 | PJM_ROR_2_TVA_Transmission | PJM_ROR | TVA_Transmission | Internal | Summer | B2 | 25 | 2500 | 2500 | 144.6 | 158.6 | 6 | 8
2030 | PJM_ROR_2_TVA_Transmission | PJM_ROR | TVA_Transmission | Internal | Summer | B3 | 75 | 2500 | 2500 | 143.2 | 150.51 | 6 | 1.3
2030 | PJM_ROR_2_TVA_Transmission | PJM_ROR | TVA_Transmission | Internal | Summer | B4 | 100 | 2500 | 2500 | 140.31 | 148.79 | 6 | 2.48
2030 | PJM_ROR_2_TVA_Transmission | PJM_ROR | TVA_Transmission | Internal | Summer | B5 | 200 | 2500 | 2042.49 | 140.31 | 146.31 | 6 | 0
2030 | PJM_ROR_2_TVA_Transmission | PJM_ROR | TVA_Transmission | Internal | Summer | B6 | 300 | 2500 | 1796.44 | 102.79 | 108.79 | 6 | 0
2030 | PJM_ROR_2_TVA_Transmission | PJM_ROR | TVA_Transmission | Internal | Summer | B7 | 400 | 2500 | 168.09 | 90.88 | 96.88 | 6 | 0
2030 | PJM_ROR_2_TVA_Transmission | PJM_ROR | TVA_Transmission | Internal | Summer | B8 | 500 | 2500 | 2431.83 | 87.37 | 93.37 | 6 | 0
2030 | PJM_ROR_2_TVA_Transmission | PJM_ROR | TVA_Transmission | Internal | Summer | B9 | 800 | 2500 | 2500 | 84.27 | 90.28 | 6 | 0.01
2030 | PJM_ROR_2_TVA_Transmission | PJM_ROR | TVA_Transmission | Internal | Summer | B10 | 1262 | 2500 | 2500 | 74.33 | 80.34 | 6 | 0.01
2030 | PJM_ROR_2_TVA_Transmission | PJM_ROR | TVA_Transmission | Internal | Winter | B16 | 25 | 2500 | 0 | 95.86 | 98.91 | 6 | 0
2030 | PJM_ROR_2_TVA_Transmission | PJM_ROR | TVA_Transmission | Internal | Winter | B17 | 100 | 2500 | 0 | 93.92 | 94.56 | 6 | 0
2030 | PJM_ROR_2_TVA_Transmission | PJM_ROR | TVA_Transmission | Internal | Winter | B18 | 400 | 2500 | 0 | 91.12 | 87.65 | 6 | 0
2030 | PJM_ROR_2_TVA_Transmission | PJM_ROR | TVA_Transmission | Internal | Winter | B19 | 700 | 2500 | 387.13 | 81.65 | 87.65 | 6 | 0
2030 | PJM_ROR_2_TVA_Transmission | PJM_ROR | TVA_Transmission | Internal | Winter | B20 | 935 | 2500 | 0 | 78.9 | 81.99 | 6 | 0
2030 | PJM_ROR_2_VACAR | PJM_ROR | VACAR | Internal | Shoulder | B11 | 25 | 3000 | 2090.18 | 92.05 | 98.05 | 6 | 0
2030 | PJM_ROR_2_VACAR | PJM_ROR | VACAR | Internal | Shoulder | B12 | 200 | 3000 | 1866.9 | 87.5 | 93.5 | 6 | 0
2030 | PJM_ROR_2_VACAR | PJM_ROR | VACAR | Internal | Shoulder | B13 | 600 | 3000 | 0 | 85.73 | 87.44 | 6 | 0
2030 | PJM_ROR_2_VACAR | PJM_ROR | VACAR | Internal | Shoulder | B14 | 900 | 3000 | 1581.73 | 79.33 | 85.33 | 6 | 0
2030 | PJM_ROR_2_VACAR | PJM_ROR | VACAR | Internal | Shoulder | B15 | 1203 | 3000 | 3000 | 75.83 | 82.78 | 6 | 0.96
2030 | PJM_ROR_2_VACAR | PJM_ROR | VACAR | Internal | Summer | B1 | 10 | 3000 | 3000 | 146.21 | 751.19 | 6 | 598.98
2030 | PJM_ROR_2_VACAR | PJM_ROR | VACAR | Internal | Summer | B2 | 25 | 3000 | 3000 | 144.6 | 728.68 | 6 | 578.08
2030 | PJM_ROR_2_VACAR | PJM_ROR | VACAR | Internal | Summer | B3 | 75 | 3000 | 3000 | 143.2 | 159.52 | 6 | 10.32
2030 | PJM_ROR_2_VACAR | PJM_ROR | VACAR | Internal | Summer | B4 | 100 | 3000 | 3000 | 140.31 | 149.79 | 6 | 3.48
2030 | PJM_ROR_2_VACAR | PJM_ROR | VACAR | Internal | Summer | B5 | 200 | 3000 | 1046.9 | 140.31 | 146.31 | 6 | 0
2030 | PJM_ROR_2_VACAR | PJM_ROR | VACAR | Internal | Summer | B6 | 300 | 3000 | 1380.73 | 102.79 | 108.79 | 6 | 0
2030 | PJM_ROR_2_VACAR | PJM_ROR | VACAR | Internal | Summer | B7 | 400 | 3000 | 1121.67 | 90.88 | 96.88 | 6 | 0
2030 | PJM_ROR_2_VACAR | PJM_ROR | VACAR | Internal | Summer | B8 | 500 | 3000 | 1078.46 | 87.37 | 93.37 | 6 | 0
2030 | PJM_ROR_2_VACAR | PJM_ROR | VACAR | Internal | Summer | B9 | 800 | 3000 | 0 | 84.27 | 83.83 | 6 | 0
2030 | PJM_ROR_2_VACAR | PJM_ROR | VACAR | Internal | Summer | B10 | 1262 | 3000 | 3000 | 74.33 | 80.82 | 6 | 0.49
2030 | PJM_ROR_2_VACAR | PJM_ROR | VACAR | Internal | Winter | B16 | 25 | 3000 | 3000 | 95.86 | 108.91 | 6 | 7.04
2030 | PJM_ROR_2_VACAR | PJM_ROR | VACAR | Internal | Winter | B17 | 100 | 3000 | 3000 | 93.92 | 100.84 | 6 | 0.92
2030 | PJM_ROR_2_VACAR | PJM_ROR | VACAR | Internal | Winter | B18 | 400 | 3000 | 0 | 91.12 | 95.58 | 6 | 0
2030 | PJM_ROR_2_VACAR | PJM_ROR | VACAR | Internal | Winter | B19 | 700 | 3000 | 36.79 | 81.65 | 87.65 | 6 | 0
2030 | PJM_ROR_2_VACAR | PJM_ROR | VACAR | Internal | Winter | B20 | 935 | 3000 | 3000 | 78.9 | 87.17 | 6 | 2.27
2030 | PJM_ROM_2_NYISO_A-F | PJM_ROM | NYISO_A-F | Internal | Shoulder | B11 | 25 | 2000 | 0 | 92.06 | 75.54 | 6 | 0
2030 | PJM_ROM_2_NYISO_A-F | PJM_ROM | NYISO_A-F | Internal | Shoulder | B12 | 200 | 2000 | 0 | 87.64 | 75.54 | 6 | 0
2030 | PJM_ROM_2_NYISO_A-F | PJM_ROM | NYISO_A-F | Internal | Shoulder | B13 | 600 | 2000 | 0 | 87.64 | 75.54 | 6 | 0
2030 | PJM_ROM_2_NYISO_A-F | PJM_ROM | NYISO_A-F | Internal | Shoulder | B14 | 900 | 2000 | 0 | 81.56 | 73.56 | 6 | 0
2030 | PJM_ROM_2_NYISO_A-F | PJM_ROM | NYISO_A-F | Internal | Shoulder | B15 | 1203 | 2000 | 0 | 75.95 | 73.56 | 6 | 0
2030 | PJM_ROM_2_NYISO_A-F | PJM_ROM | NYISO_A-F | Internal | Summer | B1 | 10 | 2000 | 0 | 148.11 | 101.61 | 6 | 0
2030 | PJM_ROM_2_NYISO_A-F | PJM_ROM | NYISO_A-F | Internal | Summer | B2 | 25 | 2000 | 0 | 144.61 | 101.61 | 6 | 0
2030 | PJM_ROM_2_NYISO_A-F | PJM_ROM | NYISO_A-F | Internal | Summer | B3 | 75 | 2000 | 0 | 143.22 | 101.61 | 6 | 0
2030 | PJM_ROM_2_NYISO_A-F | PJM_ROM | NYISO_A-F | Internal | Summer | B4 | 100 | 2000 | 0 | 140.3 | 101.61 | 6 | 0
2030 | PJM_ROM_2_NYISO_A-F | PJM_ROM | NYISO_A-F | Internal | Summer | B5 | 200 | 2000 | 0 | 140.3 | 100.63 | 6 | 0
2030 | PJM_ROM_2_NYISO_A-F | PJM_ROM | NYISO_A-F | Internal | Summer | B6 | 300 | 2000 | 0 | 102.78 | 80.75 | 6 | 0
2030 | PJM_ROM_2_NYISO_A-F | PJM_ROM | NYISO_A-F | Internal | Summer | B7 | 400 | 2000 | 0 | 90.89 | 74.43 | 6 | 0
2030 | PJM_ROM_2_NYISO_A-F | PJM_ROM | NYISO_A-F | Internal | Summer | B8 | 500 | 2000 | 0 | 87.39 | 74.43 | 6 | 0
2030 | PJM_ROM_2_NYISO_A-F | PJM_ROM | NYISO_A-F | Internal | Summer | B9 | 800 | 2000 | 0 | 84.28 | 74.43 | 6 | 0
2030 | PJM_ROM_2_NYISO_A-F | PJM_ROM | NYISO_A-F | Internal | Summer | B10 | 1262 | 2000 | 0 | 74.34 | 74.43 | 6 | 0
2030 | PJM_ROM_2_NYISO_A-F | PJM_ROM | NYISO_A-F | Internal | Winter | B16 | 25 | 2000 | 0 | 95.88 | 77.81 | 6 | 0
2030 | PJM_ROM_2_NYISO_A-F | PJM_ROM | NYISO_A-F | Internal | Winter | B17 | 100 | 2000 | 0 | 93.93 | 77.81 | 6 | 0
2030 | PJM_ROM_2_NYISO_A-F | PJM_ROM | NYISO_A-F | Internal | Winter | B18 | 400 | 2000 | 0 | 93.46 | 73.89 | 6 | 0
2030 | PJM_ROM_2_NYISO_A-F | PJM_ROM | NYISO_A-F | Internal | Winter | B19 | 700 | 2000 | 0 | 81.89 | 73.89 | 6 | 0
2030 | PJM_ROM_2_NYISO_A-F | PJM_ROM | NYISO_A-F | Internal | Winter | B20 | 935 | 2000 | 0 | 80.9 | 73.89 | 6 | 0
2030 | PJM_ROM_2_PJM_E | PJM_ROM | PJM_E | Internal | Shoulder | B11 | 25 | 8000 | 0 | 92.06 | 92.05 | 0.01 | 0
2030 | PJM_ROM_2_PJM_E | PJM_ROM | PJM_E | Internal | Shoulder | B12 | 200 | 8000 | 193.48 | 87.64 | 87.66 | 0.01 | 0
2030 | PJM_ROM_2_PJM_E | PJM_ROM | PJM_E | Internal | Shoulder | B13 | 600 | 8000 | 1053.41 | 87.64 | 87.66 | 0.01 | 0
2030 | PJM_ROM_2_PJM_E | PJM_ROM | PJM_E | Internal | Shoulder | B14 | 900 | 8000 | 547.27 | 81.56 | 81.57 | 0.01 | 0
2030 | PJM_ROM_2_PJM_E | PJM_ROM | PJM_E | Internal | Shoulder | B15 | 1203 | 8000 | 878.16 | 75.95 | 75.96 | 0.01 | 0
2030 | PJM_ROM_2_PJM_E | PJM_ROM | PJM_E | Internal | Summer | B1 | 10 | 8000 | 1510.26 | 148.11 | 148.12 | 0.01 | 0
2030 | PJM_ROM_2_PJM_E | PJM_ROM | PJM_E | Internal | Summer | B2 | 25 | 8000 | 814.34 | 144.61 | 144.62 | 0.01 | 0
2030 | PJM_ROM_2_PJM_E | PJM_ROM | PJM_E | Internal | Summer | B3 | 75 | 8000 | 0 | 143.22 | 143.2 | 0.01 | 0
2030 | PJM_ROM_2_PJM_E | PJM_ROM | PJM_E | Internal | Summer | B4 | 100 | 8000 | 0 | 140.3 | 140.28 | 0.01 | 0
2030 | PJM_ROM_2_PJM_E | PJM_ROM | PJM_E | Internal | Summer | B5 | 200 | 8000 | 0 | 140.3 | 140.28 | 0.01 | 0
2030 | PJM_ROM_2_PJM_E | PJM_ROM | PJM_E | Internal | Summer | B6 | 300 | 8000 | 0 | 102.78 | 102.77 | 0.01 | 0
2030 | PJM_ROM_2_PJM_E | PJM_ROM | PJM_E | Internal | Summer | B7 | 400 | 8000 | 0 | 90.89 | 90.88 | 0.01 | 0
2030 | PJM_ROM_2_PJM_E | PJM_ROM | PJM_E | Internal | Summer | B8 | 500 | 8000 | 0 | 87.39 | 87.37 | 0.01 | 0
2030 | PJM_ROM_2_PJM_E | PJM_ROM | PJM_E | Internal | Summer | B9 | 800 | 8000 | 0 | 84.28 | 84.27 | 0.01 | 0
2030 | PJM_ROM_2_PJM_E | PJM_ROM | PJM_E | Internal | Summer | B10 | 1262 | 8000 | 0 | 74.34 | 74.33 | 0.01 | 0
2030 | PJM_ROM_2_PJM_E | PJM_ROM | PJM_E | Internal | Winter | B16 | 25 | 8000 | 0 | 95.88 | 95.86 | 0.01 | 0
2030 | PJM_ROM_2_PJM_E | PJM_ROM | PJM_E | Internal | Winter | B17 | 100 | 8000 | 1.37 | 93.93 | 93.94 | 0.01 | 0
2030 | PJM_ROM_2_PJM_E | PJM_ROM | PJM_E | Internal | Winter | B18 | 400 | 8000 | 1733.38 | 93.46 | 93.47 | 0.01 | 0
2030 | PJM_ROM_2_PJM_E | PJM_ROM | PJM_E | Internal | Winter | B19 | 700 | 8000 | 619.08 | 81.89 | 81.9 | 0.01 | 0
2030 | PJM_ROM_2_PJM_E | PJM_ROM | PJM_E | Internal | Winter | B20 | 935 | 8000 | 1262.25 | 80.9 | 80.91 | 0.01 | 0
2030 | PJM_ROM_2_PJM_ROR | PJM_ROM | PJM_ROR | Internal | Shoulder | B11 | 25 | 8000 | 0 | 92.06 | 92.05 | 0.01 | 0
2030 | PJM_ROM_2_PJM_ROR | PJM_ROM | PJM_ROR | Internal | Shoulder | B12 | 200 | 8000 | 0 | 87.64 | 87.5 | 0.01 | 0
2030 | PJM_ROM_2_PJM_ROR | PJM_ROM | PJM_ROR | Internal | Shoulder | B13 | 600 | 8000 | 0 | 87.64 | 85.73 | 0.01 | 0
2030 | PJM_ROM_2_PJM_ROR | PJM_ROM | PJM_ROR | Internal | Shoulder | B14 | 900 | 8000 | 0 | 81.56 | 79.33 | 0.01 | 0
2030 | PJM_ROM_2_PJM_ROR | PJM_ROM | PJM_ROR | Internal | Shoulder | B15 | 1203 | 8000 | 0 | 75.95 | 75.83 | 0.01 | 0
2030 | PJM_ROM_2_PJM_ROR | PJM_ROM | PJM_ROR | Internal | Summer | B1 | 10 | 8000 | 0 | 148.11 | 146.21 | 0.01 | 0
2030 | PJM_ROM_2_PJM_ROR | PJM_ROM | PJM_ROR | Internal | Summer | B2 | 25 | 8000 | 0 | 144.61 | 144.6 | 0.01 | 0
2030 | PJM_ROM_2_PJM_ROR | PJM_ROM | PJM_ROR | Internal | Summer | B3 | 75 | 8000 | 0 | 143.22 | 143.2 | 0.01 | 0
2030 | PJM_ROM_2_PJM_ROR | PJM_ROM | PJM_ROR | Internal | Summer | B4 | 100 | 8000 | 2022 | 140.3 | 140.31 | 0.01 | 0
2030 | PJM_ROM_2_PJM_ROR | PJM_ROM | PJM_ROR | Internal | Summer | B5 | 200 | 8000 | 3532.5 | 140.3 | 140.31 | 0.01 | 0
2030 | PJM_ROM_2_PJM_ROR | PJM_ROM | PJM_ROR | Internal | Summer | B6 | 300 | 8000 | 1337.54 | 102.78 | 102.79 | 0.01 | 0
2030 | PJM_ROM_2_PJM_ROR | PJM_ROM | PJM_ROR | Internal | Summer | B7 | 400 | 8000 | 0 | 90.89 | 90.88 | 0.01 | 0
2030 | PJM_ROM_2_PJM_ROR | PJM_ROM | PJM_ROR | Internal | Summer | B8 | 500 | 8000 | 0 | 87.39 | 87.37 | 0.01 | 0
2030 | PJM_ROM_2_PJM_ROR | PJM_ROM | PJM_ROR | Internal | Summer | B9 | 800 | 8000 | 0 | 84.28 | 84.27 | 0.01 | 0
2030 | PJM_ROM_2_PJM_ROR | PJM_ROM | PJM_ROR | Internal | Summer | B10 | 1262 | 8000 | 0 | 74.34 | 74.33 | 0.01 | 0
2030 | PJM_ROM_2_PJM_ROR | PJM_ROM | PJM_ROR | Internal | Winter | B16 | 25 | 8000 | 0 | 95.88 | 95.86 | 0.01 | 0
2030 | PJM_ROM_2_PJM_ROR | PJM_ROM | PJM_ROR | Internal | Winter | B17 | 100 | 8000 | 0 | 93.93 | 93.92 | 0.01 | 0
2030 | PJM_ROM_2_PJM_ROR | PJM_ROM | PJM_ROR | Internal | Winter | B18 | 400 | 8000 | 0 | 93.46 | 91.12 | 0.01 | 0
2030 | PJM_ROM_2_PJM_ROR | PJM_ROM | PJM_ROR | Internal | Winter | B19 | 700 | 8000 | 0 | 81.89 | 81.65 | 0.01 | 0
2030 | PJM_ROM_2_PJM_ROR | PJM_ROM | PJM_ROR | Internal | Winter | B20 | 935 | 8000 | 0 | 80.9 | 78.9 | 0.01 | 0
2030 | SOCO_2_ENT | SOCO | ENT | Internal | Shoulder | B11 | 25 | 2400 | 0 | 96.95 | 94.17 | 10 | 0
2030 | SOCO_2_ENT | SOCO | ENT | Internal | Shoulder | B12 | 200 | 2400 | 0 | 92.33 | 90.32 | 10 | 0
2030 | SOCO_2_ENT | SOCO | ENT | Internal | Shoulder | B13 | 600 | 2400 | 0 | 92.33 | 84.33 | 10 | 0
2030 | SOCO_2_ENT | SOCO | ENT | Internal | Shoulder | B14 | 900 | 2400 | 0 | 92.33 | 78.23 | 10 | 0
2030 | SOCO_2_ENT | SOCO | ENT | Internal | Shoulder | B15 | 1203 | 2400 | 0 | 80.61 | 71.41 | 10 | 0
2030 | SOCO_2_ENT | SOCO | ENT | Internal | Summer | B1 | 10 | 2400 | 0 | 741.19 | 132.79 | 10 | 0
2030 | SOCO_2_ENT | SOCO | ENT | Internal | Summer | B2 | 25 | 2400 | 0 | 478.61 | 149.28 | 10 | 0
2030 | SOCO_2_ENT | SOCO | ENT | Internal | Summer | B3 | 75 | 2400 | 0 | 159.51 | 151.16 | 10 | 0
2030 | SOCO_2_ENT | SOCO | ENT | Internal | Summer | B4 | 100 | 2400 | 0 | 156.79 | 148.79 | 10 | 0
2030 | SOCO_2_ENT | SOCO | ENT | Internal | Summer | B5 | 200 | 2400 | 0 | 136.31 | 138.32 | 10 | 0
2030 | SOCO_2_ENT | SOCO | ENT | Internal | Summer | B6 | 300 | 2400 | 0 | 98.79 | 100.8 | 10 | 0
2030 | SOCO_2_ENT | SOCO | ENT | Internal | Summer | B7 | 400 | 2400 | 0 | 94.16 | 93.63 | 10 | 0
2030 | SOCO_2_ENT | SOCO | ENT | Internal | Summer | B8 | 500 | 2400 | 0 | 90.83 | 92.5 | 10 | 0
2030 | SOCO_2_ENT | SOCO | ENT | Internal | Summer | B9 | 800 | 2400 | 0 | 90.83 | 90.28 | 10 | 0
2030 | SOCO_2_ENT | SOCO | ENT | Internal | Summer | B10 | 1262 | 2400 | 0 | 84.87 | 76.87 | 10 | 0
2030 | SOCO_2_ENT | SOCO | ENT | Internal | Winter | B16 | 25 | 2400 | 0 | 98.91 | 90.91 | 10 | 0
2030 | SOCO_2_ENT | SOCO | ENT | Internal | Winter | B17 | 100 | 2400 | 0 | 95.49 | 86.56 | 10 | 0
2030 | SOCO_2_ENT | SOCO | ENT | Internal | Winter | B18 | 400 | 2400 | 0 | 95.49 | 86.56 | 10 | 0
2030 | SOCO_2_ENT | SOCO | ENT | Internal | Winter | B19 | 700 | 2400 | 0 | 94.65 | 80.91 | 10 | 0
2030 | SOCO_2_ENT | SOCO | ENT | Internal | Winter | B20 | 935 | 2400 | 0 | 83.9 | 70.06 | 10 | 0
2030 | SOCO_2_FRCC | SOCO | FRCC | Internal | Shoulder | B11 | 25 | 3700 | 0 | 96.95 | 97.57 | 10 | 0
2030 | SOCO_2_FRCC | SOCO | FRCC | Internal | Shoulder | B12 | 200 | 3700 | 0 | 92.33 | 97.57 | 10 | 0
2030 | SOCO_2_FRCC | SOCO | FRCC | Internal | Shoulder | B13 | 600 | 3700 | 0 | 92.33 | 97.57 | 10 | 0
2030 | SOCO_2_FRCC | SOCO | FRCC | Internal | Shoulder | B14 | 900 | 3700 | 0 | 92.33 | 90.09 | 10 | 0
2030 | SOCO_2_FRCC | SOCO | FRCC | Internal | Shoulder | B15 | 1203 | 3700 | 0 | 80.61 | 84.39 | 10 | 0
2030 | SOCO_2_FRCC | SOCO | FRCC | Internal | Summer | B1 | 10 | 3700 | 562.35 | 741.19 | 751.19 | 10 | 0
2030 | SOCO_2_FRCC | SOCO | FRCC | Internal | Summer | B2 | 25 | 3700 | 165 | 478.61 | 488.61 | 10 | 0
2030 | SOCO_2_FRCC | SOCO | FRCC | Internal | Summer | B3 | 75 | 3700 | 0 | 159.51 | 151.51 | 10 | 0
2030 | SOCO_2_FRCC | SOCO | FRCC | Internal | Summer | B4 | 100 | 3700 | 0 | 156.79 | 151.51 | 10 | 0
2030 | SOCO_2_FRCC | SOCO | FRCC | Internal | Summer | B5 | 200 | 3700 | 0 | 136.31 | 128.31 | 10 | 0
2030 | SOCO_2_FRCC | SOCO | FRCC | Internal | Summer | B6 | 300 | 3700 | 0 | 98.79 | 96.66 | 10 | 0
2030 | SOCO_2_FRCC | SOCO | FRCC | Internal | Summer | B7 | 400 | 3700 | 0 | 94.16 | 96.66 | 10 | 0
2030 | SOCO_2_FRCC | SOCO | FRCC | Internal | Summer | B8 | 500 | 3700 | 0 | 90.83 | 96.66 | 10 | 0
2030 | SOCO_2_FRCC | SOCO | FRCC | Internal | Summer | B9 | 800 | 3700 | 0 | 90.83 | 96.66 | 10 | 0
2030 | SOCO_2_FRCC | SOCO | FRCC | Internal | Summer | B10 | 1262 | 3700 | 0 | 84.87 | 83.61 | 10 | 0
2030 | SOCO_2_FRCC | SOCO | FRCC | Internal | Winter | B16 | 25 | 3700 | 0 | 98.91 | 100.23 | 10 | 0
2030 | SOCO_2_FRCC | SOCO | FRCC | Internal | Winter | B17 | 100 | 3700 | 0 | 95.49 | 100.23 | 10 | 0
2030 | SOCO_2_FRCC | SOCO | FRCC | Internal | Winter | B18 | 400 | 3700 | 0 | 95.49 | 99.71 | 10 | 0
2030 | SOCO_2_FRCC | SOCO | FRCC | Internal | Winter | B19 | 700 | 3700 | 0 | 94.65 | 86.65 | 10 | 0
2030 | SOCO_2_FRCC | SOCO | FRCC | Internal | Winter | B20 | 935 | 3700 | 0 | 83.9 | 86.65 | 10 | 0
2030 | SOCO_2_TVA_Transmission | SOCO | TVA_Transmission | Internal | Shoulder | B11 | 25 | 2600 | 0 | 96.95 | 95.73 | 10 | 0
2030 | SOCO_2_TVA_Transmission | SOCO | TVA_Transmission | Internal | Shoulder | B12 | 200 | 2600 | 0 | 92.33 | 91.71 | 10 | 0
2030 | SOCO_2_TVA_Transmission | SOCO | TVA_Transmission | Internal | Shoulder | B13 | 600 | 2600 | 0 | 92.33 | 84.64 | 10 | 0
2030 | SOCO_2_TVA_Transmission | SOCO | TVA_Transmission | Internal | Shoulder | B14 | 900 | 2600 | 0 | 92.33 | 84.64 | 10 | 0
2030 | SOCO_2_TVA_Transmission | SOCO | TVA_Transmission | Internal | Shoulder | B15 | 1203 | 2600 | 0 | 80.61 | 79.41 | 10 | 0
2030 | SOCO_2_TVA_Transmission | SOCO | TVA_Transmission | Internal | Summer | B1 | 10 | 2600 | 0 | 741.19 | 158.6 | 10 | 0
2030 | SOCO_2_TVA_Transmission | SOCO | TVA_Transmission | Internal | Summer | B2 | 25 | 2600 | 0 | 478.61 | 158.6 | 10 | 0
2030 | SOCO_2_TVA_Transmission | SOCO | TVA_Transmission | Internal | Summer | B3 | 75 | 2600 | 0 | 159.51 | 150.51 | 10 | 0
2030 | SOCO_2_TVA_Transmission | SOCO | TVA_Transmission | Internal | Summer | B4 | 100 | 2600 | 0 | 156.79 | 148.79 | 10 | 0
2030 | SOCO_2_TVA_Transmission | SOCO | TVA_Transmission | Internal | Summer | B5 | 200 | 2600 | 775.87 | 136.31 | 146.31 | 10 | 0
2030 | SOCO_2_TVA_Transmission | SOCO | TVA_Transmission | Internal | Summer | B6 | 300 | 2600 | 605.91 | 98.79 | 108.79 | 10 | 0
2030 | SOCO_2_TVA_Transmission | SOCO | TVA_Transmission | Internal | Summer | B7 | 400 | 2600 | 0 | 94.16 | 96.88 | 10 | 0
2030 | SOCO_2_TVA_Transmission | SOCO | TVA_Transmission | Internal | Summer | B8 | 500 | 2600 | 0 | 90.83 | 93.37 | 10 | 0
2030 | SOCO_2_TVA_Transmission | SOCO | TVA_Transmission | Internal | Summer | B9 | 800 | 2600 | 0 | 90.83 | 90.28 | 10 | 0
2030 | SOCO_2_TVA_Transmission | SOCO | TVA_Transmission | Internal | Summer | B10 | 1262 | 2600 | 0 | 84.87 | 80.34 | 10 | 0
2030 | SOCO_2_TVA_Transmission | SOCO | TVA_Transmission | Internal | Winter | B16 | 25 | 2600 | 0 | 98.91 | 98.91 | 10 | 0
2030 | SOCO_2_TVA_Transmission | SOCO | TVA_Transmission | Internal | Winter | B17 | 100 | 2600 | 0 | 95.49 | 94.56 | 10 | 0
2030 | SOCO_2_TVA_Transmission | SOCO | TVA_Transmission | Internal | Winter | B18 | 400 | 2600 | 0 | 95.49 | 87.65 | 10 | 0
2030 | SOCO_2_TVA_Transmission | SOCO | TVA_Transmission | Internal | Winter | B19 | 700 | 2600 | 0 | 94.65 | 87.65 | 10 | 0
2030 | SOCO_2_TVA_Transmission | SOCO | TVA_Transmission | Internal | Winter | B20 | 935 | 2600 | 0 | 83.9 | 81.99 | 10 | 0
2030 | SOCO_2_VACAR | SOCO | VACAR | Internal | Shoulder | B11 | 25 | 2000 | 0 | 96.95 | 98.05 | 10 | 0
2030 | SOCO_2_VACAR | SOCO | VACAR | Internal | Shoulder | B12 | 200 | 2000 | 0 | 92.33 | 93.5 | 10 | 0
2030 | SOCO_2_VACAR | SOCO | VACAR | Internal | Shoulder | B13 | 600 | 2000 | 0 | 92.33 | 87.44 | 10 | 0
2030 | SOCO_2_VACAR | SOCO | VACAR | Internal | Shoulder | B14 | 900 | 2000 | 0 | 92.33 | 85.33 | 10 | 0
2030 | SOCO_2_VACAR | SOCO | VACAR | Internal | Shoulder | B15 | 1203 | 2000 | 0 | 80.61 | 82.78 | 10 | 0
2030 | SOCO_2_VACAR | SOCO | VACAR | Internal | Summer | B1 | 10 | 2000 | 482.5 | 741.19 | 751.19 | 10 | 0
2030 | SOCO_2_VACAR | SOCO | VACAR | Internal | Summer | B2 | 25 | 2000 | 2000 | 478.61 | 728.68 | 10 | 240.07
2030 | SOCO_2_VACAR | SOCO | VACAR | Internal | Summer | B3 | 75 | 2000 | 0 | 159.51 | 159.52 | 10 | 0
2030 | SOCO_2_VACAR | SOCO | VACAR | Internal | Summer | B4 | 100 | 2000 | 0 | 156.79 | 149.79 | 10 | 0
2030 | SOCO_2_VACAR | SOCO | VACAR | Internal | Summer | B5 | 200 | 2000 | 325.6 | 136.31 | 146.31 | 10 | 0
2030 | SOCO_2_VACAR | SOCO | VACAR | Internal | Summer | B6 | 300 | 2000 | 475.79 | 98.79 | 108.79 | 10 | 0
2030 | SOCO_2_VACAR | SOCO | VACAR | Internal | Summer | B7 | 400 | 2000 | 0 | 94.16 | 96.88 | 10 | 0
2030 | SOCO_2_VACAR | SOCO | VACAR | Internal | Summer | B8 | 500 | 2000 | 0 | 90.83 | 93.37 | 10 | 0
2030 | SOCO_2_VACAR | SOCO | VACAR | Internal | Summer | B9 | 800 | 2000 | 0 | 90.83 | 83.83 | 10 | 0
2030 | SOCO_2_VACAR | SOCO | VACAR | Internal | Summer | B10 | 1262 | 2000 | 0 | 84.87 | 80.82 | 10 | 0
2030 | SOCO_2_VACAR | SOCO | VACAR | Internal | Winter | B16 | 25 | 2000 | 1232.72 | 98.91 | 108.91 | 10 | 0
2030 | SOCO_2_VACAR | SOCO | VACAR | Internal | Winter | B17 | 100 | 2000 | 0 | 95.49 | 100.84 | 10 | 0
2030 | SOCO_2_VACAR | SOCO | VACAR | Internal | Winter | B18 | 400 | 2000 | 0 | 95.49 | 95.58 | 10 | 0
2030 | SOCO_2_VACAR | SOCO | VACAR | Internal | Winter | B19 | 700 | 2000 | 0 | 94.65 | 87.65 | 10 | 0
2030 | SOCO_2_VACAR | SOCO | VACAR | Internal | Winter | B20 | 935 | 2000 | 0 | 83.9 | 87.17 | 10 | 0
2030 | SPP_N_2_ENT | SPP_N | ENT | Internal | Shoulder | B11 | 25 | 7346 | 4400.77 | 89.17 | 94.17 | 5 | 0
2030 | SPP_N_2_ENT | SPP_N | ENT | Internal | Shoulder | B12 | 200 | 7346 | 7346 | 85.31 | 90.32 | 5 | 0.01
2030 | SPP_N_2_ENT | SPP_N | ENT | Internal | Shoulder | B13 | 600 | 7346 | 7346 | 79.32 | 84.33 | 5 | 0.01
2030 | SPP_N_2_ENT | SPP_N | ENT | Internal | Shoulder | B14 | 900 | 7346 | 7346 | 21.74 | 78.23 | 5 | 51.49
2030 | SPP_N_2_ENT | SPP_N | ENT | Internal | Shoulder | B15 | 1203 | 7346 | 7346 | 0.01 | 71.41 | 5 | 66.4
2030 | SPP_N_2_ENT | SPP_N | ENT | Internal | Summer | B1 | 10 | 7346 | 7346 | 92.01 | 132.79 | 5 | 35.78
2030 | SPP_N_2_ENT | SPP_N | ENT | Internal | Summer | B2 | 25 | 7346 | 6133.12 | 144.28 | 149.28 | 5 | 0
2030 | SPP_N_2_ENT | SPP_N | ENT | Internal | Summer | B3 | 75 | 7346 | 1646.52 | 146.16 | 151.16 | 5 | 0
2030 | SPP_N_2_ENT | SPP_N | ENT | Internal | Summer | B4 | 100 | 7346 | 3589.8 | 143.79 | 148.79 | 5 | 0
2030 | SPP_N_2_ENT | SPP_N | ENT | Internal | Summer | B5 | 200 | 7346 | 2025.84 | 133.32 | 138.32 | 5 | 0
2030 | SPP_N_2_ENT | SPP_N | ENT | Internal | Summer | B6 | 300 | 7346 | 2169.78 | 95.8 | 100.8 | 5 | 0
2030 | SPP_N_2_ENT | SPP_N | ENT | Internal | Summer | B7 | 400 | 7346 | 1177.46 | 88.63 | 93.63 | 5 | 0
2030 | SPP_N_2_ENT | SPP_N | ENT | Internal | Summer | B8 | 500 | 7346 | 3070.4 | 87.5 | 92.5 | 5 | 0
2030 | SPP_N_2_ENT | SPP_N | ENT | Internal | Summer | B9 | 800 | 7346 | 3952.87 | 85.28 | 90.28 | 5 | 0
2030 | SPP_N_2_ENT | SPP_N | ENT | Internal | Summer | B10 | 1262 | 7346 | 7346 | 67.34 | 76.87 | 5 | 4.53
2030 | SPP_N_2_ENT | SPP_N | ENT | Internal | Winter | B16 | 25 | 7346 | 7346 | 73.56 | 90.91 | 5 | 12.34
2030 | SPP_N_2_ENT | SPP_N | ENT | Internal | Winter | B17 | 100 | 7346 | 7346 | 68.12 | 86.56 | 5 | 13.44
2030 | SPP_N_2_ENT | SPP_N | ENT | Internal | Winter | B18 | 400 | 7346 | 7346 | 81.55 | 86.56 | 5 | 0.01
2030 | SPP_N_2_ENT | SPP_N | ENT | Internal | Winter | B19 | 700 | 7346 | 7346 | 73.56 | 80.91 | 5 | 2.35
2030 | SPP_N_2_ENT | SPP_N | ENT | Internal | Winter | B20 | 935 | 7346 | 7346 | 11.52 | 70.06 | 5 | 53.54
2030 | SPP_N_2_MISO_MO-IL | SPP_N | MISO_MO-IL | Internal | Shoulder | B11 | 25 | 3954 | 0 | 89.17 | 87.73 | 5 | 0
2030 | SPP_N_2_MISO_MO-IL | SPP_N | MISO_MO-IL | Internal | Shoulder | B12 | 200 | 3954 | 0 | 85.31 | 83.71 | 5 | 0
2030 | SPP_N_2_MISO_MO-IL | SPP_N | MISO_MO-IL | Internal | Shoulder | B13 | 600 | 3954 | 0 | 79.32 | 76.33 | 5 | 0
2030 | SPP_N_2_MISO_MO-IL | SPP_N | MISO_MO-IL | Internal | Shoulder | B14 | 900 | 3954 | 3954 | 21.74 | 75.67 | 5 | 48.92
2030 | SPP_N_2_MISO_MO-IL | SPP_N | MISO_MO-IL | Internal | Shoulder | B15 | 1203 | 3954 | 3954 | 0.01 | 63.41 | 5 | 58.4
2030 | SPP_N_2_MISO_MO-IL | SPP_N | MISO_MO-IL | Internal | Summer | B1 | 10 | 3954 | 3954 | 92.01 | 140.79 | 5 | 43.78
2030 | SPP_N_2_MISO_MO-IL | SPP_N | MISO_MO-IL | Internal | Summer | B2 | 25 | 3954 | 0 | 144.28 | 142.61 | 5 | 0
2030 | SPP_N_2_MISO_MO-IL | SPP_N | MISO_MO-IL | Internal | Summer | B3 | 75 | 3954 | 0 | 146.16 | 141.22 | 5 | 0
2030 | SPP_N_2_MISO_MO-IL | SPP_N | MISO_MO-IL | Internal | Summer | B4 | 100 | 3954 | 0 | 143.79 | 140.79 | 5 | 0
2030 | SPP_N_2_MISO_MO-IL | SPP_N | MISO_MO-IL | Internal | Summer | B5 | 200 | 3954 | 840.93 | 133.32 | 138.32 | 5 | 0
2030 | SPP_N_2_MISO_MO-IL | SPP_N | MISO_MO-IL | Internal | Summer | B6 | 300 | 3954 | 394.36 | 95.8 | 100.8 | 5 | 0
2030 | SPP_N_2_MISO_MO-IL | SPP_N | MISO_MO-IL | Internal | Summer | B7 | 400 | 3954 | 0 | 88.63 | 88.89 | 5 | 0
2030 | SPP_N_2_MISO_MO-IL | SPP_N | MISO_MO-IL | Internal | Summer | B8 | 500 | 3954 | 0 | 87.5 | 85.39 | 5 | 0
2030 | SPP_N_2_MISO_MO-IL | SPP_N | MISO_MO-IL | Internal | Summer | B9 | 800 | 3954 | 0 | 85.28 | 82.28 | 5 | 0
2030 | SPP_N_2_MISO_MO-IL | SPP_N | MISO_MO-IL | Internal | Summer | B10 | 1262 | 3954 | 261.57 | 67.34 | 72.34 | 5 | 0
2030 | SPP_N_2_MISO_MO-IL | SPP_N | MISO_MO-IL | Internal | Winter | B16 | 25 | 3954 | 3862.03 | 73.56 | 78.56 | 5 | 0
2030 | SPP_N_2_MISO_MO-IL | SPP_N | MISO_MO-IL | Internal | Winter | B17 | 100 | 3954 | 3954 | 68.12 | 78.56 | 5 | 5.44
2030 | SPP_N_2_MISO_MO-IL | SPP_N | MISO_MO-IL | Internal | Winter | B18 | 400 | 3954 | 0 | 81.55 | 78.56 | 5 | 0
2030 | SPP_N_2_MISO_MO-IL | SPP_N | MISO_MO-IL | Internal | Winter | B19 | 700 | 3954 | 880.53 | 73.56 | 78.56 | 5 | 0
2030 | SPP_N_2_MISO_MO-IL | SPP_N | MISO_MO-IL | Internal | Winter | B20 | 935 | 3954 | 3954 | 11.52 | 62.06 | 5 | 45.54
2030 | SPP_N_2_MISO_W | SPP_N | MISO_W | Internal | Shoulder | B11 | 25 | 1000 | 0 | 89.17 | 90.05 | 5 | 0
2030 | SPP_N_2_MISO_W | SPP_N | MISO_W | Internal | Shoulder | B12 | 200 | 1000 | 0 | 85.31 | 83.7 | 5 | 0
2030 | SPP_N_2_MISO_W | SPP_N | MISO_W | Internal | Shoulder | B13 | 600 | 1000 | 0 | 79.32 | 76.32 | 5 | 0
2030 | SPP_N_2_MISO_W | SPP_N | MISO_W | Internal | Shoulder | B14 | 900 | 1000 | 1000 | 21.74 | 47.05 | 5 | 20.31
2030 | SPP_N_2_MISO_W | SPP_N | MISO_W | Internal | Shoulder | B15 | 1203 | 1000 | 1000 | 0.01 | 12.01 | 5 | 7
2030 | SPP_N_2_MISO_W | SPP_N | MISO_W | Internal | Summer | B1 | 10 | 1000 | 1000 | 92.01 | 144.21 | 5 | 47.2
2030 | SPP_N_2_MISO_W | SPP_N | MISO_W | Internal | Summer | B2 | 25 | 1000 | 0 | 144.28 | 142.6 | 5 | 0
2030 | SPP_N_2_MISO_W | SPP_N | MISO_W | Internal | Summer | B3 | 75 | 1000 | 0 | 146.16 | 141.2 | 5 | 0
2030 | SPP_N_2_MISO_W | SPP_N | MISO_W | Internal | Summer | B4 | 100 | 1000 | 0 | 143.79 | 138.31 | 5 | 0
2030 | SPP_N_2_MISO_W | SPP_N | MISO_W | Internal | Summer | B5 | 200 | 1000 | 0 | 133.32 | 138.31 | 5 | 0
2030 | SPP_N_2_MISO_W | SPP_N | MISO_W | Internal | Summer | B6 | 300 | 1000 | 0 | 95.8 | 100.79 | 5 | 0
2030 | SPP_N_2_MISO_W | SPP_N | MISO_W | Internal | Summer | B7 | 400 | 1000 | 0 | 88.63 | 88.88 | 5 | 0
2030 | SPP_N_2_MISO_W | SPP_N | MISO_W | Internal | Summer | B8 | 500 | 1000 | 0 | 87.5 | 85.37 | 5 | 0
2030 | SPP_N_2_MISO_W | SPP_N | MISO_W | Internal | Summer | B9 | 800 | 1000 | 0 | 85.28 | 82.27 | 5 | 0
2030 | SPP_N_2_MISO_W | SPP_N | MISO_W | Internal | Summer | B10 | 1262 | 1000 | 0 | 67.34 | 72.33 | 5 | 0
2030 | SPP_N_2_MISO_W | SPP_N | MISO_W | Internal | Winter | B16 | 25 | 1000 | 0 | 73.56 | 11.54 | 5 | 0
2030 | SPP_N_2_MISO_W | SPP_N | MISO_W | Internal | Winter | B17 | 100 | 1000 | 0 | 68.12 | 61.12 | 5 | 0
2030 | SPP_N_2_MISO_W | SPP_N | MISO_W | Internal | Winter | B18 | 400 | 1000 | 0 | 81.55 | 78.54 | 5 | 0
2030 | SPP_N_2_MISO_W | SPP_N | MISO_W | Internal | Winter | B19 | 700 | 1000 | 0 | 73.56 | 78.54 | 5 | 0
2030 | SPP_N_2_MISO_W | SPP_N | MISO_W | Internal | Winter | B20 | 935 | 1000 | 1000 | 11.52 | 23.51 | 5 | 6.99
2030 | SPP_N_2_NE | SPP_N | NE | Internal | Shoulder | B11 | 25 | 384 | 0 | 89.17 | 85.05 | 0.01 | 0
2030 | SPP_N_2_NE | SPP_N | NE | Internal | Shoulder | B12 | 200 | 384 | 0 | 85.31 | 78.7 | 0.01 | 0
2030 | SPP_N_2_NE | SPP_N | NE | Internal | Shoulder | B13 | 600 | 384 | 0 | 79.32 | 71.32 | 0.01 | 0
2030 | SPP_N_2_NE | SPP_N | NE | Internal | Shoulder | B14 | 900 | 384 | 384 | 21.74 | 35.05 | 0.01 | 13.3
2030 | SPP_N_2_NE | SPP_N | NE | Internal | Shoulder | B15 | 1203 | 384 | 0 | 0.01 | 0.01 | 0.01 | 0
2030 | SPP_N_2_NE | SPP_N | NE | Internal | Summer | B1 | 10 | 384 | 384 | 92.01 | 139.21 | 0.01 | 47.19
2030 | SPP_N_2_NE | SPP_N | NE | Internal | Summer | B2 | 25 | 384 | 0 | 144.28 | 137.6 | 0.01 | 0
2030 | SPP_N_2_NE | SPP_N | NE | Internal | Summer | B3 | 75 | 384 | 0 | 146.16 | 137.46 | 0.01 | 0
2030 | SPP_N_2_NE | SPP_N | NE | Internal | Summer | B4 | 100 | 384 | 0 | 143.79 | 138.31 | 0.01 | 0
2030 | SPP_N_2_NE | SPP_N | NE | Internal | Summer | B5 | 200 | 384 | 0 | 133.32 | 133.31 | 0.01 | 0
2030 | SPP_N_2_NE | SPP_N | NE | Internal | Summer | B6 | 300 | 384 | 0 | 95.8 | 95.79 | 0.01 | 0
2030 | SPP_N_2_NE | SPP_N | NE | Internal | Summer | B7 | 400 | 384 | 0 | 88.63 | 83.88 | 0.01 | 0
2030 | SPP_N_2_NE | SPP_N | NE | Internal | Summer | B8 | 500 | 384 | 0 | 87.5 | 80.37 | 0.01 | 0
2030 | SPP_N_2_NE | SPP_N | NE | Internal | Summer | B9 | 800 | 384 | 0 | 85.28 | 77.27 | 0.01 | 0
2030 | SPP_N_2_NE | SPP_N | NE | Internal | Summer | B10 | 1262 | 384 | 0 | 67.34 | 67.33 | 0.01 | 0
2030 | SPP_N_2_NE | SPP_N | NE | Internal | Winter | B16 | 25 | 384 | 0 | 73.56 | 0.01 | 0.01 | 0
2030 | SPP_N_2_NE | SPP_N | NE | Internal | Winter | B17 | 100 | 384 | 0 | 68.12 | 49.12 | 0.01 | 0
2030 | SPP_N_2_NE | SPP_N | NE | Internal | Winter | B18 | 400 | 384 | 0 | 81.55 | 71.94 | 0.01 | 0
2030 | SPP_N_2_NE | SPP_N | NE | Internal | Winter | B19 | 700 | 384 | 0 | 73.56 | 71.94 | 0.01 | 0
2030 | SPP_N_2_NE | SPP_N | NE | Internal | Winter | B20 | 935 | 384 | 0 | 11.52 | 11.51 | 0.01 | 0
2030 | SPP_N_2_SPP_S | SPP_N | SPP_S | Internal | Shoulder | B11 | 25 | 4000 | 3807.72 | 89.17 | 89.18 | 0.01 | 0
2030 | SPP_N_2_SPP_S | SPP_N | SPP_S | Internal | Shoulder | B12 | 200 | 4000 | 2687.87 | 85.31 | 85.32 | 0.01 | 0
2030 | SPP_N_2_SPP_S | SPP_N | SPP_S | Internal | Shoulder | B13 | 600 | 4000 | 3004.73 | 79.32 | 79.33 | 0.01 | 0
2030 | SPP_N_2_SPP_S | SPP_N | SPP_S | Internal | Shoulder | B14 | 900 | 4000 | 0 | 21.74 | 15.69 | 0.01 | 0
2030 | SPP_N_2_SPP_S | SPP_N | SPP_S | Internal | Shoulder | B15 | 1203 | 4000 | 0 | 0.01 | 0.01 | 0.01 | 0
2030 | SPP_N_2_SPP_S | SPP_N | SPP_S | Internal | Summer | B1 | 10 | 4000 | 0 | 92.01 | 88.64 | 0.01 | 0
2030 | SPP_N_2_SPP_S | SPP_N | SPP_S | Internal | Summer | B2 | 25 | 4000 | 0.02 | 144.28 | 144.28 | 0.01 | 0
2030 | SPP_N_2_SPP_S | SPP_N | SPP_S | Internal | Summer | B3 | 75 | 4000 | 210.33 | 146.16 | 146.17 | 0.01 | 0
2030 | SPP_N_2_SPP_S | SPP_N | SPP_S | Internal | Summer | B4 | 100 | 4000 | 0 | 143.79 | 143.79 | 0.01 | 0
2030 | SPP_N_2_SPP_S | SPP_N | SPP_S | Internal | Summer | B5 | 200 | 4000 | 0 | 133.32 | 133.32 | 0.01 | 0
2030 | SPP_N_2_SPP_S | SPP_N | SPP_S | Internal | Summer | B6 | 300 | 4000 | 762.52 | 95.8 | 95.82 | 0.01 | 0
2030 | SPP_N_2_SPP_S | SPP_N | SPP_S | Internal | Summer | B7 | 400 | 4000 | 3502.26 | 88.63 | 88.64 | 0.01 | 0
2030 | SPP_N_2_SPP_S | SPP_N | SPP_S | Internal | Summer | B8 | 500 | 4000 | 4000 | 87.5 | 88.44 | 0.01 | 0.92
2030 | SPP_N_2_SPP_S | SPP_N | SPP_S | Internal | Summer | B9 | 800 | 4000 | 4000 | 85.28 | 87.41 | 0.01 | 2.12
2030 | SPP_N_2_SPP_S | SPP_N | SPP_S | Internal | Summer | B10 | 1262 | 4000 | 4000 | 67.34 | 71.87 | 0.01 | 4.52
2030 | SPP_N_2_SPP_S | SPP_N | SPP_S | Internal | Winter | B16 | 25 | 4000 | 3819.61 | 73.56 | 73.57 | 0.01 | 0
2030 | SPP_N_2_SPP_S | SPP_N | SPP_S | Internal | Winter | B17 | 100 | 4000 | 3656.2 | 68.12 | 68.14 | 0.01 | 0
2030 | SPP_N_2_SPP_S | SPP_N | SPP_S | Internal | Winter | B18 | 400 | 4000 | 2460.6 | 81.55 | 81.56 | 0.01 | 0
2030 | SPP_N_2_SPP_S | SPP_N | SPP_S | Internal | Winter | B19 | 700 | 4000 | 2805.36 | 73.56 | 73.57 | 0.01 | 0
2030 | SPP_N_2_SPP_S | SPP_N | SPP_S | Internal | Winter | B20 | 935 | 4000 | 1131.07 | 11.52 | 11.53 | 0.01 | 0
2030 | SPP_S_2_ENT | SPP_S | ENT | Internal | Shoulder | B11 | 25 | 4280 | 0.02 | 89.18 | 94.17 | 5 | 0
2030 | SPP_S_2_ENT | SPP_S | ENT | Internal | Shoulder | B12 | 200 | 4280 | 3453.62 | 85.32 | 90.32 | 5 | 0
2030 | SPP_S_2_ENT | SPP_S | ENT | Internal | Shoulder | B13 | 600 | 4280 | 3738.28 | 79.33 | 84.33 | 5 | 0
2030 | SPP_S_2_ENT | SPP_S | ENT | Internal | Shoulder | B14 | 900 | 4280 | 4280 | 15.69 | 78.23 | 5 | 57.54
2030 | SPP_S_2_ENT | SPP_S | ENT | Internal | Shoulder | B15 | 1203 | 4280 | 4280 | 0.01 | 71.41 | 5 | 66.4
2030 | SPP_S_2_ENT | SPP_S | ENT | Internal | Summer | B1 | 10 | 4280 | 4280 | 88.64 | 132.79 | 5 | 39.15
2030 | SPP_S_2_ENT | SPP_S | ENT | Internal | Summer | B2 | 25 | 4280 | 2905.09 | 144.28 | 149.28 | 5 | 0
2030 | SPP_S_2_ENT | SPP_S | ENT | Internal | Summer | B3 | 75 | 4280 | 0 | 146.17 | 151.16 | 5 | 0
2030 | SPP_S_2_ENT | SPP_S | ENT | Internal | Summer | B4 | 100 | 4280 | 1530.31 | 143.79 | 148.79 | 5 | 0
2030 | SPP_S_2_ENT | SPP_S | ENT | Internal | Summer | B5 | 200 | 4280 | 1424.73 | 133.32 | 138.32 | 5 | 0
2030 | SPP_S_2_ENT | SPP_S | ENT | Internal | Summer | B6 | 300 | 4280 | 0 | 95.82 | 100.8 | 5 | 0
2030 | SPP_S_2_ENT | SPP_S | ENT | Internal | Summer | B7 | 400 | 4280 | 0 | 88.64 | 93.63 | 5 | 0
2030 | SPP_S_2_ENT | SPP_S | ENT | Internal | Summer | B8 | 500 | 4280 | 0 | 88.44 | 92.5 | 5 | 0
2030 | SPP_S_2_ENT | SPP_S | ENT | Internal | Summer | B9 | 800 | 4280 | 0 | 87.41 | 90.28 | 5 | 0
2030 | SPP_S_2_ENT | SPP_S | ENT | Internal | Summer | B10 | 1262 | 4280 | 4124.18 | 71.87 | 76.87 | 5 | 0
2030 | SPP_S_2_ENT | SPP_S | ENT | Internal | Winter | B16 | 25 | 4280 | 4280 | 73.57 | 90.91 | 5 | 12.33
2030 | SPP_S_2_ENT | SPP_S | ENT | Internal | Winter | B17 | 100 | 4280 | 4280 | 68.14 | 86.56 | 5 | 13.43
2030 | SPP_S_2_ENT | SPP_S | ENT | Internal | Winter | B18 | 400 | 4280 | 2802.19 | 81.56 | 86.56 | 5 | 0
2030 | SPP_S_2_ENT | SPP_S | ENT | Internal | Winter | B19 | 700 | 4280 | 4280 | 73.57 | 80.91 | 5 | 2.34
2030 | SPP_S_2_ENT | SPP_S | ENT | Internal | Winter | B20 | 935 | 4280 | 4280 | 11.53 | 70.06 | 5 | 53.53
2030 | SPP_S_2_SPP_N | SPP_S | SPP_N | Internal | Shoulder | B11 | 25 | 640 | 0 | 89.18 | 89.17 | 0.01 | 0
2030 | SPP_S_2_SPP_N | SPP_S | SPP_N | Internal | Shoulder | B12 | 200 | 640 | 0 | 85.32 | 85.31 | 0.01 | 0
2030 | SPP_S_2_SPP_N | SPP_S | SPP_N | Internal | Shoulder | B13 | 600 | 640 | 0 | 79.33 | 79.32 | 0.01 | 0
2030 | SPP_S_2_SPP_N | SPP_S | SPP_N | Internal | Shoulder | B14 | 900 | 640 | 640 | 15.69 | 21.74 | 0.01 | 6.04
2030 | SPP_S_2_SPP_N | SPP_S | SPP_N | Internal | Shoulder | B15 | 1203 | 640 | 0 | 0.01 | 0.01 | 0.01 | 0
2030 | SPP_S_2_SPP_N | SPP_S | SPP_N | Internal | Summer | B1 | 10 | 640 | 640 | 88.64 | 92.01 | 0.01 | 3.35
2030 | SPP_S_2_SPP_N | SPP_S | SPP_N | Internal | Summer | B2 | 25 | 640 | 0.02 | 144.28 | 144.28 | 0.01 | 0
2030 | SPP_S_2_SPP_N | SPP_S | SPP_N | Internal | Summer | B3 | 75 | 640 | 0 | 146.17 | 146.16 | 0.01 | 0
2030 | SPP_S_2_SPP_N | SPP_S | SPP_N | Internal | Summer | B4 | 100 | 640 | 0 | 143.79 | 143.79 | 0.01 | 0
2030 | SPP_S_2_SPP_N | SPP_S | SPP_N | Internal | Summer | B5 | 200 | 640 | 0 | 133.32 | 133.32 | 0.01 | 0
2030 | SPP_S_2_SPP_N | SPP_S | SPP_N | Internal | Summer | B6 | 300 | 640 | 0 | 95.82 | 95.8 | 0.01 | 0
2030 | SPP_S_2_SPP_N | SPP_S | SPP_N | Internal | Summer | B7 | 400 | 640 | 0 | 88.64 | 88.63 | 0.01 | 0
2030 | SPP_S_2_SPP_N | SPP_S | SPP_N | Internal | Summer | B8 | 500 | 640 | 0 | 88.44 | 87.5 | 0.01 | 0
2030 | SPP_S_2_SPP_N | SPP_S | SPP_N | Internal | Summer | B9 | 800 | 640 | 0 | 87.41 | 85.28 | 0.01 | 0
2030 | SPP_S_2_SPP_N | SPP_S | SPP_N | Internal | Summer | B10 | 1262 | 640 | 0 | 71.87 | 67.34 | 0.01 | 0
2030 | SPP_S_2_SPP_N | SPP_S | SPP_N | Internal | Winter | B16 | 25 | 640 | 0 | 73.57 | 73.56 | 0.01 | 0
2030 | SPP_S_2_SPP_N | SPP_S | SPP_N | Internal | Winter | B17 | 100 | 640 | 0 | 68.14 | 68.12 | 0.01 | 0
2030 | SPP_S_2_SPP_N | SPP_S | SPP_N | Internal | Winter | B18 | 400 | 640 | 0 | 81.56 | 81.55 | 0.01 | 0
2030 | SPP_S_2_SPP_N | SPP_S | SPP_N | Internal | Winter | B19 | 700 | 640 | 0 | 73.57 | 73.56 | 0.01 | 0
2030 | SPP_S_2_SPP_N | SPP_S | SPP_N | Internal | Winter | B20 | 935 | 640 | 0 | 11.53 | 11.52 | 0.01 | 0
2030 | TVA_2_ENT | TVA | ENT | Internal | Shoulder | B11 | 25 | 500 | 0 | 95.75 | 94.17 | 9 | 0
2030 | TVA_2_ENT | TVA | ENT | Internal | Shoulder | B12 | 200 | 500 | 0 | 91.72 | 90.32 | 9 | 0
2030 | TVA_2_ENT | TVA | ENT | Internal | Shoulder | B13 | 600 | 500 | 0 | 84.65 | 84.33 | 9 | 0
2030 | TVA_2_ENT | TVA | ENT | Internal | Shoulder | B14 | 900 | 500 | 0 | 84.65 | 78.23 | 9 | 0
2030 | TVA_2_ENT | TVA | ENT | Internal | Shoulder | B15 | 1203 | 500 | 0 | 79.42 | 71.41 | 9 | 0
2030 | TVA_2_ENT | TVA | ENT | Internal | Summer | B1 | 10 | 500 | 0 | 158.61 | 132.79 | 9 | 0
2030 | TVA_2_ENT | TVA | ENT | Internal | Summer | B2 | 25 | 500 | 0 | 158.61 | 149.28 | 9 | 0
2030 | TVA_2_ENT | TVA | ENT | Internal | Summer | B3 | 75 | 500 | 0 | 150.52 | 151.16 | 9 | 0
2030 | TVA_2_ENT | TVA | ENT | Internal | Summer | B4 | 100 | 500 | 0 | 148.8 | 148.79 | 9 | 0
2030 | TVA_2_ENT | TVA | ENT | Internal | Summer | B5 | 200 | 500 | 0 | 146.32 | 138.32 | 9 | 0
2030 | TVA_2_ENT | TVA | ENT | Internal | Summer | B6 | 300 | 500 | 0 | 108.8 | 100.8 | 9 | 0
2030 | TVA_2_ENT | TVA | ENT | Internal | Summer | B7 | 400 | 500 | 0 | 96.89 | 93.63 | 9 | 0
2030 | TVA_2_ENT | TVA | ENT | Internal | Summer | B8 | 500 | 500 | 0 | 93.39 | 92.5 | 9 | 0
2030 | TVA_2_ENT | TVA | ENT | Internal | Summer | B9 | 800 | 500 | 0 | 90.29 | 90.28 | 9 | 0
2030 | TVA_2_ENT | TVA | ENT | Internal | Summer | B10 | 1262 | 500 | 0 | 80.35 | 76.87 | 9 | 0
2030 | TVA_2_ENT | TVA | ENT | Internal | Winter | B16 | 25 | 500 | 0 | 98.92 | 90.91 | 9 | 0
2030 | TVA_2_ENT | TVA | ENT | Internal | Winter | B17 | 100 | 500 | 0 | 94.57 | 86.56 | 9 | 0
2030 | TVA_2_ENT | TVA | ENT | Internal | Winter | B18 | 400 | 500 | 0 | 87.66 | 86.56 | 9 | 0
2030 | TVA_2_ENT | TVA | ENT | Internal | Winter | B19 | 700 | 500 | 0 | 87.66 | 80.91 | 9 | 0
2030 | TVA_2_ENT | TVA | ENT | Internal | Winter | B20 | 935 | 500 | 0 | 82 | 70.06 | 9 | 0
2030 | TVA_2_NonRTO_Midwest | TVA | NonRTO_Midwest | Internal | Shoulder | B11 | 25 | 100 | 0 | 95.75 | 83.91 | 9 | 0
2030 | TVA_2_NonRTO_Midwest | TVA | NonRTO_Midwest | Internal | Shoulder | B12 | 200 | 100 | 0 | 91.72 | 83.91 | 9 | 0
2030 | TVA_2_NonRTO_Midwest | TVA | NonRTO_Midwest | Internal | Shoulder | B13 | 600 | 100 | 0 | 84.65 | 83.91 | 9 | 0
2030 | TVA_2_NonRTO_Midwest | TVA | NonRTO_Midwest | Internal | Shoulder | B14 | 900 | 100 | 0 | 84.65 | 83.91 | 9 | 0
2030 | TVA_2_NonRTO_Midwest | TVA | NonRTO_Midwest | Internal | Shoulder | B15 | 1203 | 100 | 0 | 79.42 | 79.43 | 9 | 0
2030 | TVA_2_NonRTO_Midwest | TVA | NonRTO_Midwest | Internal | Summer | B1 | 10 | 100 | 0 | 158.61 | 148.77 | 9 | 0
2030 | TVA_2_NonRTO_Midwest | TVA | NonRTO_Midwest | Internal | Summer | B2 | 25 | 100 | 0 | 158.61 | 150.6 | 9 | 0
2030 | TVA_2_NonRTO_Midwest | TVA | NonRTO_Midwest | Internal | Summer | B3 | 75 | 100 | 0 | 150.52 | 149.2 | 9 | 0
2030 | TVA_2_NonRTO_Midwest | TVA | NonRTO_Midwest | Internal | Summer | B4 | 100 | 100 | 0 | 148.8 | 148.77 | 9 | 0
2030 | TVA_2_NonRTO_Midwest | TVA | NonRTO_Midwest | Internal | Summer | B5 | 200 | 100 | 0 | 146.32 | 146.31 | 9 | 0
2030 | TVA_2_NonRTO_Midwest | TVA | NonRTO_Midwest | Internal | Summer | B6 | 300 | 100 | 0 | 108.8 | 108.79 | 9 | 0
2030 | TVA_2_NonRTO_Midwest | TVA | NonRTO_Midwest | Internal | Summer | B7 | 400 | 100 | 0 | 96.89 | 96.88 | 9 | 0
2030 | TVA_2_NonRTO_Midwest | TVA | NonRTO_Midwest | Internal | Summer | B8 | 500 | 100 | 0 | 93.39 | 93.37 | 9 | 0
2030 | TVA_2_NonRTO_Midwest | TVA | NonRTO_Midwest | Internal | Summer | B9 | 800 | 100 | 0 | 90.29 | 90.26 | 9 | 0
2030 | TVA_2_NonRTO_Midwest | TVA | NonRTO_Midwest | Internal | Summer | B10 | 1262 | 100 | 0 | 80.35 | 82.56 | 9 | 0
2030 | TVA_2_NonRTO_Midwest | TVA | NonRTO_Midwest | Internal | Winter | B16 | 25 | 100 | 0 | 98.92 | 105.23 | 9 | 0
2030 | TVA_2_NonRTO_Midwest | TVA | NonRTO_Midwest | Internal | Winter | B17 | 100 | 100 | 0 | 94.57 | 86.56 | 9 | 0
2030 | TVA_2_NonRTO_Midwest | TVA | NonRTO_Midwest | Internal | Winter | B18 | 400 | 100 | 0 | 87.66 | 86.55 | 9 | 0
2030 | TVA_2_NonRTO_Midwest | TVA | NonRTO_Midwest | Internal | Winter | B19 | 700 | 100 | 0 | 87.66 | 86.55 | 9 | 0
2030 | TVA_2_NonRTO_Midwest | TVA | NonRTO_Midwest | Internal | Winter | B20 | 935 | 100 | 0 | 82 | 82.28 | 9 | 0
2030 | TVA_2_PJM_ROR | TVA | PJM_ROR | Internal | Shoulder | B11 | 25 | 500 | 0 | 95.75 | 92.05 | 9 | 0
2030 | TVA_2_PJM_ROR | TVA | PJM_ROR | Internal | Shoulder | B12 | 200 | 500 | 0 | 91.72 | 87.5 | 9 | 0
2030 | TVA_2_PJM_ROR | TVA | PJM_ROR | Internal | Shoulder | B13 | 600 | 500 | 0 | 84.65 | 85.73 | 9 | 0
2030 | TVA_2_PJM_ROR | TVA | PJM_ROR | Internal | Shoulder | B14 | 900 | 500 | 0 | 84.65 | 79.33 | 9 | 0
2030 | TVA_2_PJM_ROR | TVA | PJM_ROR | Internal | Shoulder | B15 | 1203 | 500 | 0 | 79.42 | 75.83 | 9 | 0
2030 | TVA_2_PJM_ROR | TVA | PJM_ROR | Internal | Summer | B1 | 10 | 500 | 0 | 158.61 | 146.21 | 9 | 0
2030 | TVA_2_PJM_ROR | TVA | PJM_ROR | Internal | Summer | B2 | 25 | 500 | 0 | 158.61 | 144.6 | 9 | 0
2030 | TVA_2_PJM_ROR | TVA | PJM_ROR | Internal | Summer | B3 | 75 | 500 | 0 | 150.52 | 143.2 | 9 | 0
2030 | TVA_2_PJM_ROR | TVA | PJM_ROR | Internal | Summer | B4 | 100 | 500 | 0 | 148.8 | 140.31 | 9 | 0
2030 | TVA_2_PJM_ROR | TVA | PJM_ROR | Internal | Summer | B5 | 200 | 500 | 0 | 146.32 | 140.31 | 9 | 0
2030 | TVA_2_PJM_ROR | TVA | PJM_ROR | Internal | Summer | B6 | 300 | 500 | 0 | 108.8 | 102.79 | 9 | 0
2030 | TVA_2_PJM_ROR | TVA | PJM_ROR | Internal | Summer | B7 | 400 | 500 | 0 | 96.89 | 90.88 | 9 | 0
2030 | TVA_2_PJM_ROR | TVA | PJM_ROR | Internal | Summer | B8 | 500 | 500 | 0 | 93.39 | 87.37 | 9 | 0
2030 | TVA_2_PJM_ROR | TVA | PJM_ROR | Internal | Summer | B9 | 800 | 500 | 0 | 90.29 | 84.27 | 9 | 0
2030 | TVA_2_PJM_ROR | TVA | PJM_ROR | Internal | Summer | B10 | 1262 | 500 | 0 | 80.35 | 74.33 | 9 | 0
2030 | TVA_2_PJM_ROR | TVA | PJM_ROR | Internal | Winter | B16 | 25 | 500 | 0 | 98.92 | 95.86 | 9 | 0
2030 | TVA_2_PJM_ROR | TVA | PJM_ROR | Internal | Winter | B17 | 100 | 500 | 0 | 94.57 | 93.92 | 9 | 0
2030 | TVA_2_PJM_ROR | TVA | PJM_ROR | Internal | Winter | B18 | 400 | 500 | 0 | 87.66 | 91.12 | 9 | 0
2030 | TVA_2_PJM_ROR | TVA | PJM_ROR | Internal | Winter | B19 | 700 | 500 | 0 | 87.66 | 81.65 | 9 | 0
2030 | TVA_2_PJM_ROR | TVA | PJM_ROR | Internal | Winter | B20 | 935 | 500 | 0 | 82 | 78.9 | 9 | 0
2030 | TVA_2_SOCO | TVA | SOCO | Internal | Shoulder | B11 | 25 | 500 | 0 | 95.75 | 96.95 | 9 | 0
2030 | TVA_2_SOCO | TVA | SOCO | Internal | Shoulder | B12 | 200 | 500 | 0 | 91.72 | 92.33 | 9 | 0
2030 | TVA_2_SOCO | TVA | SOCO | Internal | Shoulder | B13 | 600 | 500 | 0 | 84.65 | 92.33 | 9 | 0
2030 | TVA_2_SOCO | TVA | SOCO | Internal | Shoulder | B14 | 900 | 500 | 0 | 84.65 | 92.33 | 9 | 0
2030 | TVA_2_SOCO | TVA | SOCO | Internal | Shoulder | B15 | 1203 | 500 | 0 | 79.42 | 80.61 | 9 | 0
2030 | TVA_2_SOCO | TVA | SOCO | Internal | Summer | B1 | 10 | 500 | 500 | 158.61 | 741.19 | 9 | 573.58
2030 | TVA_2_SOCO | TVA | SOCO | Internal | Summer | B2 | 25 | 500 | 500 | 158.61 | 478.61 | 9 | 311
2030 | TVA_2_SOCO | TVA | SOCO | Internal | Summer | B3 | 75 | 500 | 0 | 150.52 | 159.51 | 9 | 0
2030 | TVA_2_SOCO | TVA | SOCO | Internal | Summer | B4 | 100 | 500 | 0 | 148.8 | 156.79 | 9 | 0
2030 | TVA_2_SOCO | TVA | SOCO | Internal | Summer | B5 | 200 | 500 | 0 | 146.32 | 136.31 | 9 | 0
2030 | TVA_2_SOCO | TVA | SOCO | Internal | Summer | B6 | 300 | 500 | 0 | 108.8 | 98.79 | 9 | 0
2030 | TVA_2_SOCO | TVA | SOCO | Internal | Summer | B7 | 400 | 500 | 0 | 96.89 | 94.16 | 9 | 0
2030 | TVA_2_SOCO | TVA | SOCO | Internal | Summer | B8 | 500 | 500 | 0 | 93.39 | 90.83 | 9 | 0
2030 | TVA_2_SOCO | TVA | SOCO | Internal | Summer | B9 | 800 | 500 | 0 | 90.29 | 90.83 | 9 | 0
2030 | TVA_2_SOCO | TVA | SOCO | Internal | Summer | B10 | 1262 | 500 | 0 | 80.35 | 84.87 | 9 | 0
2030 | TVA_2_SOCO | TVA | SOCO | Internal | Winter | B16 | 25 | 500 | 0 | 98.92 | 98.91 | 9 | 0
2030 | TVA_2_SOCO | TVA | SOCO | Internal | Winter | B17 | 100 | 500 | 0 | 94.57 | 95.49 | 9 | 0
2030 | TVA_2_SOCO | TVA | SOCO | Internal | Winter | B18 | 400 | 500 | 0 | 87.66 | 95.49 | 9 | 0
2030 | TVA_2_SOCO | TVA | SOCO | Internal | Winter | B19 | 700 | 500 | 0 | 87.66 | 94.65 | 9 | 0
2030 | TVA_2_SOCO | TVA | SOCO | Internal | Winter | B20 | 935 | 500 | 0 | 82 | 83.9 | 9 | 0
2030 | TVA_2_VACAR | TVA | VACAR | Internal | Shoulder | B11 | 25 | 150 | 0 | 95.75 | 98.05 | 9 | 0
2030 | TVA_2_VACAR | TVA | VACAR | Internal | Shoulder | B12 | 200 | 150 | 0 | 91.72 | 93.5 | 9 | 0
2030 | TVA_2_VACAR | TVA | VACAR | Internal | Shoulder | B13 | 600 | 150 | 0 | 84.65 | 87.44 | 9 | 0
2030 | TVA_2_VACAR | TVA | VACAR | Internal | Shoulder | B14 | 900 | 150 | 0 | 84.65 | 85.33 | 9 | 0
2030 | TVA_2_VACAR | TVA | VACAR | Internal | Shoulder | B15 | 1203 | 150 | 0 | 79.42 | 82.78 | 9 | 0
2030 | TVA_2_VACAR | TVA | VACAR | Internal | Summer | B1 | 10 | 150 | 150 | 158.61 | 751.19 | 9 | 583.58
2030 | TVA_2_VACAR | TVA | VACAR | Internal | Summer | B2 | 25 | 150 | 150 | 158.61 | 728.68 | 9 | 561.07
2030 | TVA_2_VACAR | TVA | VACAR | Internal | Summer | B3 | 75 | 150 | 142.74 | 150.52 | 159.52 | 9 | 0
2030 | TVA_2_VACAR | TVA | VACAR | Internal | Summer | B4 | 100 | 150 | 0 | 148.8 | 149.79 | 9 | 0
2030 | TVA_2_VACAR | TVA | VACAR | Internal | Summer | B5 | 200 | 150 | 0 | 146.32 | 146.31 | 9 | 0
2030 | TVA_2_VACAR | TVA | VACAR | Internal | Summer | B6 | 300 | 150 | 0 | 108.8 | 108.79 | 9 | 0
2030 | TVA_2_VACAR | TVA | VACAR | Internal | Summer | B7 | 400 | 150 | 0 | 96.89 | 96.88 | 9 | 0
2030 | TVA_2_VACAR | TVA | VACAR | Internal | Summer | B8 | 500 | 150 | 0 | 93.39 | 93.37 | 9 | 0
2030 | TVA_2_VACAR | TVA | VACAR | Internal | Summer | B9 | 800 | 150 | 0 | 90.29 | 83.83 | 9 | 0
2030 | TVA_2_VACAR | TVA | VACAR | Internal | Summer | B10 | 1262 | 150 | 0 | 80.35 | 80.82 | 9 | 0
2030 | TVA_2_VACAR | TVA | VACAR | Internal | Winter | B16 | 25 | 150 | 150 | 98.92 | 108.91 | 9 | 0.99
2030 | TVA_2_VACAR | TVA | VACAR | Internal | Winter | B17 | 100 | 150 | 0 | 94.57 | 100.84 | 9 | 0
2030 | TVA_2_VACAR | TVA | VACAR | Internal | Winter | B18 | 400 | 150 | 0 | 87.66 | 95.58 | 9 | 0
2030 | TVA_2_VACAR | TVA | VACAR | Internal | Winter | B19 | 700 | 150 | 0 | 87.66 | 87.65 | 9 | 0
2030 | TVA_2_VACAR | TVA | VACAR | Internal | Winter | B20 | 935 | 150 | 0 | 82 | 87.17 | 9 | 0
2030 | TVA_Transmission_2_ENT | TVA_Transmission | ENT | Internal | Shoulder | B11 | 25 | 3000 | 0 | 95.73 | 94.17 | 9 | 0
2030 | TVA_Transmission_2_ENT | TVA_Transmission | ENT | Internal | Shoulder | B12 | 200 | 3000 | 0 | 91.71 | 90.32 | 9 | 0
2030 | TVA_Transmission_2_ENT | TVA_Transmission | ENT | Internal | Shoulder | B13 | 600 | 3000 | 0 | 84.64 | 84.33 | 9 | 0
2030 | TVA_Transmission_2_ENT | TVA_Transmission | ENT | Internal | Shoulder | B14 | 900 | 3000 | 0 | 84.64 | 78.23 | 9 | 0
2030 | TVA_Transmission_2_ENT | TVA_Transmission | ENT | Internal | Shoulder | B15 | 1203 | 3000 | 0 | 79.41 | 71.41 | 9 | 0
2030 | TVA_Transmission_2_ENT | TVA_Transmission | ENT | Internal | Summer | B1 | 10 | 3000 | 0 | 158.6 | 132.79 | 9 | 0
2030 | TVA_Transmission_2_ENT | TVA_Transmission | ENT | Internal | Summer | B2 | 25 | 3000 | 0 | 158.6 | 149.28 | 9 | 0
2030 | TVA_Transmission_2_ENT | TVA_Transmission | ENT | Internal | Summer | B3 | 75 | 3000 | 0 | 150.51 | 151.16 | 9 | 0
2030 | TVA_Transmission_2_ENT | TVA_Transmission | ENT | Internal | Summer | B4 | 100 | 3000 | 0 | 148.79 | 148.79 | 9 | 0
2030 | TVA_Transmission_2_ENT | TVA_Transmission | ENT | Internal | Summer | B5 | 200 | 3000 | 0 | 146.31 | 138.32 | 9 | 0
2030 | TVA_Transmission_2_ENT | TVA_Transmission | ENT | Internal | Summer | B6 | 300 | 3000 | 0 | 108.79 | 100.8 | 9 | 0
2030 | TVA_Transmission_2_ENT | TVA_Transmission | ENT | Internal | Summer | B7 | 400 | 3000 | 0 | 96.88 | 93.63 | 9 | 0
2030 | TVA_Transmission_2_ENT | TVA_Transmission | ENT | Internal | Summer | B8 | 500 | 3000 | 0 | 93.37 | 92.5 | 9 | 0
2030 | TVA_Transmission_2_ENT | TVA_Transmission | ENT | Internal | Summer | B9 | 800 | 3000 | 0 | 90.28 | 90.28 | 9 | 0
2030 | TVA_Transmission_2_ENT | TVA_Transmission | ENT | Internal | Summer | B10 | 1262 | 3000 | 0 | 80.34 | 76.87 | 9 | 0
2030 | TVA_Transmission_2_ENT | TVA_Transmission | ENT | Internal | Winter | B16 | 25 | 3000 | 0 | 98.91 | 90.91 | 9 | 0
2030 | TVA_Transmission_2_ENT | TVA_Transmission | ENT | Internal | Winter | B17 | 100 | 3000 | 0 | 94.56 | 86.56 | 9 | 0
2030 | TVA_Transmission_2_ENT | TVA_Transmission | ENT | Internal | Winter | B18 | 400 | 3000 | 0 | 87.65 | 86.56 | 9 | 0
2030 | TVA_Transmission_2_ENT | TVA_Transmission | ENT | Internal | Winter | B19 | 700 | 3000 | 0 | 87.65 | 80.91 | 9 | 0
2030 | TVA_Transmission_2_ENT | TVA_Transmission | ENT | Internal | Winter | B20 | 935 | 3000 | 0 | 81.99 | 70.06 | 9 | 0
2030 | TVA_Transmission_2_NonRTO_Midwest | TVA_Transmission | NonRTO_Midwest | Internal | Shoulder | B11 | 25 | 700 | 0 | 95.73 | 83.91 | 9 | 0
2030 | TVA_Transmission_2_NonRTO_Midwest | TVA_Transmission | NonRTO_Midwest | Internal | Shoulder | B12 | 200 | 700 | 0 | 91.71 | 83.91 | 9 | 0
2030 | TVA_Transmission_2_NonRTO_Midwest | TVA_Transmission | NonRTO_Midwest | Internal | Shoulder | B13 | 600 | 700 | 0 | 84.64 | 83.91 | 9 | 0
2030 | TVA_Transmission_2_NonRTO_Midwest | TVA_Transmission | NonRTO_Midwest | Internal | Shoulder | B14 | 900 | 700 | 0 | 84.64 | 83.91 | 9 | 0
2030 | TVA_Transmission_2_NonRTO_Midwest | TVA_Transmission | NonRTO_Midwest | Internal | Shoulder | B15 | 1203 | 700 | 0 | 79.41 | 79.43 | 9 | 0
2030 | TVA_Transmission_2_NonRTO_Midwest | TVA_Transmission | NonRTO_Midwest | Internal | Summer | B1 | 10 | 700 | 0 | 158.6 | 148.77 | 9 | 0
2030 | TVA_Transmission_2_NonRTO_Midwest | TVA_Transmission | NonRTO_Midwest | Internal | Summer | B2 | 25 | 700 | 0 | 158.6 | 150.6 | 9 | 0
2030 | TVA_Transmission_2_NonRTO_Midwest | TVA_Transmission | NonRTO_Midwest | Internal | Summer | B3 | 75 | 700 | 0 | 150.51 | 149.2 | 9 | 0
2030 | TVA_Transmission_2_NonRTO_Midwest | TVA_Transmission | NonRTO_Midwest | Internal | Summer | B4 | 100 | 700 | 0 | 148.79 | 148.77 | 9 | 0
2030 | TVA_Transmission_2_NonRTO_Midwest | TVA_Transmission | NonRTO_Midwest | Internal | Summer | B5 | 200 | 700 | 0 | 146.31 | 146.31 | 9 | 0
2030 | TVA_Transmission_2_NonRTO_Midwest | TVA_Transmission | NonRTO_Midwest | Internal | Summer | B6 | 300 | 700 | 0 | 108.79 | 108.79 | 9 | 0
2030 | TVA_Transmission_2_NonRTO_Midwest | TVA_Transmission | NonRTO_Midwest | Internal | Summer | B7 | 400 | 700 | 0 | 96.88 | 96.88 | 9 | 0
2030 | TVA_Transmission_2_NonRTO_Midwest | TVA_Transmission | NonRTO_Midwest | Internal | Summer | B8 | 500 | 700 | 0 | 93.37 | 93.37 | 9 | 0
2030 | TVA_Transmission_2_NonRTO_Midwest | TVA_Transmission | NonRTO_Midwest | Internal | Summer | B9 | 800 | 700 | 0 | 90.28 | 90.26 | 9 | 0
2030 | TVA_Transmission_2_NonRTO_Midwest | TVA_Transmission | NonRTO_Midwest | Internal | Summer | B10 | 1262 | 700 | 0 | 80.34 | 82.56 | 9 | 0
2030 | TVA_Transmission_2_NonRTO_Midwest | TVA_Transmission | NonRTO_Midwest | Internal | Winter | B16 | 25 | 700 | 0 | 98.91 | 105.23 | 9 | 0
2030 | TVA_Transmission_2_NonRTO_Midwest | TVA_Transmission | NonRTO_Midwest | Internal | Winter | B17 | 100 | 700 | 0 | 94.56 | 86.56 | 9 | 0
2030 | TVA_Transmission_2_NonRTO_Midwest | TVA_Transmission | NonRTO_Midwest | Internal | Winter | B18 | 400 | 700 | 0 | 87.65 | 86.55 | 9 | 0
2030 | TVA_Transmission_2_NonRTO_Midwest | TVA_Transmission | NonRTO_Midwest | Internal | Winter | B19 | 700 | 700 | 0 | 87.65 | 86.55 | 9 | 0
2030 | TVA_Transmission_2_NonRTO_Midwest | TVA_Transmission | NonRTO_Midwest | Internal | Winter | B20 | 935 | 700 | 0 | 81.99 | 82.28 | 9 | 0
2030 | TVA_Transmission_2_PJM_ROR | TVA_Transmission | PJM_ROR | Internal | Shoulder | B11 | 25 | 2000 | 0 | 95.73 | 92.05 | 9 | 0
2030 | TVA_Transmission_2_PJM_ROR | TVA_Transmission | PJM_ROR | Internal | Shoulder | B12 | 200 | 2000 | 0 | 91.71 | 87.5 | 9 | 0
2030 | TVA_Transmission_2_PJM_ROR | TVA_Transmission | PJM_ROR | Internal | Shoulder | B13 | 600 | 2000 | 0 | 84.64 | 85.73 | 9 | 0
2030 | TVA_Transmission_2_PJM_ROR | TVA_Transmission | PJM_ROR | Internal | Shoulder | B14 | 900 | 2000 | 0 | 84.64 | 79.33 | 9 | 0
2030 | TVA_Transmission_2_PJM_ROR | TVA_Transmission | PJM_ROR | Internal | Shoulder | B15 | 1203 | 2000 | 0 | 79.41 | 75.83 | 9 | 0
2030 | TVA_Transmission_2_PJM_ROR | TVA_Transmission | PJM_ROR | Internal | Summer | B1 | 10 | 2000 | 0 | 158.6 | 146.21 | 9 | 0
2030 | TVA_Transmission_2_PJM_ROR | TVA_Transmission | PJM_ROR | Internal | Summer | B2 | 25 | 2000 | 0 | 158.6 | 144.6 | 9 | 0
2030 | TVA_Transmission_2_PJM_ROR | TVA_Transmission | PJM_ROR | Internal | Summer | B3 | 75 | 2000 | 0 | 150.51 | 143.2 | 9 | 0
2030 | TVA_Transmission_2_PJM_ROR | TVA_Transmission | PJM_ROR | Internal | Summer | B4 | 100 | 2000 | 0 | 148.79 | 140.31 | 9 | 0
2030 | TVA_Transmission_2_PJM_ROR | TVA_Transmission | PJM_ROR | Internal | Summer | B5 | 200 | 2000 | 0 | 146.31 | 140.31 | 9 | 0
2030 | TVA_Transmission_2_PJM_ROR | TVA_Transmission | PJM_ROR | Internal | Summer | B6 | 300 | 2000 | 0 | 108.79 | 102.79 | 9 | 0
2030 | TVA_Transmission_2_PJM_ROR | TVA_Transmission | PJM_ROR | Internal | Summer | B7 | 400 | 2000 | 0 | 96.88 | 90.88 | 9 | 0
2030 | TVA_Transmission_2_PJM_ROR | TVA_Transmission | PJM_ROR | Internal | Summer | B8 | 500 | 2000 | 0 | 93.37 | 87.37 | 9 | 0
2030 | TVA_Transmission_2_PJM_ROR | TVA_Transmission | PJM_ROR | Internal | Summer | B9 | 800 | 2000 | 0 | 90.28 | 84.27 | 9 | 0
2030 | TVA_Transmission_2_PJM_ROR | TVA_Transmission | PJM_ROR | Internal | Summer | B10 | 1262 | 2000 | 0 | 80.34 | 74.33 | 9 | 0
2030 | TVA_Transmission_2_PJM_ROR | TVA_Transmission | PJM_ROR | Internal | Winter | B16 | 25 | 2000 | 0 | 98.91 | 95.86 | 9 | 0
2030 | TVA_Transmission_2_PJM_ROR | TVA_Transmission | PJM_ROR | Internal | Winter | B17 | 100 | 2000 | 0 | 94.56 | 93.92 | 9 | 0
2030 | TVA_Transmission_2_PJM_ROR | TVA_Transmission | PJM_ROR | Internal | Winter | B18 | 400 | 2000 | 0 | 87.65 | 91.12 | 9 | 0
2030 | TVA_Transmission_2_PJM_ROR | TVA_Transmission | PJM_ROR | Internal | Winter | B19 | 700 | 2000 | 0 | 87.65 | 81.65 | 9 | 0
2030 | TVA_Transmission_2_PJM_ROR | TVA_Transmission | PJM_ROR | Internal | Winter | B20 | 935 | 2000 | 0 | 81.99 | 78.9 | 9 | 0
2030 | TVA_Transmission_2_SOCO | TVA_Transmission | SOCO | Internal | Shoulder | B11 | 25 | 3200 | 0 | 95.73 | 96.95 | 9 | 0
2030 | TVA_Transmission_2_SOCO | TVA_Transmission | SOCO | Internal | Shoulder | B12 | 200 | 3200 | 0 | 91.71 | 92.33 | 9 | 0
2030 | TVA_Transmission_2_SOCO | TVA_Transmission | SOCO | Internal | Shoulder | B13 | 600 | 3200 | 0 | 84.64 | 92.33 | 9 | 0
2030 | TVA_Transmission_2_SOCO | TVA_Transmission | SOCO | Internal | Shoulder | B14 | 900 | 3200 | 0 | 84.64 | 92.33 | 9 | 0
2030 | TVA_Transmission_2_SOCO | TVA_Transmission | SOCO | Internal | Shoulder | B15 | 1203 | 3200 | 0 | 79.41 | 80.61 | 9 | 0
2030 | TVA_Transmission_2_SOCO | TVA_Transmission | SOCO | Internal | Summer | B1 | 10 | 3200 | 3200 | 158.6 | 741.19 | 9 | 573.59
2030 | TVA_Transmission_2_SOCO | TVA_Transmission | SOCO | Internal | Summer | B2 | 25 | 3200 | 3200 | 158.6 | 478.61 | 9 | 311.01
2030 | TVA_Transmission_2_SOCO | TVA_Transmission | SOCO | Internal | Summer | B3 | 75 | 3200 | 447.28 | 150.51 | 159.51 | 9 | 0
2030 | TVA_Transmission_2_SOCO | TVA_Transmission | SOCO | Internal | Summer | B4 | 100 | 3200 | 0 | 148.79 | 156.79 | 9 | 0
2030 | TVA_Transmission_2_SOCO | TVA_Transmission | SOCO | Internal | Summer | B5 | 200 | 3200 | 0 | 146.31 | 136.31 | 9 | 0
2030 | TVA_Transmission_2_SOCO | TVA_Transmission | SOCO | Internal | Summer | B6 | 300 | 3200 | 0 | 108.79 | 98.79 | 9 | 0
2030 | TVA_Transmission_2_SOCO | TVA_Transmission | SOCO | Internal | Summer | B7 | 400 | 3200 | 0 | 96.88 | 94.16 | 9 | 0
2030 | TVA_Transmission_2_SOCO | TVA_Transmission | SOCO | Internal | Summer | B8 | 500 | 3200 | 0 | 93.37 | 90.83 | 9 | 0
2030 | TVA_Transmission_2_SOCO | TVA_Transmission | SOCO | Internal | Summer | B9 | 800 | 3200 | 0 | 90.28 | 90.83 | 9 | 0
2030 | TVA_Transmission_2_SOCO | TVA_Transmission | SOCO | Internal | Summer | B10 | 1262 | 3200 | 0 | 80.34 | 84.87 | 9 | 0
2030 | TVA_Transmission_2_SOCO | TVA_Transmission | SOCO | Internal | Winter | B16 | 25 | 3200 | 0 | 98.91 | 98.91 | 9 | 0
2030 | TVA_Transmission_2_SOCO | TVA_Transmission | SOCO | Internal | Winter | B17 | 100 | 3200 | 0 | 94.56 | 95.49 | 9 | 0
2030 | TVA_Transmission_2_SOCO | TVA_Transmission | SOCO | Internal | Winter | B18 | 400 | 3200 | 0 | 87.65 | 95.49 | 9 | 0
2030 | TVA_Transmission_2_SOCO | TVA_Transmission | SOCO | Internal | Winter | B19 | 700 | 3200 | 0 | 87.65 | 94.65 | 9 | 0
2030 | TVA_Transmission_2_SOCO | TVA_Transmission | SOCO | Internal | Winter | B20 | 935 | 3200 | 0 | 81.99 | 83.9 | 9 | 0
2030 | TVA_Transmission_2_TVA | TVA_Transmission | TVA | Internal | Shoulder | B11 | 25 | 99999 | 4229.66 | 95.73 | 95.75 | 0.01 | 0
2030 | TVA_Transmission_2_TVA | TVA_Transmission | TVA | Internal | Shoulder | B12 | 200 | 99999 | 2746.3 | 91.71 | 91.72 | 0.01 | 0
2030 | TVA_Transmission_2_TVA | TVA_Transmission | TVA | Internal | Shoulder | B13 | 600 | 99999 | 4000 | 84.64 | 84.65 | 0.01 | 0
2030 | TVA_Transmission_2_TVA | TVA_Transmission | TVA | Internal | Shoulder | B14 | 900 | 99999 | 4000 | 84.64 | 84.65 | 0.01 | 0
2030 | TVA_Transmission_2_TVA | TVA_Transmission | TVA | Internal | Shoulder | B15 | 1203 | 99999 | 5684.69 | 79.41 | 79.42 | 0.01 | 0
2030 | TVA_Transmission_2_TVA | TVA_Transmission | TVA | Internal | Summer | B1 | 10 | 99999 | 6900 | 158.6 | 158.61 | 0.01 | 0
2030 | TVA_Transmission_2_TVA | TVA_Transmission | TVA | Internal | Summer | B2 | 25 | 99999 | 6091.25 | 158.6 | 158.61 | 0.01 | 0
2030 | TVA_Transmission_2_TVA | TVA_Transmission | TVA | Internal | Summer | B3 | 75 | 99999 | 5152.73 | 150.51 | 150.52 | 0.01 | 0
2030 | TVA_Transmission_2_TVA | TVA_Transmission | TVA | Internal | Summer | B4 | 100 | 99999 | 4344.32 | 148.79 | 148.8 | 0.01 | 0
2030 | TVA_Transmission_2_TVA | TVA_Transmission | TVA | Internal | Summer | B5 | 200 | 99999 | 2818.36 | 146.31 | 146.32 | 0.01 | 0
2030 | TVA_Transmission_2_TVA | TVA_Transmission | TVA | Internal | Summer | B6 | 300 | 99999 | 2402.36 | 108.79 | 108.8 | 0.01 | 0
2030 | TVA_Transmission_2_TVA | TVA_Transmission | TVA | Internal | Summer | B7 | 400 | 99999 | 168.09 | 96.88 | 96.89 | 0.01 | 0
2030 | TVA_Transmission_2_TVA | TVA_Transmission | TVA | Internal | Summer | B8 | 500 | 99999 | 2431.84 | 93.37 | 93.39 | 0.01 | 0
2030 | TVA_Transmission_2_TVA | TVA_Transmission | TVA | Internal | Summer | B9 | 800 | 99999 | 4141.42 | 90.28 | 90.29 | 0.01 | 0
2030 | TVA_Transmission_2_TVA | TVA_Transmission | TVA | Internal | Summer | B10 | 1262 | 99999 | 2671.7 | 80.34 | 80.35 | 0.01 | 0
2030 | TVA_Transmission_2_TVA | TVA_Transmission | TVA | Internal | Winter | B16 | 25 | 99999 | 4648.17 | 98.91 | 98.92 | 0.01 | 0
2030 | TVA_Transmission_2_TVA | TVA_Transmission | TVA | Internal | Winter | B17 | 100 | 99999 | 6021.47 | 94.56 | 94.57 | 0.01 | 0
2030 | TVA_Transmission_2_TVA | TVA_Transmission | TVA | Internal | Winter | B18 | 400 | 99999 | 4000 | 87.65 | 87.66 | 0.01 | 0
2030 | TVA_Transmission_2_TVA | TVA_Transmission | TVA | Internal | Winter | B19 | 700 | 99999 | 4387.13 | 87.65 | 87.66 | 0.01 | 0
2030 | TVA_Transmission_2_TVA | TVA_Transmission | TVA | Internal | Winter | B20 | 935 | 99999 | 6100 | 81.99 | 82 | 0.01 | 0
2030 | TVA_Transmission_2_VACAR | TVA_Transmission | VACAR | Internal | Shoulder | B11 | 25 | 900 | 0 | 95.73 | 98.05 | 9 | 0
2030 | TVA_Transmission_2_VACAR | TVA_Transmission | VACAR | Internal | Shoulder | B12 | 200 | 900 | 0 | 91.71 | 93.5 | 9 | 0
2030 | TVA_Transmission_2_VACAR | TVA_Transmission | VACAR | Internal | Shoulder | B13 | 600 | 900 | 0 | 84.64 | 87.44 | 9 | 0
2030 | TVA_Transmission_2_VACAR | TVA_Transmission | VACAR | Internal | Shoulder | B14 | 900 | 900 | 0 | 84.64 | 85.33 | 9 | 0
2030 | TVA_Transmission_2_VACAR | TVA_Transmission | VACAR | Internal | Shoulder | B15 | 1203 | 900 | 0 | 79.41 | 82.78 | 9 | 0
2030 | TVA_Transmission_2_VACAR | TVA_Transmission | VACAR | Internal | Summer | B1 | 10 | 900 | 900 | 158.6 | 751.19 | 9 | 583.59
2030 | TVA_Transmission_2_VACAR | TVA_Transmission | VACAR | Internal | Summer | B2 | 25 | 900 | 900 | 158.6 | 728.68 | 9 | 561.08
2030 | TVA_Transmission_2_VACAR | TVA_Transmission | VACAR | Internal | Summer | B3 | 75 | 900 | 899.99 | 150.51 | 159.52 | 9 | 0.01
2030 | TVA_Transmission_2_VACAR | TVA_Transmission | VACAR | Internal | Summer | B4 | 100 | 900 | 0 | 148.79 | 149.79 | 9 | 0
2030 | TVA_Transmission_2_VACAR | TVA_Transmission | VACAR | Internal | Summer | B5 | 200 | 900 | 0 | 146.31 | 146.31 | 9 | 0
2030 | TVA_Transmission_2_VACAR | TVA_Transmission | VACAR | Internal | Summer | B6 | 300 | 900 | 0 | 108.79 | 108.79 | 9 | 0
2030 | TVA_Transmission_2_VACAR | TVA_Transmission | VACAR | Internal | Summer | B7 | 400 | 900 | 0 | 96.88 | 96.88 | 9 | 0
2030 | TVA_Transmission_2_VACAR | TVA_Transmission | VACAR | Internal | Summer | B8 | 500 | 900 | 0 | 93.37 | 93.37 | 9 | 0
2030 | TVA_Transmission_2_VACAR | TVA_Transmission | VACAR | Internal | Summer | B9 | 800 | 900 | 0 | 90.28 | 83.83 | 9 | 0
2030 | TVA_Transmission_2_VACAR | TVA_Transmission | VACAR | Internal | Summer | B10 | 1262 | 900 | 0 | 80.34 | 80.82 | 9 | 0
2030 | TVA_Transmission_2_VACAR | TVA_Transmission | VACAR | Internal | Winter | B16 | 25 | 900 | 900 | 98.91 | 108.91 | 9 | 1
2030 | TVA_Transmission_2_VACAR | TVA_Transmission | VACAR | Internal | Winter | B17 | 100 | 900 | 0 | 94.56 | 100.84 | 9 | 0
2030 | TVA_Transmission_2_VACAR | TVA_Transmission | VACAR | Internal | Winter | B18 | 400 | 900 | 0 | 87.65 | 95.58 | 9 | 0
2030 | TVA_Transmission_2_VACAR | TVA_Transmission | VACAR | Internal | Winter | B19 | 700 | 900 | 0 | 87.65 | 87.65 | 9 | 0
2030 | TVA_Transmission_2_VACAR | TVA_Transmission | VACAR | Internal | Winter | B20 | 935 | 900 | 0 | 81.99 | 87.17 | 9 | 0
2030 | VACAR_2_PJM_ROR | VACAR | PJM_ROR | Internal | Shoulder | B11 | 25 | 2000 | 0 | 98.05 | 92.05 | 7 | 0
2030 | VACAR_2_PJM_ROR | VACAR | PJM_ROR | Internal | Shoulder | B12 | 200 | 2000 | 0 | 93.5 | 87.5 | 7 | 0
2030 | VACAR_2_PJM_ROR | VACAR | PJM_ROR | Internal | Shoulder | B13 | 600 | 2000 | 0 | 87.44 | 85.73 | 7 | 0
2030 | VACAR_2_PJM_ROR | VACAR | PJM_ROR | Internal | Shoulder | B14 | 900 | 2000 | 0 | 85.33 | 79.33 | 7 | 0
2030 | VACAR_2_PJM_ROR | VACAR | PJM_ROR | Internal | Shoulder | B15 | 1203 | 2000 | 0 | 82.78 | 75.83 | 7 | 0
2030 | VACAR_2_PJM_ROR | VACAR | PJM_ROR | Internal | Summer | B1 | 10 | 2000 | 0 | 751.19 | 146.21 | 7 | 0
2030 | VACAR_2_PJM_ROR | VACAR | PJM_ROR | Internal | Summer | B2 | 25 | 2000 | 0 | 728.68 | 144.6 | 7 | 0
2030 | VACAR_2_PJM_ROR | VACAR | PJM_ROR | Internal | Summer | B3 | 75 | 2000 | 0 | 159.52 | 143.2 | 7 | 0
2030 | VACAR_2_PJM_ROR | VACAR | PJM_ROR | Internal | Summer | B4 | 100 | 2000 | 0 | 149.79 | 140.31 | 7 | 0
2030 | VACAR_2_PJM_ROR | VACAR | PJM_ROR | Internal | Summer | B5 | 200 | 2000 | 0 | 146.31 | 140.31 | 7 | 0
2030 | VACAR_2_PJM_ROR | VACAR | PJM_ROR | Internal | Summer | B6 | 300 | 2000 | 0 | 108.79 | 102.79 | 7 | 0
2030 | VACAR_2_PJM_ROR | VACAR | PJM_ROR | Internal | Summer | B7 | 400 | 2000 | 0 | 96.88 | 90.88 | 7 | 0
2030 | VACAR_2_PJM_ROR | VACAR | PJM_ROR | Internal | Summer | B8 | 500 | 2000 | 0 | 93.37 | 87.37 | 7 | 0
2030 | VACAR_2_PJM_ROR | VACAR | PJM_ROR | Internal | Summer | B9 | 800 | 2000 | 0 | 83.83 | 84.27 | 7 | 0
2030 | VACAR_2_PJM_ROR | VACAR | PJM_ROR | Internal | Summer | B10 | 1262 | 2000 | 0 | 80.82 | 74.33 | 7 | 0
2030 | VACAR_2_PJM_ROR | VACAR | PJM_ROR | Internal | Winter | B16 | 25 | 2000 | 0 | 108.91 | 95.86 | 7 | 0
2030 | VACAR_2_PJM_ROR | VACAR | PJM_ROR | Internal | Winter | B17 | 100 | 2000 | 0 | 100.84 | 93.92 | 7 | 0
2030 | VACAR_2_PJM_ROR | VACAR | PJM_ROR | Internal | Winter | B18 | 400 | 2000 | 0 | 95.58 | 91.12 | 7 | 0
2030 | VACAR_2_PJM_ROR | VACAR | PJM_ROR | Internal | Winter | B19 | 700 | 2000 | 0 | 87.65 | 81.65 | 7 | 0
2030 | VACAR_2_PJM_ROR | VACAR | PJM_ROR | Internal | Winter | B20 | 935 | 2000 | 0 | 87.17 | 78.9 | 7 | 0
2030 | VACAR_2_SOCO | VACAR | SOCO | Internal | Shoulder | B11 | 25 | 3000 | 0 | 98.05 | 96.95 | 7 | 0
2030 | VACAR_2_SOCO | VACAR | SOCO | Internal | Shoulder | B12 | 200 | 3000 | 0 | 93.5 | 92.33 | 7 | 0
2030 | VACAR_2_SOCO | VACAR | SOCO | Internal | Shoulder | B13 | 600 | 3000 | 0 | 87.44 | 92.33 | 7 | 0
2030 | VACAR_2_SOCO | VACAR | SOCO | Internal | Shoulder | B14 | 900 | 3000 | 1572.87 | 85.33 | 92.33 | 7 | 0
2030 | VACAR_2_SOCO | VACAR | SOCO | Internal | Shoulder | B15 | 1203 | 3000 | 0 | 82.78 | 80.61 | 7 | 0
2030 | VACAR_2_SOCO | VACAR | SOCO | Internal | Summer | B1 | 10 | 3000 | 0 | 751.19 | 741.19 | 7 | 0
2030 | VACAR_2_SOCO | VACAR | SOCO | Internal | Summer | B2 | 25 | 3000 | 0 | 728.68 | 478.61 | 7 | 0
2030 | VACAR_2_SOCO | VACAR | SOCO | Internal | Summer | B3 | 75 | 3000 | 0 | 159.52 | 159.51 | 7 | 0
2030 | VACAR_2_SOCO | VACAR | SOCO | Internal | Summer | B4 | 100 | 3000 | 204.05 | 149.79 | 156.79 | 7 | 0
2030 | VACAR_2_SOCO | VACAR | SOCO | Internal | Summer | B5 | 200 | 3000 | 0 | 146.31 | 136.31 | 7 | 0
2030 | VACAR_2_SOCO | VACAR | SOCO | Internal | Summer | B6 | 300 | 3000 | 0 | 108.79 | 98.79 | 7 | 0
2030 | VACAR_2_SOCO | VACAR | SOCO | Internal | Summer | B7 | 400 | 3000 | 0 | 96.88 | 94.16 | 7 | 0
2030 | VACAR_2_SOCO | VACAR | SOCO | Internal | Summer | B8 | 500 | 3000 | 0 | 93.37 | 90.83 | 7 | 0
2030 | VACAR_2_SOCO | VACAR | SOCO | Internal | Summer | B9 | 800 | 3000 | 1845.62 | 83.83 | 90.83 | 7 | 0
2030 | VACAR_2_SOCO | VACAR | SOCO | Internal | Summer | B10 | 1262 | 3000 | 0 | 80.82 | 84.87 | 7 | 0
2030 | VACAR_2_SOCO | VACAR | SOCO | Internal | Winter | B16 | 25 | 3000 | 0 | 108.91 | 98.91 | 7 | 0
2030 | VACAR_2_SOCO | VACAR | SOCO | Internal | Winter | B17 | 100 | 3000 | 0 | 100.84 | 95.49 | 7 | 0
2030 | VACAR_2_SOCO | VACAR | SOCO | Internal | Winter | B18 | 400 | 3000 | 0 | 95.58 | 95.49 | 7 | 0
2030 | VACAR_2_SOCO | VACAR | SOCO | Internal | Winter | B19 | 700 | 3000 | 605.25 | 87.65 | 94.65 | 7 | 0
2030 | VACAR_2_SOCO | VACAR | SOCO | Internal | Winter | B20 | 935 | 3000 | 0 | 87.17 | 83.9 | 7 | 0
2030 | VACAR_2_TVA_Transmission | VACAR | TVA_Transmission | Internal | Shoulder | B11 | 25 | 900 | 0 | 98.05 | 95.73 | 7 | 0
2030 | VACAR_2_TVA_Transmission | VACAR | TVA_Transmission | Internal | Shoulder | B12 | 200 | 900 | 0 | 93.5 | 91.71 | 7 | 0
2030 | VACAR_2_TVA_Transmission | VACAR | TVA_Transmission | Internal | Shoulder | B13 | 600 | 900 | 0 | 87.44 | 84.64 | 7 | 0
2030 | VACAR_2_TVA_Transmission | VACAR | TVA_Transmission | Internal | Shoulder | B14 | 900 | 900 | 0 | 85.33 | 84.64 | 7 | 0
2030 | VACAR_2_TVA_Transmission | VACAR | TVA_Transmission | Internal | Shoulder | B15 | 1203 | 900 | 0 | 82.78 | 79.41 | 7 | 0
2030 | VACAR_2_TVA_Transmission | VACAR | TVA_Transmission | Internal | Summer | B1 | 10 | 900 | 0 | 751.19 | 158.6 | 7 | 0
2030 | VACAR_2_TVA_Transmission | VACAR | TVA_Transmission | Internal | Summer | B2 | 25 | 900 | 0 | 728.68 | 158.6 | 7 | 0
2030 | VACAR_2_TVA_Transmission | VACAR | TVA_Transmission | Internal | Summer | B3 | 75 | 900 | 0 | 159.52 | 150.51 | 7 | 0
2030 | VACAR_2_TVA_Transmission | VACAR | TVA_Transmission | Internal | Summer | B4 | 100 | 900 | 0 | 149.79 | 148.79 | 7 | 0
2030 | VACAR_2_TVA_Transmission | VACAR | TVA_Transmission | Internal | Summer | B5 | 200 | 900 | 0 | 146.31 | 146.31 | 7 | 0
2030 | VACAR_2_TVA_Transmission | VACAR | TVA_Transmission | Internal | Summer | B6 | 300 | 900 | 0 | 108.79 | 108.79 | 7 | 0
2030 | VACAR_2_TVA_Transmission | VACAR | TVA_Transmission | Internal | Summer | B7 | 400 | 900 | 0 | 96.88 | 96.88 | 7 | 0
2030 | VACAR_2_TVA_Transmission | VACAR | TVA_Transmission | Internal | Summer | B8 | 500 | 900 | 0 | 93.37 | 93.37 | 7 | 0
2030 | VACAR_2_TVA_Transmission | VACAR | TVA_Transmission | Internal | Summer | B9 | 800 | 900 | 0 | 83.83 | 90.28 | 7 | 0
2030 | VACAR_2_TVA_Transmission | VACAR | TVA_Transmission | Internal | Summer | B10 | 1262 | 900 | 0 | 80.82 | 80.34 | 7 | 0
2030 | VACAR_2_TVA_Transmission | VACAR | TVA_Transmission | Internal | Winter | B16 | 25 | 900 | 0 | 108.91 | 98.91 | 7 | 0
2030 | VACAR_2_TVA_Transmission | VACAR | TVA_Transmission | Internal | Winter | B17 | 100 | 900 | 0 | 100.84 | 94.56 | 7 | 0
2030 | VACAR_2_TVA_Transmission | VACAR | TVA_Transmission | Internal | Winter | B18 | 400 | 900 | 0 | 95.58 | 87.65 | 7 | 0
2030 | VACAR_2_TVA_Transmission | VACAR | TVA_Transmission | Internal | Winter | B19 | 700 | 900 | 0 | 87.65 | 87.65 | 7 | 0
2030 | VACAR_2_TVA_Transmission | VACAR | TVA_Transmission | Internal | Winter | B20 | 935 | 900 | 0 | 87.17 | 81.99 | 7 | 0
2035 | ENT_2_MISO_MO-IL | ENT | MISO_MO-IL | Internal | Shoulder | B11 | 25 | 2260 | 0 | 136.37 | 128.37 | 8 | 0
2035 | ENT_2_MISO_MO-IL | ENT | MISO_MO-IL | Internal | Shoulder | B12 | 200 | 2260 | 0 | 117.39 | 114.79 | 8 | 0
2035 | ENT_2_MISO_MO-IL | ENT | MISO_MO-IL | Internal | Shoulder | B13 | 600 | 2260 | 0 | 117.39 | 110.59 | 8 | 0
2035 | ENT_2_MISO_MO-IL | ENT | MISO_MO-IL | Internal | Shoulder | B14 | 900 | 2260 | 0 | 111.26 | 107.1 | 8 | 0
2035 | ENT_2_MISO_MO-IL | ENT | MISO_MO-IL | Internal | Shoulder | B15 | 1203 | 2260 | 0 | 99.61 | 91.61 | 8 | 0
2035 | ENT_2_MISO_MO-IL | ENT | MISO_MO-IL | Internal | Summer | B1 | 10 | 2260 | 1351.45 | 204.46 | 212.46 | 8 | 0
2035 | ENT_2_MISO_MO-IL | ENT | MISO_MO-IL | Internal | Summer | B2 | 25 | 2260 | 0 | 216.32 | 216.32 | 8 | 0
2035 | ENT_2_MISO_MO-IL | ENT | MISO_MO-IL | Internal | Summer | B3 | 75 | 2260 | 0 | 224.61 | 216.61 | 8 | 0
2035 | ENT_2_MISO_MO-IL | ENT | MISO_MO-IL | Internal | Summer | B4 | 100 | 2260 | 0 | 210.61 | 210.61 | 8 | 0
2035 | ENT_2_MISO_MO-IL | ENT | MISO_MO-IL | Internal | Summer | B5 | 200 | 2260 | 0 | 157.84 | 157.84 | 8 | 0
2035 | ENT_2_MISO_MO-IL | ENT | MISO_MO-IL | Internal | Summer | B6 | 300 | 2260 | 0 | 144.49 | 144.49 | 8 | 0
2035 | ENT_2_MISO_MO-IL | ENT | MISO_MO-IL | Internal | Summer | B7 | 400 | 2260 | 0 | 139.61 | 134.25 | 8 | 0
2035 | ENT_2_MISO_MO-IL | ENT | MISO_MO-IL | Internal | Summer | B8 | 500 | 2260 | 0 | 134.59 | 126.2 | 8 | 0
2035 | ENT_2_MISO_MO-IL | ENT | MISO_MO-IL | Internal | Summer | B9 | 800 | 2260 | 0 | 123.37 | 115.37 | 8 | 0
2035 | ENT_2_MISO_MO-IL | ENT | MISO_MO-IL | Internal | Summer | B10 | 1262 | 2260 | 0 | 105.16 | 105.16 | 8 | 0
2035 | ENT_2_MISO_MO-IL | ENT | MISO_MO-IL | Internal | Winter | B16 | 25 | 2260 | 0 | 133.72 | 117.86 | 8 | 0
2035 | ENT_2_MISO_MO-IL | ENT | MISO_MO-IL | Internal | Winter | B17 | 100 | 2260 | 0 | 120.47 | 117.86 | 8 | 0
2035 | ENT_2_MISO_MO-IL | ENT | MISO_MO-IL | Internal | Winter | B18 | 400 | 2260 | 0 | 120.47 | 113.37 | 8 | 0
2035 | ENT_2_MISO_MO-IL | ENT | MISO_MO-IL | Internal | Winter | B19 | 700 | 2260 | 0 | 114.64 | 111.17 | 8 | 0
2035 | ENT_2_MISO_MO-IL | ENT | MISO_MO-IL | Internal | Winter | B20 | 935 | 2260 | 0 | 96.51 | 88.51 | 8 | 0
2035 | ENT_2_SOCO | ENT | SOCO | Internal | Shoulder | B11 | 25 | 2000 | 0 | 136.37 | 138.57 | 8 | 0
2035 | ENT_2_SOCO | ENT | SOCO | Internal | Shoulder | B12 | 200 | 2000 | 0 | 117.39 | 120.15 | 8 | 0
2035 | ENT_2_SOCO | ENT | SOCO | Internal | Shoulder | B13 | 600 | 2000 | 0 | 117.39 | 119.26 | 8 | 0
2035 | ENT_2_SOCO | ENT | SOCO | Internal | Shoulder | B14 | 900 | 2000 | 163.72 | 111.26 | 119.26 | 8 | 0
2035 | ENT_2_SOCO | ENT | SOCO | Internal | Shoulder | B15 | 1203 | 2000 | 2000 | 99.61 | 107.81 | 8 | 0.2
2035 | ENT_2_SOCO | ENT | SOCO | Internal | Summer | B1 | 10 | 2000 | 2000 | 204.46 | 741.19 | 8 | 528.73
2035 | ENT_2_SOCO | ENT | SOCO | Internal | Summer | B2 | 25 | 2000 | 2000 | 216.32 | 565.38 | 8 | 341.06
2035 | ENT_2_SOCO | ENT | SOCO | Internal | Summer | B3 | 75 | 2000 | 2000 | 224.61 | 233.61 | 8 | 1
2035 | ENT_2_SOCO | ENT | SOCO | Internal | Summer | B4 | 100 | 2000 | 2000 | 210.61 | 225.6 | 8 | 6.99
2035 | ENT_2_SOCO | ENT | SOCO | Internal | Summer | B5 | 200 | 2000 | 0 | 157.84 | 159.59 | 8 | 0
2035 | ENT_2_SOCO | ENT | SOCO | Internal | Summer | B6 | 300 | 2000 | 0 | 144.49 | 137.01 | 8 | 0
2035 | ENT_2_SOCO | ENT | SOCO | Internal | Summer | B7 | 400 | 2000 | 0 | 139.61 | 136.24 | 8 | 0
2035 | ENT_2_SOCO | ENT | SOCO | Internal | Summer | B8 | 500 | 2000 | 0 | 134.59 | 125.95 | 8 | 0
2035 | ENT_2_SOCO | ENT | SOCO | Internal | Summer | B9 | 800 | 2000 | 0 | 123.37 | 117.93 | 8 | 0
2035 | ENT_2_SOCO | ENT | SOCO | Internal | Summer | B10 | 1262 | 2000 | 283.11 | 105.16 | 113.16 | 8 | 0
2035 | ENT_2_SOCO | ENT | SOCO | Internal | Winter | B16 | 25 | 2000 | 1681.17 | 133.72 | 141.72 | 8 | 0
2035 | ENT_2_SOCO | ENT | SOCO | Internal | Winter | B17 | 100 | 2000 | 0 | 120.47 | 122.22 | 8 | 0
2035 | ENT_2_SOCO | ENT | SOCO | Internal | Winter | B18 | 400 | 2000 | 0 | 120.47 | 122.22 | 8 | 0
2035 | ENT_2_SOCO | ENT | SOCO | Internal | Winter | B19 | 700 | 2000 | 0 | 114.64 | 122.22 | 8 | 0
2035 | ENT_2_SOCO | ENT | SOCO | Internal | Winter | B20 | 935 | 2000 | 1611.17 | 96.51 | 104.51 | 8 | 0
2035 | ENT_2_TVA_Transmission | ENT | TVA_Transmission | Internal | Shoulder | B11 | 25 | 2100 | 0 | 136.37 | 136.37 | 8 | 0
2035 | ENT_2_TVA_Transmission | ENT | TVA_Transmission | Internal | Shoulder | B12 | 200 | 2100 | 0 | 117.39 | 122.79 | 8 | 0
2035 | ENT_2_TVA_Transmission | ENT | TVA_Transmission | Internal | Shoulder | B13 | 600 | 2100 | 0 | 117.39 | 118.59 | 8 | 0
2035 | ENT_2_TVA_Transmission | ENT | TVA_Transmission | Internal | Shoulder | B14 | 900 | 2100 | 0 | 111.26 | 118.59 | 8 | 0
2035 | ENT_2_TVA_Transmission | ENT | TVA_Transmission | Internal | Shoulder | B15 | 1203 | 2100 | 1815.07 | 99.61 | 107.61 | 8 | 0
2035 | ENT_2_TVA_Transmission | ENT | TVA_Transmission | Internal | Summer | B1 | 10 | 2100 | 2100 | 204.46 | 229.02 | 8 | 16.56
2035 | ENT_2_TVA_Transmission | ENT | TVA_Transmission | Internal | Summer | B2 | 25 | 2100 | 2100 | 216.32 | 232.31 | 8 | 7.99
2035 | ENT_2_TVA_Transmission | ENT | TVA_Transmission | Internal | Summer | B3 | 75 | 2100 | 0 | 224.61 | 224.61 | 8 | 0
2035 | ENT_2_TVA_Transmission | ENT | TVA_Transmission | Internal | Summer | B4 | 100 | 2100 | 36.55 | 210.61 | 218.61 | 8 | 0
2035 | ENT_2_TVA_Transmission | ENT | TVA_Transmission | Internal | Summer | B5 | 200 | 2100 | 298.82 | 157.84 | 165.84 | 8 | 0
2035 | ENT_2_TVA_Transmission | ENT | TVA_Transmission | Internal | Summer | B6 | 300 | 2100 | 0 | 144.49 | 147.01 | 8 | 0
2035 | ENT_2_TVA_Transmission | ENT | TVA_Transmission | Internal | Summer | B7 | 400 | 2100 | 0 | 139.61 | 136.24 | 8 | 0
2035 | ENT_2_TVA_Transmission | ENT | TVA_Transmission | Internal | Summer | B8 | 500 | 2100 | 0 | 134.59 | 125.95 | 8 | 0
2035 | ENT_2_TVA_Transmission | ENT | TVA_Transmission | Internal | Summer | B9 | 800 | 2100 | 0 | 123.37 | 123.36 | 8 | 0
2035 | ENT_2_TVA_Transmission | ENT | TVA_Transmission | Internal | Summer | B10 | 1262 | 2100 | 318.72 | 105.16 | 113.16 | 8 | 0
2035 | ENT_2_TVA_Transmission | ENT | TVA_Transmission | Internal | Winter | B16 | 25 | 2100 | 0 | 133.72 | 133.87 | 8 | 0
2035 | ENT_2_TVA_Transmission | ENT | TVA_Transmission | Internal | Winter | B17 | 100 | 2100 | 0 | 120.47 | 127.72 | 8 | 0
2035 | ENT_2_TVA_Transmission | ENT | TVA_Transmission | Internal | Winter | B18 | 400 | 2100 | 0 | 120.47 | 121.37 | 8 | 0
2035 | ENT_2_TVA_Transmission | ENT | TVA_Transmission | Internal | Winter | B19 | 700 | 2100 | 0 | 114.64 | 121.37 | 8 | 0
2035 | ENT_2_TVA_Transmission | ENT | TVA_Transmission | Internal | Winter | B20 | 935 | 2100 | 2100 | 96.51 | 104.52 | 8 | 0.01
2035 | FRCC_2_SOCO | FRCC | SOCO | Internal | Shoulder | B11 | 25 | 900 | 0 | 143.77 | 138.57 | 8 | 0
2035 | FRCC_2_SOCO | FRCC | SOCO | Internal | Shoulder | B12 | 200 | 900 | 0 | 130.15 | 120.15 | 8 | 0
2035 | FRCC_2_SOCO | FRCC | SOCO | Internal | Shoulder | B13 | 600 | 900 | 0 | 123.69 | 119.26 | 8 | 0
2035 | FRCC_2_SOCO | FRCC | SOCO | Internal | Shoulder | B14 | 900 | 900 | 0 | 123.69 | 119.26 | 8 | 0
2035 | FRCC_2_SOCO | FRCC | SOCO | Internal | Shoulder | B15 | 1203 | 900 | 0 | 102.62 | 107.81 | 8 | 0
2035 | FRCC_2_SOCO | FRCC | SOCO | Internal | Summer | B1 | 10 | 900 | 0 | 751.19 | 741.19 | 8 | 0
2035 | FRCC_2_SOCO | FRCC | SOCO | Internal | Summer | B2 | 25 | 900 | 0 | 575.38 | 565.38 | 8 | 0
2035 | FRCC_2_SOCO | FRCC | SOCO | Internal | Summer | B3 | 75 | 900 | 0 | 243.61 | 233.61 | 8 | 0
2035 | FRCC_2_SOCO | FRCC | SOCO | Internal | Summer | B4 | 100 | 900 | 0 | 235.6 | 225.6 | 8 | 0
2035 | FRCC_2_SOCO | FRCC | SOCO | Internal | Summer | B5 | 200 | 900 | 0 | 155.89 | 159.59 | 8 | 0
2035 | FRCC_2_SOCO | FRCC | SOCO | Internal | Summer | B6 | 300 | 900 | 0 | 142.71 | 137.01 | 8 | 0
2035 | FRCC_2_SOCO | FRCC | SOCO | Internal | Summer | B7 | 400 | 900 | 0 | 142.71 | 136.24 | 8 | 0
2035 | FRCC_2_SOCO | FRCC | SOCO | Internal | Summer | B8 | 500 | 900 | 0 | 135.95 | 125.95 | 8 | 0
2035 | FRCC_2_SOCO | FRCC | SOCO | Internal | Summer | B9 | 800 | 900 | 0 | 122.78 | 117.93 | 8 | 0
2035 | FRCC_2_SOCO | FRCC | SOCO | Internal | Summer | B10 | 1262 | 900 | 185.42 | 105.16 | 113.16 | 8 | 0
2035 | FRCC_2_SOCO | FRCC | SOCO | Internal | Winter | B16 | 25 | 900 | 0 | 146.69 | 141.72 | 8 | 0
2035 | FRCC_2_SOCO | FRCC | SOCO | Internal | Winter | B17 | 100 | 900 | 0 | 132.22 | 122.22 | 8 | 0
2035 | FRCC_2_SOCO | FRCC | SOCO | Internal | Winter | B18 | 400 | 900 | 0 | 126.17 | 122.22 | 8 | 0
2035 | FRCC_2_SOCO | FRCC | SOCO | Internal | Winter | B19 | 700 | 900 | 0 | 126.17 | 122.22 | 8 | 0
2035 | FRCC_2_SOCO | FRCC | SOCO | Internal | Winter | B20 | 935 | 900 | 0 | 100.67 | 104.51 | 8 | 0
2035 | HQ_NEISO_2_NEISO | HQ_NEISO | NEISO | Internal | Shoulder | B11 | 25 | 99999 | 3633.16 | 102.54 | 102.55 | 0.01 | 0
2035 | HQ_NEISO_2_NEISO | HQ_NEISO | NEISO | Internal | Shoulder | B12 | 200 | 99999 | 3626.01 | 102.54 | 102.55 | 0.01 | 0
2035 | HQ_NEISO_2_NEISO | HQ_NEISO | NEISO | Internal | Shoulder | B13 | 600 | 99999 | 3597.86 | 102.54 | 102.55 | 0.01 | 0
2035 | HQ_NEISO_2_NEISO | HQ_NEISO | NEISO | Internal | Shoulder | B14 | 900 | 99999 | 3548.62 | 102.54 | 102.55 | 0.01 | 0
2035 | HQ_NEISO_2_NEISO | HQ_NEISO | NEISO | Internal | Shoulder | B15 | 1203 | 99999 | 1636.23 | 102.54 | 102.55 | 0.01 | 0
2035 | HQ_NEISO_2_NEISO | HQ_NEISO | NEISO | Internal | Summer | B1 | 10 | 99999 | 4031.99 | 666.73 | 666.74 | 0.01 | 0
2035 | HQ_NEISO_2_NEISO | HQ_NEISO | NEISO | Internal | Summer | B2 | 25 | 99999 | 3984.73 | 558.22 | 558.23 | 0.01 | 0
2035 | HQ_NEISO_2_NEISO | HQ_NEISO | NEISO | Internal | Summer | B3 | 75 | 99999 | 3890.52 | 181.45 | 181.47 | 0.01 | 0
2035 | HQ_NEISO_2_NEISO | HQ_NEISO | NEISO | Internal | Summer | B4 | 100 | 99999 | 3809.54 | 144.21 | 144.22 | 0.01 | 0
2035 | HQ_NEISO_2_NEISO | HQ_NEISO | NEISO | Internal | Summer | B5 | 200 | 99999 | 3765.5 | 144.21 | 144.22 | 0.01 | 0
2035 | HQ_NEISO_2_NEISO | HQ_NEISO | NEISO | Internal | Summer | B6 | 300 | 99999 | 3715.82 | 106.37 | 106.39 | 0.01 | 0
2035 | HQ_NEISO_2_NEISO | HQ_NEISO | NEISO | Internal | Summer | B7 | 400 | 99999 | 3658.9 | 106.37 | 106.39 | 0.01 | 0
2035 | HQ_NEISO_2_NEISO | HQ_NEISO | NEISO | Internal | Summer | B8 | 500 | 99999 | 3614.15 | 106.37 | 106.39 | 0.01 | 0
2035 | HQ_NEISO_2_NEISO | HQ_NEISO | NEISO | Internal | Summer | B9 | 800 | 99999 | 3559.32 | 106.37 | 106.39 | 0.01 | 0
2035 | HQ_NEISO_2_NEISO | HQ_NEISO | NEISO | Internal | Summer | B10 | 1262 | 99999 | 1305.12 | 106.37 | 106.39 | 0.01 | 0
2035 | HQ_NEISO_2_NEISO | HQ_NEISO | NEISO | Internal | Winter | B16 | 25 | 99999 | 3732.28 | 102.54 | 102.55 | 0.01 | 0
2035 | HQ_NEISO_2_NEISO | HQ_NEISO | NEISO | Internal | Winter | B17 | 100 | 99999 | 3692.5 | 102.54 | 102.55 | 0.01 | 0
2035 | HQ_NEISO_2_NEISO | HQ_NEISO | NEISO | Internal | Winter | B18 | 400 | 99999 | 3662.05 | 102.54 | 102.55 | 0.01 | 0
2035 | HQ_NEISO_2_NEISO | HQ_NEISO | NEISO | Internal | Winter | B19 | 700 | 99999 | 3605.34 | 102.54 | 102.55 | 0.01 | 0
2035 | HQ_NEISO_2_NEISO | HQ_NEISO | NEISO | Internal | Winter | B20 | 935 | 99999 | 1784.05 | 102.54 | 102.55 | 0.01 | 0
2035 | HQ_NY_2_NYISO_A-F | HQ_NY | NYISO_A-F | Internal | Shoulder | B11 | 25 | 99999 | 2691.33 | 99.54 | 99.55 | 0.01 | 0
2035 | HQ_NY_2_NYISO_A-F | HQ_NY | NYISO_A-F | Internal | Shoulder | B12 | 200 | 99999 | 2724.39 | 99.54 | 99.55 | 0.01 | 0
2035 | HQ_NY_2_NYISO_A-F | HQ_NY | NYISO_A-F | Internal | Shoulder | B13 | 600 | 99999 | 2662.94 | 99.54 | 99.55 | 0.01 | 0
2035 | HQ_NY_2_NYISO_A-F | HQ_NY | NYISO_A-F | Internal | Shoulder | B14 | 900 | 99999 | 2561.49 | 99.54 | 99.55 | 0.01 | 0
2035 | HQ_NY_2_NYISO_A-F | HQ_NY | NYISO_A-F | Internal | Shoulder | B15 | 1203 | 99999 | 1489.7 | 99.54 | 99.55 | 0.01 | 0
2035 | HQ_NY_2_NYISO_A-F | HQ_NY | NYISO_A-F | Internal | Summer | B1 | 10 | 99999 | 3333.15 | 133.79 | 133.8 | 0.01 | 0
2035 | HQ_NY_2_NYISO_A-F | HQ_NY | NYISO_A-F | Internal | Summer | B2 | 25 | 99999 | 3246 | 148.19 | 148.21 | 0.01 | 0
2035 | HQ_NY_2_NYISO_A-F | HQ_NY | NYISO_A-F | Internal | Summer | B3 | 75 | 99999 | 3115.34 | 148.19 | 148.21 | 0.01 | 0
2035 | HQ_NY_2_NYISO_A-F | HQ_NY | NYISO_A-F | Internal | Summer | B4 | 100 | 99999 | 2975.05 | 147.21 | 147.22 | 0.01 | 0
2035 | HQ_NY_2_NYISO_A-F | HQ_NY | NYISO_A-F | Internal | Summer | B5 | 200 | 99999 | 2890.32 | 147.21 | 147.22 | 0.01 | 0
2035 | HQ_NY_2_NYISO_A-F | HQ_NY | NYISO_A-F | Internal | Summer | B6 | 300 | 99999 | 2805.75 | 109.37 | 109.39 | 0.01 | 0
2035 | HQ_NY_2_NYISO_A-F | HQ_NY | NYISO_A-F | Internal | Summer | B7 | 400 | 99999 | 2708.59 | 109.37 | 109.39 | 0.01 | 0
2035 | HQ_NY_2_NYISO_A-F | HQ_NY | NYISO_A-F | Internal | Summer | B8 | 500 | 99999 | 2642.79 | 109.36 | 109.37 | 0.01 | 0
2035 | HQ_NY_2_NYISO_A-F | HQ_NY | NYISO_A-F | Internal | Summer | B9 | 800 | 99999 | 2553.63 | 109.36 | 109.37 | 0.01 | 0
2035 | HQ_NY_2_NYISO_A-F | HQ_NY | NYISO_A-F | Internal | Summer | B10 | 1262 | 99999 | 1342.51 | 109.36 | 109.37 | 0.01 | 0
2035 | HQ_NY_2_NYISO_A-F | HQ_NY | NYISO_A-F | Internal | Winter | B16 | 25 | 99999 | 2921.46 | 99.54 | 99.55 | 0.01 | 0
2035 | HQ_NY_2_NYISO_A-F | HQ_NY | NYISO_A-F | Internal | Winter | B17 | 100 | 99999 | 2867.55 | 99.54 | 99.55 | 0.01 | 0
2035 | HQ_NY_2_NYISO_A-F | HQ_NY | NYISO_A-F | Internal | Winter | B18 | 400 | 99999 | 2805.58 | 99.54 | 99.55 | 0.01 | 0
2035 | HQ_NY_2_NYISO_A-F | HQ_NY | NYISO_A-F | Internal | Winter | B19 | 700 | 99999 | 2697.67 | 99.54 | 99.55 | 0.01 | 0
2035 | HQ_NY_2_NYISO_A-F | HQ_NY | NYISO_A-F | Internal | Winter | B20 | 935 | 99999 | 1660.67 | 99.54 | 99.55 | 0.01 | 0
2035 | HQ_IESO_2_IESO | HQ_IESO | IESO | Internal | Shoulder | B11 | 25 | 99999 | 1813.74 | 89.86 | 89.87 | 0.01 | 0
2035 | HQ_IESO_2_IESO | HQ_IESO | IESO | Internal | Shoulder | B12 | 200 | 99999 | 1851.76 | 89.86 | 89.87 | 0.01 | 0
2035 | HQ_IESO_2_IESO | HQ_IESO | IESO | Internal | Shoulder | B13 | 600 | 99999 | 1806.3 | 89.86 | 89.87 | 0.01 | 0
2035 | HQ_IESO_2_IESO | HQ_IESO | IESO | Internal | Shoulder | B14 | 900 | 99999 | 1723.21 | 89.86 | 89.87 | 0.01 | 0
2035 | HQ_IESO_2_IESO | HQ_IESO | IESO | Internal | Shoulder | B15 | 1203 | 99999 | 1191.51 | 89.86 | 89.87 | 0.01 | 0
2035 | HQ_IESO_2_IESO | HQ_IESO | IESO | Internal | Summer | B1 | 10 | 99999 | 2248.1 | 126.79 | 126.8 | 0.01 | 0
2035 | HQ_IESO_2_IESO | HQ_IESO | IESO | Internal | Summer | B2 | 25 | 99999 | 2168.22 | 126.79 | 126.8 | 0.01 | 0
2035 | HQ_IESO_2_IESO | HQ_IESO | IESO | Internal | Summer | B3 | 75 | 99999 | 2053.98 | 126.79 | 126.8 | 0.01 | 0
2035 | HQ_IESO_2_IESO | HQ_IESO | IESO | Internal | Summer | B4 | 100 | 99999 | 1980.51 | 98.12 | 98.14 | 0.01 | 0
2035 | HQ_IESO_2_IESO | HQ_IESO | IESO | Internal | Summer | B5 | 200 | 99999 | 1925.15 | 88.44 | 88.46 | 0.01 | 0
2035 | HQ_IESO_2_IESO | HQ_IESO | IESO | Internal | Summer | B6 | 300 | 99999 | 1880.07 | 88.44 | 88.46 | 0.01 | 0
2035 | HQ_IESO_2_IESO | HQ_IESO | IESO | Internal | Summer | B7 | 400 | 99999 | 1823.21 | 88.44 | 88.46 | 0.01 | 0
2035 | HQ_IESO_2_IESO | HQ_IESO | IESO | Internal | Summer | B8 | 500 | 99999 | 1760.86 | 88.44 | 88.46 | 0.01 | 0
2035 | HQ_IESO_2_IESO | HQ_IESO | IESO | Internal | Summer | B9 | 800 | 99999 | 1692.97 | 88.44 | 88.46 | 0.01 | 0
2035 | HQ_IESO_2_IESO | HQ_IESO | IESO | Internal | Summer | B10 | 1262 | 99999 | 1128.42 | 88.44 | 88.46 | 0.01 | 0
2035 | HQ_IESO_2_IESO | HQ_IESO | IESO | Internal | Winter | B16 | 25 | 99999 | 2031.74 | 89.86 | 89.87 | 0.01 | 0
2035 | HQ_IESO_2_IESO | HQ_IESO | IESO | Internal | Winter | B17 | 100 | 99999 | 1987.01 | 89.86 | 89.87 | 0.01 | 0
2035 | HQ_IESO_2_IESO | HQ_IESO | IESO | Internal | Winter | B18 | 400 | 99999 | 1935.5 | 89.86 | 89.87 | 0.01 | 0
2035 | HQ_IESO_2_IESO | HQ_IESO | IESO | Internal | Winter | B19 | 700 | 99999 | 1843.66 | 89.86 | 89.87 | 0.01 | 0
2035 | HQ_IESO_2_IESO | HQ_IESO | IESO | Internal | Winter | B20 | 935 | 99999 | 1306.45 | 89.86 | 89.87 | 0.01 | 0
2035 | IESO_2_MAPP_CA | IESO | MAPP_CA | Internal | Shoulder | B11 | 25 | 269 | 0 | 89.87 | 81.87 | 7 | 0
2035 | IESO_2_MAPP_CA | IESO | MAPP_CA | Internal | Shoulder | B12 | 200 | 269 | 175.65 | 89.87 | 96.87 | 7 | 0
2035 | IESO_2_MAPP_CA | IESO | MAPP_CA | Internal | Shoulder | B13 | 600 | 269 | 0 | 89.87 | 81.87 | 7 | 0
2035 | IESO_2_MAPP_CA | IESO | MAPP_CA | Internal | Shoulder | B14 | 900 | 269 | 0 | 89.87 | 12 | 7 | 0
2035 | IESO_2_MAPP_CA | IESO | MAPP_CA | Internal | Shoulder | B15 | 1203 | 269 | 0 | 89.87 | 12 | 7 | 0
2035 | IESO_2_MAPP_CA | IESO | MAPP_CA | Internal | Summer | B1 | 10 | 269 | 0 | 126.8 | 105.14 | 7 | 0
2035 | IESO_2_MAPP_CA | IESO | MAPP_CA | Internal | Summer | B2 | 25 | 269 | 0 | 126.8 | 105.14 | 7 | 0
2035 | IESO_2_MAPP_CA | IESO | MAPP_CA | Internal | Summer | B3 | 75 | 269 | 0 | 126.8 | 105.14 | 7 | 0
2035 | IESO_2_MAPP_CA | IESO | MAPP_CA | Internal | Summer | B4 | 100 | 269 | 193.71 | 98.14 | 105.14 | 7 | 0
2035 | IESO_2_MAPP_CA | IESO | MAPP_CA | Internal | Summer | B5 | 200 | 269 | 269 | 88.46 | 105.14 | 7 | 9.68
2035 | IESO_2_MAPP_CA | IESO | MAPP_CA | Internal | Summer | B6 | 300 | 269 | 269 | 88.46 | 105.14 | 7 | 9.68
2035 | IESO_2_MAPP_CA | IESO | MAPP_CA | Internal | Summer | B7 | 400 | 269 | 269 | 88.46 | 105.14 | 7 | 9.68
2035 | IESO_2_MAPP_CA | IESO | MAPP_CA | Internal | Summer | B8 | 500 | 269 | 269 | 88.46 | 105.14 | 7 | 9.68
2035 | IESO_2_MAPP_CA | IESO | MAPP_CA | Internal | Summer | B9 | 800 | 269 | 269 | 88.46 | 105.14 | 7 | 9.68
2035 | IESO_2_MAPP_CA | IESO | MAPP_CA | Internal | Summer | B10 | 1262 | 269 | 269 | 88.46 | 105.14 | 7 | 9.68
2035 | IESO_2_MAPP_CA | IESO | MAPP_CA | Internal | Winter | B16 | 25 | 269 | 0 | 89.87 | 81.86 | 7 | 0
2035 | IESO_2_MAPP_CA | IESO | MAPP_CA | Internal | Winter | B17 | 100 | 269 | 0 | 89.87 | 81.86 | 7 | 0
2035 | IESO_2_MAPP_CA | IESO | MAPP_CA | Internal | Winter | B18 | 400 | 269 | 0 | 89.87 | 81.86 | 7 | 0
2035 | IESO_2_MAPP_CA | IESO | MAPP_CA | Internal | Winter | B19 | 700 | 269 | 0 | 89.87 | 81.86 | 7 | 0
2035 | IESO_2_MAPP_CA | IESO | MAPP_CA | Internal | Winter | B20 | 935 | 269 | 0 | 89.87 | 81.86 | 7 | 0
2035 | IESO_2_MISO_MI | IESO | MISO_MI | Internal | Shoulder | B11 | 25 | 3125 | 3125 | 89.87 | 131.31 | 7 | 34.45
2035 | IESO_2_MISO_MI | IESO | MISO_MI | Internal | Shoulder | B12 | 200 | 3125 | 3125 | 89.87 | 128.67 | 7 | 31.8
2035 | IESO_2_MISO_MI | IESO | MISO_MI | Internal | Shoulder | B13 | 600 | 3125 | 3125 | 89.87 | 114.86 | 7 | 18
2035 | IESO_2_MISO_MI | IESO | MISO_MI | Internal | Shoulder | B14 | 900 | 3125 | 3125 | 89.87 | 114.73 | 7 | 17.86
2035 | IESO_2_MISO_MI | IESO | MISO_MI | Internal | Shoulder | B15 | 1203 | 3125 | 3125 | 89.87 | 99.11 | 7 | 2.24
2035 | IESO_2_MISO_MI | IESO | MISO_MI | Internal | Summer | B1 | 10 | 3125 | 3125 | 126.8 | 221.02 | 7 | 87.21
2035 | IESO_2_MISO_MI | IESO | MISO_MI | Internal | Summer | B2 | 25 | 3125 | 3125 | 126.8 | 220.31 | 7 | 86.5
2035 | IESO_2_MISO_MI | IESO | MISO_MI | Internal | Summer | B3 | 75 | 3125 | 3125 | 126.8 | 216.61 | 7 | 82.8
2035 | IESO_2_MISO_MI | IESO | MISO_MI | Internal | Summer | B4 | 100 | 3125 | 3125 | 98.14 | 210.61 | 7 | 105.48
2035 | IESO_2_MISO_MI | IESO | MISO_MI | Internal | Summer | B5 | 200 | 3125 | 3125 | 88.46 | 157.84 | 7 | 62.39
2035 | IESO_2_MISO_MI | IESO | MISO_MI | Internal | Summer | B6 | 300 | 3125 | 3125 | 88.46 | 144.49 | 7 | 49.03
2035 | IESO_2_MISO_MI | IESO | MISO_MI | Internal | Summer | B7 | 400 | 3125 | 3125 | 88.46 | 134.24 | 7 | 38.78
2035 | IESO_2_MISO_MI | IESO | MISO_MI | Internal | Summer | B8 | 500 | 3125 | 3125 | 88.46 | 126.19 | 7 | 30.73
2035 | IESO_2_MISO_MI | IESO | MISO_MI | Internal | Summer | B9 | 800 | 3125 | 3125 | 88.46 | 115.36 | 7 | 19.91
2035 | IESO_2_MISO_MI | IESO | MISO_MI | Internal | Summer | B10 | 1262 | 3125 | 3125 | 88.46 | 113.41 | 7 | 17.96
2035 | IESO_2_MISO_MI | IESO | MISO_MI | Internal | Winter | B16 | 25 | 3125 | 3125 | 89.87 | 131.53 | 7 | 34.66
2035 | IESO_2_MISO_MI | IESO | MISO_MI | Internal | Winter | B17 | 100 | 3125 | 3125 | 89.87 | 131.53 | 7 | 34.66
2035 | IESO_2_MISO_MI | IESO | MISO_MI | Internal | Winter | B18 | 400 | 3125 | 3125 | 89.87 | 119.89 | 7 | 23.02
2035 | IESO_2_MISO_MI | IESO | MISO_MI | Internal | Winter | B19 | 700 | 3125 | 3125 | 89.87 | 117.74 | 7 | 20.87
2035 | IESO_2_MISO_MI | IESO | MISO_MI | Internal | Winter | B20 | 935 | 3125 | 1961.36 | 89.87 | 96.87 | 7 | 0
2035 | IESO_2_MISO_W | IESO | MISO_W | Internal | Shoulder | B11 | 25 | 195 | 195 | 89.87 | 131.31 | 7 | 34.45
2035 | IESO_2_MISO_W | IESO | MISO_W | Internal | Shoulder | B12 | 200 | 195 | 195 | 89.87 | 114.78 | 7 | 17.91
2035 | IESO_2_MISO_W | IESO | MISO_W | Internal | Shoulder | B13 | 600 | 195 | 195 | 89.87 | 110.58 | 7 | 13.71
2035 | IESO_2_MISO_W | IESO | MISO_W | Internal | Shoulder | B14 | 900 | 195 | 0 | 89.87 | 12.01 | 7 | 0
2035 | IESO_2_MISO_W | IESO | MISO_W | Internal | Shoulder | B15 | 1203 | 195 | 0 | 89.87 | 7.01 | 7 | 0
2035 | IESO_2_MISO_W | IESO | MISO_W | Internal | Summer | B1 | 10 | 195 | 195 | 126.8 | 221.02 | 7 | 87.21
2035 | IESO_2_MISO_W | IESO | MISO_W | Internal | Summer | B2 | 25 | 195 | 195 | 126.8 | 216.31 | 7 | 82.5
2035 | IESO_2_MISO_W | IESO | MISO_W | Internal | Summer | B3 | 75 | 195 | 195 | 126.8 | 216.6 | 7 | 82.79
2035 | IESO_2_MISO_W | IESO | MISO_W | Internal | Summer | B4 | 100 | 195 | 195 | 98.14 | 210.6 | 7 | 105.46
2035 | IESO_2_MISO_W | IESO | MISO_W | Internal | Summer | B5 | 200 | 195 | 195 | 88.46 | 157.84 | 7 | 62.39
2035 | IESO_2_MISO_W | IESO | MISO_W | Internal | Summer | B6 | 300 | 195 | 195 | 88.46 | 144.49 | 7 | 49.03
2035 | IESO_2_MISO_W | IESO | MISO_W | Internal | Summer | B7 | 400 | 195 | 195 | 88.46 | 134.24 | 7 | 38.78
2035 | IESO_2_MISO_W | IESO | MISO_W | Internal | Summer | B8 | 500 | 195 | 195 | 88.46 | 126.19 | 7 | 30.73
2035 | IESO_2_MISO_W | IESO | MISO_W | Internal | Summer | B9 | 800 | 195 | 195 | 88.46 | 115.36 | 7 | 19.91
2035 | IESO_2_MISO_W | IESO | MISO_W | Internal | Summer | B10 | 1262 | 195 | 195 | 88.46 | 105.15 | 7 | 9.69
2035 | IESO_2_MISO_W | IESO | MISO_W | Internal | Winter | B16 | 25 | 195 | 0 | 89.87 | 0.01 | 7 | 0
2035 | IESO_2_MISO_W | IESO | MISO_W | Internal | Winter | B17 | 100 | 195 | 0 | 89.87 | 5.01 | 7 | 0
2035 | IESO_2_MISO_W | IESO | MISO_W | Internal | Winter | B18 | 400 | 195 | 0 | 89.87 | 81.87 | 7 | 0
2035 | IESO_2_MISO_W | IESO | MISO_W | Internal | Winter | B19 | 700 | 195 | 0 | 89.87 | 81.87 | 7 | 0
2035 | IESO_2_MISO_W | IESO | MISO_W | Internal | Winter | B20 | 935 | 195 | 0 | 89.87 | 7.01 | 7 | 0
2035 | IESO_2_NYISO_A-F | IESO | NYISO_A-F | Internal | Shoulder | B11 | 25 | 2224 | 2224 | 89.87 | 99.55 | 7 | 2.68
2035 | IESO_2_NYISO_A-F | IESO | NYISO_A-F | Internal | Shoulder | B12 | 200 | 2224 | 2224 | 89.87 | 99.55 | 7 | 2.68
2035 | IESO_2_NYISO_A-F | IESO | NYISO_A-F | Internal | Shoulder | B13 | 600 | 2224 | 2224 | 89.87 | 99.55 | 7 | 2.68
2035 | IESO_2_NYISO_A-F | IESO | NYISO_A-F | Internal | Shoulder | B14 | 900 | 2224 | 2224 | 89.87 | 99.55 | 7 | 2.68
2035 | IESO_2_NYISO_A-F | IESO | NYISO_A-F | Internal | Shoulder | B15 | 1203 | 2224 | 2224 | 89.87 | 99.55 | 7 | 2.68
2035 | IESO_2_NYISO_A-F | IESO | NYISO_A-F | Internal | Summer | B1 | 10 | 2224 | 1541.67 | 126.8 | 133.8 | 7 | 0
2035 | IESO_2_NYISO_A-F | IESO | NYISO_A-F | Internal | Summer | B2 | 25 | 2224 | 2224 | 126.8 | 148.21 | 7 | 14.4
2035 | IESO_2_NYISO_A-F | IESO | NYISO_A-F | Internal | Summer | B3 | 75 | 2224 | 2224 | 126.8 | 148.21 | 7 | 14.4
2035 | IESO_2_NYISO_A-F | IESO | NYISO_A-F | Internal | Summer | B4 | 100 | 2224 | 2224 | 98.14 | 147.22 | 7 | 42.09
2035 | IESO_2_NYISO_A-F | IESO | NYISO_A-F | Internal | Summer | B5 | 200 | 2224 | 2224 | 88.46 | 147.22 | 7 | 51.77
2035 | IESO_2_NYISO_A-F | IESO | NYISO_A-F | Internal | Summer | B6 | 300 | 2224 | 2224 | 88.46 | 109.39 | 7 | 13.93
2035 | IESO_2_NYISO_A-F | IESO | NYISO_A-F | Internal | Summer | B7 | 400 | 2224 | 2224 | 88.46 | 109.39 | 7 | 13.93
2035 | IESO_2_NYISO_A-F | IESO | NYISO_A-F | Internal | Summer | B8 | 500 | 2224 | 2224 | 88.46 | 109.37 | 7 | 13.92
2035 | IESO_2_NYISO_A-F | IESO | NYISO_A-F | Internal | Summer | B9 | 800 | 2224 | 2224 | 88.46 | 109.37 | 7 | 13.92
2035 | IESO_2_NYISO_A-F | IESO | NYISO_A-F | Internal | Summer | B10 | 1262 | 2224 | 2224 | 88.46 | 109.37 | 7 | 13.92
2035 | IESO_2_NYISO_A-F | IESO | NYISO_A-F | Internal | Winter | B16 | 25 | 2224 | 2224 | 89.87 | 99.55 | 7 | 2.68
2035 | IESO_2_NYISO_A-F | IESO | NYISO_A-F | Internal | Winter | B17 | 100 | 2224 | 2224 | 89.87 | 99.55 | 7 | 2.68
2035 | IESO_2_NYISO_A-F | IESO | NYISO_A-F | Internal | Winter | B18 | 400 | 2224 | 2224 | 89.87 | 99.55 | 7 | 2.68
2035 | IESO_2_NYISO_A-F | IESO | NYISO_A-F | Internal | Winter | B19 | 700 | 2224 | 2224 | 89.87 | 99.55 | 7 | 2.68
2035 | IESO_2_NYISO_A-F | IESO | NYISO_A-F | Internal | Winter | B20 | 935 | 2224 | 2224 | 89.87 | 99.55 | 7 | 2.68
2035 | MAPP_CA_2_IESO | MAPP_CA | IESO | Internal | Shoulder | B11 | 25 | 337 | 308.41 | 81.87 | 89.87 | 8 | 0
2035 | MAPP_CA_2_IESO | MAPP_CA | IESO | Internal | Shoulder | B12 | 200 | 337 | 0 | 96.87 | 89.87 | 8 | 0
2035 | MAPP_CA_2_IESO | MAPP_CA | IESO | Internal | Shoulder | B13 | 600 | 337 | 82.01 | 81.87 | 89.87 | 8 | 0
2035 | MAPP_CA_2_IESO | MAPP_CA | IESO | Internal | Shoulder | B14 | 900 | 337 | 337 | 12 | 89.87 | 8 | 69.87
2035 | MAPP_CA_2_IESO | MAPP_CA | IESO | Internal | Shoulder | B15 | 1203 | 337 | 337 | 12 | 89.87 | 8 | 69.87
2035 | MAPP_CA_2_IESO | MAPP_CA | IESO | Internal | Summer | B1 | 10 | 337 | 337 | 105.14 | 126.8 | 8 | 13.67
2035 | MAPP_CA_2_IESO | MAPP_CA | IESO | Internal | Summer | B2 | 25 | 337 | 337 | 105.14 | 126.8 | 8 | 13.67
2035 | MAPP_CA_2_IESO | MAPP_CA | IESO | Internal | Summer | B3 | 75 | 337 | 337 | 105.14 | 126.8 | 8 | 13.67
2035 | MAPP_CA_2_IESO | MAPP_CA | IESO | Internal | Summer | B4 | 100 | 337 | 0 | 105.14 | 98.14 | 8 | 0
2035 | MAPP_CA_2_IESO | MAPP_CA | IESO | Internal | Summer | B5 | 200 | 337 | 0 | 105.14 | 88.46 | 8 | 0
2035 | MAPP_CA_2_IESO | MAPP_CA | IESO | Internal | Summer | B6 | 300 | 337 | 0 | 105.14 | 88.46 | 8 | 0
2035 | MAPP_CA_2_IESO | MAPP_CA | IESO | Internal | Summer | B7 | 400 | 337 | 0 | 105.14 | 88.46 | 8 | 0
2035 | MAPP_CA_2_IESO | MAPP_CA | IESO | Internal | Summer | B8 | 500 | 337 | 0 | 105.14 | 88.46 | 8 | 0
2035 | MAPP_CA_2_IESO | MAPP_CA | IESO | Internal | Summer | B9 | 800 | 337 | 0 | 105.14 | 88.46 | 8 | 0
2035 | MAPP_CA_2_IESO | MAPP_CA | IESO | Internal | Summer | B10 | 1262 | 337 | 0 | 105.14 | 88.46 | 8 | 0
2035 | MAPP_CA_2_IESO | MAPP_CA | IESO | Internal | Winter | B16 | 25 | 337 | 336.98 | 81.86 | 89.87 | 8 | 0.01
2035 | MAPP_CA_2_IESO | MAPP_CA | IESO | Internal | Winter | B17 | 100 | 337 | 336.99 | 81.86 | 89.87 | 8 | 0.01
2035 | MAPP_CA_2_IESO | MAPP_CA | IESO | Internal | Winter | B18 | 400 | 337 | 337 | 81.86 | 89.87 | 8 | 0.01
2035 | MAPP_CA_2_IESO | MAPP_CA | IESO | Internal | Winter | B19 | 700 | 337 | 337 | 81.86 | 89.87 | 8 | 0.01
2035 | MAPP_CA_2_IESO | MAPP_CA | IESO | Internal | Winter | B20 | 935 | 337 | 337 | 81.86 | 89.87 | 8 | 0.01
2035 | MAPP_CA_2_MAPP_US | MAPP_CA | MAPP_US | Internal | Shoulder | B11 | 25 | 372 | 372 | 81.87 | 124.31 | 7 | 35.45
2035 | MAPP_CA_2_MAPP_US | MAPP_CA | MAPP_US | Internal | Shoulder | B12 | 200 | 372 | 372 | 96.87 | 107.78 | 7 | 3.91
2035 | MAPP_CA_2_MAPP_US | MAPP_CA | MAPP_US | Internal | Shoulder | B13 | 600 | 372 | 149.11 | 81.87 | 88.87 | 7 | 0
2035 | MAPP_CA_2_MAPP_US | MAPP_CA | MAPP_US | Internal | Shoulder | B14 | 900 | 372 | 0 | 12 | 5.01 | 7 | 0
2035 | MAPP_CA_2_MAPP_US | MAPP_CA | MAPP_US | Internal | Shoulder | B15 | 1203 | 372 | 0 | 12 | 0.01 | 7 | 0
2035 | MAPP_CA_2_MAPP_US | MAPP_CA | MAPP_US | Internal | Summer | B1 | 10 | 372 | 372 | 105.14 | 214.02 | 7 | 101.88
2035 | MAPP_CA_2_MAPP_US | MAPP_CA | MAPP_US | Internal | Summer | B2 | 25 | 372 | 372 | 105.14 | 209.31 | 7 | 97.17
2035 | MAPP_CA_2_MAPP_US | MAPP_CA | MAPP_US | Internal | Summer | B3 | 75 | 372 | 372 | 105.14 | 209.6 | 7 | 97.46
2035 | MAPP_CA_2_MAPP_US | MAPP_CA | MAPP_US | Internal | Summer | B4 | 100 | 372 | 372 | 105.14 | 203.6 | 7 | 91.46
2035 | MAPP_CA_2_MAPP_US | MAPP_CA | MAPP_US | Internal | Summer | B5 | 200 | 372 | 372 | 105.14 | 150.84 | 7 | 38.71
2035 | MAPP_CA_2_MAPP_US | MAPP_CA | MAPP_US | Internal | Summer | B6 | 300 | 372 | 372 | 105.14 | 137.49 | 7 | 25.35
2035 | MAPP_CA_2_MAPP_US | MAPP_CA | MAPP_US | Internal | Summer | B7 | 400 | 372 | 372 | 105.14 | 127.24 | 7 | 15.1
2035 | MAPP_CA_2_MAPP_US | MAPP_CA | MAPP_US | Internal | Summer | B8 | 500 | 372 | 372 | 105.14 | 119.19 | 7 | 7.05
2035 | MAPP_CA_2_MAPP_US | MAPP_CA | MAPP_US | Internal | Summer | B9 | 800 | 372 | 0 | 105.14 | 108.36 | 7 | 0
2035 | MAPP_CA_2_MAPP_US | MAPP_CA | MAPP_US | Internal | Summer | B10 | 1262 | 372 | 0 | 105.14 | 98.15 | 7 | 0
2035 | MAPP_CA_2_MAPP_US | MAPP_CA | MAPP_US | Internal | Winter | B16 | 25 | 372 | 0 | 81.86 | 0.01 | 7 | 0
2035 | MAPP_CA_2_MAPP_US | MAPP_CA | MAPP_US | Internal | Winter | B17 | 100 | 372 | 0 | 81.86 | 0.01 | 7 | 0
2035 | MAPP_CA_2_MAPP_US | MAPP_CA | MAPP_US | Internal | Winter | B18 | 400 | 372 | 0 | 81.86 | 74.86 | 7 | 0
2035 | MAPP_CA_2_MAPP_US | MAPP_CA | MAPP_US | Internal | Winter | B19 | 700 | 372 | 0 | 81.86 | 74.86 | 7 | 0
2035 | MAPP_CA_2_MAPP_US | MAPP_CA | MAPP_US | Internal | Winter | B20 | 935 | 372 | 0 | 81.86 | 0.01 | 7 | 0
2035 | MAPP_CA_2_MISO_W | MAPP_CA | MISO_W | Internal | Shoulder | B11 | 25 | 1970 | 1970 | 81.87 | 131.31 | 0.01 | 49.43
2035 | MAPP_CA_2_MISO_W | MAPP_CA | MISO_W | Internal | Shoulder | B12 | 200 | 1970 | 1970 | 96.87 | 114.78 | 0.01 | 17.9
2035 | MAPP_CA_2_MISO_W | MAPP_CA | MISO_W | Internal | Shoulder | B13 | 600 | 1970 | 1970 | 81.87 | 110.58 | 0.01 | 28.7
2035 | MAPP_CA_2_MISO_W | MAPP_CA | MISO_W | Internal | Shoulder | B14 | 900 | 1970 | 1029.82 | 12 | 12.01 | 0.01 | 0
2035 | MAPP_CA_2_MISO_W | MAPP_CA | MISO_W | Internal | Shoulder | B15 | 1203 | 1970 | 0 | 12 | 7.01 | 0.01 | 0
2035 | MAPP_CA_2_MISO_W | MAPP_CA | MISO_W | Internal | Summer | B1 | 10 | 1970 | 1970 | 105.14 | 221.02 | 0.01 | 115.87
2035 | MAPP_CA_2_MISO_W | MAPP_CA | MISO_W | Internal | Summer | B2 | 25 | 1970 | 1970 | 105.14 | 216.31 | 0.01 | 111.16
2035 | MAPP_CA_2_MISO_W | MAPP_CA | MISO_W | Internal | Summer | B3 | 75 | 1970 | 1970 | 105.14 | 216.6 | 0.01 | 111.45
2035 | MAPP_CA_2_MISO_W | MAPP_CA | MISO_W | Internal | Summer | B4 | 100 | 1970 | 1970 | 105.14 | 210.6 | 0.01 | 105.45
2035 | MAPP_CA_2_MISO_W | MAPP_CA | MISO_W | Internal | Summer | B5 | 200 | 1970 | 1970 | 105.14 | 157.84 | 0.01 | 52.69
2035 | MAPP_CA_2_MISO_W | MAPP_CA | MISO_W | Internal | Summer | B6 | 300 | 1970 | 1970 | 105.14 | 144.49 | 0.01 | 39.34
2035 | MAPP_CA_2_MISO_W | MAPP_CA | MISO_W | Internal | Summer | B7 | 400 | 1970 | 1970 | 105.14 | 134.24 | 0.01 | 29.09
2035 | MAPP_CA_2_MISO_W | MAPP_CA | MISO_W | Internal | Summer | B8 | 500 | 1970 | 1970 | 105.14 | 126.19 | 0.01 | 21.04
2035 | MAPP_CA_2_MISO_W | MAPP_CA | MISO_W | Internal | Summer | B9 | 800 | 1970 | 1970 | 105.14 | 115.36 | 0.01 | 10.21
2035 | MAPP_CA_2_MISO_W | MAPP_CA | MISO_W | Internal | Summer | B10 | 1262 | 1970 | 199.91 | 105.14 | 105.15 | 0.01 | 0
2035 | MAPP_CA_2_MISO_W | MAPP_CA | MISO_W | Internal | Winter | B16 | 25 | 1970 | 0 | 81.86 | 0.01 | 0.01 | 0
2035 | MAPP_CA_2_MISO_W | MAPP_CA | MISO_W | Internal | Winter | B17 | 100 | 1970 | 0 | 81.86 | 5.01 | 0.01 | 0
2035 | MAPP_CA_2_MISO_W | MAPP_CA | MISO_W | Internal | Winter | B18 | 400 | 1970 | 774.46 | 81.86 | 81.87 | 0.01 | 0
2035 | MAPP_CA_2_MISO_W | MAPP_CA | MISO_W | Internal | Winter | B19 | 700 | 1970 | 1312.01 | 81.86 | 81.87 | 0.01 | 0
2035 | MAPP_CA_2_MISO_W | MAPP_CA | MISO_W | Internal | Winter | B20 | 935 | 1970 | 0 | 81.86 | 7.01 | 0.01 | 0
2035 | MAPP_US_2_MAPP_CA | MAPP_US | MAPP_CA | Internal | Shoulder | B11 | 25 | 165 | 0 | 124.31 | 81.87 | 7 | 0
2035 | MAPP_US_2_MAPP_CA | MAPP_US | MAPP_CA | Internal | Shoulder | B12 | 200 | 165 | 0 | 107.78 | 96.87 | 7 | 0
2035 | MAPP_US_2_MAPP_CA | MAPP_US | MAPP_CA | Internal | Shoulder | B13 | 600 | 165 | 0 | 88.87 | 81.87 | 7 | 0
2035 | MAPP_US_2_MAPP_CA | MAPP_US | MAPP_CA | Internal | Shoulder | B14 | 900 | 165 | 0 | 5.01 | 12 | 7 | 0
2035 | MAPP_US_2_MAPP_CA | MAPP_US | MAPP_CA | Internal | Shoulder | B15 | 1203 | 165 | 165 | 0.01 | 12 | 7 | 4.99
2035 | MAPP_US_2_MAPP_CA | MAPP_US | MAPP_CA | Internal | Summer | B1 | 10 | 165 | 0 | 214.02 | 105.14 | 7 | 0
2035 | MAPP_US_2_MAPP_CA | MAPP_US | MAPP_CA | Internal | Summer | B2 | 25 | 165 | 0 | 209.31 | 105.14 | 7 | 0
2035 | MAPP_US_2_MAPP_CA | MAPP_US | MAPP_CA | Internal | Summer | B3 | 75 | 165 | 0 | 209.6 | 105.14 | 7 | 0
2035 | MAPP_US_2_MAPP_CA | MAPP_US | MAPP_CA | Internal | Summer | B4 | 100 | 165 | 0 | 203.6 | 105.14 | 7 | 0
2035 | MAPP_US_2_MAPP_CA | MAPP_US | MAPP_CA | Internal | Summer | B5 | 200 | 165 | 0 | 150.84 | 105.14 | 7 | 0
2035 | MAPP_US_2_MAPP_CA | MAPP_US | MAPP_CA | Internal | Summer | B6 | 300 | 165 | 0 | 137.49 | 105.14 | 7 | 0
2035 | MAPP_US_2_MAPP_CA | MAPP_US | MAPP_CA | Internal | Summer | B7 | 400 | 165 | 0 | 127.24 | 105.14 | 7 | 0
2035 | MAPP_US_2_MAPP_CA | MAPP_US | MAPP_CA | Internal | Summer | B8 | 500 | 165 | 0 | 119.19 | 105.14 | 7 | 0
2035 | MAPP_US_2_MAPP_CA | MAPP_US | MAPP_CA | Internal | Summer | B9 | 800 | 165 | 0 | 108.36 | 105.14 | 7 | 0
2035 | MAPP_US_2_MAPP_CA | MAPP_US | MAPP_CA | Internal | Summer | B10 | 1262 | 165 | 0 | 98.15 | 105.14 | 7 | 0
2035 | MAPP_US_2_MAPP_CA | MAPP_US | MAPP_CA | Internal | Winter | B16 | 25 | 165 | 165 | 0.01 | 81.86 | 7 | 74.85
2035 | MAPP_US_2_MAPP_CA | MAPP_US | MAPP_CA | Internal | Winter | B17 | 100 | 165 | 165 | 0.01 | 81.86 | 7 | 74.85
2035 | MAPP_US_2_MAPP_CA | MAPP_US | MAPP_CA | Internal | Winter | B18 | 400 | 165 | 33.09 | 74.86 | 81.86 | 7 | 0
2035 | MAPP_US_2_MAPP_CA | MAPP_US | MAPP_CA | Internal | Winter | B19 | 700 | 165 | 133.8 | 74.86 | 81.86 | 7 | 0
2035 | MAPP_US_2_MAPP_CA | MAPP_US | MAPP_CA | Internal | Winter | B20 | 935 | 165 | 165 | 0.01 | 81.86 | 7 | 74.84
2035 | MAPP_US_2_MISO_W | MAPP_US | MISO_W | Internal | Shoulder | B11 | 25 | 2635 | 2276.07 | 124.31 | 131.31 | 7 | 0
2035 | MAPP_US_2_MISO_W | MAPP_US | MISO_W | Internal | Shoulder | B12 | 200 | 2635 | 2514.79 | 107.78 | 114.78 | 7 | 0
2035 | MAPP_US_2_MISO_W | MAPP_US | MISO_W | Internal | Shoulder | B13 | 600 | 2635 | 2635 | 88.87 | 110.58 | 7 | 14.71
2035 | MAPP_US_2_MISO_W | MAPP_US | MISO_W | Internal | Shoulder | B14 | 900 | 2635 | 1913.69 | 5.01 | 12.01 | 7 | 0
2035 | MAPP_US_2_MISO_W | MAPP_US | MISO_W | Internal | Shoulder | B15 | 1203 | 2635 | 812.96 | 0.01 | 7.01 | 7 | 0
2035 | MAPP_US_2_MISO_W | MAPP_US | MISO_W | Internal | Summer | B1 | 10 | 2635 | 1284.65 | 214.02 | 221.02 | 7 | 0
2035 | MAPP_US_2_MISO_W | MAPP_US | MISO_W | Internal | Summer | B2 | 25 | 2635 | 2045.48 | 209.31 | 216.31 | 7 | 0
2035 | MAPP_US_2_MISO_W | MAPP_US | MISO_W | Internal | Summer | B3 | 75 | 2635 | 1603.66 | 209.6 | 216.6 | 7 | 0
2035 | MAPP_US_2_MISO_W | MAPP_US | MISO_W | Internal | Summer | B4 | 100 | 2635 | 1959.68 | 203.6 | 210.6 | 7 | 0
2035 | MAPP_US_2_MISO_W | MAPP_US | MISO_W | Internal | Summer | B5 | 200 | 2635 | 1437.15 | 150.84 | 157.84 | 7 | 0
2035 | MAPP_US_2_MISO_W | MAPP_US | MISO_W | Internal | Summer | B6 | 300 | 2635 | 1506.2 | 137.49 | 144.49 | 7 | 0
2035 | MAPP_US_2_MISO_W | MAPP_US | MISO_W | Internal | Summer | B7 | 400 | 2635 | 1682.55 | 127.24 | 134.24 | 7 | 0
2035 | MAPP_US_2_MISO_W | MAPP_US | MISO_W | Internal | Summer | B8 | 500 | 2635 | 2327.94 | 119.19 | 126.19 | 7 | 0
2035 | MAPP_US_2_MISO_W | MAPP_US | MISO_W | Internal | Summer | B9 | 800 | 2635 | 1338.58 | 108.36 | 115.36 | 7 | 0
2035 | MAPP_US_2_MISO_W | MAPP_US | MISO_W | Internal | Summer | B10 | 1262 | 2635 | 1405.89 | 98.15 | 105.15 | 7 | 0
2035 | MAPP_US_2_MISO_W | MAPP_US | MISO_W | Internal | Winter | B16 | 25 | 2635 | 0 | 0.01 | 0.01 | 7 | 0
2035 | MAPP_US_2_MISO_W | MAPP_US | MISO_W | Internal | Winter | B17 | 100 | 2635 | 0 | 0.01 | 5.01 | 7 | 0
2035 | MAPP_US_2_MISO_W | MAPP_US | MISO_W | Internal | Winter | B18 | 400 | 2635 | 2635 | 74.86 | 81.87 | 7 | 0.01
2035 | MAPP_US_2_MISO_W | MAPP_US | MISO_W | Internal | Winter | B19 | 700 | 2635 | 2635 | 74.86 | 81.87 | 7 | 0.01
2035 | MAPP_US_2_MISO_W | MAPP_US | MISO_W | Internal | Winter | B20 | 935 | 2635 | 766.67 | 0.01 | 7.01 | 7 | 0
2035 | MAPP_US_2_NE | MAPP_US | NE | Internal | Shoulder | B11 | 25 | 2000 | 0 | 124.31 | 126.31 | 7 | 0
2035 | MAPP_US_2_NE | MAPP_US | NE | Internal | Shoulder | B12 | 200 | 2000 | 0 | 107.78 | 109.78 | 7 | 0
2035 | MAPP_US_2_NE | MAPP_US | NE | Internal | Shoulder | B13 | 600 | 2000 | 0 | 88.87 | 83.87 | 7 | 0
2035 | MAPP_US_2_NE | MAPP_US | NE | Internal | Shoulder | B14 | 900 | 2000 | 0 | 5.01 | 0.01 | 7 | 0
2035 | MAPP_US_2_NE | MAPP_US | NE | Internal | Shoulder | B15 | 1203 | 2000 | 0 | 0.01 | 0.01 | 7 | 0
2035 | MAPP_US_2_NE | MAPP_US | NE | Internal | Summer | B1 | 10 | 2000 | 0 | 214.02 | 216.02 | 7 | 0
2035 | MAPP_US_2_NE | MAPP_US | NE | Internal | Summer | B2 | 25 | 2000 | 0 | 209.31 | 211.31 | 7 | 0
2035 | MAPP_US_2_NE | MAPP_US | NE | Internal | Summer | B3 | 75 | 2000 | 339.07 | 209.6 | 216.6 | 7 | 0
2035 | MAPP_US_2_NE | MAPP_US | NE | Internal | Summer | B4 | 100 | 2000 | 0 | 203.6 | 205.6 | 7 | 0
2035 | MAPP_US_2_NE | MAPP_US | NE | Internal | Summer | B5 | 200 | 2000 | 0 | 150.84 | 152.84 | 7 | 0
2035 | MAPP_US_2_NE | MAPP_US | NE | Internal | Summer | B6 | 300 | 2000 | 0 | 137.49 | 139.49 | 7 | 0
2035 | MAPP_US_2_NE | MAPP_US | NE | Internal | Summer | B7 | 400 | 2000 | 99.93 | 127.24 | 134.24 | 7 | 0
2035 | MAPP_US_2_NE | MAPP_US | NE | Internal | Summer | B8 | 500 | 2000 | 0 | 119.19 | 121.19 | 7 | 0
2035 | MAPP_US_2_NE | MAPP_US | NE | Internal | Summer | B9 | 800 | 2000 | 0 | 108.36 | 110.36 | 7 | 0
2035 | MAPP_US_2_NE | MAPP_US | NE | Internal | Summer | B10 | 1262 | 2000 | 0 | 98.15 | 100.14 | 7 | 0
2035 | MAPP_US_2_NE | MAPP_US | NE | Internal | Winter | B16 | 25 | 2000 | 0 | 0.01 | 0.01 | 7 | 0
2035 | MAPP_US_2_NE | MAPP_US | NE | Internal | Winter | B17 | 100 | 2000 | 0 | 0.01 | 0.01 | 7 | 0
2035 | MAPP_US_2_NE | MAPP_US | NE | Internal | Winter | B18 | 400 | 2000 | 0 | 74.86 | 69.86 | 7 | 0
2035 | MAPP_US_2_NE | MAPP_US | NE | Internal | Winter | B19 | 700 | 2000 | 0 | 74.86 | 63.31 | 7 | 0
2035 | MAPP_US_2_NE | MAPP_US | NE | Internal | Winter | B20 | 935 | 2000 | 0 | 0.01 | 0.01 | 7 | 0
2035 | MARITIMES_2_NEISO | MARITIMES | NEISO | Internal | Shoulder | B11 | 25 | 99999 | 1720.74 | 102.54 | 102.55 | 0.01 | 0
2035 | MARITIMES_2_NEISO | MARITIMES | NEISO | Internal | Shoulder | B12 | 200 | 99999 | 1717.53 | 102.54 | 102.55 | 0.01 | 0
2035 | MARITIMES_2_NEISO | MARITIMES | NEISO | Internal | Shoulder | B13 | 600 | 99999 | 1704.87 | 102.54 | 102.55 | 0.01 | 0
2035 | MARITIMES_2_NEISO | MARITIMES | NEISO | Internal | Shoulder | B14 | 900 | 99999 | 1682.72 | 102.54 | 102.55 | 0.01 | 0
2035 | MARITIMES_2_NEISO | MARITIMES | NEISO | Internal | Shoulder | B15 | 1203 | 99999 | 648.17 | 102.54 | 102.55 | 0.01 | 0
2035 | MARITIMES_2_NEISO | MARITIMES | NEISO | Internal | Summer | B1 | 10 | 99999 | 1900.1 | 666.73 | 666.74 | 0.01 | 0
2035 | MARITIMES_2_NEISO | MARITIMES | NEISO | Internal | Summer | B2 | 25 | 99999 | 1878.84 | 558.22 | 558.23 | 0.01 | 0
2035 | MARITIMES_2_NEISO | MARITIMES | NEISO | Internal | Summer | B3 | 75 | 99999 | 1836.48 | 181.45 | 181.47 | 0.01 | 0
2035 | MARITIMES_2_NEISO | MARITIMES | NEISO | Internal | Summer | B4 | 100 | 99999 | 1800.07 | 144.21 | 144.22 | 0.01 | 0
2035 | MARITIMES_2_NEISO | MARITIMES | NEISO | Internal | Summer | B5 | 200 | 99999 | 1780.26 | 144.21 | 144.22 | 0.01 | 0
2035 | MARITIMES_2_NEISO | MARITIMES | NEISO | Internal | Summer | B6 | 300 | 99999 | 1757.92 | 106.37 | 106.39 | 0.01 | 0
2035 | MARITIMES_2_NEISO | MARITIMES | NEISO | Internal | Summer | B7 | 400 | 99999 | 1732.32 | 106.37 | 106.39 | 0.01 | 0
2035 | MARITIMES_2_NEISO | MARITIMES | NEISO | Internal | Summer | B8 | 500 | 99999 | 1712.2 | 106.37 | 106.39 | 0.01 | 0
2035 | MARITIMES_2_NEISO | MARITIMES | NEISO | Internal | Summer | B9 | 800 | 99999 | 1687.55 | 106.37 | 106.39 | 0.01 | 0
2035 | MARITIMES_2_NEISO | MARITIMES | NEISO | Internal | Summer | B10 | 1262 | 99999 | 465.16 | 106.37 | 106.39 | 0.01 | 0
2035 | MARITIMES_2_NEISO | MARITIMES | NEISO | Internal | Winter | B16 | 25 | 99999 | 1765.31 | 102.54 | 102.55 | 0.01 | 0
2035 | MARITIMES_2_NEISO | MARITIMES | NEISO | Internal | Winter | B17 | 100 | 99999 | 1747.42 | 102.54 | 102.55 | 0.01 | 0
2035 | MARITIMES_2_NEISO | MARITIMES | NEISO | Internal | Winter | B18 | 400 | 99999 | 1733.73 | 102.54 | 102.55 | 0.01 | 0
2035 | MARITIMES_2_NEISO | MARITIMES | NEISO | Internal | Winter | B19 | 700 | 99999 | 1708.23 | 102.54 | 102.55 | 0.01 | 0
2035 | MARITIMES_2_NEISO | MARITIMES | NEISO | Internal | Winter | B20 | 935 | 99999 | 723.52 | 102.54 | 102.55 | 0.01 | 0
2035 | MISO_IN_2_MISO_MI | MISO_IN | MISO_MI | Internal | Shoulder | B11 | 25 | 5490 | 5490 | 114.85 | 131.31 | 0.01 | 16.45
2035 | MISO_IN_2_MISO_MI | MISO_IN | MISO_MI | Internal | Shoulder | B12 | 200 | 5490 | 5490 | 114.85 | 128.67 | 0.01 | 13.8
2035 | MISO_IN_2_MISO_MI | MISO_IN | MISO_MI | Internal | Shoulder | B13 | 600 | 5490 | 5069.32 | 114.85 | 114.86 | 0.01 | 0
2035 | MISO_IN_2_MISO_MI | MISO_IN | MISO_MI | Internal | Shoulder | B14 | 900 | 5490 | 4738.19 | 114.72 | 114.73 | 0.01 | 0
2035 | MISO_IN_2_MISO_MI | MISO_IN | MISO_MI | Internal | Shoulder | B15 | 1203 | 5490 | 4527.16 | 99.1 | 99.11 | 0.01 | 0
2035 | MISO_IN_2_MISO_MI | MISO_IN | MISO_MI | Internal | Summer | B1 | 10 | 5490 | 5490 | 212.45 | 221.02 | 0.01 | 8.56
2035 | MISO_IN_2_MISO_MI | MISO_IN | MISO_MI | Internal | Summer | B2 | 25 | 5490 | 5490 | 216.31 | 220.31 | 0.01 | 3.99
2035 | MISO_IN_2_MISO_MI | MISO_IN | MISO_MI | Internal | Summer | B3 | 75 | 5490 | 4529.01 | 216.6 | 216.61 | 0.01 | 0
2035 | MISO_IN_2_MISO_MI | MISO_IN | MISO_MI | Internal | Summer | B4 | 100 | 5490 | 3462.9 | 210.6 | 210.61 | 0.01 | 0
2035 | MISO_IN_2_MISO_MI | MISO_IN | MISO_MI | Internal | Summer | B5 | 200 | 5490 | 3774.23 | 157.83 | 157.84 | 0.01 | 0
2035 | MISO_IN_2_MISO_MI | MISO_IN | MISO_MI | Internal | Summer | B6 | 300 | 5490 | 4693.42 | 144.47 | 144.49 | 0.01 | 0
2035 | MISO_IN_2_MISO_MI | MISO_IN | MISO_MI | Internal | Summer | B7 | 400 | 5490 | 4676.91 | 134.22 | 134.24 | 0.01 | 0
2035 | MISO_IN_2_MISO_MI | MISO_IN | MISO_MI | Internal | Summer | B8 | 500 | 5490 | 5490 | 113.96 | 126.19 | 0.01 | 12.21
2035 | MISO_IN_2_MISO_MI | MISO_IN | MISO_MI | Internal | Summer | B9 | 800 | 5490 | 5490 | 113.4 | 115.36 | 0.01 | 1.95
2035 | MISO_IN_2_MISO_MI | MISO_IN | MISO_MI | Internal | Summer | B10 | 1262 | 5490 | 4228.56 | 113.4 | 113.41 | 0.01 | 0
2035 | MISO_IN_2_MISO_MI | MISO_IN | MISO_MI | Internal | Winter | B16 | 25 | 5490 | 5490 | 117.87 | 131.53 | 0.01 | 13.65
2035 | MISO_IN_2_MISO_MI | MISO_IN | MISO_MI | Internal | Winter | B17 | 100 | 5490 | 5490 | 117.87 | 131.53 | 0.01 | 13.65
2035 | MISO_IN_2_MISO_MI | MISO_IN | MISO_MI | Internal | Winter | B18 | 400 | 5490 | 5490 | 114.39 | 119.89 | 0.01 | 5.48
2035 | MISO_IN_2_MISO_MI | MISO_IN | MISO_MI | Internal | Winter | B19 | 700 | 5490 | 5490 | 113.86 | 117.74 | 0.01 | 3.87
2035 | MISO_IN_2_MISO_MI | MISO_IN | MISO_MI | Internal | Winter | B20 | 935 | 5490 | 5490 | 88.52 | 96.87 | 0.01 | 8.33
2035 | MISO_IN_2_MISO_MO-IL | MISO_IN | MISO_MO-IL | Internal | Shoulder | B11 | 25 | 5000 | 5000 | 114.85 | 128.37 | 0.01 | 13.5
2035 | MISO_IN_2_MISO_MO-IL | MISO_IN | MISO_MO-IL | Internal | Shoulder | B12 | 200 | 5000 | 0 | 114.85 | 114.79 | 0.01 | 0
2035 | MISO_IN_2_MISO_MO-IL | MISO_IN | MISO_MO-IL | Internal | Shoulder | B13 | 600 | 5000 | 0 | 114.85 | 110.59 | 0.01 | 0
2035 | MISO_IN_2_MISO_MO-IL | MISO_IN | MISO_MO-IL | Internal | Shoulder | B14 | 900 | 5000 | 0 | 114.72 | 107.1 | 0.01 | 0
2035 | MISO_IN_2_MISO_MO-IL | MISO_IN | MISO_MO-IL | Internal | Shoulder | B15 | 1203 | 5000 | 0 | 99.1 | 91.61 | 0.01 | 0
2035 | MISO_IN_2_MISO_MO-IL | MISO_IN | MISO_MO-IL | Internal | Summer | B1 | 10 | 5000 | 4256.86 | 212.45 | 212.46 | 0.01 | 0
2035 | MISO_IN_2_MISO_MO-IL | MISO_IN | MISO_MO-IL | Internal | Summer | B2 | 25 | 5000 | 2249.27 | 216.31 | 216.32 | 0.01 | 0
2035 | MISO_IN_2_MISO_MO-IL | MISO_IN | MISO_MO-IL | Internal | Summer | B3 | 75 | 5000 | 4135.99 | 216.6 | 216.61 | 0.01 | 0
2035 | MISO_IN_2_MISO_MO-IL | MISO_IN | MISO_MO-IL | Internal | Summer | B4 | 100 | 5000 | 3475.54 | 210.6 | 210.61 | 0.01 | 0
2035 | MISO_IN_2_MISO_MO-IL | MISO_IN | MISO_MO-IL | Internal | Summer | B5 | 200 | 5000 | 3500.87 | 157.83 | 157.84 | 0.01 | 0
2035 | MISO_IN_2_MISO_MO-IL | MISO_IN | MISO_MO-IL | Internal | Summer | B6 | 300 | 5000 | 4294.82 | 144.47 | 144.49 | 0.01 | 0
2035 | MISO_IN_2_MISO_MO-IL | MISO_IN | MISO_MO-IL | Internal | Summer | B7 | 400 | 5000 | 5000 | 134.22 | 134.25 | 0.01 | 0.01
2035 | MISO_IN_2_MISO_MO-IL | MISO_IN | MISO_MO-IL | Internal | Summer | B8 | 500 | 5000 | 5000 | 113.96 | 126.2 | 0.01 | 12.23
2035 | MISO_IN_2_MISO_MO-IL | MISO_IN | MISO_MO-IL | Internal | Summer | B9 | 800 | 5000 | 5000 | 113.4 | 115.37 | 0.01 | 1.96
2035 | MISO_IN_2_MISO_MO-IL | MISO_IN | MISO_MO-IL | Internal | Summer | B10 | 1262 | 5000 | 0 | 113.4 | 105.16 | 0.01 | 0
2035 | MISO_IN_2_MISO_MO-IL | MISO_IN | MISO_MO-IL | Internal | Winter | B16 | 25 | 5000 | 0.01 | 117.87 | 117.86 | 0.01 | 0
2035 | MISO_IN_2_MISO_MO-IL | MISO_IN | MISO_MO-IL | Internal | Winter | B17 | 100 | 5000 | 0 | 117.87 | 117.86 | 0.01 | 0
2035 | MISO_IN_2_MISO_MO-IL | MISO_IN | MISO_MO-IL | Internal | Winter | B18 | 400 | 5000 | 0 | 114.39 | 113.37 | 0.01 | 0
2035 | MISO_IN_2_MISO_MO-IL | MISO_IN | MISO_MO-IL | Internal | Winter | B19 | 700 | 5000 | 0 | 113.86 | 111.17 | 0.01 | 0
2035 | MISO_IN_2_MISO_MO-IL | MISO_IN | MISO_MO-IL | Internal | Winter | B20 | 935 | 5000 | 0 | 88.52 | 88.51 | 0.01 | 0
2035 | MISO_IN_2_NonRTO_Midwest | MISO_IN | NonRTO_Midwest | Internal | Shoulder | B11 | 25 | 4800 | 3231.77 | 114.85 | 122.85 | 8 | 0
2035 | MISO_IN_2_NonRTO_Midwest | MISO_IN | NonRTO_Midwest | Internal | Shoulder | B12 | 200 | 4800 | 275.83 | 114.85 | 122.85 | 8 | 0
2035 | MISO_IN_2_NonRTO_Midwest | MISO_IN | NonRTO_Midwest | Internal | Shoulder | B13 | 600 | 4800 | 0 | 114.85 | 118.54 | 8 | 0
2035 | MISO_IN_2_NonRTO_Midwest | MISO_IN | NonRTO_Midwest | Internal | Shoulder | B14 | 900 | 4800 | 0 | 114.72 | 118.54 | 8 | 0
2035 | MISO_IN_2_NonRTO_Midwest | MISO_IN | NonRTO_Midwest | Internal | Shoulder | B15 | 1203 | 4800 | 2687.77 | 99.1 | 107.1 | 8 | 0
2035 | MISO_IN_2_NonRTO_Midwest | MISO_IN | NonRTO_Midwest | Internal | Summer | B1 | 10 | 4800 | 3799.97 | 212.45 | 220.45 | 8 | 0
2035 | MISO_IN_2_NonRTO_Midwest | MISO_IN | NonRTO_Midwest | Internal | Summer | B2 | 25 | 4800 | 2243.97 | 216.31 | 224.31 | 8 | 0
2035 | MISO_IN_2_NonRTO_Midwest | MISO_IN | NonRTO_Midwest | Internal | Summer | B3 | 75 | 4800 | 755.9 | 216.6 | 224.6 | 8 | 0
2035 | MISO_IN_2_NonRTO_Midwest | MISO_IN | NonRTO_Midwest | Internal | Summer | B4 | 100 | 4800 | 1145.67 | 210.6 | 218.6 | 8 | 0
2035 | MISO_IN_2_NonRTO_Midwest | MISO_IN | NonRTO_Midwest | Internal | Summer | B5 | 200 | 4800 | 853.9 | 157.83 | 165.83 | 8 | 0
2035 | MISO_IN_2_NonRTO_Midwest | MISO_IN | NonRTO_Midwest | Internal | Summer | B6 | 300 | 4800 | 410.96 | 144.47 | 152.47 | 8 | 0
2035 | MISO_IN_2_NonRTO_Midwest | MISO_IN | NonRTO_Midwest | Internal | Summer | B7 | 400 | 4800 | 0 | 134.22 | 128.24 | 8 | 0
2035 | MISO_IN_2_NonRTO_Midwest | MISO_IN | NonRTO_Midwest | Internal | Summer | B8 | 500 | 4800 | 0 | 113.96 | 120.5 | 8 | 0
2035 | MISO_IN_2_NonRTO_Midwest | MISO_IN | NonRTO_Midwest | Internal | Summer | B9 | 800 | 4800 | 0 | 113.4 | 117.03 | 8 | 0
2035 | MISO_IN_2_NonRTO_Midwest | MISO_IN | NonRTO_Midwest | Internal | Summer | B10 | 1262 | 4800 | 0 | 113.4 | 117.03 | 8 | 0
2035 | MISO_IN_2_NonRTO_Midwest | MISO_IN | NonRTO_Midwest | Internal | Winter | B16 | 25 | 4800 | 4342.09 | 117.87 | 125.87 | 8 | 0
2035 | MISO_IN_2_NonRTO_Midwest | MISO_IN | NonRTO_Midwest | Internal | Winter | B17 | 100 | 4800 | 1473.55 | 117.87 | 125.87 | 8 | 0
2035 | MISO_IN_2_NonRTO_Midwest | MISO_IN | NonRTO_Midwest | Internal | Winter | B18 | 400 | 4800 | 692.5 | 114.39 | 122.39 | 8 | 0
2035 | MISO_IN_2_NonRTO_Midwest | MISO_IN | NonRTO_Midwest | Internal | Winter | B19 | 700 | 4800 | 1015.06 | 113.86 | 121.86 | 8 | 0
2035 | MISO_IN_2_NonRTO_Midwest | MISO_IN | NonRTO_Midwest | Internal | Winter | B20 | 935 | 4800 | 4437.01 | 88.52 | 96.52 | 8 | 0
2035 | MISO_IN_2_PJM_ROR | MISO_IN | PJM_ROR | Internal | Shoulder | B11 | 25 | 992 | 992 | 114.85 | 133.31 | 2 | 16.46
2035 | MISO_IN_2_PJM_ROR | MISO_IN | PJM_ROR | Internal | Shoulder | B12 | 200 | 992 | 992 | 114.85 | 130.67 | 2 | 13.82
2035 | MISO_IN_2_PJM_ROR | MISO_IN | PJM_ROR | Internal | Shoulder | B13 | 600 | 992 | 992 | 114.85 | 116.86 | 2 | 0.01
2035 | MISO_IN_2_PJM_ROR | MISO_IN | PJM_ROR | Internal | Shoulder | B14 | 900 | 992 | 992 | 114.72 | 116.73 | 2 | 0.01
2035 | MISO_IN_2_PJM_ROR | MISO_IN | PJM_ROR | Internal | Shoulder | B15 | 1203 | 992 | 992 | 99.1 | 112.72 | 2 | 11.63
2035 | MISO_IN_2_PJM_ROR | MISO_IN | PJM_ROR | Internal | Summer | B1 | 10 | 992 | 992 | 212.45 | 223.02 | 2 | 8.57
2035 | MISO_IN_2_PJM_ROR | MISO_IN | PJM_ROR | Internal | Summer | B2 | 25 | 992 | 530.54 | 216.31 | 218.31 | 2 | 0
2035 | MISO_IN_2_PJM_ROR | MISO_IN | PJM_ROR | Internal | Summer | B3 | 75 | 992 | 606.77 | 216.6 | 218.6 | 2 | 0
2035 | MISO_IN_2_PJM_ROR | MISO_IN | PJM_ROR | Internal | Summer | B4 | 100 | 992 | 119.47 | 210.6 | 212.6 | 2 | 0
2035 | MISO_IN_2_PJM_ROR | MISO_IN | PJM_ROR | Internal | Summer | B5 | 200 | 992 | 992 | 157.83 | 159.84 | 2 | 0.01
2035 | MISO_IN_2_PJM_ROR | MISO_IN | PJM_ROR | Internal | Summer | B6 | 300 | 992 | 992 | 144.47 | 146.49 | 2 | 0.01
2035 | MISO_IN_2_PJM_ROR | MISO_IN | PJM_ROR | Internal | Summer | B7 | 400 | 992 | 992 | 134.22 | 136.24 | 2 | 0.01
2035 | MISO_IN_2_PJM_ROR | MISO_IN | PJM_ROR | Internal | Summer | B8 | 500 | 992 | 992 | 113.96 | 128.19 | 2 | 12.23
2035 | MISO_IN_2_PJM_ROR | MISO_IN | PJM_ROR | Internal | Summer | B9 | 800 | 992 | 992 | 113.4 | 117.36 | 2 | 1.96
2035 | MISO_IN_2_PJM_ROR | MISO_IN | PJM_ROR | Internal | Summer | B10 | 1262 | 992 | 0 | 113.4 | 113.16 | 2 | 0
2035 | MISO_IN_2_PJM_ROR | MISO_IN | PJM_ROR | Internal | Winter | B16 | 25 | 992 | 992 | 117.87 | 137.43 | 2 | 17.56
2035 | MISO_IN_2_PJM_ROR | MISO_IN | PJM_ROR | Internal | Winter | B17 | 100 | 992 | 992 | 117.87 | 136.72 | 2 | 16.85
2035 | MISO_IN_2_PJM_ROR | MISO_IN | PJM_ROR | Internal | Winter | B18 | 400 | 992 | 992 | 114.39 | 121.89 | 2 | 5.5
2035 | MISO_IN_2_PJM_ROR | MISO_IN | PJM_ROR | Internal | Winter | B19 | 700 | 992 | 992 | 113.86 | 119.9 | 2 | 4.04
2035 | MISO_IN_2_PJM_ROR | MISO_IN | PJM_ROR | Internal | Winter | B20 | 935 | 992 | 992 | 88.52 | 113.52 | 2 | 23
2035 | MISO_MI_2_MISO_IN | MISO_MI | MISO_IN | Internal | Shoulder | B11 | 25 | 2535 | 0 | 131.31 | 114.85 | 0.01 | 0
2035 | MISO_MI_2_MISO_IN | MISO_MI | MISO_IN | Internal | Shoulder | B12 | 200 | 2535 | 0 | 128.67 | 114.85 | 0.01 | 0
2035 | MISO_MI_2_MISO_IN | MISO_MI | MISO_IN | Internal | Shoulder | B13 | 600 | 2535 | 0 | 114.86 | 114.85 | 0.01 | 0
2035 | MISO_MI_2_MISO_IN | MISO_MI | MISO_IN | Internal | Shoulder | B14 | 900 | 2535 | 0 | 114.73 | 114.72 | 0.01 | 0
2035 | MISO_MI_2_MISO_IN | MISO_MI | MISO_IN | Internal | Shoulder | B15 | 1203 | 2535 | 0 | 99.11 | 99.1 | 0.01 | 0
2035 | MISO_MI_2_MISO_IN | MISO_MI | MISO_IN | Internal | Summer | B1 | 10 | 2535 | 0 | 221.02 | 212.45 | 0.01 | 0
2035 | MISO_MI_2_MISO_IN | MISO_MI | MISO_IN | Internal | Summer | B2 | 25 | 2535 | 0 | 220.31 | 216.31 | 0.01 | 0
2035 | MISO_MI_2_MISO_IN | MISO_MI | MISO_IN | Internal | Summer | B3 | 75 | 2535 | 0 | 216.61 | 216.6 | 0.01 | 0
2035 | MISO_MI_2_MISO_IN | MISO_MI | MISO_IN | Internal | Summer | B4 | 100 | 2535 | 0 | 210.61 | 210.6 | 0.01 | 0
2035 | MISO_MI_2_MISO_IN | MISO_MI | MISO_IN | Internal | Summer | B5 | 200 | 2535 | 0 | 157.84 | 157.83 | 0.01 | 0
2035 | MISO_MI_2_MISO_IN | MISO_MI | MISO_IN | Internal | Summer | B6 | 300 | 2535 | 0 | 144.49 | 144.47 | 0.01 | 0
2035 | MISO_MI_2_MISO_IN | MISO_MI | MISO_IN | Internal | Summer | B7 | 400 | 2535 | 0 | 134.24 | 134.22 | 0.01 | 0
2035 | MISO_MI_2_MISO_IN | MISO_MI | MISO_IN | Internal | Summer | B8 | 500 | 2535 | 0 | 126.19 | 113.96 | 0.01 | 0
2035 | MISO_MI_2_MISO_IN | MISO_MI | MISO_IN | Internal | Summer | B9 | 800 | 2535 | 0 | 115.36 | 113.4 | 0.01 | 0
2035 | MISO_MI_2_MISO_IN | MISO_MI | MISO_IN | Internal | Summer | B10 | 1262 | 2535 | 0 | 113.41 | 113.4 | 0.01 | 0
2035 | MISO_MI_2_MISO_IN | MISO_MI | MISO_IN | Internal | Winter | B16 | 25 | 2535 | 0 | 131.53 | 117.87 | 0.01 | 0
2035 | MISO_MI_2_MISO_IN | MISO_MI | MISO_IN | Internal | Winter | B17 | 100 | 2535 | 0 | 131.53 | 117.87 | 0.01 | 0
2035 | MISO_MI_2_MISO_IN | MISO_MI | MISO_IN | Internal | Winter | B18 | 400 | 2535 | 0 | 119.89 | 114.39 | 0.01 | 0
2035 | MISO_MI_2_MISO_IN | MISO_MI | MISO_IN | Internal | Winter | B19 | 700 | 2535 | 0 | 117.74 | 113.86 | 0.01 | 0
2035 | MISO_MI_2_MISO_IN | MISO_MI | MISO_IN | Internal | Winter | B20 | 935 | 2535 | 0 | 96.87 | 88.52 | 0.01 | 0
2035 | MISO_MI_2_MISO_WUMS | MISO_MI | MISO_WUMS | Internal | Shoulder | B11 | 25 | 312 | 0.01 | 131.31 | 131.3 | 0.01 | 0
2035 | MISO_MI_2_MISO_WUMS | MISO_MI | MISO_WUMS | Internal | Shoulder | B12 | 200 | 312 | 0 | 128.67 | 114.79 | 0.01 | 0
2035 | MISO_MI_2_MISO_WUMS | MISO_MI | MISO_WUMS | Internal | Shoulder | B13 | 600 | 312 | 0 | 114.86 | 114.79 | 0.01 | 0
2035 | MISO_MI_2_MISO_WUMS | MISO_MI | MISO_WUMS | Internal | Shoulder | B14 | 900 | 312 | 14.02 | 114.73 | 114.74 | 0.01 | 0
2035 | MISO_MI_2_MISO_WUMS | MISO_MI | MISO_WUMS | Internal | Shoulder | B15 | 1203 | 312 | 0 | 99.11 | 99.1 | 0.01 | 0
2035 | MISO_MI_2_MISO_WUMS | MISO_MI | MISO_WUMS | Internal | Summer | B1 | 10 | 312 | 0 | 221.02 | 131.47 | 0.01 | 0
2035 | MISO_MI_2_MISO_WUMS | MISO_MI | MISO_WUMS | Internal | Summer | B2 | 25 | 312 | 0 | 220.31 | 216.3 | 0.01 | 0
2035 | MISO_MI_2_MISO_WUMS | MISO_MI | MISO_WUMS | Internal | Summer | B3 | 75 | 312 | 0 | 216.61 | 216.6 | 0.01 | 0
2035 | MISO_MI_2_MISO_WUMS | MISO_MI | MISO_WUMS | Internal | Summer | B4 | 100 | 312 | 0 | 210.61 | 210.6 | 0.01 | 0
2035 | MISO_MI_2_MISO_WUMS | MISO_MI | MISO_WUMS | Internal | Summer | B5 | 200 | 312 | 0 | 157.84 | 157.83 | 0.01 | 0
2035 | MISO_MI_2_MISO_WUMS | MISO_MI | MISO_WUMS | Internal | Summer | B6 | 300 | 312 | 0 | 144.49 | 144.47 | 0.01 | 0
2035 | MISO_MI_2_MISO_WUMS | MISO_MI | MISO_WUMS | Internal | Summer | B7 | 400 | 312 | 0 | 134.24 | 134.22 | 0.01 | 0
2035 | MISO_MI_2_MISO_WUMS | MISO_MI | MISO_WUMS | Internal | Summer | B8 | 500 | 312 | 0 | 126.19 | 126.19 | 0.01 | 0
2035 | MISO_MI_2_MISO_WUMS | MISO_MI | MISO_WUMS | Internal | Summer | B9 | 800 | 312 | 0 | 115.36 | 115.36 | 0.01 | 0
2035 | MISO_MI_2_MISO_WUMS | MISO_MI | MISO_WUMS | Internal | Summer | B10 | 1262 | 312 | 0 | 113.41 | 111.16 | 0.01 | 0
2035 | MISO_MI_2_MISO_WUMS | MISO_MI | MISO_WUMS | Internal | Winter | B16 | 25 | 312 | 0 | 131.53 | 0.17 | 0.01 | 0
2035 | MISO_MI_2_MISO_WUMS | MISO_MI | MISO_WUMS | Internal | Winter | B17 | 100 | 312 | 0 | 131.53 | 117.75 | 0.01 | 0
2035 | MISO_MI_2_MISO_WUMS | MISO_MI | MISO_WUMS | Internal | Winter | B18 | 400 | 312 | 0 | 119.89 | 117.75 | 0.01 | 0
2035 | MISO_MI_2_MISO_WUMS | MISO_MI | MISO_WUMS | Internal | Winter | B19 | 700 | 312 | 85.71 | 117.74 | 117.75 | 0.01 | 0
2035 | MISO_MI_2_MISO_WUMS | MISO_MI | MISO_WUMS | Internal | Winter | B20 | 935 | 312 | 0 | 96.87 | 88.45 | 0.01 | 0
2035 | MISO_MI_2_PJM_ROR | MISO_MI | PJM_ROR | Internal | Shoulder | B11 | 25 | 1424 | 300.33 | 131.31 | 133.31 | 2 | 0
2035 | MISO_MI_2_PJM_ROR | MISO_MI | PJM_ROR | Internal | Shoulder | B12 | 200 | 1424 | 452.66 | 128.67 | 130.67 | 2 | 0
2035 | MISO_MI_2_PJM_ROR | MISO_MI | PJM_ROR | Internal | Shoulder | B13 | 600 | 1424 | 358.04 | 114.86 | 116.86 | 2 | 0
2035 | MISO_MI_2_PJM_ROR | MISO_MI | PJM_ROR | Internal | Shoulder | B14 | 900 | 1424 | 114.57 | 114.73 | 116.73 | 2 | 0
2035 | MISO_MI_2_PJM_ROR | MISO_MI | PJM_ROR | Internal | Shoulder | B15 | 1203 | 1424 | 1424 | 99.11 | 112.72 | 2 | 11.62
2035 | MISO_MI_2_PJM_ROR | MISO_MI | PJM_ROR | Internal | Summer | B1 | 10 | 1424 | 451.29 | 221.02 | 223.02 | 2 | 0
2035 | MISO_MI_2_PJM_ROR | MISO_MI | PJM_ROR | Internal | Summer | B2 | 25 | 1424 | 0 | 220.31 | 218.31 | 2 | 0
2035 | MISO_MI_2_PJM_ROR | MISO_MI | PJM_ROR | Internal | Summer | B3 | 75 | 1424 | 0 | 216.61 | 218.6 | 2 | 0
2035 | MISO_MI_2_PJM_ROR | MISO_MI | PJM_ROR | Internal | Summer | B4 | 100 | 1424 | 0 | 210.61 | 212.6 | 2 | 0
2035 | MISO_MI_2_PJM_ROR | MISO_MI | PJM_ROR | Internal | Summer | B5 | 200 | 1424 | 976.28 | 157.84 | 159.84 | 2 | 0
2035 | MISO_MI_2_PJM_ROR | MISO_MI | PJM_ROR | Internal | Summer | B6 | 300 | 1424 | 800.93 | 144.49 | 146.49 | 2 | 0
2035 | MISO_MI_2_PJM_ROR | MISO_MI | PJM_ROR | Internal | Summer | B7 | 400 | 1424 | 529.55 | 134.24 | 136.24 | 2 | 0
2035 | MISO_MI_2_PJM_ROR | MISO_MI | PJM_ROR | Internal | Summer | B8 | 500 | 1424 | 258.65 | 126.19 | 128.19 | 2 | 0
2035 | MISO_MI_2_PJM_ROR | MISO_MI | PJM_ROR | Internal | Summer | B9 | 800 | 1424 | 1090.76 | 115.36 | 117.36 | 2 | 0
2035 | MISO_MI_2_PJM_ROR | MISO_MI | PJM_ROR | Internal | Summer | B10 | 1262 | 1424 | 0 | 113.41 | 113.16 | 2 | 0
2035 | MISO_MI_2_PJM_ROR | MISO_MI | PJM_ROR | Internal | Winter | B16 | 25 | 1424 | 1424 | 131.53 | 137.43 | 2 | 3.9
2035 | MISO_MI_2_PJM_ROR | MISO_MI | PJM_ROR | Internal | Winter | B17 | 100 | 1424 | 1424 | 131.53 | 136.72 | 2 | 3.19
2035 | MISO_MI_2_PJM_ROR | MISO_MI | PJM_ROR | Internal | Winter | B18 | 400 | 1424 | 1064.1 | 119.89 | 121.89 | 2 | 0
2035 | MISO_MI_2_PJM_ROR | MISO_MI | PJM_ROR | Internal | Winter | B19 | 700 | 1424 | 1424 | 117.74 | 119.9 | 2 | 0.17
2035 | MISO_MI_2_PJM_ROR | MISO_MI | PJM_ROR | Internal | Winter | B20 | 935 | 1424 | 1424 | 96.87 | 113.52 | 2 | 14.66
2035 | MISO_MO-IL_2_ENT | MISO_MO-IL | ENT | Internal | Shoulder | B11 | 25 | 2540 | 1346.55 | 128.37 | 136.37 | 8 | 0
2035 | MISO_MO-IL_2_ENT | MISO_MO-IL | ENT | Internal | Shoulder | B12 | 200 | 2540 | 0 | 114.79 | 117.39 | 8 | 0
2035 | MISO_MO-IL_2_ENT | MISO_MO-IL | ENT | Internal | Shoulder | B13 | 600 | 2540 | 0 | 110.59 | 117.39 | 8 | 0
2035 | MISO_MO-IL_2_ENT | MISO_MO-IL | ENT | Internal | Shoulder | B14 | 900 | 2540 | 0 | 107.1 | 111.26 | 8 | 0
2035 | MISO_MO-IL_2_ENT | MISO_MO-IL | ENT | Internal | Shoulder | B15 | 1203 | 2540 | 1943.16 | 91.61 | 99.61 | 8 | 0
2035 | MISO_MO-IL_2_ENT | MISO_MO-IL | ENT | Internal | Summer | B1 | 10 | 2540 | 0 | 212.46 | 204.46 | 8 | 0
2035 | MISO_MO-IL_2_ENT | MISO_MO-IL | ENT | Internal | Summer | B2 | 25 | 2540 | 0 | 216.32 | 216.32 | 8 | 0
2035 | MISO_MO-IL_2_ENT | MISO_MO-IL | ENT | Internal | Summer | B3 | 75 | 2540 | 596.9 | 216.61 | 224.61 | 8 | 0
2035 | MISO_MO-IL_2_ENT | MISO_MO-IL | ENT | Internal | Summer | B4 | 100 | 2540 | 0 | 210.61 | 210.61 | 8 | 0
2035 | MISO_MO-IL_2_ENT | MISO_MO-IL | ENT | Internal | Summer | B5 | 200 | 2540 | 0 | 157.84 | 157.84 | 8 | 0
2035 | MISO_MO-IL_2_ENT | MISO_MO-IL | ENT | Internal | Summer | B6 | 300 | 2540 | 0 | 144.49 | 144.49 | 8 | 0
2035 | MISO_MO-IL_2_ENT | MISO_MO-IL | ENT | Internal | Summer | B7 | 400 | 2540 | 0 | 134.25 | 139.61 | 8 | 0
2035 | MISO_MO-IL_2_ENT | MISO_MO-IL | ENT | Internal | Summer | B8 | 500 | 2540 | 2540 | 126.2 | 134.59 | 8 | 0.39
2035 | MISO_MO-IL_2_ENT | MISO_MO-IL | ENT | Internal | Summer | B9 | 800 | 2540 | 2103.22 | 115.37 | 123.37 | 8 | 0
2035 | MISO_MO-IL_2_ENT | MISO_MO-IL | ENT | Internal | Summer | B10 | 1262 | 2540 | 0 | 105.16 | 105.16 | 8 | 0
2035 | MISO_MO-IL_2_ENT | MISO_MO-IL | ENT | Internal | Winter | B16 | 25 | 2540 | 2540 | 117.86 | 133.72 | 8 | 7.86
2035 | MISO_MO-IL_2_ENT | MISO_MO-IL | ENT | Internal | Winter | B17 | 100 | 2540 | 0 | 117.86 | 120.47 | 8 | 0
2035 | MISO_MO-IL_2_ENT | MISO_MO-IL | ENT | Internal | Winter | B18 | 400 | 2540 | 0 | 113.37 | 120.47 | 8 | 0
2035 | MISO_MO-IL_2_ENT | MISO_MO-IL | ENT | Internal | Winter | B19 | 700 | 2540 | 0 | 111.17 | 114.64 | 8 | 0
2035 | MISO_MO-IL_2_ENT | MISO_MO-IL | ENT | Internal | Winter | B20 | 935 | 2540 | 2326.59 | 88.51 | 96.51 | 8 | 0
2035 | MISO_MO-IL_2_MISO_IN | MISO_MO-IL | MISO_IN | Internal | Shoulder | B11 | 25 | 2100 | 0 | 128.37 | 114.85 | 0.01 | 0
2035 | MISO_MO-IL_2_MISO_IN | MISO_MO-IL | MISO_IN | Internal | Shoulder | B12 | 200 | 2100 | 2100 | 114.79 | 114.85 | 0.01 | 0.05
2035 | MISO_MO-IL_2_MISO_IN | MISO_MO-IL | MISO_IN | Internal | Shoulder | B13 | 600 | 2100 | 2100 | 110.59 | 114.85 | 0.01 | 4.25
2035 | MISO_MO-IL_2_MISO_IN | MISO_MO-IL | MISO_IN | Internal | Shoulder | B14 | 900 | 2100 | 2100 | 107.1 | 114.72 | 0.01 | 7.61
2035 | MISO_MO-IL_2_MISO_IN | MISO_MO-IL | MISO_IN | Internal | Shoulder | B15 | 1203 | 2100 | 2100 | 91.61 | 99.1 | 0.01 | 7.48
2035 | MISO_MO-IL_2_MISO_IN | MISO_MO-IL | MISO_IN | Internal | Summer | B1 | 10 | 2100 | 0.03 | 212.46 | 212.45 | 0.01 | 0
2035 | MISO_MO-IL_2_MISO_IN | MISO_MO-IL | MISO_IN | Internal | Summer | B2 | 25 | 2100 | 0.01 | 216.32 | 216.31 | 0.01 | 0
2035 | MISO_MO-IL_2_MISO_IN | MISO_MO-IL | MISO_IN | Internal | Summer | B3 | 75 | 2100 | 0 | 216.61 | 216.6 | 0.01 | 0
2035 | MISO_MO-IL_2_MISO_IN | MISO_MO-IL | MISO_IN | Internal | Summer | B4 | 100 | 2100 | 0 | 210.61 | 210.6 | 0.01 | 0
2035 | MISO_MO-IL_2_MISO_IN | MISO_MO-IL | MISO_IN | Internal | Summer | B5 | 200 | 2100 | 0 | 157.84 | 157.83 | 0.01 | 0
2035 | MISO_MO-IL_2_MISO_IN | MISO_MO-IL | MISO_IN | Internal | Summer | B6 | 300 | 2100 | 0 | 144.49 | 144.47 | 0.01 | 0
2035 | MISO_MO-IL_2_MISO_IN | MISO_MO-IL | MISO_IN | Internal | Summer | B7 | 400 | 2100 | 0 | 134.25 | 134.22 | 0.01 | 0
2035 | MISO_MO-IL_2_MISO_IN | MISO_MO-IL | MISO_IN | Internal | Summer | B8 | 500 | 2100 | 0 | 126.2 | 113.96 | 0.01 | 0
2035 | MISO_MO-IL_2_MISO_IN | MISO_MO-IL | MISO_IN | Internal | Summer | B9 | 800 | 2100 | 0 | 115.37 | 113.4 | 0.01 | 0
2035 | MISO_MO-IL_2_MISO_IN | MISO_MO-IL | MISO_IN | Internal | Summer | B10 | 1262 | 2100 | 2100 | 105.16 | 113.4 | 0.01 | 8.23
2035 | MISO_MO-IL_2_MISO_IN | MISO_MO-IL | MISO_IN | Internal | Winter | B16 | 25 | 2100 | 349.36 | 117.86 | 117.87 | 0.01 | 0
2035 | MISO_MO-IL_2_MISO_IN | MISO_MO-IL | MISO_IN | Internal | Winter | B17 | 100 | 2100 | 1268.51 | 117.86 | 117.87 | 0.01 | 0
2035 | MISO_MO-IL_2_MISO_IN | MISO_MO-IL | MISO_IN | Internal | Winter | B18 | 400 | 2100 | 2100 | 113.37 | 114.39 | 0.01 | 1.01
2035 | MISO_MO-IL_2_MISO_IN | MISO_MO-IL | MISO_IN | Internal | Winter | B19 | 700 | 2100 | 2100 | 111.17 | 113.86 | 0.01 | 2.68
2035 | MISO_MO-IL_2_MISO_IN | MISO_MO-IL | MISO_IN | Internal | Winter | B20 | 935 | 2100 | 2070.84 | 88.51 | 88.52 | 0.01 | 0
2035 | MISO_MO-IL_2_MISO_W | MISO_MO-IL | MISO_W | Internal | Shoulder | B11 | 25 | 1208 | 1208 | 128.37 | 131.31 | 0.01 | 2.93
2035 | MISO_MO-IL_2_MISO_W | MISO_MO-IL | MISO_W | Internal | Shoulder | B12 | 200 | 1208 | 0 | 114.79 | 114.78 | 0.01 | 0
2035 | MISO_MO-IL_2_MISO_W | MISO_MO-IL | MISO_W | Internal | Shoulder | B13 | 600 | 1208 | 0 | 110.59 | 110.58 | 0.01 | 0
2035 | MISO_MO-IL_2_MISO_W | MISO_MO-IL | MISO_W | Internal | Shoulder | B14 | 900 | 1208 | 0 | 107.1 | 12.01 | 0.01 | 0
2035 | MISO_MO-IL_2_MISO_W | MISO_MO-IL | MISO_W | Internal | Shoulder | B15 | 1203 | 1208 | 0 | 91.61 | 7.01 | 0.01 | 0
2035 | MISO_MO-IL_2_MISO_W | MISO_MO-IL | MISO_W | Internal | Summer | B1 | 10 | 1208 | 1208 | 212.46 | 221.02 | 0.01 | 8.54
2035 | MISO_MO-IL_2_MISO_W | MISO_MO-IL | MISO_W | Internal | Summer | B2 | 25 | 1208 | 0.01 | 216.32 | 216.31 | 0.01 | 0
2035 | MISO_MO-IL_2_MISO_W | MISO_MO-IL | MISO_W | Internal | Summer | B3 | 75 | 1208 | 0 | 216.61 | 216.6 | 0.01 | 0
2035 | MISO_MO-IL_2_MISO_W | MISO_MO-IL | MISO_W | Internal | Summer | B4 | 100 | 1208 | 0 | 210.61 | 210.6 | 0.01 | 0
2035 | MISO_MO-IL_2_MISO_W | MISO_MO-IL | MISO_W | Internal | Summer | B5 | 200 | 1208 | 0 | 157.84 | 157.84 | 0.01 | 0
2035 | MISO_MO-IL_2_MISO_W | MISO_MO-IL | MISO_W | Internal | Summer | B6 | 300 | 1208 | 0 | 144.49 | 144.49 | 0.01 | 0
2035 | MISO_MO-IL_2_MISO_W | MISO_MO-IL | MISO_W | Internal | Summer | B7 | 400 | 1208 | 0 | 134.25 | 134.24 | 0.01 | 0
2035 | MISO_MO-IL_2_MISO_W | MISO_MO-IL | MISO_W | Internal | Summer | B8 | 500 | 1208 | 0 | 126.2 | 126.19 | 0.01 | 0
2035 | MISO_MO-IL_2_MISO_W | MISO_MO-IL | MISO_W | Internal | Summer | B9 | 800 | 1208 | 0 | 115.37 | 115.36 | 0.01 | 0
2035 | MISO_MO-IL_2_MISO_W | MISO_MO-IL | MISO_W | Internal | Summer | B10 | 1262 | 1208 | 0 | 105.16 | 105.15 | 0.01 | 0
2035 | MISO_MO-IL_2_MISO_W | MISO_MO-IL | MISO_W | Internal | Winter | B16 | 25 | 1208 | 0 | 117.86 | 0.01 | 0.01 | 0
2035 | MISO_MO-IL_2_MISO_W | MISO_MO-IL | MISO_W | Internal | Winter | B17 | 100 | 1208 | 0 | 117.86 | 5.01 | 0.01 | 0
2035 | MISO_MO-IL_2_MISO_W | MISO_MO-IL | MISO_W | Internal | Winter | B18 | 400 | 1208 | 0 | 113.37 | 81.87 | 0.01 | 0
2035 | MISO_MO-IL_2_MISO_W | MISO_MO-IL | MISO_W | Internal | Winter | B19 | 700 | 1208 | 0 | 111.17 | 81.87 | 0.01 | 0
2035 | MISO_MO-IL_2_MISO_W | MISO_MO-IL | MISO_W | Internal | Winter | B20 | 935 | 1208 | 0 | 88.51 | 7.01 | 0.01 | 0
2035 | MISO_MO-IL_2_PJM_ROR | MISO_MO-IL | PJM_ROR | Internal | Shoulder | B11 | 25 | 1212 | 1212 | 128.37 | 133.31 | 2 | 2.95
2035 | MISO_MO-IL_2_PJM_ROR | MISO_MO-IL | PJM_ROR | Internal | Shoulder | B12 | 200 | 1212 | 1212 | 114.79 | 130.67 | 2 | 13.88
2035 | MISO_MO-IL_2_PJM_ROR | MISO_MO-IL | PJM_ROR | Internal | Shoulder | B13 | 600 | 1212 | 1212 | 110.59 | 116.86 | 2 | 4.28
2035 | MISO_MO-IL_2_PJM_ROR | MISO_MO-IL | PJM_ROR | Internal | Shoulder | B14 | 900 | 1212 | 1212 | 107.1 | 116.73 | 2 | 7.63
2035 | MISO_MO-IL_2_PJM_ROR | MISO_MO-IL | PJM_ROR | Internal | Shoulder | B15 | 1203 | 1212 | 1212 | 91.61 | 112.72 | 2 | 19.12
2035 | MISO_MO-IL_2_PJM_ROR | MISO_MO-IL | PJM_ROR | Internal | Summer | B1 | 10 | 1212 | 1212 | 212.46 | 223.02 | 2 | 8.56
2035 | MISO_MO-IL_2_PJM_ROR | MISO_MO-IL | PJM_ROR | Internal | Summer | B2 | 25 | 1212 | 0.02 | 216.32 | 218.31 | 2 | 0
2035 | MISO_MO-IL_2_PJM_ROR | MISO_MO-IL | PJM_ROR | Internal | Summer | B3 | 75 | 1212 | 0 | 216.61 | 218.6 | 2 | 0
2035 | MISO_MO-IL_2_PJM_ROR | MISO_MO-IL | PJM_ROR | Internal | Summer | B4 | 100 | 1212 | 0 | 210.61 | 212.6 | 2 | 0
2035 | MISO_MO-IL_2_PJM_ROR | MISO_MO-IL | PJM_ROR | Internal | Summer | B5 | 200 | 1212 | 811.83 | 157.84 | 159.84 | 2 | 0
2035 | MISO_MO-IL_2_PJM_ROR | MISO_MO-IL | PJM_ROR | Internal | Summer | B6 | 300 | 1212 | 587.94 | 144.49 | 146.49 | 2 | 0
2035 | MISO_MO-IL_2_PJM_ROR | MISO_MO-IL | PJM_ROR | Internal | Summer | B7 | 400 | 1212 | 0 | 134.25 | 136.24 | 2 | 0
2035 | MISO_MO-IL_2_PJM_ROR | MISO_MO-IL | PJM_ROR | Internal | Summer | B8 | 500 | 1212 | 0 | 126.2 | 128.19 | 2 | 0
2035 | MISO_MO-IL_2_PJM_ROR | MISO_MO-IL | PJM_ROR | Internal | Summer | B9 | 800 | 1212 | 0 | 115.37 | 117.36 | 2 | 0
2035 | MISO_MO-IL_2_PJM_ROR | MISO_MO-IL | PJM_ROR | Internal | Summer | B10 | 1262 | 1212 | 1212 | 105.16 | 113.16 | 2 | 6
2035 | MISO_MO-IL_2_PJM_ROR | MISO_MO-IL | PJM_ROR | Internal | Winter | B16 | 25 | 1212 | 1212 | 117.86 | 137.43 | 2 | 17.57
2035 | MISO_MO-IL_2_PJM_ROR | MISO_MO-IL | PJM_ROR | Internal | Winter | B17 | 100 | 1212 | 1212 | 117.86 | 136.72 | 2 | 16.86
2035 | MISO_MO-IL_2_PJM_ROR | MISO_MO-IL | PJM_ROR | Internal | Winter | B18 | 400 | 1212 | 1212 | 113.37 | 121.89 | 2 | 6.52
2035 | MISO_MO-IL_2_PJM_ROR | MISO_MO-IL | PJM_ROR | Internal | Winter | B19 | 700 | 1212 | 1212 | 111.17 | 119.9 | 2 | 6.74
2035 | MISO_MO-IL_2_PJM_ROR | MISO_MO-IL | PJM_ROR | Internal | Winter | B20 | 935 | 1212 | 1212 | 88.51 | 113.52 | 2 | 23.01
2035 | MISO_MO-IL_2_TVA_Transmission | MISO_MO-IL | TVA_Transmission | Internal | Shoulder | B11 | 25 | 4000 | 463.27 | 128.37 | 136.37 | 8 | 0
2035 | MISO_MO-IL_2_TVA_Transmission | MISO_MO-IL | TVA_Transmission | Internal | Shoulder | B12 | 200 | 4000 | 984.48 | 114.79 | 122.79 | 8 | 0
2035 | MISO_MO-IL_2_TVA_Transmission | MISO_MO-IL | TVA_Transmission | Internal | Shoulder | B13 | 600 | 4000 | 3012.4 | 110.59 | 118.59 | 8 | 0
2035 | MISO_MO-IL_2_TVA_Transmission | MISO_MO-IL | TVA_Transmission | Internal | Shoulder | B14 | 900 | 4000 | 4000 | 107.1 | 118.59 | 8 | 3.49
2035 | MISO_MO-IL_2_TVA_Transmission | MISO_MO-IL | TVA_Transmission | Internal | Shoulder | B15 | 1203 | 4000 | 4000 | 91.61 | 107.61 | 8 | 8
2035 | MISO_MO-IL_2_TVA_Transmission | MISO_MO-IL | TVA_Transmission | Internal | Summer | B1 | 10 | 4000 | 4000 | 212.46 | 229.02 | 8 | 8.56
2035 | MISO_MO-IL_2_TVA_Transmission | MISO_MO-IL | TVA_Transmission | Internal | Summer | B2 | 25 | 4000 | 4000 | 216.32 | 232.31 | 8 | 7.99
2035 | MISO_MO-IL_2_TVA_Transmission | MISO_MO-IL | TVA_Transmission | Internal | Summer | B3 | 75 | 4000 | 2242.7 | 216.61 | 224.61 | 8 | 0
2035 | MISO_MO-IL_2_TVA_Transmission | MISO_MO-IL | TVA_Transmission | Internal | Summer | B4 | 100 | 4000 | 287.63 | 210.61 | 218.61 | 8 | 0
2035 | MISO_MO-IL_2_TVA_Transmission | MISO_MO-IL | TVA_Transmission | Internal | Summer | B5 | 200 | 4000 | 74.77 | 157.84 | 165.84 | 8 | 0
2035 | MISO_MO-IL_2_TVA_Transmission | MISO_MO-IL | TVA_Transmission | Internal | Summer | B6 | 300 | 4000 | 0 | 144.49 | 147.01 | 8 | 0
2035 | MISO_MO-IL_2_TVA_Transmission | MISO_MO-IL | TVA_Transmission | Internal | Summer | B7 | 400 | 4000 | 0 | 134.25 | 136.24 | 8 | 0
2035 | MISO_MO-IL_2_TVA_Transmission | MISO_MO-IL | TVA_Transmission | Internal | Summer | B8 | 500 | 4000 | 0 | 126.2 | 125.95 | 8 | 0
2035 | MISO_MO-IL_2_TVA_Transmission | MISO_MO-IL | TVA_Transmission | Internal | Summer | B9 | 800 | 4000 | 0 | 115.37 | 123.36 | 8 | 0
2035 | MISO_MO-IL_2_TVA_Transmission | MISO_MO-IL | TVA_Transmission | Internal | Summer | B10 | 1262 | 4000 | 3132.9 | 105.16 | 113.16 | 8 | 0
2035 | MISO_MO-IL_2_TVA_Transmission | MISO_MO-IL | TVA_Transmission | Internal | Winter | B16 | 25 | 4000 | 4000 | 117.86 | 133.87 | 8 | 8.01
2035 | MISO_MO-IL_2_TVA_Transmission | MISO_MO-IL | TVA_Transmission | Internal | Winter | B17 | 100 | 4000 | 4000 | 117.86 | 127.72 | 8 | 1.86
2035 | MISO_MO-IL_2_TVA_Transmission | MISO_MO-IL | TVA_Transmission | Internal | Winter | B18 | 400 | 4000 | 3435.25 | 113.37 | 121.37 | 8 | 0
2035 | MISO_MO-IL_2_TVA_Transmission | MISO_MO-IL | TVA_Transmission | Internal | Winter | B19 | 700 | 4000 | 4000 | 111.17 | 121.37 | 8 | 2.2
2035 | MISO_MO-IL_2_TVA_Transmission | MISO_MO-IL | TVA_Transmission | Internal | Winter | B20 | 935 | 4000 | 4000 | 88.51 | 104.52 | 8 | 8.01
2035 | MISO_W_2_IESO | MISO_W | IESO | Internal | Shoulder | B11 | 25 | 145 | 0 | 131.31 | 89.87 | 8 | 0
2035 | MISO_W_2_IESO | MISO_W | IESO | Internal | Shoulder | B12 | 200 | 145 | 0 | 114.78 | 89.87 | 8 | 0
2035 | MISO_W_2_IESO | MISO_W | IESO | Internal | Shoulder | B13 | 600 | 145 | 0 | 110.58 | 89.87 | 8 | 0
2035 | MISO_W_2_IESO | MISO_W | IESO | Internal | Shoulder | B14 | 900 | 145 | 145 | 12.01 | 89.87 | 8 | 69.86
2035 | MISO_W_2_IESO | MISO_W | IESO | Internal | Shoulder | B15 | 1203 | 145 | 145 | 7.01 | 89.87 | 8 | 74.86
2035 | MISO_W_2_IESO | MISO_W | IESO | Internal | Summer | B1 | 10 | 145 | 0 | 221.02 | 126.8 | 8 | 0
2035 | MISO_W_2_IESO | MISO_W | IESO | Internal | Summer | B2 | 25 | 145 | 0 | 216.31 | 126.8 | 8 | 0
2035 | MISO_W_2_IESO | MISO_W | IESO | Internal | Summer | B3 | 75 | 145 | 0 | 216.6 | 126.8 | 8 | 0
2035 | MISO_W_2_IESO | MISO_W | IESO | Internal | Summer | B4 | 100 | 145 | 0 | 210.6 | 98.14 | 8 | 0
2035 | MISO_W_2_IESO | MISO_W | IESO | Internal | Summer | B5 | 200 | 145 | 0 | 157.84 | 88.46 | 8 | 0
2035 | MISO_W_2_IESO | MISO_W | IESO | Internal | Summer | B6 | 300 | 145 | 0 | 144.49 | 88.46 | 8 | 0
2035 | MISO_W_2_IESO | MISO_W | IESO | Internal | Summer | B7 | 400 | 145 | 0 | 134.24 | 88.46 | 8 | 0
2035 | MISO_W_2_IESO | MISO_W | IESO | Internal | Summer | B8 | 500 | 145 | 0 | 126.19 | 88.46 | 8 | 0
2035 | MISO_W_2_IESO | MISO_W | IESO | Internal | Summer | B9 | 800 | 145 | 0 | 115.36 | 88.46 | 8 | 0
2035 | MISO_W_2_IESO | MISO_W | IESO | Internal | Summer | B10 | 1262 | 145 | 0 | 105.15 | 88.46 | 8 | 0
2035 | MISO_W_2_IESO | MISO_W | IESO | Internal | Winter | B16 | 25 | 145 | 145 | 0.01 | 89.87 | 8 | 81.86
2035 | MISO_W_2_IESO | MISO_W | IESO | Internal | Winter | B17 | 100 | 145 | 145 | 5.01 | 89.87 | 8 | 76.86
2035 | MISO_W_2_IESO | MISO_W | IESO | Internal | Winter | B18 | 400 | 145 | 6.71 | 81.87 | 89.87 | 8 | 0
2035 | MISO_W_2_IESO | MISO_W | IESO | Internal | Winter | B19 | 700 | 145 | 4.05 | 81.87 | 89.87 | 8 | 0
2035 | MISO_W_2_IESO | MISO_W | IESO | Internal | Winter | B20 | 935 | 145 | 145 | 7.01 | 89.87 | 8 | 74.86
2035 | MISO_W_2_MAPP_CA | MISO_W | MAPP_CA | Internal | Shoulder | B11 | 25 | 700 | 0 | 131.31 | 81.87 | 0.01 | 0
2035 | MISO_W_2_MAPP_CA | MISO_W | MAPP_CA | Internal | Shoulder | B12 | 200 | 700 | 0 | 114.78 | 96.87 | 0.01 | 0
2035 | MISO_W_2_MAPP_CA | MISO_W | MAPP_CA | Internal | Shoulder | B13 | 600 | 700 | 0 | 110.58 | 81.87 | 0.01 | 0
2035 | MISO_W_2_MAPP_CA | MISO_W | MAPP_CA | Internal | Shoulder | B14 | 900 | 700 | 0 | 12.01 | 12 | 0.01 | 0
2035 | MISO_W_2_MAPP_CA | MISO_W | MAPP_CA | Internal | Shoulder | B15 | 1203 | 700 | 700 | 7.01 | 12 | 0.01 | 4.98
2035 | MISO_W_2_MAPP_CA | MISO_W | MAPP_CA | Internal | Summer | B1 | 10 | 700 | 0 | 221.02 | 105.14 | 0.01 | 0
2035 | MISO_W_2_MAPP_CA | MISO_W | MAPP_CA | Internal | Summer | B2 | 25 | 700 | 0 | 216.31 | 105.14 | 0.01 | 0
2035 | MISO_W_2_MAPP_CA | MISO_W | MAPP_CA | Internal | Summer | B3 | 75 | 700 | 0 | 216.6 | 105.14 | 0.01 | 0
2035 | MISO_W_2_MAPP_CA | MISO_W | MAPP_CA | Internal | Summer | B4 | 100 | 700 | 0 | 210.6 | 105.14 | 0.01 | 0
2035 | MISO_W_2_MAPP_CA | MISO_W | MAPP_CA | Internal | Summer | B5 | 200 | 700 | 0 | 157.84 | 105.14 | 0.01 | 0
2035 | MISO_W_2_MAPP_CA | MISO_W | MAPP_CA | Internal | Summer | B6 | 300 | 700 | 0 | 144.49 | 105.14 | 0.01 | 0
2035 | MISO_W_2_MAPP_CA | MISO_W | MAPP_CA | Internal | Summer | B7 | 400 | 700 | 0 | 134.24 | 105.14 | 0.01 | 0
2035 | MISO_W_2_MAPP_CA | MISO_W | MAPP_CA | Internal | Summer | B8 | 500 | 700 | 0 | 126.19 | 105.14 | 0.01 | 0
2035 | MISO_W_2_MAPP_CA | MISO_W | MAPP_CA | Internal | Summer | B9 | 800 | 700 | 0 | 115.36 | 105.14 | 0.01 | 0
2035 | MISO_W_2_MAPP_CA | MISO_W | MAPP_CA | Internal | Summer | B10 | 1262 | 700 | 0 | 105.15 | 105.14 | 0.01 | 0
2035 | MISO_W_2_MAPP_CA | MISO_W | MAPP_CA | Internal | Winter | B16 | 25 | 700 | 700 | 0.01 | 81.86 | 0.01 | 81.83
2035 | MISO_W_2_MAPP_CA | MISO_W | MAPP_CA | Internal | Winter | B17 | 100 | 700 | 700 | 5.01 | 81.86 | 0.01 | 76.83
2035 | MISO_W_2_MAPP_CA | MISO_W | MAPP_CA | Internal | Winter | B18 | 400 | 700 | 0 | 81.87 | 81.86 | 0.01 | 0
2035 | MISO_W_2_MAPP_CA | MISO_W | MAPP_CA | Internal | Winter | B19 | 700 | 700 | 0 | 81.87 | 81.86 | 0.01 | 0
2035 | MISO_W_2_MAPP_CA | MISO_W | MAPP_CA | Internal | Winter | B20 | 935 | 700 | 700 | 7.01 | 81.86 | 0.01 | 74.83
2035 | MISO_W_2_MISO_MO-IL | MISO_W | MISO_MO-IL | Internal | Shoulder | B11 | 25 | 4048 | 0 | 131.31 | 128.37 | 0.01 | 0
2035 | MISO_W_2_MISO_MO-IL | MISO_W | MISO_MO-IL | Internal | Shoulder | B12 | 200 | 4048 | 1615.01 | 114.78 | 114.79 | 0.01 | 0
2035 | MISO_W_2_MISO_MO-IL | MISO_W | MISO_MO-IL | Internal | Shoulder | B13 | 600 | 4048 | 3696.77 | 110.58 | 110.59 | 0.01 | 0
2035 | MISO_W_2_MISO_MO-IL | MISO_W | MISO_MO-IL | Internal | Shoulder | B14 | 900 | 4048 | 4048 | 12.01 | 107.1 | 0.01 | 95.07
2035 | MISO_W_2_MISO_MO-IL | MISO_W | MISO_MO-IL | Internal | Shoulder | B15 | 1203 | 4048 | 4048 | 7.01 | 91.61 | 0.01 | 84.58
2035 | MISO_W_2_MISO_MO-IL | MISO_W | MISO_MO-IL | Internal | Summer | B1 | 10 | 4048 | 0 | 221.02 | 212.46 | 0.01 | 0
2035 | MISO_W_2_MISO_MO-IL | MISO_W | MISO_MO-IL | Internal | Summer | B2 | 25 | 4048 | 2007.68 | 216.31 | 216.32 | 0.01 | 0
2035 | MISO_W_2_MISO_MO-IL | MISO_W | MISO_MO-IL | Internal | Summer | B3 | 75 | 4048 | 1841.17 | 216.6 | 216.61 | 0.01 | 0
2035 | MISO_W_2_MISO_MO-IL | MISO_W | MISO_MO-IL | Internal | Summer | B4 | 100 | 4048 | 3917.73 | 210.6 | 210.61 | 0.01 | 0
2035 | MISO_W_2_MISO_MO-IL | MISO_W | MISO_MO-IL | Internal | Summer | B5 | 200 | 4048 | 0 | 157.84 | 157.84 | 0.01 | 0
2035 | MISO_W_2_MISO_MO-IL | MISO_W | MISO_MO-IL | Internal | Summer | B6 | 300 | 4048 | 0 | 144.49 | 144.49 | 0.01 | 0
2035 | MISO_W_2_MISO_MO-IL | MISO_W | MISO_MO-IL | Internal | Summer | B7 | 400 | 4048 | 4.28 | 134.24 | 134.25 | 0.01 | 0
2035 | MISO_W_2_MISO_MO-IL | MISO_W | MISO_MO-IL | Internal | Summer | B8 | 500 | 4048 | 1872.94 | 126.19 | 126.2 | 0.01 | 0
2035 | MISO_W_2_MISO_MO-IL | MISO_W | MISO_MO-IL | Internal | Summer | B9 | 800 | 4048 | 196.17 | 115.36 | 115.37 | 0.01 | 0
2035 | MISO_W_2_MISO_MO-IL | MISO_W | MISO_MO-IL | Internal | Summer | B10 | 1262 | 4048 | 3884.43 | 105.15 | 105.16 | 0.01 | 0
2035 | MISO_W_2_MISO_MO-IL | MISO_W | MISO_MO-IL | Internal | Winter | B16 | 25 | 4048 | 4048 | 0.01 | 117.86 | 0.01 | 117.83
2035 | MISO_W_2_MISO_MO-IL | MISO_W | MISO_MO-IL | Internal | Winter | B17 | 100 | 4048 | 4048 | 5.01 | 117.86 | 0.01 | 112.84
2035 | MISO_W_2_MISO_MO-IL | MISO_W | MISO_MO-IL | Internal | Winter | B18 | 400 | 4048 | 4048 | 81.87 | 113.37 | 0.01 | 31.49
2035 | MISO_W_2_MISO_MO-IL | MISO_W | MISO_MO-IL | Internal | Winter | B19 | 700 | 4048 | 4048 | 81.87 | 111.17 | 0.01 | 29.29
2035 | MISO_W_2_MISO_MO-IL | MISO_W | MISO_MO-IL | Internal | Winter | B20 | 935 | 4048 | 4048 | 7.01 | 88.51 | 0.01 | 81.49
2035 | MISO_W_2_MISO_WUMS | MISO_W | MISO_WUMS | Internal | Shoulder | B11 | 25 | 1747 | 0.01 | 131.31 | 131.3 | 0.01 | 0
2035 | MISO_W_2_MISO_WUMS | MISO_W | MISO_WUMS | Internal | Shoulder | B12 | 200 | 1747 | 1372.75 | 114.78 | 114.79 | 0.01 | 0
2035 | MISO_W_2_MISO_WUMS | MISO_W | MISO_WUMS | Internal | Shoulder | B13 | 600 | 1747 | 1747 | 110.58 | 114.79 | 0.01 | 4.2
2035 | MISO_W_2_MISO_WUMS | MISO_W | MISO_WUMS | Internal | Shoulder | B14 | 900 | 1747 | 1747 | 12.01 | 114.74 | 0.01 | 102.72
2035 | MISO_W_2_MISO_WUMS | MISO_W | MISO_WUMS | Internal | Shoulder | B15 | 1203 | 1747 | 1747 | 7.01 | 99.1 | 0.01 | 92.07
2035 | MISO_W_2_MISO_WUMS | MISO_W | MISO_WUMS | Internal | Summer | B1 | 10 | 1747 | 0 | 221.02 | 131.47 | 0.01 | 0
2035 | MISO_W_2_MISO_WUMS | MISO_W | MISO_WUMS | Internal | Summer | B2 | 25 | 1747 | 0.01 | 216.31 | 216.3 | 0.01 | 0
2035 | MISO_W_2_MISO_WUMS | MISO_W | MISO_WUMS | Internal | Summer | B3 | 75 | 1747 | 0 | 216.6 | 216.6 | 0.01 | 0
2035 | MISO_W_2_MISO_WUMS | MISO_W | MISO_WUMS | Internal | Summer | B4 | 100 | 1747 | 0 | 210.6 | 210.6 | 0.01 | 0
2035 | MISO_W_2_MISO_WUMS | MISO_W | MISO_WUMS | Internal | Summer | B5 | 200 | 1747 | 0 | 157.84 | 157.83 | 0.01 | 0
2035 | MISO_W_2_MISO_WUMS | MISO_W | MISO_WUMS | Internal | Summer | B6 | 300 | 1747 | 0 | 144.49 | 144.47 | 0.01 | 0
2035 | MISO_W_2_MISO_WUMS | MISO_W | MISO_WUMS | Internal | Summer | B7 | 400 | 1747 | 0 | 134.24 | 134.22 | 0.01 | 0
2035 | MISO_W_2_MISO_WUMS | MISO_W | MISO_WUMS | Internal | Summer | B8 | 500 | 1747 | 0 | 126.19 | 126.19 | 0.01 | 0
2035 | MISO_W_2_MISO_WUMS | MISO_W | MISO_WUMS | Internal | Summer | B9 | 800 | 1747 | 0 | 115.36 | 115.36 | 0.01 | 0
2035 | MISO_W_2_MISO_WUMS | MISO_W | MISO_WUMS | Internal | Summer | B10 | 1262 | 1747 | 1747 | 105.15 | 111.16 | 0.01 | 6
2035 | MISO_W_2_MISO_WUMS | MISO_W | MISO_WUMS | Internal | Winter | B16 | 25 | 1747 | 1747 | 0.01 | 0.17 | 0.01 | 0.15
2035 | MISO_W_2_MISO_WUMS | MISO_W | MISO_WUMS | Internal | Winter | B17 | 100 | 1747 | 1747 | 5.01 | 117.75 | 0.01 | 112.73
2035 | MISO_W_2_MISO_WUMS | MISO_W | MISO_WUMS | Internal | Winter | B18 | 400 | 1747 | 1747 | 81.87 | 117.75 | 0.01 | 35.87
2035 | MISO_W_2_MISO_WUMS | MISO_W | MISO_WUMS | Internal | Winter | B19 | 700 | 1747 | 1747 | 81.87 | 117.75 | 0.01 | 35.87
2035 | MISO_W_2_MISO_WUMS | MISO_W | MISO_WUMS | Internal | Winter | B20 | 935 | 1747 | 1747 | 7.01 | 88.45 | 0.01 | 81.42
2035 | MISO_W_2_PJM_ROR | MISO_W | PJM_ROR | Internal | Shoulder | B11 | 25 | 19839 | 15293.17 | 131.31 | 133.31 | 2 | 0
2035 | MISO_W_2_PJM_ROR | MISO_W | PJM_ROR | Internal | Shoulder | B12 | 200 | 19839 | 19839 | 114.78 | 130.67 | 2 | 13.89
2035 | MISO_W_2_PJM_ROR | MISO_W | PJM_ROR | Internal | Shoulder | B13 | 600 | 19839 | 19839 | 110.58 | 116.86 | 2 | 4.29
2035 | MISO_W_2_PJM_ROR | MISO_W | PJM_ROR | Internal | Shoulder | B14 | 900 | 19839 | 19839 | 12.01 | 116.73 | 2 | 102.72
2035 | MISO_W_2_PJM_ROR | MISO_W | PJM_ROR | Internal | Shoulder | B15 | 1203 | 19839 | 19839 | 7.01 | 112.72 | 2 | 103.71
2035 | MISO_W_2_PJM_ROR | MISO_W | PJM_ROR | Internal | Summer | B1 | 10 | 19839 | 16825.27 | 221.02 | 223.02 | 2 | 0
2035 | MISO_W_2_PJM_ROR | MISO_W | PJM_ROR | Internal | Summer | B2 | 25 | 19839 | 17855.17 | 216.31 | 218.31 | 2 | 0
2035 | MISO_W_2_PJM_ROR | MISO_W | PJM_ROR | Internal | Summer | B3 | 75 | 19839 | 8995.73 | 216.6 | 218.6 | 2 | 0
2035 | MISO_W_2_PJM_ROR | MISO_W | PJM_ROR | Internal | Summer | B4 | 100 | 19839 | 5841.59 | 210.6 | 212.6 | 2 | 0
2035 | MISO_W_2_PJM_ROR | MISO_W | PJM_ROR | Internal | Summer | B5 | 200 | 19839 | 10857.83 | 157.84 | 159.84 | 2 | 0
2035 | MISO_W_2_PJM_ROR | MISO_W | PJM_ROR | Internal | Summer | B6 | 300 | 19839 | 11383.51 | 144.49 | 146.49 | 2 | 0
2035 | MISO_W_2_PJM_ROR | MISO_W | PJM_ROR | Internal | Summer | B7 | 400 | 19839 | 14458.46 | 134.24 | 136.24 | 2 | 0
2035 | MISO_W_2_PJM_ROR | MISO_W | PJM_ROR | Internal | Summer | B8 | 500 | 19839 | 17262.18 | 126.19 | 128.19 | 2 | 0
2035 | MISO_W_2_PJM_ROR | MISO_W | PJM_ROR | Internal | Summer | B9 | 800 | 19839 | 18229.02 | 115.36 | 117.36 | 2 | 0
2035 | MISO_W_2_PJM_ROR | MISO_W | PJM_ROR | Internal | Summer | B10 | 1262 | 19839 | 19839 | 105.15 | 113.16 | 2 | 6.01
2035 | MISO_W_2_PJM_ROR | MISO_W | PJM_ROR | Internal | Winter | B16 | 25 | 19839 | 19839 | 0.01 | 137.43 | 2 | 135.42
2035 | MISO_W_2_PJM_ROR | MISO_W | PJM_ROR | Internal | Winter | B17 | 100 | 19839 | 19839 | 5.01 | 136.72 | 2 | 129.71
2035 | MISO_W_2_PJM_ROR | MISO_W | PJM_ROR | Internal | Winter | B18 | 400 | 19839 | 19839 | 81.87 | 121.89 | 2 | 38.02
2035 | MISO_W_2_PJM_ROR | MISO_W | PJM_ROR | Internal | Winter | B19 | 700 | 19839 | 19839 | 81.87 | 119.9 | 2 | 36.04
2035 | MISO_W_2_PJM_ROR | MISO_W | PJM_ROR | Internal | Winter | B20 | 935 | 19839 | 19839 | 7.01 | 113.52 | 2 | 104.51
2035 | MISO_W_2_SPP_N | MISO_W | SPP_N | Internal | Shoulder | B11 | 25 | 3450 | 0 | 131.31 | 126.33 | 7 | 0
2035 | MISO_W_2_SPP_N | MISO_W | SPP_N | Internal | Shoulder | B12 | 200 | 3450 | 0 | 114.78 | 109.79 | 7 | 0
2035 | MISO_W_2_SPP_N | MISO_W | SPP_N | Internal | Shoulder | B13 | 600 | 3450 | 0 | 110.58 | 83.88 | 7 | 0
2035 | MISO_W_2_SPP_N | MISO_W | SPP_N | Internal | Shoulder | B14 | 900 | 3450 | 0 | 12.01 | 0.01 | 7 | 0
2035 | MISO_W_2_SPP_N | MISO_W | SPP_N | Internal | Shoulder | B15 | 1203 | 3450 | 0 | 7.01 | 0.01 | 7 | 0
2035 | MISO_W_2_SPP_N | MISO_W | SPP_N | Internal | Summer | B1 | 10 | 3450 | 0 | 221.02 | 11.52 | 7 | 0
2035 | MISO_W_2_SPP_N | MISO_W | SPP_N | Internal | Summer | B2 | 25 | 3450 | 0 | 216.31 | 211.32 | 7 | 0
2035 | MISO_W_2_SPP_N | MISO_W | SPP_N | Internal | Summer | B3 | 75 | 3450 | 0 | 216.6 | 219.61 | 7 | 0
2035 | MISO_W_2_SPP_N | MISO_W | SPP_N | Internal | Summer | B4 | 100 | 3450 | 0 | 210.6 | 205.61 | 7 | 0
2035 | MISO_W_2_SPP_N | MISO_W | SPP_N | Internal | Summer | B5 | 200 | 3450 | 0 | 157.84 | 152.84 | 7 | 0
2035 | MISO_W_2_SPP_N | MISO_W | SPP_N | Internal | Summer | B6 | 300 | 3450 | 0 | 144.49 | 139.49 | 7 | 0
2035 | MISO_W_2_SPP_N | MISO_W | SPP_N | Internal | Summer | B7 | 400 | 3450 | 0 | 134.24 | 134.61 | 7 | 0
2035 | MISO_W_2_SPP_N | MISO_W | SPP_N | Internal | Summer | B8 | 500 | 3450 | 0 | 126.19 | 129.59 | 7 | 0
2035 | MISO_W_2_SPP_N | MISO_W | SPP_N | Internal | Summer | B9 | 800 | 3450 | 0 | 115.36 | 113.37 | 7 | 0
2035 | MISO_W_2_SPP_N | MISO_W | SPP_N | Internal | Summer | B10 | 1262 | 3450 | 0 | 105.15 | 100.15 | 7 | 0
2035 | MISO_W_2_SPP_N | MISO_W | SPP_N | Internal | Winter | B16 | 25 | 3450 | 0 | 0.01 | 0.01 | 7 | 0
2035 | MISO_W_2_SPP_N | MISO_W | SPP_N | Internal | Winter | B17 | 100 | 3450 | 0 | 5.01 | 0.01 | 7 | 0
2035 | MISO_W_2_SPP_N | MISO_W | SPP_N | Internal | Winter | B18 | 400 | 3450 | 0 | 81.87 | 76.87 | 7 | 0
2035 | MISO_W_2_SPP_N | MISO_W | SPP_N | Internal | Winter | B19 | 700 | 3450 | 0 | 81.87 | 43.67 | 7 | 0
2035 | MISO_W_2_SPP_N | MISO_W | SPP_N | Internal | Winter | B20 | 935 | 3450 | 0 | 7.01 | 0.01 | 7 | 0
2035 | MISO_WUMS_2_MISO_MI | MISO_WUMS | MISO_MI | Internal | Shoulder | B11 | 25 | 294 | 154.95 | 131.3 | 131.31 | 0.01 | 0
2035 | MISO_WUMS_2_MISO_MI | MISO_WUMS | MISO_MI | Internal | Shoulder | B12 | 200 | 294 | 294 | 114.79 | 128.67 | 0.01 | 13.87
2035 | MISO_WUMS_2_MISO_MI | MISO_WUMS | MISO_MI | Internal | Shoulder | B13 | 600 | 294 | 294 | 114.79 | 114.86 | 0.01 | 0.06
2035 | MISO_WUMS_2_MISO_MI | MISO_WUMS | MISO_MI | Internal | Shoulder | B14 | 900 | 294 | 0 | 114.74 | 114.73 | 0.01 | 0
2035 | MISO_WUMS_2_MISO_MI | MISO_WUMS | MISO_MI | Internal | Shoulder | B15 | 1203 | 294 | 106.19 | 99.1 | 99.11 | 0.01 | 0
2035 | MISO_WUMS_2_MISO_MI | MISO_WUMS | MISO_MI | Internal | Summer | B1 | 10 | 294 | 294 | 131.47 | 221.02 | 0.01 | 89.54
2035 | MISO_WUMS_2_MISO_MI | MISO_WUMS | MISO_MI | Internal | Summer | B2 | 25 | 294 | 294 | 216.3 | 220.31 | 0.01 | 4
2035 | MISO_WUMS_2_MISO_MI | MISO_WUMS | MISO_MI | Internal | Summer | B3 | 75 | 294 | 168.66 | 216.6 | 216.61 | 0.01 | 0
2035 | MISO_WUMS_2_MISO_MI | MISO_WUMS | MISO_MI | Internal | Summer | B4 | 100 | 294 | 243.46 | 210.6 | 210.61 | 0.01 | 0
2035 | MISO_WUMS_2_MISO_MI | MISO_WUMS | MISO_MI | Internal | Summer | B5 | 200 | 294 | 125.16 | 157.83 | 157.84 | 0.01 | 0
2035 | MISO_WUMS_2_MISO_MI | MISO_WUMS | MISO_MI | Internal | Summer | B6 | 300 | 294 | 187.56 | 144.47 | 144.49 | 0.01 | 0
2035 | MISO_WUMS_2_MISO_MI | MISO_WUMS | MISO_MI | Internal | Summer | B7 | 400 | 294 | 210.43 | 134.22 | 134.24 | 0.01 | 0
2035 | MISO_WUMS_2_MISO_MI | MISO_WUMS | MISO_MI | Internal | Summer | B8 | 500 | 294 | 0 | 126.19 | 126.19 | 0.01 | 0
2035 | MISO_WUMS_2_MISO_MI | MISO_WUMS | MISO_MI | Internal | Summer | B9 | 800 | 294 | 0 | 115.36 | 115.36 | 0.01 | 0
2035 | MISO_WUMS_2_MISO_MI | MISO_WUMS | MISO_MI | Internal | Summer | B10 | 1262 | 294 | 294 | 111.16 | 113.41 | 0.01 | 2.24
2035 | MISO_WUMS_2_MISO_MI | MISO_WUMS | MISO_MI | Internal | Winter | B16 | 25 | 294 | 294 | 0.17 | 131.53 | 0.01 | 131.35
2035 | MISO_WUMS_2_MISO_MI | MISO_WUMS | MISO_MI | Internal | Winter | B17 | 100 | 294 | 294 | 117.75 | 131.53 | 0.01 | 13.77
2035 | MISO_WUMS_2_MISO_MI | MISO_WUMS | MISO_MI | Internal | Winter | B18 | 400 | 294 | 294 | 117.75 | 119.89 | 0.01 | 2.13
2035 | MISO_WUMS_2_MISO_MI | MISO_WUMS | MISO_MI | Internal | Winter | B19 | 700 | 294 | 0 | 117.75 | 117.74 | 0.01 | 0
2035 | MISO_WUMS_2_MISO_MI | MISO_WUMS | MISO_MI | Internal | Winter | B20 | 935 | 294 | 294 | 88.45 | 96.87 | 0.01 | 8.41
2035 | MISO_WUMS_2_MISO_W | MISO_WUMS | MISO_W | Internal | Shoulder | B11 | 25 | 1255 | 350.51 | 131.3 | 131.31 | 0.01 | 0
2035 | MISO_WUMS_2_MISO_W | MISO_WUMS | MISO_W | Internal | Shoulder | B12 | 200 | 1255 | 0 | 114.79 | 114.78 | 0.01 | 0
2035 | MISO_WUMS_2_MISO_W | MISO_WUMS | MISO_W | Internal | Shoulder | B13 | 600 | 1255 | 0 | 114.79 | 110.58 | 0.01 | 0
2035 | MISO_WUMS_2_MISO_W | MISO_WUMS | MISO_W | Internal | Shoulder | B14 | 900 | 1255 | 0 | 114.74 | 12.01 | 0.01 | 0
2035 | MISO_WUMS_2_MISO_W | MISO_WUMS | MISO_W | Internal | Shoulder | B15 | 1203 | 1255 | 0 | 99.1 | 7.01 | 0.01 | 0
2035 | MISO_WUMS_2_MISO_W | MISO_WUMS | MISO_W | Internal | Summer | B1 | 10 | 1255 | 1255 | 131.47 | 221.02 | 0.01 | 89.54
2035 | MISO_WUMS_2_MISO_W | MISO_WUMS | MISO_W | Internal | Summer | B2 | 25 | 1255 | 885.39 | 216.3 | 216.31 | 0.01 | 0
2035 | MISO_WUMS_2_MISO_W | MISO_WUMS | MISO_W | Internal | Summer | B3 | 75 | 1255 | 0 | 216.6 | 216.6 | 0.01 | 0
2035 | MISO_WUMS_2_MISO_W | MISO_WUMS | MISO_W | Internal | Summer | B4 | 100 | 1255 | 0 | 210.6 | 210.6 | 0.01 | 0
2035 | MISO_WUMS_2_MISO_W | MISO_WUMS | MISO_W | Internal | Summer | B5 | 200 | 1255 | 494.82 | 157.83 | 157.84 | 0.01 | 0
2035 | MISO_WUMS_2_MISO_W | MISO_WUMS | MISO_W | Internal | Summer | B6 | 300 | 1255 | 1031.03 | 144.47 | 144.49 | 0.01 | 0
2035 | MISO_WUMS_2_MISO_W | MISO_WUMS | MISO_W | Internal | Summer | B7 | 400 | 1255 | 1065.12 | 134.22 | 134.24 | 0.01 | 0
2035 | MISO_WUMS_2_MISO_W | MISO_WUMS | MISO_W | Internal | Summer | B8 | 500 | 1255 | 0 | 126.19 | 126.19 | 0.01 | 0
2035 | MISO_WUMS_2_MISO_W | MISO_WUMS | MISO_W | Internal | Summer | B9 | 800 | 1255 | 0 | 115.36 | 115.36 | 0.01 | 0
2035 | MISO_WUMS_2_MISO_W | MISO_WUMS | MISO_W | Internal | Summer | B10 | 1262 | 1255 | 0 | 111.16 | 105.15 | 0.01 | 0
2035 | MISO_WUMS_2_MISO_W | MISO_WUMS | MISO_W | Internal | Winter | B16 | 25 | 1255 | 0 | 0.17 | 0.01 | 0.01 | 0
2035 | MISO_WUMS_2_MISO_W | MISO_WUMS | MISO_W | Internal | Winter | B17 | 100 | 1255 | 0 | 117.75 | 5.01 | 0.01 | 0
2035 | MISO_WUMS_2_MISO_W | MISO_WUMS | MISO_W | Internal | Winter | B18 | 400 | 1255 | 0 | 117.75 | 81.87 | 0.01 | 0
2035 | MISO_WUMS_2_MISO_W | MISO_WUMS | MISO_W | Internal | Winter | B19 | 700 | 1255 | 0 | 117.75 | 81.87 | 0.01 | 0
2035 | MISO_WUMS_2_MISO_W | MISO_WUMS | MISO_W | Internal | Winter | B20 | 935 | 1255 | 0 | 88.45 | 7.01 | 0.01 | 0
2035 | MISO_WUMS_2_PJM_ROR | MISO_WUMS | PJM_ROR | Internal | Shoulder | B11 | 25 | 1600 | 1599.98 | 131.3 | 133.31 | 2 | 0.01
2035 | MISO_WUMS_2_PJM_ROR | MISO_WUMS | PJM_ROR | Internal | Shoulder | B12 | 200 | 1600 | 1600 | 114.79 | 130.67 | 2 | 13.88
2035 | MISO_WUMS_2_PJM_ROR | MISO_WUMS | PJM_ROR | Internal | Shoulder | B13 | 600 | 1600 | 1600 | 114.79 | 116.86 | 2 | 0.07
2035 | MISO_WUMS_2_PJM_ROR | MISO_WUMS | PJM_ROR | Internal | Shoulder | B14 | 900 | 1600 | 0 | 114.74 | 116.73 | 2 | 0
2035 | MISO_WUMS_2_PJM_ROR | MISO_WUMS | PJM_ROR | Internal | Shoulder | B15 | 1203 | 1600 | 1600 | 99.1 | 112.72 | 2 | 11.63
2035 | MISO_WUMS_2_PJM_ROR | MISO_WUMS | PJM_ROR | Internal | Summer | B1 | 10 | 1600 | 1600 | 131.47 | 223.02 | 2 | 89.55
2035 | MISO_WUMS_2_PJM_ROR | MISO_WUMS | PJM_ROR | Internal | Summer | B2 | 25 | 1600 | 1599.98 | 216.3 | 218.31 | 2 | 0.01
2035 | MISO_WUMS_2_PJM_ROR | MISO_WUMS | PJM_ROR | Internal | Summer | B3 | 75 | 1600 | 1240.23 | 216.6 | 218.6 | 2 | 0
2035 | MISO_WUMS_2_PJM_ROR | MISO_WUMS | PJM_ROR | Internal | Summer | B4 | 100 | 1600 | 1466.84 | 210.6 | 212.6 | 2 | 0
2035 | MISO_WUMS_2_PJM_ROR | MISO_WUMS | PJM_ROR | Internal | Summer | B5 | 200 | 1600 | 1600 | 157.83 | 159.84 | 2 | 0.01
2035 | MISO_WUMS_2_PJM_ROR | MISO_WUMS | PJM_ROR | Internal | Summer | B6 | 300 | 1600 | 1600 | 144.47 | 146.49 | 2 | 0.01
2035 | MISO_WUMS_2_PJM_ROR | MISO_WUMS | PJM_ROR | Internal | Summer | B7 | 400 | 1600 | 1600 | 134.22 | 136.24 | 2 | 0.01
2035 | MISO_WUMS_2_PJM_ROR | MISO_WUMS | PJM_ROR | Internal | Summer | B8 | 500 | 1600 | 1198.83 | 126.19 | 128.19 | 2 | 0
2035 | MISO_WUMS_2_PJM_ROR | MISO_WUMS | PJM_ROR | Internal | Summer | B9 | 800 | 1600 | 1282.56 | 115.36 | 117.36 | 2 | 0
2035 | MISO_WUMS_2_PJM_ROR | MISO_WUMS | PJM_ROR | Internal | Summer | B10 | 1262 | 1600 | 121.92 | 111.16 | 113.16 | 2 | 0
2035 | MISO_WUMS_2_PJM_ROR | MISO_WUMS | PJM_ROR | Internal | Winter | B16 | 25 | 1600 | 1600 | 0.17 | 137.43 | 2 | 135.26
2035 | MISO_WUMS_2_PJM_ROR | MISO_WUMS | PJM_ROR | Internal | Winter | B17 | 100 | 1600 | 1600 | 117.75 | 136.72 | 2 | 16.97
2035 | MISO_WUMS_2_PJM_ROR | MISO_WUMS | PJM_ROR | Internal | Winter | B18 | 400 | 1600 | 1600 | 117.75 | 121.89 | 2 | 2.14
2035 | MISO_WUMS_2_PJM_ROR | MISO_WUMS | PJM_ROR | Internal | Winter | B19 | 700 | 1600 | 1600 | 117.75 | 119.9 | 2 | 0.16
2035 | MISO_WUMS_2_PJM_ROR | MISO_WUMS | PJM_ROR | Internal | Winter | B20 | 935 | 1600 | 1600 | 88.45 | 113.52 | 2 | 23.08
2035 | NE_2_MAPP_US | NE | MAPP_US | Internal | Shoulder | B11 | 25 | 1600 | 0 | 126.31 | 124.31 | 5 | 0
2035 | NE_2_MAPP_US | NE | MAPP_US | Internal | Shoulder | B12 | 200 | 1600 | 0 | 109.78 | 107.78 | 5 | 0
2035 | NE_2_MAPP_US | NE | MAPP_US | Internal | Shoulder | B13 | 600 | 1600 | 311.87 | 83.87 | 88.87 | 5 | 0
2035 | NE_2_MAPP_US | NE | MAPP_US | Internal | Shoulder | B14 | 900 | 1600 | 789.02 | 0.01 | 5.01 | 5 | 0
2035 | NE_2_MAPP_US | NE | MAPP_US | Internal | Shoulder | B15 | 1203 | 1600 | 0 | 0.01 | 0.01 | 5 | 0
2035 | NE_2_MAPP_US | NE | MAPP_US | Internal | Summer | B1 | 10 | 1600 | 0 | 216.02 | 214.02 | 5 | 0
2035 | NE_2_MAPP_US | NE | MAPP_US | Internal | Summer | B2 | 25 | 1600 | 0 | 211.31 | 209.31 | 5 | 0
2035 | NE_2_MAPP_US | NE | MAPP_US | Internal | Summer | B3 | 75 | 1600 | 0 | 216.6 | 209.6 | 5 | 0
2035 | NE_2_MAPP_US | NE | MAPP_US | Internal | Summer | B4 | 100 | 1600 | 0 | 205.6 | 203.6 | 5 | 0
2035 | NE_2_MAPP_US | NE | MAPP_US | Internal | Summer | B5 | 200 | 1600 | 0 | 152.84 | 150.84 | 5 | 0
2035 | NE_2_MAPP_US | NE | MAPP_US | Internal | Summer | B6 | 300 | 1600 | 0 | 139.49 | 137.49 | 5 | 0
2035 | NE_2_MAPP_US | NE | MAPP_US | Internal | Summer | B7 | 400 | 1600 | 0 | 134.24 | 127.24 | 5 | 0
2035 | NE_2_MAPP_US | NE | MAPP_US | Internal | Summer | B8 | 500 | 1600 | 0 | 121.19 | 119.19 | 5 | 0
2035 | NE_2_MAPP_US | NE | MAPP_US | Internal | Summer | B9 | 800 | 1600 | 0 | 110.36 | 108.36 | 5 | 0
2035 | NE_2_MAPP_US | NE | MAPP_US | Internal | Summer | B10 | 1262 | 1600 | 0 | 100.14 | 98.15 | 5 | 0
2035 | NE_2_MAPP_US | NE | MAPP_US | Internal | Winter | B16 | 25 | 1600 | 0 | 0.01 | 0.01 | 5 | 0
2035 | NE_2_MAPP_US | NE | MAPP_US | Internal | Winter | B17 | 100 | 1600 | 0 | 0.01 | 0.01 | 5 | 0
2035 | NE_2_MAPP_US | NE | MAPP_US | Internal | Winter | B18 | 400 | 1600 | 234.65 | 69.86 | 74.86 | 5 | 0
2035 | NE_2_MAPP_US | NE | MAPP_US | Internal | Winter | B19 | 700 | 1600 | 1600 | 63.31 | 74.86 | 5 | 6.55
2035 | NE_2_MAPP_US | NE | MAPP_US | Internal | Winter | B20 | 935 | 1600 | 0 | 0.01 | 0.01 | 5 | 0
2035 | NE_2_MISO_W | NE | MISO_W | Internal | Shoulder | B11 | 25 | 3614 | 1825.02 | 126.31 | 131.31 | 5 | 0
2035 | NE_2_MISO_W | NE | MISO_W | Internal | Shoulder | B12 | 200 | 3614 | 3533.71 | 109.78 | 114.78 | 5 | 0
2035 | NE_2_MISO_W | NE | MISO_W | Internal | Shoulder | B13 | 600 | 3614 | 3614 | 83.87 | 110.58 | 5 | 21.71
2035 | NE_2_MISO_W | NE | MISO_W | Internal | Shoulder | B14 | 900 | 3614 | 3614 | 0.01 | 12.01 | 5 | 7
2035 | NE_2_MISO_W | NE | MISO_W | Internal | Shoulder | B15 | 1203 | 3614 | 3614 | 0.01 | 7.01 | 5 | 2
2035 | NE_2_MISO_W | NE | MISO_W | Internal | Summer | B1 | 10 | 3614 | 1032.37 | 216.02 | 221.02 | 5 | 0
2035 | NE_2_MISO_W | NE | MISO_W | Internal | Summer | B2 | 25 | 3614 | 1991.82 | 211.31 | 216.31 | 5 | 0
2035 | NE_2_MISO_W | NE | MISO_W | Internal | Summer | B3 | 75 | 3614 | 0 | 216.6 | 216.6 | 5 | 0
2035 | NE_2_MISO_W | NE | MISO_W | Internal | Summer | B4 | 100 | 3614 | 29.66 | 205.6 | 210.6 | 5 | 0
2035 | NE_2_MISO_W | NE | MISO_W | Internal | Summer | B5 | 200 | 3614 | 954.93 | 152.84 | 157.84 | 5 | 0
2035 | NE_2_MISO_W | NE | MISO_W | Internal | Summer | B6 | 300 | 3614 | 962.13 | 139.49 | 144.49 | 5 | 0
2035 | NE_2_MISO_W | NE | MISO_W | Internal | Summer | B7 | 400 | 3614 | 0 | 134.24 | 134.24 | 5 | 0
2035 | NE_2_MISO_W | NE | MISO_W | Internal | Summer | B8 | 500 | 3614 | 772.61 | 121.19 | 126.19 | 5 | 0
2035 | NE_2_MISO_W | NE | MISO_W | Internal | Summer | B9 | 800 | 3614 | 814.25 | 110.36 | 115.36 | 5 | 0
2035 | NE_2_MISO_W | NE | MISO_W | Internal | Summer | B10 | 1262 | 3614 | 3614 | 100.14 | 105.15 | 5 | 0.01
2035 | NE_2_MISO_W | NE | MISO_W | Internal | Winter | B16 | 25 | 3614 | 0 | 0.01 | 0.01 | 5 | 0
2035 | NE_2_MISO_W | NE | MISO_W | Internal | Winter | B17 | 100 | 3614 | 2084.37 | 0.01 | 5.01 | 5 | 0
2035 | NE_2_MISO_W | NE | MISO_W | Internal | Winter | B18 | 400 | 3614 | 3614 | 69.86 | 81.87 | 5 | 7.01
2035 | NE_2_MISO_W | NE | MISO_W | Internal | Winter | B19 | 700 | 3614 | 3614 | 63.31 | 81.87 | 5 | 13.56
2035 | NE_2_MISO_W | NE | MISO_W | Internal | Winter | B20 | 935 | 3614 | 3614 | 0.01 | 7.01 | 5 | 2
2035 | NE_2_SPP_N | NE | SPP_N | Internal | Shoulder | B11 | 25 | 1854 | 553.56 | 126.31 | 126.33 | 0.01 | 0
2035 | NE_2_SPP_N | NE | SPP_N | Internal | Shoulder | B12 | 200 | 1854 | 645.16 | 109.78 | 109.79 | 0.01 | 0
2035 | NE_2_SPP_N | NE | SPP_N | Internal | Shoulder | B13 | 600 | 1854 | 806.74 | 83.87 | 83.88 | 0.01 | 0
2035 | NE_2_SPP_N | NE | SPP_N | Internal | Shoulder | B14 | 900 | 1854 | 0 | 0.01 | 0.01 | 0.01 | 0
2035 | NE_2_SPP_N | NE | SPP_N | Internal | Shoulder | B15 | 1203 | 1854 | 0 | 0.01 | 0.01 | 0.01 | 0
2035 | NE_2_SPP_N | NE | SPP_N | Internal | Summer | B1 | 10 | 1854 | 0 | 216.02 | 11.52 | 0.01 | 0
2035 | NE_2_SPP_N | NE | SPP_N | Internal | Summer | B2 | 25 | 1854 | 782.55 | 211.31 | 211.32 | 0.01 | 0
2035 | NE_2_SPP_N | NE | SPP_N | Internal | Summer | B3 | 75 | 1854 | 1854 | 216.6 | 219.61 | 0.01 | 3
2035 | NE_2_SPP_N | NE | SPP_N | Internal | Summer | B4 | 100 | 1854 | 418.83 | 205.6 | 205.61 | 0.01 | 0
2035 | NE_2_SPP_N | NE | SPP_N | Internal | Summer | B5 | 200 | 1854 | 0 | 152.84 | 152.84 | 0.01 | 0
2035 | NE_2_SPP_N | NE | SPP_N | Internal | Summer | B6 | 300 | 1854 | 0 | 139.49 | 139.49 | 0.01 | 0
2035 | NE_2_SPP_N | NE | SPP_N | Internal | Summer | B7 | 400 | 1854 | 1854 | 134.24 | 134.61 | 0.01 | 0.36
2035 | NE_2_SPP_N | NE | SPP_N | Internal | Summer | B8 | 500 | 1854 | 1854 | 121.19 | 129.59 | 0.01 | 8.39
2035 | NE_2_SPP_N | NE | SPP_N | Internal | Summer | B9 | 800 | 1854 | 1854 | 110.36 | 113.37 | 0.01 | 3
2035 | NE_2_SPP_N | NE | SPP_N | Internal | Summer | B10 | 1262 | 1854 | 346.71 | 100.14 | 100.15 | 0.01 | 0
2035 | NE_2_SPP_N | NE | SPP_N | Internal | Winter | B16 | 25 | 1854 | 0.03 | 0.01 | 0.01 | 0.01 | 0
2035 | NE_2_SPP_N | NE | SPP_N | Internal | Winter | B17 | 100 | 1854 | 0 | 0.01 | 0.01 | 0.01 | 0
2035 | NE_2_SPP_N | NE | SPP_N | Internal | Winter | B18 | 400 | 1854 | 1854 | 69.86 | 76.87 | 0.01 | 7
2035 | NE_2_SPP_N | NE | SPP_N | Internal | Winter | B19 | 700 | 1854 | 0 | 63.31 | 43.67 | 0.01 | 0
2035 | NE_2_SPP_N | NE | SPP_N | Internal | Winter | B20 | 935 | 1854 | 0 | 0.01 | 0.01 | 0.01 | 0
2035 | NEISO_2_NYISO_A-F | NEISO | NYISO_A-F | Internal | Shoulder | B11 | 25 | 600 | 0 | 102.55 | 99.55 | 3 | 0
2035 | NEISO_2_NYISO_A-F | NEISO | NYISO_A-F | Internal | Shoulder | B12 | 200 | 600 | 0 | 102.55 | 99.55 | 3 | 0
2035 | NEISO_2_NYISO_A-F | NEISO | NYISO_A-F | Internal | Shoulder | B13 | 600 | 600 | 0 | 102.55 | 99.55 | 3 | 0
2035 | NEISO_2_NYISO_A-F | NEISO | NYISO_A-F | Internal | Shoulder | B14 | 900 | 600 | 0 | 102.55 | 99.55 | 3 | 0
2035 | NEISO_2_NYISO_A-F | NEISO | NYISO_A-F | Internal | Shoulder | B15 | 1203 | 600 | 0 | 102.55 | 99.55 | 3 | 0
2035 | NEISO_2_NYISO_A-F | NEISO | NYISO_A-F | Internal | Summer | B1 | 10 | 600 | 0 | 666.74 | 133.8 | 3 | 0
2035 | NEISO_2_NYISO_A-F | NEISO | NYISO_A-F | Internal | Summer | B2 | 25 | 600 | 0 | 558.23 | 148.21 | 3 | 0
2035 | NEISO_2_NYISO_A-F | NEISO | NYISO_A-F | Internal | Summer | B3 | 75 | 600 | 0 | 181.47 | 148.21 | 3 | 0
2035 | NEISO_2_NYISO_A-F | NEISO | NYISO_A-F | Internal | Summer | B4 | 100 | 600 | 267.58 | 144.22 | 147.22 | 3 | 0
2035 | NEISO_2_NYISO_A-F | NEISO | NYISO_A-F | Internal | Summer | B5 | 200 | 600 | 21.28 | 144.22 | 147.22 | 3 | 0
2035 | NEISO_2_NYISO_A-F | NEISO | NYISO_A-F | Internal | Summer | B6 | 300 | 600 | 379.16 | 106.39 | 109.39 | 3 | 0
2035 | NEISO_2_NYISO_A-F | NEISO | NYISO_A-F | Internal | Summer | B7 | 400 | 600 | 331.72 | 106.39 | 109.39 | 3 | 0
2035 | NEISO_2_NYISO_A-F | NEISO | NYISO_A-F | Internal | Summer | B8 | 500 | 600 | 0 | 106.39 | 109.37 | 3 | 0
2035 | NEISO_2_NYISO_A-F | NEISO | NYISO_A-F | Internal | Summer | B9 | 800 | 600 | 0 | 106.39 | 109.37 | 3 | 0
2035 | NEISO_2_NYISO_A-F | NEISO | NYISO_A-F | Internal | Summer | B10 | 1262 | 600 | 0 | 106.39 | 109.37 | 3 | 0
2035 | NEISO_2_NYISO_A-F | NEISO | NYISO_A-F | Internal | Winter | B16 | 25 | 600 | 0 | 102.55 | 99.55 | 3 | 0
2035 | NEISO_2_NYISO_A-F | NEISO | NYISO_A-F | Internal | Winter | B17 | 100 | 600 | 0 | 102.55 | 99.55 | 3 | 0
2035 | NEISO_2_NYISO_A-F | NEISO | NYISO_A-F | Internal | Winter | B18 | 400 | 600 | 0 | 102.55 | 99.55 | 3 | 0
2035 | NEISO_2_NYISO_A-F | NEISO | NYISO_A-F | Internal | Winter | B19 | 700 | 600 | 0 | 102.55 | 99.55 | 3 | 0
2035 | NEISO_2_NYISO_A-F | NEISO | NYISO_A-F | Internal | Winter | B20 | 935 | 600 | 0 | 102.55 | 99.55 | 3 | 0
2035 | NEISO_2_NYISO_G-I | NEISO | NYISO_G-I | Internal | Shoulder | B11 | 25 | 600 | 600 | 102.55 | 127.82 | 3 | 22.27
2035 | NEISO_2_NYISO_G-I | NEISO | NYISO_G-I | Internal | Shoulder | B12 | 200 | 600 | 600 | 102.55 | 127.82 | 3 | 22.27
2035 | NEISO_2_NYISO_G-I | NEISO | NYISO_G-I | Internal | Shoulder | B13 | 600 | 600 | 600 | 102.55 | 127.82 | 3 | 22.27
2035 | NEISO_2_NYISO_G-I | NEISO | NYISO_G-I | Internal | Shoulder | B14 | 900 | 600 | 600 | 102.55 | 110.12 | 3 | 4.57
2035 | NEISO_2_NYISO_G-I | NEISO | NYISO_G-I | Internal | Shoulder | B15 | 1203 | 600 | 0 | 102.55 | 105.54 | 3 | 0
2035 | NEISO_2_NYISO_G-I | NEISO | NYISO_G-I | Internal | Summer | B1 | 10 | 600 | 0.05 | 666.74 | 669.73 | 3 | 0
2035 | NEISO_2_NYISO_G-I | NEISO | NYISO_G-I | Internal | Summer | B2 | 25 | 600 | 0.02 | 558.23 | 561.22 | 3 | 0
2035 | NEISO_2_NYISO_G-I | NEISO | NYISO_G-I | Internal | Summer | B3 | 75 | 600 | 600 | 181.47 | 210.6 | 3 | 26.13
2035 | NEISO_2_NYISO_G-I | NEISO | NYISO_G-I | Internal | Summer | B4 | 100 | 600 | 600 | 144.22 | 204.56 | 3 | 57.34
2035 | NEISO_2_NYISO_G-I | NEISO | NYISO_G-I | Internal | Summer | B5 | 200 | 600 | 600 | 144.22 | 151.84 | 3 | 4.62
2035 | NEISO_2_NYISO_G-I | NEISO | NYISO_G-I | Internal | Summer | B6 | 300 | 600 | 600 | 106.39 | 138.49 | 3 | 29.1
2035 | NEISO_2_NYISO_G-I | NEISO | NYISO_G-I | Internal | Summer | B7 | 400 | 600 | 600 | 106.39 | 128.24 | 3 | 18.85
2035 | NEISO_2_NYISO_G-I | NEISO | NYISO_G-I | Internal | Summer | B8 | 500 | 600 | 600 | 106.39 | 124.05 | 3 | 14.66
2035 | NEISO_2_NYISO_G-I | NEISO | NYISO_G-I | Internal | Summer | B9 | 800 | 600 | 600 | 106.39 | 123.39 | 3 | 14
2035 | NEISO_2_NYISO_G-I | NEISO | NYISO_G-I | Internal | Summer | B10 | 1262 | 600 | 380.1 | 106.39 | 109.39 | 3 | 0
2035 | NEISO_2_NYISO_G-I | NEISO | NYISO_G-I | Internal | Winter | B16 | 25 | 600 | 600 | 102.55 | 137.87 | 3 | 32.32
2035 | NEISO_2_NYISO_G-I | NEISO | NYISO_G-I | Internal | Winter | B17 | 100 | 600 | 600 | 102.55 | 137.87 | 3 | 32.32
2035 | NEISO_2_NYISO_G-I | NEISO | NYISO_G-I | Internal | Winter | B18 | 400 | 600 | 600 | 102.55 | 137.87 | 3 | 32.32
2035 | NEISO_2_NYISO_G-I | NEISO | NYISO_G-I | Internal | Winter | B19 | 700 | 600 | 600 | 102.55 | 124.08 | 3 | 18.53
2035 | NEISO_2_NYISO_G-I | NEISO | NYISO_G-I | Internal | Winter | B20 | 935 | 600 | 148.13 | 102.55 | 105.55 | 3 | 0
2035 | NEISO_2_NYISO_J-K | NEISO | NYISO_J-K | Internal | Shoulder | B11 | 25 | 1038 | 1038 | 102.55 | 127.83 | 3 | 22.28
2035 | NEISO_2_NYISO_J-K | NEISO | NYISO_J-K | Internal | Shoulder | B12 | 200 | 1038 | 1038 | 102.55 | 127.83 | 3 | 22.28
2035 | NEISO_2_NYISO_J-K | NEISO | NYISO_J-K | Internal | Shoulder | B13 | 600 | 1038 | 1038 | 102.55 | 127.83 | 3 | 22.28
2035 | NEISO_2_NYISO_J-K | NEISO | NYISO_J-K | Internal | Shoulder | B14 | 900 | 1038 | 1038 | 102.55 | 110.13 | 3 | 4.58
2035 | NEISO_2_NYISO_J-K | NEISO | NYISO_J-K | Internal | Shoulder | B15 | 1203 | 1038 | 499.92 | 102.55 | 105.55 | 3 | 0
2035 | NEISO_2_NYISO_J-K | NEISO | NYISO_J-K | Internal | Summer | B1 | 10 | 1038 | 407.69 | 666.74 | 669.74 | 3 | 0
2035 | NEISO_2_NYISO_J-K | NEISO | NYISO_J-K | Internal | Summer | B2 | 25 | 1038 | 451.46 | 558.23 | 561.23 | 3 | 0
2035 | NEISO_2_NYISO_J-K | NEISO | NYISO_J-K | Internal | Summer | B3 | 75 | 1038 | 1038 | 181.47 | 210.61 | 3 | 26.14
2035 | NEISO_2_NYISO_J-K | NEISO | NYISO_J-K | Internal | Summer | B4 | 100 | 1038 | 1038 | 144.22 | 204.58 | 3 | 57.35
2035 | NEISO_2_NYISO_J-K | NEISO | NYISO_J-K | Internal | Summer | B5 | 200 | 1038 | 1038 | 144.22 | 151.85 | 3 | 4.63
2035 | NEISO_2_NYISO_J-K | NEISO | NYISO_J-K | Internal | Summer | B6 | 300 | 1038 | 1038 | 106.39 | 138.5 | 3 | 29.11
2035 | NEISO_2_NYISO_J-K | NEISO | NYISO_J-K | Internal | Summer | B7 | 400 | 1038 | 1038 | 106.39 | 128.25 | 3 | 18.86
2035 | NEISO_2_NYISO_J-K | NEISO | NYISO_J-K | Internal | Summer | B8 | 500 | 1038 | 1038 | 106.39 | 124.06 | 3 | 14.67
2035 | NEISO_2_NYISO_J-K | NEISO | NYISO_J-K | Internal | Summer | B9 | 800 | 1038 | 1038 | 106.39 | 123.4 | 3 | 14.01
2035 | NEISO_2_NYISO_J-K | NEISO | NYISO_J-K | Internal | Summer | B10 | 1262 | 1038 | 1038 | 106.39 | 109.4 | 3 | 0.01
2035 | NEISO_2_NYISO_J-K | NEISO | NYISO_J-K | Internal | Winter | B16 | 25 | 1038 | 1038 | 102.55 | 140.93 | 3 | 35.38
2035 | NEISO_2_NYISO_J-K | NEISO | NYISO_J-K | Internal | Winter | B17 | 100 | 1038 | 1038 | 102.55 | 137.88 | 3 | 32.34
2035 | NEISO_2_NYISO_J-K | NEISO | NYISO_J-K | Internal | Winter | B18 | 400 | 1038 | 1038 | 102.55 | 137.88 | 3 | 32.34
2035 | NEISO_2_NYISO_J-K | NEISO | NYISO_J-K | Internal | Winter | B19 | 700 | 1038 | 1038 | 102.55 | 124.09 | 3 | 18.54
2035 | NEISO_2_NYISO_J-K | NEISO | NYISO_J-K | Internal | Winter | B20 | 935 | 1038 | 1038 | 102.55 | 105.56 | 3 | 0.01
2035 | NonRTO_Midwest_2_TVA_Transmission | NonRTO_Midwest | TVA_Transmission | Internal | Shoulder | B11 | 25 | 2400 | 2400 | 122.85 | 136.37 | 8 | 5.52
2035 | NonRTO_Midwest_2_TVA_Transmission | NonRTO_Midwest | TVA_Transmission | Internal | Shoulder | B12 | 200 | 2400 | 0 | 122.85 | 122.79 | 8 | 0
2035 | NonRTO_Midwest_2_TVA_Transmission | NonRTO_Midwest | TVA_Transmission | Internal | Shoulder | B13 | 600 | 2400 | 0 | 118.54 | 118.59 | 8 | 0
2035 | NonRTO_Midwest_2_TVA_Transmission | NonRTO_Midwest | TVA_Transmission | Internal | Shoulder | B14 | 900 | 2400 | 0 | 118.54 | 118.59 | 8 | 0
2035 | NonRTO_Midwest_2_TVA_Transmission | NonRTO_Midwest | TVA_Transmission | Internal | Shoulder | B15 | 1203 | 2400 | 0 | 107.1 | 107.61 | 8 | 0
2035 | NonRTO_Midwest_2_TVA_Transmission | NonRTO_Midwest | TVA_Transmission | Internal | Summer | B1 | 10 | 2400 | 2400 | 220.45 | 229.02 | 8 | 0.57
2035 | NonRTO_Midwest_2_TVA_Transmission | NonRTO_Midwest | TVA_Transmission | Internal | Summer | B2 | 25 | 2400 | 1026.86 | 224.31 | 232.31 | 8 | 0
2035 | NonRTO_Midwest_2_TVA_Transmission | NonRTO_Midwest | TVA_Transmission | Internal | Summer | B3 | 75 | 2400 | 0 | 224.6 | 224.61 | 8 | 0
2035 | NonRTO_Midwest_2_TVA_Transmission | NonRTO_Midwest | TVA_Transmission | Internal | Summer | B4 | 100 | 2400 | 0 | 218.6 | 218.61 | 8 | 0
2035 | NonRTO_Midwest_2_TVA_Transmission | NonRTO_Midwest | TVA_Transmission | Internal | Summer | B5 | 200 | 2400 | 0 | 165.83 | 165.84 | 8 | 0
2035 | NonRTO_Midwest_2_TVA_Transmission | NonRTO_Midwest | TVA_Transmission | Internal | Summer | B6 | 300 | 2400 | 0 | 152.47 | 147.01 | 8 | 0
2035 | NonRTO_Midwest_2_TVA_Transmission | NonRTO_Midwest | TVA_Transmission | Internal | Summer | B7 | 400 | 2400 | 133.72 | 128.24 | 136.24 | 8 | 0
2035 | NonRTO_Midwest_2_TVA_Transmission | NonRTO_Midwest | TVA_Transmission | Internal | Summer | B8 | 500 | 2400 | 0 | 120.5 | 125.95 | 8 | 0
2035 | NonRTO_Midwest_2_TVA_Transmission | NonRTO_Midwest | TVA_Transmission | Internal | Summer | B9 | 800 | 2400 | 0 | 117.03 | 123.36 | 8 | 0
2035 | NonRTO_Midwest_2_TVA_Transmission | NonRTO_Midwest | TVA_Transmission | Internal | Summer | B10 | 1262 | 2400 | 0 | 117.03 | 113.16 | 8 | 0
2035 | NonRTO_Midwest_2_TVA_Transmission | NonRTO_Midwest | TVA_Transmission | Internal | Winter | B16 | 25 | 2400 | 1896.7 | 125.87 | 133.87 | 8 | 0
2035 | NonRTO_Midwest_2_TVA_Transmission | NonRTO_Midwest | TVA_Transmission | Internal | Winter | B17 | 100 | 2400 | 0 | 125.87 | 127.72 | 8 | 0
2035 | NonRTO_Midwest_2_TVA_Transmission | NonRTO_Midwest | TVA_Transmission | Internal | Winter | B18 | 400 | 2400 | 0 | 122.39 | 121.37 | 8 | 0
2035 | NonRTO_Midwest_2_TVA_Transmission | NonRTO_Midwest | TVA_Transmission | Internal | Winter | B19 | 700 | 2400 | 0 | 121.86 | 121.37 | 8 | 0
2035 | NonRTO_Midwest_2_TVA_Transmission | NonRTO_Midwest | TVA_Transmission | Internal | Winter | B20 | 935 | 2400 | 388.9 | 96.52 | 104.52 | 8 | 0
2035 | NYISO_A-F_2_NEISO | NYISO_A-F | NEISO | Internal | Shoulder | B11 | 25 | 600 | 270.65 | 99.55 | 102.55 | 3 | 0
2035 | NYISO_A-F_2_NEISO | NYISO_A-F | NEISO | Internal | Shoulder | B12 | 200 | 600 | 159.95 | 99.55 | 102.55 | 3 | 0
2035 | NYISO_A-F_2_NEISO | NYISO_A-F | NEISO | Internal | Shoulder | B13 | 600 | 600 | 112.42 | 99.55 | 102.55 | 3 | 0
2035 | NYISO_A-F_2_NEISO | NYISO_A-F | NEISO | Internal | Shoulder | B14 | 900 | 600 | 81.19 | 99.55 | 102.55 | 3 | 0
2035 | NYISO_A-F_2_NEISO | NYISO_A-F | NEISO | Internal | Shoulder | B15 | 1203 | 600 | 64.68 | 99.55 | 102.55 | 3 | 0
2035 | NYISO_A-F_2_NEISO | NYISO_A-F | NEISO | Internal | Summer | B1 | 10 | 600 | 600 | 133.8 | 666.74 | 3 | 529.93
2035 | NYISO_A-F_2_NEISO | NYISO_A-F | NEISO | Internal | Summer | B2 | 25 | 600 | 600 | 148.21 | 558.23 | 3 | 407.02
2035 | NYISO_A-F_2_NEISO | NYISO_A-F | NEISO | Internal | Summer | B3 | 75 | 600 | 600 | 148.21 | 181.47 | 3 | 30.26
2035 | NYISO_A-F_2_NEISO | NYISO_A-F | NEISO | Internal | Summer | B4 | 100 | 600 | 0 | 147.22 | 144.22 | 3 | 0
2035 | NYISO_A-F_2_NEISO | NYISO_A-F | NEISO | Internal | Summer | B5 | 200 | 600 | 0 | 147.22 | 144.22 | 3 | 0
2035 | NYISO_A-F_2_NEISO | NYISO_A-F | NEISO | Internal | Summer | B6 | 300 | 600 | 0 | 109.39 | 106.39 | 3 | 0
2035 | NYISO_A-F_2_NEISO | NYISO_A-F | NEISO | Internal | Summer | B7 | 400 | 600 | 0 | 109.39 | 106.39 | 3 | 0
2035 | NYISO_A-F_2_NEISO | NYISO_A-F | NEISO | Internal | Summer | B8 | 500 | 600 | 0 | 109.37 | 106.39 | 3 | 0
2035 | NYISO_A-F_2_NEISO | NYISO_A-F | NEISO | Internal | Summer | B9 | 800 | 600 | 0 | 109.37 | 106.39 | 3 | 0
2035 | NYISO_A-F_2_NEISO | NYISO_A-F | NEISO | Internal | Summer | B10 | 1262 | 600 | 0 | 109.37 | 106.39 | 3 | 0
2035 | NYISO_A-F_2_NEISO | NYISO_A-F | NEISO | Internal | Winter | B16 | 25 | 600 | 373.44 | 99.55 | 102.55 | 3 | 0
2035 | NYISO_A-F_2_NEISO | NYISO_A-F | NEISO | Internal | Winter | B17 | 100 | 600 | 270.14 | 99.55 | 102.55 | 3 | 0
2035 | NYISO_A-F_2_NEISO | NYISO_A-F | NEISO | Internal | Winter | B18 | 400 | 600 | 198.28 | 99.55 | 102.55 | 3 | 0
2035 | NYISO_A-F_2_NEISO | NYISO_A-F | NEISO | Internal | Winter | B19 | 700 | 600 | 156.59 | 99.55 | 102.55 | 3 | 0
2035 | NYISO_A-F_2_NEISO | NYISO_A-F | NEISO | Internal | Winter | B20 | 935 | 600 | 132.41 | 99.55 | 102.55 | 3 | 0
2035 | NYISO_A-F_2_NYISO_G-I | NYISO_A-F | NYISO_G-I | Internal | Shoulder | B11 | 25 | 5266 | 5266 | 99.55 | 127.82 | 0.01 | 28.26
2035 | NYISO_A-F_2_NYISO_G-I | NYISO_A-F | NYISO_G-I | Internal | Shoulder | B12 | 200 | 5266 | 5266 | 99.55 | 127.82 | 0.01 | 28.26
2035 | NYISO_A-F_2_NYISO_G-I | NYISO_A-F | NYISO_G-I | Internal | Shoulder | B13 | 600 | 5266 | 5266 | 99.55 | 127.82 | 0.01 | 28.26
2035 | NYISO_A-F_2_NYISO_G-I | NYISO_A-F | NYISO_G-I | Internal | Shoulder | B14 | 900 | 5266 | 5266 | 99.55 | 110.12 | 0.01 | 10.56
2035 | NYISO_A-F_2_NYISO_G-I | NYISO_A-F | NYISO_G-I | Internal | Shoulder | B15 | 1203 | 5266 | 5266 | 99.55 | 105.54 | 0.01 | 5.98
2035 | NYISO_A-F_2_NYISO_G-I | NYISO_A-F | NYISO_G-I | Internal | Summer | B1 | 10 | 5266 | 5266 | 133.8 | 669.73 | 0.01 | 535.91
2035 | NYISO_A-F_2_NYISO_G-I | NYISO_A-F | NYISO_G-I | Internal | Summer | B2 | 25 | 5266 | 5266 | 148.21 | 561.22 | 0.01 | 413
2035 | NYISO_A-F_2_NYISO_G-I | NYISO_A-F | NYISO_G-I | Internal | Summer | B3 | 75 | 5266 | 5266 | 148.21 | 210.6 | 0.01 | 62.38
2035 | NYISO_A-F_2_NYISO_G-I | NYISO_A-F | NYISO_G-I | Internal | Summer | B4 | 100 | 5266 | 5266 | 147.22 | 204.56 | 0.01 | 57.33
2035 | NYISO_A-F_2_NYISO_G-I | NYISO_A-F | NYISO_G-I | Internal | Summer | B5 | 200 | 5266 | 5266 | 147.22 | 151.84 | 0.01 | 4.61
2035 | NYISO_A-F_2_NYISO_G-I | NYISO_A-F | NYISO_G-I | Internal | Summer | B6 | 300 | 5266 | 5266 | 109.39 | 138.49 | 0.01 | 29.09
2035 | NYISO_A-F_2_NYISO_G-I | NYISO_A-F | NYISO_G-I | Internal | Summer | B7 | 400 | 5266 | 5266 | 109.39 | 128.24 | 0.01 | 18.84
2035 | NYISO_A-F_2_NYISO_G-I | NYISO_A-F | NYISO_G-I | Internal | Summer | B8 | 500 | 5266 | 5266 | 109.37 | 124.05 | 0.01 | 14.66
2035 | NYISO_A-F_2_NYISO_G-I | NYISO_A-F | NYISO_G-I | Internal | Summer | B9 | 800 | 5266 | 5266 | 109.37 | 123.39 | 0.01 | 14
2035 | NYISO_A-F_2_NYISO_G-I | NYISO_A-F | NYISO_G-I | Internal | Summer | B10 | 1262 | 5266 | 3815.37 | 109.37 | 109.39 | 0.01 | 0
2035 | NYISO_A-F_2_NYISO_G-I | NYISO_A-F | NYISO_G-I | Internal | Winter | B16 | 25 | 5266 | 5266 | 99.55 | 137.87 | 0.01 | 38.31
2035 | NYISO_A-F_2_NYISO_G-I | NYISO_A-F | NYISO_G-I | Internal | Winter | B17 | 100 | 5266 | 5266 | 99.55 | 137.87 | 0.01 | 38.31
2035 | NYISO_A-F_2_NYISO_G-I | NYISO_A-F | NYISO_G-I | Internal | Winter | B18 | 400 | 5266 | 5266 | 99.55 | 137.87 | 0.01 | 38.31
2035 | NYISO_A-F_2_NYISO_G-I | NYISO_A-F | NYISO_G-I | Internal | Winter | B19 | 700 | 5266 | 5266 | 99.55 | 124.08 | 0.01 | 24.52
2035 | NYISO_A-F_2_NYISO_G-I | NYISO_A-F | NYISO_G-I | Internal | Winter | B20 | 935 | 5266 | 5266 | 99.55 | 105.55 | 0.01 | 5.99
2035 | NYISO_A-F_2_PJM_ROM | NYISO_A-F | PJM_ROM | Internal | Shoulder | B11 | 25 | 1000 | 1000 | 99.55 | 133.33 | 8 | 25.78
2035 | NYISO_A-F_2_PJM_ROM | NYISO_A-F | PJM_ROM | Internal | Shoulder | B12 | 200 | 1000 | 1000 | 99.55 | 130.68 | 8 | 23.13
2035 | NYISO_A-F_2_PJM_ROM | NYISO_A-F | PJM_ROM | Internal | Shoulder | B13 | 600 | 1000 | 1000 | 99.55 | 130.68 | 8 | 23.13
2035 | NYISO_A-F_2_PJM_ROM | NYISO_A-F | PJM_ROM | Internal | Shoulder | B14 | 900 | 1000 | 1000 | 99.55 | 116.74 | 8 | 9.19
2035 | NYISO_A-F_2_PJM_ROM | NYISO_A-F | PJM_ROM | Internal | Shoulder | B15 | 1203 | 1000 | 1000 | 99.55 | 112.74 | 8 | 5.19
2035 | NYISO_A-F_2_PJM_ROM | NYISO_A-F | PJM_ROM | Internal | Summer | B1 | 10 | 1000 | 1000 | 133.8 | 290.69 | 8 | 148.89
2035 | NYISO_A-F_2_PJM_ROM | NYISO_A-F | PJM_ROM | Internal | Summer | B2 | 25 | 1000 | 1000 | 148.21 | 269.4 | 8 | 113.2
2035 | NYISO_A-F_2_PJM_ROM | NYISO_A-F | PJM_ROM | Internal | Summer | B3 | 75 | 1000 | 1000 | 148.21 | 218.61 | 8 | 62.4
2035 | NYISO_A-F_2_PJM_ROM | NYISO_A-F | PJM_ROM | Internal | Summer | B4 | 100 | 1000 | 1000 | 147.22 | 212.59 | 8 | 57.37
2035 | NYISO_A-F_2_PJM_ROM | NYISO_A-F | PJM_ROM | Internal | Summer | B5 | 200 | 1000 | 1000 | 147.22 | 159.85 | 8 | 4.63
2035 | NYISO_A-F_2_PJM_ROM | NYISO_A-F | PJM_ROM | Internal | Summer | B6 | 300 | 1000 | 1000 | 109.39 | 146.5 | 8 | 29.11
2035 | NYISO_A-F_2_PJM_ROM | NYISO_A-F | PJM_ROM | Internal | Summer | B7 | 400 | 1000 | 1000 | 109.39 | 136.25 | 8 | 18.86
2035 | NYISO_A-F_2_PJM_ROM | NYISO_A-F | PJM_ROM | Internal | Summer | B8 | 500 | 1000 | 1000 | 109.37 | 128.2 | 8 | 10.83
2035 | NYISO_A-F_2_PJM_ROM | NYISO_A-F | PJM_ROM | Internal | Summer | B9 | 800 | 1000 | 947.67 | 109.37 | 117.37 | 8 | 0
2035 | NYISO_A-F_2_PJM_ROM | NYISO_A-F | PJM_ROM | Internal | Summer | B10 | 1262 | 1000 | 0 | 109.37 | 113.17 | 8 | 0
2035 | NYISO_A-F_2_PJM_ROM | NYISO_A-F | PJM_ROM | Internal | Winter | B16 | 25 | 1000 | 1000 | 99.55 | 137.44 | 8 | 29.9
2035 | NYISO_A-F_2_PJM_ROM | NYISO_A-F | PJM_ROM | Internal | Winter | B17 | 100 | 1000 | 1000 | 99.55 | 137.24 | 8 | 29.69
2035 | NYISO_A-F_2_PJM_ROM | NYISO_A-F | PJM_ROM | Internal | Winter | B18 | 400 | 1000 | 1000 | 99.55 | 136.75 | 8 | 29.2
2035 | NYISO_A-F_2_PJM_ROM | NYISO_A-F | PJM_ROM | Internal | Winter | B19 | 700 | 1000 | 1000 | 99.55 | 121.33 | 8 | 13.78
2035 | NYISO_A-F_2_PJM_ROM | NYISO_A-F | PJM_ROM | Internal | Winter | B20 | 935 | 1000 | 1000 | 99.55 | 113.54 | 8 | 5.99
2035 | NYISO_G-I_2_NEISO | NYISO_G-I | NEISO | Internal | Shoulder | B11 | 25 | 600 | 0 | 127.82 | 102.55 | 3 | 0
2035 | NYISO_G-I_2_NEISO | NYISO_G-I | NEISO | Internal | Shoulder | B12 | 200 | 600 | 0 | 127.82 | 102.55 | 3 | 0
2035 | NYISO_G-I_2_NEISO | NYISO_G-I | NEISO | Internal | Shoulder | B13 | 600 | 600 | 0 | 127.82 | 102.55 | 3 | 0
2035 | NYISO_G-I_2_NEISO | NYISO_G-I | NEISO | Internal | Shoulder | B14 | 900 | 600 | 0 | 110.12 | 102.55 | 3 | 0
2035 | NYISO_G-I_2_NEISO | NYISO_G-I | NEISO | Internal | Shoulder | B15 | 1203 | 600 | 0 | 105.54 | 102.55 | 3 | 0
2035 | NYISO_G-I_2_NEISO | NYISO_G-I | NEISO | Internal | Summer | B1 | 10 | 600 | 0 | 669.73 | 666.74 | 3 | 0
2035 | NYISO_G-I_2_NEISO | NYISO_G-I | NEISO | Internal | Summer | B2 | 25 | 600 | 0 | 561.22 | 558.23 | 3 | 0
2035 | NYISO_G-I_2_NEISO | NYISO_G-I | NEISO | Internal | Summer | B3 | 75 | 600 | 0 | 210.6 | 181.47 | 3 | 0
2035 | NYISO_G-I_2_NEISO | NYISO_G-I | NEISO | Internal | Summer | B4 | 100 | 600 | 0 | 204.56 | 144.22 | 3 | 0
2035 | NYISO_G-I_2_NEISO | NYISO_G-I | NEISO | Internal | Summer | B5 | 200 | 600 | 0 | 151.84 | 144.22 | 3 | 0
2035 | NYISO_G-I_2_NEISO | NYISO_G-I | NEISO | Internal | Summer | B6 | 300 | 600 | 0 | 138.49 | 106.39 | 3 | 0
2035 | NYISO_G-I_2_NEISO | NYISO_G-I | NEISO | Internal | Summer | B7 | 400 | 600 | 0 | 128.24 | 106.39 | 3 | 0
2035 | NYISO_G-I_2_NEISO | NYISO_G-I | NEISO | Internal | Summer | B8 | 500 | 600 | 0 | 124.05 | 106.39 | 3 | 0
2035 | NYISO_G-I_2_NEISO | NYISO_G-I | NEISO | Internal | Summer | B9 | 800 | 600 | 0 | 123.39 | 106.39 | 3 | 0
2035 | NYISO_G-I_2_NEISO | NYISO_G-I | NEISO | Internal | Summer | B10 | 1262 | 600 | 0 | 109.39 | 106.39 | 3 | 0
2035 | NYISO_G-I_2_NEISO | NYISO_G-I | NEISO | Internal | Winter | B16 | 25 | 600 | 0 | 137.87 | 102.55 | 3 | 0
2035 | NYISO_G-I_2_NEISO | NYISO_G-I | NEISO | Internal | Winter | B17 | 100 | 600 | 0 | 137.87 | 102.55 | 3 | 0
2035 | NYISO_G-I_2_NEISO | NYISO_G-I | NEISO | Internal | Winter | B18 | 400 | 600 | 0 | 137.87 | 102.55 | 3 | 0
2035 | NYISO_G-I_2_NEISO | NYISO_G-I | NEISO | Internal | Winter | B19 | 700 | 600 | 0 | 124.08 | 102.55 | 3 | 0
2035 | NYISO_G-I_2_NEISO | NYISO_G-I | NEISO | Internal | Winter | B20 | 935 | 600 | 0 | 105.55 | 102.55 | 3 | 0
2035 | NYISO_G-I_2_NYISO_A-F | NYISO_G-I | NYISO_A-F | Internal | Shoulder | B11 | 25 | 3015 | 0 | 127.82 | 99.55 | 0.01 | 0
2035 | NYISO_G-I_2_NYISO_A-F | NYISO_G-I | NYISO_A-F | Internal | Shoulder | B12 | 200 | 3015 | 0 | 127.82 | 99.55 | 0.01 | 0
2035 | NYISO_G-I_2_NYISO_A-F | NYISO_G-I | NYISO_A-F | Internal | Shoulder | B13 | 600 | 3015 | 0 | 127.82 | 99.55 | 0.01 | 0
2035 | NYISO_G-I_2_NYISO_A-F | NYISO_G-I | NYISO_A-F | Internal | Shoulder | B14 | 900 | 3015 | 0 | 110.12 | 99.55 | 0.01 | 0
2035 | NYISO_G-I_2_NYISO_A-F | NYISO_G-I | NYISO_A-F | Internal | Shoulder | B15 | 1203 | 3015 | 0 | 105.54 | 99.55 | 0.01 | 0
2035 | NYISO_G-I_2_NYISO_A-F | NYISO_G-I | NYISO_A-F | Internal | Summer | B1 | 10 | 3015 | 0 | 669.73 | 133.8 | 0.01 | 0
2035 | NYISO_G-I_2_NYISO_A-F | NYISO_G-I | NYISO_A-F | Internal | Summer | B2 | 25 | 3015 | 0 | 561.22 | 148.21 | 0.01 | 0
2035 | NYISO_G-I_2_NYISO_A-F | NYISO_G-I | NYISO_A-F | Internal | Summer | B3 | 75 | 3015 | 0 | 210.6 | 148.21 | 0.01 | 0
2035 | NYISO_G-I_2_NYISO_A-F | NYISO_G-I | NYISO_A-F | Internal | Summer | B4 | 100 | 3015 | 0 | 204.56 | 147.22 | 0.01 | 0
2035 | NYISO_G-I_2_NYISO_A-F | NYISO_G-I | NYISO_A-F | Internal | Summer | B5 | 200 | 3015 | 0 | 151.84 | 147.22 | 0.01 | 0
2035 | NYISO_G-I_2_NYISO_A-F | NYISO_G-I | NYISO_A-F | Internal | Summer | B6 | 300 | 3015 | 0 | 138.49 | 109.39 | 0.01 | 0
2035 | NYISO_G-I_2_NYISO_A-F | NYISO_G-I | NYISO_A-F | Internal | Summer | B7 | 400 | 3015 | 0 | 128.24 | 109.39 | 0.01 | 0
2035 | NYISO_G-I_2_NYISO_A-F | NYISO_G-I | NYISO_A-F | Internal | Summer | B8 | 500 | 3015 | 0 | 124.05 | 109.37 | 0.01 | 0
2035 | NYISO_G-I_2_NYISO_A-F | NYISO_G-I | NYISO_A-F | Internal | Summer | B9 | 800 | 3015 | 0 | 123.39 | 109.37 | 0.01 | 0
2035 | NYISO_G-I_2_NYISO_A-F | NYISO_G-I | NYISO_A-F | Internal | Summer | B10 | 1262 | 3015 | 0 | 109.39 | 109.37 | 0.01 | 0
2035 | NYISO_G-I_2_NYISO_A-F | NYISO_G-I | NYISO_A-F | Internal | Winter | B16 | 25 | 3015 | 0 | 137.87 | 99.55 | 0.01 | 0
2035 | NYISO_G-I_2_NYISO_A-F | NYISO_G-I | NYISO_A-F | Internal | Winter | B17 | 100 | 3015 | 0 | 137.87 | 99.55 | 0.01 | 0
2035 | NYISO_G-I_2_NYISO_A-F | NYISO_G-I | NYISO_A-F | Internal | Winter | B18 | 400 | 3015 | 0 | 137.87 | 99.55 | 0.01 | 0
2035 | NYISO_G-I_2_NYISO_A-F | NYISO_G-I | NYISO_A-F | Internal | Winter | B19 | 700 | 3015 | 0 | 124.08 | 99.55 | 0.01 | 0
2035 | NYISO_G-I_2_NYISO_A-F | NYISO_G-I | NYISO_A-F | Internal | Winter | B20 | 935 | 3015 | 0 | 105.55 | 99.55 | 0.01 | 0
2035 | NYISO_G-I_2_NYISO_J-K | NYISO_G-I | NYISO_J-K | Internal | Shoulder | B11 | 25 | 6130 | 4918.15 | 127.82 | 127.83 | 0.01 | 0
2035 | NYISO_G-I_2_NYISO_J-K | NYISO_G-I | NYISO_J-K | Internal | Shoulder | B12 | 200 | 6130 | 4949.27 | 127.82 | 127.83 | 0.01 | 0
2035 | NYISO_G-I_2_NYISO_J-K | NYISO_G-I | NYISO_J-K | Internal | Shoulder | B13 | 600 | 6130 | 5058.29 | 127.82 | 127.83 | 0.01 | 0
2035 | NYISO_G-I_2_NYISO_J-K | NYISO_G-I | NYISO_J-K | Internal | Shoulder | B14 | 900 | 6130 | 5201.92 | 110.12 | 110.13 | 0.01 | 0
2035 | NYISO_G-I_2_NYISO_J-K | NYISO_G-I | NYISO_J-K | Internal | Shoulder | B15 | 1203 | 6130 | 4996.28 | 105.54 | 105.55 | 0.01 | 0
2035 | NYISO_G-I_2_NYISO_J-K | NYISO_G-I | NYISO_J-K | Internal | Summer | B1 | 10 | 6130 | 4894.04 | 669.73 | 669.74 | 0.01 | 0
2035 | NYISO_G-I_2_NYISO_J-K | NYISO_G-I | NYISO_J-K | Internal | Summer | B2 | 25 | 6130 | 5012.88 | 561.22 | 561.23 | 0.01 | 0
2035 | NYISO_G-I_2_NYISO_J-K | NYISO_G-I | NYISO_J-K | Internal | Summer | B3 | 75 | 6130 | 4993.51 | 210.6 | 210.61 | 0.01 | 0
2035 | NYISO_G-I_2_NYISO_J-K | NYISO_G-I | NYISO_J-K | Internal | Summer | B4 | 100 | 6130 | 4142.68 | 204.56 | 204.58 | 0.01 | 0
2035 | NYISO_G-I_2_NYISO_J-K | NYISO_G-I | NYISO_J-K | Internal | Summer | B5 | 200 | 6130 | 5481.31 | 151.84 | 151.85 | 0.01 | 0
2035 | NYISO_G-I_2_NYISO_J-K | NYISO_G-I | NYISO_J-K | Internal | Summer | B6 | 300 | 6130 | 4683.63 | 138.49 | 138.5 | 0.01 | 0
2035 | NYISO_G-I_2_NYISO_J-K | NYISO_G-I | NYISO_J-K | Internal | Summer | B7 | 400 | 6130 | 5157.54 | 128.24 | 128.25 | 0.01 | 0
2035 | NYISO_G-I_2_NYISO_J-K | NYISO_G-I | NYISO_J-K | Internal | Summer | B8 | 500 | 6130 | 5169.09 | 124.05 | 124.06 | 0.01 | 0
2035 | NYISO_G-I_2_NYISO_J-K | NYISO_G-I | NYISO_J-K | Internal | Summer | B9 | 800 | 6130 | 5462.1 | 123.39 | 123.4 | 0.01 | 0
2035 | NYISO_G-I_2_NYISO_J-K | NYISO_G-I | NYISO_J-K | Internal | Summer | B10 | 1262 | 6130 | 4112.54 | 109.39 | 109.4 | 0.01 | 0
2035 | NYISO_G-I_2_NYISO_J-K | NYISO_G-I | NYISO_J-K | Internal | Winter | B16 | 25 | 6130 | 6130 | 137.87 | 140.93 | 0.01 | 3.04
2035 | NYISO_G-I_2_NYISO_J-K | NYISO_G-I | NYISO_J-K | Internal | Winter | B17 | 100 | 6130 | 5873.06 | 137.87 | 137.88 | 0.01 | 0
2035 | NYISO_G-I_2_NYISO_J-K | NYISO_G-I | NYISO_J-K | Internal | Winter | B18 | 400 | 6130 | 5807.64 | 137.87 | 137.88 | 0.01 | 0
2035 | NYISO_G-I_2_NYISO_J-K | NYISO_G-I | NYISO_J-K | Internal | Winter | B19 | 700 | 6130 | 5392.36 | 124.08 | 124.09 | 0.01 | 0
2035 | NYISO_G-I_2_NYISO_J-K | NYISO_G-I | NYISO_J-K | Internal | Winter | B20 | 935 | 6130 | 4840.78 | 105.55 | 105.56 | 0.01 | 0
2035 | NYISO_G-I_2_PJM_E | NYISO_G-I | PJM_E | Internal | Shoulder | B11 | 25 | 1500 | 0 | 127.82 | 133.34 | 8 | 0
2035 | NYISO_G-I_2_PJM_E | NYISO_G-I | PJM_E | Internal | Shoulder | B12 | 200 | 1500 | 0 | 127.82 | 130.69 | 8 | 0
2035 | NYISO_G-I_2_PJM_E | NYISO_G-I | PJM_E | Internal | Shoulder | B13 | 600 | 1500 | 0 | 127.82 | 130.69 | 8 | 0
2035 | NYISO_G-I_2_PJM_E | NYISO_G-I | PJM_E | Internal | Shoulder | B14 | 900 | 1500 | 0 | 110.12 | 116.75 | 8 | 0
2035 | NYISO_G-I_2_PJM_E | NYISO_G-I | PJM_E | Internal | Shoulder | B15 | 1203 | 1500 | 0 | 105.54 | 112.72 | 8 | 0
2035 | NYISO_G-I_2_PJM_E | NYISO_G-I | PJM_E | Internal | Summer | B1 | 10 | 1500 | 0 | 669.73 | 290.7 | 8 | 0
2035 | NYISO_G-I_2_PJM_E | NYISO_G-I | PJM_E | Internal | Summer | B2 | 25 | 1500 | 0 | 561.22 | 269.41 | 8 | 0
2035 | NYISO_G-I_2_PJM_E | NYISO_G-I | PJM_E | Internal | Summer | B3 | 75 | 1500 | 421.95 | 210.6 | 218.6 | 8 | 0
2035 | NYISO_G-I_2_PJM_E | NYISO_G-I | PJM_E | Internal | Summer | B4 | 100 | 1500 | 1499.99 | 204.56 | 212.58 | 8 | 0.01
2035 | NYISO_G-I_2_PJM_E | NYISO_G-I | PJM_E | Internal | Summer | B5 | 200 | 1500 | 292.94 | 151.84 | 159.84 | 8 | 0
2035 | NYISO_G-I_2_PJM_E | NYISO_G-I | PJM_E | Internal | Summer | B6 | 300 | 1500 | 1273.9 | 138.49 | 146.49 | 8 | 0
2035 | NYISO_G-I_2_PJM_E | NYISO_G-I | PJM_E | Internal | Summer | B7 | 400 | 1500 | 938.4 | 128.24 | 136.24 | 8 | 0
2035 | NYISO_G-I_2_PJM_E | NYISO_G-I | PJM_E | Internal | Summer | B8 | 500 | 1500 | 0 | 124.05 | 128.19 | 8 | 0
2035 | NYISO_G-I_2_PJM_E | NYISO_G-I | PJM_E | Internal | Summer | B9 | 800 | 1500 | 0 | 123.39 | 117.39 | 8 | 0
2035 | NYISO_G-I_2_PJM_E | NYISO_G-I | PJM_E | Internal | Summer | B10 | 1262 | 1500 | 0 | 109.39 | 113.16 | 8 | 0
2035 | NYISO_G-I_2_PJM_E | NYISO_G-I | PJM_E | Internal | Winter | B16 | 25 | 1500 | 0 | 137.87 | 137.45 | 8 | 0
2035 | NYISO_G-I_2_PJM_E | NYISO_G-I | PJM_E | Internal | Winter | B17 | 100 | 1500 | 0 | 137.87 | 137.25 | 8 | 0
2035 | NYISO_G-I_2_PJM_E | NYISO_G-I | PJM_E | Internal | Winter | B18 | 400 | 1500 | 0 | 137.87 | 136.76 | 8 | 0
2035 | NYISO_G-I_2_PJM_E | NYISO_G-I | PJM_E | Internal | Winter | B19 | 700 | 1500 | 0 | 124.08 | 121.34 | 8 | 0
2035 | NYISO_G-I_2_PJM_E | NYISO_G-I | PJM_E | Internal | Winter | B20 | 935 | 1500 | 490.09 | 105.55 | 113.55 | 8 | 0
2035 | NYISO_J-K_2_NEISO | NYISO_J-K | NEISO | Internal | Shoulder | B11 | 25 | 608 | 0 | 127.83 | 102.55 | 3 | 0
2035 | NYISO_J-K_2_NEISO | NYISO_J-K | NEISO | Internal | Shoulder | B12 | 200 | 608 | 0 | 127.83 | 102.55 | 3 | 0
2035 | NYISO_J-K_2_NEISO | NYISO_J-K | NEISO | Internal | Shoulder | B13 | 600 | 608 | 0 | 127.83 | 102.55 | 3 | 0
2035 | NYISO_J-K_2_NEISO | NYISO_J-K | NEISO | Internal | Shoulder | B14 | 900 | 608 | 0 | 110.13 | 102.55 | 3 | 0
2035 | NYISO_J-K_2_NEISO | NYISO_J-K | NEISO | Internal | Shoulder | B15 | 1203 | 608 | 0 | 105.55 | 102.55 | 3 | 0
2035 | NYISO_J-K_2_NEISO | NYISO_J-K | NEISO | Internal | Summer | B1 | 10 | 608 | 0 | 669.74 | 666.74 | 3 | 0
2035 | NYISO_J-K_2_NEISO | NYISO_J-K | NEISO | Internal | Summer | B2 | 25 | 608 | 0 | 561.23 | 558.23 | 3 | 0
2035 | NYISO_J-K_2_NEISO | NYISO_J-K | NEISO | Internal | Summer | B3 | 75 | 608 | 0 | 210.61 | 181.47 | 3 | 0
2035 | NYISO_J-K_2_NEISO | NYISO_J-K | NEISO | Internal | Summer | B4 | 100 | 608 | 0 | 204.58 | 144.22 | 3 | 0
2035 | NYISO_J-K_2_NEISO | NYISO_J-K | NEISO | Internal | Summer | B5 | 200 | 608 | 0 | 151.85 | 144.22 | 3 | 0
2035 | NYISO_J-K_2_NEISO | NYISO_J-K | NEISO | Internal | Summer | B6 | 300 | 608 | 0 | 138.5 | 106.39 | 3 | 0
2035 | NYISO_J-K_2_NEISO | NYISO_J-K | NEISO | Internal | Summer | B7 | 400 | 608 | 0 | 128.25 | 106.39 | 3 | 0
2035 | NYISO_J-K_2_NEISO | NYISO_J-K | NEISO | Internal | Summer | B8 | 500 | 608 | 0 | 124.06 | 106.39 | 3 | 0
2035 | NYISO_J-K_2_NEISO | NYISO_J-K | NEISO | Internal | Summer | B9 | 800 | 608 | 0 | 123.4 | 106.39 | 3 | 0
2035 | NYISO_J-K_2_NEISO | NYISO_J-K | NEISO | Internal | Summer | B10 | 1262 | 608 | 0 | 109.4 | 106.39 | 3 | 0
2035 | NYISO_J-K_2_NEISO | NYISO_J-K | NEISO | Internal | Winter | B16 | 25 | 608 | 0 | 140.93 | 102.55 | 3 | 0
2035 | NYISO_J-K_2_NEISO | NYISO_J-K | NEISO | Internal | Winter | B17 | 100 | 608 | 0 | 137.88 | 102.55 | 3 | 0
2035 | NYISO_J-K_2_NEISO | NYISO_J-K | NEISO | Internal | Winter | B18 | 400 | 608 | 0 | 137.88 | 102.55 | 3 | 0
2035 | NYISO_J-K_2_NEISO | NYISO_J-K | NEISO | Internal | Winter | B19 | 700 | 608 | 0 | 124.09 | 102.55 | 3 | 0
2035 | NYISO_J-K_2_NEISO | NYISO_J-K | NEISO | Internal | Winter | B20 | 935 | 608 | 0 | 105.56 | 102.55 | 3 | 0
2035 | NYISO_J-K_2_NYISO_G-I | NYISO_J-K | NYISO_G-I | Internal | Shoulder | B11 | 25 | 1999 | 0.01 | 127.83 | 127.82 | 0.01 | 0
2035 | NYISO_J-K_2_NYISO_G-I | NYISO_J-K | NYISO_G-I | Internal | Shoulder | B12 | 200 | 1999 | 0 | 127.83 | 127.82 | 0.01 | 0
2035 | NYISO_J-K_2_NYISO_G-I | NYISO_J-K | NYISO_G-I | Internal | Shoulder | B13 | 600 | 1999 | 0 | 127.83 | 127.82 | 0.01 | 0
2035 | NYISO_J-K_2_NYISO_G-I | NYISO_J-K | NYISO_G-I | Internal | Shoulder | B14 | 900 | 1999 | 0 | 110.13 | 110.12 | 0.01 | 0
2035 | NYISO_J-K_2_NYISO_G-I | NYISO_J-K | NYISO_G-I | Internal | Shoulder | B15 | 1203 | 1999 | 0 | 105.55 | 105.54 | 0.01 | 0
2035 | NYISO_J-K_2_NYISO_G-I | NYISO_J-K | NYISO_G-I | Internal | Summer | B1 | 10 | 1999 | 0.03 | 669.74 | 669.73 | 0.01 | 0
2035 | NYISO_J-K_2_NYISO_G-I | NYISO_J-K | NYISO_G-I | Internal | Summer | B2 | 25 | 1999 | 0.01 | 561.23 | 561.22 | 0.01 | 0
2035 | NYISO_J-K_2_NYISO_G-I | NYISO_J-K | NYISO_G-I | Internal | Summer | B3 | 75 | 1999 | 0 | 210.61 | 210.6 | 0.01 | 0
2035 | NYISO_J-K_2_NYISO_G-I | NYISO_J-K | NYISO_G-I | Internal | Summer | B4 | 100 | 1999 | 0 | 204.58 | 204.56 | 0.01 | 0
2035 | NYISO_J-K_2_NYISO_G-I | NYISO_J-K | NYISO_G-I | Internal | Summer | B5 | 200 | 1999 | 0 | 151.85 | 151.84 | 0.01 | 0
2035 | NYISO_J-K_2_NYISO_G-I | NYISO_J-K | NYISO_G-I | Internal | Summer | B6 | 300 | 1999 | 0 | 138.5 | 138.49 | 0.01 | 0
2035 | NYISO_J-K_2_NYISO_G-I | NYISO_J-K | NYISO_G-I | Internal | Summer | B7 | 400 | 1999 | 0 | 128.25 | 128.24 | 0.01 | 0
2035 | NYISO_J-K_2_NYISO_G-I | NYISO_J-K | NYISO_G-I | Internal | Summer | B8 | 500 | 1999 | 0 | 124.06 | 124.05 | 0.01 | 0
2035 | NYISO_J-K_2_NYISO_G-I | NYISO_J-K | NYISO_G-I | Internal | Summer | B9 | 800 | 1999 | 0 | 123.4 | 123.39 | 0.01 | 0
2035 | NYISO_J-K_2_NYISO_G-I | NYISO_J-K | NYISO_G-I | Internal | Summer | B10 | 1262 | 1999 | 0 | 109.4 | 109.39 | 0.01 | 0
2035 | NYISO_J-K_2_NYISO_G-I | NYISO_J-K | NYISO_G-I | Internal | Winter | B16 | 25 | 1999 | 0 | 140.93 | 137.87 | 0.01 | 0
2035 | NYISO_J-K_2_NYISO_G-I | NYISO_J-K | NYISO_G-I | Internal | Winter | B17 | 100 | 1999 | 0 | 137.88 | 137.87 | 0.01 | 0
2035 | NYISO_J-K_2_NYISO_G-I | NYISO_J-K | NYISO_G-I | Internal | Winter | B18 | 400 | 1999 | 0 | 137.88 | 137.87 | 0.01 | 0
2035 | NYISO_J-K_2_NYISO_G-I | NYISO_J-K | NYISO_G-I | Internal | Winter | B19 | 700 | 1999 | 0 | 124.09 | 124.08 | 0.01 | 0
2035 | NYISO_J-K_2_NYISO_G-I | NYISO_J-K | NYISO_G-I | Internal | Winter | B20 | 935 | 1999 | 0 | 105.56 | 105.55 | 0.01 | 0
2035 | NYISO_J-K_2_PJM_E | NYISO_J-K | PJM_E | Internal | Shoulder | B11 | 25 | 330 | 0 | 127.83 | 133.34 | 8 | 0
2035 | NYISO_J-K_2_PJM_E | NYISO_J-K | PJM_E | Internal | Shoulder | B12 | 200 | 330 | 0 | 127.83 | 130.69 | 8 | 0
2035 | NYISO_J-K_2_PJM_E | NYISO_J-K | PJM_E | Internal | Shoulder | B13 | 600 | 330 | 0 | 127.83 | 130.69 | 8 | 0
2035 | NYISO_J-K_2_PJM_E | NYISO_J-K | PJM_E | Internal | Shoulder | B14 | 900 | 330 | 0 | 110.13 | 116.75 | 8 | 0
2035 | NYISO_J-K_2_PJM_E | NYISO_J-K | PJM_E | Internal | Shoulder | B15 | 1203 | 330 | 0 | 105.55 | 112.72 | 8 | 0
2035 | NYISO_J-K_2_PJM_E | NYISO_J-K | PJM_E | Internal | Summer | B1 | 10 | 330 | 0 | 669.74 | 290.7 | 8 | 0
2035 | NYISO_J-K_2_PJM_E | NYISO_J-K | PJM_E | Internal | Summer | B2 | 25 | 330 | 0 | 561.23 | 269.41 | 8 | 0
2035 | NYISO_J-K_2_PJM_E | NYISO_J-K | PJM_E | Internal | Summer | B3 | 75 | 330 | 0 | 210.61 | 218.6 | 8 | 0
2035 | NYISO_J-K_2_PJM_E | NYISO_J-K | PJM_E | Internal | Summer | B4 | 100 | 330 | 199.14 | 204.58 | 212.58 | 8 | 0
2035 | NYISO_J-K_2_PJM_E | NYISO_J-K | PJM_E | Internal | Summer | B5 | 200 | 330 | 0 | 151.85 | 159.84 | 8 | 0
2035 | NYISO_J-K_2_PJM_E | NYISO_J-K | PJM_E | Internal | Summer | B6 | 300 | 330 | 0 | 138.5 | 146.49 | 8 | 0
2035 | NYISO_J-K_2_PJM_E | NYISO_J-K | PJM_E | Internal | Summer | B7 | 400 | 330 | 0 | 128.25 | 136.24 | 8 | 0
2035 | NYISO_J-K_2_PJM_E | NYISO_J-K | PJM_E | Internal | Summer | B8 | 500 | 330 | 0 | 124.06 | 128.19 | 8 | 0
2035 | NYISO_J-K_2_PJM_E | NYISO_J-K | PJM_E | Internal | Summer | B9 | 800 | 330 | 0 | 123.4 | 117.39 | 8 | 0
2035 | NYISO_J-K_2_PJM_E | NYISO_J-K | PJM_E | Internal | Summer | B10 | 1262 | 330 | 0 | 109.4 | 113.16 | 8 | 0
2035 | NYISO_J-K_2_PJM_E | NYISO_J-K | PJM_E | Internal | Winter | B16 | 25 | 330 | 0 | 140.93 | 137.45 | 8 | 0
2035 | NYISO_J-K_2_PJM_E | NYISO_J-K | PJM_E | Internal | Winter | B17 | 100 | 330 | 0 | 137.88 | 137.25 | 8 | 0
2035 | NYISO_J-K_2_PJM_E | NYISO_J-K | PJM_E | Internal | Winter | B18 | 400 | 330 | 0 | 137.88 | 136.76 | 8 | 0
2035 | NYISO_J-K_2_PJM_E | NYISO_J-K | PJM_E | Internal | Winter | B19 | 700 | 330 | 0 | 124.09 | 121.34 | 8 | 0
2035 | NYISO_J-K_2_PJM_E | NYISO_J-K | PJM_E | Internal | Winter | B20 | 935 | 330 | 0 | 105.56 | 113.55 | 8 | 0
2035 | PJM_E_2_NYISO_G-I | PJM_E | NYISO_G-I | Internal | Shoulder | B11 | 25 | 500 | 0 | 133.34 | 127.82 | 6 | 0
2035 | PJM_E_2_NYISO_G-I | PJM_E | NYISO_G-I | Internal | Shoulder | B12 | 200 | 500 | 0 | 130.69 | 127.82 | 6 | 0
2035 | PJM_E_2_NYISO_G-I | PJM_E | NYISO_G-I | Internal | Shoulder | B13 | 600 | 500 | 0 | 130.69 | 127.82 | 6 | 0
2035 | PJM_E_2_NYISO_G-I | PJM_E | NYISO_G-I | Internal | Shoulder | B14 | 900 | 500 | 0 | 116.75 | 110.12 | 6 | 0
2035 | PJM_E_2_NYISO_G-I | PJM_E | NYISO_G-I | Internal | Shoulder | B15 | 1203 | 500 | 0 | 112.72 | 105.54 | 6 | 0
2035 | PJM_E_2_NYISO_G-I | PJM_E | NYISO_G-I | Internal | Summer | B1 | 10 | 500 | 500 | 290.7 | 669.73 | 6 | 373.02
2035 | PJM_E_2_NYISO_G-I | PJM_E | NYISO_G-I | Internal | Summer | B2 | 25 | 500 | 500 | 269.41 | 561.22 | 6 | 285.8
2035 | PJM_E_2_NYISO_G-I | PJM_E | NYISO_G-I | Internal | Summer | B3 | 75 | 500 | 0 | 218.6 | 210.6 | 6 | 0
2035 | PJM_E_2_NYISO_G-I | PJM_E | NYISO_G-I | Internal | Summer | B4 | 100 | 500 | 0 | 212.58 | 204.56 | 6 | 0
2035 | PJM_E_2_NYISO_G-I | PJM_E | NYISO_G-I | Internal | Summer | B5 | 200 | 500 | 0 | 159.84 | 151.84 | 6 | 0
2035 | PJM_E_2_NYISO_G-I | PJM_E | NYISO_G-I | Internal | Summer | B6 | 300 | 500 | 0 | 146.49 | 138.49 | 6 | 0
2035 | PJM_E_2_NYISO_G-I | PJM_E | NYISO_G-I | Internal | Summer | B7 | 400 | 500 | 0 | 136.24 | 128.24 | 6 | 0
2035 | PJM_E_2_NYISO_G-I | PJM_E | NYISO_G-I | Internal | Summer | B8 | 500 | 500 | 0 | 128.19 | 124.05 | 6 | 0
2035 | PJM_E_2_NYISO_G-I | PJM_E | NYISO_G-I | Internal | Summer | B9 | 800 | 500 | 90.05 | 117.39 | 123.39 | 6 | 0
2035 | PJM_E_2_NYISO_G-I | PJM_E | NYISO_G-I | Internal | Summer | B10 | 1262 | 500 | 0 | 113.16 | 109.39 | 6 | 0
2035 | PJM_E_2_NYISO_G-I | PJM_E | NYISO_G-I | Internal | Winter | B16 | 25 | 500 | 0 | 137.45 | 137.87 | 6 | 0
2035 | PJM_E_2_NYISO_G-I | PJM_E | NYISO_G-I | Internal | Winter | B17 | 100 | 500 | 0 | 137.25 | 137.87 | 6 | 0
2035 | PJM_E_2_NYISO_G-I | PJM_E | NYISO_G-I | Internal | Winter | B18 | 400 | 500 | 0 | 136.76 | 137.87 | 6 | 0
2035 | PJM_E_2_NYISO_G-I | PJM_E | NYISO_G-I | Internal | Winter | B19 | 700 | 500 | 0 | 121.34 | 124.08 | 6 | 0
2035 | PJM_E_2_NYISO_G-I | PJM_E | NYISO_G-I | Internal | Winter | B20 | 935 | 500 | 0 | 113.55 | 105.55 | 6 | 0
2035 | PJM_E_2_NYISO_J-K | PJM_E | NYISO_J-K | Internal | Shoulder | B11 | 25 | 330 | 0 | 133.34 | 127.83 | 6 | 0
2035 | PJM_E_2_NYISO_J-K | PJM_E | NYISO_J-K | Internal | Shoulder | B12 | 200 | 330 | 0 | 130.69 | 127.83 | 6 | 0
2035 | PJM_E_2_NYISO_J-K | PJM_E | NYISO_J-K | Internal | Shoulder | B13 | 600 | 330 | 0 | 130.69 | 127.83 | 6 | 0
2035 | PJM_E_2_NYISO_J-K | PJM_E | NYISO_J-K | Internal | Shoulder | B14 | 900 | 330 | 0 | 116.75 | 110.13 | 6 | 0
2035 | PJM_E_2_NYISO_J-K | PJM_E | NYISO_J-K | Internal | Shoulder | B15 | 1203 | 330 | 0 | 112.72 | 105.55 | 6 | 0
2035 | PJM_E_2_NYISO_J-K | PJM_E | NYISO_J-K | Internal | Summer | B1 | 10 | 330 | 330 | 290.7 | 669.74 | 6 | 373.04
2035 | PJM_E_2_NYISO_J-K | PJM_E | NYISO_J-K | Internal | Summer | B2 | 25 | 330 | 330 | 269.41 | 561.23 | 6 | 285.82
2035 | PJM_E_2_NYISO_J-K | PJM_E | NYISO_J-K | Internal | Summer | B3 | 75 | 330 | 0 | 218.6 | 210.61 | 6 | 0
2035 | PJM_E_2_NYISO_J-K | PJM_E | NYISO_J-K | Internal | Summer | B4 | 100 | 330 | 0 | 212.58 | 204.58 | 6 | 0
2035 | PJM_E_2_NYISO_J-K | PJM_E | NYISO_J-K | Internal | Summer | B5 | 200 | 330 | 0 | 159.84 | 151.85 | 6 | 0
2035 | PJM_E_2_NYISO_J-K | PJM_E | NYISO_J-K | Internal | Summer | B6 | 300 | 330 | 0 | 146.49 | 138.5 | 6 | 0
2035 | PJM_E_2_NYISO_J-K | PJM_E | NYISO_J-K | Internal | Summer | B7 | 400 | 330 | 0 | 136.24 | 128.25 | 6 | 0
2035 | PJM_E_2_NYISO_J-K | PJM_E | NYISO_J-K | Internal | Summer | B8 | 500 | 330 | 0 | 128.19 | 124.06 | 6 | 0
2035 | PJM_E_2_NYISO_J-K | PJM_E | NYISO_J-K | Internal | Summer | B9 | 800 | 330 | 330 | 117.39 | 123.4 | 6 | 0.01
2035 | PJM_E_2_NYISO_J-K | PJM_E | NYISO_J-K | Internal | Summer | B10 | 1262 | 330 | 0 | 113.16 | 109.4 | 6 | 0
2035 | PJM_E_2_NYISO_J-K | PJM_E | NYISO_J-K | Internal | Winter | B16 | 25 | 330 | 0 | 137.45 | 140.93 | 6 | 0
2035 | PJM_E_2_NYISO_J-K | PJM_E | NYISO_J-K | Internal | Winter | B17 | 100 | 330 | 0 | 137.25 | 137.88 | 6 | 0
2035 | PJM_E_2_NYISO_J-K | PJM_E | NYISO_J-K | Internal | Winter | B18 | 400 | 330 | 0 | 136.76 | 137.88 | 6 | 0
2035 | PJM_E_2_NYISO_J-K | PJM_E | NYISO_J-K | Internal | Winter | B19 | 700 | 330 | 0 | 121.34 | 124.09 | 6 | 0
2035 | PJM_E_2_NYISO_J-K | PJM_E | NYISO_J-K | Internal | Winter | B20 | 935 | 330 | 0 | 113.55 | 105.56 | 6 | 0
2035 | PJM_E_2_PJM_ROM | PJM_E | PJM_ROM | Internal | Shoulder | B11 | 25 | 8000 | 0.01 | 133.34 | 133.33 | 0.01 | 0
2035 | PJM_E_2_PJM_ROM | PJM_E | PJM_ROM | Internal | Shoulder | B12 | 200 | 8000 | 0 | 130.69 | 130.68 | 0.01 | 0
2035 | PJM_E_2_PJM_ROM | PJM_E | PJM_ROM | Internal | Shoulder | B13 | 600 | 8000 | 0 | 130.69 | 130.68 | 0.01 | 0
2035 | PJM_E_2_PJM_ROM | PJM_E | PJM_ROM | Internal | Shoulder | B14 | 900 | 8000 | 0 | 116.75 | 116.74 | 0.01 | 0
2035 | PJM_E_2_PJM_ROM | PJM_E | PJM_ROM | Internal | Shoulder | B15 | 1203 | 8000 | 101.33 | 112.72 | 112.74 | 0.01 | 0
2035 | PJM_E_2_PJM_ROM | PJM_E | PJM_ROM | Internal | Summer | B1 | 10 | 8000 | 0.03 | 290.7 | 290.69 | 0.01 | 0
2035 | PJM_E_2_PJM_ROM | PJM_E | PJM_ROM | Internal | Summer | B2 | 25 | 8000 | 0.01 | 269.41 | 269.4 | 0.01 | 0
2035 | PJM_E_2_PJM_ROM | PJM_E | PJM_ROM | Internal | Summer | B3 | 75 | 8000 | 1.69 | 218.6 | 218.61 | 0.01 | 0
2035 | PJM_E_2_PJM_ROM | PJM_E | PJM_ROM | Internal | Summer | B4 | 100 | 8000 | 2960.1 | 212.58 | 212.59 | 0.01 | 0
2035 | PJM_E_2_PJM_ROM | PJM_E | PJM_ROM | Internal | Summer | B5 | 200 | 8000 | 161.95 | 159.84 | 159.85 | 0.01 | 0
2035 | PJM_E_2_PJM_ROM | PJM_E | PJM_ROM | Internal | Summer | B6 | 300 | 8000 | 1840.86 | 146.49 | 146.5 | 0.01 | 0
2035 | PJM_E_2_PJM_ROM | PJM_E | PJM_ROM | Internal | Summer | B7 | 400 | 8000 | 275.88 | 136.24 | 136.25 | 0.01 | 0
2035 | PJM_E_2_PJM_ROM | PJM_E | PJM_ROM | Internal | Summer | B8 | 500 | 8000 | 273.87 | 128.19 | 128.2 | 0.01 | 0
2035 | PJM_E_2_PJM_ROM | PJM_E | PJM_ROM | Internal | Summer | B9 | 800 | 8000 | 0 | 117.39 | 117.37 | 0.01 | 0
2035 | PJM_E_2_PJM_ROM | PJM_E | PJM_ROM | Internal | Summer | B10 | 1262 | 8000 | 102.64 | 113.16 | 113.17 | 0.01 | 0
2035 | PJM_E_2_PJM_ROM | PJM_E | PJM_ROM | Internal | Winter | B16 | 25 | 8000 | 0.01 | 137.45 | 137.44 | 0.01 | 0
2035 | PJM_E_2_PJM_ROM | PJM_E | PJM_ROM | Internal | Winter | B17 | 100 | 8000 | 0 | 137.25 | 137.24 | 0.01 | 0
2035 | PJM_E_2_PJM_ROM | PJM_E | PJM_ROM | Internal | Winter | B18 | 400 | 8000 | 0 | 136.76 | 136.75 | 0.01 | 0
2035 | PJM_E_2_PJM_ROM | PJM_E | PJM_ROM | Internal | Winter | B19 | 700 | 8000 | 0 | 121.34 | 121.33 | 0.01 | 0
2035 | PJM_E_2_PJM_ROM | PJM_E | PJM_ROM | Internal | Winter | B20 | 935 | 8000 | 0 | 113.55 | 113.54 | 0.01 | 0
2035 | PJM_ROR_2_MISO_IN | PJM_ROR | MISO_IN | Internal | Shoulder | B11 | 25 | 909 | 0 | 133.31 | 114.85 | 2 | 0
2035 | PJM_ROR_2_MISO_IN | PJM_ROR | MISO_IN | Internal | Shoulder | B12 | 200 | 909 | 0 | 130.67 | 114.85 | 2 | 0
2035 | PJM_ROR_2_MISO_IN | PJM_ROR | MISO_IN | Internal | Shoulder | B13 | 600 | 909 | 0 | 116.86 | 114.85 | 2 | 0
2035 | PJM_ROR_2_MISO_IN | PJM_ROR | MISO_IN | Internal | Shoulder | B14 | 900 | 909 | 0 | 116.73 | 114.72 | 2 | 0
2035 | PJM_ROR_2_MISO_IN | PJM_ROR | MISO_IN | Internal | Shoulder | B15 | 1203 | 909 | 0 | 112.72 | 99.1 | 2 | 0
2035 | PJM_ROR_2_MISO_IN | PJM_ROR | MISO_IN | Internal | Summer | B1 | 10 | 909 | 0 | 223.02 | 212.45 | 2 | 0
2035 | PJM_ROR_2_MISO_IN | PJM_ROR | MISO_IN | Internal | Summer | B2 | 25 | 909 | 0 | 218.31 | 216.31 | 2 | 0
2035 | PJM_ROR_2_MISO_IN | PJM_ROR | MISO_IN | Internal | Summer | B3 | 75 | 909 | 0 | 218.6 | 216.6 | 2 | 0
2035 | PJM_ROR_2_MISO_IN | PJM_ROR | MISO_IN | Internal | Summer | B4 | 100 | 909 | 0 | 212.6 | 210.6 | 2 | 0
2035 | PJM_ROR_2_MISO_IN | PJM_ROR | MISO_IN | Internal | Summer | B5 | 200 | 909 | 0 | 159.84 | 157.83 | 2 | 0
2035 | PJM_ROR_2_MISO_IN | PJM_ROR | MISO_IN | Internal | Summer | B6 | 300 | 909 | 0 | 146.49 | 144.47 | 2 | 0
2035 | PJM_ROR_2_MISO_IN | PJM_ROR | MISO_IN | Internal | Summer | B7 | 400 | 909 | 0 | 136.24 | 134.22 | 2 | 0
2035 | PJM_ROR_2_MISO_IN | PJM_ROR | MISO_IN | Internal | Summer | B8 | 500 | 909 | 0 | 128.19 | 113.96 | 2 | 0
2035 | PJM_ROR_2_MISO_IN | PJM_ROR | MISO_IN | Internal | Summer | B9 | 800 | 909 | 0 | 117.36 | 113.4 | 2 | 0
2035 | PJM_ROR_2_MISO_IN | PJM_ROR | MISO_IN | Internal | Summer | B10 | 1262 | 909 | 0 | 113.16 | 113.4 | 2 | 0
2035 | PJM_ROR_2_MISO_IN | PJM_ROR | MISO_IN | Internal | Winter | B16 | 25 | 909 | 0 | 137.43 | 117.87 | 2 | 0
2035 | PJM_ROR_2_MISO_IN | PJM_ROR | MISO_IN | Internal | Winter | B17 | 100 | 909 | 0 | 136.72 | 117.87 | 2 | 0
2035 | PJM_ROR_2_MISO_IN | PJM_ROR | MISO_IN | Internal | Winter | B18 | 400 | 909 | 0 | 121.89 | 114.39 | 2 | 0
2035 | PJM_ROR_2_MISO_IN | PJM_ROR | MISO_IN | Internal | Winter | B19 | 700 | 909 | 0 | 119.9 | 113.86 | 2 | 0
2035 | PJM_ROR_2_MISO_IN | PJM_ROR | MISO_IN | Internal | Winter | B20 | 935 | 909 | 0 | 113.52 | 88.52 | 2 | 0
2035 | PJM_ROR_2_MISO_MI | PJM_ROR | MISO_MI | Internal | Shoulder | B11 | 25 | 1305 | 0 | 133.31 | 131.31 | 2 | 0
2035 | PJM_ROR_2_MISO_MI | PJM_ROR | MISO_MI | Internal | Shoulder | B12 | 200 | 1305 | 0 | 130.67 | 128.67 | 2 | 0
2035 | PJM_ROR_2_MISO_MI | PJM_ROR | MISO_MI | Internal | Shoulder | B13 | 600 | 1305 | 0 | 116.86 | 114.86 | 2 | 0
2035 | PJM_ROR_2_MISO_MI | PJM_ROR | MISO_MI | Internal | Shoulder | B14 | 900 | 1305 | 0 | 116.73 | 114.73 | 2 | 0
2035 | PJM_ROR_2_MISO_MI | PJM_ROR | MISO_MI | Internal | Shoulder | B15 | 1203 | 1305 | 0 | 112.72 | 99.11 | 2 | 0
2035 | PJM_ROR_2_MISO_MI | PJM_ROR | MISO_MI | Internal | Summer | B1 | 10 | 1305 | 0 | 223.02 | 221.02 | 2 | 0
2035 | PJM_ROR_2_MISO_MI | PJM_ROR | MISO_MI | Internal | Summer | B2 | 25 | 1305 | 75.82 | 218.31 | 220.31 | 2 | 0
2035 | PJM_ROR_2_MISO_MI | PJM_ROR | MISO_MI | Internal | Summer | B3 | 75 | 1305 | 0 | 218.6 | 216.61 | 2 | 0
2035 | PJM_ROR_2_MISO_MI | PJM_ROR | MISO_MI | Internal | Summer | B4 | 100 | 1305 | 0 | 212.6 | 210.61 | 2 | 0
2035 | PJM_ROR_2_MISO_MI | PJM_ROR | MISO_MI | Internal | Summer | B5 | 200 | 1305 | 0 | 159.84 | 157.84 | 2 | 0
2035 | PJM_ROR_2_MISO_MI | PJM_ROR | MISO_MI | Internal | Summer | B6 | 300 | 1305 | 0 | 146.49 | 144.49 | 2 | 0
2035 | PJM_ROR_2_MISO_MI | PJM_ROR | MISO_MI | Internal | Summer | B7 | 400 | 1305 | 0 | 136.24 | 134.24 | 2 | 0
2035 | PJM_ROR_2_MISO_MI | PJM_ROR | MISO_MI | Internal | Summer | B8 | 500 | 1305 | 0 | 128.19 | 126.19 | 2 | 0
2035 | PJM_ROR_2_MISO_MI | PJM_ROR | MISO_MI | Internal | Summer | B9 | 800 | 1305 | 0 | 117.36 | 115.36 | 2 | 0
2035 | PJM_ROR_2_MISO_MI | PJM_ROR | MISO_MI | Internal | Summer | B10 | 1262 | 1305 | 0 | 113.16 | 113.41 | 2 | 0
2035 | PJM_ROR_2_MISO_MI | PJM_ROR | MISO_MI | Internal | Winter | B16 | 25 | 1305 | 0 | 137.43 | 131.53 | 2 | 0
2035 | PJM_ROR_2_MISO_MI | PJM_ROR | MISO_MI | Internal | Winter | B17 | 100 | 1305 | 0 | 136.72 | 131.53 | 2 | 0
2035 | PJM_ROR_2_MISO_MI | PJM_ROR | MISO_MI | Internal | Winter | B18 | 400 | 1305 | 0 | 121.89 | 119.89 | 2 | 0
2035 | PJM_ROR_2_MISO_MI | PJM_ROR | MISO_MI | Internal | Winter | B19 | 700 | 1305 | 0 | 119.9 | 117.74 | 2 | 0
2035 | PJM_ROR_2_MISO_MI | PJM_ROR | MISO_MI | Internal | Winter | B20 | 935 | 1305 | 0 | 113.52 | 96.87 | 2 | 0
2035 | PJM_ROR_2_MISO_MO-IL | PJM_ROR | MISO_MO-IL | Internal | Shoulder | B11 | 25 | 1111 | 0 | 133.31 | 128.37 | 2 | 0
2035 | PJM_ROR_2_MISO_MO-IL | PJM_ROR | MISO_MO-IL | Internal | Shoulder | B12 | 200 | 1111 | 0 | 130.67 | 114.79 | 2 | 0
2035 | PJM_ROR_2_MISO_MO-IL | PJM_ROR | MISO_MO-IL | Internal | Shoulder | B13 | 600 | 1111 | 0 | 116.86 | 110.59 | 2 | 0
2035 | PJM_ROR_2_MISO_MO-IL | PJM_ROR | MISO_MO-IL | Internal | Shoulder | B14 | 900 | 1111 | 0 | 116.73 | 107.1 | 2 | 0
2035 | PJM_ROR_2_MISO_MO-IL | PJM_ROR | MISO_MO-IL | Internal | Shoulder | B15 | 1203 | 1111 | 0 | 112.72 | 91.61 | 2 | 0
2035 | PJM_ROR_2_MISO_MO-IL | PJM_ROR | MISO_MO-IL | Internal | Summer | B1 | 10 | 1111 | 0 | 223.02 | 212.46 | 2 | 0
2035 | PJM_ROR_2_MISO_MO-IL | PJM_ROR | MISO_MO-IL | Internal | Summer | B2 | 25 | 1111 | 0 | 218.31 | 216.32 | 2 | 0
2035 | PJM_ROR_2_MISO_MO-IL | PJM_ROR | MISO_MO-IL | Internal | Summer | B3 | 75 | 1111 | 0 | 218.6 | 216.61 | 2 | 0
2035 | PJM_ROR_2_MISO_MO-IL | PJM_ROR | MISO_MO-IL | Internal | Summer | B4 | 100 | 1111 | 0 | 212.6 | 210.61 | 2 | 0
2035 | PJM_ROR_2_MISO_MO-IL | PJM_ROR | MISO_MO-IL | Internal | Summer | B5 | 200 | 1111 | 0 | 159.84 | 157.84 | 2 | 0
2035 | PJM_ROR_2_MISO_MO-IL | PJM_ROR | MISO_MO-IL | Internal | Summer | B6 | 300 | 1111 | 0 | 146.49 | 144.49 | 2 | 0
2035 | PJM_ROR_2_MISO_MO-IL | PJM_ROR | MISO_MO-IL | Internal | Summer | B7 | 400 | 1111 | 0 | 136.24 | 134.25 | 2 | 0
2035 | PJM_ROR_2_MISO_MO-IL | PJM_ROR | MISO_MO-IL | Internal | Summer | B8 | 500 | 1111 | 0 | 128.19 | 126.2 | 2 | 0
2035 | PJM_ROR_2_MISO_MO-IL | PJM_ROR | MISO_MO-IL | Internal | Summer | B9 | 800 | 1111 | 0 | 117.36 | 115.37 | 2 | 0
2035 | PJM_ROR_2_MISO_MO-IL | PJM_ROR | MISO_MO-IL | Internal | Summer | B10 | 1262 | 1111 | 0 | 113.16 | 105.16 | 2 | 0
2035 | PJM_ROR_2_MISO_MO-IL | PJM_ROR | MISO_MO-IL | Internal | Winter | B16 | 25 | 1111 | 0 | 137.43 | 117.86 | 2 | 0
2035 | PJM_ROR_2_MISO_MO-IL | PJM_ROR | MISO_MO-IL | Internal | Winter | B17 | 100 | 1111 | 0 | 136.72 | 117.86 | 2 | 0
2035 | PJM_ROR_2_MISO_MO-IL | PJM_ROR | MISO_MO-IL | Internal | Winter | B18 | 400 | 1111 | 0 | 121.89 | 113.37 | 2 | 0
2035 | PJM_ROR_2_MISO_MO-IL | PJM_ROR | MISO_MO-IL | Internal | Winter | B19 | 700 | 1111 | 0 | 119.9 | 111.17 | 2 | 0
2035 | PJM_ROR_2_MISO_MO-IL | PJM_ROR | MISO_MO-IL | Internal | Winter | B20 | 935 | 1111 | 0 | 113.52 | 88.51 | 2 | 0
2035 | PJM_ROR_2_MISO_W | PJM_ROR | MISO_W | Internal | Shoulder | B11 | 25 | 19775 | 0 | 133.31 | 131.31 | 2 | 0
2035 | PJM_ROR_2_MISO_W | PJM_ROR | MISO_W | Internal | Shoulder | B12 | 200 | 19775 | 0 | 130.67 | 114.78 | 2 | 0
2035 | PJM_ROR_2_MISO_W | PJM_ROR | MISO_W | Internal | Shoulder | B13 | 600 | 19775 | 0 | 116.86 | 110.58 | 2 | 0
2035 | PJM_ROR_2_MISO_W | PJM_ROR | MISO_W | Internal | Shoulder | B14 | 900 | 19775 | 0 | 116.73 | 12.01 | 2 | 0
2035 | PJM_ROR_2_MISO_W | PJM_ROR | MISO_W | Internal | Shoulder | B15 | 1203 | 19775 | 0 | 112.72 | 7.01 | 2 | 0
2035 | PJM_ROR_2_MISO_W | PJM_ROR | MISO_W | Internal | Summer | B1 | 10 | 19775 | 0 | 223.02 | 221.02 | 2 | 0
2035 | PJM_ROR_2_MISO_W | PJM_ROR | MISO_W | Internal | Summer | B2 | 25 | 19775 | 0 | 218.31 | 216.31 | 2 | 0
2035 | PJM_ROR_2_MISO_W | PJM_ROR | MISO_W | Internal | Summer | B3 | 75 | 19775 | 0 | 218.6 | 216.6 | 2 | 0
2035 | PJM_ROR_2_MISO_W | PJM_ROR | MISO_W | Internal | Summer | B4 | 100 | 19775 | 0 | 212.6 | 210.6 | 2 | 0
2035 | PJM_ROR_2_MISO_W | PJM_ROR | MISO_W | Internal | Summer | B5 | 200 | 19775 | 0 | 159.84 | 157.84 | 2 | 0
2035 | PJM_ROR_2_MISO_W | PJM_ROR | MISO_W | Internal | Summer | B6 | 300 | 19775 | 0 | 146.49 | 144.49 | 2 | 0
2035 | PJM_ROR_2_MISO_W | PJM_ROR | MISO_W | Internal | Summer | B7 | 400 | 19775 | 0 | 136.24 | 134.24 | 2 | 0
2035 | PJM_ROR_2_MISO_W | PJM_ROR | MISO_W | Internal | Summer | B8 | 500 | 19775 | 0 | 128.19 | 126.19 | 2 | 0
2035 | PJM_ROR_2_MISO_W | PJM_ROR | MISO_W | Internal | Summer | B9 | 800 | 19775 | 0 | 117.36 | 115.36 | 2 | 0
2035 | PJM_ROR_2_MISO_W | PJM_ROR | MISO_W | Internal | Summer | B10 | 1262 | 19775 | 0 | 113.16 | 105.15 | 2 | 0
2035 | PJM_ROR_2_MISO_W | PJM_ROR | MISO_W | Internal | Winter | B16 | 25 | 19775 | 0 | 137.43 | 0.01 | 2 | 0
2035 | PJM_ROR_2_MISO_W | PJM_ROR | MISO_W | Internal | Winter | B17 | 100 | 19775 | 0 | 136.72 | 5.01 | 2 | 0
2035 | PJM_ROR_2_MISO_W | PJM_ROR | MISO_W | Internal | Winter | B18 | 400 | 19775 | 0 | 121.89 | 81.87 | 2 | 0
2035 | PJM_ROR_2_MISO_W | PJM_ROR | MISO_W | Internal | Winter | B19 | 700 | 19775 | 0 | 119.9 | 81.87 | 2 | 0
2035 | PJM_ROR_2_MISO_W | PJM_ROR | MISO_W | Internal | Winter | B20 | 935 | 19775 | 0 | 113.52 | 7.01 | 2 | 0
2035 | PJM_ROR_2_PJM_ROM | PJM_ROR | PJM_ROM | Internal | Shoulder | B11 | 25 | 8000 | 5331.13 | 133.31 | 133.33 | 0.01 | 0
2035 | PJM_ROR_2_PJM_ROM | PJM_ROR | PJM_ROM | Internal | Shoulder | B12 | 200 | 8000 | 7654.18 | 130.67 | 130.68 | 0.01 | 0
2035 | PJM_ROR_2_PJM_ROM | PJM_ROR | PJM_ROM | Internal | Shoulder | B13 | 600 | 8000 | 8000 | 116.86 | 130.68 | 0.01 | 13.8
2035 | PJM_ROR_2_PJM_ROM | PJM_ROR | PJM_ROM | Internal | Shoulder | B14 | 900 | 8000 | 7671.4 | 116.73 | 116.74 | 0.01 | 0
2035 | PJM_ROR_2_PJM_ROM | PJM_ROR | PJM_ROM | Internal | Shoulder | B15 | 1203 | 8000 | 3879.39 | 112.72 | 112.74 | 0.01 | 0
2035 | PJM_ROR_2_PJM_ROM | PJM_ROR | PJM_ROM | Internal | Summer | B1 | 10 | 8000 | 8000 | 223.02 | 290.69 | 0.01 | 67.66
2035 | PJM_ROR_2_PJM_ROM | PJM_ROR | PJM_ROM | Internal | Summer | B2 | 25 | 8000 | 8000 | 218.31 | 269.4 | 0.01 | 51.08
2035 | PJM_ROR_2_PJM_ROM | PJM_ROR | PJM_ROM | Internal | Summer | B3 | 75 | 8000 | 3133.75 | 218.6 | 218.61 | 0.01 | 0
2035 | PJM_ROR_2_PJM_ROM | PJM_ROR | PJM_ROM | Internal | Summer | B4 | 100 | 8000 | 0 | 212.6 | 212.59 | 0.01 | 0
2035 | PJM_ROR_2_PJM_ROM | PJM_ROR | PJM_ROM | Internal | Summer | B5 | 200 | 8000 | 2740.1 | 159.84 | 159.85 | 0.01 | 0
2035 | PJM_ROR_2_PJM_ROM | PJM_ROR | PJM_ROM | Internal | Summer | B6 | 300 | 8000 | 1817.33 | 146.49 | 146.5 | 0.01 | 0
2035 | PJM_ROR_2_PJM_ROM | PJM_ROR | PJM_ROM | Internal | Summer | B7 | 400 | 8000 | 3752.73 | 136.24 | 136.25 | 0.01 | 0
2035 | PJM_ROR_2_PJM_ROM | PJM_ROR | PJM_ROM | Internal | Summer | B8 | 500 | 8000 | 5321.23 | 128.19 | 128.2 | 0.01 | 0
2035 | PJM_ROR_2_PJM_ROM | PJM_ROR | PJM_ROM | Internal | Summer | B9 | 800 | 8000 | 7146.76 | 117.36 | 117.37 | 0.01 | 0
2035 | PJM_ROR_2_PJM_ROM | PJM_ROR | PJM_ROM | Internal | Summer | B10 | 1262 | 8000 | 3712.26 | 113.16 | 113.17 | 0.01 | 0
2035 | PJM_ROR_2_PJM_ROM | PJM_ROR | PJM_ROM | Internal | Winter | B16 | 25 | 8000 | 7553.7 | 137.43 | 137.44 | 0.01 | 0
2035 | PJM_ROR_2_PJM_ROM | PJM_ROR | PJM_ROM | Internal | Winter | B17 | 100 | 8000 | 8000 | 136.72 | 137.24 | 0.01 | 0.51
2035 | PJM_ROR_2_PJM_ROM | PJM_ROR | PJM_ROM | Internal | Winter | B18 | 400 | 8000 | 8000 | 121.89 | 136.75 | 0.01 | 14.85
2035 | PJM_ROR_2_PJM_ROM | PJM_ROR | PJM_ROM | Internal | Winter | B19 | 700 | 8000 | 8000 | 119.9 | 121.33 | 0.01 | 1.41
2035 | PJM_ROR_2_PJM_ROM | PJM_ROR | PJM_ROM | Internal | Winter | B20 | 935 | 8000 | 7298.62 | 113.52 | 113.54 | 0.01 | 0
2035 | PJM_ROR_2_TVA_Transmission | PJM_ROR | TVA_Transmission | Internal | Shoulder | B11 | 25 | 2500 | 0 | 133.31 | 136.37 | 6 | 0
2035 | PJM_ROR_2_TVA_Transmission | PJM_ROR | TVA_Transmission | Internal | Shoulder | B12 | 200 | 2500 | 0 | 130.67 | 122.79 | 6 | 0
2035 | PJM_ROR_2_TVA_Transmission | PJM_ROR | TVA_Transmission | Internal | Shoulder | B13 | 600 | 2500 | 0 | 116.86 | 118.59 | 6 | 0
2035 | PJM_ROR_2_TVA_Transmission | PJM_ROR | TVA_Transmission | Internal | Shoulder | B14 | 900 | 2500 | 0 | 116.73 | 118.59 | 6 | 0
2035 | PJM_ROR_2_TVA_Transmission | PJM_ROR | TVA_Transmission | Internal | Shoulder | B15 | 1203 | 2500 | 0 | 112.72 | 107.61 | 6 | 0
2035 | PJM_ROR_2_TVA_Transmission | PJM_ROR | TVA_Transmission | Internal | Summer | B1 | 10 | 2500 | 1842.31 | 223.02 | 229.02 | 6 | 0
2035 | PJM_ROR_2_TVA_Transmission | PJM_ROR | TVA_Transmission | Internal | Summer | B2 | 25 | 2500 | 2500 | 218.31 | 232.31 | 6 | 8
2035 | PJM_ROR_2_TVA_Transmission | PJM_ROR | TVA_Transmission | Internal | Summer | B3 | 75 | 2500 | 2499.99 | 218.6 | 224.61 | 6 | 0.01
2035 | PJM_ROR_2_TVA_Transmission | PJM_ROR | TVA_Transmission | Internal | Summer | B4 | 100 | 2500 | 2499.99 | 212.6 | 218.61 | 6 | 0.01
2035 | PJM_ROR_2_TVA_Transmission | PJM_ROR | TVA_Transmission | Internal | Summer | B5 | 200 | 2500 | 63.52 | 159.84 | 165.84 | 6 | 0
2035 | PJM_ROR_2_TVA_Transmission | PJM_ROR | TVA_Transmission | Internal | Summer | B6 | 300 | 2500 | 0 | 146.49 | 147.01 | 6 | 0
2035 | PJM_ROR_2_TVA_Transmission | PJM_ROR | TVA_Transmission | Internal | Summer | B7 | 400 | 2500 | 0 | 136.24 | 136.24 | 6 | 0
2035 | PJM_ROR_2_TVA_Transmission | PJM_ROR | TVA_Transmission | Internal | Summer | B8 | 500 | 2500 | 0 | 128.19 | 125.95 | 6 | 0
2035 | PJM_ROR_2_TVA_Transmission | PJM_ROR | TVA_Transmission | Internal | Summer | B9 | 800 | 2500 | 935.68 | 117.36 | 123.36 | 6 | 0
2035 | PJM_ROR_2_TVA_Transmission | PJM_ROR | TVA_Transmission | Internal | Summer | B10 | 1262 | 2500 | 0 | 113.16 | 113.16 | 6 | 0
2035 | PJM_ROR_2_TVA_Transmission | PJM_ROR | TVA_Transmission | Internal | Winter | B16 | 25 | 2500 | 0 | 137.43 | 133.87 | 6 | 0
2035 | PJM_ROR_2_TVA_Transmission | PJM_ROR | TVA_Transmission | Internal | Winter | B17 | 100 | 2500 | 0 | 136.72 | 127.72 | 6 | 0
2035 | PJM_ROR_2_TVA_Transmission | PJM_ROR | TVA_Transmission | Internal | Winter | B18 | 400 | 2500 | 0 | 121.89 | 121.37 | 6 | 0
2035 | PJM_ROR_2_TVA_Transmission | PJM_ROR | TVA_Transmission | Internal | Winter | B19 | 700 | 2500 | 0 | 119.9 | 121.37 | 6 | 0
2035 | PJM_ROR_2_TVA_Transmission | PJM_ROR | TVA_Transmission | Internal | Winter | B20 | 935 | 2500 | 0 | 113.52 | 104.52 | 6 | 0
2035 | PJM_ROR_2_VACAR | PJM_ROR | VACAR | Internal | Shoulder | B11 | 25 | 3000 | 0 | 133.31 | 131.57 | 6 | 0
2035 | PJM_ROR_2_VACAR | PJM_ROR | VACAR | Internal | Shoulder | B12 | 200 | 3000 | 0 | 130.67 | 121.07 | 6 | 0
2035 | PJM_ROR_2_VACAR | PJM_ROR | VACAR | Internal | Shoulder | B13 | 600 | 3000 | 0 | 116.86 | 121.07 | 6 | 0
2035 | PJM_ROR_2_VACAR | PJM_ROR | VACAR | Internal | Shoulder | B14 | 900 | 3000 | 0 | 116.73 | 121.07 | 6 | 0
2035 | PJM_ROR_2_VACAR | PJM_ROR | VACAR | Internal | Shoulder | B15 | 1203 | 3000 | 0 | 112.72 | 112.69 | 6 | 0
2035 | PJM_ROR_2_VACAR | PJM_ROR | VACAR | Internal | Summer | B1 | 10 | 3000 | 3000 | 223.02 | 734.19 | 6 | 505.17
2035 | PJM_ROR_2_VACAR | PJM_ROR | VACAR | Internal | Summer | B2 | 25 | 3000 | 3000 | 218.31 | 558.38 | 6 | 334.07
2035 | PJM_ROR_2_VACAR | PJM_ROR | VACAR | Internal | Summer | B3 | 75 | 3000 | 3000 | 218.6 | 226.61 | 6 | 2.01
2035 | PJM_ROR_2_VACAR | PJM_ROR | VACAR | Internal | Summer | B4 | 100 | 3000 | 280.18 | 212.6 | 218.6 | 6 | 0
2035 | PJM_ROR_2_VACAR | PJM_ROR | VACAR | Internal | Summer | B5 | 200 | 3000 | 0 | 159.84 | 152.84 | 6 | 0
2035 | PJM_ROR_2_VACAR | PJM_ROR | VACAR | Internal | Summer | B6 | 300 | 3000 | 0 | 146.49 | 139.49 | 6 | 0
2035 | PJM_ROR_2_VACAR | PJM_ROR | VACAR | Internal | Summer | B7 | 400 | 3000 | 0 | 136.24 | 129.24 | 6 | 0
2035 | PJM_ROR_2_VACAR | PJM_ROR | VACAR | Internal | Summer | B8 | 500 | 3000 | 0 | 128.19 | 118.95 | 6 | 0
2035 | PJM_ROR_2_VACAR | PJM_ROR | VACAR | Internal | Summer | B9 | 800 | 3000 | 0 | 117.36 | 118.95 | 6 | 0
2035 | PJM_ROR_2_VACAR | PJM_ROR | VACAR | Internal | Summer | B10 | 1262 | 3000 | 0 | 113.16 | 106.16 | 6 | 0
2035 | PJM_ROR_2_VACAR | PJM_ROR | VACAR | Internal | Winter | B16 | 25 | 3000 | 488.7 | 137.43 | 143.43 | 6 | 0
2035 | PJM_ROR_2_VACAR | PJM_ROR | VACAR | Internal | Winter | B17 | 100 | 3000 | 0 | 136.72 | 125.9 | 6 | 0
2035 | PJM_ROR_2_VACAR | PJM_ROR | VACAR | Internal | Winter | B18 | 400 | 3000 | 0 | 121.89 | 125.9 | 6 | 0
2035 | PJM_ROR_2_VACAR | PJM_ROR | VACAR | Internal | Winter | B19 | 700 | 3000 | 2437.43 | 119.9 | 125.9 | 6 | 0
2035 | PJM_ROR_2_VACAR | PJM_ROR | VACAR | Internal | Winter | B20 | 935 | 3000 | 0 | 113.52 | 106.52 | 6 | 0
2035 | PJM_ROM_2_NYISO_A-F | PJM_ROM | NYISO_A-F | Internal | Shoulder | B11 | 25 | 2000 | 0 | 133.33 | 99.55 | 6 | 0
2035 | PJM_ROM_2_NYISO_A-F | PJM_ROM | NYISO_A-F | Internal | Shoulder | B12 | 200 | 2000 | 0 | 130.68 | 99.55 | 6 | 0
2035 | PJM_ROM_2_NYISO_A-F | PJM_ROM | NYISO_A-F | Internal | Shoulder | B13 | 600 | 2000 | 0 | 130.68 | 99.55 | 6 | 0
2035 | PJM_ROM_2_NYISO_A-F | PJM_ROM | NYISO_A-F | Internal | Shoulder | B14 | 900 | 2000 | 0 | 116.74 | 99.55 | 6 | 0
2035 | PJM_ROM_2_NYISO_A-F | PJM_ROM | NYISO_A-F | Internal | Shoulder | B15 | 1203 | 2000 | 0 | 112.74 | 99.55 | 6 | 0
2035 | PJM_ROM_2_NYISO_A-F | PJM_ROM | NYISO_A-F | Internal | Summer | B1 | 10 | 2000 | 0 | 290.69 | 133.8 | 6 | 0
2035 | PJM_ROM_2_NYISO_A-F | PJM_ROM | NYISO_A-F | Internal | Summer | B2 | 25 | 2000 | 0 | 269.4 | 148.21 | 6 | 0
2035 | PJM_ROM_2_NYISO_A-F | PJM_ROM | NYISO_A-F | Internal | Summer | B3 | 75 | 2000 | 0 | 218.61 | 148.21 | 6 | 0
2035 | PJM_ROM_2_NYISO_A-F | PJM_ROM | NYISO_A-F | Internal | Summer | B4 | 100 | 2000 | 0 | 212.59 | 147.22 | 6 | 0
2035 | PJM_ROM_2_NYISO_A-F | PJM_ROM | NYISO_A-F | Internal | Summer | B5 | 200 | 2000 | 0 | 159.85 | 147.22 | 6 | 0
2035 | PJM_ROM_2_NYISO_A-F | PJM_ROM | NYISO_A-F | Internal | Summer | B6 | 300 | 2000 | 0 | 146.5 | 109.39 | 6 | 0
2035 | PJM_ROM_2_NYISO_A-F | PJM_ROM | NYISO_A-F | Internal | Summer | B7 | 400 | 2000 | 0 | 136.25 | 109.39 | 6 | 0
2035 | PJM_ROM_2_NYISO_A-F | PJM_ROM | NYISO_A-F | Internal | Summer | B8 | 500 | 2000 | 0 | 128.2 | 109.37 | 6 | 0
2035 | PJM_ROM_2_NYISO_A-F | PJM_ROM | NYISO_A-F | Internal | Summer | B9 | 800 | 2000 | 0 | 117.37 | 109.37 | 6 | 0
2035 | PJM_ROM_2_NYISO_A-F | PJM_ROM | NYISO_A-F | Internal | Summer | B10 | 1262 | 2000 | 0 | 113.17 | 109.37 | 6 | 0
2035 | PJM_ROM_2_NYISO_A-F | PJM_ROM | NYISO_A-F | Internal | Winter | B16 | 25 | 2000 | 0 | 137.44 | 99.55 | 6 | 0
2035 | PJM_ROM_2_NYISO_A-F | PJM_ROM | NYISO_A-F | Internal | Winter | B17 | 100 | 2000 | 0 | 137.24 | 99.55 | 6 | 0
2035 | PJM_ROM_2_NYISO_A-F | PJM_ROM | NYISO_A-F | Internal | Winter | B18 | 400 | 2000 | 0 | 136.75 | 99.55 | 6 | 0
2035 | PJM_ROM_2_NYISO_A-F | PJM_ROM | NYISO_A-F | Internal | Winter | B19 | 700 | 2000 | 0 | 121.33 | 99.55 | 6 | 0
2035 | PJM_ROM_2_NYISO_A-F | PJM_ROM | NYISO_A-F | Internal | Winter | B20 | 935 | 2000 | 0 | 113.54 | 99.55 | 6 | 0
2035 | PJM_ROM_2_PJM_E | PJM_ROM | PJM_E | Internal | Shoulder | B11 | 25 | 8000 | 185.33 | 133.33 | 133.34 | 0.01 | 0
2035 | PJM_ROM_2_PJM_E | PJM_ROM | PJM_E | Internal | Shoulder | B12 | 200 | 8000 | 965.11 | 130.68 | 130.69 | 0.01 | 0
2035 | PJM_ROM_2_PJM_E | PJM_ROM | PJM_E | Internal | Shoulder | B13 | 600 | 8000 | 2157.83 | 130.68 | 130.69 | 0.01 | 0
2035 | PJM_ROM_2_PJM_E | PJM_ROM | PJM_E | Internal | Shoulder | B14 | 900 | 8000 | 1967.1 | 116.74 | 116.75 | 0.01 | 0
2035 | PJM_ROM_2_PJM_E | PJM_ROM | PJM_E | Internal | Shoulder | B15 | 1203 | 8000 | 0 | 112.74 | 112.72 | 0.01 | 0
2035 | PJM_ROM_2_PJM_E | PJM_ROM | PJM_E | Internal | Summer | B1 | 10 | 8000 | 3314.33 | 290.69 | 290.7 | 0.01 | 0
2035 | PJM_ROM_2_PJM_E | PJM_ROM | PJM_E | Internal | Summer | B2 | 25 | 8000 | 3627.29 | 269.4 | 269.41 | 0.01 | 0
2035 | PJM_ROM_2_PJM_E | PJM_ROM | PJM_E | Internal | Summer | B3 | 75 | 8000 | 0 | 218.61 | 218.6 | 0.01 | 0
2035 | PJM_ROM_2_PJM_E | PJM_ROM | PJM_E | Internal | Summer | B4 | 100 | 8000 | 0 | 212.59 | 212.58 | 0.01 | 0
2035 | PJM_ROM_2_PJM_E | PJM_ROM | PJM_E | Internal | Summer | B5 | 200 | 8000 | 0 | 159.85 | 159.84 | 0.01 | 0
2035 | PJM_ROM_2_PJM_E | PJM_ROM | PJM_E | Internal | Summer | B6 | 300 | 8000 | 0 | 146.5 | 146.49 | 0.01 | 0
2035 | PJM_ROM_2_PJM_E | PJM_ROM | PJM_E | Internal | Summer | B7 | 400 | 8000 | 0 | 136.25 | 136.24 | 0.01 | 0
2035 | PJM_ROM_2_PJM_E | PJM_ROM | PJM_E | Internal | Summer | B8 | 500 | 8000 | 0 | 128.2 | 128.19 | 0.01 | 0
2035 | PJM_ROM_2_PJM_E | PJM_ROM | PJM_E | Internal | Summer | B9 | 800 | 8000 | 2265.43 | 117.37 | 117.39 | 0.01 | 0
2035 | PJM_ROM_2_PJM_E | PJM_ROM | PJM_E | Internal | Summer | B10 | 1262 | 8000 | 0 | 113.17 | 113.16 | 0.01 | 0
2035 | PJM_ROM_2_PJM_E | PJM_ROM | PJM_E | Internal | Winter | B16 | 25 | 8000 | 2241.35 | 137.44 | 137.45 | 0.01 | 0
2035 | PJM_ROM_2_PJM_E | PJM_ROM | PJM_E | Internal | Winter | B17 | 100 | 8000 | 3502.42 | 137.24 | 137.25 | 0.01 | 0
2035 | PJM_ROM_2_PJM_E | PJM_ROM | PJM_E | Internal | Winter | B18 | 400 | 8000 | 3237.81 | 136.75 | 136.76 | 0.01 | 0
2035 | PJM_ROM_2_PJM_E | PJM_ROM | PJM_E | Internal | Winter | B19 | 700 | 8000 | 2542.41 | 121.33 | 121.34 | 0.01 | 0
2035 | PJM_ROM_2_PJM_E | PJM_ROM | PJM_E | Internal | Winter | B20 | 935 | 8000 | 2730.59 | 113.54 | 113.55 | 0.01 | 0
2035 | PJM_ROM_2_PJM_ROR | PJM_ROM | PJM_ROR | Internal | Shoulder | B11 | 25 | 8000 | 0.01 | 133.33 | 133.31 | 0.01 | 0
2035 | PJM_ROM_2_PJM_ROR | PJM_ROM | PJM_ROR | Internal | Shoulder | B12 | 200 | 8000 | 0 | 130.68 | 130.67 | 0.01 | 0
2035 | PJM_ROM_2_PJM_ROR | PJM_ROM | PJM_ROR | Internal | Shoulder | B13 | 600 | 8000 | 0 | 130.68 | 116.86 | 0.01 | 0
2035 | PJM_ROM_2_PJM_ROR | PJM_ROM | PJM_ROR | Internal | Shoulder | B14 | 900 | 8000 | 0 | 116.74 | 116.73 | 0.01 | 0
2035 | PJM_ROM_2_PJM_ROR | PJM_ROM | PJM_ROR | Internal | Shoulder | B15 | 1203 | 8000 | 0 | 112.74 | 112.72 | 0.01 | 0
2035 | PJM_ROM_2_PJM_ROR | PJM_ROM | PJM_ROR | Internal | Summer | B1 | 10 | 8000 | 0 | 290.69 | 223.02 | 0.01 | 0
2035 | PJM_ROM_2_PJM_ROR | PJM_ROM | PJM_ROR | Internal | Summer | B2 | 25 | 8000 | 0 | 269.4 | 218.31 | 0.01 | 0
2035 | PJM_ROM_2_PJM_ROR | PJM_ROM | PJM_ROR | Internal | Summer | B3 | 75 | 8000 | 0 | 218.61 | 218.6 | 0.01 | 0
2035 | PJM_ROM_2_PJM_ROR | PJM_ROM | PJM_ROR | Internal | Summer | B4 | 100 | 8000 | 859.13 | 212.59 | 212.6 | 0.01 | 0
2035 | PJM_ROM_2_PJM_ROR | PJM_ROM | PJM_ROR | Internal | Summer | B5 | 200 | 8000 | 0 | 159.85 | 159.84 | 0.01 | 0
2035 | PJM_ROM_2_PJM_ROR | PJM_ROM | PJM_ROR | Internal | Summer | B6 | 300 | 8000 | 0 | 146.5 | 146.49 | 0.01 | 0
2035 | PJM_ROM_2_PJM_ROR | PJM_ROM | PJM_ROR | Internal | Summer | B7 | 400 | 8000 | 0 | 136.25 | 136.24 | 0.01 | 0
2035 | PJM_ROM_2_PJM_ROR | PJM_ROM | PJM_ROR | Internal | Summer | B8 | 500 | 8000 | 0 | 128.2 | 128.19 | 0.01 | 0
2035 | PJM_ROM_2_PJM_ROR | PJM_ROM | PJM_ROR | Internal | Summer | B9 | 800 | 8000 | 0 | 117.37 | 117.36 | 0.01 | 0
2035 | PJM_ROM_2_PJM_ROR | PJM_ROM | PJM_ROR | Internal | Summer | B10 | 1262 | 8000 | 0 | 113.17 | 113.16 | 0.01 | 0
2035 | PJM_ROM_2_PJM_ROR | PJM_ROM | PJM_ROR | Internal | Winter | B16 | 25 | 8000 | 0.01 | 137.44 | 137.43 | 0.01 | 0
2035 | PJM_ROM_2_PJM_ROR | PJM_ROM | PJM_ROR | Internal | Winter | B17 | 100 | 8000 | 0 | 137.24 | 136.72 | 0.01 | 0
2035 | PJM_ROM_2_PJM_ROR | PJM_ROM | PJM_ROR | Internal | Winter | B18 | 400 | 8000 | 0 | 136.75 | 121.89 | 0.01 | 0
2035 | PJM_ROM_2_PJM_ROR | PJM_ROM | PJM_ROR | Internal | Winter | B19 | 700 | 8000 | 0 | 121.33 | 119.9 | 0.01 | 0
2035 | PJM_ROM_2_PJM_ROR | PJM_ROM | PJM_ROR | Internal | Winter | B20 | 935 | 8000 | 0 | 113.54 | 113.52 | 0.01 | 0
2035 | SOCO_2_ENT | SOCO | ENT | Internal | Shoulder | B11 | 25 | 2400 | 0 | 138.57 | 136.37 | 10 | 0
2035 | SOCO_2_ENT | SOCO | ENT | Internal | Shoulder | B12 | 200 | 2400 | 0 | 120.15 | 117.39 | 10 | 0
2035 | SOCO_2_ENT | SOCO | ENT | Internal | Shoulder | B13 | 600 | 2400 | 0 | 119.26 | 117.39 | 10 | 0
2035 | SOCO_2_ENT | SOCO | ENT | Internal | Shoulder | B14 | 900 | 2400 | 0 | 119.26 | 111.26 | 10 | 0
2035 | SOCO_2_ENT | SOCO | ENT | Internal | Shoulder | B15 | 1203 | 2400 | 0 | 107.81 | 99.61 | 10 | 0
2035 | SOCO_2_ENT | SOCO | ENT | Internal | Summer | B1 | 10 | 2400 | 0 | 741.19 | 204.46 | 10 | 0
2035 | SOCO_2_ENT | SOCO | ENT | Internal | Summer | B2 | 25 | 2400 | 0 | 565.38 | 216.32 | 10 | 0
2035 | SOCO_2_ENT | SOCO | ENT | Internal | Summer | B3 | 75 | 2400 | 0 | 233.61 | 224.61 | 10 | 0
2035 | SOCO_2_ENT | SOCO | ENT | Internal | Summer | B4 | 100 | 2400 | 0 | 225.6 | 210.61 | 10 | 0
2035 | SOCO_2_ENT | SOCO | ENT | Internal | Summer | B5 | 200 | 2400 | 0 | 159.59 | 157.84 | 10 | 0
2035 | SOCO_2_ENT | SOCO | ENT | Internal | Summer | B6 | 300 | 2400 | 0 | 137.01 | 144.49 | 10 | 0
2035 | SOCO_2_ENT | SOCO | ENT | Internal | Summer | B7 | 400 | 2400 | 0 | 136.24 | 139.61 | 10 | 0
2035 | SOCO_2_ENT | SOCO | ENT | Internal | Summer | B8 | 500 | 2400 | 0 | 125.95 | 134.59 | 10 | 0
2035 | SOCO_2_ENT | SOCO | ENT | Internal | Summer | B9 | 800 | 2400 | 0 | 117.93 | 123.37 | 10 | 0
2035 | SOCO_2_ENT | SOCO | ENT | Internal | Summer | B10 | 1262 | 2400 | 0 | 113.16 | 105.16 | 10 | 0
2035 | SOCO_2_ENT | SOCO | ENT | Internal | Winter | B16 | 25 | 2400 | 0 | 141.72 | 133.72 | 10 | 0
2035 | SOCO_2_ENT | SOCO | ENT | Internal | Winter | B17 | 100 | 2400 | 0 | 122.22 | 120.47 | 10 | 0
2035 | SOCO_2_ENT | SOCO | ENT | Internal | Winter | B18 | 400 | 2400 | 0 | 122.22 | 120.47 | 10 | 0
2035 | SOCO_2_ENT | SOCO | ENT | Internal | Winter | B19 | 700 | 2400 | 0 | 122.22 | 114.64 | 10 | 0
2035 | SOCO_2_ENT | SOCO | ENT | Internal | Winter | B20 | 935 | 2400 | 0 | 104.51 | 96.51 | 10 | 0
2035 | SOCO_2_FRCC | SOCO | FRCC | Internal | Shoulder | B11 | 25 | 3700 | 0 | 138.57 | 143.77 | 10 | 0
2035 | SOCO_2_FRCC | SOCO | FRCC | Internal | Shoulder | B12 | 200 | 3700 | 1482.96 | 120.15 | 130.15 | 10 | 0
2035 | SOCO_2_FRCC | SOCO | FRCC | Internal | Shoulder | B13 | 600 | 3700 | 0 | 119.26 | 123.69 | 10 | 0
2035 | SOCO_2_FRCC | SOCO | FRCC | Internal | Shoulder | B14 | 900 | 3700 | 0 | 119.26 | 123.69 | 10 | 0
2035 | SOCO_2_FRCC | SOCO | FRCC | Internal | Shoulder | B15 | 1203 | 3700 | 0 | 107.81 | 102.62 | 10 | 0
2035 | SOCO_2_FRCC | SOCO | FRCC | Internal | Summer | B1 | 10 | 3700 | 1250.71 | 741.19 | 751.19 | 10 | 0
2035 | SOCO_2_FRCC | SOCO | FRCC | Internal | Summer | B2 | 25 | 3700 | 3344.68 | 565.38 | 575.38 | 10 | 0
2035 | SOCO_2_FRCC | SOCO | FRCC | Internal | Summer | B3 | 75 | 3700 | 1865.83 | 233.61 | 243.61 | 10 | 0
2035 | SOCO_2_FRCC | SOCO | FRCC | Internal | Summer | B4 | 100 | 3700 | 1232 | 225.6 | 235.6 | 10 | 0
2035 | SOCO_2_FRCC | SOCO | FRCC | Internal | Summer | B5 | 200 | 3700 | 0 | 159.59 | 155.89 | 10 | 0
2035 | SOCO_2_FRCC | SOCO | FRCC | Internal | Summer | B6 | 300 | 3700 | 0 | 137.01 | 142.71 | 10 | 0
2035 | SOCO_2_FRCC | SOCO | FRCC | Internal | Summer | B7 | 400 | 3700 | 0 | 136.24 | 142.71 | 10 | 0
2035 | SOCO_2_FRCC | SOCO | FRCC | Internal | Summer | B8 | 500 | 3700 | 989.75 | 125.95 | 135.95 | 10 | 0
2035 | SOCO_2_FRCC | SOCO | FRCC | Internal | Summer | B9 | 800 | 3700 | 0 | 117.93 | 122.78 | 10 | 0
2035 | SOCO_2_FRCC | SOCO | FRCC | Internal | Summer | B10 | 1262 | 3700 | 0 | 113.16 | 105.16 | 10 | 0
2035 | SOCO_2_FRCC | SOCO | FRCC | Internal | Winter | B16 | 25 | 3700 | 0 | 141.72 | 146.69 | 10 | 0
2035 | SOCO_2_FRCC | SOCO | FRCC | Internal | Winter | B17 | 100 | 3700 | 1678.2 | 122.22 | 132.22 | 10 | 0
2035 | SOCO_2_FRCC | SOCO | FRCC | Internal | Winter | B18 | 400 | 3700 | 0 | 122.22 | 126.17 | 10 | 0
2035 | SOCO_2_FRCC | SOCO | FRCC | Internal | Winter | B19 | 700 | 3700 | 0 | 122.22 | 126.17 | 10 | 0
2035 | SOCO_2_FRCC | SOCO | FRCC | Internal | Winter | B20 | 935 | 3700 | 0 | 104.51 | 100.67 | 10 | 0
2035 | SOCO_2_TVA_Transmission | SOCO | TVA_Transmission | Internal | Shoulder | B11 | 25 | 2600 | 0 | 138.57 | 136.37 | 10 | 0
2035 | SOCO_2_TVA_Transmission | SOCO | TVA_Transmission | Internal | Shoulder | B12 | 200 | 2600 | 0 | 120.15 | 122.79 | 10 | 0
2035 | SOCO_2_TVA_Transmission | SOCO | TVA_Transmission | Internal | Shoulder | B13 | 600 | 2600 | 0 | 119.26 | 118.59 | 10 | 0
2035 | SOCO_2_TVA_Transmission | SOCO | TVA_Transmission | Internal | Shoulder | B14 | 900 | 2600 | 0 | 119.26 | 118.59 | 10 | 0
2035 | SOCO_2_TVA_Transmission | SOCO | TVA_Transmission | Internal | Shoulder | B15 | 1203 | 2600 | 0 | 107.81 | 107.61 | 10 | 0
2035 | SOCO_2_TVA_Transmission | SOCO | TVA_Transmission | Internal | Summer | B1 | 10 | 2600 | 0 | 741.19 | 229.02 | 10 | 0
2035 | SOCO_2_TVA_Transmission | SOCO | TVA_Transmission | Internal | Summer | B2 | 25 | 2600 | 0 | 565.38 | 232.31 | 10 | 0
2035 | SOCO_2_TVA_Transmission | SOCO | TVA_Transmission | Internal | Summer | B3 | 75 | 2600 | 0 | 233.61 | 224.61 | 10 | 0
2035 | SOCO_2_TVA_Transmission | SOCO | TVA_Transmission | Internal | Summer | B4 | 100 | 2600 | 0 | 225.6 | 218.61 | 10 | 0
2035 | SOCO_2_TVA_Transmission | SOCO | TVA_Transmission | Internal | Summer | B5 | 200 | 2600 | 0 | 159.59 | 165.84 | 10 | 0
2035 | SOCO_2_TVA_Transmission | SOCO | TVA_Transmission | Internal | Summer | B6 | 300 | 2600 | 76.12 | 137.01 | 147.01 | 10 | 0
2035 | SOCO_2_TVA_Transmission | SOCO | TVA_Transmission | Internal | Summer | B7 | 400 | 2600 | 0 | 136.24 | 136.24 | 10 | 0
2035 | SOCO_2_TVA_Transmission | SOCO | TVA_Transmission | Internal | Summer | B8 | 500 | 2600 | 0 | 125.95 | 125.95 | 10 | 0
2035 | SOCO_2_TVA_Transmission | SOCO | TVA_Transmission | Internal | Summer | B9 | 800 | 2600 | 0 | 117.93 | 123.36 | 10 | 0
2035 | SOCO_2_TVA_Transmission | SOCO | TVA_Transmission | Internal | Summer | B10 | 1262 | 2600 | 0 | 113.16 | 113.16 | 10 | 0
2035 | SOCO_2_TVA_Transmission | SOCO | TVA_Transmission | Internal | Winter | B16 | 25 | 2600 | 0 | 141.72 | 133.87 | 10 | 0
2035 | SOCO_2_TVA_Transmission | SOCO | TVA_Transmission | Internal | Winter | B17 | 100 | 2600 | 0 | 122.22 | 127.72 | 10 | 0
2035 | SOCO_2_TVA_Transmission | SOCO | TVA_Transmission | Internal | Winter | B18 | 400 | 2600 | 0 | 122.22 | 121.37 | 10 | 0
2035 | SOCO_2_TVA_Transmission | SOCO | TVA_Transmission | Internal | Winter | B19 | 700 | 2600 | 0 | 122.22 | 121.37 | 10 | 0
2035 | SOCO_2_TVA_Transmission | SOCO | TVA_Transmission | Internal | Winter | B20 | 935 | 2600 | 0 | 104.51 | 104.52 | 10 | 0
2035 | SOCO_2_VACAR | SOCO | VACAR | Internal | Shoulder | B11 | 25 | 2000 | 0 | 138.57 | 131.57 | 10 | 0
2035 | SOCO_2_VACAR | SOCO | VACAR | Internal | Shoulder | B12 | 200 | 2000 | 0 | 120.15 | 121.07 | 10 | 0
2035 | SOCO_2_VACAR | SOCO | VACAR | Internal | Shoulder | B13 | 600 | 2000 | 0 | 119.26 | 121.07 | 10 | 0
2035 | SOCO_2_VACAR | SOCO | VACAR | Internal | Shoulder | B14 | 900 | 2000 | 0 | 119.26 | 121.07 | 10 | 0
2035 | SOCO_2_VACAR | SOCO | VACAR | Internal | Shoulder | B15 | 1203 | 2000 | 0 | 107.81 | 112.69 | 10 | 0
2035 | SOCO_2_VACAR | SOCO | VACAR | Internal | Summer | B1 | 10 | 2000 | 0 | 741.19 | 734.19 | 10 | 0
2035 | SOCO_2_VACAR | SOCO | VACAR | Internal | Summer | B2 | 25 | 2000 | 0 | 565.38 | 558.38 | 10 | 0
2035 | SOCO_2_VACAR | SOCO | VACAR | Internal | Summer | B3 | 75 | 2000 | 0 | 233.61 | 226.61 | 10 | 0
2035 | SOCO_2_VACAR | SOCO | VACAR | Internal | Summer | B4 | 100 | 2000 | 0 | 225.6 | 218.6 | 10 | 0
2035 | SOCO_2_VACAR | SOCO | VACAR | Internal | Summer | B5 | 200 | 2000 | 0 | 159.59 | 152.84 | 10 | 0
2035 | SOCO_2_VACAR | SOCO | VACAR | Internal | Summer | B6 | 300 | 2000 | 0 | 137.01 | 139.49 | 10 | 0
2035 | SOCO_2_VACAR | SOCO | VACAR | Internal | Summer | B7 | 400 | 2000 | 0 | 136.24 | 129.24 | 10 | 0
2035 | SOCO_2_VACAR | SOCO | VACAR | Internal | Summer | B8 | 500 | 2000 | 0 | 125.95 | 118.95 | 10 | 0
2035 | SOCO_2_VACAR | SOCO | VACAR | Internal | Summer | B9 | 800 | 2000 | 0 | 117.93 | 118.95 | 10 | 0
2035 | SOCO_2_VACAR | SOCO | VACAR | Internal | Summer | B10 | 1262 | 2000 | 0 | 113.16 | 106.16 | 10 | 0
2035 | SOCO_2_VACAR | SOCO | VACAR | Internal | Winter | B16 | 25 | 2000 | 0 | 141.72 | 143.43 | 10 | 0
2035 | SOCO_2_VACAR | SOCO | VACAR | Internal | Winter | B17 | 100 | 2000 | 0 | 122.22 | 125.9 | 10 | 0
2035 | SOCO_2_VACAR | SOCO | VACAR | Internal | Winter | B18 | 400 | 2000 | 0 | 122.22 | 125.9 | 10 | 0
2035 | SOCO_2_VACAR | SOCO | VACAR | Internal | Winter | B19 | 700 | 2000 | 0 | 122.22 | 125.9 | 10 | 0
2035 | SOCO_2_VACAR | SOCO | VACAR | Internal | Winter | B20 | 935 | 2000 | 0 | 104.51 | 106.52 | 10 | 0
2035 | SPP_N_2_ENT | SPP_N | ENT | Internal | Shoulder | B11 | 25 | 7346 | 7346 | 126.33 | 136.37 | 5 | 5.04
2035 | SPP_N_2_ENT | SPP_N | ENT | Internal | Shoulder | B12 | 200 | 7346 | 7346 | 109.79 | 117.39 | 5 | 2.6
2035 | SPP_N_2_ENT | SPP_N | ENT | Internal | Shoulder | B13 | 600 | 7346 | 7346 | 83.88 | 117.39 | 5 | 28.51
2035 | SPP_N_2_ENT | SPP_N | ENT | Internal | Shoulder | B14 | 900 | 7346 | 7346 | 0.01 | 111.26 | 5 | 106.25
2035 | SPP_N_2_ENT | SPP_N | ENT | Internal | Shoulder | B15 | 1203 | 7346 | 7346 | 0.01 | 99.61 | 5 | 94.6
2035 | SPP_N_2_ENT | SPP_N | ENT | Internal | Summer | B1 | 10 | 7346 | 7346 | 11.52 | 204.46 | 5 | 187.94
2035 | SPP_N_2_ENT | SPP_N | ENT | Internal | Summer | B2 | 25 | 7346 | 6603.32 | 211.32 | 216.32 | 5 | 0
2035 | SPP_N_2_ENT | SPP_N | ENT | Internal | Summer | B3 | 75 | 7346 | 4607.02 | 219.61 | 224.61 | 5 | 0
2035 | SPP_N_2_ENT | SPP_N | ENT | Internal | Summer | B4 | 100 | 7346 | 5323.51 | 205.61 | 210.61 | 5 | 0
2035 | SPP_N_2_ENT | SPP_N | ENT | Internal | Summer | B5 | 200 | 7346 | 260.28 | 152.84 | 157.84 | 5 | 0
2035 | SPP_N_2_ENT | SPP_N | ENT | Internal | Summer | B6 | 300 | 7346 | 2355 | 139.49 | 144.49 | 5 | 0
2035 | SPP_N_2_ENT | SPP_N | ENT | Internal | Summer | B7 | 400 | 7346 | 5298.72 | 134.61 | 139.61 | 5 | 0
2035 | SPP_N_2_ENT | SPP_N | ENT | Internal | Summer | B8 | 500 | 7346 | 7218.93 | 129.59 | 134.59 | 5 | 0
2035 | SPP_N_2_ENT | SPP_N | ENT | Internal | Summer | B9 | 800 | 7346 | 7346 | 113.37 | 123.37 | 5 | 5
2035 | SPP_N_2_ENT | SPP_N | ENT | Internal | Summer | B10 | 1262 | 7346 | 7346 | 100.15 | 105.16 | 5 | 0.01
2035 | SPP_N_2_ENT | SPP_N | ENT | Internal | Winter | B16 | 25 | 7346 | 7346 | 0.01 | 133.72 | 5 | 128.71
2035 | SPP_N_2_ENT | SPP_N | ENT | Internal | Winter | B17 | 100 | 7346 | 7346 | 0.01 | 120.47 | 5 | 115.46
2035 | SPP_N_2_ENT | SPP_N | ENT | Internal | Winter | B18 | 400 | 7346 | 7346 | 76.87 | 120.47 | 5 | 38.6
2035 | SPP_N_2_ENT | SPP_N | ENT | Internal | Winter | B19 | 700 | 7346 | 7346 | 43.67 | 114.64 | 5 | 65.97
2035 | SPP_N_2_ENT | SPP_N | ENT | Internal | Winter | B20 | 935 | 7346 | 7346 | 0.01 | 96.51 | 5 | 91.5
2035 | SPP_N_2_MISO_MO-IL | SPP_N | MISO_MO-IL | Internal | Shoulder | B11 | 25 | 3954 | 0 | 126.33 | 128.37 | 5 | 0
2035 | SPP_N_2_MISO_MO-IL | SPP_N | MISO_MO-IL | Internal | Shoulder | B12 | 200 | 3954 | 3864.52 | 109.79 | 114.79 | 5 | 0
2035 | SPP_N_2_MISO_MO-IL | SPP_N | MISO_MO-IL | Internal | Shoulder | B13 | 600 | 3954 | 3954 | 83.88 | 110.59 | 5 | 21.71
2035 | SPP_N_2_MISO_MO-IL | SPP_N | MISO_MO-IL | Internal | Shoulder | B14 | 900 | 3954 | 3954 | 0.01 | 107.1 | 5 | 102.08
2035 | SPP_N_2_MISO_MO-IL | SPP_N | MISO_MO-IL | Internal | Shoulder | B15 | 1203 | 3954 | 3954 | 0.01 | 91.61 | 5 | 86.6
2035 | SPP_N_2_MISO_MO-IL | SPP_N | MISO_MO-IL | Internal | Summer | B1 | 10 | 3954 | 3954 | 11.52 | 212.46 | 5 | 195.94
2035 | SPP_N_2_MISO_MO-IL | SPP_N | MISO_MO-IL | Internal | Summer | B2 | 25 | 3954 | 2593.02 | 211.32 | 216.32 | 5 | 0
2035 | SPP_N_2_MISO_MO-IL | SPP_N | MISO_MO-IL | Internal | Summer | B3 | 75 | 3954 | 0 | 219.61 | 216.61 | 5 | 0
2035 | SPP_N_2_MISO_MO-IL | SPP_N | MISO_MO-IL | Internal | Summer | B4 | 100 | 3954 | 46.24 | 205.61 | 210.61 | 5 | 0
2035 | SPP_N_2_MISO_MO-IL | SPP_N | MISO_MO-IL | Internal | Summer | B5 | 200 | 3954 | 3799.79 | 152.84 | 157.84 | 5 | 0
2035 | SPP_N_2_MISO_MO-IL | SPP_N | MISO_MO-IL | Internal | Summer | B6 | 300 | 3954 | 1361.27 | 139.49 | 144.49 | 5 | 0
2035 | SPP_N_2_MISO_MO-IL | SPP_N | MISO_MO-IL | Internal | Summer | B7 | 400 | 3954 | 0 | 134.61 | 134.25 | 5 | 0
2035 | SPP_N_2_MISO_MO-IL | SPP_N | MISO_MO-IL | Internal | Summer | B8 | 500 | 3954 | 0 | 129.59 | 126.2 | 5 | 0
2035 | SPP_N_2_MISO_MO-IL | SPP_N | MISO_MO-IL | Internal | Summer | B9 | 800 | 3954 | 0 | 113.37 | 115.37 | 5 | 0
2035 | SPP_N_2_MISO_MO-IL | SPP_N | MISO_MO-IL | Internal | Summer | B10 | 1262 | 3954 | 3954 | 100.15 | 105.16 | 5 | 0.01
2035 | SPP_N_2_MISO_MO-IL | SPP_N | MISO_MO-IL | Internal | Winter | B16 | 25 | 3954 | 3954 | 0.01 | 117.86 | 5 | 112.85
2035 | SPP_N_2_MISO_MO-IL | SPP_N | MISO_MO-IL | Internal | Winter | B17 | 100 | 3954 | 3954 | 0.01 | 117.86 | 5 | 112.85
2035 | SPP_N_2_MISO_MO-IL | SPP_N | MISO_MO-IL | Internal | Winter | B18 | 400 | 3954 | 3954 | 76.87 | 113.37 | 5 | 31.5
2035 | SPP_N_2_MISO_MO-IL | SPP_N | MISO_MO-IL | Internal | Winter | B19 | 700 | 3954 | 3954 | 43.67 | 111.17 | 5 | 62.5
2035 | SPP_N_2_MISO_MO-IL | SPP_N | MISO_MO-IL | Internal | Winter | B20 | 935 | 3954 | 3954 | 0.01 | 88.51 | 5 | 83.5
2035 | SPP_N_2_MISO_W | SPP_N | MISO_W | Internal | Shoulder | B11 | 25 | 1000 | 0.02 | 126.33 | 131.31 | 5 | 0
2035 | SPP_N_2_MISO_W | SPP_N | MISO_W | Internal | Shoulder | B12 | 200 | 1000 | 0 | 109.79 | 114.78 | 5 | 0
2035 | SPP_N_2_MISO_W | SPP_N | MISO_W | Internal | Shoulder | B13 | 600 | 1000 | 1000 | 83.88 | 110.58 | 5 | 21.7
2035 | SPP_N_2_MISO_W | SPP_N | MISO_W | Internal | Shoulder | B14 | 900 | 1000 | 1000 | 0.01 | 12.01 | 5 | 7
2035 | SPP_N_2_MISO_W | SPP_N | MISO_W | Internal | Shoulder | B15 | 1203 | 1000 | 1000 | 0.01 | 7.01 | 5 | 2
2035 | SPP_N_2_MISO_W | SPP_N | MISO_W | Internal | Summer | B1 | 10 | 1000 | 1000 | 11.52 | 221.02 | 5 | 204.5
2035 | SPP_N_2_MISO_W | SPP_N | MISO_W | Internal | Summer | B2 | 25 | 1000 | 0.02 | 211.32 | 216.31 | 5 | 0
2035 | SPP_N_2_MISO_W | SPP_N | MISO_W | Internal | Summer | B3 | 75 | 1000 | 0 | 219.61 | 216.6 | 5 | 0
2035 | SPP_N_2_MISO_W | SPP_N | MISO_W | Internal | Summer | B4 | 100 | 1000 | 0 | 205.61 | 210.6 | 5 | 0
2035 | SPP_N_2_MISO_W | SPP_N | MISO_W | Internal | Summer | B5 | 200 | 1000 | 889.48 | 152.84 | 157.84 | 5 | 0
2035 | SPP_N_2_MISO_W | SPP_N | MISO_W | Internal | Summer | B6 | 300 | 1000 | 437.61 | 139.49 | 144.49 | 5 | 0
2035 | SPP_N_2_MISO_W | SPP_N | MISO_W | Internal | Summer | B7 | 400 | 1000 | 0 | 134.61 | 134.24 | 5 | 0
2035 | SPP_N_2_MISO_W | SPP_N | MISO_W | Internal | Summer | B8 | 500 | 1000 | 0 | 129.59 | 126.19 | 5 | 0
2035 | SPP_N_2_MISO_W | SPP_N | MISO_W | Internal | Summer | B9 | 800 | 1000 | 0 | 113.37 | 115.36 | 5 | 0
2035 | SPP_N_2_MISO_W | SPP_N | MISO_W | Internal | Summer | B10 | 1262 | 1000 | 415.54 | 100.15 | 105.15 | 5 | 0
2035 | SPP_N_2_MISO_W | SPP_N | MISO_W | Internal | Winter | B16 | 25 | 1000 | 0 | 0.01 | 0.01 | 5 | 0
2035 | SPP_N_2_MISO_W | SPP_N | MISO_W | Internal | Winter | B17 | 100 | 1000 | 137.06 | 0.01 | 5.01 | 5 | 0
2035 | SPP_N_2_MISO_W | SPP_N | MISO_W | Internal | Winter | B18 | 400 | 1000 | 404.39 | 76.87 | 81.87 | 5 | 0
2035 | SPP_N_2_MISO_W | SPP_N | MISO_W | Internal | Winter | B19 | 700 | 1000 | 1000 | 43.67 | 81.87 | 5 | 33.2
2035 | SPP_N_2_MISO_W | SPP_N | MISO_W | Internal | Winter | B20 | 935 | 1000 | 1000 | 0.01 | 7.01 | 5 | 2
2035 | SPP_N_2_NE | SPP_N | NE | Internal | Shoulder | B11 | 25 | 384 | 0.01 | 126.33 | 126.31 | 0.01 | 0
2035 | SPP_N_2_NE | SPP_N | NE | Internal | Shoulder | B12 | 200 | 384 | 0 | 109.79 | 109.78 | 0.01 | 0
2035 | SPP_N_2_NE | SPP_N | NE | Internal | Shoulder | B13 | 600 | 384 | 0 | 83.88 | 83.87 | 0.01 | 0
2035 | SPP_N_2_NE | SPP_N | NE | Internal | Shoulder | B14 | 900 | 384 | 0 | 0.01 | 0.01 | 0.01 | 0
2035 | SPP_N_2_NE | SPP_N | NE | Internal | Shoulder | B15 | 1203 | 384 | 0 | 0.01 | 0.01 | 0.01 | 0
2035 | SPP_N_2_NE | SPP_N | NE | Internal | Summer | B1 | 10 | 384 | 384 | 11.52 | 216.02 | 0.01 | 204.48
2035 | SPP_N_2_NE | SPP_N | NE | Internal | Summer | B2 | 25 | 384 | 0.01 | 211.32 | 211.31 | 0.01 | 0
2035 | SPP_N_2_NE | SPP_N | NE | Internal | Summer | B3 | 75 | 384 | 0 | 219.61 | 216.6 | 0.01 | 0
2035 | SPP_N_2_NE | SPP_N | NE | Internal | Summer | B4 | 100 | 384 | 0 | 205.61 | 205.6 | 0.01 | 0
2035 | SPP_N_2_NE | SPP_N | NE | Internal | Summer | B5 | 200 | 384 | 0 | 152.84 | 152.84 | 0.01 | 0
2035 | SPP_N_2_NE | SPP_N | NE | Internal | Summer | B6 | 300 | 384 | 0 | 139.49 | 139.49 | 0.01 | 0
2035 | SPP_N_2_NE | SPP_N | NE | Internal | Summer | B7 | 400 | 384 | 0 | 134.61 | 134.24 | 0.01 | 0
2035 | SPP_N_2_NE | SPP_N | NE | Internal | Summer | B8 | 500 | 384 | 0 | 129.59 | 121.19 | 0.01 | 0
2035 | SPP_N_2_NE | SPP_N | NE | Internal | Summer | B9 | 800 | 384 | 0 | 113.37 | 110.36 | 0.01 | 0
2035 | SPP_N_2_NE | SPP_N | NE | Internal | Summer | B10 | 1262 | 384 | 0 | 100.15 | 100.14 | 0.01 | 0
2035 | SPP_N_2_NE | SPP_N | NE | Internal | Winter | B16 | 25 | 384 | 0.02 | 0.01 | 0.01 | 0.01 | 0
2035 | SPP_N_2_NE | SPP_N | NE | Internal | Winter | B17 | 100 | 384 | 0 | 0.01 | 0.01 | 0.01 | 0
2035 | SPP_N_2_NE | SPP_N | NE | Internal | Winter | B18 | 400 | 384 | 0 | 76.87 | 69.86 | 0.01 | 0
2035 | SPP_N_2_NE | SPP_N | NE | Internal | Winter | B19 | 700 | 384 | 384 | 43.67 | 63.31 | 0.01 | 19.62
2035 | SPP_N_2_NE | SPP_N | NE | Internal | Winter | B20 | 935 | 384 | 0 | 0.01 | 0.01 | 0.01 | 0
2035 | SPP_N_2_SPP_S | SPP_N | SPP_S | Internal | Shoulder | B11 | 25 | 4000 | 4000 | 126.33 | 131.37 | 0.01 | 5.03
2035 | SPP_N_2_SPP_S | SPP_N | SPP_S | Internal | Shoulder | B12 | 200 | 4000 | 1729.92 | 109.79 | 109.8 | 0.01 | 0
2035 | SPP_N_2_SPP_S | SPP_N | SPP_S | Internal | Shoulder | B13 | 600 | 4000 | 1116.28 | 83.88 | 83.89 | 0.01 | 0
2035 | SPP_N_2_SPP_S | SPP_N | SPP_S | Internal | Shoulder | B14 | 900 | 4000 | 0 | 0.01 | 0.01 | 0.01 | 0
2035 | SPP_N_2_SPP_S | SPP_N | SPP_S | Internal | Shoulder | B15 | 1203 | 4000 | 0 | 0.01 | 0.01 | 0.01 | 0
2035 | SPP_N_2_SPP_S | SPP_N | SPP_S | Internal | Summer | B1 | 10 | 4000 | 3392.11 | 11.52 | 11.53 | 0.01 | 0
2035 | SPP_N_2_SPP_S | SPP_N | SPP_S | Internal | Summer | B2 | 25 | 4000 | 0.02 | 211.32 | 211.32 | 0.01 | 0
2035 | SPP_N_2_SPP_S | SPP_N | SPP_S | Internal | Summer | B3 | 75 | 4000 | 0 | 219.61 | 219.61 | 0.01 | 0
2035 | SPP_N_2_SPP_S | SPP_N | SPP_S | Internal | Summer | B4 | 100 | 4000 | 0 | 205.61 | 205.61 | 0.01 | 0
2035 | SPP_N_2_SPP_S | SPP_N | SPP_S | Internal | Summer | B5 | 200 | 4000 | 0 | 152.84 | 152.84 | 0.01 | 0
2035 | SPP_N_2_SPP_S | SPP_N | SPP_S | Internal | Summer | B6 | 300 | 4000 | 779.75 | 139.49 | 139.5 | 0.01 | 0
2035 | SPP_N_2_SPP_S | SPP_N | SPP_S | Internal | Summer | B7 | 400 | 4000 | 2583.28 | 134.61 | 134.62 | 0.01 | 0
2035 | SPP_N_2_SPP_S | SPP_N | SPP_S | Internal | Summer | B8 | 500 | 4000 | 3352.96 | 129.59 | 129.6 | 0.01 | 0
2035 | SPP_N_2_SPP_S | SPP_N | SPP_S | Internal | Summer | B9 | 800 | 4000 | 4000 | 113.37 | 118.37 | 0.01 | 4.99
2035 | SPP_N_2_SPP_S | SPP_N | SPP_S | Internal | Summer | B10 | 1262 | 4000 | 2414.78 | 100.15 | 100.16 | 0.01 | 0
2035 | SPP_N_2_SPP_S | SPP_N | SPP_S | Internal | Winter | B16 | 25 | 4000 | 1407.08 | 0.01 | 0.02 | 0.01 | 0
2035 | SPP_N_2_SPP_S | SPP_N | SPP_S | Internal | Winter | B17 | 100 | 4000 | 1445.58 | 0.01 | 0.02 | 0.01 | 0
2035 | SPP_N_2_SPP_S | SPP_N | SPP_S | Internal | Winter | B18 | 400 | 4000 | 1436.29 | 76.87 | 76.88 | 0.01 | 0
2035 | SPP_N_2_SPP_S | SPP_N | SPP_S | Internal | Winter | B19 | 700 | 4000 | 202.12 | 43.67 | 43.68 | 0.01 | 0
2035 | SPP_N_2_SPP_S | SPP_N | SPP_S | Internal | Winter | B20 | 935 | 4000 | 0 | 0.01 | 0.01 | 0.01 | 0
2035 | SPP_S_2_ENT | SPP_S | ENT | Internal | Shoulder | B11 | 25 | 4280 | 3185.59 | 131.37 | 136.37 | 5 | 0
2035 | SPP_S_2_ENT | SPP_S | ENT | Internal | Shoulder | B12 | 200 | 4280 | 4280 | 109.8 | 117.39 | 5 | 2.59
2035 | SPP_S_2_ENT | SPP_S | ENT | Internal | Shoulder | B13 | 600 | 4280 | 4280 | 83.89 | 117.39 | 5 | 28.5
2035 | SPP_S_2_ENT | SPP_S | ENT | Internal | Shoulder | B14 | 900 | 4280 | 4280 | 0.01 | 111.26 | 5 | 106.25
2035 | SPP_S_2_ENT | SPP_S | ENT | Internal | Shoulder | B15 | 1203 | 4280 | 4280 | 0.01 | 99.61 | 5 | 94.6
2035 | SPP_S_2_ENT | SPP_S | ENT | Internal | Summer | B1 | 10 | 4280 | 4280 | 11.53 | 204.46 | 5 | 187.93
2035 | SPP_S_2_ENT | SPP_S | ENT | Internal | Summer | B2 | 25 | 4280 | 3290.77 | 211.32 | 216.32 | 5 | 0
2035 | SPP_S_2_ENT | SPP_S | ENT | Internal | Summer | B3 | 75 | 4280 | 202.44 | 219.61 | 224.61 | 5 | 0
2035 | SPP_S_2_ENT | SPP_S | ENT | Internal | Summer | B4 | 100 | 4280 | 1270.44 | 205.61 | 210.61 | 5 | 0
2035 | SPP_S_2_ENT | SPP_S | ENT | Internal | Summer | B5 | 200 | 4280 | 3701.88 | 152.84 | 157.84 | 5 | 0
2035 | SPP_S_2_ENT | SPP_S | ENT | Internal | Summer | B6 | 300 | 4280 | 0 | 139.5 | 144.49 | 5 | 0
2035 | SPP_S_2_ENT | SPP_S | ENT | Internal | Summer | B7 | 400 | 4280 | 0 | 134.62 | 139.61 | 5 | 0
2035 | SPP_S_2_ENT | SPP_S | ENT | Internal | Summer | B8 | 500 | 4280 | 0 | 129.6 | 134.59 | 5 | 0
2035 | SPP_S_2_ENT | SPP_S | ENT | Internal | Summer | B9 | 800 | 4280 | 1474.57 | 118.37 | 123.37 | 5 | 0
2035 | SPP_S_2_ENT | SPP_S | ENT | Internal | Summer | B10 | 1262 | 4280 | 4149.46 | 100.16 | 105.16 | 5 | 0
2035 | SPP_S_2_ENT | SPP_S | ENT | Internal | Winter | B16 | 25 | 4280 | 4280 | 0.02 | 133.72 | 5 | 128.7
2035 | SPP_S_2_ENT | SPP_S | ENT | Internal | Winter | B17 | 100 | 4280 | 4280 | 0.02 | 120.47 | 5 | 115.44
2035 | SPP_S_2_ENT | SPP_S | ENT | Internal | Winter | B18 | 400 | 4280 | 4280 | 76.88 | 120.47 | 5 | 38.59
2035 | SPP_S_2_ENT | SPP_S | ENT | Internal | Winter | B19 | 700 | 4280 | 4280 | 43.68 | 114.64 | 5 | 65.96
2035 | SPP_S_2_ENT | SPP_S | ENT | Internal | Winter | B20 | 935 | 4280 | 4280 | 0.01 | 96.51 | 5 | 91.5
2035 | SPP_S_2_SPP_N | SPP_S | SPP_N | Internal | Shoulder | B11 | 25 | 640 | 0 | 131.37 | 126.33 | 0.01 | 0
2035 | SPP_S_2_SPP_N | SPP_S | SPP_N | Internal | Shoulder | B12 | 200 | 640 | 0 | 109.8 | 109.79 | 0.01 | 0
2035 | SPP_S_2_SPP_N | SPP_S | SPP_N | Internal | Shoulder | B13 | 600 | 640 | 0 | 83.89 | 83.88 | 0.01 | 0
2035 | SPP_S_2_SPP_N | SPP_S | SPP_N | Internal | Shoulder | B14 | 900 | 640 | 0 | 0.01 | 0.01 | 0.01 | 0
2035 | SPP_S_2_SPP_N | SPP_S | SPP_N | Internal | Shoulder | B15 | 1203 | 640 | 0 | 0.01 | 0.01 | 0.01 | 0
2035 | SPP_S_2_SPP_N | SPP_S | SPP_N | Internal | Summer | B1 | 10 | 640 | 0.03 | 11.53 | 11.52 | 0.01 | 0
2035 | SPP_S_2_SPP_N | SPP_S | SPP_N | Internal | Summer | B2 | 25 | 640 | 0.02 | 211.32 | 211.32 | 0.01 | 0
2035 | SPP_S_2_SPP_N | SPP_S | SPP_N | Internal | Summer | B3 | 75 | 640 | 0 | 219.61 | 219.61 | 0.01 | 0
2035 | SPP_S_2_SPP_N | SPP_S | SPP_N | Internal | Summer | B4 | 100 | 640 | 0 | 205.61 | 205.61 | 0.01 | 0
2035 | SPP_S_2_SPP_N | SPP_S | SPP_N | Internal | Summer | B5 | 200 | 640 | 0 | 152.84 | 152.84 | 0.01 | 0
2035 | SPP_S_2_SPP_N | SPP_S | SPP_N | Internal | Summer | B6 | 300 | 640 | 0 | 139.5 | 139.49 | 0.01 | 0
2035 | SPP_S_2_SPP_N | SPP_S | SPP_N | Internal | Summer | B7 | 400 | 640 | 0 | 134.62 | 134.61 | 0.01 | 0
2035 | SPP_S_2_SPP_N | SPP_S | SPP_N | Internal | Summer | B8 | 500 | 640 | 0 | 129.6 | 129.59 | 0.01 | 0
2035 | SPP_S_2_SPP_N | SPP_S | SPP_N | Internal | Summer | B9 | 800 | 640 | 0 | 118.37 | 113.37 | 0.01 | 0
2035 | SPP_S_2_SPP_N | SPP_S | SPP_N | Internal | Summer | B10 | 1262 | 640 | 0 | 100.16 | 100.15 | 0.01 | 0
2035 | SPP_S_2_SPP_N | SPP_S | SPP_N | Internal | Winter | B16 | 25 | 640 | 0.01 | 0.02 | 0.01 | 0.01 | 0
2035 | SPP_S_2_SPP_N | SPP_S | SPP_N | Internal | Winter | B17 | 100 | 640 | 0 | 0.02 | 0.01 | 0.01 | 0
2035 | SPP_S_2_SPP_N | SPP_S | SPP_N | Internal | Winter | B18 | 400 | 640 | 0 | 76.88 | 76.87 | 0.01 | 0
2035 | SPP_S_2_SPP_N | SPP_S | SPP_N | Internal | Winter | B19 | 700 | 640 | 0 | 43.68 | 43.67 | 0.01 | 0
2035 | SPP_S_2_SPP_N | SPP_S | SPP_N | Internal | Winter | B20 | 935 | 640 | 0 | 0.01 | 0.01 | 0.01 | 0
2035 | TVA_2_ENT | TVA | ENT | Internal | Shoulder | B11 | 25 | 500 | 0 | 136.38 | 136.37 | 9 | 0
2035 | TVA_2_ENT | TVA | ENT | Internal | Shoulder | B12 | 200 | 500 | 0 | 122.8 | 117.39 | 9 | 0
2035 | TVA_2_ENT | TVA | ENT | Internal | Shoulder | B13 | 600 | 500 | 0 | 118.6 | 117.39 | 9 | 0
2035 | TVA_2_ENT | TVA | ENT | Internal | Shoulder | B14 | 900 | 500 | 0 | 118.6 | 111.26 | 9 | 0
2035 | TVA_2_ENT | TVA | ENT | Internal | Shoulder | B15 | 1203 | 500 | 0 | 107.62 | 99.61 | 9 | 0
2035 | TVA_2_ENT | TVA | ENT | Internal | Summer | B1 | 10 | 500 | 0 | 229.03 | 204.46 | 9 | 0
2035 | TVA_2_ENT | TVA | ENT | Internal | Summer | B2 | 25 | 500 | 0 | 232.32 | 216.32 | 9 | 0
2035 | TVA_2_ENT | TVA | ENT | Internal | Summer | B3 | 75 | 500 | 0 | 224.62 | 224.61 | 9 | 0
2035 | TVA_2_ENT | TVA | ENT | Internal | Summer | B4 | 100 | 500 | 0 | 218.62 | 210.61 | 9 | 0
2035 | TVA_2_ENT | TVA | ENT | Internal | Summer | B5 | 200 | 500 | 0 | 165.85 | 157.84 | 9 | 0
2035 | TVA_2_ENT | TVA | ENT | Internal | Summer | B6 | 300 | 500 | 0 | 147.02 | 144.49 | 9 | 0
2035 | TVA_2_ENT | TVA | ENT | Internal | Summer | B7 | 400 | 500 | 0 | 136.25 | 139.61 | 9 | 0
2035 | TVA_2_ENT | TVA | ENT | Internal | Summer | B8 | 500 | 500 | 0 | 125.97 | 134.59 | 9 | 0
2035 | TVA_2_ENT | TVA | ENT | Internal | Summer | B9 | 800 | 500 | 0 | 123.37 | 123.37 | 9 | 0
2035 | TVA_2_ENT | TVA | ENT | Internal | Summer | B10 | 1262 | 500 | 0 | 113.17 | 105.16 | 9 | 0
2035 | TVA_2_ENT | TVA | ENT | Internal | Winter | B16 | 25 | 500 | 0 | 133.88 | 133.72 | 9 | 0
2035 | TVA_2_ENT | TVA | ENT | Internal | Winter | B17 | 100 | 500 | 0 | 127.73 | 120.47 | 9 | 0
2035 | TVA_2_ENT | TVA | ENT | Internal | Winter | B18 | 400 | 500 | 0 | 121.38 | 120.47 | 9 | 0
2035 | TVA_2_ENT | TVA | ENT | Internal | Winter | B19 | 700 | 500 | 0 | 121.38 | 114.64 | 9 | 0
2035 | TVA_2_ENT | TVA | ENT | Internal | Winter | B20 | 935 | 500 | 0 | 104.54 | 96.51 | 9 | 0
2035 | TVA_2_NonRTO_Midwest | TVA | NonRTO_Midwest | Internal | Shoulder | B11 | 25 | 100 | 0 | 136.38 | 122.85 | 9 | 0
2035 | TVA_2_NonRTO_Midwest | TVA | NonRTO_Midwest | Internal | Shoulder | B12 | 200 | 100 | 0 | 122.8 | 122.85 | 9 | 0
2035 | TVA_2_NonRTO_Midwest | TVA | NonRTO_Midwest | Internal | Shoulder | B13 | 600 | 100 | 0 | 118.6 | 118.54 | 9 | 0
2035 | TVA_2_NonRTO_Midwest | TVA | NonRTO_Midwest | Internal | Shoulder | B14 | 900 | 100 | 0 | 118.6 | 118.54 | 9 | 0
2035 | TVA_2_NonRTO_Midwest | TVA | NonRTO_Midwest | Internal | Shoulder | B15 | 1203 | 100 | 0 | 107.62 | 107.1 | 9 | 0
2035 | TVA_2_NonRTO_Midwest | TVA | NonRTO_Midwest | Internal | Summer | B1 | 10 | 100 | 0 | 229.03 | 220.45 | 9 | 0
2035 | TVA_2_NonRTO_Midwest | TVA | NonRTO_Midwest | Internal | Summer | B2 | 25 | 100 | 0 | 232.32 | 224.31 | 9 | 0
2035 | TVA_2_NonRTO_Midwest | TVA | NonRTO_Midwest | Internal | Summer | B3 | 75 | 100 | 0 | 224.62 | 224.6 | 9 | 0
2035 | TVA_2_NonRTO_Midwest | TVA | NonRTO_Midwest | Internal | Summer | B4 | 100 | 100 | 0 | 218.62 | 218.6 | 9 | 0
2035 | TVA_2_NonRTO_Midwest | TVA | NonRTO_Midwest | Internal | Summer | B5 | 200 | 100 | 0 | 165.85 | 165.83 | 9 | 0
2035 | TVA_2_NonRTO_Midwest | TVA | NonRTO_Midwest | Internal | Summer | B6 | 300 | 100 | 0 | 147.02 | 152.47 | 9 | 0
2035 | TVA_2_NonRTO_Midwest | TVA | NonRTO_Midwest | Internal | Summer | B7 | 400 | 100 | 0 | 136.25 | 128.24 | 9 | 0
2035 | TVA_2_NonRTO_Midwest | TVA | NonRTO_Midwest | Internal | Summer | B8 | 500 | 100 | 0 | 125.97 | 120.5 | 9 | 0
2035 | TVA_2_NonRTO_Midwest | TVA | NonRTO_Midwest | Internal | Summer | B9 | 800 | 100 | 0 | 123.37 | 117.03 | 9 | 0
2035 | TVA_2_NonRTO_Midwest | TVA | NonRTO_Midwest | Internal | Summer | B10 | 1262 | 100 | 0 | 113.17 | 117.03 | 9 | 0
2035 | TVA_2_NonRTO_Midwest | TVA | NonRTO_Midwest | Internal | Winter | B16 | 25 | 100 | 0 | 133.88 | 125.87 | 9 | 0
2035 | TVA_2_NonRTO_Midwest | TVA | NonRTO_Midwest | Internal | Winter | B17 | 100 | 100 | 0 | 127.73 | 125.87 | 9 | 0
2035 | TVA_2_NonRTO_Midwest | TVA | NonRTO_Midwest | Internal | Winter | B18 | 400 | 100 | 0 | 121.38 | 122.39 | 9 | 0
2035 | TVA_2_NonRTO_Midwest | TVA | NonRTO_Midwest | Internal | Winter | B19 | 700 | 100 | 0 | 121.38 | 121.86 | 9 | 0
2035 | TVA_2_NonRTO_Midwest | TVA | NonRTO_Midwest | Internal | Winter | B20 | 935 | 100 | 0 | 104.54 | 96.52 | 9 | 0
2035 | TVA_2_PJM_ROR | TVA | PJM_ROR | Internal | Shoulder | B11 | 25 | 500 | 0 | 136.38 | 133.31 | 9 | 0
2035 | TVA_2_PJM_ROR | TVA | PJM_ROR | Internal | Shoulder | B12 | 200 | 500 | 0 | 122.8 | 130.67 | 9 | 0
2035 | TVA_2_PJM_ROR | TVA | PJM_ROR | Internal | Shoulder | B13 | 600 | 500 | 0 | 118.6 | 116.86 | 9 | 0
2035 | TVA_2_PJM_ROR | TVA | PJM_ROR | Internal | Shoulder | B14 | 900 | 500 | 0 | 118.6 | 116.73 | 9 | 0
2035 | TVA_2_PJM_ROR | TVA | PJM_ROR | Internal | Shoulder | B15 | 1203 | 500 | 0 | 107.62 | 112.72 | 9 | 0
2035 | TVA_2_PJM_ROR | TVA | PJM_ROR | Internal | Summer | B1 | 10 | 500 | 0 | 229.03 | 223.02 | 9 | 0
2035 | TVA_2_PJM_ROR | TVA | PJM_ROR | Internal | Summer | B2 | 25 | 500 | 0 | 232.32 | 218.31 | 9 | 0
2035 | TVA_2_PJM_ROR | TVA | PJM_ROR | Internal | Summer | B3 | 75 | 500 | 0 | 224.62 | 218.6 | 9 | 0
2035 | TVA_2_PJM_ROR | TVA | PJM_ROR | Internal | Summer | B4 | 100 | 500 | 0 | 218.62 | 212.6 | 9 | 0
2035 | TVA_2_PJM_ROR | TVA | PJM_ROR | Internal | Summer | B5 | 200 | 500 | 0 | 165.85 | 159.84 | 9 | 0
2035 | TVA_2_PJM_ROR | TVA | PJM_ROR | Internal | Summer | B6 | 300 | 500 | 0 | 147.02 | 146.49 | 9 | 0
2035 | TVA_2_PJM_ROR | TVA | PJM_ROR | Internal | Summer | B7 | 400 | 500 | 0 | 136.25 | 136.24 | 9 | 0
2035 | TVA_2_PJM_ROR | TVA | PJM_ROR | Internal | Summer | B8 | 500 | 500 | 0 | 125.97 | 128.19 | 9 | 0
2035 | TVA_2_PJM_ROR | TVA | PJM_ROR | Internal | Summer | B9 | 800 | 500 | 0 | 123.37 | 117.36 | 9 | 0
2035 | TVA_2_PJM_ROR | TVA | PJM_ROR | Internal | Summer | B10 | 1262 | 500 | 0 | 113.17 | 113.16 | 9 | 0
2035 | TVA_2_PJM_ROR | TVA | PJM_ROR | Internal | Winter | B16 | 25 | 500 | 0 | 133.88 | 137.43 | 9 | 0
2035 | TVA_2_PJM_ROR | TVA | PJM_ROR | Internal | Winter | B17 | 100 | 500 | 0 | 127.73 | 136.72 | 9 | 0
2035 | TVA_2_PJM_ROR | TVA | PJM_ROR | Internal | Winter | B18 | 400 | 500 | 0 | 121.38 | 121.89 | 9 | 0
2035 | TVA_2_PJM_ROR | TVA | PJM_ROR | Internal | Winter | B19 | 700 | 500 | 0 | 121.38 | 119.9 | 9 | 0
2035 | TVA_2_PJM_ROR | TVA | PJM_ROR | Internal | Winter | B20 | 935 | 500 | 0 | 104.54 | 113.52 | 9 | 0
2035 | TVA_2_SOCO | TVA | SOCO | Internal | Shoulder | B11 | 25 | 500 | 0 | 136.38 | 138.57 | 9 | 0
2035 | TVA_2_SOCO | TVA | SOCO | Internal | Shoulder | B12 | 200 | 500 | 0 | 122.8 | 120.15 | 9 | 0
2035 | TVA_2_SOCO | TVA | SOCO | Internal | Shoulder | B13 | 600 | 500 | 0 | 118.6 | 119.26 | 9 | 0
2035 | TVA_2_SOCO | TVA | SOCO | Internal | Shoulder | B14 | 900 | 500 | 0 | 118.6 | 119.26 | 9 | 0
2035 | TVA_2_SOCO | TVA | SOCO | Internal | Shoulder | B15 | 1203 | 500 | 0 | 107.62 | 107.81 | 9 | 0
2035 | TVA_2_SOCO | TVA | SOCO | Internal | Summer | B1 | 10 | 500 | 500 | 229.03 | 741.19 | 9 | 503.16
2035 | TVA_2_SOCO | TVA | SOCO | Internal | Summer | B2 | 25 | 500 | 500 | 232.32 | 565.38 | 9 | 324.06
2035 | TVA_2_SOCO | TVA | SOCO | Internal | Summer | B3 | 75 | 500 | 0 | 224.62 | 233.61 | 9 | 0
2035 | TVA_2_SOCO | TVA | SOCO | Internal | Summer | B4 | 100 | 500 | 0 | 218.62 | 225.6 | 9 | 0
2035 | TVA_2_SOCO | TVA | SOCO | Internal | Summer | B5 | 200 | 500 | 0 | 165.85 | 159.59 | 9 | 0
2035 | TVA_2_SOCO | TVA | SOCO | Internal | Summer | B6 | 300 | 500 | 0 | 147.02 | 137.01 | 9 | 0
2035 | TVA_2_SOCO | TVA | SOCO | Internal | Summer | B7 | 400 | 500 | 0 | 136.25 | 136.24 | 9 | 0
2035 | TVA_2_SOCO | TVA | SOCO | Internal | Summer | B8 | 500 | 500 | 0 | 125.97 | 125.95 | 9 | 0
2035 | TVA_2_SOCO | TVA | SOCO | Internal | Summer | B9 | 800 | 500 | 0 | 123.37 | 117.93 | 9 | 0
2035 | TVA_2_SOCO | TVA | SOCO | Internal | Summer | B10 | 1262 | 500 | 0 | 113.17 | 113.16 | 9 | 0
2035 | TVA_2_SOCO | TVA | SOCO | Internal | Winter | B16 | 25 | 500 | 0 | 133.88 | 141.72 | 9 | 0
2035 | TVA_2_SOCO | TVA | SOCO | Internal | Winter | B17 | 100 | 500 | 0 | 127.73 | 122.22 | 9 | 0
2035 | TVA_2_SOCO | TVA | SOCO | Internal | Winter | B18 | 400 | 500 | 0 | 121.38 | 122.22 | 9 | 0
2035 | TVA_2_SOCO | TVA | SOCO | Internal | Winter | B19 | 700 | 500 | 0 | 121.38 | 122.22 | 9 | 0
2035 | TVA_2_SOCO | TVA | SOCO | Internal | Winter | B20 | 935 | 500 | 0 | 104.54 | 104.51 | 9 | 0
2035 | TVA_2_VACAR | TVA | VACAR | Internal | Shoulder | B11 | 25 | 150 | 0 | 136.38 | 131.57 | 9 | 0
2035 | TVA_2_VACAR | TVA | VACAR | Internal | Shoulder | B12 | 200 | 150 | 0 | 122.8 | 121.07 | 9 | 0
2035 | TVA_2_VACAR | TVA | VACAR | Internal | Shoulder | B13 | 600 | 150 | 0 | 118.6 | 121.07 | 9 | 0
2035 | TVA_2_VACAR | TVA | VACAR | Internal | Shoulder | B14 | 900 | 150 | 0 | 118.6 | 121.07 | 9 | 0
2035 | TVA_2_VACAR | TVA | VACAR | Internal | Shoulder | B15 | 1203 | 150 | 0 | 107.62 | 112.69 | 9 | 0
2035 | TVA_2_VACAR | TVA | VACAR | Internal | Summer | B1 | 10 | 150 | 150 | 229.03 | 734.19 | 9 | 496.16
2035 | TVA_2_VACAR | TVA | VACAR | Internal | Summer | B2 | 25 | 150 | 150 | 232.32 | 558.38 | 9 | 317.06
2035 | TVA_2_VACAR | TVA | VACAR | Internal | Summer | B3 | 75 | 150 | 0 | 224.62 | 226.61 | 9 | 0
2035 | TVA_2_VACAR | TVA | VACAR | Internal | Summer | B4 | 100 | 150 | 0 | 218.62 | 218.6 | 9 | 0
2035 | TVA_2_VACAR | TVA | VACAR | Internal | Summer | B5 | 200 | 150 | 0 | 165.85 | 152.84 | 9 | 0
2035 | TVA_2_VACAR | TVA | VACAR | Internal | Summer | B6 | 300 | 150 | 0 | 147.02 | 139.49 | 9 | 0
2035 | TVA_2_VACAR | TVA | VACAR | Internal | Summer | B7 | 400 | 150 | 0 | 136.25 | 129.24 | 9 | 0
2035 | TVA_2_VACAR | TVA | VACAR | Internal | Summer | B8 | 500 | 150 | 0 | 125.97 | 118.95 | 9 | 0
2035 | TVA_2_VACAR | TVA | VACAR | Internal | Summer | B9 | 800 | 150 | 0 | 123.37 | 118.95 | 9 | 0
2035 | TVA_2_VACAR | TVA | VACAR | Internal | Summer | B10 | 1262 | 150 | 0 | 113.17 | 106.16 | 9 | 0
2035 | TVA_2_VACAR | TVA | VACAR | Internal | Winter | B16 | 25 | 150 | 150 | 133.88 | 143.43 | 9 | 0.55
2035 | TVA_2_VACAR | TVA | VACAR | Internal | Winter | B17 | 100 | 150 | 0 | 127.73 | 125.9 | 9 | 0
2035 | TVA_2_VACAR | TVA | VACAR | Internal | Winter | B18 | 400 | 150 | 0 | 121.38 | 125.9 | 9 | 0
2035 | TVA_2_VACAR | TVA | VACAR | Internal | Winter | B19 | 700 | 150 | 0 | 121.38 | 125.9 | 9 | 0
2035 | TVA_2_VACAR | TVA | VACAR | Internal | Winter | B20 | 935 | 150 | 0 | 104.54 | 106.52 | 9 | 0
2035 | TVA_Transmission_2_ENT | TVA_Transmission | ENT | Internal | Shoulder | B11 | 25 | 3000 | 0 | 136.37 | 136.37 | 9 | 0
2035 | TVA_Transmission_2_ENT | TVA_Transmission | ENT | Internal | Shoulder | B12 | 200 | 3000 | 0 | 122.79 | 117.39 | 9 | 0
2035 | TVA_Transmission_2_ENT | TVA_Transmission | ENT | Internal | Shoulder | B13 | 600 | 3000 | 0 | 118.59 | 117.39 | 9 | 0
2035 | TVA_Transmission_2_ENT | TVA_Transmission | ENT | Internal | Shoulder | B14 | 900 | 3000 | 0 | 118.59 | 111.26 | 9 | 0
2035 | TVA_Transmission_2_ENT | TVA_Transmission | ENT | Internal | Shoulder | B15 | 1203 | 3000 | 0 | 107.61 | 99.61 | 9 | 0
2035 | TVA_Transmission_2_ENT | TVA_Transmission | ENT | Internal | Summer | B1 | 10 | 3000 | 0 | 229.02 | 204.46 | 9 | 0
2035 | TVA_Transmission_2_ENT | TVA_Transmission | ENT | Internal | Summer | B2 | 25 | 3000 | 0 | 232.31 | 216.32 | 9 | 0
2035 | TVA_Transmission_2_ENT | TVA_Transmission | ENT | Internal | Summer | B3 | 75 | 3000 | 0 | 224.61 | 224.61 | 9 | 0
2035 | TVA_Transmission_2_ENT | TVA_Transmission | ENT | Internal | Summer | B4 | 100 | 3000 | 0 | 218.61 | 210.61 | 9 | 0
2035 | TVA_Transmission_2_ENT | TVA_Transmission | ENT | Internal | Summer | B5 | 200 | 3000 | 0 | 165.84 | 157.84 | 9 | 0
2035 | TVA_Transmission_2_ENT | TVA_Transmission | ENT | Internal | Summer | B6 | 300 | 3000 | 0 | 147.01 | 144.49 | 9 | 0
2035 | TVA_Transmission_2_ENT | TVA_Transmission | ENT | Internal | Summer | B7 | 400 | 3000 | 0 | 136.24 | 139.61 | 9 | 0
2035 | TVA_Transmission_2_ENT | TVA_Transmission | ENT | Internal | Summer | B8 | 500 | 3000 | 0 | 125.95 | 134.59 | 9 | 0
2035 | TVA_Transmission_2_ENT | TVA_Transmission | ENT | Internal | Summer | B9 | 800 | 3000 | 0 | 123.36 | 123.37 | 9 | 0
2035 | TVA_Transmission_2_ENT | TVA_Transmission | ENT | Internal | Summer | B10 | 1262 | 3000 | 0 | 113.16 | 105.16 | 9 | 0
2035 | TVA_Transmission_2_ENT | TVA_Transmission | ENT | Internal | Winter | B16 | 25 | 3000 | 0 | 133.87 | 133.72 | 9 | 0
2035 | TVA_Transmission_2_ENT | TVA_Transmission | ENT | Internal | Winter | B17 | 100 | 3000 | 0 | 127.72 | 120.47 | 9 | 0
2035 | TVA_Transmission_2_ENT | TVA_Transmission | ENT | Internal | Winter | B18 | 400 | 3000 | 0 | 121.37 | 120.47 | 9 | 0
2035 | TVA_Transmission_2_ENT | TVA_Transmission | ENT | Internal | Winter | B19 | 700 | 3000 | 0 | 121.37 | 114.64 | 9 | 0
2035 | TVA_Transmission_2_ENT | TVA_Transmission | ENT | Internal | Winter | B20 | 935 | 3000 | 0 | 104.52 | 96.51 | 9 | 0
2035 | TVA_Transmission_2_NonRTO_Midwest | TVA_Transmission | NonRTO_Midwest | Internal | Shoulder | B11 | 25 | 700 | 0 | 136.37 | 122.85 | 9 | 0
2035 | TVA_Transmission_2_NonRTO_Midwest | TVA_Transmission | NonRTO_Midwest | Internal | Shoulder | B12 | 200 | 700 | 0 | 122.79 | 122.85 | 9 | 0
2035 | TVA_Transmission_2_NonRTO_Midwest | TVA_Transmission | NonRTO_Midwest | Internal | Shoulder | B13 | 600 | 700 | 0 | 118.59 | 118.54 | 9 | 0
2035 | TVA_Transmission_2_NonRTO_Midwest | TVA_Transmission | NonRTO_Midwest | Internal | Shoulder | B14 | 900 | 700 | 0 | 118.59 | 118.54 | 9 | 0
2035 | TVA_Transmission_2_NonRTO_Midwest | TVA_Transmission | NonRTO_Midwest | Internal | Shoulder | B15 | 1203 | 700 | 0 | 107.61 | 107.1 | 9 | 0
2035 | TVA_Transmission_2_NonRTO_Midwest | TVA_Transmission | NonRTO_Midwest | Internal | Summer | B1 | 10 | 700 | 0 | 229.02 | 220.45 | 9 | 0
2035 | TVA_Transmission_2_NonRTO_Midwest | TVA_Transmission | NonRTO_Midwest | Internal | Summer | B2 | 25 | 700 | 0 | 232.31 | 224.31 | 9 | 0
2035 | TVA_Transmission_2_NonRTO_Midwest | TVA_Transmission | NonRTO_Midwest | Internal | Summer | B3 | 75 | 700 | 0 | 224.61 | 224.6 | 9 | 0
2035 | TVA_Transmission_2_NonRTO_Midwest | TVA_Transmission | NonRTO_Midwest | Internal | Summer | B4 | 100 | 700 | 0 | 218.61 | 218.6 | 9 | 0
2035 | TVA_Transmission_2_NonRTO_Midwest | TVA_Transmission | NonRTO_Midwest | Internal | Summer | B5 | 200 | 700 | 0 | 165.84 | 165.83 | 9 | 0
2035 | TVA_Transmission_2_NonRTO_Midwest | TVA_Transmission | NonRTO_Midwest | Internal | Summer | B6 | 300 | 700 | 0 | 147.01 | 152.47 | 9 | 0
2035 | TVA_Transmission_2_NonRTO_Midwest | TVA_Transmission | NonRTO_Midwest | Internal | Summer | B7 | 400 | 700 | 0 | 136.24 | 128.24 | 9 | 0
2035 | TVA_Transmission_2_NonRTO_Midwest | TVA_Transmission | NonRTO_Midwest | Internal | Summer | B8 | 500 | 700 | 0 | 125.95 | 120.5 | 9 | 0
2035 | TVA_Transmission_2_NonRTO_Midwest | TVA_Transmission | NonRTO_Midwest | Internal | Summer | B9 | 800 | 700 | 0 | 123.36 | 117.03 | 9 | 0
2035 | TVA_Transmission_2_NonRTO_Midwest | TVA_Transmission | NonRTO_Midwest | Internal | Summer | B10 | 1262 | 700 | 0 | 113.16 | 117.03 | 9 | 0
2035 | TVA_Transmission_2_NonRTO_Midwest | TVA_Transmission | NonRTO_Midwest | Internal | Winter | B16 | 25 | 700 | 0 | 133.87 | 125.87 | 9 | 0
2035 | TVA_Transmission_2_NonRTO_Midwest | TVA_Transmission | NonRTO_Midwest | Internal | Winter | B17 | 100 | 700 | 0 | 127.72 | 125.87 | 9 | 0
2035 | TVA_Transmission_2_NonRTO_Midwest | TVA_Transmission | NonRTO_Midwest | Internal | Winter | B18 | 400 | 700 | 0 | 121.37 | 122.39 | 9 | 0
2035 | TVA_Transmission_2_NonRTO_Midwest | TVA_Transmission | NonRTO_Midwest | Internal | Winter | B19 | 700 | 700 | 0 | 121.37 | 121.86 | 9 | 0
2035 | TVA_Transmission_2_NonRTO_Midwest | TVA_Transmission | NonRTO_Midwest | Internal | Winter | B20 | 935 | 700 | 0 | 104.52 | 96.52 | 9 | 0
2035 | TVA_Transmission_2_PJM_ROR | TVA_Transmission | PJM_ROR | Internal | Shoulder | B11 | 25 | 2000 | 0 | 136.37 | 133.31 | 9 | 0
2035 | TVA_Transmission_2_PJM_ROR | TVA_Transmission | PJM_ROR | Internal | Shoulder | B12 | 200 | 2000 | 0 | 122.79 | 130.67 | 9 | 0
2035 | TVA_Transmission_2_PJM_ROR | TVA_Transmission | PJM_ROR | Internal | Shoulder | B13 | 600 | 2000 | 0 | 118.59 | 116.86 | 9 | 0
2035 | TVA_Transmission_2_PJM_ROR | TVA_Transmission | PJM_ROR | Internal | Shoulder | B14 | 900 | 2000 | 0 | 118.59 | 116.73 | 9 | 0
2035 | TVA_Transmission_2_PJM_ROR | TVA_Transmission | PJM_ROR | Internal | Shoulder | B15 | 1203 | 2000 | 0 | 107.61 | 112.72 | 9 | 0
2035 | TVA_Transmission_2_PJM_ROR | TVA_Transmission | PJM_ROR | Internal | Summer | B1 | 10 | 2000 | 0 | 229.02 | 223.02 | 9 | 0
2035 | TVA_Transmission_2_PJM_ROR | TVA_Transmission | PJM_ROR | Internal | Summer | B2 | 25 | 2000 | 0 | 232.31 | 218.31 | 9 | 0
2035 | TVA_Transmission_2_PJM_ROR | TVA_Transmission | PJM_ROR | Internal | Summer | B3 | 75 | 2000 | 0 | 224.61 | 218.6 | 9 | 0
2035 | TVA_Transmission_2_PJM_ROR | TVA_Transmission | PJM_ROR | Internal | Summer | B4 | 100 | 2000 | 0 | 218.61 | 212.6 | 9 | 0
2035 | TVA_Transmission_2_PJM_ROR | TVA_Transmission | PJM_ROR | Internal | Summer | B5 | 200 | 2000 | 0 | 165.84 | 159.84 | 9 | 0
2035 | TVA_Transmission_2_PJM_ROR | TVA_Transmission | PJM_ROR | Internal | Summer | B6 | 300 | 2000 | 0 | 147.01 | 146.49 | 9 | 0
2035 | TVA_Transmission_2_PJM_ROR | TVA_Transmission | PJM_ROR | Internal | Summer | B7 | 400 | 2000 | 0 | 136.24 | 136.24 | 9 | 0
2035 | TVA_Transmission_2_PJM_ROR | TVA_Transmission | PJM_ROR | Internal | Summer | B8 | 500 | 2000 | 0 | 125.95 | 128.19 | 9 | 0
2035 | TVA_Transmission_2_PJM_ROR | TVA_Transmission | PJM_ROR | Internal | Summer | B9 | 800 | 2000 | 0 | 123.36 | 117.36 | 9 | 0
2035 | TVA_Transmission_2_PJM_ROR | TVA_Transmission | PJM_ROR | Internal | Summer | B10 | 1262 | 2000 | 0 | 113.16 | 113.16 | 9 | 0
2035 | TVA_Transmission_2_PJM_ROR | TVA_Transmission | PJM_ROR | Internal | Winter | B16 | 25 | 2000 | 0 | 133.87 | 137.43 | 9 | 0
2035 | TVA_Transmission_2_PJM_ROR | TVA_Transmission | PJM_ROR | Internal | Winter | B17 | 100 | 2000 | 1756.58 | 127.72 | 136.72 | 9 | 0
2035 | TVA_Transmission_2_PJM_ROR | TVA_Transmission | PJM_ROR | Internal | Winter | B18 | 400 | 2000 | 0 | 121.37 | 121.89 | 9 | 0
2035 | TVA_Transmission_2_PJM_ROR | TVA_Transmission | PJM_ROR | Internal | Winter | B19 | 700 | 2000 | 0 | 121.37 | 119.9 | 9 | 0
2035 | TVA_Transmission_2_PJM_ROR | TVA_Transmission | PJM_ROR | Internal | Winter | B20 | 935 | 2000 | 1449.9 | 104.52 | 113.52 | 9 | 0
2035 | TVA_Transmission_2_SOCO | TVA_Transmission | SOCO | Internal | Shoulder | B11 | 25 | 3200 | 0 | 136.37 | 138.57 | 9 | 0
2035 | TVA_Transmission_2_SOCO | TVA_Transmission | SOCO | Internal | Shoulder | B12 | 200 | 3200 | 0 | 122.79 | 120.15 | 9 | 0
2035 | TVA_Transmission_2_SOCO | TVA_Transmission | SOCO | Internal | Shoulder | B13 | 600 | 3200 | 0 | 118.59 | 119.26 | 9 | 0
2035 | TVA_Transmission_2_SOCO | TVA_Transmission | SOCO | Internal | Shoulder | B14 | 900 | 3200 | 0 | 118.59 | 119.26 | 9 | 0
2035 | TVA_Transmission_2_SOCO | TVA_Transmission | SOCO | Internal | Shoulder | B15 | 1203 | 3200 | 0 | 107.61 | 107.81 | 9 | 0
2035 | TVA_Transmission_2_SOCO | TVA_Transmission | SOCO | Internal | Summer | B1 | 10 | 3200 | 3200 | 229.02 | 741.19 | 9 | 503.17
2035 | TVA_Transmission_2_SOCO | TVA_Transmission | SOCO | Internal | Summer | B2 | 25 | 3200 | 3200 | 232.31 | 565.38 | 9 | 324.07
2035 | TVA_Transmission_2_SOCO | TVA_Transmission | SOCO | Internal | Summer | B3 | 75 | 3200 | 1269.79 | 224.61 | 233.61 | 9 | 0
2035 | TVA_Transmission_2_SOCO | TVA_Transmission | SOCO | Internal | Summer | B4 | 100 | 3200 | 0 | 218.61 | 225.6 | 9 | 0
2035 | TVA_Transmission_2_SOCO | TVA_Transmission | SOCO | Internal | Summer | B5 | 200 | 3200 | 0 | 165.84 | 159.59 | 9 | 0
2035 | TVA_Transmission_2_SOCO | TVA_Transmission | SOCO | Internal | Summer | B6 | 300 | 3200 | 0 | 147.01 | 137.01 | 9 | 0
2035 | TVA_Transmission_2_SOCO | TVA_Transmission | SOCO | Internal | Summer | B7 | 400 | 3200 | 0 | 136.24 | 136.24 | 9 | 0
2035 | TVA_Transmission_2_SOCO | TVA_Transmission | SOCO | Internal | Summer | B8 | 500 | 3200 | 0 | 125.95 | 125.95 | 9 | 0
2035 | TVA_Transmission_2_SOCO | TVA_Transmission | SOCO | Internal | Summer | B9 | 800 | 3200 | 0 | 123.36 | 117.93 | 9 | 0
2035 | TVA_Transmission_2_SOCO | TVA_Transmission | SOCO | Internal | Summer | B10 | 1262 | 3200 | 0 | 113.16 | 113.16 | 9 | 0
2035 | TVA_Transmission_2_SOCO | TVA_Transmission | SOCO | Internal | Winter | B16 | 25 | 3200 | 0 | 133.87 | 141.72 | 9 | 0
2035 | TVA_Transmission_2_SOCO | TVA_Transmission | SOCO | Internal | Winter | B17 | 100 | 3200 | 0 | 127.72 | 122.22 | 9 | 0
2035 | TVA_Transmission_2_SOCO | TVA_Transmission | SOCO | Internal | Winter | B18 | 400 | 3200 | 0 | 121.37 | 122.22 | 9 | 0
2035 | TVA_Transmission_2_SOCO | TVA_Transmission | SOCO | Internal | Winter | B19 | 700 | 3200 | 0 | 121.37 | 122.22 | 9 | 0
2035 | TVA_Transmission_2_SOCO | TVA_Transmission | SOCO | Internal | Winter | B20 | 935 | 3200 | 0 | 104.52 | 104.51 | 9 | 0
2035 | TVA_Transmission_2_TVA | TVA_Transmission | TVA | Internal | Shoulder | B11 | 25 | 99999 | 2863.27 | 136.37 | 136.38 | 0.01 | 0
2035 | TVA_Transmission_2_TVA | TVA_Transmission | TVA | Internal | Shoulder | B12 | 200 | 99999 | 984.48 | 122.79 | 122.8 | 0.01 | 0
2035 | TVA_Transmission_2_TVA | TVA_Transmission | TVA | Internal | Shoulder | B13 | 600 | 99999 | 3012.4 | 118.59 | 118.6 | 0.01 | 0
2035 | TVA_Transmission_2_TVA | TVA_Transmission | TVA | Internal | Shoulder | B14 | 900 | 99999 | 4000 | 118.59 | 118.6 | 0.01 | 0
2035 | TVA_Transmission_2_TVA | TVA_Transmission | TVA | Internal | Shoulder | B15 | 1203 | 99999 | 5815.07 | 107.61 | 107.62 | 0.01 | 0
2035 | TVA_Transmission_2_TVA | TVA_Transmission | TVA | Internal | Summer | B1 | 10 | 99999 | 6242.31 | 229.02 | 229.03 | 0.01 | 0
2035 | TVA_Transmission_2_TVA | TVA_Transmission | TVA | Internal | Summer | B2 | 25 | 99999 | 5526.86 | 232.31 | 232.32 | 0.01 | 0
2035 | TVA_Transmission_2_TVA | TVA_Transmission | TVA | Internal | Summer | B3 | 75 | 99999 | 3472.9 | 224.61 | 224.62 | 0.01 | 0
2035 | TVA_Transmission_2_TVA | TVA_Transmission | TVA | Internal | Summer | B4 | 100 | 99999 | 2824.18 | 218.61 | 218.62 | 0.01 | 0
2035 | TVA_Transmission_2_TVA | TVA_Transmission | TVA | Internal | Summer | B5 | 200 | 99999 | 1337.11 | 165.84 | 165.85 | 0.01 | 0
2035 | TVA_Transmission_2_TVA | TVA_Transmission | TVA | Internal | Summer | B6 | 300 | 99999 | 976.12 | 147.01 | 147.02 | 0.01 | 0
2035 | TVA_Transmission_2_TVA | TVA_Transmission | TVA | Internal | Summer | B7 | 400 | 99999 | 701.67 | 136.24 | 136.25 | 0.01 | 0
2035 | TVA_Transmission_2_TVA | TVA_Transmission | TVA | Internal | Summer | B8 | 500 | 99999 | 835.66 | 125.95 | 125.97 | 0.01 | 0
2035 | TVA_Transmission_2_TVA | TVA_Transmission | TVA | Internal | Summer | B9 | 800 | 99999 | 935.68 | 123.36 | 123.37 | 0.01 | 0
2035 | TVA_Transmission_2_TVA | TVA_Transmission | TVA | Internal | Summer | B10 | 1262 | 99999 | 3793.72 | 113.16 | 113.17 | 0.01 | 0
2035 | TVA_Transmission_2_TVA | TVA_Transmission | TVA | Internal | Winter | B16 | 25 | 99999 | 4996.7 | 133.87 | 133.88 | 0.01 | 0
2035 | TVA_Transmission_2_TVA | TVA_Transmission | TVA | Internal | Winter | B17 | 100 | 99999 | 2243.42 | 127.72 | 127.73 | 0.01 | 0
2035 | TVA_Transmission_2_TVA | TVA_Transmission | TVA | Internal | Winter | B18 | 400 | 99999 | 3435.25 | 121.37 | 121.38 | 0.01 | 0
2035 | TVA_Transmission_2_TVA | TVA_Transmission | TVA | Internal | Winter | B19 | 700 | 99999 | 4000 | 121.37 | 121.38 | 0.01 | 0
2035 | TVA_Transmission_2_TVA | TVA_Transmission | TVA | Internal | Winter | B20 | 935 | 99999 | 5039 | 104.52 | 104.54 | 0.01 | 0
2035 | TVA_Transmission_2_VACAR | TVA_Transmission | VACAR | Internal | Shoulder | B11 | 25 | 900 | 0 | 136.37 | 131.57 | 9 | 0
2035 | TVA_Transmission_2_VACAR | TVA_Transmission | VACAR | Internal | Shoulder | B12 | 200 | 900 | 0 | 122.79 | 121.07 | 9 | 0
2035 | TVA_Transmission_2_VACAR | TVA_Transmission | VACAR | Internal | Shoulder | B13 | 600 | 900 | 0 | 118.59 | 121.07 | 9 | 0
2035 | TVA_Transmission_2_VACAR | TVA_Transmission | VACAR | Internal | Shoulder | B14 | 900 | 900 | 0 | 118.59 | 121.07 | 9 | 0
2035 | TVA_Transmission_2_VACAR | TVA_Transmission | VACAR | Internal | Shoulder | B15 | 1203 | 900 | 0 | 107.61 | 112.69 | 9 | 0
2035 | TVA_Transmission_2_VACAR | TVA_Transmission | VACAR | Internal | Summer | B1 | 10 | 900 | 900 | 229.02 | 734.19 | 9 | 496.17
2035 | TVA_Transmission_2_VACAR | TVA_Transmission | VACAR | Internal | Summer | B2 | 25 | 900 | 900 | 232.31 | 558.38 | 9 | 317.07
2035 | TVA_Transmission_2_VACAR | TVA_Transmission | VACAR | Internal | Summer | B3 | 75 | 900 | 0 | 224.61 | 226.61 | 9 | 0
2035 | TVA_Transmission_2_VACAR | TVA_Transmission | VACAR | Internal | Summer | B4 | 100 | 900 | 0 | 218.61 | 218.6 | 9 | 0
2035 | TVA_Transmission_2_VACAR | TVA_Transmission | VACAR | Internal | Summer | B5 | 200 | 900 | 0 | 165.84 | 152.84 | 9 | 0
2035 | TVA_Transmission_2_VACAR | TVA_Transmission | VACAR | Internal | Summer | B6 | 300 | 900 | 0 | 147.01 | 139.49 | 9 | 0
2035 | TVA_Transmission_2_VACAR | TVA_Transmission | VACAR | Internal | Summer | B7 | 400 | 900 | 0 | 136.24 | 129.24 | 9 | 0
2035 | TVA_Transmission_2_VACAR | TVA_Transmission | VACAR | Internal | Summer | B8 | 500 | 900 | 0 | 125.95 | 118.95 | 9 | 0
2035 | TVA_Transmission_2_VACAR | TVA_Transmission | VACAR | Internal | Summer | B9 | 800 | 900 | 0 | 123.36 | 118.95 | 9 | 0
2035 | TVA_Transmission_2_VACAR | TVA_Transmission | VACAR | Internal | Summer | B10 | 1262 | 900 | 0 | 113.16 | 106.16 | 9 | 0
2035 | TVA_Transmission_2_VACAR | TVA_Transmission | VACAR | Internal | Winter | B16 | 25 | 900 | 900 | 133.87 | 143.43 | 9 | 0.56
2035 | TVA_Transmission_2_VACAR | TVA_Transmission | VACAR | Internal | Winter | B17 | 100 | 900 | 0 | 127.72 | 125.9 | 9 | 0
2035 | TVA_Transmission_2_VACAR | TVA_Transmission | VACAR | Internal | Winter | B18 | 400 | 900 | 0 | 121.37 | 125.9 | 9 | 0
2035 | TVA_Transmission_2_VACAR | TVA_Transmission | VACAR | Internal | Winter | B19 | 700 | 900 | 0 | 121.37 | 125.9 | 9 | 0
2035 | TVA_Transmission_2_VACAR | TVA_Transmission | VACAR | Internal | Winter | B20 | 935 | 900 | 0 | 104.52 | 106.52 | 9 | 0
2035 | VACAR_2_PJM_ROR | VACAR | PJM_ROR | Internal | Shoulder | B11 | 25 | 2000 | 0 | 131.57 | 133.31 | 7 | 0
2035 | VACAR_2_PJM_ROR | VACAR | PJM_ROR | Internal | Shoulder | B12 | 200 | 2000 | 2000 | 121.07 | 130.67 | 7 | 2.59
2035 | VACAR_2_PJM_ROR | VACAR | PJM_ROR | Internal | Shoulder | B13 | 600 | 2000 | 0 | 121.07 | 116.86 | 7 | 0
2035 | VACAR_2_PJM_ROR | VACAR | PJM_ROR | Internal | Shoulder | B14 | 900 | 2000 | 0 | 121.07 | 116.73 | 7 | 0
2035 | VACAR_2_PJM_ROR | VACAR | PJM_ROR | Internal | Shoulder | B15 | 1203 | 2000 | 0 | 112.69 | 112.72 | 7 | 0
2035 | VACAR_2_PJM_ROR | VACAR | PJM_ROR | Internal | Summer | B1 | 10 | 2000 | 0 | 734.19 | 223.02 | 7 | 0
2035 | VACAR_2_PJM_ROR | VACAR | PJM_ROR | Internal | Summer | B2 | 25 | 2000 | 0 | 558.38 | 218.31 | 7 | 0
2035 | VACAR_2_PJM_ROR | VACAR | PJM_ROR | Internal | Summer | B3 | 75 | 2000 | 0 | 226.61 | 218.6 | 7 | 0
2035 | VACAR_2_PJM_ROR | VACAR | PJM_ROR | Internal | Summer | B4 | 100 | 2000 | 0 | 218.6 | 212.6 | 7 | 0
2035 | VACAR_2_PJM_ROR | VACAR | PJM_ROR | Internal | Summer | B5 | 200 | 2000 | 1172.71 | 152.84 | 159.84 | 7 | 0
2035 | VACAR_2_PJM_ROR | VACAR | PJM_ROR | Internal | Summer | B6 | 300 | 2000 | 683.06 | 139.49 | 146.49 | 7 | 0
2035 | VACAR_2_PJM_ROR | VACAR | PJM_ROR | Internal | Summer | B7 | 400 | 2000 | 33.77 | 129.24 | 136.24 | 7 | 0
2035 | VACAR_2_PJM_ROR | VACAR | PJM_ROR | Internal | Summer | B8 | 500 | 2000 | 2000 | 118.95 | 128.19 | 7 | 2.23
2035 | VACAR_2_PJM_ROR | VACAR | PJM_ROR | Internal | Summer | B9 | 800 | 2000 | 0 | 118.95 | 117.36 | 7 | 0
2035 | VACAR_2_PJM_ROR | VACAR | PJM_ROR | Internal | Summer | B10 | 1262 | 2000 | 1144.29 | 106.16 | 113.16 | 7 | 0
2035 | VACAR_2_PJM_ROR | VACAR | PJM_ROR | Internal | Winter | B16 | 25 | 2000 | 0 | 143.43 | 137.43 | 7 | 0
2035 | VACAR_2_PJM_ROR | VACAR | PJM_ROR | Internal | Winter | B17 | 100 | 2000 | 2000 | 125.9 | 136.72 | 7 | 3.82
2035 | VACAR_2_PJM_ROR | VACAR | PJM_ROR | Internal | Winter | B18 | 400 | 2000 | 0 | 125.9 | 121.89 | 7 | 0
2035 | VACAR_2_PJM_ROR | VACAR | PJM_ROR | Internal | Winter | B19 | 700 | 2000 | 0 | 125.9 | 119.9 | 7 | 0
2035 | VACAR_2_PJM_ROR | VACAR | PJM_ROR | Internal | Winter | B20 | 935 | 2000 | 352.35 | 106.52 | 113.52 | 7 | 0
2035 | VACAR_2_SOCO | VACAR | SOCO | Internal | Shoulder | B11 | 25 | 3000 | 340.38 | 131.57 | 138.57 | 7 | 0
2035 | VACAR_2_SOCO | VACAR | SOCO | Internal | Shoulder | B12 | 200 | 3000 | 0 | 121.07 | 120.15 | 7 | 0
2035 | VACAR_2_SOCO | VACAR | SOCO | Internal | Shoulder | B13 | 600 | 3000 | 0 | 121.07 | 119.26 | 7 | 0
2035 | VACAR_2_SOCO | VACAR | SOCO | Internal | Shoulder | B14 | 900 | 3000 | 0 | 121.07 | 119.26 | 7 | 0
2035 | VACAR_2_SOCO | VACAR | SOCO | Internal | Shoulder | B15 | 1203 | 3000 | 0 | 112.69 | 107.81 | 7 | 0
2035 | VACAR_2_SOCO | VACAR | SOCO | Internal | Summer | B1 | 10 | 3000 | 433.96 | 734.19 | 741.19 | 7 | 0
2035 | VACAR_2_SOCO | VACAR | SOCO | Internal | Summer | B2 | 25 | 3000 | 1418.83 | 558.38 | 565.38 | 7 | 0
2035 | VACAR_2_SOCO | VACAR | SOCO | Internal | Summer | B3 | 75 | 3000 | 1576.48 | 226.61 | 233.61 | 7 | 0
2035 | VACAR_2_SOCO | VACAR | SOCO | Internal | Summer | B4 | 100 | 3000 | 894.2 | 218.6 | 225.6 | 7 | 0
2035 | VACAR_2_SOCO | VACAR | SOCO | Internal | Summer | B5 | 200 | 3000 | 0 | 152.84 | 159.59 | 7 | 0
2035 | VACAR_2_SOCO | VACAR | SOCO | Internal | Summer | B6 | 300 | 3000 | 0 | 139.49 | 137.01 | 7 | 0
2035 | VACAR_2_SOCO | VACAR | SOCO | Internal | Summer | B7 | 400 | 3000 | 2290.31 | 129.24 | 136.24 | 7 | 0
2035 | VACAR_2_SOCO | VACAR | SOCO | Internal | Summer | B8 | 500 | 3000 | 612.85 | 118.95 | 125.95 | 7 | 0
2035 | VACAR_2_SOCO | VACAR | SOCO | Internal | Summer | B9 | 800 | 3000 | 0 | 118.95 | 117.93 | 7 | 0
2035 | VACAR_2_SOCO | VACAR | SOCO | Internal | Summer | B10 | 1262 | 3000 | 573.62 | 106.16 | 113.16 | 7 | 0
2035 | VACAR_2_SOCO | VACAR | SOCO | Internal | Winter | B16 | 25 | 3000 | 0 | 143.43 | 141.72 | 7 | 0
2035 | VACAR_2_SOCO | VACAR | SOCO | Internal | Winter | B17 | 100 | 3000 | 0 | 125.9 | 122.22 | 7 | 0
2035 | VACAR_2_SOCO | VACAR | SOCO | Internal | Winter | B18 | 400 | 3000 | 0 | 125.9 | 122.22 | 7 | 0
2035 | VACAR_2_SOCO | VACAR | SOCO | Internal | Winter | B19 | 700 | 3000 | 0 | 125.9 | 122.22 | 7 | 0
2035 | VACAR_2_SOCO | VACAR | SOCO | Internal | Winter | B20 | 935 | 3000 | 0 | 106.52 | 104.51 | 7 | 0
2035 | VACAR_2_TVA_Transmission | VACAR | TVA_Transmission | Internal | Shoulder | B11 | 25 | 900 | 0 | 131.57 | 136.37 | 7 | 0
2035 | VACAR_2_TVA_Transmission | VACAR | TVA_Transmission | Internal | Shoulder | B12 | 200 | 900 | 0 | 121.07 | 122.79 | 7 | 0
2035 | VACAR_2_TVA_Transmission | VACAR | TVA_Transmission | Internal | Shoulder | B13 | 600 | 900 | 0 | 121.07 | 118.59 | 7 | 0
2035 | VACAR_2_TVA_Transmission | VACAR | TVA_Transmission | Internal | Shoulder | B14 | 900 | 900 | 0 | 121.07 | 118.59 | 7 | 0
2035 | VACAR_2_TVA_Transmission | VACAR | TVA_Transmission | Internal | Shoulder | B15 | 1203 | 900 | 0 | 112.69 | 107.61 | 7 | 0
2035 | VACAR_2_TVA_Transmission | VACAR | TVA_Transmission | Internal | Summer | B1 | 10 | 900 | 0 | 734.19 | 229.02 | 7 | 0
2035 | VACAR_2_TVA_Transmission | VACAR | TVA_Transmission | Internal | Summer | B2 | 25 | 900 | 0 | 558.38 | 232.31 | 7 | 0
2035 | VACAR_2_TVA_Transmission | VACAR | TVA_Transmission | Internal | Summer | B3 | 75 | 900 | 0 | 226.61 | 224.61 | 7 | 0
2035 | VACAR_2_TVA_Transmission | VACAR | TVA_Transmission | Internal | Summer | B4 | 100 | 900 | 0 | 218.6 | 218.61 | 7 | 0
2035 | VACAR_2_TVA_Transmission | VACAR | TVA_Transmission | Internal | Summer | B5 | 200 | 900 | 900 | 152.84 | 165.84 | 7 | 6
2035 | VACAR_2_TVA_Transmission | VACAR | TVA_Transmission | Internal | Summer | B6 | 300 | 900 | 900 | 139.49 | 147.01 | 7 | 0.52
2035 | VACAR_2_TVA_Transmission | VACAR | TVA_Transmission | Internal | Summer | B7 | 400 | 900 | 567.95 | 129.24 | 136.24 | 7 | 0
2035 | VACAR_2_TVA_Transmission | VACAR | TVA_Transmission | Internal | Summer | B8 | 500 | 900 | 835.66 | 118.95 | 125.95 | 7 | 0
2035 | VACAR_2_TVA_Transmission | VACAR | TVA_Transmission | Internal | Summer | B9 | 800 | 900 | 0 | 118.95 | 123.36 | 7 | 0
2035 | VACAR_2_TVA_Transmission | VACAR | TVA_Transmission | Internal | Summer | B10 | 1262 | 900 | 342.1 | 106.16 | 113.16 | 7 | 0
2035 | VACAR_2_TVA_Transmission | VACAR | TVA_Transmission | Internal | Winter | B16 | 25 | 900 | 0 | 143.43 | 133.87 | 7 | 0
2035 | VACAR_2_TVA_Transmission | VACAR | TVA_Transmission | Internal | Winter | B17 | 100 | 900 | 0 | 125.9 | 127.72 | 7 | 0
2035 | VACAR_2_TVA_Transmission | VACAR | TVA_Transmission | Internal | Winter | B18 | 400 | 900 | 0 | 125.9 | 121.37 | 7 | 0
2035 | VACAR_2_TVA_Transmission | VACAR | TVA_Transmission | Internal | Winter | B19 | 700 | 900 | 0 | 125.9 | 121.37 | 7 | 0
2035 | VACAR_2_TVA_Transmission | VACAR | TVA_Transmission | Internal | Winter | B20 | 935 | 900 | 0 | 106.52 | 104.52 | 7 | 0
2040 | ENT_2_MISO_MO-IL | ENT | MISO_MO-IL | Internal | Shoulder | B11 | 25 | 2260 | 0 | 170.91 | 153.91 | 8 | 0
2040 | ENT_2_MISO_MO-IL | ENT | MISO_MO-IL | Internal | Shoulder | B12 | 200 | 2260 | 0 | 152.98 | 144.98 | 8 | 0
2040 | ENT_2_MISO_MO-IL | ENT | MISO_MO-IL | Internal | Shoulder | B13 | 600 | 2260 | 0 | 144.11 | 136.11 | 8 | 0
2040 | ENT_2_MISO_MO-IL | ENT | MISO_MO-IL | Internal | Shoulder | B14 | 900 | 2260 | 0 | 144.11 | 136.11 | 8 | 0
2040 | ENT_2_MISO_MO-IL | ENT | MISO_MO-IL | Internal | Shoulder | B15 | 1203 | 2260 | 0 | 33.16 | 25.16 | 8 | 0
2040 | ENT_2_MISO_MO-IL | ENT | MISO_MO-IL | Internal | Summer | B1 | 10 | 2260 | 1056.04 | 276.23 | 284.23 | 8 | 0
2040 | ENT_2_MISO_MO-IL | ENT | MISO_MO-IL | Internal | Summer | B2 | 25 | 2260 | 0 | 284.23 | 284.23 | 8 | 0
2040 | ENT_2_MISO_MO-IL | ENT | MISO_MO-IL | Internal | Summer | B3 | 75 | 2260 | 0 | 298.21 | 290.21 | 8 | 0
2040 | ENT_2_MISO_MO-IL | ENT | MISO_MO-IL | Internal | Summer | B4 | 100 | 2260 | 0 | 260.87 | 260.87 | 8 | 0
2040 | ENT_2_MISO_MO-IL | ENT | MISO_MO-IL | Internal | Summer | B5 | 200 | 2260 | 0 | 189.17 | 184.49 | 8 | 0
2040 | ENT_2_MISO_MO-IL | ENT | MISO_MO-IL | Internal | Summer | B6 | 300 | 2260 | 0 | 186.96 | 177.33 | 8 | 0
2040 | ENT_2_MISO_MO-IL | ENT | MISO_MO-IL | Internal | Summer | B7 | 400 | 2260 | 0 | 180.88 | 168.89 | 8 | 0
2040 | ENT_2_MISO_MO-IL | ENT | MISO_MO-IL | Internal | Summer | B8 | 500 | 2260 | 0 | 169.32 | 152.3 | 8 | 0
2040 | ENT_2_MISO_MO-IL | ENT | MISO_MO-IL | Internal | Summer | B9 | 800 | 2260 | 0 | 160.3 | 152.3 | 8 | 0
2040 | ENT_2_MISO_MO-IL | ENT | MISO_MO-IL | Internal | Summer | B10 | 1262 | 2260 | 0 | 52.18 | 44.18 | 8 | 0
2040 | ENT_2_MISO_MO-IL | ENT | MISO_MO-IL | Internal | Winter | B16 | 25 | 2260 | 0 | 170.71 | 153.52 | 8 | 0
2040 | ENT_2_MISO_MO-IL | ENT | MISO_MO-IL | Internal | Winter | B17 | 100 | 2260 | 0 | 160.18 | 152.18 | 8 | 0
2040 | ENT_2_MISO_MO-IL | ENT | MISO_MO-IL | Internal | Winter | B18 | 400 | 2260 | 0 | 144.12 | 136.12 | 8 | 0
2040 | ENT_2_MISO_MO-IL | ENT | MISO_MO-IL | Internal | Winter | B19 | 700 | 2260 | 0 | 144.12 | 136.12 | 8 | 0
2040 | ENT_2_MISO_MO-IL | ENT | MISO_MO-IL | Internal | Winter | B20 | 935 | 2260 | 0 | 38.3 | 30.29 | 8 | 0
2040 | ENT_2_SOCO | ENT | SOCO | Internal | Shoulder | B11 | 25 | 2000 | 0 | 170.91 | 170.91 | 8 | 0
2040 | ENT_2_SOCO | ENT | SOCO | Internal | Shoulder | B12 | 200 | 2000 | 0 | 152.98 | 158.53 | 8 | 0
2040 | ENT_2_SOCO | ENT | SOCO | Internal | Shoulder | B13 | 600 | 2000 | 845.27 | 144.11 | 152.11 | 8 | 0
2040 | ENT_2_SOCO | ENT | SOCO | Internal | Shoulder | B14 | 900 | 2000 | 1636.76 | 144.11 | 152.11 | 8 | 0
2040 | ENT_2_SOCO | ENT | SOCO | Internal | Shoulder | B15 | 1203 | 2000 | 827.65 | 33.16 | 41.16 | 8 | 0
2040 | ENT_2_SOCO | ENT | SOCO | Internal | Summer | B1 | 10 | 2000 | 2000 | 276.23 | 741.19 | 8 | 456.95
2040 | ENT_2_SOCO | ENT | SOCO | Internal | Summer | B2 | 25 | 2000 | 2000 | 284.23 | 741.19 | 8 | 448.95
2040 | ENT_2_SOCO | ENT | SOCO | Internal | Summer | B3 | 75 | 2000 | 2000 | 298.21 | 336.67 | 8 | 30.46
2040 | ENT_2_SOCO | ENT | SOCO | Internal | Summer | B4 | 100 | 2000 | 2000 | 260.87 | 277.87 | 8 | 9
2040 | ENT_2_SOCO | ENT | SOCO | Internal | Summer | B5 | 200 | 2000 | 0 | 189.17 | 192.12 | 8 | 0
2040 | ENT_2_SOCO | ENT | SOCO | Internal | Summer | B6 | 300 | 2000 | 0 | 186.96 | 183.34 | 8 | 0
2040 | ENT_2_SOCO | ENT | SOCO | Internal | Summer | B7 | 400 | 2000 | 0 | 180.88 | 183.34 | 8 | 0
2040 | ENT_2_SOCO | ENT | SOCO | Internal | Summer | B8 | 500 | 2000 | 0 | 169.32 | 159.5 | 8 | 0
2040 | ENT_2_SOCO | ENT | SOCO | Internal | Summer | B9 | 800 | 2000 | 0 | 160.3 | 152.06 | 8 | 0
2040 | ENT_2_SOCO | ENT | SOCO | Internal | Summer | B10 | 1262 | 2000 | 0 | 52.18 | 42.18 | 8 | 0
2040 | ENT_2_SOCO | ENT | SOCO | Internal | Winter | B16 | 25 | 2000 | 2000 | 170.71 | 183.12 | 8 | 4.41
2040 | ENT_2_SOCO | ENT | SOCO | Internal | Winter | B17 | 100 | 2000 | 0 | 160.18 | 161.97 | 8 | 0
2040 | ENT_2_SOCO | ENT | SOCO | Internal | Winter | B18 | 400 | 2000 | 402.36 | 144.12 | 152.12 | 8 | 0
2040 | ENT_2_SOCO | ENT | SOCO | Internal | Winter | B19 | 700 | 2000 | 760.99 | 144.12 | 152.12 | 8 | 0
2040 | ENT_2_SOCO | ENT | SOCO | Internal | Winter | B20 | 935 | 2000 | 1775.9 | 38.3 | 46.3 | 8 | 0
2040 | ENT_2_TVA_Transmission | ENT | TVA_Transmission | Internal | Shoulder | B11 | 25 | 2100 | 0 | 170.91 | 161.91 | 8 | 0
2040 | ENT_2_TVA_Transmission | ENT | TVA_Transmission | Internal | Shoulder | B12 | 200 | 2100 | 0 | 152.98 | 152.98 | 8 | 0
2040 | ENT_2_TVA_Transmission | ENT | TVA_Transmission | Internal | Shoulder | B13 | 600 | 2100 | 0 | 144.11 | 144.11 | 8 | 0
2040 | ENT_2_TVA_Transmission | ENT | TVA_Transmission | Internal | Shoulder | B14 | 900 | 2100 | 0 | 144.11 | 144.11 | 8 | 0
2040 | ENT_2_TVA_Transmission | ENT | TVA_Transmission | Internal | Shoulder | B15 | 1203 | 2100 | 2100 | 33.16 | 41.75 | 8 | 0.58
2040 | ENT_2_TVA_Transmission | ENT | TVA_Transmission | Internal | Summer | B1 | 10 | 2100 | 2100 | 276.23 | 300.22 | 8 | 15.99
2040 | ENT_2_TVA_Transmission | ENT | TVA_Transmission | Internal | Summer | B2 | 25 | 2100 | 2100 | 284.23 | 300.22 | 8 | 7.99
2040 | ENT_2_TVA_Transmission | ENT | TVA_Transmission | Internal | Summer | B3 | 75 | 2100 | 0.01 | 298.21 | 306.2 | 8 | 0
2040 | ENT_2_TVA_Transmission | ENT | TVA_Transmission | Internal | Summer | B4 | 100 | 2100 | 406.7 | 260.87 | 268.87 | 8 | 0
2040 | ENT_2_TVA_Transmission | ENT | TVA_Transmission | Internal | Summer | B5 | 200 | 2100 | 0 | 189.17 | 192.48 | 8 | 0
2040 | ENT_2_TVA_Transmission | ENT | TVA_Transmission | Internal | Summer | B6 | 300 | 2100 | 0 | 186.96 | 183.53 | 8 | 0
2040 | ENT_2_TVA_Transmission | ENT | TVA_Transmission | Internal | Summer | B7 | 400 | 2100 | 0 | 180.88 | 174.34 | 8 | 0
2040 | ENT_2_TVA_Transmission | ENT | TVA_Transmission | Internal | Summer | B8 | 500 | 2100 | 0 | 169.32 | 160.3 | 8 | 0
2040 | ENT_2_TVA_Transmission | ENT | TVA_Transmission | Internal | Summer | B9 | 800 | 2100 | 0 | 160.3 | 158.06 | 8 | 0
2040 | ENT_2_TVA_Transmission | ENT | TVA_Transmission | Internal | Summer | B10 | 1262 | 2100 | 0 | 52.18 | 52.18 | 8 | 0
2040 | ENT_2_TVA_Transmission | ENT | TVA_Transmission | Internal | Winter | B16 | 25 | 2100 | 0 | 170.71 | 169.53 | 8 | 0
2040 | ENT_2_TVA_Transmission | ENT | TVA_Transmission | Internal | Winter | B17 | 100 | 2100 | 0 | 160.18 | 160.18 | 8 | 0
2040 | ENT_2_TVA_Transmission | ENT | TVA_Transmission | Internal | Winter | B18 | 400 | 2100 | 0 | 144.12 | 144.12 | 8 | 0
2040 | ENT_2_TVA_Transmission | ENT | TVA_Transmission | Internal | Winter | B19 | 700 | 2100 | 0 | 144.12 | 144.12 | 8 | 0
2040 | ENT_2_TVA_Transmission | ENT | TVA_Transmission | Internal | Winter | B20 | 935 | 2100 | 1727.09 | 38.3 | 46.3 | 8 | 0
2040 | FRCC_2_SOCO | FRCC | SOCO | Internal | Shoulder | B11 | 25 | 900 | 0 | 189.96 | 170.91 | 8 | 0
2040 | FRCC_2_SOCO | FRCC | SOCO | Internal | Shoulder | B12 | 200 | 900 | 0 | 168.53 | 158.53 | 8 | 0
2040 | FRCC_2_SOCO | FRCC | SOCO | Internal | Shoulder | B13 | 600 | 900 | 0 | 162.96 | 152.11 | 8 | 0
2040 | FRCC_2_SOCO | FRCC | SOCO | Internal | Shoulder | B14 | 900 | 900 | 0 | 162.96 | 152.11 | 8 | 0
2040 | FRCC_2_SOCO | FRCC | SOCO | Internal | Shoulder | B15 | 1203 | 900 | 710.28 | 33.16 | 41.16 | 8 | 0
2040 | FRCC_2_SOCO | FRCC | SOCO | Internal | Summer | B1 | 10 | 900 | 0 | 751.19 | 741.19 | 8 | 0
2040 | FRCC_2_SOCO | FRCC | SOCO | Internal | Summer | B2 | 25 | 900 | 0 | 751.19 | 741.19 | 8 | 0
2040 | FRCC_2_SOCO | FRCC | SOCO | Internal | Summer | B3 | 75 | 900 | 0 | 346.67 | 336.67 | 8 | 0
2040 | FRCC_2_SOCO | FRCC | SOCO | Internal | Summer | B4 | 100 | 900 | 0 | 287.87 | 277.87 | 8 | 0
2040 | FRCC_2_SOCO | FRCC | SOCO | Internal | Summer | B5 | 200 | 900 | 0 | 188.71 | 192.12 | 8 | 0
2040 | FRCC_2_SOCO | FRCC | SOCO | Internal | Summer | B6 | 300 | 900 | 0 | 188.71 | 183.34 | 8 | 0
2040 | FRCC_2_SOCO | FRCC | SOCO | Internal | Summer | B7 | 400 | 900 | 0 | 188.71 | 183.34 | 8 | 0
2040 | FRCC_2_SOCO | FRCC | SOCO | Internal | Summer | B8 | 500 | 900 | 0 | 169.5 | 159.5 | 8 | 0
2040 | FRCC_2_SOCO | FRCC | SOCO | Internal | Summer | B9 | 800 | 900 | 0 | 161.91 | 152.06 | 8 | 0
2040 | FRCC_2_SOCO | FRCC | SOCO | Internal | Summer | B10 | 1262 | 900 | 900 | 23.59 | 42.18 | 8 | 10.59
2040 | FRCC_2_SOCO | FRCC | SOCO | Internal | Winter | B16 | 25 | 900 | 0 | 193.12 | 183.12 | 8 | 0
2040 | FRCC_2_SOCO | FRCC | SOCO | Internal | Winter | B17 | 100 | 900 | 0 | 171.97 | 161.97 | 8 | 0
2040 | FRCC_2_SOCO | FRCC | SOCO | Internal | Winter | B18 | 400 | 900 | 0 | 165.65 | 152.12 | 8 | 0
2040 | FRCC_2_SOCO | FRCC | SOCO | Internal | Winter | B19 | 700 | 900 | 0 | 162.9 | 152.12 | 8 | 0
2040 | FRCC_2_SOCO | FRCC | SOCO | Internal | Winter | B20 | 935 | 900 | 502.46 | 38.3 | 46.3 | 8 | 0
2040 | HQ_NEISO_2_NEISO | HQ_NEISO | NEISO | Internal | Shoulder | B11 | 25 | 99999 | 3633.08 | 78.71 | 78.72 | 0.01 | 0
2040 | HQ_NEISO_2_NEISO | HQ_NEISO | NEISO | Internal | Shoulder | B12 | 200 | 99999 | 3625.93 | 81.04 | 81.05 | 0.01 | 0
2040 | HQ_NEISO_2_NEISO | HQ_NEISO | NEISO | Internal | Shoulder | B13 | 600 | 99999 | 3597.78 | 78.71 | 78.72 | 0.01 | 0
2040 | HQ_NEISO_2_NEISO | HQ_NEISO | NEISO | Internal | Shoulder | B14 | 900 | 99999 | 3548.53 | 78.71 | 78.72 | 0.01 | 0
2040 | HQ_NEISO_2_NEISO | HQ_NEISO | NEISO | Internal | Shoulder | B15 | 1203 | 99999 | 1636.15 | 59.76 | 59.77 | 0.01 | 0
2040 | HQ_NEISO_2_NEISO | HQ_NEISO | NEISO | Internal | Summer | B1 | 10 | 99999 | 4031.99 | 751.18 | 751.19 | 0.01 | 0
2040 | HQ_NEISO_2_NEISO | HQ_NEISO | NEISO | Internal | Summer | B2 | 25 | 99999 | 3984.73 | 528.97 | 528.98 | 0.01 | 0
2040 | HQ_NEISO_2_NEISO | HQ_NEISO | NEISO | Internal | Summer | B3 | 75 | 99999 | 3890.52 | 281.2 | 281.21 | 0.01 | 0
2040 | HQ_NEISO_2_NEISO | HQ_NEISO | NEISO | Internal | Summer | B4 | 100 | 99999 | 3809.54 | 236.1 | 236.11 | 0.01 | 0
2040 | HQ_NEISO_2_NEISO | HQ_NEISO | NEISO | Internal | Summer | B5 | 200 | 99999 | 3765.5 | 175.43 | 175.45 | 0.01 | 0
2040 | HQ_NEISO_2_NEISO | HQ_NEISO | NEISO | Internal | Summer | B6 | 300 | 99999 | 3715.82 | 168.32 | 168.33 | 0.01 | 0
2040 | HQ_NEISO_2_NEISO | HQ_NEISO | NEISO | Internal | Summer | B7 | 400 | 99999 | 3658.9 | 159.89 | 159.9 | 0.01 | 0
2040 | HQ_NEISO_2_NEISO | HQ_NEISO | NEISO | Internal | Summer | B8 | 500 | 99999 | 3614.15 | 149.2 | 149.21 | 0.01 | 0
2040 | HQ_NEISO_2_NEISO | HQ_NEISO | NEISO | Internal | Summer | B9 | 800 | 99999 | 3559.32 | 142.53 | 142.54 | 0.01 | 0
2040 | HQ_NEISO_2_NEISO | HQ_NEISO | NEISO | Internal | Summer | B10 | 1262 | 99999 | 1305.12 | 129.79 | 129.8 | 0.01 | 0
2040 | HQ_NEISO_2_NEISO | HQ_NEISO | NEISO | Internal | Winter | B16 | 25 | 99999 | 3732.2 | 87.11 | 87.13 | 0.01 | 0
2040 | HQ_NEISO_2_NEISO | HQ_NEISO | NEISO | Internal | Winter | B17 | 100 | 99999 | 3692.42 | 82.58 | 82.59 | 0.01 | 0
2040 | HQ_NEISO_2_NEISO | HQ_NEISO | NEISO | Internal | Winter | B18 | 400 | 99999 | 3661.97 | 75.42 | 75.44 | 0.01 | 0
2040 | HQ_NEISO_2_NEISO | HQ_NEISO | NEISO | Internal | Winter | B19 | 700 | 99999 | 3605.25 | 75.42 | 75.44 | 0.01 | 0
2040 | HQ_NEISO_2_NEISO | HQ_NEISO | NEISO | Internal | Winter | B20 | 935 | 99999 | 1783.97 | 64.31 | 64.33 | 0.01 | 0
2040 | HQ_NY_2_NYISO_A-F | HQ_NY | NYISO_A-F | Internal | Shoulder | B11 | 25 | 99999 | 2691.25 | 75.71 | 75.72 | 0.01 | 0
2040 | HQ_NY_2_NYISO_A-F | HQ_NY | NYISO_A-F | Internal | Shoulder | B12 | 200 | 99999 | 2724.3 | 78.04 | 78.05 | 0.01 | 0
2040 | HQ_NY_2_NYISO_A-F | HQ_NY | NYISO_A-F | Internal | Shoulder | B13 | 600 | 99999 | 2662.86 | 75.71 | 75.72 | 0.01 | 0
2040 | HQ_NY_2_NYISO_A-F | HQ_NY | NYISO_A-F | Internal | Shoulder | B14 | 900 | 99999 | 2561.4 | 75.71 | 75.72 | 0.01 | 0
2040 | HQ_NY_2_NYISO_A-F | HQ_NY | NYISO_A-F | Internal | Shoulder | B15 | 1203 | 99999 | 1489.61 | 56.75 | 56.76 | 0.01 | 0
2040 | HQ_NY_2_NYISO_A-F | HQ_NY | NYISO_A-F | Internal | Summer | B1 | 10 | 99999 | 3333.15 | 172.32 | 172.33 | 0.01 | 0
2040 | HQ_NY_2_NYISO_A-F | HQ_NY | NYISO_A-F | Internal | Summer | B2 | 25 | 99999 | 3246 | 278.22 | 278.23 | 0.01 | 0
2040 | HQ_NY_2_NYISO_A-F | HQ_NY | NYISO_A-F | Internal | Summer | B3 | 75 | 99999 | 3115.34 | 284.18 | 284.19 | 0.01 | 0
2040 | HQ_NY_2_NYISO_A-F | HQ_NY | NYISO_A-F | Internal | Summer | B4 | 100 | 99999 | 2975.05 | 239.08 | 239.09 | 0.01 | 0
2040 | HQ_NY_2_NYISO_A-F | HQ_NY | NYISO_A-F | Internal | Summer | B5 | 200 | 99999 | 2890.32 | 172.43 | 172.45 | 0.01 | 0
2040 | HQ_NY_2_NYISO_A-F | HQ_NY | NYISO_A-F | Internal | Summer | B6 | 300 | 99999 | 2805.75 | 171.3 | 171.31 | 0.01 | 0
2040 | HQ_NY_2_NYISO_A-F | HQ_NY | NYISO_A-F | Internal | Summer | B7 | 400 | 99999 | 2708.59 | 162.88 | 162.89 | 0.01 | 0
2040 | HQ_NY_2_NYISO_A-F | HQ_NY | NYISO_A-F | Internal | Summer | B8 | 500 | 99999 | 2642.79 | 146.2 | 146.21 | 0.01 | 0
2040 | HQ_NY_2_NYISO_A-F | HQ_NY | NYISO_A-F | Internal | Summer | B9 | 800 | 99999 | 2553.63 | 139.53 | 139.54 | 0.01 | 0
2040 | HQ_NY_2_NYISO_A-F | HQ_NY | NYISO_A-F | Internal | Summer | B10 | 1262 | 99999 | 1342.51 | 126.77 | 126.78 | 0.01 | 0
2040 | HQ_NY_2_NYISO_A-F | HQ_NY | NYISO_A-F | Internal | Winter | B16 | 25 | 99999 | 2921.38 | 84.11 | 84.13 | 0.01 | 0
2040 | HQ_NY_2_NYISO_A-F | HQ_NY | NYISO_A-F | Internal | Winter | B17 | 100 | 99999 | 2867.47 | 79.58 | 79.59 | 0.01 | 0
2040 | HQ_NY_2_NYISO_A-F | HQ_NY | NYISO_A-F | Internal | Winter | B18 | 400 | 99999 | 2805.5 | 72.42 | 72.44 | 0.01 | 0
2040 | HQ_NY_2_NYISO_A-F | HQ_NY | NYISO_A-F | Internal | Winter | B19 | 700 | 99999 | 2697.59 | 72.42 | 72.44 | 0.01 | 0
2040 | HQ_NY_2_NYISO_A-F | HQ_NY | NYISO_A-F | Internal | Winter | B20 | 935 | 99999 | 1660.59 | 61.3 | 61.31 | 0.01 | 0
2040 | HQ_IESO_2_IESO | HQ_IESO | IESO | Internal | Shoulder | B11 | 25 | 99999 | 1813.74 | 68.71 | 68.72 | 0.01 | 0
2040 | HQ_IESO_2_IESO | HQ_IESO | IESO | Internal | Shoulder | B12 | 200 | 99999 | 1851.76 | 71.04 | 71.05 | 0.01 | 0
2040 | HQ_IESO_2_IESO | HQ_IESO | IESO | Internal | Shoulder | B13 | 600 | 99999 | 1806.3 | 68.71 | 68.72 | 0.01 | 0
2040 | HQ_IESO_2_IESO | HQ_IESO | IESO | Internal | Shoulder | B14 | 900 | 99999 | 1723.21 | 68.71 | 68.72 | 0.01 | 0
2040 | HQ_IESO_2_IESO | HQ_IESO | IESO | Internal | Shoulder | B15 | 1203 | 99999 | 1191.51 | 49.75 | 49.76 | 0.01 | 0
2040 | HQ_IESO_2_IESO | HQ_IESO | IESO | Internal | Summer | B1 | 10 | 99999 | 2248.1 | 165.32 | 165.33 | 0.01 | 0
2040 | HQ_IESO_2_IESO | HQ_IESO | IESO | Internal | Summer | B2 | 25 | 99999 | 2168.22 | 271.22 | 271.23 | 0.01 | 0
2040 | HQ_IESO_2_IESO | HQ_IESO | IESO | Internal | Summer | B3 | 75 | 99999 | 2053.98 | 165.32 | 165.33 | 0.01 | 0
2040 | HQ_IESO_2_IESO | HQ_IESO | IESO | Internal | Summer | B4 | 100 | 99999 | 1980.41 | 89.86 | 89.87 | 0.01 | 0
2040 | HQ_IESO_2_IESO | HQ_IESO | IESO | Internal | Summer | B5 | 200 | 99999 | 1925.15 | 56.17 | 56.18 | 0.01 | 0
2040 | HQ_IESO_2_IESO | HQ_IESO | IESO | Internal | Summer | B6 | 300 | 99999 | 1880.07 | 56.17 | 56.18 | 0.01 | 0
2040 | HQ_IESO_2_IESO | HQ_IESO | IESO | Internal | Summer | B7 | 400 | 99999 | 1823.21 | 56.17 | 56.18 | 0.01 | 0
2040 | HQ_IESO_2_IESO | HQ_IESO | IESO | Internal | Summer | B8 | 500 | 99999 | 1760.86 | 56.17 | 56.18 | 0.01 | 0
2040 | HQ_IESO_2_IESO | HQ_IESO | IESO | Internal | Summer | B9 | 800 | 99999 | 1692.97 | 56.17 | 56.18 | 0.01 | 0
2040 | HQ_IESO_2_IESO | HQ_IESO | IESO | Internal | Summer | B10 | 1262 | 99999 | 1128.42 | 56.17 | 56.18 | 0.01 | 0
2040 | HQ_IESO_2_IESO | HQ_IESO | IESO | Internal | Winter | B16 | 25 | 99999 | 2031.74 | 77.11 | 77.13 | 0.01 | 0
2040 | HQ_IESO_2_IESO | HQ_IESO | IESO | Internal | Winter | B17 | 100 | 99999 | 1987.01 | 72.58 | 72.59 | 0.01 | 0
2040 | HQ_IESO_2_IESO | HQ_IESO | IESO | Internal | Winter | B18 | 400 | 99999 | 1935.5 | 65.42 | 65.44 | 0.01 | 0
2040 | HQ_IESO_2_IESO | HQ_IESO | IESO | Internal | Winter | B19 | 700 | 99999 | 1843.66 | 65.42 | 65.44 | 0.01 | 0
2040 | HQ_IESO_2_IESO | HQ_IESO | IESO | Internal | Winter | B20 | 935 | 99999 | 1306.45 | 54.3 | 54.31 | 0.01 | 0
2040 | IESO_2_MAPP_CA | IESO | MAPP_CA | Internal | Shoulder | B11 | 25 | 269 | 0 | 68.72 | 18.47 | 7 | 0
2040 | IESO_2_MAPP_CA | IESO | MAPP_CA | Internal | Shoulder | B12 | 200 | 269 | 0 | 71.05 | 73.31 | 7 | 0
2040 | IESO_2_MAPP_CA | IESO | MAPP_CA | Internal | Shoulder | B13 | 600 | 269 | 0 | 68.72 | 60.72 | 7 | 0
2040 | IESO_2_MAPP_CA | IESO | MAPP_CA | Internal | Shoulder | B14 | 900 | 269 | 0 | 68.72 | 18.47 | 7 | 0
2040 | IESO_2_MAPP_CA | IESO | MAPP_CA | Internal | Shoulder | B15 | 1203 | 269 | 0 | 49.76 | 18.47 | 7 | 0
2040 | IESO_2_MAPP_CA | IESO | MAPP_CA | Internal | Summer | B1 | 10 | 269 | 0 | 165.33 | 48.18 | 7 | 0
2040 | IESO_2_MAPP_CA | IESO | MAPP_CA | Internal | Summer | B2 | 25 | 269 | 0 | 271.23 | 48.18 | 7 | 0
2040 | IESO_2_MAPP_CA | IESO | MAPP_CA | Internal | Summer | B3 | 75 | 269 | 0 | 165.33 | 48.18 | 7 | 0
2040 | IESO_2_MAPP_CA | IESO | MAPP_CA | Internal | Summer | B4 | 100 | 269 | 0 | 89.87 | 48.18 | 7 | 0
2040 | IESO_2_MAPP_CA | IESO | MAPP_CA | Internal | Summer | B5 | 200 | 269 | 0 | 56.18 | 48.18 | 7 | 0
2040 | IESO_2_MAPP_CA | IESO | MAPP_CA | Internal | Summer | B6 | 300 | 269 | 0 | 56.18 | 48.18 | 7 | 0
2040 | IESO_2_MAPP_CA | IESO | MAPP_CA | Internal | Summer | B7 | 400 | 269 | 0 | 56.18 | 48.18 | 7 | 0
2040 | IESO_2_MAPP_CA | IESO | MAPP_CA | Internal | Summer | B8 | 500 | 269 | 0 | 56.18 | 48.18 | 7 | 0
2040 | IESO_2_MAPP_CA | IESO | MAPP_CA | Internal | Summer | B9 | 800 | 269 | 0 | 56.18 | 48.18 | 7 | 0
2040 | IESO_2_MAPP_CA | IESO | MAPP_CA | Internal | Summer | B10 | 1262 | 269 | 0 | 56.18 | 48.18 | 7 | 0
2040 | IESO_2_MAPP_CA | IESO | MAPP_CA | Internal | Winter | B16 | 25 | 269 | 0 | 77.13 | 46.31 | 7 | 0
2040 | IESO_2_MAPP_CA | IESO | MAPP_CA | Internal | Winter | B17 | 100 | 269 | 0 | 72.59 | 46.31 | 7 | 0
2040 | IESO_2_MAPP_CA | IESO | MAPP_CA | Internal | Winter | B18 | 400 | 269 | 0 | 65.44 | 57.44 | 7 | 0
2040 | IESO_2_MAPP_CA | IESO | MAPP_CA | Internal | Winter | B19 | 700 | 269 | 0 | 65.44 | 57.44 | 7 | 0
2040 | IESO_2_MAPP_CA | IESO | MAPP_CA | Internal | Winter | B20 | 935 | 269 | 0 | 54.31 | 46.31 | 7 | 0
2040 | IESO_2_MISO_MI | IESO | MISO_MI | Internal | Shoulder | B11 | 25 | 3125 | 3125 | 68.72 | 153.9 | 7 | 78.18
2040 | IESO_2_MISO_MI | IESO | MISO_MI | Internal | Shoulder | B12 | 200 | 3125 | 3125 | 71.05 | 149.3 | 7 | 71.25
2040 | IESO_2_MISO_MI | IESO | MISO_MI | Internal | Shoulder | B13 | 600 | 3125 | 3125 | 68.72 | 147.11 | 7 | 71.39
2040 | IESO_2_MISO_MI | IESO | MISO_MI | Internal | Shoulder | B14 | 900 | 3125 | 3125 | 68.72 | 147.11 | 7 | 71.39
2040 | IESO_2_MISO_MI | IESO | MISO_MI | Internal | Shoulder | B15 | 1203 | 3125 | 0 | 49.76 | 56.14 | 7 | 0
2040 | IESO_2_MISO_MI | IESO | MISO_MI | Internal | Summer | B1 | 10 | 3125 | 3125 | 165.33 | 290.2 | 7 | 117.87
2040 | IESO_2_MISO_MI | IESO | MISO_MI | Internal | Summer | B2 | 25 | 3125 | 3125 | 271.23 | 284.23 | 7 | 6
2040 | IESO_2_MISO_MI | IESO | MISO_MI | Internal | Summer | B3 | 75 | 3125 | 3125 | 165.33 | 290.21 | 7 | 117.88
2040 | IESO_2_MISO_MI | IESO | MISO_MI | Internal | Summer | B4 | 100 | 3125 | 3125 | 89.87 | 260.87 | 7 | 164
2040 | IESO_2_MISO_MI | IESO | MISO_MI | Internal | Summer | B5 | 200 | 3125 | 3125 | 56.18 | 184.48 | 7 | 121.3
2040 | IESO_2_MISO_MI | IESO | MISO_MI | Internal | Summer | B6 | 300 | 3125 | 3125 | 56.18 | 177.32 | 7 | 114.14
2040 | IESO_2_MISO_MI | IESO | MISO_MI | Internal | Summer | B7 | 400 | 3125 | 3125 | 56.18 | 168.88 | 7 | 105.7
2040 | IESO_2_MISO_MI | IESO | MISO_MI | Internal | Summer | B8 | 500 | 3125 | 3125 | 56.18 | 152.3 | 7 | 89.12
2040 | IESO_2_MISO_MI | IESO | MISO_MI | Internal | Summer | B9 | 800 | 3125 | 3125 | 56.18 | 152.3 | 7 | 89.12
2040 | IESO_2_MISO_MI | IESO | MISO_MI | Internal | Summer | B10 | 1262 | 3125 | 2450.3 | 56.18 | 63.18 | 7 | 0
2040 | IESO_2_MISO_MI | IESO | MISO_MI | Internal | Winter | B16 | 25 | 3125 | 3125 | 77.13 | 153.54 | 7 | 69.42
2040 | IESO_2_MISO_MI | IESO | MISO_MI | Internal | Winter | B17 | 100 | 3125 | 3125 | 72.59 | 155.8 | 7 | 76.21
2040 | IESO_2_MISO_MI | IESO | MISO_MI | Internal | Winter | B18 | 400 | 3125 | 3125 | 65.44 | 146.91 | 7 | 74.47
2040 | IESO_2_MISO_MI | IESO | MISO_MI | Internal | Winter | B19 | 700 | 3125 | 3125 | 65.44 | 146.91 | 7 | 74.47
2040 | IESO_2_MISO_MI | IESO | MISO_MI | Internal | Winter | B20 | 935 | 3125 | 0 | 54.31 | 60.38 | 7 | 0
2040 | IESO_2_MISO_W | IESO | MISO_W | Internal | Shoulder | B11 | 25 | 195 | 195 | 68.72 | 153.9 | 7 | 78.18
2040 | IESO_2_MISO_W | IESO | MISO_W | Internal | Shoulder | B12 | 200 | 195 | 195 | 71.05 | 144.97 | 7 | 66.92
2040 | IESO_2_MISO_W | IESO | MISO_W | Internal | Shoulder | B13 | 600 | 195 | 195 | 68.72 | 136.1 | 7 | 60.38
2040 | IESO_2_MISO_W | IESO | MISO_W | Internal | Shoulder | B14 | 900 | 195 | 0 | 68.72 | 18.48 | 7 | 0
2040 | IESO_2_MISO_W | IESO | MISO_W | Internal | Shoulder | B15 | 1203 | 195 | 0 | 49.76 | 18.46 | 7 | 0
2040 | IESO_2_MISO_W | IESO | MISO_W | Internal | Summer | B1 | 10 | 195 | 195 | 165.33 | 290.2 | 7 | 117.87
2040 | IESO_2_MISO_W | IESO | MISO_W | Internal | Summer | B2 | 25 | 195 | 195 | 271.23 | 284.22 | 7 | 5.99
2040 | IESO_2_MISO_W | IESO | MISO_W | Internal | Summer | B3 | 75 | 195 | 195 | 165.33 | 290.2 | 7 | 117.87
2040 | IESO_2_MISO_W | IESO | MISO_W | Internal | Summer | B4 | 100 | 195 | 195 | 89.87 | 260.86 | 7 | 163.99
2040 | IESO_2_MISO_W | IESO | MISO_W | Internal | Summer | B5 | 200 | 195 | 195 | 56.18 | 184.48 | 7 | 121.3
2040 | IESO_2_MISO_W | IESO | MISO_W | Internal | Summer | B6 | 300 | 195 | 195 | 56.18 | 177.32 | 7 | 114.14
2040 | IESO_2_MISO_W | IESO | MISO_W | Internal | Summer | B7 | 400 | 195 | 195 | 56.18 | 168.88 | 7 | 105.7
2040 | IESO_2_MISO_W | IESO | MISO_W | Internal | Summer | B8 | 500 | 195 | 195 | 56.18 | 152.2 | 7 | 89.02
2040 | IESO_2_MISO_W | IESO | MISO_W | Internal | Summer | B9 | 800 | 195 | 195 | 56.18 | 150.06 | 7 | 86.88
2040 | IESO_2_MISO_W | IESO | MISO_W | Internal | Summer | B10 | 1262 | 195 | 0 | 56.18 | 44.17 | 7 | 0
2040 | IESO_2_MISO_W | IESO | MISO_W | Internal | Winter | B16 | 25 | 195 | 0 | 77.13 | 11.48 | 7 | 0
2040 | IESO_2_MISO_W | IESO | MISO_W | Internal | Winter | B17 | 100 | 195 | 0 | 72.59 | 11.48 | 7 | 0
2040 | IESO_2_MISO_W | IESO | MISO_W | Internal | Winter | B18 | 400 | 195 | 0 | 65.44 | 57.45 | 7 | 0
2040 | IESO_2_MISO_W | IESO | MISO_W | Internal | Winter | B19 | 700 | 195 | 0 | 65.44 | 57.45 | 7 | 0
2040 | IESO_2_MISO_W | IESO | MISO_W | Internal | Winter | B20 | 935 | 195 | 0 | 54.31 | 18.48 | 7 | 0
2040 | IESO_2_NYISO_A-F | IESO | NYISO_A-F | Internal | Shoulder | B11 | 25 | 2224 | 2087.43 | 68.72 | 75.72 | 7 | 0
2040 | IESO_2_NYISO_A-F | IESO | NYISO_A-F | Internal | Shoulder | B12 | 200 | 2224 | 1738.25 | 71.05 | 78.05 | 7 | 0
2040 | IESO_2_NYISO_A-F | IESO | NYISO_A-F | Internal | Shoulder | B13 | 600 | 2224 | 2117.69 | 68.72 | 75.72 | 7 | 0
2040 | IESO_2_NYISO_A-F | IESO | NYISO_A-F | Internal | Shoulder | B14 | 900 | 2224 | 1858.85 | 68.72 | 75.72 | 7 | 0
2040 | IESO_2_NYISO_A-F | IESO | NYISO_A-F | Internal | Shoulder | B15 | 1203 | 2224 | 1378.3 | 49.76 | 56.76 | 7 | 0
2040 | IESO_2_NYISO_A-F | IESO | NYISO_A-F | Internal | Summer | B1 | 10 | 2224 | 1316.87 | 165.33 | 172.33 | 7 | 0
2040 | IESO_2_NYISO_A-F | IESO | NYISO_A-F | Internal | Summer | B2 | 25 | 2224 | 2199.09 | 271.23 | 278.23 | 7 | 0
2040 | IESO_2_NYISO_A-F | IESO | NYISO_A-F | Internal | Summer | B3 | 75 | 2224 | 2224 | 165.33 | 284.19 | 7 | 111.85
2040 | IESO_2_NYISO_A-F | IESO | NYISO_A-F | Internal | Summer | B4 | 100 | 2224 | 2224 | 89.87 | 239.09 | 7 | 142.22
2040 | IESO_2_NYISO_A-F | IESO | NYISO_A-F | Internal | Summer | B5 | 200 | 2224 | 2224 | 56.18 | 172.45 | 7 | 109.27
2040 | IESO_2_NYISO_A-F | IESO | NYISO_A-F | Internal | Summer | B6 | 300 | 2224 | 2224 | 56.18 | 171.31 | 7 | 108.13
2040 | IESO_2_NYISO_A-F | IESO | NYISO_A-F | Internal | Summer | B7 | 400 | 2224 | 2224 | 56.18 | 162.89 | 7 | 99.71
2040 | IESO_2_NYISO_A-F | IESO | NYISO_A-F | Internal | Summer | B8 | 500 | 2224 | 2224 | 56.18 | 146.21 | 7 | 83.03
2040 | IESO_2_NYISO_A-F | IESO | NYISO_A-F | Internal | Summer | B9 | 800 | 2224 | 2224 | 56.18 | 139.54 | 7 | 76.36
2040 | IESO_2_NYISO_A-F | IESO | NYISO_A-F | Internal | Summer | B10 | 1262 | 2224 | 2224 | 56.18 | 126.78 | 7 | 63.6
2040 | IESO_2_NYISO_A-F | IESO | NYISO_A-F | Internal | Winter | B16 | 25 | 2224 | 1726.65 | 77.13 | 84.13 | 7 | 0
2040 | IESO_2_NYISO_A-F | IESO | NYISO_A-F | Internal | Winter | B17 | 100 | 2224 | 1948.71 | 72.59 | 79.59 | 7 | 0
2040 | IESO_2_NYISO_A-F | IESO | NYISO_A-F | Internal | Winter | B18 | 400 | 2224 | 1729.42 | 65.44 | 72.44 | 7 | 0
2040 | IESO_2_NYISO_A-F | IESO | NYISO_A-F | Internal | Winter | B19 | 700 | 2224 | 1397.82 | 65.44 | 72.44 | 7 | 0
2040 | IESO_2_NYISO_A-F | IESO | NYISO_A-F | Internal | Winter | B20 | 935 | 2224 | 912.68 | 54.31 | 61.31 | 7 | 0
2040 | MAPP_CA_2_IESO | MAPP_CA | IESO | Internal | Shoulder | B11 | 25 | 337 | 337 | 18.47 | 68.72 | 8 | 42.25
2040 | MAPP_CA_2_IESO | MAPP_CA | IESO | Internal | Shoulder | B12 | 200 | 337 | 0 | 73.31 | 71.05 | 8 | 0
2040 | MAPP_CA_2_IESO | MAPP_CA | IESO | Internal | Shoulder | B13 | 600 | 337 | 301.72 | 60.72 | 68.72 | 8 | 0
2040 | MAPP_CA_2_IESO | MAPP_CA | IESO | Internal | Shoulder | B14 | 900 | 337 | 337 | 18.47 | 68.72 | 8 | 42.25
2040 | MAPP_CA_2_IESO | MAPP_CA | IESO | Internal | Shoulder | B15 | 1203 | 337 | 337 | 18.47 | 49.76 | 8 | 23.29
2040 | MAPP_CA_2_IESO | MAPP_CA | IESO | Internal | Summer | B1 | 10 | 337 | 337 | 48.18 | 165.33 | 8 | 109.15
2040 | MAPP_CA_2_IESO | MAPP_CA | IESO | Internal | Summer | B2 | 25 | 337 | 337 | 48.18 | 271.23 | 8 | 215.05
2040 | MAPP_CA_2_IESO | MAPP_CA | IESO | Internal | Summer | B3 | 75 | 337 | 337 | 48.18 | 165.33 | 8 | 109.15
2040 | MAPP_CA_2_IESO | MAPP_CA | IESO | Internal | Summer | B4 | 100 | 337 | 337 | 48.18 | 89.87 | 8 | 33.69
2040 | MAPP_CA_2_IESO | MAPP_CA | IESO | Internal | Summer | B5 | 200 | 337 | 291.66 | 48.18 | 56.18 | 8 | 0
2040 | MAPP_CA_2_IESO | MAPP_CA | IESO | Internal | Summer | B6 | 300 | 337 | 107.3 | 48.18 | 56.18 | 8 | 0
2040 | MAPP_CA_2_IESO | MAPP_CA | IESO | Internal | Summer | B7 | 400 | 337 | 80.01 | 48.18 | 56.18 | 8 | 0
2040 | MAPP_CA_2_IESO | MAPP_CA | IESO | Internal | Summer | B8 | 500 | 337 | 70.89 | 48.18 | 56.18 | 8 | 0
2040 | MAPP_CA_2_IESO | MAPP_CA | IESO | Internal | Summer | B9 | 800 | 337 | 66.1 | 48.18 | 56.18 | 8 | 0
2040 | MAPP_CA_2_IESO | MAPP_CA | IESO | Internal | Summer | B10 | 1262 | 337 | 63.35 | 48.18 | 56.18 | 8 | 0
2040 | MAPP_CA_2_IESO | MAPP_CA | IESO | Internal | Winter | B16 | 25 | 337 | 337 | 46.31 | 77.13 | 8 | 22.81
2040 | MAPP_CA_2_IESO | MAPP_CA | IESO | Internal | Winter | B17 | 100 | 337 | 337 | 46.31 | 72.59 | 8 | 18.28
2040 | MAPP_CA_2_IESO | MAPP_CA | IESO | Internal | Winter | B18 | 400 | 337 | 308.39 | 57.44 | 65.44 | 8 | 0
2040 | MAPP_CA_2_IESO | MAPP_CA | IESO | Internal | Winter | B19 | 700 | 337 | 139.72 | 57.44 | 65.44 | 8 | 0
2040 | MAPP_CA_2_IESO | MAPP_CA | IESO | Internal | Winter | B20 | 935 | 337 | 83.14 | 46.31 | 54.31 | 8 | 0
2040 | MAPP_CA_2_MAPP_US | MAPP_CA | MAPP_US | Internal | Shoulder | B11 | 25 | 372 | 372 | 18.47 | 146.9 | 7 | 121.43
2040 | MAPP_CA_2_MAPP_US | MAPP_CA | MAPP_US | Internal | Shoulder | B12 | 200 | 372 | 266.33 | 73.31 | 80.31 | 7 | 0
2040 | MAPP_CA_2_MAPP_US | MAPP_CA | MAPP_US | Internal | Shoulder | B13 | 600 | 372 | 0 | 60.72 | 53.72 | 7 | 0
2040 | MAPP_CA_2_MAPP_US | MAPP_CA | MAPP_US | Internal | Shoulder | B14 | 900 | 372 | 0 | 18.47 | 11.48 | 7 | 0
2040 | MAPP_CA_2_MAPP_US | MAPP_CA | MAPP_US | Internal | Shoulder | B15 | 1203 | 372 | 0 | 18.47 | 11.48 | 7 | 0
2040 | MAPP_CA_2_MAPP_US | MAPP_CA | MAPP_US | Internal | Summer | B1 | 10 | 372 | 372 | 48.18 | 283.2 | 7 | 228.02
2040 | MAPP_CA_2_MAPP_US | MAPP_CA | MAPP_US | Internal | Summer | B2 | 25 | 372 | 372 | 48.18 | 277.22 | 7 | 222.04
2040 | MAPP_CA_2_MAPP_US | MAPP_CA | MAPP_US | Internal | Summer | B3 | 75 | 372 | 372 | 48.18 | 283.2 | 7 | 228.02
2040 | MAPP_CA_2_MAPP_US | MAPP_CA | MAPP_US | Internal | Summer | B4 | 100 | 372 | 372 | 48.18 | 253.86 | 7 | 198.68
2040 | MAPP_CA_2_MAPP_US | MAPP_CA | MAPP_US | Internal | Summer | B5 | 200 | 372 | 372 | 48.18 | 177.48 | 7 | 122.3
2040 | MAPP_CA_2_MAPP_US | MAPP_CA | MAPP_US | Internal | Summer | B6 | 300 | 372 | 372 | 48.18 | 170.32 | 7 | 115.14
2040 | MAPP_CA_2_MAPP_US | MAPP_CA | MAPP_US | Internal | Summer | B7 | 400 | 372 | 372 | 48.18 | 161.88 | 7 | 106.7
2040 | MAPP_CA_2_MAPP_US | MAPP_CA | MAPP_US | Internal | Summer | B8 | 500 | 372 | 372 | 48.18 | 145.2 | 7 | 90.02
2040 | MAPP_CA_2_MAPP_US | MAPP_CA | MAPP_US | Internal | Summer | B9 | 800 | 372 | 372 | 48.18 | 143.06 | 7 | 87.88
2040 | MAPP_CA_2_MAPP_US | MAPP_CA | MAPP_US | Internal | Summer | B10 | 1262 | 372 | 0 | 48.18 | 37.17 | 7 | 0
2040 | MAPP_CA_2_MAPP_US | MAPP_CA | MAPP_US | Internal | Winter | B16 | 25 | 372 | 0 | 46.31 | 11.48 | 7 | 0
2040 | MAPP_CA_2_MAPP_US | MAPP_CA | MAPP_US | Internal | Winter | B17 | 100 | 372 | 0 | 46.31 | 11.48 | 7 | 0
2040 | MAPP_CA_2_MAPP_US | MAPP_CA | MAPP_US | Internal | Winter | B18 | 400 | 372 | 0 | 57.44 | 50.45 | 7 | 0
2040 | MAPP_CA_2_MAPP_US | MAPP_CA | MAPP_US | Internal | Winter | B19 | 700 | 372 | 0 | 57.44 | 49.13 | 7 | 0
2040 | MAPP_CA_2_MAPP_US | MAPP_CA | MAPP_US | Internal | Winter | B20 | 935 | 372 | 0 | 46.31 | 11.48 | 7 | 0
2040 | MAPP_CA_2_MISO_W | MAPP_CA | MISO_W | Internal | Shoulder | B11 | 25 | 1970 | 1970 | 18.47 | 153.9 | 0.01 | 135.42
2040 | MAPP_CA_2_MISO_W | MAPP_CA | MISO_W | Internal | Shoulder | B12 | 200 | 1970 | 1970 | 73.31 | 144.97 | 0.01 | 71.65
2040 | MAPP_CA_2_MISO_W | MAPP_CA | MISO_W | Internal | Shoulder | B13 | 600 | 1970 | 1970 | 60.72 | 136.1 | 0.01 | 75.37
2040 | MAPP_CA_2_MISO_W | MAPP_CA | MISO_W | Internal | Shoulder | B14 | 900 | 1970 | 125.64 | 18.47 | 18.48 | 0.01 | 0
2040 | MAPP_CA_2_MISO_W | MAPP_CA | MISO_W | Internal | Shoulder | B15 | 1203 | 1970 | 0 | 18.47 | 18.46 | 0.01 | 0
2040 | MAPP_CA_2_MISO_W | MAPP_CA | MISO_W | Internal | Summer | B1 | 10 | 1970 | 1970 | 48.18 | 290.2 | 0.01 | 242.01
2040 | MAPP_CA_2_MISO_W | MAPP_CA | MISO_W | Internal | Summer | B2 | 25 | 1970 | 1970 | 48.18 | 284.22 | 0.01 | 236.03
2040 | MAPP_CA_2_MISO_W | MAPP_CA | MISO_W | Internal | Summer | B3 | 75 | 1970 | 1970 | 48.18 | 290.2 | 0.01 | 242.01
2040 | MAPP_CA_2_MISO_W | MAPP_CA | MISO_W | Internal | Summer | B4 | 100 | 1970 | 1970 | 48.18 | 260.86 | 0.01 | 212.67
2040 | MAPP_CA_2_MISO_W | MAPP_CA | MISO_W | Internal | Summer | B5 | 200 | 1970 | 1970 | 48.18 | 184.48 | 0.01 | 136.29
2040 | MAPP_CA_2_MISO_W | MAPP_CA | MISO_W | Internal | Summer | B6 | 300 | 1970 | 1970 | 48.18 | 177.32 | 0.01 | 129.13
2040 | MAPP_CA_2_MISO_W | MAPP_CA | MISO_W | Internal | Summer | B7 | 400 | 1970 | 1970 | 48.18 | 168.88 | 0.01 | 120.69
2040 | MAPP_CA_2_MISO_W | MAPP_CA | MISO_W | Internal | Summer | B8 | 500 | 1970 | 1970 | 48.18 | 152.2 | 0.01 | 104
2040 | MAPP_CA_2_MISO_W | MAPP_CA | MISO_W | Internal | Summer | B9 | 800 | 1970 | 1970 | 48.18 | 150.06 | 0.01 | 101.87
2040 | MAPP_CA_2_MISO_W | MAPP_CA | MISO_W | Internal | Summer | B10 | 1262 | 1970 | 0 | 48.18 | 44.17 | 0.01 | 0
2040 | MAPP_CA_2_MISO_W | MAPP_CA | MISO_W | Internal | Winter | B16 | 25 | 1970 | 0 | 46.31 | 11.48 | 0.01 | 0
2040 | MAPP_CA_2_MISO_W | MAPP_CA | MISO_W | Internal | Winter | B17 | 100 | 1970 | 0 | 46.31 | 11.48 | 0.01 | 0
2040 | MAPP_CA_2_MISO_W | MAPP_CA | MISO_W | Internal | Winter | B18 | 400 | 1970 | 1373.67 | 57.44 | 57.45 | 0.01 | 0
2040 | MAPP_CA_2_MISO_W | MAPP_CA | MISO_W | Internal | Winter | B19 | 700 | 1970 | 1759.87 | 57.44 | 57.45 | 0.01 | 0
2040 | MAPP_CA_2_MISO_W | MAPP_CA | MISO_W | Internal | Winter | B20 | 935 | 1970 | 0 | 46.31 | 18.48 | 0.01 | 0
2040 | MAPP_US_2_MAPP_CA | MAPP_US | MAPP_CA | Internal | Shoulder | B11 | 25 | 165 | 0 | 146.9 | 18.47 | 7 | 0
2040 | MAPP_US_2_MAPP_CA | MAPP_US | MAPP_CA | Internal | Shoulder | B12 | 200 | 165 | 0 | 80.31 | 73.31 | 7 | 0
2040 | MAPP_US_2_MAPP_CA | MAPP_US | MAPP_CA | Internal | Shoulder | B13 | 600 | 165 | 1.59 | 53.72 | 60.72 | 7 | 0
2040 | MAPP_US_2_MAPP_CA | MAPP_US | MAPP_CA | Internal | Shoulder | B14 | 900 | 165 | 0 | 11.48 | 18.47 | 7 | 0
2040 | MAPP_US_2_MAPP_CA | MAPP_US | MAPP_CA | Internal | Shoulder | B15 | 1203 | 165 | 0 | 11.48 | 18.47 | 7 | 0
2040 | MAPP_US_2_MAPP_CA | MAPP_US | MAPP_CA | Internal | Summer | B1 | 10 | 165 | 0 | 283.2 | 48.18 | 7 | 0
2040 | MAPP_US_2_MAPP_CA | MAPP_US | MAPP_CA | Internal | Summer | B2 | 25 | 165 | 0 | 277.22 | 48.18 | 7 | 0
2040 | MAPP_US_2_MAPP_CA | MAPP_US | MAPP_CA | Internal | Summer | B3 | 75 | 165 | 0 | 283.2 | 48.18 | 7 | 0
2040 | MAPP_US_2_MAPP_CA | MAPP_US | MAPP_CA | Internal | Summer | B4 | 100 | 165 | 0 | 253.86 | 48.18 | 7 | 0
2040 | MAPP_US_2_MAPP_CA | MAPP_US | MAPP_CA | Internal | Summer | B5 | 200 | 165 | 0 | 177.48 | 48.18 | 7 | 0
2040 | MAPP_US_2_MAPP_CA | MAPP_US | MAPP_CA | Internal | Summer | B6 | 300 | 165 | 0 | 170.32 | 48.18 | 7 | 0
2040 | MAPP_US_2_MAPP_CA | MAPP_US | MAPP_CA | Internal | Summer | B7 | 400 | 165 | 0 | 161.88 | 48.18 | 7 | 0
2040 | MAPP_US_2_MAPP_CA | MAPP_US | MAPP_CA | Internal | Summer | B8 | 500 | 165 | 0 | 145.2 | 48.18 | 7 | 0
2040 | MAPP_US_2_MAPP_CA | MAPP_US | MAPP_CA | Internal | Summer | B9 | 800 | 165 | 0 | 143.06 | 48.18 | 7 | 0
2040 | MAPP_US_2_MAPP_CA | MAPP_US | MAPP_CA | Internal | Summer | B10 | 1262 | 165 | 165 | 37.17 | 48.18 | 7 | 4.01
2040 | MAPP_US_2_MAPP_CA | MAPP_US | MAPP_CA | Internal | Winter | B16 | 25 | 165 | 165 | 11.48 | 46.31 | 7 | 27.83
2040 | MAPP_US_2_MAPP_CA | MAPP_US | MAPP_CA | Internal | Winter | B17 | 100 | 165 | 165 | 11.48 | 46.31 | 7 | 27.83
2040 | MAPP_US_2_MAPP_CA | MAPP_US | MAPP_CA | Internal | Winter | B18 | 400 | 165 | 0 | 50.45 | 57.44 | 7 | 0
2040 | MAPP_US_2_MAPP_CA | MAPP_US | MAPP_CA | Internal | Winter | B19 | 700 | 165 | 165 | 49.13 | 57.44 | 7 | 1.31
2040 | MAPP_US_2_MAPP_CA | MAPP_US | MAPP_CA | Internal | Winter | B20 | 935 | 165 | 165 | 11.48 | 46.31 | 7 | 27.83
2040 | MAPP_US_2_MISO_W | MAPP_US | MISO_W | Internal | Shoulder | B11 | 25 | 2635 | 2513.74 | 146.9 | 153.9 | 7 | 0
2040 | MAPP_US_2_MISO_W | MAPP_US | MISO_W | Internal | Shoulder | B12 | 200 | 2635 | 2635 | 80.31 | 144.97 | 7 | 57.66
2040 | MAPP_US_2_MISO_W | MAPP_US | MISO_W | Internal | Shoulder | B13 | 600 | 2635 | 2635 | 53.72 | 136.1 | 7 | 75.38
2040 | MAPP_US_2_MISO_W | MAPP_US | MISO_W | Internal | Shoulder | B14 | 900 | 2635 | 2600.81 | 11.48 | 18.48 | 7 | 0
2040 | MAPP_US_2_MISO_W | MAPP_US | MISO_W | Internal | Shoulder | B15 | 1203 | 2635 | 0 | 11.48 | 18.46 | 7 | 0
2040 | MAPP_US_2_MISO_W | MAPP_US | MISO_W | Internal | Summer | B1 | 10 | 2635 | 1332.77 | 283.2 | 290.2 | 7 | 0
2040 | MAPP_US_2_MISO_W | MAPP_US | MISO_W | Internal | Summer | B2 | 25 | 2635 | 1991.04 | 277.22 | 284.22 | 7 | 0
2040 | MAPP_US_2_MISO_W | MAPP_US | MISO_W | Internal | Summer | B3 | 75 | 2635 | 1714.59 | 283.2 | 290.2 | 7 | 0
2040 | MAPP_US_2_MISO_W | MAPP_US | MISO_W | Internal | Summer | B4 | 100 | 2635 | 1787.81 | 253.86 | 260.86 | 7 | 0
2040 | MAPP_US_2_MISO_W | MAPP_US | MISO_W | Internal | Summer | B5 | 200 | 2635 | 861.1 | 177.48 | 184.48 | 7 | 0
2040 | MAPP_US_2_MISO_W | MAPP_US | MISO_W | Internal | Summer | B6 | 300 | 2635 | 94.58 | 170.32 | 177.32 | 7 | 0
2040 | MAPP_US_2_MISO_W | MAPP_US | MISO_W | Internal | Summer | B7 | 400 | 2635 | 1776.23 | 161.88 | 168.88 | 7 | 0
2040 | MAPP_US_2_MISO_W | MAPP_US | MISO_W | Internal | Summer | B8 | 500 | 2635 | 2365.22 | 145.2 | 152.2 | 7 | 0
2040 | MAPP_US_2_MISO_W | MAPP_US | MISO_W | Internal | Summer | B9 | 800 | 2635 | 1744.99 | 143.06 | 150.06 | 7 | 0
2040 | MAPP_US_2_MISO_W | MAPP_US | MISO_W | Internal | Summer | B10 | 1262 | 2635 | 1270.83 | 37.17 | 44.17 | 7 | 0
2040 | MAPP_US_2_MISO_W | MAPP_US | MISO_W | Internal | Winter | B16 | 25 | 2635 | 0 | 11.48 | 11.48 | 7 | 0
2040 | MAPP_US_2_MISO_W | MAPP_US | MISO_W | Internal | Winter | B17 | 100 | 2635 | 0 | 11.48 | 11.48 | 7 | 0
2040 | MAPP_US_2_MISO_W | MAPP_US | MISO_W | Internal | Winter | B18 | 400 | 2635 | 2503.78 | 50.45 | 57.45 | 7 | 0
2040 | MAPP_US_2_MISO_W | MAPP_US | MISO_W | Internal | Winter | B19 | 700 | 2635 | 2635 | 49.13 | 57.45 | 7 | 1.32
2040 | MAPP_US_2_MISO_W | MAPP_US | MISO_W | Internal | Winter | B20 | 935 | 2635 | 529.9 | 11.48 | 18.48 | 7 | 0
2040 | MAPP_US_2_NE | MAPP_US | NE | Internal | Shoulder | B11 | 25 | 2000 | 0 | 146.9 | 148.9 | 7 | 0
2040 | MAPP_US_2_NE | MAPP_US | NE | Internal | Shoulder | B12 | 200 | 2000 | 0 | 80.31 | 80.31 | 7 | 0
2040 | MAPP_US_2_NE | MAPP_US | NE | Internal | Shoulder | B13 | 600 | 2000 | 0 | 53.72 | 48.72 | 7 | 0
2040 | MAPP_US_2_NE | MAPP_US | NE | Internal | Shoulder | B14 | 900 | 2000 | 0 | 11.48 | 6.48 | 7 | 0
2040 | MAPP_US_2_NE | MAPP_US | NE | Internal | Shoulder | B15 | 1203 | 2000 | 0 | 11.48 | 0.01 | 7 | 0
2040 | MAPP_US_2_NE | MAPP_US | NE | Internal | Summer | B1 | 10 | 2000 | 0 | 283.2 | 285.2 | 7 | 0
2040 | MAPP_US_2_NE | MAPP_US | NE | Internal | Summer | B2 | 25 | 2000 | 0 | 277.22 | 279.22 | 7 | 0
2040 | MAPP_US_2_NE | MAPP_US | NE | Internal | Summer | B3 | 75 | 2000 | 277.9 | 283.2 | 290.2 | 7 | 0
2040 | MAPP_US_2_NE | MAPP_US | NE | Internal | Summer | B4 | 100 | 2000 | 0 | 253.86 | 255.86 | 7 | 0
2040 | MAPP_US_2_NE | MAPP_US | NE | Internal | Summer | B5 | 200 | 2000 | 0 | 177.48 | 184.16 | 7 | 0
2040 | MAPP_US_2_NE | MAPP_US | NE | Internal | Summer | B6 | 300 | 2000 | 989.58 | 170.32 | 177.32 | 7 | 0
2040 | MAPP_US_2_NE | MAPP_US | NE | Internal | Summer | B7 | 400 | 2000 | 46.68 | 161.88 | 168.88 | 7 | 0
2040 | MAPP_US_2_NE | MAPP_US | NE | Internal | Summer | B8 | 500 | 2000 | 0 | 145.2 | 147.2 | 7 | 0
2040 | MAPP_US_2_NE | MAPP_US | NE | Internal | Summer | B9 | 800 | 2000 | 0 | 143.06 | 145.06 | 7 | 0
2040 | MAPP_US_2_NE | MAPP_US | NE | Internal | Summer | B10 | 1262 | 2000 | 0 | 37.17 | 39.16 | 7 | 0
2040 | MAPP_US_2_NE | MAPP_US | NE | Internal | Winter | B16 | 25 | 2000 | 0 | 11.48 | 0.01 | 7 | 0
2040 | MAPP_US_2_NE | MAPP_US | NE | Internal | Winter | B17 | 100 | 2000 | 0 | 11.48 | 0.01 | 7 | 0
2040 | MAPP_US_2_NE | MAPP_US | NE | Internal | Winter | B18 | 400 | 2000 | 0 | 50.45 | 52.44 | 7 | 0
2040 | MAPP_US_2_NE | MAPP_US | NE | Internal | Winter | B19 | 700 | 2000 | 0 | 49.13 | 32.51 | 7 | 0
2040 | MAPP_US_2_NE | MAPP_US | NE | Internal | Winter | B20 | 935 | 2000 | 0 | 11.48 | 0.01 | 7 | 0
2040 | MARITIMES_2_NEISO | MARITIMES | NEISO | Internal | Shoulder | B11 | 25 | 99999 | 1720.66 | 78.71 | 78.72 | 0.01 | 0
2040 | MARITIMES_2_NEISO | MARITIMES | NEISO | Internal | Shoulder | B12 | 200 | 99999 | 1717.44 | 81.04 | 81.05 | 0.01 | 0
2040 | MARITIMES_2_NEISO | MARITIMES | NEISO | Internal | Shoulder | B13 | 600 | 99999 | 1704.78 | 78.71 | 78.72 | 0.01 | 0
2040 | MARITIMES_2_NEISO | MARITIMES | NEISO | Internal | Shoulder | B14 | 900 | 99999 | 1682.64 | 78.71 | 78.72 | 0.01 | 0
2040 | MARITIMES_2_NEISO | MARITIMES | NEISO | Internal | Shoulder | B15 | 1203 | 99999 | 648.08 | 59.76 | 59.77 | 0.01 | 0
2040 | MARITIMES_2_NEISO | MARITIMES | NEISO | Internal | Summer | B1 | 10 | 99999 | 1900.1 | 751.18 | 751.19 | 0.01 | 0
2040 | MARITIMES_2_NEISO | MARITIMES | NEISO | Internal | Summer | B2 | 25 | 99999 | 1878.84 | 528.97 | 528.98 | 0.01 | 0
2040 | MARITIMES_2_NEISO | MARITIMES | NEISO | Internal | Summer | B3 | 75 | 99999 | 1836.48 | 281.2 | 281.21 | 0.01 | 0
2040 | MARITIMES_2_NEISO | MARITIMES | NEISO | Internal | Summer | B4 | 100 | 99999 | 1800.07 | 236.1 | 236.11 | 0.01 | 0
2040 | MARITIMES_2_NEISO | MARITIMES | NEISO | Internal | Summer | B5 | 200 | 99999 | 1780.26 | 175.43 | 175.45 | 0.01 | 0
2040 | MARITIMES_2_NEISO | MARITIMES | NEISO | Internal | Summer | B6 | 300 | 99999 | 1757.92 | 168.32 | 168.33 | 0.01 | 0
2040 | MARITIMES_2_NEISO | MARITIMES | NEISO | Internal | Summer | B7 | 400 | 99999 | 1732.32 | 159.89 | 159.9 | 0.01 | 0
2040 | MARITIMES_2_NEISO | MARITIMES | NEISO | Internal | Summer | B8 | 500 | 99999 | 1712.2 | 149.2 | 149.21 | 0.01 | 0
2040 | MARITIMES_2_NEISO | MARITIMES | NEISO | Internal | Summer | B9 | 800 | 99999 | 1687.55 | 142.53 | 142.54 | 0.01 | 0
2040 | MARITIMES_2_NEISO | MARITIMES | NEISO | Internal | Summer | B10 | 1262 | 99999 | 465.16 | 129.79 | 129.8 | 0.01 | 0
2040 | MARITIMES_2_NEISO | MARITIMES | NEISO | Internal | Winter | B16 | 25 | 99999 | 1765.23 | 87.11 | 87.13 | 0.01 | 0
2040 | MARITIMES_2_NEISO | MARITIMES | NEISO | Internal | Winter | B17 | 100 | 99999 | 1747.34 | 82.58 | 82.59 | 0.01 | 0
2040 | MARITIMES_2_NEISO | MARITIMES | NEISO | Internal | Winter | B18 | 400 | 99999 | 1733.65 | 75.42 | 75.44 | 0.01 | 0
2040 | MARITIMES_2_NEISO | MARITIMES | NEISO | Internal | Winter | B19 | 700 | 99999 | 1708.15 | 75.42 | 75.44 | 0.01 | 0
2040 | MARITIMES_2_NEISO | MARITIMES | NEISO | Internal | Winter | B20 | 935 | 99999 | 723.43 | 64.31 | 64.33 | 0.01 | 0
2040 | MISO_IN_2_MISO_MI | MISO_IN | MISO_MI | Internal | Shoulder | B11 | 25 | 5490 | 4354.22 | 153.89 | 153.9 | 0.01 | 0
2040 | MISO_IN_2_MISO_MI | MISO_IN | MISO_MI | Internal | Shoulder | B12 | 200 | 5490 | 3172.62 | 149.29 | 149.3 | 0.01 | 0
2040 | MISO_IN_2_MISO_MI | MISO_IN | MISO_MI | Internal | Shoulder | B13 | 600 | 5490 | 3350.5 | 147.09 | 147.11 | 0.01 | 0
2040 | MISO_IN_2_MISO_MI | MISO_IN | MISO_MI | Internal | Shoulder | B14 | 900 | 5490 | 4600.04 | 147.09 | 147.11 | 0.01 | 0
2040 | MISO_IN_2_MISO_MI | MISO_IN | MISO_MI | Internal | Shoulder | B15 | 1203 | 5490 | 5490 | 25.75 | 56.14 | 0.01 | 30.38
2040 | MISO_IN_2_MISO_MI | MISO_IN | MISO_MI | Internal | Summer | B1 | 10 | 5490 | 5490 | 284.22 | 290.2 | 0.01 | 5.97
2040 | MISO_IN_2_MISO_MI | MISO_IN | MISO_MI | Internal | Summer | B2 | 25 | 5490 | 4158.06 | 284.22 | 284.23 | 0.01 | 0
2040 | MISO_IN_2_MISO_MI | MISO_IN | MISO_MI | Internal | Summer | B3 | 75 | 5490 | 3065.04 | 290.2 | 290.21 | 0.01 | 0
2040 | MISO_IN_2_MISO_MI | MISO_IN | MISO_MI | Internal | Summer | B4 | 100 | 5490 | 2034.73 | 260.86 | 260.87 | 0.01 | 0
2040 | MISO_IN_2_MISO_MI | MISO_IN | MISO_MI | Internal | Summer | B5 | 200 | 5490 | 2638.69 | 184.47 | 184.48 | 0.01 | 0
2040 | MISO_IN_2_MISO_MI | MISO_IN | MISO_MI | Internal | Summer | B6 | 300 | 5490 | 3321.25 | 177.31 | 177.32 | 0.01 | 0
2040 | MISO_IN_2_MISO_MI | MISO_IN | MISO_MI | Internal | Summer | B7 | 400 | 5490 | 3924.42 | 168.87 | 168.88 | 0.01 | 0
2040 | MISO_IN_2_MISO_MI | MISO_IN | MISO_MI | Internal | Summer | B8 | 500 | 5490 | 4409.84 | 152.29 | 152.3 | 0.01 | 0
2040 | MISO_IN_2_MISO_MI | MISO_IN | MISO_MI | Internal | Summer | B9 | 800 | 5490 | 3576.38 | 152.29 | 152.3 | 0.01 | 0
2040 | MISO_IN_2_MISO_MI | MISO_IN | MISO_MI | Internal | Summer | B10 | 1262 | 5490 | 3655.96 | 63.17 | 63.18 | 0.01 | 0
2040 | MISO_IN_2_MISO_MI | MISO_IN | MISO_MI | Internal | Winter | B16 | 25 | 5490 | 5028.81 | 153.53 | 153.54 | 0.01 | 0
2040 | MISO_IN_2_MISO_MI | MISO_IN | MISO_MI | Internal | Winter | B17 | 100 | 5490 | 3125.51 | 155.78 | 155.8 | 0.01 | 0
2040 | MISO_IN_2_MISO_MI | MISO_IN | MISO_MI | Internal | Winter | B18 | 400 | 5490 | 4131.53 | 146.9 | 146.91 | 0.01 | 0
2040 | MISO_IN_2_MISO_MI | MISO_IN | MISO_MI | Internal | Winter | B19 | 700 | 5490 | 4616.32 | 146.9 | 146.91 | 0.01 | 0
2040 | MISO_IN_2_MISO_MI | MISO_IN | MISO_MI | Internal | Winter | B20 | 935 | 5490 | 5490 | 30.3 | 60.38 | 0.01 | 30.06
2040 | MISO_IN_2_MISO_MO-IL | MISO_IN | MISO_MO-IL | Internal | Shoulder | B11 | 25 | 5000 | 4999.97 | 153.89 | 153.91 | 0.01 | 0.01
2040 | MISO_IN_2_MISO_MO-IL | MISO_IN | MISO_MO-IL | Internal | Shoulder | B12 | 200 | 5000 | 0 | 149.29 | 144.98 | 0.01 | 0
2040 | MISO_IN_2_MISO_MO-IL | MISO_IN | MISO_MO-IL | Internal | Shoulder | B13 | 600 | 5000 | 0 | 147.09 | 136.11 | 0.01 | 0
2040 | MISO_IN_2_MISO_MO-IL | MISO_IN | MISO_MO-IL | Internal | Shoulder | B14 | 900 | 5000 | 0 | 147.09 | 136.11 | 0.01 | 0
2040 | MISO_IN_2_MISO_MO-IL | MISO_IN | MISO_MO-IL | Internal | Shoulder | B15 | 1203 | 5000 | 0 | 25.75 | 25.16 | 0.01 | 0
2040 | MISO_IN_2_MISO_MO-IL | MISO_IN | MISO_MO-IL | Internal | Summer | B1 | 10 | 5000 | 4606.21 | 284.22 | 284.23 | 0.01 | 0
2040 | MISO_IN_2_MISO_MO-IL | MISO_IN | MISO_MO-IL | Internal | Summer | B2 | 25 | 5000 | 3205.49 | 284.22 | 284.23 | 0.01 | 0
2040 | MISO_IN_2_MISO_MO-IL | MISO_IN | MISO_MO-IL | Internal | Summer | B3 | 75 | 5000 | 4320.73 | 290.2 | 290.21 | 0.01 | 0
2040 | MISO_IN_2_MISO_MO-IL | MISO_IN | MISO_MO-IL | Internal | Summer | B4 | 100 | 5000 | 4857.55 | 260.86 | 260.87 | 0.01 | 0
2040 | MISO_IN_2_MISO_MO-IL | MISO_IN | MISO_MO-IL | Internal | Summer | B5 | 200 | 5000 | 5000 | 184.47 | 184.49 | 0.01 | 0.01
2040 | MISO_IN_2_MISO_MO-IL | MISO_IN | MISO_MO-IL | Internal | Summer | B6 | 300 | 5000 | 5000 | 177.31 | 177.33 | 0.01 | 0.01
2040 | MISO_IN_2_MISO_MO-IL | MISO_IN | MISO_MO-IL | Internal | Summer | B7 | 400 | 5000 | 5000 | 168.87 | 168.89 | 0.01 | 0.01
2040 | MISO_IN_2_MISO_MO-IL | MISO_IN | MISO_MO-IL | Internal | Summer | B8 | 500 | 5000 | 4949.54 | 152.29 | 152.3 | 0.01 | 0
2040 | MISO_IN_2_MISO_MO-IL | MISO_IN | MISO_MO-IL | Internal | Summer | B9 | 800 | 5000 | 250.34 | 152.29 | 152.3 | 0.01 | 0
2040 | MISO_IN_2_MISO_MO-IL | MISO_IN | MISO_MO-IL | Internal | Summer | B10 | 1262 | 5000 | 0 | 63.17 | 44.18 | 0.01 | 0
2040 | MISO_IN_2_MISO_MO-IL | MISO_IN | MISO_MO-IL | Internal | Winter | B16 | 25 | 5000 | 0.01 | 153.53 | 153.52 | 0.01 | 0
2040 | MISO_IN_2_MISO_MO-IL | MISO_IN | MISO_MO-IL | Internal | Winter | B17 | 100 | 5000 | 0 | 155.78 | 152.18 | 0.01 | 0
2040 | MISO_IN_2_MISO_MO-IL | MISO_IN | MISO_MO-IL | Internal | Winter | B18 | 400 | 5000 | 0 | 146.9 | 136.12 | 0.01 | 0
2040 | MISO_IN_2_MISO_MO-IL | MISO_IN | MISO_MO-IL | Internal | Winter | B19 | 700 | 5000 | 0 | 146.9 | 136.12 | 0.01 | 0
2040 | MISO_IN_2_MISO_MO-IL | MISO_IN | MISO_MO-IL | Internal | Winter | B20 | 935 | 5000 | 0 | 30.3 | 30.29 | 0.01 | 0
2040 | MISO_IN_2_NonRTO_Midwest | MISO_IN | NonRTO_Midwest | Internal | Shoulder | B11 | 25 | 4800 | 337.37 | 153.89 | 161.89 | 8 | 0
2040 | MISO_IN_2_NonRTO_Midwest | MISO_IN | NonRTO_Midwest | Internal | Shoulder | B12 | 200 | 4800 | 1588 | 149.29 | 157.29 | 8 | 0
2040 | MISO_IN_2_NonRTO_Midwest | MISO_IN | NonRTO_Midwest | Internal | Shoulder | B13 | 600 | 4800 | 531.42 | 147.09 | 155.09 | 8 | 0
2040 | MISO_IN_2_NonRTO_Midwest | MISO_IN | NonRTO_Midwest | Internal | Shoulder | B14 | 900 | 4800 | 348.83 | 147.09 | 155.09 | 8 | 0
2040 | MISO_IN_2_NonRTO_Midwest | MISO_IN | NonRTO_Midwest | Internal | Shoulder | B15 | 1203 | 4800 | 1911.17 | 25.75 | 33.75 | 8 | 0
2040 | MISO_IN_2_NonRTO_Midwest | MISO_IN | NonRTO_Midwest | Internal | Summer | B1 | 10 | 4800 | 3783.89 | 284.22 | 292.22 | 8 | 0
2040 | MISO_IN_2_NonRTO_Midwest | MISO_IN | NonRTO_Midwest | Internal | Summer | B2 | 25 | 4800 | 2908.01 | 284.22 | 292.22 | 8 | 0
2040 | MISO_IN_2_NonRTO_Midwest | MISO_IN | NonRTO_Midwest | Internal | Summer | B3 | 75 | 4800 | 2862.65 | 290.2 | 298.2 | 8 | 0
2040 | MISO_IN_2_NonRTO_Midwest | MISO_IN | NonRTO_Midwest | Internal | Summer | B4 | 100 | 4800 | 753.75 | 260.86 | 268.86 | 8 | 0
2040 | MISO_IN_2_NonRTO_Midwest | MISO_IN | NonRTO_Midwest | Internal | Summer | B5 | 200 | 4800 | 469.14 | 184.47 | 192.47 | 8 | 0
2040 | MISO_IN_2_NonRTO_Midwest | MISO_IN | NonRTO_Midwest | Internal | Summer | B6 | 300 | 4800 | 37.35 | 177.31 | 185.31 | 8 | 0
2040 | MISO_IN_2_NonRTO_Midwest | MISO_IN | NonRTO_Midwest | Internal | Summer | B7 | 400 | 4800 | 0 | 168.87 | 166.34 | 8 | 0
2040 | MISO_IN_2_NonRTO_Midwest | MISO_IN | NonRTO_Midwest | Internal | Summer | B8 | 500 | 4800 | 0 | 152.29 | 156.1 | 8 | 0
2040 | MISO_IN_2_NonRTO_Midwest | MISO_IN | NonRTO_Midwest | Internal | Summer | B9 | 800 | 4800 | 0 | 152.29 | 156.1 | 8 | 0
2040 | MISO_IN_2_NonRTO_Midwest | MISO_IN | NonRTO_Midwest | Internal | Summer | B10 | 1262 | 4800 | 29.14 | 63.17 | 71.17 | 8 | 0
2040 | MISO_IN_2_NonRTO_Midwest | MISO_IN | NonRTO_Midwest | Internal | Winter | B16 | 25 | 4800 | 4339.88 | 153.53 | 161.53 | 8 | 0
2040 | MISO_IN_2_NonRTO_Midwest | MISO_IN | NonRTO_Midwest | Internal | Winter | B17 | 100 | 4800 | 1390.45 | 155.78 | 163.78 | 8 | 0
2040 | MISO_IN_2_NonRTO_Midwest | MISO_IN | NonRTO_Midwest | Internal | Winter | B18 | 400 | 4800 | 2291.33 | 146.9 | 154.9 | 8 | 0
2040 | MISO_IN_2_NonRTO_Midwest | MISO_IN | NonRTO_Midwest | Internal | Winter | B19 | 700 | 4800 | 2114.39 | 146.9 | 154.9 | 8 | 0
2040 | MISO_IN_2_NonRTO_Midwest | MISO_IN | NonRTO_Midwest | Internal | Winter | B20 | 935 | 4800 | 3625.01 | 30.3 | 38.3 | 8 | 0
2040 | MISO_IN_2_PJM_ROR | MISO_IN | PJM_ROR | Internal | Shoulder | B11 | 25 | 992 | 991.97 | 153.89 | 155.9 | 2 | 0.01
2040 | MISO_IN_2_PJM_ROR | MISO_IN | PJM_ROR | Internal | Shoulder | B12 | 200 | 992 | 991.99 | 149.29 | 151.3 | 2 | 0.01
2040 | MISO_IN_2_PJM_ROR | MISO_IN | PJM_ROR | Internal | Shoulder | B13 | 600 | 992 | 992 | 147.09 | 149.11 | 2 | 0.01
2040 | MISO_IN_2_PJM_ROR | MISO_IN | PJM_ROR | Internal | Shoulder | B14 | 900 | 992 | 992 | 147.09 | 149.11 | 2 | 0.01
2040 | MISO_IN_2_PJM_ROR | MISO_IN | PJM_ROR | Internal | Shoulder | B15 | 1203 | 992 | 992 | 25.75 | 50.75 | 2 | 23
2040 | MISO_IN_2_PJM_ROR | MISO_IN | PJM_ROR | Internal | Summer | B1 | 10 | 992 | 992 | 284.22 | 292.2 | 2 | 5.98
2040 | MISO_IN_2_PJM_ROR | MISO_IN | PJM_ROR | Internal | Summer | B2 | 25 | 992 | 569.66 | 284.22 | 286.22 | 2 | 0
2040 | MISO_IN_2_PJM_ROR | MISO_IN | PJM_ROR | Internal | Summer | B3 | 75 | 992 | 90.68 | 290.2 | 292.2 | 2 | 0
2040 | MISO_IN_2_PJM_ROR | MISO_IN | PJM_ROR | Internal | Summer | B4 | 100 | 992 | 853.81 | 260.86 | 262.86 | 2 | 0
2040 | MISO_IN_2_PJM_ROR | MISO_IN | PJM_ROR | Internal | Summer | B5 | 200 | 992 | 992 | 184.47 | 186.48 | 2 | 0.01
2040 | MISO_IN_2_PJM_ROR | MISO_IN | PJM_ROR | Internal | Summer | B6 | 300 | 992 | 992 | 177.31 | 179.32 | 2 | 0.01
2040 | MISO_IN_2_PJM_ROR | MISO_IN | PJM_ROR | Internal | Summer | B7 | 400 | 992 | 992 | 168.87 | 170.88 | 2 | 0.01
2040 | MISO_IN_2_PJM_ROR | MISO_IN | PJM_ROR | Internal | Summer | B8 | 500 | 992 | 0 | 152.29 | 154.2 | 2 | 0
2040 | MISO_IN_2_PJM_ROR | MISO_IN | PJM_ROR | Internal | Summer | B9 | 800 | 992 | 0 | 152.29 | 152.06 | 2 | 0
2040 | MISO_IN_2_PJM_ROR | MISO_IN | PJM_ROR | Internal | Summer | B10 | 1262 | 992 | 0 | 63.17 | 61.18 | 2 | 0
2040 | MISO_IN_2_PJM_ROR | MISO_IN | PJM_ROR | Internal | Winter | B16 | 25 | 992 | 992 | 153.53 | 157.78 | 2 | 2.25
2040 | MISO_IN_2_PJM_ROR | MISO_IN | PJM_ROR | Internal | Winter | B17 | 100 | 992 | 490.55 | 155.78 | 157.78 | 2 | 0
2040 | MISO_IN_2_PJM_ROR | MISO_IN | PJM_ROR | Internal | Winter | B18 | 400 | 992 | 992 | 146.9 | 148.91 | 2 | 0.01
2040 | MISO_IN_2_PJM_ROR | MISO_IN | PJM_ROR | Internal | Winter | B19 | 700 | 992 | 992 | 146.9 | 148.91 | 2 | 0.01
2040 | MISO_IN_2_PJM_ROR | MISO_IN | PJM_ROR | Internal | Winter | B20 | 935 | 992 | 992 | 30.3 | 55.3 | 2 | 23
2040 | MISO_MI_2_MISO_IN | MISO_MI | MISO_IN | Internal | Shoulder | B11 | 25 | 2535 | 0.01 | 153.9 | 153.89 | 0.01 | 0
2040 | MISO_MI_2_MISO_IN | MISO_MI | MISO_IN | Internal | Shoulder | B12 | 200 | 2535 | 0 | 149.3 | 149.29 | 0.01 | 0
2040 | MISO_MI_2_MISO_IN | MISO_MI | MISO_IN | Internal | Shoulder | B13 | 600 | 2535 | 0 | 147.11 | 147.09 | 0.01 | 0
2040 | MISO_MI_2_MISO_IN | MISO_MI | MISO_IN | Internal | Shoulder | B14 | 900 | 2535 | 0 | 147.11 | 147.09 | 0.01 | 0
2040 | MISO_MI_2_MISO_IN | MISO_MI | MISO_IN | Internal | Shoulder | B15 | 1203 | 2535 | 0 | 56.14 | 25.75 | 0.01 | 0
2040 | MISO_MI_2_MISO_IN | MISO_MI | MISO_IN | Internal | Summer | B1 | 10 | 2535 | 0 | 290.2 | 284.22 | 0.01 | 0
2040 | MISO_MI_2_MISO_IN | MISO_MI | MISO_IN | Internal | Summer | B2 | 25 | 2535 | 0.01 | 284.23 | 284.22 | 0.01 | 0
2040 | MISO_MI_2_MISO_IN | MISO_MI | MISO_IN | Internal | Summer | B3 | 75 | 2535 | 0 | 290.21 | 290.2 | 0.01 | 0
2040 | MISO_MI_2_MISO_IN | MISO_MI | MISO_IN | Internal | Summer | B4 | 100 | 2535 | 0 | 260.87 | 260.86 | 0.01 | 0
2040 | MISO_MI_2_MISO_IN | MISO_MI | MISO_IN | Internal | Summer | B5 | 200 | 2535 | 0 | 184.48 | 184.47 | 0.01 | 0
2040 | MISO_MI_2_MISO_IN | MISO_MI | MISO_IN | Internal | Summer | B6 | 300 | 2535 | 0 | 177.32 | 177.31 | 0.01 | 0
2040 | MISO_MI_2_MISO_IN | MISO_MI | MISO_IN | Internal | Summer | B7 | 400 | 2535 | 0 | 168.88 | 168.87 | 0.01 | 0
2040 | MISO_MI_2_MISO_IN | MISO_MI | MISO_IN | Internal | Summer | B8 | 500 | 2535 | 0 | 152.3 | 152.29 | 0.01 | 0
2040 | MISO_MI_2_MISO_IN | MISO_MI | MISO_IN | Internal | Summer | B9 | 800 | 2535 | 0 | 152.3 | 152.29 | 0.01 | 0
2040 | MISO_MI_2_MISO_IN | MISO_MI | MISO_IN | Internal | Summer | B10 | 1262 | 2535 | 0 | 63.18 | 63.17 | 0.01 | 0
2040 | MISO_MI_2_MISO_IN | MISO_MI | MISO_IN | Internal | Winter | B16 | 25 | 2535 | 0.02 | 153.54 | 153.53 | 0.01 | 0
2040 | MISO_MI_2_MISO_IN | MISO_MI | MISO_IN | Internal | Winter | B17 | 100 | 2535 | 0 | 155.8 | 155.78 | 0.01 | 0
2040 | MISO_MI_2_MISO_IN | MISO_MI | MISO_IN | Internal | Winter | B18 | 400 | 2535 | 0 | 146.91 | 146.9 | 0.01 | 0
2040 | MISO_MI_2_MISO_IN | MISO_MI | MISO_IN | Internal | Winter | B19 | 700 | 2535 | 0 | 146.91 | 146.9 | 0.01 | 0
2040 | MISO_MI_2_MISO_IN | MISO_MI | MISO_IN | Internal | Winter | B20 | 935 | 2535 | 0 | 60.38 | 30.3 | 0.01 | 0
2040 | MISO_MI_2_MISO_WUMS | MISO_MI | MISO_WUMS | Internal | Shoulder | B11 | 25 | 312 | 312 | 153.9 | 154.01 | 0.01 | 0.1
2040 | MISO_MI_2_MISO_WUMS | MISO_MI | MISO_WUMS | Internal | Shoulder | B12 | 200 | 312 | 70.81 | 149.3 | 149.31 | 0.01 | 0
2040 | MISO_MI_2_MISO_WUMS | MISO_MI | MISO_WUMS | Internal | Shoulder | B13 | 600 | 312 | 121.22 | 147.11 | 147.12 | 0.01 | 0
2040 | MISO_MI_2_MISO_WUMS | MISO_MI | MISO_WUMS | Internal | Shoulder | B14 | 900 | 312 | 0 | 147.11 | 147.11 | 0.01 | 0
2040 | MISO_MI_2_MISO_WUMS | MISO_MI | MISO_WUMS | Internal | Shoulder | B15 | 1203 | 312 | 0 | 56.14 | 48.75 | 0.01 | 0
2040 | MISO_MI_2_MISO_WUMS | MISO_MI | MISO_WUMS | Internal | Summer | B1 | 10 | 312 | 0 | 290.2 | 177.31 | 0.01 | 0
2040 | MISO_MI_2_MISO_WUMS | MISO_MI | MISO_WUMS | Internal | Summer | B2 | 25 | 312 | 0 | 284.23 | 284.21 | 0.01 | 0
2040 | MISO_MI_2_MISO_WUMS | MISO_MI | MISO_WUMS | Internal | Summer | B3 | 75 | 312 | 0 | 290.21 | 290.2 | 0.01 | 0
2040 | MISO_MI_2_MISO_WUMS | MISO_MI | MISO_WUMS | Internal | Summer | B4 | 100 | 312 | 0 | 260.87 | 260.85 | 0.01 | 0
2040 | MISO_MI_2_MISO_WUMS | MISO_MI | MISO_WUMS | Internal | Summer | B5 | 200 | 312 | 0 | 184.48 | 184.47 | 0.01 | 0
2040 | MISO_MI_2_MISO_WUMS | MISO_MI | MISO_WUMS | Internal | Summer | B6 | 300 | 312 | 0 | 177.32 | 177.31 | 0.01 | 0
2040 | MISO_MI_2_MISO_WUMS | MISO_MI | MISO_WUMS | Internal | Summer | B7 | 400 | 312 | 0 | 168.88 | 168.88 | 0.01 | 0
2040 | MISO_MI_2_MISO_WUMS | MISO_MI | MISO_WUMS | Internal | Summer | B8 | 500 | 312 | 0 | 152.3 | 152.21 | 0.01 | 0
2040 | MISO_MI_2_MISO_WUMS | MISO_MI | MISO_WUMS | Internal | Summer | B9 | 800 | 312 | 0 | 152.3 | 152.21 | 0.01 | 0
2040 | MISO_MI_2_MISO_WUMS | MISO_MI | MISO_WUMS | Internal | Summer | B10 | 1262 | 312 | 0 | 63.18 | 59.18 | 0.01 | 0
2040 | MISO_MI_2_MISO_WUMS | MISO_MI | MISO_WUMS | Internal | Winter | B16 | 25 | 312 | 0 | 153.54 | 11.49 | 0.01 | 0
2040 | MISO_MI_2_MISO_WUMS | MISO_MI | MISO_WUMS | Internal | Winter | B17 | 100 | 312 | 0 | 155.8 | 155.78 | 0.01 | 0
2040 | MISO_MI_2_MISO_WUMS | MISO_MI | MISO_WUMS | Internal | Winter | B18 | 400 | 312 | 0 | 146.91 | 146.91 | 0.01 | 0
2040 | MISO_MI_2_MISO_WUMS | MISO_MI | MISO_WUMS | Internal | Winter | B19 | 700 | 312 | 0 | 146.91 | 146.91 | 0.01 | 0
2040 | MISO_MI_2_MISO_WUMS | MISO_MI | MISO_WUMS | Internal | Winter | B20 | 935 | 312 | 0 | 60.38 | 18.49 | 0.01 | 0
2040 | MISO_MI_2_PJM_ROR | MISO_MI | PJM_ROR | Internal | Shoulder | B11 | 25 | 1424 | 1228.98 | 153.9 | 155.9 | 2 | 0
2040 | MISO_MI_2_PJM_ROR | MISO_MI | PJM_ROR | Internal | Shoulder | B12 | 200 | 1424 | 301.17 | 149.3 | 151.3 | 2 | 0
2040 | MISO_MI_2_PJM_ROR | MISO_MI | PJM_ROR | Internal | Shoulder | B13 | 600 | 1424 | 602.4 | 147.11 | 149.11 | 2 | 0
2040 | MISO_MI_2_PJM_ROR | MISO_MI | PJM_ROR | Internal | Shoulder | B14 | 900 | 1424 | 1304.1 | 147.11 | 149.11 | 2 | 0
2040 | MISO_MI_2_PJM_ROR | MISO_MI | PJM_ROR | Internal | Shoulder | B15 | 1203 | 1424 | 0 | 56.14 | 50.75 | 2 | 0
2040 | MISO_MI_2_PJM_ROR | MISO_MI | PJM_ROR | Internal | Summer | B1 | 10 | 1424 | 368.93 | 290.2 | 292.2 | 2 | 0
2040 | MISO_MI_2_PJM_ROR | MISO_MI | PJM_ROR | Internal | Summer | B2 | 25 | 1424 | 0.03 | 284.23 | 286.22 | 2 | 0
2040 | MISO_MI_2_PJM_ROR | MISO_MI | PJM_ROR | Internal | Summer | B3 | 75 | 1424 | 0 | 290.21 | 292.2 | 2 | 0
2040 | MISO_MI_2_PJM_ROR | MISO_MI | PJM_ROR | Internal | Summer | B4 | 100 | 1424 | 0 | 260.87 | 262.86 | 2 | 0
2040 | MISO_MI_2_PJM_ROR | MISO_MI | PJM_ROR | Internal | Summer | B5 | 200 | 1424 | 198.86 | 184.48 | 186.48 | 2 | 0
2040 | MISO_MI_2_PJM_ROR | MISO_MI | PJM_ROR | Internal | Summer | B6 | 300 | 1424 | 121.09 | 177.32 | 179.32 | 2 | 0
2040 | MISO_MI_2_PJM_ROR | MISO_MI | PJM_ROR | Internal | Summer | B7 | 400 | 1424 | 527.47 | 168.88 | 170.88 | 2 | 0
2040 | MISO_MI_2_PJM_ROR | MISO_MI | PJM_ROR | Internal | Summer | B8 | 500 | 1424 | 0 | 152.3 | 154.2 | 2 | 0
2040 | MISO_MI_2_PJM_ROR | MISO_MI | PJM_ROR | Internal | Summer | B9 | 800 | 1424 | 0 | 152.3 | 152.06 | 2 | 0
2040 | MISO_MI_2_PJM_ROR | MISO_MI | PJM_ROR | Internal | Summer | B10 | 1262 | 1424 | 0 | 63.18 | 61.18 | 2 | 0
2040 | MISO_MI_2_PJM_ROR | MISO_MI | PJM_ROR | Internal | Winter | B16 | 25 | 1424 | 1424 | 153.54 | 157.78 | 2 | 2.24
2040 | MISO_MI_2_PJM_ROR | MISO_MI | PJM_ROR | Internal | Winter | B17 | 100 | 1424 | 0 | 155.8 | 157.78 | 2 | 0
2040 | MISO_MI_2_PJM_ROR | MISO_MI | PJM_ROR | Internal | Winter | B18 | 400 | 1424 | 1370.2 | 146.91 | 148.91 | 2 | 0
2040 | MISO_MI_2_PJM_ROR | MISO_MI | PJM_ROR | Internal | Winter | B19 | 700 | 1424 | 1365.1 | 146.91 | 148.91 | 2 | 0
2040 | MISO_MI_2_PJM_ROR | MISO_MI | PJM_ROR | Internal | Winter | B20 | 935 | 1424 | 0 | 60.38 | 55.3 | 2 | 0
2040 | MISO_MO-IL_2_ENT | MISO_MO-IL | ENT | Internal | Shoulder | B11 | 25 | 2540 | 2540 | 153.91 | 170.91 | 8 | 9
2040 | MISO_MO-IL_2_ENT | MISO_MO-IL | ENT | Internal | Shoulder | B12 | 200 | 2540 | 2436.76 | 144.98 | 152.98 | 8 | 0
2040 | MISO_MO-IL_2_ENT | MISO_MO-IL | ENT | Internal | Shoulder | B13 | 600 | 2540 | 2144.63 | 136.11 | 144.11 | 8 | 0
2040 | MISO_MO-IL_2_ENT | MISO_MO-IL | ENT | Internal | Shoulder | B14 | 900 | 2540 | 2014.22 | 136.11 | 144.11 | 8 | 0
2040 | MISO_MO-IL_2_ENT | MISO_MO-IL | ENT | Internal | Shoulder | B15 | 1203 | 2540 | 1926.61 | 25.16 | 33.16 | 8 | 0
2040 | MISO_MO-IL_2_ENT | MISO_MO-IL | ENT | Internal | Summer | B1 | 10 | 2540 | 0 | 284.23 | 276.23 | 8 | 0
2040 | MISO_MO-IL_2_ENT | MISO_MO-IL | ENT | Internal | Summer | B2 | 25 | 2540 | 0 | 284.23 | 284.23 | 8 | 0
2040 | MISO_MO-IL_2_ENT | MISO_MO-IL | ENT | Internal | Summer | B3 | 75 | 2540 | 1298.32 | 290.21 | 298.21 | 8 | 0
2040 | MISO_MO-IL_2_ENT | MISO_MO-IL | ENT | Internal | Summer | B4 | 100 | 2540 | 0 | 260.87 | 260.87 | 8 | 0
2040 | MISO_MO-IL_2_ENT | MISO_MO-IL | ENT | Internal | Summer | B5 | 200 | 2540 | 0 | 184.49 | 189.17 | 8 | 0
2040 | MISO_MO-IL_2_ENT | MISO_MO-IL | ENT | Internal | Summer | B6 | 300 | 2540 | 2540 | 177.33 | 186.96 | 8 | 1.62
2040 | MISO_MO-IL_2_ENT | MISO_MO-IL | ENT | Internal | Summer | B7 | 400 | 2540 | 2540 | 168.89 | 180.88 | 8 | 3.99
2040 | MISO_MO-IL_2_ENT | MISO_MO-IL | ENT | Internal | Summer | B8 | 500 | 2540 | 2540 | 152.3 | 169.32 | 8 | 9.01
2040 | MISO_MO-IL_2_ENT | MISO_MO-IL | ENT | Internal | Summer | B9 | 800 | 2540 | 1423.9 | 152.3 | 160.3 | 8 | 0
2040 | MISO_MO-IL_2_ENT | MISO_MO-IL | ENT | Internal | Summer | B10 | 1262 | 2540 | 20.65 | 44.18 | 52.18 | 8 | 0
2040 | MISO_MO-IL_2_ENT | MISO_MO-IL | ENT | Internal | Winter | B16 | 25 | 2540 | 2540 | 153.52 | 170.71 | 8 | 9.19
2040 | MISO_MO-IL_2_ENT | MISO_MO-IL | ENT | Internal | Winter | B17 | 100 | 2540 | 803.2 | 152.18 | 160.18 | 8 | 0
2040 | MISO_MO-IL_2_ENT | MISO_MO-IL | ENT | Internal | Winter | B18 | 400 | 2540 | 1511.19 | 136.12 | 144.12 | 8 | 0
2040 | MISO_MO-IL_2_ENT | MISO_MO-IL | ENT | Internal | Winter | B19 | 700 | 2540 | 946.04 | 136.12 | 144.12 | 8 | 0
2040 | MISO_MO-IL_2_ENT | MISO_MO-IL | ENT | Internal | Winter | B20 | 935 | 2540 | 2540 | 30.29 | 38.3 | 8 | 0.01
2040 | MISO_MO-IL_2_MISO_IN | MISO_MO-IL | MISO_IN | Internal | Shoulder | B11 | 25 | 2100 | 0 | 153.91 | 153.89 | 0.01 | 0
2040 | MISO_MO-IL_2_MISO_IN | MISO_MO-IL | MISO_IN | Internal | Shoulder | B12 | 200 | 2100 | 2100 | 144.98 | 149.29 | 0.01 | 4.29
2040 | MISO_MO-IL_2_MISO_IN | MISO_MO-IL | MISO_IN | Internal | Shoulder | B13 | 600 | 2100 | 2100 | 136.11 | 147.09 | 0.01 | 10.97
2040 | MISO_MO-IL_2_MISO_IN | MISO_MO-IL | MISO_IN | Internal | Shoulder | B14 | 900 | 2100 | 2100 | 136.11 | 147.09 | 0.01 | 10.97
2040 | MISO_MO-IL_2_MISO_IN | MISO_MO-IL | MISO_IN | Internal | Shoulder | B15 | 1203 | 2100 | 2100 | 25.16 | 25.75 | 0.01 | 0.57
2040 | MISO_MO-IL_2_MISO_IN | MISO_MO-IL | MISO_IN | Internal | Summer | B1 | 10 | 2100 | 0.03 | 284.23 | 284.22 | 0.01 | 0
2040 | MISO_MO-IL_2_MISO_IN | MISO_MO-IL | MISO_IN | Internal | Summer | B2 | 25 | 2100 | 0.01 | 284.23 | 284.22 | 0.01 | 0
2040 | MISO_MO-IL_2_MISO_IN | MISO_MO-IL | MISO_IN | Internal | Summer | B3 | 75 | 2100 | 0 | 290.21 | 290.2 | 0.01 | 0
2040 | MISO_MO-IL_2_MISO_IN | MISO_MO-IL | MISO_IN | Internal | Summer | B4 | 100 | 2100 | 0 | 260.87 | 260.86 | 0.01 | 0
2040 | MISO_MO-IL_2_MISO_IN | MISO_MO-IL | MISO_IN | Internal | Summer | B5 | 200 | 2100 | 0 | 184.49 | 184.47 | 0.01 | 0
2040 | MISO_MO-IL_2_MISO_IN | MISO_MO-IL | MISO_IN | Internal | Summer | B6 | 300 | 2100 | 0 | 177.33 | 177.31 | 0.01 | 0
2040 | MISO_MO-IL_2_MISO_IN | MISO_MO-IL | MISO_IN | Internal | Summer | B7 | 400 | 2100 | 0 | 168.89 | 168.87 | 0.01 | 0
2040 | MISO_MO-IL_2_MISO_IN | MISO_MO-IL | MISO_IN | Internal | Summer | B8 | 500 | 2100 | 0 | 152.3 | 152.29 | 0.01 | 0
2040 | MISO_MO-IL_2_MISO_IN | MISO_MO-IL | MISO_IN | Internal | Summer | B9 | 800 | 2100 | 0 | 152.3 | 152.29 | 0.01 | 0
2040 | MISO_MO-IL_2_MISO_IN | MISO_MO-IL | MISO_IN | Internal | Summer | B10 | 1262 | 2100 | 2100 | 44.18 | 63.17 | 0.01 | 18.98
2040 | MISO_MO-IL_2_MISO_IN | MISO_MO-IL | MISO_IN | Internal | Winter | B16 | 25 | 2100 | 497.97 | 153.52 | 153.53 | 0.01 | 0
2040 | MISO_MO-IL_2_MISO_IN | MISO_MO-IL | MISO_IN | Internal | Winter | B17 | 100 | 2100 | 2100 | 152.18 | 155.78 | 0.01 | 3.6
2040 | MISO_MO-IL_2_MISO_IN | MISO_MO-IL | MISO_IN | Internal | Winter | B18 | 400 | 2100 | 2100 | 136.12 | 146.9 | 0.01 | 10.77
2040 | MISO_MO-IL_2_MISO_IN | MISO_MO-IL | MISO_IN | Internal | Winter | B19 | 700 | 2100 | 2100 | 136.12 | 146.9 | 0.01 | 10.77
2040 | MISO_MO-IL_2_MISO_IN | MISO_MO-IL | MISO_IN | Internal | Winter | B20 | 935 | 2100 | 1059.09 | 30.29 | 30.3 | 0.01 | 0
2040 | MISO_MO-IL_2_MISO_W | MISO_MO-IL | MISO_W | Internal | Shoulder | B11 | 25 | 1208 | 0.01 | 153.91 | 153.9 | 0.01 | 0
2040 | MISO_MO-IL_2_MISO_W | MISO_MO-IL | MISO_W | Internal | Shoulder | B12 | 200 | 1208 | 0 | 144.98 | 144.97 | 0.01 | 0
2040 | MISO_MO-IL_2_MISO_W | MISO_MO-IL | MISO_W | Internal | Shoulder | B13 | 600 | 1208 | 0 | 136.11 | 136.1 | 0.01 | 0
2040 | MISO_MO-IL_2_MISO_W | MISO_MO-IL | MISO_W | Internal | Shoulder | B14 | 900 | 1208 | 0 | 136.11 | 18.48 | 0.01 | 0
2040 | MISO_MO-IL_2_MISO_W | MISO_MO-IL | MISO_W | Internal | Shoulder | B15 | 1203 | 1208 | 0 | 25.16 | 18.46 | 0.01 | 0
2040 | MISO_MO-IL_2_MISO_W | MISO_MO-IL | MISO_W | Internal | Summer | B1 | 10 | 1208 | 1208 | 284.23 | 290.2 | 0.01 | 5.95
2040 | MISO_MO-IL_2_MISO_W | MISO_MO-IL | MISO_W | Internal | Summer | B2 | 25 | 1208 | 0.01 | 284.23 | 284.22 | 0.01 | 0
2040 | MISO_MO-IL_2_MISO_W | MISO_MO-IL | MISO_W | Internal | Summer | B3 | 75 | 1208 | 0 | 290.21 | 290.2 | 0.01 | 0
2040 | MISO_MO-IL_2_MISO_W | MISO_MO-IL | MISO_W | Internal | Summer | B4 | 100 | 1208 | 0 | 260.87 | 260.86 | 0.01 | 0
2040 | MISO_MO-IL_2_MISO_W | MISO_MO-IL | MISO_W | Internal | Summer | B5 | 200 | 1208 | 0 | 184.49 | 184.48 | 0.01 | 0
2040 | MISO_MO-IL_2_MISO_W | MISO_MO-IL | MISO_W | Internal | Summer | B6 | 300 | 1208 | 0 | 177.33 | 177.32 | 0.01 | 0
2040 | MISO_MO-IL_2_MISO_W | MISO_MO-IL | MISO_W | Internal | Summer | B7 | 400 | 1208 | 0 | 168.89 | 168.88 | 0.01 | 0
2040 | MISO_MO-IL_2_MISO_W | MISO_MO-IL | MISO_W | Internal | Summer | B8 | 500 | 1208 | 0 | 152.3 | 152.2 | 0.01 | 0
2040 | MISO_MO-IL_2_MISO_W | MISO_MO-IL | MISO_W | Internal | Summer | B9 | 800 | 1208 | 0 | 152.3 | 150.06 | 0.01 | 0
2040 | MISO_MO-IL_2_MISO_W | MISO_MO-IL | MISO_W | Internal | Summer | B10 | 1262 | 1208 | 0 | 44.18 | 44.17 | 0.01 | 0
2040 | MISO_MO-IL_2_MISO_W | MISO_MO-IL | MISO_W | Internal | Winter | B16 | 25 | 1208 | 0 | 153.52 | 11.48 | 0.01 | 0
2040 | MISO_MO-IL_2_MISO_W | MISO_MO-IL | MISO_W | Internal | Winter | B17 | 100 | 1208 | 0 | 152.18 | 11.48 | 0.01 | 0
2040 | MISO_MO-IL_2_MISO_W | MISO_MO-IL | MISO_W | Internal | Winter | B18 | 400 | 1208 | 0 | 136.12 | 57.45 | 0.01 | 0
2040 | MISO_MO-IL_2_MISO_W | MISO_MO-IL | MISO_W | Internal | Winter | B19 | 700 | 1208 | 0 | 136.12 | 57.45 | 0.01 | 0
2040 | MISO_MO-IL_2_MISO_W | MISO_MO-IL | MISO_W | Internal | Winter | B20 | 935 | 1208 | 0 | 30.29 | 18.48 | 0.01 | 0
2040 | MISO_MO-IL_2_PJM_ROR | MISO_MO-IL | PJM_ROR | Internal | Shoulder | B11 | 25 | 1212 | 0.03 | 153.91 | 155.9 | 2 | 0
2040 | MISO_MO-IL_2_PJM_ROR | MISO_MO-IL | PJM_ROR | Internal | Shoulder | B12 | 200 | 1212 | 1212 | 144.98 | 151.3 | 2 | 4.32
2040 | MISO_MO-IL_2_PJM_ROR | MISO_MO-IL | PJM_ROR | Internal | Shoulder | B13 | 600 | 1212 | 1212 | 136.11 | 149.11 | 2 | 10.99
2040 | MISO_MO-IL_2_PJM_ROR | MISO_MO-IL | PJM_ROR | Internal | Shoulder | B14 | 900 | 1212 | 1212 | 136.11 | 149.11 | 2 | 10.99
2040 | MISO_MO-IL_2_PJM_ROR | MISO_MO-IL | PJM_ROR | Internal | Shoulder | B15 | 1203 | 1212 | 1212 | 25.16 | 50.75 | 2 | 23.58
2040 | MISO_MO-IL_2_PJM_ROR | MISO_MO-IL | PJM_ROR | Internal | Summer | B1 | 10 | 1212 | 1212 | 284.23 | 292.2 | 2 | 5.97
2040 | MISO_MO-IL_2_PJM_ROR | MISO_MO-IL | PJM_ROR | Internal | Summer | B2 | 25 | 1212 | 0.03 | 284.23 | 286.22 | 2 | 0
2040 | MISO_MO-IL_2_PJM_ROR | MISO_MO-IL | PJM_ROR | Internal | Summer | B3 | 75 | 1212 | 0 | 290.21 | 292.2 | 2 | 0
2040 | MISO_MO-IL_2_PJM_ROR | MISO_MO-IL | PJM_ROR | Internal | Summer | B4 | 100 | 1212 | 0 | 260.87 | 262.86 | 2 | 0
2040 | MISO_MO-IL_2_PJM_ROR | MISO_MO-IL | PJM_ROR | Internal | Summer | B5 | 200 | 1212 | 0 | 184.49 | 186.48 | 2 | 0
2040 | MISO_MO-IL_2_PJM_ROR | MISO_MO-IL | PJM_ROR | Internal | Summer | B6 | 300 | 1212 | 0 | 177.33 | 179.32 | 2 | 0
2040 | MISO_MO-IL_2_PJM_ROR | MISO_MO-IL | PJM_ROR | Internal | Summer | B7 | 400 | 1212 | 0 | 168.89 | 170.88 | 2 | 0
2040 | MISO_MO-IL_2_PJM_ROR | MISO_MO-IL | PJM_ROR | Internal | Summer | B8 | 500 | 1212 | 0 | 152.3 | 154.2 | 2 | 0
2040 | MISO_MO-IL_2_PJM_ROR | MISO_MO-IL | PJM_ROR | Internal | Summer | B9 | 800 | 1212 | 0 | 152.3 | 152.06 | 2 | 0
2040 | MISO_MO-IL_2_PJM_ROR | MISO_MO-IL | PJM_ROR | Internal | Summer | B10 | 1262 | 1212 | 1212 | 44.18 | 61.18 | 2 | 15
2040 | MISO_MO-IL_2_PJM_ROR | MISO_MO-IL | PJM_ROR | Internal | Winter | B16 | 25 | 1212 | 1212 | 153.52 | 157.78 | 2 | 2.27
2040 | MISO_MO-IL_2_PJM_ROR | MISO_MO-IL | PJM_ROR | Internal | Winter | B17 | 100 | 1212 | 1212 | 152.18 | 157.78 | 2 | 3.61
2040 | MISO_MO-IL_2_PJM_ROR | MISO_MO-IL | PJM_ROR | Internal | Winter | B18 | 400 | 1212 | 1212 | 136.12 | 148.91 | 2 | 10.79
2040 | MISO_MO-IL_2_PJM_ROR | MISO_MO-IL | PJM_ROR | Internal | Winter | B19 | 700 | 1212 | 1212 | 136.12 | 148.91 | 2 | 10.79
2040 | MISO_MO-IL_2_PJM_ROR | MISO_MO-IL | PJM_ROR | Internal | Winter | B20 | 935 | 1212 | 1212 | 30.29 | 55.3 | 2 | 23.01
2040 | MISO_MO-IL_2_TVA_Transmission | MISO_MO-IL | TVA_Transmission | Internal | Shoulder | B11 | 25 | 4000 | 2762.28 | 153.91 | 161.91 | 8 | 0
2040 | MISO_MO-IL_2_TVA_Transmission | MISO_MO-IL | TVA_Transmission | Internal | Shoulder | B12 | 200 | 4000 | 622.04 | 144.98 | 152.98 | 8 | 0
2040 | MISO_MO-IL_2_TVA_Transmission | MISO_MO-IL | TVA_Transmission | Internal | Shoulder | B13 | 600 | 4000 | 1694.77 | 136.11 | 144.11 | 8 | 0
2040 | MISO_MO-IL_2_TVA_Transmission | MISO_MO-IL | TVA_Transmission | Internal | Shoulder | B14 | 900 | 4000 | 2682.66 | 136.11 | 144.11 | 8 | 0
2040 | MISO_MO-IL_2_TVA_Transmission | MISO_MO-IL | TVA_Transmission | Internal | Shoulder | B15 | 1203 | 4000 | 4000 | 25.16 | 41.75 | 8 | 8.58
2040 | MISO_MO-IL_2_TVA_Transmission | MISO_MO-IL | TVA_Transmission | Internal | Summer | B1 | 10 | 4000 | 4000 | 284.23 | 300.22 | 8 | 7.99
2040 | MISO_MO-IL_2_TVA_Transmission | MISO_MO-IL | TVA_Transmission | Internal | Summer | B2 | 25 | 4000 | 4000 | 284.23 | 300.22 | 8 | 7.99
2040 | MISO_MO-IL_2_TVA_Transmission | MISO_MO-IL | TVA_Transmission | Internal | Summer | B3 | 75 | 4000 | 4000 | 290.21 | 306.2 | 8 | 7.99
2040 | MISO_MO-IL_2_TVA_Transmission | MISO_MO-IL | TVA_Transmission | Internal | Summer | B4 | 100 | 4000 | 1373.95 | 260.87 | 268.87 | 8 | 0
2040 | MISO_MO-IL_2_TVA_Transmission | MISO_MO-IL | TVA_Transmission | Internal | Summer | B5 | 200 | 4000 | 0 | 184.49 | 192.48 | 8 | 0
2040 | MISO_MO-IL_2_TVA_Transmission | MISO_MO-IL | TVA_Transmission | Internal | Summer | B6 | 300 | 4000 | 0 | 177.33 | 183.53 | 8 | 0
2040 | MISO_MO-IL_2_TVA_Transmission | MISO_MO-IL | TVA_Transmission | Internal | Summer | B7 | 400 | 4000 | 0 | 168.89 | 174.34 | 8 | 0
2040 | MISO_MO-IL_2_TVA_Transmission | MISO_MO-IL | TVA_Transmission | Internal | Summer | B8 | 500 | 4000 | 2121.03 | 152.3 | 160.3 | 8 | 0
2040 | MISO_MO-IL_2_TVA_Transmission | MISO_MO-IL | TVA_Transmission | Internal | Summer | B9 | 800 | 4000 | 0 | 152.3 | 158.06 | 8 | 0
2040 | MISO_MO-IL_2_TVA_Transmission | MISO_MO-IL | TVA_Transmission | Internal | Summer | B10 | 1262 | 4000 | 1644.43 | 44.18 | 52.18 | 8 | 0
2040 | MISO_MO-IL_2_TVA_Transmission | MISO_MO-IL | TVA_Transmission | Internal | Winter | B16 | 25 | 4000 | 4000 | 153.52 | 169.53 | 8 | 8.01
2040 | MISO_MO-IL_2_TVA_Transmission | MISO_MO-IL | TVA_Transmission | Internal | Winter | B17 | 100 | 4000 | 2503.96 | 152.18 | 160.18 | 8 | 0
2040 | MISO_MO-IL_2_TVA_Transmission | MISO_MO-IL | TVA_Transmission | Internal | Winter | B18 | 400 | 4000 | 1787.91 | 136.12 | 144.12 | 8 | 0
2040 | MISO_MO-IL_2_TVA_Transmission | MISO_MO-IL | TVA_Transmission | Internal | Winter | B19 | 700 | 4000 | 2948.72 | 136.12 | 144.12 | 8 | 0
2040 | MISO_MO-IL_2_TVA_Transmission | MISO_MO-IL | TVA_Transmission | Internal | Winter | B20 | 935 | 4000 | 4000 | 30.29 | 46.3 | 8 | 8.01
2040 | MISO_W_2_IESO | MISO_W | IESO | Internal | Shoulder | B11 | 25 | 145 | 0 | 153.9 | 68.72 | 8 | 0
2040 | MISO_W_2_IESO | MISO_W | IESO | Internal | Shoulder | B12 | 200 | 145 | 0 | 144.97 | 71.05 | 8 | 0
2040 | MISO_W_2_IESO | MISO_W | IESO | Internal | Shoulder | B13 | 600 | 145 | 0 | 136.1 | 68.72 | 8 | 0
2040 | MISO_W_2_IESO | MISO_W | IESO | Internal | Shoulder | B14 | 900 | 145 | 145 | 18.48 | 68.72 | 8 | 42.24
2040 | MISO_W_2_IESO | MISO_W | IESO | Internal | Shoulder | B15 | 1203 | 145 | 145 | 18.46 | 49.76 | 8 | 23.3
2040 | MISO_W_2_IESO | MISO_W | IESO | Internal | Summer | B1 | 10 | 145 | 0 | 290.2 | 165.33 | 8 | 0
2040 | MISO_W_2_IESO | MISO_W | IESO | Internal | Summer | B2 | 25 | 145 | 0 | 284.22 | 271.23 | 8 | 0
2040 | MISO_W_2_IESO | MISO_W | IESO | Internal | Summer | B3 | 75 | 145 | 0 | 290.2 | 165.33 | 8 | 0
2040 | MISO_W_2_IESO | MISO_W | IESO | Internal | Summer | B4 | 100 | 145 | 0 | 260.86 | 89.87 | 8 | 0
2040 | MISO_W_2_IESO | MISO_W | IESO | Internal | Summer | B5 | 200 | 145 | 0 | 184.48 | 56.18 | 8 | 0
2040 | MISO_W_2_IESO | MISO_W | IESO | Internal | Summer | B6 | 300 | 145 | 0 | 177.32 | 56.18 | 8 | 0
2040 | MISO_W_2_IESO | MISO_W | IESO | Internal | Summer | B7 | 400 | 145 | 0 | 168.88 | 56.18 | 8 | 0
2040 | MISO_W_2_IESO | MISO_W | IESO | Internal | Summer | B8 | 500 | 145 | 0 | 152.2 | 56.18 | 8 | 0
2040 | MISO_W_2_IESO | MISO_W | IESO | Internal | Summer | B9 | 800 | 145 | 0 | 150.06 | 56.18 | 8 | 0
2040 | MISO_W_2_IESO | MISO_W | IESO | Internal | Summer | B10 | 1262 | 145 | 145 | 44.17 | 56.18 | 8 | 4.01
2040 | MISO_W_2_IESO | MISO_W | IESO | Internal | Winter | B16 | 25 | 145 | 145 | 11.48 | 77.13 | 8 | 57.64
2040 | MISO_W_2_IESO | MISO_W | IESO | Internal | Winter | B17 | 100 | 145 | 145 | 11.48 | 72.59 | 8 | 53.11
2040 | MISO_W_2_IESO | MISO_W | IESO | Internal | Winter | B18 | 400 | 145 | 0 | 57.45 | 65.44 | 8 | 0
2040 | MISO_W_2_IESO | MISO_W | IESO | Internal | Winter | B19 | 700 | 145 | 0 | 57.45 | 65.44 | 8 | 0
2040 | MISO_W_2_IESO | MISO_W | IESO | Internal | Winter | B20 | 935 | 145 | 145 | 18.48 | 54.31 | 8 | 27.83
2040 | MISO_W_2_MAPP_CA | MISO_W | MAPP_CA | Internal | Shoulder | B11 | 25 | 700 | 0 | 153.9 | 18.47 | 0.01 | 0
2040 | MISO_W_2_MAPP_CA | MISO_W | MAPP_CA | Internal | Shoulder | B12 | 200 | 700 | 0 | 144.97 | 73.31 | 0.01 | 0
2040 | MISO_W_2_MAPP_CA | MISO_W | MAPP_CA | Internal | Shoulder | B13 | 600 | 700 | 0 | 136.1 | 60.72 | 0.01 | 0
2040 | MISO_W_2_MAPP_CA | MISO_W | MAPP_CA | Internal | Shoulder | B14 | 900 | 700 | 0 | 18.48 | 18.47 | 0.01 | 0
2040 | MISO_W_2_MAPP_CA | MISO_W | MAPP_CA | Internal | Shoulder | B15 | 1203 | 700 | 79.11 | 18.46 | 18.47 | 0.01 | 0
2040 | MISO_W_2_MAPP_CA | MISO_W | MAPP_CA | Internal | Summer | B1 | 10 | 700 | 0 | 290.2 | 48.18 | 0.01 | 0
2040 | MISO_W_2_MAPP_CA | MISO_W | MAPP_CA | Internal | Summer | B2 | 25 | 700 | 0 | 284.22 | 48.18 | 0.01 | 0
2040 | MISO_W_2_MAPP_CA | MISO_W | MAPP_CA | Internal | Summer | B3 | 75 | 700 | 0 | 290.2 | 48.18 | 0.01 | 0
2040 | MISO_W_2_MAPP_CA | MISO_W | MAPP_CA | Internal | Summer | B4 | 100 | 700 | 0 | 260.86 | 48.18 | 0.01 | 0
2040 | MISO_W_2_MAPP_CA | MISO_W | MAPP_CA | Internal | Summer | B5 | 200 | 700 | 0 | 184.48 | 48.18 | 0.01 | 0
2040 | MISO_W_2_MAPP_CA | MISO_W | MAPP_CA | Internal | Summer | B6 | 300 | 700 | 0 | 177.32 | 48.18 | 0.01 | 0
2040 | MISO_W_2_MAPP_CA | MISO_W | MAPP_CA | Internal | Summer | B7 | 400 | 700 | 0 | 168.88 | 48.18 | 0.01 | 0
2040 | MISO_W_2_MAPP_CA | MISO_W | MAPP_CA | Internal | Summer | B8 | 500 | 700 | 0 | 152.2 | 48.18 | 0.01 | 0
2040 | MISO_W_2_MAPP_CA | MISO_W | MAPP_CA | Internal | Summer | B9 | 800 | 700 | 0 | 150.06 | 48.18 | 0.01 | 0
2040 | MISO_W_2_MAPP_CA | MISO_W | MAPP_CA | Internal | Summer | B10 | 1262 | 700 | 700 | 44.17 | 48.18 | 0.01 | 4
2040 | MISO_W_2_MAPP_CA | MISO_W | MAPP_CA | Internal | Winter | B16 | 25 | 700 | 700 | 11.48 | 46.31 | 0.01 | 34.82
2040 | MISO_W_2_MAPP_CA | MISO_W | MAPP_CA | Internal | Winter | B17 | 100 | 700 | 700 | 11.48 | 46.31 | 0.01 | 34.82
2040 | MISO_W_2_MAPP_CA | MISO_W | MAPP_CA | Internal | Winter | B18 | 400 | 700 | 0 | 57.45 | 57.44 | 0.01 | 0
2040 | MISO_W_2_MAPP_CA | MISO_W | MAPP_CA | Internal | Winter | B19 | 700 | 700 | 0 | 57.45 | 57.44 | 0.01 | 0
2040 | MISO_W_2_MAPP_CA | MISO_W | MAPP_CA | Internal | Winter | B20 | 935 | 700 | 700 | 18.48 | 46.31 | 0.01 | 27.82
2040 | MISO_W_2_MISO_MO-IL | MISO_W | MISO_MO-IL | Internal | Shoulder | B11 | 25 | 4048 | 328.18 | 153.9 | 153.91 | 0.01 | 0
2040 | MISO_W_2_MISO_MO-IL | MISO_W | MISO_MO-IL | Internal | Shoulder | B12 | 200 | 4048 | 2746.18 | 144.97 | 144.98 | 0.01 | 0
2040 | MISO_W_2_MISO_MO-IL | MISO_W | MISO_MO-IL | Internal | Shoulder | B13 | 600 | 4048 | 3996.62 | 136.1 | 136.11 | 0.01 | 0
2040 | MISO_W_2_MISO_MO-IL | MISO_W | MISO_MO-IL | Internal | Shoulder | B14 | 900 | 4048 | 4048 | 18.48 | 136.11 | 0.01 | 117.62
2040 | MISO_W_2_MISO_MO-IL | MISO_W | MISO_MO-IL | Internal | Shoulder | B15 | 1203 | 4048 | 4048 | 18.46 | 25.16 | 0.01 | 6.69
2040 | MISO_W_2_MISO_MO-IL | MISO_W | MISO_MO-IL | Internal | Summer | B1 | 10 | 4048 | 0 | 290.2 | 284.23 | 0.01 | 0
2040 | MISO_W_2_MISO_MO-IL | MISO_W | MISO_MO-IL | Internal | Summer | B2 | 25 | 4048 | 1637.26 | 284.22 | 284.23 | 0.01 | 0
2040 | MISO_W_2_MISO_MO-IL | MISO_W | MISO_MO-IL | Internal | Summer | B3 | 75 | 4048 | 3964.96 | 290.2 | 290.21 | 0.01 | 0
2040 | MISO_W_2_MISO_MO-IL | MISO_W | MISO_MO-IL | Internal | Summer | B4 | 100 | 4048 | 2914.51 | 260.86 | 260.87 | 0.01 | 0
2040 | MISO_W_2_MISO_MO-IL | MISO_W | MISO_MO-IL | Internal | Summer | B5 | 200 | 4048 | 1615.24 | 184.48 | 184.49 | 0.01 | 0
2040 | MISO_W_2_MISO_MO-IL | MISO_W | MISO_MO-IL | Internal | Summer | B6 | 300 | 4048 | 3472.66 | 177.32 | 177.33 | 0.01 | 0
2040 | MISO_W_2_MISO_MO-IL | MISO_W | MISO_MO-IL | Internal | Summer | B7 | 400 | 4048 | 2816.87 | 168.88 | 168.89 | 0.01 | 0
2040 | MISO_W_2_MISO_MO-IL | MISO_W | MISO_MO-IL | Internal | Summer | B8 | 500 | 4048 | 4048 | 152.2 | 152.3 | 0.01 | 0.1
2040 | MISO_W_2_MISO_MO-IL | MISO_W | MISO_MO-IL | Internal | Summer | B9 | 800 | 4048 | 4048 | 150.06 | 152.3 | 0.01 | 2.24
2040 | MISO_W_2_MISO_MO-IL | MISO_W | MISO_MO-IL | Internal | Summer | B10 | 1262 | 4048 | 2441.38 | 44.17 | 44.18 | 0.01 | 0
2040 | MISO_W_2_MISO_MO-IL | MISO_W | MISO_MO-IL | Internal | Winter | B16 | 25 | 4048 | 4048 | 11.48 | 153.52 | 0.01 | 142.03
2040 | MISO_W_2_MISO_MO-IL | MISO_W | MISO_MO-IL | Internal | Winter | B17 | 100 | 4048 | 4048 | 11.48 | 152.18 | 0.01 | 140.68
2040 | MISO_W_2_MISO_MO-IL | MISO_W | MISO_MO-IL | Internal | Winter | B18 | 400 | 4048 | 4048 | 57.45 | 136.12 | 0.01 | 78.66
2040 | MISO_W_2_MISO_MO-IL | MISO_W | MISO_MO-IL | Internal | Winter | B19 | 700 | 4048 | 4048 | 57.45 | 136.12 | 0.01 | 78.66
2040 | MISO_W_2_MISO_MO-IL | MISO_W | MISO_MO-IL | Internal | Winter | B20 | 935 | 4048 | 4048 | 18.48 | 30.29 | 0.01 | 11.8
2040 | MISO_W_2_MISO_WUMS | MISO_W | MISO_WUMS | Internal | Shoulder | B11 | 25 | 1747 | 1747 | 153.9 | 154.01 | 0.01 | 0.1
2040 | MISO_W_2_MISO_WUMS | MISO_W | MISO_WUMS | Internal | Shoulder | B12 | 200 | 1747 | 1747 | 144.97 | 149.31 | 0.01 | 4.33
2040 | MISO_W_2_MISO_WUMS | MISO_W | MISO_WUMS | Internal | Shoulder | B13 | 600 | 1747 | 1747 | 136.1 | 147.12 | 0.01 | 11
2040 | MISO_W_2_MISO_WUMS | MISO_W | MISO_WUMS | Internal | Shoulder | B14 | 900 | 1747 | 1747 | 18.48 | 147.11 | 0.01 | 128.61
2040 | MISO_W_2_MISO_WUMS | MISO_W | MISO_WUMS | Internal | Shoulder | B15 | 1203 | 1747 | 1747 | 18.46 | 48.75 | 0.01 | 30.28
2040 | MISO_W_2_MISO_WUMS | MISO_W | MISO_WUMS | Internal | Summer | B1 | 10 | 1747 | 0 | 290.2 | 177.31 | 0.01 | 0
2040 | MISO_W_2_MISO_WUMS | MISO_W | MISO_WUMS | Internal | Summer | B2 | 25 | 1747 | 0.01 | 284.22 | 284.21 | 0.01 | 0
2040 | MISO_W_2_MISO_WUMS | MISO_W | MISO_WUMS | Internal | Summer | B3 | 75 | 1747 | 0 | 290.2 | 290.2 | 0.01 | 0
2040 | MISO_W_2_MISO_WUMS | MISO_W | MISO_WUMS | Internal | Summer | B4 | 100 | 1747 | 0 | 260.86 | 260.85 | 0.01 | 0
2040 | MISO_W_2_MISO_WUMS | MISO_W | MISO_WUMS | Internal | Summer | B5 | 200 | 1747 | 0 | 184.48 | 184.47 | 0.01 | 0
2040 | MISO_W_2_MISO_WUMS | MISO_W | MISO_WUMS | Internal | Summer | B6 | 300 | 1747 | 0 | 177.32 | 177.31 | 0.01 | 0
2040 | MISO_W_2_MISO_WUMS | MISO_W | MISO_WUMS | Internal | Summer | B7 | 400 | 1747 | 0 | 168.88 | 168.88 | 0.01 | 0
2040 | MISO_W_2_MISO_WUMS | MISO_W | MISO_WUMS | Internal | Summer | B8 | 500 | 1747 | 943.16 | 152.2 | 152.21 | 0.01 | 0
2040 | MISO_W_2_MISO_WUMS | MISO_W | MISO_WUMS | Internal | Summer | B9 | 800 | 1747 | 1747 | 150.06 | 152.21 | 0.01 | 2.14
2040 | MISO_W_2_MISO_WUMS | MISO_W | MISO_WUMS | Internal | Summer | B10 | 1262 | 1747 | 1747 | 44.17 | 59.18 | 0.01 | 15
2040 | MISO_W_2_MISO_WUMS | MISO_W | MISO_WUMS | Internal | Winter | B16 | 25 | 1747 | 1455.33 | 11.48 | 11.49 | 0.01 | 0
2040 | MISO_W_2_MISO_WUMS | MISO_W | MISO_WUMS | Internal | Winter | B17 | 100 | 1747 | 1747 | 11.48 | 155.78 | 0.01 | 144.29
2040 | MISO_W_2_MISO_WUMS | MISO_W | MISO_WUMS | Internal | Winter | B18 | 400 | 1747 | 1747 | 57.45 | 146.91 | 0.01 | 89.45
2040 | MISO_W_2_MISO_WUMS | MISO_W | MISO_WUMS | Internal | Winter | B19 | 700 | 1747 | 1747 | 57.45 | 146.91 | 0.01 | 89.45
2040 | MISO_W_2_MISO_WUMS | MISO_W | MISO_WUMS | Internal | Winter | B20 | 935 | 1747 | 1613.9 | 18.48 | 18.49 | 0.01 | 0
2040 | MISO_W_2_PJM_ROR | MISO_W | PJM_ROR | Internal | Shoulder | B11 | 25 | 19839 | 12151.01 | 153.9 | 155.9 | 2 | 0
2040 | MISO_W_2_PJM_ROR | MISO_W | PJM_ROR | Internal | Shoulder | B12 | 200 | 19839 | 19839 | 144.97 | 151.3 | 2 | 4.33
2040 | MISO_W_2_PJM_ROR | MISO_W | PJM_ROR | Internal | Shoulder | B13 | 600 | 19839 | 19839 | 136.1 | 149.11 | 2 | 11
2040 | MISO_W_2_PJM_ROR | MISO_W | PJM_ROR | Internal | Shoulder | B14 | 900 | 19839 | 19839 | 18.48 | 149.11 | 2 | 128.62
2040 | MISO_W_2_PJM_ROR | MISO_W | PJM_ROR | Internal | Shoulder | B15 | 1203 | 19839 | 19839 | 18.46 | 50.75 | 2 | 30.29
2040 | MISO_W_2_PJM_ROR | MISO_W | PJM_ROR | Internal | Summer | B1 | 10 | 19839 | 17021.63 | 290.2 | 292.2 | 2 | 0
2040 | MISO_W_2_PJM_ROR | MISO_W | PJM_ROR | Internal | Summer | B2 | 25 | 19839 | 16468.6 | 284.22 | 286.22 | 2 | 0
2040 | MISO_W_2_PJM_ROR | MISO_W | PJM_ROR | Internal | Summer | B3 | 75 | 19839 | 7587.19 | 290.2 | 292.2 | 2 | 0
2040 | MISO_W_2_PJM_ROR | MISO_W | PJM_ROR | Internal | Summer | B4 | 100 | 19839 | 7164.84 | 260.86 | 262.86 | 2 | 0
2040 | MISO_W_2_PJM_ROR | MISO_W | PJM_ROR | Internal | Summer | B5 | 200 | 19839 | 6975.17 | 184.48 | 186.48 | 2 | 0
2040 | MISO_W_2_PJM_ROR | MISO_W | PJM_ROR | Internal | Summer | B6 | 300 | 19839 | 2380.83 | 177.32 | 179.32 | 2 | 0
2040 | MISO_W_2_PJM_ROR | MISO_W | PJM_ROR | Internal | Summer | B7 | 400 | 19839 | 7930.33 | 168.88 | 170.88 | 2 | 0
2040 | MISO_W_2_PJM_ROR | MISO_W | PJM_ROR | Internal | Summer | B8 | 500 | 19839 | 13701.87 | 152.2 | 154.2 | 2 | 0
2040 | MISO_W_2_PJM_ROR | MISO_W | PJM_ROR | Internal | Summer | B9 | 800 | 19839 | 13259.61 | 150.06 | 152.06 | 2 | 0
2040 | MISO_W_2_PJM_ROR | MISO_W | PJM_ROR | Internal | Summer | B10 | 1262 | 19839 | 19839 | 44.17 | 61.18 | 2 | 15.01
2040 | MISO_W_2_PJM_ROR | MISO_W | PJM_ROR | Internal | Winter | B16 | 25 | 19839 | 19839 | 11.48 | 157.78 | 2 | 144.3
2040 | MISO_W_2_PJM_ROR | MISO_W | PJM_ROR | Internal | Winter | B17 | 100 | 19839 | 19839 | 11.48 | 157.78 | 2 | 144.3
2040 | MISO_W_2_PJM_ROR | MISO_W | PJM_ROR | Internal | Winter | B18 | 400 | 19839 | 19839 | 57.45 | 148.91 | 2 | 89.46
2040 | MISO_W_2_PJM_ROR | MISO_W | PJM_ROR | Internal | Winter | B19 | 700 | 19839 | 19839 | 57.45 | 148.91 | 2 | 89.46
2040 | MISO_W_2_PJM_ROR | MISO_W | PJM_ROR | Internal | Winter | B20 | 935 | 19839 | 19839 | 18.48 | 55.3 | 2 | 34.82
2040 | MISO_W_2_SPP_N | MISO_W | SPP_N | Internal | Shoulder | B11 | 25 | 3450 | 0 | 153.9 | 148.91 | 7 | 0
2040 | MISO_W_2_SPP_N | MISO_W | SPP_N | Internal | Shoulder | B12 | 200 | 3450 | 0 | 144.97 | 80.33 | 7 | 0
2040 | MISO_W_2_SPP_N | MISO_W | SPP_N | Internal | Shoulder | B13 | 600 | 3450 | 0 | 136.1 | 48.73 | 7 | 0
2040 | MISO_W_2_SPP_N | MISO_W | SPP_N | Internal | Shoulder | B14 | 900 | 3450 | 0 | 18.48 | 0.01 | 7 | 0
2040 | MISO_W_2_SPP_N | MISO_W | SPP_N | Internal | Shoulder | B15 | 1203 | 3450 | 0 | 18.46 | 0.01 | 7 | 0
2040 | MISO_W_2_SPP_N | MISO_W | SPP_N | Internal | Summer | B1 | 10 | 3450 | 0 | 290.2 | 0.01 | 7 | 0
2040 | MISO_W_2_SPP_N | MISO_W | SPP_N | Internal | Summer | B2 | 25 | 3450 | 0 | 284.22 | 279.23 | 7 | 0
2040 | MISO_W_2_SPP_N | MISO_W | SPP_N | Internal | Summer | B3 | 75 | 3450 | 0 | 290.2 | 293.21 | 7 | 0
2040 | MISO_W_2_SPP_N | MISO_W | SPP_N | Internal | Summer | B4 | 100 | 3450 | 0 | 260.86 | 255.87 | 7 | 0
2040 | MISO_W_2_SPP_N | MISO_W | SPP_N | Internal | Summer | B5 | 200 | 3450 | 0 | 184.48 | 184.17 | 7 | 0
2040 | MISO_W_2_SPP_N | MISO_W | SPP_N | Internal | Summer | B6 | 300 | 3450 | 0 | 177.32 | 181.96 | 7 | 0
2040 | MISO_W_2_SPP_N | MISO_W | SPP_N | Internal | Summer | B7 | 400 | 3450 | 1731.81 | 168.88 | 175.88 | 7 | 0
2040 | MISO_W_2_SPP_N | MISO_W | SPP_N | Internal | Summer | B8 | 500 | 3450 | 722.44 | 152.2 | 159.2 | 7 | 0
2040 | MISO_W_2_SPP_N | MISO_W | SPP_N | Internal | Summer | B9 | 800 | 3450 | 0 | 150.06 | 147.3 | 7 | 0
2040 | MISO_W_2_SPP_N | MISO_W | SPP_N | Internal | Summer | B10 | 1262 | 3450 | 0 | 44.17 | 39.17 | 7 | 0
2040 | MISO_W_2_SPP_N | MISO_W | SPP_N | Internal | Winter | B16 | 25 | 3450 | 0 | 11.48 | 0.02 | 7 | 0
2040 | MISO_W_2_SPP_N | MISO_W | SPP_N | Internal | Winter | B17 | 100 | 3450 | 0 | 11.48 | 0.01 | 7 | 0
2040 | MISO_W_2_SPP_N | MISO_W | SPP_N | Internal | Winter | B18 | 400 | 3450 | 0 | 57.45 | 52.45 | 7 | 0
2040 | MISO_W_2_SPP_N | MISO_W | SPP_N | Internal | Winter | B19 | 700 | 3450 | 0 | 57.45 | 11.52 | 7 | 0
2040 | MISO_W_2_SPP_N | MISO_W | SPP_N | Internal | Winter | B20 | 935 | 3450 | 0 | 18.48 | 0.01 | 7 | 0
2040 | MISO_WUMS_2_MISO_MI | MISO_WUMS | MISO_MI | Internal | Shoulder | B11 | 25 | 294 | 0 | 154.01 | 153.9 | 0.01 | 0
2040 | MISO_WUMS_2_MISO_MI | MISO_WUMS | MISO_MI | Internal | Shoulder | B12 | 200 | 294 | 0 | 149.31 | 149.3 | 0.01 | 0
2040 | MISO_WUMS_2_MISO_MI | MISO_WUMS | MISO_MI | Internal | Shoulder | B13 | 600 | 294 | 0 | 147.12 | 147.11 | 0.01 | 0
2040 | MISO_WUMS_2_MISO_MI | MISO_WUMS | MISO_MI | Internal | Shoulder | B14 | 900 | 294 | 0 | 147.11 | 147.11 | 0.01 | 0
2040 | MISO_WUMS_2_MISO_MI | MISO_WUMS | MISO_MI | Internal | Shoulder | B15 | 1203 | 294 | 294 | 48.75 | 56.14 | 0.01 | 7.38
2040 | MISO_WUMS_2_MISO_MI | MISO_WUMS | MISO_MI | Internal | Summer | B1 | 10 | 294 | 294 | 177.31 | 290.2 | 0.01 | 112.88
2040 | MISO_WUMS_2_MISO_MI | MISO_WUMS | MISO_MI | Internal | Summer | B2 | 25 | 294 | 293.98 | 284.21 | 284.23 | 0.01 | 0.01
2040 | MISO_WUMS_2_MISO_MI | MISO_WUMS | MISO_MI | Internal | Summer | B3 | 75 | 294 | 243.35 | 290.2 | 290.21 | 0.01 | 0
2040 | MISO_WUMS_2_MISO_MI | MISO_WUMS | MISO_MI | Internal | Summer | B4 | 100 | 294 | 293.99 | 260.85 | 260.87 | 0.01 | 0.01
2040 | MISO_WUMS_2_MISO_MI | MISO_WUMS | MISO_MI | Internal | Summer | B5 | 200 | 294 | 187.42 | 184.47 | 184.48 | 0.01 | 0
2040 | MISO_WUMS_2_MISO_MI | MISO_WUMS | MISO_MI | Internal | Summer | B6 | 300 | 294 | 218.52 | 177.31 | 177.32 | 0.01 | 0
2040 | MISO_WUMS_2_MISO_MI | MISO_WUMS | MISO_MI | Internal | Summer | B7 | 400 | 294 | 0 | 168.88 | 168.88 | 0.01 | 0
2040 | MISO_WUMS_2_MISO_MI | MISO_WUMS | MISO_MI | Internal | Summer | B8 | 500 | 294 | 294 | 152.21 | 152.3 | 0.01 | 0.09
2040 | MISO_WUMS_2_MISO_MI | MISO_WUMS | MISO_MI | Internal | Summer | B9 | 800 | 294 | 294 | 152.21 | 152.3 | 0.01 | 0.09
2040 | MISO_WUMS_2_MISO_MI | MISO_WUMS | MISO_MI | Internal | Summer | B10 | 1262 | 294 | 294 | 59.18 | 63.18 | 0.01 | 3.99
2040 | MISO_WUMS_2_MISO_MI | MISO_WUMS | MISO_MI | Internal | Winter | B16 | 25 | 294 | 294 | 11.49 | 153.54 | 0.01 | 142.04
2040 | MISO_WUMS_2_MISO_MI | MISO_WUMS | MISO_MI | Internal | Winter | B17 | 100 | 294 | 164.73 | 155.78 | 155.8 | 0.01 | 0
2040 | MISO_WUMS_2_MISO_MI | MISO_WUMS | MISO_MI | Internal | Winter | B18 | 400 | 294 | 0 | 146.91 | 146.91 | 0.01 | 0
2040 | MISO_WUMS_2_MISO_MI | MISO_WUMS | MISO_MI | Internal | Winter | B19 | 700 | 294 | 0 | 146.91 | 146.91 | 0.01 | 0
2040 | MISO_WUMS_2_MISO_MI | MISO_WUMS | MISO_MI | Internal | Winter | B20 | 935 | 294 | 294 | 18.49 | 60.38 | 0.01 | 41.87
2040 | MISO_WUMS_2_MISO_W | MISO_WUMS | MISO_W | Internal | Shoulder | B11 | 25 | 1255 | 0 | 154.01 | 153.9 | 0.01 | 0
2040 | MISO_WUMS_2_MISO_W | MISO_WUMS | MISO_W | Internal | Shoulder | B12 | 200 | 1255 | 0 | 149.31 | 144.97 | 0.01 | 0
2040 | MISO_WUMS_2_MISO_W | MISO_WUMS | MISO_W | Internal | Shoulder | B13 | 600 | 1255 | 0 | 147.12 | 136.1 | 0.01 | 0
2040 | MISO_WUMS_2_MISO_W | MISO_WUMS | MISO_W | Internal | Shoulder | B14 | 900 | 1255 | 0 | 147.11 | 18.48 | 0.01 | 0
2040 | MISO_WUMS_2_MISO_W | MISO_WUMS | MISO_W | Internal | Shoulder | B15 | 1203 | 1255 | 0 | 48.75 | 18.46 | 0.01 | 0
2040 | MISO_WUMS_2_MISO_W | MISO_WUMS | MISO_W | Internal | Summer | B1 | 10 | 1255 | 1255 | 177.31 | 290.2 | 0.01 | 112.88
2040 | MISO_WUMS_2_MISO_W | MISO_WUMS | MISO_W | Internal | Summer | B2 | 25 | 1255 | 1143.99 | 284.21 | 284.22 | 0.01 | 0
2040 | MISO_WUMS_2_MISO_W | MISO_WUMS | MISO_W | Internal | Summer | B3 | 75 | 1255 | 0.01 | 290.2 | 290.2 | 0.01 | 0
2040 | MISO_WUMS_2_MISO_W | MISO_WUMS | MISO_W | Internal | Summer | B4 | 100 | 1255 | 49.26 | 260.85 | 260.86 | 0.01 | 0
2040 | MISO_WUMS_2_MISO_W | MISO_WUMS | MISO_W | Internal | Summer | B5 | 200 | 1255 | 494.3 | 184.47 | 184.48 | 0.01 | 0
2040 | MISO_WUMS_2_MISO_W | MISO_WUMS | MISO_W | Internal | Summer | B6 | 300 | 1255 | 791.91 | 177.31 | 177.32 | 0.01 | 0
2040 | MISO_WUMS_2_MISO_W | MISO_WUMS | MISO_W | Internal | Summer | B7 | 400 | 1255 | 0 | 168.88 | 168.88 | 0.01 | 0
2040 | MISO_WUMS_2_MISO_W | MISO_WUMS | MISO_W | Internal | Summer | B8 | 500 | 1255 | 0 | 152.21 | 152.2 | 0.01 | 0
2040 | MISO_WUMS_2_MISO_W | MISO_WUMS | MISO_W | Internal | Summer | B9 | 800 | 1255 | 0 | 152.21 | 150.06 | 0.01 | 0
2040 | MISO_WUMS_2_MISO_W | MISO_WUMS | MISO_W | Internal | Summer | B10 | 1262 | 1255 | 0 | 59.18 | 44.17 | 0.01 | 0
2040 | MISO_WUMS_2_MISO_W | MISO_WUMS | MISO_W | Internal | Winter | B16 | 25 | 1255 | 0.01 | 11.49 | 11.48 | 0.01 | 0
2040 | MISO_WUMS_2_MISO_W | MISO_WUMS | MISO_W | Internal | Winter | B17 | 100 | 1255 | 0 | 155.78 | 11.48 | 0.01 | 0
2040 | MISO_WUMS_2_MISO_W | MISO_WUMS | MISO_W | Internal | Winter | B18 | 400 | 1255 | 0 | 146.91 | 57.45 | 0.01 | 0
2040 | MISO_WUMS_2_MISO_W | MISO_WUMS | MISO_W | Internal | Winter | B19 | 700 | 1255 | 0 | 146.91 | 57.45 | 0.01 | 0
2040 | MISO_WUMS_2_MISO_W | MISO_WUMS | MISO_W | Internal | Winter | B20 | 935 | 1255 | 0 | 18.49 | 18.48 | 0.01 | 0
2040 | MISO_WUMS_2_PJM_ROR | MISO_WUMS | PJM_ROR | Internal | Shoulder | B11 | 25 | 1600 | 0 | 154.01 | 155.9 | 2 | 0
2040 | MISO_WUMS_2_PJM_ROR | MISO_WUMS | PJM_ROR | Internal | Shoulder | B12 | 200 | 1600 | 0 | 149.31 | 151.3 | 2 | 0
2040 | MISO_WUMS_2_PJM_ROR | MISO_WUMS | PJM_ROR | Internal | Shoulder | B13 | 600 | 1600 | 0 | 147.12 | 149.11 | 2 | 0
2040 | MISO_WUMS_2_PJM_ROR | MISO_WUMS | PJM_ROR | Internal | Shoulder | B14 | 900 | 1600 | 303.82 | 147.11 | 149.11 | 2 | 0
2040 | MISO_WUMS_2_PJM_ROR | MISO_WUMS | PJM_ROR | Internal | Shoulder | B15 | 1203 | 1600 | 1494.32 | 48.75 | 50.75 | 2 | 0
2040 | MISO_WUMS_2_PJM_ROR | MISO_WUMS | PJM_ROR | Internal | Summer | B1 | 10 | 1600 | 1600 | 177.31 | 292.2 | 2 | 112.89
2040 | MISO_WUMS_2_PJM_ROR | MISO_WUMS | PJM_ROR | Internal | Summer | B2 | 25 | 1600 | 1599.98 | 284.21 | 286.22 | 2 | 0.01
2040 | MISO_WUMS_2_PJM_ROR | MISO_WUMS | PJM_ROR | Internal | Summer | B3 | 75 | 1600 | 1410.95 | 290.2 | 292.2 | 2 | 0
2040 | MISO_WUMS_2_PJM_ROR | MISO_WUMS | PJM_ROR | Internal | Summer | B4 | 100 | 1600 | 1599.99 | 260.85 | 262.86 | 2 | 0.01
2040 | MISO_WUMS_2_PJM_ROR | MISO_WUMS | PJM_ROR | Internal | Summer | B5 | 200 | 1600 | 1600 | 184.47 | 186.48 | 2 | 0.01
2040 | MISO_WUMS_2_PJM_ROR | MISO_WUMS | PJM_ROR | Internal | Summer | B6 | 300 | 1600 | 1600 | 177.31 | 179.32 | 2 | 0.01
2040 | MISO_WUMS_2_PJM_ROR | MISO_WUMS | PJM_ROR | Internal | Summer | B7 | 400 | 1600 | 1053.71 | 168.88 | 170.88 | 2 | 0
2040 | MISO_WUMS_2_PJM_ROR | MISO_WUMS | PJM_ROR | Internal | Summer | B8 | 500 | 1600 | 0 | 152.21 | 154.2 | 2 | 0
2040 | MISO_WUMS_2_PJM_ROR | MISO_WUMS | PJM_ROR | Internal | Summer | B9 | 800 | 1600 | 0 | 152.21 | 152.06 | 2 | 0
2040 | MISO_WUMS_2_PJM_ROR | MISO_WUMS | PJM_ROR | Internal | Summer | B10 | 1262 | 1600 | 209.11 | 59.18 | 61.18 | 2 | 0
2040 | MISO_WUMS_2_PJM_ROR | MISO_WUMS | PJM_ROR | Internal | Winter | B16 | 25 | 1600 | 1600 | 11.49 | 157.78 | 2 | 144.29
2040 | MISO_WUMS_2_PJM_ROR | MISO_WUMS | PJM_ROR | Internal | Winter | B17 | 100 | 1600 | 1122.64 | 155.78 | 157.78 | 2 | 0
2040 | MISO_WUMS_2_PJM_ROR | MISO_WUMS | PJM_ROR | Internal | Winter | B18 | 400 | 1600 | 732.42 | 146.91 | 148.91 | 2 | 0
2040 | MISO_WUMS_2_PJM_ROR | MISO_WUMS | PJM_ROR | Internal | Winter | B19 | 700 | 1600 | 481.83 | 146.91 | 148.91 | 2 | 0
2040 | MISO_WUMS_2_PJM_ROR | MISO_WUMS | PJM_ROR | Internal | Winter | B20 | 935 | 1600 | 1600 | 18.49 | 55.3 | 2 | 34.81
2040 | NE_2_MAPP_US | NE | MAPP_US | Internal | Shoulder | B11 | 25 | 1600 | 0 | 148.9 | 146.9 | 5 | 0
2040 | NE_2_MAPP_US | NE | MAPP_US | Internal | Shoulder | B12 | 200 | 1600 | 0 | 80.31 | 80.31 | 5 | 0
2040 | NE_2_MAPP_US | NE | MAPP_US | Internal | Shoulder | B13 | 600 | 1600 | 222.82 | 48.72 | 53.72 | 5 | 0
2040 | NE_2_MAPP_US | NE | MAPP_US | Internal | Shoulder | B14 | 900 | 1600 | 1518.26 | 6.48 | 11.48 | 5 | 0
2040 | NE_2_MAPP_US | NE | MAPP_US | Internal | Shoulder | B15 | 1203 | 1600 | 1600 | 0.01 | 11.48 | 5 | 6.47
2040 | NE_2_MAPP_US | NE | MAPP_US | Internal | Summer | B1 | 10 | 1600 | 0 | 285.2 | 283.2 | 5 | 0
2040 | NE_2_MAPP_US | NE | MAPP_US | Internal | Summer | B2 | 25 | 1600 | 0 | 279.22 | 277.22 | 5 | 0
2040 | NE_2_MAPP_US | NE | MAPP_US | Internal | Summer | B3 | 75 | 1600 | 0 | 290.2 | 283.2 | 5 | 0
2040 | NE_2_MAPP_US | NE | MAPP_US | Internal | Summer | B4 | 100 | 1600 | 0 | 255.86 | 253.86 | 5 | 0
2040 | NE_2_MAPP_US | NE | MAPP_US | Internal | Summer | B5 | 200 | 1600 | 0 | 184.16 | 177.48 | 5 | 0
2040 | NE_2_MAPP_US | NE | MAPP_US | Internal | Summer | B6 | 300 | 1600 | 0 | 177.32 | 170.32 | 5 | 0
2040 | NE_2_MAPP_US | NE | MAPP_US | Internal | Summer | B7 | 400 | 1600 | 0 | 168.88 | 161.88 | 5 | 0
2040 | NE_2_MAPP_US | NE | MAPP_US | Internal | Summer | B8 | 500 | 1600 | 0 | 147.2 | 145.2 | 5 | 0
2040 | NE_2_MAPP_US | NE | MAPP_US | Internal | Summer | B9 | 800 | 1600 | 0 | 145.06 | 143.06 | 5 | 0
2040 | NE_2_MAPP_US | NE | MAPP_US | Internal | Summer | B10 | 1262 | 1600 | 0 | 39.16 | 37.17 | 5 | 0
2040 | NE_2_MAPP_US | NE | MAPP_US | Internal | Winter | B16 | 25 | 1600 | 1600 | 0.01 | 11.48 | 5 | 6.47
2040 | NE_2_MAPP_US | NE | MAPP_US | Internal | Winter | B17 | 100 | 1600 | 1600 | 0.01 | 11.48 | 5 | 6.47
2040 | NE_2_MAPP_US | NE | MAPP_US | Internal | Winter | B18 | 400 | 1600 | 0 | 52.44 | 50.45 | 5 | 0
2040 | NE_2_MAPP_US | NE | MAPP_US | Internal | Winter | B19 | 700 | 1600 | 1600 | 32.51 | 49.13 | 5 | 11.62
2040 | NE_2_MAPP_US | NE | MAPP_US | Internal | Winter | B20 | 935 | 1600 | 1600 | 0.01 | 11.48 | 5 | 6.47
2040 | NE_2_MISO_W | NE | MISO_W | Internal | Shoulder | B11 | 25 | 3614 | 1766.2 | 148.9 | 153.9 | 5 | 0
2040 | NE_2_MISO_W | NE | MISO_W | Internal | Shoulder | B12 | 200 | 3614 | 3614 | 80.31 | 144.97 | 5 | 59.66
2040 | NE_2_MISO_W | NE | MISO_W | Internal | Shoulder | B13 | 600 | 3614 | 3614 | 48.72 | 136.1 | 5 | 82.38
2040 | NE_2_MISO_W | NE | MISO_W | Internal | Shoulder | B14 | 900 | 3614 | 3614 | 6.48 | 18.48 | 5 | 7
2040 | NE_2_MISO_W | NE | MISO_W | Internal | Shoulder | B15 | 1203 | 3614 | 3614 | 0.01 | 18.46 | 5 | 13.45
2040 | NE_2_MISO_W | NE | MISO_W | Internal | Summer | B1 | 10 | 3614 | 962.56 | 285.2 | 290.2 | 5 | 0
2040 | NE_2_MISO_W | NE | MISO_W | Internal | Summer | B2 | 25 | 3614 | 2084.68 | 279.22 | 284.22 | 5 | 0
2040 | NE_2_MISO_W | NE | MISO_W | Internal | Summer | B3 | 75 | 3614 | 0 | 290.2 | 290.2 | 5 | 0
2040 | NE_2_MISO_W | NE | MISO_W | Internal | Summer | B4 | 100 | 3614 | 226.52 | 255.86 | 260.86 | 5 | 0
2040 | NE_2_MISO_W | NE | MISO_W | Internal | Summer | B5 | 200 | 3614 | 0 | 184.16 | 184.48 | 5 | 0
2040 | NE_2_MISO_W | NE | MISO_W | Internal | Summer | B6 | 300 | 3614 | 0 | 177.32 | 177.32 | 5 | 0
2040 | NE_2_MISO_W | NE | MISO_W | Internal | Summer | B7 | 400 | 3614 | 0 | 168.88 | 168.88 | 5 | 0
2040 | NE_2_MISO_W | NE | MISO_W | Internal | Summer | B8 | 500 | 3614 | 821.97 | 147.2 | 152.2 | 5 | 0
2040 | NE_2_MISO_W | NE | MISO_W | Internal | Summer | B9 | 800 | 3614 | 859.23 | 145.06 | 150.06 | 5 | 0
2040 | NE_2_MISO_W | NE | MISO_W | Internal | Summer | B10 | 1262 | 3614 | 3614 | 39.16 | 44.17 | 5 | 0.01
2040 | NE_2_MISO_W | NE | MISO_W | Internal | Winter | B16 | 25 | 3614 | 3614 | 0.01 | 11.48 | 5 | 6.47
2040 | NE_2_MISO_W | NE | MISO_W | Internal | Winter | B17 | 100 | 3614 | 3614 | 0.01 | 11.48 | 5 | 6.47
2040 | NE_2_MISO_W | NE | MISO_W | Internal | Winter | B18 | 400 | 3614 | 3614 | 52.44 | 57.45 | 5 | 0.01
2040 | NE_2_MISO_W | NE | MISO_W | Internal | Winter | B19 | 700 | 3614 | 3614 | 32.51 | 57.45 | 5 | 19.94
2040 | NE_2_MISO_W | NE | MISO_W | Internal | Winter | B20 | 935 | 3614 | 3614 | 0.01 | 18.48 | 5 | 13.47
2040 | NE_2_SPP_N | NE | SPP_N | Internal | Shoulder | B11 | 25 | 1854 | 734.04 | 148.9 | 148.91 | 0.01 | 0
2040 | NE_2_SPP_N | NE | SPP_N | Internal | Shoulder | B12 | 200 | 1854 | 910.9 | 80.31 | 80.33 | 0.01 | 0
2040 | NE_2_SPP_N | NE | SPP_N | Internal | Shoulder | B13 | 600 | 1854 | 348.95 | 48.72 | 48.73 | 0.01 | 0
2040 | NE_2_SPP_N | NE | SPP_N | Internal | Shoulder | B14 | 900 | 1854 | 0 | 6.48 | 0.01 | 0.01 | 0
2040 | NE_2_SPP_N | NE | SPP_N | Internal | Shoulder | B15 | 1203 | 1854 | 0 | 0.01 | 0.01 | 0.01 | 0
2040 | NE_2_SPP_N | NE | SPP_N | Internal | Summer | B1 | 10 | 1854 | 0 | 285.2 | 0.01 | 0.01 | 0
2040 | NE_2_SPP_N | NE | SPP_N | Internal | Summer | B2 | 25 | 1854 | 751.39 | 279.22 | 279.23 | 0.01 | 0
2040 | NE_2_SPP_N | NE | SPP_N | Internal | Summer | B3 | 75 | 1854 | 1854 | 290.2 | 293.21 | 0.01 | 3
2040 | NE_2_SPP_N | NE | SPP_N | Internal | Summer | B4 | 100 | 1854 | 368.57 | 255.86 | 255.87 | 0.01 | 0
2040 | NE_2_SPP_N | NE | SPP_N | Internal | Summer | B5 | 200 | 1854 | 473.37 | 184.16 | 184.17 | 0.01 | 0
2040 | NE_2_SPP_N | NE | SPP_N | Internal | Summer | B6 | 300 | 1854 | 1854 | 177.32 | 181.96 | 0.01 | 4.62
2040 | NE_2_SPP_N | NE | SPP_N | Internal | Summer | B7 | 400 | 1854 | 1854 | 168.88 | 175.88 | 0.01 | 6.99
2040 | NE_2_SPP_N | NE | SPP_N | Internal | Summer | B8 | 500 | 1854 | 1854 | 147.2 | 159.2 | 0.01 | 11.99
2040 | NE_2_SPP_N | NE | SPP_N | Internal | Summer | B9 | 800 | 1854 | 1854 | 145.06 | 147.3 | 0.01 | 2.24
2040 | NE_2_SPP_N | NE | SPP_N | Internal | Summer | B10 | 1262 | 1854 | 385.5 | 39.16 | 39.17 | 0.01 | 0
2040 | NE_2_SPP_N | NE | SPP_N | Internal | Winter | B16 | 25 | 1854 | 40.5 | 0.01 | 0.02 | 0.01 | 0
2040 | NE_2_SPP_N | NE | SPP_N | Internal | Winter | B17 | 100 | 1854 | 0 | 0.01 | 0.01 | 0.01 | 0
2040 | NE_2_SPP_N | NE | SPP_N | Internal | Winter | B18 | 400 | 1854 | 1734.49 | 52.44 | 52.45 | 0.01 | 0
2040 | NE_2_SPP_N | NE | SPP_N | Internal | Winter | B19 | 700 | 1854 | 0 | 32.51 | 11.52 | 0.01 | 0
2040 | NE_2_SPP_N | NE | SPP_N | Internal | Winter | B20 | 935 | 1854 | 0 | 0.01 | 0.01 | 0.01 | 0
2040 | NEISO_2_NYISO_A-F | NEISO | NYISO_A-F | Internal | Shoulder | B11 | 25 | 600 | 0 | 78.72 | 75.72 | 3 | 0
2040 | NEISO_2_NYISO_A-F | NEISO | NYISO_A-F | Internal | Shoulder | B12 | 200 | 600 | 0 | 81.05 | 78.05 | 3 | 0
2040 | NEISO_2_NYISO_A-F | NEISO | NYISO_A-F | Internal | Shoulder | B13 | 600 | 600 | 0 | 78.72 | 75.72 | 3 | 0
2040 | NEISO_2_NYISO_A-F | NEISO | NYISO_A-F | Internal | Shoulder | B14 | 900 | 600 | 0 | 78.72 | 75.72 | 3 | 0
2040 | NEISO_2_NYISO_A-F | NEISO | NYISO_A-F | Internal | Shoulder | B15 | 1203 | 600 | 0 | 59.77 | 56.76 | 3 | 0
2040 | NEISO_2_NYISO_A-F | NEISO | NYISO_A-F | Internal | Summer | B1 | 10 | 600 | 0 | 751.19 | 172.33 | 3 | 0
2040 | NEISO_2_NYISO_A-F | NEISO | NYISO_A-F | Internal | Summer | B2 | 25 | 600 | 0 | 528.98 | 278.23 | 3 | 0
2040 | NEISO_2_NYISO_A-F | NEISO | NYISO_A-F | Internal | Summer | B3 | 75 | 600 | 0 | 281.21 | 284.19 | 3 | 0
2040 | NEISO_2_NYISO_A-F | NEISO | NYISO_A-F | Internal | Summer | B4 | 100 | 600 | 0 | 236.11 | 239.09 | 3 | 0
2040 | NEISO_2_NYISO_A-F | NEISO | NYISO_A-F | Internal | Summer | B5 | 200 | 600 | 0 | 175.45 | 172.45 | 3 | 0
2040 | NEISO_2_NYISO_A-F | NEISO | NYISO_A-F | Internal | Summer | B6 | 300 | 600 | 0 | 168.33 | 171.31 | 3 | 0
2040 | NEISO_2_NYISO_A-F | NEISO | NYISO_A-F | Internal | Summer | B7 | 400 | 600 | 0 | 159.9 | 162.89 | 3 | 0
2040 | NEISO_2_NYISO_A-F | NEISO | NYISO_A-F | Internal | Summer | B8 | 500 | 600 | 0 | 149.21 | 146.21 | 3 | 0
2040 | NEISO_2_NYISO_A-F | NEISO | NYISO_A-F | Internal | Summer | B9 | 800 | 600 | 0 | 142.54 | 139.54 | 3 | 0
2040 | NEISO_2_NYISO_A-F | NEISO | NYISO_A-F | Internal | Summer | B10 | 1262 | 600 | 0 | 129.8 | 126.78 | 3 | 0
2040 | NEISO_2_NYISO_A-F | NEISO | NYISO_A-F | Internal | Winter | B16 | 25 | 600 | 0 | 87.13 | 84.13 | 3 | 0
2040 | NEISO_2_NYISO_A-F | NEISO | NYISO_A-F | Internal | Winter | B17 | 100 | 600 | 0 | 82.59 | 79.59 | 3 | 0
2040 | NEISO_2_NYISO_A-F | NEISO | NYISO_A-F | Internal | Winter | B18 | 400 | 600 | 0 | 75.44 | 72.44 | 3 | 0
2040 | NEISO_2_NYISO_A-F | NEISO | NYISO_A-F | Internal | Winter | B19 | 700 | 600 | 0 | 75.44 | 72.44 | 3 | 0
2040 | NEISO_2_NYISO_A-F | NEISO | NYISO_A-F | Internal | Winter | B20 | 935 | 600 | 0 | 64.33 | 61.31 | 3 | 0
2040 | NEISO_2_NYISO_G-I | NEISO | NYISO_G-I | Internal | Shoulder | B11 | 25 | 600 | 600 | 78.72 | 147.92 | 3 | 66.2
2040 | NEISO_2_NYISO_G-I | NEISO | NYISO_G-I | Internal | Shoulder | B12 | 200 | 600 | 600 | 81.05 | 143.33 | 3 | 59.27
2040 | NEISO_2_NYISO_G-I | NEISO | NYISO_G-I | Internal | Shoulder | B13 | 600 | 600 | 600 | 78.72 | 141.13 | 3 | 59.41
2040 | NEISO_2_NYISO_G-I | NEISO | NYISO_G-I | Internal | Shoulder | B14 | 900 | 600 | 600 | 78.72 | 137.63 | 3 | 55.91
2040 | NEISO_2_NYISO_G-I | NEISO | NYISO_G-I | Internal | Shoulder | B15 | 1203 | 600 | 0 | 59.77 | 56.77 | 3 | 0
2040 | NEISO_2_NYISO_G-I | NEISO | NYISO_G-I | Internal | Summer | B1 | 10 | 600 | 0 | 751.19 | 748.19 | 3 | 0
2040 | NEISO_2_NYISO_G-I | NEISO | NYISO_G-I | Internal | Summer | B2 | 25 | 600 | 0 | 528.98 | 525.97 | 3 | 0
2040 | NEISO_2_NYISO_G-I | NEISO | NYISO_G-I | Internal | Summer | B3 | 75 | 600 | 0 | 281.21 | 284.2 | 3 | 0
2040 | NEISO_2_NYISO_G-I | NEISO | NYISO_G-I | Internal | Summer | B4 | 100 | 600 | 0 | 236.11 | 239.1 | 3 | 0
2040 | NEISO_2_NYISO_G-I | NEISO | NYISO_G-I | Internal | Summer | B5 | 200 | 600 | 405.61 | 175.45 | 178.45 | 3 | 0
2040 | NEISO_2_NYISO_G-I | NEISO | NYISO_G-I | Internal | Summer | B6 | 300 | 600 | 0 | 168.33 | 171.32 | 3 | 0
2040 | NEISO_2_NYISO_G-I | NEISO | NYISO_G-I | Internal | Summer | B7 | 400 | 600 | 426.23 | 159.9 | 162.9 | 3 | 0
2040 | NEISO_2_NYISO_G-I | NEISO | NYISO_G-I | Internal | Summer | B8 | 500 | 600 | 0 | 149.21 | 146.22 | 3 | 0
2040 | NEISO_2_NYISO_G-I | NEISO | NYISO_G-I | Internal | Summer | B9 | 800 | 600 | 0 | 142.54 | 144.08 | 3 | 0
2040 | NEISO_2_NYISO_G-I | NEISO | NYISO_G-I | Internal | Summer | B10 | 1262 | 600 | 0 | 129.8 | 126.79 | 3 | 0
2040 | NEISO_2_NYISO_G-I | NEISO | NYISO_G-I | Internal | Winter | B16 | 25 | 600 | 600 | 87.13 | 149.81 | 3 | 59.68
2040 | NEISO_2_NYISO_G-I | NEISO | NYISO_G-I | Internal | Winter | B17 | 100 | 600 | 600 | 82.59 | 149.81 | 3 | 64.22
2040 | NEISO_2_NYISO_G-I | NEISO | NYISO_G-I | Internal | Winter | B18 | 400 | 600 | 600 | 75.44 | 140.93 | 3 | 62.49
2040 | NEISO_2_NYISO_G-I | NEISO | NYISO_G-I | Internal | Winter | B19 | 700 | 600 | 600 | 75.44 | 136.66 | 3 | 58.23
2040 | NEISO_2_NYISO_G-I | NEISO | NYISO_G-I | Internal | Winter | B20 | 935 | 600 | 0 | 64.33 | 61.33 | 3 | 0
2040 | NEISO_2_NYISO_J-K | NEISO | NYISO_J-K | Internal | Shoulder | B11 | 25 | 1038 | 1038 | 78.72 | 161.92 | 3 | 80.2
2040 | NEISO_2_NYISO_J-K | NEISO | NYISO_J-K | Internal | Shoulder | B12 | 200 | 1038 | 1038 | 81.05 | 146.64 | 3 | 62.59
2040 | NEISO_2_NYISO_J-K | NEISO | NYISO_J-K | Internal | Shoulder | B13 | 600 | 1038 | 1038 | 78.72 | 146.64 | 3 | 64.92
2040 | NEISO_2_NYISO_J-K | NEISO | NYISO_J-K | Internal | Shoulder | B14 | 900 | 1038 | 1038 | 78.72 | 141.13 | 3 | 59.41
2040 | NEISO_2_NYISO_J-K | NEISO | NYISO_J-K | Internal | Shoulder | B15 | 1203 | 1038 | 0 | 59.77 | 56.78 | 3 | 0
2040 | NEISO_2_NYISO_J-K | NEISO | NYISO_J-K | Internal | Summer | B1 | 10 | 1038 | 0 | 751.19 | 748.2 | 3 | 0
2040 | NEISO_2_NYISO_J-K | NEISO | NYISO_J-K | Internal | Summer | B2 | 25 | 1038 | 0 | 528.98 | 525.98 | 3 | 0
2040 | NEISO_2_NYISO_J-K | NEISO | NYISO_J-K | Internal | Summer | B3 | 75 | 1038 | 337.83 | 281.21 | 284.21 | 3 | 0
2040 | NEISO_2_NYISO_J-K | NEISO | NYISO_J-K | Internal | Summer | B4 | 100 | 1038 | 626.91 | 236.11 | 239.11 | 3 | 0
2040 | NEISO_2_NYISO_J-K | NEISO | NYISO_J-K | Internal | Summer | B5 | 200 | 1038 | 1038 | 175.45 | 178.46 | 3 | 0.01
2040 | NEISO_2_NYISO_J-K | NEISO | NYISO_J-K | Internal | Summer | B6 | 300 | 1038 | 1034.61 | 168.33 | 171.33 | 3 | 0
2040 | NEISO_2_NYISO_J-K | NEISO | NYISO_J-K | Internal | Summer | B7 | 400 | 1038 | 1038 | 159.9 | 166.75 | 3 | 3.84
2040 | NEISO_2_NYISO_J-K | NEISO | NYISO_J-K | Internal | Summer | B8 | 500 | 1038 | 1038 | 149.21 | 166.75 | 3 | 14.54
2040 | NEISO_2_NYISO_J-K | NEISO | NYISO_J-K | Internal | Summer | B9 | 800 | 1038 | 635.23 | 142.54 | 145.54 | 3 | 0
2040 | NEISO_2_NYISO_J-K | NEISO | NYISO_J-K | Internal | Summer | B10 | 1262 | 1038 | 0 | 129.8 | 126.8 | 3 | 0
2040 | NEISO_2_NYISO_J-K | NEISO | NYISO_J-K | Internal | Winter | B16 | 25 | 1038 | 1038 | 87.13 | 163.81 | 3 | 73.68
2040 | NEISO_2_NYISO_J-K | NEISO | NYISO_J-K | Internal | Winter | B17 | 100 | 1038 | 1038 | 82.59 | 158.53 | 3 | 72.94
2040 | NEISO_2_NYISO_J-K | NEISO | NYISO_J-K | Internal | Winter | B18 | 400 | 1038 | 1038 | 75.44 | 158.53 | 3 | 80.1
2040 | NEISO_2_NYISO_J-K | NEISO | NYISO_J-K | Internal | Winter | B19 | 700 | 1038 | 1038 | 75.44 | 154.93 | 3 | 76.49
2040 | NEISO_2_NYISO_J-K | NEISO | NYISO_J-K | Internal | Winter | B20 | 935 | 1038 | 0 | 64.33 | 61.34 | 3 | 0
2040 | NonRTO_Midwest_2_TVA_Transmission | NonRTO_Midwest | TVA_Transmission | Internal | Shoulder | B11 | 25 | 2400 | 0 | 161.89 | 161.91 | 8 | 0
2040 | NonRTO_Midwest_2_TVA_Transmission | NonRTO_Midwest | TVA_Transmission | Internal | Shoulder | B12 | 200 | 2400 | 0 | 157.29 | 152.98 | 8 | 0
2040 | NonRTO_Midwest_2_TVA_Transmission | NonRTO_Midwest | TVA_Transmission | Internal | Shoulder | B13 | 600 | 2400 | 0 | 155.09 | 144.11 | 8 | 0
2040 | NonRTO_Midwest_2_TVA_Transmission | NonRTO_Midwest | TVA_Transmission | Internal | Shoulder | B14 | 900 | 2400 | 0 | 155.09 | 144.11 | 8 | 0
2040 | NonRTO_Midwest_2_TVA_Transmission | NonRTO_Midwest | TVA_Transmission | Internal | Shoulder | B15 | 1203 | 2400 | 1269.43 | 33.75 | 41.75 | 8 | 0
2040 | NonRTO_Midwest_2_TVA_Transmission | NonRTO_Midwest | TVA_Transmission | Internal | Summer | B1 | 10 | 2400 | 2027.01 | 292.22 | 300.22 | 8 | 0
2040 | NonRTO_Midwest_2_TVA_Transmission | NonRTO_Midwest | TVA_Transmission | Internal | Summer | B2 | 25 | 2400 | 1329.79 | 292.22 | 300.22 | 8 | 0
2040 | NonRTO_Midwest_2_TVA_Transmission | NonRTO_Midwest | TVA_Transmission | Internal | Summer | B3 | 75 | 2400 | 2061.53 | 298.2 | 306.2 | 8 | 0
2040 | NonRTO_Midwest_2_TVA_Transmission | NonRTO_Midwest | TVA_Transmission | Internal | Summer | B4 | 100 | 2400 | 0 | 268.86 | 268.87 | 8 | 0
2040 | NonRTO_Midwest_2_TVA_Transmission | NonRTO_Midwest | TVA_Transmission | Internal | Summer | B5 | 200 | 2400 | 0 | 192.47 | 192.48 | 8 | 0
2040 | NonRTO_Midwest_2_TVA_Transmission | NonRTO_Midwest | TVA_Transmission | Internal | Summer | B6 | 300 | 2400 | 0 | 185.31 | 183.53 | 8 | 0
2040 | NonRTO_Midwest_2_TVA_Transmission | NonRTO_Midwest | TVA_Transmission | Internal | Summer | B7 | 400 | 2400 | 493.88 | 166.34 | 174.34 | 8 | 0
2040 | NonRTO_Midwest_2_TVA_Transmission | NonRTO_Midwest | TVA_Transmission | Internal | Summer | B8 | 500 | 2400 | 0 | 156.1 | 160.3 | 8 | 0
2040 | NonRTO_Midwest_2_TVA_Transmission | NonRTO_Midwest | TVA_Transmission | Internal | Summer | B9 | 800 | 2400 | 0 | 156.1 | 158.06 | 8 | 0
2040 | NonRTO_Midwest_2_TVA_Transmission | NonRTO_Midwest | TVA_Transmission | Internal | Summer | B10 | 1262 | 2400 | 0 | 71.17 | 52.18 | 8 | 0
2040 | NonRTO_Midwest_2_TVA_Transmission | NonRTO_Midwest | TVA_Transmission | Internal | Winter | B16 | 25 | 2400 | 1584.73 | 161.53 | 169.53 | 8 | 0
2040 | NonRTO_Midwest_2_TVA_Transmission | NonRTO_Midwest | TVA_Transmission | Internal | Winter | B17 | 100 | 2400 | 0 | 163.78 | 160.18 | 8 | 0
2040 | NonRTO_Midwest_2_TVA_Transmission | NonRTO_Midwest | TVA_Transmission | Internal | Winter | B18 | 400 | 2400 | 0 | 154.9 | 144.12 | 8 | 0
2040 | NonRTO_Midwest_2_TVA_Transmission | NonRTO_Midwest | TVA_Transmission | Internal | Winter | B19 | 700 | 2400 | 0 | 154.9 | 144.12 | 8 | 0
2040 | NonRTO_Midwest_2_TVA_Transmission | NonRTO_Midwest | TVA_Transmission | Internal | Winter | B20 | 935 | 2400 | 1015.22 | 38.3 | 46.3 | 8 | 0
2040 | NYISO_A-F_2_NEISO | NYISO_A-F | NEISO | Internal | Shoulder | B11 | 25 | 600 | 44.16 | 75.72 | 78.72 | 3 | 0
2040 | NYISO_A-F_2_NEISO | NYISO_A-F | NEISO | Internal | Shoulder | B12 | 200 | 600 | 222.33 | 78.05 | 81.05 | 3 | 0
2040 | NYISO_A-F_2_NEISO | NYISO_A-F | NEISO | Internal | Shoulder | B13 | 600 | 600 | 80.24 | 75.72 | 78.72 | 3 | 0
2040 | NYISO_A-F_2_NEISO | NYISO_A-F | NEISO | Internal | Shoulder | B14 | 900 | 600 | 117.44 | 75.72 | 78.72 | 3 | 0
2040 | NYISO_A-F_2_NEISO | NYISO_A-F | NEISO | Internal | Shoulder | B15 | 1203 | 600 | 600 | 56.76 | 59.77 | 3 | 0.01
2040 | NYISO_A-F_2_NEISO | NYISO_A-F | NEISO | Internal | Summer | B1 | 10 | 600 | 600 | 172.33 | 751.19 | 3 | 575.85
2040 | NYISO_A-F_2_NEISO | NYISO_A-F | NEISO | Internal | Summer | B2 | 25 | 600 | 600 | 278.23 | 528.98 | 3 | 247.75
2040 | NYISO_A-F_2_NEISO | NYISO_A-F | NEISO | Internal | Summer | B3 | 75 | 600 | 0 | 284.19 | 281.21 | 3 | 0
2040 | NYISO_A-F_2_NEISO | NYISO_A-F | NEISO | Internal | Summer | B4 | 100 | 600 | 0 | 239.09 | 236.11 | 3 | 0
2040 | NYISO_A-F_2_NEISO | NYISO_A-F | NEISO | Internal | Summer | B5 | 200 | 600 | 161.09 | 172.45 | 175.45 | 3 | 0
2040 | NYISO_A-F_2_NEISO | NYISO_A-F | NEISO | Internal | Summer | B6 | 300 | 600 | 0 | 171.31 | 168.33 | 3 | 0
2040 | NYISO_A-F_2_NEISO | NYISO_A-F | NEISO | Internal | Summer | B7 | 400 | 600 | 0 | 162.89 | 159.9 | 3 | 0
2040 | NYISO_A-F_2_NEISO | NYISO_A-F | NEISO | Internal | Summer | B8 | 500 | 600 | 422.01 | 146.21 | 149.21 | 3 | 0
2040 | NYISO_A-F_2_NEISO | NYISO_A-F | NEISO | Internal | Summer | B9 | 800 | 600 | 16.88 | 139.54 | 142.54 | 3 | 0
2040 | NYISO_A-F_2_NEISO | NYISO_A-F | NEISO | Internal | Summer | B10 | 1262 | 600 | 600 | 126.78 | 129.8 | 3 | 0.02
2040 | NYISO_A-F_2_NEISO | NYISO_A-F | NEISO | Internal | Winter | B16 | 25 | 600 | 137.01 | 84.13 | 87.13 | 3 | 0
2040 | NYISO_A-F_2_NEISO | NYISO_A-F | NEISO | Internal | Winter | B17 | 100 | 600 | 53.82 | 79.59 | 82.59 | 3 | 0
2040 | NYISO_A-F_2_NEISO | NYISO_A-F | NEISO | Internal | Winter | B18 | 400 | 600 | 5 | 72.44 | 75.44 | 3 | 0
2040 | NYISO_A-F_2_NEISO | NYISO_A-F | NEISO | Internal | Winter | B19 | 700 | 600 | 2.93 | 72.44 | 75.44 | 3 | 0
2040 | NYISO_A-F_2_NEISO | NYISO_A-F | NEISO | Internal | Winter | B20 | 935 | 600 | 600 | 61.31 | 64.33 | 3 | 0.01
2040 | NYISO_A-F_2_NYISO_G-I | NYISO_A-F | NYISO_G-I | Internal | Shoulder | B11 | 25 | 5266 | 5266 | 75.72 | 147.92 | 0.01 | 72.19
2040 | NYISO_A-F_2_NYISO_G-I | NYISO_A-F | NYISO_G-I | Internal | Shoulder | B12 | 200 | 5266 | 5266 | 78.05 | 143.33 | 0.01 | 65.26
2040 | NYISO_A-F_2_NYISO_G-I | NYISO_A-F | NYISO_G-I | Internal | Shoulder | B13 | 600 | 5266 | 5266 | 75.72 | 141.13 | 0.01 | 65.4
2040 | NYISO_A-F_2_NYISO_G-I | NYISO_A-F | NYISO_G-I | Internal | Shoulder | B14 | 900 | 5266 | 5266 | 75.72 | 137.63 | 0.01 | 61.9
2040 | NYISO_A-F_2_NYISO_G-I | NYISO_A-F | NYISO_G-I | Internal | Shoulder | B15 | 1203 | 5266 | 3264.23 | 56.76 | 56.77 | 0.01 | 0
2040 | NYISO_A-F_2_NYISO_G-I | NYISO_A-F | NYISO_G-I | Internal | Summer | B1 | 10 | 5266 | 5266 | 172.33 | 748.19 | 0.01 | 575.84
2040 | NYISO_A-F_2_NYISO_G-I | NYISO_A-F | NYISO_G-I | Internal | Summer | B2 | 25 | 5266 | 5266 | 278.23 | 525.97 | 0.01 | 247.73
2040 | NYISO_A-F_2_NYISO_G-I | NYISO_A-F | NYISO_G-I | Internal | Summer | B3 | 75 | 5266 | 5232.2 | 284.19 | 284.2 | 0.01 | 0
2040 | NYISO_A-F_2_NYISO_G-I | NYISO_A-F | NYISO_G-I | Internal | Summer | B4 | 100 | 5266 | 5188.9 | 239.09 | 239.1 | 0.01 | 0
2040 | NYISO_A-F_2_NYISO_G-I | NYISO_A-F | NYISO_G-I | Internal | Summer | B5 | 200 | 5266 | 5266 | 172.45 | 178.45 | 0.01 | 5.99
2040 | NYISO_A-F_2_NYISO_G-I | NYISO_A-F | NYISO_G-I | Internal | Summer | B6 | 300 | 5266 | 4691.54 | 171.31 | 171.32 | 0.01 | 0
2040 | NYISO_A-F_2_NYISO_G-I | NYISO_A-F | NYISO_G-I | Internal | Summer | B7 | 400 | 5266 | 4633.05 | 162.89 | 162.9 | 0.01 | 0
2040 | NYISO_A-F_2_NYISO_G-I | NYISO_A-F | NYISO_G-I | Internal | Summer | B8 | 500 | 5266 | 4743.55 | 146.21 | 146.22 | 0.01 | 0
2040 | NYISO_A-F_2_NYISO_G-I | NYISO_A-F | NYISO_G-I | Internal | Summer | B9 | 800 | 5266 | 5266 | 139.54 | 144.08 | 0.01 | 4.53
2040 | NYISO_A-F_2_NYISO_G-I | NYISO_A-F | NYISO_G-I | Internal | Summer | B10 | 1262 | 5266 | 3502.37 | 126.78 | 126.79 | 0.01 | 0
2040 | NYISO_A-F_2_NYISO_G-I | NYISO_A-F | NYISO_G-I | Internal | Winter | B16 | 25 | 5266 | 5266 | 84.13 | 149.81 | 0.01 | 65.67
2040 | NYISO_A-F_2_NYISO_G-I | NYISO_A-F | NYISO_G-I | Internal | Winter | B17 | 100 | 5266 | 5266 | 79.59 | 149.81 | 0.01 | 70.21
2040 | NYISO_A-F_2_NYISO_G-I | NYISO_A-F | NYISO_G-I | Internal | Winter | B18 | 400 | 5266 | 5266 | 72.44 | 140.93 | 0.01 | 68.48
2040 | NYISO_A-F_2_NYISO_G-I | NYISO_A-F | NYISO_G-I | Internal | Winter | B19 | 700 | 5266 | 5266 | 72.44 | 136.66 | 0.01 | 64.22
2040 | NYISO_A-F_2_NYISO_G-I | NYISO_A-F | NYISO_G-I | Internal | Winter | B20 | 935 | 5266 | 3195.12 | 61.31 | 61.33 | 0.01 | 0
2040 | NYISO_A-F_2_PJM_ROM | NYISO_A-F | PJM_ROM | Internal | Shoulder | B11 | 25 | 1000 | 1000 | 75.72 | 155.91 | 8 | 72.19
2040 | NYISO_A-F_2_PJM_ROM | NYISO_A-F | PJM_ROM | Internal | Shoulder | B12 | 200 | 1000 | 1000 | 78.05 | 151.31 | 8 | 65.26
2040 | NYISO_A-F_2_PJM_ROM | NYISO_A-F | PJM_ROM | Internal | Shoulder | B13 | 600 | 1000 | 1000 | 75.72 | 149.12 | 8 | 65.4
2040 | NYISO_A-F_2_PJM_ROM | NYISO_A-F | PJM_ROM | Internal | Shoulder | B14 | 900 | 1000 | 1000 | 75.72 | 149.12 | 8 | 65.4
2040 | NYISO_A-F_2_PJM_ROM | NYISO_A-F | PJM_ROM | Internal | Shoulder | B15 | 1203 | 1000 | 0 | 56.76 | 50.76 | 8 | 0
2040 | NYISO_A-F_2_PJM_ROM | NYISO_A-F | PJM_ROM | Internal | Summer | B1 | 10 | 1000 | 1000 | 172.33 | 292.21 | 8 | 111.88
2040 | NYISO_A-F_2_PJM_ROM | NYISO_A-F | PJM_ROM | Internal | Summer | B2 | 25 | 1000 | 676.91 | 278.23 | 286.23 | 8 | 0
2040 | NYISO_A-F_2_PJM_ROM | NYISO_A-F | PJM_ROM | Internal | Summer | B3 | 75 | 1000 | 968.93 | 284.19 | 292.19 | 8 | 0
2040 | NYISO_A-F_2_PJM_ROM | NYISO_A-F | PJM_ROM | Internal | Summer | B4 | 100 | 1000 | 1000 | 239.09 | 262.85 | 8 | 15.76
2040 | NYISO_A-F_2_PJM_ROM | NYISO_A-F | PJM_ROM | Internal | Summer | B5 | 200 | 1000 | 1000 | 172.45 | 186.47 | 8 | 6.02
2040 | NYISO_A-F_2_PJM_ROM | NYISO_A-F | PJM_ROM | Internal | Summer | B6 | 300 | 1000 | 557.69 | 171.31 | 179.31 | 8 | 0
2040 | NYISO_A-F_2_PJM_ROM | NYISO_A-F | PJM_ROM | Internal | Summer | B7 | 400 | 1000 | 654.4 | 162.89 | 170.89 | 8 | 0
2040 | NYISO_A-F_2_PJM_ROM | NYISO_A-F | PJM_ROM | Internal | Summer | B8 | 500 | 1000 | 535.95 | 146.21 | 154.21 | 8 | 0
2040 | NYISO_A-F_2_PJM_ROM | NYISO_A-F | PJM_ROM | Internal | Summer | B9 | 800 | 1000 | 1000 | 139.54 | 152.07 | 8 | 4.53
2040 | NYISO_A-F_2_PJM_ROM | NYISO_A-F | PJM_ROM | Internal | Summer | B10 | 1262 | 1000 | 0 | 126.78 | 73.25 | 8 | 0
2040 | NYISO_A-F_2_PJM_ROM | NYISO_A-F | PJM_ROM | Internal | Winter | B16 | 25 | 1000 | 1000 | 84.13 | 157.8 | 8 | 65.67
2040 | NYISO_A-F_2_PJM_ROM | NYISO_A-F | PJM_ROM | Internal | Winter | B17 | 100 | 1000 | 1000 | 79.59 | 157.8 | 8 | 70.21
2040 | NYISO_A-F_2_PJM_ROM | NYISO_A-F | PJM_ROM | Internal | Winter | B18 | 400 | 1000 | 1000 | 72.44 | 148.92 | 8 | 68.48
2040 | NYISO_A-F_2_PJM_ROM | NYISO_A-F | PJM_ROM | Internal | Winter | B19 | 700 | 1000 | 1000 | 72.44 | 148.92 | 8 | 68.48
2040 | NYISO_A-F_2_PJM_ROM | NYISO_A-F | PJM_ROM | Internal | Winter | B20 | 935 | 1000 | 0 | 61.31 | 55.31 | 8 | 0
2040 | NYISO_G-I_2_NEISO | NYISO_G-I | NEISO | Internal | Shoulder | B11 | 25 | 600 | 0 | 147.92 | 78.72 | 3 | 0
2040 | NYISO_G-I_2_NEISO | NYISO_G-I | NEISO | Internal | Shoulder | B12 | 200 | 600 | 0 | 143.33 | 81.05 | 3 | 0
2040 | NYISO_G-I_2_NEISO | NYISO_G-I | NEISO | Internal | Shoulder | B13 | 600 | 600 | 0 | 141.13 | 78.72 | 3 | 0
2040 | NYISO_G-I_2_NEISO | NYISO_G-I | NEISO | Internal | Shoulder | B14 | 900 | 600 | 0 | 137.63 | 78.72 | 3 | 0
2040 | NYISO_G-I_2_NEISO | NYISO_G-I | NEISO | Internal | Shoulder | B15 | 1203 | 600 | 502.63 | 56.77 | 59.77 | 3 | 0
2040 | NYISO_G-I_2_NEISO | NYISO_G-I | NEISO | Internal | Summer | B1 | 10 | 600 | 479.63 | 748.19 | 751.19 | 3 | 0
2040 | NYISO_G-I_2_NEISO | NYISO_G-I | NEISO | Internal | Summer | B2 | 25 | 600 | 599.96 | 525.97 | 528.98 | 3 | 0.01
2040 | NYISO_G-I_2_NEISO | NYISO_G-I | NEISO | Internal | Summer | B3 | 75 | 600 | 0 | 284.2 | 281.21 | 3 | 0
2040 | NYISO_G-I_2_NEISO | NYISO_G-I | NEISO | Internal | Summer | B4 | 100 | 600 | 0 | 239.1 | 236.11 | 3 | 0
2040 | NYISO_G-I_2_NEISO | NYISO_G-I | NEISO | Internal | Summer | B5 | 200 | 600 | 0 | 178.45 | 175.45 | 3 | 0
2040 | NYISO_G-I_2_NEISO | NYISO_G-I | NEISO | Internal | Summer | B6 | 300 | 600 | 0 | 171.32 | 168.33 | 3 | 0
2040 | NYISO_G-I_2_NEISO | NYISO_G-I | NEISO | Internal | Summer | B7 | 400 | 600 | 0 | 162.9 | 159.9 | 3 | 0
2040 | NYISO_G-I_2_NEISO | NYISO_G-I | NEISO | Internal | Summer | B8 | 500 | 600 | 0 | 146.22 | 149.21 | 3 | 0
2040 | NYISO_G-I_2_NEISO | NYISO_G-I | NEISO | Internal | Summer | B9 | 800 | 600 | 0 | 144.08 | 142.54 | 3 | 0
2040 | NYISO_G-I_2_NEISO | NYISO_G-I | NEISO | Internal | Summer | B10 | 1262 | 600 | 600 | 126.79 | 129.8 | 3 | 0.01
2040 | NYISO_G-I_2_NEISO | NYISO_G-I | NEISO | Internal | Winter | B16 | 25 | 600 | 0 | 149.81 | 87.13 | 3 | 0
2040 | NYISO_G-I_2_NEISO | NYISO_G-I | NEISO | Internal | Winter | B17 | 100 | 600 | 0 | 149.81 | 82.59 | 3 | 0
2040 | NYISO_G-I_2_NEISO | NYISO_G-I | NEISO | Internal | Winter | B18 | 400 | 600 | 0 | 140.93 | 75.44 | 3 | 0
2040 | NYISO_G-I_2_NEISO | NYISO_G-I | NEISO | Internal | Winter | B19 | 700 | 600 | 0 | 136.66 | 75.44 | 3 | 0
2040 | NYISO_G-I_2_NEISO | NYISO_G-I | NEISO | Internal | Winter | B20 | 935 | 600 | 11.71 | 61.33 | 64.33 | 3 | 0
2040 | NYISO_G-I_2_NYISO_A-F | NYISO_G-I | NYISO_A-F | Internal | Shoulder | B11 | 25 | 3015 | 0 | 147.92 | 75.72 | 0.01 | 0
2040 | NYISO_G-I_2_NYISO_A-F | NYISO_G-I | NYISO_A-F | Internal | Shoulder | B12 | 200 | 3015 | 0 | 143.33 | 78.05 | 0.01 | 0
2040 | NYISO_G-I_2_NYISO_A-F | NYISO_G-I | NYISO_A-F | Internal | Shoulder | B13 | 600 | 3015 | 0 | 141.13 | 75.72 | 0.01 | 0
2040 | NYISO_G-I_2_NYISO_A-F | NYISO_G-I | NYISO_A-F | Internal | Shoulder | B14 | 900 | 3015 | 0 | 137.63 | 75.72 | 0.01 | 0
2040 | NYISO_G-I_2_NYISO_A-F | NYISO_G-I | NYISO_A-F | Internal | Shoulder | B15 | 1203 | 3015 | 0 | 56.77 | 56.76 | 0.01 | 0
2040 | NYISO_G-I_2_NYISO_A-F | NYISO_G-I | NYISO_A-F | Internal | Summer | B1 | 10 | 3015 | 0 | 748.19 | 172.33 | 0.01 | 0
2040 | NYISO_G-I_2_NYISO_A-F | NYISO_G-I | NYISO_A-F | Internal | Summer | B2 | 25 | 3015 | 0 | 525.97 | 278.23 | 0.01 | 0
2040 | NYISO_G-I_2_NYISO_A-F | NYISO_G-I | NYISO_A-F | Internal | Summer | B3 | 75 | 3015 | 0 | 284.2 | 284.19 | 0.01 | 0
2040 | NYISO_G-I_2_NYISO_A-F | NYISO_G-I | NYISO_A-F | Internal | Summer | B4 | 100 | 3015 | 0 | 239.1 | 239.09 | 0.01 | 0
2040 | NYISO_G-I_2_NYISO_A-F | NYISO_G-I | NYISO_A-F | Internal | Summer | B5 | 200 | 3015 | 0 | 178.45 | 172.45 | 0.01 | 0
2040 | NYISO_G-I_2_NYISO_A-F | NYISO_G-I | NYISO_A-F | Internal | Summer | B6 | 300 | 3015 | 0 | 171.32 | 171.31 | 0.01 | 0
2040 | NYISO_G-I_2_NYISO_A-F | NYISO_G-I | NYISO_A-F | Internal | Summer | B7 | 400 | 3015 | 0 | 162.9 | 162.89 | 0.01 | 0
2040 | NYISO_G-I_2_NYISO_A-F | NYISO_G-I | NYISO_A-F | Internal | Summer | B8 | 500 | 3015 | 0 | 146.22 | 146.21 | 0.01 | 0
2040 | NYISO_G-I_2_NYISO_A-F | NYISO_G-I | NYISO_A-F | Internal | Summer | B9 | 800 | 3015 | 0 | 144.08 | 139.54 | 0.01 | 0
2040 | NYISO_G-I_2_NYISO_A-F | NYISO_G-I | NYISO_A-F | Internal | Summer | B10 | 1262 | 3015 | 0 | 126.79 | 126.78 | 0.01 | 0
2040 | NYISO_G-I_2_NYISO_A-F | NYISO_G-I | NYISO_A-F | Internal | Winter | B16 | 25 | 3015 | 0 | 149.81 | 84.13 | 0.01 | 0
2040 | NYISO_G-I_2_NYISO_A-F | NYISO_G-I | NYISO_A-F | Internal | Winter | B17 | 100 | 3015 | 0 | 149.81 | 79.59 | 0.01 | 0
2040 | NYISO_G-I_2_NYISO_A-F | NYISO_G-I | NYISO_A-F | Internal | Winter | B18 | 400 | 3015 | 0 | 140.93 | 72.44 | 0.01 | 0
2040 | NYISO_G-I_2_NYISO_A-F | NYISO_G-I | NYISO_A-F | Internal | Winter | B19 | 700 | 3015 | 0 | 136.66 | 72.44 | 0.01 | 0
2040 | NYISO_G-I_2_NYISO_A-F | NYISO_G-I | NYISO_A-F | Internal | Winter | B20 | 935 | 3015 | 0 | 61.33 | 61.31 | 0.01 | 0
2040 | NYISO_G-I_2_NYISO_J-K | NYISO_G-I | NYISO_J-K | Internal | Shoulder | B11 | 25 | 6130 | 6130 | 147.92 | 161.92 | 0.01 | 13.99
2040 | NYISO_G-I_2_NYISO_J-K | NYISO_G-I | NYISO_J-K | Internal | Shoulder | B12 | 200 | 6130 | 6130 | 143.33 | 146.64 | 0.01 | 3.3
2040 | NYISO_G-I_2_NYISO_J-K | NYISO_G-I | NYISO_J-K | Internal | Shoulder | B13 | 600 | 6130 | 6130 | 141.13 | 146.64 | 0.01 | 5.5
2040 | NYISO_G-I_2_NYISO_J-K | NYISO_G-I | NYISO_J-K | Internal | Shoulder | B14 | 900 | 6130 | 6130 | 137.63 | 141.13 | 0.01 | 3.48
2040 | NYISO_G-I_2_NYISO_J-K | NYISO_G-I | NYISO_J-K | Internal | Shoulder | B15 | 1203 | 6130 | 5117.22 | 56.77 | 56.78 | 0.01 | 0
2040 | NYISO_G-I_2_NYISO_J-K | NYISO_G-I | NYISO_J-K | Internal | Summer | B1 | 10 | 6130 | 6001.13 | 748.19 | 748.2 | 0.01 | 0
2040 | NYISO_G-I_2_NYISO_J-K | NYISO_G-I | NYISO_J-K | Internal | Summer | B2 | 25 | 6130 | 5998.47 | 525.97 | 525.98 | 0.01 | 0
2040 | NYISO_G-I_2_NYISO_J-K | NYISO_G-I | NYISO_J-K | Internal | Summer | B3 | 75 | 6130 | 5862.14 | 284.2 | 284.21 | 0.01 | 0
2040 | NYISO_G-I_2_NYISO_J-K | NYISO_G-I | NYISO_J-K | Internal | Summer | B4 | 100 | 6130 | 5110.19 | 239.1 | 239.11 | 0.01 | 0
2040 | NYISO_G-I_2_NYISO_J-K | NYISO_G-I | NYISO_J-K | Internal | Summer | B5 | 200 | 6130 | 5724.48 | 178.45 | 178.46 | 0.01 | 0
2040 | NYISO_G-I_2_NYISO_J-K | NYISO_G-I | NYISO_J-K | Internal | Summer | B6 | 300 | 6130 | 5963.97 | 171.32 | 171.33 | 0.01 | 0
2040 | NYISO_G-I_2_NYISO_J-K | NYISO_G-I | NYISO_J-K | Internal | Summer | B7 | 400 | 6130 | 6130 | 162.9 | 166.75 | 0.01 | 3.83
2040 | NYISO_G-I_2_NYISO_J-K | NYISO_G-I | NYISO_J-K | Internal | Summer | B8 | 500 | 6130 | 6130 | 146.22 | 166.75 | 0.01 | 20.52
2040 | NYISO_G-I_2_NYISO_J-K | NYISO_G-I | NYISO_J-K | Internal | Summer | B9 | 800 | 6130 | 6130 | 144.08 | 145.54 | 0.01 | 1.45
2040 | NYISO_G-I_2_NYISO_J-K | NYISO_G-I | NYISO_J-K | Internal | Summer | B10 | 1262 | 6130 | 6041.69 | 126.79 | 126.8 | 0.01 | 0
2040 | NYISO_G-I_2_NYISO_J-K | NYISO_G-I | NYISO_J-K | Internal | Winter | B16 | 25 | 6130 | 6130 | 149.81 | 163.81 | 0.01 | 13.99
2040 | NYISO_G-I_2_NYISO_J-K | NYISO_G-I | NYISO_J-K | Internal | Winter | B17 | 100 | 6130 | 6130 | 149.81 | 158.53 | 0.01 | 8.71
2040 | NYISO_G-I_2_NYISO_J-K | NYISO_G-I | NYISO_J-K | Internal | Winter | B18 | 400 | 6130 | 6130 | 140.93 | 158.53 | 0.01 | 17.59
2040 | NYISO_G-I_2_NYISO_J-K | NYISO_G-I | NYISO_J-K | Internal | Winter | B19 | 700 | 6130 | 6130 | 136.66 | 154.93 | 0.01 | 18.26
2040 | NYISO_G-I_2_NYISO_J-K | NYISO_G-I | NYISO_J-K | Internal | Winter | B20 | 935 | 6130 | 5497 | 61.33 | 61.34 | 0.01 | 0
2040 | NYISO_G-I_2_PJM_E | NYISO_G-I | PJM_E | Internal | Shoulder | B11 | 25 | 1500 | 1218.79 | 147.92 | 155.92 | 8 | 0
2040 | NYISO_G-I_2_PJM_E | NYISO_G-I | PJM_E | Internal | Shoulder | B12 | 200 | 1500 | 1249.4 | 143.33 | 151.33 | 8 | 0
2040 | NYISO_G-I_2_PJM_E | NYISO_G-I | PJM_E | Internal | Shoulder | B13 | 600 | 1500 | 1357.5 | 141.13 | 149.13 | 8 | 0
2040 | NYISO_G-I_2_PJM_E | NYISO_G-I | PJM_E | Internal | Shoulder | B14 | 900 | 1500 | 1500 | 137.63 | 149.13 | 8 | 3.5
2040 | NYISO_G-I_2_PJM_E | NYISO_G-I | PJM_E | Internal | Shoulder | B15 | 1203 | 1500 | 0 | 56.77 | 50.77 | 8 | 0
2040 | NYISO_G-I_2_PJM_E | NYISO_G-I | PJM_E | Internal | Summer | B1 | 10 | 1500 | 0 | 748.19 | 292.22 | 8 | 0
2040 | NYISO_G-I_2_PJM_E | NYISO_G-I | PJM_E | Internal | Summer | B2 | 25 | 1500 | 0 | 525.97 | 286.25 | 8 | 0
2040 | NYISO_G-I_2_PJM_E | NYISO_G-I | PJM_E | Internal | Summer | B3 | 75 | 1500 | 566.11 | 284.2 | 292.2 | 8 | 0
2040 | NYISO_G-I_2_PJM_E | NYISO_G-I | PJM_E | Internal | Summer | B4 | 100 | 1500 | 1500 | 239.1 | 262.84 | 8 | 15.74
2040 | NYISO_G-I_2_PJM_E | NYISO_G-I | PJM_E | Internal | Summer | B5 | 200 | 1500 | 1500 | 178.45 | 186.46 | 8 | 0.01
2040 | NYISO_G-I_2_PJM_E | NYISO_G-I | PJM_E | Internal | Summer | B6 | 300 | 1500 | 462.3 | 171.32 | 179.32 | 8 | 0
2040 | NYISO_G-I_2_PJM_E | NYISO_G-I | PJM_E | Internal | Summer | B7 | 400 | 1500 | 818.86 | 162.9 | 170.9 | 8 | 0
2040 | NYISO_G-I_2_PJM_E | NYISO_G-I | PJM_E | Internal | Summer | B8 | 500 | 1500 | 643.73 | 146.22 | 154.22 | 8 | 0
2040 | NYISO_G-I_2_PJM_E | NYISO_G-I | PJM_E | Internal | Summer | B9 | 800 | 1500 | 1367.63 | 144.08 | 152.08 | 8 | 0
2040 | NYISO_G-I_2_PJM_E | NYISO_G-I | PJM_E | Internal | Summer | B10 | 1262 | 1500 | 0 | 126.79 | 73.26 | 8 | 0
2040 | NYISO_G-I_2_PJM_E | NYISO_G-I | PJM_E | Internal | Winter | B16 | 25 | 1500 | 1187.97 | 149.81 | 157.81 | 8 | 0
2040 | NYISO_G-I_2_PJM_E | NYISO_G-I | PJM_E | Internal | Winter | B17 | 100 | 1500 | 1296.48 | 149.81 | 157.81 | 8 | 0
2040 | NYISO_G-I_2_PJM_E | NYISO_G-I | PJM_E | Internal | Winter | B18 | 400 | 1500 | 1346.98 | 140.93 | 148.93 | 8 | 0
2040 | NYISO_G-I_2_PJM_E | NYISO_G-I | PJM_E | Internal | Winter | B19 | 700 | 1500 | 1500 | 136.66 | 148.93 | 8 | 4.27
2040 | NYISO_G-I_2_PJM_E | NYISO_G-I | PJM_E | Internal | Winter | B20 | 935 | 1500 | 0 | 61.33 | 55.33 | 8 | 0
2040 | NYISO_J-K_2_NEISO | NYISO_J-K | NEISO | Internal | Shoulder | B11 | 25 | 608 | 0 | 161.92 | 78.72 | 3 | 0
2040 | NYISO_J-K_2_NEISO | NYISO_J-K | NEISO | Internal | Shoulder | B12 | 200 | 608 | 0 | 146.64 | 81.05 | 3 | 0
2040 | NYISO_J-K_2_NEISO | NYISO_J-K | NEISO | Internal | Shoulder | B13 | 600 | 608 | 0 | 146.64 | 78.72 | 3 | 0
2040 | NYISO_J-K_2_NEISO | NYISO_J-K | NEISO | Internal | Shoulder | B14 | 900 | 608 | 0 | 141.13 | 78.72 | 3 | 0
2040 | NYISO_J-K_2_NEISO | NYISO_J-K | NEISO | Internal | Shoulder | B15 | 1203 | 608 | 0 | 56.78 | 59.77 | 3 | 0
2040 | NYISO_J-K_2_NEISO | NYISO_J-K | NEISO | Internal | Summer | B1 | 10 | 608 | 0.06 | 748.2 | 751.19 | 3 | 0
2040 | NYISO_J-K_2_NEISO | NYISO_J-K | NEISO | Internal | Summer | B2 | 25 | 608 | 115.18 | 525.98 | 528.98 | 3 | 0
2040 | NYISO_J-K_2_NEISO | NYISO_J-K | NEISO | Internal | Summer | B3 | 75 | 608 | 0 | 284.21 | 281.21 | 3 | 0
2040 | NYISO_J-K_2_NEISO | NYISO_J-K | NEISO | Internal | Summer | B4 | 100 | 608 | 0 | 239.11 | 236.11 | 3 | 0
2040 | NYISO_J-K_2_NEISO | NYISO_J-K | NEISO | Internal | Summer | B5 | 200 | 608 | 0 | 178.46 | 175.45 | 3 | 0
2040 | NYISO_J-K_2_NEISO | NYISO_J-K | NEISO | Internal | Summer | B6 | 300 | 608 | 0 | 171.33 | 168.33 | 3 | 0
2040 | NYISO_J-K_2_NEISO | NYISO_J-K | NEISO | Internal | Summer | B7 | 400 | 608 | 0 | 166.75 | 159.9 | 3 | 0
2040 | NYISO_J-K_2_NEISO | NYISO_J-K | NEISO | Internal | Summer | B8 | 500 | 608 | 0 | 166.75 | 149.21 | 3 | 0
2040 | NYISO_J-K_2_NEISO | NYISO_J-K | NEISO | Internal | Summer | B9 | 800 | 608 | 0 | 145.54 | 142.54 | 3 | 0
2040 | NYISO_J-K_2_NEISO | NYISO_J-K | NEISO | Internal | Summer | B10 | 1262 | 608 | 171.47 | 126.8 | 129.8 | 3 | 0
2040 | NYISO_J-K_2_NEISO | NYISO_J-K | NEISO | Internal | Winter | B16 | 25 | 608 | 0 | 163.81 | 87.13 | 3 | 0
2040 | NYISO_J-K_2_NEISO | NYISO_J-K | NEISO | Internal | Winter | B17 | 100 | 608 | 0 | 158.53 | 82.59 | 3 | 0
2040 | NYISO_J-K_2_NEISO | NYISO_J-K | NEISO | Internal | Winter | B18 | 400 | 608 | 0 | 158.53 | 75.44 | 3 | 0
2040 | NYISO_J-K_2_NEISO | NYISO_J-K | NEISO | Internal | Winter | B19 | 700 | 608 | 0 | 154.93 | 75.44 | 3 | 0
2040 | NYISO_J-K_2_NEISO | NYISO_J-K | NEISO | Internal | Winter | B20 | 935 | 608 | 0 | 61.34 | 64.33 | 3 | 0
2040 | NYISO_J-K_2_NYISO_G-I | NYISO_J-K | NYISO_G-I | Internal | Shoulder | B11 | 25 | 1999 | 0 | 161.92 | 147.92 | 0.01 | 0
2040 | NYISO_J-K_2_NYISO_G-I | NYISO_J-K | NYISO_G-I | Internal | Shoulder | B12 | 200 | 1999 | 0 | 146.64 | 143.33 | 0.01 | 0
2040 | NYISO_J-K_2_NYISO_G-I | NYISO_J-K | NYISO_G-I | Internal | Shoulder | B13 | 600 | 1999 | 0 | 146.64 | 141.13 | 0.01 | 0
2040 | NYISO_J-K_2_NYISO_G-I | NYISO_J-K | NYISO_G-I | Internal | Shoulder | B14 | 900 | 1999 | 0 | 141.13 | 137.63 | 0.01 | 0
2040 | NYISO_J-K_2_NYISO_G-I | NYISO_J-K | NYISO_G-I | Internal | Shoulder | B15 | 1203 | 1999 | 0 | 56.78 | 56.77 | 0.01 | 0
2040 | NYISO_J-K_2_NYISO_G-I | NYISO_J-K | NYISO_G-I | Internal | Summer | B1 | 10 | 1999 | 0.03 | 748.2 | 748.19 | 0.01 | 0
2040 | NYISO_J-K_2_NYISO_G-I | NYISO_J-K | NYISO_G-I | Internal | Summer | B2 | 25 | 1999 | 0.02 | 525.98 | 525.97 | 0.01 | 0
2040 | NYISO_J-K_2_NYISO_G-I | NYISO_J-K | NYISO_G-I | Internal | Summer | B3 | 75 | 1999 | 0 | 284.21 | 284.2 | 0.01 | 0
2040 | NYISO_J-K_2_NYISO_G-I | NYISO_J-K | NYISO_G-I | Internal | Summer | B4 | 100 | 1999 | 0 | 239.11 | 239.1 | 0.01 | 0
2040 | NYISO_J-K_2_NYISO_G-I | NYISO_J-K | NYISO_G-I | Internal | Summer | B5 | 200 | 1999 | 0 | 178.46 | 178.45 | 0.01 | 0
2040 | NYISO_J-K_2_NYISO_G-I | NYISO_J-K | NYISO_G-I | Internal | Summer | B6 | 300 | 1999 | 0 | 171.33 | 171.32 | 0.01 | 0
2040 | NYISO_J-K_2_NYISO_G-I | NYISO_J-K | NYISO_G-I | Internal | Summer | B7 | 400 | 1999 | 0 | 166.75 | 162.9 | 0.01 | 0
2040 | NYISO_J-K_2_NYISO_G-I | NYISO_J-K | NYISO_G-I | Internal | Summer | B8 | 500 | 1999 | 0 | 166.75 | 146.22 | 0.01 | 0
2040 | NYISO_J-K_2_NYISO_G-I | NYISO_J-K | NYISO_G-I | Internal | Summer | B9 | 800 | 1999 | 0 | 145.54 | 144.08 | 0.01 | 0
2040 | NYISO_J-K_2_NYISO_G-I | NYISO_J-K | NYISO_G-I | Internal | Summer | B10 | 1262 | 1999 | 0 | 126.8 | 126.79 | 0.01 | 0
2040 | NYISO_J-K_2_NYISO_G-I | NYISO_J-K | NYISO_G-I | Internal | Winter | B16 | 25 | 1999 | 0 | 163.81 | 149.81 | 0.01 | 0
2040 | NYISO_J-K_2_NYISO_G-I | NYISO_J-K | NYISO_G-I | Internal | Winter | B17 | 100 | 1999 | 0 | 158.53 | 149.81 | 0.01 | 0
2040 | NYISO_J-K_2_NYISO_G-I | NYISO_J-K | NYISO_G-I | Internal | Winter | B18 | 400 | 1999 | 0 | 158.53 | 140.93 | 0.01 | 0
2040 | NYISO_J-K_2_NYISO_G-I | NYISO_J-K | NYISO_G-I | Internal | Winter | B19 | 700 | 1999 | 0 | 154.93 | 136.66 | 0.01 | 0
2040 | NYISO_J-K_2_NYISO_G-I | NYISO_J-K | NYISO_G-I | Internal | Winter | B20 | 935 | 1999 | 0 | 61.34 | 61.33 | 0.01 | 0
2040 | NYISO_J-K_2_PJM_E | NYISO_J-K | PJM_E | Internal | Shoulder | B11 | 25 | 330 | 0 | 161.92 | 155.92 | 8 | 0
2040 | NYISO_J-K_2_PJM_E | NYISO_J-K | PJM_E | Internal | Shoulder | B12 | 200 | 330 | 0 | 146.64 | 151.33 | 8 | 0
2040 | NYISO_J-K_2_PJM_E | NYISO_J-K | PJM_E | Internal | Shoulder | B13 | 600 | 330 | 0 | 146.64 | 149.13 | 8 | 0
2040 | NYISO_J-K_2_PJM_E | NYISO_J-K | PJM_E | Internal | Shoulder | B14 | 900 | 330 | 145.53 | 141.13 | 149.13 | 8 | 0
2040 | NYISO_J-K_2_PJM_E | NYISO_J-K | PJM_E | Internal | Shoulder | B15 | 1203 | 330 | 0 | 56.78 | 50.77 | 8 | 0
2040 | NYISO_J-K_2_PJM_E | NYISO_J-K | PJM_E | Internal | Summer | B1 | 10 | 330 | 0 | 748.2 | 292.22 | 8 | 0
2040 | NYISO_J-K_2_PJM_E | NYISO_J-K | PJM_E | Internal | Summer | B2 | 25 | 330 | 0 | 525.98 | 286.25 | 8 | 0
2040 | NYISO_J-K_2_PJM_E | NYISO_J-K | PJM_E | Internal | Summer | B3 | 75 | 330 | 0 | 284.21 | 292.2 | 8 | 0
2040 | NYISO_J-K_2_PJM_E | NYISO_J-K | PJM_E | Internal | Summer | B4 | 100 | 330 | 330 | 239.11 | 262.84 | 8 | 15.73
2040 | NYISO_J-K_2_PJM_E | NYISO_J-K | PJM_E | Internal | Summer | B5 | 200 | 330 | 328.2 | 178.46 | 186.46 | 8 | 0
2040 | NYISO_J-K_2_PJM_E | NYISO_J-K | PJM_E | Internal | Summer | B6 | 300 | 330 | 0 | 171.33 | 179.32 | 8 | 0
2040 | NYISO_J-K_2_PJM_E | NYISO_J-K | PJM_E | Internal | Summer | B7 | 400 | 330 | 0 | 166.75 | 170.9 | 8 | 0
2040 | NYISO_J-K_2_PJM_E | NYISO_J-K | PJM_E | Internal | Summer | B8 | 500 | 330 | 0 | 166.75 | 154.22 | 8 | 0
2040 | NYISO_J-K_2_PJM_E | NYISO_J-K | PJM_E | Internal | Summer | B9 | 800 | 330 | 0 | 145.54 | 152.08 | 8 | 0
2040 | NYISO_J-K_2_PJM_E | NYISO_J-K | PJM_E | Internal | Summer | B10 | 1262 | 330 | 0 | 126.8 | 73.26 | 8 | 0
2040 | NYISO_J-K_2_PJM_E | NYISO_J-K | PJM_E | Internal | Winter | B16 | 25 | 330 | 0 | 163.81 | 157.81 | 8 | 0
2040 | NYISO_J-K_2_PJM_E | NYISO_J-K | PJM_E | Internal | Winter | B17 | 100 | 330 | 0 | 158.53 | 157.81 | 8 | 0
2040 | NYISO_J-K_2_PJM_E | NYISO_J-K | PJM_E | Internal | Winter | B18 | 400 | 330 | 0 | 158.53 | 148.93 | 8 | 0
2040 | NYISO_J-K_2_PJM_E | NYISO_J-K | PJM_E | Internal | Winter | B19 | 700 | 330 | 0 | 154.93 | 148.93 | 8 | 0
2040 | NYISO_J-K_2_PJM_E | NYISO_J-K | PJM_E | Internal | Winter | B20 | 935 | 330 | 0 | 61.34 | 55.33 | 8 | 0
2040 | PJM_E_2_NYISO_G-I | PJM_E | NYISO_G-I | Internal | Shoulder | B11 | 25 | 500 | 0 | 155.92 | 147.92 | 6 | 0
2040 | PJM_E_2_NYISO_G-I | PJM_E | NYISO_G-I | Internal | Shoulder | B12 | 200 | 500 | 0 | 151.33 | 143.33 | 6 | 0
2040 | PJM_E_2_NYISO_G-I | PJM_E | NYISO_G-I | Internal | Shoulder | B13 | 600 | 500 | 0 | 149.13 | 141.13 | 6 | 0
2040 | PJM_E_2_NYISO_G-I | PJM_E | NYISO_G-I | Internal | Shoulder | B14 | 900 | 500 | 0 | 149.13 | 137.63 | 6 | 0
2040 | PJM_E_2_NYISO_G-I | PJM_E | NYISO_G-I | Internal | Shoulder | B15 | 1203 | 500 | 200.43 | 50.77 | 56.77 | 6 | 0
2040 | PJM_E_2_NYISO_G-I | PJM_E | NYISO_G-I | Internal | Summer | B1 | 10 | 500 | 500 | 292.22 | 748.19 | 6 | 449.96
2040 | PJM_E_2_NYISO_G-I | PJM_E | NYISO_G-I | Internal | Summer | B2 | 25 | 500 | 500 | 286.25 | 525.97 | 6 | 233.73
2040 | PJM_E_2_NYISO_G-I | PJM_E | NYISO_G-I | Internal | Summer | B3 | 75 | 500 | 0 | 292.2 | 284.2 | 6 | 0
2040 | PJM_E_2_NYISO_G-I | PJM_E | NYISO_G-I | Internal | Summer | B4 | 100 | 500 | 0 | 262.84 | 239.1 | 6 | 0
2040 | PJM_E_2_NYISO_G-I | PJM_E | NYISO_G-I | Internal | Summer | B5 | 200 | 500 | 0 | 186.46 | 178.45 | 6 | 0
2040 | PJM_E_2_NYISO_G-I | PJM_E | NYISO_G-I | Internal | Summer | B6 | 300 | 500 | 0 | 179.32 | 171.32 | 6 | 0
2040 | PJM_E_2_NYISO_G-I | PJM_E | NYISO_G-I | Internal | Summer | B7 | 400 | 500 | 0 | 170.9 | 162.9 | 6 | 0
2040 | PJM_E_2_NYISO_G-I | PJM_E | NYISO_G-I | Internal | Summer | B8 | 500 | 500 | 0 | 154.22 | 146.22 | 6 | 0
2040 | PJM_E_2_NYISO_G-I | PJM_E | NYISO_G-I | Internal | Summer | B9 | 800 | 500 | 0 | 152.08 | 144.08 | 6 | 0
2040 | PJM_E_2_NYISO_G-I | PJM_E | NYISO_G-I | Internal | Summer | B10 | 1262 | 500 | 500 | 73.26 | 126.79 | 6 | 47.53
2040 | PJM_E_2_NYISO_G-I | PJM_E | NYISO_G-I | Internal | Winter | B16 | 25 | 500 | 0 | 157.81 | 149.81 | 6 | 0
2040 | PJM_E_2_NYISO_G-I | PJM_E | NYISO_G-I | Internal | Winter | B17 | 100 | 500 | 0 | 157.81 | 149.81 | 6 | 0
2040 | PJM_E_2_NYISO_G-I | PJM_E | NYISO_G-I | Internal | Winter | B18 | 400 | 500 | 0 | 148.93 | 140.93 | 6 | 0
2040 | PJM_E_2_NYISO_G-I | PJM_E | NYISO_G-I | Internal | Winter | B19 | 700 | 500 | 0 | 148.93 | 136.66 | 6 | 0
2040 | PJM_E_2_NYISO_G-I | PJM_E | NYISO_G-I | Internal | Winter | B20 | 935 | 500 | 162.23 | 55.33 | 61.33 | 6 | 0
2040 | PJM_E_2_NYISO_J-K | PJM_E | NYISO_J-K | Internal | Shoulder | B11 | 25 | 330 | 325.72 | 155.92 | 161.92 | 6 | 0
2040 | PJM_E_2_NYISO_J-K | PJM_E | NYISO_J-K | Internal | Shoulder | B12 | 200 | 330 | 0 | 151.33 | 146.64 | 6 | 0
2040 | PJM_E_2_NYISO_J-K | PJM_E | NYISO_J-K | Internal | Shoulder | B13 | 600 | 330 | 0 | 149.13 | 146.64 | 6 | 0
2040 | PJM_E_2_NYISO_J-K | PJM_E | NYISO_J-K | Internal | Shoulder | B14 | 900 | 330 | 0 | 149.13 | 141.13 | 6 | 0
2040 | PJM_E_2_NYISO_J-K | PJM_E | NYISO_J-K | Internal | Shoulder | B15 | 1203 | 330 | 330 | 50.77 | 56.78 | 6 | 0.01
2040 | PJM_E_2_NYISO_J-K | PJM_E | NYISO_J-K | Internal | Summer | B1 | 10 | 330 | 330 | 292.22 | 748.2 | 6 | 449.98
2040 | PJM_E_2_NYISO_J-K | PJM_E | NYISO_J-K | Internal | Summer | B2 | 25 | 330 | 330 | 286.25 | 525.98 | 6 | 233.74
2040 | PJM_E_2_NYISO_J-K | PJM_E | NYISO_J-K | Internal | Summer | B3 | 75 | 330 | 0 | 292.2 | 284.21 | 6 | 0
2040 | PJM_E_2_NYISO_J-K | PJM_E | NYISO_J-K | Internal | Summer | B4 | 100 | 330 | 0 | 262.84 | 239.11 | 6 | 0
2040 | PJM_E_2_NYISO_J-K | PJM_E | NYISO_J-K | Internal | Summer | B5 | 200 | 330 | 0 | 186.46 | 178.46 | 6 | 0
2040 | PJM_E_2_NYISO_J-K | PJM_E | NYISO_J-K | Internal | Summer | B6 | 300 | 330 | 0 | 179.32 | 171.33 | 6 | 0
2040 | PJM_E_2_NYISO_J-K | PJM_E | NYISO_J-K | Internal | Summer | B7 | 400 | 330 | 0 | 170.9 | 166.75 | 6 | 0
2040 | PJM_E_2_NYISO_J-K | PJM_E | NYISO_J-K | Internal | Summer | B8 | 500 | 330 | 330 | 154.22 | 166.75 | 6 | 6.53
2040 | PJM_E_2_NYISO_J-K | PJM_E | NYISO_J-K | Internal | Summer | B9 | 800 | 330 | 0 | 152.08 | 145.54 | 6 | 0
2040 | PJM_E_2_NYISO_J-K | PJM_E | NYISO_J-K | Internal | Summer | B10 | 1262 | 330 | 330 | 73.26 | 126.8 | 6 | 47.54
2040 | PJM_E_2_NYISO_J-K | PJM_E | NYISO_J-K | Internal | Winter | B16 | 25 | 330 | 257.12 | 157.81 | 163.81 | 6 | 0
2040 | PJM_E_2_NYISO_J-K | PJM_E | NYISO_J-K | Internal | Winter | B17 | 100 | 330 | 0 | 157.81 | 158.53 | 6 | 0
2040 | PJM_E_2_NYISO_J-K | PJM_E | NYISO_J-K | Internal | Winter | B18 | 400 | 330 | 330 | 148.93 | 158.53 | 6 | 3.6
2040 | PJM_E_2_NYISO_J-K | PJM_E | NYISO_J-K | Internal | Winter | B19 | 700 | 330 | 243.93 | 148.93 | 154.93 | 6 | 0
2040 | PJM_E_2_NYISO_J-K | PJM_E | NYISO_J-K | Internal | Winter | B20 | 935 | 330 | 330 | 55.33 | 61.34 | 6 | 0.01
2040 | PJM_E_2_PJM_ROM | PJM_E | PJM_ROM | Internal | Shoulder | B11 | 25 | 8000 | 0.01 | 155.92 | 155.91 | 0.01 | 0
2040 | PJM_E_2_PJM_ROM | PJM_E | PJM_ROM | Internal | Shoulder | B12 | 200 | 8000 | 0 | 151.33 | 151.31 | 0.01 | 0
2040 | PJM_E_2_PJM_ROM | PJM_E | PJM_ROM | Internal | Shoulder | B13 | 600 | 8000 | 0 | 149.13 | 149.12 | 0.01 | 0
2040 | PJM_E_2_PJM_ROM | PJM_E | PJM_ROM | Internal | Shoulder | B14 | 900 | 8000 | 0 | 149.13 | 149.12 | 0.01 | 0
2040 | PJM_E_2_PJM_ROM | PJM_E | PJM_ROM | Internal | Shoulder | B15 | 1203 | 8000 | 0 | 50.77 | 50.76 | 0.01 | 0
2040 | PJM_E_2_PJM_ROM | PJM_E | PJM_ROM | Internal | Summer | B1 | 10 | 8000 | 0.04 | 292.22 | 292.21 | 0.01 | 0
2040 | PJM_E_2_PJM_ROM | PJM_E | PJM_ROM | Internal | Summer | B2 | 25 | 8000 | 0.01 | 286.25 | 286.23 | 0.01 | 0
2040 | PJM_E_2_PJM_ROM | PJM_E | PJM_ROM | Internal | Summer | B3 | 75 | 8000 | 0 | 292.2 | 292.19 | 0.01 | 0
2040 | PJM_E_2_PJM_ROM | PJM_E | PJM_ROM | Internal | Summer | B4 | 100 | 8000 | 1058.71 | 262.84 | 262.85 | 0.01 | 0
2040 | PJM_E_2_PJM_ROM | PJM_E | PJM_ROM | Internal | Summer | B5 | 200 | 8000 | 432.57 | 186.46 | 186.47 | 0.01 | 0
2040 | PJM_E_2_PJM_ROM | PJM_E | PJM_ROM | Internal | Summer | B6 | 300 | 8000 | 0 | 179.32 | 179.31 | 0.01 | 0
2040 | PJM_E_2_PJM_ROM | PJM_E | PJM_ROM | Internal | Summer | B7 | 400 | 8000 | 0 | 170.9 | 170.89 | 0.01 | 0
2040 | PJM_E_2_PJM_ROM | PJM_E | PJM_ROM | Internal | Summer | B8 | 500 | 8000 | 0 | 154.22 | 154.21 | 0.01 | 0
2040 | PJM_E_2_PJM_ROM | PJM_E | PJM_ROM | Internal | Summer | B9 | 800 | 8000 | 0 | 152.08 | 152.07 | 0.01 | 0
2040 | PJM_E_2_PJM_ROM | PJM_E | PJM_ROM | Internal | Summer | B10 | 1262 | 8000 | 0 | 73.26 | 73.25 | 0.01 | 0
2040 | PJM_E_2_PJM_ROM | PJM_E | PJM_ROM | Internal | Winter | B16 | 25 | 8000 | 0.01 | 157.81 | 157.8 | 0.01 | 0
2040 | PJM_E_2_PJM_ROM | PJM_E | PJM_ROM | Internal | Winter | B17 | 100 | 8000 | 0 | 157.81 | 157.8 | 0.01 | 0
2040 | PJM_E_2_PJM_ROM | PJM_E | PJM_ROM | Internal | Winter | B18 | 400 | 8000 | 0 | 148.93 | 148.92 | 0.01 | 0
2040 | PJM_E_2_PJM_ROM | PJM_E | PJM_ROM | Internal | Winter | B19 | 700 | 8000 | 0 | 148.93 | 148.92 | 0.01 | 0
2040 | PJM_E_2_PJM_ROM | PJM_E | PJM_ROM | Internal | Winter | B20 | 935 | 8000 | 0 | 55.33 | 55.31 | 0.01 | 0
2040 | PJM_ROR_2_MISO_IN | PJM_ROR | MISO_IN | Internal | Shoulder | B11 | 25 | 909 | 0 | 155.9 | 153.89 | 2 | 0
2040 | PJM_ROR_2_MISO_IN | PJM_ROR | MISO_IN | Internal | Shoulder | B12 | 200 | 909 | 0 | 151.3 | 149.29 | 2 | 0
2040 | PJM_ROR_2_MISO_IN | PJM_ROR | MISO_IN | Internal | Shoulder | B13 | 600 | 909 | 0 | 149.11 | 147.09 | 2 | 0
2040 | PJM_ROR_2_MISO_IN | PJM_ROR | MISO_IN | Internal | Shoulder | B14 | 900 | 909 | 0 | 149.11 | 147.09 | 2 | 0
2040 | PJM_ROR_2_MISO_IN | PJM_ROR | MISO_IN | Internal | Shoulder | B15 | 1203 | 909 | 0 | 50.75 | 25.75 | 2 | 0
2040 | PJM_ROR_2_MISO_IN | PJM_ROR | MISO_IN | Internal | Summer | B1 | 10 | 909 | 0 | 292.2 | 284.22 | 2 | 0
2040 | PJM_ROR_2_MISO_IN | PJM_ROR | MISO_IN | Internal | Summer | B2 | 25 | 909 | 0 | 286.22 | 284.22 | 2 | 0
2040 | PJM_ROR_2_MISO_IN | PJM_ROR | MISO_IN | Internal | Summer | B3 | 75 | 909 | 0 | 292.2 | 290.2 | 2 | 0
2040 | PJM_ROR_2_MISO_IN | PJM_ROR | MISO_IN | Internal | Summer | B4 | 100 | 909 | 0 | 262.86 | 260.86 | 2 | 0
2040 | PJM_ROR_2_MISO_IN | PJM_ROR | MISO_IN | Internal | Summer | B5 | 200 | 909 | 0 | 186.48 | 184.47 | 2 | 0
2040 | PJM_ROR_2_MISO_IN | PJM_ROR | MISO_IN | Internal | Summer | B6 | 300 | 909 | 0 | 179.32 | 177.31 | 2 | 0
2040 | PJM_ROR_2_MISO_IN | PJM_ROR | MISO_IN | Internal | Summer | B7 | 400 | 909 | 0 | 170.88 | 168.87 | 2 | 0
2040 | PJM_ROR_2_MISO_IN | PJM_ROR | MISO_IN | Internal | Summer | B8 | 500 | 909 | 0 | 154.2 | 152.29 | 2 | 0
2040 | PJM_ROR_2_MISO_IN | PJM_ROR | MISO_IN | Internal | Summer | B9 | 800 | 909 | 0 | 152.06 | 152.29 | 2 | 0
2040 | PJM_ROR_2_MISO_IN | PJM_ROR | MISO_IN | Internal | Summer | B10 | 1262 | 909 | 0 | 61.18 | 63.17 | 2 | 0
2040 | PJM_ROR_2_MISO_IN | PJM_ROR | MISO_IN | Internal | Winter | B16 | 25 | 909 | 0 | 157.78 | 153.53 | 2 | 0
2040 | PJM_ROR_2_MISO_IN | PJM_ROR | MISO_IN | Internal | Winter | B17 | 100 | 909 | 0 | 157.78 | 155.78 | 2 | 0
2040 | PJM_ROR_2_MISO_IN | PJM_ROR | MISO_IN | Internal | Winter | B18 | 400 | 909 | 0 | 148.91 | 146.9 | 2 | 0
2040 | PJM_ROR_2_MISO_IN | PJM_ROR | MISO_IN | Internal | Winter | B19 | 700 | 909 | 0 | 148.91 | 146.9 | 2 | 0
2040 | PJM_ROR_2_MISO_IN | PJM_ROR | MISO_IN | Internal | Winter | B20 | 935 | 909 | 0 | 55.3 | 30.3 | 2 | 0
2040 | PJM_ROR_2_MISO_MI | PJM_ROR | MISO_MI | Internal | Shoulder | B11 | 25 | 1305 | 0 | 155.9 | 153.9 | 2 | 0
2040 | PJM_ROR_2_MISO_MI | PJM_ROR | MISO_MI | Internal | Shoulder | B12 | 200 | 1305 | 0 | 151.3 | 149.3 | 2 | 0
2040 | PJM_ROR_2_MISO_MI | PJM_ROR | MISO_MI | Internal | Shoulder | B13 | 600 | 1305 | 0 | 149.11 | 147.11 | 2 | 0
2040 | PJM_ROR_2_MISO_MI | PJM_ROR | MISO_MI | Internal | Shoulder | B14 | 900 | 1305 | 0 | 149.11 | 147.11 | 2 | 0
2040 | PJM_ROR_2_MISO_MI | PJM_ROR | MISO_MI | Internal | Shoulder | B15 | 1203 | 1305 | 1305 | 50.75 | 56.14 | 2 | 3.39
2040 | PJM_ROR_2_MISO_MI | PJM_ROR | MISO_MI | Internal | Summer | B1 | 10 | 1305 | 0 | 292.2 | 290.2 | 2 | 0
2040 | PJM_ROR_2_MISO_MI | PJM_ROR | MISO_MI | Internal | Summer | B2 | 25 | 1305 | 0 | 286.22 | 284.23 | 2 | 0
2040 | PJM_ROR_2_MISO_MI | PJM_ROR | MISO_MI | Internal | Summer | B3 | 75 | 1305 | 0 | 292.2 | 290.21 | 2 | 0
2040 | PJM_ROR_2_MISO_MI | PJM_ROR | MISO_MI | Internal | Summer | B4 | 100 | 1305 | 0 | 262.86 | 260.87 | 2 | 0
2040 | PJM_ROR_2_MISO_MI | PJM_ROR | MISO_MI | Internal | Summer | B5 | 200 | 1305 | 0 | 186.48 | 184.48 | 2 | 0
2040 | PJM_ROR_2_MISO_MI | PJM_ROR | MISO_MI | Internal | Summer | B6 | 300 | 1305 | 0 | 179.32 | 177.32 | 2 | 0
2040 | PJM_ROR_2_MISO_MI | PJM_ROR | MISO_MI | Internal | Summer | B7 | 400 | 1305 | 0 | 170.88 | 168.88 | 2 | 0
2040 | PJM_ROR_2_MISO_MI | PJM_ROR | MISO_MI | Internal | Summer | B8 | 500 | 1305 | 0 | 154.2 | 152.3 | 2 | 0
2040 | PJM_ROR_2_MISO_MI | PJM_ROR | MISO_MI | Internal | Summer | B9 | 800 | 1305 | 0 | 152.06 | 152.3 | 2 | 0
2040 | PJM_ROR_2_MISO_MI | PJM_ROR | MISO_MI | Internal | Summer | B10 | 1262 | 1305 | 1134.97 | 61.18 | 63.18 | 2 | 0
2040 | PJM_ROR_2_MISO_MI | PJM_ROR | MISO_MI | Internal | Winter | B16 | 25 | 1305 | 0 | 157.78 | 153.54 | 2 | 0
2040 | PJM_ROR_2_MISO_MI | PJM_ROR | MISO_MI | Internal | Winter | B17 | 100 | 1305 | 0 | 157.78 | 155.8 | 2 | 0
2040 | PJM_ROR_2_MISO_MI | PJM_ROR | MISO_MI | Internal | Winter | B18 | 400 | 1305 | 0 | 148.91 | 146.91 | 2 | 0
2040 | PJM_ROR_2_MISO_MI | PJM_ROR | MISO_MI | Internal | Winter | B19 | 700 | 1305 | 0 | 148.91 | 146.91 | 2 | 0
2040 | PJM_ROR_2_MISO_MI | PJM_ROR | MISO_MI | Internal | Winter | B20 | 935 | 1305 | 1305 | 55.3 | 60.38 | 2 | 3.08
2040 | PJM_ROR_2_MISO_MO-IL | PJM_ROR | MISO_MO-IL | Internal | Shoulder | B11 | 25 | 1111 | 0 | 155.9 | 153.91 | 2 | 0
2040 | PJM_ROR_2_MISO_MO-IL | PJM_ROR | MISO_MO-IL | Internal | Shoulder | B12 | 200 | 1111 | 0 | 151.3 | 144.98 | 2 | 0
2040 | PJM_ROR_2_MISO_MO-IL | PJM_ROR | MISO_MO-IL | Internal | Shoulder | B13 | 600 | 1111 | 0 | 149.11 | 136.11 | 2 | 0
2040 | PJM_ROR_2_MISO_MO-IL | PJM_ROR | MISO_MO-IL | Internal | Shoulder | B14 | 900 | 1111 | 0 | 149.11 | 136.11 | 2 | 0
2040 | PJM_ROR_2_MISO_MO-IL | PJM_ROR | MISO_MO-IL | Internal | Shoulder | B15 | 1203 | 1111 | 0 | 50.75 | 25.16 | 2 | 0
2040 | PJM_ROR_2_MISO_MO-IL | PJM_ROR | MISO_MO-IL | Internal | Summer | B1 | 10 | 1111 | 0 | 292.2 | 284.23 | 2 | 0
2040 | PJM_ROR_2_MISO_MO-IL | PJM_ROR | MISO_MO-IL | Internal | Summer | B2 | 25 | 1111 | 0 | 286.22 | 284.23 | 2 | 0
2040 | PJM_ROR_2_MISO_MO-IL | PJM_ROR | MISO_MO-IL | Internal | Summer | B3 | 75 | 1111 | 0 | 292.2 | 290.21 | 2 | 0
2040 | PJM_ROR_2_MISO_MO-IL | PJM_ROR | MISO_MO-IL | Internal | Summer | B4 | 100 | 1111 | 0 | 262.86 | 260.87 | 2 | 0
2040 | PJM_ROR_2_MISO_MO-IL | PJM_ROR | MISO_MO-IL | Internal | Summer | B5 | 200 | 1111 | 0 | 186.48 | 184.49 | 2 | 0
2040 | PJM_ROR_2_MISO_MO-IL | PJM_ROR | MISO_MO-IL | Internal | Summer | B6 | 300 | 1111 | 0 | 179.32 | 177.33 | 2 | 0
2040 | PJM_ROR_2_MISO_MO-IL | PJM_ROR | MISO_MO-IL | Internal | Summer | B7 | 400 | 1111 | 0 | 170.88 | 168.89 | 2 | 0
2040 | PJM_ROR_2_MISO_MO-IL | PJM_ROR | MISO_MO-IL | Internal | Summer | B8 | 500 | 1111 | 0 | 154.2 | 152.3 | 2 | 0
2040 | PJM_ROR_2_MISO_MO-IL | PJM_ROR | MISO_MO-IL | Internal | Summer | B9 | 800 | 1111 | 0 | 152.06 | 152.3 | 2 | 0
2040 | PJM_ROR_2_MISO_MO-IL | PJM_ROR | MISO_MO-IL | Internal | Summer | B10 | 1262 | 1111 | 0 | 61.18 | 44.18 | 2 | 0
2040 | PJM_ROR_2_MISO_MO-IL | PJM_ROR | MISO_MO-IL | Internal | Winter | B16 | 25 | 1111 | 0 | 157.78 | 153.52 | 2 | 0
2040 | PJM_ROR_2_MISO_MO-IL | PJM_ROR | MISO_MO-IL | Internal | Winter | B17 | 100 | 1111 | 0 | 157.78 | 152.18 | 2 | 0
2040 | PJM_ROR_2_MISO_MO-IL | PJM_ROR | MISO_MO-IL | Internal | Winter | B18 | 400 | 1111 | 0 | 148.91 | 136.12 | 2 | 0
2040 | PJM_ROR_2_MISO_MO-IL | PJM_ROR | MISO_MO-IL | Internal | Winter | B19 | 700 | 1111 | 0 | 148.91 | 136.12 | 2 | 0
2040 | PJM_ROR_2_MISO_MO-IL | PJM_ROR | MISO_MO-IL | Internal | Winter | B20 | 935 | 1111 | 0 | 55.3 | 30.29 | 2 | 0
2040 | PJM_ROR_2_MISO_W | PJM_ROR | MISO_W | Internal | Shoulder | B11 | 25 | 19775 | 0 | 155.9 | 153.9 | 2 | 0
2040 | PJM_ROR_2_MISO_W | PJM_ROR | MISO_W | Internal | Shoulder | B12 | 200 | 19775 | 0 | 151.3 | 144.97 | 2 | 0
2040 | PJM_ROR_2_MISO_W | PJM_ROR | MISO_W | Internal | Shoulder | B13 | 600 | 19775 | 0 | 149.11 | 136.1 | 2 | 0
2040 | PJM_ROR_2_MISO_W | PJM_ROR | MISO_W | Internal | Shoulder | B14 | 900 | 19775 | 0 | 149.11 | 18.48 | 2 | 0
2040 | PJM_ROR_2_MISO_W | PJM_ROR | MISO_W | Internal | Shoulder | B15 | 1203 | 19775 | 0 | 50.75 | 18.46 | 2 | 0
2040 | PJM_ROR_2_MISO_W | PJM_ROR | MISO_W | Internal | Summer | B1 | 10 | 19775 | 0 | 292.2 | 290.2 | 2 | 0
2040 | PJM_ROR_2_MISO_W | PJM_ROR | MISO_W | Internal | Summer | B2 | 25 | 19775 | 0 | 286.22 | 284.22 | 2 | 0
2040 | PJM_ROR_2_MISO_W | PJM_ROR | MISO_W | Internal | Summer | B3 | 75 | 19775 | 0 | 292.2 | 290.2 | 2 | 0
2040 | PJM_ROR_2_MISO_W | PJM_ROR | MISO_W | Internal | Summer | B4 | 100 | 19775 | 0 | 262.86 | 260.86 | 2 | 0
2040 | PJM_ROR_2_MISO_W | PJM_ROR | MISO_W | Internal | Summer | B5 | 200 | 19775 | 0 | 186.48 | 184.48 | 2 | 0
2040 | PJM_ROR_2_MISO_W | PJM_ROR | MISO_W | Internal | Summer | B6 | 300 | 19775 | 0 | 179.32 | 177.32 | 2 | 0
2040 | PJM_ROR_2_MISO_W | PJM_ROR | MISO_W | Internal | Summer | B7 | 400 | 19775 | 0 | 170.88 | 168.88 | 2 | 0
2040 | PJM_ROR_2_MISO_W | PJM_ROR | MISO_W | Internal | Summer | B8 | 500 | 19775 | 0 | 154.2 | 152.2 | 2 | 0
2040 | PJM_ROR_2_MISO_W | PJM_ROR | MISO_W | Internal | Summer | B9 | 800 | 19775 | 0 | 152.06 | 150.06 | 2 | 0
2040 | PJM_ROR_2_MISO_W | PJM_ROR | MISO_W | Internal | Summer | B10 | 1262 | 19775 | 0 | 61.18 | 44.17 | 2 | 0
2040 | PJM_ROR_2_MISO_W | PJM_ROR | MISO_W | Internal | Winter | B16 | 25 | 19775 | 0 | 157.78 | 11.48 | 2 | 0
2040 | PJM_ROR_2_MISO_W | PJM_ROR | MISO_W | Internal | Winter | B17 | 100 | 19775 | 0 | 157.78 | 11.48 | 2 | 0
2040 | PJM_ROR_2_MISO_W | PJM_ROR | MISO_W | Internal | Winter | B18 | 400 | 19775 | 0 | 148.91 | 57.45 | 2 | 0
2040 | PJM_ROR_2_MISO_W | PJM_ROR | MISO_W | Internal | Winter | B19 | 700 | 19775 | 0 | 148.91 | 57.45 | 2 | 0
2040 | PJM_ROR_2_MISO_W | PJM_ROR | MISO_W | Internal | Winter | B20 | 935 | 19775 | 0 | 55.3 | 18.48 | 2 | 0
2040 | PJM_ROR_2_PJM_ROM | PJM_ROR | PJM_ROM | Internal | Shoulder | B11 | 25 | 8000 | 3041.58 | 155.9 | 155.91 | 0.01 | 0
2040 | PJM_ROR_2_PJM_ROM | PJM_ROR | PJM_ROM | Internal | Shoulder | B12 | 200 | 8000 | 1947.1 | 151.3 | 151.31 | 0.01 | 0
2040 | PJM_ROR_2_PJM_ROM | PJM_ROR | PJM_ROM | Internal | Shoulder | B13 | 600 | 8000 | 3696.3 | 149.11 | 149.12 | 0.01 | 0
2040 | PJM_ROR_2_PJM_ROM | PJM_ROR | PJM_ROM | Internal | Shoulder | B14 | 900 | 8000 | 4894.08 | 149.11 | 149.12 | 0.01 | 0
2040 | PJM_ROR_2_PJM_ROM | PJM_ROR | PJM_ROM | Internal | Shoulder | B15 | 1203 | 8000 | 7967.01 | 50.75 | 50.76 | 0.01 | 0
2040 | PJM_ROR_2_PJM_ROM | PJM_ROR | PJM_ROM | Internal | Summer | B1 | 10 | 8000 | 3866.48 | 292.2 | 292.21 | 0.01 | 0
2040 | PJM_ROR_2_PJM_ROM | PJM_ROR | PJM_ROM | Internal | Summer | B2 | 25 | 8000 | 3075.83 | 286.22 | 286.23 | 0.01 | 0
2040 | PJM_ROR_2_PJM_ROM | PJM_ROR | PJM_ROM | Internal | Summer | B3 | 75 | 8000 | 0 | 292.2 | 292.19 | 0.01 | 0
2040 | PJM_ROR_2_PJM_ROM | PJM_ROR | PJM_ROM | Internal | Summer | B4 | 100 | 8000 | 0 | 262.86 | 262.85 | 0.01 | 0
2040 | PJM_ROR_2_PJM_ROM | PJM_ROR | PJM_ROM | Internal | Summer | B5 | 200 | 8000 | 0 | 186.48 | 186.47 | 0.01 | 0
2040 | PJM_ROR_2_PJM_ROM | PJM_ROR | PJM_ROM | Internal | Summer | B6 | 300 | 8000 | 0 | 179.32 | 179.31 | 0.01 | 0
2040 | PJM_ROR_2_PJM_ROM | PJM_ROR | PJM_ROM | Internal | Summer | B7 | 400 | 8000 | 2613.66 | 170.88 | 170.89 | 0.01 | 0
2040 | PJM_ROR_2_PJM_ROM | PJM_ROR | PJM_ROM | Internal | Summer | B8 | 500 | 8000 | 4180.92 | 154.2 | 154.21 | 0.01 | 0
2040 | PJM_ROR_2_PJM_ROM | PJM_ROR | PJM_ROM | Internal | Summer | B9 | 800 | 8000 | 141.57 | 152.06 | 152.07 | 0.01 | 0
2040 | PJM_ROR_2_PJM_ROM | PJM_ROR | PJM_ROM | Internal | Summer | B10 | 1262 | 8000 | 8000 | 61.18 | 73.25 | 0.01 | 12.06
2040 | PJM_ROR_2_PJM_ROM | PJM_ROR | PJM_ROM | Internal | Winter | B16 | 25 | 8000 | 5265.3 | 157.78 | 157.8 | 0.01 | 0
2040 | PJM_ROR_2_PJM_ROM | PJM_ROR | PJM_ROM | Internal | Winter | B17 | 100 | 8000 | 3296.03 | 157.78 | 157.8 | 0.01 | 0
2040 | PJM_ROR_2_PJM_ROM | PJM_ROR | PJM_ROM | Internal | Winter | B18 | 400 | 8000 | 6324.98 | 148.91 | 148.92 | 0.01 | 0
2040 | PJM_ROR_2_PJM_ROM | PJM_ROR | PJM_ROM | Internal | Winter | B19 | 700 | 8000 | 6039.48 | 148.91 | 148.92 | 0.01 | 0
2040 | PJM_ROR_2_PJM_ROM | PJM_ROR | PJM_ROM | Internal | Winter | B20 | 935 | 8000 | 7957.49 | 55.3 | 55.31 | 0.01 | 0
2040 | PJM_ROR_2_TVA_Transmission | PJM_ROR | TVA_Transmission | Internal | Shoulder | B11 | 25 | 2500 | 2499.97 | 155.9 | 161.91 | 6 | 0.01
2040 | PJM_ROR_2_TVA_Transmission | PJM_ROR | TVA_Transmission | Internal | Shoulder | B12 | 200 | 2500 | 0 | 151.3 | 152.98 | 6 | 0
2040 | PJM_ROR_2_TVA_Transmission | PJM_ROR | TVA_Transmission | Internal | Shoulder | B13 | 600 | 2500 | 0 | 149.11 | 144.11 | 6 | 0
2040 | PJM_ROR_2_TVA_Transmission | PJM_ROR | TVA_Transmission | Internal | Shoulder | B14 | 900 | 2500 | 0 | 149.11 | 144.11 | 6 | 0
2040 | PJM_ROR_2_TVA_Transmission | PJM_ROR | TVA_Transmission | Internal | Shoulder | B15 | 1203 | 2500 | 0 | 50.75 | 41.75 | 6 | 0
2040 | PJM_ROR_2_TVA_Transmission | PJM_ROR | TVA_Transmission | Internal | Summer | B1 | 10 | 2500 | 2500 | 292.2 | 300.22 | 6 | 2.02
2040 | PJM_ROR_2_TVA_Transmission | PJM_ROR | TVA_Transmission | Internal | Summer | B2 | 25 | 2500 | 2500 | 286.22 | 300.22 | 6 | 8
2040 | PJM_ROR_2_TVA_Transmission | PJM_ROR | TVA_Transmission | Internal | Summer | B3 | 75 | 2500 | 2500 | 292.2 | 306.2 | 6 | 8
2040 | PJM_ROR_2_TVA_Transmission | PJM_ROR | TVA_Transmission | Internal | Summer | B4 | 100 | 2500 | 2499.99 | 262.86 | 268.87 | 6 | 0.01
2040 | PJM_ROR_2_TVA_Transmission | PJM_ROR | TVA_Transmission | Internal | Summer | B5 | 200 | 2500 | 1730.18 | 186.48 | 192.48 | 6 | 0
2040 | PJM_ROR_2_TVA_Transmission | PJM_ROR | TVA_Transmission | Internal | Summer | B6 | 300 | 2500 | 0 | 179.32 | 183.53 | 6 | 0
2040 | PJM_ROR_2_TVA_Transmission | PJM_ROR | TVA_Transmission | Internal | Summer | B7 | 400 | 2500 | 0 | 170.88 | 174.34 | 6 | 0
2040 | PJM_ROR_2_TVA_Transmission | PJM_ROR | TVA_Transmission | Internal | Summer | B8 | 500 | 2500 | 2500 | 154.2 | 160.3 | 6 | 0.11
2040 | PJM_ROR_2_TVA_Transmission | PJM_ROR | TVA_Transmission | Internal | Summer | B9 | 800 | 2500 | 650.27 | 152.06 | 158.06 | 6 | 0
2040 | PJM_ROR_2_TVA_Transmission | PJM_ROR | TVA_Transmission | Internal | Summer | B10 | 1262 | 2500 | 0 | 61.18 | 52.18 | 6 | 0
2040 | PJM_ROR_2_TVA_Transmission | PJM_ROR | TVA_Transmission | Internal | Winter | B16 | 25 | 2500 | 2500 | 157.78 | 169.53 | 6 | 5.75
2040 | PJM_ROR_2_TVA_Transmission | PJM_ROR | TVA_Transmission | Internal | Winter | B17 | 100 | 2500 | 0 | 157.78 | 160.18 | 6 | 0
2040 | PJM_ROR_2_TVA_Transmission | PJM_ROR | TVA_Transmission | Internal | Winter | B18 | 400 | 2500 | 0 | 148.91 | 144.12 | 6 | 0
2040 | PJM_ROR_2_TVA_Transmission | PJM_ROR | TVA_Transmission | Internal | Winter | B19 | 700 | 2500 | 0 | 148.91 | 144.12 | 6 | 0
2040 | PJM_ROR_2_TVA_Transmission | PJM_ROR | TVA_Transmission | Internal | Winter | B20 | 935 | 2500 | 0 | 55.3 | 46.3 | 6 | 0
2040 | PJM_ROR_2_VACAR | PJM_ROR | VACAR | Internal | Shoulder | B11 | 25 | 3000 | 3000 | 155.9 | 163.91 | 6 | 2.01
2040 | PJM_ROR_2_VACAR | PJM_ROR | VACAR | Internal | Shoulder | B12 | 200 | 3000 | 0 | 151.3 | 153.01 | 6 | 0
2040 | PJM_ROR_2_VACAR | PJM_ROR | VACAR | Internal | Shoulder | B13 | 600 | 3000 | 0 | 149.11 | 145.11 | 6 | 0
2040 | PJM_ROR_2_VACAR | PJM_ROR | VACAR | Internal | Shoulder | B14 | 900 | 3000 | 0 | 149.11 | 145.11 | 6 | 0
2040 | PJM_ROR_2_VACAR | PJM_ROR | VACAR | Internal | Shoulder | B15 | 1203 | 3000 | 0 | 50.75 | 51.16 | 6 | 0
2040 | PJM_ROR_2_VACAR | PJM_ROR | VACAR | Internal | Summer | B1 | 10 | 3000 | 3000 | 292.2 | 751.19 | 6 | 452.99
2040 | PJM_ROR_2_VACAR | PJM_ROR | VACAR | Internal | Summer | B2 | 25 | 3000 | 3000 | 286.22 | 751.19 | 6 | 458.97
2040 | PJM_ROR_2_VACAR | PJM_ROR | VACAR | Internal | Summer | B3 | 75 | 3000 | 3000 | 292.2 | 346.67 | 6 | 48.48
2040 | PJM_ROR_2_VACAR | PJM_ROR | VACAR | Internal | Summer | B4 | 100 | 3000 | 3000 | 262.86 | 277.87 | 6 | 9.01
2040 | PJM_ROR_2_VACAR | PJM_ROR | VACAR | Internal | Summer | B5 | 200 | 3000 | 2383.23 | 186.48 | 192.48 | 6 | 0
2040 | PJM_ROR_2_VACAR | PJM_ROR | VACAR | Internal | Summer | B6 | 300 | 3000 | 262.49 | 179.32 | 185.32 | 6 | 0
2040 | PJM_ROR_2_VACAR | PJM_ROR | VACAR | Internal | Summer | B7 | 400 | 3000 | 31.31 | 170.88 | 176.88 | 6 | 0
2040 | PJM_ROR_2_VACAR | PJM_ROR | VACAR | Internal | Summer | B8 | 500 | 3000 | 0 | 154.2 | 156.96 | 6 | 0
2040 | PJM_ROR_2_VACAR | PJM_ROR | VACAR | Internal | Summer | B9 | 800 | 3000 | 0 | 152.06 | 145.06 | 6 | 0
2040 | PJM_ROR_2_VACAR | PJM_ROR | VACAR | Internal | Summer | B10 | 1262 | 3000 | 0 | 61.18 | 45.18 | 6 | 0
2040 | PJM_ROR_2_VACAR | PJM_ROR | VACAR | Internal | Winter | B16 | 25 | 3000 | 3000 | 157.78 | 178.53 | 6 | 14.75
2040 | PJM_ROR_2_VACAR | PJM_ROR | VACAR | Internal | Winter | B17 | 100 | 3000 | 1356.81 | 157.78 | 163.78 | 6 | 0
2040 | PJM_ROR_2_VACAR | PJM_ROR | VACAR | Internal | Winter | B18 | 400 | 3000 | 0 | 148.91 | 145.12 | 6 | 0
2040 | PJM_ROR_2_VACAR | PJM_ROR | VACAR | Internal | Winter | B19 | 700 | 3000 | 0 | 148.91 | 145.12 | 6 | 0
2040 | PJM_ROR_2_VACAR | PJM_ROR | VACAR | Internal | Winter | B20 | 935 | 3000 | 0 | 55.3 | 54.67 | 6 | 0
2040 | PJM_ROM_2_NYISO_A-F | PJM_ROM | NYISO_A-F | Internal | Shoulder | B11 | 25 | 2000 | 0 | 155.91 | 75.72 | 6 | 0
2040 | PJM_ROM_2_NYISO_A-F | PJM_ROM | NYISO_A-F | Internal | Shoulder | B12 | 200 | 2000 | 0 | 151.31 | 78.05 | 6 | 0
2040 | PJM_ROM_2_NYISO_A-F | PJM_ROM | NYISO_A-F | Internal | Shoulder | B13 | 600 | 2000 | 0 | 149.12 | 75.72 | 6 | 0
2040 | PJM_ROM_2_NYISO_A-F | PJM_ROM | NYISO_A-F | Internal | Shoulder | B14 | 900 | 2000 | 0 | 149.12 | 75.72 | 6 | 0
2040 | PJM_ROM_2_NYISO_A-F | PJM_ROM | NYISO_A-F | Internal | Shoulder | B15 | 1203 | 2000 | 608.05 | 50.76 | 56.76 | 6 | 0
2040 | PJM_ROM_2_NYISO_A-F | PJM_ROM | NYISO_A-F | Internal | Summer | B1 | 10 | 2000 | 0 | 292.21 | 172.33 | 6 | 0
2040 | PJM_ROM_2_NYISO_A-F | PJM_ROM | NYISO_A-F | Internal | Summer | B2 | 25 | 2000 | 0 | 286.23 | 278.23 | 6 | 0
2040 | PJM_ROM_2_NYISO_A-F | PJM_ROM | NYISO_A-F | Internal | Summer | B3 | 75 | 2000 | 0 | 292.19 | 284.19 | 6 | 0
2040 | PJM_ROM_2_NYISO_A-F | PJM_ROM | NYISO_A-F | Internal | Summer | B4 | 100 | 2000 | 0 | 262.85 | 239.09 | 6 | 0
2040 | PJM_ROM_2_NYISO_A-F | PJM_ROM | NYISO_A-F | Internal | Summer | B5 | 200 | 2000 | 0 | 186.47 | 172.45 | 6 | 0
2040 | PJM_ROM_2_NYISO_A-F | PJM_ROM | NYISO_A-F | Internal | Summer | B6 | 300 | 2000 | 0 | 179.31 | 171.31 | 6 | 0
2040 | PJM_ROM_2_NYISO_A-F | PJM_ROM | NYISO_A-F | Internal | Summer | B7 | 400 | 2000 | 0 | 170.89 | 162.89 | 6 | 0
2040 | PJM_ROM_2_NYISO_A-F | PJM_ROM | NYISO_A-F | Internal | Summer | B8 | 500 | 2000 | 0 | 154.21 | 146.21 | 6 | 0
2040 | PJM_ROM_2_NYISO_A-F | PJM_ROM | NYISO_A-F | Internal | Summer | B9 | 800 | 2000 | 0 | 152.07 | 139.54 | 6 | 0
2040 | PJM_ROM_2_NYISO_A-F | PJM_ROM | NYISO_A-F | Internal | Summer | B10 | 1262 | 2000 | 2000 | 73.25 | 126.78 | 6 | 47.53
2040 | PJM_ROM_2_NYISO_A-F | PJM_ROM | NYISO_A-F | Internal | Winter | B16 | 25 | 2000 | 0 | 157.8 | 84.13 | 6 | 0
2040 | PJM_ROM_2_NYISO_A-F | PJM_ROM | NYISO_A-F | Internal | Winter | B17 | 100 | 2000 | 0 | 157.8 | 79.59 | 6 | 0
2040 | PJM_ROM_2_NYISO_A-F | PJM_ROM | NYISO_A-F | Internal | Winter | B18 | 400 | 2000 | 0 | 148.92 | 72.44 | 6 | 0
2040 | PJM_ROM_2_NYISO_A-F | PJM_ROM | NYISO_A-F | Internal | Winter | B19 | 700 | 2000 | 0 | 148.92 | 72.44 | 6 | 0
2040 | PJM_ROM_2_NYISO_A-F | PJM_ROM | NYISO_A-F | Internal | Winter | B20 | 935 | 2000 | 431.55 | 55.31 | 61.31 | 6 | 0
2040 | PJM_ROM_2_PJM_E | PJM_ROM | PJM_E | Internal | Shoulder | B11 | 25 | 8000 | 2701.04 | 155.91 | 155.92 | 0.01 | 0
2040 | PJM_ROM_2_PJM_E | PJM_ROM | PJM_E | Internal | Shoulder | B12 | 200 | 8000 | 1964.26 | 151.31 | 151.33 | 0.01 | 0
2040 | PJM_ROM_2_PJM_E | PJM_ROM | PJM_E | Internal | Shoulder | B13 | 600 | 8000 | 2760.97 | 149.12 | 149.13 | 0.01 | 0
2040 | PJM_ROM_2_PJM_E | PJM_ROM | PJM_E | Internal | Shoulder | B14 | 900 | 8000 | 3497.38 | 149.12 | 149.13 | 0.01 | 0
2040 | PJM_ROM_2_PJM_E | PJM_ROM | PJM_E | Internal | Shoulder | B15 | 1203 | 8000 | 5077.84 | 50.76 | 50.77 | 0.01 | 0
2040 | PJM_ROM_2_PJM_E | PJM_ROM | PJM_E | Internal | Summer | B1 | 10 | 8000 | 5052.74 | 292.21 | 292.22 | 0.01 | 0
2040 | PJM_ROM_2_PJM_E | PJM_ROM | PJM_E | Internal | Summer | B2 | 25 | 8000 | 4383.55 | 286.23 | 286.25 | 0.01 | 0
2040 | PJM_ROM_2_PJM_E | PJM_ROM | PJM_E | Internal | Summer | B3 | 75 | 8000 | 625.19 | 292.19 | 292.2 | 0.01 | 0
2040 | PJM_ROM_2_PJM_E | PJM_ROM | PJM_E | Internal | Summer | B4 | 100 | 8000 | 0 | 262.85 | 262.84 | 0.01 | 0
2040 | PJM_ROM_2_PJM_E | PJM_ROM | PJM_E | Internal | Summer | B5 | 200 | 8000 | 0 | 186.47 | 186.46 | 0.01 | 0
2040 | PJM_ROM_2_PJM_E | PJM_ROM | PJM_E | Internal | Summer | B6 | 300 | 8000 | 2235.73 | 179.31 | 179.32 | 0.01 | 0
2040 | PJM_ROM_2_PJM_E | PJM_ROM | PJM_E | Internal | Summer | B7 | 400 | 8000 | 2814.66 | 170.89 | 170.9 | 0.01 | 0
2040 | PJM_ROM_2_PJM_E | PJM_ROM | PJM_E | Internal | Summer | B8 | 500 | 8000 | 3714.73 | 154.21 | 154.22 | 0.01 | 0
2040 | PJM_ROM_2_PJM_E | PJM_ROM | PJM_E | Internal | Summer | B9 | 800 | 8000 | 1387.38 | 152.07 | 152.08 | 0.01 | 0
2040 | PJM_ROM_2_PJM_E | PJM_ROM | PJM_E | Internal | Summer | B10 | 1262 | 8000 | 5702.13 | 73.25 | 73.26 | 0.01 | 0
2040 | PJM_ROM_2_PJM_E | PJM_ROM | PJM_E | Internal | Winter | B16 | 25 | 8000 | 4498.49 | 157.8 | 157.81 | 0.01 | 0
2040 | PJM_ROM_2_PJM_E | PJM_ROM | PJM_E | Internal | Winter | B17 | 100 | 8000 | 3329.25 | 157.8 | 157.81 | 0.01 | 0
2040 | PJM_ROM_2_PJM_E | PJM_ROM | PJM_E | Internal | Winter | B18 | 400 | 8000 | 5823.04 | 148.92 | 148.93 | 0.01 | 0
2040 | PJM_ROM_2_PJM_E | PJM_ROM | PJM_E | Internal | Winter | B19 | 700 | 8000 | 4932.08 | 148.92 | 148.93 | 0.01 | 0
2040 | PJM_ROM_2_PJM_E | PJM_ROM | PJM_E | Internal | Winter | B20 | 935 | 8000 | 5398.61 | 55.31 | 55.33 | 0.01 | 0
2040 | PJM_ROM_2_PJM_ROR | PJM_ROM | PJM_ROR | Internal | Shoulder | B11 | 25 | 8000 | 0.02 | 155.91 | 155.9 | 0.01 | 0
2040 | PJM_ROM_2_PJM_ROR | PJM_ROM | PJM_ROR | Internal | Shoulder | B12 | 200 | 8000 | 0 | 151.31 | 151.3 | 0.01 | 0
2040 | PJM_ROM_2_PJM_ROR | PJM_ROM | PJM_ROR | Internal | Shoulder | B13 | 600 | 8000 | 0 | 149.12 | 149.11 | 0.01 | 0
2040 | PJM_ROM_2_PJM_ROR | PJM_ROM | PJM_ROR | Internal | Shoulder | B14 | 900 | 8000 | 0 | 149.12 | 149.11 | 0.01 | 0
2040 | PJM_ROM_2_PJM_ROR | PJM_ROM | PJM_ROR | Internal | Shoulder | B15 | 1203 | 8000 | 0 | 50.76 | 50.75 | 0.01 | 0
2040 | PJM_ROM_2_PJM_ROR | PJM_ROM | PJM_ROR | Internal | Summer | B1 | 10 | 8000 | 0.04 | 292.21 | 292.2 | 0.01 | 0
2040 | PJM_ROM_2_PJM_ROR | PJM_ROM | PJM_ROR | Internal | Summer | B2 | 25 | 8000 | 0.01 | 286.23 | 286.22 | 0.01 | 0
2040 | PJM_ROM_2_PJM_ROR | PJM_ROM | PJM_ROR | Internal | Summer | B3 | 75 | 8000 | 2385.64 | 292.19 | 292.2 | 0.01 | 0
2040 | PJM_ROM_2_PJM_ROR | PJM_ROM | PJM_ROR | Internal | Summer | B4 | 100 | 8000 | 3730.59 | 262.85 | 262.86 | 0.01 | 0
2040 | PJM_ROM_2_PJM_ROR | PJM_ROM | PJM_ROR | Internal | Summer | B5 | 200 | 8000 | 2368.24 | 186.47 | 186.48 | 0.01 | 0
2040 | PJM_ROM_2_PJM_ROR | PJM_ROM | PJM_ROR | Internal | Summer | B6 | 300 | 8000 | 211.19 | 179.31 | 179.32 | 0.01 | 0
2040 | PJM_ROM_2_PJM_ROR | PJM_ROM | PJM_ROR | Internal | Summer | B7 | 400 | 8000 | 0 | 170.89 | 170.88 | 0.01 | 0
2040 | PJM_ROM_2_PJM_ROR | PJM_ROM | PJM_ROR | Internal | Summer | B8 | 500 | 8000 | 0 | 154.21 | 154.2 | 0.01 | 0
2040 | PJM_ROM_2_PJM_ROR | PJM_ROM | PJM_ROR | Internal | Summer | B9 | 800 | 8000 | 0 | 152.07 | 152.06 | 0.01 | 0
2040 | PJM_ROM_2_PJM_ROR | PJM_ROM | PJM_ROR | Internal | Summer | B10 | 1262 | 8000 | 0 | 73.25 | 61.18 | 0.01 | 0
2040 | PJM_ROM_2_PJM_ROR | PJM_ROM | PJM_ROR | Internal | Winter | B16 | 25 | 8000 | 0.01 | 157.8 | 157.78 | 0.01 | 0
2040 | PJM_ROM_2_PJM_ROR | PJM_ROM | PJM_ROR | Internal | Winter | B17 | 100 | 8000 | 0 | 157.8 | 157.78 | 0.01 | 0
2040 | PJM_ROM_2_PJM_ROR | PJM_ROM | PJM_ROR | Internal | Winter | B18 | 400 | 8000 | 0 | 148.92 | 148.91 | 0.01 | 0
2040 | PJM_ROM_2_PJM_ROR | PJM_ROM | PJM_ROR | Internal | Winter | B19 | 700 | 8000 | 0 | 148.92 | 148.91 | 0.01 | 0
2040 | PJM_ROM_2_PJM_ROR | PJM_ROM | PJM_ROR | Internal | Winter | B20 | 935 | 8000 | 0 | 55.31 | 55.3 | 0.01 | 0
2040 | SOCO_2_ENT | SOCO | ENT | Internal | Shoulder | B11 | 25 | 2400 | 0 | 170.91 | 170.91 | 10 | 0
2040 | SOCO_2_ENT | SOCO | ENT | Internal | Shoulder | B12 | 200 | 2400 | 0 | 158.53 | 152.98 | 10 | 0
2040 | SOCO_2_ENT | SOCO | ENT | Internal | Shoulder | B13 | 600 | 2400 | 0 | 152.11 | 144.11 | 10 | 0
2040 | SOCO_2_ENT | SOCO | ENT | Internal | Shoulder | B14 | 900 | 2400 | 0 | 152.11 | 144.11 | 10 | 0
2040 | SOCO_2_ENT | SOCO | ENT | Internal | Shoulder | B15 | 1203 | 2400 | 0 | 41.16 | 33.16 | 10 | 0
2040 | SOCO_2_ENT | SOCO | ENT | Internal | Summer | B1 | 10 | 2400 | 0 | 741.19 | 276.23 | 10 | 0
2040 | SOCO_2_ENT | SOCO | ENT | Internal | Summer | B2 | 25 | 2400 | 0 | 741.19 | 284.23 | 10 | 0
2040 | SOCO_2_ENT | SOCO | ENT | Internal | Summer | B3 | 75 | 2400 | 0 | 336.67 | 298.21 | 10 | 0
2040 | SOCO_2_ENT | SOCO | ENT | Internal | Summer | B4 | 100 | 2400 | 0 | 277.87 | 260.87 | 10 | 0
2040 | SOCO_2_ENT | SOCO | ENT | Internal | Summer | B5 | 200 | 2400 | 0 | 192.12 | 189.17 | 10 | 0
2040 | SOCO_2_ENT | SOCO | ENT | Internal | Summer | B6 | 300 | 2400 | 0 | 183.34 | 186.96 | 10 | 0
2040 | SOCO_2_ENT | SOCO | ENT | Internal | Summer | B7 | 400 | 2400 | 0 | 183.34 | 180.88 | 10 | 0
2040 | SOCO_2_ENT | SOCO | ENT | Internal | Summer | B8 | 500 | 2400 | 0 | 159.5 | 169.32 | 10 | 0
2040 | SOCO_2_ENT | SOCO | ENT | Internal | Summer | B9 | 800 | 2400 | 0 | 152.06 | 160.3 | 10 | 0
2040 | SOCO_2_ENT | SOCO | ENT | Internal | Summer | B10 | 1262 | 2400 | 18.02 | 42.18 | 52.18 | 10 | 0
2040 | SOCO_2_ENT | SOCO | ENT | Internal | Winter | B16 | 25 | 2400 | 0 | 183.12 | 170.71 | 10 | 0
2040 | SOCO_2_ENT | SOCO | ENT | Internal | Winter | B17 | 100 | 2400 | 0 | 161.97 | 160.18 | 10 | 0
2040 | SOCO_2_ENT | SOCO | ENT | Internal | Winter | B18 | 400 | 2400 | 0 | 152.12 | 144.12 | 10 | 0
2040 | SOCO_2_ENT | SOCO | ENT | Internal | Winter | B19 | 700 | 2400 | 0 | 152.12 | 144.12 | 10 | 0
2040 | SOCO_2_ENT | SOCO | ENT | Internal | Winter | B20 | 935 | 2400 | 0 | 46.3 | 38.3 | 10 | 0
2040 | SOCO_2_FRCC | SOCO | FRCC | Internal | Shoulder | B11 | 25 | 3700 | 3700 | 170.91 | 189.96 | 10 | 9.05
2040 | SOCO_2_FRCC | SOCO | FRCC | Internal | Shoulder | B12 | 200 | 3700 | 1378.37 | 158.53 | 168.53 | 10 | 0
2040 | SOCO_2_FRCC | SOCO | FRCC | Internal | Shoulder | B13 | 600 | 3700 | 3700 | 152.11 | 162.96 | 10 | 0.85
2040 | SOCO_2_FRCC | SOCO | FRCC | Internal | Shoulder | B14 | 900 | 3700 | 3700 | 152.11 | 162.96 | 10 | 0.85
2040 | SOCO_2_FRCC | SOCO | FRCC | Internal | Shoulder | B15 | 1203 | 3700 | 0 | 41.16 | 33.16 | 10 | 0
2040 | SOCO_2_FRCC | SOCO | FRCC | Internal | Summer | B1 | 10 | 3700 | 469.13 | 741.19 | 751.19 | 10 | 0
2040 | SOCO_2_FRCC | SOCO | FRCC | Internal | Summer | B2 | 25 | 3700 | 905.08 | 741.19 | 751.19 | 10 | 0
2040 | SOCO_2_FRCC | SOCO | FRCC | Internal | Summer | B3 | 75 | 3700 | 1259.2 | 336.67 | 346.67 | 10 | 0
2040 | SOCO_2_FRCC | SOCO | FRCC | Internal | Summer | B4 | 100 | 3700 | 617.64 | 277.87 | 287.87 | 10 | 0
2040 | SOCO_2_FRCC | SOCO | FRCC | Internal | Summer | B5 | 200 | 3700 | 0 | 192.12 | 188.71 | 10 | 0
2040 | SOCO_2_FRCC | SOCO | FRCC | Internal | Summer | B6 | 300 | 3700 | 0 | 183.34 | 188.71 | 10 | 0
2040 | SOCO_2_FRCC | SOCO | FRCC | Internal | Summer | B7 | 400 | 3700 | 0 | 183.34 | 188.71 | 10 | 0
2040 | SOCO_2_FRCC | SOCO | FRCC | Internal | Summer | B8 | 500 | 3700 | 287.03 | 159.5 | 169.5 | 10 | 0
2040 | SOCO_2_FRCC | SOCO | FRCC | Internal | Summer | B9 | 800 | 3700 | 0 | 152.06 | 161.91 | 10 | 0
2040 | SOCO_2_FRCC | SOCO | FRCC | Internal | Summer | B10 | 1262 | 3700 | 0 | 42.18 | 23.59 | 10 | 0
2040 | SOCO_2_FRCC | SOCO | FRCC | Internal | Winter | B16 | 25 | 3700 | 3684.29 | 183.12 | 193.12 | 10 | 0
2040 | SOCO_2_FRCC | SOCO | FRCC | Internal | Winter | B17 | 100 | 3700 | 437.06 | 161.97 | 171.97 | 10 | 0
2040 | SOCO_2_FRCC | SOCO | FRCC | Internal | Winter | B18 | 400 | 3700 | 3700 | 152.12 | 165.65 | 10 | 3.54
2040 | SOCO_2_FRCC | SOCO | FRCC | Internal | Winter | B19 | 700 | 3700 | 3700 | 152.12 | 162.9 | 10 | 0.78
2040 | SOCO_2_FRCC | SOCO | FRCC | Internal | Winter | B20 | 935 | 3700 | 0 | 46.3 | 38.3 | 10 | 0
2040 | SOCO_2_TVA_Transmission | SOCO | TVA_Transmission | Internal | Shoulder | B11 | 25 | 2600 | 0 | 170.91 | 161.91 | 10 | 0
2040 | SOCO_2_TVA_Transmission | SOCO | TVA_Transmission | Internal | Shoulder | B12 | 200 | 2600 | 0 | 158.53 | 152.98 | 10 | 0
2040 | SOCO_2_TVA_Transmission | SOCO | TVA_Transmission | Internal | Shoulder | B13 | 600 | 2600 | 0 | 152.11 | 144.11 | 10 | 0
2040 | SOCO_2_TVA_Transmission | SOCO | TVA_Transmission | Internal | Shoulder | B14 | 900 | 2600 | 0 | 152.11 | 144.11 | 10 | 0
2040 | SOCO_2_TVA_Transmission | SOCO | TVA_Transmission | Internal | Shoulder | B15 | 1203 | 2600 | 0 | 41.16 | 41.75 | 10 | 0
2040 | SOCO_2_TVA_Transmission | SOCO | TVA_Transmission | Internal | Summer | B1 | 10 | 2600 | 0 | 741.19 | 300.22 | 10 | 0
2040 | SOCO_2_TVA_Transmission | SOCO | TVA_Transmission | Internal | Summer | B2 | 25 | 2600 | 0 | 741.19 | 300.22 | 10 | 0
2040 | SOCO_2_TVA_Transmission | SOCO | TVA_Transmission | Internal | Summer | B3 | 75 | 2600 | 0 | 336.67 | 306.2 | 10 | 0
2040 | SOCO_2_TVA_Transmission | SOCO | TVA_Transmission | Internal | Summer | B4 | 100 | 2600 | 0 | 277.87 | 268.87 | 10 | 0
2040 | SOCO_2_TVA_Transmission | SOCO | TVA_Transmission | Internal | Summer | B5 | 200 | 2600 | 0 | 192.12 | 192.48 | 10 | 0
2040 | SOCO_2_TVA_Transmission | SOCO | TVA_Transmission | Internal | Summer | B6 | 300 | 2600 | 0 | 183.34 | 183.53 | 10 | 0
2040 | SOCO_2_TVA_Transmission | SOCO | TVA_Transmission | Internal | Summer | B7 | 400 | 2600 | 0 | 183.34 | 174.34 | 10 | 0
2040 | SOCO_2_TVA_Transmission | SOCO | TVA_Transmission | Internal | Summer | B8 | 500 | 2600 | 0 | 159.5 | 160.3 | 10 | 0
2040 | SOCO_2_TVA_Transmission | SOCO | TVA_Transmission | Internal | Summer | B9 | 800 | 2600 | 0 | 152.06 | 158.06 | 10 | 0
2040 | SOCO_2_TVA_Transmission | SOCO | TVA_Transmission | Internal | Summer | B10 | 1262 | 2600 | 856.49 | 42.18 | 52.18 | 10 | 0
2040 | SOCO_2_TVA_Transmission | SOCO | TVA_Transmission | Internal | Winter | B16 | 25 | 2600 | 0 | 183.12 | 169.53 | 10 | 0
2040 | SOCO_2_TVA_Transmission | SOCO | TVA_Transmission | Internal | Winter | B17 | 100 | 2600 | 0 | 161.97 | 160.18 | 10 | 0
2040 | SOCO_2_TVA_Transmission | SOCO | TVA_Transmission | Internal | Winter | B18 | 400 | 2600 | 0 | 152.12 | 144.12 | 10 | 0
2040 | SOCO_2_TVA_Transmission | SOCO | TVA_Transmission | Internal | Winter | B19 | 700 | 2600 | 0 | 152.12 | 144.12 | 10 | 0
2040 | SOCO_2_TVA_Transmission | SOCO | TVA_Transmission | Internal | Winter | B20 | 935 | 2600 | 0 | 46.3 | 46.3 | 10 | 0
2040 | SOCO_2_VACAR | SOCO | VACAR | Internal | Shoulder | B11 | 25 | 2000 | 0 | 170.91 | 163.91 | 10 | 0
2040 | SOCO_2_VACAR | SOCO | VACAR | Internal | Shoulder | B12 | 200 | 2000 | 0 | 158.53 | 153.01 | 10 | 0
2040 | SOCO_2_VACAR | SOCO | VACAR | Internal | Shoulder | B13 | 600 | 2000 | 0 | 152.11 | 145.11 | 10 | 0
2040 | SOCO_2_VACAR | SOCO | VACAR | Internal | Shoulder | B14 | 900 | 2000 | 0 | 152.11 | 145.11 | 10 | 0
2040 | SOCO_2_VACAR | SOCO | VACAR | Internal | Shoulder | B15 | 1203 | 2000 | 148.02 | 41.16 | 51.16 | 10 | 0
2040 | SOCO_2_VACAR | SOCO | VACAR | Internal | Summer | B1 | 10 | 2000 | 395.81 | 741.19 | 751.19 | 10 | 0
2040 | SOCO_2_VACAR | SOCO | VACAR | Internal | Summer | B2 | 25 | 2000 | 1058.01 | 741.19 | 751.19 | 10 | 0
2040 | SOCO_2_VACAR | SOCO | VACAR | Internal | Summer | B3 | 75 | 2000 | 1489.75 | 336.67 | 346.67 | 10 | 0
2040 | SOCO_2_VACAR | SOCO | VACAR | Internal | Summer | B4 | 100 | 2000 | 0 | 277.87 | 277.87 | 10 | 0
2040 | SOCO_2_VACAR | SOCO | VACAR | Internal | Summer | B5 | 200 | 2000 | 0 | 192.12 | 192.48 | 10 | 0
2040 | SOCO_2_VACAR | SOCO | VACAR | Internal | Summer | B6 | 300 | 2000 | 0 | 183.34 | 185.32 | 10 | 0
2040 | SOCO_2_VACAR | SOCO | VACAR | Internal | Summer | B7 | 400 | 2000 | 0 | 183.34 | 176.88 | 10 | 0
2040 | SOCO_2_VACAR | SOCO | VACAR | Internal | Summer | B8 | 500 | 2000 | 0 | 159.5 | 156.96 | 10 | 0
2040 | SOCO_2_VACAR | SOCO | VACAR | Internal | Summer | B9 | 800 | 2000 | 0 | 152.06 | 145.06 | 10 | 0
2040 | SOCO_2_VACAR | SOCO | VACAR | Internal | Summer | B10 | 1262 | 2000 | 0 | 42.18 | 45.18 | 10 | 0
2040 | SOCO_2_VACAR | SOCO | VACAR | Internal | Winter | B16 | 25 | 2000 | 0 | 183.12 | 178.53 | 10 | 0
2040 | SOCO_2_VACAR | SOCO | VACAR | Internal | Winter | B17 | 100 | 2000 | 0 | 161.97 | 163.78 | 10 | 0
2040 | SOCO_2_VACAR | SOCO | VACAR | Internal | Winter | B18 | 400 | 2000 | 0 | 152.12 | 145.12 | 10 | 0
2040 | SOCO_2_VACAR | SOCO | VACAR | Internal | Winter | B19 | 700 | 2000 | 0 | 152.12 | 145.12 | 10 | 0
2040 | SOCO_2_VACAR | SOCO | VACAR | Internal | Winter | B20 | 935 | 2000 | 0 | 46.3 | 54.67 | 10 | 0
2040 | SPP_N_2_ENT | SPP_N | ENT | Internal | Shoulder | B11 | 25 | 7346 | 7346 | 148.91 | 170.91 | 5 | 17
2040 | SPP_N_2_ENT | SPP_N | ENT | Internal | Shoulder | B12 | 200 | 7346 | 7346 | 80.33 | 152.98 | 5 | 67.66
2040 | SPP_N_2_ENT | SPP_N | ENT | Internal | Shoulder | B13 | 600 | 7346 | 7346 | 48.73 | 144.11 | 5 | 90.38
2040 | SPP_N_2_ENT | SPP_N | ENT | Internal | Shoulder | B14 | 900 | 7346 | 7346 | 0.01 | 144.11 | 5 | 139.1
2040 | SPP_N_2_ENT | SPP_N | ENT | Internal | Shoulder | B15 | 1203 | 7346 | 7346 | 0.01 | 33.16 | 5 | 28.15
2040 | SPP_N_2_ENT | SPP_N | ENT | Internal | Summer | B1 | 10 | 7346 | 7346 | 0.01 | 276.23 | 5 | 271.22
2040 | SPP_N_2_ENT | SPP_N | ENT | Internal | Summer | B2 | 25 | 7346 | 6728.44 | 279.23 | 284.23 | 5 | 0
2040 | SPP_N_2_ENT | SPP_N | ENT | Internal | Summer | B3 | 75 | 7346 | 4764.86 | 293.21 | 298.21 | 5 | 0
2040 | SPP_N_2_ENT | SPP_N | ENT | Internal | Summer | B4 | 100 | 7346 | 4777.28 | 255.87 | 260.87 | 5 | 0
2040 | SPP_N_2_ENT | SPP_N | ENT | Internal | Summer | B5 | 200 | 7346 | 4017.89 | 184.17 | 189.17 | 5 | 0
2040 | SPP_N_2_ENT | SPP_N | ENT | Internal | Summer | B6 | 300 | 7346 | 5709.86 | 181.96 | 186.96 | 5 | 0
2040 | SPP_N_2_ENT | SPP_N | ENT | Internal | Summer | B7 | 400 | 7346 | 5670.98 | 175.88 | 180.88 | 5 | 0
2040 | SPP_N_2_ENT | SPP_N | ENT | Internal | Summer | B8 | 500 | 7346 | 7346 | 159.2 | 169.32 | 5 | 5.12
2040 | SPP_N_2_ENT | SPP_N | ENT | Internal | Summer | B9 | 800 | 7346 | 7346 | 147.3 | 160.3 | 5 | 8
2040 | SPP_N_2_ENT | SPP_N | ENT | Internal | Summer | B10 | 1262 | 7346 | 7346 | 39.17 | 52.18 | 5 | 8.01
2040 | SPP_N_2_ENT | SPP_N | ENT | Internal | Winter | B16 | 25 | 7346 | 7346 | 0.02 | 170.71 | 5 | 165.69
2040 | SPP_N_2_ENT | SPP_N | ENT | Internal | Winter | B17 | 100 | 7346 | 7346 | 0.01 | 160.18 | 5 | 155.16
2040 | SPP_N_2_ENT | SPP_N | ENT | Internal | Winter | B18 | 400 | 7346 | 7346 | 52.45 | 144.12 | 5 | 86.67
2040 | SPP_N_2_ENT | SPP_N | ENT | Internal | Winter | B19 | 700 | 7346 | 7346 | 11.52 | 144.12 | 5 | 127.6
2040 | SPP_N_2_ENT | SPP_N | ENT | Internal | Winter | B20 | 935 | 7346 | 7346 | 0.01 | 38.3 | 5 | 33.29
2040 | SPP_N_2_MISO_MO-IL | SPP_N | MISO_MO-IL | Internal | Shoulder | B11 | 25 | 3954 | 309.21 | 148.91 | 153.91 | 5 | 0
2040 | SPP_N_2_MISO_MO-IL | SPP_N | MISO_MO-IL | Internal | Shoulder | B12 | 200 | 3954 | 3954 | 80.33 | 144.98 | 5 | 59.66
2040 | SPP_N_2_MISO_MO-IL | SPP_N | MISO_MO-IL | Internal | Shoulder | B13 | 600 | 3954 | 3954 | 48.73 | 136.11 | 5 | 82.38
2040 | SPP_N_2_MISO_MO-IL | SPP_N | MISO_MO-IL | Internal | Shoulder | B14 | 900 | 3954 | 3954 | 0.01 | 136.11 | 5 | 131.1
2040 | SPP_N_2_MISO_MO-IL | SPP_N | MISO_MO-IL | Internal | Shoulder | B15 | 1203 | 3954 | 3954 | 0.01 | 25.16 | 5 | 20.15
2040 | SPP_N_2_MISO_MO-IL | SPP_N | MISO_MO-IL | Internal | Summer | B1 | 10 | 3954 | 3954 | 0.01 | 284.23 | 5 | 279.22
2040 | SPP_N_2_MISO_MO-IL | SPP_N | MISO_MO-IL | Internal | Summer | B2 | 25 | 3954 | 2513.24 | 279.23 | 284.23 | 5 | 0
2040 | SPP_N_2_MISO_MO-IL | SPP_N | MISO_MO-IL | Internal | Summer | B3 | 75 | 3954 | 0 | 293.21 | 290.21 | 5 | 0
2040 | SPP_N_2_MISO_MO-IL | SPP_N | MISO_MO-IL | Internal | Summer | B4 | 100 | 3954 | 612.19 | 255.87 | 260.87 | 5 | 0
2040 | SPP_N_2_MISO_MO-IL | SPP_N | MISO_MO-IL | Internal | Summer | B5 | 200 | 3954 | 0 | 184.17 | 184.49 | 5 | 0
2040 | SPP_N_2_MISO_MO-IL | SPP_N | MISO_MO-IL | Internal | Summer | B6 | 300 | 3954 | 0 | 181.96 | 177.33 | 5 | 0
2040 | SPP_N_2_MISO_MO-IL | SPP_N | MISO_MO-IL | Internal | Summer | B7 | 400 | 3954 | 0 | 175.88 | 168.89 | 5 | 0
2040 | SPP_N_2_MISO_MO-IL | SPP_N | MISO_MO-IL | Internal | Summer | B8 | 500 | 3954 | 0 | 159.2 | 152.3 | 5 | 0
2040 | SPP_N_2_MISO_MO-IL | SPP_N | MISO_MO-IL | Internal | Summer | B9 | 800 | 3954 | 45.2 | 147.3 | 152.3 | 5 | 0
2040 | SPP_N_2_MISO_MO-IL | SPP_N | MISO_MO-IL | Internal | Summer | B10 | 1262 | 3954 | 3954 | 39.17 | 44.18 | 5 | 0.01
2040 | SPP_N_2_MISO_MO-IL | SPP_N | MISO_MO-IL | Internal | Winter | B16 | 25 | 3954 | 3954 | 0.02 | 153.52 | 5 | 148.5
2040 | SPP_N_2_MISO_MO-IL | SPP_N | MISO_MO-IL | Internal | Winter | B17 | 100 | 3954 | 3954 | 0.01 | 152.18 | 5 | 147.16
2040 | SPP_N_2_MISO_MO-IL | SPP_N | MISO_MO-IL | Internal | Winter | B18 | 400 | 3954 | 3954 | 52.45 | 136.12 | 5 | 78.67
2040 | SPP_N_2_MISO_MO-IL | SPP_N | MISO_MO-IL | Internal | Winter | B19 | 700 | 3954 | 3954 | 11.52 | 136.12 | 5 | 119.6
2040 | SPP_N_2_MISO_MO-IL | SPP_N | MISO_MO-IL | Internal | Winter | B20 | 935 | 3954 | 3954 | 0.01 | 30.29 | 5 | 25.28
2040 | SPP_N_2_MISO_W | SPP_N | MISO_W | Internal | Shoulder | B11 | 25 | 1000 | 0.03 | 148.91 | 153.9 | 5 | 0
2040 | SPP_N_2_MISO_W | SPP_N | MISO_W | Internal | Shoulder | B12 | 200 | 1000 | 1000 | 80.33 | 144.97 | 5 | 59.65
2040 | SPP_N_2_MISO_W | SPP_N | MISO_W | Internal | Shoulder | B13 | 600 | 1000 | 1000 | 48.73 | 136.1 | 5 | 82.37
2040 | SPP_N_2_MISO_W | SPP_N | MISO_W | Internal | Shoulder | B14 | 900 | 1000 | 1000 | 0.01 | 18.48 | 5 | 13.47
2040 | SPP_N_2_MISO_W | SPP_N | MISO_W | Internal | Shoulder | B15 | 1203 | 1000 | 1000 | 0.01 | 18.46 | 5 | 13.45
2040 | SPP_N_2_MISO_W | SPP_N | MISO_W | Internal | Summer | B1 | 10 | 1000 | 1000 | 0.01 | 290.2 | 5 | 285.19
2040 | SPP_N_2_MISO_W | SPP_N | MISO_W | Internal | Summer | B2 | 25 | 1000 | 0.03 | 279.23 | 284.22 | 5 | 0
2040 | SPP_N_2_MISO_W | SPP_N | MISO_W | Internal | Summer | B3 | 75 | 1000 | 0 | 293.21 | 290.2 | 5 | 0
2040 | SPP_N_2_MISO_W | SPP_N | MISO_W | Internal | Summer | B4 | 100 | 1000 | 0 | 255.87 | 260.86 | 5 | 0
2040 | SPP_N_2_MISO_W | SPP_N | MISO_W | Internal | Summer | B5 | 200 | 1000 | 0 | 184.17 | 184.48 | 5 | 0
2040 | SPP_N_2_MISO_W | SPP_N | MISO_W | Internal | Summer | B6 | 300 | 1000 | 0 | 181.96 | 177.32 | 5 | 0
2040 | SPP_N_2_MISO_W | SPP_N | MISO_W | Internal | Summer | B7 | 400 | 1000 | 0 | 175.88 | 168.88 | 5 | 0
2040 | SPP_N_2_MISO_W | SPP_N | MISO_W | Internal | Summer | B8 | 500 | 1000 | 0 | 159.2 | 152.2 | 5 | 0
2040 | SPP_N_2_MISO_W | SPP_N | MISO_W | Internal | Summer | B9 | 800 | 1000 | 0 | 147.3 | 150.06 | 5 | 0
2040 | SPP_N_2_MISO_W | SPP_N | MISO_W | Internal | Summer | B10 | 1262 | 1000 | 477.21 | 39.17 | 44.17 | 5 | 0
2040 | SPP_N_2_MISO_W | SPP_N | MISO_W | Internal | Winter | B16 | 25 | 1000 | 1000 | 0.02 | 11.48 | 5 | 6.46
2040 | SPP_N_2_MISO_W | SPP_N | MISO_W | Internal | Winter | B17 | 100 | 1000 | 1000 | 0.01 | 11.48 | 5 | 6.47
2040 | SPP_N_2_MISO_W | SPP_N | MISO_W | Internal | Winter | B18 | 400 | 1000 | 549.84 | 52.45 | 57.45 | 5 | 0
2040 | SPP_N_2_MISO_W | SPP_N | MISO_W | Internal | Winter | B19 | 700 | 1000 | 1000 | 11.52 | 57.45 | 5 | 40.93
2040 | SPP_N_2_MISO_W | SPP_N | MISO_W | Internal | Winter | B20 | 935 | 1000 | 1000 | 0.01 | 18.48 | 5 | 13.47
2040 | SPP_N_2_NE | SPP_N | NE | Internal | Shoulder | B11 | 25 | 384 | 0.01 | 148.91 | 148.9 | 0.01 | 0
2040 | SPP_N_2_NE | SPP_N | NE | Internal | Shoulder | B12 | 200 | 384 | 0 | 80.33 | 80.31 | 0.01 | 0
2040 | SPP_N_2_NE | SPP_N | NE | Internal | Shoulder | B13 | 600 | 384 | 0 | 48.73 | 48.72 | 0.01 | 0
2040 | SPP_N_2_NE | SPP_N | NE | Internal | Shoulder | B14 | 900 | 384 | 384 | 0.01 | 6.48 | 0.01 | 6.46
2040 | SPP_N_2_NE | SPP_N | NE | Internal | Shoulder | B15 | 1203 | 384 | 0 | 0.01 | 0.01 | 0.01 | 0
2040 | SPP_N_2_NE | SPP_N | NE | Internal | Summer | B1 | 10 | 384 | 384 | 0.01 | 285.2 | 0.01 | 285.18
2040 | SPP_N_2_NE | SPP_N | NE | Internal | Summer | B2 | 25 | 384 | 0.02 | 279.23 | 279.22 | 0.01 | 0
2040 | SPP_N_2_NE | SPP_N | NE | Internal | Summer | B3 | 75 | 384 | 0 | 293.21 | 290.2 | 0.01 | 0
2040 | SPP_N_2_NE | SPP_N | NE | Internal | Summer | B4 | 100 | 384 | 0 | 255.87 | 255.86 | 0.01 | 0
2040 | SPP_N_2_NE | SPP_N | NE | Internal | Summer | B5 | 200 | 384 | 0 | 184.17 | 184.16 | 0.01 | 0
2040 | SPP_N_2_NE | SPP_N | NE | Internal | Summer | B6 | 300 | 384 | 0 | 181.96 | 177.32 | 0.01 | 0
2040 | SPP_N_2_NE | SPP_N | NE | Internal | Summer | B7 | 400 | 384 | 0 | 175.88 | 168.88 | 0.01 | 0
2040 | SPP_N_2_NE | SPP_N | NE | Internal | Summer | B8 | 500 | 384 | 0 | 159.2 | 147.2 | 0.01 | 0
2040 | SPP_N_2_NE | SPP_N | NE | Internal | Summer | B9 | 800 | 384 | 0 | 147.3 | 145.06 | 0.01 | 0
2040 | SPP_N_2_NE | SPP_N | NE | Internal | Summer | B10 | 1262 | 384 | 0 | 39.17 | 39.16 | 0.01 | 0
2040 | SPP_N_2_NE | SPP_N | NE | Internal | Winter | B16 | 25 | 384 | 0.02 | 0.02 | 0.01 | 0.01 | 0
2040 | SPP_N_2_NE | SPP_N | NE | Internal | Winter | B17 | 100 | 384 | 0 | 0.01 | 0.01 | 0.01 | 0
2040 | SPP_N_2_NE | SPP_N | NE | Internal | Winter | B18 | 400 | 384 | 0 | 52.45 | 52.44 | 0.01 | 0
2040 | SPP_N_2_NE | SPP_N | NE | Internal | Winter | B19 | 700 | 384 | 384 | 11.52 | 32.51 | 0.01 | 20.97
2040 | SPP_N_2_NE | SPP_N | NE | Internal | Winter | B20 | 935 | 384 | 0 | 0.01 | 0.01 | 0.01 | 0
2040 | SPP_N_2_SPP_S | SPP_N | SPP_S | Internal | Shoulder | B11 | 25 | 4000 | 4000 | 148.91 | 165.91 | 0.01 | 16.99
2040 | SPP_N_2_SPP_S | SPP_N | SPP_S | Internal | Shoulder | B12 | 200 | 4000 | 1233.79 | 80.33 | 80.34 | 0.01 | 0
2040 | SPP_N_2_SPP_S | SPP_N | SPP_S | Internal | Shoulder | B13 | 600 | 4000 | 773.51 | 48.73 | 48.74 | 0.01 | 0
2040 | SPP_N_2_SPP_S | SPP_N | SPP_S | Internal | Shoulder | B14 | 900 | 4000 | 0 | 0.01 | 0.01 | 0.01 | 0
2040 | SPP_N_2_SPP_S | SPP_N | SPP_S | Internal | Shoulder | B15 | 1203 | 4000 | 0 | 0.01 | 0.01 | 0.01 | 0
2040 | SPP_N_2_SPP_S | SPP_N | SPP_S | Internal | Summer | B1 | 10 | 4000 | 2929.98 | 0.01 | 0.02 | 0.01 | 0
2040 | SPP_N_2_SPP_S | SPP_N | SPP_S | Internal | Summer | B2 | 25 | 4000 | 0.03 | 279.23 | 279.23 | 0.01 | 0
2040 | SPP_N_2_SPP_S | SPP_N | SPP_S | Internal | Summer | B3 | 75 | 4000 | 0 | 293.21 | 293.21 | 0.01 | 0
2040 | SPP_N_2_SPP_S | SPP_N | SPP_S | Internal | Summer | B4 | 100 | 4000 | 0 | 255.87 | 255.87 | 0.01 | 0
2040 | SPP_N_2_SPP_S | SPP_N | SPP_S | Internal | Summer | B5 | 200 | 4000 | 109.4 | 184.17 | 184.19 | 0.01 | 0
2040 | SPP_N_2_SPP_S | SPP_N | SPP_S | Internal | Summer | B6 | 300 | 4000 | 316.72 | 181.96 | 181.97 | 0.01 | 0
2040 | SPP_N_2_SPP_S | SPP_N | SPP_S | Internal | Summer | B7 | 400 | 4000 | 4000 | 175.88 | 180.29 | 0.01 | 4.4
2040 | SPP_N_2_SPP_S | SPP_N | SPP_S | Internal | Summer | B8 | 500 | 4000 | 4000 | 159.2 | 164.32 | 0.01 | 5.11
2040 | SPP_N_2_SPP_S | SPP_N | SPP_S | Internal | Summer | B9 | 800 | 4000 | 4000 | 147.3 | 155.3 | 0.01 | 7.99
2040 | SPP_N_2_SPP_S | SPP_N | SPP_S | Internal | Summer | B10 | 1262 | 4000 | 2429.01 | 39.17 | 39.18 | 0.01 | 0
2040 | SPP_N_2_SPP_S | SPP_N | SPP_S | Internal | Winter | B16 | 25 | 4000 | 1018.19 | 0.02 | 0.03 | 0.01 | 0
2040 | SPP_N_2_SPP_S | SPP_N | SPP_S | Internal | Winter | B17 | 100 | 4000 | 1091.24 | 0.01 | 0.02 | 0.01 | 0
2040 | SPP_N_2_SPP_S | SPP_N | SPP_S | Internal | Winter | B18 | 400 | 4000 | 1118.76 | 52.45 | 52.46 | 0.01 | 0
2040 | SPP_N_2_SPP_S | SPP_N | SPP_S | Internal | Winter | B19 | 700 | 4000 | 0 | 11.52 | 11.51 | 0.01 | 0
2040 | SPP_N_2_SPP_S | SPP_N | SPP_S | Internal | Winter | B20 | 935 | 4000 | 0 | 0.01 | 0.01 | 0.01 | 0
2040 | SPP_S_2_ENT | SPP_S | ENT | Internal | Shoulder | B11 | 25 | 4280 | 2832.72 | 165.91 | 170.91 | 5 | 0
2040 | SPP_S_2_ENT | SPP_S | ENT | Internal | Shoulder | B12 | 200 | 4280 | 4280 | 80.34 | 152.98 | 5 | 67.65
2040 | SPP_S_2_ENT | SPP_S | ENT | Internal | Shoulder | B13 | 600 | 4280 | 4280 | 48.74 | 144.11 | 5 | 90.37
2040 | SPP_S_2_ENT | SPP_S | ENT | Internal | Shoulder | B14 | 900 | 4280 | 4280 | 0.01 | 144.11 | 5 | 139.1
2040 | SPP_S_2_ENT | SPP_S | ENT | Internal | Shoulder | B15 | 1203 | 4280 | 4280 | 0.01 | 33.16 | 5 | 28.15
2040 | SPP_S_2_ENT | SPP_S | ENT | Internal | Summer | B1 | 10 | 4280 | 4280 | 0.02 | 276.23 | 5 | 271.21
2040 | SPP_S_2_ENT | SPP_S | ENT | Internal | Summer | B2 | 25 | 4280 | 3470.15 | 279.23 | 284.23 | 5 | 0
2040 | SPP_S_2_ENT | SPP_S | ENT | Internal | Summer | B3 | 75 | 4280 | 364.75 | 293.21 | 298.21 | 5 | 0
2040 | SPP_S_2_ENT | SPP_S | ENT | Internal | Summer | B4 | 100 | 4280 | 2520.34 | 255.87 | 260.87 | 5 | 0
2040 | SPP_S_2_ENT | SPP_S | ENT | Internal | Summer | B5 | 200 | 4280 | 0 | 184.19 | 189.17 | 5 | 0
2040 | SPP_S_2_ENT | SPP_S | ENT | Internal | Summer | B6 | 300 | 4280 | 0 | 181.97 | 186.96 | 5 | 0
2040 | SPP_S_2_ENT | SPP_S | ENT | Internal | Summer | B7 | 400 | 4280 | 0 | 180.29 | 180.88 | 5 | 0
2040 | SPP_S_2_ENT | SPP_S | ENT | Internal | Summer | B8 | 500 | 4280 | 255.36 | 164.32 | 169.32 | 5 | 0
2040 | SPP_S_2_ENT | SPP_S | ENT | Internal | Summer | B9 | 800 | 4280 | 2640.87 | 155.3 | 160.3 | 5 | 0
2040 | SPP_S_2_ENT | SPP_S | ENT | Internal | Summer | B10 | 1262 | 4280 | 4280 | 39.18 | 52.18 | 5 | 8
2040 | SPP_S_2_ENT | SPP_S | ENT | Internal | Winter | B16 | 25 | 4280 | 4280 | 0.03 | 170.71 | 5 | 165.67
2040 | SPP_S_2_ENT | SPP_S | ENT | Internal | Winter | B17 | 100 | 4280 | 4280 | 0.02 | 160.18 | 5 | 155.15
2040 | SPP_S_2_ENT | SPP_S | ENT | Internal | Winter | B18 | 400 | 4280 | 4280 | 52.46 | 144.12 | 5 | 86.66
2040 | SPP_S_2_ENT | SPP_S | ENT | Internal | Winter | B19 | 700 | 4280 | 4280 | 11.51 | 144.12 | 5 | 127.61
2040 | SPP_S_2_ENT | SPP_S | ENT | Internal | Winter | B20 | 935 | 4280 | 4280 | 0.01 | 38.3 | 5 | 33.29
2040 | SPP_S_2_SPP_N | SPP_S | SPP_N | Internal | Shoulder | B11 | 25 | 640 | 0 | 165.91 | 148.91 | 0.01 | 0
2040 | SPP_S_2_SPP_N | SPP_S | SPP_N | Internal | Shoulder | B12 | 200 | 640 | 0 | 80.34 | 80.33 | 0.01 | 0
2040 | SPP_S_2_SPP_N | SPP_S | SPP_N | Internal | Shoulder | B13 | 600 | 640 | 0 | 48.74 | 48.73 | 0.01 | 0
2040 | SPP_S_2_SPP_N | SPP_S | SPP_N | Internal | Shoulder | B14 | 900 | 640 | 0 | 0.01 | 0.01 | 0.01 | 0
2040 | SPP_S_2_SPP_N | SPP_S | SPP_N | Internal | Shoulder | B15 | 1203 | 640 | 0 | 0.01 | 0.01 | 0.01 | 0
2040 | SPP_S_2_SPP_N | SPP_S | SPP_N | Internal | Summer | B1 | 10 | 640 | 0.04 | 0.02 | 0.01 | 0.01 | 0
2040 | SPP_S_2_SPP_N | SPP_S | SPP_N | Internal | Summer | B2 | 25 | 640 | 0.03 | 279.23 | 279.23 | 0.01 | 0
2040 | SPP_S_2_SPP_N | SPP_S | SPP_N | Internal | Summer | B3 | 75 | 640 | 0 | 293.21 | 293.21 | 0.01 | 0
2040 | SPP_S_2_SPP_N | SPP_S | SPP_N | Internal | Summer | B4 | 100 | 640 | 0 | 255.87 | 255.87 | 0.01 | 0
2040 | SPP_S_2_SPP_N | SPP_S | SPP_N | Internal | Summer | B5 | 200 | 640 | 0 | 184.19 | 184.17 | 0.01 | 0
2040 | SPP_S_2_SPP_N | SPP_S | SPP_N | Internal | Summer | B6 | 300 | 640 | 0 | 181.97 | 181.96 | 0.01 | 0
2040 | SPP_S_2_SPP_N | SPP_S | SPP_N | Internal | Summer | B7 | 400 | 640 | 0 | 180.29 | 175.88 | 0.01 | 0
2040 | SPP_S_2_SPP_N | SPP_S | SPP_N | Internal | Summer | B8 | 500 | 640 | 0 | 164.32 | 159.2 | 0.01 | 0
2040 | SPP_S_2_SPP_N | SPP_S | SPP_N | Internal | Summer | B9 | 800 | 640 | 0 | 155.3 | 147.3 | 0.01 | 0
2040 | SPP_S_2_SPP_N | SPP_S | SPP_N | Internal | Summer | B10 | 1262 | 640 | 0 | 39.18 | 39.17 | 0.01 | 0
2040 | SPP_S_2_SPP_N | SPP_S | SPP_N | Internal | Winter | B16 | 25 | 640 | 0.02 | 0.03 | 0.02 | 0.01 | 0
2040 | SPP_S_2_SPP_N | SPP_S | SPP_N | Internal | Winter | B17 | 100 | 640 | 0 | 0.02 | 0.01 | 0.01 | 0
2040 | SPP_S_2_SPP_N | SPP_S | SPP_N | Internal | Winter | B18 | 400 | 640 | 0 | 52.46 | 52.45 | 0.01 | 0
2040 | SPP_S_2_SPP_N | SPP_S | SPP_N | Internal | Winter | B19 | 700 | 640 | 98.25 | 11.51 | 11.52 | 0.01 | 0
2040 | SPP_S_2_SPP_N | SPP_S | SPP_N | Internal | Winter | B20 | 935 | 640 | 0 | 0.01 | 0.01 | 0.01 | 0
2040 | TVA_2_ENT | TVA | ENT | Internal | Shoulder | B11 | 25 | 500 | 0.03 | 161.92 | 170.91 | 9 | 0
2040 | TVA_2_ENT | TVA | ENT | Internal | Shoulder | B12 | 200 | 500 | 0 | 153 | 152.98 | 9 | 0
2040 | TVA_2_ENT | TVA | ENT | Internal | Shoulder | B13 | 600 | 500 | 0 | 144.13 | 144.11 | 9 | 0
2040 | TVA_2_ENT | TVA | ENT | Internal | Shoulder | B14 | 900 | 500 | 0 | 144.13 | 144.11 | 9 | 0
2040 | TVA_2_ENT | TVA | ENT | Internal | Shoulder | B15 | 1203 | 500 | 0 | 41.76 | 33.16 | 9 | 0
2040 | TVA_2_ENT | TVA | ENT | Internal | Summer | B1 | 10 | 500 | 0 | 300.23 | 276.23 | 9 | 0
2040 | TVA_2_ENT | TVA | ENT | Internal | Summer | B2 | 25 | 500 | 0 | 300.23 | 284.23 | 9 | 0
2040 | TVA_2_ENT | TVA | ENT | Internal | Summer | B3 | 75 | 500 | 0 | 306.21 | 298.21 | 9 | 0
2040 | TVA_2_ENT | TVA | ENT | Internal | Summer | B4 | 100 | 500 | 0 | 268.88 | 260.87 | 9 | 0
2040 | TVA_2_ENT | TVA | ENT | Internal | Summer | B5 | 200 | 500 | 0 | 192.49 | 189.17 | 9 | 0
2040 | TVA_2_ENT | TVA | ENT | Internal | Summer | B6 | 300 | 500 | 0 | 182.34 | 186.96 | 9 | 0
2040 | TVA_2_ENT | TVA | ENT | Internal | Summer | B7 | 400 | 500 | 0 | 174.36 | 180.88 | 9 | 0
2040 | TVA_2_ENT | TVA | ENT | Internal | Summer | B8 | 500 | 500 | 231.16 | 160.32 | 169.32 | 9 | 0
2040 | TVA_2_ENT | TVA | ENT | Internal | Summer | B9 | 800 | 500 | 0 | 158.07 | 160.3 | 9 | 0
2040 | TVA_2_ENT | TVA | ENT | Internal | Summer | B10 | 1262 | 500 | 0 | 52.19 | 52.18 | 9 | 0
2040 | TVA_2_ENT | TVA | ENT | Internal | Winter | B16 | 25 | 500 | 0 | 169.54 | 170.71 | 9 | 0
2040 | TVA_2_ENT | TVA | ENT | Internal | Winter | B17 | 100 | 500 | 0 | 160.19 | 160.18 | 9 | 0
2040 | TVA_2_ENT | TVA | ENT | Internal | Winter | B18 | 400 | 500 | 0 | 144.13 | 144.12 | 9 | 0
2040 | TVA_2_ENT | TVA | ENT | Internal | Winter | B19 | 700 | 500 | 0 | 144.13 | 144.12 | 9 | 0
2040 | TVA_2_ENT | TVA | ENT | Internal | Winter | B20 | 935 | 500 | 0 | 46.31 | 38.3 | 9 | 0
2040 | TVA_2_NonRTO_Midwest | TVA | NonRTO_Midwest | Internal | Shoulder | B11 | 25 | 100 | 0 | 161.92 | 161.89 | 9 | 0
2040 | TVA_2_NonRTO_Midwest | TVA | NonRTO_Midwest | Internal | Shoulder | B12 | 200 | 100 | 0 | 153 | 157.29 | 9 | 0
2040 | TVA_2_NonRTO_Midwest | TVA | NonRTO_Midwest | Internal | Shoulder | B13 | 600 | 100 | 100 | 144.13 | 155.09 | 9 | 1.97
2040 | TVA_2_NonRTO_Midwest | TVA | NonRTO_Midwest | Internal | Shoulder | B14 | 900 | 100 | 100 | 144.13 | 155.09 | 9 | 1.97
2040 | TVA_2_NonRTO_Midwest | TVA | NonRTO_Midwest | Internal | Shoulder | B15 | 1203 | 100 | 0 | 41.76 | 33.75 | 9 | 0
2040 | TVA_2_NonRTO_Midwest | TVA | NonRTO_Midwest | Internal | Summer | B1 | 10 | 100 | 0 | 300.23 | 292.22 | 9 | 0
2040 | TVA_2_NonRTO_Midwest | TVA | NonRTO_Midwest | Internal | Summer | B2 | 25 | 100 | 0 | 300.23 | 292.22 | 9 | 0
2040 | TVA_2_NonRTO_Midwest | TVA | NonRTO_Midwest | Internal | Summer | B3 | 75 | 100 | 0 | 306.21 | 298.2 | 9 | 0
2040 | TVA_2_NonRTO_Midwest | TVA | NonRTO_Midwest | Internal | Summer | B4 | 100 | 100 | 0 | 268.88 | 268.86 | 9 | 0
2040 | TVA_2_NonRTO_Midwest | TVA | NonRTO_Midwest | Internal | Summer | B5 | 200 | 100 | 0 | 192.49 | 192.47 | 9 | 0
2040 | TVA_2_NonRTO_Midwest | TVA | NonRTO_Midwest | Internal | Summer | B6 | 300 | 100 | 0 | 182.34 | 185.31 | 9 | 0
2040 | TVA_2_NonRTO_Midwest | TVA | NonRTO_Midwest | Internal | Summer | B7 | 400 | 100 | 0 | 174.36 | 166.34 | 9 | 0
2040 | TVA_2_NonRTO_Midwest | TVA | NonRTO_Midwest | Internal | Summer | B8 | 500 | 100 | 0 | 160.32 | 156.1 | 9 | 0
2040 | TVA_2_NonRTO_Midwest | TVA | NonRTO_Midwest | Internal | Summer | B9 | 800 | 100 | 0 | 158.07 | 156.1 | 9 | 0
2040 | TVA_2_NonRTO_Midwest | TVA | NonRTO_Midwest | Internal | Summer | B10 | 1262 | 100 | 100 | 52.19 | 71.17 | 9 | 9.98
2040 | TVA_2_NonRTO_Midwest | TVA | NonRTO_Midwest | Internal | Winter | B16 | 25 | 100 | 0 | 169.54 | 161.53 | 9 | 0
2040 | TVA_2_NonRTO_Midwest | TVA | NonRTO_Midwest | Internal | Winter | B17 | 100 | 100 | 0 | 160.19 | 163.78 | 9 | 0
2040 | TVA_2_NonRTO_Midwest | TVA | NonRTO_Midwest | Internal | Winter | B18 | 400 | 100 | 100 | 144.13 | 154.9 | 9 | 1.77
2040 | TVA_2_NonRTO_Midwest | TVA | NonRTO_Midwest | Internal | Winter | B19 | 700 | 100 | 100 | 144.13 | 154.9 | 9 | 1.77
2040 | TVA_2_NonRTO_Midwest | TVA | NonRTO_Midwest | Internal | Winter | B20 | 935 | 100 | 0 | 46.31 | 38.3 | 9 | 0
2040 | TVA_2_PJM_ROR | TVA | PJM_ROR | Internal | Shoulder | B11 | 25 | 500 | 0 | 161.92 | 155.9 | 9 | 0
2040 | TVA_2_PJM_ROR | TVA | PJM_ROR | Internal | Shoulder | B12 | 200 | 500 | 0 | 153 | 151.3 | 9 | 0
2040 | TVA_2_PJM_ROR | TVA | PJM_ROR | Internal | Shoulder | B13 | 600 | 500 | 0 | 144.13 | 149.11 | 9 | 0
2040 | TVA_2_PJM_ROR | TVA | PJM_ROR | Internal | Shoulder | B14 | 900 | 500 | 0 | 144.13 | 149.11 | 9 | 0
2040 | TVA_2_PJM_ROR | TVA | PJM_ROR | Internal | Shoulder | B15 | 1203 | 500 | 0 | 41.76 | 50.75 | 9 | 0
2040 | TVA_2_PJM_ROR | TVA | PJM_ROR | Internal | Summer | B1 | 10 | 500 | 0 | 300.23 | 292.2 | 9 | 0
2040 | TVA_2_PJM_ROR | TVA | PJM_ROR | Internal | Summer | B2 | 25 | 500 | 0 | 300.23 | 286.22 | 9 | 0
2040 | TVA_2_PJM_ROR | TVA | PJM_ROR | Internal | Summer | B3 | 75 | 500 | 0 | 306.21 | 292.2 | 9 | 0
2040 | TVA_2_PJM_ROR | TVA | PJM_ROR | Internal | Summer | B4 | 100 | 500 | 0 | 268.88 | 262.86 | 9 | 0
2040 | TVA_2_PJM_ROR | TVA | PJM_ROR | Internal | Summer | B5 | 200 | 500 | 0 | 192.49 | 186.48 | 9 | 0
2040 | TVA_2_PJM_ROR | TVA | PJM_ROR | Internal | Summer | B6 | 300 | 500 | 0 | 182.34 | 179.32 | 9 | 0
2040 | TVA_2_PJM_ROR | TVA | PJM_ROR | Internal | Summer | B7 | 400 | 500 | 0 | 174.36 | 170.88 | 9 | 0
2040 | TVA_2_PJM_ROR | TVA | PJM_ROR | Internal | Summer | B8 | 500 | 500 | 0 | 160.32 | 154.2 | 9 | 0
2040 | TVA_2_PJM_ROR | TVA | PJM_ROR | Internal | Summer | B9 | 800 | 500 | 0 | 158.07 | 152.06 | 9 | 0
2040 | TVA_2_PJM_ROR | TVA | PJM_ROR | Internal | Summer | B10 | 1262 | 500 | 0 | 52.19 | 61.18 | 9 | 0
2040 | TVA_2_PJM_ROR | TVA | PJM_ROR | Internal | Winter | B16 | 25 | 500 | 0 | 169.54 | 157.78 | 9 | 0
2040 | TVA_2_PJM_ROR | TVA | PJM_ROR | Internal | Winter | B17 | 100 | 500 | 0 | 160.19 | 157.78 | 9 | 0
2040 | TVA_2_PJM_ROR | TVA | PJM_ROR | Internal | Winter | B18 | 400 | 500 | 0 | 144.13 | 148.91 | 9 | 0
2040 | TVA_2_PJM_ROR | TVA | PJM_ROR | Internal | Winter | B19 | 700 | 500 | 0 | 144.13 | 148.91 | 9 | 0
2040 | TVA_2_PJM_ROR | TVA | PJM_ROR | Internal | Winter | B20 | 935 | 500 | 0 | 46.31 | 55.3 | 9 | 0
2040 | TVA_2_SOCO | TVA | SOCO | Internal | Shoulder | B11 | 25 | 500 | 0.03 | 161.92 | 170.91 | 9 | 0
2040 | TVA_2_SOCO | TVA | SOCO | Internal | Shoulder | B12 | 200 | 500 | 0 | 153 | 158.53 | 9 | 0
2040 | TVA_2_SOCO | TVA | SOCO | Internal | Shoulder | B13 | 600 | 500 | 0 | 144.13 | 152.11 | 9 | 0
2040 | TVA_2_SOCO | TVA | SOCO | Internal | Shoulder | B14 | 900 | 500 | 0 | 144.13 | 152.11 | 9 | 0
2040 | TVA_2_SOCO | TVA | SOCO | Internal | Shoulder | B15 | 1203 | 500 | 0 | 41.76 | 41.16 | 9 | 0
2040 | TVA_2_SOCO | TVA | SOCO | Internal | Summer | B1 | 10 | 500 | 500 | 300.23 | 741.19 | 9 | 431.95
2040 | TVA_2_SOCO | TVA | SOCO | Internal | Summer | B2 | 25 | 500 | 500 | 300.23 | 741.19 | 9 | 431.95
2040 | TVA_2_SOCO | TVA | SOCO | Internal | Summer | B3 | 75 | 500 | 500 | 306.21 | 336.67 | 9 | 21.46
2040 | TVA_2_SOCO | TVA | SOCO | Internal | Summer | B4 | 100 | 500 | 0 | 268.88 | 277.87 | 9 | 0
2040 | TVA_2_SOCO | TVA | SOCO | Internal | Summer | B5 | 200 | 500 | 0 | 192.49 | 192.12 | 9 | 0
2040 | TVA_2_SOCO | TVA | SOCO | Internal | Summer | B6 | 300 | 500 | 0 | 182.34 | 183.34 | 9 | 0
2040 | TVA_2_SOCO | TVA | SOCO | Internal | Summer | B7 | 400 | 500 | 0 | 174.36 | 183.34 | 9 | 0
2040 | TVA_2_SOCO | TVA | SOCO | Internal | Summer | B8 | 500 | 500 | 0 | 160.32 | 159.5 | 9 | 0
2040 | TVA_2_SOCO | TVA | SOCO | Internal | Summer | B9 | 800 | 500 | 0 | 158.07 | 152.06 | 9 | 0
2040 | TVA_2_SOCO | TVA | SOCO | Internal | Summer | B10 | 1262 | 500 | 0 | 52.19 | 42.18 | 9 | 0
2040 | TVA_2_SOCO | TVA | SOCO | Internal | Winter | B16 | 25 | 500 | 500 | 169.54 | 183.12 | 9 | 4.58
2040 | TVA_2_SOCO | TVA | SOCO | Internal | Winter | B17 | 100 | 500 | 0 | 160.19 | 161.97 | 9 | 0
2040 | TVA_2_SOCO | TVA | SOCO | Internal | Winter | B18 | 400 | 500 | 0 | 144.13 | 152.12 | 9 | 0
2040 | TVA_2_SOCO | TVA | SOCO | Internal | Winter | B19 | 700 | 500 | 0 | 144.13 | 152.12 | 9 | 0
2040 | TVA_2_SOCO | TVA | SOCO | Internal | Winter | B20 | 935 | 500 | 0 | 46.31 | 46.3 | 9 | 0
2040 | TVA_2_VACAR | TVA | VACAR | Internal | Shoulder | B11 | 25 | 150 | 0 | 161.92 | 163.91 | 9 | 0
2040 | TVA_2_VACAR | TVA | VACAR | Internal | Shoulder | B12 | 200 | 150 | 0 | 153 | 153.01 | 9 | 0
2040 | TVA_2_VACAR | TVA | VACAR | Internal | Shoulder | B13 | 600 | 150 | 0 | 144.13 | 145.11 | 9 | 0
2040 | TVA_2_VACAR | TVA | VACAR | Internal | Shoulder | B14 | 900 | 150 | 0 | 144.13 | 145.11 | 9 | 0
2040 | TVA_2_VACAR | TVA | VACAR | Internal | Shoulder | B15 | 1203 | 150 | 150 | 41.76 | 51.16 | 9 | 0.41
2040 | TVA_2_VACAR | TVA | VACAR | Internal | Summer | B1 | 10 | 150 | 150 | 300.23 | 751.19 | 9 | 441.95
2040 | TVA_2_VACAR | TVA | VACAR | Internal | Summer | B2 | 25 | 150 | 150 | 300.23 | 751.19 | 9 | 441.95
2040 | TVA_2_VACAR | TVA | VACAR | Internal | Summer | B3 | 75 | 150 | 150 | 306.21 | 346.67 | 9 | 31.46
2040 | TVA_2_VACAR | TVA | VACAR | Internal | Summer | B4 | 100 | 150 | 0 | 268.88 | 277.87 | 9 | 0
2040 | TVA_2_VACAR | TVA | VACAR | Internal | Summer | B5 | 200 | 150 | 0 | 192.49 | 192.48 | 9 | 0
2040 | TVA_2_VACAR | TVA | VACAR | Internal | Summer | B6 | 300 | 150 | 0 | 182.34 | 185.32 | 9 | 0
2040 | TVA_2_VACAR | TVA | VACAR | Internal | Summer | B7 | 400 | 150 | 0 | 174.36 | 176.88 | 9 | 0
2040 | TVA_2_VACAR | TVA | VACAR | Internal | Summer | B8 | 500 | 150 | 0 | 160.32 | 156.96 | 9 | 0
2040 | TVA_2_VACAR | TVA | VACAR | Internal | Summer | B9 | 800 | 150 | 0 | 158.07 | 145.06 | 9 | 0
2040 | TVA_2_VACAR | TVA | VACAR | Internal | Summer | B10 | 1262 | 150 | 0 | 52.19 | 45.18 | 9 | 0
2040 | TVA_2_VACAR | TVA | VACAR | Internal | Winter | B16 | 25 | 150 | 0.03 | 169.54 | 178.53 | 9 | 0
2040 | TVA_2_VACAR | TVA | VACAR | Internal | Winter | B17 | 100 | 150 | 0 | 160.19 | 163.78 | 9 | 0
2040 | TVA_2_VACAR | TVA | VACAR | Internal | Winter | B18 | 400 | 150 | 0 | 144.13 | 145.12 | 9 | 0
2040 | TVA_2_VACAR | TVA | VACAR | Internal | Winter | B19 | 700 | 150 | 0 | 144.13 | 145.12 | 9 | 0
2040 | TVA_2_VACAR | TVA | VACAR | Internal | Winter | B20 | 935 | 150 | 0 | 46.31 | 54.67 | 9 | 0
2040 | TVA_Transmission_2_ENT | TVA_Transmission | ENT | Internal | Shoulder | B11 | 25 | 3000 | 2322.33 | 161.91 | 170.91 | 9 | 0
2040 | TVA_Transmission_2_ENT | TVA_Transmission | ENT | Internal | Shoulder | B12 | 200 | 3000 | 0 | 152.98 | 152.98 | 9 | 0
2040 | TVA_Transmission_2_ENT | TVA_Transmission | ENT | Internal | Shoulder | B13 | 600 | 3000 | 0 | 144.11 | 144.11 | 9 | 0
2040 | TVA_Transmission_2_ENT | TVA_Transmission | ENT | Internal | Shoulder | B14 | 900 | 3000 | 0 | 144.11 | 144.11 | 9 | 0
2040 | TVA_Transmission_2_ENT | TVA_Transmission | ENT | Internal | Shoulder | B15 | 1203 | 3000 | 0 | 41.75 | 33.16 | 9 | 0
2040 | TVA_Transmission_2_ENT | TVA_Transmission | ENT | Internal | Summer | B1 | 10 | 3000 | 0 | 300.22 | 276.23 | 9 | 0
2040 | TVA_Transmission_2_ENT | TVA_Transmission | ENT | Internal | Summer | B2 | 25 | 3000 | 0 | 300.22 | 284.23 | 9 | 0
2040 | TVA_Transmission_2_ENT | TVA_Transmission | ENT | Internal | Summer | B3 | 75 | 3000 | 0 | 306.2 | 298.21 | 9 | 0
2040 | TVA_Transmission_2_ENT | TVA_Transmission | ENT | Internal | Summer | B4 | 100 | 3000 | 0 | 268.87 | 260.87 | 9 | 0
2040 | TVA_Transmission_2_ENT | TVA_Transmission | ENT | Internal | Summer | B5 | 200 | 3000 | 0 | 192.48 | 189.17 | 9 | 0
2040 | TVA_Transmission_2_ENT | TVA_Transmission | ENT | Internal | Summer | B6 | 300 | 3000 | 0 | 183.53 | 186.96 | 9 | 0
2040 | TVA_Transmission_2_ENT | TVA_Transmission | ENT | Internal | Summer | B7 | 400 | 3000 | 0 | 174.34 | 180.88 | 9 | 0
2040 | TVA_Transmission_2_ENT | TVA_Transmission | ENT | Internal | Summer | B8 | 500 | 3000 | 3000 | 160.3 | 169.32 | 9 | 0.01
2040 | TVA_Transmission_2_ENT | TVA_Transmission | ENT | Internal | Summer | B9 | 800 | 3000 | 0 | 158.06 | 160.3 | 9 | 0
2040 | TVA_Transmission_2_ENT | TVA_Transmission | ENT | Internal | Summer | B10 | 1262 | 3000 | 0 | 52.18 | 52.18 | 9 | 0
2040 | TVA_Transmission_2_ENT | TVA_Transmission | ENT | Internal | Winter | B16 | 25 | 3000 | 0 | 169.53 | 170.71 | 9 | 0
2040 | TVA_Transmission_2_ENT | TVA_Transmission | ENT | Internal | Winter | B17 | 100 | 3000 | 0 | 160.18 | 160.18 | 9 | 0
2040 | TVA_Transmission_2_ENT | TVA_Transmission | ENT | Internal | Winter | B18 | 400 | 3000 | 0 | 144.12 | 144.12 | 9 | 0
2040 | TVA_Transmission_2_ENT | TVA_Transmission | ENT | Internal | Winter | B19 | 700 | 3000 | 0 | 144.12 | 144.12 | 9 | 0
2040 | TVA_Transmission_2_ENT | TVA_Transmission | ENT | Internal | Winter | B20 | 935 | 3000 | 0 | 46.3 | 38.3 | 9 | 0
2040 | TVA_Transmission_2_NonRTO_Midwest | TVA_Transmission | NonRTO_Midwest | Internal | Shoulder | B11 | 25 | 700 | 0 | 161.91 | 161.89 | 9 | 0
2040 | TVA_Transmission_2_NonRTO_Midwest | TVA_Transmission | NonRTO_Midwest | Internal | Shoulder | B12 | 200 | 700 | 0 | 152.98 | 157.29 | 9 | 0
2040 | TVA_Transmission_2_NonRTO_Midwest | TVA_Transmission | NonRTO_Midwest | Internal | Shoulder | B13 | 600 | 700 | 700 | 144.11 | 155.09 | 9 | 1.98
2040 | TVA_Transmission_2_NonRTO_Midwest | TVA_Transmission | NonRTO_Midwest | Internal | Shoulder | B14 | 900 | 700 | 700 | 144.11 | 155.09 | 9 | 1.98
2040 | TVA_Transmission_2_NonRTO_Midwest | TVA_Transmission | NonRTO_Midwest | Internal | Shoulder | B15 | 1203 | 700 | 0 | 41.75 | 33.75 | 9 | 0
2040 | TVA_Transmission_2_NonRTO_Midwest | TVA_Transmission | NonRTO_Midwest | Internal | Summer | B1 | 10 | 700 | 0 | 300.22 | 292.22 | 9 | 0
2040 | TVA_Transmission_2_NonRTO_Midwest | TVA_Transmission | NonRTO_Midwest | Internal | Summer | B2 | 25 | 700 | 0 | 300.22 | 292.22 | 9 | 0
2040 | TVA_Transmission_2_NonRTO_Midwest | TVA_Transmission | NonRTO_Midwest | Internal | Summer | B3 | 75 | 700 | 0 | 306.2 | 298.2 | 9 | 0
2040 | TVA_Transmission_2_NonRTO_Midwest | TVA_Transmission | NonRTO_Midwest | Internal | Summer | B4 | 100 | 700 | 0 | 268.87 | 268.86 | 9 | 0
2040 | TVA_Transmission_2_NonRTO_Midwest | TVA_Transmission | NonRTO_Midwest | Internal | Summer | B5 | 200 | 700 | 0 | 192.48 | 192.47 | 9 | 0
2040 | TVA_Transmission_2_NonRTO_Midwest | TVA_Transmission | NonRTO_Midwest | Internal | Summer | B6 | 300 | 700 | 0 | 183.53 | 185.31 | 9 | 0
2040 | TVA_Transmission_2_NonRTO_Midwest | TVA_Transmission | NonRTO_Midwest | Internal | Summer | B7 | 400 | 700 | 0 | 174.34 | 166.34 | 9 | 0
2040 | TVA_Transmission_2_NonRTO_Midwest | TVA_Transmission | NonRTO_Midwest | Internal | Summer | B8 | 500 | 700 | 0 | 160.3 | 156.1 | 9 | 0
2040 | TVA_Transmission_2_NonRTO_Midwest | TVA_Transmission | NonRTO_Midwest | Internal | Summer | B9 | 800 | 700 | 0 | 158.06 | 156.1 | 9 | 0
2040 | TVA_Transmission_2_NonRTO_Midwest | TVA_Transmission | NonRTO_Midwest | Internal | Summer | B10 | 1262 | 700 | 700 | 52.18 | 71.17 | 9 | 9.99
2040 | TVA_Transmission_2_NonRTO_Midwest | TVA_Transmission | NonRTO_Midwest | Internal | Winter | B16 | 25 | 700 | 0 | 169.53 | 161.53 | 9 | 0
2040 | TVA_Transmission_2_NonRTO_Midwest | TVA_Transmission | NonRTO_Midwest | Internal | Winter | B17 | 100 | 700 | 0 | 160.18 | 163.78 | 9 | 0
2040 | TVA_Transmission_2_NonRTO_Midwest | TVA_Transmission | NonRTO_Midwest | Internal | Winter | B18 | 400 | 700 | 700 | 144.12 | 154.9 | 9 | 1.78
2040 | TVA_Transmission_2_NonRTO_Midwest | TVA_Transmission | NonRTO_Midwest | Internal | Winter | B19 | 700 | 700 | 700 | 144.12 | 154.9 | 9 | 1.78
2040 | TVA_Transmission_2_NonRTO_Midwest | TVA_Transmission | NonRTO_Midwest | Internal | Winter | B20 | 935 | 700 | 0 | 46.3 | 38.3 | 9 | 0
2040 | TVA_Transmission_2_PJM_ROR | TVA_Transmission | PJM_ROR | Internal | Shoulder | B11 | 25 | 2000 | 0 | 161.91 | 155.9 | 9 | 0
2040 | TVA_Transmission_2_PJM_ROR | TVA_Transmission | PJM_ROR | Internal | Shoulder | B12 | 200 | 2000 | 0 | 152.98 | 151.3 | 9 | 0
2040 | TVA_Transmission_2_PJM_ROR | TVA_Transmission | PJM_ROR | Internal | Shoulder | B13 | 600 | 2000 | 0 | 144.11 | 149.11 | 9 | 0
2040 | TVA_Transmission_2_PJM_ROR | TVA_Transmission | PJM_ROR | Internal | Shoulder | B14 | 900 | 2000 | 0 | 144.11 | 149.11 | 9 | 0
2040 | TVA_Transmission_2_PJM_ROR | TVA_Transmission | PJM_ROR | Internal | Shoulder | B15 | 1203 | 2000 | 1835.98 | 41.75 | 50.75 | 9 | 0
2040 | TVA_Transmission_2_PJM_ROR | TVA_Transmission | PJM_ROR | Internal | Summer | B1 | 10 | 2000 | 0 | 300.22 | 292.2 | 9 | 0
2040 | TVA_Transmission_2_PJM_ROR | TVA_Transmission | PJM_ROR | Internal | Summer | B2 | 25 | 2000 | 0 | 300.22 | 286.22 | 9 | 0
2040 | TVA_Transmission_2_PJM_ROR | TVA_Transmission | PJM_ROR | Internal | Summer | B3 | 75 | 2000 | 0 | 306.2 | 292.2 | 9 | 0
2040 | TVA_Transmission_2_PJM_ROR | TVA_Transmission | PJM_ROR | Internal | Summer | B4 | 100 | 2000 | 0 | 268.87 | 262.86 | 9 | 0
2040 | TVA_Transmission_2_PJM_ROR | TVA_Transmission | PJM_ROR | Internal | Summer | B5 | 200 | 2000 | 0 | 192.48 | 186.48 | 9 | 0
2040 | TVA_Transmission_2_PJM_ROR | TVA_Transmission | PJM_ROR | Internal | Summer | B6 | 300 | 2000 | 0 | 183.53 | 179.32 | 9 | 0
2040 | TVA_Transmission_2_PJM_ROR | TVA_Transmission | PJM_ROR | Internal | Summer | B7 | 400 | 2000 | 0 | 174.34 | 170.88 | 9 | 0
2040 | TVA_Transmission_2_PJM_ROR | TVA_Transmission | PJM_ROR | Internal | Summer | B8 | 500 | 2000 | 0 | 160.3 | 154.2 | 9 | 0
2040 | TVA_Transmission_2_PJM_ROR | TVA_Transmission | PJM_ROR | Internal | Summer | B9 | 800 | 2000 | 0 | 158.06 | 152.06 | 9 | 0
2040 | TVA_Transmission_2_PJM_ROR | TVA_Transmission | PJM_ROR | Internal | Summer | B10 | 1262 | 2000 | 305.51 | 52.18 | 61.18 | 9 | 0
2040 | TVA_Transmission_2_PJM_ROR | TVA_Transmission | PJM_ROR | Internal | Winter | B16 | 25 | 2000 | 0 | 169.53 | 157.78 | 9 | 0
2040 | TVA_Transmission_2_PJM_ROR | TVA_Transmission | PJM_ROR | Internal | Winter | B17 | 100 | 2000 | 0 | 160.18 | 157.78 | 9 | 0
2040 | TVA_Transmission_2_PJM_ROR | TVA_Transmission | PJM_ROR | Internal | Winter | B18 | 400 | 2000 | 0 | 144.12 | 148.91 | 9 | 0
2040 | TVA_Transmission_2_PJM_ROR | TVA_Transmission | PJM_ROR | Internal | Winter | B19 | 700 | 2000 | 0 | 144.12 | 148.91 | 9 | 0
2040 | TVA_Transmission_2_PJM_ROR | TVA_Transmission | PJM_ROR | Internal | Winter | B20 | 935 | 2000 | 1574.45 | 46.3 | 55.3 | 9 | 0
2040 | TVA_Transmission_2_SOCO | TVA_Transmission | SOCO | Internal | Shoulder | B11 | 25 | 3200 | 1564.61 | 161.91 | 170.91 | 9 | 0
2040 | TVA_Transmission_2_SOCO | TVA_Transmission | SOCO | Internal | Shoulder | B12 | 200 | 3200 | 0 | 152.98 | 158.53 | 9 | 0
2040 | TVA_Transmission_2_SOCO | TVA_Transmission | SOCO | Internal | Shoulder | B13 | 600 | 3200 | 0 | 144.11 | 152.11 | 9 | 0
2040 | TVA_Transmission_2_SOCO | TVA_Transmission | SOCO | Internal | Shoulder | B14 | 900 | 3200 | 0 | 144.11 | 152.11 | 9 | 0
2040 | TVA_Transmission_2_SOCO | TVA_Transmission | SOCO | Internal | Shoulder | B15 | 1203 | 3200 | 0 | 41.75 | 41.16 | 9 | 0
2040 | TVA_Transmission_2_SOCO | TVA_Transmission | SOCO | Internal | Summer | B1 | 10 | 3200 | 3200 | 300.22 | 741.19 | 9 | 431.97
2040 | TVA_Transmission_2_SOCO | TVA_Transmission | SOCO | Internal | Summer | B2 | 25 | 3200 | 3200 | 300.22 | 741.19 | 9 | 431.97
2040 | TVA_Transmission_2_SOCO | TVA_Transmission | SOCO | Internal | Summer | B3 | 75 | 3200 | 3200 | 306.2 | 336.67 | 9 | 21.48
2040 | TVA_Transmission_2_SOCO | TVA_Transmission | SOCO | Internal | Summer | B4 | 100 | 3200 | 263.44 | 268.87 | 277.87 | 9 | 0
2040 | TVA_Transmission_2_SOCO | TVA_Transmission | SOCO | Internal | Summer | B5 | 200 | 3200 | 0 | 192.48 | 192.12 | 9 | 0
2040 | TVA_Transmission_2_SOCO | TVA_Transmission | SOCO | Internal | Summer | B6 | 300 | 3200 | 0 | 183.53 | 183.34 | 9 | 0
2040 | TVA_Transmission_2_SOCO | TVA_Transmission | SOCO | Internal | Summer | B7 | 400 | 3200 | 320.62 | 174.34 | 183.34 | 9 | 0
2040 | TVA_Transmission_2_SOCO | TVA_Transmission | SOCO | Internal | Summer | B8 | 500 | 3200 | 0 | 160.3 | 159.5 | 9 | 0
2040 | TVA_Transmission_2_SOCO | TVA_Transmission | SOCO | Internal | Summer | B9 | 800 | 3200 | 0 | 158.06 | 152.06 | 9 | 0
2040 | TVA_Transmission_2_SOCO | TVA_Transmission | SOCO | Internal | Summer | B10 | 1262 | 3200 | 0 | 52.18 | 42.18 | 9 | 0
2040 | TVA_Transmission_2_SOCO | TVA_Transmission | SOCO | Internal | Winter | B16 | 25 | 3200 | 3200 | 169.53 | 183.12 | 9 | 4.59
2040 | TVA_Transmission_2_SOCO | TVA_Transmission | SOCO | Internal | Winter | B17 | 100 | 3200 | 0 | 160.18 | 161.97 | 9 | 0
2040 | TVA_Transmission_2_SOCO | TVA_Transmission | SOCO | Internal | Winter | B18 | 400 | 3200 | 0 | 144.12 | 152.12 | 9 | 0
2040 | TVA_Transmission_2_SOCO | TVA_Transmission | SOCO | Internal | Winter | B19 | 700 | 3200 | 0 | 144.12 | 152.12 | 9 | 0
2040 | TVA_Transmission_2_SOCO | TVA_Transmission | SOCO | Internal | Winter | B20 | 935 | 3200 | 0 | 46.3 | 46.3 | 9 | 0
2040 | TVA_Transmission_2_TVA | TVA_Transmission | TVA | Internal | Shoulder | B11 | 25 | 99999 | 1375.31 | 161.91 | 161.92 | 0.01 | 0
2040 | TVA_Transmission_2_TVA | TVA_Transmission | TVA | Internal | Shoulder | B12 | 200 | 99999 | 622.04 | 152.98 | 153 | 0.01 | 0
2040 | TVA_Transmission_2_TVA | TVA_Transmission | TVA | Internal | Shoulder | B13 | 600 | 99999 | 994.77 | 144.11 | 144.13 | 0.01 | 0
2040 | TVA_Transmission_2_TVA | TVA_Transmission | TVA | Internal | Shoulder | B14 | 900 | 99999 | 1982.66 | 144.11 | 144.13 | 0.01 | 0
2040 | TVA_Transmission_2_TVA | TVA_Transmission | TVA | Internal | Shoulder | B15 | 1203 | 99999 | 4633.45 | 41.75 | 41.76 | 0.01 | 0
2040 | TVA_Transmission_2_TVA | TVA_Transmission | TVA | Internal | Summer | B1 | 10 | 99999 | 6527.01 | 300.22 | 300.23 | 0.01 | 0
2040 | TVA_Transmission_2_TVA | TVA_Transmission | TVA | Internal | Summer | B2 | 25 | 99999 | 5829.79 | 300.22 | 300.23 | 0.01 | 0
2040 | TVA_Transmission_2_TVA | TVA_Transmission | TVA | Internal | Summer | B3 | 75 | 99999 | 4461.54 | 306.2 | 306.21 | 0.01 | 0
2040 | TVA_Transmission_2_TVA | TVA_Transmission | TVA | Internal | Summer | B4 | 100 | 99999 | 3179.36 | 268.87 | 268.88 | 0.01 | 0
2040 | TVA_Transmission_2_TVA | TVA_Transmission | TVA | Internal | Summer | B5 | 200 | 99999 | 1730.18 | 192.48 | 192.49 | 0.01 | 0
2040 | TVA_Transmission_2_TVA | TVA_Transmission | TVA | Internal | Summer | B6 | 300 | 99999 | 0 | 183.53 | 182.34 | 0.01 | 0
2040 | TVA_Transmission_2_TVA | TVA_Transmission | TVA | Internal | Summer | B7 | 400 | 99999 | 173.26 | 174.34 | 174.36 | 0.01 | 0
2040 | TVA_Transmission_2_TVA | TVA_Transmission | TVA | Internal | Summer | B8 | 500 | 99999 | 1621.03 | 160.3 | 160.32 | 0.01 | 0
2040 | TVA_Transmission_2_TVA | TVA_Transmission | TVA | Internal | Summer | B9 | 800 | 99999 | 1550.27 | 158.06 | 158.07 | 0.01 | 0
2040 | TVA_Transmission_2_TVA | TVA_Transmission | TVA | Internal | Summer | B10 | 1262 | 99999 | 2117.04 | 52.18 | 52.19 | 0.01 | 0
2040 | TVA_Transmission_2_TVA | TVA_Transmission | TVA | Internal | Winter | B16 | 25 | 99999 | 4166 | 169.53 | 169.54 | 0.01 | 0
2040 | TVA_Transmission_2_TVA | TVA_Transmission | TVA | Internal | Winter | B17 | 100 | 99999 | 2503.96 | 160.18 | 160.19 | 0.01 | 0
2040 | TVA_Transmission_2_TVA | TVA_Transmission | TVA | Internal | Winter | B18 | 400 | 99999 | 1087.91 | 144.12 | 144.13 | 0.01 | 0
2040 | TVA_Transmission_2_TVA | TVA_Transmission | TVA | Internal | Winter | B19 | 700 | 99999 | 2248.72 | 144.12 | 144.13 | 0.01 | 0
2040 | TVA_Transmission_2_TVA | TVA_Transmission | TVA | Internal | Winter | B20 | 935 | 99999 | 5167.86 | 46.3 | 46.31 | 0.01 | 0
2040 | TVA_Transmission_2_VACAR | TVA_Transmission | VACAR | Internal | Shoulder | B11 | 25 | 900 | 0 | 161.91 | 163.91 | 9 | 0
2040 | TVA_Transmission_2_VACAR | TVA_Transmission | VACAR | Internal | Shoulder | B12 | 200 | 900 | 0 | 152.98 | 153.01 | 9 | 0
2040 | TVA_Transmission_2_VACAR | TVA_Transmission | VACAR | Internal | Shoulder | B13 | 600 | 900 | 0 | 144.11 | 145.11 | 9 | 0
2040 | TVA_Transmission_2_VACAR | TVA_Transmission | VACAR | Internal | Shoulder | B14 | 900 | 900 | 0 | 144.11 | 145.11 | 9 | 0
2040 | TVA_Transmission_2_VACAR | TVA_Transmission | VACAR | Internal | Shoulder | B15 | 1203 | 900 | 900 | 41.75 | 51.16 | 9 | 0.42
2040 | TVA_Transmission_2_VACAR | TVA_Transmission | VACAR | Internal | Summer | B1 | 10 | 900 | 900 | 300.22 | 751.19 | 9 | 441.97
2040 | TVA_Transmission_2_VACAR | TVA_Transmission | VACAR | Internal | Summer | B2 | 25 | 900 | 900 | 300.22 | 751.19 | 9 | 441.97
2040 | TVA_Transmission_2_VACAR | TVA_Transmission | VACAR | Internal | Summer | B3 | 75 | 900 | 900 | 306.2 | 346.67 | 9 | 31.48
2040 | TVA_Transmission_2_VACAR | TVA_Transmission | VACAR | Internal | Summer | B4 | 100 | 900 | 837.84 | 268.87 | 277.87 | 9 | 0
2040 | TVA_Transmission_2_VACAR | TVA_Transmission | VACAR | Internal | Summer | B5 | 200 | 900 | 0 | 192.48 | 192.48 | 9 | 0
2040 | TVA_Transmission_2_VACAR | TVA_Transmission | VACAR | Internal | Summer | B6 | 300 | 900 | 0 | 183.53 | 185.32 | 9 | 0
2040 | TVA_Transmission_2_VACAR | TVA_Transmission | VACAR | Internal | Summer | B7 | 400 | 900 | 0 | 174.34 | 176.88 | 9 | 0
2040 | TVA_Transmission_2_VACAR | TVA_Transmission | VACAR | Internal | Summer | B8 | 500 | 900 | 0 | 160.3 | 156.96 | 9 | 0
2040 | TVA_Transmission_2_VACAR | TVA_Transmission | VACAR | Internal | Summer | B9 | 800 | 900 | 0 | 158.06 | 145.06 | 9 | 0
2040 | TVA_Transmission_2_VACAR | TVA_Transmission | VACAR | Internal | Summer | B10 | 1262 | 900 | 0 | 52.18 | 45.18 | 9 | 0
2040 | TVA_Transmission_2_VACAR | TVA_Transmission | VACAR | Internal | Winter | B16 | 25 | 900 | 718.73 | 169.53 | 178.53 | 9 | 0
2040 | TVA_Transmission_2_VACAR | TVA_Transmission | VACAR | Internal | Winter | B17 | 100 | 900 | 0 | 160.18 | 163.78 | 9 | 0
2040 | TVA_Transmission_2_VACAR | TVA_Transmission | VACAR | Internal | Winter | B18 | 400 | 900 | 0 | 144.12 | 145.12 | 9 | 0
2040 | TVA_Transmission_2_VACAR | TVA_Transmission | VACAR | Internal | Winter | B19 | 700 | 900 | 0 | 144.12 | 145.12 | 9 | 0
2040 | TVA_Transmission_2_VACAR | TVA_Transmission | VACAR | Internal | Winter | B20 | 935 | 900 | 0 | 46.3 | 54.67 | 9 | 0
2040 | VACAR_2_PJM_ROR | VACAR | PJM_ROR | Internal | Shoulder | B11 | 25 | 2000 | 0 | 163.91 | 155.9 | 7 | 0
2040 | VACAR_2_PJM_ROR | VACAR | PJM_ROR | Internal | Shoulder | B12 | 200 | 2000 | 0 | 153.01 | 151.3 | 7 | 0
2040 | VACAR_2_PJM_ROR | VACAR | PJM_ROR | Internal | Shoulder | B13 | 600 | 2000 | 0 | 145.11 | 149.11 | 7 | 0
2040 | VACAR_2_PJM_ROR | VACAR | PJM_ROR | Internal | Shoulder | B14 | 900 | 2000 | 0 | 145.11 | 149.11 | 7 | 0
2040 | VACAR_2_PJM_ROR | VACAR | PJM_ROR | Internal | Shoulder | B15 | 1203 | 2000 | 0 | 51.16 | 50.75 | 7 | 0
2040 | VACAR_2_PJM_ROR | VACAR | PJM_ROR | Internal | Summer | B1 | 10 | 2000 | 0 | 751.19 | 292.2 | 7 | 0
2040 | VACAR_2_PJM_ROR | VACAR | PJM_ROR | Internal | Summer | B2 | 25 | 2000 | 0 | 751.19 | 286.22 | 7 | 0
2040 | VACAR_2_PJM_ROR | VACAR | PJM_ROR | Internal | Summer | B3 | 75 | 2000 | 0 | 346.67 | 292.2 | 7 | 0
2040 | VACAR_2_PJM_ROR | VACAR | PJM_ROR | Internal | Summer | B4 | 100 | 2000 | 0 | 277.87 | 262.86 | 7 | 0
2040 | VACAR_2_PJM_ROR | VACAR | PJM_ROR | Internal | Summer | B5 | 200 | 2000 | 0 | 192.48 | 186.48 | 7 | 0
2040 | VACAR_2_PJM_ROR | VACAR | PJM_ROR | Internal | Summer | B6 | 300 | 2000 | 0 | 185.32 | 179.32 | 7 | 0
2040 | VACAR_2_PJM_ROR | VACAR | PJM_ROR | Internal | Summer | B7 | 400 | 2000 | 0 | 176.88 | 170.88 | 7 | 0
2040 | VACAR_2_PJM_ROR | VACAR | PJM_ROR | Internal | Summer | B8 | 500 | 2000 | 0 | 156.96 | 154.2 | 7 | 0
2040 | VACAR_2_PJM_ROR | VACAR | PJM_ROR | Internal | Summer | B9 | 800 | 2000 | 477.6 | 145.06 | 152.06 | 7 | 0
2040 | VACAR_2_PJM_ROR | VACAR | PJM_ROR | Internal | Summer | B10 | 1262 | 2000 | 2000 | 45.18 | 61.18 | 7 | 9
2040 | VACAR_2_PJM_ROR | VACAR | PJM_ROR | Internal | Winter | B16 | 25 | 2000 | 0 | 178.53 | 157.78 | 7 | 0
2040 | VACAR_2_PJM_ROR | VACAR | PJM_ROR | Internal | Winter | B17 | 100 | 2000 | 0 | 163.78 | 157.78 | 7 | 0
2040 | VACAR_2_PJM_ROR | VACAR | PJM_ROR | Internal | Winter | B18 | 400 | 2000 | 0 | 145.12 | 148.91 | 7 | 0
2040 | VACAR_2_PJM_ROR | VACAR | PJM_ROR | Internal | Winter | B19 | 700 | 2000 | 0 | 145.12 | 148.91 | 7 | 0
2040 | VACAR_2_PJM_ROR | VACAR | PJM_ROR | Internal | Winter | B20 | 935 | 2000 | 0 | 54.67 | 55.3 | 7 | 0
2040 | VACAR_2_SOCO | VACAR | SOCO | Internal | Shoulder | B11 | 25 | 3000 | 2632.72 | 163.91 | 170.91 | 7 | 0
2040 | VACAR_2_SOCO | VACAR | SOCO | Internal | Shoulder | B12 | 200 | 3000 | 0 | 153.01 | 158.53 | 7 | 0
2040 | VACAR_2_SOCO | VACAR | SOCO | Internal | Shoulder | B13 | 600 | 3000 | 574.78 | 145.11 | 152.11 | 7 | 0
2040 | VACAR_2_SOCO | VACAR | SOCO | Internal | Shoulder | B14 | 900 | 3000 | 395.04 | 145.11 | 152.11 | 7 | 0
2040 | VACAR_2_SOCO | VACAR | SOCO | Internal | Shoulder | B15 | 1203 | 3000 | 0 | 51.16 | 41.16 | 7 | 0
2040 | VACAR_2_SOCO | VACAR | SOCO | Internal | Summer | B1 | 10 | 3000 | 0 | 751.19 | 741.19 | 7 | 0
2040 | VACAR_2_SOCO | VACAR | SOCO | Internal | Summer | B2 | 25 | 3000 | 0 | 751.19 | 741.19 | 7 | 0
2040 | VACAR_2_SOCO | VACAR | SOCO | Internal | Summer | B3 | 75 | 3000 | 0 | 346.67 | 336.67 | 7 | 0
2040 | VACAR_2_SOCO | VACAR | SOCO | Internal | Summer | B4 | 100 | 3000 | 0 | 277.87 | 277.87 | 7 | 0
2040 | VACAR_2_SOCO | VACAR | SOCO | Internal | Summer | B5 | 200 | 3000 | 0 | 192.48 | 192.12 | 7 | 0
2040 | VACAR_2_SOCO | VACAR | SOCO | Internal | Summer | B6 | 300 | 3000 | 0 | 185.32 | 183.34 | 7 | 0
2040 | VACAR_2_SOCO | VACAR | SOCO | Internal | Summer | B7 | 400 | 3000 | 0 | 176.88 | 183.34 | 7 | 0
2040 | VACAR_2_SOCO | VACAR | SOCO | Internal | Summer | B8 | 500 | 3000 | 0 | 156.96 | 159.5 | 7 | 0
2040 | VACAR_2_SOCO | VACAR | SOCO | Internal | Summer | B9 | 800 | 3000 | 186.27 | 145.06 | 152.06 | 7 | 0
2040 | VACAR_2_SOCO | VACAR | SOCO | Internal | Summer | B10 | 1262 | 3000 | 0 | 45.18 | 42.18 | 7 | 0
2040 | VACAR_2_SOCO | VACAR | SOCO | Internal | Winter | B16 | 25 | 3000 | 0 | 178.53 | 183.12 | 7 | 0
2040 | VACAR_2_SOCO | VACAR | SOCO | Internal | Winter | B17 | 100 | 3000 | 0 | 163.78 | 161.97 | 7 | 0
2040 | VACAR_2_SOCO | VACAR | SOCO | Internal | Winter | B18 | 400 | 3000 | 1733.16 | 145.12 | 152.12 | 7 | 0
2040 | VACAR_2_SOCO | VACAR | SOCO | Internal | Winter | B19 | 700 | 3000 | 2084.75 | 145.12 | 152.12 | 7 | 0
2040 | VACAR_2_SOCO | VACAR | SOCO | Internal | Winter | B20 | 935 | 3000 | 0 | 54.67 | 46.3 | 7 | 0
2040 | VACAR_2_TVA_Transmission | VACAR | TVA_Transmission | Internal | Shoulder | B11 | 25 | 900 | 0 | 163.91 | 161.91 | 7 | 0
2040 | VACAR_2_TVA_Transmission | VACAR | TVA_Transmission | Internal | Shoulder | B12 | 200 | 900 | 0 | 153.01 | 152.98 | 7 | 0
2040 | VACAR_2_TVA_Transmission | VACAR | TVA_Transmission | Internal | Shoulder | B13 | 600 | 900 | 0 | 145.11 | 144.11 | 7 | 0
2040 | VACAR_2_TVA_Transmission | VACAR | TVA_Transmission | Internal | Shoulder | B14 | 900 | 900 | 0 | 145.11 | 144.11 | 7 | 0
2040 | VACAR_2_TVA_Transmission | VACAR | TVA_Transmission | Internal | Shoulder | B15 | 1203 | 900 | 0 | 51.16 | 41.75 | 7 | 0
2040 | VACAR_2_TVA_Transmission | VACAR | TVA_Transmission | Internal | Summer | B1 | 10 | 900 | 0 | 751.19 | 300.22 | 7 | 0
2040 | VACAR_2_TVA_Transmission | VACAR | TVA_Transmission | Internal | Summer | B2 | 25 | 900 | 0 | 751.19 | 300.22 | 7 | 0
2040 | VACAR_2_TVA_Transmission | VACAR | TVA_Transmission | Internal | Summer | B3 | 75 | 900 | 0 | 346.67 | 306.2 | 7 | 0
2040 | VACAR_2_TVA_Transmission | VACAR | TVA_Transmission | Internal | Summer | B4 | 100 | 900 | 0 | 277.87 | 268.87 | 7 | 0
2040 | VACAR_2_TVA_Transmission | VACAR | TVA_Transmission | Internal | Summer | B5 | 200 | 900 | 0 | 192.48 | 192.48 | 7 | 0
2040 | VACAR_2_TVA_Transmission | VACAR | TVA_Transmission | Internal | Summer | B6 | 300 | 900 | 0 | 185.32 | 183.53 | 7 | 0
2040 | VACAR_2_TVA_Transmission | VACAR | TVA_Transmission | Internal | Summer | B7 | 400 | 900 | 0 | 176.88 | 174.34 | 7 | 0
2040 | VACAR_2_TVA_Transmission | VACAR | TVA_Transmission | Internal | Summer | B8 | 500 | 900 | 0 | 156.96 | 160.3 | 7 | 0
2040 | VACAR_2_TVA_Transmission | VACAR | TVA_Transmission | Internal | Summer | B9 | 800 | 900 | 900 | 145.06 | 158.06 | 7 | 6
2040 | VACAR_2_TVA_Transmission | VACAR | TVA_Transmission | Internal | Summer | B10 | 1262 | 900 | 621.63 | 45.18 | 52.18 | 7 | 0
2040 | VACAR_2_TVA_Transmission | VACAR | TVA_Transmission | Internal | Winter | B16 | 25 | 900 | 0 | 178.53 | 169.53 | 7 | 0
2040 | VACAR_2_TVA_Transmission | VACAR | TVA_Transmission | Internal | Winter | B17 | 100 | 900 | 0 | 163.78 | 160.18 | 7 | 0
2040 | VACAR_2_TVA_Transmission | VACAR | TVA_Transmission | Internal | Winter | B18 | 400 | 900 | 0 | 145.12 | 144.12 | 7 | 0
2040 | VACAR_2_TVA_Transmission | VACAR | TVA_Transmission | Internal | Winter | B19 | 700 | 900 | 0 | 145.12 | 144.12 | 7 | 0
2040 | VACAR_2_TVA_Transmission | VACAR | TVA_Transmission | Internal | Winter | B20 | 935 | 900 | 0 | 54.67 | 46.3 | 7 | 0
2015 | AZ_NM_SNV_Coal_2_SPP_S | AZ_NM_SNV_Coal | SPP_S | External | Shoulder | B11 | 25 | 400 | 400 | 57.66 | 82.96 | 8.17 | 17.14
2015 | AZ_NM_SNV_Coal_2_SPP_S | AZ_NM_SNV_Coal | SPP_S | External | Shoulder | B12 | 200 | 400 | 0 | 57.66 | 59.97 | 8.17 | 0
2015 | AZ_NM_SNV_Coal_2_SPP_S | AZ_NM_SNV_Coal | SPP_S | External | Shoulder | B13 | 600 | 400 | 0 | 57.66 | 57.57 | 8.17 | 0
2015 | AZ_NM_SNV_Coal_2_SPP_S | AZ_NM_SNV_Coal | SPP_S | External | Shoulder | B14 | 900 | 400 | 0 | 57.66 | 57.33 | 8.17 | 0
2015 | AZ_NM_SNV_Coal_2_SPP_S | AZ_NM_SNV_Coal | SPP_S | External | Shoulder | B15 | 1203 | 400 | 0 | 57.66 | 57.33 | 8.17 | 0
2015 | AZ_NM_SNV_Coal_2_SPP_S | AZ_NM_SNV_Coal | SPP_S | External | Summer | B1 | 10 | 400 | 400 | 78.58 | 86.82 | 8.17 | 0.07
2015 | AZ_NM_SNV_Coal_2_SPP_S | AZ_NM_SNV_Coal | SPP_S | External | Summer | B2 | 25 | 400 | 400 | 75.53 | 90.34 | 8.17 | 6.64
2015 | AZ_NM_SNV_Coal_2_SPP_S | AZ_NM_SNV_Coal | SPP_S | External | Summer | B3 | 75 | 400 | 400 | 75.53 | 84.77 | 8.17 | 1.07
2015 | AZ_NM_SNV_Coal_2_SPP_S | AZ_NM_SNV_Coal | SPP_S | External | Summer | B4 | 100 | 400 | 400 | 69.31 | 81.1 | 8.17 | 3.63
2015 | AZ_NM_SNV_Coal_2_SPP_S | AZ_NM_SNV_Coal | SPP_S | External | Summer | B5 | 200 | 400 | 400 | 59.88 | 81.1 | 8.17 | 13.05
2015 | AZ_NM_SNV_Coal_2_SPP_S | AZ_NM_SNV_Coal | SPP_S | External | Summer | B6 | 300 | 400 | 400 | 57.81 | 69.87 | 8.17 | 3.89
2015 | AZ_NM_SNV_Coal_2_SPP_S | AZ_NM_SNV_Coal | SPP_S | External | Summer | B7 | 400 | 400 | 0 | 56.83 | 59.48 | 8.17 | 0
2015 | AZ_NM_SNV_Coal_2_SPP_S | AZ_NM_SNV_Coal | SPP_S | External | Summer | B8 | 500 | 400 | 0 | 56.83 | 57.57 | 8.17 | 0
2015 | AZ_NM_SNV_Coal_2_SPP_S | AZ_NM_SNV_Coal | SPP_S | External | Summer | B9 | 800 | 400 | 0 | 56.25 | 56.06 | 8.17 | 0
2015 | AZ_NM_SNV_Coal_2_SPP_S | AZ_NM_SNV_Coal | SPP_S | External | Summer | B10 | 1262 | 400 | 0 | 56.25 | 55.94 | 8.17 | 0
2015 | AZ_NM_SNV_Coal_2_SPP_S | AZ_NM_SNV_Coal | SPP_S | External | Winter | B16 | 25 | 400 | 400 | 60.3 | 69.89 | 8.17 | 1.43
2015 | AZ_NM_SNV_Coal_2_SPP_S | AZ_NM_SNV_Coal | SPP_S | External | Winter | B17 | 100 | 400 | 0 | 60.3 | 60.66 | 8.17 | 0
2015 | AZ_NM_SNV_Coal_2_SPP_S | AZ_NM_SNV_Coal | SPP_S | External | Winter | B18 | 400 | 400 | 0 | 60.3 | 59.67 | 8.17 | 0
2015 | AZ_NM_SNV_Coal_2_SPP_S | AZ_NM_SNV_Coal | SPP_S | External | Winter | B19 | 700 | 400 | 0 | 60.3 | 59.67 | 8.17 | 0
2015 | AZ_NM_SNV_Coal_2_SPP_S | AZ_NM_SNV_Coal | SPP_S | External | Winter | B20 | 935 | 400 | 0 | 60.3 | 56.04 | 8.17 | 0
2015 | ERCOT_2_SPP_S | ERCOT | SPP_S | External | Shoulder | B11 | 25 | 800 | 0 | 83.9 | 82.96 | 8 | 0
2015 | ERCOT_2_SPP_S | ERCOT | SPP_S | External | Shoulder | B12 | 200 | 800 | 0 | 62.41 | 59.97 | 8 | 0
2015 | ERCOT_2_SPP_S | ERCOT | SPP_S | External | Shoulder | B13 | 600 | 800 | 0 | 57.18 | 57.57 | 8 | 0
2015 | ERCOT_2_SPP_S | ERCOT | SPP_S | External | Shoulder | B14 | 900 | 800 | 0 | 57.18 | 57.33 | 8 | 0
2015 | ERCOT_2_SPP_S | ERCOT | SPP_S | External | Shoulder | B15 | 1203 | 800 | 0 | 57.18 | 57.33 | 8 | 0
2015 | ERCOT_2_SPP_S | ERCOT | SPP_S | External | Summer | B1 | 10 | 800 | 0 | 82.34 | 86.82 | 8 | 0
2015 | ERCOT_2_SPP_S | ERCOT | SPP_S | External | Summer | B2 | 25 | 800 | 0.02 | 82.34 | 90.34 | 8 | 0
2015 | ERCOT_2_SPP_S | ERCOT | SPP_S | External | Summer | B3 | 75 | 800 | 0 | 82.34 | 84.77 | 8 | 0
2015 | ERCOT_2_SPP_S | ERCOT | SPP_S | External | Summer | B4 | 100 | 800 | 0 | 82.34 | 81.1 | 8 | 0
2015 | ERCOT_2_SPP_S | ERCOT | SPP_S | External | Summer | B5 | 200 | 800 | 0 | 82.34 | 81.1 | 8 | 0
2015 | ERCOT_2_SPP_S | ERCOT | SPP_S | External | Summer | B6 | 300 | 800 | 0 | 82.34 | 69.87 | 8 | 0
2015 | ERCOT_2_SPP_S | ERCOT | SPP_S | External | Summer | B7 | 400 | 800 | 0 | 61.26 | 59.48 | 8 | 0
2015 | ERCOT_2_SPP_S | ERCOT | SPP_S | External | Summer | B8 | 500 | 800 | 0 | 58.08 | 57.57 | 8 | 0
2015 | ERCOT_2_SPP_S | ERCOT | SPP_S | External | Summer | B9 | 800 | 800 | 0 | 56.13 | 56.06 | 8 | 0
2015 | ERCOT_2_SPP_S | ERCOT | SPP_S | External | Summer | B10 | 1262 | 800 | 0 | 56.13 | 55.94 | 8 | 0
2015 | ERCOT_2_SPP_S | ERCOT | SPP_S | External | Winter | B16 | 25 | 800 | 0 | 74.89 | 69.89 | 8 | 0
2015 | ERCOT_2_SPP_S | ERCOT | SPP_S | External | Winter | B17 | 100 | 800 | 0 | 61.04 | 60.66 | 8 | 0
2015 | ERCOT_2_SPP_S | ERCOT | SPP_S | External | Winter | B18 | 400 | 800 | 0 | 59.38 | 59.67 | 8 | 0
2015 | ERCOT_2_SPP_S | ERCOT | SPP_S | External | Winter | B19 | 700 | 800 | 0 | 59.38 | 59.67 | 8 | 0
2015 | ERCOT_2_SPP_S | ERCOT | SPP_S | External | Winter | B20 | 935 | 800 | 0 | 59.38 | 56.04 | 8 | 0
2015 | MAPP_US_2_RMPA | MAPP_US | RMPA | External | Shoulder | B11 | 25 | 200 | 0 | 69.75 | 60.73 | 8 | 0
2015 | MAPP_US_2_RMPA | MAPP_US | RMPA | External | Shoulder | B12 | 200 | 200 | 0 | 55.38 | 60.73 | 8 | 0
2015 | MAPP_US_2_RMPA | MAPP_US | RMPA | External | Shoulder | B13 | 600 | 200 | 0 | 55.38 | 60.73 | 8 | 0
2015 | MAPP_US_2_RMPA | MAPP_US | RMPA | External | Shoulder | B14 | 900 | 200 | 0 | 55.38 | 60.73 | 8 | 0
2015 | MAPP_US_2_RMPA | MAPP_US | RMPA | External | Shoulder | B15 | 1203 | 200 | 0 | 55.38 | 56.56 | 8 | 0
2015 | MAPP_US_2_RMPA | MAPP_US | RMPA | External | Summer | B1 | 10 | 200 | 0 | 84.67 | 86.75 | 8 | 0
2015 | MAPP_US_2_RMPA | MAPP_US | RMPA | External | Summer | B2 | 25 | 200 | 0 | 84.28 | 83.69 | 8 | 0
2015 | MAPP_US_2_RMPA | MAPP_US | RMPA | External | Summer | B3 | 75 | 200 | 0 | 84.28 | 83.69 | 8 | 0
2015 | MAPP_US_2_RMPA | MAPP_US | RMPA | External | Summer | B4 | 100 | 200 | 0 | 79.53 | 77.48 | 8 | 0
2015 | MAPP_US_2_RMPA | MAPP_US | RMPA | External | Summer | B5 | 200 | 200 | 0 | 67.93 | 65.96 | 8 | 0
2015 | MAPP_US_2_RMPA | MAPP_US | RMPA | External | Summer | B6 | 300 | 200 | 0 | 58.67 | 59.2 | 8 | 0
2015 | MAPP_US_2_RMPA | MAPP_US | RMPA | External | Summer | B7 | 400 | 200 | 0 | 52.46 | 59.2 | 8 | 0
2015 | MAPP_US_2_RMPA | MAPP_US | RMPA | External | Summer | B8 | 500 | 200 | 0 | 52.46 | 59.2 | 8 | 0
2015 | MAPP_US_2_RMPA | MAPP_US | RMPA | External | Summer | B9 | 800 | 200 | 0 | 52.46 | 59.2 | 8 | 0
2015 | MAPP_US_2_RMPA | MAPP_US | RMPA | External | Summer | B10 | 1262 | 200 | 0 | 52.46 | 56.33 | 8 | 0
2015 | MAPP_US_2_RMPA | MAPP_US | RMPA | External | Winter | B16 | 25 | 200 | 0 | 67.89 | 68.47 | 8 | 0
2015 | MAPP_US_2_RMPA | MAPP_US | RMPA | External | Winter | B17 | 100 | 200 | 0 | 58.67 | 63.65 | 8 | 0
2015 | MAPP_US_2_RMPA | MAPP_US | RMPA | External | Winter | B18 | 400 | 200 | 0 | 58.02 | 63.65 | 8 | 0
2015 | MAPP_US_2_RMPA | MAPP_US | RMPA | External | Winter | B19 | 700 | 200 | 0 | 58.02 | 63.65 | 8 | 0
2015 | MAPP_US_2_RMPA | MAPP_US | RMPA | External | Winter | B20 | 935 | 200 | 0 | 58.02 | 52.83 | 8 | 0
2015 | NE_2_RMPA | NE | RMPA | External | Shoulder | B11 | 25 | 310 | 0 | 76.75 | 60.73 | 5 | 0
2015 | NE_2_RMPA | NE | RMPA | External | Shoulder | B12 | 200 | 310 | 0 | 59.97 | 60.73 | 5 | 0
2015 | NE_2_RMPA | NE | RMPA | External | Shoulder | B13 | 600 | 310 | 0 | 57.57 | 60.73 | 5 | 0
2015 | NE_2_RMPA | NE | RMPA | External | Shoulder | B14 | 900 | 310 | 0 | 57.31 | 60.73 | 5 | 0
2015 | NE_2_RMPA | NE | RMPA | External | Shoulder | B15 | 1203 | 310 | 0 | 57.31 | 56.56 | 5 | 0
2015 | NE_2_RMPA | NE | RMPA | External | Summer | B1 | 10 | 310 | 0 | 91.67 | 86.75 | 5 | 0
2015 | NE_2_RMPA | NE | RMPA | External | Summer | B2 | 25 | 310 | 0 | 91.28 | 83.69 | 5 | 0
2015 | NE_2_RMPA | NE | RMPA | External | Summer | B3 | 75 | 310 | 0 | 91.28 | 83.69 | 5 | 0
2015 | NE_2_RMPA | NE | RMPA | External | Summer | B4 | 100 | 310 | 0 | 86.53 | 77.48 | 5 | 0
2015 | NE_2_RMPA | NE | RMPA | External | Summer | B5 | 200 | 310 | 0 | 74.93 | 65.96 | 5 | 0
2015 | NE_2_RMPA | NE | RMPA | External | Summer | B6 | 300 | 310 | 0 | 65.67 | 59.2 | 5 | 0
2015 | NE_2_RMPA | NE | RMPA | External | Summer | B7 | 400 | 310 | 0 | 59.46 | 59.2 | 5 | 0
2015 | NE_2_RMPA | NE | RMPA | External | Summer | B8 | 500 | 310 | 0 | 57.55 | 59.2 | 5 | 0
2015 | NE_2_RMPA | NE | RMPA | External | Summer | B9 | 800 | 310 | 0 | 56.04 | 59.2 | 5 | 0
2015 | NE_2_RMPA | NE | RMPA | External | Summer | B10 | 1262 | 310 | 154.75 | 51.33 | 56.33 | 5 | 0
2015 | NE_2_RMPA | NE | RMPA | External | Winter | B16 | 25 | 310 | 0 | 69.89 | 68.47 | 5 | 0
2015 | NE_2_RMPA | NE | RMPA | External | Winter | B17 | 100 | 310 | 0 | 60.67 | 63.65 | 5 | 0
2015 | NE_2_RMPA | NE | RMPA | External | Winter | B18 | 400 | 310 | 0 | 59.65 | 63.65 | 5 | 0
2015 | NE_2_RMPA | NE | RMPA | External | Winter | B19 | 700 | 310 | 0 | 59.65 | 63.65 | 5 | 0
2015 | NE_2_RMPA | NE | RMPA | External | Winter | B20 | 935 | 310 | 0 | 54.79 | 52.83 | 5 | 0
2015 | NWPP_Coal_2_MAPP_US | NWPP_Coal | MAPP_US | External | Shoulder | B11 | 25 | 150 | 150 | 57.85 | 69.75 | 8 | 3.91
2015 | NWPP_Coal_2_MAPP_US | NWPP_Coal | MAPP_US | External | Shoulder | B12 | 200 | 150 | 0 | 57.85 | 55.38 | 8 | 0
2015 | NWPP_Coal_2_MAPP_US | NWPP_Coal | MAPP_US | External | Shoulder | B13 | 600 | 150 | 0 | 57.85 | 55.38 | 8 | 0
2015 | NWPP_Coal_2_MAPP_US | NWPP_Coal | MAPP_US | External | Shoulder | B14 | 900 | 150 | 0 | 57.85 | 55.38 | 8 | 0
2015 | NWPP_Coal_2_MAPP_US | NWPP_Coal | MAPP_US | External | Shoulder | B15 | 1203 | 150 | 0 | 57.85 | 55.38 | 8 | 0
2015 | NWPP_Coal_2_MAPP_US | NWPP_Coal | MAPP_US | External | Summer | B1 | 10 | 150 | 150 | 63.13 | 84.67 | 8 | 13.54
2015 | NWPP_Coal_2_MAPP_US | NWPP_Coal | MAPP_US | External | Summer | B2 | 25 | 150 | 150 | 63.13 | 84.28 | 8 | 13.15
2015 | NWPP_Coal_2_MAPP_US | NWPP_Coal | MAPP_US | External | Summer | B3 | 75 | 150 | 150 | 57.8 | 84.28 | 8 | 18.48
2015 | NWPP_Coal_2_MAPP_US | NWPP_Coal | MAPP_US | External | Summer | B4 | 100 | 150 | 150 | 57.8 | 79.53 | 8 | 13.74
2015 | NWPP_Coal_2_MAPP_US | NWPP_Coal | MAPP_US | External | Summer | B5 | 200 | 150 | 150 | 57.8 | 67.93 | 8 | 2.14
2015 | NWPP_Coal_2_MAPP_US | NWPP_Coal | MAPP_US | External | Summer | B6 | 300 | 150 | 0 | 57.8 | 58.67 | 8 | 0
2015 | NWPP_Coal_2_MAPP_US | NWPP_Coal | MAPP_US | External | Summer | B7 | 400 | 150 | 0 | 57.8 | 52.46 | 8 | 0
2015 | NWPP_Coal_2_MAPP_US | NWPP_Coal | MAPP_US | External | Summer | B8 | 500 | 150 | 0 | 57.8 | 52.46 | 8 | 0
2015 | NWPP_Coal_2_MAPP_US | NWPP_Coal | MAPP_US | External | Summer | B9 | 800 | 150 | 0 | 57.8 | 52.46 | 8 | 0
2015 | NWPP_Coal_2_MAPP_US | NWPP_Coal | MAPP_US | External | Summer | B10 | 1262 | 150 | 0 | 57.8 | 52.46 | 8 | 0
2015 | NWPP_Coal_2_MAPP_US | NWPP_Coal | MAPP_US | External | Winter | B16 | 25 | 150 | 0 | 60.99 | 67.89 | 8 | 0
2015 | NWPP_Coal_2_MAPP_US | NWPP_Coal | MAPP_US | External | Winter | B17 | 100 | 150 | 0 | 60.99 | 58.67 | 8 | 0
2015 | NWPP_Coal_2_MAPP_US | NWPP_Coal | MAPP_US | External | Winter | B18 | 400 | 150 | 0 | 60.99 | 58.02 | 8 | 0
2015 | NWPP_Coal_2_MAPP_US | NWPP_Coal | MAPP_US | External | Winter | B19 | 700 | 150 | 0 | 60.99 | 58.02 | 8 | 0
2015 | NWPP_Coal_2_MAPP_US | NWPP_Coal | MAPP_US | External | Winter | B20 | 935 | 150 | 0 | 60.99 | 58.02 | 8 | 0
2015 | RMPA_2_MAPP_US | RMPA | MAPP_US | External | Shoulder | B11 | 25 | 200 | 200 | 60.73 | 69.75 | 8 | 1.02
2015 | RMPA_2_MAPP_US | RMPA | MAPP_US | External | Shoulder | B12 | 200 | 200 | 0 | 60.73 | 55.38 | 8 | 0
2015 | RMPA_2_MAPP_US | RMPA | MAPP_US | External | Shoulder | B13 | 600 | 200 | 0 | 60.73 | 55.38 | 8 | 0
2015 | RMPA_2_MAPP_US | RMPA | MAPP_US | External | Shoulder | B14 | 900 | 200 | 0 | 60.73 | 55.38 | 8 | 0
2015 | RMPA_2_MAPP_US | RMPA | MAPP_US | External | Shoulder | B15 | 1203 | 200 | 0 | 56.56 | 55.38 | 8 | 0
2015 | RMPA_2_MAPP_US | RMPA | MAPP_US | External | Summer | B1 | 10 | 200 | 0 | 86.75 | 84.67 | 8 | 0
2015 | RMPA_2_MAPP_US | RMPA | MAPP_US | External | Summer | B2 | 25 | 200 | 0 | 83.69 | 84.28 | 8 | 0
2015 | RMPA_2_MAPP_US | RMPA | MAPP_US | External | Summer | B3 | 75 | 200 | 0 | 83.69 | 84.28 | 8 | 0
2015 | RMPA_2_MAPP_US | RMPA | MAPP_US | External | Summer | B4 | 100 | 200 | 0 | 77.48 | 79.53 | 8 | 0
2015 | RMPA_2_MAPP_US | RMPA | MAPP_US | External | Summer | B5 | 200 | 200 | 0 | 65.96 | 67.93 | 8 | 0
2015 | RMPA_2_MAPP_US | RMPA | MAPP_US | External | Summer | B6 | 300 | 200 | 0 | 59.2 | 58.67 | 8 | 0
2015 | RMPA_2_MAPP_US | RMPA | MAPP_US | External | Summer | B7 | 400 | 200 | 0 | 59.2 | 52.46 | 8 | 0
2015 | RMPA_2_MAPP_US | RMPA | MAPP_US | External | Summer | B8 | 500 | 200 | 0 | 59.2 | 52.46 | 8 | 0
2015 | RMPA_2_MAPP_US | RMPA | MAPP_US | External | Summer | B9 | 800 | 200 | 0 | 59.2 | 52.46 | 8 | 0
2015 | RMPA_2_MAPP_US | RMPA | MAPP_US | External | Summer | B10 | 1262 | 200 | 0 | 56.33 | 52.46 | 8 | 0
2015 | RMPA_2_MAPP_US | RMPA | MAPP_US | External | Winter | B16 | 25 | 200 | 0 | 68.47 | 67.89 | 8 | 0
2015 | RMPA_2_MAPP_US | RMPA | MAPP_US | External | Winter | B17 | 100 | 200 | 0 | 63.65 | 58.67 | 8 | 0
2015 | RMPA_2_MAPP_US | RMPA | MAPP_US | External | Winter | B18 | 400 | 200 | 0 | 63.65 | 58.02 | 8 | 0
2015 | RMPA_2_MAPP_US | RMPA | MAPP_US | External | Winter | B19 | 700 | 200 | 0 | 63.65 | 58.02 | 8 | 0
2015 | RMPA_2_MAPP_US | RMPA | MAPP_US | External | Winter | B20 | 935 | 200 | 0 | 52.83 | 58.02 | 8 | 0
2015 | RMPA_2_NE | RMPA | NE | External | Shoulder | B11 | 25 | 310 | 310 | 60.73 | 76.75 | 8 | 8.02
2015 | RMPA_2_NE | RMPA | NE | External | Shoulder | B12 | 200 | 310 | 0 | 60.73 | 59.97 | 8 | 0
2015 | RMPA_2_NE | RMPA | NE | External | Shoulder | B13 | 600 | 310 | 0 | 60.73 | 57.57 | 8 | 0
2015 | RMPA_2_NE | RMPA | NE | External | Shoulder | B14 | 900 | 310 | 0 | 60.73 | 57.31 | 8 | 0
2015 | RMPA_2_NE | RMPA | NE | External | Shoulder | B15 | 1203 | 310 | 0 | 56.56 | 57.31 | 8 | 0
2015 | RMPA_2_NE | RMPA | NE | External | Summer | B1 | 10 | 310 | 0 | 86.75 | 91.67 | 8 | 0
2015 | RMPA_2_NE | RMPA | NE | External | Summer | B2 | 25 | 310 | 0 | 83.69 | 91.28 | 8 | 0
2015 | RMPA_2_NE | RMPA | NE | External | Summer | B3 | 75 | 310 | 0 | 83.69 | 91.28 | 8 | 0
2015 | RMPA_2_NE | RMPA | NE | External | Summer | B4 | 100 | 310 | 310 | 77.48 | 86.53 | 8 | 1.06
2015 | RMPA_2_NE | RMPA | NE | External | Summer | B5 | 200 | 310 | 310 | 65.96 | 74.93 | 8 | 0.97
2015 | RMPA_2_NE | RMPA | NE | External | Summer | B6 | 300 | 310 | 0 | 59.2 | 65.67 | 8 | 0
2015 | RMPA_2_NE | RMPA | NE | External | Summer | B7 | 400 | 310 | 0 | 59.2 | 59.46 | 8 | 0
2015 | RMPA_2_NE | RMPA | NE | External | Summer | B8 | 500 | 310 | 0 | 59.2 | 57.55 | 8 | 0
2015 | RMPA_2_NE | RMPA | NE | External | Summer | B9 | 800 | 310 | 0 | 59.2 | 56.04 | 8 | 0
2015 | RMPA_2_NE | RMPA | NE | External | Summer | B10 | 1262 | 310 | 0 | 56.33 | 51.33 | 8 | 0
2015 | RMPA_2_NE | RMPA | NE | External | Winter | B16 | 25 | 310 | 0 | 68.47 | 69.89 | 8 | 0
2015 | RMPA_2_NE | RMPA | NE | External | Winter | B17 | 100 | 310 | 0 | 63.65 | 60.67 | 8 | 0
2015 | RMPA_2_NE | RMPA | NE | External | Winter | B18 | 400 | 310 | 0 | 63.65 | 59.65 | 8 | 0
2015 | RMPA_2_NE | RMPA | NE | External | Winter | B19 | 700 | 310 | 0 | 63.65 | 59.65 | 8 | 0
2015 | RMPA_2_NE | RMPA | NE | External | Winter | B20 | 935 | 310 | 0 | 52.83 | 54.79 | 8 | 0
2015 | RMPA_2_SPP_N | RMPA | SPP_N | External | Shoulder | B11 | 25 | 210 | 210 | 60.73 | 83.75 | 8 | 15.02
2015 | RMPA_2_SPP_N | RMPA | SPP_N | External | Shoulder | B12 | 200 | 210 | 0 | 60.73 | 59.99 | 8 | 0
2015 | RMPA_2_SPP_N | RMPA | SPP_N | External | Shoulder | B13 | 600 | 210 | 0 | 60.73 | 57.58 | 8 | 0
2015 | RMPA_2_SPP_N | RMPA | SPP_N | External | Shoulder | B14 | 900 | 210 | 0 | 60.73 | 57.32 | 8 | 0
2015 | RMPA_2_SPP_N | RMPA | SPP_N | External | Shoulder | B15 | 1203 | 210 | 0 | 56.56 | 57.32 | 8 | 0
2015 | RMPA_2_SPP_N | RMPA | SPP_N | External | Summer | B1 | 10 | 210 | 0 | 86.75 | 92.49 | 8 | 0
2015 | RMPA_2_SPP_N | RMPA | SPP_N | External | Summer | B2 | 25 | 210 | 210 | 83.69 | 92.49 | 8 | 0.8
2015 | RMPA_2_SPP_N | RMPA | SPP_N | External | Summer | B3 | 75 | 210 | 210 | 83.69 | 92.49 | 8 | 0.8
2015 | RMPA_2_SPP_N | RMPA | SPP_N | External | Summer | B4 | 100 | 210 | 210 | 77.48 | 86.54 | 8 | 1.07
2015 | RMPA_2_SPP_N | RMPA | SPP_N | External | Summer | B5 | 200 | 210 | 210 | 65.96 | 81.93 | 8 | 7.97
2015 | RMPA_2_SPP_N | RMPA | SPP_N | External | Summer | B6 | 300 | 210 | 210 | 59.2 | 69.86 | 8 | 2.66
2015 | RMPA_2_SPP_N | RMPA | SPP_N | External | Summer | B7 | 400 | 210 | 0 | 59.2 | 59.47 | 8 | 0
2015 | RMPA_2_SPP_N | RMPA | SPP_N | External | Summer | B8 | 500 | 210 | 0 | 59.2 | 57.56 | 8 | 0
2015 | RMPA_2_SPP_N | RMPA | SPP_N | External | Summer | B9 | 800 | 210 | 0 | 59.2 | 56.05 | 8 | 0
2015 | RMPA_2_SPP_N | RMPA | SPP_N | External | Summer | B10 | 1262 | 210 | 0 | 56.33 | 55.92 | 8 | 0
2015 | RMPA_2_SPP_N | RMPA | SPP_N | External | Winter | B16 | 25 | 210 | 0 | 68.47 | 69.91 | 8 | 0
2015 | RMPA_2_SPP_N | RMPA | SPP_N | External | Winter | B17 | 100 | 210 | 0 | 63.65 | 60.67 | 8 | 0
2015 | RMPA_2_SPP_N | RMPA | SPP_N | External | Winter | B18 | 400 | 210 | 0 | 63.65 | 59.66 | 8 | 0
2015 | RMPA_2_SPP_N | RMPA | SPP_N | External | Winter | B19 | 700 | 210 | 0 | 63.65 | 59.66 | 8 | 0
2015 | RMPA_2_SPP_N | RMPA | SPP_N | External | Winter | B20 | 935 | 210 | 0 | 52.83 | 56.03 | 8 | 0
2015 | SPP_N_2_RMPA | SPP_N | RMPA | External | Shoulder | B11 | 25 | 210 | 0 | 83.75 | 60.73 | 5 | 0
2015 | SPP_N_2_RMPA | SPP_N | RMPA | External | Shoulder | B12 | 200 | 210 | 0 | 59.99 | 60.73 | 5 | 0
2015 | SPP_N_2_RMPA | SPP_N | RMPA | External | Shoulder | B13 | 600 | 210 | 0 | 57.58 | 60.73 | 5 | 0
2015 | SPP_N_2_RMPA | SPP_N | RMPA | External | Shoulder | B14 | 900 | 210 | 0 | 57.32 | 60.73 | 5 | 0
2015 | SPP_N_2_RMPA | SPP_N | RMPA | External | Shoulder | B15 | 1203 | 210 | 0 | 57.32 | 56.56 | 5 | 0
2015 | SPP_N_2_RMPA | SPP_N | RMPA | External | Summer | B1 | 10 | 210 | 0 | 92.49 | 86.75 | 5 | 0
2015 | SPP_N_2_RMPA | SPP_N | RMPA | External | Summer | B2 | 25 | 210 | 0 | 92.49 | 83.69 | 5 | 0
2015 | SPP_N_2_RMPA | SPP_N | RMPA | External | Summer | B3 | 75 | 210 | 0 | 92.49 | 83.69 | 5 | 0
2015 | SPP_N_2_RMPA | SPP_N | RMPA | External | Summer | B4 | 100 | 210 | 0 | 86.54 | 77.48 | 5 | 0
2015 | SPP_N_2_RMPA | SPP_N | RMPA | External | Summer | B5 | 200 | 210 | 0 | 81.93 | 65.96 | 5 | 0
2015 | SPP_N_2_RMPA | SPP_N | RMPA | External | Summer | B6 | 300 | 210 | 0 | 69.86 | 59.2 | 5 | 0
2015 | SPP_N_2_RMPA | SPP_N | RMPA | External | Summer | B7 | 400 | 210 | 0 | 59.47 | 59.2 | 5 | 0
2015 | SPP_N_2_RMPA | SPP_N | RMPA | External | Summer | B8 | 500 | 210 | 0 | 57.56 | 59.2 | 5 | 0
2015 | SPP_N_2_RMPA | SPP_N | RMPA | External | Summer | B9 | 800 | 210 | 0 | 56.05 | 59.2 | 5 | 0
2015 | SPP_N_2_RMPA | SPP_N | RMPA | External | Summer | B10 | 1262 | 210 | 0 | 55.92 | 56.33 | 5 | 0
2015 | SPP_N_2_RMPA | SPP_N | RMPA | External | Winter | B16 | 25 | 210 | 0 | 69.91 | 68.47 | 5 | 0
2015 | SPP_N_2_RMPA | SPP_N | RMPA | External | Winter | B17 | 100 | 210 | 0 | 60.67 | 63.65 | 5 | 0
2015 | SPP_N_2_RMPA | SPP_N | RMPA | External | Winter | B18 | 400 | 210 | 0 | 59.66 | 63.65 | 5 | 0
2015 | SPP_N_2_RMPA | SPP_N | RMPA | External | Winter | B19 | 700 | 210 | 0 | 59.66 | 63.65 | 5 | 0
2015 | SPP_N_2_RMPA | SPP_N | RMPA | External | Winter | B20 | 935 | 210 | 0 | 56.03 | 52.83 | 5 | 0
2015 | SPP_S_2_ERCOT | SPP_S | ERCOT | External | Shoulder | B11 | 25 | 800 | 0 | 82.96 | 83.9 | 5 | 0
2015 | SPP_S_2_ERCOT | SPP_S | ERCOT | External | Shoulder | B12 | 200 | 800 | 0 | 59.97 | 62.41 | 5 | 0
2015 | SPP_S_2_ERCOT | SPP_S | ERCOT | External | Shoulder | B13 | 600 | 800 | 0 | 57.57 | 57.18 | 5 | 0
2015 | SPP_S_2_ERCOT | SPP_S | ERCOT | External | Shoulder | B14 | 900 | 800 | 0 | 57.33 | 57.18 | 5 | 0
2015 | SPP_S_2_ERCOT | SPP_S | ERCOT | External | Shoulder | B15 | 1203 | 800 | 0 | 57.33 | 57.18 | 5 | 0
2015 | SPP_S_2_ERCOT | SPP_S | ERCOT | External | Summer | B1 | 10 | 800 | 0 | 86.82 | 82.34 | 5 | 0
2015 | SPP_S_2_ERCOT | SPP_S | ERCOT | External | Summer | B2 | 25 | 800 | 0 | 90.34 | 82.34 | 5 | 0
2015 | SPP_S_2_ERCOT | SPP_S | ERCOT | External | Summer | B3 | 75 | 800 | 0 | 84.77 | 82.34 | 5 | 0
2015 | SPP_S_2_ERCOT | SPP_S | ERCOT | External | Summer | B4 | 100 | 800 | 0 | 81.1 | 82.34 | 5 | 0
2015 | SPP_S_2_ERCOT | SPP_S | ERCOT | External | Summer | B5 | 200 | 800 | 0 | 81.1 | 82.34 | 5 | 0
2015 | SPP_S_2_ERCOT | SPP_S | ERCOT | External | Summer | B6 | 300 | 800 | 800 | 69.87 | 82.34 | 5 | 7.48
2015 | SPP_S_2_ERCOT | SPP_S | ERCOT | External | Summer | B7 | 400 | 800 | 0 | 59.48 | 61.26 | 5 | 0
2015 | SPP_S_2_ERCOT | SPP_S | ERCOT | External | Summer | B8 | 500 | 800 | 0 | 57.57 | 58.08 | 5 | 0
2015 | SPP_S_2_ERCOT | SPP_S | ERCOT | External | Summer | B9 | 800 | 800 | 0 | 56.06 | 56.13 | 5 | 0
2015 | SPP_S_2_ERCOT | SPP_S | ERCOT | External | Summer | B10 | 1262 | 800 | 0 | 55.94 | 56.13 | 5 | 0
2015 | SPP_S_2_ERCOT | SPP_S | ERCOT | External | Winter | B16 | 25 | 800 | 36.41 | 69.89 | 74.89 | 5 | 0
2015 | SPP_S_2_ERCOT | SPP_S | ERCOT | External | Winter | B17 | 100 | 800 | 0 | 60.66 | 61.04 | 5 | 0
2015 | SPP_S_2_ERCOT | SPP_S | ERCOT | External | Winter | B18 | 400 | 800 | 0 | 59.67 | 59.38 | 5 | 0
2015 | SPP_S_2_ERCOT | SPP_S | ERCOT | External | Winter | B19 | 700 | 800 | 0 | 59.67 | 59.38 | 5 | 0
2015 | SPP_S_2_ERCOT | SPP_S | ERCOT | External | Winter | B20 | 935 | 800 | 0 | 56.04 | 59.38 | 5 | 0
2020 | AZ_NM_SNV_Coal_2_SPP_S | AZ_NM_SNV_Coal | SPP_S | External | Shoulder | B11 | 25 | 400 | 0 | 66.77 | 70.74 | 8.17 | 0
2020 | AZ_NM_SNV_Coal_2_SPP_S | AZ_NM_SNV_Coal | SPP_S | External | Shoulder | B12 | 200 | 400 | 0 | 66.77 | 63.21 | 8.17 | 0
2020 | AZ_NM_SNV_Coal_2_SPP_S | AZ_NM_SNV_Coal | SPP_S | External | Shoulder | B13 | 600 | 400 | 0 | 66.77 | 61.81 | 8.17 | 0
2020 | AZ_NM_SNV_Coal_2_SPP_S | AZ_NM_SNV_Coal | SPP_S | External | Shoulder | B14 | 900 | 400 | 0 | 66.77 | 59.45 | 8.17 | 0
2020 | AZ_NM_SNV_Coal_2_SPP_S | AZ_NM_SNV_Coal | SPP_S | External | Shoulder | B15 | 1203 | 400 | 0 | 66.77 | 44.57 | 8.17 | 0
2020 | AZ_NM_SNV_Coal_2_SPP_S | AZ_NM_SNV_Coal | SPP_S | External | Summer | B1 | 10 | 400 | 0 | 105.98 | 64.02 | 8.17 | 0
2020 | AZ_NM_SNV_Coal_2_SPP_S | AZ_NM_SNV_Coal | SPP_S | External | Summer | B2 | 25 | 400 | 0 | 105.98 | 92.76 | 8.17 | 0
2020 | AZ_NM_SNV_Coal_2_SPP_S | AZ_NM_SNV_Coal | SPP_S | External | Summer | B3 | 75 | 400 | 0 | 104.18 | 97.54 | 8.17 | 0
2020 | AZ_NM_SNV_Coal_2_SPP_S | AZ_NM_SNV_Coal | SPP_S | External | Summer | B4 | 100 | 400 | 0 | 89.07 | 94.03 | 8.17 | 0
2020 | AZ_NM_SNV_Coal_2_SPP_S | AZ_NM_SNV_Coal | SPP_S | External | Summer | B5 | 200 | 400 | 400 | 82.26 | 92.76 | 8.17 | 2.34
2020 | AZ_NM_SNV_Coal_2_SPP_S | AZ_NM_SNV_Coal | SPP_S | External | Summer | B6 | 300 | 400 | 0 | 74.11 | 80.82 | 8.17 | 0
2020 | AZ_NM_SNV_Coal_2_SPP_S | AZ_NM_SNV_Coal | SPP_S | External | Summer | B7 | 400 | 400 | 0 | 70.38 | 66.61 | 8.17 | 0
2020 | AZ_NM_SNV_Coal_2_SPP_S | AZ_NM_SNV_Coal | SPP_S | External | Summer | B8 | 500 | 400 | 0 | 70.38 | 63.87 | 8.17 | 0
2020 | AZ_NM_SNV_Coal_2_SPP_S | AZ_NM_SNV_Coal | SPP_S | External | Summer | B9 | 800 | 400 | 0 | 65.93 | 62.71 | 8.17 | 0
2020 | AZ_NM_SNV_Coal_2_SPP_S | AZ_NM_SNV_Coal | SPP_S | External | Summer | B10 | 1262 | 400 | 0 | 65.15 | 58.75 | 8.17 | 0
2020 | AZ_NM_SNV_Coal_2_SPP_S | AZ_NM_SNV_Coal | SPP_S | External | Winter | B16 | 25 | 400 | 0 | 69.8 | 68.03 | 8.17 | 0
2020 | AZ_NM_SNV_Coal_2_SPP_S | AZ_NM_SNV_Coal | SPP_S | External | Winter | B17 | 100 | 400 | 0 | 69.8 | 65.4 | 8.17 | 0
2020 | AZ_NM_SNV_Coal_2_SPP_S | AZ_NM_SNV_Coal | SPP_S | External | Winter | B18 | 400 | 400 | 0 | 69.8 | 63.16 | 8.17 | 0
2020 | AZ_NM_SNV_Coal_2_SPP_S | AZ_NM_SNV_Coal | SPP_S | External | Winter | B19 | 700 | 400 | 0 | 69.8 | 62.5 | 8.17 | 0
2020 | AZ_NM_SNV_Coal_2_SPP_S | AZ_NM_SNV_Coal | SPP_S | External | Winter | B20 | 935 | 400 | 0 | 69.8 | 56.91 | 8.17 | 0
2020 | ERCOT_2_SPP_S | ERCOT | SPP_S | External | Shoulder | B11 | 25 | 800 | 0 | 95.83 | 70.74 | 8 | 0
2020 | ERCOT_2_SPP_S | ERCOT | SPP_S | External | Shoulder | B12 | 200 | 800 | 0 | 71.19 | 63.21 | 8 | 0
2020 | ERCOT_2_SPP_S | ERCOT | SPP_S | External | Shoulder | B13 | 600 | 800 | 0 | 65.2 | 61.81 | 8 | 0
2020 | ERCOT_2_SPP_S | ERCOT | SPP_S | External | Shoulder | B14 | 900 | 800 | 0 | 65.2 | 59.45 | 8 | 0
2020 | ERCOT_2_SPP_S | ERCOT | SPP_S | External | Shoulder | B15 | 1203 | 800 | 0 | 65.2 | 44.57 | 8 | 0
2020 | ERCOT_2_SPP_S | ERCOT | SPP_S | External | Summer | B1 | 10 | 800 | 0 | 108.12 | 64.02 | 8 | 0
2020 | ERCOT_2_SPP_S | ERCOT | SPP_S | External | Summer | B2 | 25 | 800 | 0 | 108.12 | 92.76 | 8 | 0
2020 | ERCOT_2_SPP_S | ERCOT | SPP_S | External | Summer | B3 | 75 | 800 | 0 | 102.54 | 97.54 | 8 | 0
2020 | ERCOT_2_SPP_S | ERCOT | SPP_S | External | Summer | B4 | 100 | 800 | 0 | 94.13 | 94.03 | 8 | 0
2020 | ERCOT_2_SPP_S | ERCOT | SPP_S | External | Summer | B5 | 200 | 800 | 0 | 94.13 | 92.76 | 8 | 0
2020 | ERCOT_2_SPP_S | ERCOT | SPP_S | External | Summer | B6 | 300 | 800 | 0 | 94.13 | 80.82 | 8 | 0
2020 | ERCOT_2_SPP_S | ERCOT | SPP_S | External | Summer | B7 | 400 | 800 | 0 | 71.61 | 66.61 | 8 | 0
2020 | ERCOT_2_SPP_S | ERCOT | SPP_S | External | Summer | B8 | 500 | 800 | 0 | 68.87 | 63.87 | 8 | 0
2020 | ERCOT_2_SPP_S | ERCOT | SPP_S | External | Summer | B9 | 800 | 800 | 0 | 64.06 | 62.71 | 8 | 0
2020 | ERCOT_2_SPP_S | ERCOT | SPP_S | External | Summer | B10 | 1262 | 800 | 0 | 64.06 | 58.75 | 8 | 0
2020 | ERCOT_2_SPP_S | ERCOT | SPP_S | External | Winter | B16 | 25 | 800 | 0 | 82.83 | 68.03 | 8 | 0
2020 | ERCOT_2_SPP_S | ERCOT | SPP_S | External | Winter | B17 | 100 | 800 | 0 | 70.4 | 65.4 | 8 | 0
2020 | ERCOT_2_SPP_S | ERCOT | SPP_S | External | Winter | B18 | 400 | 800 | 0 | 67.67 | 63.16 | 8 | 0
2020 | ERCOT_2_SPP_S | ERCOT | SPP_S | External | Winter | B19 | 700 | 800 | 0 | 67.67 | 62.5 | 8 | 0
2020 | ERCOT_2_SPP_S | ERCOT | SPP_S | External | Winter | B20 | 935 | 800 | 0 | 67.67 | 56.91 | 8 | 0
2020 | MAPP_US_2_RMPA | MAPP_US | RMPA | External | Shoulder | B11 | 25 | 200 | 0 | 78.4 | 70.27 | 8 | 0
2020 | MAPP_US_2_RMPA | MAPP_US | RMPA | External | Shoulder | B12 | 200 | 200 | 0 | 64.58 | 65.96 | 8 | 0
2020 | MAPP_US_2_RMPA | MAPP_US | RMPA | External | Shoulder | B13 | 600 | 200 | 0 | 59.83 | 65.96 | 8 | 0
2020 | MAPP_US_2_RMPA | MAPP_US | RMPA | External | Shoulder | B14 | 900 | 200 | 0 | 57.45 | 64.45 | 8 | 0
2020 | MAPP_US_2_RMPA | MAPP_US | RMPA | External | Shoulder | B15 | 1203 | 200 | 0 | 54.76 | 60.95 | 8 | 0
2020 | MAPP_US_2_RMPA | MAPP_US | RMPA | External | Summer | B1 | 10 | 200 | 0 | 102.99 | 103.44 | 8 | 0
2020 | MAPP_US_2_RMPA | MAPP_US | RMPA | External | Summer | B2 | 25 | 200 | 0 | 97.9 | 103.44 | 8 | 0
2020 | MAPP_US_2_RMPA | MAPP_US | RMPA | External | Summer | B3 | 75 | 200 | 0 | 95.05 | 102.54 | 8 | 0
2020 | MAPP_US_2_RMPA | MAPP_US | RMPA | External | Summer | B4 | 100 | 200 | 0 | 92.04 | 90.28 | 8 | 0
2020 | MAPP_US_2_RMPA | MAPP_US | RMPA | External | Summer | B5 | 200 | 200 | 0 | 90.76 | 84.76 | 8 | 0
2020 | MAPP_US_2_RMPA | MAPP_US | RMPA | External | Summer | B6 | 300 | 200 | 0 | 78.8 | 82.26 | 8 | 0
2020 | MAPP_US_2_RMPA | MAPP_US | RMPA | External | Summer | B7 | 400 | 200 | 0 | 64.59 | 68.5 | 8 | 0
2020 | MAPP_US_2_RMPA | MAPP_US | RMPA | External | Summer | B8 | 500 | 200 | 200 | 58.59 | 68.5 | 8 | 1.91
2020 | MAPP_US_2_RMPA | MAPP_US | RMPA | External | Summer | B9 | 800 | 200 | 200 | 55.08 | 66.33 | 8 | 3.25
2020 | MAPP_US_2_RMPA | MAPP_US | RMPA | External | Summer | B10 | 1262 | 200 | 200 | 54.72 | 65.93 | 8 | 3.21
2020 | MAPP_US_2_RMPA | MAPP_US | RMPA | External | Winter | B16 | 25 | 200 | 200 | 60.5 | 73.61 | 8 | 5.11
2020 | MAPP_US_2_RMPA | MAPP_US | RMPA | External | Winter | B17 | 100 | 200 | 0 | 67.87 | 70.4 | 8 | 0
2020 | MAPP_US_2_RMPA | MAPP_US | RMPA | External | Winter | B18 | 400 | 200 | 0 | 63.85 | 65 | 8 | 0
2020 | MAPP_US_2_RMPA | MAPP_US | RMPA | External | Winter | B19 | 700 | 200 | 0 | 60.5 | 65 | 8 | 0
2020 | MAPP_US_2_RMPA | MAPP_US | RMPA | External | Winter | B20 | 935 | 200 | 0 | 56.3 | 60.67 | 8 | 0
2020 | NE_2_RMPA | NE | RMPA | External | Shoulder | B11 | 25 | 310 | 0 | 80.4 | 70.27 | 5 | 0
2020 | NE_2_RMPA | NE | RMPA | External | Shoulder | B12 | 200 | 310 | 0 | 63.18 | 65.96 | 5 | 0
2020 | NE_2_RMPA | NE | RMPA | External | Shoulder | B13 | 600 | 310 | 0 | 61.79 | 65.96 | 5 | 0
2020 | NE_2_RMPA | NE | RMPA | External | Shoulder | B14 | 900 | 310 | 310 | 59.43 | 64.45 | 5 | 0.01
2020 | NE_2_RMPA | NE | RMPA | External | Shoulder | B15 | 1203 | 310 | 310 | 47.04 | 60.95 | 5 | 8.91
2020 | NE_2_RMPA | NE | RMPA | External | Summer | B1 | 10 | 310 | 0 | 104.99 | 103.44 | 5 | 0
2020 | NE_2_RMPA | NE | RMPA | External | Summer | B2 | 25 | 310 | 0 | 99.9 | 103.44 | 5 | 0
2020 | NE_2_RMPA | NE | RMPA | External | Summer | B3 | 75 | 310 | 310 | 97.53 | 102.54 | 5 | 0.01
2020 | NE_2_RMPA | NE | RMPA | External | Summer | B4 | 100 | 310 | 0 | 94.04 | 90.28 | 5 | 0
2020 | NE_2_RMPA | NE | RMPA | External | Summer | B5 | 200 | 310 | 0 | 92.76 | 84.76 | 5 | 0
2020 | NE_2_RMPA | NE | RMPA | External | Summer | B6 | 300 | 310 | 0 | 80.8 | 82.26 | 5 | 0
2020 | NE_2_RMPA | NE | RMPA | External | Summer | B7 | 400 | 310 | 0 | 66.59 | 68.5 | 5 | 0
2020 | NE_2_RMPA | NE | RMPA | External | Summer | B8 | 500 | 310 | 310 | 60.59 | 68.5 | 5 | 2.91
2020 | NE_2_RMPA | NE | RMPA | External | Summer | B9 | 800 | 310 | 310 | 57.08 | 66.33 | 5 | 4.25
2020 | NE_2_RMPA | NE | RMPA | External | Summer | B10 | 1262 | 310 | 310 | 55.75 | 65.93 | 5 | 5.18
2020 | NE_2_RMPA | NE | RMPA | External | Winter | B16 | 25 | 310 | 310 | 55.5 | 73.61 | 5 | 13.11
2020 | NE_2_RMPA | NE | RMPA | External | Winter | B17 | 100 | 310 | 310 | 62.87 | 70.4 | 5 | 2.53
2020 | NE_2_RMPA | NE | RMPA | External | Winter | B18 | 400 | 310 | 0 | 60.59 | 65 | 5 | 0
2020 | NE_2_RMPA | NE | RMPA | External | Winter | B19 | 700 | 310 | 0 | 62.09 | 65 | 5 | 0
2020 | NE_2_RMPA | NE | RMPA | External | Winter | B20 | 935 | 310 | 271.46 | 55.67 | 60.67 | 5 | 0
2020 | NWPP_Coal_2_MAPP_US | NWPP_Coal | MAPP_US | External | Shoulder | B11 | 25 | 150 | 0 | 74.12 | 78.4 | 8 | 0
2020 | NWPP_Coal_2_MAPP_US | NWPP_Coal | MAPP_US | External | Shoulder | B12 | 200 | 150 | 0 | 74.12 | 64.58 | 8 | 0
2020 | NWPP_Coal_2_MAPP_US | NWPP_Coal | MAPP_US | External | Shoulder | B13 | 600 | 150 | 0 | 74.12 | 59.83 | 8 | 0
2020 | NWPP_Coal_2_MAPP_US | NWPP_Coal | MAPP_US | External | Shoulder | B14 | 900 | 150 | 0 | 74.12 | 57.45 | 8 | 0
2020 | NWPP_Coal_2_MAPP_US | NWPP_Coal | MAPP_US | External | Shoulder | B15 | 1203 | 150 | 0 | 74.12 | 54.76 | 8 | 0
2020 | NWPP_Coal_2_MAPP_US | NWPP_Coal | MAPP_US | External | Summer | B1 | 10 | 150 | 150 | 79.06 | 102.99 | 8 | 15.93
2020 | NWPP_Coal_2_MAPP_US | NWPP_Coal | MAPP_US | External | Summer | B2 | 25 | 150 | 150 | 76.18 | 97.9 | 8 | 13.72
2020 | NWPP_Coal_2_MAPP_US | NWPP_Coal | MAPP_US | External | Summer | B3 | 75 | 150 | 150 | 74.1 | 95.05 | 8 | 12.95
2020 | NWPP_Coal_2_MAPP_US | NWPP_Coal | MAPP_US | External | Summer | B4 | 100 | 150 | 150 | 74.1 | 92.04 | 8 | 9.94
2020 | NWPP_Coal_2_MAPP_US | NWPP_Coal | MAPP_US | External | Summer | B5 | 200 | 150 | 150 | 74.1 | 90.76 | 8 | 8.67
2020 | NWPP_Coal_2_MAPP_US | NWPP_Coal | MAPP_US | External | Summer | B6 | 300 | 150 | 0 | 74.1 | 78.8 | 8 | 0
2020 | NWPP_Coal_2_MAPP_US | NWPP_Coal | MAPP_US | External | Summer | B7 | 400 | 150 | 0 | 74.1 | 64.59 | 8 | 0
2020 | NWPP_Coal_2_MAPP_US | NWPP_Coal | MAPP_US | External | Summer | B8 | 500 | 150 | 0 | 74.1 | 58.59 | 8 | 0
2020 | NWPP_Coal_2_MAPP_US | NWPP_Coal | MAPP_US | External | Summer | B9 | 800 | 150 | 0 | 74.1 | 55.08 | 8 | 0
2020 | NWPP_Coal_2_MAPP_US | NWPP_Coal | MAPP_US | External | Summer | B10 | 1262 | 150 | 0 | 74.1 | 54.72 | 8 | 0
2020 | NWPP_Coal_2_MAPP_US | NWPP_Coal | MAPP_US | External | Winter | B16 | 25 | 150 | 0 | 77.8 | 60.5 | 8 | 0
2020 | NWPP_Coal_2_MAPP_US | NWPP_Coal | MAPP_US | External | Winter | B17 | 100 | 150 | 0 | 77.8 | 67.87 | 8 | 0
2020 | NWPP_Coal_2_MAPP_US | NWPP_Coal | MAPP_US | External | Winter | B18 | 400 | 150 | 0 | 77.8 | 63.85 | 8 | 0
2020 | NWPP_Coal_2_MAPP_US | NWPP_Coal | MAPP_US | External | Winter | B19 | 700 | 150 | 0 | 77.8 | 60.5 | 8 | 0
2020 | NWPP_Coal_2_MAPP_US | NWPP_Coal | MAPP_US | External | Winter | B20 | 935 | 150 | 0 | 77.8 | 56.3 | 8 | 0
2020 | RMPA_2_MAPP_US | RMPA | MAPP_US | External | Shoulder | B11 | 25 | 200 | 200 | 70.27 | 78.4 | 8 | 0.13
2020 | RMPA_2_MAPP_US | RMPA | MAPP_US | External | Shoulder | B12 | 200 | 200 | 0 | 65.96 | 64.58 | 8 | 0
2020 | RMPA_2_MAPP_US | RMPA | MAPP_US | External | Shoulder | B13 | 600 | 200 | 0 | 65.96 | 59.83 | 8 | 0
2020 | RMPA_2_MAPP_US | RMPA | MAPP_US | External | Shoulder | B14 | 900 | 200 | 0 | 64.45 | 57.45 | 8 | 0
2020 | RMPA_2_MAPP_US | RMPA | MAPP_US | External | Shoulder | B15 | 1203 | 200 | 0 | 60.95 | 54.76 | 8 | 0
2020 | RMPA_2_MAPP_US | RMPA | MAPP_US | External | Summer | B1 | 10 | 200 | 0 | 103.44 | 102.99 | 8 | 0
2020 | RMPA_2_MAPP_US | RMPA | MAPP_US | External | Summer | B2 | 25 | 200 | 0 | 103.44 | 97.9 | 8 | 0
2020 | RMPA_2_MAPP_US | RMPA | MAPP_US | External | Summer | B3 | 75 | 200 | 0 | 102.54 | 95.05 | 8 | 0
2020 | RMPA_2_MAPP_US | RMPA | MAPP_US | External | Summer | B4 | 100 | 200 | 0 | 90.28 | 92.04 | 8 | 0
2020 | RMPA_2_MAPP_US | RMPA | MAPP_US | External | Summer | B5 | 200 | 200 | 0 | 84.76 | 90.76 | 8 | 0
2020 | RMPA_2_MAPP_US | RMPA | MAPP_US | External | Summer | B6 | 300 | 200 | 0 | 82.26 | 78.8 | 8 | 0
2020 | RMPA_2_MAPP_US | RMPA | MAPP_US | External | Summer | B7 | 400 | 200 | 0 | 68.5 | 64.59 | 8 | 0
2020 | RMPA_2_MAPP_US | RMPA | MAPP_US | External | Summer | B8 | 500 | 200 | 0 | 68.5 | 58.59 | 8 | 0
2020 | RMPA_2_MAPP_US | RMPA | MAPP_US | External | Summer | B9 | 800 | 200 | 0 | 66.33 | 55.08 | 8 | 0
2020 | RMPA_2_MAPP_US | RMPA | MAPP_US | External | Summer | B10 | 1262 | 200 | 0 | 65.93 | 54.72 | 8 | 0
2020 | RMPA_2_MAPP_US | RMPA | MAPP_US | External | Winter | B16 | 25 | 200 | 0 | 73.61 | 60.5 | 8 | 0
2020 | RMPA_2_MAPP_US | RMPA | MAPP_US | External | Winter | B17 | 100 | 200 | 0 | 70.4 | 67.87 | 8 | 0
2020 | RMPA_2_MAPP_US | RMPA | MAPP_US | External | Winter | B18 | 400 | 200 | 0 | 65 | 63.85 | 8 | 0
2020 | RMPA_2_MAPP_US | RMPA | MAPP_US | External | Winter | B19 | 700 | 200 | 0 | 65 | 60.5 | 8 | 0
2020 | RMPA_2_MAPP_US | RMPA | MAPP_US | External | Winter | B20 | 935 | 200 | 0 | 60.67 | 56.3 | 8 | 0
2020 | RMPA_2_NE | RMPA | NE | External | Shoulder | B11 | 25 | 310 | 310 | 70.27 | 80.4 | 8 | 2.13
2020 | RMPA_2_NE | RMPA | NE | External | Shoulder | B12 | 200 | 310 | 0 | 65.96 | 63.18 | 8 | 0
2020 | RMPA_2_NE | RMPA | NE | External | Shoulder | B13 | 600 | 310 | 0 | 65.96 | 61.79 | 8 | 0
2020 | RMPA_2_NE | RMPA | NE | External | Shoulder | B14 | 900 | 310 | 0 | 64.45 | 59.43 | 8 | 0
2020 | RMPA_2_NE | RMPA | NE | External | Shoulder | B15 | 1203 | 310 | 0 | 60.95 | 47.04 | 8 | 0
2020 | RMPA_2_NE | RMPA | NE | External | Summer | B1 | 10 | 310 | 0 | 103.44 | 104.99 | 8 | 0
2020 | RMPA_2_NE | RMPA | NE | External | Summer | B2 | 25 | 310 | 0 | 103.44 | 99.9 | 8 | 0
2020 | RMPA_2_NE | RMPA | NE | External | Summer | B3 | 75 | 310 | 0 | 102.54 | 97.53 | 8 | 0
2020 | RMPA_2_NE | RMPA | NE | External | Summer | B4 | 100 | 310 | 0 | 90.28 | 94.04 | 8 | 0
2020 | RMPA_2_NE | RMPA | NE | External | Summer | B5 | 200 | 310 | 70.77 | 84.76 | 92.76 | 8 | 0
2020 | RMPA_2_NE | RMPA | NE | External | Summer | B6 | 300 | 310 | 0 | 82.26 | 80.8 | 8 | 0
2020 | RMPA_2_NE | RMPA | NE | External | Summer | B7 | 400 | 310 | 0 | 68.5 | 66.59 | 8 | 0
2020 | RMPA_2_NE | RMPA | NE | External | Summer | B8 | 500 | 310 | 0 | 68.5 | 60.59 | 8 | 0
2020 | RMPA_2_NE | RMPA | NE | External | Summer | B9 | 800 | 310 | 0 | 66.33 | 57.08 | 8 | 0
2020 | RMPA_2_NE | RMPA | NE | External | Summer | B10 | 1262 | 310 | 0 | 65.93 | 55.75 | 8 | 0
2020 | RMPA_2_NE | RMPA | NE | External | Winter | B16 | 25 | 310 | 0 | 73.61 | 55.5 | 8 | 0
2020 | RMPA_2_NE | RMPA | NE | External | Winter | B17 | 100 | 310 | 0 | 70.4 | 62.87 | 8 | 0
2020 | RMPA_2_NE | RMPA | NE | External | Winter | B18 | 400 | 310 | 0 | 65 | 60.59 | 8 | 0
2020 | RMPA_2_NE | RMPA | NE | External | Winter | B19 | 700 | 310 | 0 | 65 | 62.09 | 8 | 0
2020 | RMPA_2_NE | RMPA | NE | External | Winter | B20 | 935 | 310 | 0 | 60.67 | 55.67 | 8 | 0
2020 | RMPA_2_SPP_N | RMPA | SPP_N | External | Shoulder | B11 | 25 | 210 | 0 | 70.27 | 72.4 | 8 | 0
2020 | RMPA_2_SPP_N | RMPA | SPP_N | External | Shoulder | B12 | 200 | 210 | 0 | 65.96 | 63.19 | 8 | 0
2020 | RMPA_2_SPP_N | RMPA | SPP_N | External | Shoulder | B13 | 600 | 210 | 0 | 65.96 | 61.81 | 8 | 0
2020 | RMPA_2_SPP_N | RMPA | SPP_N | External | Shoulder | B14 | 900 | 210 | 0 | 64.45 | 59.45 | 8 | 0
2020 | RMPA_2_SPP_N | RMPA | SPP_N | External | Shoulder | B15 | 1203 | 210 | 0 | 60.95 | 47.03 | 8 | 0
2020 | RMPA_2_SPP_N | RMPA | SPP_N | External | Summer | B1 | 10 | 210 | 0 | 103.44 | 89.73 | 8 | 0
2020 | RMPA_2_SPP_N | RMPA | SPP_N | External | Summer | B2 | 25 | 210 | 0 | 103.44 | 99.9 | 8 | 0
2020 | RMPA_2_SPP_N | RMPA | SPP_N | External | Summer | B3 | 75 | 210 | 0 | 102.54 | 97.54 | 8 | 0
2020 | RMPA_2_SPP_N | RMPA | SPP_N | External | Summer | B4 | 100 | 210 | 0 | 90.28 | 94.04 | 8 | 0
2020 | RMPA_2_SPP_N | RMPA | SPP_N | External | Summer | B5 | 200 | 210 | 70.4 | 84.76 | 92.76 | 8 | 0
2020 | RMPA_2_SPP_N | RMPA | SPP_N | External | Summer | B6 | 300 | 210 | 0 | 82.26 | 80.82 | 8 | 0
2020 | RMPA_2_SPP_N | RMPA | SPP_N | External | Summer | B7 | 400 | 210 | 0 | 68.5 | 66.6 | 8 | 0
2020 | RMPA_2_SPP_N | RMPA | SPP_N | External | Summer | B8 | 500 | 210 | 0 | 68.5 | 61.82 | 8 | 0
2020 | RMPA_2_SPP_N | RMPA | SPP_N | External | Summer | B9 | 800 | 210 | 0 | 66.33 | 61.33 | 8 | 0
2020 | RMPA_2_SPP_N | RMPA | SPP_N | External | Summer | B10 | 1262 | 210 | 0 | 65.93 | 58.73 | 8 | 0
2020 | RMPA_2_SPP_N | RMPA | SPP_N | External | Winter | B16 | 25 | 210 | 0 | 73.61 | 68.03 | 8 | 0
2020 | RMPA_2_SPP_N | RMPA | SPP_N | External | Winter | B17 | 100 | 210 | 0 | 70.4 | 65.4 | 8 | 0
2020 | RMPA_2_SPP_N | RMPA | SPP_N | External | Winter | B18 | 400 | 210 | 0 | 65 | 63.16 | 8 | 0
2020 | RMPA_2_SPP_N | RMPA | SPP_N | External | Winter | B19 | 700 | 210 | 0 | 65 | 62.49 | 8 | 0
2020 | RMPA_2_SPP_N | RMPA | SPP_N | External | Winter | B20 | 935 | 210 | 0 | 60.67 | 56.9 | 8 | 0
2020 | SPP_N_2_RMPA | SPP_N | RMPA | External | Shoulder | B11 | 25 | 210 | 0 | 72.4 | 70.27 | 5 | 0
2020 | SPP_N_2_RMPA | SPP_N | RMPA | External | Shoulder | B12 | 200 | 210 | 0 | 63.19 | 65.96 | 5 | 0
2020 | SPP_N_2_RMPA | SPP_N | RMPA | External | Shoulder | B13 | 600 | 210 | 0 | 61.81 | 65.96 | 5 | 0
2020 | SPP_N_2_RMPA | SPP_N | RMPA | External | Shoulder | B14 | 900 | 210 | 106.91 | 59.45 | 64.45 | 5 | 0
2020 | SPP_N_2_RMPA | SPP_N | RMPA | External | Shoulder | B15 | 1203 | 210 | 210 | 47.03 | 60.95 | 5 | 8.93
2020 | SPP_N_2_RMPA | SPP_N | RMPA | External | Summer | B1 | 10 | 210 | 210 | 89.73 | 103.44 | 5 | 8.72
2020 | SPP_N_2_RMPA | SPP_N | RMPA | External | Summer | B2 | 25 | 210 | 0 | 99.9 | 103.44 | 5 | 0
2020 | SPP_N_2_RMPA | SPP_N | RMPA | External | Summer | B3 | 75 | 210 | 168.46 | 97.54 | 102.54 | 5 | 0
2020 | SPP_N_2_RMPA | SPP_N | RMPA | External | Summer | B4 | 100 | 210 | 0 | 94.04 | 90.28 | 5 | 0
2020 | SPP_N_2_RMPA | SPP_N | RMPA | External | Summer | B5 | 200 | 210 | 0 | 92.76 | 84.76 | 5 | 0
2020 | SPP_N_2_RMPA | SPP_N | RMPA | External | Summer | B6 | 300 | 210 | 0 | 80.82 | 82.26 | 5 | 0
2020 | SPP_N_2_RMPA | SPP_N | RMPA | External | Summer | B7 | 400 | 210 | 0 | 66.6 | 68.5 | 5 | 0
2020 | SPP_N_2_RMPA | SPP_N | RMPA | External | Summer | B8 | 500 | 210 | 210 | 61.82 | 68.5 | 5 | 1.68
2020 | SPP_N_2_RMPA | SPP_N | RMPA | External | Summer | B9 | 800 | 210 | 164.61 | 61.33 | 66.33 | 5 | 0
2020 | SPP_N_2_RMPA | SPP_N | RMPA | External | Summer | B10 | 1262 | 210 | 210 | 58.73 | 65.93 | 5 | 2.2
2020 | SPP_N_2_RMPA | SPP_N | RMPA | External | Winter | B16 | 25 | 210 | 210 | 68.03 | 73.61 | 5 | 0.58
2020 | SPP_N_2_RMPA | SPP_N | RMPA | External | Winter | B17 | 100 | 210 | 35.53 | 65.4 | 70.4 | 5 | 0
2020 | SPP_N_2_RMPA | SPP_N | RMPA | External | Winter | B18 | 400 | 210 | 0 | 63.16 | 65 | 5 | 0
2020 | SPP_N_2_RMPA | SPP_N | RMPA | External | Winter | B19 | 700 | 210 | 0 | 62.49 | 65 | 5 | 0
2020 | SPP_N_2_RMPA | SPP_N | RMPA | External | Winter | B20 | 935 | 210 | 0 | 56.9 | 60.67 | 5 | 0
2020 | SPP_S_2_ERCOT | SPP_S | ERCOT | External | Shoulder | B11 | 25 | 800 | 800 | 70.74 | 95.83 | 5 | 20.09
2020 | SPP_S_2_ERCOT | SPP_S | ERCOT | External | Shoulder | B12 | 200 | 800 | 800 | 63.21 | 71.19 | 5 | 2.99
2020 | SPP_S_2_ERCOT | SPP_S | ERCOT | External | Shoulder | B13 | 600 | 800 | 0 | 61.81 | 65.2 | 5 | 0
2020 | SPP_S_2_ERCOT | SPP_S | ERCOT | External | Shoulder | B14 | 900 | 800 | 800 | 59.45 | 65.2 | 5 | 0.76
2020 | SPP_S_2_ERCOT | SPP_S | ERCOT | External | Shoulder | B15 | 1203 | 800 | 800 | 44.57 | 65.2 | 5 | 15.63
2020 | SPP_S_2_ERCOT | SPP_S | ERCOT | External | Summer | B1 | 10 | 800 | 800 | 64.02 | 108.12 | 5 | 39.11
2020 | SPP_S_2_ERCOT | SPP_S | ERCOT | External | Summer | B2 | 25 | 800 | 800 | 92.76 | 108.12 | 5 | 10.36
2020 | SPP_S_2_ERCOT | SPP_S | ERCOT | External | Summer | B3 | 75 | 800 | 691.54 | 97.54 | 102.54 | 5 | 0
2020 | SPP_S_2_ERCOT | SPP_S | ERCOT | External | Summer | B4 | 100 | 800 | 0 | 94.03 | 94.13 | 5 | 0
2020 | SPP_S_2_ERCOT | SPP_S | ERCOT | External | Summer | B5 | 200 | 800 | 0 | 92.76 | 94.13 | 5 | 0
2020 | SPP_S_2_ERCOT | SPP_S | ERCOT | External | Summer | B6 | 300 | 800 | 800 | 80.82 | 94.13 | 5 | 8.32
2020 | SPP_S_2_ERCOT | SPP_S | ERCOT | External | Summer | B7 | 400 | 800 | 375.94 | 66.61 | 71.61 | 5 | 0
2020 | SPP_S_2_ERCOT | SPP_S | ERCOT | External | Summer | B8 | 500 | 800 | 623.03 | 63.87 | 68.87 | 5 | 0
2020 | SPP_S_2_ERCOT | SPP_S | ERCOT | External | Summer | B9 | 800 | 800 | 0 | 62.71 | 64.06 | 5 | 0
2020 | SPP_S_2_ERCOT | SPP_S | ERCOT | External | Summer | B10 | 1262 | 800 | 800 | 58.75 | 64.06 | 5 | 0.31
2020 | SPP_S_2_ERCOT | SPP_S | ERCOT | External | Winter | B16 | 25 | 800 | 800 | 68.03 | 82.83 | 5 | 9.8
2020 | SPP_S_2_ERCOT | SPP_S | ERCOT | External | Winter | B17 | 100 | 800 | 758.56 | 65.4 | 70.4 | 5 | 0
2020 | SPP_S_2_ERCOT | SPP_S | ERCOT | External | Winter | B18 | 400 | 800 | 0 | 63.16 | 67.67 | 5 | 0
2020 | SPP_S_2_ERCOT | SPP_S | ERCOT | External | Winter | B19 | 700 | 800 | 800 | 62.5 | 67.67 | 5 | 0.17
2020 | SPP_S_2_ERCOT | SPP_S | ERCOT | External | Winter | B20 | 935 | 800 | 800 | 56.91 | 67.67 | 5 | 5.76
2025 | AZ_NM_SNV_Coal_2_SPP_S | AZ_NM_SNV_Coal | SPP_S | External | Shoulder | B11 | 25 | 400 | 0 | 72.54 | 75.33 | 8.17 | 0
2025 | AZ_NM_SNV_Coal_2_SPP_S | AZ_NM_SNV_Coal | SPP_S | External | Shoulder | B12 | 200 | 400 | 0 | 72.47 | 68.22 | 8.17 | 0
2025 | AZ_NM_SNV_Coal_2_SPP_S | AZ_NM_SNV_Coal | SPP_S | External | Shoulder | B13 | 600 | 400 | 0 | 72.47 | 65.67 | 8.17 | 0
2025 | AZ_NM_SNV_Coal_2_SPP_S | AZ_NM_SNV_Coal | SPP_S | External | Shoulder | B14 | 900 | 400 | 0 | 72.47 | 55.37 | 8.17 | 0
2025 | AZ_NM_SNV_Coal_2_SPP_S | AZ_NM_SNV_Coal | SPP_S | External | Shoulder | B15 | 1203 | 400 | 0 | 72.47 | 0.01 | 8.17 | 0
2025 | AZ_NM_SNV_Coal_2_SPP_S | AZ_NM_SNV_Coal | SPP_S | External | Summer | B1 | 10 | 400 | 0 | 751.2 | 69.08 | 8.17 | 0
2025 | AZ_NM_SNV_Coal_2_SPP_S | AZ_NM_SNV_Coal | SPP_S | External | Summer | B2 | 25 | 400 | 0 | 167.72 | 113.45 | 8.17 | 0
2025 | AZ_NM_SNV_Coal_2_SPP_S | AZ_NM_SNV_Coal | SPP_S | External | Summer | B3 | 75 | 400 | 0 | 131.55 | 114.74 | 8.17 | 0
2025 | AZ_NM_SNV_Coal_2_SPP_S | AZ_NM_SNV_Coal | SPP_S | External | Summer | B4 | 100 | 400 | 0 | 120.14 | 108.63 | 8.17 | 0
2025 | AZ_NM_SNV_Coal_2_SPP_S | AZ_NM_SNV_Coal | SPP_S | External | Summer | B5 | 200 | 400 | 0 | 101.11 | 104.49 | 8.17 | 0
2025 | AZ_NM_SNV_Coal_2_SPP_S | AZ_NM_SNV_Coal | SPP_S | External | Summer | B6 | 300 | 400 | 0 | 95.57 | 102.08 | 8.17 | 0
2025 | AZ_NM_SNV_Coal_2_SPP_S | AZ_NM_SNV_Coal | SPP_S | External | Summer | B7 | 400 | 400 | 0 | 87.42 | 76.89 | 8.17 | 0
2025 | AZ_NM_SNV_Coal_2_SPP_S | AZ_NM_SNV_Coal | SPP_S | External | Summer | B8 | 500 | 400 | 0 | 87.4 | 69.08 | 8.17 | 0
2025 | AZ_NM_SNV_Coal_2_SPP_S | AZ_NM_SNV_Coal | SPP_S | External | Summer | B9 | 800 | 400 | 0 | 80.85 | 68.93 | 8.17 | 0
2025 | AZ_NM_SNV_Coal_2_SPP_S | AZ_NM_SNV_Coal | SPP_S | External | Summer | B10 | 1262 | 400 | 0 | 71.09 | 58.19 | 8.17 | 0
2025 | AZ_NM_SNV_Coal_2_SPP_S | AZ_NM_SNV_Coal | SPP_S | External | Winter | B16 | 25 | 400 | 0 | 75.88 | 68.11 | 8.17 | 0
2025 | AZ_NM_SNV_Coal_2_SPP_S | AZ_NM_SNV_Coal | SPP_S | External | Winter | B17 | 100 | 400 | 0 | 75.83 | 68.53 | 8.17 | 0
2025 | AZ_NM_SNV_Coal_2_SPP_S | AZ_NM_SNV_Coal | SPP_S | External | Winter | B18 | 400 | 400 | 0 | 75.83 | 68.53 | 8.17 | 0
2025 | AZ_NM_SNV_Coal_2_SPP_S | AZ_NM_SNV_Coal | SPP_S | External | Winter | B19 | 700 | 400 | 0 | 75.83 | 68.11 | 8.17 | 0
2025 | AZ_NM_SNV_Coal_2_SPP_S | AZ_NM_SNV_Coal | SPP_S | External | Winter | B20 | 935 | 400 | 0 | 75.83 | 39.01 | 8.17 | 0
2025 | ERCOT_2_SPP_S | ERCOT | SPP_S | External | Shoulder | B11 | 25 | 800 | 0 | 73.87 | 75.33 | 8 | 0
2025 | ERCOT_2_SPP_S | ERCOT | SPP_S | External | Shoulder | B12 | 200 | 800 | 0 | 70.39 | 68.22 | 8 | 0
2025 | ERCOT_2_SPP_S | ERCOT | SPP_S | External | Shoulder | B13 | 600 | 800 | 0 | 70.39 | 65.67 | 8 | 0
2025 | ERCOT_2_SPP_S | ERCOT | SPP_S | External | Shoulder | B14 | 900 | 800 | 0 | 70.39 | 55.37 | 8 | 0
2025 | ERCOT_2_SPP_S | ERCOT | SPP_S | External | Shoulder | B15 | 1203 | 800 | 0 | 61.28 | 0.01 | 8 | 0
2025 | ERCOT_2_SPP_S | ERCOT | SPP_S | External | Summer | B1 | 10 | 800 | 0 | 751.19 | 69.08 | 8 | 0
2025 | ERCOT_2_SPP_S | ERCOT | SPP_S | External | Summer | B2 | 25 | 800 | 0 | 751.19 | 113.45 | 8 | 0
2025 | ERCOT_2_SPP_S | ERCOT | SPP_S | External | Summer | B3 | 75 | 800 | 0 | 116.34 | 114.74 | 8 | 0
2025 | ERCOT_2_SPP_S | ERCOT | SPP_S | External | Summer | B4 | 100 | 800 | 0 | 116.34 | 108.63 | 8 | 0
2025 | ERCOT_2_SPP_S | ERCOT | SPP_S | External | Summer | B5 | 200 | 800 | 800 | 90.52 | 104.49 | 8 | 5.98
2025 | ERCOT_2_SPP_S | ERCOT | SPP_S | External | Summer | B6 | 300 | 800 | 800 | 75.5 | 102.08 | 8 | 18.58
2025 | ERCOT_2_SPP_S | ERCOT | SPP_S | External | Summer | B7 | 400 | 800 | 0 | 70.93 | 76.89 | 8 | 0
2025 | ERCOT_2_SPP_S | ERCOT | SPP_S | External | Summer | B8 | 500 | 800 | 0 | 69.14 | 69.08 | 8 | 0
2025 | ERCOT_2_SPP_S | ERCOT | SPP_S | External | Summer | B9 | 800 | 800 | 0 | 69.14 | 68.93 | 8 | 0
2025 | ERCOT_2_SPP_S | ERCOT | SPP_S | External | Summer | B10 | 1262 | 800 | 0 | 68.97 | 58.19 | 8 | 0
2025 | ERCOT_2_SPP_S | ERCOT | SPP_S | External | Winter | B16 | 25 | 800 | 0 | 73.11 | 68.11 | 8 | 0
2025 | ERCOT_2_SPP_S | ERCOT | SPP_S | External | Winter | B17 | 100 | 800 | 0 | 73.11 | 68.53 | 8 | 0
2025 | ERCOT_2_SPP_S | ERCOT | SPP_S | External | Winter | B18 | 400 | 800 | 0 | 73.11 | 68.53 | 8 | 0
2025 | ERCOT_2_SPP_S | ERCOT | SPP_S | External | Winter | B19 | 700 | 800 | 0 | 73.11 | 68.11 | 8 | 0
2025 | ERCOT_2_SPP_S | ERCOT | SPP_S | External | Winter | B20 | 935 | 800 | 0 | 63.59 | 39.01 | 8 | 0
2025 | MAPP_US_2_RMPA | MAPP_US | RMPA | External | Shoulder | B11 | 25 | 200 | 0 | 76.22 | 72.54 | 8 | 0
2025 | MAPP_US_2_RMPA | MAPP_US | RMPA | External | Shoulder | B12 | 200 | 200 | 0 | 66.22 | 73.21 | 8 | 0
2025 | MAPP_US_2_RMPA | MAPP_US | RMPA | External | Shoulder | B13 | 600 | 200 | 0 | 63.24 | 70.67 | 8 | 0
2025 | MAPP_US_2_RMPA | MAPP_US | RMPA | External | Shoulder | B14 | 900 | 200 | 200 | 60.37 | 70.25 | 8 | 1.88
2025 | MAPP_US_2_RMPA | MAPP_US | RMPA | External | Shoulder | B15 | 1203 | 200 | 200 | 5.09 | 70.25 | 8 | 57.16
2025 | MAPP_US_2_RMPA | MAPP_US | RMPA | External | Summer | B1 | 10 | 200 | 0 | 441.16 | 114.21 | 8 | 0
2025 | MAPP_US_2_RMPA | MAPP_US | RMPA | External | Summer | B2 | 25 | 200 | 0 | 116.74 | 111.97 | 8 | 0
2025 | MAPP_US_2_RMPA | MAPP_US | RMPA | External | Summer | B3 | 75 | 200 | 0 | 106.52 | 111.97 | 8 | 0
2025 | MAPP_US_2_RMPA | MAPP_US | RMPA | External | Summer | B4 | 100 | 200 | 200 | 101.62 | 111.97 | 8 | 2.35
2025 | MAPP_US_2_RMPA | MAPP_US | RMPA | External | Summer | B5 | 200 | 200 | 200 | 100.23 | 109.27 | 8 | 1.04
2025 | MAPP_US_2_RMPA | MAPP_US | RMPA | External | Summer | B6 | 300 | 200 | 0 | 100.06 | 101.61 | 8 | 0
2025 | MAPP_US_2_RMPA | MAPP_US | RMPA | External | Summer | B7 | 400 | 200 | 200 | 73.21 | 95.57 | 8 | 14.36
2025 | MAPP_US_2_RMPA | MAPP_US | RMPA | External | Summer | B8 | 500 | 200 | 200 | 63.07 | 79.24 | 8 | 8.17
2025 | MAPP_US_2_RMPA | MAPP_US | RMPA | External | Summer | B9 | 800 | 200 | 200 | 59.89 | 74.43 | 8 | 6.54
2025 | MAPP_US_2_RMPA | MAPP_US | RMPA | External | Summer | B10 | 1262 | 200 | 200 | 52.18 | 74.43 | 8 | 14.25
2025 | MAPP_US_2_RMPA | MAPP_US | RMPA | External | Winter | B16 | 25 | 200 | 200 | 4.36 | 80.16 | 8 | 67.79
2025 | MAPP_US_2_RMPA | MAPP_US | RMPA | External | Winter | B17 | 100 | 200 | 200 | 54.52 | 80.16 | 8 | 17.64
2025 | MAPP_US_2_RMPA | MAPP_US | RMPA | External | Winter | B18 | 400 | 200 | 200 | 65.12 | 76.65 | 8 | 3.53
2025 | MAPP_US_2_RMPA | MAPP_US | RMPA | External | Winter | B19 | 700 | 200 | 200 | 65.12 | 76.65 | 8 | 3.53
2025 | MAPP_US_2_RMPA | MAPP_US | RMPA | External | Winter | B20 | 935 | 200 | 200 | 43.98 | 60.64 | 8 | 8.66
2025 | NE_2_RMPA | NE | RMPA | External | Shoulder | B11 | 25 | 310 | 0 | 78.22 | 72.54 | 5 | 0
2025 | NE_2_RMPA | NE | RMPA | External | Shoulder | B12 | 200 | 310 | 34.07 | 68.21 | 73.21 | 5 | 0
2025 | NE_2_RMPA | NE | RMPA | External | Shoulder | B13 | 600 | 310 | 310 | 65.24 | 70.67 | 5 | 0.42
2025 | NE_2_RMPA | NE | RMPA | External | Shoulder | B14 | 900 | 310 | 310 | 55.37 | 70.25 | 5 | 9.88
2025 | NE_2_RMPA | NE | RMPA | External | Shoulder | B15 | 1203 | 310 | 310 | 0.09 | 70.25 | 5 | 65.16
2025 | NE_2_RMPA | NE | RMPA | External | Summer | B1 | 10 | 310 | 0 | 443.16 | 114.21 | 5 | 0
2025 | NE_2_RMPA | NE | RMPA | External | Summer | B2 | 25 | 310 | 0 | 114.73 | 111.97 | 5 | 0
2025 | NE_2_RMPA | NE | RMPA | External | Summer | B3 | 75 | 310 | 0 | 113.52 | 111.97 | 5 | 0
2025 | NE_2_RMPA | NE | RMPA | External | Summer | B4 | 100 | 310 | 0 | 108.62 | 111.97 | 5 | 0
2025 | NE_2_RMPA | NE | RMPA | External | Summer | B5 | 200 | 310 | 0 | 104.48 | 109.27 | 5 | 0
2025 | NE_2_RMPA | NE | RMPA | External | Summer | B6 | 300 | 310 | 0 | 102.06 | 101.61 | 5 | 0
2025 | NE_2_RMPA | NE | RMPA | External | Summer | B7 | 400 | 310 | 310 | 75.21 | 95.57 | 5 | 15.36
2025 | NE_2_RMPA | NE | RMPA | External | Summer | B8 | 500 | 310 | 310 | 65.07 | 79.24 | 5 | 9.17
2025 | NE_2_RMPA | NE | RMPA | External | Summer | B9 | 800 | 310 | 310 | 61.89 | 74.43 | 5 | 7.54
2025 | NE_2_RMPA | NE | RMPA | External | Summer | B10 | 1262 | 310 | 310 | 54.18 | 74.43 | 5 | 15.25
2025 | NE_2_RMPA | NE | RMPA | External | Winter | B16 | 25 | 310 | 310 | 6.36 | 80.16 | 5 | 68.79
2025 | NE_2_RMPA | NE | RMPA | External | Winter | B17 | 100 | 310 | 310 | 56.52 | 80.16 | 5 | 18.64
2025 | NE_2_RMPA | NE | RMPA | External | Winter | B18 | 400 | 310 | 310 | 67.12 | 76.65 | 5 | 4.53
2025 | NE_2_RMPA | NE | RMPA | External | Winter | B19 | 700 | 310 | 310 | 67.12 | 76.65 | 5 | 4.53
2025 | NE_2_RMPA | NE | RMPA | External | Winter | B20 | 935 | 310 | 310 | 38.98 | 60.64 | 5 | 16.66
2025 | NWPP_Coal_2_MAPP_US | NWPP_Coal | MAPP_US | External | Shoulder | B11 | 25 | 150 | 0 | 80.7 | 76.22 | 8 | 0
2025 | NWPP_Coal_2_MAPP_US | NWPP_Coal | MAPP_US | External | Shoulder | B12 | 200 | 150 | 0 | 80.7 | 66.22 | 8 | 0
2025 | NWPP_Coal_2_MAPP_US | NWPP_Coal | MAPP_US | External | Shoulder | B13 | 600 | 150 | 0 | 80.7 | 63.24 | 8 | 0
2025 | NWPP_Coal_2_MAPP_US | NWPP_Coal | MAPP_US | External | Shoulder | B14 | 900 | 150 | 0 | 80.7 | 60.37 | 8 | 0
2025 | NWPP_Coal_2_MAPP_US | NWPP_Coal | MAPP_US | External | Shoulder | B15 | 1203 | 150 | 0 | 80.7 | 5.09 | 8 | 0
2025 | NWPP_Coal_2_MAPP_US | NWPP_Coal | MAPP_US | External | Summer | B1 | 10 | 150 | 150 | 106.04 | 441.16 | 8 | 327.11
2025 | NWPP_Coal_2_MAPP_US | NWPP_Coal | MAPP_US | External | Summer | B2 | 25 | 150 | 150 | 99.86 | 116.74 | 8 | 8.88
2025 | NWPP_Coal_2_MAPP_US | NWPP_Coal | MAPP_US | External | Summer | B3 | 75 | 150 | 150 | 87.4 | 106.52 | 8 | 11.12
2025 | NWPP_Coal_2_MAPP_US | NWPP_Coal | MAPP_US | External | Summer | B4 | 100 | 150 | 150 | 87.4 | 101.62 | 8 | 6.21
2025 | NWPP_Coal_2_MAPP_US | NWPP_Coal | MAPP_US | External | Summer | B5 | 200 | 150 | 150 | 87.4 | 100.23 | 8 | 4.83
2025 | NWPP_Coal_2_MAPP_US | NWPP_Coal | MAPP_US | External | Summer | B6 | 300 | 150 | 150 | 87.4 | 100.06 | 8 | 4.66
2025 | NWPP_Coal_2_MAPP_US | NWPP_Coal | MAPP_US | External | Summer | B7 | 400 | 150 | 0 | 87.4 | 73.21 | 8 | 0
2025 | NWPP_Coal_2_MAPP_US | NWPP_Coal | MAPP_US | External | Summer | B8 | 500 | 150 | 0 | 87.4 | 63.07 | 8 | 0
2025 | NWPP_Coal_2_MAPP_US | NWPP_Coal | MAPP_US | External | Summer | B9 | 800 | 150 | 0 | 87.4 | 59.89 | 8 | 0
2025 | NWPP_Coal_2_MAPP_US | NWPP_Coal | MAPP_US | External | Summer | B10 | 1262 | 150 | 0 | 87.4 | 52.18 | 8 | 0
2025 | NWPP_Coal_2_MAPP_US | NWPP_Coal | MAPP_US | External | Winter | B16 | 25 | 150 | 0 | 84.82 | 4.36 | 8 | 0
2025 | NWPP_Coal_2_MAPP_US | NWPP_Coal | MAPP_US | External | Winter | B17 | 100 | 150 | 0 | 84.82 | 54.52 | 8 | 0
2025 | NWPP_Coal_2_MAPP_US | NWPP_Coal | MAPP_US | External | Winter | B18 | 400 | 150 | 0 | 84.82 | 65.12 | 8 | 0
2025 | NWPP_Coal_2_MAPP_US | NWPP_Coal | MAPP_US | External | Winter | B19 | 700 | 150 | 0 | 84.82 | 65.12 | 8 | 0
2025 | NWPP_Coal_2_MAPP_US | NWPP_Coal | MAPP_US | External | Winter | B20 | 935 | 150 | 0 | 84.82 | 43.98 | 8 | 0
2025 | RMPA_2_MAPP_US | RMPA | MAPP_US | External | Shoulder | B11 | 25 | 200 | 0 | 72.54 | 76.22 | 8 | 0
2025 | RMPA_2_MAPP_US | RMPA | MAPP_US | External | Shoulder | B12 | 200 | 200 | 0 | 73.21 | 66.22 | 8 | 0
2025 | RMPA_2_MAPP_US | RMPA | MAPP_US | External | Shoulder | B13 | 600 | 200 | 0 | 70.67 | 63.24 | 8 | 0
2025 | RMPA_2_MAPP_US | RMPA | MAPP_US | External | Shoulder | B14 | 900 | 200 | 0 | 70.25 | 60.37 | 8 | 0
2025 | RMPA_2_MAPP_US | RMPA | MAPP_US | External | Shoulder | B15 | 1203 | 200 | 0 | 70.25 | 5.09 | 8 | 0
2025 | RMPA_2_MAPP_US | RMPA | MAPP_US | External | Summer | B1 | 10 | 200 | 200 | 114.21 | 441.16 | 8 | 318.95
2025 | RMPA_2_MAPP_US | RMPA | MAPP_US | External | Summer | B2 | 25 | 200 | 0 | 111.97 | 116.74 | 8 | 0
2025 | RMPA_2_MAPP_US | RMPA | MAPP_US | External | Summer | B3 | 75 | 200 | 0 | 111.97 | 106.52 | 8 | 0
2025 | RMPA_2_MAPP_US | RMPA | MAPP_US | External | Summer | B4 | 100 | 200 | 0 | 111.97 | 101.62 | 8 | 0
2025 | RMPA_2_MAPP_US | RMPA | MAPP_US | External | Summer | B5 | 200 | 200 | 0 | 109.27 | 100.23 | 8 | 0
2025 | RMPA_2_MAPP_US | RMPA | MAPP_US | External | Summer | B6 | 300 | 200 | 0 | 101.61 | 100.06 | 8 | 0
2025 | RMPA_2_MAPP_US | RMPA | MAPP_US | External | Summer | B7 | 400 | 200 | 0 | 95.57 | 73.21 | 8 | 0
2025 | RMPA_2_MAPP_US | RMPA | MAPP_US | External | Summer | B8 | 500 | 200 | 0 | 79.24 | 63.07 | 8 | 0
2025 | RMPA_2_MAPP_US | RMPA | MAPP_US | External | Summer | B9 | 800 | 200 | 0 | 74.43 | 59.89 | 8 | 0
2025 | RMPA_2_MAPP_US | RMPA | MAPP_US | External | Summer | B10 | 1262 | 200 | 0 | 74.43 | 52.18 | 8 | 0
2025 | RMPA_2_MAPP_US | RMPA | MAPP_US | External | Winter | B16 | 25 | 200 | 0 | 80.16 | 4.36 | 8 | 0
2025 | RMPA_2_MAPP_US | RMPA | MAPP_US | External | Winter | B17 | 100 | 200 | 0 | 80.16 | 54.52 | 8 | 0
2025 | RMPA_2_MAPP_US | RMPA | MAPP_US | External | Winter | B18 | 400 | 200 | 0 | 76.65 | 65.12 | 8 | 0
2025 | RMPA_2_MAPP_US | RMPA | MAPP_US | External | Winter | B19 | 700 | 200 | 0 | 76.65 | 65.12 | 8 | 0
2025 | RMPA_2_MAPP_US | RMPA | MAPP_US | External | Winter | B20 | 935 | 200 | 0 | 60.64 | 43.98 | 8 | 0
2025 | RMPA_2_NE | RMPA | NE | External | Shoulder | B11 | 25 | 310 | 0 | 72.54 | 78.22 | 8 | 0
2025 | RMPA_2_NE | RMPA | NE | External | Shoulder | B12 | 200 | 310 | 0 | 73.21 | 68.21 | 8 | 0
2025 | RMPA_2_NE | RMPA | NE | External | Shoulder | B13 | 600 | 310 | 0 | 70.67 | 65.24 | 8 | 0
2025 | RMPA_2_NE | RMPA | NE | External | Shoulder | B14 | 900 | 310 | 0 | 70.25 | 55.37 | 8 | 0
2025 | RMPA_2_NE | RMPA | NE | External | Shoulder | B15 | 1203 | 310 | 0 | 70.25 | 0.09 | 8 | 0
2025 | RMPA_2_NE | RMPA | NE | External | Summer | B1 | 10 | 310 | 310 | 114.21 | 443.16 | 8 | 320.95
2025 | RMPA_2_NE | RMPA | NE | External | Summer | B2 | 25 | 310 | 0 | 111.97 | 114.73 | 8 | 0
2025 | RMPA_2_NE | RMPA | NE | External | Summer | B3 | 75 | 310 | 0 | 111.97 | 113.52 | 8 | 0
2025 | RMPA_2_NE | RMPA | NE | External | Summer | B4 | 100 | 310 | 0 | 111.97 | 108.62 | 8 | 0
2025 | RMPA_2_NE | RMPA | NE | External | Summer | B5 | 200 | 310 | 0 | 109.27 | 104.48 | 8 | 0
2025 | RMPA_2_NE | RMPA | NE | External | Summer | B6 | 300 | 310 | 0 | 101.61 | 102.06 | 8 | 0
2025 | RMPA_2_NE | RMPA | NE | External | Summer | B7 | 400 | 310 | 0 | 95.57 | 75.21 | 8 | 0
2025 | RMPA_2_NE | RMPA | NE | External | Summer | B8 | 500 | 310 | 0 | 79.24 | 65.07 | 8 | 0
2025 | RMPA_2_NE | RMPA | NE | External | Summer | B9 | 800 | 310 | 0 | 74.43 | 61.89 | 8 | 0
2025 | RMPA_2_NE | RMPA | NE | External | Summer | B10 | 1262 | 310 | 0 | 74.43 | 54.18 | 8 | 0
2025 | RMPA_2_NE | RMPA | NE | External | Winter | B16 | 25 | 310 | 0 | 80.16 | 6.36 | 8 | 0
2025 | RMPA_2_NE | RMPA | NE | External | Winter | B17 | 100 | 310 | 0 | 80.16 | 56.52 | 8 | 0
2025 | RMPA_2_NE | RMPA | NE | External | Winter | B18 | 400 | 310 | 0 | 76.65 | 67.12 | 8 | 0
2025 | RMPA_2_NE | RMPA | NE | External | Winter | B19 | 700 | 310 | 0 | 76.65 | 67.12 | 8 | 0
2025 | RMPA_2_NE | RMPA | NE | External | Winter | B20 | 935 | 310 | 0 | 60.64 | 38.98 | 8 | 0
2025 | RMPA_2_SPP_N | RMPA | SPP_N | External | Shoulder | B11 | 25 | 210 | 0 | 72.54 | 75.34 | 8 | 0
2025 | RMPA_2_SPP_N | RMPA | SPP_N | External | Shoulder | B12 | 200 | 210 | 0 | 73.21 | 68.22 | 8 | 0
2025 | RMPA_2_SPP_N | RMPA | SPP_N | External | Shoulder | B13 | 600 | 210 | 0 | 70.67 | 65.67 | 8 | 0
2025 | RMPA_2_SPP_N | RMPA | SPP_N | External | Shoulder | B14 | 900 | 210 | 0 | 70.25 | 55.38 | 8 | 0
2025 | RMPA_2_SPP_N | RMPA | SPP_N | External | Shoulder | B15 | 1203 | 210 | 0 | 70.25 | 0.01 | 8 | 0
2025 | RMPA_2_SPP_N | RMPA | SPP_N | External | Summer | B1 | 10 | 210 | 0 | 114.21 | 77.57 | 8 | 0
2025 | RMPA_2_SPP_N | RMPA | SPP_N | External | Summer | B2 | 25 | 210 | 0 | 111.97 | 114.74 | 8 | 0
2025 | RMPA_2_SPP_N | RMPA | SPP_N | External | Summer | B3 | 75 | 210 | 0 | 111.97 | 114.74 | 8 | 0
2025 | RMPA_2_SPP_N | RMPA | SPP_N | External | Summer | B4 | 100 | 210 | 0 | 111.97 | 108.63 | 8 | 0
2025 | RMPA_2_SPP_N | RMPA | SPP_N | External | Summer | B5 | 200 | 210 | 0 | 109.27 | 104.49 | 8 | 0
2025 | RMPA_2_SPP_N | RMPA | SPP_N | External | Summer | B6 | 300 | 210 | 0 | 101.61 | 102.08 | 8 | 0
2025 | RMPA_2_SPP_N | RMPA | SPP_N | External | Summer | B7 | 400 | 210 | 0 | 95.57 | 76.89 | 8 | 0
2025 | RMPA_2_SPP_N | RMPA | SPP_N | External | Summer | B8 | 500 | 210 | 0 | 79.24 | 69.07 | 8 | 0
2025 | RMPA_2_SPP_N | RMPA | SPP_N | External | Summer | B9 | 800 | 210 | 0 | 74.43 | 66.61 | 8 | 0
2025 | RMPA_2_SPP_N | RMPA | SPP_N | External | Summer | B10 | 1262 | 210 | 0 | 74.43 | 58.18 | 8 | 0
2025 | RMPA_2_SPP_N | RMPA | SPP_N | External | Winter | B16 | 25 | 210 | 0 | 80.16 | 68.1 | 8 | 0
2025 | RMPA_2_SPP_N | RMPA | SPP_N | External | Winter | B17 | 100 | 210 | 0 | 80.16 | 68.52 | 8 | 0
2025 | RMPA_2_SPP_N | RMPA | SPP_N | External | Winter | B18 | 400 | 210 | 0 | 76.65 | 68.53 | 8 | 0
2025 | RMPA_2_SPP_N | RMPA | SPP_N | External | Winter | B19 | 700 | 210 | 0 | 76.65 | 68.1 | 8 | 0
2025 | RMPA_2_SPP_N | RMPA | SPP_N | External | Winter | B20 | 935 | 210 | 0 | 60.64 | 39 | 8 | 0
2025 | SPP_N_2_RMPA | SPP_N | RMPA | External | Shoulder | B11 | 25 | 210 | 0 | 75.34 | 72.54 | 5 | 0
2025 | SPP_N_2_RMPA | SPP_N | RMPA | External | Shoulder | B12 | 200 | 210 | 0 | 68.22 | 73.21 | 5 | 0
2025 | SPP_N_2_RMPA | SPP_N | RMPA | External | Shoulder | B13 | 600 | 210 | 102.84 | 65.67 | 70.67 | 5 | 0
2025 | SPP_N_2_RMPA | SPP_N | RMPA | External | Shoulder | B14 | 900 | 210 | 210 | 55.38 | 70.25 | 5 | 9.87
2025 | SPP_N_2_RMPA | SPP_N | RMPA | External | Shoulder | B15 | 1203 | 210 | 210 | 0.01 | 70.25 | 5 | 65.24
2025 | SPP_N_2_RMPA | SPP_N | RMPA | External | Summer | B1 | 10 | 210 | 210 | 77.57 | 114.21 | 5 | 31.64
2025 | SPP_N_2_RMPA | SPP_N | RMPA | External | Summer | B2 | 25 | 210 | 0 | 114.74 | 111.97 | 5 | 0
2025 | SPP_N_2_RMPA | SPP_N | RMPA | External | Summer | B3 | 75 | 210 | 0 | 114.74 | 111.97 | 5 | 0
2025 | SPP_N_2_RMPA | SPP_N | RMPA | External | Summer | B4 | 100 | 210 | 0 | 108.63 | 111.97 | 5 | 0
2025 | SPP_N_2_RMPA | SPP_N | RMPA | External | Summer | B5 | 200 | 210 | 0 | 104.49 | 109.27 | 5 | 0
2025 | SPP_N_2_RMPA | SPP_N | RMPA | External | Summer | B6 | 300 | 210 | 0 | 102.08 | 101.61 | 5 | 0
2025 | SPP_N_2_RMPA | SPP_N | RMPA | External | Summer | B7 | 400 | 210 | 210 | 76.89 | 95.57 | 5 | 13.68
2025 | SPP_N_2_RMPA | SPP_N | RMPA | External | Summer | B8 | 500 | 210 | 210 | 69.07 | 79.24 | 5 | 5.17
2025 | SPP_N_2_RMPA | SPP_N | RMPA | External | Summer | B9 | 800 | 210 | 210 | 66.61 | 74.43 | 5 | 2.82
2025 | SPP_N_2_RMPA | SPP_N | RMPA | External | Summer | B10 | 1262 | 210 | 210 | 58.18 | 74.43 | 5 | 11.25
2025 | SPP_N_2_RMPA | SPP_N | RMPA | External | Winter | B16 | 25 | 210 | 210 | 68.1 | 80.16 | 5 | 7.06
2025 | SPP_N_2_RMPA | SPP_N | RMPA | External | Winter | B17 | 100 | 210 | 210 | 68.52 | 80.16 | 5 | 6.64
2025 | SPP_N_2_RMPA | SPP_N | RMPA | External | Winter | B18 | 400 | 210 | 210 | 68.53 | 76.65 | 5 | 3.12
2025 | SPP_N_2_RMPA | SPP_N | RMPA | External | Winter | B19 | 700 | 210 | 210 | 68.1 | 76.65 | 5 | 3.56
2025 | SPP_N_2_RMPA | SPP_N | RMPA | External | Winter | B20 | 935 | 210 | 210 | 39 | 60.64 | 5 | 16.65
2025 | SPP_S_2_ERCOT | SPP_S | ERCOT | External | Shoulder | B11 | 25 | 800 | 0 | 75.33 | 73.87 | 5 | 0
2025 | SPP_S_2_ERCOT | SPP_S | ERCOT | External | Shoulder | B12 | 200 | 800 | 0 | 68.22 | 70.39 | 5 | 0
2025 | SPP_S_2_ERCOT | SPP_S | ERCOT | External | Shoulder | B13 | 600 | 800 | 0 | 65.67 | 70.39 | 5 | 0
2025 | SPP_S_2_ERCOT | SPP_S | ERCOT | External | Shoulder | B14 | 900 | 800 | 800 | 55.37 | 70.39 | 5 | 10.03
2025 | SPP_S_2_ERCOT | SPP_S | ERCOT | External | Shoulder | B15 | 1203 | 800 | 800 | 0.01 | 61.28 | 5 | 56.27
2025 | SPP_S_2_ERCOT | SPP_S | ERCOT | External | Summer | B1 | 10 | 800 | 800 | 69.08 | 751.19 | 5 | 677.1
2025 | SPP_S_2_ERCOT | SPP_S | ERCOT | External | Summer | B2 | 25 | 800 | 800 | 113.45 | 751.19 | 5 | 632.73
2025 | SPP_S_2_ERCOT | SPP_S | ERCOT | External | Summer | B3 | 75 | 800 | 0 | 114.74 | 116.34 | 5 | 0
2025 | SPP_S_2_ERCOT | SPP_S | ERCOT | External | Summer | B4 | 100 | 800 | 800 | 108.63 | 116.34 | 5 | 2.71
2025 | SPP_S_2_ERCOT | SPP_S | ERCOT | External | Summer | B5 | 200 | 800 | 0 | 104.49 | 90.52 | 5 | 0
2025 | SPP_S_2_ERCOT | SPP_S | ERCOT | External | Summer | B6 | 300 | 800 | 0 | 102.08 | 75.5 | 5 | 0
2025 | SPP_S_2_ERCOT | SPP_S | ERCOT | External | Summer | B7 | 400 | 800 | 0 | 76.89 | 70.93 | 5 | 0
2025 | SPP_S_2_ERCOT | SPP_S | ERCOT | External | Summer | B8 | 500 | 800 | 0 | 69.08 | 69.14 | 5 | 0
2025 | SPP_S_2_ERCOT | SPP_S | ERCOT | External | Summer | B9 | 800 | 800 | 0 | 68.93 | 69.14 | 5 | 0
2025 | SPP_S_2_ERCOT | SPP_S | ERCOT | External | Summer | B10 | 1262 | 800 | 800 | 58.19 | 68.97 | 5 | 5.77
2025 | SPP_S_2_ERCOT | SPP_S | ERCOT | External | Winter | B16 | 25 | 800 | 209.66 | 68.11 | 73.11 | 5 | 0
2025 | SPP_S_2_ERCOT | SPP_S | ERCOT | External | Winter | B17 | 100 | 800 | 0 | 68.53 | 73.11 | 5 | 0
2025 | SPP_S_2_ERCOT | SPP_S | ERCOT | External | Winter | B18 | 400 | 800 | 0 | 68.53 | 73.11 | 5 | 0
2025 | SPP_S_2_ERCOT | SPP_S | ERCOT | External | Winter | B19 | 700 | 800 | 591.47 | 68.11 | 73.11 | 5 | 0
2025 | SPP_S_2_ERCOT | SPP_S | ERCOT | External | Winter | B20 | 935 | 800 | 800 | 39.01 | 63.59 | 5 | 19.58
2030 | AZ_NM_SNV_Coal_2_SPP_S | AZ_NM_SNV_Coal | SPP_S | External | Shoulder | B11 | 25 | 400 | 0 | 92.65 | 89.18 | 8.17 | 0
2030 | AZ_NM_SNV_Coal_2_SPP_S | AZ_NM_SNV_Coal | SPP_S | External | Shoulder | B12 | 200 | 400 | 0 | 92.65 | 85.32 | 8.17 | 0
2030 | AZ_NM_SNV_Coal_2_SPP_S | AZ_NM_SNV_Coal | SPP_S | External | Shoulder | B13 | 600 | 400 | 0 | 92.65 | 79.33 | 8.17 | 0
2030 | AZ_NM_SNV_Coal_2_SPP_S | AZ_NM_SNV_Coal | SPP_S | External | Shoulder | B14 | 900 | 400 | 0 | 92.65 | 15.69 | 8.17 | 0
2030 | AZ_NM_SNV_Coal_2_SPP_S | AZ_NM_SNV_Coal | SPP_S | External | Shoulder | B15 | 1203 | 400 | 0 | 87.06 | 0.01 | 8.17 | 0
2030 | AZ_NM_SNV_Coal_2_SPP_S | AZ_NM_SNV_Coal | SPP_S | External | Summer | B1 | 10 | 400 | 0 | 751.2 | 88.64 | 8.17 | 0
2030 | AZ_NM_SNV_Coal_2_SPP_S | AZ_NM_SNV_Coal | SPP_S | External | Summer | B2 | 25 | 400 | 0 | 150.63 | 144.28 | 8.17 | 0
2030 | AZ_NM_SNV_Coal_2_SPP_S | AZ_NM_SNV_Coal | SPP_S | External | Summer | B3 | 75 | 400 | 0 | 150.63 | 146.17 | 8.17 | 0
2030 | AZ_NM_SNV_Coal_2_SPP_S | AZ_NM_SNV_Coal | SPP_S | External | Summer | B4 | 100 | 400 | 0 | 142.53 | 143.79 | 8.17 | 0
2030 | AZ_NM_SNV_Coal_2_SPP_S | AZ_NM_SNV_Coal | SPP_S | External | Summer | B5 | 200 | 400 | 400 | 123.28 | 133.32 | 8.17 | 1.87
2030 | AZ_NM_SNV_Coal_2_SPP_S | AZ_NM_SNV_Coal | SPP_S | External | Summer | B6 | 300 | 400 | 0 | 99.05 | 95.82 | 8.17 | 0
2030 | AZ_NM_SNV_Coal_2_SPP_S | AZ_NM_SNV_Coal | SPP_S | External | Summer | B7 | 400 | 400 | 0 | 96.57 | 88.64 | 8.17 | 0
2030 | AZ_NM_SNV_Coal_2_SPP_S | AZ_NM_SNV_Coal | SPP_S | External | Summer | B8 | 500 | 400 | 0 | 95.16 | 88.44 | 8.17 | 0
2030 | AZ_NM_SNV_Coal_2_SPP_S | AZ_NM_SNV_Coal | SPP_S | External | Summer | B9 | 800 | 400 | 0 | 93.4 | 87.41 | 8.17 | 0
2030 | AZ_NM_SNV_Coal_2_SPP_S | AZ_NM_SNV_Coal | SPP_S | External | Summer | B10 | 1262 | 400 | 0 | 90.68 | 71.87 | 8.17 | 0
2030 | AZ_NM_SNV_Coal_2_SPP_S | AZ_NM_SNV_Coal | SPP_S | External | Winter | B16 | 25 | 400 | 0 | 96.41 | 73.57 | 8.17 | 0
2030 | AZ_NM_SNV_Coal_2_SPP_S | AZ_NM_SNV_Coal | SPP_S | External | Winter | B17 | 100 | 400 | 0 | 90.55 | 68.14 | 8.17 | 0
2030 | AZ_NM_SNV_Coal_2_SPP_S | AZ_NM_SNV_Coal | SPP_S | External | Winter | B18 | 400 | 400 | 0 | 90.55 | 81.56 | 8.17 | 0
2030 | AZ_NM_SNV_Coal_2_SPP_S | AZ_NM_SNV_Coal | SPP_S | External | Winter | B19 | 700 | 400 | 0 | 90.55 | 73.57 | 8.17 | 0
2030 | AZ_NM_SNV_Coal_2_SPP_S | AZ_NM_SNV_Coal | SPP_S | External | Winter | B20 | 935 | 400 | 0 | 90.27 | 11.53 | 8.17 | 0
2030 | ERCOT_2_SPP_S | ERCOT | SPP_S | External | Shoulder | B11 | 25 | 800 | 0 | 90.02 | 89.18 | 8 | 0
2030 | ERCOT_2_SPP_S | ERCOT | SPP_S | External | Shoulder | B12 | 200 | 800 | 0 | 90.02 | 85.32 | 8 | 0
2030 | ERCOT_2_SPP_S | ERCOT | SPP_S | External | Shoulder | B13 | 600 | 800 | 0 | 90.02 | 79.33 | 8 | 0
2030 | ERCOT_2_SPP_S | ERCOT | SPP_S | External | Shoulder | B14 | 900 | 800 | 0 | 89.98 | 15.69 | 8 | 0
2030 | ERCOT_2_SPP_S | ERCOT | SPP_S | External | Shoulder | B15 | 1203 | 800 | 0 | 77.97 | 0.01 | 8 | 0
2030 | ERCOT_2_SPP_S | ERCOT | SPP_S | External | Summer | B1 | 10 | 800 | 0 | 751.19 | 88.64 | 8 | 0
2030 | ERCOT_2_SPP_S | ERCOT | SPP_S | External | Summer | B2 | 25 | 800 | 0 | 751.19 | 144.28 | 8 | 0
2030 | ERCOT_2_SPP_S | ERCOT | SPP_S | External | Summer | B3 | 75 | 800 | 0 | 151.17 | 146.17 | 8 | 0
2030 | ERCOT_2_SPP_S | ERCOT | SPP_S | External | Summer | B4 | 100 | 800 | 0 | 147.9 | 143.79 | 8 | 0
2030 | ERCOT_2_SPP_S | ERCOT | SPP_S | External | Summer | B5 | 200 | 800 | 63 | 125.32 | 133.32 | 8 | 0
2030 | ERCOT_2_SPP_S | ERCOT | SPP_S | External | Summer | B6 | 300 | 800 | 0 | 96.87 | 95.82 | 8 | 0
2030 | ERCOT_2_SPP_S | ERCOT | SPP_S | External | Summer | B7 | 400 | 800 | 0 | 88.64 | 88.64 | 8 | 0
2030 | ERCOT_2_SPP_S | ERCOT | SPP_S | External | Summer | B8 | 500 | 800 | 0 | 88.64 | 88.44 | 8 | 0
2030 | ERCOT_2_SPP_S | ERCOT | SPP_S | External | Summer | B9 | 800 | 800 | 0 | 88.64 | 87.41 | 8 | 0
2030 | ERCOT_2_SPP_S | ERCOT | SPP_S | External | Summer | B10 | 1262 | 800 | 0 | 76.8 | 71.87 | 8 | 0
2030 | ERCOT_2_SPP_S | ERCOT | SPP_S | External | Winter | B16 | 25 | 800 | 0 | 92.99 | 73.57 | 8 | 0
2030 | ERCOT_2_SPP_S | ERCOT | SPP_S | External | Winter | B17 | 100 | 800 | 0 | 92.99 | 68.14 | 8 | 0
2030 | ERCOT_2_SPP_S | ERCOT | SPP_S | External | Winter | B18 | 400 | 800 | 0 | 92.99 | 81.56 | 8 | 0
2030 | ERCOT_2_SPP_S | ERCOT | SPP_S | External | Winter | B19 | 700 | 800 | 0 | 92.99 | 73.57 | 8 | 0
2030 | ERCOT_2_SPP_S | ERCOT | SPP_S | External | Winter | B20 | 935 | 800 | 0 | 80.5 | 11.53 | 8 | 0
2030 | MAPP_US_2_RMPA | MAPP_US | RMPA | External | Shoulder | B11 | 25 | 200 | 0 | 83.05 | 90.05 | 8 | 0
2030 | MAPP_US_2_RMPA | MAPP_US | RMPA | External | Shoulder | B12 | 200 | 200 | 200 | 76.7 | 86.55 | 8 | 1.85
2030 | MAPP_US_2_RMPA | MAPP_US | RMPA | External | Shoulder | B13 | 600 | 200 | 200 | 69.32 | 86.55 | 8 | 9.23
2030 | MAPP_US_2_RMPA | MAPP_US | RMPA | External | Shoulder | B14 | 900 | 200 | 200 | 40.05 | 86.55 | 8 | 38.5
2030 | MAPP_US_2_RMPA | MAPP_US | RMPA | External | Shoulder | B15 | 1203 | 200 | 200 | 5.01 | 78.9 | 8 | 65.88
2030 | MAPP_US_2_RMPA | MAPP_US | RMPA | External | Summer | B1 | 10 | 200 | 0 | 137.21 | 142.46 | 8 | 0
2030 | MAPP_US_2_RMPA | MAPP_US | RMPA | External | Summer | B2 | 25 | 200 | 0 | 135.6 | 142.46 | 8 | 0
2030 | MAPP_US_2_RMPA | MAPP_US | RMPA | External | Summer | B3 | 75 | 200 | 200 | 134.2 | 142.46 | 8 | 0.26
2030 | MAPP_US_2_RMPA | MAPP_US | RMPA | External | Summer | B4 | 100 | 200 | 200 | 131.31 | 142.46 | 8 | 3.16
2030 | MAPP_US_2_RMPA | MAPP_US | RMPA | External | Summer | B5 | 200 | 200 | 0 | 131.31 | 138.31 | 8 | 0
2030 | MAPP_US_2_RMPA | MAPP_US | RMPA | External | Summer | B6 | 300 | 200 | 200 | 93.79 | 107.21 | 8 | 5.42
2030 | MAPP_US_2_RMPA | MAPP_US | RMPA | External | Summer | B7 | 400 | 200 | 200 | 81.88 | 104.72 | 8 | 14.84
2030 | MAPP_US_2_RMPA | MAPP_US | RMPA | External | Summer | B8 | 500 | 200 | 200 | 78.37 | 95.62 | 8 | 9.25
2030 | MAPP_US_2_RMPA | MAPP_US | RMPA | External | Summer | B9 | 800 | 200 | 200 | 75.27 | 95.62 | 8 | 12.35
2030 | MAPP_US_2_RMPA | MAPP_US | RMPA | External | Summer | B10 | 1262 | 200 | 200 | 65.33 | 95.62 | 8 | 22.29
2030 | MAPP_US_2_RMPA | MAPP_US | RMPA | External | Winter | B16 | 25 | 200 | 200 | 4.54 | 101.96 | 8 | 89.42
2030 | MAPP_US_2_RMPA | MAPP_US | RMPA | External | Winter | B17 | 100 | 200 | 200 | 54.12 | 100.27 | 8 | 38.15
2030 | MAPP_US_2_RMPA | MAPP_US | RMPA | External | Winter | B18 | 400 | 200 | 200 | 71.54 | 86.55 | 8 | 7.01
2030 | MAPP_US_2_RMPA | MAPP_US | RMPA | External | Winter | B19 | 700 | 200 | 200 | 71.54 | 86.55 | 8 | 7.01
2030 | MAPP_US_2_RMPA | MAPP_US | RMPA | External | Winter | B20 | 935 | 200 | 200 | 16.51 | 73.42 | 8 | 48.91
2030 | NE_2_RMPA | NE | RMPA | External | Shoulder | B11 | 25 | 310 | 107.68 | 85.05 | 90.05 | 5 | 0
2030 | NE_2_RMPA | NE | RMPA | External | Shoulder | B12 | 200 | 310 | 310 | 78.7 | 86.55 | 5 | 2.85
2030 | NE_2_RMPA | NE | RMPA | External | Shoulder | B13 | 600 | 310 | 310 | 71.32 | 86.55 | 5 | 10.23
2030 | NE_2_RMPA | NE | RMPA | External | Shoulder | B14 | 900 | 310 | 310 | 35.05 | 86.55 | 5 | 46.5
2030 | NE_2_RMPA | NE | RMPA | External | Shoulder | B15 | 1203 | 310 | 310 | 0.01 | 78.9 | 5 | 73.88
2030 | NE_2_RMPA | NE | RMPA | External | Summer | B1 | 10 | 310 | 0 | 139.21 | 142.46 | 5 | 0
2030 | NE_2_RMPA | NE | RMPA | External | Summer | B2 | 25 | 310 | 0 | 137.6 | 142.46 | 5 | 0
2030 | NE_2_RMPA | NE | RMPA | External | Summer | B3 | 75 | 310 | 193.62 | 137.46 | 142.46 | 5 | 0
2030 | NE_2_RMPA | NE | RMPA | External | Summer | B4 | 100 | 310 | 0 | 138.31 | 142.46 | 5 | 0
2030 | NE_2_RMPA | NE | RMPA | External | Summer | B5 | 200 | 310 | 126.37 | 133.31 | 138.31 | 5 | 0
2030 | NE_2_RMPA | NE | RMPA | External | Summer | B6 | 300 | 310 | 310 | 95.79 | 107.21 | 5 | 6.42
2030 | NE_2_RMPA | NE | RMPA | External | Summer | B7 | 400 | 310 | 310 | 83.88 | 104.72 | 5 | 15.84
2030 | NE_2_RMPA | NE | RMPA | External | Summer | B8 | 500 | 310 | 310 | 80.37 | 95.62 | 5 | 10.25
2030 | NE_2_RMPA | NE | RMPA | External | Summer | B9 | 800 | 310 | 310 | 77.27 | 95.62 | 5 | 13.35
2030 | NE_2_RMPA | NE | RMPA | External | Summer | B10 | 1262 | 310 | 310 | 67.33 | 95.62 | 5 | 23.29
2030 | NE_2_RMPA | NE | RMPA | External | Winter | B16 | 25 | 310 | 310 | 0.01 | 101.96 | 5 | 96.95
2030 | NE_2_RMPA | NE | RMPA | External | Winter | B17 | 100 | 310 | 310 | 49.12 | 100.27 | 5 | 46.15
2030 | NE_2_RMPA | NE | RMPA | External | Winter | B18 | 400 | 310 | 310 | 71.94 | 86.55 | 5 | 9.61
2030 | NE_2_RMPA | NE | RMPA | External | Winter | B19 | 700 | 310 | 310 | 71.94 | 86.55 | 5 | 9.61
2030 | NE_2_RMPA | NE | RMPA | External | Winter | B20 | 935 | 310 | 310 | 11.51 | 73.42 | 5 | 56.91
2030 | NWPP_Coal_2_MAPP_US | NWPP_Coal | MAPP_US | External | Shoulder | B11 | 25 | 150 | 0 | 94.71 | 83.05 | 8 | 0
2030 | NWPP_Coal_2_MAPP_US | NWPP_Coal | MAPP_US | External | Shoulder | B12 | 200 | 150 | 0 | 94.71 | 76.7 | 8 | 0
2030 | NWPP_Coal_2_MAPP_US | NWPP_Coal | MAPP_US | External | Shoulder | B13 | 600 | 150 | 0 | 94.71 | 69.32 | 8 | 0
2030 | NWPP_Coal_2_MAPP_US | NWPP_Coal | MAPP_US | External | Shoulder | B14 | 900 | 150 | 0 | 94.71 | 40.05 | 8 | 0
2030 | NWPP_Coal_2_MAPP_US | NWPP_Coal | MAPP_US | External | Shoulder | B15 | 1203 | 150 | 0 | 94.71 | 5.01 | 8 | 0
2030 | NWPP_Coal_2_MAPP_US | NWPP_Coal | MAPP_US | External | Summer | B1 | 10 | 150 | 150 | 119.27 | 137.21 | 8 | 9.93
2030 | NWPP_Coal_2_MAPP_US | NWPP_Coal | MAPP_US | External | Summer | B2 | 25 | 150 | 150 | 99.93 | 135.6 | 8 | 27.66
2030 | NWPP_Coal_2_MAPP_US | NWPP_Coal | MAPP_US | External | Summer | B3 | 75 | 150 | 150 | 96.56 | 134.2 | 8 | 29.65
2030 | NWPP_Coal_2_MAPP_US | NWPP_Coal | MAPP_US | External | Summer | B4 | 100 | 150 | 150 | 96.56 | 131.31 | 8 | 26.75
2030 | NWPP_Coal_2_MAPP_US | NWPP_Coal | MAPP_US | External | Summer | B5 | 200 | 150 | 150 | 96.56 | 131.31 | 8 | 26.75
2030 | NWPP_Coal_2_MAPP_US | NWPP_Coal | MAPP_US | External | Summer | B6 | 300 | 150 | 0 | 96.56 | 93.79 | 8 | 0
2030 | NWPP_Coal_2_MAPP_US | NWPP_Coal | MAPP_US | External | Summer | B7 | 400 | 150 | 0 | 96.56 | 81.88 | 8 | 0
2030 | NWPP_Coal_2_MAPP_US | NWPP_Coal | MAPP_US | External | Summer | B8 | 500 | 150 | 0 | 96.56 | 78.37 | 8 | 0
2030 | NWPP_Coal_2_MAPP_US | NWPP_Coal | MAPP_US | External | Summer | B9 | 800 | 150 | 0 | 96.56 | 75.27 | 8 | 0
2030 | NWPP_Coal_2_MAPP_US | NWPP_Coal | MAPP_US | External | Summer | B10 | 1262 | 150 | 0 | 96.56 | 65.33 | 8 | 0
2030 | NWPP_Coal_2_MAPP_US | NWPP_Coal | MAPP_US | External | Winter | B16 | 25 | 150 | 0 | 94.71 | 4.54 | 8 | 0
2030 | NWPP_Coal_2_MAPP_US | NWPP_Coal | MAPP_US | External | Winter | B17 | 100 | 150 | 0 | 94.71 | 54.12 | 8 | 0
2030 | NWPP_Coal_2_MAPP_US | NWPP_Coal | MAPP_US | External | Winter | B18 | 400 | 150 | 0 | 94.71 | 71.54 | 8 | 0
2030 | NWPP_Coal_2_MAPP_US | NWPP_Coal | MAPP_US | External | Winter | B19 | 700 | 150 | 0 | 94.71 | 71.54 | 8 | 0
2030 | NWPP_Coal_2_MAPP_US | NWPP_Coal | MAPP_US | External | Winter | B20 | 935 | 150 | 0 | 94.71 | 16.51 | 8 | 0
2030 | RMPA_2_MAPP_US | RMPA | MAPP_US | External | Shoulder | B11 | 25 | 200 | 0 | 90.05 | 83.05 | 8 | 0
2030 | RMPA_2_MAPP_US | RMPA | MAPP_US | External | Shoulder | B12 | 200 | 200 | 0 | 86.55 | 76.7 | 8 | 0
2030 | RMPA_2_MAPP_US | RMPA | MAPP_US | External | Shoulder | B13 | 600 | 200 | 0 | 86.55 | 69.32 | 8 | 0
2030 | RMPA_2_MAPP_US | RMPA | MAPP_US | External | Shoulder | B14 | 900 | 200 | 0 | 86.55 | 40.05 | 8 | 0
2030 | RMPA_2_MAPP_US | RMPA | MAPP_US | External | Shoulder | B15 | 1203 | 200 | 0 | 78.9 | 5.01 | 8 | 0
2030 | RMPA_2_MAPP_US | RMPA | MAPP_US | External | Summer | B1 | 10 | 200 | 0 | 142.46 | 137.21 | 8 | 0
2030 | RMPA_2_MAPP_US | RMPA | MAPP_US | External | Summer | B2 | 25 | 200 | 0 | 142.46 | 135.6 | 8 | 0
2030 | RMPA_2_MAPP_US | RMPA | MAPP_US | External | Summer | B3 | 75 | 200 | 0 | 142.46 | 134.2 | 8 | 0
2030 | RMPA_2_MAPP_US | RMPA | MAPP_US | External | Summer | B4 | 100 | 200 | 0 | 142.46 | 131.31 | 8 | 0
2030 | RMPA_2_MAPP_US | RMPA | MAPP_US | External | Summer | B5 | 200 | 200 | 0 | 138.31 | 131.31 | 8 | 0
2030 | RMPA_2_MAPP_US | RMPA | MAPP_US | External | Summer | B6 | 300 | 200 | 0 | 107.21 | 93.79 | 8 | 0
2030 | RMPA_2_MAPP_US | RMPA | MAPP_US | External | Summer | B7 | 400 | 200 | 0 | 104.72 | 81.88 | 8 | 0
2030 | RMPA_2_MAPP_US | RMPA | MAPP_US | External | Summer | B8 | 500 | 200 | 0 | 95.62 | 78.37 | 8 | 0
2030 | RMPA_2_MAPP_US | RMPA | MAPP_US | External | Summer | B9 | 800 | 200 | 0 | 95.62 | 75.27 | 8 | 0
2030 | RMPA_2_MAPP_US | RMPA | MAPP_US | External | Summer | B10 | 1262 | 200 | 0 | 95.62 | 65.33 | 8 | 0
2030 | RMPA_2_MAPP_US | RMPA | MAPP_US | External | Winter | B16 | 25 | 200 | 0 | 101.96 | 4.54 | 8 | 0
2030 | RMPA_2_MAPP_US | RMPA | MAPP_US | External | Winter | B17 | 100 | 200 | 0 | 100.27 | 54.12 | 8 | 0
2030 | RMPA_2_MAPP_US | RMPA | MAPP_US | External | Winter | B18 | 400 | 200 | 0 | 86.55 | 71.54 | 8 | 0
2030 | RMPA_2_MAPP_US | RMPA | MAPP_US | External | Winter | B19 | 700 | 200 | 0 | 86.55 | 71.54 | 8 | 0
2030 | RMPA_2_MAPP_US | RMPA | MAPP_US | External | Winter | B20 | 935 | 200 | 0 | 73.42 | 16.51 | 8 | 0
2030 | RMPA_2_NE | RMPA | NE | External | Shoulder | B11 | 25 | 310 | 0 | 90.05 | 85.05 | 8 | 0
2030 | RMPA_2_NE | RMPA | NE | External | Shoulder | B12 | 200 | 310 | 0 | 86.55 | 78.7 | 8 | 0
2030 | RMPA_2_NE | RMPA | NE | External | Shoulder | B13 | 600 | 310 | 0 | 86.55 | 71.32 | 8 | 0
2030 | RMPA_2_NE | RMPA | NE | External | Shoulder | B14 | 900 | 310 | 0 | 86.55 | 35.05 | 8 | 0
2030 | RMPA_2_NE | RMPA | NE | External | Shoulder | B15 | 1203 | 310 | 0 | 78.9 | 0.01 | 8 | 0
2030 | RMPA_2_NE | RMPA | NE | External | Summer | B1 | 10 | 310 | 0 | 142.46 | 139.21 | 8 | 0
2030 | RMPA_2_NE | RMPA | NE | External | Summer | B2 | 25 | 310 | 0 | 142.46 | 137.6 | 8 | 0
2030 | RMPA_2_NE | RMPA | NE | External | Summer | B3 | 75 | 310 | 0 | 142.46 | 137.46 | 8 | 0
2030 | RMPA_2_NE | RMPA | NE | External | Summer | B4 | 100 | 310 | 0 | 142.46 | 138.31 | 8 | 0
2030 | RMPA_2_NE | RMPA | NE | External | Summer | B5 | 200 | 310 | 0 | 138.31 | 133.31 | 8 | 0
2030 | RMPA_2_NE | RMPA | NE | External | Summer | B6 | 300 | 310 | 0 | 107.21 | 95.79 | 8 | 0
2030 | RMPA_2_NE | RMPA | NE | External | Summer | B7 | 400 | 310 | 0 | 104.72 | 83.88 | 8 | 0
2030 | RMPA_2_NE | RMPA | NE | External | Summer | B8 | 500 | 310 | 0 | 95.62 | 80.37 | 8 | 0
2030 | RMPA_2_NE | RMPA | NE | External | Summer | B9 | 800 | 310 | 0 | 95.62 | 77.27 | 8 | 0
2030 | RMPA_2_NE | RMPA | NE | External | Summer | B10 | 1262 | 310 | 0 | 95.62 | 67.33 | 8 | 0
2030 | RMPA_2_NE | RMPA | NE | External | Winter | B16 | 25 | 310 | 0 | 101.96 | 0.01 | 8 | 0
2030 | RMPA_2_NE | RMPA | NE | External | Winter | B17 | 100 | 310 | 0 | 100.27 | 49.12 | 8 | 0
2030 | RMPA_2_NE | RMPA | NE | External | Winter | B18 | 400 | 310 | 0 | 86.55 | 71.94 | 8 | 0
2030 | RMPA_2_NE | RMPA | NE | External | Winter | B19 | 700 | 310 | 0 | 86.55 | 71.94 | 8 | 0
2030 | RMPA_2_NE | RMPA | NE | External | Winter | B20 | 935 | 310 | 0 | 73.42 | 11.51 | 8 | 0
2030 | RMPA_2_SPP_N | RMPA | SPP_N | External | Shoulder | B11 | 25 | 210 | 0 | 90.05 | 89.17 | 8 | 0
2030 | RMPA_2_SPP_N | RMPA | SPP_N | External | Shoulder | B12 | 200 | 210 | 0 | 86.55 | 85.31 | 8 | 0
2030 | RMPA_2_SPP_N | RMPA | SPP_N | External | Shoulder | B13 | 600 | 210 | 0 | 86.55 | 79.32 | 8 | 0
2030 | RMPA_2_SPP_N | RMPA | SPP_N | External | Shoulder | B14 | 900 | 210 | 0 | 86.55 | 21.74 | 8 | 0
2030 | RMPA_2_SPP_N | RMPA | SPP_N | External | Shoulder | B15 | 1203 | 210 | 0 | 78.9 | 0.01 | 8 | 0
2030 | RMPA_2_SPP_N | RMPA | SPP_N | External | Summer | B1 | 10 | 210 | 0 | 142.46 | 92.01 | 8 | 0
2030 | RMPA_2_SPP_N | RMPA | SPP_N | External | Summer | B2 | 25 | 210 | 0 | 142.46 | 144.28 | 8 | 0
2030 | RMPA_2_SPP_N | RMPA | SPP_N | External | Summer | B3 | 75 | 210 | 0 | 142.46 | 146.16 | 8 | 0
2030 | RMPA_2_SPP_N | RMPA | SPP_N | External | Summer | B4 | 100 | 210 | 0 | 142.46 | 143.79 | 8 | 0
2030 | RMPA_2_SPP_N | RMPA | SPP_N | External | Summer | B5 | 200 | 210 | 0 | 138.31 | 133.32 | 8 | 0
2030 | RMPA_2_SPP_N | RMPA | SPP_N | External | Summer | B6 | 300 | 210 | 0 | 107.21 | 95.8 | 8 | 0
2030 | RMPA_2_SPP_N | RMPA | SPP_N | External | Summer | B7 | 400 | 210 | 0 | 104.72 | 88.63 | 8 | 0
2030 | RMPA_2_SPP_N | RMPA | SPP_N | External | Summer | B8 | 500 | 210 | 0 | 95.62 | 87.5 | 8 | 0
2030 | RMPA_2_SPP_N | RMPA | SPP_N | External | Summer | B9 | 800 | 210 | 0 | 95.62 | 85.28 | 8 | 0
2030 | RMPA_2_SPP_N | RMPA | SPP_N | External | Summer | B10 | 1262 | 210 | 0 | 95.62 | 67.34 | 8 | 0
2030 | RMPA_2_SPP_N | RMPA | SPP_N | External | Winter | B16 | 25 | 210 | 0 | 101.96 | 73.56 | 8 | 0
2030 | RMPA_2_SPP_N | RMPA | SPP_N | External | Winter | B17 | 100 | 210 | 0 | 100.27 | 68.12 | 8 | 0
2030 | RMPA_2_SPP_N | RMPA | SPP_N | External | Winter | B18 | 400 | 210 | 0 | 86.55 | 81.55 | 8 | 0
2030 | RMPA_2_SPP_N | RMPA | SPP_N | External | Winter | B19 | 700 | 210 | 0 | 86.55 | 73.56 | 8 | 0
2030 | RMPA_2_SPP_N | RMPA | SPP_N | External | Winter | B20 | 935 | 210 | 0 | 73.42 | 11.52 | 8 | 0
2030 | SPP_N_2_RMPA | SPP_N | RMPA | External | Shoulder | B11 | 25 | 210 | 0 | 89.17 | 90.05 | 5 | 0
2030 | SPP_N_2_RMPA | SPP_N | RMPA | External | Shoulder | B12 | 200 | 210 | 0 | 85.31 | 86.55 | 5 | 0
2030 | SPP_N_2_RMPA | SPP_N | RMPA | External | Shoulder | B13 | 600 | 210 | 210 | 79.32 | 86.55 | 5 | 2.23
2030 | SPP_N_2_RMPA | SPP_N | RMPA | External | Shoulder | B14 | 900 | 210 | 210 | 21.74 | 86.55 | 5 | 59.81
2030 | SPP_N_2_RMPA | SPP_N | RMPA | External | Shoulder | B15 | 1203 | 210 | 210 | 0.01 | 78.9 | 5 | 73.88
2030 | SPP_N_2_RMPA | SPP_N | RMPA | External | Summer | B1 | 10 | 210 | 210 | 92.01 | 142.46 | 5 | 45.46
2030 | SPP_N_2_RMPA | SPP_N | RMPA | External | Summer | B2 | 25 | 210 | 0 | 144.28 | 142.46 | 5 | 0
2030 | SPP_N_2_RMPA | SPP_N | RMPA | External | Summer | B3 | 75 | 210 | 0 | 146.16 | 142.46 | 5 | 0
2030 | SPP_N_2_RMPA | SPP_N | RMPA | External | Summer | B4 | 100 | 210 | 0 | 143.79 | 142.46 | 5 | 0
2030 | SPP_N_2_RMPA | SPP_N | RMPA | External | Summer | B5 | 200 | 210 | 0 | 133.32 | 138.31 | 5 | 0
2030 | SPP_N_2_RMPA | SPP_N | RMPA | External | Summer | B6 | 300 | 210 | 210 | 95.8 | 107.21 | 5 | 6.41
2030 | SPP_N_2_RMPA | SPP_N | RMPA | External | Summer | B7 | 400 | 210 | 210 | 88.63 | 104.72 | 5 | 11.09
2030 | SPP_N_2_RMPA | SPP_N | RMPA | External | Summer | B8 | 500 | 210 | 210 | 87.5 | 95.62 | 5 | 3.12
2030 | SPP_N_2_RMPA | SPP_N | RMPA | External | Summer | B9 | 800 | 210 | 210 | 85.28 | 95.62 | 5 | 5.34
2030 | SPP_N_2_RMPA | SPP_N | RMPA | External | Summer | B10 | 1262 | 210 | 210 | 67.34 | 95.62 | 5 | 23.28
2030 | SPP_N_2_RMPA | SPP_N | RMPA | External | Winter | B16 | 25 | 210 | 210 | 73.56 | 101.96 | 5 | 23.4
2030 | SPP_N_2_RMPA | SPP_N | RMPA | External | Winter | B17 | 100 | 210 | 210 | 68.12 | 100.27 | 5 | 27.15
2030 | SPP_N_2_RMPA | SPP_N | RMPA | External | Winter | B18 | 400 | 210 | 36.3 | 81.55 | 86.55 | 5 | 0
2030 | SPP_N_2_RMPA | SPP_N | RMPA | External | Winter | B19 | 700 | 210 | 210 | 73.56 | 86.55 | 5 | 7.99
2030 | SPP_N_2_RMPA | SPP_N | RMPA | External | Winter | B20 | 935 | 210 | 210 | 11.52 | 73.42 | 5 | 56.9
2030 | SPP_S_2_ERCOT | SPP_S | ERCOT | External | Shoulder | B11 | 25 | 800 | 0 | 89.18 | 90.02 | 5 | 0
2030 | SPP_S_2_ERCOT | SPP_S | ERCOT | External | Shoulder | B12 | 200 | 800 | 0 | 85.32 | 90.02 | 5 | 0
2030 | SPP_S_2_ERCOT | SPP_S | ERCOT | External | Shoulder | B13 | 600 | 800 | 800 | 79.33 | 90.02 | 5 | 5.69
2030 | SPP_S_2_ERCOT | SPP_S | ERCOT | External | Shoulder | B14 | 900 | 800 | 800 | 15.69 | 89.98 | 5 | 69.29
2030 | SPP_S_2_ERCOT | SPP_S | ERCOT | External | Shoulder | B15 | 1203 | 800 | 800 | 0.01 | 77.97 | 5 | 72.96
2030 | SPP_S_2_ERCOT | SPP_S | ERCOT | External | Summer | B1 | 10 | 800 | 800 | 88.64 | 751.19 | 5 | 657.55
2030 | SPP_S_2_ERCOT | SPP_S | ERCOT | External | Summer | B2 | 25 | 800 | 800 | 144.28 | 751.19 | 5 | 601.91
2030 | SPP_S_2_ERCOT | SPP_S | ERCOT | External | Summer | B3 | 75 | 800 | 202.7 | 146.17 | 151.17 | 5 | 0
2030 | SPP_S_2_ERCOT | SPP_S | ERCOT | External | Summer | B4 | 100 | 800 | 0 | 143.79 | 147.9 | 5 | 0
2030 | SPP_S_2_ERCOT | SPP_S | ERCOT | External | Summer | B5 | 200 | 800 | 0 | 133.32 | 125.32 | 5 | 0
2030 | SPP_S_2_ERCOT | SPP_S | ERCOT | External | Summer | B6 | 300 | 800 | 0 | 95.82 | 96.87 | 5 | 0
2030 | SPP_S_2_ERCOT | SPP_S | ERCOT | External | Summer | B7 | 400 | 800 | 0 | 88.64 | 88.64 | 5 | 0
2030 | SPP_S_2_ERCOT | SPP_S | ERCOT | External | Summer | B8 | 500 | 800 | 0 | 88.44 | 88.64 | 5 | 0
2030 | SPP_S_2_ERCOT | SPP_S | ERCOT | External | Summer | B9 | 800 | 800 | 0 | 87.41 | 88.64 | 5 | 0
2030 | SPP_S_2_ERCOT | SPP_S | ERCOT | External | Summer | B10 | 1262 | 800 | 0 | 71.87 | 76.8 | 5 | 0
2030 | SPP_S_2_ERCOT | SPP_S | ERCOT | External | Winter | B16 | 25 | 800 | 800 | 73.57 | 92.99 | 5 | 14.42
2030 | SPP_S_2_ERCOT | SPP_S | ERCOT | External | Winter | B17 | 100 | 800 | 800 | 68.14 | 92.99 | 5 | 19.85
2030 | SPP_S_2_ERCOT | SPP_S | ERCOT | External | Winter | B18 | 400 | 800 | 800 | 81.56 | 92.99 | 5 | 6.43
2030 | SPP_S_2_ERCOT | SPP_S | ERCOT | External | Winter | B19 | 700 | 800 | 800 | 73.57 | 92.99 | 5 | 14.42
2030 | SPP_S_2_ERCOT | SPP_S | ERCOT | External | Winter | B20 | 935 | 800 | 800 | 11.53 | 80.5 | 5 | 63.97
2035 | AZ_NM_SNV_Coal_2_SPP_S | AZ_NM_SNV_Coal | SPP_S | External | Shoulder | B11 | 25 | 400 | 400 | 114.25 | 131.37 | 8.17 | 8.95
2035 | AZ_NM_SNV_Coal_2_SPP_S | AZ_NM_SNV_Coal | SPP_S | External | Shoulder | B12 | 200 | 400 | 0 | 113.66 | 109.8 | 8.17 | 0
2035 | AZ_NM_SNV_Coal_2_SPP_S | AZ_NM_SNV_Coal | SPP_S | External | Shoulder | B13 | 600 | 400 | 0 | 113.62 | 83.89 | 8.17 | 0
2035 | AZ_NM_SNV_Coal_2_SPP_S | AZ_NM_SNV_Coal | SPP_S | External | Shoulder | B14 | 900 | 400 | 0 | 113.62 | 0.01 | 8.17 | 0
2035 | AZ_NM_SNV_Coal_2_SPP_S | AZ_NM_SNV_Coal | SPP_S | External | Shoulder | B15 | 1203 | 400 | 0 | 97.92 | 0.01 | 8.17 | 0
2035 | AZ_NM_SNV_Coal_2_SPP_S | AZ_NM_SNV_Coal | SPP_S | External | Summer | B1 | 10 | 400 | 0 | 308.89 | 11.53 | 8.17 | 0
2035 | AZ_NM_SNV_Coal_2_SPP_S | AZ_NM_SNV_Coal | SPP_S | External | Summer | B2 | 25 | 400 | 0 | 238.96 | 211.32 | 8.17 | 0
2035 | AZ_NM_SNV_Coal_2_SPP_S | AZ_NM_SNV_Coal | SPP_S | External | Summer | B3 | 75 | 400 | 0 | 220.12 | 219.61 | 8.17 | 0
2035 | AZ_NM_SNV_Coal_2_SPP_S | AZ_NM_SNV_Coal | SPP_S | External | Summer | B4 | 100 | 400 | 400 | 192.27 | 205.61 | 8.17 | 5.18
2035 | AZ_NM_SNV_Coal_2_SPP_S | AZ_NM_SNV_Coal | SPP_S | External | Summer | B5 | 200 | 400 | 322.2 | 144.68 | 152.84 | 8.17 | 0
2035 | AZ_NM_SNV_Coal_2_SPP_S | AZ_NM_SNV_Coal | SPP_S | External | Summer | B6 | 300 | 400 | 0 | 136.32 | 139.5 | 8.17 | 0
2035 | AZ_NM_SNV_Coal_2_SPP_S | AZ_NM_SNV_Coal | SPP_S | External | Summer | B7 | 400 | 400 | 0 | 136.32 | 134.62 | 8.17 | 0
2035 | AZ_NM_SNV_Coal_2_SPP_S | AZ_NM_SNV_Coal | SPP_S | External | Summer | B8 | 500 | 400 | 0 | 136.32 | 129.6 | 8.17 | 0
2035 | AZ_NM_SNV_Coal_2_SPP_S | AZ_NM_SNV_Coal | SPP_S | External | Summer | B9 | 800 | 400 | 0 | 136.32 | 118.37 | 8.17 | 0
2035 | AZ_NM_SNV_Coal_2_SPP_S | AZ_NM_SNV_Coal | SPP_S | External | Summer | B10 | 1262 | 400 | 0 | 128.14 | 100.16 | 8.17 | 0
2035 | AZ_NM_SNV_Coal_2_SPP_S | AZ_NM_SNV_Coal | SPP_S | External | Winter | B16 | 25 | 400 | 0 | 114.25 | 0.02 | 8.17 | 0
2035 | AZ_NM_SNV_Coal_2_SPP_S | AZ_NM_SNV_Coal | SPP_S | External | Winter | B17 | 100 | 400 | 0 | 114.24 | 0.02 | 8.17 | 0
2035 | AZ_NM_SNV_Coal_2_SPP_S | AZ_NM_SNV_Coal | SPP_S | External | Winter | B18 | 400 | 400 | 0 | 114.24 | 76.88 | 8.17 | 0
2035 | AZ_NM_SNV_Coal_2_SPP_S | AZ_NM_SNV_Coal | SPP_S | External | Winter | B19 | 700 | 400 | 0 | 114.24 | 43.68 | 8.17 | 0
2035 | AZ_NM_SNV_Coal_2_SPP_S | AZ_NM_SNV_Coal | SPP_S | External | Winter | B20 | 935 | 400 | 0 | 97.92 | 0.01 | 8.17 | 0
2035 | ERCOT_2_SPP_S | ERCOT | SPP_S | External | Shoulder | B11 | 25 | 800 | 0 | 136.08 | 131.37 | 8 | 0
2035 | ERCOT_2_SPP_S | ERCOT | SPP_S | External | Shoulder | B12 | 200 | 800 | 0 | 136.08 | 109.8 | 8 | 0
2035 | ERCOT_2_SPP_S | ERCOT | SPP_S | External | Shoulder | B13 | 600 | 800 | 0 | 136.08 | 83.89 | 8 | 0
2035 | ERCOT_2_SPP_S | ERCOT | SPP_S | External | Shoulder | B14 | 900 | 800 | 0 | 117.15 | 0.01 | 8 | 0
2035 | ERCOT_2_SPP_S | ERCOT | SPP_S | External | Shoulder | B15 | 1203 | 800 | 0 | 58.18 | 0.01 | 8 | 0
2035 | ERCOT_2_SPP_S | ERCOT | SPP_S | External | Summer | B1 | 10 | 800 | 0 | 751.19 | 11.53 | 8 | 0
2035 | ERCOT_2_SPP_S | ERCOT | SPP_S | External | Summer | B2 | 25 | 800 | 0 | 751.19 | 211.32 | 8 | 0
2035 | ERCOT_2_SPP_S | ERCOT | SPP_S | External | Summer | B3 | 75 | 800 | 0 | 256.15 | 219.61 | 8 | 0
2035 | ERCOT_2_SPP_S | ERCOT | SPP_S | External | Summer | B4 | 100 | 800 | 0 | 210.61 | 205.61 | 8 | 0
2035 | ERCOT_2_SPP_S | ERCOT | SPP_S | External | Summer | B5 | 200 | 800 | 800 | 134.52 | 152.84 | 8 | 10.32
2035 | ERCOT_2_SPP_S | ERCOT | SPP_S | External | Summer | B6 | 300 | 800 | 0 | 134.52 | 139.5 | 8 | 0
2035 | ERCOT_2_SPP_S | ERCOT | SPP_S | External | Summer | B7 | 400 | 800 | 0 | 134.52 | 134.62 | 8 | 0
2035 | ERCOT_2_SPP_S | ERCOT | SPP_S | External | Summer | B8 | 500 | 800 | 0 | 134.52 | 129.6 | 8 | 0
2035 | ERCOT_2_SPP_S | ERCOT | SPP_S | External | Summer | B9 | 800 | 800 | 0 | 134.52 | 118.37 | 8 | 0
2035 | ERCOT_2_SPP_S | ERCOT | SPP_S | External | Summer | B10 | 1262 | 800 | 0 | 115.82 | 100.16 | 8 | 0
2035 | ERCOT_2_SPP_S | ERCOT | SPP_S | External | Winter | B16 | 25 | 800 | 0 | 139.35 | 0.02 | 8 | 0
2035 | ERCOT_2_SPP_S | ERCOT | SPP_S | External | Winter | B17 | 100 | 800 | 0 | 139.35 | 0.02 | 8 | 0
2035 | ERCOT_2_SPP_S | ERCOT | SPP_S | External | Winter | B18 | 400 | 800 | 0 | 139.35 | 76.88 | 8 | 0
2035 | ERCOT_2_SPP_S | ERCOT | SPP_S | External | Winter | B19 | 700 | 800 | 0 | 119.92 | 43.68 | 8 | 0
2035 | ERCOT_2_SPP_S | ERCOT | SPP_S | External | Winter | B20 | 935 | 800 | 0 | 109.08 | 0.01 | 8 | 0
2035 | MAPP_US_2_RMPA | MAPP_US | RMPA | External | Shoulder | B11 | 25 | 200 | 0 | 124.31 | 118.31 | 8 | 0
2035 | MAPP_US_2_RMPA | MAPP_US | RMPA | External | Shoulder | B12 | 200 | 200 | 0 | 107.78 | 106.08 | 8 | 0
2035 | MAPP_US_2_RMPA | MAPP_US | RMPA | External | Shoulder | B13 | 600 | 200 | 200 | 88.87 | 105.45 | 8 | 8.59
2035 | MAPP_US_2_RMPA | MAPP_US | RMPA | External | Shoulder | B14 | 900 | 200 | 200 | 5.01 | 105.45 | 8 | 92.44
2035 | MAPP_US_2_RMPA | MAPP_US | RMPA | External | Shoulder | B15 | 1203 | 200 | 200 | 0.01 | 89.76 | 8 | 81.75
2035 | MAPP_US_2_RMPA | MAPP_US | RMPA | External | Summer | B1 | 10 | 200 | 0 | 214.02 | 221.02 | 8 | 0
2035 | MAPP_US_2_RMPA | MAPP_US | RMPA | External | Summer | B2 | 25 | 200 | 0 | 209.31 | 211.95 | 8 | 0
2035 | MAPP_US_2_RMPA | MAPP_US | RMPA | External | Summer | B3 | 75 | 200 | 0 | 209.6 | 211.95 | 8 | 0
2035 | MAPP_US_2_RMPA | MAPP_US | RMPA | External | Summer | B4 | 100 | 200 | 0 | 203.6 | 210.6 | 8 | 0
2035 | MAPP_US_2_RMPA | MAPP_US | RMPA | External | Summer | B5 | 200 | 200 | 0 | 150.84 | 157.84 | 8 | 0
2035 | MAPP_US_2_RMPA | MAPP_US | RMPA | External | Summer | B6 | 300 | 200 | 0 | 137.49 | 144.49 | 8 | 0
2035 | MAPP_US_2_RMPA | MAPP_US | RMPA | External | Summer | B7 | 400 | 200 | 200 | 127.24 | 143.92 | 8 | 8.68
2035 | MAPP_US_2_RMPA | MAPP_US | RMPA | External | Summer | B8 | 500 | 200 | 200 | 119.19 | 143.92 | 8 | 16.73
2035 | MAPP_US_2_RMPA | MAPP_US | RMPA | External | Summer | B9 | 800 | 200 | 200 | 108.36 | 143.92 | 8 | 27.56
2035 | MAPP_US_2_RMPA | MAPP_US | RMPA | External | Summer | B10 | 1262 | 200 | 200 | 98.15 | 143.92 | 8 | 37.77
2035 | MAPP_US_2_RMPA | MAPP_US | RMPA | External | Winter | B16 | 25 | 200 | 200 | 0.01 | 122.42 | 8 | 114.41
2035 | MAPP_US_2_RMPA | MAPP_US | RMPA | External | Winter | B17 | 100 | 200 | 200 | 0.01 | 106.08 | 8 | 98.07
2035 | MAPP_US_2_RMPA | MAPP_US | RMPA | External | Winter | B18 | 400 | 200 | 200 | 74.86 | 106.08 | 8 | 23.22
2035 | MAPP_US_2_RMPA | MAPP_US | RMPA | External | Winter | B19 | 700 | 200 | 200 | 74.86 | 106.08 | 8 | 23.22
2035 | MAPP_US_2_RMPA | MAPP_US | RMPA | External | Winter | B20 | 935 | 200 | 200 | 0.01 | 77.78 | 8 | 69.77
2035 | NE_2_RMPA | NE | RMPA | External | Shoulder | B11 | 25 | 310 | 0 | 126.31 | 118.31 | 5 | 0
2035 | NE_2_RMPA | NE | RMPA | External | Shoulder | B12 | 200 | 310 | 0 | 109.78 | 106.08 | 5 | 0
2035 | NE_2_RMPA | NE | RMPA | External | Shoulder | B13 | 600 | 310 | 310 | 83.87 | 105.45 | 5 | 16.59
2035 | NE_2_RMPA | NE | RMPA | External | Shoulder | B14 | 900 | 310 | 310 | 0.01 | 105.45 | 5 | 100.44
2035 | NE_2_RMPA | NE | RMPA | External | Shoulder | B15 | 1203 | 310 | 310 | 0.01 | 89.76 | 5 | 84.75
2035 | NE_2_RMPA | NE | RMPA | External | Summer | B1 | 10 | 310 | 114.98 | 216.02 | 221.02 | 5 | 0
2035 | NE_2_RMPA | NE | RMPA | External | Summer | B2 | 25 | 310 | 0 | 211.31 | 211.95 | 5 | 0
2035 | NE_2_RMPA | NE | RMPA | External | Summer | B3 | 75 | 310 | 0 | 216.6 | 211.95 | 5 | 0
2035 | NE_2_RMPA | NE | RMPA | External | Summer | B4 | 100 | 310 | 259.55 | 205.6 | 210.6 | 5 | 0
2035 | NE_2_RMPA | NE | RMPA | External | Summer | B5 | 200 | 310 | 106.76 | 152.84 | 157.84 | 5 | 0
2035 | NE_2_RMPA | NE | RMPA | External | Summer | B6 | 300 | 310 | 156.78 | 139.49 | 144.49 | 5 | 0
2035 | NE_2_RMPA | NE | RMPA | External | Summer | B7 | 400 | 310 | 310 | 134.24 | 143.92 | 5 | 4.68
2035 | NE_2_RMPA | NE | RMPA | External | Summer | B8 | 500 | 310 | 310 | 121.19 | 143.92 | 5 | 17.73
2035 | NE_2_RMPA | NE | RMPA | External | Summer | B9 | 800 | 310 | 310 | 110.36 | 143.92 | 5 | 28.56
2035 | NE_2_RMPA | NE | RMPA | External | Summer | B10 | 1262 | 310 | 310 | 100.14 | 143.92 | 5 | 38.78
2035 | NE_2_RMPA | NE | RMPA | External | Winter | B16 | 25 | 310 | 310 | 0.01 | 122.42 | 5 | 117.41
2035 | NE_2_RMPA | NE | RMPA | External | Winter | B17 | 100 | 310 | 310 | 0.01 | 106.08 | 5 | 101.07
2035 | NE_2_RMPA | NE | RMPA | External | Winter | B18 | 400 | 310 | 310 | 69.86 | 106.08 | 5 | 31.22
2035 | NE_2_RMPA | NE | RMPA | External | Winter | B19 | 700 | 310 | 310 | 63.31 | 106.08 | 5 | 37.77
2035 | NE_2_RMPA | NE | RMPA | External | Winter | B20 | 935 | 310 | 310 | 0.01 | 77.78 | 5 | 72.77
2035 | NWPP_Coal_2_MAPP_US | NWPP_Coal | MAPP_US | External | Shoulder | B11 | 25 | 150 | 150 | 114.24 | 124.31 | 8 | 2.07
2035 | NWPP_Coal_2_MAPP_US | NWPP_Coal | MAPP_US | External | Shoulder | B12 | 200 | 150 | 0 | 114.24 | 107.78 | 8 | 0
2035 | NWPP_Coal_2_MAPP_US | NWPP_Coal | MAPP_US | External | Shoulder | B13 | 600 | 150 | 0 | 114.24 | 88.87 | 8 | 0
2035 | NWPP_Coal_2_MAPP_US | NWPP_Coal | MAPP_US | External | Shoulder | B14 | 900 | 150 | 0 | 114.24 | 5.01 | 8 | 0
2035 | NWPP_Coal_2_MAPP_US | NWPP_Coal | MAPP_US | External | Shoulder | B15 | 1203 | 150 | 0 | 114.24 | 0.01 | 8 | 0
2035 | NWPP_Coal_2_MAPP_US | NWPP_Coal | MAPP_US | External | Summer | B1 | 10 | 150 | 150 | 204.57 | 214.02 | 8 | 1.45
2035 | NWPP_Coal_2_MAPP_US | NWPP_Coal | MAPP_US | External | Summer | B2 | 25 | 150 | 150 | 136.31 | 209.31 | 8 | 65
2035 | NWPP_Coal_2_MAPP_US | NWPP_Coal | MAPP_US | External | Summer | B3 | 75 | 150 | 150 | 136.31 | 209.6 | 8 | 65.29
2035 | NWPP_Coal_2_MAPP_US | NWPP_Coal | MAPP_US | External | Summer | B4 | 100 | 150 | 150 | 136.31 | 203.6 | 8 | 59.29
2035 | NWPP_Coal_2_MAPP_US | NWPP_Coal | MAPP_US | External | Summer | B5 | 200 | 150 | 150 | 136.31 | 150.84 | 8 | 6.53
2035 | NWPP_Coal_2_MAPP_US | NWPP_Coal | MAPP_US | External | Summer | B6 | 300 | 150 | 0 | 136.31 | 137.49 | 8 | 0
2035 | NWPP_Coal_2_MAPP_US | NWPP_Coal | MAPP_US | External | Summer | B7 | 400 | 150 | 0 | 136.31 | 127.24 | 8 | 0
2035 | NWPP_Coal_2_MAPP_US | NWPP_Coal | MAPP_US | External | Summer | B8 | 500 | 150 | 0 | 136.31 | 119.19 | 8 | 0
2035 | NWPP_Coal_2_MAPP_US | NWPP_Coal | MAPP_US | External | Summer | B9 | 800 | 150 | 0 | 136.31 | 108.36 | 8 | 0
2035 | NWPP_Coal_2_MAPP_US | NWPP_Coal | MAPP_US | External | Summer | B10 | 1262 | 150 | 0 | 136.31 | 98.15 | 8 | 0
2035 | NWPP_Coal_2_MAPP_US | NWPP_Coal | MAPP_US | External | Winter | B16 | 25 | 150 | 0 | 114.24 | 0.01 | 8 | 0
2035 | NWPP_Coal_2_MAPP_US | NWPP_Coal | MAPP_US | External | Winter | B17 | 100 | 150 | 0 | 114.24 | 0.01 | 8 | 0
2035 | NWPP_Coal_2_MAPP_US | NWPP_Coal | MAPP_US | External | Winter | B18 | 400 | 150 | 0 | 114.24 | 74.86 | 8 | 0
2035 | NWPP_Coal_2_MAPP_US | NWPP_Coal | MAPP_US | External | Winter | B19 | 700 | 150 | 0 | 114.24 | 74.86 | 8 | 0
2035 | NWPP_Coal_2_MAPP_US | NWPP_Coal | MAPP_US | External | Winter | B20 | 935 | 150 | 0 | 114.24 | 0.01 | 8 | 0
2035 | RMPA_2_MAPP_US | RMPA | MAPP_US | External | Shoulder | B11 | 25 | 200 | 0 | 118.31 | 124.31 | 8 | 0
2035 | RMPA_2_MAPP_US | RMPA | MAPP_US | External | Shoulder | B12 | 200 | 200 | 0 | 106.08 | 107.78 | 8 | 0
2035 | RMPA_2_MAPP_US | RMPA | MAPP_US | External | Shoulder | B13 | 600 | 200 | 0 | 105.45 | 88.87 | 8 | 0
2035 | RMPA_2_MAPP_US | RMPA | MAPP_US | External | Shoulder | B14 | 900 | 200 | 0 | 105.45 | 5.01 | 8 | 0
2035 | RMPA_2_MAPP_US | RMPA | MAPP_US | External | Shoulder | B15 | 1203 | 200 | 0 | 89.76 | 0.01 | 8 | 0
2035 | RMPA_2_MAPP_US | RMPA | MAPP_US | External | Summer | B1 | 10 | 200 | 0 | 221.02 | 214.02 | 8 | 0
2035 | RMPA_2_MAPP_US | RMPA | MAPP_US | External | Summer | B2 | 25 | 200 | 0 | 211.95 | 209.31 | 8 | 0
2035 | RMPA_2_MAPP_US | RMPA | MAPP_US | External | Summer | B3 | 75 | 200 | 0 | 211.95 | 209.6 | 8 | 0
2035 | RMPA_2_MAPP_US | RMPA | MAPP_US | External | Summer | B4 | 100 | 200 | 0 | 210.6 | 203.6 | 8 | 0
2035 | RMPA_2_MAPP_US | RMPA | MAPP_US | External | Summer | B5 | 200 | 200 | 0 | 157.84 | 150.84 | 8 | 0
2035 | RMPA_2_MAPP_US | RMPA | MAPP_US | External | Summer | B6 | 300 | 200 | 0 | 144.49 | 137.49 | 8 | 0
2035 | RMPA_2_MAPP_US | RMPA | MAPP_US | External | Summer | B7 | 400 | 200 | 0 | 143.92 | 127.24 | 8 | 0
2035 | RMPA_2_MAPP_US | RMPA | MAPP_US | External | Summer | B8 | 500 | 200 | 0 | 143.92 | 119.19 | 8 | 0
2035 | RMPA_2_MAPP_US | RMPA | MAPP_US | External | Summer | B9 | 800 | 200 | 0 | 143.92 | 108.36 | 8 | 0
2035 | RMPA_2_MAPP_US | RMPA | MAPP_US | External | Summer | B10 | 1262 | 200 | 0 | 143.92 | 98.15 | 8 | 0
2035 | RMPA_2_MAPP_US | RMPA | MAPP_US | External | Winter | B16 | 25 | 200 | 0 | 122.42 | 0.01 | 8 | 0
2035 | RMPA_2_MAPP_US | RMPA | MAPP_US | External | Winter | B17 | 100 | 200 | 0 | 106.08 | 0.01 | 8 | 0
2035 | RMPA_2_MAPP_US | RMPA | MAPP_US | External | Winter | B18 | 400 | 200 | 0 | 106.08 | 74.86 | 8 | 0
2035 | RMPA_2_MAPP_US | RMPA | MAPP_US | External | Winter | B19 | 700 | 200 | 0 | 106.08 | 74.86 | 8 | 0
2035 | RMPA_2_MAPP_US | RMPA | MAPP_US | External | Winter | B20 | 935 | 200 | 0 | 77.78 | 0.01 | 8 | 0
2035 | RMPA_2_NE | RMPA | NE | External | Shoulder | B11 | 25 | 310 | 236.33 | 118.31 | 126.31 | 8 | 0
2035 | RMPA_2_NE | RMPA | NE | External | Shoulder | B12 | 200 | 310 | 0 | 106.08 | 109.78 | 8 | 0
2035 | RMPA_2_NE | RMPA | NE | External | Shoulder | B13 | 600 | 310 | 0 | 105.45 | 83.87 | 8 | 0
2035 | RMPA_2_NE | RMPA | NE | External | Shoulder | B14 | 900 | 310 | 0 | 105.45 | 0.01 | 8 | 0
2035 | RMPA_2_NE | RMPA | NE | External | Shoulder | B15 | 1203 | 310 | 0 | 89.76 | 0.01 | 8 | 0
2035 | RMPA_2_NE | RMPA | NE | External | Summer | B1 | 10 | 310 | 0 | 221.02 | 216.02 | 8 | 0
2035 | RMPA_2_NE | RMPA | NE | External | Summer | B2 | 25 | 310 | 0 | 211.95 | 211.31 | 8 | 0
2035 | RMPA_2_NE | RMPA | NE | External | Summer | B3 | 75 | 310 | 0 | 211.95 | 216.6 | 8 | 0
2035 | RMPA_2_NE | RMPA | NE | External | Summer | B4 | 100 | 310 | 0 | 210.6 | 205.6 | 8 | 0
2035 | RMPA_2_NE | RMPA | NE | External | Summer | B5 | 200 | 310 | 0 | 157.84 | 152.84 | 8 | 0
2035 | RMPA_2_NE | RMPA | NE | External | Summer | B6 | 300 | 310 | 0 | 144.49 | 139.49 | 8 | 0
2035 | RMPA_2_NE | RMPA | NE | External | Summer | B7 | 400 | 310 | 0 | 143.92 | 134.24 | 8 | 0
2035 | RMPA_2_NE | RMPA | NE | External | Summer | B8 | 500 | 310 | 0 | 143.92 | 121.19 | 8 | 0
2035 | RMPA_2_NE | RMPA | NE | External | Summer | B9 | 800 | 310 | 0 | 143.92 | 110.36 | 8 | 0
2035 | RMPA_2_NE | RMPA | NE | External | Summer | B10 | 1262 | 310 | 0 | 143.92 | 100.14 | 8 | 0
2035 | RMPA_2_NE | RMPA | NE | External | Winter | B16 | 25 | 310 | 0 | 122.42 | 0.01 | 8 | 0
2035 | RMPA_2_NE | RMPA | NE | External | Winter | B17 | 100 | 310 | 0 | 106.08 | 0.01 | 8 | 0
2035 | RMPA_2_NE | RMPA | NE | External | Winter | B18 | 400 | 310 | 0 | 106.08 | 69.86 | 8 | 0
2035 | RMPA_2_NE | RMPA | NE | External | Winter | B19 | 700 | 310 | 0 | 106.08 | 63.31 | 8 | 0
2035 | RMPA_2_NE | RMPA | NE | External | Winter | B20 | 935 | 310 | 0 | 77.78 | 0.01 | 8 | 0
2035 | RMPA_2_SPP_N | RMPA | SPP_N | External | Shoulder | B11 | 25 | 210 | 209.98 | 118.31 | 126.33 | 8 | 0.01
2035 | RMPA_2_SPP_N | RMPA | SPP_N | External | Shoulder | B12 | 200 | 210 | 0 | 106.08 | 109.79 | 8 | 0
2035 | RMPA_2_SPP_N | RMPA | SPP_N | External | Shoulder | B13 | 600 | 210 | 0 | 105.45 | 83.88 | 8 | 0
2035 | RMPA_2_SPP_N | RMPA | SPP_N | External | Shoulder | B14 | 900 | 210 | 0 | 105.45 | 0.01 | 8 | 0
2035 | RMPA_2_SPP_N | RMPA | SPP_N | External | Shoulder | B15 | 1203 | 210 | 0 | 89.76 | 0.01 | 8 | 0
2035 | RMPA_2_SPP_N | RMPA | SPP_N | External | Summer | B1 | 10 | 210 | 0 | 221.02 | 11.52 | 8 | 0
2035 | RMPA_2_SPP_N | RMPA | SPP_N | External | Summer | B2 | 25 | 210 | 0 | 211.95 | 211.32 | 8 | 0
2035 | RMPA_2_SPP_N | RMPA | SPP_N | External | Summer | B3 | 75 | 210 | 0 | 211.95 | 219.61 | 8 | 0
2035 | RMPA_2_SPP_N | RMPA | SPP_N | External | Summer | B4 | 100 | 210 | 0 | 210.6 | 205.61 | 8 | 0
2035 | RMPA_2_SPP_N | RMPA | SPP_N | External | Summer | B5 | 200 | 210 | 0 | 157.84 | 152.84 | 8 | 0
2035 | RMPA_2_SPP_N | RMPA | SPP_N | External | Summer | B6 | 300 | 210 | 0 | 144.49 | 139.49 | 8 | 0
2035 | RMPA_2_SPP_N | RMPA | SPP_N | External | Summer | B7 | 400 | 210 | 0 | 143.92 | 134.61 | 8 | 0
2035 | RMPA_2_SPP_N | RMPA | SPP_N | External | Summer | B8 | 500 | 210 | 0 | 143.92 | 129.59 | 8 | 0
2035 | RMPA_2_SPP_N | RMPA | SPP_N | External | Summer | B9 | 800 | 210 | 0 | 143.92 | 113.37 | 8 | 0
2035 | RMPA_2_SPP_N | RMPA | SPP_N | External | Summer | B10 | 1262 | 210 | 0 | 143.92 | 100.15 | 8 | 0
2035 | RMPA_2_SPP_N | RMPA | SPP_N | External | Winter | B16 | 25 | 210 | 0 | 122.42 | 0.01 | 8 | 0
2035 | RMPA_2_SPP_N | RMPA | SPP_N | External | Winter | B17 | 100 | 210 | 0 | 106.08 | 0.01 | 8 | 0
2035 | RMPA_2_SPP_N | RMPA | SPP_N | External | Winter | B18 | 400 | 210 | 0 | 106.08 | 76.87 | 8 | 0
2035 | RMPA_2_SPP_N | RMPA | SPP_N | External | Winter | B19 | 700 | 210 | 0 | 106.08 | 43.67 | 8 | 0
2035 | RMPA_2_SPP_N | RMPA | SPP_N | External | Winter | B20 | 935 | 210 | 0 | 77.78 | 0.01 | 8 | 0
2035 | SPP_N_2_RMPA | SPP_N | RMPA | External | Shoulder | B11 | 25 | 210 | 0 | 126.33 | 118.31 | 5 | 0
2035 | SPP_N_2_RMPA | SPP_N | RMPA | External | Shoulder | B12 | 200 | 210 | 0 | 109.79 | 106.08 | 5 | 0
2035 | SPP_N_2_RMPA | SPP_N | RMPA | External | Shoulder | B13 | 600 | 210 | 210 | 83.88 | 105.45 | 5 | 16.57
2035 | SPP_N_2_RMPA | SPP_N | RMPA | External | Shoulder | B14 | 900 | 210 | 210 | 0.01 | 105.45 | 5 | 100.44
2035 | SPP_N_2_RMPA | SPP_N | RMPA | External | Shoulder | B15 | 1203 | 210 | 210 | 0.01 | 89.76 | 5 | 84.75
2035 | SPP_N_2_RMPA | SPP_N | RMPA | External | Summer | B1 | 10 | 210 | 210 | 11.52 | 221.02 | 5 | 204.5
2035 | SPP_N_2_RMPA | SPP_N | RMPA | External | Summer | B2 | 25 | 210 | 0 | 211.32 | 211.95 | 5 | 0
2035 | SPP_N_2_RMPA | SPP_N | RMPA | External | Summer | B3 | 75 | 210 | 0 | 219.61 | 211.95 | 5 | 0
2035 | SPP_N_2_RMPA | SPP_N | RMPA | External | Summer | B4 | 100 | 210 | 0 | 205.61 | 210.6 | 5 | 0
2035 | SPP_N_2_RMPA | SPP_N | RMPA | External | Summer | B5 | 200 | 210 | 128.48 | 152.84 | 157.84 | 5 | 0
2035 | SPP_N_2_RMPA | SPP_N | RMPA | External | Summer | B6 | 300 | 210 | 106.83 | 139.49 | 144.49 | 5 | 0
2035 | SPP_N_2_RMPA | SPP_N | RMPA | External | Summer | B7 | 400 | 210 | 210 | 134.61 | 143.92 | 5 | 4.31
2035 | SPP_N_2_RMPA | SPP_N | RMPA | External | Summer | B8 | 500 | 210 | 210 | 129.59 | 143.92 | 5 | 9.33
2035 | SPP_N_2_RMPA | SPP_N | RMPA | External | Summer | B9 | 800 | 210 | 210 | 113.37 | 143.92 | 5 | 25.55
2035 | SPP_N_2_RMPA | SPP_N | RMPA | External | Summer | B10 | 1262 | 210 | 210 | 100.15 | 143.92 | 5 | 38.77
2035 | SPP_N_2_RMPA | SPP_N | RMPA | External | Winter | B16 | 25 | 210 | 210 | 0.01 | 122.42 | 5 | 117.41
2035 | SPP_N_2_RMPA | SPP_N | RMPA | External | Winter | B17 | 100 | 210 | 210 | 0.01 | 106.08 | 5 | 101.07
2035 | SPP_N_2_RMPA | SPP_N | RMPA | External | Winter | B18 | 400 | 210 | 210 | 76.87 | 106.08 | 5 | 24.21
2035 | SPP_N_2_RMPA | SPP_N | RMPA | External | Winter | B19 | 700 | 210 | 210 | 43.67 | 106.08 | 5 | 57.41
2035 | SPP_N_2_RMPA | SPP_N | RMPA | External | Winter | B20 | 935 | 210 | 210 | 0.01 | 77.78 | 5 | 72.77
2035 | SPP_S_2_ERCOT | SPP_S | ERCOT | External | Shoulder | B11 | 25 | 800 | 0 | 131.37 | 136.08 | 5 | 0
2035 | SPP_S_2_ERCOT | SPP_S | ERCOT | External | Shoulder | B12 | 200 | 800 | 800 | 109.8 | 136.08 | 5 | 21.28
2035 | SPP_S_2_ERCOT | SPP_S | ERCOT | External | Shoulder | B13 | 600 | 800 | 800 | 83.89 | 136.08 | 5 | 47.19
2035 | SPP_S_2_ERCOT | SPP_S | ERCOT | External | Shoulder | B14 | 900 | 800 | 800 | 0.01 | 117.15 | 5 | 112.14
2035 | SPP_S_2_ERCOT | SPP_S | ERCOT | External | Shoulder | B15 | 1203 | 800 | 800 | 0.01 | 58.18 | 5 | 53.17
2035 | SPP_S_2_ERCOT | SPP_S | ERCOT | External | Summer | B1 | 10 | 800 | 800 | 11.53 | 751.19 | 5 | 734.66
2035 | SPP_S_2_ERCOT | SPP_S | ERCOT | External | Summer | B2 | 25 | 800 | 800 | 211.32 | 751.19 | 5 | 534.87
2035 | SPP_S_2_ERCOT | SPP_S | ERCOT | External | Summer | B3 | 75 | 800 | 800 | 219.61 | 256.15 | 5 | 31.54
2035 | SPP_S_2_ERCOT | SPP_S | ERCOT | External | Summer | B4 | 100 | 800 | 414.83 | 205.61 | 210.61 | 5 | 0
2035 | SPP_S_2_ERCOT | SPP_S | ERCOT | External | Summer | B5 | 200 | 800 | 0 | 152.84 | 134.52 | 5 | 0
2035 | SPP_S_2_ERCOT | SPP_S | ERCOT | External | Summer | B6 | 300 | 800 | 0 | 139.5 | 134.52 | 5 | 0
2035 | SPP_S_2_ERCOT | SPP_S | ERCOT | External | Summer | B7 | 400 | 800 | 0 | 134.62 | 134.52 | 5 | 0
2035 | SPP_S_2_ERCOT | SPP_S | ERCOT | External | Summer | B8 | 500 | 800 | 0 | 129.6 | 134.52 | 5 | 0
2035 | SPP_S_2_ERCOT | SPP_S | ERCOT | External | Summer | B9 | 800 | 800 | 800 | 118.37 | 134.52 | 5 | 11.15
2035 | SPP_S_2_ERCOT | SPP_S | ERCOT | External | Summer | B10 | 1262 | 800 | 800 | 100.16 | 115.82 | 5 | 10.66
2035 | SPP_S_2_ERCOT | SPP_S | ERCOT | External | Winter | B16 | 25 | 800 | 800 | 0.02 | 139.35 | 5 | 134.33
2035 | SPP_S_2_ERCOT | SPP_S | ERCOT | External | Winter | B17 | 100 | 800 | 800 | 0.02 | 139.35 | 5 | 134.33
2035 | SPP_S_2_ERCOT | SPP_S | ERCOT | External | Winter | B18 | 400 | 800 | 800 | 76.88 | 139.35 | 5 | 57.47
2035 | SPP_S_2_ERCOT | SPP_S | ERCOT | External | Winter | B19 | 700 | 800 | 800 | 43.68 | 119.92 | 5 | 71.24
2035 | SPP_S_2_ERCOT | SPP_S | ERCOT | External | Winter | B20 | 935 | 800 | 800 | 0.01 | 109.08 | 5 | 104.07
2040 | AZ_NM_SNV_Coal_2_SPP_S | AZ_NM_SNV_Coal | SPP_S | External | Shoulder | B11 | 25 | 400 | 400 | 72.33 | 165.91 | 8.17 | 85.42
2040 | AZ_NM_SNV_Coal_2_SPP_S | AZ_NM_SNV_Coal | SPP_S | External | Shoulder | B12 | 200 | 400 | 207.71 | 72.17 | 80.34 | 8.17 | 0
2040 | AZ_NM_SNV_Coal_2_SPP_S | AZ_NM_SNV_Coal | SPP_S | External | Shoulder | B13 | 600 | 400 | 0 | 66.51 | 48.74 | 8.17 | 0
2040 | AZ_NM_SNV_Coal_2_SPP_S | AZ_NM_SNV_Coal | SPP_S | External | Shoulder | B14 | 900 | 400 | 0 | 66.51 | 0.01 | 8.17 | 0
2040 | AZ_NM_SNV_Coal_2_SPP_S | AZ_NM_SNV_Coal | SPP_S | External | Shoulder | B15 | 1203 | 400 | 0 | 56 | 0.01 | 8.17 | 0
2040 | AZ_NM_SNV_Coal_2_SPP_S | AZ_NM_SNV_Coal | SPP_S | External | Summer | B1 | 10 | 400 | 0 | 565.52 | 0.02 | 8.17 | 0
2040 | AZ_NM_SNV_Coal_2_SPP_S | AZ_NM_SNV_Coal | SPP_S | External | Summer | B2 | 25 | 400 | 0 | 313.57 | 279.23 | 8.17 | 0
2040 | AZ_NM_SNV_Coal_2_SPP_S | AZ_NM_SNV_Coal | SPP_S | External | Summer | B3 | 75 | 400 | 0 | 313.57 | 293.21 | 8.17 | 0
2040 | AZ_NM_SNV_Coal_2_SPP_S | AZ_NM_SNV_Coal | SPP_S | External | Summer | B4 | 100 | 400 | 0 | 252.7 | 255.87 | 8.17 | 0
2040 | AZ_NM_SNV_Coal_2_SPP_S | AZ_NM_SNV_Coal | SPP_S | External | Summer | B5 | 200 | 400 | 0 | 189 | 184.19 | 8.17 | 0
2040 | AZ_NM_SNV_Coal_2_SPP_S | AZ_NM_SNV_Coal | SPP_S | External | Summer | B6 | 300 | 400 | 0 | 189 | 181.97 | 8.17 | 0
2040 | AZ_NM_SNV_Coal_2_SPP_S | AZ_NM_SNV_Coal | SPP_S | External | Summer | B7 | 400 | 400 | 0 | 181.94 | 180.29 | 8.17 | 0
2040 | AZ_NM_SNV_Coal_2_SPP_S | AZ_NM_SNV_Coal | SPP_S | External | Summer | B8 | 500 | 400 | 0 | 181.94 | 164.32 | 8.17 | 0
2040 | AZ_NM_SNV_Coal_2_SPP_S | AZ_NM_SNV_Coal | SPP_S | External | Summer | B9 | 800 | 400 | 0 | 181.94 | 155.3 | 8.17 | 0
2040 | AZ_NM_SNV_Coal_2_SPP_S | AZ_NM_SNV_Coal | SPP_S | External | Summer | B10 | 1262 | 400 | 0 | 177.62 | 39.18 | 8.17 | 0
2040 | AZ_NM_SNV_Coal_2_SPP_S | AZ_NM_SNV_Coal | SPP_S | External | Winter | B16 | 25 | 400 | 0 | 72.33 | 0.03 | 8.17 | 0
2040 | AZ_NM_SNV_Coal_2_SPP_S | AZ_NM_SNV_Coal | SPP_S | External | Winter | B17 | 100 | 400 | 0 | 67.59 | 0.02 | 8.17 | 0
2040 | AZ_NM_SNV_Coal_2_SPP_S | AZ_NM_SNV_Coal | SPP_S | External | Winter | B18 | 400 | 400 | 0 | 67.59 | 52.46 | 8.17 | 0
2040 | AZ_NM_SNV_Coal_2_SPP_S | AZ_NM_SNV_Coal | SPP_S | External | Winter | B19 | 700 | 400 | 0 | 67.59 | 11.51 | 8.17 | 0
2040 | AZ_NM_SNV_Coal_2_SPP_S | AZ_NM_SNV_Coal | SPP_S | External | Winter | B20 | 935 | 400 | 0 | 56 | 0.01 | 8.17 | 0
2040 | ERCOT_2_SPP_S | ERCOT | SPP_S | External | Shoulder | B11 | 25 | 800 | 0 | 182.23 | 165.91 | 8 | 0
2040 | ERCOT_2_SPP_S | ERCOT | SPP_S | External | Shoulder | B12 | 200 | 800 | 0 | 182.23 | 80.34 | 8 | 0
2040 | ERCOT_2_SPP_S | ERCOT | SPP_S | External | Shoulder | B13 | 600 | 800 | 0 | 156.4 | 48.74 | 8 | 0
2040 | ERCOT_2_SPP_S | ERCOT | SPP_S | External | Shoulder | B14 | 900 | 800 | 0 | 121.97 | 0.01 | 8 | 0
2040 | ERCOT_2_SPP_S | ERCOT | SPP_S | External | Shoulder | B15 | 1203 | 800 | 0 | 37.58 | 0.01 | 8 | 0
2040 | ERCOT_2_SPP_S | ERCOT | SPP_S | External | Summer | B1 | 10 | 800 | 0 | 751.19 | 0.02 | 8 | 0
2040 | ERCOT_2_SPP_S | ERCOT | SPP_S | External | Summer | B2 | 25 | 800 | 0 | 751.19 | 279.23 | 8 | 0
2040 | ERCOT_2_SPP_S | ERCOT | SPP_S | External | Summer | B3 | 75 | 800 | 0 | 354.27 | 293.21 | 8 | 0
2040 | ERCOT_2_SPP_S | ERCOT | SPP_S | External | Summer | B4 | 100 | 800 | 800 | 245.49 | 255.87 | 8 | 2.38
2040 | ERCOT_2_SPP_S | ERCOT | SPP_S | External | Summer | B5 | 200 | 800 | 0 | 180.5 | 184.19 | 8 | 0
2040 | ERCOT_2_SPP_S | ERCOT | SPP_S | External | Summer | B6 | 300 | 800 | 0 | 180.5 | 181.97 | 8 | 0
2040 | ERCOT_2_SPP_S | ERCOT | SPP_S | External | Summer | B7 | 400 | 800 | 0 | 180.5 | 180.29 | 8 | 0
2040 | ERCOT_2_SPP_S | ERCOT | SPP_S | External | Summer | B8 | 500 | 800 | 0 | 180.5 | 164.32 | 8 | 0
2040 | ERCOT_2_SPP_S | ERCOT | SPP_S | External | Summer | B9 | 800 | 800 | 0 | 154.92 | 155.3 | 8 | 0
2040 | ERCOT_2_SPP_S | ERCOT | SPP_S | External | Summer | B10 | 1262 | 800 | 0 | 63.11 | 39.18 | 8 | 0
2040 | ERCOT_2_SPP_S | ERCOT | SPP_S | External | Winter | B16 | 25 | 800 | 0 | 185.84 | 0.03 | 8 | 0
2040 | ERCOT_2_SPP_S | ERCOT | SPP_S | External | Winter | B17 | 100 | 800 | 0 | 185.84 | 0.02 | 8 | 0
2040 | ERCOT_2_SPP_S | ERCOT | SPP_S | External | Winter | B18 | 400 | 800 | 0 | 159.47 | 52.46 | 8 | 0
2040 | ERCOT_2_SPP_S | ERCOT | SPP_S | External | Winter | B19 | 700 | 800 | 0 | 130.93 | 11.51 | 8 | 0
2040 | ERCOT_2_SPP_S | ERCOT | SPP_S | External | Winter | B20 | 935 | 800 | 0 | 37.58 | 0.01 | 8 | 0
2040 | MAPP_US_2_RMPA | MAPP_US | RMPA | External | Shoulder | B11 | 25 | 200 | 0 | 146.9 | 64.16 | 8 | 0
2040 | MAPP_US_2_RMPA | MAPP_US | RMPA | External | Shoulder | B12 | 200 | 200 | 0 | 80.31 | 72.31 | 8 | 0
2040 | MAPP_US_2_RMPA | MAPP_US | RMPA | External | Shoulder | B13 | 600 | 200 | 0 | 53.72 | 58.34 | 8 | 0
2040 | MAPP_US_2_RMPA | MAPP_US | RMPA | External | Shoulder | B14 | 900 | 200 | 200 | 11.48 | 58.34 | 8 | 38.86
2040 | MAPP_US_2_RMPA | MAPP_US | RMPA | External | Shoulder | B15 | 1203 | 200 | 200 | 11.48 | 44.3 | 8 | 24.82
2040 | MAPP_US_2_RMPA | MAPP_US | RMPA | External | Summer | B1 | 10 | 200 | 0 | 283.2 | 290.2 | 8 | 0
2040 | MAPP_US_2_RMPA | MAPP_US | RMPA | External | Summer | B2 | 25 | 200 | 0 | 277.22 | 281.35 | 8 | 0
2040 | MAPP_US_2_RMPA | MAPP_US | RMPA | External | Summer | B3 | 75 | 200 | 0 | 283.2 | 285.21 | 8 | 0
2040 | MAPP_US_2_RMPA | MAPP_US | RMPA | External | Summer | B4 | 100 | 200 | 0 | 253.86 | 260.86 | 8 | 0
2040 | MAPP_US_2_RMPA | MAPP_US | RMPA | External | Summer | B5 | 200 | 200 | 200 | 177.48 | 192.16 | 8 | 6.68
2040 | MAPP_US_2_RMPA | MAPP_US | RMPA | External | Summer | B6 | 300 | 200 | 200 | 170.32 | 192.16 | 8 | 13.84
2040 | MAPP_US_2_RMPA | MAPP_US | RMPA | External | Summer | B7 | 400 | 200 | 200 | 161.88 | 192.16 | 8 | 22.28
2040 | MAPP_US_2_RMPA | MAPP_US | RMPA | External | Summer | B8 | 500 | 200 | 200 | 145.2 | 192.16 | 8 | 38.96
2040 | MAPP_US_2_RMPA | MAPP_US | RMPA | External | Summer | B9 | 800 | 200 | 200 | 143.06 | 189 | 8 | 37.95
2040 | MAPP_US_2_RMPA | MAPP_US | RMPA | External | Summer | B10 | 1262 | 200 | 200 | 37.17 | 189 | 8 | 143.84
2040 | MAPP_US_2_RMPA | MAPP_US | RMPA | External | Winter | B16 | 25 | 200 | 200 | 11.48 | 82.55 | 8 | 63.06
2040 | MAPP_US_2_RMPA | MAPP_US | RMPA | External | Winter | B17 | 100 | 200 | 200 | 11.48 | 75.75 | 8 | 56.27
2040 | MAPP_US_2_RMPA | MAPP_US | RMPA | External | Winter | B18 | 400 | 200 | 200 | 50.45 | 59.42 | 8 | 0.97
2040 | MAPP_US_2_RMPA | MAPP_US | RMPA | External | Winter | B19 | 700 | 200 | 200 | 49.13 | 59.42 | 8 | 2.29
2040 | MAPP_US_2_RMPA | MAPP_US | RMPA | External | Winter | B20 | 935 | 200 | 200 | 11.48 | 42.79 | 8 | 23.31
2040 | NE_2_RMPA | NE | RMPA | External | Shoulder | B11 | 25 | 310 | 0 | 148.9 | 64.16 | 5 | 0
2040 | NE_2_RMPA | NE | RMPA | External | Shoulder | B12 | 200 | 310 | 0 | 80.31 | 72.31 | 5 | 0
2040 | NE_2_RMPA | NE | RMPA | External | Shoulder | B13 | 600 | 310 | 310 | 48.72 | 58.34 | 5 | 4.62
2040 | NE_2_RMPA | NE | RMPA | External | Shoulder | B14 | 900 | 310 | 310 | 6.48 | 58.34 | 5 | 46.86
2040 | NE_2_RMPA | NE | RMPA | External | Shoulder | B15 | 1203 | 310 | 310 | 0.01 | 44.3 | 5 | 39.29
2040 | NE_2_RMPA | NE | RMPA | External | Summer | B1 | 10 | 310 | 246.02 | 285.2 | 290.2 | 5 | 0
2040 | NE_2_RMPA | NE | RMPA | External | Summer | B2 | 25 | 310 | 0 | 279.22 | 281.35 | 5 | 0
2040 | NE_2_RMPA | NE | RMPA | External | Summer | B3 | 75 | 310 | 0 | 290.2 | 285.21 | 5 | 0
2040 | NE_2_RMPA | NE | RMPA | External | Summer | B4 | 100 | 310 | 172.69 | 255.86 | 260.86 | 5 | 0
2040 | NE_2_RMPA | NE | RMPA | External | Summer | B5 | 200 | 310 | 310 | 184.16 | 192.16 | 5 | 3
2040 | NE_2_RMPA | NE | RMPA | External | Summer | B6 | 300 | 310 | 310 | 177.32 | 192.16 | 5 | 9.84
2040 | NE_2_RMPA | NE | RMPA | External | Summer | B7 | 400 | 310 | 310 | 168.88 | 192.16 | 5 | 18.28
2040 | NE_2_RMPA | NE | RMPA | External | Summer | B8 | 500 | 310 | 310 | 147.2 | 192.16 | 5 | 39.96
2040 | NE_2_RMPA | NE | RMPA | External | Summer | B9 | 800 | 310 | 310 | 145.06 | 189 | 5 | 38.95
2040 | NE_2_RMPA | NE | RMPA | External | Summer | B10 | 1262 | 310 | 310 | 39.16 | 189 | 5 | 144.85
2040 | NE_2_RMPA | NE | RMPA | External | Winter | B16 | 25 | 310 | 310 | 0.01 | 82.55 | 5 | 77.54
2040 | NE_2_RMPA | NE | RMPA | External | Winter | B17 | 100 | 310 | 310 | 0.01 | 75.75 | 5 | 70.74
2040 | NE_2_RMPA | NE | RMPA | External | Winter | B18 | 400 | 310 | 310 | 52.44 | 59.42 | 5 | 1.99
2040 | NE_2_RMPA | NE | RMPA | External | Winter | B19 | 700 | 310 | 310 | 32.51 | 59.42 | 5 | 21.92
2040 | NE_2_RMPA | NE | RMPA | External | Winter | B20 | 935 | 310 | 310 | 0.01 | 42.79 | 5 | 37.78
2040 | NWPP_Coal_2_MAPP_US | NWPP_Coal | MAPP_US | External | Shoulder | B11 | 25 | 150 | 150 | 72.31 | 146.9 | 8 | 66.58
2040 | NWPP_Coal_2_MAPP_US | NWPP_Coal | MAPP_US | External | Shoulder | B12 | 200 | 150 | 33.06 | 72.31 | 80.31 | 8 | 0
2040 | NWPP_Coal_2_MAPP_US | NWPP_Coal | MAPP_US | External | Shoulder | B13 | 600 | 150 | 0 | 72.31 | 53.72 | 8 | 0
2040 | NWPP_Coal_2_MAPP_US | NWPP_Coal | MAPP_US | External | Shoulder | B14 | 900 | 150 | 0 | 72.31 | 11.48 | 8 | 0
2040 | NWPP_Coal_2_MAPP_US | NWPP_Coal | MAPP_US | External | Shoulder | B15 | 1203 | 150 | 0 | 72.31 | 11.48 | 8 | 0
2040 | NWPP_Coal_2_MAPP_US | NWPP_Coal | MAPP_US | External | Summer | B1 | 10 | 150 | 150 | 243.49 | 283.2 | 8 | 31.71
2040 | NWPP_Coal_2_MAPP_US | NWPP_Coal | MAPP_US | External | Summer | B2 | 25 | 150 | 150 | 180.84 | 277.22 | 8 | 88.38
2040 | NWPP_Coal_2_MAPP_US | NWPP_Coal | MAPP_US | External | Summer | B3 | 75 | 150 | 150 | 180.84 | 283.2 | 8 | 94.36
2040 | NWPP_Coal_2_MAPP_US | NWPP_Coal | MAPP_US | External | Summer | B4 | 100 | 150 | 150 | 180.84 | 253.86 | 8 | 65.02
2040 | NWPP_Coal_2_MAPP_US | NWPP_Coal | MAPP_US | External | Summer | B5 | 200 | 150 | 0 | 180.84 | 177.48 | 8 | 0
2040 | NWPP_Coal_2_MAPP_US | NWPP_Coal | MAPP_US | External | Summer | B6 | 300 | 150 | 0 | 180.84 | 170.32 | 8 | 0
2040 | NWPP_Coal_2_MAPP_US | NWPP_Coal | MAPP_US | External | Summer | B7 | 400 | 150 | 0 | 180.84 | 161.88 | 8 | 0
2040 | NWPP_Coal_2_MAPP_US | NWPP_Coal | MAPP_US | External | Summer | B8 | 500 | 150 | 0 | 180.84 | 145.2 | 8 | 0
2040 | NWPP_Coal_2_MAPP_US | NWPP_Coal | MAPP_US | External | Summer | B9 | 800 | 150 | 0 | 180.84 | 143.06 | 8 | 0
2040 | NWPP_Coal_2_MAPP_US | NWPP_Coal | MAPP_US | External | Summer | B10 | 1262 | 150 | 0 | 180.84 | 37.17 | 8 | 0
2040 | NWPP_Coal_2_MAPP_US | NWPP_Coal | MAPP_US | External | Winter | B16 | 25 | 150 | 0 | 72.31 | 11.48 | 8 | 0
2040 | NWPP_Coal_2_MAPP_US | NWPP_Coal | MAPP_US | External | Winter | B17 | 100 | 150 | 0 | 72.31 | 11.48 | 8 | 0
2040 | NWPP_Coal_2_MAPP_US | NWPP_Coal | MAPP_US | External | Winter | B18 | 400 | 150 | 0 | 72.31 | 50.45 | 8 | 0
2040 | NWPP_Coal_2_MAPP_US | NWPP_Coal | MAPP_US | External | Winter | B19 | 700 | 150 | 0 | 72.31 | 49.13 | 8 | 0
2040 | NWPP_Coal_2_MAPP_US | NWPP_Coal | MAPP_US | External | Winter | B20 | 935 | 150 | 0 | 72.31 | 11.48 | 8 | 0
2040 | RMPA_2_MAPP_US | RMPA | MAPP_US | External | Shoulder | B11 | 25 | 200 | 200 | 64.16 | 146.9 | 8 | 74.74
2040 | RMPA_2_MAPP_US | RMPA | MAPP_US | External | Shoulder | B12 | 200 | 200 | 152.57 | 72.31 | 80.31 | 8 | 0
2040 | RMPA_2_MAPP_US | RMPA | MAPP_US | External | Shoulder | B13 | 600 | 200 | 0 | 58.34 | 53.72 | 8 | 0
2040 | RMPA_2_MAPP_US | RMPA | MAPP_US | External | Shoulder | B14 | 900 | 200 | 0 | 58.34 | 11.48 | 8 | 0
2040 | RMPA_2_MAPP_US | RMPA | MAPP_US | External | Shoulder | B15 | 1203 | 200 | 0 | 44.3 | 11.48 | 8 | 0
2040 | RMPA_2_MAPP_US | RMPA | MAPP_US | External | Summer | B1 | 10 | 200 | 0 | 290.2 | 283.2 | 8 | 0
2040 | RMPA_2_MAPP_US | RMPA | MAPP_US | External | Summer | B2 | 25 | 200 | 0 | 281.35 | 277.22 | 8 | 0
2040 | RMPA_2_MAPP_US | RMPA | MAPP_US | External | Summer | B3 | 75 | 200 | 0 | 285.21 | 283.2 | 8 | 0
2040 | RMPA_2_MAPP_US | RMPA | MAPP_US | External | Summer | B4 | 100 | 200 | 0 | 260.86 | 253.86 | 8 | 0
2040 | RMPA_2_MAPP_US | RMPA | MAPP_US | External | Summer | B5 | 200 | 200 | 0 | 192.16 | 177.48 | 8 | 0
2040 | RMPA_2_MAPP_US | RMPA | MAPP_US | External | Summer | B6 | 300 | 200 | 0 | 192.16 | 170.32 | 8 | 0
2040 | RMPA_2_MAPP_US | RMPA | MAPP_US | External | Summer | B7 | 400 | 200 | 0 | 192.16 | 161.88 | 8 | 0
2040 | RMPA_2_MAPP_US | RMPA | MAPP_US | External | Summer | B8 | 500 | 200 | 0 | 192.16 | 145.2 | 8 | 0
2040 | RMPA_2_MAPP_US | RMPA | MAPP_US | External | Summer | B9 | 800 | 200 | 0 | 189 | 143.06 | 8 | 0
2040 | RMPA_2_MAPP_US | RMPA | MAPP_US | External | Summer | B10 | 1262 | 200 | 0 | 189 | 37.17 | 8 | 0
2040 | RMPA_2_MAPP_US | RMPA | MAPP_US | External | Winter | B16 | 25 | 200 | 0 | 82.55 | 11.48 | 8 | 0
2040 | RMPA_2_MAPP_US | RMPA | MAPP_US | External | Winter | B17 | 100 | 200 | 0 | 75.75 | 11.48 | 8 | 0
2040 | RMPA_2_MAPP_US | RMPA | MAPP_US | External | Winter | B18 | 400 | 200 | 0 | 59.42 | 50.45 | 8 | 0
2040 | RMPA_2_MAPP_US | RMPA | MAPP_US | External | Winter | B19 | 700 | 200 | 0 | 59.42 | 49.13 | 8 | 0
2040 | RMPA_2_MAPP_US | RMPA | MAPP_US | External | Winter | B20 | 935 | 200 | 0 | 42.79 | 11.48 | 8 | 0
2040 | RMPA_2_NE | RMPA | NE | External | Shoulder | B11 | 25 | 310 | 310 | 64.16 | 148.9 | 8 | 76.74
2040 | RMPA_2_NE | RMPA | NE | External | Shoulder | B12 | 200 | 310 | 302.08 | 72.31 | 80.31 | 8 | 0
2040 | RMPA_2_NE | RMPA | NE | External | Shoulder | B13 | 600 | 310 | 0 | 58.34 | 48.72 | 8 | 0
2040 | RMPA_2_NE | RMPA | NE | External | Shoulder | B14 | 900 | 310 | 0 | 58.34 | 6.48 | 8 | 0
2040 | RMPA_2_NE | RMPA | NE | External | Shoulder | B15 | 1203 | 310 | 0 | 44.3 | 0.01 | 8 | 0
2040 | RMPA_2_NE | RMPA | NE | External | Summer | B1 | 10 | 310 | 0 | 290.2 | 285.2 | 8 | 0
2040 | RMPA_2_NE | RMPA | NE | External | Summer | B2 | 25 | 310 | 0 | 281.35 | 279.22 | 8 | 0
2040 | RMPA_2_NE | RMPA | NE | External | Summer | B3 | 75 | 310 | 0 | 285.21 | 290.2 | 8 | 0
2040 | RMPA_2_NE | RMPA | NE | External | Summer | B4 | 100 | 310 | 0 | 260.86 | 255.86 | 8 | 0
2040 | RMPA_2_NE | RMPA | NE | External | Summer | B5 | 200 | 310 | 0 | 192.16 | 184.16 | 8 | 0
2040 | RMPA_2_NE | RMPA | NE | External | Summer | B6 | 300 | 310 | 0 | 192.16 | 177.32 | 8 | 0
2040 | RMPA_2_NE | RMPA | NE | External | Summer | B7 | 400 | 310 | 0 | 192.16 | 168.88 | 8 | 0
2040 | RMPA_2_NE | RMPA | NE | External | Summer | B8 | 500 | 310 | 0 | 192.16 | 147.2 | 8 | 0
2040 | RMPA_2_NE | RMPA | NE | External | Summer | B9 | 800 | 310 | 0 | 189 | 145.06 | 8 | 0
2040 | RMPA_2_NE | RMPA | NE | External | Summer | B10 | 1262 | 310 | 0 | 189 | 39.16 | 8 | 0
2040 | RMPA_2_NE | RMPA | NE | External | Winter | B16 | 25 | 310 | 0 | 82.55 | 0.01 | 8 | 0
2040 | RMPA_2_NE | RMPA | NE | External | Winter | B17 | 100 | 310 | 0 | 75.75 | 0.01 | 8 | 0
2040 | RMPA_2_NE | RMPA | NE | External | Winter | B18 | 400 | 310 | 0 | 59.42 | 52.44 | 8 | 0
2040 | RMPA_2_NE | RMPA | NE | External | Winter | B19 | 700 | 310 | 0 | 59.42 | 32.51 | 8 | 0
2040 | RMPA_2_NE | RMPA | NE | External | Winter | B20 | 935 | 310 | 0 | 42.79 | 0.01 | 8 | 0
2040 | RMPA_2_SPP_N | RMPA | SPP_N | External | Shoulder | B11 | 25 | 210 | 210 | 64.16 | 148.91 | 8 | 76.75
2040 | RMPA_2_SPP_N | RMPA | SPP_N | External | Shoulder | B12 | 200 | 210 | 210 | 72.31 | 80.33 | 8 | 0.01
2040 | RMPA_2_SPP_N | RMPA | SPP_N | External | Shoulder | B13 | 600 | 210 | 0 | 58.34 | 48.73 | 8 | 0
2040 | RMPA_2_SPP_N | RMPA | SPP_N | External | Shoulder | B14 | 900 | 210 | 0 | 58.34 | 0.01 | 8 | 0
2040 | RMPA_2_SPP_N | RMPA | SPP_N | External | Shoulder | B15 | 1203 | 210 | 0 | 44.3 | 0.01 | 8 | 0
2040 | RMPA_2_SPP_N | RMPA | SPP_N | External | Summer | B1 | 10 | 210 | 0 | 290.2 | 0.01 | 8 | 0
2040 | RMPA_2_SPP_N | RMPA | SPP_N | External | Summer | B2 | 25 | 210 | 0 | 281.35 | 279.23 | 8 | 0
2040 | RMPA_2_SPP_N | RMPA | SPP_N | External | Summer | B3 | 75 | 210 | 84.88 | 285.21 | 293.21 | 8 | 0
2040 | RMPA_2_SPP_N | RMPA | SPP_N | External | Summer | B4 | 100 | 210 | 0 | 260.86 | 255.87 | 8 | 0
2040 | RMPA_2_SPP_N | RMPA | SPP_N | External | Summer | B5 | 200 | 210 | 0 | 192.16 | 184.17 | 8 | 0
2040 | RMPA_2_SPP_N | RMPA | SPP_N | External | Summer | B6 | 300 | 210 | 0 | 192.16 | 181.96 | 8 | 0
2040 | RMPA_2_SPP_N | RMPA | SPP_N | External | Summer | B7 | 400 | 210 | 0 | 192.16 | 175.88 | 8 | 0
2040 | RMPA_2_SPP_N | RMPA | SPP_N | External | Summer | B8 | 500 | 210 | 0 | 192.16 | 159.2 | 8 | 0
2040 | RMPA_2_SPP_N | RMPA | SPP_N | External | Summer | B9 | 800 | 210 | 0 | 189 | 147.3 | 8 | 0
2040 | RMPA_2_SPP_N | RMPA | SPP_N | External | Summer | B10 | 1262 | 210 | 0 | 189 | 39.17 | 8 | 0
2040 | RMPA_2_SPP_N | RMPA | SPP_N | External | Winter | B16 | 25 | 210 | 0 | 82.55 | 0.02 | 8 | 0
2040 | RMPA_2_SPP_N | RMPA | SPP_N | External | Winter | B17 | 100 | 210 | 0 | 75.75 | 0.01 | 8 | 0
2040 | RMPA_2_SPP_N | RMPA | SPP_N | External | Winter | B18 | 400 | 210 | 0 | 59.42 | 52.45 | 8 | 0
2040 | RMPA_2_SPP_N | RMPA | SPP_N | External | Winter | B19 | 700 | 210 | 0 | 59.42 | 11.52 | 8 | 0
2040 | RMPA_2_SPP_N | RMPA | SPP_N | External | Winter | B20 | 935 | 210 | 0 | 42.79 | 0.01 | 8 | 0
2040 | SPP_N_2_RMPA | SPP_N | RMPA | External | Shoulder | B11 | 25 | 210 | 0 | 148.91 | 64.16 | 5 | 0
2040 | SPP_N_2_RMPA | SPP_N | RMPA | External | Shoulder | B12 | 200 | 210 | 0 | 80.33 | 72.31 | 5 | 0
2040 | SPP_N_2_RMPA | SPP_N | RMPA | External | Shoulder | B13 | 600 | 210 | 210 | 48.73 | 58.34 | 5 | 4.61
2040 | SPP_N_2_RMPA | SPP_N | RMPA | External | Shoulder | B14 | 900 | 210 | 210 | 0.01 | 58.34 | 5 | 53.33
2040 | SPP_N_2_RMPA | SPP_N | RMPA | External | Shoulder | B15 | 1203 | 210 | 210 | 0.01 | 44.3 | 5 | 39.29
2040 | SPP_N_2_RMPA | SPP_N | RMPA | External | Summer | B1 | 10 | 210 | 210 | 0.01 | 290.2 | 5 | 285.19
2040 | SPP_N_2_RMPA | SPP_N | RMPA | External | Summer | B2 | 25 | 210 | 0 | 279.23 | 281.35 | 5 | 0
2040 | SPP_N_2_RMPA | SPP_N | RMPA | External | Summer | B3 | 75 | 210 | 0 | 293.21 | 285.21 | 5 | 0
2040 | SPP_N_2_RMPA | SPP_N | RMPA | External | Summer | B4 | 100 | 210 | 0 | 255.87 | 260.86 | 5 | 0
2040 | SPP_N_2_RMPA | SPP_N | RMPA | External | Summer | B5 | 200 | 210 | 210 | 184.17 | 192.16 | 5 | 2.99
2040 | SPP_N_2_RMPA | SPP_N | RMPA | External | Summer | B6 | 300 | 210 | 210 | 181.96 | 192.16 | 5 | 5.2
2040 | SPP_N_2_RMPA | SPP_N | RMPA | External | Summer | B7 | 400 | 210 | 210 | 175.88 | 192.16 | 5 | 11.28
2040 | SPP_N_2_RMPA | SPP_N | RMPA | External | Summer | B8 | 500 | 210 | 210 | 159.2 | 192.16 | 5 | 27.96
2040 | SPP_N_2_RMPA | SPP_N | RMPA | External | Summer | B9 | 800 | 210 | 210 | 147.3 | 189 | 5 | 36.7
2040 | SPP_N_2_RMPA | SPP_N | RMPA | External | Summer | B10 | 1262 | 210 | 210 | 39.17 | 189 | 5 | 144.84
2040 | SPP_N_2_RMPA | SPP_N | RMPA | External | Winter | B16 | 25 | 210 | 210 | 0.02 | 82.55 | 5 | 77.52
2040 | SPP_N_2_RMPA | SPP_N | RMPA | External | Winter | B17 | 100 | 210 | 210 | 0.01 | 75.75 | 5 | 70.74
2040 | SPP_N_2_RMPA | SPP_N | RMPA | External | Winter | B18 | 400 | 210 | 210 | 52.45 | 59.42 | 5 | 1.97
2040 | SPP_N_2_RMPA | SPP_N | RMPA | External | Winter | B19 | 700 | 210 | 210 | 11.52 | 59.42 | 5 | 42.9
2040 | SPP_N_2_RMPA | SPP_N | RMPA | External | Winter | B20 | 935 | 210 | 210 | 0.01 | 42.79 | 5 | 37.78
2040 | SPP_S_2_ERCOT | SPP_S | ERCOT | External | Shoulder | B11 | 25 | 800 | 800 | 165.91 | 182.23 | 5 | 11.32
2040 | SPP_S_2_ERCOT | SPP_S | ERCOT | External | Shoulder | B12 | 200 | 800 | 800 | 80.34 | 182.23 | 5 | 96.9
2040 | SPP_S_2_ERCOT | SPP_S | ERCOT | External | Shoulder | B13 | 600 | 800 | 800 | 48.74 | 156.4 | 5 | 102.65
2040 | SPP_S_2_ERCOT | SPP_S | ERCOT | External | Shoulder | B14 | 900 | 800 | 800 | 0.01 | 121.97 | 5 | 116.96
2040 | SPP_S_2_ERCOT | SPP_S | ERCOT | External | Shoulder | B15 | 1203 | 800 | 800 | 0.01 | 37.58 | 5 | 32.57
2040 | SPP_S_2_ERCOT | SPP_S | ERCOT | External | Summer | B1 | 10 | 800 | 800 | 0.02 | 751.19 | 5 | 746.16
2040 | SPP_S_2_ERCOT | SPP_S | ERCOT | External | Summer | B2 | 25 | 800 | 800 | 279.23 | 751.19 | 5 | 466.95
2040 | SPP_S_2_ERCOT | SPP_S | ERCOT | External | Summer | B3 | 75 | 800 | 800 | 293.21 | 354.27 | 5 | 56.06
2040 | SPP_S_2_ERCOT | SPP_S | ERCOT | External | Summer | B4 | 100 | 800 | 0 | 255.87 | 245.49 | 5 | 0
2040 | SPP_S_2_ERCOT | SPP_S | ERCOT | External | Summer | B5 | 200 | 800 | 0 | 184.19 | 180.5 | 5 | 0
2040 | SPP_S_2_ERCOT | SPP_S | ERCOT | External | Summer | B6 | 300 | 800 | 0 | 181.97 | 180.5 | 5 | 0
2040 | SPP_S_2_ERCOT | SPP_S | ERCOT | External | Summer | B7 | 400 | 800 | 0 | 180.29 | 180.5 | 5 | 0
2040 | SPP_S_2_ERCOT | SPP_S | ERCOT | External | Summer | B8 | 500 | 800 | 800 | 164.32 | 180.5 | 5 | 11.18
2040 | SPP_S_2_ERCOT | SPP_S | ERCOT | External | Summer | B9 | 800 | 800 | 0 | 155.3 | 154.92 | 5 | 0
2040 | SPP_S_2_ERCOT | SPP_S | ERCOT | External | Summer | B10 | 1262 | 800 | 800 | 39.18 | 63.11 | 5 | 18.93
2040 | SPP_S_2_ERCOT | SPP_S | ERCOT | External | Winter | B16 | 25 | 800 | 800 | 0.03 | 185.84 | 5 | 180.81
2040 | SPP_S_2_ERCOT | SPP_S | ERCOT | External | Winter | B17 | 100 | 800 | 800 | 0.02 | 185.84 | 5 | 180.82
2040 | SPP_S_2_ERCOT | SPP_S | ERCOT | External | Winter | B18 | 400 | 800 | 800 | 52.46 | 159.47 | 5 | 102.01
2040 | SPP_S_2_ERCOT | SPP_S | ERCOT | External | Winter | B19 | 700 | 800 | 800 | 11.51 | 130.93 | 5 | 114.42
2040 | SPP_S_2_ERCOT | SPP_S | ERCOT | External | Winter | B20 | 935 | 800 | 800 | 0.01 | 37.58 | 5 | 32.57