## all years single line
Transmission Capacity Calculations | [6 empty] | OL75 | OL25 |  |  |  |  | F8B Total Cong Max Shadow | 32.5177 | 0.75
| From | To |  |  | Base Capacity |  | 4250 | 4250 |  | 53.13% | 53.13% |  | F8B Cong Hour Max Shadow | 296.6557 | 0.75
Line of Interest | NYISO_A-F | NYISO_G-I |  |  | Max OL Capacity |  | 4347.33 | 5046.7 |  | 100% | 100%
[5 empty] | OL Cap Factor at Max Capacity |  | 2.782% | 8.729%
[5 empty] | Base Total Hour Shadow Price |  | 15.2425 | 15.2425
[5 empty] | Base Congested Hour Shadow Price |  | 22.9394 | 22.9394
| OL75 | OL25 |  |  | Overload Charge |  | 15.2453 | 5.0818 |  | Ruthven/Hadley/Chattopadhyay Curves
Minimum Overload Charge (RHC Parameter 0) | 0 | 0 |  |  | Weightd Avg OL Capacity |  | 120.9537 | 440.5147 |  | shadow price | Total Flow target capacity factor | Overload Flow Target Capacity Factor
Total Flow CF-Shadow Price Curve Parameter (RHC Parameter 1) | 0.75 |  | Target Total Flow CF | 53.13% | OL Cap to Meet Total Target Cap Factor |  | 3547.9794 | 4138.2999 |  | 0.5 | 85% | 35%
OL Flow CL-Shadow Price Curve Parameter (RHC Parameter 2) | 0.75 |  | Target Overload Flow CF | 35% | OL Capacity to meet OL Target Cap Factor |  | 0.0010821 | 278.0226 |  | 1 | 85% | 35%
Max OL Flow Target CF (RHC Parameter 3) | 35% |  |  | Average of Total and OL target Cap factor that meets min Charge (RHC) |  |  | 1773.9903 | 2208.1612 |  | 1.5 | 85% | 35%
Threshold Interface Utilization (Johnson Parameter 1) | 90% | [7 empty] | Johnson Combined Method | 2 | 85% | 35%
Avg Cap Factor for Total Line (Johnson Parameter 2) | 75% |  |  | OL Line to give Avg CF = 75% (Johnson) |  |  | 1273.9137 | 1692.2332 | 1364.9075 | 2.5 | 85% | 35%
Flow Duration Curve Target (NGO Parameter 1) | 20% | 20% | OL Capacity that meets Thrshold Duration using all years (NGO) |  |  |  | 0.00046 | 809.24 |  | 3 | 85% | 35%
Total Flow Max CF (RHC 6) | 85% |  |  |  |  | average | 1015.9681 | 1569.8781 |  | 3.5 | 85% | 35%
Total Flow Min CF (RHC 4) | 40% |  |  |  |  | median | 1273.9137 | 1692.2332 |  | 4 | 85% | 35%
OL Flow Min CF (RHC 5) | 15% | [8 empty] | 4.5 | 85% | 35%
[10 empty] | 5 | 84.62% | 35%
[10 empty] | 5.5 | 83.09% | 35%
[10 empty] | 6 | 81.55% | 35%
[10 empty] | 6.5 | 80.01% | 35%
[10 empty] | 7 | 78.47% | 35%
[10 empty] | 7.5 | 76.94% | 35%
[10 empty] | 8 | 75.4% | 35%
[10 empty] | 8.5 | 73.86% | 35%
[10 empty] | 9 | 72.32% | 35%
[10 empty] | 9.5 | 70.79% | 35%
[10 empty] | 10 | 69.25% | 35%
[10 empty] | 10.5 | 67.71% | 35%
[10 empty] | 11 | 66.17% | 35%
[10 empty] | 11.5 | 64.63% | 35%
[10 empty] | 12 | 63.1% | 35%
[10 empty] | 12.5 | 61.56% | 35%
[10 empty] | 13 | 60.02% | 35%
[10 empty] | 13.5 | 58.48% | 35%
[10 empty] | 14 | 56.95% | 35%
[10 empty] | 14.5 | 55.41% | 35%
[10 empty] | 15 | 53.87% | 35%
[10 empty] | 15.5 | 52.33% | 35%
[10 empty] | 16 | 50.8% | 35%
[10 empty] | 16.5 | 49.26% | 35%
[10 empty] | 17 | 47.72% | 35%
[10 empty] | 17.5 | 46.18% | 35%
[10 empty] | 18 | 44.65% | 35%
[10 empty] | 18.5 | 43.11% | 35%
[10 empty] | 19 | 41.57% | 35%
[10 empty] | 19.5 | 40.03% | 35%
[10 empty] | 20 | 40% | 35%
[10 empty] | 20.5 | 40% | 35%
[10 empty] | 21 | 40% | 35%
[10 empty] | 21.5 | 40% | 35%
[10 empty] | 22 | 40% | 35%
[10 empty] | 22.5 | 40% | 35%
[10 empty] | 23 | 40% | 35%
[10 empty] | 23.5 | 40% | 35%
[10 empty] | 24 | 40% | 35%
[10 empty] | 24.5 | 40% | 35%
[10 empty] | 25 | 40% | 35%
[10 empty] | 25.5 | 40% | 35%
[10 empty] | 26 | 40% | 35%
[10 empty] | 26.5 | 40% | 35%
[10 empty] | 27 | 40% | 35%
[10 empty] | 27.5 | 40% | 35%
[10 empty] | 28 | 40% | 35%
[10 empty] | 28.5 | 40% | 35%
[10 empty] | 29 | 40% | 35%
[10 empty] | 29.5 | 40% | 35%
[10 empty] | 30 | 40% | 35%
[10 empty] | 30.5 | 40% | 35%
[10 empty] | 31 | 40% | 35%
[10 empty] | 31.5 | 40% | 35%
[10 empty] | 32 | 40% | 35%
[10 empty] | 32.5 | 40% | 35%
[10 empty] | 33 | 40% | 35%
[10 empty] | 33.5 | 40% | 35%
[10 empty] | 34 | 40% | 35%
Note on B12: johnrm: Inserted this cell as needed this parameter to implement johnson suggested criteria

## AllLines
|  |  |  | Potential Hardened Overload Line Capacity | [5 empty] | 5614.9075 | 75%
From | To | Base Transfer Limit | Line name | Average of Total and OL target Cap factor that meets min Charge (RHC) |  | OL Capacity that meets Thrshold Duration using all years (NGO) |  | OL Line to give Avg CF = 75% (Johnson) |  | Johnson | Johnson | Johnson | Johnson | Johnson | OL75 Average | OL25 Average
|  |  |  | OL75 | OL25 | OL75 | OL25 | OL75 | OL25 | Combined | Average MW | Average MW | OL25/OL75 Ratio | Design Capacity Factor |  |  | OL75
|  |  | NYISO_A-F_2_NYISO_G-I | 1773.9903 | 2208.1612 | 0.00046 | 809.24 | 1273.9137 | 1692.2332 | 1364.9075 | 955.4352 | 1269.1749 | 1.3284 | 70% | 1015.9681 | 1569.8781 | Top 20 Lines | Average | Index |  | RHC | Johnson | NGO | Median | Average
ENT | MISO_MO-IL | 2260 | ENT_2_MISO_MO-IL | 0.000395 | 0.000395 | 0 | 0 | 0 | 0 | 0 | 0 | 0 | 0 | 0% | 0.00013167 | 0.00013167 | 1 | 19066.1201 | 37 | MISO_W_2_PJM_ROR | 26562.5659 | 13400.0045 | 17235.79 | 17235.79 | 19066.1201
ENT | SOCO | 2000 | ENT_2_SOCO | 0.00052238 | 545.1527 | 1e-05 | 4741.4 | 0 | 2110.9938 | 1759.1615 | 0 | 1583.2453 | 0.5 | 90% | 0.00017746 | 2465.8488 | 2 | 5545.9154 | 79 | SPP_N_2_ENT | 7070.1694 | 3734.2367 | 5833.34 | 5833.34 | 5545.9154
ENT | SPP_N | 1300 | ENT_2_SPP_N | 0.000395 | 0.000395 | 0 | 0 | 0 | 0 | 0 | 0 | 0 | 0 | 0% | 0.00013167 | 0.00013167 | 3 | 3430.3734 | 84 | SPP_S_2_ENT | 2583.332 | 2686.1481 | 5021.64 | 2686.1481 | 3430.3734
ENT | SPP_S | 1300 | ENT_2_SPP_S | 0.000395 | 0.000395 | 0 | 0 | 0 | 0 | 0 | 0 | 0 | 0 | 0% | 0.00013167 | 0.00013167 | 4 | 2013.5859 | 43 | NE_2_MISO_W | 1578.8689 | 1562.3786 | 2899.51 | 1578.8689 | 2013.5859
ENT | TVA_Transmission | 2100 | ENT_2_TVA_Transmission | 0.00058398 | 0.00056026 | 0 | 0 | 0 | 0 | 0 | 0 | 0 | 0 | 0% | 0.00019466 | 0.00018675 | 5 | 1954.4321 | 80 | SPP_N_2_MISO_MO-IL | 2243.4899 | 3619.806 | 0.00047 | 2243.4899 | 1954.4321
FRCC | SOCO | 900 | FRCC_2_SOCO | 0.000395 | 0.000395 | 0 | 0 | 0 | 0 | 0 | 0 | 0 | 0 | 0% | 0.00013167 | 0.00013167 | 6 | 1284.7586 | 8 | IESO_2_MISO_MI | 1888.7408 | 1222.3549 | 743.18 | 1222.3549 | 1284.7586
IESO | MAPP_CA | 262 | IESO_2_MAPP_CA | 21.8756 | 16.1406 | 0.0004 | 0.00027 | 0 | 0 | 0 | 0 | 0 | 0 | 0% | 7.292 | 5.3803 | 7 | 1015.9681 | 52 | NYISO_A-F_2_NYISO_G-I | 1773.9903 | 1273.9137 | 0.00046 | 1273.9137 | 1015.9681
IESO | MISO_MI | 1840 | IESO_2_MISO_MI | 1888.7408 | 6156.6579 | 743.18 | 4296.45 | 1222.3549 | 2982.2218 | 1527.9437 | 916.7662 | 2236.6664 | 2.4397 | 60% | 1284.7586 | 4478.4433 | 8 | 608.1874 | 47 | NEISO_2_NYISO_J-K | 26.3366 | 744.8756 | 1053.35 | 744.8756 | 608.1874
IESO | MISO_W | 140 | IESO_2_MISO_W | 86.1707 | 0.00072 | 0.0005 | 0.00052 | 79.1564 | 0 | 65.9637 | 59.3673 | 0 | 0.5 | 90% | 55.1092 | 0.00041333 | 9 | 499.3171 | 10 | IESO_2_NYISO_A-F | 1114.265 | 383.686 | 0.00044 | 383.686 | 499.3171
IESO | NYISO_A-F | 1725 | IESO_2_NYISO_A-F | 1114.265 | 727.3148 | 0.00044 | 0.00027 | 383.686 | 0 | 319.7383 | 287.7645 | 0 | 0.5 | 90% | 499.3171 | 242.4384 | 10 | 490.4165 | 17 | MISO_IN_2_MISO_MI | 0.0039292 | 1186.6157 | 284.63 | 284.63 | 490.4165
MAPP_CA | IESO | 330 | MAPP_CA_2_IESO | 0.000395 | 0.000395 | 0 | 0 | 0 | 0 | 0 | 0 | 0 | 0 | 0% | 0.00013167 | 0.00013167 | 11 | 249.7353 | 81 | SPP_N_2_MISO_W | 0.00067091 | 749.205 | 0.00036 | 0.00067091 | 249.7353
MAPP_CA | MAPP_US | 372 | MAPP_CA_2_MAPP_US | 0.000395 | 0.000395 | 0 | 0 | 0 | 0 | 0 | 0 | 0 | 0 | 0% | 0.00013167 | 0.00013167 | 12 | 248.0054 | 34 | MISO_W_2_MISO_MO-IL | 744.0157 | 0 | 0.00054 | 0.00054 | 248.0054
MAPP_CA | MISO_W | 1970 | MAPP_CA_2_MISO_W | 0.00046607 | 0.002538 | 0.00021 | 782.04 | 0 | 0 | 0 | 0 | 0 | 0 | 0% | 0.00022536 | 260.6808 | 13 | 194.9493 | 39 | MISO_WUMS_2_MISO_MI | 0.0023067 | 374.1454 | 210.7 | 210.7 | 194.9493
MAPP_US | MAPP_CA | 165 | MAPP_US_2_MAPP_CA | 0.00066056 | 0.00078408 | 4e-05 | 3e-05 | 0 | 0 | 0 | 0 | 0 | 0 | 0% | 0.00023352 | 0.00027136 | 14 | 140.2416 | 23 | MISO_MI_2_MISO_WUMS | 0.0007898 | 420.724 | 3e-05 | 0.0007898 | 140.2416
MAPP_US | MISO_W | 2635 | MAPP_US_2_MISO_W | 0.00060574 | 0.00077193 | 6e-05 | 0.00011 | 0 | 0 | 0 | 0 | 0 | 0 | 0% | 0.00022191 | 0.00029398 | 15 | 117.8345 | 35 | MISO_W_2_MISO_WUMS | 353.503 | 0 | 0.00045 | 0.00045 | 117.8345
MAPP_US | NE | 2000 | MAPP_US_2_NE | 0.0006132 | 0.00059737 | 0 | 0 | 0 | 0 | 0 | 0 | 0 | 0 | 0% | 0.0002044 | 0.00019912 | 16 | 55.1092 | 9 | IESO_2_MISO_W | 86.1707 | 79.1564 | 0.0005 | 79.1564 | 55.1092
MISO_IN | MISO_MI | 5000 | MISO_IN_2_MISO_MI | 0.0039292 | 0.0010963 | 284.63 | 42.39 | 1186.6157 | 0 | 988.8464 | 889.9618 | 0 | 0.5 | 90% | 490.4165 | 14.1304 | 17 | 54.2143 | 44 | NE_2_SPP_N | 0.0030101 | 0 | 162.64 | 0.0030101 | 54.2143
MISO_IN | MISO_MO-IL | 5000 | MISO_IN_2_MISO_MO-IL | 0.00058423 | 0.00059722 | 0 | 0 | 0 | 0 | 0 | 0 | 0 | 0 | 0% | 0.00019474 | 0.00019907 | 18 | 7.292 | 7 | IESO_2_MAPP_CA | 21.8756 | 0 | 0.0004 | 0.0004 | 7.292
MISO_IN | NonRTO_Midwest | 4800 | MISO_IN_2_NonRTO_Midwest | 0.00059062 | 0.00059062 | 0 | 0 | 0 | 0 | 0 | 0 | 0 | 0 | 0% | 0.00019687 | 0.00019687 | 19 | 1.5271 | 60 | NYISO_J-K_2_PJM_E | 0.00058654 | 4.5806 | 0 | 0.00058654 | 1.5271
MISO_IN | PJM_ROR | 992 | MISO_IN_2_PJM_ROR | 0.0005713 | 0.00063412 | 0.00029 | 0.00015 | 0 | 0 | 0 | 0 | 0 | 0 | 0% | 0.0002871 | 0.00026137 | 20 | 0.00036043 | 83 | SPP_N_2_SPP_S | 0.0010013 | 0 | 8e-05 | 8e-05 | 0.00036043
MISO_MI | IESO | 1580 | MISO_MI_2_IESO | 0.000395 | 0.000395 | 0 | 0 | 0 | 0 | 0 | 0 | 0 | 0 | 0% | 0.00013167 | 0.00013167
MISO_MI | MISO_IN | 2045 | MISO_MI_2_MISO_IN | 0.00058825 | 0.00074815 | 0 | 46.34 | 0 | 0 | 0 | 0 | 0 | 0 | 0% | 0.00019608 | 15.4469
MISO_MI | MISO_WUMS | 117 | MISO_MI_2_MISO_WUMS | 0.0007898 | 0.00066942 | 3e-05 | 0 | 420.724 | 226.5 | 350.6033 | 315.543 | 169.875 | 0.53836 | 90% | 140.2416 | 75.5002 | OL25
MISO_MI | PJM_ROR | 1424 | MISO_MI_2_PJM_ROR | 0.000395 | 0.000395 | 0.00021 | 3e-05 | 0 | 0 | 0 | 0 | 0 | 0 | 0% | 0.00020167 | 0.00014167 | Top 20 Lines | Average | Index |  | RHC | Johnson | NGO | Median | Average
MISO_MO-IL | ENT | 2540 | MISO_MO-IL_2_ENT | 0.000395 | 0.000395 | 0 | 0 | 0 | 0 | 0 | 0 | 0 | 0 | 0% | 0.00013167 | 0.00013167 | 1 | 36654.4685 | 37 | MISO_W_2_PJM_ROR | 50149.329 | 27138.8365 | 32675.24 | 32675.24 | 36654.4685
MISO_MO-IL | MISO_IN | 2100 | MISO_MO-IL_2_MISO_IN | 0.00082257 | 2547.2773 | 2e-05 | 8250.37 | 0 | 4566.7412 | 3805.6176 | 0 | 3425.0559 | 0.5 | 90% | 0.00028086 | 5121.4628 | 2 | 13927.5021 | 79 | SPP_N_2_ENT | 21064.4636 | 10727.6426 | 9990.4 | 10727.6426 | 13927.5021
MISO_MO-IL | MISO_W | 960 | MISO_MO-IL_2_MISO_W | 0.000395 | 0.000395 | 0 | 0 | 0 | 0 | 0 | 0 | 0 | 0 | 0% | 0.00013167 | 0.00013167 | 3 | 5121.4628 | 26 | MISO_MO-IL_2_MISO_IN | 2547.2773 | 4566.7412 | 8250.37 | 4566.7412 | 5121.4628
MISO_MO-IL | PJM_ROR | 1212 | MISO_MO-IL_2_PJM_ROR | 0.00066253 | 0.0005965 | 0.00025 | 0.00011 | 0 | 0 | 0 | 0 | 0 | 0 | 0% | 0.00030418 | 0.0002355 | 4 | 4884.94 | 80 | SPP_N_2_MISO_MO-IL | 3506.7926 | 4624.5875 | 6523.44 | 4624.5875 | 4884.94
MISO_MO-IL | SPP_N | 2000 | MISO_MO-IL_2_SPP_N | 0.000395 | 0.000395 | 0 | 0 | 0 | 0 | 0 | 0 | 0 | 0 | 0% | 0.00013167 | 0.00013167 | 5 | 4603.7504 | 39 | MISO_WUMS_2_MISO_MI | 4069.1996 | 3813.6416 | 5928.41 | 4069.1996 | 4603.7504
MISO_MO-IL | TVA_Transmission | 4000 | MISO_MO-IL_2_TVA_Transmission | 0.000395 | 0.000395 | 0 | 0 | 0 | 0 | 0 | 0 | 0 | 0 | 0% | 0.00013167 | 0.00013167 | 6 | 4478.4433 | 8 | IESO_2_MISO_MI | 6156.6579 | 2982.2218 | 4296.45 | 4296.45 | 4478.4433
MISO_W | IESO | 90 | MISO_W_2_IESO | 0.000395 | 0.000395 | 0 | 0 | 0 | 0 | 0 | 0 | 0 | 0 | 0% | 0.00013167 | 0.00013167 | 7 | 4288.3862 | 84 | SPP_S_2_ENT | 4849.3761 | 3077.7324 | 4938.05 | 4849.3761 | 4288.3862
MISO_W | MAPP_CA | 700 | MISO_W_2_MAPP_CA | 0.000395 | 0.00073377 | 0 | 0 | 0 | 0 | 0 | 0 | 0 | 0 | 0% | 0.00013167 | 0.00024459 | 8 | 3661.9458 | 43 | NE_2_MISO_W | 3158.9759 | 2875.3814 | 4951.48 | 3158.9759 | 3661.9458
MISO_W | MAPP_US | 2300 | MISO_W_2_MAPP_US | 0.000395 | 0.000395 | 0 | 0 | 0 | 0 | 0 | 0 | 0 | 0 | 0% | 0.00013167 | 0.00013167 | 9 | 3348.1378 | 34 | MISO_W_2_MISO_MO-IL | 2868.9038 | 3811.9396 | 3363.57 | 3363.57 | 3348.1378
MISO_W | MISO_MO-IL | 3800 | MISO_W_2_MISO_MO-IL | 744.0157 | 2868.9038 | 0.00054 | 3363.57 | 0 | 3811.9396 | 3176.6163 | 0 | 2858.9547 | 0.5 | 90% | 248.0054 | 3348.1378 | 10 | 2465.8488 | 2 | ENT_2_SOCO | 545.1527 | 2110.9938 | 4741.4 | 2110.9938 | 2465.8488
MISO_W | MISO_WUMS | 1629 | MISO_W_2_MISO_WUMS | 353.503 | 373.2517 | 0.00045 | 0.00048 | 0 | 397.2928 | 331.0773 | 0 | 297.9696 | 0.5 | 90% | 117.8345 | 256.8483 | 11 | 1699.3528 | 74 | PJM_ROR_2_VACAR | 736.5759 | 1376.9926 | 2984.49 | 1376.9926 | 1699.3528
MISO_W | NE | 2800 | MISO_W_2_NE | 0.000395 | 0.000395 | 0 | 0 | 0 | 0 | 0 | 0 | 0 | 0 | 0% | 0.00013167 | 0.00013167 | 12 | 1569.8781 | 52 | NYISO_A-F_2_NYISO_G-I | 2208.1612 | 1692.2332 | 809.24 | 1692.2332 | 1569.8781
MISO_W | PJM_ROR | 773 | MISO_W_2_PJM_ROR | 26562.5659 | 50149.329 | 17235.79 | 32675.24 | 13400.0045 | 27138.8365 | 16750.0056 | 10050.0033 | 20354.1273 | 2.0253 | 60% | 19066.1201 | 36654.4685 | 13 | 1135.3516 | 81 | SPP_N_2_MISO_W | 0.00098653 | 2024.3839 | 1381.67 | 1381.67 | 1135.3516
MISO_W | SPP_N | 3200 | MISO_W_2_SPP_N | 0.000395 | 0.000395 | 0 | 0 | 0 | 0 | 0 | 0 | 0 | 0 | 0% | 0.00013167 | 0.00013167 | 14 | 1033.0321 | 44 | NE_2_SPP_N | 869.9713 | 427.745 | 1801.38 | 869.9713 | 1033.0321
MISO_WUMS | MISO_MI | 99 | MISO_WUMS_2_MISO_MI | 0.0023067 | 4069.1996 | 210.7 | 5928.41 | 374.1454 | 3813.6416 | 561.2182 | 280.6091 | 2860.2312 | 10.1929 | 50% | 194.9493 | 4603.7504 | 15 | 934.4236 | 47 | NEISO_2_NYISO_J-K | 427.1072 | 849.4434 | 1526.72 | 849.4434 | 934.4236
MISO_WUMS | MISO_W | 1137 | MISO_WUMS_2_MISO_W | 0.00061378 | 0.00075893 | 0 | 5e-05 | 0 | 0 | 0 | 0 | 0 | 0 | 0% | 0.00020459 | 0.00026964 | 16 | 260.6808 | 13 | MAPP_CA_2_MISO_W | 0.002538 | 0 | 782.04 | 0.002538 | 260.6808
MISO_WUMS | PJM_ROR | 1600 | MISO_WUMS_2_PJM_ROR | 0.00056043 | 0.00072266 | 0.00033 | 0.00031 | 0 | 0 | 0 | 0 | 0 | 0 | 0% | 0.00029681 | 0.00034422 | 17 | 256.8483 | 35 | MISO_W_2_MISO_WUMS | 373.2517 | 397.2928 | 0.00048 | 373.2517 | 256.8483
NE | MAPP_US | 1600 | NE_2_MAPP_US | 0.000395 | 0.000395 | 0 | 0 | 0 | 0 | 0 | 0 | 0 | 0 | 0% | 0.00013167 | 0.00013167 | 18 | 242.4384 | 10 | IESO_2_NYISO_A-F | 727.3148 | 0 | 0.00027 | 0.00027 | 242.4384
NE | MISO_W | 1600 | NE_2_MISO_W | 1578.8689 | 3158.9759 | 2899.51 | 4951.48 | 1562.3786 | 2875.3814 | 1802.7446 | 1171.784 | 2156.5361 | 1.8404 | 65% | 2013.5859 | 3661.9458 | 19 | 77.4385 | 85 | SPP_S_2_SPP_N | 0.00066564 | 232.3148 | 0.00013 | 0.00066564 | 77.4385
NE | SPP_N | 1800 | NE_2_SPP_N | 0.0030101 | 869.9713 | 162.64 | 1801.38 | 0 | 427.745 | 356.4542 | 0 | 320.8087 | 0.5 | 90% | 54.2143 | 1033.0321 | 20 | 75.5002 | 23 | MISO_MI_2_MISO_WUMS | 0.00066942 | 226.5 | 0 | 0.00066942 | 75.5002
NEISO | NYISO_A-F | 600 | NEISO_2_NYISO_A-F | 0.00059623 | 0.00060191 | 0 | 0 | 0 | 0 | 0 | 0 | 0 | 0 | 0% | 0.00019874 | 0.00020064 | 21 | 15.4469 | 22 | MISO_MI_2_MISO_IN | 0.00074815 | 0 | 46.34 | 0.00074815 | 15.4469
NEISO | NYISO_G-I | 600 | NEISO_2_NYISO_G-I | 0.000395 | 0.000395 | 0.00047 | 0.00038 | 0 | 0 | 0 | 0 | 0 | 0 | 0% | 0.00028833 | 0.00025833
NEISO | NYISO_J-K | 430 | NEISO_2_NYISO_J-K | 26.3366 | 427.1072 | 1053.35 | 1526.72 | 744.8756 | 849.4434 | 744.8756 | 558.6567 | 637.0826 | 1.1404 | 75% | 608.1874 | 934.4236
NonRTO_Midwest | MISO_IN | 4450 | NonRTO_Midwest_2_MISO_IN | 0.000395 | 0.000395 | 0 | 0 | 0 | 0 | 0 | 0 | 0 | 0 | 0% | 0.00013167 | 0.00013167
NonRTO_Midwest | TVA_Transmission | 2400 | NonRTO_Midwest_2_TVA_Transmission | 0.000395 | 0.000395 | 0 | 0 | 0 | 0 | 0 | 0 | 0 | 0 | 0% | 0.00013167 | 0.00013167
NYISO_A-F | IESO | 1600 | NYISO_A-F_2_IESO | 0.000395 | 0.000395 | 0 | 0 | 0 | 0 | 0 | 0 | 0 | 0 | 0% | 0.00013167 | 0.00013167
NYISO_A-F | NEISO | 600 | NYISO_A-F_2_NEISO | 0.0005915 | 0.0005915 | 0 | 0 | 0 | 0 | 0 | 0 | 0 | 0 | 0% | 0.00019717 | 0.00019717
NYISO_A-F | NYISO_G-I | 4250 | NYISO_A-F_2_NYISO_G-I | 1773.9903 | 2208.1612 | 0.00046 | 809.24 | 1273.9137 | 1692.2332 | 1364.9075 | 955.4352 | 1269.1749 | 1.3284 | 70% | 1015.9681 | 1569.8781
NYISO_A-F | PJM_ROM | 1000 | NYISO_A-F_2_PJM_ROM | 0.00059246 | 0.0007648 | 0.0003 | 0.00016 | 0 | 0 | 0 | 0 | 0 | 0 | 0% | 0.00029749 | 0.00030827
NYISO_G-I | NEISO | 600 | NYISO_G-I_2_NEISO | 0.00059097 | 0.00058065 | 0 | 0 | 0 | 0 | 0 | 0 | 0 | 0 | 0% | 0.00019699 | 0.00019355
NYISO_G-I | NYISO_A-F | 1999 | NYISO_G-I_2_NYISO_A-F | 0.000395 | 0.000395 | 0 | 0 | 0 | 0 | 0 | 0 | 0 | 0 | 0% | 0.00013167 | 0.00013167
NYISO_G-I | NYISO_J-K | 6130 | NYISO_G-I_2_NYISO_J-K | 0.00062284 | 0.00060979 | 0 | 0 | 0 | 0 | 0 | 0 | 0 | 0 | 0% | 0.00020761 | 0.00020326
NYISO_G-I | PJM_E | 1500 | NYISO_G-I_2_PJM_E | 0.00053092 | 0.0005509 | 0 | 0 | 0 | 0 | 0 | 0 | 0 | 0 | 0% | 0.00017697 | 0.00018363
NYISO_J-K | NEISO | 0.001 | NYISO_J-K_2_NEISO | 0.000395 | 0.000395 | 0 | 0 | 0 | 0 | 0 | 0 | 0 | 0 | 0% | 0.00013167 | 0.00013167
NYISO_J-K | NYISO_G-I | 1999 | NYISO_J-K_2_NYISO_G-I | 0.000395 | 0.000395 | 0 | 0 | 0 | 0 | 0 | 0 | 0 | 0 | 0% | 0.00013167 | 0.00013167
NYISO_J-K | PJM_E | 0.001 | NYISO_J-K_2_PJM_E | 0.00058654 | 0.00058114 | 0 | 0 | 4.5806 | 9.7125 | 5.7258 | 3.4355 | 7.2844 | 2.1204 | 60% | 1.5271 | 3.2377
PJM_E | NYISO_G-I | 500 | PJM_E_2_NYISO_G-I | 0.000395 | 0.000395 | 0 | 0 | 0 | 0 | 0 | 0 | 0 | 0 | 0% | 0.00013167 | 0.00013167
PJM_E | NYISO_J-K | 330 | PJM_E_2_NYISO_J-K | 0.00064648 | 0.0006679 | 0 | 0 | 0 | 0 | 0 | 0 | 0 | 0 | 0% | 0.00021549 | 0.00022263
PJM_E | PJM_ROM | 8000 | PJM_E_2_PJM_ROM | 0.00058815 | 0.00055961 | 0 | 0 | 0 | 0 | 0 | 0 | 0 | 0 | 0% | 0.00019605 | 0.00018654
PJM_ROM | NYISO_A-F | 2000 | PJM_ROM_2_NYISO_A-F | 0.000395 | 0.000395 | 0 | 0 | 0 | 0 | 0 | 0 | 0 | 0 | 0% | 0.00013167 | 0.00013167
PJM_ROM | PJM_E | 8000 | PJM_ROM_2_PJM_E | 0.000395 | 0.000395 | 0 | 0 | 0 | 0 | 0 | 0 | 0 | 0 | 0% | 0.00013167 | 0.00013167
PJM_ROM | PJM_ROR | 8000 | PJM_ROM_2_PJM_ROR | 0.000395 | 0.00059302 | 0 | 0 | 0 | 0 | 0 | 0 | 0 | 0 | 0% | 0.00013167 | 0.00019767
PJM_ROR | MISO_IN | 909 | PJM_ROR_2_MISO_IN | 0.000395 | 0.000395 | 0 | 0 | 0 | 0 | 0 | 0 | 0 | 0 | 0% | 0.00013167 | 0.00013167
PJM_ROR | MISO_MI | 1305 | PJM_ROR_2_MISO_MI | 0.000395 | 0.000395 | 0 | 0 | 0 | 0 | 0 | 0 | 0 | 0 | 0% | 0.00013167 | 0.00013167
PJM_ROR | MISO_MO-IL | 1111 | PJM_ROR_2_MISO_MO-IL | 0.000395 | 0.000395 | 0 | 0 | 0 | 0 | 0 | 0 | 0 | 0 | 0% | 0.00013167 | 0.00013167
PJM_ROR | MISO_W | 709 | PJM_ROR_2_MISO_W | 0.000395 | 0.000395 | 0 | 0 | 0 | 0 | 0 | 0 | 0 | 0 | 0% | 0.00013167 | 0.00013167
PJM_ROR | MISO_WUMS | 1467 | PJM_ROR_2_MISO_WUMS | 0.000395 | 0.000395 | 0 | 0 | 0 | 0 | 0 | 0 | 0 | 0 | 0% | 0.00013167 | 0.00013167
PJM_ROR | PJM_ROM | 8000 | PJM_ROR_2_PJM_ROM | 0.00088437 | 0.00072792 | 4e-05 | 7e-05 | 0 | 0 | 0 | 0 | 0 | 0 | 0% | 0.00030812 | 0.00026597
PJM_ROR | TVA_Transmission | 2500 | PJM_ROR_2_TVA_Transmission | 0.00060654 | 0.00080824 | 0 | 9e-05 | 0 | 0 | 0 | 0 | 0 | 0 | 0% | 0.00020218 | 0.00029941
PJM_ROR | VACAR | 3000 | PJM_ROR_2_VACAR | 0.00046954 | 736.5759 | 5e-05 | 2984.49 | 0 | 1376.9926 | 1147.4938 | 0 | 1032.7444 | 0.5 | 90% | 0.00017318 | 1699.3528
SOCO | ENT | 2400 | SOCO_2_ENT | 0.000395 | 0.000395 | 0 | 0 | 0 | 0 | 0 | 0 | 0 | 0 | 0% | 0.00013167 | 0.00013167
SOCO | FRCC | 3700 | SOCO_2_FRCC | 0.00053435 | 0.00059823 | 0 | 0 | 0 | 0 | 0 | 0 | 0 | 0 | 0% | 0.00017812 | 0.00019941
SOCO | TVA_Transmission | 2600 | SOCO_2_TVA_Transmission | 0.000395 | 0.000395 | 0 | 0 | 0 | 0 | 0 | 0 | 0 | 0 | 0% | 0.00013167 | 0.00013167
SOCO | VACAR | 2000 | SOCO_2_VACAR | 0.000395 | 0.000395 | 0 | 0 | 0 | 0 | 0 | 0 | 0 | 0 | 0% | 0.00013167 | 0.00013167
SPP_N | ENT | 1800 | SPP_N_2_ENT | 7070.1694 | 21064.4636 | 5833.34 | 9990.4 | 3734.2367 | 10727.6426 | 5092.1409 | 2800.6775 | 8045.732 | 2.8728 | 55% | 5545.9154 | 13927.5021
SPP_N | MISO_MO-IL | 2000 | SPP_N_2_MISO_MO-IL | 2243.4899 | 3506.7926 | 0.00047 | 6523.44 | 3619.806 | 4624.5875 | 3878.3636 | 2714.8545 | 3468.4406 | 1.2776 | 70% | 1954.4321 | 4884.94
SPP_N | MISO_W | 750 | SPP_N_2_MISO_W | 0.00067091 | 0.00098653 | 0.00036 | 1381.67 | 749.205 | 2024.3839 | 1021.6432 | 561.9037 | 1518.2879 | 2.702 | 55% | 249.7353 | 1135.3516
SPP_N | NE | 330 | SPP_N_2_NE | 0.00058764 | 0.000395 | 8e-05 | 0.00018 | 0 | 0 | 0 | 0 | 0 | 0 | 0% | 0.00022255 | 0.00019167
SPP_N | SPP_S | 4000 | SPP_N_2_SPP_S | 0.0010013 | 0.0008331 | 8e-05 | 0.00014 | 0 | 0 | 0 | 0 | 0 | 0 | 0% | 0.00036043 | 0.00032437
SPP_S | ENT | 850 | SPP_S_2_ENT | 2583.332 | 4849.3761 | 5021.64 | 4938.05 | 2686.1481 | 3077.7324 | 2686.1481 | 2014.6111 | 2308.2993 | 1.1458 | 75% | 3430.3734 | 4288.3862
SPP_S | SPP_N | 640 | SPP_S_2_SPP_N | 0.00060043 | 0.00066564 | 3e-05 | 0.00013 | 0 | 232.3148 | 193.5956 | 0 | 174.2361 | 0.5 | 90% | 0.00021014 | 77.4385
TVA | ENT | 500 | TVA_2_ENT | 0.000395 | 0.000395 | 0 | 0 | 0 | 0 | 0 | 0 | 0 | 0 | 0% | 0.00013167 | 0.00013167
TVA | MISO_MO-IL | 50 | TVA_2_MISO_MO-IL | 0.000395 | 0.000395 | 0 | 0 | 0 | 0 | 0 | 0 | 0 | 0 | 0% | 0.00013167 | 0.00013167
TVA | NonRTO_Midwest | 100 | TVA_2_NonRTO_Midwest | 0.000395 | 0.000395 | 0 | 0 | 0 | 0 | 0 | 0 | 0 | 0 | 0% | 0.00013167 | 0.00013167
TVA | PJM_ROR | 50 | TVA_2_PJM_ROR | 0.000395 | 0.000395 | 0 | 0 | 0 | 0 | 0 | 0 | 0 | 0 | 0% | 0.00013167 | 0.00013167
TVA | SOCO | 500 | TVA_2_SOCO | 0.00060263 | 0.00061998 | 0 | 0 | 0 | 0 | 0 | 0 | 0 | 0 | 0% | 0.00020088 | 0.00020666
TVA | VACAR | 150 | TVA_2_VACAR | 0.000395 | 0.000395 | 0 | 0 | 0 | 0 | 0 | 0 | 0 | 0 | 0% | 0.00013167 | 0.00013167
TVA_Transmission | ENT | 3000 | TVA_Transmission_2_ENT | 0.000395 | 0.000395 | 0 | 0 | 0 | 0 | 0 | 0 | 0 | 0 | 0% | 0.00013167 | 0.00013167
TVA_Transmission | MISO_MO-IL | 4000 | TVA_Transmission_2_MISO_MO-IL | 0.000395 | 0.000395 | 0 | 0 | 0 | 0 | 0 | 0 | 0 | 0 | 0% | 0.00013167 | 0.00013167
TVA_Transmission | NonRTO_Midwest | 700 | TVA_Transmission_2_NonRTO_Midwest | 0.000395 | 0.000395 | 0 | 0 | 0 | 0 | 0 | 0 | 0 | 0 | 0% | 0.00013167 | 0.00013167
TVA_Transmission | PJM_ROR | 2000 | TVA_Transmission_2_PJM_ROR | 0.000395 | 0.000395 | 0 | 0 | 0 | 0 | 0 | 0 | 0 | 0 | 0% | 0.00013167 | 0.00013167
TVA_Transmission | SOCO | 3200 | TVA_Transmission_2_SOCO | 0.00059006 | 0.000395 | 0 | 0 | 0 | 0 | 0 | 0 | 0 | 0 | 0% | 0.00019669 | 0.00013167
TVA_Transmission | TVA | 99999 | TVA_Transmission_2_TVA | 0.000395 | 0.000395 | 0 | 0 | 0 | 0 | 0 | 0 | 0 | 0 | 0% | 0.00013167 | 0.00013167
TVA_Transmission | VACAR | 900 | TVA_Transmission_2_VACAR | 0.000395 | 0.000395 | 0 | 0 | 0 | 0 | 0 | 0 | 0 | 0 | 0% | 0.00013167 | 0.00013167
VACAR | PJM_ROR | 2000 | VACAR_2_PJM_ROR | 0.00060592 | 0.000395 | 0 | 0 | 0 | 0 | 0 | 0 | 0 | 0 | 0% | 0.00020197 | 0.00013167
VACAR | SOCO | 3000 | VACAR_2_SOCO | 0.00056136 | 0.00057122 | 0 | 0 | 0 | 0 | 0 | 0 | 0 | 0 | 0% | 0.00018712 | 0.00019041
VACAR | TVA_Transmission | 900 | VACAR_2_TVA_Transmission | 0.000395 | 0.000395 | 0 | 0 | 0 | 0 | 0 | 0 | 0 | 0 | 0% | 0.00013167 | 0.00013167

## shadow prices
| Total Marginal Congestion (block shadow price*block hours)/total hours |  | Average of congested hour congestion (marginal congestion/congested hours)
Line name | F2B | F8B | F5B | F8B
ENT_2_MISO_MO-IL | 0.0023116 | 0 | 0 | 0
ENT_2_SOCO | 0.39643 | 0.6313 | 2.051 | 8.7956
ENT_2_SPP_N | 0 | 0 | 0 | 0
ENT_2_SPP_S | 0 | 0 | 0 | 0
ENT_2_TVA_Transmission | 0.0068636 | 0.014965 | 2.6114 | 10.4871
FRCC_2_SOCO | 0 | 0.11233 | 0 | 4.3734
IESO_2_MAPP_CA | 25.5991 | 23.7843 | 3.538 | 29.9043
IESO_2_MISO_MI | 41.0393 | 43.3569 | 4.4596 | 43.3569
IESO_2_MISO_W | 32.3597 | 29.824 | 4.3743 | 36.4937
IESO_2_NYISO_A-F | 32.1127 | 30.5854 | 0.47763 | 35.6976
MAPP_CA_2_IESO | 0.22542 | 0.056491 | 5.5841 | 17.9949
MAPP_CA_2_MAPP_US | 5.5565 | 4.3984 | 16.1534 | 27.0148
MAPP_CA_2_MISO_W | 10.0468 | 9.3471 | 13.2629 | 24.7374
MAPP_US_2_MAPP_CA | 3.4868 | 4.8238 | 5.2288 | 16.9636
MAPP_US_2_MISO_W | 0.51189 | 1.0358 | 3.3236 | 50.0636
MAPP_US_2_NE | 0 | 0 | 0 | 0
MISO_IN_2_MISO_MI | 1.2984 | 1.2937 | 2.9763 | 5.0119
MISO_IN_2_MISO_MO-IL | 0.73136 | 0.42362 | 0 | 2.3024
MISO_IN_2_NonRTO_Midwest | 0.00014983 | 0.017175 | 0 | 4.8145
MISO_IN_2_PJM_ROR | 2.6713 | 3.6237 | 3.0819 | 5.4346
MISO_MI_2_IESO | 0 | 0 | 0 | 0
MISO_MI_2_MISO_IN | 0 | 0.0073256 | 1.3896 | 0.93341
MISO_MI_2_MISO_WUMS | 0.28445 | 0.1305 | 0.73132 | 0.97151
MISO_MI_2_PJM_ROR | 1.4965 | 2.334 | 1.9908 | 9.32
MISO_MO-IL_2_ENT | 0.56037 | 2.0563 | 4.3595 | 8.2771
MISO_MO-IL_2_MISO_IN | 1.0054 | 1.7033 | 2.6049 | 4.4536
MISO_MO-IL_2_MISO_W | 0.52035 | 0.064467 | 0.21671 | 0.7178
MISO_MO-IL_2_PJM_ROR | 3.0743 | 5.0455 | 4.5158 | 9.587
MISO_MO-IL_2_SPP_N | 0 | 0 | 0 | 0
MISO_MO-IL_2_TVA_Transmission | 0.38043 | 1.8954 | 3.1632 | 8.5104
MISO_W_2_IESO | 0.78645 | 1.2943 | 8.4438 | 37.6991
MISO_W_2_MAPP_CA | 3.5083 | 4.7893 | 7.3304 | 22.032
MISO_W_2_MAPP_US | 0 | 0 | 0 | 0
MISO_W_2_MISO_MO-IL | 10.3831 | 13.914 | 11.0044 | 32.5618
MISO_W_2_MISO_WUMS | 11.1017 | 14.9903 | 13.9836 | 41.8501
MISO_W_2_NE | 0 | 0 | 0 | 0
MISO_W_2_PJM_ROR | 13.3877 | 18.9485 | 13.4099 | 26.2536
MISO_W_2_SPP_N | 0 | 0 | 0 | 0
MISO_WUMS_2_MISO_MI | 1.682 | 2.0415 | 0.90171 | 4.5064
MISO_WUMS_2_MISO_W | 1.0545 | 0.47879 | 2.9618 | 3.1464
MISO_WUMS_2_PJM_ROR | 2.8678 | 4.2204 | 2.322 | 10.22
NE_2_MAPP_US | 8.2536 | 4.5026 | 7.1813 | 26.2908
NE_2_MISO_W | 12.2833 | 8.9075 | 4.3249 | 16.1435
NE_2_SPP_N | 1.7828 | 1.8127 | 5.646 | 4.1323
NEISO_2_NYISO_A-F | 0.25616 | 0.20867 | 2.9928 | 2.3587
NEISO_2_NYISO_G-I | 11.1514 | 11.0331 | 3.902 | 16.3813
NEISO_2_NYISO_J-K | 11.2757 | 11.0423 | 3.0968 | 14.2079
NonRTO_Midwest_2_MISO_IN | 0 | 0 | 0 | 0
NonRTO_Midwest_2_TVA_Transmission | 0 | 1.0724 | 0 | 395.5409
NYISO_A-F_2_IESO | 0 | 0 | 0 | 0
NYISO_A-F_2_NEISO | 0.13343 | 2.3434 | 1.9811 | 15.9351
NYISO_A-F_2_NYISO_G-I | 12.5684 | 15.2425 | 4.6145 | 22.9394
NYISO_A-F_2_PJM_ROM | 8.5723 | 12.2956 | 5.4085 | 29.554
NYISO_G-I_2_NEISO | 0 | 0 | 0 | 0
NYISO_G-I_2_NYISO_A-F | 0 | 0 | 0 | 0
NYISO_G-I_2_NYISO_J-K | 0.11747 | 0 | 2.7502 | 0
NYISO_G-I_2_PJM_E | 0.13693 | 0.44584 | 3.648 | 9.7638
NYISO_J-K_2_NEISO | 0.05755 | 0 | 0.021531 | 0
NYISO_J-K_2_NYISO_G-I | 0 | 0 | 0 | 0
NYISO_J-K_2_PJM_E | 0.20067 | 0.44529 | 0.21293 | 9.7519
PJM_E_2_NYISO_G-I | 0.13285 | 0.045444 | 3.1464 | 1.5535
PJM_E_2_NYISO_J-K | 0.17215 | 0.045795 | 1.8703 | 1.5504
PJM_E_2_PJM_ROM | 0 | 0 | 0 | 0
PJM_ROM_2_NYISO_A-F | 0 | 0 | 0 | 0
PJM_ROM_2_PJM_E | 0 | 0 | 0 | 0
PJM_ROM_2_PJM_ROR | 0 | 0 | 0 | 0
PJM_ROR_2_MISO_IN | 0 | 0 | 4.0477 | 0
PJM_ROR_2_MISO_MI | 0 | 0 | 0 | 0
PJM_ROR_2_MISO_MO-IL | 0.015668 | 0.024458 | 0.46161 | 4.2851
PJM_ROR_2_MISO_W | 0.084047 | 0.024628 | 0.46029 | 1.7259
PJM_ROR_2_MISO_WUMS | 0 | 0 | 0.27301 | 0
PJM_ROR_2_PJM_ROM | 0.84628 | 0.66112 | 0.95395 | 5.2709
PJM_ROR_2_TVA_Transmission | 0.0017694 | 0.062467 | 3.2168 | 1.6214
PJM_ROR_2_VACAR | 0.23228 | 0.53 | 1.252 | 4.2351
SOCO_2_ENT | 0 | 0 | 0 | 0
SOCO_2_FRCC | 0.0056935 | 0 | 1.3057 | 0
SOCO_2_TVA_Transmission | 0 | 0 | 0 | 0
SOCO_2_VACAR | 0.020983 | 0.0056318 | 0 | 7.8936
SPP_N_2_ENT | 25.957 | 28.1195 | 18.2939 | 42.8338
SPP_N_2_MISO_MO-IL | 22.0766 | 22.5867 | 16.4122 | 51.6976
SPP_N_2_MISO_W | 12.0218 | 8.7648 | 16.5319 | 20.347
SPP_N_2_NE | 0.45487 | 0.50492 | 22.3232 | 8.2946
SPP_N_2_SPP_S | 0.35087 | 0.65517 | 4.4144 | 4.9381
SPP_S_2_ENT | 25.9391 | 27.9857 | 20.0956 | 44.8981
SPP_S_2_SPP_N | 0.25498 | 0.45153 | 5.5453 | 6.0158
TVA_2_ENT | 0.11712 | 0.19096 | 0 | 7.4346
TVA_2_MISO_MO-IL | 0.035046 | 0.0028455 | 0 | 0.24927
TVA_2_NonRTO_Midwest | 0.16299 | 0.028286 | 2.3507 | 1.9823
TVA_2_PJM_ROR | 0.14643 | 0.047832 | 0 | 1.3967
TVA_2_SOCO | 0.49977 | 0.27046 | 4.2842 | 7.8975
TVA_2_VACAR | 0.246 | 0.23184 | 0.92982 | 5.8233
TVA_Transmission_2_ENT | 0 | 0 | 0 | 0
TVA_Transmission_2_MISO_MO-IL | 0 | 0 | 0 | 0
TVA_Transmission_2_NonRTO_Midwest | 0 | 0.017141 | 0 | 2.0021
TVA_Transmission_2_PJM_ROR | 0.046861 | 0.026872 | 0 | 1.7935
TVA_Transmission_2_SOCO | 7.1347e-06 | 0.086188 | 0.08309 | 7.1059
TVA_Transmission_2_TVA | 0 | 0 | 0 | 0
TVA_Transmission_2_VACAR | 0.058776 | 0.098634 | 1.2055 | 2.9043
VACAR_2_PJM_ROR | 0.16376 | 0.067175 | 0 | 2.3538
VACAR_2_SOCO | 0.0014983 | 0 | 1.6974 | 0
VACAR_2_TVA_Transmission | 0.017352 | 0.10557 | 0 | 2.5302
Average | 3.6138 | 3.8439 | 3.2019 | 13.4467
Average of non-zero | 5.0693 | 5.4681 | 4.9752 | 19.1285
| 41.0393 | 43.3569 | 22.3232 | 395.5409

## Data
Transmission Table 1 - Eastern Interconnection
[8 empty] | Base Flow |  |  | Overload flow |  | Base Flow Shadow Price (2010$) |  |  | Overload Charge (2010$)
Line name | From | To | Year | Block | Duration | Dur w/OL | Base Transfer Limit | BAU | OL75 | OL25 | OL75 | OL25 | BAU | OL75 | OL25 | Duration Weight | OL75 | OL25 | flag
ENT_2_MISO_MO-IL | ENT | MISO_MO-IL | 2015 | B1 | 10 | 0 | 2260 | 0 | 0 | 0 | 0 | 0 | 0 | 0 | 0 | 0 | 0 | 0
ENT_2_MISO_MO-IL | ENT | MISO_MO-IL | 2015 | B2 | 25 | 0 | 2260 | 0 | 0 | 0 | 0 | 0 | 0 | 0 | 0 | 0 | 0 | 0
ENT_2_MISO_MO-IL | ENT | MISO_MO-IL | 2015 | B3 | 75 | 0 | 2260 | 0 | 0 | 0 | 0 | 0 | 0 | 0 | 0 | 0 | 0 | 0
ENT_2_MISO_MO-IL | ENT | MISO_MO-IL | 2015 | B4 | 100 | 0 | 2260 | 0 | 0 | 0 | 0 | 0 | 0 | 0 | 0 | 0 | 0 | 0
ENT_2_MISO_MO-IL | ENT | MISO_MO-IL | 2015 | B5 | 200 | 0 | 2260 | 0 | 0 | 0 | 0 | 0 | 0 | 0 | 0 | 0 | 0 | 0
ENT_2_MISO_MO-IL | ENT | MISO_MO-IL | 2015 | B6 | 300 | 0 | 2260 | 0 | 0 | 0 | 0 | 0 | 0 | 0 | 0 | 0 | 0 | 0
ENT_2_MISO_MO-IL | ENT | MISO_MO-IL | 2015 | B7 | 400 | 0 | 2260 | 0 | 0 | 0 | 0 | 0 | 0 | 0 | 0 | 0 | 0 | 0
ENT_2_MISO_MO-IL | ENT | MISO_MO-IL | 2015 | B8 | 500 | 0 | 2260 | 0 | 0 | 0 | 0 | 0 | 0 | 0 | 0 | 0 | 0 | 0
ENT_2_MISO_MO-IL | ENT | MISO_MO-IL | 2015 | B9 | 800 | 0 | 2260 | 0 | 0 | 0 | 0 | 0 | 0 | 0 | 0 | 0 | 0 | 0
ENT_2_MISO_MO-IL | ENT | MISO_MO-IL | 2015 | B10 | 1262 | 0 | 2260 | 0 | 0 | 0 | 0 | 0 | 0 | 0 | 0 | 0 | 0 | 0
ENT_2_MISO_MO-IL | ENT | MISO_MO-IL | 2015 | B11 | 25 | 0 | 2260 | 0 | 0 | 0 | 0 | 0 | 0 | 0 | 0 | 0 | 0 | 0
ENT_2_MISO_MO-IL | ENT | MISO_MO-IL | 2015 | B12 | 200 | 0 | 2260 | 0 | 0 | 0 | 0 | 0 | 0 | 0 | 0 | 0 | 0 | 0
ENT_2_MISO_MO-IL | ENT | MISO_MO-IL | 2015 | B13 | 600 | 0 | 2260 | 0 | 0 | 0 | 0 | 0 | 0 | 0 | 0 | 0 | 0 | 0
ENT_2_MISO_MO-IL | ENT | MISO_MO-IL | 2015 | B14 | 900 | 0 | 2260 | 0 | 0 | 0 | 0 | 0 | 0 | 0 | 0 | 0 | 0 | 0
ENT_2_MISO_MO-IL | ENT | MISO_MO-IL | 2015 | B15 | 1203 | 0 | 2260 | 0 | 0 | 0 | 0 | 0 | 0 | 0 | 0 | 0 | 0 | 0
ENT_2_MISO_MO-IL | ENT | MISO_MO-IL | 2015 | B16 | 25 | 0 | 2260 | 0 | 0 | 0 | 0 | 0 | 0 | 0 | 0 | 0 | 0 | 0
ENT_2_MISO_MO-IL | ENT | MISO_MO-IL | 2015 | B17 | 100 | 0 | 2260 | 0 | 0 | 0 | 0 | 0 | 0 | 0 | 0 | 0 | 0 | 0
ENT_2_MISO_MO-IL | ENT | MISO_MO-IL | 2015 | B18 | 400 | 0 | 2260 | 0 | 0 | 0 | 0 | 0 | 0 | 0 | 0 | 0 | 0 | 0
ENT_2_MISO_MO-IL | ENT | MISO_MO-IL | 2015 | B19 | 700 | 0 | 2260 | 0 | 0 | 0 | 0 | 0 | 0 | 0 | 0 | 0 | 0 | 0
ENT_2_MISO_MO-IL | ENT | MISO_MO-IL | 2015 | B20 | 935 | 0 | 2260 | 0 | 0 | 0 | 0 | 0 | 0 | 0 | 0 | 0 | 0 | 0
ENT_2_MISO_MO-IL | ENT | MISO_MO-IL | 2020 | B1 | 10 | 0 | 2260 | 0 | 0 | 0 | 0 | 0 | 0 | 0 | 0 | 0 | 0 | 0
ENT_2_MISO_MO-IL | ENT | MISO_MO-IL | 2020 | B2 | 25 | 0 | 2260 | 0 | 0 | 0 | 0 | 0 | 0 | 0 | 0 | 0 | 0 | 0
ENT_2_MISO_MO-IL | ENT | MISO_MO-IL | 2020 | B3 | 75 | 0 | 2260 | 0 | 0 | 0 | 0 | 0 | 0 | 0 | 0 | 0 | 0 | 0
ENT_2_MISO_MO-IL | ENT | MISO_MO-IL | 2020 | B4 | 100 | 0 | 2260 | 0 | 0 | 0 | 0 | 0 | 0 | 0 | 0 | 0 | 0 | 0
ENT_2_MISO_MO-IL | ENT | MISO_MO-IL | 2020 | B5 | 200 | 0 | 2260 | 0 | 0 | 0 | 0 | 0 | 0 | 0 | 0 | 0 | 0 | 0
ENT_2_MISO_MO-IL | ENT | MISO_MO-IL | 2020 | B6 | 300 | 0 | 2260 | 0 | 0 | 0 | 0 | 0 | 0 | 0 | 0 | 0 | 0 | 0
ENT_2_MISO_MO-IL | ENT | MISO_MO-IL | 2020 | B7 | 400 | 0 | 2260 | 0 | 0 | 0 | 0 | 0 | 0 | 0 | 0 | 0 | 0 | 0
ENT_2_MISO_MO-IL | ENT | MISO_MO-IL | 2020 | B8 | 500 | 0 | 2260 | 0 | 0 | 0 | 0 | 0 | 0 | 0 | 0 | 0 | 0 | 0
ENT_2_MISO_MO-IL | ENT | MISO_MO-IL | 2020 | B9 | 800 | 0 | 2260 | 0 | 0 | 0 | 0 | 0 | 0 | 0 | 0 | 0 | 0 | 0
ENT_2_MISO_MO-IL | ENT | MISO_MO-IL | 2020 | B10 | 1262 | 0 | 2260 | 0 | 0 | 0 | 0 | 0 | 0 | 0 | 0 | 0 | 0 | 0
ENT_2_MISO_MO-IL | ENT | MISO_MO-IL | 2020 | B11 | 25 | 0 | 2260 | 0 | 0 | 0 | 0 | 0 | 0 | 0 | 0 | 0 | 0 | 0
ENT_2_MISO_MO-IL | ENT | MISO_MO-IL | 2020 | B12 | 200 | 0 | 2260 | 0 | 0 | 0 | 0 | 0 | 0 | 0 | 0 | 0 | 0 | 0
ENT_2_MISO_MO-IL | ENT | MISO_MO-IL | 2020 | B13 | 600 | 0 | 2260 | 0 | 0 | 0 | 0 | 0 | 0 | 0 | 0 | 0 | 0 | 0
ENT_2_MISO_MO-IL | ENT | MISO_MO-IL | 2020 | B14 | 900 | 0 | 2260 | 0 | 0 | 0 | 0 | 0 | 0 | 0 | 0 | 0 | 0 | 0
ENT_2_MISO_MO-IL | ENT | MISO_MO-IL | 2020 | B15 | 1203 | 0 | 2260 | 0 | 0 | 0 | 0 | 0 | 0 | 0 | 0 | 0 | 0 | 0
ENT_2_MISO_MO-IL | ENT | MISO_MO-IL | 2020 | B16 | 25 | 0 | 2260 | 0 | 0 | 0 | 0 | 0 | 0 | 0 | 0 | 0 | 0 | 0
ENT_2_MISO_MO-IL | ENT | MISO_MO-IL | 2020 | B17 | 100 | 0 | 2260 | 152.87 | 0 | 0 | 0 | 0 | 0 | 0 | 0 | 0 | 0 | 0
ENT_2_MISO_MO-IL | ENT | MISO_MO-IL | 2020 | B18 | 400 | 0 | 2260 | 0 | 0 | 0 | 0 | 0 | 0 | 0 | 0 | 0 | 0 | 0
ENT_2_MISO_MO-IL | ENT | MISO_MO-IL | 2020 | B19 | 700 | 0 | 2260 | 0 | 0 | 0 | 0 | 0 | 0 | 0 | 0 | 0 | 0 | 0
ENT_2_MISO_MO-IL | ENT | MISO_MO-IL | 2020 | B20 | 935 | 0 | 2260 | 0 | 0 | 0 | 0 | 0 | 0 | 0 | 0 | 0 | 0 | 0
ENT_2_MISO_MO-IL | ENT | MISO_MO-IL | 2025 | B1 | 10 | 0 | 2260 | 0 | 0 | 0 | 0 | 0 | 0 | 0 | 0 | 0 | 0 | 0
ENT_2_MISO_MO-IL | ENT | MISO_MO-IL | 2025 | B2 | 25 | 0 | 2260 | 0 | 0 | 0 | 0 | 0 | 0 | 0 | 0 | 0 | 0 | 0
ENT_2_MISO_MO-IL | ENT | MISO_MO-IL | 2025 | B3 | 75 | 0 | 2260 | 0 | 0 | 0 | 0 | 0 | 0 | 0 | 0 | 0 | 0 | 0
ENT_2_MISO_MO-IL | ENT | MISO_MO-IL | 2025 | B4 | 100 | 0 | 2260 | 0 | 0 | 0 | 0 | 0 | 0 | 0 | 0 | 0 | 0 | 0
ENT_2_MISO_MO-IL | ENT | MISO_MO-IL | 2025 | B5 | 200 | 0 | 2260 | 0 | 0 | 0 | 0 | 0 | 0 | 0 | 0 | 0 | 0 | 0
ENT_2_MISO_MO-IL | ENT | MISO_MO-IL | 2025 | B6 | 300 | 0 | 2260 | 0 | 0 | 0 | 0 | 0 | 0 | 0 | 0 | 0 | 0 | 0
ENT_2_MISO_MO-IL | ENT | MISO_MO-IL | 2025 | B7 | 400 | 0 | 2260 | 0 | 0 | 0 | 0 | 0 | 0 | 0 | 0 | 0 | 0 | 0
ENT_2_MISO_MO-IL | ENT | MISO_MO-IL | 2025 | B8 | 500 | 0 | 2260 | 0 | 0 | 0 | 0 | 0 | 0 | 0 | 0 | 0 | 0 | 0
ENT_2_MISO_MO-IL | ENT | MISO_MO-IL | 2025 | B9 | 800 | 0 | 2260 | 0 | 0 | 0 | 0 | 0 | 0 | 0 | 0 | 0 | 0 | 0
ENT_2_MISO_MO-IL | ENT | MISO_MO-IL | 2025 | B10 | 1262 | 0 | 2260 | 0 | 0 | 0 | 0 | 0 | 0 | 0 | 0 | 0 | 0 | 0
ENT_2_MISO_MO-IL | ENT | MISO_MO-IL | 2025 | B11 | 25 | 0 | 2260 | 0 | 0 | 0 | 0 | 0 | 0 | 0 | 0 | 0 | 0 | 0
ENT_2_MISO_MO-IL | ENT | MISO_MO-IL | 2025 | B12 | 200 | 0 | 2260 | 0 | 0 | 0 | 0 | 0 | 0 | 0 | 0 | 0 | 0 | 0
ENT_2_MISO_MO-IL | ENT | MISO_MO-IL | 2025 | B13 | 600 | 0 | 2260 | 0 | 0 | 0 | 0 | 0 | 0 | 0 | 0 | 0 | 0 | 0
ENT_2_MISO_MO-IL | ENT | MISO_MO-IL | 2025 | B14 | 900 | 0 | 2260 | 0 | 0 | 0 | 0 | 0 | 0 | 0 | 0 | 0 | 0 | 0
ENT_2_MISO_MO-IL | ENT | MISO_MO-IL | 2025 | B15 | 1203 | 0 | 2260 | 0 | 0 | 0 | 0 | 0 | 0 | 0 | 0 | 0 | 0 | 0
ENT_2_MISO_MO-IL | ENT | MISO_MO-IL | 2025 | B16 | 25 | 0 | 2260 | 0 | 0 | 0 | 0 | 0 | 0 | 0 | 0 | 0 | 0 | 0
ENT_2_MISO_MO-IL | ENT | MISO_MO-IL | 2025 | B17 | 100 | 0 | 2260 | 0 | 0 | 0 | 0 | 0 | 0 | 0 | 0 | 0 | 0 | 0
ENT_2_MISO_MO-IL | ENT | MISO_MO-IL | 2025 | B18 | 400 | 0 | 2260 | 0 | 0 | 0 | 0 | 0 | 0 | 0 | 0 | 0 | 0 | 0
ENT_2_MISO_MO-IL | ENT | MISO_MO-IL | 2025 | B19 | 700 | 0 | 2260 | 0 | 0 | 0 | 0 | 0 | 0 | 0 | 0 | 0 | 0 | 0
ENT_2_MISO_MO-IL | ENT | MISO_MO-IL | 2025 | B20 | 935 | 0 | 2260 | 0 | 0 | 0 | 0 | 0 | 0 | 0 | 0 | 0 | 0 | 0
ENT_2_MISO_MO-IL | ENT | MISO_MO-IL | 2030 | B1 | 10 | 0 | 2260 | 0 | 0 | 0 | 0 | 0 | 0 | 0 | 0 | 0 | 0 | 0
ENT_2_MISO_MO-IL | ENT | MISO_MO-IL | 2030 | B2 | 25 | 0 | 2260 | 0 | 0 | 0 | 0 | 0 | 0 | 0 | 0 | 0 | 0 | 0
ENT_2_MISO_MO-IL | ENT | MISO_MO-IL | 2030 | B3 | 75 | 0 | 2260 | 0 | 0 | 0 | 0 | 0 | 0 | 0 | 0 | 0 | 0 | 0
ENT_2_MISO_MO-IL | ENT | MISO_MO-IL | 2030 | B4 | 100 | 0 | 2260 | 0 | 0 | 0 | 0 | 0 | 0 | 0 | 0 | 0 | 0 | 0
ENT_2_MISO_MO-IL | ENT | MISO_MO-IL | 2030 | B5 | 200 | 0 | 2260 | 0 | 0 | 0 | 0 | 0 | 0 | 0 | 0 | 0 | 0 | 0
ENT_2_MISO_MO-IL | ENT | MISO_MO-IL | 2030 | B6 | 300 | 0 | 2260 | 0 | 0 | 0 | 0 | 0 | 0 | 0 | 0 | 0 | 0 | 0
ENT_2_MISO_MO-IL | ENT | MISO_MO-IL | 2030 | B7 | 400 | 0 | 2260 | 0 | 0 | 0 | 0 | 0 | 0 | 0 | 0 | 0 | 0 | 0
ENT_2_MISO_MO-IL | ENT | MISO_MO-IL | 2030 | B8 | 500 | 0 | 2260 | 0 | 0 | 0 | 0 | 0 | 0 | 0 | 0 | 0 | 0 | 0
ENT_2_MISO_MO-IL | ENT | MISO_MO-IL | 2030 | B9 | 800 | 0 | 2260 | 0 | 0 | 0 | 0 | 0 | 0 | 0 | 0 | 0 | 0 | 0
ENT_2_MISO_MO-IL | ENT | MISO_MO-IL | 2030 | B10 | 1262 | 0 | 2260 | 0 | 0 | 0 | 0 | 0 | 0 | 0 | 0 | 0 | 0 | 0
ENT_2_MISO_MO-IL | ENT | MISO_MO-IL | 2030 | B11 | 25 | 0 | 2260 | 0 | 0 | 0 | 0 | 0 | 0 | 0 | 0 | 0 | 0 | 0
ENT_2_MISO_MO-IL | ENT | MISO_MO-IL | 2030 | B12 | 200 | 0 | 2260 | 0 | 0 | 0 | 0 | 0 | 0 | 0 | 0 | 0 | 0 | 0
ENT_2_MISO_MO-IL | ENT | MISO_MO-IL | 2030 | B13 | 600 | 0 | 2260 | 0 | 0 | 0 | 0 | 0 | 0 | 0 | 0 | 0 | 0 | 0
ENT_2_MISO_MO-IL | ENT | MISO_MO-IL | 2030 | B14 | 900 | 0 | 2260 | 0 | 0 | 0 | 0 | 0 | 0 | 0 | 0 | 0 | 0 | 0
ENT_2_MISO_MO-IL | ENT | MISO_MO-IL | 2030 | B15 | 1203 | 0 | 2260 | 0 | 0 | 0 | 0 | 0 | 0 | 0 | 0 | 0 | 0 | 0
ENT_2_MISO_MO-IL | ENT | MISO_MO-IL | 2030 | B16 | 25 | 0 | 2260 | 0 | 0 | 0 | 0 | 0 | 0 | 0 | 0 | 0 | 0 | 0
ENT_2_MISO_MO-IL | ENT | MISO_MO-IL | 2030 | B17 | 100 | 0 | 2260 | 0 | 0 | 0 | 0 | 0 | 0 | 0 | 0 | 0 | 0 | 0
ENT_2_MISO_MO-IL | ENT | MISO_MO-IL | 2030 | B18 | 400 | 0 | 2260 | 0 | 0 | 0 | 0 | 0 | 0 | 0 | 0 | 0 | 0 | 0
ENT_2_MISO_MO-IL | ENT | MISO_MO-IL | 2030 | B19 | 700 | 0 | 2260 | 0 | 0 | 0 | 0 | 0 | 0 | 0 | 0 | 0 | 0 | 0
ENT_2_MISO_MO-IL | ENT | MISO_MO-IL | 2030 | B20 | 935 | 0 | 2260 | 0 | 0 | 0 | 0 | 0 | 0 | 0 | 0 | 0 | 0 | 0
ENT_2_MISO_MO-IL | ENT | MISO_MO-IL | 2035 | B1 | 10 | 0 | 2260 | 0 | 0 | 0 | 0 | 0 | 0 | 0 | 0 | 0 | 0 | 0
ENT_2_MISO_MO-IL | ENT | MISO_MO-IL | 2035 | B2 | 25 | 0 | 2260 | 0 | 0 | 0 | 0 | 0 | 0 | 0 | 0 | 0 | 0 | 0
ENT_2_MISO_MO-IL | ENT | MISO_MO-IL | 2035 | B3 | 75 | 0 | 2260 | 0 | 0 | 0 | 0 | 0 | 0 | 0 | 0 | 0 | 0 | 0
ENT_2_MISO_MO-IL | ENT | MISO_MO-IL | 2035 | B4 | 100 | 0 | 2260 | 0 | 0 | 0 | 0 | 0 | 0 | 0 | 0 | 0 | 0 | 0
ENT_2_MISO_MO-IL | ENT | MISO_MO-IL | 2035 | B5 | 200 | 0 | 2260 | 0 | 0 | 0 | 0 | 0 | 0 | 0 | 0 | 0 | 0 | 0
ENT_2_MISO_MO-IL | ENT | MISO_MO-IL | 2035 | B6 | 300 | 0 | 2260 | 0 | 0 | 0 | 0 | 0 | 0 | 0 | 0 | 0 | 0 | 0
ENT_2_MISO_MO-IL | ENT | MISO_MO-IL | 2035 | B7 | 400 | 0 | 2260 | 0 | 0 | 0 | 0 | 0 | 0 | 0 | 0 | 0 | 0 | 0
ENT_2_MISO_MO-IL | ENT | MISO_MO-IL | 2035 | B8 | 500 | 0 | 2260 | 0 | 0 | 0 | 0 | 0 | 0 | 0 | 0 | 0 | 0 | 0
ENT_2_MISO_MO-IL | ENT | MISO_MO-IL | 2035 | B9 | 800 | 0 | 2260 | 0 | 0 | 0 | 0 | 0 | 0 | 0 | 0 | 0 | 0 | 0
ENT_2_MISO_MO-IL | ENT | MISO_MO-IL | 2035 | B10 | 1262 | 0 | 2260 | 0 | 0 | 0 | 0 | 0 | 0 | 0 | 0 | 0 | 0 | 0
ENT_2_MISO_MO-IL | ENT | MISO_MO-IL | 2035 | B11 | 25 | 0 | 2260 | 0 | 0 | 0 | 0 | 0 | 0 | 0 | 0 | 0 | 0 | 0
ENT_2_MISO_MO-IL | ENT | MISO_MO-IL | 2035 | B12 | 200 | 0 | 2260 | 0 | 0 | 0 | 0 | 0 | 0 | 0 | 0 | 0 | 0 | 0
ENT_2_MISO_MO-IL | ENT | MISO_MO-IL | 2035 | B13 | 600 | 0 | 2260 | 0 | 0 | 0 | 0 | 0 | 0 | 0 | 0 | 0 | 0 | 0
ENT_2_MISO_MO-IL | ENT | MISO_MO-IL | 2035 | B14 | 900 | 0 | 2260 | 0 | 0 | 0 | 0 | 0 | 0 | 0 | 0 | 0 | 0 | 0
ENT_2_MISO_MO-IL | ENT | MISO_MO-IL | 2035 | B15 | 1203 | 0 | 2260 | 0 | 0 | 0 | 0 | 0 | 0 | 0 | 0 | 0 | 0 | 0
ENT_2_MISO_MO-IL | ENT | MISO_MO-IL | 2035 | B16 | 25 | 0 | 2260 | 0 | 0 | 0 | 0 | 0 | 0 | 0 | 0 | 0 | 0 | 0
ENT_2_MISO_MO-IL | ENT | MISO_MO-IL | 2035 | B17 | 100 | 0 | 2260 | 0 | 0 | 0 | 0 | 0 | 0 | 0 | 0 | 0 | 0 | 0
ENT_2_MISO_MO-IL | ENT | MISO_MO-IL | 2035 | B18 | 400 | 0 | 2260 | 0 | 0 | 0 | 0 | 0 | 0 | 0 | 0 | 0 | 0 | 0
ENT_2_MISO_MO-IL | ENT | MISO_MO-IL | 2035 | B19 | 700 | 0 | 2260 | 0 | 0 | 0 | 0 | 0 | 0 | 0 | 0 | 0 | 0 | 0
ENT_2_MISO_MO-IL | ENT | MISO_MO-IL | 2035 | B20 | 935 | 0 | 2260 | 0 | 0 | 0 | 0 | 0 | 0 | 0 | 0 | 0 | 0 | 0
ENT_2_MISO_MO-IL | ENT | MISO_MO-IL | 2040 | B1 | 10 | 0 | 2260 | 0 | 0 | 0 | 0 | 0 | 0 | 0 | 0 | 0 | 0 | 0
ENT_2_MISO_MO-IL | ENT | MISO_MO-IL | 2040 | B2 | 25 | 0 | 2260 | 0 | 0 | 0 | 0 | 0 | 0 | 0 | 0 | 0 | 0 | 0
ENT_2_MISO_MO-IL | ENT | MISO_MO-IL | 2040 | B3 | 75 | 0 | 2260 | 0 | 0 | 0 | 0 | 0 | 0 | 0 | 0 | 0 | 0 | 0
ENT_2_MISO_MO-IL | ENT | MISO_MO-IL | 2040 | B4 | 100 | 0 | 2260 | 0 | 0 | 0 | 0 | 0 | 0 | 0 | 0 | 0 | 0 | 0
ENT_2_MISO_MO-IL | ENT | MISO_MO-IL | 2040 | B5 | 200 | 0 | 2260 | 0 | 0 | 0 | 0 | 0 | 0 | 0 | 0 | 0 | 0 | 0
ENT_2_MISO_MO-IL | ENT | MISO_MO-IL | 2040 | B6 | 300 | 0 | 2260 | 0 | 0 | 0 | 0 | 0 | 0 | 0 | 0 | 0 | 0 | 0
ENT_2_MISO_MO-IL | ENT | MISO_MO-IL | 2040 | B7 | 400 | 0 | 2260 | 0 | 0 | 0 | 0 | 0 | 0 | 0 | 0 | 0 | 0 | 0
ENT_2_MISO_MO-IL | ENT | MISO_MO-IL | 2040 | B8 | 500 | 0 | 2260 | 0 | 0 | 0 | 0 | 0 | 0 | 0 | 0 | 0 | 0 | 0
ENT_2_MISO_MO-IL | ENT | MISO_MO-IL | 2040 | B9 | 800 | 0 | 2260 | 0 | 0 | 0 | 0 | 0 | 0 | 0 | 0 | 0 | 0 | 0
ENT_2_MISO_MO-IL | ENT | MISO_MO-IL | 2040 | B10 | 1262 | 0 | 2260 | 0 | 0 | 0 | 0 | 0 | 0 | 0 | 0 | 0 | 0 | 0
ENT_2_MISO_MO-IL | ENT | MISO_MO-IL | 2040 | B11 | 25 | 0 | 2260 | 0 | 0 | 0 | 0 | 0 | 0 | 0 | 0 | 0 | 0 | 0
ENT_2_MISO_MO-IL | ENT | MISO_MO-IL | 2040 | B12 | 200 | 0 | 2260 | 0 | 0 | 0 | 0 | 0 | 0 | 0 | 0 | 0 | 0 | 0
ENT_2_MISO_MO-IL | ENT | MISO_MO-IL | 2040 | B13 | 600 | 0 | 2260 | 0 | 0 | 0 | 0 | 0 | 0 | 0 | 0 | 0 | 0 | 0
ENT_2_MISO_MO-IL | ENT | MISO_MO-IL | 2040 | B14 | 900 | 0 | 2260 | 0 | 0 | 0 | 0 | 0 | 0 | 0 | 0 | 0 | 0 | 0
ENT_2_MISO_MO-IL | ENT | MISO_MO-IL | 2040 | B15 | 1203 | 0 | 2260 | 0 | 0 | 0 | 0 | 0 | 0 | 0 | 0 | 0 | 0 | 0
ENT_2_MISO_MO-IL | ENT | MISO_MO-IL | 2040 | B16 | 25 | 0 | 2260 | 0 | 0 | 0 | 0 | 0 | 0 | 0 | 0 | 0 | 0 | 0
ENT_2_MISO_MO-IL | ENT | MISO_MO-IL | 2040 | B17 | 100 | 0 | 2260 | 0 | 0 | 0 | 0 | 0 | 0 | 0 | 0 | 0 | 0 | 0
ENT_2_MISO_MO-IL | ENT | MISO_MO-IL | 2040 | B18 | 400 | 0 | 2260 | 0 | 0 | 0 | 0 | 0 | 0 | 0 | 0 | 0 | 0 | 0
ENT_2_MISO_MO-IL | ENT | MISO_MO-IL | 2040 | B19 | 700 | 0 | 2260 | 0 | 0 | 0 | 0 | 0 | 0 | 0 | 0 | 0 | 0 | 0
ENT_2_MISO_MO-IL | ENT | MISO_MO-IL | 2040 | B20 | 935 | 0 | 2260 | 0 | 0 | 0 | 0 | 0 | 0 | 0 | 0 | 0 | 0 | 0
ENT_2_MISO_MO-IL | ENT | MISO_MO-IL | 2045 | B1 | 10 | 0 | 2260 | 0 | 0 | 0 | 0 | 0 | 0 | 0 | 0 | 0 | 0 | 0
ENT_2_MISO_MO-IL | ENT | MISO_MO-IL | 2045 | B2 | 25 | 0 | 2260 | 0 | 0 | 0 | 0 | 0 | 0 | 0 | 0 | 0 | 0 | 0
ENT_2_MISO_MO-IL | ENT | MISO_MO-IL | 2045 | B3 | 75 | 0 | 2260 | 0 | 0 | 0 | 0 | 0 | 0 | 0 | 0 | 0 | 0 | 0
ENT_2_MISO_MO-IL | ENT | MISO_MO-IL | 2045 | B4 | 100 | 0 | 2260 | 0 | 0 | 0 | 0 | 0 | 0 | 0 | 0 | 0 | 0 | 0
ENT_2_MISO_MO-IL | ENT | MISO_MO-IL | 2045 | B5 | 200 | 0 | 2260 | 0 | 0 | 0 | 0 | 0 | 0 | 0 | 0 | 0 | 0 | 0
ENT_2_MISO_MO-IL | ENT | MISO_MO-IL | 2045 | B6 | 300 | 0 | 2260 | 0 | 0 | 0 | 0 | 0 | 0 | 0 | 0 | 0 | 0 | 0
ENT_2_MISO_MO-IL | ENT | MISO_MO-IL | 2045 | B7 | 400 | 0 | 2260 | 0 | 0 | 0 | 0 | 0 | 0 | 0 | 0 | 0 | 0 | 0
ENT_2_MISO_MO-IL | ENT | MISO_MO-IL | 2045 | B8 | 500 | 0 | 2260 | 0 | 0 | 0 | 0 | 0 | 0 | 0 | 0 | 0 | 0 | 0
ENT_2_MISO_MO-IL | ENT | MISO_MO-IL | 2045 | B9 | 800 | 0 | 2260 | 0 | 0 | 0 | 0 | 0 | 0 | 0 | 0 | 0 | 0 | 0
ENT_2_MISO_MO-IL | ENT | MISO_MO-IL | 2045 | B10 | 1262 | 0 | 2260 | 0 | 0 | 0 | 0 | 0 | 0 | 0 | 0 | 0 | 0 | 0
ENT_2_MISO_MO-IL | ENT | MISO_MO-IL | 2045 | B11 | 25 | 0 | 2260 | 0 | 0 | 0 | 0 | 0 | 0 | 0 | 0 | 0 | 0 | 0
ENT_2_MISO_MO-IL | ENT | MISO_MO-IL | 2045 | B12 | 200 | 0 | 2260 | 0 | 0 | 0 | 0 | 0 | 0 | 0 | 0 | 0 | 0 | 0
ENT_2_MISO_MO-IL | ENT | MISO_MO-IL | 2045 | B13 | 600 | 0 | 2260 | 0 | 0 | 0 | 0 | 0 | 0 | 0 | 0 | 0 | 0 | 0
ENT_2_MISO_MO-IL | ENT | MISO_MO-IL | 2045 | B14 | 900 | 0 | 2260 | 0 | 0 | 0 | 0 | 0 | 0 | 0 | 0 | 0 | 0 | 0
ENT_2_MISO_MO-IL | ENT | MISO_MO-IL | 2045 | B15 | 1203 | 0 | 2260 | 0 | 0 | 0 | 0 | 0 | 0 | 0 | 0 | 0 | 0 | 0
ENT_2_MISO_MO-IL | ENT | MISO_MO-IL | 2045 | B16 | 25 | 0 | 2260 | 0 | 0 | 0 | 0 | 0 | 0 | 0 | 0 | 0 | 0 | 0
ENT_2_MISO_MO-IL | ENT | MISO_MO-IL | 2045 | B17 | 100 | 0 | 2260 | 0 | 0 | 0 | 0 | 0 | 0 | 0 | 0 | 0 | 0 | 0
ENT_2_MISO_MO-IL | ENT | MISO_MO-IL | 2045 | B18 | 400 | 0 | 2260 | 0 | 0 | 0 | 0 | 0 | 0 | 0 | 0 | 0 | 0 | 0
ENT_2_MISO_MO-IL | ENT | MISO_MO-IL | 2045 | B19 | 700 | 0 | 2260 | 0 | 0 | 0 | 0 | 0 | 0 | 0 | 0 | 0 | 0 | 0
ENT_2_MISO_MO-IL | ENT | MISO_MO-IL | 2045 | B20 | 935 | 0 | 2260 | 0 | 0 | 0 | 0 | 0 | 0 | 0 | 0 | 0 | 0 | 0
ENT_2_MISO_MO-IL | ENT | MISO_MO-IL | 2050 | B1 | 10 | 0 | 2260 | 0 | 0 | 0 | 0 | 0 | 0 | 0 | 0 | 0 | 0 | 0
ENT_2_MISO_MO-IL | ENT | MISO_MO-IL | 2050 | B2 | 25 | 0 | 2260 | 0 | 0 | 0 | 0 | 0 | 0 | 0 | 0 | 0 | 0 | 0
ENT_2_MISO_MO-IL | ENT | MISO_MO-IL | 2050 | B3 | 75 | 0 | 2260 | 0 | 0 | 0 | 0 | 0 | 0 | 0 | 0 | 0 | 0 | 0
ENT_2_MISO_MO-IL | ENT | MISO_MO-IL | 2050 | B4 | 100 | 0 | 2260 | 0 | 0 | 0 | 0 | 0 | 0 | 0 | 0 | 0 | 0 | 0
ENT_2_MISO_MO-IL | ENT | MISO_MO-IL | 2050 | B5 | 200 | 0 | 2260 | 2130.33 | 0 | 0 | 0 | 0 | 0 | 0 | 0 | 0 | 0 | 0
ENT_2_MISO_MO-IL | ENT | MISO_MO-IL | 2050 | B6 | 300 | 0 | 2260 | 0 | 0 | 0 | 0 | 0 | 0 | 0 | 0 | 0 | 0 | 0
ENT_2_MISO_MO-IL | ENT | MISO_MO-IL | 2050 | B7 | 400 | 0 | 2260 | 0 | 0 | 0 | 0 | 0 | 0 | 0 | 0 | 0 | 0 | 0
ENT_2_MISO_MO-IL | ENT | MISO_MO-IL | 2050 | B8 | 500 | 0 | 2260 | 713.93 | 0 | 0 | 0 | 0 | 0 | 0 | 0 | 0 | 0 | 0
ENT_2_MISO_MO-IL | ENT | MISO_MO-IL | 2050 | B9 | 800 | 0 | 2260 | 2162.05 | 768.91 | 0 | 0 | 0 | 0 | 0 | 0 | 0 | 0 | 0
ENT_2_MISO_MO-IL | ENT | MISO_MO-IL | 2050 | B10 | 1262 | 0 | 2260 | 0 | 0 | 0 | 0 | 0 | 0 | 0 | 0 | 0 | 0 | 0
ENT_2_MISO_MO-IL | ENT | MISO_MO-IL | 2050 | B11 | 25 | 0 | 2260 | 0 | 0 | 0 | 0 | 0 | 0 | 0 | 0 | 0 | 0 | 0
ENT_2_MISO_MO-IL | ENT | MISO_MO-IL | 2050 | B12 | 200 | 0 | 2260 | 0 | 0 | 0 | 0 | 0 | 0 | 0 | 0 | 0 | 0 | 0
ENT_2_MISO_MO-IL | ENT | MISO_MO-IL | 2050 | B13 | 600 | 0 | 2260 | 0 | 0 | 0 | 0 | 0 | 0 | 0 | 0 | 0 | 0 | 0
ENT_2_MISO_MO-IL | ENT | MISO_MO-IL | 2050 | B14 | 900 | 0 | 2260 | 0 | 0 | 0 | 0 | 0 | 0 | 0 | 0 | 0 | 0 | 0
ENT_2_MISO_MO-IL | ENT | MISO_MO-IL | 2050 | B15 | 1203 | 0 | 2260 | 0 | 0 | 0 | 0 | 0 | 0 | 0 | 0 | 0 | 0 | 0
ENT_2_MISO_MO-IL | ENT | MISO_MO-IL | 2050 | B16 | 25 | 0 | 2260 | 0 | 0 | 0 | 0 | 0 | 0 | 0 | 0 | 0 | 0 | 0
ENT_2_MISO_MO-IL | ENT | MISO_MO-IL | 2050 | B17 | 100 | 0 | 2260 | 0 | 0 | 0 | 0 | 0 | 0 | 0 | 0 | 0 | 0 | 0
ENT_2_MISO_MO-IL | ENT | MISO_MO-IL | 2050 | B18 | 400 | 0 | 2260 | 0 | 0 | 0 | 0 | 0 | 0 | 0 | 0 | 0 | 0 | 0
ENT_2_MISO_MO-IL | ENT | MISO_MO-IL | 2050 | B19 | 700 | 0 | 2260 | 0 | 0 | 0 | 0 | 0 | 0 | 0 | 0 | 0 | 0 | 0
ENT_2_MISO_MO-IL | ENT | MISO_MO-IL | 2050 | B20 | 935 | 0 | 2260 | 0 | 0 | 0 | 0 | 0 | 0 | 0 | 0 | 0 | 0 | 0
ENT_2_SOCO | ENT | SOCO | 2015 | B1 | 10 | 0 | 2000 | 22.7 | 0 | 0 | 0 | 0 | 0 | 0 | 0 | 0 | 2.5916 | 0.86388
ENT_2_SOCO | ENT | SOCO | 2015 | B2 | 25 | 0 | 2000 | 834.39 | 542.4 | 532.05 | 0 | 0 | 0 | 0 | 0 | 0 | 2.5916 | 0.86388
ENT_2_SOCO | ENT | SOCO | 2015 | B3 | 75 | 0 | 2000 | 2000 | 1657.18 | 1645.25 | 0 | 0 | 1.0802 | 0 | 0 | 0.092586 | 2.5916 | 0.86388
ENT_2_SOCO | ENT | SOCO | 2015 | B4 | 100 | 0 | 2000 | 2000 | 2000 | 1982.16 | 0 | 0 | 1.7568 | 1.0802 | 0 | 0.20077 | 2.5916 | 0.86388
ENT_2_SOCO | ENT | SOCO | 2015 | B5 | 200 | 0 | 2000 | 1482.44 | 436.14 | 104.6 | 0 | 0 | 0 | 0 | 0 | 0 | 2.5916 | 0.86388
ENT_2_SOCO | ENT | SOCO | 2015 | B6 | 300 | 0 | 2000 | 2000 | 1745.44 | 1413.91 | 0 | 0 | 7.9885 | 0 | 0 | 2.7389 | 2.5916 | 0.86388
ENT_2_SOCO | ENT | SOCO | 2015 | B7 | 400 | 0 | 2000 | 2000 | 2000 | 2000 | 0 | 268.69 | 0.92586 | 0.92586 | 0.86651 | 0.42325 | 2.5916 | 0.86388
ENT_2_SOCO | ENT | SOCO | 2015 | B8 | 500 | 0 | 2000 | 1233.48 | 1084.08 | 1244.32 | 0 | 0 | 0 | 0 | 0 | 0 | 2.5916 | 0.86388
ENT_2_SOCO | ENT | SOCO | 2015 | B9 | 800 | 0 | 2000 | 0 | 0 | 0 | 0 | 0 | 0 | 0 | 0 | 0 | 2.5916 | 0.86388
ENT_2_SOCO | ENT | SOCO | 2015 | B10 | 1262 | 0 | 2000 | 0 | 0 | 0 | 0 | 0 | 0 | 0 | 0 | 0 | 2.5916 | 0.86388
ENT_2_SOCO | ENT | SOCO | 2015 | B11 | 25 | 0 | 2000 | 931.89 | 313.6 | 0 | 0 | 0 | 0 | 0 | 0 | 0 | 2.5916 | 0.86388
ENT_2_SOCO | ENT | SOCO | 2015 | B12 | 200 | 0 | 2000 | 0 | 0 | 0 | 0 | 0 | 0 | 0 | 0 | 0 | 2.5916 | 0.86388
ENT_2_SOCO | ENT | SOCO | 2015 | B13 | 600 | 0 | 2000 | 0 | 0 | 0 | 0 | 0 | 0 | 0 | 0 | 0 | 2.5916 | 0.86388
ENT_2_SOCO | ENT | SOCO | 2015 | B14 | 900 | 0 | 2000 | 0 | 0 | 0 | 0 | 0 | 0 | 0 | 0 | 0 | 2.5916 | 0.86388
ENT_2_SOCO | ENT | SOCO | 2015 | B15 | 1203 | 0 | 2000 | 0 | 0 | 0 | 0 | 0 | 0 | 0 | 0 | 0 | 2.5916 | 0.86388
ENT_2_SOCO | ENT | SOCO | 2015 | B16 | 25 | 0 | 2000 | 1757.21 | 2000 | 2000 | 0 | 873.1 | 0 | 2.4927 | 0.86651 | 0 | 2.5916 | 0.86388
ENT_2_SOCO | ENT | SOCO | 2015 | B17 | 100 | 0 | 2000 | 0 | 0 | 0 | 0 | 0 | 0 | 0 | 0 | 0 | 2.5916 | 0.86388
ENT_2_SOCO | ENT | SOCO | 2015 | B18 | 400 | 0 | 2000 | 0 | 0 | 0 | 0 | 0 | 0 | 0 | 0 | 0 | 2.5916 | 0.86388
ENT_2_SOCO | ENT | SOCO | 2015 | B19 | 700 | 0 | 2000 | 0 | 0 | 0 | 0 | 0 | 0 | 0 | 0 | 0 | 2.5916 | 0.86388
ENT_2_SOCO | ENT | SOCO | 2015 | B20 | 935 | 0 | 2000 | 0 | 0 | 0 | 0 | 0 | 0 | 0 | 0 | 0 | 2.5916 | 0.86388
ENT_2_SOCO | ENT | SOCO | 2020 | B1 | 10 | 10 | 2000 | 2000 | 2000 | 2000 | 3480.03 | 3701.7 | 8.9975 | 6.849 | 2.279 | 0.066158 | 6.846 | 2.282
ENT_2_SOCO | ENT | SOCO | 2020 | B2 | 25 | 0 | 2000 | 1531.47 | 1710.16 | 2000 | 0 | 0 | 0 | 0 | 0.77155 | 0 | 6.846 | 2.282
ENT_2_SOCO | ENT | SOCO | 2020 | B3 | 75 | 0 | 2000 | 713.81 | 1037.75 | 2000 | 0 | 0 | 0 | 0 | 1.4244 | 0 | 6.846 | 2.282
ENT_2_SOCO | ENT | SOCO | 2020 | B4 | 100 | 0 | 2000 | 0 | 1028.86 | 2000 | 0 | 59.01 | 0 | 0 | 2.279 | 0 | 6.846 | 2.282
ENT_2_SOCO | ENT | SOCO | 2020 | B5 | 200 | 0 | 2000 | 1955.39 | 1938.47 | 2000 | 0 | 5060.83 | 0 | 0 | 2.279 | 0 | 6.846 | 2.282
ENT_2_SOCO | ENT | SOCO | 2020 | B6 | 300 | 0 | 2000 | 2000 | 2000 | 2000 | 0 | 4413.82 | 5.021 | 5.9706 | 2.279 | 1.1076 | 6.846 | 2.282
ENT_2_SOCO | ENT | SOCO | 2020 | B7 | 400 | 400 | 2000 | 2000 | 2000 | 2000 | 104.8 | 5446.4 | 16.5587 | 6.849 | 2.279 | 4.8702 | 6.846 | 2.282
ENT_2_SOCO | ENT | SOCO | 2020 | B8 | 500 | 0 | 2000 | 2000 | 2000 | 2000 | 0 | 1622.37 | 6.208 | 4.3088 | 2.279 | 2.2824 | 6.846 | 2.282
ENT_2_SOCO | ENT | SOCO | 2020 | B9 | 800 | 0 | 2000 | 0 | 0 | 0 | 0 | 0 | 0 | 0 | 0 | 0 | 6.846 | 2.282
ENT_2_SOCO | ENT | SOCO | 2020 | B10 | 1262 | 0 | 2000 | 0 | 0 | 0 | 0 | 0 | 0 | 0 | 0 | 0 | 6.846 | 2.282
ENT_2_SOCO | ENT | SOCO | 2020 | B11 | 25 | 25 | 2000 | 2000 | 2000 | 2000 | 2934.34 | 7046.44 | 0.98521 | 6.849 | 2.279 | 0.01811 | 6.846 | 2.282
ENT_2_SOCO | ENT | SOCO | 2020 | B12 | 200 | 0 | 2000 | 1317.9 | 1365.56 | 712.12 | 0 | 0 | 0 | 0 | 0 | 0 | 6.846 | 2.282
ENT_2_SOCO | ENT | SOCO | 2020 | B13 | 600 | 0 | 2000 | 0 | 0 | 0 | 0 | 0 | 0 | 0 | 0 | 0 | 6.846 | 2.282
ENT_2_SOCO | ENT | SOCO | 2020 | B14 | 900 | 0 | 2000 | 0 | 0 | 0 | 0 | 0 | 0 | 0 | 0 | 0 | 6.846 | 2.282
ENT_2_SOCO | ENT | SOCO | 2020 | B15 | 1203 | 0 | 2000 | 0 | 0 | 0 | 0 | 0 | 0 | 0 | 0 | 0 | 6.846 | 2.282
ENT_2_SOCO | ENT | SOCO | 2020 | B16 | 25 | 25 | 2000 | 2000 | 2000 | 2000 | 5416 | 8363.14 | 11.6207 | 6.849 | 2.279 | 0.21362 | 6.846 | 2.282
ENT_2_SOCO | ENT | SOCO | 2020 | B17 | 100 | 0 | 2000 | 2000 | 2000 | 2000 | 0 | 1221 | 7.7511 | 2.1722 | 2.279 | 0.56993 | 6.846 | 2.282
ENT_2_SOCO | ENT | SOCO | 2020 | B18 | 400 | 0 | 2000 | 0 | 0 | 0 | 0 | 0 | 0 | 0 | 0 | 0 | 6.846 | 2.282
ENT_2_SOCO | ENT | SOCO | 2020 | B19 | 700 | 0 | 2000 | 0 | 0 | 0 | 0 | 0 | 0 | 0 | 0 | 0 | 6.846 | 2.282
ENT_2_SOCO | ENT | SOCO | 2020 | B20 | 935 | 0 | 2000 | 0 | 0 | 0 | 0 | 0 | 0 | 0 | 0 | 0 | 6.846 | 2.282
ENT_2_SOCO | ENT | SOCO | 2025 | B1 | 10 | 10 | 2000 | 2000 | 2000 | 2000 | 14878.8 | 15033.36 | 8.9975 | 6.3386 | 2.1129 | 0.082926 | 6.3434 | 2.1145
ENT_2_SOCO | ENT | SOCO | 2025 | B2 | 25 | 25 | 2000 | 2000 | 2000 | 2000 | 8250.51 | 11244.73 | 4.9973 | 6.3386 | 2.1129 | 0.11514 | 6.3434 | 2.1145
ENT_2_SOCO | ENT | SOCO | 2025 | B3 | 75 | 0 | 2000 | 134.3 | 2000 | 2000 | 0 | 0 | 0 | 1.4956 | 1.6381 | 0 | 6.3434 | 2.1145
ENT_2_SOCO | ENT | SOCO | 2025 | B4 | 100 | 0 | 2000 | 0 | 2000 | 2000 | 0 | 1048.27 | 0 | 0.99708 | 2.1129 | 0 | 6.3434 | 2.1145
ENT_2_SOCO | ENT | SOCO | 2025 | B5 | 200 | 0 | 2000 | 323.5 | 2000 | 2000 | 0 | 4126.67 | 0 | 0.20179 | 2.1129 | 0 | 6.3434 | 2.1145
ENT_2_SOCO | ENT | SOCO | 2025 | B6 | 300 | 0 | 2000 | 1953.94 | 2000 | 2000 | 0 | 6009.36 | 0 | 0.99708 | 2.1129 | 0 | 6.3434 | 2.1145
ENT_2_SOCO | ENT | SOCO | 2025 | B7 | 400 | 400 | 2000 | 2000 | 2000 | 2000 | 606.65 | 4741.4 | 8.9975 | 6.3386 | 2.1129 | 3.317 | 6.3434 | 2.1145
ENT_2_SOCO | ENT | SOCO | 2025 | B8 | 500 | 500 | 2000 | 2000 | 2000 | 2000 | 417.77 | 1822.87 | 7.6799 | 6.3386 | 2.1129 | 3.5391 | 6.3434 | 2.1145
ENT_2_SOCO | ENT | SOCO | 2025 | B9 | 800 | 0 | 2000 | 0 | 0 | 372.66 | 0 | 0 | 0 | 0 | 0 | 0 | 6.3434 | 2.1145
ENT_2_SOCO | ENT | SOCO | 2025 | B10 | 1262 | 0 | 2000 | 0 | 0 | 2000 | 0 | 7608.89 | 0 | 0 | 2.1129 | 0 | 6.3434 | 2.1145
ENT_2_SOCO | ENT | SOCO | 2025 | B11 | 25 | 0 | 2000 | 2000 | 2000 | 2000 | 0 | 8028.18 | 9.0093 | 0.99708 | 2.1129 | 0.20759 | 6.3434 | 2.1145
ENT_2_SOCO | ENT | SOCO | 2025 | B12 | 200 | 0 | 2000 | 701.61 | 219.2 | 1043.72 | 0 | 0 | 0 | 0 | 0 | 0 | 6.3434 | 2.1145
ENT_2_SOCO | ENT | SOCO | 2025 | B13 | 600 | 0 | 2000 | 0 | 0 | 60.19 | 0 | 0 | 0 | 0 | 0 | 0 | 6.3434 | 2.1145
ENT_2_SOCO | ENT | SOCO | 2025 | B14 | 900 | 0 | 2000 | 0 | 0 | 2000 | 0 | 0 | 0 | 0 | 0.60537 | 0 | 6.3434 | 2.1145
ENT_2_SOCO | ENT | SOCO | 2025 | B15 | 1203 | 0 | 2000 | 0 | 2000 | 2000 | 0 | 15169.51 | 0 | 3.0862 | 2.1129 | 0 | 6.3434 | 2.1145
ENT_2_SOCO | ENT | SOCO | 2025 | B16 | 25 | 25 | 2000 | 2000 | 2000 | 2000 | 3327.76 | 8179.4 | 27.3604 | 6.3386 | 2.1129 | 0.63042 | 6.3434 | 2.1145
ENT_2_SOCO | ENT | SOCO | 2025 | B17 | 100 | 0 | 2000 | 2000 | 2000 | 2000 | 0 | 931.14 | 6.1368 | 0.96147 | 2.1129 | 0.5656 | 6.3434 | 2.1145
ENT_2_SOCO | ENT | SOCO | 2025 | B18 | 400 | 0 | 2000 | 0 | 0 | 0 | 0 | 0 | 0 | 0 | 0 | 0 | 6.3434 | 2.1145
ENT_2_SOCO | ENT | SOCO | 2025 | B19 | 700 | 0 | 2000 | 0 | 0 | 607.64 | 0 | 0 | 0 | 0 | 0 | 0 | 6.3434 | 2.1145
ENT_2_SOCO | ENT | SOCO | 2025 | B20 | 935 | 0 | 2000 | 0 | 2000 | 2000 | 0 | 10883.58 | 0 | 3.5254 | 2.1129 | 0 | 6.3434 | 2.1145
ENT_2_SOCO | ENT | SOCO | 2030 | B1 | 10 | 10 | 2000 | 2000 | 2000 | 2000 | 9731.85 | 13281.01 | 8.9975 | 4.6174 | 1.5431 | 2.5707 | 4.6115 | 1.5372
ENT_2_SOCO | ENT | SOCO | 2030 | B2 | 25 | 25 | 2000 | 2000 | 2000 | 2000 | 3989.54 | 9420.86 | 5.0091 | 4.6174 | 1.5431 | 3.578 | 4.6115 | 1.5372
ENT_2_SOCO | ENT | SOCO | 2030 | B3 | 75 | 75 | 2000 | 0 | 2000 | 1539.78 | 697.92 | 0 | 0 | 4.6056 | 0 | 0 | 4.6115 | 1.5372
ENT_2_SOCO | ENT | SOCO | 2030 | B4 | 100 | 0 | 2000 | 0 | 0 | 2000 | 0 | 248.05 | 0 | 0 | 1.5312 | 0 | 4.6115 | 1.5372
ENT_2_SOCO | ENT | SOCO | 2030 | B5 | 200 | 0 | 2000 | 0 | 1000.98 | 2000 | 0 | 2497.84 | 0 | 0 | 1.5431 | 0 | 4.6115 | 1.5372
ENT_2_SOCO | ENT | SOCO | 2030 | B6 | 300 | 0 | 2000 | 0 | 196.04 | 2000 | 0 | 17.89 | 0 | 0 | 1.5312 | 0 | 4.6115 | 1.5372
ENT_2_SOCO | ENT | SOCO | 2030 | B7 | 400 | 0 | 2000 | 0 | 0 | 1383.94 | 0 | 0 | 0 | 0 | 0 | 0 | 4.6115 | 1.5372
ENT_2_SOCO | ENT | SOCO | 2030 | B8 | 500 | 0 | 2000 | 0 | 0 | 454.69 | 0 | 0 | 0 | 0 | 0 | 0 | 4.6115 | 1.5372
ENT_2_SOCO | ENT | SOCO | 2030 | B9 | 800 | 0 | 2000 | 0 | 0 | 0 | 0 | 0 | 0 | 0 | 0 | 0 | 4.6115 | 1.5372
ENT_2_SOCO | ENT | SOCO | 2030 | B10 | 1262 | 0 | 2000 | 0 | 709.25 | 2000 | 0 | 4502.44 | 0 | 0 | 1.5312 | 0 | 4.6115 | 1.5372
ENT_2_SOCO | ENT | SOCO | 2030 | B11 | 25 | 0 | 2000 | 0 | 1923.91 | 2000 | 0 | 2736.27 | 0 | 0 | 1.5431 | 0 | 4.6115 | 1.5372
ENT_2_SOCO | ENT | SOCO | 2030 | B12 | 200 | 0 | 2000 | 0 | 0 | 0 | 0 | 0 | 0 | 0 | 0 | 0 | 4.6115 | 1.5372
ENT_2_SOCO | ENT | SOCO | 2030 | B13 | 600 | 0 | 2000 | 0 | 0 | 0 | 0 | 0 | 0 | 0 | 0 | 0 | 4.6115 | 1.5372
ENT_2_SOCO | ENT | SOCO | 2030 | B14 | 900 | 0 | 2000 | 0 | 2000 | 2000 | 0 | 8189.52 | 0 | 4.5818 | 1.5431 | 0 | 4.6115 | 1.5372
ENT_2_SOCO | ENT | SOCO | 2030 | B15 | 1203 | 0 | 2000 | 0 | 1893.1 | 2000 | 0 | 5093.66 | 0 | 0 | 1.5431 | 0 | 4.6115 | 1.5372
ENT_2_SOCO | ENT | SOCO | 2030 | B16 | 25 | 0 | 2000 | 0 | 2000 | 2000 | 0 | 3225.25 | 0 | 3.0506 | 1.5431 | 0 | 4.6115 | 1.5372
ENT_2_SOCO | ENT | SOCO | 2030 | B17 | 100 | 0 | 2000 | 0 | 0 | 1637.64 | 0 | 0 | 0 | 0 | 0 | 0 | 4.6115 | 1.5372
ENT_2_SOCO | ENT | SOCO | 2030 | B18 | 400 | 0 | 2000 | 0 | 0 | 2000 | 0 | 0 | 0 | 0 | 1.365 | 0 | 4.6115 | 1.5372
ENT_2_SOCO | ENT | SOCO | 2030 | B19 | 700 | 0 | 2000 | 0 | 2000 | 2000 | 0 | 3595.66 | 0 | 0 | 1.5312 | 0 | 4.6115 | 1.5372
ENT_2_SOCO | ENT | SOCO | 2030 | B20 | 935 | 0 | 2000 | 0 | 108.08 | 2000 | 0 | 1688.45 | 0 | 0 | 1.5312 | 0 | 4.6115 | 1.5372
ENT_2_SOCO | ENT | SOCO | 2035 | B1 | 10 | 10 | 2000 | 2000 | 2000 | 2000 | 13696.57 | 12954.91 | 8.9975 | 6.754 | 2.2553 | 2.5707 | 6.7481 | 2.2494
ENT_2_SOCO | ENT | SOCO | 2035 | B2 | 25 | 25 | 2000 | 2000 | 2000 | 2000 | 5869.42 | 9075.09 | 8.9975 | 6.754 | 2.2553 | 6.4268 | 6.7481 | 2.2494
ENT_2_SOCO | ENT | SOCO | 2035 | B3 | 75 | 0 | 2000 | 550.78 | 2000 | 2000 | 0 | 0 | 0 | 1.8992 | 0.30862 | 0 | 6.7481 | 2.2494
ENT_2_SOCO | ENT | SOCO | 2035 | B4 | 100 | 0 | 2000 | 0 | 2000 | 2000 | 0 | 568.83 | 0 | 2.7301 | 2.2434 | 0 | 6.7481 | 2.2494
ENT_2_SOCO | ENT | SOCO | 2035 | B5 | 200 | 0 | 2000 | 0 | 2000 | 2000 | 0 | 1956.26 | 0 | 3.929 | 2.2434 | 0 | 6.7481 | 2.2494
ENT_2_SOCO | ENT | SOCO | 2035 | B6 | 300 | 0 | 2000 | 0 | 1150.39 | 0 | 0 | 0 | 0 | 0 | 0 | 0 | 6.7481 | 2.2494
ENT_2_SOCO | ENT | SOCO | 2035 | B7 | 400 | 0 | 2000 | 0 | 0 | 0 | 0 | 0 | 0 | 0 | 0 | 0 | 6.7481 | 2.2494
ENT_2_SOCO | ENT | SOCO | 2035 | B8 | 500 | 0 | 2000 | 0 | 0 | 0 | 0 | 0 | 0 | 0 | 0 | 0 | 6.7481 | 2.2494
ENT_2_SOCO | ENT | SOCO | 2035 | B9 | 800 | 0 | 2000 | 0 | 0 | 0 | 0 | 0 | 0 | 0 | 0 | 0 | 6.7481 | 2.2494
ENT_2_SOCO | ENT | SOCO | 2035 | B10 | 1262 | 0 | 2000 | 0 | 0 | 0 | 0 | 0 | 0 | 0 | 0 | 0 | 6.7481 | 2.2494
ENT_2_SOCO | ENT | SOCO | 2035 | B11 | 25 | 0 | 2000 | 0 | 2000 | 2000 | 0 | 1235.55 | 0 | 2.4096 | 2.2434 | 0 | 6.7481 | 2.2494
ENT_2_SOCO | ENT | SOCO | 2035 | B12 | 200 | 0 | 2000 | 0 | 0 | 0 | 0 | 0 | 0 | 0 | 0 | 0 | 6.7481 | 2.2494
ENT_2_SOCO | ENT | SOCO | 2035 | B13 | 600 | 0 | 2000 | 0 | 0 | 0 | 0 | 0 | 0 | 0 | 0 | 0 | 6.7481 | 2.2494
ENT_2_SOCO | ENT | SOCO | 2035 | B14 | 900 | 0 | 2000 | 0 | 0 | 0 | 0 | 0 | 0 | 0 | 0 | 0 | 6.7481 | 2.2494
ENT_2_SOCO | ENT | SOCO | 2035 | B15 | 1203 | 0 | 2000 | 0 | 1610.93 | 1325.92 | 0 | 0 | 0 | 0 | 0 | 0 | 6.7481 | 2.2494
ENT_2_SOCO | ENT | SOCO | 2035 | B16 | 25 | 25 | 2000 | 0 | 2000 | 2000 | 4265.8 | 313.69 | 0 | 6.754 | 2.2434 | 0 | 6.7481 | 2.2494
ENT_2_SOCO | ENT | SOCO | 2035 | B17 | 100 | 0 | 2000 | 0 | 0 | 0 | 0 | 0 | 0 | 0 | 0 | 0 | 6.7481 | 2.2494
ENT_2_SOCO | ENT | SOCO | 2035 | B18 | 400 | 0 | 2000 | 0 | 0 | 0 | 0 | 0 | 0 | 0 | 0 | 0 | 6.7481 | 2.2494
ENT_2_SOCO | ENT | SOCO | 2035 | B19 | 700 | 0 | 2000 | 0 | 0 | 0 | 0 | 0 | 0 | 0 | 0 | 0 | 6.7481 | 2.2494
ENT_2_SOCO | ENT | SOCO | 2035 | B20 | 935 | 0 | 2000 | 0 | 0 | 0 | 0 | 0 | 0 | 0 | 0 | 0 | 6.7481 | 2.2494
ENT_2_SOCO | ENT | SOCO | 2040 | B1 | 10 | 0 | 2000 | 2000 | 2000 | 2000 | 0 | 15540.12 | 8.9975 | 14.0897 | 4.843 | 0.81795 | 19.2177 | 6.4059
ENT_2_SOCO | ENT | SOCO | 2040 | B2 | 25 | 0 | 2000 | 2000 | 2000 | 2000 | 0 | 11314 | 106.1534 | 10.4575 | 4.843 | 24.1258 | 19.2177 | 6.4059
ENT_2_SOCO | ENT | SOCO | 2040 | B3 | 75 | 0 | 2000 | 2000 | 2000 | 2000 | 0 | 0 | 0.99708 | 8.487 | 3.0743 | 0.67983 | 19.2177 | 6.4059
ENT_2_SOCO | ENT | SOCO | 2040 | B4 | 100 | 0 | 2000 | 84.7 | 2000 | 2000 | 0 | 2536.27 | 0 | 8.487 | 4.843 | 0 | 19.2177 | 6.4059
ENT_2_SOCO | ENT | SOCO | 2040 | B5 | 200 | 0 | 2000 | 0 | 2000 | 2000 | 0 | 2751.25 | 0 | 1.009 | 4.843 | 0 | 19.2177 | 6.4059
ENT_2_SOCO | ENT | SOCO | 2040 | B6 | 300 | 0 | 2000 | 0 | 0 | 795 | 0 | 0 | 0 | 0 | 0 | 0 | 19.2177 | 6.4059
ENT_2_SOCO | ENT | SOCO | 2040 | B7 | 400 | 0 | 2000 | 0 | 0 | 0 | 0 | 0 | 0 | 0 | 0 | 0 | 19.2177 | 6.4059
ENT_2_SOCO | ENT | SOCO | 2040 | B8 | 500 | 0 | 2000 | 0 | 0 | 1262.54 | 0 | 0 | 0 | 0 | 0 | 0 | 19.2177 | 6.4059
ENT_2_SOCO | ENT | SOCO | 2040 | B9 | 800 | 0 | 2000 | 0 | 0 | 0 | 0 | 0 | 0 | 0 | 0 | 0 | 19.2177 | 6.4059
ENT_2_SOCO | ENT | SOCO | 2040 | B10 | 1262 | 0 | 2000 | 0 | 0 | 0 | 0 | 0 | 0 | 0 | 0 | 0 | 19.2177 | 6.4059
ENT_2_SOCO | ENT | SOCO | 2040 | B11 | 25 | 0 | 2000 | 0 | 2000 | 2000 | 0 | 0 | 0 | 4.9498 | 0.99708 | 0 | 19.2177 | 6.4059
ENT_2_SOCO | ENT | SOCO | 2040 | B12 | 200 | 0 | 2000 | 0 | 0 | 0 | 0 | 0 | 0 | 0 | 0 | 0 | 19.2177 | 6.4059
ENT_2_SOCO | ENT | SOCO | 2040 | B13 | 600 | 0 | 2000 | 0 | 1057.98 | 0 | 0 | 0 | 0 | 0 | 0 | 0 | 19.2177 | 6.4059
ENT_2_SOCO | ENT | SOCO | 2040 | B14 | 900 | 0 | 2000 | 0 | 2000 | 2000 | 0 | 764.42 | 0 | 1.0327 | 4.843 | 0 | 19.2177 | 6.4059
ENT_2_SOCO | ENT | SOCO | 2040 | B15 | 1203 | 0 | 2000 | 0 | 0 | 0 | 0 | 0 | 0 | 0 | 0 | 0 | 19.2177 | 6.4059
ENT_2_SOCO | ENT | SOCO | 2040 | B16 | 25 | 0 | 2000 | 1464.3 | 2000 | 2000 | 0 | 4659.18 | 0 | 8.9975 | 4.843 | 0 | 19.2177 | 6.4059
ENT_2_SOCO | ENT | SOCO | 2040 | B17 | 100 | 0 | 2000 | 0 | 41.95 | 2000 | 0 | 0 | 0 | 0 | 2.3859 | 0 | 19.2177 | 6.4059
ENT_2_SOCO | ENT | SOCO | 2040 | B18 | 400 | 0 | 2000 | 0 | 32.13 | 0 | 0 | 0 | 0 | 0 | 0 | 0 | 19.2177 | 6.4059
ENT_2_SOCO | ENT | SOCO | 2040 | B19 | 700 | 0 | 2000 | 0 | 1223.69 | 0 | 0 | 0 | 0 | 0 | 0 | 0 | 19.2177 | 6.4059
ENT_2_SOCO | ENT | SOCO | 2040 | B20 | 935 | 0 | 2000 | 0 | 0 | 0 | 0 | 0 | 0 | 0 | 0 | 0 | 19.2177 | 6.4059
ENT_2_SOCO | ENT | SOCO | 2045 | B1 | 10 | 0 | 2000 | 2000 | 2000 | 2000 | 0 | 15483.05 | 8.9975 | 12.1311 | 7.1101 | 2.5707 | 72.9064 | 24.3021
ENT_2_SOCO | ENT | SOCO | 2045 | B2 | 25 | 0 | 2000 | 2000 | 2000 | 2000 | 0 | 11566.91 | 132.4929 | 9.7927 | 7.1101 | 94.6378 | 72.9064 | 24.3021
ENT_2_SOCO | ENT | SOCO | 2045 | B3 | 75 | 0 | 2000 | 1497.52 | 2000 | 2000 | 0 | 1184.22 | 0 | 7.2882 | 7.1101 | 0 | 72.9064 | 24.3021
ENT_2_SOCO | ENT | SOCO | 2045 | B4 | 100 | 0 | 2000 | 0 | 2000 | 2000 | 0 | 4142.05 | 0 | 9.0093 | 7.1101 | 0 | 72.9064 | 24.3021
ENT_2_SOCO | ENT | SOCO | 2045 | B5 | 200 | 0 | 2000 | 0 | 144.97 | 2000 | 0 | 0 | 0 | 0 | 0.99708 | 0 | 72.9064 | 24.3021
ENT_2_SOCO | ENT | SOCO | 2045 | B6 | 300 | 0 | 2000 | 0 | 0 | 0 | 0 | 0 | 0 | 0 | 0 | 0 | 72.9064 | 24.3021
ENT_2_SOCO | ENT | SOCO | 2045 | B7 | 400 | 0 | 2000 | 0 | 0 | 0 | 0 | 0 | 0 | 0 | 0 | 0 | 72.9064 | 24.3021
ENT_2_SOCO | ENT | SOCO | 2045 | B8 | 500 | 0 | 2000 | 0 | 0 | 0 | 0 | 0 | 0 | 0 | 0 | 0 | 72.9064 | 24.3021
ENT_2_SOCO | ENT | SOCO | 2045 | B9 | 800 | 0 | 2000 | 0 | 0 | 0 | 0 | 0 | 0 | 0 | 0 | 0 | 72.9064 | 24.3021
ENT_2_SOCO | ENT | SOCO | 2045 | B10 | 1262 | 0 | 2000 | 0 | 0 | 0 | 0 | 0 | 0 | 0 | 0 | 0 | 72.9064 | 24.3021
ENT_2_SOCO | ENT | SOCO | 2045 | B11 | 25 | 0 | 2000 | 0 | 0 | 1509.73 | 0 | 0 | 0 | 0 | 0 | 0 | 72.9064 | 24.3021
ENT_2_SOCO | ENT | SOCO | 2045 | B12 | 200 | 0 | 2000 | 387.88 | 0 | 0 | 0 | 0 | 0 | 0 | 0 | 0 | 72.9064 | 24.3021
ENT_2_SOCO | ENT | SOCO | 2045 | B13 | 600 | 0 | 2000 | 0 | 0 | 0 | 0 | 0 | 0 | 0 | 0 | 0 | 72.9064 | 24.3021
ENT_2_SOCO | ENT | SOCO | 2045 | B14 | 900 | 0 | 2000 | 880.6 | 2000 | 2000 | 0 | 0 | 0 | 8.9975 | 4.0239 | 0 | 72.9064 | 24.3021
ENT_2_SOCO | ENT | SOCO | 2045 | B15 | 1203 | 0 | 2000 | 0 | 0 | 0 | 0 | 0 | 0 | 0 | 0 | 0 | 72.9064 | 24.3021
ENT_2_SOCO | ENT | SOCO | 2045 | B16 | 25 | 0 | 2000 | 963.23 | 2000 | 2000 | 0 | 4449.67 | 0 | 9.7927 | 7.1101 | 0 | 72.9064 | 24.3021
ENT_2_SOCO | ENT | SOCO | 2045 | B17 | 100 | 0 | 2000 | 0 | 2000 | 2000 | 0 | 2006.64 | 0 | 3.5254 | 7.1101 | 0 | 72.9064 | 24.3021
ENT_2_SOCO | ENT | SOCO | 2045 | B18 | 400 | 0 | 2000 | 0 | 932.94 | 0 | 0 | 0 | 0 | 0 | 0 | 0 | 72.9064 | 24.3021
ENT_2_SOCO | ENT | SOCO | 2045 | B19 | 700 | 0 | 2000 | 918.2 | 1432.27 | 392.31 | 0 | 0 | 0 | 0 | 0 | 0 | 72.9064 | 24.3021
ENT_2_SOCO | ENT | SOCO | 2045 | B20 | 935 | 0 | 2000 | 0 | 0 | 0 | 0 | 0 | 0 | 0 | 0 | 0 | 72.9064 | 24.3021
ENT_2_SOCO | ENT | SOCO | 2050 | B1 | 10 | 10 | 2000 | 2000 | 2000 | 2000 | 6284.07 | 10172.33 | 82.2235 | 11.7394 | 3.9171 | 5.139 | 17.0647 | 5.6882
ENT_2_SOCO | ENT | SOCO | 2050 | B2 | 25 | 0 | 2000 | 2000 | 2000 | 2000 | 0 | 6235.01 | 70.8876 | 9.6147 | 3.9171 | 11.0762 | 17.0647 | 5.6882
ENT_2_SOCO | ENT | SOCO | 2050 | B3 | 75 | 0 | 2000 | 2000 | 2000 | 2000 | 0 | 1500.91 | 8.9975 | 5.5908 | 3.9171 | 4.2176 | 17.0647 | 5.6882
ENT_2_SOCO | ENT | SOCO | 2050 | B4 | 100 | 0 | 2000 | 1675.05 | 1289.55 | 2000 | 0 | 0 | 0 | 0 | 1.092 | 0 | 17.0647 | 5.6882
ENT_2_SOCO | ENT | SOCO | 2050 | B5 | 200 | 0 | 2000 | 0 | 0 | 0 | 0 | 0 | 0 | 0 | 0 | 0 | 17.0647 | 5.6882
ENT_2_SOCO | ENT | SOCO | 2050 | B6 | 300 | 0 | 2000 | 0 | 0 | 0 | 0 | 0 | 0 | 0 | 0 | 0 | 17.0647 | 5.6882
ENT_2_SOCO | ENT | SOCO | 2050 | B7 | 400 | 0 | 2000 | 0 | 0 | 0 | 0 | 0 | 0 | 0 | 0 | 0 | 17.0647 | 5.6882
ENT_2_SOCO | ENT | SOCO | 2050 | B8 | 500 | 0 | 2000 | 0 | 0 | 0 | 0 | 0 | 0 | 0 | 0 | 0 | 17.0647 | 5.6882
ENT_2_SOCO | ENT | SOCO | 2050 | B9 | 800 | 0 | 2000 | 0 | 0 | 0 | 0 | 0 | 0 | 0 | 0 | 0 | 17.0647 | 5.6882
ENT_2_SOCO | ENT | SOCO | 2050 | B10 | 1262 | 0 | 2000 | 0 | 0 | 0 | 0 | 0 | 0 | 0 | 0 | 0 | 17.0647 | 5.6882
ENT_2_SOCO | ENT | SOCO | 2050 | B11 | 25 | 0 | 2000 | 2000 | 0 | 0 | 0 | 0 | 0.99708 | 0 | 0 | 0.15579 | 17.0647 | 5.6882
ENT_2_SOCO | ENT | SOCO | 2050 | B12 | 200 | 0 | 2000 | 410.82 | 2000 | 0 | 0 | 0 | 0 | 2.5402 | 0 | 0 | 17.0647 | 5.6882
ENT_2_SOCO | ENT | SOCO | 2050 | B13 | 600 | 0 | 2000 | 0 | 2000 | 559.58 | 0 | 0 | 0 | 2.5402 | 0 | 0 | 17.0647 | 5.6882
ENT_2_SOCO | ENT | SOCO | 2050 | B14 | 900 | 0 | 2000 | 0 | 2000 | 2000 | 0 | 94.69 | 0 | 2.5402 | 3.9171 | 0 | 17.0647 | 5.6882
ENT_2_SOCO | ENT | SOCO | 2050 | B15 | 1203 | 0 | 2000 | 0 | 0 | 0 | 0 | 0 | 0 | 0 | 0 | 0 | 17.0647 | 5.6882
ENT_2_SOCO | ENT | SOCO | 2050 | B16 | 25 | 0 | 2000 | 2000 | 2000 | 2000 | 0 | 7504.38 | 13.8523 | 10.8967 | 3.9171 | 2.1644 | 17.0647 | 5.6882
ENT_2_SOCO | ENT | SOCO | 2050 | B17 | 100 | 0 | 2000 | 1709.9 | 2000 | 2000 | 0 | 3592.28 | 0 | 7.3238 | 3.9171 | 0 | 17.0647 | 5.6882
ENT_2_SOCO | ENT | SOCO | 2050 | B18 | 400 | 0 | 2000 | 0 | 2000 | 0 | 0 | 0 | 0 | 0.20179 | 0 | 0 | 17.0647 | 5.6882
ENT_2_SOCO | ENT | SOCO | 2050 | B19 | 700 | 0 | 2000 | 0 | 2000 | 774.25 | 0 | 0 | 0 | 2.5402 | 0 | 0 | 17.0647 | 5.6882
ENT_2_SOCO | ENT | SOCO | 2050 | B20 | 935 | 0 | 2000 | 0 | 0 | 0 | 0 | 0 | 0 | 0 | 0 | 0 | 17.0647 | 5.6882
ENT_2_SPP_N | ENT | SPP_N | 2015 | B1 | 10 | 0 | 1300 | 0 | 0 | 0 | 0 | 0 | 0 | 0 | 0 | 0 | 0 | 0
ENT_2_SPP_N | ENT | SPP_N | 2015 | B2 | 25 | 0 | 1300 | 0 | 0 | 0 | 0 | 0 | 0 | 0 | 0 | 0 | 0 | 0
ENT_2_SPP_N | ENT | SPP_N | 2015 | B3 | 75 | 0 | 1300 | 0 | 0 | 0 | 0 | 0 | 0 | 0 | 0 | 0 | 0 | 0
ENT_2_SPP_N | ENT | SPP_N | 2015 | B4 | 100 | 0 | 1300 | 0 | 0 | 0 | 0 | 0 | 0 | 0 | 0 | 0 | 0 | 0
ENT_2_SPP_N | ENT | SPP_N | 2015 | B5 | 200 | 0 | 1300 | 0 | 0 | 0 | 0 | 0 | 0 | 0 | 0 | 0 | 0 | 0
ENT_2_SPP_N | ENT | SPP_N | 2015 | B6 | 300 | 0 | 1300 | 0 | 0 | 0 | 0 | 0 | 0 | 0 | 0 | 0 | 0 | 0
ENT_2_SPP_N | ENT | SPP_N | 2015 | B7 | 400 | 0 | 1300 | 0 | 0 | 0 | 0 | 0 | 0 | 0 | 0 | 0 | 0 | 0
ENT_2_SPP_N | ENT | SPP_N | 2015 | B8 | 500 | 0 | 1300 | 0 | 0 | 0 | 0 | 0 | 0 | 0 | 0 | 0 | 0 | 0
ENT_2_SPP_N | ENT | SPP_N | 2015 | B9 | 800 | 0 | 1300 | 0 | 0 | 0 | 0 | 0 | 0 | 0 | 0 | 0 | 0 | 0
ENT_2_SPP_N | ENT | SPP_N | 2015 | B10 | 1262 | 0 | 1300 | 0 | 0 | 0 | 0 | 0 | 0 | 0 | 0 | 0 | 0 | 0
ENT_2_SPP_N | ENT | SPP_N | 2015 | B11 | 25 | 0 | 1300 | 382.4 | 0 | 0 | 0 | 0 | 0 | 0 | 0 | 0 | 0 | 0
ENT_2_SPP_N | ENT | SPP_N | 2015 | B12 | 200 | 0 | 1300 | 0 | 0 | 0 | 0 | 0 | 0 | 0 | 0 | 0 | 0 | 0
ENT_2_SPP_N | ENT | SPP_N | 2015 | B13 | 600 | 0 | 1300 | 0 | 0 | 0 | 0 | 0 | 0 | 0 | 0 | 0 | 0 | 0
ENT_2_SPP_N | ENT | SPP_N | 2015 | B14 | 900 | 0 | 1300 | 0 | 0 | 0 | 0 | 0 | 0 | 0 | 0 | 0 | 0 | 0
ENT_2_SPP_N | ENT | SPP_N | 2015 | B15 | 1203 | 0 | 1300 | 0 | 0 | 0 | 0 | 0 | 0 | 0 | 0 | 0 | 0 | 0
ENT_2_SPP_N | ENT | SPP_N | 2015 | B16 | 25 | 0 | 1300 | 0 | 0 | 0 | 0 | 0 | 0 | 0 | 0 | 0 | 0 | 0
ENT_2_SPP_N | ENT | SPP_N | 2015 | B17 | 100 | 0 | 1300 | 0 | 0 | 0 | 0 | 0 | 0 | 0 | 0 | 0 | 0 | 0
ENT_2_SPP_N | ENT | SPP_N | 2015 | B18 | 400 | 0 | 1300 | 0 | 0 | 0 | 0 | 0 | 0 | 0 | 0 | 0 | 0 | 0
ENT_2_SPP_N | ENT | SPP_N | 2015 | B19 | 700 | 0 | 1300 | 0 | 0 | 0 | 0 | 0 | 0 | 0 | 0 | 0 | 0 | 0
ENT_2_SPP_N | ENT | SPP_N | 2015 | B20 | 935 | 0 | 1300 | 0 | 0 | 0 | 0 | 0 | 0 | 0 | 0 | 0 | 0 | 0
ENT_2_SPP_N | ENT | SPP_N | 2020 | B1 | 10 | 0 | 1300 | 0 | 0 | 0 | 0 | 0 | 0 | 0 | 0 | 0 | 0 | 0
ENT_2_SPP_N | ENT | SPP_N | 2020 | B2 | 25 | 0 | 1300 | 0 | 0 | 0 | 0 | 0 | 0 | 0 | 0 | 0 | 0 | 0
ENT_2_SPP_N | ENT | SPP_N | 2020 | B3 | 75 | 0 | 1300 | 0 | 0 | 0 | 0 | 0 | 0 | 0 | 0 | 0 | 0 | 0
ENT_2_SPP_N | ENT | SPP_N | 2020 | B4 | 100 | 0 | 1300 | 0 | 0 | 0 | 0 | 0 | 0 | 0 | 0 | 0 | 0 | 0
ENT_2_SPP_N | ENT | SPP_N | 2020 | B5 | 200 | 0 | 1300 | 0 | 0 | 0 | 0 | 0 | 0 | 0 | 0 | 0 | 0 | 0
ENT_2_SPP_N | ENT | SPP_N | 2020 | B6 | 300 | 0 | 1300 | 0 | 0 | 0 | 0 | 0 | 0 | 0 | 0 | 0 | 0 | 0
ENT_2_SPP_N | ENT | SPP_N | 2020 | B7 | 400 | 0 | 1300 | 0 | 0 | 0 | 0 | 0 | 0 | 0 | 0 | 0 | 0 | 0
ENT_2_SPP_N | ENT | SPP_N | 2020 | B8 | 500 | 0 | 1300 | 0 | 0 | 0 | 0 | 0 | 0 | 0 | 0 | 0 | 0 | 0
ENT_2_SPP_N | ENT | SPP_N | 2020 | B9 | 800 | 0 | 1300 | 0 | 0 | 0 | 0 | 0 | 0 | 0 | 0 | 0 | 0 | 0
ENT_2_SPP_N | ENT | SPP_N | 2020 | B10 | 1262 | 0 | 1300 | 0 | 0 | 0 | 0 | 0 | 0 | 0 | 0 | 0 | 0 | 0
ENT_2_SPP_N | ENT | SPP_N | 2020 | B11 | 25 | 0 | 1300 | 0 | 0 | 0 | 0 | 0 | 0 | 0 | 0 | 0 | 0 | 0
ENT_2_SPP_N | ENT | SPP_N | 2020 | B12 | 200 | 0 | 1300 | 0 | 0 | 0 | 0 | 0 | 0 | 0 | 0 | 0 | 0 | 0
ENT_2_SPP_N | ENT | SPP_N | 2020 | B13 | 600 | 0 | 1300 | 0 | 0 | 0 | 0 | 0 | 0 | 0 | 0 | 0 | 0 | 0
ENT_2_SPP_N | ENT | SPP_N | 2020 | B14 | 900 | 0 | 1300 | 0 | 0 | 0 | 0 | 0 | 0 | 0 | 0 | 0 | 0 | 0
ENT_2_SPP_N | ENT | SPP_N | 2020 | B15 | 1203 | 0 | 1300 | 0 | 0 | 0 | 0 | 0 | 0 | 0 | 0 | 0 | 0 | 0
ENT_2_SPP_N | ENT | SPP_N | 2020 | B16 | 25 | 0 | 1300 | 0 | 0 | 0 | 0 | 0 | 0 | 0 | 0 | 0 | 0 | 0
ENT_2_SPP_N | ENT | SPP_N | 2020 | B17 | 100 | 0 | 1300 | 0 | 0 | 0 | 0 | 0 | 0 | 0 | 0 | 0 | 0 | 0
ENT_2_SPP_N | ENT | SPP_N | 2020 | B18 | 400 | 0 | 1300 | 0 | 0 | 0 | 0 | 0 | 0 | 0 | 0 | 0 | 0 | 0
ENT_2_SPP_N | ENT | SPP_N | 2020 | B19 | 700 | 0 | 1300 | 0 | 0 | 0 | 0 | 0 | 0 | 0 | 0 | 0 | 0 | 0
ENT_2_SPP_N | ENT | SPP_N | 2020 | B20 | 935 | 0 | 1300 | 0 | 0 | 0 | 0 | 0 | 0 | 0 | 0 | 0 | 0 | 0
ENT_2_SPP_N | ENT | SPP_N | 2025 | B1 | 10 | 0 | 1300 | 0 | 0 | 0 | 0 | 0 | 0 | 0 | 0 | 0 | 0 | 0
ENT_2_SPP_N | ENT | SPP_N | 2025 | B2 | 25 | 0 | 1300 | 0 | 0 | 0 | 0 | 0 | 0 | 0 | 0 | 0 | 0 | 0
ENT_2_SPP_N | ENT | SPP_N | 2025 | B3 | 75 | 0 | 1300 | 0 | 0 | 0 | 0 | 0 | 0 | 0 | 0 | 0 | 0 | 0
ENT_2_SPP_N | ENT | SPP_N | 2025 | B4 | 100 | 0 | 1300 | 0 | 0 | 0 | 0 | 0 | 0 | 0 | 0 | 0 | 0 | 0
ENT_2_SPP_N | ENT | SPP_N | 2025 | B5 | 200 | 0 | 1300 | 0 | 0 | 0 | 0 | 0 | 0 | 0 | 0 | 0 | 0 | 0
ENT_2_SPP_N | ENT | SPP_N | 2025 | B6 | 300 | 0 | 1300 | 0 | 0 | 0 | 0 | 0 | 0 | 0 | 0 | 0 | 0 | 0
ENT_2_SPP_N | ENT | SPP_N | 2025 | B7 | 400 | 0 | 1300 | 0 | 0 | 0 | 0 | 0 | 0 | 0 | 0 | 0 | 0 | 0
ENT_2_SPP_N | ENT | SPP_N | 2025 | B8 | 500 | 0 | 1300 | 0 | 0 | 0 | 0 | 0 | 0 | 0 | 0 | 0 | 0 | 0
ENT_2_SPP_N | ENT | SPP_N | 2025 | B9 | 800 | 0 | 1300 | 0 | 0 | 0 | 0 | 0 | 0 | 0 | 0 | 0 | 0 | 0
ENT_2_SPP_N | ENT | SPP_N | 2025 | B10 | 1262 | 0 | 1300 | 0 | 0 | 0 | 0 | 0 | 0 | 0 | 0 | 0 | 0 | 0
ENT_2_SPP_N | ENT | SPP_N | 2025 | B11 | 25 | 0 | 1300 | 0 | 0 | 0 | 0 | 0 | 0 | 0 | 0 | 0 | 0 | 0
ENT_2_SPP_N | ENT | SPP_N | 2025 | B12 | 200 | 0 | 1300 | 0 | 0 | 0 | 0 | 0 | 0 | 0 | 0 | 0 | 0 | 0
ENT_2_SPP_N | ENT | SPP_N | 2025 | B13 | 600 | 0 | 1300 | 0 | 0 | 0 | 0 | 0 | 0 | 0 | 0 | 0 | 0 | 0
ENT_2_SPP_N | ENT | SPP_N | 2025 | B14 | 900 | 0 | 1300 | 0 | 0 | 0 | 0 | 0 | 0 | 0 | 0 | 0 | 0 | 0
ENT_2_SPP_N | ENT | SPP_N | 2025 | B15 | 1203 | 0 | 1300 | 0 | 0 | 0 | 0 | 0 | 0 | 0 | 0 | 0 | 0 | 0
ENT_2_SPP_N | ENT | SPP_N | 2025 | B16 | 25 | 0 | 1300 | 0 | 0 | 0 | 0 | 0 | 0 | 0 | 0 | 0 | 0 | 0
ENT_2_SPP_N | ENT | SPP_N | 2025 | B17 | 100 | 0 | 1300 | 0 | 0 | 0 | 0 | 0 | 0 | 0 | 0 | 0 | 0 | 0
ENT_2_SPP_N | ENT | SPP_N | 2025 | B18 | 400 | 0 | 1300 | 0 | 0 | 0 | 0 | 0 | 0 | 0 | 0 | 0 | 0 | 0
ENT_2_SPP_N | ENT | SPP_N | 2025 | B19 | 700 | 0 | 1300 | 0 | 0 | 0 | 0 | 0 | 0 | 0 | 0 | 0 | 0 | 0
ENT_2_SPP_N | ENT | SPP_N | 2025 | B20 | 935 | 0 | 1300 | 0 | 0 | 0 | 0 | 0 | 0 | 0 | 0 | 0 | 0 | 0
ENT_2_SPP_N | ENT | SPP_N | 2030 | B1 | 10 | 0 | 1300 | 0 | 0 | 0 | 0 | 0 | 0 | 0 | 0 | 0 | 0 | 0
ENT_2_SPP_N | ENT | SPP_N | 2030 | B2 | 25 | 0 | 1300 | 0 | 0 | 0 | 0 | 0 | 0 | 0 | 0 | 0 | 0 | 0
ENT_2_SPP_N | ENT | SPP_N | 2030 | B3 | 75 | 0 | 1300 | 0 | 0 | 0 | 0 | 0 | 0 | 0 | 0 | 0 | 0 | 0
ENT_2_SPP_N | ENT | SPP_N | 2030 | B4 | 100 | 0 | 1300 | 0 | 0 | 0 | 0 | 0 | 0 | 0 | 0 | 0 | 0 | 0
ENT_2_SPP_N | ENT | SPP_N | 2030 | B5 | 200 | 0 | 1300 | 0 | 0 | 0 | 0 | 0 | 0 | 0 | 0 | 0 | 0 | 0
ENT_2_SPP_N | ENT | SPP_N | 2030 | B6 | 300 | 0 | 1300 | 0 | 0 | 0 | 0 | 0 | 0 | 0 | 0 | 0 | 0 | 0
ENT_2_SPP_N | ENT | SPP_N | 2030 | B7 | 400 | 0 | 1300 | 0 | 0 | 0 | 0 | 0 | 0 | 0 | 0 | 0 | 0 | 0
ENT_2_SPP_N | ENT | SPP_N | 2030 | B8 | 500 | 0 | 1300 | 0 | 0 | 0 | 0 | 0 | 0 | 0 | 0 | 0 | 0 | 0
ENT_2_SPP_N | ENT | SPP_N | 2030 | B9 | 800 | 0 | 1300 | 0 | 0 | 0 | 0 | 0 | 0 | 0 | 0 | 0 | 0 | 0
ENT_2_SPP_N | ENT | SPP_N | 2030 | B10 | 1262 | 0 | 1300 | 0 | 0 | 0 | 0 | 0 | 0 | 0 | 0 | 0 | 0 | 0
ENT_2_SPP_N | ENT | SPP_N | 2030 | B11 | 25 | 0 | 1300 | 0 | 0 | 0 | 0 | 0 | 0 | 0 | 0 | 0 | 0 | 0
ENT_2_SPP_N | ENT | SPP_N | 2030 | B12 | 200 | 0 | 1300 | 0 | 0 | 0 | 0 | 0 | 0 | 0 | 0 | 0 | 0 | 0
ENT_2_SPP_N | ENT | SPP_N | 2030 | B13 | 600 | 0 | 1300 | 0 | 0 | 0 | 0 | 0 | 0 | 0 | 0 | 0 | 0 | 0
ENT_2_SPP_N | ENT | SPP_N | 2030 | B14 | 900 | 0 | 1300 | 0 | 0 | 0 | 0 | 0 | 0 | 0 | 0 | 0 | 0 | 0
ENT_2_SPP_N | ENT | SPP_N | 2030 | B15 | 1203 | 0 | 1300 | 0 | 0 | 0 | 0 | 0 | 0 | 0 | 0 | 0 | 0 | 0
ENT_2_SPP_N | ENT | SPP_N | 2030 | B16 | 25 | 0 | 1300 | 0 | 0 | 0 | 0 | 0 | 0 | 0 | 0 | 0 | 0 | 0
ENT_2_SPP_N | ENT | SPP_N | 2030 | B17 | 100 | 0 | 1300 | 0 | 0 | 0 | 0 | 0 | 0 | 0 | 0 | 0 | 0 | 0
ENT_2_SPP_N | ENT | SPP_N | 2030 | B18 | 400 | 0 | 1300 | 0 | 0 | 0 | 0 | 0 | 0 | 0 | 0 | 0 | 0 | 0
ENT_2_SPP_N | ENT | SPP_N | 2030 | B19 | 700 | 0 | 1300 | 0 | 0 | 0 | 0 | 0 | 0 | 0 | 0 | 0 | 0 | 0
ENT_2_SPP_N | ENT | SPP_N | 2030 | B20 | 935 | 0 | 1300 | 0 | 0 | 0 | 0 | 0 | 0 | 0 | 0 | 0 | 0 | 0
ENT_2_SPP_N | ENT | SPP_N | 2035 | B1 | 10 | 0 | 1300 | 0 | 0 | 0 | 0 | 0 | 0 | 0 | 0 | 0 | 0 | 0
ENT_2_SPP_N | ENT | SPP_N | 2035 | B2 | 25 | 0 | 1300 | 0 | 0 | 0 | 0 | 0 | 0 | 0 | 0 | 0 | 0 | 0
ENT_2_SPP_N | ENT | SPP_N | 2035 | B3 | 75 | 0 | 1300 | 0 | 0 | 0 | 0 | 0 | 0 | 0 | 0 | 0 | 0 | 0
ENT_2_SPP_N | ENT | SPP_N | 2035 | B4 | 100 | 0 | 1300 | 0 | 0 | 0 | 0 | 0 | 0 | 0 | 0 | 0 | 0 | 0
ENT_2_SPP_N | ENT | SPP_N | 2035 | B5 | 200 | 0 | 1300 | 0 | 0 | 0 | 0 | 0 | 0 | 0 | 0 | 0 | 0 | 0
ENT_2_SPP_N | ENT | SPP_N | 2035 | B6 | 300 | 0 | 1300 | 0 | 0 | 0 | 0 | 0 | 0 | 0 | 0 | 0 | 0 | 0
ENT_2_SPP_N | ENT | SPP_N | 2035 | B7 | 400 | 0 | 1300 | 0 | 0 | 0 | 0 | 0 | 0 | 0 | 0 | 0 | 0 | 0
ENT_2_SPP_N | ENT | SPP_N | 2035 | B8 | 500 | 0 | 1300 | 0 | 0 | 0 | 0 | 0 | 0 | 0 | 0 | 0 | 0 | 0
ENT_2_SPP_N | ENT | SPP_N | 2035 | B9 | 800 | 0 | 1300 | 0 | 0 | 0 | 0 | 0 | 0 | 0 | 0 | 0 | 0 | 0
ENT_2_SPP_N | ENT | SPP_N | 2035 | B10 | 1262 | 0 | 1300 | 0 | 0 | 0 | 0 | 0 | 0 | 0 | 0 | 0 | 0 | 0
ENT_2_SPP_N | ENT | SPP_N | 2035 | B11 | 25 | 0 | 1300 | 0 | 0 | 0 | 0 | 0 | 0 | 0 | 0 | 0 | 0 | 0
ENT_2_SPP_N | ENT | SPP_N | 2035 | B12 | 200 | 0 | 1300 | 0 | 0 | 0 | 0 | 0 | 0 | 0 | 0 | 0 | 0 | 0
ENT_2_SPP_N | ENT | SPP_N | 2035 | B13 | 600 | 0 | 1300 | 0 | 0 | 0 | 0 | 0 | 0 | 0 | 0 | 0 | 0 | 0
ENT_2_SPP_N | ENT | SPP_N | 2035 | B14 | 900 | 0 | 1300 | 0 | 0 | 0 | 0 | 0 | 0 | 0 | 0 | 0 | 0 | 0
ENT_2_SPP_N | ENT | SPP_N | 2035 | B15 | 1203 | 0 | 1300 | 0 | 0 | 0 | 0 | 0 | 0 | 0 | 0 | 0 | 0 | 0
ENT_2_SPP_N | ENT | SPP_N | 2035 | B16 | 25 | 0 | 1300 | 0 | 0 | 0 | 0 | 0 | 0 | 0 | 0 | 0 | 0 | 0
ENT_2_SPP_N | ENT | SPP_N | 2035 | B17 | 100 | 0 | 1300 | 0 | 0 | 0 | 0 | 0 | 0 | 0 | 0 | 0 | 0 | 0
ENT_2_SPP_N | ENT | SPP_N | 2035 | B18 | 400 | 0 | 1300 | 0 | 0 | 0 | 0 | 0 | 0 | 0 | 0 | 0 | 0 | 0
ENT_2_SPP_N | ENT | SPP_N | 2035 | B19 | 700 | 0 | 1300 | 0 | 0 | 0 | 0 | 0 | 0 | 0 | 0 | 0 | 0 | 0
ENT_2_SPP_N | ENT | SPP_N | 2035 | B20 | 935 | 0 | 1300 | 0 | 0 | 0 | 0 | 0 | 0 | 0 | 0 | 0 | 0 | 0
ENT_2_SPP_N | ENT | SPP_N | 2040 | B1 | 10 | 0 | 1300 | 0 | 0 | 0 | 0 | 0 | 0 | 0 | 0 | 0 | 0 | 0
ENT_2_SPP_N | ENT | SPP_N | 2040 | B2 | 25 | 0 | 1300 | 0 | 0 | 0 | 0 | 0 | 0 | 0 | 0 | 0 | 0 | 0
ENT_2_SPP_N | ENT | SPP_N | 2040 | B3 | 75 | 0 | 1300 | 0 | 0 | 0 | 0 | 0 | 0 | 0 | 0 | 0 | 0 | 0
ENT_2_SPP_N | ENT | SPP_N | 2040 | B4 | 100 | 0 | 1300 | 0 | 0 | 0 | 0 | 0 | 0 | 0 | 0 | 0 | 0 | 0
ENT_2_SPP_N | ENT | SPP_N | 2040 | B5 | 200 | 0 | 1300 | 0 | 0 | 0 | 0 | 0 | 0 | 0 | 0 | 0 | 0 | 0
ENT_2_SPP_N | ENT | SPP_N | 2040 | B6 | 300 | 0 | 1300 | 0 | 0 | 0 | 0 | 0 | 0 | 0 | 0 | 0 | 0 | 0
ENT_2_SPP_N | ENT | SPP_N | 2040 | B7 | 400 | 0 | 1300 | 0 | 0 | 0 | 0 | 0 | 0 | 0 | 0 | 0 | 0 | 0
ENT_2_SPP_N | ENT | SPP_N | 2040 | B8 | 500 | 0 | 1300 | 0 | 0 | 0 | 0 | 0 | 0 | 0 | 0 | 0 | 0 | 0
ENT_2_SPP_N | ENT | SPP_N | 2040 | B9 | 800 | 0 | 1300 | 0 | 0 | 0 | 0 | 0 | 0 | 0 | 0 | 0 | 0 | 0
ENT_2_SPP_N | ENT | SPP_N | 2040 | B10 | 1262 | 0 | 1300 | 0 | 0 | 0 | 0 | 0 | 0 | 0 | 0 | 0 | 0 | 0
ENT_2_SPP_N | ENT | SPP_N | 2040 | B11 | 25 | 0 | 1300 | 0 | 0 | 0 | 0 | 0 | 0 | 0 | 0 | 0 | 0 | 0
ENT_2_SPP_N | ENT | SPP_N | 2040 | B12 | 200 | 0 | 1300 | 0 | 0 | 0 | 0 | 0 | 0 | 0 | 0 | 0 | 0 | 0
ENT_2_SPP_N | ENT | SPP_N | 2040 | B13 | 600 | 0 | 1300 | 0 | 0 | 0 | 0 | 0 | 0 | 0 | 0 | 0 | 0 | 0
ENT_2_SPP_N | ENT | SPP_N | 2040 | B14 | 900 | 0 | 1300 | 0 | 0 | 0 | 0 | 0 | 0 | 0 | 0 | 0 | 0 | 0
ENT_2_SPP_N | ENT | SPP_N | 2040 | B15 | 1203 | 0 | 1300 | 0 | 0 | 0 | 0 | 0 | 0 | 0 | 0 | 0 | 0 | 0
ENT_2_SPP_N | ENT | SPP_N | 2040 | B16 | 25 | 0 | 1300 | 0 | 0 | 0 | 0 | 0 | 0 | 0 | 0 | 0 | 0 | 0
ENT_2_SPP_N | ENT | SPP_N | 2040 | B17 | 100 | 0 | 1300 | 0 | 0 | 0 | 0 | 0 | 0 | 0 | 0 | 0 | 0 | 0
ENT_2_SPP_N | ENT | SPP_N | 2040 | B18 | 400 | 0 | 1300 | 0 | 0 | 0 | 0 | 0 | 0 | 0 | 0 | 0 | 0 | 0
ENT_2_SPP_N | ENT | SPP_N | 2040 | B19 | 700 | 0 | 1300 | 0 | 0 | 0 | 0 | 0 | 0 | 0 | 0 | 0 | 0 | 0
ENT_2_SPP_N | ENT | SPP_N | 2040 | B20 | 935 | 0 | 1300 | 0 | 0 | 0 | 0 | 0 | 0 | 0 | 0 | 0 | 0 | 0
ENT_2_SPP_N | ENT | SPP_N | 2045 | B1 | 10 | 0 | 1300 | 0 | 0 | 0 | 0 | 0 | 0 | 0 | 0 | 0 | 0 | 0
ENT_2_SPP_N | ENT | SPP_N | 2045 | B2 | 25 | 0 | 1300 | 0 | 0 | 0 | 0 | 0 | 0 | 0 | 0 | 0 | 0 | 0
ENT_2_SPP_N | ENT | SPP_N | 2045 | B3 | 75 | 0 | 1300 | 0 | 0 | 0 | 0 | 0 | 0 | 0 | 0 | 0 | 0 | 0
ENT_2_SPP_N | ENT | SPP_N | 2045 | B4 | 100 | 0 | 1300 | 0 | 0 | 0 | 0 | 0 | 0 | 0 | 0 | 0 | 0 | 0
ENT_2_SPP_N | ENT | SPP_N | 2045 | B5 | 200 | 0 | 1300 | 0 | 0 | 0 | 0 | 0 | 0 | 0 | 0 | 0 | 0 | 0
ENT_2_SPP_N | ENT | SPP_N | 2045 | B6 | 300 | 0 | 1300 | 0 | 0 | 0 | 0 | 0 | 0 | 0 | 0 | 0 | 0 | 0
ENT_2_SPP_N | ENT | SPP_N | 2045 | B7 | 400 | 0 | 1300 | 0 | 0 | 0 | 0 | 0 | 0 | 0 | 0 | 0 | 0 | 0
ENT_2_SPP_N | ENT | SPP_N | 2045 | B8 | 500 | 0 | 1300 | 0 | 0 | 0 | 0 | 0 | 0 | 0 | 0 | 0 | 0 | 0
ENT_2_SPP_N | ENT | SPP_N | 2045 | B9 | 800 | 0 | 1300 | 0 | 0 | 0 | 0 | 0 | 0 | 0 | 0 | 0 | 0 | 0
ENT_2_SPP_N | ENT | SPP_N | 2045 | B10 | 1262 | 0 | 1300 | 0 | 0 | 0 | 0 | 0 | 0 | 0 | 0 | 0 | 0 | 0
ENT_2_SPP_N | ENT | SPP_N | 2045 | B11 | 25 | 0 | 1300 | 0 | 0 | 0 | 0 | 0 | 0 | 0 | 0 | 0 | 0 | 0
ENT_2_SPP_N | ENT | SPP_N | 2045 | B12 | 200 | 0 | 1300 | 0 | 0 | 0 | 0 | 0 | 0 | 0 | 0 | 0 | 0 | 0
ENT_2_SPP_N | ENT | SPP_N | 2045 | B13 | 600 | 0 | 1300 | 0 | 0 | 0 | 0 | 0 | 0 | 0 | 0 | 0 | 0 | 0
ENT_2_SPP_N | ENT | SPP_N | 2045 | B14 | 900 | 0 | 1300 | 0 | 0 | 0 | 0 | 0 | 0 | 0 | 0 | 0 | 0 | 0
ENT_2_SPP_N | ENT | SPP_N | 2045 | B15 | 1203 | 0 | 1300 | 0 | 0 | 0 | 0 | 0 | 0 | 0 | 0 | 0 | 0 | 0
ENT_2_SPP_N | ENT | SPP_N | 2045 | B16 | 25 | 0 | 1300 | 0 | 0 | 0 | 0 | 0 | 0 | 0 | 0 | 0 | 0 | 0
ENT_2_SPP_N | ENT | SPP_N | 2045 | B17 | 100 | 0 | 1300 | 0 | 0 | 0 | 0 | 0 | 0 | 0 | 0 | 0 | 0 | 0
ENT_2_SPP_N | ENT | SPP_N | 2045 | B18 | 400 | 0 | 1300 | 0 | 0 | 0 | 0 | 0 | 0 | 0 | 0 | 0 | 0 | 0
ENT_2_SPP_N | ENT | SPP_N | 2045 | B19 | 700 | 0 | 1300 | 0 | 0 | 0 | 0 | 0 | 0 | 0 | 0 | 0 | 0 | 0
ENT_2_SPP_N | ENT | SPP_N | 2045 | B20 | 935 | 0 | 1300 | 0 | 0 | 0 | 0 | 0 | 0 | 0 | 0 | 0 | 0 | 0
ENT_2_SPP_N | ENT | SPP_N | 2050 | B1 | 10 | 0 | 1300 | 0 | 0 | 0 | 0 | 0 | 0 | 0 | 0 | 0 | 0.93476 | 0.31159
ENT_2_SPP_N | ENT | SPP_N | 2050 | B2 | 25 | 0 | 1300 | 0 | 0 | 0 | 0 | 0 | 0 | 0 | 0 | 0 | 0.93476 | 0.31159
ENT_2_SPP_N | ENT | SPP_N | 2050 | B3 | 75 | 0 | 1300 | 0 | 0 | 0 | 0 | 0 | 0 | 0 | 0 | 0 | 0.93476 | 0.31159
ENT_2_SPP_N | ENT | SPP_N | 2050 | B4 | 100 | 0 | 1300 | 0 | 0 | 0 | 0 | 0 | 0 | 0 | 0 | 0 | 0.93476 | 0.31159
ENT_2_SPP_N | ENT | SPP_N | 2050 | B5 | 200 | 0 | 1300 | 0 | 0 | 0 | 0 | 0 | 0 | 0 | 0 | 0 | 0.93476 | 0.31159
ENT_2_SPP_N | ENT | SPP_N | 2050 | B6 | 300 | 0 | 1300 | 1300 | 0 | 0 | 0 | 0 | 1.2464 | 0 | 0 | 1.2464 | 0.93476 | 0.31159
ENT_2_SPP_N | ENT | SPP_N | 2050 | B7 | 400 | 0 | 1300 | 0 | 0 | 0 | 0 | 0 | 0 | 0 | 0 | 0 | 0.93476 | 0.31159
ENT_2_SPP_N | ENT | SPP_N | 2050 | B8 | 500 | 0 | 1300 | 0 | 0 | 0 | 0 | 0 | 0 | 0 | 0 | 0 | 0.93476 | 0.31159
ENT_2_SPP_N | ENT | SPP_N | 2050 | B9 | 800 | 0 | 1300 | 0 | 0 | 0 | 0 | 0 | 0 | 0 | 0 | 0 | 0.93476 | 0.31159
ENT_2_SPP_N | ENT | SPP_N | 2050 | B10 | 1262 | 0 | 1300 | 0 | 0 | 0 | 0 | 0 | 0 | 0 | 0 | 0 | 0.93476 | 0.31159
ENT_2_SPP_N | ENT | SPP_N | 2050 | B11 | 25 | 0 | 1300 | 0 | 0 | 0 | 0 | 0 | 0 | 0 | 0 | 0 | 0.93476 | 0.31159
ENT_2_SPP_N | ENT | SPP_N | 2050 | B12 | 200 | 0 | 1300 | 0 | 0 | 0 | 0 | 0 | 0 | 0 | 0 | 0 | 0.93476 | 0.31159
ENT_2_SPP_N | ENT | SPP_N | 2050 | B13 | 600 | 0 | 1300 | 0 | 0 | 0 | 0 | 0 | 0 | 0 | 0 | 0 | 0.93476 | 0.31159
ENT_2_SPP_N | ENT | SPP_N | 2050 | B14 | 900 | 0 | 1300 | 0 | 0 | 0 | 0 | 0 | 0 | 0 | 0 | 0 | 0.93476 | 0.31159
ENT_2_SPP_N | ENT | SPP_N | 2050 | B15 | 1203 | 0 | 1300 | 0 | 0 | 0 | 0 | 0 | 0 | 0 | 0 | 0 | 0.93476 | 0.31159
ENT_2_SPP_N | ENT | SPP_N | 2050 | B16 | 25 | 0 | 1300 | 0 | 0 | 0 | 0 | 0 | 0 | 0 | 0 | 0 | 0.93476 | 0.31159
ENT_2_SPP_N | ENT | SPP_N | 2050 | B17 | 100 | 0 | 1300 | 0 | 0 | 0 | 0 | 0 | 0 | 0 | 0 | 0 | 0.93476 | 0.31159
ENT_2_SPP_N | ENT | SPP_N | 2050 | B18 | 400 | 0 | 1300 | 0 | 0 | 0 | 0 | 0 | 0 | 0 | 0 | 0 | 0.93476 | 0.31159
ENT_2_SPP_N | ENT | SPP_N | 2050 | B19 | 700 | 0 | 1300 | 0 | 0 | 0 | 0 | 0 | 0 | 0 | 0 | 0 | 0.93476 | 0.31159
ENT_2_SPP_N | ENT | SPP_N | 2050 | B20 | 935 | 0 | 1300 | 0 | 0 | 0 | 0 | 0 | 0 | 0 | 0 | 0 | 0.93476 | 0.31159
ENT_2_SPP_S | ENT | SPP_S | 2015 | B1 | 10 | 0 | 1300 | 0 | 0 | 0 | 0 | 0 | 0 | 0 | 0 | 0 | 0 | 0
ENT_2_SPP_S | ENT | SPP_S | 2015 | B2 | 25 | 0 | 1300 | 0 | 0 | 0 | 0 | 0 | 0 | 0 | 0 | 0 | 0 | 0
ENT_2_SPP_S | ENT | SPP_S | 2015 | B3 | 75 | 0 | 1300 | 0 | 0 | 0 | 0 | 0 | 0 | 0 | 0 | 0 | 0 | 0
ENT_2_SPP_S | ENT | SPP_S | 2015 | B4 | 100 | 0 | 1300 | 0 | 0 | 0 | 0 | 0 | 0 | 0 | 0 | 0 | 0 | 0
ENT_2_SPP_S | ENT | SPP_S | 2015 | B5 | 200 | 0 | 1300 | 0 | 0 | 0 | 0 | 0 | 0 | 0 | 0 | 0 | 0 | 0
ENT_2_SPP_S | ENT | SPP_S | 2015 | B6 | 300 | 0 | 1300 | 616.15 | 0 | 0 | 0 | 0 | 0 | 0 | 0 | 0 | 0 | 0
ENT_2_SPP_S | ENT | SPP_S | 2015 | B7 | 400 | 0 | 1300 | 0 | 0 | 0 | 0 | 0 | 0 | 0 | 0 | 0 | 0 | 0
ENT_2_SPP_S | ENT | SPP_S | 2015 | B8 | 500 | 0 | 1300 | 0 | 0 | 0 | 0 | 0 | 0 | 0 | 0 | 0 | 0 | 0
ENT_2_SPP_S | ENT | SPP_S | 2015 | B9 | 800 | 0 | 1300 | 0 | 0 | 0 | 0 | 0 | 0 | 0 | 0 | 0 | 0 | 0
ENT_2_SPP_S | ENT | SPP_S | 2015 | B10 | 1262 | 0 | 1300 | 0 | 0 | 0 | 0 | 0 | 0 | 0 | 0 | 0 | 0 | 0
ENT_2_SPP_S | ENT | SPP_S | 2015 | B11 | 25 | 0 | 1300 | 0 | 0 | 0 | 0 | 0 | 0 | 0 | 0 | 0 | 0 | 0
ENT_2_SPP_S | ENT | SPP_S | 2015 | B12 | 200 | 0 | 1300 | 0 | 0 | 0 | 0 | 0 | 0 | 0 | 0 | 0 | 0 | 0
ENT_2_SPP_S | ENT | SPP_S | 2015 | B13 | 600 | 0 | 1300 | 0 | 0 | 0 | 0 | 0 | 0 | 0 | 0 | 0 | 0 | 0
ENT_2_SPP_S | ENT | SPP_S | 2015 | B14 | 900 | 0 | 1300 | 0 | 0 | 0 | 0 | 0 | 0 | 0 | 0 | 0 | 0 | 0
ENT_2_SPP_S | ENT | SPP_S | 2015 | B15 | 1203 | 0 | 1300 | 0 | 0 | 0 | 0 | 0 | 0 | 0 | 0 | 0 | 0 | 0
ENT_2_SPP_S | ENT | SPP_S | 2015 | B16 | 25 | 0 | 1300 | 0 | 0 | 0 | 0 | 0 | 0 | 0 | 0 | 0 | 0 | 0
ENT_2_SPP_S | ENT | SPP_S | 2015 | B17 | 100 | 0 | 1300 | 0 | 0 | 0 | 0 | 0 | 0 | 0 | 0 | 0 | 0 | 0
ENT_2_SPP_S | ENT | SPP_S | 2015 | B18 | 400 | 0 | 1300 | 0 | 0 | 0 | 0 | 0 | 0 | 0 | 0 | 0 | 0 | 0
ENT_2_SPP_S | ENT | SPP_S | 2015 | B19 | 700 | 0 | 1300 | 0 | 0 | 0 | 0 | 0 | 0 | 0 | 0 | 0 | 0 | 0
ENT_2_SPP_S | ENT | SPP_S | 2015 | B20 | 935 | 0 | 1300 | 0 | 0 | 0 | 0 | 0 | 0 | 0 | 0 | 0 | 0 | 0
ENT_2_SPP_S | ENT | SPP_S | 2020 | B1 | 10 | 0 | 1300 | 0 | 0 | 0 | 0 | 0 | 0 | 0 | 0 | 0 | 0 | 0
ENT_2_SPP_S | ENT | SPP_S | 2020 | B2 | 25 | 0 | 1300 | 0 | 0 | 0 | 0 | 0 | 0 | 0 | 0 | 0 | 0 | 0
ENT_2_SPP_S | ENT | SPP_S | 2020 | B3 | 75 | 0 | 1300 | 0 | 0 | 0 | 0 | 0 | 0 | 0 | 0 | 0 | 0 | 0
ENT_2_SPP_S | ENT | SPP_S | 2020 | B4 | 100 | 0 | 1300 | 0 | 0 | 0 | 0 | 0 | 0 | 0 | 0 | 0 | 0 | 0
ENT_2_SPP_S | ENT | SPP_S | 2020 | B5 | 200 | 0 | 1300 | 0 | 0 | 0 | 0 | 0 | 0 | 0 | 0 | 0 | 0 | 0
ENT_2_SPP_S | ENT | SPP_S | 2020 | B6 | 300 | 0 | 1300 | 0 | 0 | 0 | 0 | 0 | 0 | 0 | 0 | 0 | 0 | 0
ENT_2_SPP_S | ENT | SPP_S | 2020 | B7 | 400 | 0 | 1300 | 0 | 0 | 0 | 0 | 0 | 0 | 0 | 0 | 0 | 0 | 0
ENT_2_SPP_S | ENT | SPP_S | 2020 | B8 | 500 | 0 | 1300 | 0 | 0 | 0 | 0 | 0 | 0 | 0 | 0 | 0 | 0 | 0
ENT_2_SPP_S | ENT | SPP_S | 2020 | B9 | 800 | 0 | 1300 | 0 | 0 | 0 | 0 | 0 | 0 | 0 | 0 | 0 | 0 | 0
ENT_2_SPP_S | ENT | SPP_S | 2020 | B10 | 1262 | 0 | 1300 | 0 | 0 | 0 | 0 | 0 | 0 | 0 | 0 | 0 | 0 | 0
ENT_2_SPP_S | ENT | SPP_S | 2020 | B11 | 25 | 0 | 1300 | 0 | 0 | 0 | 0 | 0 | 0 | 0 | 0 | 0 | 0 | 0
ENT_2_SPP_S | ENT | SPP_S | 2020 | B12 | 200 | 0 | 1300 | 0 | 0 | 0 | 0 | 0 | 0 | 0 | 0 | 0 | 0 | 0
ENT_2_SPP_S | ENT | SPP_S | 2020 | B13 | 600 | 0 | 1300 | 0 | 0 | 0 | 0 | 0 | 0 | 0 | 0 | 0 | 0 | 0
ENT_2_SPP_S | ENT | SPP_S | 2020 | B14 | 900 | 0 | 1300 | 0 | 0 | 0 | 0 | 0 | 0 | 0 | 0 | 0 | 0 | 0
ENT_2_SPP_S | ENT | SPP_S | 2020 | B15 | 1203 | 0 | 1300 | 0 | 0 | 0 | 0 | 0 | 0 | 0 | 0 | 0 | 0 | 0
ENT_2_SPP_S | ENT | SPP_S | 2020 | B16 | 25 | 0 | 1300 | 0 | 0 | 0 | 0 | 0 | 0 | 0 | 0 | 0 | 0 | 0
ENT_2_SPP_S | ENT | SPP_S | 2020 | B17 | 100 | 0 | 1300 | 0 | 0 | 0 | 0 | 0 | 0 | 0 | 0 | 0 | 0 | 0
ENT_2_SPP_S | ENT | SPP_S | 2020 | B18 | 400 | 0 | 1300 | 0 | 0 | 0 | 0 | 0 | 0 | 0 | 0 | 0 | 0 | 0
ENT_2_SPP_S | ENT | SPP_S | 2020 | B19 | 700 | 0 | 1300 | 0 | 0 | 0 | 0 | 0 | 0 | 0 | 0 | 0 | 0 | 0
ENT_2_SPP_S | ENT | SPP_S | 2020 | B20 | 935 | 0 | 1300 | 0 | 0 | 0 | 0 | 0 | 0 | 0 | 0 | 0 | 0 | 0
ENT_2_SPP_S | ENT | SPP_S | 2025 | B1 | 10 | 0 | 1300 | 0 | 0 | 0 | 0 | 0 | 0 | 0 | 0 | 0 | 0 | 0
ENT_2_SPP_S | ENT | SPP_S | 2025 | B2 | 25 | 0 | 1300 | 0 | 0 | 0 | 0 | 0 | 0 | 0 | 0 | 0 | 0 | 0
ENT_2_SPP_S | ENT | SPP_S | 2025 | B3 | 75 | 0 | 1300 | 0 | 0 | 0 | 0 | 0 | 0 | 0 | 0 | 0 | 0 | 0
ENT_2_SPP_S | ENT | SPP_S | 2025 | B4 | 100 | 0 | 1300 | 0 | 0 | 0 | 0 | 0 | 0 | 0 | 0 | 0 | 0 | 0
ENT_2_SPP_S | ENT | SPP_S | 2025 | B5 | 200 | 0 | 1300 | 0 | 0 | 0 | 0 | 0 | 0 | 0 | 0 | 0 | 0 | 0
ENT_2_SPP_S | ENT | SPP_S | 2025 | B6 | 300 | 0 | 1300 | 0 | 0 | 0 | 0 | 0 | 0 | 0 | 0 | 0 | 0 | 0
ENT_2_SPP_S | ENT | SPP_S | 2025 | B7 | 400 | 0 | 1300 | 0 | 0 | 0 | 0 | 0 | 0 | 0 | 0 | 0 | 0 | 0
ENT_2_SPP_S | ENT | SPP_S | 2025 | B8 | 500 | 0 | 1300 | 0 | 0 | 0 | 0 | 0 | 0 | 0 | 0 | 0 | 0 | 0
ENT_2_SPP_S | ENT | SPP_S | 2025 | B9 | 800 | 0 | 1300 | 0 | 0 | 0 | 0 | 0 | 0 | 0 | 0 | 0 | 0 | 0
ENT_2_SPP_S | ENT | SPP_S | 2025 | B10 | 1262 | 0 | 1300 | 0 | 0 | 0 | 0 | 0 | 0 | 0 | 0 | 0 | 0 | 0
ENT_2_SPP_S | ENT | SPP_S | 2025 | B11 | 25 | 0 | 1300 | 0 | 0 | 0 | 0 | 0 | 0 | 0 | 0 | 0 | 0 | 0
ENT_2_SPP_S | ENT | SPP_S | 2025 | B12 | 200 | 0 | 1300 | 0 | 0 | 0 | 0 | 0 | 0 | 0 | 0 | 0 | 0 | 0
ENT_2_SPP_S | ENT | SPP_S | 2025 | B13 | 600 | 0 | 1300 | 0 | 0 | 0 | 0 | 0 | 0 | 0 | 0 | 0 | 0 | 0
ENT_2_SPP_S | ENT | SPP_S | 2025 | B14 | 900 | 0 | 1300 | 0 | 0 | 0 | 0 | 0 | 0 | 0 | 0 | 0 | 0 | 0
ENT_2_SPP_S | ENT | SPP_S | 2025 | B15 | 1203 | 0 | 1300 | 0 | 0 | 0 | 0 | 0 | 0 | 0 | 0 | 0 | 0 | 0
ENT_2_SPP_S | ENT | SPP_S | 2025 | B16 | 25 | 0 | 1300 | 0 | 0 | 0 | 0 | 0 | 0 | 0 | 0 | 0 | 0 | 0
ENT_2_SPP_S | ENT | SPP_S | 2025 | B17 | 100 | 0 | 1300 | 0 | 0 | 0 | 0 | 0 | 0 | 0 | 0 | 0 | 0 | 0
ENT_2_SPP_S | ENT | SPP_S | 2025 | B18 | 400 | 0 | 1300 | 0 | 0 | 0 | 0 | 0 | 0 | 0 | 0 | 0 | 0 | 0
ENT_2_SPP_S | ENT | SPP_S | 2025 | B19 | 700 | 0 | 1300 | 0 | 0 | 0 | 0 | 0 | 0 | 0 | 0 | 0 | 0 | 0
ENT_2_SPP_S | ENT | SPP_S | 2025 | B20 | 935 | 0 | 1300 | 0 | 0 | 0 | 0 | 0 | 0 | 0 | 0 | 0 | 0 | 0
ENT_2_SPP_S | ENT | SPP_S | 2030 | B1 | 10 | 0 | 1300 | 0 | 0 | 0 | 0 | 0 | 0 | 0 | 0 | 0 | 0 | 0
ENT_2_SPP_S | ENT | SPP_S | 2030 | B2 | 25 | 0 | 1300 | 0 | 0 | 0 | 0 | 0 | 0 | 0 | 0 | 0 | 0 | 0
ENT_2_SPP_S | ENT | SPP_S | 2030 | B3 | 75 | 0 | 1300 | 0 | 0 | 0 | 0 | 0 | 0 | 0 | 0 | 0 | 0 | 0
ENT_2_SPP_S | ENT | SPP_S | 2030 | B4 | 100 | 0 | 1300 | 0 | 0 | 0 | 0 | 0 | 0 | 0 | 0 | 0 | 0 | 0
ENT_2_SPP_S | ENT | SPP_S | 2030 | B5 | 200 | 0 | 1300 | 0 | 0 | 0 | 0 | 0 | 0 | 0 | 0 | 0 | 0 | 0
ENT_2_SPP_S | ENT | SPP_S | 2030 | B6 | 300 | 0 | 1300 | 271.87 | 0 | 0 | 0 | 0 | 0 | 0 | 0 | 0 | 0 | 0
ENT_2_SPP_S | ENT | SPP_S | 2030 | B7 | 400 | 0 | 1300 | 0 | 0 | 0 | 0 | 0 | 0 | 0 | 0 | 0 | 0 | 0
ENT_2_SPP_S | ENT | SPP_S | 2030 | B8 | 500 | 0 | 1300 | 0 | 0 | 0 | 0 | 0 | 0 | 0 | 0 | 0 | 0 | 0
ENT_2_SPP_S | ENT | SPP_S | 2030 | B9 | 800 | 0 | 1300 | 0 | 0 | 0 | 0 | 0 | 0 | 0 | 0 | 0 | 0 | 0
ENT_2_SPP_S | ENT | SPP_S | 2030 | B10 | 1262 | 0 | 1300 | 0 | 0 | 0 | 0 | 0 | 0 | 0 | 0 | 0 | 0 | 0
ENT_2_SPP_S | ENT | SPP_S | 2030 | B11 | 25 | 0 | 1300 | 0 | 0 | 0 | 0 | 0 | 0 | 0 | 0 | 0 | 0 | 0
ENT_2_SPP_S | ENT | SPP_S | 2030 | B12 | 200 | 0 | 1300 | 0 | 0 | 0 | 0 | 0 | 0 | 0 | 0 | 0 | 0 | 0
ENT_2_SPP_S | ENT | SPP_S | 2030 | B13 | 600 | 0 | 1300 | 0 | 0 | 0 | 0 | 0 | 0 | 0 | 0 | 0 | 0 | 0
ENT_2_SPP_S | ENT | SPP_S | 2030 | B14 | 900 | 0 | 1300 | 0 | 0 | 0 | 0 | 0 | 0 | 0 | 0 | 0 | 0 | 0
ENT_2_SPP_S | ENT | SPP_S | 2030 | B15 | 1203 | 0 | 1300 | 0 | 0 | 0 | 0 | 0 | 0 | 0 | 0 | 0 | 0 | 0
ENT_2_SPP_S | ENT | SPP_S | 2030 | B16 | 25 | 0 | 1300 | 0 | 0 | 0 | 0 | 0 | 0 | 0 | 0 | 0 | 0 | 0
ENT_2_SPP_S | ENT | SPP_S | 2030 | B17 | 100 | 0 | 1300 | 0 | 0 | 0 | 0 | 0 | 0 | 0 | 0 | 0 | 0 | 0
ENT_2_SPP_S | ENT | SPP_S | 2030 | B18 | 400 | 0 | 1300 | 0 | 0 | 0 | 0 | 0 | 0 | 0 | 0 | 0 | 0 | 0
ENT_2_SPP_S | ENT | SPP_S | 2030 | B19 | 700 | 0 | 1300 | 0 | 0 | 0 | 0 | 0 | 0 | 0 | 0 | 0 | 0 | 0
ENT_2_SPP_S | ENT | SPP_S | 2030 | B20 | 935 | 0 | 1300 | 0 | 0 | 0 | 0 | 0 | 0 | 0 | 0 | 0 | 0 | 0
ENT_2_SPP_S | ENT | SPP_S | 2035 | B1 | 10 | 0 | 1300 | 0 | 0 | 0 | 0 | 0 | 0 | 0 | 0 | 0 | 0 | 0
ENT_2_SPP_S | ENT | SPP_S | 2035 | B2 | 25 | 0 | 1300 | 0 | 0 | 0 | 0 | 0 | 0 | 0 | 0 | 0 | 0 | 0
ENT_2_SPP_S | ENT | SPP_S | 2035 | B3 | 75 | 0 | 1300 | 0 | 0 | 0 | 0 | 0 | 0 | 0 | 0 | 0 | 0 | 0
ENT_2_SPP_S | ENT | SPP_S | 2035 | B4 | 100 | 0 | 1300 | 0 | 0 | 0 | 0 | 0 | 0 | 0 | 0 | 0 | 0 | 0
ENT_2_SPP_S | ENT | SPP_S | 2035 | B5 | 200 | 0 | 1300 | 0 | 0 | 0 | 0 | 0 | 0 | 0 | 0 | 0 | 0 | 0
ENT_2_SPP_S | ENT | SPP_S | 2035 | B6 | 300 | 0 | 1300 | 0 | 0 | 0 | 0 | 0 | 0 | 0 | 0 | 0 | 0 | 0
ENT_2_SPP_S | ENT | SPP_S | 2035 | B7 | 400 | 0 | 1300 | 0 | 0 | 0 | 0 | 0 | 0 | 0 | 0 | 0 | 0 | 0
ENT_2_SPP_S | ENT | SPP_S | 2035 | B8 | 500 | 0 | 1300 | 0 | 0 | 0 | 0 | 0 | 0 | 0 | 0 | 0 | 0 | 0
ENT_2_SPP_S | ENT | SPP_S | 2035 | B9 | 800 | 0 | 1300 | 0 | 0 | 0 | 0 | 0 | 0 | 0 | 0 | 0 | 0 | 0
ENT_2_SPP_S | ENT | SPP_S | 2035 | B10 | 1262 | 0 | 1300 | 0 | 0 | 0 | 0 | 0 | 0 | 0 | 0 | 0 | 0 | 0
ENT_2_SPP_S | ENT | SPP_S | 2035 | B11 | 25 | 0 | 1300 | 0 | 0 | 0 | 0 | 0 | 0 | 0 | 0 | 0 | 0 | 0
ENT_2_SPP_S | ENT | SPP_S | 2035 | B12 | 200 | 0 | 1300 | 0 | 0 | 0 | 0 | 0 | 0 | 0 | 0 | 0 | 0 | 0
ENT_2_SPP_S | ENT | SPP_S | 2035 | B13 | 600 | 0 | 1300 | 0 | 0 | 0 | 0 | 0 | 0 | 0 | 0 | 0 | 0 | 0
ENT_2_SPP_S | ENT | SPP_S | 2035 | B14 | 900 | 0 | 1300 | 0 | 0 | 0 | 0 | 0 | 0 | 0 | 0 | 0 | 0 | 0
ENT_2_SPP_S | ENT | SPP_S | 2035 | B15 | 1203 | 0 | 1300 | 0 | 0 | 0 | 0 | 0 | 0 | 0 | 0 | 0 | 0 | 0
ENT_2_SPP_S | ENT | SPP_S | 2035 | B16 | 25 | 0 | 1300 | 0 | 0 | 0 | 0 | 0 | 0 | 0 | 0 | 0 | 0 | 0
ENT_2_SPP_S | ENT | SPP_S | 2035 | B17 | 100 | 0 | 1300 | 0 | 0 | 0 | 0 | 0 | 0 | 0 | 0 | 0 | 0 | 0
ENT_2_SPP_S | ENT | SPP_S | 2035 | B18 | 400 | 0 | 1300 | 0 | 0 | 0 | 0 | 0 | 0 | 0 | 0 | 0 | 0 | 0
ENT_2_SPP_S | ENT | SPP_S | 2035 | B19 | 700 | 0 | 1300 | 0 | 0 | 0 | 0 | 0 | 0 | 0 | 0 | 0 | 0 | 0
ENT_2_SPP_S | ENT | SPP_S | 2035 | B20 | 935 | 0 | 1300 | 0 | 0 | 0 | 0 | 0 | 0 | 0 | 0 | 0 | 0 | 0
ENT_2_SPP_S | ENT | SPP_S | 2040 | B1 | 10 | 0 | 1300 | 0 | 0 | 0 | 0 | 0 | 0 | 0 | 0 | 0 | 0 | 0
ENT_2_SPP_S | ENT | SPP_S | 2040 | B2 | 25 | 0 | 1300 | 0 | 0 | 0 | 0 | 0 | 0 | 0 | 0 | 0 | 0 | 0
ENT_2_SPP_S | ENT | SPP_S | 2040 | B3 | 75 | 0 | 1300 | 0 | 0 | 0 | 0 | 0 | 0 | 0 | 0 | 0 | 0 | 0
ENT_2_SPP_S | ENT | SPP_S | 2040 | B4 | 100 | 0 | 1300 | 0 | 0 | 0 | 0 | 0 | 0 | 0 | 0 | 0 | 0 | 0
ENT_2_SPP_S | ENT | SPP_S | 2040 | B5 | 200 | 0 | 1300 | 0 | 0 | 0 | 0 | 0 | 0 | 0 | 0 | 0 | 0 | 0
ENT_2_SPP_S | ENT | SPP_S | 2040 | B6 | 300 | 0 | 1300 | 0 | 0 | 0 | 0 | 0 | 0 | 0 | 0 | 0 | 0 | 0
ENT_2_SPP_S | ENT | SPP_S | 2040 | B7 | 400 | 0 | 1300 | 0 | 0 | 0 | 0 | 0 | 0 | 0 | 0 | 0 | 0 | 0
ENT_2_SPP_S | ENT | SPP_S | 2040 | B8 | 500 | 0 | 1300 | 1194.16 | 0 | 0 | 0 | 0 | 0 | 0 | 0 | 0 | 0 | 0
ENT_2_SPP_S | ENT | SPP_S | 2040 | B9 | 800 | 0 | 1300 | 0 | 0 | 0 | 0 | 0 | 0 | 0 | 0 | 0 | 0 | 0
ENT_2_SPP_S | ENT | SPP_S | 2040 | B10 | 1262 | 0 | 1300 | 0 | 0 | 0 | 0 | 0 | 0 | 0 | 0 | 0 | 0 | 0
ENT_2_SPP_S | ENT | SPP_S | 2040 | B11 | 25 | 0 | 1300 | 0 | 0 | 0 | 0 | 0 | 0 | 0 | 0 | 0 | 0 | 0
ENT_2_SPP_S | ENT | SPP_S | 2040 | B12 | 200 | 0 | 1300 | 0 | 0 | 0 | 0 | 0 | 0 | 0 | 0 | 0 | 0 | 0
ENT_2_SPP_S | ENT | SPP_S | 2040 | B13 | 600 | 0 | 1300 | 0 | 0 | 0 | 0 | 0 | 0 | 0 | 0 | 0 | 0 | 0
ENT_2_SPP_S | ENT | SPP_S | 2040 | B14 | 900 | 0 | 1300 | 0 | 0 | 0 | 0 | 0 | 0 | 0 | 0 | 0 | 0 | 0
ENT_2_SPP_S | ENT | SPP_S | 2040 | B15 | 1203 | 0 | 1300 | 0 | 0 | 0 | 0 | 0 | 0 | 0 | 0 | 0 | 0 | 0
ENT_2_SPP_S | ENT | SPP_S | 2040 | B16 | 25 | 0 | 1300 | 0 | 0 | 0 | 0 | 0 | 0 | 0 | 0 | 0 | 0 | 0
ENT_2_SPP_S | ENT | SPP_S | 2040 | B17 | 100 | 0 | 1300 | 0 | 0 | 0 | 0 | 0 | 0 | 0 | 0 | 0 | 0 | 0
ENT_2_SPP_S | ENT | SPP_S | 2040 | B18 | 400 | 0 | 1300 | 0 | 0 | 0 | 0 | 0 | 0 | 0 | 0 | 0 | 0 | 0
ENT_2_SPP_S | ENT | SPP_S | 2040 | B19 | 700 | 0 | 1300 | 0 | 0 | 0 | 0 | 0 | 0 | 0 | 0 | 0 | 0 | 0
ENT_2_SPP_S | ENT | SPP_S | 2040 | B20 | 935 | 0 | 1300 | 0 | 0 | 0 | 0 | 0 | 0 | 0 | 0 | 0 | 0 | 0
ENT_2_SPP_S | ENT | SPP_S | 2045 | B1 | 10 | 0 | 1300 | 0 | 0 | 0 | 0 | 0 | 0 | 0 | 0 | 0 | 8.5998 | 2.8666
ENT_2_SPP_S | ENT | SPP_S | 2045 | B2 | 25 | 0 | 1300 | 0 | 0 | 0 | 0 | 0 | 0 | 0 | 0 | 0 | 8.5998 | 2.8666
ENT_2_SPP_S | ENT | SPP_S | 2045 | B3 | 75 | 0 | 1300 | 0 | 0 | 0 | 0 | 0 | 0 | 0 | 0 | 0 | 8.5998 | 2.8666
ENT_2_SPP_S | ENT | SPP_S | 2045 | B4 | 100 | 0 | 1300 | 0 | 0 | 0 | 0 | 0 | 0 | 0 | 0 | 0 | 8.5998 | 2.8666
ENT_2_SPP_S | ENT | SPP_S | 2045 | B5 | 200 | 0 | 1300 | 0 | 0 | 0 | 0 | 0 | 0 | 0 | 0 | 0 | 8.5998 | 2.8666
ENT_2_SPP_S | ENT | SPP_S | 2045 | B6 | 300 | 0 | 1300 | 0 | 0 | 0 | 0 | 0 | 0 | 0 | 0 | 0 | 8.5998 | 2.8666
ENT_2_SPP_S | ENT | SPP_S | 2045 | B7 | 400 | 0 | 1300 | 1300 | 0 | 0 | 0 | 0 | 11.4664 | 0 | 0 | 11.4664 | 8.5998 | 2.8666
ENT_2_SPP_S | ENT | SPP_S | 2045 | B8 | 500 | 0 | 1300 | 0 | 0 | 0 | 0 | 0 | 0 | 0 | 0 | 0 | 8.5998 | 2.8666
ENT_2_SPP_S | ENT | SPP_S | 2045 | B9 | 800 | 0 | 1300 | 0 | 0 | 0 | 0 | 0 | 0 | 0 | 0 | 0 | 8.5998 | 2.8666
ENT_2_SPP_S | ENT | SPP_S | 2045 | B10 | 1262 | 0 | 1300 | 0 | 0 | 0 | 0 | 0 | 0 | 0 | 0 | 0 | 8.5998 | 2.8666
ENT_2_SPP_S | ENT | SPP_S | 2045 | B11 | 25 | 0 | 1300 | 0 | 0 | 0 | 0 | 0 | 0 | 0 | 0 | 0 | 8.5998 | 2.8666
ENT_2_SPP_S | ENT | SPP_S | 2045 | B12 | 200 | 0 | 1300 | 0 | 0 | 0 | 0 | 0 | 0 | 0 | 0 | 0 | 8.5998 | 2.8666
ENT_2_SPP_S | ENT | SPP_S | 2045 | B13 | 600 | 0 | 1300 | 0 | 0 | 0 | 0 | 0 | 0 | 0 | 0 | 0 | 8.5998 | 2.8666
ENT_2_SPP_S | ENT | SPP_S | 2045 | B14 | 900 | 0 | 1300 | 0 | 0 | 0 | 0 | 0 | 0 | 0 | 0 | 0 | 8.5998 | 2.8666
ENT_2_SPP_S | ENT | SPP_S | 2045 | B15 | 1203 | 0 | 1300 | 0 | 0 | 0 | 0 | 0 | 0 | 0 | 0 | 0 | 8.5998 | 2.8666
ENT_2_SPP_S | ENT | SPP_S | 2045 | B16 | 25 | 0 | 1300 | 0 | 0 | 0 | 0 | 0 | 0 | 0 | 0 | 0 | 8.5998 | 2.8666
ENT_2_SPP_S | ENT | SPP_S | 2045 | B17 | 100 | 0 | 1300 | 0 | 0 | 0 | 0 | 0 | 0 | 0 | 0 | 0 | 8.5998 | 2.8666
ENT_2_SPP_S | ENT | SPP_S | 2045 | B18 | 400 | 0 | 1300 | 0 | 0 | 0 | 0 | 0 | 0 | 0 | 0 | 0 | 8.5998 | 2.8666
ENT_2_SPP_S | ENT | SPP_S | 2045 | B19 | 700 | 0 | 1300 | 0 | 0 | 0 | 0 | 0 | 0 | 0 | 0 | 0 | 8.5998 | 2.8666
ENT_2_SPP_S | ENT | SPP_S | 2045 | B20 | 935 | 0 | 1300 | 0 | 0 | 0 | 0 | 0 | 0 | 0 | 0 | 0 | 8.5998 | 2.8666
ENT_2_SPP_S | ENT | SPP_S | 2050 | B1 | 10 | 0 | 1300 | 0 | 0 | 0 | 0 | 0 | 0 | 0 | 0 | 0 | 3.5432 | 1.1811
ENT_2_SPP_S | ENT | SPP_S | 2050 | B2 | 25 | 0 | 1300 | 0 | 0 | 0 | 0 | 0 | 0 | 0 | 0 | 0 | 3.5432 | 1.1811
ENT_2_SPP_S | ENT | SPP_S | 2050 | B3 | 75 | 0 | 1300 | 0 | 0 | 0 | 0 | 0 | 0 | 0 | 0 | 0 | 3.5432 | 1.1811
ENT_2_SPP_S | ENT | SPP_S | 2050 | B4 | 100 | 0 | 1300 | 0 | 0 | 0 | 0 | 0 | 0 | 0 | 0 | 0 | 3.5432 | 1.1811
ENT_2_SPP_S | ENT | SPP_S | 2050 | B5 | 200 | 0 | 1300 | 0 | 0 | 0 | 0 | 0 | 0 | 0 | 0 | 0 | 3.5432 | 1.1811
ENT_2_SPP_S | ENT | SPP_S | 2050 | B6 | 300 | 0 | 1300 | 1300 | 0 | 0 | 0 | 0 | 4.7243 | 0 | 0 | 4.7243 | 3.5432 | 1.1811
ENT_2_SPP_S | ENT | SPP_S | 2050 | B7 | 400 | 0 | 1300 | 495.8 | 0 | 0 | 0 | 0 | 0 | 0 | 0 | 0 | 3.5432 | 1.1811
ENT_2_SPP_S | ENT | SPP_S | 2050 | B8 | 500 | 0 | 1300 | 0 | 0 | 0 | 0 | 0 | 0 | 0 | 0 | 0 | 3.5432 | 1.1811
ENT_2_SPP_S | ENT | SPP_S | 2050 | B9 | 800 | 0 | 1300 | 0 | 0 | 0 | 0 | 0 | 0 | 0 | 0 | 0 | 3.5432 | 1.1811
ENT_2_SPP_S | ENT | SPP_S | 2050 | B10 | 1262 | 0 | 1300 | 0 | 0 | 0 | 0 | 0 | 0 | 0 | 0 | 0 | 3.5432 | 1.1811
ENT_2_SPP_S | ENT | SPP_S | 2050 | B11 | 25 | 0 | 1300 | 0 | 0 | 0 | 0 | 0 | 0 | 0 | 0 | 0 | 3.5432 | 1.1811
ENT_2_SPP_S | ENT | SPP_S | 2050 | B12 | 200 | 0 | 1300 | 0 | 0 | 0 | 0 | 0 | 0 | 0 | 0 | 0 | 3.5432 | 1.1811
ENT_2_SPP_S | ENT | SPP_S | 2050 | B13 | 600 | 0 | 1300 | 0 | 0 | 0 | 0 | 0 | 0 | 0 | 0 | 0 | 3.5432 | 1.1811
ENT_2_SPP_S | ENT | SPP_S | 2050 | B14 | 900 | 0 | 1300 | 0 | 0 | 0 | 0 | 0 | 0 | 0 | 0 | 0 | 3.5432 | 1.1811
ENT_2_SPP_S | ENT | SPP_S | 2050 | B15 | 1203 | 0 | 1300 | 0 | 0 | 0 | 0 | 0 | 0 | 0 | 0 | 0 | 3.5432 | 1.1811
ENT_2_SPP_S | ENT | SPP_S | 2050 | B16 | 25 | 0 | 1300 | 0 | 0 | 0 | 0 | 0 | 0 | 0 | 0 | 0 | 3.5432 | 1.1811
ENT_2_SPP_S | ENT | SPP_S | 2050 | B17 | 100 | 0 | 1300 | 0 | 0 | 0 | 0 | 0 | 0 | 0 | 0 | 0 | 3.5432 | 1.1811
ENT_2_SPP_S | ENT | SPP_S | 2050 | B18 | 400 | 0 | 1300 | 0 | 0 | 0 | 0 | 0 | 0 | 0 | 0 | 0 | 3.5432 | 1.1811
ENT_2_SPP_S | ENT | SPP_S | 2050 | B19 | 700 | 0 | 1300 | 0 | 0 | 0 | 0 | 0 | 0 | 0 | 0 | 0 | 3.5432 | 1.1811
ENT_2_SPP_S | ENT | SPP_S | 2050 | B20 | 935 | 0 | 1300 | 0 | 0 | 0 | 0 | 0 | 0 | 0 | 0 | 0 | 3.5432 | 1.1811
ENT_2_TVA_Transmission | ENT | TVA_Transmission | 2015 | B1 | 10 | 0 | 2100 | 407.39 | 424.8 | 413.26 | 0 | 0 | 0 | 0 | 0 | 0 | 0 | 0
ENT_2_TVA_Transmission | ENT | TVA_Transmission | 2015 | B2 | 25 | 0 | 2100 | 0 | 0 | 0 | 0 | 0 | 0 | 0 | 0 | 0 | 0 | 0
ENT_2_TVA_Transmission | ENT | TVA_Transmission | 2015 | B3 | 75 | 0 | 2100 | 0 | 0 | 0 | 0 | 0 | 0 | 0 | 0 | 0 | 0 | 0
ENT_2_TVA_Transmission | ENT | TVA_Transmission | 2015 | B4 | 100 | 0 | 2100 | 0 | 0 | 0 | 0 | 0 | 0 | 0 | 0 | 0 | 0 | 0
ENT_2_TVA_Transmission | ENT | TVA_Transmission | 2015 | B5 | 200 | 0 | 2100 | 0 | 0 | 0 | 0 | 0 | 0 | 0 | 0 | 0 | 0 | 0
ENT_2_TVA_Transmission | ENT | TVA_Transmission | 2015 | B6 | 300 | 0 | 2100 | 0 | 0 | 0 | 0 | 0 | 0 | 0 | 0 | 0 | 0 | 0
ENT_2_TVA_Transmission | ENT | TVA_Transmission | 2015 | B7 | 400 | 0 | 2100 | 0 | 0 | 0 | 0 | 0 | 0 | 0 | 0 | 0 | 0 | 0
ENT_2_TVA_Transmission | ENT | TVA_Transmission | 2015 | B8 | 500 | 0 | 2100 | 0 | 0 | 0 | 0 | 0 | 0 | 0 | 0 | 0 | 0 | 0
ENT_2_TVA_Transmission | ENT | TVA_Transmission | 2015 | B9 | 800 | 0 | 2100 | 0 | 0 | 0 | 0 | 0 | 0 | 0 | 0 | 0 | 0 | 0
ENT_2_TVA_Transmission | ENT | TVA_Transmission | 2015 | B10 | 1262 | 0 | 2100 | 0 | 0 | 0 | 0 | 0 | 0 | 0 | 0 | 0 | 0 | 0
ENT_2_TVA_Transmission | ENT | TVA_Transmission | 2015 | B11 | 25 | 0 | 2100 | 0 | 0 | 0 | 0 | 0 | 0 | 0 | 0 | 0 | 0 | 0
ENT_2_TVA_Transmission | ENT | TVA_Transmission | 2015 | B12 | 200 | 0 | 2100 | 0 | 0 | 0 | 0 | 0 | 0 | 0 | 0 | 0 | 0 | 0
ENT_2_TVA_Transmission | ENT | TVA_Transmission | 2015 | B13 | 600 | 0 | 2100 | 0 | 0 | 0 | 0 | 0 | 0 | 0 | 0 | 0 | 0 | 0
ENT_2_TVA_Transmission | ENT | TVA_Transmission | 2015 | B14 | 900 | 0 | 2100 | 0 | 0 | 0 | 0 | 0 | 0 | 0 | 0 | 0 | 0 | 0
ENT_2_TVA_Transmission | ENT | TVA_Transmission | 2015 | B15 | 1203 | 0 | 2100 | 0 | 0 | 0 | 0 | 0 | 0 | 0 | 0 | 0 | 0 | 0
ENT_2_TVA_Transmission | ENT | TVA_Transmission | 2015 | B16 | 25 | 0 | 2100 | 1755.89 | 674.47 | 242.96 | 0 | 0 | 0 | 0 | 0 | 0 | 0 | 0
ENT_2_TVA_Transmission | ENT | TVA_Transmission | 2015 | B17 | 100 | 0 | 2100 | 0 | 0 | 0 | 0 | 0 | 0 | 0 | 0 | 0 | 0 | 0
ENT_2_TVA_Transmission | ENT | TVA_Transmission | 2015 | B18 | 400 | 0 | 2100 | 0 | 0 | 0 | 0 | 0 | 0 | 0 | 0 | 0 | 0 | 0
ENT_2_TVA_Transmission | ENT | TVA_Transmission | 2015 | B19 | 700 | 0 | 2100 | 0 | 0 | 0 | 0 | 0 | 0 | 0 | 0 | 0 | 0 | 0
ENT_2_TVA_Transmission | ENT | TVA_Transmission | 2015 | B20 | 935 | 0 | 2100 | 0 | 0 | 0 | 0 | 0 | 0 | 0 | 0 | 0 | 0 | 0
ENT_2_TVA_Transmission | ENT | TVA_Transmission | 2020 | B1 | 10 | 10 | 2100 | 407.51 | 2100 | 2100 | 3227.35 | 4284.12 | 0 | 1.9586 | 0.65285 | 0 | 1.9586 | 0.65285
ENT_2_TVA_Transmission | ENT | TVA_Transmission | 2020 | B2 | 25 | 0 | 2100 | 0 | 2100 | 2100 | 0 | 2533.57 | 0 | 0.05935 | 0.65285 | 0 | 1.9586 | 0.65285
ENT_2_TVA_Transmission | ENT | TVA_Transmission | 2020 | B3 | 75 | 0 | 2100 | 0 | 0 | 0 | 0 | 0 | 0 | 0 | 0 | 0 | 1.9586 | 0.65285
ENT_2_TVA_Transmission | ENT | TVA_Transmission | 2020 | B4 | 100 | 0 | 2100 | 0 | 0 | 0 | 0 | 0 | 0 | 0 | 0 | 0 | 1.9586 | 0.65285
ENT_2_TVA_Transmission | ENT | TVA_Transmission | 2020 | B5 | 200 | 0 | 2100 | 0 | 0 | 0 | 0 | 0 | 0 | 0 | 0 | 0 | 1.9586 | 0.65285
ENT_2_TVA_Transmission | ENT | TVA_Transmission | 2020 | B6 | 300 | 0 | 2100 | 0 | 0 | 0 | 0 | 0 | 0 | 0 | 0 | 0 | 1.9586 | 0.65285
ENT_2_TVA_Transmission | ENT | TVA_Transmission | 2020 | B7 | 400 | 0 | 2100 | 103.19 | 0 | 0 | 0 | 0 | 0 | 0 | 0 | 0 | 1.9586 | 0.65285
ENT_2_TVA_Transmission | ENT | TVA_Transmission | 2020 | B8 | 500 | 0 | 2100 | 0 | 0 | 0 | 0 | 0 | 0 | 0 | 0 | 0 | 1.9586 | 0.65285
ENT_2_TVA_Transmission | ENT | TVA_Transmission | 2020 | B9 | 800 | 0 | 2100 | 0 | 0 | 0 | 0 | 0 | 0 | 0 | 0 | 0 | 1.9586 | 0.65285
ENT_2_TVA_Transmission | ENT | TVA_Transmission | 2020 | B10 | 1262 | 0 | 2100 | 0 | 0 | 0 | 0 | 0 | 0 | 0 | 0 | 0 | 1.9586 | 0.65285
ENT_2_TVA_Transmission | ENT | TVA_Transmission | 2020 | B11 | 25 | 0 | 2100 | 0 | 0 | 0 | 0 | 0 | 0 | 0 | 0 | 0 | 1.9586 | 0.65285
ENT_2_TVA_Transmission | ENT | TVA_Transmission | 2020 | B12 | 200 | 0 | 2100 | 0 | 0 | 0 | 0 | 0 | 0 | 0 | 0 | 0 | 1.9586 | 0.65285
ENT_2_TVA_Transmission | ENT | TVA_Transmission | 2020 | B13 | 600 | 0 | 2100 | 0 | 0 | 0 | 0 | 0 | 0 | 0 | 0 | 0 | 1.9586 | 0.65285
ENT_2_TVA_Transmission | ENT | TVA_Transmission | 2020 | B14 | 900 | 0 | 2100 | 0 | 0 | 0 | 0 | 0 | 0 | 0 | 0 | 0 | 1.9586 | 0.65285
ENT_2_TVA_Transmission | ENT | TVA_Transmission | 2020 | B15 | 1203 | 0 | 2100 | 0 | 0 | 1845.73 | 0 | 0 | 0 | 0 | 0 | 0 | 1.9586 | 0.65285
ENT_2_TVA_Transmission | ENT | TVA_Transmission | 2020 | B16 | 25 | 0 | 2100 | 2100 | 2100 | 2100 | 0 | 1168.06 | 2.6114 | 0.85464 | 0.65285 | 2.6114 | 1.9586 | 0.65285
ENT_2_TVA_Transmission | ENT | TVA_Transmission | 2020 | B17 | 100 | 0 | 2100 | 981.59 | 900 | 461.24 | 0 | 0 | 0 | 0 | 0 | 0 | 1.9586 | 0.65285
ENT_2_TVA_Transmission | ENT | TVA_Transmission | 2020 | B18 | 400 | 0 | 2100 | 0 | 0 | 0 | 0 | 0 | 0 | 0 | 0 | 0 | 1.9586 | 0.65285
ENT_2_TVA_Transmission | ENT | TVA_Transmission | 2020 | B19 | 700 | 0 | 2100 | 0 | 0 | 0 | 0 | 0 | 0 | 0 | 0 | 0 | 1.9586 | 0.65285
ENT_2_TVA_Transmission | ENT | TVA_Transmission | 2020 | B20 | 935 | 0 | 2100 | 0 | 0 | 1587.58 | 0 | 0 | 0 | 0 | 0 | 0 | 1.9586 | 0.65285
ENT_2_TVA_Transmission | ENT | TVA_Transmission | 2025 | B1 | 10 | 0 | 2100 | 1216.18 | 2100 | 2100 | 0 | 0 | 0 | 0.45106 | 0.75968 | 0 | 13.7722 | 4.5907
ENT_2_TVA_Transmission | ENT | TVA_Transmission | 2025 | B2 | 25 | 0 | 2100 | 576.27 | 0 | 0 | 0 | 0 | 0 | 0 | 0 | 0 | 13.7722 | 4.5907
ENT_2_TVA_Transmission | ENT | TVA_Transmission | 2025 | B3 | 75 | 0 | 2100 | 0 | 0 | 0 | 0 | 0 | 0 | 0 | 0 | 0 | 13.7722 | 4.5907
ENT_2_TVA_Transmission | ENT | TVA_Transmission | 2025 | B4 | 100 | 0 | 2100 | 0 | 0 | 0 | 0 | 0 | 0 | 0 | 0 | 0 | 13.7722 | 4.5907
ENT_2_TVA_Transmission | ENT | TVA_Transmission | 2025 | B5 | 200 | 0 | 2100 | 0 | 0 | 0 | 0 | 0 | 0 | 0 | 0 | 0 | 13.7722 | 4.5907
ENT_2_TVA_Transmission | ENT | TVA_Transmission | 2025 | B6 | 300 | 0 | 2100 | 0 | 0 | 0 | 0 | 0 | 0 | 0 | 0 | 0 | 13.7722 | 4.5907
ENT_2_TVA_Transmission | ENT | TVA_Transmission | 2025 | B7 | 400 | 0 | 2100 | 138.69 | 0 | 0 | 0 | 0 | 0 | 0 | 0 | 0 | 13.7722 | 4.5907
ENT_2_TVA_Transmission | ENT | TVA_Transmission | 2025 | B8 | 500 | 0 | 2100 | 167.27 | 0 | 0 | 0 | 0 | 0 | 0 | 0 | 0 | 13.7722 | 4.5907
ENT_2_TVA_Transmission | ENT | TVA_Transmission | 2025 | B9 | 800 | 0 | 2100 | 0 | 0 | 0 | 0 | 0 | 0 | 0 | 0 | 0 | 13.7722 | 4.5907
ENT_2_TVA_Transmission | ENT | TVA_Transmission | 2025 | B10 | 1262 | 0 | 2100 | 0 | 0 | 0 | 0 | 0 | 0 | 0 | 0 | 0 | 13.7722 | 4.5907
ENT_2_TVA_Transmission | ENT | TVA_Transmission | 2025 | B11 | 25 | 0 | 2100 | 690.96 | 0 | 0 | 0 | 0 | 0 | 0 | 0 | 0 | 13.7722 | 4.5907
ENT_2_TVA_Transmission | ENT | TVA_Transmission | 2025 | B12 | 200 | 0 | 2100 | 1951.29 | 563.86 | 2100 | 0 | 0 | 0 | 0 | 0.15431 | 0 | 13.7722 | 4.5907
ENT_2_TVA_Transmission | ENT | TVA_Transmission | 2025 | B13 | 600 | 0 | 2100 | 0 | 0 | 2100 | 0 | 0 | 0 | 0 | 0.02374 | 0 | 13.7722 | 4.5907
ENT_2_TVA_Transmission | ENT | TVA_Transmission | 2025 | B14 | 900 | 0 | 2100 | 0 | 0 | 2100 | 0 | 0 | 0 | 0 | 0.75968 | 0 | 13.7722 | 4.5907
ENT_2_TVA_Transmission | ENT | TVA_Transmission | 2025 | B15 | 1203 | 0 | 2100 | 0 | 0 | 2100 | 0 | 0 | 0 | 0 | 0.36797 | 0 | 13.7722 | 4.5907
ENT_2_TVA_Transmission | ENT | TVA_Transmission | 2025 | B16 | 25 | 0 | 2100 | 2100 | 0 | 1504.55 | 0 | 0 | 18.3629 | 0 | 0 | 18.3629 | 13.7722 | 4.5907
ENT_2_TVA_Transmission | ENT | TVA_Transmission | 2025 | B17 | 100 | 0 | 2100 | 1016.18 | 1858.21 | 2100 | 0 | 0 | 0 | 0 | 0.15431 | 0 | 13.7722 | 4.5907
ENT_2_TVA_Transmission | ENT | TVA_Transmission | 2025 | B18 | 400 | 0 | 2100 | 0 | 0 | 1932.65 | 0 | 0 | 0 | 0 | 0 | 0 | 13.7722 | 4.5907
ENT_2_TVA_Transmission | ENT | TVA_Transmission | 2025 | B19 | 700 | 0 | 2100 | 0 | 0 | 2100 | 0 | 0 | 0 | 0 | 0.15431 | 0 | 13.7722 | 4.5907
ENT_2_TVA_Transmission | ENT | TVA_Transmission | 2025 | B20 | 935 | 0 | 2100 | 0 | 0 | 2100 | 0 | 0 | 0 | 0 | 0.46293 | 0 | 13.7722 | 4.5907
ENT_2_TVA_Transmission | ENT | TVA_Transmission | 2030 | B1 | 10 | 0 | 2100 | 1293.87 | 0 | 0 | 0 | 0 | 0 | 0 | 0 | 0 | 0 | 0
ENT_2_TVA_Transmission | ENT | TVA_Transmission | 2030 | B2 | 25 | 0 | 2100 | 1678.63 | 0 | 0 | 0 | 0 | 0 | 0 | 0 | 0 | 0 | 0
ENT_2_TVA_Transmission | ENT | TVA_Transmission | 2030 | B3 | 75 | 0 | 2100 | 0 | 0 | 0 | 0 | 0 | 0 | 0 | 0 | 0 | 0 | 0
ENT_2_TVA_Transmission | ENT | TVA_Transmission | 2030 | B4 | 100 | 0 | 2100 | 0 | 0 | 0 | 0 | 0 | 0 | 0 | 0 | 0 | 0 | 0
ENT_2_TVA_Transmission | ENT | TVA_Transmission | 2030 | B5 | 200 | 0 | 2100 | 122.81 | 0 | 0 | 0 | 0 | 0 | 0 | 0 | 0 | 0 | 0
ENT_2_TVA_Transmission | ENT | TVA_Transmission | 2030 | B6 | 300 | 0 | 2100 | 285.72 | 1333.85 | 0 | 0 | 0 | 0 | 0 | 0 | 0 | 0 | 0
ENT_2_TVA_Transmission | ENT | TVA_Transmission | 2030 | B7 | 400 | 0 | 2100 | 0 | 0 | 0 | 0 | 0 | 0 | 0 | 0 | 0 | 0 | 0
ENT_2_TVA_Transmission | ENT | TVA_Transmission | 2030 | B8 | 500 | 0 | 2100 | 0 | 0 | 0 | 0 | 0 | 0 | 0 | 0 | 0 | 0 | 0
ENT_2_TVA_Transmission | ENT | TVA_Transmission | 2030 | B9 | 800 | 0 | 2100 | 0 | 0 | 0 | 0 | 0 | 0 | 0 | 0 | 0 | 0 | 0
ENT_2_TVA_Transmission | ENT | TVA_Transmission | 2030 | B10 | 1262 | 0 | 2100 | 0 | 0 | 0 | 0 | 0 | 0 | 0 | 0 | 0 | 0 | 0
ENT_2_TVA_Transmission | ENT | TVA_Transmission | 2030 | B11 | 25 | 0 | 2100 | 0 | 0 | 0 | 0 | 0 | 0 | 0 | 0 | 0 | 0 | 0
ENT_2_TVA_Transmission | ENT | TVA_Transmission | 2030 | B12 | 200 | 0 | 2100 | 0 | 0 | 0 | 0 | 0 | 0 | 0 | 0 | 0 | 0 | 0
ENT_2_TVA_Transmission | ENT | TVA_Transmission | 2030 | B13 | 600 | 0 | 2100 | 0 | 0 | 0 | 0 | 0 | 0 | 0 | 0 | 0 | 0 | 0
ENT_2_TVA_Transmission | ENT | TVA_Transmission | 2030 | B14 | 900 | 0 | 2100 | 0 | 0 | 0 | 0 | 0 | 0 | 0 | 0 | 0 | 0 | 0
ENT_2_TVA_Transmission | ENT | TVA_Transmission | 2030 | B15 | 1203 | 0 | 2100 | 0 | 0 | 0 | 0 | 0 | 0 | 0 | 0 | 0 | 0 | 0
ENT_2_TVA_Transmission | ENT | TVA_Transmission | 2030 | B16 | 25 | 0 | 2100 | 407.48 | 0 | 0 | 0 | 0 | 0 | 0 | 0 | 0 | 0 | 0
ENT_2_TVA_Transmission | ENT | TVA_Transmission | 2030 | B17 | 100 | 0 | 2100 | 0 | 0 | 0 | 0 | 0 | 0 | 0 | 0 | 0 | 0 | 0
ENT_2_TVA_Transmission | ENT | TVA_Transmission | 2030 | B18 | 400 | 0 | 2100 | 0 | 0 | 0 | 0 | 0 | 0 | 0 | 0 | 0 | 0 | 0
ENT_2_TVA_Transmission | ENT | TVA_Transmission | 2030 | B19 | 700 | 0 | 2100 | 0 | 0 | 0 | 0 | 0 | 0 | 0 | 0 | 0 | 0 | 0
ENT_2_TVA_Transmission | ENT | TVA_Transmission | 2030 | B20 | 935 | 0 | 2100 | 0 | 0 | 0 | 0 | 0 | 0 | 0 | 0 | 0 | 0 | 0
ENT_2_TVA_Transmission | ENT | TVA_Transmission | 2035 | B1 | 10 | 0 | 2100 | 683.37 | 1663.34 | 1624.78 | 0 | 0 | 0 | 0 | 0 | 0 | 0 | 0
ENT_2_TVA_Transmission | ENT | TVA_Transmission | 2035 | B2 | 25 | 0 | 2100 | 1021.26 | 0 | 0 | 0 | 0 | 0 | 0 | 0 | 0 | 0 | 0
ENT_2_TVA_Transmission | ENT | TVA_Transmission | 2035 | B3 | 75 | 0 | 2100 | 0 | 0 | 0 | 0 | 0 | 0 | 0 | 0 | 0 | 0 | 0
ENT_2_TVA_Transmission | ENT | TVA_Transmission | 2035 | B4 | 100 | 0 | 2100 | 0 | 0 | 0 | 0 | 0 | 0 | 0 | 0 | 0 | 0 | 0
ENT_2_TVA_Transmission | ENT | TVA_Transmission | 2035 | B5 | 200 | 0 | 2100 | 0 | 0 | 0 | 0 | 0 | 0 | 0 | 0 | 0 | 0 | 0
ENT_2_TVA_Transmission | ENT | TVA_Transmission | 2035 | B6 | 300 | 0 | 2100 | 0 | 0 | 0 | 0 | 0 | 0 | 0 | 0 | 0 | 0 | 0
ENT_2_TVA_Transmission | ENT | TVA_Transmission | 2035 | B7 | 400 | 0 | 2100 | 0 | 0 | 0 | 0 | 0 | 0 | 0 | 0 | 0 | 0 | 0
ENT_2_TVA_Transmission | ENT | TVA_Transmission | 2035 | B8 | 500 | 0 | 2100 | 0 | 0 | 0 | 0 | 0 | 0 | 0 | 0 | 0 | 0 | 0
ENT_2_TVA_Transmission | ENT | TVA_Transmission | 2035 | B9 | 800 | 0 | 2100 | 0 | 0 | 0 | 0 | 0 | 0 | 0 | 0 | 0 | 0 | 0
ENT_2_TVA_Transmission | ENT | TVA_Transmission | 2035 | B10 | 1262 | 0 | 2100 | 0 | 0 | 0 | 0 | 0 | 0 | 0 | 0 | 0 | 0 | 0
ENT_2_TVA_Transmission | ENT | TVA_Transmission | 2035 | B11 | 25 | 0 | 2100 | 0 | 0 | 0 | 0 | 0 | 0 | 0 | 0 | 0 | 0 | 0
ENT_2_TVA_Transmission | ENT | TVA_Transmission | 2035 | B12 | 200 | 0 | 2100 | 0 | 0 | 0 | 0 | 0 | 0 | 0 | 0 | 0 | 0 | 0
ENT_2_TVA_Transmission | ENT | TVA_Transmission | 2035 | B13 | 600 | 0 | 2100 | 0 | 0 | 0 | 0 | 0 | 0 | 0 | 0 | 0 | 0 | 0
ENT_2_TVA_Transmission | ENT | TVA_Transmission | 2035 | B14 | 900 | 0 | 2100 | 0 | 0 | 0 | 0 | 0 | 0 | 0 | 0 | 0 | 0 | 0
ENT_2_TVA_Transmission | ENT | TVA_Transmission | 2035 | B15 | 1203 | 0 | 2100 | 0 | 1631.06 | 270.43 | 0 | 0 | 0 | 0 | 0 | 0 | 0 | 0
ENT_2_TVA_Transmission | ENT | TVA_Transmission | 2035 | B16 | 25 | 0 | 2100 | 0 | 85.84 | 0 | 0 | 0 | 0 | 0 | 0 | 0 | 0 | 0
ENT_2_TVA_Transmission | ENT | TVA_Transmission | 2035 | B17 | 100 | 0 | 2100 | 0 | 0 | 0 | 0 | 0 | 0 | 0 | 0 | 0 | 0 | 0
ENT_2_TVA_Transmission | ENT | TVA_Transmission | 2035 | B18 | 400 | 0 | 2100 | 0 | 0 | 0 | 0 | 0 | 0 | 0 | 0 | 0 | 0 | 0
ENT_2_TVA_Transmission | ENT | TVA_Transmission | 2035 | B19 | 700 | 0 | 2100 | 0 | 0 | 0 | 0 | 0 | 0 | 0 | 0 | 0 | 0 | 0
ENT_2_TVA_Transmission | ENT | TVA_Transmission | 2035 | B20 | 935 | 0 | 2100 | 0 | 334.7 | 0 | 0 | 0 | 0 | 0 | 0 | 0 | 0 | 0
ENT_2_TVA_Transmission | ENT | TVA_Transmission | 2040 | B1 | 10 | 0 | 2100 | 1771.2 | 2100 | 1895.02 | 0 | 0 | 0 | 5.0804 | 0 | 0 | 72.867 | 24.289
ENT_2_TVA_Transmission | ENT | TVA_Transmission | 2040 | B2 | 25 | 0 | 2100 | 2100 | 2100 | 0 | 0 | 0 | 97.156 | 1.4481 | 0 | 97.156 | 72.867 | 24.289
ENT_2_TVA_Transmission | ENT | TVA_Transmission | 2040 | B3 | 75 | 0 | 2100 | 0 | 0 | 0 | 0 | 0 | 0 | 0 | 0 | 0 | 72.867 | 24.289
ENT_2_TVA_Transmission | ENT | TVA_Transmission | 2040 | B4 | 100 | 0 | 2100 | 0 | 0 | 0 | 0 | 0 | 0 | 0 | 0 | 0 | 72.867 | 24.289
ENT_2_TVA_Transmission | ENT | TVA_Transmission | 2040 | B5 | 200 | 0 | 2100 | 0 | 0 | 0 | 0 | 0 | 0 | 0 | 0 | 0 | 72.867 | 24.289
ENT_2_TVA_Transmission | ENT | TVA_Transmission | 2040 | B6 | 300 | 0 | 2100 | 0 | 0 | 0 | 0 | 0 | 0 | 0 | 0 | 0 | 72.867 | 24.289
ENT_2_TVA_Transmission | ENT | TVA_Transmission | 2040 | B7 | 400 | 0 | 2100 | 0 | 0 | 0 | 0 | 0 | 0 | 0 | 0 | 0 | 72.867 | 24.289
ENT_2_TVA_Transmission | ENT | TVA_Transmission | 2040 | B8 | 500 | 0 | 2100 | 0 | 0 | 0 | 0 | 0 | 0 | 0 | 0 | 0 | 72.867 | 24.289
ENT_2_TVA_Transmission | ENT | TVA_Transmission | 2040 | B9 | 800 | 0 | 2100 | 0 | 0 | 0 | 0 | 0 | 0 | 0 | 0 | 0 | 72.867 | 24.289
ENT_2_TVA_Transmission | ENT | TVA_Transmission | 2040 | B10 | 1262 | 0 | 2100 | 0 | 0 | 0 | 0 | 0 | 0 | 0 | 0 | 0 | 72.867 | 24.289
ENT_2_TVA_Transmission | ENT | TVA_Transmission | 2040 | B11 | 25 | 0 | 2100 | 0 | 0 | 0 | 0 | 0 | 0 | 0 | 0 | 0 | 72.867 | 24.289
ENT_2_TVA_Transmission | ENT | TVA_Transmission | 2040 | B12 | 200 | 0 | 2100 | 0 | 0 | 0 | 0 | 0 | 0 | 0 | 0 | 0 | 72.867 | 24.289
ENT_2_TVA_Transmission | ENT | TVA_Transmission | 2040 | B13 | 600 | 0 | 2100 | 0 | 0 | 0 | 0 | 0 | 0 | 0 | 0 | 0 | 72.867 | 24.289
ENT_2_TVA_Transmission | ENT | TVA_Transmission | 2040 | B14 | 900 | 0 | 2100 | 0 | 0 | 0 | 0 | 0 | 0 | 0 | 0 | 0 | 72.867 | 24.289
ENT_2_TVA_Transmission | ENT | TVA_Transmission | 2040 | B15 | 1203 | 0 | 2100 | 555.78 | 0 | 0 | 0 | 0 | 0 | 0 | 0 | 0 | 72.867 | 24.289
ENT_2_TVA_Transmission | ENT | TVA_Transmission | 2040 | B16 | 25 | 0 | 2100 | 0 | 1454.38 | 0 | 0 | 0 | 0 | 0 | 0 | 0 | 72.867 | 24.289
ENT_2_TVA_Transmission | ENT | TVA_Transmission | 2040 | B17 | 100 | 0 | 2100 | 0 | 0 | 0 | 0 | 0 | 0 | 0 | 0 | 0 | 72.867 | 24.289
ENT_2_TVA_Transmission | ENT | TVA_Transmission | 2040 | B18 | 400 | 0 | 2100 | 0 | 0 | 0 | 0 | 0 | 0 | 0 | 0 | 0 | 72.867 | 24.289
ENT_2_TVA_Transmission | ENT | TVA_Transmission | 2040 | B19 | 700 | 0 | 2100 | 0 | 0 | 0 | 0 | 0 | 0 | 0 | 0 | 0 | 72.867 | 24.289
ENT_2_TVA_Transmission | ENT | TVA_Transmission | 2040 | B20 | 935 | 0 | 2100 | 0 | 0 | 0 | 0 | 0 | 0 | 0 | 0 | 0 | 72.867 | 24.289
ENT_2_TVA_Transmission | ENT | TVA_Transmission | 2045 | B1 | 10 | 0 | 2100 | 1780.06 | 2100 | 1992.48 | 0 | 0 | 0 | 3.1099 | 0 | 0 | 92.6216 | 30.8739
ENT_2_TVA_Transmission | ENT | TVA_Transmission | 2045 | B2 | 25 | 0 | 2100 | 2100 | 2100 | 1313.02 | 0 | 0 | 123.4955 | 0.78342 | 0 | 123.4955 | 92.6216 | 30.8739
ENT_2_TVA_Transmission | ENT | TVA_Transmission | 2045 | B3 | 75 | 0 | 2100 | 0 | 0 | 0 | 0 | 0 | 0 | 0 | 0 | 0 | 92.6216 | 30.8739
ENT_2_TVA_Transmission | ENT | TVA_Transmission | 2045 | B4 | 100 | 0 | 2100 | 0 | 421.47 | 0 | 0 | 0 | 0 | 0 | 0 | 0 | 92.6216 | 30.8739
ENT_2_TVA_Transmission | ENT | TVA_Transmission | 2045 | B5 | 200 | 0 | 2100 | 0 | 0 | 0 | 0 | 0 | 0 | 0 | 0 | 0 | 92.6216 | 30.8739
ENT_2_TVA_Transmission | ENT | TVA_Transmission | 2045 | B6 | 300 | 0 | 2100 | 0 | 0 | 0 | 0 | 0 | 0 | 0 | 0 | 0 | 92.6216 | 30.8739
ENT_2_TVA_Transmission | ENT | TVA_Transmission | 2045 | B7 | 400 | 0 | 2100 | 0 | 0 | 0 | 0 | 0 | 0 | 0 | 0 | 0 | 92.6216 | 30.8739
ENT_2_TVA_Transmission | ENT | TVA_Transmission | 2045 | B8 | 500 | 0 | 2100 | 0 | 0 | 0 | 0 | 0 | 0 | 0 | 0 | 0 | 92.6216 | 30.8739
ENT_2_TVA_Transmission | ENT | TVA_Transmission | 2045 | B9 | 800 | 0 | 2100 | 0 | 0 | 0 | 0 | 0 | 0 | 0 | 0 | 0 | 92.6216 | 30.8739
ENT_2_TVA_Transmission | ENT | TVA_Transmission | 2045 | B10 | 1262 | 0 | 2100 | 0 | 0 | 0 | 0 | 0 | 0 | 0 | 0 | 0 | 92.6216 | 30.8739
ENT_2_TVA_Transmission | ENT | TVA_Transmission | 2045 | B11 | 25 | 0 | 2100 | 0 | 0 | 0 | 0 | 0 | 0 | 0 | 0 | 0 | 92.6216 | 30.8739
ENT_2_TVA_Transmission | ENT | TVA_Transmission | 2045 | B12 | 200 | 0 | 2100 | 0 | 0 | 0 | 0 | 0 | 0 | 0 | 0 | 0 | 92.6216 | 30.8739
ENT_2_TVA_Transmission | ENT | TVA_Transmission | 2045 | B13 | 600 | 0 | 2100 | 0 | 0 | 0 | 0 | 0 | 0 | 0 | 0 | 0 | 92.6216 | 30.8739
ENT_2_TVA_Transmission | ENT | TVA_Transmission | 2045 | B14 | 900 | 0 | 2100 | 0 | 36.02 | 0 | 0 | 0 | 0 | 0 | 0 | 0 | 92.6216 | 30.8739
ENT_2_TVA_Transmission | ENT | TVA_Transmission | 2045 | B15 | 1203 | 0 | 2100 | 0 | 0 | 0 | 0 | 0 | 0 | 0 | 0 | 0 | 92.6216 | 30.8739
ENT_2_TVA_Transmission | ENT | TVA_Transmission | 2045 | B16 | 25 | 0 | 2100 | 0 | 2100 | 0 | 0 | 0 | 0 | 0.78342 | 0 | 0 | 92.6216 | 30.8739
ENT_2_TVA_Transmission | ENT | TVA_Transmission | 2045 | B17 | 100 | 0 | 2100 | 0 | 0 | 0 | 0 | 0 | 0 | 0 | 0 | 0 | 92.6216 | 30.8739
ENT_2_TVA_Transmission | ENT | TVA_Transmission | 2045 | B18 | 400 | 0 | 2100 | 0 | 0 | 0 | 0 | 0 | 0 | 0 | 0 | 0 | 92.6216 | 30.8739
ENT_2_TVA_Transmission | ENT | TVA_Transmission | 2045 | B19 | 700 | 0 | 2100 | 0 | 0 | 0 | 0 | 0 | 0 | 0 | 0 | 0 | 92.6216 | 30.8739
ENT_2_TVA_Transmission | ENT | TVA_Transmission | 2045 | B20 | 935 | 0 | 2100 | 0 | 0 | 0 | 0 | 0 | 0 | 0 | 0 | 0 | 92.6216 | 30.8739
ENT_2_TVA_Transmission | ENT | TVA_Transmission | 2050 | B1 | 10 | 0 | 2100 | 2100 | 2100 | 1245.77 | 0 | 0 | 73.226 | 1.6974 | 0 | 12.2043 | 29.3434 | 9.7811
ENT_2_TVA_Transmission | ENT | TVA_Transmission | 2050 | B2 | 25 | 0 | 2100 | 2100 | 2043.78 | 0 | 0 | 0 | 61.8783 | 0 | 0 | 25.7826 | 29.3434 | 9.7811
ENT_2_TVA_Transmission | ENT | TVA_Transmission | 2050 | B3 | 75 | 0 | 2100 | 715.16 | 0 | 0 | 0 | 0 | 0 | 0 | 0 | 0 | 29.3434 | 9.7811
ENT_2_TVA_Transmission | ENT | TVA_Transmission | 2050 | B4 | 100 | 0 | 2100 | 0 | 0 | 0 | 0 | 0 | 0 | 0 | 0 | 0 | 29.3434 | 9.7811
ENT_2_TVA_Transmission | ENT | TVA_Transmission | 2050 | B5 | 200 | 0 | 2100 | 0 | 0 | 0 | 0 | 0 | 0 | 0 | 0 | 0 | 29.3434 | 9.7811
ENT_2_TVA_Transmission | ENT | TVA_Transmission | 2050 | B6 | 300 | 0 | 2100 | 0 | 0 | 0 | 0 | 0 | 0 | 0 | 0 | 0 | 29.3434 | 9.7811
ENT_2_TVA_Transmission | ENT | TVA_Transmission | 2050 | B7 | 400 | 0 | 2100 | 0 | 0 | 0 | 0 | 0 | 0 | 0 | 0 | 0 | 29.3434 | 9.7811
ENT_2_TVA_Transmission | ENT | TVA_Transmission | 2050 | B8 | 500 | 0 | 2100 | 0 | 0 | 0 | 0 | 0 | 0 | 0 | 0 | 0 | 29.3434 | 9.7811
ENT_2_TVA_Transmission | ENT | TVA_Transmission | 2050 | B9 | 800 | 0 | 2100 | 1600.53 | 0 | 0 | 0 | 0 | 0 | 0 | 0 | 0 | 29.3434 | 9.7811
ENT_2_TVA_Transmission | ENT | TVA_Transmission | 2050 | B10 | 1262 | 0 | 2100 | 177.53 | 0 | 0 | 0 | 0 | 0 | 0 | 0 | 0 | 29.3434 | 9.7811
ENT_2_TVA_Transmission | ENT | TVA_Transmission | 2050 | B11 | 25 | 0 | 2100 | 0 | 0 | 0 | 0 | 0 | 0 | 0 | 0 | 0 | 29.3434 | 9.7811
ENT_2_TVA_Transmission | ENT | TVA_Transmission | 2050 | B12 | 200 | 0 | 2100 | 0 | 0 | 0 | 0 | 0 | 0 | 0 | 0 | 0 | 29.3434 | 9.7811
ENT_2_TVA_Transmission | ENT | TVA_Transmission | 2050 | B13 | 600 | 0 | 2100 | 0 | 0 | 0 | 0 | 0 | 0 | 0 | 0 | 0 | 29.3434 | 9.7811
ENT_2_TVA_Transmission | ENT | TVA_Transmission | 2050 | B14 | 900 | 0 | 2100 | 0 | 0 | 0 | 0 | 0 | 0 | 0 | 0 | 0 | 29.3434 | 9.7811
ENT_2_TVA_Transmission | ENT | TVA_Transmission | 2050 | B15 | 1203 | 0 | 2100 | 1146.12 | 0 | 0 | 0 | 0 | 0 | 0 | 0 | 0 | 29.3434 | 9.7811
ENT_2_TVA_Transmission | ENT | TVA_Transmission | 2050 | B16 | 25 | 0 | 2100 | 2100 | 2100 | 0 | 0 | 0 | 2.7301 | 0.29675 | 0 | 1.1375 | 29.3434 | 9.7811
ENT_2_TVA_Transmission | ENT | TVA_Transmission | 2050 | B17 | 100 | 0 | 2100 | 0 | 0 | 0 | 0 | 0 | 0 | 0 | 0 | 0 | 29.3434 | 9.7811
ENT_2_TVA_Transmission | ENT | TVA_Transmission | 2050 | B18 | 400 | 0 | 2100 | 0 | 0 | 0 | 0 | 0 | 0 | 0 | 0 | 0 | 29.3434 | 9.7811
ENT_2_TVA_Transmission | ENT | TVA_Transmission | 2050 | B19 | 700 | 0 | 2100 | 0 | 0 | 0 | 0 | 0 | 0 | 0 | 0 | 0 | 29.3434 | 9.7811
ENT_2_TVA_Transmission | ENT | TVA_Transmission | 2050 | B20 | 935 | 0 | 2100 | 0 | 0 | 0 | 0 | 0 | 0 | 0 | 0 | 0 | 29.3434 | 9.7811
FRCC_2_SOCO | FRCC | SOCO | 2015 | B1 | 10 | 0 | 900 | 0 | 0 | 0 | 0 | 0 | 0 | 0 | 0 | 0 | 0 | 0
FRCC_2_SOCO | FRCC | SOCO | 2015 | B2 | 25 | 0 | 900 | 0 | 0 | 0 | 0 | 0 | 0 | 0 | 0 | 0 | 0 | 0
FRCC_2_SOCO | FRCC | SOCO | 2015 | B3 | 75 | 0 | 900 | 0 | 0 | 0 | 0 | 0 | 0 | 0 | 0 | 0 | 0 | 0
FRCC_2_SOCO | FRCC | SOCO | 2015 | B4 | 100 | 0 | 900 | 0 | 0 | 0 | 0 | 0 | 0 | 0 | 0 | 0 | 0 | 0
FRCC_2_SOCO | FRCC | SOCO | 2015 | B5 | 200 | 0 | 900 | 0 | 0 | 0 | 0 | 0 | 0 | 0 | 0 | 0 | 0 | 0
FRCC_2_SOCO | FRCC | SOCO | 2015 | B6 | 300 | 0 | 900 | 0 | 0 | 0 | 0 | 0 | 0 | 0 | 0 | 0 | 0 | 0
FRCC_2_SOCO | FRCC | SOCO | 2015 | B7 | 400 | 0 | 900 | 0 | 0 | 0 | 0 | 0 | 0 | 0 | 0 | 0 | 0 | 0
FRCC_2_SOCO | FRCC | SOCO | 2015 | B8 | 500 | 0 | 900 | 0 | 0 | 0 | 0 | 0 | 0 | 0 | 0 | 0 | 0 | 0
FRCC_2_SOCO | FRCC | SOCO | 2015 | B9 | 800 | 0 | 900 | 0 | 0 | 0 | 0 | 0 | 0 | 0 | 0 | 0 | 0 | 0
FRCC_2_SOCO | FRCC | SOCO | 2015 | B10 | 1262 | 0 | 900 | 0 | 0 | 0 | 0 | 0 | 0 | 0 | 0 | 0 | 0 | 0
FRCC_2_SOCO | FRCC | SOCO | 2015 | B11 | 25 | 0 | 900 | 0 | 0 | 0 | 0 | 0 | 0 | 0 | 0 | 0 | 0 | 0
FRCC_2_SOCO | FRCC | SOCO | 2015 | B12 | 200 | 0 | 900 | 0 | 0 | 0 | 0 | 0 | 0 | 0 | 0 | 0 | 0 | 0
FRCC_2_SOCO | FRCC | SOCO | 2015 | B13 | 600 | 0 | 900 | 0 | 0 | 0 | 0 | 0 | 0 | 0 | 0 | 0 | 0 | 0
FRCC_2_SOCO | FRCC | SOCO | 2015 | B14 | 900 | 0 | 900 | 0 | 0 | 0 | 0 | 0 | 0 | 0 | 0 | 0 | 0 | 0
FRCC_2_SOCO | FRCC | SOCO | 2015 | B15 | 1203 | 0 | 900 | 0 | 0 | 0 | 0 | 0 | 0 | 0 | 0 | 0 | 0 | 0
FRCC_2_SOCO | FRCC | SOCO | 2015 | B16 | 25 | 0 | 900 | 0 | 0 | 0 | 0 | 0 | 0 | 0 | 0 | 0 | 0 | 0
FRCC_2_SOCO | FRCC | SOCO | 2015 | B17 | 100 | 0 | 900 | 0 | 0 | 0 | 0 | 0 | 0 | 0 | 0 | 0 | 0 | 0
FRCC_2_SOCO | FRCC | SOCO | 2015 | B18 | 400 | 0 | 900 | 0 | 0 | 0 | 0 | 0 | 0 | 0 | 0 | 0 | 0 | 0
FRCC_2_SOCO | FRCC | SOCO | 2015 | B19 | 700 | 0 | 900 | 0 | 0 | 0 | 0 | 0 | 0 | 0 | 0 | 0 | 0 | 0
FRCC_2_SOCO | FRCC | SOCO | 2015 | B20 | 935 | 0 | 900 | 0 | 0 | 0 | 0 | 0 | 0 | 0 | 0 | 0 | 0 | 0
FRCC_2_SOCO | FRCC | SOCO | 2020 | B1 | 10 | 0 | 900 | 0 | 0 | 0 | 0 | 0 | 0 | 0 | 0 | 0 | 0 | 0
FRCC_2_SOCO | FRCC | SOCO | 2020 | B2 | 25 | 0 | 900 | 0 | 0 | 0 | 0 | 0 | 0 | 0 | 0 | 0 | 0 | 0
FRCC_2_SOCO | FRCC | SOCO | 2020 | B3 | 75 | 0 | 900 | 0 | 0 | 0 | 0 | 0 | 0 | 0 | 0 | 0 | 0 | 0
FRCC_2_SOCO | FRCC | SOCO | 2020 | B4 | 100 | 0 | 900 | 0 | 0 | 0 | 0 | 0 | 0 | 0 | 0 | 0 | 0 | 0
FRCC_2_SOCO | FRCC | SOCO | 2020 | B5 | 200 | 0 | 900 | 0 | 0 | 0 | 0 | 0 | 0 | 0 | 0 | 0 | 0 | 0
FRCC_2_SOCO | FRCC | SOCO | 2020 | B6 | 300 | 0 | 900 | 0 | 0 | 0 | 0 | 0 | 0 | 0 | 0 | 0 | 0 | 0
FRCC_2_SOCO | FRCC | SOCO | 2020 | B7 | 400 | 0 | 900 | 0 | 0 | 0 | 0 | 0 | 0 | 0 | 0 | 0 | 0 | 0
FRCC_2_SOCO | FRCC | SOCO | 2020 | B8 | 500 | 0 | 900 | 0 | 0 | 0 | 0 | 0 | 0 | 0 | 0 | 0 | 0 | 0
FRCC_2_SOCO | FRCC | SOCO | 2020 | B9 | 800 | 0 | 900 | 0 | 0 | 0 | 0 | 0 | 0 | 0 | 0 | 0 | 0 | 0
FRCC_2_SOCO | FRCC | SOCO | 2020 | B10 | 1262 | 0 | 900 | 0 | 0 | 0 | 0 | 0 | 0 | 0 | 0 | 0 | 0 | 0
FRCC_2_SOCO | FRCC | SOCO | 2020 | B11 | 25 | 0 | 900 | 0 | 0 | 0 | 0 | 0 | 0 | 0 | 0 | 0 | 0 | 0
FRCC_2_SOCO | FRCC | SOCO | 2020 | B12 | 200 | 0 | 900 | 0 | 0 | 0 | 0 | 0 | 0 | 0 | 0 | 0 | 0 | 0
FRCC_2_SOCO | FRCC | SOCO | 2020 | B13 | 600 | 0 | 900 | 0 | 0 | 0 | 0 | 0 | 0 | 0 | 0 | 0 | 0 | 0
FRCC_2_SOCO | FRCC | SOCO | 2020 | B14 | 900 | 0 | 900 | 0 | 0 | 0 | 0 | 0 | 0 | 0 | 0 | 0 | 0 | 0
FRCC_2_SOCO | FRCC | SOCO | 2020 | B15 | 1203 | 0 | 900 | 0 | 0 | 0 | 0 | 0 | 0 | 0 | 0 | 0 | 0 | 0
FRCC_2_SOCO | FRCC | SOCO | 2020 | B16 | 25 | 0 | 900 | 0 | 0 | 0 | 0 | 0 | 0 | 0 | 0 | 0 | 0 | 0
FRCC_2_SOCO | FRCC | SOCO | 2020 | B17 | 100 | 0 | 900 | 0 | 0 | 0 | 0 | 0 | 0 | 0 | 0 | 0 | 0 | 0
FRCC_2_SOCO | FRCC | SOCO | 2020 | B18 | 400 | 0 | 900 | 0 | 0 | 0 | 0 | 0 | 0 | 0 | 0 | 0 | 0 | 0
FRCC_2_SOCO | FRCC | SOCO | 2020 | B19 | 700 | 0 | 900 | 0 | 0 | 0 | 0 | 0 | 0 | 0 | 0 | 0 | 0 | 0
FRCC_2_SOCO | FRCC | SOCO | 2020 | B20 | 935 | 0 | 900 | 0 | 0 | 0 | 0 | 0 | 0 | 0 | 0 | 0 | 0 | 0
FRCC_2_SOCO | FRCC | SOCO | 2025 | B1 | 10 | 0 | 900 | 0 | 0 | 0 | 0 | 0 | 0 | 0 | 0 | 0 | 0 | 0
FRCC_2_SOCO | FRCC | SOCO | 2025 | B2 | 25 | 0 | 900 | 0 | 0 | 0 | 0 | 0 | 0 | 0 | 0 | 0 | 0 | 0
FRCC_2_SOCO | FRCC | SOCO | 2025 | B3 | 75 | 0 | 900 | 0 | 0 | 0 | 0 | 0 | 0 | 0 | 0 | 0 | 0 | 0
FRCC_2_SOCO | FRCC | SOCO | 2025 | B4 | 100 | 0 | 900 | 0 | 0 | 0 | 0 | 0 | 0 | 0 | 0 | 0 | 0 | 0
FRCC_2_SOCO | FRCC | SOCO | 2025 | B5 | 200 | 0 | 900 | 0 | 0 | 0 | 0 | 0 | 0 | 0 | 0 | 0 | 0 | 0
FRCC_2_SOCO | FRCC | SOCO | 2025 | B6 | 300 | 0 | 900 | 0 | 0 | 0 | 0 | 0 | 0 | 0 | 0 | 0 | 0 | 0
FRCC_2_SOCO | FRCC | SOCO | 2025 | B7 | 400 | 0 | 900 | 0 | 0 | 0 | 0 | 0 | 0 | 0 | 0 | 0 | 0 | 0
FRCC_2_SOCO | FRCC | SOCO | 2025 | B8 | 500 | 0 | 900 | 586.45 | 451.45 | 0 | 0 | 0 | 0 | 0 | 0 | 0 | 0 | 0
FRCC_2_SOCO | FRCC | SOCO | 2025 | B9 | 800 | 0 | 900 | 0 | 0 | 0 | 0 | 0 | 0 | 0 | 0 | 0 | 0 | 0
FRCC_2_SOCO | FRCC | SOCO | 2025 | B10 | 1262 | 0 | 900 | 0 | 0 | 0 | 0 | 0 | 0 | 0 | 0 | 0 | 0 | 0
FRCC_2_SOCO | FRCC | SOCO | 2025 | B11 | 25 | 0 | 900 | 0 | 0 | 0 | 0 | 0 | 0 | 0 | 0 | 0 | 0 | 0
FRCC_2_SOCO | FRCC | SOCO | 2025 | B12 | 200 | 0 | 900 | 0 | 0 | 0 | 0 | 0 | 0 | 0 | 0 | 0 | 0 | 0
FRCC_2_SOCO | FRCC | SOCO | 2025 | B13 | 600 | 0 | 900 | 0 | 0 | 0 | 0 | 0 | 0 | 0 | 0 | 0 | 0 | 0
FRCC_2_SOCO | FRCC | SOCO | 2025 | B14 | 900 | 0 | 900 | 0 | 0 | 0 | 0 | 0 | 0 | 0 | 0 | 0 | 0 | 0
FRCC_2_SOCO | FRCC | SOCO | 2025 | B15 | 1203 | 0 | 900 | 0 | 0 | 0 | 0 | 0 | 0 | 0 | 0 | 0 | 0 | 0
FRCC_2_SOCO | FRCC | SOCO | 2025 | B16 | 25 | 0 | 900 | 0 | 0 | 0 | 0 | 0 | 0 | 0 | 0 | 0 | 0 | 0
FRCC_2_SOCO | FRCC | SOCO | 2025 | B17 | 100 | 0 | 900 | 231.19 | 0 | 0 | 0 | 0 | 0 | 0 | 0 | 0 | 0 | 0
FRCC_2_SOCO | FRCC | SOCO | 2025 | B18 | 400 | 0 | 900 | 0 | 0 | 0 | 0 | 0 | 0 | 0 | 0 | 0 | 0 | 0
FRCC_2_SOCO | FRCC | SOCO | 2025 | B19 | 700 | 0 | 900 | 0 | 0 | 0 | 0 | 0 | 0 | 0 | 0 | 0 | 0 | 0
FRCC_2_SOCO | FRCC | SOCO | 2025 | B20 | 935 | 0 | 900 | 0 | 0 | 0 | 0 | 0 | 0 | 0 | 0 | 0 | 0 | 0
FRCC_2_SOCO | FRCC | SOCO | 2030 | B1 | 10 | 0 | 900 | 0 | 0 | 0 | 0 | 0 | 0 | 0 | 0 | 0 | 3.2801 | 1.0934
FRCC_2_SOCO | FRCC | SOCO | 2030 | B2 | 25 | 0 | 900 | 487.01 | 0 | 0 | 0 | 0 | 0 | 0 | 0 | 0 | 3.2801 | 1.0934
FRCC_2_SOCO | FRCC | SOCO | 2030 | B3 | 75 | 0 | 900 | 535.3 | 0 | 0 | 0 | 0 | 0 | 0 | 0 | 0 | 3.2801 | 1.0934
FRCC_2_SOCO | FRCC | SOCO | 2030 | B4 | 100 | 0 | 900 | 258.66 | 0 | 0 | 0 | 0 | 0 | 0 | 0 | 0 | 3.2801 | 1.0934
FRCC_2_SOCO | FRCC | SOCO | 2030 | B5 | 200 | 0 | 900 | 900 | 0 | 0 | 0 | 0 | 18.1017 | 0 | 0 | 4.0226 | 3.2801 | 1.0934
FRCC_2_SOCO | FRCC | SOCO | 2030 | B6 | 300 | 0 | 900 | 0 | 0 | 0 | 0 | 0 | 0 | 0 | 0 | 0 | 3.2801 | 1.0934
FRCC_2_SOCO | FRCC | SOCO | 2030 | B7 | 400 | 0 | 900 | 0 | 0 | 900 | 0 | 0 | 0 | 0 | 0.21366 | 0 | 3.2801 | 1.0934
FRCC_2_SOCO | FRCC | SOCO | 2030 | B8 | 500 | 0 | 900 | 0 | 0 | 0 | 0 | 0 | 0 | 0 | 0 | 0 | 3.2801 | 1.0934
FRCC_2_SOCO | FRCC | SOCO | 2030 | B9 | 800 | 0 | 900 | 0 | 0 | 0 | 0 | 0 | 0 | 0 | 0 | 0 | 3.2801 | 1.0934
FRCC_2_SOCO | FRCC | SOCO | 2030 | B10 | 1262 | 0 | 900 | 0 | 0 | 0 | 0 | 0 | 0 | 0 | 0 | 0 | 3.2801 | 1.0934
FRCC_2_SOCO | FRCC | SOCO | 2030 | B11 | 25 | 0 | 900 | 0 | 0 | 0 | 0 | 0 | 0 | 0 | 0 | 0 | 3.2801 | 1.0934
FRCC_2_SOCO | FRCC | SOCO | 2030 | B12 | 200 | 0 | 900 | 0 | 0 | 0 | 0 | 0 | 0 | 0 | 0 | 0 | 3.2801 | 1.0934
FRCC_2_SOCO | FRCC | SOCO | 2030 | B13 | 600 | 0 | 900 | 0 | 0 | 0 | 0 | 0 | 0 | 0 | 0 | 0 | 3.2801 | 1.0934
FRCC_2_SOCO | FRCC | SOCO | 2030 | B14 | 900 | 0 | 900 | 0 | 0 | 0 | 0 | 0 | 0 | 0 | 0 | 0 | 3.2801 | 1.0934
FRCC_2_SOCO | FRCC | SOCO | 2030 | B15 | 1203 | 0 | 900 | 0 | 0 | 0 | 0 | 0 | 0 | 0 | 0 | 0 | 3.2801 | 1.0934
FRCC_2_SOCO | FRCC | SOCO | 2030 | B16 | 25 | 0 | 900 | 0 | 0 | 0 | 0 | 0 | 0 | 0 | 0 | 0 | 3.2801 | 1.0934
FRCC_2_SOCO | FRCC | SOCO | 2030 | B17 | 100 | 0 | 900 | 0 | 0 | 0 | 0 | 0 | 0 | 0 | 0 | 0 | 3.2801 | 1.0934
FRCC_2_SOCO | FRCC | SOCO | 2030 | B18 | 400 | 0 | 900 | 0 | 0 | 0 | 0 | 0 | 0 | 0 | 0 | 0 | 3.2801 | 1.0934
FRCC_2_SOCO | FRCC | SOCO | 2030 | B19 | 700 | 0 | 900 | 900 | 0 | 0 | 0 | 0 | 0.45106 | 0 | 0 | 0.35082 | 3.2801 | 1.0934
FRCC_2_SOCO | FRCC | SOCO | 2030 | B20 | 935 | 0 | 900 | 0 | 0 | 0 | 0 | 0 | 0 | 0 | 0 | 0 | 3.2801 | 1.0934
FRCC_2_SOCO | FRCC | SOCO | 2035 | B1 | 10 | 0 | 900 | 0 | 0 | 0 | 0 | 0 | 0 | 0 | 0 | 0 | 0 | 0
FRCC_2_SOCO | FRCC | SOCO | 2035 | B2 | 25 | 0 | 900 | 0 | 0 | 0 | 0 | 0 | 0 | 0 | 0 | 0 | 0 | 0
FRCC_2_SOCO | FRCC | SOCO | 2035 | B3 | 75 | 0 | 900 | 0 | 0 | 0 | 0 | 0 | 0 | 0 | 0 | 0 | 0 | 0
FRCC_2_SOCO | FRCC | SOCO | 2035 | B4 | 100 | 0 | 900 | 0 | 0 | 0 | 0 | 0 | 0 | 0 | 0 | 0 | 0 | 0
FRCC_2_SOCO | FRCC | SOCO | 2035 | B5 | 200 | 0 | 900 | 0 | 0 | 0 | 0 | 0 | 0 | 0 | 0 | 0 | 0 | 0
FRCC_2_SOCO | FRCC | SOCO | 2035 | B6 | 300 | 0 | 900 | 0 | 0 | 0 | 0 | 0 | 0 | 0 | 0 | 0 | 0 | 0
FRCC_2_SOCO | FRCC | SOCO | 2035 | B7 | 400 | 0 | 900 | 0 | 0 | 0 | 0 | 0 | 0 | 0 | 0 | 0 | 0 | 0
FRCC_2_SOCO | FRCC | SOCO | 2035 | B8 | 500 | 0 | 900 | 0 | 0 | 0 | 0 | 0 | 0 | 0 | 0 | 0 | 0 | 0
FRCC_2_SOCO | FRCC | SOCO | 2035 | B9 | 800 | 0 | 900 | 0 | 0 | 0 | 0 | 0 | 0 | 0 | 0 | 0 | 0 | 0
FRCC_2_SOCO | FRCC | SOCO | 2035 | B10 | 1262 | 0 | 900 | 185.42 | 185.42 | 185.42 | 0 | 0 | 0 | 0 | 0 | 0 | 0 | 0
FRCC_2_SOCO | FRCC | SOCO | 2035 | B11 | 25 | 0 | 900 | 0 | 0 | 0 | 0 | 0 | 0 | 0 | 0 | 0 | 0 | 0
FRCC_2_SOCO | FRCC | SOCO | 2035 | B12 | 200 | 0 | 900 | 0 | 0 | 0 | 0 | 0 | 0 | 0 | 0 | 0 | 0 | 0
FRCC_2_SOCO | FRCC | SOCO | 2035 | B13 | 600 | 0 | 900 | 0 | 0 | 0 | 0 | 0 | 0 | 0 | 0 | 0 | 0 | 0
FRCC_2_SOCO | FRCC | SOCO | 2035 | B14 | 900 | 0 | 900 | 0 | 0 | 0 | 0 | 0 | 0 | 0 | 0 | 0 | 0 | 0
FRCC_2_SOCO | FRCC | SOCO | 2035 | B15 | 1203 | 0 | 900 | 0 | 0 | 0 | 0 | 0 | 0 | 0 | 0 | 0 | 0 | 0
FRCC_2_SOCO | FRCC | SOCO | 2035 | B16 | 25 | 0 | 900 | 0 | 0 | 0 | 0 | 0 | 0 | 0 | 0 | 0 | 0 | 0
FRCC_2_SOCO | FRCC | SOCO | 2035 | B17 | 100 | 0 | 900 | 0 | 0 | 0 | 0 | 0 | 0 | 0 | 0 | 0 | 0 | 0
FRCC_2_SOCO | FRCC | SOCO | 2035 | B18 | 400 | 0 | 900 | 0 | 0 | 0 | 0 | 0 | 0 | 0 | 0 | 0 | 0 | 0
FRCC_2_SOCO | FRCC | SOCO | 2035 | B19 | 700 | 0 | 900 | 0 | 0 | 0 | 0 | 0 | 0 | 0 | 0 | 0 | 0 | 0
FRCC_2_SOCO | FRCC | SOCO | 2035 | B20 | 935 | 0 | 900 | 0 | 0 | 0 | 0 | 0 | 0 | 0 | 0 | 0 | 0 | 0
FRCC_2_SOCO | FRCC | SOCO | 2040 | B1 | 10 | 0 | 900 | 0 | 0 | 0 | 0 | 0 | 0 | 0 | 0 | 0 | 0 | 0
FRCC_2_SOCO | FRCC | SOCO | 2040 | B2 | 25 | 0 | 900 | 0 | 0 | 0 | 0 | 0 | 0 | 0 | 0 | 0 | 0 | 0
FRCC_2_SOCO | FRCC | SOCO | 2040 | B3 | 75 | 0 | 900 | 0 | 0 | 0 | 0 | 0 | 0 | 0 | 0 | 0 | 0 | 0
FRCC_2_SOCO | FRCC | SOCO | 2040 | B4 | 100 | 0 | 900 | 498.79 | 0 | 0 | 0 | 0 | 0 | 0 | 0 | 0 | 0 | 0
FRCC_2_SOCO | FRCC | SOCO | 2040 | B5 | 200 | 0 | 900 | 0 | 0 | 0 | 0 | 0 | 0 | 0 | 0 | 0 | 0 | 0
FRCC_2_SOCO | FRCC | SOCO | 2040 | B6 | 300 | 0 | 900 | 0 | 0 | 0 | 0 | 0 | 0 | 0 | 0 | 0 | 0 | 0
FRCC_2_SOCO | FRCC | SOCO | 2040 | B7 | 400 | 0 | 900 | 0 | 0 | 0 | 0 | 0 | 0 | 0 | 0 | 0 | 0 | 0
FRCC_2_SOCO | FRCC | SOCO | 2040 | B8 | 500 | 0 | 900 | 0 | 0 | 0 | 0 | 0 | 0 | 0 | 0 | 0 | 0 | 0
FRCC_2_SOCO | FRCC | SOCO | 2040 | B9 | 800 | 0 | 900 | 0 | 0 | 0 | 0 | 0 | 0 | 0 | 0 | 0 | 0 | 0
FRCC_2_SOCO | FRCC | SOCO | 2040 | B10 | 1262 | 1262 | 900 | 177.1 | 900 | 900 | 1699.34 | 1294.7 | 0 | 0.01187 | 0.01187 | 0 | 0 | 0
FRCC_2_SOCO | FRCC | SOCO | 2040 | B11 | 25 | 0 | 900 | 0 | 0 | 0 | 0 | 0 | 0 | 0 | 0 | 0 | 0 | 0
FRCC_2_SOCO | FRCC | SOCO | 2040 | B12 | 200 | 0 | 900 | 0 | 0 | 0 | 0 | 0 | 0 | 0 | 0 | 0 | 0 | 0
FRCC_2_SOCO | FRCC | SOCO | 2040 | B13 | 600 | 0 | 900 | 0 | 0 | 0 | 0 | 0 | 0 | 0 | 0 | 0 | 0 | 0
FRCC_2_SOCO | FRCC | SOCO | 2040 | B14 | 900 | 0 | 900 | 0 | 0 | 0 | 0 | 0 | 0 | 0 | 0 | 0 | 0 | 0
FRCC_2_SOCO | FRCC | SOCO | 2040 | B15 | 1203 | 1203 | 900 | 0 | 900 | 900 | 2103.63 | 2116.9 | 0 | 0.01187 | 0.01187 | 0 | 0 | 0
FRCC_2_SOCO | FRCC | SOCO | 2040 | B16 | 25 | 0 | 900 | 0 | 0 | 0 | 0 | 0 | 0 | 0 | 0 | 0 | 0 | 0
FRCC_2_SOCO | FRCC | SOCO | 2040 | B17 | 100 | 0 | 900 | 0 | 0 | 0 | 0 | 0 | 0 | 0 | 0 | 0 | 0 | 0
FRCC_2_SOCO | FRCC | SOCO | 2040 | B18 | 400 | 0 | 900 | 0 | 0 | 0 | 0 | 0 | 0 | 0 | 0 | 0 | 0 | 0
FRCC_2_SOCO | FRCC | SOCO | 2040 | B19 | 700 | 0 | 900 | 0 | 0 | 0 | 0 | 0 | 0 | 0 | 0 | 0 | 0 | 0
FRCC_2_SOCO | FRCC | SOCO | 2040 | B20 | 935 | 0 | 900 | 0 | 0 | 0 | 0 | 0 | 0 | 0 | 0 | 0 | 0 | 0
FRCC_2_SOCO | FRCC | SOCO | 2045 | B1 | 10 | 0 | 900 | 0 | 0 | 0 | 0 | 0 | 0 | 0 | 0 | 0 | 32.2969 | 10.7656
FRCC_2_SOCO | FRCC | SOCO | 2045 | B2 | 25 | 0 | 900 | 0 | 0 | 0 | 0 | 0 | 0 | 0 | 0 | 0 | 32.2969 | 10.7656
FRCC_2_SOCO | FRCC | SOCO | 2045 | B3 | 75 | 0 | 900 | 0 | 0 | 0 | 0 | 0 | 0 | 0 | 0 | 0 | 32.2969 | 10.7656
FRCC_2_SOCO | FRCC | SOCO | 2045 | B4 | 100 | 0 | 900 | 0 | 0 | 0 | 0 | 0 | 0 | 0 | 0 | 0 | 32.2969 | 10.7656
FRCC_2_SOCO | FRCC | SOCO | 2045 | B5 | 200 | 0 | 900 | 0 | 0 | 0 | 0 | 0 | 0 | 0 | 0 | 0 | 32.2969 | 10.7656
FRCC_2_SOCO | FRCC | SOCO | 2045 | B6 | 300 | 0 | 900 | 0 | 0 | 0 | 0 | 0 | 0 | 0 | 0 | 0 | 32.2969 | 10.7656
FRCC_2_SOCO | FRCC | SOCO | 2045 | B7 | 400 | 0 | 900 | 0 | 0 | 0 | 0 | 0 | 0 | 0 | 0 | 0 | 32.2969 | 10.7656
FRCC_2_SOCO | FRCC | SOCO | 2045 | B8 | 500 | 0 | 900 | 0 | 0 | 0 | 0 | 0 | 0 | 0 | 0 | 0 | 32.2969 | 10.7656
FRCC_2_SOCO | FRCC | SOCO | 2045 | B9 | 800 | 0 | 900 | 0 | 0 | 0 | 0 | 0 | 0 | 0 | 0 | 0 | 32.2969 | 10.7656
FRCC_2_SOCO | FRCC | SOCO | 2045 | B10 | 1262 | 0 | 900 | 900 | 900 | 900 | 0 | 1804.28 | 44.2039 | 19.36 | 10.7661 | 16.4074 | 32.2969 | 10.7656
FRCC_2_SOCO | FRCC | SOCO | 2045 | B11 | 25 | 0 | 900 | 0 | 0 | 0 | 0 | 0 | 0 | 0 | 0 | 0 | 32.2969 | 10.7656
FRCC_2_SOCO | FRCC | SOCO | 2045 | B12 | 200 | 0 | 900 | 0 | 0 | 0 | 0 | 0 | 0 | 0 | 0 | 0 | 32.2969 | 10.7656
FRCC_2_SOCO | FRCC | SOCO | 2045 | B13 | 600 | 0 | 900 | 0 | 0 | 0 | 0 | 0 | 0 | 0 | 0 | 0 | 32.2969 | 10.7656
FRCC_2_SOCO | FRCC | SOCO | 2045 | B14 | 900 | 0 | 900 | 0 | 0 | 0 | 0 | 0 | 0 | 0 | 0 | 0 | 32.2969 | 10.7656
FRCC_2_SOCO | FRCC | SOCO | 2045 | B15 | 1203 | 0 | 900 | 900 | 900 | 900 | 0 | 2221.86 | 54.1984 | 15.4191 | 10.7661 | 19.1767 | 32.2969 | 10.7656
FRCC_2_SOCO | FRCC | SOCO | 2045 | B16 | 25 | 0 | 900 | 0 | 0 | 0 | 0 | 0 | 0 | 0 | 0 | 0 | 32.2969 | 10.7656
FRCC_2_SOCO | FRCC | SOCO | 2045 | B17 | 100 | 0 | 900 | 0 | 0 | 0 | 0 | 0 | 0 | 0 | 0 | 0 | 32.2969 | 10.7656
FRCC_2_SOCO | FRCC | SOCO | 2045 | B18 | 400 | 0 | 900 | 0 | 0 | 0 | 0 | 0 | 0 | 0 | 0 | 0 | 32.2969 | 10.7656
FRCC_2_SOCO | FRCC | SOCO | 2045 | B19 | 700 | 0 | 900 | 0 | 0 | 0 | 0 | 0 | 0 | 0 | 0 | 0 | 32.2969 | 10.7656
FRCC_2_SOCO | FRCC | SOCO | 2045 | B20 | 935 | 0 | 900 | 900 | 900 | 900 | 0 | 0 | 27.1942 | 14.9443 | 8.1547 | 7.4784 | 32.2969 | 10.7656
FRCC_2_SOCO | FRCC | SOCO | 2050 | B1 | 10 | 0 | 900 | 0 | 0 | 0 | 0 | 0 | 0 | 0 | 0 | 0 | 13.0914 | 4.3638
FRCC_2_SOCO | FRCC | SOCO | 2050 | B2 | 25 | 0 | 900 | 0 | 0 | 0 | 0 | 0 | 0 | 0 | 0 | 0 | 13.0914 | 4.3638
FRCC_2_SOCO | FRCC | SOCO | 2050 | B3 | 75 | 0 | 900 | 0 | 0 | 0 | 0 | 0 | 0 | 0 | 0 | 0 | 13.0914 | 4.3638
FRCC_2_SOCO | FRCC | SOCO | 2050 | B4 | 100 | 0 | 900 | 0 | 0 | 0 | 0 | 0 | 0 | 0 | 0 | 0 | 13.0914 | 4.3638
FRCC_2_SOCO | FRCC | SOCO | 2050 | B5 | 200 | 0 | 900 | 0 | 0 | 0 | 0 | 0 | 0 | 0 | 0 | 0 | 13.0914 | 4.3638
FRCC_2_SOCO | FRCC | SOCO | 2050 | B6 | 300 | 0 | 900 | 0 | 0 | 0 | 0 | 0 | 0 | 0 | 0 | 0 | 13.0914 | 4.3638
FRCC_2_SOCO | FRCC | SOCO | 2050 | B7 | 400 | 0 | 900 | 0 | 0 | 0 | 0 | 0 | 0 | 0 | 0 | 0 | 13.0914 | 4.3638
FRCC_2_SOCO | FRCC | SOCO | 2050 | B8 | 500 | 0 | 900 | 0 | 0 | 0 | 0 | 0 | 0 | 0 | 0 | 0 | 13.0914 | 4.3638
FRCC_2_SOCO | FRCC | SOCO | 2050 | B9 | 800 | 0 | 900 | 0 | 812.24 | 900 | 0 | 495.9 | 0 | 0 | 4.3682 | 0 | 13.0914 | 4.3638
FRCC_2_SOCO | FRCC | SOCO | 2050 | B10 | 1262 | 0 | 900 | 900 | 0 | 0 | 0 | 0 | 15.7634 | 0 | 0 | 5.851 | 13.0914 | 4.3638
FRCC_2_SOCO | FRCC | SOCO | 2050 | B11 | 25 | 0 | 900 | 0 | 0 | 0 | 0 | 0 | 0 | 0 | 0 | 0 | 13.0914 | 4.3638
FRCC_2_SOCO | FRCC | SOCO | 2050 | B12 | 200 | 0 | 900 | 0 | 0 | 0 | 0 | 0 | 0 | 0 | 0 | 0 | 13.0914 | 4.3638
FRCC_2_SOCO | FRCC | SOCO | 2050 | B13 | 600 | 0 | 900 | 0 | 0 | 0 | 0 | 0 | 0 | 0 | 0 | 0 | 13.0914 | 4.3638
FRCC_2_SOCO | FRCC | SOCO | 2050 | B14 | 900 | 0 | 900 | 0 | 0 | 0 | 0 | 0 | 0 | 0 | 0 | 0 | 13.0914 | 4.3638
FRCC_2_SOCO | FRCC | SOCO | 2050 | B15 | 1203 | 0 | 900 | 900 | 900 | 0 | 0 | 0 | 17.6388 | 5.6026 | 0 | 6.241 | 13.0914 | 4.3638
FRCC_2_SOCO | FRCC | SOCO | 2050 | B16 | 25 | 0 | 900 | 0 | 0 | 0 | 0 | 0 | 0 | 0 | 0 | 0 | 13.0914 | 4.3638
FRCC_2_SOCO | FRCC | SOCO | 2050 | B17 | 100 | 0 | 900 | 0 | 0 | 0 | 0 | 0 | 0 | 0 | 0 | 0 | 13.0914 | 4.3638
FRCC_2_SOCO | FRCC | SOCO | 2050 | B18 | 400 | 0 | 900 | 0 | 0 | 0 | 0 | 0 | 0 | 0 | 0 | 0 | 13.0914 | 4.3638
FRCC_2_SOCO | FRCC | SOCO | 2050 | B19 | 700 | 0 | 900 | 0 | 0 | 0 | 0 | 0 | 0 | 0 | 0 | 0 | 13.0914 | 4.3638
FRCC_2_SOCO | FRCC | SOCO | 2050 | B20 | 935 | 0 | 900 | 900 | 900 | 0 | 0 | 0 | 19.5024 | 7.7392 | 0 | 5.3632 | 13.0914 | 4.3638
IESO_2_MAPP_CA | IESO | MAPP_CA | 2015 | B1 | 10 | 0 | 262 | 0 | 0 | 0 | 0 | 0 | 0 | 0 | 0 | 0 | 3.7082 | 1.2361
IESO_2_MAPP_CA | IESO | MAPP_CA | 2015 | B2 | 25 | 0 | 262 | 0 | 0 | 0 | 0 | 0 | 0 | 0 | 0 | 0 | 3.7082 | 1.2361
IESO_2_MAPP_CA | IESO | MAPP_CA | 2015 | B3 | 75 | 0 | 262 | 157.92 | 0 | 0 | 0 | 0 | 0 | 0 | 0 | 0 | 3.7082 | 1.2361
IESO_2_MAPP_CA | IESO | MAPP_CA | 2015 | B4 | 100 | 0 | 262 | 262 | 0 | 0 | 0 | 0 | 7.5612 | 0 | 0 | 0.087413 | 3.7082 | 1.2361
IESO_2_MAPP_CA | IESO | MAPP_CA | 2015 | B5 | 200 | 0 | 262 | 262 | 262 | 56.98 | 0 | 0 | 7.5374 | 0.61724 | 0 | 0.17428 | 3.7082 | 1.2361
IESO_2_MAPP_CA | IESO | MAPP_CA | 2015 | B6 | 300 | 0 | 262 | 262 | 262 | 262 | 0 | 0 | 12.5703 | 3.656 | 1.2345 | 0.43597 | 3.7082 | 1.2361
IESO_2_MAPP_CA | IESO | MAPP_CA | 2015 | B7 | 400 | 0 | 262 | 262 | 262 | 262 | 0 | 0 | 5.1516 | 3.5729 | 1.1989 | 0.23822 | 3.7082 | 1.2361
IESO_2_MAPP_CA | IESO | MAPP_CA | 2015 | B8 | 500 | 0 | 262 | 262 | 262 | 262 | 0 | 0 | 4.2495 | 2.0654 | 1.1989 | 0.24563 | 3.7082 | 1.2361
IESO_2_MAPP_CA | IESO | MAPP_CA | 2015 | B9 | 800 | 0 | 262 | 262 | 262 | 262 | 0 | 0 | 3.5254 | 1.4363 | 0.09496 | 0.32605 | 3.7082 | 1.2361
IESO_2_MAPP_CA | IESO | MAPP_CA | 2015 | B10 | 1262 | 0 | 262 | 262 | 262 | 262 | 0 | 0 | 3.5254 | 1.4363 | 0.09496 | 0.51434 | 3.7082 | 1.2361
IESO_2_MAPP_CA | IESO | MAPP_CA | 2015 | B11 | 25 | 0 | 262 | 262 | 0 | 0 | 0 | 0 | 19.36 | 0 | 0 | 0.055954 | 3.7082 | 1.2361
IESO_2_MAPP_CA | IESO | MAPP_CA | 2015 | B12 | 200 | 0 | 262 | 262 | 262 | 262 | 0 | 0 | 11.051 | 3.6322 | 1.2345 | 0.25551 | 3.7082 | 1.2361
IESO_2_MAPP_CA | IESO | MAPP_CA | 2015 | B13 | 600 | 0 | 262 | 262 | 262 | 262 | 0 | 0 | 5.9706 | 2.9438 | 1.2345 | 0.41415 | 3.7082 | 1.2361
IESO_2_MAPP_CA | IESO | MAPP_CA | 2015 | B14 | 900 | 0 | 262 | 262 | 262 | 262 | 0 | 0 | 3.9171 | 1.0802 | 0.43919 | 0.40756 | 3.7082 | 1.2361
IESO_2_MAPP_CA | IESO | MAPP_CA | 2015 | B15 | 1203 | 0 | 262 | 262 | 262 | 0 | 0 | 0 | 3.9171 | 1.0802 | 0 | 0.54477 | 3.7082 | 1.2361
IESO_2_MAPP_CA | IESO | MAPP_CA | 2015 | B16 | 25 | 25 | 262 | 262 | 262 | 262 | 672.49 | 0 | 13.5081 | 3.7034 | 1.2345 | 0.039041 | 3.7082 | 1.2361
IESO_2_MAPP_CA | IESO | MAPP_CA | 2015 | B17 | 100 | 0 | 262 | 262 | 262 | 262 | 0 | 0 | 11.597 | 3.3473 | 1.2345 | 0.13407 | 3.7082 | 1.2361
IESO_2_MAPP_CA | IESO | MAPP_CA | 2015 | B18 | 400 | 0 | 262 | 262 | 262 | 262 | 0 | 0 | 5.6026 | 3.0506 | 1.1989 | 0.25908 | 3.7082 | 1.2361
IESO_2_MAPP_CA | IESO | MAPP_CA | 2015 | B19 | 700 | 0 | 262 | 262 | 262 | 0 | 0 | 0 | 4.2969 | 0.79529 | 0 | 0.34773 | 3.7082 | 1.2361
IESO_2_MAPP_CA | IESO | MAPP_CA | 2015 | B20 | 935 | 0 | 262 | 262 | 0 | 0 | 0 | 0 | 4.2969 | 0 | 0 | 0.46447 | 3.7082 | 1.2361
IESO_2_MAPP_CA | IESO | MAPP_CA | 2020 | B1 | 10 | 0 | 262 | 262 | 0 | 262 | 0 | 0 | 25.5799 | 0 | 1.6737 | 0.029284 | 9.0509 | 3.017
IESO_2_MAPP_CA | IESO | MAPP_CA | 2020 | B2 | 25 | 0 | 262 | 228.43 | 0 | 262 | 0 | 0 | 0 | 0 | 1.555 | 0 | 9.0509 | 3.017
IESO_2_MAPP_CA | IESO | MAPP_CA | 2020 | B3 | 75 | 0 | 262 | 262 | 262 | 262 | 0 | 0 | 7.9885 | 5.8282 | 1.733 | 0.068591 | 9.0509 | 3.017
IESO_2_MAPP_CA | IESO | MAPP_CA | 2020 | B4 | 100 | 0 | 262 | 262 | 262 | 262 | 0 | 0 | 35.8237 | 5.8282 | 1.7211 | 0.41012 | 9.0509 | 3.017
IESO_2_MAPP_CA | IESO | MAPP_CA | 2020 | B5 | 200 | 0 | 262 | 262 | 262 | 262 | 0 | 0 | 35.8237 | 5.8282 | 1.733 | 0.82023 | 9.0509 | 3.017
IESO_2_MAPP_CA | IESO | MAPP_CA | 2020 | B6 | 300 | 300 | 262 | 262 | 262 | 262 | 43.75 | 0 | 35.9542 | 9.0449 | 2.9912 | 1.2348 | 9.0509 | 3.017
IESO_2_MAPP_CA | IESO | MAPP_CA | 2020 | B7 | 400 | 0 | 262 | 262 | 262 | 262 | 0 | 0 | 8.2971 | 5.8282 | 1.828 | 0.37995 | 9.0509 | 3.017
IESO_2_MAPP_CA | IESO | MAPP_CA | 2020 | B8 | 500 | 0 | 262 | 262 | 262 | 262 | 0 | 0 | 8.2971 | 6.7778 | 1.7924 | 0.47494 | 9.0509 | 3.017
IESO_2_MAPP_CA | IESO | MAPP_CA | 2020 | B9 | 800 | 0 | 262 | 262 | 262 | 262 | 0 | 0 | 8.2971 | 7.6324 | 2.0773 | 0.7599 | 9.0509 | 3.017
IESO_2_MAPP_CA | IESO | MAPP_CA | 2020 | B10 | 1262 | 0 | 262 | 262 | 262 | 262 | 0 | 32.28 | 8.2971 | 7.6324 | 3.015 | 1.1987 | 9.0509 | 3.017
IESO_2_MAPP_CA | IESO | MAPP_CA | 2020 | B11 | 25 | 0 | 262 | 262 | 262 | 262 | 0 | 0 | 24.8202 | 5.389 | 1.6618 | 0.071037 | 9.0509 | 3.017
IESO_2_MAPP_CA | IESO | MAPP_CA | 2020 | B12 | 200 | 0 | 262 | 262 | 262 | 262 | 0 | 0 | 20.0128 | 8.6651 | 2.8488 | 0.45822 | 9.0509 | 3.017
IESO_2_MAPP_CA | IESO | MAPP_CA | 2020 | B13 | 600 | 0 | 262 | 262 | 262 | 262 | 0 | 0 | 12.784 | 7.5137 | 2.7064 | 0.87812 | 9.0509 | 3.017
IESO_2_MAPP_CA | IESO | MAPP_CA | 2020 | B14 | 900 | 0 | 262 | 262 | 262 | 262 | 0 | 0 | 9.5554 | 2.9082 | 1.6499 | 0.98452 | 9.0509 | 3.017
IESO_2_MAPP_CA | IESO | MAPP_CA | 2020 | B15 | 1203 | 0 | 262 | 262 | 262 | 262 | 0 | 0 | 9.5554 | 2.9082 | 0.86651 | 1.316 | 9.0509 | 3.017
IESO_2_MAPP_CA | IESO | MAPP_CA | 2020 | B16 | 25 | 0 | 262 | 262 | 262 | 262 | 0 | 0 | 40.4886 | 5.1278 | 2.8488 | 0.11588 | 9.0509 | 3.017
IESO_2_MAPP_CA | IESO | MAPP_CA | 2020 | B17 | 100 | 0 | 262 | 262 | 262 | 262 | 0 | 0 | 19.2769 | 8.6058 | 2.8488 | 0.22069 | 9.0509 | 3.017
IESO_2_MAPP_CA | IESO | MAPP_CA | 2020 | B18 | 400 | 0 | 262 | 262 | 262 | 262 | 0 | 0 | 13.7929 | 8.6058 | 2.8488 | 0.63162 | 9.0509 | 3.017
IESO_2_MAPP_CA | IESO | MAPP_CA | 2020 | B19 | 700 | 0 | 262 | 262 | 262 | 262 | 0 | 0 | 10.7661 | 5.1397 | 2.8488 | 0.86277 | 9.0509 | 3.017
IESO_2_MAPP_CA | IESO | MAPP_CA | 2020 | B20 | 935 | 0 | 262 | 262 | 262 | 257.89 | 0 | 0 | 10.7661 | 2.8725 | 0 | 1.1524 | 9.0509 | 3.017
IESO_2_MAPP_CA | IESO | MAPP_CA | 2025 | B1 | 10 | 0 | 262 | 0 | 215.92 | 0 | 0 | 0 | 0 | 0 | 0 | 0 | 26.0171 | 8.6724
IESO_2_MAPP_CA | IESO | MAPP_CA | 2025 | B2 | 25 | 0 | 262 | 0 | 262 | 0 | 0 | 0 | 0 | 6.7422 | 0 | 0 | 26.0171 | 8.6724
IESO_2_MAPP_CA | IESO | MAPP_CA | 2025 | B3 | 75 | 0 | 262 | 0 | 262 | 262 | 0 | 0 | 0 | 7.5849 | 2.5283 | 0 | 26.0171 | 8.6724
IESO_2_MAPP_CA | IESO | MAPP_CA | 2025 | B4 | 100 | 0 | 262 | 0 | 262 | 262 | 0 | 0 | 0 | 13.5911 | 2.2434 | 0 | 26.0171 | 8.6724
IESO_2_MAPP_CA | IESO | MAPP_CA | 2025 | B5 | 200 | 0 | 262 | 262 | 262 | 262 | 0 | 0 | 45.5808 | 13.5911 | 1.8873 | 1.2011 | 26.0171 | 8.6724
IESO_2_MAPP_CA | IESO | MAPP_CA | 2025 | B6 | 300 | 0 | 262 | 262 | 262 | 262 | 0 | 0 | 45.5808 | 13.5911 | 2.4808 | 1.8016 | 26.0171 | 8.6724
IESO_2_MAPP_CA | IESO | MAPP_CA | 2025 | B7 | 400 | 0 | 262 | 262 | 262 | 262 | 0 | 0 | 45.5808 | 8.3446 | 2.2434 | 2.4022 | 26.0171 | 8.6724
IESO_2_MAPP_CA | IESO | MAPP_CA | 2025 | B8 | 500 | 0 | 262 | 262 | 262 | 262 | 0 | 0 | 45.5808 | 17.2471 | 2.2434 | 3.0027 | 26.0171 | 8.6724
IESO_2_MAPP_CA | IESO | MAPP_CA | 2025 | B9 | 800 | 0 | 262 | 262 | 262 | 262 | 0 | 0 | 45.5808 | 17.2471 | 3.193 | 4.8043 | 26.0171 | 8.6724
IESO_2_MAPP_CA | IESO | MAPP_CA | 2025 | B10 | 1262 | 0 | 262 | 262 | 262 | 262 | 0 | 0 | 45.5808 | 17.2471 | 3.193 | 7.5788 | 26.0171 | 8.6724
IESO_2_MAPP_CA | IESO | MAPP_CA | 2025 | B11 | 25 | 0 | 262 | 262 | 262 | 262 | 0 | 0 | 33.4853 | 6.3861 | 0.72407 | 0.11029 | 26.0171 | 8.6724
IESO_2_MAPP_CA | IESO | MAPP_CA | 2025 | B12 | 200 | 0 | 262 | 262 | 262 | 0 | 0 | 0 | 39.0286 | 8.7482 | 0 | 1.0284 | 26.0171 | 8.6724
IESO_2_MAPP_CA | IESO | MAPP_CA | 2025 | B13 | 600 | 0 | 262 | 262 | 262 | 0 | 0 | 0 | 34.7672 | 6.2674 | 0 | 2.7484 | 26.0171 | 8.6724
IESO_2_MAPP_CA | IESO | MAPP_CA | 2025 | B14 | 900 | 0 | 262 | 262 | 262 | 0 | 0 | 0 | 33.4853 | 6.2674 | 0 | 3.9706 | 26.0171 | 8.6724
IESO_2_MAPP_CA | IESO | MAPP_CA | 2025 | B15 | 1203 | 0 | 262 | 262 | 262 | 0 | 0 | 0 | 33.4853 | 6.2674 | 0 | 5.3073 | 26.0171 | 8.6724
IESO_2_MAPP_CA | IESO | MAPP_CA | 2025 | B16 | 25 | 0 | 262 | 131.62 | 262 | 219.53 | 0 | 0 | 0 | 1.8161 | 0 | 0 | 26.0171 | 8.6724
IESO_2_MAPP_CA | IESO | MAPP_CA | 2025 | B17 | 100 | 0 | 262 | 262 | 262 | 262 | 0 | 0 | 4.6412 | 5.1397 | 2.6233 | 0.061148 | 26.0171 | 8.6724
IESO_2_MAPP_CA | IESO | MAPP_CA | 2025 | B18 | 400 | 0 | 262 | 262 | 262 | 262 | 0 | 0 | 4.6412 | 1.3057 | 2.3977 | 0.24459 | 26.0171 | 8.6724
IESO_2_MAPP_CA | IESO | MAPP_CA | 2025 | B19 | 700 | 0 | 262 | 262 | 88.36 | 262 | 0 | 0 | 4.6412 | 0 | 1.3532 | 0.42804 | 26.0171 | 8.6724
IESO_2_MAPP_CA | IESO | MAPP_CA | 2025 | B20 | 935 | 0 | 262 | 161.89 | 75.11 | 0 | 0 | 0 | 0 | 0 | 0 | 0 | 26.0171 | 8.6724
IESO_2_MAPP_CA | IESO | MAPP_CA | 2030 | B1 | 10 | 0 | 262 | 0 | 0 | 262 | 0 | 0 | 0 | 0 | 0.77155 | 0 | 40.8928 | 13.6309
IESO_2_MAPP_CA | IESO | MAPP_CA | 2030 | B2 | 25 | 0 | 262 | 0 | 0 | 262 | 0 | 0 | 0 | 0 | 0.84277 | 0 | 40.8928 | 13.6309
IESO_2_MAPP_CA | IESO | MAPP_CA | 2030 | B3 | 75 | 0 | 262 | 0 | 262 | 262 | 0 | 0 | 0 | 13.8642 | 1.3532 | 0 | 40.8928 | 13.6309
IESO_2_MAPP_CA | IESO | MAPP_CA | 2030 | B4 | 100 | 0 | 262 | 262 | 262 | 262 | 0 | 0 | 55.5991 | 12.7721 | 0.77155 | 0.93886 | 40.8928 | 13.6309
IESO_2_MAPP_CA | IESO | MAPP_CA | 2030 | B5 | 200 | 0 | 262 | 262 | 262 | 262 | 0 | 0 | 55.5991 | 2.5164 | 0.84277 | 1.8777 | 40.8928 | 13.6309
IESO_2_MAPP_CA | IESO | MAPP_CA | 2030 | B6 | 300 | 0 | 262 | 262 | 262 | 262 | 0 | 0 | 55.5991 | 13.6149 | 0.75968 | 2.8166 | 40.8928 | 13.6309
IESO_2_MAPP_CA | IESO | MAPP_CA | 2030 | B7 | 400 | 0 | 262 | 262 | 262 | 262 | 0 | 0 | 55.5991 | 7.9054 | 0.77155 | 3.7554 | 40.8928 | 13.6309
IESO_2_MAPP_CA | IESO | MAPP_CA | 2030 | B8 | 500 | 0 | 262 | 262 | 262 | 262 | 0 | 0 | 55.5991 | 11.5495 | 0.73594 | 4.6943 | 40.8928 | 13.6309
IESO_2_MAPP_CA | IESO | MAPP_CA | 2030 | B9 | 800 | 0 | 262 | 262 | 262 | 262 | 0 | 0 | 55.5991 | 14.7307 | 0.84277 | 7.5109 | 40.8928 | 13.6309
IESO_2_MAPP_CA | IESO | MAPP_CA | 2030 | B10 | 1262 | 0 | 262 | 262 | 262 | 0 | 0 | 0 | 55.5991 | 14.7307 | 0 | 11.8484 | 40.8928 | 13.6309
IESO_2_MAPP_CA | IESO | MAPP_CA | 2030 | B11 | 25 | 0 | 262 | 157.69 | 262 | 11.98 | 0 | 0 | 0 | 8.1191 | 0 | 0 | 40.8928 | 13.6309
IESO_2_MAPP_CA | IESO | MAPP_CA | 2030 | B12 | 200 | 0 | 262 | 262 | 262 | 0 | 0 | 0 | 12.1549 | 8.1191 | 0 | 0.4105 | 40.8928 | 13.6309
IESO_2_MAPP_CA | IESO | MAPP_CA | 2030 | B13 | 600 | 0 | 262 | 249.62 | 262 | 0 | 0 | 0 | 0 | 8.1191 | 0 | 0 | 40.8928 | 13.6309
IESO_2_MAPP_CA | IESO | MAPP_CA | 2030 | B14 | 900 | 0 | 262 | 123.13 | 262 | 0 | 0 | 0 | 0 | 8.1191 | 0 | 0 | 40.8928 | 13.6309
IESO_2_MAPP_CA | IESO | MAPP_CA | 2030 | B15 | 1203 | 0 | 262 | 98.37 | 262 | 0 | 0 | 0 | 0 | 8.1191 | 0 | 0 | 40.8928 | 13.6309
IESO_2_MAPP_CA | IESO | MAPP_CA | 2030 | B16 | 25 | 0 | 262 | 262 | 262 | 0 | 0 | 0 | 55.694 | 23.9893 | 0 | 0.23511 | 40.8928 | 13.6309
IESO_2_MAPP_CA | IESO | MAPP_CA | 2030 | B17 | 100 | 0 | 262 | 262 | 262 | 0 | 0 | 0 | 55.694 | 22.0663 | 0 | 0.94046 | 40.8928 | 13.6309
IESO_2_MAPP_CA | IESO | MAPP_CA | 2030 | B18 | 400 | 0 | 262 | 262 | 262 | 0 | 0 | 0 | 57.617 | 22.0663 | 0 | 3.8917 | 40.8928 | 13.6309
IESO_2_MAPP_CA | IESO | MAPP_CA | 2030 | B19 | 700 | 0 | 262 | 262 | 262 | 0 | 0 | 0 | 57.617 | 15.2292 | 0 | 6.8105 | 40.8928 | 13.6309
IESO_2_MAPP_CA | IESO | MAPP_CA | 2030 | B20 | 935 | 0 | 262 | 262 | 262 | 0 | 0 | 0 | 55.694 | 15.2292 | 0 | 8.7933 | 40.8928 | 13.6309
IESO_2_MAPP_CA | IESO | MAPP_CA | 2035 | B1 | 10 | 0 | 262 | 0 | 0 | 0 | 0 | 0 | 0 | 0 | 0 | 0 | 18.9179 | 6.306
IESO_2_MAPP_CA | IESO | MAPP_CA | 2035 | B2 | 25 | 0 | 262 | 0 | 0 | 0 | 0 | 0 | 0 | 0 | 0 | 0 | 18.9179 | 6.306
IESO_2_MAPP_CA | IESO | MAPP_CA | 2035 | B3 | 75 | 0 | 262 | 0 | 0 | 0 | 0 | 0 | 0 | 0 | 0 | 0 | 18.9179 | 6.306
IESO_2_MAPP_CA | IESO | MAPP_CA | 2035 | B4 | 100 | 0 | 262 | 94.93 | 0 | 0 | 0 | 0 | 0 | 0 | 0 | 0 | 18.9179 | 6.306
IESO_2_MAPP_CA | IESO | MAPP_CA | 2035 | B5 | 200 | 0 | 262 | 262 | 0 | 0 | 0 | 0 | 17.2946 | 0 | 0 | 0.61525 | 18.9179 | 6.306
IESO_2_MAPP_CA | IESO | MAPP_CA | 2035 | B6 | 300 | 0 | 262 | 262 | 0 | 0 | 0 | 0 | 37.8416 | 0 | 0 | 2.0193 | 18.9179 | 6.306
IESO_2_MAPP_CA | IESO | MAPP_CA | 2035 | B7 | 400 | 0 | 262 | 262 | 0 | 0 | 0 | 0 | 37.8416 | 0 | 0 | 2.6924 | 18.9179 | 6.306
IESO_2_MAPP_CA | IESO | MAPP_CA | 2035 | B8 | 500 | 0 | 262 | 262 | 0 | 0 | 0 | 0 | 37.8416 | 0 | 0 | 3.3655 | 18.9179 | 6.306
IESO_2_MAPP_CA | IESO | MAPP_CA | 2035 | B9 | 800 | 0 | 262 | 262 | 211.93 | 0 | 0 | 0 | 37.8416 | 0 | 0 | 5.3848 | 18.9179 | 6.306
IESO_2_MAPP_CA | IESO | MAPP_CA | 2035 | B10 | 1262 | 0 | 262 | 262 | 226.75 | 262 | 0 | 0 | 37.8416 | 0 | 2.2434 | 8.4945 | 18.9179 | 6.306
IESO_2_MAPP_CA | IESO | MAPP_CA | 2035 | B11 | 25 | 0 | 262 | 0 | 0 | 0 | 0 | 0 | 0 | 0 | 0 | 0 | 18.9179 | 6.306
IESO_2_MAPP_CA | IESO | MAPP_CA | 2035 | B12 | 200 | 0 | 262 | 0 | 0 | 0 | 0 | 0 | 0 | 0 | 0 | 0 | 18.9179 | 6.306
IESO_2_MAPP_CA | IESO | MAPP_CA | 2035 | B13 | 600 | 0 | 262 | 0 | 0 | 0 | 0 | 0 | 0 | 0 | 0 | 0 | 18.9179 | 6.306
IESO_2_MAPP_CA | IESO | MAPP_CA | 2035 | B14 | 900 | 0 | 262 | 0 | 0 | 0 | 0 | 0 | 0 | 0 | 0 | 0 | 18.9179 | 6.306
IESO_2_MAPP_CA | IESO | MAPP_CA | 2035 | B15 | 1203 | 0 | 262 | 0 | 0 | 0 | 0 | 0 | 0 | 0 | 0 | 0 | 18.9179 | 6.306
IESO_2_MAPP_CA | IESO | MAPP_CA | 2035 | B16 | 25 | 0 | 262 | 262 | 0 | 0 | 0 | 0 | 0.01187 | 0 | 0 | 5.2784e-05 | 18.9179 | 6.306
IESO_2_MAPP_CA | IESO | MAPP_CA | 2035 | B17 | 100 | 0 | 262 | 262 | 0 | 0 | 0 | 0 | 0.01187 | 0 | 0 | 0.00021113 | 18.9179 | 6.306
IESO_2_MAPP_CA | IESO | MAPP_CA | 2035 | B18 | 400 | 0 | 262 | 262 | 0 | 0 | 0 | 0 | 13.5437 | 0 | 0 | 0.96362 | 18.9179 | 6.306
IESO_2_MAPP_CA | IESO | MAPP_CA | 2035 | B19 | 700 | 0 | 262 | 262 | 0 | 0 | 0 | 0 | 13.5437 | 0 | 0 | 1.6863 | 18.9179 | 6.306
IESO_2_MAPP_CA | IESO | MAPP_CA | 2035 | B20 | 935 | 0 | 262 | 262 | 0 | 262 | 0 | 0 | 0.01187 | 0 | 3.1337 | 0.0019741 | 18.9179 | 6.306
IESO_2_MAPP_CA | IESO | MAPP_CA | 2040 | B1 | 10 | 0 | 262 | 0 | 0 | 0 | 0 | 0 | 0 | 0 | 0 | 0 | 0 | 0
IESO_2_MAPP_CA | IESO | MAPP_CA | 2040 | B2 | 25 | 0 | 262 | 0 | 0 | 0 | 0 | 0 | 0 | 0 | 0 | 0 | 0 | 0
IESO_2_MAPP_CA | IESO | MAPP_CA | 2040 | B3 | 75 | 0 | 262 | 0 | 0 | 0 | 0 | 0 | 0 | 0 | 0 | 0 | 0 | 0
IESO_2_MAPP_CA | IESO | MAPP_CA | 2040 | B4 | 100 | 0 | 262 | 0 | 0 | 0 | 0 | 0 | 0 | 0 | 0 | 0 | 0 | 0
IESO_2_MAPP_CA | IESO | MAPP_CA | 2040 | B5 | 200 | 0 | 262 | 0 | 0 | 0 | 0 | 0 | 0 | 0 | 0 | 0 | 0 | 0
IESO_2_MAPP_CA | IESO | MAPP_CA | 2040 | B6 | 300 | 0 | 262 | 0 | 0 | 0 | 0 | 0 | 0 | 0 | 0 | 0 | 0 | 0
IESO_2_MAPP_CA | IESO | MAPP_CA | 2040 | B7 | 400 | 0 | 262 | 0 | 0 | 0 | 0 | 0 | 0 | 0 | 0 | 0 | 0 | 0
IESO_2_MAPP_CA | IESO | MAPP_CA | 2040 | B8 | 500 | 0 | 262 | 0 | 0 | 0 | 0 | 0 | 0 | 0 | 0 | 0 | 0 | 0
IESO_2_MAPP_CA | IESO | MAPP_CA | 2040 | B9 | 800 | 0 | 262 | 0 | 0 | 0 | 0 | 0 | 0 | 0 | 0 | 0 | 0 | 0
IESO_2_MAPP_CA | IESO | MAPP_CA | 2040 | B10 | 1262 | 0 | 262 | 0 | 0 | 0 | 0 | 0 | 0 | 0 | 0 | 0 | 0 | 0
IESO_2_MAPP_CA | IESO | MAPP_CA | 2040 | B11 | 25 | 0 | 262 | 0 | 0 | 0 | 0 | 0 | 0 | 0 | 0 | 0 | 0 | 0
IESO_2_MAPP_CA | IESO | MAPP_CA | 2040 | B12 | 200 | 0 | 262 | 0 | 0 | 0 | 0 | 0 | 0 | 0 | 0 | 0 | 0 | 0
IESO_2_MAPP_CA | IESO | MAPP_CA | 2040 | B13 | 600 | 0 | 262 | 0 | 0 | 0 | 0 | 0 | 0 | 0 | 0 | 0 | 0 | 0
IESO_2_MAPP_CA | IESO | MAPP_CA | 2040 | B14 | 900 | 0 | 262 | 0 | 0 | 0 | 0 | 0 | 0 | 0 | 0 | 0 | 0 | 0
IESO_2_MAPP_CA | IESO | MAPP_CA | 2040 | B15 | 1203 | 0 | 262 | 0 | 0 | 0 | 0 | 0 | 0 | 0 | 0 | 0 | 0 | 0
IESO_2_MAPP_CA | IESO | MAPP_CA | 2040 | B16 | 25 | 0 | 262 | 0 | 0 | 0 | 0 | 0 | 0 | 0 | 0 | 0 | 0 | 0
IESO_2_MAPP_CA | IESO | MAPP_CA | 2040 | B17 | 100 | 0 | 262 | 0 | 0 | 0 | 0 | 0 | 0 | 0 | 0 | 0 | 0 | 0
IESO_2_MAPP_CA | IESO | MAPP_CA | 2040 | B18 | 400 | 0 | 262 | 0 | 0 | 0 | 0 | 0 | 0 | 0 | 0 | 0 | 0 | 0
IESO_2_MAPP_CA | IESO | MAPP_CA | 2040 | B19 | 700 | 0 | 262 | 0 | 0 | 0 | 0 | 0 | 0 | 0 | 0 | 0 | 0 | 0
IESO_2_MAPP_CA | IESO | MAPP_CA | 2040 | B20 | 935 | 0 | 262 | 0 | 0 | 0 | 0 | 0 | 0 | 0 | 0 | 0 | 0 | 0
IESO_2_MAPP_CA | IESO | MAPP_CA | 2045 | B1 | 10 | 0 | 262 | 0 | 0 | 0 | 0 | 0 | 0 | 0 | 0 | 0 | 0 | 0
IESO_2_MAPP_CA | IESO | MAPP_CA | 2045 | B2 | 25 | 0 | 262 | 0 | 0 | 0 | 0 | 0 | 0 | 0 | 0 | 0 | 0 | 0
IESO_2_MAPP_CA | IESO | MAPP_CA | 2045 | B3 | 75 | 0 | 262 | 0 | 0 | 0 | 0 | 0 | 0 | 0 | 0 | 0 | 0 | 0
IESO_2_MAPP_CA | IESO | MAPP_CA | 2045 | B4 | 100 | 0 | 262 | 0 | 0 | 0 | 0 | 0 | 0 | 0 | 0 | 0 | 0 | 0
IESO_2_MAPP_CA | IESO | MAPP_CA | 2045 | B5 | 200 | 0 | 262 | 0 | 0 | 0 | 0 | 0 | 0 | 0 | 0 | 0 | 0 | 0
IESO_2_MAPP_CA | IESO | MAPP_CA | 2045 | B6 | 300 | 0 | 262 | 0 | 0 | 0 | 0 | 0 | 0 | 0 | 0 | 0 | 0 | 0
IESO_2_MAPP_CA | IESO | MAPP_CA | 2045 | B7 | 400 | 0 | 262 | 0 | 0 | 0 | 0 | 0 | 0 | 0 | 0 | 0 | 0 | 0
IESO_2_MAPP_CA | IESO | MAPP_CA | 2045 | B8 | 500 | 0 | 262 | 0 | 0 | 0 | 0 | 0 | 0 | 0 | 0 | 0 | 0 | 0
IESO_2_MAPP_CA | IESO | MAPP_CA | 2045 | B9 | 800 | 0 | 262 | 0 | 0 | 0 | 0 | 0 | 0 | 0 | 0 | 0 | 0 | 0
IESO_2_MAPP_CA | IESO | MAPP_CA | 2045 | B10 | 1262 | 0 | 262 | 0 | 0 | 0 | 0 | 0 | 0 | 0 | 0 | 0 | 0 | 0
IESO_2_MAPP_CA | IESO | MAPP_CA | 2045 | B11 | 25 | 0 | 262 | 0 | 0 | 0 | 0 | 0 | 0 | 0 | 0 | 0 | 0 | 0
IESO_2_MAPP_CA | IESO | MAPP_CA | 2045 | B12 | 200 | 0 | 262 | 0 | 0 | 0 | 0 | 0 | 0 | 0 | 0 | 0 | 0 | 0
IESO_2_MAPP_CA | IESO | MAPP_CA | 2045 | B13 | 600 | 0 | 262 | 0 | 0 | 0 | 0 | 0 | 0 | 0 | 0 | 0 | 0 | 0
IESO_2_MAPP_CA | IESO | MAPP_CA | 2045 | B14 | 900 | 0 | 262 | 0 | 0 | 0 | 0 | 0 | 0 | 0 | 0 | 0 | 0 | 0
IESO_2_MAPP_CA | IESO | MAPP_CA | 2045 | B15 | 1203 | 0 | 262 | 0 | 0 | 0 | 0 | 0 | 0 | 0 | 0 | 0 | 0 | 0
IESO_2_MAPP_CA | IESO | MAPP_CA | 2045 | B16 | 25 | 0 | 262 | 0 | 0 | 0 | 0 | 0 | 0 | 0 | 0 | 0 | 0 | 0
IESO_2_MAPP_CA | IESO | MAPP_CA | 2045 | B17 | 100 | 0 | 262 | 0 | 0 | 0 | 0 | 0 | 0 | 0 | 0 | 0 | 0 | 0
IESO_2_MAPP_CA | IESO | MAPP_CA | 2045 | B18 | 400 | 0 | 262 | 0 | 0 | 0 | 0 | 0 | 0 | 0 | 0 | 0 | 0 | 0
IESO_2_MAPP_CA | IESO | MAPP_CA | 2045 | B19 | 700 | 0 | 262 | 0 | 0 | 0 | 0 | 0 | 0 | 0 | 0 | 0 | 0 | 0
IESO_2_MAPP_CA | IESO | MAPP_CA | 2045 | B20 | 935 | 0 | 262 | 0 | 0 | 0 | 0 | 0 | 0 | 0 | 0 | 0 | 0 | 0
IESO_2_MAPP_CA | IESO | MAPP_CA | 2050 | B1 | 10 | 0 | 262 | 0 | 0 | 0 | 0 | 0 | 0 | 0 | 0 | 0 | 0 | 0
IESO_2_MAPP_CA | IESO | MAPP_CA | 2050 | B2 | 25 | 0 | 262 | 0 | 0 | 0 | 0 | 0 | 0 | 0 | 0 | 0 | 0 | 0
IESO_2_MAPP_CA | IESO | MAPP_CA | 2050 | B3 | 75 | 0 | 262 | 0 | 0 | 0 | 0 | 0 | 0 | 0 | 0 | 0 | 0 | 0
IESO_2_MAPP_CA | IESO | MAPP_CA | 2050 | B4 | 100 | 0 | 262 | 0 | 0 | 0 | 0 | 0 | 0 | 0 | 0 | 0 | 0 | 0
IESO_2_MAPP_CA | IESO | MAPP_CA | 2050 | B5 | 200 | 0 | 262 | 0 | 0 | 0 | 0 | 0 | 0 | 0 | 0 | 0 | 0 | 0
IESO_2_MAPP_CA | IESO | MAPP_CA | 2050 | B6 | 300 | 0 | 262 | 0 | 0 | 0 | 0 | 0 | 0 | 0 | 0 | 0 | 0 | 0
IESO_2_MAPP_CA | IESO | MAPP_CA | 2050 | B7 | 400 | 0 | 262 | 0 | 0 | 0 | 0 | 0 | 0 | 0 | 0 | 0 | 0 | 0
IESO_2_MAPP_CA | IESO | MAPP_CA | 2050 | B8 | 500 | 0 | 262 | 0 | 0 | 0 | 0 | 0 | 0 | 0 | 0 | 0 | 0 | 0
IESO_2_MAPP_CA | IESO | MAPP_CA | 2050 | B9 | 800 | 0 | 262 | 0 | 0 | 0 | 0 | 0 | 0 | 0 | 0 | 0 | 0 | 0
IESO_2_MAPP_CA | IESO | MAPP_CA | 2050 | B10 | 1262 | 0 | 262 | 0 | 0 | 0 | 0 | 0 | 0 | 0 | 0 | 0 | 0 | 0
IESO_2_MAPP_CA | IESO | MAPP_CA | 2050 | B11 | 25 | 0 | 262 | 0 | 0 | 0 | 0 | 0 | 0 | 0 | 0 | 0 | 0 | 0
IESO_2_MAPP_CA | IESO | MAPP_CA | 2050 | B12 | 200 | 0 | 262 | 0 | 0 | 0 | 0 | 0 | 0 | 0 | 0 | 0 | 0 | 0
IESO_2_MAPP_CA | IESO | MAPP_CA | 2050 | B13 | 600 | 0 | 262 | 0 | 0 | 0 | 0 | 0 | 0 | 0 | 0 | 0 | 0 | 0
IESO_2_MAPP_CA | IESO | MAPP_CA | 2050 | B14 | 900 | 0 | 262 | 0 | 0 | 0 | 0 | 0 | 0 | 0 | 0 | 0 | 0 | 0
IESO_2_MAPP_CA | IESO | MAPP_CA | 2050 | B15 | 1203 | 0 | 262 | 0 | 0 | 0 | 0 | 0 | 0 | 0 | 0 | 0 | 0 | 0
IESO_2_MAPP_CA | IESO | MAPP_CA | 2050 | B16 | 25 | 0 | 262 | 0 | 0 | 0 | 0 | 0 | 0 | 0 | 0 | 0 | 0 | 0
IESO_2_MAPP_CA | IESO | MAPP_CA | 2050 | B17 | 100 | 0 | 262 | 0 | 0 | 0 | 0 | 0 | 0 | 0 | 0 | 0 | 0 | 0
IESO_2_MAPP_CA | IESO | MAPP_CA | 2050 | B18 | 400 | 0 | 262 | 0 | 0 | 0 | 0 | 0 | 0 | 0 | 0 | 0 | 0 | 0
IESO_2_MAPP_CA | IESO | MAPP_CA | 2050 | B19 | 700 | 0 | 262 | 0 | 0 | 0 | 0 | 0 | 0 | 0 | 0 | 0 | 0 | 0
IESO_2_MAPP_CA | IESO | MAPP_CA | 2050 | B20 | 935 | 0 | 262 | 0 | 0 | 0 | 0 | 0 | 0 | 0 | 0 | 0 | 0 | 0
IESO_2_MISO_MI | IESO | MISO_MI | 2015 | B1 | 10 | 0 | 1840 | 1552.44 | 1297.73 | 1670.89 | 0 | 0 | 0 | 0 | 0 | 0 | 3.6539 | 1.218
IESO_2_MISO_MI | IESO | MISO_MI | 2015 | B2 | 25 | 0 | 1840 | 1764.62 | 1840 | 1840 | 0 | 0 | 0 | 3.2286 | 1.0327 | 0 | 3.6539 | 1.218
IESO_2_MISO_MI | IESO | MISO_MI | 2015 | B3 | 75 | 0 | 1840 | 1840 | 1840 | 1840 | 0 | 0 | 10.6474 | 3.0862 | 1.0327 | 0.10251 | 3.6539 | 1.218
IESO_2_MISO_MI | IESO | MISO_MI | 2015 | B4 | 100 | 100 | 1840 | 1840 | 1840 | 1840 | 745.45 | 0 | 16.618 | 3.656 | 1.0327 | 0.21332 | 3.6539 | 1.218
IESO_2_MISO_MI | IESO | MISO_MI | 2015 | B5 | 200 | 200 | 1840 | 1840 | 1840 | 1840 | 815.86 | 0 | 8.2615 | 3.656 | 1.0327 | 0.21211 | 3.6539 | 1.218
IESO_2_MISO_MI | IESO | MISO_MI | 2015 | B6 | 300 | 300 | 1840 | 1840 | 1840 | 1840 | 1589.21 | 663.72 | 12.5822 | 3.656 | 1.2226 | 0.48455 | 3.6539 | 1.218
IESO_2_MISO_MI | IESO | MISO_MI | 2015 | B7 | 400 | 0 | 1840 | 1840 | 1840 | 1840 | 0 | 578.13 | 5.1753 | 3.6204 | 1.2226 | 0.26574 | 3.6539 | 1.218
IESO_2_MISO_MI | IESO | MISO_MI | 2015 | B8 | 500 | 0 | 1840 | 1840 | 1840 | 1840 | 0 | 862.12 | 4.2732 | 2.1129 | 1.2226 | 0.27427 | 3.6539 | 1.218
IESO_2_MISO_MI | IESO | MISO_MI | 2015 | B9 | 800 | 0 | 1840 | 1840 | 1840 | 1840 | 0 | 0 | 3.5729 | 1.4838 | 0.24927 | 0.36692 | 3.6539 | 1.218
IESO_2_MISO_MI | IESO | MISO_MI | 2015 | B10 | 1262 | 0 | 1840 | 1840 | 1840 | 0 | 0 | 0 | 2.5164 | 0.42732 | 0 | 0.40767 | 3.6539 | 1.218
IESO_2_MISO_MI | IESO | MISO_MI | 2015 | B11 | 25 | 0 | 1840 | 1840 | 1840 | 1840 | 0 | 0 | 22.7192 | 3.0862 | 1.0327 | 0.072911 | 3.6539 | 1.218
IESO_2_MISO_MI | IESO | MISO_MI | 2015 | B12 | 200 | 200 | 1840 | 1840 | 1840 | 1840 | 1565.62 | 987.77 | 11.0747 | 3.656 | 1.2226 | 0.28433 | 3.6539 | 1.218
IESO_2_MISO_MI | IESO | MISO_MI | 2015 | B13 | 600 | 0 | 1840 | 1840 | 1840 | 1840 | 0 | 632.1 | 5.9943 | 2.9912 | 1.2226 | 0.4617 | 3.6539 | 1.218
IESO_2_MISO_MI | IESO | MISO_MI | 2015 | B14 | 900 | 0 | 1840 | 1840 | 1840 | 1840 | 0 | 0 | 3.929 | 1.1277 | 0.46293 | 0.45392 | 3.6539 | 1.218
IESO_2_MISO_MI | IESO | MISO_MI | 2015 | B15 | 1203 | 0 | 1840 | 1840 | 1436.21 | 0 | 0 | 0 | 2.3621 | 0 | 0 | 0.36478 | 3.6539 | 1.218
IESO_2_MISO_MI | IESO | MISO_MI | 2015 | B16 | 25 | 25 | 1840 | 1840 | 1840 | 1840 | 1299.5 | 0 | 13.5318 | 3.656 | 1.1989 | 0.043427 | 3.6539 | 1.218
IESO_2_MISO_MI | IESO | MISO_MI | 2015 | B17 | 100 | 100 | 1840 | 1840 | 1840 | 1840 | 1278.74 | 1378.86 | 14.8612 | 3.656 | 1.2226 | 0.19077 | 3.6539 | 1.218
IESO_2_MISO_MI | IESO | MISO_MI | 2015 | B18 | 400 | 0 | 1840 | 1840 | 1840 | 1840 | 0 | 106.57 | 5.6264 | 3.2286 | 1.2226 | 0.2889 | 3.6539 | 1.218
IESO_2_MISO_MI | IESO | MISO_MI | 2015 | B19 | 700 | 0 | 1840 | 1840 | 1840 | 0 | 0 | 0 | 4.2732 | 0.81903 | 0 | 0.38398 | 3.6539 | 1.218
IESO_2_MISO_MI | IESO | MISO_MI | 2015 | B20 | 935 | 0 | 1840 | 412.49 | 0 | 0 | 0 | 0 | 0 | 0 | 0 | 0 | 3.6539 | 1.218
IESO_2_MISO_MI | IESO | MISO_MI | 2020 | B1 | 10 | 0 | 1840 | 1840 | 0 | 1840 | 0 | 1582.28 | 36.7614 | 0 | 2.8963 | 0.041965 | 8.683 | 2.8943
IESO_2_MISO_MI | IESO | MISO_MI | 2020 | B2 | 25 | 0 | 1840 | 1840 | 1488.02 | 1840 | 0 | 2799.32 | 10.2913 | 0 | 2.8963 | 0.02937 | 8.683 | 2.8943
IESO_2_MISO_MI | IESO | MISO_MI | 2020 | B3 | 75 | 0 | 1840 | 1840 | 1840 | 1840 | 0 | 5054.4 | 18.0424 | 8.4514 | 2.8963 | 0.15447 | 8.683 | 2.8943
IESO_2_MISO_MI | IESO | MISO_MI | 2020 | B4 | 100 | 100 | 1840 | 1840 | 1840 | 1840 | 1040.83 | 5533.51 | 45.7114 | 8.6888 | 2.8963 | 0.52182 | 8.683 | 2.8943
IESO_2_MISO_MI | IESO | MISO_MI | 2020 | B5 | 200 | 200 | 1840 | 1840 | 1840 | 1840 | 1959.73 | 5802.07 | 44.9992 | 8.6888 | 2.8963 | 1.0274 | 8.683 | 2.8943
IESO_2_MISO_MI | IESO | MISO_MI | 2020 | B6 | 300 | 300 | 1840 | 1840 | 1840 | 1840 | 2662.83 | 6267.67 | 29.4257 | 8.6888 | 2.8963 | 1.0077 | 8.683 | 2.8943
IESO_2_MISO_MI | IESO | MISO_MI | 2020 | B7 | 400 | 400 | 1840 | 1840 | 1840 | 1840 | 2815.19 | 6683.58 | 16.5587 | 8.6888 | 2.8963 | 0.7561 | 8.683 | 2.8943
IESO_2_MISO_MI | IESO | MISO_MI | 2020 | B8 | 500 | 500 | 1840 | 1840 | 1840 | 1840 | 3395.38 | 7020.29 | 10.1251 | 8.6888 | 2.8963 | 0.57792 | 8.683 | 2.8943
IESO_2_MISO_MI | IESO | MISO_MI | 2020 | B9 | 800 | 0 | 1840 | 1840 | 1840 | 1840 | 0 | 5158.64 | 7.2288 | 7.1695 | 2.8963 | 0.66017 | 8.683 | 2.8943
IESO_2_MISO_MI | IESO | MISO_MI | 2020 | B10 | 1262 | 0 | 1840 | 1840 | 1840 | 1840 | 0 | 214.15 | 6.8134 | 6.6709 | 2.8963 | 0.98156 | 8.683 | 2.8943
IESO_2_MISO_MI | IESO | MISO_MI | 2020 | B11 | 25 | 25 | 1840 | 1840 | 1840 | 1840 | 3777.48 | 3245.25 | 38.8149 | 8.6888 | 2.8963 | 0.11077 | 8.683 | 2.8943
IESO_2_MISO_MI | IESO | MISO_MI | 2020 | B12 | 200 | 200 | 1840 | 1840 | 1840 | 1840 | 1902.73 | 2888.98 | 20.0366 | 8.6888 | 2.8963 | 0.45746 | 8.683 | 2.8943
IESO_2_MISO_MI | IESO | MISO_MI | 2020 | B13 | 600 | 0 | 1840 | 1840 | 1840 | 1840 | 0 | 3357.99 | 12.8077 | 7.5374 | 2.8963 | 0.87724 | 8.683 | 2.8943
IESO_2_MISO_MI | IESO | MISO_MI | 2020 | B14 | 900 | 0 | 1840 | 1840 | 1840 | 1840 | 0 | 718.08 | 9.5791 | 4.0239 | 2.8963 | 0.98415 | 8.683 | 2.8943
IESO_2_MISO_MI | IESO | MISO_MI | 2020 | B15 | 1203 | 0 | 1840 | 1840 | 1840 | 280.43 | 0 | 0 | 6.5048 | 1.009 | 0 | 0.89329 | 8.683 | 2.8943
IESO_2_MISO_MI | IESO | MISO_MI | 2020 | B16 | 25 | 25 | 1840 | 1840 | 1840 | 1840 | 3437.08 | 4749.55 | 42.1622 | 8.6888 | 2.8963 | 0.12033 | 8.683 | 2.8943
IESO_2_MISO_MI | IESO | MISO_MI | 2020 | B17 | 100 | 100 | 1840 | 1840 | 1840 | 1840 | 2332.08 | 4206.53 | 22.1257 | 8.6888 | 2.8963 | 0.25258 | 8.683 | 2.8943
IESO_2_MISO_MI | IESO | MISO_MI | 2020 | B18 | 400 | 400 | 1840 | 1840 | 1840 | 1840 | 1607.48 | 3743.05 | 13.8167 | 8.6888 | 2.8963 | 0.6309 | 8.683 | 2.8943
IESO_2_MISO_MI | IESO | MISO_MI | 2020 | B19 | 700 | 0 | 1840 | 1840 | 1840 | 1840 | 0 | 3265.03 | 10.778 | 5.1516 | 2.8963 | 0.86125 | 8.683 | 2.8943
IESO_2_MISO_MI | IESO | MISO_MI | 2020 | B20 | 935 | 0 | 1840 | 1840 | 1840 | 0 | 0 | 0 | 5.9113 | 0.81903 | 0 | 0.63094 | 8.683 | 2.8943
IESO_2_MISO_MI | IESO | MISO_MI | 2025 | B1 | 10 | 0 | 1840 | 1840 | 1840 | 0 | 0 | 0 | 627.3532 | 25.9716 | 0 | 0.71616 | 32.716 | 10.9053
IESO_2_MISO_MI | IESO | MISO_MI | 2025 | B2 | 25 | 25 | 1840 | 1840 | 1840 | 1840 | 118.77 | 0 | 516.1076 | 32.7137 | 4.2613 | 1.4729 | 32.716 | 10.9053
IESO_2_MISO_MI | IESO | MISO_MI | 2025 | B3 | 75 | 75 | 1840 | 1840 | 1840 | 1840 | 911.41 | 3081.34 | 48.2397 | 32.7137 | 10.9085 | 0.41301 | 32.716 | 10.9053
IESO_2_MISO_MI | IESO | MISO_MI | 2025 | B4 | 100 | 100 | 1840 | 1840 | 1840 | 1840 | 1376.81 | 3847.74 | 46.1506 | 32.7137 | 10.9085 | 0.52683 | 32.716 | 10.9053
IESO_2_MISO_MI | IESO | MISO_MI | 2025 | B5 | 200 | 200 | 1840 | 1840 | 1840 | 1840 | 1853.78 | 4148.9 | 89.939 | 32.7137 | 10.9085 | 2.0534 | 32.716 | 10.9053
IESO_2_MISO_MI | IESO | MISO_MI | 2025 | B6 | 300 | 300 | 1840 | 1840 | 1840 | 1840 | 1807.35 | 4606.15 | 89.8559 | 32.7137 | 10.9085 | 3.0773 | 32.716 | 10.9053
IESO_2_MISO_MI | IESO | MISO_MI | 2025 | B7 | 400 | 400 | 1840 | 1840 | 1840 | 1840 | 1151.85 | 2886.84 | 69.5819 | 32.7137 | 10.9085 | 3.1773 | 32.716 | 10.9053
IESO_2_MISO_MI | IESO | MISO_MI | 2025 | B8 | 500 | 500 | 1840 | 1840 | 1840 | 1840 | 368 | 3160.76 | 54.2103 | 32.7137 | 10.9085 | 3.0942 | 32.716 | 10.9053
IESO_2_MISO_MI | IESO | MISO_MI | 2025 | B9 | 800 | 0 | 1840 | 1840 | 1840 | 1840 | 0 | 2734.18 | 49.035 | 29.2596 | 10.9085 | 4.4781 | 32.716 | 10.9053
IESO_2_MISO_MI | IESO | MISO_MI | 2025 | B10 | 1262 | 0 | 1840 | 1840 | 1840 | 1840 | 0 | 0 | 45.6164 | 20.9505 | 3.5373 | 6.5717 | 32.716 | 10.9053
IESO_2_MISO_MI | IESO | MISO_MI | 2025 | B11 | 25 | 25 | 1840 | 1840 | 1840 | 1840 | 1523.45 | 1841.1 | 74.7217 | 32.7137 | 10.9085 | 0.21325 | 32.716 | 10.9053
IESO_2_MISO_MI | IESO | MISO_MI | 2025 | B12 | 200 | 0 | 1840 | 1840 | 1840 | 1840 | 0 | 0 | 62.0682 | 26.0546 | 9.0568 | 1.4171 | 32.716 | 10.9053
IESO_2_MISO_MI | IESO | MISO_MI | 2025 | B13 | 600 | 0 | 1840 | 1840 | 1840 | 1840 | 0 | 0 | 54.507 | 20.5707 | 6.7659 | 3.7334 | 32.716 | 10.9053
IESO_2_MISO_MI | IESO | MISO_MI | 2025 | B14 | 900 | 0 | 1840 | 1840 | 1840 | 1840 | 0 | 0 | 50.4594 | 20.4045 | 3.5373 | 5.1842 | 32.716 | 10.9053
IESO_2_MISO_MI | IESO | MISO_MI | 2025 | B15 | 1203 | 0 | 1840 | 1840 | 1840 | 0 | 0 | 0 | 44.2276 | 9.7215 | 0 | 6.0737 | 32.716 | 10.9053
IESO_2_MISO_MI | IESO | MISO_MI | 2025 | B16 | 25 | 0 | 1840 | 1840 | 1840 | 1840 | 0 | 0 | 46.0437 | 27.4078 | 10.8492 | 0.1314 | 32.716 | 10.9053
IESO_2_MISO_MI | IESO | MISO_MI | 2025 | B17 | 100 | 0 | 1840 | 1840 | 1840 | 1840 | 0 | 0 | 24.832 | 20.5707 | 9.6384 | 0.28347 | 32.716 | 10.9053
IESO_2_MISO_MI | IESO | MISO_MI | 2025 | B18 | 400 | 0 | 1840 | 1840 | 1840 | 1840 | 0 | 0 | 10.3981 | 13.33 | 9.0212 | 0.4748 | 32.716 | 10.9053
IESO_2_MISO_MI | IESO | MISO_MI | 2025 | B19 | 700 | 0 | 1840 | 1840 | 1840 | 1840 | 0 | 0 | 6.576 | 13.3181 | 7.8461 | 0.52548 | 32.716 | 10.9053
IESO_2_MISO_MI | IESO | MISO_MI | 2025 | B20 | 935 | 0 | 1840 | 1840 | 1840 | 0 | 0 | 0 | 0.03561 | 2.3503 | 0 | 0.0038008 | 32.716 | 10.9053
IESO_2_MISO_MI | IESO | MISO_MI | 2030 | B1 | 10 | 0 | 1840 | 1840 | 1840 | 1840 | 0 | 296.85 | 52.9046 | 38.0315 | 15.6921 | 0.060393 | 47.0937 | 15.6979
IESO_2_MISO_MI | IESO | MISO_MI | 2030 | B2 | 25 | 0 | 1840 | 1840 | 1840 | 1840 | 0 | 827.96 | 53.5812 | 39.076 | 15.6921 | 0.15291 | 47.0937 | 15.6979
IESO_2_MISO_MI | IESO | MISO_MI | 2030 | B3 | 75 | 75 | 1840 | 1840 | 1840 | 1840 | 32.78 | 3539.11 | 51.2903 | 47.0883 | 15.6921 | 0.43913 | 47.0937 | 15.6979
IESO_2_MISO_MI | IESO | MISO_MI | 2030 | B4 | 100 | 100 | 1840 | 1840 | 1840 | 1840 | 151.18 | 4282.2 | 122.0948 | 47.0883 | 15.6921 | 1.3938 | 47.0937 | 15.6979
IESO_2_MISO_MI | IESO | MISO_MI | 2030 | B5 | 200 | 200 | 1840 | 1840 | 1840 | 1840 | 743.18 | 4866.72 | 120.528 | 47.0883 | 15.6921 | 2.7518 | 47.0937 | 15.6979
IESO_2_MISO_MI | IESO | MISO_MI | 2030 | B6 | 300 | 300 | 1840 | 1840 | 1840 | 1840 | 1067.22 | 2355.93 | 83.4224 | 47.0883 | 15.6921 | 2.8569 | 47.0937 | 15.6979
IESO_2_MISO_MI | IESO | MISO_MI | 2030 | B7 | 400 | 400 | 1840 | 1840 | 1840 | 1840 | 1587.33 | 2866.24 | 71.8966 | 47.0883 | 15.6921 | 3.2829 | 47.0937 | 15.6979
IESO_2_MISO_MI | IESO | MISO_MI | 2030 | B8 | 500 | 500 | 1840 | 1840 | 1840 | 1840 | 2255.04 | 3525.51 | 67.5047 | 47.0883 | 15.6921 | 3.853 | 47.0937 | 15.6979
IESO_2_MISO_MI | IESO | MISO_MI | 2030 | B9 | 800 | 800 | 1840 | 1840 | 1840 | 1840 | 96.3 | 4005.25 | 64.1336 | 47.0883 | 15.6921 | 5.857 | 47.0937 | 15.6979
IESO_2_MISO_MI | IESO | MISO_MI | 2030 | B10 | 1262 | 0 | 1840 | 1840 | 1840 | 1840 | 0 | 0 | 56.0264 | 38.803 | 8.8194 | 8.0714 | 47.0937 | 15.6979
IESO_2_MISO_MI | IESO | MISO_MI | 2030 | B11 | 25 | 0 | 1840 | 1840 | 1840 | 1840 | 0 | 1072.98 | 66.3652 | 46.6491 | 15.6921 | 0.1894 | 47.0937 | 15.6979
IESO_2_MISO_MI | IESO | MISO_MI | 2030 | B12 | 200 | 0 | 1840 | 1840 | 1840 | 1840 | 0 | 0 | 66.3652 | 42.2335 | 12.0599 | 1.5152 | 47.0937 | 15.6979
IESO_2_MISO_MI | IESO | MISO_MI | 2030 | B13 | 600 | 0 | 1840 | 1840 | 1840 | 1840 | 0 | 0 | 65.7242 | 40.8447 | 10.137 | 4.5017 | 47.0937 | 15.6979
IESO_2_MISO_MI | IESO | MISO_MI | 2030 | B14 | 900 | 0 | 1840 | 1840 | 1840 | 1840 | 0 | 0 | 55.0056 | 33.4971 | 2.742 | 5.6513 | 47.0937 | 15.6979
IESO_2_MISO_MI | IESO | MISO_MI | 2030 | B15 | 1203 | 0 | 1840 | 1840 | 1840 | 1840 | 0 | 0 | 53.8779 | 30.5771 | 0.10683 | 7.399 | 47.0937 | 15.6979
IESO_2_MISO_MI | IESO | MISO_MI | 2030 | B16 | 25 | 25 | 1840 | 1840 | 1840 | 1840 | 234.77 | 863.21 | 75.0896 | 47.0883 | 15.6921 | 0.2143 | 47.0937 | 15.6979
IESO_2_MISO_MI | IESO | MISO_MI | 2030 | B17 | 100 | 0 | 1840 | 1840 | 1840 | 1840 | 0 | 0 | 68.9172 | 44.4769 | 11.7276 | 0.78673 | 47.0937 | 15.6979
IESO_2_MISO_MI | IESO | MISO_MI | 2030 | B18 | 400 | 0 | 1840 | 1840 | 1840 | 1840 | 0 | 0 | 68.9172 | 44.0021 | 10.3388 | 3.1469 | 47.0937 | 15.6979
IESO_2_MISO_MI | IESO | MISO_MI | 2030 | B19 | 700 | 0 | 1840 | 1840 | 1840 | 1840 | 0 | 0 | 57.6526 | 36.9394 | 8.4752 | 4.6069 | 47.0937 | 15.6979
IESO_2_MISO_MI | IESO | MISO_MI | 2030 | B20 | 935 | 0 | 1840 | 1840 | 1840 | 1840 | 0 | 0 | 56.7861 | 33.2123 | 2.742 | 6.0611 | 47.0937 | 15.6979
IESO_2_MISO_MI | IESO | MISO_MI | 2035 | B1 | 10 | 10 | 1840 | 1840 | 1840 | 1840 | 1333.06 | 6398.15 | 106.6401 | 41.5806 | 13.8642 | 0.12174 | 41.578 | 13.8593
IESO_2_MISO_MI | IESO | MISO_MI | 2035 | B2 | 25 | 25 | 1840 | 1840 | 1840 | 1840 | 1723.22 | 4955.25 | 88.1348 | 41.5806 | 13.8642 | 0.25153 | 41.578 | 13.8593
IESO_2_MISO_MI | IESO | MISO_MI | 2035 | B3 | 75 | 75 | 1840 | 1840 | 1840 | 1840 | 2537.94 | 7340.42 | 87.2089 | 41.5806 | 13.8642 | 0.74665 | 41.578 | 13.8593
IESO_2_MISO_MI | IESO | MISO_MI | 2035 | B4 | 100 | 100 | 1840 | 1840 | 1840 | 1840 | 3267.86 | 7970.95 | 112.5632 | 41.5806 | 13.8642 | 1.285 | 41.578 | 13.8593
IESO_2_MISO_MI | IESO | MISO_MI | 2035 | B5 | 200 | 200 | 1840 | 1840 | 1840 | 1840 | 3338.7 | 8470.82 | 71.5049 | 41.5806 | 13.8642 | 1.6325 | 41.578 | 13.8593
IESO_2_MISO_MI | IESO | MISO_MI | 2035 | B6 | 300 | 300 | 1840 | 1840 | 1840 | 1840 | 2587.71 | 7500.93 | 76.6683 | 41.5806 | 13.8642 | 2.6256 | 41.578 | 13.8593
IESO_2_MISO_MI | IESO | MISO_MI | 2035 | B7 | 400 | 400 | 1840 | 1840 | 1840 | 1840 | 2788.93 | 6740.28 | 69.1902 | 41.5806 | 13.8642 | 3.1594 | 41.578 | 13.8593
IESO_2_MISO_MI | IESO | MISO_MI | 2035 | B8 | 500 | 500 | 1840 | 1840 | 1840 | 1840 | 3437.04 | 7304.03 | 64.4185 | 41.5806 | 13.8642 | 3.6769 | 41.578 | 13.8593
IESO_2_MISO_MI | IESO | MISO_MI | 2035 | B9 | 800 | 800 | 1840 | 1840 | 1840 | 1840 | 1841.38 | 6294.24 | 52.1687 | 41.5806 | 13.8642 | 4.7643 | 41.578 | 13.8593
IESO_2_MISO_MI | IESO | MISO_MI | 2035 | B10 | 1262 | 0 | 1840 | 1840 | 1840 | 1840 | 0 | 760.86 | 51.8838 | 39.3847 | 13.8642 | 7.4746 | 41.578 | 13.8593
IESO_2_MISO_MI | IESO | MISO_MI | 2035 | B11 | 25 | 25 | 1840 | 1840 | 1840 | 1840 | 608.12 | 3992.31 | 66.4957 | 41.5806 | 13.8642 | 0.18977 | 41.578 | 13.8593
IESO_2_MISO_MI | IESO | MISO_MI | 2035 | B12 | 200 | 0 | 1840 | 1840 | 1840 | 1840 | 0 | 3919.89 | 63.0891 | 35.515 | 13.8642 | 1.4404 | 41.578 | 13.8593
IESO_2_MISO_MI | IESO | MISO_MI | 2035 | B13 | 600 | 0 | 1840 | 1840 | 1840 | 1840 | 0 | 4296.45 | 55.0293 | 34.5892 | 13.8642 | 3.7691 | 41.578 | 13.8593
IESO_2_MISO_MI | IESO | MISO_MI | 2035 | B14 | 900 | 0 | 1840 | 1840 | 1840 | 1840 | 0 | 3331.48 | 49.0706 | 30.3872 | 13.8642 | 5.0415 | 41.578 | 13.8593
IESO_2_MISO_MI | IESO | MISO_MI | 2035 | B15 | 1203 | 0 | 1840 | 1840 | 1840 | 1840 | 0 | 0 | 46.9933 | 23.9299 | 10.3625 | 6.4535 | 41.578 | 13.8593
IESO_2_MISO_MI | IESO | MISO_MI | 2035 | B16 | 25 | 0 | 1840 | 1840 | 1840 | 1840 | 0 | 4782.83 | 70.0211 | 34.4586 | 13.8642 | 0.19983 | 41.578 | 13.8593
IESO_2_MISO_MI | IESO | MISO_MI | 2035 | B17 | 100 | 0 | 1840 | 1840 | 1840 | 1840 | 0 | 4497.31 | 69.2971 | 37.6042 | 13.8642 | 0.79106 | 41.578 | 13.8593
IESO_2_MISO_MI | IESO | MISO_MI | 2035 | B18 | 400 | 0 | 1840 | 1840 | 1840 | 1840 | 0 | 5482.68 | 58.3292 | 37.6042 | 13.8642 | 2.6634 | 41.578 | 13.8593
IESO_2_MISO_MI | IESO | MISO_MI | 2035 | B19 | 700 | 0 | 1840 | 1840 | 1840 | 1840 | 0 | 4933.02 | 51.0766 | 36.7495 | 13.8642 | 4.0815 | 41.578 | 13.8593
IESO_2_MISO_MI | IESO | MISO_MI | 2035 | B20 | 935 | 0 | 1840 | 1840 | 1840 | 1840 | 0 | 713.4 | 47.4919 | 23.1584 | 13.8642 | 5.0691 | 41.578 | 13.8593
IESO_2_MISO_MI | IESO | MISO_MI | 2040 | B1 | 10 | 10 | 1840 | 1840 | 1840 | 1840 | 4346.75 | 4503.36 | 124.0415 | 38.9573 | 12.9858 | 0.14201 | 41.8123 | 13.9374
IESO_2_MISO_MI | IESO | MISO_MI | 2040 | B2 | 25 | 25 | 1840 | 1644.81 | 1840 | 1840 | 4655.23 | 3776.17 | 0 | 38.9573 | 12.9858 | 0 | 41.8123 | 13.9374
IESO_2_MISO_MI | IESO | MISO_MI | 2040 | B3 | 75 | 75 | 1840 | 1840 | 1840 | 1840 | 5198.62 | 4845.2 | 124.0415 | 38.9573 | 12.9858 | 1.065 | 41.8123 | 13.9374
IESO_2_MISO_MI | IESO | MISO_MI | 2040 | B4 | 100 | 100 | 1840 | 1840 | 1840 | 1840 | 6491.29 | 6758.83 | 183.3796 | 38.9573 | 12.9858 | 2.0994 | 41.8123 | 13.9374
IESO_2_MISO_MI | IESO | MISO_MI | 2040 | B5 | 200 | 200 | 1840 | 1840 | 1840 | 1840 | 5424.83 | 5905.09 | 105.9398 | 38.9573 | 12.9858 | 2.4256 | 41.8123 | 13.9374
IESO_2_MISO_MI | IESO | MISO_MI | 2040 | B6 | 300 | 300 | 1840 | 1840 | 1840 | 1840 | 3167.98 | 5085.18 | 101.2748 | 38.9573 | 12.9858 | 3.4782 | 41.8123 | 13.9374
IESO_2_MISO_MI | IESO | MISO_MI | 2040 | B7 | 400 | 400 | 1840 | 1840 | 1840 | 1840 | 5013.08 | 5404.31 | 95.0194 | 38.9573 | 12.9858 | 4.3512 | 41.8123 | 13.9374
IESO_2_MISO_MI | IESO | MISO_MI | 2040 | B8 | 500 | 500 | 1840 | 1840 | 1840 | 1840 | 5453.55 | 4328.24 | 78.9118 | 38.9573 | 12.9858 | 4.517 | 41.8123 | 13.9374
IESO_2_MISO_MI | IESO | MISO_MI | 2040 | B9 | 800 | 800 | 1840 | 1840 | 1840 | 1840 | 6792.55 | 6632.05 | 78.4488 | 38.9573 | 12.9858 | 7.1848 | 41.8123 | 13.9374
IESO_2_MISO_MI | IESO | MISO_MI | 2040 | B10 | 1262 | 0 | 1840 | 1840 | 1840 | 1377.32 | 0 | 0 | 26.3633 | 3.5135 | 0 | 3.8089 | 41.8123 | 13.9374
IESO_2_MISO_MI | IESO | MISO_MI | 2040 | B11 | 25 | 25 | 1840 | 1840 | 1840 | 1840 | 4261.94 | 3984.79 | 75.4101 | 38.9573 | 12.9858 | 0.21583 | 41.8123 | 13.9374
IESO_2_MISO_MI | IESO | MISO_MI | 2040 | B12 | 200 | 200 | 1840 | 1840 | 1840 | 1840 | 3647.58 | 3919.06 | 75.3508 | 38.9573 | 12.9858 | 1.7253 | 41.8123 | 13.9374
IESO_2_MISO_MI | IESO | MISO_MI | 2040 | B13 | 600 | 600 | 1840 | 1840 | 1840 | 1840 | 3906.26 | 4287.62 | 73.2973 | 38.9573 | 12.9858 | 5.0347 | 41.8123 | 13.9374
IESO_2_MISO_MI | IESO | MISO_MI | 2040 | B14 | 900 | 900 | 1840 | 1840 | 1840 | 1840 | 2951.36 | 3195.59 | 73.2973 | 38.9573 | 12.9858 | 7.5521 | 41.8123 | 13.9374
IESO_2_MISO_MI | IESO | MISO_MI | 2040 | B15 | 1203 | 0 | 1840 | 1840 | 1840 | 0 | 0 | 0 | 5.9825 | 2.1841 | 0 | 0.82392 | 41.8123 | 13.9374
IESO_2_MISO_MI | IESO | MISO_MI | 2040 | B16 | 25 | 25 | 1840 | 1840 | 1840 | 1840 | 4508.11 | 2686.38 | 78.1877 | 38.9573 | 12.9858 | 0.22378 | 41.8123 | 13.9374
IESO_2_MISO_MI | IESO | MISO_MI | 2040 | B17 | 100 | 100 | 1840 | 1840 | 1840 | 1840 | 4514.32 | 2907.34 | 78.1877 | 38.9573 | 12.9858 | 0.89511 | 41.8123 | 13.9374
IESO_2_MISO_MI | IESO | MISO_MI | 2040 | B18 | 400 | 400 | 1840 | 1840 | 1840 | 1840 | 5030.84 | 3434.92 | 77.2381 | 38.9573 | 12.9858 | 3.5369 | 41.8123 | 13.9374
IESO_2_MISO_MI | IESO | MISO_MI | 2040 | B19 | 700 | 700 | 1840 | 1840 | 1840 | 1840 | 4071.87 | 2600.43 | 77.2381 | 38.9573 | 12.9858 | 6.1897 | 41.8123 | 13.9374
IESO_2_MISO_MI | IESO | MISO_MI | 2040 | B20 | 935 | 0 | 1840 | 1840 | 1840 | 0 | 0 | 0 | 4.4869 | 3.0981 | 0 | 0.48028 | 41.8123 | 13.9374
IESO_2_MISO_MI | IESO | MISO_MI | 2045 | B1 | 10 | 10 | 1840 | 1201.55 | 1840 | 1840 | 501.21 | 673.24 | 0 | 16.0008 | 5.3296 | 0 | 18.7236 | 6.2412
IESO_2_MISO_MI | IESO | MISO_MI | 2045 | B2 | 25 | 0 | 1840 | 0 | 1840 | 1840 | 0 | 0 | 0 | 5.1516 | 0.97334 | 0 | 18.7236 | 6.2412
IESO_2_MISO_MI | IESO | MISO_MI | 2045 | B3 | 75 | 75 | 1840 | 769.67 | 1840 | 1840 | 2201.09 | 1154.4 | 0 | 16.0008 | 5.3296 | 0 | 18.7236 | 6.2412
IESO_2_MISO_MI | IESO | MISO_MI | 2045 | B4 | 100 | 100 | 1840 | 1840 | 1840 | 1840 | 2424.29 | 1903.11 | 1.5906 | 16.0008 | 5.3296 | 0.04748 | 18.7236 | 6.2412
IESO_2_MISO_MI | IESO | MISO_MI | 2045 | B5 | 200 | 200 | 1840 | 1840 | 1840 | 1840 | 2439.25 | 1289.29 | 5.9825 | 16.0008 | 5.3296 | 0.35716 | 18.7236 | 6.2412
IESO_2_MISO_MI | IESO | MISO_MI | 2045 | B6 | 300 | 300 | 1840 | 1580.44 | 1840 | 1840 | 1482.78 | 1647.53 | 0 | 16.0008 | 5.3296 | 0 | 18.7236 | 6.2412
IESO_2_MISO_MI | IESO | MISO_MI | 2045 | B7 | 400 | 400 | 1840 | 1840 | 1840 | 1840 | 728.02 | 432.92 | 3.9883 | 16.0008 | 5.3296 | 0.47622 | 18.7236 | 6.2412
IESO_2_MISO_MI | IESO | MISO_MI | 2045 | B8 | 500 | 500 | 1840 | 1840 | 1840 | 1840 | 451.32 | 0 | 8.2259 | 16.0008 | 3.8578 | 1.2277 | 18.7236 | 6.2412
IESO_2_MISO_MI | IESO | MISO_MI | 2045 | B9 | 800 | 800 | 1840 | 1840 | 1840 | 1840 | 2990.91 | 2240.49 | 57.8544 | 16.0008 | 5.3296 | 13.816 | 18.7236 | 6.2412
IESO_2_MISO_MI | IESO | MISO_MI | 2045 | B10 | 1262 | 0 | 1840 | 0 | 0 | 0 | 0 | 0 | 0 | 0 | 0 | 0 | 18.7236 | 6.2412
IESO_2_MISO_MI | IESO | MISO_MI | 2045 | B11 | 25 | 25 | 1840 | 1840 | 1840 | 1840 | 1264.03 | 0 | 110.4029 | 16.0008 | 2.3146 | 0.8239 | 18.7236 | 6.2412
IESO_2_MISO_MI | IESO | MISO_MI | 2045 | B12 | 200 | 200 | 1840 | 1840 | 1840 | 1840 | 800.87 | 0 | 49.9964 | 16.0008 | 2.3146 | 2.9849 | 18.7236 | 6.2412
IESO_2_MISO_MI | IESO | MISO_MI | 2045 | B13 | 600 | 0 | 1840 | 1840 | 1840 | 1840 | 0 | 0 | 5.9231 | 15.0512 | 1.4481 | 1.0609 | 18.7236 | 6.2412
IESO_2_MISO_MI | IESO | MISO_MI | 2045 | B14 | 900 | 0 | 1840 | 1777.75 | 1840 | 357.22 | 0 | 0 | 0 | 2.4808 | 0 | 0 | 18.7236 | 6.2412
IESO_2_MISO_MI | IESO | MISO_MI | 2045 | B15 | 1203 | 0 | 1840 | 0 | 0 | 0 | 0 | 0 | 0 | 0 | 0 | 0 | 18.7236 | 6.2412
IESO_2_MISO_MI | IESO | MISO_MI | 2045 | B16 | 25 | 25 | 1840 | 1840 | 1840 | 1840 | 129.91 | 0 | 1.8755 | 16.0008 | 2.3146 | 0.013996 | 18.7236 | 6.2412
IESO_2_MISO_MI | IESO | MISO_MI | 2045 | B17 | 100 | 100 | 1840 | 1840 | 1840 | 1839.46 | 129.47 | 0 | 114.5574 | 16.0008 | 0 | 3.4196 | 18.7236 | 6.2412
IESO_2_MISO_MI | IESO | MISO_MI | 2045 | B18 | 400 | 0 | 1840 | 1840 | 1840 | 1840 | 0 | 0 | 6.1724 | 9.0806 | 2.3146 | 0.737 | 18.7236 | 6.2412
IESO_2_MISO_MI | IESO | MISO_MI | 2045 | B19 | 700 | 0 | 1840 | 1384.7 | 1840 | 1218.77 | 0 | 0 | 0 | 9.0806 | 0 | 0 | 18.7236 | 6.2412
IESO_2_MISO_MI | IESO | MISO_MI | 2045 | B20 | 935 | 0 | 1840 | 0 | 0 | 0 | 0 | 0 | 0 | 0 | 0 | 0 | 18.7236 | 6.2412
IESO_2_MISO_MI | IESO | MISO_MI | 2050 | B1 | 10 | 0 | 1840 | 475.4 | 1840 | 1840 | 0 | 0 | 0 | 13.3894 | 4.4512 | 0 | 17.9539 | 5.9846
IESO_2_MISO_MI | IESO | MISO_MI | 2050 | B2 | 25 | 0 | 1840 | 0 | 579.82 | 1840 | 0 | 0 | 0 | 0 | 3.2168 | 0 | 17.9539 | 5.9846
IESO_2_MISO_MI | IESO | MISO_MI | 2050 | B3 | 75 | 75 | 1840 | 0 | 1840 | 1840 | 1237.61 | 42.18 | 0 | 13.7455 | 4.5818 | 0 | 17.9539 | 5.9846
IESO_2_MISO_MI | IESO | MISO_MI | 2050 | B4 | 100 | 100 | 1840 | 460.48 | 1840 | 1840 | 677.64 | 0 | 0 | 13.7455 | 4.2969 | 0 | 17.9539 | 5.9846
IESO_2_MISO_MI | IESO | MISO_MI | 2050 | B5 | 200 | 200 | 1840 | 998.76 | 1840 | 1840 | 1182.95 | 1019.93 | 0 | 13.7455 | 4.5818 | 0 | 17.9539 | 5.9846
IESO_2_MISO_MI | IESO | MISO_MI | 2050 | B6 | 300 | 300 | 1840 | 1840 | 1840 | 1840 | 426.05 | 0 | 5.9825 | 13.7455 | 4.4512 | 0.83476 | 17.9539 | 5.9846
IESO_2_MISO_MI | IESO | MISO_MI | 2050 | B7 | 400 | 400 | 1840 | 1840 | 1840 | 1840 | 1500.28 | 1371.99 | 104.183 | 13.7455 | 4.5818 | 19.3829 | 17.9539 | 5.9846
IESO_2_MISO_MI | IESO | MISO_MI | 2050 | B8 | 500 | 500 | 1840 | 1840 | 1840 | 1840 | 428.66 | 0 | 6.7184 | 13.7455 | 3.2168 | 1.5624 | 17.9539 | 5.9846
IESO_2_MISO_MI | IESO | MISO_MI | 2050 | B9 | 800 | 0 | 1840 | 1840 | 1840 | 1840 | 0 | 0 | 1.5075 | 12.3685 | 4.0833 | 0.56093 | 17.9539 | 5.9846
IESO_2_MISO_MI | IESO | MISO_MI | 2050 | B10 | 1262 | 0 | 1840 | 0 | 0 | 0 | 0 | 0 | 0 | 0 | 0 | 0 | 17.9539 | 5.9846
IESO_2_MISO_MI | IESO | MISO_MI | 2050 | B11 | 25 | 25 | 1840 | 1840 | 1840 | 1840 | 1516.47 | 1168.03 | 93.1676 | 13.7455 | 4.5818 | 1.0833 | 17.9539 | 5.9846
IESO_2_MISO_MI | IESO | MISO_MI | 2050 | B12 | 200 | 0 | 1840 | 701.77 | 1840 | 1840 | 0 | 689.22 | 0 | 5.7213 | 4.5818 | 0 | 17.9539 | 5.9846
IESO_2_MISO_MI | IESO | MISO_MI | 2050 | B13 | 600 | 0 | 1840 | 1406.56 | 0 | 1840 | 0 | 0 | 0 | 0 | 2.6351 | 0 | 17.9539 | 5.9846
IESO_2_MISO_MI | IESO | MISO_MI | 2050 | B14 | 900 | 0 | 1840 | 917.59 | 0 | 0 | 0 | 0 | 0 | 0 | 0 | 0 | 17.9539 | 5.9846
IESO_2_MISO_MI | IESO | MISO_MI | 2050 | B15 | 1203 | 0 | 1840 | 0 | 0 | 0 | 0 | 0 | 0 | 0 | 0 | 0 | 17.9539 | 5.9846
IESO_2_MISO_MI | IESO | MISO_MI | 2050 | B16 | 25 | 0 | 1840 | 1840 | 1840 | 712.74 | 0 | 0 | 14.1609 | 1.1158 | 0 | 0.16466 | 17.9539 | 5.9846
IESO_2_MISO_MI | IESO | MISO_MI | 2050 | B17 | 100 | 0 | 1840 | 1840 | 981.34 | 689.96 | 0 | 0 | 7.5137 | 0 | 0 | 0.34947 | 17.9539 | 5.9846
IESO_2_MISO_MI | IESO | MISO_MI | 2050 | B18 | 400 | 0 | 1840 | 1107.9 | 0 | 244.93 | 0 | 0 | 0 | 0 | 0 | 0 | 17.9539 | 5.9846
IESO_2_MISO_MI | IESO | MISO_MI | 2050 | B19 | 700 | 0 | 1840 | 1302.06 | 0 | 0 | 0 | 0 | 0 | 0 | 0 | 0 | 17.9539 | 5.9846
IESO_2_MISO_MI | IESO | MISO_MI | 2050 | B20 | 935 | 0 | 1840 | 0 | 0 | 0 | 0 | 0 | 0 | 0 | 0 | 0 | 17.9539 | 5.9846
IESO_2_MISO_W | IESO | MISO_W | 2015 | B1 | 10 | 0 | 140 | 0 | 0 | 140 | 0 | 0 | 0 | 0 | 0.17805 | 0 | 3.7367 | 1.2456
IESO_2_MISO_W | IESO | MISO_W | 2015 | B2 | 25 | 0 | 140 | 140 | 140 | 140 | 0 | 990.37 | 1.2107 | 3.2168 | 1.2464 | 0.0038731 | 3.7367 | 1.2456
IESO_2_MISO_W | IESO | MISO_W | 2015 | B3 | 75 | 75 | 140 | 140 | 140 | 140 | 894.95 | 2536.18 | 12.689 | 3.7391 | 1.2464 | 0.12178 | 3.7367 | 1.2456
IESO_2_MISO_W | IESO | MISO_W | 2015 | B4 | 100 | 100 | 140 | 140 | 140 | 140 | 963.74 | 3006.68 | 20.6182 | 3.7391 | 1.2464 | 0.26383 | 3.7367 | 1.2456
IESO_2_MISO_W | IESO | MISO_W | 2015 | B5 | 200 | 200 | 140 | 140 | 140 | 140 | 1142.09 | 3460.47 | 12.2617 | 3.7391 | 1.2464 | 0.3138 | 3.7367 | 1.2456
IESO_2_MISO_W | IESO | MISO_W | 2015 | B6 | 300 | 0 | 140 | 140 | 140 | 140 | 0 | 2951.28 | 12.5822 | 3.6678 | 1.2464 | 0.483 | 3.7367 | 1.2456
IESO_2_MISO_W | IESO | MISO_W | 2015 | B7 | 400 | 0 | 140 | 140 | 140 | 140 | 0 | 0 | 5.1635 | 3.5847 | 1.2107 | 0.26428 | 3.7367 | 1.2456
IESO_2_MISO_W | IESO | MISO_W | 2015 | B8 | 500 | 0 | 140 | 140 | 140 | 140 | 0 | 0 | 4.2613 | 2.0773 | 1.2107 | 0.27264 | 3.7367 | 1.2456
IESO_2_MISO_W | IESO | MISO_W | 2015 | B9 | 800 | 0 | 140 | 140 | 140 | 140 | 0 | 0 | 3.5373 | 1.4481 | 0.15431 | 0.3621 | 3.7367 | 1.2456
IESO_2_MISO_W | IESO | MISO_W | 2015 | B10 | 1262 | 0 | 140 | 140 | 140 | 0 | 0 | 0 | 2.3384 | 0.1187 | 0 | 0.37761 | 3.7367 | 1.2456
IESO_2_MISO_W | IESO | MISO_W | 2015 | B11 | 25 | 25 | 140 | 140 | 140 | 140 | 3731.96 | 3816.94 | 28.8678 | 3.7391 | 1.2464 | 0.092348 | 3.7367 | 1.2456
IESO_2_MISO_W | IESO | MISO_W | 2015 | B12 | 200 | 0 | 140 | 140 | 140 | 140 | 0 | 2387.82 | 11.0628 | 3.6441 | 1.2464 | 0.28312 | 3.7367 | 1.2456
IESO_2_MISO_W | IESO | MISO_W | 2015 | B13 | 600 | 0 | 140 | 140 | 140 | 140 | 0 | 870.24 | 5.9825 | 2.9556 | 1.2464 | 0.45931 | 3.7367 | 1.2456
IESO_2_MISO_W | IESO | MISO_W | 2015 | B14 | 900 | 0 | 140 | 140 | 140 | 140 | 0 | 0 | 3.929 | 1.092 | 0.45106 | 0.45247 | 3.7367 | 1.2456
IESO_2_MISO_W | IESO | MISO_W | 2015 | B15 | 1203 | 0 | 140 | 140 | 140 | 0 | 0 | 0 | 2.3977 | 0.03561 | 0 | 0.3691 | 3.7367 | 1.2456
IESO_2_MISO_W | IESO | MISO_W | 2015 | B16 | 25 | 25 | 140 | 140 | 140 | 140 | 590.61 | 3402.69 | 13.5199 | 3.7391 | 1.2464 | 0.04325 | 3.7367 | 1.2456
IESO_2_MISO_W | IESO | MISO_W | 2015 | B17 | 100 | 0 | 140 | 140 | 140 | 140 | 0 | 11.86 | 11.6089 | 3.3592 | 1.2464 | 0.14855 | 3.7367 | 1.2456
IESO_2_MISO_W | IESO | MISO_W | 2015 | B18 | 400 | 0 | 140 | 140 | 140 | 140 | 0 | 0 | 5.6145 | 3.0625 | 1.2107 | 0.28737 | 3.7367 | 1.2456
IESO_2_MISO_W | IESO | MISO_W | 2015 | B19 | 700 | 0 | 140 | 140 | 140 | 0 | 0 | 0 | 4.2851 | 0.80716 | 0 | 0.38382 | 3.7367 | 1.2456
IESO_2_MISO_W | IESO | MISO_W | 2015 | B20 | 935 | 0 | 140 | 0 | 0 | 0 | 0 | 0 | 0 | 0 | 0 | 0 | 3.7367 | 1.2456
IESO_2_MISO_W | IESO | MISO_W | 2020 | B1 | 10 | 0 | 140 | 140 | 0 | 140 | 0 | 0 | 39.5865 | 0 | 2.8488 | 0.04519 | 9.3267 | 3.1089
IESO_2_MISO_W | IESO | MISO_W | 2020 | B2 | 25 | 0 | 140 | 140 | 140 | 140 | 0 | 0 | 13.9947 | 0.45106 | 2.7182 | 0.039939 | 9.3267 | 3.1089
IESO_2_MISO_W | IESO | MISO_W | 2020 | B3 | 75 | 75 | 140 | 140 | 140 | 140 | 2659.71 | 0 | 21.9832 | 9.3298 | 2.9082 | 0.18821 | 9.3267 | 3.1089
IESO_2_MISO_W | IESO | MISO_W | 2020 | B4 | 100 | 100 | 140 | 140 | 140 | 140 | 2398.79 | 0 | 47.7293 | 9.3298 | 2.8963 | 0.54485 | 9.3267 | 3.1089
IESO_2_MISO_W | IESO | MISO_W | 2020 | B5 | 200 | 200 | 140 | 140 | 140 | 140 | 2092.2 | 0 | 46.6254 | 9.3298 | 2.9082 | 1.0645 | 9.3267 | 3.1089
IESO_2_MISO_W | IESO | MISO_W | 2020 | B6 | 300 | 300 | 140 | 140 | 140 | 140 | 1685.96 | 0 | 39.5152 | 9.3298 | 3.0031 | 1.3533 | 9.3267 | 3.1089
IESO_2_MISO_W | IESO | MISO_W | 2020 | B7 | 400 | 400 | 140 | 140 | 140 | 140 | 393.35 | 0 | 17.9831 | 9.3298 | 3.0031 | 0.82114 | 9.3267 | 3.1089
IESO_2_MISO_W | IESO | MISO_W | 2020 | B8 | 500 | 0 | 140 | 140 | 140 | 140 | 0 | 0 | 10.1251 | 9.1518 | 2.9556 | 0.57792 | 9.3267 | 3.1089
IESO_2_MISO_W | IESO | MISO_W | 2020 | B9 | 800 | 0 | 140 | 140 | 140 | 140 | 0 | 0 | 8.6888 | 8.5583 | 2.8963 | 0.7935 | 9.3267 | 3.1089
IESO_2_MISO_W | IESO | MISO_W | 2020 | B10 | 1262 | 0 | 140 | 140 | 140 | 140 | 0 | 0 | 8.2853 | 7.6205 | 2.8725 | 1.1936 | 9.3267 | 3.1089
IESO_2_MISO_W | IESO | MISO_W | 2020 | B11 | 25 | 0 | 140 | 140 | 140 | 140 | 0 | 0 | 38.8149 | 8.8906 | 2.8369 | 0.11077 | 9.3267 | 3.1089
IESO_2_MISO_W | IESO | MISO_W | 2020 | B12 | 200 | 0 | 140 | 140 | 140 | 140 | 0 | 0 | 20.0247 | 8.677 | 2.8607 | 0.45718 | 9.3267 | 3.1089
IESO_2_MISO_W | IESO | MISO_W | 2020 | B13 | 600 | 0 | 140 | 140 | 140 | 140 | 0 | 0 | 12.7959 | 7.5256 | 2.7182 | 0.87643 | 9.3267 | 3.1089
IESO_2_MISO_W | IESO | MISO_W | 2020 | B14 | 900 | 0 | 140 | 140 | 140 | 140 | 0 | 0 | 9.5672 | 4.0121 | 2.8251 | 0.98293 | 9.3267 | 3.1089
IESO_2_MISO_W | IESO | MISO_W | 2020 | B15 | 1203 | 0 | 140 | 140 | 140 | 0 | 0 | 0 | 6.5166 | 0.99708 | 0 | 0.89492 | 9.3267 | 3.1089
IESO_2_MISO_W | IESO | MISO_W | 2020 | B16 | 25 | 0 | 140 | 140 | 140 | 140 | 0 | 0 | 40.5004 | 8.6414 | 2.8607 | 0.11558 | 9.3267 | 3.1089
IESO_2_MISO_W | IESO | MISO_W | 2020 | B17 | 100 | 0 | 140 | 140 | 140 | 140 | 0 | 0 | 19.2888 | 8.6176 | 2.8607 | 0.22019 | 9.3267 | 3.1089
IESO_2_MISO_W | IESO | MISO_W | 2020 | B18 | 400 | 0 | 140 | 140 | 140 | 140 | 0 | 0 | 13.8048 | 8.6176 | 2.8607 | 0.63036 | 9.3267 | 3.1089
IESO_2_MISO_W | IESO | MISO_W | 2020 | B19 | 700 | 0 | 140 | 140 | 140 | 140 | 0 | 0 | 10.778 | 5.1516 | 2.8607 | 0.86125 | 9.3267 | 3.1089
IESO_2_MISO_W | IESO | MISO_W | 2020 | B20 | 935 | 0 | 140 | 140 | 140 | 0 | 0 | 0 | 6.2199 | 0.9496 | 0 | 0.66388 | 9.3267 | 3.1089
IESO_2_MISO_W | IESO | MISO_W | 2025 | B1 | 10 | 0 | 140 | 140 | 140 | 0 | 0 | 0 | 191.9735 | 14.5764 | 0 | 0.2899 | 32.3074 | 10.7691
IESO_2_MISO_W | IESO | MISO_W | 2025 | B2 | 25 | 0 | 140 | 140 | 140 | 140 | 0 | 0 | 22.8616 | 21.3185 | 0.45106 | 0.086309 | 32.3074 | 10.7691
IESO_2_MISO_W | IESO | MISO_W | 2025 | B3 | 75 | 0 | 140 | 140 | 140 | 140 | 0 | 0 | 48.9519 | 22.1613 | 7.3831 | 0.55442 | 32.3074 | 10.7691
IESO_2_MISO_W | IESO | MISO_W | 2025 | B4 | 100 | 0 | 140 | 140 | 140 | 140 | 0 | 0 | 46.1743 | 28.1675 | 7.0983 | 0.69729 | 32.3074 | 10.7691
IESO_2_MISO_W | IESO | MISO_W | 2025 | B5 | 200 | 0 | 140 | 140 | 140 | 140 | 0 | 0 | 91.8857 | 28.1675 | 6.7422 | 2.7752 | 32.3074 | 10.7691
IESO_2_MISO_W | IESO | MISO_W | 2025 | B6 | 300 | 0 | 140 | 140 | 140 | 140 | 0 | 0 | 89.8678 | 28.1675 | 7.3475 | 4.0713 | 32.3074 | 10.7691
IESO_2_MISO_W | IESO | MISO_W | 2025 | B7 | 400 | 0 | 140 | 140 | 140 | 140 | 0 | 0 | 69.5701 | 21.2948 | 7.0983 | 4.2024 | 32.3074 | 10.7691
IESO_2_MISO_W | IESO | MISO_W | 2025 | B8 | 500 | 0 | 140 | 140 | 140 | 140 | 0 | 0 | 54.1747 | 21.2948 | 7.0983 | 4.0905 | 32.3074 | 10.7691
IESO_2_MISO_W | IESO | MISO_W | 2025 | B9 | 800 | 0 | 140 | 140 | 140 | 140 | 0 | 0 | 49.0231 | 17.259 | 5.9469 | 5.9225 | 32.3074 | 10.7691
IESO_2_MISO_W | IESO | MISO_W | 2025 | B10 | 1262 | 0 | 140 | 140 | 140 | 0 | 0 | 0 | 45.5927 | 8.6414 | 0 | 8.6889 | 32.3074 | 10.7691
IESO_2_MISO_W | IESO | MISO_W | 2025 | B11 | 25 | 0 | 140 | 140 | 140 | 140 | 0 | 0 | 74.7098 | 20.9624 | 5.5908 | 0.28205 | 32.3074 | 10.7691
IESO_2_MISO_W | IESO | MISO_W | 2025 | B12 | 200 | 0 | 140 | 140 | 140 | 140 | 0 | 0 | 53.0352 | 14.612 | 3.2049 | 1.6018 | 32.3074 | 10.7691
IESO_2_MISO_W | IESO | MISO_W | 2025 | B13 | 600 | 0 | 140 | 140 | 140 | 0 | 0 | 0 | 48.762 | 8.7126 | 0 | 4.4182 | 32.3074 | 10.7691
IESO_2_MISO_W | IESO | MISO_W | 2025 | B14 | 900 | 0 | 140 | 140 | 140 | 0 | 0 | 0 | 33.4971 | 6.2792 | 0 | 4.5526 | 32.3074 | 10.7691
IESO_2_MISO_W | IESO | MISO_W | 2025 | B15 | 1203 | 0 | 140 | 71.04 | 0 | 0 | 0 | 0 | 0 | 0 | 0 | 0 | 32.3074 | 10.7691
IESO_2_MISO_W | IESO | MISO_W | 2025 | B16 | 25 | 0 | 140 | 140 | 140 | 140 | 0 | 0 | 0.01187 | 14.1609 | 3.8578 | 4.4813e-05 | 32.3074 | 10.7691
IESO_2_MISO_W | IESO | MISO_W | 2025 | B17 | 100 | 0 | 140 | 140 | 140 | 140 | 0 | 0 | 4.653 | 5.1516 | 2.6351 | 0.070266 | 32.3074 | 10.7691
IESO_2_MISO_W | IESO | MISO_W | 2025 | B18 | 400 | 0 | 140 | 140 | 140 | 140 | 0 | 0 | 4.653 | 1.3176 | 2.4096 | 0.28107 | 32.3074 | 10.7691
IESO_2_MISO_W | IESO | MISO_W | 2025 | B19 | 700 | 0 | 140 | 140 | 140 | 140 | 0 | 0 | 4.653 | 0.01187 | 1.365 | 0.49186 | 32.3074 | 10.7691
IESO_2_MISO_W | IESO | MISO_W | 2025 | B20 | 935 | 0 | 140 | 0 | 0 | 0 | 0 | 0 | 0 | 0 | 0 | 0 | 32.3074 | 10.7691
IESO_2_MISO_W | IESO | MISO_W | 2030 | B1 | 10 | 0 | 140 | 140 | 140 | 140 | 0 | 0 | 50.7205 | 22.7785 | 8.3921 | 0.067117 | 36.7562 | 12.2521
IESO_2_MISO_W | IESO | MISO_W | 2030 | B2 | 25 | 0 | 140 | 140 | 140 | 140 | 0 | 0 | 53.5693 | 22.7785 | 8.4633 | 0.17722 | 36.7562 | 12.2521
IESO_2_MISO_W | IESO | MISO_W | 2030 | B3 | 75 | 75 | 140 | 140 | 140 | 140 | 785.82 | 0 | 51.3021 | 36.7614 | 8.9856 | 0.50915 | 36.7562 | 12.2521
IESO_2_MISO_W | IESO | MISO_W | 2030 | B4 | 100 | 0 | 140 | 140 | 140 | 140 | 0 | 0 | 122.7595 | 35.6575 | 8.3921 | 1.6244 | 36.7562 | 12.2521
IESO_2_MISO_W | IESO | MISO_W | 2030 | B5 | 200 | 0 | 140 | 140 | 140 | 140 | 0 | 0 | 122.1067 | 25.4018 | 8.4633 | 3.2316 | 36.7562 | 12.2521
IESO_2_MISO_W | IESO | MISO_W | 2030 | B6 | 300 | 0 | 140 | 140 | 140 | 140 | 0 | 0 | 83.4342 | 36.5003 | 8.3921 | 3.3122 | 36.7562 | 12.2521
IESO_2_MISO_W | IESO | MISO_W | 2030 | B7 | 400 | 0 | 140 | 140 | 140 | 140 | 0 | 0 | 71.8847 | 30.7908 | 8.3921 | 3.8049 | 36.7562 | 12.2521
IESO_2_MISO_W | IESO | MISO_W | 2030 | B8 | 500 | 0 | 140 | 140 | 140 | 140 | 0 | 0 | 67.4928 | 25.9478 | 8.3565 | 4.4656 | 36.7562 | 12.2521
IESO_2_MISO_W | IESO | MISO_W | 2030 | B9 | 800 | 0 | 140 | 140 | 140 | 140 | 0 | 0 | 64.1336 | 25.4018 | 8.4633 | 6.7893 | 36.7562 | 12.2521
IESO_2_MISO_W | IESO | MISO_W | 2030 | B10 | 1262 | 0 | 140 | 140 | 140 | 0 | 0 | 0 | 55.611 | 14.7188 | 0 | 9.2869 | 36.7562 | 12.2521
IESO_2_MISO_W | IESO | MISO_W | 2030 | B11 | 25 | 0 | 140 | 140 | 140 | 140 | 0 | 0 | 69.2615 | 30.3516 | 7.6324 | 0.22913 | 36.7562 | 12.2521
IESO_2_MISO_W | IESO | MISO_W | 2030 | B12 | 200 | 0 | 140 | 140 | 140 | 140 | 0 | 0 | 57.1066 | 20.6419 | 3.4423 | 1.5114 | 36.7562 | 12.2521
IESO_2_MISO_W | IESO | MISO_W | 2030 | B13 | 600 | 0 | 140 | 140 | 140 | 140 | 0 | 0 | 54.9937 | 18.624 | 1.5194 | 4.3663 | 36.7562 | 12.2521
IESO_2_MISO_W | IESO | MISO_W | 2030 | B14 | 900 | 0 | 140 | 140 | 140 | 0 | 0 | 0 | 0.01187 | 10.2913 | 0 | 0.0014137 | 36.7562 | 12.2521
IESO_2_MISO_W | IESO | MISO_W | 2030 | B15 | 1203 | 0 | 140 | 0 | 140 | 0 | 0 | 0 | 0 | 6.7896 | 0 | 0 | 36.7562 | 12.2521
IESO_2_MISO_W | IESO | MISO_W | 2030 | B16 | 25 | 0 | 140 | 140 | 140 | 140 | 0 | 0 | 55.7059 | 24.0011 | 7.1101 | 0.18429 | 36.7562 | 12.2521
IESO_2_MISO_W | IESO | MISO_W | 2030 | B17 | 100 | 0 | 140 | 140 | 140 | 140 | 0 | 0 | 55.7059 | 22.0782 | 3.1099 | 0.73714 | 36.7562 | 12.2521
IESO_2_MISO_W | IESO | MISO_W | 2030 | B18 | 400 | 0 | 140 | 140 | 140 | 140 | 0 | 0 | 57.6288 | 22.0782 | 1.7449 | 3.0504 | 36.7562 | 12.2521
IESO_2_MISO_W | IESO | MISO_W | 2030 | B19 | 700 | 0 | 140 | 140 | 140 | 21.44 | 0 | 0 | 57.6288 | 15.2411 | 0 | 5.3381 | 36.7562 | 12.2521
IESO_2_MISO_W | IESO | MISO_W | 2030 | B20 | 935 | 0 | 140 | 140 | 140 | 0 | 0 | 0 | 2.5995 | 9.864 | 0 | 0.32163 | 36.7562 | 12.2521
IESO_2_MISO_W | IESO | MISO_W | 2035 | B1 | 10 | 0 | 140 | 140 | 140 | 140 | 0 | 0 | 106.6282 | 13.3419 | 5.6976 | 0.18717 | 36.9259 | 12.3086
IESO_2_MISO_W | IESO | MISO_W | 2035 | B2 | 25 | 0 | 140 | 140 | 140 | 140 | 0 | 0 | 91.1497 | 17.0097 | 3.5135 | 0.39999 | 36.9259 | 12.3086
IESO_2_MISO_W | IESO | MISO_W | 2035 | B3 | 75 | 0 | 140 | 140 | 140 | 140 | 0 | 0 | 87.2208 | 17.0453 | 5.6976 | 1.1482 | 36.9259 | 12.3086
IESO_2_MISO_W | IESO | MISO_W | 2035 | B4 | 100 | 0 | 140 | 140 | 140 | 140 | 0 | 0 | 114.2844 | 13.8998 | 3.5135 | 2.006 | 36.9259 | 12.3086
IESO_2_MISO_W | IESO | MISO_W | 2035 | B5 | 200 | 0 | 140 | 140 | 140 | 140 | 0 | 0 | 79.802 | 17.0335 | 5.6976 | 2.8015 | 36.9259 | 12.3086
IESO_2_MISO_W | IESO | MISO_W | 2035 | B6 | 300 | 0 | 140 | 140 | 140 | 140 | 0 | 0 | 80.6804 | 25.9241 | 4.1782 | 4.2486 | 36.9259 | 12.3086
IESO_2_MISO_W | IESO | MISO_W | 2035 | B7 | 400 | 0 | 140 | 140 | 140 | 140 | 0 | 0 | 72.7037 | 14.7544 | 5.6976 | 5.1047 | 36.9259 | 12.3086
IESO_2_MISO_W | IESO | MISO_W | 2035 | B8 | 500 | 0 | 140 | 140 | 140 | 140 | 0 | 0 | 64.4066 | 10.9441 | 3.4898 | 5.6527 | 36.9259 | 12.3086
IESO_2_MISO_W | IESO | MISO_W | 2035 | B9 | 800 | 0 | 140 | 140 | 140 | 140 | 0 | 0 | 51.8719 | 10.9441 | 3.5254 | 7.2841 | 36.9259 | 12.3086
IESO_2_MISO_W | IESO | MISO_W | 2035 | B10 | 1262 | 0 | 140 | 140 | 140 | 140 | 0 | 0 | 37.8534 | 4.5581 | 2.2553 | 8.3853 | 36.9259 | 12.3086
IESO_2_MISO_W | IESO | MISO_W | 2035 | B11 | 25 | 0 | 140 | 140 | 140 | 140 | 0 | 0 | 66.5076 | 13.3419 | 3.5254 | 0.29185 | 36.9259 | 12.3086
IESO_2_MISO_W | IESO | MISO_W | 2035 | B12 | 200 | 0 | 140 | 140 | 140 | 140 | 0 | 0 | 48.0735 | 7.2644 | 5.662 | 1.6877 | 36.9259 | 12.3086
IESO_2_MISO_W | IESO | MISO_W | 2035 | B13 | 600 | 0 | 140 | 140 | 140 | 140 | 0 | 0 | 44.7855 | 6.1487 | 3.4186 | 4.7167 | 36.9259 | 12.3086
IESO_2_MISO_W | IESO | MISO_W | 2035 | B14 | 900 | 0 | 140 | 0 | 0 | 140 | 0 | 0 | 0 | 0 | 3.1456 | 0 | 36.9259 | 12.3086
IESO_2_MISO_W | IESO | MISO_W | 2035 | B15 | 1203 | 0 | 140 | 0 | 0 | 0 | 0 | 0 | 0 | 0 | 0 | 0 | 36.9259 | 12.3086
IESO_2_MISO_W | IESO | MISO_W | 2035 | B16 | 25 | 0 | 140 | 68.63 | 140 | 140 | 0 | 0 | 0 | 6.2199 | 2.7538 | 0 | 36.9259 | 12.3086
IESO_2_MISO_W | IESO | MISO_W | 2035 | B17 | 100 | 0 | 140 | 140 | 140 | 140 | 0 | 0 | 0.02374 | 6.9677 | 3.3592 | 0.00041671 | 36.9259 | 12.3086
IESO_2_MISO_W | IESO | MISO_W | 2035 | B18 | 400 | 0 | 140 | 140 | 140 | 140 | 0 | 0 | 27.5503 | 8.4752 | 3.4898 | 1.9344 | 36.9259 | 12.3086
IESO_2_MISO_W | IESO | MISO_W | 2035 | B19 | 700 | 0 | 140 | 140 | 140 | 140 | 0 | 0 | 27.5503 | 5.6501 | 3.3592 | 3.3851 | 36.9259 | 12.3086
IESO_2_MISO_W | IESO | MISO_W | 2035 | B20 | 935 | 0 | 140 | 70.74 | 0 | 140 | 0 | 0 | 0 | 0 | 3.1456 | 0 | 36.9259 | 12.3086
IESO_2_MISO_W | IESO | MISO_W | 2040 | B1 | 10 | 0 | 140 | 140 | 140 | 140 | 0 | 0 | 124.0296 | 18.0187 | 4.8904 | 0.47521 | 70.4065 | 23.4688
IESO_2_MISO_W | IESO | MISO_W | 2040 | B2 | 25 | 0 | 140 | 0 | 140 | 140 | 0 | 0 | 0 | 18.0424 | 4.8904 | 0 | 70.4065 | 23.4688
IESO_2_MISO_W | IESO | MISO_W | 2040 | B3 | 75 | 0 | 140 | 140 | 140 | 140 | 0 | 0 | 132.0181 | 18.3392 | 5.9469 | 3.7936 | 70.4065 | 23.4688
IESO_2_MISO_W | IESO | MISO_W | 2040 | B4 | 100 | 0 | 140 | 140 | 140 | 140 | 0 | 0 | 187.3798 | 18.3273 | 5.9469 | 7.1793 | 70.4065 | 23.4688
IESO_2_MISO_W | IESO | MISO_W | 2040 | B5 | 200 | 0 | 140 | 140 | 140 | 140 | 0 | 0 | 120.4449 | 23.8112 | 4.8904 | 9.2295 | 70.4065 | 23.4688
IESO_2_MISO_W | IESO | MISO_W | 2040 | B6 | 300 | 0 | 140 | 140 | 140 | 140 | 0 | 0 | 113.4535 | 36.2391 | 5.9469 | 13.0406 | 70.4065 | 23.4688
IESO_2_MISO_W | IESO | MISO_W | 2040 | B7 | 400 | 0 | 140 | 140 | 140 | 140 | 0 | 0 | 99.8386 | 20.725 | 4.8904 | 15.3009 | 70.4065 | 23.4688
IESO_2_MISO_W | IESO | MISO_W | 2040 | B8 | 500 | 0 | 140 | 140 | 140 | 140 | 0 | 0 | 78.9118 | 17.3302 | 4.8904 | 15.1172 | 70.4065 | 23.4688
IESO_2_MISO_W | IESO | MISO_W | 2040 | B9 | 800 | 0 | 140 | 140 | 140 | 140 | 0 | 0 | 78.4132 | 11.8581 | 3.9408 | 24.0347 | 70.4065 | 23.4688
IESO_2_MISO_W | IESO | MISO_W | 2040 | B10 | 1262 | 0 | 140 | 0 | 0 | 0 | 0 | 0 | 0 | 0 | 0 | 0 | 70.4065 | 23.4688
IESO_2_MISO_W | IESO | MISO_W | 2040 | B11 | 25 | 0 | 140 | 140 | 140 | 140 | 0 | 0 | 86.2593 | 17.8406 | 4.8904 | 0.82624 | 70.4065 | 23.4688
IESO_2_MISO_W | IESO | MISO_W | 2040 | B12 | 200 | 0 | 140 | 140 | 140 | 140 | 0 | 0 | 63.6588 | 11.8344 | 3.9408 | 4.8781 | 70.4065 | 23.4688
IESO_2_MISO_W | IESO | MISO_W | 2040 | B13 | 600 | 0 | 140 | 0 | 140 | 140 | 0 | 0 | 0 | 14.1016 | 3.9408 | 0 | 70.4065 | 23.4688
IESO_2_MISO_W | IESO | MISO_W | 2040 | B14 | 900 | 0 | 140 | 0 | 140 | 140 | 0 | 0 | 0 | 14.1016 | 4.3207 | 0 | 70.4065 | 23.4688
IESO_2_MISO_W | IESO | MISO_W | 2040 | B15 | 1203 | 0 | 140 | 0 | 0 | 0 | 0 | 0 | 0 | 0 | 0 | 0 | 70.4065 | 23.4688
IESO_2_MISO_W | IESO | MISO_W | 2040 | B16 | 25 | 0 | 140 | 0 | 140 | 140 | 0 | 0 | 0 | 13.152 | 3.6322 | 0 | 70.4065 | 23.4688
IESO_2_MISO_W | IESO | MISO_W | 2040 | B17 | 100 | 0 | 140 | 0 | 140 | 140 | 0 | 0 | 0 | 13.8998 | 3.9408 | 0 | 70.4065 | 23.4688
IESO_2_MISO_W | IESO | MISO_W | 2040 | B18 | 400 | 0 | 140 | 0 | 140 | 140 | 0 | 0 | 0 | 14.0541 | 3.9408 | 0 | 70.4065 | 23.4688
IESO_2_MISO_W | IESO | MISO_W | 2040 | B19 | 700 | 0 | 140 | 0 | 140 | 140 | 0 | 0 | 0 | 14.1016 | 3.9408 | 0 | 70.4065 | 23.4688
IESO_2_MISO_W | IESO | MISO_W | 2040 | B20 | 935 | 0 | 140 | 0 | 0 | 0 | 0 | 0 | 0 | 0 | 0 | 0 | 70.4065 | 23.4688
IESO_2_MISO_W | IESO | MISO_W | 2045 | B1 | 10 | 0 | 140 | 140 | 140 | 140 | 0 | 0 | 137.5377 | 0.2374 | 0.85464 | 0.52696 | 24.7976 | 8.2659
IESO_2_MISO_W | IESO | MISO_W | 2045 | B2 | 25 | 0 | 140 | 0 | 0 | 0 | 0 | 0 | 0 | 0 | 0 | 0 | 24.7976 | 8.2659
IESO_2_MISO_W | IESO | MISO_W | 2045 | B3 | 75 | 0 | 140 | 140 | 140 | 140 | 0 | 0 | 7.9766 | 4.5818 | 0.85464 | 0.22921 | 24.7976 | 8.2659
IESO_2_MISO_W | IESO | MISO_W | 2045 | B4 | 100 | 0 | 140 | 140 | 140 | 140 | 0 | 0 | 26.5769 | 5.0329 | 0.85464 | 1.0183 | 24.7976 | 8.2659
IESO_2_MISO_W | IESO | MISO_W | 2045 | B5 | 200 | 0 | 140 | 140 | 140 | 140 | 0 | 0 | 23.0041 | 12.0481 | 0.9496 | 1.7628 | 24.7976 | 8.2659
IESO_2_MISO_W | IESO | MISO_W | 2045 | B6 | 300 | 0 | 140 | 140 | 140 | 140 | 0 | 0 | 26.0903 | 13.4131 | 1.6737 | 2.9989 | 24.7976 | 8.2659
IESO_2_MISO_W | IESO | MISO_W | 2045 | B7 | 400 | 0 | 140 | 140 | 140 | 140 | 0 | 0 | 15.1105 | 3.2405 | 0.21366 | 2.3158 | 24.7976 | 8.2659
IESO_2_MISO_W | IESO | MISO_W | 2045 | B8 | 500 | 0 | 140 | 140 | 0 | 0 | 0 | 0 | 8.214 | 0 | 0 | 1.5736 | 24.7976 | 8.2659
IESO_2_MISO_W | IESO | MISO_W | 2045 | B9 | 800 | 0 | 140 | 140 | 140 | 0 | 0 | 0 | 57.8425 | 0.66472 | 0 | 17.7295 | 24.7976 | 8.2659
IESO_2_MISO_W | IESO | MISO_W | 2045 | B10 | 1262 | 0 | 140 | 0 | 0 | 0 | 0 | 0 | 0 | 0 | 0 | 0 | 24.7976 | 8.2659
IESO_2_MISO_W | IESO | MISO_W | 2045 | B11 | 25 | 0 | 140 | 140 | 140 | 0 | 0 | 0 | 112.765 | 0.9496 | 0 | 1.0801 | 24.7976 | 8.2659
IESO_2_MISO_W | IESO | MISO_W | 2045 | B12 | 200 | 0 | 140 | 140 | 0 | 0 | 0 | 0 | 49.9608 | 0 | 0 | 3.8284 | 24.7976 | 8.2659
IESO_2_MISO_W | IESO | MISO_W | 2045 | B13 | 600 | 0 | 140 | 0 | 0 | 0 | 0 | 0 | 0 | 0 | 0 | 0 | 24.7976 | 8.2659
IESO_2_MISO_W | IESO | MISO_W | 2045 | B14 | 900 | 0 | 140 | 0 | 0 | 0 | 0 | 0 | 0 | 0 | 0 | 0 | 24.7976 | 8.2659
IESO_2_MISO_W | IESO | MISO_W | 2045 | B15 | 1203 | 0 | 140 | 0 | 0 | 0 | 0 | 0 | 0 | 0 | 0 | 0 | 24.7976 | 8.2659
IESO_2_MISO_W | IESO | MISO_W | 2045 | B16 | 25 | 0 | 140 | 0 | 0 | 0 | 0 | 0 | 0 | 0 | 0 | 0 | 24.7976 | 8.2659
IESO_2_MISO_W | IESO | MISO_W | 2045 | B17 | 100 | 0 | 140 | 0 | 0 | 0 | 0 | 0 | 0 | 0 | 0 | 0 | 24.7976 | 8.2659
IESO_2_MISO_W | IESO | MISO_W | 2045 | B18 | 400 | 0 | 140 | 0 | 0 | 0 | 0 | 0 | 0 | 0 | 0 | 0 | 24.7976 | 8.2659
IESO_2_MISO_W | IESO | MISO_W | 2045 | B19 | 700 | 0 | 140 | 0 | 0 | 0 | 0 | 0 | 0 | 0 | 0 | 0 | 24.7976 | 8.2659
IESO_2_MISO_W | IESO | MISO_W | 2045 | B20 | 935 | 0 | 140 | 0 | 0 | 0 | 0 | 0 | 0 | 0 | 0 | 0 | 24.7976 | 8.2659
IESO_2_MISO_W | IESO | MISO_W | 2050 | B1 | 10 | 0 | 140 | 140 | 140 | 0 | 0 | 0 | 253.0921 | 2.0535 | 0 | 1.6488 | 32.8154 | 10.9385
IESO_2_MISO_W | IESO | MISO_W | 2050 | B2 | 25 | 0 | 140 | 0 | 0 | 0 | 0 | 0 | 0 | 0 | 0 | 0 | 32.8154 | 10.9385
IESO_2_MISO_W | IESO | MISO_W | 2050 | B3 | 75 | 0 | 140 | 0 | 140 | 0 | 0 | 0 | 0 | 2.4096 | 0 | 0 | 32.8154 | 10.9385
IESO_2_MISO_W | IESO | MISO_W | 2050 | B4 | 100 | 0 | 140 | 140 | 140 | 0 | 0 | 0 | 12.8671 | 8.2853 | 0 | 0.83825 | 32.8154 | 10.9385
IESO_2_MISO_W | IESO | MISO_W | 2050 | B5 | 200 | 0 | 140 | 140 | 140 | 140 | 0 | 0 | 25.9241 | 17.0928 | 0.27301 | 3.3777 | 32.8154 | 10.9385
IESO_2_MISO_W | IESO | MISO_W | 2050 | B6 | 300 | 0 | 140 | 140 | 140 | 140 | 0 | 0 | 35.9898 | 10.4931 | 0.13057 | 7.0338 | 32.8154 | 10.9385
IESO_2_MISO_W | IESO | MISO_W | 2050 | B7 | 400 | 0 | 140 | 140 | 0 | 0 | 0 | 0 | 104.2305 | 0 | 0 | 27.161 | 32.8154 | 10.9385
IESO_2_MISO_W | IESO | MISO_W | 2050 | B8 | 500 | 0 | 140 | 140 | 0 | 0 | 0 | 0 | 6.6828 | 0 | 0 | 2.1768 | 32.8154 | 10.9385
IESO_2_MISO_W | IESO | MISO_W | 2050 | B9 | 800 | 0 | 140 | 0 | 0 | 0 | 0 | 0 | 0 | 0 | 0 | 0 | 32.8154 | 10.9385
IESO_2_MISO_W | IESO | MISO_W | 2050 | B10 | 1262 | 0 | 140 | 0 | 0 | 0 | 0 | 0 | 0 | 0 | 0 | 0 | 32.8154 | 10.9385
IESO_2_MISO_W | IESO | MISO_W | 2050 | B11 | 25 | 0 | 140 | 140 | 140 | 0 | 0 | 0 | 93.1676 | 1.0802 | 0 | 1.5174 | 32.8154 | 10.9385
IESO_2_MISO_W | IESO | MISO_W | 2050 | B12 | 200 | 0 | 140 | 0 | 0 | 0 | 0 | 0 | 0 | 0 | 0 | 0 | 32.8154 | 10.9385
IESO_2_MISO_W | IESO | MISO_W | 2050 | B13 | 600 | 0 | 140 | 0 | 0 | 0 | 0 | 0 | 0 | 0 | 0 | 0 | 32.8154 | 10.9385
IESO_2_MISO_W | IESO | MISO_W | 2050 | B14 | 900 | 0 | 140 | 0 | 0 | 0 | 0 | 0 | 0 | 0 | 0 | 0 | 32.8154 | 10.9385
IESO_2_MISO_W | IESO | MISO_W | 2050 | B15 | 1203 | 0 | 140 | 0 | 0 | 0 | 0 | 0 | 0 | 0 | 0 | 0 | 32.8154 | 10.9385
IESO_2_MISO_W | IESO | MISO_W | 2050 | B16 | 25 | 0 | 140 | 0 | 0 | 0 | 0 | 0 | 0 | 0 | 0 | 0 | 32.8154 | 10.9385
IESO_2_MISO_W | IESO | MISO_W | 2050 | B17 | 100 | 0 | 140 | 0 | 0 | 0 | 0 | 0 | 0 | 0 | 0 | 0 | 32.8154 | 10.9385
IESO_2_MISO_W | IESO | MISO_W | 2050 | B18 | 400 | 0 | 140 | 0 | 0 | 0 | 0 | 0 | 0 | 0 | 0 | 0 | 32.8154 | 10.9385
IESO_2_MISO_W | IESO | MISO_W | 2050 | B19 | 700 | 0 | 140 | 0 | 0 | 0 | 0 | 0 | 0 | 0 | 0 | 0 | 32.8154 | 10.9385
IESO_2_MISO_W | IESO | MISO_W | 2050 | B20 | 935 | 0 | 140 | 0 | 0 | 0 | 0 | 0 | 0 | 0 | 0 | 0 | 32.8154 | 10.9385
IESO_2_NYISO_A-F | IESO | NYISO_A-F | 2015 | B1 | 10 | 0 | 1725 | 0 | 481.83 | 1266.17 | 0 | 0 | 0 | 0 | 0 | 0 | 4.7428 | 1.5809
IESO_2_NYISO_A-F | IESO | NYISO_A-F | 2015 | B2 | 25 | 0 | 1725 | 0 | 0 | 590.57 | 0 | 0 | 0 | 0 | 0 | 0 | 4.7428 | 1.5809
IESO_2_NYISO_A-F | IESO | NYISO_A-F | 2015 | B3 | 75 | 0 | 1725 | 253.09 | 0 | 0 | 0 | 0 | 0 | 0 | 0 | 0 | 4.7428 | 1.5809
IESO_2_NYISO_A-F | IESO | NYISO_A-F | 2015 | B4 | 100 | 0 | 1725 | 847.59 | 0 | 0 | 0 | 0 | 0 | 0 | 0 | 0 | 4.7428 | 1.5809
IESO_2_NYISO_A-F | IESO | NYISO_A-F | 2015 | B5 | 200 | 0 | 1725 | 1476.12 | 0 | 0 | 0 | 0 | 0 | 0 | 0 | 0 | 4.7428 | 1.5809
IESO_2_NYISO_A-F | IESO | NYISO_A-F | 2015 | B6 | 300 | 0 | 1725 | 1725 | 728.31 | 0 | 0 | 0 | 8.2971 | 0 | 0 | 0.299 | 4.7428 | 1.5809
IESO_2_NYISO_A-F | IESO | NYISO_A-F | 2015 | B7 | 400 | 0 | 1725 | 1725 | 1725 | 1725 | 0 | 653.05 | 6.576 | 4.3563 | 1.5787 | 0.31596 | 4.7428 | 1.5809
IESO_2_NYISO_A-F | IESO | NYISO_A-F | 2015 | B8 | 500 | 0 | 1725 | 1725 | 1725 | 1725 | 0 | 1091.57 | 6.0181 | 3.4779 | 1.5787 | 0.36145 | 4.7428 | 1.5809
IESO_2_NYISO_A-F | IESO | NYISO_A-F | 2015 | B9 | 800 | 0 | 1725 | 1725 | 1725 | 1725 | 0 | 1271 | 5.6976 | 3.4779 | 1.5787 | 0.54752 | 4.7428 | 1.5809
IESO_2_NYISO_A-F | IESO | NYISO_A-F | 2015 | B10 | 1262 | 0 | 1725 | 1725 | 1725 | 1725 | 0 | 1083.58 | 5.6976 | 3.4779 | 1.5787 | 0.86371 | 4.7428 | 1.5809
IESO_2_NYISO_A-F | IESO | NYISO_A-F | 2015 | B11 | 25 | 0 | 1725 | 1725 | 0 | 0 | 0 | 0 | 7.5018 | 0 | 0 | 0.022528 | 4.7428 | 1.5809
IESO_2_NYISO_A-F | IESO | NYISO_A-F | 2015 | B12 | 200 | 0 | 1725 | 1725 | 1725 | 0 | 0 | 0 | 7.1339 | 1.0564 | 0 | 0.17138 | 4.7428 | 1.5809
IESO_2_NYISO_A-F | IESO | NYISO_A-F | 2015 | B13 | 600 | 0 | 1725 | 1725 | 1725 | 1725 | 0 | 0 | 5.2109 | 4.1189 | 0.36797 | 0.37556 | 4.7428 | 1.5809
IESO_2_NYISO_A-F | IESO | NYISO_A-F | 2015 | B14 | 900 | 0 | 1725 | 1725 | 1725 | 1725 | 0 | 0 | 5.2109 | 2.2078 | 0.99708 | 0.56334 | 4.7428 | 1.5809
IESO_2_NYISO_A-F | IESO | NYISO_A-F | 2015 | B15 | 1203 | 0 | 1725 | 1725 | 1725 | 1725 | 0 | 0 | 5.2109 | 2.2078 | 0.99708 | 0.753 | 4.7428 | 1.5809
IESO_2_NYISO_A-F | IESO | NYISO_A-F | 2015 | B16 | 25 | 0 | 1725 | 1711.53 | 0 | 0 | 0 | 0 | 0 | 0 | 0 | 0 | 4.7428 | 1.5809
IESO_2_NYISO_A-F | IESO | NYISO_A-F | 2015 | B17 | 100 | 0 | 1725 | 1725 | 1725 | 1725 | 0 | 728.11 | 8.3565 | 2.7776 | 1.5787 | 0.10038 | 4.7428 | 1.5809
IESO_2_NYISO_A-F | IESO | NYISO_A-F | 2015 | B18 | 400 | 400 | 1725 | 1725 | 1725 | 1725 | 1269.35 | 2640.45 | 7.9766 | 4.748 | 1.5787 | 0.38326 | 4.7428 | 1.5809
IESO_2_NYISO_A-F | IESO | NYISO_A-F | 2015 | B19 | 700 | 700 | 1725 | 1725 | 1725 | 1725 | 576.02 | 2806.73 | 7.9766 | 4.748 | 1.5787 | 0.67071 | 4.7428 | 1.5809
IESO_2_NYISO_A-F | IESO | NYISO_A-F | 2015 | B20 | 935 | 935 | 1725 | 1725 | 1725 | 1725 | 410.32 | 1671.66 | 7.9766 | 4.748 | 1.5787 | 0.89587 | 4.7428 | 1.5809
IESO_2_NYISO_A-F | IESO | NYISO_A-F | 2020 | B1 | 10 | 10 | 1725 | 469.88 | 1725 | 1725 | 2589.57 | 409.93 | 0 | 5.6739 | 1.8873 | 0 | 5.6715 | 1.8905
IESO_2_NYISO_A-F | IESO | NYISO_A-F | 2020 | B2 | 25 | 25 | 1725 | 971.38 | 1725 | 1362.51 | 1300.78 | 0 | 0 | 5.6739 | 0 | 0 | 5.6715 | 1.8905
IESO_2_NYISO_A-F | IESO | NYISO_A-F | 2020 | B3 | 75 | 0 | 1725 | 1486.54 | 0 | 0 | 0 | 0 | 0 | 0 | 0 | 0 | 5.6715 | 1.8905
IESO_2_NYISO_A-F | IESO | NYISO_A-F | 2020 | B4 | 100 | 0 | 1725 | 1725 | 0 | 0 | 0 | 0 | 19.9179 | 0 | 0 | 0.23026 | 5.6715 | 1.8905
IESO_2_NYISO_A-F | IESO | NYISO_A-F | 2020 | B5 | 200 | 0 | 1725 | 1725 | 0 | 0 | 0 | 0 | 8.6532 | 0 | 0 | 0.20007 | 5.6715 | 1.8905
IESO_2_NYISO_A-F | IESO | NYISO_A-F | 2020 | B6 | 300 | 0 | 1725 | 1725 | 0 | 0 | 0 | 0 | 8.7838 | 0 | 0 | 0.30464 | 5.6715 | 1.8905
IESO_2_NYISO_A-F | IESO | NYISO_A-F | 2020 | B7 | 400 | 0 | 1725 | 1725 | 1725 | 0 | 0 | 0 | 8.7838 | 1.0683 | 0 | 0.40619 | 5.6715 | 1.8905
IESO_2_NYISO_A-F | IESO | NYISO_A-F | 2020 | B8 | 500 | 0 | 1725 | 1725 | 1725 | 353.9 | 0 | 0 | 6.0537 | 4.8311 | 0 | 0.34992 | 5.6715 | 1.8905
IESO_2_NYISO_A-F | IESO | NYISO_A-F | 2020 | B9 | 800 | 800 | 1725 | 1725 | 1725 | 1725 | 637.77 | 0 | 6.0537 | 5.6739 | 0.78342 | 0.55988 | 5.6715 | 1.8905
IESO_2_NYISO_A-F | IESO | NYISO_A-F | 2020 | B10 | 1262 | 1262 | 1725 | 1725 | 1725 | 1725 | 345.48 | 0 | 6.0537 | 5.6739 | 1.7211 | 0.88321 | 5.6715 | 1.8905
IESO_2_NYISO_A-F | IESO | NYISO_A-F | 2020 | B11 | 25 | 0 | 1725 | 1725 | 0 | 0 | 0 | 0 | 9.0687 | 0 | 0 | 0.02621 | 5.6715 | 1.8905
IESO_2_NYISO_A-F | IESO | NYISO_A-F | 2020 | B12 | 200 | 0 | 1725 | 1725 | 1725 | 0 | 0 | 0 | 9.0687 | 1.5312 | 0 | 0.20968 | 5.6715 | 1.8905
IESO_2_NYISO_A-F | IESO | NYISO_A-F | 2020 | B13 | 600 | 0 | 1725 | 1725 | 1725 | 0 | 0 | 0 | 6.8253 | 1.5431 | 0 | 0.47343 | 5.6715 | 1.8905
IESO_2_NYISO_A-F | IESO | NYISO_A-F | 2020 | B14 | 900 | 0 | 1725 | 1725 | 1725 | 1463.58 | 0 | 0 | 6.7066 | 1.0683 | 0 | 0.69779 | 5.6715 | 1.8905
IESO_2_NYISO_A-F | IESO | NYISO_A-F | 2020 | B15 | 1203 | 0 | 1725 | 1725 | 1725 | 1492.61 | 0 | 0 | 6.7066 | 1.0683 | 0 | 0.93271 | 5.6715 | 1.8905
IESO_2_NYISO_A-F | IESO | NYISO_A-F | 2020 | B16 | 25 | 0 | 1725 | 1725 | 0 | 0 | 0 | 0 | 9.5316 | 0 | 0 | 0.027548 | 5.6715 | 1.8905
IESO_2_NYISO_A-F | IESO | NYISO_A-F | 2020 | B17 | 100 | 0 | 1725 | 1725 | 1533.19 | 846.1 | 0 | 0 | 9.5316 | 0 | 0 | 0.11019 | 5.6715 | 1.8905
IESO_2_NYISO_A-F | IESO | NYISO_A-F | 2020 | B18 | 400 | 0 | 1725 | 1725 | 1725 | 1725 | 0 | 189.13 | 9.1399 | 4.107 | 1.8873 | 0.42265 | 5.6715 | 1.8905
IESO_2_NYISO_A-F | IESO | NYISO_A-F | 2020 | B19 | 700 | 0 | 1725 | 1725 | 1725 | 1725 | 0 | 0 | 9.1399 | 4.107 | 1.5194 | 0.73965 | 5.6715 | 1.8905
IESO_2_NYISO_A-F | IESO | NYISO_A-F | 2020 | B20 | 935 | 0 | 1725 | 1725 | 1725 | 1725 | 0 | 2007.74 | 9.1399 | 4.107 | 1.8873 | 0.98795 | 5.6715 | 1.8905
IESO_2_NYISO_A-F | IESO | NYISO_A-F | 2025 | B1 | 10 | 0 | 1725 | 1410.13 | 1725 | 1725 | 0 | 4365.85 | 0 | 9.4841 | 8.7601 | 0 | 26.278 | 8.7593
IESO_2_NYISO_A-F | IESO | NYISO_A-F | 2025 | B2 | 25 | 25 | 1725 | 1725 | 1725 | 1725 | 264.97 | 2815.66 | 69.6769 | 26.2802 | 8.7601 | 0.19908 | 26.278 | 8.7593
IESO_2_NYISO_A-F | IESO | NYISO_A-F | 2025 | B3 | 75 | 0 | 1725 | 1725 | 1725 | 1725 | 0 | 0 | 26.3633 | 15.3835 | 5.2109 | 0.22597 | 26.278 | 8.7593
IESO_2_NYISO_A-F | IESO | NYISO_A-F | 2025 | B4 | 100 | 0 | 1725 | 1725 | 1725 | 1725 | 0 | 0 | 22.648 | 14.1609 | 0.81903 | 0.25883 | 26.278 | 8.7593
IESO_2_NYISO_A-F | IESO | NYISO_A-F | 2025 | B5 | 200 | 0 | 1725 | 1725 | 1725 | 1725 | 0 | 0 | 67.2198 | 13.3537 | 0.46293 | 1.5365 | 26.278 | 8.7593
IESO_2_NYISO_A-F | IESO | NYISO_A-F | 2025 | B6 | 300 | 0 | 1725 | 1725 | 1725 | 1725 | 0 | 0 | 48.9163 | 14.517 | 1.0683 | 1.6771 | 26.278 | 8.7593
IESO_2_NYISO_A-F | IESO | NYISO_A-F | 2025 | B7 | 400 | 0 | 1725 | 1725 | 1725 | 1725 | 0 | 0 | 48.9163 | 18.2323 | 2.3384 | 2.2362 | 26.278 | 8.7593
IESO_2_NYISO_A-F | IESO | NYISO_A-F | 2025 | B8 | 500 | 0 | 1725 | 1725 | 1725 | 1725 | 0 | 0 | 47.0645 | 25.295 | 6.0656 | 2.6894 | 26.278 | 8.7593
IESO_2_NYISO_A-F | IESO | NYISO_A-F | 2025 | B9 | 800 | 0 | 1725 | 1725 | 1725 | 1725 | 0 | 0 | 45.8894 | 24.1198 | 8.6532 | 4.1956 | 26.278 | 8.7593
IESO_2_NYISO_A-F | IESO | NYISO_A-F | 2025 | B10 | 1262 | 0 | 1725 | 1725 | 1725 | 1725 | 0 | 0 | 45.8894 | 24.1198 | 8.6532 | 6.6186 | 26.278 | 8.7593
IESO_2_NYISO_A-F | IESO | NYISO_A-F | 2025 | B11 | 25 | 0 | 1725 | 1725 | 1725 | 1496.47 | 0 | 0 | 47.2426 | 14.8019 | 0 | 0.13498 | 26.278 | 8.7593
IESO_2_NYISO_A-F | IESO | NYISO_A-F | 2025 | B12 | 200 | 0 | 1725 | 1725 | 1725 | 1725 | 0 | 0 | 47.2663 | 17.2115 | 3.3948 | 1.0804 | 26.278 | 8.7593
IESO_2_NYISO_A-F | IESO | NYISO_A-F | 2025 | B13 | 600 | 0 | 1725 | 1725 | 1725 | 1725 | 0 | 0 | 46.5067 | 14.6357 | 2.196 | 3.189 | 26.278 | 8.7593
IESO_2_NYISO_A-F | IESO | NYISO_A-F | 2025 | B14 | 900 | 0 | 1725 | 1725 | 1725 | 1725 | 0 | 0 | 44.6668 | 14.6357 | 2.196 | 4.5943 | 26.278 | 8.7593
IESO_2_NYISO_A-F | IESO | NYISO_A-F | 2025 | B15 | 1203 | 0 | 1725 | 1725 | 1725 | 1725 | 0 | 0 | 44.6668 | 14.6357 | 2.196 | 6.141 | 26.278 | 8.7593
IESO_2_NYISO_A-F | IESO | NYISO_A-F | 2025 | B16 | 25 | 0 | 1725 | 1725 | 1725 | 1725 | 0 | 0 | 3.5966 | 9.8996 | 6.2911 | 0.010276 | 26.278 | 8.7593
IESO_2_NYISO_A-F | IESO | NYISO_A-F | 2025 | B17 | 100 | 0 | 1725 | 1725 | 1725 | 1725 | 0 | 0 | 3.4542 | 9.8996 | 7.7155 | 0.039476 | 26.278 | 8.7593
IESO_2_NYISO_A-F | IESO | NYISO_A-F | 2025 | B18 | 400 | 0 | 1725 | 1725 | 1725 | 1725 | 0 | 0 | 2.2316 | 6.754 | 7.4544 | 0.10201 | 26.278 | 8.7593
IESO_2_NYISO_A-F | IESO | NYISO_A-F | 2025 | B19 | 700 | 0 | 1725 | 1725 | 1725 | 1725 | 0 | 0 | 0.58163 | 6.754 | 7.4544 | 0.04653 | 26.278 | 8.7593
IESO_2_NYISO_A-F | IESO | NYISO_A-F | 2025 | B20 | 935 | 0 | 1725 | 1725 | 1725 | 1725 | 0 | 0 | 0.58163 | 6.754 | 7.1932 | 0.062151 | 26.278 | 8.7593
IESO_2_NYISO_A-F | IESO | NYISO_A-F | 2030 | B1 | 10 | 10 | 1725 | 1725 | 1725 | 1725 | 385.02 | 2002.63 | 17.2234 | 45.0585 | 15.0156 | 0.019661 | 45.058 | 15.0193
IESO_2_NYISO_A-F | IESO | NYISO_A-F | 2030 | B2 | 25 | 25 | 1725 | 1725 | 1725 | 1725 | 800.29 | 1875.98 | 389.6565 | 45.0585 | 15.0156 | 1.112 | 45.058 | 15.0193
IESO_2_NYISO_A-F | IESO | NYISO_A-F | 2030 | B3 | 75 | 75 | 1725 | 1725 | 1725 | 1725 | 66.52 | 0 | 17.2234 | 45.0585 | 7.4425 | 0.14746 | 45.058 | 15.0193
IESO_2_NYISO_A-F | IESO | NYISO_A-F | 2030 | B4 | 100 | 0 | 1725 | 1725 | 1725 | 1725 | 0 | 0 | 91.4465 | 30.9451 | 6.2436 | 1.0439 | 45.058 | 15.0193
IESO_2_NYISO_A-F | IESO | NYISO_A-F | 2030 | B5 | 200 | 0 | 1725 | 1725 | 1725 | 1725 | 0 | 0 | 67.659 | 30.957 | 6.3148 | 1.5447 | 45.058 | 15.0193
IESO_2_NYISO_A-F | IESO | NYISO_A-F | 2030 | B6 | 300 | 0 | 1725 | 1725 | 1725 | 1725 | 0 | 0 | 67.659 | 36.3459 | 6.2317 | 2.3171 | 45.058 | 15.0193
IESO_2_NYISO_A-F | IESO | NYISO_A-F | 2030 | B7 | 400 | 0 | 1725 | 1725 | 1725 | 1725 | 0 | 0 | 65.9022 | 40.999 | 6.8371 | 3.0092 | 45.058 | 15.0193
IESO_2_NYISO_A-F | IESO | NYISO_A-F | 2030 | B8 | 500 | 0 | 1725 | 1725 | 1725 | 1725 | 0 | 0 | 62.1276 | 41.64 | 9.6028 | 3.5461 | 45.058 | 15.0193
IESO_2_NYISO_A-F | IESO | NYISO_A-F | 2030 | B9 | 800 | 0 | 1725 | 1725 | 1725 | 1725 | 0 | 0 | 62.1276 | 44.3938 | 11.9887 | 5.6738 | 45.058 | 15.0193
IESO_2_NYISO_A-F | IESO | NYISO_A-F | 2030 | B10 | 1262 | 0 | 1725 | 1725 | 1725 | 1725 | 0 | 0 | 62.1276 | 44.3938 | 11.9887 | 8.9503 | 45.058 | 15.0193
IESO_2_NYISO_A-F | IESO | NYISO_A-F | 2030 | B11 | 25 | 0 | 1725 | 1725 | 1725 | 1725 | 0 | 0 | 55.1718 | 36.4765 | 5.4721 | 0.15745 | 45.058 | 15.0193
IESO_2_NYISO_A-F | IESO | NYISO_A-F | 2030 | B12 | 200 | 0 | 1725 | 1725 | 1725 | 1725 | 0 | 0 | 64.8102 | 35.8949 | 4.6887 | 1.4797 | 45.058 | 15.0193
IESO_2_NYISO_A-F | IESO | NYISO_A-F | 2030 | B13 | 600 | 0 | 1725 | 1725 | 1725 | 1553.5 | 0 | 0 | 55.1718 | 34.328 | 0 | 3.7789 | 45.058 | 15.0193
IESO_2_NYISO_A-F | IESO | NYISO_A-F | 2030 | B14 | 900 | 0 | 1725 | 1725 | 1725 | 1052.51 | 0 | 0 | 55.1718 | 30.1973 | 0 | 5.6683 | 45.058 | 15.0193
IESO_2_NYISO_A-F | IESO | NYISO_A-F | 2030 | B15 | 1203 | 0 | 1725 | 1725 | 1725 | 1245.17 | 0 | 0 | 55.1718 | 30.1973 | 0 | 7.5767 | 45.058 | 15.0193
IESO_2_NYISO_A-F | IESO | NYISO_A-F | 2030 | B16 | 25 | 0 | 1725 | 1725 | 1725 | 1725 | 0 | 0 | 64.1573 | 40.5835 | 7.7392 | 0.1831 | 45.058 | 15.0193
IESO_2_NYISO_A-F | IESO | NYISO_A-F | 2030 | B17 | 100 | 0 | 1725 | 1725 | 1725 | 1725 | 0 | 0 | 56.9048 | 36.0729 | 5.7332 | 0.6496 | 45.058 | 15.0193
IESO_2_NYISO_A-F | IESO | NYISO_A-F | 2030 | B18 | 400 | 0 | 1725 | 1725 | 1725 | 1725 | 0 | 0 | 56.9048 | 35.5388 | 3.6204 | 2.5984 | 45.058 | 15.0193
IESO_2_NYISO_A-F | IESO | NYISO_A-F | 2030 | B19 | 700 | 0 | 1725 | 1725 | 1725 | 1725 | 0 | 0 | 56.9048 | 32.4645 | 2.2672 | 4.5472 | 45.058 | 15.0193
IESO_2_NYISO_A-F | IESO | NYISO_A-F | 2030 | B20 | 935 | 0 | 1725 | 1725 | 1725 | 1725 | 0 | 0 | 56.9048 | 32.4645 | 2.2672 | 6.0737 | 45.058 | 15.0193
IESO_2_NYISO_A-F | IESO | NYISO_A-F | 2035 | B1 | 10 | 0 | 1725 | 126.46 | 1725 | 0 | 0 | 0 | 0 | 18.9089 | 0 | 0 | 33.6832 | 11.2277
IESO_2_NYISO_A-F | IESO | NYISO_A-F | 2035 | B2 | 25 | 0 | 1725 | 1725 | 1725 | 1725 | 0 | 0 | 14.4221 | 23.0515 | 9.128 | 0.093359 | 33.6832 | 11.2277
IESO_2_NYISO_A-F | IESO | NYISO_A-F | 2035 | B3 | 75 | 0 | 1725 | 1725 | 1725 | 0 | 0 | 0 | 14.4221 | 7.1101 | 0 | 0.28008 | 33.6832 | 11.2277
IESO_2_NYISO_A-F | IESO | NYISO_A-F | 2035 | B4 | 100 | 0 | 1725 | 1725 | 1725 | 0 | 0 | 0 | 48.8451 | 3.9527 | 0 | 1.2648 | 33.6832 | 11.2277
IESO_2_NYISO_A-F | IESO | NYISO_A-F | 2035 | B5 | 200 | 0 | 1725 | 1725 | 1725 | 0 | 0 | 0 | 44.3463 | 7.0983 | 0 | 2.2965 | 33.6832 | 11.2277
IESO_2_NYISO_A-F | IESO | NYISO_A-F | 2035 | B6 | 300 | 0 | 1725 | 1725 | 1725 | 0 | 0 | 0 | 49.5573 | 7.0745 | 0 | 3.8496 | 33.6832 | 11.2277
IESO_2_NYISO_A-F | IESO | NYISO_A-F | 2035 | B7 | 400 | 0 | 1725 | 1725 | 1725 | 0 | 0 | 0 | 49.5573 | 18.9326 | 0 | 5.1328 | 33.6832 | 11.2277
IESO_2_NYISO_A-F | IESO | NYISO_A-F | 2035 | B8 | 500 | 0 | 1725 | 1725 | 1725 | 0 | 0 | 0 | 47.848 | 25.1881 | 0 | 6.1947 | 33.6832 | 11.2277
IESO_2_NYISO_A-F | IESO | NYISO_A-F | 2035 | B9 | 800 | 800 | 1725 | 1725 | 1725 | 1725 | 248.48 | 0 | 47.848 | 33.6871 | 2.5046 | 9.9115 | 33.6832 | 11.2277
IESO_2_NYISO_A-F | IESO | NYISO_A-F | 2035 | B10 | 1262 | 1262 | 1725 | 1725 | 1725 | 1725 | 11.69 | 0 | 47.848 | 33.6871 | 6.9321 | 15.6355 | 33.6832 | 11.2277
IESO_2_NYISO_A-F | IESO | NYISO_A-F | 2035 | B11 | 25 | 0 | 1725 | 1603.2 | 1725 | 0 | 0 | 0 | 0 | 3.4067 | 0 | 0 | 33.6832 | 11.2277
IESO_2_NYISO_A-F | IESO | NYISO_A-F | 2035 | B12 | 200 | 0 | 1725 | 1725 | 1725 | 0 | 0 | 0 | 4.8667 | 6.2199 | 0 | 0.25203 | 33.6832 | 11.2277
IESO_2_NYISO_A-F | IESO | NYISO_A-F | 2035 | B13 | 600 | 0 | 1725 | 1717.58 | 1025.17 | 0 | 0 | 0 | 0 | 0 | 0 | 0 | 33.6832 | 11.2277
IESO_2_NYISO_A-F | IESO | NYISO_A-F | 2035 | B14 | 900 | 0 | 1725 | 1719.86 | 627.94 | 0 | 0 | 0 | 0 | 0 | 0 | 0 | 33.6832 | 11.2277
IESO_2_NYISO_A-F | IESO | NYISO_A-F | 2035 | B15 | 1203 | 0 | 1725 | 1721.03 | 610.77 | 0 | 0 | 0 | 0 | 0 | 0 | 0 | 33.6832 | 11.2277
IESO_2_NYISO_A-F | IESO | NYISO_A-F | 2035 | B16 | 25 | 0 | 1725 | 1197.93 | 1615.34 | 0 | 0 | 0 | 0 | 0 | 0 | 0 | 33.6832 | 11.2277
IESO_2_NYISO_A-F | IESO | NYISO_A-F | 2035 | B17 | 100 | 0 | 1725 | 1183.61 | 1725 | 0 | 0 | 0 | 0 | 0.74781 | 0 | 0 | 33.6832 | 11.2277
IESO_2_NYISO_A-F | IESO | NYISO_A-F | 2035 | B18 | 400 | 0 | 1725 | 1102.85 | 1725 | 0 | 0 | 0 | 0 | 2.2672 | 0 | 0 | 33.6832 | 11.2277
IESO_2_NYISO_A-F | IESO | NYISO_A-F | 2035 | B19 | 700 | 0 | 1725 | 996.88 | 377.52 | 0 | 0 | 0 | 0 | 0 | 0 | 0 | 33.6832 | 11.2277
IESO_2_NYISO_A-F | IESO | NYISO_A-F | 2035 | B20 | 935 | 0 | 1725 | 1063.19 | 315.46 | 0 | 0 | 0 | 0 | 0 | 0 | 0 | 33.6832 | 11.2277
IESO_2_NYISO_A-F | IESO | NYISO_A-F | 2040 | B1 | 10 | 0 | 1725 | 510.68 | 1725 | 729.78 | 0 | 0 | 0 | 7.8817 | 0 | 0 | 59.2137 | 19.7379
IESO_2_NYISO_A-F | IESO | NYISO_A-F | 2040 | B2 | 25 | 0 | 1725 | 1489.53 | 1725 | 1725 | 0 | 0 | 0 | 20.7369 | 12.3804 | 0 | 59.2137 | 19.7379
IESO_2_NYISO_A-F | IESO | NYISO_A-F | 2040 | B3 | 75 | 0 | 1725 | 1725 | 1725 | 1296.03 | 0 | 0 | 90.9123 | 13.152 | 0 | 1.8747 | 59.2137 | 19.7379
IESO_2_NYISO_A-F | IESO | NYISO_A-F | 2040 | B4 | 100 | 0 | 1725 | 1725 | 942.97 | 0 | 0 | 0 | 142.2145 | 0 | 0 | 3.9102 | 59.2137 | 19.7379
IESO_2_NYISO_A-F | IESO | NYISO_A-F | 2040 | B5 | 200 | 0 | 1725 | 1725 | 704.78 | 0 | 0 | 0 | 109.1684 | 0 | 0 | 6.0032 | 59.2137 | 19.7379
IESO_2_NYISO_A-F | IESO | NYISO_A-F | 2040 | B6 | 300 | 0 | 1725 | 1725 | 1725 | 0 | 0 | 0 | 95.2805 | 13.5911 | 0 | 7.8593 | 59.2137 | 19.7379
IESO_2_NYISO_A-F | IESO | NYISO_A-F | 2040 | B7 | 400 | 0 | 1725 | 1725 | 1725 | 168.87 | 0 | 0 | 94.8176 | 23.2059 | 0 | 10.4281 | 59.2137 | 19.7379
IESO_2_NYISO_A-F | IESO | NYISO_A-F | 2040 | B8 | 500 | 0 | 1725 | 1725 | 1725 | 1725 | 0 | 0 | 86.8765 | 12.4635 | 11.2528 | 11.9434 | 59.2137 | 19.7379
IESO_2_NYISO_A-F | IESO | NYISO_A-F | 2040 | B9 | 800 | 0 | 1725 | 1725 | 1122.58 | 124.44 | 0 | 0 | 65.1426 | 0 | 0 | 14.3289 | 59.2137 | 19.7379
IESO_2_NYISO_A-F | IESO | NYISO_A-F | 2040 | B10 | 1262 | 0 | 1725 | 1725 | 1725 | 1725 | 0 | 0 | 65.1426 | 18.5884 | 12.7128 | 22.6038 | 59.2137 | 19.7379
IESO_2_NYISO_A-F | IESO | NYISO_A-F | 2040 | B11 | 25 | 0 | 1725 | 839.97 | 0 | 0 | 0 | 0 | 0 | 0 | 0 | 0 | 59.2137 | 19.7379
IESO_2_NYISO_A-F | IESO | NYISO_A-F | 2040 | B12 | 200 | 0 | 1725 | 1082.43 | 0 | 0 | 0 | 0 | 0 | 0 | 0 | 0 | 59.2137 | 19.7379
IESO_2_NYISO_A-F | IESO | NYISO_A-F | 2040 | B13 | 600 | 0 | 1725 | 590.11 | 0 | 0 | 0 | 0 | 0 | 0 | 0 | 0 | 59.2137 | 19.7379
IESO_2_NYISO_A-F | IESO | NYISO_A-F | 2040 | B14 | 900 | 0 | 1725 | 429.75 | 0 | 0 | 0 | 0 | 0 | 0 | 0 | 0 | 59.2137 | 19.7379
IESO_2_NYISO_A-F | IESO | NYISO_A-F | 2040 | B15 | 1203 | 0 | 1725 | 354.32 | 1320.01 | 1721.29 | 0 | 0 | 0 | 0 | 0 | 0 | 59.2137 | 19.7379
IESO_2_NYISO_A-F | IESO | NYISO_A-F | 2040 | B16 | 25 | 0 | 1725 | 0 | 0 | 0 | 0 | 0 | 0 | 0 | 0 | 0 | 59.2137 | 19.7379
IESO_2_NYISO_A-F | IESO | NYISO_A-F | 2040 | B17 | 100 | 0 | 1725 | 0 | 0 | 0 | 0 | 0 | 0 | 0 | 0 | 0 | 59.2137 | 19.7379
IESO_2_NYISO_A-F | IESO | NYISO_A-F | 2040 | B18 | 400 | 0 | 1725 | 0 | 0 | 0 | 0 | 0 | 0 | 0 | 0 | 0 | 59.2137 | 19.7379
IESO_2_NYISO_A-F | IESO | NYISO_A-F | 2040 | B19 | 700 | 0 | 1725 | 0 | 0 | 0 | 0 | 0 | 0 | 0 | 0 | 0 | 59.2137 | 19.7379
IESO_2_NYISO_A-F | IESO | NYISO_A-F | 2040 | B20 | 935 | 0 | 1725 | 0 | 417.42 | 539.53 | 0 | 0 | 0 | 0 | 0 | 0 | 59.2137 | 19.7379
IESO_2_NYISO_A-F | IESO | NYISO_A-F | 2045 | B1 | 10 | 0 | 1725 | 0 | 751.52 | 0 | 0 | 0 | 0 | 0 | 0 | 0 | 0 | 0
IESO_2_NYISO_A-F | IESO | NYISO_A-F | 2045 | B2 | 25 | 25 | 1725 | 1265.17 | 1725 | 1621.51 | 798.44 | 0 | 0 | 0.01187 | 0 | 0 | 0 | 0
IESO_2_NYISO_A-F | IESO | NYISO_A-F | 2045 | B3 | 75 | 0 | 1725 | 435.15 | 705.91 | 393.33 | 0 | 0 | 0 | 0 | 0 | 0 | 0 | 0
IESO_2_NYISO_A-F | IESO | NYISO_A-F | 2045 | B4 | 100 | 0 | 1725 | 69.09 | 143.96 | 249.5 | 0 | 0 | 0 | 0 | 0 | 0 | 0 | 0
IESO_2_NYISO_A-F | IESO | NYISO_A-F | 2045 | B5 | 200 | 0 | 1725 | 624.41 | 0 | 0 | 0 | 0 | 0 | 0 | 0 | 0 | 0 | 0
IESO_2_NYISO_A-F | IESO | NYISO_A-F | 2045 | B6 | 300 | 0 | 1725 | 562.45 | 0 | 0 | 0 | 0 | 0 | 0 | 0 | 0 | 0 | 0
IESO_2_NYISO_A-F | IESO | NYISO_A-F | 2045 | B7 | 400 | 0 | 1725 | 908.25 | 1186.22 | 506.81 | 0 | 0 | 0 | 0 | 0 | 0 | 0 | 0
IESO_2_NYISO_A-F | IESO | NYISO_A-F | 2045 | B8 | 500 | 500 | 1725 | 1411.59 | 1725 | 1548.99 | 233 | 0 | 0 | 0.01187 | 0 | 0 | 0 | 0
IESO_2_NYISO_A-F | IESO | NYISO_A-F | 2045 | B9 | 800 | 0 | 1725 | 1723.55 | 0 | 0 | 0 | 0 | 0 | 0 | 0 | 0 | 0 | 0
IESO_2_NYISO_A-F | IESO | NYISO_A-F | 2045 | B10 | 1262 | 1262 | 1725 | 997.7 | 1725 | 1725 | 2648.35 | 338.36 | 0 | 0.01187 | 0.01187 | 0 | 0 | 0
IESO_2_NYISO_A-F | IESO | NYISO_A-F | 2045 | B11 | 25 | 0 | 1725 | 0 | 0 | 0 | 0 | 0 | 0 | 0 | 0 | 0 | 0 | 0
IESO_2_NYISO_A-F | IESO | NYISO_A-F | 2045 | B12 | 200 | 0 | 1725 | 0 | 0 | 0 | 0 | 0 | 0 | 0 | 0 | 0 | 0 | 0
IESO_2_NYISO_A-F | IESO | NYISO_A-F | 2045 | B13 | 600 | 0 | 1725 | 0 | 0 | 0 | 0 | 0 | 0 | 0 | 0 | 0 | 0 | 0
IESO_2_NYISO_A-F | IESO | NYISO_A-F | 2045 | B14 | 900 | 0 | 1725 | 0 | 0 | 0 | 0 | 0 | 0 | 0 | 0 | 0 | 0 | 0
IESO_2_NYISO_A-F | IESO | NYISO_A-F | 2045 | B15 | 1203 | 0 | 1725 | 0 | 0 | 0 | 0 | 0 | 0 | 0 | 0 | 0 | 0 | 0
IESO_2_NYISO_A-F | IESO | NYISO_A-F | 2045 | B16 | 25 | 0 | 1725 | 0 | 0 | 0 | 0 | 0 | 0 | 0 | 0 | 0 | 0 | 0
IESO_2_NYISO_A-F | IESO | NYISO_A-F | 2045 | B17 | 100 | 0 | 1725 | 0 | 0 | 0 | 0 | 0 | 0 | 0 | 0 | 0 | 0 | 0
IESO_2_NYISO_A-F | IESO | NYISO_A-F | 2045 | B18 | 400 | 0 | 1725 | 0 | 0 | 0 | 0 | 0 | 0 | 0 | 0 | 0 | 0 | 0
IESO_2_NYISO_A-F | IESO | NYISO_A-F | 2045 | B19 | 700 | 0 | 1725 | 0 | 0 | 0 | 0 | 0 | 0 | 0 | 0 | 0 | 0 | 0
IESO_2_NYISO_A-F | IESO | NYISO_A-F | 2045 | B20 | 935 | 0 | 1725 | 0 | 0 | 0 | 0 | 0 | 0 | 0 | 0 | 0 | 0 | 0
IESO_2_NYISO_A-F | IESO | NYISO_A-F | 2050 | B1 | 10 | 0 | 1725 | 0 | 1133.35 | 623.77 | 0 | 0 | 0 | 0 | 0 | 0 | 3.2746 | 1.0915
IESO_2_NYISO_A-F | IESO | NYISO_A-F | 2050 | B2 | 25 | 25 | 1725 | 1725 | 1725 | 1725 | 1925.98 | 815.94 | 63.8962 | 3.2761 | 1.092 | 2.2033 | 3.2746 | 1.0915
IESO_2_NYISO_A-F | IESO | NYISO_A-F | 2050 | B3 | 75 | 0 | 1725 | 1626.1 | 1517.27 | 1423.04 | 0 | 0 | 0 | 0 | 0 | 0 | 3.2746 | 1.0915
IESO_2_NYISO_A-F | IESO | NYISO_A-F | 2050 | B4 | 100 | 0 | 1725 | 1717.37 | 1725 | 1217.5 | 0 | 0 | 0 | 2.6351 | 0 | 0 | 3.2746 | 1.0915
IESO_2_NYISO_A-F | IESO | NYISO_A-F | 2050 | B5 | 200 | 0 | 1725 | 1725 | 1584.35 | 528.71 | 0 | 0 | 1.9942 | 0 | 0 | 0.55011 | 3.2746 | 1.0915
IESO_2_NYISO_A-F | IESO | NYISO_A-F | 2050 | B6 | 300 | 0 | 1725 | 554.57 | 1375.82 | 713.24 | 0 | 0 | 0 | 0 | 0 | 0 | 3.2746 | 1.0915
IESO_2_NYISO_A-F | IESO | NYISO_A-F | 2050 | B7 | 400 | 0 | 1725 | 1150.24 | 912.36 | 0 | 0 | 0 | 0 | 0 | 0 | 0 | 3.2746 | 1.0915
IESO_2_NYISO_A-F | IESO | NYISO_A-F | 2050 | B8 | 500 | 500 | 1725 | 1725 | 1725 | 1725 | 658.6 | 546.47 | 2.3384 | 3.2761 | 1.092 | 1.6127 | 3.2746 | 1.0915
IESO_2_NYISO_A-F | IESO | NYISO_A-F | 2050 | B9 | 800 | 800 | 1725 | 1621.78 | 1725 | 1725 | 1563.62 | 1148.8 | 0 | 3.2761 | 1.092 | 0 | 3.2746 | 1.0915
IESO_2_NYISO_A-F | IESO | NYISO_A-F | 2050 | B10 | 1262 | 1262 | 1725 | 1436.76 | 1725 | 1725 | 3188.79 | 3873.36 | 0 | 3.2761 | 1.092 | 0 | 3.2746 | 1.0915
IESO_2_NYISO_A-F | IESO | NYISO_A-F | 2050 | B11 | 25 | 0 | 1725 | 0 | 0 | 0 | 0 | 0 | 0 | 0 | 0 | 0 | 3.2746 | 1.0915
IESO_2_NYISO_A-F | IESO | NYISO_A-F | 2050 | B12 | 200 | 0 | 1725 | 238.8 | 0 | 0 | 0 | 0 | 0 | 0 | 0 | 0 | 3.2746 | 1.0915
IESO_2_NYISO_A-F | IESO | NYISO_A-F | 2050 | B13 | 600 | 0 | 1725 | 0 | 0 | 0 | 0 | 0 | 0 | 0 | 0 | 0 | 3.2746 | 1.0915
IESO_2_NYISO_A-F | IESO | NYISO_A-F | 2050 | B14 | 900 | 0 | 1725 | 0 | 0 | 0 | 0 | 0 | 0 | 0 | 0 | 0 | 3.2746 | 1.0915
IESO_2_NYISO_A-F | IESO | NYISO_A-F | 2050 | B15 | 1203 | 0 | 1725 | 0 | 0 | 0 | 0 | 0 | 0 | 0 | 0 | 0 | 3.2746 | 1.0915
IESO_2_NYISO_A-F | IESO | NYISO_A-F | 2050 | B16 | 25 | 0 | 1725 | 0 | 0 | 0 | 0 | 0 | 0 | 0 | 0 | 0 | 3.2746 | 1.0915
IESO_2_NYISO_A-F | IESO | NYISO_A-F | 2050 | B17 | 100 | 0 | 1725 | 0 | 0 | 0 | 0 | 0 | 0 | 0 | 0 | 0 | 3.2746 | 1.0915
IESO_2_NYISO_A-F | IESO | NYISO_A-F | 2050 | B18 | 400 | 0 | 1725 | 0 | 0 | 0 | 0 | 0 | 0 | 0 | 0 | 0 | 3.2746 | 1.0915
IESO_2_NYISO_A-F | IESO | NYISO_A-F | 2050 | B19 | 700 | 0 | 1725 | 0 | 0 | 0 | 0 | 0 | 0 | 0 | 0 | 0 | 3.2746 | 1.0915
IESO_2_NYISO_A-F | IESO | NYISO_A-F | 2050 | B20 | 935 | 0 | 1725 | 0 | 0 | 0 | 0 | 0 | 0 | 0 | 0 | 0 | 3.2746 | 1.0915
MAPP_CA_2_IESO | MAPP_CA | IESO | 2015 | B1 | 10 | 0 | 330 | 131.7 | 0 | 0 | 0 | 0 | 0 | 0 | 0 | 0 | 0 | 0
MAPP_CA_2_IESO | MAPP_CA | IESO | 2015 | B2 | 25 | 0 | 330 | 0 | 0 | 0 | 0 | 0 | 0 | 0 | 0 | 0 | 0 | 0
MAPP_CA_2_IESO | MAPP_CA | IESO | 2015 | B3 | 75 | 0 | 330 | 0 | 0 | 0 | 0 | 0 | 0 | 0 | 0 | 0 | 0 | 0
MAPP_CA_2_IESO | MAPP_CA | IESO | 2015 | B4 | 100 | 0 | 330 | 0 | 0 | 0 | 0 | 0 | 0 | 0 | 0 | 0 | 0 | 0
MAPP_CA_2_IESO | MAPP_CA | IESO | 2015 | B5 | 200 | 0 | 330 | 0 | 0 | 0 | 0 | 0 | 0 | 0 | 0 | 0 | 0 | 0
MAPP_CA_2_IESO | MAPP_CA | IESO | 2015 | B6 | 300 | 0 | 330 | 0 | 0 | 0 | 0 | 0 | 0 | 0 | 0 | 0 | 0 | 0
MAPP_CA_2_IESO | MAPP_CA | IESO | 2015 | B7 | 400 | 0 | 330 | 0 | 0 | 0 | 0 | 0 | 0 | 0 | 0 | 0 | 0 | 0
MAPP_CA_2_IESO | MAPP_CA | IESO | 2015 | B8 | 500 | 0 | 330 | 0 | 0 | 0 | 0 | 0 | 0 | 0 | 0 | 0 | 0 | 0
MAPP_CA_2_IESO | MAPP_CA | IESO | 2015 | B9 | 800 | 0 | 330 | 0 | 0 | 0 | 0 | 0 | 0 | 0 | 0 | 0 | 0 | 0
MAPP_CA_2_IESO | MAPP_CA | IESO | 2015 | B10 | 1262 | 0 | 330 | 0 | 0 | 0 | 0 | 0 | 0 | 0 | 0 | 0 | 0 | 0
MAPP_CA_2_IESO | MAPP_CA | IESO | 2015 | B11 | 25 | 0 | 330 | 0 | 0 | 0 | 0 | 0 | 0 | 0 | 0 | 0 | 0 | 0
MAPP_CA_2_IESO | MAPP_CA | IESO | 2015 | B12 | 200 | 0 | 330 | 0 | 0 | 0 | 0 | 0 | 0 | 0 | 0 | 0 | 0 | 0
MAPP_CA_2_IESO | MAPP_CA | IESO | 2015 | B13 | 600 | 0 | 330 | 0 | 0 | 0 | 0 | 0 | 0 | 0 | 0 | 0 | 0 | 0
MAPP_CA_2_IESO | MAPP_CA | IESO | 2015 | B14 | 900 | 0 | 330 | 0 | 0 | 0 | 0 | 0 | 0 | 0 | 0 | 0 | 0 | 0
MAPP_CA_2_IESO | MAPP_CA | IESO | 2015 | B15 | 1203 | 0 | 330 | 0 | 0 | 0 | 0 | 0 | 0 | 0 | 0 | 0 | 0 | 0
MAPP_CA_2_IESO | MAPP_CA | IESO | 2015 | B16 | 25 | 0 | 330 | 0 | 0 | 0 | 0 | 0 | 0 | 0 | 0 | 0 | 0 | 0
MAPP_CA_2_IESO | MAPP_CA | IESO | 2015 | B17 | 100 | 0 | 330 | 0 | 0 | 0 | 0 | 0 | 0 | 0 | 0 | 0 | 0 | 0
MAPP_CA_2_IESO | MAPP_CA | IESO | 2015 | B18 | 400 | 0 | 330 | 0 | 0 | 0 | 0 | 0 | 0 | 0 | 0 | 0 | 0 | 0
MAPP_CA_2_IESO | MAPP_CA | IESO | 2015 | B19 | 700 | 0 | 330 | 0 | 0 | 0 | 0 | 0 | 0 | 0 | 0 | 0 | 0 | 0
MAPP_CA_2_IESO | MAPP_CA | IESO | 2015 | B20 | 935 | 0 | 330 | 0 | 0 | 0 | 0 | 0 | 0 | 0 | 0 | 0 | 0 | 0
MAPP_CA_2_IESO | MAPP_CA | IESO | 2020 | B1 | 10 | 0 | 330 | 0 | 105.39 | 0 | 0 | 0 | 0 | 0 | 0 | 0 | 0 | 0
MAPP_CA_2_IESO | MAPP_CA | IESO | 2020 | B2 | 25 | 0 | 330 | 0 | 0 | 0 | 0 | 0 | 0 | 0 | 0 | 0 | 0 | 0
MAPP_CA_2_IESO | MAPP_CA | IESO | 2020 | B3 | 75 | 0 | 330 | 0 | 0 | 0 | 0 | 0 | 0 | 0 | 0 | 0 | 0 | 0
MAPP_CA_2_IESO | MAPP_CA | IESO | 2020 | B4 | 100 | 0 | 330 | 0 | 0 | 0 | 0 | 0 | 0 | 0 | 0 | 0 | 0 | 0
MAPP_CA_2_IESO | MAPP_CA | IESO | 2020 | B5 | 200 | 0 | 330 | 0 | 0 | 0 | 0 | 0 | 0 | 0 | 0 | 0 | 0 | 0
MAPP_CA_2_IESO | MAPP_CA | IESO | 2020 | B6 | 300 | 0 | 330 | 0 | 0 | 0 | 0 | 0 | 0 | 0 | 0 | 0 | 0 | 0
MAPP_CA_2_IESO | MAPP_CA | IESO | 2020 | B7 | 400 | 0 | 330 | 0 | 0 | 0 | 0 | 0 | 0 | 0 | 0 | 0 | 0 | 0
MAPP_CA_2_IESO | MAPP_CA | IESO | 2020 | B8 | 500 | 0 | 330 | 0 | 0 | 0 | 0 | 0 | 0 | 0 | 0 | 0 | 0 | 0
MAPP_CA_2_IESO | MAPP_CA | IESO | 2020 | B9 | 800 | 0 | 330 | 0 | 0 | 0 | 0 | 0 | 0 | 0 | 0 | 0 | 0 | 0
MAPP_CA_2_IESO | MAPP_CA | IESO | 2020 | B10 | 1262 | 0 | 330 | 0 | 0 | 0 | 0 | 0 | 0 | 0 | 0 | 0 | 0 | 0
MAPP_CA_2_IESO | MAPP_CA | IESO | 2020 | B11 | 25 | 0 | 330 | 0 | 0 | 0 | 0 | 0 | 0 | 0 | 0 | 0 | 0 | 0
MAPP_CA_2_IESO | MAPP_CA | IESO | 2020 | B12 | 200 | 0 | 330 | 0 | 0 | 0 | 0 | 0 | 0 | 0 | 0 | 0 | 0 | 0
MAPP_CA_2_IESO | MAPP_CA | IESO | 2020 | B13 | 600 | 0 | 330 | 0 | 0 | 0 | 0 | 0 | 0 | 0 | 0 | 0 | 0 | 0
MAPP_CA_2_IESO | MAPP_CA | IESO | 2020 | B14 | 900 | 0 | 330 | 0 | 0 | 0 | 0 | 0 | 0 | 0 | 0 | 0 | 0 | 0
MAPP_CA_2_IESO | MAPP_CA | IESO | 2020 | B15 | 1203 | 0 | 330 | 0 | 0 | 0 | 0 | 0 | 0 | 0 | 0 | 0 | 0 | 0
MAPP_CA_2_IESO | MAPP_CA | IESO | 2020 | B16 | 25 | 0 | 330 | 0 | 0 | 0 | 0 | 0 | 0 | 0 | 0 | 0 | 0 | 0
MAPP_CA_2_IESO | MAPP_CA | IESO | 2020 | B17 | 100 | 0 | 330 | 0 | 0 | 0 | 0 | 0 | 0 | 0 | 0 | 0 | 0 | 0
MAPP_CA_2_IESO | MAPP_CA | IESO | 2020 | B18 | 400 | 0 | 330 | 0 | 0 | 0 | 0 | 0 | 0 | 0 | 0 | 0 | 0 | 0
MAPP_CA_2_IESO | MAPP_CA | IESO | 2020 | B19 | 700 | 0 | 330 | 0 | 0 | 0 | 0 | 0 | 0 | 0 | 0 | 0 | 0 | 0
MAPP_CA_2_IESO | MAPP_CA | IESO | 2020 | B20 | 935 | 0 | 330 | 0 | 0 | 0 | 0 | 0 | 0 | 0 | 0 | 0 | 0 | 0
MAPP_CA_2_IESO | MAPP_CA | IESO | 2025 | B1 | 10 | 0 | 330 | 329.64 | 0 | 0 | 0 | 0 | 0 | 0 | 0 | 0 | 0 | 0
MAPP_CA_2_IESO | MAPP_CA | IESO | 2025 | B2 | 25 | 0 | 330 | 259.51 | 0 | 0 | 0 | 0 | 0 | 0 | 0 | 0 | 0 | 0
MAPP_CA_2_IESO | MAPP_CA | IESO | 2025 | B3 | 75 | 0 | 330 | 0 | 0 | 0 | 0 | 0 | 0 | 0 | 0 | 0 | 0 | 0
MAPP_CA_2_IESO | MAPP_CA | IESO | 2025 | B4 | 100 | 0 | 330 | 0 | 0 | 0 | 0 | 0 | 0 | 0 | 0 | 0 | 0 | 0
MAPP_CA_2_IESO | MAPP_CA | IESO | 2025 | B5 | 200 | 0 | 330 | 0 | 0 | 0 | 0 | 0 | 0 | 0 | 0 | 0 | 0 | 0
MAPP_CA_2_IESO | MAPP_CA | IESO | 2025 | B6 | 300 | 0 | 330 | 0 | 0 | 0 | 0 | 0 | 0 | 0 | 0 | 0 | 0 | 0
MAPP_CA_2_IESO | MAPP_CA | IESO | 2025 | B7 | 400 | 0 | 330 | 0 | 0 | 0 | 0 | 0 | 0 | 0 | 0 | 0 | 0 | 0
MAPP_CA_2_IESO | MAPP_CA | IESO | 2025 | B8 | 500 | 0 | 330 | 0 | 0 | 0 | 0 | 0 | 0 | 0 | 0 | 0 | 0 | 0
MAPP_CA_2_IESO | MAPP_CA | IESO | 2025 | B9 | 800 | 0 | 330 | 0 | 0 | 0 | 0 | 0 | 0 | 0 | 0 | 0 | 0 | 0
MAPP_CA_2_IESO | MAPP_CA | IESO | 2025 | B10 | 1262 | 0 | 330 | 0 | 0 | 0 | 0 | 0 | 0 | 0 | 0 | 0 | 0 | 0
MAPP_CA_2_IESO | MAPP_CA | IESO | 2025 | B11 | 25 | 0 | 330 | 0 | 0 | 0 | 0 | 0 | 0 | 0 | 0 | 0 | 0 | 0
MAPP_CA_2_IESO | MAPP_CA | IESO | 2025 | B12 | 200 | 0 | 330 | 0 | 0 | 0 | 0 | 0 | 0 | 0 | 0 | 0 | 0 | 0
MAPP_CA_2_IESO | MAPP_CA | IESO | 2025 | B13 | 600 | 0 | 330 | 0 | 0 | 0 | 0 | 0 | 0 | 0 | 0 | 0 | 0 | 0
MAPP_CA_2_IESO | MAPP_CA | IESO | 2025 | B14 | 900 | 0 | 330 | 0 | 0 | 0 | 0 | 0 | 0 | 0 | 0 | 0 | 0 | 0
MAPP_CA_2_IESO | MAPP_CA | IESO | 2025 | B15 | 1203 | 0 | 330 | 0 | 0 | 0 | 0 | 0 | 0 | 0 | 0 | 0 | 0 | 0
MAPP_CA_2_IESO | MAPP_CA | IESO | 2025 | B16 | 25 | 0 | 330 | 0 | 0 | 0 | 0 | 0 | 0 | 0 | 0 | 0 | 0 | 0
MAPP_CA_2_IESO | MAPP_CA | IESO | 2025 | B17 | 100 | 0 | 330 | 0 | 0 | 0 | 0 | 0 | 0 | 0 | 0 | 0 | 0 | 0
MAPP_CA_2_IESO | MAPP_CA | IESO | 2025 | B18 | 400 | 0 | 330 | 0 | 0 | 0 | 0 | 0 | 0 | 0 | 0 | 0 | 0 | 0
MAPP_CA_2_IESO | MAPP_CA | IESO | 2025 | B19 | 700 | 0 | 330 | 0 | 0 | 0 | 0 | 0 | 0 | 0 | 0 | 0 | 0 | 0
MAPP_CA_2_IESO | MAPP_CA | IESO | 2025 | B20 | 935 | 0 | 330 | 0 | 0 | 0 | 0 | 0 | 0 | 0 | 0 | 0 | 0 | 0
MAPP_CA_2_IESO | MAPP_CA | IESO | 2030 | B1 | 10 | 0 | 330 | 330 | 0 | 0 | 0 | 0 | 3.6322 | 0 | 0 | 3.6322 | 2.7242 | 0.90806
MAPP_CA_2_IESO | MAPP_CA | IESO | 2030 | B2 | 25 | 0 | 330 | 300.13 | 0 | 0 | 0 | 0 | 0 | 0 | 0 | 0 | 2.7242 | 0.90806
MAPP_CA_2_IESO | MAPP_CA | IESO | 2030 | B3 | 75 | 0 | 330 | 177.44 | 0 | 0 | 0 | 0 | 0 | 0 | 0 | 0 | 2.7242 | 0.90806
MAPP_CA_2_IESO | MAPP_CA | IESO | 2030 | B4 | 100 | 0 | 330 | 0 | 0 | 0 | 0 | 0 | 0 | 0 | 0 | 0 | 2.7242 | 0.90806
MAPP_CA_2_IESO | MAPP_CA | IESO | 2030 | B5 | 200 | 0 | 330 | 0 | 0 | 0 | 0 | 0 | 0 | 0 | 0 | 0 | 2.7242 | 0.90806
MAPP_CA_2_IESO | MAPP_CA | IESO | 2030 | B6 | 300 | 0 | 330 | 0 | 0 | 0 | 0 | 0 | 0 | 0 | 0 | 0 | 2.7242 | 0.90806
MAPP_CA_2_IESO | MAPP_CA | IESO | 2030 | B7 | 400 | 0 | 330 | 0 | 0 | 0 | 0 | 0 | 0 | 0 | 0 | 0 | 2.7242 | 0.90806
MAPP_CA_2_IESO | MAPP_CA | IESO | 2030 | B8 | 500 | 0 | 330 | 0 | 0 | 0 | 0 | 0 | 0 | 0 | 0 | 0 | 2.7242 | 0.90806
MAPP_CA_2_IESO | MAPP_CA | IESO | 2030 | B9 | 800 | 0 | 330 | 0 | 0 | 0 | 0 | 0 | 0 | 0 | 0 | 0 | 2.7242 | 0.90806
MAPP_CA_2_IESO | MAPP_CA | IESO | 2030 | B10 | 1262 | 0 | 330 | 0 | 0 | 0 | 0 | 0 | 0 | 0 | 0 | 0 | 2.7242 | 0.90806
MAPP_CA_2_IESO | MAPP_CA | IESO | 2030 | B11 | 25 | 0 | 330 | 0 | 0 | 0 | 0 | 0 | 0 | 0 | 0 | 0 | 2.7242 | 0.90806
MAPP_CA_2_IESO | MAPP_CA | IESO | 2030 | B12 | 200 | 0 | 330 | 0 | 0 | 0 | 0 | 0 | 0 | 0 | 0 | 0 | 2.7242 | 0.90806
MAPP_CA_2_IESO | MAPP_CA | IESO | 2030 | B13 | 600 | 0 | 330 | 0 | 0 | 0 | 0 | 0 | 0 | 0 | 0 | 0 | 2.7242 | 0.90806
MAPP_CA_2_IESO | MAPP_CA | IESO | 2030 | B14 | 900 | 0 | 330 | 0 | 0 | 0 | 0 | 0 | 0 | 0 | 0 | 0 | 2.7242 | 0.90806
MAPP_CA_2_IESO | MAPP_CA | IESO | 2030 | B15 | 1203 | 0 | 330 | 0 | 0 | 0 | 0 | 0 | 0 | 0 | 0 | 0 | 2.7242 | 0.90806
MAPP_CA_2_IESO | MAPP_CA | IESO | 2030 | B16 | 25 | 0 | 330 | 0 | 0 | 0 | 0 | 0 | 0 | 0 | 0 | 0 | 2.7242 | 0.90806
MAPP_CA_2_IESO | MAPP_CA | IESO | 2030 | B17 | 100 | 0 | 330 | 0 | 0 | 0 | 0 | 0 | 0 | 0 | 0 | 0 | 2.7242 | 0.90806
MAPP_CA_2_IESO | MAPP_CA | IESO | 2030 | B18 | 400 | 0 | 330 | 0 | 0 | 0 | 0 | 0 | 0 | 0 | 0 | 0 | 2.7242 | 0.90806
MAPP_CA_2_IESO | MAPP_CA | IESO | 2030 | B19 | 700 | 0 | 330 | 0 | 0 | 0 | 0 | 0 | 0 | 0 | 0 | 0 | 2.7242 | 0.90806
MAPP_CA_2_IESO | MAPP_CA | IESO | 2030 | B20 | 935 | 0 | 330 | 0 | 0 | 0 | 0 | 0 | 0 | 0 | 0 | 0 | 2.7242 | 0.90806
MAPP_CA_2_IESO | MAPP_CA | IESO | 2035 | B1 | 10 | 0 | 330 | 277.53 | 0 | 0 | 0 | 0 | 0 | 0 | 0 | 0 | 14.5734 | 4.8578
MAPP_CA_2_IESO | MAPP_CA | IESO | 2035 | B2 | 25 | 0 | 330 | 330 | 0 | 0 | 0 | 0 | 19.4312 | 0 | 0 | 4.8578 | 14.5734 | 4.8578
MAPP_CA_2_IESO | MAPP_CA | IESO | 2035 | B3 | 75 | 0 | 330 | 330 | 0 | 0 | 0 | 0 | 19.4312 | 0 | 0 | 14.5734 | 14.5734 | 4.8578
MAPP_CA_2_IESO | MAPP_CA | IESO | 2035 | B4 | 100 | 0 | 330 | 0 | 0 | 0 | 0 | 0 | 0 | 0 | 0 | 0 | 14.5734 | 4.8578
MAPP_CA_2_IESO | MAPP_CA | IESO | 2035 | B5 | 200 | 0 | 330 | 0 | 0 | 0 | 0 | 0 | 0 | 0 | 0 | 0 | 14.5734 | 4.8578
MAPP_CA_2_IESO | MAPP_CA | IESO | 2035 | B6 | 300 | 0 | 330 | 0 | 0 | 0 | 0 | 0 | 0 | 0 | 0 | 0 | 14.5734 | 4.8578
MAPP_CA_2_IESO | MAPP_CA | IESO | 2035 | B7 | 400 | 0 | 330 | 0 | 0 | 0 | 0 | 0 | 0 | 0 | 0 | 0 | 14.5734 | 4.8578
MAPP_CA_2_IESO | MAPP_CA | IESO | 2035 | B8 | 500 | 0 | 330 | 0 | 0 | 0 | 0 | 0 | 0 | 0 | 0 | 0 | 14.5734 | 4.8578
MAPP_CA_2_IESO | MAPP_CA | IESO | 2035 | B9 | 800 | 0 | 330 | 0 | 0 | 0 | 0 | 0 | 0 | 0 | 0 | 0 | 14.5734 | 4.8578
MAPP_CA_2_IESO | MAPP_CA | IESO | 2035 | B10 | 1262 | 0 | 330 | 0 | 0 | 0 | 0 | 0 | 0 | 0 | 0 | 0 | 14.5734 | 4.8578
MAPP_CA_2_IESO | MAPP_CA | IESO | 2035 | B11 | 25 | 0 | 330 | 142.21 | 0 | 0 | 0 | 0 | 0 | 0 | 0 | 0 | 14.5734 | 4.8578
MAPP_CA_2_IESO | MAPP_CA | IESO | 2035 | B12 | 200 | 0 | 330 | 12.66 | 0 | 0 | 0 | 0 | 0 | 0 | 0 | 0 | 14.5734 | 4.8578
MAPP_CA_2_IESO | MAPP_CA | IESO | 2035 | B13 | 600 | 0 | 330 | 274.7 | 0 | 0 | 0 | 0 | 0 | 0 | 0 | 0 | 14.5734 | 4.8578
MAPP_CA_2_IESO | MAPP_CA | IESO | 2035 | B14 | 900 | 0 | 330 | 300.47 | 0 | 0 | 0 | 0 | 0 | 0 | 0 | 0 | 14.5734 | 4.8578
MAPP_CA_2_IESO | MAPP_CA | IESO | 2035 | B15 | 1203 | 0 | 330 | 307.9 | 0 | 0 | 0 | 0 | 0 | 0 | 0 | 0 | 14.5734 | 4.8578
MAPP_CA_2_IESO | MAPP_CA | IESO | 2035 | B16 | 25 | 0 | 330 | 0 | 0 | 0 | 0 | 0 | 0 | 0 | 0 | 0 | 14.5734 | 4.8578
MAPP_CA_2_IESO | MAPP_CA | IESO | 2035 | B17 | 100 | 0 | 330 | 0 | 0 | 0 | 0 | 0 | 0 | 0 | 0 | 0 | 14.5734 | 4.8578
MAPP_CA_2_IESO | MAPP_CA | IESO | 2035 | B18 | 400 | 0 | 330 | 0 | 0 | 0 | 0 | 0 | 0 | 0 | 0 | 0 | 14.5734 | 4.8578
MAPP_CA_2_IESO | MAPP_CA | IESO | 2035 | B19 | 700 | 0 | 330 | 0 | 0 | 0 | 0 | 0 | 0 | 0 | 0 | 0 | 14.5734 | 4.8578
MAPP_CA_2_IESO | MAPP_CA | IESO | 2035 | B20 | 935 | 0 | 330 | 0 | 0 | 0 | 0 | 0 | 0 | 0 | 0 | 0 | 14.5734 | 4.8578
MAPP_CA_2_IESO | MAPP_CA | IESO | 2040 | B1 | 10 | 10 | 330 | 330 | 330 | 0 | 2000.7 | 0 | 93.7849 | 12.0124 | 0 | 0.31921 | 19.5562 | 6.5187
MAPP_CA_2_IESO | MAPP_CA | IESO | 2040 | B2 | 25 | 25 | 330 | 330 | 330 | 0 | 2012.96 | 0 | 218.9421 | 12.0124 | 0 | 1.863 | 19.5562 | 6.5187
MAPP_CA_2_IESO | MAPP_CA | IESO | 2040 | B3 | 75 | 75 | 330 | 330 | 330 | 0 | 1875.98 | 0 | 93.7849 | 12.0124 | 0 | 2.3941 | 19.5562 | 6.5187
MAPP_CA_2_IESO | MAPP_CA | IESO | 2040 | B4 | 100 | 100 | 330 | 330 | 330 | 0 | 1743.11 | 0 | 18.3273 | 12.0124 | 0 | 0.6238 | 19.5562 | 6.5187
MAPP_CA_2_IESO | MAPP_CA | IESO | 2040 | B5 | 200 | 200 | 330 | 60.86 | 330 | 0 | 1618.57 | 0 | 0 | 12.0124 | 0 | 0 | 19.5562 | 6.5187
MAPP_CA_2_IESO | MAPP_CA | IESO | 2040 | B6 | 300 | 0 | 330 | 0 | 330 | 0 | 0 | 0 | 0 | 0.42732 | 0 | 0 | 19.5562 | 6.5187
MAPP_CA_2_IESO | MAPP_CA | IESO | 2040 | B7 | 400 | 400 | 330 | 0 | 330 | 0 | 1409.75 | 0 | 0 | 12.0124 | 0 | 0 | 19.5562 | 6.5187
MAPP_CA_2_IESO | MAPP_CA | IESO | 2040 | B8 | 500 | 500 | 330 | 0 | 330 | 0 | 1275.44 | 0 | 0 | 12.0124 | 0 | 0 | 19.5562 | 6.5187
MAPP_CA_2_IESO | MAPP_CA | IESO | 2040 | B9 | 800 | 800 | 330 | 0 | 330 | 0 | 1284.82 | 0 | 0 | 12.0124 | 0 | 0 | 19.5562 | 6.5187
MAPP_CA_2_IESO | MAPP_CA | IESO | 2040 | B10 | 1262 | 1262 | 330 | 0 | 330 | 0 | 405.82 | 0 | 0 | 12.0124 | 0 | 0 | 19.5562 | 6.5187
MAPP_CA_2_IESO | MAPP_CA | IESO | 2040 | B11 | 25 | 25 | 330 | 330 | 330 | 0 | 1433.61 | 0 | 22.4818 | 12.0124 | 0 | 0.1913 | 19.5562 | 6.5187
MAPP_CA_2_IESO | MAPP_CA | IESO | 2040 | B12 | 200 | 200 | 330 | 103.43 | 330 | 0 | 898.4 | 0 | 0 | 12.0124 | 0 | 0 | 19.5562 | 6.5187
MAPP_CA_2_IESO | MAPP_CA | IESO | 2040 | B13 | 600 | 600 | 330 | 330 | 330 | 0 | 895.48 | 0 | 22.4818 | 12.0124 | 0 | 4.5912 | 19.5562 | 6.5187
MAPP_CA_2_IESO | MAPP_CA | IESO | 2040 | B14 | 900 | 900 | 330 | 330 | 330 | 0 | 890.85 | 0 | 22.4818 | 12.0124 | 0 | 6.8869 | 19.5562 | 6.5187
MAPP_CA_2_IESO | MAPP_CA | IESO | 2040 | B15 | 1203 | 1203 | 330 | 330 | 330 | 330 | 235.57 | 0 | 22.4818 | 12.0124 | 0.55789 | 9.2054 | 19.5562 | 6.5187
MAPP_CA_2_IESO | MAPP_CA | IESO | 2040 | B16 | 25 | 25 | 330 | 0 | 330 | 0 | 728.59 | 0 | 0 | 12.0124 | 0 | 0 | 19.5562 | 6.5187
MAPP_CA_2_IESO | MAPP_CA | IESO | 2040 | B17 | 100 | 100 | 330 | 0 | 330 | 0 | 389.74 | 0 | 0 | 12.0124 | 0 | 0 | 19.5562 | 6.5187
MAPP_CA_2_IESO | MAPP_CA | IESO | 2040 | B18 | 400 | 400 | 330 | 0 | 330 | 0 | 397.42 | 0 | 0 | 12.0124 | 0 | 0 | 19.5562 | 6.5187
MAPP_CA_2_IESO | MAPP_CA | IESO | 2040 | B19 | 700 | 700 | 330 | 0 | 330 | 0 | 368.21 | 0 | 0 | 12.0124 | 0 | 0 | 19.5562 | 6.5187
MAPP_CA_2_IESO | MAPP_CA | IESO | 2040 | B20 | 935 | 935 | 330 | 0 | 330 | 0 | 387.53 | 0 | 0 | 12.0124 | 0 | 0 | 19.5562 | 6.5187
MAPP_CA_2_IESO | MAPP_CA | IESO | 2045 | B1 | 10 | 10 | 330 | 330 | 330 | 330 | 2071.58 | 0 | 185.3738 | 24.6421 | 3.2405 | 0.27565 | 50.2298 | 16.7433
MAPP_CA_2_IESO | MAPP_CA | IESO | 2045 | B2 | 25 | 25 | 330 | 330 | 330 | 330 | 2084.2 | 554.07 | 364.8245 | 24.6421 | 8.214 | 1.3562 | 50.2298 | 16.7433
MAPP_CA_2_IESO | MAPP_CA | IESO | 2045 | B3 | 75 | 75 | 330 | 330 | 330 | 330 | 1947.18 | 0 | 332.9891 | 24.6421 | 3.2405 | 3.7136 | 50.2298 | 16.7433
MAPP_CA_2_IESO | MAPP_CA | IESO | 2045 | B4 | 100 | 100 | 330 | 330 | 330 | 330 | 1813.32 | 0 | 248.2967 | 24.6421 | 3.2405 | 3.6921 | 50.2298 | 16.7433
MAPP_CA_2_IESO | MAPP_CA | IESO | 2045 | B5 | 200 | 200 | 330 | 330 | 330 | 330 | 1688.05 | 0 | 161.0878 | 24.6421 | 3.1456 | 4.7907 | 50.2298 | 16.7433
MAPP_CA_2_IESO | MAPP_CA | IESO | 2045 | B6 | 300 | 300 | 330 | 330 | 330 | 330 | 1543.41 | 0 | 145.455 | 24.6421 | 2.4215 | 6.4887 | 50.2298 | 16.7433
MAPP_CA_2_IESO | MAPP_CA | IESO | 2045 | B7 | 400 | 400 | 330 | 330 | 330 | 330 | 1476.64 | 0 | 127.7212 | 24.6421 | 3.8815 | 7.5968 | 50.2298 | 16.7433
MAPP_CA_2_IESO | MAPP_CA | IESO | 2045 | B8 | 500 | 500 | 330 | 330 | 330 | 330 | 1340.46 | 0 | 122.8426 | 24.6421 | 6.6709 | 9.1333 | 50.2298 | 16.7433
MAPP_CA_2_IESO | MAPP_CA | IESO | 2045 | B9 | 800 | 800 | 330 | 330 | 330 | 330 | 1346.6 | 0 | 73.2142 | 24.6421 | 4.3207 | 8.7095 | 50.2298 | 16.7433
MAPP_CA_2_IESO | MAPP_CA | IESO | 2045 | B10 | 1262 | 0 | 330 | 330 | 330 | 330 | 0 | 0 | 73.2142 | 15.799 | 5.2584 | 13.7392 | 50.2298 | 16.7433
MAPP_CA_2_IESO | MAPP_CA | IESO | 2045 | B11 | 25 | 25 | 330 | 330 | 330 | 330 | 1498.27 | 125.37 | 25.6273 | 24.6421 | 8.214 | 0.095269 | 50.2298 | 16.7433
MAPP_CA_2_IESO | MAPP_CA | IESO | 2045 | B12 | 200 | 200 | 330 | 330 | 330 | 330 | 967.68 | 184.53 | 21.9832 | 24.6421 | 8.214 | 0.65378 | 50.2298 | 16.7433
MAPP_CA_2_IESO | MAPP_CA | IESO | 2045 | B13 | 600 | 600 | 330 | 330 | 330 | 330 | 339.18 | 372.94 | 19.0157 | 24.6421 | 8.214 | 1.6966 | 50.2298 | 16.7433
MAPP_CA_2_IESO | MAPP_CA | IESO | 2045 | B14 | 900 | 0 | 330 | 330 | 330 | 330 | 0 | 0 | 19.0157 | 20.1553 | 5.2822 | 2.5449 | 50.2298 | 16.7433
MAPP_CA_2_IESO | MAPP_CA | IESO | 2045 | B15 | 1203 | 0 | 330 | 330 | 330 | 330 | 0 | 0 | 12.4635 | 15.8227 | 5.2822 | 2.2295 | 50.2298 | 16.7433
MAPP_CA_2_IESO | MAPP_CA | IESO | 2045 | B16 | 25 | 25 | 330 | 330 | 330 | 330 | 805.28 | 580.92 | 21.5322 | 24.6421 | 8.214 | 0.080045 | 50.2298 | 16.7433
MAPP_CA_2_IESO | MAPP_CA | IESO | 2045 | B17 | 100 | 100 | 330 | 330 | 330 | 330 | 467.45 | 467.45 | 11.9175 | 24.6421 | 8.214 | 0.17721 | 50.2298 | 16.7433
MAPP_CA_2_IESO | MAPP_CA | IESO | 2045 | B18 | 400 | 400 | 330 | 116.79 | 330 | 330 | 474.07 | 177.98 | 0 | 24.6421 | 8.214 | 0 | 50.2298 | 16.7433
MAPP_CA_2_IESO | MAPP_CA | IESO | 2045 | B19 | 700 | 700 | 330 | 148.05 | 330 | 330 | 442.78 | 442.78 | 0 | 24.6421 | 8.214 | 0 | 50.2298 | 16.7433
MAPP_CA_2_IESO | MAPP_CA | IESO | 2045 | B20 | 935 | 0 | 330 | 206.45 | 330 | 330 | 0 | 0 | 0 | 15.799 | 5.2584 | 0 | 50.2298 | 16.7433
MAPP_CA_2_IESO | MAPP_CA | IESO | 2050 | B1 | 10 | 10 | 330 | 330 | 330 | 330 | 2141.67 | 0 | 347.7198 | 38.803 | 11.502 | 0.5329 | 67.7721 | 22.5907
MAPP_CA_2_IESO | MAPP_CA | IESO | 2050 | B2 | 25 | 25 | 330 | 330 | 330 | 330 | 2154.63 | 1676.57 | 627.1515 | 38.803 | 12.9383 | 2.4029 | 67.7721 | 22.5907
MAPP_CA_2_IESO | MAPP_CA | IESO | 2050 | B3 | 75 | 75 | 330 | 330 | 330 | 330 | 2017.57 | 0 | 602.6755 | 38.803 | 11.5495 | 6.9273 | 67.7721 | 22.5907
MAPP_CA_2_IESO | MAPP_CA | IESO | 2050 | B4 | 100 | 100 | 330 | 330 | 330 | 330 | 1882.74 | 0 | 372.0533 | 38.803 | 11.8344 | 5.702 | 67.7721 | 22.5907
MAPP_CA_2_IESO | MAPP_CA | IESO | 2050 | B5 | 200 | 200 | 330 | 330 | 330 | 330 | 1756.75 | 0 | 326.2944 | 38.803 | 10.5762 | 10.0014 | 67.7721 | 22.5907
MAPP_CA_2_IESO | MAPP_CA | IESO | 2050 | B6 | 300 | 300 | 330 | 330 | 330 | 330 | 1610.82 | 0 | 282.6247 | 38.803 | 10.7186 | 12.9942 | 67.7721 | 22.5907
MAPP_CA_2_IESO | MAPP_CA | IESO | 2050 | B7 | 400 | 400 | 330 | 330 | 330 | 330 | 1542.78 | 0 | 184.4242 | 38.803 | 11.5732 | 11.3057 | 67.7721 | 22.5907
MAPP_CA_2_IESO | MAPP_CA | IESO | 2050 | B8 | 500 | 500 | 330 | 330 | 330 | 330 | 1404.65 | 383.73 | 128.4215 | 38.803 | 12.9383 | 9.8407 | 67.7721 | 22.5907
MAPP_CA_2_IESO | MAPP_CA | IESO | 2050 | B9 | 800 | 800 | 330 | 330 | 330 | 330 | 1407.49 | 536.49 | 83.2443 | 38.803 | 12.9383 | 10.2062 | 67.7721 | 22.5907
MAPP_CA_2_IESO | MAPP_CA | IESO | 2050 | B10 | 1262 | 0 | 330 | 330 | 330 | 330 | 0 | 0 | 83.2443 | 16.9148 | 5.6264 | 16.1003 | 67.7721 | 22.5907
MAPP_CA_2_IESO | MAPP_CA | IESO | 2050 | B11 | 25 | 25 | 330 | 330 | 330 | 330 | 1562.11 | 0 | 26.4226 | 38.803 | 11.5732 | 0.10124 | 67.7721 | 22.5907
MAPP_CA_2_IESO | MAPP_CA | IESO | 2050 | B12 | 200 | 0 | 330 | 150.45 | 330 | 330 | 0 | 0 | 0 | 28.9509 | 11.5732 | 0 | 67.7721 | 22.5907
MAPP_CA_2_IESO | MAPP_CA | IESO | 2050 | B13 | 600 | 0 | 330 | 330 | 330 | 330 | 0 | 0 | 13.3894 | 16.6061 | 5.1753 | 1.2312 | 67.7721 | 22.5907
MAPP_CA_2_IESO | MAPP_CA | IESO | 2050 | B14 | 900 | 0 | 330 | 330 | 330 | 330 | 0 | 0 | 13.3894 | 16.6061 | 5.1753 | 1.8468 | 67.7721 | 22.5907
MAPP_CA_2_IESO | MAPP_CA | IESO | 2050 | B15 | 1203 | 0 | 330 | 330 | 330 | 330 | 0 | 0 | 4.6293 | 16.6061 | 5.1753 | 0.85349 | 67.7721 | 22.5907
MAPP_CA_2_IESO | MAPP_CA | IESO | 2050 | B16 | 25 | 25 | 330 | 330 | 330 | 330 | 288.61 | 880.97 | 16.523 | 38.803 | 12.9383 | 0.063307 | 67.7721 | 22.5907
MAPP_CA_2_IESO | MAPP_CA | IESO | 2050 | B17 | 100 | 0 | 330 | 330 | 330 | 330 | 0 | 544.29 | 16.523 | 28.1438 | 12.9383 | 0.25323 | 67.7721 | 22.5907
MAPP_CA_2_IESO | MAPP_CA | IESO | 2050 | B18 | 400 | 0 | 330 | 0 | 330 | 330 | 0 | 0 | 0 | 16.9385 | 10.1963 | 0 | 67.7721 | 22.5907
MAPP_CA_2_IESO | MAPP_CA | IESO | 2050 | B19 | 700 | 0 | 330 | 18.51 | 330 | 330 | 0 | 0 | 0 | 16.9385 | 10.1963 | 0 | 67.7721 | 22.5907
MAPP_CA_2_IESO | MAPP_CA | IESO | 2050 | B20 | 935 | 0 | 330 | 224.06 | 330 | 330 | 0 | 0 | 0 | 16.9385 | 5.6501 | 0 | 67.7721 | 22.5907
MAPP_CA_2_MAPP_US | MAPP_CA | MAPP_US | 2015 | B1 | 10 | 0 | 372 | 372 | 0 | 0 | 0 | 0 | 0.98521 | 0 | 0 | 0.089565 | 0.8684 | 0.28947
MAPP_CA_2_MAPP_US | MAPP_CA | MAPP_US | 2015 | B2 | 25 | 0 | 372 | 372 | 0 | 0 | 0 | 0 | 0.7122 | 0 | 0 | 0.16186 | 0.8684 | 0.28947
MAPP_CA_2_MAPP_US | MAPP_CA | MAPP_US | 2015 | B3 | 75 | 0 | 372 | 372 | 0 | 0 | 0 | 0 | 1.3294 | 0 | 0 | 0.90644 | 0.8684 | 0.28947
MAPP_CA_2_MAPP_US | MAPP_CA | MAPP_US | 2015 | B4 | 100 | 0 | 372 | 133.31 | 0 | 0 | 0 | 0 | 0 | 0 | 0 | 0 | 0.8684 | 0.28947
MAPP_CA_2_MAPP_US | MAPP_CA | MAPP_US | 2015 | B5 | 200 | 0 | 372 | 0 | 0 | 0 | 0 | 0 | 0 | 0 | 0 | 0 | 0.8684 | 0.28947
MAPP_CA_2_MAPP_US | MAPP_CA | MAPP_US | 2015 | B6 | 300 | 0 | 372 | 0 | 0 | 0 | 0 | 0 | 0 | 0 | 0 | 0 | 0.8684 | 0.28947
MAPP_CA_2_MAPP_US | MAPP_CA | MAPP_US | 2015 | B7 | 400 | 0 | 372 | 0 | 0 | 0 | 0 | 0 | 0 | 0 | 0 | 0 | 0.8684 | 0.28947
MAPP_CA_2_MAPP_US | MAPP_CA | MAPP_US | 2015 | B8 | 500 | 0 | 372 | 0 | 0 | 0 | 0 | 0 | 0 | 0 | 0 | 0 | 0.8684 | 0.28947
MAPP_CA_2_MAPP_US | MAPP_CA | MAPP_US | 2015 | B9 | 800 | 0 | 372 | 0 | 0 | 0 | 0 | 0 | 0 | 0 | 0 | 0 | 0.8684 | 0.28947
MAPP_CA_2_MAPP_US | MAPP_CA | MAPP_US | 2015 | B10 | 1262 | 0 | 372 | 0 | 0 | 0 | 0 | 0 | 0 | 0 | 0 | 0 | 0.8684 | 0.28947
MAPP_CA_2_MAPP_US | MAPP_CA | MAPP_US | 2015 | B11 | 25 | 0 | 372 | 0 | 0 | 0 | 0 | 0 | 0 | 0 | 0 | 0 | 0.8684 | 0.28947
MAPP_CA_2_MAPP_US | MAPP_CA | MAPP_US | 2015 | B12 | 200 | 0 | 372 | 0 | 0 | 0 | 0 | 0 | 0 | 0 | 0 | 0 | 0.8684 | 0.28947
MAPP_CA_2_MAPP_US | MAPP_CA | MAPP_US | 2015 | B13 | 600 | 0 | 372 | 0 | 0 | 0 | 0 | 0 | 0 | 0 | 0 | 0 | 0.8684 | 0.28947
MAPP_CA_2_MAPP_US | MAPP_CA | MAPP_US | 2015 | B14 | 900 | 0 | 372 | 0 | 0 | 0 | 0 | 0 | 0 | 0 | 0 | 0 | 0.8684 | 0.28947
MAPP_CA_2_MAPP_US | MAPP_CA | MAPP_US | 2015 | B15 | 1203 | 0 | 372 | 0 | 0 | 0 | 0 | 0 | 0 | 0 | 0 | 0 | 0.8684 | 0.28947
MAPP_CA_2_MAPP_US | MAPP_CA | MAPP_US | 2015 | B16 | 25 | 0 | 372 | 0 | 0 | 0 | 0 | 0 | 0 | 0 | 0 | 0 | 0.8684 | 0.28947
MAPP_CA_2_MAPP_US | MAPP_CA | MAPP_US | 2015 | B17 | 100 | 0 | 372 | 0 | 0 | 0 | 0 | 0 | 0 | 0 | 0 | 0 | 0.8684 | 0.28947
MAPP_CA_2_MAPP_US | MAPP_CA | MAPP_US | 2015 | B18 | 400 | 0 | 372 | 0 | 0 | 0 | 0 | 0 | 0 | 0 | 0 | 0 | 0.8684 | 0.28947
MAPP_CA_2_MAPP_US | MAPP_CA | MAPP_US | 2015 | B19 | 700 | 0 | 372 | 0 | 0 | 0 | 0 | 0 | 0 | 0 | 0 | 0 | 0.8684 | 0.28947
MAPP_CA_2_MAPP_US | MAPP_CA | MAPP_US | 2015 | B20 | 935 | 0 | 372 | 0 | 0 | 0 | 0 | 0 | 0 | 0 | 0 | 0 | 0.8684 | 0.28947
MAPP_CA_2_MAPP_US | MAPP_CA | MAPP_US | 2020 | B1 | 10 | 0 | 372 | 367.39 | 0 | 0 | 0 | 0 | 0 | 0 | 0 | 0 | 0 | 0
MAPP_CA_2_MAPP_US | MAPP_CA | MAPP_US | 2020 | B2 | 25 | 0 | 372 | 234.82 | 0 | 0 | 0 | 0 | 0 | 0 | 0 | 0 | 0 | 0
MAPP_CA_2_MAPP_US | MAPP_CA | MAPP_US | 2020 | B3 | 75 | 0 | 372 | 196.6 | 0 | 0 | 0 | 0 | 0 | 0 | 0 | 0 | 0 | 0
MAPP_CA_2_MAPP_US | MAPP_CA | MAPP_US | 2020 | B4 | 100 | 0 | 372 | 0 | 0 | 0 | 0 | 0 | 0 | 0 | 0 | 0 | 0 | 0
MAPP_CA_2_MAPP_US | MAPP_CA | MAPP_US | 2020 | B5 | 200 | 0 | 372 | 0 | 0 | 0 | 0 | 0 | 0 | 0 | 0 | 0 | 0 | 0
MAPP_CA_2_MAPP_US | MAPP_CA | MAPP_US | 2020 | B6 | 300 | 0 | 372 | 0 | 0 | 0 | 0 | 0 | 0 | 0 | 0 | 0 | 0 | 0
MAPP_CA_2_MAPP_US | MAPP_CA | MAPP_US | 2020 | B7 | 400 | 0 | 372 | 0 | 0 | 0 | 0 | 0 | 0 | 0 | 0 | 0 | 0 | 0
MAPP_CA_2_MAPP_US | MAPP_CA | MAPP_US | 2020 | B8 | 500 | 0 | 372 | 0 | 0 | 0 | 0 | 0 | 0 | 0 | 0 | 0 | 0 | 0
MAPP_CA_2_MAPP_US | MAPP_CA | MAPP_US | 2020 | B9 | 800 | 0 | 372 | 0 | 0 | 0 | 0 | 0 | 0 | 0 | 0 | 0 | 0 | 0
MAPP_CA_2_MAPP_US | MAPP_CA | MAPP_US | 2020 | B10 | 1262 | 0 | 372 | 0 | 0 | 0 | 0 | 0 | 0 | 0 | 0 | 0 | 0 | 0
MAPP_CA_2_MAPP_US | MAPP_CA | MAPP_US | 2020 | B11 | 25 | 0 | 372 | 158.4 | 0 | 0 | 0 | 0 | 0 | 0 | 0 | 0 | 0 | 0
MAPP_CA_2_MAPP_US | MAPP_CA | MAPP_US | 2020 | B12 | 200 | 0 | 372 | 0 | 0 | 0 | 0 | 0 | 0 | 0 | 0 | 0 | 0 | 0
MAPP_CA_2_MAPP_US | MAPP_CA | MAPP_US | 2020 | B13 | 600 | 0 | 372 | 0 | 0 | 0 | 0 | 0 | 0 | 0 | 0 | 0 | 0 | 0
MAPP_CA_2_MAPP_US | MAPP_CA | MAPP_US | 2020 | B14 | 900 | 0 | 372 | 0 | 0 | 0 | 0 | 0 | 0 | 0 | 0 | 0 | 0 | 0
MAPP_CA_2_MAPP_US | MAPP_CA | MAPP_US | 2020 | B15 | 1203 | 0 | 372 | 0 | 0 | 0 | 0 | 0 | 0 | 0 | 0 | 0 | 0 | 0
MAPP_CA_2_MAPP_US | MAPP_CA | MAPP_US | 2020 | B16 | 25 | 0 | 372 | 0 | 0 | 0 | 0 | 0 | 0 | 0 | 0 | 0 | 0 | 0
MAPP_CA_2_MAPP_US | MAPP_CA | MAPP_US | 2020 | B17 | 100 | 0 | 372 | 0 | 0 | 0 | 0 | 0 | 0 | 0 | 0 | 0 | 0 | 0
MAPP_CA_2_MAPP_US | MAPP_CA | MAPP_US | 2020 | B18 | 400 | 0 | 372 | 0 | 0 | 0 | 0 | 0 | 0 | 0 | 0 | 0 | 0 | 0
MAPP_CA_2_MAPP_US | MAPP_CA | MAPP_US | 2020 | B19 | 700 | 0 | 372 | 0 | 0 | 0 | 0 | 0 | 0 | 0 | 0 | 0 | 0 | 0
MAPP_CA_2_MAPP_US | MAPP_CA | MAPP_US | 2020 | B20 | 935 | 0 | 372 | 0 | 0 | 0 | 0 | 0 | 0 | 0 | 0 | 0 | 0 | 0
MAPP_CA_2_MAPP_US | MAPP_CA | MAPP_US | 2025 | B1 | 10 | 0 | 372 | 372 | 372 | 0 | 0 | 0 | 192.9706 | 0.56976 | 0 | 1.7002 | 19.0015 | 6.3338
MAPP_CA_2_MAPP_US | MAPP_CA | MAPP_US | 2025 | B2 | 25 | 0 | 372 | 372 | 372 | 0 | 0 | 0 | 23.8706 | 0.55789 | 0 | 0.52578 | 19.0015 | 6.3338
MAPP_CA_2_MAPP_US | MAPP_CA | MAPP_US | 2025 | B3 | 75 | 0 | 372 | 372 | 372 | 0 | 0 | 0 | 35.9186 | 0.56976 | 0 | 2.3735 | 19.0015 | 6.3338
MAPP_CA_2_MAPP_US | MAPP_CA | MAPP_US | 2025 | B4 | 100 | 0 | 372 | 372 | 372 | 0 | 0 | 0 | 33.141 | 0.56976 | 0 | 2.9199 | 19.0015 | 6.3338
MAPP_CA_2_MAPP_US | MAPP_CA | MAPP_US | 2025 | B5 | 200 | 0 | 372 | 372 | 372 | 0 | 0 | 0 | 32.2983 | 0.56976 | 0 | 5.6913 | 19.0015 | 6.3338
MAPP_CA_2_MAPP_US | MAPP_CA | MAPP_US | 2025 | B6 | 300 | 0 | 372 | 372 | 372 | 0 | 0 | 0 | 30.2922 | 0.56976 | 0 | 8.0068 | 19.0015 | 6.3338
MAPP_CA_2_MAPP_US | MAPP_CA | MAPP_US | 2025 | B7 | 400 | 0 | 372 | 372 | 0 | 0 | 0 | 0 | 9.9827 | 0 | 0 | 3.5181 | 19.0015 | 6.3338
MAPP_CA_2_MAPP_US | MAPP_CA | MAPP_US | 2025 | B8 | 500 | 0 | 372 | 0 | 0 | 0 | 0 | 0 | 0 | 0 | 0 | 0 | 19.0015 | 6.3338
MAPP_CA_2_MAPP_US | MAPP_CA | MAPP_US | 2025 | B9 | 800 | 0 | 372 | 0 | 0 | 0 | 0 | 0 | 0 | 0 | 0 | 0 | 19.0015 | 6.3338
MAPP_CA_2_MAPP_US | MAPP_CA | MAPP_US | 2025 | B10 | 1262 | 0 | 372 | 0 | 0 | 0 | 0 | 0 | 0 | 0 | 0 | 0 | 19.0015 | 6.3338
MAPP_CA_2_MAPP_US | MAPP_CA | MAPP_US | 2025 | B11 | 25 | 0 | 372 | 372 | 372 | 0 | 0 | 0 | 27.2298 | 0.56976 | 0 | 0.59977 | 19.0015 | 6.3338
MAPP_CA_2_MAPP_US | MAPP_CA | MAPP_US | 2025 | B12 | 200 | 0 | 372 | 352.97 | 0 | 0 | 0 | 0 | 0 | 0 | 0 | 0 | 19.0015 | 6.3338
MAPP_CA_2_MAPP_US | MAPP_CA | MAPP_US | 2025 | B13 | 600 | 0 | 372 | 8.6 | 0 | 0 | 0 | 0 | 0 | 0 | 0 | 0 | 19.0015 | 6.3338
MAPP_CA_2_MAPP_US | MAPP_CA | MAPP_US | 2025 | B14 | 900 | 0 | 372 | 0 | 0 | 0 | 0 | 0 | 0 | 0 | 0 | 0 | 19.0015 | 6.3338
MAPP_CA_2_MAPP_US | MAPP_CA | MAPP_US | 2025 | B15 | 1203 | 0 | 372 | 0 | 0 | 0 | 0 | 0 | 0 | 0 | 0 | 0 | 19.0015 | 6.3338
MAPP_CA_2_MAPP_US | MAPP_CA | MAPP_US | 2025 | B16 | 25 | 0 | 372 | 0 | 0 | 0 | 0 | 0 | 0 | 0 | 0 | 0 | 19.0015 | 6.3338
MAPP_CA_2_MAPP_US | MAPP_CA | MAPP_US | 2025 | B17 | 100 | 0 | 372 | 0 | 0 | 0 | 0 | 0 | 0 | 0 | 0 | 0 | 19.0015 | 6.3338
MAPP_CA_2_MAPP_US | MAPP_CA | MAPP_US | 2025 | B18 | 400 | 0 | 372 | 0 | 0 | 0 | 0 | 0 | 0 | 0 | 0 | 0 | 19.0015 | 6.3338
MAPP_CA_2_MAPP_US | MAPP_CA | MAPP_US | 2025 | B19 | 700 | 0 | 372 | 0 | 0 | 0 | 0 | 0 | 0 | 0 | 0 | 0 | 19.0015 | 6.3338
MAPP_CA_2_MAPP_US | MAPP_CA | MAPP_US | 2025 | B20 | 935 | 0 | 372 | 0 | 0 | 0 | 0 | 0 | 0 | 0 | 0 | 0 | 19.0015 | 6.3338
MAPP_CA_2_MAPP_US | MAPP_CA | MAPP_US | 2030 | B1 | 10 | 0 | 372 | 372 | 372 | 0 | 0 | 0 | 55.3498 | 8.8906 | 0 | 0.28605 | 22.829 | 7.6097
MAPP_CA_2_MAPP_US | MAPP_CA | MAPP_US | 2030 | B2 | 25 | 0 | 372 | 372 | 372 | 0 | 0 | 0 | 54.5664 | 8.8788 | 0 | 0.70499 | 22.829 | 7.6097
MAPP_CA_2_MAPP_US | MAPP_CA | MAPP_US | 2030 | B3 | 75 | 0 | 372 | 372 | 372 | 0 | 0 | 0 | 52.2992 | 10.6593 | 0 | 2.0271 | 22.829 | 7.6097
MAPP_CA_2_MAPP_US | MAPP_CA | MAPP_US | 2030 | B4 | 100 | 0 | 372 | 372 | 372 | 0 | 0 | 0 | 53.1776 | 11.7632 | 0 | 2.7482 | 22.829 | 7.6097
MAPP_CA_2_MAPP_US | MAPP_CA | MAPP_US | 2030 | B5 | 200 | 0 | 372 | 372 | 372 | 0 | 0 | 0 | 52.5129 | 8.8906 | 0 | 5.4277 | 22.829 | 7.6097
MAPP_CA_2_MAPP_US | MAPP_CA | MAPP_US | 2030 | B6 | 300 | 0 | 372 | 372 | 372 | 0 | 0 | 0 | 13.8404 | 8.8906 | 0 | 2.1458 | 22.829 | 7.6097
MAPP_CA_2_MAPP_US | MAPP_CA | MAPP_US | 2030 | B7 | 400 | 0 | 372 | 372 | 372 | 0 | 0 | 0 | 2.2909 | 11.7513 | 0 | 0.47357 | 22.829 | 7.6097
MAPP_CA_2_MAPP_US | MAPP_CA | MAPP_US | 2030 | B8 | 500 | 0 | 372 | 0 | 372 | 0 | 0 | 0 | 0 | 0.39171 | 0 | 0 | 22.829 | 7.6097
MAPP_CA_2_MAPP_US | MAPP_CA | MAPP_US | 2030 | B9 | 800 | 0 | 372 | 0 | 0 | 0 | 0 | 0 | 0 | 0 | 0 | 0 | 22.829 | 7.6097
MAPP_CA_2_MAPP_US | MAPP_CA | MAPP_US | 2030 | B10 | 1262 | 0 | 372 | 0 | 0 | 0 | 0 | 0 | 0 | 0 | 0 | 0 | 22.829 | 7.6097
MAPP_CA_2_MAPP_US | MAPP_CA | MAPP_US | 2030 | B11 | 25 | 0 | 372 | 372 | 372 | 0 | 0 | 0 | 55.2548 | 8.2259 | 0 | 0.71389 | 22.829 | 7.6097
MAPP_CA_2_MAPP_US | MAPP_CA | MAPP_US | 2030 | B12 | 200 | 0 | 372 | 372 | 0 | 0 | 0 | 0 | 30.9451 | 0 | 0 | 3.1985 | 22.829 | 7.6097
MAPP_CA_2_MAPP_US | MAPP_CA | MAPP_US | 2030 | B13 | 600 | 0 | 372 | 372 | 0 | 0 | 0 | 0 | 40.999 | 0 | 0 | 12.7129 | 22.829 | 7.6097
MAPP_CA_2_MAPP_US | MAPP_CA | MAPP_US | 2030 | B14 | 900 | 0 | 372 | 0 | 0 | 0 | 0 | 0 | 0 | 0 | 0 | 0 | 22.829 | 7.6097
MAPP_CA_2_MAPP_US | MAPP_CA | MAPP_US | 2030 | B15 | 1203 | 0 | 372 | 0 | 0 | 0 | 0 | 0 | 0 | 0 | 0 | 0 | 22.829 | 7.6097
MAPP_CA_2_MAPP_US | MAPP_CA | MAPP_US | 2030 | B16 | 25 | 0 | 372 | 0 | 0 | 0 | 0 | 0 | 0 | 0 | 0 | 0 | 22.829 | 7.6097
MAPP_CA_2_MAPP_US | MAPP_CA | MAPP_US | 2030 | B17 | 100 | 0 | 372 | 0 | 0 | 0 | 0 | 0 | 0 | 0 | 0 | 0 | 22.829 | 7.6097
MAPP_CA_2_MAPP_US | MAPP_CA | MAPP_US | 2030 | B18 | 400 | 0 | 372 | 0 | 0 | 0 | 0 | 0 | 0 | 0 | 0 | 0 | 22.829 | 7.6097
MAPP_CA_2_MAPP_US | MAPP_CA | MAPP_US | 2030 | B19 | 700 | 0 | 372 | 0 | 0 | 0 | 0 | 0 | 0 | 0 | 0 | 0 | 22.829 | 7.6097
MAPP_CA_2_MAPP_US | MAPP_CA | MAPP_US | 2030 | B20 | 935 | 0 | 372 | 0 | 0 | 0 | 0 | 0 | 0 | 0 | 0 | 0 | 22.829 | 7.6097
MAPP_CA_2_MAPP_US | MAPP_CA | MAPP_US | 2035 | B1 | 10 | 0 | 372 | 372 | 372 | 0 | 0 | 0 | 107.6253 | 12.7365 | 0 | 0.40845 | 18.918 | 6.306
MAPP_CA_2_MAPP_US | MAPP_CA | MAPP_US | 2035 | B2 | 25 | 0 | 372 | 372 | 372 | 0 | 0 | 0 | 111.578 | 12.7365 | 0 | 1.0586 | 18.918 | 6.306
MAPP_CA_2_MAPP_US | MAPP_CA | MAPP_US | 2035 | B3 | 75 | 0 | 372 | 372 | 372 | 0 | 0 | 0 | 107.649 | 12.7365 | 0 | 3.064 | 18.918 | 6.306
MAPP_CA_2_MAPP_US | MAPP_CA | MAPP_US | 2035 | B4 | 100 | 0 | 372 | 372 | 372 | 0 | 0 | 0 | 100.2896 | 12.7365 | 0 | 3.8061 | 18.918 | 6.306
MAPP_CA_2_MAPP_US | MAPP_CA | MAPP_US | 2035 | B5 | 200 | 0 | 372 | 372 | 372 | 0 | 0 | 0 | 48.5127 | 12.7365 | 0 | 3.6822 | 18.918 | 6.306
MAPP_CA_2_MAPP_US | MAPP_CA | MAPP_US | 2035 | B6 | 300 | 0 | 372 | 372 | 372 | 0 | 0 | 0 | 28.8322 | 12.7365 | 0 | 3.2826 | 18.918 | 6.306
MAPP_CA_2_MAPP_US | MAPP_CA | MAPP_US | 2035 | B7 | 400 | 0 | 372 | 372 | 372 | 0 | 0 | 0 | 20.8556 | 12.7365 | 0 | 3.1659 | 18.918 | 6.306
MAPP_CA_2_MAPP_US | MAPP_CA | MAPP_US | 2035 | B8 | 500 | 0 | 372 | 372 | 372 | 0 | 0 | 0 | 12.5585 | 1.1395 | 0 | 2.383 | 18.918 | 6.306
MAPP_CA_2_MAPP_US | MAPP_CA | MAPP_US | 2035 | B9 | 800 | 0 | 372 | 372 | 0 | 0 | 0 | 0 | 0.02374 | 0 | 0 | 0.0072076 | 18.918 | 6.306
MAPP_CA_2_MAPP_US | MAPP_CA | MAPP_US | 2035 | B10 | 1262 | 0 | 372 | 0 | 0 | 0 | 0 | 0 | 0 | 0 | 0 | 0 | 18.918 | 6.306
MAPP_CA_2_MAPP_US | MAPP_CA | MAPP_US | 2035 | B11 | 25 | 0 | 372 | 372 | 372 | 0 | 0 | 0 | 67.5047 | 12.7365 | 0 | 0.64046 | 18.918 | 6.306
MAPP_CA_2_MAPP_US | MAPP_CA | MAPP_US | 2035 | B12 | 200 | 0 | 372 | 372 | 0 | 0 | 0 | 0 | 49.0825 | 0 | 0 | 3.7254 | 18.918 | 6.306
MAPP_CA_2_MAPP_US | MAPP_CA | MAPP_US | 2035 | B13 | 600 | 0 | 372 | 0 | 0 | 0 | 0 | 0 | 0 | 0 | 0 | 0 | 18.918 | 6.306
MAPP_CA_2_MAPP_US | MAPP_CA | MAPP_US | 2035 | B14 | 900 | 0 | 372 | 0 | 0 | 0 | 0 | 0 | 0 | 0 | 0 | 0 | 18.918 | 6.306
MAPP_CA_2_MAPP_US | MAPP_CA | MAPP_US | 2035 | B15 | 1203 | 0 | 372 | 0 | 0 | 0 | 0 | 0 | 0 | 0 | 0 | 0 | 18.918 | 6.306
MAPP_CA_2_MAPP_US | MAPP_CA | MAPP_US | 2035 | B16 | 25 | 0 | 372 | 0 | 0 | 0 | 0 | 0 | 0 | 0 | 0 | 0 | 18.918 | 6.306
MAPP_CA_2_MAPP_US | MAPP_CA | MAPP_US | 2035 | B17 | 100 | 0 | 372 | 0 | 0 | 0 | 0 | 0 | 0 | 0 | 0 | 0 | 18.918 | 6.306
MAPP_CA_2_MAPP_US | MAPP_CA | MAPP_US | 2035 | B18 | 400 | 0 | 372 | 113.97 | 0 | 0 | 0 | 0 | 0 | 0 | 0 | 0 | 18.918 | 6.306
MAPP_CA_2_MAPP_US | MAPP_CA | MAPP_US | 2035 | B19 | 700 | 0 | 372 | 155.79 | 0 | 0 | 0 | 0 | 0 | 0 | 0 | 0 | 18.918 | 6.306
MAPP_CA_2_MAPP_US | MAPP_CA | MAPP_US | 2035 | B20 | 935 | 0 | 372 | 0 | 0 | 0 | 0 | 0 | 0 | 0 | 0 | 0 | 18.918 | 6.306
MAPP_CA_2_MAPP_US | MAPP_CA | MAPP_US | 2040 | B1 | 10 | 0 | 372 | 372 | 372 | 372 | 0 | 0 | 218.8116 | 31.0282 | 3.2168 | 0.8304 | 69.8915 | 23.2972
MAPP_CA_2_MAPP_US | MAPP_CA | MAPP_US | 2040 | B2 | 25 | 0 | 372 | 372 | 372 | 372 | 0 | 0 | 219.9274 | 23.5501 | 0.72407 | 2.0866 | 69.8915 | 23.2972
MAPP_CA_2_MAPP_US | MAPP_CA | MAPP_US | 2040 | B3 | 75 | 0 | 372 | 372 | 372 | 372 | 0 | 0 | 226.8001 | 29.3308 | 3.2168 | 6.4554 | 69.8915 | 23.2972
MAPP_CA_2_MAPP_US | MAPP_CA | MAPP_US | 2040 | B4 | 100 | 0 | 372 | 372 | 372 | 372 | 0 | 0 | 206.7042 | 31.3487 | 0.72407 | 7.8446 | 69.8915 | 23.2972
MAPP_CA_2_MAPP_US | MAPP_CA | MAPP_US | 2040 | B5 | 200 | 0 | 372 | 372 | 372 | 372 | 0 | 0 | 121.442 | 36.8207 | 3.2168 | 9.2176 | 69.8915 | 23.2972
MAPP_CA_2_MAPP_US | MAPP_CA | MAPP_US | 2040 | B6 | 300 | 0 | 372 | 372 | 372 | 372 | 0 | 0 | 109.7738 | 37.6635 | 3.4779 | 12.498 | 69.8915 | 23.2972
MAPP_CA_2_MAPP_US | MAPP_CA | MAPP_US | 2040 | B7 | 400 | 0 | 372 | 372 | 372 | 372 | 0 | 0 | 96.1589 | 33.7345 | 0.72407 | 14.5972 | 69.8915 | 23.2972
MAPP_CA_2_MAPP_US | MAPP_CA | MAPP_US | 2040 | B8 | 500 | 0 | 372 | 372 | 372 | 372 | 0 | 0 | 75.2202 | 22.8379 | 0.72407 | 14.2733 | 69.8915 | 23.2972
MAPP_CA_2_MAPP_US | MAPP_CA | MAPP_US | 2040 | B9 | 800 | 0 | 372 | 372 | 372 | 372 | 0 | 0 | 74.7217 | 23.9299 | 0.72407 | 22.6859 | 69.8915 | 23.2972
MAPP_CA_2_MAPP_US | MAPP_CA | MAPP_US | 2040 | B10 | 1262 | 0 | 372 | 0 | 0 | 0 | 0 | 0 | 0 | 0 | 0 | 0 | 69.8915 | 23.2972
MAPP_CA_2_MAPP_US | MAPP_CA | MAPP_US | 2040 | B11 | 25 | 0 | 372 | 372 | 372 | 372 | 0 | 0 | 109.7382 | 23.3483 | 0.72407 | 1.0412 | 69.8915 | 23.2972
MAPP_CA_2_MAPP_US | MAPP_CA | MAPP_US | 2040 | B12 | 200 | 0 | 372 | 372 | 372 | 372 | 0 | 0 | 21.8527 | 17.3421 | 0.72407 | 1.6586 | 69.8915 | 23.2972
MAPP_CA_2_MAPP_US | MAPP_CA | MAPP_US | 2040 | B13 | 600 | 0 | 372 | 0 | 372 | 372 | 0 | 0 | 0 | 19.6092 | 0.72407 | 0 | 69.8915 | 23.2972
MAPP_CA_2_MAPP_US | MAPP_CA | MAPP_US | 2040 | B14 | 900 | 0 | 372 | 0 | 372 | 372 | 0 | 0 | 0 | 19.6092 | 0.72407 | 0 | 69.8915 | 23.2972
MAPP_CA_2_MAPP_US | MAPP_CA | MAPP_US | 2040 | B15 | 1203 | 0 | 372 | 0 | 0 | 0 | 0 | 0 | 0 | 0 | 0 | 0 | 69.8915 | 23.2972
MAPP_CA_2_MAPP_US | MAPP_CA | MAPP_US | 2040 | B16 | 25 | 0 | 372 | 0 | 372 | 372 | 0 | 0 | 0 | 18.6596 | 0.72407 | 0 | 69.8915 | 23.2972
MAPP_CA_2_MAPP_US | MAPP_CA | MAPP_US | 2040 | B17 | 100 | 0 | 372 | 0 | 372 | 372 | 0 | 0 | 0 | 19.4193 | 0.72407 | 0 | 69.8915 | 23.2972
MAPP_CA_2_MAPP_US | MAPP_CA | MAPP_US | 2040 | B18 | 400 | 0 | 372 | 0 | 372 | 372 | 0 | 0 | 0 | 19.5618 | 0.72407 | 0 | 69.8915 | 23.2972
MAPP_CA_2_MAPP_US | MAPP_CA | MAPP_US | 2040 | B19 | 700 | 0 | 372 | 0 | 372 | 372 | 0 | 0 | 0 | 19.6092 | 0.72407 | 0 | 69.8915 | 23.2972
MAPP_CA_2_MAPP_US | MAPP_CA | MAPP_US | 2040 | B20 | 935 | 0 | 372 | 0 | 0 | 0 | 0 | 0 | 0 | 0 | 0 | 0 | 69.8915 | 23.2972
MAPP_CA_2_MAPP_US | MAPP_CA | MAPP_US | 2045 | B1 | 10 | 0 | 372 | 372 | 372 | 372 | 0 | 0 | 323.9204 | 25.8766 | 5.0922 | 1.3303 | 118.97 | 39.6567
MAPP_CA_2_MAPP_US | MAPP_CA | MAPP_US | 2045 | B2 | 25 | 0 | 372 | 372 | 372 | 372 | 0 | 0 | 332.6924 | 14.4339 | 3.4423 | 3.4157 | 118.97 | 39.6567
MAPP_CA_2_MAPP_US | MAPP_CA | MAPP_US | 2045 | B3 | 75 | 0 | 372 | 372 | 372 | 372 | 0 | 0 | 341.9747 | 26.3989 | 5.0922 | 10.5331 | 118.97 | 39.6567
MAPP_CA_2_MAPP_US | MAPP_CA | MAPP_US | 2045 | B4 | 100 | 0 | 372 | 372 | 372 | 372 | 0 | 0 | 275.8707 | 30.6721 | 3.4423 | 11.3294 | 118.97 | 39.6567
MAPP_CA_2_MAPP_US | MAPP_CA | MAPP_US | 2045 | B5 | 200 | 0 | 372 | 372 | 372 | 372 | 0 | 0 | 185.077 | 37.6872 | 5.0922 | 15.2014 | 118.97 | 39.6567
MAPP_CA_2_MAPP_US | MAPP_CA | MAPP_US | 2045 | B6 | 300 | 0 | 372 | 372 | 372 | 372 | 0 | 0 | 172.5423 | 39.0523 | 5.0922 | 21.2578 | 118.97 | 39.6567
MAPP_CA_2_MAPP_US | MAPP_CA | MAPP_US | 2045 | B7 | 400 | 0 | 372 | 372 | 372 | 372 | 0 | 0 | 143.8288 | 27.8826 | 3.4423 | 23.6269 | 118.97 | 39.6567
MAPP_CA_2_MAPP_US | MAPP_CA | MAPP_US | 2045 | B8 | 500 | 0 | 372 | 372 | 372 | 372 | 0 | 0 | 132.0538 | 19.5855 | 3.4423 | 27.1158 | 118.97 | 39.6567
MAPP_CA_2_MAPP_US | MAPP_CA | MAPP_US | 2045 | B9 | 800 | 0 | 372 | 372 | 372 | 372 | 0 | 0 | 132.0538 | 21.366 | 3.4423 | 43.3852 | 118.97 | 39.6567
MAPP_CA_2_MAPP_US | MAPP_CA | MAPP_US | 2045 | B10 | 1262 | 0 | 372 | 0 | 0 | 0 | 0 | 0 | 0 | 0 | 0 | 0 | 118.97 | 39.6567
MAPP_CA_2_MAPP_US | MAPP_CA | MAPP_US | 2045 | B11 | 25 | 0 | 372 | 372 | 372 | 372 | 0 | 0 | 139.3894 | 21.6509 | 3.4423 | 1.4311 | 118.97 | 39.6567
MAPP_CA_2_MAPP_US | MAPP_CA | MAPP_US | 2045 | B12 | 200 | 0 | 372 | 167.5 | 372 | 372 | 0 | 0 | 0 | 20.0128 | 3.4423 | 0 | 118.97 | 39.6567
MAPP_CA_2_MAPP_US | MAPP_CA | MAPP_US | 2045 | B13 | 600 | 0 | 372 | 0 | 372 | 372 | 0 | 0 | 0 | 19.0632 | 3.4423 | 0 | 118.97 | 39.6567
MAPP_CA_2_MAPP_US | MAPP_CA | MAPP_US | 2045 | B14 | 900 | 0 | 372 | 0 | 372 | 0 | 0 | 0 | 0 | 0.09496 | 0 | 0 | 118.97 | 39.6567
MAPP_CA_2_MAPP_US | MAPP_CA | MAPP_US | 2045 | B15 | 1203 | 0 | 372 | 0 | 0 | 0 | 0 | 0 | 0 | 0 | 0 | 0 | 118.97 | 39.6567
MAPP_CA_2_MAPP_US | MAPP_CA | MAPP_US | 2045 | B16 | 25 | 0 | 372 | 0 | 372 | 372 | 0 | 0 | 0 | 17.4014 | 3.4423 | 0 | 118.97 | 39.6567
MAPP_CA_2_MAPP_US | MAPP_CA | MAPP_US | 2045 | B17 | 100 | 0 | 372 | 0 | 372 | 372 | 0 | 0 | 0 | 17.4014 | 1.1277 | 0 | 118.97 | 39.6567
MAPP_CA_2_MAPP_US | MAPP_CA | MAPP_US | 2045 | B18 | 400 | 0 | 372 | 0 | 372 | 372 | 0 | 0 | 0 | 13.0926 | 3.4423 | 0 | 118.97 | 39.6567
MAPP_CA_2_MAPP_US | MAPP_CA | MAPP_US | 2045 | B19 | 700 | 0 | 372 | 0 | 372 | 372 | 0 | 0 | 0 | 11.1815 | 1.1277 | 0 | 118.97 | 39.6567
MAPP_CA_2_MAPP_US | MAPP_CA | MAPP_US | 2045 | B20 | 935 | 0 | 372 | 0 | 0 | 0 | 0 | 0 | 0 | 0 | 0 | 0 | 118.97 | 39.6567
MAPP_CA_2_MAPP_US | MAPP_CA | MAPP_US | 2050 | B1 | 10 | 0 | 372 | 372 | 372 | 372 | 0 | 0 | 601.809 | 41.8536 | 11.8581 | 2.2839 | 147.3819 | 49.1273
MAPP_CA_2_MAPP_US | MAPP_CA | MAPP_US | 2050 | B2 | 25 | 0 | 372 | 372 | 372 | 372 | 0 | 0 | 588.1941 | 28.4643 | 11.8581 | 5.5806 | 147.3819 | 49.1273
MAPP_CA_2_MAPP_US | MAPP_CA | MAPP_US | 2050 | B3 | 75 | 0 | 372 | 372 | 372 | 372 | 0 | 0 | 600.6576 | 42.2097 | 11.8581 | 17.0965 | 147.3819 | 49.1273
MAPP_CA_2_MAPP_US | MAPP_CA | MAPP_US | 2050 | B4 | 100 | 0 | 372 | 372 | 372 | 372 | 0 | 0 | 385.9174 | 48.0854 | 11.8581 | 14.6458 | 147.3819 | 49.1273
MAPP_CA_2_MAPP_US | MAPP_CA | MAPP_US | 2050 | B5 | 200 | 0 | 372 | 372 | 372 | 372 | 0 | 0 | 353.2275 | 56.8929 | 11.8581 | 26.8104 | 147.3819 | 49.1273
MAPP_CA_2_MAPP_US | MAPP_CA | MAPP_US | 2050 | B6 | 300 | 0 | 372 | 372 | 372 | 372 | 0 | 0 | 319.6116 | 50.2932 | 11.8581 | 36.3884 | 147.3819 | 49.1273
MAPP_CA_2_MAPP_US | MAPP_CA | MAPP_US | 2050 | B7 | 400 | 0 | 372 | 372 | 372 | 372 | 0 | 0 | 289.6517 | 34.1381 | 10.4931 | 43.9699 | 147.3819 | 49.1273
MAPP_CA_2_MAPP_US | MAPP_CA | MAPP_US | 2050 | B8 | 500 | 0 | 372 | 372 | 372 | 372 | 0 | 0 | 136.1014 | 33.5921 | 10.4931 | 25.8257 | 147.3819 | 49.1273
MAPP_CA_2_MAPP_US | MAPP_CA | MAPP_US | 2050 | B9 | 800 | 0 | 372 | 372 | 372 | 372 | 0 | 0 | 74.7454 | 35.8355 | 10.4931 | 22.6931 | 147.3819 | 49.1273
MAPP_CA_2_MAPP_US | MAPP_CA | MAPP_US | 2050 | B10 | 1262 | 0 | 372 | 0 | 0 | 0 | 0 | 0 | 0 | 0 | 0 | 0 | 147.3819 | 49.1273
MAPP_CA_2_MAPP_US | MAPP_CA | MAPP_US | 2050 | B11 | 25 | 0 | 372 | 372 | 372 | 372 | 0 | 0 | 120.3499 | 36.797 | 10.4931 | 1.1418 | 147.3819 | 49.1273
MAPP_CA_2_MAPP_US | MAPP_CA | MAPP_US | 2050 | B12 | 200 | 0 | 372 | 372 | 372 | 372 | 0 | 0 | 0.96147 | 18.9326 | 10.4931 | 0.072977 | 147.3819 | 49.1273
MAPP_CA_2_MAPP_US | MAPP_CA | MAPP_US | 2050 | B13 | 600 | 0 | 372 | 0 | 0 | 372 | 0 | 0 | 0 | 0 | 2.1485 | 0 | 147.3819 | 49.1273
MAPP_CA_2_MAPP_US | MAPP_CA | MAPP_US | 2050 | B14 | 900 | 0 | 372 | 0 | 0 | 0 | 0 | 0 | 0 | 0 | 0 | 0 | 147.3819 | 49.1273
MAPP_CA_2_MAPP_US | MAPP_CA | MAPP_US | 2050 | B15 | 1203 | 0 | 372 | 0 | 0 | 0 | 0 | 0 | 0 | 0 | 0 | 0 | 147.3819 | 49.1273
MAPP_CA_2_MAPP_US | MAPP_CA | MAPP_US | 2050 | B16 | 25 | 0 | 372 | 0 | 372 | 372 | 0 | 0 | 0 | 24.1436 | 7.0745 | 0 | 147.3819 | 49.1273
MAPP_CA_2_MAPP_US | MAPP_CA | MAPP_US | 2050 | B17 | 100 | 0 | 372 | 0 | 372 | 372 | 0 | 0 | 0 | 9.401 | 7.0745 | 0 | 147.3819 | 49.1273
MAPP_CA_2_MAPP_US | MAPP_CA | MAPP_US | 2050 | B18 | 400 | 0 | 372 | 0 | 0 | 372 | 0 | 0 | 0 | 0 | 4.3326 | 0 | 147.3819 | 49.1273
MAPP_CA_2_MAPP_US | MAPP_CA | MAPP_US | 2050 | B19 | 700 | 0 | 372 | 0 | 0 | 372 | 0 | 0 | 0 | 0 | 0.64098 | 0 | 147.3819 | 49.1273
MAPP_CA_2_MAPP_US | MAPP_CA | MAPP_US | 2050 | B20 | 935 | 0 | 372 | 0 | 0 | 0 | 0 | 0 | 0 | 0 | 0 | 0 | 147.3819 | 49.1273
MAPP_CA_2_MISO_W | MAPP_CA | MISO_W | 2015 | B1 | 10 | 10 | 1970 | 1970 | 1970 | 1970 | 503.8 | 503.8 | 14.9799 | 6.6947 | 2.2197 | 0.34437 | 6.7049 | 2.235
MAPP_CA_2_MISO_W | MAPP_CA | MISO_W | 2015 | B2 | 25 | 25 | 1970 | 1970 | 1970 | 1970 | 391.8 | 391.9 | 12.0599 | 6.6947 | 2.2197 | 0.6931 | 6.7049 | 2.235
MAPP_CA_2_MISO_W | MAPP_CA | MISO_W | 2015 | B3 | 75 | 75 | 1970 | 1970 | 1970 | 1970 | 331.66 | 331.76 | 12.6772 | 6.6947 | 2.2197 | 2.1857 | 6.7049 | 2.235
MAPP_CA_2_MISO_W | MAPP_CA | MISO_W | 2015 | B4 | 100 | 100 | 1970 | 1970 | 1970 | 1970 | 43.93 | 421.72 | 13.0451 | 6.6947 | 2.2197 | 2.9989 | 6.7049 | 2.235
MAPP_CA_2_MISO_W | MAPP_CA | MISO_W | 2015 | B5 | 200 | 0 | 1970 | 1970 | 1970 | 1970 | 0 | 0 | 4.7243 | 3.1099 | 1.2345 | 2.1721 | 6.7049 | 2.235
MAPP_CA_2_MISO_W | MAPP_CA | MISO_W | 2015 | B6 | 300 | 0 | 1970 | 1605.65 | 1605.65 | 1605.65 | 0 | 0 | 0 | 0 | 0 | 0 | 6.7049 | 2.235
MAPP_CA_2_MISO_W | MAPP_CA | MISO_W | 2015 | B7 | 400 | 0 | 1970 | 1733.85 | 1733.85 | 1733.85 | 0 | 0 | 0 | 0 | 0 | 0 | 6.7049 | 2.235
MAPP_CA_2_MISO_W | MAPP_CA | MISO_W | 2015 | B8 | 500 | 0 | 1970 | 1919.61 | 1919.61 | 1919.61 | 0 | 0 | 0 | 0 | 0 | 0 | 6.7049 | 2.235
MAPP_CA_2_MISO_W | MAPP_CA | MISO_W | 2015 | B9 | 800 | 0 | 1970 | 1133.94 | 1133.94 | 1970 | 0 | 0 | 0 | 0 | 0.04748 | 0 | 6.7049 | 2.235
MAPP_CA_2_MISO_W | MAPP_CA | MISO_W | 2015 | B10 | 1262 | 0 | 1970 | 0 | 0 | 0 | 0 | 0 | 0 | 0 | 0 | 0 | 6.7049 | 2.235
MAPP_CA_2_MISO_W | MAPP_CA | MISO_W | 2015 | B11 | 25 | 0 | 1970 | 1970 | 1970 | 1970 | 0 | 251.1 | 9.496 | 3.929 | 2.2197 | 0.54575 | 6.7049 | 2.235
MAPP_CA_2_MISO_W | MAPP_CA | MISO_W | 2015 | B12 | 200 | 0 | 1970 | 1579.5 | 1579.5 | 1579.5 | 0 | 0 | 0 | 0 | 0 | 0 | 6.7049 | 2.235
MAPP_CA_2_MISO_W | MAPP_CA | MISO_W | 2015 | B13 | 600 | 0 | 1970 | 1668.96 | 1668.96 | 1668.96 | 0 | 0 | 0 | 0 | 0 | 0 | 6.7049 | 2.235
MAPP_CA_2_MISO_W | MAPP_CA | MISO_W | 2015 | B14 | 900 | 0 | 1970 | 1077.36 | 1077.36 | 1903.14 | 0 | 0 | 0 | 0 | 0 | 0 | 6.7049 | 2.235
MAPP_CA_2_MISO_W | MAPP_CA | MISO_W | 2015 | B15 | 1203 | 0 | 1970 | 0 | 0 | 0 | 0 | 0 | 0 | 0 | 0 | 0 | 6.7049 | 2.235
MAPP_CA_2_MISO_W | MAPP_CA | MISO_W | 2015 | B16 | 25 | 0 | 1970 | 1297.51 | 1970 | 1297.51 | 0 | 0 | 0 | 0.01187 | 0 | 0 | 6.7049 | 2.235
MAPP_CA_2_MISO_W | MAPP_CA | MISO_W | 2015 | B17 | 100 | 0 | 1970 | 499.67 | 499.67 | 499.67 | 0 | 0 | 0 | 0 | 0 | 0 | 6.7049 | 2.235
MAPP_CA_2_MISO_W | MAPP_CA | MISO_W | 2015 | B18 | 400 | 0 | 1970 | 600.87 | 600.87 | 600.87 | 0 | 0 | 0 | 0 | 0 | 0 | 6.7049 | 2.235
MAPP_CA_2_MISO_W | MAPP_CA | MISO_W | 2015 | B19 | 700 | 0 | 1970 | 0 | 774.86 | 512.86 | 0 | 0 | 0 | 0 | 0 | 0 | 6.7049 | 2.235
MAPP_CA_2_MISO_W | MAPP_CA | MISO_W | 2015 | B20 | 935 | 0 | 1970 | 0 | 0 | 0 | 0 | 0 | 0 | 0 | 0 | 0 | 6.7049 | 2.235
MAPP_CA_2_MISO_W | MAPP_CA | MISO_W | 2020 | B1 | 10 | 0 | 1970 | 1970 | 1970 | 1970 | 0 | 367.39 | 13.9829 | 2.8725 | 1.1514 | 0.057424 | 3.5044 | 1.1681
MAPP_CA_2_MISO_W | MAPP_CA | MISO_W | 2020 | B2 | 25 | 25 | 1970 | 1970 | 1970 | 1970 | 6.39 | 268.39 | 13.9829 | 3.4898 | 1.1514 | 0.14356 | 3.5044 | 1.1681
MAPP_CA_2_MISO_W | MAPP_CA | MISO_W | 2020 | B3 | 75 | 75 | 1970 | 1970 | 1970 | 1970 | 196.6 | 196.6 | 13.9829 | 3.4898 | 1.1514 | 0.43068 | 3.5044 | 1.1681
MAPP_CA_2_MISO_W | MAPP_CA | MISO_W | 2020 | B4 | 100 | 100 | 1970 | 1970 | 1970 | 1970 | 257.3 | 257.3 | 11.8937 | 3.4898 | 1.1514 | 0.48845 | 3.5044 | 1.1681
MAPP_CA_2_MISO_W | MAPP_CA | MISO_W | 2020 | B5 | 200 | 200 | 1970 | 1970 | 1970 | 1970 | 303.56 | 303.56 | 10.7898 | 3.4898 | 1.1514 | 0.88623 | 3.5044 | 1.1681
MAPP_CA_2_MISO_W | MAPP_CA | MISO_W | 2020 | B6 | 300 | 0 | 1970 | 1970 | 1970 | 1926.25 | 0 | 0 | 3.5373 | 0.26114 | 0 | 0.4358 | 3.5044 | 1.1681
MAPP_CA_2_MISO_W | MAPP_CA | MISO_W | 2020 | B7 | 400 | 400 | 1970 | 1970 | 1970 | 1970 | 60.7 | 60.7 | 9.6741 | 3.4898 | 1.1514 | 1.5892 | 3.5044 | 1.1681
MAPP_CA_2_MISO_W | MAPP_CA | MISO_W | 2020 | B8 | 500 | 0 | 1970 | 1970 | 1970 | 1970 | 0 | 208.26 | 1.8161 | 2.3621 | 1.1514 | 0.37292 | 3.5044 | 1.1681
MAPP_CA_2_MISO_W | MAPP_CA | MISO_W | 2020 | B9 | 800 | 0 | 1970 | 1970 | 1970 | 1970 | 0 | 0 | 0.37984 | 0.91399 | 0.79529 | 0.12479 | 3.5044 | 1.1681
MAPP_CA_2_MISO_W | MAPP_CA | MISO_W | 2020 | B10 | 1262 | 0 | 1970 | 0 | 0 | 0 | 0 | 0 | 0 | 0 | 0 | 0 | 3.5044 | 1.1681
MAPP_CA_2_MISO_W | MAPP_CA | MISO_W | 2020 | B11 | 25 | 25 | 1970 | 1970 | 1970 | 1970 | 266.1 | 266.17 | 13.9829 | 3.4898 | 1.1514 | 0.14356 | 3.5044 | 1.1681
MAPP_CA_2_MISO_W | MAPP_CA | MISO_W | 2020 | B12 | 200 | 0 | 1970 | 1723.54 | 1835.16 | 1831.23 | 0 | 0 | 0 | 0 | 0 | 0 | 3.5044 | 1.1681
MAPP_CA_2_MISO_W | MAPP_CA | MISO_W | 2020 | B13 | 600 | 0 | 1970 | 1804.52 | 1912.21 | 1912.21 | 0 | 0 | 0 | 0 | 0 | 0 | 3.5044 | 1.1681
MAPP_CA_2_MISO_W | MAPP_CA | MISO_W | 2020 | B14 | 900 | 0 | 1970 | 1514.66 | 1970 | 1970 | 0 | 155.26 | 0 | 1.0802 | 1.1514 | 0 | 3.5044 | 1.1681
MAPP_CA_2_MISO_W | MAPP_CA | MISO_W | 2020 | B15 | 1203 | 0 | 1970 | 0 | 0 | 0 | 0 | 0 | 0 | 0 | 0 | 0 | 3.5044 | 1.1681
MAPP_CA_2_MISO_W | MAPP_CA | MISO_W | 2020 | B16 | 25 | 25 | 1970 | 1479.38 | 1970 | 1724.62 | 1239.75 | 0 | 0 | 3.4898 | 0 | 0 | 3.5044 | 1.1681
MAPP_CA_2_MISO_W | MAPP_CA | MISO_W | 2020 | B17 | 100 | 0 | 1970 | 1064.87 | 1969.9 | 753.88 | 0 | 0 | 0 | 0 | 0 | 0 | 3.5044 | 1.1681
MAPP_CA_2_MISO_W | MAPP_CA | MISO_W | 2020 | B18 | 400 | 0 | 1970 | 994.16 | 1013.17 | 848.17 | 0 | 0 | 0 | 0 | 0 | 0 | 3.5044 | 1.1681
MAPP_CA_2_MISO_W | MAPP_CA | MISO_W | 2020 | B19 | 700 | 0 | 1970 | 463.34 | 1005.33 | 1005.33 | 0 | 0 | 0 | 0 | 0 | 0 | 3.5044 | 1.1681
MAPP_CA_2_MISO_W | MAPP_CA | MISO_W | 2020 | B20 | 935 | 0 | 1970 | 0 | 0 | 0 | 0 | 0 | 0 | 0 | 0 | 0 | 3.5044 | 1.1681
MAPP_CA_2_MISO_W | MAPP_CA | MISO_W | 2025 | B1 | 10 | 10 | 1970 | 1970 | 1970 | 1970 | 545.66 | 701.73 | 206.9535 | 14.5645 | 4.843 | 0.63973 | 14.5726 | 4.8575
MAPP_CA_2_MISO_W | MAPP_CA | MISO_W | 2025 | B2 | 25 | 25 | 1970 | 1970 | 1970 | 1970 | 521.61 | 631.61 | 37.8534 | 14.5645 | 4.843 | 0.29253 | 14.5726 | 4.8575
MAPP_CA_2_MISO_W | MAPP_CA | MISO_W | 2025 | B3 | 75 | 75 | 1970 | 1970 | 1970 | 1970 | 410.04 | 782.04 | 49.9015 | 14.5645 | 4.843 | 1.1569 | 14.5726 | 4.8575
MAPP_CA_2_MISO_W | MAPP_CA | MISO_W | 2025 | B4 | 100 | 100 | 1970 | 1970 | 1970 | 1970 | 391.85 | 763.85 | 47.1358 | 14.5645 | 4.843 | 1.4571 | 14.5726 | 4.8575
MAPP_CA_2_MISO_W | MAPP_CA | MISO_W | 2025 | B5 | 200 | 200 | 1970 | 1970 | 1970 | 1970 | 369.4 | 741.5 | 46.293 | 14.5645 | 4.843 | 2.862 | 14.5726 | 4.8575
MAPP_CA_2_MISO_W | MAPP_CA | MISO_W | 2025 | B6 | 300 | 300 | 1970 | 1970 | 1970 | 1970 | 362.02 | 734.02 | 44.2751 | 14.5645 | 4.843 | 4.1059 | 14.5726 | 4.8575
MAPP_CA_2_MISO_W | MAPP_CA | MISO_W | 2025 | B7 | 400 | 0 | 1970 | 1970 | 1970 | 1970 | 0 | 771.78 | 23.9774 | 12.9383 | 4.843 | 2.9647 | 14.5726 | 4.8575
MAPP_CA_2_MISO_W | MAPP_CA | MISO_W | 2025 | B8 | 500 | 0 | 1970 | 1970 | 1970 | 1970 | 0 | 806.63 | 8.582 | 4.0239 | 4.843 | 1.3264 | 14.5726 | 4.8575
MAPP_CA_2_MISO_W | MAPP_CA | MISO_W | 2025 | B9 | 800 | 0 | 1970 | 1970 | 1951.21 | 1970 | 0 | 0 | 3.4304 | 0 | 2.7538 | 0.84833 | 14.5726 | 4.8575
MAPP_CA_2_MISO_W | MAPP_CA | MISO_W | 2025 | B10 | 1262 | 0 | 1970 | 338.98 | 0 | 0 | 0 | 0 | 0 | 0 | 0 | 0 | 14.5726 | 4.8575
MAPP_CA_2_MISO_W | MAPP_CA | MISO_W | 2025 | B11 | 25 | 25 | 1970 | 1970 | 1970 | 1970 | 431.67 | 803.67 | 41.2245 | 14.5645 | 4.843 | 0.31858 | 14.5726 | 4.8575
MAPP_CA_2_MISO_W | MAPP_CA | MISO_W | 2025 | B12 | 200 | 0 | 1970 | 1970 | 1970 | 1970 | 0 | 90.97 | 13.9829 | 5.84 | 4.843 | 0.86447 | 14.5726 | 4.8575
MAPP_CA_2_MISO_W | MAPP_CA | MISO_W | 2025 | B13 | 600 | 0 | 1970 | 1970 | 1970 | 1970 | 0 | 0 | 13.9829 | 2.4333 | 3.3117 | 2.5934 | 14.5726 | 4.8575
MAPP_CA_2_MISO_W | MAPP_CA | MISO_W | 2025 | B14 | 900 | 0 | 1970 | 1492.56 | 1497.16 | 1970 | 0 | 0 | 0 | 0 | 0.05935 | 0 | 14.5726 | 4.8575
MAPP_CA_2_MISO_W | MAPP_CA | MISO_W | 2025 | B15 | 1203 | 0 | 1970 | 0 | 0 | 0 | 0 | 0 | 0 | 0 | 0 | 0 | 14.5726 | 4.8575
MAPP_CA_2_MISO_W | MAPP_CA | MISO_W | 2025 | B16 | 25 | 0 | 1970 | 641.6 | 1970 | 1970 | 0 | 0 | 0 | 12.3329 | 3.8459 | 0 | 14.5726 | 4.8575
MAPP_CA_2_MISO_W | MAPP_CA | MISO_W | 2025 | B17 | 100 | 0 | 1970 | 1789.63 | 1843.99 | 1844.57 | 0 | 0 | 0 | 0 | 0 | 0 | 14.5726 | 4.8575
MAPP_CA_2_MISO_W | MAPP_CA | MISO_W | 2025 | B18 | 400 | 0 | 1970 | 1850.78 | 1422.84 | 1894.61 | 0 | 0 | 0 | 0 | 0 | 0 | 14.5726 | 4.8575
MAPP_CA_2_MISO_W | MAPP_CA | MISO_W | 2025 | B19 | 700 | 0 | 1970 | 1931.42 | 433.11 | 1931.42 | 0 | 0 | 0 | 0 | 0 | 0 | 14.5726 | 4.8575
MAPP_CA_2_MISO_W | MAPP_CA | MISO_W | 2025 | B20 | 935 | 0 | 1970 | 0 | 0 | 0 | 0 | 0 | 0 | 0 | 0 | 0 | 14.5726 | 4.8575
MAPP_CA_2_MISO_W | MAPP_CA | MISO_W | 2030 | B1 | 10 | 10 | 1970 | 1970 | 1970 | 1970 | 530.5 | 3455.1 | 69.3445 | 22.8735 | 7.6205 | 0.21436 | 22.8888 | 7.6296
MAPP_CA_2_MISO_W | MAPP_CA | MISO_W | 2030 | B2 | 25 | 25 | 1970 | 1970 | 1970 | 1970 | 462.96 | 3427.33 | 68.5611 | 22.8735 | 7.6205 | 0.52984 | 22.8888 | 7.6296
MAPP_CA_2_MISO_W | MAPP_CA | MISO_W | 2030 | B3 | 75 | 75 | 1970 | 1970 | 1970 | 1970 | 610.26 | 3257.18 | 66.2821 | 22.8735 | 7.6205 | 1.5367 | 22.8888 | 7.6296
MAPP_CA_2_MISO_W | MAPP_CA | MISO_W | 2030 | B4 | 100 | 100 | 1970 | 1970 | 1970 | 1970 | 585.01 | 3123.28 | 67.1605 | 22.8735 | 7.6205 | 2.0761 | 22.8888 | 7.6296
MAPP_CA_2_MISO_W | MAPP_CA | MISO_W | 2030 | B5 | 200 | 200 | 1970 | 1970 | 1970 | 1970 | 556.63 | 3000.22 | 66.5076 | 22.8735 | 7.6205 | 4.1118 | 22.8888 | 7.6296
MAPP_CA_2_MISO_W | MAPP_CA | MISO_W | 2030 | B6 | 300 | 300 | 1970 | 1970 | 1970 | 1970 | 42.15 | 2357.86 | 27.8351 | 22.8735 | 7.6205 | 2.5813 | 22.8888 | 7.6296
MAPP_CA_2_MISO_W | MAPP_CA | MISO_W | 2030 | B7 | 400 | 400 | 1970 | 1970 | 1970 | 1970 | 73.5 | 2298.03 | 16.2738 | 22.8735 | 7.6205 | 2.0122 | 22.8888 | 7.6296
MAPP_CA_2_MISO_W | MAPP_CA | MISO_W | 2030 | B8 | 500 | 0 | 1970 | 1970 | 1970 | 1970 | 0 | 2167.83 | 11.8937 | 14.3746 | 7.6205 | 1.8383 | 22.8888 | 7.6296
MAPP_CA_2_MISO_W | MAPP_CA | MISO_W | 2030 | B9 | 800 | 0 | 1970 | 1970 | 1970 | 1970 | 0 | 2192.87 | 8.5227 | 10.6593 | 7.6205 | 2.1076 | 22.8888 | 7.6296
MAPP_CA_2_MISO_W | MAPP_CA | MISO_W | 2030 | B10 | 1262 | 0 | 1970 | 27.06 | 0 | 0 | 0 | 0 | 0 | 0 | 0 | 0 | 22.8888 | 7.6296
MAPP_CA_2_MISO_W | MAPP_CA | MISO_W | 2030 | B11 | 25 | 0 | 1970 | 1970 | 1970 | 1970 | 0 | 2091.82 | 69.2496 | 22.2206 | 7.6205 | 0.53516 | 22.8888 | 7.6296
MAPP_CA_2_MISO_W | MAPP_CA | MISO_W | 2030 | B12 | 200 | 0 | 1970 | 1970 | 1970 | 1970 | 0 | 1559.24 | 44.928 | 12.511 | 7.6205 | 2.7776 | 22.8888 | 7.6296
MAPP_CA_2_MISO_W | MAPP_CA | MISO_W | 2030 | B13 | 600 | 0 | 1970 | 1970 | 1970 | 1970 | 0 | 1555.43 | 54.9818 | 10.4931 | 7.6205 | 10.1976 | 22.8888 | 7.6296
MAPP_CA_2_MISO_W | MAPP_CA | MISO_W | 2030 | B14 | 900 | 0 | 1970 | 1961.37 | 1970 | 1970 | 0 | 0 | 0 | 2.1603 | 3.0743 | 0 | 22.8888 | 7.6296
MAPP_CA_2_MISO_W | MAPP_CA | MISO_W | 2030 | B15 | 1203 | 0 | 1970 | 0 | 0 | 1078.3 | 0 | 0 | 0 | 0 | 0 | 0 | 22.8888 | 7.6296
MAPP_CA_2_MISO_W | MAPP_CA | MISO_W | 2030 | B16 | 25 | 0 | 1970 | 126.2 | 1765.19 | 1970 | 0 | 1392.63 | 0 | 0 | 7.6205 | 0 | 22.8888 | 7.6296
MAPP_CA_2_MISO_W | MAPP_CA | MISO_W | 2030 | B17 | 100 | 0 | 1970 | 1411.84 | 1544.03 | 1970 | 0 | 1045.51 | 0 | 0 | 7.6205 | 0 | 22.8888 | 7.6296
MAPP_CA_2_MISO_W | MAPP_CA | MISO_W | 2030 | B18 | 400 | 0 | 1970 | 1783.25 | 1598.74 | 1970 | 0 | 576.63 | 0 | 0 | 7.6205 | 0 | 22.8888 | 7.6296
MAPP_CA_2_MISO_W | MAPP_CA | MISO_W | 2030 | B19 | 700 | 0 | 1970 | 1841.02 | 1222.67 | 1970 | 0 | 0 | 0 | 0 | 5.8757 | 0 | 22.8888 | 7.6296
MAPP_CA_2_MISO_W | MAPP_CA | MISO_W | 2030 | B20 | 935 | 0 | 1970 | 0 | 0 | 1001.78 | 0 | 0 | 0 | 0 | 0 | 0 | 22.8888 | 7.6296
MAPP_CA_2_MISO_W | MAPP_CA | MISO_W | 2035 | B1 | 10 | 10 | 1970 | 1970 | 1970 | 1970 | 2757.54 | 3129.54 | 121.6082 | 26.7312 | 8.9025 | 0.28053 | 26.7407 | 8.9136
MAPP_CA_2_MISO_W | MAPP_CA | MISO_W | 2035 | B2 | 25 | 25 | 1970 | 1970 | 1970 | 1970 | 2769.45 | 3141.45 | 125.5727 | 26.7312 | 8.9025 | 0.72418 | 26.7407 | 8.9136
MAPP_CA_2_MISO_W | MAPP_CA | MISO_W | 2035 | B3 | 75 | 75 | 1970 | 1970 | 1970 | 1970 | 2632.52 | 3004.52 | 121.6319 | 26.7312 | 8.9025 | 2.1044 | 26.7407 | 8.9136
MAPP_CA_2_MISO_W | MAPP_CA | MISO_W | 2035 | B4 | 100 | 100 | 1970 | 1970 | 1970 | 1970 | 2500.63 | 2872.63 | 114.2725 | 26.7312 | 8.9025 | 2.636 | 26.7407 | 8.9136
MAPP_CA_2_MISO_W | MAPP_CA | MISO_W | 2035 | B5 | 200 | 200 | 1970 | 1970 | 1970 | 1970 | 1878.29 | 2748.83 | 62.4956 | 26.7312 | 8.9025 | 2.8833 | 26.7407 | 8.9136
MAPP_CA_2_MISO_W | MAPP_CA | MISO_W | 2035 | B6 | 300 | 300 | 1970 | 1970 | 1970 | 1970 | 1736.26 | 2606.8 | 42.8151 | 26.7312 | 8.9025 | 2.963 | 26.7407 | 8.9136
MAPP_CA_2_MISO_W | MAPP_CA | MISO_W | 2035 | B7 | 400 | 400 | 1970 | 1970 | 1970 | 1970 | 1671.99 | 2044.09 | 34.8503 | 26.7312 | 8.9025 | 3.2157 | 26.7407 | 8.9136
MAPP_CA_2_MISO_W | MAPP_CA | MISO_W | 2035 | B8 | 500 | 0 | 1970 | 1970 | 1970 | 1970 | 0 | 1911.87 | 26.5532 | 19.4193 | 8.9025 | 3.0627 | 26.7407 | 8.9136
MAPP_CA_2_MISO_W | MAPP_CA | MISO_W | 2035 | B9 | 800 | 0 | 1970 | 1970 | 1970 | 1970 | 0 | 0 | 14.0066 | 10.9323 | 5.7095 | 2.5848 | 26.7407 | 8.9136
MAPP_CA_2_MISO_W | MAPP_CA | MISO_W | 2035 | B10 | 1262 | 0 | 1970 | 521.43 | 1970 | 1426 | 0 | 0 | 0 | 4.5462 | 0 | 0 | 26.7407 | 8.9136
MAPP_CA_2_MISO_W | MAPP_CA | MISO_W | 2035 | B11 | 25 | 25 | 1970 | 1970 | 1970 | 1970 | 1698.3 | 2070.38 | 81.4876 | 26.7312 | 8.9025 | 0.46994 | 26.7407 | 8.9136
MAPP_CA_2_MISO_W | MAPP_CA | MISO_W | 2035 | B12 | 200 | 0 | 1970 | 1970 | 1970 | 1970 | 0 | 1695.4 | 63.0653 | 19.1582 | 8.9025 | 2.9096 | 26.7407 | 8.9136
MAPP_CA_2_MISO_W | MAPP_CA | MISO_W | 2035 | B13 | 600 | 0 | 1970 | 1970 | 1970 | 1970 | 0 | 71.19 | 59.7655 | 18.0424 | 8.9025 | 8.272 | 26.7407 | 8.9136
MAPP_CA_2_MISO_W | MAPP_CA | MISO_W | 2035 | B14 | 900 | 0 | 1970 | 1630.89 | 1970 | 1970 | 0 | 0 | 0 | 11.5376 | 6.9202 | 0 | 26.7407 | 8.9136
MAPP_CA_2_MISO_W | MAPP_CA | MISO_W | 2035 | B15 | 1203 | 0 | 1970 | 0 | 1970 | 1970 | 0 | 0 | 0 | 7.3831 | 3.4186 | 0 | 26.7407 | 8.9136
MAPP_CA_2_MISO_W | MAPP_CA | MISO_W | 2035 | B16 | 25 | 0 | 1970 | 0 | 1970 | 1970 | 0 | 1353.18 | 0 | 17.0928 | 8.9025 | 0 | 26.7407 | 8.9136
MAPP_CA_2_MISO_W | MAPP_CA | MISO_W | 2035 | B17 | 100 | 0 | 1970 | 184.43 | 1970 | 1970 | 0 | 1013.23 | 0 | 12.2498 | 8.9025 | 0 | 26.7407 | 8.9136
MAPP_CA_2_MISO_W | MAPP_CA | MISO_W | 2035 | B18 | 400 | 0 | 1970 | 1970 | 1970 | 1970 | 0 | 1021.99 | 13.9829 | 13.7573 | 8.9025 | 1.2902 | 26.7407 | 8.9136
MAPP_CA_2_MISO_W | MAPP_CA | MISO_W | 2035 | B19 | 700 | 0 | 1970 | 1970 | 1970 | 1970 | 0 | 994.88 | 13.9829 | 10.9323 | 8.9025 | 2.2579 | 26.7407 | 8.9136
MAPP_CA_2_MISO_W | MAPP_CA | MISO_W | 2035 | B20 | 935 | 0 | 1970 | 0 | 1444.89 | 376.11 | 0 | 0 | 0 | 0 | 0 | 0 | 26.7407 | 8.9136
MAPP_CA_2_MISO_W | MAPP_CA | MISO_W | 2040 | B1 | 10 | 0 | 1970 | 1970 | 1970 | 1970 | 0 | 2330.7 | 232.8063 | 45.011 | 17.2115 | 0.71965 | 72.4018 | 24.1339
MAPP_CA_2_MISO_W | MAPP_CA | MISO_W | 2040 | B2 | 25 | 0 | 1970 | 1970 | 1970 | 1970 | 0 | 2342.96 | 233.9221 | 45.0348 | 17.2115 | 1.8077 | 72.4018 | 24.1339
MAPP_CA_2_MISO_W | MAPP_CA | MISO_W | 2040 | B3 | 75 | 0 | 1970 | 1970 | 1970 | 1970 | 0 | 2205.98 | 240.7948 | 45.3434 | 17.2115 | 5.5826 | 72.4018 | 24.1339
MAPP_CA_2_MISO_W | MAPP_CA | MISO_W | 2040 | B4 | 100 | 0 | 1970 | 1970 | 1970 | 1970 | 0 | 2073.11 | 220.687 | 45.3315 | 17.2115 | 6.8219 | 72.4018 | 24.1339
MAPP_CA_2_MISO_W | MAPP_CA | MISO_W | 2040 | B5 | 200 | 0 | 1970 | 1970 | 1970 | 1970 | 0 | 1948.57 | 135.4248 | 50.8155 | 17.2115 | 8.3725 | 72.4018 | 24.1339
MAPP_CA_2_MISO_W | MAPP_CA | MISO_W | 2040 | B6 | 300 | 300 | 1970 | 1970 | 1970 | 1970 | 1475.22 | 1805.22 | 123.7566 | 51.6464 | 17.2115 | 11.4767 | 72.4018 | 24.1339
MAPP_CA_2_MISO_W | MAPP_CA | MISO_W | 2040 | B7 | 400 | 0 | 1970 | 1970 | 1970 | 1970 | 0 | 1739.75 | 110.1417 | 47.7293 | 17.2115 | 13.6188 | 72.4018 | 24.1339
MAPP_CA_2_MISO_W | MAPP_CA | MISO_W | 2040 | B8 | 500 | 0 | 1970 | 1970 | 1970 | 1970 | 0 | 1605.54 | 89.2149 | 44.3345 | 17.2115 | 13.789 | 72.4018 | 24.1339
MAPP_CA_2_MISO_W | MAPP_CA | MISO_W | 2040 | B9 | 800 | 0 | 1970 | 1970 | 1970 | 1970 | 0 | 1614.92 | 88.7164 | 38.8624 | 17.2115 | 21.9391 | 72.4018 | 24.1339
MAPP_CA_2_MISO_W | MAPP_CA | MISO_W | 2040 | B10 | 1262 | 0 | 1970 | 0 | 0 | 0 | 0 | 0 | 0 | 0 | 0 | 0 | 72.4018 | 24.1339
MAPP_CA_2_MISO_W | MAPP_CA | MISO_W | 2040 | B11 | 25 | 0 | 1970 | 1970 | 1970 | 1970 | 0 | 1763.68 | 123.721 | 44.8449 | 17.2115 | 0.95611 | 72.4018 | 24.1339
MAPP_CA_2_MISO_W | MAPP_CA | MISO_W | 2040 | B12 | 200 | 0 | 1970 | 1970 | 1970 | 1970 | 0 | 1228.47 | 78.6506 | 38.8386 | 17.2115 | 4.8625 | 72.4018 | 24.1339
MAPP_CA_2_MISO_W | MAPP_CA | MISO_W | 2040 | B13 | 600 | 0 | 1970 | 1970 | 1970 | 1970 | 0 | 1225.55 | 35.5269 | 41.1058 | 17.2115 | 6.5892 | 72.4018 | 24.1339
MAPP_CA_2_MISO_W | MAPP_CA | MISO_W | 2040 | B14 | 900 | 0 | 1970 | 1145.54 | 1970 | 1970 | 0 | 1220.93 | 0 | 41.1058 | 17.2115 | 0 | 72.4018 | 24.1339
MAPP_CA_2_MISO_W | MAPP_CA | MISO_W | 2040 | B15 | 1203 | 0 | 1970 | 0 | 0 | 0 | 0 | 0 | 0 | 0 | 0 | 0 | 72.4018 | 24.1339
MAPP_CA_2_MISO_W | MAPP_CA | MISO_W | 2040 | B16 | 25 | 0 | 1970 | 0 | 1970 | 1970 | 0 | 1058.68 | 0 | 40.1562 | 17.2115 | 0 | 72.4018 | 24.1339
MAPP_CA_2_MISO_W | MAPP_CA | MISO_W | 2040 | B17 | 100 | 0 | 1970 | 561.28 | 1970 | 1970 | 0 | 719.83 | 0 | 40.904 | 17.2115 | 0 | 72.4018 | 24.1339
MAPP_CA_2_MISO_W | MAPP_CA | MISO_W | 2040 | B18 | 400 | 0 | 1970 | 1899.5 | 1970 | 1970 | 0 | 727.52 | 0 | 41.0465 | 17.2115 | 0 | 72.4018 | 24.1339
MAPP_CA_2_MISO_W | MAPP_CA | MISO_W | 2040 | B19 | 700 | 0 | 1970 | 1939.22 | 1970 | 1970 | 0 | 698.3 | 0 | 41.1058 | 17.2115 | 0 | 72.4018 | 24.1339
MAPP_CA_2_MISO_W | MAPP_CA | MISO_W | 2040 | B20 | 935 | 0 | 1970 | 0 | 0 | 17.53 | 0 | 0 | 0 | 0 | 0 | 0 | 72.4018 | 24.1339
MAPP_CA_2_MISO_W | MAPP_CA | MISO_W | 2045 | B1 | 10 | 0 | 1970 | 1970 | 1970 | 1970 | 0 | 2071.58 | 337.9033 | 39.8595 | 19.087 | 0.77948 | 79.0717 | 26.3572
MAPP_CA_2_MISO_W | MAPP_CA | MISO_W | 2045 | B2 | 25 | 0 | 1970 | 1970 | 1970 | 1970 | 0 | 1530.13 | 346.6752 | 33.3547 | 19.087 | 1.9993 | 79.0717 | 26.3572
MAPP_CA_2_MISO_W | MAPP_CA | MISO_W | 2045 | B3 | 75 | 0 | 1970 | 1970 | 1970 | 1970 | 0 | 1947.18 | 355.9576 | 44.2157 | 19.087 | 6.1584 | 79.0717 | 26.3572
MAPP_CA_2_MISO_W | MAPP_CA | MISO_W | 2045 | B4 | 100 | 0 | 1970 | 1970 | 1970 | 1970 | 0 | 1813.32 | 289.8654 | 44.6549 | 19.087 | 6.6866 | 79.0717 | 26.3572
MAPP_CA_2_MISO_W | MAPP_CA | MISO_W | 2045 | B5 | 200 | 0 | 1970 | 1970 | 1970 | 1970 | 0 | 1688.05 | 199.0718 | 51.682 | 19.087 | 9.1844 | 79.0717 | 26.3572
MAPP_CA_2_MISO_W | MAPP_CA | MISO_W | 2045 | B6 | 300 | 0 | 1970 | 1970 | 1970 | 1970 | 0 | 1543.41 | 186.5252 | 53.047 | 19.087 | 12.9083 | 79.0717 | 26.3572
MAPP_CA_2_MISO_W | MAPP_CA | MISO_W | 2045 | B7 | 400 | 0 | 1970 | 1970 | 1970 | 1970 | 0 | 1476.64 | 157.8116 | 42.8744 | 19.087 | 14.5616 | 79.0717 | 26.3572
MAPP_CA_2_MISO_W | MAPP_CA | MISO_W | 2045 | B8 | 500 | 0 | 1970 | 1970 | 1970 | 1970 | 0 | 1340.46 | 146.0485 | 38.5182 | 19.087 | 16.8453 | 79.0717 | 26.3572
MAPP_CA_2_MISO_W | MAPP_CA | MISO_W | 2045 | B9 | 800 | 0 | 1970 | 1970 | 1970 | 1970 | 0 | 1346.6 | 146.0485 | 40.2987 | 19.087 | 26.9524 | 79.0717 | 26.3572
MAPP_CA_2_MISO_W | MAPP_CA | MISO_W | 2045 | B10 | 1262 | 0 | 1970 | 0 | 0 | 0 | 0 | 0 | 0 | 0 | 0 | 0 | 79.0717 | 26.3572
MAPP_CA_2_MISO_W | MAPP_CA | MISO_W | 2045 | B11 | 25 | 0 | 1970 | 1970 | 1970 | 1970 | 0 | 1372.9 | 153.3723 | 40.5835 | 19.087 | 0.8845 | 79.0717 | 26.3572
MAPP_CA_2_MISO_W | MAPP_CA | MISO_W | 2045 | B12 | 200 | 0 | 1970 | 1970 | 1970 | 1970 | 0 | 783.24 | 86.924 | 38.9455 | 19.087 | 4.0103 | 79.0717 | 26.3572
MAPP_CA_2_MISO_W | MAPP_CA | MISO_W | 2045 | B13 | 600 | 0 | 1970 | 1970 | 1970 | 1970 | 0 | 590.77 | 25.4493 | 37.9959 | 19.087 | 3.5224 | 79.0717 | 26.3572
MAPP_CA_2_MISO_W | MAPP_CA | MISO_W | 2045 | B14 | 900 | 0 | 1970 | 865.79 | 1970 | 1970 | 0 | 0 | 0 | 19.0276 | 13.9829 | 0 | 79.0717 | 26.3572
MAPP_CA_2_MISO_W | MAPP_CA | MISO_W | 2045 | B15 | 1203 | 0 | 1970 | 0 | 418.45 | 429.15 | 0 | 0 | 0 | 0 | 0 | 0 | 79.0717 | 26.3572
MAPP_CA_2_MISO_W | MAPP_CA | MISO_W | 2045 | B16 | 25 | 0 | 1970 | 0 | 1970 | 1970 | 0 | 224.35 | 0 | 36.3341 | 19.087 | 0 | 79.0717 | 26.3572
MAPP_CA_2_MISO_W | MAPP_CA | MISO_W | 2045 | B17 | 100 | 0 | 1970 | 100.83 | 1970 | 1970 | 0 | 0 | 0 | 36.3341 | 16.7723 | 0 | 79.0717 | 26.3572
MAPP_CA_2_MISO_W | MAPP_CA | MISO_W | 2045 | B18 | 400 | 0 | 1970 | 1970 | 1970 | 1970 | 0 | 296.09 | 2.7064 | 32.0253 | 19.087 | 0.24972 | 79.0717 | 26.3572
MAPP_CA_2_MISO_W | MAPP_CA | MISO_W | 2045 | B19 | 700 | 0 | 1970 | 1970 | 1970 | 1970 | 0 | 0 | 4.2495 | 30.1142 | 16.7723 | 0.68619 | 79.0717 | 26.3572
MAPP_CA_2_MISO_W | MAPP_CA | MISO_W | 2045 | B20 | 935 | 0 | 1970 | 0 | 0 | 0 | 0 | 0 | 0 | 0 | 0 | 0 | 79.0717 | 26.3572
MAPP_CA_2_MISO_W | MAPP_CA | MISO_W | 2050 | B1 | 10 | 0 | 1970 | 1970 | 1970 | 1970 | 0 | 2141.67 | 615.8037 | 55.8483 | 25.841 | 1.4205 | 99.5439 | 33.1813
MAPP_CA_2_MISO_W | MAPP_CA | MISO_W | 2050 | B2 | 25 | 0 | 1970 | 1970 | 1970 | 1970 | 0 | 478.06 | 602.177 | 42.459 | 25.841 | 3.4728 | 99.5439 | 33.1813
MAPP_CA_2_MISO_W | MAPP_CA | MISO_W | 2050 | B3 | 75 | 0 | 1970 | 1970 | 1970 | 1970 | 0 | 2017.57 | 614.6405 | 56.1926 | 25.841 | 10.6339 | 99.5439 | 33.1813
MAPP_CA_2_MISO_W | MAPP_CA | MISO_W | 2050 | B4 | 100 | 0 | 1970 | 1970 | 1970 | 1970 | 0 | 1882.74 | 399.9122 | 62.0682 | 25.841 | 9.2252 | 99.5439 | 33.1813
MAPP_CA_2_MISO_W | MAPP_CA | MISO_W | 2050 | B5 | 200 | 0 | 1970 | 1970 | 1970 | 1970 | 0 | 1756.75 | 367.2103 | 70.8758 | 25.841 | 16.9417 | 99.5439 | 33.1813
MAPP_CA_2_MISO_W | MAPP_CA | MISO_W | 2050 | B6 | 300 | 0 | 1970 | 1970 | 1970 | 1970 | 0 | 1610.82 | 333.6064 | 64.2879 | 25.841 | 23.0869 | 99.5439 | 33.1813
MAPP_CA_2_MISO_W | MAPP_CA | MISO_W | 2050 | B7 | 400 | 0 | 1970 | 1970 | 1970 | 1970 | 0 | 1542.78 | 303.6465 | 52.2161 | 25.841 | 28.0181 | 99.5439 | 33.1813
MAPP_CA_2_MISO_W | MAPP_CA | MISO_W | 2050 | B8 | 500 | 0 | 1970 | 1970 | 1970 | 1970 | 0 | 1020.92 | 150.0843 | 51.6582 | 25.841 | 17.3108 | 99.5439 | 33.1813
MAPP_CA_2_MISO_W | MAPP_CA | MISO_W | 2050 | B9 | 800 | 0 | 1970 | 1970 | 1970 | 1970 | 0 | 871.1 | 88.7283 | 50.2813 | 25.841 | 16.3743 | 99.5439 | 33.1813
MAPP_CA_2_MISO_W | MAPP_CA | MISO_W | 2050 | B10 | 1262 | 0 | 1970 | 0 | 0 | 0 | 0 | 0 | 0 | 0 | 0 | 0 | 99.5439 | 33.1813
MAPP_CA_2_MISO_W | MAPP_CA | MISO_W | 2050 | B11 | 25 | 0 | 1970 | 1970 | 1970 | 1970 | 0 | 1562.11 | 134.5821 | 54.8631 | 25.841 | 0.77614 | 99.5439 | 33.1813
MAPP_CA_2_MISO_W | MAPP_CA | MISO_W | 2050 | B12 | 200 | 0 | 1970 | 1970 | 1970 | 1970 | 0 | 1036.18 | 14.9562 | 36.9988 | 25.841 | 0.69002 | 99.5439 | 33.1813
MAPP_CA_2_MISO_W | MAPP_CA | MISO_W | 2050 | B13 | 600 | 0 | 1970 | 1970 | 1970 | 1970 | 0 | 0 | 28.3337 | 11.7988 | 17.4964 | 3.9216 | 99.5439 | 33.1813
MAPP_CA_2_MISO_W | MAPP_CA | MISO_W | 2050 | B14 | 900 | 0 | 1970 | 1604.69 | 1970 | 1970 | 0 | 0 | 0 | 5.8994 | 5.9587 | 0 | 99.5439 | 33.1813
MAPP_CA_2_MISO_W | MAPP_CA | MISO_W | 2050 | B15 | 1203 | 0 | 1970 | 0 | 1348.5 | 1005.79 | 0 | 0 | 0 | 0 | 0 | 0 | 99.5439 | 33.1813
MAPP_CA_2_MISO_W | MAPP_CA | MISO_W | 2050 | B16 | 25 | 0 | 1970 | 0 | 1970 | 1970 | 0 | 0 | 0 | 42.2097 | 22.4224 | 0 | 99.5439 | 33.1813
MAPP_CA_2_MISO_W | MAPP_CA | MISO_W | 2050 | B17 | 100 | 0 | 1970 | 189.3 | 1970 | 1970 | 0 | 0 | 0 | 27.4672 | 22.4224 | 0 | 99.5439 | 33.1813
MAPP_CA_2_MISO_W | MAPP_CA | MISO_W | 2050 | B18 | 400 | 0 | 1970 | 1970 | 1970 | 1970 | 0 | 0 | 2.2672 | 12.3804 | 19.6805 | 0.2092 | 99.5439 | 33.1813
MAPP_CA_2_MISO_W | MAPP_CA | MISO_W | 2050 | B19 | 700 | 0 | 1970 | 1970 | 1970 | 1970 | 0 | 0 | 3.9883 | 10.0183 | 15.9889 | 0.64402 | 99.5439 | 33.1813
MAPP_CA_2_MISO_W | MAPP_CA | MISO_W | 2050 | B20 | 935 | 0 | 1970 | 0 | 955.85 | 444.15 | 0 | 0 | 0 | 0 | 0 | 0 | 99.5439 | 33.1813
MAPP_US_2_MAPP_CA | MAPP_US | MAPP_CA | 2015 | B1 | 10 | 0 | 165 | 0 | 0 | 0 | 0 | 0 | 0 | 0 | 0 | 0 | 0 | 0
MAPP_US_2_MAPP_CA | MAPP_US | MAPP_CA | 2015 | B2 | 25 | 0 | 165 | 0 | 0 | 0 | 0 | 0 | 0 | 0 | 0 | 0 | 0 | 0
MAPP_US_2_MAPP_CA | MAPP_US | MAPP_CA | 2015 | B3 | 75 | 0 | 165 | 0 | 0 | 0 | 0 | 0 | 0 | 0 | 0 | 0 | 0 | 0
MAPP_US_2_MAPP_CA | MAPP_US | MAPP_CA | 2015 | B4 | 100 | 0 | 165 | 0 | 0 | 0 | 0 | 0 | 0 | 0 | 0 | 0 | 0 | 0
MAPP_US_2_MAPP_CA | MAPP_US | MAPP_CA | 2015 | B5 | 200 | 0 | 165 | 0 | 0 | 0 | 0 | 0 | 0 | 0 | 0 | 0 | 0 | 0
MAPP_US_2_MAPP_CA | MAPP_US | MAPP_CA | 2015 | B6 | 300 | 0 | 165 | 0 | 0 | 0 | 0 | 0 | 0 | 0 | 0 | 0 | 0 | 0
MAPP_US_2_MAPP_CA | MAPP_US | MAPP_CA | 2015 | B7 | 400 | 0 | 165 | 0 | 0 | 0 | 0 | 0 | 0 | 0 | 0 | 0 | 0 | 0
MAPP_US_2_MAPP_CA | MAPP_US | MAPP_CA | 2015 | B8 | 500 | 0 | 165 | 0 | 0 | 0 | 0 | 0 | 0 | 0 | 0 | 0 | 0 | 0
MAPP_US_2_MAPP_CA | MAPP_US | MAPP_CA | 2015 | B9 | 800 | 0 | 165 | 0 | 0 | 0 | 0 | 0 | 0 | 0 | 0 | 0 | 0 | 0
MAPP_US_2_MAPP_CA | MAPP_US | MAPP_CA | 2015 | B10 | 1262 | 0 | 165 | 0 | 0 | 0 | 0 | 0 | 0 | 0 | 0 | 0 | 0 | 0
MAPP_US_2_MAPP_CA | MAPP_US | MAPP_CA | 2015 | B11 | 25 | 0 | 165 | 0 | 0 | 0 | 0 | 0 | 0 | 0 | 0 | 0 | 0 | 0
MAPP_US_2_MAPP_CA | MAPP_US | MAPP_CA | 2015 | B12 | 200 | 0 | 165 | 0 | 0 | 0 | 0 | 0 | 0 | 0 | 0 | 0 | 0 | 0
MAPP_US_2_MAPP_CA | MAPP_US | MAPP_CA | 2015 | B13 | 600 | 0 | 165 | 0 | 0 | 0 | 0 | 0 | 0 | 0 | 0 | 0 | 0 | 0
MAPP_US_2_MAPP_CA | MAPP_US | MAPP_CA | 2015 | B14 | 900 | 0 | 165 | 0 | 0 | 0 | 0 | 0 | 0 | 0 | 0 | 0 | 0 | 0
MAPP_US_2_MAPP_CA | MAPP_US | MAPP_CA | 2015 | B15 | 1203 | 0 | 165 | 0 | 0 | 0 | 0 | 0 | 0 | 0 | 0 | 0 | 0 | 0
MAPP_US_2_MAPP_CA | MAPP_US | MAPP_CA | 2015 | B16 | 25 | 0 | 165 | 0 | 0 | 0 | 0 | 0 | 0 | 0 | 0 | 0 | 0 | 0
MAPP_US_2_MAPP_CA | MAPP_US | MAPP_CA | 2015 | B17 | 100 | 0 | 165 | 0 | 0 | 0 | 0 | 0 | 0 | 0 | 0 | 0 | 0 | 0
MAPP_US_2_MAPP_CA | MAPP_US | MAPP_CA | 2015 | B18 | 400 | 0 | 165 | 0 | 0 | 0 | 0 | 0 | 0 | 0 | 0 | 0 | 0 | 0
MAPP_US_2_MAPP_CA | MAPP_US | MAPP_CA | 2015 | B19 | 700 | 0 | 165 | 0 | 0 | 0 | 0 | 0 | 0 | 0 | 0 | 0 | 0 | 0
MAPP_US_2_MAPP_CA | MAPP_US | MAPP_CA | 2015 | B20 | 935 | 0 | 165 | 0 | 0 | 0 | 0 | 0 | 0 | 0 | 0 | 0 | 0 | 0
MAPP_US_2_MAPP_CA | MAPP_US | MAPP_CA | 2020 | B1 | 10 | 0 | 165 | 0 | 0 | 0 | 0 | 0 | 0 | 0 | 0 | 0 | 1.9174 | 0.63914
MAPP_US_2_MAPP_CA | MAPP_US | MAPP_CA | 2020 | B2 | 25 | 0 | 165 | 0 | 0 | 0 | 0 | 0 | 0 | 0 | 0 | 0 | 1.9174 | 0.63914
MAPP_US_2_MAPP_CA | MAPP_US | MAPP_CA | 2020 | B3 | 75 | 0 | 165 | 0 | 0 | 0 | 0 | 0 | 0 | 0 | 0 | 0 | 1.9174 | 0.63914
MAPP_US_2_MAPP_CA | MAPP_US | MAPP_CA | 2020 | B4 | 100 | 0 | 165 | 0 | 0 | 0 | 0 | 0 | 0 | 0 | 0 | 0 | 1.9174 | 0.63914
MAPP_US_2_MAPP_CA | MAPP_US | MAPP_CA | 2020 | B5 | 200 | 0 | 165 | 0 | 0 | 0 | 0 | 0 | 0 | 0 | 0 | 0 | 1.9174 | 0.63914
MAPP_US_2_MAPP_CA | MAPP_US | MAPP_CA | 2020 | B6 | 300 | 0 | 165 | 0 | 0 | 0 | 0 | 0 | 0 | 0 | 0 | 0 | 1.9174 | 0.63914
MAPP_US_2_MAPP_CA | MAPP_US | MAPP_CA | 2020 | B7 | 400 | 0 | 165 | 0 | 0 | 0 | 0 | 0 | 0 | 0 | 0 | 0 | 1.9174 | 0.63914
MAPP_US_2_MAPP_CA | MAPP_US | MAPP_CA | 2020 | B8 | 500 | 0 | 165 | 0 | 0 | 0 | 0 | 0 | 0 | 0 | 0 | 0 | 1.9174 | 0.63914
MAPP_US_2_MAPP_CA | MAPP_US | MAPP_CA | 2020 | B9 | 800 | 0 | 165 | 0 | 0 | 0 | 0 | 0 | 0 | 0 | 0 | 0 | 1.9174 | 0.63914
MAPP_US_2_MAPP_CA | MAPP_US | MAPP_CA | 2020 | B10 | 1262 | 0 | 165 | 165 | 165 | 165 | 0 | 0 | 0.01187 | 0.01187 | 0.14244 | 0.0042496 | 1.9174 | 0.63914
MAPP_US_2_MAPP_CA | MAPP_US | MAPP_CA | 2020 | B11 | 25 | 0 | 165 | 0 | 0 | 0 | 0 | 0 | 0 | 0 | 0 | 0 | 1.9174 | 0.63914
MAPP_US_2_MAPP_CA | MAPP_US | MAPP_CA | 2020 | B12 | 200 | 0 | 165 | 0 | 3.93 | 0 | 0 | 0 | 0 | 0 | 0 | 0 | 1.9174 | 0.63914
MAPP_US_2_MAPP_CA | MAPP_US | MAPP_CA | 2020 | B13 | 600 | 0 | 165 | 0 | 0 | 0 | 0 | 0 | 0 | 0 | 0 | 0 | 1.9174 | 0.63914
MAPP_US_2_MAPP_CA | MAPP_US | MAPP_CA | 2020 | B14 | 900 | 0 | 165 | 0 | 0 | 0 | 0 | 0 | 0 | 0 | 0 | 0 | 1.9174 | 0.63914
MAPP_US_2_MAPP_CA | MAPP_US | MAPP_CA | 2020 | B15 | 1203 | 1203 | 165 | 165 | 165 | 165 | 152.39 | 153.74 | 3.0387 | 1.9229 | 0.64098 | 1.037 | 1.9174 | 0.63914
MAPP_US_2_MAPP_CA | MAPP_US | MAPP_CA | 2020 | B16 | 25 | 25 | 165 | 165 | 165 | 165 | 2152.02 | 666.79 | 29.7106 | 1.9229 | 0.64098 | 0.21071 | 1.9174 | 0.63914
MAPP_US_2_MAPP_CA | MAPP_US | MAPP_CA | 2020 | B17 | 100 | 100 | 165 | 165 | 165 | 0 | 1051.01 | 0 | 3.4779 | 1.9229 | 0 | 0.098664 | 1.9174 | 0.63914
MAPP_US_2_MAPP_CA | MAPP_US | MAPP_CA | 2020 | B18 | 400 | 0 | 165 | 0 | 165 | 0 | 0 | 0 | 0 | 0.20179 | 0 | 0 | 1.9174 | 0.63914
MAPP_US_2_MAPP_CA | MAPP_US | MAPP_CA | 2020 | B19 | 700 | 0 | 165 | 0 | 0 | 0 | 0 | 0 | 0 | 0 | 0 | 0 | 1.9174 | 0.63914
MAPP_US_2_MAPP_CA | MAPP_US | MAPP_CA | 2020 | B20 | 935 | 935 | 165 | 165 | 165 | 165 | 661.05 | 665.16 | 4.5462 | 1.9229 | 0.64098 | 1.2059 | 1.9174 | 0.63914
MAPP_US_2_MAPP_CA | MAPP_US | MAPP_CA | 2025 | B1 | 10 | 0 | 165 | 0 | 0 | 0 | 0 | 0 | 0 | 0 | 0 | 0 | 19.0521 | 6.3507
MAPP_US_2_MAPP_CA | MAPP_US | MAPP_CA | 2025 | B2 | 25 | 0 | 165 | 0 | 0 | 0 | 0 | 0 | 0 | 0 | 0 | 0 | 19.0521 | 6.3507
MAPP_US_2_MAPP_CA | MAPP_US | MAPP_CA | 2025 | B3 | 75 | 0 | 165 | 0 | 0 | 0 | 0 | 0 | 0 | 0 | 0 | 0 | 19.0521 | 6.3507
MAPP_US_2_MAPP_CA | MAPP_US | MAPP_CA | 2025 | B4 | 100 | 0 | 165 | 0 | 0 | 0 | 0 | 0 | 0 | 0 | 0 | 0 | 19.0521 | 6.3507
MAPP_US_2_MAPP_CA | MAPP_US | MAPP_CA | 2025 | B5 | 200 | 0 | 165 | 0 | 0 | 0 | 0 | 0 | 0 | 0 | 0 | 0 | 19.0521 | 6.3507
MAPP_US_2_MAPP_CA | MAPP_US | MAPP_CA | 2025 | B6 | 300 | 0 | 165 | 0 | 0 | 0 | 0 | 0 | 0 | 0 | 0 | 0 | 19.0521 | 6.3507
MAPP_US_2_MAPP_CA | MAPP_US | MAPP_CA | 2025 | B7 | 400 | 0 | 165 | 0 | 0 | 0 | 0 | 0 | 0 | 0 | 0 | 0 | 19.0521 | 6.3507
MAPP_US_2_MAPP_CA | MAPP_US | MAPP_CA | 2025 | B8 | 500 | 0 | 165 | 0 | 0 | 0 | 0 | 0 | 0 | 0 | 0 | 0 | 19.0521 | 6.3507
MAPP_US_2_MAPP_CA | MAPP_US | MAPP_CA | 2025 | B9 | 800 | 0 | 165 | 0 | 0 | 0 | 0 | 0 | 0 | 0 | 0 | 0 | 19.0521 | 6.3507
MAPP_US_2_MAPP_CA | MAPP_US | MAPP_CA | 2025 | B10 | 1262 | 0 | 165 | 0 | 165 | 165 | 0 | 0 | 0 | 8.6176 | 6.3267 | 0 | 19.0521 | 6.3507
MAPP_US_2_MAPP_CA | MAPP_US | MAPP_CA | 2025 | B11 | 25 | 0 | 165 | 0 | 0 | 0 | 0 | 0 | 0 | 0 | 0 | 0 | 19.0521 | 6.3507
MAPP_US_2_MAPP_CA | MAPP_US | MAPP_CA | 2025 | B12 | 200 | 0 | 165 | 0 | 0 | 0 | 0 | 0 | 0 | 0 | 0 | 0 | 19.0521 | 6.3507
MAPP_US_2_MAPP_CA | MAPP_US | MAPP_CA | 2025 | B13 | 600 | 0 | 165 | 0 | 0 | 0 | 0 | 0 | 0 | 0 | 0 | 0 | 19.0521 | 6.3507
MAPP_US_2_MAPP_CA | MAPP_US | MAPP_CA | 2025 | B14 | 900 | 0 | 165 | 0 | 0 | 0 | 0 | 0 | 0 | 0 | 0 | 0 | 19.0521 | 6.3507
MAPP_US_2_MAPP_CA | MAPP_US | MAPP_CA | 2025 | B15 | 1203 | 0 | 165 | 165 | 165 | 165 | 0 | 0.77 | 33.4853 | 9.8046 | 6.3504 | 18.8413 | 19.0521 | 6.3507
MAPP_US_2_MAPP_CA | MAPP_US | MAPP_CA | 2025 | B16 | 25 | 0 | 165 | 0 | 0 | 0 | 0 | 0 | 0 | 0 | 0 | 0 | 19.0521 | 6.3507
MAPP_US_2_MAPP_CA | MAPP_US | MAPP_CA | 2025 | B17 | 100 | 0 | 165 | 0 | 54.37 | 54.95 | 0 | 0 | 0 | 0 | 0 | 0 | 19.0521 | 6.3507
MAPP_US_2_MAPP_CA | MAPP_US | MAPP_CA | 2025 | B18 | 400 | 0 | 165 | 0 | 70.61 | 43.83 | 0 | 0 | 0 | 0 | 0 | 0 | 19.0521 | 6.3507
MAPP_US_2_MAPP_CA | MAPP_US | MAPP_CA | 2025 | B19 | 700 | 0 | 165 | 0 | 0 | 0 | 0 | 0 | 0 | 0 | 0 | 0 | 19.0521 | 6.3507
MAPP_US_2_MAPP_CA | MAPP_US | MAPP_CA | 2025 | B20 | 935 | 0 | 165 | 165 | 165 | 165 | 0 | 0 | 15.0037 | 9.864 | 6.3504 | 6.5615 | 19.0521 | 6.3507
MAPP_US_2_MAPP_CA | MAPP_US | MAPP_CA | 2030 | B1 | 10 | 0 | 165 | 0 | 0 | 0 | 0 | 0 | 0 | 0 | 0 | 0 | 21.1666 | 7.0555
MAPP_US_2_MAPP_CA | MAPP_US | MAPP_CA | 2030 | B2 | 25 | 0 | 165 | 0 | 0 | 0 | 0 | 0 | 0 | 0 | 0 | 0 | 21.1666 | 7.0555
MAPP_US_2_MAPP_CA | MAPP_US | MAPP_CA | 2030 | B3 | 75 | 0 | 165 | 0 | 0 | 0 | 0 | 0 | 0 | 0 | 0 | 0 | 21.1666 | 7.0555
MAPP_US_2_MAPP_CA | MAPP_US | MAPP_CA | 2030 | B4 | 100 | 0 | 165 | 0 | 0 | 0 | 0 | 0 | 0 | 0 | 0 | 0 | 21.1666 | 7.0555
MAPP_US_2_MAPP_CA | MAPP_US | MAPP_CA | 2030 | B5 | 200 | 0 | 165 | 0 | 0 | 0 | 0 | 0 | 0 | 0 | 0 | 0 | 21.1666 | 7.0555
MAPP_US_2_MAPP_CA | MAPP_US | MAPP_CA | 2030 | B6 | 300 | 0 | 165 | 0 | 0 | 0 | 0 | 0 | 0 | 0 | 0 | 0 | 21.1666 | 7.0555
MAPP_US_2_MAPP_CA | MAPP_US | MAPP_CA | 2030 | B7 | 400 | 0 | 165 | 0 | 0 | 0 | 0 | 0 | 0 | 0 | 0 | 0 | 21.1666 | 7.0555
MAPP_US_2_MAPP_CA | MAPP_US | MAPP_CA | 2030 | B8 | 500 | 0 | 165 | 0 | 0 | 0 | 0 | 0 | 0 | 0 | 0 | 0 | 21.1666 | 7.0555
MAPP_US_2_MAPP_CA | MAPP_US | MAPP_CA | 2030 | B9 | 800 | 0 | 165 | 0 | 0 | 0 | 0 | 0 | 0 | 0 | 0 | 0 | 21.1666 | 7.0555
MAPP_US_2_MAPP_CA | MAPP_US | MAPP_CA | 2030 | B10 | 1262 | 0 | 165 | 0 | 165 | 165 | 0 | 0 | 0 | 0.01187 | 0.01187 | 0 | 21.1666 | 7.0555
MAPP_US_2_MAPP_CA | MAPP_US | MAPP_CA | 2030 | B11 | 25 | 0 | 165 | 0 | 0 | 0 | 0 | 0 | 0 | 0 | 0 | 0 | 21.1666 | 7.0555
MAPP_US_2_MAPP_CA | MAPP_US | MAPP_CA | 2030 | B12 | 200 | 0 | 165 | 0 | 0 | 0 | 0 | 0 | 0 | 0 | 0 | 0 | 21.1666 | 7.0555
MAPP_US_2_MAPP_CA | MAPP_US | MAPP_CA | 2030 | B13 | 600 | 0 | 165 | 0 | 0 | 0 | 0 | 0 | 0 | 0 | 0 | 0 | 21.1666 | 7.0555
MAPP_US_2_MAPP_CA | MAPP_US | MAPP_CA | 2030 | B14 | 900 | 0 | 165 | 0 | 0 | 0 | 0 | 0 | 0 | 0 | 0 | 0 | 21.1666 | 7.0555
MAPP_US_2_MAPP_CA | MAPP_US | MAPP_CA | 2030 | B15 | 1203 | 0 | 165 | 165 | 165 | 65.22 | 0 | 0 | 8.8906 | 1.3294 | 0 | 5.0025 | 21.1666 | 7.0555
MAPP_US_2_MAPP_CA | MAPP_US | MAPP_CA | 2030 | B16 | 25 | 0 | 165 | 0 | 64.93 | 0 | 0 | 0 | 0 | 0 | 0 | 0 | 21.1666 | 7.0555
MAPP_US_2_MAPP_CA | MAPP_US | MAPP_CA | 2030 | B17 | 100 | 0 | 165 | 0 | 72.09 | 0 | 0 | 0 | 0 | 0 | 0 | 0 | 21.1666 | 7.0555
MAPP_US_2_MAPP_CA | MAPP_US | MAPP_CA | 2030 | B18 | 400 | 0 | 165 | 0 | 69.24 | 0 | 0 | 0 | 0 | 0 | 0 | 0 | 21.1666 | 7.0555
MAPP_US_2_MAPP_CA | MAPP_US | MAPP_CA | 2030 | B19 | 700 | 0 | 165 | 0 | 0 | 0 | 0 | 0 | 0 | 0 | 0 | 0 | 21.1666 | 7.0555
MAPP_US_2_MAPP_CA | MAPP_US | MAPP_CA | 2030 | B20 | 935 | 0 | 165 | 165 | 165 | 47.03 | 0 | 0 | 53.0945 | 5.3652 | 0 | 23.2195 | 21.1666 | 7.0555
MAPP_US_2_MAPP_CA | MAPP_US | MAPP_CA | 2035 | B1 | 10 | 0 | 165 | 0 | 0 | 0 | 0 | 0 | 0 | 0 | 0 | 0 | 15.7293 | 5.2431
MAPP_US_2_MAPP_CA | MAPP_US | MAPP_CA | 2035 | B2 | 25 | 0 | 165 | 0 | 0 | 0 | 0 | 0 | 0 | 0 | 0 | 0 | 15.7293 | 5.2431
MAPP_US_2_MAPP_CA | MAPP_US | MAPP_CA | 2035 | B3 | 75 | 0 | 165 | 0 | 0 | 0 | 0 | 0 | 0 | 0 | 0 | 0 | 15.7293 | 5.2431
MAPP_US_2_MAPP_CA | MAPP_US | MAPP_CA | 2035 | B4 | 100 | 0 | 165 | 0 | 0 | 0 | 0 | 0 | 0 | 0 | 0 | 0 | 15.7293 | 5.2431
MAPP_US_2_MAPP_CA | MAPP_US | MAPP_CA | 2035 | B5 | 200 | 0 | 165 | 0 | 0 | 0 | 0 | 0 | 0 | 0 | 0 | 0 | 15.7293 | 5.2431
MAPP_US_2_MAPP_CA | MAPP_US | MAPP_CA | 2035 | B6 | 300 | 0 | 165 | 0 | 0 | 0 | 0 | 0 | 0 | 0 | 0 | 0 | 15.7293 | 5.2431
MAPP_US_2_MAPP_CA | MAPP_US | MAPP_CA | 2035 | B7 | 400 | 0 | 165 | 0 | 0 | 0 | 0 | 0 | 0 | 0 | 0 | 0 | 15.7293 | 5.2431
MAPP_US_2_MAPP_CA | MAPP_US | MAPP_CA | 2035 | B8 | 500 | 0 | 165 | 0 | 0 | 0 | 0 | 0 | 0 | 0 | 0 | 0 | 15.7293 | 5.2431
MAPP_US_2_MAPP_CA | MAPP_US | MAPP_CA | 2035 | B9 | 800 | 0 | 165 | 0 | 0 | 0 | 0 | 0 | 0 | 0 | 0 | 0 | 15.7293 | 5.2431
MAPP_US_2_MAPP_CA | MAPP_US | MAPP_CA | 2035 | B10 | 1262 | 0 | 165 | 0 | 0 | 165 | 0 | 0 | 0 | 0 | 4.2138 | 0 | 15.7293 | 5.2431
MAPP_US_2_MAPP_CA | MAPP_US | MAPP_CA | 2035 | B11 | 25 | 0 | 165 | 0 | 0 | 0 | 0 | 0 | 0 | 0 | 0 | 0 | 15.7293 | 5.2431
MAPP_US_2_MAPP_CA | MAPP_US | MAPP_CA | 2035 | B12 | 200 | 0 | 165 | 0 | 0 | 165 | 0 | 0 | 0 | 0 | 0.89025 | 0 | 15.7293 | 5.2431
MAPP_US_2_MAPP_CA | MAPP_US | MAPP_CA | 2035 | B13 | 600 | 0 | 165 | 0 | 0 | 0 | 0 | 0 | 0 | 0 | 0 | 0 | 15.7293 | 5.2431
MAPP_US_2_MAPP_CA | MAPP_US | MAPP_CA | 2035 | B14 | 900 | 0 | 165 | 0 | 0 | 0 | 0 | 0 | 0 | 0 | 0 | 0 | 15.7293 | 5.2431
MAPP_US_2_MAPP_CA | MAPP_US | MAPP_CA | 2035 | B15 | 1203 | 0 | 165 | 165 | 4.7 | 165 | 0 | 129.46 | 37.6991 | 0 | 5.2465 | 20.9672 | 15.7293 | 5.2431
MAPP_US_2_MAPP_CA | MAPP_US | MAPP_CA | 2035 | B16 | 25 | 0 | 165 | 165 | 165 | 0 | 0 | 0 | 0.01187 | 2.2909 | 0 | 0.00013719 | 15.7293 | 5.2431
MAPP_US_2_MAPP_CA | MAPP_US | MAPP_CA | 2035 | B17 | 100 | 0 | 165 | 0 | 0 | 0 | 0 | 0 | 0 | 0 | 0 | 0 | 15.7293 | 5.2431
MAPP_US_2_MAPP_CA | MAPP_US | MAPP_CA | 2035 | B18 | 400 | 0 | 165 | 0 | 0 | 0 | 0 | 0 | 0 | 0 | 0 | 0 | 15.7293 | 5.2431
MAPP_US_2_MAPP_CA | MAPP_US | MAPP_CA | 2035 | B19 | 700 | 0 | 165 | 0 | 0 | 0 | 0 | 0 | 0 | 0 | 0 | 0 | 15.7293 | 5.2431
MAPP_US_2_MAPP_CA | MAPP_US | MAPP_CA | 2035 | B20 | 935 | 0 | 165 | 165 | 165 | 165 | 0 | 0 | 0.01187 | 5.1991 | 3.8103 | 0.005131 | 15.7293 | 5.2431
MAPP_US_2_MAPP_CA | MAPP_US | MAPP_CA | 2040 | B1 | 10 | 0 | 165 | 0 | 0 | 0 | 0 | 0 | 0 | 0 | 0 | 0 | 0.0089025 | 0.0029675
MAPP_US_2_MAPP_CA | MAPP_US | MAPP_CA | 2040 | B2 | 25 | 0 | 165 | 0 | 0 | 0 | 0 | 0 | 0 | 0 | 0 | 0 | 0.0089025 | 0.0029675
MAPP_US_2_MAPP_CA | MAPP_US | MAPP_CA | 2040 | B3 | 75 | 0 | 165 | 0 | 0 | 0 | 0 | 0 | 0 | 0 | 0 | 0 | 0.0089025 | 0.0029675
MAPP_US_2_MAPP_CA | MAPP_US | MAPP_CA | 2040 | B4 | 100 | 0 | 165 | 0 | 0 | 0 | 0 | 0 | 0 | 0 | 0 | 0 | 0.0089025 | 0.0029675
MAPP_US_2_MAPP_CA | MAPP_US | MAPP_CA | 2040 | B5 | 200 | 0 | 165 | 0 | 0 | 0 | 0 | 0 | 0 | 0 | 0 | 0 | 0.0089025 | 0.0029675
MAPP_US_2_MAPP_CA | MAPP_US | MAPP_CA | 2040 | B6 | 300 | 0 | 165 | 0 | 0 | 0 | 0 | 0 | 0 | 0 | 0 | 0 | 0.0089025 | 0.0029675
MAPP_US_2_MAPP_CA | MAPP_US | MAPP_CA | 2040 | B7 | 400 | 0 | 165 | 0 | 0 | 0 | 0 | 0 | 0 | 0 | 0 | 0 | 0.0089025 | 0.0029675
MAPP_US_2_MAPP_CA | MAPP_US | MAPP_CA | 2040 | B8 | 500 | 0 | 165 | 0 | 0 | 0 | 0 | 0 | 0 | 0 | 0 | 0 | 0.0089025 | 0.0029675
MAPP_US_2_MAPP_CA | MAPP_US | MAPP_CA | 2040 | B9 | 800 | 0 | 165 | 0 | 0 | 0 | 0 | 0 | 0 | 0 | 0 | 0 | 0.0089025 | 0.0029675
MAPP_US_2_MAPP_CA | MAPP_US | MAPP_CA | 2040 | B10 | 1262 | 1262 | 165 | 59.71 | 165 | 165 | 700.5 | 0 | 0 | 3.561 | 0.87838 | 0 | 0.0089025 | 0.0029675
MAPP_US_2_MAPP_CA | MAPP_US | MAPP_CA | 2040 | B11 | 25 | 0 | 165 | 0 | 0 | 0 | 0 | 0 | 0 | 0 | 0 | 0 | 0.0089025 | 0.0029675
MAPP_US_2_MAPP_CA | MAPP_US | MAPP_CA | 2040 | B12 | 200 | 0 | 165 | 0 | 0 | 0 | 0 | 0 | 0 | 0 | 0 | 0 | 0.0089025 | 0.0029675
MAPP_US_2_MAPP_CA | MAPP_US | MAPP_CA | 2040 | B13 | 600 | 0 | 165 | 0 | 0 | 0 | 0 | 0 | 0 | 0 | 0 | 0 | 0.0089025 | 0.0029675
MAPP_US_2_MAPP_CA | MAPP_US | MAPP_CA | 2040 | B14 | 900 | 0 | 165 | 0 | 0 | 0 | 0 | 0 | 0 | 0 | 0 | 0 | 0.0089025 | 0.0029675
MAPP_US_2_MAPP_CA | MAPP_US | MAPP_CA | 2040 | B15 | 1203 | 0 | 165 | 165 | 0 | 0 | 0 | 0 | 0.01187 | 0 | 0 | 0.0066018 | 0.0089025 | 0.0029675
MAPP_US_2_MAPP_CA | MAPP_US | MAPP_CA | 2040 | B16 | 25 | 0 | 165 | 165 | 0 | 0 | 0 | 0 | 0.01187 | 0 | 0 | 0.00013719 | 0.0089025 | 0.0029675
MAPP_US_2_MAPP_CA | MAPP_US | MAPP_CA | 2040 | B17 | 100 | 0 | 165 | 0 | 0 | 0 | 0 | 0 | 0 | 0 | 0 | 0 | 0.0089025 | 0.0029675
MAPP_US_2_MAPP_CA | MAPP_US | MAPP_CA | 2040 | B18 | 400 | 0 | 165 | 0 | 0 | 0 | 0 | 0 | 0 | 0 | 0 | 0 | 0.0089025 | 0.0029675
MAPP_US_2_MAPP_CA | MAPP_US | MAPP_CA | 2040 | B19 | 700 | 0 | 165 | 0 | 0 | 0 | 0 | 0 | 0 | 0 | 0 | 0 | 0.0089025 | 0.0029675
MAPP_US_2_MAPP_CA | MAPP_US | MAPP_CA | 2040 | B20 | 935 | 0 | 165 | 165 | 0 | 0 | 0 | 0 | 0.01187 | 0 | 0 | 0.005131 | 0.0089025 | 0.0029675
MAPP_US_2_MAPP_CA | MAPP_US | MAPP_CA | 2045 | B1 | 10 | 0 | 165 | 0 | 0 | 0 | 0 | 0 | 0 | 0 | 0 | 0 | 3.4123 | 1.1374
MAPP_US_2_MAPP_CA | MAPP_US | MAPP_CA | 2045 | B2 | 25 | 0 | 165 | 0 | 0 | 0 | 0 | 0 | 0 | 0 | 0 | 0 | 3.4123 | 1.1374
MAPP_US_2_MAPP_CA | MAPP_US | MAPP_CA | 2045 | B3 | 75 | 0 | 165 | 0 | 0 | 0 | 0 | 0 | 0 | 0 | 0 | 0 | 3.4123 | 1.1374
MAPP_US_2_MAPP_CA | MAPP_US | MAPP_CA | 2045 | B4 | 100 | 0 | 165 | 0 | 0 | 0 | 0 | 0 | 0 | 0 | 0 | 0 | 3.4123 | 1.1374
MAPP_US_2_MAPP_CA | MAPP_US | MAPP_CA | 2045 | B5 | 200 | 0 | 165 | 0 | 0 | 0 | 0 | 0 | 0 | 0 | 0 | 0 | 3.4123 | 1.1374
MAPP_US_2_MAPP_CA | MAPP_US | MAPP_CA | 2045 | B6 | 300 | 0 | 165 | 0 | 0 | 0 | 0 | 0 | 0 | 0 | 0 | 0 | 3.4123 | 1.1374
MAPP_US_2_MAPP_CA | MAPP_US | MAPP_CA | 2045 | B7 | 400 | 0 | 165 | 0 | 0 | 0 | 0 | 0 | 0 | 0 | 0 | 0 | 3.4123 | 1.1374
MAPP_US_2_MAPP_CA | MAPP_US | MAPP_CA | 2045 | B8 | 500 | 0 | 165 | 0 | 0 | 0 | 0 | 0 | 0 | 0 | 0 | 0 | 3.4123 | 1.1374
MAPP_US_2_MAPP_CA | MAPP_US | MAPP_CA | 2045 | B9 | 800 | 0 | 165 | 0 | 0 | 0 | 0 | 0 | 0 | 0 | 0 | 0 | 3.4123 | 1.1374
MAPP_US_2_MAPP_CA | MAPP_US | MAPP_CA | 2045 | B10 | 1262 | 0 | 165 | 165 | 165 | 165 | 0 | 0 | 2.6707 | 4.3563 | 0.01187 | 0.88117 | 3.4123 | 1.1374
MAPP_US_2_MAPP_CA | MAPP_US | MAPP_CA | 2045 | B11 | 25 | 0 | 165 | 0 | 0 | 0 | 0 | 0 | 0 | 0 | 0 | 0 | 3.4123 | 1.1374
MAPP_US_2_MAPP_CA | MAPP_US | MAPP_CA | 2045 | B12 | 200 | 0 | 165 | 0 | 0 | 0 | 0 | 0 | 0 | 0 | 0 | 0 | 3.4123 | 1.1374
MAPP_US_2_MAPP_CA | MAPP_US | MAPP_CA | 2045 | B13 | 600 | 0 | 165 | 0 | 0 | 0 | 0 | 0 | 0 | 0 | 0 | 0 | 3.4123 | 1.1374
MAPP_US_2_MAPP_CA | MAPP_US | MAPP_CA | 2045 | B14 | 900 | 0 | 165 | 0 | 0 | 0 | 0 | 0 | 0 | 0 | 0 | 0 | 3.4123 | 1.1374
MAPP_US_2_MAPP_CA | MAPP_US | MAPP_CA | 2045 | B15 | 1203 | 0 | 165 | 165 | 0 | 0 | 0 | 0 | 0.01187 | 0 | 0 | 0.0037332 | 3.4123 | 1.1374
MAPP_US_2_MAPP_CA | MAPP_US | MAPP_CA | 2045 | B16 | 25 | 0 | 165 | 165 | 0 | 0 | 0 | 0 | 13.9591 | 0 | 0 | 0.091236 | 3.4123 | 1.1374
MAPP_US_2_MAPP_CA | MAPP_US | MAPP_CA | 2045 | B17 | 100 | 0 | 165 | 0 | 0 | 0 | 0 | 0 | 0 | 0 | 0 | 0 | 3.4123 | 1.1374
MAPP_US_2_MAPP_CA | MAPP_US | MAPP_CA | 2045 | B18 | 400 | 0 | 165 | 165 | 0 | 0 | 0 | 0 | 1.5431 | 0 | 0 | 0.16137 | 3.4123 | 1.1374
MAPP_US_2_MAPP_CA | MAPP_US | MAPP_CA | 2045 | B19 | 700 | 0 | 165 | 155.77 | 0 | 0 | 0 | 0 | 0 | 0 | 0 | 0 | 3.4123 | 1.1374
MAPP_US_2_MAPP_CA | MAPP_US | MAPP_CA | 2045 | B20 | 935 | 0 | 165 | 165 | 0 | 0 | 0 | 0 | 13.9591 | 0 | 0 | 3.4122 | 3.4123 | 1.1374
MAPP_US_2_MAPP_CA | MAPP_US | MAPP_CA | 2050 | B1 | 10 | 0 | 165 | 0 | 0 | 0 | 0 | 0 | 0 | 0 | 0 | 0 | 3.2405 | 1.0802
MAPP_US_2_MAPP_CA | MAPP_US | MAPP_CA | 2050 | B2 | 25 | 0 | 165 | 0 | 0 | 0 | 0 | 0 | 0 | 0 | 0 | 0 | 3.2405 | 1.0802
MAPP_US_2_MAPP_CA | MAPP_US | MAPP_CA | 2050 | B3 | 75 | 0 | 165 | 0 | 0 | 0 | 0 | 0 | 0 | 0 | 0 | 0 | 3.2405 | 1.0802
MAPP_US_2_MAPP_CA | MAPP_US | MAPP_CA | 2050 | B4 | 100 | 0 | 165 | 0 | 0 | 0 | 0 | 0 | 0 | 0 | 0 | 0 | 3.2405 | 1.0802
MAPP_US_2_MAPP_CA | MAPP_US | MAPP_CA | 2050 | B5 | 200 | 0 | 165 | 0 | 0 | 0 | 0 | 0 | 0 | 0 | 0 | 0 | 3.2405 | 1.0802
MAPP_US_2_MAPP_CA | MAPP_US | MAPP_CA | 2050 | B6 | 300 | 0 | 165 | 0 | 0 | 0 | 0 | 0 | 0 | 0 | 0 | 0 | 3.2405 | 1.0802
MAPP_US_2_MAPP_CA | MAPP_US | MAPP_CA | 2050 | B7 | 400 | 0 | 165 | 0 | 0 | 0 | 0 | 0 | 0 | 0 | 0 | 0 | 3.2405 | 1.0802
MAPP_US_2_MAPP_CA | MAPP_US | MAPP_CA | 2050 | B8 | 500 | 0 | 165 | 0 | 0 | 0 | 0 | 0 | 0 | 0 | 0 | 0 | 3.2405 | 1.0802
MAPP_US_2_MAPP_CA | MAPP_US | MAPP_CA | 2050 | B9 | 800 | 0 | 165 | 0 | 0 | 0 | 0 | 0 | 0 | 0 | 0 | 0 | 3.2405 | 1.0802
MAPP_US_2_MAPP_CA | MAPP_US | MAPP_CA | 2050 | B10 | 1262 | 0 | 165 | 69.76 | 0 | 0 | 0 | 0 | 0 | 0 | 0 | 0 | 3.2405 | 1.0802
MAPP_US_2_MAPP_CA | MAPP_US | MAPP_CA | 2050 | B11 | 25 | 0 | 165 | 0 | 0 | 0 | 0 | 0 | 0 | 0 | 0 | 0 | 3.2405 | 1.0802
MAPP_US_2_MAPP_CA | MAPP_US | MAPP_CA | 2050 | B12 | 200 | 0 | 165 | 0 | 0 | 0 | 0 | 0 | 0 | 0 | 0 | 0 | 3.2405 | 1.0802
MAPP_US_2_MAPP_CA | MAPP_US | MAPP_CA | 2050 | B13 | 600 | 0 | 165 | 0 | 0 | 0 | 0 | 0 | 0 | 0 | 0 | 0 | 3.2405 | 1.0802
MAPP_US_2_MAPP_CA | MAPP_US | MAPP_CA | 2050 | B14 | 900 | 0 | 165 | 0 | 0 | 0 | 0 | 0 | 0 | 0 | 0 | 0 | 3.2405 | 1.0802
MAPP_US_2_MAPP_CA | MAPP_US | MAPP_CA | 2050 | B15 | 1203 | 0 | 165 | 0 | 0 | 0 | 0 | 0 | 0 | 0 | 0 | 0 | 3.2405 | 1.0802
MAPP_US_2_MAPP_CA | MAPP_US | MAPP_CA | 2050 | B16 | 25 | 0 | 165 | 165 | 0 | 0 | 0 | 0 | 4.3207 | 0 | 0 | 0.11252 | 3.2405 | 1.0802
MAPP_US_2_MAPP_CA | MAPP_US | MAPP_CA | 2050 | B17 | 100 | 0 | 165 | 0 | 0 | 0 | 0 | 0 | 0 | 0 | 0 | 0 | 3.2405 | 1.0802
MAPP_US_2_MAPP_CA | MAPP_US | MAPP_CA | 2050 | B18 | 400 | 0 | 165 | 22.57 | 0 | 0 | 0 | 0 | 0 | 0 | 0 | 0 | 3.2405 | 1.0802
MAPP_US_2_MAPP_CA | MAPP_US | MAPP_CA | 2050 | B19 | 700 | 0 | 165 | 0 | 0 | 0 | 0 | 0 | 0 | 0 | 0 | 0 | 3.2405 | 1.0802
MAPP_US_2_MAPP_CA | MAPP_US | MAPP_CA | 2050 | B20 | 935 | 0 | 165 | 165 | 0 | 0 | 0 | 0 | 4.3207 | 0 | 0 | 4.2082 | 3.2405 | 1.0802
MAPP_US_2_MISO_W | MAPP_US | MISO_W | 2015 | B1 | 10 | 0 | 2635 | 1094.25 | 941.67 | 931.12 | 0 | 0 | 0 | 0 | 0 | 0 | 0 | 0
MAPP_US_2_MISO_W | MAPP_US | MISO_W | 2015 | B2 | 25 | 0 | 2635 | 0 | 0 | 0 | 0 | 0 | 0 | 0 | 0 | 0 | 0 | 0
MAPP_US_2_MISO_W | MAPP_US | MISO_W | 2015 | B3 | 75 | 0 | 2635 | 0 | 0 | 0 | 0 | 0 | 0 | 0 | 0 | 0 | 0 | 0
MAPP_US_2_MISO_W | MAPP_US | MISO_W | 2015 | B4 | 100 | 0 | 2635 | 0 | 0 | 0 | 0 | 0 | 0 | 0 | 0 | 0 | 0 | 0
MAPP_US_2_MISO_W | MAPP_US | MISO_W | 2015 | B5 | 200 | 0 | 2635 | 0 | 0 | 0 | 0 | 0 | 0 | 0 | 0 | 0 | 0 | 0
MAPP_US_2_MISO_W | MAPP_US | MISO_W | 2015 | B6 | 300 | 0 | 2635 | 88.34 | 0 | 0 | 0 | 0 | 0 | 0 | 0 | 0 | 0 | 0
MAPP_US_2_MISO_W | MAPP_US | MISO_W | 2015 | B7 | 400 | 0 | 2635 | 0 | 0 | 0 | 0 | 0 | 0 | 0 | 0 | 0 | 0 | 0
MAPP_US_2_MISO_W | MAPP_US | MISO_W | 2015 | B8 | 500 | 0 | 2635 | 0 | 0 | 0 | 0 | 0 | 0 | 0 | 0 | 0 | 0 | 0
MAPP_US_2_MISO_W | MAPP_US | MISO_W | 2015 | B9 | 800 | 0 | 2635 | 0 | 0 | 0 | 0 | 0 | 0 | 0 | 0 | 0 | 0 | 0
MAPP_US_2_MISO_W | MAPP_US | MISO_W | 2015 | B10 | 1262 | 0 | 2635 | 0 | 0 | 0 | 0 | 0 | 0 | 0 | 0 | 0 | 0 | 0
MAPP_US_2_MISO_W | MAPP_US | MISO_W | 2015 | B11 | 25 | 0 | 2635 | 261.51 | 0 | 0 | 0 | 0 | 0 | 0 | 0 | 0 | 0 | 0
MAPP_US_2_MISO_W | MAPP_US | MISO_W | 2015 | B12 | 200 | 0 | 2635 | 820.79 | 727.58 | 727.58 | 0 | 0 | 0 | 0 | 0 | 0 | 0 | 0
MAPP_US_2_MISO_W | MAPP_US | MISO_W | 2015 | B13 | 600 | 0 | 2635 | 0 | 0 | 0 | 0 | 0 | 0 | 0 | 0 | 0 | 0 | 0
MAPP_US_2_MISO_W | MAPP_US | MISO_W | 2015 | B14 | 900 | 0 | 2635 | 0 | 0 | 0 | 0 | 0 | 0 | 0 | 0 | 0 | 0 | 0
MAPP_US_2_MISO_W | MAPP_US | MISO_W | 2015 | B15 | 1203 | 0 | 2635 | 0 | 0 | 0 | 0 | 0 | 0 | 0 | 0 | 0 | 0 | 0
MAPP_US_2_MISO_W | MAPP_US | MISO_W | 2015 | B16 | 25 | 0 | 2635 | 1059.52 | 1278.94 | 1272.44 | 0 | 0 | 0 | 0 | 0 | 0 | 0 | 0
MAPP_US_2_MISO_W | MAPP_US | MISO_W | 2015 | B17 | 100 | 0 | 2635 | 0 | 853.73 | 1034.49 | 0 | 0 | 0 | 0 | 0 | 0 | 0 | 0
MAPP_US_2_MISO_W | MAPP_US | MISO_W | 2015 | B18 | 400 | 0 | 2635 | 0 | 0 | 0 | 0 | 0 | 0 | 0 | 0 | 0 | 0 | 0
MAPP_US_2_MISO_W | MAPP_US | MISO_W | 2015 | B19 | 700 | 0 | 2635 | 0 | 0 | 0 | 0 | 0 | 0 | 0 | 0 | 0 | 0 | 0
MAPP_US_2_MISO_W | MAPP_US | MISO_W | 2015 | B20 | 935 | 0 | 2635 | 0 | 0 | 0 | 0 | 0 | 0 | 0 | 0 | 0 | 0 | 0
MAPP_US_2_MISO_W | MAPP_US | MISO_W | 2020 | B1 | 10 | 0 | 2635 | 2106.62 | 1290.36 | 945.84 | 0 | 0 | 0 | 0 | 0 | 0 | 6.5522 | 2.1841
MAPP_US_2_MISO_W | MAPP_US | MISO_W | 2020 | B2 | 25 | 0 | 2635 | 2068.65 | 2134.49 | 1495.12 | 0 | 0 | 0 | 0 | 0 | 0 | 6.5522 | 2.1841
MAPP_US_2_MISO_W | MAPP_US | MISO_W | 2020 | B3 | 75 | 0 | 2635 | 1296.68 | 1636.33 | 1234.32 | 0 | 0 | 0 | 0 | 0 | 0 | 6.5522 | 2.1841
MAPP_US_2_MISO_W | MAPP_US | MISO_W | 2020 | B4 | 100 | 0 | 2635 | 1571.21 | 2159.86 | 1487.48 | 0 | 0 | 0 | 0 | 0 | 0 | 6.5522 | 2.1841
MAPP_US_2_MISO_W | MAPP_US | MISO_W | 2020 | B5 | 200 | 0 | 2635 | 1531.67 | 1827.03 | 1252.27 | 0 | 0 | 0 | 0 | 0 | 0 | 6.5522 | 2.1841
MAPP_US_2_MISO_W | MAPP_US | MISO_W | 2020 | B6 | 300 | 0 | 2635 | 1335.98 | 1700.41 | 1335.64 | 0 | 0 | 0 | 0 | 0 | 0 | 6.5522 | 2.1841
MAPP_US_2_MISO_W | MAPP_US | MISO_W | 2020 | B7 | 400 | 0 | 2635 | 1416.69 | 2079.46 | 1537.78 | 0 | 0 | 0 | 0 | 0 | 0 | 6.5522 | 2.1841
MAPP_US_2_MISO_W | MAPP_US | MISO_W | 2020 | B8 | 500 | 0 | 2635 | 1459.26 | 2196.16 | 1566.01 | 0 | 0 | 0 | 0 | 0 | 0 | 6.5522 | 2.1841
MAPP_US_2_MISO_W | MAPP_US | MISO_W | 2020 | B9 | 800 | 0 | 2635 | 818.87 | 1605.18 | 394.58 | 0 | 0 | 0 | 0 | 0 | 0 | 6.5522 | 2.1841
MAPP_US_2_MISO_W | MAPP_US | MISO_W | 2020 | B10 | 1262 | 0 | 2635 | 439.34 | 1427.66 | 248.23 | 0 | 0 | 0 | 0 | 0 | 0 | 6.5522 | 2.1841
MAPP_US_2_MISO_W | MAPP_US | MISO_W | 2020 | B11 | 25 | 0 | 2635 | 2450.16 | 2520.85 | 1987.68 | 0 | 0 | 0 | 0 | 0 | 0 | 6.5522 | 2.1841
MAPP_US_2_MISO_W | MAPP_US | MISO_W | 2020 | B12 | 200 | 0 | 2635 | 2204.17 | 2635 | 1797.49 | 0 | 0 | 0 | 0.01187 | 0 | 0 | 6.5522 | 2.1841
MAPP_US_2_MISO_W | MAPP_US | MISO_W | 2020 | B13 | 600 | 0 | 2635 | 1525.35 | 2424.88 | 1524.48 | 0 | 0 | 0 | 0 | 0 | 0 | 6.5522 | 2.1841
MAPP_US_2_MISO_W | MAPP_US | MISO_W | 2020 | B14 | 900 | 0 | 2635 | 480.41 | 1379.93 | 479.53 | 0 | 0 | 0 | 0 | 0 | 0 | 6.5522 | 2.1841
MAPP_US_2_MISO_W | MAPP_US | MISO_W | 2020 | B15 | 1203 | 0 | 2635 | 1963.97 | 1298.73 | 0 | 0 | 0 | 0 | 0 | 0 | 0 | 6.5522 | 2.1841
MAPP_US_2_MISO_W | MAPP_US | MISO_W | 2020 | B16 | 25 | 0 | 2635 | 2635 | 2635 | 2635 | 0 | 0 | 29.7225 | 5.4246 | 0.65285 | 5.9445 | 6.5522 | 2.1841
MAPP_US_2_MISO_W | MAPP_US | MISO_W | 2020 | B17 | 100 | 0 | 2635 | 2635 | 2635 | 2524.31 | 0 | 0 | 3.4898 | 1.9348 | 0 | 2.7918 | 6.5522 | 2.1841
MAPP_US_2_MISO_W | MAPP_US | MISO_W | 2020 | B18 | 400 | 0 | 2635 | 1692.48 | 2635 | 1727.57 | 0 | 0 | 0 | 0.21366 | 0 | 0 | 6.5522 | 2.1841
MAPP_US_2_MISO_W | MAPP_US | MISO_W | 2020 | B19 | 700 | 0 | 2635 | 229.92 | 1153.45 | 287.42 | 0 | 0 | 0 | 0 | 0 | 0 | 6.5522 | 2.1841
MAPP_US_2_MISO_W | MAPP_US | MISO_W | 2020 | B20 | 935 | 0 | 2635 | 606.18 | 929.11 | 0 | 0 | 0 | 0 | 0 | 0 | 0 | 6.5522 | 2.1841
MAPP_US_2_MISO_W | MAPP_US | MISO_W | 2025 | B1 | 10 | 0 | 2635 | 1804.93 | 1741.01 | 1265.49 | 0 | 0 | 0 | 0 | 0 | 0 | 0 | 0
MAPP_US_2_MISO_W | MAPP_US | MISO_W | 2025 | B2 | 25 | 25 | 2635 | 1768.94 | 2635 | 2521.82 | 215.62 | 0 | 0 | 0.01187 | 0 | 0 | 0 | 0
MAPP_US_2_MISO_W | MAPP_US | MISO_W | 2025 | B3 | 75 | 0 | 2635 | 1207.66 | 2484.76 | 2078.61 | 0 | 0 | 0 | 0 | 0 | 0 | 0 | 0
MAPP_US_2_MISO_W | MAPP_US | MISO_W | 2025 | B4 | 100 | 0 | 2635 | 149.51 | 1627.06 | 2006.49 | 0 | 0 | 0 | 0 | 0 | 0 | 0 | 0
MAPP_US_2_MISO_W | MAPP_US | MISO_W | 2025 | B5 | 200 | 0 | 2635 | 610.85 | 1566.5 | 1602.58 | 0 | 0 | 0 | 0 | 0 | 0 | 0 | 0
MAPP_US_2_MISO_W | MAPP_US | MISO_W | 2025 | B6 | 300 | 0 | 2635 | 1693.16 | 1647.32 | 1683.31 | 0 | 0 | 0 | 0 | 0 | 0 | 0 | 0
MAPP_US_2_MISO_W | MAPP_US | MISO_W | 2025 | B7 | 400 | 0 | 2635 | 1392.11 | 0 | 2373.46 | 0 | 0 | 0 | 0 | 0 | 0 | 0 | 0
MAPP_US_2_MISO_W | MAPP_US | MISO_W | 2025 | B8 | 500 | 0 | 2635 | 1252.85 | 0 | 2635 | 0 | 394.89 | 0 | 0 | 0.01187 | 0 | 0 | 0
MAPP_US_2_MISO_W | MAPP_US | MISO_W | 2025 | B9 | 800 | 0 | 2635 | 333.24 | 0 | 2488.08 | 0 | 0 | 0 | 0 | 0 | 0 | 0 | 0
MAPP_US_2_MISO_W | MAPP_US | MISO_W | 2025 | B10 | 1262 | 0 | 2635 | 637.95 | 1865.91 | 2503.85 | 0 | 0 | 0 | 0 | 0 | 0 | 0 | 0
MAPP_US_2_MISO_W | MAPP_US | MISO_W | 2025 | B11 | 25 | 0 | 2635 | 1917.96 | 2376.14 | 2635 | 0 | 63.54 | 0 | 0 | 0.01187 | 0 | 0 | 0
MAPP_US_2_MISO_W | MAPP_US | MISO_W | 2025 | B12 | 200 | 0 | 2635 | 1549.41 | 2519.75 | 2635 | 0 | 490.79 | 0 | 0 | 0.01187 | 0 | 0 | 0
MAPP_US_2_MISO_W | MAPP_US | MISO_W | 2025 | B13 | 600 | 600 | 2635 | 1405.76 | 2635 | 2635 | 155.12 | 793.06 | 0 | 0.01187 | 0.01187 | 0 | 0 | 0
MAPP_US_2_MISO_W | MAPP_US | MISO_W | 2025 | B14 | 900 | 0 | 2635 | 1777.55 | 1743.68 | 2381.62 | 0 | 0 | 0 | 0 | 0 | 0 | 0 | 0
MAPP_US_2_MISO_W | MAPP_US | MISO_W | 2025 | B15 | 1203 | 0 | 2635 | 1740.59 | 1934.04 | 2635 | 0 | 0 | 0 | 0 | 0 | 0 | 0 | 0
MAPP_US_2_MISO_W | MAPP_US | MISO_W | 2025 | B16 | 25 | 25 | 2635 | 1797.48 | 2635 | 2635 | 2088.83 | 3109.53 | 0 | 0.01187 | 0.01187 | 0 | 0 | 0
MAPP_US_2_MISO_W | MAPP_US | MISO_W | 2025 | B17 | 100 | 100 | 2635 | 430.2 | 2635 | 2635 | 888.6 | 1749.23 | 0 | 0.01187 | 0.01187 | 0 | 0 | 0
MAPP_US_2_MISO_W | MAPP_US | MISO_W | 2025 | B18 | 400 | 400 | 2635 | 1480.92 | 2635 | 2635 | 531.51 | 1355.71 | 0 | 0.01187 | 0.01187 | 0 | 0 | 0
MAPP_US_2_MISO_W | MAPP_US | MISO_W | 2025 | B19 | 700 | 0 | 2635 | 311.96 | 1517.56 | 2203.34 | 0 | 0 | 0 | 0 | 0 | 0 | 0 | 0
MAPP_US_2_MISO_W | MAPP_US | MISO_W | 2025 | B20 | 935 | 0 | 2635 | 1799.65 | 1766.73 | 2484.42 | 0 | 0 | 0 | 0 | 0 | 0 | 0 | 0
MAPP_US_2_MISO_W | MAPP_US | MISO_W | 2030 | B1 | 10 | 0 | 2635 | 643.41 | 1478.25 | 930.89 | 0 | 0 | 0 | 0 | 0 | 0 | 0 | 0
MAPP_US_2_MISO_W | MAPP_US | MISO_W | 2030 | B2 | 25 | 25 | 2635 | 1717.68 | 2635 | 2137.37 | 78.25 | 0 | 0 | 0.01187 | 0 | 0 | 0 | 0
MAPP_US_2_MISO_W | MAPP_US | MISO_W | 2030 | B3 | 75 | 0 | 2635 | 430.37 | 0 | 1999.61 | 0 | 0 | 0 | 0 | 0 | 0 | 0 | 0
MAPP_US_2_MISO_W | MAPP_US | MISO_W | 2030 | B4 | 100 | 0 | 2635 | 140.33 | 0 | 1914.97 | 0 | 0 | 0 | 0 | 0 | 0 | 0 | 0
MAPP_US_2_MISO_W | MAPP_US | MISO_W | 2030 | B5 | 200 | 0 | 2635 | 880.81 | 1876.38 | 1919.04 | 0 | 0 | 0 | 0 | 0 | 0 | 0 | 0
MAPP_US_2_MISO_W | MAPP_US | MISO_W | 2030 | B6 | 300 | 0 | 2635 | 32.73 | 140.88 | 1532.35 | 0 | 0 | 0 | 0 | 0 | 0 | 0 | 0
MAPP_US_2_MISO_W | MAPP_US | MISO_W | 2030 | B7 | 400 | 0 | 2635 | 466.76 | 0 | 2484.91 | 0 | 0 | 0 | 0 | 0 | 0 | 0 | 0
MAPP_US_2_MISO_W | MAPP_US | MISO_W | 2030 | B8 | 500 | 0 | 2635 | 1096.71 | 1097.51 | 2635 | 0 | 503.12 | 0 | 0 | 0.01187 | 0 | 0 | 0
MAPP_US_2_MISO_W | MAPP_US | MISO_W | 2030 | B9 | 800 | 0 | 2635 | 559.06 | 2003.28 | 2593.37 | 0 | 0 | 0 | 0 | 0 | 0 | 0 | 0
MAPP_US_2_MISO_W | MAPP_US | MISO_W | 2030 | B10 | 1262 | 0 | 2635 | 738.77 | 1966.73 | 2604.67 | 0 | 0 | 0 | 0 | 0 | 0 | 0 | 0
MAPP_US_2_MISO_W | MAPP_US | MISO_W | 2030 | B11 | 25 | 0 | 2635 | 527.21 | 2474.04 | 2596.44 | 0 | 0 | 0 | 0 | 0 | 0 | 0 | 0
MAPP_US_2_MISO_W | MAPP_US | MISO_W | 2030 | B12 | 200 | 0 | 2635 | 1669.08 | 2620.4 | 2635 | 0 | 591.44 | 0 | 0 | 0.01187 | 0 | 0 | 0
MAPP_US_2_MISO_W | MAPP_US | MISO_W | 2030 | B13 | 600 | 600 | 2635 | 1869.19 | 2635 | 2635 | 255.15 | 893.09 | 0 | 0.01187 | 0.01187 | 0 | 0 | 0
MAPP_US_2_MISO_W | MAPP_US | MISO_W | 2030 | B14 | 900 | 0 | 2635 | 1156.8 | 1842.25 | 2480.19 | 0 | 0 | 0 | 0 | 0 | 0 | 0 | 0
MAPP_US_2_MISO_W | MAPP_US | MISO_W | 2030 | B15 | 1203 | 0 | 2635 | 1581.73 | 2028.29 | 2635 | 0 | 194.8 | 0 | 0 | 0.01187 | 0 | 0 | 0
MAPP_US_2_MISO_W | MAPP_US | MISO_W | 2030 | B16 | 25 | 25 | 2635 | 2039.65 | 2635 | 2635 | 2142.17 | 3227.8 | 0 | 0.01187 | 0.01187 | 0 | 0 | 0
MAPP_US_2_MISO_W | MAPP_US | MISO_W | 2030 | B17 | 100 | 100 | 2635 | 624.14 | 2635 | 2635 | 989.87 | 1923.18 | 0 | 0.01187 | 0.01187 | 0 | 0 | 0
MAPP_US_2_MISO_W | MAPP_US | MISO_W | 2030 | B18 | 400 | 400 | 2635 | 1663.52 | 2635 | 2635 | 650.83 | 1517.49 | 0 | 0.01187 | 0.01187 | 0 | 0 | 0
MAPP_US_2_MISO_W | MAPP_US | MISO_W | 2030 | B19 | 700 | 0 | 2635 | 584.02 | 1633.34 | 2319.13 | 0 | 0 | 0 | 0 | 0 | 0 | 0 | 0
MAPP_US_2_MISO_W | MAPP_US | MISO_W | 2030 | B20 | 935 | 0 | 2635 | 1330.31 | 1874.84 | 2635 | 0 | 75.49 | 0 | 0 | 0.01187 | 0 | 0 | 0
MAPP_US_2_MISO_W | MAPP_US | MISO_W | 2035 | B1 | 10 | 0 | 2635 | 839.77 | 567.95 | 1050.3 | 0 | 0 | 0 | 0 | 0 | 0 | 44.0051 | 14.6684
MAPP_US_2_MISO_W | MAPP_US | MISO_W | 2035 | B2 | 25 | 0 | 2635 | 1665.4 | 2297 | 2416.21 | 0 | 0 | 0 | 0 | 0 | 0 | 44.0051 | 14.6684
MAPP_US_2_MISO_W | MAPP_US | MISO_W | 2035 | B3 | 75 | 0 | 2635 | 1257.55 | 1606.33 | 2087.33 | 0 | 0 | 0 | 0 | 0 | 0 | 44.0051 | 14.6684
MAPP_US_2_MISO_W | MAPP_US | MISO_W | 2035 | B4 | 100 | 0 | 2635 | 175.39 | 1876.88 | 2591.91 | 0 | 0 | 0 | 0 | 0 | 0 | 44.0051 | 14.6684
MAPP_US_2_MISO_W | MAPP_US | MISO_W | 2035 | B5 | 200 | 0 | 2635 | 1023.31 | 1896.53 | 1964.82 | 0 | 0 | 0 | 0 | 0 | 0 | 44.0051 | 14.6684
MAPP_US_2_MISO_W | MAPP_US | MISO_W | 2035 | B6 | 300 | 0 | 2635 | 892.35 | 992.99 | 1575.64 | 0 | 0 | 0 | 0 | 0 | 0 | 44.0051 | 14.6684
MAPP_US_2_MISO_W | MAPP_US | MISO_W | 2035 | B7 | 400 | 0 | 2635 | 200.77 | 2387.5 | 2108.67 | 0 | 0 | 0 | 0 | 0 | 0 | 44.0051 | 14.6684
MAPP_US_2_MISO_W | MAPP_US | MISO_W | 2035 | B8 | 500 | 0 | 2635 | 1365.73 | 2635 | 1642.36 | 0 | 0 | 0 | 4.2851 | 0 | 0 | 44.0051 | 14.6684
MAPP_US_2_MISO_W | MAPP_US | MISO_W | 2035 | B9 | 800 | 0 | 2635 | 792.39 | 2038.03 | 2628.22 | 0 | 0 | 0 | 0 | 0 | 0 | 44.0051 | 14.6684
MAPP_US_2_MISO_W | MAPP_US | MISO_W | 2035 | B10 | 1262 | 0 | 2635 | 1186.63 | 2162.06 | 2635 | 0 | 0 | 0 | 0 | 4.2257 | 0 | 44.0051 | 14.6684
MAPP_US_2_MISO_W | MAPP_US | MISO_W | 2035 | B11 | 25 | 0 | 2635 | 1782.64 | 2512.18 | 2635 | 0 | 0 | 0 | 0 | 4.9973 | 0 | 44.0051 | 14.6684
MAPP_US_2_MISO_W | MAPP_US | MISO_W | 2035 | B12 | 200 | 0 | 2635 | 1709.93 | 2635 | 2635 | 0 | 0 | 0 | 10.5287 | 9.8046 | 0 | 44.0051 | 14.6684
MAPP_US_2_MISO_W | MAPP_US | MISO_W | 2035 | B13 | 600 | 0 | 2635 | 2635 | 2635 | 2635 | 0 | 0 | 58.6734 | 9.4129 | 7.6205 | 58.6734 | 44.0051 | 14.6684
MAPP_US_2_MISO_W | MAPP_US | MISO_W | 2035 | B14 | 900 | 0 | 2635 | 2087.98 | 2635 | 2635 | 0 | 0 | 0 | 2.9082 | 5.6383 | 0 | 44.0051 | 14.6684
MAPP_US_2_MISO_W | MAPP_US | MISO_W | 2035 | B15 | 1203 | 0 | 2635 | 2130.47 | 2635 | 2635 | 0 | 0 | 0 | 7.395 | 8.677 | 0 | 44.0051 | 14.6684
MAPP_US_2_MISO_W | MAPP_US | MISO_W | 2035 | B16 | 25 | 0 | 2635 | 2319.45 | 2635 | 2635 | 0 | 0 | 0 | 19.3956 | 6.9677 | 0 | 44.0051 | 14.6684
MAPP_US_2_MISO_W | MAPP_US | MISO_W | 2035 | B17 | 100 | 0 | 2635 | 1841.57 | 2635 | 2635 | 0 | 0 | 0 | 5.1872 | 7.5612 | 0 | 44.0051 | 14.6684
MAPP_US_2_MISO_W | MAPP_US | MISO_W | 2035 | B18 | 400 | 0 | 2635 | 2303.52 | 2635 | 2635 | 0 | 0 | 0 | 6.6947 | 7.6918 | 0 | 44.0051 | 14.6684
MAPP_US_2_MISO_W | MAPP_US | MISO_W | 2035 | B19 | 700 | 0 | 2635 | 2353.13 | 2635 | 2635 | 0 | 0 | 0 | 3.8815 | 7.5612 | 0 | 44.0051 | 14.6684
MAPP_US_2_MISO_W | MAPP_US | MISO_W | 2035 | B20 | 935 | 0 | 2635 | 1949.39 | 2635 | 2635 | 0 | 0 | 0 | 5.2109 | 3.8221 | 0 | 44.0051 | 14.6684
MAPP_US_2_MISO_W | MAPP_US | MISO_W | 2040 | B1 | 10 | 0 | 2635 | 754.11 | 1192.29 | 1275.64 | 0 | 0 | 0 | 0 | 0 | 0 | 28.0117 | 9.3372
MAPP_US_2_MISO_W | MAPP_US | MISO_W | 2040 | B2 | 25 | 25 | 2635 | 1707.26 | 2635 | 2635 | 12.64 | 101.52 | 0 | 7.5018 | 2.5046 | 0 | 28.0117 | 9.3372
MAPP_US_2_MISO_W | MAPP_US | MISO_W | 2040 | B3 | 75 | 0 | 2635 | 1420.58 | 2635 | 2599.07 | 0 | 0 | 0 | 2.0298 | 0 | 0 | 28.0117 | 9.3372
MAPP_US_2_MISO_W | MAPP_US | MISO_W | 2040 | B4 | 100 | 0 | 2635 | 1931.52 | 2119.54 | 2635 | 0 | 492.21 | 0 | 0 | 2.5046 | 0 | 28.0117 | 9.3372
MAPP_US_2_MISO_W | MAPP_US | MISO_W | 2040 | B5 | 200 | 0 | 2635 | 956.83 | 1245.09 | 2382.13 | 0 | 0 | 0 | 0 | 0 | 0 | 28.0117 | 9.3372
MAPP_US_2_MISO_W | MAPP_US | MISO_W | 2040 | B6 | 300 | 0 | 2635 | 434.46 | 1033 | 0 | 0 | 0 | 0 | 0 | 0 | 0 | 28.0117 | 9.3372
MAPP_US_2_MISO_W | MAPP_US | MISO_W | 2040 | B7 | 400 | 0 | 2635 | 349.62 | 2427.93 | 2635 | 0 | 169.8 | 0 | 0 | 2.5046 | 0 | 28.0117 | 9.3372
MAPP_US_2_MISO_W | MAPP_US | MISO_W | 2040 | B8 | 500 | 500 | 2635 | 1518.58 | 2635 | 2635 | 355.86 | 950.16 | 0 | 7.5018 | 2.5046 | 0 | 28.0117 | 9.3372
MAPP_US_2_MISO_W | MAPP_US | MISO_W | 2040 | B9 | 800 | 0 | 2635 | 1156.05 | 2635 | 2635 | 0 | 399.64 | 0 | 0.93773 | 2.5046 | 0 | 28.0117 | 9.3372
MAPP_US_2_MISO_W | MAPP_US | MISO_W | 2040 | B10 | 1262 | 0 | 2635 | 1977.82 | 2635 | 2635 | 0 | 0 | 0 | 3.5491 | 0.86651 | 0 | 28.0117 | 9.3372
MAPP_US_2_MISO_W | MAPP_US | MISO_W | 2040 | B11 | 25 | 25 | 2635 | 1825.64 | 2635 | 2635 | 464.82 | 959.23 | 0 | 7.5018 | 2.5046 | 0 | 28.0117 | 9.3372
MAPP_US_2_MISO_W | MAPP_US | MISO_W | 2040 | B12 | 200 | 200 | 2635 | 2635 | 2635 | 2635 | 2554.09 | 1594.61 | 42.8151 | 7.5018 | 2.5046 | 10.7038 | 28.0117 | 9.3372
MAPP_US_2_MISO_W | MAPP_US | MISO_W | 2040 | B13 | 600 | 600 | 2635 | 2635 | 2635 | 2635 | 2657.12 | 1895.05 | 35.5269 | 7.5018 | 2.5046 | 26.6452 | 28.0117 | 9.3372
MAPP_US_2_MISO_W | MAPP_US | MISO_W | 2040 | B14 | 900 | 900 | 2635 | 2487.68 | 2635 | 2635 | 1606.33 | 844.27 | 0 | 7.5018 | 2.5046 | 0 | 28.0117 | 9.3372
MAPP_US_2_MISO_W | MAPP_US | MISO_W | 2040 | B15 | 1203 | 0 | 2635 | 1551.43 | 0 | 0 | 0 | 0 | 0 | 0 | 0 | 0 | 28.0117 | 9.3372
MAPP_US_2_MISO_W | MAPP_US | MISO_W | 2040 | B16 | 25 | 25 | 2635 | 2322.02 | 2635 | 2635 | 4623.88 | 4044.58 | 0 | 7.5018 | 2.5046 | 0 | 28.0117 | 9.3372
MAPP_US_2_MISO_W | MAPP_US | MISO_W | 2040 | B17 | 100 | 100 | 2635 | 1889.38 | 2635 | 2635 | 3480.16 | 2876.26 | 0 | 7.5018 | 2.5046 | 0 | 28.0117 | 9.3372
MAPP_US_2_MISO_W | MAPP_US | MISO_W | 2040 | B18 | 400 | 400 | 2635 | 2548.6 | 2635 | 2635 | 3202.59 | 2493.92 | 0 | 7.5018 | 2.5046 | 0 | 28.0117 | 9.3372
MAPP_US_2_MISO_W | MAPP_US | MISO_W | 2040 | B19 | 700 | 700 | 2635 | 2549.46 | 2635 | 2635 | 1686.6 | 728.02 | 0 | 7.5018 | 2.5046 | 0 | 28.0117 | 9.3372
MAPP_US_2_MISO_W | MAPP_US | MISO_W | 2040 | B20 | 935 | 0 | 2635 | 1987.74 | 0 | 0 | 0 | 0 | 0 | 0 | 0 | 0 | 28.0117 | 9.3372
MAPP_US_2_MISO_W | MAPP_US | MISO_W | 2045 | B1 | 10 | 0 | 2635 | 693.57 | 1137.26 | 1220.91 | 0 | 0 | 0 | 0 | 0 | 0 | 13.6354 | 4.5451
MAPP_US_2_MISO_W | MAPP_US | MISO_W | 2045 | B2 | 25 | 25 | 2635 | 1432.38 | 2635 | 2635 | 992.38 | 48.26 | 0 | 4.9379 | 1.6499 | 0 | 13.6354 | 4.5451
MAPP_US_2_MISO_W | MAPP_US | MISO_W | 2045 | B3 | 75 | 0 | 2635 | 1561.67 | 2635 | 2595.01 | 0 | 0 | 0 | 3.8221 | 0 | 0 | 13.6354 | 4.5451
MAPP_US_2_MISO_W | MAPP_US | MISO_W | 2045 | B4 | 100 | 0 | 2635 | 1432.69 | 2366.36 | 2635 | 0 | 193.86 | 0 | 0 | 1.6499 | 0 | 13.6354 | 4.5451
MAPP_US_2_MISO_W | MAPP_US | MISO_W | 2045 | B5 | 200 | 0 | 2635 | 1176.57 | 1747.53 | 2162.19 | 0 | 0 | 0 | 0 | 0 | 0 | 13.6354 | 4.5451
MAPP_US_2_MISO_W | MAPP_US | MISO_W | 2045 | B6 | 300 | 0 | 2635 | 267.58 | 960.14 | 2232.72 | 0 | 0 | 0 | 0 | 0 | 0 | 13.6354 | 4.5451
MAPP_US_2_MISO_W | MAPP_US | MISO_W | 2045 | B7 | 400 | 0 | 2635 | 1065.48 | 2635 | 2635 | 0 | 343.31 | 0 | 0.99708 | 1.6499 | 0 | 13.6354 | 4.5451
MAPP_US_2_MISO_W | MAPP_US | MISO_W | 2045 | B8 | 500 | 500 | 2635 | 2015.06 | 2635 | 2635 | 572.06 | 987.07 | 0 | 4.9379 | 1.6499 | 0 | 13.6354 | 4.5451
MAPP_US_2_MISO_W | MAPP_US | MISO_W | 2045 | B9 | 800 | 800 | 2635 | 1522.07 | 2635 | 2635 | 585.46 | 700.89 | 0 | 4.9379 | 1.6499 | 0 | 13.6354 | 4.5451
MAPP_US_2_MISO_W | MAPP_US | MISO_W | 2045 | B10 | 1262 | 0 | 2635 | 2225.62 | 2635 | 2039.78 | 0 | 0 | 0 | 4.3444 | 0 | 0 | 13.6354 | 4.5451
MAPP_US_2_MISO_W | MAPP_US | MISO_W | 2045 | B11 | 25 | 25 | 2635 | 2029.05 | 2635 | 2635 | 771.4 | 1007.56 | 0 | 4.9379 | 1.6499 | 0 | 13.6354 | 4.5451
MAPP_US_2_MISO_W | MAPP_US | MISO_W | 2045 | B12 | 200 | 200 | 2635 | 2635 | 2635 | 2635 | 2408.88 | 1645.59 | 72.9293 | 4.9379 | 1.6499 | 7.6768 | 13.6354 | 4.5451
MAPP_US_2_MISO_W | MAPP_US | MISO_W | 2045 | B13 | 600 | 600 | 2635 | 2635 | 2635 | 2635 | 2696.39 | 1945.35 | 25.4493 | 4.9379 | 1.6499 | 8.0366 | 13.6354 | 4.5451
MAPP_US_2_MISO_W | MAPP_US | MISO_W | 2045 | B14 | 900 | 900 | 2635 | 2551.85 | 2635 | 2635 | 1294.19 | 521.15 | 0 | 4.9379 | 1.6499 | 0 | 13.6354 | 4.5451
MAPP_US_2_MISO_W | MAPP_US | MISO_W | 2045 | B15 | 1203 | 0 | 2635 | 1114.61 | 0 | 0 | 0 | 0 | 0 | 0 | 0 | 0 | 13.6354 | 4.5451
MAPP_US_2_MISO_W | MAPP_US | MISO_W | 2045 | B16 | 25 | 25 | 2635 | 2428.81 | 2635 | 2635 | 4870.47 | 4276.23 | 0 | 4.9379 | 1.6499 | 0 | 13.6354 | 4.5451
MAPP_US_2_MISO_W | MAPP_US | MISO_W | 2045 | B17 | 100 | 100 | 2635 | 2136.7 | 2635 | 2635 | 3488.91 | 2804.49 | 0 | 4.9379 | 1.6499 | 0 | 13.6354 | 4.5451
MAPP_US_2_MISO_W | MAPP_US | MISO_W | 2045 | B18 | 400 | 400 | 2635 | 2635 | 2635 | 2635 | 3182.44 | 2564.92 | 4.2613 | 4.9379 | 1.6499 | 0.89712 | 13.6354 | 4.5451
MAPP_US_2_MISO_W | MAPP_US | MISO_W | 2045 | B19 | 700 | 700 | 2635 | 2635 | 2635 | 2635 | 1304.36 | 725.2 | 4.2613 | 4.9379 | 1.6499 | 1.57 | 13.6354 | 4.5451
MAPP_US_2_MISO_W | MAPP_US | MISO_W | 2045 | B20 | 935 | 0 | 2635 | 1335.19 | 0 | 0 | 0 | 0 | 0 | 0 | 0 | 0 | 13.6354 | 4.5451
MAPP_US_2_MISO_W | MAPP_US | MISO_W | 2050 | B1 | 10 | 0 | 2635 | 901.66 | 1081.33 | 1189.45 | 0 | 0 | 0 | 0 | 0 | 0 | 8.484 | 2.828
MAPP_US_2_MISO_W | MAPP_US | MISO_W | 2050 | B2 | 25 | 0 | 2635 | 1620.63 | 2309.79 | 2514.14 | 0 | 0 | 0 | 0 | 0 | 0 | 8.484 | 2.828
MAPP_US_2_MISO_W | MAPP_US | MISO_W | 2050 | B3 | 75 | 0 | 2635 | 1771.38 | 2338.48 | 2491.64 | 0 | 0 | 0 | 0 | 0 | 0 | 8.484 | 2.828
MAPP_US_2_MISO_W | MAPP_US | MISO_W | 2050 | B4 | 100 | 0 | 2635 | 1743.28 | 2058.72 | 2475.2 | 0 | 0 | 0 | 0 | 0 | 0 | 8.484 | 2.828
MAPP_US_2_MISO_W | MAPP_US | MISO_W | 2050 | B5 | 200 | 0 | 2635 | 1626.99 | 723.96 | 2406.6 | 0 | 0 | 0 | 0 | 0 | 0 | 8.484 | 2.828
MAPP_US_2_MISO_W | MAPP_US | MISO_W | 2050 | B6 | 300 | 0 | 2635 | 1845.02 | 2072.11 | 2624.63 | 0 | 0 | 0 | 0 | 0 | 0 | 8.484 | 2.828
MAPP_US_2_MISO_W | MAPP_US | MISO_W | 2050 | B7 | 400 | 400 | 2635 | 2483.69 | 2635 | 2635 | 422.59 | 932.94 | 0 | 4.0833 | 1.365 | 0 | 8.484 | 2.828
MAPP_US_2_MISO_W | MAPP_US | MISO_W | 2050 | B8 | 500 | 500 | 2635 | 2509.25 | 2635 | 2635 | 465.43 | 1223.63 | 0 | 4.0833 | 1.365 | 0 | 8.484 | 2.828
MAPP_US_2_MISO_W | MAPP_US | MISO_W | 2050 | B9 | 800 | 0 | 2635 | 2214.01 | 2635 | 2635 | 0 | 467.47 | 0 | 0.46293 | 1.365 | 0 | 8.484 | 2.828
MAPP_US_2_MISO_W | MAPP_US | MISO_W | 2050 | B10 | 1262 | 0 | 2635 | 0 | 0 | 0 | 0 | 0 | 0 | 0 | 0 | 0 | 8.484 | 2.828
MAPP_US_2_MISO_W | MAPP_US | MISO_W | 2050 | B11 | 25 | 25 | 2635 | 2635 | 2635 | 2635 | 550.09 | 1044.49 | 0.2374 | 4.0833 | 1.365 | 0.0034406 | 8.484 | 2.828
MAPP_US_2_MISO_W | MAPP_US | MISO_W | 2050 | B12 | 200 | 200 | 2635 | 2534.17 | 2635 | 2635 | 998.76 | 1685.04 | 0 | 4.0833 | 1.365 | 0 | 8.484 | 2.828
MAPP_US_2_MISO_W | MAPP_US | MISO_W | 2050 | B13 | 600 | 600 | 2635 | 2635 | 2635 | 2635 | 424.38 | 1634.32 | 28.3337 | 4.0833 | 1.365 | 9.8552 | 8.484 | 2.828
MAPP_US_2_MISO_W | MAPP_US | MISO_W | 2050 | B14 | 900 | 0 | 2635 | 1652.55 | 0 | 0 | 0 | 0 | 0 | 0 | 0 | 0 | 8.484 | 2.828
MAPP_US_2_MISO_W | MAPP_US | MISO_W | 2050 | B15 | 1203 | 0 | 2635 | 0 | 0 | 0 | 0 | 0 | 0 | 0 | 0 | 0 | 8.484 | 2.828
MAPP_US_2_MISO_W | MAPP_US | MISO_W | 2050 | B16 | 25 | 25 | 2635 | 1955.77 | 2635 | 2635 | 4501.61 | 3922.31 | 0 | 4.0833 | 1.365 | 0 | 8.484 | 2.828
MAPP_US_2_MISO_W | MAPP_US | MISO_W | 2050 | B17 | 100 | 100 | 2635 | 1983.54 | 2635 | 2635 | 2538.1 | 2820.5 | 0 | 4.0833 | 1.365 | 0 | 8.484 | 2.828
MAPP_US_2_MISO_W | MAPP_US | MISO_W | 2050 | B18 | 400 | 400 | 2635 | 2635 | 2635 | 2635 | 1162.67 | 2260.77 | 2.279 | 4.0833 | 1.365 | 0.52847 | 8.484 | 2.828
MAPP_US_2_MISO_W | MAPP_US | MISO_W | 2050 | B19 | 700 | 0 | 2635 | 2635 | 2635 | 2635 | 0 | 418.98 | 2.279 | 3.6916 | 1.365 | 0.92483 | 8.484 | 2.828
MAPP_US_2_MISO_W | MAPP_US | MISO_W | 2050 | B20 | 935 | 0 | 2635 | 0 | 0 | 0 | 0 | 0 | 0 | 0 | 0 | 0 | 8.484 | 2.828
MAPP_US_2_NE | MAPP_US | NE | 2015 | B1 | 10 | 0 | 2000 | 133.62 | 133.62 | 133.62 | 0 | 0 | 0 | 0 | 0 | 0 | 0 | 0
MAPP_US_2_NE | MAPP_US | NE | 2015 | B2 | 25 | 0 | 2000 | 1259.35 | 1106.77 | 1096.22 | 0 | 0 | 0 | 0 | 0 | 0 | 0 | 0
MAPP_US_2_NE | MAPP_US | NE | 2015 | B3 | 75 | 0 | 2000 | 1228.42 | 1075.83 | 1065.29 | 0 | 0 | 0 | 0 | 0 | 0 | 0 | 0
MAPP_US_2_NE | MAPP_US | NE | 2015 | B4 | 100 | 0 | 2000 | 1025.28 | 1100.01 | 879.47 | 0 | 0 | 0 | 0 | 0 | 0 | 0 | 0
MAPP_US_2_NE | MAPP_US | NE | 2015 | B5 | 200 | 0 | 2000 | 801.4 | 1020.81 | 1010.27 | 0 | 0 | 0 | 0 | 0 | 0 | 0 | 0
MAPP_US_2_NE | MAPP_US | NE | 2015 | B6 | 300 | 0 | 2000 | 790.97 | 1098.72 | 1094.74 | 0 | 0 | 0 | 0 | 0 | 0 | 0 | 0
MAPP_US_2_NE | MAPP_US | NE | 2015 | B7 | 400 | 0 | 2000 | 371.02 | 540.73 | 518.84 | 0 | 0 | 0 | 0 | 0 | 0 | 0 | 0
MAPP_US_2_NE | MAPP_US | NE | 2015 | B8 | 500 | 0 | 2000 | 0 | 124.68 | 29.51 | 0 | 0 | 0 | 0 | 0 | 0 | 0 | 0
MAPP_US_2_NE | MAPP_US | NE | 2015 | B9 | 800 | 0 | 2000 | 0 | 0 | 0 | 0 | 0 | 0 | 0 | 0 | 0 | 0 | 0
MAPP_US_2_NE | MAPP_US | NE | 2015 | B10 | 1262 | 0 | 2000 | 0 | 0 | 0 | 0 | 0 | 0 | 0 | 0 | 0 | 0 | 0
MAPP_US_2_NE | MAPP_US | NE | 2015 | B11 | 25 | 0 | 2000 | 841.77 | 1274.87 | 1274.87 | 0 | 0 | 0 | 0 | 0 | 0 | 0 | 0
MAPP_US_2_NE | MAPP_US | NE | 2015 | B12 | 200 | 0 | 2000 | 0 | 0 | 0 | 0 | 0 | 0 | 0 | 0 | 0 | 0 | 0
MAPP_US_2_NE | MAPP_US | NE | 2015 | B13 | 600 | 0 | 2000 | 0 | 0 | 0 | 0 | 0 | 0 | 0 | 0 | 0 | 0 | 0
MAPP_US_2_NE | MAPP_US | NE | 2015 | B14 | 900 | 0 | 2000 | 0 | 0 | 0 | 0 | 0 | 0 | 0 | 0 | 0 | 0 | 0
MAPP_US_2_NE | MAPP_US | NE | 2015 | B15 | 1203 | 0 | 2000 | 0 | 0 | 0 | 0 | 0 | 0 | 0 | 0 | 0 | 0 | 0
MAPP_US_2_NE | MAPP_US | NE | 2015 | B16 | 25 | 0 | 2000 | 0 | 0 | 0 | 0 | 0 | 0 | 0 | 0 | 0 | 0 | 0
MAPP_US_2_NE | MAPP_US | NE | 2015 | B17 | 100 | 0 | 2000 | 0 | 0 | 0 | 0 | 0 | 0 | 0 | 0 | 0 | 0 | 0
MAPP_US_2_NE | MAPP_US | NE | 2015 | B18 | 400 | 0 | 2000 | 0 | 0 | 0 | 0 | 0 | 0 | 0 | 0 | 0 | 0 | 0
MAPP_US_2_NE | MAPP_US | NE | 2015 | B19 | 700 | 0 | 2000 | 0 | 0 | 0 | 0 | 0 | 0 | 0 | 0 | 0 | 0 | 0
MAPP_US_2_NE | MAPP_US | NE | 2015 | B20 | 935 | 0 | 2000 | 0 | 0 | 0 | 0 | 0 | 0 | 0 | 0 | 0 | 0 | 0
MAPP_US_2_NE | MAPP_US | NE | 2020 | B1 | 10 | 0 | 2000 | 0 | 0 | 0 | 0 | 0 | 0 | 0 | 0 | 0 | 0 | 0
MAPP_US_2_NE | MAPP_US | NE | 2020 | B2 | 25 | 0 | 2000 | 0 | 0 | 0 | 0 | 0 | 0 | 0 | 0 | 0 | 0 | 0
MAPP_US_2_NE | MAPP_US | NE | 2020 | B3 | 75 | 0 | 2000 | 172.31 | 0 | 0 | 0 | 0 | 0 | 0 | 0 | 0 | 0 | 0
MAPP_US_2_NE | MAPP_US | NE | 2020 | B4 | 100 | 0 | 2000 | 0 | 0 | 0 | 0 | 0 | 0 | 0 | 0 | 0 | 0 | 0
MAPP_US_2_NE | MAPP_US | NE | 2020 | B5 | 200 | 0 | 2000 | 0 | 0 | 0 | 0 | 0 | 0 | 0 | 0 | 0 | 0 | 0
MAPP_US_2_NE | MAPP_US | NE | 2020 | B6 | 300 | 0 | 2000 | 0 | 0 | 0 | 0 | 0 | 0 | 0 | 0 | 0 | 0 | 0
MAPP_US_2_NE | MAPP_US | NE | 2020 | B7 | 400 | 0 | 2000 | 0 | 0 | 0 | 0 | 0 | 0 | 0 | 0 | 0 | 0 | 0
MAPP_US_2_NE | MAPP_US | NE | 2020 | B8 | 500 | 0 | 2000 | 0 | 0 | 0 | 0 | 0 | 0 | 0 | 0 | 0 | 0 | 0
MAPP_US_2_NE | MAPP_US | NE | 2020 | B9 | 800 | 0 | 2000 | 0 | 0 | 0 | 0 | 0 | 0 | 0 | 0 | 0 | 0 | 0
MAPP_US_2_NE | MAPP_US | NE | 2020 | B10 | 1262 | 0 | 2000 | 0 | 0 | 0 | 0 | 0 | 0 | 0 | 0 | 0 | 0 | 0
MAPP_US_2_NE | MAPP_US | NE | 2020 | B11 | 25 | 0 | 2000 | 0 | 0 | 0 | 0 | 0 | 0 | 0 | 0 | 0 | 0 | 0
MAPP_US_2_NE | MAPP_US | NE | 2020 | B12 | 200 | 0 | 2000 | 0 | 0 | 0 | 0 | 0 | 0 | 0 | 0 | 0 | 0 | 0
MAPP_US_2_NE | MAPP_US | NE | 2020 | B13 | 600 | 0 | 2000 | 0 | 0 | 0 | 0 | 0 | 0 | 0 | 0 | 0 | 0 | 0
MAPP_US_2_NE | MAPP_US | NE | 2020 | B14 | 900 | 0 | 2000 | 0 | 0 | 0 | 0 | 0 | 0 | 0 | 0 | 0 | 0 | 0
MAPP_US_2_NE | MAPP_US | NE | 2020 | B15 | 1203 | 0 | 2000 | 0 | 0 | 0 | 0 | 0 | 0 | 0 | 0 | 0 | 0 | 0
MAPP_US_2_NE | MAPP_US | NE | 2020 | B16 | 25 | 0 | 2000 | 0 | 0 | 0 | 0 | 0 | 0 | 0 | 0 | 0 | 0 | 0
MAPP_US_2_NE | MAPP_US | NE | 2020 | B17 | 100 | 0 | 2000 | 0 | 0 | 0 | 0 | 0 | 0 | 0 | 0 | 0 | 0 | 0
MAPP_US_2_NE | MAPP_US | NE | 2020 | B18 | 400 | 0 | 2000 | 0 | 0 | 0 | 0 | 0 | 0 | 0 | 0 | 0 | 0 | 0
MAPP_US_2_NE | MAPP_US | NE | 2020 | B19 | 700 | 0 | 2000 | 0 | 0 | 0 | 0 | 0 | 0 | 0 | 0 | 0 | 0 | 0
MAPP_US_2_NE | MAPP_US | NE | 2020 | B20 | 935 | 0 | 2000 | 0 | 0 | 0 | 0 | 0 | 0 | 0 | 0 | 0 | 0 | 0
MAPP_US_2_NE | MAPP_US | NE | 2025 | B1 | 10 | 0 | 2000 | 0 | 0 | 0 | 0 | 0 | 0 | 0 | 0 | 0 | 0 | 0
MAPP_US_2_NE | MAPP_US | NE | 2025 | B2 | 25 | 0 | 2000 | 0 | 0 | 0 | 0 | 0 | 0 | 0 | 0 | 0 | 0 | 0
MAPP_US_2_NE | MAPP_US | NE | 2025 | B3 | 75 | 0 | 2000 | 0 | 0 | 0 | 0 | 0 | 0 | 0 | 0 | 0 | 0 | 0
MAPP_US_2_NE | MAPP_US | NE | 2025 | B4 | 100 | 0 | 2000 | 1354.41 | 514.66 | 0 | 0 | 0 | 0 | 0 | 0 | 0 | 0 | 0
MAPP_US_2_NE | MAPP_US | NE | 2025 | B5 | 200 | 0 | 2000 | 651.49 | 0 | 0 | 0 | 0 | 0 | 0 | 0 | 0 | 0 | 0
MAPP_US_2_NE | MAPP_US | NE | 2025 | B6 | 300 | 0 | 2000 | 0 | 0 | 0 | 0 | 0 | 0 | 0 | 0 | 0 | 0 | 0
MAPP_US_2_NE | MAPP_US | NE | 2025 | B7 | 400 | 0 | 2000 | 0 | 1863.11 | 0 | 0 | 0 | 0 | 0 | 0 | 0 | 0 | 0
MAPP_US_2_NE | MAPP_US | NE | 2025 | B8 | 500 | 500 | 2000 | 0 | 2000 | 0 | 471.69 | 0 | 0 | 0.01187 | 0 | 0 | 0 | 0
MAPP_US_2_NE | MAPP_US | NE | 2025 | B9 | 800 | 0 | 2000 | 276.25 | 1897.98 | 0 | 0 | 0 | 0 | 0 | 0 | 0 | 0 | 0
MAPP_US_2_NE | MAPP_US | NE | 2025 | B10 | 1262 | 0 | 2000 | 0 | 0 | 0 | 0 | 0 | 0 | 0 | 0 | 0 | 0 | 0
MAPP_US_2_NE | MAPP_US | NE | 2025 | B11 | 25 | 0 | 2000 | 0 | 0 | 0 | 0 | 0 | 0 | 0 | 0 | 0 | 0 | 0
MAPP_US_2_NE | MAPP_US | NE | 2025 | B12 | 200 | 0 | 2000 | 0 | 0 | 0 | 0 | 0 | 0 | 0 | 0 | 0 | 0 | 0
MAPP_US_2_NE | MAPP_US | NE | 2025 | B13 | 600 | 0 | 2000 | 0 | 0 | 0 | 0 | 0 | 0 | 0 | 0 | 0 | 0 | 0
MAPP_US_2_NE | MAPP_US | NE | 2025 | B14 | 900 | 0 | 2000 | 0 | 0 | 0 | 0 | 0 | 0 | 0 | 0 | 0 | 0 | 0
MAPP_US_2_NE | MAPP_US | NE | 2025 | B15 | 1203 | 0 | 2000 | 0 | 0 | 0 | 0 | 0 | 0 | 0 | 0 | 0 | 0 | 0
MAPP_US_2_NE | MAPP_US | NE | 2025 | B16 | 25 | 0 | 2000 | 0 | 0 | 0 | 0 | 0 | 0 | 0 | 0 | 0 | 0 | 0
MAPP_US_2_NE | MAPP_US | NE | 2025 | B17 | 100 | 0 | 2000 | 0 | 0 | 0 | 0 | 0 | 0 | 0 | 0 | 0 | 0 | 0
MAPP_US_2_NE | MAPP_US | NE | 2025 | B18 | 400 | 0 | 2000 | 0 | 0 | 0 | 0 | 0 | 0 | 0 | 0 | 0 | 0 | 0
MAPP_US_2_NE | MAPP_US | NE | 2025 | B19 | 700 | 0 | 2000 | 0 | 0 | 0 | 0 | 0 | 0 | 0 | 0 | 0 | 0 | 0
MAPP_US_2_NE | MAPP_US | NE | 2025 | B20 | 935 | 0 | 2000 | 0 | 0 | 0 | 0 | 0 | 0 | 0 | 0 | 0 | 0 | 0
MAPP_US_2_NE | MAPP_US | NE | 2030 | B1 | 10 | 0 | 2000 | 0 | 0 | 0 | 0 | 0 | 0 | 0 | 0 | 0 | 0 | 0
MAPP_US_2_NE | MAPP_US | NE | 2030 | B2 | 25 | 0 | 2000 | 0 | 0 | 0 | 0 | 0 | 0 | 0 | 0 | 0 | 0 | 0
MAPP_US_2_NE | MAPP_US | NE | 2030 | B3 | 75 | 0 | 2000 | 726.19 | 1925.06 | 0 | 0 | 0 | 0 | 0 | 0 | 0 | 0 | 0
MAPP_US_2_NE | MAPP_US | NE | 2030 | B4 | 100 | 0 | 2000 | 1218.79 | 1824.46 | 0 | 0 | 0 | 0 | 0 | 0 | 0 | 0 | 0
MAPP_US_2_NE | MAPP_US | NE | 2030 | B5 | 200 | 0 | 2000 | 525.87 | 0 | 0 | 0 | 0 | 0 | 0 | 0 | 0 | 0 | 0
MAPP_US_2_NE | MAPP_US | NE | 2030 | B6 | 300 | 0 | 2000 | 816.43 | 1348.81 | 0 | 0 | 0 | 0 | 0 | 0 | 0 | 0 | 0
MAPP_US_2_NE | MAPP_US | NE | 2030 | B7 | 400 | 400 | 2000 | 765.43 | 2000 | 0 | 346.56 | 0 | 0 | 0.01187 | 0 | 0 | 0 | 0
MAPP_US_2_NE | MAPP_US | NE | 2030 | B8 | 500 | 0 | 2000 | 264.38 | 1854.42 | 0 | 0 | 0 | 0 | 0 | 0 | 0 | 0 | 0
MAPP_US_2_NE | MAPP_US | NE | 2030 | B9 | 800 | 0 | 2000 | 155.73 | 0 | 0 | 0 | 0 | 0 | 0 | 0 | 0 | 0 | 0
MAPP_US_2_NE | MAPP_US | NE | 2030 | B10 | 1262 | 0 | 2000 | 0 | 0 | 0 | 0 | 0 | 0 | 0 | 0 | 0 | 0 | 0
MAPP_US_2_NE | MAPP_US | NE | 2030 | B11 | 25 | 0 | 2000 | 867.29 | 0 | 0 | 0 | 0 | 0 | 0 | 0 | 0 | 0 | 0
MAPP_US_2_NE | MAPP_US | NE | 2030 | B12 | 200 | 0 | 2000 | 0 | 0 | 0 | 0 | 0 | 0 | 0 | 0 | 0 | 0 | 0
MAPP_US_2_NE | MAPP_US | NE | 2030 | B13 | 600 | 0 | 2000 | 0 | 0 | 0 | 0 | 0 | 0 | 0 | 0 | 0 | 0 | 0
MAPP_US_2_NE | MAPP_US | NE | 2030 | B14 | 900 | 0 | 2000 | 0 | 0 | 0 | 0 | 0 | 0 | 0 | 0 | 0 | 0 | 0
MAPP_US_2_NE | MAPP_US | NE | 2030 | B15 | 1203 | 0 | 2000 | 0 | 0 | 0 | 0 | 0 | 0 | 0 | 0 | 0 | 0 | 0
MAPP_US_2_NE | MAPP_US | NE | 2030 | B16 | 25 | 0 | 2000 | 0 | 0 | 0 | 0 | 0 | 0 | 0 | 0 | 0 | 0 | 0
MAPP_US_2_NE | MAPP_US | NE | 2030 | B17 | 100 | 0 | 2000 | 0 | 0 | 0 | 0 | 0 | 0 | 0 | 0 | 0 | 0 | 0
MAPP_US_2_NE | MAPP_US | NE | 2030 | B18 | 400 | 0 | 2000 | 0 | 0 | 0 | 0 | 0 | 0 | 0 | 0 | 0 | 0 | 0
MAPP_US_2_NE | MAPP_US | NE | 2030 | B19 | 700 | 0 | 2000 | 0 | 0 | 0 | 0 | 0 | 0 | 0 | 0 | 0 | 0 | 0
MAPP_US_2_NE | MAPP_US | NE | 2030 | B20 | 935 | 0 | 2000 | 0 | 0 | 0 | 0 | 0 | 0 | 0 | 0 | 0 | 0 | 0
MAPP_US_2_NE | MAPP_US | NE | 2035 | B1 | 10 | 0 | 2000 | 0 | 0 | 0 | 0 | 0 | 0 | 0 | 0 | 0 | 0 | 0
MAPP_US_2_NE | MAPP_US | NE | 2035 | B2 | 25 | 0 | 2000 | 0 | 0 | 0 | 0 | 0 | 0 | 0 | 0 | 0 | 0 | 0
MAPP_US_2_NE | MAPP_US | NE | 2035 | B3 | 75 | 0 | 2000 | 121.02 | 369.01 | 0 | 0 | 0 | 0 | 0 | 0 | 0 | 0 | 0
MAPP_US_2_NE | MAPP_US | NE | 2035 | B4 | 100 | 0 | 2000 | 1331.95 | 0 | 0 | 0 | 0 | 0 | 0 | 0 | 0 | 0 | 0
MAPP_US_2_NE | MAPP_US | NE | 2035 | B5 | 200 | 0 | 2000 | 0 | 0 | 0 | 0 | 0 | 0 | 0 | 0 | 0 | 0 | 0
MAPP_US_2_NE | MAPP_US | NE | 2035 | B6 | 300 | 0 | 2000 | 0 | 539.99 | 0 | 0 | 0 | 0 | 0 | 0 | 0 | 0 | 0
MAPP_US_2_NE | MAPP_US | NE | 2035 | B7 | 400 | 0 | 2000 | 1072.36 | 0 | 417.19 | 0 | 0 | 0 | 0 | 0 | 0 | 0 | 0
MAPP_US_2_NE | MAPP_US | NE | 2035 | B8 | 500 | 0 | 2000 | 405.11 | 354.58 | 1533.51 | 0 | 0 | 0 | 0 | 0 | 0 | 0 | 0
MAPP_US_2_NE | MAPP_US | NE | 2035 | B9 | 800 | 0 | 2000 | 329.25 | 0 | 0 | 0 | 0 | 0 | 0 | 0 | 0 | 0 | 0
MAPP_US_2_NE | MAPP_US | NE | 2035 | B10 | 1262 | 0 | 2000 | 0 | 0 | 0 | 0 | 0 | 0 | 0 | 0 | 0 | 0 | 0
MAPP_US_2_NE | MAPP_US | NE | 2035 | B11 | 25 | 0 | 2000 | 0 | 0 | 199.56 | 0 | 0 | 0 | 0 | 0 | 0 | 0 | 0
MAPP_US_2_NE | MAPP_US | NE | 2035 | B12 | 200 | 0 | 2000 | 0 | 0 | 467.26 | 0 | 0 | 0 | 0 | 0 | 0 | 0 | 0
MAPP_US_2_NE | MAPP_US | NE | 2035 | B13 | 600 | 0 | 2000 | 0 | 0 | 759.06 | 0 | 0 | 0 | 0 | 0 | 0 | 0 | 0
MAPP_US_2_NE | MAPP_US | NE | 2035 | B14 | 900 | 0 | 2000 | 0 | 0 | 0 | 0 | 0 | 0 | 0 | 0 | 0 | 0 | 0
MAPP_US_2_NE | MAPP_US | NE | 2035 | B15 | 1203 | 0 | 2000 | 0 | 0 | 0 | 0 | 0 | 0 | 0 | 0 | 0 | 0 | 0
MAPP_US_2_NE | MAPP_US | NE | 2035 | B16 | 25 | 0 | 2000 | 0 | 466.5 | 2000 | 0 | 1275.48 | 0 | 0 | 0.01187 | 0 | 0 | 0
MAPP_US_2_NE | MAPP_US | NE | 2035 | B17 | 100 | 0 | 2000 | 0 | 0 | 1163.07 | 0 | 0 | 0 | 0 | 0 | 0 | 0 | 0
MAPP_US_2_NE | MAPP_US | NE | 2035 | B18 | 400 | 0 | 2000 | 0 | 0 | 1087.33 | 0 | 0 | 0 | 0 | 0 | 0 | 0 | 0
MAPP_US_2_NE | MAPP_US | NE | 2035 | B19 | 700 | 0 | 2000 | 0 | 0 | 117.72 | 0 | 0 | 0 | 0 | 0 | 0 | 0 | 0
MAPP_US_2_NE | MAPP_US | NE | 2035 | B20 | 935 | 0 | 2000 | 0 | 0 | 0 | 0 | 0 | 0 | 0 | 0 | 0 | 0 | 0
MAPP_US_2_NE | MAPP_US | NE | 2040 | B1 | 10 | 0 | 2000 | 0 | 0 | 0 | 0 | 0 | 0 | 0 | 0 | 0 | 0 | 0
MAPP_US_2_NE | MAPP_US | NE | 2040 | B2 | 25 | 0 | 2000 | 0 | 0 | 0 | 0 | 0 | 0 | 0 | 0 | 0 | 0 | 0
MAPP_US_2_NE | MAPP_US | NE | 2040 | B3 | 75 | 0 | 2000 | 0 | 0 | 0 | 0 | 0 | 0 | 0 | 0 | 0 | 0 | 0
MAPP_US_2_NE | MAPP_US | NE | 2040 | B4 | 100 | 0 | 2000 | 0 | 0 | 0 | 0 | 0 | 0 | 0 | 0 | 0 | 0 | 0
MAPP_US_2_NE | MAPP_US | NE | 2040 | B5 | 200 | 0 | 2000 | 0 | 107.59 | 0 | 0 | 0 | 0 | 0 | 0 | 0 | 0 | 0
MAPP_US_2_NE | MAPP_US | NE | 2040 | B6 | 300 | 0 | 2000 | 235.85 | 542.74 | 1990.39 | 0 | 0 | 0 | 0 | 0 | 0 | 0 | 0
MAPP_US_2_NE | MAPP_US | NE | 2040 | B7 | 400 | 0 | 2000 | 963.94 | 0 | 133.48 | 0 | 0 | 0 | 0 | 0 | 0 | 0 | 0
MAPP_US_2_NE | MAPP_US | NE | 2040 | B8 | 500 | 0 | 2000 | 289.54 | 0 | 0 | 0 | 0 | 0 | 0 | 0 | 0 | 0 | 0
MAPP_US_2_NE | MAPP_US | NE | 2040 | B9 | 800 | 0 | 2000 | 0 | 0 | 0 | 0 | 0 | 0 | 0 | 0 | 0 | 0 | 0
MAPP_US_2_NE | MAPP_US | NE | 2040 | B10 | 1262 | 0 | 2000 | 0 | 0 | 0 | 0 | 0 | 0 | 0 | 0 | 0 | 0 | 0
MAPP_US_2_NE | MAPP_US | NE | 2040 | B11 | 25 | 0 | 2000 | 194.66 | 0 | 0 | 0 | 0 | 0 | 0 | 0 | 0 | 0 | 0
MAPP_US_2_NE | MAPP_US | NE | 2040 | B12 | 200 | 0 | 2000 | 0 | 0 | 0 | 0 | 0 | 0 | 0 | 0 | 0 | 0 | 0
MAPP_US_2_NE | MAPP_US | NE | 2040 | B13 | 600 | 0 | 2000 | 0 | 0 | 0 | 0 | 0 | 0 | 0 | 0 | 0 | 0 | 0
MAPP_US_2_NE | MAPP_US | NE | 2040 | B14 | 900 | 0 | 2000 | 0 | 0 | 0 | 0 | 0 | 0 | 0 | 0 | 0 | 0 | 0
MAPP_US_2_NE | MAPP_US | NE | 2040 | B15 | 1203 | 0 | 2000 | 0 | 0 | 0 | 0 | 0 | 0 | 0 | 0 | 0 | 0 | 0
MAPP_US_2_NE | MAPP_US | NE | 2040 | B16 | 25 | 0 | 2000 | 0 | 0 | 0 | 0 | 0 | 0 | 0 | 0 | 0 | 0 | 0
MAPP_US_2_NE | MAPP_US | NE | 2040 | B17 | 100 | 0 | 2000 | 0 | 0 | 0 | 0 | 0 | 0 | 0 | 0 | 0 | 0 | 0
MAPP_US_2_NE | MAPP_US | NE | 2040 | B18 | 400 | 0 | 2000 | 0 | 0 | 0 | 0 | 0 | 0 | 0 | 0 | 0 | 0 | 0
MAPP_US_2_NE | MAPP_US | NE | 2040 | B19 | 700 | 0 | 2000 | 0 | 0 | 0 | 0 | 0 | 0 | 0 | 0 | 0 | 0 | 0
MAPP_US_2_NE | MAPP_US | NE | 2040 | B20 | 935 | 0 | 2000 | 0 | 0 | 0 | 0 | 0 | 0 | 0 | 0 | 0 | 0 | 0
MAPP_US_2_NE | MAPP_US | NE | 2045 | B1 | 10 | 0 | 2000 | 0 | 0 | 0 | 0 | 0 | 0 | 0 | 0 | 0 | 0 | 0
MAPP_US_2_NE | MAPP_US | NE | 2045 | B2 | 25 | 0 | 2000 | 0 | 0 | 0 | 0 | 0 | 0 | 0 | 0 | 0 | 0 | 0
MAPP_US_2_NE | MAPP_US | NE | 2045 | B3 | 75 | 0 | 2000 | 0 | 0 | 0 | 0 | 0 | 0 | 0 | 0 | 0 | 0 | 0
MAPP_US_2_NE | MAPP_US | NE | 2045 | B4 | 100 | 0 | 2000 | 0 | 0 | 0 | 0 | 0 | 0 | 0 | 0 | 0 | 0 | 0
MAPP_US_2_NE | MAPP_US | NE | 2045 | B5 | 200 | 0 | 2000 | 0 | 0 | 0 | 0 | 0 | 0 | 0 | 0 | 0 | 0 | 0
MAPP_US_2_NE | MAPP_US | NE | 2045 | B6 | 300 | 0 | 2000 | 1064.72 | 1207.92 | 0 | 0 | 0 | 0 | 0 | 0 | 0 | 0 | 0
MAPP_US_2_NE | MAPP_US | NE | 2045 | B7 | 400 | 0 | 2000 | 557.77 | 0 | 0 | 0 | 0 | 0 | 0 | 0 | 0 | 0 | 0
MAPP_US_2_NE | MAPP_US | NE | 2045 | B8 | 500 | 0 | 2000 | 0 | 0 | 0 | 0 | 0 | 0 | 0 | 0 | 0 | 0 | 0
MAPP_US_2_NE | MAPP_US | NE | 2045 | B9 | 800 | 0 | 2000 | 0 | 0 | 0 | 0 | 0 | 0 | 0 | 0 | 0 | 0 | 0
MAPP_US_2_NE | MAPP_US | NE | 2045 | B10 | 1262 | 0 | 2000 | 0 | 0 | 0 | 0 | 0 | 0 | 0 | 0 | 0 | 0 | 0
MAPP_US_2_NE | MAPP_US | NE | 2045 | B11 | 25 | 0 | 2000 | 98.2 | 0 | 0 | 0 | 0 | 0 | 0 | 0 | 0 | 0 | 0
MAPP_US_2_NE | MAPP_US | NE | 2045 | B12 | 200 | 0 | 2000 | 0 | 0 | 0 | 0 | 0 | 0 | 0 | 0 | 0 | 0 | 0
MAPP_US_2_NE | MAPP_US | NE | 2045 | B13 | 600 | 0 | 2000 | 0 | 0 | 0 | 0 | 0 | 0 | 0 | 0 | 0 | 0 | 0
MAPP_US_2_NE | MAPP_US | NE | 2045 | B14 | 900 | 0 | 2000 | 0 | 0 | 0 | 0 | 0 | 0 | 0 | 0 | 0 | 0 | 0
MAPP_US_2_NE | MAPP_US | NE | 2045 | B15 | 1203 | 0 | 2000 | 0 | 0 | 0 | 0 | 0 | 0 | 0 | 0 | 0 | 0 | 0
MAPP_US_2_NE | MAPP_US | NE | 2045 | B16 | 25 | 0 | 2000 | 0 | 0 | 0 | 0 | 0 | 0 | 0 | 0 | 0 | 0 | 0
MAPP_US_2_NE | MAPP_US | NE | 2045 | B17 | 100 | 0 | 2000 | 0 | 0 | 0 | 0 | 0 | 0 | 0 | 0 | 0 | 0 | 0
MAPP_US_2_NE | MAPP_US | NE | 2045 | B18 | 400 | 0 | 2000 | 0 | 0 | 0 | 0 | 0 | 0 | 0 | 0 | 0 | 0 | 0
MAPP_US_2_NE | MAPP_US | NE | 2045 | B19 | 700 | 0 | 2000 | 0 | 0 | 0 | 0 | 0 | 0 | 0 | 0 | 0 | 0 | 0
MAPP_US_2_NE | MAPP_US | NE | 2045 | B20 | 935 | 0 | 2000 | 0 | 0 | 0 | 0 | 0 | 0 | 0 | 0 | 0 | 0 | 0
MAPP_US_2_NE | MAPP_US | NE | 2050 | B1 | 10 | 0 | 2000 | 0 | 0 | 0 | 0 | 0 | 0 | 0 | 0 | 0 | 0 | 0
MAPP_US_2_NE | MAPP_US | NE | 2050 | B2 | 25 | 0 | 2000 | 0 | 0 | 0 | 0 | 0 | 0 | 0 | 0 | 0 | 0 | 0
MAPP_US_2_NE | MAPP_US | NE | 2050 | B3 | 75 | 0 | 2000 | 0 | 0 | 0 | 0 | 0 | 0 | 0 | 0 | 0 | 0 | 0
MAPP_US_2_NE | MAPP_US | NE | 2050 | B4 | 100 | 0 | 2000 | 0 | 0 | 0 | 0 | 0 | 0 | 0 | 0 | 0 | 0 | 0
MAPP_US_2_NE | MAPP_US | NE | 2050 | B5 | 200 | 0 | 2000 | 0 | 1267.98 | 0 | 0 | 0 | 0 | 0 | 0 | 0 | 0 | 0
MAPP_US_2_NE | MAPP_US | NE | 2050 | B6 | 300 | 0 | 2000 | 0 | 137.86 | 0 | 0 | 0 | 0 | 0 | 0 | 0 | 0 | 0
MAPP_US_2_NE | MAPP_US | NE | 2050 | B7 | 400 | 0 | 2000 | 0 | 0 | 0 | 0 | 0 | 0 | 0 | 0 | 0 | 0 | 0
MAPP_US_2_NE | MAPP_US | NE | 2050 | B8 | 500 | 0 | 2000 | 0 | 0 | 0 | 0 | 0 | 0 | 0 | 0 | 0 | 0 | 0
MAPP_US_2_NE | MAPP_US | NE | 2050 | B9 | 800 | 0 | 2000 | 0 | 0 | 0 | 0 | 0 | 0 | 0 | 0 | 0 | 0 | 0
MAPP_US_2_NE | MAPP_US | NE | 2050 | B10 | 1262 | 0 | 2000 | 0 | 0 | 0 | 0 | 0 | 0 | 0 | 0 | 0 | 0 | 0
MAPP_US_2_NE | MAPP_US | NE | 2050 | B11 | 25 | 0 | 2000 | 0 | 0 | 0 | 0 | 0 | 0 | 0 | 0 | 0 | 0 | 0
MAPP_US_2_NE | MAPP_US | NE | 2050 | B12 | 200 | 0 | 2000 | 0 | 0 | 0 | 0 | 0 | 0 | 0 | 0 | 0 | 0 | 0
MAPP_US_2_NE | MAPP_US | NE | 2050 | B13 | 600 | 0 | 2000 | 0 | 0 | 0 | 0 | 0 | 0 | 0 | 0 | 0 | 0 | 0
MAPP_US_2_NE | MAPP_US | NE | 2050 | B14 | 900 | 0 | 2000 | 0 | 0 | 0 | 0 | 0 | 0 | 0 | 0 | 0 | 0 | 0
MAPP_US_2_NE | MAPP_US | NE | 2050 | B15 | 1203 | 0 | 2000 | 0 | 0 | 0 | 0 | 0 | 0 | 0 | 0 | 0 | 0 | 0
MAPP_US_2_NE | MAPP_US | NE | 2050 | B16 | 25 | 0 | 2000 | 0 | 0 | 0 | 0 | 0 | 0 | 0 | 0 | 0 | 0 | 0
MAPP_US_2_NE | MAPP_US | NE | 2050 | B17 | 100 | 0 | 2000 | 0 | 0 | 0 | 0 | 0 | 0 | 0 | 0 | 0 | 0 | 0
MAPP_US_2_NE | MAPP_US | NE | 2050 | B18 | 400 | 0 | 2000 | 0 | 0 | 0 | 0 | 0 | 0 | 0 | 0 | 0 | 0 | 0
MAPP_US_2_NE | MAPP_US | NE | 2050 | B19 | 700 | 0 | 2000 | 0 | 0 | 0 | 0 | 0 | 0 | 0 | 0 | 0 | 0 | 0
MAPP_US_2_NE | MAPP_US | NE | 2050 | B20 | 935 | 0 | 2000 | 0 | 0 | 0 | 0 | 0 | 0 | 0 | 0 | 0 | 0 | 0
MISO_IN_2_MISO_MI | MISO_IN | MISO_MI | 2015 | B1 | 10 | 0 | 5000 | 0 | 0 | 0 | 0 | 0 | 0 | 0 | 0 | 0 | 0 | 0
MISO_IN_2_MISO_MI | MISO_IN | MISO_MI | 2015 | B2 | 25 | 0 | 5000 | 0 | 0 | 0 | 0 | 0 | 0 | 0 | 0 | 0 | 0 | 0
MISO_IN_2_MISO_MI | MISO_IN | MISO_MI | 2015 | B3 | 75 | 0 | 5000 | 0 | 0 | 0 | 0 | 0 | 0 | 0 | 0 | 0 | 0 | 0
MISO_IN_2_MISO_MI | MISO_IN | MISO_MI | 2015 | B4 | 100 | 0 | 5000 | 0 | 0 | 0 | 0 | 0 | 0 | 0 | 0 | 0 | 0 | 0
MISO_IN_2_MISO_MI | MISO_IN | MISO_MI | 2015 | B5 | 200 | 0 | 5000 | 0 | 0 | 0 | 0 | 0 | 0 | 0 | 0 | 0 | 0 | 0
MISO_IN_2_MISO_MI | MISO_IN | MISO_MI | 2015 | B6 | 300 | 0 | 5000 | 0 | 0 | 0 | 0 | 0 | 0 | 0 | 0 | 0 | 0 | 0
MISO_IN_2_MISO_MI | MISO_IN | MISO_MI | 2015 | B7 | 400 | 0 | 5000 | 0 | 2158.83 | 0 | 0 | 0 | 0 | 0 | 0 | 0 | 0 | 0
MISO_IN_2_MISO_MI | MISO_IN | MISO_MI | 2015 | B8 | 500 | 0 | 5000 | 0 | 2094.92 | 0 | 0 | 0 | 0 | 0 | 0 | 0 | 0 | 0
MISO_IN_2_MISO_MI | MISO_IN | MISO_MI | 2015 | B9 | 800 | 0 | 5000 | 766.87 | 2185.05 | 0 | 0 | 0 | 0 | 0 | 0 | 0 | 0 | 0
MISO_IN_2_MISO_MI | MISO_IN | MISO_MI | 2015 | B10 | 1262 | 0 | 5000 | 2229.67 | 4437.59 | 375.61 | 0 | 0 | 0 | 0 | 0 | 0 | 0 | 0
MISO_IN_2_MISO_MI | MISO_IN | MISO_MI | 2015 | B11 | 25 | 0 | 5000 | 0 | 0 | 0 | 0 | 0 | 0 | 0 | 0 | 0 | 0 | 0
MISO_IN_2_MISO_MI | MISO_IN | MISO_MI | 2015 | B12 | 200 | 0 | 5000 | 0 | 0 | 0 | 0 | 0 | 0 | 0 | 0 | 0 | 0 | 0
MISO_IN_2_MISO_MI | MISO_IN | MISO_MI | 2015 | B13 | 600 | 0 | 5000 | 0 | 695.62 | 0 | 0 | 0 | 0 | 0 | 0 | 0 | 0 | 0
MISO_IN_2_MISO_MI | MISO_IN | MISO_MI | 2015 | B14 | 900 | 0 | 5000 | 0 | 1059.85 | 0 | 0 | 0 | 0 | 0 | 0 | 0 | 0 | 0
MISO_IN_2_MISO_MI | MISO_IN | MISO_MI | 2015 | B15 | 1203 | 0 | 5000 | 0 | 0 | 0 | 0 | 0 | 0 | 0 | 0 | 0 | 0 | 0
MISO_IN_2_MISO_MI | MISO_IN | MISO_MI | 2015 | B16 | 25 | 0 | 5000 | 0 | 0 | 0 | 0 | 0 | 0 | 0 | 0 | 0 | 0 | 0
MISO_IN_2_MISO_MI | MISO_IN | MISO_MI | 2015 | B17 | 100 | 0 | 5000 | 0 | 18.57 | 0 | 0 | 0 | 0 | 0 | 0 | 0 | 0 | 0
MISO_IN_2_MISO_MI | MISO_IN | MISO_MI | 2015 | B18 | 400 | 0 | 5000 | 0 | 706.99 | 0 | 0 | 0 | 0 | 0 | 0 | 0 | 0 | 0
MISO_IN_2_MISO_MI | MISO_IN | MISO_MI | 2015 | B19 | 700 | 0 | 5000 | 0 | 736.1 | 562.12 | 0 | 0 | 0 | 0 | 0 | 0 | 0 | 0
MISO_IN_2_MISO_MI | MISO_IN | MISO_MI | 2015 | B20 | 935 | 0 | 5000 | 825 | 2591.14 | 612.86 | 0 | 0 | 0 | 0 | 0 | 0 | 0 | 0
MISO_IN_2_MISO_MI | MISO_IN | MISO_MI | 2020 | B1 | 10 | 0 | 5000 | 536.7 | 4432.02 | 4923.33 | 0 | 0 | 0 | 0 | 0 | 0 | 0 | 0
MISO_IN_2_MISO_MI | MISO_IN | MISO_MI | 2020 | B2 | 25 | 0 | 5000 | 0 | 1900.13 | 2168.53 | 0 | 0 | 0 | 0 | 0 | 0 | 0 | 0
MISO_IN_2_MISO_MI | MISO_IN | MISO_MI | 2020 | B3 | 75 | 0 | 5000 | 31.04 | 2313.91 | 0 | 0 | 0 | 0 | 0 | 0 | 0 | 0 | 0
MISO_IN_2_MISO_MI | MISO_IN | MISO_MI | 2020 | B4 | 100 | 0 | 5000 | 550.27 | 2380.65 | 0 | 0 | 0 | 0 | 0 | 0 | 0 | 0 | 0
MISO_IN_2_MISO_MI | MISO_IN | MISO_MI | 2020 | B5 | 200 | 0 | 5000 | 493.4 | 1953.48 | 0 | 0 | 0 | 0 | 0 | 0 | 0 | 0 | 0
MISO_IN_2_MISO_MI | MISO_IN | MISO_MI | 2020 | B6 | 300 | 0 | 5000 | 1491.56 | 2237.85 | 0 | 0 | 0 | 0 | 0 | 0 | 0 | 0 | 0
MISO_IN_2_MISO_MI | MISO_IN | MISO_MI | 2020 | B7 | 400 | 0 | 5000 | 3236.45 | 3248.32 | 0 | 0 | 0 | 0 | 0 | 0 | 0 | 0 | 0
MISO_IN_2_MISO_MI | MISO_IN | MISO_MI | 2020 | B8 | 500 | 0 | 5000 | 2976.82 | 3238.19 | 0 | 0 | 0 | 0 | 0 | 0 | 0 | 0 | 0
MISO_IN_2_MISO_MI | MISO_IN | MISO_MI | 2020 | B9 | 800 | 0 | 5000 | 2240.97 | 4354.6 | 304.78 | 0 | 0 | 0 | 0 | 0 | 0 | 0 | 0
MISO_IN_2_MISO_MI | MISO_IN | MISO_MI | 2020 | B10 | 1262 | 1262 | 5000 | 3475.72 | 5000 | 5000 | 202.43 | 42.39 | 0 | 0.01187 | 0.01187 | 0 | 0 | 0
MISO_IN_2_MISO_MI | MISO_IN | MISO_MI | 2020 | B11 | 25 | 0 | 5000 | 0 | 0 | 49.13 | 0 | 0 | 0 | 0 | 0 | 0 | 0 | 0
MISO_IN_2_MISO_MI | MISO_IN | MISO_MI | 2020 | B12 | 200 | 0 | 5000 | 3850 | 2900.66 | 3716.18 | 0 | 0 | 0 | 0 | 0 | 0 | 0 | 0
MISO_IN_2_MISO_MI | MISO_IN | MISO_MI | 2020 | B13 | 600 | 0 | 5000 | 3044.01 | 4292.88 | 2772.01 | 0 | 0 | 0 | 0 | 0 | 0 | 0 | 0
MISO_IN_2_MISO_MI | MISO_IN | MISO_MI | 2020 | B14 | 900 | 0 | 5000 | 3342.33 | 4445.02 | 5000 | 0 | 572.81 | 0 | 0 | 0.01187 | 0 | 0 | 0
MISO_IN_2_MISO_MI | MISO_IN | MISO_MI | 2020 | B15 | 1203 | 0 | 5000 | 2361.39 | 3984.62 | 5000 | 0 | 2157.9 | 0 | 0 | 0.01187 | 0 | 0 | 0
MISO_IN_2_MISO_MI | MISO_IN | MISO_MI | 2020 | B16 | 25 | 0 | 5000 | 345.43 | 0 | 746.74 | 0 | 0 | 0 | 0 | 0 | 0 | 0 | 0
MISO_IN_2_MISO_MI | MISO_IN | MISO_MI | 2020 | B17 | 100 | 0 | 5000 | 3206.78 | 3058.31 | 2007.52 | 0 | 0 | 0 | 0 | 0 | 0 | 0 | 0
MISO_IN_2_MISO_MI | MISO_IN | MISO_MI | 2020 | B18 | 400 | 0 | 5000 | 2639 | 3116.13 | 1819.07 | 0 | 0 | 0 | 0 | 0 | 0 | 0 | 0
MISO_IN_2_MISO_MI | MISO_IN | MISO_MI | 2020 | B19 | 700 | 700 | 5000 | 1710.43 | 5000 | 2582.92 | 85.57 | 0 | 0 | 0.01187 | 0 | 0 | 0 | 0
MISO_IN_2_MISO_MI | MISO_IN | MISO_MI | 2020 | B20 | 935 | 935 | 5000 | 1668.9 | 5000 | 5000 | 92.16 | 2321.44 | 0 | 0.01187 | 0.01187 | 0 | 0 | 0
MISO_IN_2_MISO_MI | MISO_IN | MISO_MI | 2025 | B1 | 10 | 0 | 5000 | 0 | 0 | 0 | 0 | 0 | 0 | 0 | 0 | 0 | 0 | 0
MISO_IN_2_MISO_MI | MISO_IN | MISO_MI | 2025 | B2 | 25 | 0 | 5000 | 0 | 0 | 0 | 0 | 0 | 0 | 0 | 0 | 0 | 0 | 0
MISO_IN_2_MISO_MI | MISO_IN | MISO_MI | 2025 | B3 | 75 | 0 | 5000 | 0 | 0 | 0 | 0 | 0 | 0 | 0 | 0 | 0 | 0 | 0
MISO_IN_2_MISO_MI | MISO_IN | MISO_MI | 2025 | B4 | 100 | 0 | 5000 | 0 | 0 | 0 | 0 | 0 | 0 | 0 | 0 | 0 | 0 | 0
MISO_IN_2_MISO_MI | MISO_IN | MISO_MI | 2025 | B5 | 200 | 0 | 5000 | 0 | 0 | 0 | 0 | 0 | 0 | 0 | 0 | 0 | 0 | 0
MISO_IN_2_MISO_MI | MISO_IN | MISO_MI | 2025 | B6 | 300 | 0 | 5000 | 0 | 0 | 0 | 0 | 0 | 0 | 0 | 0 | 0 | 0 | 0
MISO_IN_2_MISO_MI | MISO_IN | MISO_MI | 2025 | B7 | 400 | 0 | 5000 | 88.01 | 476.78 | 0 | 0 | 0 | 0 | 0 | 0 | 0 | 0 | 0
MISO_IN_2_MISO_MI | MISO_IN | MISO_MI | 2025 | B8 | 500 | 0 | 5000 | 1432.21 | 1202.38 | 0 | 0 | 0 | 0 | 0 | 0 | 0 | 0 | 0
MISO_IN_2_MISO_MI | MISO_IN | MISO_MI | 2025 | B9 | 800 | 0 | 5000 | 1656.15 | 3717.59 | 0 | 0 | 0 | 0 | 0 | 0 | 0 | 0 | 0
MISO_IN_2_MISO_MI | MISO_IN | MISO_MI | 2025 | B10 | 1262 | 1262 | 5000 | 3535.78 | 5000 | 2154.22 | 211.62 | 0 | 0 | 0.01187 | 0 | 0 | 0 | 0
MISO_IN_2_MISO_MI | MISO_IN | MISO_MI | 2025 | B11 | 25 | 0 | 5000 | 0 | 0 | 0 | 0 | 0 | 0 | 0 | 0 | 0 | 0 | 0
MISO_IN_2_MISO_MI | MISO_IN | MISO_MI | 2025 | B12 | 200 | 0 | 5000 | 1629.61 | 2613.86 | 0 | 0 | 0 | 0 | 0 | 0 | 0 | 0 | 0
MISO_IN_2_MISO_MI | MISO_IN | MISO_MI | 2025 | B13 | 600 | 0 | 5000 | 2332.03 | 2271.84 | 0 | 0 | 0 | 0 | 0 | 0 | 0 | 0 | 0
MISO_IN_2_MISO_MI | MISO_IN | MISO_MI | 2025 | B14 | 900 | 0 | 5000 | 1961.85 | 3104.27 | 1226.94 | 0 | 0 | 0 | 0 | 0 | 0 | 0 | 0
MISO_IN_2_MISO_MI | MISO_IN | MISO_MI | 2025 | B15 | 1203 | 0 | 5000 | 2356.14 | 3625.19 | 98.75 | 0 | 0 | 0 | 0 | 0 | 0 | 0 | 0
MISO_IN_2_MISO_MI | MISO_IN | MISO_MI | 2025 | B16 | 25 | 0 | 5000 | 0 | 254.53 | 0 | 0 | 0 | 0 | 0 | 0 | 0 | 0 | 0
MISO_IN_2_MISO_MI | MISO_IN | MISO_MI | 2025 | B17 | 100 | 0 | 5000 | 951.07 | 1846.57 | 0 | 0 | 0 | 0 | 0 | 0 | 0 | 0 | 0
MISO_IN_2_MISO_MI | MISO_IN | MISO_MI | 2025 | B18 | 400 | 0 | 5000 | 1540.96 | 2196.31 | 0 | 0 | 0 | 0 | 0 | 0 | 0 | 0 | 0
MISO_IN_2_MISO_MI | MISO_IN | MISO_MI | 2025 | B19 | 700 | 0 | 5000 | 1243.08 | 2140.36 | 0 | 0 | 0 | 0 | 0 | 0 | 0 | 0 | 0
MISO_IN_2_MISO_MI | MISO_IN | MISO_MI | 2025 | B20 | 935 | 0 | 5000 | 2306.64 | 3151.46 | 0 | 0 | 0 | 0 | 0 | 0 | 0 | 0 | 0
MISO_IN_2_MISO_MI | MISO_IN | MISO_MI | 2030 | B1 | 10 | 0 | 5000 | 5000 | 4544.42 | 0 | 0 | 0 | 2.1841 | 0 | 0 | 0.0061402 | 3.88 | 1.2933
MISO_IN_2_MISO_MI | MISO_IN | MISO_MI | 2030 | B2 | 25 | 0 | 5000 | 2847.39 | 2849.81 | 0 | 0 | 0 | 0 | 0 | 0 | 0 | 3.88 | 1.2933
MISO_IN_2_MISO_MI | MISO_IN | MISO_MI | 2030 | B3 | 75 | 0 | 5000 | 3944.89 | 2336.5 | 0 | 0 | 0 | 0 | 0 | 0 | 0 | 3.88 | 1.2933
MISO_IN_2_MISO_MI | MISO_IN | MISO_MI | 2030 | B4 | 100 | 0 | 5000 | 2235.22 | 672.13 | 0 | 0 | 0 | 0 | 0 | 0 | 0 | 3.88 | 1.2933
MISO_IN_2_MISO_MI | MISO_IN | MISO_MI | 2030 | B5 | 200 | 0 | 5000 | 1443.4 | 296.18 | 0 | 0 | 0 | 0 | 0 | 0 | 0 | 3.88 | 1.2933
MISO_IN_2_MISO_MI | MISO_IN | MISO_MI | 2030 | B6 | 300 | 0 | 5000 | 1292.5 | 2864.77 | 0 | 0 | 0 | 0 | 0 | 0 | 0 | 3.88 | 1.2933
MISO_IN_2_MISO_MI | MISO_IN | MISO_MI | 2030 | B7 | 400 | 0 | 5000 | 3215.26 | 3852.55 | 0 | 0 | 0 | 0 | 0 | 0 | 0 | 3.88 | 1.2933
MISO_IN_2_MISO_MI | MISO_IN | MISO_MI | 2030 | B8 | 500 | 0 | 5000 | 4666.54 | 3922.77 | 0 | 0 | 0 | 0 | 0 | 0 | 0 | 3.88 | 1.2933
MISO_IN_2_MISO_MI | MISO_IN | MISO_MI | 2030 | B9 | 800 | 0 | 5000 | 4483.92 | 5000 | 0 | 0 | 0 | 0 | 0.73594 | 0 | 0 | 3.88 | 1.2933
MISO_IN_2_MISO_MI | MISO_IN | MISO_MI | 2030 | B10 | 1262 | 0 | 5000 | 5000 | 5000 | 5000 | 0 | 0 | 0.14244 | 0.14244 | 1.1514 | 0.050537 | 3.88 | 1.2933
MISO_IN_2_MISO_MI | MISO_IN | MISO_MI | 2030 | B11 | 25 | 0 | 5000 | 5000 | 5000 | 0 | 0 | 0 | 10.4931 | 1.0446 | 0 | 0.07375 | 3.88 | 1.2933
MISO_IN_2_MISO_MI | MISO_IN | MISO_MI | 2030 | B12 | 200 | 200 | 5000 | 5000 | 5000 | 925.41 | 1090.99 | 0 | 11.3477 | 3.8696 | 0 | 0.63805 | 3.88 | 1.2933
MISO_IN_2_MISO_MI | MISO_IN | MISO_MI | 2030 | B13 | 600 | 600 | 5000 | 5000 | 5000 | 1885.16 | 836.22 | 0 | 10.7186 | 3.8696 | 0 | 1.808 | 3.88 | 1.2933
MISO_IN_2_MISO_MI | MISO_IN | MISO_MI | 2030 | B14 | 900 | 0 | 5000 | 4285.43 | 5000 | 1172.91 | 0 | 0 | 0 | 2.92 | 0 | 0 | 3.88 | 1.2933
MISO_IN_2_MISO_MI | MISO_IN | MISO_MI | 2030 | B15 | 1203 | 0 | 5000 | 4904.48 | 3474.96 | 5000 | 0 | 0 | 0 | 0 | 0.43919 | 0 | 3.88 | 1.2933
MISO_IN_2_MISO_MI | MISO_IN | MISO_MI | 2030 | B16 | 25 | 0 | 5000 | 5000 | 5000 | 0 | 0 | 0 | 17.437 | 1.9704 | 0 | 0.12255 | 3.88 | 1.2933
MISO_IN_2_MISO_MI | MISO_IN | MISO_MI | 2030 | B17 | 100 | 0 | 5000 | 5000 | 5000 | 433.29 | 0 | 0 | 11.0984 | 0.7122 | 0 | 0.31202 | 3.88 | 1.2933
MISO_IN_2_MISO_MI | MISO_IN | MISO_MI | 2030 | B18 | 400 | 400 | 5000 | 5000 | 5000 | 0 | 284.63 | 0 | 11.2646 | 3.8696 | 0 | 1.2668 | 3.88 | 1.2933
MISO_IN_2_MISO_MI | MISO_IN | MISO_MI | 2030 | B19 | 700 | 0 | 5000 | 4859.08 | 5000 | 0 | 0 | 0 | 0 | 3.5254 | 0 | 0 | 3.88 | 1.2933
MISO_IN_2_MISO_MI | MISO_IN | MISO_MI | 2030 | B20 | 935 | 0 | 5000 | 5000 | 2981.63 | 4028.74 | 0 | 0 | 3.4067 | 0 | 0 | 0.89549 | 3.88 | 1.2933
MISO_IN_2_MISO_MI | MISO_IN | MISO_MI | 2035 | B1 | 10 | 10 | 5000 | 4009.17 | 5000 | 0 | 585.02 | 0 | 0 | 3.6678 | 0 | 0 | 3.6805 | 1.2268
MISO_IN_2_MISO_MI | MISO_IN | MISO_MI | 2035 | B2 | 25 | 0 | 5000 | 2710.93 | 250.22 | 0 | 0 | 0 | 0 | 0 | 0 | 0 | 3.6805 | 1.2268
MISO_IN_2_MISO_MI | MISO_IN | MISO_MI | 2035 | B3 | 75 | 0 | 5000 | 2708.53 | 0 | 0 | 0 | 0 | 0 | 0 | 0 | 0 | 3.6805 | 1.2268
MISO_IN_2_MISO_MI | MISO_IN | MISO_MI | 2035 | B4 | 100 | 0 | 5000 | 2229.39 | 1129.58 | 0 | 0 | 0 | 0 | 0 | 0 | 0 | 3.6805 | 1.2268
MISO_IN_2_MISO_MI | MISO_IN | MISO_MI | 2035 | B5 | 200 | 0 | 5000 | 2267.8 | 0 | 0 | 0 | 0 | 0 | 0 | 0 | 0 | 3.6805 | 1.2268
MISO_IN_2_MISO_MI | MISO_IN | MISO_MI | 2035 | B6 | 300 | 0 | 5000 | 3637.08 | 2677.3 | 0 | 0 | 0 | 0 | 0 | 0 | 0 | 3.6805 | 1.2268
MISO_IN_2_MISO_MI | MISO_IN | MISO_MI | 2035 | B7 | 400 | 0 | 5000 | 4396.37 | 5000 | 0 | 0 | 0 | 0 | 0.34423 | 0 | 0 | 3.6805 | 1.2268
MISO_IN_2_MISO_MI | MISO_IN | MISO_MI | 2035 | B8 | 500 | 0 | 5000 | 5000 | 5000 | 0 | 0 | 0 | 6.03 | 1.1277 | 0 | 0.54938 | 3.6805 | 1.2268
MISO_IN_2_MISO_MI | MISO_IN | MISO_MI | 2035 | B9 | 800 | 800 | 5000 | 5000 | 5000 | 0 | 674.2 | 0 | 0.28488 | 3.6678 | 0 | 0.041528 | 3.6805 | 1.2268
MISO_IN_2_MISO_MI | MISO_IN | MISO_MI | 2035 | B10 | 1262 | 0 | 5000 | 4875.65 | 5000 | 825.69 | 0 | 0 | 0 | 1.9111 | 0 | 0 | 3.6805 | 1.2268
MISO_IN_2_MISO_MI | MISO_IN | MISO_MI | 2035 | B11 | 25 | 25 | 5000 | 5000 | 5000 | 0 | 3141.77 | 0 | 17.4252 | 3.6678 | 0 | 0.079378 | 3.6805 | 1.2268
MISO_IN_2_MISO_MI | MISO_IN | MISO_MI | 2035 | B12 | 200 | 200 | 5000 | 5000 | 5000 | 514.15 | 4371.55 | 0 | 14.0185 | 3.6678 | 0 | 0.51088 | 3.6805 | 1.2268
MISO_IN_2_MISO_MI | MISO_IN | MISO_MI | 2035 | B13 | 600 | 600 | 5000 | 5000 | 5000 | 2704.64 | 4160.44 | 0 | 5.9587 | 3.6678 | 0 | 0.65147 | 3.6805 | 1.2268
MISO_IN_2_MISO_MI | MISO_IN | MISO_MI | 2035 | B14 | 900 | 900 | 5000 | 4196.83 | 5000 | 5000 | 6013.49 | 1378.7 | 0 | 3.6678 | 1.2107 | 0 | 3.6805 | 1.2268
MISO_IN_2_MISO_MI | MISO_IN | MISO_MI | 2035 | B15 | 1203 | 1203 | 5000 | 5000 | 5000 | 5000 | 5010.23 | 2822.84 | 2.2434 | 3.6678 | 1.2107 | 0.49177 | 3.6805 | 1.2268
MISO_IN_2_MISO_MI | MISO_IN | MISO_MI | 2035 | B16 | 25 | 25 | 5000 | 5000 | 5000 | 2018.82 | 4305.76 | 0 | 20.7606 | 3.6678 | 0 | 0.094573 | 3.6805 | 1.2268
MISO_IN_2_MISO_MI | MISO_IN | MISO_MI | 2035 | B17 | 100 | 100 | 5000 | 5000 | 5000 | 3196.29 | 3473.65 | 0 | 17.5439 | 3.6678 | 0 | 0.31968 | 3.6805 | 1.2268
MISO_IN_2_MISO_MI | MISO_IN | MISO_MI | 2035 | B18 | 400 | 400 | 5000 | 5000 | 5000 | 1826.44 | 2668.21 | 0 | 6.576 | 3.6678 | 0 | 0.4793 | 3.6805 | 1.2268
MISO_IN_2_MISO_MI | MISO_IN | MISO_MI | 2035 | B19 | 700 | 700 | 5000 | 5000 | 5000 | 1272.64 | 1144.79 | 0 | 3.3355 | 3.6678 | 0 | 0.42544 | 3.6805 | 1.2268
MISO_IN_2_MISO_MI | MISO_IN | MISO_MI | 2035 | B20 | 935 | 935 | 5000 | 5000 | 5000 | 5000 | 5034.96 | 913.71 | 7.4188 | 3.6678 | 1.2107 | 1.2639 | 3.6805 | 1.2268
MISO_IN_2_MISO_MI | MISO_IN | MISO_MI | 2040 | B1 | 10 | 0 | 5000 | 4591.46 | 543.52 | 0 | 0 | 0 | 0 | 0 | 0 | 0 | 8.1252 | 2.7084
MISO_IN_2_MISO_MI | MISO_IN | MISO_MI | 2040 | B2 | 25 | 0 | 5000 | 1815.42 | 0 | 0 | 0 | 0 | 0 | 0 | 0 | 0 | 8.1252 | 2.7084
MISO_IN_2_MISO_MI | MISO_IN | MISO_MI | 2040 | B3 | 75 | 0 | 5000 | 1180.47 | 0 | 0 | 0 | 0 | 0 | 0 | 0 | 0 | 8.1252 | 2.7084
MISO_IN_2_MISO_MI | MISO_IN | MISO_MI | 2040 | B4 | 100 | 0 | 5000 | 1593.8 | 0 | 0 | 0 | 0 | 0 | 0 | 0 | 0 | 8.1252 | 2.7084
MISO_IN_2_MISO_MI | MISO_IN | MISO_MI | 2040 | B5 | 200 | 0 | 5000 | 2442.52 | 0 | 0 | 0 | 0 | 0 | 0 | 0 | 0 | 8.1252 | 2.7084
MISO_IN_2_MISO_MI | MISO_IN | MISO_MI | 2040 | B6 | 300 | 0 | 5000 | 2896.75 | 3952.89 | 0 | 0 | 0 | 0 | 0 | 0 | 0 | 8.1252 | 2.7084
MISO_IN_2_MISO_MI | MISO_IN | MISO_MI | 2040 | B7 | 400 | 0 | 5000 | 3498.45 | 2681.09 | 33.8 | 0 | 0 | 0 | 0 | 0 | 0 | 8.1252 | 2.7084
MISO_IN_2_MISO_MI | MISO_IN | MISO_MI | 2040 | B8 | 500 | 0 | 5000 | 5000 | 3602.35 | 978.17 | 0 | 0 | 0.46293 | 0 | 0 | 0.061105 | 8.1252 | 2.7084
MISO_IN_2_MISO_MI | MISO_IN | MISO_MI | 2040 | B9 | 800 | 0 | 5000 | 4676.94 | 0 | 1211.04 | 0 | 0 | 0 | 0 | 0 | 0 | 8.1252 | 2.7084
MISO_IN_2_MISO_MI | MISO_IN | MISO_MI | 2040 | B10 | 1262 | 0 | 5000 | 3761.3 | 5000 | 5000 | 0 | 0 | 0 | 5.6739 | 1.8873 | 0 | 8.1252 | 2.7084
MISO_IN_2_MISO_MI | MISO_IN | MISO_MI | 2040 | B11 | 25 | 0 | 5000 | 5000 | 2549.3 | 312.63 | 0 | 0 | 0.04748 | 0 | 0 | 0.00031336 | 8.1252 | 2.7084
MISO_IN_2_MISO_MI | MISO_IN | MISO_MI | 2040 | B12 | 200 | 0 | 5000 | 3939.91 | 2935.05 | 2837.57 | 0 | 0 | 0 | 0 | 0 | 0 | 8.1252 | 2.7084
MISO_IN_2_MISO_MI | MISO_IN | MISO_MI | 2040 | B13 | 600 | 0 | 5000 | 3538.11 | 2569.63 | 2146.27 | 0 | 0 | 0 | 0 | 0 | 0 | 8.1252 | 2.7084
MISO_IN_2_MISO_MI | MISO_IN | MISO_MI | 2040 | B14 | 900 | 0 | 5000 | 4024.24 | 4441.9 | 4195.54 | 0 | 0 | 0 | 0 | 0 | 0 | 8.1252 | 2.7084
MISO_IN_2_MISO_MI | MISO_IN | MISO_MI | 2040 | B15 | 1203 | 0 | 5000 | 5000 | 5000 | 5000 | 0 | 0 | 18.1848 | 5.6739 | 1.8873 | 5.7752 | 8.1252 | 2.7084
MISO_IN_2_MISO_MI | MISO_IN | MISO_MI | 2040 | B16 | 25 | 0 | 5000 | 5000 | 3102.75 | 5000 | 0 | 0 | 3.1812 | 0 | 0.29675 | 0.020995 | 8.1252 | 2.7084
MISO_IN_2_MISO_MI | MISO_IN | MISO_MI | 2040 | B17 | 100 | 0 | 5000 | 2731.7 | 2487.97 | 4244.63 | 0 | 0 | 0 | 0 | 0 | 0 | 8.1252 | 2.7084
MISO_IN_2_MISO_MI | MISO_IN | MISO_MI | 2040 | B18 | 400 | 0 | 5000 | 5000 | 1327.44 | 3061.75 | 0 | 0 | 2.2434 | 0 | 0 | 0.2369 | 8.1252 | 2.7084
MISO_IN_2_MISO_MI | MISO_IN | MISO_MI | 2040 | B19 | 700 | 0 | 5000 | 5000 | 2957.19 | 4420.75 | 0 | 0 | 2.2434 | 0 | 0 | 0.41457 | 8.1252 | 2.7084
MISO_IN_2_MISO_MI | MISO_IN | MISO_MI | 2040 | B20 | 935 | 0 | 5000 | 5000 | 5000 | 5000 | 0 | 0 | 17.5201 | 5.6739 | 1.8873 | 4.3245 | 8.1252 | 2.7084
MISO_IN_2_MISO_MI | MISO_IN | MISO_MI | 2045 | B1 | 10 | 10 | 5000 | 4170.99 | 5000 | 3963.15 | 506.97 | 0 | 0 | 6.2436 | 0 | 0 | 7.6611 | 2.5537
MISO_IN_2_MISO_MI | MISO_IN | MISO_MI | 2045 | B2 | 25 | 0 | 5000 | 1906.15 | 5000 | 0 | 0 | 0 | 0 | 1.009 | 0 | 0 | 7.6611 | 2.5537
MISO_IN_2_MISO_MI | MISO_IN | MISO_MI | 2045 | B3 | 75 | 0 | 5000 | 1481.73 | 5000 | 352.27 | 0 | 0 | 0 | 1.8873 | 0 | 0 | 7.6611 | 2.5537
MISO_IN_2_MISO_MI | MISO_IN | MISO_MI | 2045 | B4 | 100 | 0 | 5000 | 470.6 | 3634.81 | 0 | 0 | 0 | 0 | 0 | 0 | 0 | 7.6611 | 2.5537
MISO_IN_2_MISO_MI | MISO_IN | MISO_MI | 2045 | B5 | 200 | 0 | 5000 | 1689 | 2947.27 | 0 | 0 | 0 | 0 | 0 | 0 | 0 | 7.6611 | 2.5537
MISO_IN_2_MISO_MI | MISO_IN | MISO_MI | 2045 | B6 | 300 | 0 | 5000 | 1836.28 | 4258.43 | 0 | 0 | 0 | 0 | 0 | 0 | 0 | 7.6611 | 2.5537
MISO_IN_2_MISO_MI | MISO_IN | MISO_MI | 2045 | B7 | 400 | 0 | 5000 | 3744.74 | 5000 | 3166.17 | 0 | 0 | 0 | 1.7686 | 0 | 0 | 7.6611 | 2.5537
MISO_IN_2_MISO_MI | MISO_IN | MISO_MI | 2045 | B8 | 500 | 0 | 5000 | 3400.33 | 5000 | 5000 | 0 | 0 | 0 | 1.7805 | 1.3176 | 0 | 7.6611 | 2.5537
MISO_IN_2_MISO_MI | MISO_IN | MISO_MI | 2045 | B9 | 800 | 0 | 5000 | 1313.47 | 4749.82 | 5000 | 0 | 0 | 0 | 0 | 0.43919 | 0 | 7.6611 | 2.5537
MISO_IN_2_MISO_MI | MISO_IN | MISO_MI | 2045 | B10 | 1262 | 1262 | 5000 | 5000 | 5000 | 5000 | 3492.59 | 3702.99 | 10.3269 | 6.2436 | 2.0773 | 2.8961 | 7.6611 | 2.5537
MISO_IN_2_MISO_MI | MISO_IN | MISO_MI | 2045 | B11 | 25 | 0 | 5000 | 1926.11 | 3902.24 | 5000 | 0 | 0 | 0 | 0 | 1.3176 | 0 | 7.6611 | 2.5537
MISO_IN_2_MISO_MI | MISO_IN | MISO_MI | 2045 | B12 | 200 | 0 | 5000 | 3258.91 | 5000 | 5000 | 0 | 0 | 0 | 4.3207 | 1.3176 | 0 | 7.6611 | 2.5537
MISO_IN_2_MISO_MI | MISO_IN | MISO_MI | 2045 | B13 | 600 | 0 | 5000 | 3022.63 | 5000 | 5000 | 0 | 0 | 0 | 4.3207 | 0.43919 | 0 | 7.6611 | 2.5537
MISO_IN_2_MISO_MI | MISO_IN | MISO_MI | 2045 | B14 | 900 | 900 | 5000 | 4088.88 | 5000 | 5000 | 692.06 | 2571.83 | 0 | 6.2436 | 2.0773 | 0 | 7.6611 | 2.5537
MISO_IN_2_MISO_MI | MISO_IN | MISO_MI | 2045 | B15 | 1203 | 1203 | 5000 | 5000 | 5000 | 5000 | 2971.83 | 1536.83 | 9.8046 | 6.2436 | 2.0773 | 2.6211 | 7.6611 | 2.5537
MISO_IN_2_MISO_MI | MISO_IN | MISO_MI | 2045 | B16 | 25 | 0 | 5000 | 4411.29 | 5000 | 5000 | 0 | 0 | 0 | 4.5343 | 1.3176 | 0 | 7.6611 | 2.5537
MISO_IN_2_MISO_MI | MISO_IN | MISO_MI | 2045 | B17 | 100 | 0 | 5000 | 3055.84 | 5000 | 5000 | 0 | 0 | 0 | 3.9646 | 1.3176 | 0 | 7.6611 | 2.5537
MISO_IN_2_MISO_MI | MISO_IN | MISO_MI | 2045 | B18 | 400 | 0 | 5000 | 5000 | 5000 | 5000 | 0 | 0 | 4.6174 | 4.3207 | 1.3176 | 0.41044 | 7.6611 | 2.5537
MISO_IN_2_MISO_MI | MISO_IN | MISO_MI | 2045 | B19 | 700 | 700 | 5000 | 5000 | 5000 | 5000 | 192.79 | 0 | 10.7067 | 6.2436 | 1.3532 | 1.6655 | 7.6611 | 2.5537
MISO_IN_2_MISO_MI | MISO_IN | MISO_MI | 2045 | B20 | 935 | 935 | 5000 | 5000 | 5000 | 5000 | 2780.1 | 3104.5 | 12.6178 | 6.2436 | 2.0773 | 2.6217 | 7.6611 | 2.5537
MISO_IN_2_MISO_MI | MISO_IN | MISO_MI | 2050 | B1 | 10 | 0 | 5000 | 5000 | 5000 | 5000 | 0 | 0 | 0.85464 | 0.87838 | 0.86651 | 0.0039788 | 7.934 | 2.6447
MISO_IN_2_MISO_MI | MISO_IN | MISO_MI | 2050 | B2 | 25 | 0 | 5000 | 2890.15 | 5000 | 79.66 | 0 | 0 | 0 | 0.87838 | 0 | 0 | 7.934 | 2.6447
MISO_IN_2_MISO_MI | MISO_IN | MISO_MI | 2050 | B3 | 75 | 0 | 5000 | 2190.49 | 3430.97 | 0 | 0 | 0 | 0 | 0 | 0 | 0 | 7.934 | 2.6447
MISO_IN_2_MISO_MI | MISO_IN | MISO_MI | 2050 | B4 | 100 | 0 | 5000 | 1846.55 | 2521.2 | 0 | 0 | 0 | 0 | 0 | 0 | 0 | 7.934 | 2.6447
MISO_IN_2_MISO_MI | MISO_IN | MISO_MI | 2050 | B5 | 200 | 0 | 5000 | 2048.89 | 2428.64 | 0 | 0 | 0 | 0 | 0 | 0 | 0 | 7.934 | 2.6447
MISO_IN_2_MISO_MI | MISO_IN | MISO_MI | 2050 | B6 | 300 | 0 | 5000 | 2566.18 | 1759.86 | 0 | 0 | 0 | 0 | 0 | 0 | 0 | 7.934 | 2.6447
MISO_IN_2_MISO_MI | MISO_IN | MISO_MI | 2050 | B7 | 400 | 0 | 5000 | 1195.64 | 0 | 1623.24 | 0 | 0 | 0 | 0 | 0 | 0 | 7.934 | 2.6447
MISO_IN_2_MISO_MI | MISO_IN | MISO_MI | 2050 | B8 | 500 | 0 | 5000 | 832.34 | 1832.01 | 4475.02 | 0 | 0 | 0 | 0 | 0 | 0 | 7.934 | 2.6447
MISO_IN_2_MISO_MI | MISO_IN | MISO_MI | 2050 | B9 | 800 | 0 | 5000 | 3046.48 | 4959.99 | 5000 | 0 | 0 | 0 | 0 | 0.85464 | 0 | 7.934 | 2.6447
MISO_IN_2_MISO_MI | MISO_IN | MISO_MI | 2050 | B10 | 1262 | 0 | 5000 | 4126.11 | 5000 | 5000 | 0 | 0 | 0 | 1.0564 | 1.6737 | 0 | 7.934 | 2.6447
MISO_IN_2_MISO_MI | MISO_IN | MISO_MI | 2050 | B11 | 25 | 0 | 5000 | 2490.32 | 1419.61 | 3033.6 | 0 | 0 | 0 | 0 | 0 | 0 | 7.934 | 2.6447
MISO_IN_2_MISO_MI | MISO_IN | MISO_MI | 2050 | B12 | 200 | 0 | 5000 | 3763.94 | 3071.47 | 3641.8 | 0 | 0 | 0 | 0 | 0 | 0 | 7.934 | 2.6447
MISO_IN_2_MISO_MI | MISO_IN | MISO_MI | 2050 | B13 | 600 | 0 | 5000 | 2912.22 | 5000 | 4014.81 | 0 | 0 | 0 | 3.2999 | 0 | 0 | 7.934 | 2.6447
MISO_IN_2_MISO_MI | MISO_IN | MISO_MI | 2050 | B14 | 900 | 0 | 5000 | 4054.58 | 5000 | 5000 | 0 | 539.01 | 0 | 3.834 | 2.2672 | 0 | 7.934 | 2.6447
MISO_IN_2_MISO_MI | MISO_IN | MISO_MI | 2050 | B15 | 1203 | 0 | 5000 | 5000 | 5000 | 5000 | 0 | 0 | 10.0895 | 0.72407 | 1.5668 | 5.6507 | 7.934 | 2.6447
MISO_IN_2_MISO_MI | MISO_IN | MISO_MI | 2050 | B16 | 25 | 0 | 5000 | 3292.07 | 3431.02 | 5000 | 0 | 0 | 0 | 0 | 0.20179 | 0 | 7.934 | 2.6447
MISO_IN_2_MISO_MI | MISO_IN | MISO_MI | 2050 | B17 | 100 | 0 | 5000 | 2752.74 | 3488.87 | 5000 | 0 | 0 | 0 | 0 | 0.20179 | 0 | 7.934 | 2.6447
MISO_IN_2_MISO_MI | MISO_IN | MISO_MI | 2050 | B18 | 400 | 0 | 5000 | 3425.54 | 5000 | 5000 | 0 | 0 | 0 | 3.1693 | 0.20179 | 0 | 7.934 | 2.6447
MISO_IN_2_MISO_MI | MISO_IN | MISO_MI | 2050 | B19 | 700 | 0 | 5000 | 3416.78 | 5000 | 5000 | 0 | 0 | 0 | 3.3473 | 1.365 | 0 | 7.934 | 2.6447
MISO_IN_2_MISO_MI | MISO_IN | MISO_MI | 2050 | B20 | 935 | 0 | 5000 | 5000 | 5000 | 5000 | 0 | 600.2 | 11.3121 | 1.7449 | 2.2672 | 4.924 | 7.934 | 2.6447
MISO_IN_2_MISO_MO-IL | MISO_IN | MISO_MO-IL | 2015 | B1 | 10 | 0 | 5000 | 0 | 0 | 0 | 0 | 0 | 0 | 0 | 0 | 0 | 0 | 0
MISO_IN_2_MISO_MO-IL | MISO_IN | MISO_MO-IL | 2015 | B2 | 25 | 0 | 5000 | 0 | 0 | 0 | 0 | 0 | 0 | 0 | 0 | 0 | 0 | 0
MISO_IN_2_MISO_MO-IL | MISO_IN | MISO_MO-IL | 2015 | B3 | 75 | 0 | 5000 | 0 | 375.55 | 0 | 0 | 0 | 0 | 0 | 0 | 0 | 0 | 0
MISO_IN_2_MISO_MO-IL | MISO_IN | MISO_MO-IL | 2015 | B4 | 100 | 0 | 5000 | 0 | 89.07 | 0 | 0 | 0 | 0 | 0 | 0 | 0 | 0 | 0
MISO_IN_2_MISO_MO-IL | MISO_IN | MISO_MO-IL | 2015 | B5 | 200 | 0 | 5000 | 0 | 329.9 | 0 | 0 | 0 | 0 | 0 | 0 | 0 | 0 | 0
MISO_IN_2_MISO_MO-IL | MISO_IN | MISO_MO-IL | 2015 | B6 | 300 | 0 | 5000 | 0 | 0 | 0 | 0 | 0 | 0 | 0 | 0 | 0 | 0 | 0
MISO_IN_2_MISO_MO-IL | MISO_IN | MISO_MO-IL | 2015 | B7 | 400 | 0 | 5000 | 0 | 0 | 0 | 0 | 0 | 0 | 0 | 0 | 0 | 0 | 0
MISO_IN_2_MISO_MO-IL | MISO_IN | MISO_MO-IL | 2015 | B8 | 500 | 0 | 5000 | 0 | 0 | 0 | 0 | 0 | 0 | 0 | 0 | 0 | 0 | 0
MISO_IN_2_MISO_MO-IL | MISO_IN | MISO_MO-IL | 2015 | B9 | 800 | 0 | 5000 | 0 | 0 | 0 | 0 | 0 | 0 | 0 | 0 | 0 | 0 | 0
MISO_IN_2_MISO_MO-IL | MISO_IN | MISO_MO-IL | 2015 | B10 | 1262 | 0 | 5000 | 0 | 0 | 0 | 0 | 0 | 0 | 0 | 0 | 0 | 0 | 0
MISO_IN_2_MISO_MO-IL | MISO_IN | MISO_MO-IL | 2015 | B11 | 25 | 0 | 5000 | 106.52 | 0 | 0 | 0 | 0 | 0 | 0 | 0 | 0 | 0 | 0
MISO_IN_2_MISO_MO-IL | MISO_IN | MISO_MO-IL | 2015 | B12 | 200 | 0 | 5000 | 0 | 0 | 0 | 0 | 0 | 0 | 0 | 0 | 0 | 0 | 0
MISO_IN_2_MISO_MO-IL | MISO_IN | MISO_MO-IL | 2015 | B13 | 600 | 0 | 5000 | 0 | 0 | 0 | 0 | 0 | 0 | 0 | 0 | 0 | 0 | 0
MISO_IN_2_MISO_MO-IL | MISO_IN | MISO_MO-IL | 2015 | B14 | 900 | 0 | 5000 | 0 | 0 | 0 | 0 | 0 | 0 | 0 | 0 | 0 | 0 | 0
MISO_IN_2_MISO_MO-IL | MISO_IN | MISO_MO-IL | 2015 | B15 | 1203 | 0 | 5000 | 1231.5 | 570.25 | 0 | 0 | 0 | 0 | 0 | 0 | 0 | 0 | 0
MISO_IN_2_MISO_MO-IL | MISO_IN | MISO_MO-IL | 2015 | B16 | 25 | 0 | 5000 | 0 | 0 | 0 | 0 | 0 | 0 | 0 | 0 | 0 | 0 | 0
MISO_IN_2_MISO_MO-IL | MISO_IN | MISO_MO-IL | 2015 | B17 | 100 | 0 | 5000 | 0 | 0 | 0 | 0 | 0 | 0 | 0 | 0 | 0 | 0 | 0
MISO_IN_2_MISO_MO-IL | MISO_IN | MISO_MO-IL | 2015 | B18 | 400 | 0 | 5000 | 0 | 0 | 0 | 0 | 0 | 0 | 0 | 0 | 0 | 0 | 0
MISO_IN_2_MISO_MO-IL | MISO_IN | MISO_MO-IL | 2015 | B19 | 700 | 0 | 5000 | 0 | 0 | 0 | 0 | 0 | 0 | 0 | 0 | 0 | 0 | 0
MISO_IN_2_MISO_MO-IL | MISO_IN | MISO_MO-IL | 2015 | B20 | 935 | 0 | 5000 | 0 | 0 | 0 | 0 | 0 | 0 | 0 | 0 | 0 | 0 | 0
MISO_IN_2_MISO_MO-IL | MISO_IN | MISO_MO-IL | 2020 | B1 | 10 | 0 | 5000 | 5000 | 468.13 | 0 | 0 | 0 | 2.8251 | 0 | 0 | 0.0076935 | 1.3904 | 0.46347
MISO_IN_2_MISO_MO-IL | MISO_IN | MISO_MO-IL | 2020 | B2 | 25 | 0 | 5000 | 5000 | 5000 | 47.41 | 0 | 0 | 3.6916 | 0.46293 | 0 | 0.025133 | 1.3904 | 0.46347
MISO_IN_2_MISO_MO-IL | MISO_IN | MISO_MO-IL | 2020 | B3 | 75 | 0 | 5000 | 5000 | 5000 | 4334.55 | 0 | 0 | 3.929 | 0.89025 | 0 | 0.080249 | 1.3904 | 0.46347
MISO_IN_2_MISO_MO-IL | MISO_IN | MISO_MO-IL | 2020 | B4 | 100 | 0 | 5000 | 5000 | 5000 | 3058.4 | 0 | 0 | 0.90212 | 0.65285 | 0 | 0.024568 | 1.3904 | 0.46347
MISO_IN_2_MISO_MO-IL | MISO_IN | MISO_MO-IL | 2020 | B5 | 200 | 0 | 5000 | 5000 | 5000 | 4331.69 | 0 | 0 | 1.6143 | 0.65285 | 0 | 0.087926 | 1.3904 | 0.46347
MISO_IN_2_MISO_MO-IL | MISO_IN | MISO_MO-IL | 2020 | B6 | 300 | 0 | 5000 | 5000 | 5000 | 5000 | 0 | 0 | 10.0895 | 0.65285 | 0.09496 | 0.82431 | 1.3904 | 0.46347
MISO_IN_2_MISO_MO-IL | MISO_IN | MISO_MO-IL | 2020 | B7 | 400 | 0 | 5000 | 5000 | 5000 | 5000 | 0 | 0 | 1.4363 | 0.65285 | 0.09496 | 0.15646 | 1.3904 | 0.46347
MISO_IN_2_MISO_MO-IL | MISO_IN | MISO_MO-IL | 2020 | B8 | 500 | 0 | 5000 | 5000 | 5000 | 5000 | 0 | 0 | 0.01187 | 0.48667 | 0.04748 | 0.0016163 | 1.3904 | 0.46347
MISO_IN_2_MISO_MO-IL | MISO_IN | MISO_MO-IL | 2020 | B9 | 800 | 800 | 5000 | 5000 | 5000 | 4921.02 | 719.8 | 0 | 1.4481 | 1.3769 | 0 | 0.3155 | 1.3904 | 0.46347
MISO_IN_2_MISO_MO-IL | MISO_IN | MISO_MO-IL | 2020 | B10 | 1262 | 0 | 5000 | 5000 | 5000 | 23.06 | 0 | 0 | 0.96147 | 0.9496 | 0 | 0.33044 | 1.3904 | 0.46347
MISO_IN_2_MISO_MO-IL | MISO_IN | MISO_MO-IL | 2020 | B11 | 25 | 0 | 5000 | 4385.78 | 5000 | 1547.57 | 0 | 0 | 0 | 0.20179 | 0 | 0 | 1.3904 | 0.46347
MISO_IN_2_MISO_MO-IL | MISO_IN | MISO_MO-IL | 2020 | B12 | 200 | 0 | 5000 | 1527.63 | 2086.98 | 0 | 0 | 0 | 0 | 0 | 0 | 0 | 1.3904 | 0.46347
MISO_IN_2_MISO_MO-IL | MISO_IN | MISO_MO-IL | 2020 | B13 | 600 | 0 | 5000 | 3137.86 | 1577.33 | 237.14 | 0 | 0 | 0 | 0 | 0 | 0 | 1.3904 | 0.46347
MISO_IN_2_MISO_MO-IL | MISO_IN | MISO_MO-IL | 2020 | B14 | 900 | 0 | 5000 | 3336.66 | 1843.97 | 0 | 0 | 0 | 0 | 0 | 0 | 0 | 1.3904 | 0.46347
MISO_IN_2_MISO_MO-IL | MISO_IN | MISO_MO-IL | 2020 | B15 | 1203 | 0 | 5000 | 3444.18 | 2948.83 | 0 | 0 | 0 | 0 | 0 | 0 | 0 | 1.3904 | 0.46347
MISO_IN_2_MISO_MO-IL | MISO_IN | MISO_MO-IL | 2020 | B16 | 25 | 0 | 5000 | 865.32 | 0 | 0 | 0 | 0 | 0 | 0 | 0 | 0 | 1.3904 | 0.46347
MISO_IN_2_MISO_MO-IL | MISO_IN | MISO_MO-IL | 2020 | B17 | 100 | 0 | 5000 | 0 | 0 | 0 | 0 | 0 | 0 | 0 | 0 | 0 | 1.3904 | 0.46347
MISO_IN_2_MISO_MO-IL | MISO_IN | MISO_MO-IL | 2020 | B18 | 400 | 0 | 5000 | 1956.97 | 0 | 0 | 0 | 0 | 0 | 0 | 0 | 0 | 1.3904 | 0.46347
MISO_IN_2_MISO_MO-IL | MISO_IN | MISO_MO-IL | 2020 | B19 | 700 | 0 | 5000 | 3798.17 | 3559.46 | 0 | 0 | 0 | 0 | 0 | 0 | 0 | 1.3904 | 0.46347
MISO_IN_2_MISO_MO-IL | MISO_IN | MISO_MO-IL | 2020 | B20 | 935 | 0 | 5000 | 3854.81 | 5000 | 0 | 0 | 0 | 0 | 0.13057 | 0 | 0 | 1.3904 | 0.46347
MISO_IN_2_MISO_MO-IL | MISO_IN | MISO_MO-IL | 2025 | B1 | 10 | 0 | 5000 | 0 | 2612.67 | 0 | 0 | 0 | 0 | 0 | 0 | 0 | 0 | 0
MISO_IN_2_MISO_MO-IL | MISO_IN | MISO_MO-IL | 2025 | B2 | 25 | 0 | 5000 | 242.69 | 3370.62 | 1402.34 | 0 | 0 | 0 | 0 | 0 | 0 | 0 | 0
MISO_IN_2_MISO_MO-IL | MISO_IN | MISO_MO-IL | 2025 | B3 | 75 | 75 | 5000 | 2017.51 | 5000 | 4041.42 | 106.44 | 0 | 0 | 0.01187 | 0 | 0 | 0 | 0
MISO_IN_2_MISO_MO-IL | MISO_IN | MISO_MO-IL | 2025 | B4 | 100 | 0 | 5000 | 2643.25 | 3874.41 | 3421.79 | 0 | 0 | 0 | 0 | 0 | 0 | 0 | 0
MISO_IN_2_MISO_MO-IL | MISO_IN | MISO_MO-IL | 2025 | B5 | 200 | 0 | 5000 | 3918.69 | 4120.09 | 3444.04 | 0 | 0 | 0 | 0 | 0 | 0 | 0 | 0
MISO_IN_2_MISO_MO-IL | MISO_IN | MISO_MO-IL | 2025 | B6 | 300 | 0 | 5000 | 2629.4 | 2693.76 | 3484.04 | 0 | 0 | 0 | 0 | 0 | 0 | 0 | 0
MISO_IN_2_MISO_MO-IL | MISO_IN | MISO_MO-IL | 2025 | B7 | 400 | 0 | 5000 | 586.15 | 2038.37 | 351.91 | 0 | 0 | 0 | 0 | 0 | 0 | 0 | 0
MISO_IN_2_MISO_MO-IL | MISO_IN | MISO_MO-IL | 2025 | B8 | 500 | 0 | 5000 | 0 | 1013.94 | 1343.24 | 0 | 0 | 0 | 0 | 0 | 0 | 0 | 0
MISO_IN_2_MISO_MO-IL | MISO_IN | MISO_MO-IL | 2025 | B9 | 800 | 0 | 5000 | 810.21 | 821.3 | 836.46 | 0 | 0 | 0 | 0 | 0 | 0 | 0 | 0
MISO_IN_2_MISO_MO-IL | MISO_IN | MISO_MO-IL | 2025 | B10 | 1262 | 0 | 5000 | 0 | 705.66 | 0 | 0 | 0 | 0 | 0 | 0 | 0 | 0 | 0
MISO_IN_2_MISO_MO-IL | MISO_IN | MISO_MO-IL | 2025 | B11 | 25 | 0 | 5000 | 0 | 2524.57 | 0 | 0 | 0 | 0 | 0 | 0 | 0 | 0 | 0
MISO_IN_2_MISO_MO-IL | MISO_IN | MISO_MO-IL | 2025 | B12 | 200 | 0 | 5000 | 0 | 0 | 0 | 0 | 0 | 0 | 0 | 0 | 0 | 0 | 0
MISO_IN_2_MISO_MO-IL | MISO_IN | MISO_MO-IL | 2025 | B13 | 600 | 0 | 5000 | 0 | 0 | 0 | 0 | 0 | 0 | 0 | 0 | 0 | 0 | 0
MISO_IN_2_MISO_MO-IL | MISO_IN | MISO_MO-IL | 2025 | B14 | 900 | 0 | 5000 | 0 | 0 | 0 | 0 | 0 | 0 | 0 | 0 | 0 | 0 | 0
MISO_IN_2_MISO_MO-IL | MISO_IN | MISO_MO-IL | 2025 | B15 | 1203 | 0 | 5000 | 0 | 0 | 0 | 0 | 0 | 0 | 0 | 0 | 0 | 0 | 0
MISO_IN_2_MISO_MO-IL | MISO_IN | MISO_MO-IL | 2025 | B16 | 25 | 0 | 5000 | 0 | 0 | 0 | 0 | 0 | 0 | 0 | 0 | 0 | 0 | 0
MISO_IN_2_MISO_MO-IL | MISO_IN | MISO_MO-IL | 2025 | B17 | 100 | 0 | 5000 | 0 | 0 | 0 | 0 | 0 | 0 | 0 | 0 | 0 | 0 | 0
MISO_IN_2_MISO_MO-IL | MISO_IN | MISO_MO-IL | 2025 | B18 | 400 | 0 | 5000 | 0 | 0 | 0 | 0 | 0 | 0 | 0 | 0 | 0 | 0 | 0
MISO_IN_2_MISO_MO-IL | MISO_IN | MISO_MO-IL | 2025 | B19 | 700 | 0 | 5000 | 0 | 0 | 0 | 0 | 0 | 0 | 0 | 0 | 0 | 0 | 0
MISO_IN_2_MISO_MO-IL | MISO_IN | MISO_MO-IL | 2025 | B20 | 935 | 0 | 5000 | 0 | 0 | 0 | 0 | 0 | 0 | 0 | 0 | 0 | 0 | 0
MISO_IN_2_MISO_MO-IL | MISO_IN | MISO_MO-IL | 2030 | B1 | 10 | 10 | 5000 | 3883.82 | 5000 | 1484.31 | 621.28 | 0 | 0 | 0.56976 | 0 | 0 | 0.57866 | 0.19289
MISO_IN_2_MISO_MO-IL | MISO_IN | MISO_MO-IL | 2030 | B2 | 25 | 25 | 5000 | 3447.43 | 5000 | 2168.59 | 1977.02 | 0 | 0 | 0.56976 | 0 | 0 | 0.57866 | 0.19289
MISO_IN_2_MISO_MO-IL | MISO_IN | MISO_MO-IL | 2030 | B3 | 75 | 75 | 5000 | 3976.67 | 5000 | 4307.36 | 2889.73 | 0 | 0 | 0.56976 | 0 | 0 | 0.57866 | 0.19289
MISO_IN_2_MISO_MO-IL | MISO_IN | MISO_MO-IL | 2030 | B4 | 100 | 100 | 5000 | 4922.86 | 5000 | 1210.59 | 312.29 | 0 | 0 | 0.56976 | 0 | 0 | 0.57866 | 0.19289
MISO_IN_2_MISO_MO-IL | MISO_IN | MISO_MO-IL | 2030 | B5 | 200 | 0 | 5000 | 5000 | 4494.65 | 3176.01 | 0 | 0 | 1.5787 | 0 | 0 | 0.25775 | 0.57866 | 0.19289
MISO_IN_2_MISO_MO-IL | MISO_IN | MISO_MO-IL | 2030 | B6 | 300 | 0 | 5000 | 4785.57 | 3535.51 | 0 | 0 | 0 | 0 | 0 | 0 | 0 | 0.57866 | 0.19289
MISO_IN_2_MISO_MO-IL | MISO_IN | MISO_MO-IL | 2030 | B7 | 400 | 0 | 5000 | 2649.06 | 3253.71 | 1685.23 | 0 | 0 | 0 | 0 | 0 | 0 | 0.57866 | 0.19289
MISO_IN_2_MISO_MO-IL | MISO_IN | MISO_MO-IL | 2030 | B8 | 500 | 0 | 5000 | 3438.81 | 4331.53 | 0 | 0 | 0 | 0 | 0 | 0 | 0 | 0.57866 | 0.19289
MISO_IN_2_MISO_MO-IL | MISO_IN | MISO_MO-IL | 2030 | B9 | 800 | 0 | 5000 | 5000 | 4440.51 | 981.2 | 0 | 0 | 0.01187 | 0 | 0 | 0.0077518 | 0.57866 | 0.19289
MISO_IN_2_MISO_MO-IL | MISO_IN | MISO_MO-IL | 2030 | B10 | 1262 | 0 | 5000 | 0 | 0 | 0 | 0 | 0 | 0 | 0 | 0 | 0 | 0.57866 | 0.19289
MISO_IN_2_MISO_MO-IL | MISO_IN | MISO_MO-IL | 2030 | B11 | 25 | 0 | 5000 | 5000 | 4746.25 | 0 | 0 | 0 | 7.9885 | 0 | 0 | 0.16303 | 0.57866 | 0.19289
MISO_IN_2_MISO_MO-IL | MISO_IN | MISO_MO-IL | 2030 | B12 | 200 | 0 | 5000 | 5000 | 4010.34 | 0 | 0 | 0 | 2.101 | 0 | 0 | 0.34302 | 0.57866 | 0.19289
MISO_IN_2_MISO_MO-IL | MISO_IN | MISO_MO-IL | 2030 | B13 | 600 | 0 | 5000 | 2851.24 | 4145.14 | 0 | 0 | 0 | 0 | 0 | 0 | 0 | 0.57866 | 0.19289
MISO_IN_2_MISO_MO-IL | MISO_IN | MISO_MO-IL | 2030 | B14 | 900 | 0 | 5000 | 145.75 | 4871.04 | 0 | 0 | 0 | 0 | 0 | 0 | 0 | 0.57866 | 0.19289
MISO_IN_2_MISO_MO-IL | MISO_IN | MISO_MO-IL | 2030 | B15 | 1203 | 0 | 5000 | 0 | 0 | 0 | 0 | 0 | 0 | 0 | 0 | 0 | 0.57866 | 0.19289
MISO_IN_2_MISO_MO-IL | MISO_IN | MISO_MO-IL | 2030 | B16 | 25 | 25 | 5000 | 1055.23 | 5000 | 0 | 468.04 | 0 | 0 | 0.56976 | 0 | 0 | 0.57866 | 0.19289
MISO_IN_2_MISO_MO-IL | MISO_IN | MISO_MO-IL | 2030 | B17 | 100 | 0 | 5000 | 2697.31 | 1918.25 | 0 | 0 | 0 | 0 | 0 | 0 | 0 | 0.57866 | 0.19289
MISO_IN_2_MISO_MO-IL | MISO_IN | MISO_MO-IL | 2030 | B18 | 400 | 0 | 5000 | 2726.85 | 4313.07 | 0 | 0 | 0 | 0 | 0 | 0 | 0 | 0.57866 | 0.19289
MISO_IN_2_MISO_MO-IL | MISO_IN | MISO_MO-IL | 2030 | B19 | 700 | 0 | 5000 | 1199.59 | 4598.81 | 0 | 0 | 0 | 0 | 0 | 0 | 0 | 0.57866 | 0.19289
MISO_IN_2_MISO_MO-IL | MISO_IN | MISO_MO-IL | 2030 | B20 | 935 | 0 | 5000 | 0 | 0 | 0 | 0 | 0 | 0 | 0 | 0 | 0 | 0.57866 | 0.19289
MISO_IN_2_MISO_MO-IL | MISO_IN | MISO_MO-IL | 2035 | B1 | 10 | 0 | 5000 | 4666.25 | 0 | 0 | 0 | 0 | 0 | 0 | 0 | 0 | 3.4312 | 1.1437
MISO_IN_2_MISO_MO-IL | MISO_IN | MISO_MO-IL | 2035 | B2 | 25 | 0 | 5000 | 5000 | 5000 | 3128.61 | 0 | 0 | 3.0269 | 2.5046 | 0 | 0.04882 | 3.4312 | 1.1437
MISO_IN_2_MISO_MO-IL | MISO_IN | MISO_MO-IL | 2035 | B3 | 75 | 75 | 5000 | 4966.23 | 5000 | 5000 | 2898.96 | 1186.12 | 0 | 3.4186 | 1.1277 | 0 | 3.4312 | 1.1437
MISO_IN_2_MISO_MO-IL | MISO_IN | MISO_MO-IL | 2035 | B4 | 100 | 100 | 5000 | 5000 | 5000 | 3754.56 | 652.07 | 0 | 0.51041 | 3.4186 | 0 | 0.03293 | 3.4312 | 1.1437
MISO_IN_2_MISO_MO-IL | MISO_IN | MISO_MO-IL | 2035 | B5 | 200 | 0 | 5000 | 5000 | 5000 | 5000 | 0 | 412.11 | 8.2853 | 0.14244 | 1.1277 | 1.0691 | 3.4312 | 1.1437
MISO_IN_2_MISO_MO-IL | MISO_IN | MISO_MO-IL | 2035 | B6 | 300 | 0 | 5000 | 5000 | 4244.32 | 3970.57 | 0 | 0 | 4.0002 | 0 | 0 | 0.77423 | 3.4312 | 1.1437
MISO_IN_2_MISO_MO-IL | MISO_IN | MISO_MO-IL | 2035 | B7 | 400 | 0 | 5000 | 5000 | 5000 | 3769.71 | 0 | 0 | 2.2316 | 0.68846 | 0 | 0.57589 | 3.4312 | 1.1437
MISO_IN_2_MISO_MO-IL | MISO_IN | MISO_MO-IL | 2035 | B8 | 500 | 0 | 5000 | 5000 | 5000 | 4041.78 | 0 | 0 | 6.03 | 1.5787 | 0 | 1.9451 | 3.4312 | 1.1437
MISO_IN_2_MISO_MO-IL | MISO_IN | MISO_MO-IL | 2035 | B9 | 800 | 0 | 5000 | 4426.24 | 3106.49 | 1713.07 | 0 | 0 | 0 | 0 | 0 | 0 | 3.4312 | 1.1437
MISO_IN_2_MISO_MO-IL | MISO_IN | MISO_MO-IL | 2035 | B10 | 1262 | 0 | 5000 | 0 | 0 | 0 | 0 | 0 | 0 | 0 | 0 | 0 | 3.4312 | 1.1437
MISO_IN_2_MISO_MO-IL | MISO_IN | MISO_MO-IL | 2035 | B11 | 25 | 0 | 5000 | 5000 | 5000 | 1701.42 | 0 | 0 | 7.9885 | 0.5935 | 0 | 0.12885 | 3.4312 | 1.1437
MISO_IN_2_MISO_MO-IL | MISO_IN | MISO_MO-IL | 2035 | B12 | 200 | 0 | 5000 | 0 | 0 | 0 | 0 | 0 | 0 | 0 | 0 | 0 | 3.4312 | 1.1437
MISO_IN_2_MISO_MO-IL | MISO_IN | MISO_MO-IL | 2035 | B13 | 600 | 0 | 5000 | 0 | 0 | 0 | 0 | 0 | 0 | 0 | 0 | 0 | 3.4312 | 1.1437
MISO_IN_2_MISO_MO-IL | MISO_IN | MISO_MO-IL | 2035 | B14 | 900 | 0 | 5000 | 0 | 0 | 0 | 0 | 0 | 0 | 0 | 0 | 0 | 3.4312 | 1.1437
MISO_IN_2_MISO_MO-IL | MISO_IN | MISO_MO-IL | 2035 | B15 | 1203 | 0 | 5000 | 0 | 0 | 0 | 0 | 0 | 0 | 0 | 0 | 0 | 3.4312 | 1.1437
MISO_IN_2_MISO_MO-IL | MISO_IN | MISO_MO-IL | 2035 | B16 | 25 | 0 | 5000 | 0 | 0 | 0 | 0 | 0 | 0 | 0 | 0 | 0 | 3.4312 | 1.1437
MISO_IN_2_MISO_MO-IL | MISO_IN | MISO_MO-IL | 2035 | B17 | 100 | 0 | 5000 | 0 | 0 | 0 | 0 | 0 | 0 | 0 | 0 | 0 | 3.4312 | 1.1437
MISO_IN_2_MISO_MO-IL | MISO_IN | MISO_MO-IL | 2035 | B18 | 400 | 0 | 5000 | 0 | 0 | 0 | 0 | 0 | 0 | 0 | 0 | 0 | 3.4312 | 1.1437
MISO_IN_2_MISO_MO-IL | MISO_IN | MISO_MO-IL | 2035 | B19 | 700 | 0 | 5000 | 0 | 0 | 0 | 0 | 0 | 0 | 0 | 0 | 0 | 3.4312 | 1.1437
MISO_IN_2_MISO_MO-IL | MISO_IN | MISO_MO-IL | 2035 | B20 | 935 | 0 | 5000 | 0 | 0 | 0 | 0 | 0 | 0 | 0 | 0 | 0 | 3.4312 | 1.1437
MISO_IN_2_MISO_MO-IL | MISO_IN | MISO_MO-IL | 2040 | B1 | 10 | 0 | 5000 | 4289.78 | 0 | 0 | 0 | 0 | 0 | 0 | 0 | 0 | 2.895 | 0.96499
MISO_IN_2_MISO_MO-IL | MISO_IN | MISO_MO-IL | 2040 | B2 | 25 | 0 | 5000 | 4885.17 | 5000 | 0 | 0 | 0 | 0 | 0.17805 | 0 | 0 | 2.895 | 0.96499
MISO_IN_2_MISO_MO-IL | MISO_IN | MISO_MO-IL | 2040 | B3 | 75 | 0 | 5000 | 5000 | 5000 | 0 | 0 | 0 | 7.9885 | 0.4748 | 0 | 0.37446 | 2.895 | 0.96499
MISO_IN_2_MISO_MO-IL | MISO_IN | MISO_MO-IL | 2040 | B4 | 100 | 0 | 5000 | 5000 | 5000 | 0 | 0 | 0 | 3.9883 | 0.4748 | 0 | 0.24927 | 2.895 | 0.96499
MISO_IN_2_MISO_MO-IL | MISO_IN | MISO_MO-IL | 2040 | B5 | 200 | 200 | 5000 | 5000 | 5000 | 0 | 4234.25 | 0 | 9.6622 | 2.8844 | 0 | 1.2078 | 2.895 | 0.96499
MISO_IN_2_MISO_MO-IL | MISO_IN | MISO_MO-IL | 2040 | B6 | 300 | 0 | 5000 | 5000 | 5000 | 0 | 0 | 0 | 4.1901 | 2.2909 | 0 | 0.78565 | 2.895 | 0.96499
MISO_IN_2_MISO_MO-IL | MISO_IN | MISO_MO-IL | 2040 | B7 | 400 | 400 | 5000 | 5000 | 5000 | 0 | 1017.43 | 0 | 3.8221 | 2.8844 | 0 | 0.95554 | 2.895 | 0.96499
MISO_IN_2_MISO_MO-IL | MISO_IN | MISO_MO-IL | 2040 | B8 | 500 | 0 | 5000 | 5000 | 0 | 0 | 0 | 0 | 0.4748 | 0 | 0 | 0.14838 | 2.895 | 0.96499
MISO_IN_2_MISO_MO-IL | MISO_IN | MISO_MO-IL | 2040 | B9 | 800 | 0 | 5000 | 0 | 0 | 0 | 0 | 0 | 0 | 0 | 0 | 0 | 2.895 | 0.96499
MISO_IN_2_MISO_MO-IL | MISO_IN | MISO_MO-IL | 2040 | B10 | 1262 | 0 | 5000 | 0 | 0 | 0 | 0 | 0 | 0 | 0 | 0 | 0 | 2.895 | 0.96499
MISO_IN_2_MISO_MO-IL | MISO_IN | MISO_MO-IL | 2040 | B11 | 25 | 0 | 5000 | 5000 | 1018.41 | 0 | 0 | 0 | 8.8906 | 0 | 0 | 0.13892 | 2.895 | 0.96499
MISO_IN_2_MISO_MO-IL | MISO_IN | MISO_MO-IL | 2040 | B12 | 200 | 0 | 5000 | 0 | 0 | 0 | 0 | 0 | 0 | 0 | 0 | 0 | 2.895 | 0.96499
MISO_IN_2_MISO_MO-IL | MISO_IN | MISO_MO-IL | 2040 | B13 | 600 | 0 | 5000 | 0 | 0 | 0 | 0 | 0 | 0 | 0 | 0 | 0 | 2.895 | 0.96499
MISO_IN_2_MISO_MO-IL | MISO_IN | MISO_MO-IL | 2040 | B14 | 900 | 0 | 5000 | 0 | 0 | 0 | 0 | 0 | 0 | 0 | 0 | 0 | 2.895 | 0.96499
MISO_IN_2_MISO_MO-IL | MISO_IN | MISO_MO-IL | 2040 | B15 | 1203 | 0 | 5000 | 0 | 0 | 0 | 0 | 0 | 0 | 0 | 0 | 0 | 2.895 | 0.96499
MISO_IN_2_MISO_MO-IL | MISO_IN | MISO_MO-IL | 2040 | B16 | 25 | 0 | 5000 | 0 | 0 | 0 | 0 | 0 | 0 | 0 | 0 | 0 | 2.895 | 0.96499
MISO_IN_2_MISO_MO-IL | MISO_IN | MISO_MO-IL | 2040 | B17 | 100 | 0 | 5000 | 0 | 0 | 0 | 0 | 0 | 0 | 0 | 0 | 0 | 2.895 | 0.96499
MISO_IN_2_MISO_MO-IL | MISO_IN | MISO_MO-IL | 2040 | B18 | 400 | 0 | 5000 | 0 | 0 | 0 | 0 | 0 | 0 | 0 | 0 | 0 | 2.895 | 0.96499
MISO_IN_2_MISO_MO-IL | MISO_IN | MISO_MO-IL | 2040 | B19 | 700 | 0 | 5000 | 0 | 0 | 0 | 0 | 0 | 0 | 0 | 0 | 0 | 2.895 | 0.96499
MISO_IN_2_MISO_MO-IL | MISO_IN | MISO_MO-IL | 2040 | B20 | 935 | 0 | 5000 | 0 | 0 | 0 | 0 | 0 | 0 | 0 | 0 | 0 | 2.895 | 0.96499
MISO_IN_2_MISO_MO-IL | MISO_IN | MISO_MO-IL | 2045 | B1 | 10 | 0 | 5000 | 5000 | 0 | 0 | 0 | 0 | 137.5496 | 0 | 0 | 1.2677 | 13.3009 | 4.4336
MISO_IN_2_MISO_MO-IL | MISO_IN | MISO_MO-IL | 2045 | B2 | 25 | 0 | 5000 | 3761.56 | 4930.21 | 0 | 0 | 0 | 0 | 0 | 0 | 0 | 13.3009 | 4.4336
MISO_IN_2_MISO_MO-IL | MISO_IN | MISO_MO-IL | 2045 | B3 | 75 | 0 | 5000 | 5000 | 5000 | 0 | 0 | 0 | 7.9885 | 1.4481 | 0 | 0.5522 | 13.3009 | 4.4336
MISO_IN_2_MISO_MO-IL | MISO_IN | MISO_MO-IL | 2045 | B4 | 100 | 0 | 5000 | 5000 | 3576.14 | 0 | 0 | 0 | 24.9864 | 0 | 0 | 2.3029 | 13.3009 | 4.4336
MISO_IN_2_MISO_MO-IL | MISO_IN | MISO_MO-IL | 2045 | B5 | 200 | 0 | 5000 | 5000 | 5000 | 0 | 0 | 0 | 16.9978 | 2.8132 | 0 | 3.1332 | 13.3009 | 4.4336
MISO_IN_2_MISO_MO-IL | MISO_IN | MISO_MO-IL | 2045 | B6 | 300 | 0 | 5000 | 5000 | 5000 | 0 | 0 | 0 | 23.2415 | 3.9765 | 0 | 6.4262 | 13.3009 | 4.4336
MISO_IN_2_MISO_MO-IL | MISO_IN | MISO_MO-IL | 2045 | B7 | 400 | 0 | 5000 | 5000 | 0 | 0 | 0 | 0 | 10.9916 | 0 | 0 | 4.0522 | 13.3009 | 4.4336
MISO_IN_2_MISO_MO-IL | MISO_IN | MISO_MO-IL | 2045 | B8 | 500 | 0 | 5000 | 3225.2 | 0 | 0 | 0 | 0 | 0 | 0 | 0 | 0 | 13.3009 | 4.4336
MISO_IN_2_MISO_MO-IL | MISO_IN | MISO_MO-IL | 2045 | B9 | 800 | 0 | 5000 | 52.62 | 0 | 0 | 0 | 0 | 0 | 0 | 0 | 0 | 13.3009 | 4.4336
MISO_IN_2_MISO_MO-IL | MISO_IN | MISO_MO-IL | 2045 | B10 | 1262 | 0 | 5000 | 0 | 0 | 0 | 0 | 0 | 0 | 0 | 0 | 0 | 13.3009 | 4.4336
MISO_IN_2_MISO_MO-IL | MISO_IN | MISO_MO-IL | 2045 | B11 | 25 | 0 | 5000 | 893.56 | 0 | 0 | 0 | 0 | 0 | 0 | 0 | 0 | 13.3009 | 4.4336
MISO_IN_2_MISO_MO-IL | MISO_IN | MISO_MO-IL | 2045 | B12 | 200 | 0 | 5000 | 0 | 0 | 0 | 0 | 0 | 0 | 0 | 0 | 0 | 13.3009 | 4.4336
MISO_IN_2_MISO_MO-IL | MISO_IN | MISO_MO-IL | 2045 | B13 | 600 | 0 | 5000 | 0 | 0 | 0 | 0 | 0 | 0 | 0 | 0 | 0 | 13.3009 | 4.4336
MISO_IN_2_MISO_MO-IL | MISO_IN | MISO_MO-IL | 2045 | B14 | 900 | 0 | 5000 | 0 | 0 | 0 | 0 | 0 | 0 | 0 | 0 | 0 | 13.3009 | 4.4336
MISO_IN_2_MISO_MO-IL | MISO_IN | MISO_MO-IL | 2045 | B15 | 1203 | 0 | 5000 | 0 | 0 | 0 | 0 | 0 | 0 | 0 | 0 | 0 | 13.3009 | 4.4336
MISO_IN_2_MISO_MO-IL | MISO_IN | MISO_MO-IL | 2045 | B16 | 25 | 0 | 5000 | 0 | 0 | 0 | 0 | 0 | 0 | 0 | 0 | 0 | 13.3009 | 4.4336
MISO_IN_2_MISO_MO-IL | MISO_IN | MISO_MO-IL | 2045 | B17 | 100 | 0 | 5000 | 0 | 0 | 0 | 0 | 0 | 0 | 0 | 0 | 0 | 13.3009 | 4.4336
MISO_IN_2_MISO_MO-IL | MISO_IN | MISO_MO-IL | 2045 | B18 | 400 | 0 | 5000 | 0 | 0 | 0 | 0 | 0 | 0 | 0 | 0 | 0 | 13.3009 | 4.4336
MISO_IN_2_MISO_MO-IL | MISO_IN | MISO_MO-IL | 2045 | B19 | 700 | 0 | 5000 | 0 | 0 | 0 | 0 | 0 | 0 | 0 | 0 | 0 | 13.3009 | 4.4336
MISO_IN_2_MISO_MO-IL | MISO_IN | MISO_MO-IL | 2045 | B20 | 935 | 0 | 5000 | 0 | 0 | 0 | 0 | 0 | 0 | 0 | 0 | 0 | 13.3009 | 4.4336
MISO_IN_2_MISO_MO-IL | MISO_IN | MISO_MO-IL | 2050 | B1 | 10 | 0 | 5000 | 5000 | 0 | 0 | 0 | 0 | 253.9587 | 0 | 0 | 2.3406 | 10.0514 | 3.3505
MISO_IN_2_MISO_MO-IL | MISO_IN | MISO_MO-IL | 2050 | B2 | 25 | 0 | 5000 | 3997.05 | 0 | 0 | 0 | 0 | 0 | 0 | 0 | 0 | 10.0514 | 3.3505
MISO_IN_2_MISO_MO-IL | MISO_IN | MISO_MO-IL | 2050 | B3 | 75 | 0 | 5000 | 5000 | 5000 | 0 | 0 | 0 | 7.9885 | 1.5787 | 0 | 0.5522 | 10.0514 | 3.3505
MISO_IN_2_MISO_MO-IL | MISO_IN | MISO_MO-IL | 2050 | B4 | 100 | 0 | 5000 | 5000 | 5000 | 0 | 0 | 0 | 12.8671 | 7.4544 | 0 | 1.1859 | 10.0514 | 3.3505
MISO_IN_2_MISO_MO-IL | MISO_IN | MISO_MO-IL | 2050 | B5 | 200 | 0 | 5000 | 5000 | 5000 | 0 | 0 | 0 | 24.9864 | 8.3683 | 0 | 4.6058 | 10.0514 | 3.3505
MISO_IN_2_MISO_MO-IL | MISO_IN | MISO_MO-IL | 2050 | B6 | 300 | 0 | 5000 | 5000 | 5000 | 0 | 0 | 0 | 16.9978 | 1.7686 | 0 | 4.6999 | 10.0514 | 3.3505
MISO_IN_2_MISO_MO-IL | MISO_IN | MISO_MO-IL | 2050 | B7 | 400 | 0 | 5000 | 5000 | 0 | 0 | 0 | 0 | 0.04748 | 0 | 0 | 0.017504 | 10.0514 | 3.3505
MISO_IN_2_MISO_MO-IL | MISO_IN | MISO_MO-IL | 2050 | B8 | 500 | 0 | 5000 | 0 | 0 | 0 | 0 | 0 | 0 | 0 | 0 | 0 | 10.0514 | 3.3505
MISO_IN_2_MISO_MO-IL | MISO_IN | MISO_MO-IL | 2050 | B9 | 800 | 0 | 5000 | 0 | 0 | 0 | 0 | 0 | 0 | 0 | 0 | 0 | 10.0514 | 3.3505
MISO_IN_2_MISO_MO-IL | MISO_IN | MISO_MO-IL | 2050 | B10 | 1262 | 0 | 5000 | 0 | 0 | 0 | 0 | 0 | 0 | 0 | 0 | 0 | 10.0514 | 3.3505
MISO_IN_2_MISO_MO-IL | MISO_IN | MISO_MO-IL | 2050 | B11 | 25 | 0 | 5000 | 1208.35 | 0 | 0 | 0 | 0 | 0 | 0 | 0 | 0 | 10.0514 | 3.3505
MISO_IN_2_MISO_MO-IL | MISO_IN | MISO_MO-IL | 2050 | B12 | 200 | 0 | 5000 | 0 | 0 | 0 | 0 | 0 | 0 | 0 | 0 | 0 | 10.0514 | 3.3505
MISO_IN_2_MISO_MO-IL | MISO_IN | MISO_MO-IL | 2050 | B13 | 600 | 0 | 5000 | 0 | 0 | 0 | 0 | 0 | 0 | 0 | 0 | 0 | 10.0514 | 3.3505
MISO_IN_2_MISO_MO-IL | MISO_IN | MISO_MO-IL | 2050 | B14 | 900 | 0 | 5000 | 0 | 0 | 0 | 0 | 0 | 0 | 0 | 0 | 0 | 10.0514 | 3.3505
MISO_IN_2_MISO_MO-IL | MISO_IN | MISO_MO-IL | 2050 | B15 | 1203 | 0 | 5000 | 0 | 0 | 0 | 0 | 0 | 0 | 0 | 0 | 0 | 10.0514 | 3.3505
MISO_IN_2_MISO_MO-IL | MISO_IN | MISO_MO-IL | 2050 | B16 | 25 | 0 | 5000 | 0 | 0 | 0 | 0 | 0 | 0 | 0 | 0 | 0 | 10.0514 | 3.3505
MISO_IN_2_MISO_MO-IL | MISO_IN | MISO_MO-IL | 2050 | B17 | 100 | 0 | 5000 | 0 | 0 | 0 | 0 | 0 | 0 | 0 | 0 | 0 | 10.0514 | 3.3505
MISO_IN_2_MISO_MO-IL | MISO_IN | MISO_MO-IL | 2050 | B18 | 400 | 0 | 5000 | 0 | 0 | 0 | 0 | 0 | 0 | 0 | 0 | 0 | 10.0514 | 3.3505
MISO_IN_2_MISO_MO-IL | MISO_IN | MISO_MO-IL | 2050 | B19 | 700 | 0 | 5000 | 0 | 0 | 0 | 0 | 0 | 0 | 0 | 0 | 0 | 10.0514 | 3.3505
MISO_IN_2_MISO_MO-IL | MISO_IN | MISO_MO-IL | 2050 | B20 | 935 | 0 | 5000 | 167.75 | 0 | 0 | 0 | 0 | 0 | 0 | 0 | 0 | 10.0514 | 3.3505
MISO_IN_2_NonRTO_Midwest | MISO_IN | NonRTO_Midwest | 2015 | B1 | 10 | 0 | 4800 | 0 | 0 | 0 | 0 | 0 | 0 | 0 | 0 | 0 | 0 | 0
MISO_IN_2_NonRTO_Midwest | MISO_IN | NonRTO_Midwest | 2015 | B2 | 25 | 0 | 4800 | 0 | 0 | 0 | 0 | 0 | 0 | 0 | 0 | 0 | 0 | 0
MISO_IN_2_NonRTO_Midwest | MISO_IN | NonRTO_Midwest | 2015 | B3 | 75 | 0 | 4800 | 0 | 0 | 1193.71 | 0 | 0 | 0 | 0 | 0 | 0 | 0 | 0
MISO_IN_2_NonRTO_Midwest | MISO_IN | NonRTO_Midwest | 2015 | B4 | 100 | 0 | 4800 | 798.14 | 798.14 | 794.07 | 0 | 0 | 0 | 0 | 0 | 0 | 0 | 0
MISO_IN_2_NonRTO_Midwest | MISO_IN | NonRTO_Midwest | 2015 | B5 | 200 | 0 | 4800 | 494.82 | 494.91 | 490.85 | 0 | 0 | 0 | 0 | 0 | 0 | 0 | 0
MISO_IN_2_NonRTO_Midwest | MISO_IN | NonRTO_Midwest | 2015 | B6 | 300 | 0 | 4800 | 0 | 25.18 | 21.11 | 0 | 0 | 0 | 0 | 0 | 0 | 0 | 0
MISO_IN_2_NonRTO_Midwest | MISO_IN | NonRTO_Midwest | 2015 | B7 | 400 | 0 | 4800 | 0 | 0 | 0 | 0 | 0 | 0 | 0 | 0 | 0 | 0 | 0
MISO_IN_2_NonRTO_Midwest | MISO_IN | NonRTO_Midwest | 2015 | B8 | 500 | 0 | 4800 | 0 | 0 | 0 | 0 | 0 | 0 | 0 | 0 | 0 | 0 | 0
MISO_IN_2_NonRTO_Midwest | MISO_IN | NonRTO_Midwest | 2015 | B9 | 800 | 0 | 4800 | 0 | 0 | 0 | 0 | 0 | 0 | 0 | 0 | 0 | 0 | 0
MISO_IN_2_NonRTO_Midwest | MISO_IN | NonRTO_Midwest | 2015 | B10 | 1262 | 0 | 4800 | 0 | 0 | 0 | 0 | 0 | 0 | 0 | 0 | 0 | 0 | 0
MISO_IN_2_NonRTO_Midwest | MISO_IN | NonRTO_Midwest | 2015 | B11 | 25 | 0 | 4800 | 745.88 | 1270.62 | 1200.14 | 0 | 0 | 0 | 0 | 0 | 0 | 0 | 0
MISO_IN_2_NonRTO_Midwest | MISO_IN | NonRTO_Midwest | 2015 | B12 | 200 | 0 | 4800 | 602.56 | 861.09 | 790.64 | 0 | 0 | 0 | 0 | 0 | 0 | 0 | 0
MISO_IN_2_NonRTO_Midwest | MISO_IN | NonRTO_Midwest | 2015 | B13 | 600 | 0 | 4800 | 159.95 | 330.48 | 260.03 | 0 | 0 | 0 | 0 | 0 | 0 | 0 | 0
MISO_IN_2_NonRTO_Midwest | MISO_IN | NonRTO_Midwest | 2015 | B14 | 900 | 0 | 4800 | 0 | 0 | 0 | 0 | 0 | 0 | 0 | 0 | 0 | 0 | 0
MISO_IN_2_NonRTO_Midwest | MISO_IN | NonRTO_Midwest | 2015 | B15 | 1203 | 0 | 4800 | 0 | 0 | 0 | 0 | 0 | 0 | 0 | 0 | 0 | 0 | 0
MISO_IN_2_NonRTO_Midwest | MISO_IN | NonRTO_Midwest | 2015 | B16 | 25 | 0 | 4800 | 2094.48 | 1863.29 | 1934.21 | 0 | 0 | 0 | 0 | 0 | 0 | 0 | 0
MISO_IN_2_NonRTO_Midwest | MISO_IN | NonRTO_Midwest | 2015 | B17 | 100 | 0 | 4800 | 1019.18 | 888.02 | 858.91 | 0 | 0 | 0 | 0 | 0 | 0 | 0 | 0
MISO_IN_2_NonRTO_Midwest | MISO_IN | NonRTO_Midwest | 2015 | B18 | 400 | 0 | 4800 | 292.79 | 61.63 | 132.51 | 0 | 0 | 0 | 0 | 0 | 0 | 0 | 0
MISO_IN_2_NonRTO_Midwest | MISO_IN | NonRTO_Midwest | 2015 | B19 | 700 | 0 | 4800 | 0 | 0 | 0 | 0 | 0 | 0 | 0 | 0 | 0 | 0 | 0
MISO_IN_2_NonRTO_Midwest | MISO_IN | NonRTO_Midwest | 2015 | B20 | 935 | 0 | 4800 | 0 | 0 | 0 | 0 | 0 | 0 | 0 | 0 | 0 | 0 | 0
MISO_IN_2_NonRTO_Midwest | MISO_IN | NonRTO_Midwest | 2020 | B1 | 10 | 0 | 4800 | 1428 | 0 | 0 | 0 | 0 | 0 | 0 | 0 | 0 | 0 | 0
MISO_IN_2_NonRTO_Midwest | MISO_IN | NonRTO_Midwest | 2020 | B2 | 25 | 0 | 4800 | 0 | 0 | 0 | 0 | 0 | 0 | 0 | 0 | 0 | 0 | 0
MISO_IN_2_NonRTO_Midwest | MISO_IN | NonRTO_Midwest | 2020 | B3 | 75 | 0 | 4800 | 452.29 | 0 | 0 | 0 | 0 | 0 | 0 | 0 | 0 | 0 | 0
MISO_IN_2_NonRTO_Midwest | MISO_IN | NonRTO_Midwest | 2020 | B4 | 100 | 0 | 4800 | 1706.57 | 1706.77 | 1707.28 | 0 | 0 | 0 | 0 | 0 | 0 | 0 | 0
MISO_IN_2_NonRTO_Midwest | MISO_IN | NonRTO_Midwest | 2020 | B5 | 200 | 0 | 4800 | 1401.89 | 1402.08 | 1402.59 | 0 | 0 | 0 | 0 | 0 | 0 | 0 | 0
MISO_IN_2_NonRTO_Midwest | MISO_IN | NonRTO_Midwest | 2020 | B6 | 300 | 0 | 4800 | 928.9 | 929.1 | 929.61 | 0 | 0 | 0 | 0 | 0 | 0 | 0 | 0
MISO_IN_2_NonRTO_Midwest | MISO_IN | NonRTO_Midwest | 2020 | B7 | 400 | 0 | 4800 | 258.19 | 358.38 | 358.89 | 0 | 0 | 0 | 0 | 0 | 0 | 0 | 0
MISO_IN_2_NonRTO_Midwest | MISO_IN | NonRTO_Midwest | 2020 | B8 | 500 | 0 | 4800 | 0 | 0 | 0 | 0 | 0 | 0 | 0 | 0 | 0 | 0 | 0
MISO_IN_2_NonRTO_Midwest | MISO_IN | NonRTO_Midwest | 2020 | B9 | 800 | 0 | 4800 | 0 | 0 | 0 | 0 | 0 | 0 | 0 | 0 | 0 | 0 | 0
MISO_IN_2_NonRTO_Midwest | MISO_IN | NonRTO_Midwest | 2020 | B10 | 1262 | 0 | 4800 | 0 | 0 | 0 | 0 | 0 | 0 | 0 | 0 | 0 | 0 | 0
MISO_IN_2_NonRTO_Midwest | MISO_IN | NonRTO_Midwest | 2020 | B11 | 25 | 0 | 4800 | 1453.6 | 1446.23 | 1466.87 | 0 | 0 | 0 | 0 | 0 | 0 | 0 | 0
MISO_IN_2_NonRTO_Midwest | MISO_IN | NonRTO_Midwest | 2020 | B12 | 200 | 0 | 4800 | 1034.71 | 1027.34 | 1047.98 | 0 | 0 | 0 | 0 | 0 | 0 | 0 | 0
MISO_IN_2_NonRTO_Midwest | MISO_IN | NonRTO_Midwest | 2020 | B13 | 600 | 0 | 4800 | 491.84 | 484.47 | 505.11 | 0 | 0 | 0 | 0 | 0 | 0 | 0 | 0
MISO_IN_2_NonRTO_Midwest | MISO_IN | NonRTO_Midwest | 2020 | B14 | 900 | 0 | 4800 | 100.24 | 92.86 | 113.51 | 0 | 0 | 0 | 0 | 0 | 0 | 0 | 0
MISO_IN_2_NonRTO_Midwest | MISO_IN | NonRTO_Midwest | 2020 | B15 | 1203 | 0 | 4800 | 0 | 0 | 0 | 0 | 0 | 0 | 0 | 0 | 0 | 0 | 0
MISO_IN_2_NonRTO_Midwest | MISO_IN | NonRTO_Midwest | 2020 | B16 | 25 | 0 | 4800 | 3368.09 | 3368.09 | 3368.09 | 0 | 0 | 0 | 0 | 0 | 0 | 0 | 0
MISO_IN_2_NonRTO_Midwest | MISO_IN | NonRTO_Midwest | 2020 | B17 | 100 | 0 | 4800 | 2372.97 | 2373.07 | 2373.07 | 0 | 0 | 0 | 0 | 0 | 0 | 0 | 0
MISO_IN_2_NonRTO_Midwest | MISO_IN | NonRTO_Midwest | 2020 | B18 | 400 | 0 | 4800 | 1529.14 | 1529.14 | 1529.14 | 0 | 0 | 0 | 0 | 0 | 0 | 0 | 0
MISO_IN_2_NonRTO_Midwest | MISO_IN | NonRTO_Midwest | 2020 | B19 | 700 | 0 | 4800 | 873.09 | 873.09 | 873.09 | 0 | 0 | 0 | 0 | 0 | 0 | 0 | 0
MISO_IN_2_NonRTO_Midwest | MISO_IN | NonRTO_Midwest | 2020 | B20 | 935 | 0 | 4800 | 0 | 0 | 0 | 0 | 0 | 0 | 0 | 0 | 0 | 0 | 0
MISO_IN_2_NonRTO_Midwest | MISO_IN | NonRTO_Midwest | 2025 | B1 | 10 | 0 | 4800 | 2510.68 | 1322.7 | 1424.71 | 0 | 0 | 0 | 0 | 0 | 0 | 0 | 0
MISO_IN_2_NonRTO_Midwest | MISO_IN | NonRTO_Midwest | 2025 | B2 | 25 | 0 | 4800 | 3528.85 | 1131.11 | 1233.12 | 0 | 0 | 0 | 0 | 0 | 0 | 0 | 0
MISO_IN_2_NonRTO_Midwest | MISO_IN | NonRTO_Midwest | 2025 | B3 | 75 | 0 | 4800 | 643.72 | 736.76 | 747.99 | 0 | 0 | 0 | 0 | 0 | 0 | 0 | 0
MISO_IN_2_NonRTO_Midwest | MISO_IN | NonRTO_Midwest | 2025 | B4 | 100 | 0 | 4800 | 239.6 | 332.65 | 343.88 | 0 | 0 | 0 | 0 | 0 | 0 | 0 | 0
MISO_IN_2_NonRTO_Midwest | MISO_IN | NonRTO_Midwest | 2025 | B5 | 200 | 0 | 4800 | 0 | 982.52 | 3021.15 | 0 | 0 | 0 | 0 | 0 | 0 | 0 | 0
MISO_IN_2_NonRTO_Midwest | MISO_IN | NonRTO_Midwest | 2025 | B6 | 300 | 0 | 4800 | 755.58 | 2543.78 | 2555.01 | 0 | 0 | 0 | 0 | 0 | 0 | 0 | 0
MISO_IN_2_NonRTO_Midwest | MISO_IN | NonRTO_Midwest | 2025 | B7 | 400 | 0 | 4800 | 1878.11 | 1971.15 | 3143.79 | 0 | 0 | 0 | 0 | 0 | 0 | 0 | 0
MISO_IN_2_NonRTO_Midwest | MISO_IN | NonRTO_Midwest | 2025 | B8 | 500 | 0 | 4800 | 2842.29 | 2600.35 | 3108.35 | 0 | 0 | 0 | 0 | 0 | 0 | 0 | 0
MISO_IN_2_NonRTO_Midwest | MISO_IN | NonRTO_Midwest | 2025 | B9 | 800 | 0 | 4800 | 2210.64 | 1968.7 | 2476.7 | 0 | 0 | 0 | 0 | 0 | 0 | 0 | 0
MISO_IN_2_NonRTO_Midwest | MISO_IN | NonRTO_Midwest | 2025 | B10 | 1262 | 0 | 4800 | 1151.03 | 909.09 | 1417.09 | 0 | 0 | 0 | 0 | 0 | 0 | 0 | 0
MISO_IN_2_NonRTO_Midwest | MISO_IN | NonRTO_Midwest | 2025 | B11 | 25 | 0 | 4800 | 2328.3 | 2344.23 | 2049.2 | 0 | 0 | 0 | 0 | 0 | 0 | 0 | 0
MISO_IN_2_NonRTO_Midwest | MISO_IN | NonRTO_Midwest | 2025 | B12 | 200 | 0 | 4800 | 1015.45 | 1768.09 | 1972.08 | 0 | 0 | 0 | 0 | 0 | 0 | 0 | 0
MISO_IN_2_NonRTO_Midwest | MISO_IN | NonRTO_Midwest | 2025 | B13 | 600 | 0 | 4800 | 1726.68 | 1416.37 | 2504.07 | 0 | 0 | 0 | 0 | 0 | 0 | 0 | 0
MISO_IN_2_NonRTO_Midwest | MISO_IN | NonRTO_Midwest | 2025 | B14 | 900 | 0 | 4800 | 1824.3 | 1582.36 | 2090.36 | 0 | 0 | 0 | 0 | 0 | 0 | 0 | 0
MISO_IN_2_NonRTO_Midwest | MISO_IN | NonRTO_Midwest | 2025 | B15 | 1203 | 0 | 4800 | 985.5 | 743.56 | 1251.56 | 0 | 0 | 0 | 0 | 0 | 0 | 0 | 0
MISO_IN_2_NonRTO_Midwest | MISO_IN | NonRTO_Midwest | 2025 | B16 | 25 | 25 | 4800 | 4707.78 | 4800 | 4800 | 71.68 | 500.35 | 0 | 0.01187 | 0.01187 | 0 | 0 | 0
MISO_IN_2_NonRTO_Midwest | MISO_IN | NonRTO_Midwest | 2025 | B17 | 100 | 0 | 4800 | 2887 | 3850.89 | 4611.77 | 0 | 0 | 0 | 0 | 0 | 0 | 0 | 0
MISO_IN_2_NonRTO_Midwest | MISO_IN | NonRTO_Midwest | 2025 | B18 | 400 | 0 | 4800 | 3038.77 | 3076.61 | 4008.05 | 0 | 0 | 0 | 0 | 0 | 0 | 0 | 0
MISO_IN_2_NonRTO_Midwest | MISO_IN | NonRTO_Midwest | 2025 | B19 | 700 | 0 | 4800 | 3242.98 | 3085.25 | 3876.93 | 0 | 0 | 0 | 0 | 0 | 0 | 0 | 0
MISO_IN_2_NonRTO_Midwest | MISO_IN | NonRTO_Midwest | 2025 | B20 | 935 | 0 | 4800 | 2842.88 | 2671.79 | 3031.03 | 0 | 0 | 0 | 0 | 0 | 0 | 0 | 0
MISO_IN_2_NonRTO_Midwest | MISO_IN | NonRTO_Midwest | 2030 | B1 | 10 | 0 | 4800 | 3816.8 | 1411.41 | 1407.56 | 0 | 0 | 0 | 0 | 0 | 0 | 3.6109 | 1.2036
MISO_IN_2_NonRTO_Midwest | MISO_IN | NonRTO_Midwest | 2030 | B2 | 25 | 0 | 4800 | 3629.63 | 1224.24 | 1220.39 | 0 | 0 | 0 | 0 | 0 | 0 | 3.6109 | 1.2036
MISO_IN_2_NonRTO_Midwest | MISO_IN | NonRTO_Midwest | 2030 | B3 | 75 | 0 | 4800 | 756.62 | 751.23 | 747.38 | 0 | 0 | 0 | 0 | 0 | 0 | 3.6109 | 1.2036
MISO_IN_2_NonRTO_Midwest | MISO_IN | NonRTO_Midwest | 2030 | B4 | 100 | 0 | 4800 | 362.54 | 1278.9 | 3337.21 | 0 | 0 | 0 | 0 | 0 | 0 | 3.6109 | 1.2036
MISO_IN_2_NonRTO_Midwest | MISO_IN | NonRTO_Midwest | 2030 | B5 | 200 | 0 | 4800 | 1968.39 | 2827.77 | 3038.1 | 0 | 0 | 0 | 0 | 0 | 0 | 3.6109 | 1.2036
MISO_IN_2_NonRTO_Midwest | MISO_IN | NonRTO_Midwest | 2030 | B6 | 300 | 0 | 4800 | 2592.95 | 2373.38 | 2583.71 | 0 | 0 | 0 | 0 | 0 | 0 | 3.6109 | 1.2036
MISO_IN_2_NonRTO_Midwest | MISO_IN | NonRTO_Midwest | 2030 | B7 | 400 | 0 | 4800 | 3128.53 | 2162.5 | 2167.82 | 0 | 0 | 0 | 0 | 0 | 0 | 3.6109 | 1.2036
MISO_IN_2_NonRTO_Midwest | MISO_IN | NonRTO_Midwest | 2030 | B8 | 500 | 0 | 4800 | 2650.89 | 2408.95 | 2613.14 | 0 | 0 | 0 | 0 | 0 | 0 | 3.6109 | 1.2036
MISO_IN_2_NonRTO_Midwest | MISO_IN | NonRTO_Midwest | 2030 | B9 | 800 | 0 | 4800 | 2037.41 | 1795.47 | 1999.66 | 0 | 0 | 0 | 0 | 0 | 0 | 3.6109 | 1.2036
MISO_IN_2_NonRTO_Midwest | MISO_IN | NonRTO_Midwest | 2030 | B10 | 1262 | 0 | 4800 | 1004.38 | 762.44 | 966.63 | 0 | 0 | 0 | 0 | 0 | 0 | 3.6109 | 1.2036
MISO_IN_2_NonRTO_Midwest | MISO_IN | NonRTO_Midwest | 2030 | B11 | 25 | 0 | 4800 | 4673.15 | 2173.09 | 2407.73 | 0 | 0 | 0 | 0 | 0 | 0 | 3.6109 | 1.2036
MISO_IN_2_NonRTO_Midwest | MISO_IN | NonRTO_Midwest | 2030 | B12 | 200 | 0 | 4800 | 2178.54 | 1607.15 | 1841.78 | 0 | 0 | 0 | 0 | 0 | 0 | 3.6109 | 1.2036
MISO_IN_2_NonRTO_Midwest | MISO_IN | NonRTO_Midwest | 2030 | B13 | 600 | 0 | 4800 | 1893.48 | 1220.9 | 1322.13 | 0 | 0 | 0 | 0 | 0 | 0 | 3.6109 | 1.2036
MISO_IN_2_NonRTO_Midwest | MISO_IN | NonRTO_Midwest | 2030 | B14 | 900 | 0 | 4800 | 1455.1 | 1434.4 | 1854.67 | 0 | 0 | 0 | 0 | 0 | 0 | 3.6109 | 1.2036
MISO_IN_2_NonRTO_Midwest | MISO_IN | NonRTO_Midwest | 2030 | B15 | 1203 | 0 | 4800 | 840.28 | 583.34 | 1038.65 | 0 | 0 | 0 | 0 | 0 | 0 | 3.6109 | 1.2036
MISO_IN_2_NonRTO_Midwest | MISO_IN | NonRTO_Midwest | 2030 | B16 | 25 | 0 | 4800 | 4800 | 4671.53 | 4800 | 0 | 0 | 23.9299 | 0 | 0.64098 | 4.786 | 3.6109 | 1.2036
MISO_IN_2_NonRTO_Midwest | MISO_IN | NonRTO_Midwest | 2030 | B17 | 100 | 0 | 4800 | 4800 | 3675.54 | 3804 | 0 | 0 | 0.03561 | 0 | 0 | 0.028488 | 3.6109 | 1.2036
MISO_IN_2_NonRTO_Midwest | MISO_IN | NonRTO_Midwest | 2030 | B18 | 400 | 0 | 4800 | 3791.64 | 2874.12 | 3002.59 | 0 | 0 | 0 | 0 | 0 | 0 | 3.6109 | 1.2036
MISO_IN_2_NonRTO_Midwest | MISO_IN | NonRTO_Midwest | 2030 | B19 | 700 | 0 | 4800 | 3226.39 | 3261.15 | 3117.03 | 0 | 0 | 0 | 0 | 0 | 0 | 3.6109 | 1.2036
MISO_IN_2_NonRTO_Midwest | MISO_IN | NonRTO_Midwest | 2030 | B20 | 935 | 0 | 4800 | 3329.09 | 2505.99 | 2341.18 | 0 | 0 | 0 | 0 | 0 | 0 | 3.6109 | 1.2036
MISO_IN_2_NonRTO_Midwest | MISO_IN | NonRTO_Midwest | 2035 | B1 | 10 | 0 | 4800 | 3807.35 | 1364.46 | 1349 | 0 | 0 | 0 | 0 | 0 | 0 | 0 | 0
MISO_IN_2_NonRTO_Midwest | MISO_IN | NonRTO_Midwest | 2035 | B2 | 25 | 0 | 4800 | 3624.49 | 1181.61 | 1166.14 | 0 | 0 | 0 | 0 | 0 | 0 | 0 | 0
MISO_IN_2_NonRTO_Midwest | MISO_IN | NonRTO_Midwest | 2035 | B3 | 75 | 0 | 4800 | 763.28 | 720.4 | 704.93 | 0 | 0 | 0 | 0 | 0 | 0 | 0 | 0
MISO_IN_2_NonRTO_Midwest | MISO_IN | NonRTO_Midwest | 2035 | B4 | 100 | 0 | 4800 | 591.83 | 336.1 | 320.63 | 0 | 0 | 0 | 0 | 0 | 0 | 0 | 0
MISO_IN_2_NonRTO_Midwest | MISO_IN | NonRTO_Midwest | 2035 | B5 | 200 | 0 | 4800 | 442.95 | 44.33 | 28.86 | 0 | 0 | 0 | 0 | 0 | 0 | 0 | 0
MISO_IN_2_NonRTO_Midwest | MISO_IN | NonRTO_Midwest | 2035 | B6 | 300 | 0 | 4800 | 0 | 0 | 0 | 0 | 0 | 0 | 0 | 0 | 0 | 0 | 0
MISO_IN_2_NonRTO_Midwest | MISO_IN | NonRTO_Midwest | 2035 | B7 | 400 | 0 | 4800 | 0 | 0 | 0 | 0 | 0 | 0 | 0 | 0 | 0 | 0 | 0
MISO_IN_2_NonRTO_Midwest | MISO_IN | NonRTO_Midwest | 2035 | B8 | 500 | 0 | 4800 | 0 | 0 | 0 | 0 | 0 | 0 | 0 | 0 | 0 | 0 | 0
MISO_IN_2_NonRTO_Midwest | MISO_IN | NonRTO_Midwest | 2035 | B9 | 800 | 0 | 4800 | 0 | 0 | 0 | 0 | 0 | 0 | 0 | 0 | 0 | 0 | 0
MISO_IN_2_NonRTO_Midwest | MISO_IN | NonRTO_Midwest | 2035 | B10 | 1262 | 0 | 4800 | 0 | 0 | 0 | 0 | 0 | 0 | 0 | 0 | 0 | 0 | 0
MISO_IN_2_NonRTO_Midwest | MISO_IN | NonRTO_Midwest | 2035 | B11 | 25 | 0 | 4800 | 848.08 | 555.93 | 555.94 | 0 | 0 | 0 | 0 | 0 | 0 | 0 | 0
MISO_IN_2_NonRTO_Midwest | MISO_IN | NonRTO_Midwest | 2035 | B12 | 200 | 0 | 4800 | 162.2 | 0 | 0 | 0 | 0 | 0 | 0 | 0 | 0 | 0 | 0
MISO_IN_2_NonRTO_Midwest | MISO_IN | NonRTO_Midwest | 2035 | B13 | 600 | 0 | 4800 | 0 | 0 | 0 | 0 | 0 | 0 | 0 | 0 | 0 | 0 | 0
MISO_IN_2_NonRTO_Midwest | MISO_IN | NonRTO_Midwest | 2035 | B14 | 900 | 0 | 4800 | 0 | 0 | 0 | 0 | 0 | 0 | 0 | 0 | 0 | 0 | 0
MISO_IN_2_NonRTO_Midwest | MISO_IN | NonRTO_Midwest | 2035 | B15 | 1203 | 0 | 4800 | 995.11 | 2768.04 | 2371.46 | 0 | 0 | 0 | 0 | 0 | 0 | 0 | 0
MISO_IN_2_NonRTO_Midwest | MISO_IN | NonRTO_Midwest | 2035 | B16 | 25 | 0 | 4800 | 2936.09 | 1169.54 | 1156.35 | 0 | 0 | 0 | 0 | 0 | 0 | 0 | 0
MISO_IN_2_NonRTO_Midwest | MISO_IN | NonRTO_Midwest | 2035 | B17 | 100 | 0 | 4800 | 781.06 | 197.71 | 184.52 | 0 | 0 | 0 | 0 | 0 | 0 | 0 | 0
MISO_IN_2_NonRTO_Midwest | MISO_IN | NonRTO_Midwest | 2035 | B18 | 400 | 0 | 4800 | 0 | 0 | 0 | 0 | 0 | 0 | 0 | 0 | 0 | 0 | 0
MISO_IN_2_NonRTO_Midwest | MISO_IN | NonRTO_Midwest | 2035 | B19 | 700 | 0 | 4800 | 178.38 | 0 | 0 | 0 | 0 | 0 | 0 | 0 | 0 | 0 | 0
MISO_IN_2_NonRTO_Midwest | MISO_IN | NonRTO_Midwest | 2035 | B20 | 935 | 0 | 4800 | 3449.4 | 2778.45 | 2254.98 | 0 | 0 | 0 | 0 | 0 | 0 | 0 | 0
MISO_IN_2_NonRTO_Midwest | MISO_IN | NonRTO_Midwest | 2040 | B1 | 10 | 0 | 4800 | 3927.09 | 688.47 | 898.58 | 0 | 0 | 0 | 0 | 0 | 0 | 0 | 0
MISO_IN_2_NonRTO_Midwest | MISO_IN | NonRTO_Midwest | 2040 | B2 | 25 | 0 | 4800 | 3748.43 | 509.82 | 719.92 | 0 | 0 | 0 | 0 | 0 | 0 | 0 | 0
MISO_IN_2_NonRTO_Midwest | MISO_IN | NonRTO_Midwest | 2040 | B3 | 75 | 0 | 4800 | 2561.27 | 60.12 | 270.22 | 0 | 0 | 0 | 0 | 0 | 0 | 0 | 0
MISO_IN_2_NonRTO_Midwest | MISO_IN | NonRTO_Midwest | 2040 | B4 | 100 | 0 | 4800 | 523.96 | 0 | 0 | 0 | 0 | 0 | 0 | 0 | 0 | 0 | 0
MISO_IN_2_NonRTO_Midwest | MISO_IN | NonRTO_Midwest | 2040 | B5 | 200 | 0 | 4800 | 239.35 | 0 | 0 | 0 | 0 | 0 | 0 | 0 | 0 | 0 | 0
MISO_IN_2_NonRTO_Midwest | MISO_IN | NonRTO_Midwest | 2040 | B6 | 300 | 0 | 4800 | 0 | 0 | 0 | 0 | 0 | 0 | 0 | 0 | 0 | 0 | 0
MISO_IN_2_NonRTO_Midwest | MISO_IN | NonRTO_Midwest | 2040 | B7 | 400 | 0 | 4800 | 0 | 0 | 0 | 0 | 0 | 0 | 0 | 0 | 0 | 0 | 0
MISO_IN_2_NonRTO_Midwest | MISO_IN | NonRTO_Midwest | 2040 | B8 | 500 | 0 | 4800 | 0 | 0 | 0 | 0 | 0 | 0 | 0 | 0 | 0 | 0 | 0
MISO_IN_2_NonRTO_Midwest | MISO_IN | NonRTO_Midwest | 2040 | B9 | 800 | 0 | 4800 | 0 | 0 | 0 | 0 | 0 | 0 | 0 | 0 | 0 | 0 | 0
MISO_IN_2_NonRTO_Midwest | MISO_IN | NonRTO_Midwest | 2040 | B10 | 1262 | 0 | 4800 | 0 | 0 | 0 | 0 | 0 | 0 | 0 | 0 | 0 | 0 | 0
MISO_IN_2_NonRTO_Midwest | MISO_IN | NonRTO_Midwest | 2040 | B11 | 25 | 0 | 4800 | 3276.01 | 0 | 0 | 0 | 0 | 0 | 0 | 0 | 0 | 0 | 0
MISO_IN_2_NonRTO_Midwest | MISO_IN | NonRTO_Midwest | 2040 | B12 | 200 | 0 | 4800 | 0 | 0 | 0 | 0 | 0 | 0 | 0 | 0 | 0 | 0 | 0
MISO_IN_2_NonRTO_Midwest | MISO_IN | NonRTO_Midwest | 2040 | B13 | 600 | 0 | 4800 | 0 | 1375.17 | 0 | 0 | 0 | 0 | 0 | 0 | 0 | 0 | 0
MISO_IN_2_NonRTO_Midwest | MISO_IN | NonRTO_Midwest | 2040 | B14 | 900 | 0 | 4800 | 0 | 1657.97 | 1492.46 | 0 | 0 | 0 | 0 | 0 | 0 | 0 | 0
MISO_IN_2_NonRTO_Midwest | MISO_IN | NonRTO_Midwest | 2040 | B15 | 1203 | 0 | 4800 | 1178.49 | 930.29 | 764.71 | 0 | 0 | 0 | 0 | 0 | 0 | 0 | 0
MISO_IN_2_NonRTO_Midwest | MISO_IN | NonRTO_Midwest | 2040 | B16 | 25 | 0 | 4800 | 3796.58 | 1081.85 | 1093.1 | 0 | 0 | 0 | 0 | 0 | 0 | 0 | 0
MISO_IN_2_NonRTO_Midwest | MISO_IN | NonRTO_Midwest | 2040 | B17 | 100 | 0 | 4800 | 143.6 | 1879.68 | 1574.77 | 0 | 0 | 0 | 0 | 0 | 0 | 0 | 0
MISO_IN_2_NonRTO_Midwest | MISO_IN | NonRTO_Midwest | 2040 | B18 | 400 | 0 | 4800 | 68.16 | 1118.46 | 0 | 0 | 0 | 0 | 0 | 0 | 0 | 0 | 0
MISO_IN_2_NonRTO_Midwest | MISO_IN | NonRTO_Midwest | 2040 | B19 | 700 | 0 | 4800 | 411.89 | 749.14 | 0 | 0 | 0 | 0 | 0 | 0 | 0 | 0 | 0
MISO_IN_2_NonRTO_Midwest | MISO_IN | NonRTO_Midwest | 2040 | B20 | 935 | 0 | 4800 | 3165.35 | 538.02 | 158.45 | 0 | 0 | 0 | 0 | 0 | 0 | 0 | 0
MISO_IN_2_NonRTO_Midwest | MISO_IN | NonRTO_Midwest | 2045 | B1 | 10 | 0 | 4800 | 3964.91 | 1472.88 | 1472.88 | 0 | 0 | 0 | 0 | 0 | 0 | 0 | 0
MISO_IN_2_NonRTO_Midwest | MISO_IN | NonRTO_Midwest | 2045 | B2 | 25 | 0 | 4800 | 3790.35 | 1298.32 | 1298.32 | 0 | 0 | 0 | 0 | 0 | 0 | 0 | 0
MISO_IN_2_NonRTO_Midwest | MISO_IN | NonRTO_Midwest | 2045 | B3 | 75 | 0 | 4800 | 2566.16 | 859.82 | 859.83 | 0 | 0 | 0 | 0 | 0 | 0 | 0 | 0
MISO_IN_2_NonRTO_Midwest | MISO_IN | NonRTO_Midwest | 2045 | B4 | 100 | 0 | 4800 | 1938.44 | 494.35 | 494.35 | 0 | 0 | 0 | 0 | 0 | 0 | 0 | 0
MISO_IN_2_NonRTO_Midwest | MISO_IN | NonRTO_Midwest | 2045 | B5 | 200 | 0 | 4800 | 308.74 | 216.71 | 216.71 | 0 | 0 | 0 | 0 | 0 | 0 | 0 | 0
MISO_IN_2_NonRTO_Midwest | MISO_IN | NonRTO_Midwest | 2045 | B6 | 300 | 0 | 4800 | 1326.26 | 0 | 0 | 0 | 0 | 0 | 0 | 0 | 0 | 0 | 0
MISO_IN_2_NonRTO_Midwest | MISO_IN | NonRTO_Midwest | 2045 | B7 | 400 | 0 | 4800 | 0 | 0 | 0 | 0 | 0 | 0 | 0 | 0 | 0 | 0 | 0
MISO_IN_2_NonRTO_Midwest | MISO_IN | NonRTO_Midwest | 2045 | B8 | 500 | 0 | 4800 | 0 | 0 | 0 | 0 | 0 | 0 | 0 | 0 | 0 | 0 | 0
MISO_IN_2_NonRTO_Midwest | MISO_IN | NonRTO_Midwest | 2045 | B9 | 800 | 0 | 4800 | 0 | 0 | 0 | 0 | 0 | 0 | 0 | 0 | 0 | 0 | 0
MISO_IN_2_NonRTO_Midwest | MISO_IN | NonRTO_Midwest | 2045 | B10 | 1262 | 0 | 4800 | 0 | 0 | 0 | 0 | 0 | 0 | 0 | 0 | 0 | 0 | 0
MISO_IN_2_NonRTO_Midwest | MISO_IN | NonRTO_Midwest | 2045 | B11 | 25 | 0 | 4800 | 638.37 | 311.31 | 311.31 | 0 | 0 | 0 | 0 | 0 | 0 | 0 | 0
MISO_IN_2_NonRTO_Midwest | MISO_IN | NonRTO_Midwest | 2045 | B12 | 200 | 0 | 4800 | 101.7 | 0 | 0 | 0 | 0 | 0 | 0 | 0 | 0 | 0 | 0
MISO_IN_2_NonRTO_Midwest | MISO_IN | NonRTO_Midwest | 2045 | B13 | 600 | 0 | 4800 | 0 | 0 | 852.71 | 0 | 0 | 0 | 0 | 0 | 0 | 0 | 0
MISO_IN_2_NonRTO_Midwest | MISO_IN | NonRTO_Midwest | 2045 | B14 | 900 | 0 | 4800 | 0 | 751.08 | 751.08 | 0 | 0 | 0 | 0 | 0 | 0 | 0 | 0
MISO_IN_2_NonRTO_Midwest | MISO_IN | NonRTO_Midwest | 2045 | B15 | 1203 | 0 | 4800 | 815.75 | 0 | 0 | 0 | 0 | 0 | 0 | 0 | 0 | 0 | 0
MISO_IN_2_NonRTO_Midwest | MISO_IN | NonRTO_Midwest | 2045 | B16 | 25 | 0 | 4800 | 3991.48 | 2409.33 | 2409.33 | 0 | 0 | 0 | 0 | 0 | 0 | 0 | 0
MISO_IN_2_NonRTO_Midwest | MISO_IN | NonRTO_Midwest | 2045 | B17 | 100 | 0 | 4800 | 0 | 2059.73 | 2059.66 | 0 | 0 | 0 | 0 | 0 | 0 | 0 | 0
MISO_IN_2_NonRTO_Midwest | MISO_IN | NonRTO_Midwest | 2045 | B18 | 400 | 0 | 4800 | 296.03 | 1317.84 | 1317.84 | 0 | 0 | 0 | 0 | 0 | 0 | 0 | 0
MISO_IN_2_NonRTO_Midwest | MISO_IN | NonRTO_Midwest | 2045 | B19 | 700 | 0 | 4800 | 398.68 | 759.32 | 759.32 | 0 | 0 | 0 | 0 | 0 | 0 | 0 | 0
MISO_IN_2_NonRTO_Midwest | MISO_IN | NonRTO_Midwest | 2045 | B20 | 935 | 0 | 4800 | 1985.37 | 0 | 0 | 0 | 0 | 0 | 0 | 0 | 0 | 0 | 0
MISO_IN_2_NonRTO_Midwest | MISO_IN | NonRTO_Midwest | 2050 | B1 | 10 | 0 | 4800 | 3057.86 | 1235.29 | 1235.29 | 0 | 0 | 0 | 0 | 0 | 0 | 0 | 0
MISO_IN_2_NonRTO_Midwest | MISO_IN | NonRTO_Midwest | 2050 | B2 | 25 | 0 | 4800 | 2887.29 | 1064.72 | 1064.72 | 0 | 0 | 0 | 0 | 0 | 0 | 0 | 0
MISO_IN_2_NonRTO_Midwest | MISO_IN | NonRTO_Midwest | 2050 | B3 | 75 | 0 | 4800 | 2158.45 | 637.15 | 637.15 | 0 | 0 | 0 | 0 | 0 | 0 | 0 | 0
MISO_IN_2_NonRTO_Midwest | MISO_IN | NonRTO_Midwest | 2050 | B4 | 100 | 0 | 4800 | 617.23 | 280.73 | 280.73 | 0 | 0 | 0 | 0 | 0 | 0 | 0 | 0
MISO_IN_2_NonRTO_Midwest | MISO_IN | NonRTO_Midwest | 2050 | B5 | 200 | 0 | 4800 | 189.56 | 9.88 | 9.88 | 0 | 0 | 0 | 0 | 0 | 0 | 0 | 0
MISO_IN_2_NonRTO_Midwest | MISO_IN | NonRTO_Midwest | 2050 | B6 | 300 | 0 | 4800 | 0 | 0 | 0 | 0 | 0 | 0 | 0 | 0 | 0 | 0 | 0
MISO_IN_2_NonRTO_Midwest | MISO_IN | NonRTO_Midwest | 2050 | B7 | 400 | 0 | 4800 | 0 | 0 | 0 | 0 | 0 | 0 | 0 | 0 | 0 | 0 | 0
MISO_IN_2_NonRTO_Midwest | MISO_IN | NonRTO_Midwest | 2050 | B8 | 500 | 0 | 4800 | 0 | 0 | 0 | 0 | 0 | 0 | 0 | 0 | 0 | 0 | 0
MISO_IN_2_NonRTO_Midwest | MISO_IN | NonRTO_Midwest | 2050 | B9 | 800 | 0 | 4800 | 0 | 0 | 0 | 0 | 0 | 0 | 0 | 0 | 0 | 0 | 0
MISO_IN_2_NonRTO_Midwest | MISO_IN | NonRTO_Midwest | 2050 | B10 | 1262 | 0 | 4800 | 0 | 0 | 0 | 0 | 0 | 0 | 0 | 0 | 0 | 0 | 0
MISO_IN_2_NonRTO_Midwest | MISO_IN | NonRTO_Midwest | 2050 | B11 | 25 | 0 | 4800 | 0 | 797.41 | 0 | 0 | 0 | 0 | 0 | 0 | 0 | 0 | 0
MISO_IN_2_NonRTO_Midwest | MISO_IN | NonRTO_Midwest | 2050 | B12 | 200 | 0 | 4800 | 0 | 1315.76 | 775.65 | 0 | 0 | 0 | 0 | 0 | 0 | 0 | 0
MISO_IN_2_NonRTO_Midwest | MISO_IN | NonRTO_Midwest | 2050 | B13 | 600 | 0 | 4800 | 60.12 | 846.56 | 746.56 | 0 | 0 | 0 | 0 | 0 | 0 | 0 | 0
MISO_IN_2_NonRTO_Midwest | MISO_IN | NonRTO_Midwest | 2050 | B14 | 900 | 0 | 4800 | 85.8 | 490.44 | 490.44 | 0 | 0 | 0 | 0 | 0 | 0 | 0 | 0
MISO_IN_2_NonRTO_Midwest | MISO_IN | NonRTO_Midwest | 2050 | B15 | 1203 | 0 | 4800 | 0 | 0 | 0 | 0 | 0 | 0 | 0 | 0 | 0 | 0 | 0
MISO_IN_2_NonRTO_Midwest | MISO_IN | NonRTO_Midwest | 2050 | B16 | 25 | 0 | 4800 | 4640.78 | 2906.69 | 2906.69 | 0 | 0 | 0 | 0 | 0 | 0 | 0 | 0
MISO_IN_2_NonRTO_Midwest | MISO_IN | NonRTO_Midwest | 2050 | B17 | 100 | 0 | 4800 | 537.86 | 2003.71 | 2003.71 | 0 | 0 | 0 | 0 | 0 | 0 | 0 | 0
MISO_IN_2_NonRTO_Midwest | MISO_IN | NonRTO_Midwest | 2050 | B18 | 400 | 0 | 4800 | 1144.44 | 1280.67 | 1280.67 | 0 | 0 | 0 | 0 | 0 | 0 | 0 | 0
MISO_IN_2_NonRTO_Midwest | MISO_IN | NonRTO_Midwest | 2050 | B19 | 700 | 0 | 4800 | 1659.25 | 739.03 | 739.03 | 0 | 0 | 0 | 0 | 0 | 0 | 0 | 0
MISO_IN_2_NonRTO_Midwest | MISO_IN | NonRTO_Midwest | 2050 | B20 | 935 | 0 | 4800 | 1680.06 | 0 | 0 | 0 | 0 | 0 | 0 | 0 | 0 | 0 | 0
MISO_IN_2_PJM_ROR | MISO_IN | PJM_ROR | 2015 | B1 | 10 | 0 | 992 | 0 | 0 | 0 | 0 | 0 | 0 | 0 | 0 | 0 | 0 | 0
MISO_IN_2_PJM_ROR | MISO_IN | PJM_ROR | 2015 | B2 | 25 | 0 | 992 | 0 | 0 | 0 | 0 | 0 | 0 | 0 | 0 | 0 | 0 | 0
MISO_IN_2_PJM_ROR | MISO_IN | PJM_ROR | 2015 | B3 | 75 | 0 | 992 | 0 | 0 | 0 | 0 | 0 | 0 | 0 | 0 | 0 | 0 | 0
MISO_IN_2_PJM_ROR | MISO_IN | PJM_ROR | 2015 | B4 | 100 | 0 | 992 | 0 | 0 | 0 | 0 | 0 | 0 | 0 | 0 | 0 | 0 | 0
MISO_IN_2_PJM_ROR | MISO_IN | PJM_ROR | 2015 | B5 | 200 | 0 | 992 | 0 | 576.82 | 0 | 0 | 0 | 0 | 0 | 0 | 0 | 0 | 0
MISO_IN_2_PJM_ROR | MISO_IN | PJM_ROR | 2015 | B6 | 300 | 0 | 992 | 0 | 217.88 | 0 | 0 | 0 | 0 | 0 | 0 | 0 | 0 | 0
MISO_IN_2_PJM_ROR | MISO_IN | PJM_ROR | 2015 | B7 | 400 | 0 | 992 | 0 | 0 | 0 | 0 | 0 | 0 | 0 | 0 | 0 | 0 | 0
MISO_IN_2_PJM_ROR | MISO_IN | PJM_ROR | 2015 | B8 | 500 | 0 | 992 | 0 | 0 | 0 | 0 | 0 | 0 | 0 | 0 | 0 | 0 | 0
MISO_IN_2_PJM_ROR | MISO_IN | PJM_ROR | 2015 | B9 | 800 | 0 | 992 | 0 | 0 | 0 | 0 | 0 | 0 | 0 | 0 | 0 | 0 | 0
MISO_IN_2_PJM_ROR | MISO_IN | PJM_ROR | 2015 | B10 | 1262 | 0 | 992 | 0 | 0 | 0 | 0 | 0 | 0 | 0 | 0 | 0 | 0 | 0
MISO_IN_2_PJM_ROR | MISO_IN | PJM_ROR | 2015 | B11 | 25 | 0 | 992 | 0 | 0 | 0 | 0 | 0 | 0 | 0 | 0 | 0 | 0 | 0
MISO_IN_2_PJM_ROR | MISO_IN | PJM_ROR | 2015 | B12 | 200 | 0 | 992 | 0 | 0 | 0 | 0 | 0 | 0 | 0 | 0 | 0 | 0 | 0
MISO_IN_2_PJM_ROR | MISO_IN | PJM_ROR | 2015 | B13 | 600 | 0 | 992 | 0 | 0 | 0 | 0 | 0 | 0 | 0 | 0 | 0 | 0 | 0
MISO_IN_2_PJM_ROR | MISO_IN | PJM_ROR | 2015 | B14 | 900 | 0 | 992 | 0 | 0 | 0 | 0 | 0 | 0 | 0 | 0 | 0 | 0 | 0
MISO_IN_2_PJM_ROR | MISO_IN | PJM_ROR | 2015 | B15 | 1203 | 0 | 992 | 0 | 0 | 0 | 0 | 0 | 0 | 0 | 0 | 0 | 0 | 0
MISO_IN_2_PJM_ROR | MISO_IN | PJM_ROR | 2015 | B16 | 25 | 25 | 992 | 0 | 992 | 992 | 1357.4 | 0 | 0 | 0.01187 | 0.01187 | 0 | 0 | 0
MISO_IN_2_PJM_ROR | MISO_IN | PJM_ROR | 2015 | B17 | 100 | 100 | 992 | 120.54 | 992 | 992 | 2403.48 | 289.43 | 0 | 0.01187 | 0.01187 | 0 | 0 | 0
MISO_IN_2_PJM_ROR | MISO_IN | PJM_ROR | 2015 | B18 | 400 | 400 | 992 | 0 | 992 | 662.5 | 639.4 | 0 | 0 | 0.01187 | 0 | 0 | 0 | 0
MISO_IN_2_PJM_ROR | MISO_IN | PJM_ROR | 2015 | B19 | 700 | 700 | 992 | 85.95 | 992 | 0 | 338.98 | 0 | 0 | 0.01187 | 0 | 0 | 0 | 0
MISO_IN_2_PJM_ROR | MISO_IN | PJM_ROR | 2015 | B20 | 935 | 0 | 992 | 0 | 0 | 0 | 0 | 0 | 0 | 0 | 0 | 0 | 0 | 0
MISO_IN_2_PJM_ROR | MISO_IN | PJM_ROR | 2020 | B1 | 10 | 10 | 992 | 992 | 992 | 992 | 3895.12 | 0 | 23.0041 | 0.4748 | 0.14244 | 0.044495 | 0.47249 | 0.1575
MISO_IN_2_PJM_ROR | MISO_IN | PJM_ROR | 2020 | B2 | 25 | 25 | 992 | 992 | 992 | 992 | 850.98 | 0 | 12.7128 | 0.4748 | 0.01187 | 0.061474 | 0.47249 | 0.1575
MISO_IN_2_PJM_ROR | MISO_IN | PJM_ROR | 2020 | B3 | 75 | 0 | 992 | 992 | 992 | 744.26 | 0 | 0 | 0.01187 | 0.01187 | 0 | 0.0001722 | 0.47249 | 0.1575
MISO_IN_2_PJM_ROR | MISO_IN | PJM_ROR | 2020 | B4 | 100 | 0 | 992 | 0 | 0 | 66.76 | 0 | 0 | 0 | 0 | 0 | 0 | 0.47249 | 0.1575
MISO_IN_2_PJM_ROR | MISO_IN | PJM_ROR | 2020 | B5 | 200 | 0 | 992 | 882.05 | 992 | 414.4 | 0 | 0 | 0 | 0.01187 | 0 | 0 | 0.47249 | 0.1575
MISO_IN_2_PJM_ROR | MISO_IN | PJM_ROR | 2020 | B6 | 300 | 300 | 992 | 992 | 992 | 992 | 1084.09 | 610.71 | 6.1012 | 0.4748 | 0.15431 | 0.35403 | 0.47249 | 0.1575
MISO_IN_2_PJM_ROR | MISO_IN | PJM_ROR | 2020 | B7 | 400 | 400 | 992 | 992 | 992 | 992 | 1718.5 | 181.86 | 0.01187 | 0.4748 | 0.15431 | 0.00091838 | 0.47249 | 0.1575
MISO_IN_2_PJM_ROR | MISO_IN | PJM_ROR | 2020 | B8 | 500 | 500 | 992 | 992 | 992 | 992 | 1569.22 | 0 | 0.01187 | 0.4748 | 0.1187 | 0.001148 | 0.47249 | 0.1575
MISO_IN_2_PJM_ROR | MISO_IN | PJM_ROR | 2020 | B9 | 800 | 0 | 992 | 0 | 0 | 992 | 0 | 0 | 0 | 0 | 0.01187 | 0 | 0.47249 | 0.1575
MISO_IN_2_PJM_ROR | MISO_IN | PJM_ROR | 2020 | B10 | 1262 | 0 | 992 | 0 | 0 | 0 | 0 | 0 | 0 | 0 | 0 | 0 | 0.47249 | 0.1575
MISO_IN_2_PJM_ROR | MISO_IN | PJM_ROR | 2020 | B11 | 25 | 0 | 992 | 904.87 | 565.53 | 992 | 0 | 0 | 0 | 0 | 0.01187 | 0 | 0.47249 | 0.1575
MISO_IN_2_PJM_ROR | MISO_IN | PJM_ROR | 2020 | B12 | 200 | 0 | 992 | 992 | 992 | 992 | 0 | 0 | 0.01187 | 0.01187 | 0.15431 | 0.00045919 | 0.47249 | 0.1575
MISO_IN_2_PJM_ROR | MISO_IN | PJM_ROR | 2020 | B13 | 600 | 0 | 992 | 992 | 913.65 | 992 | 0 | 0 | 0.01187 | 0 | 0.01187 | 0.0013776 | 0.47249 | 0.1575
MISO_IN_2_PJM_ROR | MISO_IN | PJM_ROR | 2020 | B14 | 900 | 0 | 992 | 992 | 992 | 992 | 0 | 0 | 0.01187 | 0.01187 | 0.13057 | 0.0020663 | 0.47249 | 0.1575
MISO_IN_2_PJM_ROR | MISO_IN | PJM_ROR | 2020 | B15 | 1203 | 0 | 992 | 866.16 | 0 | 992 | 0 | 0 | 0 | 0 | 0.02374 | 0 | 0.47249 | 0.1575
MISO_IN_2_PJM_ROR | MISO_IN | PJM_ROR | 2020 | B16 | 25 | 25 | 992 | 992 | 992 | 992 | 7763.48 | 0 | 0.01187 | 0.4748 | 0.15431 | 5.7398e-05 | 0.47249 | 0.1575
MISO_IN_2_PJM_ROR | MISO_IN | PJM_ROR | 2020 | B17 | 100 | 100 | 992 | 992 | 992 | 992 | 5054.32 | 0 | 4.9973 | 0.4748 | 0.15431 | 0.096659 | 0.47249 | 0.1575
MISO_IN_2_PJM_ROR | MISO_IN | PJM_ROR | 2020 | B18 | 400 | 400 | 992 | 992 | 992 | 992 | 6031.98 | 642.54 | 0.81903 | 0.4748 | 0.15431 | 0.063368 | 0.47249 | 0.1575
MISO_IN_2_PJM_ROR | MISO_IN | PJM_ROR | 2020 | B19 | 700 | 700 | 992 | 992 | 992 | 992 | 1178.23 | 881.52 | 0.01187 | 0.4748 | 0.15431 | 0.0016072 | 0.47249 | 0.1575
MISO_IN_2_PJM_ROR | MISO_IN | PJM_ROR | 2020 | B20 | 935 | 0 | 992 | 992 | 992 | 992 | 0 | 0 | 0.01187 | 0.27301 | 0.14244 | 0.0021467 | 0.47249 | 0.1575
MISO_IN_2_PJM_ROR | MISO_IN | PJM_ROR | 2025 | B1 | 10 | 0 | 992 | 992 | 992 | 0 | 0 | 0 | 23.0041 | 0.01187 | 0 | 0.057539 | 0.16487 | 0.054958
MISO_IN_2_PJM_ROR | MISO_IN | PJM_ROR | 2025 | B2 | 25 | 0 | 992 | 992 | 992 | 0 | 0 | 0 | 23.0159 | 0.01187 | 0 | 0.14392 | 0.16487 | 0.054958
MISO_IN_2_PJM_ROR | MISO_IN | PJM_ROR | 2025 | B3 | 75 | 75 | 992 | 0 | 992 | 992 | 879.68 | 2124.63 | 0 | 0.16618 | 0.05935 | 0 | 0.16487 | 0.054958
MISO_IN_2_PJM_ROR | MISO_IN | PJM_ROR | 2025 | B4 | 100 | 0 | 992 | 0 | 0 | 0 | 0 | 0 | 0 | 0 | 0 | 0 | 0.16487 | 0.054958
MISO_IN_2_PJM_ROR | MISO_IN | PJM_ROR | 2025 | B5 | 200 | 0 | 992 | 0 | 0 | 0 | 0 | 0 | 0 | 0 | 0 | 0 | 0.16487 | 0.054958
MISO_IN_2_PJM_ROR | MISO_IN | PJM_ROR | 2025 | B6 | 300 | 0 | 992 | 0 | 992 | 992 | 0 | 0 | 0 | 0.01187 | 0.01187 | 0 | 0.16487 | 0.054958
MISO_IN_2_PJM_ROR | MISO_IN | PJM_ROR | 2025 | B7 | 400 | 0 | 992 | 992 | 992 | 0 | 0 | 0 | 0.01187 | 0.01187 | 0 | 0.0011876 | 0.16487 | 0.054958
MISO_IN_2_PJM_ROR | MISO_IN | PJM_ROR | 2025 | B8 | 500 | 0 | 992 | 0 | 992 | 0 | 0 | 0 | 0 | 0.01187 | 0 | 0 | 0.16487 | 0.054958
MISO_IN_2_PJM_ROR | MISO_IN | PJM_ROR | 2025 | B9 | 800 | 0 | 992 | 0 | 0 | 0 | 0 | 0 | 0 | 0 | 0 | 0 | 0.16487 | 0.054958
MISO_IN_2_PJM_ROR | MISO_IN | PJM_ROR | 2025 | B10 | 1262 | 0 | 992 | 308.98 | 0 | 0 | 0 | 0 | 0 | 0 | 0 | 0 | 0.16487 | 0.054958
MISO_IN_2_PJM_ROR | MISO_IN | PJM_ROR | 2025 | B11 | 25 | 0 | 992 | 0 | 0 | 0 | 0 | 0 | 0 | 0 | 0 | 0 | 0.16487 | 0.054958
MISO_IN_2_PJM_ROR | MISO_IN | PJM_ROR | 2025 | B12 | 200 | 0 | 992 | 992 | 0 | 0 | 0 | 0 | 0.01187 | 0 | 0 | 0.0005938 | 0.16487 | 0.054958
MISO_IN_2_PJM_ROR | MISO_IN | PJM_ROR | 2025 | B13 | 600 | 0 | 992 | 0 | 0 | 0 | 0 | 0 | 0 | 0 | 0 | 0 | 0.16487 | 0.054958
MISO_IN_2_PJM_ROR | MISO_IN | PJM_ROR | 2025 | B14 | 900 | 0 | 992 | 302.56 | 0 | 0 | 0 | 0 | 0 | 0 | 0 | 0 | 0.16487 | 0.054958
MISO_IN_2_PJM_ROR | MISO_IN | PJM_ROR | 2025 | B15 | 1203 | 0 | 992 | 992 | 0 | 0 | 0 | 0 | 0.01187 | 0 | 0 | 0.0035717 | 0.16487 | 0.054958
MISO_IN_2_PJM_ROR | MISO_IN | PJM_ROR | 2025 | B16 | 25 | 0 | 992 | 992 | 0 | 0 | 0 | 0 | 1.0683 | 0 | 0 | 0.0066802 | 0.16487 | 0.054958
MISO_IN_2_PJM_ROR | MISO_IN | PJM_ROR | 2025 | B17 | 100 | 0 | 992 | 992 | 0 | 0 | 0 | 0 | 0.01187 | 0 | 0 | 0.0002969 | 0.16487 | 0.054958
MISO_IN_2_PJM_ROR | MISO_IN | PJM_ROR | 2025 | B18 | 400 | 0 | 992 | 992 | 0 | 0 | 0 | 0 | 0.01187 | 0 | 0 | 0.0011876 | 0.16487 | 0.054958
MISO_IN_2_PJM_ROR | MISO_IN | PJM_ROR | 2025 | B19 | 700 | 0 | 992 | 992 | 0 | 0 | 0 | 0 | 0.01187 | 0 | 0 | 0.0020783 | 0.16487 | 0.054958
MISO_IN_2_PJM_ROR | MISO_IN | PJM_ROR | 2025 | B20 | 935 | 0 | 992 | 992 | 0 | 0 | 0 | 0 | 0.01187 | 0 | 0 | 0.002776 | 0.16487 | 0.054958
MISO_IN_2_PJM_ROR | MISO_IN | PJM_ROR | 2030 | B1 | 10 | 10 | 992 | 992 | 992 | 0 | 2172.46 | 0 | 605.5599 | 6.4454 | 0 | 0.84129 | 6.4473 | 2.1491
MISO_IN_2_PJM_ROR | MISO_IN | PJM_ROR | 2030 | B2 | 25 | 0 | 992 | 992 | 992 | 0 | 0 | 0 | 596.7049 | 5.4009 | 0 | 2.0725 | 6.4473 | 2.1491
MISO_IN_2_PJM_ROR | MISO_IN | PJM_ROR | 2030 | B3 | 75 | 0 | 992 | 992 | 992 | 992 | 0 | 0 | 0.01187 | 5.7569 | 0.48667 | 0.00012368 | 6.4473 | 2.1491
MISO_IN_2_PJM_ROR | MISO_IN | PJM_ROR | 2030 | B4 | 100 | 0 | 992 | 0 | 552.3 | 0 | 0 | 0 | 0 | 0 | 0 | 0 | 6.4473 | 2.1491
MISO_IN_2_PJM_ROR | MISO_IN | PJM_ROR | 2030 | B5 | 200 | 0 | 992 | 0 | 992 | 0 | 0 | 0 | 0 | 0.01187 | 0 | 0 | 6.4473 | 2.1491
MISO_IN_2_PJM_ROR | MISO_IN | PJM_ROR | 2030 | B6 | 300 | 0 | 992 | 992 | 992 | 0 | 0 | 0 | 0.01187 | 5.4009 | 0 | 0.00049472 | 6.4473 | 2.1491
MISO_IN_2_PJM_ROR | MISO_IN | PJM_ROR | 2030 | B7 | 400 | 0 | 992 | 992 | 992 | 0 | 0 | 0 | 0.01187 | 5.4009 | 0 | 0.00065963 | 6.4473 | 2.1491
MISO_IN_2_PJM_ROR | MISO_IN | PJM_ROR | 2030 | B8 | 500 | 0 | 992 | 992 | 992 | 0 | 0 | 0 | 0.62911 | 0.54602 | 0 | 0.0437 | 6.4473 | 2.1491
MISO_IN_2_PJM_ROR | MISO_IN | PJM_ROR | 2030 | B9 | 800 | 0 | 992 | 992 | 992 | 0 | 0 | 0 | 0.48667 | 0.74781 | 0 | 0.054089 | 6.4473 | 2.1491
MISO_IN_2_PJM_ROR | MISO_IN | PJM_ROR | 2030 | B10 | 1262 | 0 | 992 | 0 | 0 | 0 | 0 | 0 | 0 | 0 | 0 | 0 | 6.4473 | 2.1491
MISO_IN_2_PJM_ROR | MISO_IN | PJM_ROR | 2030 | B11 | 25 | 25 | 992 | 992 | 992 | 0 | 1924.89 | 0 | 16.9978 | 6.4454 | 0 | 0.059037 | 6.4473 | 2.1491
MISO_IN_2_PJM_ROR | MISO_IN | PJM_ROR | 2030 | B12 | 200 | 0 | 992 | 992 | 992 | 0 | 0 | 0 | 15.799 | 3.9765 | 0 | 0.43898 | 6.4473 | 2.1491
MISO_IN_2_PJM_ROR | MISO_IN | PJM_ROR | 2030 | B13 | 600 | 0 | 992 | 992 | 992 | 0 | 0 | 0 | 13.971 | 3.3473 | 0 | 1.1646 | 6.4473 | 2.1491
MISO_IN_2_PJM_ROR | MISO_IN | PJM_ROR | 2030 | B14 | 900 | 0 | 992 | 992 | 992 | 0 | 0 | 0 | 9.8758 | 1.4244 | 0 | 1.2348 | 6.4473 | 2.1491
MISO_IN_2_PJM_ROR | MISO_IN | PJM_ROR | 2030 | B15 | 1203 | 0 | 992 | 992 | 0 | 0 | 0 | 0 | 0.01187 | 0 | 0 | 0.0019838 | 6.4473 | 2.1491
MISO_IN_2_PJM_ROR | MISO_IN | PJM_ROR | 2030 | B16 | 25 | 0 | 992 | 992 | 992 | 0 | 0 | 0 | 26.8499 | 0.58163 | 0 | 0.093255 | 6.4473 | 2.1491
MISO_IN_2_PJM_ROR | MISO_IN | PJM_ROR | 2030 | B17 | 100 | 0 | 992 | 992 | 992 | 0 | 0 | 0 | 19.7279 | 0.01187 | 0 | 0.27408 | 6.4473 | 2.1491
MISO_IN_2_PJM_ROR | MISO_IN | PJM_ROR | 2030 | B18 | 400 | 0 | 992 | 992 | 992 | 0 | 0 | 0 | 13.3656 | 3.6441 | 0 | 0.74274 | 6.4473 | 2.1491
MISO_IN_2_PJM_ROR | MISO_IN | PJM_ROR | 2030 | B19 | 700 | 0 | 992 | 992 | 992 | 0 | 0 | 0 | 11.6207 | 3.5373 | 0 | 1.1301 | 6.4473 | 2.1491
MISO_IN_2_PJM_ROR | MISO_IN | PJM_ROR | 2030 | B20 | 935 | 0 | 992 | 992 | 0 | 0 | 0 | 0 | 3.4186 | 0 | 0 | 0.44406 | 6.4473 | 2.1491
MISO_IN_2_PJM_ROR | MISO_IN | PJM_ROR | 2035 | B1 | 10 | 10 | 992 | 992 | 992 | 992 | 6094.42 | 5038.6 | 528.1557 | 6.5285 | 2.1722 | 0.75472 | 6.5335 | 2.1778
MISO_IN_2_PJM_ROR | MISO_IN | PJM_ROR | 2035 | B2 | 25 | 25 | 992 | 992 | 992 | 899.87 | 4388.96 | 0 | 517.259 | 6.5285 | 0 | 1.8479 | 6.5335 | 2.1778
MISO_IN_2_PJM_ROR | MISO_IN | PJM_ROR | 2035 | B3 | 75 | 75 | 992 | 992 | 992 | 992 | 4287.96 | 2301.85 | 0.01187 | 6.5285 | 2.1722 | 0.00012721 | 6.5335 | 2.1778
MISO_IN_2_PJM_ROR | MISO_IN | PJM_ROR | 2035 | B4 | 100 | 0 | 992 | 0 | 992 | 888.61 | 0 | 0 | 0 | 3.4304 | 0 | 0 | 6.5335 | 2.1778
MISO_IN_2_PJM_ROR | MISO_IN | PJM_ROR | 2035 | B5 | 200 | 200 | 992 | 992 | 992 | 992 | 3092.97 | 814.66 | 0.01187 | 6.5285 | 2.1722 | 0.00033924 | 6.5335 | 2.1778
MISO_IN_2_PJM_ROR | MISO_IN | PJM_ROR | 2035 | B6 | 300 | 300 | 992 | 992 | 992 | 992 | 2119.64 | 0 | 0.01187 | 6.5285 | 0.65285 | 0.00050886 | 6.5335 | 2.1778
MISO_IN_2_PJM_ROR | MISO_IN | PJM_ROR | 2035 | B7 | 400 | 0 | 992 | 396.12 | 992 | 992 | 0 | 118.69 | 0 | 4.6174 | 2.1722 | 0 | 6.5335 | 2.1778
MISO_IN_2_PJM_ROR | MISO_IN | PJM_ROR | 2035 | B8 | 500 | 0 | 992 | 992 | 992 | 0 | 0 | 0 | 6.0418 | 1.5906 | 0 | 0.43168 | 6.5335 | 2.1778
MISO_IN_2_PJM_ROR | MISO_IN | PJM_ROR | 2035 | B9 | 800 | 0 | 992 | 992 | 992 | 992 | 0 | 0 | 0.01187 | 4.1308 | 0.01187 | 0.001357 | 6.5335 | 2.1778
MISO_IN_2_PJM_ROR | MISO_IN | PJM_ROR | 2035 | B10 | 1262 | 0 | 992 | 0 | 0 | 0 | 0 | 0 | 0 | 0 | 0 | 0 | 6.5335 | 2.1778
MISO_IN_2_PJM_ROR | MISO_IN | PJM_ROR | 2035 | B11 | 25 | 25 | 992 | 992 | 992 | 992 | 1190.48 | 0 | 17.437 | 6.5285 | 0.01187 | 0.062293 | 6.5335 | 2.1778
MISO_IN_2_PJM_ROR | MISO_IN | PJM_ROR | 2035 | B12 | 200 | 200 | 992 | 992 | 992 | 992 | 6470.55 | 173.65 | 14.0303 | 6.5285 | 2.1722 | 0.40098 | 6.5335 | 2.1778
MISO_IN_2_PJM_ROR | MISO_IN | PJM_ROR | 2035 | B13 | 600 | 0 | 992 | 992 | 992 | 0 | 0 | 0 | 10.7424 | 6.3386 | 0 | 0.92104 | 6.5335 | 2.1778
MISO_IN_2_PJM_ROR | MISO_IN | PJM_ROR | 2035 | B14 | 900 | 0 | 992 | 992 | 992 | 992 | 0 | 0 | 4.5818 | 4.0358 | 0.87838 | 0.58926 | 6.5335 | 2.1778
MISO_IN_2_PJM_ROR | MISO_IN | PJM_ROR | 2035 | B15 | 1203 | 0 | 992 | 992 | 992 | 992 | 0 | 0 | 2.2553 | 6.3386 | 1.2226 | 0.3877 | 6.5335 | 2.1778
MISO_IN_2_PJM_ROR | MISO_IN | PJM_ROR | 2035 | B16 | 25 | 25 | 992 | 992 | 992 | 0 | 4585.35 | 0 | 23.0041 | 6.5285 | 0 | 0.082181 | 6.5335 | 2.1778
MISO_IN_2_PJM_ROR | MISO_IN | PJM_ROR | 2035 | B17 | 100 | 0 | 992 | 992 | 992 | 0 | 0 | 0 | 17.5557 | 4.1308 | 0 | 0.25087 | 6.5335 | 2.1778
MISO_IN_2_PJM_ROR | MISO_IN | PJM_ROR | 2035 | B18 | 400 | 0 | 992 | 992 | 992 | 992 | 0 | 0 | 12.2024 | 5.6501 | 0.01187 | 0.69748 | 6.5335 | 2.1778
MISO_IN_2_PJM_ROR | MISO_IN | PJM_ROR | 2035 | B19 | 700 | 0 | 992 | 992 | 992 | 0 | 0 | 0 | 9.3298 | 3.6797 | 0 | 0.93325 | 6.5335 | 2.1778
MISO_IN_2_PJM_ROR | MISO_IN | PJM_ROR | 2035 | B20 | 935 | 0 | 992 | 992 | 992 | 992 | 0 | 0 | 10.1014 | 6.3386 | 0.87838 | 1.3496 | 6.5335 | 2.1778
MISO_IN_2_PJM_ROR | MISO_IN | PJM_ROR | 2040 | B1 | 10 | 10 | 992 | 992 | 992 | 992 | 14726.53 | 0 | 452.8049 | 7.122 | 1.2464 | 0.8882 | 8.5066 | 2.8355
MISO_IN_2_PJM_ROR | MISO_IN | PJM_ROR | 2040 | B2 | 25 | 25 | 992 | 992 | 992 | 992 | 6366.43 | 0 | 445.7185 | 7.122 | 1.2464 | 2.1858 | 8.5066 | 2.8355
MISO_IN_2_PJM_ROR | MISO_IN | PJM_ROR | 2040 | B3 | 75 | 75 | 992 | 992 | 992 | 992 | 8397.21 | 0 | 8.0004 | 7.122 | 2.3028 | 0.1177 | 8.5066 | 2.8355
MISO_IN_2_PJM_ROR | MISO_IN | PJM_ROR | 2040 | B4 | 100 | 100 | 992 | 992 | 992 | 992 | 4105.55 | 0 | 0.01187 | 7.122 | 2.3028 | 0.00023284 | 8.5066 | 2.8355
MISO_IN_2_PJM_ROR | MISO_IN | PJM_ROR | 2040 | B5 | 200 | 0 | 992 | 992 | 992 | 992 | 0 | 0 | 0.01187 | 2.1841 | 1.2464 | 0.00046567 | 8.5066 | 2.8355
MISO_IN_2_PJM_ROR | MISO_IN | PJM_ROR | 2040 | B6 | 300 | 0 | 992 | 992 | 992 | 992 | 0 | 0 | 0.01187 | 0.01187 | 1.2464 | 0.00069851 | 8.5066 | 2.8355
MISO_IN_2_PJM_ROR | MISO_IN | PJM_ROR | 2040 | B7 | 400 | 0 | 992 | 992 | 992 | 992 | 0 | 0 | 0.01187 | 5.1397 | 1.2701 | 0.00093135 | 8.5066 | 2.8355
MISO_IN_2_PJM_ROR | MISO_IN | PJM_ROR | 2040 | B8 | 500 | 0 | 992 | 992 | 992 | 992 | 0 | 0 | 0.4748 | 6.4335 | 1.2701 | 0.046567 | 8.5066 | 2.8355
MISO_IN_2_PJM_ROR | MISO_IN | PJM_ROR | 2040 | B9 | 800 | 0 | 992 | 0 | 0 | 992 | 0 | 0 | 0 | 0 | 0.30862 | 0 | 8.5066 | 2.8355
MISO_IN_2_PJM_ROR | MISO_IN | PJM_ROR | 2040 | B10 | 1262 | 0 | 992 | 0 | 992 | 992 | 0 | 0 | 0 | 3.2049 | 1.0683 | 0 | 8.5066 | 2.8355
MISO_IN_2_PJM_ROR | MISO_IN | PJM_ROR | 2040 | B11 | 25 | 0 | 992 | 992 | 992 | 992 | 0 | 0 | 10.9204 | 3.9527 | 1.2701 | 0.053552 | 8.5066 | 2.8355
MISO_IN_2_PJM_ROR | MISO_IN | PJM_ROR | 2040 | B12 | 200 | 0 | 992 | 992 | 992 | 992 | 0 | 0 | 0.01187 | 0.93773 | 0.30862 | 0.00046567 | 8.5066 | 2.8355
MISO_IN_2_PJM_ROR | MISO_IN | PJM_ROR | 2040 | B13 | 600 | 0 | 992 | 261.55 | 992 | 992 | 0 | 0 | 0 | 3.2049 | 0.30862 | 0 | 8.5066 | 2.8355
MISO_IN_2_PJM_ROR | MISO_IN | PJM_ROR | 2040 | B14 | 900 | 0 | 992 | 805.79 | 992 | 992 | 0 | 0 | 0 | 3.2049 | 0.70033 | 0 | 8.5066 | 2.8355
MISO_IN_2_PJM_ROR | MISO_IN | PJM_ROR | 2040 | B15 | 1203 | 0 | 992 | 992 | 992 | 992 | 0 | 0 | 18.1967 | 3.2049 | 1.0683 | 4.294 | 8.5066 | 2.8355
MISO_IN_2_PJM_ROR | MISO_IN | PJM_ROR | 2040 | B16 | 25 | 0 | 992 | 992 | 992 | 992 | 0 | 0 | 23.835 | 2.2553 | 0.30862 | 0.11688 | 8.5066 | 2.8355
MISO_IN_2_PJM_ROR | MISO_IN | PJM_ROR | 2040 | B17 | 100 | 0 | 992 | 920.04 | 992 | 992 | 0 | 0 | 0 | 3.0031 | 0.30862 | 0 | 8.5066 | 2.8355
MISO_IN_2_PJM_ROR | MISO_IN | PJM_ROR | 2040 | B18 | 400 | 0 | 992 | 992 | 992 | 992 | 0 | 0 | 2.2553 | 3.1574 | 0.30862 | 0.17696 | 8.5066 | 2.8355
MISO_IN_2_PJM_ROR | MISO_IN | PJM_ROR | 2040 | B19 | 700 | 0 | 992 | 992 | 992 | 992 | 0 | 0 | 2.2553 | 3.2049 | 0.30862 | 0.30967 | 8.5066 | 2.8355
MISO_IN_2_PJM_ROR | MISO_IN | PJM_ROR | 2040 | B20 | 935 | 0 | 992 | 992 | 992 | 992 | 0 | 0 | 17.1759 | 3.2049 | 1.0683 | 3.1501 | 8.5066 | 2.8355
MISO_IN_2_PJM_ROR | MISO_IN | PJM_ROR | 2045 | B1 | 10 | 10 | 992 | 992 | 992 | 992 | 6724.9 | 0 | 480.64 | 7.1695 | 1.092 | 0.77548 | 7.2128 | 2.4043
MISO_IN_2_PJM_ROR | MISO_IN | PJM_ROR | 2045 | B2 | 25 | 0 | 992 | 992 | 992 | 992 | 0 | 0 | 316.1931 | 6.2911 | 0.45106 | 1.2754 | 7.2128 | 2.4043
MISO_IN_2_PJM_ROR | MISO_IN | PJM_ROR | 2045 | B3 | 75 | 75 | 992 | 992 | 992 | 992 | 247.07 | 0 | 16.9978 | 7.1695 | 1.092 | 0.20569 | 7.2128 | 2.4043
MISO_IN_2_PJM_ROR | MISO_IN | PJM_ROR | 2045 | B4 | 100 | 0 | 992 | 992 | 992 | 992 | 0 | 0 | 8.0004 | 3.7034 | 1.0683 | 0.12908 | 7.2128 | 2.4043
MISO_IN_2_PJM_ROR | MISO_IN | PJM_ROR | 2045 | B5 | 200 | 0 | 992 | 992 | 992 | 274.54 | 0 | 0 | 0.01187 | 0.01187 | 0 | 0.00038303 | 7.2128 | 2.4043
MISO_IN_2_PJM_ROR | MISO_IN | PJM_ROR | 2045 | B6 | 300 | 0 | 992 | 992 | 0 | 0 | 0 | 0 | 10.4219 | 0 | 0 | 0.50445 | 7.2128 | 2.4043
MISO_IN_2_PJM_ROR | MISO_IN | PJM_ROR | 2045 | B7 | 400 | 0 | 992 | 992 | 926.61 | 992 | 0 | 0 | 2.006 | 0 | 0.45106 | 0.12946 | 7.2128 | 2.4043
MISO_IN_2_PJM_ROR | MISO_IN | PJM_ROR | 2045 | B8 | 500 | 0 | 992 | 0 | 0 | 992 | 0 | 0 | 0 | 0 | 0.45106 | 0 | 7.2128 | 2.4043
MISO_IN_2_PJM_ROR | MISO_IN | PJM_ROR | 2045 | B9 | 800 | 0 | 992 | 0 | 992 | 992 | 0 | 0 | 0 | 0.03561 | 0.45106 | 0 | 7.2128 | 2.4043
MISO_IN_2_PJM_ROR | MISO_IN | PJM_ROR | 2045 | B10 | 1262 | 0 | 992 | 0 | 992 | 992 | 0 | 0 | 0 | 4.3326 | 1.4481 | 0 | 7.2128 | 2.4043
MISO_IN_2_PJM_ROR | MISO_IN | PJM_ROR | 2045 | B11 | 25 | 0 | 992 | 992 | 0 | 668.5 | 0 | 0 | 0.01187 | 0 | 0 | 4.7878e-05 | 7.2128 | 2.4043
MISO_IN_2_PJM_ROR | MISO_IN | PJM_ROR | 2045 | B12 | 200 | 0 | 992 | 992 | 992 | 992 | 0 | 0 | 19.8704 | 4.3326 | 0.45106 | 0.64119 | 7.2128 | 2.4043
MISO_IN_2_PJM_ROR | MISO_IN | PJM_ROR | 2045 | B13 | 600 | 0 | 992 | 992 | 992 | 992 | 0 | 0 | 0.54602 | 4.3326 | 0.45106 | 0.052858 | 7.2128 | 2.4043
MISO_IN_2_PJM_ROR | MISO_IN | PJM_ROR | 2045 | B14 | 900 | 0 | 992 | 992 | 992 | 992 | 0 | 0 | 5.6383 | 4.3326 | 1.365 | 0.81872 | 7.2128 | 2.4043
MISO_IN_2_PJM_ROR | MISO_IN | PJM_ROR | 2045 | B15 | 1203 | 0 | 992 | 992 | 992 | 992 | 0 | 0 | 5.8163 | 4.3326 | 1.2107 | 1.1289 | 7.2128 | 2.4043
MISO_IN_2_PJM_ROR | MISO_IN | PJM_ROR | 2045 | B16 | 25 | 0 | 992 | 992 | 992 | 992 | 0 | 0 | 103.0791 | 1.9229 | 0.45106 | 0.41578 | 7.2128 | 2.4043
MISO_IN_2_PJM_ROR | MISO_IN | PJM_ROR | 2045 | B17 | 100 | 0 | 992 | 992 | 992 | 992 | 0 | 0 | 0.01187 | 1.365 | 0.45106 | 0.00019151 | 7.2128 | 2.4043
MISO_IN_2_PJM_ROR | MISO_IN | PJM_ROR | 2045 | B18 | 400 | 0 | 992 | 992 | 992 | 992 | 0 | 0 | 8.4158 | 4.3326 | 0.45106 | 0.54313 | 7.2128 | 2.4043
MISO_IN_2_PJM_ROR | MISO_IN | PJM_ROR | 2045 | B19 | 700 | 0 | 992 | 992 | 992 | 992 | 0 | 0 | 15.0037 | 4.3326 | 0.49854 | 1.6945 | 7.2128 | 2.4043
MISO_IN_2_PJM_ROR | MISO_IN | PJM_ROR | 2045 | B20 | 935 | 0 | 992 | 992 | 992 | 992 | 0 | 0 | 8.6295 | 4.3326 | 1.4481 | 1.3018 | 7.2128 | 2.4043
MISO_IN_2_PJM_ROR | MISO_IN | PJM_ROR | 2050 | B1 | 10 | 10 | 992 | 992 | 992 | 992 | 7791.5 | 0 | 350.2006 | 6.0537 | 1.282 | 0.604 | 4.7443 | 1.5814
MISO_IN_2_PJM_ROR | MISO_IN | PJM_ROR | 2050 | B2 | 25 | 25 | 992 | 992 | 992 | 992 | 4437.78 | 0 | 84.8942 | 6.0537 | 0.21366 | 0.36605 | 4.7443 | 1.5814
MISO_IN_2_PJM_ROR | MISO_IN | PJM_ROR | 2050 | B3 | 75 | 0 | 992 | 992 | 992 | 992 | 0 | 0 | 16.9978 | 5.1753 | 0.21366 | 0.21988 | 4.7443 | 1.5814
MISO_IN_2_PJM_ROR | MISO_IN | PJM_ROR | 2050 | B4 | 100 | 0 | 992 | 992 | 992 | 992 | 0 | 0 | 8.0004 | 5.1753 | 0.21366 | 0.13799 | 4.7443 | 1.5814
MISO_IN_2_PJM_ROR | MISO_IN | PJM_ROR | 2050 | B5 | 200 | 0 | 992 | 992 | 992 | 0 | 0 | 0 | 8.0004 | 2.5402 | 0 | 0.27597 | 4.7443 | 1.5814
MISO_IN_2_PJM_ROR | MISO_IN | PJM_ROR | 2050 | B6 | 300 | 0 | 992 | 992 | 0 | 716.03 | 0 | 0 | 0.01187 | 0 | 0 | 0.00061418 | 4.7443 | 1.5814
MISO_IN_2_PJM_ROR | MISO_IN | PJM_ROR | 2050 | B7 | 400 | 0 | 992 | 0 | 0 | 0 | 0 | 0 | 0 | 0 | 0 | 0 | 4.7443 | 1.5814
MISO_IN_2_PJM_ROR | MISO_IN | PJM_ROR | 2050 | B8 | 500 | 0 | 992 | 0 | 992 | 992 | 0 | 0 | 0 | 0.64098 | 0.21366 | 0 | 4.7443 | 1.5814
MISO_IN_2_PJM_ROR | MISO_IN | PJM_ROR | 2050 | B9 | 800 | 0 | 992 | 0 | 992 | 992 | 0 | 0 | 0 | 0.64098 | 0.21366 | 0 | 4.7443 | 1.5814
MISO_IN_2_PJM_ROR | MISO_IN | PJM_ROR | 2050 | B10 | 1262 | 0 | 992 | 0 | 992 | 992 | 0 | 0 | 0 | 0.64098 | 0.32049 | 0 | 4.7443 | 1.5814
MISO_IN_2_PJM_ROR | MISO_IN | PJM_ROR | 2050 | B11 | 25 | 0 | 992 | 992 | 992 | 992 | 0 | 0 | 2.006 | 3.8459 | 0.21366 | 0.0086497 | 4.7443 | 1.5814
MISO_IN_2_PJM_ROR | MISO_IN | PJM_ROR | 2050 | B12 | 200 | 0 | 992 | 992 | 992 | 992 | 0 | 0 | 13.9829 | 3.8459 | 0.21366 | 0.48233 | 4.7443 | 1.5814
MISO_IN_2_PJM_ROR | MISO_IN | PJM_ROR | 2050 | B13 | 600 | 0 | 992 | 992 | 992 | 992 | 0 | 0 | 3.0862 | 3.8459 | 0.21366 | 0.31937 | 4.7443 | 1.5814
MISO_IN_2_PJM_ROR | MISO_IN | PJM_ROR | 2050 | B14 | 900 | 0 | 992 | 992 | 992 | 992 | 0 | 0 | 3.0862 | 3.8459 | 1.282 | 0.47906 | 4.7443 | 1.5814
MISO_IN_2_PJM_ROR | MISO_IN | PJM_ROR | 2050 | B15 | 1203 | 0 | 992 | 992 | 992 | 992 | 0 | 0 | 6.1012 | 0.64098 | 0.21366 | 1.2659 | 4.7443 | 1.5814
MISO_IN_2_PJM_ROR | MISO_IN | PJM_ROR | 2050 | B16 | 25 | 0 | 992 | 992 | 992 | 992 | 0 | 0 | 82.4609 | 3.8221 | 0.21366 | 0.35556 | 4.7443 | 1.5814
MISO_IN_2_PJM_ROR | MISO_IN | PJM_ROR | 2050 | B17 | 100 | 0 | 992 | 992 | 992 | 992 | 0 | 0 | 0.01187 | 0.84277 | 0.21366 | 0.00020473 | 4.7443 | 1.5814
MISO_IN_2_PJM_ROR | MISO_IN | PJM_ROR | 2050 | B18 | 400 | 0 | 992 | 992 | 992 | 992 | 0 | 0 | 5.9825 | 3.8459 | 0.21366 | 0.41273 | 4.7443 | 1.5814
MISO_IN_2_PJM_ROR | MISO_IN | PJM_ROR | 2050 | B19 | 700 | 0 | 992 | 992 | 992 | 992 | 0 | 0 | 1.7924 | 3.8459 | 0.21366 | 0.2164 | 4.7443 | 1.5814
MISO_IN_2_PJM_ROR | MISO_IN | PJM_ROR | 2050 | B20 | 935 | 0 | 992 | 992 | 992 | 992 | 0 | 0 | 7.3238 | 1.7568 | 1.282 | 1.1811 | 4.7443 | 1.5814
MISO_MI_2_IESO | MISO_MI | IESO | 2015 | B1 | 10 | 0 | 1580 | 0 | 0 | 0 | 0 | 0 | 0 | 0 | 0 | 0 | 0 | 0
MISO_MI_2_IESO | MISO_MI | IESO | 2015 | B2 | 25 | 0 | 1580 | 0 | 0 | 0 | 0 | 0 | 0 | 0 | 0 | 0 | 0 | 0
MISO_MI_2_IESO | MISO_MI | IESO | 2015 | B3 | 75 | 0 | 1580 | 0 | 0 | 0 | 0 | 0 | 0 | 0 | 0 | 0 | 0 | 0
MISO_MI_2_IESO | MISO_MI | IESO | 2015 | B4 | 100 | 0 | 1580 | 0 | 0 | 0 | 0 | 0 | 0 | 0 | 0 | 0 | 0 | 0
MISO_MI_2_IESO | MISO_MI | IESO | 2015 | B5 | 200 | 0 | 1580 | 0 | 0 | 0 | 0 | 0 | 0 | 0 | 0 | 0 | 0 | 0
MISO_MI_2_IESO | MISO_MI | IESO | 2015 | B6 | 300 | 0 | 1580 | 0 | 0 | 0 | 0 | 0 | 0 | 0 | 0 | 0 | 0 | 0
MISO_MI_2_IESO | MISO_MI | IESO | 2015 | B7 | 400 | 0 | 1580 | 0 | 0 | 0 | 0 | 0 | 0 | 0 | 0 | 0 | 0 | 0
MISO_MI_2_IESO | MISO_MI | IESO | 2015 | B8 | 500 | 0 | 1580 | 0 | 0 | 0 | 0 | 0 | 0 | 0 | 0 | 0 | 0 | 0
MISO_MI_2_IESO | MISO_MI | IESO | 2015 | B9 | 800 | 0 | 1580 | 0 | 0 | 0 | 0 | 0 | 0 | 0 | 0 | 0 | 0 | 0
MISO_MI_2_IESO | MISO_MI | IESO | 2015 | B10 | 1262 | 0 | 1580 | 0 | 0 | 0 | 0 | 0 | 0 | 0 | 0 | 0 | 0 | 0
MISO_MI_2_IESO | MISO_MI | IESO | 2015 | B11 | 25 | 0 | 1580 | 0 | 0 | 0 | 0 | 0 | 0 | 0 | 0 | 0 | 0 | 0
MISO_MI_2_IESO | MISO_MI | IESO | 2015 | B12 | 200 | 0 | 1580 | 0 | 0 | 0 | 0 | 0 | 0 | 0 | 0 | 0 | 0 | 0
MISO_MI_2_IESO | MISO_MI | IESO | 2015 | B13 | 600 | 0 | 1580 | 0 | 0 | 0 | 0 | 0 | 0 | 0 | 0 | 0 | 0 | 0
MISO_MI_2_IESO | MISO_MI | IESO | 2015 | B14 | 900 | 0 | 1580 | 0 | 0 | 0 | 0 | 0 | 0 | 0 | 0 | 0 | 0 | 0
MISO_MI_2_IESO | MISO_MI | IESO | 2015 | B15 | 1203 | 0 | 1580 | 0 | 0 | 0 | 0 | 0 | 0 | 0 | 0 | 0 | 0 | 0
MISO_MI_2_IESO | MISO_MI | IESO | 2015 | B16 | 25 | 0 | 1580 | 0 | 0 | 0 | 0 | 0 | 0 | 0 | 0 | 0 | 0 | 0
MISO_MI_2_IESO | MISO_MI | IESO | 2015 | B17 | 100 | 0 | 1580 | 0 | 0 | 0 | 0 | 0 | 0 | 0 | 0 | 0 | 0 | 0
MISO_MI_2_IESO | MISO_MI | IESO | 2015 | B18 | 400 | 0 | 1580 | 0 | 0 | 0 | 0 | 0 | 0 | 0 | 0 | 0 | 0 | 0
MISO_MI_2_IESO | MISO_MI | IESO | 2015 | B19 | 700 | 0 | 1580 | 0 | 0 | 0 | 0 | 0 | 0 | 0 | 0 | 0 | 0 | 0
MISO_MI_2_IESO | MISO_MI | IESO | 2015 | B20 | 935 | 0 | 1580 | 0 | 0 | 0 | 0 | 0 | 0 | 0 | 0 | 0 | 0 | 0
MISO_MI_2_IESO | MISO_MI | IESO | 2020 | B1 | 10 | 0 | 1580 | 0 | 0 | 0 | 0 | 0 | 0 | 0 | 0 | 0 | 0 | 0
MISO_MI_2_IESO | MISO_MI | IESO | 2020 | B2 | 25 | 0 | 1580 | 0 | 0 | 0 | 0 | 0 | 0 | 0 | 0 | 0 | 0 | 0
MISO_MI_2_IESO | MISO_MI | IESO | 2020 | B3 | 75 | 0 | 1580 | 0 | 0 | 0 | 0 | 0 | 0 | 0 | 0 | 0 | 0 | 0
MISO_MI_2_IESO | MISO_MI | IESO | 2020 | B4 | 100 | 0 | 1580 | 0 | 0 | 0 | 0 | 0 | 0 | 0 | 0 | 0 | 0 | 0
MISO_MI_2_IESO | MISO_MI | IESO | 2020 | B5 | 200 | 0 | 1580 | 0 | 0 | 0 | 0 | 0 | 0 | 0 | 0 | 0 | 0 | 0
MISO_MI_2_IESO | MISO_MI | IESO | 2020 | B6 | 300 | 0 | 1580 | 0 | 0 | 0 | 0 | 0 | 0 | 0 | 0 | 0 | 0 | 0
MISO_MI_2_IESO | MISO_MI | IESO | 2020 | B7 | 400 | 0 | 1580 | 0 | 0 | 0 | 0 | 0 | 0 | 0 | 0 | 0 | 0 | 0
MISO_MI_2_IESO | MISO_MI | IESO | 2020 | B8 | 500 | 0 | 1580 | 0 | 0 | 0 | 0 | 0 | 0 | 0 | 0 | 0 | 0 | 0
MISO_MI_2_IESO | MISO_MI | IESO | 2020 | B9 | 800 | 0 | 1580 | 0 | 0 | 0 | 0 | 0 | 0 | 0 | 0 | 0 | 0 | 0
MISO_MI_2_IESO | MISO_MI | IESO | 2020 | B10 | 1262 | 0 | 1580 | 0 | 0 | 0 | 0 | 0 | 0 | 0 | 0 | 0 | 0 | 0
MISO_MI_2_IESO | MISO_MI | IESO | 2020 | B11 | 25 | 0 | 1580 | 0 | 0 | 0 | 0 | 0 | 0 | 0 | 0 | 0 | 0 | 0
MISO_MI_2_IESO | MISO_MI | IESO | 2020 | B12 | 200 | 0 | 1580 | 0 | 0 | 0 | 0 | 0 | 0 | 0 | 0 | 0 | 0 | 0
MISO_MI_2_IESO | MISO_MI | IESO | 2020 | B13 | 600 | 0 | 1580 | 0 | 0 | 0 | 0 | 0 | 0 | 0 | 0 | 0 | 0 | 0
MISO_MI_2_IESO | MISO_MI | IESO | 2020 | B14 | 900 | 0 | 1580 | 0 | 0 | 0 | 0 | 0 | 0 | 0 | 0 | 0 | 0 | 0
MISO_MI_2_IESO | MISO_MI | IESO | 2020 | B15 | 1203 | 0 | 1580 | 0 | 0 | 0 | 0 | 0 | 0 | 0 | 0 | 0 | 0 | 0
MISO_MI_2_IESO | MISO_MI | IESO | 2020 | B16 | 25 | 0 | 1580 | 0 | 0 | 0 | 0 | 0 | 0 | 0 | 0 | 0 | 0 | 0
MISO_MI_2_IESO | MISO_MI | IESO | 2020 | B17 | 100 | 0 | 1580 | 0 | 0 | 0 | 0 | 0 | 0 | 0 | 0 | 0 | 0 | 0
MISO_MI_2_IESO | MISO_MI | IESO | 2020 | B18 | 400 | 0 | 1580 | 0 | 0 | 0 | 0 | 0 | 0 | 0 | 0 | 0 | 0 | 0
MISO_MI_2_IESO | MISO_MI | IESO | 2020 | B19 | 700 | 0 | 1580 | 0 | 0 | 0 | 0 | 0 | 0 | 0 | 0 | 0 | 0 | 0
MISO_MI_2_IESO | MISO_MI | IESO | 2020 | B20 | 935 | 0 | 1580 | 0 | 0 | 0 | 0 | 0 | 0 | 0 | 0 | 0 | 0 | 0
MISO_MI_2_IESO | MISO_MI | IESO | 2025 | B1 | 10 | 0 | 1580 | 0 | 0 | 0 | 0 | 0 | 0 | 0 | 0 | 0 | 0 | 0
MISO_MI_2_IESO | MISO_MI | IESO | 2025 | B2 | 25 | 0 | 1580 | 0 | 0 | 0 | 0 | 0 | 0 | 0 | 0 | 0 | 0 | 0
MISO_MI_2_IESO | MISO_MI | IESO | 2025 | B3 | 75 | 0 | 1580 | 0 | 0 | 0 | 0 | 0 | 0 | 0 | 0 | 0 | 0 | 0
MISO_MI_2_IESO | MISO_MI | IESO | 2025 | B4 | 100 | 0 | 1580 | 0 | 0 | 0 | 0 | 0 | 0 | 0 | 0 | 0 | 0 | 0
MISO_MI_2_IESO | MISO_MI | IESO | 2025 | B5 | 200 | 0 | 1580 | 0 | 0 | 0 | 0 | 0 | 0 | 0 | 0 | 0 | 0 | 0
MISO_MI_2_IESO | MISO_MI | IESO | 2025 | B6 | 300 | 0 | 1580 | 0 | 0 | 0 | 0 | 0 | 0 | 0 | 0 | 0 | 0 | 0
MISO_MI_2_IESO | MISO_MI | IESO | 2025 | B7 | 400 | 0 | 1580 | 0 | 0 | 0 | 0 | 0 | 0 | 0 | 0 | 0 | 0 | 0
MISO_MI_2_IESO | MISO_MI | IESO | 2025 | B8 | 500 | 0 | 1580 | 0 | 0 | 0 | 0 | 0 | 0 | 0 | 0 | 0 | 0 | 0
MISO_MI_2_IESO | MISO_MI | IESO | 2025 | B9 | 800 | 0 | 1580 | 0 | 0 | 0 | 0 | 0 | 0 | 0 | 0 | 0 | 0 | 0
MISO_MI_2_IESO | MISO_MI | IESO | 2025 | B10 | 1262 | 0 | 1580 | 0 | 0 | 0 | 0 | 0 | 0 | 0 | 0 | 0 | 0 | 0
MISO_MI_2_IESO | MISO_MI | IESO | 2025 | B11 | 25 | 0 | 1580 | 0 | 0 | 0 | 0 | 0 | 0 | 0 | 0 | 0 | 0 | 0
MISO_MI_2_IESO | MISO_MI | IESO | 2025 | B12 | 200 | 0 | 1580 | 0 | 0 | 0 | 0 | 0 | 0 | 0 | 0 | 0 | 0 | 0
MISO_MI_2_IESO | MISO_MI | IESO | 2025 | B13 | 600 | 0 | 1580 | 0 | 0 | 0 | 0 | 0 | 0 | 0 | 0 | 0 | 0 | 0
MISO_MI_2_IESO | MISO_MI | IESO | 2025 | B14 | 900 | 0 | 1580 | 0 | 0 | 0 | 0 | 0 | 0 | 0 | 0 | 0 | 0 | 0
MISO_MI_2_IESO | MISO_MI | IESO | 2025 | B15 | 1203 | 0 | 1580 | 0 | 0 | 0 | 0 | 0 | 0 | 0 | 0 | 0 | 0 | 0
MISO_MI_2_IESO | MISO_MI | IESO | 2025 | B16 | 25 | 0 | 1580 | 0 | 0 | 0 | 0 | 0 | 0 | 0 | 0 | 0 | 0 | 0
MISO_MI_2_IESO | MISO_MI | IESO | 2025 | B17 | 100 | 0 | 1580 | 0 | 0 | 0 | 0 | 0 | 0 | 0 | 0 | 0 | 0 | 0
MISO_MI_2_IESO | MISO_MI | IESO | 2025 | B18 | 400 | 0 | 1580 | 0 | 0 | 0 | 0 | 0 | 0 | 0 | 0 | 0 | 0 | 0
MISO_MI_2_IESO | MISO_MI | IESO | 2025 | B19 | 700 | 0 | 1580 | 0 | 0 | 0 | 0 | 0 | 0 | 0 | 0 | 0 | 0 | 0
MISO_MI_2_IESO | MISO_MI | IESO | 2025 | B20 | 935 | 0 | 1580 | 0 | 0 | 0 | 0 | 0 | 0 | 0 | 0 | 0 | 0 | 0
MISO_MI_2_IESO | MISO_MI | IESO | 2030 | B1 | 10 | 0 | 1580 | 0 | 0 | 0 | 0 | 0 | 0 | 0 | 0 | 0 | 0 | 0
MISO_MI_2_IESO | MISO_MI | IESO | 2030 | B2 | 25 | 0 | 1580 | 0 | 0 | 0 | 0 | 0 | 0 | 0 | 0 | 0 | 0 | 0
MISO_MI_2_IESO | MISO_MI | IESO | 2030 | B3 | 75 | 0 | 1580 | 0 | 0 | 0 | 0 | 0 | 0 | 0 | 0 | 0 | 0 | 0
MISO_MI_2_IESO | MISO_MI | IESO | 2030 | B4 | 100 | 0 | 1580 | 0 | 0 | 0 | 0 | 0 | 0 | 0 | 0 | 0 | 0 | 0
MISO_MI_2_IESO | MISO_MI | IESO | 2030 | B5 | 200 | 0 | 1580 | 0 | 0 | 0 | 0 | 0 | 0 | 0 | 0 | 0 | 0 | 0
MISO_MI_2_IESO | MISO_MI | IESO | 2030 | B6 | 300 | 0 | 1580 | 0 | 0 | 0 | 0 | 0 | 0 | 0 | 0 | 0 | 0 | 0
MISO_MI_2_IESO | MISO_MI | IESO | 2030 | B7 | 400 | 0 | 1580 | 0 | 0 | 0 | 0 | 0 | 0 | 0 | 0 | 0 | 0 | 0
MISO_MI_2_IESO | MISO_MI | IESO | 2030 | B8 | 500 | 0 | 1580 | 0 | 0 | 0 | 0 | 0 | 0 | 0 | 0 | 0 | 0 | 0
MISO_MI_2_IESO | MISO_MI | IESO | 2030 | B9 | 800 | 0 | 1580 | 0 | 0 | 0 | 0 | 0 | 0 | 0 | 0 | 0 | 0 | 0
MISO_MI_2_IESO | MISO_MI | IESO | 2030 | B10 | 1262 | 0 | 1580 | 0 | 0 | 0 | 0 | 0 | 0 | 0 | 0 | 0 | 0 | 0
MISO_MI_2_IESO | MISO_MI | IESO | 2030 | B11 | 25 | 0 | 1580 | 0 | 0 | 0 | 0 | 0 | 0 | 0 | 0 | 0 | 0 | 0
MISO_MI_2_IESO | MISO_MI | IESO | 2030 | B12 | 200 | 0 | 1580 | 0 | 0 | 0 | 0 | 0 | 0 | 0 | 0 | 0 | 0 | 0
MISO_MI_2_IESO | MISO_MI | IESO | 2030 | B13 | 600 | 0 | 1580 | 0 | 0 | 0 | 0 | 0 | 0 | 0 | 0 | 0 | 0 | 0
MISO_MI_2_IESO | MISO_MI | IESO | 2030 | B14 | 900 | 0 | 1580 | 0 | 0 | 0 | 0 | 0 | 0 | 0 | 0 | 0 | 0 | 0
MISO_MI_2_IESO | MISO_MI | IESO | 2030 | B15 | 1203 | 0 | 1580 | 0 | 0 | 0 | 0 | 0 | 0 | 0 | 0 | 0 | 0 | 0
MISO_MI_2_IESO | MISO_MI | IESO | 2030 | B16 | 25 | 0 | 1580 | 0 | 0 | 0 | 0 | 0 | 0 | 0 | 0 | 0 | 0 | 0
MISO_MI_2_IESO | MISO_MI | IESO | 2030 | B17 | 100 | 0 | 1580 | 0 | 0 | 0 | 0 | 0 | 0 | 0 | 0 | 0 | 0 | 0
MISO_MI_2_IESO | MISO_MI | IESO | 2030 | B18 | 400 | 0 | 1580 | 0 | 0 | 0 | 0 | 0 | 0 | 0 | 0 | 0 | 0 | 0
MISO_MI_2_IESO | MISO_MI | IESO | 2030 | B19 | 700 | 0 | 1580 | 0 | 0 | 0 | 0 | 0 | 0 | 0 | 0 | 0 | 0 | 0
MISO_MI_2_IESO | MISO_MI | IESO | 2030 | B20 | 935 | 0 | 1580 | 0 | 0 | 0 | 0 | 0 | 0 | 0 | 0 | 0 | 0 | 0
MISO_MI_2_IESO | MISO_MI | IESO | 2035 | B1 | 10 | 0 | 1580 | 0 | 0 | 0 | 0 | 0 | 0 | 0 | 0 | 0 | 0 | 0
MISO_MI_2_IESO | MISO_MI | IESO | 2035 | B2 | 25 | 0 | 1580 | 0 | 0 | 0 | 0 | 0 | 0 | 0 | 0 | 0 | 0 | 0
MISO_MI_2_IESO | MISO_MI | IESO | 2035 | B3 | 75 | 0 | 1580 | 0 | 0 | 0 | 0 | 0 | 0 | 0 | 0 | 0 | 0 | 0
MISO_MI_2_IESO | MISO_MI | IESO | 2035 | B4 | 100 | 0 | 1580 | 0 | 0 | 0 | 0 | 0 | 0 | 0 | 0 | 0 | 0 | 0
MISO_MI_2_IESO | MISO_MI | IESO | 2035 | B5 | 200 | 0 | 1580 | 0 | 0 | 0 | 0 | 0 | 0 | 0 | 0 | 0 | 0 | 0
MISO_MI_2_IESO | MISO_MI | IESO | 2035 | B6 | 300 | 0 | 1580 | 0 | 0 | 0 | 0 | 0 | 0 | 0 | 0 | 0 | 0 | 0
MISO_MI_2_IESO | MISO_MI | IESO | 2035 | B7 | 400 | 0 | 1580 | 0 | 0 | 0 | 0 | 0 | 0 | 0 | 0 | 0 | 0 | 0
MISO_MI_2_IESO | MISO_MI | IESO | 2035 | B8 | 500 | 0 | 1580 | 0 | 0 | 0 | 0 | 0 | 0 | 0 | 0 | 0 | 0 | 0
MISO_MI_2_IESO | MISO_MI | IESO | 2035 | B9 | 800 | 0 | 1580 | 0 | 0 | 0 | 0 | 0 | 0 | 0 | 0 | 0 | 0 | 0
MISO_MI_2_IESO | MISO_MI | IESO | 2035 | B10 | 1262 | 0 | 1580 | 0 | 0 | 0 | 0 | 0 | 0 | 0 | 0 | 0 | 0 | 0
MISO_MI_2_IESO | MISO_MI | IESO | 2035 | B11 | 25 | 0 | 1580 | 0 | 0 | 0 | 0 | 0 | 0 | 0 | 0 | 0 | 0 | 0
MISO_MI_2_IESO | MISO_MI | IESO | 2035 | B12 | 200 | 0 | 1580 | 0 | 0 | 0 | 0 | 0 | 0 | 0 | 0 | 0 | 0 | 0
MISO_MI_2_IESO | MISO_MI | IESO | 2035 | B13 | 600 | 0 | 1580 | 0 | 0 | 0 | 0 | 0 | 0 | 0 | 0 | 0 | 0 | 0
MISO_MI_2_IESO | MISO_MI | IESO | 2035 | B14 | 900 | 0 | 1580 | 0 | 0 | 0 | 0 | 0 | 0 | 0 | 0 | 0 | 0 | 0
MISO_MI_2_IESO | MISO_MI | IESO | 2035 | B15 | 1203 | 0 | 1580 | 0 | 0 | 0 | 0 | 0 | 0 | 0 | 0 | 0 | 0 | 0
MISO_MI_2_IESO | MISO_MI | IESO | 2035 | B16 | 25 | 0 | 1580 | 0 | 0 | 0 | 0 | 0 | 0 | 0 | 0 | 0 | 0 | 0
MISO_MI_2_IESO | MISO_MI | IESO | 2035 | B17 | 100 | 0 | 1580 | 0 | 0 | 0 | 0 | 0 | 0 | 0 | 0 | 0 | 0 | 0
MISO_MI_2_IESO | MISO_MI | IESO | 2035 | B18 | 400 | 0 | 1580 | 0 | 0 | 0 | 0 | 0 | 0 | 0 | 0 | 0 | 0 | 0
MISO_MI_2_IESO | MISO_MI | IESO | 2035 | B19 | 700 | 0 | 1580 | 0 | 0 | 0 | 0 | 0 | 0 | 0 | 0 | 0 | 0 | 0
MISO_MI_2_IESO | MISO_MI | IESO | 2035 | B20 | 935 | 0 | 1580 | 0 | 0 | 0 | 0 | 0 | 0 | 0 | 0 | 0 | 0 | 0
MISO_MI_2_IESO | MISO_MI | IESO | 2040 | B1 | 10 | 0 | 1580 | 0 | 0 | 0 | 0 | 0 | 0 | 0 | 0 | 0 | 0 | 0
MISO_MI_2_IESO | MISO_MI | IESO | 2040 | B2 | 25 | 0 | 1580 | 0 | 0 | 0 | 0 | 0 | 0 | 0 | 0 | 0 | 0 | 0
MISO_MI_2_IESO | MISO_MI | IESO | 2040 | B3 | 75 | 0 | 1580 | 0 | 0 | 0 | 0 | 0 | 0 | 0 | 0 | 0 | 0 | 0
MISO_MI_2_IESO | MISO_MI | IESO | 2040 | B4 | 100 | 0 | 1580 | 0 | 0 | 0 | 0 | 0 | 0 | 0 | 0 | 0 | 0 | 0
MISO_MI_2_IESO | MISO_MI | IESO | 2040 | B5 | 200 | 0 | 1580 | 0 | 0 | 0 | 0 | 0 | 0 | 0 | 0 | 0 | 0 | 0
MISO_MI_2_IESO | MISO_MI | IESO | 2040 | B6 | 300 | 0 | 1580 | 0 | 0 | 0 | 0 | 0 | 0 | 0 | 0 | 0 | 0 | 0
MISO_MI_2_IESO | MISO_MI | IESO | 2040 | B7 | 400 | 0 | 1580 | 0 | 0 | 0 | 0 | 0 | 0 | 0 | 0 | 0 | 0 | 0
MISO_MI_2_IESO | MISO_MI | IESO | 2040 | B8 | 500 | 0 | 1580 | 0 | 0 | 0 | 0 | 0 | 0 | 0 | 0 | 0 | 0 | 0
MISO_MI_2_IESO | MISO_MI | IESO | 2040 | B9 | 800 | 0 | 1580 | 0 | 0 | 0 | 0 | 0 | 0 | 0 | 0 | 0 | 0 | 0
MISO_MI_2_IESO | MISO_MI | IESO | 2040 | B10 | 1262 | 0 | 1580 | 0 | 0 | 0 | 0 | 0 | 0 | 0 | 0 | 0 | 0 | 0
MISO_MI_2_IESO | MISO_MI | IESO | 2040 | B11 | 25 | 0 | 1580 | 0 | 0 | 0 | 0 | 0 | 0 | 0 | 0 | 0 | 0 | 0
MISO_MI_2_IESO | MISO_MI | IESO | 2040 | B12 | 200 | 0 | 1580 | 0 | 0 | 0 | 0 | 0 | 0 | 0 | 0 | 0 | 0 | 0
MISO_MI_2_IESO | MISO_MI | IESO | 2040 | B13 | 600 | 0 | 1580 | 0 | 0 | 0 | 0 | 0 | 0 | 0 | 0 | 0 | 0 | 0
MISO_MI_2_IESO | MISO_MI | IESO | 2040 | B14 | 900 | 0 | 1580 | 0 | 0 | 0 | 0 | 0 | 0 | 0 | 0 | 0 | 0 | 0
MISO_MI_2_IESO | MISO_MI | IESO | 2040 | B15 | 1203 | 0 | 1580 | 0 | 0 | 0 | 0 | 0 | 0 | 0 | 0 | 0 | 0 | 0
MISO_MI_2_IESO | MISO_MI | IESO | 2040 | B16 | 25 | 0 | 1580 | 0 | 0 | 0 | 0 | 0 | 0 | 0 | 0 | 0 | 0 | 0
MISO_MI_2_IESO | MISO_MI | IESO | 2040 | B17 | 100 | 0 | 1580 | 0 | 0 | 0 | 0 | 0 | 0 | 0 | 0 | 0 | 0 | 0
MISO_MI_2_IESO | MISO_MI | IESO | 2040 | B18 | 400 | 0 | 1580 | 0 | 0 | 0 | 0 | 0 | 0 | 0 | 0 | 0 | 0 | 0
MISO_MI_2_IESO | MISO_MI | IESO | 2040 | B19 | 700 | 0 | 1580 | 0 | 0 | 0 | 0 | 0 | 0 | 0 | 0 | 0 | 0 | 0
MISO_MI_2_IESO | MISO_MI | IESO | 2040 | B20 | 935 | 0 | 1580 | 0 | 0 | 0 | 0 | 0 | 0 | 0 | 0 | 0 | 0 | 0
MISO_MI_2_IESO | MISO_MI | IESO | 2045 | B1 | 10 | 0 | 1580 | 0 | 0 | 0 | 0 | 0 | 0 | 0 | 0 | 0 | 21.5008 | 7.1669
MISO_MI_2_IESO | MISO_MI | IESO | 2045 | B2 | 25 | 0 | 1580 | 605.18 | 0 | 0 | 0 | 0 | 0 | 0 | 0 | 0 | 21.5008 | 7.1669
MISO_MI_2_IESO | MISO_MI | IESO | 2045 | B3 | 75 | 0 | 1580 | 0 | 0 | 0 | 0 | 0 | 0 | 0 | 0 | 0 | 21.5008 | 7.1669
MISO_MI_2_IESO | MISO_MI | IESO | 2045 | B4 | 100 | 0 | 1580 | 0 | 0 | 0 | 0 | 0 | 0 | 0 | 0 | 0 | 21.5008 | 7.1669
MISO_MI_2_IESO | MISO_MI | IESO | 2045 | B5 | 200 | 0 | 1580 | 0 | 0 | 0 | 0 | 0 | 0 | 0 | 0 | 0 | 21.5008 | 7.1669
MISO_MI_2_IESO | MISO_MI | IESO | 2045 | B6 | 300 | 0 | 1580 | 0 | 0 | 0 | 0 | 0 | 0 | 0 | 0 | 0 | 21.5008 | 7.1669
MISO_MI_2_IESO | MISO_MI | IESO | 2045 | B7 | 400 | 0 | 1580 | 0 | 0 | 0 | 0 | 0 | 0 | 0 | 0 | 0 | 21.5008 | 7.1669
MISO_MI_2_IESO | MISO_MI | IESO | 2045 | B8 | 500 | 0 | 1580 | 0 | 0 | 0 | 0 | 0 | 0 | 0 | 0 | 0 | 21.5008 | 7.1669
MISO_MI_2_IESO | MISO_MI | IESO | 2045 | B9 | 800 | 0 | 1580 | 0 | 0 | 0 | 0 | 0 | 0 | 0 | 0 | 0 | 21.5008 | 7.1669
MISO_MI_2_IESO | MISO_MI | IESO | 2045 | B10 | 1262 | 0 | 1580 | 1580 | 0 | 0 | 0 | 0 | 48.94 | 0 | 0 | 28.1121 | 21.5008 | 7.1669
MISO_MI_2_IESO | MISO_MI | IESO | 2045 | B11 | 25 | 0 | 1580 | 0 | 0 | 0 | 0 | 0 | 0 | 0 | 0 | 0 | 21.5008 | 7.1669
MISO_MI_2_IESO | MISO_MI | IESO | 2045 | B12 | 200 | 0 | 1580 | 0 | 0 | 0 | 0 | 0 | 0 | 0 | 0 | 0 | 21.5008 | 7.1669
MISO_MI_2_IESO | MISO_MI | IESO | 2045 | B13 | 600 | 0 | 1580 | 0 | 0 | 0 | 0 | 0 | 0 | 0 | 0 | 0 | 21.5008 | 7.1669
MISO_MI_2_IESO | MISO_MI | IESO | 2045 | B14 | 900 | 0 | 1580 | 0 | 0 | 0 | 0 | 0 | 0 | 0 | 0 | 0 | 21.5008 | 7.1669
MISO_MI_2_IESO | MISO_MI | IESO | 2045 | B15 | 1203 | 0 | 1580 | 909.4 | 0 | 0 | 0 | 0 | 0 | 0 | 0 | 0 | 21.5008 | 7.1669
MISO_MI_2_IESO | MISO_MI | IESO | 2045 | B16 | 25 | 0 | 1580 | 0 | 0 | 0 | 0 | 0 | 0 | 0 | 0 | 0 | 21.5008 | 7.1669
MISO_MI_2_IESO | MISO_MI | IESO | 2045 | B17 | 100 | 0 | 1580 | 0 | 0 | 0 | 0 | 0 | 0 | 0 | 0 | 0 | 21.5008 | 7.1669
MISO_MI_2_IESO | MISO_MI | IESO | 2045 | B18 | 400 | 0 | 1580 | 0 | 0 | 0 | 0 | 0 | 0 | 0 | 0 | 0 | 21.5008 | 7.1669
MISO_MI_2_IESO | MISO_MI | IESO | 2045 | B19 | 700 | 0 | 1580 | 0 | 0 | 0 | 0 | 0 | 0 | 0 | 0 | 0 | 21.5008 | 7.1669
MISO_MI_2_IESO | MISO_MI | IESO | 2045 | B20 | 935 | 0 | 1580 | 1580 | 0 | 0 | 0 | 0 | 1.3057 | 0 | 0 | 0.55568 | 21.5008 | 7.1669
MISO_MI_2_IESO | MISO_MI | IESO | 2050 | B1 | 10 | 0 | 1580 | 0 | 0 | 0 | 0 | 0 | 0 | 0 | 0 | 0 | 30.3463 | 10.1154
MISO_MI_2_IESO | MISO_MI | IESO | 2050 | B2 | 25 | 0 | 1580 | 764.29 | 0 | 0 | 0 | 0 | 0 | 0 | 0 | 0 | 30.3463 | 10.1154
MISO_MI_2_IESO | MISO_MI | IESO | 2050 | B3 | 75 | 0 | 1580 | 0 | 0 | 0 | 0 | 0 | 0 | 0 | 0 | 0 | 30.3463 | 10.1154
MISO_MI_2_IESO | MISO_MI | IESO | 2050 | B4 | 100 | 0 | 1580 | 0 | 0 | 0 | 0 | 0 | 0 | 0 | 0 | 0 | 30.3463 | 10.1154
MISO_MI_2_IESO | MISO_MI | IESO | 2050 | B5 | 200 | 0 | 1580 | 0 | 0 | 0 | 0 | 0 | 0 | 0 | 0 | 0 | 30.3463 | 10.1154
MISO_MI_2_IESO | MISO_MI | IESO | 2050 | B6 | 300 | 0 | 1580 | 0 | 0 | 0 | 0 | 0 | 0 | 0 | 0 | 0 | 30.3463 | 10.1154
MISO_MI_2_IESO | MISO_MI | IESO | 2050 | B7 | 400 | 0 | 1580 | 0 | 0 | 0 | 0 | 0 | 0 | 0 | 0 | 0 | 30.3463 | 10.1154
MISO_MI_2_IESO | MISO_MI | IESO | 2050 | B8 | 500 | 0 | 1580 | 0 | 0 | 0 | 0 | 0 | 0 | 0 | 0 | 0 | 30.3463 | 10.1154
MISO_MI_2_IESO | MISO_MI | IESO | 2050 | B9 | 800 | 0 | 1580 | 0 | 0 | 0 | 0 | 0 | 0 | 0 | 0 | 0 | 30.3463 | 10.1154
MISO_MI_2_IESO | MISO_MI | IESO | 2050 | B10 | 1262 | 0 | 1580 | 1580 | 928.55 | 0 | 0 | 0 | 77.6061 | 0 | 0 | 39.7318 | 30.3463 | 10.1154
MISO_MI_2_IESO | MISO_MI | IESO | 2050 | B11 | 25 | 0 | 1580 | 0 | 0 | 0 | 0 | 0 | 0 | 0 | 0 | 0 | 30.3463 | 10.1154
MISO_MI_2_IESO | MISO_MI | IESO | 2050 | B12 | 200 | 0 | 1580 | 0 | 0 | 0 | 0 | 0 | 0 | 0 | 0 | 0 | 30.3463 | 10.1154
MISO_MI_2_IESO | MISO_MI | IESO | 2050 | B13 | 600 | 0 | 1580 | 0 | 0 | 0 | 0 | 0 | 0 | 0 | 0 | 0 | 30.3463 | 10.1154
MISO_MI_2_IESO | MISO_MI | IESO | 2050 | B14 | 900 | 0 | 1580 | 0 | 0 | 0 | 0 | 0 | 0 | 0 | 0 | 0 | 30.3463 | 10.1154
MISO_MI_2_IESO | MISO_MI | IESO | 2050 | B15 | 1203 | 0 | 1580 | 1580 | 1224.98 | 0 | 0 | 0 | 1.4956 | 0 | 0 | 0.72991 | 30.3463 | 10.1154
MISO_MI_2_IESO | MISO_MI | IESO | 2050 | B16 | 25 | 0 | 1580 | 0 | 0 | 0 | 0 | 0 | 0 | 0 | 0 | 0 | 30.3463 | 10.1154
MISO_MI_2_IESO | MISO_MI | IESO | 2050 | B17 | 100 | 0 | 1580 | 0 | 0 | 0 | 0 | 0 | 0 | 0 | 0 | 0 | 30.3463 | 10.1154
MISO_MI_2_IESO | MISO_MI | IESO | 2050 | B18 | 400 | 0 | 1580 | 0 | 0 | 0 | 0 | 0 | 0 | 0 | 0 | 0 | 30.3463 | 10.1154
MISO_MI_2_IESO | MISO_MI | IESO | 2050 | B19 | 700 | 0 | 1580 | 0 | 0 | 0 | 0 | 0 | 0 | 0 | 0 | 0 | 30.3463 | 10.1154
MISO_MI_2_IESO | MISO_MI | IESO | 2050 | B20 | 935 | 0 | 1580 | 1578.02 | 1580 | 0 | 0 | 0 | 0 | 0.42732 | 0 | 0 | 30.3463 | 10.1154
MISO_MI_2_MISO_IN | MISO_MI | MISO_IN | 2015 | B1 | 10 | 0 | 2045 | 1979.63 | 655.8 | 2045 | 0 | 0 | 0 | 0 | 0.27301 | 0 | 2.71 | 0.90334
MISO_MI_2_MISO_IN | MISO_MI | MISO_IN | 2015 | B2 | 25 | 0 | 2045 | 2045 | 622.31 | 2045 | 0 | 0 | 1.2226 | 0 | 0.30862 | 0.071918 | 2.71 | 0.90334
MISO_MI_2_MISO_IN | MISO_MI | MISO_IN | 2015 | B3 | 75 | 0 | 2045 | 2045 | 2045 | 2045 | 0 | 0 | 2.0535 | 0.64098 | 0.32049 | 0.36238 | 2.71 | 0.90334
MISO_MI_2_MISO_IN | MISO_MI | MISO_IN | 2015 | B4 | 100 | 0 | 2045 | 2045 | 2045 | 2045 | 0 | 0 | 4.0002 | 0.07122 | 0.32049 | 0.94122 | 2.71 | 0.90334
MISO_MI_2_MISO_IN | MISO_MI | MISO_IN | 2015 | B5 | 200 | 0 | 2045 | 2045 | 2045 | 2045 | 0 | 0 | 3.9883 | 0.04748 | 0.22553 | 1.8769 | 2.71 | 0.90334
MISO_MI_2_MISO_IN | MISO_MI | MISO_IN | 2015 | B6 | 300 | 0 | 2045 | 693.51 | 0 | 2045 | 0 | 0 | 0 | 0 | 0.03561 | 0 | 2.71 | 0.90334
MISO_MI_2_MISO_IN | MISO_MI | MISO_IN | 2015 | B7 | 400 | 0 | 2045 | 24.78 | 0 | 1794.26 | 0 | 0 | 0 | 0 | 0 | 0 | 2.71 | 0.90334
MISO_MI_2_MISO_IN | MISO_MI | MISO_IN | 2015 | B8 | 500 | 0 | 2045 | 88.68 | 0 | 1646.31 | 0 | 0 | 0 | 0 | 0 | 0 | 2.71 | 0.90334
MISO_MI_2_MISO_IN | MISO_MI | MISO_IN | 2015 | B9 | 800 | 0 | 2045 | 0 | 0 | 820.86 | 0 | 0 | 0 | 0 | 0 | 0 | 2.71 | 0.90334
MISO_MI_2_MISO_IN | MISO_MI | MISO_IN | 2015 | B10 | 1262 | 0 | 2045 | 0 | 0 | 0 | 0 | 0 | 0 | 0 | 0 | 0 | 2.71 | 0.90334
MISO_MI_2_MISO_IN | MISO_MI | MISO_IN | 2015 | B11 | 25 | 0 | 2045 | 2045 | 2045 | 2045 | 0 | 0 | 6.1368 | 0.65285 | 0.32049 | 0.36099 | 2.71 | 0.90334
MISO_MI_2_MISO_IN | MISO_MI | MISO_IN | 2015 | B12 | 200 | 0 | 2045 | 796.97 | 178.98 | 2045 | 0 | 0 | 0 | 0 | 0.1187 | 0 | 2.71 | 0.90334
MISO_MI_2_MISO_IN | MISO_MI | MISO_IN | 2015 | B13 | 600 | 0 | 2045 | 298.23 | 0 | 2045 | 0 | 0 | 0 | 0 | 0.03561 | 0 | 2.71 | 0.90334
MISO_MI_2_MISO_IN | MISO_MI | MISO_IN | 2015 | B14 | 900 | 0 | 2045 | 732.02 | 0 | 1845.74 | 0 | 0 | 0 | 0 | 0 | 0 | 2.71 | 0.90334
MISO_MI_2_MISO_IN | MISO_MI | MISO_IN | 2015 | B15 | 1203 | 0 | 2045 | 2041.36 | 215.73 | 2045 | 0 | 0 | 0 | 0 | 0.22553 | 0 | 2.71 | 0.90334
MISO_MI_2_MISO_IN | MISO_MI | MISO_IN | 2015 | B16 | 25 | 0 | 2045 | 1972 | 2045 | 2045 | 0 | 0 | 0 | 0.36797 | 0.15431 | 0 | 2.71 | 0.90334
MISO_MI_2_MISO_IN | MISO_MI | MISO_IN | 2015 | B17 | 100 | 0 | 2045 | 0 | 0 | 2045 | 0 | 0 | 0 | 0 | 0.1187 | 0 | 2.71 | 0.90334
MISO_MI_2_MISO_IN | MISO_MI | MISO_IN | 2015 | B18 | 400 | 0 | 2045 | 40.75 | 0 | 445.06 | 0 | 0 | 0 | 0 | 0 | 0 | 2.71 | 0.90334
MISO_MI_2_MISO_IN | MISO_MI | MISO_IN | 2015 | B19 | 700 | 0 | 2045 | 0 | 0 | 0 | 0 | 0 | 0 | 0 | 0 | 0 | 2.71 | 0.90334
MISO_MI_2_MISO_IN | MISO_MI | MISO_IN | 2015 | B20 | 935 | 0 | 2045 | 0 | 0 | 0 | 0 | 0 | 0 | 0 | 0 | 0 | 2.71 | 0.90334
MISO_MI_2_MISO_IN | MISO_MI | MISO_IN | 2020 | B1 | 10 | 0 | 2045 | 0 | 0 | 0 | 0 | 0 | 0 | 0 | 0 | 0 | 0 | 0
MISO_MI_2_MISO_IN | MISO_MI | MISO_IN | 2020 | B2 | 25 | 0 | 2045 | 359.66 | 0 | 0 | 0 | 0 | 0 | 0 | 0 | 0 | 0 | 0
MISO_MI_2_MISO_IN | MISO_MI | MISO_IN | 2020 | B3 | 75 | 0 | 2045 | 0 | 0 | 1027.88 | 0 | 0 | 0 | 0 | 0 | 0 | 0 | 0
MISO_MI_2_MISO_IN | MISO_MI | MISO_IN | 2020 | B4 | 100 | 0 | 2045 | 0 | 0 | 0 | 0 | 0 | 0 | 0 | 0 | 0 | 0 | 0
MISO_MI_2_MISO_IN | MISO_MI | MISO_IN | 2020 | B5 | 200 | 0 | 2045 | 0 | 0 | 1056.11 | 0 | 0 | 0 | 0 | 0 | 0 | 0 | 0
MISO_MI_2_MISO_IN | MISO_MI | MISO_IN | 2020 | B6 | 300 | 0 | 2045 | 0 | 0 | 1544.26 | 0 | 0 | 0 | 0 | 0 | 0 | 0 | 0
MISO_MI_2_MISO_IN | MISO_MI | MISO_IN | 2020 | B7 | 400 | 0 | 2045 | 0 | 0 | 131.25 | 0 | 0 | 0 | 0 | 0 | 0 | 0 | 0
MISO_MI_2_MISO_IN | MISO_MI | MISO_IN | 2020 | B8 | 500 | 0 | 2045 | 0 | 0 | 44.62 | 0 | 0 | 0 | 0 | 0 | 0 | 0 | 0
MISO_MI_2_MISO_IN | MISO_MI | MISO_IN | 2020 | B9 | 800 | 0 | 2045 | 0 | 0 | 0 | 0 | 0 | 0 | 0 | 0 | 0 | 0 | 0
MISO_MI_2_MISO_IN | MISO_MI | MISO_IN | 2020 | B10 | 1262 | 0 | 2045 | 0 | 0 | 0 | 0 | 0 | 0 | 0 | 0 | 0 | 0 | 0
MISO_MI_2_MISO_IN | MISO_MI | MISO_IN | 2020 | B11 | 25 | 0 | 2045 | 0 | 664.88 | 0 | 0 | 0 | 0 | 0 | 0 | 0 | 0 | 0
MISO_MI_2_MISO_IN | MISO_MI | MISO_IN | 2020 | B12 | 200 | 0 | 2045 | 0 | 0 | 0 | 0 | 0 | 0 | 0 | 0 | 0 | 0 | 0
MISO_MI_2_MISO_IN | MISO_MI | MISO_IN | 2020 | B13 | 600 | 0 | 2045 | 0 | 0 | 0 | 0 | 0 | 0 | 0 | 0 | 0 | 0 | 0
MISO_MI_2_MISO_IN | MISO_MI | MISO_IN | 2020 | B14 | 900 | 0 | 2045 | 0 | 0 | 0 | 0 | 0 | 0 | 0 | 0 | 0 | 0 | 0
MISO_MI_2_MISO_IN | MISO_MI | MISO_IN | 2020 | B15 | 1203 | 0 | 2045 | 0 | 0 | 0 | 0 | 0 | 0 | 0 | 0 | 0 | 0 | 0
MISO_MI_2_MISO_IN | MISO_MI | MISO_IN | 2020 | B16 | 25 | 0 | 2045 | 0 | 735.5 | 0 | 0 | 0 | 0 | 0 | 0 | 0 | 0 | 0
MISO_MI_2_MISO_IN | MISO_MI | MISO_IN | 2020 | B17 | 100 | 0 | 2045 | 0 | 0 | 0 | 0 | 0 | 0 | 0 | 0 | 0 | 0 | 0
MISO_MI_2_MISO_IN | MISO_MI | MISO_IN | 2020 | B18 | 400 | 0 | 2045 | 0 | 0 | 0 | 0 | 0 | 0 | 0 | 0 | 0 | 0 | 0
MISO_MI_2_MISO_IN | MISO_MI | MISO_IN | 2020 | B19 | 700 | 0 | 2045 | 0 | 0 | 0 | 0 | 0 | 0 | 0 | 0 | 0 | 0 | 0
MISO_MI_2_MISO_IN | MISO_MI | MISO_IN | 2020 | B20 | 935 | 0 | 2045 | 0 | 0 | 0 | 0 | 0 | 0 | 0 | 0 | 0 | 0 | 0
MISO_MI_2_MISO_IN | MISO_MI | MISO_IN | 2025 | B1 | 10 | 0 | 2045 | 858.86 | 349.52 | 2045 | 0 | 674.85 | 0 | 0 | 0.22553 | 0 | 0.70006 | 0.23335
MISO_MI_2_MISO_IN | MISO_MI | MISO_IN | 2025 | B2 | 25 | 0 | 2045 | 1868.92 | 945.34 | 2045 | 0 | 2034.1 | 0 | 0 | 0.22553 | 0 | 0.70006 | 0.23335
MISO_MI_2_MISO_IN | MISO_MI | MISO_IN | 2025 | B3 | 75 | 75 | 2045 | 2045 | 2045 | 2045 | 556.72 | 6478.68 | 0.70033 | 0.68846 | 0.22553 | 0.191 | 0.70006 | 0.23335
MISO_MI_2_MISO_IN | MISO_MI | MISO_IN | 2025 | B4 | 100 | 0 | 2045 | 1519.65 | 909.82 | 2045 | 0 | 4154.24 | 0 | 0 | 0.22553 | 0 | 0.70006 | 0.23335
MISO_MI_2_MISO_IN | MISO_MI | MISO_IN | 2025 | B5 | 200 | 0 | 2045 | 2045 | 1294.89 | 2045 | 0 | 6343.28 | 1.0208 | 0 | 0.22553 | 0.74241 | 0.70006 | 0.23335
MISO_MI_2_MISO_IN | MISO_MI | MISO_IN | 2025 | B6 | 300 | 0 | 2045 | 633.31 | 1804.21 | 2045 | 0 | 6031.15 | 0 | 0 | 0.22553 | 0 | 0.70006 | 0.23335
MISO_MI_2_MISO_IN | MISO_MI | MISO_IN | 2025 | B7 | 400 | 0 | 2045 | 0 | 0 | 2045 | 0 | 1442.84 | 0 | 0 | 0.22553 | 0 | 0.70006 | 0.23335
MISO_MI_2_MISO_IN | MISO_MI | MISO_IN | 2025 | B8 | 500 | 0 | 2045 | 0 | 0 | 2045 | 0 | 2260.95 | 0 | 0 | 0.22553 | 0 | 0.70006 | 0.23335
MISO_MI_2_MISO_IN | MISO_MI | MISO_IN | 2025 | B9 | 800 | 0 | 2045 | 0 | 0 | 2045 | 0 | 115.63 | 0 | 0 | 0.22553 | 0 | 0.70006 | 0.23335
MISO_MI_2_MISO_IN | MISO_MI | MISO_IN | 2025 | B10 | 1262 | 0 | 2045 | 0 | 0 | 0 | 0 | 0 | 0 | 0 | 0 | 0 | 0.70006 | 0.23335
MISO_MI_2_MISO_IN | MISO_MI | MISO_IN | 2025 | B11 | 25 | 0 | 2045 | 68.2 | 2001.77 | 2045 | 0 | 1492.77 | 0 | 0 | 0.22553 | 0 | 0.70006 | 0.23335
MISO_MI_2_MISO_IN | MISO_MI | MISO_IN | 2025 | B12 | 200 | 0 | 2045 | 0 | 0 | 2045 | 0 | 33.95 | 0 | 0 | 0.22553 | 0 | 0.70006 | 0.23335
MISO_MI_2_MISO_IN | MISO_MI | MISO_IN | 2025 | B13 | 600 | 0 | 2045 | 0 | 0 | 1285.55 | 0 | 0 | 0 | 0 | 0 | 0 | 0.70006 | 0.23335
MISO_MI_2_MISO_IN | MISO_MI | MISO_IN | 2025 | B14 | 900 | 0 | 2045 | 0 | 0 | 0 | 0 | 0 | 0 | 0 | 0 | 0 | 0.70006 | 0.23335
MISO_MI_2_MISO_IN | MISO_MI | MISO_IN | 2025 | B15 | 1203 | 0 | 2045 | 0 | 0 | 0 | 0 | 0 | 0 | 0 | 0 | 0 | 0.70006 | 0.23335
MISO_MI_2_MISO_IN | MISO_MI | MISO_IN | 2025 | B16 | 25 | 0 | 2045 | 1638.94 | 0 | 1437.8 | 0 | 0 | 0 | 0 | 0 | 0 | 0.70006 | 0.23335
MISO_MI_2_MISO_IN | MISO_MI | MISO_IN | 2025 | B17 | 100 | 0 | 2045 | 0 | 0 | 1598.48 | 0 | 0 | 0 | 0 | 0 | 0 | 0.70006 | 0.23335
MISO_MI_2_MISO_IN | MISO_MI | MISO_IN | 2025 | B18 | 400 | 0 | 2045 | 0 | 0 | 2045 | 0 | 430.32 | 0 | 0 | 0.22553 | 0 | 0.70006 | 0.23335
MISO_MI_2_MISO_IN | MISO_MI | MISO_IN | 2025 | B19 | 700 | 0 | 2045 | 0 | 0 | 1564.93 | 0 | 0 | 0 | 0 | 0 | 0 | 0.70006 | 0.23335
MISO_MI_2_MISO_IN | MISO_MI | MISO_IN | 2025 | B20 | 935 | 0 | 2045 | 0 | 0 | 55.58 | 0 | 0 | 0 | 0 | 0 | 0 | 0.70006 | 0.23335
MISO_MI_2_MISO_IN | MISO_MI | MISO_IN | 2030 | B1 | 10 | 0 | 2045 | 0 | 0 | 2045 | 0 | 2167.33 | 0 | 0 | 0.01187 | 0 | 0 | 0
MISO_MI_2_MISO_IN | MISO_MI | MISO_IN | 2030 | B2 | 25 | 0 | 2045 | 0 | 0 | 2045 | 0 | 2419.73 | 0 | 0 | 0.01187 | 0 | 0 | 0
MISO_MI_2_MISO_IN | MISO_MI | MISO_IN | 2030 | B3 | 75 | 0 | 2045 | 0 | 0 | 2045 | 0 | 4273.11 | 0 | 0 | 0.01187 | 0 | 0 | 0
MISO_MI_2_MISO_IN | MISO_MI | MISO_IN | 2030 | B4 | 100 | 0 | 2045 | 0 | 0 | 2045 | 0 | 5157.1 | 0 | 0 | 0.01187 | 0 | 0 | 0
MISO_MI_2_MISO_IN | MISO_MI | MISO_IN | 2030 | B5 | 200 | 0 | 2045 | 0 | 0 | 2045 | 0 | 6322.75 | 0 | 0 | 0.01187 | 0 | 0 | 0
MISO_MI_2_MISO_IN | MISO_MI | MISO_IN | 2030 | B6 | 300 | 0 | 2045 | 0 | 0 | 2045 | 0 | 1831.62 | 0 | 0 | 0.01187 | 0 | 0 | 0
MISO_MI_2_MISO_IN | MISO_MI | MISO_IN | 2030 | B7 | 400 | 0 | 2045 | 0 | 0 | 2045 | 0 | 2376.67 | 0 | 0 | 0.01187 | 0 | 0 | 0
MISO_MI_2_MISO_IN | MISO_MI | MISO_IN | 2030 | B8 | 500 | 0 | 2045 | 0 | 0 | 1620.52 | 0 | 0 | 0 | 0 | 0 | 0 | 0 | 0
MISO_MI_2_MISO_IN | MISO_MI | MISO_IN | 2030 | B9 | 800 | 0 | 2045 | 0 | 0 | 2045 | 0 | 538.02 | 0 | 0 | 0.01187 | 0 | 0 | 0
MISO_MI_2_MISO_IN | MISO_MI | MISO_IN | 2030 | B10 | 1262 | 0 | 2045 | 0 | 0 | 0 | 0 | 0 | 0 | 0 | 0 | 0 | 0 | 0
MISO_MI_2_MISO_IN | MISO_MI | MISO_IN | 2030 | B11 | 25 | 0 | 2045 | 0 | 0 | 2045 | 0 | 463.62 | 0 | 0 | 0.01187 | 0 | 0 | 0
MISO_MI_2_MISO_IN | MISO_MI | MISO_IN | 2030 | B12 | 200 | 0 | 2045 | 0 | 0 | 0 | 0 | 0 | 0 | 0 | 0 | 0 | 0 | 0
MISO_MI_2_MISO_IN | MISO_MI | MISO_IN | 2030 | B13 | 600 | 0 | 2045 | 0 | 0 | 0 | 0 | 0 | 0 | 0 | 0 | 0 | 0 | 0
MISO_MI_2_MISO_IN | MISO_MI | MISO_IN | 2030 | B14 | 900 | 0 | 2045 | 0 | 0 | 0 | 0 | 0 | 0 | 0 | 0 | 0 | 0 | 0
MISO_MI_2_MISO_IN | MISO_MI | MISO_IN | 2030 | B15 | 1203 | 0 | 2045 | 0 | 0 | 0 | 0 | 0 | 0 | 0 | 0 | 0 | 0 | 0
MISO_MI_2_MISO_IN | MISO_MI | MISO_IN | 2030 | B16 | 25 | 0 | 2045 | 0 | 0 | 2045 | 0 | 514.05 | 0 | 0 | 0.01187 | 0 | 0 | 0
MISO_MI_2_MISO_IN | MISO_MI | MISO_IN | 2030 | B17 | 100 | 0 | 2045 | 0 | 0 | 0 | 0 | 0 | 0 | 0 | 0 | 0 | 0 | 0
MISO_MI_2_MISO_IN | MISO_MI | MISO_IN | 2030 | B18 | 400 | 0 | 2045 | 0 | 0 | 431.74 | 0 | 0 | 0 | 0 | 0 | 0 | 0 | 0
MISO_MI_2_MISO_IN | MISO_MI | MISO_IN | 2030 | B19 | 700 | 0 | 2045 | 0 | 0 | 1252.22 | 0 | 0 | 0 | 0 | 0 | 0 | 0 | 0
MISO_MI_2_MISO_IN | MISO_MI | MISO_IN | 2030 | B20 | 935 | 0 | 2045 | 0 | 0 | 0 | 0 | 0 | 0 | 0 | 0 | 0 | 0 | 0
MISO_MI_2_MISO_IN | MISO_MI | MISO_IN | 2035 | B1 | 10 | 0 | 2045 | 0 | 0 | 2045 | 0 | 4772.13 | 0 | 0 | 0.01187 | 0 | 0 | 0
MISO_MI_2_MISO_IN | MISO_MI | MISO_IN | 2035 | B2 | 25 | 0 | 2045 | 0 | 0 | 2045 | 0 | 4448.41 | 0 | 0 | 0.01187 | 0 | 0 | 0
MISO_MI_2_MISO_IN | MISO_MI | MISO_IN | 2035 | B3 | 75 | 75 | 2045 | 0 | 2045 | 2045 | 131.46 | 8645.66 | 0 | 0.01187 | 0.01187 | 0 | 0 | 0
MISO_MI_2_MISO_IN | MISO_MI | MISO_IN | 2035 | B4 | 100 | 0 | 2045 | 0 | 0 | 2045 | 0 | 5271.73 | 0 | 0 | 0.01187 | 0 | 0 | 0
MISO_MI_2_MISO_IN | MISO_MI | MISO_IN | 2035 | B5 | 200 | 0 | 2045 | 0 | 234.19 | 2045 | 0 | 7064.53 | 0 | 0 | 0.01187 | 0 | 0 | 0
MISO_MI_2_MISO_IN | MISO_MI | MISO_IN | 2035 | B6 | 300 | 0 | 2045 | 0 | 0 | 2045 | 0 | 3935.64 | 0 | 0 | 0.01187 | 0 | 0 | 0
MISO_MI_2_MISO_IN | MISO_MI | MISO_IN | 2035 | B7 | 400 | 0 | 2045 | 0 | 0 | 2045 | 0 | 2648.53 | 0 | 0 | 0.01187 | 0 | 0 | 0
MISO_MI_2_MISO_IN | MISO_MI | MISO_IN | 2035 | B8 | 500 | 0 | 2045 | 0 | 0 | 2045 | 0 | 1555.42 | 0 | 0 | 0.01187 | 0 | 0 | 0
MISO_MI_2_MISO_IN | MISO_MI | MISO_IN | 2035 | B9 | 800 | 0 | 2045 | 0 | 0 | 2045 | 0 | 46.34 | 0 | 0 | 0.01187 | 0 | 0 | 0
MISO_MI_2_MISO_IN | MISO_MI | MISO_IN | 2035 | B10 | 1262 | 0 | 2045 | 0 | 0 | 0 | 0 | 0 | 0 | 0 | 0 | 0 | 0 | 0
MISO_MI_2_MISO_IN | MISO_MI | MISO_IN | 2035 | B11 | 25 | 0 | 2045 | 0 | 0 | 2045 | 0 | 1241.56 | 0 | 0 | 0.01187 | 0 | 0 | 0
MISO_MI_2_MISO_IN | MISO_MI | MISO_IN | 2035 | B12 | 200 | 0 | 2045 | 0 | 0 | 0 | 0 | 0 | 0 | 0 | 0 | 0 | 0 | 0
MISO_MI_2_MISO_IN | MISO_MI | MISO_IN | 2035 | B13 | 600 | 0 | 2045 | 0 | 0 | 0 | 0 | 0 | 0 | 0 | 0 | 0 | 0 | 0
MISO_MI_2_MISO_IN | MISO_MI | MISO_IN | 2035 | B14 | 900 | 0 | 2045 | 0 | 0 | 0 | 0 | 0 | 0 | 0 | 0 | 0 | 0 | 0
MISO_MI_2_MISO_IN | MISO_MI | MISO_IN | 2035 | B15 | 1203 | 0 | 2045 | 0 | 0 | 0 | 0 | 0 | 0 | 0 | 0 | 0 | 0 | 0
MISO_MI_2_MISO_IN | MISO_MI | MISO_IN | 2035 | B16 | 25 | 0 | 2045 | 0 | 0 | 0 | 0 | 0 | 0 | 0 | 0 | 0 | 0 | 0
MISO_MI_2_MISO_IN | MISO_MI | MISO_IN | 2035 | B17 | 100 | 0 | 2045 | 0 | 0 | 0 | 0 | 0 | 0 | 0 | 0 | 0 | 0 | 0
MISO_MI_2_MISO_IN | MISO_MI | MISO_IN | 2035 | B18 | 400 | 0 | 2045 | 0 | 0 | 0 | 0 | 0 | 0 | 0 | 0 | 0 | 0 | 0
MISO_MI_2_MISO_IN | MISO_MI | MISO_IN | 2035 | B19 | 700 | 0 | 2045 | 0 | 0 | 0 | 0 | 0 | 0 | 0 | 0 | 0 | 0 | 0
MISO_MI_2_MISO_IN | MISO_MI | MISO_IN | 2035 | B20 | 935 | 0 | 2045 | 0 | 0 | 0 | 0 | 0 | 0 | 0 | 0 | 0 | 0 | 0
MISO_MI_2_MISO_IN | MISO_MI | MISO_IN | 2040 | B1 | 10 | 0 | 2045 | 0 | 0 | 1002.56 | 0 | 0 | 0 | 0 | 0 | 0 | 0 | 0
MISO_MI_2_MISO_IN | MISO_MI | MISO_IN | 2040 | B2 | 25 | 0 | 2045 | 0 | 728.04 | 591 | 0 | 0 | 0 | 0 | 0 | 0 | 0 | 0
MISO_MI_2_MISO_IN | MISO_MI | MISO_IN | 2040 | B3 | 75 | 75 | 2045 | 0 | 2045 | 1227.53 | 370.05 | 0 | 0 | 0.01187 | 0 | 0 | 0 | 0
MISO_MI_2_MISO_IN | MISO_MI | MISO_IN | 2040 | B4 | 100 | 0 | 2045 | 0 | 1691.54 | 1142.98 | 0 | 0 | 0 | 0 | 0 | 0 | 0 | 0
MISO_MI_2_MISO_IN | MISO_MI | MISO_IN | 2040 | B5 | 200 | 0 | 2045 | 0 | 1044.32 | 474.8 | 0 | 0 | 0 | 0 | 0 | 0 | 0 | 0
MISO_MI_2_MISO_IN | MISO_MI | MISO_IN | 2040 | B6 | 300 | 0 | 2045 | 0 | 0 | 1426.53 | 0 | 0 | 0 | 0 | 0 | 0 | 0 | 0
MISO_MI_2_MISO_IN | MISO_MI | MISO_IN | 2040 | B7 | 400 | 0 | 2045 | 0 | 0 | 0 | 0 | 0 | 0 | 0 | 0 | 0 | 0 | 0
MISO_MI_2_MISO_IN | MISO_MI | MISO_IN | 2040 | B8 | 500 | 0 | 2045 | 0 | 0 | 0 | 0 | 0 | 0 | 0 | 0 | 0 | 0 | 0
MISO_MI_2_MISO_IN | MISO_MI | MISO_IN | 2040 | B9 | 800 | 0 | 2045 | 0 | 511.46 | 0 | 0 | 0 | 0 | 0 | 0 | 0 | 0 | 0
MISO_MI_2_MISO_IN | MISO_MI | MISO_IN | 2040 | B10 | 1262 | 0 | 2045 | 0 | 0 | 0 | 0 | 0 | 0 | 0 | 0 | 0 | 0 | 0
MISO_MI_2_MISO_IN | MISO_MI | MISO_IN | 2040 | B11 | 25 | 0 | 2045 | 0 | 0 | 0 | 0 | 0 | 0 | 0 | 0 | 0 | 0 | 0
MISO_MI_2_MISO_IN | MISO_MI | MISO_IN | 2040 | B12 | 200 | 0 | 2045 | 0 | 0 | 0 | 0 | 0 | 0 | 0 | 0 | 0 | 0 | 0
MISO_MI_2_MISO_IN | MISO_MI | MISO_IN | 2040 | B13 | 600 | 0 | 2045 | 0 | 0 | 0 | 0 | 0 | 0 | 0 | 0 | 0 | 0 | 0
MISO_MI_2_MISO_IN | MISO_MI | MISO_IN | 2040 | B14 | 900 | 0 | 2045 | 0 | 0 | 0 | 0 | 0 | 0 | 0 | 0 | 0 | 0 | 0
MISO_MI_2_MISO_IN | MISO_MI | MISO_IN | 2040 | B15 | 1203 | 0 | 2045 | 0 | 0 | 0 | 0 | 0 | 0 | 0 | 0 | 0 | 0 | 0
MISO_MI_2_MISO_IN | MISO_MI | MISO_IN | 2040 | B16 | 25 | 0 | 2045 | 0 | 0 | 0 | 0 | 0 | 0 | 0 | 0 | 0 | 0 | 0
MISO_MI_2_MISO_IN | MISO_MI | MISO_IN | 2040 | B17 | 100 | 0 | 2045 | 0 | 0 | 0 | 0 | 0 | 0 | 0 | 0 | 0 | 0 | 0
MISO_MI_2_MISO_IN | MISO_MI | MISO_IN | 2040 | B18 | 400 | 0 | 2045 | 0 | 0 | 0 | 0 | 0 | 0 | 0 | 0 | 0 | 0 | 0
MISO_MI_2_MISO_IN | MISO_MI | MISO_IN | 2040 | B19 | 700 | 0 | 2045 | 0 | 0 | 0 | 0 | 0 | 0 | 0 | 0 | 0 | 0 | 0
MISO_MI_2_MISO_IN | MISO_MI | MISO_IN | 2040 | B20 | 935 | 0 | 2045 | 0 | 0 | 0 | 0 | 0 | 0 | 0 | 0 | 0 | 0 | 0
MISO_MI_2_MISO_IN | MISO_MI | MISO_IN | 2045 | B1 | 10 | 0 | 2045 | 0 | 0 | 0 | 0 | 0 | 0 | 0 | 0 | 0 | 0 | 0
MISO_MI_2_MISO_IN | MISO_MI | MISO_IN | 2045 | B2 | 25 | 0 | 2045 | 0 | 0 | 641.61 | 0 | 0 | 0 | 0 | 0 | 0 | 0 | 0
MISO_MI_2_MISO_IN | MISO_MI | MISO_IN | 2045 | B3 | 75 | 0 | 2045 | 0 | 0 | 0 | 0 | 0 | 0 | 0 | 0 | 0 | 0 | 0
MISO_MI_2_MISO_IN | MISO_MI | MISO_IN | 2045 | B4 | 100 | 0 | 2045 | 0 | 0 | 1159.45 | 0 | 0 | 0 | 0 | 0 | 0 | 0 | 0
MISO_MI_2_MISO_IN | MISO_MI | MISO_IN | 2045 | B5 | 200 | 0 | 2045 | 0 | 0 | 0 | 0 | 0 | 0 | 0 | 0 | 0 | 0 | 0
MISO_MI_2_MISO_IN | MISO_MI | MISO_IN | 2045 | B6 | 300 | 0 | 2045 | 0 | 0 | 508.26 | 0 | 0 | 0 | 0 | 0 | 0 | 0 | 0
MISO_MI_2_MISO_IN | MISO_MI | MISO_IN | 2045 | B7 | 400 | 0 | 2045 | 0 | 0 | 0 | 0 | 0 | 0 | 0 | 0 | 0 | 0 | 0
MISO_MI_2_MISO_IN | MISO_MI | MISO_IN | 2045 | B8 | 500 | 0 | 2045 | 0 | 0 | 0 | 0 | 0 | 0 | 0 | 0 | 0 | 0 | 0
MISO_MI_2_MISO_IN | MISO_MI | MISO_IN | 2045 | B9 | 800 | 0 | 2045 | 0 | 0 | 0 | 0 | 0 | 0 | 0 | 0 | 0 | 0 | 0
MISO_MI_2_MISO_IN | MISO_MI | MISO_IN | 2045 | B10 | 1262 | 0 | 2045 | 0 | 0 | 0 | 0 | 0 | 0 | 0 | 0 | 0 | 0 | 0
MISO_MI_2_MISO_IN | MISO_MI | MISO_IN | 2045 | B11 | 25 | 0 | 2045 | 0 | 0 | 0 | 0 | 0 | 0 | 0 | 0 | 0 | 0 | 0
MISO_MI_2_MISO_IN | MISO_MI | MISO_IN | 2045 | B12 | 200 | 0 | 2045 | 0 | 0 | 0 | 0 | 0 | 0 | 0 | 0 | 0 | 0 | 0
MISO_MI_2_MISO_IN | MISO_MI | MISO_IN | 2045 | B13 | 600 | 0 | 2045 | 0 | 0 | 0 | 0 | 0 | 0 | 0 | 0 | 0 | 0 | 0
MISO_MI_2_MISO_IN | MISO_MI | MISO_IN | 2045 | B14 | 900 | 0 | 2045 | 0 | 0 | 0 | 0 | 0 | 0 | 0 | 0 | 0 | 0 | 0
MISO_MI_2_MISO_IN | MISO_MI | MISO_IN | 2045 | B15 | 1203 | 0 | 2045 | 0 | 0 | 0 | 0 | 0 | 0 | 0 | 0 | 0 | 0 | 0
MISO_MI_2_MISO_IN | MISO_MI | MISO_IN | 2045 | B16 | 25 | 0 | 2045 | 0 | 0 | 0 | 0 | 0 | 0 | 0 | 0 | 0 | 0 | 0
MISO_MI_2_MISO_IN | MISO_MI | MISO_IN | 2045 | B17 | 100 | 0 | 2045 | 0 | 0 | 0 | 0 | 0 | 0 | 0 | 0 | 0 | 0 | 0
MISO_MI_2_MISO_IN | MISO_MI | MISO_IN | 2045 | B18 | 400 | 0 | 2045 | 0 | 0 | 0 | 0 | 0 | 0 | 0 | 0 | 0 | 0 | 0
MISO_MI_2_MISO_IN | MISO_MI | MISO_IN | 2045 | B19 | 700 | 0 | 2045 | 0 | 0 | 0 | 0 | 0 | 0 | 0 | 0 | 0 | 0 | 0
MISO_MI_2_MISO_IN | MISO_MI | MISO_IN | 2045 | B20 | 935 | 0 | 2045 | 0 | 0 | 0 | 0 | 0 | 0 | 0 | 0 | 0 | 0 | 0
MISO_MI_2_MISO_IN | MISO_MI | MISO_IN | 2050 | B1 | 10 | 0 | 2045 | 0 | 0 | 0 | 0 | 0 | 0 | 0 | 0 | 0 | 0 | 0
MISO_MI_2_MISO_IN | MISO_MI | MISO_IN | 2050 | B2 | 25 | 0 | 2045 | 0 | 0 | 0 | 0 | 0 | 0 | 0 | 0 | 0 | 0 | 0
MISO_MI_2_MISO_IN | MISO_MI | MISO_IN | 2050 | B3 | 75 | 0 | 2045 | 0 | 0 | 1680.82 | 0 | 0 | 0 | 0 | 0 | 0 | 0 | 0
MISO_MI_2_MISO_IN | MISO_MI | MISO_IN | 2050 | B4 | 100 | 0 | 2045 | 0 | 0 | 539.03 | 0 | 0 | 0 | 0 | 0 | 0 | 0 | 0
MISO_MI_2_MISO_IN | MISO_MI | MISO_IN | 2050 | B5 | 200 | 0 | 2045 | 0 | 0 | 1010.19 | 0 | 0 | 0 | 0 | 0 | 0 | 0 | 0
MISO_MI_2_MISO_IN | MISO_MI | MISO_IN | 2050 | B6 | 300 | 0 | 2045 | 0 | 0 | 0 | 0 | 0 | 0 | 0 | 0 | 0 | 0 | 0
MISO_MI_2_MISO_IN | MISO_MI | MISO_IN | 2050 | B7 | 400 | 0 | 2045 | 0 | 84.31 | 0 | 0 | 0 | 0 | 0 | 0 | 0 | 0 | 0
MISO_MI_2_MISO_IN | MISO_MI | MISO_IN | 2050 | B8 | 500 | 0 | 2045 | 0 | 0 | 0 | 0 | 0 | 0 | 0 | 0 | 0 | 0 | 0
MISO_MI_2_MISO_IN | MISO_MI | MISO_IN | 2050 | B9 | 800 | 0 | 2045 | 0 | 0 | 0 | 0 | 0 | 0 | 0 | 0 | 0 | 0 | 0
MISO_MI_2_MISO_IN | MISO_MI | MISO_IN | 2050 | B10 | 1262 | 0 | 2045 | 0 | 0 | 0 | 0 | 0 | 0 | 0 | 0 | 0 | 0 | 0
MISO_MI_2_MISO_IN | MISO_MI | MISO_IN | 2050 | B11 | 25 | 0 | 2045 | 0 | 0 | 0 | 0 | 0 | 0 | 0 | 0 | 0 | 0 | 0
MISO_MI_2_MISO_IN | MISO_MI | MISO_IN | 2050 | B12 | 200 | 0 | 2045 | 0 | 0 | 0 | 0 | 0 | 0 | 0 | 0 | 0 | 0 | 0
MISO_MI_2_MISO_IN | MISO_MI | MISO_IN | 2050 | B13 | 600 | 0 | 2045 | 0 | 0 | 0 | 0 | 0 | 0 | 0 | 0 | 0 | 0 | 0
MISO_MI_2_MISO_IN | MISO_MI | MISO_IN | 2050 | B14 | 900 | 0 | 2045 | 0 | 0 | 0 | 0 | 0 | 0 | 0 | 0 | 0 | 0 | 0
MISO_MI_2_MISO_IN | MISO_MI | MISO_IN | 2050 | B15 | 1203 | 0 | 2045 | 0 | 0 | 0 | 0 | 0 | 0 | 0 | 0 | 0 | 0 | 0
MISO_MI_2_MISO_IN | MISO_MI | MISO_IN | 2050 | B16 | 25 | 0 | 2045 | 0 | 0 | 0 | 0 | 0 | 0 | 0 | 0 | 0 | 0 | 0
MISO_MI_2_MISO_IN | MISO_MI | MISO_IN | 2050 | B17 | 100 | 0 | 2045 | 0 | 0 | 0 | 0 | 0 | 0 | 0 | 0 | 0 | 0 | 0
MISO_MI_2_MISO_IN | MISO_MI | MISO_IN | 2050 | B18 | 400 | 0 | 2045 | 0 | 0 | 0 | 0 | 0 | 0 | 0 | 0 | 0 | 0 | 0
MISO_MI_2_MISO_IN | MISO_MI | MISO_IN | 2050 | B19 | 700 | 0 | 2045 | 0 | 0 | 0 | 0 | 0 | 0 | 0 | 0 | 0 | 0 | 0
MISO_MI_2_MISO_IN | MISO_MI | MISO_IN | 2050 | B20 | 935 | 0 | 2045 | 0 | 0 | 0 | 0 | 0 | 0 | 0 | 0 | 0 | 0 | 0
MISO_MI_2_MISO_WUMS | MISO_MI | MISO_WUMS | 2015 | B1 | 10 | 0 | 117 | 0 | 0 | 0 | 0 | 0 | 0 | 0 | 0 | 0 | 0.043906 | 0.014635
MISO_MI_2_MISO_WUMS | MISO_MI | MISO_WUMS | 2015 | B2 | 25 | 0 | 117 | 0 | 0 | 0 | 0 | 0 | 0 | 0 | 0 | 0 | 0.043906 | 0.014635
MISO_MI_2_MISO_WUMS | MISO_MI | MISO_WUMS | 2015 | B3 | 75 | 0 | 117 | 117 | 0 | 0 | 0 | 0 | 0.80716 | 0 | 0 | 0.047369 | 0.043906 | 0.014635
MISO_MI_2_MISO_WUMS | MISO_MI | MISO_WUMS | 2015 | B4 | 100 | 0 | 117 | 0 | 0 | 0 | 0 | 0 | 0 | 0 | 0 | 0 | 0.043906 | 0.014635
MISO_MI_2_MISO_WUMS | MISO_MI | MISO_WUMS | 2015 | B5 | 200 | 0 | 117 | 0 | 0 | 0 | 0 | 0 | 0 | 0 | 0 | 0 | 0.043906 | 0.014635
MISO_MI_2_MISO_WUMS | MISO_MI | MISO_WUMS | 2015 | B6 | 300 | 0 | 117 | 0 | 0 | 0 | 0 | 0 | 0 | 0 | 0 | 0 | 0.043906 | 0.014635
MISO_MI_2_MISO_WUMS | MISO_MI | MISO_WUMS | 2015 | B7 | 400 | 0 | 117 | 0 | 0 | 0 | 0 | 0 | 0 | 0 | 0 | 0 | 0.043906 | 0.014635
MISO_MI_2_MISO_WUMS | MISO_MI | MISO_WUMS | 2015 | B8 | 500 | 0 | 117 | 0 | 0 | 0 | 0 | 0 | 0 | 0 | 0 | 0 | 0.043906 | 0.014635
MISO_MI_2_MISO_WUMS | MISO_MI | MISO_WUMS | 2015 | B9 | 800 | 0 | 117 | 0 | 0 | 0 | 0 | 0 | 0 | 0 | 0 | 0 | 0.043906 | 0.014635
MISO_MI_2_MISO_WUMS | MISO_MI | MISO_WUMS | 2015 | B10 | 1262 | 0 | 117 | 0 | 0 | 0 | 0 | 0 | 0 | 0 | 0 | 0 | 0.043906 | 0.014635
MISO_MI_2_MISO_WUMS | MISO_MI | MISO_WUMS | 2015 | B11 | 25 | 0 | 117 | 0 | 0 | 0 | 0 | 0 | 0 | 0 | 0 | 0 | 0.043906 | 0.014635
MISO_MI_2_MISO_WUMS | MISO_MI | MISO_WUMS | 2015 | B12 | 200 | 0 | 117 | 0 | 0 | 0 | 0 | 0 | 0 | 0 | 0 | 0 | 0.043906 | 0.014635
MISO_MI_2_MISO_WUMS | MISO_MI | MISO_WUMS | 2015 | B13 | 600 | 0 | 117 | 0 | 0 | 0 | 0 | 0 | 0 | 0 | 0 | 0 | 0.043906 | 0.014635
MISO_MI_2_MISO_WUMS | MISO_MI | MISO_WUMS | 2015 | B14 | 900 | 0 | 117 | 0 | 0 | 0 | 0 | 0 | 0 | 0 | 0 | 0 | 0.043906 | 0.014635
MISO_MI_2_MISO_WUMS | MISO_MI | MISO_WUMS | 2015 | B15 | 1203 | 0 | 117 | 117 | 0 | 0 | 0 | 0 | 0.01187 | 0 | 0 | 0.011173 | 0.043906 | 0.014635
MISO_MI_2_MISO_WUMS | MISO_MI | MISO_WUMS | 2015 | B16 | 25 | 0 | 117 | 0 | 0 | 0 | 0 | 0 | 0 | 0 | 0 | 0 | 0.043906 | 0.014635
MISO_MI_2_MISO_WUMS | MISO_MI | MISO_WUMS | 2015 | B17 | 100 | 0 | 117 | 0 | 0 | 0 | 0 | 0 | 0 | 0 | 0 | 0 | 0.043906 | 0.014635
MISO_MI_2_MISO_WUMS | MISO_MI | MISO_WUMS | 2015 | B18 | 400 | 0 | 117 | 0 | 0 | 0 | 0 | 0 | 0 | 0 | 0 | 0 | 0.043906 | 0.014635
MISO_MI_2_MISO_WUMS | MISO_MI | MISO_WUMS | 2015 | B19 | 700 | 0 | 117 | 0 | 0 | 0 | 0 | 0 | 0 | 0 | 0 | 0 | 0.043906 | 0.014635
MISO_MI_2_MISO_WUMS | MISO_MI | MISO_WUMS | 2015 | B20 | 935 | 0 | 117 | 0 | 0 | 0 | 0 | 0 | 0 | 0 | 0 | 0 | 0.043906 | 0.014635
MISO_MI_2_MISO_WUMS | MISO_MI | MISO_WUMS | 2020 | B1 | 10 | 0 | 117 | 117 | 0 | 0 | 0 | 0 | 2.7895 | 0 | 0 | 0.0079539 | 0.83167 | 0.27722
MISO_MI_2_MISO_WUMS | MISO_MI | MISO_WUMS | 2020 | B2 | 25 | 0 | 117 | 117 | 0 | 0 | 0 | 0 | 3.6797 | 0 | 0 | 0.026231 | 0.83167 | 0.27722
MISO_MI_2_MISO_WUMS | MISO_MI | MISO_WUMS | 2020 | B3 | 75 | 0 | 117 | 117 | 0 | 0 | 0 | 0 | 3.9171 | 0 | 0 | 0.08377 | 0.83167 | 0.27722
MISO_MI_2_MISO_WUMS | MISO_MI | MISO_WUMS | 2020 | B4 | 100 | 0 | 117 | 117 | 0 | 0 | 0 | 0 | 1.9942 | 0 | 0 | 0.056862 | 0.83167 | 0.27722
MISO_MI_2_MISO_WUMS | MISO_MI | MISO_WUMS | 2020 | B5 | 200 | 0 | 117 | 0 | 0 | 0 | 0 | 0 | 0 | 0 | 0 | 0 | 0.83167 | 0.27722
MISO_MI_2_MISO_WUMS | MISO_MI | MISO_WUMS | 2020 | B6 | 300 | 0 | 117 | 117 | 0 | 0 | 0 | 0 | 6.0774 | 0 | 0 | 0.51988 | 0.83167 | 0.27722
MISO_MI_2_MISO_WUMS | MISO_MI | MISO_WUMS | 2020 | B7 | 400 | 0 | 117 | 0 | 117 | 0 | 0 | 0 | 0 | 0.45106 | 0 | 0 | 0.83167 | 0.27722
MISO_MI_2_MISO_WUMS | MISO_MI | MISO_WUMS | 2020 | B8 | 500 | 0 | 117 | 0 | 117 | 0 | 0 | 0 | 0 | 0.45106 | 0 | 0 | 0.83167 | 0.27722
MISO_MI_2_MISO_WUMS | MISO_MI | MISO_WUMS | 2020 | B9 | 800 | 0 | 117 | 117 | 117 | 0 | 0 | 0 | 1.4363 | 0.02374 | 0 | 0.32764 | 0.83167 | 0.27722
MISO_MI_2_MISO_WUMS | MISO_MI | MISO_WUMS | 2020 | B10 | 1262 | 0 | 117 | 117 | 117 | 0 | 0 | 0 | 0.01187 | 0.02374 | 0 | 0.0042714 | 0.83167 | 0.27722
MISO_MI_2_MISO_WUMS | MISO_MI | MISO_WUMS | 2020 | B11 | 25 | 0 | 117 | 0 | 59.25 | 0 | 0 | 0 | 0 | 0 | 0 | 0 | 0.83167 | 0.27722
MISO_MI_2_MISO_WUMS | MISO_MI | MISO_WUMS | 2020 | B12 | 200 | 0 | 117 | 0 | 0 | 0 | 0 | 0 | 0 | 0 | 0 | 0 | 0.83167 | 0.27722
MISO_MI_2_MISO_WUMS | MISO_MI | MISO_WUMS | 2020 | B13 | 600 | 0 | 117 | 0 | 0 | 0 | 0 | 0 | 0 | 0 | 0 | 0 | 0.83167 | 0.27722
MISO_MI_2_MISO_WUMS | MISO_MI | MISO_WUMS | 2020 | B14 | 900 | 0 | 117 | 0 | 0 | 0 | 0 | 0 | 0 | 0 | 0 | 0 | 0.83167 | 0.27722
MISO_MI_2_MISO_WUMS | MISO_MI | MISO_WUMS | 2020 | B15 | 1203 | 0 | 117 | 88.68 | 0 | 0 | 0 | 0 | 0 | 0 | 0 | 0 | 0.83167 | 0.27722
MISO_MI_2_MISO_WUMS | MISO_MI | MISO_WUMS | 2020 | B16 | 25 | 0 | 117 | 0 | 0 | 0 | 0 | 0 | 0 | 0 | 0 | 0 | 0.83167 | 0.27722
MISO_MI_2_MISO_WUMS | MISO_MI | MISO_WUMS | 2020 | B17 | 100 | 0 | 117 | 0 | 0 | 0 | 0 | 0 | 0 | 0 | 0 | 0 | 0.83167 | 0.27722
MISO_MI_2_MISO_WUMS | MISO_MI | MISO_WUMS | 2020 | B18 | 400 | 0 | 117 | 0 | 0 | 0 | 0 | 0 | 0 | 0 | 0 | 0 | 0.83167 | 0.27722
MISO_MI_2_MISO_WUMS | MISO_MI | MISO_WUMS | 2020 | B19 | 700 | 0 | 117 | 24.81 | 0 | 0 | 0 | 0 | 0 | 0 | 0 | 0 | 0.83167 | 0.27722
MISO_MI_2_MISO_WUMS | MISO_MI | MISO_WUMS | 2020 | B20 | 935 | 0 | 117 | 117 | 117 | 0 | 0 | 0 | 0.30862 | 0.13057 | 0 | 0.082281 | 0.83167 | 0.27722
MISO_MI_2_MISO_WUMS | MISO_MI | MISO_WUMS | 2025 | B1 | 10 | 0 | 117 | 0 | 0 | 0 | 0 | 0 | 0 | 0 | 0 | 0 | 0.15134 | 0.050448
MISO_MI_2_MISO_WUMS | MISO_MI | MISO_WUMS | 2025 | B2 | 25 | 0 | 117 | 0 | 0 | 0 | 0 | 0 | 0 | 0 | 0 | 0 | 0.15134 | 0.050448
MISO_MI_2_MISO_WUMS | MISO_MI | MISO_WUMS | 2025 | B3 | 75 | 0 | 117 | 117 | 0 | 0 | 0 | 0 | 0.20179 | 0 | 0 | 0.20179 | 0.15134 | 0.050448
MISO_MI_2_MISO_WUMS | MISO_MI | MISO_WUMS | 2025 | B4 | 100 | 0 | 117 | 56.92 | 0 | 0 | 0 | 0 | 0 | 0 | 0 | 0 | 0.15134 | 0.050448
MISO_MI_2_MISO_WUMS | MISO_MI | MISO_WUMS | 2025 | B5 | 200 | 0 | 117 | 0 | 0 | 0 | 0 | 0 | 0 | 0 | 0 | 0 | 0.15134 | 0.050448
MISO_MI_2_MISO_WUMS | MISO_MI | MISO_WUMS | 2025 | B6 | 300 | 0 | 117 | 0 | 0 | 0 | 0 | 0 | 0 | 0 | 0 | 0 | 0.15134 | 0.050448
MISO_MI_2_MISO_WUMS | MISO_MI | MISO_WUMS | 2025 | B7 | 400 | 0 | 117 | 0 | 0 | 0 | 0 | 0 | 0 | 0 | 0 | 0 | 0.15134 | 0.050448
MISO_MI_2_MISO_WUMS | MISO_MI | MISO_WUMS | 2025 | B8 | 500 | 0 | 117 | 0 | 0 | 0 | 0 | 0 | 0 | 0 | 0 | 0 | 0.15134 | 0.050448
MISO_MI_2_MISO_WUMS | MISO_MI | MISO_WUMS | 2025 | B9 | 800 | 0 | 117 | 0 | 0 | 0 | 0 | 0 | 0 | 0 | 0 | 0 | 0.15134 | 0.050448
MISO_MI_2_MISO_WUMS | MISO_MI | MISO_WUMS | 2025 | B10 | 1262 | 0 | 117 | 0 | 0 | 0 | 0 | 0 | 0 | 0 | 0 | 0 | 0.15134 | 0.050448
MISO_MI_2_MISO_WUMS | MISO_MI | MISO_WUMS | 2025 | B11 | 25 | 0 | 117 | 0 | 0 | 0 | 0 | 0 | 0 | 0 | 0 | 0 | 0.15134 | 0.050448
MISO_MI_2_MISO_WUMS | MISO_MI | MISO_WUMS | 2025 | B12 | 200 | 0 | 117 | 0 | 0 | 0 | 0 | 0 | 0 | 0 | 0 | 0 | 0.15134 | 0.050448
MISO_MI_2_MISO_WUMS | MISO_MI | MISO_WUMS | 2025 | B13 | 600 | 0 | 117 | 0 | 0 | 0 | 0 | 0 | 0 | 0 | 0 | 0 | 0.15134 | 0.050448
MISO_MI_2_MISO_WUMS | MISO_MI | MISO_WUMS | 2025 | B14 | 900 | 0 | 117 | 0 | 0 | 0 | 0 | 0 | 0 | 0 | 0 | 0 | 0.15134 | 0.050448
MISO_MI_2_MISO_WUMS | MISO_MI | MISO_WUMS | 2025 | B15 | 1203 | 0 | 117 | 0 | 0 | 0 | 0 | 0 | 0 | 0 | 0 | 0 | 0.15134 | 0.050448
MISO_MI_2_MISO_WUMS | MISO_MI | MISO_WUMS | 2025 | B16 | 25 | 0 | 117 | 0 | 0 | 0 | 0 | 0 | 0 | 0 | 0 | 0 | 0.15134 | 0.050448
MISO_MI_2_MISO_WUMS | MISO_MI | MISO_WUMS | 2025 | B17 | 100 | 0 | 117 | 0 | 0 | 0 | 0 | 0 | 0 | 0 | 0 | 0 | 0.15134 | 0.050448
MISO_MI_2_MISO_WUMS | MISO_MI | MISO_WUMS | 2025 | B18 | 400 | 0 | 117 | 0 | 0 | 0 | 0 | 0 | 0 | 0 | 0 | 0 | 0.15134 | 0.050448
MISO_MI_2_MISO_WUMS | MISO_MI | MISO_WUMS | 2025 | B19 | 700 | 0 | 117 | 0 | 0 | 0 | 0 | 0 | 0 | 0 | 0 | 0 | 0.15134 | 0.050448
MISO_MI_2_MISO_WUMS | MISO_MI | MISO_WUMS | 2025 | B20 | 935 | 0 | 117 | 0 | 0 | 0 | 0 | 0 | 0 | 0 | 0 | 0 | 0.15134 | 0.050448
MISO_MI_2_MISO_WUMS | MISO_MI | MISO_WUMS | 2030 | B1 | 10 | 0 | 117 | 0 | 0 | 0 | 0 | 0 | 0 | 0 | 0 | 0 | 0.017805 | 0.005935
MISO_MI_2_MISO_WUMS | MISO_MI | MISO_WUMS | 2030 | B2 | 25 | 0 | 117 | 0 | 0 | 0 | 0 | 0 | 0 | 0 | 0 | 0 | 0.017805 | 0.005935
MISO_MI_2_MISO_WUMS | MISO_MI | MISO_WUMS | 2030 | B3 | 75 | 0 | 117 | 0 | 0 | 0 | 0 | 0 | 0 | 0 | 0 | 0 | 0.017805 | 0.005935
MISO_MI_2_MISO_WUMS | MISO_MI | MISO_WUMS | 2030 | B4 | 100 | 0 | 117 | 0 | 0 | 0 | 0 | 0 | 0 | 0 | 0 | 0 | 0.017805 | 0.005935
MISO_MI_2_MISO_WUMS | MISO_MI | MISO_WUMS | 2030 | B5 | 200 | 0 | 117 | 0 | 0 | 0 | 0 | 0 | 0 | 0 | 0 | 0 | 0.017805 | 0.005935
MISO_MI_2_MISO_WUMS | MISO_MI | MISO_WUMS | 2030 | B6 | 300 | 0 | 117 | 0 | 0 | 0 | 0 | 0 | 0 | 0 | 0 | 0 | 0.017805 | 0.005935
MISO_MI_2_MISO_WUMS | MISO_MI | MISO_WUMS | 2030 | B7 | 400 | 0 | 117 | 0 | 0 | 0 | 0 | 0 | 0 | 0 | 0 | 0 | 0.017805 | 0.005935
MISO_MI_2_MISO_WUMS | MISO_MI | MISO_WUMS | 2030 | B8 | 500 | 0 | 117 | 0 | 0 | 0 | 0 | 0 | 0 | 0 | 0 | 0 | 0.017805 | 0.005935
MISO_MI_2_MISO_WUMS | MISO_MI | MISO_WUMS | 2030 | B9 | 800 | 0 | 117 | 74.8 | 0 | 0 | 0 | 0 | 0 | 0 | 0 | 0 | 0.017805 | 0.005935
MISO_MI_2_MISO_WUMS | MISO_MI | MISO_WUMS | 2030 | B10 | 1262 | 0 | 117 | 0 | 0 | 0 | 0 | 0 | 0 | 0 | 0 | 0 | 0.017805 | 0.005935
MISO_MI_2_MISO_WUMS | MISO_MI | MISO_WUMS | 2030 | B11 | 25 | 0 | 117 | 117 | 0 | 0 | 0 | 0 | 0.02374 | 0 | 0 | 0.02374 | 0.017805 | 0.005935
MISO_MI_2_MISO_WUMS | MISO_MI | MISO_WUMS | 2030 | B12 | 200 | 0 | 117 | 0 | 0 | 0 | 0 | 0 | 0 | 0 | 0 | 0 | 0.017805 | 0.005935
MISO_MI_2_MISO_WUMS | MISO_MI | MISO_WUMS | 2030 | B13 | 600 | 0 | 117 | 0 | 0 | 0 | 0 | 0 | 0 | 0 | 0 | 0 | 0.017805 | 0.005935
MISO_MI_2_MISO_WUMS | MISO_MI | MISO_WUMS | 2030 | B14 | 900 | 0 | 117 | 0 | 0 | 0 | 0 | 0 | 0 | 0 | 0 | 0 | 0.017805 | 0.005935
MISO_MI_2_MISO_WUMS | MISO_MI | MISO_WUMS | 2030 | B15 | 1203 | 0 | 117 | 0 | 0 | 693.01 | 0 | 0 | 0 | 0 | 0 | 0 | 0.017805 | 0.005935
MISO_MI_2_MISO_WUMS | MISO_MI | MISO_WUMS | 2030 | B16 | 25 | 0 | 117 | 0 | 0 | 0 | 0 | 0 | 0 | 0 | 0 | 0 | 0.017805 | 0.005935
MISO_MI_2_MISO_WUMS | MISO_MI | MISO_WUMS | 2030 | B17 | 100 | 0 | 117 | 0 | 0 | 0 | 0 | 0 | 0 | 0 | 0 | 0 | 0.017805 | 0.005935
MISO_MI_2_MISO_WUMS | MISO_MI | MISO_WUMS | 2030 | B18 | 400 | 0 | 117 | 0 | 0 | 0 | 0 | 0 | 0 | 0 | 0 | 0 | 0.017805 | 0.005935
MISO_MI_2_MISO_WUMS | MISO_MI | MISO_WUMS | 2030 | B19 | 700 | 0 | 117 | 0 | 0 | 0 | 0 | 0 | 0 | 0 | 0 | 0 | 0.017805 | 0.005935
MISO_MI_2_MISO_WUMS | MISO_MI | MISO_WUMS | 2030 | B20 | 935 | 0 | 117 | 0 | 0 | 0 | 0 | 0 | 0 | 0 | 0 | 0 | 0.017805 | 0.005935
MISO_MI_2_MISO_WUMS | MISO_MI | MISO_WUMS | 2035 | B1 | 10 | 10 | 117 | 0 | 117 | 0 | 305.94 | 0 | 0 | 0.43919 | 0 | 0 | 0.45565 | 0.15188
MISO_MI_2_MISO_WUMS | MISO_MI | MISO_WUMS | 2035 | B2 | 25 | 0 | 117 | 0.01 | 0 | 0 | 0 | 0 | 0 | 0 | 0 | 0 | 0.45565 | 0.15188
MISO_MI_2_MISO_WUMS | MISO_MI | MISO_WUMS | 2035 | B3 | 75 | 0 | 117 | 0 | 0 | 0 | 0 | 0 | 0 | 0 | 0 | 0 | 0.45565 | 0.15188
MISO_MI_2_MISO_WUMS | MISO_MI | MISO_WUMS | 2035 | B4 | 100 | 0 | 117 | 100.11 | 0 | 0 | 0 | 0 | 0 | 0 | 0 | 0 | 0.45565 | 0.15188
MISO_MI_2_MISO_WUMS | MISO_MI | MISO_WUMS | 2035 | B5 | 200 | 0 | 117 | 0 | 0 | 0 | 0 | 0 | 0 | 0 | 0 | 0 | 0.45565 | 0.15188
MISO_MI_2_MISO_WUMS | MISO_MI | MISO_WUMS | 2035 | B6 | 300 | 0 | 117 | 0 | 0 | 0 | 0 | 0 | 0 | 0 | 0 | 0 | 0.45565 | 0.15188
MISO_MI_2_MISO_WUMS | MISO_MI | MISO_WUMS | 2035 | B7 | 400 | 0 | 117 | 117 | 0 | 0 | 0 | 0 | 0.73594 | 0 | 0 | 0.26761 | 0.45565 | 0.15188
MISO_MI_2_MISO_WUMS | MISO_MI | MISO_WUMS | 2035 | B8 | 500 | 500 | 117 | 0 | 117 | 0 | 258.79 | 0 | 0 | 0.43919 | 0 | 0 | 0.45565 | 0.15188
MISO_MI_2_MISO_WUMS | MISO_MI | MISO_WUMS | 2035 | B9 | 800 | 800 | 117 | 0 | 117 | 0 | 169.43 | 0 | 0 | 0.43919 | 0 | 0 | 0.45565 | 0.15188
MISO_MI_2_MISO_WUMS | MISO_MI | MISO_WUMS | 2035 | B10 | 1262 | 0 | 117 | 0 | 0 | 0 | 0 | 0 | 0 | 0 | 0 | 0 | 0.45565 | 0.15188
MISO_MI_2_MISO_WUMS | MISO_MI | MISO_WUMS | 2035 | B11 | 25 | 25 | 117 | 0 | 117 | 0 | 484.5 | 0 | 0 | 0.43919 | 0 | 0 | 0.45565 | 0.15188
MISO_MI_2_MISO_WUMS | MISO_MI | MISO_WUMS | 2035 | B12 | 200 | 200 | 117 | 0 | 117 | 0 | 1119.43 | 0 | 0 | 0.43919 | 0 | 0 | 0.45565 | 0.15188
MISO_MI_2_MISO_WUMS | MISO_MI | MISO_WUMS | 2035 | B13 | 600 | 600 | 117 | 0 | 117 | 0 | 1234.37 | 0 | 0 | 0.43919 | 0 | 0 | 0.45565 | 0.15188
MISO_MI_2_MISO_WUMS | MISO_MI | MISO_WUMS | 2035 | B14 | 900 | 900 | 117 | 0 | 117 | 117 | 3349.57 | 3284.26 | 0 | 0.43919 | 0.14244 | 0 | 0.45565 | 0.15188
MISO_MI_2_MISO_WUMS | MISO_MI | MISO_WUMS | 2035 | B15 | 1203 | 1203 | 117 | 0 | 117 | 117 | 3974.89 | 2524.92 | 0 | 0.43919 | 0.14244 | 0 | 0.45565 | 0.15188
MISO_MI_2_MISO_WUMS | MISO_MI | MISO_WUMS | 2035 | B16 | 25 | 25 | 117 | 0 | 117 | 0 | 367.94 | 0 | 0 | 0.43919 | 0 | 0 | 0.45565 | 0.15188
MISO_MI_2_MISO_WUMS | MISO_MI | MISO_WUMS | 2035 | B17 | 100 | 100 | 117 | 0 | 117 | 0 | 156.47 | 0 | 0 | 0.43919 | 0 | 0 | 0.45565 | 0.15188
MISO_MI_2_MISO_WUMS | MISO_MI | MISO_WUMS | 2035 | B18 | 400 | 400 | 117 | 0 | 117 | 0 | 1.41 | 0 | 0 | 0.43919 | 0 | 0 | 0.45565 | 0.15188
MISO_MI_2_MISO_WUMS | MISO_MI | MISO_WUMS | 2035 | B19 | 700 | 0 | 117 | 117 | 0 | 0 | 0 | 0 | 0.53415 | 0 | 0 | 0.33991 | 0.45565 | 0.15188
MISO_MI_2_MISO_WUMS | MISO_MI | MISO_WUMS | 2035 | B20 | 935 | 935 | 117 | 96.22 | 117 | 117 | 4214.81 | 1972.96 | 0 | 0.43919 | 0.14244 | 0 | 0.45565 | 0.15188
MISO_MI_2_MISO_WUMS | MISO_MI | MISO_WUMS | 2040 | B1 | 10 | 0 | 117 | 0 | 0 | 0 | 0 | 0 | 0 | 0 | 0 | 0 | 1.8455 | 0.61515
MISO_MI_2_MISO_WUMS | MISO_MI | MISO_WUMS | 2040 | B2 | 25 | 0 | 117 | 0 | 0 | 0 | 0 | 0 | 0 | 0 | 0 | 0 | 1.8455 | 0.61515
MISO_MI_2_MISO_WUMS | MISO_MI | MISO_WUMS | 2040 | B3 | 75 | 0 | 117 | 117 | 0 | 0 | 0 | 0 | 1.4363 | 0 | 0 | 0.067325 | 1.8455 | 0.61515
MISO_MI_2_MISO_WUMS | MISO_MI | MISO_WUMS | 2040 | B4 | 100 | 0 | 117 | 0 | 0 | 0 | 0 | 0 | 0 | 0 | 0 | 0 | 1.8455 | 0.61515
MISO_MI_2_MISO_WUMS | MISO_MI | MISO_WUMS | 2040 | B5 | 200 | 0 | 117 | 0 | 0 | 0 | 0 | 0 | 0 | 0 | 0 | 0 | 1.8455 | 0.61515
MISO_MI_2_MISO_WUMS | MISO_MI | MISO_WUMS | 2040 | B6 | 300 | 0 | 117 | 117 | 0 | 0 | 0 | 0 | 2.1603 | 0 | 0 | 0.40506 | 1.8455 | 0.61515
MISO_MI_2_MISO_WUMS | MISO_MI | MISO_WUMS | 2040 | B7 | 400 | 400 | 117 | 117 | 117 | 0 | 129.39 | 0 | 3.9883 | 1.828 | 0 | 0.99708 | 1.8455 | 0.61515
MISO_MI_2_MISO_WUMS | MISO_MI | MISO_WUMS | 2040 | B8 | 500 | 500 | 117 | 0 | 117 | 0 | 311.18 | 0 | 0 | 1.828 | 0 | 0 | 1.8455 | 0.61515
MISO_MI_2_MISO_WUMS | MISO_MI | MISO_WUMS | 2040 | B9 | 800 | 0 | 117 | 0 | 0 | 0 | 0 | 0 | 0 | 0 | 0 | 0 | 1.8455 | 0.61515
MISO_MI_2_MISO_WUMS | MISO_MI | MISO_WUMS | 2040 | B10 | 1262 | 0 | 117 | 0 | 0 | 0 | 0 | 0 | 0 | 0 | 0 | 0 | 1.8455 | 0.61515
MISO_MI_2_MISO_WUMS | MISO_MI | MISO_WUMS | 2040 | B11 | 25 | 0 | 117 | 117 | 117 | 0 | 0 | 0 | 10.8254 | 0.09496 | 0 | 0.16915 | 1.8455 | 0.61515
MISO_MI_2_MISO_WUMS | MISO_MI | MISO_WUMS | 2040 | B12 | 200 | 0 | 117 | 117 | 0 | 0 | 0 | 0 | 0.09496 | 0 | 0 | 0.01187 | 1.8455 | 0.61515
MISO_MI_2_MISO_WUMS | MISO_MI | MISO_WUMS | 2040 | B13 | 600 | 0 | 117 | 117 | 117 | 0 | 0 | 0 | 2.1603 | 1.0802 | 0 | 0.81013 | 1.8455 | 0.61515
MISO_MI_2_MISO_WUMS | MISO_MI | MISO_WUMS | 2040 | B14 | 900 | 0 | 117 | 0 | 117 | 0 | 0 | 0 | 0 | 1.0802 | 0 | 0 | 1.8455 | 0.61515
MISO_MI_2_MISO_WUMS | MISO_MI | MISO_WUMS | 2040 | B15 | 1203 | 0 | 117 | 0 | 0 | 0 | 0 | 0 | 0 | 0 | 0 | 0 | 1.8455 | 0.61515
MISO_MI_2_MISO_WUMS | MISO_MI | MISO_WUMS | 2040 | B16 | 25 | 0 | 117 | 0 | 117 | 0 | 0 | 0 | 0 | 0.1187 | 0 | 0 | 1.8455 | 0.61515
MISO_MI_2_MISO_WUMS | MISO_MI | MISO_WUMS | 2040 | B17 | 100 | 0 | 117 | 0 | 117 | 0 | 0 | 0 | 0 | 0.87838 | 0 | 0 | 1.8455 | 0.61515
MISO_MI_2_MISO_WUMS | MISO_MI | MISO_WUMS | 2040 | B18 | 400 | 0 | 117 | 0 | 117 | 0 | 0 | 0 | 0 | 1.0208 | 0 | 0 | 1.8455 | 0.61515
MISO_MI_2_MISO_WUMS | MISO_MI | MISO_WUMS | 2040 | B19 | 700 | 0 | 117 | 0 | 117 | 0 | 0 | 0 | 0 | 1.0802 | 0 | 0 | 1.8455 | 0.61515
MISO_MI_2_MISO_WUMS | MISO_MI | MISO_WUMS | 2040 | B20 | 935 | 0 | 117 | 0 | 0 | 0 | 0 | 0 | 0 | 0 | 0 | 0 | 1.8455 | 0.61515
MISO_MI_2_MISO_WUMS | MISO_MI | MISO_WUMS | 2045 | B1 | 10 | 0 | 117 | 0 | 0 | 0 | 0 | 0 | 0 | 0 | 0 | 0 | 4.9465 | 1.6488
MISO_MI_2_MISO_WUMS | MISO_MI | MISO_WUMS | 2045 | B2 | 25 | 0 | 117 | 0 | 0 | 0 | 0 | 0 | 0 | 0 | 0 | 0 | 4.9465 | 1.6488
MISO_MI_2_MISO_WUMS | MISO_MI | MISO_WUMS | 2045 | B3 | 75 | 0 | 117 | 117 | 0 | 0 | 0 | 0 | 7.9529 | 0 | 0 | 0.16121 | 4.9465 | 1.6488
MISO_MI_2_MISO_WUMS | MISO_MI | MISO_WUMS | 2045 | B4 | 100 | 0 | 117 | 117 | 0 | 0 | 0 | 0 | 7.9766 | 0 | 0 | 0.21558 | 4.9465 | 1.6488
MISO_MI_2_MISO_WUMS | MISO_MI | MISO_WUMS | 2045 | B5 | 200 | 0 | 117 | 0 | 0 | 0 | 0 | 0 | 0 | 0 | 0 | 0 | 4.9465 | 1.6488
MISO_MI_2_MISO_WUMS | MISO_MI | MISO_WUMS | 2045 | B6 | 300 | 0 | 117 | 117 | 0 | 0 | 0 | 0 | 14.3983 | 0 | 0 | 1.1674 | 4.9465 | 1.6488
MISO_MI_2_MISO_WUMS | MISO_MI | MISO_WUMS | 2045 | B7 | 400 | 0 | 117 | 117 | 0 | 0 | 0 | 0 | 5.9825 | 0 | 0 | 0.64675 | 4.9465 | 1.6488
MISO_MI_2_MISO_WUMS | MISO_MI | MISO_WUMS | 2045 | B8 | 500 | 0 | 117 | 0 | 0 | 0 | 0 | 0 | 0 | 0 | 0 | 0 | 4.9465 | 1.6488
MISO_MI_2_MISO_WUMS | MISO_MI | MISO_WUMS | 2045 | B9 | 800 | 0 | 117 | 0 | 117 | 0 | 0 | 0 | 0 | 0.01187 | 0 | 0 | 4.9465 | 1.6488
MISO_MI_2_MISO_WUMS | MISO_MI | MISO_WUMS | 2045 | B10 | 1262 | 0 | 117 | 0 | 0 | 0 | 0 | 0 | 0 | 0 | 0 | 0 | 4.9465 | 1.6488
MISO_MI_2_MISO_WUMS | MISO_MI | MISO_WUMS | 2045 | B11 | 25 | 0 | 117 | 117 | 117 | 0 | 0 | 0 | 2.3621 | 0.28488 | 0 | 0.01596 | 4.9465 | 1.6488
MISO_MI_2_MISO_WUMS | MISO_MI | MISO_WUMS | 2045 | B12 | 200 | 0 | 117 | 117 | 0 | 0 | 0 | 0 | 19.8466 | 0 | 0 | 1.0728 | 4.9465 | 1.6488
MISO_MI_2_MISO_WUMS | MISO_MI | MISO_WUMS | 2045 | B13 | 600 | 0 | 117 | 117 | 0 | 0 | 0 | 0 | 4.5225 | 0 | 0 | 0.73337 | 4.9465 | 1.6488
MISO_MI_2_MISO_WUMS | MISO_MI | MISO_WUMS | 2045 | B14 | 900 | 0 | 117 | 117 | 0 | 0 | 0 | 0 | 5.6145 | 0 | 0 | 1.3657 | 4.9465 | 1.6488
MISO_MI_2_MISO_WUMS | MISO_MI | MISO_WUMS | 2045 | B15 | 1203 | 0 | 117 | 0 | 0 | 0 | 0 | 0 | 0 | 0 | 0 | 0 | 4.9465 | 1.6488
MISO_MI_2_MISO_WUMS | MISO_MI | MISO_WUMS | 2045 | B16 | 25 | 0 | 117 | 0 | 0 | 0 | 0 | 0 | 0 | 0 | 0 | 0 | 4.9465 | 1.6488
MISO_MI_2_MISO_WUMS | MISO_MI | MISO_WUMS | 2045 | B17 | 100 | 0 | 117 | 0 | 0 | 0 | 0 | 0 | 0 | 0 | 0 | 0 | 4.9465 | 1.6488
MISO_MI_2_MISO_WUMS | MISO_MI | MISO_WUMS | 2045 | B18 | 400 | 0 | 117 | 117 | 0 | 0 | 0 | 0 | 3.7747 | 0 | 0 | 0.40807 | 4.9465 | 1.6488
MISO_MI_2_MISO_WUMS | MISO_MI | MISO_WUMS | 2045 | B19 | 700 | 0 | 117 | 117 | 0 | 0 | 0 | 0 | 4.2732 | 0 | 0 | 0.80844 | 4.9465 | 1.6488
MISO_MI_2_MISO_WUMS | MISO_MI | MISO_WUMS | 2045 | B20 | 935 | 0 | 117 | 0 | 0 | 0 | 0 | 0 | 0 | 0 | 0 | 0 | 4.9465 | 1.6488
MISO_MI_2_MISO_WUMS | MISO_MI | MISO_WUMS | 2050 | B1 | 10 | 0 | 117 | 0 | 0 | 0 | 0 | 0 | 0 | 0 | 0 | 0 | 3.4672 | 1.1557
MISO_MI_2_MISO_WUMS | MISO_MI | MISO_WUMS | 2050 | B2 | 25 | 0 | 117 | 0 | 0 | 0 | 0 | 0 | 0 | 0 | 0 | 0 | 3.4672 | 1.1557
MISO_MI_2_MISO_WUMS | MISO_MI | MISO_WUMS | 2050 | B3 | 75 | 0 | 117 | 117 | 0 | 0 | 0 | 0 | 7.9529 | 0 | 0 | 0.13556 | 3.4672 | 1.1557
MISO_MI_2_MISO_WUMS | MISO_MI | MISO_WUMS | 2050 | B4 | 100 | 0 | 117 | 117 | 0 | 0 | 0 | 0 | 7.9766 | 0 | 0 | 0.18129 | 3.4672 | 1.1557
MISO_MI_2_MISO_WUMS | MISO_MI | MISO_WUMS | 2050 | B5 | 200 | 0 | 117 | 117 | 117 | 0 | 0 | 0 | 11.9768 | 3.3592 | 0 | 0.5444 | 3.4672 | 1.1557
MISO_MI_2_MISO_WUMS | MISO_MI | MISO_WUMS | 2050 | B6 | 300 | 0 | 117 | 117 | 117 | 0 | 0 | 0 | 3.9883 | 0.04748 | 0 | 0.27193 | 3.4672 | 1.1557
MISO_MI_2_MISO_WUMS | MISO_MI | MISO_WUMS | 2050 | B7 | 400 | 0 | 117 | 117 | 117 | 0 | 0 | 0 | 0.04748 | 0.07122 | 0 | 0.0043164 | 3.4672 | 1.1557
MISO_MI_2_MISO_WUMS | MISO_MI | MISO_WUMS | 2050 | B8 | 500 | 0 | 117 | 117 | 0 | 0 | 0 | 0 | 1.9586 | 0 | 0 | 0.22256 | 3.4672 | 1.1557
MISO_MI_2_MISO_WUMS | MISO_MI | MISO_WUMS | 2050 | B9 | 800 | 0 | 117 | 0 | 0 | 0 | 0 | 0 | 0 | 0 | 0 | 0 | 3.4672 | 1.1557
MISO_MI_2_MISO_WUMS | MISO_MI | MISO_WUMS | 2050 | B10 | 1262 | 0 | 117 | 0 | 0 | 0 | 0 | 0 | 0 | 0 | 0 | 0 | 3.4672 | 1.1557
MISO_MI_2_MISO_WUMS | MISO_MI | MISO_WUMS | 2050 | B11 | 25 | 0 | 117 | 117 | 117 | 0 | 0 | 0 | 5.9825 | 2.7182 | 0 | 0.033991 | 3.4672 | 1.1557
MISO_MI_2_MISO_WUMS | MISO_MI | MISO_WUMS | 2050 | B12 | 200 | 0 | 117 | 117 | 117 | 0 | 0 | 0 | 17.9593 | 2.7182 | 0 | 0.81633 | 3.4672 | 1.1557
MISO_MI_2_MISO_WUMS | MISO_MI | MISO_WUMS | 2050 | B13 | 600 | 0 | 117 | 117 | 0 | 0 | 0 | 0 | 7.0627 | 0 | 0 | 0.96309 | 3.4672 | 1.1557
MISO_MI_2_MISO_WUMS | MISO_MI | MISO_WUMS | 2050 | B14 | 900 | 0 | 117 | 117 | 0 | 0 | 0 | 0 | 3.0625 | 0 | 0 | 0.62641 | 3.4672 | 1.1557
MISO_MI_2_MISO_WUMS | MISO_MI | MISO_WUMS | 2050 | B15 | 1203 | 0 | 117 | 0 | 0 | 0 | 0 | 0 | 0 | 0 | 0 | 0 | 3.4672 | 1.1557
MISO_MI_2_MISO_WUMS | MISO_MI | MISO_WUMS | 2050 | B16 | 25 | 0 | 117 | 0 | 117 | 0 | 0 | 0 | 0 | 2.6945 | 0 | 0 | 3.4672 | 1.1557
MISO_MI_2_MISO_WUMS | MISO_MI | MISO_WUMS | 2050 | B17 | 100 | 0 | 117 | 0 | 0 | 0 | 0 | 0 | 0 | 0 | 0 | 0 | 3.4672 | 1.1557
MISO_MI_2_MISO_WUMS | MISO_MI | MISO_WUMS | 2050 | B18 | 400 | 0 | 117 | 117 | 0 | 0 | 0 | 0 | 5.9587 | 0 | 0 | 0.5417 | 3.4672 | 1.1557
MISO_MI_2_MISO_WUMS | MISO_MI | MISO_WUMS | 2050 | B19 | 700 | 0 | 117 | 117 | 0 | 0 | 0 | 0 | 1.7686 | 0 | 0 | 0.28137 | 3.4672 | 1.1557
MISO_MI_2_MISO_WUMS | MISO_MI | MISO_WUMS | 2050 | B20 | 935 | 0 | 117 | 0 | 0 | 0 | 0 | 0 | 0 | 0 | 0 | 0 | 3.4672 | 1.1557
MISO_MI_2_PJM_ROR | MISO_MI | PJM_ROR | 2015 | B1 | 10 | 0 | 1424 | 532.4 | 0 | 1424 | 0 | 0 | 0 | 0 | 0.17805 | 0 | 0.61427 | 0.20476
MISO_MI_2_PJM_ROR | MISO_MI | PJM_ROR | 2015 | B2 | 25 | 0 | 1424 | 586.53 | 0 | 786.16 | 0 | 0 | 0 | 0 | 0 | 0 | 0.61427 | 0.20476
MISO_MI_2_PJM_ROR | MISO_MI | PJM_ROR | 2015 | B3 | 75 | 0 | 1424 | 1424 | 0 | 0 | 0 | 0 | 0.81903 | 0 | 0 | 0.81903 | 0.61427 | 0.20476
MISO_MI_2_PJM_ROR | MISO_MI | PJM_ROR | 2015 | B4 | 100 | 0 | 1424 | 517.06 | 0 | 1424 | 0 | 0 | 0 | 0 | 0.17805 | 0 | 0.61427 | 0.20476
MISO_MI_2_PJM_ROR | MISO_MI | PJM_ROR | 2015 | B5 | 200 | 0 | 1424 | 1320.06 | 1424 | 1424 | 0 | 0 | 0 | 0.05935 | 0.17805 | 0 | 0.61427 | 0.20476
MISO_MI_2_PJM_ROR | MISO_MI | PJM_ROR | 2015 | B6 | 300 | 0 | 1424 | 133.26 | 916.17 | 1424 | 0 | 0 | 0 | 0 | 0.03561 | 0 | 0.61427 | 0.20476
MISO_MI_2_PJM_ROR | MISO_MI | PJM_ROR | 2015 | B7 | 400 | 0 | 1424 | 0 | 0 | 883.91 | 0 | 0 | 0 | 0 | 0 | 0 | 0.61427 | 0.20476
MISO_MI_2_PJM_ROR | MISO_MI | PJM_ROR | 2015 | B8 | 500 | 0 | 1424 | 0 | 0 | 1392.69 | 0 | 0 | 0 | 0 | 0 | 0 | 0.61427 | 0.20476
MISO_MI_2_PJM_ROR | MISO_MI | PJM_ROR | 2015 | B9 | 800 | 0 | 1424 | 0 | 0 | 0 | 0 | 0 | 0 | 0 | 0 | 0 | 0.61427 | 0.20476
MISO_MI_2_PJM_ROR | MISO_MI | PJM_ROR | 2015 | B10 | 1262 | 0 | 1424 | 0 | 0 | 0 | 0 | 0 | 0 | 0 | 0 | 0 | 0.61427 | 0.20476
MISO_MI_2_PJM_ROR | MISO_MI | PJM_ROR | 2015 | B11 | 25 | 0 | 1424 | 0 | 0 | 0 | 0 | 0 | 0 | 0 | 0 | 0 | 0.61427 | 0.20476
MISO_MI_2_PJM_ROR | MISO_MI | PJM_ROR | 2015 | B12 | 200 | 0 | 1424 | 0 | 0 | 1424 | 0 | 0 | 0 | 0 | 0.03561 | 0 | 0.61427 | 0.20476
MISO_MI_2_PJM_ROR | MISO_MI | PJM_ROR | 2015 | B13 | 600 | 0 | 1424 | 0 | 0 | 1118.12 | 0 | 0 | 0 | 0 | 0 | 0 | 0.61427 | 0.20476
MISO_MI_2_PJM_ROR | MISO_MI | PJM_ROR | 2015 | B14 | 900 | 0 | 1424 | 342.55 | 0 | 1142.6 | 0 | 0 | 0 | 0 | 0 | 0 | 0.61427 | 0.20476
MISO_MI_2_PJM_ROR | MISO_MI | PJM_ROR | 2015 | B15 | 1203 | 0 | 1424 | 0 | 0 | 0 | 0 | 0 | 0 | 0 | 0 | 0 | 0.61427 | 0.20476
MISO_MI_2_PJM_ROR | MISO_MI | PJM_ROR | 2015 | B16 | 25 | 0 | 1424 | 1352.25 | 1424 | 1424 | 0 | 0 | 0 | 0.39171 | 0.17805 | 0 | 0.61427 | 0.20476
MISO_MI_2_PJM_ROR | MISO_MI | PJM_ROR | 2015 | B17 | 100 | 0 | 1424 | 748.93 | 1405.4 | 1424 | 0 | 0 | 0 | 0 | 0.14244 | 0 | 0.61427 | 0.20476
MISO_MI_2_PJM_ROR | MISO_MI | PJM_ROR | 2015 | B18 | 400 | 0 | 1424 | 195.13 | 570.97 | 1424 | 0 | 0 | 0 | 0 | 0.01187 | 0 | 0.61427 | 0.20476
MISO_MI_2_PJM_ROR | MISO_MI | PJM_ROR | 2015 | B19 | 700 | 0 | 1424 | 1033.81 | 324.72 | 0 | 0 | 0 | 0 | 0 | 0 | 0 | 0.61427 | 0.20476
MISO_MI_2_PJM_ROR | MISO_MI | PJM_ROR | 2015 | B20 | 935 | 0 | 1424 | 0 | 0 | 0 | 0 | 0 | 0 | 0 | 0 | 0 | 0.61427 | 0.20476
MISO_MI_2_PJM_ROR | MISO_MI | PJM_ROR | 2020 | B1 | 10 | 0 | 1424 | 1424 | 1424 | 1424 | 0 | 0 | 22.9922 | 0.46293 | 0.13057 | 0.27536 | 2.8709 | 0.95696
MISO_MI_2_PJM_ROR | MISO_MI | PJM_ROR | 2020 | B2 | 25 | 0 | 1424 | 1424 | 1424 | 1014.3 | 0 | 0 | 12.7246 | 0.46293 | 0 | 0.38098 | 2.8709 | 0.95696
MISO_MI_2_PJM_ROR | MISO_MI | PJM_ROR | 2020 | B3 | 75 | 0 | 1424 | 120.74 | 337 | 1424 | 0 | 0 | 0 | 0 | 0.01187 | 0 | 2.8709 | 0.95696
MISO_MI_2_PJM_ROR | MISO_MI | PJM_ROR | 2020 | B4 | 100 | 0 | 1424 | 0 | 0 | 1402.26 | 0 | 0 | 0 | 0 | 0 | 0 | 2.8709 | 0.95696
MISO_MI_2_PJM_ROR | MISO_MI | PJM_ROR | 2020 | B5 | 200 | 0 | 1424 | 0 | 1202.01 | 1424 | 0 | 0 | 0 | 0 | 0.01187 | 0 | 2.8709 | 0.95696
MISO_MI_2_PJM_ROR | MISO_MI | PJM_ROR | 2020 | B6 | 300 | 0 | 1424 | 1424 | 1424 | 1424 | 0 | 0 | 6.0893 | 0.46293 | 0.16618 | 2.1878 | 2.8709 | 0.95696
MISO_MI_2_PJM_ROR | MISO_MI | PJM_ROR | 2020 | B7 | 400 | 0 | 1424 | 897.54 | 1424 | 1424 | 0 | 0 | 0 | 0.46293 | 0.16618 | 0 | 2.8709 | 0.95696
MISO_MI_2_PJM_ROR | MISO_MI | PJM_ROR | 2020 | B8 | 500 | 0 | 1424 | 67.87 | 1424 | 1424 | 0 | 0 | 0 | 0.46293 | 0.13057 | 0 | 2.8709 | 0.95696
MISO_MI_2_PJM_ROR | MISO_MI | PJM_ROR | 2020 | B9 | 800 | 0 | 1424 | 0 | 0 | 751.84 | 0 | 0 | 0 | 0 | 0 | 0 | 2.8709 | 0.95696
MISO_MI_2_PJM_ROR | MISO_MI | PJM_ROR | 2020 | B10 | 1262 | 0 | 1424 | 0 | 0 | 0 | 0 | 0 | 0 | 0 | 0 | 0 | 2.8709 | 0.95696
MISO_MI_2_PJM_ROR | MISO_MI | PJM_ROR | 2020 | B11 | 25 | 0 | 1424 | 78.09 | 1424 | 1145.5 | 0 | 0 | 0 | 0.01187 | 0 | 0 | 2.8709 | 0.95696
MISO_MI_2_PJM_ROR | MISO_MI | PJM_ROR | 2020 | B12 | 200 | 0 | 1424 | 938.73 | 153.1 | 1424 | 0 | 0 | 0 | 0 | 0.14244 | 0 | 2.8709 | 0.95696
MISO_MI_2_PJM_ROR | MISO_MI | PJM_ROR | 2020 | B13 | 600 | 0 | 1424 | 425.57 | 0 | 1285.08 | 0 | 0 | 0 | 0 | 0 | 0 | 2.8709 | 0.95696
MISO_MI_2_PJM_ROR | MISO_MI | PJM_ROR | 2020 | B14 | 900 | 0 | 1424 | 711.83 | 102.62 | 1424 | 0 | 0 | 0 | 0 | 0.10683 | 0 | 2.8709 | 0.95696
MISO_MI_2_PJM_ROR | MISO_MI | PJM_ROR | 2020 | B15 | 1203 | 0 | 1424 | 0 | 0 | 1182.2 | 0 | 0 | 0 | 0 | 0 | 0 | 2.8709 | 0.95696
MISO_MI_2_PJM_ROR | MISO_MI | PJM_ROR | 2020 | B16 | 25 | 0 | 1424 | 1257.51 | 1424 | 1424 | 0 | 0 | 0 | 0.48667 | 0.14244 | 0 | 2.8709 | 0.95696
MISO_MI_2_PJM_ROR | MISO_MI | PJM_ROR | 2020 | B17 | 100 | 0 | 1424 | 1424 | 1424 | 1424 | 0 | 0 | 4.9854 | 0.46293 | 0.14244 | 0.59705 | 2.8709 | 0.95696
MISO_MI_2_PJM_ROR | MISO_MI | PJM_ROR | 2020 | B18 | 400 | 0 | 1424 | 1424 | 1424 | 1424 | 0 | 0 | 0.80716 | 0.46293 | 0.14244 | 0.38666 | 2.8709 | 0.95696
MISO_MI_2_PJM_ROR | MISO_MI | PJM_ROR | 2020 | B19 | 700 | 0 | 1424 | 169.94 | 1424 | 1424 | 0 | 0 | 0 | 0.45106 | 0.14244 | 0 | 2.8709 | 0.95696
MISO_MI_2_PJM_ROR | MISO_MI | PJM_ROR | 2020 | B20 | 935 | 0 | 1424 | 184.34 | 1424 | 1424 | 0 | 0 | 0 | 0.24927 | 0.1187 | 0 | 2.8709 | 0.95696
MISO_MI_2_PJM_ROR | MISO_MI | PJM_ROR | 2025 | B1 | 10 | 0 | 1424 | 1424 | 1424 | 0 | 0 | 0 | 23.0159 | 0.02374 | 0 | 3.836 | 10.4107 | 3.4702
MISO_MI_2_PJM_ROR | MISO_MI | PJM_ROR | 2025 | B2 | 25 | 0 | 1424 | 1424 | 1424 | 910.49 | 0 | 0 | 23.0278 | 0.02374 | 0 | 9.5949 | 10.4107 | 3.4702
MISO_MI_2_PJM_ROR | MISO_MI | PJM_ROR | 2025 | B3 | 75 | 0 | 1424 | 1224.44 | 1424 | 1424 | 0 | 0 | 0 | 0.86651 | 0.28488 | 0 | 10.4107 | 3.4702
MISO_MI_2_PJM_ROR | MISO_MI | PJM_ROR | 2025 | B4 | 100 | 0 | 1424 | 0 | 0 | 559.68 | 0 | 0 | 0 | 0 | 0 | 0 | 10.4107 | 3.4702
MISO_MI_2_PJM_ROR | MISO_MI | PJM_ROR | 2025 | B5 | 200 | 0 | 1424 | 0 | 0 | 0 | 0 | 0 | 0 | 0 | 0 | 0 | 10.4107 | 3.4702
MISO_MI_2_PJM_ROR | MISO_MI | PJM_ROR | 2025 | B6 | 300 | 0 | 1424 | 0 | 1424 | 1424 | 0 | 0 | 0 | 0.02374 | 0.24927 | 0 | 10.4107 | 3.4702
MISO_MI_2_PJM_ROR | MISO_MI | PJM_ROR | 2025 | B7 | 400 | 0 | 1424 | 670.22 | 905.63 | 1045.61 | 0 | 0 | 0 | 0 | 0 | 0 | 10.4107 | 3.4702
MISO_MI_2_PJM_ROR | MISO_MI | PJM_ROR | 2025 | B8 | 500 | 0 | 1424 | 0 | 57.47 | 222.99 | 0 | 0 | 0 | 0 | 0 | 0 | 10.4107 | 3.4702
MISO_MI_2_PJM_ROR | MISO_MI | PJM_ROR | 2025 | B9 | 800 | 0 | 1424 | 0 | 0 | 0 | 0 | 0 | 0 | 0 | 0 | 0 | 10.4107 | 3.4702
MISO_MI_2_PJM_ROR | MISO_MI | PJM_ROR | 2025 | B10 | 1262 | 0 | 1424 | 0 | 0 | 0 | 0 | 0 | 0 | 0 | 0 | 0 | 10.4107 | 3.4702
MISO_MI_2_PJM_ROR | MISO_MI | PJM_ROR | 2025 | B11 | 25 | 0 | 1424 | 300.4 | 0 | 0 | 0 | 0 | 0 | 0 | 0 | 0 | 10.4107 | 3.4702
MISO_MI_2_PJM_ROR | MISO_MI | PJM_ROR | 2025 | B12 | 200 | 0 | 1424 | 223.62 | 0 | 0 | 0 | 0 | 0 | 0 | 0 | 0 | 10.4107 | 3.4702
MISO_MI_2_PJM_ROR | MISO_MI | PJM_ROR | 2025 | B13 | 600 | 0 | 1424 | 0 | 0 | 0 | 0 | 0 | 0 | 0 | 0 | 0 | 10.4107 | 3.4702
MISO_MI_2_PJM_ROR | MISO_MI | PJM_ROR | 2025 | B14 | 900 | 0 | 1424 | 0 | 0 | 0 | 0 | 0 | 0 | 0 | 0 | 0 | 10.4107 | 3.4702
MISO_MI_2_PJM_ROR | MISO_MI | PJM_ROR | 2025 | B15 | 1203 | 0 | 1424 | 343.85 | 0 | 0 | 0 | 0 | 0 | 0 | 0 | 0 | 10.4107 | 3.4702
MISO_MI_2_PJM_ROR | MISO_MI | PJM_ROR | 2025 | B16 | 25 | 0 | 1424 | 1424 | 0 | 0 | 0 | 0 | 1.0802 | 0 | 0 | 0.45007 | 10.4107 | 3.4702
MISO_MI_2_PJM_ROR | MISO_MI | PJM_ROR | 2025 | B17 | 100 | 0 | 1424 | 1009.04 | 0 | 0 | 0 | 0 | 0 | 0 | 0 | 0 | 10.4107 | 3.4702
MISO_MI_2_PJM_ROR | MISO_MI | PJM_ROR | 2025 | B18 | 400 | 0 | 1424 | 614.11 | 0 | 0 | 0 | 0 | 0 | 0 | 0 | 0 | 10.4107 | 3.4702
MISO_MI_2_PJM_ROR | MISO_MI | PJM_ROR | 2025 | B19 | 700 | 0 | 1424 | 515.83 | 0 | 0 | 0 | 0 | 0 | 0 | 0 | 0 | 10.4107 | 3.4702
MISO_MI_2_PJM_ROR | MISO_MI | PJM_ROR | 2025 | B20 | 935 | 0 | 1424 | 1338.79 | 0 | 0 | 0 | 0 | 0 | 0 | 0 | 0 | 10.4107 | 3.4702
MISO_MI_2_PJM_ROR | MISO_MI | PJM_ROR | 2030 | B1 | 10 | 0 | 1424 | 1424 | 1424 | 0 | 0 | 0 | 603.364 | 6.4335 | 0 | 1.4081 | 7.626 | 2.542
MISO_MI_2_PJM_ROR | MISO_MI | PJM_ROR | 2030 | B2 | 25 | 0 | 1424 | 1424 | 1424 | 1418.94 | 0 | 0 | 596.693 | 5.389 | 0 | 3.4813 | 7.626 | 2.542
MISO_MI_2_PJM_ROR | MISO_MI | PJM_ROR | 2030 | B3 | 75 | 0 | 1424 | 607.57 | 1424 | 1424 | 0 | 0 | 0 | 5.7451 | 0.51041 | 0 | 7.626 | 2.542
MISO_MI_2_PJM_ROR | MISO_MI | PJM_ROR | 2030 | B4 | 100 | 0 | 1424 | 0 | 0 | 0 | 0 | 0 | 0 | 0 | 0 | 0 | 7.626 | 2.542
MISO_MI_2_PJM_ROR | MISO_MI | PJM_ROR | 2030 | B5 | 200 | 0 | 1424 | 0 | 959.9 | 162.72 | 0 | 0 | 0 | 0 | 0 | 0 | 7.626 | 2.542
MISO_MI_2_PJM_ROR | MISO_MI | PJM_ROR | 2030 | B6 | 300 | 0 | 1424 | 572.08 | 1424 | 0 | 0 | 0 | 0 | 5.389 | 0 | 0 | 7.626 | 2.542
MISO_MI_2_PJM_ROR | MISO_MI | PJM_ROR | 2030 | B7 | 400 | 0 | 1424 | 353.83 | 1424 | 0 | 0 | 0 | 0 | 5.389 | 0 | 0 | 7.626 | 2.542
MISO_MI_2_PJM_ROR | MISO_MI | PJM_ROR | 2030 | B8 | 500 | 0 | 1424 | 1424 | 1424 | 0 | 0 | 0 | 0.61724 | 0.53415 | 0 | 0.072023 | 7.626 | 2.542
MISO_MI_2_PJM_ROR | MISO_MI | PJM_ROR | 2030 | B9 | 800 | 0 | 1424 | 1424 | 714.81 | 744.66 | 0 | 0 | 0.4748 | 0 | 0 | 0.088644 | 7.626 | 2.542
MISO_MI_2_PJM_ROR | MISO_MI | PJM_ROR | 2030 | B10 | 1262 | 0 | 1424 | 0 | 0 | 0 | 0 | 0 | 0 | 0 | 0 | 0 | 7.626 | 2.542
MISO_MI_2_PJM_ROR | MISO_MI | PJM_ROR | 2030 | B11 | 25 | 0 | 1424 | 1424 | 1424 | 0 | 0 | 0 | 6.4929 | 5.389 | 0 | 0.037882 | 7.626 | 2.542
MISO_MI_2_PJM_ROR | MISO_MI | PJM_ROR | 2030 | B12 | 200 | 0 | 1424 | 1424 | 1424 | 0 | 0 | 0 | 4.4394 | 0.09496 | 0 | 0.20721 | 7.626 | 2.542
MISO_MI_2_PJM_ROR | MISO_MI | PJM_ROR | 2030 | B13 | 600 | 0 | 1424 | 1424 | 0 | 0 | 0 | 0 | 3.2405 | 0 | 0 | 0.45375 | 7.626 | 2.542
MISO_MI_2_PJM_ROR | MISO_MI | PJM_ROR | 2030 | B14 | 900 | 0 | 1424 | 1424 | 0 | 0 | 0 | 0 | 9.864 | 0 | 0 | 2.0718 | 7.626 | 2.542
MISO_MI_2_PJM_ROR | MISO_MI | PJM_ROR | 2030 | B15 | 1203 | 0 | 1424 | 789.5 | 0 | 0 | 0 | 0 | 0 | 0 | 0 | 0 | 7.626 | 2.542
MISO_MI_2_PJM_ROR | MISO_MI | PJM_ROR | 2030 | B16 | 25 | 0 | 1424 | 1424 | 0 | 0 | 0 | 0 | 9.401 | 0 | 0 | 0.054849 | 7.626 | 2.542
MISO_MI_2_PJM_ROR | MISO_MI | PJM_ROR | 2030 | B17 | 100 | 0 | 1424 | 1424 | 0 | 0 | 0 | 0 | 8.6176 | 0 | 0 | 0.20111 | 7.626 | 2.542
MISO_MI_2_PJM_ROR | MISO_MI | PJM_ROR | 2030 | B18 | 400 | 0 | 1424 | 1424 | 0 | 0 | 0 | 0 | 2.0891 | 0 | 0 | 0.19502 | 7.626 | 2.542
MISO_MI_2_PJM_ROR | MISO_MI | PJM_ROR | 2030 | B19 | 700 | 0 | 1424 | 1424 | 347.47 | 0 | 0 | 0 | 11.6089 | 0 | 0 | 1.8964 | 7.626 | 2.542
MISO_MI_2_PJM_ROR | MISO_MI | PJM_ROR | 2030 | B20 | 935 | 0 | 1424 | 1328.26 | 0 | 0 | 0 | 0 | 0 | 0 | 0 | 0 | 7.626 | 2.542
MISO_MI_2_PJM_ROR | MISO_MI | PJM_ROR | 2035 | B1 | 10 | 0 | 1424 | 1424 | 1424 | 1424 | 0 | 0 | 528.1438 | 2.8488 | 2.196 | 1.4691 | 7.1314 | 2.3771
MISO_MI_2_PJM_ROR | MISO_MI | PJM_ROR | 2035 | B2 | 25 | 0 | 1424 | 1424 | 1424 | 1424 | 0 | 0 | 517.2471 | 6.5166 | 0.02374 | 3.597 | 7.1314 | 2.3771
MISO_MI_2_PJM_ROR | MISO_MI | PJM_ROR | 2035 | B3 | 75 | 0 | 1424 | 1408.61 | 1424 | 1424 | 0 | 0 | 0 | 6.5522 | 2.196 | 0 | 7.1314 | 2.3771
MISO_MI_2_PJM_ROR | MISO_MI | PJM_ROR | 2035 | B4 | 100 | 0 | 1424 | 0 | 1424 | 1424 | 0 | 0 | 0 | 3.4186 | 0.02374 | 0 | 7.1314 | 2.3771
MISO_MI_2_PJM_ROR | MISO_MI | PJM_ROR | 2035 | B5 | 200 | 0 | 1424 | 762.98 | 1424 | 1424 | 0 | 0 | 0 | 6.5404 | 2.196 | 0 | 7.1314 | 2.3771
MISO_MI_2_PJM_ROR | MISO_MI | PJM_ROR | 2035 | B6 | 300 | 0 | 1424 | 60.82 | 1424 | 1424 | 0 | 0 | 0 | 6.5166 | 0.67659 | 0 | 7.1314 | 2.3771
MISO_MI_2_PJM_ROR | MISO_MI | PJM_ROR | 2035 | B7 | 400 | 0 | 1424 | 0 | 1424 | 1424 | 0 | 0 | 0 | 4.2613 | 2.196 | 0 | 7.1314 | 2.3771
MISO_MI_2_PJM_ROR | MISO_MI | PJM_ROR | 2035 | B8 | 500 | 0 | 1424 | 1345.72 | 1424 | 153.04 | 0 | 0 | 0 | 0.45106 | 0 | 0 | 7.1314 | 2.3771
MISO_MI_2_PJM_ROR | MISO_MI | PJM_ROR | 2035 | B9 | 800 | 0 | 1424 | 0 | 1424 | 1424 | 0 | 0 | 0 | 0.45106 | 0.03561 | 0 | 7.1314 | 2.3771
MISO_MI_2_PJM_ROR | MISO_MI | PJM_ROR | 2035 | B10 | 1262 | 0 | 1424 | 0 | 0 | 0 | 0 | 0 | 0 | 0 | 0 | 0 | 7.1314 | 2.3771
MISO_MI_2_PJM_ROR | MISO_MI | PJM_ROR | 2035 | B11 | 25 | 0 | 1424 | 985.67 | 1424 | 1424 | 0 | 0 | 0 | 2.8488 | 0.03561 | 0 | 7.1314 | 2.3771
MISO_MI_2_PJM_ROR | MISO_MI | PJM_ROR | 2035 | B12 | 200 | 0 | 1424 | 1097.94 | 1424 | 1424 | 0 | 0 | 0 | 2.8488 | 2.1603 | 0 | 7.1314 | 2.3771
MISO_MI_2_PJM_ROR | MISO_MI | PJM_ROR | 2035 | B13 | 600 | 0 | 1424 | 1424 | 1424 | 0 | 0 | 0 | 4.7717 | 2.6589 | 0 | 0.7964 | 7.1314 | 2.3771
MISO_MI_2_PJM_ROR | MISO_MI | PJM_ROR | 2035 | B14 | 900 | 0 | 1424 | 1424 | 1424 | 0 | 0 | 0 | 4.57 | 0.3561 | 0 | 1.1441 | 7.1314 | 2.3771
MISO_MI_2_PJM_ROR | MISO_MI | PJM_ROR | 2035 | B15 | 1203 | 0 | 1424 | 1111.24 | 1424 | 494.57 | 0 | 0 | 0 | 2.6589 | 0 | 0 | 7.1314 | 2.3771
MISO_MI_2_PJM_ROR | MISO_MI | PJM_ROR | 2035 | B16 | 25 | 0 | 1424 | 1424 | 1424 | 0 | 0 | 0 | 2.2316 | 2.8488 | 0 | 0.015518 | 7.1314 | 2.3771
MISO_MI_2_PJM_ROR | MISO_MI | PJM_ROR | 2035 | B17 | 100 | 0 | 1424 | 773.62 | 1424 | 0 | 0 | 0 | 0 | 0.45106 | 0 | 0 | 7.1314 | 2.3771
MISO_MI_2_PJM_ROR | MISO_MI | PJM_ROR | 2035 | B18 | 400 | 0 | 1424 | 1424 | 1424 | 263.42 | 0 | 0 | 5.6145 | 1.9704 | 0 | 0.6247 | 7.1314 | 2.3771
MISO_MI_2_PJM_ROR | MISO_MI | PJM_ROR | 2035 | B19 | 700 | 0 | 1424 | 1424 | 758.6 | 0 | 0 | 0 | 5.9943 | 0 | 0 | 1.1672 | 7.1314 | 2.3771
MISO_MI_2_PJM_ROR | MISO_MI | PJM_ROR | 2035 | B20 | 935 | 0 | 1424 | 1424 | 1424 | 0 | 0 | 0 | 2.6707 | 2.6589 | 0 | 0.69462 | 7.1314 | 2.3771
MISO_MI_2_PJM_ROR | MISO_MI | PJM_ROR | 2040 | B1 | 10 | 0 | 1424 | 1424 | 1424 | 1424 | 0 | 0 | 452.793 | 7.1101 | 1.2582 | 28.2996 | 79.9547 | 26.6516
MISO_MI_2_PJM_ROR | MISO_MI | PJM_ROR | 2040 | B2 | 25 | 0 | 1424 | 1424 | 1424 | 1424 | 0 | 0 | 445.7066 | 7.1339 | 1.2582 | 69.6417 | 79.9547 | 26.6516
MISO_MI_2_PJM_ROR | MISO_MI | PJM_ROR | 2040 | B3 | 75 | 0 | 1424 | 1424 | 1424 | 1424 | 0 | 0 | 7.9885 | 7.1457 | 2.3146 | 3.7446 | 79.9547 | 26.6516
MISO_MI_2_PJM_ROR | MISO_MI | PJM_ROR | 2040 | B4 | 100 | 0 | 1424 | 426.01 | 1424 | 1424 | 0 | 0 | 0 | 7.1339 | 2.3146 | 0 | 79.9547 | 26.6516
MISO_MI_2_PJM_ROR | MISO_MI | PJM_ROR | 2040 | B5 | 200 | 0 | 1424 | 976.2 | 1424 | 1424 | 0 | 0 | 0 | 2.196 | 1.2582 | 0 | 79.9547 | 26.6516
MISO_MI_2_PJM_ROR | MISO_MI | PJM_ROR | 2040 | B6 | 300 | 0 | 1424 | 522.01 | 1174.36 | 1424 | 0 | 0 | 0 | 0 | 1.2582 | 0 | 79.9547 | 26.6516
MISO_MI_2_PJM_ROR | MISO_MI | PJM_ROR | 2040 | B7 | 400 | 0 | 1424 | 1145.43 | 1424 | 1424 | 0 | 0 | 0 | 5.1278 | 1.2582 | 0 | 79.9547 | 26.6516
MISO_MI_2_PJM_ROR | MISO_MI | PJM_ROR | 2040 | B8 | 500 | 0 | 1424 | 931.52 | 1424 | 1424 | 0 | 0 | 0 | 6.4217 | 1.2582 | 0 | 79.9547 | 26.6516
MISO_MI_2_PJM_ROR | MISO_MI | PJM_ROR | 2040 | B9 | 800 | 0 | 1424 | 0 | 0 | 1424 | 0 | 0 | 0 | 0 | 0.29675 | 0 | 79.9547 | 26.6516
MISO_MI_2_PJM_ROR | MISO_MI | PJM_ROR | 2040 | B10 | 1262 | 0 | 1424 | 0 | 0 | 0 | 0 | 0 | 0 | 0 | 0 | 0 | 79.9547 | 26.6516
MISO_MI_2_PJM_ROR | MISO_MI | PJM_ROR | 2040 | B11 | 25 | 0 | 1424 | 1424 | 1424 | 1424 | 0 | 0 | 10.8492 | 3.9408 | 1.2582 | 1.6952 | 79.9547 | 26.6516
MISO_MI_2_PJM_ROR | MISO_MI | PJM_ROR | 2040 | B12 | 200 | 0 | 1424 | 259.1 | 1424 | 1424 | 0 | 0 | 0 | 0.92586 | 0.29675 | 0 | 79.9547 | 26.6516
MISO_MI_2_PJM_ROR | MISO_MI | PJM_ROR | 2040 | B13 | 600 | 0 | 1424 | 0 | 1424 | 1424 | 0 | 0 | 0 | 3.193 | 0.29675 | 0 | 79.9547 | 26.6516
MISO_MI_2_PJM_ROR | MISO_MI | PJM_ROR | 2040 | B14 | 900 | 0 | 1424 | 0 | 1424 | 1424 | 0 | 0 | 0 | 3.193 | 0.68846 | 0 | 79.9547 | 26.6516
MISO_MI_2_PJM_ROR | MISO_MI | PJM_ROR | 2040 | B15 | 1203 | 0 | 1424 | 419.53 | 0 | 0 | 0 | 0 | 0 | 0 | 0 | 0 | 79.9547 | 26.6516
MISO_MI_2_PJM_ROR | MISO_MI | PJM_ROR | 2040 | B16 | 25 | 0 | 1424 | 1424 | 1424 | 1331.52 | 0 | 0 | 20.6419 | 2.2434 | 0 | 3.2253 | 79.9547 | 26.6516
MISO_MI_2_PJM_ROR | MISO_MI | PJM_ROR | 2040 | B17 | 100 | 0 | 1424 | 0 | 1424 | 1424 | 0 | 0 | 0 | 2.9912 | 0.29675 | 0 | 79.9547 | 26.6516
MISO_MI_2_PJM_ROR | MISO_MI | PJM_ROR | 2040 | B18 | 400 | 0 | 1424 | 957.74 | 1424 | 1424 | 0 | 0 | 0 | 3.1456 | 0.29675 | 0 | 79.9547 | 26.6516
MISO_MI_2_PJM_ROR | MISO_MI | PJM_ROR | 2040 | B19 | 700 | 0 | 1424 | 570.53 | 1424 | 1424 | 0 | 0 | 0 | 3.193 | 0.29675 | 0 | 79.9547 | 26.6516
MISO_MI_2_PJM_ROR | MISO_MI | PJM_ROR | 2040 | B20 | 935 | 0 | 1424 | 0 | 0 | 0 | 0 | 0 | 0 | 0 | 0 | 0 | 79.9547 | 26.6516
MISO_MI_2_PJM_ROR | MISO_MI | PJM_ROR | 2045 | B1 | 10 | 0 | 1424 | 1424 | 1424 | 1424 | 0 | 0 | 480.6282 | 0.91399 | 1.0802 | 1.2868 | 7.0584 | 2.3528
MISO_MI_2_PJM_ROR | MISO_MI | PJM_ROR | 2045 | B2 | 25 | 25 | 1424 | 1424 | 1424 | 1424 | 1294.85 | 0 | 316.1812 | 5.2703 | 0.46293 | 2.1163 | 7.0584 | 2.3528
MISO_MI_2_PJM_ROR | MISO_MI | PJM_ROR | 2045 | B3 | 75 | 75 | 1424 | 1424 | 1424 | 1424 | 4650.5 | 0 | 16.986 | 5.2703 | 1.0802 | 0.34108 | 7.0584 | 2.3528
MISO_MI_2_PJM_ROR | MISO_MI | PJM_ROR | 2045 | B4 | 100 | 0 | 1424 | 1424 | 1424 | 1424 | 0 | 0 | 7.9885 | 3.6916 | 1.0802 | 0.21388 | 7.0584 | 2.3528
MISO_MI_2_PJM_ROR | MISO_MI | PJM_ROR | 2045 | B5 | 200 | 0 | 1424 | 953.81 | 798.63 | 1389.12 | 0 | 0 | 0 | 0 | 0 | 0 | 7.0584 | 2.3528
MISO_MI_2_PJM_ROR | MISO_MI | PJM_ROR | 2045 | B6 | 300 | 0 | 1424 | 1424 | 0 | 0 | 0 | 0 | 10.41 | 0 | 0 | 0.83614 | 7.0584 | 2.3528
MISO_MI_2_PJM_ROR | MISO_MI | PJM_ROR | 2045 | B7 | 400 | 0 | 1424 | 1424 | 0 | 1424 | 0 | 0 | 1.9942 | 0 | 0.43919 | 0.21356 | 7.0584 | 2.3528
MISO_MI_2_PJM_ROR | MISO_MI | PJM_ROR | 2045 | B8 | 500 | 0 | 1424 | 0 | 0 | 0 | 0 | 0 | 0 | 0 | 0 | 0 | 7.0584 | 2.3528
MISO_MI_2_PJM_ROR | MISO_MI | PJM_ROR | 2045 | B9 | 800 | 0 | 1424 | 0 | 1424 | 935.35 | 0 | 0 | 0 | 0.02374 | 0 | 0 | 7.0584 | 2.3528
MISO_MI_2_PJM_ROR | MISO_MI | PJM_ROR | 2045 | B10 | 1262 | 0 | 1424 | 0 | 0 | 0 | 0 | 0 | 0 | 0 | 0 | 0 | 7.0584 | 2.3528
MISO_MI_2_PJM_ROR | MISO_MI | PJM_ROR | 2045 | B11 | 25 | 0 | 1424 | 79.24 | 0 | 0 | 0 | 0 | 0 | 0 | 0 | 0 | 7.0584 | 2.3528
MISO_MI_2_PJM_ROR | MISO_MI | PJM_ROR | 2045 | B12 | 200 | 0 | 1424 | 1424 | 862.55 | 0 | 0 | 0 | 19.8585 | 0 | 0 | 1.0634 | 7.0584 | 2.3528
MISO_MI_2_PJM_ROR | MISO_MI | PJM_ROR | 2045 | B13 | 600 | 0 | 1424 | 1424 | 234.44 | 10.13 | 0 | 0 | 0.53415 | 0 | 0 | 0.085807 | 7.0584 | 2.3528
MISO_MI_2_PJM_ROR | MISO_MI | PJM_ROR | 2045 | B14 | 900 | 0 | 1424 | 1424 | 0 | 0 | 0 | 0 | 5.6264 | 0 | 0 | 1.3558 | 7.0584 | 2.3528
MISO_MI_2_PJM_ROR | MISO_MI | PJM_ROR | 2045 | B15 | 1203 | 0 | 1424 | 0 | 0 | 0 | 0 | 0 | 0 | 0 | 0 | 0 | 7.0584 | 2.3528
MISO_MI_2_PJM_ROR | MISO_MI | PJM_ROR | 2045 | B16 | 25 | 0 | 1424 | 1424 | 0 | 0 | 0 | 0 | 103.0672 | 0 | 0 | 0.68987 | 7.0584 | 2.3528
MISO_MI_2_PJM_ROR | MISO_MI | PJM_ROR | 2045 | B17 | 100 | 0 | 1424 | 566.18 | 0 | 0 | 0 | 0 | 0 | 0 | 0 | 0 | 7.0584 | 2.3528
MISO_MI_2_PJM_ROR | MISO_MI | PJM_ROR | 2045 | B18 | 400 | 0 | 1424 | 1424 | 45.17 | 0 | 0 | 0 | 3.7865 | 0 | 0 | 0.40552 | 7.0584 | 2.3528
MISO_MI_2_PJM_ROR | MISO_MI | PJM_ROR | 2045 | B19 | 700 | 0 | 1424 | 1424 | 0 | 0 | 0 | 0 | 4.2851 | 0 | 0 | 0.80309 | 7.0584 | 2.3528
MISO_MI_2_PJM_ROR | MISO_MI | PJM_ROR | 2045 | B20 | 935 | 0 | 1424 | 0 | 0 | 0 | 0 | 0 | 0 | 0 | 0 | 0 | 7.0584 | 2.3528
MISO_MI_2_PJM_ROR | MISO_MI | PJM_ROR | 2050 | B1 | 10 | 10 | 1424 | 1424 | 1424 | 1424 | 1902.64 | 0 | 349.3341 | 5.1635 | 0.40358 | 1.0716 | 5.1619 | 1.7206
MISO_MI_2_PJM_ROR | MISO_MI | PJM_ROR | 2050 | B2 | 25 | 25 | 1424 | 1424 | 1424 | 1424 | 1575.06 | 0 | 84.8824 | 5.1635 | 0.20179 | 0.65094 | 5.1619 | 1.7206
MISO_MI_2_PJM_ROR | MISO_MI | PJM_ROR | 2050 | B3 | 75 | 75 | 1424 | 1424 | 1424 | 1424 | 3610.96 | 0 | 16.986 | 5.1635 | 0.22553 | 0.39078 | 5.1619 | 1.7206
MISO_MI_2_PJM_ROR | MISO_MI | PJM_ROR | 2050 | B4 | 100 | 100 | 1424 | 1424 | 1424 | 1424 | 543.87 | 0 | 7.9885 | 5.1635 | 0.22553 | 0.24505 | 5.1619 | 1.7206
MISO_MI_2_PJM_ROR | MISO_MI | PJM_ROR | 2050 | B5 | 200 | 0 | 1424 | 1424 | 1424 | 802.27 | 0 | 0 | 7.9885 | 2.5283 | 0 | 0.49009 | 5.1619 | 1.7206
MISO_MI_2_PJM_ROR | MISO_MI | PJM_ROR | 2050 | B6 | 300 | 0 | 1424 | 600.62 | 0 | 458.18 | 0 | 0 | 0 | 0 | 0 | 0 | 5.1619 | 1.7206
MISO_MI_2_PJM_ROR | MISO_MI | PJM_ROR | 2050 | B7 | 400 | 0 | 1424 | 0 | 0 | 0 | 0 | 0 | 0 | 0 | 0 | 0 | 5.1619 | 1.7206
MISO_MI_2_PJM_ROR | MISO_MI | PJM_ROR | 2050 | B8 | 500 | 0 | 1424 | 0 | 1424 | 1424 | 0 | 0 | 0 | 0.62911 | 0.20179 | 0 | 5.1619 | 1.7206
MISO_MI_2_PJM_ROR | MISO_MI | PJM_ROR | 2050 | B9 | 800 | 0 | 1424 | 0 | 1424 | 0 | 0 | 0 | 0 | 0.62911 | 0 | 0 | 5.1619 | 1.7206
MISO_MI_2_PJM_ROR | MISO_MI | PJM_ROR | 2050 | B10 | 1262 | 0 | 1424 | 0 | 0 | 0 | 0 | 0 | 0 | 0 | 0 | 0 | 5.1619 | 1.7206
MISO_MI_2_PJM_ROR | MISO_MI | PJM_ROR | 2050 | B11 | 25 | 0 | 1424 | 1424 | 1424 | 1424 | 0 | 0 | 1.9942 | 3.834 | 0.20179 | 0.015293 | 5.1619 | 1.7206
MISO_MI_2_PJM_ROR | MISO_MI | PJM_ROR | 2050 | B12 | 200 | 0 | 1424 | 1424 | 1424 | 1424 | 0 | 0 | 13.971 | 3.834 | 0.20179 | 0.85712 | 5.1619 | 1.7206
MISO_MI_2_PJM_ROR | MISO_MI | PJM_ROR | 2050 | B13 | 600 | 0 | 1424 | 1424 | 1424 | 1424 | 0 | 0 | 3.0743 | 0.53415 | 0.20179 | 0.56583 | 5.1619 | 1.7206
MISO_MI_2_PJM_ROR | MISO_MI | PJM_ROR | 2050 | B14 | 900 | 0 | 1424 | 1424 | 948.54 | 0 | 0 | 0 | 3.0743 | 0 | 0 | 0.84874 | 5.1619 | 1.7206
MISO_MI_2_PJM_ROR | MISO_MI | PJM_ROR | 2050 | B15 | 1203 | 0 | 1424 | 0 | 0 | 0 | 0 | 0 | 0 | 0 | 0 | 0 | 5.1619 | 1.7206
MISO_MI_2_PJM_ROR | MISO_MI | PJM_ROR | 2050 | B16 | 25 | 0 | 1424 | 1424 | 1424 | 66.38 | 0 | 0 | 82.449 | 3.8103 | 0 | 0.63228 | 5.1619 | 1.7206
MISO_MI_2_PJM_ROR | MISO_MI | PJM_ROR | 2050 | B17 | 100 | 0 | 1424 | 1370.48 | 1424 | 748.42 | 0 | 0 | 0 | 0.8309 | 0 | 0 | 5.1619 | 1.7206
MISO_MI_2_PJM_ROR | MISO_MI | PJM_ROR | 2050 | B18 | 400 | 0 | 1424 | 1424 | 1424 | 916.85 | 0 | 0 | 5.9706 | 0.66472 | 0 | 0.73259 | 5.1619 | 1.7206
MISO_MI_2_PJM_ROR | MISO_MI | PJM_ROR | 2050 | B19 | 700 | 0 | 1424 | 1424 | 1424 | 0 | 0 | 0 | 1.7805 | 0.48667 | 0 | 0.38232 | 5.1619 | 1.7206
MISO_MI_2_PJM_ROR | MISO_MI | PJM_ROR | 2050 | B20 | 935 | 0 | 1424 | 0 | 842.04 | 0 | 0 | 0 | 0 | 0 | 0 | 0 | 5.1619 | 1.7206
MISO_MO-IL_2_ENT | MISO_MO-IL | ENT | 2015 | B1 | 10 | 0 | 2540 | 0 | 0 | 0 | 0 | 0 | 0 | 0 | 0 | 0 | 0 | 0
MISO_MO-IL_2_ENT | MISO_MO-IL | ENT | 2015 | B2 | 25 | 0 | 2540 | 0 | 0 | 0 | 0 | 0 | 0 | 0 | 0 | 0 | 0 | 0
MISO_MO-IL_2_ENT | MISO_MO-IL | ENT | 2015 | B3 | 75 | 0 | 2540 | 0 | 0 | 0 | 0 | 0 | 0 | 0 | 0 | 0 | 0 | 0
MISO_MO-IL_2_ENT | MISO_MO-IL | ENT | 2015 | B4 | 100 | 0 | 2540 | 0 | 0 | 0 | 0 | 0 | 0 | 0 | 0 | 0 | 0 | 0
MISO_MO-IL_2_ENT | MISO_MO-IL | ENT | 2015 | B5 | 200 | 0 | 2540 | 0 | 0 | 0 | 0 | 0 | 0 | 0 | 0 | 0 | 0 | 0
MISO_MO-IL_2_ENT | MISO_MO-IL | ENT | 2015 | B6 | 300 | 0 | 2540 | 0 | 0 | 0 | 0 | 0 | 0 | 0 | 0 | 0 | 0 | 0
MISO_MO-IL_2_ENT | MISO_MO-IL | ENT | 2015 | B7 | 400 | 0 | 2540 | 0 | 0 | 0 | 0 | 0 | 0 | 0 | 0 | 0 | 0 | 0
MISO_MO-IL_2_ENT | MISO_MO-IL | ENT | 2015 | B8 | 500 | 0 | 2540 | 0 | 0 | 0 | 0 | 0 | 0 | 0 | 0 | 0 | 0 | 0
MISO_MO-IL_2_ENT | MISO_MO-IL | ENT | 2015 | B9 | 800 | 0 | 2540 | 0 | 0 | 0 | 0 | 0 | 0 | 0 | 0 | 0 | 0 | 0
MISO_MO-IL_2_ENT | MISO_MO-IL | ENT | 2015 | B10 | 1262 | 0 | 2540 | 0 | 0 | 0 | 0 | 0 | 0 | 0 | 0 | 0 | 0 | 0
MISO_MO-IL_2_ENT | MISO_MO-IL | ENT | 2015 | B11 | 25 | 0 | 2540 | 0 | 0 | 104.25 | 0 | 0 | 0 | 0 | 0 | 0 | 0 | 0
MISO_MO-IL_2_ENT | MISO_MO-IL | ENT | 2015 | B12 | 200 | 0 | 2540 | 0 | 0 | 0 | 0 | 0 | 0 | 0 | 0 | 0 | 0 | 0
MISO_MO-IL_2_ENT | MISO_MO-IL | ENT | 2015 | B13 | 600 | 0 | 2540 | 0 | 0 | 0 | 0 | 0 | 0 | 0 | 0 | 0 | 0 | 0
MISO_MO-IL_2_ENT | MISO_MO-IL | ENT | 2015 | B14 | 900 | 0 | 2540 | 0 | 0 | 0 | 0 | 0 | 0 | 0 | 0 | 0 | 0 | 0
MISO_MO-IL_2_ENT | MISO_MO-IL | ENT | 2015 | B15 | 1203 | 0 | 2540 | 0 | 0 | 0 | 0 | 0 | 0 | 0 | 0 | 0 | 0 | 0
MISO_MO-IL_2_ENT | MISO_MO-IL | ENT | 2015 | B16 | 25 | 0 | 2540 | 0 | 0 | 0 | 0 | 0 | 0 | 0 | 0 | 0 | 0 | 0
MISO_MO-IL_2_ENT | MISO_MO-IL | ENT | 2015 | B17 | 100 | 0 | 2540 | 0 | 0 | 0 | 0 | 0 | 0 | 0 | 0 | 0 | 0 | 0
MISO_MO-IL_2_ENT | MISO_MO-IL | ENT | 2015 | B18 | 400 | 0 | 2540 | 0 | 0 | 0 | 0 | 0 | 0 | 0 | 0 | 0 | 0 | 0
MISO_MO-IL_2_ENT | MISO_MO-IL | ENT | 2015 | B19 | 700 | 0 | 2540 | 0 | 0 | 0 | 0 | 0 | 0 | 0 | 0 | 0 | 0 | 0
MISO_MO-IL_2_ENT | MISO_MO-IL | ENT | 2015 | B20 | 935 | 0 | 2540 | 0 | 0 | 0 | 0 | 0 | 0 | 0 | 0 | 0 | 0 | 0
MISO_MO-IL_2_ENT | MISO_MO-IL | ENT | 2020 | B1 | 10 | 0 | 2540 | 0 | 0 | 0 | 0 | 0 | 0 | 0 | 0 | 0 | 0 | 0
MISO_MO-IL_2_ENT | MISO_MO-IL | ENT | 2020 | B2 | 25 | 0 | 2540 | 0 | 0 | 0 | 0 | 0 | 0 | 0 | 0 | 0 | 0 | 0
MISO_MO-IL_2_ENT | MISO_MO-IL | ENT | 2020 | B3 | 75 | 0 | 2540 | 0 | 0 | 0 | 0 | 0 | 0 | 0 | 0 | 0 | 0 | 0
MISO_MO-IL_2_ENT | MISO_MO-IL | ENT | 2020 | B4 | 100 | 0 | 2540 | 0 | 0 | 0 | 0 | 0 | 0 | 0 | 0 | 0 | 0 | 0
MISO_MO-IL_2_ENT | MISO_MO-IL | ENT | 2020 | B5 | 200 | 0 | 2540 | 0 | 0 | 0 | 0 | 0 | 0 | 0 | 0 | 0 | 0 | 0
MISO_MO-IL_2_ENT | MISO_MO-IL | ENT | 2020 | B6 | 300 | 0 | 2540 | 0 | 0 | 0 | 0 | 0 | 0 | 0 | 0 | 0 | 0 | 0
MISO_MO-IL_2_ENT | MISO_MO-IL | ENT | 2020 | B7 | 400 | 0 | 2540 | 0 | 0 | 0 | 0 | 0 | 0 | 0 | 0 | 0 | 0 | 0
MISO_MO-IL_2_ENT | MISO_MO-IL | ENT | 2020 | B8 | 500 | 0 | 2540 | 0 | 0 | 0 | 0 | 0 | 0 | 0 | 0 | 0 | 0 | 0
MISO_MO-IL_2_ENT | MISO_MO-IL | ENT | 2020 | B9 | 800 | 0 | 2540 | 0 | 0 | 0 | 0 | 0 | 0 | 0 | 0 | 0 | 0 | 0
MISO_MO-IL_2_ENT | MISO_MO-IL | ENT | 2020 | B10 | 1262 | 0 | 2540 | 0 | 0 | 0 | 0 | 0 | 0 | 0 | 0 | 0 | 0 | 0
MISO_MO-IL_2_ENT | MISO_MO-IL | ENT | 2020 | B11 | 25 | 0 | 2540 | 311.18 | 0 | 0 | 0 | 0 | 0 | 0 | 0 | 0 | 0 | 0
MISO_MO-IL_2_ENT | MISO_MO-IL | ENT | 2020 | B12 | 200 | 0 | 2540 | 0 | 0 | 0 | 0 | 0 | 0 | 0 | 0 | 0 | 0 | 0
MISO_MO-IL_2_ENT | MISO_MO-IL | ENT | 2020 | B13 | 600 | 0 | 2540 | 0 | 0 | 0 | 0 | 0 | 0 | 0 | 0 | 0 | 0 | 0
MISO_MO-IL_2_ENT | MISO_MO-IL | ENT | 2020 | B14 | 900 | 0 | 2540 | 0 | 0 | 0 | 0 | 0 | 0 | 0 | 0 | 0 | 0 | 0
MISO_MO-IL_2_ENT | MISO_MO-IL | ENT | 2020 | B15 | 1203 | 0 | 2540 | 0 | 0 | 0 | 0 | 0 | 0 | 0 | 0 | 0 | 0 | 0
MISO_MO-IL_2_ENT | MISO_MO-IL | ENT | 2020 | B16 | 25 | 0 | 2540 | 0 | 0 | 0 | 0 | 0 | 0 | 0 | 0 | 0 | 0 | 0
MISO_MO-IL_2_ENT | MISO_MO-IL | ENT | 2020 | B17 | 100 | 0 | 2540 | 0 | 0 | 0 | 0 | 0 | 0 | 0 | 0 | 0 | 0 | 0
MISO_MO-IL_2_ENT | MISO_MO-IL | ENT | 2020 | B18 | 400 | 0 | 2540 | 0 | 0 | 0 | 0 | 0 | 0 | 0 | 0 | 0 | 0 | 0
MISO_MO-IL_2_ENT | MISO_MO-IL | ENT | 2020 | B19 | 700 | 0 | 2540 | 0 | 0 | 0 | 0 | 0 | 0 | 0 | 0 | 0 | 0 | 0
MISO_MO-IL_2_ENT | MISO_MO-IL | ENT | 2020 | B20 | 935 | 0 | 2540 | 0 | 0 | 0 | 0 | 0 | 0 | 0 | 0 | 0 | 0 | 0
MISO_MO-IL_2_ENT | MISO_MO-IL | ENT | 2025 | B1 | 10 | 0 | 2540 | 2369 | 0 | 0 | 0 | 0 | 0 | 0 | 0 | 0 | 0 | 0
MISO_MO-IL_2_ENT | MISO_MO-IL | ENT | 2025 | B2 | 25 | 0 | 2540 | 1329.82 | 0 | 0 | 0 | 0 | 0 | 0 | 0 | 0 | 0 | 0
MISO_MO-IL_2_ENT | MISO_MO-IL | ENT | 2025 | B3 | 75 | 0 | 2540 | 0 | 1162.11 | 0 | 0 | 0 | 0 | 0 | 0 | 0 | 0 | 0
MISO_MO-IL_2_ENT | MISO_MO-IL | ENT | 2025 | B4 | 100 | 0 | 2540 | 0 | 1664.54 | 0 | 0 | 0 | 0 | 0 | 0 | 0 | 0 | 0
MISO_MO-IL_2_ENT | MISO_MO-IL | ENT | 2025 | B5 | 200 | 0 | 2540 | 0 | 1537.2 | 0 | 0 | 0 | 0 | 0 | 0 | 0 | 0 | 0
MISO_MO-IL_2_ENT | MISO_MO-IL | ENT | 2025 | B6 | 300 | 0 | 2540 | 0 | 165.22 | 0 | 0 | 0 | 0 | 0 | 0 | 0 | 0 | 0
MISO_MO-IL_2_ENT | MISO_MO-IL | ENT | 2025 | B7 | 400 | 0 | 2540 | 0 | 0 | 0 | 0 | 0 | 0 | 0 | 0 | 0 | 0 | 0
MISO_MO-IL_2_ENT | MISO_MO-IL | ENT | 2025 | B8 | 500 | 0 | 2540 | 0 | 0 | 0 | 0 | 0 | 0 | 0 | 0 | 0 | 0 | 0
MISO_MO-IL_2_ENT | MISO_MO-IL | ENT | 2025 | B9 | 800 | 0 | 2540 | 0 | 0 | 0 | 0 | 0 | 0 | 0 | 0 | 0 | 0 | 0
MISO_MO-IL_2_ENT | MISO_MO-IL | ENT | 2025 | B10 | 1262 | 0 | 2540 | 0 | 862.69 | 0 | 0 | 0 | 0 | 0 | 0 | 0 | 0 | 0
MISO_MO-IL_2_ENT | MISO_MO-IL | ENT | 2025 | B11 | 25 | 0 | 2540 | 0 | 1636.36 | 0 | 0 | 0 | 0 | 0 | 0 | 0 | 0 | 0
MISO_MO-IL_2_ENT | MISO_MO-IL | ENT | 2025 | B12 | 200 | 0 | 2540 | 0 | 0 | 0 | 0 | 0 | 0 | 0 | 0 | 0 | 0 | 0
MISO_MO-IL_2_ENT | MISO_MO-IL | ENT | 2025 | B13 | 600 | 0 | 2540 | 0 | 0 | 0 | 0 | 0 | 0 | 0 | 0 | 0 | 0 | 0
MISO_MO-IL_2_ENT | MISO_MO-IL | ENT | 2025 | B14 | 900 | 0 | 2540 | 0 | 0 | 0 | 0 | 0 | 0 | 0 | 0 | 0 | 0 | 0
MISO_MO-IL_2_ENT | MISO_MO-IL | ENT | 2025 | B15 | 1203 | 0 | 2540 | 0 | 0 | 0 | 0 | 0 | 0 | 0 | 0 | 0 | 0 | 0
MISO_MO-IL_2_ENT | MISO_MO-IL | ENT | 2025 | B16 | 25 | 0 | 2540 | 926.54 | 0 | 0 | 0 | 0 | 0 | 0 | 0 | 0 | 0 | 0
MISO_MO-IL_2_ENT | MISO_MO-IL | ENT | 2025 | B17 | 100 | 0 | 2540 | 0 | 0 | 0 | 0 | 0 | 0 | 0 | 0 | 0 | 0 | 0
MISO_MO-IL_2_ENT | MISO_MO-IL | ENT | 2025 | B18 | 400 | 0 | 2540 | 0 | 0 | 0 | 0 | 0 | 0 | 0 | 0 | 0 | 0 | 0
MISO_MO-IL_2_ENT | MISO_MO-IL | ENT | 2025 | B19 | 700 | 0 | 2540 | 0 | 0 | 0 | 0 | 0 | 0 | 0 | 0 | 0 | 0 | 0
MISO_MO-IL_2_ENT | MISO_MO-IL | ENT | 2025 | B20 | 935 | 0 | 2540 | 982.31 | 0 | 0 | 0 | 0 | 0 | 0 | 0 | 0 | 0 | 0
MISO_MO-IL_2_ENT | MISO_MO-IL | ENT | 2030 | B1 | 10 | 0 | 2540 | 2540 | 1109.47 | 0 | 0 | 0 | 582.544 | 0 | 0 | 1.1242 | 7.397 | 2.4657
MISO_MO-IL_2_ENT | MISO_MO-IL | ENT | 2030 | B2 | 25 | 0 | 2540 | 2540 | 2540 | 0 | 0 | 0 | 573.689 | 0.73594 | 0 | 2.7677 | 7.397 | 2.4657
MISO_MO-IL_2_ENT | MISO_MO-IL | ENT | 2030 | B3 | 75 | 0 | 2540 | 0 | 2540 | 535.91 | 0 | 0 | 0 | 1.092 | 0 | 0 | 7.397 | 2.4657
MISO_MO-IL_2_ENT | MISO_MO-IL | ENT | 2030 | B4 | 100 | 0 | 2540 | 389.7 | 666.5 | 0 | 0 | 0 | 0 | 0 | 0 | 0 | 7.397 | 2.4657
MISO_MO-IL_2_ENT | MISO_MO-IL | ENT | 2030 | B5 | 200 | 0 | 2540 | 0 | 751.87 | 0 | 0 | 0 | 0 | 0 | 0 | 0 | 7.397 | 2.4657
MISO_MO-IL_2_ENT | MISO_MO-IL | ENT | 2030 | B6 | 300 | 0 | 2540 | 0 | 0 | 0 | 0 | 0 | 0 | 0 | 0 | 0 | 7.397 | 2.4657
MISO_MO-IL_2_ENT | MISO_MO-IL | ENT | 2030 | B7 | 400 | 0 | 2540 | 0 | 0 | 0 | 0 | 0 | 0 | 0 | 0 | 0 | 7.397 | 2.4657
MISO_MO-IL_2_ENT | MISO_MO-IL | ENT | 2030 | B8 | 500 | 0 | 2540 | 0 | 0 | 0 | 0 | 0 | 0 | 0 | 0 | 0 | 7.397 | 2.4657
MISO_MO-IL_2_ENT | MISO_MO-IL | ENT | 2030 | B9 | 800 | 0 | 2540 | 1388.98 | 426.68 | 0 | 0 | 0 | 0 | 0 | 0 | 0 | 7.397 | 2.4657
MISO_MO-IL_2_ENT | MISO_MO-IL | ENT | 2030 | B10 | 1262 | 0 | 2540 | 2540 | 0 | 0 | 0 | 0 | 5.4721 | 0 | 0 | 1.3326 | 7.397 | 2.4657
MISO_MO-IL_2_ENT | MISO_MO-IL | ENT | 2030 | B11 | 25 | 0 | 2540 | 2540 | 798.16 | 0 | 0 | 0 | 1.4007 | 0 | 0 | 0.0067573 | 7.397 | 2.4657
MISO_MO-IL_2_ENT | MISO_MO-IL | ENT | 2030 | B12 | 200 | 0 | 2540 | 2540 | 0 | 0 | 0 | 0 | 4.2969 | 0 | 0 | 0.16584 | 7.397 | 2.4657
MISO_MO-IL_2_ENT | MISO_MO-IL | ENT | 2030 | B13 | 600 | 0 | 2540 | 2540 | 796.5 | 0 | 0 | 0 | 6.3979 | 0 | 0 | 0.74079 | 7.397 | 2.4657
MISO_MO-IL_2_ENT | MISO_MO-IL | ENT | 2030 | B14 | 900 | 0 | 2540 | 2540 | 0 | 0 | 0 | 0 | 6.3979 | 0 | 0 | 1.1112 | 7.397 | 2.4657
MISO_MO-IL_2_ENT | MISO_MO-IL | ENT | 2030 | B15 | 1203 | 0 | 2540 | 2391.72 | 0 | 0 | 0 | 0 | 0 | 0 | 0 | 0 | 7.397 | 2.4657
MISO_MO-IL_2_ENT | MISO_MO-IL | ENT | 2030 | B16 | 25 | 0 | 2540 | 2540 | 0 | 0 | 0 | 0 | 6.9202 | 0 | 0 | 0.033386 | 7.397 | 2.4657
MISO_MO-IL_2_ENT | MISO_MO-IL | ENT | 2030 | B17 | 100 | 0 | 2540 | 2540 | 0 | 0 | 0 | 0 | 6.754 | 0 | 0 | 0.13034 | 7.397 | 2.4657
MISO_MO-IL_2_ENT | MISO_MO-IL | ENT | 2030 | B18 | 400 | 0 | 2540 | 2540 | 293.85 | 0 | 0 | 0 | 6.9202 | 0 | 0 | 0.53417 | 7.397 | 2.4657
MISO_MO-IL_2_ENT | MISO_MO-IL | ENT | 2030 | B19 | 700 | 0 | 2540 | 2540 | 186 | 0 | 0 | 0 | 6.9202 | 0 | 0 | 0.9348 | 7.397 | 2.4657
MISO_MO-IL_2_ENT | MISO_MO-IL | ENT | 2030 | B20 | 935 | 0 | 2540 | 2540 | 0 | 0 | 0 | 0 | 5.4365 | 0 | 0 | 0.98091 | 7.397 | 2.4657
MISO_MO-IL_2_ENT | MISO_MO-IL | ENT | 2035 | B1 | 10 | 0 | 2540 | 2540 | 0 | 0 | 0 | 0 | 505.1516 | 0 | 0 | 1.4339 | 4.4586 | 1.4862
MISO_MO-IL_2_ENT | MISO_MO-IL | ENT | 2035 | B2 | 25 | 0 | 2540 | 2540 | 0 | 0 | 0 | 0 | 491.2162 | 0 | 0 | 3.4858 | 4.4586 | 1.4862
MISO_MO-IL_2_ENT | MISO_MO-IL | ENT | 2035 | B3 | 75 | 0 | 2540 | 0 | 2540 | 1297.31 | 0 | 0 | 0 | 1.009 | 0 | 0 | 4.4586 | 1.4862
MISO_MO-IL_2_ENT | MISO_MO-IL | ENT | 2035 | B4 | 100 | 0 | 2540 | 0 | 0 | 0 | 0 | 0 | 0 | 0 | 0 | 0 | 4.4586 | 1.4862
MISO_MO-IL_2_ENT | MISO_MO-IL | ENT | 2035 | B5 | 200 | 0 | 2540 | 0 | 0 | 0 | 0 | 0 | 0 | 0 | 0 | 0 | 4.4586 | 1.4862
MISO_MO-IL_2_ENT | MISO_MO-IL | ENT | 2035 | B6 | 300 | 0 | 2540 | 0 | 0 | 0 | 0 | 0 | 0 | 0 | 0 | 0 | 4.4586 | 1.4862
MISO_MO-IL_2_ENT | MISO_MO-IL | ENT | 2035 | B7 | 400 | 0 | 2540 | 0 | 1253.61 | 0 | 0 | 0 | 0 | 0 | 0 | 0 | 4.4586 | 1.4862
MISO_MO-IL_2_ENT | MISO_MO-IL | ENT | 2035 | B8 | 500 | 0 | 2540 | 2540 | 2498.48 | 2540 | 0 | 0 | 0.64098 | 0 | 0.1187 | 0.090971 | 4.4586 | 1.4862
MISO_MO-IL_2_ENT | MISO_MO-IL | ENT | 2035 | B9 | 800 | 0 | 2540 | 2540 | 1390.79 | 543.79 | 0 | 0 | 0.86651 | 0 | 0 | 0.19677 | 4.4586 | 1.4862
MISO_MO-IL_2_ENT | MISO_MO-IL | ENT | 2035 | B10 | 1262 | 0 | 2540 | 1626.45 | 0 | 0 | 0 | 0 | 0 | 0 | 0 | 0 | 4.4586 | 1.4862
MISO_MO-IL_2_ENT | MISO_MO-IL | ENT | 2035 | B11 | 25 | 0 | 2540 | 2540 | 0 | 0 | 0 | 0 | 5.5196 | 0 | 0 | 0.039168 | 4.4586 | 1.4862
MISO_MO-IL_2_ENT | MISO_MO-IL | ENT | 2035 | B12 | 200 | 0 | 2540 | 1642.53 | 0 | 0 | 0 | 0 | 0 | 0 | 0 | 0 | 4.4586 | 1.4862
MISO_MO-IL_2_ENT | MISO_MO-IL | ENT | 2035 | B13 | 600 | 0 | 2540 | 431.69 | 0 | 0 | 0 | 0 | 0 | 0 | 0 | 0 | 4.4586 | 1.4862
MISO_MO-IL_2_ENT | MISO_MO-IL | ENT | 2035 | B14 | 900 | 0 | 2540 | 317.49 | 0 | 0 | 0 | 0 | 0 | 0 | 0 | 0 | 4.4586 | 1.4862
MISO_MO-IL_2_ENT | MISO_MO-IL | ENT | 2035 | B15 | 1203 | 0 | 2540 | 2540 | 0 | 0 | 0 | 0 | 1.1277 | 0 | 0 | 0.38506 | 4.4586 | 1.4862
MISO_MO-IL_2_ENT | MISO_MO-IL | ENT | 2035 | B16 | 25 | 0 | 2540 | 2540 | 0 | 0 | 0 | 0 | 16.618 | 0 | 0 | 0.11793 | 4.4586 | 1.4862
MISO_MO-IL_2_ENT | MISO_MO-IL | ENT | 2035 | B17 | 100 | 0 | 2540 | 1713.37 | 0 | 0 | 0 | 0 | 0 | 0 | 0 | 0 | 4.4586 | 1.4862
MISO_MO-IL_2_ENT | MISO_MO-IL | ENT | 2035 | B18 | 400 | 0 | 2540 | 1160.97 | 0 | 0 | 0 | 0 | 0 | 0 | 0 | 0 | 4.4586 | 1.4862
MISO_MO-IL_2_ENT | MISO_MO-IL | ENT | 2035 | B19 | 700 | 0 | 2540 | 198.76 | 0 | 0 | 0 | 0 | 0 | 0 | 0 | 0 | 4.4586 | 1.4862
MISO_MO-IL_2_ENT | MISO_MO-IL | ENT | 2035 | B20 | 935 | 0 | 2540 | 2540 | 0 | 0 | 0 | 0 | 0.73594 | 0 | 0 | 0.19532 | 4.4586 | 1.4862
MISO_MO-IL_2_ENT | MISO_MO-IL | ENT | 2040 | B1 | 10 | 0 | 2540 | 2540 | 0 | 0 | 0 | 0 | 429.789 | 0 | 0 | 1.5801 | 6.4561 | 2.152
MISO_MO-IL_2_ENT | MISO_MO-IL | ENT | 2040 | B2 | 25 | 0 | 2540 | 2540 | 0 | 0 | 0 | 0 | 321.5464 | 0 | 0 | 2.9554 | 6.4561 | 2.152
MISO_MO-IL_2_ENT | MISO_MO-IL | ENT | 2040 | B3 | 75 | 0 | 2540 | 387.17 | 1888.87 | 0 | 0 | 0 | 0 | 0 | 0 | 0 | 6.4561 | 2.152
MISO_MO-IL_2_ENT | MISO_MO-IL | ENT | 2040 | B4 | 100 | 0 | 2540 | 0 | 15.59 | 0 | 0 | 0 | 0 | 0 | 0 | 0 | 6.4561 | 2.152
MISO_MO-IL_2_ENT | MISO_MO-IL | ENT | 2040 | B5 | 200 | 0 | 2540 | 0 | 2452.42 | 0 | 0 | 0 | 0 | 0 | 0 | 0 | 6.4561 | 2.152
MISO_MO-IL_2_ENT | MISO_MO-IL | ENT | 2040 | B6 | 300 | 0 | 2540 | 0 | 2540 | 0 | 0 | 0 | 0 | 0.65285 | 0 | 0 | 6.4561 | 2.152
MISO_MO-IL_2_ENT | MISO_MO-IL | ENT | 2040 | B7 | 400 | 400 | 2540 | 0 | 2540 | 2540 | 5220.7 | 324.62 | 0 | 5.935 | 1.9823 | 0 | 6.4561 | 2.152
MISO_MO-IL_2_ENT | MISO_MO-IL | ENT | 2040 | B8 | 500 | 500 | 2540 | 2540 | 2540 | 2540 | 2900.01 | 0 | 3.9883 | 5.935 | 0.99708 | 0.73315 | 6.4561 | 2.152
MISO_MO-IL_2_ENT | MISO_MO-IL | ENT | 2040 | B9 | 800 | 0 | 2540 | 0 | 2540 | 0 | 0 | 0 | 0 | 1.7449 | 0 | 0 | 6.4561 | 2.152
MISO_MO-IL_2_ENT | MISO_MO-IL | ENT | 2040 | B10 | 1262 | 0 | 2540 | 451.96 | 0 | 0 | 0 | 0 | 0 | 0 | 0 | 0 | 6.4561 | 2.152
MISO_MO-IL_2_ENT | MISO_MO-IL | ENT | 2040 | B11 | 25 | 0 | 2540 | 2540 | 2526.39 | 1863.67 | 0 | 0 | 8.9975 | 0 | 0 | 0.082697 | 6.4561 | 2.152
MISO_MO-IL_2_ENT | MISO_MO-IL | ENT | 2040 | B12 | 200 | 0 | 2540 | 2540 | 0 | 0 | 0 | 0 | 6.4217 | 0 | 0 | 0.47218 | 6.4561 | 2.152
MISO_MO-IL_2_ENT | MISO_MO-IL | ENT | 2040 | B13 | 600 | 0 | 2540 | 2540 | 0 | 0 | 0 | 0 | 6.1961 | 0 | 0 | 1.3668 | 6.4561 | 2.152
MISO_MO-IL_2_ENT | MISO_MO-IL | ENT | 2040 | B14 | 900 | 0 | 2540 | 1476.88 | 0 | 0 | 0 | 0 | 0 | 0 | 0 | 0 | 6.4561 | 2.152
MISO_MO-IL_2_ENT | MISO_MO-IL | ENT | 2040 | B15 | 1203 | 0 | 2540 | 2185.54 | 0 | 0 | 0 | 0 | 0 | 0 | 0 | 0 | 6.4561 | 2.152
MISO_MO-IL_2_ENT | MISO_MO-IL | ENT | 2040 | B16 | 25 | 0 | 2540 | 2540 | 0 | 0 | 0 | 0 | 9.8521 | 0 | 0 | 0.090552 | 6.4561 | 2.152
MISO_MO-IL_2_ENT | MISO_MO-IL | ENT | 2040 | B17 | 100 | 0 | 2540 | 2325.32 | 0 | 0 | 0 | 0 | 0 | 0 | 0 | 0 | 6.4561 | 2.152
MISO_MO-IL_2_ENT | MISO_MO-IL | ENT | 2040 | B18 | 400 | 0 | 2540 | 2540 | 0 | 0 | 0 | 0 | 8.9975 | 0 | 0 | 1.3232 | 6.4561 | 2.152
MISO_MO-IL_2_ENT | MISO_MO-IL | ENT | 2040 | B19 | 700 | 0 | 2540 | 2219.25 | 0 | 0 | 0 | 0 | 0 | 0 | 0 | 0 | 6.4561 | 2.152
MISO_MO-IL_2_ENT | MISO_MO-IL | ENT | 2040 | B20 | 935 | 0 | 2540 | 2540 | 0 | 0 | 0 | 0 | 0.01187 | 0 | 0 | 0.0040803 | 6.4561 | 2.152
MISO_MO-IL_2_ENT | MISO_MO-IL | ENT | 2045 | B1 | 10 | 0 | 2540 | 2540 | 0 | 0 | 0 | 0 | 320.0745 | 0 | 0 | 1.4562 | 4.1015 | 1.3672
MISO_MO-IL_2_ENT | MISO_MO-IL | ENT | 2045 | B2 | 25 | 0 | 2540 | 2540 | 0 | 0 | 0 | 0 | 159.7109 | 0 | 0 | 1.8165 | 4.1015 | 1.3672
MISO_MO-IL_2_ENT | MISO_MO-IL | ENT | 2045 | B3 | 75 | 0 | 2540 | 47.07 | 456.5 | 0 | 0 | 0 | 0 | 0 | 0 | 0 | 4.1015 | 1.3672
MISO_MO-IL_2_ENT | MISO_MO-IL | ENT | 2045 | B4 | 100 | 0 | 2540 | 0 | 0 | 0 | 0 | 0 | 0 | 0 | 0 | 0 | 4.1015 | 1.3672
MISO_MO-IL_2_ENT | MISO_MO-IL | ENT | 2045 | B5 | 200 | 0 | 2540 | 0 | 761.8 | 601.03 | 0 | 0 | 0 | 0 | 0 | 0 | 4.1015 | 1.3672
MISO_MO-IL_2_ENT | MISO_MO-IL | ENT | 2045 | B6 | 300 | 0 | 2540 | 0 | 1354.94 | 730.78 | 0 | 0 | 0 | 0 | 0 | 0 | 4.1015 | 1.3672
MISO_MO-IL_2_ENT | MISO_MO-IL | ENT | 2045 | B7 | 400 | 400 | 2540 | 179.13 | 2540 | 2540 | 1392.96 | 0 | 0 | 4.1782 | 0.40358 | 0 | 4.1015 | 1.3672
MISO_MO-IL_2_ENT | MISO_MO-IL | ENT | 2045 | B8 | 500 | 0 | 2540 | 0 | 0 | 0 | 0 | 0 | 0 | 0 | 0 | 0 | 4.1015 | 1.3672
MISO_MO-IL_2_ENT | MISO_MO-IL | ENT | 2045 | B9 | 800 | 0 | 2540 | 0 | 0 | 0 | 0 | 0 | 0 | 0 | 0 | 0 | 4.1015 | 1.3672
MISO_MO-IL_2_ENT | MISO_MO-IL | ENT | 2045 | B10 | 1262 | 0 | 2540 | 1159.16 | 0 | 0 | 0 | 0 | 0 | 0 | 0 | 0 | 4.1015 | 1.3672
MISO_MO-IL_2_ENT | MISO_MO-IL | ENT | 2045 | B11 | 25 | 0 | 2540 | 1546.5 | 0 | 0 | 0 | 0 | 0 | 0 | 0 | 0 | 4.1015 | 1.3672
MISO_MO-IL_2_ENT | MISO_MO-IL | ENT | 2045 | B12 | 200 | 0 | 2540 | 1688.83 | 0 | 0 | 0 | 0 | 0 | 0 | 0 | 0 | 4.1015 | 1.3672
MISO_MO-IL_2_ENT | MISO_MO-IL | ENT | 2045 | B13 | 600 | 0 | 2540 | 214.81 | 0 | 0 | 0 | 0 | 0 | 0 | 0 | 0 | 4.1015 | 1.3672
MISO_MO-IL_2_ENT | MISO_MO-IL | ENT | 2045 | B14 | 900 | 0 | 2540 | 0 | 0 | 0 | 0 | 0 | 0 | 0 | 0 | 0 | 4.1015 | 1.3672
MISO_MO-IL_2_ENT | MISO_MO-IL | ENT | 2045 | B15 | 1203 | 0 | 2540 | 2540 | 0 | 0 | 0 | 0 | 0.01187 | 0 | 0 | 0.0064966 | 4.1015 | 1.3672
MISO_MO-IL_2_ENT | MISO_MO-IL | ENT | 2045 | B16 | 25 | 0 | 2540 | 2540 | 0 | 0 | 0 | 0 | 93.5 | 0 | 0 | 1.0635 | 4.1015 | 1.3672
MISO_MO-IL_2_ENT | MISO_MO-IL | ENT | 2045 | B17 | 100 | 0 | 2540 | 446.72 | 0 | 0 | 0 | 0 | 0 | 0 | 0 | 0 | 4.1015 | 1.3672
MISO_MO-IL_2_ENT | MISO_MO-IL | ENT | 2045 | B18 | 400 | 0 | 2540 | 0 | 0 | 0 | 0 | 0 | 0 | 0 | 0 | 0 | 4.1015 | 1.3672
MISO_MO-IL_2_ENT | MISO_MO-IL | ENT | 2045 | B19 | 700 | 0 | 2540 | 0 | 0 | 0 | 0 | 0 | 0 | 0 | 0 | 0 | 4.1015 | 1.3672
MISO_MO-IL_2_ENT | MISO_MO-IL | ENT | 2045 | B20 | 935 | 0 | 2540 | 2540 | 0 | 0 | 0 | 0 | 2.647 | 0 | 0 | 1.126 | 4.1015 | 1.3672
MISO_MO-IL_2_ENT | MISO_MO-IL | ENT | 2050 | B1 | 10 | 0 | 2540 | 2236.24 | 0 | 0 | 0 | 0 | 0 | 0 | 0 | 0 | 2.511 | 0.83701
MISO_MO-IL_2_ENT | MISO_MO-IL | ENT | 2050 | B2 | 25 | 0 | 2540 | 1924.96 | 0 | 0 | 0 | 0 | 0 | 0 | 0 | 0 | 2.511 | 0.83701
MISO_MO-IL_2_ENT | MISO_MO-IL | ENT | 2050 | B3 | 75 | 0 | 2540 | 0 | 1820.94 | 0 | 0 | 0 | 0 | 0 | 0 | 0 | 2.511 | 0.83701
MISO_MO-IL_2_ENT | MISO_MO-IL | ENT | 2050 | B4 | 100 | 0 | 2540 | 0 | 2540 | 0 | 0 | 0 | 0 | 0.99708 | 0 | 0 | 2.511 | 0.83701
MISO_MO-IL_2_ENT | MISO_MO-IL | ENT | 2050 | B5 | 200 | 0 | 2540 | 0 | 747.99 | 1016.08 | 0 | 0 | 0 | 0 | 0 | 0 | 2.511 | 0.83701
MISO_MO-IL_2_ENT | MISO_MO-IL | ENT | 2050 | B6 | 300 | 0 | 2540 | 0 | 0 | 0 | 0 | 0 | 0 | 0 | 0 | 0 | 2.511 | 0.83701
MISO_MO-IL_2_ENT | MISO_MO-IL | ENT | 2050 | B7 | 400 | 0 | 2540 | 0 | 0 | 0 | 0 | 0 | 0 | 0 | 0 | 0 | 2.511 | 0.83701
MISO_MO-IL_2_ENT | MISO_MO-IL | ENT | 2050 | B8 | 500 | 0 | 2540 | 0 | 0 | 0 | 0 | 0 | 0 | 0 | 0 | 0 | 2.511 | 0.83701
MISO_MO-IL_2_ENT | MISO_MO-IL | ENT | 2050 | B9 | 800 | 0 | 2540 | 0 | 0 | 0 | 0 | 0 | 0 | 0 | 0 | 0 | 2.511 | 0.83701
MISO_MO-IL_2_ENT | MISO_MO-IL | ENT | 2050 | B10 | 1262 | 0 | 2540 | 0 | 0 | 0 | 0 | 0 | 0 | 0 | 0 | 0 | 2.511 | 0.83701
MISO_MO-IL_2_ENT | MISO_MO-IL | ENT | 2050 | B11 | 25 | 0 | 2540 | 1374.14 | 0 | 0 | 0 | 0 | 0 | 0 | 0 | 0 | 2.511 | 0.83701
MISO_MO-IL_2_ENT | MISO_MO-IL | ENT | 2050 | B12 | 200 | 0 | 2540 | 1451.07 | 0 | 0 | 0 | 0 | 0 | 0 | 0 | 0 | 2.511 | 0.83701
MISO_MO-IL_2_ENT | MISO_MO-IL | ENT | 2050 | B13 | 600 | 0 | 2540 | 1619.41 | 0 | 0 | 0 | 0 | 0 | 0 | 0 | 0 | 2.511 | 0.83701
MISO_MO-IL_2_ENT | MISO_MO-IL | ENT | 2050 | B14 | 900 | 0 | 2540 | 554.55 | 0 | 0 | 0 | 0 | 0 | 0 | 0 | 0 | 2.511 | 0.83701
MISO_MO-IL_2_ENT | MISO_MO-IL | ENT | 2050 | B15 | 1203 | 0 | 2540 | 0 | 0 | 0 | 0 | 0 | 0 | 0 | 0 | 0 | 2.511 | 0.83701
MISO_MO-IL_2_ENT | MISO_MO-IL | ENT | 2050 | B16 | 25 | 0 | 2540 | 2540 | 0 | 0 | 0 | 0 | 56.7267 | 0 | 0 | 3.3369 | 2.511 | 0.83701
MISO_MO-IL_2_ENT | MISO_MO-IL | ENT | 2050 | B17 | 100 | 0 | 2540 | 526.58 | 0 | 0 | 0 | 0 | 0 | 0 | 0 | 0 | 2.511 | 0.83701
MISO_MO-IL_2_ENT | MISO_MO-IL | ENT | 2050 | B18 | 400 | 0 | 2540 | 2540 | 0 | 0 | 0 | 0 | 0.01187 | 0 | 0 | 0.011172 | 2.511 | 0.83701
MISO_MO-IL_2_ENT | MISO_MO-IL | ENT | 2050 | B19 | 700 | 0 | 2540 | 1691.42 | 0 | 0 | 0 | 0 | 0 | 0 | 0 | 0 | 2.511 | 0.83701
MISO_MO-IL_2_ENT | MISO_MO-IL | ENT | 2050 | B20 | 935 | 0 | 2540 | 291.54 | 0 | 0 | 0 | 0 | 0 | 0 | 0 | 0 | 2.511 | 0.83701
MISO_MO-IL_2_MISO_IN | MISO_MO-IL | MISO_IN | 2015 | B1 | 10 | 0 | 2100 | 1940.55 | 2100 | 2100 | 0 | 1529.32 | 0 | 0.01187 | 0.08309 | 0 | 0.27677 | 0.092258
MISO_MO-IL_2_MISO_IN | MISO_MO-IL | MISO_IN | 2015 | B2 | 25 | 0 | 2100 | 1621.06 | 1879.37 | 2100 | 0 | 1275.19 | 0 | 0 | 0.08309 | 0 | 0.27677 | 0.092258
MISO_MO-IL_2_MISO_IN | MISO_MO-IL | MISO_IN | 2015 | B3 | 75 | 0 | 2100 | 788.83 | 0 | 2100 | 0 | 1636.68 | 0 | 0 | 0.08309 | 0 | 0.27677 | 0.092258
MISO_MO-IL_2_MISO_IN | MISO_MO-IL | MISO_IN | 2015 | B4 | 100 | 0 | 2100 | 166.22 | 0 | 2100 | 0 | 725.38 | 0 | 0 | 0.08309 | 0 | 0.27677 | 0.092258
MISO_MO-IL_2_MISO_IN | MISO_MO-IL | MISO_IN | 2015 | B5 | 200 | 0 | 2100 | 0 | 0 | 2007.72 | 0 | 0 | 0 | 0 | 0 | 0 | 0.27677 | 0.092258
MISO_MO-IL_2_MISO_IN | MISO_MO-IL | MISO_IN | 2015 | B6 | 300 | 0 | 2100 | 227.81 | 0 | 881.87 | 0 | 0 | 0 | 0 | 0 | 0 | 0.27677 | 0.092258
MISO_MO-IL_2_MISO_IN | MISO_MO-IL | MISO_IN | 2015 | B7 | 400 | 0 | 2100 | 620.57 | 1391.74 | 587.46 | 0 | 0 | 0 | 0 | 0 | 0 | 0.27677 | 0.092258
MISO_MO-IL_2_MISO_IN | MISO_MO-IL | MISO_IN | 2015 | B8 | 500 | 0 | 2100 | 798.74 | 1359.97 | 662.04 | 0 | 0 | 0 | 0 | 0 | 0 | 0.27677 | 0.092258
MISO_MO-IL_2_MISO_IN | MISO_MO-IL | MISO_IN | 2015 | B9 | 800 | 0 | 2100 | 1389.13 | 1389.13 | 2100 | 0 | 125.19 | 0 | 0 | 0.08309 | 0 | 0.27677 | 0.092258
MISO_MO-IL_2_MISO_IN | MISO_MO-IL | MISO_IN | 2015 | B10 | 1262 | 1262 | 2100 | 2100 | 2100 | 2100 | 882.46 | 408.64 | 0.14244 | 0.26114 | 0.08309 | 0.13198 | 0.27677 | 0.092258
MISO_MO-IL_2_MISO_IN | MISO_MO-IL | MISO_IN | 2015 | B11 | 25 | 0 | 2100 | 0 | 0 | 2100 | 0 | 880.04 | 0 | 0 | 0.08309 | 0 | 0.27677 | 0.092258
MISO_MO-IL_2_MISO_IN | MISO_MO-IL | MISO_IN | 2015 | B12 | 200 | 0 | 2100 | 1248.37 | 960.51 | 2100 | 0 | 207.15 | 0 | 0 | 0.08309 | 0 | 0.27677 | 0.092258
MISO_MO-IL_2_MISO_IN | MISO_MO-IL | MISO_IN | 2015 | B13 | 600 | 0 | 2100 | 1285.47 | 1285.47 | 1757.51 | 0 | 0 | 0 | 0 | 0 | 0 | 0.27677 | 0.092258
MISO_MO-IL_2_MISO_IN | MISO_MO-IL | MISO_IN | 2015 | B14 | 900 | 0 | 2100 | 0 | 627.49 | 1005.01 | 0 | 0 | 0 | 0 | 0 | 0 | 0.27677 | 0.092258
MISO_MO-IL_2_MISO_IN | MISO_MO-IL | MISO_IN | 2015 | B15 | 1203 | 0 | 2100 | 0 | 0 | 1188.64 | 0 | 0 | 0 | 0 | 0 | 0 | 0.27677 | 0.092258
MISO_MO-IL_2_MISO_IN | MISO_MO-IL | MISO_IN | 2015 | B16 | 25 | 25 | 2100 | 1848.33 | 2100 | 2100 | 970.12 | 1551.44 | 0 | 0.26114 | 0.08309 | 0 | 0.27677 | 0.092258
MISO_MO-IL_2_MISO_IN | MISO_MO-IL | MISO_IN | 2015 | B17 | 100 | 100 | 2100 | 2100 | 2100 | 2100 | 2338.93 | 0 | 3.2286 | 0.26114 | 0.08309 | 0.23705 | 0.27677 | 0.092258
MISO_MO-IL_2_MISO_IN | MISO_MO-IL | MISO_IN | 2015 | B18 | 400 | 0 | 2100 | 1005.74 | 2100 | 1840.05 | 0 | 0 | 0 | 0.13057 | 0 | 0 | 0.27677 | 0.092258
MISO_MO-IL_2_MISO_IN | MISO_MO-IL | MISO_IN | 2015 | B19 | 700 | 0 | 2100 | 48.81 | 1206.53 | 1799.66 | 0 | 0 | 0 | 0 | 0 | 0 | 0.27677 | 0.092258
MISO_MO-IL_2_MISO_IN | MISO_MO-IL | MISO_IN | 2015 | B20 | 935 | 0 | 2100 | 1336.48 | 1540.83 | 2100 | 0 | 0 | 0 | 0 | 0.03561 | 0 | 0.27677 | 0.092258
MISO_MO-IL_2_MISO_IN | MISO_MO-IL | MISO_IN | 2020 | B1 | 10 | 0 | 2100 | 0 | 0 | 2100 | 0 | 864.39 | 0 | 0 | 0.01187 | 0 | 0 | 0
MISO_MO-IL_2_MISO_IN | MISO_MO-IL | MISO_IN | 2020 | B2 | 25 | 0 | 2100 | 0 | 0 | 0 | 0 | 0 | 0 | 0 | 0 | 0 | 0 | 0
MISO_MO-IL_2_MISO_IN | MISO_MO-IL | MISO_IN | 2020 | B3 | 75 | 0 | 2100 | 0 | 0 | 0 | 0 | 0 | 0 | 0 | 0 | 0 | 0 | 0
MISO_MO-IL_2_MISO_IN | MISO_MO-IL | MISO_IN | 2020 | B4 | 100 | 0 | 2100 | 0 | 0 | 0 | 0 | 0 | 0 | 0 | 0 | 0 | 0 | 0
MISO_MO-IL_2_MISO_IN | MISO_MO-IL | MISO_IN | 2020 | B5 | 200 | 0 | 2100 | 0 | 0 | 0 | 0 | 0 | 0 | 0 | 0 | 0 | 0 | 0
MISO_MO-IL_2_MISO_IN | MISO_MO-IL | MISO_IN | 2020 | B6 | 300 | 0 | 2100 | 0 | 0 | 0 | 0 | 0 | 0 | 0 | 0 | 0 | 0 | 0
MISO_MO-IL_2_MISO_IN | MISO_MO-IL | MISO_IN | 2020 | B7 | 400 | 0 | 2100 | 0 | 0 | 0 | 0 | 0 | 0 | 0 | 0 | 0 | 0 | 0
MISO_MO-IL_2_MISO_IN | MISO_MO-IL | MISO_IN | 2020 | B8 | 500 | 0 | 2100 | 0 | 0 | 0 | 0 | 0 | 0 | 0 | 0 | 0 | 0 | 0
MISO_MO-IL_2_MISO_IN | MISO_MO-IL | MISO_IN | 2020 | B9 | 800 | 0 | 2100 | 0 | 0 | 0 | 0 | 0 | 0 | 0 | 0 | 0 | 0 | 0
MISO_MO-IL_2_MISO_IN | MISO_MO-IL | MISO_IN | 2020 | B10 | 1262 | 0 | 2100 | 0 | 0 | 0 | 0 | 0 | 0 | 0 | 0 | 0 | 0 | 0
MISO_MO-IL_2_MISO_IN | MISO_MO-IL | MISO_IN | 2020 | B11 | 25 | 0 | 2100 | 0 | 0 | 0 | 0 | 0 | 0 | 0 | 0 | 0 | 0 | 0
MISO_MO-IL_2_MISO_IN | MISO_MO-IL | MISO_IN | 2020 | B12 | 200 | 0 | 2100 | 0 | 0 | 1511.26 | 0 | 0 | 0 | 0 | 0 | 0 | 0 | 0
MISO_MO-IL_2_MISO_IN | MISO_MO-IL | MISO_IN | 2020 | B13 | 600 | 0 | 2100 | 0 | 0 | 0 | 0 | 0 | 0 | 0 | 0 | 0 | 0 | 0
MISO_MO-IL_2_MISO_IN | MISO_MO-IL | MISO_IN | 2020 | B14 | 900 | 0 | 2100 | 0 | 0 | 2100 | 0 | 338.12 | 0 | 0 | 0.01187 | 0 | 0 | 0
MISO_MO-IL_2_MISO_IN | MISO_MO-IL | MISO_IN | 2020 | B15 | 1203 | 0 | 2100 | 0 | 0 | 2100 | 0 | 2180 | 0 | 0 | 0.01187 | 0 | 0 | 0
MISO_MO-IL_2_MISO_IN | MISO_MO-IL | MISO_IN | 2020 | B16 | 25 | 0 | 2100 | 0 | 1502.58 | 1009.62 | 0 | 0 | 0 | 0 | 0 | 0 | 0 | 0
MISO_MO-IL_2_MISO_IN | MISO_MO-IL | MISO_IN | 2020 | B17 | 100 | 0 | 2100 | 214.22 | 805.51 | 1149.41 | 0 | 0 | 0 | 0 | 0 | 0 | 0 | 0
MISO_MO-IL_2_MISO_IN | MISO_MO-IL | MISO_IN | 2020 | B18 | 400 | 0 | 2100 | 0 | 237.48 | 0 | 0 | 0 | 0 | 0 | 0 | 0 | 0 | 0
MISO_MO-IL_2_MISO_IN | MISO_MO-IL | MISO_IN | 2020 | B19 | 700 | 0 | 2100 | 0 | 0 | 0 | 0 | 0 | 0 | 0 | 0 | 0 | 0 | 0
MISO_MO-IL_2_MISO_IN | MISO_MO-IL | MISO_IN | 2020 | B20 | 935 | 0 | 2100 | 0 | 0 | 2100 | 0 | 1927.44 | 0 | 0 | 0.01187 | 0 | 0 | 0
MISO_MO-IL_2_MISO_IN | MISO_MO-IL | MISO_IN | 2025 | B1 | 10 | 0 | 2100 | 0 | 0 | 399.31 | 0 | 0 | 0 | 0 | 0 | 0 | 2.7668 | 0.92225
MISO_MO-IL_2_MISO_IN | MISO_MO-IL | MISO_IN | 2025 | B2 | 25 | 0 | 2100 | 0 | 0 | 0 | 0 | 0 | 0 | 0 | 0 | 0 | 2.7668 | 0.92225
MISO_MO-IL_2_MISO_IN | MISO_MO-IL | MISO_IN | 2025 | B3 | 75 | 0 | 2100 | 0 | 0 | 0 | 0 | 0 | 0 | 0 | 0 | 0 | 2.7668 | 0.92225
MISO_MO-IL_2_MISO_IN | MISO_MO-IL | MISO_IN | 2025 | B4 | 100 | 0 | 2100 | 0 | 0 | 0 | 0 | 0 | 0 | 0 | 0 | 0 | 2.7668 | 0.92225
MISO_MO-IL_2_MISO_IN | MISO_MO-IL | MISO_IN | 2025 | B5 | 200 | 0 | 2100 | 0 | 0 | 0 | 0 | 0 | 0 | 0 | 0 | 0 | 2.7668 | 0.92225
MISO_MO-IL_2_MISO_IN | MISO_MO-IL | MISO_IN | 2025 | B6 | 300 | 0 | 2100 | 0 | 0 | 0 | 0 | 0 | 0 | 0 | 0 | 0 | 2.7668 | 0.92225
MISO_MO-IL_2_MISO_IN | MISO_MO-IL | MISO_IN | 2025 | B7 | 400 | 0 | 2100 | 0 | 0 | 0 | 0 | 0 | 0 | 0 | 0 | 0 | 2.7668 | 0.92225
MISO_MO-IL_2_MISO_IN | MISO_MO-IL | MISO_IN | 2025 | B8 | 500 | 0 | 2100 | 296.4 | 0 | 0 | 0 | 0 | 0 | 0 | 0 | 0 | 2.7668 | 0.92225
MISO_MO-IL_2_MISO_IN | MISO_MO-IL | MISO_IN | 2025 | B9 | 800 | 0 | 2100 | 0 | 0 | 0 | 0 | 0 | 0 | 0 | 0 | 0 | 2.7668 | 0.92225
MISO_MO-IL_2_MISO_IN | MISO_MO-IL | MISO_IN | 2025 | B10 | 1262 | 0 | 2100 | 0 | 0 | 2100 | 0 | 0 | 0 | 0 | 0.55789 | 0 | 2.7668 | 0.92225
MISO_MO-IL_2_MISO_IN | MISO_MO-IL | MISO_IN | 2025 | B11 | 25 | 0 | 2100 | 1369.43 | 0 | 438.03 | 0 | 0 | 0 | 0 | 0 | 0 | 2.7668 | 0.92225
MISO_MO-IL_2_MISO_IN | MISO_MO-IL | MISO_IN | 2025 | B12 | 200 | 0 | 2100 | 2100 | 868.45 | 1729.47 | 0 | 0 | 8.9975 | 0 | 0 | 0.35542 | 2.7668 | 0.92225
MISO_MO-IL_2_MISO_IN | MISO_MO-IL | MISO_IN | 2025 | B13 | 600 | 0 | 2100 | 2100 | 234.74 | 2100 | 0 | 836.86 | 2.8607 | 0 | 0.91399 | 0.33901 | 2.7668 | 0.92225
MISO_MO-IL_2_MISO_IN | MISO_MO-IL | MISO_IN | 2025 | B14 | 900 | 0 | 2100 | 2100 | 861.62 | 2100 | 0 | 3258.95 | 4.6412 | 0 | 0.91399 | 0.82502 | 2.7668 | 0.92225
MISO_MO-IL_2_MISO_IN | MISO_MO-IL | MISO_IN | 2025 | B15 | 1203 | 0 | 2100 | 2100 | 298.8 | 2100 | 0 | 44.18 | 2.374 | 0 | 0.91399 | 0.56408 | 2.7668 | 0.92225
MISO_MO-IL_2_MISO_IN | MISO_MO-IL | MISO_IN | 2025 | B16 | 25 | 0 | 2100 | 2100 | 1867.09 | 2100 | 0 | 3276.03 | 35.3489 | 0 | 0.91399 | 0.17455 | 2.7668 | 0.92225
MISO_MO-IL_2_MISO_IN | MISO_MO-IL | MISO_IN | 2025 | B17 | 100 | 0 | 2100 | 2100 | 1669.11 | 2100 | 0 | 2225.53 | 14.9799 | 0 | 0.91399 | 0.29587 | 2.7668 | 0.92225
MISO_MO-IL_2_MISO_IN | MISO_MO-IL | MISO_IN | 2025 | B18 | 400 | 0 | 2100 | 2100 | 1387.35 | 2100 | 0 | 0 | 5.7095 | 0 | 0.75968 | 0.45107 | 2.7668 | 0.92225
MISO_MO-IL_2_MISO_IN | MISO_MO-IL | MISO_IN | 2025 | B19 | 700 | 0 | 2100 | 2100 | 560.78 | 2100 | 0 | 0 | 1.8873 | 0 | 0.40358 | 0.26094 | 2.7668 | 0.92225
MISO_MO-IL_2_MISO_IN | MISO_MO-IL | MISO_IN | 2025 | B20 | 935 | 0 | 2100 | 2100 | 494.96 | 2100 | 0 | 0 | 2.2909 | 0 | 0.28488 | 0.42307 | 2.7668 | 0.92225
MISO_MO-IL_2_MISO_IN | MISO_MO-IL | MISO_IN | 2030 | B1 | 10 | 0 | 2100 | 0 | 0 | 0 | 0 | 0 | 0 | 0 | 0 | 0 | 3.8133 | 1.2711
MISO_MO-IL_2_MISO_IN | MISO_MO-IL | MISO_IN | 2030 | B2 | 25 | 0 | 2100 | 0 | 0 | 0 | 0 | 0 | 0 | 0 | 0 | 0 | 3.8133 | 1.2711
MISO_MO-IL_2_MISO_IN | MISO_MO-IL | MISO_IN | 2030 | B3 | 75 | 0 | 2100 | 0 | 0 | 0 | 0 | 0 | 0 | 0 | 0 | 0 | 3.8133 | 1.2711
MISO_MO-IL_2_MISO_IN | MISO_MO-IL | MISO_IN | 2030 | B4 | 100 | 0 | 2100 | 0 | 0 | 0 | 0 | 0 | 0 | 0 | 0 | 0 | 3.8133 | 1.2711
MISO_MO-IL_2_MISO_IN | MISO_MO-IL | MISO_IN | 2030 | B5 | 200 | 0 | 2100 | 0 | 0 | 0 | 0 | 0 | 0 | 0 | 0 | 0 | 3.8133 | 1.2711
MISO_MO-IL_2_MISO_IN | MISO_MO-IL | MISO_IN | 2030 | B6 | 300 | 0 | 2100 | 0 | 0 | 0 | 0 | 0 | 0 | 0 | 0 | 0 | 3.8133 | 1.2711
MISO_MO-IL_2_MISO_IN | MISO_MO-IL | MISO_IN | 2030 | B7 | 400 | 0 | 2100 | 0 | 0 | 0 | 0 | 0 | 0 | 0 | 0 | 0 | 3.8133 | 1.2711
MISO_MO-IL_2_MISO_IN | MISO_MO-IL | MISO_IN | 2030 | B8 | 500 | 0 | 2100 | 0 | 0 | 1581.71 | 0 | 0 | 0 | 0 | 0 | 0 | 3.8133 | 1.2711
MISO_MO-IL_2_MISO_IN | MISO_MO-IL | MISO_IN | 2030 | B9 | 800 | 0 | 2100 | 0 | 0 | 0 | 0 | 0 | 0 | 0 | 0 | 0 | 3.8133 | 1.2711
MISO_MO-IL_2_MISO_IN | MISO_MO-IL | MISO_IN | 2030 | B10 | 1262 | 0 | 2100 | 1536.45 | 2100 | 2100 | 0 | 12464.37 | 0 | 1.8992 | 1.2582 | 0 | 3.8133 | 1.2711
MISO_MO-IL_2_MISO_IN | MISO_MO-IL | MISO_IN | 2030 | B11 | 25 | 0 | 2100 | 0 | 0 | 2100 | 0 | 0 | 0 | 0 | 0.74781 | 0 | 3.8133 | 1.2711
MISO_MO-IL_2_MISO_IN | MISO_MO-IL | MISO_IN | 2030 | B12 | 200 | 0 | 2100 | 0 | 0 | 2100 | 0 | 2896.91 | 0 | 0 | 1.2582 | 0 | 3.8133 | 1.2711
MISO_MO-IL_2_MISO_IN | MISO_MO-IL | MISO_IN | 2030 | B13 | 600 | 0 | 2100 | 0 | 0 | 2100 | 0 | 3568.79 | 0 | 0 | 1.2582 | 0 | 3.8133 | 1.2711
MISO_MO-IL_2_MISO_IN | MISO_MO-IL | MISO_IN | 2030 | B14 | 900 | 0 | 2100 | 0 | 0 | 2100 | 0 | 2722.8 | 0 | 0 | 1.2582 | 0 | 3.8133 | 1.2711
MISO_MO-IL_2_MISO_IN | MISO_MO-IL | MISO_IN | 2030 | B15 | 1203 | 0 | 2100 | 2100 | 2100 | 2100 | 0 | 12578.91 | 4.1189 | 1.7568 | 1.2582 | 2.3176 | 3.8133 | 1.2711
MISO_MO-IL_2_MISO_IN | MISO_MO-IL | MISO_IN | 2030 | B16 | 25 | 0 | 2100 | 0 | 0 | 2100 | 0 | 1913.5 | 0 | 0 | 1.2582 | 0 | 3.8133 | 1.2711
MISO_MO-IL_2_MISO_IN | MISO_MO-IL | MISO_IN | 2030 | B17 | 100 | 0 | 2100 | 0 | 0 | 2100 | 0 | 3867.08 | 0 | 0 | 1.2582 | 0 | 3.8133 | 1.2711
MISO_MO-IL_2_MISO_IN | MISO_MO-IL | MISO_IN | 2030 | B18 | 400 | 0 | 2100 | 0 | 0 | 2100 | 0 | 1469.99 | 0 | 0 | 1.2582 | 0 | 3.8133 | 1.2711
MISO_MO-IL_2_MISO_IN | MISO_MO-IL | MISO_IN | 2030 | B19 | 700 | 0 | 2100 | 0 | 0 | 2100 | 0 | 0 | 0 | 0 | 1.1395 | 0 | 3.8133 | 1.2711
MISO_MO-IL_2_MISO_IN | MISO_MO-IL | MISO_IN | 2030 | B20 | 935 | 0 | 2100 | 2100 | 2100 | 2100 | 0 | 13449.85 | 6.3267 | 1.3176 | 1.2582 | 2.7668 | 3.8133 | 1.2711
MISO_MO-IL_2_MISO_IN | MISO_MO-IL | MISO_IN | 2035 | B1 | 10 | 0 | 2100 | 0 | 2100 | 2100 | 0 | 0 | 0 | 3.4423 | 1.1395 | 0 | 3.6453 | 1.2151
MISO_MO-IL_2_MISO_IN | MISO_MO-IL | MISO_IN | 2035 | B2 | 25 | 0 | 2100 | 0 | 0 | 0 | 0 | 0 | 0 | 0 | 0 | 0 | 3.6453 | 1.2151
MISO_MO-IL_2_MISO_IN | MISO_MO-IL | MISO_IN | 2035 | B3 | 75 | 0 | 2100 | 0 | 0 | 0 | 0 | 0 | 0 | 0 | 0 | 0 | 3.6453 | 1.2151
MISO_MO-IL_2_MISO_IN | MISO_MO-IL | MISO_IN | 2035 | B4 | 100 | 0 | 2100 | 0 | 0 | 0 | 0 | 0 | 0 | 0 | 0 | 0 | 3.6453 | 1.2151
MISO_MO-IL_2_MISO_IN | MISO_MO-IL | MISO_IN | 2035 | B5 | 200 | 0 | 2100 | 0 | 0 | 0 | 0 | 0 | 0 | 0 | 0 | 0 | 3.6453 | 1.2151
MISO_MO-IL_2_MISO_IN | MISO_MO-IL | MISO_IN | 2035 | B6 | 300 | 0 | 2100 | 0 | 0 | 0 | 0 | 0 | 0 | 0 | 0 | 0 | 3.6453 | 1.2151
MISO_MO-IL_2_MISO_IN | MISO_MO-IL | MISO_IN | 2035 | B7 | 400 | 0 | 2100 | 0 | 0 | 0 | 0 | 0 | 0 | 0 | 0 | 0 | 3.6453 | 1.2151
MISO_MO-IL_2_MISO_IN | MISO_MO-IL | MISO_IN | 2035 | B8 | 500 | 0 | 2100 | 0 | 0 | 0 | 0 | 0 | 0 | 0 | 0 | 0 | 3.6453 | 1.2151
MISO_MO-IL_2_MISO_IN | MISO_MO-IL | MISO_IN | 2035 | B9 | 800 | 0 | 2100 | 0 | 0 | 0 | 0 | 0 | 0 | 0 | 0 | 0 | 3.6453 | 1.2151
MISO_MO-IL_2_MISO_IN | MISO_MO-IL | MISO_IN | 2035 | B10 | 1262 | 1262 | 2100 | 2100 | 2100 | 2100 | 4538.71 | 7133.79 | 5.5077 | 3.6322 | 1.1989 | 1.1211 | 3.6453 | 1.2151
MISO_MO-IL_2_MISO_IN | MISO_MO-IL | MISO_IN | 2035 | B11 | 25 | 0 | 2100 | 0 | 0 | 0 | 0 | 0 | 0 | 0 | 0 | 0 | 3.6453 | 1.2151
MISO_MO-IL_2_MISO_IN | MISO_MO-IL | MISO_IN | 2035 | B12 | 200 | 0 | 2100 | 2100 | 2100 | 2100 | 0 | 0 | 0.9496 | 3.4423 | 1.1395 | 0.030632 | 3.6453 | 1.2151
MISO_MO-IL_2_MISO_IN | MISO_MO-IL | MISO_IN | 2035 | B13 | 600 | 600 | 2100 | 2100 | 2100 | 2100 | 150.45 | 4080.04 | 4.2495 | 3.6322 | 1.1989 | 0.41124 | 3.6453 | 1.2151
MISO_MO-IL_2_MISO_IN | MISO_MO-IL | MISO_IN | 2035 | B14 | 900 | 900 | 2100 | 2100 | 2100 | 2100 | 10417.93 | 14919.25 | 5.4483 | 3.6322 | 1.1989 | 0.79089 | 3.6453 | 1.2151
MISO_MO-IL_2_MISO_IN | MISO_MO-IL | MISO_IN | 2035 | B15 | 1203 | 1203 | 2100 | 2100 | 2100 | 2100 | 10114.26 | 17537.23 | 6.4573 | 3.6322 | 1.1989 | 1.2529 | 3.6453 | 1.2151
MISO_MO-IL_2_MISO_IN | MISO_MO-IL | MISO_IN | 2035 | B16 | 25 | 0 | 2100 | 1193.04 | 2100 | 2100 | 0 | 6294.94 | 0 | 3.4423 | 1.1989 | 0 | 3.6453 | 1.2151
MISO_MO-IL_2_MISO_IN | MISO_MO-IL | MISO_IN | 2035 | B17 | 100 | 100 | 2100 | 629.18 | 2100 | 2100 | 5821.18 | 7641.86 | 0 | 3.6322 | 1.1989 | 0 | 3.6453 | 1.2151
MISO_MO-IL_2_MISO_IN | MISO_MO-IL | MISO_IN | 2035 | B18 | 400 | 400 | 2100 | 2100 | 2100 | 2100 | 2928.47 | 4690.93 | 4.4869 | 3.6322 | 1.1989 | 0.28947 | 3.6453 | 1.2151
MISO_MO-IL_2_MISO_IN | MISO_MO-IL | MISO_IN | 2035 | B19 | 700 | 700 | 2100 | 2100 | 2100 | 2100 | 4362.71 | 8250.37 | 1.1514 | 3.6322 | 1.1989 | 0.13 | 3.6453 | 1.2151
MISO_MO-IL_2_MISO_IN | MISO_MO-IL | MISO_IN | 2035 | B20 | 935 | 935 | 2100 | 2100 | 2100 | 2100 | 8320.79 | 16037.59 | 5.5314 | 3.6322 | 1.1989 | 0.83417 | 3.6453 | 1.2151
MISO_MO-IL_2_MISO_IN | MISO_MO-IL | MISO_IN | 2040 | B1 | 10 | 0 | 2100 | 0 | 2100 | 2100 | 0 | 0 | 0 | 2.0773 | 1.8161 | 0 | 9.2816 | 3.0939
MISO_MO-IL_2_MISO_IN | MISO_MO-IL | MISO_IN | 2040 | B2 | 25 | 0 | 2100 | 0 | 0 | 2100 | 0 | 0 | 0 | 0 | 1.0564 | 0 | 9.2816 | 3.0939
MISO_MO-IL_2_MISO_IN | MISO_MO-IL | MISO_IN | 2040 | B3 | 75 | 0 | 2100 | 0 | 0 | 236.74 | 0 | 0 | 0 | 0 | 0 | 0 | 9.2816 | 3.0939
MISO_MO-IL_2_MISO_IN | MISO_MO-IL | MISO_IN | 2040 | B4 | 100 | 0 | 2100 | 0 | 0 | 1913.41 | 0 | 0 | 0 | 0 | 0 | 0 | 9.2816 | 3.0939
MISO_MO-IL_2_MISO_IN | MISO_MO-IL | MISO_IN | 2040 | B5 | 200 | 0 | 2100 | 0 | 0 | 2100 | 0 | 0 | 0 | 0 | 1.0564 | 0 | 9.2816 | 3.0939
MISO_MO-IL_2_MISO_IN | MISO_MO-IL | MISO_IN | 2040 | B6 | 300 | 0 | 2100 | 0 | 0 | 629.02 | 0 | 0 | 0 | 0 | 0 | 0 | 9.2816 | 3.0939
MISO_MO-IL_2_MISO_IN | MISO_MO-IL | MISO_IN | 2040 | B7 | 400 | 0 | 2100 | 0 | 0 | 2100 | 0 | 0 | 0 | 0 | 1.0327 | 0 | 9.2816 | 3.0939
MISO_MO-IL_2_MISO_IN | MISO_MO-IL | MISO_IN | 2040 | B8 | 500 | 0 | 2100 | 0 | 2100 | 2100 | 0 | 0 | 0 | 0.48667 | 1.0327 | 0 | 9.2816 | 3.0939
MISO_MO-IL_2_MISO_IN | MISO_MO-IL | MISO_IN | 2040 | B9 | 800 | 800 | 2100 | 1471.71 | 2100 | 2100 | 377.82 | 7718.45 | 0 | 5.9825 | 1.9823 | 0 | 9.2816 | 3.0939
MISO_MO-IL_2_MISO_IN | MISO_MO-IL | MISO_IN | 2040 | B10 | 1262 | 1262 | 2100 | 2100 | 2100 | 2100 | 5344.09 | 11823.4 | 24.7015 | 5.9825 | 1.9823 | 5.8105 | 9.2816 | 3.0939
MISO_MO-IL_2_MISO_IN | MISO_MO-IL | MISO_IN | 2040 | B11 | 25 | 0 | 2100 | 0 | 0 | 2100 | 0 | 0 | 0 | 0 | 1.0327 | 0 | 9.2816 | 3.0939
MISO_MO-IL_2_MISO_IN | MISO_MO-IL | MISO_IN | 2040 | B12 | 200 | 200 | 2100 | 2100 | 2100 | 2100 | 2445.69 | 12208.45 | 11.6563 | 5.9825 | 1.9823 | 0.43453 | 9.2816 | 3.0939
MISO_MO-IL_2_MISO_IN | MISO_MO-IL | MISO_IN | 2040 | B13 | 600 | 600 | 2100 | 2100 | 2100 | 2100 | 3937.96 | 11116.71 | 12.4279 | 5.9825 | 1.9823 | 1.3899 | 9.2816 | 3.0939
MISO_MO-IL_2_MISO_IN | MISO_MO-IL | MISO_IN | 2040 | B14 | 900 | 900 | 2100 | 2100 | 2100 | 2100 | 5232.62 | 14017.87 | 12.4279 | 5.9825 | 1.9823 | 2.0848 | 9.2816 | 3.0939
MISO_MO-IL_2_MISO_IN | MISO_MO-IL | MISO_IN | 2040 | B15 | 1203 | 1203 | 2100 | 2100 | 2100 | 2100 | 3019.02 | 12921.38 | 0.8309 | 5.9825 | 1.9823 | 0.18631 | 9.2816 | 3.0939
MISO_MO-IL_2_MISO_IN | MISO_MO-IL | MISO_IN | 2040 | B16 | 25 | 0 | 2100 | 1783.18 | 2100 | 2100 | 0 | 17215.16 | 0 | 4.6649 | 1.9823 | 0 | 9.2816 | 3.0939
MISO_MO-IL_2_MISO_IN | MISO_MO-IL | MISO_IN | 2040 | B17 | 100 | 100 | 2100 | 2100 | 2100 | 2100 | 4762.26 | 16222.88 | 4.5225 | 5.9825 | 1.9823 | 0.084296 | 9.2816 | 3.0939
MISO_MO-IL_2_MISO_IN | MISO_MO-IL | MISO_IN | 2040 | B18 | 400 | 400 | 2100 | 2100 | 2100 | 2100 | 960.38 | 12762.38 | 11.6326 | 5.9825 | 1.9823 | 0.8673 | 9.2816 | 3.0939
MISO_MO-IL_2_MISO_IN | MISO_MO-IL | MISO_IN | 2040 | B19 | 700 | 700 | 2100 | 2100 | 2100 | 2100 | 1781.29 | 13387.16 | 11.6326 | 5.9825 | 1.9823 | 1.5178 | 9.2816 | 3.0939
MISO_MO-IL_2_MISO_IN | MISO_MO-IL | MISO_IN | 2040 | B20 | 935 | 935 | 2100 | 1616.26 | 2100 | 2100 | 928.43 | 12831.56 | 0 | 5.9825 | 1.9823 | 0 | 9.2816 | 3.0939
MISO_MO-IL_2_MISO_IN | MISO_MO-IL | MISO_IN | 2045 | B1 | 10 | 0 | 2100 | 0 | 2100 | 2100 | 0 | 6086.01 | 0 | 1.5075 | 1.4363 | 0 | 9.9125 | 3.3042
MISO_MO-IL_2_MISO_IN | MISO_MO-IL | MISO_IN | 2045 | B2 | 25 | 0 | 2100 | 0 | 0 | 2100 | 0 | 205.95 | 0 | 0 | 1.4363 | 0 | 9.9125 | 3.3042
MISO_MO-IL_2_MISO_IN | MISO_MO-IL | MISO_IN | 2045 | B3 | 75 | 0 | 2100 | 0 | 0 | 2100 | 0 | 0 | 0 | 0 | 0.79529 | 0 | 9.9125 | 3.3042
MISO_MO-IL_2_MISO_IN | MISO_MO-IL | MISO_IN | 2045 | B4 | 100 | 0 | 2100 | 0 | 0 | 2100 | 0 | 0 | 0 | 0 | 0.81903 | 0 | 9.9125 | 3.3042
MISO_MO-IL_2_MISO_IN | MISO_MO-IL | MISO_IN | 2045 | B5 | 200 | 0 | 2100 | 0 | 0 | 2100 | 0 | 0 | 0 | 0 | 0.7122 | 0 | 9.9125 | 3.3042
MISO_MO-IL_2_MISO_IN | MISO_MO-IL | MISO_IN | 2045 | B6 | 300 | 0 | 2100 | 0 | 0 | 1292.35 | 0 | 0 | 0 | 0 | 0 | 0 | 9.9125 | 3.3042
MISO_MO-IL_2_MISO_IN | MISO_MO-IL | MISO_IN | 2045 | B7 | 400 | 0 | 2100 | 0 | 0 | 2100 | 0 | 2886.08 | 0 | 0 | 1.4363 | 0 | 9.9125 | 3.3042
MISO_MO-IL_2_MISO_IN | MISO_MO-IL | MISO_IN | 2045 | B8 | 500 | 500 | 2100 | 0 | 2100 | 2100 | 7094.13 | 7386.33 | 0 | 4.3326 | 1.4363 | 0 | 9.9125 | 3.3042
MISO_MO-IL_2_MISO_IN | MISO_MO-IL | MISO_IN | 2045 | B9 | 800 | 800 | 2100 | 0 | 2100 | 2100 | 6422.06 | 13155.04 | 0 | 4.3326 | 1.4363 | 0 | 9.9125 | 3.3042
MISO_MO-IL_2_MISO_IN | MISO_MO-IL | MISO_IN | 2045 | B10 | 1262 | 1262 | 2100 | 2100 | 2100 | 2100 | 8652.97 | 14831.2 | 16.5943 | 4.3326 | 1.4363 | 6.42 | 9.9125 | 3.3042
MISO_MO-IL_2_MISO_IN | MISO_MO-IL | MISO_IN | 2045 | B11 | 25 | 0 | 2100 | 0 | 2100 | 2100 | 0 | 7841.32 | 0 | 4.0595 | 1.4363 | 0 | 9.9125 | 3.3042
MISO_MO-IL_2_MISO_IN | MISO_MO-IL | MISO_IN | 2045 | B12 | 200 | 200 | 2100 | 1651.31 | 2100 | 2100 | 4430.18 | 14142.79 | 0 | 4.3326 | 1.4363 | 0 | 9.9125 | 3.3042
MISO_MO-IL_2_MISO_IN | MISO_MO-IL | MISO_IN | 2045 | B13 | 600 | 600 | 2100 | 2100 | 2100 | 2100 | 4920.98 | 14603.34 | 14.4339 | 4.3326 | 1.4363 | 2.6549 | 9.9125 | 3.3042
MISO_MO-IL_2_MISO_IN | MISO_MO-IL | MISO_IN | 2045 | B14 | 900 | 900 | 2100 | 2100 | 2100 | 2100 | 5441.7 | 16445.45 | 9.3536 | 4.3326 | 1.4363 | 2.5807 | 9.9125 | 3.3042
MISO_MO-IL_2_MISO_IN | MISO_MO-IL | MISO_IN | 2045 | B15 | 1203 | 1203 | 2100 | 1553.72 | 2100 | 2100 | 4938.02 | 13509.96 | 0 | 4.3326 | 1.4363 | 0 | 9.9125 | 3.3042
MISO_MO-IL_2_MISO_IN | MISO_MO-IL | MISO_IN | 2045 | B16 | 25 | 25 | 2100 | 1120.28 | 2100 | 2100 | 2899.63 | 18265.22 | 0 | 4.3326 | 1.4363 | 0 | 9.9125 | 3.3042
MISO_MO-IL_2_MISO_IN | MISO_MO-IL | MISO_IN | 2045 | B17 | 100 | 100 | 2100 | 2100 | 2100 | 2100 | 7202.5 | 17213.24 | 14.9799 | 4.3326 | 1.4363 | 0.45923 | 9.9125 | 3.3042
MISO_MO-IL_2_MISO_IN | MISO_MO-IL | MISO_IN | 2045 | B18 | 400 | 400 | 2100 | 2100 | 2100 | 2100 | 4593.98 | 15782.08 | 8.9856 | 4.3326 | 1.4363 | 1.1019 | 9.9125 | 3.3042
MISO_MO-IL_2_MISO_IN | MISO_MO-IL | MISO_IN | 2045 | B19 | 700 | 700 | 2100 | 1873.42 | 2100 | 2100 | 3802.77 | 14503.76 | 0 | 4.3326 | 1.4363 | 0 | 9.9125 | 3.3042
MISO_MO-IL_2_MISO_IN | MISO_MO-IL | MISO_IN | 2045 | B20 | 935 | 935 | 2100 | 239.6 | 2100 | 2100 | 2891.13 | 15580.92 | 0 | 4.3326 | 1.4363 | 0 | 9.9125 | 3.3042
MISO_MO-IL_2_MISO_IN | MISO_MO-IL | MISO_IN | 2050 | B1 | 10 | 0 | 2100 | 0 | 2100 | 2100 | 0 | 8271.01 | 0 | 0.7122 | 0.97334 | 0 | 6.0559 | 2.0186
MISO_MO-IL_2_MISO_IN | MISO_MO-IL | MISO_IN | 2050 | B2 | 25 | 0 | 2100 | 0 | 1297.37 | 2100 | 0 | 2958.55 | 0 | 0 | 0.97334 | 0 | 6.0559 | 2.0186
MISO_MO-IL_2_MISO_IN | MISO_MO-IL | MISO_IN | 2050 | B3 | 75 | 0 | 2100 | 0 | 0 | 2100 | 0 | 24.54 | 0 | 0 | 0.97334 | 0 | 6.0559 | 2.0186
MISO_MO-IL_2_MISO_IN | MISO_MO-IL | MISO_IN | 2050 | B4 | 100 | 0 | 2100 | 0 | 0 | 2100 | 0 | 233.83 | 0 | 0 | 0.97334 | 0 | 6.0559 | 2.0186
MISO_MO-IL_2_MISO_IN | MISO_MO-IL | MISO_IN | 2050 | B5 | 200 | 0 | 2100 | 0 | 0 | 331.04 | 0 | 0 | 0 | 0 | 0 | 0 | 6.0559 | 2.0186
MISO_MO-IL_2_MISO_IN | MISO_MO-IL | MISO_IN | 2050 | B6 | 300 | 0 | 2100 | 0 | 0 | 1937.47 | 0 | 0 | 0 | 0 | 0 | 0 | 6.0559 | 2.0186
MISO_MO-IL_2_MISO_IN | MISO_MO-IL | MISO_IN | 2050 | B7 | 400 | 0 | 2100 | 0 | 2100 | 2100 | 0 | 10163.75 | 0 | 2.3977 | 0.97334 | 0 | 6.0559 | 2.0186
MISO_MO-IL_2_MISO_IN | MISO_MO-IL | MISO_IN | 2050 | B8 | 500 | 500 | 2100 | 1595.61 | 2100 | 2100 | 4693.87 | 13335.19 | 0 | 2.9319 | 0.97334 | 0 | 6.0559 | 2.0186
MISO_MO-IL_2_MISO_IN | MISO_MO-IL | MISO_IN | 2050 | B9 | 800 | 800 | 2100 | 2100 | 2100 | 2100 | 6370.21 | 12893.02 | 10.9798 | 2.9319 | 0.97334 | 4.0628 | 6.0559 | 2.0186
MISO_MO-IL_2_MISO_IN | MISO_MO-IL | MISO_IN | 2050 | B10 | 1262 | 1262 | 2100 | 2100 | 2100 | 2100 | 3989.86 | 11351.2 | 5.6857 | 2.9319 | 0.97334 | 3.3189 | 6.0559 | 2.0186
MISO_MO-IL_2_MISO_IN | MISO_MO-IL | MISO_IN | 2050 | B11 | 25 | 25 | 2100 | 0 | 2100 | 2100 | 73.47 | 12475.62 | 0 | 2.9319 | 0.97334 | 0 | 6.0559 | 2.0186
MISO_MO-IL_2_MISO_IN | MISO_MO-IL | MISO_IN | 2050 | B12 | 200 | 200 | 2100 | 1837.68 | 2100 | 2100 | 3532.01 | 13277.7 | 0 | 2.9319 | 0.97334 | 0 | 6.0559 | 2.0186
MISO_MO-IL_2_MISO_IN | MISO_MO-IL | MISO_IN | 2050 | B13 | 600 | 600 | 2100 | 1833.34 | 2100 | 2100 | 5490.06 | 13237.39 | 0 | 2.9319 | 0.97334 | 0 | 6.0559 | 2.0186
MISO_MO-IL_2_MISO_IN | MISO_MO-IL | MISO_IN | 2050 | B14 | 900 | 900 | 2100 | 1995.03 | 2100 | 2100 | 4223.77 | 13889.61 | 0 | 2.9319 | 0.97334 | 0 | 6.0559 | 2.0186
MISO_MO-IL_2_MISO_IN | MISO_MO-IL | MISO_IN | 2050 | B15 | 1203 | 1203 | 2100 | 557.14 | 2100 | 2100 | 1724.36 | 11734.16 | 0 | 2.9319 | 0.97334 | 0 | 6.0559 | 2.0186
MISO_MO-IL_2_MISO_IN | MISO_MO-IL | MISO_IN | 2050 | B16 | 25 | 25 | 2100 | 399.7 | 2100 | 2100 | 1705.86 | 18579.57 | 0 | 2.9319 | 0.97334 | 0 | 6.0559 | 2.0186
MISO_MO-IL_2_MISO_IN | MISO_MO-IL | MISO_IN | 2050 | B17 | 100 | 100 | 2100 | 2100 | 2100 | 2100 | 5472.05 | 16990.13 | 14.9799 | 2.9319 | 0.97334 | 0.69287 | 6.0559 | 2.0186
MISO_MO-IL_2_MISO_IN | MISO_MO-IL | MISO_IN | 2050 | B18 | 400 | 400 | 2100 | 1141.26 | 2100 | 2100 | 4406.74 | 15590.97 | 0 | 2.9319 | 0.97334 | 0 | 6.0559 | 2.0186
MISO_MO-IL_2_MISO_IN | MISO_MO-IL | MISO_IN | 2050 | B19 | 700 | 700 | 2100 | 1332.16 | 2100 | 2100 | 3453.77 | 14343.68 | 0 | 2.9319 | 0.97334 | 0 | 6.0559 | 2.0186
MISO_MO-IL_2_MISO_IN | MISO_MO-IL | MISO_IN | 2050 | B20 | 935 | 0 | 2100 | 0 | 2100 | 2100 | 0 | 12961.72 | 0 | 1.8161 | 0.97334 | 0 | 6.0559 | 2.0186
MISO_MO-IL_2_MISO_W | MISO_MO-IL | MISO_W | 2015 | B1 | 10 | 0 | 960 | 0 | 0 | 0 | 0 | 0 | 0 | 0 | 0 | 0 | 0.0089025 | 0.0029675
MISO_MO-IL_2_MISO_W | MISO_MO-IL | MISO_W | 2015 | B2 | 25 | 0 | 960 | 0 | 0 | 0 | 0 | 0 | 0 | 0 | 0 | 0 | 0.0089025 | 0.0029675
MISO_MO-IL_2_MISO_W | MISO_MO-IL | MISO_W | 2015 | B3 | 75 | 0 | 960 | 0 | 0 | 0 | 0 | 0 | 0 | 0 | 0 | 0 | 0.0089025 | 0.0029675
MISO_MO-IL_2_MISO_W | MISO_MO-IL | MISO_W | 2015 | B4 | 100 | 0 | 960 | 0 | 0 | 0 | 0 | 0 | 0 | 0 | 0 | 0 | 0.0089025 | 0.0029675
MISO_MO-IL_2_MISO_W | MISO_MO-IL | MISO_W | 2015 | B5 | 200 | 0 | 960 | 0 | 109.23 | 0 | 0 | 0 | 0 | 0 | 0 | 0 | 0.0089025 | 0.0029675
MISO_MO-IL_2_MISO_W | MISO_MO-IL | MISO_W | 2015 | B6 | 300 | 0 | 960 | 0 | 324.03 | 0 | 0 | 0 | 0 | 0 | 0 | 0 | 0.0089025 | 0.0029675
MISO_MO-IL_2_MISO_W | MISO_MO-IL | MISO_W | 2015 | B7 | 400 | 0 | 960 | 0 | 0 | 0 | 0 | 0 | 0 | 0 | 0 | 0 | 0.0089025 | 0.0029675
MISO_MO-IL_2_MISO_W | MISO_MO-IL | MISO_W | 2015 | B8 | 500 | 0 | 960 | 0 | 0 | 0 | 0 | 0 | 0 | 0 | 0 | 0 | 0.0089025 | 0.0029675
MISO_MO-IL_2_MISO_W | MISO_MO-IL | MISO_W | 2015 | B9 | 800 | 0 | 960 | 0 | 0 | 0 | 0 | 0 | 0 | 0 | 0 | 0 | 0.0089025 | 0.0029675
MISO_MO-IL_2_MISO_W | MISO_MO-IL | MISO_W | 2015 | B10 | 1262 | 0 | 960 | 0 | 0 | 0 | 0 | 0 | 0 | 0 | 0 | 0 | 0.0089025 | 0.0029675
MISO_MO-IL_2_MISO_W | MISO_MO-IL | MISO_W | 2015 | B11 | 25 | 0 | 960 | 0 | 0 | 0 | 0 | 0 | 0 | 0 | 0 | 0 | 0.0089025 | 0.0029675
MISO_MO-IL_2_MISO_W | MISO_MO-IL | MISO_W | 2015 | B12 | 200 | 0 | 960 | 0 | 0 | 0 | 0 | 0 | 0 | 0 | 0 | 0 | 0.0089025 | 0.0029675
MISO_MO-IL_2_MISO_W | MISO_MO-IL | MISO_W | 2015 | B13 | 600 | 0 | 960 | 0 | 0 | 0 | 0 | 0 | 0 | 0 | 0 | 0 | 0.0089025 | 0.0029675
MISO_MO-IL_2_MISO_W | MISO_MO-IL | MISO_W | 2015 | B14 | 900 | 0 | 960 | 0 | 0 | 0 | 0 | 0 | 0 | 0 | 0 | 0 | 0.0089025 | 0.0029675
MISO_MO-IL_2_MISO_W | MISO_MO-IL | MISO_W | 2015 | B15 | 1203 | 0 | 960 | 943.84 | 294.79 | 0 | 0 | 0 | 0 | 0 | 0 | 0 | 0.0089025 | 0.0029675
MISO_MO-IL_2_MISO_W | MISO_MO-IL | MISO_W | 2015 | B16 | 25 | 0 | 960 | 0 | 0 | 0 | 0 | 0 | 0 | 0 | 0 | 0 | 0.0089025 | 0.0029675
MISO_MO-IL_2_MISO_W | MISO_MO-IL | MISO_W | 2015 | B17 | 100 | 0 | 960 | 0 | 0 | 0 | 0 | 0 | 0 | 0 | 0 | 0 | 0.0089025 | 0.0029675
MISO_MO-IL_2_MISO_W | MISO_MO-IL | MISO_W | 2015 | B18 | 400 | 0 | 960 | 0 | 0 | 0 | 0 | 0 | 0 | 0 | 0 | 0 | 0.0089025 | 0.0029675
MISO_MO-IL_2_MISO_W | MISO_MO-IL | MISO_W | 2015 | B19 | 700 | 0 | 960 | 960 | 105.07 | 0 | 0 | 0 | 0.01187 | 0 | 0 | 0.01187 | 0.0089025 | 0.0029675
MISO_MO-IL_2_MISO_W | MISO_MO-IL | MISO_W | 2015 | B20 | 935 | 0 | 960 | 89.37 | 436.97 | 0 | 0 | 0 | 0 | 0 | 0 | 0 | 0.0089025 | 0.0029675
MISO_MO-IL_2_MISO_W | MISO_MO-IL | MISO_W | 2020 | B1 | 10 | 0 | 960 | 0 | 0 | 0 | 0 | 0 | 0 | 0 | 0 | 0 | 0.33207 | 0.11069
MISO_MO-IL_2_MISO_W | MISO_MO-IL | MISO_W | 2020 | B2 | 25 | 0 | 960 | 0 | 0 | 0 | 0 | 0 | 0 | 0 | 0 | 0 | 0.33207 | 0.11069
MISO_MO-IL_2_MISO_W | MISO_MO-IL | MISO_W | 2020 | B3 | 75 | 0 | 960 | 115.53 | 0 | 0 | 0 | 0 | 0 | 0 | 0 | 0 | 0.33207 | 0.11069
MISO_MO-IL_2_MISO_W | MISO_MO-IL | MISO_W | 2020 | B4 | 100 | 0 | 960 | 960 | 0 | 0 | 0 | 0 | 1.1039 | 0 | 0 | 0.048059 | 0.33207 | 0.11069
MISO_MO-IL_2_MISO_W | MISO_MO-IL | MISO_W | 2020 | B5 | 200 | 0 | 960 | 946.69 | 0 | 0 | 0 | 0 | 0 | 0 | 0 | 0 | 0.33207 | 0.11069
MISO_MO-IL_2_MISO_W | MISO_MO-IL | MISO_W | 2020 | B6 | 300 | 0 | 960 | 0 | 0 | 0 | 0 | 0 | 0 | 0 | 0 | 0 | 0.33207 | 0.11069
MISO_MO-IL_2_MISO_W | MISO_MO-IL | MISO_W | 2020 | B7 | 400 | 0 | 960 | 0 | 0 | 0 | 0 | 0 | 0 | 0 | 0 | 0 | 0.33207 | 0.11069
MISO_MO-IL_2_MISO_W | MISO_MO-IL | MISO_W | 2020 | B8 | 500 | 0 | 960 | 0 | 0 | 0 | 0 | 0 | 0 | 0 | 0 | 0 | 0.33207 | 0.11069
MISO_MO-IL_2_MISO_W | MISO_MO-IL | MISO_W | 2020 | B9 | 800 | 0 | 960 | 122.79 | 842.59 | 0 | 0 | 0 | 0 | 0 | 0 | 0 | 0.33207 | 0.11069
MISO_MO-IL_2_MISO_W | MISO_MO-IL | MISO_W | 2020 | B10 | 1262 | 0 | 960 | 960 | 710.14 | 0 | 0 | 0 | 0.49854 | 0 | 0 | 0.2739 | 0.33207 | 0.11069
MISO_MO-IL_2_MISO_W | MISO_MO-IL | MISO_W | 2020 | B11 | 25 | 0 | 960 | 0 | 0 | 0 | 0 | 0 | 0 | 0 | 0 | 0 | 0.33207 | 0.11069
MISO_MO-IL_2_MISO_W | MISO_MO-IL | MISO_W | 2020 | B12 | 200 | 0 | 960 | 0 | 0 | 0 | 0 | 0 | 0 | 0 | 0 | 0 | 0.33207 | 0.11069
MISO_MO-IL_2_MISO_W | MISO_MO-IL | MISO_W | 2020 | B13 | 600 | 0 | 960 | 0 | 0 | 0 | 0 | 0 | 0 | 0 | 0 | 0 | 0.33207 | 0.11069
MISO_MO-IL_2_MISO_W | MISO_MO-IL | MISO_W | 2020 | B14 | 900 | 0 | 960 | 0 | 0 | 0 | 0 | 0 | 0 | 0 | 0 | 0 | 0.33207 | 0.11069
MISO_MO-IL_2_MISO_W | MISO_MO-IL | MISO_W | 2020 | B15 | 1203 | 0 | 960 | 157.99 | 0 | 0 | 0 | 0 | 0 | 0 | 0 | 0 | 0.33207 | 0.11069
MISO_MO-IL_2_MISO_W | MISO_MO-IL | MISO_W | 2020 | B16 | 25 | 0 | 960 | 0 | 0 | 0 | 0 | 0 | 0 | 0 | 0 | 0 | 0.33207 | 0.11069
MISO_MO-IL_2_MISO_W | MISO_MO-IL | MISO_W | 2020 | B17 | 100 | 0 | 960 | 0 | 0 | 0 | 0 | 0 | 0 | 0 | 0 | 0 | 0.33207 | 0.11069
MISO_MO-IL_2_MISO_W | MISO_MO-IL | MISO_W | 2020 | B18 | 400 | 0 | 960 | 0 | 0 | 0 | 0 | 0 | 0 | 0 | 0 | 0 | 0.33207 | 0.11069
MISO_MO-IL_2_MISO_W | MISO_MO-IL | MISO_W | 2020 | B19 | 700 | 0 | 960 | 0 | 208.12 | 0 | 0 | 0 | 0 | 0 | 0 | 0 | 0.33207 | 0.11069
MISO_MO-IL_2_MISO_W | MISO_MO-IL | MISO_W | 2020 | B20 | 935 | 0 | 960 | 960 | 929.08 | 0 | 0 | 0 | 0.29675 | 0 | 0 | 0.12079 | 0.33207 | 0.11069
MISO_MO-IL_2_MISO_W | MISO_MO-IL | MISO_W | 2025 | B1 | 10 | 0 | 960 | 0 | 0 | 0 | 0 | 0 | 0 | 0 | 0 | 0 | 0.66769 | 0.22256
MISO_MO-IL_2_MISO_W | MISO_MO-IL | MISO_W | 2025 | B2 | 25 | 0 | 960 | 0 | 0 | 0 | 0 | 0 | 0 | 0 | 0 | 0 | 0.66769 | 0.22256
MISO_MO-IL_2_MISO_W | MISO_MO-IL | MISO_W | 2025 | B3 | 75 | 0 | 960 | 0 | 0 | 0 | 0 | 0 | 0 | 0 | 0 | 0 | 0.66769 | 0.22256
MISO_MO-IL_2_MISO_W | MISO_MO-IL | MISO_W | 2025 | B4 | 100 | 0 | 960 | 0 | 0 | 0 | 0 | 0 | 0 | 0 | 0 | 0 | 0.66769 | 0.22256
MISO_MO-IL_2_MISO_W | MISO_MO-IL | MISO_W | 2025 | B5 | 200 | 0 | 960 | 960 | 0 | 0 | 0 | 0 | 0.89025 | 0 | 0 | 0.89025 | 0.66769 | 0.22256
MISO_MO-IL_2_MISO_W | MISO_MO-IL | MISO_W | 2025 | B6 | 300 | 0 | 960 | 0 | 0 | 0 | 0 | 0 | 0 | 0 | 0 | 0 | 0.66769 | 0.22256
MISO_MO-IL_2_MISO_W | MISO_MO-IL | MISO_W | 2025 | B7 | 400 | 0 | 960 | 0 | 0 | 0 | 0 | 0 | 0 | 0 | 0 | 0 | 0.66769 | 0.22256
MISO_MO-IL_2_MISO_W | MISO_MO-IL | MISO_W | 2025 | B8 | 500 | 0 | 960 | 0 | 0 | 0 | 0 | 0 | 0 | 0 | 0 | 0 | 0.66769 | 0.22256
MISO_MO-IL_2_MISO_W | MISO_MO-IL | MISO_W | 2025 | B9 | 800 | 0 | 960 | 0 | 0 | 0 | 0 | 0 | 0 | 0 | 0 | 0 | 0.66769 | 0.22256
MISO_MO-IL_2_MISO_W | MISO_MO-IL | MISO_W | 2025 | B10 | 1262 | 0 | 960 | 0 | 0 | 0 | 0 | 0 | 0 | 0 | 0 | 0 | 0.66769 | 0.22256
MISO_MO-IL_2_MISO_W | MISO_MO-IL | MISO_W | 2025 | B11 | 25 | 0 | 960 | 0 | 0 | 0 | 0 | 0 | 0 | 0 | 0 | 0 | 0.66769 | 0.22256
MISO_MO-IL_2_MISO_W | MISO_MO-IL | MISO_W | 2025 | B12 | 200 | 0 | 960 | 0 | 0 | 0 | 0 | 0 | 0 | 0 | 0 | 0 | 0.66769 | 0.22256
MISO_MO-IL_2_MISO_W | MISO_MO-IL | MISO_W | 2025 | B13 | 600 | 0 | 960 | 0 | 0 | 0 | 0 | 0 | 0 | 0 | 0 | 0 | 0.66769 | 0.22256
MISO_MO-IL_2_MISO_W | MISO_MO-IL | MISO_W | 2025 | B14 | 900 | 0 | 960 | 0 | 0 | 0 | 0 | 0 | 0 | 0 | 0 | 0 | 0.66769 | 0.22256
MISO_MO-IL_2_MISO_W | MISO_MO-IL | MISO_W | 2025 | B15 | 1203 | 0 | 960 | 0 | 0 | 0 | 0 | 0 | 0 | 0 | 0 | 0 | 0.66769 | 0.22256
MISO_MO-IL_2_MISO_W | MISO_MO-IL | MISO_W | 2025 | B16 | 25 | 0 | 960 | 0 | 0 | 0 | 0 | 0 | 0 | 0 | 0 | 0 | 0.66769 | 0.22256
MISO_MO-IL_2_MISO_W | MISO_MO-IL | MISO_W | 2025 | B17 | 100 | 0 | 960 | 0 | 0 | 0 | 0 | 0 | 0 | 0 | 0 | 0 | 0.66769 | 0.22256
MISO_MO-IL_2_MISO_W | MISO_MO-IL | MISO_W | 2025 | B18 | 400 | 0 | 960 | 0 | 0 | 0 | 0 | 0 | 0 | 0 | 0 | 0 | 0.66769 | 0.22256
MISO_MO-IL_2_MISO_W | MISO_MO-IL | MISO_W | 2025 | B19 | 700 | 0 | 960 | 0 | 0 | 0 | 0 | 0 | 0 | 0 | 0 | 0 | 0.66769 | 0.22256
MISO_MO-IL_2_MISO_W | MISO_MO-IL | MISO_W | 2025 | B20 | 935 | 0 | 960 | 0 | 0 | 0 | 0 | 0 | 0 | 0 | 0 | 0 | 0.66769 | 0.22256
MISO_MO-IL_2_MISO_W | MISO_MO-IL | MISO_W | 2030 | B1 | 10 | 0 | 960 | 0 | 0 | 0 | 0 | 0 | 0 | 0 | 0 | 0 | 1.2001 | 0.40002
MISO_MO-IL_2_MISO_W | MISO_MO-IL | MISO_W | 2030 | B2 | 25 | 0 | 960 | 0 | 0 | 0 | 0 | 0 | 0 | 0 | 0 | 0 | 1.2001 | 0.40002
MISO_MO-IL_2_MISO_W | MISO_MO-IL | MISO_W | 2030 | B3 | 75 | 0 | 960 | 63.63 | 0 | 0 | 0 | 0 | 0 | 0 | 0 | 0 | 1.2001 | 0.40002
MISO_MO-IL_2_MISO_W | MISO_MO-IL | MISO_W | 2030 | B4 | 100 | 0 | 960 | 960 | 0 | 0 | 0 | 0 | 0.65285 | 0 | 0 | 0.52228 | 1.2001 | 0.40002
MISO_MO-IL_2_MISO_W | MISO_MO-IL | MISO_W | 2030 | B5 | 200 | 0 | 960 | 368.48 | 0 | 0 | 0 | 0 | 0 | 0 | 0 | 0 | 1.2001 | 0.40002
MISO_MO-IL_2_MISO_W | MISO_MO-IL | MISO_W | 2030 | B6 | 300 | 0 | 960 | 812.98 | 0 | 0 | 0 | 0 | 0 | 0 | 0 | 0 | 1.2001 | 0.40002
MISO_MO-IL_2_MISO_W | MISO_MO-IL | MISO_W | 2030 | B7 | 400 | 0 | 960 | 0 | 0 | 0 | 0 | 0 | 0 | 0 | 0 | 0 | 1.2001 | 0.40002
MISO_MO-IL_2_MISO_W | MISO_MO-IL | MISO_W | 2030 | B8 | 500 | 0 | 960 | 0 | 0 | 0 | 0 | 0 | 0 | 0 | 0 | 0 | 1.2001 | 0.40002
MISO_MO-IL_2_MISO_W | MISO_MO-IL | MISO_W | 2030 | B9 | 800 | 0 | 960 | 0 | 0 | 0 | 0 | 0 | 0 | 0 | 0 | 0 | 1.2001 | 0.40002
MISO_MO-IL_2_MISO_W | MISO_MO-IL | MISO_W | 2030 | B10 | 1262 | 0 | 960 | 0 | 0 | 0 | 0 | 0 | 0 | 0 | 0 | 0 | 1.2001 | 0.40002
MISO_MO-IL_2_MISO_W | MISO_MO-IL | MISO_W | 2030 | B11 | 25 | 0 | 960 | 960 | 0 | 0 | 0 | 0 | 5.389 | 0 | 0 | 1.0778 | 1.2001 | 0.40002
MISO_MO-IL_2_MISO_W | MISO_MO-IL | MISO_W | 2030 | B12 | 200 | 0 | 960 | 0 | 0 | 0 | 0 | 0 | 0 | 0 | 0 | 0 | 1.2001 | 0.40002
MISO_MO-IL_2_MISO_W | MISO_MO-IL | MISO_W | 2030 | B13 | 600 | 0 | 960 | 0 | 0 | 0 | 0 | 0 | 0 | 0 | 0 | 0 | 1.2001 | 0.40002
MISO_MO-IL_2_MISO_W | MISO_MO-IL | MISO_W | 2030 | B14 | 900 | 0 | 960 | 0 | 0 | 0 | 0 | 0 | 0 | 0 | 0 | 0 | 1.2001 | 0.40002
MISO_MO-IL_2_MISO_W | MISO_MO-IL | MISO_W | 2030 | B15 | 1203 | 0 | 960 | 0 | 0 | 0 | 0 | 0 | 0 | 0 | 0 | 0 | 1.2001 | 0.40002
MISO_MO-IL_2_MISO_W | MISO_MO-IL | MISO_W | 2030 | B16 | 25 | 0 | 960 | 0 | 0 | 0 | 0 | 0 | 0 | 0 | 0 | 0 | 1.2001 | 0.40002
MISO_MO-IL_2_MISO_W | MISO_MO-IL | MISO_W | 2030 | B17 | 100 | 0 | 960 | 0 | 0 | 0 | 0 | 0 | 0 | 0 | 0 | 0 | 1.2001 | 0.40002
MISO_MO-IL_2_MISO_W | MISO_MO-IL | MISO_W | 2030 | B18 | 400 | 0 | 960 | 0 | 0 | 0 | 0 | 0 | 0 | 0 | 0 | 0 | 1.2001 | 0.40002
MISO_MO-IL_2_MISO_W | MISO_MO-IL | MISO_W | 2030 | B19 | 700 | 0 | 960 | 0 | 0 | 0 | 0 | 0 | 0 | 0 | 0 | 0 | 1.2001 | 0.40002
MISO_MO-IL_2_MISO_W | MISO_MO-IL | MISO_W | 2030 | B20 | 935 | 0 | 960 | 0 | 0 | 0 | 0 | 0 | 0 | 0 | 0 | 0 | 1.2001 | 0.40002
MISO_MO-IL_2_MISO_W | MISO_MO-IL | MISO_W | 2035 | B1 | 10 | 0 | 960 | 0 | 0 | 0 | 0 | 0 | 0 | 0 | 0 | 0 | 1.2341 | 0.41135
MISO_MO-IL_2_MISO_W | MISO_MO-IL | MISO_W | 2035 | B2 | 25 | 0 | 960 | 0 | 0 | 0 | 0 | 0 | 0 | 0 | 0 | 0 | 1.2341 | 0.41135
MISO_MO-IL_2_MISO_W | MISO_MO-IL | MISO_W | 2035 | B3 | 75 | 0 | 960 | 541.97 | 0 | 0 | 0 | 0 | 0 | 0 | 0 | 0 | 1.2341 | 0.41135
MISO_MO-IL_2_MISO_W | MISO_MO-IL | MISO_W | 2035 | B4 | 100 | 0 | 960 | 960 | 0 | 0 | 0 | 0 | 1.1989 | 0 | 0 | 0.22836 | 1.2341 | 0.41135
MISO_MO-IL_2_MISO_W | MISO_MO-IL | MISO_W | 2035 | B5 | 200 | 0 | 960 | 899.19 | 0 | 0 | 0 | 0 | 0 | 0 | 0 | 0 | 1.2341 | 0.41135
MISO_MO-IL_2_MISO_W | MISO_MO-IL | MISO_W | 2035 | B6 | 300 | 0 | 960 | 723.13 | 0 | 0 | 0 | 0 | 0 | 0 | 0 | 0 | 1.2341 | 0.41135
MISO_MO-IL_2_MISO_W | MISO_MO-IL | MISO_W | 2035 | B7 | 400 | 0 | 960 | 960 | 0 | 0 | 0 | 0 | 1.2701 | 0 | 0 | 0.96769 | 1.2341 | 0.41135
MISO_MO-IL_2_MISO_W | MISO_MO-IL | MISO_W | 2035 | B8 | 500 | 0 | 960 | 0 | 0 | 0 | 0 | 0 | 0 | 0 | 0 | 0 | 1.2341 | 0.41135
MISO_MO-IL_2_MISO_W | MISO_MO-IL | MISO_W | 2035 | B9 | 800 | 0 | 960 | 0 | 0 | 0 | 0 | 0 | 0 | 0 | 0 | 0 | 1.2341 | 0.41135
MISO_MO-IL_2_MISO_W | MISO_MO-IL | MISO_W | 2035 | B10 | 1262 | 0 | 960 | 0 | 0 | 0 | 0 | 0 | 0 | 0 | 0 | 0 | 1.2341 | 0.41135
MISO_MO-IL_2_MISO_W | MISO_MO-IL | MISO_W | 2035 | B11 | 25 | 0 | 960 | 960 | 0 | 0 | 0 | 0 | 9.4367 | 0 | 0 | 0.44936 | 1.2341 | 0.41135
MISO_MO-IL_2_MISO_W | MISO_MO-IL | MISO_W | 2035 | B12 | 200 | 0 | 960 | 0 | 0 | 0 | 0 | 0 | 0 | 0 | 0 | 0 | 1.2341 | 0.41135
MISO_MO-IL_2_MISO_W | MISO_MO-IL | MISO_W | 2035 | B13 | 600 | 0 | 960 | 0 | 0 | 0 | 0 | 0 | 0 | 0 | 0 | 0 | 1.2341 | 0.41135
MISO_MO-IL_2_MISO_W | MISO_MO-IL | MISO_W | 2035 | B14 | 900 | 0 | 960 | 0 | 0 | 0 | 0 | 0 | 0 | 0 | 0 | 0 | 1.2341 | 0.41135
MISO_MO-IL_2_MISO_W | MISO_MO-IL | MISO_W | 2035 | B15 | 1203 | 0 | 960 | 0 | 0 | 0 | 0 | 0 | 0 | 0 | 0 | 0 | 1.2341 | 0.41135
MISO_MO-IL_2_MISO_W | MISO_MO-IL | MISO_W | 2035 | B16 | 25 | 0 | 960 | 0 | 0 | 0 | 0 | 0 | 0 | 0 | 0 | 0 | 1.2341 | 0.41135
MISO_MO-IL_2_MISO_W | MISO_MO-IL | MISO_W | 2035 | B17 | 100 | 0 | 960 | 0 | 0 | 0 | 0 | 0 | 0 | 0 | 0 | 0 | 1.2341 | 0.41135
MISO_MO-IL_2_MISO_W | MISO_MO-IL | MISO_W | 2035 | B18 | 400 | 0 | 960 | 0 | 0 | 0 | 0 | 0 | 0 | 0 | 0 | 0 | 1.2341 | 0.41135
MISO_MO-IL_2_MISO_W | MISO_MO-IL | MISO_W | 2035 | B19 | 700 | 0 | 960 | 0 | 0 | 0 | 0 | 0 | 0 | 0 | 0 | 0 | 1.2341 | 0.41135
MISO_MO-IL_2_MISO_W | MISO_MO-IL | MISO_W | 2035 | B20 | 935 | 0 | 960 | 0 | 0 | 0 | 0 | 0 | 0 | 0 | 0 | 0 | 1.2341 | 0.41135
MISO_MO-IL_2_MISO_W | MISO_MO-IL | MISO_W | 2040 | B1 | 10 | 0 | 960 | 0 | 0 | 0 | 0 | 0 | 0 | 0 | 0 | 0 | 3.0817 | 1.0272
MISO_MO-IL_2_MISO_W | MISO_MO-IL | MISO_W | 2040 | B2 | 25 | 0 | 960 | 0 | 0 | 0 | 0 | 0 | 0 | 0 | 0 | 0 | 3.0817 | 1.0272
MISO_MO-IL_2_MISO_W | MISO_MO-IL | MISO_W | 2040 | B3 | 75 | 0 | 960 | 0 | 0 | 0 | 0 | 0 | 0 | 0 | 0 | 0 | 3.0817 | 1.0272
MISO_MO-IL_2_MISO_W | MISO_MO-IL | MISO_W | 2040 | B4 | 100 | 0 | 960 | 830.1 | 0 | 0 | 0 | 0 | 0 | 0 | 0 | 0 | 3.0817 | 1.0272
MISO_MO-IL_2_MISO_W | MISO_MO-IL | MISO_W | 2040 | B5 | 200 | 0 | 960 | 960 | 0 | 0 | 0 | 0 | 4.8192 | 0 | 0 | 1.042 | 3.0817 | 1.0272
MISO_MO-IL_2_MISO_W | MISO_MO-IL | MISO_W | 2040 | B6 | 300 | 0 | 960 | 960 | 0 | 0 | 0 | 0 | 7.9766 | 0 | 0 | 2.587 | 3.0817 | 1.0272
MISO_MO-IL_2_MISO_W | MISO_MO-IL | MISO_W | 2040 | B7 | 400 | 0 | 960 | 960 | 0 | 0 | 0 | 0 | 0.98521 | 0 | 0 | 0.42604 | 3.0817 | 1.0272
MISO_MO-IL_2_MISO_W | MISO_MO-IL | MISO_W | 2040 | B8 | 500 | 0 | 960 | 0 | 0 | 0 | 0 | 0 | 0 | 0 | 0 | 0 | 3.0817 | 1.0272
MISO_MO-IL_2_MISO_W | MISO_MO-IL | MISO_W | 2040 | B9 | 800 | 0 | 960 | 0 | 0 | 0 | 0 | 0 | 0 | 0 | 0 | 0 | 3.0817 | 1.0272
MISO_MO-IL_2_MISO_W | MISO_MO-IL | MISO_W | 2040 | B10 | 1262 | 0 | 960 | 0 | 0 | 0 | 0 | 0 | 0 | 0 | 0 | 0 | 3.0817 | 1.0272
MISO_MO-IL_2_MISO_W | MISO_MO-IL | MISO_W | 2040 | B11 | 25 | 0 | 960 | 960 | 0 | 0 | 0 | 0 | 1.9942 | 0 | 0 | 0.053896 | 3.0817 | 1.0272
MISO_MO-IL_2_MISO_W | MISO_MO-IL | MISO_W | 2040 | B12 | 200 | 0 | 960 | 0 | 0 | 0 | 0 | 0 | 0 | 0 | 0 | 0 | 3.0817 | 1.0272
MISO_MO-IL_2_MISO_W | MISO_MO-IL | MISO_W | 2040 | B13 | 600 | 0 | 960 | 0 | 0 | 0 | 0 | 0 | 0 | 0 | 0 | 0 | 3.0817 | 1.0272
MISO_MO-IL_2_MISO_W | MISO_MO-IL | MISO_W | 2040 | B14 | 900 | 0 | 960 | 0 | 0 | 0 | 0 | 0 | 0 | 0 | 0 | 0 | 3.0817 | 1.0272
MISO_MO-IL_2_MISO_W | MISO_MO-IL | MISO_W | 2040 | B15 | 1203 | 0 | 960 | 0 | 0 | 0 | 0 | 0 | 0 | 0 | 0 | 0 | 3.0817 | 1.0272
MISO_MO-IL_2_MISO_W | MISO_MO-IL | MISO_W | 2040 | B16 | 25 | 0 | 960 | 0 | 0 | 0 | 0 | 0 | 0 | 0 | 0 | 0 | 3.0817 | 1.0272
MISO_MO-IL_2_MISO_W | MISO_MO-IL | MISO_W | 2040 | B17 | 100 | 0 | 960 | 0 | 0 | 0 | 0 | 0 | 0 | 0 | 0 | 0 | 3.0817 | 1.0272
MISO_MO-IL_2_MISO_W | MISO_MO-IL | MISO_W | 2040 | B18 | 400 | 0 | 960 | 0 | 0 | 0 | 0 | 0 | 0 | 0 | 0 | 0 | 3.0817 | 1.0272
MISO_MO-IL_2_MISO_W | MISO_MO-IL | MISO_W | 2040 | B19 | 700 | 0 | 960 | 0 | 0 | 0 | 0 | 0 | 0 | 0 | 0 | 0 | 3.0817 | 1.0272
MISO_MO-IL_2_MISO_W | MISO_MO-IL | MISO_W | 2040 | B20 | 935 | 0 | 960 | 0 | 0 | 0 | 0 | 0 | 0 | 0 | 0 | 0 | 3.0817 | 1.0272
MISO_MO-IL_2_MISO_W | MISO_MO-IL | MISO_W | 2045 | B1 | 10 | 0 | 960 | 0 | 0 | 0 | 0 | 0 | 0 | 0 | 0 | 0 | 0.98541 | 0.32847
MISO_MO-IL_2_MISO_W | MISO_MO-IL | MISO_W | 2045 | B2 | 25 | 0 | 960 | 0 | 0 | 0 | 0 | 0 | 0 | 0 | 0 | 0 | 0.98541 | 0.32847
MISO_MO-IL_2_MISO_W | MISO_MO-IL | MISO_W | 2045 | B3 | 75 | 0 | 960 | 0 | 0 | 0 | 0 | 0 | 0 | 0 | 0 | 0 | 0.98541 | 0.32847
MISO_MO-IL_2_MISO_W | MISO_MO-IL | MISO_W | 2045 | B4 | 100 | 0 | 960 | 0 | 0 | 0 | 0 | 0 | 0 | 0 | 0 | 0 | 0.98541 | 0.32847
MISO_MO-IL_2_MISO_W | MISO_MO-IL | MISO_W | 2045 | B5 | 200 | 0 | 960 | 869.55 | 0 | 0 | 0 | 0 | 0 | 0 | 0 | 0 | 0.98541 | 0.32847
MISO_MO-IL_2_MISO_W | MISO_MO-IL | MISO_W | 2045 | B6 | 300 | 0 | 960 | 960 | 0 | 0 | 0 | 0 | 2.8369 | 0 | 0 | 1.1739 | 0.98541 | 0.32847
MISO_MO-IL_2_MISO_W | MISO_MO-IL | MISO_W | 2045 | B7 | 400 | 0 | 960 | 960 | 0 | 0 | 0 | 0 | 0.10683 | 0 | 0 | 0.058941 | 0.98541 | 0.32847
MISO_MO-IL_2_MISO_W | MISO_MO-IL | MISO_W | 2045 | B8 | 500 | 0 | 960 | 0 | 0 | 0 | 0 | 0 | 0 | 0 | 0 | 0 | 0.98541 | 0.32847
MISO_MO-IL_2_MISO_W | MISO_MO-IL | MISO_W | 2045 | B9 | 800 | 0 | 960 | 0 | 0 | 0 | 0 | 0 | 0 | 0 | 0 | 0 | 0.98541 | 0.32847
MISO_MO-IL_2_MISO_W | MISO_MO-IL | MISO_W | 2045 | B10 | 1262 | 0 | 960 | 0 | 0 | 0 | 0 | 0 | 0 | 0 | 0 | 0 | 0.98541 | 0.32847
MISO_MO-IL_2_MISO_W | MISO_MO-IL | MISO_W | 2045 | B11 | 25 | 0 | 960 | 960 | 0 | 0 | 0 | 0 | 2.3503 | 0 | 0 | 0.081043 | 0.98541 | 0.32847
MISO_MO-IL_2_MISO_W | MISO_MO-IL | MISO_W | 2045 | B12 | 200 | 0 | 960 | 0 | 0 | 0 | 0 | 0 | 0 | 0 | 0 | 0 | 0.98541 | 0.32847
MISO_MO-IL_2_MISO_W | MISO_MO-IL | MISO_W | 2045 | B13 | 600 | 0 | 960 | 0 | 0 | 0 | 0 | 0 | 0 | 0 | 0 | 0 | 0.98541 | 0.32847
MISO_MO-IL_2_MISO_W | MISO_MO-IL | MISO_W | 2045 | B14 | 900 | 0 | 960 | 0 | 0 | 0 | 0 | 0 | 0 | 0 | 0 | 0 | 0.98541 | 0.32847
MISO_MO-IL_2_MISO_W | MISO_MO-IL | MISO_W | 2045 | B15 | 1203 | 0 | 960 | 0 | 0 | 0 | 0 | 0 | 0 | 0 | 0 | 0 | 0.98541 | 0.32847
MISO_MO-IL_2_MISO_W | MISO_MO-IL | MISO_W | 2045 | B16 | 25 | 0 | 960 | 0 | 0 | 0 | 0 | 0 | 0 | 0 | 0 | 0 | 0.98541 | 0.32847
MISO_MO-IL_2_MISO_W | MISO_MO-IL | MISO_W | 2045 | B17 | 100 | 0 | 960 | 0 | 0 | 0 | 0 | 0 | 0 | 0 | 0 | 0 | 0.98541 | 0.32847
MISO_MO-IL_2_MISO_W | MISO_MO-IL | MISO_W | 2045 | B18 | 400 | 0 | 960 | 0 | 0 | 0 | 0 | 0 | 0 | 0 | 0 | 0 | 0.98541 | 0.32847
MISO_MO-IL_2_MISO_W | MISO_MO-IL | MISO_W | 2045 | B19 | 700 | 0 | 960 | 0 | 0 | 0 | 0 | 0 | 0 | 0 | 0 | 0 | 0.98541 | 0.32847
MISO_MO-IL_2_MISO_W | MISO_MO-IL | MISO_W | 2045 | B20 | 935 | 0 | 960 | 0 | 0 | 0 | 0 | 0 | 0 | 0 | 0 | 0 | 0.98541 | 0.32847
MISO_MO-IL_2_MISO_W | MISO_MO-IL | MISO_W | 2050 | B1 | 10 | 0 | 960 | 0 | 0 | 0 | 0 | 0 | 0 | 0 | 0 | 0 | 6.1214 | 2.0405
MISO_MO-IL_2_MISO_W | MISO_MO-IL | MISO_W | 2050 | B2 | 25 | 0 | 960 | 0 | 0 | 0 | 0 | 0 | 0 | 0 | 0 | 0 | 6.1214 | 2.0405
MISO_MO-IL_2_MISO_W | MISO_MO-IL | MISO_W | 2050 | B3 | 75 | 0 | 960 | 0 | 0 | 0 | 0 | 0 | 0 | 0 | 0 | 0 | 6.1214 | 2.0405
MISO_MO-IL_2_MISO_W | MISO_MO-IL | MISO_W | 2050 | B4 | 100 | 0 | 960 | 0 | 0 | 0 | 0 | 0 | 0 | 0 | 0 | 0 | 6.1214 | 2.0405
MISO_MO-IL_2_MISO_W | MISO_MO-IL | MISO_W | 2050 | B5 | 200 | 0 | 960 | 960 | 0 | 0 | 0 | 0 | 0.92586 | 0 | 0 | 0.37034 | 6.1214 | 2.0405
MISO_MO-IL_2_MISO_W | MISO_MO-IL | MISO_W | 2050 | B6 | 300 | 0 | 960 | 960 | 0 | 0 | 0 | 0 | 12.9858 | 0 | 0 | 7.7915 | 6.1214 | 2.0405
MISO_MO-IL_2_MISO_W | MISO_MO-IL | MISO_W | 2050 | B7 | 400 | 0 | 960 | 0 | 0 | 0 | 0 | 0 | 0 | 0 | 0 | 0 | 6.1214 | 2.0405
MISO_MO-IL_2_MISO_W | MISO_MO-IL | MISO_W | 2050 | B8 | 500 | 0 | 960 | 0 | 0 | 0 | 0 | 0 | 0 | 0 | 0 | 0 | 6.1214 | 2.0405
MISO_MO-IL_2_MISO_W | MISO_MO-IL | MISO_W | 2050 | B9 | 800 | 0 | 960 | 0 | 0 | 0 | 0 | 0 | 0 | 0 | 0 | 0 | 6.1214 | 2.0405
MISO_MO-IL_2_MISO_W | MISO_MO-IL | MISO_W | 2050 | B10 | 1262 | 0 | 960 | 0 | 0 | 0 | 0 | 0 | 0 | 0 | 0 | 0 | 6.1214 | 2.0405
MISO_MO-IL_2_MISO_W | MISO_MO-IL | MISO_W | 2050 | B11 | 25 | 0 | 960 | 0 | 0 | 0 | 0 | 0 | 0 | 0 | 0 | 0 | 6.1214 | 2.0405
MISO_MO-IL_2_MISO_W | MISO_MO-IL | MISO_W | 2050 | B12 | 200 | 0 | 960 | 0 | 0 | 0 | 0 | 0 | 0 | 0 | 0 | 0 | 6.1214 | 2.0405
MISO_MO-IL_2_MISO_W | MISO_MO-IL | MISO_W | 2050 | B13 | 600 | 0 | 960 | 0 | 0 | 0 | 0 | 0 | 0 | 0 | 0 | 0 | 6.1214 | 2.0405
MISO_MO-IL_2_MISO_W | MISO_MO-IL | MISO_W | 2050 | B14 | 900 | 0 | 960 | 0 | 0 | 0 | 0 | 0 | 0 | 0 | 0 | 0 | 6.1214 | 2.0405
MISO_MO-IL_2_MISO_W | MISO_MO-IL | MISO_W | 2050 | B15 | 1203 | 0 | 960 | 0 | 0 | 0 | 0 | 0 | 0 | 0 | 0 | 0 | 6.1214 | 2.0405
MISO_MO-IL_2_MISO_W | MISO_MO-IL | MISO_W | 2050 | B16 | 25 | 0 | 960 | 0 | 0 | 0 | 0 | 0 | 0 | 0 | 0 | 0 | 6.1214 | 2.0405
MISO_MO-IL_2_MISO_W | MISO_MO-IL | MISO_W | 2050 | B17 | 100 | 0 | 960 | 0 | 0 | 0 | 0 | 0 | 0 | 0 | 0 | 0 | 6.1214 | 2.0405
MISO_MO-IL_2_MISO_W | MISO_MO-IL | MISO_W | 2050 | B18 | 400 | 0 | 960 | 0 | 0 | 0 | 0 | 0 | 0 | 0 | 0 | 0 | 6.1214 | 2.0405
MISO_MO-IL_2_MISO_W | MISO_MO-IL | MISO_W | 2050 | B19 | 700 | 0 | 960 | 0 | 0 | 0 | 0 | 0 | 0 | 0 | 0 | 0 | 6.1214 | 2.0405
MISO_MO-IL_2_MISO_W | MISO_MO-IL | MISO_W | 2050 | B20 | 935 | 0 | 960 | 0 | 0 | 0 | 0 | 0 | 0 | 0 | 0 | 0 | 6.1214 | 2.0405
MISO_MO-IL_2_PJM_ROR | MISO_MO-IL | PJM_ROR | 2015 | B1 | 10 | 0 | 1212 | 95.97 | 387.22 | 0 | 0 | 0 | 0 | 0 | 0 | 0 | 0.31159 | 0.10386
MISO_MO-IL_2_PJM_ROR | MISO_MO-IL | PJM_ROR | 2015 | B2 | 25 | 0 | 1212 | 0 | 0 | 0 | 0 | 0 | 0 | 0 | 0 | 0 | 0.31159 | 0.10386
MISO_MO-IL_2_PJM_ROR | MISO_MO-IL | PJM_ROR | 2015 | B3 | 75 | 0 | 1212 | 0 | 0 | 0 | 0 | 0 | 0 | 0 | 0 | 0 | 0.31159 | 0.10386
MISO_MO-IL_2_PJM_ROR | MISO_MO-IL | PJM_ROR | 2015 | B4 | 100 | 0 | 1212 | 0 | 0 | 0 | 0 | 0 | 0 | 0 | 0 | 0 | 0.31159 | 0.10386
MISO_MO-IL_2_PJM_ROR | MISO_MO-IL | PJM_ROR | 2015 | B5 | 200 | 0 | 1212 | 0 | 0 | 0 | 0 | 0 | 0 | 0 | 0 | 0 | 0.31159 | 0.10386
MISO_MO-IL_2_PJM_ROR | MISO_MO-IL | PJM_ROR | 2015 | B6 | 300 | 0 | 1212 | 96.63 | 0.4 | 669.33 | 0 | 0 | 0 | 0 | 0 | 0 | 0.31159 | 0.10386
MISO_MO-IL_2_PJM_ROR | MISO_MO-IL | PJM_ROR | 2015 | B7 | 400 | 0 | 1212 | 0 | 0 | 217.69 | 0 | 0 | 0 | 0 | 0 | 0 | 0.31159 | 0.10386
MISO_MO-IL_2_PJM_ROR | MISO_MO-IL | PJM_ROR | 2015 | B8 | 500 | 0 | 1212 | 0 | 0 | 1179.32 | 0 | 0 | 0 | 0 | 0 | 0 | 0.31159 | 0.10386
MISO_MO-IL_2_PJM_ROR | MISO_MO-IL | PJM_ROR | 2015 | B9 | 800 | 0 | 1212 | 0 | 0 | 0 | 0 | 0 | 0 | 0 | 0 | 0 | 0.31159 | 0.10386
MISO_MO-IL_2_PJM_ROR | MISO_MO-IL | PJM_ROR | 2015 | B10 | 1262 | 0 | 1212 | 0 | 0 | 0 | 0 | 0 | 0 | 0 | 0 | 0 | 0.31159 | 0.10386
MISO_MO-IL_2_PJM_ROR | MISO_MO-IL | PJM_ROR | 2015 | B11 | 25 | 0 | 1212 | 0 | 0 | 0 | 0 | 0 | 0 | 0 | 0 | 0 | 0.31159 | 0.10386
MISO_MO-IL_2_PJM_ROR | MISO_MO-IL | PJM_ROR | 2015 | B12 | 200 | 0 | 1212 | 0 | 0 | 47 | 0 | 0 | 0 | 0 | 0 | 0 | 0.31159 | 0.10386
MISO_MO-IL_2_PJM_ROR | MISO_MO-IL | PJM_ROR | 2015 | B13 | 600 | 0 | 1212 | 0 | 0 | 0 | 0 | 0 | 0 | 0 | 0 | 0 | 0.31159 | 0.10386
MISO_MO-IL_2_PJM_ROR | MISO_MO-IL | PJM_ROR | 2015 | B14 | 900 | 0 | 1212 | 0 | 320.82 | 370.88 | 0 | 0 | 0 | 0 | 0 | 0 | 0.31159 | 0.10386
MISO_MO-IL_2_PJM_ROR | MISO_MO-IL | PJM_ROR | 2015 | B15 | 1203 | 0 | 1212 | 0 | 0 | 0 | 0 | 0 | 0 | 0 | 0 | 0 | 0.31159 | 0.10386
MISO_MO-IL_2_PJM_ROR | MISO_MO-IL | PJM_ROR | 2015 | B16 | 25 | 0 | 1212 | 934.84 | 1212 | 1212 | 0 | 52.48 | 0 | 0.28488 | 0.10683 | 0 | 0.31159 | 0.10386
MISO_MO-IL_2_PJM_ROR | MISO_MO-IL | PJM_ROR | 2015 | B17 | 100 | 0 | 1212 | 1212 | 1212 | 1212 | 0 | 2343.33 | 3.2405 | 0.28488 | 0.10683 | 0.40506 | 0.31159 | 0.10386
MISO_MO-IL_2_PJM_ROR | MISO_MO-IL | PJM_ROR | 2015 | B18 | 400 | 0 | 1212 | 1153.76 | 1212 | 1212 | 0 | 0 | 0 | 0.15431 | 0.01187 | 0 | 0.31159 | 0.10386
MISO_MO-IL_2_PJM_ROR | MISO_MO-IL | PJM_ROR | 2015 | B19 | 700 | 0 | 1212 | 1212 | 1212 | 1014.51 | 0 | 0 | 0.01187 | 0.02374 | 0 | 0.010386 | 0.31159 | 0.10386
MISO_MO-IL_2_PJM_ROR | MISO_MO-IL | PJM_ROR | 2015 | B20 | 935 | 0 | 1212 | 0 | 0 | 0 | 0 | 0 | 0 | 0 | 0 | 0 | 0.31159 | 0.10386
MISO_MO-IL_2_PJM_ROR | MISO_MO-IL | PJM_ROR | 2020 | B1 | 10 | 0 | 1212 | 1212 | 1212 | 1212 | 0 | 0 | 20.1553 | 0.46293 | 0.16618 | 0.37673 | 1.7527 | 0.58424
MISO_MO-IL_2_PJM_ROR | MISO_MO-IL | PJM_ROR | 2020 | B2 | 25 | 0 | 1212 | 1212 | 1146.91 | 1172.77 | 0 | 0 | 8.9975 | 0 | 0 | 0.42044 | 1.7527 | 0.58424
MISO_MO-IL_2_PJM_ROR | MISO_MO-IL | PJM_ROR | 2020 | B3 | 75 | 0 | 1212 | 0 | 0 | 0 | 0 | 0 | 0 | 0 | 0 | 0 | 1.7527 | 0.58424
MISO_MO-IL_2_PJM_ROR | MISO_MO-IL | PJM_ROR | 2020 | B4 | 100 | 0 | 1212 | 0 | 0 | 0 | 0 | 0 | 0 | 0 | 0 | 0 | 1.7527 | 0.58424
MISO_MO-IL_2_PJM_ROR | MISO_MO-IL | PJM_ROR | 2020 | B5 | 200 | 0 | 1212 | 0 | 0 | 0 | 0 | 0 | 0 | 0 | 0 | 0 | 1.7527 | 0.58424
MISO_MO-IL_2_PJM_ROR | MISO_MO-IL | PJM_ROR | 2020 | B6 | 300 | 0 | 1212 | 0 | 0 | 1212 | 0 | 0 | 0 | 0 | 0.05935 | 0 | 1.7527 | 0.58424
MISO_MO-IL_2_PJM_ROR | MISO_MO-IL | PJM_ROR | 2020 | B7 | 400 | 0 | 1212 | 0 | 0 | 1212 | 0 | 0 | 0 | 0 | 0.05935 | 0 | 1.7527 | 0.58424
MISO_MO-IL_2_PJM_ROR | MISO_MO-IL | PJM_ROR | 2020 | B8 | 500 | 0 | 1212 | 0 | 0 | 1212 | 0 | 0 | 0 | 0 | 0.05935 | 0 | 1.7527 | 0.58424
MISO_MO-IL_2_PJM_ROR | MISO_MO-IL | PJM_ROR | 2020 | B9 | 800 | 0 | 1212 | 0 | 0 | 43.81 | 0 | 0 | 0 | 0 | 0 | 0 | 1.7527 | 0.58424
MISO_MO-IL_2_PJM_ROR | MISO_MO-IL | PJM_ROR | 2020 | B10 | 1262 | 0 | 1212 | 0 | 0 | 0 | 0 | 0 | 0 | 0 | 0 | 0 | 1.7527 | 0.58424
MISO_MO-IL_2_PJM_ROR | MISO_MO-IL | PJM_ROR | 2020 | B11 | 25 | 0 | 1212 | 0 | 0 | 57.82 | 0 | 0 | 0 | 0 | 0 | 0 | 1.7527 | 0.58424
MISO_MO-IL_2_PJM_ROR | MISO_MO-IL | PJM_ROR | 2020 | B12 | 200 | 0 | 1212 | 903.24 | 157.24 | 1212 | 0 | 0 | 0 | 0 | 0.16618 | 0 | 1.7527 | 0.58424
MISO_MO-IL_2_PJM_ROR | MISO_MO-IL | PJM_ROR | 2020 | B13 | 600 | 0 | 1212 | 361.02 | 0 | 1123.06 | 0 | 0 | 0 | 0 | 0 | 0 | 1.7527 | 0.58424
MISO_MO-IL_2_PJM_ROR | MISO_MO-IL | PJM_ROR | 2020 | B14 | 900 | 0 | 1212 | 591.72 | 121.32 | 1212 | 0 | 0 | 0 | 0 | 0.15431 | 0 | 1.7527 | 0.58424
MISO_MO-IL_2_PJM_ROR | MISO_MO-IL | PJM_ROR | 2020 | B15 | 1203 | 0 | 1212 | 0 | 0 | 1212 | 0 | 0 | 0 | 0 | 0.04748 | 0 | 1.7527 | 0.58424
MISO_MO-IL_2_PJM_ROR | MISO_MO-IL | PJM_ROR | 2020 | B16 | 25 | 0 | 1212 | 985.73 | 1212 | 1212 | 0 | 0 | 0 | 0.48667 | 0.16618 | 0 | 1.7527 | 0.58424
MISO_MO-IL_2_PJM_ROR | MISO_MO-IL | PJM_ROR | 2020 | B17 | 100 | 0 | 1212 | 1212 | 1212 | 1212 | 0 | 0 | 5.0091 | 0.48667 | 0.16618 | 0.93629 | 1.7527 | 0.58424
MISO_MO-IL_2_PJM_ROR | MISO_MO-IL | PJM_ROR | 2020 | B18 | 400 | 0 | 1212 | 1212 | 1212 | 1212 | 0 | 0 | 0.80716 | 0.48667 | 0.16618 | 0.60348 | 1.7527 | 0.58424
MISO_MO-IL_2_PJM_ROR | MISO_MO-IL | PJM_ROR | 2020 | B19 | 700 | 0 | 1212 | 128.92 | 1212 | 1212 | 0 | 0 | 0 | 0.46293 | 0.16618 | 0 | 1.7527 | 0.58424
MISO_MO-IL_2_PJM_ROR | MISO_MO-IL | PJM_ROR | 2020 | B20 | 935 | 0 | 1212 | 123.05 | 1212 | 1212 | 0 | 0 | 0 | 0.13057 | 0.16618 | 0 | 1.7527 | 0.58424
MISO_MO-IL_2_PJM_ROR | MISO_MO-IL | PJM_ROR | 2025 | B1 | 10 | 0 | 1212 | 1212 | 1002.37 | 0 | 0 | 0 | 23.0041 | 0 | 0 | 0.045124 | 2.7123 | 0.9041
MISO_MO-IL_2_PJM_ROR | MISO_MO-IL | PJM_ROR | 2025 | B2 | 25 | 0 | 1212 | 1212 | 464.31 | 0 | 0 | 0 | 23.0041 | 0 | 0 | 0.11281 | 2.7123 | 0.9041
MISO_MO-IL_2_PJM_ROR | MISO_MO-IL | PJM_ROR | 2025 | B3 | 75 | 0 | 1212 | 0 | 1212 | 1212 | 0 | 0 | 0 | 0.14244 | 0.04748 | 0 | 2.7123 | 0.9041
MISO_MO-IL_2_PJM_ROR | MISO_MO-IL | PJM_ROR | 2025 | B4 | 100 | 0 | 1212 | 0 | 0 | 0 | 0 | 0 | 0 | 0 | 0 | 0 | 2.7123 | 0.9041
MISO_MO-IL_2_PJM_ROR | MISO_MO-IL | PJM_ROR | 2025 | B5 | 200 | 0 | 1212 | 0 | 0 | 0 | 0 | 0 | 0 | 0 | 0 | 0 | 2.7123 | 0.9041
MISO_MO-IL_2_PJM_ROR | MISO_MO-IL | PJM_ROR | 2025 | B6 | 300 | 0 | 1212 | 0 | 235.88 | 937.54 | 0 | 0 | 0 | 0 | 0 | 0 | 2.7123 | 0.9041
MISO_MO-IL_2_PJM_ROR | MISO_MO-IL | PJM_ROR | 2025 | B7 | 400 | 0 | 1212 | 95.51 | 464.34 | 0 | 0 | 0 | 0 | 0 | 0 | 0 | 2.7123 | 0.9041
MISO_MO-IL_2_PJM_ROR | MISO_MO-IL | PJM_ROR | 2025 | B8 | 500 | 0 | 1212 | 62.25 | 54.94 | 0 | 0 | 0 | 0 | 0 | 0 | 0 | 2.7123 | 0.9041
MISO_MO-IL_2_PJM_ROR | MISO_MO-IL | PJM_ROR | 2025 | B9 | 800 | 0 | 1212 | 0 | 0 | 0 | 0 | 0 | 0 | 0 | 0 | 0 | 2.7123 | 0.9041
MISO_MO-IL_2_PJM_ROR | MISO_MO-IL | PJM_ROR | 2025 | B10 | 1262 | 0 | 1212 | 1044.86 | 0 | 0 | 0 | 0 | 0 | 0 | 0 | 0 | 2.7123 | 0.9041
MISO_MO-IL_2_PJM_ROR | MISO_MO-IL | PJM_ROR | 2025 | B11 | 25 | 0 | 1212 | 1137.83 | 0 | 0 | 0 | 0 | 0 | 0 | 0 | 0 | 2.7123 | 0.9041
MISO_MO-IL_2_PJM_ROR | MISO_MO-IL | PJM_ROR | 2025 | B12 | 200 | 0 | 1212 | 1212 | 622.83 | 0 | 0 | 0 | 9.0212 | 0 | 0 | 0.35391 | 2.7123 | 0.9041
MISO_MO-IL_2_PJM_ROR | MISO_MO-IL | PJM_ROR | 2025 | B13 | 600 | 0 | 1212 | 1212 | 0 | 0 | 0 | 0 | 0.91399 | 0 | 0 | 0.10757 | 2.7123 | 0.9041
MISO_MO-IL_2_PJM_ROR | MISO_MO-IL | PJM_ROR | 2025 | B14 | 900 | 0 | 1212 | 1212 | 0 | 0 | 0 | 0 | 4.653 | 0 | 0 | 0.82145 | 2.7123 | 0.9041
MISO_MO-IL_2_PJM_ROR | MISO_MO-IL | PJM_ROR | 2025 | B15 | 1203 | 0 | 1212 | 1212 | 0 | 0 | 0 | 0 | 2.3977 | 0 | 0 | 0.56581 | 2.7123 | 0.9041
MISO_MO-IL_2_PJM_ROR | MISO_MO-IL | PJM_ROR | 2025 | B16 | 25 | 0 | 1212 | 1212 | 0 | 0 | 0 | 0 | 36.429 | 0 | 0 | 0.17864 | 2.7123 | 0.9041
MISO_MO-IL_2_PJM_ROR | MISO_MO-IL | PJM_ROR | 2025 | B17 | 100 | 0 | 1212 | 1212 | 0 | 0 | 0 | 0 | 15.0037 | 0 | 0 | 0.29431 | 2.7123 | 0.9041
MISO_MO-IL_2_PJM_ROR | MISO_MO-IL | PJM_ROR | 2025 | B18 | 400 | 0 | 1212 | 1212 | 0 | 0 | 0 | 0 | 5.7332 | 0 | 0 | 0.44984 | 2.7123 | 0.9041
MISO_MO-IL_2_PJM_ROR | MISO_MO-IL | PJM_ROR | 2025 | B19 | 700 | 0 | 1212 | 1212 | 0 | 0 | 0 | 0 | 1.9111 | 0 | 0 | 0.26241 | 2.7123 | 0.9041
MISO_MO-IL_2_PJM_ROR | MISO_MO-IL | PJM_ROR | 2025 | B20 | 935 | 0 | 1212 | 1212 | 0 | 0 | 0 | 0 | 2.3146 | 0 | 0 | 0.42452 | 2.7123 | 0.9041
MISO_MO-IL_2_PJM_ROR | MISO_MO-IL | PJM_ROR | 2030 | B1 | 10 | 0 | 1212 | 1212 | 1212 | 0 | 0 | 0 | 605.548 | 5.8638 | 0 | 0.94278 | 8.4171 | 2.8057
MISO_MO-IL_2_PJM_ROR | MISO_MO-IL | PJM_ROR | 2030 | B2 | 25 | 0 | 1212 | 1212 | 1212 | 0 | 0 | 0 | 596.693 | 4.8192 | 0 | 2.3225 | 8.4171 | 2.8057
MISO_MO-IL_2_PJM_ROR | MISO_MO-IL | PJM_ROR | 2030 | B3 | 75 | 0 | 1212 | 486.96 | 1212 | 1212 | 0 | 0 | 0 | 5.1872 | 0.4748 | 0 | 8.4171 | 2.8057
MISO_MO-IL_2_PJM_ROR | MISO_MO-IL | PJM_ROR | 2030 | B4 | 100 | 0 | 1212 | 0 | 0 | 0 | 0 | 0 | 0 | 0 | 0 | 0 | 8.4171 | 2.8057
MISO_MO-IL_2_PJM_ROR | MISO_MO-IL | PJM_ROR | 2030 | B5 | 200 | 0 | 1212 | 0 | 211.58 | 0 | 0 | 0 | 0 | 0 | 0 | 0 | 8.4171 | 2.8057
MISO_MO-IL_2_PJM_ROR | MISO_MO-IL | PJM_ROR | 2030 | B6 | 300 | 0 | 1212 | 121.66 | 1212 | 0 | 0 | 0 | 0 | 5.389 | 0 | 0 | 8.4171 | 2.8057
MISO_MO-IL_2_PJM_ROR | MISO_MO-IL | PJM_ROR | 2030 | B7 | 400 | 0 | 1212 | 345.79 | 1212 | 0 | 0 | 0 | 0 | 5.389 | 0 | 0 | 8.4171 | 2.8057
MISO_MO-IL_2_PJM_ROR | MISO_MO-IL | PJM_ROR | 2030 | B8 | 500 | 0 | 1212 | 1212 | 1212 | 0 | 0 | 0 | 0.61724 | 0.53415 | 0 | 0.048049 | 8.4171 | 2.8057
MISO_MO-IL_2_PJM_ROR | MISO_MO-IL | PJM_ROR | 2030 | B9 | 800 | 0 | 1212 | 1212 | 1212 | 0 | 0 | 0 | 0.46293 | 0.73594 | 0 | 0.057659 | 8.4171 | 2.8057
MISO_MO-IL_2_PJM_ROR | MISO_MO-IL | PJM_ROR | 2030 | B10 | 1262 | 0 | 1212 | 0 | 0 | 0 | 0 | 0 | 0 | 0 | 0 | 0 | 8.4171 | 2.8057
MISO_MO-IL_2_PJM_ROR | MISO_MO-IL | PJM_ROR | 2030 | B11 | 25 | 0 | 1212 | 1212 | 1212 | 0 | 0 | 0 | 8.9975 | 6.4335 | 0 | 0.03502 | 8.4171 | 2.8057
MISO_MO-IL_2_PJM_ROR | MISO_MO-IL | PJM_ROR | 2030 | B12 | 200 | 0 | 1212 | 1212 | 1212 | 0 | 0 | 0 | 13.6861 | 3.9646 | 0 | 0.42616 | 8.4171 | 2.8057
MISO_MO-IL_2_PJM_ROR | MISO_MO-IL | PJM_ROR | 2030 | B13 | 600 | 0 | 1212 | 1212 | 1212 | 0 | 0 | 0 | 13.9591 | 3.3355 | 0 | 1.304 | 8.4171 | 2.8057
MISO_MO-IL_2_PJM_ROR | MISO_MO-IL | PJM_ROR | 2030 | B14 | 900 | 0 | 1212 | 1212 | 1212 | 0 | 0 | 0 | 9.864 | 1.4125 | 0 | 1.3822 | 8.4171 | 2.8057
MISO_MO-IL_2_PJM_ROR | MISO_MO-IL | PJM_ROR | 2030 | B15 | 1203 | 0 | 1212 | 1212 | 0 | 0 | 0 | 0 | 4.1426 | 0 | 0 | 0.7759 | 8.4171 | 2.8057
MISO_MO-IL_2_PJM_ROR | MISO_MO-IL | PJM_ROR | 2030 | B16 | 25 | 0 | 1212 | 1212 | 1080.26 | 0 | 0 | 0 | 26.8381 | 0 | 0 | 0.10446 | 8.4171 | 2.8057
MISO_MO-IL_2_PJM_ROR | MISO_MO-IL | PJM_ROR | 2030 | B17 | 100 | 0 | 1212 | 1212 | 354.21 | 0 | 0 | 0 | 19.7161 | 0 | 0 | 0.30696 | 8.4171 | 2.8057
MISO_MO-IL_2_PJM_ROR | MISO_MO-IL | PJM_ROR | 2030 | B18 | 400 | 0 | 1212 | 1212 | 1212 | 0 | 0 | 0 | 13.3537 | 3.6322 | 0 | 0.83162 | 8.4171 | 2.8057
MISO_MO-IL_2_PJM_ROR | MISO_MO-IL | PJM_ROR | 2030 | B19 | 700 | 0 | 1212 | 1212 | 1212 | 0 | 0 | 0 | 11.6089 | 3.5254 | 0 | 1.2652 | 8.4171 | 2.8057
MISO_MO-IL_2_PJM_ROR | MISO_MO-IL | PJM_ROR | 2030 | B20 | 935 | 0 | 1212 | 1212 | 0 | 0 | 0 | 0 | 9.7571 | 0 | 0 | 1.4204 | 8.4171 | 2.8057
MISO_MO-IL_2_PJM_ROR | MISO_MO-IL | PJM_ROR | 2035 | B1 | 10 | 10 | 1212 | 1212 | 1212 | 1212 | 6445.75 | 4182.89 | 528.1438 | 9.9827 | 3.3236 | 0.82716 | 9.9871 | 3.329
MISO_MO-IL_2_PJM_ROR | MISO_MO-IL | PJM_ROR | 2035 | B2 | 25 | 0 | 1212 | 1212 | 1212 | 0 | 0 | 0 | 514.2203 | 4.0121 | 0 | 2.0134 | 9.9871 | 3.329
MISO_MO-IL_2_PJM_ROR | MISO_MO-IL | PJM_ROR | 2035 | B3 | 75 | 0 | 1212 | 1181.57 | 1212 | 1212 | 0 | 0 | 0 | 3.0981 | 1.0327 | 0 | 9.9871 | 3.329
MISO_MO-IL_2_PJM_ROR | MISO_MO-IL | PJM_ROR | 2035 | B4 | 100 | 0 | 1212 | 0 | 877.21 | 0 | 0 | 0 | 0 | 0 | 0 | 0 | 9.9871 | 3.329
MISO_MO-IL_2_PJM_ROR | MISO_MO-IL | PJM_ROR | 2035 | B5 | 200 | 0 | 1212 | 0 | 1212 | 1212 | 0 | 0 | 0 | 6.3742 | 1.0327 | 0 | 9.9871 | 3.329
MISO_MO-IL_2_PJM_ROR | MISO_MO-IL | PJM_ROR | 2035 | B6 | 300 | 0 | 1212 | 0 | 1212 | 1212 | 0 | 0 | 0 | 6.5166 | 0.64098 | 0 | 9.9871 | 3.329
MISO_MO-IL_2_PJM_ROR | MISO_MO-IL | PJM_ROR | 2035 | B7 | 400 | 0 | 1212 | 0 | 1212 | 1212 | 0 | 0 | 0 | 3.9171 | 2.1603 | 0 | 9.9871 | 3.329
MISO_MO-IL_2_PJM_ROR | MISO_MO-IL | PJM_ROR | 2035 | B8 | 500 | 0 | 1212 | 192.22 | 1025.39 | 0 | 0 | 0 | 0 | 0 | 0 | 0 | 9.9871 | 3.329
MISO_MO-IL_2_PJM_ROR | MISO_MO-IL | PJM_ROR | 2035 | B9 | 800 | 0 | 1212 | 607.74 | 1212 | 637.59 | 0 | 0 | 0 | 4.1189 | 0 | 0 | 9.9871 | 3.329
MISO_MO-IL_2_PJM_ROR | MISO_MO-IL | PJM_ROR | 2035 | B10 | 1262 | 0 | 1212 | 1212 | 1212 | 0 | 0 | 0 | 3.2761 | 1.8399 | 0 | 0.64753 | 9.9871 | 3.329
MISO_MO-IL_2_PJM_ROR | MISO_MO-IL | PJM_ROR | 2035 | B11 | 25 | 0 | 1212 | 1212 | 1212 | 186.86 | 0 | 0 | 9.4367 | 5.9231 | 0 | 0.036949 | 9.9871 | 3.329
MISO_MO-IL_2_PJM_ROR | MISO_MO-IL | PJM_ROR | 2035 | B12 | 200 | 200 | 1212 | 1212 | 1212 | 1212 | 1738.56 | 1811.17 | 15.0037 | 9.9827 | 3.3236 | 0.46997 | 9.9871 | 3.329
MISO_MO-IL_2_PJM_ROR | MISO_MO-IL | PJM_ROR | 2035 | B13 | 600 | 600 | 1212 | 1212 | 1212 | 1212 | 2953.95 | 0 | 15.0037 | 9.9827 | 1.1514 | 1.4099 | 9.9871 | 3.329
MISO_MO-IL_2_PJM_ROR | MISO_MO-IL | PJM_ROR | 2035 | B14 | 900 | 0 | 1212 | 1212 | 1212 | 1212 | 0 | 0 | 10.042 | 7.6799 | 2.0891 | 1.4155 | 9.9871 | 3.329
MISO_MO-IL_2_PJM_ROR | MISO_MO-IL | PJM_ROR | 2035 | B15 | 1203 | 1203 | 1212 | 1212 | 1212 | 1212 | 5463.01 | 0 | 8.7126 | 9.9827 | 2.4452 | 1.6415 | 9.9871 | 3.329
MISO_MO-IL_2_PJM_ROR | MISO_MO-IL | PJM_ROR | 2035 | B16 | 25 | 25 | 1212 | 1212 | 1212 | 1212 | 281.29 | 0 | 23.0159 | 9.9827 | 0.48667 | 0.090117 | 9.9871 | 3.329
MISO_MO-IL_2_PJM_ROR | MISO_MO-IL | PJM_ROR | 2035 | B17 | 100 | 0 | 1212 | 1212 | 1212 | 1212 | 0 | 0 | 17.5676 | 7.7867 | 1.092 | 0.27514 | 9.9871 | 3.329
MISO_MO-IL_2_PJM_ROR | MISO_MO-IL | PJM_ROR | 2035 | B18 | 400 | 0 | 1212 | 1212 | 1212 | 1212 | 0 | 0 | 16.7011 | 9.2942 | 1.2226 | 1.0463 | 9.9871 | 3.329
MISO_MO-IL_2_PJM_ROR | MISO_MO-IL | PJM_ROR | 2035 | B19 | 700 | 0 | 1212 | 1212 | 1212 | 1212 | 0 | 0 | 10.505 | 7.3238 | 1.092 | 1.1517 | 9.9871 | 3.329
MISO_MO-IL_2_PJM_ROR | MISO_MO-IL | PJM_ROR | 2035 | B20 | 935 | 935 | 1212 | 1212 | 1212 | 1212 | 5519.77 | 0 | 15.6447 | 9.9827 | 2.0891 | 2.291 | 9.9871 | 3.329
MISO_MO-IL_2_PJM_ROR | MISO_MO-IL | PJM_ROR | 2040 | B1 | 10 | 10 | 1212 | 1212 | 1212 | 1212 | 2170.23 | 2082.41 | 452.793 | 9.1993 | 3.0625 | 0.70915 | 13.0361 | 4.3454
MISO_MO-IL_2_PJM_ROR | MISO_MO-IL | PJM_ROR | 2040 | B2 | 25 | 0 | 1212 | 1212 | 1212 | 1212 | 0 | 0 | 445.7066 | 6.9321 | 2.3146 | 1.7451 | 13.0361 | 4.3454
MISO_MO-IL_2_PJM_ROR | MISO_MO-IL | PJM_ROR | 2040 | B3 | 75 | 0 | 1212 | 784.2 | 1212 | 1212 | 0 | 0 | 0 | 6.6353 | 2.3146 | 0 | 13.0361 | 4.3454
MISO_MO-IL_2_PJM_ROR | MISO_MO-IL | PJM_ROR | 2040 | B4 | 100 | 0 | 1212 | 0 | 1212 | 1212 | 0 | 0 | 0 | 6.6353 | 2.3146 | 0 | 13.0361 | 4.3454
MISO_MO-IL_2_PJM_ROR | MISO_MO-IL | PJM_ROR | 2040 | B5 | 200 | 0 | 1212 | 0 | 0 | 1212 | 0 | 0 | 0 | 0 | 2.3146 | 0 | 13.0361 | 4.3454
MISO_MO-IL_2_PJM_ROR | MISO_MO-IL | PJM_ROR | 2040 | B6 | 300 | 0 | 1212 | 0 | 0 | 1212 | 0 | 0 | 0 | 0 | 1.2582 | 0 | 13.0361 | 4.3454
MISO_MO-IL_2_PJM_ROR | MISO_MO-IL | PJM_ROR | 2040 | B7 | 400 | 0 | 1212 | 0 | 1212 | 1212 | 0 | 0 | 0 | 2.2434 | 2.3146 | 0 | 13.0361 | 4.3454
MISO_MO-IL_2_PJM_ROR | MISO_MO-IL | PJM_ROR | 2040 | B8 | 500 | 0 | 1212 | 0 | 1212 | 1212 | 0 | 0 | 0 | 6.9321 | 2.3146 | 0 | 13.0361 | 4.3454
MISO_MO-IL_2_PJM_ROR | MISO_MO-IL | PJM_ROR | 2040 | B9 | 800 | 0 | 1212 | 0 | 1212 | 1212 | 0 | 0 | 0 | 4.8192 | 2.3146 | 0 | 13.0361 | 4.3454
MISO_MO-IL_2_PJM_ROR | MISO_MO-IL | PJM_ROR | 2040 | B10 | 1262 | 1262 | 1212 | 1212 | 1212 | 1212 | 4269.49 | 1638.16 | 15.0156 | 9.1993 | 3.0625 | 2.9678 | 13.0361 | 4.3454
MISO_MO-IL_2_PJM_ROR | MISO_MO-IL | PJM_ROR | 2040 | B11 | 25 | 0 | 1212 | 1212 | 1212 | 1212 | 0 | 0 | 2.006 | 3.9408 | 2.3146 | 0.0078545 | 13.0361 | 4.3454
MISO_MO-IL_2_PJM_ROR | MISO_MO-IL | PJM_ROR | 2040 | B12 | 200 | 0 | 1212 | 1212 | 1212 | 1212 | 0 | 0 | 11.6801 | 6.9321 | 2.3146 | 0.36586 | 13.0361 | 4.3454
MISO_MO-IL_2_PJM_ROR | MISO_MO-IL | PJM_ROR | 2040 | B13 | 600 | 600 | 1212 | 1212 | 1212 | 1212 | 3.98 | 0 | 12.4398 | 9.1993 | 2.3146 | 1.169 | 13.0361 | 4.3454
MISO_MO-IL_2_PJM_ROR | MISO_MO-IL | PJM_ROR | 2040 | B14 | 900 | 900 | 1212 | 1212 | 1212 | 1212 | 6920.29 | 0 | 12.4398 | 9.1993 | 2.7064 | 1.7535 | 13.0361 | 4.3454
MISO_MO-IL_2_PJM_ROR | MISO_MO-IL | PJM_ROR | 2040 | B15 | 1203 | 1203 | 1212 | 1212 | 1212 | 1212 | 13087.29 | 5845.96 | 19.0395 | 9.1993 | 3.0625 | 3.5872 | 13.0361 | 4.3454
MISO_MO-IL_2_PJM_ROR | MISO_MO-IL | PJM_ROR | 2040 | B16 | 25 | 0 | 1212 | 1212 | 1212 | 1212 | 0 | 0 | 23.8468 | 6.9321 | 2.3146 | 0.093371 | 13.0361 | 4.3454
MISO_MO-IL_2_PJM_ROR | MISO_MO-IL | PJM_ROR | 2040 | B17 | 100 | 0 | 1212 | 1212 | 1212 | 1212 | 0 | 0 | 4.5343 | 8.9975 | 2.3146 | 0.071016 | 13.0361 | 4.3454
MISO_MO-IL_2_PJM_ROR | MISO_MO-IL | PJM_ROR | 2040 | B18 | 400 | 0 | 1212 | 1212 | 1212 | 1212 | 0 | 0 | 13.8998 | 9.1518 | 2.3146 | 0.87078 | 13.0361 | 4.3454
MISO_MO-IL_2_PJM_ROR | MISO_MO-IL | PJM_ROR | 2040 | B19 | 700 | 700 | 1212 | 1212 | 1212 | 1212 | 1144.36 | 0 | 13.8998 | 9.1993 | 2.3146 | 1.5239 | 13.0361 | 4.3454
MISO_MO-IL_2_PJM_ROR | MISO_MO-IL | PJM_ROR | 2040 | B20 | 935 | 935 | 1212 | 1212 | 1212 | 1212 | 7676.47 | 5588.6 | 17.1878 | 9.1993 | 3.0625 | 2.5169 | 13.0361 | 4.3454
MISO_MO-IL_2_PJM_ROR | MISO_MO-IL | PJM_ROR | 2045 | B1 | 10 | 10 | 1212 | 1212 | 1212 | 1212 | 5108.44 | 0 | 343.0786 | 8.6888 | 2.5402 | 0.53314 | 10.6114 | 3.5371
MISO_MO-IL_2_PJM_ROR | MISO_MO-IL | PJM_ROR | 2045 | B2 | 25 | 0 | 1212 | 1212 | 1212 | 1212 | 0 | 0 | 316.1812 | 6.2792 | 1.8992 | 1.2284 | 10.6114 | 3.5371
MISO_MO-IL_2_PJM_ROR | MISO_MO-IL | PJM_ROR | 2045 | B3 | 75 | 0 | 1212 | 1212 | 1212 | 1212 | 0 | 0 | 8.9975 | 5.7095 | 1.8992 | 0.10487 | 10.6114 | 3.5371
MISO_MO-IL_2_PJM_ROR | MISO_MO-IL | PJM_ROR | 2045 | B4 | 100 | 0 | 1212 | 0 | 1212 | 1212 | 0 | 0 | 0 | 3.6916 | 1.8992 | 0 | 10.6114 | 3.5371
MISO_MO-IL_2_PJM_ROR | MISO_MO-IL | PJM_ROR | 2045 | B5 | 200 | 0 | 1212 | 0 | 0 | 1212 | 0 | 0 | 0 | 0 | 0.72407 | 0 | 10.6114 | 3.5371
MISO_MO-IL_2_PJM_ROR | MISO_MO-IL | PJM_ROR | 2045 | B6 | 300 | 0 | 1212 | 0 | 0 | 0 | 0 | 0 | 0 | 0 | 0 | 0 | 10.6114 | 3.5371
MISO_MO-IL_2_PJM_ROR | MISO_MO-IL | PJM_ROR | 2045 | B7 | 400 | 0 | 1212 | 0 | 27.37 | 1212 | 0 | 0 | 0 | 0 | 1.8992 | 0 | 10.6114 | 3.5371
MISO_MO-IL_2_PJM_ROR | MISO_MO-IL | PJM_ROR | 2045 | B8 | 500 | 0 | 1212 | 0 | 1212 | 1212 | 0 | 0 | 0 | 2.1366 | 1.8992 | 0 | 10.6114 | 3.5371
MISO_MO-IL_2_PJM_ROR | MISO_MO-IL | PJM_ROR | 2045 | B9 | 800 | 0 | 1212 | 0 | 1212 | 1212 | 0 | 0 | 0 | 4.38 | 1.8992 | 0 | 10.6114 | 3.5371
MISO_MO-IL_2_PJM_ROR | MISO_MO-IL | PJM_ROR | 2045 | B10 | 1262 | 1262 | 1212 | 1212 | 1212 | 1212 | 1766.91 | 268.75 | 12.6059 | 8.6888 | 2.8963 | 2.4722 | 10.6114 | 3.5371
MISO_MO-IL_2_PJM_ROR | MISO_MO-IL | PJM_ROR | 2045 | B11 | 25 | 0 | 1212 | 85.34 | 1212 | 1212 | 0 | 0 | 0 | 2.006 | 1.4481 | 0 | 10.6114 | 3.5371
MISO_MO-IL_2_PJM_ROR | MISO_MO-IL | PJM_ROR | 2045 | B12 | 200 | 200 | 1212 | 1212 | 1212 | 1212 | 225.07 | 0 | 19.8823 | 8.6888 | 1.8992 | 0.61794 | 10.6114 | 3.5371
MISO_MO-IL_2_PJM_ROR | MISO_MO-IL | PJM_ROR | 2045 | B13 | 600 | 600 | 1212 | 1212 | 1212 | 1212 | 1597.41 | 0 | 15.0037 | 8.6888 | 1.8992 | 1.3989 | 10.6114 | 3.5371
MISO_MO-IL_2_PJM_ROR | MISO_MO-IL | PJM_ROR | 2045 | B14 | 900 | 900 | 1212 | 1212 | 1212 | 1212 | 6154.54 | 0 | 15.0037 | 8.6888 | 2.8132 | 2.0984 | 10.6114 | 3.5371
MISO_MO-IL_2_PJM_ROR | MISO_MO-IL | PJM_ROR | 2045 | B15 | 1203 | 1203 | 1212 | 1212 | 1212 | 1212 | 6913.05 | 0 | 5.8282 | 8.6888 | 2.6589 | 1.0896 | 10.6114 | 3.5371
MISO_MO-IL_2_PJM_ROR | MISO_MO-IL | PJM_ROR | 2045 | B16 | 25 | 0 | 1212 | 1212 | 1212 | 1212 | 0 | 0 | 103.0909 | 6.2792 | 1.8992 | 0.40051 | 10.6114 | 3.5371
MISO_MO-IL_2_PJM_ROR | MISO_MO-IL | PJM_ROR | 2045 | B17 | 100 | 0 | 1212 | 1212 | 1212 | 1212 | 0 | 0 | 15.0037 | 5.7095 | 1.8992 | 0.23316 | 10.6114 | 3.5371
MISO_MO-IL_2_PJM_ROR | MISO_MO-IL | PJM_ROR | 2045 | B18 | 400 | 400 | 1212 | 1212 | 1212 | 1212 | 1761.82 | 0 | 17.4133 | 8.6888 | 1.8992 | 1.0824 | 10.6114 | 3.5371
MISO_MO-IL_2_PJM_ROR | MISO_MO-IL | PJM_ROR | 2045 | B19 | 700 | 700 | 1212 | 1212 | 1212 | 1212 | 4788.45 | 0 | 15.0156 | 8.6888 | 1.9467 | 1.6334 | 10.6114 | 3.5371
MISO_MO-IL_2_PJM_ROR | MISO_MO-IL | PJM_ROR | 2045 | B20 | 935 | 935 | 1212 | 1212 | 1212 | 1212 | 8268.81 | 1656.83 | 8.6414 | 8.6888 | 2.8963 | 1.2556 | 10.6114 | 3.5371
MISO_MO-IL_2_PJM_ROR | MISO_MO-IL | PJM_ROR | 2050 | B1 | 10 | 10 | 1212 | 1212 | 1212 | 1212 | 5439.03 | 1233.21 | 96.2301 | 6.7896 | 2.2672 | 0.16044 | 4.7855 | 1.5952
MISO_MO-IL_2_PJM_ROR | MISO_MO-IL | PJM_ROR | 2050 | B2 | 25 | 0 | 1212 | 1212 | 1212 | 1212 | 0 | 0 | 84.8824 | 6.0656 | 1.1989 | 0.35379 | 4.7855 | 1.5952
MISO_MO-IL_2_PJM_ROR | MISO_MO-IL | PJM_ROR | 2050 | B3 | 75 | 0 | 1212 | 1212 | 1212 | 1212 | 0 | 0 | 8.9975 | 3.5847 | 1.1989 | 0.11251 | 4.7855 | 1.5952
MISO_MO-IL_2_PJM_ROR | MISO_MO-IL | PJM_ROR | 2050 | B4 | 100 | 0 | 1212 | 0 | 0 | 1212 | 0 | 0 | 0 | 0 | 1.1989 | 0 | 4.7855 | 1.5952
MISO_MO-IL_2_PJM_ROR | MISO_MO-IL | PJM_ROR | 2050 | B5 | 200 | 0 | 1212 | 0 | 0 | 388.64 | 0 | 0 | 0 | 0 | 0 | 0 | 4.7855 | 1.5952
MISO_MO-IL_2_PJM_ROR | MISO_MO-IL | PJM_ROR | 2050 | B6 | 300 | 0 | 1212 | 0 | 0 | 1212 | 0 | 0 | 0 | 0 | 0.01187 | 0 | 4.7855 | 1.5952
MISO_MO-IL_2_PJM_ROR | MISO_MO-IL | PJM_ROR | 2050 | B7 | 400 | 0 | 1212 | 0 | 1212 | 0 | 0 | 0 | 0 | 0.18992 | 0 | 0 | 4.7855 | 1.5952
MISO_MO-IL_2_PJM_ROR | MISO_MO-IL | PJM_ROR | 2050 | B8 | 500 | 0 | 1212 | 0 | 1212 | 1212 | 0 | 0 | 0 | 3.5847 | 1.1989 | 0 | 4.7855 | 1.5952
MISO_MO-IL_2_PJM_ROR | MISO_MO-IL | PJM_ROR | 2050 | B9 | 800 | 0 | 1212 | 1212 | 1212 | 1212 | 0 | 0 | 7.0033 | 3.5847 | 1.1989 | 0.93408 | 4.7855 | 1.5952
MISO_MO-IL_2_PJM_ROR | MISO_MO-IL | PJM_ROR | 2050 | B10 | 1262 | 0 | 1212 | 0 | 1212 | 1212 | 0 | 0 | 0 | 3.5847 | 1.3057 | 0 | 4.7855 | 1.5952
MISO_MO-IL_2_PJM_ROR | MISO_MO-IL | PJM_ROR | 2050 | B11 | 25 | 25 | 1212 | 1212 | 1212 | 1212 | 908.96 | 0 | 1.9942 | 6.7896 | 1.1989 | 0.0083118 | 4.7855 | 1.5952
MISO_MO-IL_2_PJM_ROR | MISO_MO-IL | PJM_ROR | 2050 | B12 | 200 | 200 | 1212 | 1212 | 1212 | 1212 | 830.7 | 0 | 13.9947 | 6.7896 | 1.1989 | 0.46665 | 4.7855 | 1.5952
MISO_MO-IL_2_PJM_ROR | MISO_MO-IL | PJM_ROR | 2050 | B13 | 600 | 600 | 1212 | 1212 | 1212 | 1212 | 877.06 | 0 | 3.0981 | 6.7896 | 1.1989 | 0.30991 | 4.7855 | 1.5952
MISO_MO-IL_2_PJM_ROR | MISO_MO-IL | PJM_ROR | 2050 | B14 | 900 | 900 | 1212 | 1212 | 1212 | 1212 | 1066.61 | 1761.77 | 3.0981 | 6.7896 | 2.2672 | 0.46487 | 4.7855 | 1.5952
MISO_MO-IL_2_PJM_ROR | MISO_MO-IL | PJM_ROR | 2050 | B15 | 1203 | 0 | 1212 | 1212 | 1212 | 1212 | 0 | 0 | 6.1131 | 3.5847 | 1.1989 | 1.2261 | 4.7855 | 1.5952
MISO_MO-IL_2_PJM_ROR | MISO_MO-IL | PJM_ROR | 2050 | B16 | 25 | 0 | 1212 | 1212 | 1212 | 1212 | 0 | 0 | 82.4728 | 6.754 | 1.1989 | 0.34375 | 4.7855 | 1.5952
MISO_MO-IL_2_PJM_ROR | MISO_MO-IL | PJM_ROR | 2050 | B17 | 100 | 0 | 1212 | 1212 | 1212 | 1212 | 0 | 0 | 15.0037 | 3.7747 | 1.1989 | 0.25014 | 4.7855 | 1.5952
MISO_MO-IL_2_PJM_ROR | MISO_MO-IL | PJM_ROR | 2050 | B18 | 400 | 400 | 1212 | 1212 | 1212 | 1212 | 242.65 | 0 | 5.9943 | 6.7896 | 1.1989 | 0.39976 | 4.7855 | 1.5952
MISO_MO-IL_2_PJM_ROR | MISO_MO-IL | PJM_ROR | 2050 | B19 | 700 | 700 | 1212 | 1212 | 1212 | 1212 | 3067.51 | 0 | 1.8042 | 6.7896 | 1.1989 | 0.21056 | 4.7855 | 1.5952
MISO_MO-IL_2_PJM_ROR | MISO_MO-IL | PJM_ROR | 2050 | B20 | 935 | 0 | 1212 | 1212 | 1212 | 1212 | 0 | 273.13 | 7.3119 | 3.5847 | 2.2672 | 1.1398 | 4.7855 | 1.5952
MISO_MO-IL_2_SPP_N | MISO_MO-IL | SPP_N | 2015 | B1 | 10 | 0 | 2000 | 0 | 0 | 0 | 0 | 0 | 0 | 0 | 0 | 0 | 0 | 0
MISO_MO-IL_2_SPP_N | MISO_MO-IL | SPP_N | 2015 | B2 | 25 | 0 | 2000 | 0 | 0 | 0 | 0 | 0 | 0 | 0 | 0 | 0 | 0 | 0
MISO_MO-IL_2_SPP_N | MISO_MO-IL | SPP_N | 2015 | B3 | 75 | 0 | 2000 | 0 | 0 | 0 | 0 | 0 | 0 | 0 | 0 | 0 | 0 | 0
MISO_MO-IL_2_SPP_N | MISO_MO-IL | SPP_N | 2015 | B4 | 100 | 0 | 2000 | 0 | 0 | 0 | 0 | 0 | 0 | 0 | 0 | 0 | 0 | 0
MISO_MO-IL_2_SPP_N | MISO_MO-IL | SPP_N | 2015 | B5 | 200 | 0 | 2000 | 0 | 0 | 0 | 0 | 0 | 0 | 0 | 0 | 0 | 0 | 0
MISO_MO-IL_2_SPP_N | MISO_MO-IL | SPP_N | 2015 | B6 | 300 | 0 | 2000 | 0 | 0 | 0 | 0 | 0 | 0 | 0 | 0 | 0 | 0 | 0
MISO_MO-IL_2_SPP_N | MISO_MO-IL | SPP_N | 2015 | B7 | 400 | 0 | 2000 | 0 | 0 | 0 | 0 | 0 | 0 | 0 | 0 | 0 | 0 | 0
MISO_MO-IL_2_SPP_N | MISO_MO-IL | SPP_N | 2015 | B8 | 500 | 0 | 2000 | 0 | 0 | 0 | 0 | 0 | 0 | 0 | 0 | 0 | 0 | 0
MISO_MO-IL_2_SPP_N | MISO_MO-IL | SPP_N | 2015 | B9 | 800 | 0 | 2000 | 0 | 0 | 0 | 0 | 0 | 0 | 0 | 0 | 0 | 0 | 0
MISO_MO-IL_2_SPP_N | MISO_MO-IL | SPP_N | 2015 | B10 | 1262 | 0 | 2000 | 0 | 0 | 0 | 0 | 0 | 0 | 0 | 0 | 0 | 0 | 0
MISO_MO-IL_2_SPP_N | MISO_MO-IL | SPP_N | 2015 | B11 | 25 | 0 | 2000 | 0 | 0 | 0 | 0 | 0 | 0 | 0 | 0 | 0 | 0 | 0
MISO_MO-IL_2_SPP_N | MISO_MO-IL | SPP_N | 2015 | B12 | 200 | 0 | 2000 | 0 | 0 | 0 | 0 | 0 | 0 | 0 | 0 | 0 | 0 | 0
MISO_MO-IL_2_SPP_N | MISO_MO-IL | SPP_N | 2015 | B13 | 600 | 0 | 2000 | 0 | 0 | 0 | 0 | 0 | 0 | 0 | 0 | 0 | 0 | 0
MISO_MO-IL_2_SPP_N | MISO_MO-IL | SPP_N | 2015 | B14 | 900 | 0 | 2000 | 0 | 0 | 0 | 0 | 0 | 0 | 0 | 0 | 0 | 0 | 0
MISO_MO-IL_2_SPP_N | MISO_MO-IL | SPP_N | 2015 | B15 | 1203 | 0 | 2000 | 0 | 0 | 0 | 0 | 0 | 0 | 0 | 0 | 0 | 0 | 0
MISO_MO-IL_2_SPP_N | MISO_MO-IL | SPP_N | 2015 | B16 | 25 | 0 | 2000 | 0 | 0 | 0 | 0 | 0 | 0 | 0 | 0 | 0 | 0 | 0
MISO_MO-IL_2_SPP_N | MISO_MO-IL | SPP_N | 2015 | B17 | 100 | 0 | 2000 | 0 | 0 | 0 | 0 | 0 | 0 | 0 | 0 | 0 | 0 | 0
MISO_MO-IL_2_SPP_N | MISO_MO-IL | SPP_N | 2015 | B18 | 400 | 0 | 2000 | 0 | 0 | 0 | 0 | 0 | 0 | 0 | 0 | 0 | 0 | 0
MISO_MO-IL_2_SPP_N | MISO_MO-IL | SPP_N | 2015 | B19 | 700 | 0 | 2000 | 0 | 0 | 0 | 0 | 0 | 0 | 0 | 0 | 0 | 0 | 0
MISO_MO-IL_2_SPP_N | MISO_MO-IL | SPP_N | 2015 | B20 | 935 | 0 | 2000 | 0 | 0 | 0 | 0 | 0 | 0 | 0 | 0 | 0 | 0 | 0
MISO_MO-IL_2_SPP_N | MISO_MO-IL | SPP_N | 2020 | B1 | 10 | 0 | 2000 | 0 | 0 | 0 | 0 | 0 | 0 | 0 | 0 | 0 | 0 | 0
MISO_MO-IL_2_SPP_N | MISO_MO-IL | SPP_N | 2020 | B2 | 25 | 0 | 2000 | 0 | 0 | 0 | 0 | 0 | 0 | 0 | 0 | 0 | 0 | 0
MISO_MO-IL_2_SPP_N | MISO_MO-IL | SPP_N | 2020 | B3 | 75 | 0 | 2000 | 0 | 0 | 0 | 0 | 0 | 0 | 0 | 0 | 0 | 0 | 0
MISO_MO-IL_2_SPP_N | MISO_MO-IL | SPP_N | 2020 | B4 | 100 | 0 | 2000 | 0 | 0 | 0 | 0 | 0 | 0 | 0 | 0 | 0 | 0 | 0
MISO_MO-IL_2_SPP_N | MISO_MO-IL | SPP_N | 2020 | B5 | 200 | 0 | 2000 | 0 | 0 | 0 | 0 | 0 | 0 | 0 | 0 | 0 | 0 | 0
MISO_MO-IL_2_SPP_N | MISO_MO-IL | SPP_N | 2020 | B6 | 300 | 0 | 2000 | 0 | 0 | 0 | 0 | 0 | 0 | 0 | 0 | 0 | 0 | 0
MISO_MO-IL_2_SPP_N | MISO_MO-IL | SPP_N | 2020 | B7 | 400 | 0 | 2000 | 0 | 0 | 0 | 0 | 0 | 0 | 0 | 0 | 0 | 0 | 0
MISO_MO-IL_2_SPP_N | MISO_MO-IL | SPP_N | 2020 | B8 | 500 | 0 | 2000 | 0 | 0 | 0 | 0 | 0 | 0 | 0 | 0 | 0 | 0 | 0
MISO_MO-IL_2_SPP_N | MISO_MO-IL | SPP_N | 2020 | B9 | 800 | 0 | 2000 | 0 | 0 | 0 | 0 | 0 | 0 | 0 | 0 | 0 | 0 | 0
MISO_MO-IL_2_SPP_N | MISO_MO-IL | SPP_N | 2020 | B10 | 1262 | 0 | 2000 | 0 | 0 | 0 | 0 | 0 | 0 | 0 | 0 | 0 | 0 | 0
MISO_MO-IL_2_SPP_N | MISO_MO-IL | SPP_N | 2020 | B11 | 25 | 0 | 2000 | 0 | 0 | 0 | 0 | 0 | 0 | 0 | 0 | 0 | 0 | 0
MISO_MO-IL_2_SPP_N | MISO_MO-IL | SPP_N | 2020 | B12 | 200 | 0 | 2000 | 0 | 0 | 0 | 0 | 0 | 0 | 0 | 0 | 0 | 0 | 0
MISO_MO-IL_2_SPP_N | MISO_MO-IL | SPP_N | 2020 | B13 | 600 | 0 | 2000 | 0 | 0 | 0 | 0 | 0 | 0 | 0 | 0 | 0 | 0 | 0
MISO_MO-IL_2_SPP_N | MISO_MO-IL | SPP_N | 2020 | B14 | 900 | 0 | 2000 | 0 | 0 | 0 | 0 | 0 | 0 | 0 | 0 | 0 | 0 | 0
MISO_MO-IL_2_SPP_N | MISO_MO-IL | SPP_N | 2020 | B15 | 1203 | 0 | 2000 | 0 | 0 | 0 | 0 | 0 | 0 | 0 | 0 | 0 | 0 | 0
MISO_MO-IL_2_SPP_N | MISO_MO-IL | SPP_N | 2020 | B16 | 25 | 0 | 2000 | 0 | 0 | 0 | 0 | 0 | 0 | 0 | 0 | 0 | 0 | 0
MISO_MO-IL_2_SPP_N | MISO_MO-IL | SPP_N | 2020 | B17 | 100 | 0 | 2000 | 0 | 0 | 0 | 0 | 0 | 0 | 0 | 0 | 0 | 0 | 0
MISO_MO-IL_2_SPP_N | MISO_MO-IL | SPP_N | 2020 | B18 | 400 | 0 | 2000 | 0 | 0 | 0 | 0 | 0 | 0 | 0 | 0 | 0 | 0 | 0
MISO_MO-IL_2_SPP_N | MISO_MO-IL | SPP_N | 2020 | B19 | 700 | 0 | 2000 | 0 | 0 | 0 | 0 | 0 | 0 | 0 | 0 | 0 | 0 | 0
MISO_MO-IL_2_SPP_N | MISO_MO-IL | SPP_N | 2020 | B20 | 935 | 0 | 2000 | 0 | 0 | 0 | 0 | 0 | 0 | 0 | 0 | 0 | 0 | 0
MISO_MO-IL_2_SPP_N | MISO_MO-IL | SPP_N | 2025 | B1 | 10 | 0 | 2000 | 0 | 0 | 0 | 0 | 0 | 0 | 0 | 0 | 0 | 0 | 0
MISO_MO-IL_2_SPP_N | MISO_MO-IL | SPP_N | 2025 | B2 | 25 | 0 | 2000 | 0 | 0 | 0 | 0 | 0 | 0 | 0 | 0 | 0 | 0 | 0
MISO_MO-IL_2_SPP_N | MISO_MO-IL | SPP_N | 2025 | B3 | 75 | 0 | 2000 | 0 | 0 | 0 | 0 | 0 | 0 | 0 | 0 | 0 | 0 | 0
MISO_MO-IL_2_SPP_N | MISO_MO-IL | SPP_N | 2025 | B4 | 100 | 0 | 2000 | 0 | 0 | 0 | 0 | 0 | 0 | 0 | 0 | 0 | 0 | 0
MISO_MO-IL_2_SPP_N | MISO_MO-IL | SPP_N | 2025 | B5 | 200 | 0 | 2000 | 0 | 0 | 0 | 0 | 0 | 0 | 0 | 0 | 0 | 0 | 0
MISO_MO-IL_2_SPP_N | MISO_MO-IL | SPP_N | 2025 | B6 | 300 | 0 | 2000 | 0 | 0 | 0 | 0 | 0 | 0 | 0 | 0 | 0 | 0 | 0
MISO_MO-IL_2_SPP_N | MISO_MO-IL | SPP_N | 2025 | B7 | 400 | 0 | 2000 | 0 | 0 | 0 | 0 | 0 | 0 | 0 | 0 | 0 | 0 | 0
MISO_MO-IL_2_SPP_N | MISO_MO-IL | SPP_N | 2025 | B8 | 500 | 0 | 2000 | 0 | 0 | 0 | 0 | 0 | 0 | 0 | 0 | 0 | 0 | 0
MISO_MO-IL_2_SPP_N | MISO_MO-IL | SPP_N | 2025 | B9 | 800 | 0 | 2000 | 0 | 0 | 0 | 0 | 0 | 0 | 0 | 0 | 0 | 0 | 0
MISO_MO-IL_2_SPP_N | MISO_MO-IL | SPP_N | 2025 | B10 | 1262 | 0 | 2000 | 0 | 0 | 0 | 0 | 0 | 0 | 0 | 0 | 0 | 0 | 0
MISO_MO-IL_2_SPP_N | MISO_MO-IL | SPP_N | 2025 | B11 | 25 | 0 | 2000 | 0 | 0 | 0 | 0 | 0 | 0 | 0 | 0 | 0 | 0 | 0
MISO_MO-IL_2_SPP_N | MISO_MO-IL | SPP_N | 2025 | B12 | 200 | 0 | 2000 | 0 | 0 | 0 | 0 | 0 | 0 | 0 | 0 | 0 | 0 | 0
MISO_MO-IL_2_SPP_N | MISO_MO-IL | SPP_N | 2025 | B13 | 600 | 0 | 2000 | 0 | 0 | 0 | 0 | 0 | 0 | 0 | 0 | 0 | 0 | 0
MISO_MO-IL_2_SPP_N | MISO_MO-IL | SPP_N | 2025 | B14 | 900 | 0 | 2000 | 0 | 0 | 0 | 0 | 0 | 0 | 0 | 0 | 0 | 0 | 0
MISO_MO-IL_2_SPP_N | MISO_MO-IL | SPP_N | 2025 | B15 | 1203 | 0 | 2000 | 0 | 0 | 0 | 0 | 0 | 0 | 0 | 0 | 0 | 0 | 0
MISO_MO-IL_2_SPP_N | MISO_MO-IL | SPP_N | 2025 | B16 | 25 | 0 | 2000 | 0 | 0 | 0 | 0 | 0 | 0 | 0 | 0 | 0 | 0 | 0
MISO_MO-IL_2_SPP_N | MISO_MO-IL | SPP_N | 2025 | B17 | 100 | 0 | 2000 | 0 | 0 | 0 | 0 | 0 | 0 | 0 | 0 | 0 | 0 | 0
MISO_MO-IL_2_SPP_N | MISO_MO-IL | SPP_N | 2025 | B18 | 400 | 0 | 2000 | 0 | 0 | 0 | 0 | 0 | 0 | 0 | 0 | 0 | 0 | 0
MISO_MO-IL_2_SPP_N | MISO_MO-IL | SPP_N | 2025 | B19 | 700 | 0 | 2000 | 0 | 0 | 0 | 0 | 0 | 0 | 0 | 0 | 0 | 0 | 0
MISO_MO-IL_2_SPP_N | MISO_MO-IL | SPP_N | 2025 | B20 | 935 | 0 | 2000 | 0 | 0 | 0 | 0 | 0 | 0 | 0 | 0 | 0 | 0 | 0
MISO_MO-IL_2_SPP_N | MISO_MO-IL | SPP_N | 2030 | B1 | 10 | 0 | 2000 | 0 | 0 | 0 | 0 | 0 | 0 | 0 | 0 | 0 | 0 | 0
MISO_MO-IL_2_SPP_N | MISO_MO-IL | SPP_N | 2030 | B2 | 25 | 0 | 2000 | 0 | 0 | 0 | 0 | 0 | 0 | 0 | 0 | 0 | 0 | 0
MISO_MO-IL_2_SPP_N | MISO_MO-IL | SPP_N | 2030 | B3 | 75 | 0 | 2000 | 0 | 0 | 0 | 0 | 0 | 0 | 0 | 0 | 0 | 0 | 0
MISO_MO-IL_2_SPP_N | MISO_MO-IL | SPP_N | 2030 | B4 | 100 | 0 | 2000 | 0 | 0 | 0 | 0 | 0 | 0 | 0 | 0 | 0 | 0 | 0
MISO_MO-IL_2_SPP_N | MISO_MO-IL | SPP_N | 2030 | B5 | 200 | 0 | 2000 | 0 | 0 | 0 | 0 | 0 | 0 | 0 | 0 | 0 | 0 | 0
MISO_MO-IL_2_SPP_N | MISO_MO-IL | SPP_N | 2030 | B6 | 300 | 0 | 2000 | 0 | 0 | 0 | 0 | 0 | 0 | 0 | 0 | 0 | 0 | 0
MISO_MO-IL_2_SPP_N | MISO_MO-IL | SPP_N | 2030 | B7 | 400 | 0 | 2000 | 0 | 0 | 0 | 0 | 0 | 0 | 0 | 0 | 0 | 0 | 0
MISO_MO-IL_2_SPP_N | MISO_MO-IL | SPP_N | 2030 | B8 | 500 | 0 | 2000 | 0 | 0 | 0 | 0 | 0 | 0 | 0 | 0 | 0 | 0 | 0
MISO_MO-IL_2_SPP_N | MISO_MO-IL | SPP_N | 2030 | B9 | 800 | 0 | 2000 | 0 | 0 | 0 | 0 | 0 | 0 | 0 | 0 | 0 | 0 | 0
MISO_MO-IL_2_SPP_N | MISO_MO-IL | SPP_N | 2030 | B10 | 1262 | 0 | 2000 | 0 | 0 | 0 | 0 | 0 | 0 | 0 | 0 | 0 | 0 | 0
MISO_MO-IL_2_SPP_N | MISO_MO-IL | SPP_N | 2030 | B11 | 25 | 0 | 2000 | 0 | 0 | 0 | 0 | 0 | 0 | 0 | 0 | 0 | 0 | 0
MISO_MO-IL_2_SPP_N | MISO_MO-IL | SPP_N | 2030 | B12 | 200 | 0 | 2000 | 0 | 0 | 0 | 0 | 0 | 0 | 0 | 0 | 0 | 0 | 0
MISO_MO-IL_2_SPP_N | MISO_MO-IL | SPP_N | 2030 | B13 | 600 | 0 | 2000 | 0 | 0 | 0 | 0 | 0 | 0 | 0 | 0 | 0 | 0 | 0
MISO_MO-IL_2_SPP_N | MISO_MO-IL | SPP_N | 2030 | B14 | 900 | 0 | 2000 | 0 | 0 | 0 | 0 | 0 | 0 | 0 | 0 | 0 | 0 | 0
MISO_MO-IL_2_SPP_N | MISO_MO-IL | SPP_N | 2030 | B15 | 1203 | 0 | 2000 | 0 | 0 | 0 | 0 | 0 | 0 | 0 | 0 | 0 | 0 | 0
MISO_MO-IL_2_SPP_N | MISO_MO-IL | SPP_N | 2030 | B16 | 25 | 0 | 2000 | 0 | 0 | 0 | 0 | 0 | 0 | 0 | 0 | 0 | 0 | 0
MISO_MO-IL_2_SPP_N | MISO_MO-IL | SPP_N | 2030 | B17 | 100 | 0 | 2000 | 0 | 0 | 0 | 0 | 0 | 0 | 0 | 0 | 0 | 0 | 0
MISO_MO-IL_2_SPP_N | MISO_MO-IL | SPP_N | 2030 | B18 | 400 | 0 | 2000 | 0 | 0 | 0 | 0 | 0 | 0 | 0 | 0 | 0 | 0 | 0
MISO_MO-IL_2_SPP_N | MISO_MO-IL | SPP_N | 2030 | B19 | 700 | 0 | 2000 | 0 | 0 | 0 | 0 | 0 | 0 | 0 | 0 | 0 | 0 | 0
MISO_MO-IL_2_SPP_N | MISO_MO-IL | SPP_N | 2030 | B20 | 935 | 0 | 2000 | 0 | 0 | 0 | 0 | 0 | 0 | 0 | 0 | 0 | 0 | 0
MISO_MO-IL_2_SPP_N | MISO_MO-IL | SPP_N | 2035 | B1 | 10 | 0 | 2000 | 0 | 0 | 0 | 0 | 0 | 0 | 0 | 0 | 0 | 0 | 0
MISO_MO-IL_2_SPP_N | MISO_MO-IL | SPP_N | 2035 | B2 | 25 | 0 | 2000 | 0 | 0 | 0 | 0 | 0 | 0 | 0 | 0 | 0 | 0 | 0
MISO_MO-IL_2_SPP_N | MISO_MO-IL | SPP_N | 2035 | B3 | 75 | 0 | 2000 | 0 | 0 | 0 | 0 | 0 | 0 | 0 | 0 | 0 | 0 | 0
MISO_MO-IL_2_SPP_N | MISO_MO-IL | SPP_N | 2035 | B4 | 100 | 0 | 2000 | 0 | 0 | 0 | 0 | 0 | 0 | 0 | 0 | 0 | 0 | 0
MISO_MO-IL_2_SPP_N | MISO_MO-IL | SPP_N | 2035 | B5 | 200 | 0 | 2000 | 0 | 0 | 0 | 0 | 0 | 0 | 0 | 0 | 0 | 0 | 0
MISO_MO-IL_2_SPP_N | MISO_MO-IL | SPP_N | 2035 | B6 | 300 | 0 | 2000 | 0 | 0 | 0 | 0 | 0 | 0 | 0 | 0 | 0 | 0 | 0
MISO_MO-IL_2_SPP_N | MISO_MO-IL | SPP_N | 2035 | B7 | 400 | 0 | 2000 | 0 | 0 | 0 | 0 | 0 | 0 | 0 | 0 | 0 | 0 | 0
MISO_MO-IL_2_SPP_N | MISO_MO-IL | SPP_N | 2035 | B8 | 500 | 0 | 2000 | 0 | 0 | 0 | 0 | 0 | 0 | 0 | 0 | 0 | 0 | 0
MISO_MO-IL_2_SPP_N | MISO_MO-IL | SPP_N | 2035 | B9 | 800 | 0 | 2000 | 0 | 0 | 0 | 0 | 0 | 0 | 0 | 0 | 0 | 0 | 0
MISO_MO-IL_2_SPP_N | MISO_MO-IL | SPP_N | 2035 | B10 | 1262 | 0 | 2000 | 0 | 0 | 0 | 0 | 0 | 0 | 0 | 0 | 0 | 0 | 0
MISO_MO-IL_2_SPP_N | MISO_MO-IL | SPP_N | 2035 | B11 | 25 | 0 | 2000 | 1266.54 | 0 | 0 | 0 | 0 | 0 | 0 | 0 | 0 | 0 | 0
MISO_MO-IL_2_SPP_N | MISO_MO-IL | SPP_N | 2035 | B12 | 200 | 0 | 2000 | 0 | 0 | 0 | 0 | 0 | 0 | 0 | 0 | 0 | 0 | 0
MISO_MO-IL_2_SPP_N | MISO_MO-IL | SPP_N | 2035 | B13 | 600 | 0 | 2000 | 0 | 0 | 0 | 0 | 0 | 0 | 0 | 0 | 0 | 0 | 0
MISO_MO-IL_2_SPP_N | MISO_MO-IL | SPP_N | 2035 | B14 | 900 | 0 | 2000 | 0 | 0 | 0 | 0 | 0 | 0 | 0 | 0 | 0 | 0 | 0
MISO_MO-IL_2_SPP_N | MISO_MO-IL | SPP_N | 2035 | B15 | 1203 | 0 | 2000 | 0 | 0 | 0 | 0 | 0 | 0 | 0 | 0 | 0 | 0 | 0
MISO_MO-IL_2_SPP_N | MISO_MO-IL | SPP_N | 2035 | B16 | 25 | 0 | 2000 | 0 | 0 | 0 | 0 | 0 | 0 | 0 | 0 | 0 | 0 | 0
MISO_MO-IL_2_SPP_N | MISO_MO-IL | SPP_N | 2035 | B17 | 100 | 0 | 2000 | 0 | 0 | 0 | 0 | 0 | 0 | 0 | 0 | 0 | 0 | 0
MISO_MO-IL_2_SPP_N | MISO_MO-IL | SPP_N | 2035 | B18 | 400 | 0 | 2000 | 0 | 0 | 0 | 0 | 0 | 0 | 0 | 0 | 0 | 0 | 0
MISO_MO-IL_2_SPP_N | MISO_MO-IL | SPP_N | 2035 | B19 | 700 | 0 | 2000 | 0 | 0 | 0 | 0 | 0 | 0 | 0 | 0 | 0 | 0 | 0
MISO_MO-IL_2_SPP_N | MISO_MO-IL | SPP_N | 2035 | B20 | 935 | 0 | 2000 | 0 | 0 | 0 | 0 | 0 | 0 | 0 | 0 | 0 | 0 | 0
MISO_MO-IL_2_SPP_N | MISO_MO-IL | SPP_N | 2040 | B1 | 10 | 0 | 2000 | 0 | 0 | 0 | 0 | 0 | 0 | 0 | 0 | 0 | 0 | 0
MISO_MO-IL_2_SPP_N | MISO_MO-IL | SPP_N | 2040 | B2 | 25 | 0 | 2000 | 0 | 0 | 0 | 0 | 0 | 0 | 0 | 0 | 0 | 0 | 0
MISO_MO-IL_2_SPP_N | MISO_MO-IL | SPP_N | 2040 | B3 | 75 | 0 | 2000 | 0 | 0 | 0 | 0 | 0 | 0 | 0 | 0 | 0 | 0 | 0
MISO_MO-IL_2_SPP_N | MISO_MO-IL | SPP_N | 2040 | B4 | 100 | 0 | 2000 | 0 | 0 | 0 | 0 | 0 | 0 | 0 | 0 | 0 | 0 | 0
MISO_MO-IL_2_SPP_N | MISO_MO-IL | SPP_N | 2040 | B5 | 200 | 0 | 2000 | 0 | 0 | 0 | 0 | 0 | 0 | 0 | 0 | 0 | 0 | 0
MISO_MO-IL_2_SPP_N | MISO_MO-IL | SPP_N | 2040 | B6 | 300 | 0 | 2000 | 1208.66 | 0 | 0 | 0 | 0 | 0 | 0 | 0 | 0 | 0 | 0
MISO_MO-IL_2_SPP_N | MISO_MO-IL | SPP_N | 2040 | B7 | 400 | 0 | 2000 | 98.97 | 0 | 0 | 0 | 0 | 0 | 0 | 0 | 0 | 0 | 0
MISO_MO-IL_2_SPP_N | MISO_MO-IL | SPP_N | 2040 | B8 | 500 | 0 | 2000 | 0 | 0 | 0 | 0 | 0 | 0 | 0 | 0 | 0 | 0 | 0
MISO_MO-IL_2_SPP_N | MISO_MO-IL | SPP_N | 2040 | B9 | 800 | 0 | 2000 | 0 | 0 | 0 | 0 | 0 | 0 | 0 | 0 | 0 | 0 | 0
MISO_MO-IL_2_SPP_N | MISO_MO-IL | SPP_N | 2040 | B10 | 1262 | 0 | 2000 | 0 | 0 | 0 | 0 | 0 | 0 | 0 | 0 | 0 | 0 | 0
MISO_MO-IL_2_SPP_N | MISO_MO-IL | SPP_N | 2040 | B11 | 25 | 0 | 2000 | 413.82 | 0 | 0 | 0 | 0 | 0 | 0 | 0 | 0 | 0 | 0
MISO_MO-IL_2_SPP_N | MISO_MO-IL | SPP_N | 2040 | B12 | 200 | 0 | 2000 | 0 | 0 | 0 | 0 | 0 | 0 | 0 | 0 | 0 | 0 | 0
MISO_MO-IL_2_SPP_N | MISO_MO-IL | SPP_N | 2040 | B13 | 600 | 0 | 2000 | 0 | 0 | 0 | 0 | 0 | 0 | 0 | 0 | 0 | 0 | 0
MISO_MO-IL_2_SPP_N | MISO_MO-IL | SPP_N | 2040 | B14 | 900 | 0 | 2000 | 0 | 0 | 0 | 0 | 0 | 0 | 0 | 0 | 0 | 0 | 0
MISO_MO-IL_2_SPP_N | MISO_MO-IL | SPP_N | 2040 | B15 | 1203 | 0 | 2000 | 0 | 0 | 0 | 0 | 0 | 0 | 0 | 0 | 0 | 0 | 0
MISO_MO-IL_2_SPP_N | MISO_MO-IL | SPP_N | 2040 | B16 | 25 | 0 | 2000 | 0 | 0 | 0 | 0 | 0 | 0 | 0 | 0 | 0 | 0 | 0
MISO_MO-IL_2_SPP_N | MISO_MO-IL | SPP_N | 2040 | B17 | 100 | 0 | 2000 | 0 | 0 | 0 | 0 | 0 | 0 | 0 | 0 | 0 | 0 | 0
MISO_MO-IL_2_SPP_N | MISO_MO-IL | SPP_N | 2040 | B18 | 400 | 0 | 2000 | 0 | 0 | 0 | 0 | 0 | 0 | 0 | 0 | 0 | 0 | 0
MISO_MO-IL_2_SPP_N | MISO_MO-IL | SPP_N | 2040 | B19 | 700 | 0 | 2000 | 0 | 0 | 0 | 0 | 0 | 0 | 0 | 0 | 0 | 0 | 0
MISO_MO-IL_2_SPP_N | MISO_MO-IL | SPP_N | 2040 | B20 | 935 | 0 | 2000 | 0 | 0 | 0 | 0 | 0 | 0 | 0 | 0 | 0 | 0 | 0
MISO_MO-IL_2_SPP_N | MISO_MO-IL | SPP_N | 2045 | B1 | 10 | 0 | 2000 | 0 | 0 | 0 | 0 | 0 | 0 | 0 | 0 | 0 | 0 | 0
MISO_MO-IL_2_SPP_N | MISO_MO-IL | SPP_N | 2045 | B2 | 25 | 0 | 2000 | 0 | 0 | 0 | 0 | 0 | 0 | 0 | 0 | 0 | 0 | 0
MISO_MO-IL_2_SPP_N | MISO_MO-IL | SPP_N | 2045 | B3 | 75 | 0 | 2000 | 0 | 0 | 0 | 0 | 0 | 0 | 0 | 0 | 0 | 0 | 0
MISO_MO-IL_2_SPP_N | MISO_MO-IL | SPP_N | 2045 | B4 | 100 | 0 | 2000 | 0 | 0 | 0 | 0 | 0 | 0 | 0 | 0 | 0 | 0 | 0
MISO_MO-IL_2_SPP_N | MISO_MO-IL | SPP_N | 2045 | B5 | 200 | 0 | 2000 | 0 | 0 | 0 | 0 | 0 | 0 | 0 | 0 | 0 | 0 | 0
MISO_MO-IL_2_SPP_N | MISO_MO-IL | SPP_N | 2045 | B6 | 300 | 0 | 2000 | 0 | 0 | 0 | 0 | 0 | 0 | 0 | 0 | 0 | 0 | 0
MISO_MO-IL_2_SPP_N | MISO_MO-IL | SPP_N | 2045 | B7 | 400 | 0 | 2000 | 0 | 0 | 0 | 0 | 0 | 0 | 0 | 0 | 0 | 0 | 0
MISO_MO-IL_2_SPP_N | MISO_MO-IL | SPP_N | 2045 | B8 | 500 | 0 | 2000 | 0 | 0 | 0 | 0 | 0 | 0 | 0 | 0 | 0 | 0 | 0
MISO_MO-IL_2_SPP_N | MISO_MO-IL | SPP_N | 2045 | B9 | 800 | 0 | 2000 | 0 | 0 | 0 | 0 | 0 | 0 | 0 | 0 | 0 | 0 | 0
MISO_MO-IL_2_SPP_N | MISO_MO-IL | SPP_N | 2045 | B10 | 1262 | 0 | 2000 | 0 | 0 | 0 | 0 | 0 | 0 | 0 | 0 | 0 | 0 | 0
MISO_MO-IL_2_SPP_N | MISO_MO-IL | SPP_N | 2045 | B11 | 25 | 0 | 2000 | 0 | 0 | 0 | 0 | 0 | 0 | 0 | 0 | 0 | 0 | 0
MISO_MO-IL_2_SPP_N | MISO_MO-IL | SPP_N | 2045 | B12 | 200 | 0 | 2000 | 0 | 0 | 0 | 0 | 0 | 0 | 0 | 0 | 0 | 0 | 0
MISO_MO-IL_2_SPP_N | MISO_MO-IL | SPP_N | 2045 | B13 | 600 | 0 | 2000 | 0 | 0 | 0 | 0 | 0 | 0 | 0 | 0 | 0 | 0 | 0
MISO_MO-IL_2_SPP_N | MISO_MO-IL | SPP_N | 2045 | B14 | 900 | 0 | 2000 | 0 | 0 | 0 | 0 | 0 | 0 | 0 | 0 | 0 | 0 | 0
MISO_MO-IL_2_SPP_N | MISO_MO-IL | SPP_N | 2045 | B15 | 1203 | 0 | 2000 | 0 | 0 | 0 | 0 | 0 | 0 | 0 | 0 | 0 | 0 | 0
MISO_MO-IL_2_SPP_N | MISO_MO-IL | SPP_N | 2045 | B16 | 25 | 0 | 2000 | 0 | 0 | 0 | 0 | 0 | 0 | 0 | 0 | 0 | 0 | 0
MISO_MO-IL_2_SPP_N | MISO_MO-IL | SPP_N | 2045 | B17 | 100 | 0 | 2000 | 0 | 0 | 0 | 0 | 0 | 0 | 0 | 0 | 0 | 0 | 0
MISO_MO-IL_2_SPP_N | MISO_MO-IL | SPP_N | 2045 | B18 | 400 | 0 | 2000 | 0 | 0 | 0 | 0 | 0 | 0 | 0 | 0 | 0 | 0 | 0
MISO_MO-IL_2_SPP_N | MISO_MO-IL | SPP_N | 2045 | B19 | 700 | 0 | 2000 | 0 | 0 | 0 | 0 | 0 | 0 | 0 | 0 | 0 | 0 | 0
MISO_MO-IL_2_SPP_N | MISO_MO-IL | SPP_N | 2045 | B20 | 935 | 0 | 2000 | 0 | 0 | 0 | 0 | 0 | 0 | 0 | 0 | 0 | 0 | 0
MISO_MO-IL_2_SPP_N | MISO_MO-IL | SPP_N | 2050 | B1 | 10 | 0 | 2000 | 0 | 0 | 0 | 0 | 0 | 0 | 0 | 0 | 0 | 0 | 0
MISO_MO-IL_2_SPP_N | MISO_MO-IL | SPP_N | 2050 | B2 | 25 | 0 | 2000 | 0 | 0 | 0 | 0 | 0 | 0 | 0 | 0 | 0 | 0 | 0
MISO_MO-IL_2_SPP_N | MISO_MO-IL | SPP_N | 2050 | B3 | 75 | 0 | 2000 | 0 | 0 | 0 | 0 | 0 | 0 | 0 | 0 | 0 | 0 | 0
MISO_MO-IL_2_SPP_N | MISO_MO-IL | SPP_N | 2050 | B4 | 100 | 0 | 2000 | 0 | 0 | 0 | 0 | 0 | 0 | 0 | 0 | 0 | 0 | 0
MISO_MO-IL_2_SPP_N | MISO_MO-IL | SPP_N | 2050 | B5 | 200 | 0 | 2000 | 0 | 0 | 0 | 0 | 0 | 0 | 0 | 0 | 0 | 0 | 0
MISO_MO-IL_2_SPP_N | MISO_MO-IL | SPP_N | 2050 | B6 | 300 | 0 | 2000 | 763.27 | 0 | 0 | 0 | 0 | 0 | 0 | 0 | 0 | 0 | 0
MISO_MO-IL_2_SPP_N | MISO_MO-IL | SPP_N | 2050 | B7 | 400 | 0 | 2000 | 0 | 0 | 0 | 0 | 0 | 0 | 0 | 0 | 0 | 0 | 0
MISO_MO-IL_2_SPP_N | MISO_MO-IL | SPP_N | 2050 | B8 | 500 | 0 | 2000 | 0 | 0 | 0 | 0 | 0 | 0 | 0 | 0 | 0 | 0 | 0
MISO_MO-IL_2_SPP_N | MISO_MO-IL | SPP_N | 2050 | B9 | 800 | 0 | 2000 | 0 | 0 | 0 | 0 | 0 | 0 | 0 | 0 | 0 | 0 | 0
MISO_MO-IL_2_SPP_N | MISO_MO-IL | SPP_N | 2050 | B10 | 1262 | 0 | 2000 | 0 | 0 | 0 | 0 | 0 | 0 | 0 | 0 | 0 | 0 | 0
MISO_MO-IL_2_SPP_N | MISO_MO-IL | SPP_N | 2050 | B11 | 25 | 0 | 2000 | 0 | 0 | 0 | 0 | 0 | 0 | 0 | 0 | 0 | 0 | 0
MISO_MO-IL_2_SPP_N | MISO_MO-IL | SPP_N | 2050 | B12 | 200 | 0 | 2000 | 0 | 0 | 0 | 0 | 0 | 0 | 0 | 0 | 0 | 0 | 0
MISO_MO-IL_2_SPP_N | MISO_MO-IL | SPP_N | 2050 | B13 | 600 | 0 | 2000 | 0 | 0 | 0 | 0 | 0 | 0 | 0 | 0 | 0 | 0 | 0
MISO_MO-IL_2_SPP_N | MISO_MO-IL | SPP_N | 2050 | B14 | 900 | 0 | 2000 | 0 | 0 | 0 | 0 | 0 | 0 | 0 | 0 | 0 | 0 | 0
MISO_MO-IL_2_SPP_N | MISO_MO-IL | SPP_N | 2050 | B15 | 1203 | 0 | 2000 | 0 | 0 | 0 | 0 | 0 | 0 | 0 | 0 | 0 | 0 | 0
MISO_MO-IL_2_SPP_N | MISO_MO-IL | SPP_N | 2050 | B16 | 25 | 0 | 2000 | 0 | 0 | 0 | 0 | 0 | 0 | 0 | 0 | 0 | 0 | 0
MISO_MO-IL_2_SPP_N | MISO_MO-IL | SPP_N | 2050 | B17 | 100 | 0 | 2000 | 0 | 0 | 0 | 0 | 0 | 0 | 0 | 0 | 0 | 0 | 0
MISO_MO-IL_2_SPP_N | MISO_MO-IL | SPP_N | 2050 | B18 | 400 | 0 | 2000 | 0 | 0 | 0 | 0 | 0 | 0 | 0 | 0 | 0 | 0 | 0
MISO_MO-IL_2_SPP_N | MISO_MO-IL | SPP_N | 2050 | B19 | 700 | 0 | 2000 | 0 | 0 | 0 | 0 | 0 | 0 | 0 | 0 | 0 | 0 | 0
MISO_MO-IL_2_SPP_N | MISO_MO-IL | SPP_N | 2050 | B20 | 935 | 0 | 2000 | 0 | 0 | 0 | 0 | 0 | 0 | 0 | 0 | 0 | 0 | 0
MISO_MO-IL_2_TVA_Transmission | MISO_MO-IL | TVA_Transmission | 2015 | B1 | 10 | 0 | 4000 | 238.21 | 842.9 | 97.27 | 0 | 0 | 0 | 0 | 0 | 0 | 0 | 0
MISO_MO-IL_2_TVA_Transmission | MISO_MO-IL | TVA_Transmission | 2015 | B2 | 25 | 0 | 4000 | 0 | 0 | 0 | 0 | 0 | 0 | 0 | 0 | 0 | 0 | 0
MISO_MO-IL_2_TVA_Transmission | MISO_MO-IL | TVA_Transmission | 2015 | B3 | 75 | 0 | 4000 | 0 | 0 | 0 | 0 | 0 | 0 | 0 | 0 | 0 | 0 | 0
MISO_MO-IL_2_TVA_Transmission | MISO_MO-IL | TVA_Transmission | 2015 | B4 | 100 | 0 | 4000 | 0 | 0 | 0 | 0 | 0 | 0 | 0 | 0 | 0 | 0 | 0
MISO_MO-IL_2_TVA_Transmission | MISO_MO-IL | TVA_Transmission | 2015 | B5 | 200 | 0 | 4000 | 0 | 0 | 0 | 0 | 0 | 0 | 0 | 0 | 0 | 0 | 0
MISO_MO-IL_2_TVA_Transmission | MISO_MO-IL | TVA_Transmission | 2015 | B6 | 300 | 0 | 4000 | 0 | 0 | 0 | 0 | 0 | 0 | 0 | 0 | 0 | 0 | 0
MISO_MO-IL_2_TVA_Transmission | MISO_MO-IL | TVA_Transmission | 2015 | B7 | 400 | 0 | 4000 | 0 | 0 | 0 | 0 | 0 | 0 | 0 | 0 | 0 | 0 | 0
MISO_MO-IL_2_TVA_Transmission | MISO_MO-IL | TVA_Transmission | 2015 | B8 | 500 | 0 | 4000 | 0 | 0 | 0 | 0 | 0 | 0 | 0 | 0 | 0 | 0 | 0
MISO_MO-IL_2_TVA_Transmission | MISO_MO-IL | TVA_Transmission | 2015 | B9 | 800 | 0 | 4000 | 0 | 0 | 0 | 0 | 0 | 0 | 0 | 0 | 0 | 0 | 0
MISO_MO-IL_2_TVA_Transmission | MISO_MO-IL | TVA_Transmission | 2015 | B10 | 1262 | 0 | 4000 | 0 | 0 | 0 | 0 | 0 | 0 | 0 | 0 | 0 | 0 | 0
MISO_MO-IL_2_TVA_Transmission | MISO_MO-IL | TVA_Transmission | 2015 | B11 | 25 | 0 | 4000 | 0 | 0 | 0 | 0 | 0 | 0 | 0 | 0 | 0 | 0 | 0
MISO_MO-IL_2_TVA_Transmission | MISO_MO-IL | TVA_Transmission | 2015 | B12 | 200 | 0 | 4000 | 0 | 0 | 0 | 0 | 0 | 0 | 0 | 0 | 0 | 0 | 0
MISO_MO-IL_2_TVA_Transmission | MISO_MO-IL | TVA_Transmission | 2015 | B13 | 600 | 0 | 4000 | 0 | 0 | 0 | 0 | 0 | 0 | 0 | 0 | 0 | 0 | 0
MISO_MO-IL_2_TVA_Transmission | MISO_MO-IL | TVA_Transmission | 2015 | B14 | 900 | 0 | 4000 | 0 | 0 | 0 | 0 | 0 | 0 | 0 | 0 | 0 | 0 | 0
MISO_MO-IL_2_TVA_Transmission | MISO_MO-IL | TVA_Transmission | 2015 | B15 | 1203 | 0 | 4000 | 0 | 0 | 0 | 0 | 0 | 0 | 0 | 0 | 0 | 0 | 0
MISO_MO-IL_2_TVA_Transmission | MISO_MO-IL | TVA_Transmission | 2015 | B16 | 25 | 0 | 4000 | 1177.96 | 1714.55 | 2399.07 | 0 | 0 | 0 | 0 | 0 | 0 | 0 | 0
MISO_MO-IL_2_TVA_Transmission | MISO_MO-IL | TVA_Transmission | 2015 | B17 | 100 | 0 | 4000 | 0 | 0 | 0 | 0 | 0 | 0 | 0 | 0 | 0 | 0 | 0
MISO_MO-IL_2_TVA_Transmission | MISO_MO-IL | TVA_Transmission | 2015 | B18 | 400 | 0 | 4000 | 0 | 0 | 0 | 0 | 0 | 0 | 0 | 0 | 0 | 0 | 0
MISO_MO-IL_2_TVA_Transmission | MISO_MO-IL | TVA_Transmission | 2015 | B19 | 700 | 0 | 4000 | 0 | 0 | 0 | 0 | 0 | 0 | 0 | 0 | 0 | 0 | 0
MISO_MO-IL_2_TVA_Transmission | MISO_MO-IL | TVA_Transmission | 2015 | B20 | 935 | 0 | 4000 | 0 | 0 | 0 | 0 | 0 | 0 | 0 | 0 | 0 | 0 | 0
MISO_MO-IL_2_TVA_Transmission | MISO_MO-IL | TVA_Transmission | 2020 | B1 | 10 | 0 | 4000 | 4000 | 789.34 | 0 | 0 | 0 | 5.1635 | 0 | 0 | 5.1635 | 3.8726 | 1.2909
MISO_MO-IL_2_TVA_Transmission | MISO_MO-IL | TVA_Transmission | 2020 | B2 | 25 | 0 | 4000 | 1670.89 | 3170.93 | 939.84 | 0 | 0 | 0 | 0 | 0 | 0 | 3.8726 | 1.2909
MISO_MO-IL_2_TVA_Transmission | MISO_MO-IL | TVA_Transmission | 2020 | B3 | 75 | 0 | 4000 | 1431.28 | 1091.81 | 1595.03 | 0 | 0 | 0 | 0 | 0 | 0 | 3.8726 | 1.2909
MISO_MO-IL_2_TVA_Transmission | MISO_MO-IL | TVA_Transmission | 2020 | B4 | 100 | 0 | 4000 | 730.47 | 0 | 894.22 | 0 | 0 | 0 | 0 | 0 | 0 | 3.8726 | 1.2909
MISO_MO-IL_2_TVA_Transmission | MISO_MO-IL | TVA_Transmission | 2020 | B5 | 200 | 0 | 4000 | 0 | 0 | 0 | 0 | 0 | 0 | 0 | 0 | 0 | 3.8726 | 1.2909
MISO_MO-IL_2_TVA_Transmission | MISO_MO-IL | TVA_Transmission | 2020 | B6 | 300 | 0 | 4000 | 0 | 700 | 0 | 0 | 0 | 0 | 0 | 0 | 0 | 3.8726 | 1.2909
MISO_MO-IL_2_TVA_Transmission | MISO_MO-IL | TVA_Transmission | 2020 | B7 | 400 | 0 | 4000 | 1496.81 | 700 | 0 | 0 | 0 | 0 | 0 | 0 | 0 | 3.8726 | 1.2909
MISO_MO-IL_2_TVA_Transmission | MISO_MO-IL | TVA_Transmission | 2020 | B8 | 500 | 0 | 4000 | 0 | 0 | 0 | 0 | 0 | 0 | 0 | 0 | 0 | 3.8726 | 1.2909
MISO_MO-IL_2_TVA_Transmission | MISO_MO-IL | TVA_Transmission | 2020 | B9 | 800 | 0 | 4000 | 0 | 0 | 0 | 0 | 0 | 0 | 0 | 0 | 0 | 3.8726 | 1.2909
MISO_MO-IL_2_TVA_Transmission | MISO_MO-IL | TVA_Transmission | 2020 | B10 | 1262 | 0 | 4000 | 0 | 0 | 0 | 0 | 0 | 0 | 0 | 0 | 0 | 3.8726 | 1.2909
MISO_MO-IL_2_TVA_Transmission | MISO_MO-IL | TVA_Transmission | 2020 | B11 | 25 | 0 | 4000 | 0 | 2533.72 | 68.51 | 0 | 0 | 0 | 0 | 0 | 0 | 3.8726 | 1.2909
MISO_MO-IL_2_TVA_Transmission | MISO_MO-IL | TVA_Transmission | 2020 | B12 | 200 | 0 | 4000 | 0 | 0 | 0 | 0 | 0 | 0 | 0 | 0 | 0 | 3.8726 | 1.2909
MISO_MO-IL_2_TVA_Transmission | MISO_MO-IL | TVA_Transmission | 2020 | B13 | 600 | 0 | 4000 | 0 | 0 | 0 | 0 | 0 | 0 | 0 | 0 | 0 | 3.8726 | 1.2909
MISO_MO-IL_2_TVA_Transmission | MISO_MO-IL | TVA_Transmission | 2020 | B14 | 900 | 0 | 4000 | 0 | 0 | 0 | 0 | 0 | 0 | 0 | 0 | 0 | 3.8726 | 1.2909
MISO_MO-IL_2_TVA_Transmission | MISO_MO-IL | TVA_Transmission | 2020 | B15 | 1203 | 0 | 4000 | 0 | 0 | 0 | 0 | 0 | 0 | 0 | 0 | 0 | 3.8726 | 1.2909
MISO_MO-IL_2_TVA_Transmission | MISO_MO-IL | TVA_Transmission | 2020 | B16 | 25 | 0 | 4000 | 589.04 | 556.82 | 0 | 0 | 0 | 0 | 0 | 0 | 0 | 3.8726 | 1.2909
MISO_MO-IL_2_TVA_Transmission | MISO_MO-IL | TVA_Transmission | 2020 | B17 | 100 | 0 | 4000 | 0 | 0 | 0 | 0 | 0 | 0 | 0 | 0 | 0 | 3.8726 | 1.2909
MISO_MO-IL_2_TVA_Transmission | MISO_MO-IL | TVA_Transmission | 2020 | B18 | 400 | 0 | 4000 | 0 | 0 | 0 | 0 | 0 | 0 | 0 | 0 | 0 | 3.8726 | 1.2909
MISO_MO-IL_2_TVA_Transmission | MISO_MO-IL | TVA_Transmission | 2020 | B19 | 700 | 0 | 4000 | 0 | 0 | 0 | 0 | 0 | 0 | 0 | 0 | 0 | 3.8726 | 1.2909
MISO_MO-IL_2_TVA_Transmission | MISO_MO-IL | TVA_Transmission | 2020 | B20 | 935 | 0 | 4000 | 145.32 | 895.4 | 0 | 0 | 0 | 0 | 0 | 0 | 0 | 3.8726 | 1.2909
MISO_MO-IL_2_TVA_Transmission | MISO_MO-IL | TVA_Transmission | 2025 | B1 | 10 | 0 | 4000 | 4000 | 2674.85 | 0 | 0 | 0 | 8.0004 | 0 | 0 | 0.036398 | 0.80433 | 0.26811
MISO_MO-IL_2_TVA_Transmission | MISO_MO-IL | TVA_Transmission | 2025 | B2 | 25 | 0 | 4000 | 4000 | 4000 | 1892.83 | 0 | 0 | 8.0004 | 0.34423 | 0 | 0.090996 | 0.80433 | 0.26811
MISO_MO-IL_2_TVA_Transmission | MISO_MO-IL | TVA_Transmission | 2025 | B3 | 75 | 0 | 4000 | 2680 | 4000 | 4000 | 0 | 0 | 0 | 0.48667 | 0.04748 | 0 | 0.80433 | 0.26811
MISO_MO-IL_2_TVA_Transmission | MISO_MO-IL | TVA_Transmission | 2025 | B4 | 100 | 0 | 4000 | 1997.03 | 2170.04 | 3613.52 | 0 | 0 | 0 | 0 | 0 | 0 | 0.80433 | 0.26811
MISO_MO-IL_2_TVA_Transmission | MISO_MO-IL | TVA_Transmission | 2025 | B5 | 200 | 0 | 4000 | 431.03 | 469.61 | 1768.08 | 0 | 0 | 0 | 0 | 0 | 0 | 0.80433 | 0.26811
MISO_MO-IL_2_TVA_Transmission | MISO_MO-IL | TVA_Transmission | 2025 | B6 | 300 | 0 | 4000 | 0 | 310.05 | 1964.52 | 0 | 0 | 0 | 0 | 0 | 0 | 0.80433 | 0.26811
MISO_MO-IL_2_TVA_Transmission | MISO_MO-IL | TVA_Transmission | 2025 | B7 | 400 | 0 | 4000 | 148.17 | 1506.64 | 0 | 0 | 0 | 0 | 0 | 0 | 0 | 0.80433 | 0.26811
MISO_MO-IL_2_TVA_Transmission | MISO_MO-IL | TVA_Transmission | 2025 | B8 | 500 | 0 | 4000 | 11.05 | 55.92 | 0 | 0 | 0 | 0 | 0 | 0 | 0 | 0.80433 | 0.26811
MISO_MO-IL_2_TVA_Transmission | MISO_MO-IL | TVA_Transmission | 2025 | B9 | 800 | 0 | 4000 | 0 | 0 | 0 | 0 | 0 | 0 | 0 | 0 | 0 | 0.80433 | 0.26811
MISO_MO-IL_2_TVA_Transmission | MISO_MO-IL | TVA_Transmission | 2025 | B10 | 1262 | 0 | 4000 | 517.7 | 568.32 | 0 | 0 | 0 | 0 | 0 | 0 | 0 | 0.80433 | 0.26811
MISO_MO-IL_2_TVA_Transmission | MISO_MO-IL | TVA_Transmission | 2025 | B11 | 25 | 0 | 4000 | 3888.97 | 1264.31 | 0 | 0 | 0 | 0 | 0 | 0 | 0 | 0.80433 | 0.26811
MISO_MO-IL_2_TVA_Transmission | MISO_MO-IL | TVA_Transmission | 2025 | B12 | 200 | 0 | 4000 | 1079.12 | 0 | 0 | 0 | 0 | 0 | 0 | 0 | 0 | 0.80433 | 0.26811
MISO_MO-IL_2_TVA_Transmission | MISO_MO-IL | TVA_Transmission | 2025 | B13 | 600 | 0 | 4000 | 0 | 0 | 0 | 0 | 0 | 0 | 0 | 0 | 0 | 0.80433 | 0.26811
MISO_MO-IL_2_TVA_Transmission | MISO_MO-IL | TVA_Transmission | 2025 | B14 | 900 | 0 | 4000 | 1929.71 | 0 | 0 | 0 | 0 | 0 | 0 | 0 | 0 | 0.80433 | 0.26811
MISO_MO-IL_2_TVA_Transmission | MISO_MO-IL | TVA_Transmission | 2025 | B15 | 1203 | 0 | 4000 | 4000 | 1368.37 | 0 | 0 | 0 | 0.81903 | 0 | 0 | 0.44827 | 0.80433 | 0.26811
MISO_MO-IL_2_TVA_Transmission | MISO_MO-IL | TVA_Transmission | 2025 | B16 | 25 | 0 | 4000 | 4000 | 88.36 | 0 | 0 | 0 | 26.3633 | 0 | 0 | 0.29986 | 0.80433 | 0.26811
MISO_MO-IL_2_TVA_Transmission | MISO_MO-IL | TVA_Transmission | 2025 | B17 | 100 | 0 | 4000 | 3504.67 | 0 | 0 | 0 | 0 | 0 | 0 | 0 | 0 | 0.80433 | 0.26811
MISO_MO-IL_2_TVA_Transmission | MISO_MO-IL | TVA_Transmission | 2025 | B18 | 400 | 0 | 4000 | 0 | 0 | 0 | 0 | 0 | 0 | 0 | 0 | 0 | 0.80433 | 0.26811
MISO_MO-IL_2_TVA_Transmission | MISO_MO-IL | TVA_Transmission | 2025 | B19 | 700 | 0 | 4000 | 0 | 0 | 0 | 0 | 0 | 0 | 0 | 0 | 0 | 0.80433 | 0.26811
MISO_MO-IL_2_TVA_Transmission | MISO_MO-IL | TVA_Transmission | 2025 | B20 | 935 | 0 | 4000 | 4000 | 1223.46 | 0 | 0 | 0 | 0.46293 | 0 | 0 | 0.19692 | 0.80433 | 0.26811
MISO_MO-IL_2_TVA_Transmission | MISO_MO-IL | TVA_Transmission | 2030 | B1 | 10 | 0 | 4000 | 4000 | 4000 | 3643.67 | 0 | 0 | 590.5444 | 5.8638 | 0 | 2.3641 | 9.2823 | 3.0941
MISO_MO-IL_2_TVA_Transmission | MISO_MO-IL | TVA_Transmission | 2030 | B2 | 25 | 0 | 4000 | 4000 | 4000 | 2909.53 | 0 | 0 | 581.6893 | 4.8192 | 0 | 5.8216 | 9.2823 | 3.0941
MISO_MO-IL_2_TVA_Transmission | MISO_MO-IL | TVA_Transmission | 2030 | B3 | 75 | 0 | 4000 | 3277.37 | 4000 | 3968.89 | 0 | 0 | 0 | 4.7005 | 0 | 0 | 9.2823 | 3.0941
MISO_MO-IL_2_TVA_Transmission | MISO_MO-IL | TVA_Transmission | 2030 | B4 | 100 | 0 | 4000 | 589.77 | 775.82 | 803.23 | 0 | 0 | 0 | 0 | 0 | 0 | 9.2823 | 3.0941
MISO_MO-IL_2_TVA_Transmission | MISO_MO-IL | TVA_Transmission | 2030 | B5 | 200 | 0 | 4000 | 0 | 377.57 | 0 | 0 | 0 | 0 | 0 | 0 | 0 | 9.2823 | 3.0941
MISO_MO-IL_2_TVA_Transmission | MISO_MO-IL | TVA_Transmission | 2030 | B6 | 300 | 0 | 4000 | 0 | 0 | 0 | 0 | 0 | 0 | 0 | 0 | 0 | 9.2823 | 3.0941
MISO_MO-IL_2_TVA_Transmission | MISO_MO-IL | TVA_Transmission | 2030 | B7 | 400 | 0 | 4000 | 0 | 0 | 0 | 0 | 0 | 0 | 0 | 0 | 0 | 9.2823 | 3.0941
MISO_MO-IL_2_TVA_Transmission | MISO_MO-IL | TVA_Transmission | 2030 | B8 | 500 | 0 | 4000 | 1829.11 | 1363.33 | 0 | 0 | 0 | 0 | 0 | 0 | 0 | 9.2823 | 3.0941
MISO_MO-IL_2_TVA_Transmission | MISO_MO-IL | TVA_Transmission | 2030 | B9 | 800 | 0 | 4000 | 2129.67 | 2196.66 | 348.04 | 0 | 0 | 0 | 0 | 0 | 0 | 9.2823 | 3.0941
MISO_MO-IL_2_TVA_Transmission | MISO_MO-IL | TVA_Transmission | 2030 | B10 | 1262 | 0 | 4000 | 0 | 0 | 0 | 0 | 0 | 0 | 0 | 0 | 0 | 9.2823 | 3.0941
MISO_MO-IL_2_TVA_Transmission | MISO_MO-IL | TVA_Transmission | 2030 | B11 | 25 | 0 | 4000 | 2360.63 | 1324.07 | 0 | 0 | 0 | 0 | 0 | 0 | 0 | 9.2823 | 3.0941
MISO_MO-IL_2_TVA_Transmission | MISO_MO-IL | TVA_Transmission | 2030 | B12 | 200 | 0 | 4000 | 4000 | 2252.26 | 0 | 0 | 0 | 2.7776 | 0 | 0 | 0.22238 | 9.2823 | 3.0941
MISO_MO-IL_2_TVA_Transmission | MISO_MO-IL | TVA_Transmission | 2030 | B13 | 600 | 0 | 4000 | 3487.11 | 1988.46 | 0 | 0 | 0 | 0 | 0 | 0 | 0 | 9.2823 | 3.0941
MISO_MO-IL_2_TVA_Transmission | MISO_MO-IL | TVA_Transmission | 2030 | B14 | 900 | 0 | 4000 | 3889.41 | 4000 | 2392.68 | 0 | 0 | 0 | 0.70033 | 0 | 0 | 9.2823 | 3.0941
MISO_MO-IL_2_TVA_Transmission | MISO_MO-IL | TVA_Transmission | 2030 | B15 | 1203 | 0 | 4000 | 4000 | 964.05 | 1856.74 | 0 | 0 | 1.8755 | 0 | 0 | 0.90319 | 9.2823 | 3.0941
MISO_MO-IL_2_TVA_Transmission | MISO_MO-IL | TVA_Transmission | 2030 | B16 | 25 | 0 | 4000 | 4000 | 3546.77 | 1297.71 | 0 | 0 | 14.9206 | 0 | 0 | 0.14933 | 9.2823 | 3.0941
MISO_MO-IL_2_TVA_Transmission | MISO_MO-IL | TVA_Transmission | 2030 | B17 | 100 | 0 | 4000 | 4000 | 851.4 | 1327.83 | 0 | 0 | 8.0241 | 0 | 0 | 0.32122 | 9.2823 | 3.0941
MISO_MO-IL_2_TVA_Transmission | MISO_MO-IL | TVA_Transmission | 2030 | B18 | 400 | 0 | 4000 | 3380.39 | 2635.18 | 0 | 0 | 0 | 0 | 0 | 0 | 0 | 9.2823 | 3.0941
MISO_MO-IL_2_TVA_Transmission | MISO_MO-IL | TVA_Transmission | 2030 | B19 | 700 | 0 | 4000 | 3391.84 | 3445.42 | 0 | 0 | 0 | 0 | 0 | 0 | 0 | 9.2823 | 3.0941
MISO_MO-IL_2_TVA_Transmission | MISO_MO-IL | TVA_Transmission | 2030 | B20 | 935 | 0 | 4000 | 4000 | 1263.32 | 165.24 | 0 | 0 | 6.9321 | 0 | 0 | 2.5947 | 9.2823 | 3.0941
MISO_MO-IL_2_TVA_Transmission | MISO_MO-IL | TVA_Transmission | 2035 | B1 | 10 | 0 | 4000 | 4000 | 4000 | 4000 | 0 | 0 | 513.152 | 5.0685 | 1.6855 | 1.6564 | 8.0108 | 2.6703
MISO_MO-IL_2_TVA_Transmission | MISO_MO-IL | TVA_Transmission | 2035 | B2 | 25 | 0 | 4000 | 4000 | 4000 | 2300.14 | 0 | 0 | 499.2166 | 4.0121 | 0 | 4.0285 | 8.0108 | 2.6703
MISO_MO-IL_2_TVA_Transmission | MISO_MO-IL | TVA_Transmission | 2035 | B3 | 75 | 0 | 4000 | 1507.77 | 4000 | 3505.36 | 0 | 0 | 0 | 1.8992 | 0 | 0 | 8.0108 | 2.6703
MISO_MO-IL_2_TVA_Transmission | MISO_MO-IL | TVA_Transmission | 2035 | B4 | 100 | 0 | 4000 | 0 | 2418.35 | 243.53 | 0 | 0 | 0 | 0 | 0 | 0 | 8.0108 | 2.6703
MISO_MO-IL_2_TVA_Transmission | MISO_MO-IL | TVA_Transmission | 2035 | B5 | 200 | 0 | 4000 | 0 | 3638.09 | 1369.58 | 0 | 0 | 0 | 0 | 0 | 0 | 8.0108 | 2.6703
MISO_MO-IL_2_TVA_Transmission | MISO_MO-IL | TVA_Transmission | 2035 | B6 | 300 | 0 | 4000 | 0 | 648.54 | 594.5 | 0 | 0 | 0 | 0 | 0 | 0 | 8.0108 | 2.6703
MISO_MO-IL_2_TVA_Transmission | MISO_MO-IL | TVA_Transmission | 2035 | B7 | 400 | 0 | 4000 | 0 | 0 | 0 | 0 | 0 | 0 | 0 | 0 | 0 | 8.0108 | 2.6703
MISO_MO-IL_2_TVA_Transmission | MISO_MO-IL | TVA_Transmission | 2035 | B8 | 500 | 0 | 4000 | 0 | 0 | 0 | 0 | 0 | 0 | 0 | 0 | 0 | 8.0108 | 2.6703
MISO_MO-IL_2_TVA_Transmission | MISO_MO-IL | TVA_Transmission | 2035 | B9 | 800 | 0 | 4000 | 0 | 0 | 0 | 0 | 0 | 0 | 0 | 0 | 0 | 8.0108 | 2.6703
MISO_MO-IL_2_TVA_Transmission | MISO_MO-IL | TVA_Transmission | 2035 | B10 | 1262 | 0 | 4000 | 1344.06 | 1256.73 | 0 | 0 | 0 | 0 | 0 | 0 | 0 | 8.0108 | 2.6703
MISO_MO-IL_2_TVA_Transmission | MISO_MO-IL | TVA_Transmission | 2035 | B11 | 25 | 0 | 4000 | 1265.84 | 1860.7 | 186.94 | 0 | 0 | 0 | 0 | 0 | 0 | 8.0108 | 2.6703
MISO_MO-IL_2_TVA_Transmission | MISO_MO-IL | TVA_Transmission | 2035 | B12 | 200 | 0 | 4000 | 387.96 | 0 | 95.26 | 0 | 0 | 0 | 0 | 0 | 0 | 8.0108 | 2.6703
MISO_MO-IL_2_TVA_Transmission | MISO_MO-IL | TVA_Transmission | 2035 | B13 | 600 | 0 | 4000 | 3178.49 | 0 | 0 | 0 | 0 | 0 | 0 | 0 | 0 | 8.0108 | 2.6703
MISO_MO-IL_2_TVA_Transmission | MISO_MO-IL | TVA_Transmission | 2035 | B14 | 900 | 0 | 4000 | 4000 | 4000 | 79.33 | 0 | 0 | 1.1989 | 3.5847 | 0 | 0.34828 | 8.0108 | 2.6703
MISO_MO-IL_2_TVA_Transmission | MISO_MO-IL | TVA_Transmission | 2035 | B15 | 1203 | 0 | 4000 | 4000 | 4000 | 4000 | 0 | 0 | 6.5166 | 5.0685 | 1.6855 | 2.5305 | 8.0108 | 2.6703
MISO_MO-IL_2_TVA_Transmission | MISO_MO-IL | TVA_Transmission | 2035 | B16 | 25 | 0 | 4000 | 4000 | 4000 | 4000 | 0 | 0 | 8.0122 | 5.0685 | 0.02374 | 0.064657 | 8.0108 | 2.6703
MISO_MO-IL_2_TVA_Transmission | MISO_MO-IL | TVA_Transmission | 2035 | B17 | 100 | 0 | 4000 | 2901.36 | 1482.56 | 1420.51 | 0 | 0 | 0 | 0 | 0 | 0 | 8.0108 | 2.6703
MISO_MO-IL_2_TVA_Transmission | MISO_MO-IL | TVA_Transmission | 2035 | B18 | 400 | 0 | 4000 | 2116.09 | 0 | 0 | 0 | 0 | 0 | 0 | 0 | 0 | 8.0108 | 2.6703
MISO_MO-IL_2_TVA_Transmission | MISO_MO-IL | TVA_Transmission | 2035 | B19 | 700 | 0 | 4000 | 3643.05 | 3254.98 | 0 | 0 | 0 | 0 | 0 | 0 | 0 | 8.0108 | 2.6703
MISO_MO-IL_2_TVA_Transmission | MISO_MO-IL | TVA_Transmission | 2035 | B20 | 935 | 0 | 4000 | 4000 | 4000 | 3156.8 | 0 | 0 | 6.8015 | 5.0685 | 0 | 2.0527 | 8.0108 | 2.6703
MISO_MO-IL_2_TVA_Transmission | MISO_MO-IL | TVA_Transmission | 2040 | B1 | 10 | 10 | 4000 | 4000 | 4000 | 4000 | 16500.29 | 0 | 437.7893 | 7.4781 | 2.006 | 1.9918 | 10.8412 | 3.6137
MISO_MO-IL_2_TVA_Transmission | MISO_MO-IL | TVA_Transmission | 2040 | B2 | 25 | 25 | 4000 | 4000 | 4000 | 4000 | 9403.11 | 0 | 426.7028 | 7.4781 | 2.3146 | 4.8533 | 10.8412 | 3.6137
MISO_MO-IL_2_TVA_Transmission | MISO_MO-IL | TVA_Transmission | 2040 | B3 | 75 | 75 | 4000 | 2456.61 | 4000 | 4000 | 4821.48 | 0 | 0 | 7.4781 | 1.2582 | 0 | 10.8412 | 3.6137
MISO_MO-IL_2_TVA_Transmission | MISO_MO-IL | TVA_Transmission | 2040 | B4 | 100 | 100 | 4000 | 0 | 4000 | 4000 | 1279.41 | 0 | 0 | 7.4781 | 1.2582 | 0 | 10.8412 | 3.6137
MISO_MO-IL_2_TVA_Transmission | MISO_MO-IL | TVA_Transmission | 2040 | B5 | 200 | 0 | 4000 | 0 | 3897.52 | 3127.51 | 0 | 0 | 0 | 0 | 0 | 0 | 10.8412 | 3.6137
MISO_MO-IL_2_TVA_Transmission | MISO_MO-IL | TVA_Transmission | 2040 | B6 | 300 | 0 | 4000 | 0 | 0 | 0 | 0 | 0 | 0 | 0 | 0 | 0 | 10.8412 | 3.6137
MISO_MO-IL_2_TVA_Transmission | MISO_MO-IL | TVA_Transmission | 2040 | B7 | 400 | 0 | 4000 | 0 | 828.42 | 0 | 0 | 0 | 0 | 0 | 0 | 0 | 10.8412 | 3.6137
MISO_MO-IL_2_TVA_Transmission | MISO_MO-IL | TVA_Transmission | 2040 | B8 | 500 | 0 | 4000 | 0 | 2208.79 | 709.65 | 0 | 0 | 0 | 0 | 0 | 0 | 10.8412 | 3.6137
MISO_MO-IL_2_TVA_Transmission | MISO_MO-IL | TVA_Transmission | 2040 | B9 | 800 | 0 | 4000 | 0 | 1183.62 | 0 | 0 | 0 | 0 | 0 | 0 | 0 | 10.8412 | 3.6137
MISO_MO-IL_2_TVA_Transmission | MISO_MO-IL | TVA_Transmission | 2040 | B10 | 1262 | 0 | 4000 | 2354.34 | 0 | 0 | 0 | 0 | 0 | 0 | 0 | 0 | 10.8412 | 3.6137
MISO_MO-IL_2_TVA_Transmission | MISO_MO-IL | TVA_Transmission | 2040 | B11 | 25 | 0 | 4000 | 2668.02 | 4000 | 2423.92 | 0 | 0 | 0 | 3.9408 | 0 | 0 | 10.8412 | 3.6137
MISO_MO-IL_2_TVA_Transmission | MISO_MO-IL | TVA_Transmission | 2040 | B12 | 200 | 0 | 4000 | 1499.03 | 205.31 | 0 | 0 | 0 | 0 | 0 | 0 | 0 | 10.8412 | 3.6137
MISO_MO-IL_2_TVA_Transmission | MISO_MO-IL | TVA_Transmission | 2040 | B13 | 600 | 0 | 4000 | 1316.06 | 0 | 0 | 0 | 0 | 0 | 0 | 0 | 0 | 10.8412 | 3.6137
MISO_MO-IL_2_TVA_Transmission | MISO_MO-IL | TVA_Transmission | 2040 | B14 | 900 | 0 | 4000 | 3184.9 | 1784.63 | 189.79 | 0 | 0 | 0 | 0 | 0 | 0 | 10.8412 | 3.6137
MISO_MO-IL_2_TVA_Transmission | MISO_MO-IL | TVA_Transmission | 2040 | B15 | 1203 | 0 | 4000 | 4000 | 4000 | 0 | 0 | 0 | 8.0004 | 0.20179 | 0 | 4.3787 | 10.8412 | 3.6137
MISO_MO-IL_2_TVA_Transmission | MISO_MO-IL | TVA_Transmission | 2040 | B16 | 25 | 0 | 4000 | 4000 | 4000 | 2672.45 | 0 | 0 | 8.8432 | 6.03 | 0 | 0.10058 | 10.8412 | 3.6137
MISO_MO-IL_2_TVA_Transmission | MISO_MO-IL | TVA_Transmission | 2040 | B17 | 100 | 0 | 4000 | 1398.78 | 929.08 | 135.45 | 0 | 0 | 0 | 0 | 0 | 0 | 10.8412 | 3.6137
MISO_MO-IL_2_TVA_Transmission | MISO_MO-IL | TVA_Transmission | 2040 | B18 | 400 | 0 | 4000 | 1284.02 | 0 | 0 | 0 | 0 | 0 | 0 | 0 | 0 | 10.8412 | 3.6137
MISO_MO-IL_2_TVA_Transmission | MISO_MO-IL | TVA_Transmission | 2040 | B19 | 700 | 0 | 4000 | 1820.82 | 207.38 | 0 | 0 | 0 | 0 | 0 | 0 | 0 | 10.8412 | 3.6137
MISO_MO-IL_2_TVA_Transmission | MISO_MO-IL | TVA_Transmission | 2040 | B20 | 935 | 0 | 4000 | 4000 | 3530.05 | 0 | 0 | 0 | 7.3594 | 0 | 0 | 3.1306 | 10.8412 | 3.6137
MISO_MO-IL_2_TVA_Transmission | MISO_MO-IL | TVA_Transmission | 2045 | B1 | 10 | 10 | 4000 | 4000 | 4000 | 4000 | 14752.28 | 0 | 328.0749 | 6.2792 | 1.828 | 3.2972 | 11.5606 | 3.8535
MISO_MO-IL_2_TVA_Transmission | MISO_MO-IL | TVA_Transmission | 2045 | B2 | 25 | 25 | 4000 | 4000 | 4000 | 4000 | 8095.39 | 0 | 291.1948 | 6.2792 | 1.828 | 7.3165 | 11.5606 | 3.8535
MISO_MO-IL_2_TVA_Transmission | MISO_MO-IL | TVA_Transmission | 2045 | B3 | 75 | 75 | 4000 | 1223.09 | 4000 | 4000 | 5371.42 | 0 | 0 | 6.2792 | 1.1751 | 0 | 11.5606 | 3.8535
MISO_MO-IL_2_TVA_Transmission | MISO_MO-IL | TVA_Transmission | 2045 | B4 | 100 | 0 | 4000 | 0 | 4000 | 4000 | 0 | 0 | 0 | 5.4958 | 1.0802 | 0 | 11.5606 | 3.8535
MISO_MO-IL_2_TVA_Transmission | MISO_MO-IL | TVA_Transmission | 2045 | B5 | 200 | 0 | 4000 | 0 | 0 | 2052.01 | 0 | 0 | 0 | 0 | 0 | 0 | 11.5606 | 3.8535
MISO_MO-IL_2_TVA_Transmission | MISO_MO-IL | TVA_Transmission | 2045 | B6 | 300 | 0 | 4000 | 0 | 0 | 0 | 0 | 0 | 0 | 0 | 0 | 0 | 11.5606 | 3.8535
MISO_MO-IL_2_TVA_Transmission | MISO_MO-IL | TVA_Transmission | 2045 | B7 | 400 | 0 | 4000 | 0 | 0 | 0 | 0 | 0 | 0 | 0 | 0 | 0 | 11.5606 | 3.8535
MISO_MO-IL_2_TVA_Transmission | MISO_MO-IL | TVA_Transmission | 2045 | B8 | 500 | 0 | 4000 | 0 | 0 | 0 | 0 | 0 | 0 | 0 | 0 | 0 | 11.5606 | 3.8535
MISO_MO-IL_2_TVA_Transmission | MISO_MO-IL | TVA_Transmission | 2045 | B9 | 800 | 0 | 4000 | 0 | 0 | 0 | 0 | 0 | 0 | 0 | 0 | 0 | 11.5606 | 3.8535
MISO_MO-IL_2_TVA_Transmission | MISO_MO-IL | TVA_Transmission | 2045 | B10 | 1262 | 0 | 4000 | 188.62 | 0 | 0 | 0 | 0 | 0 | 0 | 0 | 0 | 11.5606 | 3.8535
MISO_MO-IL_2_TVA_Transmission | MISO_MO-IL | TVA_Transmission | 2045 | B11 | 25 | 0 | 4000 | 80.99 | 115.39 | 0 | 0 | 0 | 0 | 0 | 0 | 0 | 11.5606 | 3.8535
MISO_MO-IL_2_TVA_Transmission | MISO_MO-IL | TVA_Transmission | 2045 | B12 | 200 | 0 | 4000 | 2000 | 0 | 0 | 0 | 0 | 0 | 0 | 0 | 0 | 11.5606 | 3.8535
MISO_MO-IL_2_TVA_Transmission | MISO_MO-IL | TVA_Transmission | 2045 | B13 | 600 | 0 | 4000 | 2014.45 | 0 | 0 | 0 | 0 | 0 | 0 | 0 | 0 | 11.5606 | 3.8535
MISO_MO-IL_2_TVA_Transmission | MISO_MO-IL | TVA_Transmission | 2045 | B14 | 900 | 0 | 4000 | 3337.93 | 4000 | 2535.35 | 0 | 0 | 0 | 5.4958 | 0 | 0 | 11.5606 | 3.8535
MISO_MO-IL_2_TVA_Transmission | MISO_MO-IL | TVA_Transmission | 2045 | B15 | 1203 | 0 | 4000 | 3461.05 | 4000 | 2402.57 | 0 | 0 | 0 | 3.3236 | 0 | 0 | 11.5606 | 3.8535
MISO_MO-IL_2_TVA_Transmission | MISO_MO-IL | TVA_Transmission | 2045 | B16 | 25 | 25 | 4000 | 4000 | 4000 | 2253.47 | 1734.95 | 0 | 92.5029 | 6.2792 | 0 | 2.3242 | 11.5606 | 3.8535
MISO_MO-IL_2_TVA_Transmission | MISO_MO-IL | TVA_Transmission | 2045 | B17 | 100 | 0 | 4000 | 2604.63 | 3905.7 | 0 | 0 | 0 | 0 | 0 | 0 | 0 | 11.5606 | 3.8535
MISO_MO-IL_2_TVA_Transmission | MISO_MO-IL | TVA_Transmission | 2045 | B18 | 400 | 0 | 4000 | 3005.94 | 0 | 0 | 0 | 0 | 0 | 0 | 0 | 0 | 11.5606 | 3.8535
MISO_MO-IL_2_TVA_Transmission | MISO_MO-IL | TVA_Transmission | 2045 | B19 | 700 | 0 | 4000 | 3271.53 | 858.5 | 0 | 0 | 0 | 0 | 0 | 0 | 0 | 11.5606 | 3.8535
MISO_MO-IL_2_TVA_Transmission | MISO_MO-IL | TVA_Transmission | 2045 | B20 | 935 | 0 | 4000 | 4000 | 4000 | 2408.73 | 0 | 0 | 2.6351 | 3.466 | 0 | 2.4762 | 11.5606 | 3.8535
MISO_MO-IL_2_TVA_Transmission | MISO_MO-IL | TVA_Transmission | 2050 | B1 | 10 | 10 | 4000 | 4000 | 4000 | 4000 | 3105.94 | 0 | 81.2264 | 6.754 | 2.1485 | 0.36955 | 6.2908 | 2.0969
MISO_MO-IL_2_TVA_Transmission | MISO_MO-IL | TVA_Transmission | 2050 | B2 | 25 | 0 | 4000 | 4000 | 4000 | 4000 | 0 | 0 | 69.8787 | 6.4573 | 1.1989 | 0.7948 | 6.2908 | 2.0969
MISO_MO-IL_2_TVA_Transmission | MISO_MO-IL | TVA_Transmission | 2050 | B3 | 75 | 0 | 4000 | 2905.01 | 4000 | 4000 | 0 | 0 | 0 | 4.5818 | 0.18992 | 0 | 6.2908 | 2.0969
MISO_MO-IL_2_TVA_Transmission | MISO_MO-IL | TVA_Transmission | 2050 | B4 | 100 | 0 | 4000 | 0 | 488.97 | 2683.7 | 0 | 0 | 0 | 0 | 0 | 0 | 6.2908 | 2.0969
MISO_MO-IL_2_TVA_Transmission | MISO_MO-IL | TVA_Transmission | 2050 | B5 | 200 | 0 | 4000 | 0 | 0 | 305.52 | 0 | 0 | 0 | 0 | 0 | 0 | 6.2908 | 2.0969
MISO_MO-IL_2_TVA_Transmission | MISO_MO-IL | TVA_Transmission | 2050 | B6 | 300 | 0 | 4000 | 0 | 0 | 0 | 0 | 0 | 0 | 0 | 0 | 0 | 6.2908 | 2.0969
MISO_MO-IL_2_TVA_Transmission | MISO_MO-IL | TVA_Transmission | 2050 | B7 | 400 | 0 | 4000 | 0 | 0 | 0 | 0 | 0 | 0 | 0 | 0 | 0 | 6.2908 | 2.0969
MISO_MO-IL_2_TVA_Transmission | MISO_MO-IL | TVA_Transmission | 2050 | B8 | 500 | 0 | 4000 | 0 | 0 | 0 | 0 | 0 | 0 | 0 | 0 | 0 | 6.2908 | 2.0969
MISO_MO-IL_2_TVA_Transmission | MISO_MO-IL | TVA_Transmission | 2050 | B9 | 800 | 0 | 4000 | 0 | 0 | 0 | 0 | 0 | 0 | 0 | 0 | 0 | 6.2908 | 2.0969
MISO_MO-IL_2_TVA_Transmission | MISO_MO-IL | TVA_Transmission | 2050 | B10 | 1262 | 0 | 4000 | 0 | 0 | 0 | 0 | 0 | 0 | 0 | 0 | 0 | 6.2908 | 2.0969
MISO_MO-IL_2_TVA_Transmission | MISO_MO-IL | TVA_Transmission | 2050 | B11 | 25 | 0 | 4000 | 817.64 | 127.27 | 0 | 0 | 0 | 0 | 0 | 0 | 0 | 6.2908 | 2.0969
MISO_MO-IL_2_TVA_Transmission | MISO_MO-IL | TVA_Transmission | 2050 | B12 | 200 | 0 | 4000 | 0 | 1449.32 | 0 | 0 | 0 | 0 | 0 | 0 | 0 | 6.2908 | 2.0969
MISO_MO-IL_2_TVA_Transmission | MISO_MO-IL | TVA_Transmission | 2050 | B13 | 600 | 0 | 4000 | 167.22 | 1364.48 | 0 | 0 | 0 | 0 | 0 | 0 | 0 | 6.2908 | 2.0969
MISO_MO-IL_2_TVA_Transmission | MISO_MO-IL | TVA_Transmission | 2050 | B14 | 900 | 0 | 4000 | 2095.47 | 3746.55 | 2057.28 | 0 | 0 | 0 | 0 | 0 | 0 | 6.2908 | 2.0969
MISO_MO-IL_2_TVA_Transmission | MISO_MO-IL | TVA_Transmission | 2050 | B15 | 1203 | 0 | 4000 | 4000 | 2616.81 | 2281.14 | 0 | 0 | 6.1131 | 0 | 0 | 3.3458 | 6.2908 | 2.0969
MISO_MO-IL_2_TVA_Transmission | MISO_MO-IL | TVA_Transmission | 2050 | B16 | 25 | 25 | 4000 | 4000 | 4000 | 1726.97 | 480.89 | 0 | 67.4572 | 6.754 | 0 | 0.76726 | 6.2908 | 2.0969
MISO_MO-IL_2_TVA_Transmission | MISO_MO-IL | TVA_Transmission | 2050 | B17 | 100 | 0 | 4000 | 1794.42 | 4000 | 617.95 | 0 | 0 | 0 | 3.193 | 0 | 0 | 6.2908 | 2.0969
MISO_MO-IL_2_TVA_Transmission | MISO_MO-IL | TVA_Transmission | 2050 | B18 | 400 | 0 | 4000 | 626.34 | 0 | 0 | 0 | 0 | 0 | 0 | 0 | 0 | 6.2908 | 2.0969
MISO_MO-IL_2_TVA_Transmission | MISO_MO-IL | TVA_Transmission | 2050 | B19 | 700 | 0 | 4000 | 1867.48 | 1477.84 | 0 | 0 | 0 | 0 | 0 | 0 | 0 | 6.2908 | 2.0969
MISO_MO-IL_2_TVA_Transmission | MISO_MO-IL | TVA_Transmission | 2050 | B20 | 935 | 0 | 4000 | 4000 | 1434.12 | 3512.25 | 0 | 0 | 7.3119 | 0 | 0 | 3.1104 | 6.2908 | 2.0969
MISO_W_2_IESO | MISO_W | IESO | 2015 | B1 | 10 | 0 | 90 | 0 | 0 | 0 | 0 | 0 | 0 | 0 | 0 | 0 | 0 | 0
MISO_W_2_IESO | MISO_W | IESO | 2015 | B2 | 25 | 0 | 90 | 0 | 0 | 0 | 0 | 0 | 0 | 0 | 0 | 0 | 0 | 0
MISO_W_2_IESO | MISO_W | IESO | 2015 | B3 | 75 | 0 | 90 | 0 | 0 | 0 | 0 | 0 | 0 | 0 | 0 | 0 | 0 | 0
MISO_W_2_IESO | MISO_W | IESO | 2015 | B4 | 100 | 0 | 90 | 0 | 0 | 0 | 0 | 0 | 0 | 0 | 0 | 0 | 0 | 0
MISO_W_2_IESO | MISO_W | IESO | 2015 | B5 | 200 | 0 | 90 | 0 | 0 | 0 | 0 | 0 | 0 | 0 | 0 | 0 | 0 | 0
MISO_W_2_IESO | MISO_W | IESO | 2015 | B6 | 300 | 0 | 90 | 0 | 0 | 0 | 0 | 0 | 0 | 0 | 0 | 0 | 0 | 0
MISO_W_2_IESO | MISO_W | IESO | 2015 | B7 | 400 | 0 | 90 | 0 | 0 | 0 | 0 | 0 | 0 | 0 | 0 | 0 | 0 | 0
MISO_W_2_IESO | MISO_W | IESO | 2015 | B8 | 500 | 0 | 90 | 0 | 0 | 0 | 0 | 0 | 0 | 0 | 0 | 0 | 0 | 0
MISO_W_2_IESO | MISO_W | IESO | 2015 | B9 | 800 | 0 | 90 | 0 | 0 | 0 | 0 | 0 | 0 | 0 | 0 | 0 | 0 | 0
MISO_W_2_IESO | MISO_W | IESO | 2015 | B10 | 1262 | 0 | 90 | 0 | 0 | 0 | 0 | 0 | 0 | 0 | 0 | 0 | 0 | 0
MISO_W_2_IESO | MISO_W | IESO | 2015 | B11 | 25 | 0 | 90 | 0 | 0 | 0 | 0 | 0 | 0 | 0 | 0 | 0 | 0 | 0
MISO_W_2_IESO | MISO_W | IESO | 2015 | B12 | 200 | 0 | 90 | 0 | 0 | 0 | 0 | 0 | 0 | 0 | 0 | 0 | 0 | 0
MISO_W_2_IESO | MISO_W | IESO | 2015 | B13 | 600 | 0 | 90 | 0 | 0 | 0 | 0 | 0 | 0 | 0 | 0 | 0 | 0 | 0
MISO_W_2_IESO | MISO_W | IESO | 2015 | B14 | 900 | 0 | 90 | 0 | 0 | 0 | 0 | 0 | 0 | 0 | 0 | 0 | 0 | 0
MISO_W_2_IESO | MISO_W | IESO | 2015 | B15 | 1203 | 0 | 90 | 0 | 0 | 0 | 0 | 0 | 0 | 0 | 0 | 0 | 0 | 0
MISO_W_2_IESO | MISO_W | IESO | 2015 | B16 | 25 | 0 | 90 | 0 | 0 | 0 | 0 | 0 | 0 | 0 | 0 | 0 | 0 | 0
MISO_W_2_IESO | MISO_W | IESO | 2015 | B17 | 100 | 0 | 90 | 0 | 0 | 0 | 0 | 0 | 0 | 0 | 0 | 0 | 0 | 0
MISO_W_2_IESO | MISO_W | IESO | 2015 | B18 | 400 | 0 | 90 | 0 | 0 | 0 | 0 | 0 | 0 | 0 | 0 | 0 | 0 | 0
MISO_W_2_IESO | MISO_W | IESO | 2015 | B19 | 700 | 0 | 90 | 0 | 0 | 0 | 0 | 0 | 0 | 0 | 0 | 0 | 0 | 0
MISO_W_2_IESO | MISO_W | IESO | 2015 | B20 | 935 | 0 | 90 | 0 | 0 | 0 | 0 | 0 | 0 | 0 | 0 | 0 | 0 | 0
MISO_W_2_IESO | MISO_W | IESO | 2020 | B1 | 10 | 0 | 90 | 0 | 0 | 0 | 0 | 0 | 0 | 0 | 0 | 0 | 0 | 0
MISO_W_2_IESO | MISO_W | IESO | 2020 | B2 | 25 | 0 | 90 | 0 | 0 | 0 | 0 | 0 | 0 | 0 | 0 | 0 | 0 | 0
MISO_W_2_IESO | MISO_W | IESO | 2020 | B3 | 75 | 0 | 90 | 0 | 0 | 0 | 0 | 0 | 0 | 0 | 0 | 0 | 0 | 0
MISO_W_2_IESO | MISO_W | IESO | 2020 | B4 | 100 | 0 | 90 | 0 | 0 | 0 | 0 | 0 | 0 | 0 | 0 | 0 | 0 | 0
MISO_W_2_IESO | MISO_W | IESO | 2020 | B5 | 200 | 0 | 90 | 0 | 0 | 0 | 0 | 0 | 0 | 0 | 0 | 0 | 0 | 0
MISO_W_2_IESO | MISO_W | IESO | 2020 | B6 | 300 | 0 | 90 | 0 | 0 | 0 | 0 | 0 | 0 | 0 | 0 | 0 | 0 | 0
MISO_W_2_IESO | MISO_W | IESO | 2020 | B7 | 400 | 0 | 90 | 0 | 0 | 0 | 0 | 0 | 0 | 0 | 0 | 0 | 0 | 0
MISO_W_2_IESO | MISO_W | IESO | 2020 | B8 | 500 | 0 | 90 | 0 | 0 | 0 | 0 | 0 | 0 | 0 | 0 | 0 | 0 | 0
MISO_W_2_IESO | MISO_W | IESO | 2020 | B9 | 800 | 0 | 90 | 0 | 0 | 0 | 0 | 0 | 0 | 0 | 0 | 0 | 0 | 0
MISO_W_2_IESO | MISO_W | IESO | 2020 | B10 | 1262 | 0 | 90 | 0 | 0 | 0 | 0 | 0 | 0 | 0 | 0 | 0 | 0 | 0
MISO_W_2_IESO | MISO_W | IESO | 2020 | B11 | 25 | 0 | 90 | 0 | 0 | 0 | 0 | 0 | 0 | 0 | 0 | 0 | 0 | 0
MISO_W_2_IESO | MISO_W | IESO | 2020 | B12 | 200 | 0 | 90 | 0 | 0 | 0 | 0 | 0 | 0 | 0 | 0 | 0 | 0 | 0
MISO_W_2_IESO | MISO_W | IESO | 2020 | B13 | 600 | 0 | 90 | 0 | 0 | 0 | 0 | 0 | 0 | 0 | 0 | 0 | 0 | 0
MISO_W_2_IESO | MISO_W | IESO | 2020 | B14 | 900 | 0 | 90 | 0 | 0 | 0 | 0 | 0 | 0 | 0 | 0 | 0 | 0 | 0
MISO_W_2_IESO | MISO_W | IESO | 2020 | B15 | 1203 | 0 | 90 | 0 | 0 | 0 | 0 | 0 | 0 | 0 | 0 | 0 | 0 | 0
MISO_W_2_IESO | MISO_W | IESO | 2020 | B16 | 25 | 0 | 90 | 0 | 0 | 0 | 0 | 0 | 0 | 0 | 0 | 0 | 0 | 0
MISO_W_2_IESO | MISO_W | IESO | 2020 | B17 | 100 | 0 | 90 | 0 | 0 | 0 | 0 | 0 | 0 | 0 | 0 | 0 | 0 | 0
MISO_W_2_IESO | MISO_W | IESO | 2020 | B18 | 400 | 0 | 90 | 0 | 0 | 0 | 0 | 0 | 0 | 0 | 0 | 0 | 0 | 0
MISO_W_2_IESO | MISO_W | IESO | 2020 | B19 | 700 | 0 | 90 | 0 | 0 | 0 | 0 | 0 | 0 | 0 | 0 | 0 | 0 | 0
MISO_W_2_IESO | MISO_W | IESO | 2020 | B20 | 935 | 0 | 90 | 0 | 0 | 0 | 0 | 0 | 0 | 0 | 0 | 0 | 0 | 0
MISO_W_2_IESO | MISO_W | IESO | 2025 | B1 | 10 | 0 | 90 | 0 | 0 | 0 | 0 | 0 | 0 | 0 | 0 | 0 | 0 | 0
MISO_W_2_IESO | MISO_W | IESO | 2025 | B2 | 25 | 0 | 90 | 0 | 0 | 0 | 0 | 0 | 0 | 0 | 0 | 0 | 0 | 0
MISO_W_2_IESO | MISO_W | IESO | 2025 | B3 | 75 | 0 | 90 | 0 | 0 | 0 | 0 | 0 | 0 | 0 | 0 | 0 | 0 | 0
MISO_W_2_IESO | MISO_W | IESO | 2025 | B4 | 100 | 0 | 90 | 0 | 0 | 0 | 0 | 0 | 0 | 0 | 0 | 0 | 0 | 0
MISO_W_2_IESO | MISO_W | IESO | 2025 | B5 | 200 | 0 | 90 | 0 | 0 | 0 | 0 | 0 | 0 | 0 | 0 | 0 | 0 | 0
MISO_W_2_IESO | MISO_W | IESO | 2025 | B6 | 300 | 0 | 90 | 0 | 0 | 0 | 0 | 0 | 0 | 0 | 0 | 0 | 0 | 0
MISO_W_2_IESO | MISO_W | IESO | 2025 | B7 | 400 | 0 | 90 | 0 | 0 | 0 | 0 | 0 | 0 | 0 | 0 | 0 | 0 | 0
MISO_W_2_IESO | MISO_W | IESO | 2025 | B8 | 500 | 0 | 90 | 0 | 0 | 0 | 0 | 0 | 0 | 0 | 0 | 0 | 0 | 0
MISO_W_2_IESO | MISO_W | IESO | 2025 | B9 | 800 | 0 | 90 | 0 | 0 | 0 | 0 | 0 | 0 | 0 | 0 | 0 | 0 | 0
MISO_W_2_IESO | MISO_W | IESO | 2025 | B10 | 1262 | 0 | 90 | 0 | 0 | 0 | 0 | 0 | 0 | 0 | 0 | 0 | 0 | 0
MISO_W_2_IESO | MISO_W | IESO | 2025 | B11 | 25 | 0 | 90 | 0 | 0 | 0 | 0 | 0 | 0 | 0 | 0 | 0 | 0 | 0
MISO_W_2_IESO | MISO_W | IESO | 2025 | B12 | 200 | 0 | 90 | 0 | 0 | 0 | 0 | 0 | 0 | 0 | 0 | 0 | 0 | 0
MISO_W_2_IESO | MISO_W | IESO | 2025 | B13 | 600 | 0 | 90 | 0 | 0 | 0 | 0 | 0 | 0 | 0 | 0 | 0 | 0 | 0
MISO_W_2_IESO | MISO_W | IESO | 2025 | B14 | 900 | 0 | 90 | 0 | 0 | 0 | 0 | 0 | 0 | 0 | 0 | 0 | 0 | 0
MISO_W_2_IESO | MISO_W | IESO | 2025 | B15 | 1203 | 0 | 90 | 0 | 0 | 0 | 0 | 0 | 0 | 0 | 0 | 0 | 0 | 0
MISO_W_2_IESO | MISO_W | IESO | 2025 | B16 | 25 | 0 | 90 | 0 | 0 | 0 | 0 | 0 | 0 | 0 | 0 | 0 | 0 | 0
MISO_W_2_IESO | MISO_W | IESO | 2025 | B17 | 100 | 0 | 90 | 0 | 0 | 0 | 0 | 0 | 0 | 0 | 0 | 0 | 0 | 0
MISO_W_2_IESO | MISO_W | IESO | 2025 | B18 | 400 | 0 | 90 | 0 | 0 | 0 | 0 | 0 | 0 | 0 | 0 | 0 | 0 | 0
MISO_W_2_IESO | MISO_W | IESO | 2025 | B19 | 700 | 0 | 90 | 0 | 0 | 0 | 0 | 0 | 0 | 0 | 0 | 0 | 0 | 0
MISO_W_2_IESO | MISO_W | IESO | 2025 | B20 | 935 | 0 | 90 | 79.4 | 0 | 0 | 0 | 0 | 0 | 0 | 0 | 0 | 0 | 0
MISO_W_2_IESO | MISO_W | IESO | 2030 | B1 | 10 | 0 | 90 | 0 | 0 | 0 | 0 | 0 | 0 | 0 | 0 | 0 | 0 | 0
MISO_W_2_IESO | MISO_W | IESO | 2030 | B2 | 25 | 0 | 90 | 0 | 0 | 0 | 0 | 0 | 0 | 0 | 0 | 0 | 0 | 0
MISO_W_2_IESO | MISO_W | IESO | 2030 | B3 | 75 | 0 | 90 | 0 | 0 | 0 | 0 | 0 | 0 | 0 | 0 | 0 | 0 | 0
MISO_W_2_IESO | MISO_W | IESO | 2030 | B4 | 100 | 0 | 90 | 0 | 0 | 0 | 0 | 0 | 0 | 0 | 0 | 0 | 0 | 0
MISO_W_2_IESO | MISO_W | IESO | 2030 | B5 | 200 | 0 | 90 | 0 | 0 | 0 | 0 | 0 | 0 | 0 | 0 | 0 | 0 | 0
MISO_W_2_IESO | MISO_W | IESO | 2030 | B6 | 300 | 0 | 90 | 0 | 0 | 0 | 0 | 0 | 0 | 0 | 0 | 0 | 0 | 0
MISO_W_2_IESO | MISO_W | IESO | 2030 | B7 | 400 | 0 | 90 | 0 | 0 | 0 | 0 | 0 | 0 | 0 | 0 | 0 | 0 | 0
MISO_W_2_IESO | MISO_W | IESO | 2030 | B8 | 500 | 0 | 90 | 0 | 0 | 0 | 0 | 0 | 0 | 0 | 0 | 0 | 0 | 0
MISO_W_2_IESO | MISO_W | IESO | 2030 | B9 | 800 | 0 | 90 | 0 | 0 | 0 | 0 | 0 | 0 | 0 | 0 | 0 | 0 | 0
MISO_W_2_IESO | MISO_W | IESO | 2030 | B10 | 1262 | 0 | 90 | 0 | 0 | 0 | 0 | 0 | 0 | 0 | 0 | 0 | 0 | 0
MISO_W_2_IESO | MISO_W | IESO | 2030 | B11 | 25 | 0 | 90 | 0 | 0 | 0 | 0 | 0 | 0 | 0 | 0 | 0 | 0 | 0
MISO_W_2_IESO | MISO_W | IESO | 2030 | B12 | 200 | 0 | 90 | 0 | 0 | 0 | 0 | 0 | 0 | 0 | 0 | 0 | 0 | 0
MISO_W_2_IESO | MISO_W | IESO | 2030 | B13 | 600 | 0 | 90 | 0 | 0 | 0 | 0 | 0 | 0 | 0 | 0 | 0 | 0 | 0
MISO_W_2_IESO | MISO_W | IESO | 2030 | B14 | 900 | 0 | 90 | 0 | 0 | 0 | 0 | 0 | 0 | 0 | 0 | 0 | 0 | 0
MISO_W_2_IESO | MISO_W | IESO | 2030 | B15 | 1203 | 0 | 90 | 0 | 0 | 0 | 0 | 0 | 0 | 0 | 0 | 0 | 0 | 0
MISO_W_2_IESO | MISO_W | IESO | 2030 | B16 | 25 | 0 | 90 | 0 | 0 | 0 | 0 | 0 | 0 | 0 | 0 | 0 | 0 | 0
MISO_W_2_IESO | MISO_W | IESO | 2030 | B17 | 100 | 0 | 90 | 0 | 0 | 0 | 0 | 0 | 0 | 0 | 0 | 0 | 0 | 0
MISO_W_2_IESO | MISO_W | IESO | 2030 | B18 | 400 | 0 | 90 | 0 | 0 | 0 | 0 | 0 | 0 | 0 | 0 | 0 | 0 | 0
MISO_W_2_IESO | MISO_W | IESO | 2030 | B19 | 700 | 0 | 90 | 0 | 0 | 0 | 0 | 0 | 0 | 0 | 0 | 0 | 0 | 0
MISO_W_2_IESO | MISO_W | IESO | 2030 | B20 | 935 | 0 | 90 | 0 | 0 | 0 | 0 | 0 | 0 | 0 | 0 | 0 | 0 | 0
MISO_W_2_IESO | MISO_W | IESO | 2035 | B1 | 10 | 0 | 90 | 0 | 0 | 0 | 0 | 0 | 0 | 0 | 0 | 0 | 28.2743 | 9.4248
MISO_W_2_IESO | MISO_W | IESO | 2035 | B2 | 25 | 0 | 90 | 0 | 0 | 0 | 0 | 0 | 0 | 0 | 0 | 0 | 28.2743 | 9.4248
MISO_W_2_IESO | MISO_W | IESO | 2035 | B3 | 75 | 0 | 90 | 0 | 0 | 0 | 0 | 0 | 0 | 0 | 0 | 0 | 28.2743 | 9.4248
MISO_W_2_IESO | MISO_W | IESO | 2035 | B4 | 100 | 0 | 90 | 0 | 0 | 0 | 0 | 0 | 0 | 0 | 0 | 0 | 28.2743 | 9.4248
MISO_W_2_IESO | MISO_W | IESO | 2035 | B5 | 200 | 0 | 90 | 0 | 0 | 0 | 0 | 0 | 0 | 0 | 0 | 0 | 28.2743 | 9.4248
MISO_W_2_IESO | MISO_W | IESO | 2035 | B6 | 300 | 0 | 90 | 0 | 0 | 0 | 0 | 0 | 0 | 0 | 0 | 0 | 28.2743 | 9.4248
MISO_W_2_IESO | MISO_W | IESO | 2035 | B7 | 400 | 0 | 90 | 0 | 0 | 0 | 0 | 0 | 0 | 0 | 0 | 0 | 28.2743 | 9.4248
MISO_W_2_IESO | MISO_W | IESO | 2035 | B8 | 500 | 0 | 90 | 0 | 0 | 0 | 0 | 0 | 0 | 0 | 0 | 0 | 28.2743 | 9.4248
MISO_W_2_IESO | MISO_W | IESO | 2035 | B9 | 800 | 0 | 90 | 0 | 0 | 0 | 0 | 0 | 0 | 0 | 0 | 0 | 28.2743 | 9.4248
MISO_W_2_IESO | MISO_W | IESO | 2035 | B10 | 1262 | 0 | 90 | 0 | 0 | 0 | 0 | 0 | 0 | 0 | 0 | 0 | 28.2743 | 9.4248
MISO_W_2_IESO | MISO_W | IESO | 2035 | B11 | 25 | 0 | 90 | 0 | 0 | 0 | 0 | 0 | 0 | 0 | 0 | 0 | 28.2743 | 9.4248
MISO_W_2_IESO | MISO_W | IESO | 2035 | B12 | 200 | 0 | 90 | 0 | 0 | 0 | 0 | 0 | 0 | 0 | 0 | 0 | 28.2743 | 9.4248
MISO_W_2_IESO | MISO_W | IESO | 2035 | B13 | 600 | 0 | 90 | 0 | 0 | 0 | 0 | 0 | 0 | 0 | 0 | 0 | 28.2743 | 9.4248
MISO_W_2_IESO | MISO_W | IESO | 2035 | B14 | 900 | 0 | 90 | 0 | 0 | 0 | 0 | 0 | 0 | 0 | 0 | 0 | 28.2743 | 9.4248
MISO_W_2_IESO | MISO_W | IESO | 2035 | B15 | 1203 | 0 | 90 | 90 | 0 | 0 | 0 | 0 | 37.6991 | 0 | 0 | 37.6991 | 28.2743 | 9.4248
MISO_W_2_IESO | MISO_W | IESO | 2035 | B16 | 25 | 0 | 90 | 0 | 0 | 0 | 0 | 0 | 0 | 0 | 0 | 0 | 28.2743 | 9.4248
MISO_W_2_IESO | MISO_W | IESO | 2035 | B17 | 100 | 0 | 90 | 0 | 0 | 0 | 0 | 0 | 0 | 0 | 0 | 0 | 28.2743 | 9.4248
MISO_W_2_IESO | MISO_W | IESO | 2035 | B18 | 400 | 0 | 90 | 0 | 0 | 0 | 0 | 0 | 0 | 0 | 0 | 0 | 28.2743 | 9.4248
MISO_W_2_IESO | MISO_W | IESO | 2035 | B19 | 700 | 0 | 90 | 0 | 0 | 0 | 0 | 0 | 0 | 0 | 0 | 0 | 28.2743 | 9.4248
MISO_W_2_IESO | MISO_W | IESO | 2035 | B20 | 935 | 0 | 90 | 0 | 0 | 0 | 0 | 0 | 0 | 0 | 0 | 0 | 28.2743 | 9.4248
MISO_W_2_IESO | MISO_W | IESO | 2040 | B1 | 10 | 0 | 90 | 0 | 0 | 0 | 0 | 0 | 0 | 0 | 0 | 0 | 16.8626 | 5.6209
MISO_W_2_IESO | MISO_W | IESO | 2040 | B2 | 25 | 0 | 90 | 0 | 0 | 0 | 0 | 0 | 0 | 0 | 0 | 0 | 16.8626 | 5.6209
MISO_W_2_IESO | MISO_W | IESO | 2040 | B3 | 75 | 0 | 90 | 0 | 0 | 0 | 0 | 0 | 0 | 0 | 0 | 0 | 16.8626 | 5.6209
MISO_W_2_IESO | MISO_W | IESO | 2040 | B4 | 100 | 0 | 90 | 0 | 0 | 0 | 0 | 0 | 0 | 0 | 0 | 0 | 16.8626 | 5.6209
MISO_W_2_IESO | MISO_W | IESO | 2040 | B5 | 200 | 0 | 90 | 0 | 0 | 0 | 0 | 0 | 0 | 0 | 0 | 0 | 16.8626 | 5.6209
MISO_W_2_IESO | MISO_W | IESO | 2040 | B6 | 300 | 0 | 90 | 0 | 0 | 0 | 0 | 0 | 0 | 0 | 0 | 0 | 16.8626 | 5.6209
MISO_W_2_IESO | MISO_W | IESO | 2040 | B7 | 400 | 0 | 90 | 0 | 0 | 0 | 0 | 0 | 0 | 0 | 0 | 0 | 16.8626 | 5.6209
MISO_W_2_IESO | MISO_W | IESO | 2040 | B8 | 500 | 0 | 90 | 0 | 0 | 0 | 0 | 0 | 0 | 0 | 0 | 0 | 16.8626 | 5.6209
MISO_W_2_IESO | MISO_W | IESO | 2040 | B9 | 800 | 0 | 90 | 0 | 0 | 0 | 0 | 0 | 0 | 0 | 0 | 0 | 16.8626 | 5.6209
MISO_W_2_IESO | MISO_W | IESO | 2040 | B10 | 1262 | 0 | 90 | 0 | 90 | 0 | 0 | 0 | 0 | 12.0243 | 0 | 0 | 16.8626 | 5.6209
MISO_W_2_IESO | MISO_W | IESO | 2040 | B11 | 25 | 0 | 90 | 0 | 0 | 0 | 0 | 0 | 0 | 0 | 0 | 0 | 16.8626 | 5.6209
MISO_W_2_IESO | MISO_W | IESO | 2040 | B12 | 200 | 0 | 90 | 0 | 0 | 0 | 0 | 0 | 0 | 0 | 0 | 0 | 16.8626 | 5.6209
MISO_W_2_IESO | MISO_W | IESO | 2040 | B13 | 600 | 0 | 90 | 0 | 0 | 0 | 0 | 0 | 0 | 0 | 0 | 0 | 16.8626 | 5.6209
MISO_W_2_IESO | MISO_W | IESO | 2040 | B14 | 900 | 0 | 90 | 90 | 0 | 0 | 0 | 0 | 22.4699 | 0 | 0 | 9.6162 | 16.8626 | 5.6209
MISO_W_2_IESO | MISO_W | IESO | 2040 | B15 | 1203 | 1203 | 90 | 90 | 90 | 90 | 2492.25 | 0 | 22.4936 | 13.3537 | 0.56976 | 12.8673 | 16.8626 | 5.6209
MISO_W_2_IESO | MISO_W | IESO | 2040 | B16 | 25 | 0 | 90 | 0 | 0 | 0 | 0 | 0 | 0 | 0 | 0 | 0 | 16.8626 | 5.6209
MISO_W_2_IESO | MISO_W | IESO | 2040 | B17 | 100 | 0 | 90 | 0 | 0 | 0 | 0 | 0 | 0 | 0 | 0 | 0 | 16.8626 | 5.6209
MISO_W_2_IESO | MISO_W | IESO | 2040 | B18 | 400 | 0 | 90 | 0 | 0 | 0 | 0 | 0 | 0 | 0 | 0 | 0 | 16.8626 | 5.6209
MISO_W_2_IESO | MISO_W | IESO | 2040 | B19 | 700 | 0 | 90 | 0 | 0 | 0 | 0 | 0 | 0 | 0 | 0 | 0 | 16.8626 | 5.6209
MISO_W_2_IESO | MISO_W | IESO | 2040 | B20 | 935 | 0 | 90 | 0 | 90 | 0 | 0 | 0 | 0 | 12.4398 | 0 | 0 | 16.8626 | 5.6209
MISO_W_2_IESO | MISO_W | IESO | 2045 | B1 | 10 | 0 | 90 | 0 | 0 | 0 | 0 | 0 | 0 | 0 | 0 | 0 | 24.1788 | 8.0596
MISO_W_2_IESO | MISO_W | IESO | 2045 | B2 | 25 | 0 | 90 | 90 | 0 | 0 | 0 | 0 | 18.1374 | 0 | 0 | 0.1019 | 24.1788 | 8.0596
MISO_W_2_IESO | MISO_W | IESO | 2045 | B3 | 75 | 0 | 90 | 0 | 0 | 0 | 0 | 0 | 0 | 0 | 0 | 0 | 24.1788 | 8.0596
MISO_W_2_IESO | MISO_W | IESO | 2045 | B4 | 100 | 0 | 90 | 0 | 0 | 0 | 0 | 0 | 0 | 0 | 0 | 0 | 24.1788 | 8.0596
MISO_W_2_IESO | MISO_W | IESO | 2045 | B5 | 200 | 0 | 90 | 0 | 0 | 0 | 0 | 0 | 0 | 0 | 0 | 0 | 24.1788 | 8.0596
MISO_W_2_IESO | MISO_W | IESO | 2045 | B6 | 300 | 0 | 90 | 0 | 0 | 0 | 0 | 0 | 0 | 0 | 0 | 0 | 24.1788 | 8.0596
MISO_W_2_IESO | MISO_W | IESO | 2045 | B7 | 400 | 0 | 90 | 0 | 0 | 0 | 0 | 0 | 0 | 0 | 0 | 0 | 24.1788 | 8.0596
MISO_W_2_IESO | MISO_W | IESO | 2045 | B8 | 500 | 0 | 90 | 0 | 0 | 0 | 0 | 0 | 0 | 0 | 0 | 0 | 24.1788 | 8.0596
MISO_W_2_IESO | MISO_W | IESO | 2045 | B9 | 800 | 0 | 90 | 0 | 0 | 0 | 0 | 0 | 0 | 0 | 0 | 0 | 24.1788 | 8.0596
MISO_W_2_IESO | MISO_W | IESO | 2045 | B10 | 1262 | 1262 | 90 | 90 | 90 | 90 | 6386.55 | 3682.69 | 75.8849 | 15.8108 | 5.2703 | 21.5206 | 24.1788 | 8.0596
MISO_W_2_IESO | MISO_W | IESO | 2045 | B11 | 25 | 0 | 90 | 0 | 0 | 0 | 0 | 0 | 0 | 0 | 0 | 0 | 24.1788 | 8.0596
MISO_W_2_IESO | MISO_W | IESO | 2045 | B12 | 200 | 0 | 90 | 0 | 0 | 0 | 0 | 0 | 0 | 0 | 0 | 0 | 24.1788 | 8.0596
MISO_W_2_IESO | MISO_W | IESO | 2045 | B13 | 600 | 0 | 90 | 0 | 0 | 0 | 0 | 0 | 0 | 0 | 0 | 0 | 24.1788 | 8.0596
MISO_W_2_IESO | MISO_W | IESO | 2045 | B14 | 900 | 0 | 90 | 90 | 90 | 0 | 0 | 0 | 19.0039 | 1.1277 | 0 | 3.8435 | 24.1788 | 8.0596
MISO_W_2_IESO | MISO_W | IESO | 2045 | B15 | 1203 | 1203 | 90 | 90 | 90 | 90 | 2875.13 | 2924.6 | 12.4754 | 15.8108 | 5.2703 | 3.3726 | 24.1788 | 8.0596
MISO_W_2_IESO | MISO_W | IESO | 2045 | B16 | 25 | 0 | 90 | 90 | 0 | 0 | 0 | 0 | 35.4913 | 0 | 0 | 0.19939 | 24.1788 | 8.0596
MISO_W_2_IESO | MISO_W | IESO | 2045 | B17 | 100 | 0 | 90 | 90 | 0 | 0 | 0 | 0 | 11.9056 | 0 | 0 | 0.26754 | 24.1788 | 8.0596
MISO_W_2_IESO | MISO_W | IESO | 2045 | B18 | 400 | 0 | 90 | 0 | 0 | 0 | 0 | 0 | 0 | 0 | 0 | 0 | 24.1788 | 8.0596
MISO_W_2_IESO | MISO_W | IESO | 2045 | B19 | 700 | 0 | 90 | 0 | 0 | 0 | 0 | 0 | 0 | 0 | 0 | 0 | 24.1788 | 8.0596
MISO_W_2_IESO | MISO_W | IESO | 2045 | B20 | 935 | 935 | 90 | 90 | 90 | 90 | 3830.78 | 2725.21 | 13.9591 | 15.8108 | 5.2703 | 2.933 | 24.1788 | 8.0596
MISO_W_2_IESO | MISO_W | IESO | 2050 | B1 | 10 | 0 | 90 | 0 | 0 | 0 | 0 | 0 | 0 | 0 | 0 | 0 | 24.3645 | 8.1215
MISO_W_2_IESO | MISO_W | IESO | 2050 | B2 | 25 | 0 | 90 | 90 | 0 | 0 | 0 | 0 | 24.9507 | 0 | 0 | 0.14017 | 24.3645 | 8.1215
MISO_W_2_IESO | MISO_W | IESO | 2050 | B3 | 75 | 0 | 90 | 0 | 0 | 0 | 0 | 0 | 0 | 0 | 0 | 0 | 24.3645 | 8.1215
MISO_W_2_IESO | MISO_W | IESO | 2050 | B4 | 100 | 0 | 90 | 0 | 0 | 0 | 0 | 0 | 0 | 0 | 0 | 0 | 24.3645 | 8.1215
MISO_W_2_IESO | MISO_W | IESO | 2050 | B5 | 200 | 0 | 90 | 0 | 0 | 0 | 0 | 0 | 0 | 0 | 0 | 0 | 24.3645 | 8.1215
MISO_W_2_IESO | MISO_W | IESO | 2050 | B6 | 300 | 0 | 90 | 0 | 0 | 0 | 0 | 0 | 0 | 0 | 0 | 0 | 24.3645 | 8.1215
MISO_W_2_IESO | MISO_W | IESO | 2050 | B7 | 400 | 0 | 90 | 0 | 0 | 0 | 0 | 0 | 0 | 0 | 0 | 0 | 24.3645 | 8.1215
MISO_W_2_IESO | MISO_W | IESO | 2050 | B8 | 500 | 0 | 90 | 0 | 0 | 0 | 0 | 0 | 0 | 0 | 0 | 0 | 24.3645 | 8.1215
MISO_W_2_IESO | MISO_W | IESO | 2050 | B9 | 800 | 0 | 90 | 0 | 0 | 0 | 0 | 0 | 0 | 0 | 0 | 0 | 24.3645 | 8.1215
MISO_W_2_IESO | MISO_W | IESO | 2050 | B10 | 1262 | 1262 | 90 | 90 | 90 | 90 | 5808.65 | 7027.89 | 83.3274 | 16.9266 | 5.6383 | 23.6313 | 24.3645 | 8.1215
MISO_W_2_IESO | MISO_W | IESO | 2050 | B11 | 25 | 0 | 90 | 0 | 0 | 0 | 0 | 0 | 0 | 0 | 0 | 0 | 24.3645 | 8.1215
MISO_W_2_IESO | MISO_W | IESO | 2050 | B12 | 200 | 0 | 90 | 0 | 0 | 0 | 0 | 0 | 0 | 0 | 0 | 0 | 24.3645 | 8.1215
MISO_W_2_IESO | MISO_W | IESO | 2050 | B13 | 600 | 0 | 90 | 0 | 90 | 0 | 0 | 0 | 0 | 4.7955 | 0 | 0 | 24.3645 | 8.1215
MISO_W_2_IESO | MISO_W | IESO | 2050 | B14 | 900 | 0 | 90 | 90 | 90 | 0 | 0 | 0 | 13.3775 | 10.6949 | 0 | 2.7056 | 24.3645 | 8.1215
MISO_W_2_IESO | MISO_W | IESO | 2050 | B15 | 1203 | 0 | 90 | 90 | 90 | 90 | 0 | 0 | 11.6207 | 16.5943 | 5.1635 | 3.1415 | 24.3645 | 8.1215
MISO_W_2_IESO | MISO_W | IESO | 2050 | B16 | 25 | 0 | 90 | 90 | 0 | 0 | 0 | 0 | 20.8437 | 0 | 0 | 0.1171 | 24.3645 | 8.1215
MISO_W_2_IESO | MISO_W | IESO | 2050 | B17 | 100 | 0 | 90 | 90 | 90 | 0 | 0 | 0 | 16.5112 | 0.66472 | 0 | 0.37104 | 24.3645 | 8.1215
MISO_W_2_IESO | MISO_W | IESO | 2050 | B18 | 400 | 0 | 90 | 0 | 90 | 0 | 0 | 0 | 0 | 4.5462 | 0 | 0 | 24.3645 | 8.1215
MISO_W_2_IESO | MISO_W | IESO | 2050 | B19 | 700 | 0 | 90 | 0 | 90 | 0 | 0 | 0 | 0 | 6.9083 | 0 | 0 | 24.3645 | 8.1215
MISO_W_2_IESO | MISO_W | IESO | 2050 | B20 | 935 | 935 | 90 | 90 | 90 | 90 | 290.33 | 3946.18 | 11.324 | 16.9266 | 5.6383 | 2.3793 | 24.3645 | 8.1215
MISO_W_2_MAPP_CA | MISO_W | MAPP_CA | 2015 | B1 | 10 | 0 | 700 | 0 | 0 | 0 | 0 | 0 | 0 | 0 | 0 | 0 | 1.6166 | 0.53886
MISO_W_2_MAPP_CA | MISO_W | MAPP_CA | 2015 | B2 | 25 | 0 | 700 | 0 | 0 | 0 | 0 | 0 | 0 | 0 | 0 | 0 | 1.6166 | 0.53886
MISO_W_2_MAPP_CA | MISO_W | MAPP_CA | 2015 | B3 | 75 | 0 | 700 | 0 | 0 | 0 | 0 | 0 | 0 | 0 | 0 | 0 | 1.6166 | 0.53886
MISO_W_2_MAPP_CA | MISO_W | MAPP_CA | 2015 | B4 | 100 | 0 | 700 | 0 | 0 | 0 | 0 | 0 | 0 | 0 | 0 | 0 | 1.6166 | 0.53886
MISO_W_2_MAPP_CA | MISO_W | MAPP_CA | 2015 | B5 | 200 | 0 | 700 | 0 | 0 | 0 | 0 | 0 | 0 | 0 | 0 | 0 | 1.6166 | 0.53886
MISO_W_2_MAPP_CA | MISO_W | MAPP_CA | 2015 | B6 | 300 | 0 | 700 | 0 | 0 | 0 | 0 | 0 | 0 | 0 | 0 | 0 | 1.6166 | 0.53886
MISO_W_2_MAPP_CA | MISO_W | MAPP_CA | 2015 | B7 | 400 | 0 | 700 | 0 | 0 | 0 | 0 | 0 | 0 | 0 | 0 | 0 | 1.6166 | 0.53886
MISO_W_2_MAPP_CA | MISO_W | MAPP_CA | 2015 | B8 | 500 | 0 | 700 | 0 | 0 | 0 | 0 | 0 | 0 | 0 | 0 | 0 | 1.6166 | 0.53886
MISO_W_2_MAPP_CA | MISO_W | MAPP_CA | 2015 | B9 | 800 | 0 | 700 | 0 | 0 | 0 | 0 | 0 | 0 | 0 | 0 | 0 | 1.6166 | 0.53886
MISO_W_2_MAPP_CA | MISO_W | MAPP_CA | 2015 | B10 | 1262 | 0 | 700 | 700 | 700 | 700 | 0 | 529.99 | 1.1751 | 1.3057 | 0.52228 | 0.43618 | 1.6166 | 0.53886
MISO_W_2_MAPP_CA | MISO_W | MAPP_CA | 2015 | B11 | 25 | 0 | 700 | 0 | 0 | 0 | 0 | 0 | 0 | 0 | 0 | 0 | 1.6166 | 0.53886
MISO_W_2_MAPP_CA | MISO_W | MAPP_CA | 2015 | B12 | 200 | 0 | 700 | 0 | 0 | 0 | 0 | 0 | 0 | 0 | 0 | 0 | 1.6166 | 0.53886
MISO_W_2_MAPP_CA | MISO_W | MAPP_CA | 2015 | B13 | 600 | 0 | 700 | 0 | 0 | 0 | 0 | 0 | 0 | 0 | 0 | 0 | 1.6166 | 0.53886
MISO_W_2_MAPP_CA | MISO_W | MAPP_CA | 2015 | B14 | 900 | 0 | 700 | 0 | 0 | 0 | 0 | 0 | 0 | 0 | 0 | 0 | 1.6166 | 0.53886
MISO_W_2_MAPP_CA | MISO_W | MAPP_CA | 2015 | B15 | 1203 | 0 | 700 | 700 | 700 | 700 | 0 | 879.79 | 1.5194 | 1.0327 | 0.52228 | 0.53759 | 1.6166 | 0.53886
MISO_W_2_MAPP_CA | MISO_W | MAPP_CA | 2015 | B16 | 25 | 0 | 700 | 0 | 0 | 0 | 0 | 0 | 0 | 0 | 0 | 0 | 1.6166 | 0.53886
MISO_W_2_MAPP_CA | MISO_W | MAPP_CA | 2015 | B17 | 100 | 0 | 700 | 0 | 0 | 0 | 0 | 0 | 0 | 0 | 0 | 0 | 1.6166 | 0.53886
MISO_W_2_MAPP_CA | MISO_W | MAPP_CA | 2015 | B18 | 400 | 0 | 700 | 0 | 0 | 0 | 0 | 0 | 0 | 0 | 0 | 0 | 1.6166 | 0.53886
MISO_W_2_MAPP_CA | MISO_W | MAPP_CA | 2015 | B19 | 700 | 0 | 700 | 586.66 | 0 | 0 | 0 | 0 | 0 | 0 | 0 | 0 | 1.6166 | 0.53886
MISO_W_2_MAPP_CA | MISO_W | MAPP_CA | 2015 | B20 | 935 | 935 | 700 | 700 | 700 | 700 | 1281.32 | 1281.32 | 4.2969 | 1.6025 | 0.52228 | 1.1817 | 1.6166 | 0.53886
MISO_W_2_MAPP_CA | MISO_W | MAPP_CA | 2020 | B1 | 10 | 0 | 700 | 0 | 0 | 0 | 0 | 0 | 0 | 0 | 0 | 0 | 2.7646 | 0.92153
MISO_W_2_MAPP_CA | MISO_W | MAPP_CA | 2020 | B2 | 25 | 0 | 700 | 0 | 0 | 0 | 0 | 0 | 0 | 0 | 0 | 0 | 2.7646 | 0.92153
MISO_W_2_MAPP_CA | MISO_W | MAPP_CA | 2020 | B3 | 75 | 0 | 700 | 0 | 0 | 0 | 0 | 0 | 0 | 0 | 0 | 0 | 2.7646 | 0.92153
MISO_W_2_MAPP_CA | MISO_W | MAPP_CA | 2020 | B4 | 100 | 0 | 700 | 0 | 0 | 0 | 0 | 0 | 0 | 0 | 0 | 0 | 2.7646 | 0.92153
MISO_W_2_MAPP_CA | MISO_W | MAPP_CA | 2020 | B5 | 200 | 0 | 700 | 0 | 0 | 0 | 0 | 0 | 0 | 0 | 0 | 0 | 2.7646 | 0.92153
MISO_W_2_MAPP_CA | MISO_W | MAPP_CA | 2020 | B6 | 300 | 0 | 700 | 0 | 0 | 0 | 0 | 0 | 0 | 0 | 0 | 0 | 2.7646 | 0.92153
MISO_W_2_MAPP_CA | MISO_W | MAPP_CA | 2020 | B7 | 400 | 0 | 700 | 0 | 0 | 0 | 0 | 0 | 0 | 0 | 0 | 0 | 2.7646 | 0.92153
MISO_W_2_MAPP_CA | MISO_W | MAPP_CA | 2020 | B8 | 500 | 0 | 700 | 0 | 0 | 0 | 0 | 0 | 0 | 0 | 0 | 0 | 2.7646 | 0.92153
MISO_W_2_MAPP_CA | MISO_W | MAPP_CA | 2020 | B9 | 800 | 0 | 700 | 0 | 0 | 0 | 0 | 0 | 0 | 0 | 0 | 0 | 2.7646 | 0.92153
MISO_W_2_MAPP_CA | MISO_W | MAPP_CA | 2020 | B10 | 1262 | 0 | 700 | 630.53 | 649.77 | 700 | 0 | 0 | 0 | 0 | 0.13057 | 0 | 2.7646 | 0.92153
MISO_W_2_MAPP_CA | MISO_W | MAPP_CA | 2020 | B11 | 25 | 0 | 700 | 0 | 0 | 0 | 0 | 0 | 0 | 0 | 0 | 0 | 2.7646 | 0.92153
MISO_W_2_MAPP_CA | MISO_W | MAPP_CA | 2020 | B12 | 200 | 0 | 700 | 0 | 0 | 0 | 0 | 0 | 0 | 0 | 0 | 0 | 2.7646 | 0.92153
MISO_W_2_MAPP_CA | MISO_W | MAPP_CA | 2020 | B13 | 600 | 0 | 700 | 0 | 0 | 0 | 0 | 0 | 0 | 0 | 0 | 0 | 2.7646 | 0.92153
MISO_W_2_MAPP_CA | MISO_W | MAPP_CA | 2020 | B14 | 900 | 0 | 700 | 0 | 0 | 0 | 0 | 0 | 0 | 0 | 0 | 0 | 2.7646 | 0.92153
MISO_W_2_MAPP_CA | MISO_W | MAPP_CA | 2020 | B15 | 1203 | 0 | 700 | 700 | 700 | 700 | 0 | 114.8 | 3.0269 | 1.9111 | 0.91399 | 1.7031 | 2.7646 | 0.92153
MISO_W_2_MAPP_CA | MISO_W | MAPP_CA | 2020 | B16 | 25 | 0 | 700 | 0 | 0 | 0 | 0 | 0 | 0 | 0 | 0 | 0 | 2.7646 | 0.92153
MISO_W_2_MAPP_CA | MISO_W | MAPP_CA | 2020 | B17 | 100 | 0 | 700 | 0 | 0 | 0 | 0 | 0 | 0 | 0 | 0 | 0 | 2.7646 | 0.92153
MISO_W_2_MAPP_CA | MISO_W | MAPP_CA | 2020 | B18 | 400 | 0 | 700 | 0 | 0 | 0 | 0 | 0 | 0 | 0 | 0 | 0 | 2.7646 | 0.92153
MISO_W_2_MAPP_CA | MISO_W | MAPP_CA | 2020 | B19 | 700 | 0 | 700 | 0 | 0 | 0 | 0 | 0 | 0 | 0 | 0 | 0 | 2.7646 | 0.92153
MISO_W_2_MAPP_CA | MISO_W | MAPP_CA | 2020 | B20 | 935 | 0 | 700 | 700 | 700 | 700 | 0 | 0 | 4.5343 | 1.9111 | 0.77155 | 1.983 | 2.7646 | 0.92153
MISO_W_2_MAPP_CA | MISO_W | MAPP_CA | 2025 | B1 | 10 | 0 | 700 | 0 | 0 | 0 | 0 | 0 | 0 | 0 | 0 | 0 | 19.0432 | 6.3477
MISO_W_2_MAPP_CA | MISO_W | MAPP_CA | 2025 | B2 | 25 | 0 | 700 | 0 | 0 | 0 | 0 | 0 | 0 | 0 | 0 | 0 | 19.0432 | 6.3477
MISO_W_2_MAPP_CA | MISO_W | MAPP_CA | 2025 | B3 | 75 | 0 | 700 | 0 | 0 | 0 | 0 | 0 | 0 | 0 | 0 | 0 | 19.0432 | 6.3477
MISO_W_2_MAPP_CA | MISO_W | MAPP_CA | 2025 | B4 | 100 | 0 | 700 | 0 | 0 | 0 | 0 | 0 | 0 | 0 | 0 | 0 | 19.0432 | 6.3477
MISO_W_2_MAPP_CA | MISO_W | MAPP_CA | 2025 | B5 | 200 | 0 | 700 | 0 | 0 | 0 | 0 | 0 | 0 | 0 | 0 | 0 | 19.0432 | 6.3477
MISO_W_2_MAPP_CA | MISO_W | MAPP_CA | 2025 | B6 | 300 | 0 | 700 | 0 | 0 | 0 | 0 | 0 | 0 | 0 | 0 | 0 | 19.0432 | 6.3477
MISO_W_2_MAPP_CA | MISO_W | MAPP_CA | 2025 | B7 | 400 | 0 | 700 | 0 | 0 | 0 | 0 | 0 | 0 | 0 | 0 | 0 | 19.0432 | 6.3477
MISO_W_2_MAPP_CA | MISO_W | MAPP_CA | 2025 | B8 | 500 | 0 | 700 | 0 | 0 | 0 | 0 | 0 | 0 | 0 | 0 | 0 | 19.0432 | 6.3477
MISO_W_2_MAPP_CA | MISO_W | MAPP_CA | 2025 | B9 | 800 | 0 | 700 | 0 | 0 | 0 | 0 | 0 | 0 | 0 | 0 | 0 | 19.0432 | 6.3477
MISO_W_2_MAPP_CA | MISO_W | MAPP_CA | 2025 | B10 | 1262 | 0 | 700 | 0 | 700 | 700 | 0 | 0 | 0 | 8.6058 | 6.3148 | 0 | 19.0432 | 6.3477
MISO_W_2_MAPP_CA | MISO_W | MAPP_CA | 2025 | B11 | 25 | 0 | 700 | 0 | 0 | 0 | 0 | 0 | 0 | 0 | 0 | 0 | 19.0432 | 6.3477
MISO_W_2_MAPP_CA | MISO_W | MAPP_CA | 2025 | B12 | 200 | 0 | 700 | 0 | 0 | 0 | 0 | 0 | 0 | 0 | 0 | 0 | 19.0432 | 6.3477
MISO_W_2_MAPP_CA | MISO_W | MAPP_CA | 2025 | B13 | 600 | 0 | 700 | 0 | 0 | 0 | 0 | 0 | 0 | 0 | 0 | 0 | 19.0432 | 6.3477
MISO_W_2_MAPP_CA | MISO_W | MAPP_CA | 2025 | B14 | 900 | 0 | 700 | 0 | 0 | 0 | 0 | 0 | 0 | 0 | 0 | 0 | 19.0432 | 6.3477
MISO_W_2_MAPP_CA | MISO_W | MAPP_CA | 2025 | B15 | 1203 | 0 | 700 | 700 | 700 | 700 | 0 | 721.33 | 33.4734 | 9.7927 | 6.3386 | 18.8347 | 19.0432 | 6.3477
MISO_W_2_MAPP_CA | MISO_W | MAPP_CA | 2025 | B16 | 25 | 0 | 700 | 0 | 0 | 0 | 0 | 0 | 0 | 0 | 0 | 0 | 19.0432 | 6.3477
MISO_W_2_MAPP_CA | MISO_W | MAPP_CA | 2025 | B17 | 100 | 0 | 700 | 0 | 0 | 0 | 0 | 0 | 0 | 0 | 0 | 0 | 19.0432 | 6.3477
MISO_W_2_MAPP_CA | MISO_W | MAPP_CA | 2025 | B18 | 400 | 0 | 700 | 0 | 0 | 0 | 0 | 0 | 0 | 0 | 0 | 0 | 19.0432 | 6.3477
MISO_W_2_MAPP_CA | MISO_W | MAPP_CA | 2025 | B19 | 700 | 0 | 700 | 0 | 0 | 0 | 0 | 0 | 0 | 0 | 0 | 0 | 19.0432 | 6.3477
MISO_W_2_MAPP_CA | MISO_W | MAPP_CA | 2025 | B20 | 935 | 0 | 700 | 700 | 700 | 700 | 0 | 693.61 | 14.9918 | 9.8521 | 6.3386 | 6.5563 | 19.0432 | 6.3477
MISO_W_2_MAPP_CA | MISO_W | MAPP_CA | 2030 | B1 | 10 | 0 | 700 | 0 | 0 | 0 | 0 | 0 | 0 | 0 | 0 | 0 | 21.1577 | 7.0526
MISO_W_2_MAPP_CA | MISO_W | MAPP_CA | 2030 | B2 | 25 | 0 | 700 | 0 | 0 | 0 | 0 | 0 | 0 | 0 | 0 | 0 | 21.1577 | 7.0526
MISO_W_2_MAPP_CA | MISO_W | MAPP_CA | 2030 | B3 | 75 | 0 | 700 | 0 | 0 | 0 | 0 | 0 | 0 | 0 | 0 | 0 | 21.1577 | 7.0526
MISO_W_2_MAPP_CA | MISO_W | MAPP_CA | 2030 | B4 | 100 | 0 | 700 | 0 | 0 | 0 | 0 | 0 | 0 | 0 | 0 | 0 | 21.1577 | 7.0526
MISO_W_2_MAPP_CA | MISO_W | MAPP_CA | 2030 | B5 | 200 | 0 | 700 | 0 | 0 | 0 | 0 | 0 | 0 | 0 | 0 | 0 | 21.1577 | 7.0526
MISO_W_2_MAPP_CA | MISO_W | MAPP_CA | 2030 | B6 | 300 | 0 | 700 | 0 | 0 | 0 | 0 | 0 | 0 | 0 | 0 | 0 | 21.1577 | 7.0526
MISO_W_2_MAPP_CA | MISO_W | MAPP_CA | 2030 | B7 | 400 | 0 | 700 | 0 | 0 | 0 | 0 | 0 | 0 | 0 | 0 | 0 | 21.1577 | 7.0526
MISO_W_2_MAPP_CA | MISO_W | MAPP_CA | 2030 | B8 | 500 | 0 | 700 | 0 | 0 | 0 | 0 | 0 | 0 | 0 | 0 | 0 | 21.1577 | 7.0526
MISO_W_2_MAPP_CA | MISO_W | MAPP_CA | 2030 | B9 | 800 | 0 | 700 | 0 | 0 | 0 | 0 | 0 | 0 | 0 | 0 | 0 | 21.1577 | 7.0526
MISO_W_2_MAPP_CA | MISO_W | MAPP_CA | 2030 | B10 | 1262 | 0 | 700 | 0 | 656.89 | 45.33 | 0 | 0 | 0 | 0 | 0 | 0 | 21.1577 | 7.0526
MISO_W_2_MAPP_CA | MISO_W | MAPP_CA | 2030 | B11 | 25 | 0 | 700 | 0 | 0 | 0 | 0 | 0 | 0 | 0 | 0 | 0 | 21.1577 | 7.0526
MISO_W_2_MAPP_CA | MISO_W | MAPP_CA | 2030 | B12 | 200 | 0 | 700 | 0 | 0 | 0 | 0 | 0 | 0 | 0 | 0 | 0 | 21.1577 | 7.0526
MISO_W_2_MAPP_CA | MISO_W | MAPP_CA | 2030 | B13 | 600 | 0 | 700 | 0 | 0 | 0 | 0 | 0 | 0 | 0 | 0 | 0 | 21.1577 | 7.0526
MISO_W_2_MAPP_CA | MISO_W | MAPP_CA | 2030 | B14 | 900 | 0 | 700 | 0 | 0 | 0 | 0 | 0 | 0 | 0 | 0 | 0 | 21.1577 | 7.0526
MISO_W_2_MAPP_CA | MISO_W | MAPP_CA | 2030 | B15 | 1203 | 0 | 700 | 700 | 700 | 0 | 0 | 0 | 8.8788 | 1.3176 | 0 | 4.9959 | 21.1577 | 7.0526
MISO_W_2_MAPP_CA | MISO_W | MAPP_CA | 2030 | B16 | 25 | 0 | 700 | 0 | 0 | 0 | 0 | 0 | 0 | 0 | 0 | 0 | 21.1577 | 7.0526
MISO_W_2_MAPP_CA | MISO_W | MAPP_CA | 2030 | B17 | 100 | 0 | 700 | 0 | 0 | 0 | 0 | 0 | 0 | 0 | 0 | 0 | 21.1577 | 7.0526
MISO_W_2_MAPP_CA | MISO_W | MAPP_CA | 2030 | B18 | 400 | 0 | 700 | 0 | 0 | 0 | 0 | 0 | 0 | 0 | 0 | 0 | 21.1577 | 7.0526
MISO_W_2_MAPP_CA | MISO_W | MAPP_CA | 2030 | B19 | 700 | 0 | 700 | 0 | 0 | 0 | 0 | 0 | 0 | 0 | 0 | 0 | 21.1577 | 7.0526
MISO_W_2_MAPP_CA | MISO_W | MAPP_CA | 2030 | B20 | 935 | 0 | 700 | 700 | 700 | 0 | 0 | 0 | 53.0826 | 5.3534 | 0 | 23.2143 | 21.1577 | 7.0526
MISO_W_2_MAPP_CA | MISO_W | MAPP_CA | 2035 | B1 | 10 | 0 | 700 | 0 | 0 | 0 | 0 | 0 | 0 | 0 | 0 | 0 | 28.2654 | 9.4218
MISO_W_2_MAPP_CA | MISO_W | MAPP_CA | 2035 | B2 | 25 | 0 | 700 | 0 | 0 | 0 | 0 | 0 | 0 | 0 | 0 | 0 | 28.2654 | 9.4218
MISO_W_2_MAPP_CA | MISO_W | MAPP_CA | 2035 | B3 | 75 | 0 | 700 | 0 | 0 | 0 | 0 | 0 | 0 | 0 | 0 | 0 | 28.2654 | 9.4218
MISO_W_2_MAPP_CA | MISO_W | MAPP_CA | 2035 | B4 | 100 | 0 | 700 | 0 | 0 | 0 | 0 | 0 | 0 | 0 | 0 | 0 | 28.2654 | 9.4218
MISO_W_2_MAPP_CA | MISO_W | MAPP_CA | 2035 | B5 | 200 | 0 | 700 | 0 | 0 | 0 | 0 | 0 | 0 | 0 | 0 | 0 | 28.2654 | 9.4218
MISO_W_2_MAPP_CA | MISO_W | MAPP_CA | 2035 | B6 | 300 | 0 | 700 | 0 | 0 | 0 | 0 | 0 | 0 | 0 | 0 | 0 | 28.2654 | 9.4218
MISO_W_2_MAPP_CA | MISO_W | MAPP_CA | 2035 | B7 | 400 | 0 | 700 | 0 | 0 | 0 | 0 | 0 | 0 | 0 | 0 | 0 | 28.2654 | 9.4218
MISO_W_2_MAPP_CA | MISO_W | MAPP_CA | 2035 | B8 | 500 | 0 | 700 | 0 | 0 | 0 | 0 | 0 | 0 | 0 | 0 | 0 | 28.2654 | 9.4218
MISO_W_2_MAPP_CA | MISO_W | MAPP_CA | 2035 | B9 | 800 | 0 | 700 | 0 | 0 | 0 | 0 | 0 | 0 | 0 | 0 | 0 | 28.2654 | 9.4218
MISO_W_2_MAPP_CA | MISO_W | MAPP_CA | 2035 | B10 | 1262 | 0 | 700 | 0 | 0 | 0 | 0 | 0 | 0 | 0 | 0 | 0 | 28.2654 | 9.4218
MISO_W_2_MAPP_CA | MISO_W | MAPP_CA | 2035 | B11 | 25 | 0 | 700 | 0 | 0 | 0 | 0 | 0 | 0 | 0 | 0 | 0 | 28.2654 | 9.4218
MISO_W_2_MAPP_CA | MISO_W | MAPP_CA | 2035 | B12 | 200 | 0 | 700 | 0 | 0 | 0 | 0 | 0 | 0 | 0 | 0 | 0 | 28.2654 | 9.4218
MISO_W_2_MAPP_CA | MISO_W | MAPP_CA | 2035 | B13 | 600 | 0 | 700 | 0 | 0 | 0 | 0 | 0 | 0 | 0 | 0 | 0 | 28.2654 | 9.4218
MISO_W_2_MAPP_CA | MISO_W | MAPP_CA | 2035 | B14 | 900 | 0 | 700 | 0 | 0 | 0 | 0 | 0 | 0 | 0 | 0 | 0 | 28.2654 | 9.4218
MISO_W_2_MAPP_CA | MISO_W | MAPP_CA | 2035 | B15 | 1203 | 0 | 700 | 700 | 0 | 0 | 0 | 0 | 37.6872 | 0 | 0 | 37.6872 | 28.2654 | 9.4218
MISO_W_2_MAPP_CA | MISO_W | MAPP_CA | 2035 | B16 | 25 | 0 | 700 | 337.39 | 0 | 0 | 0 | 0 | 0 | 0 | 0 | 0 | 28.2654 | 9.4218
MISO_W_2_MAPP_CA | MISO_W | MAPP_CA | 2035 | B17 | 100 | 0 | 700 | 0 | 0 | 0 | 0 | 0 | 0 | 0 | 0 | 0 | 28.2654 | 9.4218
MISO_W_2_MAPP_CA | MISO_W | MAPP_CA | 2035 | B18 | 400 | 0 | 700 | 0 | 0 | 0 | 0 | 0 | 0 | 0 | 0 | 0 | 28.2654 | 9.4218
MISO_W_2_MAPP_CA | MISO_W | MAPP_CA | 2035 | B19 | 700 | 0 | 700 | 0 | 0 | 0 | 0 | 0 | 0 | 0 | 0 | 0 | 28.2654 | 9.4218
MISO_W_2_MAPP_CA | MISO_W | MAPP_CA | 2035 | B20 | 935 | 0 | 700 | 273.78 | 0 | 0 | 0 | 0 | 0 | 0 | 0 | 0 | 28.2654 | 9.4218
MISO_W_2_MAPP_CA | MISO_W | MAPP_CA | 2040 | B1 | 10 | 0 | 700 | 0 | 0 | 0 | 0 | 0 | 0 | 0 | 0 | 0 | 0 | 0
MISO_W_2_MAPP_CA | MISO_W | MAPP_CA | 2040 | B2 | 25 | 0 | 700 | 0 | 0 | 0 | 0 | 0 | 0 | 0 | 0 | 0 | 0 | 0
MISO_W_2_MAPP_CA | MISO_W | MAPP_CA | 2040 | B3 | 75 | 0 | 700 | 0 | 0 | 0 | 0 | 0 | 0 | 0 | 0 | 0 | 0 | 0
MISO_W_2_MAPP_CA | MISO_W | MAPP_CA | 2040 | B4 | 100 | 0 | 700 | 0 | 0 | 0 | 0 | 0 | 0 | 0 | 0 | 0 | 0 | 0
MISO_W_2_MAPP_CA | MISO_W | MAPP_CA | 2040 | B5 | 200 | 0 | 700 | 0 | 0 | 0 | 0 | 0 | 0 | 0 | 0 | 0 | 0 | 0
MISO_W_2_MAPP_CA | MISO_W | MAPP_CA | 2040 | B6 | 300 | 0 | 700 | 0 | 0 | 0 | 0 | 0 | 0 | 0 | 0 | 0 | 0 | 0
MISO_W_2_MAPP_CA | MISO_W | MAPP_CA | 2040 | B7 | 400 | 0 | 700 | 0 | 0 | 0 | 0 | 0 | 0 | 0 | 0 | 0 | 0 | 0
MISO_W_2_MAPP_CA | MISO_W | MAPP_CA | 2040 | B8 | 500 | 0 | 700 | 0 | 0 | 0 | 0 | 0 | 0 | 0 | 0 | 0 | 0 | 0
MISO_W_2_MAPP_CA | MISO_W | MAPP_CA | 2040 | B9 | 800 | 0 | 700 | 0 | 0 | 0 | 0 | 0 | 0 | 0 | 0 | 0 | 0 | 0
MISO_W_2_MAPP_CA | MISO_W | MAPP_CA | 2040 | B10 | 1262 | 0 | 700 | 0 | 36.25 | 0.92 | 0 | 0 | 0 | 0 | 0 | 0 | 0 | 0
MISO_W_2_MAPP_CA | MISO_W | MAPP_CA | 2040 | B11 | 25 | 0 | 700 | 0 | 0 | 0 | 0 | 0 | 0 | 0 | 0 | 0 | 0 | 0
MISO_W_2_MAPP_CA | MISO_W | MAPP_CA | 2040 | B12 | 200 | 0 | 700 | 0 | 0 | 0 | 0 | 0 | 0 | 0 | 0 | 0 | 0 | 0
MISO_W_2_MAPP_CA | MISO_W | MAPP_CA | 2040 | B13 | 600 | 0 | 700 | 0 | 0 | 0 | 0 | 0 | 0 | 0 | 0 | 0 | 0 | 0
MISO_W_2_MAPP_CA | MISO_W | MAPP_CA | 2040 | B14 | 900 | 0 | 700 | 0 | 0 | 0 | 0 | 0 | 0 | 0 | 0 | 0 | 0 | 0
MISO_W_2_MAPP_CA | MISO_W | MAPP_CA | 2040 | B15 | 1203 | 0 | 700 | 271.55 | 700 | 464.43 | 0 | 0 | 0 | 1.3176 | 0 | 0 | 0 | 0
MISO_W_2_MAPP_CA | MISO_W | MAPP_CA | 2040 | B16 | 25 | 0 | 700 | 490.97 | 0 | 0 | 0 | 0 | 0 | 0 | 0 | 0 | 0 | 0
MISO_W_2_MAPP_CA | MISO_W | MAPP_CA | 2040 | B17 | 100 | 0 | 700 | 0 | 0 | 0 | 0 | 0 | 0 | 0 | 0 | 0 | 0 | 0
MISO_W_2_MAPP_CA | MISO_W | MAPP_CA | 2040 | B18 | 400 | 0 | 700 | 0 | 0 | 0 | 0 | 0 | 0 | 0 | 0 | 0 | 0 | 0
MISO_W_2_MAPP_CA | MISO_W | MAPP_CA | 2040 | B19 | 700 | 0 | 700 | 0 | 0 | 0 | 0 | 0 | 0 | 0 | 0 | 0 | 0 | 0
MISO_W_2_MAPP_CA | MISO_W | MAPP_CA | 2040 | B20 | 935 | 0 | 700 | 528.01 | 700 | 0 | 0 | 0 | 0 | 0.41545 | 0 | 0 | 0 | 0
MISO_W_2_MAPP_CA | MISO_W | MAPP_CA | 2045 | B1 | 10 | 0 | 700 | 0 | 0 | 0 | 0 | 0 | 0 | 0 | 0 | 0 | 5.652 | 1.884
MISO_W_2_MAPP_CA | MISO_W | MAPP_CA | 2045 | B2 | 25 | 0 | 700 | 0 | 0 | 0 | 0 | 0 | 0 | 0 | 0 | 0 | 5.652 | 1.884
MISO_W_2_MAPP_CA | MISO_W | MAPP_CA | 2045 | B3 | 75 | 0 | 700 | 0 | 0 | 0 | 0 | 0 | 0 | 0 | 0 | 0 | 5.652 | 1.884
MISO_W_2_MAPP_CA | MISO_W | MAPP_CA | 2045 | B4 | 100 | 0 | 700 | 0 | 0 | 0 | 0 | 0 | 0 | 0 | 0 | 0 | 5.652 | 1.884
MISO_W_2_MAPP_CA | MISO_W | MAPP_CA | 2045 | B5 | 200 | 0 | 700 | 0 | 0 | 0 | 0 | 0 | 0 | 0 | 0 | 0 | 5.652 | 1.884
MISO_W_2_MAPP_CA | MISO_W | MAPP_CA | 2045 | B6 | 300 | 0 | 700 | 0 | 0 | 0 | 0 | 0 | 0 | 0 | 0 | 0 | 5.652 | 1.884
MISO_W_2_MAPP_CA | MISO_W | MAPP_CA | 2045 | B7 | 400 | 0 | 700 | 0 | 0 | 0 | 0 | 0 | 0 | 0 | 0 | 0 | 5.652 | 1.884
MISO_W_2_MAPP_CA | MISO_W | MAPP_CA | 2045 | B8 | 500 | 0 | 700 | 0 | 0 | 0 | 0 | 0 | 0 | 0 | 0 | 0 | 5.652 | 1.884
MISO_W_2_MAPP_CA | MISO_W | MAPP_CA | 2045 | B9 | 800 | 0 | 700 | 0 | 0 | 0 | 0 | 0 | 0 | 0 | 0 | 0 | 5.652 | 1.884
MISO_W_2_MAPP_CA | MISO_W | MAPP_CA | 2045 | B10 | 1262 | 0 | 700 | 700 | 276.39 | 276.39 | 0 | 0 | 2.6589 | 0 | 0 | 1.5101 | 5.652 | 1.884
MISO_W_2_MAPP_CA | MISO_W | MAPP_CA | 2045 | B11 | 25 | 0 | 700 | 0 | 0 | 0 | 0 | 0 | 0 | 0 | 0 | 0 | 5.652 | 1.884
MISO_W_2_MAPP_CA | MISO_W | MAPP_CA | 2045 | B12 | 200 | 0 | 700 | 0 | 0 | 0 | 0 | 0 | 0 | 0 | 0 | 0 | 5.652 | 1.884
MISO_W_2_MAPP_CA | MISO_W | MAPP_CA | 2045 | B13 | 600 | 0 | 700 | 0 | 0 | 0 | 0 | 0 | 0 | 0 | 0 | 0 | 5.652 | 1.884
MISO_W_2_MAPP_CA | MISO_W | MAPP_CA | 2045 | B14 | 900 | 0 | 700 | 0 | 0 | 0 | 0 | 0 | 0 | 0 | 0 | 0 | 5.652 | 1.884
MISO_W_2_MAPP_CA | MISO_W | MAPP_CA | 2045 | B15 | 1203 | 0 | 700 | 25.54 | 0 | 0 | 0 | 0 | 0 | 0 | 0 | 0 | 5.652 | 1.884
MISO_W_2_MAPP_CA | MISO_W | MAPP_CA | 2045 | B16 | 25 | 0 | 700 | 700 | 0 | 0 | 0 | 0 | 13.9473 | 0 | 0 | 0.15692 | 5.652 | 1.884
MISO_W_2_MAPP_CA | MISO_W | MAPP_CA | 2045 | B17 | 100 | 0 | 700 | 0 | 0 | 0 | 0 | 0 | 0 | 0 | 0 | 0 | 5.652 | 1.884
MISO_W_2_MAPP_CA | MISO_W | MAPP_CA | 2045 | B18 | 400 | 0 | 700 | 0 | 0 | 0 | 0 | 0 | 0 | 0 | 0 | 0 | 5.652 | 1.884
MISO_W_2_MAPP_CA | MISO_W | MAPP_CA | 2045 | B19 | 700 | 0 | 700 | 0 | 0 | 0 | 0 | 0 | 0 | 0 | 0 | 0 | 5.652 | 1.884
MISO_W_2_MAPP_CA | MISO_W | MAPP_CA | 2045 | B20 | 935 | 0 | 700 | 700 | 244.73 | 244.73 | 0 | 0 | 13.9473 | 0 | 0 | 5.8689 | 5.652 | 1.884
MISO_W_2_MAPP_CA | MISO_W | MAPP_CA | 2050 | B1 | 10 | 0 | 700 | 0 | 0 | 0 | 0 | 0 | 0 | 0 | 0 | 0 | 4.198 | 1.3993
MISO_W_2_MAPP_CA | MISO_W | MAPP_CA | 2050 | B2 | 25 | 0 | 700 | 0 | 0 | 0 | 0 | 0 | 0 | 0 | 0 | 0 | 4.198 | 1.3993
MISO_W_2_MAPP_CA | MISO_W | MAPP_CA | 2050 | B3 | 75 | 0 | 700 | 0 | 0 | 0 | 0 | 0 | 0 | 0 | 0 | 0 | 4.198 | 1.3993
MISO_W_2_MAPP_CA | MISO_W | MAPP_CA | 2050 | B4 | 100 | 0 | 700 | 0 | 0 | 0 | 0 | 0 | 0 | 0 | 0 | 0 | 4.198 | 1.3993
MISO_W_2_MAPP_CA | MISO_W | MAPP_CA | 2050 | B5 | 200 | 0 | 700 | 0 | 0 | 0 | 0 | 0 | 0 | 0 | 0 | 0 | 4.198 | 1.3993
MISO_W_2_MAPP_CA | MISO_W | MAPP_CA | 2050 | B6 | 300 | 0 | 700 | 0 | 0 | 0 | 0 | 0 | 0 | 0 | 0 | 0 | 4.198 | 1.3993
MISO_W_2_MAPP_CA | MISO_W | MAPP_CA | 2050 | B7 | 400 | 0 | 700 | 0 | 0 | 0 | 0 | 0 | 0 | 0 | 0 | 0 | 4.198 | 1.3993
MISO_W_2_MAPP_CA | MISO_W | MAPP_CA | 2050 | B8 | 500 | 0 | 700 | 0 | 0 | 0 | 0 | 0 | 0 | 0 | 0 | 0 | 4.198 | 1.3993
MISO_W_2_MAPP_CA | MISO_W | MAPP_CA | 2050 | B9 | 800 | 0 | 700 | 0 | 0 | 0 | 0 | 0 | 0 | 0 | 0 | 0 | 4.198 | 1.3993
MISO_W_2_MAPP_CA | MISO_W | MAPP_CA | 2050 | B10 | 1262 | 0 | 700 | 700 | 387.49 | 387.49 | 0 | 0 | 0.07122 | 0 | 0 | 0.026242 | 4.198 | 1.3993
MISO_W_2_MAPP_CA | MISO_W | MAPP_CA | 2050 | B11 | 25 | 0 | 700 | 0 | 0 | 0 | 0 | 0 | 0 | 0 | 0 | 0 | 4.198 | 1.3993
MISO_W_2_MAPP_CA | MISO_W | MAPP_CA | 2050 | B12 | 200 | 0 | 700 | 0 | 0 | 0 | 0 | 0 | 0 | 0 | 0 | 0 | 4.198 | 1.3993
MISO_W_2_MAPP_CA | MISO_W | MAPP_CA | 2050 | B13 | 600 | 0 | 700 | 0 | 0 | 0 | 0 | 0 | 0 | 0 | 0 | 0 | 4.198 | 1.3993
MISO_W_2_MAPP_CA | MISO_W | MAPP_CA | 2050 | B14 | 900 | 0 | 700 | 0 | 0 | 0 | 0 | 0 | 0 | 0 | 0 | 0 | 4.198 | 1.3993
MISO_W_2_MAPP_CA | MISO_W | MAPP_CA | 2050 | B15 | 1203 | 0 | 700 | 700 | 0 | 0 | 0 | 0 | 6.9796 | 0 | 0 | 2.4515 | 4.198 | 1.3993
MISO_W_2_MAPP_CA | MISO_W | MAPP_CA | 2050 | B16 | 25 | 0 | 700 | 700 | 0 | 0 | 0 | 0 | 4.3088 | 0 | 0 | 0.031451 | 4.198 | 1.3993
MISO_W_2_MAPP_CA | MISO_W | MAPP_CA | 2050 | B17 | 100 | 0 | 700 | 0 | 0 | 0 | 0 | 0 | 0 | 0 | 0 | 0 | 4.198 | 1.3993
MISO_W_2_MAPP_CA | MISO_W | MAPP_CA | 2050 | B18 | 400 | 0 | 700 | 0 | 0 | 0 | 0 | 0 | 0 | 0 | 0 | 0 | 4.198 | 1.3993
MISO_W_2_MAPP_CA | MISO_W | MAPP_CA | 2050 | B19 | 700 | 0 | 700 | 0 | 0 | 0 | 0 | 0 | 0 | 0 | 0 | 0 | 4.198 | 1.3993
MISO_W_2_MAPP_CA | MISO_W | MAPP_CA | 2050 | B20 | 935 | 0 | 700 | 700 | 0 | 0 | 0 | 0 | 11.3121 | 0 | 0 | 3.0881 | 4.198 | 1.3993
MISO_W_2_MAPP_US | MISO_W | MAPP_US | 2015 | B1 | 10 | 0 | 2300 | 0 | 0 | 0 | 0 | 0 | 0 | 0 | 0 | 0 | 0 | 0
MISO_W_2_MAPP_US | MISO_W | MAPP_US | 2015 | B2 | 25 | 0 | 2300 | 0 | 0 | 0 | 0 | 0 | 0 | 0 | 0 | 0 | 0 | 0
MISO_W_2_MAPP_US | MISO_W | MAPP_US | 2015 | B3 | 75 | 0 | 2300 | 0 | 0 | 0 | 0 | 0 | 0 | 0 | 0 | 0 | 0 | 0
MISO_W_2_MAPP_US | MISO_W | MAPP_US | 2015 | B4 | 100 | 0 | 2300 | 0 | 0 | 0 | 0 | 0 | 0 | 0 | 0 | 0 | 0 | 0
MISO_W_2_MAPP_US | MISO_W | MAPP_US | 2015 | B5 | 200 | 0 | 2300 | 0 | 0 | 0 | 0 | 0 | 0 | 0 | 0 | 0 | 0 | 0
MISO_W_2_MAPP_US | MISO_W | MAPP_US | 2015 | B6 | 300 | 0 | 2300 | 0 | 0 | 0 | 0 | 0 | 0 | 0 | 0 | 0 | 0 | 0
MISO_W_2_MAPP_US | MISO_W | MAPP_US | 2015 | B7 | 400 | 0 | 2300 | 0 | 0 | 0 | 0 | 0 | 0 | 0 | 0 | 0 | 0 | 0
MISO_W_2_MAPP_US | MISO_W | MAPP_US | 2015 | B8 | 500 | 0 | 2300 | 0 | 0 | 0 | 0 | 0 | 0 | 0 | 0 | 0 | 0 | 0
MISO_W_2_MAPP_US | MISO_W | MAPP_US | 2015 | B9 | 800 | 0 | 2300 | 0 | 0 | 0 | 0 | 0 | 0 | 0 | 0 | 0 | 0 | 0
MISO_W_2_MAPP_US | MISO_W | MAPP_US | 2015 | B10 | 1262 | 0 | 2300 | 0 | 0 | 0 | 0 | 0 | 0 | 0 | 0 | 0 | 0 | 0
MISO_W_2_MAPP_US | MISO_W | MAPP_US | 2015 | B11 | 25 | 0 | 2300 | 0 | 0 | 0 | 0 | 0 | 0 | 0 | 0 | 0 | 0 | 0
MISO_W_2_MAPP_US | MISO_W | MAPP_US | 2015 | B12 | 200 | 0 | 2300 | 0 | 0 | 0 | 0 | 0 | 0 | 0 | 0 | 0 | 0 | 0
MISO_W_2_MAPP_US | MISO_W | MAPP_US | 2015 | B13 | 600 | 0 | 2300 | 0 | 0 | 0 | 0 | 0 | 0 | 0 | 0 | 0 | 0 | 0
MISO_W_2_MAPP_US | MISO_W | MAPP_US | 2015 | B14 | 900 | 0 | 2300 | 0 | 0 | 0 | 0 | 0 | 0 | 0 | 0 | 0 | 0 | 0
MISO_W_2_MAPP_US | MISO_W | MAPP_US | 2015 | B15 | 1203 | 0 | 2300 | 0 | 0 | 0 | 0 | 0 | 0 | 0 | 0 | 0 | 0 | 0
MISO_W_2_MAPP_US | MISO_W | MAPP_US | 2015 | B16 | 25 | 0 | 2300 | 0 | 0 | 0 | 0 | 0 | 0 | 0 | 0 | 0 | 0 | 0
MISO_W_2_MAPP_US | MISO_W | MAPP_US | 2015 | B17 | 100 | 0 | 2300 | 0 | 0 | 0 | 0 | 0 | 0 | 0 | 0 | 0 | 0 | 0
MISO_W_2_MAPP_US | MISO_W | MAPP_US | 2015 | B18 | 400 | 0 | 2300 | 0 | 0 | 0 | 0 | 0 | 0 | 0 | 0 | 0 | 0 | 0
MISO_W_2_MAPP_US | MISO_W | MAPP_US | 2015 | B19 | 700 | 0 | 2300 | 0 | 0 | 0 | 0 | 0 | 0 | 0 | 0 | 0 | 0 | 0
MISO_W_2_MAPP_US | MISO_W | MAPP_US | 2015 | B20 | 935 | 0 | 2300 | 0 | 0 | 0 | 0 | 0 | 0 | 0 | 0 | 0 | 0 | 0
MISO_W_2_MAPP_US | MISO_W | MAPP_US | 2020 | B1 | 10 | 0 | 2300 | 0 | 0 | 0 | 0 | 0 | 0 | 0 | 0 | 0 | 0 | 0
MISO_W_2_MAPP_US | MISO_W | MAPP_US | 2020 | B2 | 25 | 0 | 2300 | 0 | 0 | 0 | 0 | 0 | 0 | 0 | 0 | 0 | 0 | 0
MISO_W_2_MAPP_US | MISO_W | MAPP_US | 2020 | B3 | 75 | 0 | 2300 | 0 | 0 | 0 | 0 | 0 | 0 | 0 | 0 | 0 | 0 | 0
MISO_W_2_MAPP_US | MISO_W | MAPP_US | 2020 | B4 | 100 | 0 | 2300 | 0 | 0 | 0 | 0 | 0 | 0 | 0 | 0 | 0 | 0 | 0
MISO_W_2_MAPP_US | MISO_W | MAPP_US | 2020 | B5 | 200 | 0 | 2300 | 0 | 0 | 0 | 0 | 0 | 0 | 0 | 0 | 0 | 0 | 0
MISO_W_2_MAPP_US | MISO_W | MAPP_US | 2020 | B6 | 300 | 0 | 2300 | 0 | 0 | 0 | 0 | 0 | 0 | 0 | 0 | 0 | 0 | 0
MISO_W_2_MAPP_US | MISO_W | MAPP_US | 2020 | B7 | 400 | 0 | 2300 | 0 | 0 | 0 | 0 | 0 | 0 | 0 | 0 | 0 | 0 | 0
MISO_W_2_MAPP_US | MISO_W | MAPP_US | 2020 | B8 | 500 | 0 | 2300 | 0 | 0 | 0 | 0 | 0 | 0 | 0 | 0 | 0 | 0 | 0
MISO_W_2_MAPP_US | MISO_W | MAPP_US | 2020 | B9 | 800 | 0 | 2300 | 0 | 0 | 0 | 0 | 0 | 0 | 0 | 0 | 0 | 0 | 0
MISO_W_2_MAPP_US | MISO_W | MAPP_US | 2020 | B10 | 1262 | 0 | 2300 | 0 | 0 | 0 | 0 | 0 | 0 | 0 | 0 | 0 | 0 | 0
MISO_W_2_MAPP_US | MISO_W | MAPP_US | 2020 | B11 | 25 | 0 | 2300 | 0 | 0 | 0 | 0 | 0 | 0 | 0 | 0 | 0 | 0 | 0
MISO_W_2_MAPP_US | MISO_W | MAPP_US | 2020 | B12 | 200 | 0 | 2300 | 0 | 0 | 0 | 0 | 0 | 0 | 0 | 0 | 0 | 0 | 0
MISO_W_2_MAPP_US | MISO_W | MAPP_US | 2020 | B13 | 600 | 0 | 2300 | 0 | 0 | 0 | 0 | 0 | 0 | 0 | 0 | 0 | 0 | 0
MISO_W_2_MAPP_US | MISO_W | MAPP_US | 2020 | B14 | 900 | 0 | 2300 | 0 | 0 | 0 | 0 | 0 | 0 | 0 | 0 | 0 | 0 | 0
MISO_W_2_MAPP_US | MISO_W | MAPP_US | 2020 | B15 | 1203 | 0 | 2300 | 0 | 0 | 0 | 0 | 0 | 0 | 0 | 0 | 0 | 0 | 0
MISO_W_2_MAPP_US | MISO_W | MAPP_US | 2020 | B16 | 25 | 0 | 2300 | 0 | 0 | 0 | 0 | 0 | 0 | 0 | 0 | 0 | 0 | 0
MISO_W_2_MAPP_US | MISO_W | MAPP_US | 2020 | B17 | 100 | 0 | 2300 | 0 | 0 | 0 | 0 | 0 | 0 | 0 | 0 | 0 | 0 | 0
MISO_W_2_MAPP_US | MISO_W | MAPP_US | 2020 | B18 | 400 | 0 | 2300 | 0 | 0 | 0 | 0 | 0 | 0 | 0 | 0 | 0 | 0 | 0
MISO_W_2_MAPP_US | MISO_W | MAPP_US | 2020 | B19 | 700 | 0 | 2300 | 0 | 0 | 0 | 0 | 0 | 0 | 0 | 0 | 0 | 0 | 0
MISO_W_2_MAPP_US | MISO_W | MAPP_US | 2020 | B20 | 935 | 0 | 2300 | 0 | 0 | 0 | 0 | 0 | 0 | 0 | 0 | 0 | 0 | 0
MISO_W_2_MAPP_US | MISO_W | MAPP_US | 2025 | B1 | 10 | 0 | 2300 | 0 | 0 | 0 | 0 | 0 | 0 | 0 | 0 | 0 | 0 | 0
MISO_W_2_MAPP_US | MISO_W | MAPP_US | 2025 | B2 | 25 | 0 | 2300 | 0 | 0 | 0 | 0 | 0 | 0 | 0 | 0 | 0 | 0 | 0
MISO_W_2_MAPP_US | MISO_W | MAPP_US | 2025 | B3 | 75 | 0 | 2300 | 0 | 0 | 0 | 0 | 0 | 0 | 0 | 0 | 0 | 0 | 0
MISO_W_2_MAPP_US | MISO_W | MAPP_US | 2025 | B4 | 100 | 0 | 2300 | 0 | 0 | 0 | 0 | 0 | 0 | 0 | 0 | 0 | 0 | 0
MISO_W_2_MAPP_US | MISO_W | MAPP_US | 2025 | B5 | 200 | 0 | 2300 | 0 | 0 | 0 | 0 | 0 | 0 | 0 | 0 | 0 | 0 | 0
MISO_W_2_MAPP_US | MISO_W | MAPP_US | 2025 | B6 | 300 | 0 | 2300 | 0 | 0 | 0 | 0 | 0 | 0 | 0 | 0 | 0 | 0 | 0
MISO_W_2_MAPP_US | MISO_W | MAPP_US | 2025 | B7 | 400 | 0 | 2300 | 0 | 0 | 0 | 0 | 0 | 0 | 0 | 0 | 0 | 0 | 0
MISO_W_2_MAPP_US | MISO_W | MAPP_US | 2025 | B8 | 500 | 0 | 2300 | 0 | 0 | 0 | 0 | 0 | 0 | 0 | 0 | 0 | 0 | 0
MISO_W_2_MAPP_US | MISO_W | MAPP_US | 2025 | B9 | 800 | 0 | 2300 | 0 | 0 | 0 | 0 | 0 | 0 | 0 | 0 | 0 | 0 | 0
MISO_W_2_MAPP_US | MISO_W | MAPP_US | 2025 | B10 | 1262 | 0 | 2300 | 0 | 0 | 0 | 0 | 0 | 0 | 0 | 0 | 0 | 0 | 0
MISO_W_2_MAPP_US | MISO_W | MAPP_US | 2025 | B11 | 25 | 0 | 2300 | 0 | 0 | 0 | 0 | 0 | 0 | 0 | 0 | 0 | 0 | 0
MISO_W_2_MAPP_US | MISO_W | MAPP_US | 2025 | B12 | 200 | 0 | 2300 | 0 | 0 | 0 | 0 | 0 | 0 | 0 | 0 | 0 | 0 | 0
MISO_W_2_MAPP_US | MISO_W | MAPP_US | 2025 | B13 | 600 | 0 | 2300 | 0 | 0 | 0 | 0 | 0 | 0 | 0 | 0 | 0 | 0 | 0
MISO_W_2_MAPP_US | MISO_W | MAPP_US | 2025 | B14 | 900 | 0 | 2300 | 0 | 0 | 0 | 0 | 0 | 0 | 0 | 0 | 0 | 0 | 0
MISO_W_2_MAPP_US | MISO_W | MAPP_US | 2025 | B15 | 1203 | 0 | 2300 | 0 | 0 | 0 | 0 | 0 | 0 | 0 | 0 | 0 | 0 | 0
MISO_W_2_MAPP_US | MISO_W | MAPP_US | 2025 | B16 | 25 | 0 | 2300 | 0 | 0 | 0 | 0 | 0 | 0 | 0 | 0 | 0 | 0 | 0
MISO_W_2_MAPP_US | MISO_W | MAPP_US | 2025 | B17 | 100 | 0 | 2300 | 0 | 0 | 0 | 0 | 0 | 0 | 0 | 0 | 0 | 0 | 0
MISO_W_2_MAPP_US | MISO_W | MAPP_US | 2025 | B18 | 400 | 0 | 2300 | 0 | 0 | 0 | 0 | 0 | 0 | 0 | 0 | 0 | 0 | 0
MISO_W_2_MAPP_US | MISO_W | MAPP_US | 2025 | B19 | 700 | 0 | 2300 | 0 | 0 | 0 | 0 | 0 | 0 | 0 | 0 | 0 | 0 | 0
MISO_W_2_MAPP_US | MISO_W | MAPP_US | 2025 | B20 | 935 | 0 | 2300 | 0 | 0 | 0 | 0 | 0 | 0 | 0 | 0 | 0 | 0 | 0
MISO_W_2_MAPP_US | MISO_W | MAPP_US | 2030 | B1 | 10 | 0 | 2300 | 0 | 0 | 0 | 0 | 0 | 0 | 0 | 0 | 0 | 0 | 0
MISO_W_2_MAPP_US | MISO_W | MAPP_US | 2030 | B2 | 25 | 0 | 2300 | 0 | 0 | 0 | 0 | 0 | 0 | 0 | 0 | 0 | 0 | 0
MISO_W_2_MAPP_US | MISO_W | MAPP_US | 2030 | B3 | 75 | 0 | 2300 | 0 | 0 | 0 | 0 | 0 | 0 | 0 | 0 | 0 | 0 | 0
MISO_W_2_MAPP_US | MISO_W | MAPP_US | 2030 | B4 | 100 | 0 | 2300 | 0 | 0 | 0 | 0 | 0 | 0 | 0 | 0 | 0 | 0 | 0
MISO_W_2_MAPP_US | MISO_W | MAPP_US | 2030 | B5 | 200 | 0 | 2300 | 0 | 0 | 0 | 0 | 0 | 0 | 0 | 0 | 0 | 0 | 0
MISO_W_2_MAPP_US | MISO_W | MAPP_US | 2030 | B6 | 300 | 0 | 2300 | 0 | 0 | 0 | 0 | 0 | 0 | 0 | 0 | 0 | 0 | 0
MISO_W_2_MAPP_US | MISO_W | MAPP_US | 2030 | B7 | 400 | 0 | 2300 | 0 | 0 | 0 | 0 | 0 | 0 | 0 | 0 | 0 | 0 | 0
MISO_W_2_MAPP_US | MISO_W | MAPP_US | 2030 | B8 | 500 | 0 | 2300 | 0 | 0 | 0 | 0 | 0 | 0 | 0 | 0 | 0 | 0 | 0
MISO_W_2_MAPP_US | MISO_W | MAPP_US | 2030 | B9 | 800 | 0 | 2300 | 0 | 0 | 0 | 0 | 0 | 0 | 0 | 0 | 0 | 0 | 0
MISO_W_2_MAPP_US | MISO_W | MAPP_US | 2030 | B10 | 1262 | 0 | 2300 | 0 | 0 | 0 | 0 | 0 | 0 | 0 | 0 | 0 | 0 | 0
MISO_W_2_MAPP_US | MISO_W | MAPP_US | 2030 | B11 | 25 | 0 | 2300 | 0 | 0 | 0 | 0 | 0 | 0 | 0 | 0 | 0 | 0 | 0
MISO_W_2_MAPP_US | MISO_W | MAPP_US | 2030 | B12 | 200 | 0 | 2300 | 0 | 0 | 0 | 0 | 0 | 0 | 0 | 0 | 0 | 0 | 0
MISO_W_2_MAPP_US | MISO_W | MAPP_US | 2030 | B13 | 600 | 0 | 2300 | 0 | 0 | 0 | 0 | 0 | 0 | 0 | 0 | 0 | 0 | 0
MISO_W_2_MAPP_US | MISO_W | MAPP_US | 2030 | B14 | 900 | 0 | 2300 | 0 | 0 | 0 | 0 | 0 | 0 | 0 | 0 | 0 | 0 | 0
MISO_W_2_MAPP_US | MISO_W | MAPP_US | 2030 | B15 | 1203 | 0 | 2300 | 0 | 0 | 0 | 0 | 0 | 0 | 0 | 0 | 0 | 0 | 0
MISO_W_2_MAPP_US | MISO_W | MAPP_US | 2030 | B16 | 25 | 0 | 2300 | 0 | 0 | 0 | 0 | 0 | 0 | 0 | 0 | 0 | 0 | 0
MISO_W_2_MAPP_US | MISO_W | MAPP_US | 2030 | B17 | 100 | 0 | 2300 | 0 | 0 | 0 | 0 | 0 | 0 | 0 | 0 | 0 | 0 | 0
MISO_W_2_MAPP_US | MISO_W | MAPP_US | 2030 | B18 | 400 | 0 | 2300 | 0 | 0 | 0 | 0 | 0 | 0 | 0 | 0 | 0 | 0 | 0
MISO_W_2_MAPP_US | MISO_W | MAPP_US | 2030 | B19 | 700 | 0 | 2300 | 0 | 0 | 0 | 0 | 0 | 0 | 0 | 0 | 0 | 0 | 0
MISO_W_2_MAPP_US | MISO_W | MAPP_US | 2030 | B20 | 935 | 0 | 2300 | 0 | 0 | 0 | 0 | 0 | 0 | 0 | 0 | 0 | 0 | 0
MISO_W_2_MAPP_US | MISO_W | MAPP_US | 2035 | B1 | 10 | 0 | 2300 | 0 | 0 | 0 | 0 | 0 | 0 | 0 | 0 | 0 | 0 | 0
MISO_W_2_MAPP_US | MISO_W | MAPP_US | 2035 | B2 | 25 | 0 | 2300 | 0 | 0 | 0 | 0 | 0 | 0 | 0 | 0 | 0 | 0 | 0
MISO_W_2_MAPP_US | MISO_W | MAPP_US | 2035 | B3 | 75 | 0 | 2300 | 0 | 0 | 0 | 0 | 0 | 0 | 0 | 0 | 0 | 0 | 0
MISO_W_2_MAPP_US | MISO_W | MAPP_US | 2035 | B4 | 100 | 0 | 2300 | 0 | 0 | 0 | 0 | 0 | 0 | 0 | 0 | 0 | 0 | 0
MISO_W_2_MAPP_US | MISO_W | MAPP_US | 2035 | B5 | 200 | 0 | 2300 | 0 | 0 | 0 | 0 | 0 | 0 | 0 | 0 | 0 | 0 | 0
MISO_W_2_MAPP_US | MISO_W | MAPP_US | 2035 | B6 | 300 | 0 | 2300 | 0 | 0 | 0 | 0 | 0 | 0 | 0 | 0 | 0 | 0 | 0
MISO_W_2_MAPP_US | MISO_W | MAPP_US | 2035 | B7 | 400 | 0 | 2300 | 0 | 0 | 0 | 0 | 0 | 0 | 0 | 0 | 0 | 0 | 0
MISO_W_2_MAPP_US | MISO_W | MAPP_US | 2035 | B8 | 500 | 0 | 2300 | 0 | 0 | 0 | 0 | 0 | 0 | 0 | 0 | 0 | 0 | 0
MISO_W_2_MAPP_US | MISO_W | MAPP_US | 2035 | B9 | 800 | 0 | 2300 | 0 | 0 | 0 | 0 | 0 | 0 | 0 | 0 | 0 | 0 | 0
MISO_W_2_MAPP_US | MISO_W | MAPP_US | 2035 | B10 | 1262 | 0 | 2300 | 0 | 0 | 0 | 0 | 0 | 0 | 0 | 0 | 0 | 0 | 0
MISO_W_2_MAPP_US | MISO_W | MAPP_US | 2035 | B11 | 25 | 0 | 2300 | 0 | 0 | 0 | 0 | 0 | 0 | 0 | 0 | 0 | 0 | 0
MISO_W_2_MAPP_US | MISO_W | MAPP_US | 2035 | B12 | 200 | 0 | 2300 | 0 | 0 | 0 | 0 | 0 | 0 | 0 | 0 | 0 | 0 | 0
MISO_W_2_MAPP_US | MISO_W | MAPP_US | 2035 | B13 | 600 | 0 | 2300 | 0 | 0 | 0 | 0 | 0 | 0 | 0 | 0 | 0 | 0 | 0
MISO_W_2_MAPP_US | MISO_W | MAPP_US | 2035 | B14 | 900 | 0 | 2300 | 0 | 0 | 0 | 0 | 0 | 0 | 0 | 0 | 0 | 0 | 0
MISO_W_2_MAPP_US | MISO_W | MAPP_US | 2035 | B15 | 1203 | 0 | 2300 | 0 | 0 | 0 | 0 | 0 | 0 | 0 | 0 | 0 | 0 | 0
MISO_W_2_MAPP_US | MISO_W | MAPP_US | 2035 | B16 | 25 | 0 | 2300 | 0 | 0 | 0 | 0 | 0 | 0 | 0 | 0 | 0 | 0 | 0
MISO_W_2_MAPP_US | MISO_W | MAPP_US | 2035 | B17 | 100 | 0 | 2300 | 0 | 0 | 0 | 0 | 0 | 0 | 0 | 0 | 0 | 0 | 0
MISO_W_2_MAPP_US | MISO_W | MAPP_US | 2035 | B18 | 400 | 0 | 2300 | 0 | 0 | 0 | 0 | 0 | 0 | 0 | 0 | 0 | 0 | 0
MISO_W_2_MAPP_US | MISO_W | MAPP_US | 2035 | B19 | 700 | 0 | 2300 | 0 | 0 | 0 | 0 | 0 | 0 | 0 | 0 | 0 | 0 | 0
MISO_W_2_MAPP_US | MISO_W | MAPP_US | 2035 | B20 | 935 | 0 | 2300 | 0 | 0 | 0 | 0 | 0 | 0 | 0 | 0 | 0 | 0 | 0
MISO_W_2_MAPP_US | MISO_W | MAPP_US | 2040 | B1 | 10 | 0 | 2300 | 0 | 0 | 0 | 0 | 0 | 0 | 0 | 0 | 0 | 0 | 0
MISO_W_2_MAPP_US | MISO_W | MAPP_US | 2040 | B2 | 25 | 0 | 2300 | 0 | 0 | 0 | 0 | 0 | 0 | 0 | 0 | 0 | 0 | 0
MISO_W_2_MAPP_US | MISO_W | MAPP_US | 2040 | B3 | 75 | 0 | 2300 | 0 | 0 | 0 | 0 | 0 | 0 | 0 | 0 | 0 | 0 | 0
MISO_W_2_MAPP_US | MISO_W | MAPP_US | 2040 | B4 | 100 | 0 | 2300 | 0 | 0 | 0 | 0 | 0 | 0 | 0 | 0 | 0 | 0 | 0
MISO_W_2_MAPP_US | MISO_W | MAPP_US | 2040 | B5 | 200 | 0 | 2300 | 0 | 0 | 0 | 0 | 0 | 0 | 0 | 0 | 0 | 0 | 0
MISO_W_2_MAPP_US | MISO_W | MAPP_US | 2040 | B6 | 300 | 0 | 2300 | 0 | 0 | 0 | 0 | 0 | 0 | 0 | 0 | 0 | 0 | 0
MISO_W_2_MAPP_US | MISO_W | MAPP_US | 2040 | B7 | 400 | 0 | 2300 | 0 | 0 | 0 | 0 | 0 | 0 | 0 | 0 | 0 | 0 | 0
MISO_W_2_MAPP_US | MISO_W | MAPP_US | 2040 | B8 | 500 | 0 | 2300 | 0 | 0 | 0 | 0 | 0 | 0 | 0 | 0 | 0 | 0 | 0
MISO_W_2_MAPP_US | MISO_W | MAPP_US | 2040 | B9 | 800 | 0 | 2300 | 0 | 0 | 0 | 0 | 0 | 0 | 0 | 0 | 0 | 0 | 0
MISO_W_2_MAPP_US | MISO_W | MAPP_US | 2040 | B10 | 1262 | 0 | 2300 | 0 | 0 | 0 | 0 | 0 | 0 | 0 | 0 | 0 | 0 | 0
MISO_W_2_MAPP_US | MISO_W | MAPP_US | 2040 | B11 | 25 | 0 | 2300 | 0 | 0 | 0 | 0 | 0 | 0 | 0 | 0 | 0 | 0 | 0
MISO_W_2_MAPP_US | MISO_W | MAPP_US | 2040 | B12 | 200 | 0 | 2300 | 0 | 0 | 0 | 0 | 0 | 0 | 0 | 0 | 0 | 0 | 0
MISO_W_2_MAPP_US | MISO_W | MAPP_US | 2040 | B13 | 600 | 0 | 2300 | 0 | 0 | 0 | 0 | 0 | 0 | 0 | 0 | 0 | 0 | 0
MISO_W_2_MAPP_US | MISO_W | MAPP_US | 2040 | B14 | 900 | 0 | 2300 | 0 | 0 | 0 | 0 | 0 | 0 | 0 | 0 | 0 | 0 | 0
MISO_W_2_MAPP_US | MISO_W | MAPP_US | 2040 | B15 | 1203 | 0 | 2300 | 0 | 0 | 0 | 0 | 0 | 0 | 0 | 0 | 0 | 0 | 0
MISO_W_2_MAPP_US | MISO_W | MAPP_US | 2040 | B16 | 25 | 0 | 2300 | 0 | 0 | 0 | 0 | 0 | 0 | 0 | 0 | 0 | 0 | 0
MISO_W_2_MAPP_US | MISO_W | MAPP_US | 2040 | B17 | 100 | 0 | 2300 | 0 | 0 | 0 | 0 | 0 | 0 | 0 | 0 | 0 | 0 | 0
MISO_W_2_MAPP_US | MISO_W | MAPP_US | 2040 | B18 | 400 | 0 | 2300 | 0 | 0 | 0 | 0 | 0 | 0 | 0 | 0 | 0 | 0 | 0
MISO_W_2_MAPP_US | MISO_W | MAPP_US | 2040 | B19 | 700 | 0 | 2300 | 0 | 0 | 0 | 0 | 0 | 0 | 0 | 0 | 0 | 0 | 0
MISO_W_2_MAPP_US | MISO_W | MAPP_US | 2040 | B20 | 935 | 0 | 2300 | 0 | 0 | 0 | 0 | 0 | 0 | 0 | 0 | 0 | 0 | 0
MISO_W_2_MAPP_US | MISO_W | MAPP_US | 2045 | B1 | 10 | 0 | 2300 | 0 | 0 | 0 | 0 | 0 | 0 | 0 | 0 | 0 | 0 | 0
MISO_W_2_MAPP_US | MISO_W | MAPP_US | 2045 | B2 | 25 | 0 | 2300 | 0 | 0 | 0 | 0 | 0 | 0 | 0 | 0 | 0 | 0 | 0
MISO_W_2_MAPP_US | MISO_W | MAPP_US | 2045 | B3 | 75 | 0 | 2300 | 0 | 0 | 0 | 0 | 0 | 0 | 0 | 0 | 0 | 0 | 0
MISO_W_2_MAPP_US | MISO_W | MAPP_US | 2045 | B4 | 100 | 0 | 2300 | 0 | 0 | 0 | 0 | 0 | 0 | 0 | 0 | 0 | 0 | 0
MISO_W_2_MAPP_US | MISO_W | MAPP_US | 2045 | B5 | 200 | 0 | 2300 | 0 | 0 | 0 | 0 | 0 | 0 | 0 | 0 | 0 | 0 | 0
MISO_W_2_MAPP_US | MISO_W | MAPP_US | 2045 | B6 | 300 | 0 | 2300 | 0 | 0 | 0 | 0 | 0 | 0 | 0 | 0 | 0 | 0 | 0
MISO_W_2_MAPP_US | MISO_W | MAPP_US | 2045 | B7 | 400 | 0 | 2300 | 0 | 0 | 0 | 0 | 0 | 0 | 0 | 0 | 0 | 0 | 0
MISO_W_2_MAPP_US | MISO_W | MAPP_US | 2045 | B8 | 500 | 0 | 2300 | 0 | 0 | 0 | 0 | 0 | 0 | 0 | 0 | 0 | 0 | 0
MISO_W_2_MAPP_US | MISO_W | MAPP_US | 2045 | B9 | 800 | 0 | 2300 | 0 | 0 | 0 | 0 | 0 | 0 | 0 | 0 | 0 | 0 | 0
MISO_W_2_MAPP_US | MISO_W | MAPP_US | 2045 | B10 | 1262 | 0 | 2300 | 0 | 0 | 0 | 0 | 0 | 0 | 0 | 0 | 0 | 0 | 0
MISO_W_2_MAPP_US | MISO_W | MAPP_US | 2045 | B11 | 25 | 0 | 2300 | 0 | 0 | 0 | 0 | 0 | 0 | 0 | 0 | 0 | 0 | 0
MISO_W_2_MAPP_US | MISO_W | MAPP_US | 2045 | B12 | 200 | 0 | 2300 | 0 | 0 | 0 | 0 | 0 | 0 | 0 | 0 | 0 | 0 | 0
MISO_W_2_MAPP_US | MISO_W | MAPP_US | 2045 | B13 | 600 | 0 | 2300 | 0 | 0 | 0 | 0 | 0 | 0 | 0 | 0 | 0 | 0 | 0
MISO_W_2_MAPP_US | MISO_W | MAPP_US | 2045 | B14 | 900 | 0 | 2300 | 0 | 0 | 0 | 0 | 0 | 0 | 0 | 0 | 0 | 0 | 0
MISO_W_2_MAPP_US | MISO_W | MAPP_US | 2045 | B15 | 1203 | 0 | 2300 | 0 | 0 | 0 | 0 | 0 | 0 | 0 | 0 | 0 | 0 | 0
MISO_W_2_MAPP_US | MISO_W | MAPP_US | 2045 | B16 | 25 | 0 | 2300 | 0 | 0 | 0 | 0 | 0 | 0 | 0 | 0 | 0 | 0 | 0
MISO_W_2_MAPP_US | MISO_W | MAPP_US | 2045 | B17 | 100 | 0 | 2300 | 0 | 0 | 0 | 0 | 0 | 0 | 0 | 0 | 0 | 0 | 0
MISO_W_2_MAPP_US | MISO_W | MAPP_US | 2045 | B18 | 400 | 0 | 2300 | 0 | 0 | 0 | 0 | 0 | 0 | 0 | 0 | 0 | 0 | 0
MISO_W_2_MAPP_US | MISO_W | MAPP_US | 2045 | B19 | 700 | 0 | 2300 | 0 | 0 | 0 | 0 | 0 | 0 | 0 | 0 | 0 | 0 | 0
MISO_W_2_MAPP_US | MISO_W | MAPP_US | 2045 | B20 | 935 | 0 | 2300 | 0 | 0 | 0 | 0 | 0 | 0 | 0 | 0 | 0 | 0 | 0
MISO_W_2_MAPP_US | MISO_W | MAPP_US | 2050 | B1 | 10 | 0 | 2300 | 0 | 0 | 0 | 0 | 0 | 0 | 0 | 0 | 0 | 0 | 0
MISO_W_2_MAPP_US | MISO_W | MAPP_US | 2050 | B2 | 25 | 0 | 2300 | 0 | 0 | 0 | 0 | 0 | 0 | 0 | 0 | 0 | 0 | 0
MISO_W_2_MAPP_US | MISO_W | MAPP_US | 2050 | B3 | 75 | 0 | 2300 | 0 | 0 | 0 | 0 | 0 | 0 | 0 | 0 | 0 | 0 | 0
MISO_W_2_MAPP_US | MISO_W | MAPP_US | 2050 | B4 | 100 | 0 | 2300 | 0 | 0 | 0 | 0 | 0 | 0 | 0 | 0 | 0 | 0 | 0
MISO_W_2_MAPP_US | MISO_W | MAPP_US | 2050 | B5 | 200 | 0 | 2300 | 0 | 0 | 0 | 0 | 0 | 0 | 0 | 0 | 0 | 0 | 0
MISO_W_2_MAPP_US | MISO_W | MAPP_US | 2050 | B6 | 300 | 0 | 2300 | 0 | 0 | 0 | 0 | 0 | 0 | 0 | 0 | 0 | 0 | 0
MISO_W_2_MAPP_US | MISO_W | MAPP_US | 2050 | B7 | 400 | 0 | 2300 | 0 | 0 | 0 | 0 | 0 | 0 | 0 | 0 | 0 | 0 | 0
MISO_W_2_MAPP_US | MISO_W | MAPP_US | 2050 | B8 | 500 | 0 | 2300 | 0 | 0 | 0 | 0 | 0 | 0 | 0 | 0 | 0 | 0 | 0
MISO_W_2_MAPP_US | MISO_W | MAPP_US | 2050 | B9 | 800 | 0 | 2300 | 0 | 0 | 0 | 0 | 0 | 0 | 0 | 0 | 0 | 0 | 0
MISO_W_2_MAPP_US | MISO_W | MAPP_US | 2050 | B10 | 1262 | 0 | 2300 | 0 | 0 | 0 | 0 | 0 | 0 | 0 | 0 | 0 | 0 | 0
MISO_W_2_MAPP_US | MISO_W | MAPP_US | 2050 | B11 | 25 | 0 | 2300 | 0 | 0 | 0 | 0 | 0 | 0 | 0 | 0 | 0 | 0 | 0
MISO_W_2_MAPP_US | MISO_W | MAPP_US | 2050 | B12 | 200 | 0 | 2300 | 0 | 0 | 0 | 0 | 0 | 0 | 0 | 0 | 0 | 0 | 0
MISO_W_2_MAPP_US | MISO_W | MAPP_US | 2050 | B13 | 600 | 0 | 2300 | 0 | 0 | 0 | 0 | 0 | 0 | 0 | 0 | 0 | 0 | 0
MISO_W_2_MAPP_US | MISO_W | MAPP_US | 2050 | B14 | 900 | 0 | 2300 | 0 | 0 | 0 | 0 | 0 | 0 | 0 | 0 | 0 | 0 | 0
MISO_W_2_MAPP_US | MISO_W | MAPP_US | 2050 | B15 | 1203 | 0 | 2300 | 0 | 0 | 0 | 0 | 0 | 0 | 0 | 0 | 0 | 0 | 0
MISO_W_2_MAPP_US | MISO_W | MAPP_US | 2050 | B16 | 25 | 0 | 2300 | 0 | 0 | 0 | 0 | 0 | 0 | 0 | 0 | 0 | 0 | 0
MISO_W_2_MAPP_US | MISO_W | MAPP_US | 2050 | B17 | 100 | 0 | 2300 | 0 | 0 | 0 | 0 | 0 | 0 | 0 | 0 | 0 | 0 | 0
MISO_W_2_MAPP_US | MISO_W | MAPP_US | 2050 | B18 | 400 | 0 | 2300 | 0 | 0 | 0 | 0 | 0 | 0 | 0 | 0 | 0 | 0 | 0
MISO_W_2_MAPP_US | MISO_W | MAPP_US | 2050 | B19 | 700 | 0 | 2300 | 0 | 0 | 0 | 0 | 0 | 0 | 0 | 0 | 0 | 0 | 0
MISO_W_2_MAPP_US | MISO_W | MAPP_US | 2050 | B20 | 935 | 0 | 2300 | 0 | 0 | 0 | 0 | 0 | 0 | 0 | 0 | 0 | 0 | 0
MISO_W_2_MISO_MO-IL | MISO_W | MISO_MO-IL | 2015 | B1 | 10 | 0 | 3800 | 1051.06 | 2106.45 | 3067.98 | 0 | 0 | 0 | 0 | 0 | 0 | 0 | 0
MISO_W_2_MISO_MO-IL | MISO_W | MISO_MO-IL | 2015 | B2 | 25 | 0 | 3800 | 728.51 | 217.78 | 2932.92 | 0 | 0 | 0 | 0 | 0 | 0 | 0 | 0
MISO_W_2_MISO_MO-IL | MISO_W | MISO_MO-IL | 2015 | B3 | 75 | 0 | 3800 | 621.17 | 1182.79 | 3800 | 0 | 2060.09 | 0 | 0 | 0.01187 | 0 | 0 | 0
MISO_W_2_MISO_MO-IL | MISO_W | MISO_MO-IL | 2015 | B4 | 100 | 0 | 3800 | 0 | 552.6 | 3800 | 0 | 232.12 | 0 | 0 | 0.01187 | 0 | 0 | 0
MISO_W_2_MISO_MO-IL | MISO_W | MISO_MO-IL | 2015 | B5 | 200 | 0 | 3800 | 0 | 0 | 2793.47 | 0 | 0 | 0 | 0 | 0 | 0 | 0 | 0
MISO_W_2_MISO_MO-IL | MISO_W | MISO_MO-IL | 2015 | B6 | 300 | 0 | 3800 | 0 | 0 | 1791.84 | 0 | 0 | 0 | 0 | 0 | 0 | 0 | 0
MISO_W_2_MISO_MO-IL | MISO_W | MISO_MO-IL | 2015 | B7 | 400 | 0 | 3800 | 1353.4 | 1559.49 | 1537.98 | 0 | 0 | 0 | 0 | 0 | 0 | 0 | 0
MISO_W_2_MISO_MO-IL | MISO_W | MISO_MO-IL | 2015 | B8 | 500 | 0 | 3800 | 1106.88 | 1106.88 | 1588.28 | 0 | 0 | 0 | 0 | 0 | 0 | 0 | 0
MISO_W_2_MISO_MO-IL | MISO_W | MISO_MO-IL | 2015 | B9 | 800 | 0 | 3800 | 1291.98 | 1291.98 | 2128.03 | 0 | 0 | 0 | 0 | 0 | 0 | 0 | 0
MISO_W_2_MISO_MO-IL | MISO_W | MISO_MO-IL | 2015 | B10 | 1262 | 0 | 3800 | 803.69 | 1822.91 | 1152.93 | 0 | 0 | 0 | 0 | 0 | 0 | 0 | 0
MISO_W_2_MISO_MO-IL | MISO_W | MISO_MO-IL | 2015 | B11 | 25 | 0 | 3800 | 1334.15 | 2295.25 | 3800 | 0 | 2674.15 | 0 | 0 | 0.01187 | 0 | 0 | 0
MISO_W_2_MISO_MO-IL | MISO_W | MISO_MO-IL | 2015 | B12 | 200 | 0 | 3800 | 1952.33 | 1737.69 | 3456.3 | 0 | 0 | 0 | 0 | 0 | 0 | 0 | 0
MISO_W_2_MISO_MO-IL | MISO_W | MISO_MO-IL | 2015 | B13 | 600 | 0 | 3800 | 1689.57 | 1689.57 | 2559.8 | 0 | 0 | 0 | 0 | 0 | 0 | 0 | 0
MISO_W_2_MISO_MO-IL | MISO_W | MISO_MO-IL | 2015 | B14 | 900 | 0 | 3800 | 496.78 | 1445.09 | 2270.87 | 0 | 0 | 0 | 0 | 0 | 0 | 0 | 0
MISO_W_2_MISO_MO-IL | MISO_W | MISO_MO-IL | 2015 | B15 | 1203 | 0 | 3800 | 0 | 0 | 1464.11 | 0 | 0 | 0 | 0 | 0 | 0 | 0 | 0
MISO_W_2_MISO_MO-IL | MISO_W | MISO_MO-IL | 2015 | B16 | 25 | 25 | 3800 | 2533.91 | 3800 | 3800 | 582.76 | 2715.84 | 0 | 0.01187 | 0.01187 | 0 | 0 | 0
MISO_W_2_MISO_MO-IL | MISO_W | MISO_MO-IL | 2015 | B17 | 100 | 0 | 3800 | 1499.51 | 3066.59 | 3348.71 | 0 | 0 | 0 | 0 | 0 | 0 | 0 | 0
MISO_W_2_MISO_MO-IL | MISO_W | MISO_MO-IL | 2015 | B18 | 400 | 0 | 3800 | 59.04 | 1211.54 | 1516.67 | 0 | 0 | 0 | 0 | 0 | 0 | 0 | 0
MISO_W_2_MISO_MO-IL | MISO_W | MISO_MO-IL | 2015 | B19 | 700 | 0 | 3800 | 0 | 0 | 618.84 | 0 | 0 | 0 | 0 | 0 | 0 | 0 | 0
MISO_W_2_MISO_MO-IL | MISO_W | MISO_MO-IL | 2015 | B20 | 935 | 0 | 3800 | 0 | 0 | 288.77 | 0 | 0 | 0 | 0 | 0 | 0 | 0 | 0
MISO_W_2_MISO_MO-IL | MISO_W | MISO_MO-IL | 2020 | B1 | 10 | 0 | 3800 | 3435.97 | 3800 | 0 | 0 | 0 | 0 | 0.02374 | 0 | 0 | 1.9354 | 0.64513
MISO_W_2_MISO_MO-IL | MISO_W | MISO_MO-IL | 2020 | B2 | 25 | 0 | 3800 | 1624.7 | 1966.8 | 3800 | 0 | 0 | 0 | 0 | 0.16618 | 0 | 1.9354 | 0.64513
MISO_W_2_MISO_MO-IL | MISO_W | MISO_MO-IL | 2020 | B3 | 75 | 0 | 3800 | 0 | 71.32 | 446.26 | 0 | 0 | 0 | 0 | 0 | 0 | 1.9354 | 0.64513
MISO_W_2_MISO_MO-IL | MISO_W | MISO_MO-IL | 2020 | B4 | 100 | 0 | 3800 | 0 | 1258.75 | 2939.76 | 0 | 0 | 0 | 0 | 0 | 0 | 1.9354 | 0.64513
MISO_W_2_MISO_MO-IL | MISO_W | MISO_MO-IL | 2020 | B5 | 200 | 0 | 3800 | 0 | 1063.11 | 2313.61 | 0 | 0 | 0 | 0 | 0 | 0 | 1.9354 | 0.64513
MISO_W_2_MISO_MO-IL | MISO_W | MISO_MO-IL | 2020 | B6 | 300 | 0 | 3800 | 332.8 | 1466.35 | 1866.2 | 0 | 0 | 0 | 0 | 0 | 0 | 1.9354 | 0.64513
MISO_W_2_MISO_MO-IL | MISO_W | MISO_MO-IL | 2020 | B7 | 400 | 0 | 3800 | 1577.99 | 985.28 | 1497.28 | 0 | 0 | 0 | 0 | 0 | 0 | 1.9354 | 0.64513
MISO_W_2_MISO_MO-IL | MISO_W | MISO_MO-IL | 2020 | B8 | 500 | 0 | 3800 | 603.89 | 603.89 | 1815.89 | 0 | 0 | 0 | 0 | 0 | 0 | 1.9354 | 0.64513
MISO_W_2_MISO_MO-IL | MISO_W | MISO_MO-IL | 2020 | B9 | 800 | 0 | 3800 | 0 | 0 | 0 | 0 | 0 | 0 | 0 | 0 | 0 | 1.9354 | 0.64513
MISO_W_2_MISO_MO-IL | MISO_W | MISO_MO-IL | 2020 | B10 | 1262 | 0 | 3800 | 0 | 0 | 3060.74 | 0 | 0 | 0 | 0 | 0 | 0 | 1.9354 | 0.64513
MISO_W_2_MISO_MO-IL | MISO_W | MISO_MO-IL | 2020 | B11 | 25 | 0 | 3800 | 1219.87 | 2686.81 | 3800 | 0 | 0 | 0 | 0 | 0.04748 | 0 | 1.9354 | 0.64513
MISO_W_2_MISO_MO-IL | MISO_W | MISO_MO-IL | 2020 | B12 | 200 | 0 | 3800 | 2804.78 | 1358.05 | 2613.8 | 0 | 0 | 0 | 0 | 0 | 0 | 1.9354 | 0.64513
MISO_W_2_MISO_MO-IL | MISO_W | MISO_MO-IL | 2020 | B13 | 600 | 0 | 3800 | 913.6 | 1481.65 | 3800 | 0 | 0 | 0 | 0 | 0.16618 | 0 | 1.9354 | 0.64513
MISO_W_2_MISO_MO-IL | MISO_W | MISO_MO-IL | 2020 | B14 | 900 | 0 | 3800 | 393.82 | 1274.73 | 3800 | 0 | 0 | 0 | 0 | 0.01187 | 0 | 1.9354 | 0.64513
MISO_W_2_MISO_MO-IL | MISO_W | MISO_MO-IL | 2020 | B15 | 1203 | 0 | 3800 | 0 | 337.36 | 2254.75 | 0 | 0 | 0 | 0 | 0 | 0 | 1.9354 | 0.64513
MISO_W_2_MISO_MO-IL | MISO_W | MISO_MO-IL | 2020 | B16 | 25 | 0 | 3800 | 3800 | 3800 | 0 | 0 | 0 | 1.6499 | 0.03561 | 0 | 0.32999 | 1.9354 | 0.64513
MISO_W_2_MISO_MO-IL | MISO_W | MISO_MO-IL | 2020 | B17 | 100 | 0 | 3800 | 3800 | 3800 | 0 | 0 | 0 | 2.8132 | 0.03561 | 0 | 2.2506 | 1.9354 | 0.64513
MISO_W_2_MISO_MO-IL | MISO_W | MISO_MO-IL | 2020 | B18 | 400 | 0 | 3800 | 1452.95 | 3800 | 741.81 | 0 | 0 | 0 | 0.03561 | 0 | 0 | 1.9354 | 0.64513
MISO_W_2_MISO_MO-IL | MISO_W | MISO_MO-IL | 2020 | B19 | 700 | 0 | 3800 | 0 | 0 | 3159.68 | 0 | 0 | 0 | 0 | 0 | 0 | 1.9354 | 0.64513
MISO_W_2_MISO_MO-IL | MISO_W | MISO_MO-IL | 2020 | B20 | 935 | 0 | 3800 | 0 | 0 | 3714.28 | 0 | 0 | 0 | 0 | 0 | 0 | 1.9354 | 0.64513
MISO_W_2_MISO_MO-IL | MISO_W | MISO_MO-IL | 2025 | B1 | 10 | 0 | 3800 | 3800 | 3800 | 3800 | 0 | 0 | 435.3797 | 11.4071 | 5.5314 | 1.1463 | 18.25 | 6.0833
MISO_W_2_MISO_MO-IL | MISO_W | MISO_MO-IL | 2025 | B2 | 25 | 0 | 3800 | 3800 | 3800 | 3800 | 0 | 0 | 493.2579 | 11.4071 | 4.0358 | 3.2468 | 18.25 | 6.0833
MISO_W_2_MISO_MO-IL | MISO_W | MISO_MO-IL | 2025 | B3 | 75 | 0 | 3800 | 1462.22 | 3800 | 3800 | 0 | 0 | 0 | 11.2646 | 3.7509 | 0 | 18.25 | 6.0833
MISO_W_2_MISO_MO-IL | MISO_W | MISO_MO-IL | 2025 | B4 | 100 | 0 | 3800 | 0 | 3800 | 3800 | 0 | 0 | 0 | 4.5581 | 4.0358 | 0 | 18.25 | 6.0833
MISO_W_2_MISO_MO-IL | MISO_W | MISO_MO-IL | 2025 | B5 | 200 | 0 | 3800 | 0 | 3800 | 3800 | 0 | 0 | 0 | 4.5581 | 4.4038 | 0 | 18.25 | 6.0833
MISO_W_2_MISO_MO-IL | MISO_W | MISO_MO-IL | 2025 | B6 | 300 | 0 | 3800 | 601.77 | 3800 | 3800 | 0 | 0 | 0 | 4.5581 | 3.7984 | 0 | 18.25 | 6.0833
MISO_W_2_MISO_MO-IL | MISO_W | MISO_MO-IL | 2025 | B7 | 400 | 0 | 3800 | 1582.29 | 3800 | 3800 | 0 | 0 | 0 | 11.4071 | 4.0358 | 0 | 18.25 | 6.0833
MISO_W_2_MISO_MO-IL | MISO_W | MISO_MO-IL | 2025 | B8 | 500 | 0 | 3800 | 3751.77 | 3800 | 3800 | 0 | 0 | 0 | 11.4071 | 4.0358 | 0 | 18.25 | 6.0833
MISO_W_2_MISO_MO-IL | MISO_W | MISO_MO-IL | 2025 | B9 | 800 | 0 | 3800 | 1409.08 | 3800 | 3800 | 0 | 0 | 0 | 11.9887 | 5.1872 | 0 | 18.25 | 6.0833
MISO_W_2_MISO_MO-IL | MISO_W | MISO_MO-IL | 2025 | B10 | 1262 | 0 | 3800 | 2780.5 | 3800 | 3800 | 0 | 1475.82 | 0 | 12.2855 | 6.0656 | 0 | 18.25 | 6.0833
MISO_W_2_MISO_MO-IL | MISO_W | MISO_MO-IL | 2025 | B11 | 25 | 0 | 3800 | 2339.06 | 3800 | 3800 | 0 | 0 | 0 | 11.775 | 5.5314 | 0 | 18.25 | 6.0833
MISO_W_2_MISO_MO-IL | MISO_W | MISO_MO-IL | 2025 | B12 | 200 | 0 | 3800 | 3488.39 | 3800 | 3800 | 0 | 1988.67 | 0 | 11.4071 | 6.0656 | 0 | 18.25 | 6.0833
MISO_W_2_MISO_MO-IL | MISO_W | MISO_MO-IL | 2025 | B13 | 600 | 0 | 3800 | 3800 | 3800 | 3800 | 0 | 2787.36 | 2.8488 | 11.8344 | 6.0656 | 0.45005 | 18.25 | 6.0833
MISO_W_2_MISO_MO-IL | MISO_W | MISO_MO-IL | 2025 | B14 | 900 | 0 | 3800 | 3800 | 3800 | 3800 | 0 | 5237.06 | 12.2855 | 14.1016 | 6.0656 | 2.9112 | 18.25 | 6.0833
MISO_W_2_MISO_MO-IL | MISO_W | MISO_MO-IL | 2025 | B15 | 1203 | 0 | 3800 | 3800 | 3800 | 3800 | 0 | 550.06 | 41.818 | 13.2232 | 6.0656 | 13.2457 | 18.25 | 6.0833
MISO_W_2_MISO_MO-IL | MISO_W | MISO_MO-IL | 2025 | B16 | 25 | 0 | 3800 | 3800 | 3800 | 3800 | 0 | 4748.07 | 10.6711 | 13.2232 | 6.0656 | 0.070242 | 18.25 | 6.0833
MISO_W_2_MISO_MO-IL | MISO_W | MISO_MO-IL | 2025 | B17 | 100 | 0 | 3800 | 3800 | 3800 | 3800 | 0 | 5006.19 | 5.1753 | 15.3835 | 6.0656 | 0.13626 | 18.25 | 6.0833
MISO_W_2_MISO_MO-IL | MISO_W | MISO_MO-IL | 2025 | B18 | 400 | 0 | 3800 | 3510.9 | 3800 | 3800 | 0 | 2231.37 | 0 | 11.9768 | 6.0656 | 0 | 18.25 | 6.0833
MISO_W_2_MISO_MO-IL | MISO_W | MISO_MO-IL | 2025 | B19 | 700 | 0 | 3800 | 2490.64 | 3800 | 3800 | 0 | 2103.22 | 0 | 13.2707 | 6.0656 | 0 | 18.25 | 6.0833
MISO_W_2_MISO_MO-IL | MISO_W | MISO_MO-IL | 2025 | B20 | 935 | 0 | 3800 | 3800 | 3800 | 3800 | 0 | 467.07 | 12.7009 | 12.1668 | 6.0656 | 3.1267 | 18.25 | 6.0833
MISO_W_2_MISO_MO-IL | MISO_W | MISO_MO-IL | 2030 | B1 | 10 | 0 | 3800 | 0 | 3800 | 3800 | 0 | 1503.73 | 0 | 15.8108 | 7.3238 | 0 | 22.0078 | 7.3359
MISO_W_2_MISO_MO-IL | MISO_W | MISO_MO-IL | 2030 | B2 | 25 | 0 | 3800 | 3709.61 | 3800 | 3800 | 0 | 0 | 0 | 16.8554 | 7.2526 | 0 | 22.0078 | 7.3359
MISO_W_2_MISO_MO-IL | MISO_W | MISO_MO-IL | 2030 | B3 | 75 | 0 | 3800 | 0 | 3800 | 3800 | 0 | 0 | 0 | 10.8967 | 6.7422 | 0 | 22.0078 | 7.3359
MISO_W_2_MISO_MO-IL | MISO_W | MISO_MO-IL | 2030 | B4 | 100 | 0 | 3800 | 0 | 3800 | 3800 | 0 | 3240.37 | 0 | 11.9887 | 7.3238 | 0 | 22.0078 | 7.3359
MISO_W_2_MISO_MO-IL | MISO_W | MISO_MO-IL | 2030 | B5 | 200 | 0 | 3800 | 0 | 3800 | 3800 | 0 | 0 | 0 | 21.6746 | 7.2526 | 0 | 22.0078 | 7.3359
MISO_W_2_MISO_MO-IL | MISO_W | MISO_MO-IL | 2030 | B6 | 300 | 0 | 3800 | 0 | 3800 | 3800 | 0 | 2091.05 | 0 | 10.5762 | 7.3238 | 0 | 22.0078 | 7.3359
MISO_W_2_MISO_MO-IL | MISO_W | MISO_MO-IL | 2030 | B7 | 400 | 0 | 3800 | 1654.19 | 3800 | 3800 | 0 | 334.66 | 0 | 16.2856 | 7.3238 | 0 | 22.0078 | 7.3359
MISO_W_2_MISO_MO-IL | MISO_W | MISO_MO-IL | 2030 | B8 | 500 | 0 | 3800 | 2745.89 | 3800 | 3800 | 0 | 3363.57 | 0 | 21.1405 | 7.3238 | 0 | 22.0078 | 7.3359
MISO_W_2_MISO_MO-IL | MISO_W | MISO_MO-IL | 2030 | B9 | 800 | 0 | 3800 | 1322.06 | 3800 | 3800 | 0 | 0 | 0 | 20.9505 | 7.2526 | 0 | 22.0078 | 7.3359
MISO_W_2_MISO_MO-IL | MISO_W | MISO_MO-IL | 2030 | B10 | 1262 | 1262 | 3800 | 3800 | 3800 | 3800 | 1176.32 | 13752.52 | 0.24927 | 21.9951 | 7.3238 | 0.056937 | 22.0078 | 7.3359
MISO_W_2_MISO_MO-IL | MISO_W | MISO_MO-IL | 2030 | B11 | 25 | 0 | 3800 | 0 | 3800 | 3800 | 0 | 3531.87 | 0 | 15.2411 | 7.3238 | 0 | 22.0078 | 7.3359
MISO_W_2_MISO_MO-IL | MISO_W | MISO_MO-IL | 2030 | B12 | 200 | 0 | 3800 | 1365.24 | 3800 | 3800 | 0 | 5550 | 0 | 17.71 | 7.3238 | 0 | 22.0078 | 7.3359
MISO_W_2_MISO_MO-IL | MISO_W | MISO_MO-IL | 2030 | B13 | 600 | 0 | 3800 | 3607.47 | 3800 | 3800 | 0 | 5819.33 | 0 | 18.3392 | 7.3238 | 0 | 22.0078 | 7.3359
MISO_W_2_MISO_MO-IL | MISO_W | MISO_MO-IL | 2030 | B14 | 900 | 0 | 3800 | 3800 | 3800 | 3800 | 0 | 6913 | 54.9818 | 20.274 | 7.3238 | 8.9563 | 22.0078 | 7.3359
MISO_W_2_MISO_MO-IL | MISO_W | MISO_MO-IL | 2030 | B15 | 1203 | 1203 | 3800 | 3800 | 3800 | 3800 | 1259.54 | 14774.28 | 58.6141 | 21.9951 | 7.3238 | 12.7625 | 22.0078 | 7.3359
MISO_W_2_MISO_MO-IL | MISO_W | MISO_MO-IL | 2030 | B16 | 25 | 0 | 3800 | 3800 | 3800 | 3800 | 0 | 6263.54 | 1.9348 | 21.6746 | 7.3238 | 0.0087548 | 22.0078 | 7.3359
MISO_W_2_MISO_MO-IL | MISO_W | MISO_MO-IL | 2030 | B17 | 100 | 0 | 3800 | 3800 | 3800 | 3800 | 0 | 8103.72 | 2.101 | 21.6746 | 7.3238 | 0.038027 | 22.0078 | 7.3359
MISO_W_2_MISO_MO-IL | MISO_W | MISO_MO-IL | 2030 | B18 | 400 | 0 | 3800 | 3800 | 3800 | 3800 | 0 | 3835.87 | 0.01187 | 18.0424 | 7.3238 | 0.00085937 | 22.0078 | 7.3359
MISO_W_2_MISO_MO-IL | MISO_W | MISO_MO-IL | 2030 | B19 | 700 | 0 | 3800 | 3800 | 3800 | 3800 | 0 | 1874.18 | 0.01187 | 18.1611 | 7.3238 | 0.0015039 | 22.0078 | 7.3359
MISO_W_2_MISO_MO-IL | MISO_W | MISO_MO-IL | 2030 | B20 | 935 | 935 | 3800 | 3800 | 3800 | 3800 | 1488.03 | 13889.95 | 44.4294 | 21.9951 | 7.3238 | 7.5188 | 22.0078 | 7.3359
MISO_W_2_MISO_MO-IL | MISO_W | MISO_MO-IL | 2035 | B1 | 10 | 0 | 3800 | 329.32 | 3800 | 3800 | 0 | 0 | 0 | 21.093 | 7.027 | 0 | 31.5859 | 10.5286
MISO_W_2_MISO_MO-IL | MISO_W | MISO_MO-IL | 2035 | B2 | 25 | 0 | 3800 | 2950.5 | 3800 | 3800 | 0 | 0 | 0 | 27.0755 | 10.3625 | 0 | 31.5859 | 10.5286
MISO_W_2_MISO_MO-IL | MISO_W | MISO_MO-IL | 2035 | B3 | 75 | 0 | 3800 | 0 | 3800 | 3800 | 0 | 0 | 0 | 27.9776 | 9.3179 | 0 | 31.5859 | 10.5286
MISO_W_2_MISO_MO-IL | MISO_W | MISO_MO-IL | 2035 | B4 | 100 | 0 | 3800 | 0 | 3800 | 3800 | 0 | 0 | 0 | 31.0875 | 10.3625 | 0 | 31.5859 | 10.5286
MISO_W_2_MISO_MO-IL | MISO_W | MISO_MO-IL | 2035 | B5 | 200 | 0 | 3800 | 0 | 3800 | 3800 | 0 | 0 | 0 | 24.7015 | 9.3179 | 0 | 31.5859 | 10.5286
MISO_W_2_MISO_MO-IL | MISO_W | MISO_MO-IL | 2035 | B6 | 300 | 0 | 3800 | 0 | 3800 | 3800 | 0 | 0 | 0 | 15.6447 | 9.7097 | 0 | 31.5859 | 10.5286
MISO_W_2_MISO_MO-IL | MISO_W | MISO_MO-IL | 2035 | B7 | 400 | 0 | 3800 | 0 | 3800 | 3800 | 0 | 0 | 0 | 27.1586 | 8.1903 | 0 | 31.5859 | 10.5286
MISO_W_2_MISO_MO-IL | MISO_W | MISO_MO-IL | 2035 | B8 | 500 | 0 | 3800 | 595.74 | 3800 | 3800 | 0 | 0 | 0 | 31.0875 | 10.3863 | 0 | 31.5859 | 10.5286
MISO_W_2_MISO_MO-IL | MISO_W | MISO_MO-IL | 2035 | B9 | 800 | 0 | 3800 | 211.43 | 3800 | 3800 | 0 | 0 | 0 | 26.9568 | 10.3506 | 0 | 31.5859 | 10.5286
MISO_W_2_MISO_MO-IL | MISO_W | MISO_MO-IL | 2035 | B10 | 1262 | 0 | 3800 | 3800 | 3800 | 3800 | 0 | 0 | 8.4752 | 29.2358 | 10.3744 | 1.9359 | 31.5859 | 10.5286
MISO_W_2_MISO_MO-IL | MISO_W | MISO_MO-IL | 2035 | B11 | 25 | 0 | 3800 | 0 | 3800 | 3800 | 0 | 0 | 0 | 25.1525 | 10.3506 | 0 | 31.5859 | 10.5286
MISO_W_2_MISO_MO-IL | MISO_W | MISO_MO-IL | 2035 | B12 | 200 | 0 | 3800 | 1805.68 | 3800 | 3800 | 0 | 0 | 0 | 21.093 | 7.027 | 0 | 31.5859 | 10.5286
MISO_W_2_MISO_MO-IL | MISO_W | MISO_MO-IL | 2035 | B13 | 600 | 0 | 3800 | 3795.86 | 3800 | 3800 | 0 | 0 | 0 | 21.093 | 9.1993 | 0 | 31.5859 | 10.5286
MISO_W_2_MISO_MO-IL | MISO_W | MISO_MO-IL | 2035 | B14 | 900 | 0 | 3800 | 3800 | 3800 | 3800 | 0 | 0 | 58.5666 | 23.3958 | 8.2615 | 9.5403 | 31.5859 | 10.5286
MISO_W_2_MISO_MO-IL | MISO_W | MISO_MO-IL | 2035 | B15 | 1203 | 0 | 3800 | 3800 | 3800 | 3800 | 0 | 0 | 90.9717 | 21.093 | 7.9054 | 19.808 | 31.5859 | 10.5286
MISO_W_2_MISO_MO-IL | MISO_W | MISO_MO-IL | 2035 | B16 | 25 | 0 | 3800 | 3800 | 3800 | 3800 | 0 | 0 | 49.2249 | 21.093 | 9.864 | 0.22274 | 31.5859 | 10.5286
MISO_W_2_MISO_MO-IL | MISO_W | MISO_MO-IL | 2035 | B17 | 100 | 0 | 3800 | 3800 | 3800 | 3800 | 0 | 0 | 51.6938 | 23.3008 | 9.2586 | 0.93564 | 31.5859 | 10.5286
MISO_W_2_MISO_MO-IL | MISO_W | MISO_MO-IL | 2035 | B18 | 400 | 0 | 3800 | 3800 | 3800 | 3800 | 0 | 0 | 19.6805 | 21.7933 | 9.128 | 1.4248 | 31.5859 | 10.5286
MISO_W_2_MISO_MO-IL | MISO_W | MISO_MO-IL | 2035 | B19 | 700 | 0 | 3800 | 3800 | 3800 | 3800 | 0 | 0 | 19.0039 | 23.7519 | 9.2586 | 2.4077 | 31.5859 | 10.5286
MISO_W_2_MISO_MO-IL | MISO_W | MISO_MO-IL | 2035 | B20 | 935 | 0 | 3800 | 3800 | 3800 | 3800 | 0 | 0 | 34.5061 | 21.093 | 8.2615 | 5.8395 | 31.5859 | 10.5286
MISO_W_2_MISO_MO-IL | MISO_W | MISO_MO-IL | 2040 | B1 | 10 | 0 | 3800 | 538.42 | 3800 | 3800 | 0 | 0 | 0 | 18.8377 | 6.2674 | 0 | 36.3477 | 12.1159
MISO_W_2_MISO_MO-IL | MISO_W | MISO_MO-IL | 2040 | B2 | 25 | 25 | 3800 | 2774.56 | 3800 | 3800 | 276.32 | 7978.89 | 0 | 21.1167 | 7.027 | 0 | 36.3477 | 12.1159
MISO_W_2_MISO_MO-IL | MISO_W | MISO_MO-IL | 2040 | B3 | 75 | 75 | 3800 | 212.69 | 3800 | 3800 | 6919.11 | 5469.99 | 0 | 21.1167 | 7.027 | 0 | 36.3477 | 12.1159
MISO_W_2_MISO_MO-IL | MISO_W | MISO_MO-IL | 2040 | B4 | 100 | 100 | 3800 | 0 | 3800 | 3800 | 4857.79 | 10494.86 | 0 | 21.1167 | 7.027 | 0 | 36.3477 | 12.1159
MISO_W_2_MISO_MO-IL | MISO_W | MISO_MO-IL | 2040 | B5 | 200 | 0 | 3800 | 0 | 3800 | 3800 | 0 | 9344.82 | 0 | 18.0424 | 7.027 | 0 | 36.3477 | 12.1159
MISO_W_2_MISO_MO-IL | MISO_W | MISO_MO-IL | 2040 | B6 | 300 | 0 | 3800 | 0 | 3800 | 3800 | 0 | 5470.53 | 0 | 4.9973 | 7.027 | 0 | 36.3477 | 12.1159
MISO_W_2_MISO_MO-IL | MISO_W | MISO_MO-IL | 2040 | B7 | 400 | 400 | 3800 | 0 | 3800 | 3800 | 5936.19 | 8352.44 | 0 | 21.1167 | 7.027 | 0 | 36.3477 | 12.1159
MISO_W_2_MISO_MO-IL | MISO_W | MISO_MO-IL | 2040 | B8 | 500 | 500 | 3800 | 290.65 | 3800 | 3800 | 12324.07 | 7950.57 | 0 | 21.1167 | 7.027 | 0 | 36.3477 | 12.1159
MISO_W_2_MISO_MO-IL | MISO_W | MISO_MO-IL | 2040 | B9 | 800 | 800 | 3800 | 2861.11 | 3800 | 3800 | 7816.61 | 11461.61 | 0 | 21.1167 | 7.027 | 0 | 36.3477 | 12.1159
MISO_W_2_MISO_MO-IL | MISO_W | MISO_MO-IL | 2040 | B10 | 1262 | 0 | 3800 | 3800 | 3800 | 3800 | 0 | 0 | 11.9412 | 18.8377 | 6.2674 | 2.9036 | 36.3477 | 12.1159
MISO_W_2_MISO_MO-IL | MISO_W | MISO_MO-IL | 2040 | B11 | 25 | 25 | 3800 | 0 | 3800 | 3800 | 7519.71 | 9014 | 0 | 21.1167 | 7.027 | 0 | 36.3477 | 12.1159
MISO_W_2_MISO_MO-IL | MISO_W | MISO_MO-IL | 2040 | B12 | 200 | 200 | 3800 | 3286.27 | 3800 | 3800 | 962 | 8599.06 | 0 | 21.1167 | 7.027 | 0 | 36.3477 | 12.1159
MISO_W_2_MISO_MO-IL | MISO_W | MISO_MO-IL | 2040 | B13 | 600 | 0 | 3800 | 3800 | 3800 | 3800 | 0 | 4726.96 | 62.7686 | 18.8377 | 7.027 | 7.2565 | 36.3477 | 12.1159
MISO_W_2_MISO_MO-IL | MISO_W | MISO_MO-IL | 2040 | B14 | 900 | 0 | 3800 | 3800 | 3800 | 3800 | 0 | 0 | 98.3073 | 18.8377 | 6.6353 | 17.0475 | 36.3477 | 12.1159
MISO_W_2_MISO_MO-IL | MISO_W | MISO_MO-IL | 2040 | B15 | 1203 | 0 | 3800 | 3800 | 3800 | 3800 | 0 | 0 | 24.4285 | 18.8377 | 6.2674 | 5.6623 | 36.3477 | 12.1159
MISO_W_2_MISO_MO-IL | MISO_W | MISO_MO-IL | 2040 | B16 | 25 | 25 | 3800 | 3800 | 3800 | 3800 | 2949.97 | 18040.08 | 88.0398 | 21.1167 | 7.027 | 0.42408 | 36.3477 | 12.1159
MISO_W_2_MISO_MO-IL | MISO_W | MISO_MO-IL | 2040 | B17 | 100 | 0 | 3800 | 3800 | 3800 | 3800 | 0 | 8485.1 | 86.6629 | 19.0395 | 7.027 | 1.6698 | 36.3477 | 12.1159
MISO_W_2_MISO_MO-IL | MISO_W | MISO_MO-IL | 2040 | B18 | 400 | 0 | 3800 | 3800 | 3800 | 3800 | 0 | 6648.37 | 63.6944 | 18.897 | 7.027 | 4.909 | 36.3477 | 12.1159
MISO_W_2_MISO_MO-IL | MISO_W | MISO_MO-IL | 2040 | B19 | 700 | 0 | 3800 | 3800 | 3800 | 3800 | 0 | 2995.55 | 63.6944 | 18.8377 | 7.027 | 8.5908 | 36.3477 | 12.1159
MISO_W_2_MISO_MO-IL | MISO_W | MISO_MO-IL | 2040 | B20 | 935 | 0 | 3800 | 3673.07 | 3800 | 3800 | 0 | 0 | 0 | 18.8377 | 6.2674 | 0 | 36.3477 | 12.1159
MISO_W_2_MISO_MO-IL | MISO_W | MISO_MO-IL | 2045 | B1 | 10 | 0 | 3800 | 813.84 | 3800 | 3800 | 0 | 0 | 0 | 7.9885 | 3.0031 | 0 | 11.7728 | 3.9243
MISO_W_2_MISO_MO-IL | MISO_W | MISO_MO-IL | 2045 | B2 | 25 | 0 | 3800 | 3800 | 3800 | 3800 | 0 | 8179.29 | 18.1255 | 10.3981 | 3.6441 | 0.1708 | 11.7728 | 3.9243
MISO_W_2_MISO_MO-IL | MISO_W | MISO_MO-IL | 2045 | B3 | 75 | 75 | 3800 | 69.5 | 3800 | 3800 | 7039.31 | 8335.88 | 0 | 10.9679 | 3.6441 | 0 | 11.7728 | 3.9243
MISO_W_2_MISO_MO-IL | MISO_W | MISO_MO-IL | 2045 | B4 | 100 | 100 | 3800 | 0 | 3800 | 3800 | 4340.6 | 11692.61 | 0 | 10.9679 | 3.6441 | 0 | 11.7728 | 3.9243
MISO_W_2_MISO_MO-IL | MISO_W | MISO_MO-IL | 2045 | B5 | 200 | 0 | 3800 | 0 | 3800 | 3800 | 0 | 10224.24 | 0 | 6.754 | 3.6441 | 0 | 11.7728 | 3.9243
MISO_W_2_MISO_MO-IL | MISO_W | MISO_MO-IL | 2045 | B6 | 300 | 0 | 3800 | 0 | 3800 | 3800 | 0 | 7660.47 | 0 | 6.5641 | 3.6441 | 0 | 11.7728 | 3.9243
MISO_W_2_MISO_MO-IL | MISO_W | MISO_MO-IL | 2045 | B7 | 400 | 400 | 3800 | 0 | 3800 | 3800 | 7143.66 | 11944.75 | 0 | 10.9679 | 3.6441 | 0 | 11.7728 | 3.9243
MISO_W_2_MISO_MO-IL | MISO_W | MISO_MO-IL | 2045 | B8 | 500 | 500 | 3800 | 737.54 | 3800 | 3800 | 12809.02 | 13126.88 | 0 | 10.9679 | 3.6441 | 0 | 11.7728 | 3.9243
MISO_W_2_MISO_MO-IL | MISO_W | MISO_MO-IL | 2045 | B9 | 800 | 800 | 3800 | 1397.06 | 3800 | 3800 | 9618.47 | 13626.05 | 0 | 10.9679 | 3.6441 | 0 | 11.7728 | 3.9243
MISO_W_2_MISO_MO-IL | MISO_W | MISO_MO-IL | 2045 | B10 | 1262 | 0 | 3800 | 3408.53 | 3800 | 3800 | 0 | 0 | 0 | 7.9885 | 2.6589 | 0 | 11.7728 | 3.9243
MISO_W_2_MISO_MO-IL | MISO_W | MISO_MO-IL | 2045 | B11 | 25 | 25 | 3800 | 0 | 3800 | 3800 | 5509.43 | 13225.88 | 0 | 10.9679 | 3.6441 | 0 | 11.7728 | 3.9243
MISO_W_2_MISO_MO-IL | MISO_W | MISO_MO-IL | 2045 | B12 | 200 | 0 | 3800 | 3523.25 | 3800 | 3800 | 0 | 5506.74 | 0 | 7.9885 | 3.6441 | 0 | 11.7728 | 3.9243
MISO_W_2_MISO_MO-IL | MISO_W | MISO_MO-IL | 2045 | B13 | 600 | 0 | 3800 | 3494.63 | 3800 | 3800 | 0 | 3399.17 | 0 | 7.9885 | 3.6441 | 0 | 11.7728 | 3.9243
MISO_W_2_MISO_MO-IL | MISO_W | MISO_MO-IL | 2045 | B14 | 900 | 0 | 3800 | 3800 | 3800 | 3800 | 0 | 0 | 24.6065 | 7.9885 | 2.742 | 8.3475 | 11.7728 | 3.9243
MISO_W_2_MISO_MO-IL | MISO_W | MISO_MO-IL | 2045 | B15 | 1203 | 0 | 3800 | 3800 | 3800 | 3800 | 0 | 0 | 2.6351 | 7.9885 | 2.8844 | 1.1949 | 11.7728 | 3.9243
MISO_W_2_MISO_MO-IL | MISO_W | MISO_MO-IL | 2045 | B16 | 25 | 0 | 3800 | 3800 | 3800 | 3800 | 0 | 8913.42 | 52.3348 | 10.3981 | 3.6441 | 0.49317 | 11.7728 | 3.9243
MISO_W_2_MISO_MO-IL | MISO_W | MISO_MO-IL | 2045 | B17 | 100 | 100 | 3800 | 3800 | 3800 | 3800 | 823.21 | 4141.42 | 126.4392 | 10.9679 | 3.6441 | 4.7659 | 11.7728 | 3.9243
MISO_W_2_MISO_MO-IL | MISO_W | MISO_MO-IL | 2045 | B18 | 400 | 0 | 3800 | 3800 | 3800 | 3800 | 0 | 3278.52 | 4.8073 | 7.9885 | 3.6441 | 0.72482 | 11.7728 | 3.9243
MISO_W_2_MISO_MO-IL | MISO_W | MISO_MO-IL | 2045 | B19 | 700 | 0 | 3800 | 3717.46 | 3800 | 3800 | 0 | 0 | 0 | 7.9885 | 3.6085 | 0 | 11.7728 | 3.9243
MISO_W_2_MISO_MO-IL | MISO_W | MISO_MO-IL | 2045 | B20 | 935 | 0 | 3800 | 2884.14 | 3800 | 3800 | 0 | 0 | 0 | 7.9885 | 2.6589 | 0 | 11.7728 | 3.9243
MISO_W_2_MISO_MO-IL | MISO_W | MISO_MO-IL | 2050 | B1 | 10 | 0 | 3800 | 1354.93 | 3800 | 3800 | 0 | 0 | 0 | 9.6978 | 3.2286 | 0 | 14.5951 | 4.865
MISO_W_2_MISO_MO-IL | MISO_W | MISO_MO-IL | 2050 | B2 | 25 | 0 | 3800 | 3800 | 3800 | 3800 | 0 | 7508.58 | 24.9389 | 10.41 | 4.2969 | 0.28999 | 14.5951 | 4.865
MISO_W_2_MISO_MO-IL | MISO_W | MISO_MO-IL | 2050 | B3 | 75 | 75 | 3800 | 786.02 | 3800 | 3800 | 3894.02 | 9222.1 | 0 | 12.9027 | 4.2969 | 0 | 14.5951 | 4.865
MISO_W_2_MISO_MO-IL | MISO_W | MISO_MO-IL | 2050 | B4 | 100 | 100 | 3800 | 0 | 3800 | 3800 | 3600.04 | 11819.26 | 0 | 12.9027 | 4.2969 | 0 | 14.5951 | 4.865
MISO_W_2_MISO_MO-IL | MISO_W | MISO_MO-IL | 2050 | B5 | 200 | 0 | 3800 | 0 | 3800 | 3800 | 0 | 8067.77 | 0 | 4.9973 | 4.2969 | 0 | 14.5951 | 4.865
MISO_W_2_MISO_MO-IL | MISO_W | MISO_MO-IL | 2050 | B6 | 300 | 0 | 3800 | 0 | 3800 | 3800 | 0 | 8336.87 | 0 | 4.9973 | 4.2969 | 0 | 14.5951 | 4.865
MISO_W_2_MISO_MO-IL | MISO_W | MISO_MO-IL | 2050 | B7 | 400 | 400 | 3800 | 0 | 3800 | 3800 | 7155.11 | 14935.02 | 0 | 12.9027 | 4.2969 | 0 | 14.5951 | 4.865
MISO_W_2_MISO_MO-IL | MISO_W | MISO_MO-IL | 2050 | B8 | 500 | 500 | 3800 | 2867.58 | 3800 | 3800 | 6427.86 | 12085.83 | 0 | 12.9027 | 4.2969 | 0 | 14.5951 | 4.865
MISO_W_2_MISO_MO-IL | MISO_W | MISO_MO-IL | 2050 | B9 | 800 | 800 | 3800 | 2941.64 | 3800 | 3800 | 4429.55 | 8457.99 | 0 | 12.9027 | 4.2969 | 0 | 14.5951 | 4.865
MISO_W_2_MISO_MO-IL | MISO_W | MISO_MO-IL | 2050 | B10 | 1262 | 1262 | 3800 | 1774.25 | 3800 | 3800 | 2342.5 | 0 | 0 | 12.9027 | 4.1782 | 0 | 14.5951 | 4.865
MISO_W_2_MISO_MO-IL | MISO_W | MISO_MO-IL | 2050 | B11 | 25 | 0 | 3800 | 0 | 3800 | 3800 | 0 | 10418.56 | 0 | 9.6978 | 4.2969 | 0 | 14.5951 | 4.865
MISO_W_2_MISO_MO-IL | MISO_W | MISO_MO-IL | 2050 | B12 | 200 | 0 | 3800 | 2496.51 | 3800 | 3800 | 0 | 5638.9 | 0 | 9.6978 | 4.2969 | 0 | 14.5951 | 4.865
MISO_W_2_MISO_MO-IL | MISO_W | MISO_MO-IL | 2050 | B13 | 600 | 0 | 3800 | 3385.59 | 3800 | 3800 | 0 | 2802.5 | 0 | 9.6978 | 4.2969 | 0 | 14.5951 | 4.865
MISO_W_2_MISO_MO-IL | MISO_W | MISO_MO-IL | 2050 | B14 | 900 | 0 | 3800 | 3800 | 3800 | 3800 | 0 | 0 | 28.3337 | 9.6978 | 3.2286 | 11.8606 | 14.5951 | 4.865
MISO_W_2_MISO_MO-IL | MISO_W | MISO_MO-IL | 2050 | B15 | 1203 | 1203 | 3800 | 2062.46 | 3800 | 3800 | 7273.56 | 4667.56 | 0 | 12.9027 | 4.2969 | 0 | 14.5951 | 4.865
MISO_W_2_MISO_MO-IL | MISO_W | MISO_MO-IL | 2050 | B16 | 25 | 0 | 3800 | 3800 | 3800 | 3800 | 0 | 11133.83 | 49.9846 | 9.7215 | 4.2969 | 0.58122 | 14.5951 | 4.865
MISO_W_2_MISO_MO-IL | MISO_W | MISO_MO-IL | 2050 | B17 | 100 | 0 | 3800 | 3800 | 3800 | 3800 | 0 | 7092.2 | 24.013 | 12.7009 | 4.2969 | 1.1169 | 14.5951 | 4.865
MISO_W_2_MISO_MO-IL | MISO_W | MISO_MO-IL | 2050 | B18 | 400 | 0 | 3800 | 3800 | 3800 | 3800 | 0 | 4608.17 | 10.9679 | 9.6978 | 4.2969 | 2.0405 | 14.5951 | 4.865
MISO_W_2_MISO_MO-IL | MISO_W | MISO_MO-IL | 2050 | B19 | 700 | 0 | 3800 | 3800 | 3800 | 3800 | 0 | 248.99 | 10.9679 | 9.6978 | 4.2969 | 3.5709 | 14.5951 | 4.865
MISO_W_2_MISO_MO-IL | MISO_W | MISO_MO-IL | 2050 | B20 | 935 | 935 | 3800 | 928.44 | 3800 | 3800 | 4752.89 | 0 | 0 | 12.9027 | 3.2286 | 0 | 14.5951 | 4.865
MISO_W_2_MISO_WUMS | MISO_W | MISO_WUMS | 2015 | B1 | 10 | 0 | 1629 | 68.06 | 0 | 0 | 0 | 0 | 0 | 0 | 0 | 0 | 0 | 0
MISO_W_2_MISO_WUMS | MISO_W | MISO_WUMS | 2015 | B2 | 25 | 0 | 1629 | 0 | 0 | 0 | 0 | 0 | 0 | 0 | 0 | 0 | 0 | 0
MISO_W_2_MISO_WUMS | MISO_W | MISO_WUMS | 2015 | B3 | 75 | 0 | 1629 | 0 | 0 | 0 | 0 | 0 | 0 | 0 | 0 | 0 | 0 | 0
MISO_W_2_MISO_WUMS | MISO_W | MISO_WUMS | 2015 | B4 | 100 | 0 | 1629 | 0 | 0 | 0 | 0 | 0 | 0 | 0 | 0 | 0 | 0 | 0
MISO_W_2_MISO_WUMS | MISO_W | MISO_WUMS | 2015 | B5 | 200 | 0 | 1629 | 0 | 0 | 0 | 0 | 0 | 0 | 0 | 0 | 0 | 0 | 0
MISO_W_2_MISO_WUMS | MISO_W | MISO_WUMS | 2015 | B6 | 300 | 0 | 1629 | 0 | 0 | 0 | 0 | 0 | 0 | 0 | 0 | 0 | 0 | 0
MISO_W_2_MISO_WUMS | MISO_W | MISO_WUMS | 2015 | B7 | 400 | 0 | 1629 | 0 | 0 | 0 | 0 | 0 | 0 | 0 | 0 | 0 | 0 | 0
MISO_W_2_MISO_WUMS | MISO_W | MISO_WUMS | 2015 | B8 | 500 | 0 | 1629 | 0 | 0 | 0 | 0 | 0 | 0 | 0 | 0 | 0 | 0 | 0
MISO_W_2_MISO_WUMS | MISO_W | MISO_WUMS | 2015 | B9 | 800 | 0 | 1629 | 0 | 0 | 0 | 0 | 0 | 0 | 0 | 0 | 0 | 0 | 0
MISO_W_2_MISO_WUMS | MISO_W | MISO_WUMS | 2015 | B10 | 1262 | 0 | 1629 | 0 | 0 | 0 | 0 | 0 | 0 | 0 | 0 | 0 | 0 | 0
MISO_W_2_MISO_WUMS | MISO_W | MISO_WUMS | 2015 | B11 | 25 | 0 | 1629 | 0 | 0 | 0 | 0 | 0 | 0 | 0 | 0 | 0 | 0 | 0
MISO_W_2_MISO_WUMS | MISO_W | MISO_WUMS | 2015 | B12 | 200 | 0 | 1629 | 0 | 0 | 0 | 0 | 0 | 0 | 0 | 0 | 0 | 0 | 0
MISO_W_2_MISO_WUMS | MISO_W | MISO_WUMS | 2015 | B13 | 600 | 0 | 1629 | 0 | 0 | 0 | 0 | 0 | 0 | 0 | 0 | 0 | 0 | 0
MISO_W_2_MISO_WUMS | MISO_W | MISO_WUMS | 2015 | B14 | 900 | 0 | 1629 | 0 | 0 | 0 | 0 | 0 | 0 | 0 | 0 | 0 | 0 | 0
MISO_W_2_MISO_WUMS | MISO_W | MISO_WUMS | 2015 | B15 | 1203 | 0 | 1629 | 0 | 0 | 0 | 0 | 0 | 0 | 0 | 0 | 0 | 0 | 0
MISO_W_2_MISO_WUMS | MISO_W | MISO_WUMS | 2015 | B16 | 25 | 0 | 1629 | 0 | 0 | 0 | 0 | 0 | 0 | 0 | 0 | 0 | 0 | 0
MISO_W_2_MISO_WUMS | MISO_W | MISO_WUMS | 2015 | B17 | 100 | 0 | 1629 | 0 | 0 | 0 | 0 | 0 | 0 | 0 | 0 | 0 | 0 | 0
MISO_W_2_MISO_WUMS | MISO_W | MISO_WUMS | 2015 | B18 | 400 | 0 | 1629 | 320.63 | 0 | 0 | 0 | 0 | 0 | 0 | 0 | 0 | 0 | 0
MISO_W_2_MISO_WUMS | MISO_W | MISO_WUMS | 2015 | B19 | 700 | 0 | 1629 | 0 | 0 | 0 | 0 | 0 | 0 | 0 | 0 | 0 | 0 | 0
MISO_W_2_MISO_WUMS | MISO_W | MISO_WUMS | 2015 | B20 | 935 | 0 | 1629 | 522.46 | 0 | 0 | 0 | 0 | 0 | 0 | 0 | 0 | 0 | 0
MISO_W_2_MISO_WUMS | MISO_W | MISO_WUMS | 2020 | B1 | 10 | 0 | 1629 | 0 | 0 | 0 | 0 | 0 | 0 | 0 | 0 | 0 | 0 | 0
MISO_W_2_MISO_WUMS | MISO_W | MISO_WUMS | 2020 | B2 | 25 | 0 | 1629 | 0 | 0 | 0 | 0 | 0 | 0 | 0 | 0 | 0 | 0 | 0
MISO_W_2_MISO_WUMS | MISO_W | MISO_WUMS | 2020 | B3 | 75 | 0 | 1629 | 0 | 0 | 0 | 0 | 0 | 0 | 0 | 0 | 0 | 0 | 0
MISO_W_2_MISO_WUMS | MISO_W | MISO_WUMS | 2020 | B4 | 100 | 0 | 1629 | 0 | 0 | 0 | 0 | 0 | 0 | 0 | 0 | 0 | 0 | 0
MISO_W_2_MISO_WUMS | MISO_W | MISO_WUMS | 2020 | B5 | 200 | 0 | 1629 | 0 | 0 | 0 | 0 | 0 | 0 | 0 | 0 | 0 | 0 | 0
MISO_W_2_MISO_WUMS | MISO_W | MISO_WUMS | 2020 | B6 | 300 | 0 | 1629 | 0 | 0 | 0 | 0 | 0 | 0 | 0 | 0 | 0 | 0 | 0
MISO_W_2_MISO_WUMS | MISO_W | MISO_WUMS | 2020 | B7 | 400 | 0 | 1629 | 0 | 0 | 0 | 0 | 0 | 0 | 0 | 0 | 0 | 0 | 0
MISO_W_2_MISO_WUMS | MISO_W | MISO_WUMS | 2020 | B8 | 500 | 0 | 1629 | 0 | 0 | 0 | 0 | 0 | 0 | 0 | 0 | 0 | 0 | 0
MISO_W_2_MISO_WUMS | MISO_W | MISO_WUMS | 2020 | B9 | 800 | 0 | 1629 | 0 | 0 | 0 | 0 | 0 | 0 | 0 | 0 | 0 | 0 | 0
MISO_W_2_MISO_WUMS | MISO_W | MISO_WUMS | 2020 | B10 | 1262 | 0 | 1629 | 0 | 0 | 0 | 0 | 0 | 0 | 0 | 0 | 0 | 0 | 0
MISO_W_2_MISO_WUMS | MISO_W | MISO_WUMS | 2020 | B11 | 25 | 0 | 1629 | 0 | 0 | 0 | 0 | 0 | 0 | 0 | 0 | 0 | 0 | 0
MISO_W_2_MISO_WUMS | MISO_W | MISO_WUMS | 2020 | B12 | 200 | 0 | 1629 | 0 | 0 | 0 | 0 | 0 | 0 | 0 | 0 | 0 | 0 | 0
MISO_W_2_MISO_WUMS | MISO_W | MISO_WUMS | 2020 | B13 | 600 | 0 | 1629 | 225.93 | 0 | 0 | 0 | 0 | 0 | 0 | 0 | 0 | 0 | 0
MISO_W_2_MISO_WUMS | MISO_W | MISO_WUMS | 2020 | B14 | 900 | 0 | 1629 | 249.52 | 103.38 | 0 | 0 | 0 | 0 | 0 | 0 | 0 | 0 | 0
MISO_W_2_MISO_WUMS | MISO_W | MISO_WUMS | 2020 | B15 | 1203 | 0 | 1629 | 0 | 162.37 | 0 | 0 | 0 | 0 | 0 | 0 | 0 | 0 | 0
MISO_W_2_MISO_WUMS | MISO_W | MISO_WUMS | 2020 | B16 | 25 | 0 | 1629 | 963.81 | 0 | 0 | 0 | 0 | 0 | 0 | 0 | 0 | 0 | 0
MISO_W_2_MISO_WUMS | MISO_W | MISO_WUMS | 2020 | B17 | 100 | 0 | 1629 | 778.98 | 0 | 0 | 0 | 0 | 0 | 0 | 0 | 0 | 0 | 0
MISO_W_2_MISO_WUMS | MISO_W | MISO_WUMS | 2020 | B18 | 400 | 0 | 1629 | 970.18 | 0 | 0 | 0 | 0 | 0 | 0 | 0 | 0 | 0 | 0
MISO_W_2_MISO_WUMS | MISO_W | MISO_WUMS | 2020 | B19 | 700 | 0 | 1629 | 42.77 | 0 | 0 | 0 | 0 | 0 | 0 | 0 | 0 | 0 | 0
MISO_W_2_MISO_WUMS | MISO_W | MISO_WUMS | 2020 | B20 | 935 | 0 | 1629 | 1075.45 | 473.16 | 0 | 0 | 0 | 0 | 0 | 0 | 0 | 0 | 0
MISO_W_2_MISO_WUMS | MISO_W | MISO_WUMS | 2025 | B1 | 10 | 0 | 1629 | 0 | 1629 | 1629 | 0 | 0 | 0 | 6.849 | 3.7984 | 0 | 19.167 | 6.389
MISO_W_2_MISO_WUMS | MISO_W | MISO_WUMS | 2025 | B2 | 25 | 0 | 1629 | 0 | 1629 | 1629 | 0 | 0 | 0 | 6.849 | 2.279 | 0 | 19.167 | 6.389
MISO_W_2_MISO_WUMS | MISO_W | MISO_WUMS | 2025 | B3 | 75 | 0 | 1629 | 0 | 1629 | 1629 | 0 | 0 | 0 | 6.0062 | 1.9942 | 0 | 19.167 | 6.389
MISO_W_2_MISO_WUMS | MISO_W | MISO_WUMS | 2025 | B4 | 100 | 0 | 1629 | 0 | 984.51 | 1629 | 0 | 0 | 0 | 0 | 2.279 | 0 | 19.167 | 6.389
MISO_W_2_MISO_WUMS | MISO_W | MISO_WUMS | 2025 | B5 | 200 | 0 | 1629 | 0 | 675.76 | 1629 | 0 | 0 | 0 | 0 | 2.647 | 0 | 19.167 | 6.389
MISO_W_2_MISO_WUMS | MISO_W | MISO_WUMS | 2025 | B6 | 300 | 0 | 1629 | 0 | 1435.3 | 1629 | 0 | 0 | 0 | 0 | 2.0416 | 0 | 19.167 | 6.389
MISO_W_2_MISO_WUMS | MISO_W | MISO_WUMS | 2025 | B7 | 400 | 0 | 1629 | 2.14 | 1629 | 1629 | 0 | 0 | 0 | 6.8727 | 2.279 | 0 | 19.167 | 6.389
MISO_W_2_MISO_WUMS | MISO_W | MISO_WUMS | 2025 | B8 | 500 | 0 | 1629 | 147.4 | 1629 | 1629 | 0 | 0 | 0 | 6.8727 | 2.279 | 0 | 19.167 | 6.389
MISO_W_2_MISO_WUMS | MISO_W | MISO_WUMS | 2025 | B9 | 800 | 0 | 1629 | 0 | 1629 | 1629 | 0 | 0 | 0 | 7.4544 | 3.4304 | 0 | 19.167 | 6.389
MISO_W_2_MISO_WUMS | MISO_W | MISO_WUMS | 2025 | B10 | 1262 | 0 | 1629 | 888.06 | 1629 | 1629 | 0 | 0 | 0 | 8.5701 | 5.1397 | 0 | 19.167 | 6.389
MISO_W_2_MISO_WUMS | MISO_W | MISO_WUMS | 2025 | B11 | 25 | 0 | 1629 | 352.33 | 1629 | 1629 | 0 | 0 | 0 | 7.2051 | 3.7984 | 0 | 19.167 | 6.389
MISO_W_2_MISO_WUMS | MISO_W | MISO_WUMS | 2025 | B12 | 200 | 0 | 1629 | 1130.45 | 1629 | 1629 | 0 | 0 | 0 | 6.8965 | 4.3326 | 0 | 19.167 | 6.389
MISO_W_2_MISO_WUMS | MISO_W | MISO_WUMS | 2025 | B13 | 600 | 0 | 1629 | 1225.63 | 1629 | 1629 | 0 | 0 | 0 | 7.3119 | 5.4721 | 0 | 19.167 | 6.389
MISO_W_2_MISO_WUMS | MISO_W | MISO_WUMS | 2025 | B14 | 900 | 0 | 1629 | 1629 | 1629 | 1629 | 0 | 0 | 12.3923 | 9.5791 | 5.4958 | 3.6412 | 19.167 | 6.389
MISO_W_2_MISO_WUMS | MISO_W | MISO_WUMS | 2025 | B15 | 1203 | 0 | 1629 | 1629 | 1629 | 1629 | 0 | 0 | 44.2157 | 10.7305 | 5.4958 | 17.3658 | 19.167 | 6.389
MISO_W_2_MISO_WUMS | MISO_W | MISO_WUMS | 2025 | B16 | 25 | 0 | 1629 | 1629 | 1629 | 1629 | 0 | 0 | 4.6412 | 8.7126 | 5.4721 | 0.037881 | 19.167 | 6.389
MISO_W_2_MISO_WUMS | MISO_W | MISO_WUMS | 2025 | B17 | 100 | 0 | 1629 | 1526.75 | 1629 | 1629 | 0 | 0 | 0 | 10.8729 | 5.4721 | 0 | 19.167 | 6.389
MISO_W_2_MISO_WUMS | MISO_W | MISO_WUMS | 2025 | B18 | 400 | 0 | 1629 | 861.55 | 1629 | 1629 | 0 | 0 | 0 | 7.4544 | 5.0922 | 0 | 19.167 | 6.389
MISO_W_2_MISO_WUMS | MISO_W | MISO_WUMS | 2025 | B19 | 700 | 0 | 1629 | 606.27 | 1629 | 1629 | 0 | 0 | 0 | 8.7601 | 4.9617 | 0 | 19.167 | 6.389
MISO_W_2_MISO_WUMS | MISO_W | MISO_WUMS | 2025 | B20 | 935 | 0 | 1629 | 1629 | 1629 | 1629 | 0 | 0 | 14.7782 | 9.5554 | 4.843 | 4.5111 | 19.167 | 6.389
MISO_W_2_MISO_WUMS | MISO_W | MISO_WUMS | 2030 | B1 | 10 | 0 | 1629 | 0 | 1629 | 1629 | 0 | 0 | 0 | 13.1164 | 6.2317 | 0 | 40.7935 | 13.5978
MISO_W_2_MISO_WUMS | MISO_W | MISO_WUMS | 2030 | B2 | 25 | 0 | 1629 | 0 | 1629 | 1629 | 0 | 0 | 0 | 13.1164 | 6.1605 | 0 | 40.7935 | 13.5978
MISO_W_2_MISO_WUMS | MISO_W | MISO_WUMS | 2030 | B3 | 75 | 0 | 1629 | 0 | 1629 | 1629 | 0 | 0 | 0 | 7.5137 | 5.6383 | 0 | 40.7935 | 13.5978
MISO_W_2_MISO_WUMS | MISO_W | MISO_WUMS | 2030 | B4 | 100 | 0 | 1629 | 0 | 1629 | 1629 | 0 | 0 | 0 | 8.2497 | 6.2317 | 0 | 40.7935 | 13.5978
MISO_W_2_MISO_WUMS | MISO_W | MISO_WUMS | 2030 | B5 | 200 | 0 | 1629 | 0 | 1629 | 1629 | 0 | 0 | 0 | 18.5053 | 6.1605 | 0 | 40.7935 | 13.5978
MISO_W_2_MISO_WUMS | MISO_W | MISO_WUMS | 2030 | B6 | 300 | 0 | 1629 | 0 | 1629 | 1629 | 0 | 0 | 0 | 7.395 | 6.2317 | 0 | 40.7935 | 13.5978
MISO_W_2_MISO_WUMS | MISO_W | MISO_WUMS | 2030 | B7 | 400 | 0 | 1629 | 0 | 1629 | 1629 | 0 | 0 | 0 | 13.1164 | 6.2317 | 0 | 40.7935 | 13.5978
MISO_W_2_MISO_WUMS | MISO_W | MISO_WUMS | 2030 | B8 | 500 | 0 | 1629 | 0 | 1629 | 1629 | 0 | 0 | 0 | 17.9593 | 6.2674 | 0 | 40.7935 | 13.5978
MISO_W_2_MISO_WUMS | MISO_W | MISO_WUMS | 2030 | B9 | 800 | 0 | 1629 | 2.82 | 1629 | 1629 | 0 | 0 | 0 | 18.5053 | 6.1605 | 0 | 40.7935 | 13.5978
MISO_W_2_MISO_WUMS | MISO_W | MISO_WUMS | 2030 | B10 | 1262 | 0 | 1629 | 13.66 | 1629 | 1629 | 0 | 0 | 0 | 23.6569 | 8.7007 | 0 | 40.7935 | 13.5978
MISO_W_2_MISO_WUMS | MISO_W | MISO_WUMS | 2030 | B11 | 25 | 0 | 1629 | 0 | 1629 | 1629 | 0 | 0 | 0 | 13.1164 | 7.0033 | 0 | 40.7935 | 13.5978
MISO_W_2_MISO_WUMS | MISO_W | MISO_WUMS | 2030 | B12 | 200 | 0 | 1629 | 74.61 | 1629 | 1629 | 0 | 0 | 0 | 21.3067 | 7.5493 | 0 | 40.7935 | 13.5978
MISO_W_2_MISO_WUMS | MISO_W | MISO_WUMS | 2030 | B13 | 600 | 0 | 1629 | 175.01 | 1629 | 1629 | 0 | 0 | 0 | 19.1819 | 7.5493 | 0 | 40.7935 | 13.5978
MISO_W_2_MISO_WUMS | MISO_W | MISO_WUMS | 2030 | B14 | 900 | 0 | 1629 | 1629 | 1629 | 1629 | 0 | 0 | 54.7326 | 20.0128 | 7.5493 | 15.5736 | 40.7935 | 13.5978
MISO_W_2_MISO_WUMS | MISO_W | MISO_WUMS | 2030 | B15 | 1203 | 0 | 1629 | 1629 | 1629 | 1629 | 0 | 0 | 62.7448 | 23.5145 | 9.0568 | 23.8641 | 40.7935 | 13.5978
MISO_W_2_MISO_WUMS | MISO_W | MISO_WUMS | 2030 | B16 | 25 | 0 | 1629 | 1629 | 1629 | 1629 | 0 | 0 | 1.6618 | 19.906 | 7.5137 | 0.013135 | 40.7935 | 13.5978
MISO_W_2_MISO_WUMS | MISO_W | MISO_WUMS | 2030 | B17 | 100 | 0 | 1629 | 1629 | 1629 | 1629 | 0 | 0 | 1.6618 | 21.0099 | 7.5493 | 0.052539 | 40.7935 | 13.5978
MISO_W_2_MISO_WUMS | MISO_W | MISO_WUMS | 2030 | B18 | 400 | 0 | 1629 | 446 | 1629 | 1629 | 0 | 0 | 0 | 18.7309 | 7.5256 | 0 | 40.7935 | 13.5978
MISO_W_2_MISO_WUMS | MISO_W | MISO_WUMS | 2030 | B19 | 700 | 0 | 1629 | 118.34 | 1629 | 1629 | 0 | 0 | 0 | 18.8852 | 7.4069 | 0 | 40.7935 | 13.5978
MISO_W_2_MISO_WUMS | MISO_W | MISO_WUMS | 2030 | B20 | 935 | 0 | 1629 | 1629 | 1629 | 1629 | 0 | 0 | 50.3644 | 23.0634 | 8.6058 | 14.888 | 40.7935 | 13.5978
MISO_W_2_MISO_WUMS | MISO_W | MISO_WUMS | 2035 | B1 | 10 | 0 | 1629 | 0 | 1629 | 1629 | 0 | 0 | 0 | 28.6898 | 7.4069 | 0 | 32.6019 | 10.8673
MISO_W_2_MISO_WUMS | MISO_W | MISO_WUMS | 2035 | B2 | 25 | 0 | 1629 | 0 | 1629 | 1629 | 0 | 0 | 0 | 22.3393 | 9.591 | 0 | 32.6019 | 10.8673
MISO_W_2_MISO_WUMS | MISO_W | MISO_WUMS | 2035 | B3 | 75 | 0 | 1629 | 0 | 1629 | 1629 | 0 | 0 | 0 | 22.3037 | 7.4069 | 0 | 32.6019 | 10.8673
MISO_W_2_MISO_WUMS | MISO_W | MISO_WUMS | 2035 | B4 | 100 | 0 | 1629 | 0 | 1629 | 1629 | 0 | 0 | 0 | 25.4374 | 9.591 | 0 | 32.6019 | 10.8673
MISO_W_2_MISO_WUMS | MISO_W | MISO_WUMS | 2035 | B5 | 200 | 0 | 1629 | 0 | 1629 | 1629 | 0 | 0 | 0 | 22.3156 | 7.4069 | 0 | 32.6019 | 10.8673
MISO_W_2_MISO_WUMS | MISO_W | MISO_WUMS | 2035 | B6 | 300 | 0 | 1629 | 0 | 1629 | 1629 | 0 | 0 | 0 | 13.425 | 8.9262 | 0 | 32.6019 | 10.8673
MISO_W_2_MISO_WUMS | MISO_W | MISO_WUMS | 2035 | B7 | 400 | 0 | 1629 | 0 | 1629 | 1629 | 0 | 0 | 0 | 26.2446 | 7.4069 | 0 | 32.6019 | 10.8673
MISO_W_2_MISO_WUMS | MISO_W | MISO_WUMS | 2035 | B8 | 500 | 0 | 1629 | 149.24 | 1629 | 1629 | 0 | 0 | 0 | 31.0875 | 9.6147 | 0 | 32.6019 | 10.8673
MISO_W_2_MISO_WUMS | MISO_W | MISO_WUMS | 2035 | B9 | 800 | 0 | 1629 | 197.99 | 1629 | 1629 | 0 | 0 | 0 | 31.0875 | 9.5791 | 0 | 32.6019 | 10.8673
MISO_W_2_MISO_WUMS | MISO_W | MISO_WUMS | 2035 | B10 | 1262 | 1262 | 1629 | 1629 | 1629 | 1629 | 2974.68 | 7340.47 | 13.8167 | 32.595 | 10.8611 | 2.7568 | 32.6019 | 10.8673
MISO_W_2_MISO_WUMS | MISO_W | MISO_WUMS | 2035 | B11 | 25 | 0 | 1629 | 0 | 1629 | 1629 | 0 | 0 | 0 | 28.6898 | 9.5791 | 0 | 32.6019 | 10.8673
MISO_W_2_MISO_WUMS | MISO_W | MISO_WUMS | 2035 | B12 | 200 | 0 | 1629 | 1629 | 1629 | 1629 | 0 | 0 | 0.90212 | 28.6898 | 7.4425 | 0.028526 | 32.6019 | 10.8673
MISO_W_2_MISO_WUMS | MISO_W | MISO_WUMS | 2035 | B13 | 600 | 0 | 1629 | 1629 | 1629 | 1629 | 0 | 0 | 4.202 | 28.8797 | 10.3506 | 0.39861 | 32.6019 | 10.8673
MISO_W_2_MISO_WUMS | MISO_W | MISO_WUMS | 2035 | B14 | 900 | 0 | 1629 | 1629 | 1629 | 1629 | 0 | 461.92 | 63.9674 | 31.1825 | 10.8611 | 9.1021 | 32.6019 | 10.8673
MISO_W_2_MISO_WUMS | MISO_W | MISO_WUMS | 2035 | B15 | 1203 | 0 | 1629 | 1629 | 1629 | 1629 | 0 | 0 | 99.6843 | 28.8797 | 10.505 | 18.9597 | 32.6019 | 10.8673
MISO_W_2_MISO_WUMS | MISO_W | MISO_WUMS | 2035 | B16 | 25 | 0 | 1629 | 1629 | 1629 | 1629 | 0 | 0 | 51.3377 | 28.6898 | 10.3506 | 0.20292 | 32.6019 | 10.8673
MISO_W_2_MISO_WUMS | MISO_W | MISO_WUMS | 2035 | B17 | 100 | 0 | 1629 | 1629 | 1629 | 1629 | 0 | 0 | 51.587 | 31.0875 | 10.3506 | 0.81561 | 32.6019 | 10.8673
MISO_W_2_MISO_WUMS | MISO_W | MISO_WUMS | 2035 | B18 | 400 | 0 | 1629 | 1629 | 1629 | 1629 | 0 | 0 | 24.0605 | 29.5682 | 10.2201 | 1.5216 | 32.6019 | 10.8673
MISO_W_2_MISO_WUMS | MISO_W | MISO_WUMS | 2035 | B19 | 700 | 0 | 1629 | 1629 | 1629 | 1629 | 0 | 0 | 24.0605 | 31.0875 | 10.3506 | 2.6628 | 32.6019 | 10.8673
MISO_W_2_MISO_WUMS | MISO_W | MISO_WUMS | 2035 | B20 | 935 | 0 | 1629 | 1629 | 1629 | 1629 | 0 | 814.38 | 47.4919 | 28.8797 | 10.8611 | 7.0205 | 32.6019 | 10.8673
MISO_W_2_MISO_WUMS | MISO_W | MISO_WUMS | 2040 | B1 | 10 | 0 | 1629 | 0 | 1629 | 1629 | 0 | 0 | 0 | 19.6923 | 6.5522 | 0 | 39.997 | 13.3323
MISO_W_2_MISO_WUMS | MISO_W | MISO_WUMS | 2040 | B2 | 25 | 0 | 1629 | 0 | 1629 | 1629 | 0 | 0 | 0 | 19.6923 | 6.5522 | 0 | 39.997 | 13.3323
MISO_W_2_MISO_WUMS | MISO_W | MISO_WUMS | 2040 | B3 | 75 | 0 | 1629 | 0 | 1629 | 1629 | 0 | 0 | 0 | 19.3956 | 6.5522 | 0 | 39.997 | 13.3323
MISO_W_2_MISO_WUMS | MISO_W | MISO_WUMS | 2040 | B4 | 100 | 0 | 1629 | 0 | 1629 | 1629 | 0 | 0 | 0 | 19.3956 | 6.5522 | 0 | 39.997 | 13.3323
MISO_W_2_MISO_WUMS | MISO_W | MISO_WUMS | 2040 | B5 | 200 | 0 | 1629 | 0 | 1629 | 1629 | 0 | 0 | 0 | 10.5524 | 6.5522 | 0 | 39.997 | 13.3323
MISO_W_2_MISO_WUMS | MISO_W | MISO_WUMS | 2040 | B6 | 300 | 0 | 1629 | 0 | 1629 | 1629 | 0 | 0 | 0 | 2.5995 | 5.4958 | 0 | 39.997 | 13.3323
MISO_W_2_MISO_WUMS | MISO_W | MISO_WUMS | 2040 | B7 | 400 | 0 | 1629 | 0 | 1629 | 1629 | 0 | 0 | 0 | 20.0722 | 6.5522 | 0 | 39.997 | 13.3323
MISO_W_2_MISO_WUMS | MISO_W | MISO_WUMS | 2040 | B8 | 500 | 0 | 1629 | 0 | 1629 | 1629 | 0 | 0 | 0 | 23.467 | 6.5522 | 0 | 39.997 | 13.3323
MISO_W_2_MISO_WUMS | MISO_W | MISO_WUMS | 2040 | B9 | 800 | 800 | 1629 | 0 | 1629 | 1629 | 5585.19 | 5749.44 | 0 | 25.936 | 8.6414 | 0 | 39.997 | 13.3323
MISO_W_2_MISO_WUMS | MISO_W | MISO_WUMS | 2040 | B10 | 1262 | 1262 | 1629 | 1629 | 1629 | 1629 | 6045 | 6790.15 | 26.9568 | 25.936 | 8.6414 | 5.3786 | 39.997 | 13.3323
MISO_W_2_MISO_WUMS | MISO_W | MISO_WUMS | 2040 | B11 | 25 | 0 | 1629 | 0 | 1629 | 1629 | 0 | 0 | 0 | 21.2236 | 6.5522 | 0 | 39.997 | 13.3323
MISO_W_2_MISO_WUMS | MISO_W | MISO_WUMS | 2040 | B12 | 200 | 200 | 1629 | 1629 | 1629 | 1629 | 5086.94 | 5167.94 | 11.7988 | 25.936 | 8.6414 | 0.37308 | 39.997 | 13.3323
MISO_W_2_MISO_WUMS | MISO_W | MISO_WUMS | 2040 | B13 | 600 | 600 | 1629 | 1629 | 1629 | 1629 | 4840.65 | 4966.65 | 77.3924 | 25.936 | 8.6414 | 7.3416 | 39.997 | 13.3323
MISO_W_2_MISO_WUMS | MISO_W | MISO_WUMS | 2040 | B14 | 900 | 900 | 1629 | 1629 | 1629 | 1629 | 5015.37 | 5335.22 | 110.7352 | 25.936 | 8.6414 | 15.7568 | 39.997 | 13.3323
MISO_W_2_MISO_WUMS | MISO_W | MISO_WUMS | 2040 | B15 | 1203 | 1203 | 1629 | 1629 | 1629 | 1629 | 5252.64 | 7434.68 | 43.4679 | 25.936 | 8.6414 | 8.2675 | 39.997 | 13.3323
MISO_W_2_MISO_WUMS | MISO_W | MISO_WUMS | 2040 | B16 | 25 | 25 | 1629 | 1629 | 1629 | 1629 | 5260.4 | 5802.81 | 22.9566 | 25.936 | 8.6414 | 0.090737 | 39.997 | 13.3323
MISO_W_2_MISO_WUMS | MISO_W | MISO_WUMS | 2040 | B17 | 100 | 100 | 1629 | 1629 | 1629 | 1629 | 5101.81 | 5660.4 | 91.2091 | 25.936 | 8.6414 | 1.442 | 39.997 | 13.3323
MISO_W_2_MISO_WUMS | MISO_W | MISO_WUMS | 2040 | B18 | 400 | 400 | 1629 | 1629 | 1629 | 1629 | 5069.12 | 5430.25 | 77.5942 | 25.936 | 8.6414 | 4.9071 | 39.997 | 13.3323
MISO_W_2_MISO_WUMS | MISO_W | MISO_WUMS | 2040 | B19 | 700 | 700 | 1629 | 1629 | 1629 | 1629 | 4748.05 | 5290.34 | 77.5942 | 25.936 | 8.6414 | 8.5875 | 39.997 | 13.3323
MISO_W_2_MISO_WUMS | MISO_W | MISO_WUMS | 2040 | B20 | 935 | 935 | 1629 | 1629 | 1629 | 1629 | 5297.03 | 7567.56 | 8.0122 | 25.936 | 8.6414 | 1.1844 | 39.997 | 13.3323
MISO_W_2_MISO_WUMS | MISO_W | MISO_WUMS | 2045 | B1 | 10 | 0 | 1629 | 0 | 1629 | 1629 | 0 | 0 | 0 | 11.8106 | 3.1574 | 0 | 15.4699 | 5.1566
MISO_W_2_MISO_WUMS | MISO_W | MISO_WUMS | 2045 | B2 | 25 | 0 | 1629 | 0 | 1629 | 1629 | 0 | 0 | 0 | 11.3952 | 3.7747 | 0 | 15.4699 | 5.1566
MISO_W_2_MISO_WUMS | MISO_W | MISO_WUMS | 2045 | B3 | 75 | 0 | 1629 | 0 | 1629 | 1629 | 0 | 0 | 0 | 9.4841 | 3.1574 | 0 | 15.4699 | 5.1566
MISO_W_2_MISO_WUMS | MISO_W | MISO_WUMS | 2045 | B4 | 100 | 0 | 1629 | 0 | 1629 | 1629 | 0 | 0 | 0 | 7.4662 | 3.1574 | 0 | 15.4699 | 5.1566
MISO_W_2_MISO_WUMS | MISO_W | MISO_WUMS | 2045 | B5 | 200 | 0 | 1629 | 0 | 618.1 | 1629 | 0 | 0 | 0 | 0 | 3.0625 | 0 | 15.4699 | 5.1566
MISO_W_2_MISO_WUMS | MISO_W | MISO_WUMS | 2045 | B6 | 300 | 0 | 1629 | 0 | 597.7 | 1629 | 0 | 0 | 0 | 0 | 2.3265 | 0 | 15.4699 | 5.1566
MISO_W_2_MISO_WUMS | MISO_W | MISO_WUMS | 2045 | B7 | 400 | 0 | 1629 | 0 | 1629 | 1629 | 0 | 0 | 0 | 10.9798 | 3.7984 | 0 | 15.4699 | 5.1566
MISO_W_2_MISO_WUMS | MISO_W | MISO_WUMS | 2045 | B8 | 500 | 500 | 1629 | 1629 | 1629 | 1629 | 994.74 | 7583.77 | 0 | 15.3479 | 5.1041 | 0 | 15.4699 | 5.1566
MISO_W_2_MISO_WUMS | MISO_W | MISO_WUMS | 2045 | B9 | 800 | 800 | 1629 | 1247.37 | 1629 | 1629 | 4545.32 | 5541.63 | 0 | 15.3479 | 5.1041 | 0 | 15.4699 | 5.1566
MISO_W_2_MISO_WUMS | MISO_W | MISO_WUMS | 2045 | B10 | 1262 | 1262 | 1629 | 1629 | 1629 | 1629 | 4282.06 | 4400.29 | 12.6059 | 15.3479 | 5.1041 | 2.9653 | 15.4699 | 5.1566
MISO_W_2_MISO_WUMS | MISO_W | MISO_WUMS | 2045 | B11 | 25 | 25 | 1629 | 417.62 | 1629 | 1629 | 2714.13 | 3673.64 | 0 | 15.3479 | 5.1041 | 0 | 15.4699 | 5.1566
MISO_W_2_MISO_WUMS | MISO_W | MISO_WUMS | 2045 | B12 | 200 | 200 | 1629 | 1629 | 1629 | 1629 | 5182.02 | 5471.87 | 19.8823 | 15.3479 | 5.1041 | 0.74118 | 15.4699 | 5.1566
MISO_W_2_MISO_WUMS | MISO_W | MISO_WUMS | 2045 | B13 | 600 | 600 | 1629 | 1629 | 1629 | 1629 | 5526.25 | 5644.48 | 19.0039 | 15.3479 | 5.1041 | 2.1253 | 15.4699 | 5.1566
MISO_W_2_MISO_WUMS | MISO_W | MISO_WUMS | 2045 | B14 | 900 | 900 | 1629 | 1629 | 1629 | 1629 | 5093.01 | 5224.74 | 39.6102 | 15.3479 | 5.1041 | 6.6448 | 15.4699 | 5.1566
MISO_W_2_MISO_WUMS | MISO_W | MISO_WUMS | 2045 | B15 | 1203 | 1203 | 1629 | 1629 | 1629 | 1629 | 3851.29 | 5518.35 | 8.4633 | 15.3479 | 5.1041 | 1.8977 | 15.4699 | 5.1566
MISO_W_2_MISO_WUMS | MISO_W | MISO_WUMS | 2045 | B16 | 25 | 25 | 1629 | 1598.28 | 1629 | 1629 | 6229.47 | 6842.84 | 0 | 15.3479 | 5.1041 | 0 | 15.4699 | 5.1566
MISO_W_2_MISO_WUMS | MISO_W | MISO_WUMS | 2045 | B17 | 100 | 100 | 1629 | 1629 | 1629 | 1629 | 6066.27 | 6708.52 | 141.4429 | 15.3479 | 5.1041 | 2.6364 | 15.4699 | 5.1566
MISO_W_2_MISO_WUMS | MISO_W | MISO_WUMS | 2045 | B18 | 400 | 400 | 1629 | 1629 | 1629 | 1629 | 5777 | 5958.03 | 22.2206 | 15.3479 | 5.1041 | 1.6567 | 15.4699 | 5.1566
MISO_W_2_MISO_WUMS | MISO_W | MISO_WUMS | 2045 | B19 | 700 | 700 | 1629 | 1629 | 1629 | 1629 | 5543.85 | 6999.2 | 15.0156 | 15.3479 | 5.1041 | 1.9592 | 15.4699 | 5.1566
MISO_W_2_MISO_WUMS | MISO_W | MISO_WUMS | 2045 | B20 | 935 | 935 | 1629 | 1605.66 | 1629 | 1629 | 4212.26 | 4384.79 | 0 | 15.3479 | 5.1041 | 0 | 15.4699 | 5.1566
MISO_W_2_MISO_WUMS | MISO_W | MISO_WUMS | 2050 | B1 | 10 | 0 | 1629 | 0 | 1629 | 1629 | 0 | 0 | 0 | 10.1014 | 3.3592 | 0 | 11.6695 | 3.8898
MISO_W_2_MISO_WUMS | MISO_W | MISO_WUMS | 2050 | B2 | 25 | 0 | 1629 | 0 | 1629 | 1629 | 0 | 0 | 0 | 10.1014 | 3.561 | 0 | 11.6695 | 3.8898
MISO_W_2_MISO_WUMS | MISO_W | MISO_WUMS | 2050 | B3 | 75 | 0 | 1629 | 0 | 1629 | 1629 | 0 | 0 | 0 | 10.1014 | 3.5373 | 0 | 11.6695 | 3.8898
MISO_W_2_MISO_WUMS | MISO_W | MISO_WUMS | 2050 | B4 | 100 | 0 | 1629 | 0 | 1629 | 1629 | 0 | 0 | 0 | 4.2257 | 3.5373 | 0 | 11.6695 | 3.8898
MISO_W_2_MISO_WUMS | MISO_W | MISO_WUMS | 2050 | B5 | 200 | 0 | 1629 | 0 | 598.52 | 1629 | 0 | 0 | 0 | 0 | 2.5639 | 0 | 11.6695 | 3.8898
MISO_W_2_MISO_WUMS | MISO_W | MISO_WUMS | 2050 | B6 | 300 | 0 | 1629 | 0 | 1629 | 1629 | 0 | 0 | 0 | 3.288 | 2.5758 | 0 | 11.6695 | 3.8898
MISO_W_2_MISO_WUMS | MISO_W | MISO_WUMS | 2050 | B7 | 400 | 400 | 1629 | 622.26 | 1629 | 1629 | 1080.98 | 3448.38 | 0 | 15.3835 | 5.116 | 0 | 11.6695 | 3.8898
MISO_W_2_MISO_WUMS | MISO_W | MISO_WUMS | 2050 | B8 | 500 | 500 | 1629 | 1629 | 1629 | 1629 | 5159.35 | 5259.27 | 1.9942 | 15.3835 | 5.116 | 0.236 | 11.6695 | 3.8898
MISO_W_2_MISO_WUMS | MISO_W | MISO_WUMS | 2050 | B9 | 800 | 800 | 1629 | 1629 | 1629 | 1629 | 5223.45 | 5328.18 | 11.0035 | 15.3835 | 5.116 | 2.0835 | 11.6695 | 3.8898
MISO_W_2_MISO_WUMS | MISO_W | MISO_WUMS | 2050 | B10 | 1262 | 1262 | 1629 | 1220.05 | 1629 | 1629 | 4089.09 | 5098.02 | 0 | 15.3835 | 5.116 | 0 | 11.6695 | 3.8898
MISO_W_2_MISO_WUMS | MISO_W | MISO_WUMS | 2050 | B11 | 25 | 25 | 1629 | 1629 | 1629 | 1629 | 4381.71 | 4720.66 | 5.9825 | 15.3835 | 5.116 | 0.035399 | 11.6695 | 3.8898
MISO_W_2_MISO_WUMS | MISO_W | MISO_WUMS | 2050 | B12 | 200 | 200 | 1629 | 1629 | 1629 | 1629 | 5298.31 | 5641.76 | 17.9949 | 15.3835 | 5.116 | 0.85183 | 11.6695 | 3.8898
MISO_W_2_MISO_WUMS | MISO_W | MISO_WUMS | 2050 | B13 | 600 | 600 | 1629 | 1629 | 1629 | 1629 | 5329.93 | 5448.39 | 7.0983 | 15.3835 | 5.116 | 1.008 | 11.6695 | 3.8898
MISO_W_2_MISO_WUMS | MISO_W | MISO_WUMS | 2050 | B14 | 900 | 900 | 1629 | 1629 | 1629 | 1629 | 4906.8 | 5038.75 | 31.4436 | 15.3835 | 5.116 | 6.6981 | 11.6695 | 3.8898
MISO_W_2_MISO_WUMS | MISO_W | MISO_WUMS | 2050 | B15 | 1203 | 1203 | 1629 | 1613.92 | 1629 | 1629 | 3686.77 | 4518.39 | 0 | 15.3835 | 5.116 | 0 | 11.6695 | 3.8898
MISO_W_2_MISO_WUMS | MISO_W | MISO_WUMS | 2050 | B16 | 25 | 25 | 1629 | 1357.69 | 1629 | 1629 | 5626.11 | 6105.56 | 0 | 15.3835 | 5.116 | 0 | 11.6695 | 3.8898
MISO_W_2_MISO_WUMS | MISO_W | MISO_WUMS | 2050 | B17 | 100 | 100 | 1629 | 1629 | 1629 | 1629 | 5701.95 | 5883.48 | 39.0167 | 15.3835 | 5.116 | 0.92347 | 11.6695 | 3.8898
MISO_W_2_MISO_WUMS | MISO_W | MISO_WUMS | 2050 | B18 | 400 | 400 | 1629 | 1629 | 1629 | 1629 | 5518.55 | 5677.58 | 16.9741 | 15.3835 | 5.116 | 1.607 | 11.6695 | 3.8898
MISO_W_2_MISO_WUMS | MISO_W | MISO_WUMS | 2050 | B19 | 700 | 700 | 1629 | 1629 | 1629 | 1629 | 5294.21 | 5443.93 | 12.7721 | 15.3835 | 5.116 | 2.1161 | 11.6695 | 3.8898
MISO_W_2_MISO_WUMS | MISO_W | MISO_WUMS | 2050 | B20 | 935 | 935 | 1629 | 1410.7 | 1629 | 1629 | 3985.36 | 4157.58 | 0 | 15.3835 | 5.116 | 0 | 11.6695 | 3.8898
MISO_W_2_NE | MISO_W | NE | 2015 | B1 | 10 | 0 | 2800 | 0 | 0 | 0 | 0 | 0 | 0 | 0 | 0 | 0 | 0 | 0
MISO_W_2_NE | MISO_W | NE | 2015 | B2 | 25 | 0 | 2800 | 0 | 0 | 0 | 0 | 0 | 0 | 0 | 0 | 0 | 0 | 0
MISO_W_2_NE | MISO_W | NE | 2015 | B3 | 75 | 0 | 2800 | 0 | 0 | 0 | 0 | 0 | 0 | 0 | 0 | 0 | 0 | 0
MISO_W_2_NE | MISO_W | NE | 2015 | B4 | 100 | 0 | 2800 | 0 | 0 | 0 | 0 | 0 | 0 | 0 | 0 | 0 | 0 | 0
MISO_W_2_NE | MISO_W | NE | 2015 | B5 | 200 | 0 | 2800 | 0 | 0 | 0 | 0 | 0 | 0 | 0 | 0 | 0 | 0 | 0
MISO_W_2_NE | MISO_W | NE | 2015 | B6 | 300 | 0 | 2800 | 0 | 0 | 0 | 0 | 0 | 0 | 0 | 0 | 0 | 0 | 0
MISO_W_2_NE | MISO_W | NE | 2015 | B7 | 400 | 0 | 2800 | 0 | 0 | 0 | 0 | 0 | 0 | 0 | 0 | 0 | 0 | 0
MISO_W_2_NE | MISO_W | NE | 2015 | B8 | 500 | 0 | 2800 | 0 | 0 | 0 | 0 | 0 | 0 | 0 | 0 | 0 | 0 | 0
MISO_W_2_NE | MISO_W | NE | 2015 | B9 | 800 | 0 | 2800 | 0 | 0 | 0 | 0 | 0 | 0 | 0 | 0 | 0 | 0 | 0
MISO_W_2_NE | MISO_W | NE | 2015 | B10 | 1262 | 0 | 2800 | 0 | 0 | 0 | 0 | 0 | 0 | 0 | 0 | 0 | 0 | 0
MISO_W_2_NE | MISO_W | NE | 2015 | B11 | 25 | 0 | 2800 | 0 | 0 | 0 | 0 | 0 | 0 | 0 | 0 | 0 | 0 | 0
MISO_W_2_NE | MISO_W | NE | 2015 | B12 | 200 | 0 | 2800 | 0 | 0 | 0 | 0 | 0 | 0 | 0 | 0 | 0 | 0 | 0
MISO_W_2_NE | MISO_W | NE | 2015 | B13 | 600 | 0 | 2800 | 0 | 0 | 0 | 0 | 0 | 0 | 0 | 0 | 0 | 0 | 0
MISO_W_2_NE | MISO_W | NE | 2015 | B14 | 900 | 0 | 2800 | 0 | 0 | 0 | 0 | 0 | 0 | 0 | 0 | 0 | 0 | 0
MISO_W_2_NE | MISO_W | NE | 2015 | B15 | 1203 | 0 | 2800 | 0 | 0 | 0 | 0 | 0 | 0 | 0 | 0 | 0 | 0 | 0
MISO_W_2_NE | MISO_W | NE | 2015 | B16 | 25 | 0 | 2800 | 0 | 0 | 0 | 0 | 0 | 0 | 0 | 0 | 0 | 0 | 0
MISO_W_2_NE | MISO_W | NE | 2015 | B17 | 100 | 0 | 2800 | 0 | 0 | 0 | 0 | 0 | 0 | 0 | 0 | 0 | 0 | 0
MISO_W_2_NE | MISO_W | NE | 2015 | B18 | 400 | 0 | 2800 | 0 | 0 | 0 | 0 | 0 | 0 | 0 | 0 | 0 | 0 | 0
MISO_W_2_NE | MISO_W | NE | 2015 | B19 | 700 | 0 | 2800 | 0 | 0 | 0 | 0 | 0 | 0 | 0 | 0 | 0 | 0 | 0
MISO_W_2_NE | MISO_W | NE | 2015 | B20 | 935 | 0 | 2800 | 0 | 0 | 0 | 0 | 0 | 0 | 0 | 0 | 0 | 0 | 0
MISO_W_2_NE | MISO_W | NE | 2020 | B1 | 10 | 0 | 2800 | 0 | 0 | 0 | 0 | 0 | 0 | 0 | 0 | 0 | 0 | 0
MISO_W_2_NE | MISO_W | NE | 2020 | B2 | 25 | 0 | 2800 | 0 | 0 | 0 | 0 | 0 | 0 | 0 | 0 | 0 | 0 | 0
MISO_W_2_NE | MISO_W | NE | 2020 | B3 | 75 | 0 | 2800 | 0 | 0 | 0 | 0 | 0 | 0 | 0 | 0 | 0 | 0 | 0
MISO_W_2_NE | MISO_W | NE | 2020 | B4 | 100 | 0 | 2800 | 0 | 0 | 0 | 0 | 0 | 0 | 0 | 0 | 0 | 0 | 0
MISO_W_2_NE | MISO_W | NE | 2020 | B5 | 200 | 0 | 2800 | 0 | 0 | 0 | 0 | 0 | 0 | 0 | 0 | 0 | 0 | 0
MISO_W_2_NE | MISO_W | NE | 2020 | B6 | 300 | 0 | 2800 | 0 | 0 | 0 | 0 | 0 | 0 | 0 | 0 | 0 | 0 | 0
MISO_W_2_NE | MISO_W | NE | 2020 | B7 | 400 | 0 | 2800 | 0 | 0 | 0 | 0 | 0 | 0 | 0 | 0 | 0 | 0 | 0
MISO_W_2_NE | MISO_W | NE | 2020 | B8 | 500 | 0 | 2800 | 0 | 0 | 0 | 0 | 0 | 0 | 0 | 0 | 0 | 0 | 0
MISO_W_2_NE | MISO_W | NE | 2020 | B9 | 800 | 0 | 2800 | 0 | 0 | 0 | 0 | 0 | 0 | 0 | 0 | 0 | 0 | 0
MISO_W_2_NE | MISO_W | NE | 2020 | B10 | 1262 | 0 | 2800 | 0 | 0 | 0 | 0 | 0 | 0 | 0 | 0 | 0 | 0 | 0
MISO_W_2_NE | MISO_W | NE | 2020 | B11 | 25 | 0 | 2800 | 0 | 0 | 0 | 0 | 0 | 0 | 0 | 0 | 0 | 0 | 0
MISO_W_2_NE | MISO_W | NE | 2020 | B12 | 200 | 0 | 2800 | 0 | 0 | 0 | 0 | 0 | 0 | 0 | 0 | 0 | 0 | 0
MISO_W_2_NE | MISO_W | NE | 2020 | B13 | 600 | 0 | 2800 | 0 | 0 | 0 | 0 | 0 | 0 | 0 | 0 | 0 | 0 | 0
MISO_W_2_NE | MISO_W | NE | 2020 | B14 | 900 | 0 | 2800 | 0 | 0 | 0 | 0 | 0 | 0 | 0 | 0 | 0 | 0 | 0
MISO_W_2_NE | MISO_W | NE | 2020 | B15 | 1203 | 0 | 2800 | 0 | 0 | 0 | 0 | 0 | 0 | 0 | 0 | 0 | 0 | 0
MISO_W_2_NE | MISO_W | NE | 2020 | B16 | 25 | 0 | 2800 | 0 | 0 | 0 | 0 | 0 | 0 | 0 | 0 | 0 | 0 | 0
MISO_W_2_NE | MISO_W | NE | 2020 | B17 | 100 | 0 | 2800 | 0 | 0 | 0 | 0 | 0 | 0 | 0 | 0 | 0 | 0 | 0
MISO_W_2_NE | MISO_W | NE | 2020 | B18 | 400 | 0 | 2800 | 0 | 0 | 0 | 0 | 0 | 0 | 0 | 0 | 0 | 0 | 0
MISO_W_2_NE | MISO_W | NE | 2020 | B19 | 700 | 0 | 2800 | 0 | 0 | 0 | 0 | 0 | 0 | 0 | 0 | 0 | 0 | 0
MISO_W_2_NE | MISO_W | NE | 2020 | B20 | 935 | 0 | 2800 | 0 | 0 | 0 | 0 | 0 | 0 | 0 | 0 | 0 | 0 | 0
MISO_W_2_NE | MISO_W | NE | 2025 | B1 | 10 | 0 | 2800 | 0 | 0 | 0 | 0 | 0 | 0 | 0 | 0 | 0 | 0 | 0
MISO_W_2_NE | MISO_W | NE | 2025 | B2 | 25 | 0 | 2800 | 0 | 0 | 0 | 0 | 0 | 0 | 0 | 0 | 0 | 0 | 0
MISO_W_2_NE | MISO_W | NE | 2025 | B3 | 75 | 0 | 2800 | 0 | 0 | 0 | 0 | 0 | 0 | 0 | 0 | 0 | 0 | 0
MISO_W_2_NE | MISO_W | NE | 2025 | B4 | 100 | 0 | 2800 | 0 | 0 | 0 | 0 | 0 | 0 | 0 | 0 | 0 | 0 | 0
MISO_W_2_NE | MISO_W | NE | 2025 | B5 | 200 | 0 | 2800 | 0 | 0 | 0 | 0 | 0 | 0 | 0 | 0 | 0 | 0 | 0
MISO_W_2_NE | MISO_W | NE | 2025 | B6 | 300 | 0 | 2800 | 0 | 0 | 0 | 0 | 0 | 0 | 0 | 0 | 0 | 0 | 0
MISO_W_2_NE | MISO_W | NE | 2025 | B7 | 400 | 0 | 2800 | 0 | 0 | 0 | 0 | 0 | 0 | 0 | 0 | 0 | 0 | 0
MISO_W_2_NE | MISO_W | NE | 2025 | B8 | 500 | 0 | 2800 | 0 | 0 | 0 | 0 | 0 | 0 | 0 | 0 | 0 | 0 | 0
MISO_W_2_NE | MISO_W | NE | 2025 | B9 | 800 | 0 | 2800 | 0 | 0 | 0 | 0 | 0 | 0 | 0 | 0 | 0 | 0 | 0
MISO_W_2_NE | MISO_W | NE | 2025 | B10 | 1262 | 0 | 2800 | 0 | 0 | 0 | 0 | 0 | 0 | 0 | 0 | 0 | 0 | 0
MISO_W_2_NE | MISO_W | NE | 2025 | B11 | 25 | 0 | 2800 | 0 | 0 | 0 | 0 | 0 | 0 | 0 | 0 | 0 | 0 | 0
MISO_W_2_NE | MISO_W | NE | 2025 | B12 | 200 | 0 | 2800 | 0 | 0 | 0 | 0 | 0 | 0 | 0 | 0 | 0 | 0 | 0
MISO_W_2_NE | MISO_W | NE | 2025 | B13 | 600 | 0 | 2800 | 0 | 0 | 0 | 0 | 0 | 0 | 0 | 0 | 0 | 0 | 0
MISO_W_2_NE | MISO_W | NE | 2025 | B14 | 900 | 0 | 2800 | 0 | 0 | 0 | 0 | 0 | 0 | 0 | 0 | 0 | 0 | 0
MISO_W_2_NE | MISO_W | NE | 2025 | B15 | 1203 | 0 | 2800 | 0 | 0 | 0 | 0 | 0 | 0 | 0 | 0 | 0 | 0 | 0
MISO_W_2_NE | MISO_W | NE | 2025 | B16 | 25 | 0 | 2800 | 0 | 0 | 0 | 0 | 0 | 0 | 0 | 0 | 0 | 0 | 0
MISO_W_2_NE | MISO_W | NE | 2025 | B17 | 100 | 0 | 2800 | 0 | 0 | 0 | 0 | 0 | 0 | 0 | 0 | 0 | 0 | 0
MISO_W_2_NE | MISO_W | NE | 2025 | B18 | 400 | 0 | 2800 | 0 | 0 | 0 | 0 | 0 | 0 | 0 | 0 | 0 | 0 | 0
MISO_W_2_NE | MISO_W | NE | 2025 | B19 | 700 | 0 | 2800 | 0 | 0 | 0 | 0 | 0 | 0 | 0 | 0 | 0 | 0 | 0
MISO_W_2_NE | MISO_W | NE | 2025 | B20 | 935 | 0 | 2800 | 0 | 0 | 0 | 0 | 0 | 0 | 0 | 0 | 0 | 0 | 0
MISO_W_2_NE | MISO_W | NE | 2030 | B1 | 10 | 0 | 2800 | 0 | 0 | 0 | 0 | 0 | 0 | 0 | 0 | 0 | 0 | 0
MISO_W_2_NE | MISO_W | NE | 2030 | B2 | 25 | 0 | 2800 | 0 | 0 | 0 | 0 | 0 | 0 | 0 | 0 | 0 | 0 | 0
MISO_W_2_NE | MISO_W | NE | 2030 | B3 | 75 | 0 | 2800 | 0 | 0 | 0 | 0 | 0 | 0 | 0 | 0 | 0 | 0 | 0
MISO_W_2_NE | MISO_W | NE | 2030 | B4 | 100 | 0 | 2800 | 0 | 0 | 0 | 0 | 0 | 0 | 0 | 0 | 0 | 0 | 0
MISO_W_2_NE | MISO_W | NE | 2030 | B5 | 200 | 0 | 2800 | 0 | 0 | 0 | 0 | 0 | 0 | 0 | 0 | 0 | 0 | 0
MISO_W_2_NE | MISO_W | NE | 2030 | B6 | 300 | 0 | 2800 | 0 | 0 | 0 | 0 | 0 | 0 | 0 | 0 | 0 | 0 | 0
MISO_W_2_NE | MISO_W | NE | 2030 | B7 | 400 | 0 | 2800 | 0 | 0 | 0 | 0 | 0 | 0 | 0 | 0 | 0 | 0 | 0
MISO_W_2_NE | MISO_W | NE | 2030 | B8 | 500 | 0 | 2800 | 0 | 0 | 0 | 0 | 0 | 0 | 0 | 0 | 0 | 0 | 0
MISO_W_2_NE | MISO_W | NE | 2030 | B9 | 800 | 0 | 2800 | 0 | 0 | 0 | 0 | 0 | 0 | 0 | 0 | 0 | 0 | 0
MISO_W_2_NE | MISO_W | NE | 2030 | B10 | 1262 | 0 | 2800 | 0 | 0 | 0 | 0 | 0 | 0 | 0 | 0 | 0 | 0 | 0
MISO_W_2_NE | MISO_W | NE | 2030 | B11 | 25 | 0 | 2800 | 0 | 0 | 0 | 0 | 0 | 0 | 0 | 0 | 0 | 0 | 0
MISO_W_2_NE | MISO_W | NE | 2030 | B12 | 200 | 0 | 2800 | 0 | 0 | 0 | 0 | 0 | 0 | 0 | 0 | 0 | 0 | 0
MISO_W_2_NE | MISO_W | NE | 2030 | B13 | 600 | 0 | 2800 | 0 | 0 | 0 | 0 | 0 | 0 | 0 | 0 | 0 | 0 | 0
MISO_W_2_NE | MISO_W | NE | 2030 | B14 | 900 | 0 | 2800 | 0 | 0 | 0 | 0 | 0 | 0 | 0 | 0 | 0 | 0 | 0
MISO_W_2_NE | MISO_W | NE | 2030 | B15 | 1203 | 0 | 2800 | 0 | 0 | 0 | 0 | 0 | 0 | 0 | 0 | 0 | 0 | 0
MISO_W_2_NE | MISO_W | NE | 2030 | B16 | 25 | 0 | 2800 | 0 | 0 | 0 | 0 | 0 | 0 | 0 | 0 | 0 | 0 | 0
MISO_W_2_NE | MISO_W | NE | 2030 | B17 | 100 | 0 | 2800 | 0 | 0 | 0 | 0 | 0 | 0 | 0 | 0 | 0 | 0 | 0
MISO_W_2_NE | MISO_W | NE | 2030 | B18 | 400 | 0 | 2800 | 0 | 0 | 0 | 0 | 0 | 0 | 0 | 0 | 0 | 0 | 0
MISO_W_2_NE | MISO_W | NE | 2030 | B19 | 700 | 0 | 2800 | 0 | 0 | 0 | 0 | 0 | 0 | 0 | 0 | 0 | 0 | 0
MISO_W_2_NE | MISO_W | NE | 2030 | B20 | 935 | 0 | 2800 | 0 | 0 | 0 | 0 | 0 | 0 | 0 | 0 | 0 | 0 | 0
MISO_W_2_NE | MISO_W | NE | 2035 | B1 | 10 | 0 | 2800 | 0 | 0 | 0 | 0 | 0 | 0 | 0 | 0 | 0 | 0 | 0
MISO_W_2_NE | MISO_W | NE | 2035 | B2 | 25 | 0 | 2800 | 0 | 0 | 0 | 0 | 0 | 0 | 0 | 0 | 0 | 0 | 0
MISO_W_2_NE | MISO_W | NE | 2035 | B3 | 75 | 0 | 2800 | 0 | 0 | 0 | 0 | 0 | 0 | 0 | 0 | 0 | 0 | 0
MISO_W_2_NE | MISO_W | NE | 2035 | B4 | 100 | 0 | 2800 | 0 | 0 | 0 | 0 | 0 | 0 | 0 | 0 | 0 | 0 | 0
MISO_W_2_NE | MISO_W | NE | 2035 | B5 | 200 | 0 | 2800 | 0 | 0 | 0 | 0 | 0 | 0 | 0 | 0 | 0 | 0 | 0
MISO_W_2_NE | MISO_W | NE | 2035 | B6 | 300 | 0 | 2800 | 0 | 0 | 0 | 0 | 0 | 0 | 0 | 0 | 0 | 0 | 0
MISO_W_2_NE | MISO_W | NE | 2035 | B7 | 400 | 0 | 2800 | 0 | 0 | 0 | 0 | 0 | 0 | 0 | 0 | 0 | 0 | 0
MISO_W_2_NE | MISO_W | NE | 2035 | B8 | 500 | 0 | 2800 | 0 | 0 | 0 | 0 | 0 | 0 | 0 | 0 | 0 | 0 | 0
MISO_W_2_NE | MISO_W | NE | 2035 | B9 | 800 | 0 | 2800 | 0 | 0 | 0 | 0 | 0 | 0 | 0 | 0 | 0 | 0 | 0
MISO_W_2_NE | MISO_W | NE | 2035 | B10 | 1262 | 0 | 2800 | 0 | 0 | 0 | 0 | 0 | 0 | 0 | 0 | 0 | 0 | 0
MISO_W_2_NE | MISO_W | NE | 2035 | B11 | 25 | 0 | 2800 | 0 | 0 | 0 | 0 | 0 | 0 | 0 | 0 | 0 | 0 | 0
MISO_W_2_NE | MISO_W | NE | 2035 | B12 | 200 | 0 | 2800 | 0 | 0 | 0 | 0 | 0 | 0 | 0 | 0 | 0 | 0 | 0
MISO_W_2_NE | MISO_W | NE | 2035 | B13 | 600 | 0 | 2800 | 0 | 0 | 0 | 0 | 0 | 0 | 0 | 0 | 0 | 0 | 0
MISO_W_2_NE | MISO_W | NE | 2035 | B14 | 900 | 0 | 2800 | 0 | 0 | 0 | 0 | 0 | 0 | 0 | 0 | 0 | 0 | 0
MISO_W_2_NE | MISO_W | NE | 2035 | B15 | 1203 | 0 | 2800 | 0 | 0 | 0 | 0 | 0 | 0 | 0 | 0 | 0 | 0 | 0
MISO_W_2_NE | MISO_W | NE | 2035 | B16 | 25 | 0 | 2800 | 0 | 0 | 0 | 0 | 0 | 0 | 0 | 0 | 0 | 0 | 0
MISO_W_2_NE | MISO_W | NE | 2035 | B17 | 100 | 0 | 2800 | 0 | 0 | 0 | 0 | 0 | 0 | 0 | 0 | 0 | 0 | 0
MISO_W_2_NE | MISO_W | NE | 2035 | B18 | 400 | 0 | 2800 | 0 | 0 | 0 | 0 | 0 | 0 | 0 | 0 | 0 | 0 | 0
MISO_W_2_NE | MISO_W | NE | 2035 | B19 | 700 | 0 | 2800 | 0 | 0 | 0 | 0 | 0 | 0 | 0 | 0 | 0 | 0 | 0
MISO_W_2_NE | MISO_W | NE | 2035 | B20 | 935 | 0 | 2800 | 0 | 0 | 0 | 0 | 0 | 0 | 0 | 0 | 0 | 0 | 0
MISO_W_2_NE | MISO_W | NE | 2040 | B1 | 10 | 0 | 2800 | 0 | 0 | 0 | 0 | 0 | 0 | 0 | 0 | 0 | 0 | 0
MISO_W_2_NE | MISO_W | NE | 2040 | B2 | 25 | 0 | 2800 | 0 | 0 | 0 | 0 | 0 | 0 | 0 | 0 | 0 | 0 | 0
MISO_W_2_NE | MISO_W | NE | 2040 | B3 | 75 | 0 | 2800 | 0 | 0 | 0 | 0 | 0 | 0 | 0 | 0 | 0 | 0 | 0
MISO_W_2_NE | MISO_W | NE | 2040 | B4 | 100 | 0 | 2800 | 0 | 0 | 0 | 0 | 0 | 0 | 0 | 0 | 0 | 0 | 0
MISO_W_2_NE | MISO_W | NE | 2040 | B5 | 200 | 0 | 2800 | 0 | 0 | 0 | 0 | 0 | 0 | 0 | 0 | 0 | 0 | 0
MISO_W_2_NE | MISO_W | NE | 2040 | B6 | 300 | 0 | 2800 | 0 | 0 | 0 | 0 | 0 | 0 | 0 | 0 | 0 | 0 | 0
MISO_W_2_NE | MISO_W | NE | 2040 | B7 | 400 | 0 | 2800 | 0 | 0 | 0 | 0 | 0 | 0 | 0 | 0 | 0 | 0 | 0
MISO_W_2_NE | MISO_W | NE | 2040 | B8 | 500 | 0 | 2800 | 0 | 0 | 0 | 0 | 0 | 0 | 0 | 0 | 0 | 0 | 0
MISO_W_2_NE | MISO_W | NE | 2040 | B9 | 800 | 0 | 2800 | 0 | 0 | 0 | 0 | 0 | 0 | 0 | 0 | 0 | 0 | 0
MISO_W_2_NE | MISO_W | NE | 2040 | B10 | 1262 | 0 | 2800 | 0 | 0 | 0 | 0 | 0 | 0 | 0 | 0 | 0 | 0 | 0
MISO_W_2_NE | MISO_W | NE | 2040 | B11 | 25 | 0 | 2800 | 0 | 0 | 0 | 0 | 0 | 0 | 0 | 0 | 0 | 0 | 0
MISO_W_2_NE | MISO_W | NE | 2040 | B12 | 200 | 0 | 2800 | 0 | 0 | 0 | 0 | 0 | 0 | 0 | 0 | 0 | 0 | 0
MISO_W_2_NE | MISO_W | NE | 2040 | B13 | 600 | 0 | 2800 | 0 | 0 | 0 | 0 | 0 | 0 | 0 | 0 | 0 | 0 | 0
MISO_W_2_NE | MISO_W | NE | 2040 | B14 | 900 | 0 | 2800 | 0 | 0 | 0 | 0 | 0 | 0 | 0 | 0 | 0 | 0 | 0
MISO_W_2_NE | MISO_W | NE | 2040 | B15 | 1203 | 0 | 2800 | 0 | 0 | 0 | 0 | 0 | 0 | 0 | 0 | 0 | 0 | 0
MISO_W_2_NE | MISO_W | NE | 2040 | B16 | 25 | 0 | 2800 | 0 | 0 | 0 | 0 | 0 | 0 | 0 | 0 | 0 | 0 | 0
MISO_W_2_NE | MISO_W | NE | 2040 | B17 | 100 | 0 | 2800 | 0 | 0 | 0 | 0 | 0 | 0 | 0 | 0 | 0 | 0 | 0
MISO_W_2_NE | MISO_W | NE | 2040 | B18 | 400 | 0 | 2800 | 0 | 0 | 0 | 0 | 0 | 0 | 0 | 0 | 0 | 0 | 0
MISO_W_2_NE | MISO_W | NE | 2040 | B19 | 700 | 0 | 2800 | 0 | 0 | 0 | 0 | 0 | 0 | 0 | 0 | 0 | 0 | 0
MISO_W_2_NE | MISO_W | NE | 2040 | B20 | 935 | 0 | 2800 | 0 | 0 | 0 | 0 | 0 | 0 | 0 | 0 | 0 | 0 | 0
MISO_W_2_NE | MISO_W | NE | 2045 | B1 | 10 | 0 | 2800 | 0 | 0 | 0 | 0 | 0 | 0 | 0 | 0 | 0 | 0 | 0
MISO_W_2_NE | MISO_W | NE | 2045 | B2 | 25 | 0 | 2800 | 0 | 0 | 0 | 0 | 0 | 0 | 0 | 0 | 0 | 0 | 0
MISO_W_2_NE | MISO_W | NE | 2045 | B3 | 75 | 0 | 2800 | 0 | 0 | 0 | 0 | 0 | 0 | 0 | 0 | 0 | 0 | 0
MISO_W_2_NE | MISO_W | NE | 2045 | B4 | 100 | 0 | 2800 | 0 | 0 | 0 | 0 | 0 | 0 | 0 | 0 | 0 | 0 | 0
MISO_W_2_NE | MISO_W | NE | 2045 | B5 | 200 | 0 | 2800 | 0 | 0 | 0 | 0 | 0 | 0 | 0 | 0 | 0 | 0 | 0
MISO_W_2_NE | MISO_W | NE | 2045 | B6 | 300 | 0 | 2800 | 0 | 0 | 0 | 0 | 0 | 0 | 0 | 0 | 0 | 0 | 0
MISO_W_2_NE | MISO_W | NE | 2045 | B7 | 400 | 0 | 2800 | 0 | 0 | 0 | 0 | 0 | 0 | 0 | 0 | 0 | 0 | 0
MISO_W_2_NE | MISO_W | NE | 2045 | B8 | 500 | 0 | 2800 | 0 | 0 | 0 | 0 | 0 | 0 | 0 | 0 | 0 | 0 | 0
MISO_W_2_NE | MISO_W | NE | 2045 | B9 | 800 | 0 | 2800 | 0 | 0 | 0 | 0 | 0 | 0 | 0 | 0 | 0 | 0 | 0
MISO_W_2_NE | MISO_W | NE | 2045 | B10 | 1262 | 0 | 2800 | 0 | 0 | 0 | 0 | 0 | 0 | 0 | 0 | 0 | 0 | 0
MISO_W_2_NE | MISO_W | NE | 2045 | B11 | 25 | 0 | 2800 | 0 | 0 | 0 | 0 | 0 | 0 | 0 | 0 | 0 | 0 | 0
MISO_W_2_NE | MISO_W | NE | 2045 | B12 | 200 | 0 | 2800 | 0 | 0 | 0 | 0 | 0 | 0 | 0 | 0 | 0 | 0 | 0
MISO_W_2_NE | MISO_W | NE | 2045 | B13 | 600 | 0 | 2800 | 0 | 0 | 0 | 0 | 0 | 0 | 0 | 0 | 0 | 0 | 0
MISO_W_2_NE | MISO_W | NE | 2045 | B14 | 900 | 0 | 2800 | 0 | 0 | 0 | 0 | 0 | 0 | 0 | 0 | 0 | 0 | 0
MISO_W_2_NE | MISO_W | NE | 2045 | B15 | 1203 | 0 | 2800 | 0 | 0 | 0 | 0 | 0 | 0 | 0 | 0 | 0 | 0 | 0
MISO_W_2_NE | MISO_W | NE | 2045 | B16 | 25 | 0 | 2800 | 0 | 0 | 0 | 0 | 0 | 0 | 0 | 0 | 0 | 0 | 0
MISO_W_2_NE | MISO_W | NE | 2045 | B17 | 100 | 0 | 2800 | 0 | 0 | 0 | 0 | 0 | 0 | 0 | 0 | 0 | 0 | 0
MISO_W_2_NE | MISO_W | NE | 2045 | B18 | 400 | 0 | 2800 | 0 | 0 | 0 | 0 | 0 | 0 | 0 | 0 | 0 | 0 | 0
MISO_W_2_NE | MISO_W | NE | 2045 | B19 | 700 | 0 | 2800 | 0 | 0 | 0 | 0 | 0 | 0 | 0 | 0 | 0 | 0 | 0
MISO_W_2_NE | MISO_W | NE | 2045 | B20 | 935 | 0 | 2800 | 0 | 0 | 0 | 0 | 0 | 0 | 0 | 0 | 0 | 0 | 0
MISO_W_2_NE | MISO_W | NE | 2050 | B1 | 10 | 0 | 2800 | 0 | 0 | 0 | 0 | 0 | 0 | 0 | 0 | 0 | 0 | 0
MISO_W_2_NE | MISO_W | NE | 2050 | B2 | 25 | 0 | 2800 | 0 | 0 | 0 | 0 | 0 | 0 | 0 | 0 | 0 | 0 | 0
MISO_W_2_NE | MISO_W | NE | 2050 | B3 | 75 | 0 | 2800 | 0 | 0 | 0 | 0 | 0 | 0 | 0 | 0 | 0 | 0 | 0
MISO_W_2_NE | MISO_W | NE | 2050 | B4 | 100 | 0 | 2800 | 0 | 0 | 0 | 0 | 0 | 0 | 0 | 0 | 0 | 0 | 0
MISO_W_2_NE | MISO_W | NE | 2050 | B5 | 200 | 0 | 2800 | 0 | 0 | 0 | 0 | 0 | 0 | 0 | 0 | 0 | 0 | 0
MISO_W_2_NE | MISO_W | NE | 2050 | B6 | 300 | 0 | 2800 | 0 | 0 | 0 | 0 | 0 | 0 | 0 | 0 | 0 | 0 | 0
MISO_W_2_NE | MISO_W | NE | 2050 | B7 | 400 | 0 | 2800 | 0 | 0 | 0 | 0 | 0 | 0 | 0 | 0 | 0 | 0 | 0
MISO_W_2_NE | MISO_W | NE | 2050 | B8 | 500 | 0 | 2800 | 0 | 0 | 0 | 0 | 0 | 0 | 0 | 0 | 0 | 0 | 0
MISO_W_2_NE | MISO_W | NE | 2050 | B9 | 800 | 0 | 2800 | 0 | 0 | 0 | 0 | 0 | 0 | 0 | 0 | 0 | 0 | 0
MISO_W_2_NE | MISO_W | NE | 2050 | B10 | 1262 | 0 | 2800 | 0 | 0 | 0 | 0 | 0 | 0 | 0 | 0 | 0 | 0 | 0
MISO_W_2_NE | MISO_W | NE | 2050 | B11 | 25 | 0 | 2800 | 0 | 0 | 0 | 0 | 0 | 0 | 0 | 0 | 0 | 0 | 0
MISO_W_2_NE | MISO_W | NE | 2050 | B12 | 200 | 0 | 2800 | 0 | 0 | 0 | 0 | 0 | 0 | 0 | 0 | 0 | 0 | 0
MISO_W_2_NE | MISO_W | NE | 2050 | B13 | 600 | 0 | 2800 | 0 | 0 | 0 | 0 | 0 | 0 | 0 | 0 | 0 | 0 | 0
MISO_W_2_NE | MISO_W | NE | 2050 | B14 | 900 | 0 | 2800 | 0 | 0 | 0 | 0 | 0 | 0 | 0 | 0 | 0 | 0 | 0
MISO_W_2_NE | MISO_W | NE | 2050 | B15 | 1203 | 0 | 2800 | 0 | 0 | 0 | 0 | 0 | 0 | 0 | 0 | 0 | 0 | 0
MISO_W_2_NE | MISO_W | NE | 2050 | B16 | 25 | 0 | 2800 | 0 | 0 | 0 | 0 | 0 | 0 | 0 | 0 | 0 | 0 | 0
MISO_W_2_NE | MISO_W | NE | 2050 | B17 | 100 | 0 | 2800 | 0 | 0 | 0 | 0 | 0 | 0 | 0 | 0 | 0 | 0 | 0
MISO_W_2_NE | MISO_W | NE | 2050 | B18 | 400 | 0 | 2800 | 0 | 0 | 0 | 0 | 0 | 0 | 0 | 0 | 0 | 0 | 0
MISO_W_2_NE | MISO_W | NE | 2050 | B19 | 700 | 0 | 2800 | 0 | 0 | 0 | 0 | 0 | 0 | 0 | 0 | 0 | 0 | 0
MISO_W_2_NE | MISO_W | NE | 2050 | B20 | 935 | 0 | 2800 | 0 | 0 | 0 | 0 | 0 | 0 | 0 | 0 | 0 | 0 | 0
MISO_W_2_PJM_ROR | MISO_W | PJM_ROR | 2015 | B1 | 10 | 0 | 773 | 773 | 773 | 553.79 | 0 | 0 | 0.01187 | 0.01187 | 0 | 0.00022187 | 0.46318 | 0.15439 | xxx
MISO_W_2_PJM_ROR | MISO_W | PJM_ROR | 2015 | B2 | 25 | 0 | 773 | 0 | 455.21 | 0 | 0 | 0 | 0 | 0 | 0 | 0 | 0.46318 | 0.15439
MISO_W_2_PJM_ROR | MISO_W | PJM_ROR | 2015 | B3 | 75 | 0 | 773 | 0 | 0 | 0 | 0 | 0 | 0 | 0 | 0 | 0 | 0.46318 | 0.15439
MISO_W_2_PJM_ROR | MISO_W | PJM_ROR | 2015 | B4 | 100 | 0 | 773 | 0 | 0 | 0 | 0 | 0 | 0 | 0 | 0 | 0 | 0.46318 | 0.15439
MISO_W_2_PJM_ROR | MISO_W | PJM_ROR | 2015 | B5 | 200 | 0 | 773 | 0 | 0 | 0 | 0 | 0 | 0 | 0 | 0 | 0 | 0.46318 | 0.15439
MISO_W_2_PJM_ROR | MISO_W | PJM_ROR | 2015 | B6 | 300 | 0 | 773 | 381.54 | 0 | 773 | 0 | 0 | 0 | 0 | 0.01187 | 0 | 0.46318 | 0.15439
MISO_W_2_PJM_ROR | MISO_W | PJM_ROR | 2015 | B7 | 400 | 0 | 773 | 0 | 593.59 | 773 | 0 | 0 | 0 | 0 | 0.01187 | 0 | 0.46318 | 0.15439
MISO_W_2_PJM_ROR | MISO_W | PJM_ROR | 2015 | B8 | 500 | 0 | 773 | 0 | 0 | 773 | 0 | 0 | 0 | 0 | 0.01187 | 0 | 0.46318 | 0.15439
MISO_W_2_PJM_ROR | MISO_W | PJM_ROR | 2015 | B9 | 800 | 0 | 773 | 0 | 0 | 0 | 0 | 0 | 0 | 0 | 0 | 0 | 0.46318 | 0.15439
MISO_W_2_PJM_ROR | MISO_W | PJM_ROR | 2015 | B10 | 1262 | 0 | 773 | 0 | 0 | 0 | 0 | 0 | 0 | 0 | 0 | 0 | 0.46318 | 0.15439
MISO_W_2_PJM_ROR | MISO_W | PJM_ROR | 2015 | B11 | 25 | 0 | 773 | 0 | 0 | 0 | 0 | 0 | 0 | 0 | 0 | 0 | 0.46318 | 0.15439
MISO_W_2_PJM_ROR | MISO_W | PJM_ROR | 2015 | B12 | 200 | 0 | 773 | 0 | 103.79 | 773 | 0 | 0 | 0 | 0 | 0.01187 | 0 | 0.46318 | 0.15439
MISO_W_2_PJM_ROR | MISO_W | PJM_ROR | 2015 | B13 | 600 | 0 | 773 | 0 | 0 | 0 | 0 | 0 | 0 | 0 | 0 | 0 | 0.46318 | 0.15439
MISO_W_2_PJM_ROR | MISO_W | PJM_ROR | 2015 | B14 | 900 | 0 | 773 | 224.93 | 773 | 773 | 0 | 0 | 0 | 0.01187 | 0.01187 | 0 | 0.46318 | 0.15439
MISO_W_2_PJM_ROR | MISO_W | PJM_ROR | 2015 | B15 | 1203 | 0 | 773 | 0 | 0 | 0 | 0 | 0 | 0 | 0 | 0 | 0 | 0.46318 | 0.15439
MISO_W_2_PJM_ROR | MISO_W | PJM_ROR | 2015 | B16 | 25 | 0 | 773 | 773 | 773 | 773 | 0 | 0 | 0.01187 | 0.30862 | 0.13057 | 0.00055467 | 0.46318 | 0.15439
MISO_W_2_PJM_ROR | MISO_W | PJM_ROR | 2015 | B17 | 100 | 0 | 773 | 773 | 773 | 773 | 0 | 0 | 3.2524 | 0.29675 | 0.1187 | 0.60792 | 0.46318 | 0.15439
MISO_W_2_PJM_ROR | MISO_W | PJM_ROR | 2015 | B18 | 400 | 0 | 773 | 773 | 773 | 773 | 0 | 0 | 0.01187 | 0.16618 | 0.02374 | 0.0088748 | 0.46318 | 0.15439
MISO_W_2_PJM_ROR | MISO_W | PJM_ROR | 2015 | B19 | 700 | 0 | 773 | 0 | 773 | 773 | 0 | 0 | 0 | 0.01187 | 0.01187 | 0 | 0.46318 | 0.15439
MISO_W_2_PJM_ROR | MISO_W | PJM_ROR | 2015 | B20 | 935 | 0 | 773 | 0 | 0 | 0 | 0 | 0 | 0 | 0 | 0 | 0 | 0.46318 | 0.15439
MISO_W_2_PJM_ROR | MISO_W | PJM_ROR | 2020 | B1 | 10 | 0 | 773 | 773 | 773 | 773 | 0 | 4815.99 | 20.1671 | 0.49854 | 0.17805 | 0.089235 | 0.53086 | 0.17695
MISO_W_2_PJM_ROR | MISO_W | PJM_ROR | 2020 | B2 | 25 | 0 | 773 | 773 | 773 | 773 | 0 | 336.45 | 9.0093 | 0.01187 | 0.17805 | 0.099661 | 0.53086 | 0.17695
MISO_W_2_PJM_ROR | MISO_W | PJM_ROR | 2020 | B3 | 75 | 0 | 773 | 0 | 0 | 332.17 | 0 | 0 | 0 | 0 | 0 | 0 | 0.53086 | 0.17695
MISO_W_2_PJM_ROR | MISO_W | PJM_ROR | 2020 | B4 | 100 | 0 | 773 | 0 | 0 | 69.04 | 0 | 0 | 0 | 0 | 0 | 0 | 0.53086 | 0.17695
MISO_W_2_PJM_ROR | MISO_W | PJM_ROR | 2020 | B5 | 200 | 0 | 773 | 0 | 0 | 254.27 | 0 | 0 | 0 | 0 | 0 | 0 | 0.53086 | 0.17695
MISO_W_2_PJM_ROR | MISO_W | PJM_ROR | 2020 | B6 | 300 | 0 | 773 | 0 | 0 | 773 | 0 | 0 | 0 | 0 | 0.07122 | 0 | 0.53086 | 0.17695
MISO_W_2_PJM_ROR | MISO_W | PJM_ROR | 2020 | B7 | 400 | 0 | 773 | 0 | 0 | 773 | 0 | 0 | 0 | 0 | 0.07122 | 0 | 0.53086 | 0.17695
MISO_W_2_PJM_ROR | MISO_W | PJM_ROR | 2020 | B8 | 500 | 0 | 773 | 452.14 | 0 | 773 | 0 | 0 | 0 | 0 | 0.07122 | 0 | 0.53086 | 0.17695
MISO_W_2_PJM_ROR | MISO_W | PJM_ROR | 2020 | B9 | 800 | 0 | 773 | 0 | 0 | 215.11 | 0 | 0 | 0 | 0 | 0 | 0 | 0.53086 | 0.17695
MISO_W_2_PJM_ROR | MISO_W | PJM_ROR | 2020 | B10 | 1262 | 0 | 773 | 0 | 0 | 0 | 0 | 0 | 0 | 0 | 0 | 0 | 0.53086 | 0.17695
MISO_W_2_PJM_ROR | MISO_W | PJM_ROR | 2020 | B11 | 25 | 0 | 773 | 671.39 | 0 | 773 | 0 | 0 | 0 | 0 | 0.05935 | 0 | 0.53086 | 0.17695
MISO_W_2_PJM_ROR | MISO_W | PJM_ROR | 2020 | B12 | 200 | 0 | 773 | 773 | 773 | 773 | 0 | 2680.88 | 0.01187 | 0.01187 | 0.17805 | 0.0010504 | 0.53086 | 0.17695
MISO_W_2_PJM_ROR | MISO_W | PJM_ROR | 2020 | B13 | 600 | 0 | 773 | 773 | 697.61 | 773 | 0 | 2330.33 | 0.01187 | 0 | 0.17805 | 0.0031513 | 0.53086 | 0.17695
MISO_W_2_PJM_ROR | MISO_W | PJM_ROR | 2020 | B14 | 900 | 0 | 773 | 773 | 773 | 773 | 0 | 2281.02 | 0.01187 | 0.01187 | 0.17805 | 0.004727 | 0.53086 | 0.17695
MISO_W_2_PJM_ROR | MISO_W | PJM_ROR | 2020 | B15 | 1203 | 0 | 773 | 0 | 0 | 773 | 0 | 0 | 0 | 0 | 0.05935 | 0 | 0.53086 | 0.17695
MISO_W_2_PJM_ROR | MISO_W | PJM_ROR | 2020 | B16 | 25 | 25 | 773 | 773 | 773 | 773 | 6751.53 | 15618.99 | 1.6618 | 0.53415 | 0.17805 | 0.018383 | 0.53086 | 0.17695
MISO_W_2_PJM_ROR | MISO_W | PJM_ROR | 2020 | B17 | 100 | 100 | 773 | 773 | 773 | 773 | 4828.29 | 12712.18 | 7.8342 | 0.53415 | 0.17805 | 0.34665 | 0.53086 | 0.17695
MISO_W_2_PJM_ROR | MISO_W | PJM_ROR | 2020 | B18 | 400 | 400 | 773 | 773 | 773 | 773 | 364.53 | 6880.53 | 0.81903 | 0.53415 | 0.17805 | 0.14496 | 0.53086 | 0.17695
MISO_W_2_PJM_ROR | MISO_W | PJM_ROR | 2020 | B19 | 700 | 0 | 773 | 370.76 | 773 | 773 | 0 | 1239.84 | 0 | 0.45106 | 0.17805 | 0 | 0.53086 | 0.17695
MISO_W_2_PJM_ROR | MISO_W | PJM_ROR | 2020 | B20 | 935 | 0 | 773 | 0 | 773 | 773 | 0 | 125.74 | 0 | 0.1187 | 0.17805 | 0 | 0.53086 | 0.17695
MISO_W_2_PJM_ROR | MISO_W | PJM_ROR | 2025 | B1 | 10 | 10 | 773 | 773 | 773 | 773 | 12806.26 | 29852.29 | 458.3957 | 11.4189 | 3.8103 | 0.62923 | 11.4225 | 3.8075
MISO_W_2_PJM_ROR | MISO_W | PJM_ROR | 2025 | B2 | 25 | 25 | 773 | 773 | 773 | 773 | 12637.39 | 23988.02 | 516.2738 | 11.4189 | 3.8103 | 1.7717 | 11.4225 | 3.8075
MISO_W_2_PJM_ROR | MISO_W | PJM_ROR | 2025 | B3 | 75 | 75 | 773 | 0 | 773 | 773 | 5174.55 | 14291.36 | 0 | 11.4189 | 3.8103 | 0 | 11.4225 | 3.8075
MISO_W_2_PJM_ROR | MISO_W | PJM_ROR | 2025 | B4 | 100 | 0 | 773 | 0 | 773 | 773 | 0 | 11607.89 | 0 | 4.2138 | 3.8103 | 0 | 11.4225 | 3.8075
MISO_W_2_PJM_ROR | MISO_W | PJM_ROR | 2025 | B5 | 200 | 0 | 773 | 0 | 773 | 773 | 0 | 10152.66 | 0 | 3.4186 | 3.8103 | 0 | 11.4225 | 3.8075
MISO_W_2_PJM_ROR | MISO_W | PJM_ROR | 2025 | B6 | 300 | 0 | 773 | 0 | 773 | 773 | 0 | 10930.06 | 0 | 4.57 | 3.8103 | 0 | 11.4225 | 3.8075
MISO_W_2_PJM_ROR | MISO_W | PJM_ROR | 2025 | B7 | 400 | 400 | 773 | 773 | 773 | 773 | 1828.16 | 17769.52 | 0.01187 | 11.4189 | 3.8103 | 0.00065175 | 11.4225 | 3.8075
MISO_W_2_PJM_ROR | MISO_W | PJM_ROR | 2025 | B8 | 500 | 500 | 773 | 773 | 773 | 773 | 2894.28 | 23975.68 | 0.01187 | 11.4189 | 3.8103 | 0.00081469 | 11.4225 | 3.8075
MISO_W_2_PJM_ROR | MISO_W | PJM_ROR | 2025 | B9 | 800 | 800 | 773 | 0 | 773 | 773 | 2653.37 | 21785.54 | 0 | 11.4189 | 3.8103 | 0 | 11.4225 | 3.8075
MISO_W_2_PJM_ROR | MISO_W | PJM_ROR | 2025 | B10 | 1262 | 1262 | 773 | 773 | 773 | 773 | 9344.73 | 24123.37 | 0.01187 | 11.4189 | 3.8103 | 0.0020563 | 11.4225 | 3.8075
MISO_W_2_PJM_ROR | MISO_W | PJM_ROR | 2025 | B11 | 25 | 25 | 773 | 773 | 773 | 773 | 3558.89 | 18057.9 | 0.01187 | 11.4189 | 3.8103 | 4.0734e-05 | 11.4225 | 3.8075
MISO_W_2_PJM_ROR | MISO_W | PJM_ROR | 2025 | B12 | 200 | 200 | 773 | 773 | 773 | 773 | 8327.96 | 26006.75 | 9.0331 | 11.4189 | 3.8103 | 0.24799 | 11.4225 | 3.8075
MISO_W_2_PJM_ROR | MISO_W | PJM_ROR | 2025 | B13 | 600 | 600 | 773 | 773 | 773 | 773 | 11386.58 | 28369.45 | 3.7747 | 11.4189 | 3.8103 | 0.31088 | 11.4225 | 3.8075
MISO_W_2_PJM_ROR | MISO_W | PJM_ROR | 2025 | B14 | 900 | 900 | 773 | 773 | 773 | 773 | 12864.85 | 38007.03 | 16.9504 | 11.4189 | 3.8103 | 2.0941 | 11.4225 | 3.8075
MISO_W_2_PJM_ROR | MISO_W | PJM_ROR | 2025 | B15 | 1203 | 1203 | 773 | 773 | 773 | 773 | 14193.37 | 32675.24 | 44.2276 | 11.4189 | 3.8103 | 7.3035 | 11.4225 | 3.8075
MISO_W_2_PJM_ROR | MISO_W | PJM_ROR | 2025 | B16 | 25 | 25 | 773 | 773 | 773 | 773 | 25725.05 | 48080.46 | 47.112 | 11.4189 | 3.8103 | 0.16167 | 11.4225 | 3.8075
MISO_W_2_PJM_ROR | MISO_W | PJM_ROR | 2025 | B17 | 100 | 100 | 773 | 773 | 773 | 773 | 22637.82 | 44059.2 | 20.179 | 11.4189 | 3.8103 | 0.27699 | 11.4225 | 3.8075
MISO_W_2_PJM_ROR | MISO_W | PJM_ROR | 2025 | B18 | 400 | 400 | 773 | 773 | 773 | 773 | 13690.16 | 35743.63 | 5.7451 | 11.4189 | 3.8103 | 0.31545 | 11.4225 | 3.8075
MISO_W_2_PJM_ROR | MISO_W | PJM_ROR | 2025 | B19 | 700 | 700 | 773 | 773 | 773 | 773 | 10621.56 | 34506.21 | 1.9229 | 11.4189 | 3.8103 | 0.18477 | 11.4225 | 3.8075
MISO_W_2_PJM_ROR | MISO_W | PJM_ROR | 2025 | B20 | 935 | 935 | 773 | 773 | 773 | 773 | 14664.42 | 33804.66 | 15.0393 | 11.4189 | 3.8103 | 1.9302 | 11.4225 | 3.8075
MISO_W_2_PJM_ROR | MISO_W | PJM_ROR | 2030 | B1 | 10 | 10 | 773 | 773 | 773 | 773 | 13574.7 | 29150.18 | 605.548 | 21.6865 | 7.2288 | 0.74898 | 21.6909 | 7.2303
MISO_W_2_PJM_ROR | MISO_W | PJM_ROR | 2030 | B2 | 25 | 25 | 773 | 773 | 773 | 773 | 11830.82 | 23078.7 | 596.7049 | 21.6865 | 7.2288 | 1.8451 | 21.6909 | 7.2303
MISO_W_2_PJM_ROR | MISO_W | PJM_ROR | 2030 | B3 | 75 | 0 | 773 | 0 | 773 | 773 | 0 | 13305.48 | 0 | 16.0839 | 7.2288 | 0 | 21.6909 | 7.2303
MISO_W_2_PJM_ROR | MISO_W | PJM_ROR | 2030 | B4 | 100 | 0 | 773 | 0 | 773 | 773 | 0 | 10925.54 | 0 | 11.4189 | 7.2288 | 0 | 21.6909 | 7.2303
MISO_W_2_PJM_ROR | MISO_W | PJM_ROR | 2030 | B5 | 200 | 200 | 773 | 0 | 773 | 773 | 1726.34 | 13986.73 | 0 | 21.6865 | 7.2288 | 0 | 21.6909 | 7.2303
MISO_W_2_PJM_ROR | MISO_W | PJM_ROR | 2030 | B6 | 300 | 0 | 773 | 0 | 773 | 773 | 0 | 10132.11 | 0 | 15.977 | 7.2288 | 0 | 21.6909 | 7.2303
MISO_W_2_PJM_ROR | MISO_W | PJM_ROR | 2030 | B7 | 400 | 400 | 773 | 773 | 773 | 773 | 307.94 | 16955.98 | 0.01187 | 21.6865 | 7.2288 | 0.00058726 | 21.6909 | 7.2303
MISO_W_2_PJM_ROR | MISO_W | PJM_ROR | 2030 | B8 | 500 | 500 | 773 | 773 | 773 | 773 | 6955.34 | 22647.98 | 0.62911 | 21.6865 | 7.2288 | 0.038906 | 21.6909 | 7.2303
MISO_W_2_PJM_ROR | MISO_W | PJM_ROR | 2030 | B9 | 800 | 800 | 773 | 773 | 773 | 773 | 9555.41 | 24596.82 | 0.4748 | 21.6865 | 7.2288 | 0.046981 | 21.6909 | 7.2303
MISO_W_2_PJM_ROR | MISO_W | PJM_ROR | 2030 | B10 | 1262 | 1262 | 773 | 773 | 773 | 773 | 14731.12 | 17100.13 | 0.01187 | 21.6865 | 7.2288 | 0.0018528 | 21.6909 | 7.2303
MISO_W_2_PJM_ROR | MISO_W | PJM_ROR | 2030 | B11 | 25 | 25 | 773 | 773 | 773 | 773 | 3272.18 | 16067.19 | 3.5966 | 21.6865 | 7.2288 | 0.011121 | 21.6909 | 7.2303
MISO_W_2_PJM_ROR | MISO_W | PJM_ROR | 2030 | B12 | 200 | 200 | 773 | 773 | 773 | 773 | 13540.16 | 26298.36 | 13.698 | 21.6865 | 7.2288 | 0.33885 | 21.6909 | 7.2303
MISO_W_2_PJM_ROR | MISO_W | PJM_ROR | 2030 | B13 | 600 | 600 | 773 | 773 | 773 | 773 | 14790.79 | 31148.52 | 13.971 | 21.6865 | 7.2288 | 1.0368 | 21.6909 | 7.2303
MISO_W_2_PJM_ROR | MISO_W | PJM_ROR | 2030 | B14 | 900 | 900 | 773 | 773 | 773 | 773 | 22068.8 | 31702.72 | 64.8577 | 21.6865 | 7.2288 | 7.2198 | 21.6909 | 7.2303
MISO_W_2_PJM_ROR | MISO_W | PJM_ROR | 2030 | B15 | 1203 | 1203 | 773 | 773 | 773 | 773 | 24738.71 | 34578.8 | 62.7567 | 21.6865 | 7.2288 | 9.3378 | 21.6909 | 7.2303
MISO_W_2_PJM_ROR | MISO_W | PJM_ROR | 2030 | B16 | 25 | 25 | 773 | 773 | 773 | 773 | 31229.2 | 50907.64 | 28.7848 | 21.6865 | 7.2288 | 0.089007 | 21.6909 | 7.2303
MISO_W_2_PJM_ROR | MISO_W | PJM_ROR | 2030 | B17 | 100 | 100 | 773 | 773 | 773 | 773 | 27498.01 | 47377.19 | 21.8289 | 21.6865 | 7.2288 | 0.26999 | 21.6909 | 7.2303
MISO_W_2_PJM_ROR | MISO_W | PJM_ROR | 2030 | B18 | 400 | 400 | 773 | 773 | 773 | 773 | 18527.15 | 36511.1 | 13.3775 | 21.6865 | 7.2288 | 0.66184 | 21.6909 | 7.2303
MISO_W_2_PJM_ROR | MISO_W | PJM_ROR | 2030 | B19 | 700 | 700 | 773 | 773 | 773 | 773 | 15080.59 | 33234.75 | 11.6326 | 21.6865 | 7.2288 | 1.0072 | 21.6909 | 7.2303
MISO_W_2_PJM_ROR | MISO_W | PJM_ROR | 2030 | B20 | 935 | 935 | 773 | 773 | 773 | 773 | 23059.45 | 35650.2 | 54.1866 | 21.6865 | 7.2288 | 6.2665 | 21.6909 | 7.2303
MISO_W_2_PJM_ROR | MISO_W | PJM_ROR | 2035 | B1 | 10 | 10 | 773 | 773 | 773 | 773 | 3757.97 | 14656.81 | 528.1557 | 31.0994 | 10.3625 | 0.6895 | 31.0942 | 10.3647
MISO_W_2_PJM_ROR | MISO_W | PJM_ROR | 2035 | B2 | 25 | 25 | 773 | 773 | 773 | 773 | 12004.94 | 24327 | 514.2321 | 31.0994 | 10.3625 | 1.6783 | 31.0942 | 10.3647
MISO_W_2_PJM_ROR | MISO_W | PJM_ROR | 2035 | B3 | 75 | 75 | 773 | 0 | 773 | 773 | 3314.58 | 13445.54 | 0 | 31.0994 | 10.3625 | 0 | 31.0942 | 10.3647
MISO_W_2_PJM_ROR | MISO_W | PJM_ROR | 2035 | B4 | 100 | 100 | 773 | 0 | 773 | 773 | 5269.99 | 12555.57 | 0 | 31.0994 | 10.3625 | 0 | 31.0942 | 10.3647
MISO_W_2_PJM_ROR | MISO_W | PJM_ROR | 2035 | B5 | 200 | 200 | 773 | 0 | 773 | 773 | 4252.09 | 13014.2 | 0 | 31.0994 | 10.3625 | 0 | 31.0942 | 10.3647
MISO_W_2_PJM_ROR | MISO_W | PJM_ROR | 2035 | B6 | 300 | 0 | 773 | 0 | 773 | 773 | 0 | 12091.34 | 0 | 22.1732 | 10.3625 | 0 | 31.0942 | 10.3647
MISO_W_2_PJM_ROR | MISO_W | PJM_ROR | 2035 | B7 | 400 | 400 | 773 | 0 | 773 | 773 | 6771.64 | 14588.48 | 0 | 31.0994 | 10.3625 | 0 | 31.0942 | 10.3647
MISO_W_2_PJM_ROR | MISO_W | PJM_ROR | 2035 | B8 | 500 | 500 | 773 | 773 | 773 | 773 | 10636 | 20570.52 | 0.01187 | 31.0994 | 10.3625 | 0.0007748 | 31.0942 | 10.3647
MISO_W_2_PJM_ROR | MISO_W | PJM_ROR | 2035 | B9 | 800 | 800 | 773 | 773 | 773 | 773 | 12626.81 | 20370.92 | 0.01187 | 31.0994 | 10.3625 | 0.0012397 | 31.0942 | 10.3647
MISO_W_2_PJM_ROR | MISO_W | PJM_ROR | 2035 | B10 | 1262 | 1262 | 773 | 773 | 773 | 773 | 15105.86 | 20744.36 | 11.775 | 31.0994 | 10.3625 | 1.94 | 31.0942 | 10.3647
MISO_W_2_PJM_ROR | MISO_W | PJM_ROR | 2035 | B11 | 25 | 25 | 773 | 0 | 773 | 773 | 7881.29 | 14162.61 | 0 | 31.0994 | 10.3625 | 0 | 31.0942 | 10.3647
MISO_W_2_PJM_ROR | MISO_W | PJM_ROR | 2035 | B12 | 200 | 200 | 773 | 773 | 773 | 773 | 13551.11 | 24445.12 | 15.0156 | 31.0994 | 10.3625 | 0.39205 | 31.0942 | 10.3647
MISO_W_2_PJM_ROR | MISO_W | PJM_ROR | 2035 | B13 | 600 | 600 | 773 | 773 | 773 | 773 | 14755.86 | 24284.01 | 15.0156 | 31.0994 | 10.3625 | 1.1762 | 31.0942 | 10.3647
MISO_W_2_PJM_ROR | MISO_W | PJM_ROR | 2035 | B14 | 900 | 900 | 773 | 773 | 773 | 773 | 17235.79 | 27619.66 | 68.6205 | 31.0994 | 10.3625 | 8.0625 | 31.0942 | 10.3647
MISO_W_2_PJM_ROR | MISO_W | PJM_ROR | 2035 | B15 | 1203 | 1203 | 773 | 773 | 773 | 773 | 19912.04 | 30504.06 | 99.6961 | 31.0994 | 10.3625 | 15.6572 | 31.0942 | 10.3647
MISO_W_2_PJM_ROR | MISO_W | PJM_ROR | 2035 | B16 | 25 | 25 | 773 | 773 | 773 | 773 | 26472.2 | 42367.55 | 72.2527 | 31.0994 | 10.3625 | 0.23581 | 31.0942 | 10.3647
MISO_W_2_PJM_ROR | MISO_W | PJM_ROR | 2035 | B17 | 100 | 100 | 773 | 773 | 773 | 773 | 23858.64 | 37951.97 | 69.2733 | 31.0994 | 10.3625 | 0.90435 | 31.0942 | 10.3647
MISO_W_2_PJM_ROR | MISO_W | PJM_ROR | 2035 | B18 | 400 | 400 | 773 | 773 | 773 | 773 | 17485.72 | 29433.08 | 36.3934 | 31.0994 | 10.3625 | 1.9004 | 31.0942 | 10.3647
MISO_W_2_PJM_ROR | MISO_W | PJM_ROR | 2035 | B19 | 700 | 700 | 773 | 773 | 773 | 773 | 15859.16 | 27055.43 | 29.5207 | 31.0994 | 10.3625 | 2.6977 | 31.0942 | 10.3647
MISO_W_2_PJM_ROR | MISO_W | PJM_ROR | 2035 | B20 | 935 | 935 | 773 | 773 | 773 | 773 | 19476.13 | 28583.34 | 50.1626 | 31.0994 | 10.3625 | 6.123 | 31.0942 | 10.3647
MISO_W_2_PJM_ROR | MISO_W | PJM_ROR | 2040 | B1 | 10 | 10 | 773 | 773 | 773 | 773 | 3635.46 | 16789.79 | 452.8049 | 28.0488 | 9.3536 | 0.70366 | 42.2521 | 14.084
MISO_W_2_PJM_ROR | MISO_W | PJM_ROR | 2040 | B2 | 25 | 25 | 773 | 773 | 773 | 773 | 12174.39 | 17002.93 | 445.7185 | 28.0488 | 9.3536 | 1.7316 | 42.2521 | 14.084
MISO_W_2_PJM_ROR | MISO_W | PJM_ROR | 2040 | B3 | 75 | 0 | 773 | 773 | 773 | 773 | 0 | 9991.03 | 0.01187 | 27.7521 | 9.3536 | 0.00013834 | 42.2521 | 14.084
MISO_W_2_PJM_ROR | MISO_W | PJM_ROR | 2040 | B4 | 100 | 0 | 773 | 0 | 773 | 773 | 0 | 4083.14 | 0 | 27.7521 | 9.3536 | 0 | 42.2521 | 14.084
MISO_W_2_PJM_ROR | MISO_W | PJM_ROR | 2040 | B5 | 200 | 0 | 773 | 0 | 773 | 773 | 0 | 2869.28 | 0 | 17.3539 | 9.3536 | 0 | 42.2521 | 14.084
MISO_W_2_PJM_ROR | MISO_W | PJM_ROR | 2040 | B6 | 300 | 0 | 773 | 0 | 773 | 773 | 0 | 0 | 0 | 2.7182 | 8.2971 | 0 | 42.2521 | 14.084
MISO_W_2_PJM_ROR | MISO_W | PJM_ROR | 2040 | B7 | 400 | 0 | 773 | 0 | 773 | 773 | 0 | 6838.69 | 0 | 23.372 | 9.3536 | 0 | 42.2521 | 14.084
MISO_W_2_PJM_ROR | MISO_W | PJM_ROR | 2040 | B8 | 500 | 500 | 773 | 546.79 | 773 | 773 | 1211.48 | 14450.11 | 0 | 28.0488 | 9.3536 | 0 | 42.2521 | 14.084
MISO_W_2_PJM_ROR | MISO_W | PJM_ROR | 2040 | B9 | 800 | 0 | 773 | 0 | 773 | 773 | 0 | 7709.23 | 0 | 25.9478 | 9.3536 | 0 | 42.2521 | 14.084
MISO_W_2_PJM_ROR | MISO_W | PJM_ROR | 2040 | B10 | 1262 | 1262 | 773 | 773 | 773 | 773 | 10142.49 | 20323.82 | 26.9686 | 28.0488 | 9.3536 | 5.289 | 42.2521 | 14.084
MISO_W_2_PJM_ROR | MISO_W | PJM_ROR | 2040 | B11 | 25 | 0 | 773 | 303 | 773 | 773 | 0 | 6069.07 | 0 | 25.0576 | 9.3536 | 0 | 42.2521 | 14.084
MISO_W_2_PJM_ROR | MISO_W | PJM_ROR | 2040 | B12 | 200 | 200 | 773 | 773 | 773 | 773 | 10290.95 | 12960.61 | 11.692 | 28.0488 | 9.3536 | 0.36339 | 42.2521 | 14.084
MISO_W_2_PJM_ROR | MISO_W | PJM_ROR | 2040 | B13 | 600 | 600 | 773 | 773 | 773 | 773 | 12801.94 | 19636.02 | 75.2202 | 28.0488 | 9.3536 | 7.0135 | 42.2521 | 14.084
MISO_W_2_PJM_ROR | MISO_W | PJM_ROR | 2040 | B14 | 900 | 900 | 773 | 773 | 773 | 773 | 14183.81 | 26976.53 | 110.7471 | 28.0488 | 9.3536 | 15.4891 | 42.2521 | 14.084
MISO_W_2_PJM_ROR | MISO_W | PJM_ROR | 2040 | B15 | 1203 | 1203 | 773 | 773 | 773 | 773 | 6774.12 | 19106.51 | 43.4798 | 28.0488 | 9.3536 | 8.1284 | 42.2521 | 14.084
MISO_W_2_PJM_ROR | MISO_W | PJM_ROR | 2040 | B16 | 25 | 25 | 773 | 773 | 773 | 773 | 23562.52 | 26484.2 | 111.8985 | 28.0488 | 9.3536 | 0.43473 | 42.2521 | 14.084
MISO_W_2_PJM_ROR | MISO_W | PJM_ROR | 2040 | B17 | 100 | 100 | 773 | 773 | 773 | 773 | 22403.36 | 30105.74 | 91.221 | 28.0488 | 9.3536 | 1.4176 | 42.2521 | 14.084
MISO_W_2_PJM_ROR | MISO_W | PJM_ROR | 2040 | B18 | 400 | 400 | 773 | 773 | 773 | 773 | 15611.15 | 22401.78 | 77.6061 | 28.0488 | 9.3536 | 4.824 | 42.2521 | 14.084
MISO_W_2_PJM_ROR | MISO_W | PJM_ROR | 2040 | B19 | 700 | 700 | 773 | 773 | 773 | 773 | 13018.77 | 21613.94 | 77.6061 | 28.0488 | 9.3536 | 8.442 | 42.2521 | 14.084
MISO_W_2_PJM_ROR | MISO_W | PJM_ROR | 2040 | B20 | 935 | 935 | 773 | 773 | 773 | 773 | 9128.41 | 20916.64 | 17.1996 | 28.0488 | 9.3536 | 2.4991 | 42.2521 | 14.084
MISO_W_2_PJM_ROR | MISO_W | PJM_ROR | 2045 | B1 | 10 | 10 | 773 | 773 | 773 | 773 | 4261.57 | 15917.49 | 343.0905 | 16.6892 | 5.567 | 0.53316 | 15.4739 | 5.158
MISO_W_2_PJM_ROR | MISO_W | PJM_ROR | 2045 | B2 | 25 | 25 | 773 | 773 | 773 | 773 | 13552.02 | 16058.01 | 334.3186 | 16.6892 | 5.567 | 1.2988 | 15.4739 | 5.158
MISO_W_2_PJM_ROR | MISO_W | PJM_ROR | 2045 | B3 | 75 | 75 | 773 | 773 | 773 | 773 | 135.25 | 8778.42 | 9.0093 | 16.6892 | 5.567 | 0.105 | 15.4739 | 5.158
MISO_W_2_PJM_ROR | MISO_W | PJM_ROR | 2045 | B4 | 100 | 0 | 773 | 0 | 773 | 773 | 0 | 2630 | 0 | 14.6713 | 5.567 | 0 | 15.4739 | 5.158
MISO_W_2_PJM_ROR | MISO_W | PJM_ROR | 2045 | B5 | 200 | 0 | 773 | 0 | 773 | 773 | 0 | 0 | 0 | 3.9646 | 4.3919 | 0 | 15.4739 | 5.158
MISO_W_2_PJM_ROR | MISO_W | PJM_ROR | 2045 | B6 | 300 | 0 | 773 | 0 | 475.25 | 773 | 0 | 0 | 0 | 0 | 2.3384 | 0 | 15.4739 | 5.158
MISO_W_2_PJM_ROR | MISO_W | PJM_ROR | 2045 | B7 | 400 | 0 | 773 | 0 | 773 | 773 | 0 | 3365.75 | 0 | 10.9798 | 5.567 | 0 | 15.4739 | 5.158
MISO_W_2_PJM_ROR | MISO_W | PJM_ROR | 2045 | B8 | 500 | 0 | 773 | 0 | 773 | 773 | 0 | 3863.88 | 0 | 13.1164 | 5.567 | 0 | 15.4739 | 5.158
MISO_W_2_PJM_ROR | MISO_W | PJM_ROR | 2045 | B9 | 800 | 0 | 773 | 0 | 773 | 773 | 0 | 5822.07 | 0 | 15.3598 | 5.567 | 0 | 15.4739 | 5.158
MISO_W_2_PJM_ROR | MISO_W | PJM_ROR | 2045 | B10 | 1262 | 1262 | 773 | 773 | 773 | 773 | 5429.46 | 17977.86 | 12.6178 | 16.6892 | 5.567 | 2.4745 | 15.4739 | 5.158
MISO_W_2_PJM_ROR | MISO_W | PJM_ROR | 2045 | B11 | 25 | 0 | 773 | 0 | 773 | 773 | 0 | 0 | 0 | 12.9858 | 5.1041 | 0 | 15.4739 | 5.158
MISO_W_2_PJM_ROR | MISO_W | PJM_ROR | 2045 | B12 | 200 | 200 | 773 | 773 | 773 | 773 | 11262.3 | 14759.3 | 19.8941 | 16.6892 | 5.567 | 0.61831 | 15.4739 | 5.158
MISO_W_2_PJM_ROR | MISO_W | PJM_ROR | 2045 | B13 | 600 | 600 | 773 | 773 | 773 | 773 | 11436.72 | 17317.71 | 15.0156 | 16.6892 | 5.567 | 1.4001 | 15.4739 | 5.158
MISO_W_2_PJM_ROR | MISO_W | PJM_ROR | 2045 | B14 | 900 | 900 | 773 | 773 | 773 | 773 | 13446.54 | 24550.89 | 39.6221 | 16.6892 | 5.567 | 5.5415 | 15.4739 | 5.158
MISO_W_2_PJM_ROR | MISO_W | PJM_ROR | 2045 | B15 | 1203 | 1203 | 773 | 773 | 773 | 773 | 6744.67 | 17839.52 | 8.4752 | 16.6892 | 5.567 | 1.5844 | 15.4739 | 5.158
MISO_W_2_PJM_ROR | MISO_W | PJM_ROR | 2045 | B16 | 25 | 25 | 773 | 773 | 773 | 773 | 26198.32 | 29629.68 | 155.4258 | 16.6892 | 5.567 | 0.60383 | 15.4739 | 5.158
MISO_W_2_PJM_ROR | MISO_W | PJM_ROR | 2045 | B17 | 100 | 100 | 773 | 773 | 773 | 773 | 19848.69 | 28534.01 | 141.4548 | 16.6892 | 5.567 | 2.1982 | 15.4739 | 5.158
MISO_W_2_PJM_ROR | MISO_W | PJM_ROR | 2045 | B18 | 400 | 400 | 773 | 773 | 773 | 773 | 14271.78 | 21341.17 | 22.2325 | 16.6892 | 5.567 | 1.382 | 15.4739 | 5.158
MISO_W_2_PJM_ROR | MISO_W | PJM_ROR | 2045 | B19 | 700 | 700 | 773 | 773 | 773 | 773 | 11003.81 | 20318.88 | 15.0274 | 16.6892 | 5.567 | 1.6347 | 15.4739 | 5.158
MISO_W_2_PJM_ROR | MISO_W | PJM_ROR | 2045 | B20 | 935 | 935 | 773 | 773 | 773 | 773 | 5004.76 | 19368.79 | 8.6532 | 16.6892 | 5.567 | 1.2573 | 15.4739 | 5.158
MISO_W_2_PJM_ROR | MISO_W | PJM_ROR | 2050 | B1 | 10 | 10 | 773 | 773 | 773 | 773 | 2339.83 | 13401.45 | 96.242 | 16.4993 | 5.4958 | 0.16046 | 10.028 | 3.3427
MISO_W_2_PJM_ROR | MISO_W | PJM_ROR | 2050 | B2 | 25 | 25 | 773 | 773 | 773 | 773 | 12493.56 | 15766.68 | 109.8331 | 16.4993 | 5.4958 | 0.45779 | 10.028 | 3.3427
MISO_W_2_PJM_ROR | MISO_W | PJM_ROR | 2050 | B3 | 75 | 75 | 773 | 773 | 773 | 773 | 2917.31 | 5622.31 | 9.0093 | 16.4993 | 5.4958 | 0.11265 | 10.028 | 3.3427
MISO_W_2_PJM_ROR | MISO_W | PJM_ROR | 2050 | B4 | 100 | 0 | 773 | 0 | 773 | 773 | 0 | 138.55 | 0 | 10.6118 | 5.4958 | 0 | 10.028 | 3.3427
MISO_W_2_PJM_ROR | MISO_W | PJM_ROR | 2050 | B5 | 200 | 0 | 773 | 0 | 0 | 773 | 0 | 0 | 0 | 0 | 4.3088 | 0 | 10.028 | 3.3427
MISO_W_2_PJM_ROR | MISO_W | PJM_ROR | 2050 | B6 | 300 | 0 | 773 | 0 | 773 | 773 | 0 | 0 | 0 | 1.009 | 4.3207 | 0 | 10.028 | 3.3427
MISO_W_2_PJM_ROR | MISO_W | PJM_ROR | 2050 | B7 | 400 | 0 | 773 | 0 | 773 | 773 | 0 | 0 | 0 | 13.1045 | 3.0625 | 0 | 10.028 | 3.3427
MISO_W_2_PJM_ROR | MISO_W | PJM_ROR | 2050 | B8 | 500 | 500 | 773 | 0 | 773 | 773 | 2300.3 | 7336.82 | 0 | 16.4993 | 5.4958 | 0 | 10.028 | 3.3427
MISO_W_2_PJM_ROR | MISO_W | PJM_ROR | 2050 | B9 | 800 | 800 | 773 | 773 | 773 | 773 | 3960.38 | 10207.74 | 7.0152 | 16.4993 | 5.4958 | 0.93567 | 10.028 | 3.3427
MISO_W_2_PJM_ROR | MISO_W | PJM_ROR | 2050 | B10 | 1262 | 1262 | 773 | 740.17 | 773 | 773 | 1261.3 | 11971.69 | 0 | 16.4993 | 5.4958 | 0 | 10.028 | 3.3427
MISO_W_2_PJM_ROR | MISO_W | PJM_ROR | 2050 | B11 | 25 | 25 | 773 | 773 | 773 | 773 | 3795.86 | 2161.56 | 1.9942 | 16.4993 | 5.4958 | 0.0083118 | 10.028 | 3.3427
MISO_W_2_PJM_ROR | MISO_W | PJM_ROR | 2050 | B12 | 200 | 200 | 773 | 773 | 773 | 773 | 8940.14 | 13980.36 | 14.0066 | 16.4993 | 5.4958 | 0.46704 | 10.028 | 3.3427
MISO_W_2_PJM_ROR | MISO_W | PJM_ROR | 2050 | B13 | 600 | 600 | 773 | 773 | 773 | 773 | 9433.84 | 17371.29 | 3.1099 | 16.4993 | 5.4958 | 0.3111 | 10.028 | 3.3427
MISO_W_2_PJM_ROR | MISO_W | PJM_ROR | 2050 | B14 | 900 | 900 | 773 | 773 | 773 | 773 | 9854.12 | 21413.43 | 31.4555 | 16.4993 | 5.4958 | 4.7199 | 10.028 | 3.3427
MISO_W_2_PJM_ROR | MISO_W | PJM_ROR | 2050 | B15 | 1203 | 1203 | 773 | 773 | 773 | 773 | 1167.74 | 15080.13 | 6.1249 | 16.4993 | 5.4958 | 1.2285 | 10.028 | 3.3427
MISO_W_2_PJM_ROR | MISO_W | PJM_ROR | 2050 | B16 | 25 | 25 | 773 | 773 | 773 | 773 | 25152.01 | 27285.4 | 132.4692 | 16.4993 | 5.4958 | 0.55214 | 10.028 | 3.3427
MISO_W_2_PJM_ROR | MISO_W | PJM_ROR | 2050 | B17 | 100 | 100 | 773 | 773 | 773 | 773 | 20228.2 | 26502.58 | 39.0286 | 16.4993 | 5.4958 | 0.65069 | 10.028 | 3.3427
MISO_W_2_PJM_ROR | MISO_W | PJM_ROR | 2050 | B18 | 400 | 400 | 773 | 773 | 773 | 773 | 12648.36 | 19919.87 | 16.986 | 16.4993 | 5.4958 | 1.1328 | 10.028 | 3.3427
MISO_W_2_PJM_ROR | MISO_W | PJM_ROR | 2050 | B19 | 700 | 700 | 773 | 773 | 773 | 773 | 10075.58 | 20261.44 | 12.784 | 16.4993 | 5.4958 | 1.492 | 10.028 | 3.3427
MISO_W_2_PJM_ROR | MISO_W | PJM_ROR | 2050 | B20 | 935 | 935 | 773 | 773 | 773 | 773 | 7400.93 | 18664.67 | 7.3238 | 16.4993 | 5.4958 | 1.1417 | 10.028 | 3.3427
MISO_W_2_SPP_N | MISO_W | SPP_N | 2015 | B1 | 10 | 0 | 3200 | 0 | 0 | 0 | 0 | 0 | 0 | 0 | 0 | 0 | 0 | 0
MISO_W_2_SPP_N | MISO_W | SPP_N | 2015 | B2 | 25 | 0 | 3200 | 0 | 0 | 0 | 0 | 0 | 0 | 0 | 0 | 0 | 0 | 0
MISO_W_2_SPP_N | MISO_W | SPP_N | 2015 | B3 | 75 | 0 | 3200 | 0 | 0 | 0 | 0 | 0 | 0 | 0 | 0 | 0 | 0 | 0
MISO_W_2_SPP_N | MISO_W | SPP_N | 2015 | B4 | 100 | 0 | 3200 | 0 | 0 | 0 | 0 | 0 | 0 | 0 | 0 | 0 | 0 | 0
MISO_W_2_SPP_N | MISO_W | SPP_N | 2015 | B5 | 200 | 0 | 3200 | 246.44 | 1293.73 | 1187.97 | 0 | 0 | 0 | 0 | 0 | 0 | 0 | 0
MISO_W_2_SPP_N | MISO_W | SPP_N | 2015 | B6 | 300 | 0 | 3200 | 357.45 | 1163.68 | 1226.09 | 0 | 0 | 0 | 0 | 0 | 0 | 0 | 0
MISO_W_2_SPP_N | MISO_W | SPP_N | 2015 | B7 | 400 | 0 | 3200 | 0 | 0 | 0 | 0 | 0 | 0 | 0 | 0 | 0 | 0 | 0
MISO_W_2_SPP_N | MISO_W | SPP_N | 2015 | B8 | 500 | 0 | 3200 | 0 | 0 | 0 | 0 | 0 | 0 | 0 | 0 | 0 | 0 | 0
MISO_W_2_SPP_N | MISO_W | SPP_N | 2015 | B9 | 800 | 0 | 3200 | 0 | 0 | 0 | 0 | 0 | 0 | 0 | 0 | 0 | 0 | 0
MISO_W_2_SPP_N | MISO_W | SPP_N | 2015 | B10 | 1262 | 0 | 3200 | 0 | 0 | 0 | 0 | 0 | 0 | 0 | 0 | 0 | 0 | 0
MISO_W_2_SPP_N | MISO_W | SPP_N | 2015 | B11 | 25 | 0 | 3200 | 109.82 | 1912.46 | 2062.56 | 0 | 0 | 0 | 0 | 0 | 0 | 0 | 0
MISO_W_2_SPP_N | MISO_W | SPP_N | 2015 | B12 | 200 | 0 | 3200 | 0 | 0 | 0 | 0 | 0 | 0 | 0 | 0 | 0 | 0 | 0
MISO_W_2_SPP_N | MISO_W | SPP_N | 2015 | B13 | 600 | 0 | 3200 | 0 | 0 | 0 | 0 | 0 | 0 | 0 | 0 | 0 | 0 | 0
MISO_W_2_SPP_N | MISO_W | SPP_N | 2015 | B14 | 900 | 0 | 3200 | 0 | 0 | 0 | 0 | 0 | 0 | 0 | 0 | 0 | 0 | 0
MISO_W_2_SPP_N | MISO_W | SPP_N | 2015 | B15 | 1203 | 0 | 3200 | 0 | 0 | 0 | 0 | 0 | 0 | 0 | 0 | 0 | 0 | 0
MISO_W_2_SPP_N | MISO_W | SPP_N | 2015 | B16 | 25 | 0 | 3200 | 0 | 0 | 0 | 0 | 0 | 0 | 0 | 0 | 0 | 0 | 0
MISO_W_2_SPP_N | MISO_W | SPP_N | 2015 | B17 | 100 | 0 | 3200 | 0 | 0 | 0 | 0 | 0 | 0 | 0 | 0 | 0 | 0 | 0
MISO_W_2_SPP_N | MISO_W | SPP_N | 2015 | B18 | 400 | 0 | 3200 | 0 | 0 | 0 | 0 | 0 | 0 | 0 | 0 | 0 | 0 | 0
MISO_W_2_SPP_N | MISO_W | SPP_N | 2015 | B19 | 700 | 0 | 3200 | 0 | 0 | 0 | 0 | 0 | 0 | 0 | 0 | 0 | 0 | 0
MISO_W_2_SPP_N | MISO_W | SPP_N | 2015 | B20 | 935 | 0 | 3200 | 0 | 0 | 0 | 0 | 0 | 0 | 0 | 0 | 0 | 0 | 0
MISO_W_2_SPP_N | MISO_W | SPP_N | 2020 | B1 | 10 | 0 | 3200 | 0 | 0 | 0 | 0 | 0 | 0 | 0 | 0 | 0 | 0 | 0
MISO_W_2_SPP_N | MISO_W | SPP_N | 2020 | B2 | 25 | 0 | 3200 | 0 | 0 | 0 | 0 | 0 | 0 | 0 | 0 | 0 | 0 | 0
MISO_W_2_SPP_N | MISO_W | SPP_N | 2020 | B3 | 75 | 0 | 3200 | 0 | 0 | 0 | 0 | 0 | 0 | 0 | 0 | 0 | 0 | 0
MISO_W_2_SPP_N | MISO_W | SPP_N | 2020 | B4 | 100 | 0 | 3200 | 0 | 0 | 0 | 0 | 0 | 0 | 0 | 0 | 0 | 0 | 0
MISO_W_2_SPP_N | MISO_W | SPP_N | 2020 | B5 | 200 | 0 | 3200 | 0 | 0 | 0 | 0 | 0 | 0 | 0 | 0 | 0 | 0 | 0
MISO_W_2_SPP_N | MISO_W | SPP_N | 2020 | B6 | 300 | 0 | 3200 | 0 | 0 | 0 | 0 | 0 | 0 | 0 | 0 | 0 | 0 | 0
MISO_W_2_SPP_N | MISO_W | SPP_N | 2020 | B7 | 400 | 0 | 3200 | 0 | 0 | 0 | 0 | 0 | 0 | 0 | 0 | 0 | 0 | 0
MISO_W_2_SPP_N | MISO_W | SPP_N | 2020 | B8 | 500 | 0 | 3200 | 0 | 0 | 0 | 0 | 0 | 0 | 0 | 0 | 0 | 0 | 0
MISO_W_2_SPP_N | MISO_W | SPP_N | 2020 | B9 | 800 | 0 | 3200 | 0 | 0 | 0 | 0 | 0 | 0 | 0 | 0 | 0 | 0 | 0
MISO_W_2_SPP_N | MISO_W | SPP_N | 2020 | B10 | 1262 | 0 | 3200 | 0 | 0 | 0 | 0 | 0 | 0 | 0 | 0 | 0 | 0 | 0
MISO_W_2_SPP_N | MISO_W | SPP_N | 2020 | B11 | 25 | 0 | 3200 | 0 | 0 | 0 | 0 | 0 | 0 | 0 | 0 | 0 | 0 | 0
MISO_W_2_SPP_N | MISO_W | SPP_N | 2020 | B12 | 200 | 0 | 3200 | 0 | 0 | 0 | 0 | 0 | 0 | 0 | 0 | 0 | 0 | 0
MISO_W_2_SPP_N | MISO_W | SPP_N | 2020 | B13 | 600 | 0 | 3200 | 0 | 0 | 0 | 0 | 0 | 0 | 0 | 0 | 0 | 0 | 0
MISO_W_2_SPP_N | MISO_W | SPP_N | 2020 | B14 | 900 | 0 | 3200 | 0 | 0 | 0 | 0 | 0 | 0 | 0 | 0 | 0 | 0 | 0
MISO_W_2_SPP_N | MISO_W | SPP_N | 2020 | B15 | 1203 | 0 | 3200 | 0 | 0 | 0 | 0 | 0 | 0 | 0 | 0 | 0 | 0 | 0
MISO_W_2_SPP_N | MISO_W | SPP_N | 2020 | B16 | 25 | 0 | 3200 | 0 | 0 | 0 | 0 | 0 | 0 | 0 | 0 | 0 | 0 | 0
MISO_W_2_SPP_N | MISO_W | SPP_N | 2020 | B17 | 100 | 0 | 3200 | 0 | 0 | 0 | 0 | 0 | 0 | 0 | 0 | 0 | 0 | 0
MISO_W_2_SPP_N | MISO_W | SPP_N | 2020 | B18 | 400 | 0 | 3200 | 0 | 0 | 0 | 0 | 0 | 0 | 0 | 0 | 0 | 0 | 0
MISO_W_2_SPP_N | MISO_W | SPP_N | 2020 | B19 | 700 | 0 | 3200 | 0 | 0 | 0 | 0 | 0 | 0 | 0 | 0 | 0 | 0 | 0
MISO_W_2_SPP_N | MISO_W | SPP_N | 2020 | B20 | 935 | 0 | 3200 | 0 | 0 | 0 | 0 | 0 | 0 | 0 | 0 | 0 | 0 | 0
MISO_W_2_SPP_N | MISO_W | SPP_N | 2025 | B1 | 10 | 0 | 3200 | 0 | 0 | 0 | 0 | 0 | 0 | 0 | 0 | 0 | 0 | 0
MISO_W_2_SPP_N | MISO_W | SPP_N | 2025 | B2 | 25 | 0 | 3200 | 0 | 0 | 0 | 0 | 0 | 0 | 0 | 0 | 0 | 0 | 0
MISO_W_2_SPP_N | MISO_W | SPP_N | 2025 | B3 | 75 | 0 | 3200 | 0 | 0 | 0 | 0 | 0 | 0 | 0 | 0 | 0 | 0 | 0
MISO_W_2_SPP_N | MISO_W | SPP_N | 2025 | B4 | 100 | 0 | 3200 | 0 | 0 | 0 | 0 | 0 | 0 | 0 | 0 | 0 | 0 | 0
MISO_W_2_SPP_N | MISO_W | SPP_N | 2025 | B5 | 200 | 0 | 3200 | 0 | 0 | 0 | 0 | 0 | 0 | 0 | 0 | 0 | 0 | 0
MISO_W_2_SPP_N | MISO_W | SPP_N | 2025 | B6 | 300 | 0 | 3200 | 0 | 0 | 0 | 0 | 0 | 0 | 0 | 0 | 0 | 0 | 0
MISO_W_2_SPP_N | MISO_W | SPP_N | 2025 | B7 | 400 | 0 | 3200 | 0 | 0 | 0 | 0 | 0 | 0 | 0 | 0 | 0 | 0 | 0
MISO_W_2_SPP_N | MISO_W | SPP_N | 2025 | B8 | 500 | 0 | 3200 | 0 | 0 | 0 | 0 | 0 | 0 | 0 | 0 | 0 | 0 | 0
MISO_W_2_SPP_N | MISO_W | SPP_N | 2025 | B9 | 800 | 0 | 3200 | 0 | 1173.62 | 0 | 0 | 0 | 0 | 0 | 0 | 0 | 0 | 0
MISO_W_2_SPP_N | MISO_W | SPP_N | 2025 | B10 | 1262 | 0 | 3200 | 0 | 0 | 0 | 0 | 0 | 0 | 0 | 0 | 0 | 0 | 0
MISO_W_2_SPP_N | MISO_W | SPP_N | 2025 | B11 | 25 | 0 | 3200 | 0 | 0 | 0 | 0 | 0 | 0 | 0 | 0 | 0 | 0 | 0
MISO_W_2_SPP_N | MISO_W | SPP_N | 2025 | B12 | 200 | 0 | 3200 | 0 | 0 | 0 | 0 | 0 | 0 | 0 | 0 | 0 | 0 | 0
MISO_W_2_SPP_N | MISO_W | SPP_N | 2025 | B13 | 600 | 0 | 3200 | 0 | 0 | 0 | 0 | 0 | 0 | 0 | 0 | 0 | 0 | 0
MISO_W_2_SPP_N | MISO_W | SPP_N | 2025 | B14 | 900 | 0 | 3200 | 0 | 0 | 0 | 0 | 0 | 0 | 0 | 0 | 0 | 0 | 0
MISO_W_2_SPP_N | MISO_W | SPP_N | 2025 | B15 | 1203 | 0 | 3200 | 0 | 0 | 0 | 0 | 0 | 0 | 0 | 0 | 0 | 0 | 0
MISO_W_2_SPP_N | MISO_W | SPP_N | 2025 | B16 | 25 | 0 | 3200 | 0 | 0 | 0 | 0 | 0 | 0 | 0 | 0 | 0 | 0 | 0
MISO_W_2_SPP_N | MISO_W | SPP_N | 2025 | B17 | 100 | 0 | 3200 | 0 | 0 | 0 | 0 | 0 | 0 | 0 | 0 | 0 | 0 | 0
MISO_W_2_SPP_N | MISO_W | SPP_N | 2025 | B18 | 400 | 0 | 3200 | 0 | 0 | 0 | 0 | 0 | 0 | 0 | 0 | 0 | 0 | 0
MISO_W_2_SPP_N | MISO_W | SPP_N | 2025 | B19 | 700 | 0 | 3200 | 0 | 0 | 0 | 0 | 0 | 0 | 0 | 0 | 0 | 0 | 0
MISO_W_2_SPP_N | MISO_W | SPP_N | 2025 | B20 | 935 | 0 | 3200 | 0 | 0 | 0 | 0 | 0 | 0 | 0 | 0 | 0 | 0 | 0
MISO_W_2_SPP_N | MISO_W | SPP_N | 2030 | B1 | 10 | 0 | 3200 | 0 | 0 | 0 | 0 | 0 | 0 | 0 | 0 | 0 | 0 | 0
MISO_W_2_SPP_N | MISO_W | SPP_N | 2030 | B2 | 25 | 0 | 3200 | 0 | 0 | 0 | 0 | 0 | 0 | 0 | 0 | 0 | 0 | 0
MISO_W_2_SPP_N | MISO_W | SPP_N | 2030 | B3 | 75 | 0 | 3200 | 0 | 0 | 0 | 0 | 0 | 0 | 0 | 0 | 0 | 0 | 0
MISO_W_2_SPP_N | MISO_W | SPP_N | 2030 | B4 | 100 | 0 | 3200 | 0 | 267.91 | 0 | 0 | 0 | 0 | 0 | 0 | 0 | 0 | 0
MISO_W_2_SPP_N | MISO_W | SPP_N | 2030 | B5 | 200 | 0 | 3200 | 0 | 0 | 0 | 0 | 0 | 0 | 0 | 0 | 0 | 0 | 0
MISO_W_2_SPP_N | MISO_W | SPP_N | 2030 | B6 | 300 | 0 | 3200 | 8.78 | 0 | 0 | 0 | 0 | 0 | 0 | 0 | 0 | 0 | 0
MISO_W_2_SPP_N | MISO_W | SPP_N | 2030 | B7 | 400 | 0 | 3200 | 0 | 1491.57 | 0 | 0 | 0 | 0 | 0 | 0 | 0 | 0 | 0
MISO_W_2_SPP_N | MISO_W | SPP_N | 2030 | B8 | 500 | 0 | 3200 | 0 | 0 | 0 | 0 | 0 | 0 | 0 | 0 | 0 | 0 | 0
MISO_W_2_SPP_N | MISO_W | SPP_N | 2030 | B9 | 800 | 0 | 3200 | 0 | 0 | 0 | 0 | 0 | 0 | 0 | 0 | 0 | 0 | 0
MISO_W_2_SPP_N | MISO_W | SPP_N | 2030 | B10 | 1262 | 0 | 3200 | 0 | 0 | 0 | 0 | 0 | 0 | 0 | 0 | 0 | 0 | 0
MISO_W_2_SPP_N | MISO_W | SPP_N | 2030 | B11 | 25 | 0 | 3200 | 0 | 0 | 0 | 0 | 0 | 0 | 0 | 0 | 0 | 0 | 0
MISO_W_2_SPP_N | MISO_W | SPP_N | 2030 | B12 | 200 | 0 | 3200 | 934.66 | 0 | 0 | 0 | 0 | 0 | 0 | 0 | 0 | 0 | 0
MISO_W_2_SPP_N | MISO_W | SPP_N | 2030 | B13 | 600 | 0 | 3200 | 0 | 0 | 0 | 0 | 0 | 0 | 0 | 0 | 0 | 0 | 0
MISO_W_2_SPP_N | MISO_W | SPP_N | 2030 | B14 | 900 | 0 | 3200 | 0 | 0 | 0 | 0 | 0 | 0 | 0 | 0 | 0 | 0 | 0
MISO_W_2_SPP_N | MISO_W | SPP_N | 2030 | B15 | 1203 | 0 | 3200 | 0 | 0 | 0 | 0 | 0 | 0 | 0 | 0 | 0 | 0 | 0
MISO_W_2_SPP_N | MISO_W | SPP_N | 2030 | B16 | 25 | 0 | 3200 | 216.88 | 0 | 0 | 0 | 0 | 0 | 0 | 0 | 0 | 0 | 0
MISO_W_2_SPP_N | MISO_W | SPP_N | 2030 | B17 | 100 | 0 | 3200 | 0 | 0 | 0 | 0 | 0 | 0 | 0 | 0 | 0 | 0 | 0
MISO_W_2_SPP_N | MISO_W | SPP_N | 2030 | B18 | 400 | 0 | 3200 | 697.29 | 0 | 0 | 0 | 0 | 0 | 0 | 0 | 0 | 0 | 0
MISO_W_2_SPP_N | MISO_W | SPP_N | 2030 | B19 | 700 | 0 | 3200 | 0 | 0 | 0 | 0 | 0 | 0 | 0 | 0 | 0 | 0 | 0
MISO_W_2_SPP_N | MISO_W | SPP_N | 2030 | B20 | 935 | 0 | 3200 | 0 | 0 | 0 | 0 | 0 | 0 | 0 | 0 | 0 | 0 | 0
MISO_W_2_SPP_N | MISO_W | SPP_N | 2035 | B1 | 10 | 0 | 3200 | 0 | 0 | 0 | 0 | 0 | 0 | 0 | 0 | 0 | 0 | 0
MISO_W_2_SPP_N | MISO_W | SPP_N | 2035 | B2 | 25 | 0 | 3200 | 0 | 0 | 0 | 0 | 0 | 0 | 0 | 0 | 0 | 0 | 0
MISO_W_2_SPP_N | MISO_W | SPP_N | 2035 | B3 | 75 | 0 | 3200 | 0 | 0 | 0 | 0 | 0 | 0 | 0 | 0 | 0 | 0 | 0
MISO_W_2_SPP_N | MISO_W | SPP_N | 2035 | B4 | 100 | 0 | 3200 | 0 | 0 | 0 | 0 | 0 | 0 | 0 | 0 | 0 | 0 | 0
MISO_W_2_SPP_N | MISO_W | SPP_N | 2035 | B5 | 200 | 0 | 3200 | 0 | 0 | 0 | 0 | 0 | 0 | 0 | 0 | 0 | 0 | 0
MISO_W_2_SPP_N | MISO_W | SPP_N | 2035 | B6 | 300 | 0 | 3200 | 0 | 0 | 0 | 0 | 0 | 0 | 0 | 0 | 0 | 0 | 0
MISO_W_2_SPP_N | MISO_W | SPP_N | 2035 | B7 | 400 | 0 | 3200 | 0 | 0 | 0 | 0 | 0 | 0 | 0 | 0 | 0 | 0 | 0
MISO_W_2_SPP_N | MISO_W | SPP_N | 2035 | B8 | 500 | 0 | 3200 | 0 | 0 | 0 | 0 | 0 | 0 | 0 | 0 | 0 | 0 | 0
MISO_W_2_SPP_N | MISO_W | SPP_N | 2035 | B9 | 800 | 0 | 3200 | 0 | 0 | 0 | 0 | 0 | 0 | 0 | 0 | 0 | 0 | 0
MISO_W_2_SPP_N | MISO_W | SPP_N | 2035 | B10 | 1262 | 0 | 3200 | 0 | 0 | 0 | 0 | 0 | 0 | 0 | 0 | 0 | 0 | 0
MISO_W_2_SPP_N | MISO_W | SPP_N | 2035 | B11 | 25 | 0 | 3200 | 0 | 0 | 0 | 0 | 0 | 0 | 0 | 0 | 0 | 0 | 0
MISO_W_2_SPP_N | MISO_W | SPP_N | 2035 | B12 | 200 | 0 | 3200 | 0 | 0 | 0 | 0 | 0 | 0 | 0 | 0 | 0 | 0 | 0
MISO_W_2_SPP_N | MISO_W | SPP_N | 2035 | B13 | 600 | 0 | 3200 | 0 | 0 | 0 | 0 | 0 | 0 | 0 | 0 | 0 | 0 | 0
MISO_W_2_SPP_N | MISO_W | SPP_N | 2035 | B14 | 900 | 0 | 3200 | 0 | 0 | 0 | 0 | 0 | 0 | 0 | 0 | 0 | 0 | 0
MISO_W_2_SPP_N | MISO_W | SPP_N | 2035 | B15 | 1203 | 0 | 3200 | 0 | 0 | 0 | 0 | 0 | 0 | 0 | 0 | 0 | 0 | 0
MISO_W_2_SPP_N | MISO_W | SPP_N | 2035 | B16 | 25 | 0 | 3200 | 0 | 0 | 0 | 0 | 0 | 0 | 0 | 0 | 0 | 0 | 0
MISO_W_2_SPP_N | MISO_W | SPP_N | 2035 | B17 | 100 | 0 | 3200 | 0 | 0 | 0 | 0 | 0 | 0 | 0 | 0 | 0 | 0 | 0
MISO_W_2_SPP_N | MISO_W | SPP_N | 2035 | B18 | 400 | 0 | 3200 | 0 | 0 | 0 | 0 | 0 | 0 | 0 | 0 | 0 | 0 | 0
MISO_W_2_SPP_N | MISO_W | SPP_N | 2035 | B19 | 700 | 0 | 3200 | 0 | 0 | 0 | 0 | 0 | 0 | 0 | 0 | 0 | 0 | 0
MISO_W_2_SPP_N | MISO_W | SPP_N | 2035 | B20 | 935 | 0 | 3200 | 0 | 0 | 0 | 0 | 0 | 0 | 0 | 0 | 0 | 0 | 0
MISO_W_2_SPP_N | MISO_W | SPP_N | 2040 | B1 | 10 | 0 | 3200 | 0 | 0 | 0 | 0 | 0 | 0 | 0 | 0 | 0 | 0 | 0
MISO_W_2_SPP_N | MISO_W | SPP_N | 2040 | B2 | 25 | 0 | 3200 | 0 | 0 | 0 | 0 | 0 | 0 | 0 | 0 | 0 | 0 | 0
MISO_W_2_SPP_N | MISO_W | SPP_N | 2040 | B3 | 75 | 0 | 3200 | 0 | 0 | 0 | 0 | 0 | 0 | 0 | 0 | 0 | 0 | 0
MISO_W_2_SPP_N | MISO_W | SPP_N | 2040 | B4 | 100 | 0 | 3200 | 0 | 0 | 0 | 0 | 0 | 0 | 0 | 0 | 0 | 0 | 0
MISO_W_2_SPP_N | MISO_W | SPP_N | 2040 | B5 | 200 | 0 | 3200 | 0 | 0 | 0 | 0 | 0 | 0 | 0 | 0 | 0 | 0 | 0
MISO_W_2_SPP_N | MISO_W | SPP_N | 2040 | B6 | 300 | 0 | 3200 | 0 | 0 | 0 | 0 | 0 | 0 | 0 | 0 | 0 | 0 | 0
MISO_W_2_SPP_N | MISO_W | SPP_N | 2040 | B7 | 400 | 0 | 3200 | 237.12 | 0 | 0 | 0 | 0 | 0 | 0 | 0 | 0 | 0 | 0
MISO_W_2_SPP_N | MISO_W | SPP_N | 2040 | B8 | 500 | 0 | 3200 | 1027.09 | 0 | 0 | 0 | 0 | 0 | 0 | 0 | 0 | 0 | 0
MISO_W_2_SPP_N | MISO_W | SPP_N | 2040 | B9 | 800 | 0 | 3200 | 0 | 0 | 0 | 0 | 0 | 0 | 0 | 0 | 0 | 0 | 0
MISO_W_2_SPP_N | MISO_W | SPP_N | 2040 | B10 | 1262 | 0 | 3200 | 0 | 0 | 0 | 0 | 0 | 0 | 0 | 0 | 0 | 0 | 0
MISO_W_2_SPP_N | MISO_W | SPP_N | 2040 | B11 | 25 | 0 | 3200 | 0 | 0 | 0 | 0 | 0 | 0 | 0 | 0 | 0 | 0 | 0
MISO_W_2_SPP_N | MISO_W | SPP_N | 2040 | B12 | 200 | 0 | 3200 | 0 | 0 | 0 | 0 | 0 | 0 | 0 | 0 | 0 | 0 | 0
MISO_W_2_SPP_N | MISO_W | SPP_N | 2040 | B13 | 600 | 0 | 3200 | 0 | 0 | 0 | 0 | 0 | 0 | 0 | 0 | 0 | 0 | 0
MISO_W_2_SPP_N | MISO_W | SPP_N | 2040 | B14 | 900 | 0 | 3200 | 0 | 0 | 0 | 0 | 0 | 0 | 0 | 0 | 0 | 0 | 0
MISO_W_2_SPP_N | MISO_W | SPP_N | 2040 | B15 | 1203 | 0 | 3200 | 0 | 0 | 0 | 0 | 0 | 0 | 0 | 0 | 0 | 0 | 0
MISO_W_2_SPP_N | MISO_W | SPP_N | 2040 | B16 | 25 | 0 | 3200 | 0 | 0 | 0 | 0 | 0 | 0 | 0 | 0 | 0 | 0 | 0
MISO_W_2_SPP_N | MISO_W | SPP_N | 2040 | B17 | 100 | 0 | 3200 | 0 | 0 | 0 | 0 | 0 | 0 | 0 | 0 | 0 | 0 | 0
MISO_W_2_SPP_N | MISO_W | SPP_N | 2040 | B18 | 400 | 0 | 3200 | 0 | 0 | 0 | 0 | 0 | 0 | 0 | 0 | 0 | 0 | 0
MISO_W_2_SPP_N | MISO_W | SPP_N | 2040 | B19 | 700 | 0 | 3200 | 0 | 0 | 0 | 0 | 0 | 0 | 0 | 0 | 0 | 0 | 0
MISO_W_2_SPP_N | MISO_W | SPP_N | 2040 | B20 | 935 | 0 | 3200 | 0 | 0 | 0 | 0 | 0 | 0 | 0 | 0 | 0 | 0 | 0
MISO_W_2_SPP_N | MISO_W | SPP_N | 2045 | B1 | 10 | 0 | 3200 | 0 | 0 | 0 | 0 | 0 | 0 | 0 | 0 | 0 | 0 | 0
MISO_W_2_SPP_N | MISO_W | SPP_N | 2045 | B2 | 25 | 0 | 3200 | 0 | 0 | 0 | 0 | 0 | 0 | 0 | 0 | 0 | 0 | 0
MISO_W_2_SPP_N | MISO_W | SPP_N | 2045 | B3 | 75 | 0 | 3200 | 0 | 0 | 0 | 0 | 0 | 0 | 0 | 0 | 0 | 0 | 0
MISO_W_2_SPP_N | MISO_W | SPP_N | 2045 | B4 | 100 | 0 | 3200 | 0 | 0 | 0 | 0 | 0 | 0 | 0 | 0 | 0 | 0 | 0
MISO_W_2_SPP_N | MISO_W | SPP_N | 2045 | B5 | 200 | 0 | 3200 | 0 | 0 | 0 | 0 | 0 | 0 | 0 | 0 | 0 | 0 | 0
MISO_W_2_SPP_N | MISO_W | SPP_N | 2045 | B6 | 300 | 0 | 3200 | 0 | 0 | 0 | 0 | 0 | 0 | 0 | 0 | 0 | 0 | 0
MISO_W_2_SPP_N | MISO_W | SPP_N | 2045 | B7 | 400 | 0 | 3200 | 1161.95 | 0 | 0 | 0 | 0 | 0 | 0 | 0 | 0 | 0 | 0
MISO_W_2_SPP_N | MISO_W | SPP_N | 2045 | B8 | 500 | 0 | 3200 | 0 | 0 | 0 | 0 | 0 | 0 | 0 | 0 | 0 | 0 | 0
MISO_W_2_SPP_N | MISO_W | SPP_N | 2045 | B9 | 800 | 0 | 3200 | 0 | 0 | 0 | 0 | 0 | 0 | 0 | 0 | 0 | 0 | 0
MISO_W_2_SPP_N | MISO_W | SPP_N | 2045 | B10 | 1262 | 0 | 3200 | 0 | 0 | 0 | 0 | 0 | 0 | 0 | 0 | 0 | 0 | 0
MISO_W_2_SPP_N | MISO_W | SPP_N | 2045 | B11 | 25 | 0 | 3200 | 0 | 0 | 0 | 0 | 0 | 0 | 0 | 0 | 0 | 0 | 0
MISO_W_2_SPP_N | MISO_W | SPP_N | 2045 | B12 | 200 | 0 | 3200 | 0 | 0 | 0 | 0 | 0 | 0 | 0 | 0 | 0 | 0 | 0
MISO_W_2_SPP_N | MISO_W | SPP_N | 2045 | B13 | 600 | 0 | 3200 | 0 | 0 | 0 | 0 | 0 | 0 | 0 | 0 | 0 | 0 | 0
MISO_W_2_SPP_N | MISO_W | SPP_N | 2045 | B14 | 900 | 0 | 3200 | 0 | 0 | 0 | 0 | 0 | 0 | 0 | 0 | 0 | 0 | 0
MISO_W_2_SPP_N | MISO_W | SPP_N | 2045 | B15 | 1203 | 0 | 3200 | 0 | 0 | 0 | 0 | 0 | 0 | 0 | 0 | 0 | 0 | 0
MISO_W_2_SPP_N | MISO_W | SPP_N | 2045 | B16 | 25 | 0 | 3200 | 0 | 0 | 0 | 0 | 0 | 0 | 0 | 0 | 0 | 0 | 0
MISO_W_2_SPP_N | MISO_W | SPP_N | 2045 | B17 | 100 | 0 | 3200 | 0 | 0 | 0 | 0 | 0 | 0 | 0 | 0 | 0 | 0 | 0
MISO_W_2_SPP_N | MISO_W | SPP_N | 2045 | B18 | 400 | 0 | 3200 | 0 | 0 | 0 | 0 | 0 | 0 | 0 | 0 | 0 | 0 | 0
MISO_W_2_SPP_N | MISO_W | SPP_N | 2045 | B19 | 700 | 0 | 3200 | 0 | 0 | 0 | 0 | 0 | 0 | 0 | 0 | 0 | 0 | 0
MISO_W_2_SPP_N | MISO_W | SPP_N | 2045 | B20 | 935 | 0 | 3200 | 0 | 0 | 0 | 0 | 0 | 0 | 0 | 0 | 0 | 0 | 0
MISO_W_2_SPP_N | MISO_W | SPP_N | 2050 | B1 | 10 | 0 | 3200 | 0 | 0 | 0 | 0 | 0 | 0 | 0 | 0 | 0 | 0 | 0
MISO_W_2_SPP_N | MISO_W | SPP_N | 2050 | B2 | 25 | 0 | 3200 | 0 | 0 | 0 | 0 | 0 | 0 | 0 | 0 | 0 | 0 | 0
MISO_W_2_SPP_N | MISO_W | SPP_N | 2050 | B3 | 75 | 0 | 3200 | 0 | 0 | 0 | 0 | 0 | 0 | 0 | 0 | 0 | 0 | 0
MISO_W_2_SPP_N | MISO_W | SPP_N | 2050 | B4 | 100 | 0 | 3200 | 0 | 0 | 0 | 0 | 0 | 0 | 0 | 0 | 0 | 0 | 0
MISO_W_2_SPP_N | MISO_W | SPP_N | 2050 | B5 | 200 | 0 | 3200 | 0 | 0 | 0 | 0 | 0 | 0 | 0 | 0 | 0 | 0 | 0
MISO_W_2_SPP_N | MISO_W | SPP_N | 2050 | B6 | 300 | 0 | 3200 | 0 | 0 | 0 | 0 | 0 | 0 | 0 | 0 | 0 | 0 | 0
MISO_W_2_SPP_N | MISO_W | SPP_N | 2050 | B7 | 400 | 0 | 3200 | 0 | 0 | 0 | 0 | 0 | 0 | 0 | 0 | 0 | 0 | 0
MISO_W_2_SPP_N | MISO_W | SPP_N | 2050 | B8 | 500 | 0 | 3200 | 0 | 0 | 0 | 0 | 0 | 0 | 0 | 0 | 0 | 0 | 0
MISO_W_2_SPP_N | MISO_W | SPP_N | 2050 | B9 | 800 | 0 | 3200 | 0 | 0 | 0 | 0 | 0 | 0 | 0 | 0 | 0 | 0 | 0
MISO_W_2_SPP_N | MISO_W | SPP_N | 2050 | B10 | 1262 | 0 | 3200 | 0 | 0 | 0 | 0 | 0 | 0 | 0 | 0 | 0 | 0 | 0
MISO_W_2_SPP_N | MISO_W | SPP_N | 2050 | B11 | 25 | 0 | 3200 | 0 | 0 | 0 | 0 | 0 | 0 | 0 | 0 | 0 | 0 | 0
MISO_W_2_SPP_N | MISO_W | SPP_N | 2050 | B12 | 200 | 0 | 3200 | 0 | 0 | 0 | 0 | 0 | 0 | 0 | 0 | 0 | 0 | 0
MISO_W_2_SPP_N | MISO_W | SPP_N | 2050 | B13 | 600 | 0 | 3200 | 0 | 0 | 0 | 0 | 0 | 0 | 0 | 0 | 0 | 0 | 0
MISO_W_2_SPP_N | MISO_W | SPP_N | 2050 | B14 | 900 | 0 | 3200 | 0 | 0 | 0 | 0 | 0 | 0 | 0 | 0 | 0 | 0 | 0
MISO_W_2_SPP_N | MISO_W | SPP_N | 2050 | B15 | 1203 | 0 | 3200 | 0 | 0 | 0 | 0 | 0 | 0 | 0 | 0 | 0 | 0 | 0
MISO_W_2_SPP_N | MISO_W | SPP_N | 2050 | B16 | 25 | 0 | 3200 | 0 | 0 | 0 | 0 | 0 | 0 | 0 | 0 | 0 | 0 | 0
MISO_W_2_SPP_N | MISO_W | SPP_N | 2050 | B17 | 100 | 0 | 3200 | 0 | 0 | 0 | 0 | 0 | 0 | 0 | 0 | 0 | 0 | 0
MISO_W_2_SPP_N | MISO_W | SPP_N | 2050 | B18 | 400 | 0 | 3200 | 0 | 0 | 0 | 0 | 0 | 0 | 0 | 0 | 0 | 0 | 0
MISO_W_2_SPP_N | MISO_W | SPP_N | 2050 | B19 | 700 | 0 | 3200 | 0 | 0 | 0 | 0 | 0 | 0 | 0 | 0 | 0 | 0 | 0
MISO_W_2_SPP_N | MISO_W | SPP_N | 2050 | B20 | 935 | 0 | 3200 | 0 | 0 | 0 | 0 | 0 | 0 | 0 | 0 | 0 | 0 | 0
MISO_WUMS_2_MISO_MI | MISO_WUMS | MISO_MI | 2015 | B1 | 10 | 0 | 99 | 0 | 99 | 99 | 0 | 2323.53 | 0 | 0.02374 | 0.18992 | 0 | 0.62045 | 0.20682
MISO_WUMS_2_MISO_MI | MISO_WUMS | MISO_MI | 2015 | B2 | 25 | 0 | 99 | 0 | 99 | 99 | 0 | 3367.29 | 0 | 0.01187 | 0.18992 | 0 | 0.62045 | 0.20682
MISO_WUMS_2_MISO_MI | MISO_WUMS | MISO_MI | 2015 | B3 | 75 | 75 | 99 | 0 | 99 | 99 | 51.67 | 1210.1 | 0 | 0.60537 | 0.18992 | 0 | 0.62045 | 0.20682
MISO_WUMS_2_MISO_MI | MISO_WUMS | MISO_MI | 2015 | B4 | 100 | 100 | 99 | 0 | 99 | 99 | 822.1 | 4149.98 | 0 | 0.60537 | 0.18992 | 0 | 0.62045 | 0.20682
MISO_WUMS_2_MISO_MI | MISO_WUMS | MISO_MI | 2015 | B5 | 200 | 200 | 99 | 99 | 99 | 99 | 1356.62 | 3330.91 | 9.1518 | 0.60537 | 0.18992 | 0.44513 | 0.62045 | 0.20682
MISO_WUMS_2_MISO_MI | MISO_WUMS | MISO_MI | 2015 | B6 | 300 | 300 | 99 | 64.82 | 99 | 99 | 649.62 | 5286.37 | 0 | 0.60537 | 0.18992 | 0 | 0.62045 | 0.20682
MISO_WUMS_2_MISO_MI | MISO_WUMS | MISO_MI | 2015 | B7 | 400 | 0 | 99 | 99 | 99 | 99 | 0 | 4822.25 | 0.01187 | 0.03561 | 0.18992 | 0.0011547 | 0.62045 | 0.20682
MISO_WUMS_2_MISO_MI | MISO_WUMS | MISO_MI | 2015 | B8 | 500 | 0 | 99 | 99 | 99 | 99 | 0 | 4366.86 | 0.1187 | 0.17805 | 0.18992 | 0.014433 | 0.62045 | 0.20682
MISO_WUMS_2_MISO_MI | MISO_WUMS | MISO_MI | 2015 | B9 | 800 | 0 | 99 | 99 | 99 | 99 | 0 | 4976.75 | 0.20179 | 0.33236 | 0.18992 | 0.039259 | 0.62045 | 0.20682
MISO_WUMS_2_MISO_MI | MISO_WUMS | MISO_MI | 2015 | B10 | 1262 | 0 | 99 | 99 | 99 | 99 | 0 | 5018.5 | 0.17805 | 0.45106 | 0.18992 | 0.054645 | 0.62045 | 0.20682
MISO_WUMS_2_MISO_MI | MISO_WUMS | MISO_MI | 2015 | B11 | 25 | 25 | 99 | 99 | 99 | 99 | 2027.31 | 3155.23 | 11.1222 | 0.60537 | 0.18992 | 0.06762 | 0.62045 | 0.20682
MISO_WUMS_2_MISO_MI | MISO_WUMS | MISO_MI | 2015 | B12 | 200 | 0 | 99 | 99 | 99 | 99 | 0 | 5120.84 | 0.62911 | 0.05935 | 0.18992 | 0.030599 | 0.62045 | 0.20682
MISO_WUMS_2_MISO_MI | MISO_WUMS | MISO_MI | 2015 | B13 | 600 | 600 | 99 | 99 | 99 | 99 | 481.13 | 4831.08 | 0.65285 | 0.60537 | 0.18992 | 0.09526 | 0.62045 | 0.20682
MISO_WUMS_2_MISO_MI | MISO_WUMS | MISO_MI | 2015 | B14 | 900 | 0 | 99 | 49.82 | 99 | 99 | 0 | 5301.17 | 0 | 0.28488 | 0.18992 | 0 | 0.62045 | 0.20682
MISO_WUMS_2_MISO_MI | MISO_WUMS | MISO_MI | 2015 | B15 | 1203 | 1203 | 99 | 0 | 99 | 99 | 403.29 | 4593.11 | 0 | 0.60537 | 0.18992 | 0 | 0.62045 | 0.20682
MISO_WUMS_2_MISO_MI | MISO_WUMS | MISO_MI | 2015 | B16 | 25 | 25 | 99 | 99 | 99 | 99 | 721.13 | 2763.26 | 0.01187 | 0.60537 | 0.18992 | 7.2167e-05 | 0.62045 | 0.20682
MISO_WUMS_2_MISO_MI | MISO_WUMS | MISO_MI | 2015 | B17 | 100 | 100 | 99 | 99 | 99 | 99 | 903.34 | 3526.1 | 3.2524 | 0.60537 | 0.18992 | 0.079095 | 0.62045 | 0.20682
MISO_WUMS_2_MISO_MI | MISO_WUMS | MISO_MI | 2015 | B18 | 400 | 0 | 99 | 0 | 99 | 99 | 0 | 2539.21 | 0 | 0.16618 | 0.18992 | 0 | 0.62045 | 0.20682
MISO_WUMS_2_MISO_MI | MISO_WUMS | MISO_MI | 2015 | B19 | 700 | 0 | 99 | 0 | 99 | 99 | 0 | 2329.96 | 0 | 0.01187 | 0.18992 | 0 | 0.62045 | 0.20682
MISO_WUMS_2_MISO_MI | MISO_WUMS | MISO_MI | 2015 | B20 | 935 | 0 | 99 | 0 | 99 | 99 | 0 | 2553.23 | 0 | 0.01187 | 0.18992 | 0 | 0.62045 | 0.20682
MISO_WUMS_2_MISO_MI | MISO_WUMS | MISO_MI | 2020 | B1 | 10 | 0 | 99 | 0 | 99 | 99 | 0 | 0 | 0 | 1.0802 | 0.37984 | 0 | 1.9407 | 0.64692
MISO_WUMS_2_MISO_MI | MISO_WUMS | MISO_MI | 2020 | B2 | 25 | 0 | 99 | 0 | 99 | 99 | 0 | 0 | 0 | 0.51041 | 0.51041 | 0 | 1.9407 | 0.64692
MISO_WUMS_2_MISO_MI | MISO_WUMS | MISO_MI | 2020 | B3 | 75 | 0 | 99 | 0 | 0 | 99 | 0 | 0 | 0 | 0 | 0.42732 | 0 | 1.9407 | 0.64692
MISO_WUMS_2_MISO_MI | MISO_WUMS | MISO_MI | 2020 | B4 | 100 | 0 | 99 | 0 | 99 | 99 | 0 | 0 | 0 | 0.70033 | 0.43919 | 0 | 1.9407 | 0.64692
MISO_WUMS_2_MISO_MI | MISO_WUMS | MISO_MI | 2020 | B5 | 200 | 0 | 99 | 34.18 | 0 | 99 | 0 | 0 | 0 | 0 | 0.42732 | 0 | 1.9407 | 0.64692
MISO_WUMS_2_MISO_MI | MISO_WUMS | MISO_MI | 2020 | B6 | 300 | 0 | 99 | 0 | 99 | 99 | 0 | 0 | 0 | 0.70033 | 0.33236 | 0 | 1.9407 | 0.64692
MISO_WUMS_2_MISO_MI | MISO_WUMS | MISO_MI | 2020 | B7 | 400 | 0 | 99 | 0 | 0 | 99 | 0 | 0 | 0 | 0 | 0.33236 | 0 | 1.9407 | 0.64692
MISO_WUMS_2_MISO_MI | MISO_WUMS | MISO_MI | 2020 | B8 | 500 | 0 | 99 | 0 | 0 | 99 | 0 | 0 | 0 | 0 | 0.37984 | 0 | 1.9407 | 0.64692
MISO_WUMS_2_MISO_MI | MISO_WUMS | MISO_MI | 2020 | B9 | 800 | 0 | 99 | 0 | 0 | 99 | 0 | 0 | 0 | 0 | 0.43919 | 0 | 1.9407 | 0.64692
MISO_WUMS_2_MISO_MI | MISO_WUMS | MISO_MI | 2020 | B10 | 1262 | 0 | 99 | 0 | 0 | 99 | 0 | 0 | 0 | 0 | 0.46293 | 0 | 1.9407 | 0.64692
MISO_WUMS_2_MISO_MI | MISO_WUMS | MISO_MI | 2020 | B11 | 25 | 0 | 99 | 0 | 0 | 99 | 0 | 0 | 0 | 0 | 0.49854 | 0 | 1.9407 | 0.64692
MISO_WUMS_2_MISO_MI | MISO_WUMS | MISO_MI | 2020 | B12 | 200 | 0 | 99 | 43.41 | 16.3 | 99 | 0 | 0 | 0 | 0 | 0.36797 | 0 | 1.9407 | 0.64692
MISO_WUMS_2_MISO_MI | MISO_WUMS | MISO_MI | 2020 | B13 | 600 | 0 | 99 | 0 | 37.46 | 99 | 0 | 0 | 0 | 0 | 0.51041 | 0 | 1.9407 | 0.64692
MISO_WUMS_2_MISO_MI | MISO_WUMS | MISO_MI | 2020 | B14 | 900 | 0 | 99 | 0 | 0 | 99 | 0 | 0 | 0 | 0 | 0.40358 | 0 | 1.9407 | 0.64692
MISO_WUMS_2_MISO_MI | MISO_WUMS | MISO_MI | 2020 | B15 | 1203 | 0 | 99 | 0 | 0 | 99 | 0 | 0 | 0 | 0 | 0.49854 | 0 | 1.9407 | 0.64692
MISO_WUMS_2_MISO_MI | MISO_WUMS | MISO_MI | 2020 | B16 | 25 | 0 | 99 | 99 | 99 | 99 | 0 | 0 | 1.6381 | 0.04748 | 0.36797 | 0.32761 | 1.9407 | 0.64692
MISO_WUMS_2_MISO_MI | MISO_WUMS | MISO_MI | 2020 | B17 | 100 | 0 | 99 | 99 | 99 | 99 | 0 | 0 | 2.8251 | 1.0802 | 0.36797 | 2.26 | 1.9407 | 0.64692
MISO_WUMS_2_MISO_MI | MISO_WUMS | MISO_MI | 2020 | B18 | 400 | 0 | 99 | 0 | 99 | 99 | 0 | 0 | 0 | 0.07122 | 0.3561 | 0 | 1.9407 | 0.64692
MISO_WUMS_2_MISO_MI | MISO_WUMS | MISO_MI | 2020 | B19 | 700 | 0 | 99 | 0 | 37.72 | 99 | 0 | 0 | 0 | 0 | 0.3561 | 0 | 1.9407 | 0.64692
MISO_WUMS_2_MISO_MI | MISO_WUMS | MISO_MI | 2020 | B20 | 935 | 0 | 99 | 0 | 0 | 99 | 0 | 0 | 0 | 0 | 0.39171 | 0 | 1.9407 | 0.64692
MISO_WUMS_2_MISO_MI | MISO_WUMS | MISO_MI | 2025 | B1 | 10 | 10 | 99 | 99 | 99 | 99 | 4261.69 | 8938.85 | 435.3797 | 4.5225 | 1.4956 | 0.79232 | 4.5379 | 1.5126
MISO_WUMS_2_MISO_MI | MISO_WUMS | MISO_MI | 2025 | B2 | 25 | 25 | 99 | 99 | 99 | 99 | 3980.28 | 8256.53 | 493.246 | 4.5225 | 1.4956 | 2.2441 | 4.5379 | 1.5126
MISO_WUMS_2_MISO_MI | MISO_WUMS | MISO_MI | 2025 | B3 | 75 | 75 | 99 | 0 | 99 | 99 | 4141.21 | 8801.42 | 0 | 4.5225 | 1.4956 | 0 | 4.5379 | 1.5126
MISO_WUMS_2_MISO_MI | MISO_WUMS | MISO_MI | 2025 | B4 | 100 | 100 | 99 | 0 | 99 | 99 | 1503.46 | 6809.09 | 0 | 4.5225 | 1.4956 | 0 | 4.5379 | 1.5126
MISO_WUMS_2_MISO_MI | MISO_WUMS | MISO_MI | 2025 | B5 | 200 | 200 | 99 | 78.54 | 99 | 99 | 1722.41 | 7336.79 | 0 | 4.5225 | 1.4956 | 0 | 4.5379 | 1.5126
MISO_WUMS_2_MISO_MI | MISO_WUMS | MISO_MI | 2025 | B6 | 300 | 300 | 99 | 99 | 99 | 99 | 2971.16 | 7254.41 | 1.1277 | 4.5225 | 1.4956 | 0.061564 | 4.5379 | 1.5126
MISO_WUMS_2_MISO_MI | MISO_WUMS | MISO_MI | 2025 | B7 | 400 | 400 | 99 | 0 | 99 | 99 | 1906.87 | 6567.39 | 0 | 4.5225 | 1.4956 | 0 | 4.5379 | 1.5126
MISO_WUMS_2_MISO_MI | MISO_WUMS | MISO_MI | 2025 | B8 | 500 | 500 | 99 | 99 | 99 | 99 | 2102.91 | 6762.51 | 0.01187 | 4.5225 | 1.4956 | 0.0010801 | 4.5379 | 1.5126
MISO_WUMS_2_MISO_MI | MISO_WUMS | MISO_MI | 2025 | B9 | 800 | 800 | 99 | 99 | 99 | 99 | 122.17 | 4781.15 | 0.01187 | 4.5225 | 1.4956 | 0.0017281 | 4.5379 | 1.5126
MISO_WUMS_2_MISO_MI | MISO_WUMS | MISO_MI | 2025 | B10 | 1262 | 0 | 99 | 58.99 | 99 | 99 | 0 | 3891.5 | 0 | 3.7153 | 1.4956 | 0 | 4.5379 | 1.5126
MISO_WUMS_2_MISO_MI | MISO_WUMS | MISO_MI | 2025 | B11 | 25 | 25 | 99 | 0 | 99 | 99 | 1738.82 | 6479.26 | 0 | 4.5225 | 1.4956 | 0 | 4.5379 | 1.5126
MISO_WUMS_2_MISO_MI | MISO_WUMS | MISO_MI | 2025 | B12 | 200 | 200 | 99 | 99 | 99 | 99 | 1762.89 | 6840.93 | 9.0093 | 4.5225 | 1.4956 | 0.32791 | 4.5379 | 1.5126
MISO_WUMS_2_MISO_MI | MISO_WUMS | MISO_MI | 2025 | B13 | 600 | 600 | 99 | 99 | 99 | 99 | 1772.09 | 6788 | 5.7095 | 4.5225 | 1.4956 | 0.62342 | 4.5379 | 1.5126
MISO_WUMS_2_MISO_MI | MISO_WUMS | MISO_MI | 2025 | B14 | 900 | 900 | 99 | 99 | 99 | 99 | 959.15 | 4733.55 | 4.5462 | 4.5225 | 1.4956 | 0.7446 | 4.5379 | 1.5126
MISO_WUMS_2_MISO_MI | MISO_WUMS | MISO_MI | 2025 | B15 | 1203 | 0 | 99 | 0 | 99 | 99 | 0 | 6047.59 | 0 | 2.5046 | 1.4956 | 0 | 4.5379 | 1.5126
MISO_WUMS_2_MISO_MI | MISO_WUMS | MISO_MI | 2025 | B16 | 25 | 25 | 99 | 99 | 99 | 99 | 664.94 | 7098.47 | 41.367 | 4.5225 | 1.4956 | 0.1882 | 4.5379 | 1.5126
MISO_WUMS_2_MISO_MI | MISO_WUMS | MISO_MI | 2025 | B17 | 100 | 100 | 99 | 99 | 99 | 99 | 927.84 | 7252.96 | 20.1553 | 4.5225 | 1.4956 | 0.36679 | 4.5379 | 1.5126
MISO_WUMS_2_MISO_MI | MISO_WUMS | MISO_MI | 2025 | B18 | 400 | 400 | 99 | 99 | 99 | 99 | 914.15 | 7484.46 | 5.7213 | 4.5225 | 1.4956 | 0.41648 | 4.5379 | 1.5126
MISO_WUMS_2_MISO_MI | MISO_WUMS | MISO_MI | 2025 | B19 | 700 | 700 | 99 | 99 | 99 | 99 | 210.7 | 5796.68 | 1.8992 | 4.5225 | 1.4956 | 0.24194 | 4.5379 | 1.5126
MISO_WUMS_2_MISO_MI | MISO_WUMS | MISO_MI | 2025 | B20 | 935 | 0 | 99 | 99 | 99 | 99 | 0 | 5928.41 | 0.2374 | 2.6351 | 1.4956 | 0.040395 | 4.5379 | 1.5126
MISO_WUMS_2_MISO_MI | MISO_WUMS | MISO_MI | 2030 | B1 | 10 | 0 | 99 | 99 | 99 | 99 | 0 | 8104.01 | 60.0978 | 2.1129 | 1.0446 | 0.10089 | 3.1766 | 1.0589
MISO_WUMS_2_MISO_MI | MISO_WUMS | MISO_MI | 2030 | B2 | 25 | 25 | 99 | 99 | 99 | 99 | 700.38 | 8148 | 0.26114 | 3.1693 | 1.0446 | 0.0010959 | 3.1766 | 1.0589
MISO_WUMS_2_MISO_MI | MISO_WUMS | MISO_MI | 2030 | B3 | 75 | 0 | 99 | 0 | 99 | 99 | 0 | 5982.39 | 0 | 2.8013 | 1.0446 | 0 | 3.1766 | 1.0589
MISO_WUMS_2_MISO_MI | MISO_WUMS | MISO_MI | 2030 | B4 | 100 | 100 | 99 | 99 | 99 | 99 | 2114.72 | 6674.04 | 2.469 | 3.1693 | 1.0446 | 0.041446 | 3.1766 | 1.0589
MISO_WUMS_2_MISO_MI | MISO_WUMS | MISO_MI | 2030 | B5 | 200 | 200 | 99 | 99 | 99 | 99 | 2066.74 | 6626.06 | 2.3977 | 3.1693 | 1.0446 | 0.080502 | 3.1766 | 1.0589
MISO_WUMS_2_MISO_MI | MISO_WUMS | MISO_MI | 2030 | B6 | 300 | 300 | 99 | 99 | 99 | 99 | 2268.03 | 7106.82 | 10.1845 | 3.1693 | 1.0446 | 0.5129 | 3.1766 | 1.0589
MISO_WUMS_2_MISO_MI | MISO_WUMS | MISO_MI | 2030 | B7 | 400 | 400 | 99 | 99 | 99 | 99 | 1029.16 | 7410.57 | 4.8667 | 3.1693 | 1.0446 | 0.32679 | 3.1766 | 1.0589
MISO_WUMS_2_MISO_MI | MISO_WUMS | MISO_MI | 2030 | B8 | 500 | 500 | 99 | 99 | 99 | 99 | 278.69 | 4815.51 | 0.4748 | 3.1693 | 1.0446 | 0.039852 | 3.1766 | 1.0589
MISO_WUMS_2_MISO_MI | MISO_WUMS | MISO_MI | 2030 | B9 | 800 | 800 | 99 | 0 | 99 | 99 | 688.24 | 5220.25 | 0 | 3.1693 | 1.0446 | 0 | 3.1766 | 1.0589
MISO_WUMS_2_MISO_MI | MISO_WUMS | MISO_MI | 2030 | B10 | 1262 | 0 | 99 | 99 | 99 | 99 | 0 | 346.71 | 0.40358 | 0.40358 | 1.0446 | 0.085499 | 3.1766 | 1.0589
MISO_WUMS_2_MISO_MI | MISO_WUMS | MISO_MI | 2030 | B11 | 25 | 25 | 99 | 0 | 99 | 99 | 1104.93 | 5764.32 | 0 | 3.1693 | 1.0446 | 0 | 3.1766 | 1.0589
MISO_WUMS_2_MISO_MI | MISO_WUMS | MISO_MI | 2030 | B12 | 200 | 0 | 99 | 99 | 99 | 99 | 0 | 4456.61 | 9.2349 | 0.26114 | 1.0446 | 0.31005 | 3.1766 | 1.0589
MISO_WUMS_2_MISO_MI | MISO_WUMS | MISO_MI | 2030 | B13 | 600 | 0 | 99 | 99 | 99 | 99 | 0 | 4666.09 | 10.7067 | 3.015 | 1.0446 | 1.0784 | 3.1766 | 1.0589
MISO_WUMS_2_MISO_MI | MISO_WUMS | MISO_MI | 2030 | B14 | 900 | 900 | 99 | 99 | 99 | 99 | 121.65 | 4675.77 | 0.24927 | 3.1693 | 1.0446 | 0.03766 | 3.1766 | 1.0589
MISO_WUMS_2_MISO_MI | MISO_WUMS | MISO_MI | 2030 | B15 | 1203 | 0 | 99 | 0 | 99 | 0 | 0 | 0 | 0 | 0.24927 | 0 | 0 | 3.1766 | 1.0589
MISO_WUMS_2_MISO_MI | MISO_WUMS | MISO_MI | 2030 | B16 | 25 | 25 | 99 | 99 | 99 | 99 | 397.08 | 8401.79 | 17.6982 | 3.1693 | 1.0446 | 0.074275 | 3.1766 | 1.0589
MISO_WUMS_2_MISO_MI | MISO_WUMS | MISO_MI | 2030 | B17 | 100 | 0 | 99 | 99 | 99 | 99 | 0 | 6579.62 | 11.5258 | 1.365 | 1.0446 | 0.19348 | 3.1766 | 1.0589
MISO_WUMS_2_MISO_MI | MISO_WUMS | MISO_MI | 2030 | B18 | 400 | 400 | 99 | 99 | 99 | 99 | 117.35 | 6805.82 | 11.2646 | 3.1693 | 1.0446 | 0.7564 | 3.1766 | 1.0589
MISO_WUMS_2_MISO_MI | MISO_WUMS | MISO_MI | 2030 | B19 | 700 | 0 | 99 | 22.82 | 99 | 99 | 0 | 6858.85 | 0 | 2.7895 | 1.0446 | 0 | 3.1766 | 1.0589
MISO_WUMS_2_MISO_MI | MISO_WUMS | MISO_MI | 2030 | B20 | 935 | 0 | 99 | 99 | 99 | 0 | 0 | 0 | 3.7984 | 0.26114 | 0 | 0.59619 | 3.1766 | 1.0589
MISO_WUMS_2_MISO_MI | MISO_WUMS | MISO_MI | 2035 | B1 | 10 | 0 | 99 | 99 | 0 | 99 | 0 | 6579.74 | 89.5354 | 0 | 0.72407 | 0.20837 | 2.2223 | 0.74078
MISO_WUMS_2_MISO_MI | MISO_WUMS | MISO_MI | 2035 | B2 | 25 | 25 | 99 | 0 | 99 | 99 | 2140.64 | 6618.35 | 0 | 2.2078 | 0.72407 | 0 | 2.2223 | 0.74078
MISO_WUMS_2_MISO_MI | MISO_WUMS | MISO_MI | 2035 | B3 | 75 | 75 | 99 | 0 | 99 | 99 | 2590.45 | 7136.27 | 0 | 2.2078 | 0.72407 | 0 | 2.2223 | 0.74078
MISO_WUMS_2_MISO_MI | MISO_WUMS | MISO_MI | 2035 | B4 | 100 | 100 | 99 | 0 | 99 | 99 | 559.01 | 5118.33 | 0 | 2.2078 | 0.72407 | 0 | 2.2223 | 0.74078
MISO_WUMS_2_MISO_MI | MISO_WUMS | MISO_MI | 2035 | B5 | 200 | 200 | 99 | 0 | 99 | 99 | 1068.7 | 5628.02 | 0 | 2.2078 | 0.72407 | 0 | 2.2223 | 0.74078
MISO_WUMS_2_MISO_MI | MISO_WUMS | MISO_MI | 2035 | B6 | 300 | 300 | 99 | 0 | 99 | 99 | 1545.95 | 6100.77 | 0 | 2.2078 | 0.72407 | 0 | 2.2223 | 0.74078
MISO_WUMS_2_MISO_MI | MISO_WUMS | MISO_MI | 2035 | B7 | 400 | 0 | 99 | 0 | 99 | 99 | 0 | 5852.05 | 0 | 0.55789 | 0.72407 | 0 | 2.2223 | 0.74078
MISO_WUMS_2_MISO_MI | MISO_WUMS | MISO_MI | 2035 | B8 | 500 | 0 | 99 | 0 | 0 | 99 | 0 | 3797.78 | 0 | 0 | 0.72407 | 0 | 2.2223 | 0.74078
MISO_WUMS_2_MISO_MI | MISO_WUMS | MISO_MI | 2035 | B9 | 800 | 0 | 99 | 99 | 0 | 99 | 0 | 3755.35 | 0.27301 | 0 | 0.72407 | 0.050828 | 2.2223 | 0.74078
MISO_WUMS_2_MISO_MI | MISO_WUMS | MISO_MI | 2035 | B10 | 1262 | 1262 | 99 | 99 | 99 | 99 | 18.46 | 4266.01 | 0.17805 | 2.2078 | 0.72407 | 0.052292 | 2.2223 | 0.74078
MISO_WUMS_2_MISO_MI | MISO_WUMS | MISO_MI | 2035 | B11 | 25 | 0 | 99 | 0 | 0 | 99 | 0 | 6566.02 | 0 | 0 | 0.72407 | 0 | 2.2223 | 0.74078
MISO_WUMS_2_MISO_MI | MISO_WUMS | MISO_MI | 2035 | B12 | 200 | 0 | 99 | 99 | 0 | 99 | 0 | 4317.11 | 14.0897 | 0 | 0.72407 | 0.65579 | 2.2223 | 0.74078
MISO_WUMS_2_MISO_MI | MISO_WUMS | MISO_MI | 2035 | B13 | 600 | 0 | 99 | 99 | 0 | 99 | 0 | 0 | 6.0181 | 0 | 0.05935 | 0.84032 | 2.2223 | 0.74078
MISO_WUMS_2_MISO_MI | MISO_WUMS | MISO_MI | 2035 | B14 | 900 | 0 | 99 | 99 | 0 | 0 | 0 | 0 | 0.05935 | 0 | 0 | 0.012431 | 2.2223 | 0.74078
MISO_WUMS_2_MISO_MI | MISO_WUMS | MISO_MI | 2035 | B15 | 1203 | 0 | 99 | 0 | 0 | 0 | 0 | 0 | 0 | 0 | 0 | 0 | 2.2223 | 0.74078
MISO_WUMS_2_MISO_MI | MISO_WUMS | MISO_MI | 2035 | B16 | 25 | 0 | 99 | 99 | 0 | 99 | 0 | 1570.28 | 18.6596 | 0 | 0.72407 | 0.10856 | 2.2223 | 0.74078
MISO_WUMS_2_MISO_MI | MISO_WUMS | MISO_MI | 2035 | B17 | 100 | 0 | 99 | 99 | 0 | 99 | 0 | 0 | 17.6744 | 0 | 0.1187 | 0.41132 | 2.2223 | 0.74078
MISO_WUMS_2_MISO_MI | MISO_WUMS | MISO_MI | 2035 | B18 | 400 | 0 | 99 | 99 | 0 | 99 | 0 | 0 | 6.6947 | 0 | 0.1187 | 0.6232 | 2.2223 | 0.74078
MISO_WUMS_2_MISO_MI | MISO_WUMS | MISO_MI | 2035 | B19 | 700 | 0 | 99 | 0 | 0 | 99 | 0 | 0 | 0 | 0 | 0.1187 | 0 | 2.2223 | 0.74078
MISO_WUMS_2_MISO_MI | MISO_WUMS | MISO_MI | 2035 | B20 | 935 | 0 | 99 | 0 | 0 | 0 | 0 | 0 | 0 | 0 | 0 | 0 | 2.2223 | 0.74078
MISO_WUMS_2_MISO_MI | MISO_WUMS | MISO_MI | 2040 | B1 | 10 | 0 | 99 | 99 | 99 | 99 | 0 | 2457.57 | 119.0561 | 1.2345 | 1.5194 | 0.38945 | 5.9135 | 1.9712
MISO_WUMS_2_MISO_MI | MISO_WUMS | MISO_MI | 2040 | B2 | 25 | 0 | 99 | 99 | 99 | 99 | 0 | 1708.12 | 0.01187 | 1.2107 | 1.5194 | 9.7072e-05 | 5.9135 | 1.9712
MISO_WUMS_2_MISO_MI | MISO_WUMS | MISO_MI | 2040 | B3 | 75 | 0 | 99 | 0 | 99 | 99 | 0 | 0 | 0 | 1.1989 | 0.46293 | 0 | 5.9135 | 1.9712
MISO_WUMS_2_MISO_MI | MISO_WUMS | MISO_MI | 2040 | B4 | 100 | 0 | 99 | 0 | 99 | 99 | 0 | 0 | 0 | 1.2107 | 0.46293 | 0 | 5.9135 | 1.9712
MISO_WUMS_2_MISO_MI | MISO_WUMS | MISO_MI | 2040 | B5 | 200 | 200 | 99 | 0 | 99 | 99 | 1125.31 | 891.62 | 0 | 4.5818 | 1.5194 | 0 | 5.9135 | 1.9712
MISO_WUMS_2_MISO_MI | MISO_WUMS | MISO_MI | 2040 | B6 | 300 | 0 | 99 | 0 | 99 | 99 | 0 | 3023.33 | 0 | 0.09496 | 1.5194 | 0 | 5.9135 | 1.9712
MISO_WUMS_2_MISO_MI | MISO_WUMS | MISO_MI | 2040 | B7 | 400 | 0 | 99 | 0 | 0 | 99 | 0 | 2720.78 | 0 | 0 | 1.5194 | 0 | 5.9135 | 1.9712
MISO_WUMS_2_MISO_MI | MISO_WUMS | MISO_MI | 2040 | B8 | 500 | 0 | 99 | 0 | 0 | 99 | 0 | 3342.31 | 0 | 0 | 1.5194 | 0 | 5.9135 | 1.9712
MISO_WUMS_2_MISO_MI | MISO_WUMS | MISO_MI | 2040 | B9 | 800 | 0 | 99 | 99 | 99 | 99 | 0 | 0 | 0.08309 | 1.1514 | 0.39171 | 0.021744 | 5.9135 | 1.9712
MISO_WUMS_2_MISO_MI | MISO_WUMS | MISO_MI | 2040 | B10 | 1262 | 1262 | 99 | 99 | 99 | 99 | 1670.46 | 2277.14 | 9.6978 | 4.5818 | 1.5194 | 4.0035 | 5.9135 | 1.9712
MISO_WUMS_2_MISO_MI | MISO_WUMS | MISO_MI | 2040 | B11 | 25 | 0 | 99 | 0 | 0 | 99 | 0 | 2477.82 | 0 | 0 | 1.5194 | 0 | 5.9135 | 1.9712
MISO_WUMS_2_MISO_MI | MISO_WUMS | MISO_MI | 2040 | B12 | 200 | 0 | 99 | 0 | 99 | 99 | 0 | 0 | 0 | 1.1751 | 0.39171 | 0 | 5.9135 | 1.9712
MISO_WUMS_2_MISO_MI | MISO_WUMS | MISO_MI | 2040 | B13 | 600 | 0 | 99 | 0 | 0 | 99 | 0 | 0 | 0 | 0 | 0.39171 | 0 | 5.9135 | 1.9712
MISO_WUMS_2_MISO_MI | MISO_WUMS | MISO_MI | 2040 | B14 | 900 | 0 | 99 | 14.16 | 0 | 71.12 | 0 | 0 | 0 | 0 | 0 | 0 | 5.9135 | 1.9712
MISO_WUMS_2_MISO_MI | MISO_WUMS | MISO_MI | 2040 | B15 | 1203 | 1203 | 99 | 0 | 99 | 99 | 1175.3 | 3207.3 | 0 | 4.5818 | 1.5194 | 0 | 5.9135 | 1.9712
MISO_WUMS_2_MISO_MI | MISO_WUMS | MISO_MI | 2040 | B16 | 25 | 0 | 99 | 99 | 0 | 99 | 0 | 0 | 68.2644 | 0 | 0.68846 | 0.55826 | 5.9135 | 1.9712
MISO_WUMS_2_MISO_MI | MISO_WUMS | MISO_MI | 2040 | B17 | 100 | 0 | 99 | 32.34 | 0 | 99 | 0 | 0 | 0 | 0 | 0.39171 | 0 | 5.9135 | 1.9712
MISO_WUMS_2_MISO_MI | MISO_WUMS | MISO_MI | 2040 | B18 | 400 | 0 | 99 | 0 | 0 | 99 | 0 | 0 | 0 | 0 | 0.39171 | 0 | 5.9135 | 1.9712
MISO_WUMS_2_MISO_MI | MISO_WUMS | MISO_MI | 2040 | B19 | 700 | 0 | 99 | 0 | 0 | 99 | 0 | 0 | 0 | 0 | 0.39171 | 0 | 5.9135 | 1.9712
MISO_WUMS_2_MISO_MI | MISO_WUMS | MISO_MI | 2040 | B20 | 935 | 935 | 99 | 99 | 99 | 99 | 955.47 | 3053.47 | 9.5197 | 4.5818 | 1.5194 | 2.9117 | 5.9135 | 1.9712
MISO_WUMS_2_MISO_MI | MISO_WUMS | MISO_MI | 2045 | B1 | 10 | 10 | 99 | 99 | 99 | 99 | 15.52 | 1121.75 | 18.2917 | 3.9408 | 1.3057 | 0.052866 | 7.9406 | 2.6469
MISO_WUMS_2_MISO_MI | MISO_WUMS | MISO_MI | 2045 | B2 | 25 | 0 | 99 | 99 | 69.72 | 99 | 0 | 5349.98 | 18.1374 | 0 | 1.3057 | 0.13105 | 7.9406 | 2.6469
MISO_WUMS_2_MISO_MI | MISO_WUMS | MISO_MI | 2045 | B3 | 75 | 0 | 99 | 0 | 99 | 99 | 0 | 1944.42 | 0 | 1.9229 | 1.3057 | 0 | 7.9406 | 2.6469
MISO_WUMS_2_MISO_MI | MISO_WUMS | MISO_MI | 2045 | B4 | 100 | 0 | 99 | 0 | 99 | 99 | 0 | 5280.67 | 0 | 3.4898 | 1.3057 | 0 | 7.9406 | 2.6469
MISO_WUMS_2_MISO_MI | MISO_WUMS | MISO_MI | 2045 | B5 | 200 | 200 | 99 | 0 | 99 | 99 | 354.15 | 5924.37 | 0 | 3.9408 | 1.3057 | 0 | 7.9406 | 2.6469
MISO_WUMS_2_MISO_MI | MISO_WUMS | MISO_MI | 2045 | B6 | 300 | 0 | 99 | 0 | 99 | 99 | 0 | 5478.46 | 0 | 2.5758 | 1.3057 | 0 | 7.9406 | 2.6469
MISO_WUMS_2_MISO_MI | MISO_WUMS | MISO_MI | 2045 | B7 | 400 | 0 | 99 | 0 | 99 | 99 | 0 | 4429.44 | 0 | 1.7568 | 1.3057 | 0 | 7.9406 | 2.6469
MISO_WUMS_2_MISO_MI | MISO_WUMS | MISO_MI | 2045 | B8 | 500 | 0 | 99 | 0 | 99 | 99 | 0 | 2102.38 | 0 | 1.7449 | 1.3057 | 0 | 7.9406 | 2.6469
MISO_WUMS_2_MISO_MI | MISO_WUMS | MISO_MI | 2045 | B9 | 800 | 0 | 99 | 0 | 0 | 99 | 0 | 0 | 0 | 0 | 0.42732 | 0 | 7.9406 | 2.6469
MISO_WUMS_2_MISO_MI | MISO_WUMS | MISO_MI | 2045 | B10 | 1262 | 0 | 99 | 99 | 99 | 99 | 0 | 0 | 14.3271 | 3.2286 | 1.0683 | 5.2257 | 7.9406 | 2.6469
MISO_WUMS_2_MISO_MI | MISO_WUMS | MISO_MI | 2045 | B11 | 25 | 0 | 99 | 0 | 0 | 99 | 0 | 180.58 | 0 | 0 | 1.3057 | 0 | 7.9406 | 2.6469
MISO_WUMS_2_MISO_MI | MISO_WUMS | MISO_MI | 2045 | B12 | 200 | 0 | 99 | 0 | 99 | 99 | 0 | 162.63 | 0 | 1.3176 | 1.3057 | 0 | 7.9406 | 2.6469
MISO_WUMS_2_MISO_MI | MISO_WUMS | MISO_MI | 2045 | B13 | 600 | 0 | 99 | 0 | 99 | 99 | 0 | 0 | 0 | 1.3176 | 0.42732 | 0 | 7.9406 | 2.6469
MISO_WUMS_2_MISO_MI | MISO_WUMS | MISO_MI | 2045 | B14 | 900 | 0 | 99 | 0 | 99 | 99 | 0 | 0 | 0 | 3.2286 | 1.1514 | 0 | 7.9406 | 2.6469
MISO_WUMS_2_MISO_MI | MISO_WUMS | MISO_MI | 2045 | B15 | 1203 | 0 | 99 | 99 | 99 | 99 | 0 | 1517.03 | 3.9883 | 3.2286 | 1.3057 | 1.3867 | 7.9406 | 2.6469
MISO_WUMS_2_MISO_MI | MISO_WUMS | MISO_MI | 2045 | B16 | 25 | 25 | 99 | 99 | 99 | 99 | 697.11 | 1277.42 | 52.3467 | 3.9408 | 1.3057 | 0.37823 | 7.9406 | 2.6469
MISO_WUMS_2_MISO_MI | MISO_WUMS | MISO_MI | 2045 | B17 | 100 | 100 | 99 | 0 | 99 | 99 | 100.92 | 561.34 | 0 | 3.9408 | 1.3057 | 0 | 7.9406 | 2.6469
MISO_WUMS_2_MISO_MI | MISO_WUMS | MISO_MI | 2045 | B18 | 400 | 0 | 99 | 0 | 99 | 99 | 0 | 21.69 | 0 | 1.3176 | 1.3057 | 0 | 7.9406 | 2.6469
MISO_WUMS_2_MISO_MI | MISO_WUMS | MISO_MI | 2045 | B19 | 700 | 0 | 99 | 0 | 99 | 99 | 0 | 1305.31 | 0 | 3.2286 | 1.3057 | 0 | 7.9406 | 2.6469
MISO_WUMS_2_MISO_MI | MISO_WUMS | MISO_MI | 2045 | B20 | 935 | 0 | 99 | 99 | 99 | 99 | 0 | 0 | 12.6297 | 3.2286 | 1.0683 | 3.4129 | 7.9406 | 2.6469
MISO_WUMS_2_MISO_MI | MISO_WUMS | MISO_MI | 2050 | B1 | 10 | 0 | 99 | 99 | 99 | 99 | 0 | 840.72 | 0.78342 | 1.2107 | 1.7093 | 0.0022642 | 8.1778 | 2.7259
MISO_WUMS_2_MISO_MI | MISO_WUMS | MISO_MI | 2050 | B2 | 25 | 0 | 99 | 99 | 99 | 99 | 0 | 4726.46 | 262.4457 | 1.2107 | 1.7093 | 1.8963 | 8.1778 | 2.7259
MISO_WUMS_2_MISO_MI | MISO_WUMS | MISO_MI | 2050 | B3 | 75 | 0 | 99 | 0 | 99 | 99 | 0 | 5205.64 | 0 | 1.2107 | 1.7093 | 0 | 8.1778 | 2.7259
MISO_WUMS_2_MISO_MI | MISO_WUMS | MISO_MI | 2050 | B4 | 100 | 0 | 99 | 0 | 99 | 99 | 0 | 5685.37 | 0 | 1.2107 | 1.7093 | 0 | 8.1778 | 2.7259
MISO_WUMS_2_MISO_MI | MISO_WUMS | MISO_MI | 2050 | B5 | 200 | 0 | 99 | 0 | 0 | 99 | 0 | 3773.81 | 0 | 0 | 1.7093 | 0 | 8.1778 | 2.7259
MISO_WUMS_2_MISO_MI | MISO_WUMS | MISO_MI | 2050 | B6 | 300 | 0 | 99 | 0 | 0 | 99 | 0 | 4223.34 | 0 | 0 | 1.7093 | 0 | 8.1778 | 2.7259
MISO_WUMS_2_MISO_MI | MISO_WUMS | MISO_MI | 2050 | B7 | 400 | 0 | 99 | 0 | 0 | 99 | 0 | 0 | 0 | 0 | 0.15431 | 0 | 8.1778 | 2.7259
MISO_WUMS_2_MISO_MI | MISO_WUMS | MISO_MI | 2050 | B8 | 500 | 0 | 99 | 0 | 99 | 99 | 0 | 0 | 0 | 0.46293 | 0.15431 | 0 | 8.1778 | 2.7259
MISO_WUMS_2_MISO_MI | MISO_WUMS | MISO_MI | 2050 | B9 | 800 | 0 | 99 | 0 | 99 | 99 | 0 | 0 | 0 | 0.46293 | 1.009 | 0 | 8.1778 | 2.7259
MISO_WUMS_2_MISO_MI | MISO_WUMS | MISO_MI | 2050 | B10 | 1262 | 0 | 99 | 99 | 99 | 99 | 0 | 890.7 | 5.6976 | 1.5194 | 1.7093 | 2.0781 | 8.1778 | 2.7259
MISO_WUMS_2_MISO_MI | MISO_WUMS | MISO_MI | 2050 | B11 | 25 | 0 | 99 | 0 | 0 | 99 | 0 | 0 | 0 | 0 | 0.15431 | 0 | 8.1778 | 2.7259
MISO_WUMS_2_MISO_MI | MISO_WUMS | MISO_MI | 2050 | B12 | 200 | 0 | 99 | 0 | 0 | 99 | 0 | 0 | 0 | 0 | 0.15431 | 0 | 8.1778 | 2.7259
MISO_WUMS_2_MISO_MI | MISO_WUMS | MISO_MI | 2050 | B13 | 600 | 0 | 99 | 0 | 99 | 99 | 0 | 0 | 0 | 0.55789 | 0.15431 | 0 | 8.1778 | 2.7259
MISO_WUMS_2_MISO_MI | MISO_WUMS | MISO_MI | 2050 | B14 | 900 | 0 | 99 | 0 | 99 | 99 | 0 | 0 | 0 | 1.092 | 1.3532 | 0 | 8.1778 | 2.7259
MISO_WUMS_2_MISO_MI | MISO_WUMS | MISO_MI | 2050 | B15 | 1203 | 0 | 99 | 99 | 99 | 99 | 0 | 681.36 | 10.1014 | 1.187 | 1.7093 | 3.5121 | 8.1778 | 2.7259
MISO_WUMS_2_MISO_MI | MISO_WUMS | MISO_MI | 2050 | B16 | 25 | 0 | 99 | 99 | 0 | 99 | 0 | 0 | 49.9964 | 0 | 0.3561 | 0.36125 | 8.1778 | 2.7259
MISO_WUMS_2_MISO_MI | MISO_WUMS | MISO_MI | 2050 | B17 | 100 | 0 | 99 | 0 | 99 | 99 | 0 | 0 | 0 | 0.26114 | 0.3561 | 0 | 8.1778 | 2.7259
MISO_WUMS_2_MISO_MI | MISO_WUMS | MISO_MI | 2050 | B18 | 400 | 0 | 99 | 0 | 99 | 99 | 0 | 0 | 0 | 0.42732 | 0.3561 | 0 | 8.1778 | 2.7259
MISO_WUMS_2_MISO_MI | MISO_WUMS | MISO_MI | 2050 | B19 | 700 | 0 | 99 | 0 | 99 | 99 | 0 | 0 | 0 | 0.60537 | 1.5194 | 0 | 8.1778 | 2.7259
MISO_WUMS_2_MISO_MI | MISO_WUMS | MISO_MI | 2050 | B20 | 935 | 0 | 99 | 99 | 99 | 99 | 0 | 0 | 11.3002 | 1.092 | 1.3532 | 3.0537 | 8.1778 | 2.7259
MISO_WUMS_2_MISO_W | MISO_WUMS | MISO_W | 2015 | B1 | 10 | 0 | 1137 | 0 | 636.12 | 1137 | 0 | 0 | 0 | 0 | 0.36797 | 0 | 1.27 | 0.42332
MISO_WUMS_2_MISO_W | MISO_WUMS | MISO_W | 2015 | B2 | 25 | 0 | 1137 | 1137 | 689.67 | 1137 | 0 | 822.13 | 1.1989 | 0 | 0.41545 | 0.01187 | 1.27 | 0.42332
MISO_WUMS_2_MISO_W | MISO_WUMS | MISO_W | 2015 | B3 | 75 | 75 | 1137 | 1137 | 1137 | 1137 | 56.15 | 4546.1 | 1.1989 | 1.2582 | 0.41545 | 0.03561 | 1.27 | 0.42332
MISO_WUMS_2_MISO_W | MISO_WUMS | MISO_W | 2015 | B4 | 100 | 0 | 1137 | 1137 | 1137 | 1137 | 0 | 1058.79 | 3.9883 | 0.68846 | 0.41545 | 0.15795 | 1.27 | 0.42332
MISO_WUMS_2_MISO_W | MISO_WUMS | MISO_W | 2015 | B5 | 200 | 0 | 1137 | 1137 | 1137 | 1137 | 0 | 478.57 | 13.152 | 0.68846 | 0.41545 | 1.0417 | 1.27 | 0.42332
MISO_WUMS_2_MISO_W | MISO_WUMS | MISO_W | 2015 | B6 | 300 | 0 | 1137 | 948.01 | 1137 | 1137 | 0 | 0 | 0 | 0.61724 | 0.22553 | 0 | 1.27 | 0.42332
MISO_WUMS_2_MISO_W | MISO_WUMS | MISO_W | 2015 | B7 | 400 | 0 | 1137 | 507.69 | 979.1 | 1137 | 0 | 0 | 0 | 0 | 0.17805 | 0 | 1.27 | 0.42332
MISO_WUMS_2_MISO_W | MISO_WUMS | MISO_W | 2015 | B8 | 500 | 0 | 1137 | 1137 | 1137 | 1137 | 0 | 0 | 0.10683 | 0.14244 | 0.17805 | 0.021154 | 1.27 | 0.42332
MISO_WUMS_2_MISO_W | MISO_WUMS | MISO_W | 2015 | B9 | 800 | 0 | 1137 | 1137 | 1137 | 1137 | 0 | 0 | 0.16618 | 0.29675 | 0.10683 | 0.052651 | 1.27 | 0.42332
MISO_WUMS_2_MISO_W | MISO_WUMS | MISO_W | 2015 | B10 | 1262 | 0 | 1137 | 117.77 | 1137 | 1137 | 0 | 0 | 0 | 0.15431 | 0.08309 | 0 | 1.27 | 0.42332
MISO_WUMS_2_MISO_W | MISO_WUMS | MISO_W | 2015 | B11 | 25 | 25 | 1137 | 1137 | 1137 | 1137 | 301.64 | 4294.56 | 17.2827 | 1.2582 | 0.41545 | 0.17112 | 1.27 | 0.42332
MISO_WUMS_2_MISO_W | MISO_WUMS | MISO_W | 2015 | B12 | 200 | 0 | 1137 | 1137 | 1137 | 1137 | 0 | 0 | 0.61724 | 0.04748 | 0.22553 | 0.04889 | 1.27 | 0.42332
MISO_WUMS_2_MISO_W | MISO_WUMS | MISO_W | 2015 | B13 | 600 | 0 | 1137 | 1137 | 1137 | 1137 | 0 | 0 | 0.64098 | 0.56976 | 0.22553 | 0.15231 | 1.27 | 0.42332
MISO_WUMS_2_MISO_W | MISO_WUMS | MISO_W | 2015 | B14 | 900 | 0 | 1137 | 621.88 | 1137 | 1137 | 0 | 0 | 0 | 0.24927 | 0.17805 | 0 | 1.27 | 0.42332
MISO_WUMS_2_MISO_W | MISO_WUMS | MISO_W | 2015 | B15 | 1203 | 0 | 1137 | 737.07 | 1137 | 1137 | 0 | 2842.31 | 0 | 0.64098 | 0.41545 | 0 | 1.27 | 0.42332
MISO_WUMS_2_MISO_W | MISO_WUMS | MISO_W | 2015 | B16 | 25 | 0 | 1137 | 528.72 | 1137 | 1137 | 0 | 0 | 0 | 0.68846 | 0.24927 | 0 | 1.27 | 0.42332
MISO_WUMS_2_MISO_W | MISO_WUMS | MISO_W | 2015 | B17 | 100 | 0 | 1137 | 710.93 | 1137 | 1137 | 0 | 0 | 0 | 0.30862 | 0.22553 | 0 | 1.27 | 0.42332
MISO_WUMS_2_MISO_W | MISO_WUMS | MISO_W | 2015 | B18 | 400 | 0 | 1137 | 0 | 831.88 | 1137 | 0 | 0 | 0 | 0 | 0.17805 | 0 | 1.27 | 0.42332
MISO_WUMS_2_MISO_W | MISO_WUMS | MISO_W | 2015 | B19 | 700 | 0 | 1137 | 538.25 | 804.66 | 1137 | 0 | 0 | 0 | 0 | 0.15431 | 0 | 1.27 | 0.42332
MISO_WUMS_2_MISO_W | MISO_WUMS | MISO_W | 2015 | B20 | 935 | 0 | 1137 | 0 | 411.26 | 1137 | 0 | 0 | 0 | 0 | 0.1187 | 0 | 1.27 | 0.42332
MISO_WUMS_2_MISO_W | MISO_WUMS | MISO_W | 2020 | B1 | 10 | 0 | 1137 | 1066.41 | 1137 | 1137 | 0 | 0 | 0 | 1.0446 | 0.33236 | 0 | 1.3566 | 0.45221
MISO_WUMS_2_MISO_W | MISO_WUMS | MISO_W | 2020 | B2 | 25 | 0 | 1137 | 841.03 | 1137 | 1137 | 0 | 0 | 0 | 0.96147 | 0.33236 | 0 | 1.3566 | 0.45221
MISO_WUMS_2_MISO_W | MISO_WUMS | MISO_W | 2020 | B3 | 75 | 0 | 1137 | 302.87 | 1137 | 1137 | 0 | 3114.1 | 0 | 0.86651 | 0.43919 | 0 | 1.3566 | 0.45221
MISO_WUMS_2_MISO_W | MISO_WUMS | MISO_W | 2020 | B4 | 100 | 100 | 1137 | 1020.57 | 1137 | 1137 | 481.44 | 3831.81 | 0 | 1.3413 | 0.43919 | 0 | 1.3566 | 0.45221
MISO_WUMS_2_MISO_W | MISO_WUMS | MISO_W | 2020 | B5 | 200 | 0 | 1137 | 1137 | 1137 | 1137 | 0 | 4368.75 | 1.6262 | 0.62911 | 0.43919 | 0.15043 | 1.3566 | 0.45221
MISO_WUMS_2_MISO_W | MISO_WUMS | MISO_W | 2020 | B6 | 300 | 300 | 1137 | 1137 | 1137 | 1137 | 120.94 | 3511.59 | 3.9765 | 1.3413 | 0.43919 | 0.55177 | 1.3566 | 0.45221
MISO_WUMS_2_MISO_W | MISO_WUMS | MISO_W | 2020 | B7 | 400 | 0 | 1137 | 1137 | 1137 | 1137 | 0 | 2263.84 | 1.4125 | 0.16618 | 0.43919 | 0.26134 | 1.3566 | 0.45221
MISO_WUMS_2_MISO_W | MISO_WUMS | MISO_W | 2020 | B8 | 500 | 0 | 1137 | 0 | 466.52 | 1137 | 0 | 1310.52 | 0 | 0 | 0.43919 | 0 | 1.3566 | 0.45221
MISO_WUMS_2_MISO_W | MISO_WUMS | MISO_W | 2020 | B9 | 800 | 800 | 1137 | 1094.58 | 1137 | 1137 | 976.81 | 3797.55 | 0 | 1.3413 | 0.43919 | 0 | 1.3566 | 0.45221
MISO_WUMS_2_MISO_W | MISO_WUMS | MISO_W | 2020 | B10 | 1262 | 0 | 1137 | 1137 | 1137 | 1137 | 0 | 4345.9 | 1.4481 | 0.90212 | 0.43919 | 0.84531 | 1.3566 | 0.45221
MISO_WUMS_2_MISO_W | MISO_WUMS | MISO_W | 2020 | B11 | 25 | 0 | 1137 | 0 | 1137 | 1137 | 0 | 2049.41 | 0 | 0.18992 | 0.43919 | 0 | 1.3566 | 0.45221
MISO_WUMS_2_MISO_W | MISO_WUMS | MISO_W | 2020 | B12 | 200 | 0 | 1137 | 0 | 0 | 1137 | 0 | 0 | 0 | 0 | 0.33236 | 0 | 1.3566 | 0.45221
MISO_WUMS_2_MISO_W | MISO_WUMS | MISO_W | 2020 | B13 | 600 | 0 | 1137 | 0 | 0 | 1137 | 0 | 0 | 0 | 0 | 0.33236 | 0 | 1.3566 | 0.45221
MISO_WUMS_2_MISO_W | MISO_WUMS | MISO_W | 2020 | B14 | 900 | 0 | 1137 | 0 | 0 | 1137 | 0 | 0 | 0 | 0 | 0.33236 | 0 | 1.3566 | 0.45221
MISO_WUMS_2_MISO_W | MISO_WUMS | MISO_W | 2020 | B15 | 1203 | 0 | 1137 | 0 | 0 | 1137 | 0 | 636.73 | 0 | 0 | 0.43919 | 0 | 1.3566 | 0.45221
MISO_WUMS_2_MISO_W | MISO_WUMS | MISO_W | 2020 | B16 | 25 | 0 | 1137 | 0 | 1005.2 | 1137 | 0 | 0 | 0 | 0 | 0.33236 | 0 | 1.3566 | 0.45221
MISO_WUMS_2_MISO_W | MISO_WUMS | MISO_W | 2020 | B17 | 100 | 0 | 1137 | 0 | 1137 | 1137 | 0 | 0 | 0 | 1.009 | 0.33236 | 0 | 1.3566 | 0.45221
MISO_WUMS_2_MISO_W | MISO_WUMS | MISO_W | 2020 | B18 | 400 | 0 | 1137 | 0 | 1117.19 | 1137 | 0 | 0 | 0 | 0 | 0.33236 | 0 | 1.3566 | 0.45221
MISO_WUMS_2_MISO_W | MISO_WUMS | MISO_W | 2020 | B19 | 700 | 0 | 1137 | 0 | 263.71 | 1137 | 0 | 0 | 0 | 0 | 0.33236 | 0 | 1.3566 | 0.45221
MISO_WUMS_2_MISO_W | MISO_WUMS | MISO_W | 2020 | B20 | 935 | 0 | 1137 | 0 | 0 | 1137 | 0 | 0 | 0 | 0 | 0.33236 | 0 | 1.3566 | 0.45221
MISO_WUMS_2_MISO_W | MISO_WUMS | MISO_W | 2025 | B1 | 10 | 0 | 1137 | 663.84 | 0 | 0 | 0 | 0 | 0 | 0 | 0 | 0 | 1.0013 | 0.33378
MISO_WUMS_2_MISO_W | MISO_WUMS | MISO_W | 2025 | B2 | 25 | 0 | 1137 | 442.45 | 0 | 0 | 0 | 0 | 0 | 0 | 0 | 0 | 1.0013 | 0.33378
MISO_WUMS_2_MISO_W | MISO_WUMS | MISO_W | 2025 | B3 | 75 | 0 | 1137 | 1137 | 0 | 0 | 0 | 0 | 0.48667 | 0 | 0 | 0.063479 | 1.0013 | 0.33378
MISO_WUMS_2_MISO_W | MISO_WUMS | MISO_W | 2025 | B4 | 100 | 0 | 1137 | 744.77 | 0 | 0 | 0 | 0 | 0 | 0 | 0 | 0 | 1.0013 | 0.33378
MISO_WUMS_2_MISO_W | MISO_WUMS | MISO_W | 2025 | B5 | 200 | 0 | 1137 | 1137 | 0 | 0 | 0 | 0 | 1.9467 | 0 | 0 | 0.67711 | 1.0013 | 0.33378
MISO_WUMS_2_MISO_W | MISO_WUMS | MISO_W | 2025 | B6 | 300 | 0 | 1137 | 1137 | 0 | 0 | 0 | 0 | 1.1395 | 0 | 0 | 0.59453 | 1.0013 | 0.33378
MISO_WUMS_2_MISO_W | MISO_WUMS | MISO_W | 2025 | B7 | 400 | 0 | 1137 | 0 | 0 | 0 | 0 | 0 | 0 | 0 | 0 | 0 | 1.0013 | 0.33378
MISO_WUMS_2_MISO_W | MISO_WUMS | MISO_W | 2025 | B8 | 500 | 0 | 1137 | 0 | 0 | 0 | 0 | 0 | 0 | 0 | 0 | 0 | 1.0013 | 0.33378
MISO_WUMS_2_MISO_W | MISO_WUMS | MISO_W | 2025 | B9 | 800 | 0 | 1137 | 87.42 | 0 | 0 | 0 | 0 | 0 | 0 | 0 | 0 | 1.0013 | 0.33378
MISO_WUMS_2_MISO_W | MISO_WUMS | MISO_W | 2025 | B10 | 1262 | 0 | 1137 | 0 | 0 | 0 | 0 | 0 | 0 | 0 | 0 | 0 | 1.0013 | 0.33378
MISO_WUMS_2_MISO_W | MISO_WUMS | MISO_W | 2025 | B11 | 25 | 0 | 1137 | 0 | 0 | 0 | 0 | 0 | 0 | 0 | 0 | 0 | 1.0013 | 0.33378
MISO_WUMS_2_MISO_W | MISO_WUMS | MISO_W | 2025 | B12 | 200 | 0 | 1137 | 0 | 0 | 0 | 0 | 0 | 0 | 0 | 0 | 0 | 1.0013 | 0.33378
MISO_WUMS_2_MISO_W | MISO_WUMS | MISO_W | 2025 | B13 | 600 | 0 | 1137 | 0 | 0 | 0 | 0 | 0 | 0 | 0 | 0 | 0 | 1.0013 | 0.33378
MISO_WUMS_2_MISO_W | MISO_WUMS | MISO_W | 2025 | B14 | 900 | 0 | 1137 | 0 | 0 | 0 | 0 | 0 | 0 | 0 | 0 | 0 | 1.0013 | 0.33378
MISO_WUMS_2_MISO_W | MISO_WUMS | MISO_W | 2025 | B15 | 1203 | 0 | 1137 | 0 | 0 | 0 | 0 | 0 | 0 | 0 | 0 | 0 | 1.0013 | 0.33378
MISO_WUMS_2_MISO_W | MISO_WUMS | MISO_W | 2025 | B16 | 25 | 0 | 1137 | 0 | 0 | 0 | 0 | 0 | 0 | 0 | 0 | 0 | 1.0013 | 0.33378
MISO_WUMS_2_MISO_W | MISO_WUMS | MISO_W | 2025 | B17 | 100 | 0 | 1137 | 0 | 0 | 0 | 0 | 0 | 0 | 0 | 0 | 0 | 1.0013 | 0.33378
MISO_WUMS_2_MISO_W | MISO_WUMS | MISO_W | 2025 | B18 | 400 | 0 | 1137 | 0 | 0 | 0 | 0 | 0 | 0 | 0 | 0 | 0 | 1.0013 | 0.33378
MISO_WUMS_2_MISO_W | MISO_WUMS | MISO_W | 2025 | B19 | 700 | 0 | 1137 | 0 | 0 | 0 | 0 | 0 | 0 | 0 | 0 | 0 | 1.0013 | 0.33378
MISO_WUMS_2_MISO_W | MISO_WUMS | MISO_W | 2025 | B20 | 935 | 0 | 1137 | 0 | 0 | 0 | 0 | 0 | 0 | 0 | 0 | 0 | 1.0013 | 0.33378
MISO_WUMS_2_MISO_W | MISO_WUMS | MISO_W | 2030 | B1 | 10 | 0 | 1137 | 1137 | 0 | 0 | 0 | 0 | 57.9137 | 0 | 0 | 0.37124 | 3.3653 | 1.1218
MISO_WUMS_2_MISO_W | MISO_WUMS | MISO_W | 2030 | B2 | 25 | 0 | 1137 | 1137 | 0 | 0 | 0 | 0 | 0.24927 | 0 | 0 | 0.0039947 | 3.3653 | 1.1218
MISO_WUMS_2_MISO_W | MISO_WUMS | MISO_W | 2030 | B3 | 75 | 0 | 1137 | 113.31 | 0 | 0 | 0 | 0 | 0 | 0 | 0 | 0 | 3.3653 | 1.1218
MISO_WUMS_2_MISO_W | MISO_WUMS | MISO_W | 2030 | B4 | 100 | 0 | 1137 | 1137 | 0 | 0 | 0 | 0 | 3.1337 | 0 | 0 | 0.20088 | 3.3653 | 1.1218
MISO_WUMS_2_MISO_W | MISO_WUMS | MISO_W | 2030 | B5 | 200 | 0 | 1137 | 1137 | 0 | 0 | 0 | 0 | 3.9883 | 0 | 0 | 0.51132 | 3.3653 | 1.1218
MISO_WUMS_2_MISO_W | MISO_WUMS | MISO_W | 2030 | B6 | 300 | 0 | 1137 | 1137 | 0 | 0 | 0 | 0 | 10.1963 | 0 | 0 | 1.9608 | 3.3653 | 1.1218
MISO_WUMS_2_MISO_W | MISO_WUMS | MISO_W | 2030 | B7 | 400 | 0 | 1137 | 1137 | 0 | 0 | 0 | 0 | 4.8548 | 0 | 0 | 1.2448 | 3.3653 | 1.1218
MISO_WUMS_2_MISO_W | MISO_WUMS | MISO_W | 2030 | B8 | 500 | 0 | 1137 | 1137 | 0 | 0 | 0 | 0 | 0.46293 | 0 | 0 | 0.14838 | 3.3653 | 1.1218
MISO_WUMS_2_MISO_W | MISO_WUMS | MISO_W | 2030 | B9 | 800 | 0 | 1137 | 0 | 0 | 0 | 0 | 0 | 0 | 0 | 0 | 0 | 3.3653 | 1.1218
MISO_WUMS_2_MISO_W | MISO_WUMS | MISO_W | 2030 | B10 | 1262 | 0 | 1137 | 0 | 0 | 0 | 0 | 0 | 0 | 0 | 0 | 0 | 3.3653 | 1.1218
MISO_WUMS_2_MISO_W | MISO_WUMS | MISO_W | 2030 | B11 | 25 | 0 | 1137 | 1137 | 0 | 0 | 0 | 0 | 2.8488 | 0 | 0 | 0.045654 | 3.3653 | 1.1218
MISO_WUMS_2_MISO_W | MISO_WUMS | MISO_W | 2030 | B12 | 200 | 0 | 1137 | 0 | 0 | 0 | 0 | 0 | 0 | 0 | 0 | 0 | 3.3653 | 1.1218
MISO_WUMS_2_MISO_W | MISO_WUMS | MISO_W | 2030 | B13 | 600 | 0 | 1137 | 0 | 0 | 0 | 0 | 0 | 0 | 0 | 0 | 0 | 3.3653 | 1.1218
MISO_WUMS_2_MISO_W | MISO_WUMS | MISO_W | 2030 | B14 | 900 | 0 | 1137 | 0 | 0 | 0 | 0 | 0 | 0 | 0 | 0 | 0 | 3.3653 | 1.1218
MISO_WUMS_2_MISO_W | MISO_WUMS | MISO_W | 2030 | B15 | 1203 | 0 | 1137 | 0 | 0 | 0 | 0 | 0 | 0 | 0 | 0 | 0 | 3.3653 | 1.1218
MISO_WUMS_2_MISO_W | MISO_WUMS | MISO_W | 2030 | B16 | 25 | 0 | 1137 | 0 | 0 | 0 | 0 | 0 | 0 | 0 | 0 | 0 | 3.3653 | 1.1218
MISO_WUMS_2_MISO_W | MISO_WUMS | MISO_W | 2030 | B17 | 100 | 0 | 1137 | 0 | 0 | 0 | 0 | 0 | 0 | 0 | 0 | 0 | 3.3653 | 1.1218
MISO_WUMS_2_MISO_W | MISO_WUMS | MISO_W | 2030 | B18 | 400 | 0 | 1137 | 0 | 0 | 0 | 0 | 0 | 0 | 0 | 0 | 0 | 3.3653 | 1.1218
MISO_WUMS_2_MISO_W | MISO_WUMS | MISO_W | 2030 | B19 | 700 | 0 | 1137 | 0 | 0 | 0 | 0 | 0 | 0 | 0 | 0 | 0 | 3.3653 | 1.1218
MISO_WUMS_2_MISO_W | MISO_WUMS | MISO_W | 2030 | B20 | 935 | 0 | 1137 | 0 | 0 | 0 | 0 | 0 | 0 | 0 | 0 | 0 | 3.3653 | 1.1218
MISO_WUMS_2_MISO_W | MISO_WUMS | MISO_W | 2035 | B1 | 10 | 0 | 1137 | 1137 | 0 | 0 | 0 | 0 | 89.5235 | 0 | 0 | 0.86496 | 3.6945 | 1.2315
MISO_WUMS_2_MISO_W | MISO_WUMS | MISO_W | 2035 | B2 | 25 | 0 | 1137 | 1137 | 0 | 0 | 0 | 0 | 2.9912 | 0 | 0 | 0.072252 | 3.6945 | 1.2315
MISO_WUMS_2_MISO_W | MISO_WUMS | MISO_W | 2035 | B3 | 75 | 0 | 1137 | 30.24 | 0 | 0 | 0 | 0 | 0 | 0 | 0 | 0 | 3.6945 | 1.2315
MISO_WUMS_2_MISO_W | MISO_WUMS | MISO_W | 2035 | B4 | 100 | 0 | 1137 | 1137 | 0 | 0 | 0 | 0 | 1.6974 | 0 | 0 | 0.164 | 3.6945 | 1.2315
MISO_WUMS_2_MISO_W | MISO_WUMS | MISO_W | 2035 | B5 | 200 | 0 | 1137 | 1137 | 0 | 0 | 0 | 0 | 8.2853 | 0 | 0 | 1.601 | 3.6945 | 1.2315
MISO_WUMS_2_MISO_W | MISO_WUMS | MISO_W | 2035 | B6 | 300 | 0 | 1137 | 1137 | 0 | 0 | 0 | 0 | 4.0002 | 0 | 0 | 1.1595 | 3.6945 | 1.2315
MISO_WUMS_2_MISO_W | MISO_WUMS | MISO_W | 2035 | B7 | 400 | 0 | 1137 | 1137 | 0 | 0 | 0 | 0 | 2.7538 | 0 | 0 | 1.0643 | 3.6945 | 1.2315
MISO_WUMS_2_MISO_W | MISO_WUMS | MISO_W | 2035 | B8 | 500 | 0 | 1137 | 0 | 0 | 0 | 0 | 0 | 0 | 0 | 0 | 0 | 3.6945 | 1.2315
MISO_WUMS_2_MISO_W | MISO_WUMS | MISO_W | 2035 | B9 | 800 | 0 | 1137 | 0 | 0 | 0 | 0 | 0 | 0 | 0 | 0 | 0 | 3.6945 | 1.2315
MISO_WUMS_2_MISO_W | MISO_WUMS | MISO_W | 2035 | B10 | 1262 | 0 | 1137 | 0 | 0 | 0 | 0 | 0 | 0 | 0 | 0 | 0 | 3.6945 | 1.2315
MISO_WUMS_2_MISO_W | MISO_WUMS | MISO_W | 2035 | B11 | 25 | 0 | 1137 | 374.83 | 0 | 0 | 0 | 0 | 0 | 0 | 0 | 0 | 3.6945 | 1.2315
MISO_WUMS_2_MISO_W | MISO_WUMS | MISO_W | 2035 | B12 | 200 | 0 | 1137 | 0 | 0 | 0 | 0 | 0 | 0 | 0 | 0 | 0 | 3.6945 | 1.2315
MISO_WUMS_2_MISO_W | MISO_WUMS | MISO_W | 2035 | B13 | 600 | 0 | 1137 | 0 | 0 | 0 | 0 | 0 | 0 | 0 | 0 | 0 | 3.6945 | 1.2315
MISO_WUMS_2_MISO_W | MISO_WUMS | MISO_W | 2035 | B14 | 900 | 0 | 1137 | 0 | 0 | 0 | 0 | 0 | 0 | 0 | 0 | 0 | 3.6945 | 1.2315
MISO_WUMS_2_MISO_W | MISO_WUMS | MISO_W | 2035 | B15 | 1203 | 0 | 1137 | 0 | 0 | 0 | 0 | 0 | 0 | 0 | 0 | 0 | 3.6945 | 1.2315
MISO_WUMS_2_MISO_W | MISO_WUMS | MISO_W | 2035 | B16 | 25 | 0 | 1137 | 0 | 0 | 0 | 0 | 0 | 0 | 0 | 0 | 0 | 3.6945 | 1.2315
MISO_WUMS_2_MISO_W | MISO_WUMS | MISO_W | 2035 | B17 | 100 | 0 | 1137 | 0 | 0 | 0 | 0 | 0 | 0 | 0 | 0 | 0 | 3.6945 | 1.2315
MISO_WUMS_2_MISO_W | MISO_WUMS | MISO_W | 2035 | B18 | 400 | 0 | 1137 | 0 | 0 | 0 | 0 | 0 | 0 | 0 | 0 | 0 | 3.6945 | 1.2315
MISO_WUMS_2_MISO_W | MISO_WUMS | MISO_W | 2035 | B19 | 700 | 0 | 1137 | 0 | 0 | 0 | 0 | 0 | 0 | 0 | 0 | 0 | 3.6945 | 1.2315
MISO_WUMS_2_MISO_W | MISO_WUMS | MISO_W | 2035 | B20 | 935 | 0 | 1137 | 0 | 0 | 0 | 0 | 0 | 0 | 0 | 0 | 0 | 3.6945 | 1.2315
MISO_WUMS_2_MISO_W | MISO_WUMS | MISO_W | 2040 | B1 | 10 | 0 | 1137 | 1137 | 0 | 0 | 0 | 0 | 119.0442 | 0 | 0 | 0.63153 | 3.3167 | 1.1056
MISO_WUMS_2_MISO_W | MISO_WUMS | MISO_W | 2040 | B2 | 25 | 0 | 1137 | 747.89 | 0 | 0 | 0 | 0 | 0 | 0 | 0 | 0 | 3.3167 | 1.1056
MISO_WUMS_2_MISO_W | MISO_WUMS | MISO_W | 2040 | B3 | 75 | 0 | 1137 | 1137 | 0 | 0 | 0 | 0 | 6.5166 | 0 | 0 | 0.25928 | 3.3167 | 1.1056
MISO_WUMS_2_MISO_W | MISO_WUMS | MISO_W | 2040 | B4 | 100 | 0 | 1137 | 1137 | 0 | 0 | 0 | 0 | 3.9883 | 0 | 0 | 0.21158 | 3.3167 | 1.1056
MISO_WUMS_2_MISO_W | MISO_WUMS | MISO_W | 2040 | B5 | 200 | 0 | 1137 | 1137 | 0 | 0 | 0 | 0 | 14.4933 | 0 | 0 | 1.5377 | 3.3167 | 1.1056
MISO_WUMS_2_MISO_W | MISO_WUMS | MISO_W | 2040 | B6 | 300 | 0 | 1137 | 1137 | 0 | 0 | 0 | 0 | 9.9945 | 0 | 0 | 1.5906 | 3.3167 | 1.1056
MISO_WUMS_2_MISO_W | MISO_WUMS | MISO_W | 2040 | B7 | 400 | 0 | 1137 | 1137 | 0 | 0 | 0 | 0 | 0.80716 | 0 | 0 | 0.17128 | 3.3167 | 1.1056
MISO_WUMS_2_MISO_W | MISO_WUMS | MISO_W | 2040 | B8 | 500 | 0 | 1137 | 0 | 0 | 0 | 0 | 0 | 0 | 0 | 0 | 0 | 3.3167 | 1.1056
MISO_WUMS_2_MISO_W | MISO_WUMS | MISO_W | 2040 | B9 | 800 | 0 | 1137 | 1137 | 0 | 0 | 0 | 0 | 0.04748 | 0 | 0 | 0.020151 | 3.3167 | 1.1056
MISO_WUMS_2_MISO_W | MISO_WUMS | MISO_W | 2040 | B10 | 1262 | 0 | 1137 | 0 | 0 | 0 | 0 | 0 | 0 | 0 | 0 | 0 | 3.3167 | 1.1056
MISO_WUMS_2_MISO_W | MISO_WUMS | MISO_W | 2040 | B11 | 25 | 0 | 1137 | 333.39 | 0 | 0 | 0 | 0 | 0 | 0 | 0 | 0 | 3.3167 | 1.1056
MISO_WUMS_2_MISO_W | MISO_WUMS | MISO_W | 2040 | B12 | 200 | 0 | 1137 | 0 | 0 | 0 | 0 | 0 | 0 | 0 | 0 | 0 | 3.3167 | 1.1056
MISO_WUMS_2_MISO_W | MISO_WUMS | MISO_W | 2040 | B13 | 600 | 0 | 1137 | 0 | 0 | 0 | 0 | 0 | 0 | 0 | 0 | 0 | 3.3167 | 1.1056
MISO_WUMS_2_MISO_W | MISO_WUMS | MISO_W | 2040 | B14 | 900 | 0 | 1137 | 0 | 0 | 0 | 0 | 0 | 0 | 0 | 0 | 0 | 3.3167 | 1.1056
MISO_WUMS_2_MISO_W | MISO_WUMS | MISO_W | 2040 | B15 | 1203 | 0 | 1137 | 0 | 0 | 0 | 0 | 0 | 0 | 0 | 0 | 0 | 3.3167 | 1.1056
MISO_WUMS_2_MISO_W | MISO_WUMS | MISO_W | 2040 | B16 | 25 | 0 | 1137 | 0 | 0 | 0 | 0 | 0 | 0 | 0 | 0 | 0 | 3.3167 | 1.1056
MISO_WUMS_2_MISO_W | MISO_WUMS | MISO_W | 2040 | B17 | 100 | 0 | 1137 | 0 | 0 | 0 | 0 | 0 | 0 | 0 | 0 | 0 | 3.3167 | 1.1056
MISO_WUMS_2_MISO_W | MISO_WUMS | MISO_W | 2040 | B18 | 400 | 0 | 1137 | 0 | 0 | 0 | 0 | 0 | 0 | 0 | 0 | 0 | 3.3167 | 1.1056
MISO_WUMS_2_MISO_W | MISO_WUMS | MISO_W | 2040 | B19 | 700 | 0 | 1137 | 0 | 0 | 0 | 0 | 0 | 0 | 0 | 0 | 0 | 3.3167 | 1.1056
MISO_WUMS_2_MISO_W | MISO_WUMS | MISO_W | 2040 | B20 | 935 | 0 | 1137 | 0 | 0 | 0 | 0 | 0 | 0 | 0 | 0 | 0 | 3.3167 | 1.1056
MISO_WUMS_2_MISO_W | MISO_WUMS | MISO_W | 2045 | B1 | 10 | 0 | 1137 | 1137 | 0 | 0 | 0 | 0 | 155.8294 | 0 | 0 | 1.5429 | 9.0583 | 3.0194
MISO_WUMS_2_MISO_W | MISO_WUMS | MISO_W | 2045 | B2 | 25 | 0 | 1137 | 1021.41 | 0 | 0 | 0 | 0 | 0 | 0 | 0 | 0 | 9.0583 | 3.0194
MISO_WUMS_2_MISO_W | MISO_WUMS | MISO_W | 2045 | B3 | 75 | 0 | 1137 | 170.89 | 0 | 0 | 0 | 0 | 0 | 0 | 0 | 0 | 9.0583 | 3.0194
MISO_WUMS_2_MISO_W | MISO_WUMS | MISO_W | 2045 | B4 | 100 | 0 | 1137 | 1137 | 0 | 0 | 0 | 0 | 16.986 | 0 | 0 | 1.6818 | 9.0583 | 3.0194
MISO_WUMS_2_MISO_W | MISO_WUMS | MISO_W | 2045 | B5 | 200 | 0 | 1137 | 1137 | 0 | 0 | 0 | 0 | 16.9978 | 0 | 0 | 3.3659 | 9.0583 | 3.0194
MISO_WUMS_2_MISO_W | MISO_WUMS | MISO_W | 2045 | B6 | 300 | 0 | 1137 | 1137 | 0 | 0 | 0 | 0 | 11.6682 | 0 | 0 | 3.4658 | 9.0583 | 3.0194
MISO_WUMS_2_MISO_W | MISO_WUMS | MISO_W | 2045 | B7 | 400 | 0 | 1137 | 1137 | 0 | 0 | 0 | 0 | 5.1041 | 0 | 0 | 2.0214 | 9.0583 | 3.0194
MISO_WUMS_2_MISO_W | MISO_WUMS | MISO_W | 2045 | B8 | 500 | 0 | 1137 | 0 | 0 | 0 | 0 | 0 | 0 | 0 | 0 | 0 | 9.0583 | 3.0194
MISO_WUMS_2_MISO_W | MISO_WUMS | MISO_W | 2045 | B9 | 800 | 0 | 1137 | 0 | 0 | 0 | 0 | 0 | 0 | 0 | 0 | 0 | 9.0583 | 3.0194
MISO_WUMS_2_MISO_W | MISO_WUMS | MISO_W | 2045 | B10 | 1262 | 0 | 1137 | 0 | 0 | 0 | 0 | 0 | 0 | 0 | 0 | 0 | 9.0583 | 3.0194
MISO_WUMS_2_MISO_W | MISO_WUMS | MISO_W | 2045 | B11 | 25 | 0 | 1137 | 0 | 0 | 0 | 0 | 0 | 0 | 0 | 0 | 0 | 9.0583 | 3.0194
MISO_WUMS_2_MISO_W | MISO_WUMS | MISO_W | 2045 | B12 | 200 | 0 | 1137 | 0 | 0 | 0 | 0 | 0 | 0 | 0 | 0 | 0 | 9.0583 | 3.0194
MISO_WUMS_2_MISO_W | MISO_WUMS | MISO_W | 2045 | B13 | 600 | 0 | 1137 | 0 | 0 | 0 | 0 | 0 | 0 | 0 | 0 | 0 | 9.0583 | 3.0194
MISO_WUMS_2_MISO_W | MISO_WUMS | MISO_W | 2045 | B14 | 900 | 0 | 1137 | 0 | 0 | 0 | 0 | 0 | 0 | 0 | 0 | 0 | 9.0583 | 3.0194
MISO_WUMS_2_MISO_W | MISO_WUMS | MISO_W | 2045 | B15 | 1203 | 0 | 1137 | 0 | 0 | 0 | 0 | 0 | 0 | 0 | 0 | 0 | 9.0583 | 3.0194
MISO_WUMS_2_MISO_W | MISO_WUMS | MISO_W | 2045 | B16 | 25 | 0 | 1137 | 0 | 0 | 0 | 0 | 0 | 0 | 0 | 0 | 0 | 9.0583 | 3.0194
MISO_WUMS_2_MISO_W | MISO_WUMS | MISO_W | 2045 | B17 | 100 | 0 | 1137 | 0 | 0 | 0 | 0 | 0 | 0 | 0 | 0 | 0 | 9.0583 | 3.0194
MISO_WUMS_2_MISO_W | MISO_WUMS | MISO_W | 2045 | B18 | 400 | 0 | 1137 | 0 | 0 | 0 | 0 | 0 | 0 | 0 | 0 | 0 | 9.0583 | 3.0194
MISO_WUMS_2_MISO_W | MISO_WUMS | MISO_W | 2045 | B19 | 700 | 0 | 1137 | 0 | 0 | 0 | 0 | 0 | 0 | 0 | 0 | 0 | 9.0583 | 3.0194
MISO_WUMS_2_MISO_W | MISO_WUMS | MISO_W | 2045 | B20 | 935 | 0 | 1137 | 0 | 0 | 0 | 0 | 0 | 0 | 0 | 0 | 0 | 9.0583 | 3.0194
MISO_WUMS_2_MISO_W | MISO_WUMS | MISO_W | 2050 | B1 | 10 | 0 | 1137 | 1137 | 0 | 0 | 0 | 0 | 253.8756 | 0 | 0 | 3.998 | 23.0817 | 7.6939
MISO_WUMS_2_MISO_W | MISO_WUMS | MISO_W | 2050 | B2 | 25 | 0 | 1137 | 1137 | 0 | 0 | 0 | 0 | 237.495 | 0 | 0 | 9.3502 | 23.0817 | 7.6939
MISO_WUMS_2_MISO_W | MISO_WUMS | MISO_W | 2050 | B3 | 75 | 0 | 1137 | 254.57 | 0 | 0 | 0 | 0 | 0 | 0 | 0 | 0 | 23.0817 | 7.6939
MISO_WUMS_2_MISO_W | MISO_WUMS | MISO_W | 2050 | B4 | 100 | 0 | 1137 | 1137 | 0 | 0 | 0 | 0 | 4.8667 | 0 | 0 | 0.76641 | 23.0817 | 7.6939
MISO_WUMS_2_MISO_W | MISO_WUMS | MISO_W | 2050 | B5 | 200 | 0 | 1137 | 1137 | 0 | 0 | 0 | 0 | 13.9235 | 0 | 0 | 4.3854 | 23.0817 | 7.6939
MISO_WUMS_2_MISO_W | MISO_WUMS | MISO_W | 2050 | B6 | 300 | 0 | 1137 | 1137 | 0 | 0 | 0 | 0 | 25.9834 | 0 | 0 | 12.2756 | 23.0817 | 7.6939
MISO_WUMS_2_MISO_W | MISO_WUMS | MISO_W | 2050 | B7 | 400 | 0 | 1137 | 0 | 0 | 0 | 0 | 0 | 0 | 0 | 0 | 0 | 23.0817 | 7.6939
MISO_WUMS_2_MISO_W | MISO_WUMS | MISO_W | 2050 | B8 | 500 | 0 | 1137 | 0 | 0 | 0 | 0 | 0 | 0 | 0 | 0 | 0 | 23.0817 | 7.6939
MISO_WUMS_2_MISO_W | MISO_WUMS | MISO_W | 2050 | B9 | 800 | 0 | 1137 | 0 | 0 | 0 | 0 | 0 | 0 | 0 | 0 | 0 | 23.0817 | 7.6939
MISO_WUMS_2_MISO_W | MISO_WUMS | MISO_W | 2050 | B10 | 1262 | 0 | 1137 | 0 | 0 | 0 | 0 | 0 | 0 | 0 | 0 | 0 | 23.0817 | 7.6939
MISO_WUMS_2_MISO_W | MISO_WUMS | MISO_W | 2050 | B11 | 25 | 0 | 1137 | 0 | 0 | 0 | 0 | 0 | 0 | 0 | 0 | 0 | 23.0817 | 7.6939
MISO_WUMS_2_MISO_W | MISO_WUMS | MISO_W | 2050 | B12 | 200 | 0 | 1137 | 0 | 0 | 0 | 0 | 0 | 0 | 0 | 0 | 0 | 23.0817 | 7.6939
MISO_WUMS_2_MISO_W | MISO_WUMS | MISO_W | 2050 | B13 | 600 | 0 | 1137 | 0 | 0 | 0 | 0 | 0 | 0 | 0 | 0 | 0 | 23.0817 | 7.6939
MISO_WUMS_2_MISO_W | MISO_WUMS | MISO_W | 2050 | B14 | 900 | 0 | 1137 | 0 | 0 | 0 | 0 | 0 | 0 | 0 | 0 | 0 | 23.0817 | 7.6939
MISO_WUMS_2_MISO_W | MISO_WUMS | MISO_W | 2050 | B15 | 1203 | 0 | 1137 | 0 | 0 | 0 | 0 | 0 | 0 | 0 | 0 | 0 | 23.0817 | 7.6939
MISO_WUMS_2_MISO_W | MISO_WUMS | MISO_W | 2050 | B16 | 25 | 0 | 1137 | 0 | 0 | 0 | 0 | 0 | 0 | 0 | 0 | 0 | 23.0817 | 7.6939
MISO_WUMS_2_MISO_W | MISO_WUMS | MISO_W | 2050 | B17 | 100 | 0 | 1137 | 0 | 0 | 0 | 0 | 0 | 0 | 0 | 0 | 0 | 23.0817 | 7.6939
MISO_WUMS_2_MISO_W | MISO_WUMS | MISO_W | 2050 | B18 | 400 | 0 | 1137 | 0 | 0 | 0 | 0 | 0 | 0 | 0 | 0 | 0 | 23.0817 | 7.6939
MISO_WUMS_2_MISO_W | MISO_WUMS | MISO_W | 2050 | B19 | 700 | 0 | 1137 | 0 | 0 | 0 | 0 | 0 | 0 | 0 | 0 | 0 | 23.0817 | 7.6939
MISO_WUMS_2_MISO_W | MISO_WUMS | MISO_W | 2050 | B20 | 935 | 0 | 1137 | 0 | 0 | 0 | 0 | 0 | 0 | 0 | 0 | 0 | 23.0817 | 7.6939
MISO_WUMS_2_PJM_ROR | MISO_WUMS | PJM_ROR | 2015 | B1 | 10 | 0 | 1600 | 1383.94 | 1600 | 1600 | 0 | 3639.14 | 0 | 0.02374 | 0.37984 | 0 | 1.1522 | 0.38405
MISO_WUMS_2_PJM_ROR | MISO_WUMS | PJM_ROR | 2015 | B2 | 25 | 0 | 1600 | 232.45 | 1600 | 1600 | 0 | 0 | 0 | 0.01187 | 0.20179 | 0 | 1.1522 | 0.38405
MISO_WUMS_2_PJM_ROR | MISO_WUMS | PJM_ROR | 2015 | B3 | 75 | 0 | 1600 | 904.59 | 1600 | 588.36 | 0 | 0 | 0 | 0.16618 | 0 | 0 | 1.1522 | 0.38405
MISO_WUMS_2_PJM_ROR | MISO_WUMS | PJM_ROR | 2015 | B4 | 100 | 0 | 1600 | 1501.87 | 1600 | 1600 | 0 | 250.08 | 0 | 0.08309 | 0.37984 | 0 | 1.1522 | 0.38405
MISO_WUMS_2_PJM_ROR | MISO_WUMS | PJM_ROR | 2015 | B5 | 200 | 0 | 1600 | 1600 | 1600 | 1600 | 0 | 2183.89 | 9.1636 | 0.67659 | 0.37984 | 1.1824 | 1.1522 | 0.38405
MISO_WUMS_2_PJM_ROR | MISO_WUMS | PJM_ROR | 2015 | B6 | 300 | 0 | 1600 | 1600 | 1600 | 1600 | 0 | 0 | 0.01187 | 0.61724 | 0.24927 | 0.0022974 | 1.1522 | 0.38405
MISO_WUMS_2_PJM_ROR | MISO_WUMS | PJM_ROR | 2015 | B7 | 400 | 0 | 1600 | 576.32 | 1600 | 1600 | 0 | 0 | 0 | 0.01187 | 0.20179 | 0 | 1.1522 | 0.38405
MISO_WUMS_2_PJM_ROR | MISO_WUMS | PJM_ROR | 2015 | B8 | 500 | 0 | 1600 | 310.88 | 1266.04 | 1600 | 0 | 0 | 0 | 0 | 0.20179 | 0 | 1.1522 | 0.38405
MISO_WUMS_2_PJM_ROR | MISO_WUMS | PJM_ROR | 2015 | B9 | 800 | 0 | 1600 | 0 | 0 | 0 | 0 | 0 | 0 | 0 | 0 | 0 | 1.1522 | 0.38405
MISO_WUMS_2_PJM_ROR | MISO_WUMS | PJM_ROR | 2015 | B10 | 1262 | 0 | 1600 | 0 | 0 | 0 | 0 | 0 | 0 | 0 | 0 | 0 | 1.1522 | 0.38405
MISO_WUMS_2_PJM_ROR | MISO_WUMS | PJM_ROR | 2015 | B11 | 25 | 0 | 1600 | 1600 | 0 | 0 | 0 | 0 | 8.2853 | 0 | 0 | 0.13363 | 1.1522 | 0.38405
MISO_WUMS_2_PJM_ROR | MISO_WUMS | PJM_ROR | 2015 | B12 | 200 | 0 | 1600 | 1248.72 | 1600 | 1600 | 0 | 0 | 0 | 0.05935 | 0.24927 | 0 | 1.1522 | 0.38405
MISO_WUMS_2_PJM_ROR | MISO_WUMS | PJM_ROR | 2015 | B13 | 600 | 0 | 1600 | 775.11 | 858.3 | 1600 | 0 | 0 | 0 | 0 | 0.20179 | 0 | 1.1522 | 0.38405
MISO_WUMS_2_PJM_ROR | MISO_WUMS | PJM_ROR | 2015 | B14 | 900 | 0 | 1600 | 1600 | 1600 | 1600 | 0 | 0 | 0.01187 | 0.27301 | 0.20179 | 0.0068923 | 1.1522 | 0.38405
MISO_WUMS_2_PJM_ROR | MISO_WUMS | PJM_ROR | 2015 | B15 | 1203 | 0 | 1600 | 0 | 0 | 0 | 0 | 0 | 0 | 0 | 0 | 0 | 1.1522 | 0.38405
MISO_WUMS_2_PJM_ROR | MISO_WUMS | PJM_ROR | 2015 | B16 | 25 | 0 | 1600 | 1600 | 1600 | 1600 | 0 | 580.63 | 0.02374 | 1.0208 | 0.37984 | 0.0003829 | 1.1522 | 0.38405
MISO_WUMS_2_PJM_ROR | MISO_WUMS | PJM_ROR | 2015 | B17 | 100 | 0 | 1600 | 1600 | 1600 | 1600 | 0 | 0 | 3.2643 | 0.61724 | 0.34423 | 0.2106 | 1.1522 | 0.38405
MISO_WUMS_2_PJM_ROR | MISO_WUMS | PJM_ROR | 2015 | B18 | 400 | 0 | 1600 | 1200.45 | 1600 | 1600 | 0 | 0 | 0 | 0.17805 | 0.21366 | 0 | 1.1522 | 0.38405
MISO_WUMS_2_PJM_ROR | MISO_WUMS | PJM_ROR | 2015 | B19 | 700 | 0 | 1600 | 627.98 | 1600 | 1600 | 0 | 0 | 0 | 0.02374 | 0.17805 | 0 | 1.1522 | 0.38405
MISO_WUMS_2_PJM_ROR | MISO_WUMS | PJM_ROR | 2015 | B20 | 935 | 0 | 1600 | 0 | 0 | 0 | 0 | 0 | 0 | 0 | 0 | 0 | 1.1522 | 0.38405
MISO_WUMS_2_PJM_ROR | MISO_WUMS | PJM_ROR | 2020 | B1 | 10 | 10 | 1600 | 1600 | 1600 | 1600 | 452.21 | 2500.33 | 20.179 | 1.555 | 0.52228 | 0.26551 | 1.5553 | 0.51843
MISO_WUMS_2_PJM_ROR | MISO_WUMS | PJM_ROR | 2020 | B2 | 25 | 0 | 1600 | 1600 | 1600 | 1600 | 0 | 2555.37 | 9.0212 | 0.98521 | 0.52228 | 0.29675 | 1.5553 | 0.51843
MISO_WUMS_2_PJM_ROR | MISO_WUMS | PJM_ROR | 2020 | B3 | 75 | 0 | 1600 | 0 | 68.09 | 1600 | 0 | 0 | 0 | 0 | 0.45106 | 0 | 1.5553 | 0.51843
MISO_WUMS_2_PJM_ROR | MISO_WUMS | PJM_ROR | 2020 | B4 | 100 | 0 | 1600 | 0 | 205.36 | 1600 | 0 | 0 | 0 | 0 | 0.45106 | 0 | 1.5553 | 0.51843
MISO_WUMS_2_PJM_ROR | MISO_WUMS | PJM_ROR | 2020 | B5 | 200 | 0 | 1600 | 269.32 | 1322.73 | 1600 | 0 | 0 | 0 | 0 | 0.45106 | 0 | 1.5553 | 0.51843
MISO_WUMS_2_PJM_ROR | MISO_WUMS | PJM_ROR | 2020 | B6 | 300 | 0 | 1600 | 917.71 | 1600 | 1600 | 0 | 1354.36 | 0 | 1.1751 | 0.52228 | 0 | 1.5553 | 0.51843
MISO_WUMS_2_PJM_ROR | MISO_WUMS | PJM_ROR | 2020 | B7 | 400 | 0 | 1600 | 4.76 | 1519.19 | 1600 | 0 | 1591.26 | 0 | 0 | 0.52228 | 0 | 1.5553 | 0.51843
MISO_WUMS_2_PJM_ROR | MISO_WUMS | PJM_ROR | 2020 | B8 | 500 | 0 | 1600 | 554.08 | 1223.79 | 1600 | 0 | 2063.54 | 0 | 0 | 0.52228 | 0 | 1.5553 | 0.51843
MISO_WUMS_2_PJM_ROR | MISO_WUMS | PJM_ROR | 2020 | B9 | 800 | 0 | 1600 | 0 | 0 | 1600 | 0 | 0 | 0 | 0 | 0.45106 | 0 | 1.5553 | 0.51843
MISO_WUMS_2_PJM_ROR | MISO_WUMS | PJM_ROR | 2020 | B10 | 1262 | 0 | 1600 | 0 | 0 | 0 | 0 | 0 | 0 | 0 | 0 | 0 | 1.5553 | 0.51843
MISO_WUMS_2_PJM_ROR | MISO_WUMS | PJM_ROR | 2020 | B11 | 25 | 0 | 1600 | 1553.01 | 573.65 | 1600 | 0 | 0 | 0 | 0 | 0.51041 | 0 | 1.5553 | 0.51843
MISO_WUMS_2_PJM_ROR | MISO_WUMS | PJM_ROR | 2020 | B12 | 200 | 0 | 1600 | 1600 | 1600 | 1600 | 0 | 1911.8 | 0.01187 | 0.01187 | 0.52228 | 0.0031237 | 1.5553 | 0.51843
MISO_WUMS_2_PJM_ROR | MISO_WUMS | PJM_ROR | 2020 | B13 | 600 | 0 | 1600 | 1081.37 | 916.37 | 1600 | 0 | 1110.1 | 0 | 0 | 0.52228 | 0 | 1.5553 | 0.51843
MISO_WUMS_2_PJM_ROR | MISO_WUMS | PJM_ROR | 2020 | B14 | 900 | 0 | 1600 | 1009.37 | 961.63 | 1600 | 0 | 1176.96 | 0 | 0 | 0.52228 | 0 | 1.5553 | 0.51843
MISO_WUMS_2_PJM_ROR | MISO_WUMS | PJM_ROR | 2020 | B15 | 1203 | 0 | 1600 | 0 | 0 | 1600 | 0 | 0 | 0 | 0 | 0.51041 | 0 | 1.5553 | 0.51843
MISO_WUMS_2_PJM_ROR | MISO_WUMS | PJM_ROR | 2020 | B16 | 25 | 0 | 1600 | 1600 | 1600 | 1600 | 0 | 5264.41 | 1.6499 | 0.54602 | 0.52228 | 0.054274 | 1.5553 | 0.51843
MISO_WUMS_2_PJM_ROR | MISO_WUMS | PJM_ROR | 2020 | B17 | 100 | 100 | 1600 | 1600 | 1600 | 1600 | 53.02 | 5449.23 | 7.8223 | 1.555 | 0.52228 | 1.0293 | 1.5553 | 0.51843
MISO_WUMS_2_PJM_ROR | MISO_WUMS | PJM_ROR | 2020 | B18 | 400 | 0 | 1600 | 1600 | 1600 | 1600 | 0 | 4287.64 | 0.80716 | 0.54602 | 0.52228 | 0.42482 | 1.5553 | 0.51843
MISO_WUMS_2_PJM_ROR | MISO_WUMS | PJM_ROR | 2020 | B19 | 700 | 0 | 1600 | 0 | 1600 | 1600 | 0 | 4461.64 | 0 | 0.46293 | 0.52228 | 0 | 1.5553 | 0.51843
MISO_WUMS_2_PJM_ROR | MISO_WUMS | PJM_ROR | 2020 | B20 | 935 | 0 | 1600 | 0 | 1600 | 1600 | 0 | 2810.58 | 0 | 0.10683 | 0.52228 | 0 | 1.5553 | 0.51843
MISO_WUMS_2_PJM_ROR | MISO_WUMS | PJM_ROR | 2025 | B1 | 10 | 0 | 1600 | 1600 | 1600 | 868.21 | 0 | 0 | 458.4075 | 4.5581 | 0 | 1.1769 | 6.2748 | 2.0916
MISO_WUMS_2_PJM_ROR | MISO_WUMS | PJM_ROR | 2025 | B2 | 25 | 0 | 1600 | 1600 | 1600 | 1600 | 0 | 0 | 516.2857 | 4.5581 | 1.5075 | 3.3138 | 6.2748 | 2.0916
MISO_WUMS_2_PJM_ROR | MISO_WUMS | PJM_ROR | 2025 | B3 | 75 | 0 | 1600 | 0 | 1600 | 1600 | 0 | 0 | 0 | 5.4009 | 1.8042 | 0 | 6.2748 | 2.0916
MISO_WUMS_2_PJM_ROR | MISO_WUMS | PJM_ROR | 2025 | B4 | 100 | 0 | 1600 | 0 | 1600 | 1600 | 0 | 0 | 0 | 4.202 | 1.5075 | 0 | 6.2748 | 2.0916
MISO_WUMS_2_PJM_ROR | MISO_WUMS | PJM_ROR | 2025 | B5 | 200 | 0 | 1600 | 0 | 1600 | 1600 | 0 | 0 | 0 | 3.4067 | 1.1514 | 0 | 6.2748 | 2.0916
MISO_WUMS_2_PJM_ROR | MISO_WUMS | PJM_ROR | 2025 | B6 | 300 | 0 | 1600 | 468.76 | 1600 | 1600 | 0 | 0 | 0 | 4.5581 | 1.7568 | 0 | 6.2748 | 2.0916
MISO_WUMS_2_PJM_ROR | MISO_WUMS | PJM_ROR | 2025 | B7 | 400 | 0 | 1600 | 1597.73 | 1600 | 1600 | 0 | 0 | 0 | 4.5343 | 1.5075 | 0 | 6.2748 | 2.0916
MISO_WUMS_2_PJM_ROR | MISO_WUMS | PJM_ROR | 2025 | B8 | 500 | 0 | 1600 | 1364.53 | 1600 | 1600 | 0 | 0 | 0 | 4.5343 | 1.5075 | 0 | 6.2748 | 2.0916
MISO_WUMS_2_PJM_ROR | MISO_WUMS | PJM_ROR | 2025 | B9 | 800 | 0 | 1600 | 1381.91 | 1600 | 1600 | 0 | 0 | 0 | 3.9646 | 0.36797 | 0 | 6.2748 | 2.0916
MISO_WUMS_2_PJM_ROR | MISO_WUMS | PJM_ROR | 2025 | B10 | 1262 | 0 | 1600 | 1324.35 | 1600 | 0 | 0 | 0 | 0 | 2.8369 | 0 | 0 | 6.2748 | 2.0916
MISO_WUMS_2_PJM_ROR | MISO_WUMS | PJM_ROR | 2025 | B11 | 25 | 0 | 1600 | 1536.55 | 1600 | 373 | 0 | 0 | 0 | 4.202 | 0 | 0 | 6.2748 | 2.0916
MISO_WUMS_2_PJM_ROR | MISO_WUMS | PJM_ROR | 2025 | B12 | 200 | 0 | 1600 | 1600 | 1600 | 0 | 0 | 0 | 9.0212 | 4.5106 | 0 | 0.46322 | 6.2748 | 2.0916
MISO_WUMS_2_PJM_ROR | MISO_WUMS | PJM_ROR | 2025 | B13 | 600 | 0 | 1600 | 1600 | 1600 | 0 | 0 | 0 | 3.7628 | 4.0952 | 0 | 0.57963 | 6.2748 | 2.0916
MISO_WUMS_2_PJM_ROR | MISO_WUMS | PJM_ROR | 2025 | B14 | 900 | 0 | 1600 | 1600 | 1600 | 0 | 0 | 0 | 4.5462 | 1.828 | 0 | 1.0505 | 6.2748 | 2.0916
MISO_WUMS_2_PJM_ROR | MISO_WUMS | PJM_ROR | 2025 | B15 | 1203 | 0 | 1600 | 1571.46 | 1600 | 0 | 0 | 0 | 0 | 0.67659 | 0 | 0 | 6.2748 | 2.0916
MISO_WUMS_2_PJM_ROR | MISO_WUMS | PJM_ROR | 2025 | B16 | 25 | 0 | 1600 | 1600 | 1600 | 0 | 0 | 0 | 42.459 | 2.7064 | 0 | 0.27252 | 6.2748 | 2.0916
MISO_WUMS_2_PJM_ROR | MISO_WUMS | PJM_ROR | 2025 | B17 | 100 | 0 | 1600 | 1600 | 1600 | 0 | 0 | 0 | 20.1671 | 0.53415 | 0 | 0.51777 | 6.2748 | 2.0916
MISO_WUMS_2_PJM_ROR | MISO_WUMS | PJM_ROR | 2025 | B18 | 400 | 0 | 1600 | 1600 | 1600 | 0 | 0 | 0 | 5.7332 | 3.9527 | 0 | 0.58878 | 6.2748 | 2.0916
MISO_WUMS_2_PJM_ROR | MISO_WUMS | PJM_ROR | 2025 | B19 | 700 | 0 | 1600 | 1600 | 1600 | 0 | 0 | 0 | 1.9111 | 2.6589 | 0 | 0.34345 | 6.2748 | 2.0916
MISO_WUMS_2_PJM_ROR | MISO_WUMS | PJM_ROR | 2025 | B20 | 935 | 0 | 1600 | 1600 | 1600 | 0 | 0 | 0 | 0.24927 | 1.8636 | 0 | 0.059838 | 6.2748 | 2.0916
MISO_WUMS_2_PJM_ROR | MISO_WUMS | PJM_ROR | 2030 | B1 | 10 | 10 | 1600 | 1600 | 1600 | 1600 | 4292.32 | 0 | 663.4737 | 8.5701 | 0.98521 | 1.1207 | 8.5661 | 2.8554
MISO_WUMS_2_PJM_ROR | MISO_WUMS | PJM_ROR | 2030 | B2 | 25 | 25 | 1600 | 1600 | 1600 | 1600 | 3563.01 | 0 | 596.966 | 8.5701 | 1.0564 | 2.521 | 8.5661 | 2.8554
MISO_WUMS_2_PJM_ROR | MISO_WUMS | PJM_ROR | 2030 | B3 | 75 | 75 | 1600 | 1435.15 | 1600 | 1600 | 2892.41 | 0 | 0 | 8.5701 | 1.5787 | 0 | 8.5661 | 2.8554
MISO_WUMS_2_PJM_ROR | MISO_WUMS | PJM_ROR | 2030 | B4 | 100 | 0 | 1600 | 758 | 1600 | 1600 | 0 | 0 | 0 | 3.1693 | 0.98521 | 0 | 8.5661 | 2.8554
MISO_WUMS_2_PJM_ROR | MISO_WUMS | PJM_ROR | 2030 | B5 | 200 | 0 | 1600 | 1276.61 | 1600 | 1600 | 0 | 0 | 0 | 3.1812 | 1.0564 | 0 | 8.5661 | 2.8554
MISO_WUMS_2_PJM_ROR | MISO_WUMS | PJM_ROR | 2030 | B6 | 300 | 300 | 1600 | 1600 | 1600 | 1600 | 283.96 | 0 | 10.1963 | 8.5701 | 0.98521 | 0.51671 | 8.5661 | 2.8554
MISO_WUMS_2_PJM_ROR | MISO_WUMS | PJM_ROR | 2030 | B7 | 400 | 400 | 1600 | 1600 | 1600 | 1600 | 1736.59 | 0 | 4.8786 | 8.5701 | 0.98521 | 0.32963 | 8.5661 | 2.8554
MISO_WUMS_2_PJM_ROR | MISO_WUMS | PJM_ROR | 2030 | B8 | 500 | 0 | 1600 | 1600 | 1600 | 1600 | 0 | 0 | 1.1039 | 3.7153 | 0.9496 | 0.093236 | 8.5661 | 2.8554
MISO_WUMS_2_PJM_ROR | MISO_WUMS | PJM_ROR | 2030 | B9 | 800 | 0 | 1600 | 1600 | 1600 | 1600 | 0 | 0 | 0.46293 | 3.1812 | 1.0564 | 0.062558 | 8.5661 | 2.8554
MISO_WUMS_2_PJM_ROR | MISO_WUMS | PJM_ROR | 2030 | B10 | 1262 | 0 | 1600 | 1366.33 | 0 | 0 | 0 | 0 | 0 | 0 | 0 | 0 | 8.5661 | 2.8554
MISO_WUMS_2_PJM_ROR | MISO_WUMS | PJM_ROR | 2030 | B11 | 25 | 25 | 1600 | 1600 | 1600 | 1600 | 1049.24 | 0 | 6.4573 | 8.5701 | 0.22553 | 0.027269 | 8.5661 | 2.8554
MISO_WUMS_2_PJM_ROR | MISO_WUMS | PJM_ROR | 2030 | B12 | 200 | 0 | 1600 | 1600 | 1600 | 0 | 0 | 0 | 13.6861 | 0.37984 | 0 | 0.46237 | 8.5661 | 2.8554
MISO_WUMS_2_PJM_ROR | MISO_WUMS | PJM_ROR | 2030 | B13 | 600 | 0 | 1600 | 1600 | 1600 | 0 | 0 | 0 | 13.9591 | 2.4927 | 0 | 1.4148 | 8.5661 | 2.8554
MISO_WUMS_2_PJM_ROR | MISO_WUMS | PJM_ROR | 2030 | B14 | 900 | 0 | 1600 | 1600 | 1600 | 0 | 0 | 0 | 10.1251 | 1.6737 | 0 | 1.5393 | 8.5661 | 2.8554
MISO_WUMS_2_PJM_ROR | MISO_WUMS | PJM_ROR | 2030 | B15 | 1203 | 0 | 1600 | 1163.73 | 0 | 0 | 0 | 0 | 0 | 0 | 0 | 0 | 8.5661 | 2.8554
MISO_WUMS_2_PJM_ROR | MISO_WUMS | PJM_ROR | 2030 | B16 | 25 | 0 | 1600 | 1600 | 1600 | 0 | 0 | 0 | 27.1111 | 1.7686 | 0 | 0.11449 | 8.5661 | 2.8554
MISO_WUMS_2_PJM_ROR | MISO_WUMS | PJM_ROR | 2030 | B17 | 100 | 0 | 1600 | 1600 | 1600 | 0 | 0 | 0 | 20.1553 | 0.66472 | 0 | 0.34046 | 8.5661 | 2.8554
MISO_WUMS_2_PJM_ROR | MISO_WUMS | PJM_ROR | 2030 | B18 | 400 | 0 | 1600 | 1600 | 1600 | 0 | 0 | 0 | 13.3656 | 2.9438 | 0 | 0.90308 | 8.5661 | 2.8554
MISO_WUMS_2_PJM_ROR | MISO_WUMS | PJM_ROR | 2030 | B19 | 700 | 0 | 1600 | 1600 | 1600 | 0 | 0 | 0 | 11.6207 | 2.8013 | 0 | 1.3741 | 8.5661 | 2.8554
MISO_WUMS_2_PJM_ROR | MISO_WUMS | PJM_ROR | 2030 | B20 | 935 | 0 | 1600 | 1600 | 0 | 0 | 0 | 0 | 3.8103 | 0 | 0 | 0.60179 | 8.5661 | 2.8554
MISO_WUMS_2_PJM_ROR | MISO_WUMS | PJM_ROR | 2035 | B1 | 10 | 0 | 1600 | 1600 | 1600 | 1600 | 0 | 0 | 617.6911 | 2.3977 | 2.9438 | 1.5859 | 8.8779 | 2.9593
MISO_WUMS_2_PJM_ROR | MISO_WUMS | PJM_ROR | 2035 | B2 | 25 | 0 | 1600 | 1600 | 1600 | 1600 | 0 | 0 | 517.2353 | 8.7482 | 0.75968 | 3.3199 | 8.8779 | 2.9593
MISO_WUMS_2_PJM_ROR | MISO_WUMS | PJM_ROR | 2035 | B3 | 75 | 0 | 1600 | 675.59 | 1600 | 1600 | 0 | 0 | 0 | 8.7838 | 2.9438 | 0 | 8.8779 | 2.9593
MISO_WUMS_2_PJM_ROR | MISO_WUMS | PJM_ROR | 2035 | B4 | 100 | 0 | 1600 | 0 | 1600 | 1600 | 0 | 0 | 0 | 5.6383 | 0.75968 | 0 | 8.8779 | 2.9593
MISO_WUMS_2_PJM_ROR | MISO_WUMS | PJM_ROR | 2035 | B5 | 200 | 0 | 1600 | 409.58 | 1600 | 1600 | 0 | 0 | 0 | 8.7719 | 2.9438 | 0 | 8.8779 | 2.9593
MISO_WUMS_2_PJM_ROR | MISO_WUMS | PJM_ROR | 2035 | B6 | 300 | 0 | 1600 | 758.89 | 1600 | 1600 | 0 | 0 | 0 | 8.7482 | 1.4244 | 0 | 8.8779 | 2.9593
MISO_WUMS_2_PJM_ROR | MISO_WUMS | PJM_ROR | 2035 | B7 | 400 | 0 | 1600 | 0 | 1600 | 1600 | 0 | 0 | 0 | 4.8311 | 2.9438 | 0 | 8.8779 | 2.9593
MISO_WUMS_2_PJM_ROR | MISO_WUMS | PJM_ROR | 2035 | B8 | 500 | 0 | 1600 | 913.16 | 1335.74 | 1600 | 0 | 0 | 0 | 0 | 0.73594 | 0 | 8.8779 | 2.9593
MISO_WUMS_2_PJM_ROR | MISO_WUMS | PJM_ROR | 2035 | B9 | 800 | 0 | 1600 | 936.75 | 1208.76 | 1600 | 0 | 0 | 0 | 0 | 0.77155 | 0 | 8.8779 | 2.9593
MISO_WUMS_2_PJM_ROR | MISO_WUMS | PJM_ROR | 2035 | B10 | 1262 | 0 | 1600 | 0 | 0 | 0 | 0 | 0 | 0 | 0 | 0 | 0 | 8.8779 | 2.9593
MISO_WUMS_2_PJM_ROR | MISO_WUMS | PJM_ROR | 2035 | B11 | 25 | 0 | 1600 | 910.64 | 1600 | 1600 | 0 | 0 | 0 | 2.3977 | 0.77155 | 0 | 8.8779 | 2.9593
MISO_WUMS_2_PJM_ROR | MISO_WUMS | PJM_ROR | 2035 | B12 | 200 | 0 | 1600 | 1600 | 1600 | 1600 | 0 | 0 | 14.1016 | 2.3977 | 2.9082 | 0.72409 | 8.8779 | 2.9593
MISO_WUMS_2_PJM_ROR | MISO_WUMS | PJM_ROR | 2035 | B13 | 600 | 0 | 1600 | 1600 | 1600 | 1386.42 | 0 | 0 | 10.8017 | 2.2078 | 0 | 1.6639 | 8.8779 | 2.9593
MISO_WUMS_2_PJM_ROR | MISO_WUMS | PJM_ROR | 2035 | B14 | 900 | 0 | 1600 | 1600 | 0 | 0 | 0 | 0 | 4.6412 | 0 | 0 | 1.0724 | 8.8779 | 2.9593
MISO_WUMS_2_PJM_ROR | MISO_WUMS | PJM_ROR | 2035 | B15 | 1203 | 0 | 1600 | 1186.39 | 1600 | 0 | 0 | 0 | 0 | 2.2078 | 0 | 0 | 8.8779 | 2.9593
MISO_WUMS_2_PJM_ROR | MISO_WUMS | PJM_ROR | 2035 | B16 | 25 | 0 | 1600 | 1600 | 1600 | 911.56 | 0 | 0 | 20.9031 | 2.3977 | 0 | 0.13417 | 8.8779 | 2.9593
MISO_WUMS_2_PJM_ROR | MISO_WUMS | PJM_ROR | 2035 | B17 | 100 | 0 | 1600 | 1600 | 1556.57 | 1001.49 | 0 | 0 | 17.6863 | 0 | 0 | 0.45408 | 8.8779 | 2.9593
MISO_WUMS_2_PJM_ROR | MISO_WUMS | PJM_ROR | 2035 | B18 | 400 | 0 | 1600 | 1600 | 1600 | 1600 | 0 | 0 | 12.3211 | 1.5075 | 0.13057 | 1.2653 | 8.8779 | 2.9593
MISO_WUMS_2_PJM_ROR | MISO_WUMS | PJM_ROR | 2035 | B19 | 700 | 0 | 1600 | 1600 | 1299.49 | 232.93 | 0 | 0 | 5.4483 | 0 | 0 | 0.97916 | 8.8779 | 2.9593
MISO_WUMS_2_PJM_ROR | MISO_WUMS | PJM_ROR | 2035 | B20 | 935 | 0 | 1600 | 1600 | 1600 | 0 | 0 | 0 | 2.6589 | 2.2078 | 0 | 0.63827 | 8.8779 | 2.9593
MISO_WUMS_2_PJM_ROR | MISO_WUMS | PJM_ROR | 2040 | B1 | 10 | 10 | 1600 | 1600 | 1600 | 1600 | 638.75 | 3642.85 | 571.8491 | 8.3565 | 2.7895 | 5.2224 | 19.284 | 6.428
MISO_WUMS_2_PJM_ROR | MISO_WUMS | PJM_ROR | 2040 | B2 | 25 | 25 | 1600 | 1600 | 1600 | 1600 | 599.15 | 4448.89 | 445.7304 | 8.3565 | 2.7895 | 10.1765 | 19.284 | 6.428
MISO_WUMS_2_PJM_ROR | MISO_WUMS | PJM_ROR | 2040 | B3 | 75 | 75 | 1600 | 1600 | 1600 | 1600 | 1035.82 | 6661.8 | 6.5404 | 8.3565 | 2.7895 | 0.44797 | 19.284 | 6.428
MISO_WUMS_2_PJM_ROR | MISO_WUMS | PJM_ROR | 2040 | B4 | 100 | 100 | 1600 | 393.2 | 1600 | 1600 | 786.84 | 5346.16 | 0 | 8.3565 | 2.7895 | 0 | 19.284 | 6.428
MISO_WUMS_2_PJM_ROR | MISO_WUMS | PJM_ROR | 2040 | B5 | 200 | 0 | 1600 | 731.67 | 1600 | 1600 | 0 | 4955.46 | 0 | 6.7896 | 2.7895 | 0 | 19.284 | 6.428
MISO_WUMS_2_PJM_ROR | MISO_WUMS | PJM_ROR | 2040 | B6 | 300 | 0 | 1600 | 0 | 1600 | 1600 | 0 | 3126.18 | 0 | 0.10683 | 2.7895 | 0 | 19.284 | 6.428
MISO_WUMS_2_PJM_ROR | MISO_WUMS | PJM_ROR | 2040 | B7 | 400 | 0 | 1600 | 0 | 1600 | 1600 | 0 | 1484.16 | 0 | 3.288 | 2.7895 | 0 | 19.284 | 6.428
MISO_WUMS_2_PJM_ROR | MISO_WUMS | PJM_ROR | 2040 | B8 | 500 | 0 | 1600 | 1229.03 | 1600 | 1600 | 0 | 667.34 | 0 | 4.57 | 2.7895 | 0 | 19.284 | 6.428
MISO_WUMS_2_PJM_ROR | MISO_WUMS | PJM_ROR | 2040 | B9 | 800 | 0 | 1600 | 0 | 1540.48 | 1600 | 0 | 0 | 0 | 0 | 0.70033 | 0 | 19.284 | 6.428
MISO_WUMS_2_PJM_ROR | MISO_WUMS | PJM_ROR | 2040 | B10 | 1262 | 0 | 1600 | 376.75 | 1600 | 1600 | 0 | 0 | 0 | 2.101 | 0.70033 | 0 | 19.284 | 6.428
MISO_WUMS_2_PJM_ROR | MISO_WUMS | PJM_ROR | 2040 | B11 | 25 | 0 | 1600 | 1600 | 1600 | 1600 | 0 | 1917.69 | 0.01187 | 3.8221 | 2.7895 | 0.000271 | 19.284 | 6.428
MISO_WUMS_2_PJM_ROR | MISO_WUMS | PJM_ROR | 2040 | B12 | 200 | 0 | 1600 | 0 | 1600 | 1600 | 0 | 0 | 0 | 2.101 | 0.70033 | 0 | 19.284 | 6.428
MISO_WUMS_2_PJM_ROR | MISO_WUMS | PJM_ROR | 2040 | B13 | 600 | 0 | 1600 | 0 | 1600 | 1600 | 0 | 0 | 0 | 2.101 | 0.70033 | 0 | 19.284 | 6.428
MISO_WUMS_2_PJM_ROR | MISO_WUMS | PJM_ROR | 2040 | B14 | 900 | 0 | 1600 | 19.39 | 1600 | 1600 | 0 | 0 | 0 | 2.101 | 0.70033 | 0 | 19.284 | 6.428
MISO_WUMS_2_PJM_ROR | MISO_WUMS | PJM_ROR | 2040 | B15 | 1203 | 0 | 1600 | 1597.24 | 1600 | 1600 | 0 | 0 | 0 | 2.101 | 0.70033 | 0 | 19.284 | 6.428
MISO_WUMS_2_PJM_ROR | MISO_WUMS | PJM_ROR | 2040 | B16 | 25 | 0 | 1600 | 1600 | 1600 | 1600 | 0 | 0 | 88.9182 | 2.101 | 0.70033 | 2.0301 | 19.284 | 6.428
MISO_WUMS_2_PJM_ROR | MISO_WUMS | PJM_ROR | 2040 | B17 | 100 | 0 | 1600 | 559.33 | 1600 | 1600 | 0 | 0 | 0 | 2.101 | 0.70033 | 0 | 19.284 | 6.428
MISO_WUMS_2_PJM_ROR | MISO_WUMS | PJM_ROR | 2040 | B18 | 400 | 0 | 1600 | 156 | 1600 | 1600 | 0 | 0 | 0 | 2.101 | 0.70033 | 0 | 19.284 | 6.428
MISO_WUMS_2_PJM_ROR | MISO_WUMS | PJM_ROR | 2040 | B19 | 700 | 0 | 1600 | 277.26 | 1600 | 1600 | 0 | 0 | 0 | 2.101 | 0.70033 | 0 | 19.284 | 6.428
MISO_WUMS_2_PJM_ROR | MISO_WUMS | PJM_ROR | 2040 | B20 | 935 | 0 | 1600 | 1600 | 1600 | 1600 | 0 | 0 | 9.1755 | 2.101 | 0.70033 | 7.8348 | 19.284 | 6.428
MISO_WUMS_2_PJM_ROR | MISO_WUMS | PJM_ROR | 2045 | B1 | 10 | 0 | 1600 | 1600 | 1600 | 1600 | 0 | 3298.56 | 498.9317 | 4.8667 | 2.3977 | 4.6629 | 18.2167 | 6.0722
MISO_WUMS_2_PJM_ROR | MISO_WUMS | PJM_ROR | 2045 | B2 | 25 | 0 | 1600 | 1600 | 1600 | 1600 | 0 | 0 | 334.3304 | 5.2822 | 1.7805 | 7.8115 | 18.2167 | 6.0722
MISO_WUMS_2_PJM_ROR | MISO_WUMS | PJM_ROR | 2045 | B3 | 75 | 75 | 1600 | 1600 | 1600 | 1600 | 394.47 | 3897.43 | 9.0212 | 7.1932 | 2.3977 | 0.63233 | 18.2167 | 6.0722
MISO_WUMS_2_PJM_ROR | MISO_WUMS | PJM_ROR | 2045 | B4 | 100 | 100 | 1600 | 758.56 | 1600 | 1600 | 1035.2 | 313.85 | 0 | 7.1932 | 2.3977 | 0 | 18.2167 | 6.0722
MISO_WUMS_2_PJM_ROR | MISO_WUMS | PJM_ROR | 2045 | B5 | 200 | 0 | 1600 | 0 | 1600 | 1600 | 0 | 0 | 0 | 3.9527 | 1.3176 | 0 | 18.2167 | 6.0722
MISO_WUMS_2_PJM_ROR | MISO_WUMS | PJM_ROR | 2045 | B6 | 300 | 0 | 1600 | 0 | 0 | 107.66 | 0 | 0 | 0 | 0 | 0 | 0 | 18.2167 | 6.0722
MISO_WUMS_2_PJM_ROR | MISO_WUMS | PJM_ROR | 2045 | B7 | 400 | 0 | 1600 | 0 | 0 | 1600 | 0 | 0 | 0 | 0 | 1.7568 | 0 | 18.2167 | 6.0722
MISO_WUMS_2_PJM_ROR | MISO_WUMS | PJM_ROR | 2045 | B8 | 500 | 0 | 1600 | 0 | 0 | 1600 | 0 | 0 | 0 | 0 | 0.43919 | 0 | 18.2167 | 6.0722
MISO_WUMS_2_PJM_ROR | MISO_WUMS | PJM_ROR | 2045 | B9 | 800 | 0 | 1600 | 0 | 924.42 | 1600 | 0 | 0 | 0 | 0 | 0.43919 | 0 | 18.2167 | 6.0722
MISO_WUMS_2_PJM_ROR | MISO_WUMS | PJM_ROR | 2045 | B10 | 1262 | 0 | 1600 | 469.23 | 1600 | 1600 | 0 | 0 | 0 | 1.3294 | 0.43919 | 0 | 18.2167 | 6.0722
MISO_WUMS_2_PJM_ROR | MISO_WUMS | PJM_ROR | 2045 | B11 | 25 | 0 | 1600 | 0 | 0 | 0 | 0 | 0 | 0 | 0 | 0 | 0 | 18.2167 | 6.0722
MISO_WUMS_2_PJM_ROR | MISO_WUMS | PJM_ROR | 2045 | B12 | 200 | 0 | 1600 | 57.6 | 1600 | 1600 | 0 | 0 | 0 | 1.3294 | 0.43919 | 0 | 18.2167 | 6.0722
MISO_WUMS_2_PJM_ROR | MISO_WUMS | PJM_ROR | 2045 | B13 | 600 | 0 | 1600 | 0 | 1600 | 1600 | 0 | 0 | 0 | 1.3294 | 0.43919 | 0 | 18.2167 | 6.0722
MISO_WUMS_2_PJM_ROR | MISO_WUMS | PJM_ROR | 2045 | B14 | 900 | 0 | 1600 | 303.17 | 1600 | 1600 | 0 | 0 | 0 | 1.3294 | 0.43919 | 0 | 18.2167 | 6.0722
MISO_WUMS_2_PJM_ROR | MISO_WUMS | PJM_ROR | 2045 | B15 | 1203 | 0 | 1600 | 1426.99 | 1600 | 1600 | 0 | 0 | 0 | 1.3294 | 0.43919 | 0 | 18.2167 | 6.0722
MISO_WUMS_2_PJM_ROR | MISO_WUMS | PJM_ROR | 2045 | B16 | 25 | 0 | 1600 | 1600 | 1600 | 1600 | 0 | 0 | 155.4139 | 1.3294 | 0.43919 | 3.6312 | 18.2167 | 6.0722
MISO_WUMS_2_PJM_ROR | MISO_WUMS | PJM_ROR | 2045 | B17 | 100 | 0 | 1600 | 725.13 | 1600 | 1600 | 0 | 0 | 0 | 1.3294 | 0.43919 | 0 | 18.2167 | 6.0722
MISO_WUMS_2_PJM_ROR | MISO_WUMS | PJM_ROR | 2045 | B18 | 400 | 0 | 1600 | 167.62 | 1600 | 1600 | 0 | 0 | 0 | 1.3294 | 0.43919 | 0 | 18.2167 | 6.0722
MISO_WUMS_2_PJM_ROR | MISO_WUMS | PJM_ROR | 2045 | B19 | 700 | 0 | 1600 | 189.26 | 1600 | 1600 | 0 | 0 | 0 | 1.3294 | 0.43919 | 0 | 18.2167 | 6.0722
MISO_WUMS_2_PJM_ROR | MISO_WUMS | PJM_ROR | 2045 | B20 | 935 | 0 | 1600 | 1600 | 1600 | 1600 | 0 | 0 | 8.6414 | 1.3294 | 0.43919 | 7.5511 | 18.2167 | 6.0722
MISO_WUMS_2_PJM_ROR | MISO_WUMS | PJM_ROR | 2050 | B1 | 10 | 10 | 1600 | 1600 | 1600 | 1600 | 298.66 | 3862.73 | 350.1294 | 6.3861 | 2.1247 | 1.5404 | 10.0187 | 3.3396
MISO_WUMS_2_PJM_ROR | MISO_WUMS | PJM_ROR | 2050 | B2 | 25 | 25 | 1600 | 1600 | 1600 | 1600 | 248.75 | 0 | 347.3399 | 6.3861 | 1.9229 | 3.8203 | 10.0187 | 3.3396
MISO_WUMS_2_PJM_ROR | MISO_WUMS | PJM_ROR | 2050 | B3 | 75 | 75 | 1600 | 1600 | 1600 | 1600 | 659.81 | 0 | 9.0212 | 6.3861 | 1.9467 | 0.29766 | 10.0187 | 3.3396
MISO_WUMS_2_PJM_ROR | MISO_WUMS | PJM_ROR | 2050 | B4 | 100 | 100 | 1600 | 849.41 | 1600 | 1600 | 1126.05 | 0 | 0 | 6.3861 | 1.9467 | 0 | 10.0187 | 3.3396
MISO_WUMS_2_PJM_ROR | MISO_WUMS | PJM_ROR | 2050 | B5 | 200 | 0 | 1600 | 0 | 0 | 1600 | 0 | 0 | 0 | 0 | 1.7211 | 0 | 10.0187 | 3.3396
MISO_WUMS_2_PJM_ROR | MISO_WUMS | PJM_ROR | 2050 | B6 | 300 | 0 | 1600 | 0 | 0 | 1600 | 0 | 0 | 0 | 0 | 1.7211 | 0 | 10.0187 | 3.3396
MISO_WUMS_2_PJM_ROR | MISO_WUMS | PJM_ROR | 2050 | B7 | 400 | 0 | 1600 | 0 | 0 | 0 | 0 | 0 | 0 | 0 | 0 | 0 | 10.0187 | 3.3396
MISO_WUMS_2_PJM_ROR | MISO_WUMS | PJM_ROR | 2050 | B8 | 500 | 0 | 1600 | 0 | 1600 | 1600 | 0 | 0 | 0 | 1.1039 | 0.36797 | 0 | 10.0187 | 3.3396
MISO_WUMS_2_PJM_ROR | MISO_WUMS | PJM_ROR | 2050 | B9 | 800 | 0 | 1600 | 0 | 1600 | 1600 | 0 | 0 | 0 | 1.1039 | 0.36797 | 0 | 10.0187 | 3.3396
MISO_WUMS_2_PJM_ROR | MISO_WUMS | PJM_ROR | 2050 | B10 | 1262 | 0 | 1600 | 0 | 1600 | 1600 | 0 | 0 | 0 | 1.1039 | 0.36797 | 0 | 10.0187 | 3.3396
MISO_WUMS_2_PJM_ROR | MISO_WUMS | PJM_ROR | 2050 | B11 | 25 | 0 | 1600 | 0 | 1600 | 1600 | 0 | 0 | 0 | 1.1039 | 0.36797 | 0 | 10.0187 | 3.3396
MISO_WUMS_2_PJM_ROR | MISO_WUMS | PJM_ROR | 2050 | B12 | 200 | 0 | 1600 | 0 | 1600 | 1600 | 0 | 0 | 0 | 1.1039 | 0.36797 | 0 | 10.0187 | 3.3396
MISO_WUMS_2_PJM_ROR | MISO_WUMS | PJM_ROR | 2050 | B13 | 600 | 0 | 1600 | 0 | 1600 | 1600 | 0 | 0 | 0 | 1.1039 | 0.36797 | 0 | 10.0187 | 3.3396
MISO_WUMS_2_PJM_ROR | MISO_WUMS | PJM_ROR | 2050 | B14 | 900 | 0 | 1600 | 165.19 | 1600 | 1600 | 0 | 0 | 0 | 1.1039 | 0.36797 | 0 | 10.0187 | 3.3396
MISO_WUMS_2_PJM_ROR | MISO_WUMS | PJM_ROR | 2050 | B15 | 1203 | 0 | 1600 | 1600 | 1600 | 1600 | 0 | 0 | 6.1131 | 1.1039 | 0.36797 | 3.2354 | 10.0187 | 3.3396
MISO_WUMS_2_PJM_ROR | MISO_WUMS | PJM_ROR | 2050 | B16 | 25 | 0 | 1600 | 1600 | 1600 | 1600 | 0 | 0 | 132.4573 | 1.1039 | 0.36797 | 1.4569 | 10.0187 | 3.3396
MISO_WUMS_2_PJM_ROR | MISO_WUMS | PJM_ROR | 2050 | B17 | 100 | 0 | 1600 | 599.14 | 1600 | 1600 | 0 | 0 | 0 | 1.1039 | 0.36797 | 0 | 10.0187 | 3.3396
MISO_WUMS_2_PJM_ROR | MISO_WUMS | PJM_ROR | 2050 | B18 | 400 | 0 | 1600 | 166.72 | 1600 | 1600 | 0 | 0 | 0 | 1.1039 | 0.36797 | 0 | 10.0187 | 3.3396
MISO_WUMS_2_PJM_ROR | MISO_WUMS | PJM_ROR | 2050 | B19 | 700 | 0 | 1600 | 179.55 | 1600 | 1600 | 0 | 0 | 0 | 1.1039 | 0.36797 | 0 | 10.0187 | 3.3396
MISO_WUMS_2_PJM_ROR | MISO_WUMS | PJM_ROR | 2050 | B20 | 935 | 0 | 1600 | 1600 | 1600 | 1600 | 0 | 0 | 7.3119 | 1.1039 | 0.36797 | 3.0078 | 10.0187 | 3.3396
NE_2_MAPP_US | NE | MAPP_US | 2015 | B1 | 10 | 0 | 1600 | 0 | 0 | 0 | 0 | 0 | 0 | 0 | 0 | 0 | 0 | 0
NE_2_MAPP_US | NE | MAPP_US | 2015 | B2 | 25 | 0 | 1600 | 0 | 0 | 0 | 0 | 0 | 0 | 0 | 0 | 0 | 0 | 0
NE_2_MAPP_US | NE | MAPP_US | 2015 | B3 | 75 | 0 | 1600 | 0 | 0 | 0 | 0 | 0 | 0 | 0 | 0 | 0 | 0 | 0
NE_2_MAPP_US | NE | MAPP_US | 2015 | B4 | 100 | 0 | 1600 | 0 | 0 | 0 | 0 | 0 | 0 | 0 | 0 | 0 | 0 | 0
NE_2_MAPP_US | NE | MAPP_US | 2015 | B5 | 200 | 0 | 1600 | 0 | 0 | 0 | 0 | 0 | 0 | 0 | 0 | 0 | 0 | 0
NE_2_MAPP_US | NE | MAPP_US | 2015 | B6 | 300 | 0 | 1600 | 0 | 0 | 0 | 0 | 0 | 0 | 0 | 0 | 0 | 0 | 0
NE_2_MAPP_US | NE | MAPP_US | 2015 | B7 | 400 | 0 | 1600 | 0 | 0 | 0 | 0 | 0 | 0 | 0 | 0 | 0 | 0 | 0
NE_2_MAPP_US | NE | MAPP_US | 2015 | B8 | 500 | 0 | 1600 | 0 | 0 | 0 | 0 | 0 | 0 | 0 | 0 | 0 | 0 | 0
NE_2_MAPP_US | NE | MAPP_US | 2015 | B9 | 800 | 0 | 1600 | 0 | 0 | 0 | 0 | 0 | 0 | 0 | 0 | 0 | 0 | 0
NE_2_MAPP_US | NE | MAPP_US | 2015 | B10 | 1262 | 0 | 1600 | 0 | 0 | 0 | 0 | 0 | 0 | 0 | 0 | 0 | 0 | 0
NE_2_MAPP_US | NE | MAPP_US | 2015 | B11 | 25 | 0 | 1600 | 0 | 0 | 0 | 0 | 0 | 0 | 0 | 0 | 0 | 0 | 0
NE_2_MAPP_US | NE | MAPP_US | 2015 | B12 | 200 | 0 | 1600 | 0 | 0 | 0 | 0 | 0 | 0 | 0 | 0 | 0 | 0 | 0
NE_2_MAPP_US | NE | MAPP_US | 2015 | B13 | 600 | 0 | 1600 | 0 | 0 | 0 | 0 | 0 | 0 | 0 | 0 | 0 | 0 | 0
NE_2_MAPP_US | NE | MAPP_US | 2015 | B14 | 900 | 0 | 1600 | 0 | 0 | 0 | 0 | 0 | 0 | 0 | 0 | 0 | 0 | 0
NE_2_MAPP_US | NE | MAPP_US | 2015 | B15 | 1203 | 0 | 1600 | 0 | 0 | 0 | 0 | 0 | 0 | 0 | 0 | 0 | 0 | 0
NE_2_MAPP_US | NE | MAPP_US | 2015 | B16 | 25 | 0 | 1600 | 0 | 0 | 0 | 0 | 0 | 0 | 0 | 0 | 0 | 0 | 0
NE_2_MAPP_US | NE | MAPP_US | 2015 | B17 | 100 | 0 | 1600 | 0 | 0 | 0 | 0 | 0 | 0 | 0 | 0 | 0 | 0 | 0
NE_2_MAPP_US | NE | MAPP_US | 2015 | B18 | 400 | 0 | 1600 | 0 | 0 | 0 | 0 | 0 | 0 | 0 | 0 | 0 | 0 | 0
NE_2_MAPP_US | NE | MAPP_US | 2015 | B19 | 700 | 0 | 1600 | 0 | 0 | 0 | 0 | 0 | 0 | 0 | 0 | 0 | 0 | 0
NE_2_MAPP_US | NE | MAPP_US | 2015 | B20 | 935 | 0 | 1600 | 0 | 0 | 0 | 0 | 0 | 0 | 0 | 0 | 0 | 0 | 0
NE_2_MAPP_US | NE | MAPP_US | 2020 | B1 | 10 | 0 | 1600 | 302.46 | 0 | 0 | 0 | 0 | 0 | 0 | 0 | 0 | 8.5553 | 2.8518
NE_2_MAPP_US | NE | MAPP_US | 2020 | B2 | 25 | 0 | 1600 | 0 | 0 | 0 | 0 | 0 | 0 | 0 | 0 | 0 | 8.5553 | 2.8518
NE_2_MAPP_US | NE | MAPP_US | 2020 | B3 | 75 | 0 | 1600 | 0 | 0 | 0 | 0 | 0 | 0 | 0 | 0 | 0 | 8.5553 | 2.8518
NE_2_MAPP_US | NE | MAPP_US | 2020 | B4 | 100 | 0 | 1600 | 0 | 0 | 0 | 0 | 0 | 0 | 0 | 0 | 0 | 8.5553 | 2.8518
NE_2_MAPP_US | NE | MAPP_US | 2020 | B5 | 200 | 0 | 1600 | 0 | 0 | 0 | 0 | 0 | 0 | 0 | 0 | 0 | 8.5553 | 2.8518
NE_2_MAPP_US | NE | MAPP_US | 2020 | B6 | 300 | 0 | 1600 | 0 | 0 | 0 | 0 | 0 | 0 | 0 | 0 | 0 | 8.5553 | 2.8518
NE_2_MAPP_US | NE | MAPP_US | 2020 | B7 | 400 | 0 | 1600 | 0 | 0 | 0 | 0 | 0 | 0 | 0 | 0 | 0 | 8.5553 | 2.8518
NE_2_MAPP_US | NE | MAPP_US | 2020 | B8 | 500 | 0 | 1600 | 0 | 0 | 0 | 0 | 0 | 0 | 0 | 0 | 0 | 8.5553 | 2.8518
NE_2_MAPP_US | NE | MAPP_US | 2020 | B9 | 800 | 0 | 1600 | 0 | 0 | 0 | 0 | 0 | 0 | 0 | 0 | 0 | 8.5553 | 2.8518
NE_2_MAPP_US | NE | MAPP_US | 2020 | B10 | 1262 | 0 | 1600 | 0 | 0 | 0 | 0 | 0 | 0 | 0 | 0 | 0 | 8.5553 | 2.8518
NE_2_MAPP_US | NE | MAPP_US | 2020 | B11 | 25 | 0 | 1600 | 0 | 0 | 0 | 0 | 0 | 0 | 0 | 0 | 0 | 8.5553 | 2.8518
NE_2_MAPP_US | NE | MAPP_US | 2020 | B12 | 200 | 0 | 1600 | 0 | 0 | 0 | 0 | 0 | 0 | 0 | 0 | 0 | 8.5553 | 2.8518
NE_2_MAPP_US | NE | MAPP_US | 2020 | B13 | 600 | 0 | 1600 | 0 | 0 | 0 | 0 | 0 | 0 | 0 | 0 | 0 | 8.5553 | 2.8518
NE_2_MAPP_US | NE | MAPP_US | 2020 | B14 | 900 | 0 | 1600 | 0 | 0 | 0 | 0 | 0 | 0 | 0 | 0 | 0 | 8.5553 | 2.8518
NE_2_MAPP_US | NE | MAPP_US | 2020 | B15 | 1203 | 0 | 1600 | 1600 | 0 | 0 | 0 | 0 | 11.4071 | 0 | 0 | 11.4071 | 8.5553 | 2.8518
NE_2_MAPP_US | NE | MAPP_US | 2020 | B16 | 25 | 0 | 1600 | 417.81 | 0 | 0 | 0 | 0 | 0 | 0 | 0 | 0 | 8.5553 | 2.8518
NE_2_MAPP_US | NE | MAPP_US | 2020 | B17 | 100 | 0 | 1600 | 463.96 | 0 | 0 | 0 | 0 | 0 | 0 | 0 | 0 | 8.5553 | 2.8518
NE_2_MAPP_US | NE | MAPP_US | 2020 | B18 | 400 | 0 | 1600 | 0 | 0 | 0 | 0 | 0 | 0 | 0 | 0 | 0 | 8.5553 | 2.8518
NE_2_MAPP_US | NE | MAPP_US | 2020 | B19 | 700 | 0 | 1600 | 0 | 0 | 0 | 0 | 0 | 0 | 0 | 0 | 0 | 8.5553 | 2.8518
NE_2_MAPP_US | NE | MAPP_US | 2020 | B20 | 935 | 0 | 1600 | 0 | 0 | 0 | 0 | 0 | 0 | 0 | 0 | 0 | 8.5553 | 2.8518
NE_2_MAPP_US | NE | MAPP_US | 2025 | B1 | 10 | 0 | 1600 | 399.75 | 0 | 0 | 0 | 0 | 0 | 0 | 0 | 0 | 1.2374 | 0.41248
NE_2_MAPP_US | NE | MAPP_US | 2025 | B2 | 25 | 0 | 1600 | 0 | 0 | 0 | 0 | 0 | 0 | 0 | 0 | 0 | 1.2374 | 0.41248
NE_2_MAPP_US | NE | MAPP_US | 2025 | B3 | 75 | 0 | 1600 | 0 | 0 | 0 | 0 | 0 | 0 | 0 | 0 | 0 | 1.2374 | 0.41248
NE_2_MAPP_US | NE | MAPP_US | 2025 | B4 | 100 | 0 | 1600 | 0 | 0 | 0 | 0 | 0 | 0 | 0 | 0 | 0 | 1.2374 | 0.41248
NE_2_MAPP_US | NE | MAPP_US | 2025 | B5 | 200 | 0 | 1600 | 0 | 0 | 0 | 0 | 0 | 0 | 0 | 0 | 0 | 1.2374 | 0.41248
NE_2_MAPP_US | NE | MAPP_US | 2025 | B6 | 300 | 0 | 1600 | 0 | 0 | 0 | 0 | 0 | 0 | 0 | 0 | 0 | 1.2374 | 0.41248
NE_2_MAPP_US | NE | MAPP_US | 2025 | B7 | 400 | 0 | 1600 | 0 | 0 | 0 | 0 | 0 | 0 | 0 | 0 | 0 | 1.2374 | 0.41248
NE_2_MAPP_US | NE | MAPP_US | 2025 | B8 | 500 | 0 | 1600 | 0 | 0 | 0 | 0 | 0 | 0 | 0 | 0 | 0 | 1.2374 | 0.41248
NE_2_MAPP_US | NE | MAPP_US | 2025 | B9 | 800 | 0 | 1600 | 0 | 0 | 0 | 0 | 0 | 0 | 0 | 0 | 0 | 1.2374 | 0.41248
NE_2_MAPP_US | NE | MAPP_US | 2025 | B10 | 1262 | 0 | 1600 | 0 | 0 | 0 | 0 | 0 | 0 | 0 | 0 | 0 | 1.2374 | 0.41248
NE_2_MAPP_US | NE | MAPP_US | 2025 | B11 | 25 | 0 | 1600 | 0 | 0 | 0 | 0 | 0 | 0 | 0 | 0 | 0 | 1.2374 | 0.41248
NE_2_MAPP_US | NE | MAPP_US | 2025 | B12 | 200 | 0 | 1600 | 0 | 0 | 0 | 0 | 0 | 0 | 0 | 0 | 0 | 1.2374 | 0.41248
NE_2_MAPP_US | NE | MAPP_US | 2025 | B13 | 600 | 0 | 1600 | 0 | 0 | 0 | 0 | 0 | 0 | 0 | 0 | 0 | 1.2374 | 0.41248
NE_2_MAPP_US | NE | MAPP_US | 2025 | B14 | 900 | 0 | 1600 | 1426.83 | 0 | 0 | 0 | 0 | 0 | 0 | 0 | 0 | 1.2374 | 0.41248
NE_2_MAPP_US | NE | MAPP_US | 2025 | B15 | 1203 | 0 | 1600 | 1338.82 | 0 | 0 | 0 | 0 | 0 | 0 | 0 | 0 | 1.2374 | 0.41248
NE_2_MAPP_US | NE | MAPP_US | 2025 | B16 | 25 | 0 | 1600 | 925.58 | 0 | 0 | 0 | 0 | 0 | 0 | 0 | 0 | 1.2374 | 0.41248
NE_2_MAPP_US | NE | MAPP_US | 2025 | B17 | 100 | 0 | 1600 | 309.83 | 0 | 0 | 0 | 0 | 0 | 0 | 0 | 0 | 1.2374 | 0.41248
NE_2_MAPP_US | NE | MAPP_US | 2025 | B18 | 400 | 0 | 1600 | 0 | 0 | 0 | 0 | 0 | 0 | 0 | 0 | 0 | 1.2374 | 0.41248
NE_2_MAPP_US | NE | MAPP_US | 2025 | B19 | 700 | 0 | 1600 | 0 | 0 | 0 | 0 | 0 | 0 | 0 | 0 | 0 | 1.2374 | 0.41248
NE_2_MAPP_US | NE | MAPP_US | 2025 | B20 | 935 | 0 | 1600 | 1600 | 0 | 0 | 0 | 0 | 1.6499 | 0 | 0 | 1.6499 | 1.2374 | 0.41248
NE_2_MAPP_US | NE | MAPP_US | 2030 | B1 | 10 | 0 | 1600 | 0 | 0 | 0 | 0 | 0 | 0 | 0 | 0 | 0 | 0 | 0
NE_2_MAPP_US | NE | MAPP_US | 2030 | B2 | 25 | 0 | 1600 | 0 | 0 | 0 | 0 | 0 | 0 | 0 | 0 | 0 | 0 | 0
NE_2_MAPP_US | NE | MAPP_US | 2030 | B3 | 75 | 0 | 1600 | 0 | 0 | 0 | 0 | 0 | 0 | 0 | 0 | 0 | 0 | 0
NE_2_MAPP_US | NE | MAPP_US | 2030 | B4 | 100 | 0 | 1600 | 0 | 0 | 0 | 0 | 0 | 0 | 0 | 0 | 0 | 0 | 0
NE_2_MAPP_US | NE | MAPP_US | 2030 | B5 | 200 | 0 | 1600 | 0 | 0 | 0 | 0 | 0 | 0 | 0 | 0 | 0 | 0 | 0
NE_2_MAPP_US | NE | MAPP_US | 2030 | B6 | 300 | 0 | 1600 | 0 | 0 | 0 | 0 | 0 | 0 | 0 | 0 | 0 | 0 | 0
NE_2_MAPP_US | NE | MAPP_US | 2030 | B7 | 400 | 0 | 1600 | 0 | 0 | 0 | 0 | 0 | 0 | 0 | 0 | 0 | 0 | 0
NE_2_MAPP_US | NE | MAPP_US | 2030 | B8 | 500 | 0 | 1600 | 0 | 0 | 0 | 0 | 0 | 0 | 0 | 0 | 0 | 0 | 0
NE_2_MAPP_US | NE | MAPP_US | 2030 | B9 | 800 | 0 | 1600 | 0 | 0 | 0 | 0 | 0 | 0 | 0 | 0 | 0 | 0 | 0
NE_2_MAPP_US | NE | MAPP_US | 2030 | B10 | 1262 | 0 | 1600 | 0 | 0 | 0 | 0 | 0 | 0 | 0 | 0 | 0 | 0 | 0
NE_2_MAPP_US | NE | MAPP_US | 2030 | B11 | 25 | 0 | 1600 | 0 | 0 | 0 | 0 | 0 | 0 | 0 | 0 | 0 | 0 | 0
NE_2_MAPP_US | NE | MAPP_US | 2030 | B12 | 200 | 0 | 1600 | 0 | 0 | 0 | 0 | 0 | 0 | 0 | 0 | 0 | 0 | 0
NE_2_MAPP_US | NE | MAPP_US | 2030 | B13 | 600 | 0 | 1600 | 0 | 0 | 0 | 0 | 0 | 0 | 0 | 0 | 0 | 0 | 0
NE_2_MAPP_US | NE | MAPP_US | 2030 | B14 | 900 | 0 | 1600 | 707.51 | 0 | 0 | 0 | 0 | 0 | 0 | 0 | 0 | 0 | 0
NE_2_MAPP_US | NE | MAPP_US | 2030 | B15 | 1203 | 0 | 1600 | 1085.7 | 0 | 0 | 0 | 0 | 0 | 0 | 0 | 0 | 0 | 0
NE_2_MAPP_US | NE | MAPP_US | 2030 | B16 | 25 | 0 | 1600 | 1049.48 | 0 | 0 | 0 | 0 | 0 | 0 | 0 | 0 | 0 | 0
NE_2_MAPP_US | NE | MAPP_US | 2030 | B17 | 100 | 0 | 1600 | 430.87 | 0 | 0 | 0 | 0 | 0 | 0 | 0 | 0 | 0 | 0
NE_2_MAPP_US | NE | MAPP_US | 2030 | B18 | 400 | 0 | 1600 | 215.75 | 0 | 0 | 0 | 0 | 0 | 0 | 0 | 0 | 0 | 0
NE_2_MAPP_US | NE | MAPP_US | 2030 | B19 | 700 | 0 | 1600 | 63.34 | 0 | 0 | 0 | 0 | 0 | 0 | 0 | 0 | 0 | 0
NE_2_MAPP_US | NE | MAPP_US | 2030 | B20 | 935 | 0 | 1600 | 1022.55 | 0 | 0 | 0 | 0 | 0 | 0 | 0 | 0 | 0 | 0
NE_2_MAPP_US | NE | MAPP_US | 2035 | B1 | 10 | 0 | 1600 | 0 | 0 | 0 | 0 | 0 | 0 | 0 | 0 | 0 | 27.6674 | 9.2225
NE_2_MAPP_US | NE | MAPP_US | 2035 | B2 | 25 | 0 | 1600 | 0 | 0 | 0 | 0 | 0 | 0 | 0 | 0 | 0 | 27.6674 | 9.2225
NE_2_MAPP_US | NE | MAPP_US | 2035 | B3 | 75 | 0 | 1600 | 0 | 0 | 0 | 0 | 0 | 0 | 0 | 0 | 0 | 27.6674 | 9.2225
NE_2_MAPP_US | NE | MAPP_US | 2035 | B4 | 100 | 0 | 1600 | 0 | 0 | 0 | 0 | 0 | 0 | 0 | 0 | 0 | 27.6674 | 9.2225
NE_2_MAPP_US | NE | MAPP_US | 2035 | B5 | 200 | 0 | 1600 | 0 | 0 | 0 | 0 | 0 | 0 | 0 | 0 | 0 | 27.6674 | 9.2225
NE_2_MAPP_US | NE | MAPP_US | 2035 | B6 | 300 | 0 | 1600 | 0 | 0 | 0 | 0 | 0 | 0 | 0 | 0 | 0 | 27.6674 | 9.2225
NE_2_MAPP_US | NE | MAPP_US | 2035 | B7 | 400 | 0 | 1600 | 0 | 0 | 0 | 0 | 0 | 0 | 0 | 0 | 0 | 27.6674 | 9.2225
NE_2_MAPP_US | NE | MAPP_US | 2035 | B8 | 500 | 0 | 1600 | 0 | 0 | 0 | 0 | 0 | 0 | 0 | 0 | 0 | 27.6674 | 9.2225
NE_2_MAPP_US | NE | MAPP_US | 2035 | B9 | 800 | 0 | 1600 | 0 | 0 | 0 | 0 | 0 | 0 | 0 | 0 | 0 | 27.6674 | 9.2225
NE_2_MAPP_US | NE | MAPP_US | 2035 | B10 | 1262 | 0 | 1600 | 417.43 | 0 | 0 | 0 | 0 | 0 | 0 | 0 | 0 | 27.6674 | 9.2225
NE_2_MAPP_US | NE | MAPP_US | 2035 | B11 | 25 | 0 | 1600 | 0 | 0 | 0 | 0 | 0 | 0 | 0 | 0 | 0 | 27.6674 | 9.2225
NE_2_MAPP_US | NE | MAPP_US | 2035 | B12 | 200 | 0 | 1600 | 0 | 0 | 0 | 0 | 0 | 0 | 0 | 0 | 0 | 27.6674 | 9.2225
NE_2_MAPP_US | NE | MAPP_US | 2035 | B13 | 600 | 0 | 1600 | 1097.66 | 0 | 0 | 0 | 0 | 0 | 0 | 0 | 0 | 27.6674 | 9.2225
NE_2_MAPP_US | NE | MAPP_US | 2035 | B14 | 900 | 0 | 1600 | 1600 | 551.38 | 0 | 0 | 0 | 38.7912 | 0 | 0 | 9.0375 | 27.6674 | 9.2225
NE_2_MAPP_US | NE | MAPP_US | 2035 | B15 | 1203 | 0 | 1600 | 1600 | 411.97 | 0 | 0 | 0 | 1.0802 | 0 | 0 | 0.33638 | 27.6674 | 9.2225
NE_2_MAPP_US | NE | MAPP_US | 2035 | B16 | 25 | 0 | 1600 | 1600 | 0 | 0 | 0 | 0 | 47.2901 | 0 | 0 | 0.30605 | 27.6674 | 9.2225
NE_2_MAPP_US | NE | MAPP_US | 2035 | B17 | 100 | 0 | 1600 | 1600 | 274.64 | 0 | 0 | 0 | 53.9966 | 0 | 0 | 1.3978 | 27.6674 | 9.2225
NE_2_MAPP_US | NE | MAPP_US | 2035 | B18 | 400 | 0 | 1600 | 749.7 | 216.68 | 0 | 0 | 0 | 0 | 0 | 0 | 0 | 27.6674 | 9.2225
NE_2_MAPP_US | NE | MAPP_US | 2035 | B19 | 700 | 0 | 1600 | 1600 | 138.42 | 0 | 0 | 0 | 70.1636 | 0 | 0 | 12.7141 | 27.6674 | 9.2225
NE_2_MAPP_US | NE | MAPP_US | 2035 | B20 | 935 | 0 | 1600 | 1600 | 722.63 | 0 | 0 | 0 | 54.1153 | 0 | 0 | 13.0981 | 27.6674 | 9.2225
NE_2_MAPP_US | NE | MAPP_US | 2040 | B1 | 10 | 0 | 1600 | 0 | 0 | 0 | 0 | 0 | 0 | 0 | 0 | 0 | 25.7052 | 8.5684
NE_2_MAPP_US | NE | MAPP_US | 2040 | B2 | 25 | 0 | 1600 | 0 | 153.97 | 0 | 0 | 0 | 0 | 0 | 0 | 0 | 25.7052 | 8.5684
NE_2_MAPP_US | NE | MAPP_US | 2040 | B3 | 75 | 0 | 1600 | 0 | 262.83 | 0 | 0 | 0 | 0 | 0 | 0 | 0 | 25.7052 | 8.5684
NE_2_MAPP_US | NE | MAPP_US | 2040 | B4 | 100 | 0 | 1600 | 0 | 0 | 0 | 0 | 0 | 0 | 0 | 0 | 0 | 25.7052 | 8.5684
NE_2_MAPP_US | NE | MAPP_US | 2040 | B5 | 200 | 0 | 1600 | 0 | 0 | 0 | 0 | 0 | 0 | 0 | 0 | 0 | 25.7052 | 8.5684
NE_2_MAPP_US | NE | MAPP_US | 2040 | B6 | 300 | 0 | 1600 | 0 | 0 | 0 | 0 | 0 | 0 | 0 | 0 | 0 | 25.7052 | 8.5684
NE_2_MAPP_US | NE | MAPP_US | 2040 | B7 | 400 | 0 | 1600 | 0 | 0 | 0 | 0 | 0 | 0 | 0 | 0 | 0 | 25.7052 | 8.5684
NE_2_MAPP_US | NE | MAPP_US | 2040 | B8 | 500 | 0 | 1600 | 0 | 0 | 0 | 0 | 0 | 0 | 0 | 0 | 0 | 25.7052 | 8.5684
NE_2_MAPP_US | NE | MAPP_US | 2040 | B9 | 800 | 0 | 1600 | 0 | 167.89 | 0 | 0 | 0 | 0 | 0 | 0 | 0 | 25.7052 | 8.5684
NE_2_MAPP_US | NE | MAPP_US | 2040 | B10 | 1262 | 0 | 1600 | 1238.39 | 1308.4 | 0 | 0 | 0 | 0 | 0 | 0 | 0 | 25.7052 | 8.5684
NE_2_MAPP_US | NE | MAPP_US | 2040 | B11 | 25 | 0 | 1600 | 0 | 0 | 0 | 0 | 0 | 0 | 0 | 0 | 0 | 25.7052 | 8.5684
NE_2_MAPP_US | NE | MAPP_US | 2040 | B12 | 200 | 0 | 1600 | 684.72 | 1565.52 | 0 | 0 | 0 | 0 | 0 | 0 | 0 | 25.7052 | 8.5684
NE_2_MAPP_US | NE | MAPP_US | 2040 | B13 | 600 | 0 | 1600 | 1600 | 1600 | 0 | 0 | 0 | 3.7628 | 3.2643 | 0 | 0.46426 | 25.7052 | 8.5684
NE_2_MAPP_US | NE | MAPP_US | 2040 | B14 | 900 | 0 | 1600 | 1600 | 1600 | 0 | 0 | 0 | 29.0696 | 3.2643 | 0 | 5.3799 | 25.7052 | 8.5684
NE_2_MAPP_US | NE | MAPP_US | 2040 | B15 | 1203 | 0 | 1600 | 1600 | 1600 | 1094.95 | 0 | 0 | 29.0459 | 17.7694 | 0 | 7.1853 | 25.7052 | 8.5684
NE_2_MAPP_US | NE | MAPP_US | 2040 | B16 | 25 | 0 | 1600 | 1600 | 1600 | 0 | 0 | 0 | 53.4625 | 4.0477 | 0 | 0.27484 | 25.7052 | 8.5684
NE_2_MAPP_US | NE | MAPP_US | 2040 | B17 | 100 | 0 | 1600 | 1600 | 1600 | 0 | 0 | 0 | 53.4862 | 4.0477 | 0 | 1.0999 | 25.7052 | 8.5684
NE_2_MAPP_US | NE | MAPP_US | 2040 | B18 | 400 | 0 | 1600 | 1600 | 1600 | 0 | 0 | 0 | 0.80716 | 3.2168 | 0 | 0.066392 | 25.7052 | 8.5684
NE_2_MAPP_US | NE | MAPP_US | 2040 | B19 | 700 | 0 | 1600 | 1600 | 1600 | 0 | 0 | 0 | 66.1634 | 3.2643 | 0 | 9.5238 | 25.7052 | 8.5684
NE_2_MAPP_US | NE | MAPP_US | 2040 | B20 | 935 | 0 | 1600 | 1600 | 1600 | 0 | 0 | 0 | 53.4625 | 17.7694 | 0 | 10.2791 | 25.7052 | 8.5684
NE_2_MAPP_US | NE | MAPP_US | 2045 | B1 | 10 | 0 | 1600 | 0 | 0 | 0 | 0 | 0 | 0 | 0 | 0 | 0 | 39.5329 | 13.1776
NE_2_MAPP_US | NE | MAPP_US | 2045 | B2 | 25 | 0 | 1600 | 0 | 1187.25 | 0 | 0 | 0 | 0 | 0 | 0 | 0 | 39.5329 | 13.1776
NE_2_MAPP_US | NE | MAPP_US | 2045 | B3 | 75 | 0 | 1600 | 0 | 286.41 | 0 | 0 | 0 | 0 | 0 | 0 | 0 | 39.5329 | 13.1776
NE_2_MAPP_US | NE | MAPP_US | 2045 | B4 | 100 | 0 | 1600 | 0 | 0 | 0 | 0 | 0 | 0 | 0 | 0 | 0 | 39.5329 | 13.1776
NE_2_MAPP_US | NE | MAPP_US | 2045 | B5 | 200 | 0 | 1600 | 0 | 0 | 0 | 0 | 0 | 0 | 0 | 0 | 0 | 39.5329 | 13.1776
NE_2_MAPP_US | NE | MAPP_US | 2045 | B6 | 300 | 0 | 1600 | 0 | 0 | 0 | 0 | 0 | 0 | 0 | 0 | 0 | 39.5329 | 13.1776
NE_2_MAPP_US | NE | MAPP_US | 2045 | B7 | 400 | 0 | 1600 | 0 | 0 | 0 | 0 | 0 | 0 | 0 | 0 | 0 | 39.5329 | 13.1776
NE_2_MAPP_US | NE | MAPP_US | 2045 | B8 | 500 | 0 | 1600 | 0 | 143.18 | 0 | 0 | 0 | 0 | 0 | 0 | 0 | 39.5329 | 13.1776
NE_2_MAPP_US | NE | MAPP_US | 2045 | B9 | 800 | 0 | 1600 | 0 | 522.54 | 0 | 0 | 0 | 0 | 0 | 0 | 0 | 39.5329 | 13.1776
NE_2_MAPP_US | NE | MAPP_US | 2045 | B10 | 1262 | 0 | 1600 | 1561.73 | 1346.92 | 0 | 0 | 0 | 0 | 0 | 0 | 0 | 39.5329 | 13.1776
NE_2_MAPP_US | NE | MAPP_US | 2045 | B11 | 25 | 0 | 1600 | 0 | 269.26 | 0 | 0 | 0 | 0 | 0 | 0 | 0 | 39.5329 | 13.1776
NE_2_MAPP_US | NE | MAPP_US | 2045 | B12 | 200 | 0 | 1600 | 698.2 | 1380.44 | 0 | 0 | 0 | 0 | 0 | 0 | 0 | 39.5329 | 13.1776
NE_2_MAPP_US | NE | MAPP_US | 2045 | B13 | 600 | 0 | 1600 | 1600 | 1600 | 0 | 0 | 0 | 39.3372 | 6.6947 | 0 | 4.8534 | 39.5329 | 13.1776
NE_2_MAPP_US | NE | MAPP_US | 2045 | B14 | 900 | 0 | 1600 | 1600 | 1600 | 0 | 0 | 0 | 50.8511 | 6.7184 | 0 | 9.4111 | 39.5329 | 13.1776
NE_2_MAPP_US | NE | MAPP_US | 2045 | B15 | 1203 | 0 | 1600 | 1600 | 1600 | 1600 | 0 | 0 | 50.8273 | 18.6596 | 5.9825 | 12.5736 | 39.5329 | 13.1776
NE_2_MAPP_US | NE | MAPP_US | 2045 | B16 | 25 | 0 | 1600 | 1600 | 1600 | 0 | 0 | 0 | 50.8273 | 8.5464 | 0 | 0.2613 | 39.5329 | 13.1776
NE_2_MAPP_US | NE | MAPP_US | 2045 | B17 | 100 | 0 | 1600 | 1600 | 1600 | 0 | 0 | 0 | 64.8102 | 3.7391 | 0 | 1.3327 | 39.5329 | 13.1776
NE_2_MAPP_US | NE | MAPP_US | 2045 | B18 | 400 | 0 | 1600 | 1600 | 1600 | 0 | 0 | 0 | 56.8098 | 6.7184 | 0 | 4.6728 | 39.5329 | 13.1776
NE_2_MAPP_US | NE | MAPP_US | 2045 | B19 | 700 | 0 | 1600 | 1600 | 1600 | 0 | 0 | 0 | 68.3119 | 6.6947 | 0 | 9.8331 | 39.5329 | 13.1776
NE_2_MAPP_US | NE | MAPP_US | 2045 | B20 | 935 | 0 | 1600 | 1600 | 1600 | 1600 | 0 | 0 | 50.8273 | 18.6596 | 5.9825 | 9.7725 | 39.5329 | 13.1776
NE_2_MAPP_US | NE | MAPP_US | 2050 | B1 | 10 | 0 | 1600 | 0 | 0 | 0 | 0 | 0 | 0 | 0 | 0 | 0 | 16.2596 | 5.4199
NE_2_MAPP_US | NE | MAPP_US | 2050 | B2 | 25 | 0 | 1600 | 0 | 66.13 | 0 | 0 | 0 | 0 | 0 | 0 | 0 | 16.2596 | 5.4199
NE_2_MAPP_US | NE | MAPP_US | 2050 | B3 | 75 | 0 | 1600 | 0 | 0 | 0 | 0 | 0 | 0 | 0 | 0 | 0 | 16.2596 | 5.4199
NE_2_MAPP_US | NE | MAPP_US | 2050 | B4 | 100 | 0 | 1600 | 0 | 0 | 0 | 0 | 0 | 0 | 0 | 0 | 0 | 16.2596 | 5.4199
NE_2_MAPP_US | NE | MAPP_US | 2050 | B5 | 200 | 0 | 1600 | 0 | 0 | 0 | 0 | 0 | 0 | 0 | 0 | 0 | 16.2596 | 5.4199
NE_2_MAPP_US | NE | MAPP_US | 2050 | B6 | 300 | 0 | 1600 | 0 | 0 | 0 | 0 | 0 | 0 | 0 | 0 | 0 | 16.2596 | 5.4199
NE_2_MAPP_US | NE | MAPP_US | 2050 | B7 | 400 | 0 | 1600 | 0 | 0 | 0 | 0 | 0 | 0 | 0 | 0 | 0 | 16.2596 | 5.4199
NE_2_MAPP_US | NE | MAPP_US | 2050 | B8 | 500 | 0 | 1600 | 0 | 0 | 0 | 0 | 0 | 0 | 0 | 0 | 0 | 16.2596 | 5.4199
NE_2_MAPP_US | NE | MAPP_US | 2050 | B9 | 800 | 0 | 1600 | 449.65 | 122.63 | 0 | 0 | 0 | 0 | 0 | 0 | 0 | 16.2596 | 5.4199
NE_2_MAPP_US | NE | MAPP_US | 2050 | B10 | 1262 | 0 | 1600 | 1600 | 1385 | 0 | 0 | 0 | 5.6857 | 0 | 0 | 1.1715 | 16.2596 | 5.4199
NE_2_MAPP_US | NE | MAPP_US | 2050 | B11 | 25 | 0 | 1600 | 0 | 0 | 0 | 0 | 0 | 0 | 0 | 0 | 0 | 16.2596 | 5.4199
NE_2_MAPP_US | NE | MAPP_US | 2050 | B12 | 200 | 0 | 1600 | 354.5 | 0 | 0 | 0 | 0 | 0 | 0 | 0 | 0 | 16.2596 | 5.4199
NE_2_MAPP_US | NE | MAPP_US | 2050 | B13 | 600 | 0 | 1600 | 1600 | 0 | 0 | 0 | 0 | 22.7429 | 0 | 0 | 2.2279 | 16.2596 | 5.4199
NE_2_MAPP_US | NE | MAPP_US | 2050 | B14 | 900 | 0 | 1600 | 1600 | 1600 | 0 | 0 | 0 | 25.1288 | 4.7717 | 0 | 3.6924 | 16.2596 | 5.4199
NE_2_MAPP_US | NE | MAPP_US | 2050 | B15 | 1203 | 0 | 1600 | 1600 | 1600 | 1600 | 0 | 0 | 25.1288 | 4.7836 | 2.4927 | 4.9355 | 16.2596 | 5.4199
NE_2_MAPP_US | NE | MAPP_US | 2050 | B16 | 25 | 0 | 1600 | 1600 | 1600 | 0 | 0 | 0 | 25.1288 | 1.5075 | 0 | 0.10257 | 16.2596 | 5.4199
NE_2_MAPP_US | NE | MAPP_US | 2050 | B17 | 100 | 0 | 1600 | 1600 | 928.81 | 0 | 0 | 0 | 29.4613 | 0 | 0 | 0.481 | 16.2596 | 5.4199
NE_2_MAPP_US | NE | MAPP_US | 2050 | B18 | 400 | 0 | 1600 | 1600 | 271.33 | 0 | 0 | 0 | 9.769 | 0 | 0 | 0.63798 | 16.2596 | 5.4199
NE_2_MAPP_US | NE | MAPP_US | 2050 | B19 | 700 | 0 | 1600 | 1600 | 838.81 | 0 | 0 | 0 | 40.2037 | 0 | 0 | 4.5947 | 16.2596 | 5.4199
NE_2_MAPP_US | NE | MAPP_US | 2050 | B20 | 935 | 0 | 1600 | 1600 | 1600 | 1600 | 0 | 0 | 25.1288 | 4.7836 | 2.4927 | 3.836 | 16.2596 | 5.4199
NE_2_MISO_W | NE | MISO_W | 2015 | B1 | 10 | 0 | 1600 | 0 | 0 | 0 | 0 | 0 | 0 | 0 | 0 | 0 | 0 | 0
NE_2_MISO_W | NE | MISO_W | 2015 | B2 | 25 | 0 | 1600 | 0 | 0 | 0 | 0 | 0 | 0 | 0 | 0 | 0 | 0 | 0
NE_2_MISO_W | NE | MISO_W | 2015 | B3 | 75 | 0 | 1600 | 0 | 0 | 0 | 0 | 0 | 0 | 0 | 0 | 0 | 0 | 0
NE_2_MISO_W | NE | MISO_W | 2015 | B4 | 100 | 0 | 1600 | 0 | 0 | 0 | 0 | 0 | 0 | 0 | 0 | 0 | 0 | 0
NE_2_MISO_W | NE | MISO_W | 2015 | B5 | 200 | 0 | 1600 | 0 | 0 | 0 | 0 | 0 | 0 | 0 | 0 | 0 | 0 | 0
NE_2_MISO_W | NE | MISO_W | 2015 | B6 | 300 | 0 | 1600 | 0 | 0 | 0 | 0 | 0 | 0 | 0 | 0 | 0 | 0 | 0
NE_2_MISO_W | NE | MISO_W | 2015 | B7 | 400 | 0 | 1600 | 0 | 0 | 0 | 0 | 0 | 0 | 0 | 0 | 0 | 0 | 0
NE_2_MISO_W | NE | MISO_W | 2015 | B8 | 500 | 0 | 1600 | 0 | 0 | 0 | 0 | 0 | 0 | 0 | 0 | 0 | 0 | 0
NE_2_MISO_W | NE | MISO_W | 2015 | B9 | 800 | 0 | 1600 | 0 | 0 | 0 | 0 | 0 | 0 | 0 | 0 | 0 | 0 | 0
NE_2_MISO_W | NE | MISO_W | 2015 | B10 | 1262 | 0 | 1600 | 0 | 0 | 0 | 0 | 0 | 0 | 0 | 0 | 0 | 0 | 0
NE_2_MISO_W | NE | MISO_W | 2015 | B11 | 25 | 0 | 1600 | 0 | 0 | 0 | 0 | 0 | 0 | 0 | 0 | 0 | 0 | 0
NE_2_MISO_W | NE | MISO_W | 2015 | B12 | 200 | 0 | 1600 | 0 | 0 | 0 | 0 | 0 | 0 | 0 | 0 | 0 | 0 | 0
NE_2_MISO_W | NE | MISO_W | 2015 | B13 | 600 | 0 | 1600 | 0 | 0 | 0 | 0 | 0 | 0 | 0 | 0 | 0 | 0 | 0
NE_2_MISO_W | NE | MISO_W | 2015 | B14 | 900 | 0 | 1600 | 0 | 0 | 0 | 0 | 0 | 0 | 0 | 0 | 0 | 0 | 0
NE_2_MISO_W | NE | MISO_W | 2015 | B15 | 1203 | 0 | 1600 | 0 | 0 | 0 | 0 | 0 | 0 | 0 | 0 | 0 | 0 | 0
NE_2_MISO_W | NE | MISO_W | 2015 | B16 | 25 | 0 | 1600 | 265.88 | 0 | 0 | 0 | 0 | 0 | 0 | 0 | 0 | 0 | 0
NE_2_MISO_W | NE | MISO_W | 2015 | B17 | 100 | 0 | 1600 | 153.86 | 417.21 | 506.71 | 0 | 0 | 0 | 0 | 0 | 0 | 0 | 0
NE_2_MISO_W | NE | MISO_W | 2015 | B18 | 400 | 0 | 1600 | 0 | 0 | 0 | 0 | 0 | 0 | 0 | 0 | 0 | 0 | 0
NE_2_MISO_W | NE | MISO_W | 2015 | B19 | 700 | 0 | 1600 | 0 | 0 | 0 | 0 | 0 | 0 | 0 | 0 | 0 | 0 | 0
NE_2_MISO_W | NE | MISO_W | 2015 | B20 | 935 | 0 | 1600 | 0 | 0 | 0 | 0 | 0 | 0 | 0 | 0 | 0 | 0 | 0
NE_2_MISO_W | NE | MISO_W | 2020 | B1 | 10 | 0 | 1600 | 1600 | 1193.56 | 1600 | 0 | 248.46 | 7.0033 | 0 | 1.7093 | 0.015657 | 5.1291 | 1.7097
NE_2_MISO_W | NE | MISO_W | 2020 | B2 | 25 | 0 | 1600 | 608.56 | 1600 | 1600 | 0 | 2214.22 | 0 | 2.4333 | 1.7093 | 0 | 5.1291 | 1.7097
NE_2_MISO_W | NE | MISO_W | 2020 | B3 | 75 | 0 | 1600 | 0 | 0 | 1240.21 | 0 | 0 | 0 | 0 | 0 | 0 | 5.1291 | 1.7097
NE_2_MISO_W | NE | MISO_W | 2020 | B4 | 100 | 0 | 1600 | 0 | 414.95 | 1557.27 | 0 | 0 | 0 | 0 | 0 | 0 | 5.1291 | 1.7097
NE_2_MISO_W | NE | MISO_W | 2020 | B5 | 200 | 0 | 1600 | 0 | 501.23 | 0 | 0 | 0 | 0 | 0 | 0 | 0 | 5.1291 | 1.7097
NE_2_MISO_W | NE | MISO_W | 2020 | B6 | 300 | 0 | 1600 | 307.57 | 415.36 | 0 | 0 | 0 | 0 | 0 | 0 | 0 | 5.1291 | 1.7097
NE_2_MISO_W | NE | MISO_W | 2020 | B7 | 400 | 0 | 1600 | 194.39 | 172.24 | 0 | 0 | 0 | 0 | 0 | 0 | 0 | 5.1291 | 1.7097
NE_2_MISO_W | NE | MISO_W | 2020 | B8 | 500 | 0 | 1600 | 0 | 0 | 0 | 0 | 0 | 0 | 0 | 0 | 0 | 5.1291 | 1.7097
NE_2_MISO_W | NE | MISO_W | 2020 | B9 | 800 | 0 | 1600 | 0 | 0 | 0 | 0 | 0 | 0 | 0 | 0 | 0 | 5.1291 | 1.7097
NE_2_MISO_W | NE | MISO_W | 2020 | B10 | 1262 | 0 | 1600 | 516.34 | 1600 | 1600 | 0 | 0 | 0 | 2.0298 | 0.85464 | 0 | 5.1291 | 1.7097
NE_2_MISO_W | NE | MISO_W | 2020 | B11 | 25 | 0 | 1600 | 1450.27 | 1600 | 1600 | 0 | 11.53 | 0 | 3.6204 | 1.7093 | 0 | 5.1291 | 1.7097
NE_2_MISO_W | NE | MISO_W | 2020 | B12 | 200 | 0 | 1600 | 1600 | 1600 | 1600 | 0 | 3185.37 | 4.653 | 2.9438 | 1.7093 | 0.20805 | 5.1291 | 1.7097
NE_2_MISO_W | NE | MISO_W | 2020 | B13 | 600 | 0 | 1600 | 1340.33 | 1600 | 1600 | 0 | 4037.26 | 0 | 2.5046 | 1.7093 | 0 | 5.1291 | 1.7097
NE_2_MISO_W | NE | MISO_W | 2020 | B14 | 900 | 900 | 1600 | 1600 | 1600 | 1600 | 332.96 | 4157.29 | 0.01187 | 5.1278 | 1.7093 | 0.0023883 | 5.1291 | 1.7097
NE_2_MISO_W | NE | MISO_W | 2020 | B15 | 1203 | 1203 | 1600 | 1600 | 1600 | 1600 | 3262.33 | 5071.26 | 18.4104 | 5.1278 | 1.7093 | 4.9514 | 5.1291 | 1.7097
NE_2_MISO_W | NE | MISO_W | 2020 | B16 | 25 | 25 | 1600 | 1600 | 1600 | 1600 | 5691.15 | 8130.86 | 36.7258 | 5.1278 | 1.7093 | 0.20526 | 5.1291 | 1.7097
NE_2_MISO_W | NE | MISO_W | 2020 | B17 | 100 | 100 | 1600 | 1600 | 1600 | 1600 | 4395.75 | 6461.75 | 10.4812 | 5.1278 | 1.7093 | 0.23432 | 5.1291 | 1.7097
NE_2_MISO_W | NE | MISO_W | 2020 | B18 | 400 | 400 | 1600 | 1600 | 1600 | 1600 | 1649.36 | 5648.73 | 3.1812 | 5.1278 | 1.7093 | 0.28448 | 5.1291 | 1.7097
NE_2_MISO_W | NE | MISO_W | 2020 | B19 | 700 | 700 | 1600 | 1600 | 1600 | 1600 | 124.06 | 3723.63 | 0.01187 | 5.1278 | 1.7093 | 0.0018576 | 5.1291 | 1.7097
NE_2_MISO_W | NE | MISO_W | 2020 | B20 | 935 | 935 | 1600 | 1600 | 1600 | 1600 | 1300.7 | 5480.91 | 4.475 | 5.1278 | 1.7093 | 0.93542 | 5.1291 | 1.7097
NE_2_MISO_W | NE | MISO_W | 2025 | B1 | 10 | 10 | 1600 | 1600 | 1600 | 1600 | 1325.34 | 629.91 | 7.0033 | 5.4602 | 1.8161 | 0.01639 | 5.4548 | 1.8183
NE_2_MISO_W | NE | MISO_W | 2025 | B2 | 25 | 25 | 1600 | 1174.06 | 1600 | 1600 | 907.82 | 0 | 0 | 5.4602 | 1.0446 | 0 | 5.4548 | 1.8183
NE_2_MISO_W | NE | MISO_W | 2025 | B3 | 75 | 0 | 1600 | 0 | 1600 | 0 | 0 | 0 | 0 | 0.53415 | 0 | 0 | 5.4548 | 1.8183
NE_2_MISO_W | NE | MISO_W | 2025 | B4 | 100 | 0 | 1600 | 0 | 0 | 0 | 0 | 0 | 0 | 0 | 0 | 0 | 5.4548 | 1.8183
NE_2_MISO_W | NE | MISO_W | 2025 | B5 | 200 | 0 | 1600 | 0 | 0 | 53.31 | 0 | 0 | 0 | 0 | 0 | 0 | 5.4548 | 1.8183
NE_2_MISO_W | NE | MISO_W | 2025 | B6 | 300 | 0 | 1600 | 0 | 0 | 489.32 | 0 | 0 | 0 | 0 | 0 | 0 | 5.4548 | 1.8183
NE_2_MISO_W | NE | MISO_W | 2025 | B7 | 400 | 0 | 1600 | 314.58 | 0 | 0 | 0 | 0 | 0 | 0 | 0 | 0 | 5.4548 | 1.8183
NE_2_MISO_W | NE | MISO_W | 2025 | B8 | 500 | 0 | 1600 | 0 | 0 | 1600 | 0 | 0 | 0 | 0 | 0.66472 | 0 | 5.4548 | 1.8183
NE_2_MISO_W | NE | MISO_W | 2025 | B9 | 800 | 0 | 1600 | 0 | 0 | 0 | 0 | 0 | 0 | 0 | 0 | 0 | 5.4548 | 1.8183
NE_2_MISO_W | NE | MISO_W | 2025 | B10 | 1262 | 0 | 1600 | 778.54 | 1600 | 653.67 | 0 | 0 | 0 | 2.647 | 0 | 0 | 5.4548 | 1.8183
NE_2_MISO_W | NE | MISO_W | 2025 | B11 | 25 | 0 | 1600 | 1352.22 | 0 | 1600 | 0 | 0 | 0 | 0 | 0.01187 | 0 | 5.4548 | 1.8183
NE_2_MISO_W | NE | MISO_W | 2025 | B12 | 200 | 200 | 1600 | 735.4 | 1600 | 1600 | 12.87 | 3165.32 | 0 | 5.4602 | 1.8161 | 0 | 5.4548 | 1.8183
NE_2_MISO_W | NE | MISO_W | 2025 | B13 | 600 | 600 | 1600 | 1117.76 | 1600 | 1600 | 1764.56 | 3897.03 | 0 | 5.4602 | 1.8161 | 0 | 5.4548 | 1.8183
NE_2_MISO_W | NE | MISO_W | 2025 | B14 | 900 | 900 | 1600 | 1600 | 1600 | 1600 | 2644.16 | 4039.7 | 7.0033 | 5.4602 | 1.8161 | 1.4751 | 5.4548 | 1.8183
NE_2_MISO_W | NE | MISO_W | 2025 | B15 | 1203 | 1203 | 1600 | 1600 | 1600 | 1600 | 3458.58 | 4951.48 | 7.0033 | 5.4602 | 1.8161 | 1.9717 | 5.4548 | 1.8183
NE_2_MISO_W | NE | MISO_W | 2025 | B16 | 25 | 25 | 1600 | 1600 | 1600 | 1600 | 3135.59 | 7196.78 | 7.0033 | 5.4602 | 1.8161 | 0.040974 | 5.4548 | 1.8183
NE_2_MISO_W | NE | MISO_W | 2025 | B17 | 100 | 100 | 1600 | 1600 | 1600 | 1600 | 4466.93 | 6170.95 | 7.0033 | 5.4602 | 1.8161 | 0.1639 | 5.4548 | 1.8183
NE_2_MISO_W | NE | MISO_W | 2025 | B18 | 400 | 400 | 1600 | 1600 | 1600 | 1600 | 1685.06 | 5356.79 | 6.6591 | 5.4602 | 1.8161 | 0.62336 | 5.4548 | 1.8183
NE_2_MISO_W | NE | MISO_W | 2025 | B19 | 700 | 700 | 1600 | 1600 | 1600 | 1600 | 2899.51 | 4559.29 | 6.6591 | 5.4602 | 1.8161 | 1.0909 | 5.4548 | 1.8183
NE_2_MISO_W | NE | MISO_W | 2025 | B20 | 935 | 935 | 1600 | 1600 | 1600 | 1600 | 3746.7 | 5304.51 | 8.6414 | 5.4602 | 1.8161 | 1.8909 | 5.4548 | 1.8183
NE_2_MISO_W | NE | MISO_W | 2030 | B1 | 10 | 0 | 1600 | 276.52 | 1600 | 1600 | 0 | 233.22 | 0 | 3.3473 | 1.7449 | 0 | 5.2525 | 1.7508
NE_2_MISO_W | NE | MISO_W | 2030 | B2 | 25 | 0 | 1600 | 94.73 | 1600 | 1145.2 | 0 | 0 | 0 | 4.57 | 0 | 0 | 5.2525 | 1.7508
NE_2_MISO_W | NE | MISO_W | 2030 | B3 | 75 | 0 | 1600 | 0 | 0 | 0 | 0 | 0 | 0 | 0 | 0 | 0 | 5.2525 | 1.7508
NE_2_MISO_W | NE | MISO_W | 2030 | B4 | 100 | 0 | 1600 | 0 | 0 | 0 | 0 | 0 | 0 | 0 | 0 | 0 | 5.2525 | 1.7508
NE_2_MISO_W | NE | MISO_W | 2030 | B5 | 200 | 0 | 1600 | 0 | 0 | 1032.86 | 0 | 0 | 0 | 0 | 0 | 0 | 5.2525 | 1.7508
NE_2_MISO_W | NE | MISO_W | 2030 | B6 | 300 | 0 | 1600 | 0 | 0 | 126.45 | 0 | 0 | 0 | 0 | 0 | 0 | 5.2525 | 1.7508
NE_2_MISO_W | NE | MISO_W | 2030 | B7 | 400 | 0 | 1600 | 0 | 0 | 0 | 0 | 0 | 0 | 0 | 0 | 0 | 5.2525 | 1.7508
NE_2_MISO_W | NE | MISO_W | 2030 | B8 | 500 | 0 | 1600 | 0 | 0 | 1600 | 0 | 0 | 0 | 0 | 0.80716 | 0 | 5.2525 | 1.7508
NE_2_MISO_W | NE | MISO_W | 2030 | B9 | 800 | 0 | 1600 | 0 | 758.83 | 244.43 | 0 | 0 | 0 | 0 | 0 | 0 | 5.2525 | 1.7508
NE_2_MISO_W | NE | MISO_W | 2030 | B10 | 1262 | 1262 | 1600 | 892.72 | 1600 | 1600 | 2441.8 | 2559.64 | 0 | 5.2584 | 1.7568 | 0 | 5.2525 | 1.7508
NE_2_MISO_W | NE | MISO_W | 2030 | B11 | 25 | 0 | 1600 | 0 | 320.64 | 1600 | 0 | 1303.08 | 0 | 0 | 1.7449 | 0 | 5.2525 | 1.7508
NE_2_MISO_W | NE | MISO_W | 2030 | B12 | 200 | 200 | 1600 | 610.33 | 1600 | 1600 | 2093.04 | 3307.96 | 0 | 5.2584 | 1.7568 | 0 | 5.2525 | 1.7508
NE_2_MISO_W | NE | MISO_W | 2030 | B13 | 600 | 600 | 1600 | 1225.14 | 1600 | 1600 | 1957.42 | 4157.11 | 0 | 5.2584 | 1.7568 | 0 | 5.2525 | 1.7508
NE_2_MISO_W | NE | MISO_W | 2030 | B14 | 900 | 900 | 1600 | 1600 | 1600 | 1600 | 2748.88 | 4144.42 | 7.0033 | 5.2584 | 1.7568 | 1.4785 | 5.2525 | 1.7508
NE_2_MISO_W | NE | MISO_W | 2030 | B15 | 1203 | 1203 | 1600 | 1600 | 1600 | 1600 | 3557.79 | 5050.69 | 7.0033 | 5.2584 | 1.7568 | 1.9763 | 5.2525 | 1.7508
NE_2_MISO_W | NE | MISO_W | 2030 | B16 | 25 | 25 | 1600 | 1600 | 1600 | 1600 | 5389.49 | 7274.74 | 7.0033 | 5.2584 | 1.7568 | 0.04107 | 5.2525 | 1.7508
NE_2_MISO_W | NE | MISO_W | 2030 | B17 | 100 | 100 | 1600 | 1600 | 1600 | 1600 | 4587.97 | 6246.04 | 7.0033 | 5.2584 | 1.7568 | 0.16428 | 5.2525 | 1.7508
NE_2_MISO_W | NE | MISO_W | 2030 | B18 | 400 | 400 | 1600 | 1600 | 1600 | 1600 | 2723.03 | 5430.77 | 7.0033 | 5.2584 | 1.7568 | 0.65712 | 5.2525 | 1.7508
NE_2_MISO_W | NE | MISO_W | 2030 | B19 | 700 | 700 | 1600 | 1600 | 1600 | 1600 | 3017.61 | 4570.07 | 7.0033 | 5.2584 | 1.7568 | 1.15 | 5.2525 | 1.7508
NE_2_MISO_W | NE | MISO_W | 2030 | B20 | 935 | 935 | 1600 | 1600 | 1600 | 1600 | 3860.12 | 5417.93 | 7.0033 | 5.2584 | 1.7568 | 1.536 | 5.2525 | 1.7508
NE_2_MISO_W | NE | MISO_W | 2035 | B1 | 10 | 0 | 1600 | 0 | 0 | 662.46 | 0 | 0 | 0 | 0 | 0 | 0 | 26.1575 | 8.7192
NE_2_MISO_W | NE | MISO_W | 2035 | B2 | 25 | 0 | 1600 | 449.68 | 1600 | 1481.04 | 0 | 0 | 0 | 0.14244 | 0 | 0 | 26.1575 | 8.7192
NE_2_MISO_W | NE | MISO_W | 2035 | B3 | 75 | 0 | 1600 | 0 | 0 | 0 | 0 | 0 | 0 | 0 | 0 | 0 | 26.1575 | 8.7192
NE_2_MISO_W | NE | MISO_W | 2035 | B4 | 100 | 0 | 1600 | 0 | 0 | 0 | 0 | 0 | 0 | 0 | 0 | 0 | 26.1575 | 8.7192
NE_2_MISO_W | NE | MISO_W | 2035 | B5 | 200 | 0 | 1600 | 369.71 | 171.8 | 1563.21 | 0 | 0 | 0 | 0 | 0 | 0 | 26.1575 | 8.7192
NE_2_MISO_W | NE | MISO_W | 2035 | B6 | 300 | 0 | 1600 | 0 | 0 | 1014.06 | 0 | 0 | 0 | 0 | 0 | 0 | 26.1575 | 8.7192
NE_2_MISO_W | NE | MISO_W | 2035 | B7 | 400 | 0 | 1600 | 0 | 0 | 0 | 0 | 0 | 0 | 0 | 0 | 0 | 26.1575 | 8.7192
NE_2_MISO_W | NE | MISO_W | 2035 | B8 | 500 | 0 | 1600 | 0 | 0 | 0 | 0 | 0 | 0 | 0 | 0 | 0 | 26.1575 | 8.7192
NE_2_MISO_W | NE | MISO_W | 2035 | B9 | 800 | 0 | 1600 | 0 | 1600 | 0 | 0 | 0 | 0 | 3.383 | 0 | 0 | 26.1575 | 8.7192
NE_2_MISO_W | NE | MISO_W | 2035 | B10 | 1262 | 0 | 1600 | 1600 | 1600 | 1600 | 0 | 0 | 7.0033 | 4.0595 | 1.4481 | 1.3973 | 26.1575 | 8.7192
NE_2_MISO_W | NE | MISO_W | 2035 | B11 | 25 | 0 | 1600 | 0 | 1093.32 | 497.87 | 0 | 0 | 0 | 0 | 0 | 0 | 26.1575 | 8.7192
NE_2_MISO_W | NE | MISO_W | 2035 | B12 | 200 | 0 | 1600 | 1600 | 1600 | 1600 | 0 | 0 | 0.01187 | 12.2142 | 4.7955 | 0.00037534 | 26.1575 | 8.7192
NE_2_MISO_W | NE | MISO_W | 2035 | B13 | 600 | 0 | 1600 | 1600 | 1600 | 1600 | 0 | 0 | 65.6767 | 12.2142 | 2.6233 | 6.2302 | 26.1575 | 8.7192
NE_2_MISO_W | NE | MISO_W | 2035 | B14 | 900 | 0 | 1600 | 1600 | 1600 | 1600 | 0 | 0 | 45.7826 | 9.8996 | 3.561 | 6.5145 | 26.1575 | 8.7192
NE_2_MISO_W | NE | MISO_W | 2035 | B15 | 1203 | 0 | 1600 | 1600 | 1600 | 1600 | 0 | 0 | 8.0835 | 14.3983 | 3.9171 | 1.5375 | 26.1575 | 8.7192
NE_2_MISO_W | NE | MISO_W | 2035 | B16 | 25 | 0 | 1600 | 1600 | 1600 | 1600 | 0 | 0 | 54.2815 | 14.3983 | 1.9586 | 0.21455 | 26.1575 | 8.7192
NE_2_MISO_W | NE | MISO_W | 2035 | B17 | 100 | 0 | 1600 | 1600 | 1600 | 1600 | 0 | 0 | 60.9881 | 12.1905 | 2.5639 | 0.96424 | 26.1575 | 8.7192
NE_2_MISO_W | NE | MISO_W | 2035 | B18 | 400 | 0 | 1600 | 1600 | 1600 | 1600 | 0 | 0 | 7.0033 | 13.698 | 2.6945 | 0.4429 | 26.1575 | 8.7192
NE_2_MISO_W | NE | MISO_W | 2035 | B19 | 700 | 0 | 1600 | 1600 | 1600 | 1600 | 0 | 0 | 77.1669 | 10.8848 | 2.5639 | 8.5402 | 26.1575 | 8.7192
NE_2_MISO_W | NE | MISO_W | 2035 | B20 | 935 | 0 | 1600 | 1600 | 1600 | 1600 | 0 | 0 | 61.1186 | 12.2142 | 3.561 | 9.0349 | 26.1575 | 8.7192
NE_2_MISO_W | NE | MISO_W | 2040 | B1 | 10 | 0 | 1600 | 35.19 | 1600 | 1600 | 0 | 0 | 0 | 4.5581 | 1.5194 | 0 | 28.5587 | 9.5196
NE_2_MISO_W | NE | MISO_W | 2040 | B2 | 25 | 0 | 1600 | 496.94 | 1600 | 1600 | 0 | 0 | 0 | 14.5051 | 1.8042 | 0 | 28.5587 | 9.5196
NE_2_MISO_W | NE | MISO_W | 2040 | B3 | 75 | 0 | 1600 | 0 | 1600 | 689.31 | 0 | 0 | 0 | 9.0331 | 0 | 0 | 28.5587 | 9.5196
NE_2_MISO_W | NE | MISO_W | 2040 | B4 | 100 | 0 | 1600 | 171.81 | 1600 | 1290.89 | 0 | 0 | 0 | 0.30862 | 0 | 0 | 28.5587 | 9.5196
NE_2_MISO_W | NE | MISO_W | 2040 | B5 | 200 | 0 | 1600 | 0 | 0 | 992.49 | 0 | 0 | 0 | 0 | 0 | 0 | 28.5587 | 9.5196
NE_2_MISO_W | NE | MISO_W | 2040 | B6 | 300 | 0 | 1600 | 0 | 0 | 0 | 0 | 0 | 0 | 0 | 0 | 0 | 28.5587 | 9.5196
NE_2_MISO_W | NE | MISO_W | 2040 | B7 | 400 | 0 | 1600 | 0 | 585.26 | 0 | 0 | 0 | 0 | 0 | 0 | 0 | 28.5587 | 9.5196
NE_2_MISO_W | NE | MISO_W | 2040 | B8 | 500 | 0 | 1600 | 0 | 1600 | 0 | 0 | 0 | 0 | 7.5731 | 0 | 0 | 28.5587 | 9.5196
NE_2_MISO_W | NE | MISO_W | 2040 | B9 | 800 | 0 | 1600 | 0 | 1600 | 1600 | 0 | 0 | 0 | 7.941 | 1.5906 | 0 | 28.5587 | 9.5196
NE_2_MISO_W | NE | MISO_W | 2040 | B10 | 1262 | 0 | 1600 | 1600 | 1600 | 1600 | 0 | 444.12 | 7.0033 | 10.5406 | 6.1843 | 1.3973 | 28.5587 | 9.5196
NE_2_MISO_W | NE | MISO_W | 2040 | B11 | 25 | 0 | 1600 | 0 | 1600 | 508.13 | 0 | 0 | 0 | 13.4962 | 0 | 0 | 28.5587 | 9.5196
NE_2_MISO_W | NE | MISO_W | 2040 | B12 | 200 | 0 | 1600 | 1600 | 1600 | 1600 | 0 | 904.86 | 49.8065 | 14.5051 | 6.1843 | 1.5749 | 28.5587 | 9.5196
NE_2_MISO_W | NE | MISO_W | 2040 | B13 | 600 | 0 | 1600 | 1600 | 1600 | 1600 | 0 | 1751.32 | 46.293 | 17.7694 | 6.1843 | 4.3914 | 28.5587 | 9.5196
NE_2_MISO_W | NE | MISO_W | 2040 | B14 | 900 | 0 | 1600 | 1600 | 1600 | 1600 | 0 | 1932.64 | 36.0729 | 17.7694 | 6.1843 | 5.1329 | 28.5587 | 9.5196
NE_2_MISO_W | NE | MISO_W | 2040 | B15 | 1203 | 0 | 1600 | 1600 | 1600 | 1600 | 0 | 989.28 | 36.0492 | 17.7694 | 6.1843 | 6.8565 | 28.5587 | 9.5196
NE_2_MISO_W | NE | MISO_W | 2040 | B16 | 25 | 25 | 1600 | 1600 | 1600 | 1600 | 513.31 | 4066.67 | 60.4658 | 18.5409 | 6.1843 | 0.239 | 28.5587 | 9.5196
NE_2_MISO_W | NE | MISO_W | 2040 | B17 | 100 | 100 | 1600 | 1600 | 1600 | 1600 | 16.17 | 3473.01 | 60.4895 | 18.5409 | 6.1843 | 0.95636 | 28.5587 | 9.5196
NE_2_MISO_W | NE | MISO_W | 2040 | B18 | 400 | 0 | 1600 | 1600 | 1600 | 1600 | 0 | 2765.25 | 7.8105 | 17.71 | 6.1843 | 0.49394 | 28.5587 | 9.5196
NE_2_MISO_W | NE | MISO_W | 2040 | B19 | 700 | 0 | 1600 | 1600 | 1600 | 1600 | 0 | 2292.5 | 73.1667 | 17.7694 | 6.1843 | 8.0975 | 28.5587 | 9.5196
NE_2_MISO_W | NE | MISO_W | 2040 | B20 | 935 | 0 | 1600 | 1600 | 1600 | 1600 | 0 | 2137.2 | 60.4658 | 17.7694 | 6.1843 | 8.9384 | 28.5587 | 9.5196
NE_2_MISO_W | NE | MISO_W | 2045 | B1 | 10 | 0 | 1600 | 132.03 | 0 | 784.41 | 0 | 0 | 0 | 0 | 0 | 0 | 39.7433 | 13.2478
NE_2_MISO_W | NE | MISO_W | 2045 | B2 | 25 | 0 | 1600 | 1352.17 | 1600 | 1600 | 0 | 0 | 0 | 11.9412 | 5.2347 | 0 | 39.7433 | 13.2478
NE_2_MISO_W | NE | MISO_W | 2045 | B3 | 75 | 0 | 1600 | 426.38 | 1600 | 1600 | 0 | 0 | 0 | 10.8254 | 3.9765 | 0 | 39.7433 | 13.2478
NE_2_MISO_W | NE | MISO_W | 2045 | B4 | 100 | 0 | 1600 | 394.69 | 592.51 | 1350.13 | 0 | 0 | 0 | 0 | 0 | 0 | 39.7433 | 13.2478
NE_2_MISO_W | NE | MISO_W | 2045 | B5 | 200 | 0 | 1600 | 0 | 0 | 0 | 0 | 0 | 0 | 0 | 0 | 0 | 39.7433 | 13.2478
NE_2_MISO_W | NE | MISO_W | 2045 | B6 | 300 | 0 | 1600 | 0 | 0 | 0 | 0 | 0 | 0 | 0 | 0 | 0 | 39.7433 | 13.2478
NE_2_MISO_W | NE | MISO_W | 2045 | B7 | 400 | 0 | 1600 | 0 | 1031.49 | 0 | 0 | 0 | 0 | 0 | 0 | 0 | 39.7433 | 13.2478
NE_2_MISO_W | NE | MISO_W | 2045 | B8 | 500 | 0 | 1600 | 71.17 | 1600 | 1600 | 0 | 0 | 0 | 11.9412 | 2.742 | 0 | 39.7433 | 13.2478
NE_2_MISO_W | NE | MISO_W | 2045 | B9 | 800 | 0 | 1600 | 216.75 | 1600 | 1600 | 0 | 0 | 0 | 11.9412 | 5.2347 | 0 | 39.7433 | 13.2478
NE_2_MISO_W | NE | MISO_W | 2045 | B10 | 1262 | 0 | 1600 | 1600 | 1600 | 1600 | 0 | 482.64 | 7.0033 | 11.3477 | 6.8253 | 1.3973 | 39.7433 | 13.2478
NE_2_MISO_W | NE | MISO_W | 2045 | B11 | 25 | 0 | 1600 | 0 | 1600 | 1600 | 0 | 0 | 0 | 11.9412 | 5.2347 | 0 | 39.7433 | 13.2478
NE_2_MISO_W | NE | MISO_W | 2045 | B12 | 200 | 0 | 1600 | 1600 | 1600 | 1600 | 0 | 0 | 79.9326 | 11.9412 | 6.7896 | 2.5275 | 39.7433 | 13.2478
NE_2_MISO_W | NE | MISO_W | 2045 | B13 | 600 | 0 | 1600 | 1600 | 1600 | 1600 | 0 | 0 | 71.7898 | 18.6359 | 6.7896 | 6.8101 | 39.7433 | 13.2478
NE_2_MISO_W | NE | MISO_W | 2045 | B14 | 900 | 0 | 1600 | 1600 | 1600 | 1600 | 0 | 1585.44 | 57.8544 | 18.6596 | 6.8253 | 8.2322 | 39.7433 | 13.2478
NE_2_MISO_W | NE | MISO_W | 2045 | B15 | 1203 | 0 | 1600 | 1600 | 1600 | 1600 | 0 | 0 | 57.8306 | 18.6596 | 5.9825 | 10.9993 | 39.7433 | 13.2478
NE_2_MISO_W | NE | MISO_W | 2045 | B16 | 25 | 25 | 1600 | 1600 | 1600 | 1600 | 1112.44 | 0 | 57.8306 | 20.4876 | 6.7896 | 0.22858 | 39.7433 | 13.2478
NE_2_MISO_W | NE | MISO_W | 2045 | B17 | 100 | 0 | 1600 | 1600 | 1600 | 1600 | 0 | 0 | 71.8016 | 15.6803 | 6.7896 | 1.1352 | 39.7433 | 13.2478
NE_2_MISO_W | NE | MISO_W | 2045 | B18 | 400 | 0 | 1600 | 1600 | 1600 | 1600 | 0 | 0 | 68.0744 | 18.6596 | 6.7896 | 4.3051 | 39.7433 | 13.2478
NE_2_MISO_W | NE | MISO_W | 2045 | B19 | 700 | 0 | 1600 | 1600 | 1600 | 1600 | 0 | 1274.23 | 79.5765 | 18.6359 | 6.8253 | 8.8069 | 39.7433 | 13.2478
NE_2_MISO_W | NE | MISO_W | 2045 | B20 | 935 | 0 | 1600 | 1600 | 1600 | 1600 | 0 | 586.66 | 57.8306 | 18.6596 | 6.8253 | 8.5489 | 39.7433 | 13.2478
NE_2_MISO_W | NE | MISO_W | 2050 | B1 | 10 | 0 | 1600 | 192.24 | 54.55 | 844.63 | 0 | 0 | 0 | 0 | 0 | 0 | 19.6272 | 6.5424
NE_2_MISO_W | NE | MISO_W | 2050 | B2 | 25 | 0 | 1600 | 1534.41 | 1600 | 1600 | 0 | 0 | 0 | 7.0033 | 2.5046 | 0 | 19.6272 | 6.5424
NE_2_MISO_W | NE | MISO_W | 2050 | B3 | 75 | 0 | 1600 | 736.42 | 1280.2 | 0 | 0 | 0 | 0 | 0 | 0 | 0 | 19.6272 | 6.5424
NE_2_MISO_W | NE | MISO_W | 2050 | B4 | 100 | 0 | 1600 | 0 | 0 | 0 | 0 | 0 | 0 | 0 | 0 | 0 | 19.6272 | 6.5424
NE_2_MISO_W | NE | MISO_W | 2050 | B5 | 200 | 0 | 1600 | 0 | 0 | 0 | 0 | 0 | 0 | 0 | 0 | 0 | 19.6272 | 6.5424
NE_2_MISO_W | NE | MISO_W | 2050 | B6 | 300 | 0 | 1600 | 789.9 | 0 | 0 | 0 | 0 | 0 | 0 | 0 | 0 | 19.6272 | 6.5424
NE_2_MISO_W | NE | MISO_W | 2050 | B7 | 400 | 0 | 1600 | 0 | 1439.41 | 1600 | 0 | 0 | 0 | 0 | 2.5046 | 0 | 19.6272 | 6.5424
NE_2_MISO_W | NE | MISO_W | 2050 | B8 | 500 | 0 | 1600 | 1258.99 | 1600 | 1600 | 0 | 0 | 0 | 7.4662 | 4.1664 | 0 | 19.6272 | 6.5424
NE_2_MISO_W | NE | MISO_W | 2050 | B9 | 800 | 0 | 1600 | 1600 | 1600 | 1600 | 0 | 0 | 7.0033 | 7.4662 | 2.5046 | 0.78359 | 19.6272 | 6.5424
NE_2_MISO_W | NE | MISO_W | 2050 | B10 | 1262 | 0 | 1600 | 1600 | 1600 | 1600 | 0 | 520.72 | 12.6059 | 2.6945 | 4.202 | 2.225 | 19.6272 | 6.5424
NE_2_MISO_W | NE | MISO_W | 2050 | B11 | 25 | 0 | 1600 | 1600 | 1600 | 1600 | 0 | 0 | 0.01187 | 10.6711 | 2.5046 | 4.1503e-05 | 19.6272 | 6.5424
NE_2_MISO_W | NE | MISO_W | 2050 | B12 | 200 | 0 | 1600 | 1600 | 1600 | 1600 | 0 | 0 | 7.0033 | 10.6949 | 4.1664 | 0.1959 | 19.6272 | 6.5424
NE_2_MISO_W | NE | MISO_W | 2050 | B13 | 600 | 0 | 1600 | 1600 | 1600 | 1600 | 0 | 0 | 58.0799 | 10.6949 | 4.1664 | 4.8738 | 19.6272 | 6.5424
NE_2_MISO_W | NE | MISO_W | 2050 | B14 | 900 | 0 | 1600 | 1600 | 1600 | 1600 | 0 | 1267.77 | 32.1202 | 10.683 | 4.202 | 4.0431 | 19.6272 | 6.5424
NE_2_MISO_W | NE | MISO_W | 2050 | B15 | 1203 | 0 | 1600 | 1600 | 1600 | 1600 | 0 | 0 | 25.1288 | 4.7836 | 2.4927 | 4.228 | 19.6272 | 6.5424
NE_2_MISO_W | NE | MISO_W | 2050 | B16 | 25 | 25 | 1600 | 1600 | 1600 | 1600 | 141.45 | 0 | 32.1202 | 12.5941 | 4.1664 | 0.11231 | 19.6272 | 6.5424
NE_2_MISO_W | NE | MISO_W | 2050 | B17 | 100 | 0 | 1600 | 1600 | 1600 | 1600 | 0 | 0 | 36.4646 | 11.0866 | 4.1664 | 0.50999 | 19.6272 | 6.5424
NE_2_MISO_W | NE | MISO_W | 2050 | B18 | 400 | 0 | 1600 | 1600 | 1600 | 1600 | 0 | 0 | 19.0514 | 11.0866 | 4.1664 | 1.0658 | 19.6272 | 6.5424
NE_2_MISO_W | NE | MISO_W | 2050 | B19 | 700 | 0 | 1600 | 1600 | 1600 | 1600 | 0 | 0 | 49.4979 | 10.6949 | 4.1664 | 4.8459 | 19.6272 | 6.5424
NE_2_MISO_W | NE | MISO_W | 2050 | B20 | 935 | 0 | 1600 | 1600 | 1600 | 1600 | 0 | 0 | 25.1288 | 6.5166 | 3.5729 | 3.2861 | 19.6272 | 6.5424
NE_2_SPP_N | NE | SPP_N | 2015 | B1 | 10 | 0 | 1800 | 1800 | 1800 | 1800 | 0 | 0 | 0.81903 | 0.8309 | 0.27301 | 0.0029979 | 2.4241 | 0.80802
NE_2_SPP_N | NE | SPP_N | 2015 | B2 | 25 | 0 | 1800 | 1800 | 1800 | 1800 | 0 | 63.85 | 1.1989 | 1.1989 | 0.79529 | 0.010971 | 2.4241 | 0.80802
NE_2_SPP_N | NE | SPP_N | 2015 | B3 | 75 | 0 | 1800 | 1800 | 1800 | 1800 | 0 | 0 | 1.1989 | 1.1989 | 0.21366 | 0.032912 | 2.4241 | 0.80802
NE_2_SPP_N | NE | SPP_N | 2015 | B4 | 100 | 0 | 1800 | 1800 | 1718.62 | 1498.08 | 0 | 0 | 3.6322 | 0 | 0 | 0.13295 | 2.4241 | 0.80802
NE_2_SPP_N | NE | SPP_N | 2015 | B5 | 200 | 200 | 1800 | 1739.7 | 1800 | 1800 | 244.78 | 310.39 | 0 | 2.4096 | 0.79529 | 0 | 2.4241 | 0.80802
NE_2_SPP_N | NE | SPP_N | 2015 | B6 | 300 | 300 | 1800 | 1800 | 1800 | 1800 | 307.75 | 303.78 | 6.9914 | 2.4096 | 0.79529 | 0.76773 | 2.4241 | 0.80802
NE_2_SPP_N | NE | SPP_N | 2015 | B7 | 400 | 0 | 1800 | 1597.15 | 1766.87 | 1744.97 | 0 | 0 | 0 | 0 | 0 | 0 | 2.4241 | 0.80802
NE_2_SPP_N | NE | SPP_N | 2015 | B8 | 500 | 0 | 1800 | 1259.96 | 1384.63 | 1289.46 | 0 | 0 | 0 | 0 | 0 | 0 | 2.4241 | 0.80802
NE_2_SPP_N | NE | SPP_N | 2015 | B9 | 800 | 0 | 1800 | 1490.19 | 1490.19 | 1490.19 | 0 | 0 | 0 | 0 | 0 | 0 | 2.4241 | 0.80802
NE_2_SPP_N | NE | SPP_N | 2015 | B10 | 1262 | 1262 | 1800 | 1800 | 1800 | 1800 | 232.65 | 256.99 | 3.8221 | 2.4096 | 0.79529 | 1.7656 | 2.4241 | 0.80802
NE_2_SPP_N | NE | SPP_N | 2015 | B11 | 25 | 25 | 1800 | 1800 | 1800 | 1800 | 433.1 | 210.6 | 6.9914 | 2.4096 | 0.79529 | 0.063977 | 2.4241 | 0.80802
NE_2_SPP_N | NE | SPP_N | 2015 | B12 | 200 | 0 | 1800 | 704.5 | 704.5 | 482 | 0 | 0 | 0 | 0 | 0 | 0 | 2.4241 | 0.80802
NE_2_SPP_N | NE | SPP_N | 2015 | B13 | 600 | 0 | 1800 | 837.03 | 837.03 | 614.53 | 0 | 0 | 0 | 0 | 0 | 0 | 2.4241 | 0.80802
NE_2_SPP_N | NE | SPP_N | 2015 | B14 | 900 | 0 | 1800 | 1038.54 | 1032.98 | 816.05 | 0 | 0 | 0 | 0 | 0 | 0 | 2.4241 | 0.80802
NE_2_SPP_N | NE | SPP_N | 2015 | B15 | 1203 | 0 | 1800 | 1407.17 | 1411.34 | 1184.67 | 0 | 0 | 0 | 0 | 0 | 0 | 2.4241 | 0.80802
NE_2_SPP_N | NE | SPP_N | 2015 | B16 | 25 | 0 | 1800 | 1002.69 | 1268.56 | 1570.17 | 0 | 0 | 0 | 0 | 0 | 0 | 2.4241 | 0.80802
NE_2_SPP_N | NE | SPP_N | 2015 | B17 | 100 | 0 | 1800 | 1114.15 | 850.8 | 1062.91 | 0 | 0 | 0 | 0 | 0 | 0 | 2.4241 | 0.80802
NE_2_SPP_N | NE | SPP_N | 2015 | B18 | 400 | 0 | 1800 | 1353.2 | 1353.2 | 1594.04 | 0 | 0 | 0 | 0 | 0 | 0 | 2.4241 | 0.80802
NE_2_SPP_N | NE | SPP_N | 2015 | B19 | 700 | 0 | 1800 | 1370.23 | 1370.23 | 1706.57 | 0 | 0 | 0 | 0 | 0 | 0 | 2.4241 | 0.80802
NE_2_SPP_N | NE | SPP_N | 2015 | B20 | 935 | 0 | 1800 | 1800 | 1800 | 1800 | 0 | 301.61 | 1.3294 | 1.1514 | 0.79529 | 0.45499 | 2.4241 | 0.80802
NE_2_SPP_N | NE | SPP_N | 2020 | B1 | 10 | 0 | 1800 | 0 | 0 | 0 | 0 | 0 | 0 | 0 | 0 | 0 | 2.0356 | 0.67853
NE_2_SPP_N | NE | SPP_N | 2020 | B2 | 25 | 0 | 1800 | 672.48 | 554.4 | 0 | 0 | 0 | 0 | 0 | 0 | 0 | 2.0356 | 0.67853
NE_2_SPP_N | NE | SPP_N | 2020 | B3 | 75 | 0 | 1800 | 712.1 | 1402.58 | 1014.09 | 0 | 0 | 0 | 0 | 0 | 0 | 2.0356 | 0.67853
NE_2_SPP_N | NE | SPP_N | 2020 | B4 | 100 | 0 | 1800 | 106.25 | 441.18 | 224.44 | 0 | 0 | 0 | 0 | 0 | 0 | 2.0356 | 0.67853
NE_2_SPP_N | NE | SPP_N | 2020 | B5 | 200 | 0 | 1800 | 582.73 | 671.05 | 1800 | 0 | 337.18 | 0 | 0 | 0.66472 | 0 | 2.0356 | 0.67853
NE_2_SPP_N | NE | SPP_N | 2020 | B6 | 300 | 0 | 1800 | 411.15 | 1114.2 | 1800 | 0 | 733.8 | 0 | 0 | 0.66472 | 0 | 2.0356 | 0.67853
NE_2_SPP_N | NE | SPP_N | 2020 | B7 | 400 | 0 | 1800 | 845.06 | 1800 | 1800 | 0 | 1333.77 | 0 | 0.10683 | 0.66472 | 0 | 2.0356 | 0.67853
NE_2_SPP_N | NE | SPP_N | 2020 | B8 | 500 | 500 | 1800 | 1800 | 1800 | 1800 | 1076.3 | 2473.78 | 0.48667 | 2.0179 | 0.66472 | 0.060501 | 2.0356 | 0.67853
NE_2_SPP_N | NE | SPP_N | 2020 | B9 | 800 | 800 | 1800 | 1800 | 1800 | 1800 | 567.05 | 1943.41 | 3.0506 | 2.0179 | 0.66472 | 0.60678 | 2.0356 | 0.67853
NE_2_SPP_N | NE | SPP_N | 2020 | B10 | 1262 | 1262 | 1800 | 1800 | 1800 | 1800 | 105.3 | 1638.95 | 1.9111 | 2.0179 | 0.66472 | 0.59964 | 2.0356 | 0.67853
NE_2_SPP_N | NE | SPP_N | 2020 | B11 | 25 | 0 | 1800 | 0 | 405.43 | 1714.16 | 0 | 0 | 0 | 0 | 0 | 0 | 2.0356 | 0.67853
NE_2_SPP_N | NE | SPP_N | 2020 | B12 | 200 | 0 | 1800 | 279.04 | 1418.57 | 0 | 0 | 0 | 0 | 0 | 0 | 0 | 2.0356 | 0.67853
NE_2_SPP_N | NE | SPP_N | 2020 | B13 | 600 | 600 | 1800 | 1111.35 | 1800 | 0 | 81.37 | 0 | 0 | 2.0179 | 0 | 0 | 2.0356 | 0.67853
NE_2_SPP_N | NE | SPP_N | 2020 | B14 | 900 | 0 | 1800 | 822.06 | 1800 | 0 | 0 | 0 | 0 | 0.24927 | 0 | 0 | 2.0356 | 0.67853
NE_2_SPP_N | NE | SPP_N | 2020 | B15 | 1203 | 0 | 1800 | 0 | 0 | 0 | 0 | 0 | 0 | 0 | 0 | 0 | 2.0356 | 0.67853
NE_2_SPP_N | NE | SPP_N | 2020 | B16 | 25 | 0 | 1800 | 1800 | 0 | 0 | 0 | 0 | 12.416 | 0 | 0 | 0.077176 | 2.0356 | 0.67853
NE_2_SPP_N | NE | SPP_N | 2020 | B17 | 100 | 0 | 1800 | 1800 | 0 | 0 | 0 | 0 | 4.6412 | 0 | 0 | 0.11539 | 2.0356 | 0.67853
NE_2_SPP_N | NE | SPP_N | 2020 | B18 | 400 | 0 | 1800 | 1800 | 1800 | 0 | 0 | 0 | 2.9319 | 1.9823 | 0 | 0.29159 | 2.0356 | 0.67853
NE_2_SPP_N | NE | SPP_N | 2020 | B19 | 700 | 700 | 1800 | 1759.67 | 1800 | 1067.44 | 507.96 | 0 | 0 | 2.0179 | 0 | 0 | 2.0356 | 0.67853
NE_2_SPP_N | NE | SPP_N | 2020 | B20 | 935 | 935 | 1800 | 1800 | 1800 | 0 | 162.64 | 0 | 4.1426 | 2.0179 | 0 | 0.96304 | 2.0356 | 0.67853
NE_2_SPP_N | NE | SPP_N | 2025 | B1 | 10 | 0 | 1800 | 0 | 0 | 0 | 0 | 0 | 0 | 0 | 0 | 0 | 3.1455 | 1.0485
NE_2_SPP_N | NE | SPP_N | 2025 | B2 | 25 | 0 | 1800 | 1762.31 | 1800 | 1800 | 0 | 466.15 | 0 | 0.07122 | 1.0327 | 0 | 3.1455 | 1.0485
NE_2_SPP_N | NE | SPP_N | 2025 | B3 | 75 | 0 | 1800 | 1800 | 1497.8 | 1800 | 0 | 835.68 | 0.77155 | 0 | 1.0327 | 0.014246 | 3.1455 | 1.0485
NE_2_SPP_N | NE | SPP_N | 2025 | B4 | 100 | 0 | 1800 | 1800 | 1605.57 | 1541.62 | 0 | 0 | 1.4125 | 0 | 0 | 0.034774 | 3.1455 | 1.0485
NE_2_SPP_N | NE | SPP_N | 2025 | B5 | 200 | 0 | 1800 | 1392.01 | 1108.82 | 1800 | 0 | 41.82 | 0 | 0 | 1.0327 | 0 | 3.1455 | 1.0485
NE_2_SPP_N | NE | SPP_N | 2025 | B6 | 300 | 0 | 1800 | 1076.12 | 1463.71 | 1800 | 0 | 0 | 0 | 0 | 0.96147 | 0 | 3.1455 | 1.0485
NE_2_SPP_N | NE | SPP_N | 2025 | B7 | 400 | 400 | 1800 | 1151 | 1800 | 1800 | 1163.15 | 863.12 | 0 | 3.1337 | 1.0327 | 0 | 3.1455 | 1.0485
NE_2_SPP_N | NE | SPP_N | 2025 | B8 | 500 | 500 | 1800 | 1410.62 | 1800 | 1800 | 3023 | 119.66 | 0 | 3.1337 | 1.0327 | 0 | 3.1455 | 1.0485
NE_2_SPP_N | NE | SPP_N | 2025 | B9 | 800 | 800 | 1800 | 1800 | 1800 | 1800 | 2536.29 | 1774.21 | 1.5194 | 3.1337 | 1.0327 | 0.29923 | 3.1455 | 1.0485
NE_2_SPP_N | NE | SPP_N | 2025 | B10 | 1262 | 1262 | 1800 | 1800 | 1800 | 1800 | 197.62 | 2409.66 | 2.7657 | 3.1337 | 1.0327 | 0.85926 | 3.1455 | 1.0485
NE_2_SPP_N | NE | SPP_N | 2025 | B11 | 25 | 0 | 1800 | 647.6 | 1537.35 | 826.29 | 0 | 0 | 0 | 0 | 0 | 0 | 3.1455 | 1.0485
NE_2_SPP_N | NE | SPP_N | 2025 | B12 | 200 | 0 | 1800 | 1566.19 | 1641.43 | 0 | 0 | 0 | 0 | 0 | 0 | 0 | 3.1455 | 1.0485
NE_2_SPP_N | NE | SPP_N | 2025 | B13 | 600 | 0 | 1800 | 1800 | 252.59 | 0 | 0 | 0 | 2.8488 | 0 | 0 | 0.4208 | 3.1455 | 1.0485
NE_2_SPP_N | NE | SPP_N | 2025 | B14 | 900 | 0 | 1800 | 0 | 0 | 0 | 0 | 0 | 0 | 0 | 0 | 0 | 3.1455 | 1.0485
NE_2_SPP_N | NE | SPP_N | 2025 | B15 | 1203 | 0 | 1800 | 0 | 0 | 0 | 0 | 0 | 0 | 0 | 0 | 0 | 3.1455 | 1.0485
NE_2_SPP_N | NE | SPP_N | 2025 | B16 | 25 | 0 | 1800 | 1800 | 1800 | 0 | 0 | 0 | 17.6626 | 0.07122 | 0 | 0.10871 | 3.1455 | 1.0485
NE_2_SPP_N | NE | SPP_N | 2025 | B17 | 100 | 0 | 1800 | 1800 | 0 | 0 | 0 | 0 | 12.1668 | 0 | 0 | 0.29953 | 3.1455 | 1.0485
NE_2_SPP_N | NE | SPP_N | 2025 | B18 | 400 | 0 | 1800 | 1800 | 1800 | 0 | 0 | 0 | 10.2557 | 2.3384 | 0 | 1.0099 | 3.1455 | 1.0485
NE_2_SPP_N | NE | SPP_N | 2025 | B19 | 700 | 0 | 1800 | 1800 | 0 | 0 | 0 | 0 | 6.6591 | 0 | 0 | 1.1476 | 3.1455 | 1.0485
NE_2_SPP_N | NE | SPP_N | 2025 | B20 | 935 | 0 | 1800 | 562.45 | 0 | 0 | 0 | 0 | 0 | 0 | 0 | 0 | 3.1455 | 1.0485
NE_2_SPP_N | NE | SPP_N | 2030 | B1 | 10 | 0 | 1800 | 0 | 0 | 0 | 0 | 0 | 0 | 0 | 0 | 0 | 4.1307 | 1.3769
NE_2_SPP_N | NE | SPP_N | 2030 | B2 | 25 | 0 | 1800 | 1800 | 1253.63 | 1800 | 0 | 524.74 | 5.0685 | 0 | 1.365 | 0.022988 | 4.1307 | 1.3769
NE_2_SPP_N | NE | SPP_N | 2030 | B3 | 75 | 75 | 1800 | 1800 | 1800 | 1800 | 1751.02 | 438.93 | 2.3384 | 4.1189 | 1.365 | 0.031818 | 4.1307 | 1.3769
NE_2_SPP_N | NE | SPP_N | 2030 | B4 | 100 | 100 | 1800 | 1800 | 1800 | 1453.41 | 717.17 | 0 | 5.0922 | 4.1189 | 0 | 0.092384 | 4.1307 | 1.3769
NE_2_SPP_N | NE | SPP_N | 2030 | B5 | 200 | 0 | 1800 | 1710.07 | 1321.83 | 1082.13 | 0 | 0 | 0 | 0 | 0 | 0 | 4.1307 | 1.3769
NE_2_SPP_N | NE | SPP_N | 2030 | B6 | 300 | 300 | 1800 | 1800 | 1800 | 1734.16 | 583.81 | 0 | 6.9914 | 4.1189 | 0 | 0.38052 | 4.1307 | 1.3769
NE_2_SPP_N | NE | SPP_N | 2030 | B7 | 400 | 400 | 1800 | 1800 | 1800 | 1800 | 1775.58 | 992.1 | 2.196 | 4.1189 | 1.365 | 0.15936 | 4.1307 | 1.3769
NE_2_SPP_N | NE | SPP_N | 2030 | B8 | 500 | 500 | 1800 | 1800 | 1800 | 1800 | 2530.73 | 244.67 | 2.4333 | 4.1189 | 1.365 | 0.22073 | 4.1307 | 1.3769
NE_2_SPP_N | NE | SPP_N | 2030 | B9 | 800 | 0 | 1800 | 1800 | 1800 | 1800 | 0 | 1650.3 | 5.5908 | 1.6381 | 1.365 | 0.81143 | 4.1307 | 1.3769
NE_2_SPP_N | NE | SPP_N | 2030 | B10 | 1262 | 0 | 1800 | 1800 | 0 | 817.88 | 0 | 0 | 0.24927 | 0 | 0 | 0.057072 | 4.1307 | 1.3769
NE_2_SPP_N | NE | SPP_N | 2030 | B11 | 25 | 0 | 1800 | 1800 | 1329.6 | 0 | 0 | 0 | 0.13057 | 0 | 0 | 0.00059221 | 4.1307 | 1.3769
NE_2_SPP_N | NE | SPP_N | 2030 | B12 | 200 | 0 | 1800 | 1800 | 0 | 0 | 0 | 0 | 11.9887 | 0 | 0 | 0.435 | 4.1307 | 1.3769
NE_2_SPP_N | NE | SPP_N | 2030 | B13 | 600 | 0 | 1800 | 1800 | 167.12 | 0 | 0 | 0 | 7.122 | 0 | 0 | 0.77525 | 4.1307 | 1.3769
NE_2_SPP_N | NE | SPP_N | 2030 | B14 | 900 | 0 | 1800 | 0 | 0 | 0 | 0 | 0 | 0 | 0 | 0 | 0 | 4.1307 | 1.3769
NE_2_SPP_N | NE | SPP_N | 2030 | B15 | 1203 | 0 | 1800 | 0 | 0 | 0 | 0 | 0 | 0 | 0 | 0 | 0 | 4.1307 | 1.3769
NE_2_SPP_N | NE | SPP_N | 2030 | B16 | 25 | 0 | 1800 | 1800 | 0 | 0 | 0 | 0 | 18.992 | 0 | 0 | 0.086139 | 4.1307 | 1.3769
NE_2_SPP_N | NE | SPP_N | 2030 | B17 | 100 | 0 | 1800 | 1800 | 0 | 0 | 0 | 0 | 9.1043 | 0 | 0 | 0.16517 | 4.1307 | 1.3769
NE_2_SPP_N | NE | SPP_N | 2030 | B18 | 400 | 0 | 1800 | 1800 | 881.95 | 0 | 0 | 0 | 18.992 | 0 | 0 | 1.3782 | 4.1307 | 1.3769
NE_2_SPP_N | NE | SPP_N | 2030 | B19 | 700 | 0 | 1800 | 1800 | 0 | 0 | 0 | 0 | 7.0152 | 0 | 0 | 0.8909 | 4.1307 | 1.3769
NE_2_SPP_N | NE | SPP_N | 2030 | B20 | 935 | 0 | 1800 | 41.88 | 0 | 0 | 0 | 0 | 0 | 0 | 0 | 0 | 4.1307 | 1.3769
NE_2_SPP_N | NE | SPP_N | 2035 | B1 | 10 | 0 | 1800 | 0 | 0 | 0 | 0 | 0 | 0 | 0 | 0 | 0 | 2.2002 | 0.73339
NE_2_SPP_N | NE | SPP_N | 2035 | B2 | 25 | 0 | 1800 | 921.92 | 0 | 989.29 | 0 | 0 | 0 | 0 | 0 | 0 | 2.2002 | 0.73339
NE_2_SPP_N | NE | SPP_N | 2035 | B3 | 75 | 0 | 1800 | 1800 | 828.3 | 1378.11 | 0 | 0 | 1.9586 | 0 | 0 | 0.082756 | 2.2002 | 0.73339
NE_2_SPP_N | NE | SPP_N | 2035 | B4 | 100 | 0 | 1800 | 1528.85 | 0 | 649.22 | 0 | 0 | 0 | 0 | 0 | 0 | 2.2002 | 0.73339
NE_2_SPP_N | NE | SPP_N | 2035 | B5 | 200 | 0 | 1800 | 0 | 0 | 0 | 0 | 0 | 0 | 0 | 0 | 0 | 2.2002 | 0.73339
NE_2_SPP_N | NE | SPP_N | 2035 | B6 | 300 | 0 | 1800 | 229.35 | 402.59 | 0 | 0 | 0 | 0 | 0 | 0 | 0 | 2.2002 | 0.73339
NE_2_SPP_N | NE | SPP_N | 2035 | B7 | 400 | 0 | 1800 | 1800 | 626.04 | 1800 | 0 | 230.46 | 0.3561 | 0 | 0.72407 | 0.080248 | 2.2002 | 0.73339
NE_2_SPP_N | NE | SPP_N | 2035 | B8 | 500 | 0 | 1800 | 1800 | 1669.41 | 1800 | 0 | 2784.87 | 3.6441 | 0 | 0.72407 | 1.0265 | 2.2002 | 0.73339
NE_2_SPP_N | NE | SPP_N | 2035 | B9 | 800 | 0 | 1800 | 1800 | 0 | 1800 | 0 | 728.81 | 3.8696 | 0 | 0.72407 | 1.7441 | 2.2002 | 0.73339
NE_2_SPP_N | NE | SPP_N | 2035 | B10 | 1262 | 0 | 1800 | 608.92 | 939.61 | 1800 | 0 | 405.34 | 0 | 0 | 0.72407 | 0 | 2.2002 | 0.73339
NE_2_SPP_N | NE | SPP_N | 2035 | B11 | 25 | 0 | 1800 | 1184.28 | 0 | 1640.15 | 0 | 0 | 0 | 0 | 0 | 0 | 2.2002 | 0.73339
NE_2_SPP_N | NE | SPP_N | 2035 | B12 | 200 | 0 | 1800 | 1002.99 | 872.01 | 1800 | 0 | 696.51 | 0 | 0 | 0.72407 | 0 | 2.2002 | 0.73339
NE_2_SPP_N | NE | SPP_N | 2035 | B13 | 600 | 0 | 1800 | 42.75 | 1455.76 | 1800 | 0 | 1836.11 | 0 | 0 | 0.72407 | 0 | 2.2002 | 0.73339
NE_2_SPP_N | NE | SPP_N | 2035 | B14 | 900 | 0 | 1800 | 0 | 990.17 | 1800 | 0 | 1260.96 | 0 | 0 | 0.72407 | 0 | 2.2002 | 0.73339
NE_2_SPP_N | NE | SPP_N | 2035 | B15 | 1203 | 1203 | 1800 | 0 | 1800 | 1800 | 133.05 | 2037.93 | 0 | 2.1841 | 0.72407 | 0 | 2.2002 | 0.73339
NE_2_SPP_N | NE | SPP_N | 2035 | B16 | 25 | 25 | 1800 | 1787.96 | 1800 | 1800 | 2547.03 | 7309.69 | 0 | 2.1841 | 0.72407 | 0 | 2.2002 | 0.73339
NE_2_SPP_N | NE | SPP_N | 2035 | B17 | 100 | 100 | 1800 | 899.96 | 1800 | 1800 | 635.51 | 3980.67 | 0 | 2.1841 | 0.72407 | 0 | 2.2002 | 0.73339
NE_2_SPP_N | NE | SPP_N | 2035 | B18 | 400 | 400 | 1800 | 1710.6 | 1800 | 1800 | 93.29 | 3161.92 | 0 | 2.1841 | 0.72407 | 0 | 2.2002 | 0.73339
NE_2_SPP_N | NE | SPP_N | 2035 | B19 | 700 | 0 | 1800 | 47.55 | 1800 | 1800 | 0 | 1801.38 | 0 | 1.3294 | 0.72407 | 0 | 2.2002 | 0.73339
NE_2_SPP_N | NE | SPP_N | 2035 | B20 | 935 | 0 | 1800 | 0 | 1634.54 | 1800 | 0 | 2114.98 | 0 | 0 | 0.72407 | 0 | 2.2002 | 0.73339
NE_2_SPP_N | NE | SPP_N | 2040 | B1 | 10 | 0 | 1800 | 0 | 0 | 0 | 0 | 0 | 0 | 0 | 0 | 0 | 5.151 | 1.717
NE_2_SPP_N | NE | SPP_N | 2040 | B2 | 25 | 0 | 1800 | 863.61 | 0 | 761.36 | 0 | 0 | 0 | 0 | 0 | 0 | 5.151 | 1.717
NE_2_SPP_N | NE | SPP_N | 2040 | B3 | 75 | 0 | 1800 | 1800 | 0 | 439.97 | 0 | 0 | 5.6857 | 0 | 0 | 0.42643 | 5.151 | 1.717
NE_2_SPP_N | NE | SPP_N | 2040 | B4 | 100 | 0 | 1800 | 128.96 | 0 | 0 | 0 | 0 | 0 | 0 | 0 | 0 | 5.151 | 1.717
NE_2_SPP_N | NE | SPP_N | 2040 | B5 | 200 | 0 | 1800 | 0 | 0 | 0 | 0 | 0 | 0 | 0 | 0 | 0 | 5.151 | 1.717
NE_2_SPP_N | NE | SPP_N | 2040 | B6 | 300 | 0 | 1800 | 568.52 | 459.76 | 1800 | 0 | 929.96 | 0 | 0 | 1.7805 | 0 | 5.151 | 1.717
NE_2_SPP_N | NE | SPP_N | 2040 | B7 | 400 | 0 | 1800 | 1800 | 128.91 | 1800 | 0 | 0 | 6.9914 | 0 | 0.29675 | 2.7966 | 5.151 | 1.717
NE_2_SPP_N | NE | SPP_N | 2040 | B8 | 500 | 0 | 1800 | 1800 | 0 | 1800 | 0 | 1300.72 | 6.9914 | 0 | 1.7805 | 3.4957 | 5.151 | 1.717
NE_2_SPP_N | NE | SPP_N | 2040 | B9 | 800 | 0 | 1800 | 1580.1 | 0 | 973.8 | 0 | 0 | 0 | 0 | 0 | 0 | 5.151 | 1.717
NE_2_SPP_N | NE | SPP_N | 2040 | B10 | 1262 | 0 | 1800 | 0 | 0 | 1800 | 0 | 0 | 0 | 0 | 0.24927 | 0 | 5.151 | 1.717
NE_2_SPP_N | NE | SPP_N | 2040 | B11 | 25 | 0 | 1800 | 1800 | 0 | 1800 | 0 | 0 | 5.9706 | 0 | 0.81903 | 0.14927 | 5.151 | 1.717
NE_2_SPP_N | NE | SPP_N | 2040 | B12 | 200 | 0 | 1800 | 591.57 | 0 | 1800 | 0 | 0 | 0 | 0 | 1.009 | 0 | 5.151 | 1.717
NE_2_SPP_N | NE | SPP_N | 2040 | B13 | 600 | 0 | 1800 | 0 | 233.37 | 1800 | 0 | 0 | 0 | 0 | 1.009 | 0 | 5.151 | 1.717
NE_2_SPP_N | NE | SPP_N | 2040 | B14 | 900 | 0 | 1800 | 0 | 303.22 | 1800 | 0 | 0 | 0 | 0 | 0.61724 | 0 | 5.151 | 1.717
NE_2_SPP_N | NE | SPP_N | 2040 | B15 | 1203 | 0 | 1800 | 0 | 791.32 | 1800 | 0 | 0 | 0 | 0 | 0.24927 | 0 | 5.151 | 1.717
NE_2_SPP_N | NE | SPP_N | 2040 | B16 | 25 | 0 | 1800 | 700.39 | 1800 | 1800 | 0 | 0 | 0 | 3.0506 | 1.009 | 0 | 5.151 | 1.717
NE_2_SPP_N | NE | SPP_N | 2040 | B17 | 100 | 0 | 1800 | 0 | 1800 | 1800 | 0 | 0 | 0 | 0.97334 | 1.009 | 0 | 5.151 | 1.717
NE_2_SPP_N | NE | SPP_N | 2040 | B18 | 400 | 0 | 1800 | 578.73 | 1160.97 | 1800 | 0 | 0 | 0 | 0 | 1.009 | 0 | 5.151 | 1.717
NE_2_SPP_N | NE | SPP_N | 2040 | B19 | 700 | 0 | 1800 | 0 | 455.43 | 1800 | 0 | 0 | 0 | 0 | 1.009 | 0 | 5.151 | 1.717
NE_2_SPP_N | NE | SPP_N | 2040 | B20 | 935 | 0 | 1800 | 0 | 779.39 | 1800 | 0 | 0 | 0 | 0 | 0.24927 | 0 | 5.151 | 1.717
NE_2_SPP_N | NE | SPP_N | 2045 | B1 | 10 | 0 | 1800 | 0 | 0 | 0 | 0 | 0 | 0 | 0 | 0 | 0 | 3.751 | 1.2503
NE_2_SPP_N | NE | SPP_N | 2045 | B2 | 25 | 0 | 1800 | 121.57 | 0 | 822.54 | 0 | 0 | 0 | 0 | 0 | 0 | 3.751 | 1.2503
NE_2_SPP_N | NE | SPP_N | 2045 | B3 | 75 | 0 | 1800 | 1800 | 0 | 0 | 0 | 0 | 7.9885 | 0 | 0 | 0.28874 | 3.751 | 1.2503
NE_2_SPP_N | NE | SPP_N | 2045 | B4 | 100 | 0 | 1800 | 0 | 0 | 0 | 0 | 0 | 0 | 0 | 0 | 0 | 3.751 | 1.2503
NE_2_SPP_N | NE | SPP_N | 2045 | B5 | 200 | 0 | 1800 | 67.48 | 0 | 478.5 | 0 | 0 | 0 | 0 | 0 | 0 | 3.751 | 1.2503
NE_2_SPP_N | NE | SPP_N | 2045 | B6 | 300 | 0 | 1800 | 1800 | 1800 | 1104.61 | 0 | 0 | 3.7272 | 1.5668 | 0 | 0.53887 | 3.751 | 1.2503
NE_2_SPP_N | NE | SPP_N | 2045 | B7 | 400 | 0 | 1800 | 1800 | 0 | 1719.35 | 0 | 0 | 6.9914 | 0 | 0 | 1.3477 | 3.751 | 1.2503
NE_2_SPP_N | NE | SPP_N | 2045 | B8 | 500 | 0 | 1800 | 1800 | 0 | 1549.71 | 0 | 0 | 7.1695 | 0 | 0 | 1.7276 | 3.751 | 1.2503
NE_2_SPP_N | NE | SPP_N | 2045 | B9 | 800 | 0 | 1800 | 1800 | 0 | 1328.45 | 0 | 0 | 2.8488 | 0 | 0 | 1.0983 | 3.751 | 1.2503
NE_2_SPP_N | NE | SPP_N | 2045 | B10 | 1262 | 0 | 1800 | 0 | 0 | 1800 | 0 | 0 | 0 | 0 | 0.60537 | 0 | 3.751 | 1.2503
NE_2_SPP_N | NE | SPP_N | 2045 | B11 | 25 | 0 | 1800 | 1791.68 | 0 | 826.7 | 0 | 0 | 0 | 0 | 0 | 0 | 3.751 | 1.2503
NE_2_SPP_N | NE | SPP_N | 2045 | B12 | 200 | 0 | 1800 | 0 | 0 | 1800 | 0 | 1019.42 | 0 | 0 | 1.555 | 0 | 3.751 | 1.2503
NE_2_SPP_N | NE | SPP_N | 2045 | B13 | 600 | 0 | 1800 | 0 | 0 | 1800 | 0 | 1296.4 | 0 | 0 | 1.555 | 0 | 3.751 | 1.2503
NE_2_SPP_N | NE | SPP_N | 2045 | B14 | 900 | 0 | 1800 | 0 | 32.96 | 1800 | 0 | 0 | 0 | 0 | 0.68846 | 0 | 3.751 | 1.2503
NE_2_SPP_N | NE | SPP_N | 2045 | B15 | 1203 | 0 | 1800 | 0 | 757.46 | 0 | 0 | 0 | 0 | 0 | 0 | 0 | 3.751 | 1.2503
NE_2_SPP_N | NE | SPP_N | 2045 | B16 | 25 | 0 | 1800 | 31.57 | 1800 | 1800 | 0 | 4638.42 | 0 | 4.2376 | 1.555 | 0 | 3.751 | 1.2503
NE_2_SPP_N | NE | SPP_N | 2045 | B17 | 100 | 0 | 1800 | 0 | 1083.99 | 1800 | 0 | 2914.07 | 0 | 0 | 1.555 | 0 | 3.751 | 1.2503
NE_2_SPP_N | NE | SPP_N | 2045 | B18 | 400 | 0 | 1800 | 691.95 | 427.7 | 1800 | 0 | 2405.52 | 0 | 0 | 1.555 | 0 | 3.751 | 1.2503
NE_2_SPP_N | NE | SPP_N | 2045 | B19 | 700 | 0 | 1800 | 0 | 0 | 1800 | 0 | 594.63 | 0 | 0 | 1.555 | 0 | 3.751 | 1.2503
NE_2_SPP_N | NE | SPP_N | 2045 | B20 | 935 | 0 | 1800 | 0 | 763.49 | 1800 | 0 | 0 | 0 | 0 | 0.60537 | 0 | 3.751 | 1.2503
NE_2_SPP_N | NE | SPP_N | 2050 | B1 | 10 | 0 | 1800 | 0 | 0 | 0 | 0 | 0 | 0 | 0 | 0 | 0 | 0 | 0
NE_2_SPP_N | NE | SPP_N | 2050 | B2 | 25 | 0 | 1800 | 0 | 0 | 883.21 | 0 | 0 | 0 | 0 | 0 | 0 | 0 | 0
NE_2_SPP_N | NE | SPP_N | 2050 | B3 | 75 | 0 | 1800 | 195.76 | 0 | 1761.46 | 0 | 0 | 0 | 0 | 0 | 0 | 0 | 0
NE_2_SPP_N | NE | SPP_N | 2050 | B4 | 100 | 0 | 1800 | 0 | 0 | 325.61 | 0 | 0 | 0 | 0 | 0 | 0 | 0 | 0
NE_2_SPP_N | NE | SPP_N | 2050 | B5 | 200 | 0 | 1800 | 434.39 | 1564.67 | 1086.77 | 0 | 0 | 0 | 0 | 0 | 0 | 0 | 0
NE_2_SPP_N | NE | SPP_N | 2050 | B6 | 300 | 0 | 1800 | 0 | 784.56 | 1469.23 | 0 | 0 | 0 | 0 | 0 | 0 | 0 | 0
NE_2_SPP_N | NE | SPP_N | 2050 | B7 | 400 | 0 | 1800 | 1604.64 | 0 | 791.76 | 0 | 0 | 0 | 0 | 0 | 0 | 0 | 0
NE_2_SPP_N | NE | SPP_N | 2050 | B8 | 500 | 0 | 1800 | 401.08 | 0 | 1800 | 0 | 108.32 | 0 | 0 | 1.6618 | 0 | 0 | 0
NE_2_SPP_N | NE | SPP_N | 2050 | B9 | 800 | 0 | 1800 | 0 | 0 | 1062.78 | 0 | 0 | 0 | 0 | 0 | 0 | 0 | 0
NE_2_SPP_N | NE | SPP_N | 2050 | B10 | 1262 | 0 | 1800 | 0 | 0 | 1800 | 0 | 0 | 0 | 0 | 1.5787 | 0 | 0 | 0
NE_2_SPP_N | NE | SPP_N | 2050 | B11 | 25 | 0 | 1800 | 129.14 | 0 | 873.98 | 0 | 0 | 0 | 0 | 0 | 0 | 0 | 0
NE_2_SPP_N | NE | SPP_N | 2050 | B12 | 200 | 0 | 1800 | 311.42 | 783.76 | 1800 | 0 | 494.57 | 0 | 0 | 1.6618 | 0 | 0 | 0
NE_2_SPP_N | NE | SPP_N | 2050 | B13 | 600 | 0 | 1800 | 0 | 1187.6 | 1800 | 0 | 1028.42 | 0 | 0 | 1.6618 | 0 | 0 | 0
NE_2_SPP_N | NE | SPP_N | 2050 | B14 | 900 | 0 | 1800 | 0 | 0 | 1800 | 0 | 0 | 0 | 0 | 0.62911 | 0 | 0 | 0
NE_2_SPP_N | NE | SPP_N | 2050 | B15 | 1203 | 0 | 1800 | 0 | 0 | 0 | 0 | 0 | 0 | 0 | 0 | 0 | 0 | 0
NE_2_SPP_N | NE | SPP_N | 2050 | B16 | 25 | 0 | 1800 | 0 | 1800 | 1800 | 0 | 3688.71 | 0 | 1.9348 | 1.6618 | 0 | 0 | 0
NE_2_SPP_N | NE | SPP_N | 2050 | B17 | 100 | 0 | 1800 | 0 | 1800 | 1800 | 0 | 2940.39 | 0 | 3.3948 | 1.6618 | 0 | 0 | 0
NE_2_SPP_N | NE | SPP_N | 2050 | B18 | 400 | 0 | 1800 | 751.58 | 1800 | 1800 | 0 | 2139.27 | 0 | 0.39171 | 1.6618 | 0 | 0 | 0
NE_2_SPP_N | NE | SPP_N | 2050 | B19 | 700 | 0 | 1800 | 0 | 791.49 | 1800 | 0 | 1600.88 | 0 | 0 | 1.6618 | 0 | 0 | 0
NE_2_SPP_N | NE | SPP_N | 2050 | B20 | 935 | 0 | 1800 | 0 | 0 | 1013.1 | 0 | 0 | 0 | 0 | 0 | 0 | 0 | 0
NEISO_2_NYISO_A-F | NEISO | NYISO_A-F | 2015 | B1 | 10 | 0 | 600 | 0 | 0 | 0 | 0 | 0 | 0 | 0 | 0 | 0 | 3.3548 | 1.1183
NEISO_2_NYISO_A-F | NEISO | NYISO_A-F | 2015 | B2 | 25 | 0 | 600 | 0 | 0 | 0 | 0 | 0 | 0 | 0 | 0 | 0 | 3.3548 | 1.1183
NEISO_2_NYISO_A-F | NEISO | NYISO_A-F | 2015 | B3 | 75 | 0 | 600 | 0 | 600 | 600 | 0 | 0 | 0 | 0.91399 | 0.29675 | 0 | 3.3548 | 1.1183
NEISO_2_NYISO_A-F | NEISO | NYISO_A-F | 2015 | B4 | 100 | 0 | 600 | 600 | 600 | 600 | 0 | 0 | 8.0004 | 2.8488 | 0.29675 | 1.2801 | 3.3548 | 1.1183
NEISO_2_NYISO_A-F | NEISO | NYISO_A-F | 2015 | B5 | 200 | 200 | 600 | 600 | 600 | 600 | 184.99 | 135.31 | 7.3713 | 3.3592 | 1.1158 | 2.3588 | 3.3548 | 1.1183
NEISO_2_NYISO_A-F | NEISO | NYISO_A-F | 2015 | B6 | 300 | 0 | 600 | 600 | 600 | 600 | 0 | 1983.8 | 1.7093 | 1.7093 | 1.1158 | 0.82045 | 3.3548 | 1.1183
NEISO_2_NYISO_A-F | NEISO | NYISO_A-F | 2015 | B7 | 400 | 0 | 600 | 392.85 | 92.19 | 600 | 0 | 0 | 0 | 0 | 0.13057 | 0 | 3.3548 | 1.1183
NEISO_2_NYISO_A-F | NEISO | NYISO_A-F | 2015 | B8 | 500 | 0 | 600 | 0 | 0 | 0 | 0 | 0 | 0 | 0 | 0 | 0 | 3.3548 | 1.1183
NEISO_2_NYISO_A-F | NEISO | NYISO_A-F | 2015 | B9 | 800 | 0 | 600 | 0 | 0 | 0 | 0 | 0 | 0 | 0 | 0 | 0 | 3.3548 | 1.1183
NEISO_2_NYISO_A-F | NEISO | NYISO_A-F | 2015 | B10 | 1262 | 0 | 600 | 0 | 0 | 0 | 0 | 0 | 0 | 0 | 0 | 0 | 3.3548 | 1.1183
NEISO_2_NYISO_A-F | NEISO | NYISO_A-F | 2015 | B11 | 25 | 25 | 600 | 600 | 600 | 600 | 1151.66 | 0 | 0.34423 | 3.3592 | 1.0446 | 0.013769 | 3.3548 | 1.1183
NEISO_2_NYISO_A-F | NEISO | NYISO_A-F | 2015 | B12 | 200 | 0 | 600 | 0 | 0 | 600 | 0 | 0 | 0 | 0 | 0.34423 | 0 | 3.3548 | 1.1183
NEISO_2_NYISO_A-F | NEISO | NYISO_A-F | 2015 | B13 | 600 | 0 | 600 | 0 | 0 | 0 | 0 | 0 | 0 | 0 | 0 | 0 | 3.3548 | 1.1183
NEISO_2_NYISO_A-F | NEISO | NYISO_A-F | 2015 | B14 | 900 | 0 | 600 | 0 | 0 | 0 | 0 | 0 | 0 | 0 | 0 | 0 | 3.3548 | 1.1183
NEISO_2_NYISO_A-F | NEISO | NYISO_A-F | 2015 | B15 | 1203 | 0 | 600 | 0 | 0 | 0 | 0 | 0 | 0 | 0 | 0 | 0 | 3.3548 | 1.1183
NEISO_2_NYISO_A-F | NEISO | NYISO_A-F | 2015 | B16 | 25 | 0 | 600 | 0 | 600 | 600 | 0 | 0 | 0 | 0.41545 | 0.29675 | 0 | 3.3548 | 1.1183
NEISO_2_NYISO_A-F | NEISO | NYISO_A-F | 2015 | B17 | 100 | 0 | 600 | 0 | 0 | 0 | 0 | 0 | 0 | 0 | 0 | 0 | 3.3548 | 1.1183
NEISO_2_NYISO_A-F | NEISO | NYISO_A-F | 2015 | B18 | 400 | 0 | 600 | 0 | 0 | 0 | 0 | 0 | 0 | 0 | 0 | 0 | 3.3548 | 1.1183
NEISO_2_NYISO_A-F | NEISO | NYISO_A-F | 2015 | B19 | 700 | 0 | 600 | 0 | 0 | 0 | 0 | 0 | 0 | 0 | 0 | 0 | 3.3548 | 1.1183
NEISO_2_NYISO_A-F | NEISO | NYISO_A-F | 2015 | B20 | 935 | 0 | 600 | 0 | 0 | 0 | 0 | 0 | 0 | 0 | 0 | 0 | 3.3548 | 1.1183
NEISO_2_NYISO_A-F | NEISO | NYISO_A-F | 2020 | B1 | 10 | 0 | 600 | 0 | 0 | 0 | 0 | 0 | 0 | 0 | 0 | 0 | 0.85464 | 0.28488
NEISO_2_NYISO_A-F | NEISO | NYISO_A-F | 2020 | B2 | 25 | 0 | 600 | 0 | 0 | 0 | 0 | 0 | 0 | 0 | 0 | 0 | 0.85464 | 0.28488
NEISO_2_NYISO_A-F | NEISO | NYISO_A-F | 2020 | B3 | 75 | 0 | 600 | 0 | 238.83 | 50.84 | 0 | 0 | 0 | 0 | 0 | 0 | 0.85464 | 0.28488
NEISO_2_NYISO_A-F | NEISO | NYISO_A-F | 2020 | B4 | 100 | 0 | 600 | 0 | 0 | 0 | 0 | 0 | 0 | 0 | 0 | 0 | 0.85464 | 0.28488
NEISO_2_NYISO_A-F | NEISO | NYISO_A-F | 2020 | B5 | 200 | 0 | 600 | 279.93 | 0 | 0 | 0 | 0 | 0 | 0 | 0 | 0 | 0.85464 | 0.28488
NEISO_2_NYISO_A-F | NEISO | NYISO_A-F | 2020 | B6 | 300 | 300 | 600 | 600 | 600 | 600 | 74.23 | 74.23 | 1.1395 | 0.85464 | 0.28488 | 0.48837 | 0.85464 | 0.28488
NEISO_2_NYISO_A-F | NEISO | NYISO_A-F | 2020 | B7 | 400 | 400 | 600 | 600 | 600 | 600 | 365.94 | 2090.94 | 1.1395 | 0.85464 | 0.28488 | 0.65115 | 0.85464 | 0.28488
NEISO_2_NYISO_A-F | NEISO | NYISO_A-F | 2020 | B8 | 500 | 0 | 600 | 0 | 0 | 600 | 0 | 164.43 | 0 | 0 | 0.28488 | 0 | 0.85464 | 0.28488
NEISO_2_NYISO_A-F | NEISO | NYISO_A-F | 2020 | B9 | 800 | 0 | 600 | 0 | 0 | 0 | 0 | 0 | 0 | 0 | 0 | 0 | 0.85464 | 0.28488
NEISO_2_NYISO_A-F | NEISO | NYISO_A-F | 2020 | B10 | 1262 | 0 | 600 | 0 | 0 | 0 | 0 | 0 | 0 | 0 | 0 | 0 | 0.85464 | 0.28488
NEISO_2_NYISO_A-F | NEISO | NYISO_A-F | 2020 | B11 | 25 | 25 | 600 | 0 | 600 | 600 | 208.86 | 315.28 | 0 | 0.85464 | 0.28488 | 0 | 0.85464 | 0.28488
NEISO_2_NYISO_A-F | NEISO | NYISO_A-F | 2020 | B12 | 200 | 0 | 600 | 0 | 160.16 | 600 | 0 | 1285.16 | 0 | 0 | 0.28488 | 0 | 0.85464 | 0.28488
NEISO_2_NYISO_A-F | NEISO | NYISO_A-F | 2020 | B13 | 600 | 0 | 600 | 0 | 0 | 0 | 0 | 0 | 0 | 0 | 0 | 0 | 0.85464 | 0.28488
NEISO_2_NYISO_A-F | NEISO | NYISO_A-F | 2020 | B14 | 900 | 0 | 600 | 0 | 0 | 0 | 0 | 0 | 0 | 0 | 0 | 0 | 0.85464 | 0.28488
NEISO_2_NYISO_A-F | NEISO | NYISO_A-F | 2020 | B15 | 1203 | 0 | 600 | 0 | 0 | 0 | 0 | 0 | 0 | 0 | 0 | 0 | 0.85464 | 0.28488
NEISO_2_NYISO_A-F | NEISO | NYISO_A-F | 2020 | B16 | 25 | 0 | 600 | 0 | 144.26 | 0 | 0 | 0 | 0 | 0 | 0 | 0 | 0.85464 | 0.28488
NEISO_2_NYISO_A-F | NEISO | NYISO_A-F | 2020 | B17 | 100 | 0 | 600 | 0 | 0 | 0 | 0 | 0 | 0 | 0 | 0 | 0 | 0.85464 | 0.28488
NEISO_2_NYISO_A-F | NEISO | NYISO_A-F | 2020 | B18 | 400 | 0 | 600 | 0 | 0 | 0 | 0 | 0 | 0 | 0 | 0 | 0 | 0.85464 | 0.28488
NEISO_2_NYISO_A-F | NEISO | NYISO_A-F | 2020 | B19 | 700 | 0 | 600 | 0 | 0 | 0 | 0 | 0 | 0 | 0 | 0 | 0 | 0.85464 | 0.28488
NEISO_2_NYISO_A-F | NEISO | NYISO_A-F | 2020 | B20 | 935 | 0 | 600 | 0 | 0 | 0 | 0 | 0 | 0 | 0 | 0 | 0 | 0.85464 | 0.28488
NEISO_2_NYISO_A-F | NEISO | NYISO_A-F | 2025 | B1 | 10 | 0 | 600 | 0 | 0 | 0 | 0 | 0 | 0 | 0 | 0 | 0 | 1.3888 | 0.46293
NEISO_2_NYISO_A-F | NEISO | NYISO_A-F | 2025 | B2 | 25 | 0 | 600 | 0 | 0 | 0 | 0 | 0 | 0 | 0 | 0 | 0 | 1.3888 | 0.46293
NEISO_2_NYISO_A-F | NEISO | NYISO_A-F | 2025 | B3 | 75 | 0 | 600 | 0 | 0 | 0 | 0 | 0 | 0 | 0 | 0 | 0 | 1.3888 | 0.46293
NEISO_2_NYISO_A-F | NEISO | NYISO_A-F | 2025 | B4 | 100 | 0 | 600 | 590.12 | 0 | 0 | 0 | 0 | 0 | 0 | 0 | 0 | 1.3888 | 0.46293
NEISO_2_NYISO_A-F | NEISO | NYISO_A-F | 2025 | B5 | 200 | 0 | 600 | 242.25 | 0 | 0 | 0 | 0 | 0 | 0 | 0 | 0 | 1.3888 | 0.46293
NEISO_2_NYISO_A-F | NEISO | NYISO_A-F | 2025 | B6 | 300 | 0 | 600 | 600 | 0 | 0 | 0 | 0 | 1.8517 | 0 | 0 | 0.79359 | 1.3888 | 0.46293
NEISO_2_NYISO_A-F | NEISO | NYISO_A-F | 2025 | B7 | 400 | 0 | 600 | 600 | 600 | 600 | 0 | 153.3 | 1.8517 | 0.60537 | 0.46293 | 1.0581 | 1.3888 | 0.46293
NEISO_2_NYISO_A-F | NEISO | NYISO_A-F | 2025 | B8 | 500 | 0 | 600 | 351.24 | 351.24 | 0 | 0 | 0 | 0 | 0 | 0 | 0 | 1.3888 | 0.46293
NEISO_2_NYISO_A-F | NEISO | NYISO_A-F | 2025 | B9 | 800 | 0 | 600 | 0 | 0 | 0 | 0 | 0 | 0 | 0 | 0 | 0 | 1.3888 | 0.46293
NEISO_2_NYISO_A-F | NEISO | NYISO_A-F | 2025 | B10 | 1262 | 0 | 600 | 0 | 0 | 0 | 0 | 0 | 0 | 0 | 0 | 0 | 1.3888 | 0.46293
NEISO_2_NYISO_A-F | NEISO | NYISO_A-F | 2025 | B11 | 25 | 0 | 600 | 251.74 | 0 | 0 | 0 | 0 | 0 | 0 | 0 | 0 | 1.3888 | 0.46293
NEISO_2_NYISO_A-F | NEISO | NYISO_A-F | 2025 | B12 | 200 | 0 | 600 | 145.21 | 0 | 0 | 0 | 0 | 0 | 0 | 0 | 0 | 1.3888 | 0.46293
NEISO_2_NYISO_A-F | NEISO | NYISO_A-F | 2025 | B13 | 600 | 0 | 600 | 524.36 | 0 | 0 | 0 | 0 | 0 | 0 | 0 | 0 | 1.3888 | 0.46293
NEISO_2_NYISO_A-F | NEISO | NYISO_A-F | 2025 | B14 | 900 | 0 | 600 | 0 | 0 | 0 | 0 | 0 | 0 | 0 | 0 | 0 | 1.3888 | 0.46293
NEISO_2_NYISO_A-F | NEISO | NYISO_A-F | 2025 | B15 | 1203 | 0 | 600 | 0 | 0 | 0 | 0 | 0 | 0 | 0 | 0 | 0 | 1.3888 | 0.46293
NEISO_2_NYISO_A-F | NEISO | NYISO_A-F | 2025 | B16 | 25 | 0 | 600 | 0 | 0 | 0 | 0 | 0 | 0 | 0 | 0 | 0 | 1.3888 | 0.46293
NEISO_2_NYISO_A-F | NEISO | NYISO_A-F | 2025 | B17 | 100 | 0 | 600 | 0 | 0 | 0 | 0 | 0 | 0 | 0 | 0 | 0 | 1.3888 | 0.46293
NEISO_2_NYISO_A-F | NEISO | NYISO_A-F | 2025 | B18 | 400 | 0 | 600 | 0 | 0 | 0 | 0 | 0 | 0 | 0 | 0 | 0 | 1.3888 | 0.46293
NEISO_2_NYISO_A-F | NEISO | NYISO_A-F | 2025 | B19 | 700 | 0 | 600 | 0 | 0 | 0 | 0 | 0 | 0 | 0 | 0 | 0 | 1.3888 | 0.46293
NEISO_2_NYISO_A-F | NEISO | NYISO_A-F | 2025 | B20 | 935 | 0 | 600 | 0 | 0 | 0 | 0 | 0 | 0 | 0 | 0 | 0 | 1.3888 | 0.46293
NEISO_2_NYISO_A-F | NEISO | NYISO_A-F | 2030 | B1 | 10 | 0 | 600 | 0 | 0 | 0 | 0 | 0 | 0 | 0 | 0 | 0 | 2.7716 | 0.92388
NEISO_2_NYISO_A-F | NEISO | NYISO_A-F | 2030 | B2 | 25 | 0 | 600 | 0 | 0 | 0 | 0 | 0 | 0 | 0 | 0 | 0 | 2.7716 | 0.92388
NEISO_2_NYISO_A-F | NEISO | NYISO_A-F | 2030 | B3 | 75 | 0 | 600 | 0 | 0 | 0 | 0 | 0 | 0 | 0 | 0 | 0 | 2.7716 | 0.92388
NEISO_2_NYISO_A-F | NEISO | NYISO_A-F | 2030 | B4 | 100 | 0 | 600 | 600 | 565.68 | 494.68 | 0 | 0 | 0.99708 | 0 | 0 | 0.08309 | 2.7716 | 0.92388
NEISO_2_NYISO_A-F | NEISO | NYISO_A-F | 2030 | B5 | 200 | 200 | 600 | 600 | 600 | 600 | 1711.14 | 1633.14 | 0.74781 | 2.7776 | 0.92586 | 0.12464 | 2.7716 | 0.92388
NEISO_2_NYISO_A-F | NEISO | NYISO_A-F | 2030 | B6 | 300 | 0 | 600 | 600 | 533.86 | 519.46 | 0 | 0 | 2.4927 | 0 | 0 | 0.62318 | 2.7716 | 0.92388
NEISO_2_NYISO_A-F | NEISO | NYISO_A-F | 2030 | B7 | 400 | 400 | 600 | 600 | 600 | 0 | 27.44 | 0 | 3.7747 | 2.7657 | 0 | 1.2582 | 2.7716 | 0.92388
NEISO_2_NYISO_A-F | NEISO | NYISO_A-F | 2030 | B8 | 500 | 0 | 600 | 220.08 | 204.81 | 0 | 0 | 0 | 0 | 0 | 0 | 0 | 2.7716 | 0.92388
NEISO_2_NYISO_A-F | NEISO | NYISO_A-F | 2030 | B9 | 800 | 0 | 600 | 554.15 | 0 | 0 | 0 | 0 | 0 | 0 | 0 | 0 | 2.7716 | 0.92388
NEISO_2_NYISO_A-F | NEISO | NYISO_A-F | 2030 | B10 | 1262 | 0 | 600 | 285.97 | 0 | 0 | 0 | 0 | 0 | 0 | 0 | 0 | 2.7716 | 0.92388
NEISO_2_NYISO_A-F | NEISO | NYISO_A-F | 2030 | B11 | 25 | 0 | 600 | 535.25 | 106.94 | 0 | 0 | 0 | 0 | 0 | 0 | 0 | 2.7716 | 0.92388
NEISO_2_NYISO_A-F | NEISO | NYISO_A-F | 2030 | B12 | 200 | 0 | 600 | 600 | 600 | 0 | 0 | 0 | 9.6384 | 0.52228 | 0 | 1.6064 | 2.7716 | 0.92388
NEISO_2_NYISO_A-F | NEISO | NYISO_A-F | 2030 | B13 | 600 | 0 | 600 | 420.75 | 0 | 0 | 0 | 0 | 0 | 0 | 0 | 0 | 2.7716 | 0.92388
NEISO_2_NYISO_A-F | NEISO | NYISO_A-F | 2030 | B14 | 900 | 0 | 600 | 40.33 | 0 | 0 | 0 | 0 | 0 | 0 | 0 | 0 | 2.7716 | 0.92388
NEISO_2_NYISO_A-F | NEISO | NYISO_A-F | 2030 | B15 | 1203 | 0 | 600 | 19.53 | 0 | 0 | 0 | 0 | 0 | 0 | 0 | 0 | 2.7716 | 0.92388
NEISO_2_NYISO_A-F | NEISO | NYISO_A-F | 2030 | B16 | 25 | 0 | 600 | 69.85 | 0 | 0 | 0 | 0 | 0 | 0 | 0 | 0 | 2.7716 | 0.92388
NEISO_2_NYISO_A-F | NEISO | NYISO_A-F | 2030 | B17 | 100 | 0 | 600 | 0 | 0 | 0 | 0 | 0 | 0 | 0 | 0 | 0 | 2.7716 | 0.92388
NEISO_2_NYISO_A-F | NEISO | NYISO_A-F | 2030 | B18 | 400 | 0 | 600 | 0 | 0 | 0 | 0 | 0 | 0 | 0 | 0 | 0 | 2.7716 | 0.92388
NEISO_2_NYISO_A-F | NEISO | NYISO_A-F | 2030 | B19 | 700 | 0 | 600 | 0 | 0 | 0 | 0 | 0 | 0 | 0 | 0 | 0 | 2.7716 | 0.92388
NEISO_2_NYISO_A-F | NEISO | NYISO_A-F | 2030 | B20 | 935 | 0 | 600 | 0 | 0 | 0 | 0 | 0 | 0 | 0 | 0 | 0 | 2.7716 | 0.92388
NEISO_2_NYISO_A-F | NEISO | NYISO_A-F | 2035 | B1 | 10 | 0 | 600 | 0 | 0 | 0 | 0 | 0 | 0 | 0 | 0 | 0 | 1.1751 | 0.39171
NEISO_2_NYISO_A-F | NEISO | NYISO_A-F | 2035 | B2 | 25 | 0 | 600 | 0 | 0 | 0 | 0 | 0 | 0 | 0 | 0 | 0 | 1.1751 | 0.39171
NEISO_2_NYISO_A-F | NEISO | NYISO_A-F | 2035 | B3 | 75 | 0 | 600 | 0 | 0 | 0 | 0 | 0 | 0 | 0 | 0 | 0 | 1.1751 | 0.39171
NEISO_2_NYISO_A-F | NEISO | NYISO_A-F | 2035 | B4 | 100 | 0 | 600 | 600 | 48.74 | 0 | 0 | 0 | 0.99708 | 0 | 0 | 0.19942 | 1.1751 | 0.39171
NEISO_2_NYISO_A-F | NEISO | NYISO_A-F | 2035 | B5 | 200 | 0 | 600 | 410.89 | 0 | 0 | 0 | 0 | 0 | 0 | 0 | 0 | 1.1751 | 0.39171
NEISO_2_NYISO_A-F | NEISO | NYISO_A-F | 2035 | B6 | 300 | 0 | 600 | 264.5 | 0 | 0 | 0 | 0 | 0 | 0 | 0 | 0 | 1.1751 | 0.39171
NEISO_2_NYISO_A-F | NEISO | NYISO_A-F | 2035 | B7 | 400 | 0 | 600 | 600 | 48.95 | 0 | 0 | 0 | 1.7093 | 0 | 0 | 1.3674 | 1.1751 | 0.39171
NEISO_2_NYISO_A-F | NEISO | NYISO_A-F | 2035 | B8 | 500 | 0 | 600 | 222.9 | 0 | 0 | 0 | 0 | 0 | 0 | 0 | 0 | 1.1751 | 0.39171
NEISO_2_NYISO_A-F | NEISO | NYISO_A-F | 2035 | B9 | 800 | 0 | 600 | 225.06 | 0 | 0 | 0 | 0 | 0 | 0 | 0 | 0 | 1.1751 | 0.39171
NEISO_2_NYISO_A-F | NEISO | NYISO_A-F | 2035 | B10 | 1262 | 0 | 600 | 86.07 | 0 | 0 | 0 | 0 | 0 | 0 | 0 | 0 | 1.1751 | 0.39171
NEISO_2_NYISO_A-F | NEISO | NYISO_A-F | 2035 | B11 | 25 | 0 | 600 | 0 | 0 | 600 | 0 | 1458.79 | 0 | 0 | 0.39171 | 0 | 1.1751 | 0.39171
NEISO_2_NYISO_A-F | NEISO | NYISO_A-F | 2035 | B12 | 200 | 0 | 600 | 0 | 0 | 0 | 0 | 0 | 0 | 0 | 0 | 0 | 1.1751 | 0.39171
NEISO_2_NYISO_A-F | NEISO | NYISO_A-F | 2035 | B13 | 600 | 0 | 600 | 0 | 0 | 0 | 0 | 0 | 0 | 0 | 0 | 0 | 1.1751 | 0.39171
NEISO_2_NYISO_A-F | NEISO | NYISO_A-F | 2035 | B14 | 900 | 0 | 600 | 0 | 0 | 0 | 0 | 0 | 0 | 0 | 0 | 0 | 1.1751 | 0.39171
NEISO_2_NYISO_A-F | NEISO | NYISO_A-F | 2035 | B15 | 1203 | 0 | 600 | 0 | 0 | 0 | 0 | 0 | 0 | 0 | 0 | 0 | 1.1751 | 0.39171
NEISO_2_NYISO_A-F | NEISO | NYISO_A-F | 2035 | B16 | 25 | 0 | 600 | 0 | 0 | 0 | 0 | 0 | 0 | 0 | 0 | 0 | 1.1751 | 0.39171
NEISO_2_NYISO_A-F | NEISO | NYISO_A-F | 2035 | B17 | 100 | 0 | 600 | 0 | 0 | 0 | 0 | 0 | 0 | 0 | 0 | 0 | 1.1751 | 0.39171
NEISO_2_NYISO_A-F | NEISO | NYISO_A-F | 2035 | B18 | 400 | 0 | 600 | 0 | 0 | 0 | 0 | 0 | 0 | 0 | 0 | 0 | 1.1751 | 0.39171
NEISO_2_NYISO_A-F | NEISO | NYISO_A-F | 2035 | B19 | 700 | 0 | 600 | 0 | 0 | 0 | 0 | 0 | 0 | 0 | 0 | 0 | 1.1751 | 0.39171
NEISO_2_NYISO_A-F | NEISO | NYISO_A-F | 2035 | B20 | 935 | 0 | 600 | 0 | 0 | 0 | 0 | 0 | 0 | 0 | 0 | 0 | 1.1751 | 0.39171
NEISO_2_NYISO_A-F | NEISO | NYISO_A-F | 2040 | B1 | 10 | 0 | 600 | 0 | 0 | 0 | 0 | 0 | 0 | 0 | 0 | 0 | 1.2657 | 0.4219
NEISO_2_NYISO_A-F | NEISO | NYISO_A-F | 2040 | B2 | 25 | 0 | 600 | 0 | 0 | 0 | 0 | 0 | 0 | 0 | 0 | 0 | 1.2657 | 0.4219
NEISO_2_NYISO_A-F | NEISO | NYISO_A-F | 2040 | B3 | 75 | 0 | 600 | 0 | 0 | 0 | 0 | 0 | 0 | 0 | 0 | 0 | 1.2657 | 0.4219
NEISO_2_NYISO_A-F | NEISO | NYISO_A-F | 2040 | B4 | 100 | 0 | 600 | 0 | 0 | 0 | 0 | 0 | 0 | 0 | 0 | 0 | 1.2657 | 0.4219
NEISO_2_NYISO_A-F | NEISO | NYISO_A-F | 2040 | B5 | 200 | 0 | 600 | 0 | 0 | 0 | 0 | 0 | 0 | 0 | 0 | 0 | 1.2657 | 0.4219
NEISO_2_NYISO_A-F | NEISO | NYISO_A-F | 2040 | B6 | 300 | 0 | 600 | 600 | 0 | 0 | 0 | 0 | 0.20179 | 0 | 0 | 0.018754 | 1.2657 | 0.4219
NEISO_2_NYISO_A-F | NEISO | NYISO_A-F | 2040 | B7 | 400 | 0 | 600 | 0 | 0 | 0 | 0 | 0 | 0 | 0 | 0 | 0 | 1.2657 | 0.4219
NEISO_2_NYISO_A-F | NEISO | NYISO_A-F | 2040 | B8 | 500 | 0 | 600 | 0 | 0 | 0 | 0 | 0 | 0 | 0 | 0 | 0 | 1.2657 | 0.4219
NEISO_2_NYISO_A-F | NEISO | NYISO_A-F | 2040 | B9 | 800 | 0 | 600 | 0 | 0 | 0 | 0 | 0 | 0 | 0 | 0 | 0 | 1.2657 | 0.4219
NEISO_2_NYISO_A-F | NEISO | NYISO_A-F | 2040 | B10 | 1262 | 0 | 600 | 0 | 0 | 0 | 0 | 0 | 0 | 0 | 0 | 0 | 1.2657 | 0.4219
NEISO_2_NYISO_A-F | NEISO | NYISO_A-F | 2040 | B11 | 25 | 0 | 600 | 600 | 0 | 0 | 0 | 0 | 1.8399 | 0 | 0 | 0.014249 | 1.2657 | 0.4219
NEISO_2_NYISO_A-F | NEISO | NYISO_A-F | 2040 | B12 | 200 | 0 | 600 | 600 | 0 | 0 | 0 | 0 | 1.8399 | 0 | 0 | 0.11399 | 1.2657 | 0.4219
NEISO_2_NYISO_A-F | NEISO | NYISO_A-F | 2040 | B13 | 600 | 0 | 600 | 600 | 0 | 0 | 0 | 0 | 1.8399 | 0 | 0 | 0.34198 | 1.2657 | 0.4219
NEISO_2_NYISO_A-F | NEISO | NYISO_A-F | 2040 | B14 | 900 | 0 | 600 | 600 | 0 | 0 | 0 | 0 | 1.8399 | 0 | 0 | 0.51297 | 1.2657 | 0.4219
NEISO_2_NYISO_A-F | NEISO | NYISO_A-F | 2040 | B15 | 1203 | 0 | 600 | 600 | 0 | 0 | 0 | 0 | 1.8399 | 0 | 0 | 0.68567 | 1.2657 | 0.4219
NEISO_2_NYISO_A-F | NEISO | NYISO_A-F | 2040 | B16 | 25 | 0 | 600 | 43.23 | 0 | 0 | 0 | 0 | 0 | 0 | 0 | 0 | 1.2657 | 0.4219
NEISO_2_NYISO_A-F | NEISO | NYISO_A-F | 2040 | B17 | 100 | 0 | 600 | 0 | 0 | 0 | 0 | 0 | 0 | 0 | 0 | 0 | 1.2657 | 0.4219
NEISO_2_NYISO_A-F | NEISO | NYISO_A-F | 2040 | B18 | 400 | 0 | 600 | 0 | 0 | 0 | 0 | 0 | 0 | 0 | 0 | 0 | 1.2657 | 0.4219
NEISO_2_NYISO_A-F | NEISO | NYISO_A-F | 2040 | B19 | 700 | 0 | 600 | 0 | 0 | 0 | 0 | 0 | 0 | 0 | 0 | 0 | 1.2657 | 0.4219
NEISO_2_NYISO_A-F | NEISO | NYISO_A-F | 2040 | B20 | 935 | 0 | 600 | 0 | 0 | 0 | 0 | 0 | 0 | 0 | 0 | 0 | 1.2657 | 0.4219
NEISO_2_NYISO_A-F | NEISO | NYISO_A-F | 2045 | B1 | 10 | 0 | 600 | 0 | 0 | 0 | 0 | 0 | 0 | 0 | 0 | 0 | 19.0399 | 6.3466
NEISO_2_NYISO_A-F | NEISO | NYISO_A-F | 2045 | B2 | 25 | 0 | 600 | 0 | 0 | 0 | 0 | 0 | 0 | 0 | 0 | 0 | 19.0399 | 6.3466
NEISO_2_NYISO_A-F | NEISO | NYISO_A-F | 2045 | B3 | 75 | 0 | 600 | 0 | 0 | 0 | 0 | 0 | 0 | 0 | 0 | 0 | 19.0399 | 6.3466
NEISO_2_NYISO_A-F | NEISO | NYISO_A-F | 2045 | B4 | 100 | 0 | 600 | 600 | 0 | 0 | 0 | 0 | 92.8115 | 0 | 0 | 1.6317 | 19.0399 | 6.3466
NEISO_2_NYISO_A-F | NEISO | NYISO_A-F | 2045 | B5 | 200 | 0 | 600 | 600 | 0 | 0 | 0 | 0 | 5.5908 | 0 | 0 | 0.19658 | 19.0399 | 6.3466
NEISO_2_NYISO_A-F | NEISO | NYISO_A-F | 2045 | B6 | 300 | 0 | 600 | 600 | 0 | 0 | 0 | 0 | 10.7305 | 0 | 0 | 0.56595 | 19.0399 | 6.3466
NEISO_2_NYISO_A-F | NEISO | NYISO_A-F | 2045 | B7 | 400 | 0 | 600 | 219.81 | 0 | 0 | 0 | 0 | 0 | 0 | 0 | 0 | 19.0399 | 6.3466
NEISO_2_NYISO_A-F | NEISO | NYISO_A-F | 2045 | B8 | 500 | 0 | 600 | 0 | 0 | 0 | 0 | 0 | 0 | 0 | 0 | 0 | 19.0399 | 6.3466
NEISO_2_NYISO_A-F | NEISO | NYISO_A-F | 2045 | B9 | 800 | 0 | 600 | 0 | 0 | 0 | 0 | 0 | 0 | 0 | 0 | 0 | 19.0399 | 6.3466
NEISO_2_NYISO_A-F | NEISO | NYISO_A-F | 2045 | B10 | 1262 | 0 | 600 | 0 | 0 | 0 | 0 | 0 | 0 | 0 | 0 | 0 | 19.0399 | 6.3466
NEISO_2_NYISO_A-F | NEISO | NYISO_A-F | 2045 | B11 | 25 | 0 | 600 | 600 | 0 | 0 | 0 | 0 | 39.3965 | 0 | 0 | 0.17316 | 19.0399 | 6.3466
NEISO_2_NYISO_A-F | NEISO | NYISO_A-F | 2045 | B12 | 200 | 0 | 600 | 600 | 0 | 0 | 0 | 0 | 39.3965 | 0 | 0 | 1.3853 | 19.0399 | 6.3466
NEISO_2_NYISO_A-F | NEISO | NYISO_A-F | 2045 | B13 | 600 | 0 | 600 | 600 | 0 | 0 | 0 | 0 | 32.7968 | 0 | 0 | 3.4596 | 19.0399 | 6.3466
NEISO_2_NYISO_A-F | NEISO | NYISO_A-F | 2045 | B14 | 900 | 0 | 600 | 600 | 276.94 | 0 | 0 | 0 | 32.7968 | 0 | 0 | 5.1894 | 19.0399 | 6.3466
NEISO_2_NYISO_A-F | NEISO | NYISO_A-F | 2045 | B15 | 1203 | 0 | 600 | 600 | 600 | 0 | 0 | 0 | 15.253 | 1.828 | 0 | 3.226 | 19.0399 | 6.3466
NEISO_2_NYISO_A-F | NEISO | NYISO_A-F | 2045 | B16 | 25 | 0 | 600 | 600 | 0 | 0 | 0 | 0 | 39.6458 | 0 | 0 | 0.17425 | 19.0399 | 6.3466
NEISO_2_NYISO_A-F | NEISO | NYISO_A-F | 2045 | B17 | 100 | 0 | 600 | 600 | 0 | 0 | 0 | 0 | 39.6458 | 0 | 0 | 0.69701 | 19.0399 | 6.3466
NEISO_2_NYISO_A-F | NEISO | NYISO_A-F | 2045 | B18 | 400 | 0 | 600 | 600 | 0 | 0 | 0 | 0 | 32.7968 | 0 | 0 | 2.3064 | 19.0399 | 6.3466
NEISO_2_NYISO_A-F | NEISO | NYISO_A-F | 2045 | B19 | 700 | 0 | 600 | 600 | 0 | 0 | 0 | 0 | 31.2418 | 0 | 0 | 3.8448 | 19.0399 | 6.3466
NEISO_2_NYISO_A-F | NEISO | NYISO_A-F | 2045 | B20 | 935 | 0 | 600 | 600 | 0 | 0 | 0 | 0 | 15.431 | 0 | 0 | 2.5366 | 19.0399 | 6.3466
NEISO_2_NYISO_A-F | NEISO | NYISO_A-F | 2050 | B1 | 10 | 0 | 600 | 0 | 0 | 0 | 0 | 0 | 0 | 0 | 0 | 0 | 14.4059 | 4.802
NEISO_2_NYISO_A-F | NEISO | NYISO_A-F | 2050 | B2 | 25 | 0 | 600 | 0 | 0 | 0 | 0 | 0 | 0 | 0 | 0 | 0 | 14.4059 | 4.802
NEISO_2_NYISO_A-F | NEISO | NYISO_A-F | 2050 | B3 | 75 | 0 | 600 | 0 | 0 | 0 | 0 | 0 | 0 | 0 | 0 | 0 | 14.4059 | 4.802
NEISO_2_NYISO_A-F | NEISO | NYISO_A-F | 2050 | B4 | 100 | 0 | 600 | 460.51 | 0 | 0 | 0 | 0 | 0 | 0 | 0 | 0 | 14.4059 | 4.802
NEISO_2_NYISO_A-F | NEISO | NYISO_A-F | 2050 | B5 | 200 | 0 | 600 | 0 | 0 | 0 | 0 | 0 | 0 | 0 | 0 | 0 | 14.4059 | 4.802
NEISO_2_NYISO_A-F | NEISO | NYISO_A-F | 2050 | B6 | 300 | 0 | 600 | 600 | 0 | 0 | 0 | 0 | 106.8063 | 0 | 0 | 8.7786 | 14.4059 | 4.802
NEISO_2_NYISO_A-F | NEISO | NYISO_A-F | 2050 | B7 | 400 | 0 | 600 | 600 | 0 | 514.64 | 0 | 0 | 8.6058 | 0 | 0 | 0.9431 | 14.4059 | 4.802
NEISO_2_NYISO_A-F | NEISO | NYISO_A-F | 2050 | B8 | 500 | 0 | 600 | 0 | 0 | 0 | 0 | 0 | 0 | 0 | 0 | 0 | 14.4059 | 4.802
NEISO_2_NYISO_A-F | NEISO | NYISO_A-F | 2050 | B9 | 800 | 0 | 600 | 0 | 0 | 0 | 0 | 0 | 0 | 0 | 0 | 0 | 14.4059 | 4.802
NEISO_2_NYISO_A-F | NEISO | NYISO_A-F | 2050 | B10 | 1262 | 0 | 600 | 0 | 0 | 0 | 0 | 0 | 0 | 0 | 0 | 0 | 14.4059 | 4.802
NEISO_2_NYISO_A-F | NEISO | NYISO_A-F | 2050 | B11 | 25 | 0 | 600 | 600 | 600 | 600 | 0 | 0 | 21.7933 | 2.279 | 0.74781 | 0.14927 | 14.4059 | 4.802
NEISO_2_NYISO_A-F | NEISO | NYISO_A-F | 2050 | B12 | 200 | 0 | 600 | 600 | 593.48 | 0 | 0 | 0 | 22.7667 | 0 | 0 | 1.2475 | 14.4059 | 4.802
NEISO_2_NYISO_A-F | NEISO | NYISO_A-F | 2050 | B13 | 600 | 0 | 600 | 600 | 375.96 | 0 | 0 | 0 | 16.6299 | 0 | 0 | 2.7337 | 14.4059 | 4.802
NEISO_2_NYISO_A-F | NEISO | NYISO_A-F | 2050 | B14 | 900 | 0 | 600 | 600 | 239.72 | 0 | 0 | 0 | 8.7601 | 0 | 0 | 2.16 | 14.4059 | 4.802
NEISO_2_NYISO_A-F | NEISO | NYISO_A-F | 2050 | B15 | 1203 | 0 | 600 | 85.64 | 53.13 | 0 | 0 | 0 | 0 | 0 | 0 | 0 | 14.4059 | 4.802
NEISO_2_NYISO_A-F | NEISO | NYISO_A-F | 2050 | B16 | 25 | 0 | 600 | 600 | 354.99 | 0 | 0 | 0 | 16.2263 | 0 | 0 | 0.11114 | 14.4059 | 4.802
NEISO_2_NYISO_A-F | NEISO | NYISO_A-F | 2050 | B17 | 100 | 0 | 600 | 600 | 0.69 | 0 | 0 | 0 | 16.2263 | 0 | 0 | 0.44456 | 14.4059 | 4.802
NEISO_2_NYISO_A-F | NEISO | NYISO_A-F | 2050 | B18 | 400 | 0 | 600 | 600 | 0 | 0 | 0 | 0 | 8.7601 | 0 | 0 | 0.96001 | 14.4059 | 4.802
NEISO_2_NYISO_A-F | NEISO | NYISO_A-F | 2050 | B19 | 700 | 0 | 600 | 600 | 0 | 0 | 0 | 0 | 8.7601 | 0 | 0 | 1.68 | 14.4059 | 4.802
NEISO_2_NYISO_A-F | NEISO | NYISO_A-F | 2050 | B20 | 935 | 0 | 600 | 0 | 0 | 0 | 0 | 0 | 0 | 0 | 0 | 0 | 14.4059 | 4.802
NEISO_2_NYISO_G-I | NEISO | NYISO_G-I | 2015 | B1 | 10 | 0 | 600 | 407.4 | 0 | 0 | 0 | 0 | 0 | 0 | 0 | 0 | 7.5592 | 2.5197
NEISO_2_NYISO_G-I | NEISO | NYISO_G-I | 2015 | B2 | 25 | 0 | 600 | 600 | 250.76 | 250.76 | 0 | 0 | 8.0122 | 0 | 0 | 0.17418 | 7.5592 | 2.5197
NEISO_2_NYISO_G-I | NEISO | NYISO_G-I | 2015 | B3 | 75 | 0 | 600 | 600 | 600 | 600 | 0 | 0 | 5.2822 | 3.6797 | 1.2226 | 0.34449 | 7.5592 | 2.5197
NEISO_2_NYISO_G-I | NEISO | NYISO_G-I | 2015 | B4 | 100 | 0 | 600 | 600 | 600 | 600 | 0 | 0 | 18.6478 | 3.6797 | 1.2226 | 1.6215 | 7.5592 | 2.5197
NEISO_2_NYISO_G-I | NEISO | NYISO_G-I | 2015 | B5 | 200 | 0 | 600 | 600 | 600 | 600 | 0 | 0 | 20.5945 | 3.6797 | 1.2226 | 3.5816 | 7.5592 | 2.5197
NEISO_2_NYISO_G-I | NEISO | NYISO_G-I | 2015 | B6 | 300 | 0 | 600 | 600 | 600 | 600 | 0 | 0 | 14.0066 | 3.6797 | 1.2226 | 3.6539 | 7.5592 | 2.5197
NEISO_2_NYISO_G-I | NEISO | NYISO_G-I | 2015 | B7 | 400 | 0 | 600 | 600 | 600 | 600 | 0 | 0 | 1.3413 | 1.3413 | 1.0446 | 0.46654 | 7.5592 | 2.5197
NEISO_2_NYISO_G-I | NEISO | NYISO_G-I | 2015 | B8 | 500 | 0 | 600 | 177.9 | 177.9 | 0 | 0 | 0 | 0 | 0 | 0 | 0 | 7.5592 | 2.5197
NEISO_2_NYISO_G-I | NEISO | NYISO_G-I | 2015 | B9 | 800 | 0 | 600 | 0 | 0 | 0 | 0 | 0 | 0 | 0 | 0 | 0 | 7.5592 | 2.5197
NEISO_2_NYISO_G-I | NEISO | NYISO_G-I | 2015 | B10 | 1262 | 0 | 600 | 0 | 0 | 0 | 0 | 0 | 0 | 0 | 0 | 0 | 7.5592 | 2.5197
NEISO_2_NYISO_G-I | NEISO | NYISO_G-I | 2015 | B11 | 25 | 0 | 600 | 600 | 600 | 600 | 0 | 0 | 6.7184 | 3.6916 | 1.2345 | 0.14605 | 7.5592 | 2.5197
NEISO_2_NYISO_G-I | NEISO | NYISO_G-I | 2015 | B12 | 200 | 0 | 600 | 329 | 475.23 | 600 | 0 | 0 | 0 | 0 | 0.3561 | 0 | 7.5592 | 2.5197
NEISO_2_NYISO_G-I | NEISO | NYISO_G-I | 2015 | B13 | 600 | 0 | 600 | 0 | 0 | 0 | 0 | 0 | 0 | 0 | 0 | 0 | 7.5592 | 2.5197
NEISO_2_NYISO_G-I | NEISO | NYISO_G-I | 2015 | B14 | 900 | 0 | 600 | 0 | 0 | 0 | 0 | 0 | 0 | 0 | 0 | 0 | 7.5592 | 2.5197
NEISO_2_NYISO_G-I | NEISO | NYISO_G-I | 2015 | B15 | 1203 | 0 | 600 | 0 | 0 | 0 | 0 | 0 | 0 | 0 | 0 | 0 | 7.5592 | 2.5197
NEISO_2_NYISO_G-I | NEISO | NYISO_G-I | 2015 | B16 | 25 | 0 | 600 | 600 | 600 | 600 | 0 | 0 | 4.1664 | 3.1812 | 1.2226 | 0.090573 | 7.5592 | 2.5197
NEISO_2_NYISO_G-I | NEISO | NYISO_G-I | 2015 | B17 | 100 | 0 | 600 | 448.7 | 0 | 0 | 0 | 0 | 0 | 0 | 0 | 0 | 7.5592 | 2.5197
NEISO_2_NYISO_G-I | NEISO | NYISO_G-I | 2015 | B18 | 400 | 0 | 600 | 290.76 | 0 | 0 | 0 | 0 | 0 | 0 | 0 | 0 | 7.5592 | 2.5197
NEISO_2_NYISO_G-I | NEISO | NYISO_G-I | 2015 | B19 | 700 | 0 | 600 | 0 | 0 | 0 | 0 | 0 | 0 | 0 | 0 | 0 | 7.5592 | 2.5197
NEISO_2_NYISO_G-I | NEISO | NYISO_G-I | 2015 | B20 | 935 | 0 | 600 | 0 | 0 | 0 | 0 | 0 | 0 | 0 | 0 | 0 | 7.5592 | 2.5197
NEISO_2_NYISO_G-I | NEISO | NYISO_G-I | 2020 | B1 | 10 | 0 | 600 | 0 | 0 | 0 | 0 | 0 | 0 | 0 | 0 | 0 | 4.7962 | 1.5987
NEISO_2_NYISO_G-I | NEISO | NYISO_G-I | 2020 | B2 | 25 | 0 | 600 | 45.79 | 0 | 0 | 0 | 0 | 0 | 0 | 0 | 0 | 4.7962 | 1.5987
NEISO_2_NYISO_G-I | NEISO | NYISO_G-I | 2020 | B3 | 75 | 0 | 600 | 600 | 600 | 600 | 0 | 0 | 6.0418 | 3.2286 | 1.3176 | 0.17946 | 4.7962 | 1.5987
NEISO_2_NYISO_G-I | NEISO | NYISO_G-I | 2020 | B4 | 100 | 0 | 600 | 600 | 600 | 600 | 0 | 0 | 13.0689 | 3.9646 | 1.3176 | 0.51758 | 4.7962 | 1.5987
NEISO_2_NYISO_G-I | NEISO | NYISO_G-I | 2020 | B5 | 200 | 0 | 600 | 600 | 600 | 600 | 0 | 0 | 23.2533 | 3.9646 | 1.3294 | 1.8418 | 4.7962 | 1.5987
NEISO_2_NYISO_G-I | NEISO | NYISO_G-I | 2020 | B6 | 300 | 0 | 600 | 600 | 600 | 600 | 0 | 0 | 21.8764 | 3.9646 | 1.3176 | 2.5992 | 4.7962 | 1.5987
NEISO_2_NYISO_G-I | NEISO | NYISO_G-I | 2020 | B7 | 400 | 0 | 600 | 600 | 600 | 600 | 0 | 0 | 2.9082 | 2.92 | 1.3176 | 0.4607 | 4.7962 | 1.5987
NEISO_2_NYISO_G-I | NEISO | NYISO_G-I | 2020 | B8 | 500 | 0 | 600 | 436.2 | 436.2 | 600 | 0 | 0 | 0 | 0 | 0.29675 | 0 | 4.7962 | 1.5987
NEISO_2_NYISO_G-I | NEISO | NYISO_G-I | 2020 | B9 | 800 | 0 | 600 | 0 | 0 | 0 | 0 | 0 | 0 | 0 | 0 | 0 | 4.7962 | 1.5987
NEISO_2_NYISO_G-I | NEISO | NYISO_G-I | 2020 | B10 | 1262 | 0 | 600 | 0 | 0 | 0 | 0 | 0 | 0 | 0 | 0 | 0 | 4.7962 | 1.5987
NEISO_2_NYISO_G-I | NEISO | NYISO_G-I | 2020 | B11 | 25 | 0 | 600 | 600 | 600 | 600 | 0 | 0 | 23.2415 | 3.9646 | 1.3294 | 0.23011 | 4.7962 | 1.5987
NEISO_2_NYISO_G-I | NEISO | NYISO_G-I | 2020 | B12 | 200 | 0 | 600 | 600 | 600 | 600 | 0 | 0 | 1.9586 | 1.1277 | 1.1277 | 0.15513 | 4.7962 | 1.5987
NEISO_2_NYISO_G-I | NEISO | NYISO_G-I | 2020 | B13 | 600 | 0 | 600 | 0 | 0 | 147.94 | 0 | 0 | 0 | 0 | 0 | 0 | 4.7962 | 1.5987
NEISO_2_NYISO_G-I | NEISO | NYISO_G-I | 2020 | B14 | 900 | 0 | 600 | 0 | 0 | 0 | 0 | 0 | 0 | 0 | 0 | 0 | 4.7962 | 1.5987
NEISO_2_NYISO_G-I | NEISO | NYISO_G-I | 2020 | B15 | 1203 | 0 | 600 | 0 | 0 | 0 | 0 | 0 | 0 | 0 | 0 | 0 | 4.7962 | 1.5987
NEISO_2_NYISO_G-I | NEISO | NYISO_G-I | 2020 | B16 | 25 | 0 | 600 | 600 | 600 | 600 | 0 | 0 | 19.6092 | 3.9646 | 1.3176 | 0.19415 | 4.7962 | 1.5987
NEISO_2_NYISO_G-I | NEISO | NYISO_G-I | 2020 | B17 | 100 | 0 | 600 | 600 | 0 | 0 | 0 | 0 | 4.5581 | 0 | 0 | 0.18052 | 4.7962 | 1.5987
NEISO_2_NYISO_G-I | NEISO | NYISO_G-I | 2020 | B18 | 400 | 0 | 600 | 600 | 0 | 0 | 0 | 0 | 0.08309 | 0 | 0 | 0.013163 | 4.7962 | 1.5987
NEISO_2_NYISO_G-I | NEISO | NYISO_G-I | 2020 | B19 | 700 | 0 | 600 | 600 | 0 | 0 | 0 | 0 | 0.08309 | 0 | 0 | 0.023035 | 4.7962 | 1.5987
NEISO_2_NYISO_G-I | NEISO | NYISO_G-I | 2020 | B20 | 935 | 0 | 600 | 0 | 0 | 0 | 0 | 0 | 0 | 0 | 0 | 0 | 4.7962 | 1.5987
NEISO_2_NYISO_G-I | NEISO | NYISO_G-I | 2025 | B1 | 10 | 0 | 600 | 0 | 600 | 0 | 0 | 0 | 0 | 2.6826 | 0 | 0 | 4.9411 | 1.647
NEISO_2_NYISO_G-I | NEISO | NYISO_G-I | 2025 | B2 | 25 | 0 | 600 | 0 | 600 | 0 | 0 | 0 | 0 | 2.6826 | 0 | 0 | 4.9411 | 1.647
NEISO_2_NYISO_G-I | NEISO | NYISO_G-I | 2025 | B3 | 75 | 0 | 600 | 600 | 600 | 577.88 | 0 | 0 | 9.8877 | 2.6826 | 0 | 0.20457 | 4.9411 | 1.647
NEISO_2_NYISO_G-I | NEISO | NYISO_G-I | 2025 | B4 | 100 | 0 | 600 | 600 | 600 | 600 | 0 | 0 | 4.1308 | 2.6826 | 0.89025 | 0.11395 | 4.9411 | 1.647
NEISO_2_NYISO_G-I | NEISO | NYISO_G-I | 2025 | B5 | 200 | 0 | 600 | 600 | 600 | 600 | 0 | 0 | 6.1012 | 2.6826 | 0.89025 | 0.33662 | 4.9411 | 1.647
NEISO_2_NYISO_G-I | NEISO | NYISO_G-I | 2025 | B6 | 300 | 0 | 600 | 600 | 600 | 600 | 0 | 0 | 24.0011 | 2.6826 | 0.89025 | 1.9863 | 4.9411 | 1.647
NEISO_2_NYISO_G-I | NEISO | NYISO_G-I | 2025 | B7 | 400 | 0 | 600 | 600 | 600 | 600 | 0 | 0 | 16.4874 | 2.6826 | 0.89025 | 1.8193 | 4.9411 | 1.647
NEISO_2_NYISO_G-I | NEISO | NYISO_G-I | 2025 | B8 | 500 | 0 | 600 | 600 | 600 | 277.44 | 0 | 0 | 1.1039 | 1.3888 | 0 | 0.15226 | 4.9411 | 1.647
NEISO_2_NYISO_G-I | NEISO | NYISO_G-I | 2025 | B9 | 800 | 0 | 600 | 0 | 0 | 0 | 0 | 0 | 0 | 0 | 0 | 0 | 4.9411 | 1.647
NEISO_2_NYISO_G-I | NEISO | NYISO_G-I | 2025 | B10 | 1262 | 0 | 600 | 0 | 0 | 0 | 0 | 0 | 0 | 0 | 0 | 0 | 4.9411 | 1.647
NEISO_2_NYISO_G-I | NEISO | NYISO_G-I | 2025 | B11 | 25 | 0 | 600 | 600 | 600 | 600 | 0 | 0 | 21.461 | 2.6826 | 0.89025 | 0.14801 | 4.9411 | 1.647
NEISO_2_NYISO_G-I | NEISO | NYISO_G-I | 2025 | B12 | 200 | 0 | 600 | 600 | 600 | 240.38 | 0 | 0 | 6.3742 | 1.6855 | 0 | 0.35168 | 4.9411 | 1.647
NEISO_2_NYISO_G-I | NEISO | NYISO_G-I | 2025 | B13 | 600 | 0 | 600 | 600 | 600 | 600 | 0 | 0 | 0.01187 | 1.0683 | 0.89025 | 0.0019647 | 4.9411 | 1.647
NEISO_2_NYISO_G-I | NEISO | NYISO_G-I | 2025 | B14 | 900 | 0 | 600 | 205.82 | 24.39 | 0 | 0 | 0 | 0 | 0 | 0 | 0 | 4.9411 | 1.647
NEISO_2_NYISO_G-I | NEISO | NYISO_G-I | 2025 | B15 | 1203 | 0 | 600 | 68.64 | 13.64 | 0 | 0 | 0 | 0 | 0 | 0 | 0 | 4.9411 | 1.647
NEISO_2_NYISO_G-I | NEISO | NYISO_G-I | 2025 | B16 | 25 | 0 | 600 | 600 | 600 | 0 | 0 | 0 | 31.5267 | 2.6826 | 0 | 0.21743 | 4.9411 | 1.647
NEISO_2_NYISO_G-I | NEISO | NYISO_G-I | 2025 | B17 | 100 | 0 | 600 | 600 | 600 | 175.02 | 0 | 0 | 10.1489 | 0.3561 | 0 | 0.27997 | 4.9411 | 1.647
NEISO_2_NYISO_G-I | NEISO | NYISO_G-I | 2025 | B18 | 400 | 0 | 600 | 600 | 600 | 600 | 0 | 0 | 3.2168 | 2.6826 | 0.22553 | 0.35495 | 4.9411 | 1.647
NEISO_2_NYISO_G-I | NEISO | NYISO_G-I | 2025 | B19 | 700 | 0 | 600 | 600 | 600 | 600 | 0 | 0 | 3.2168 | 2.6826 | 0.22553 | 0.62117 | 4.9411 | 1.647
NEISO_2_NYISO_G-I | NEISO | NYISO_G-I | 2025 | B20 | 935 | 0 | 600 | 366.05 | 0 | 0 | 0 | 0 | 0 | 0 | 0 | 0 | 4.9411 | 1.647
NEISO_2_NYISO_G-I | NEISO | NYISO_G-I | 2030 | B1 | 10 | 0 | 600 | 193.73 | 0 | 0 | 0 | 0 | 0 | 0 | 0 | 0 | 4.1548 | 1.3849
NEISO_2_NYISO_G-I | NEISO | NYISO_G-I | 2030 | B2 | 25 | 0 | 600 | 357.6 | 0 | 0 | 0 | 0 | 0 | 0 | 0 | 0 | 4.1548 | 1.3849
NEISO_2_NYISO_G-I | NEISO | NYISO_G-I | 2030 | B3 | 75 | 0 | 600 | 600 | 600 | 500.21 | 0 | 0 | 22.0545 | 2.3146 | 0 | 0.18958 | 4.1548 | 1.3849
NEISO_2_NYISO_G-I | NEISO | NYISO_G-I | 2030 | B4 | 100 | 0 | 600 | 600 | 600 | 600 | 0 | 0 | 8.0835 | 4.1308 | 1.365 | 0.092647 | 4.1548 | 1.3849
NEISO_2_NYISO_G-I | NEISO | NYISO_G-I | 2030 | B5 | 200 | 0 | 600 | 600 | 600 | 600 | 0 | 0 | 31.6217 | 4.1308 | 1.365 | 0.72485 | 4.1548 | 1.3849
NEISO_2_NYISO_G-I | NEISO | NYISO_G-I | 2030 | B6 | 300 | 0 | 600 | 600 | 600 | 600 | 0 | 0 | 12.2617 | 4.1308 | 1.365 | 0.42161 | 4.1548 | 1.3849
NEISO_2_NYISO_G-I | NEISO | NYISO_G-I | 2030 | B7 | 400 | 0 | 600 | 600 | 600 | 600 | 0 | 0 | 5.7807 | 4.1308 | 1.365 | 0.26502 | 4.1548 | 1.3849
NEISO_2_NYISO_G-I | NEISO | NYISO_G-I | 2030 | B8 | 500 | 0 | 600 | 600 | 600 | 600 | 0 | 0 | 2.1366 | 2.2197 | 1.365 | 0.12244 | 4.1548 | 1.3849
NEISO_2_NYISO_G-I | NEISO | NYISO_G-I | 2030 | B9 | 800 | 0 | 600 | 600 | 600 | 600 | 0 | 0 | 0.48667 | 0.97334 | 1.365 | 0.044623 | 4.1548 | 1.3849
NEISO_2_NYISO_G-I | NEISO | NYISO_G-I | 2030 | B10 | 1262 | 0 | 600 | 600 | 401.34 | 120.95 | 0 | 0 | 0.01187 | 0 | 0 | 0.0017169 | 4.1548 | 1.3849
NEISO_2_NYISO_G-I | NEISO | NYISO_G-I | 2030 | B11 | 25 | 0 | 600 | 600 | 600 | 600 | 0 | 0 | 11.692 | 4.1308 | 1.365 | 0.033501 | 4.1548 | 1.3849
NEISO_2_NYISO_G-I | NEISO | NYISO_G-I | 2030 | B12 | 200 | 0 | 600 | 600 | 600 | 600 | 0 | 0 | 9.8758 | 4.1308 | 1.365 | 0.22638 | 4.1548 | 1.3849
NEISO_2_NYISO_G-I | NEISO | NYISO_G-I | 2030 | B13 | 600 | 0 | 600 | 600 | 600 | 600 | 0 | 0 | 8.7719 | 4.1308 | 1.365 | 0.60323 | 4.1548 | 1.3849
NEISO_2_NYISO_G-I | NEISO | NYISO_G-I | 2030 | B14 | 900 | 0 | 600 | 600 | 600 | 600 | 0 | 0 | 8.7719 | 4.1308 | 1.365 | 0.90484 | 4.1548 | 1.3849
NEISO_2_NYISO_G-I | NEISO | NYISO_G-I | 2030 | B15 | 1203 | 0 | 600 | 600 | 0 | 0 | 0 | 0 | 0.01187 | 0 | 0 | 0.0016366 | 4.1548 | 1.3849
NEISO_2_NYISO_G-I | NEISO | NYISO_G-I | 2030 | B16 | 25 | 0 | 600 | 600 | 600 | 600 | 0 | 0 | 14.3271 | 4.1308 | 1.365 | 0.041052 | 4.1548 | 1.3849
NEISO_2_NYISO_G-I | NEISO | NYISO_G-I | 2030 | B17 | 100 | 0 | 600 | 600 | 600 | 600 | 0 | 0 | 13.3775 | 4.1308 | 1.3532 | 0.15332 | 4.1548 | 1.3849
NEISO_2_NYISO_G-I | NEISO | NYISO_G-I | 2030 | B18 | 400 | 0 | 600 | 600 | 600 | 600 | 0 | 0 | 13.3775 | 4.1308 | 1.3532 | 0.61329 | 4.1548 | 1.3849
NEISO_2_NYISO_G-I | NEISO | NYISO_G-I | 2030 | B19 | 700 | 0 | 600 | 600 | 600 | 301.4 | 0 | 0 | 13.3775 | 2.3146 | 0 | 1.0733 | 4.1548 | 1.3849
NEISO_2_NYISO_G-I | NEISO | NYISO_G-I | 2030 | B20 | 935 | 0 | 600 | 600 | 600 | 131.47 | 0 | 0 | 0.24927 | 0.24927 | 0 | 0.026713 | 4.1548 | 1.3849
NEISO_2_NYISO_G-I | NEISO | NYISO_G-I | 2035 | B1 | 10 | 0 | 600 | 299.22 | 600 | 600 | 0 | 0 | 0 | 24.5709 | 4.1901 | 0 | 25.6363 | 8.5454
NEISO_2_NYISO_G-I | NEISO | NYISO_G-I | 2035 | B2 | 25 | 0 | 600 | 182.18 | 600 | 600 | 0 | 0 | 0 | 24.5709 | 4.1901 | 0 | 25.6363 | 8.5454
NEISO_2_NYISO_G-I | NEISO | NYISO_G-I | 2035 | B3 | 75 | 0 | 600 | 600 | 600 | 600 | 0 | 0 | 60.8219 | 25.5324 | 6.4098 | 0.52282 | 25.6363 | 8.5454
NEISO_2_NYISO_G-I | NEISO | NYISO_G-I | 2035 | B4 | 100 | 0 | 600 | 600 | 600 | 600 | 0 | 0 | 30.3991 | 25.5324 | 8.4989 | 0.34841 | 25.6363 | 8.5454
NEISO_2_NYISO_G-I | NEISO | NYISO_G-I | 2035 | B5 | 200 | 0 | 600 | 600 | 600 | 600 | 0 | 0 | 35.6219 | 25.5324 | 8.4989 | 0.81655 | 25.6363 | 8.5454
NEISO_2_NYISO_G-I | NEISO | NYISO_G-I | 2035 | B6 | 300 | 0 | 600 | 600 | 600 | 600 | 0 | 0 | 21.1049 | 25.5324 | 8.4989 | 0.72567 | 25.6363 | 8.5454
NEISO_2_NYISO_G-I | NEISO | NYISO_G-I | 2035 | B7 | 400 | 0 | 600 | 600 | 600 | 600 | 0 | 0 | 22.8141 | 22.8141 | 8.4989 | 1.0459 | 25.6363 | 8.5454
NEISO_2_NYISO_G-I | NEISO | NYISO_G-I | 2035 | B8 | 500 | 0 | 600 | 600 | 600 | 600 | 0 | 0 | 16.4518 | 22.8141 | 8.4989 | 0.9428 | 25.6363 | 8.5454
NEISO_2_NYISO_G-I | NEISO | NYISO_G-I | 2035 | B9 | 800 | 0 | 600 | 600 | 600 | 600 | 0 | 0 | 14.6594 | 16.4518 | 8.4989 | 1.3441 | 25.6363 | 8.5454
NEISO_2_NYISO_G-I | NEISO | NYISO_G-I | 2035 | B10 | 1262 | 0 | 600 | 600 | 600 | 600 | 0 | 0 | 0.01187 | 9.7809 | 8.4989 | 0.0017169 | 25.6363 | 8.5454
NEISO_2_NYISO_G-I | NEISO | NYISO_G-I | 2035 | B11 | 25 | 0 | 600 | 600 | 600 | 600 | 0 | 0 | 59.5637 | 25.5324 | 8.4989 | 0.17067 | 25.6363 | 8.5454
NEISO_2_NYISO_G-I | NEISO | NYISO_G-I | 2035 | B12 | 200 | 0 | 600 | 600 | 600 | 600 | 0 | 0 | 52.2399 | 25.5324 | 8.4989 | 1.1975 | 25.6363 | 8.5454
NEISO_2_NYISO_G-I | NEISO | NYISO_G-I | 2035 | B13 | 600 | 0 | 600 | 600 | 600 | 600 | 0 | 0 | 51.1597 | 25.5324 | 8.4989 | 3.5181 | 25.6363 | 8.5454
NEISO_2_NYISO_G-I | NEISO | NYISO_G-I | 2035 | B14 | 900 | 0 | 600 | 600 | 600 | 600 | 0 | 0 | 51.1597 | 25.5324 | 8.4989 | 5.2772 | 25.6363 | 8.5454
NEISO_2_NYISO_G-I | NEISO | NYISO_G-I | 2035 | B15 | 1203 | 0 | 600 | 600 | 600 | 600 | 0 | 0 | 33.4497 | 23.2177 | 8.4989 | 4.612 | 25.6363 | 8.5454
NEISO_2_NYISO_G-I | NEISO | NYISO_G-I | 2035 | B16 | 25 | 0 | 600 | 600 | 600 | 600 | 0 | 0 | 64.2523 | 25.5324 | 8.4989 | 0.1841 | 25.6363 | 8.5454
NEISO_2_NYISO_G-I | NEISO | NYISO_G-I | 2035 | B17 | 100 | 0 | 600 | 600 | 600 | 600 | 0 | 0 | 64.2523 | 25.5324 | 8.4989 | 0.73642 | 25.6363 | 8.5454
NEISO_2_NYISO_G-I | NEISO | NYISO_G-I | 2035 | B18 | 400 | 0 | 600 | 600 | 600 | 600 | 0 | 0 | 64.2523 | 25.5324 | 8.4989 | 2.9457 | 25.6363 | 8.5454
NEISO_2_NYISO_G-I | NEISO | NYISO_G-I | 2035 | B19 | 700 | 0 | 600 | 600 | 600 | 600 | 0 | 0 | 62.4837 | 25.5324 | 8.4989 | 5.013 | 25.6363 | 8.5454
NEISO_2_NYISO_G-I | NEISO | NYISO_G-I | 2035 | B20 | 935 | 0 | 600 | 600 | 600 | 600 | 0 | 0 | 44.5956 | 25.5324 | 8.4989 | 4.779 | 25.6363 | 8.5454
NEISO_2_NYISO_G-I | NEISO | NYISO_G-I | 2040 | B1 | 10 | 0 | 600 | 0 | 8.08 | 61.05 | 0 | 0 | 0 | 0 | 0 | 0 | 39.8778 | 13.2926
NEISO_2_NYISO_G-I | NEISO | NYISO_G-I | 2040 | B2 | 25 | 0 | 600 | 0 | 0 | 0 | 0 | 0 | 0 | 0 | 0 | 0 | 39.8778 | 13.2926
NEISO_2_NYISO_G-I | NEISO | NYISO_G-I | 2040 | B3 | 75 | 0 | 600 | 157.39 | 600 | 600 | 0 | 0 | 0 | 14.6951 | 4.8904 | 0 | 39.8778 | 13.2926
NEISO_2_NYISO_G-I | NEISO | NYISO_G-I | 2040 | B4 | 100 | 0 | 600 | 573.97 | 600 | 600 | 0 | 0 | 0 | 14.6951 | 4.8904 | 0 | 39.8778 | 13.2926
NEISO_2_NYISO_G-I | NEISO | NYISO_G-I | 2040 | B5 | 200 | 0 | 600 | 15.93 | 600 | 600 | 0 | 0 | 0 | 14.6951 | 4.8904 | 0 | 39.8778 | 13.2926
NEISO_2_NYISO_G-I | NEISO | NYISO_G-I | 2040 | B6 | 300 | 0 | 600 | 600 | 600 | 600 | 0 | 0 | 0.21366 | 14.6951 | 4.8904 | 0.014394 | 39.8778 | 13.2926
NEISO_2_NYISO_G-I | NEISO | NYISO_G-I | 2040 | B7 | 400 | 0 | 600 | 168.24 | 600 | 600 | 0 | 0 | 0 | 14.6951 | 4.8904 | 0 | 39.8778 | 13.2926
NEISO_2_NYISO_G-I | NEISO | NYISO_G-I | 2040 | B8 | 500 | 0 | 600 | 16.62 | 600 | 600 | 0 | 0 | 0 | 14.6951 | 4.8904 | 0 | 39.8778 | 13.2926
NEISO_2_NYISO_G-I | NEISO | NYISO_G-I | 2040 | B9 | 800 | 0 | 600 | 473.84 | 600 | 600 | 0 | 0 | 0 | 14.6951 | 4.8904 | 0 | 39.8778 | 13.2926
NEISO_2_NYISO_G-I | NEISO | NYISO_G-I | 2040 | B10 | 1262 | 0 | 600 | 0 | 314.4 | 0 | 0 | 0 | 0 | 0 | 0 | 0 | 39.8778 | 13.2926
NEISO_2_NYISO_G-I | NEISO | NYISO_G-I | 2040 | B11 | 25 | 0 | 600 | 600 | 600 | 600 | 0 | 0 | 94.046 | 14.6951 | 4.8904 | 0.52799 | 39.8778 | 13.2926
NEISO_2_NYISO_G-I | NEISO | NYISO_G-I | 2040 | B12 | 200 | 0 | 600 | 600 | 600 | 600 | 0 | 0 | 94.046 | 14.6951 | 4.8904 | 4.2239 | 39.8778 | 13.2926
NEISO_2_NYISO_G-I | NEISO | NYISO_G-I | 2040 | B13 | 600 | 0 | 600 | 600 | 600 | 600 | 0 | 0 | 83.1493 | 14.6951 | 4.8904 | 11.2036 | 39.8778 | 13.2926
NEISO_2_NYISO_G-I | NEISO | NYISO_G-I | 2040 | B14 | 900 | 0 | 600 | 600 | 600 | 600 | 0 | 0 | 69.9262 | 14.6951 | 4.8904 | 14.1328 | 39.8778 | 13.2926
NEISO_2_NYISO_G-I | NEISO | NYISO_G-I | 2040 | B15 | 1203 | 0 | 600 | 600 | 557.76 | 537.07 | 0 | 0 | 1.8517 | 0 | 0 | 0.50025 | 39.8778 | 13.2926
NEISO_2_NYISO_G-I | NEISO | NYISO_G-I | 2040 | B16 | 25 | 0 | 600 | 600 | 600 | 600 | 0 | 0 | 104.7409 | 14.6951 | 4.8904 | 0.58804 | 39.8778 | 13.2926
NEISO_2_NYISO_G-I | NEISO | NYISO_G-I | 2040 | B17 | 100 | 0 | 600 | 600 | 600 | 600 | 0 | 0 | 88.0398 | 14.6951 | 4.8904 | 1.9771 | 39.8778 | 13.2926
NEISO_2_NYISO_G-I | NEISO | NYISO_G-I | 2040 | B18 | 400 | 0 | 600 | 600 | 600 | 600 | 0 | 0 | 87.1139 | 14.6951 | 4.8904 | 7.8252 | 39.8778 | 13.2926
NEISO_2_NYISO_G-I | NEISO | NYISO_G-I | 2040 | B19 | 700 | 0 | 600 | 600 | 600 | 600 | 0 | 0 | 77.4636 | 14.6951 | 4.8904 | 12.1771 | 39.8778 | 13.2926
NEISO_2_NYISO_G-I | NEISO | NYISO_G-I | 2040 | B20 | 935 | 0 | 600 | 263.33 | 600 | 600 | 0 | 0 | 0 | 1.4956 | 1.365 | 0 | 39.8778 | 13.2926
NEISO_2_NYISO_G-I | NEISO | NYISO_G-I | 2045 | B1 | 10 | 0 | 600 | 0 | 600 | 600 | 0 | 0 | 0 | 2.5758 | 0.14244 | 0 | 26.7774 | 8.9258
NEISO_2_NYISO_G-I | NEISO | NYISO_G-I | 2045 | B2 | 25 | 0 | 600 | 0 | 60.72 | 115.6 | 0 | 0 | 0 | 0 | 0 | 0 | 26.7774 | 8.9258
NEISO_2_NYISO_G-I | NEISO | NYISO_G-I | 2045 | B3 | 75 | 75 | 600 | 4.49 | 600 | 600 | 1021.39 | 545.66 | 0 | 11.1103 | 3.7034 | 0 | 26.7774 | 8.9258
NEISO_2_NYISO_G-I | NEISO | NYISO_G-I | 2045 | B4 | 100 | 100 | 600 | 600 | 600 | 600 | 1372.7 | 1542.88 | 92.8234 | 11.1103 | 3.7034 | 1.3476 | 26.7774 | 8.9258
NEISO_2_NYISO_G-I | NEISO | NYISO_G-I | 2045 | B5 | 200 | 200 | 600 | 600 | 600 | 600 | 2635.03 | 2925.08 | 5.6026 | 11.1103 | 3.7034 | 0.16268 | 26.7774 | 8.9258
NEISO_2_NYISO_G-I | NEISO | NYISO_G-I | 2045 | B6 | 300 | 300 | 600 | 600 | 600 | 600 | 2790.9 | 3616.49 | 15.1699 | 11.1103 | 3.7034 | 0.66071 | 26.7774 | 8.9258
NEISO_2_NYISO_G-I | NEISO | NYISO_G-I | 2045 | B7 | 400 | 400 | 600 | 600 | 600 | 600 | 1739.85 | 2229.98 | 0.01187 | 11.1103 | 3.7034 | 0.00068931 | 26.7774 | 8.9258
NEISO_2_NYISO_G-I | NEISO | NYISO_G-I | 2045 | B8 | 500 | 500 | 600 | 39.92 | 600 | 600 | 983.12 | 1058.59 | 0 | 11.1103 | 3.7034 | 0 | 26.7774 | 8.9258
NEISO_2_NYISO_G-I | NEISO | NYISO_G-I | 2045 | B9 | 800 | 800 | 600 | 600 | 600 | 600 | 1530.28 | 1903.85 | 32.8799 | 11.1103 | 3.7034 | 3.8188 | 26.7774 | 8.9258
NEISO_2_NYISO_G-I | NEISO | NYISO_G-I | 2045 | B10 | 1262 | 0 | 600 | 0 | 0 | 0 | 0 | 0 | 0 | 0 | 0 | 0 | 26.7774 | 8.9258
NEISO_2_NYISO_G-I | NEISO | NYISO_G-I | 2045 | B11 | 25 | 25 | 600 | 600 | 600 | 600 | 5545.26 | 4856.3 | 157.8354 | 11.1103 | 3.7034 | 0.57286 | 26.7774 | 8.9258
NEISO_2_NYISO_G-I | NEISO | NYISO_G-I | 2045 | B12 | 200 | 200 | 600 | 600 | 600 | 600 | 4533.77 | 3909.27 | 126.5579 | 11.1103 | 3.7034 | 3.6747 | 26.7774 | 8.9258
NEISO_2_NYISO_G-I | NEISO | NYISO_G-I | 2045 | B13 | 600 | 600 | 600 | 600 | 600 | 600 | 3223.25 | 1806.03 | 47.2782 | 11.1103 | 3.7034 | 4.1183 | 26.7774 | 8.9258
NEISO_2_NYISO_G-I | NEISO | NYISO_G-I | 2045 | B14 | 900 | 900 | 600 | 600 | 600 | 600 | 2600.31 | 1934.75 | 46.4354 | 11.1103 | 3.7034 | 6.0673 | 26.7774 | 8.9258
NEISO_2_NYISO_G-I | NEISO | NYISO_G-I | 2045 | B15 | 1203 | 0 | 600 | 600 | 600 | 600 | 0 | 352.69 | 15.2648 | 7.6205 | 3.7034 | 2.666 | 26.7774 | 8.9258
NEISO_2_NYISO_G-I | NEISO | NYISO_G-I | 2045 | B16 | 25 | 25 | 600 | 600 | 600 | 600 | 3562.49 | 3416.22 | 162.2154 | 11.1103 | 3.7034 | 0.58876 | 26.7774 | 8.9258
NEISO_2_NYISO_G-I | NEISO | NYISO_G-I | 2045 | B17 | 100 | 100 | 600 | 600 | 600 | 600 | 3211.43 | 3219.55 | 162.2154 | 11.1103 | 3.7034 | 2.355 | 26.7774 | 8.9258
NEISO_2_NYISO_G-I | NEISO | NYISO_G-I | 2045 | B18 | 400 | 400 | 600 | 600 | 600 | 600 | 2388.79 | 1689.08 | 54.1984 | 11.1103 | 3.7034 | 3.1474 | 26.7774 | 8.9258
NEISO_2_NYISO_G-I | NEISO | NYISO_G-I | 2045 | B19 | 700 | 700 | 600 | 600 | 600 | 600 | 2012.84 | 1736.25 | 43.551 | 11.1103 | 3.7034 | 4.4259 | 26.7774 | 8.9258
NEISO_2_NYISO_G-I | NEISO | NYISO_G-I | 2045 | B20 | 935 | 0 | 600 | 600 | 600 | 600 | 0 | 356.43 | 15.4429 | 10.3625 | 3.7034 | 2.0963 | 26.7774 | 8.9258
NEISO_2_NYISO_G-I | NEISO | NYISO_G-I | 2050 | B1 | 10 | 10 | 600 | 0 | 600 | 600 | 865.11 | 1417.9 | 0 | 4.2969 | 1.4363 | 0 | 11.6953 | 3.8984
NEISO_2_NYISO_G-I | NEISO | NYISO_G-I | 2050 | B2 | 25 | 25 | 600 | 0 | 600 | 600 | 577.77 | 1195.22 | 0 | 4.2969 | 1.4363 | 0 | 11.6953 | 3.8984
NEISO_2_NYISO_G-I | NEISO | NYISO_G-I | 2050 | B3 | 75 | 0 | 600 | 0 | 282.24 | 600 | 0 | 221.46 | 0 | 0 | 1.4363 | 0 | 11.6953 | 3.8984
NEISO_2_NYISO_G-I | NEISO | NYISO_G-I | 2050 | B4 | 100 | 100 | 600 | 600 | 600 | 600 | 751.51 | 960.42 | 0.01187 | 4.2969 | 1.4363 | 0.00023965 | 11.6953 | 3.8984
NEISO_2_NYISO_G-I | NEISO | NYISO_G-I | 2050 | B5 | 200 | 200 | 600 | 244.54 | 600 | 600 | 850.23 | 986.5 | 0 | 4.2969 | 1.4363 | 0 | 11.6953 | 3.8984
NEISO_2_NYISO_G-I | NEISO | NYISO_G-I | 2050 | B6 | 300 | 0 | 600 | 600 | 508.83 | 600 | 0 | 982.51 | 106.8181 | 0 | 1.4363 | 6.4699 | 11.6953 | 3.8984
NEISO_2_NYISO_G-I | NEISO | NYISO_G-I | 2050 | B7 | 400 | 400 | 600 | 600 | 600 | 600 | 591.43 | 852.27 | 8.6176 | 4.2969 | 1.4363 | 0.69595 | 11.6953 | 3.8984
NEISO_2_NYISO_G-I | NEISO | NYISO_G-I | 2050 | B8 | 500 | 0 | 600 | 0 | 0 | 600 | 0 | 192.05 | 0 | 0 | 1.4363 | 0 | 11.6953 | 3.8984
NEISO_2_NYISO_G-I | NEISO | NYISO_G-I | 2050 | B9 | 800 | 0 | 600 | 0 | 0 | 593.61 | 0 | 0 | 0 | 0 | 0 | 0 | 11.6953 | 3.8984
NEISO_2_NYISO_G-I | NEISO | NYISO_G-I | 2050 | B10 | 1262 | 0 | 600 | 0 | 0 | 0 | 0 | 0 | 0 | 0 | 0 | 0 | 11.6953 | 3.8984
NEISO_2_NYISO_G-I | NEISO | NYISO_G-I | 2050 | B11 | 25 | 25 | 600 | 600 | 600 | 600 | 2373.1 | 2938.41 | 56.7742 | 4.2969 | 1.4363 | 0.28656 | 11.6953 | 3.8984
NEISO_2_NYISO_G-I | NEISO | NYISO_G-I | 2050 | B12 | 200 | 200 | 600 | 600 | 600 | 600 | 1746.54 | 1799.3 | 22.7785 | 4.2969 | 1.4363 | 0.91979 | 11.6953 | 3.8984
NEISO_2_NYISO_G-I | NEISO | NYISO_G-I | 2050 | B13 | 600 | 600 | 600 | 600 | 600 | 600 | 873.99 | 738.83 | 16.6417 | 4.2969 | 1.4363 | 2.016 | 11.6953 | 3.8984
NEISO_2_NYISO_G-I | NEISO | NYISO_G-I | 2050 | B14 | 900 | 0 | 600 | 600 | 600 | 600 | 0 | 598.58 | 8.7719 | 2.9438 | 1.4363 | 1.5939 | 11.6953 | 3.8984
NEISO_2_NYISO_G-I | NEISO | NYISO_G-I | 2050 | B15 | 1203 | 0 | 600 | 600 | 600 | 0 | 0 | 0 | 0.01187 | 0.01187 | 0 | 0.002883 | 11.6953 | 3.8984
NEISO_2_NYISO_G-I | NEISO | NYISO_G-I | 2050 | B16 | 25 | 25 | 600 | 600 | 600 | 600 | 1980.71 | 1854.47 | 264.0125 | 4.2969 | 1.4363 | 1.3326 | 11.6953 | 3.8984
NEISO_2_NYISO_G-I | NEISO | NYISO_G-I | 2050 | B17 | 100 | 100 | 600 | 600 | 600 | 600 | 1874.08 | 1904.91 | 16.2382 | 4.2969 | 1.4363 | 0.32784 | 11.6953 | 3.8984
NEISO_2_NYISO_G-I | NEISO | NYISO_G-I | 2050 | B18 | 400 | 400 | 600 | 600 | 600 | 600 | 1301.86 | 1119.58 | 8.7719 | 4.2969 | 1.4363 | 0.70841 | 11.6953 | 3.8984
NEISO_2_NYISO_G-I | NEISO | NYISO_G-I | 2050 | B19 | 700 | 700 | 600 | 600 | 600 | 600 | 797.9 | 969.09 | 8.7719 | 4.2969 | 1.4363 | 1.2397 | 11.6953 | 3.8984
NEISO_2_NYISO_G-I | NEISO | NYISO_G-I | 2050 | B20 | 935 | 0 | 600 | 0 | 273.93 | 0 | 0 | 0 | 0 | 0 | 0 | 0 | 11.6953 | 3.8984
NEISO_2_NYISO_J-K | NEISO | NYISO_J-K | 2015 | B1 | 10 | 0 | 430 | 430 | 240.03 | 240.03 | 0 | 0 | 0.01187 | 0 | 0 | 5.0297e-05 | 3.6924 | 1.2308
NEISO_2_NYISO_J-K | NEISO | NYISO_J-K | 2015 | B2 | 25 | 0 | 430 | 430 | 430 | 430 | 0 | 0 | 8.0241 | 0.01187 | 0.01187 | 0.085001 | 3.6924 | 1.2308
NEISO_2_NYISO_J-K | NEISO | NYISO_J-K | 2015 | B3 | 75 | 75 | 430 | 430 | 430 | 430 | 411.32 | 411.32 | 5.294 | 3.6916 | 1.2345 | 0.16824 | 3.6924 | 1.2308
NEISO_2_NYISO_J-K | NEISO | NYISO_J-K | 2015 | B4 | 100 | 100 | 430 | 430 | 430 | 430 | 326.68 | 620.07 | 18.6596 | 3.6916 | 1.2345 | 0.79066 | 3.6924 | 1.2308
NEISO_2_NYISO_J-K | NEISO | NYISO_J-K | 2015 | B5 | 200 | 200 | 430 | 430 | 430 | 430 | 1216.99 | 1266.68 | 20.6063 | 3.6916 | 1.2345 | 1.7463 | 3.6924 | 1.2308
NEISO_2_NYISO_J-K | NEISO | NYISO_J-K | 2015 | B6 | 300 | 300 | 430 | 430 | 430 | 430 | 136.39 | 271.97 | 14.0185 | 3.6916 | 1.2345 | 1.782 | 3.6924 | 1.2308
NEISO_2_NYISO_J-K | NEISO | NYISO_J-K | 2015 | B7 | 400 | 0 | 430 | 430 | 430 | 430 | 0 | 0 | 1.3532 | 1.3532 | 1.0564 | 0.22935 | 3.6924 | 1.2308
NEISO_2_NYISO_J-K | NEISO | NYISO_J-K | 2015 | B8 | 500 | 0 | 430 | 430 | 430 | 0 | 0 | 0 | 0.01187 | 0.01187 | 0 | 0.0025148 | 3.6924 | 1.2308
NEISO_2_NYISO_J-K | NEISO | NYISO_J-K | 2015 | B9 | 800 | 0 | 430 | 0 | 0 | 0 | 0 | 0 | 0 | 0 | 0 | 0 | 3.6924 | 1.2308
NEISO_2_NYISO_J-K | NEISO | NYISO_J-K | 2015 | B10 | 1262 | 0 | 430 | 0 | 0 | 0 | 0 | 0 | 0 | 0 | 0 | 0 | 3.6924 | 1.2308
NEISO_2_NYISO_J-K | NEISO | NYISO_J-K | 2015 | B11 | 25 | 25 | 430 | 430 | 430 | 430 | 4223.17 | 5419.29 | 6.7303 | 3.6916 | 1.2345 | 0.071295 | 3.6924 | 1.2308
NEISO_2_NYISO_J-K | NEISO | NYISO_J-K | 2015 | B12 | 200 | 0 | 430 | 430 | 430 | 430 | 0 | 0 | 0.01187 | 0.01187 | 0.36797 | 0.0010059 | 3.6924 | 1.2308
NEISO_2_NYISO_J-K | NEISO | NYISO_J-K | 2015 | B13 | 600 | 0 | 430 | 159.05 | 106.43 | 0 | 0 | 0 | 0 | 0 | 0 | 0 | 3.6924 | 1.2308
NEISO_2_NYISO_J-K | NEISO | NYISO_J-K | 2015 | B14 | 900 | 0 | 430 | 0 | 0 | 0 | 0 | 0 | 0 | 0 | 0 | 0 | 3.6924 | 1.2308
NEISO_2_NYISO_J-K | NEISO | NYISO_J-K | 2015 | B15 | 1203 | 0 | 430 | 0 | 0 | 0 | 0 | 0 | 0 | 0 | 0 | 0 | 3.6924 | 1.2308
NEISO_2_NYISO_J-K | NEISO | NYISO_J-K | 2015 | B16 | 25 | 0 | 430 | 430 | 430 | 430 | 0 | 1317.79 | 4.1782 | 3.193 | 1.2345 | 0.044261 | 3.6924 | 1.2308
NEISO_2_NYISO_J-K | NEISO | NYISO_J-K | 2015 | B17 | 100 | 0 | 430 | 430 | 0 | 0 | 0 | 0 | 0.01187 | 0 | 0 | 0.00050297 | 3.6924 | 1.2308
NEISO_2_NYISO_J-K | NEISO | NYISO_J-K | 2015 | B18 | 400 | 0 | 430 | 430 | 0 | 0 | 0 | 0 | 0.01187 | 0 | 0 | 0.0020119 | 3.6924 | 1.2308
NEISO_2_NYISO_J-K | NEISO | NYISO_J-K | 2015 | B19 | 700 | 0 | 430 | 130.18 | 0 | 0 | 0 | 0 | 0 | 0 | 0 | 0 | 3.6924 | 1.2308
NEISO_2_NYISO_J-K | NEISO | NYISO_J-K | 2015 | B20 | 935 | 0 | 430 | 0 | 0 | 0 | 0 | 0 | 0 | 0 | 0 | 0 | 3.6924 | 1.2308
NEISO_2_NYISO_J-K | NEISO | NYISO_J-K | 2020 | B1 | 10 | 0 | 430 | 0 | 0 | 0 | 0 | 0 | 0 | 0 | 0 | 0 | 3.9795 | 1.3265
NEISO_2_NYISO_J-K | NEISO | NYISO_J-K | 2020 | B2 | 25 | 0 | 430 | 430 | 391.43 | 422.24 | 0 | 0 | 0.01187 | 0 | 0 | 9.7295e-05 | 3.9795 | 1.3265
NEISO_2_NYISO_J-K | NEISO | NYISO_J-K | 2020 | B3 | 75 | 0 | 430 | 430 | 430 | 430 | 0 | 1262.95 | 6.0537 | 3.2405 | 1.3294 | 0.14886 | 3.9795 | 1.3265
NEISO_2_NYISO_J-K | NEISO | NYISO_J-K | 2020 | B4 | 100 | 100 | 430 | 430 | 430 | 430 | 2106.43 | 3194.84 | 13.0807 | 3.9765 | 1.3294 | 0.42888 | 3.9795 | 1.3265
NEISO_2_NYISO_J-K | NEISO | NYISO_J-K | 2020 | B5 | 200 | 200 | 430 | 430 | 430 | 430 | 2565.42 | 4359.13 | 23.2652 | 3.9765 | 1.3294 | 1.5256 | 3.9795 | 1.3265
NEISO_2_NYISO_J-K | NEISO | NYISO_J-K | 2020 | B6 | 300 | 300 | 430 | 430 | 430 | 430 | 1887.84 | 3288.66 | 21.8883 | 3.9765 | 1.3294 | 2.1529 | 3.9795 | 1.3265
NEISO_2_NYISO_J-K | NEISO | NYISO_J-K | 2020 | B7 | 400 | 0 | 430 | 430 | 430 | 430 | 0 | 1856.69 | 2.92 | 2.9319 | 1.3294 | 0.38295 | 3.9795 | 1.3265
NEISO_2_NYISO_J-K | NEISO | NYISO_J-K | 2020 | B8 | 500 | 0 | 430 | 430 | 430 | 430 | 0 | 0 | 0.01187 | 0.01187 | 0.30862 | 0.0019459 | 3.9795 | 1.3265
NEISO_2_NYISO_J-K | NEISO | NYISO_J-K | 2020 | B9 | 800 | 0 | 430 | 0 | 0 | 0 | 0 | 0 | 0 | 0 | 0 | 0 | 3.9795 | 1.3265
NEISO_2_NYISO_J-K | NEISO | NYISO_J-K | 2020 | B10 | 1262 | 0 | 430 | 0 | 0 | 0 | 0 | 0 | 0 | 0 | 0 | 0 | 3.9795 | 1.3265
NEISO_2_NYISO_J-K | NEISO | NYISO_J-K | 2020 | B11 | 25 | 25 | 430 | 430 | 430 | 430 | 2971.25 | 4330.31 | 23.2533 | 3.9765 | 1.3294 | 0.1906 | 3.9795 | 1.3265
NEISO_2_NYISO_J-K | NEISO | NYISO_J-K | 2020 | B12 | 200 | 0 | 430 | 430 | 430 | 430 | 0 | 0 | 1.9704 | 1.1395 | 1.1395 | 0.12921 | 3.9795 | 1.3265
NEISO_2_NYISO_J-K | NEISO | NYISO_J-K | 2020 | B13 | 600 | 0 | 430 | 368.25 | 368.25 | 430 | 0 | 0 | 0 | 0 | 0.01187 | 0 | 3.9795 | 1.3265
NEISO_2_NYISO_J-K | NEISO | NYISO_J-K | 2020 | B14 | 900 | 0 | 430 | 0 | 0 | 0 | 0 | 0 | 0 | 0 | 0 | 0 | 3.9795 | 1.3265
NEISO_2_NYISO_J-K | NEISO | NYISO_J-K | 2020 | B15 | 1203 | 0 | 430 | 0 | 0 | 0 | 0 | 0 | 0 | 0 | 0 | 0 | 3.9795 | 1.3265
NEISO_2_NYISO_J-K | NEISO | NYISO_J-K | 2020 | B16 | 25 | 25 | 430 | 430 | 430 | 430 | 1625.45 | 2491.42 | 19.6211 | 3.9765 | 1.3294 | 0.16083 | 3.9795 | 1.3265
NEISO_2_NYISO_J-K | NEISO | NYISO_J-K | 2020 | B17 | 100 | 0 | 430 | 430 | 0 | 0 | 0 | 0 | 4.57 | 0 | 0 | 0.14983 | 3.9795 | 1.3265
NEISO_2_NYISO_J-K | NEISO | NYISO_J-K | 2020 | B18 | 400 | 0 | 430 | 430 | 0 | 0 | 0 | 0 | 0.09496 | 0 | 0 | 0.012454 | 3.9795 | 1.3265
NEISO_2_NYISO_J-K | NEISO | NYISO_J-K | 2020 | B19 | 700 | 0 | 430 | 430 | 0 | 0 | 0 | 0 | 0.09496 | 0 | 0 | 0.021794 | 3.9795 | 1.3265
NEISO_2_NYISO_J-K | NEISO | NYISO_J-K | 2020 | B20 | 935 | 0 | 430 | 0 | 0 | 0 | 0 | 0 | 0 | 0 | 0 | 0 | 3.9795 | 1.3265
NEISO_2_NYISO_J-K | NEISO | NYISO_J-K | 2025 | B1 | 10 | 10 | 430 | 0 | 430 | 0 | 34.53 | 0 | 0 | 2.6945 | 0 | 0 | 2.6971 | 0.89904
NEISO_2_NYISO_J-K | NEISO | NYISO_J-K | 2025 | B2 | 25 | 25 | 430 | 10.93 | 430 | 0 | 465.86 | 0 | 0 | 2.6945 | 0 | 0 | 2.6971 | 0.89904
NEISO_2_NYISO_J-K | NEISO | NYISO_J-K | 2025 | B3 | 75 | 75 | 430 | 430 | 430 | 430 | 2342.56 | 0 | 9.8996 | 2.6945 | 0.01187 | 0.11143 | 2.6971 | 0.89904
NEISO_2_NYISO_J-K | NEISO | NYISO_J-K | 2025 | B4 | 100 | 100 | 430 | 430 | 430 | 430 | 3432.31 | 1440.39 | 4.1426 | 2.6945 | 0.90212 | 0.062174 | 2.6971 | 0.89904
NEISO_2_NYISO_J-K | NEISO | NYISO_J-K | 2025 | B5 | 200 | 200 | 430 | 430 | 430 | 430 | 4568.18 | 2570.82 | 6.1131 | 2.6945 | 0.90212 | 0.18349 | 2.6971 | 0.89904
NEISO_2_NYISO_J-K | NEISO | NYISO_J-K | 2025 | B6 | 300 | 300 | 430 | 430 | 430 | 430 | 4150.45 | 1820.46 | 24.013 | 2.6945 | 0.90212 | 1.0812 | 2.6971 | 0.89904
NEISO_2_NYISO_J-K | NEISO | NYISO_J-K | 2025 | B7 | 400 | 400 | 430 | 430 | 430 | 430 | 3995.7 | 1850.48 | 16.4993 | 2.6945 | 0.90212 | 0.9905 | 2.6971 | 0.89904
NEISO_2_NYISO_J-K | NEISO | NYISO_J-K | 2025 | B8 | 500 | 0 | 430 | 430 | 430 | 430 | 0 | 0 | 1.1158 | 1.4007 | 0.01187 | 0.08373 | 2.6971 | 0.89904
NEISO_2_NYISO_J-K | NEISO | NYISO_J-K | 2025 | B9 | 800 | 0 | 430 | 0 | 0 | 0 | 0 | 0 | 0 | 0 | 0 | 0 | 2.6971 | 0.89904
NEISO_2_NYISO_J-K | NEISO | NYISO_J-K | 2025 | B10 | 1262 | 0 | 430 | 0 | 0 | 0 | 0 | 0 | 0 | 0 | 0 | 0 | 2.6971 | 0.89904
NEISO_2_NYISO_J-K | NEISO | NYISO_J-K | 2025 | B11 | 25 | 25 | 430 | 430 | 430 | 430 | 5077.73 | 2935.69 | 21.4728 | 2.6945 | 0.90212 | 0.080567 | 2.6971 | 0.89904
NEISO_2_NYISO_J-K | NEISO | NYISO_J-K | 2025 | B12 | 200 | 0 | 430 | 430 | 430 | 430 | 0 | 0 | 6.3861 | 1.6974 | 0.01187 | 0.19169 | 2.6971 | 0.89904
NEISO_2_NYISO_J-K | NEISO | NYISO_J-K | 2025 | B13 | 600 | 0 | 430 | 430 | 430 | 430 | 0 | 36.63 | 0.02374 | 1.0802 | 0.90212 | 0.0021378 | 2.6971 | 0.89904
NEISO_2_NYISO_J-K | NEISO | NYISO_J-K | 2025 | B14 | 900 | 0 | 430 | 430 | 430 | 390.55 | 0 | 0 | 0.01187 | 0.01187 | 0 | 0.0016033 | 2.6971 | 0.89904
NEISO_2_NYISO_J-K | NEISO | NYISO_J-K | 2025 | B15 | 1203 | 0 | 430 | 430 | 430 | 0 | 0 | 0 | 0.01187 | 0.01187 | 0 | 0.0021431 | 2.6971 | 0.89904
NEISO_2_NYISO_J-K | NEISO | NYISO_J-K | 2025 | B16 | 25 | 25 | 430 | 430 | 430 | 227.04 | 419.63 | 0 | 31.5386 | 2.6945 | 0 | 0.11833 | 2.6971 | 0.89904
NEISO_2_NYISO_J-K | NEISO | NYISO_J-K | 2025 | B17 | 100 | 0 | 430 | 430 | 430 | 430 | 0 | 0 | 10.1607 | 0.36797 | 0.02374 | 0.15249 | 2.6971 | 0.89904
NEISO_2_NYISO_J-K | NEISO | NYISO_J-K | 2025 | B18 | 400 | 400 | 430 | 430 | 430 | 430 | 718.1 | 0 | 3.2286 | 2.6945 | 0.24927 | 0.19383 | 2.6971 | 0.89904
NEISO_2_NYISO_J-K | NEISO | NYISO_J-K | 2025 | B19 | 700 | 700 | 430 | 430 | 430 | 430 | 700.59 | 0 | 3.2286 | 2.6945 | 0.24927 | 0.33919 | 2.6971 | 0.89904
NEISO_2_NYISO_J-K | NEISO | NYISO_J-K | 2025 | B20 | 935 | 0 | 430 | 430 | 0 | 0 | 0 | 0 | 0.01187 | 0 | 0 | 0.0016657 | 2.6971 | 0.89904
NEISO_2_NYISO_J-K | NEISO | NYISO_J-K | 2030 | B1 | 10 | 0 | 430 | 430 | 0 | 0 | 0 | 0 | 0.01187 | 0 | 0 | 1.355e-05 | 4.1471 | 1.3824
NEISO_2_NYISO_J-K | NEISO | NYISO_J-K | 2030 | B2 | 25 | 0 | 430 | 430 | 0 | 0 | 0 | 0 | 0.01187 | 0 | 0 | 3.3876e-05 | 4.1471 | 1.3824
NEISO_2_NYISO_J-K | NEISO | NYISO_J-K | 2030 | B3 | 75 | 0 | 430 | 430 | 430 | 430 | 0 | 0 | 22.0663 | 2.3265 | 0.01187 | 0.18892 | 4.1471 | 1.3824
NEISO_2_NYISO_J-K | NEISO | NYISO_J-K | 2030 | B4 | 100 | 100 | 430 | 430 | 430 | 430 | 699.94 | 770.94 | 8.0953 | 4.1426 | 1.3769 | 0.092413 | 4.1471 | 1.3824
NEISO_2_NYISO_J-K | NEISO | NYISO_J-K | 2030 | B5 | 200 | 200 | 430 | 430 | 430 | 430 | 68.06 | 146.06 | 31.6335 | 4.1426 | 1.3769 | 0.72223 | 4.1471 | 1.3824
NEISO_2_NYISO_J-K | NEISO | NYISO_J-K | 2030 | B6 | 300 | 300 | 430 | 430 | 430 | 430 | 1412.78 | 1493.78 | 12.2736 | 4.1426 | 1.3769 | 0.42033 | 4.1471 | 1.3824
NEISO_2_NYISO_J-K | NEISO | NYISO_J-K | 2030 | B7 | 400 | 400 | 430 | 430 | 430 | 430 | 394.67 | 1022.11 | 5.7926 | 4.1426 | 1.3769 | 0.2645 | 4.1471 | 1.3824
NEISO_2_NYISO_J-K | NEISO | NYISO_J-K | 2030 | B8 | 500 | 0 | 430 | 430 | 430 | 430 | 0 | 48.89 | 2.1485 | 2.2316 | 1.3769 | 0.12263 | 4.1471 | 1.3824
NEISO_2_NYISO_J-K | NEISO | NYISO_J-K | 2030 | B9 | 800 | 0 | 430 | 430 | 430 | 430 | 0 | 528.74 | 0.49854 | 0.98521 | 1.3769 | 0.045529 | 4.1471 | 1.3824
NEISO_2_NYISO_J-K | NEISO | NYISO_J-K | 2030 | B10 | 1262 | 0 | 430 | 430 | 430 | 430 | 0 | 0 | 0.02374 | 0.01187 | 0.01187 | 0.0034201 | 4.1471 | 1.3824
NEISO_2_NYISO_J-K | NEISO | NYISO_J-K | 2030 | B11 | 25 | 25 | 430 | 430 | 430 | 430 | 1549.3 | 1666.46 | 11.7038 | 4.1426 | 1.3769 | 0.033401 | 4.1471 | 1.3824
NEISO_2_NYISO_J-K | NEISO | NYISO_J-K | 2030 | B12 | 200 | 200 | 430 | 430 | 430 | 430 | 737.01 | 1427.13 | 9.8877 | 4.1426 | 1.3769 | 0.22575 | 4.1471 | 1.3824
NEISO_2_NYISO_J-K | NEISO | NYISO_J-K | 2030 | B13 | 600 | 600 | 430 | 430 | 430 | 430 | 1744.26 | 1744.26 | 8.7838 | 4.1426 | 1.3769 | 0.60163 | 4.1471 | 1.3824
NEISO_2_NYISO_J-K | NEISO | NYISO_J-K | 2030 | B14 | 900 | 900 | 430 | 430 | 430 | 430 | 1053.35 | 1140.35 | 8.7838 | 4.1426 | 1.3769 | 0.90245 | 4.1471 | 1.3824
NEISO_2_NYISO_J-K | NEISO | NYISO_J-K | 2030 | B15 | 1203 | 0 | 430 | 430 | 91.66 | 172.66 | 0 | 0 | 0.02374 | 0 | 0 | 0.0032602 | 4.1471 | 1.3824
NEISO_2_NYISO_J-K | NEISO | NYISO_J-K | 2030 | B16 | 25 | 25 | 430 | 430 | 430 | 430 | 1333.43 | 1188.52 | 14.339 | 4.1426 | 1.3769 | 0.040922 | 4.1471 | 1.3824
NEISO_2_NYISO_J-K | NEISO | NYISO_J-K | 2030 | B17 | 100 | 100 | 430 | 430 | 430 | 430 | 1659 | 113.28 | 13.3894 | 4.1426 | 1.3769 | 0.15285 | 4.1471 | 1.3824
NEISO_2_NYISO_J-K | NEISO | NYISO_J-K | 2030 | B18 | 400 | 400 | 430 | 430 | 430 | 430 | 1284.04 | 156.89 | 13.3894 | 4.1426 | 1.3769 | 0.61139 | 4.1471 | 1.3824
NEISO_2_NYISO_J-K | NEISO | NYISO_J-K | 2030 | B19 | 700 | 0 | 430 | 430 | 430 | 430 | 0 | 0 | 13.3894 | 2.3384 | 0.02374 | 1.0699 | 4.1471 | 1.3824
NEISO_2_NYISO_J-K | NEISO | NYISO_J-K | 2030 | B20 | 935 | 0 | 430 | 430 | 430 | 430 | 0 | 0 | 0.26114 | 0.26114 | 0.01187 | 0.027873 | 4.1471 | 1.3824
NEISO_2_NYISO_J-K | NEISO | NYISO_J-K | 2035 | B1 | 10 | 0 | 430 | 430 | 430 | 430 | 0 | 0 | 0.01187 | 24.5946 | 4.2138 | 1.355e-05 | 25.5428 | 8.5143
NEISO_2_NYISO_J-K | NEISO | NYISO_J-K | 2035 | B2 | 25 | 0 | 430 | 430 | 430 | 430 | 0 | 0 | 0.01187 | 24.5828 | 4.2138 | 3.3876e-05 | 25.5428 | 8.5143
NEISO_2_NYISO_J-K | NEISO | NYISO_J-K | 2035 | B3 | 75 | 75 | 430 | 430 | 430 | 430 | 572.11 | 0 | 60.8338 | 25.5442 | 6.4217 | 0.52084 | 25.5428 | 8.5143
NEISO_2_NYISO_J-K | NEISO | NYISO_J-K | 2035 | B4 | 100 | 100 | 430 | 430 | 430 | 430 | 1435.66 | 1275.93 | 30.4109 | 25.5442 | 8.5108 | 0.34716 | 25.5428 | 8.5143
NEISO_2_NYISO_J-K | NEISO | NYISO_J-K | 2035 | B5 | 200 | 200 | 430 | 430 | 430 | 430 | 2744.93 | 2454.51 | 35.6337 | 25.5442 | 8.5108 | 0.81356 | 25.5428 | 8.5143
NEISO_2_NYISO_J-K | NEISO | NYISO_J-K | 2035 | B6 | 300 | 300 | 430 | 430 | 430 | 430 | 1920.69 | 2143.54 | 21.1167 | 25.5442 | 8.5108 | 0.72318 | 25.5428 | 8.5143
NEISO_2_NYISO_J-K | NEISO | NYISO_J-K | 2035 | B7 | 400 | 0 | 430 | 430 | 430 | 430 | 0 | 2568.15 | 22.826 | 22.826 | 8.5108 | 1.0423 | 25.5428 | 8.5143
NEISO_2_NYISO_J-K | NEISO | NYISO_J-K | 2035 | B8 | 500 | 0 | 430 | 430 | 430 | 430 | 0 | 1873.69 | 16.4637 | 22.826 | 8.5108 | 0.93971 | 25.5428 | 8.5143
NEISO_2_NYISO_J-K | NEISO | NYISO_J-K | 2035 | B9 | 800 | 0 | 430 | 430 | 430 | 430 | 0 | 446.75 | 14.6713 | 16.4637 | 8.5108 | 1.3398 | 25.5428 | 8.5143
NEISO_2_NYISO_J-K | NEISO | NYISO_J-K | 2035 | B10 | 1262 | 0 | 430 | 430 | 430 | 430 | 0 | 51.25 | 0.02374 | 9.7927 | 8.5108 | 0.0034201 | 25.5428 | 8.5143
NEISO_2_NYISO_J-K | NEISO | NYISO_J-K | 2035 | B11 | 25 | 25 | 430 | 430 | 430 | 430 | 2731.92 | 2837.59 | 59.5755 | 25.5442 | 8.5108 | 0.17002 | 25.5428 | 8.5143
NEISO_2_NYISO_J-K | NEISO | NYISO_J-K | 2035 | B12 | 200 | 200 | 430 | 430 | 430 | 430 | 2284.66 | 2511.89 | 52.2517 | 25.5442 | 8.5108 | 1.193 | 25.5428 | 8.5143
NEISO_2_NYISO_J-K | NEISO | NYISO_J-K | 2035 | B13 | 600 | 600 | 430 | 430 | 430 | 430 | 2453.58 | 2653.17 | 51.1716 | 25.5442 | 8.5108 | 3.5049 | 25.5428 | 8.5143
NEISO_2_NYISO_J-K | NEISO | NYISO_J-K | 2035 | B14 | 900 | 900 | 430 | 430 | 430 | 430 | 1625.34 | 2497.9 | 51.1716 | 25.5442 | 8.5108 | 5.2574 | 25.5428 | 8.5143
NEISO_2_NYISO_J-K | NEISO | NYISO_J-K | 2035 | B15 | 1203 | 0 | 430 | 430 | 430 | 430 | 0 | 670.14 | 33.4615 | 23.2296 | 8.5108 | 4.5952 | 25.5428 | 8.5143
NEISO_2_NYISO_J-K | NEISO | NYISO_J-K | 2035 | B16 | 25 | 25 | 430 | 430 | 430 | 430 | 3502.11 | 3278.91 | 64.2642 | 25.5442 | 8.5108 | 0.1834 | 25.5428 | 8.5143
NEISO_2_NYISO_J-K | NEISO | NYISO_J-K | 2035 | B17 | 100 | 100 | 430 | 430 | 430 | 430 | 3412.33 | 3142.8 | 64.2642 | 25.5442 | 8.5108 | 0.73361 | 25.5428 | 8.5143
NEISO_2_NYISO_J-K | NEISO | NYISO_J-K | 2035 | B18 | 400 | 400 | 430 | 430 | 430 | 430 | 3753.63 | 3457.13 | 64.2642 | 25.5442 | 8.5108 | 2.9344 | 25.5428 | 8.5143
NEISO_2_NYISO_J-K | NEISO | NYISO_J-K | 2035 | B19 | 700 | 700 | 430 | 430 | 430 | 430 | 3542.94 | 3203.23 | 62.4956 | 25.5442 | 8.5108 | 4.9939 | 25.5428 | 8.5143
NEISO_2_NYISO_J-K | NEISO | NYISO_J-K | 2035 | B20 | 935 | 935 | 430 | 430 | 430 | 430 | 985.63 | 1526.72 | 44.6075 | 25.5442 | 8.5108 | 4.7612 | 25.5428 | 8.5143
NEISO_2_NYISO_J-K | NEISO | NYISO_J-K | 2040 | B1 | 10 | 0 | 430 | 0 | 430 | 430 | 0 | 0 | 0 | 5.2703 | 1.7568 | 0 | 26.0758 | 8.6919
NEISO_2_NYISO_J-K | NEISO | NYISO_J-K | 2040 | B2 | 25 | 0 | 430 | 0 | 0 | 0 | 0 | 0 | 0 | 0 | 0 | 0 | 26.0758 | 8.6919
NEISO_2_NYISO_J-K | NEISO | NYISO_J-K | 2040 | B3 | 75 | 75 | 430 | 430 | 430 | 430 | 138.99 | 263.26 | 0.01187 | 14.7069 | 4.9023 | 0.00011929 | 26.0758 | 8.6919
NEISO_2_NYISO_J-K | NEISO | NYISO_J-K | 2040 | B4 | 100 | 100 | 430 | 430 | 430 | 430 | 1451.77 | 1162.06 | 0.01187 | 14.7069 | 4.9023 | 0.00015905 | 26.0758 | 8.6919
NEISO_2_NYISO_J-K | NEISO | NYISO_J-K | 2040 | B5 | 200 | 200 | 430 | 430 | 430 | 430 | 2545.99 | 2525.9 | 0.01187 | 14.7069 | 4.9023 | 0.0003181 | 26.0758 | 8.6919
NEISO_2_NYISO_J-K | NEISO | NYISO_J-K | 2040 | B6 | 300 | 300 | 430 | 430 | 430 | 430 | 1415.29 | 4064.31 | 8.8075 | 14.7069 | 4.9023 | 0.35405 | 26.0758 | 8.6919
NEISO_2_NYISO_J-K | NEISO | NYISO_J-K | 2040 | B7 | 400 | 400 | 430 | 430 | 430 | 430 | 1306.59 | 3154.03 | 0.01187 | 14.7069 | 4.9023 | 0.00063621 | 26.0758 | 8.6919
NEISO_2_NYISO_J-K | NEISO | NYISO_J-K | 2040 | B8 | 500 | 500 | 430 | 430 | 430 | 430 | 804.95 | 2021.69 | 0.01187 | 14.7069 | 4.9023 | 0.00079526 | 26.0758 | 8.6919
NEISO_2_NYISO_J-K | NEISO | NYISO_J-K | 2040 | B9 | 800 | 800 | 430 | 430 | 430 | 430 | 1499.56 | 2637.34 | 13.0689 | 14.7069 | 4.9023 | 1.4009 | 26.0758 | 8.6919
NEISO_2_NYISO_J-K | NEISO | NYISO_J-K | 2040 | B10 | 1262 | 0 | 430 | 0 | 430 | 0 | 0 | 0 | 0 | 0.01187 | 0 | 0 | 26.0758 | 8.6919
NEISO_2_NYISO_J-K | NEISO | NYISO_J-K | 2040 | B11 | 25 | 25 | 430 | 430 | 430 | 430 | 5958.98 | 7025.9 | 94.0579 | 14.7069 | 4.9023 | 0.31508 | 26.0758 | 8.6919
NEISO_2_NYISO_J-K | NEISO | NYISO_J-K | 2040 | B12 | 200 | 200 | 430 | 430 | 430 | 430 | 5494.84 | 4874.52 | 94.0579 | 14.7069 | 4.9023 | 2.5206 | 26.0758 | 8.6919
NEISO_2_NYISO_J-K | NEISO | NYISO_J-K | 2040 | B13 | 600 | 600 | 430 | 430 | 430 | 430 | 5597.49 | 4536.5 | 83.1612 | 14.7069 | 4.9023 | 6.6859 | 26.0758 | 8.6919
NEISO_2_NYISO_J-K | NEISO | NYISO_J-K | 2040 | B14 | 900 | 900 | 430 | 430 | 430 | 430 | 3828.53 | 3116.47 | 69.938 | 14.7069 | 4.9023 | 8.4342 | 26.0758 | 8.6919
NEISO_2_NYISO_J-K | NEISO | NYISO_J-K | 2040 | B15 | 1203 | 0 | 430 | 430 | 430 | 430 | 0 | 0 | 1.8636 | 0.01187 | 0.01187 | 0.3004 | 26.0758 | 8.6919
NEISO_2_NYISO_J-K | NEISO | NYISO_J-K | 2040 | B16 | 25 | 25 | 430 | 430 | 430 | 430 | 5590.99 | 5354.14 | 108.0526 | 14.7069 | 4.9023 | 0.36196 | 26.0758 | 8.6919
NEISO_2_NYISO_J-K | NEISO | NYISO_J-K | 2040 | B17 | 100 | 100 | 430 | 430 | 430 | 430 | 5399.42 | 5174.15 | 108.0526 | 14.7069 | 4.9023 | 1.4478 | 26.0758 | 8.6919
NEISO_2_NYISO_J-K | NEISO | NYISO_J-K | 2040 | B18 | 400 | 400 | 430 | 430 | 430 | 430 | 5354.12 | 5086.65 | 98.2836 | 14.7069 | 4.9023 | 5.2678 | 26.0758 | 8.6919
NEISO_2_NYISO_J-K | NEISO | NYISO_J-K | 2040 | B19 | 700 | 700 | 430 | 430 | 430 | 430 | 4241.21 | 4106.58 | 81.8318 | 14.7069 | 4.9023 | 7.6755 | 26.0758 | 8.6919
NEISO_2_NYISO_J-K | NEISO | NYISO_J-K | 2040 | B20 | 935 | 0 | 430 | 430 | 430 | 430 | 0 | 0 | 0.01187 | 1.5075 | 1.3769 | 0.0014871 | 26.0758 | 8.6919
NEISO_2_NYISO_J-K | NEISO | NYISO_J-K | 2045 | B1 | 10 | 10 | 430 | 0 | 430 | 430 | 428.88 | 0 | 0 | 18.4697 | 5.4365 | 0 | 48.7678 | 16.2559
NEISO_2_NYISO_J-K | NEISO | NYISO_J-K | 2045 | B2 | 25 | 0 | 430 | 0 | 430 | 430 | 0 | 0 | 0 | 15.8939 | 5.294 | 0 | 48.7678 | 16.2559
NEISO_2_NYISO_J-K | NEISO | NYISO_J-K | 2045 | B3 | 75 | 0 | 430 | 430 | 430 | 430 | 0 | 0 | 0.01187 | 11.1222 | 3.7153 | 0.00011929 | 48.7678 | 16.2559
NEISO_2_NYISO_J-K | NEISO | NYISO_J-K | 2045 | B4 | 100 | 100 | 430 | 430 | 430 | 430 | 283.86 | 295.06 | 92.8353 | 18.4697 | 6.1605 | 1.2439 | 48.7678 | 16.2559
NEISO_2_NYISO_J-K | NEISO | NYISO_J-K | 2045 | B5 | 200 | 0 | 430 | 430 | 430 | 430 | 0 | 0 | 13.6505 | 13.6505 | 3.7153 | 0.36582 | 48.7678 | 16.2559
NEISO_2_NYISO_J-K | NEISO | NYISO_J-K | 2045 | B6 | 300 | 300 | 430 | 430 | 430 | 430 | 357.87 | 369.07 | 18.7427 | 18.4697 | 6.1605 | 0.75343 | 48.7678 | 16.2559
NEISO_2_NYISO_J-K | NEISO | NYISO_J-K | 2045 | B7 | 400 | 400 | 430 | 430 | 430 | 430 | 1234.41 | 1575.61 | 25.7342 | 18.4697 | 6.1605 | 1.3793 | 48.7678 | 16.2559
NEISO_2_NYISO_J-K | NEISO | NYISO_J-K | 2045 | B8 | 500 | 500 | 430 | 430 | 430 | 430 | 627.68 | 968.88 | 30.6009 | 18.4697 | 6.1605 | 2.0502 | 48.7678 | 16.2559
NEISO_2_NYISO_J-K | NEISO | NYISO_J-K | 2045 | B9 | 800 | 800 | 430 | 430 | 430 | 430 | 43.06 | 150.67 | 40.2749 | 18.4697 | 6.1605 | 4.3173 | 48.7678 | 16.2559
NEISO_2_NYISO_J-K | NEISO | NYISO_J-K | 2045 | B10 | 1262 | 0 | 430 | 0 | 0 | 0 | 0 | 0 | 0 | 0 | 0 | 0 | 48.7678 | 16.2559
NEISO_2_NYISO_J-K | NEISO | NYISO_J-K | 2045 | B11 | 25 | 25 | 430 | 430 | 430 | 430 | 863.04 | 833.37 | 171.8301 | 18.4697 | 6.1605 | 0.57561 | 48.7678 | 16.2559
NEISO_2_NYISO_J-K | NEISO | NYISO_J-K | 2045 | B12 | 200 | 200 | 430 | 430 | 430 | 430 | 1337.44 | 1307.77 | 156.1736 | 18.4697 | 6.1605 | 4.1853 | 48.7678 | 16.2559
NEISO_2_NYISO_J-K | NEISO | NYISO_J-K | 2045 | B13 | 600 | 600 | 430 | 430 | 430 | 430 | 1076.5 | 1046.83 | 156.1736 | 18.4697 | 6.1605 | 12.5558 | 48.7678 | 16.2559
NEISO_2_NYISO_J-K | NEISO | NYISO_J-K | 2045 | B14 | 900 | 900 | 430 | 430 | 430 | 430 | 402.39 | 372.72 | 60.4302 | 18.4697 | 6.1605 | 7.2876 | 48.7678 | 16.2559
NEISO_2_NYISO_J-K | NEISO | NYISO_J-K | 2045 | B15 | 1203 | 0 | 430 | 430 | 430 | 430 | 0 | 0 | 15.2767 | 7.6324 | 3.7153 | 2.4625 | 48.7678 | 16.2559
NEISO_2_NYISO_J-K | NEISO | NYISO_J-K | 2045 | B16 | 25 | 25 | 430 | 430 | 430 | 430 | 1577.35 | 1623.19 | 176.222 | 18.4697 | 6.1605 | 0.59032 | 48.7678 | 16.2559
NEISO_2_NYISO_J-K | NEISO | NYISO_J-K | 2045 | B17 | 100 | 100 | 430 | 430 | 430 | 430 | 1263.42 | 1309.25 | 168.7439 | 18.4697 | 6.1605 | 2.2611 | 48.7678 | 16.2559
NEISO_2_NYISO_J-K | NEISO | NYISO_J-K | 2045 | B18 | 400 | 400 | 430 | 430 | 430 | 430 | 1199 | 1244.84 | 168.7439 | 18.4697 | 6.1605 | 9.0443 | 48.7678 | 16.2559
NEISO_2_NYISO_J-K | NEISO | NYISO_J-K | 2045 | B19 | 700 | 700 | 430 | 430 | 430 | 430 | 789.02 | 834.86 | 149.4196 | 18.4697 | 6.1605 | 14.015 | 48.7678 | 16.2559
NEISO_2_NYISO_J-K | NEISO | NYISO_J-K | 2045 | B20 | 935 | 0 | 430 | 430 | 430 | 430 | 0 | 0 | 15.4547 | 10.3744 | 3.7153 | 1.9362 | 48.7678 | 16.2559
NEISO_2_NYISO_J-K | NEISO | NYISO_J-K | 2050 | B1 | 10 | 10 | 430 | 0 | 430 | 430 | 997.81 | 1009.01 | 0 | 26.66 | 8.8906 | 0 | 84.6444 | 28.2148
NEISO_2_NYISO_J-K | NEISO | NYISO_J-K | 2050 | B2 | 25 | 25 | 430 | 0 | 430 | 430 | 626.69 | 637.89 | 0 | 26.66 | 8.8906 | 0 | 84.6444 | 28.2148
NEISO_2_NYISO_J-K | NEISO | NYISO_J-K | 2050 | B3 | 75 | 0 | 430 | 190.06 | 430 | 430 | 0 | 0 | 0 | 0.01187 | 1.4481 | 0 | 84.6444 | 28.2148
NEISO_2_NYISO_J-K | NEISO | NYISO_J-K | 2050 | B4 | 100 | 0 | 430 | 430 | 430 | 430 | 0 | 0 | 0.02374 | 18.2917 | 1.4481 | 0.00036789 | 84.6444 | 28.2148
NEISO_2_NYISO_J-K | NEISO | NYISO_J-K | 2050 | B5 | 200 | 0 | 430 | 430 | 430 | 430 | 0 | 418.66 | 29.0696 | 23.5976 | 8.8906 | 0.90096 | 84.6444 | 28.2148
NEISO_2_NYISO_J-K | NEISO | NYISO_J-K | 2050 | B6 | 300 | 300 | 430 | 430 | 430 | 430 | 2024.25 | 2035.45 | 155.9955 | 26.66 | 8.8906 | 7.2522 | 84.6444 | 28.2148
NEISO_2_NYISO_J-K | NEISO | NYISO_J-K | 2050 | B7 | 400 | 400 | 430 | 430 | 430 | 430 | 1158.47 | 1499.67 | 155.9955 | 26.66 | 8.8906 | 9.6696 | 84.6444 | 28.2148
NEISO_2_NYISO_J-K | NEISO | NYISO_J-K | 2050 | B8 | 500 | 500 | 430 | 430 | 430 | 430 | 1659.42 | 1670.62 | 195.0716 | 26.66 | 8.8906 | 15.1148 | 84.6444 | 28.2148
NEISO_2_NYISO_J-K | NEISO | NYISO_J-K | 2050 | B9 | 800 | 800 | 430 | 430 | 430 | 430 | 846.39 | 857.59 | 158.0134 | 26.66 | 8.8906 | 19.5895 | 84.6444 | 28.2148
NEISO_2_NYISO_J-K | NEISO | NYISO_J-K | 2050 | B10 | 1262 | 0 | 430 | 0 | 0 | 0 | 0 | 0 | 0 | 0 | 0 | 0 | 84.6444 | 28.2148
NEISO_2_NYISO_J-K | NEISO | NYISO_J-K | 2050 | B11 | 25 | 25 | 430 | 430 | 430 | 430 | 1883.92 | 761.73 | 288.8802 | 26.66 | 8.8906 | 1.1192 | 84.6444 | 28.2148
NEISO_2_NYISO_J-K | NEISO | NYISO_J-K | 2050 | B12 | 200 | 200 | 430 | 430 | 430 | 430 | 1259.1 | 1240.6 | 288.8802 | 26.66 | 8.8906 | 8.9534 | 84.6444 | 28.2148
NEISO_2_NYISO_J-K | NEISO | NYISO_J-K | 2050 | B13 | 600 | 600 | 430 | 430 | 430 | 430 | 669.76 | 981.26 | 251.6084 | 26.66 | 8.8906 | 23.3946 | 84.6444 | 28.2148
NEISO_2_NYISO_J-K | NEISO | NYISO_J-K | 2050 | B14 | 900 | 0 | 430 | 430 | 430 | 430 | 0 | 0 | 8.7838 | 23.7044 | 8.6651 | 1.2251 | 84.6444 | 28.2148
NEISO_2_NYISO_J-K | NEISO | NYISO_J-K | 2050 | B15 | 1203 | 0 | 430 | 430 | 430 | 0 | 0 | 0 | 0.02374 | 0.02374 | 0 | 0.0044257 | 84.6444 | 28.2148
NEISO_2_NYISO_J-K | NEISO | NYISO_J-K | 2050 | B16 | 25 | 25 | 430 | 430 | 430 | 430 | 1523.25 | 1553.94 | 301.7829 | 26.66 | 8.8906 | 1.1692 | 84.6444 | 28.2148
NEISO_2_NYISO_J-K | NEISO | NYISO_J-K | 2050 | B17 | 100 | 100 | 430 | 430 | 430 | 430 | 1070.24 | 1242.08 | 301.7829 | 26.66 | 8.8906 | 4.6766 | 84.6444 | 28.2148
NEISO_2_NYISO_J-K | NEISO | NYISO_J-K | 2050 | B18 | 400 | 400 | 430 | 430 | 430 | 430 | 817.48 | 1178.17 | 301.7829 | 26.66 | 8.8906 | 18.7065 | 84.6444 | 28.2148
NEISO_2_NYISO_J-K | NEISO | NYISO_J-K | 2050 | B19 | 700 | 700 | 430 | 430 | 430 | 430 | 410.12 | 770.81 | 9.9827 | 26.66 | 8.8906 | 1.0829 | 84.6444 | 28.2148
NEISO_2_NYISO_J-K | NEISO | NYISO_J-K | 2050 | B20 | 935 | 0 | 430 | 0 | 430 | 107.8 | 0 | 0 | 0 | 0.01187 | 0 | 0 | 84.6444 | 28.2148
NonRTO_Midwest_2_MISO_IN | NonRTO_Midwest | MISO_IN | 2015 | B1 | 10 | 0 | 4450 | 0 | 0 | 0 | 0 | 0 | 0 | 0 | 0 | 0 | 0 | 0
NonRTO_Midwest_2_MISO_IN | NonRTO_Midwest | MISO_IN | 2015 | B2 | 25 | 0 | 4450 | 0 | 0 | 0 | 0 | 0 | 0 | 0 | 0 | 0 | 0 | 0
NonRTO_Midwest_2_MISO_IN | NonRTO_Midwest | MISO_IN | 2015 | B3 | 75 | 0 | 4450 | 0 | 0 | 0 | 0 | 0 | 0 | 0 | 0 | 0 | 0 | 0
NonRTO_Midwest_2_MISO_IN | NonRTO_Midwest | MISO_IN | 2015 | B4 | 100 | 0 | 4450 | 0 | 0 | 0 | 0 | 0 | 0 | 0 | 0 | 0 | 0 | 0
NonRTO_Midwest_2_MISO_IN | NonRTO_Midwest | MISO_IN | 2015 | B5 | 200 | 0 | 4450 | 0 | 0 | 0 | 0 | 0 | 0 | 0 | 0 | 0 | 0 | 0
NonRTO_Midwest_2_MISO_IN | NonRTO_Midwest | MISO_IN | 2015 | B6 | 300 | 0 | 4450 | 0 | 0 | 0 | 0 | 0 | 0 | 0 | 0 | 0 | 0 | 0
NonRTO_Midwest_2_MISO_IN | NonRTO_Midwest | MISO_IN | 2015 | B7 | 400 | 0 | 4450 | 0 | 0 | 0 | 0 | 0 | 0 | 0 | 0 | 0 | 0 | 0
NonRTO_Midwest_2_MISO_IN | NonRTO_Midwest | MISO_IN | 2015 | B8 | 500 | 0 | 4450 | 0 | 0 | 0 | 0 | 0 | 0 | 0 | 0 | 0 | 0 | 0
NonRTO_Midwest_2_MISO_IN | NonRTO_Midwest | MISO_IN | 2015 | B9 | 800 | 0 | 4450 | 0 | 0 | 0 | 0 | 0 | 0 | 0 | 0 | 0 | 0 | 0
NonRTO_Midwest_2_MISO_IN | NonRTO_Midwest | MISO_IN | 2015 | B10 | 1262 | 0 | 4450 | 0 | 0 | 0 | 0 | 0 | 0 | 0 | 0 | 0 | 0 | 0
NonRTO_Midwest_2_MISO_IN | NonRTO_Midwest | MISO_IN | 2015 | B11 | 25 | 0 | 4450 | 0 | 0 | 0 | 0 | 0 | 0 | 0 | 0 | 0 | 0 | 0
NonRTO_Midwest_2_MISO_IN | NonRTO_Midwest | MISO_IN | 2015 | B12 | 200 | 0 | 4450 | 0 | 0 | 0 | 0 | 0 | 0 | 0 | 0 | 0 | 0 | 0
NonRTO_Midwest_2_MISO_IN | NonRTO_Midwest | MISO_IN | 2015 | B13 | 600 | 0 | 4450 | 0 | 0 | 0 | 0 | 0 | 0 | 0 | 0 | 0 | 0 | 0
NonRTO_Midwest_2_MISO_IN | NonRTO_Midwest | MISO_IN | 2015 | B14 | 900 | 0 | 4450 | 0 | 0 | 0 | 0 | 0 | 0 | 0 | 0 | 0 | 0 | 0
NonRTO_Midwest_2_MISO_IN | NonRTO_Midwest | MISO_IN | 2015 | B15 | 1203 | 0 | 4450 | 0 | 0 | 0 | 0 | 0 | 0 | 0 | 0 | 0 | 0 | 0
NonRTO_Midwest_2_MISO_IN | NonRTO_Midwest | MISO_IN | 2015 | B16 | 25 | 0 | 4450 | 0 | 0 | 0 | 0 | 0 | 0 | 0 | 0 | 0 | 0 | 0
NonRTO_Midwest_2_MISO_IN | NonRTO_Midwest | MISO_IN | 2015 | B17 | 100 | 0 | 4450 | 0 | 0 | 0 | 0 | 0 | 0 | 0 | 0 | 0 | 0 | 0
NonRTO_Midwest_2_MISO_IN | NonRTO_Midwest | MISO_IN | 2015 | B18 | 400 | 0 | 4450 | 0 | 0 | 0 | 0 | 0 | 0 | 0 | 0 | 0 | 0 | 0
NonRTO_Midwest_2_MISO_IN | NonRTO_Midwest | MISO_IN | 2015 | B19 | 700 | 0 | 4450 | 0 | 0 | 0 | 0 | 0 | 0 | 0 | 0 | 0 | 0 | 0
NonRTO_Midwest_2_MISO_IN | NonRTO_Midwest | MISO_IN | 2015 | B20 | 935 | 0 | 4450 | 0 | 0 | 0 | 0 | 0 | 0 | 0 | 0 | 0 | 0 | 0
NonRTO_Midwest_2_MISO_IN | NonRTO_Midwest | MISO_IN | 2020 | B1 | 10 | 0 | 4450 | 0 | 0 | 0 | 0 | 0 | 0 | 0 | 0 | 0 | 0 | 0
NonRTO_Midwest_2_MISO_IN | NonRTO_Midwest | MISO_IN | 2020 | B2 | 25 | 0 | 4450 | 0 | 0 | 0 | 0 | 0 | 0 | 0 | 0 | 0 | 0 | 0
NonRTO_Midwest_2_MISO_IN | NonRTO_Midwest | MISO_IN | 2020 | B3 | 75 | 0 | 4450 | 0 | 0 | 0 | 0 | 0 | 0 | 0 | 0 | 0 | 0 | 0
NonRTO_Midwest_2_MISO_IN | NonRTO_Midwest | MISO_IN | 2020 | B4 | 100 | 0 | 4450 | 0 | 0 | 0 | 0 | 0 | 0 | 0 | 0 | 0 | 0 | 0
NonRTO_Midwest_2_MISO_IN | NonRTO_Midwest | MISO_IN | 2020 | B5 | 200 | 0 | 4450 | 0 | 0 | 0 | 0 | 0 | 0 | 0 | 0 | 0 | 0 | 0
NonRTO_Midwest_2_MISO_IN | NonRTO_Midwest | MISO_IN | 2020 | B6 | 300 | 0 | 4450 | 0 | 0 | 0 | 0 | 0 | 0 | 0 | 0 | 0 | 0 | 0
NonRTO_Midwest_2_MISO_IN | NonRTO_Midwest | MISO_IN | 2020 | B7 | 400 | 0 | 4450 | 0 | 0 | 0 | 0 | 0 | 0 | 0 | 0 | 0 | 0 | 0
NonRTO_Midwest_2_MISO_IN | NonRTO_Midwest | MISO_IN | 2020 | B8 | 500 | 0 | 4450 | 0 | 0 | 0 | 0 | 0 | 0 | 0 | 0 | 0 | 0 | 0
NonRTO_Midwest_2_MISO_IN | NonRTO_Midwest | MISO_IN | 2020 | B9 | 800 | 0 | 4450 | 0 | 0 | 0 | 0 | 0 | 0 | 0 | 0 | 0 | 0 | 0
NonRTO_Midwest_2_MISO_IN | NonRTO_Midwest | MISO_IN | 2020 | B10 | 1262 | 0 | 4450 | 0 | 0 | 0 | 0 | 0 | 0 | 0 | 0 | 0 | 0 | 0
NonRTO_Midwest_2_MISO_IN | NonRTO_Midwest | MISO_IN | 2020 | B11 | 25 | 0 | 4450 | 0 | 0 | 0 | 0 | 0 | 0 | 0 | 0 | 0 | 0 | 0
NonRTO_Midwest_2_MISO_IN | NonRTO_Midwest | MISO_IN | 2020 | B12 | 200 | 0 | 4450 | 0 | 0 | 0 | 0 | 0 | 0 | 0 | 0 | 0 | 0 | 0
NonRTO_Midwest_2_MISO_IN | NonRTO_Midwest | MISO_IN | 2020 | B13 | 600 | 0 | 4450 | 0 | 0 | 0 | 0 | 0 | 0 | 0 | 0 | 0 | 0 | 0
NonRTO_Midwest_2_MISO_IN | NonRTO_Midwest | MISO_IN | 2020 | B14 | 900 | 0 | 4450 | 0 | 0 | 0 | 0 | 0 | 0 | 0 | 0 | 0 | 0 | 0
NonRTO_Midwest_2_MISO_IN | NonRTO_Midwest | MISO_IN | 2020 | B15 | 1203 | 0 | 4450 | 0 | 0 | 0 | 0 | 0 | 0 | 0 | 0 | 0 | 0 | 0
NonRTO_Midwest_2_MISO_IN | NonRTO_Midwest | MISO_IN | 2020 | B16 | 25 | 0 | 4450 | 0 | 0 | 0 | 0 | 0 | 0 | 0 | 0 | 0 | 0 | 0
NonRTO_Midwest_2_MISO_IN | NonRTO_Midwest | MISO_IN | 2020 | B17 | 100 | 0 | 4450 | 0 | 0 | 0 | 0 | 0 | 0 | 0 | 0 | 0 | 0 | 0
NonRTO_Midwest_2_MISO_IN | NonRTO_Midwest | MISO_IN | 2020 | B18 | 400 | 0 | 4450 | 0 | 0 | 0 | 0 | 0 | 0 | 0 | 0 | 0 | 0 | 0
NonRTO_Midwest_2_MISO_IN | NonRTO_Midwest | MISO_IN | 2020 | B19 | 700 | 0 | 4450 | 0 | 0 | 0 | 0 | 0 | 0 | 0 | 0 | 0 | 0 | 0
NonRTO_Midwest_2_MISO_IN | NonRTO_Midwest | MISO_IN | 2020 | B20 | 935 | 0 | 4450 | 0 | 0 | 0 | 0 | 0 | 0 | 0 | 0 | 0 | 0 | 0
NonRTO_Midwest_2_MISO_IN | NonRTO_Midwest | MISO_IN | 2025 | B1 | 10 | 0 | 4450 | 0 | 0 | 0 | 0 | 0 | 0 | 0 | 0 | 0 | 0 | 0
NonRTO_Midwest_2_MISO_IN | NonRTO_Midwest | MISO_IN | 2025 | B2 | 25 | 0 | 4450 | 0 | 0 | 0 | 0 | 0 | 0 | 0 | 0 | 0 | 0 | 0
NonRTO_Midwest_2_MISO_IN | NonRTO_Midwest | MISO_IN | 2025 | B3 | 75 | 0 | 4450 | 0 | 0 | 0 | 0 | 0 | 0 | 0 | 0 | 0 | 0 | 0
NonRTO_Midwest_2_MISO_IN | NonRTO_Midwest | MISO_IN | 2025 | B4 | 100 | 0 | 4450 | 0 | 0 | 0 | 0 | 0 | 0 | 0 | 0 | 0 | 0 | 0
NonRTO_Midwest_2_MISO_IN | NonRTO_Midwest | MISO_IN | 2025 | B5 | 200 | 0 | 4450 | 0 | 0 | 0 | 0 | 0 | 0 | 0 | 0 | 0 | 0 | 0
NonRTO_Midwest_2_MISO_IN | NonRTO_Midwest | MISO_IN | 2025 | B6 | 300 | 0 | 4450 | 0 | 0 | 0 | 0 | 0 | 0 | 0 | 0 | 0 | 0 | 0
NonRTO_Midwest_2_MISO_IN | NonRTO_Midwest | MISO_IN | 2025 | B7 | 400 | 0 | 4450 | 0 | 0 | 0 | 0 | 0 | 0 | 0 | 0 | 0 | 0 | 0
NonRTO_Midwest_2_MISO_IN | NonRTO_Midwest | MISO_IN | 2025 | B8 | 500 | 0 | 4450 | 0 | 0 | 0 | 0 | 0 | 0 | 0 | 0 | 0 | 0 | 0
NonRTO_Midwest_2_MISO_IN | NonRTO_Midwest | MISO_IN | 2025 | B9 | 800 | 0 | 4450 | 0 | 0 | 0 | 0 | 0 | 0 | 0 | 0 | 0 | 0 | 0
NonRTO_Midwest_2_MISO_IN | NonRTO_Midwest | MISO_IN | 2025 | B10 | 1262 | 0 | 4450 | 0 | 0 | 0 | 0 | 0 | 0 | 0 | 0 | 0 | 0 | 0
NonRTO_Midwest_2_MISO_IN | NonRTO_Midwest | MISO_IN | 2025 | B11 | 25 | 0 | 4450 | 0 | 0 | 0 | 0 | 0 | 0 | 0 | 0 | 0 | 0 | 0
NonRTO_Midwest_2_MISO_IN | NonRTO_Midwest | MISO_IN | 2025 | B12 | 200 | 0 | 4450 | 0 | 0 | 0 | 0 | 0 | 0 | 0 | 0 | 0 | 0 | 0
NonRTO_Midwest_2_MISO_IN | NonRTO_Midwest | MISO_IN | 2025 | B13 | 600 | 0 | 4450 | 0 | 0 | 0 | 0 | 0 | 0 | 0 | 0 | 0 | 0 | 0
NonRTO_Midwest_2_MISO_IN | NonRTO_Midwest | MISO_IN | 2025 | B14 | 900 | 0 | 4450 | 0 | 0 | 0 | 0 | 0 | 0 | 0 | 0 | 0 | 0 | 0
NonRTO_Midwest_2_MISO_IN | NonRTO_Midwest | MISO_IN | 2025 | B15 | 1203 | 0 | 4450 | 0 | 0 | 0 | 0 | 0 | 0 | 0 | 0 | 0 | 0 | 0
NonRTO_Midwest_2_MISO_IN | NonRTO_Midwest | MISO_IN | 2025 | B16 | 25 | 0 | 4450 | 0 | 0 | 0 | 0 | 0 | 0 | 0 | 0 | 0 | 0 | 0
NonRTO_Midwest_2_MISO_IN | NonRTO_Midwest | MISO_IN | 2025 | B17 | 100 | 0 | 4450 | 0 | 0 | 0 | 0 | 0 | 0 | 0 | 0 | 0 | 0 | 0
NonRTO_Midwest_2_MISO_IN | NonRTO_Midwest | MISO_IN | 2025 | B18 | 400 | 0 | 4450 | 0 | 0 | 0 | 0 | 0 | 0 | 0 | 0 | 0 | 0 | 0
NonRTO_Midwest_2_MISO_IN | NonRTO_Midwest | MISO_IN | 2025 | B19 | 700 | 0 | 4450 | 0 | 0 | 0 | 0 | 0 | 0 | 0 | 0 | 0 | 0 | 0
NonRTO_Midwest_2_MISO_IN | NonRTO_Midwest | MISO_IN | 2025 | B20 | 935 | 0 | 4450 | 0 | 0 | 0 | 0 | 0 | 0 | 0 | 0 | 0 | 0 | 0
NonRTO_Midwest_2_MISO_IN | NonRTO_Midwest | MISO_IN | 2030 | B1 | 10 | 0 | 4450 | 0 | 0 | 0 | 0 | 0 | 0 | 0 | 0 | 0 | 0 | 0
NonRTO_Midwest_2_MISO_IN | NonRTO_Midwest | MISO_IN | 2030 | B2 | 25 | 0 | 4450 | 0 | 0 | 0 | 0 | 0 | 0 | 0 | 0 | 0 | 0 | 0
NonRTO_Midwest_2_MISO_IN | NonRTO_Midwest | MISO_IN | 2030 | B3 | 75 | 0 | 4450 | 0 | 0 | 0 | 0 | 0 | 0 | 0 | 0 | 0 | 0 | 0
NonRTO_Midwest_2_MISO_IN | NonRTO_Midwest | MISO_IN | 2030 | B4 | 100 | 0 | 4450 | 0 | 0 | 0 | 0 | 0 | 0 | 0 | 0 | 0 | 0 | 0
NonRTO_Midwest_2_MISO_IN | NonRTO_Midwest | MISO_IN | 2030 | B5 | 200 | 0 | 4450 | 0 | 0 | 0 | 0 | 0 | 0 | 0 | 0 | 0 | 0 | 0
NonRTO_Midwest_2_MISO_IN | NonRTO_Midwest | MISO_IN | 2030 | B6 | 300 | 0 | 4450 | 0 | 0 | 0 | 0 | 0 | 0 | 0 | 0 | 0 | 0 | 0
NonRTO_Midwest_2_MISO_IN | NonRTO_Midwest | MISO_IN | 2030 | B7 | 400 | 0 | 4450 | 0 | 0 | 0 | 0 | 0 | 0 | 0 | 0 | 0 | 0 | 0
NonRTO_Midwest_2_MISO_IN | NonRTO_Midwest | MISO_IN | 2030 | B8 | 500 | 0 | 4450 | 0 | 0 | 0 | 0 | 0 | 0 | 0 | 0 | 0 | 0 | 0
NonRTO_Midwest_2_MISO_IN | NonRTO_Midwest | MISO_IN | 2030 | B9 | 800 | 0 | 4450 | 0 | 0 | 0 | 0 | 0 | 0 | 0 | 0 | 0 | 0 | 0
NonRTO_Midwest_2_MISO_IN | NonRTO_Midwest | MISO_IN | 2030 | B10 | 1262 | 0 | 4450 | 0 | 0 | 0 | 0 | 0 | 0 | 0 | 0 | 0 | 0 | 0
NonRTO_Midwest_2_MISO_IN | NonRTO_Midwest | MISO_IN | 2030 | B11 | 25 | 0 | 4450 | 0 | 0 | 0 | 0 | 0 | 0 | 0 | 0 | 0 | 0 | 0
NonRTO_Midwest_2_MISO_IN | NonRTO_Midwest | MISO_IN | 2030 | B12 | 200 | 0 | 4450 | 0 | 0 | 0 | 0 | 0 | 0 | 0 | 0 | 0 | 0 | 0
NonRTO_Midwest_2_MISO_IN | NonRTO_Midwest | MISO_IN | 2030 | B13 | 600 | 0 | 4450 | 0 | 0 | 0 | 0 | 0 | 0 | 0 | 0 | 0 | 0 | 0
NonRTO_Midwest_2_MISO_IN | NonRTO_Midwest | MISO_IN | 2030 | B14 | 900 | 0 | 4450 | 0 | 0 | 0 | 0 | 0 | 0 | 0 | 0 | 0 | 0 | 0
NonRTO_Midwest_2_MISO_IN | NonRTO_Midwest | MISO_IN | 2030 | B15 | 1203 | 0 | 4450 | 0 | 0 | 0 | 0 | 0 | 0 | 0 | 0 | 0 | 0 | 0
NonRTO_Midwest_2_MISO_IN | NonRTO_Midwest | MISO_IN | 2030 | B16 | 25 | 0 | 4450 | 0 | 0 | 0 | 0 | 0 | 0 | 0 | 0 | 0 | 0 | 0
NonRTO_Midwest_2_MISO_IN | NonRTO_Midwest | MISO_IN | 2030 | B17 | 100 | 0 | 4450 | 0 | 0 | 0 | 0 | 0 | 0 | 0 | 0 | 0 | 0 | 0
NonRTO_Midwest_2_MISO_IN | NonRTO_Midwest | MISO_IN | 2030 | B18 | 400 | 0 | 4450 | 0 | 0 | 0 | 0 | 0 | 0 | 0 | 0 | 0 | 0 | 0
NonRTO_Midwest_2_MISO_IN | NonRTO_Midwest | MISO_IN | 2030 | B19 | 700 | 0 | 4450 | 0 | 0 | 0 | 0 | 0 | 0 | 0 | 0 | 0 | 0 | 0
NonRTO_Midwest_2_MISO_IN | NonRTO_Midwest | MISO_IN | 2030 | B20 | 935 | 0 | 4450 | 0 | 0 | 0 | 0 | 0 | 0 | 0 | 0 | 0 | 0 | 0
NonRTO_Midwest_2_MISO_IN | NonRTO_Midwest | MISO_IN | 2035 | B1 | 10 | 0 | 4450 | 0 | 0 | 0 | 0 | 0 | 0 | 0 | 0 | 0 | 0 | 0
NonRTO_Midwest_2_MISO_IN | NonRTO_Midwest | MISO_IN | 2035 | B2 | 25 | 0 | 4450 | 0 | 0 | 0 | 0 | 0 | 0 | 0 | 0 | 0 | 0 | 0
NonRTO_Midwest_2_MISO_IN | NonRTO_Midwest | MISO_IN | 2035 | B3 | 75 | 0 | 4450 | 0 | 0 | 0 | 0 | 0 | 0 | 0 | 0 | 0 | 0 | 0
NonRTO_Midwest_2_MISO_IN | NonRTO_Midwest | MISO_IN | 2035 | B4 | 100 | 0 | 4450 | 0 | 0 | 0 | 0 | 0 | 0 | 0 | 0 | 0 | 0 | 0
NonRTO_Midwest_2_MISO_IN | NonRTO_Midwest | MISO_IN | 2035 | B5 | 200 | 0 | 4450 | 0 | 0 | 0 | 0 | 0 | 0 | 0 | 0 | 0 | 0 | 0
NonRTO_Midwest_2_MISO_IN | NonRTO_Midwest | MISO_IN | 2035 | B6 | 300 | 0 | 4450 | 0 | 0 | 0 | 0 | 0 | 0 | 0 | 0 | 0 | 0 | 0
NonRTO_Midwest_2_MISO_IN | NonRTO_Midwest | MISO_IN | 2035 | B7 | 400 | 0 | 4450 | 544.68 | 943.29 | 500.86 | 0 | 0 | 0 | 0 | 0 | 0 | 0 | 0
NonRTO_Midwest_2_MISO_IN | NonRTO_Midwest | MISO_IN | 2035 | B8 | 500 | 0 | 4450 | 0 | 0 | 795.01 | 0 | 0 | 0 | 0 | 0 | 0 | 0 | 0
NonRTO_Midwest_2_MISO_IN | NonRTO_Midwest | MISO_IN | 2035 | B9 | 800 | 0 | 4450 | 0 | 0 | 0 | 0 | 0 | 0 | 0 | 0 | 0 | 0 | 0
NonRTO_Midwest_2_MISO_IN | NonRTO_Midwest | MISO_IN | 2035 | B10 | 1262 | 0 | 4450 | 0 | 0 | 0 | 0 | 0 | 0 | 0 | 0 | 0 | 0 | 0
NonRTO_Midwest_2_MISO_IN | NonRTO_Midwest | MISO_IN | 2035 | B11 | 25 | 0 | 4450 | 0 | 0 | 0 | 0 | 0 | 0 | 0 | 0 | 0 | 0 | 0
NonRTO_Midwest_2_MISO_IN | NonRTO_Midwest | MISO_IN | 2035 | B12 | 200 | 0 | 4450 | 0 | 0 | 0 | 0 | 0 | 0 | 0 | 0 | 0 | 0 | 0
NonRTO_Midwest_2_MISO_IN | NonRTO_Midwest | MISO_IN | 2035 | B13 | 600 | 0 | 4450 | 0 | 0 | 0 | 0 | 0 | 0 | 0 | 0 | 0 | 0 | 0
NonRTO_Midwest_2_MISO_IN | NonRTO_Midwest | MISO_IN | 2035 | B14 | 900 | 0 | 4450 | 0 | 0 | 0 | 0 | 0 | 0 | 0 | 0 | 0 | 0 | 0
NonRTO_Midwest_2_MISO_IN | NonRTO_Midwest | MISO_IN | 2035 | B15 | 1203 | 0 | 4450 | 0 | 0 | 0 | 0 | 0 | 0 | 0 | 0 | 0 | 0 | 0
NonRTO_Midwest_2_MISO_IN | NonRTO_Midwest | MISO_IN | 2035 | B16 | 25 | 0 | 4450 | 0 | 0 | 0 | 0 | 0 | 0 | 0 | 0 | 0 | 0 | 0
NonRTO_Midwest_2_MISO_IN | NonRTO_Midwest | MISO_IN | 2035 | B17 | 100 | 0 | 4450 | 0 | 0 | 0 | 0 | 0 | 0 | 0 | 0 | 0 | 0 | 0
NonRTO_Midwest_2_MISO_IN | NonRTO_Midwest | MISO_IN | 2035 | B18 | 400 | 0 | 4450 | 0 | 0 | 0 | 0 | 0 | 0 | 0 | 0 | 0 | 0 | 0
NonRTO_Midwest_2_MISO_IN | NonRTO_Midwest | MISO_IN | 2035 | B19 | 700 | 0 | 4450 | 0 | 0 | 0 | 0 | 0 | 0 | 0 | 0 | 0 | 0 | 0
NonRTO_Midwest_2_MISO_IN | NonRTO_Midwest | MISO_IN | 2035 | B20 | 935 | 0 | 4450 | 0 | 0 | 0 | 0 | 0 | 0 | 0 | 0 | 0 | 0 | 0
NonRTO_Midwest_2_MISO_IN | NonRTO_Midwest | MISO_IN | 2040 | B1 | 10 | 0 | 4450 | 0 | 0 | 0 | 0 | 0 | 0 | 0 | 0 | 0 | 0 | 0
NonRTO_Midwest_2_MISO_IN | NonRTO_Midwest | MISO_IN | 2040 | B2 | 25 | 0 | 4450 | 0 | 0 | 0 | 0 | 0 | 0 | 0 | 0 | 0 | 0 | 0
NonRTO_Midwest_2_MISO_IN | NonRTO_Midwest | MISO_IN | 2040 | B3 | 75 | 0 | 4450 | 0 | 0 | 0 | 0 | 0 | 0 | 0 | 0 | 0 | 0 | 0
NonRTO_Midwest_2_MISO_IN | NonRTO_Midwest | MISO_IN | 2040 | B4 | 100 | 0 | 4450 | 0 | 0 | 0 | 0 | 0 | 0 | 0 | 0 | 0 | 0 | 0
NonRTO_Midwest_2_MISO_IN | NonRTO_Midwest | MISO_IN | 2040 | B5 | 200 | 0 | 4450 | 0 | 0 | 0 | 0 | 0 | 0 | 0 | 0 | 0 | 0 | 0
NonRTO_Midwest_2_MISO_IN | NonRTO_Midwest | MISO_IN | 2040 | B6 | 300 | 0 | 4450 | 0 | 0 | 0 | 0 | 0 | 0 | 0 | 0 | 0 | 0 | 0
NonRTO_Midwest_2_MISO_IN | NonRTO_Midwest | MISO_IN | 2040 | B7 | 400 | 0 | 4450 | 0 | 0 | 0 | 0 | 0 | 0 | 0 | 0 | 0 | 0 | 0
NonRTO_Midwest_2_MISO_IN | NonRTO_Midwest | MISO_IN | 2040 | B8 | 500 | 0 | 4450 | 0 | 0 | 0 | 0 | 0 | 0 | 0 | 0 | 0 | 0 | 0
NonRTO_Midwest_2_MISO_IN | NonRTO_Midwest | MISO_IN | 2040 | B9 | 800 | 0 | 4450 | 0 | 0 | 0 | 0 | 0 | 0 | 0 | 0 | 0 | 0 | 0
NonRTO_Midwest_2_MISO_IN | NonRTO_Midwest | MISO_IN | 2040 | B10 | 1262 | 0 | 4450 | 0 | 0 | 297.9 | 0 | 0 | 0 | 0 | 0 | 0 | 0 | 0
NonRTO_Midwest_2_MISO_IN | NonRTO_Midwest | MISO_IN | 2040 | B11 | 25 | 0 | 4450 | 0 | 0 | 0 | 0 | 0 | 0 | 0 | 0 | 0 | 0 | 0
NonRTO_Midwest_2_MISO_IN | NonRTO_Midwest | MISO_IN | 2040 | B12 | 200 | 0 | 4450 | 0 | 0 | 0 | 0 | 0 | 0 | 0 | 0 | 0 | 0 | 0
NonRTO_Midwest_2_MISO_IN | NonRTO_Midwest | MISO_IN | 2040 | B13 | 600 | 0 | 4450 | 0 | 0 | 0 | 0 | 0 | 0 | 0 | 0 | 0 | 0 | 0
NonRTO_Midwest_2_MISO_IN | NonRTO_Midwest | MISO_IN | 2040 | B14 | 900 | 0 | 4450 | 0 | 0 | 0 | 0 | 0 | 0 | 0 | 0 | 0 | 0 | 0
NonRTO_Midwest_2_MISO_IN | NonRTO_Midwest | MISO_IN | 2040 | B15 | 1203 | 0 | 4450 | 0 | 0 | 0 | 0 | 0 | 0 | 0 | 0 | 0 | 0 | 0
NonRTO_Midwest_2_MISO_IN | NonRTO_Midwest | MISO_IN | 2040 | B16 | 25 | 0 | 4450 | 0 | 0 | 0 | 0 | 0 | 0 | 0 | 0 | 0 | 0 | 0
NonRTO_Midwest_2_MISO_IN | NonRTO_Midwest | MISO_IN | 2040 | B17 | 100 | 0 | 4450 | 0 | 0 | 0 | 0 | 0 | 0 | 0 | 0 | 0 | 0 | 0
NonRTO_Midwest_2_MISO_IN | NonRTO_Midwest | MISO_IN | 2040 | B18 | 400 | 0 | 4450 | 0 | 0 | 0 | 0 | 0 | 0 | 0 | 0 | 0 | 0 | 0
NonRTO_Midwest_2_MISO_IN | NonRTO_Midwest | MISO_IN | 2040 | B19 | 700 | 0 | 4450 | 0 | 0 | 0 | 0 | 0 | 0 | 0 | 0 | 0 | 0 | 0
NonRTO_Midwest_2_MISO_IN | NonRTO_Midwest | MISO_IN | 2040 | B20 | 935 | 0 | 4450 | 0 | 0 | 0 | 0 | 0 | 0 | 0 | 0 | 0 | 0 | 0
NonRTO_Midwest_2_MISO_IN | NonRTO_Midwest | MISO_IN | 2045 | B1 | 10 | 0 | 4450 | 0 | 0 | 0 | 0 | 0 | 0 | 0 | 0 | 0 | 0 | 0
NonRTO_Midwest_2_MISO_IN | NonRTO_Midwest | MISO_IN | 2045 | B2 | 25 | 0 | 4450 | 0 | 0 | 0 | 0 | 0 | 0 | 0 | 0 | 0 | 0 | 0
NonRTO_Midwest_2_MISO_IN | NonRTO_Midwest | MISO_IN | 2045 | B3 | 75 | 0 | 4450 | 0 | 0 | 0 | 0 | 0 | 0 | 0 | 0 | 0 | 0 | 0
NonRTO_Midwest_2_MISO_IN | NonRTO_Midwest | MISO_IN | 2045 | B4 | 100 | 0 | 4450 | 0 | 0 | 0 | 0 | 0 | 0 | 0 | 0 | 0 | 0 | 0
NonRTO_Midwest_2_MISO_IN | NonRTO_Midwest | MISO_IN | 2045 | B5 | 200 | 0 | 4450 | 0 | 0 | 0 | 0 | 0 | 0 | 0 | 0 | 0 | 0 | 0
NonRTO_Midwest_2_MISO_IN | NonRTO_Midwest | MISO_IN | 2045 | B6 | 300 | 0 | 4450 | 0 | 0 | 0 | 0 | 0 | 0 | 0 | 0 | 0 | 0 | 0
NonRTO_Midwest_2_MISO_IN | NonRTO_Midwest | MISO_IN | 2045 | B7 | 400 | 0 | 4450 | 0 | 0 | 0 | 0 | 0 | 0 | 0 | 0 | 0 | 0 | 0
NonRTO_Midwest_2_MISO_IN | NonRTO_Midwest | MISO_IN | 2045 | B8 | 500 | 0 | 4450 | 0 | 0 | 0 | 0 | 0 | 0 | 0 | 0 | 0 | 0 | 0
NonRTO_Midwest_2_MISO_IN | NonRTO_Midwest | MISO_IN | 2045 | B9 | 800 | 0 | 4450 | 236.87 | 0 | 0 | 0 | 0 | 0 | 0 | 0 | 0 | 0 | 0
NonRTO_Midwest_2_MISO_IN | NonRTO_Midwest | MISO_IN | 2045 | B10 | 1262 | 0 | 4450 | 1544.88 | 0 | 809.29 | 0 | 0 | 0 | 0 | 0 | 0 | 0 | 0
NonRTO_Midwest_2_MISO_IN | NonRTO_Midwest | MISO_IN | 2045 | B11 | 25 | 0 | 4450 | 0 | 0 | 0 | 0 | 0 | 0 | 0 | 0 | 0 | 0 | 0
NonRTO_Midwest_2_MISO_IN | NonRTO_Midwest | MISO_IN | 2045 | B12 | 200 | 0 | 4450 | 0 | 0 | 0 | 0 | 0 | 0 | 0 | 0 | 0 | 0 | 0
NonRTO_Midwest_2_MISO_IN | NonRTO_Midwest | MISO_IN | 2045 | B13 | 600 | 0 | 4450 | 0 | 0 | 0 | 0 | 0 | 0 | 0 | 0 | 0 | 0 | 0
NonRTO_Midwest_2_MISO_IN | NonRTO_Midwest | MISO_IN | 2045 | B14 | 900 | 0 | 4450 | 47.66 | 0 | 0 | 0 | 0 | 0 | 0 | 0 | 0 | 0 | 0
NonRTO_Midwest_2_MISO_IN | NonRTO_Midwest | MISO_IN | 2045 | B15 | 1203 | 0 | 4450 | 0 | 0 | 0 | 0 | 0 | 0 | 0 | 0 | 0 | 0 | 0
NonRTO_Midwest_2_MISO_IN | NonRTO_Midwest | MISO_IN | 2045 | B16 | 25 | 0 | 4450 | 0 | 0 | 0 | 0 | 0 | 0 | 0 | 0 | 0 | 0 | 0
NonRTO_Midwest_2_MISO_IN | NonRTO_Midwest | MISO_IN | 2045 | B17 | 100 | 0 | 4450 | 0 | 0 | 0 | 0 | 0 | 0 | 0 | 0 | 0 | 0 | 0
NonRTO_Midwest_2_MISO_IN | NonRTO_Midwest | MISO_IN | 2045 | B18 | 400 | 0 | 4450 | 0 | 0 | 0 | 0 | 0 | 0 | 0 | 0 | 0 | 0 | 0
NonRTO_Midwest_2_MISO_IN | NonRTO_Midwest | MISO_IN | 2045 | B19 | 700 | 0 | 4450 | 0 | 0 | 0 | 0 | 0 | 0 | 0 | 0 | 0 | 0 | 0
NonRTO_Midwest_2_MISO_IN | NonRTO_Midwest | MISO_IN | 2045 | B20 | 935 | 0 | 4450 | 0 | 0 | 0 | 0 | 0 | 0 | 0 | 0 | 0 | 0 | 0
NonRTO_Midwest_2_MISO_IN | NonRTO_Midwest | MISO_IN | 2050 | B1 | 10 | 0 | 4450 | 0 | 0 | 0 | 0 | 0 | 0 | 0 | 0 | 0 | 0 | 0
NonRTO_Midwest_2_MISO_IN | NonRTO_Midwest | MISO_IN | 2050 | B2 | 25 | 0 | 4450 | 0 | 0 | 0 | 0 | 0 | 0 | 0 | 0 | 0 | 0 | 0
NonRTO_Midwest_2_MISO_IN | NonRTO_Midwest | MISO_IN | 2050 | B3 | 75 | 0 | 4450 | 0 | 0 | 0 | 0 | 0 | 0 | 0 | 0 | 0 | 0 | 0
NonRTO_Midwest_2_MISO_IN | NonRTO_Midwest | MISO_IN | 2050 | B4 | 100 | 0 | 4450 | 0 | 0 | 0 | 0 | 0 | 0 | 0 | 0 | 0 | 0 | 0
NonRTO_Midwest_2_MISO_IN | NonRTO_Midwest | MISO_IN | 2050 | B5 | 200 | 0 | 4450 | 0 | 0 | 0 | 0 | 0 | 0 | 0 | 0 | 0 | 0 | 0
NonRTO_Midwest_2_MISO_IN | NonRTO_Midwest | MISO_IN | 2050 | B6 | 300 | 0 | 4450 | 0 | 0 | 317.71 | 0 | 0 | 0 | 0 | 0 | 0 | 0 | 0
NonRTO_Midwest_2_MISO_IN | NonRTO_Midwest | MISO_IN | 2050 | B7 | 400 | 0 | 4450 | 1583.24 | 226.75 | 126.75 | 0 | 0 | 0 | 0 | 0 | 0 | 0 | 0
NonRTO_Midwest_2_MISO_IN | NonRTO_Midwest | MISO_IN | 2050 | B8 | 500 | 0 | 4450 | 1383.72 | 0 | 0 | 0 | 0 | 0 | 0 | 0 | 0 | 0 | 0
NonRTO_Midwest_2_MISO_IN | NonRTO_Midwest | MISO_IN | 2050 | B9 | 800 | 0 | 4450 | 1412.67 | 56.18 | 56.18 | 0 | 0 | 0 | 0 | 0 | 0 | 0 | 0
NonRTO_Midwest_2_MISO_IN | NonRTO_Midwest | MISO_IN | 2050 | B10 | 1262 | 0 | 4450 | 0 | 989.42 | 405.2 | 0 | 0 | 0 | 0 | 0 | 0 | 0 | 0
NonRTO_Midwest_2_MISO_IN | NonRTO_Midwest | MISO_IN | 2050 | B11 | 25 | 0 | 4450 | 0 | 0 | 0 | 0 | 0 | 0 | 0 | 0 | 0 | 0 | 0
NonRTO_Midwest_2_MISO_IN | NonRTO_Midwest | MISO_IN | 2050 | B12 | 200 | 0 | 4450 | 0 | 0 | 0 | 0 | 0 | 0 | 0 | 0 | 0 | 0 | 0
NonRTO_Midwest_2_MISO_IN | NonRTO_Midwest | MISO_IN | 2050 | B13 | 600 | 0 | 4450 | 0 | 0 | 0 | 0 | 0 | 0 | 0 | 0 | 0 | 0 | 0
NonRTO_Midwest_2_MISO_IN | NonRTO_Midwest | MISO_IN | 2050 | B14 | 900 | 0 | 4450 | 0 | 0 | 0 | 0 | 0 | 0 | 0 | 0 | 0 | 0 | 0
NonRTO_Midwest_2_MISO_IN | NonRTO_Midwest | MISO_IN | 2050 | B15 | 1203 | 0 | 4450 | 0 | 0 | 0 | 0 | 0 | 0 | 0 | 0 | 0 | 0 | 0
NonRTO_Midwest_2_MISO_IN | NonRTO_Midwest | MISO_IN | 2050 | B16 | 25 | 0 | 4450 | 0 | 0 | 0 | 0 | 0 | 0 | 0 | 0 | 0 | 0 | 0
NonRTO_Midwest_2_MISO_IN | NonRTO_Midwest | MISO_IN | 2050 | B17 | 100 | 0 | 4450 | 0 | 0 | 0 | 0 | 0 | 0 | 0 | 0 | 0 | 0 | 0
NonRTO_Midwest_2_MISO_IN | NonRTO_Midwest | MISO_IN | 2050 | B18 | 400 | 0 | 4450 | 0 | 0 | 0 | 0 | 0 | 0 | 0 | 0 | 0 | 0 | 0
NonRTO_Midwest_2_MISO_IN | NonRTO_Midwest | MISO_IN | 2050 | B19 | 700 | 0 | 4450 | 0 | 0 | 0 | 0 | 0 | 0 | 0 | 0 | 0 | 0 | 0
NonRTO_Midwest_2_MISO_IN | NonRTO_Midwest | MISO_IN | 2050 | B20 | 935 | 0 | 4450 | 0 | 0 | 0 | 0 | 0 | 0 | 0 | 0 | 0 | 0 | 0
NonRTO_Midwest_2_TVA_Transmission | NonRTO_Midwest | TVA_Transmission | 2015 | B1 | 10 | 0 | 2400 | 0 | 0 | 0 | 0 | 0 | 0 | 0 | 0 | 0 | 0 | 0
NonRTO_Midwest_2_TVA_Transmission | NonRTO_Midwest | TVA_Transmission | 2015 | B2 | 25 | 0 | 2400 | 0 | 0 | 0 | 0 | 0 | 0 | 0 | 0 | 0 | 0 | 0
NonRTO_Midwest_2_TVA_Transmission | NonRTO_Midwest | TVA_Transmission | 2015 | B3 | 75 | 0 | 2400 | 0 | 0 | 0 | 0 | 0 | 0 | 0 | 0 | 0 | 0 | 0
NonRTO_Midwest_2_TVA_Transmission | NonRTO_Midwest | TVA_Transmission | 2015 | B4 | 100 | 0 | 2400 | 0 | 0 | 0 | 0 | 0 | 0 | 0 | 0 | 0 | 0 | 0
NonRTO_Midwest_2_TVA_Transmission | NonRTO_Midwest | TVA_Transmission | 2015 | B5 | 200 | 0 | 2400 | 0 | 0 | 0 | 0 | 0 | 0 | 0 | 0 | 0 | 0 | 0
NonRTO_Midwest_2_TVA_Transmission | NonRTO_Midwest | TVA_Transmission | 2015 | B6 | 300 | 0 | 2400 | 0 | 0 | 0 | 0 | 0 | 0 | 0 | 0 | 0 | 0 | 0
NonRTO_Midwest_2_TVA_Transmission | NonRTO_Midwest | TVA_Transmission | 2015 | B7 | 400 | 0 | 2400 | 0 | 0 | 0 | 0 | 0 | 0 | 0 | 0 | 0 | 0 | 0
NonRTO_Midwest_2_TVA_Transmission | NonRTO_Midwest | TVA_Transmission | 2015 | B8 | 500 | 0 | 2400 | 0 | 0 | 0 | 0 | 0 | 0 | 0 | 0 | 0 | 0 | 0
NonRTO_Midwest_2_TVA_Transmission | NonRTO_Midwest | TVA_Transmission | 2015 | B9 | 800 | 0 | 2400 | 0 | 0 | 0 | 0 | 0 | 0 | 0 | 0 | 0 | 0 | 0
NonRTO_Midwest_2_TVA_Transmission | NonRTO_Midwest | TVA_Transmission | 2015 | B10 | 1262 | 0 | 2400 | 0 | 0 | 0 | 0 | 0 | 0 | 0 | 0 | 0 | 0 | 0
NonRTO_Midwest_2_TVA_Transmission | NonRTO_Midwest | TVA_Transmission | 2015 | B11 | 25 | 0 | 2400 | 0 | 0 | 0 | 0 | 0 | 0 | 0 | 0 | 0 | 0 | 0
NonRTO_Midwest_2_TVA_Transmission | NonRTO_Midwest | TVA_Transmission | 2015 | B12 | 200 | 0 | 2400 | 0 | 0 | 0 | 0 | 0 | 0 | 0 | 0 | 0 | 0 | 0
NonRTO_Midwest_2_TVA_Transmission | NonRTO_Midwest | TVA_Transmission | 2015 | B13 | 600 | 0 | 2400 | 0 | 0 | 0 | 0 | 0 | 0 | 0 | 0 | 0 | 0 | 0
NonRTO_Midwest_2_TVA_Transmission | NonRTO_Midwest | TVA_Transmission | 2015 | B14 | 900 | 0 | 2400 | 0 | 0 | 0 | 0 | 0 | 0 | 0 | 0 | 0 | 0 | 0
NonRTO_Midwest_2_TVA_Transmission | NonRTO_Midwest | TVA_Transmission | 2015 | B15 | 1203 | 0 | 2400 | 0 | 0 | 0 | 0 | 0 | 0 | 0 | 0 | 0 | 0 | 0
NonRTO_Midwest_2_TVA_Transmission | NonRTO_Midwest | TVA_Transmission | 2015 | B16 | 25 | 0 | 2400 | 0 | 0 | 0 | 0 | 0 | 0 | 0 | 0 | 0 | 0 | 0
NonRTO_Midwest_2_TVA_Transmission | NonRTO_Midwest | TVA_Transmission | 2015 | B17 | 100 | 0 | 2400 | 0 | 0 | 0 | 0 | 0 | 0 | 0 | 0 | 0 | 0 | 0
NonRTO_Midwest_2_TVA_Transmission | NonRTO_Midwest | TVA_Transmission | 2015 | B18 | 400 | 0 | 2400 | 0 | 0 | 0 | 0 | 0 | 0 | 0 | 0 | 0 | 0 | 0
NonRTO_Midwest_2_TVA_Transmission | NonRTO_Midwest | TVA_Transmission | 2015 | B19 | 700 | 0 | 2400 | 0 | 0 | 0 | 0 | 0 | 0 | 0 | 0 | 0 | 0 | 0
NonRTO_Midwest_2_TVA_Transmission | NonRTO_Midwest | TVA_Transmission | 2015 | B20 | 935 | 0 | 2400 | 0 | 0 | 0 | 0 | 0 | 0 | 0 | 0 | 0 | 0 | 0
NonRTO_Midwest_2_TVA_Transmission | NonRTO_Midwest | TVA_Transmission | 2020 | B1 | 10 | 0 | 2400 | 1630.52 | 0 | 0 | 0 | 0 | 0 | 0 | 0 | 0 | 0 | 0
NonRTO_Midwest_2_TVA_Transmission | NonRTO_Midwest | TVA_Transmission | 2020 | B2 | 25 | 0 | 2400 | 383.32 | 0 | 0 | 0 | 0 | 0 | 0 | 0 | 0 | 0 | 0
NonRTO_Midwest_2_TVA_Transmission | NonRTO_Midwest | TVA_Transmission | 2020 | B3 | 75 | 0 | 2400 | 0 | 0 | 0 | 0 | 0 | 0 | 0 | 0 | 0 | 0 | 0
NonRTO_Midwest_2_TVA_Transmission | NonRTO_Midwest | TVA_Transmission | 2020 | B4 | 100 | 0 | 2400 | 0 | 0 | 0 | 0 | 0 | 0 | 0 | 0 | 0 | 0 | 0
NonRTO_Midwest_2_TVA_Transmission | NonRTO_Midwest | TVA_Transmission | 2020 | B5 | 200 | 0 | 2400 | 0 | 0 | 0 | 0 | 0 | 0 | 0 | 0 | 0 | 0 | 0
NonRTO_Midwest_2_TVA_Transmission | NonRTO_Midwest | TVA_Transmission | 2020 | B6 | 300 | 0 | 2400 | 0 | 0 | 0 | 0 | 0 | 0 | 0 | 0 | 0 | 0 | 0
NonRTO_Midwest_2_TVA_Transmission | NonRTO_Midwest | TVA_Transmission | 2020 | B7 | 400 | 0 | 2400 | 0 | 0 | 0 | 0 | 0 | 0 | 0 | 0 | 0 | 0 | 0
NonRTO_Midwest_2_TVA_Transmission | NonRTO_Midwest | TVA_Transmission | 2020 | B8 | 500 | 0 | 2400 | 0 | 0 | 0 | 0 | 0 | 0 | 0 | 0 | 0 | 0 | 0
NonRTO_Midwest_2_TVA_Transmission | NonRTO_Midwest | TVA_Transmission | 2020 | B9 | 800 | 0 | 2400 | 0 | 0 | 0 | 0 | 0 | 0 | 0 | 0 | 0 | 0 | 0
NonRTO_Midwest_2_TVA_Transmission | NonRTO_Midwest | TVA_Transmission | 2020 | B10 | 1262 | 0 | 2400 | 0 | 0 | 0 | 0 | 0 | 0 | 0 | 0 | 0 | 0 | 0
NonRTO_Midwest_2_TVA_Transmission | NonRTO_Midwest | TVA_Transmission | 2020 | B11 | 25 | 0 | 2400 | 0 | 0 | 0 | 0 | 0 | 0 | 0 | 0 | 0 | 0 | 0
NonRTO_Midwest_2_TVA_Transmission | NonRTO_Midwest | TVA_Transmission | 2020 | B12 | 200 | 0 | 2400 | 0 | 0 | 0 | 0 | 0 | 0 | 0 | 0 | 0 | 0 | 0
NonRTO_Midwest_2_TVA_Transmission | NonRTO_Midwest | TVA_Transmission | 2020 | B13 | 600 | 0 | 2400 | 0 | 0 | 0 | 0 | 0 | 0 | 0 | 0 | 0 | 0 | 0
NonRTO_Midwest_2_TVA_Transmission | NonRTO_Midwest | TVA_Transmission | 2020 | B14 | 900 | 0 | 2400 | 0 | 0 | 0 | 0 | 0 | 0 | 0 | 0 | 0 | 0 | 0
NonRTO_Midwest_2_TVA_Transmission | NonRTO_Midwest | TVA_Transmission | 2020 | B15 | 1203 | 0 | 2400 | 0 | 0 | 0 | 0 | 0 | 0 | 0 | 0 | 0 | 0 | 0
NonRTO_Midwest_2_TVA_Transmission | NonRTO_Midwest | TVA_Transmission | 2020 | B16 | 25 | 0 | 2400 | 0 | 0 | 0 | 0 | 0 | 0 | 0 | 0 | 0 | 0 | 0
NonRTO_Midwest_2_TVA_Transmission | NonRTO_Midwest | TVA_Transmission | 2020 | B17 | 100 | 0 | 2400 | 0 | 0 | 0 | 0 | 0 | 0 | 0 | 0 | 0 | 0 | 0
NonRTO_Midwest_2_TVA_Transmission | NonRTO_Midwest | TVA_Transmission | 2020 | B18 | 400 | 0 | 2400 | 0 | 0 | 0 | 0 | 0 | 0 | 0 | 0 | 0 | 0 | 0
NonRTO_Midwest_2_TVA_Transmission | NonRTO_Midwest | TVA_Transmission | 2020 | B19 | 700 | 0 | 2400 | 0 | 0 | 0 | 0 | 0 | 0 | 0 | 0 | 0 | 0 | 0
NonRTO_Midwest_2_TVA_Transmission | NonRTO_Midwest | TVA_Transmission | 2020 | B20 | 935 | 0 | 2400 | 0 | 0 | 0 | 0 | 0 | 0 | 0 | 0 | 0 | 0 | 0
NonRTO_Midwest_2_TVA_Transmission | NonRTO_Midwest | TVA_Transmission | 2025 | B1 | 10 | 0 | 2400 | 1190.24 | 0 | 0 | 0 | 0 | 0 | 0 | 0 | 0 | 0.0089025 | 0.0029675
NonRTO_Midwest_2_TVA_Transmission | NonRTO_Midwest | TVA_Transmission | 2025 | B2 | 25 | 0 | 2400 | 2400 | 0 | 0 | 0 | 0 | 0.01187 | 0 | 0 | 0.01187 | 0.0089025 | 0.0029675
NonRTO_Midwest_2_TVA_Transmission | NonRTO_Midwest | TVA_Transmission | 2025 | B3 | 75 | 0 | 2400 | 0 | 0 | 0 | 0 | 0 | 0 | 0 | 0 | 0 | 0.0089025 | 0.0029675
NonRTO_Midwest_2_TVA_Transmission | NonRTO_Midwest | TVA_Transmission | 2025 | B4 | 100 | 0 | 2400 | 0 | 0 | 0 | 0 | 0 | 0 | 0 | 0 | 0 | 0.0089025 | 0.0029675
NonRTO_Midwest_2_TVA_Transmission | NonRTO_Midwest | TVA_Transmission | 2025 | B5 | 200 | 0 | 2400 | 0 | 0 | 0 | 0 | 0 | 0 | 0 | 0 | 0 | 0.0089025 | 0.0029675
NonRTO_Midwest_2_TVA_Transmission | NonRTO_Midwest | TVA_Transmission | 2025 | B6 | 300 | 0 | 2400 | 0 | 0 | 0 | 0 | 0 | 0 | 0 | 0 | 0 | 0.0089025 | 0.0029675
NonRTO_Midwest_2_TVA_Transmission | NonRTO_Midwest | TVA_Transmission | 2025 | B7 | 400 | 0 | 2400 | 0 | 0 | 0 | 0 | 0 | 0 | 0 | 0 | 0 | 0.0089025 | 0.0029675
NonRTO_Midwest_2_TVA_Transmission | NonRTO_Midwest | TVA_Transmission | 2025 | B8 | 500 | 0 | 2400 | 0 | 0 | 0 | 0 | 0 | 0 | 0 | 0 | 0 | 0.0089025 | 0.0029675
NonRTO_Midwest_2_TVA_Transmission | NonRTO_Midwest | TVA_Transmission | 2025 | B9 | 800 | 0 | 2400 | 0 | 0 | 0 | 0 | 0 | 0 | 0 | 0 | 0 | 0.0089025 | 0.0029675
NonRTO_Midwest_2_TVA_Transmission | NonRTO_Midwest | TVA_Transmission | 2025 | B10 | 1262 | 0 | 2400 | 0 | 0 | 0 | 0 | 0 | 0 | 0 | 0 | 0 | 0.0089025 | 0.0029675
NonRTO_Midwest_2_TVA_Transmission | NonRTO_Midwest | TVA_Transmission | 2025 | B11 | 25 | 0 | 2400 | 0 | 0 | 0 | 0 | 0 | 0 | 0 | 0 | 0 | 0.0089025 | 0.0029675
NonRTO_Midwest_2_TVA_Transmission | NonRTO_Midwest | TVA_Transmission | 2025 | B12 | 200 | 0 | 2400 | 0 | 0 | 0 | 0 | 0 | 0 | 0 | 0 | 0 | 0.0089025 | 0.0029675
NonRTO_Midwest_2_TVA_Transmission | NonRTO_Midwest | TVA_Transmission | 2025 | B13 | 600 | 0 | 2400 | 0 | 0 | 0 | 0 | 0 | 0 | 0 | 0 | 0 | 0.0089025 | 0.0029675
NonRTO_Midwest_2_TVA_Transmission | NonRTO_Midwest | TVA_Transmission | 2025 | B14 | 900 | 0 | 2400 | 0 | 0 | 0 | 0 | 0 | 0 | 0 | 0 | 0 | 0.0089025 | 0.0029675
NonRTO_Midwest_2_TVA_Transmission | NonRTO_Midwest | TVA_Transmission | 2025 | B15 | 1203 | 0 | 2400 | 0 | 0 | 0 | 0 | 0 | 0 | 0 | 0 | 0 | 0.0089025 | 0.0029675
NonRTO_Midwest_2_TVA_Transmission | NonRTO_Midwest | TVA_Transmission | 2025 | B16 | 25 | 0 | 2400 | 0 | 0 | 0 | 0 | 0 | 0 | 0 | 0 | 0 | 0.0089025 | 0.0029675
NonRTO_Midwest_2_TVA_Transmission | NonRTO_Midwest | TVA_Transmission | 2025 | B17 | 100 | 0 | 2400 | 0 | 0 | 0 | 0 | 0 | 0 | 0 | 0 | 0 | 0.0089025 | 0.0029675
NonRTO_Midwest_2_TVA_Transmission | NonRTO_Midwest | TVA_Transmission | 2025 | B18 | 400 | 0 | 2400 | 0 | 0 | 0 | 0 | 0 | 0 | 0 | 0 | 0 | 0.0089025 | 0.0029675
NonRTO_Midwest_2_TVA_Transmission | NonRTO_Midwest | TVA_Transmission | 2025 | B19 | 700 | 0 | 2400 | 0 | 0 | 0 | 0 | 0 | 0 | 0 | 0 | 0 | 0.0089025 | 0.0029675
NonRTO_Midwest_2_TVA_Transmission | NonRTO_Midwest | TVA_Transmission | 2025 | B20 | 935 | 0 | 2400 | 0 | 0 | 0 | 0 | 0 | 0 | 0 | 0 | 0 | 0.0089025 | 0.0029675
NonRTO_Midwest_2_TVA_Transmission | NonRTO_Midwest | TVA_Transmission | 2030 | B1 | 10 | 0 | 2400 | 2400 | 0 | 0 | 0 | 0 | 582.5559 | 0 | 0 | 166.4445 | 432.1731 | 144.0577
NonRTO_Midwest_2_TVA_Transmission | NonRTO_Midwest | TVA_Transmission | 2030 | B2 | 25 | 0 | 2400 | 2400 | 0 | 0 | 0 | 0 | 573.7008 | 0 | 0 | 409.7863 | 432.1731 | 144.0577
NonRTO_Midwest_2_TVA_Transmission | NonRTO_Midwest | TVA_Transmission | 2030 | B3 | 75 | 0 | 2400 | 0 | 0 | 0 | 0 | 0 | 0 | 0 | 0 | 0 | 432.1731 | 144.0577
NonRTO_Midwest_2_TVA_Transmission | NonRTO_Midwest | TVA_Transmission | 2030 | B4 | 100 | 0 | 2400 | 0 | 0 | 0 | 0 | 0 | 0 | 0 | 0 | 0 | 432.1731 | 144.0577
NonRTO_Midwest_2_TVA_Transmission | NonRTO_Midwest | TVA_Transmission | 2030 | B5 | 200 | 0 | 2400 | 0 | 0 | 0 | 0 | 0 | 0 | 0 | 0 | 0 | 432.1731 | 144.0577
NonRTO_Midwest_2_TVA_Transmission | NonRTO_Midwest | TVA_Transmission | 2030 | B6 | 300 | 0 | 2400 | 0 | 0 | 0 | 0 | 0 | 0 | 0 | 0 | 0 | 432.1731 | 144.0577
NonRTO_Midwest_2_TVA_Transmission | NonRTO_Midwest | TVA_Transmission | 2030 | B7 | 400 | 0 | 2400 | 0 | 0 | 0 | 0 | 0 | 0 | 0 | 0 | 0 | 432.1731 | 144.0577
NonRTO_Midwest_2_TVA_Transmission | NonRTO_Midwest | TVA_Transmission | 2030 | B8 | 500 | 0 | 2400 | 0 | 0 | 0 | 0 | 0 | 0 | 0 | 0 | 0 | 432.1731 | 144.0577
NonRTO_Midwest_2_TVA_Transmission | NonRTO_Midwest | TVA_Transmission | 2030 | B9 | 800 | 0 | 2400 | 0 | 0 | 0 | 0 | 0 | 0 | 0 | 0 | 0 | 432.1731 | 144.0577
NonRTO_Midwest_2_TVA_Transmission | NonRTO_Midwest | TVA_Transmission | 2030 | B10 | 1262 | 0 | 2400 | 0 | 0 | 0 | 0 | 0 | 0 | 0 | 0 | 0 | 432.1731 | 144.0577
NonRTO_Midwest_2_TVA_Transmission | NonRTO_Midwest | TVA_Transmission | 2030 | B11 | 25 | 0 | 2400 | 2277 | 0 | 0 | 0 | 0 | 0 | 0 | 0 | 0 | 432.1731 | 144.0577
NonRTO_Midwest_2_TVA_Transmission | NonRTO_Midwest | TVA_Transmission | 2030 | B12 | 200 | 0 | 2400 | 0 | 0 | 0 | 0 | 0 | 0 | 0 | 0 | 0 | 432.1731 | 144.0577
NonRTO_Midwest_2_TVA_Transmission | NonRTO_Midwest | TVA_Transmission | 2030 | B13 | 600 | 0 | 2400 | 0 | 0 | 0 | 0 | 0 | 0 | 0 | 0 | 0 | 432.1731 | 144.0577
NonRTO_Midwest_2_TVA_Transmission | NonRTO_Midwest | TVA_Transmission | 2030 | B14 | 900 | 0 | 2400 | 0 | 0 | 0 | 0 | 0 | 0 | 0 | 0 | 0 | 432.1731 | 144.0577
NonRTO_Midwest_2_TVA_Transmission | NonRTO_Midwest | TVA_Transmission | 2030 | B15 | 1203 | 0 | 2400 | 0 | 0 | 0 | 0 | 0 | 0 | 0 | 0 | 0 | 432.1731 | 144.0577
NonRTO_Midwest_2_TVA_Transmission | NonRTO_Midwest | TVA_Transmission | 2030 | B16 | 25 | 0 | 2400 | 0 | 0 | 0 | 0 | 0 | 0 | 0 | 0 | 0 | 432.1731 | 144.0577
NonRTO_Midwest_2_TVA_Transmission | NonRTO_Midwest | TVA_Transmission | 2030 | B17 | 100 | 0 | 2400 | 980.26 | 0 | 0 | 0 | 0 | 0 | 0 | 0 | 0 | 432.1731 | 144.0577
NonRTO_Midwest_2_TVA_Transmission | NonRTO_Midwest | TVA_Transmission | 2030 | B18 | 400 | 0 | 2400 | 0 | 0 | 0 | 0 | 0 | 0 | 0 | 0 | 0 | 432.1731 | 144.0577
NonRTO_Midwest_2_TVA_Transmission | NonRTO_Midwest | TVA_Transmission | 2030 | B19 | 700 | 0 | 2400 | 0 | 0 | 0 | 0 | 0 | 0 | 0 | 0 | 0 | 432.1731 | 144.0577
NonRTO_Midwest_2_TVA_Transmission | NonRTO_Midwest | TVA_Transmission | 2030 | B20 | 935 | 0 | 2400 | 0 | 0 | 0 | 0 | 0 | 0 | 0 | 0 | 0 | 432.1731 | 144.0577
NonRTO_Midwest_2_TVA_Transmission | NonRTO_Midwest | TVA_Transmission | 2035 | B1 | 10 | 0 | 2400 | 2400 | 0 | 0 | 0 | 0 | 505.1635 | 0 | 0 | 144.3324 | 373.0287 | 124.3429
NonRTO_Midwest_2_TVA_Transmission | NonRTO_Midwest | TVA_Transmission | 2035 | B2 | 25 | 0 | 2400 | 2400 | 0 | 0 | 0 | 0 | 494.2549 | 0 | 0 | 353.0392 | 373.0287 | 124.3429
NonRTO_Midwest_2_TVA_Transmission | NonRTO_Midwest | TVA_Transmission | 2035 | B3 | 75 | 0 | 2400 | 0 | 0 | 0 | 0 | 0 | 0 | 0 | 0 | 0 | 373.0287 | 124.3429
NonRTO_Midwest_2_TVA_Transmission | NonRTO_Midwest | TVA_Transmission | 2035 | B4 | 100 | 0 | 2400 | 0 | 0 | 0 | 0 | 0 | 0 | 0 | 0 | 0 | 373.0287 | 124.3429
NonRTO_Midwest_2_TVA_Transmission | NonRTO_Midwest | TVA_Transmission | 2035 | B5 | 200 | 0 | 2400 | 0 | 0 | 0 | 0 | 0 | 0 | 0 | 0 | 0 | 373.0287 | 124.3429
NonRTO_Midwest_2_TVA_Transmission | NonRTO_Midwest | TVA_Transmission | 2035 | B6 | 300 | 0 | 2400 | 0 | 398.61 | 414.09 | 0 | 0 | 0 | 0 | 0 | 0 | 373.0287 | 124.3429
NonRTO_Midwest_2_TVA_Transmission | NonRTO_Midwest | TVA_Transmission | 2035 | B7 | 400 | 0 | 2400 | 0 | 0 | 457.9 | 0 | 0 | 0 | 0 | 0 | 0 | 373.0287 | 124.3429
NonRTO_Midwest_2_TVA_Transmission | NonRTO_Midwest | TVA_Transmission | 2035 | B8 | 500 | 0 | 2400 | 380.93 | 119.49 | 0 | 0 | 0 | 0 | 0 | 0 | 0 | 373.0287 | 124.3429
NonRTO_Midwest_2_TVA_Transmission | NonRTO_Midwest | TVA_Transmission | 2035 | B9 | 800 | 0 | 2400 | 0 | 0 | 0 | 0 | 0 | 0 | 0 | 0 | 0 | 373.0287 | 124.3429
NonRTO_Midwest_2_TVA_Transmission | NonRTO_Midwest | TVA_Transmission | 2035 | B10 | 1262 | 0 | 2400 | 0 | 0 | 0 | 0 | 0 | 0 | 0 | 0 | 0 | 373.0287 | 124.3429
NonRTO_Midwest_2_TVA_Transmission | NonRTO_Midwest | TVA_Transmission | 2035 | B11 | 25 | 0 | 2400 | 129.95 | 0 | 0 | 0 | 0 | 0 | 0 | 0 | 0 | 373.0287 | 124.3429
NonRTO_Midwest_2_TVA_Transmission | NonRTO_Midwest | TVA_Transmission | 2035 | B12 | 200 | 0 | 2400 | 0 | 0 | 0 | 0 | 0 | 0 | 0 | 0 | 0 | 373.0287 | 124.3429
NonRTO_Midwest_2_TVA_Transmission | NonRTO_Midwest | TVA_Transmission | 2035 | B13 | 600 | 0 | 2400 | 0 | 0 | 0 | 0 | 0 | 0 | 0 | 0 | 0 | 373.0287 | 124.3429
NonRTO_Midwest_2_TVA_Transmission | NonRTO_Midwest | TVA_Transmission | 2035 | B14 | 900 | 0 | 2400 | 0 | 0 | 0 | 0 | 0 | 0 | 0 | 0 | 0 | 373.0287 | 124.3429
NonRTO_Midwest_2_TVA_Transmission | NonRTO_Midwest | TVA_Transmission | 2035 | B15 | 1203 | 0 | 2400 | 0 | 0 | 0 | 0 | 0 | 0 | 0 | 0 | 0 | 373.0287 | 124.3429
NonRTO_Midwest_2_TVA_Transmission | NonRTO_Midwest | TVA_Transmission | 2035 | B16 | 25 | 0 | 2400 | 1183.2 | 0 | 0 | 0 | 0 | 0 | 0 | 0 | 0 | 373.0287 | 124.3429
NonRTO_Midwest_2_TVA_Transmission | NonRTO_Midwest | TVA_Transmission | 2035 | B17 | 100 | 0 | 2400 | 0 | 0 | 0 | 0 | 0 | 0 | 0 | 0 | 0 | 373.0287 | 124.3429
NonRTO_Midwest_2_TVA_Transmission | NonRTO_Midwest | TVA_Transmission | 2035 | B18 | 400 | 0 | 2400 | 0 | 0 | 0 | 0 | 0 | 0 | 0 | 0 | 0 | 373.0287 | 124.3429
NonRTO_Midwest_2_TVA_Transmission | NonRTO_Midwest | TVA_Transmission | 2035 | B19 | 700 | 0 | 2400 | 0 | 0 | 0 | 0 | 0 | 0 | 0 | 0 | 0 | 373.0287 | 124.3429
NonRTO_Midwest_2_TVA_Transmission | NonRTO_Midwest | TVA_Transmission | 2035 | B20 | 935 | 0 | 2400 | 0 | 0 | 0 | 0 | 0 | 0 | 0 | 0 | 0 | 373.0287 | 124.3429
NonRTO_Midwest_2_TVA_Transmission | NonRTO_Midwest | TVA_Transmission | 2040 | B1 | 10 | 0 | 2400 | 2400 | 0 | 0 | 0 | 0 | 429.8008 | 0 | 0 | 50.5648 | 130.6693 | 43.5564
NonRTO_Midwest_2_TVA_Transmission | NonRTO_Midwest | TVA_Transmission | 2040 | B2 | 25 | 0 | 2400 | 2400 | 0 | 0 | 0 | 0 | 418.7142 | 0 | 0 | 123.1513 | 130.6693 | 43.5564
NonRTO_Midwest_2_TVA_Transmission | NonRTO_Midwest | TVA_Transmission | 2040 | B3 | 75 | 0 | 2400 | 1662.54 | 0 | 0 | 0 | 0 | 0 | 0 | 0 | 0 | 130.6693 | 43.5564
NonRTO_Midwest_2_TVA_Transmission | NonRTO_Midwest | TVA_Transmission | 2040 | B4 | 100 | 0 | 2400 | 0 | 314.65 | 104.55 | 0 | 0 | 0 | 0 | 0 | 0 | 130.6693 | 43.5564
NonRTO_Midwest_2_TVA_Transmission | NonRTO_Midwest | TVA_Transmission | 2040 | B5 | 200 | 0 | 2400 | 0 | 599.26 | 389.16 | 0 | 0 | 0 | 0 | 0 | 0 | 130.6693 | 43.5564
NonRTO_Midwest_2_TVA_Transmission | NonRTO_Midwest | TVA_Transmission | 2040 | B6 | 300 | 0 | 2400 | 192.45 | 1031.06 | 820.96 | 0 | 0 | 0 | 0 | 0 | 0 | 130.6693 | 43.5564
NonRTO_Midwest_2_TVA_Transmission | NonRTO_Midwest | TVA_Transmission | 2040 | B7 | 400 | 0 | 2400 | 723.68 | 1562.29 | 1352.19 | 0 | 0 | 0 | 0 | 0 | 0 | 130.6693 | 43.5564
NonRTO_Midwest_2_TVA_Transmission | NonRTO_Midwest | TVA_Transmission | 2040 | B8 | 500 | 0 | 2400 | 0 | 0 | 0 | 0 | 0 | 0 | 0 | 0 | 0 | 130.6693 | 43.5564
NonRTO_Midwest_2_TVA_Transmission | NonRTO_Midwest | TVA_Transmission | 2040 | B9 | 800 | 0 | 2400 | 0 | 0 | 0 | 0 | 0 | 0 | 0 | 0 | 0 | 130.6693 | 43.5564
NonRTO_Midwest_2_TVA_Transmission | NonRTO_Midwest | TVA_Transmission | 2040 | B10 | 1262 | 0 | 2400 | 0 | 0 | 0 | 0 | 0 | 0 | 0 | 0 | 0 | 130.6693 | 43.5564
NonRTO_Midwest_2_TVA_Transmission | NonRTO_Midwest | TVA_Transmission | 2040 | B11 | 25 | 0 | 2400 | 2400 | 307.76 | 20.27 | 0 | 0 | 0.90212 | 0 | 0 | 0.26533 | 130.6693 | 43.5564
NonRTO_Midwest_2_TVA_Transmission | NonRTO_Midwest | TVA_Transmission | 2040 | B12 | 200 | 0 | 2400 | 0 | 0 | 0 | 0 | 0 | 0 | 0 | 0 | 0 | 130.6693 | 43.5564
NonRTO_Midwest_2_TVA_Transmission | NonRTO_Midwest | TVA_Transmission | 2040 | B13 | 600 | 0 | 2400 | 0 | 0 | 0 | 0 | 0 | 0 | 0 | 0 | 0 | 130.6693 | 43.5564
NonRTO_Midwest_2_TVA_Transmission | NonRTO_Midwest | TVA_Transmission | 2040 | B14 | 900 | 0 | 2400 | 0 | 0 | 0 | 0 | 0 | 0 | 0 | 0 | 0 | 130.6693 | 43.5564
NonRTO_Midwest_2_TVA_Transmission | NonRTO_Midwest | TVA_Transmission | 2040 | B15 | 1203 | 0 | 2400 | 0 | 0 | 0 | 0 | 0 | 0 | 0 | 0 | 0 | 130.6693 | 43.5564
NonRTO_Midwest_2_TVA_Transmission | NonRTO_Midwest | TVA_Transmission | 2040 | B16 | 25 | 0 | 2400 | 2400 | 0 | 0 | 0 | 0 | 0.8309 | 0 | 0 | 0.24438 | 130.6693 | 43.5564
NonRTO_Midwest_2_TVA_Transmission | NonRTO_Midwest | TVA_Transmission | 2040 | B17 | 100 | 0 | 2400 | 0 | 0 | 0 | 0 | 0 | 0 | 0 | 0 | 0 | 130.6693 | 43.5564
NonRTO_Midwest_2_TVA_Transmission | NonRTO_Midwest | TVA_Transmission | 2040 | B18 | 400 | 0 | 2400 | 0 | 0 | 0 | 0 | 0 | 0 | 0 | 0 | 0 | 130.6693 | 43.5564
NonRTO_Midwest_2_TVA_Transmission | NonRTO_Midwest | TVA_Transmission | 2040 | B19 | 700 | 0 | 2400 | 0 | 0 | 0 | 0 | 0 | 0 | 0 | 0 | 0 | 130.6693 | 43.5564
NonRTO_Midwest_2_TVA_Transmission | NonRTO_Midwest | TVA_Transmission | 2040 | B20 | 935 | 0 | 2400 | 0 | 0 | 0 | 0 | 0 | 0 | 0 | 0 | 0 | 130.6693 | 43.5564
NonRTO_Midwest_2_TVA_Transmission | NonRTO_Midwest | TVA_Transmission | 2045 | B1 | 10 | 0 | 2400 | 2400 | 0 | 0 | 0 | 0 | 457.636 | 0 | 0 | 76.2727 | 172.1098 | 57.3699
NonRTO_Midwest_2_TVA_Transmission | NonRTO_Midwest | TVA_Transmission | 2045 | B2 | 25 | 0 | 2400 | 2400 | 0 | 0 | 0 | 0 | 283.2063 | 0 | 0 | 118.0026 | 172.1098 | 57.3699
NonRTO_Midwest_2_TVA_Transmission | NonRTO_Midwest | TVA_Transmission | 2045 | B3 | 75 | 0 | 2400 | 1614.31 | 0 | 0 | 0 | 0 | 0 | 0 | 0 | 0 | 172.1098 | 57.3699
NonRTO_Midwest_2_TVA_Transmission | NonRTO_Midwest | TVA_Transmission | 2045 | B4 | 100 | 0 | 2400 | 1352.07 | 0 | 0 | 0 | 0 | 0 | 0 | 0 | 0 | 172.1098 | 57.3699
NonRTO_Midwest_2_TVA_Transmission | NonRTO_Midwest | TVA_Transmission | 2045 | B5 | 200 | 0 | 2400 | 0 | 0 | 0 | 0 | 0 | 0 | 0 | 0 | 0 | 172.1098 | 57.3699
NonRTO_Midwest_2_TVA_Transmission | NonRTO_Midwest | TVA_Transmission | 2045 | B6 | 300 | 0 | 2400 | 1438.45 | 204.22 | 204.22 | 0 | 0 | 0 | 0 | 0 | 0 | 172.1098 | 57.3699
NonRTO_Midwest_2_TVA_Transmission | NonRTO_Midwest | TVA_Transmission | 2045 | B7 | 400 | 0 | 2400 | 630.32 | 0 | 0 | 0 | 0 | 0 | 0 | 0 | 0 | 172.1098 | 57.3699
NonRTO_Midwest_2_TVA_Transmission | NonRTO_Midwest | TVA_Transmission | 2045 | B8 | 500 | 0 | 2400 | 442.42 | 0 | 0 | 0 | 0 | 0 | 0 | 0 | 0 | 172.1098 | 57.3699
NonRTO_Midwest_2_TVA_Transmission | NonRTO_Midwest | TVA_Transmission | 2045 | B9 | 800 | 0 | 2400 | 350.79 | 0 | 0 | 0 | 0 | 0 | 0 | 0 | 0 | 172.1098 | 57.3699
NonRTO_Midwest_2_TVA_Transmission | NonRTO_Midwest | TVA_Transmission | 2045 | B10 | 1262 | 0 | 2400 | 0 | 857.84 | 48.55 | 0 | 0 | 0 | 0 | 0 | 0 | 172.1098 | 57.3699
NonRTO_Midwest_2_TVA_Transmission | NonRTO_Midwest | TVA_Transmission | 2045 | B11 | 25 | 0 | 2400 | 0 | 0 | 0 | 0 | 0 | 0 | 0 | 0 | 0 | 172.1098 | 57.3699
NonRTO_Midwest_2_TVA_Transmission | NonRTO_Midwest | TVA_Transmission | 2045 | B12 | 200 | 0 | 2400 | 0 | 0 | 0 | 0 | 0 | 0 | 0 | 0 | 0 | 172.1098 | 57.3699
NonRTO_Midwest_2_TVA_Transmission | NonRTO_Midwest | TVA_Transmission | 2045 | B13 | 600 | 0 | 2400 | 0 | 0 | 0 | 0 | 0 | 0 | 0 | 0 | 0 | 172.1098 | 57.3699
NonRTO_Midwest_2_TVA_Transmission | NonRTO_Midwest | TVA_Transmission | 2045 | B14 | 900 | 0 | 2400 | 0 | 0 | 0 | 0 | 0 | 0 | 0 | 0 | 0 | 172.1098 | 57.3699
NonRTO_Midwest_2_TVA_Transmission | NonRTO_Midwest | TVA_Transmission | 2045 | B15 | 1203 | 0 | 2400 | 0 | 0 | 0 | 0 | 0 | 0 | 0 | 0 | 0 | 172.1098 | 57.3699
NonRTO_Midwest_2_TVA_Transmission | NonRTO_Midwest | TVA_Transmission | 2045 | B16 | 25 | 0 | 2400 | 2400 | 0 | 0 | 0 | 0 | 84.4907 | 0 | 0 | 35.2044 | 172.1098 | 57.3699
NonRTO_Midwest_2_TVA_Transmission | NonRTO_Midwest | TVA_Transmission | 2045 | B17 | 100 | 0 | 2400 | 0 | 0 | 0 | 0 | 0 | 0 | 0 | 0 | 0 | 172.1098 | 57.3699
NonRTO_Midwest_2_TVA_Transmission | NonRTO_Midwest | TVA_Transmission | 2045 | B18 | 400 | 0 | 2400 | 0 | 0 | 0 | 0 | 0 | 0 | 0 | 0 | 0 | 172.1098 | 57.3699
NonRTO_Midwest_2_TVA_Transmission | NonRTO_Midwest | TVA_Transmission | 2045 | B19 | 700 | 0 | 2400 | 0 | 0 | 0 | 0 | 0 | 0 | 0 | 0 | 0 | 172.1098 | 57.3699
NonRTO_Midwest_2_TVA_Transmission | NonRTO_Midwest | TVA_Transmission | 2045 | B20 | 935 | 0 | 2400 | 0 | 0 | 0 | 0 | 0 | 0 | 0 | 0 | 0 | 172.1098 | 57.3699
NonRTO_Midwest_2_TVA_Transmission | NonRTO_Midwest | TVA_Transmission | 2050 | B1 | 10 | 0 | 2400 | 2400 | 0 | 0 | 0 | 0 | 327.2084 | 0 | 0 | 54.5347 | 78.8183 | 26.2728
NonRTO_Midwest_2_TVA_Transmission | NonRTO_Midwest | TVA_Transmission | 2050 | B2 | 25 | 0 | 2400 | 2400 | 0 | 0 | 0 | 0 | 61.8902 | 0 | 0 | 25.7876 | 78.8183 | 26.2728
NonRTO_Midwest_2_TVA_Transmission | NonRTO_Midwest | TVA_Transmission | 2050 | B3 | 75 | 0 | 2400 | 2098.73 | 0 | 0 | 0 | 0 | 0 | 0 | 0 | 0 | 78.8183 | 26.2728
NonRTO_Midwest_2_TVA_Transmission | NonRTO_Midwest | TVA_Transmission | 2050 | B4 | 100 | 0 | 2400 | 913.94 | 0 | 0 | 0 | 0 | 0 | 0 | 0 | 0 | 78.8183 | 26.2728
NonRTO_Midwest_2_TVA_Transmission | NonRTO_Midwest | TVA_Transmission | 2050 | B5 | 200 | 0 | 2400 | 757.11 | 0 | 0 | 0 | 0 | 0 | 0 | 0 | 0 | 78.8183 | 26.2728
NonRTO_Midwest_2_TVA_Transmission | NonRTO_Midwest | TVA_Transmission | 2050 | B6 | 300 | 0 | 2400 | 977.88 | 0 | 0 | 0 | 0 | 0 | 0 | 0 | 0 | 78.8183 | 26.2728
NonRTO_Midwest_2_TVA_Transmission | NonRTO_Midwest | TVA_Transmission | 2050 | B7 | 400 | 0 | 2400 | 0 | 0 | 0 | 0 | 0 | 0 | 0 | 0 | 0 | 78.8183 | 26.2728
NonRTO_Midwest_2_TVA_Transmission | NonRTO_Midwest | TVA_Transmission | 2050 | B8 | 500 | 0 | 2400 | 0 | 0 | 0 | 0 | 0 | 0 | 0 | 0 | 0 | 78.8183 | 26.2728
NonRTO_Midwest_2_TVA_Transmission | NonRTO_Midwest | TVA_Transmission | 2050 | B9 | 800 | 0 | 2400 | 0 | 0 | 0 | 0 | 0 | 0 | 0 | 0 | 0 | 78.8183 | 26.2728
NonRTO_Midwest_2_TVA_Transmission | NonRTO_Midwest | TVA_Transmission | 2050 | B10 | 1262 | 0 | 2400 | 0 | 0 | 0 | 0 | 0 | 0 | 0 | 0 | 0 | 78.8183 | 26.2728
NonRTO_Midwest_2_TVA_Transmission | NonRTO_Midwest | TVA_Transmission | 2050 | B11 | 25 | 0 | 2400 | 523.51 | 0 | 0 | 0 | 0 | 0 | 0 | 0 | 0 | 78.8183 | 26.2728
NonRTO_Midwest_2_TVA_Transmission | NonRTO_Midwest | TVA_Transmission | 2050 | B12 | 200 | 0 | 2400 | 0 | 0 | 0 | 0 | 0 | 0 | 0 | 0 | 0 | 78.8183 | 26.2728
NonRTO_Midwest_2_TVA_Transmission | NonRTO_Midwest | TVA_Transmission | 2050 | B13 | 600 | 0 | 2400 | 0 | 0 | 0 | 0 | 0 | 0 | 0 | 0 | 0 | 78.8183 | 26.2728
NonRTO_Midwest_2_TVA_Transmission | NonRTO_Midwest | TVA_Transmission | 2050 | B14 | 900 | 0 | 2400 | 0 | 0 | 0 | 0 | 0 | 0 | 0 | 0 | 0 | 78.8183 | 26.2728
NonRTO_Midwest_2_TVA_Transmission | NonRTO_Midwest | TVA_Transmission | 2050 | B15 | 1203 | 0 | 2400 | 0 | 240.09 | 240.09 | 0 | 0 | 0 | 0 | 0 | 0 | 78.8183 | 26.2728
NonRTO_Midwest_2_TVA_Transmission | NonRTO_Midwest | TVA_Transmission | 2050 | B16 | 25 | 0 | 2400 | 2400 | 0 | 0 | 0 | 0 | 59.445 | 0 | 0 | 24.7687 | 78.8183 | 26.2728
NonRTO_Midwest_2_TVA_Transmission | NonRTO_Midwest | TVA_Transmission | 2050 | B17 | 100 | 0 | 2400 | 0 | 0 | 0 | 0 | 0 | 0 | 0 | 0 | 0 | 78.8183 | 26.2728
NonRTO_Midwest_2_TVA_Transmission | NonRTO_Midwest | TVA_Transmission | 2050 | B18 | 400 | 0 | 2400 | 0 | 0 | 0 | 0 | 0 | 0 | 0 | 0 | 0 | 78.8183 | 26.2728
NonRTO_Midwest_2_TVA_Transmission | NonRTO_Midwest | TVA_Transmission | 2050 | B19 | 700 | 0 | 2400 | 0 | 0 | 0 | 0 | 0 | 0 | 0 | 0 | 0 | 78.8183 | 26.2728
NonRTO_Midwest_2_TVA_Transmission | NonRTO_Midwest | TVA_Transmission | 2050 | B20 | 935 | 0 | 2400 | 0 | 0 | 0 | 0 | 0 | 0 | 0 | 0 | 0 | 78.8183 | 26.2728
NYISO_A-F_2_IESO | NYISO_A-F | IESO | 2015 | B1 | 10 | 0 | 1600 | 0 | 0 | 0 | 0 | 0 | 0 | 0 | 0 | 0 | 0 | 0
NYISO_A-F_2_IESO | NYISO_A-F | IESO | 2015 | B2 | 25 | 0 | 1600 | 0 | 0 | 0 | 0 | 0 | 0 | 0 | 0 | 0 | 0 | 0
NYISO_A-F_2_IESO | NYISO_A-F | IESO | 2015 | B3 | 75 | 0 | 1600 | 0 | 0 | 0 | 0 | 0 | 0 | 0 | 0 | 0 | 0 | 0
NYISO_A-F_2_IESO | NYISO_A-F | IESO | 2015 | B4 | 100 | 0 | 1600 | 0 | 0 | 0 | 0 | 0 | 0 | 0 | 0 | 0 | 0 | 0
NYISO_A-F_2_IESO | NYISO_A-F | IESO | 2015 | B5 | 200 | 0 | 1600 | 0 | 0 | 0 | 0 | 0 | 0 | 0 | 0 | 0 | 0 | 0
NYISO_A-F_2_IESO | NYISO_A-F | IESO | 2015 | B6 | 300 | 0 | 1600 | 0 | 0 | 0 | 0 | 0 | 0 | 0 | 0 | 0 | 0 | 0
NYISO_A-F_2_IESO | NYISO_A-F | IESO | 2015 | B7 | 400 | 0 | 1600 | 0 | 0 | 0 | 0 | 0 | 0 | 0 | 0 | 0 | 0 | 0
NYISO_A-F_2_IESO | NYISO_A-F | IESO | 2015 | B8 | 500 | 0 | 1600 | 0 | 0 | 0 | 0 | 0 | 0 | 0 | 0 | 0 | 0 | 0
NYISO_A-F_2_IESO | NYISO_A-F | IESO | 2015 | B9 | 800 | 0 | 1600 | 0 | 0 | 0 | 0 | 0 | 0 | 0 | 0 | 0 | 0 | 0
NYISO_A-F_2_IESO | NYISO_A-F | IESO | 2015 | B10 | 1262 | 0 | 1600 | 0 | 0 | 0 | 0 | 0 | 0 | 0 | 0 | 0 | 0 | 0
NYISO_A-F_2_IESO | NYISO_A-F | IESO | 2015 | B11 | 25 | 0 | 1600 | 0 | 0 | 0 | 0 | 0 | 0 | 0 | 0 | 0 | 0 | 0
NYISO_A-F_2_IESO | NYISO_A-F | IESO | 2015 | B12 | 200 | 0 | 1600 | 0 | 0 | 0 | 0 | 0 | 0 | 0 | 0 | 0 | 0 | 0
NYISO_A-F_2_IESO | NYISO_A-F | IESO | 2015 | B13 | 600 | 0 | 1600 | 0 | 0 | 0 | 0 | 0 | 0 | 0 | 0 | 0 | 0 | 0
NYISO_A-F_2_IESO | NYISO_A-F | IESO | 2015 | B14 | 900 | 0 | 1600 | 0 | 0 | 0 | 0 | 0 | 0 | 0 | 0 | 0 | 0 | 0
NYISO_A-F_2_IESO | NYISO_A-F | IESO | 2015 | B15 | 1203 | 0 | 1600 | 0 | 0 | 0 | 0 | 0 | 0 | 0 | 0 | 0 | 0 | 0
NYISO_A-F_2_IESO | NYISO_A-F | IESO | 2015 | B16 | 25 | 0 | 1600 | 0 | 0 | 0 | 0 | 0 | 0 | 0 | 0 | 0 | 0 | 0
NYISO_A-F_2_IESO | NYISO_A-F | IESO | 2015 | B17 | 100 | 0 | 1600 | 0 | 0 | 0 | 0 | 0 | 0 | 0 | 0 | 0 | 0 | 0
NYISO_A-F_2_IESO | NYISO_A-F | IESO | 2015 | B18 | 400 | 0 | 1600 | 0 | 0 | 0 | 0 | 0 | 0 | 0 | 0 | 0 | 0 | 0
NYISO_A-F_2_IESO | NYISO_A-F | IESO | 2015 | B19 | 700 | 0 | 1600 | 0 | 0 | 0 | 0 | 0 | 0 | 0 | 0 | 0 | 0 | 0
NYISO_A-F_2_IESO | NYISO_A-F | IESO | 2015 | B20 | 935 | 0 | 1600 | 0 | 0 | 0 | 0 | 0 | 0 | 0 | 0 | 0 | 0 | 0
NYISO_A-F_2_IESO | NYISO_A-F | IESO | 2020 | B1 | 10 | 0 | 1600 | 0 | 0 | 0 | 0 | 0 | 0 | 0 | 0 | 0 | 0 | 0
NYISO_A-F_2_IESO | NYISO_A-F | IESO | 2020 | B2 | 25 | 0 | 1600 | 0 | 0 | 0 | 0 | 0 | 0 | 0 | 0 | 0 | 0 | 0
NYISO_A-F_2_IESO | NYISO_A-F | IESO | 2020 | B3 | 75 | 0 | 1600 | 0 | 0 | 0 | 0 | 0 | 0 | 0 | 0 | 0 | 0 | 0
NYISO_A-F_2_IESO | NYISO_A-F | IESO | 2020 | B4 | 100 | 0 | 1600 | 0 | 0 | 0 | 0 | 0 | 0 | 0 | 0 | 0 | 0 | 0
NYISO_A-F_2_IESO | NYISO_A-F | IESO | 2020 | B5 | 200 | 0 | 1600 | 0 | 0 | 0 | 0 | 0 | 0 | 0 | 0 | 0 | 0 | 0
NYISO_A-F_2_IESO | NYISO_A-F | IESO | 2020 | B6 | 300 | 0 | 1600 | 0 | 0 | 0 | 0 | 0 | 0 | 0 | 0 | 0 | 0 | 0
NYISO_A-F_2_IESO | NYISO_A-F | IESO | 2020 | B7 | 400 | 0 | 1600 | 0 | 0 | 0 | 0 | 0 | 0 | 0 | 0 | 0 | 0 | 0
NYISO_A-F_2_IESO | NYISO_A-F | IESO | 2020 | B8 | 500 | 0 | 1600 | 0 | 0 | 0 | 0 | 0 | 0 | 0 | 0 | 0 | 0 | 0
NYISO_A-F_2_IESO | NYISO_A-F | IESO | 2020 | B9 | 800 | 0 | 1600 | 0 | 0 | 0 | 0 | 0 | 0 | 0 | 0 | 0 | 0 | 0
NYISO_A-F_2_IESO | NYISO_A-F | IESO | 2020 | B10 | 1262 | 0 | 1600 | 0 | 0 | 0 | 0 | 0 | 0 | 0 | 0 | 0 | 0 | 0
NYISO_A-F_2_IESO | NYISO_A-F | IESO | 2020 | B11 | 25 | 0 | 1600 | 0 | 0 | 0 | 0 | 0 | 0 | 0 | 0 | 0 | 0 | 0
NYISO_A-F_2_IESO | NYISO_A-F | IESO | 2020 | B12 | 200 | 0 | 1600 | 0 | 0 | 0 | 0 | 0 | 0 | 0 | 0 | 0 | 0 | 0
NYISO_A-F_2_IESO | NYISO_A-F | IESO | 2020 | B13 | 600 | 0 | 1600 | 0 | 0 | 0 | 0 | 0 | 0 | 0 | 0 | 0 | 0 | 0
NYISO_A-F_2_IESO | NYISO_A-F | IESO | 2020 | B14 | 900 | 0 | 1600 | 0 | 0 | 0 | 0 | 0 | 0 | 0 | 0 | 0 | 0 | 0
NYISO_A-F_2_IESO | NYISO_A-F | IESO | 2020 | B15 | 1203 | 0 | 1600 | 0 | 0 | 0 | 0 | 0 | 0 | 0 | 0 | 0 | 0 | 0
NYISO_A-F_2_IESO | NYISO_A-F | IESO | 2020 | B16 | 25 | 0 | 1600 | 0 | 0 | 0 | 0 | 0 | 0 | 0 | 0 | 0 | 0 | 0
NYISO_A-F_2_IESO | NYISO_A-F | IESO | 2020 | B17 | 100 | 0 | 1600 | 0 | 0 | 0 | 0 | 0 | 0 | 0 | 0 | 0 | 0 | 0
NYISO_A-F_2_IESO | NYISO_A-F | IESO | 2020 | B18 | 400 | 0 | 1600 | 0 | 0 | 0 | 0 | 0 | 0 | 0 | 0 | 0 | 0 | 0
NYISO_A-F_2_IESO | NYISO_A-F | IESO | 2020 | B19 | 700 | 0 | 1600 | 0 | 0 | 0 | 0 | 0 | 0 | 0 | 0 | 0 | 0 | 0
NYISO_A-F_2_IESO | NYISO_A-F | IESO | 2020 | B20 | 935 | 0 | 1600 | 0 | 0 | 0 | 0 | 0 | 0 | 0 | 0 | 0 | 0 | 0
NYISO_A-F_2_IESO | NYISO_A-F | IESO | 2025 | B1 | 10 | 0 | 1600 | 0 | 0 | 0 | 0 | 0 | 0 | 0 | 0 | 0 | 0 | 0
NYISO_A-F_2_IESO | NYISO_A-F | IESO | 2025 | B2 | 25 | 0 | 1600 | 0 | 0 | 0 | 0 | 0 | 0 | 0 | 0 | 0 | 0 | 0
NYISO_A-F_2_IESO | NYISO_A-F | IESO | 2025 | B3 | 75 | 0 | 1600 | 0 | 0 | 0 | 0 | 0 | 0 | 0 | 0 | 0 | 0 | 0
NYISO_A-F_2_IESO | NYISO_A-F | IESO | 2025 | B4 | 100 | 0 | 1600 | 0 | 0 | 0 | 0 | 0 | 0 | 0 | 0 | 0 | 0 | 0
NYISO_A-F_2_IESO | NYISO_A-F | IESO | 2025 | B5 | 200 | 0 | 1600 | 0 | 0 | 0 | 0 | 0 | 0 | 0 | 0 | 0 | 0 | 0
NYISO_A-F_2_IESO | NYISO_A-F | IESO | 2025 | B6 | 300 | 0 | 1600 | 0 | 0 | 0 | 0 | 0 | 0 | 0 | 0 | 0 | 0 | 0
NYISO_A-F_2_IESO | NYISO_A-F | IESO | 2025 | B7 | 400 | 0 | 1600 | 0 | 0 | 0 | 0 | 0 | 0 | 0 | 0 | 0 | 0 | 0
NYISO_A-F_2_IESO | NYISO_A-F | IESO | 2025 | B8 | 500 | 0 | 1600 | 0 | 0 | 0 | 0 | 0 | 0 | 0 | 0 | 0 | 0 | 0
NYISO_A-F_2_IESO | NYISO_A-F | IESO | 2025 | B9 | 800 | 0 | 1600 | 0 | 0 | 0 | 0 | 0 | 0 | 0 | 0 | 0 | 0 | 0
NYISO_A-F_2_IESO | NYISO_A-F | IESO | 2025 | B10 | 1262 | 0 | 1600 | 0 | 0 | 0 | 0 | 0 | 0 | 0 | 0 | 0 | 0 | 0
NYISO_A-F_2_IESO | NYISO_A-F | IESO | 2025 | B11 | 25 | 0 | 1600 | 0 | 0 | 0 | 0 | 0 | 0 | 0 | 0 | 0 | 0 | 0
NYISO_A-F_2_IESO | NYISO_A-F | IESO | 2025 | B12 | 200 | 0 | 1600 | 0 | 0 | 0 | 0 | 0 | 0 | 0 | 0 | 0 | 0 | 0
NYISO_A-F_2_IESO | NYISO_A-F | IESO | 2025 | B13 | 600 | 0 | 1600 | 0 | 0 | 0 | 0 | 0 | 0 | 0 | 0 | 0 | 0 | 0
NYISO_A-F_2_IESO | NYISO_A-F | IESO | 2025 | B14 | 900 | 0 | 1600 | 0 | 0 | 0 | 0 | 0 | 0 | 0 | 0 | 0 | 0 | 0
NYISO_A-F_2_IESO | NYISO_A-F | IESO | 2025 | B15 | 1203 | 0 | 1600 | 0 | 0 | 0 | 0 | 0 | 0 | 0 | 0 | 0 | 0 | 0
NYISO_A-F_2_IESO | NYISO_A-F | IESO | 2025 | B16 | 25 | 0 | 1600 | 0 | 0 | 0 | 0 | 0 | 0 | 0 | 0 | 0 | 0 | 0
NYISO_A-F_2_IESO | NYISO_A-F | IESO | 2025 | B17 | 100 | 0 | 1600 | 0 | 0 | 0 | 0 | 0 | 0 | 0 | 0 | 0 | 0 | 0
NYISO_A-F_2_IESO | NYISO_A-F | IESO | 2025 | B18 | 400 | 0 | 1600 | 0 | 0 | 0 | 0 | 0 | 0 | 0 | 0 | 0 | 0 | 0
NYISO_A-F_2_IESO | NYISO_A-F | IESO | 2025 | B19 | 700 | 0 | 1600 | 0 | 0 | 0 | 0 | 0 | 0 | 0 | 0 | 0 | 0 | 0
NYISO_A-F_2_IESO | NYISO_A-F | IESO | 2025 | B20 | 935 | 0 | 1600 | 0 | 0 | 0 | 0 | 0 | 0 | 0 | 0 | 0 | 0 | 0
NYISO_A-F_2_IESO | NYISO_A-F | IESO | 2030 | B1 | 10 | 0 | 1600 | 0 | 0 | 0 | 0 | 0 | 0 | 0 | 0 | 0 | 0 | 0
NYISO_A-F_2_IESO | NYISO_A-F | IESO | 2030 | B2 | 25 | 0 | 1600 | 0 | 0 | 0 | 0 | 0 | 0 | 0 | 0 | 0 | 0 | 0
NYISO_A-F_2_IESO | NYISO_A-F | IESO | 2030 | B3 | 75 | 0 | 1600 | 0 | 0 | 0 | 0 | 0 | 0 | 0 | 0 | 0 | 0 | 0
NYISO_A-F_2_IESO | NYISO_A-F | IESO | 2030 | B4 | 100 | 0 | 1600 | 0 | 0 | 0 | 0 | 0 | 0 | 0 | 0 | 0 | 0 | 0
NYISO_A-F_2_IESO | NYISO_A-F | IESO | 2030 | B5 | 200 | 0 | 1600 | 0 | 0 | 0 | 0 | 0 | 0 | 0 | 0 | 0 | 0 | 0
NYISO_A-F_2_IESO | NYISO_A-F | IESO | 2030 | B6 | 300 | 0 | 1600 | 0 | 0 | 0 | 0 | 0 | 0 | 0 | 0 | 0 | 0 | 0
NYISO_A-F_2_IESO | NYISO_A-F | IESO | 2030 | B7 | 400 | 0 | 1600 | 0 | 0 | 0 | 0 | 0 | 0 | 0 | 0 | 0 | 0 | 0
NYISO_A-F_2_IESO | NYISO_A-F | IESO | 2030 | B8 | 500 | 0 | 1600 | 0 | 0 | 0 | 0 | 0 | 0 | 0 | 0 | 0 | 0 | 0
NYISO_A-F_2_IESO | NYISO_A-F | IESO | 2030 | B9 | 800 | 0 | 1600 | 0 | 0 | 0 | 0 | 0 | 0 | 0 | 0 | 0 | 0 | 0
NYISO_A-F_2_IESO | NYISO_A-F | IESO | 2030 | B10 | 1262 | 0 | 1600 | 0 | 0 | 0 | 0 | 0 | 0 | 0 | 0 | 0 | 0 | 0
NYISO_A-F_2_IESO | NYISO_A-F | IESO | 2030 | B11 | 25 | 0 | 1600 | 0 | 0 | 0 | 0 | 0 | 0 | 0 | 0 | 0 | 0 | 0
NYISO_A-F_2_IESO | NYISO_A-F | IESO | 2030 | B12 | 200 | 0 | 1600 | 0 | 0 | 0 | 0 | 0 | 0 | 0 | 0 | 0 | 0 | 0
NYISO_A-F_2_IESO | NYISO_A-F | IESO | 2030 | B13 | 600 | 0 | 1600 | 0 | 0 | 0 | 0 | 0 | 0 | 0 | 0 | 0 | 0 | 0
NYISO_A-F_2_IESO | NYISO_A-F | IESO | 2030 | B14 | 900 | 0 | 1600 | 0 | 0 | 0 | 0 | 0 | 0 | 0 | 0 | 0 | 0 | 0
NYISO_A-F_2_IESO | NYISO_A-F | IESO | 2030 | B15 | 1203 | 0 | 1600 | 0 | 0 | 0 | 0 | 0 | 0 | 0 | 0 | 0 | 0 | 0
NYISO_A-F_2_IESO | NYISO_A-F | IESO | 2030 | B16 | 25 | 0 | 1600 | 0 | 0 | 0 | 0 | 0 | 0 | 0 | 0 | 0 | 0 | 0
NYISO_A-F_2_IESO | NYISO_A-F | IESO | 2030 | B17 | 100 | 0 | 1600 | 0 | 0 | 0 | 0 | 0 | 0 | 0 | 0 | 0 | 0 | 0
NYISO_A-F_2_IESO | NYISO_A-F | IESO | 2030 | B18 | 400 | 0 | 1600 | 0 | 0 | 0 | 0 | 0 | 0 | 0 | 0 | 0 | 0 | 0
NYISO_A-F_2_IESO | NYISO_A-F | IESO | 2030 | B19 | 700 | 0 | 1600 | 0 | 0 | 0 | 0 | 0 | 0 | 0 | 0 | 0 | 0 | 0
NYISO_A-F_2_IESO | NYISO_A-F | IESO | 2030 | B20 | 935 | 0 | 1600 | 0 | 0 | 0 | 0 | 0 | 0 | 0 | 0 | 0 | 0 | 0
NYISO_A-F_2_IESO | NYISO_A-F | IESO | 2035 | B1 | 10 | 0 | 1600 | 0 | 0 | 0 | 0 | 0 | 0 | 0 | 0 | 0 | 0 | 0
NYISO_A-F_2_IESO | NYISO_A-F | IESO | 2035 | B2 | 25 | 0 | 1600 | 0 | 0 | 0 | 0 | 0 | 0 | 0 | 0 | 0 | 0 | 0
NYISO_A-F_2_IESO | NYISO_A-F | IESO | 2035 | B3 | 75 | 0 | 1600 | 0 | 0 | 0 | 0 | 0 | 0 | 0 | 0 | 0 | 0 | 0
NYISO_A-F_2_IESO | NYISO_A-F | IESO | 2035 | B4 | 100 | 0 | 1600 | 0 | 0 | 0 | 0 | 0 | 0 | 0 | 0 | 0 | 0 | 0
NYISO_A-F_2_IESO | NYISO_A-F | IESO | 2035 | B5 | 200 | 0 | 1600 | 0 | 0 | 0 | 0 | 0 | 0 | 0 | 0 | 0 | 0 | 0
NYISO_A-F_2_IESO | NYISO_A-F | IESO | 2035 | B6 | 300 | 0 | 1600 | 0 | 0 | 0 | 0 | 0 | 0 | 0 | 0 | 0 | 0 | 0
NYISO_A-F_2_IESO | NYISO_A-F | IESO | 2035 | B7 | 400 | 0 | 1600 | 0 | 0 | 0 | 0 | 0 | 0 | 0 | 0 | 0 | 0 | 0
NYISO_A-F_2_IESO | NYISO_A-F | IESO | 2035 | B8 | 500 | 0 | 1600 | 0 | 0 | 0 | 0 | 0 | 0 | 0 | 0 | 0 | 0 | 0
NYISO_A-F_2_IESO | NYISO_A-F | IESO | 2035 | B9 | 800 | 0 | 1600 | 0 | 0 | 0 | 0 | 0 | 0 | 0 | 0 | 0 | 0 | 0
NYISO_A-F_2_IESO | NYISO_A-F | IESO | 2035 | B10 | 1262 | 0 | 1600 | 0 | 0 | 0 | 0 | 0 | 0 | 0 | 0 | 0 | 0 | 0
NYISO_A-F_2_IESO | NYISO_A-F | IESO | 2035 | B11 | 25 | 0 | 1600 | 0 | 0 | 0 | 0 | 0 | 0 | 0 | 0 | 0 | 0 | 0
NYISO_A-F_2_IESO | NYISO_A-F | IESO | 2035 | B12 | 200 | 0 | 1600 | 0 | 0 | 0 | 0 | 0 | 0 | 0 | 0 | 0 | 0 | 0
NYISO_A-F_2_IESO | NYISO_A-F | IESO | 2035 | B13 | 600 | 0 | 1600 | 0 | 0 | 0 | 0 | 0 | 0 | 0 | 0 | 0 | 0 | 0
NYISO_A-F_2_IESO | NYISO_A-F | IESO | 2035 | B14 | 900 | 0 | 1600 | 0 | 0 | 0 | 0 | 0 | 0 | 0 | 0 | 0 | 0 | 0
NYISO_A-F_2_IESO | NYISO_A-F | IESO | 2035 | B15 | 1203 | 0 | 1600 | 0 | 0 | 0 | 0 | 0 | 0 | 0 | 0 | 0 | 0 | 0
NYISO_A-F_2_IESO | NYISO_A-F | IESO | 2035 | B16 | 25 | 0 | 1600 | 0 | 0 | 0 | 0 | 0 | 0 | 0 | 0 | 0 | 0 | 0
NYISO_A-F_2_IESO | NYISO_A-F | IESO | 2035 | B17 | 100 | 0 | 1600 | 0 | 0 | 0 | 0 | 0 | 0 | 0 | 0 | 0 | 0 | 0
NYISO_A-F_2_IESO | NYISO_A-F | IESO | 2035 | B18 | 400 | 0 | 1600 | 0 | 0 | 0 | 0 | 0 | 0 | 0 | 0 | 0 | 0 | 0
NYISO_A-F_2_IESO | NYISO_A-F | IESO | 2035 | B19 | 700 | 0 | 1600 | 0 | 0 | 0 | 0 | 0 | 0 | 0 | 0 | 0 | 0 | 0
NYISO_A-F_2_IESO | NYISO_A-F | IESO | 2035 | B20 | 935 | 0 | 1600 | 0 | 0 | 0 | 0 | 0 | 0 | 0 | 0 | 0 | 0 | 0
NYISO_A-F_2_IESO | NYISO_A-F | IESO | 2040 | B1 | 10 | 0 | 1600 | 0 | 0 | 0 | 0 | 0 | 0 | 0 | 0 | 0 | 0 | 0
NYISO_A-F_2_IESO | NYISO_A-F | IESO | 2040 | B2 | 25 | 0 | 1600 | 0 | 0 | 0 | 0 | 0 | 0 | 0 | 0 | 0 | 0 | 0
NYISO_A-F_2_IESO | NYISO_A-F | IESO | 2040 | B3 | 75 | 0 | 1600 | 0 | 0 | 0 | 0 | 0 | 0 | 0 | 0 | 0 | 0 | 0
NYISO_A-F_2_IESO | NYISO_A-F | IESO | 2040 | B4 | 100 | 0 | 1600 | 0 | 0 | 0 | 0 | 0 | 0 | 0 | 0 | 0 | 0 | 0
NYISO_A-F_2_IESO | NYISO_A-F | IESO | 2040 | B5 | 200 | 0 | 1600 | 0 | 0 | 0 | 0 | 0 | 0 | 0 | 0 | 0 | 0 | 0
NYISO_A-F_2_IESO | NYISO_A-F | IESO | 2040 | B6 | 300 | 0 | 1600 | 0 | 0 | 0 | 0 | 0 | 0 | 0 | 0 | 0 | 0 | 0
NYISO_A-F_2_IESO | NYISO_A-F | IESO | 2040 | B7 | 400 | 0 | 1600 | 0 | 0 | 0 | 0 | 0 | 0 | 0 | 0 | 0 | 0 | 0
NYISO_A-F_2_IESO | NYISO_A-F | IESO | 2040 | B8 | 500 | 0 | 1600 | 0 | 0 | 0 | 0 | 0 | 0 | 0 | 0 | 0 | 0 | 0
NYISO_A-F_2_IESO | NYISO_A-F | IESO | 2040 | B9 | 800 | 0 | 1600 | 0 | 0 | 0 | 0 | 0 | 0 | 0 | 0 | 0 | 0 | 0
NYISO_A-F_2_IESO | NYISO_A-F | IESO | 2040 | B10 | 1262 | 0 | 1600 | 0 | 0 | 0 | 0 | 0 | 0 | 0 | 0 | 0 | 0 | 0
NYISO_A-F_2_IESO | NYISO_A-F | IESO | 2040 | B11 | 25 | 0 | 1600 | 0 | 0 | 0 | 0 | 0 | 0 | 0 | 0 | 0 | 0 | 0
NYISO_A-F_2_IESO | NYISO_A-F | IESO | 2040 | B12 | 200 | 0 | 1600 | 0 | 0 | 0 | 0 | 0 | 0 | 0 | 0 | 0 | 0 | 0
NYISO_A-F_2_IESO | NYISO_A-F | IESO | 2040 | B13 | 600 | 0 | 1600 | 0 | 0 | 0 | 0 | 0 | 0 | 0 | 0 | 0 | 0 | 0
NYISO_A-F_2_IESO | NYISO_A-F | IESO | 2040 | B14 | 900 | 0 | 1600 | 0 | 0 | 0 | 0 | 0 | 0 | 0 | 0 | 0 | 0 | 0
NYISO_A-F_2_IESO | NYISO_A-F | IESO | 2040 | B15 | 1203 | 0 | 1600 | 0 | 0 | 0 | 0 | 0 | 0 | 0 | 0 | 0 | 0 | 0
NYISO_A-F_2_IESO | NYISO_A-F | IESO | 2040 | B16 | 25 | 0 | 1600 | 0 | 0 | 0 | 0 | 0 | 0 | 0 | 0 | 0 | 0 | 0
NYISO_A-F_2_IESO | NYISO_A-F | IESO | 2040 | B17 | 100 | 0 | 1600 | 0 | 0 | 0 | 0 | 0 | 0 | 0 | 0 | 0 | 0 | 0
NYISO_A-F_2_IESO | NYISO_A-F | IESO | 2040 | B18 | 400 | 0 | 1600 | 0 | 0 | 0 | 0 | 0 | 0 | 0 | 0 | 0 | 0 | 0
NYISO_A-F_2_IESO | NYISO_A-F | IESO | 2040 | B19 | 700 | 0 | 1600 | 0 | 0 | 0 | 0 | 0 | 0 | 0 | 0 | 0 | 0 | 0
NYISO_A-F_2_IESO | NYISO_A-F | IESO | 2040 | B20 | 935 | 0 | 1600 | 0 | 0 | 0 | 0 | 0 | 0 | 0 | 0 | 0 | 0 | 0
NYISO_A-F_2_IESO | NYISO_A-F | IESO | 2045 | B1 | 10 | 0 | 1600 | 1133.82 | 0 | 0 | 0 | 0 | 0 | 0 | 0 | 0 | 8.6551 | 2.885
NYISO_A-F_2_IESO | NYISO_A-F | IESO | 2045 | B2 | 25 | 0 | 1600 | 0 | 0 | 0 | 0 | 0 | 0 | 0 | 0 | 0 | 8.6551 | 2.885
NYISO_A-F_2_IESO | NYISO_A-F | IESO | 2045 | B3 | 75 | 0 | 1600 | 0 | 0 | 0 | 0 | 0 | 0 | 0 | 0 | 0 | 8.6551 | 2.885
NYISO_A-F_2_IESO | NYISO_A-F | IESO | 2045 | B4 | 100 | 0 | 1600 | 0 | 0 | 0 | 0 | 0 | 0 | 0 | 0 | 0 | 8.6551 | 2.885
NYISO_A-F_2_IESO | NYISO_A-F | IESO | 2045 | B5 | 200 | 0 | 1600 | 0 | 0 | 0 | 0 | 0 | 0 | 0 | 0 | 0 | 8.6551 | 2.885
NYISO_A-F_2_IESO | NYISO_A-F | IESO | 2045 | B6 | 300 | 0 | 1600 | 0 | 0 | 0 | 0 | 0 | 0 | 0 | 0 | 0 | 8.6551 | 2.885
NYISO_A-F_2_IESO | NYISO_A-F | IESO | 2045 | B7 | 400 | 0 | 1600 | 0 | 0 | 0 | 0 | 0 | 0 | 0 | 0 | 0 | 8.6551 | 2.885
NYISO_A-F_2_IESO | NYISO_A-F | IESO | 2045 | B8 | 500 | 0 | 1600 | 0 | 0 | 0 | 0 | 0 | 0 | 0 | 0 | 0 | 8.6551 | 2.885
NYISO_A-F_2_IESO | NYISO_A-F | IESO | 2045 | B9 | 800 | 0 | 1600 | 0 | 0 | 0 | 0 | 0 | 0 | 0 | 0 | 0 | 8.6551 | 2.885
NYISO_A-F_2_IESO | NYISO_A-F | IESO | 2045 | B10 | 1262 | 0 | 1600 | 0 | 0 | 0 | 0 | 0 | 0 | 0 | 0 | 0 | 8.6551 | 2.885
NYISO_A-F_2_IESO | NYISO_A-F | IESO | 2045 | B11 | 25 | 0 | 1600 | 445.2 | 0 | 0 | 0 | 0 | 0 | 0 | 0 | 0 | 8.6551 | 2.885
NYISO_A-F_2_IESO | NYISO_A-F | IESO | 2045 | B12 | 200 | 0 | 1600 | 555.8 | 0 | 0 | 0 | 0 | 0 | 0 | 0 | 0 | 8.6551 | 2.885
NYISO_A-F_2_IESO | NYISO_A-F | IESO | 2045 | B13 | 600 | 0 | 1600 | 240.97 | 0 | 0 | 0 | 0 | 0 | 0 | 0 | 0 | 8.6551 | 2.885
NYISO_A-F_2_IESO | NYISO_A-F | IESO | 2045 | B14 | 900 | 0 | 1600 | 628.73 | 1213.82 | 0 | 0 | 0 | 0 | 0 | 0 | 0 | 8.6551 | 2.885
NYISO_A-F_2_IESO | NYISO_A-F | IESO | 2045 | B15 | 1203 | 0 | 1600 | 1600 | 0 | 0 | 0 | 0 | 10.9916 | 0 | 0 | 6.1132 | 8.6551 | 2.885
NYISO_A-F_2_IESO | NYISO_A-F | IESO | 2045 | B16 | 25 | 0 | 1600 | 1600 | 1199.6 | 0 | 0 | 0 | 9.6147 | 0 | 0 | 0.11113 | 8.6551 | 2.885
NYISO_A-F_2_IESO | NYISO_A-F | IESO | 2045 | B17 | 100 | 0 | 1600 | 1217.96 | 1600 | 0 | 0 | 0 | 0 | 0.36797 | 0 | 0 | 8.6551 | 2.885
NYISO_A-F_2_IESO | NYISO_A-F | IESO | 2045 | B18 | 400 | 0 | 1600 | 1026.63 | 1399.6 | 0 | 0 | 0 | 0 | 0 | 0 | 0 | 8.6551 | 2.885
NYISO_A-F_2_IESO | NYISO_A-F | IESO | 2045 | B19 | 700 | 0 | 1600 | 1453.86 | 1600 | 0 | 0 | 0 | 0 | 1.9111 | 0 | 0 | 8.6551 | 2.885
NYISO_A-F_2_IESO | NYISO_A-F | IESO | 2045 | B20 | 935 | 0 | 1600 | 1600 | 23.72 | 0 | 0 | 0 | 12.2973 | 0 | 0 | 5.3158 | 8.6551 | 2.885
NYISO_A-F_2_IESO | NYISO_A-F | IESO | 2050 | B1 | 10 | 0 | 1600 | 93.35 | 0 | 0 | 0 | 0 | 0 | 0 | 0 | 0 | 0 | 0
NYISO_A-F_2_IESO | NYISO_A-F | IESO | 2050 | B2 | 25 | 0 | 1600 | 0 | 0 | 0 | 0 | 0 | 0 | 0 | 0 | 0 | 0 | 0
NYISO_A-F_2_IESO | NYISO_A-F | IESO | 2050 | B3 | 75 | 0 | 1600 | 0 | 0 | 0 | 0 | 0 | 0 | 0 | 0 | 0 | 0 | 0
NYISO_A-F_2_IESO | NYISO_A-F | IESO | 2050 | B4 | 100 | 0 | 1600 | 0 | 0 | 0 | 0 | 0 | 0 | 0 | 0 | 0 | 0 | 0
NYISO_A-F_2_IESO | NYISO_A-F | IESO | 2050 | B5 | 200 | 0 | 1600 | 0 | 0 | 0 | 0 | 0 | 0 | 0 | 0 | 0 | 0 | 0
NYISO_A-F_2_IESO | NYISO_A-F | IESO | 2050 | B6 | 300 | 0 | 1600 | 0 | 0 | 0 | 0 | 0 | 0 | 0 | 0 | 0 | 0 | 0
NYISO_A-F_2_IESO | NYISO_A-F | IESO | 2050 | B7 | 400 | 0 | 1600 | 0 | 0 | 0 | 0 | 0 | 0 | 0 | 0 | 0 | 0 | 0
NYISO_A-F_2_IESO | NYISO_A-F | IESO | 2050 | B8 | 500 | 0 | 1600 | 0 | 0 | 0 | 0 | 0 | 0 | 0 | 0 | 0 | 0 | 0
NYISO_A-F_2_IESO | NYISO_A-F | IESO | 2050 | B9 | 800 | 0 | 1600 | 0 | 0 | 0 | 0 | 0 | 0 | 0 | 0 | 0 | 0 | 0
NYISO_A-F_2_IESO | NYISO_A-F | IESO | 2050 | B10 | 1262 | 0 | 1600 | 0 | 0 | 0 | 0 | 0 | 0 | 0 | 0 | 0 | 0 | 0
NYISO_A-F_2_IESO | NYISO_A-F | IESO | 2050 | B11 | 25 | 0 | 1600 | 593.49 | 0 | 0 | 0 | 0 | 0 | 0 | 0 | 0 | 0 | 0
NYISO_A-F_2_IESO | NYISO_A-F | IESO | 2050 | B12 | 200 | 0 | 1600 | 0 | 520.86 | 0 | 0 | 0 | 0 | 0 | 0 | 0 | 0 | 0
NYISO_A-F_2_IESO | NYISO_A-F | IESO | 2050 | B13 | 600 | 0 | 1600 | 0 | 0 | 0 | 0 | 0 | 0 | 0 | 0 | 0 | 0 | 0
NYISO_A-F_2_IESO | NYISO_A-F | IESO | 2050 | B14 | 900 | 0 | 1600 | 103.33 | 0 | 0 | 0 | 0 | 0 | 0 | 0 | 0 | 0 | 0
NYISO_A-F_2_IESO | NYISO_A-F | IESO | 2050 | B15 | 1203 | 0 | 1600 | 993.18 | 0 | 0 | 0 | 0 | 0 | 0 | 0 | 0 | 0 | 0
NYISO_A-F_2_IESO | NYISO_A-F | IESO | 2050 | B16 | 25 | 0 | 1600 | 1430.68 | 1516.04 | 0 | 0 | 0 | 0 | 0 | 0 | 0 | 0 | 0
NYISO_A-F_2_IESO | NYISO_A-F | IESO | 2050 | B17 | 100 | 0 | 1600 | 1056.26 | 649.3 | 0 | 0 | 0 | 0 | 0 | 0 | 0 | 0 | 0
NYISO_A-F_2_IESO | NYISO_A-F | IESO | 2050 | B18 | 400 | 0 | 1600 | 446.68 | 439.01 | 0 | 0 | 0 | 0 | 0 | 0 | 0 | 0 | 0
NYISO_A-F_2_IESO | NYISO_A-F | IESO | 2050 | B19 | 700 | 0 | 1600 | 1014.45 | 618.14 | 262.74 | 0 | 0 | 0 | 0 | 0 | 0 | 0 | 0
NYISO_A-F_2_IESO | NYISO_A-F | IESO | 2050 | B20 | 935 | 0 | 1600 | 1277.13 | 739.24 | 0 | 0 | 0 | 0 | 0 | 0 | 0 | 0 | 0
NYISO_A-F_2_NEISO | NYISO_A-F | NEISO | 2015 | B1 | 10 | 0 | 600 | 600 | 0 | 0 | 0 | 0 | 26.6363 | 0 | 0 | 26.6363 | 19.9772 | 6.6591
NYISO_A-F_2_NEISO | NYISO_A-F | NEISO | 2015 | B2 | 25 | 0 | 600 | 351.87 | 0 | 0 | 0 | 0 | 0 | 0 | 0 | 0 | 19.9772 | 6.6591
NYISO_A-F_2_NEISO | NYISO_A-F | NEISO | 2015 | B3 | 75 | 0 | 600 | 0 | 0 | 0 | 0 | 0 | 0 | 0 | 0 | 0 | 19.9772 | 6.6591
NYISO_A-F_2_NEISO | NYISO_A-F | NEISO | 2015 | B4 | 100 | 0 | 600 | 0 | 0 | 0 | 0 | 0 | 0 | 0 | 0 | 0 | 19.9772 | 6.6591
NYISO_A-F_2_NEISO | NYISO_A-F | NEISO | 2015 | B5 | 200 | 0 | 600 | 0 | 0 | 0 | 0 | 0 | 0 | 0 | 0 | 0 | 19.9772 | 6.6591
NYISO_A-F_2_NEISO | NYISO_A-F | NEISO | 2015 | B6 | 300 | 0 | 600 | 0 | 0 | 0 | 0 | 0 | 0 | 0 | 0 | 0 | 19.9772 | 6.6591
NYISO_A-F_2_NEISO | NYISO_A-F | NEISO | 2015 | B7 | 400 | 0 | 600 | 0 | 0 | 0 | 0 | 0 | 0 | 0 | 0 | 0 | 19.9772 | 6.6591
NYISO_A-F_2_NEISO | NYISO_A-F | NEISO | 2015 | B8 | 500 | 0 | 600 | 0 | 0 | 0 | 0 | 0 | 0 | 0 | 0 | 0 | 19.9772 | 6.6591
NYISO_A-F_2_NEISO | NYISO_A-F | NEISO | 2015 | B9 | 800 | 0 | 600 | 0 | 0 | 0 | 0 | 0 | 0 | 0 | 0 | 0 | 19.9772 | 6.6591
NYISO_A-F_2_NEISO | NYISO_A-F | NEISO | 2015 | B10 | 1262 | 0 | 600 | 0 | 0 | 0 | 0 | 0 | 0 | 0 | 0 | 0 | 19.9772 | 6.6591
NYISO_A-F_2_NEISO | NYISO_A-F | NEISO | 2015 | B11 | 25 | 0 | 600 | 0 | 0 | 0 | 0 | 0 | 0 | 0 | 0 | 0 | 19.9772 | 6.6591
NYISO_A-F_2_NEISO | NYISO_A-F | NEISO | 2015 | B12 | 200 | 0 | 600 | 0 | 0 | 0 | 0 | 0 | 0 | 0 | 0 | 0 | 19.9772 | 6.6591
NYISO_A-F_2_NEISO | NYISO_A-F | NEISO | 2015 | B13 | 600 | 0 | 600 | 0 | 0 | 0 | 0 | 0 | 0 | 0 | 0 | 0 | 19.9772 | 6.6591
NYISO_A-F_2_NEISO | NYISO_A-F | NEISO | 2015 | B14 | 900 | 0 | 600 | 0 | 0 | 0 | 0 | 0 | 0 | 0 | 0 | 0 | 19.9772 | 6.6591
NYISO_A-F_2_NEISO | NYISO_A-F | NEISO | 2015 | B15 | 1203 | 0 | 600 | 0 | 0 | 0 | 0 | 0 | 0 | 0 | 0 | 0 | 19.9772 | 6.6591
NYISO_A-F_2_NEISO | NYISO_A-F | NEISO | 2015 | B16 | 25 | 0 | 600 | 0 | 0 | 0 | 0 | 0 | 0 | 0 | 0 | 0 | 19.9772 | 6.6591
NYISO_A-F_2_NEISO | NYISO_A-F | NEISO | 2015 | B17 | 100 | 0 | 600 | 0 | 0 | 0 | 0 | 0 | 0 | 0 | 0 | 0 | 19.9772 | 6.6591
NYISO_A-F_2_NEISO | NYISO_A-F | NEISO | 2015 | B18 | 400 | 0 | 600 | 140.45 | 0 | 0 | 0 | 0 | 0 | 0 | 0 | 0 | 19.9772 | 6.6591
NYISO_A-F_2_NEISO | NYISO_A-F | NEISO | 2015 | B19 | 700 | 0 | 600 | 113.84 | 0 | 600 | 0 | 0 | 0 | 0 | 0.7122 | 0 | 19.9772 | 6.6591
NYISO_A-F_2_NEISO | NYISO_A-F | NEISO | 2015 | B20 | 935 | 0 | 600 | 91.63 | 0 | 600 | 0 | 0 | 0 | 0 | 0.7122 | 0 | 19.9772 | 6.6591
NYISO_A-F_2_NEISO | NYISO_A-F | NEISO | 2020 | B1 | 10 | 0 | 600 | 600 | 310.77 | 268.25 | 0 | 0 | 298.0438 | 0 | 0 | 18.6277 | 24.7442 | 8.2481
NYISO_A-F_2_NEISO | NYISO_A-F | NEISO | 2020 | B2 | 25 | 0 | 600 | 600 | 0 | 0 | 0 | 0 | 86.8291 | 0 | 0 | 13.567 | 24.7442 | 8.2481
NYISO_A-F_2_NEISO | NYISO_A-F | NEISO | 2020 | B3 | 75 | 0 | 600 | 334.34 | 0 | 0 | 0 | 0 | 0 | 0 | 0 | 0 | 24.7442 | 8.2481
NYISO_A-F_2_NEISO | NYISO_A-F | NEISO | 2020 | B4 | 100 | 0 | 600 | 128.76 | 0 | 0 | 0 | 0 | 0 | 0 | 0 | 0 | 24.7442 | 8.2481
NYISO_A-F_2_NEISO | NYISO_A-F | NEISO | 2020 | B5 | 200 | 0 | 600 | 0 | 0 | 0 | 0 | 0 | 0 | 0 | 0 | 0 | 24.7442 | 8.2481
NYISO_A-F_2_NEISO | NYISO_A-F | NEISO | 2020 | B6 | 300 | 0 | 600 | 0 | 0 | 0 | 0 | 0 | 0 | 0 | 0 | 0 | 24.7442 | 8.2481
NYISO_A-F_2_NEISO | NYISO_A-F | NEISO | 2020 | B7 | 400 | 0 | 600 | 0 | 0 | 0 | 0 | 0 | 0 | 0 | 0 | 0 | 24.7442 | 8.2481
NYISO_A-F_2_NEISO | NYISO_A-F | NEISO | 2020 | B8 | 500 | 0 | 600 | 0 | 0 | 0 | 0 | 0 | 0 | 0 | 0 | 0 | 24.7442 | 8.2481
NYISO_A-F_2_NEISO | NYISO_A-F | NEISO | 2020 | B9 | 800 | 0 | 600 | 0 | 0 | 0 | 0 | 0 | 0 | 0 | 0 | 0 | 24.7442 | 8.2481
NYISO_A-F_2_NEISO | NYISO_A-F | NEISO | 2020 | B10 | 1262 | 0 | 600 | 0 | 0 | 0 | 0 | 0 | 0 | 0 | 0 | 0 | 24.7442 | 8.2481
NYISO_A-F_2_NEISO | NYISO_A-F | NEISO | 2020 | B11 | 25 | 0 | 600 | 0 | 0 | 0 | 0 | 0 | 0 | 0 | 0 | 0 | 24.7442 | 8.2481
NYISO_A-F_2_NEISO | NYISO_A-F | NEISO | 2020 | B12 | 200 | 0 | 600 | 0 | 0 | 0 | 0 | 0 | 0 | 0 | 0 | 0 | 24.7442 | 8.2481
NYISO_A-F_2_NEISO | NYISO_A-F | NEISO | 2020 | B13 | 600 | 0 | 600 | 0 | 0 | 0 | 0 | 0 | 0 | 0 | 0 | 0 | 24.7442 | 8.2481
NYISO_A-F_2_NEISO | NYISO_A-F | NEISO | 2020 | B14 | 900 | 0 | 600 | 0 | 0 | 0 | 0 | 0 | 0 | 0 | 0 | 0 | 24.7442 | 8.2481
NYISO_A-F_2_NEISO | NYISO_A-F | NEISO | 2020 | B15 | 1203 | 0 | 600 | 0 | 0 | 0 | 0 | 0 | 0 | 0 | 0 | 0 | 24.7442 | 8.2481
NYISO_A-F_2_NEISO | NYISO_A-F | NEISO | 2020 | B16 | 25 | 0 | 600 | 600 | 0 | 0 | 0 | 0 | 1.0208 | 0 | 0 | 0.1595 | 24.7442 | 8.2481
NYISO_A-F_2_NEISO | NYISO_A-F | NEISO | 2020 | B17 | 100 | 0 | 600 | 600 | 0 | 0 | 0 | 0 | 1.0208 | 0 | 0 | 0.63801 | 24.7442 | 8.2481
NYISO_A-F_2_NEISO | NYISO_A-F | NEISO | 2020 | B18 | 400 | 0 | 600 | 500.44 | 0 | 0 | 0 | 0 | 0 | 0 | 0 | 0 | 24.7442 | 8.2481
NYISO_A-F_2_NEISO | NYISO_A-F | NEISO | 2020 | B19 | 700 | 0 | 600 | 456.33 | 0 | 0 | 0 | 0 | 0 | 0 | 0 | 0 | 24.7442 | 8.2481
NYISO_A-F_2_NEISO | NYISO_A-F | NEISO | 2020 | B20 | 935 | 0 | 600 | 352.94 | 0 | 600 | 0 | 0 | 0 | 0 | 0.20179 | 0 | 24.7442 | 8.2481
NYISO_A-F_2_NEISO | NYISO_A-F | NEISO | 2025 | B1 | 10 | 0 | 600 | 600 | 600 | 600 | 0 | 0 | 649.384 | 1.8161 | 3.5135 | 185.5383 | 440.8912 | 146.9637
NYISO_A-F_2_NEISO | NYISO_A-F | NEISO | 2025 | B2 | 25 | 0 | 600 | 600 | 600 | 600 | 0 | 0 | 563.2434 | 1.8161 | 3.5017 | 402.3167 | 440.8912 | 146.9637
NYISO_A-F_2_NEISO | NYISO_A-F | NEISO | 2025 | B3 | 75 | 0 | 600 | 490.94 | 369.94 | 0 | 0 | 0 | 0 | 0 | 0 | 0 | 440.8912 | 146.9637
NYISO_A-F_2_NEISO | NYISO_A-F | NEISO | 2025 | B4 | 100 | 0 | 600 | 0 | 0 | 0 | 0 | 0 | 0 | 0 | 0 | 0 | 440.8912 | 146.9637
NYISO_A-F_2_NEISO | NYISO_A-F | NEISO | 2025 | B5 | 200 | 0 | 600 | 0 | 0 | 0 | 0 | 0 | 0 | 0 | 0 | 0 | 440.8912 | 146.9637
NYISO_A-F_2_NEISO | NYISO_A-F | NEISO | 2025 | B6 | 300 | 0 | 600 | 0 | 0 | 0 | 0 | 0 | 0 | 0 | 0 | 0 | 440.8912 | 146.9637
NYISO_A-F_2_NEISO | NYISO_A-F | NEISO | 2025 | B7 | 400 | 0 | 600 | 0 | 0 | 0 | 0 | 0 | 0 | 0 | 0 | 0 | 440.8912 | 146.9637
NYISO_A-F_2_NEISO | NYISO_A-F | NEISO | 2025 | B8 | 500 | 0 | 600 | 0 | 0 | 0 | 0 | 0 | 0 | 0 | 0 | 0 | 440.8912 | 146.9637
NYISO_A-F_2_NEISO | NYISO_A-F | NEISO | 2025 | B9 | 800 | 0 | 600 | 0 | 0 | 0 | 0 | 0 | 0 | 0 | 0 | 0 | 440.8912 | 146.9637
NYISO_A-F_2_NEISO | NYISO_A-F | NEISO | 2025 | B10 | 1262 | 0 | 600 | 0 | 0 | 0 | 0 | 0 | 0 | 0 | 0 | 0 | 440.8912 | 146.9637
NYISO_A-F_2_NEISO | NYISO_A-F | NEISO | 2025 | B11 | 25 | 0 | 600 | 0 | 0 | 0 | 0 | 0 | 0 | 0 | 0 | 0 | 440.8912 | 146.9637
NYISO_A-F_2_NEISO | NYISO_A-F | NEISO | 2025 | B12 | 200 | 0 | 600 | 0 | 0 | 0 | 0 | 0 | 0 | 0 | 0 | 0 | 440.8912 | 146.9637
NYISO_A-F_2_NEISO | NYISO_A-F | NEISO | 2025 | B13 | 600 | 0 | 600 | 0 | 0 | 0 | 0 | 0 | 0 | 0 | 0 | 0 | 440.8912 | 146.9637
NYISO_A-F_2_NEISO | NYISO_A-F | NEISO | 2025 | B14 | 900 | 0 | 600 | 0 | 0 | 0 | 0 | 0 | 0 | 0 | 0 | 0 | 440.8912 | 146.9637
NYISO_A-F_2_NEISO | NYISO_A-F | NEISO | 2025 | B15 | 1203 | 0 | 600 | 0 | 0 | 0 | 0 | 0 | 0 | 0 | 0 | 0 | 440.8912 | 146.9637
NYISO_A-F_2_NEISO | NYISO_A-F | NEISO | 2025 | B16 | 25 | 0 | 600 | 470.5 | 600 | 0 | 0 | 0 | 0 | 1.2701 | 0 | 0 | 440.8912 | 146.9637
NYISO_A-F_2_NEISO | NYISO_A-F | NEISO | 2025 | B17 | 100 | 0 | 600 | 0 | 218.16 | 0 | 0 | 0 | 0 | 0 | 0 | 0 | 440.8912 | 146.9637
NYISO_A-F_2_NEISO | NYISO_A-F | NEISO | 2025 | B18 | 400 | 0 | 600 | 0 | 600 | 0 | 0 | 0 | 0 | 0.81903 | 0 | 0 | 440.8912 | 146.9637
NYISO_A-F_2_NEISO | NYISO_A-F | NEISO | 2025 | B19 | 700 | 0 | 600 | 175.88 | 595.91 | 0 | 0 | 0 | 0 | 0 | 0 | 0 | 440.8912 | 146.9637
NYISO_A-F_2_NEISO | NYISO_A-F | NEISO | 2025 | B20 | 935 | 0 | 600 | 149.55 | 256.29 | 0 | 0 | 0 | 0 | 0 | 0 | 0 | 440.8912 | 146.9637
NYISO_A-F_2_NEISO | NYISO_A-F | NEISO | 2030 | B1 | 10 | 0 | 600 | 600 | 600 | 600 | 0 | 0 | 627.0565 | 8.3209 | 2.7776 | 179.159 | 267.5761 | 89.192
NYISO_A-F_2_NEISO | NYISO_A-F | NEISO | 2030 | B2 | 25 | 0 | 600 | 600 | 600 | 600 | 0 | 0 | 248.6528 | 8.309 | 2.7657 | 177.6091 | 267.5761 | 89.192
NYISO_A-F_2_NEISO | NYISO_A-F | NEISO | 2030 | B3 | 75 | 0 | 600 | 195.65 | 99.79 | 0 | 0 | 0 | 0 | 0 | 0 | 0 | 267.5761 | 89.192
NYISO_A-F_2_NEISO | NYISO_A-F | NEISO | 2030 | B4 | 100 | 0 | 600 | 0 | 0 | 0 | 0 | 0 | 0 | 0 | 0 | 0 | 267.5761 | 89.192
NYISO_A-F_2_NEISO | NYISO_A-F | NEISO | 2030 | B5 | 200 | 0 | 600 | 0 | 0 | 0 | 0 | 0 | 0 | 0 | 0 | 0 | 267.5761 | 89.192
NYISO_A-F_2_NEISO | NYISO_A-F | NEISO | 2030 | B6 | 300 | 0 | 600 | 0 | 0 | 0 | 0 | 0 | 0 | 0 | 0 | 0 | 267.5761 | 89.192
NYISO_A-F_2_NEISO | NYISO_A-F | NEISO | 2030 | B7 | 400 | 0 | 600 | 0 | 0 | 0 | 0 | 0 | 0 | 0 | 0 | 0 | 267.5761 | 89.192
NYISO_A-F_2_NEISO | NYISO_A-F | NEISO | 2030 | B8 | 500 | 0 | 600 | 0 | 0 | 0 | 0 | 0 | 0 | 0 | 0 | 0 | 267.5761 | 89.192
NYISO_A-F_2_NEISO | NYISO_A-F | NEISO | 2030 | B9 | 800 | 0 | 600 | 0 | 0 | 0 | 0 | 0 | 0 | 0 | 0 | 0 | 267.5761 | 89.192
NYISO_A-F_2_NEISO | NYISO_A-F | NEISO | 2030 | B10 | 1262 | 0 | 600 | 0 | 0 | 0 | 0 | 0 | 0 | 0 | 0 | 0 | 267.5761 | 89.192
NYISO_A-F_2_NEISO | NYISO_A-F | NEISO | 2030 | B11 | 25 | 0 | 600 | 0 | 0 | 0 | 0 | 0 | 0 | 0 | 0 | 0 | 267.5761 | 89.192
NYISO_A-F_2_NEISO | NYISO_A-F | NEISO | 2030 | B12 | 200 | 0 | 600 | 0 | 0 | 0 | 0 | 0 | 0 | 0 | 0 | 0 | 267.5761 | 89.192
NYISO_A-F_2_NEISO | NYISO_A-F | NEISO | 2030 | B13 | 600 | 0 | 600 | 0 | 0 | 0 | 0 | 0 | 0 | 0 | 0 | 0 | 267.5761 | 89.192
NYISO_A-F_2_NEISO | NYISO_A-F | NEISO | 2030 | B14 | 900 | 0 | 600 | 0 | 0 | 0 | 0 | 0 | 0 | 0 | 0 | 0 | 267.5761 | 89.192
NYISO_A-F_2_NEISO | NYISO_A-F | NEISO | 2030 | B15 | 1203 | 0 | 600 | 0 | 0 | 0 | 0 | 0 | 0 | 0 | 0 | 0 | 267.5761 | 89.192
NYISO_A-F_2_NEISO | NYISO_A-F | NEISO | 2030 | B16 | 25 | 0 | 600 | 0 | 0 | 0 | 0 | 0 | 0 | 0 | 0 | 0 | 267.5761 | 89.192
NYISO_A-F_2_NEISO | NYISO_A-F | NEISO | 2030 | B17 | 100 | 0 | 600 | 10.5 | 0 | 0 | 0 | 0 | 0 | 0 | 0 | 0 | 267.5761 | 89.192
NYISO_A-F_2_NEISO | NYISO_A-F | NEISO | 2030 | B18 | 400 | 0 | 600 | 101.71 | 0 | 0 | 0 | 0 | 0 | 0 | 0 | 0 | 267.5761 | 89.192
NYISO_A-F_2_NEISO | NYISO_A-F | NEISO | 2030 | B19 | 700 | 0 | 600 | 141.48 | 263.29 | 0 | 0 | 0 | 0 | 0 | 0 | 0 | 267.5761 | 89.192
NYISO_A-F_2_NEISO | NYISO_A-F | NEISO | 2030 | B20 | 935 | 0 | 600 | 135.17 | 369.59 | 0 | 0 | 0 | 0 | 0 | 0 | 0 | 267.5761 | 89.192
NYISO_A-F_2_NEISO | NYISO_A-F | NEISO | 2035 | B1 | 10 | 10 | 600 | 600 | 600 | 600 | 510.29 | 523.28 | 622.807 | 6.6709 | 2.2197 | 1.2651 | 6.6687 | 2.2229
NYISO_A-F_2_NEISO | NYISO_A-F | NEISO | 2035 | B2 | 25 | 25 | 600 | 600 | 600 | 600 | 1313.85 | 1393.75 | 578.983 | 6.6709 | 2.2197 | 2.9402 | 6.6687 | 2.2229
NYISO_A-F_2_NEISO | NYISO_A-F | NEISO | 2035 | B3 | 75 | 0 | 600 | 169.32 | 600 | 175.56 | 0 | 0 | 0 | 5.7095 | 0 | 0 | 6.6687 | 2.2229
NYISO_A-F_2_NEISO | NYISO_A-F | NEISO | 2035 | B4 | 100 | 0 | 600 | 0 | 0 | 0 | 0 | 0 | 0 | 0 | 0 | 0 | 6.6687 | 2.2229
NYISO_A-F_2_NEISO | NYISO_A-F | NEISO | 2035 | B5 | 200 | 0 | 600 | 0 | 55.33 | 0 | 0 | 0 | 0 | 0 | 0 | 0 | 6.6687 | 2.2229
NYISO_A-F_2_NEISO | NYISO_A-F | NEISO | 2035 | B6 | 300 | 0 | 600 | 0 | 600 | 0 | 0 | 0 | 0 | 3.4898 | 0 | 0 | 6.6687 | 2.2229
NYISO_A-F_2_NEISO | NYISO_A-F | NEISO | 2035 | B7 | 400 | 0 | 600 | 0 | 0 | 0 | 0 | 0 | 0 | 0 | 0 | 0 | 6.6687 | 2.2229
NYISO_A-F_2_NEISO | NYISO_A-F | NEISO | 2035 | B8 | 500 | 0 | 600 | 0 | 0 | 0 | 0 | 0 | 0 | 0 | 0 | 0 | 6.6687 | 2.2229
NYISO_A-F_2_NEISO | NYISO_A-F | NEISO | 2035 | B9 | 800 | 0 | 600 | 0 | 0 | 0 | 0 | 0 | 0 | 0 | 0 | 0 | 6.6687 | 2.2229
NYISO_A-F_2_NEISO | NYISO_A-F | NEISO | 2035 | B10 | 1262 | 0 | 600 | 0 | 0 | 0 | 0 | 0 | 0 | 0 | 0 | 0 | 6.6687 | 2.2229
NYISO_A-F_2_NEISO | NYISO_A-F | NEISO | 2035 | B11 | 25 | 0 | 600 | 600 | 600 | 0 | 0 | 0 | 4.8667 | 2.6945 | 0 | 0.024714 | 6.6687 | 2.2229
NYISO_A-F_2_NEISO | NYISO_A-F | NEISO | 2035 | B12 | 200 | 0 | 600 | 436.69 | 600 | 0 | 0 | 0 | 0 | 5.7095 | 0 | 0 | 6.6687 | 2.2229
NYISO_A-F_2_NEISO | NYISO_A-F | NEISO | 2035 | B13 | 600 | 0 | 600 | 600 | 600 | 0 | 0 | 0 | 4.8667 | 3.4542 | 0 | 0.59314 | 6.6687 | 2.2229
NYISO_A-F_2_NEISO | NYISO_A-F | NEISO | 2035 | B14 | 900 | 0 | 600 | 600 | 0 | 0 | 0 | 0 | 4.8667 | 0 | 0 | 0.88971 | 6.6687 | 2.2229
NYISO_A-F_2_NEISO | NYISO_A-F | NEISO | 2035 | B15 | 1203 | 0 | 600 | 600 | 0 | 0 | 0 | 0 | 4.8667 | 0 | 0 | 1.1892 | 6.6687 | 2.2229
NYISO_A-F_2_NEISO | NYISO_A-F | NEISO | 2035 | B16 | 25 | 0 | 600 | 600 | 600 | 0 | 0 | 0 | 4.5343 | 3.5135 | 0 | 0.023026 | 6.6687 | 2.2229
NYISO_A-F_2_NEISO | NYISO_A-F | NEISO | 2035 | B17 | 100 | 0 | 600 | 600 | 600 | 0 | 0 | 0 | 4.5343 | 5.021 | 0 | 0.092105 | 6.6687 | 2.2229
NYISO_A-F_2_NEISO | NYISO_A-F | NEISO | 2035 | B18 | 400 | 0 | 600 | 600 | 600 | 0 | 0 | 0 | 4.5343 | 3.5135 | 0 | 0.36842 | 6.6687 | 2.2229
NYISO_A-F_2_NEISO | NYISO_A-F | NEISO | 2035 | B19 | 700 | 0 | 600 | 600 | 600 | 0 | 0 | 0 | 4.5343 | 2.9556 | 0 | 0.64474 | 6.6687 | 2.2229
NYISO_A-F_2_NEISO | NYISO_A-F | NEISO | 2035 | B20 | 935 | 0 | 600 | 600 | 0 | 0 | 0 | 0 | 4.5343 | 0 | 0 | 0.86118 | 6.6687 | 2.2229
NYISO_A-F_2_NEISO | NYISO_A-F | NEISO | 2040 | B1 | 10 | 0 | 600 | 600 | 600 | 600 | 0 | 0 | 570.852 | 34.9334 | 7.6443 | 163.1006 | 357.8919 | 119.2973
NYISO_A-F_2_NEISO | NYISO_A-F | NEISO | 2040 | B2 | 25 | 0 | 600 | 600 | 600 | 600 | 0 | 0 | 439.7242 | 40.9278 | 13.6386 | 314.0887 | 357.8919 | 119.2973
NYISO_A-F_2_NEISO | NYISO_A-F | NEISO | 2040 | B3 | 75 | 0 | 600 | 0 | 600 | 600 | 0 | 0 | 0 | 20.2384 | 2.7538 | 0 | 357.8919 | 119.2973
NYISO_A-F_2_NEISO | NYISO_A-F | NEISO | 2040 | B4 | 100 | 0 | 600 | 0 | 600 | 128.9 | 0 | 0 | 0 | 19.3718 | 0 | 0 | 357.8919 | 119.2973
NYISO_A-F_2_NEISO | NYISO_A-F | NEISO | 2040 | B5 | 200 | 0 | 600 | 0 | 600 | 361.03 | 0 | 0 | 0 | 13.8998 | 0 | 0 | 357.8919 | 119.2973
NYISO_A-F_2_NEISO | NYISO_A-F | NEISO | 2040 | B6 | 300 | 0 | 600 | 0 | 600 | 589.12 | 0 | 0 | 0 | 2.3977 | 0 | 0 | 357.8919 | 119.2973
NYISO_A-F_2_NEISO | NYISO_A-F | NEISO | 2040 | B7 | 400 | 0 | 600 | 0 | 323.56 | 0 | 0 | 0 | 0 | 0 | 0 | 0 | 357.8919 | 119.2973
NYISO_A-F_2_NEISO | NYISO_A-F | NEISO | 2040 | B8 | 500 | 0 | 600 | 582.49 | 600 | 600 | 0 | 0 | 0 | 20.2384 | 2.7538 | 0 | 357.8919 | 119.2973
NYISO_A-F_2_NEISO | NYISO_A-F | NEISO | 2040 | B9 | 800 | 0 | 600 | 452.22 | 600 | 600 | 0 | 0 | 0 | 20.2384 | 0.22553 | 0 | 357.8919 | 119.2973
NYISO_A-F_2_NEISO | NYISO_A-F | NEISO | 2040 | B10 | 1262 | 0 | 600 | 585.26 | 600 | 600 | 0 | 0 | 0 | 1.0446 | 0.01187 | 0 | 357.8919 | 119.2973
NYISO_A-F_2_NEISO | NYISO_A-F | NEISO | 2040 | B11 | 25 | 0 | 600 | 0 | 600 | 600 | 0 | 0 | 0 | 20.2384 | 2.7538 | 0 | 357.8919 | 119.2973
NYISO_A-F_2_NEISO | NYISO_A-F | NEISO | 2040 | B12 | 200 | 0 | 600 | 0 | 600 | 600 | 0 | 0 | 0 | 14.7307 | 2.7538 | 0 | 357.8919 | 119.2973
NYISO_A-F_2_NEISO | NYISO_A-F | NEISO | 2040 | B13 | 600 | 0 | 600 | 0 | 600 | 600 | 0 | 0 | 0 | 18.8614 | 2.7538 | 0 | 357.8919 | 119.2973
NYISO_A-F_2_NEISO | NYISO_A-F | NEISO | 2040 | B14 | 900 | 0 | 600 | 0 | 600 | 600 | 0 | 0 | 0 | 20.2384 | 2.7538 | 0 | 357.8919 | 119.2973
NYISO_A-F_2_NEISO | NYISO_A-F | NEISO | 2040 | B15 | 1203 | 0 | 600 | 0 | 600 | 600 | 0 | 0 | 0 | 3.8459 | 1.3176 | 0 | 357.8919 | 119.2973
NYISO_A-F_2_NEISO | NYISO_A-F | NEISO | 2040 | B16 | 25 | 0 | 600 | 0 | 600 | 600 | 0 | 0 | 0 | 20.2384 | 2.7538 | 0 | 357.8919 | 119.2973
NYISO_A-F_2_NEISO | NYISO_A-F | NEISO | 2040 | B17 | 100 | 0 | 600 | 0 | 600 | 600 | 0 | 0 | 0 | 20.2384 | 2.7538 | 0 | 357.8919 | 119.2973
NYISO_A-F_2_NEISO | NYISO_A-F | NEISO | 2040 | B18 | 400 | 0 | 600 | 0 | 600 | 600 | 0 | 0 | 0 | 20.2384 | 2.7538 | 0 | 357.8919 | 119.2973
NYISO_A-F_2_NEISO | NYISO_A-F | NEISO | 2040 | B19 | 700 | 0 | 600 | 0 | 600 | 600 | 0 | 0 | 0 | 20.2384 | 2.7538 | 0 | 357.8919 | 119.2973
NYISO_A-F_2_NEISO | NYISO_A-F | NEISO | 2040 | B20 | 935 | 0 | 600 | 0 | 600 | 600 | 0 | 0 | 0 | 3.1574 | 1.2464 | 0 | 357.8919 | 119.2973
NYISO_A-F_2_NEISO | NYISO_A-F | NEISO | 2045 | B1 | 10 | 0 | 600 | 600 | 600 | 118.15 | 0 | 0 | 329.8554 | 9.8521 | 0 | 94.2444 | 231.507 | 77.169
NYISO_A-F_2_NEISO | NYISO_A-F | NEISO | 2045 | B2 | 25 | 0 | 600 | 600 | 600 | 600 | 0 | 0 | 300.2042 | 12.4279 | 0.14244 | 214.4316 | 231.507 | 77.169
NYISO_A-F_2_NEISO | NYISO_A-F | NEISO | 2045 | B3 | 75 | 0 | 600 | 0 | 600 | 0 | 0 | 0 | 0 | 1.3176 | 0 | 0 | 231.507 | 77.169
NYISO_A-F_2_NEISO | NYISO_A-F | NEISO | 2045 | B4 | 100 | 0 | 600 | 0 | 0 | 0 | 0 | 0 | 0 | 0 | 0 | 0 | 231.507 | 77.169
NYISO_A-F_2_NEISO | NYISO_A-F | NEISO | 2045 | B5 | 200 | 0 | 600 | 0 | 86.32 | 0 | 0 | 0 | 0 | 0 | 0 | 0 | 231.507 | 77.169
NYISO_A-F_2_NEISO | NYISO_A-F | NEISO | 2045 | B6 | 300 | 0 | 600 | 0 | 312.65 | 0 | 0 | 0 | 0 | 0 | 0 | 0 | 231.507 | 77.169
NYISO_A-F_2_NEISO | NYISO_A-F | NEISO | 2045 | B7 | 400 | 0 | 600 | 0 | 600 | 0 | 0 | 0 | 0 | 1.3176 | 0 | 0 | 231.507 | 77.169
NYISO_A-F_2_NEISO | NYISO_A-F | NEISO | 2045 | B8 | 500 | 0 | 600 | 0 | 600 | 0 | 0 | 0 | 0 | 1.3176 | 0 | 0 | 231.507 | 77.169
NYISO_A-F_2_NEISO | NYISO_A-F | NEISO | 2045 | B9 | 800 | 0 | 600 | 375.69 | 120.23 | 0 | 0 | 0 | 0 | 0 | 0 | 0 | 231.507 | 77.169
NYISO_A-F_2_NEISO | NYISO_A-F | NEISO | 2045 | B10 | 1262 | 0 | 600 | 599.09 | 600 | 600 | 0 | 0 | 0 | 13.603 | 4.475 | 0 | 231.507 | 77.169
NYISO_A-F_2_NEISO | NYISO_A-F | NEISO | 2045 | B11 | 25 | 0 | 600 | 0 | 0 | 0 | 0 | 0 | 0 | 0 | 0 | 0 | 231.507 | 77.169
NYISO_A-F_2_NEISO | NYISO_A-F | NEISO | 2045 | B12 | 200 | 0 | 600 | 0 | 0 | 0 | 0 | 0 | 0 | 0 | 0 | 0 | 231.507 | 77.169
NYISO_A-F_2_NEISO | NYISO_A-F | NEISO | 2045 | B13 | 600 | 0 | 600 | 0 | 600 | 0 | 0 | 0 | 0 | 1.3176 | 0 | 0 | 231.507 | 77.169
NYISO_A-F_2_NEISO | NYISO_A-F | NEISO | 2045 | B14 | 900 | 0 | 600 | 0 | 0 | 0 | 0 | 0 | 0 | 0 | 0 | 0 | 231.507 | 77.169
NYISO_A-F_2_NEISO | NYISO_A-F | NEISO | 2045 | B15 | 1203 | 0 | 600 | 0 | 0 | 0 | 0 | 0 | 0 | 0 | 0 | 0 | 231.507 | 77.169
NYISO_A-F_2_NEISO | NYISO_A-F | NEISO | 2045 | B16 | 25 | 0 | 600 | 0 | 0 | 0 | 0 | 0 | 0 | 0 | 0 | 0 | 231.507 | 77.169
NYISO_A-F_2_NEISO | NYISO_A-F | NEISO | 2045 | B17 | 100 | 0 | 600 | 0 | 31.23 | 0 | 0 | 0 | 0 | 0 | 0 | 0 | 231.507 | 77.169
NYISO_A-F_2_NEISO | NYISO_A-F | NEISO | 2045 | B18 | 400 | 0 | 600 | 0 | 79.6 | 0 | 0 | 0 | 0 | 0 | 0 | 0 | 231.507 | 77.169
NYISO_A-F_2_NEISO | NYISO_A-F | NEISO | 2045 | B19 | 700 | 0 | 600 | 0 | 198.52 | 0 | 0 | 0 | 0 | 0 | 0 | 0 | 231.507 | 77.169
NYISO_A-F_2_NEISO | NYISO_A-F | NEISO | 2045 | B20 | 935 | 0 | 600 | 0 | 0 | 0 | 0 | 0 | 0 | 0 | 0 | 0 | 231.507 | 77.169
NYISO_A-F_2_NEISO | NYISO_A-F | NEISO | 2050 | B1 | 10 | 10 | 600 | 600 | 600 | 600 | 2641.55 | 3217.12 | 357.3464 | 22.375 | 7.4544 | 1.7041 | 22.376 | 7.4587
NYISO_A-F_2_NEISO | NYISO_A-F | NEISO | 2050 | B2 | 25 | 25 | 600 | 600 | 600 | 600 | 2995.67 | 3633.99 | 5.0091 | 22.375 | 7.4544 | 0.059718 | 22.376 | 7.4587
NYISO_A-F_2_NEISO | NYISO_A-F | NEISO | 2050 | B3 | 75 | 0 | 600 | 0 | 600 | 600 | 0 | 479.5 | 0 | 20.9268 | 7.4544 | 0 | 22.376 | 7.4587
NYISO_A-F_2_NEISO | NYISO_A-F | NEISO | 2050 | B4 | 100 | 0 | 600 | 0 | 507.92 | 600 | 0 | 0 | 0 | 0 | 6.576 | 0 | 22.376 | 7.4587
NYISO_A-F_2_NEISO | NYISO_A-F | NEISO | 2050 | B5 | 200 | 0 | 600 | 0 | 589.82 | 0 | 0 | 0 | 0 | 0 | 0 | 0 | 22.376 | 7.4587
NYISO_A-F_2_NEISO | NYISO_A-F | NEISO | 2050 | B6 | 300 | 0 | 600 | 0 | 600 | 600 | 0 | 0 | 0 | 13.5318 | 0.2374 | 0 | 22.376 | 7.4587
NYISO_A-F_2_NEISO | NYISO_A-F | NEISO | 2050 | B7 | 400 | 0 | 600 | 0 | 0 | 0 | 0 | 0 | 0 | 0 | 0 | 0 | 22.376 | 7.4587
NYISO_A-F_2_NEISO | NYISO_A-F | NEISO | 2050 | B8 | 500 | 500 | 600 | 467.62 | 600 | 600 | 1250.93 | 2586.91 | 0 | 22.375 | 7.4544 | 0 | 22.376 | 7.4587
NYISO_A-F_2_NEISO | NYISO_A-F | NEISO | 2050 | B9 | 800 | 800 | 600 | 600 | 600 | 600 | 285.51 | 1385.87 | 28.5474 | 22.375 | 7.4544 | 10.8907 | 22.376 | 7.4587
NYISO_A-F_2_NEISO | NYISO_A-F | NEISO | 2050 | B10 | 1262 | 1262 | 600 | 600 | 600 | 600 | 1218.6 | 2401.08 | 28.5474 | 22.375 | 7.4544 | 17.1801 | 22.376 | 7.4587
NYISO_A-F_2_NEISO | NYISO_A-F | NEISO | 2050 | B11 | 25 | 0 | 600 | 0 | 0 | 0 | 0 | 0 | 0 | 0 | 0 | 0 | 22.376 | 7.4587
NYISO_A-F_2_NEISO | NYISO_A-F | NEISO | 2050 | B12 | 200 | 0 | 600 | 0 | 0 | 0 | 0 | 0 | 0 | 0 | 0 | 0 | 22.376 | 7.4587
NYISO_A-F_2_NEISO | NYISO_A-F | NEISO | 2050 | B13 | 600 | 0 | 600 | 0 | 0 | 285.67 | 0 | 0 | 0 | 0 | 0 | 0 | 22.376 | 7.4587
NYISO_A-F_2_NEISO | NYISO_A-F | NEISO | 2050 | B14 | 900 | 0 | 600 | 0 | 0 | 0 | 0 | 0 | 0 | 0 | 0 | 0 | 22.376 | 7.4587
NYISO_A-F_2_NEISO | NYISO_A-F | NEISO | 2050 | B15 | 1203 | 0 | 600 | 0 | 0 | 0 | 0 | 0 | 0 | 0 | 0 | 0 | 22.376 | 7.4587
NYISO_A-F_2_NEISO | NYISO_A-F | NEISO | 2050 | B16 | 25 | 0 | 600 | 0 | 0 | 0 | 0 | 0 | 0 | 0 | 0 | 0 | 22.376 | 7.4587
NYISO_A-F_2_NEISO | NYISO_A-F | NEISO | 2050 | B17 | 100 | 0 | 600 | 0 | 0 | 0 | 0 | 0 | 0 | 0 | 0 | 0 | 22.376 | 7.4587
NYISO_A-F_2_NEISO | NYISO_A-F | NEISO | 2050 | B18 | 400 | 0 | 600 | 0 | 0 | 600 | 0 | 0 | 0 | 0 | 1.2464 | 0 | 22.376 | 7.4587
NYISO_A-F_2_NEISO | NYISO_A-F | NEISO | 2050 | B19 | 700 | 0 | 600 | 0 | 0 | 455.46 | 0 | 0 | 0 | 0 | 0 | 0 | 22.376 | 7.4587
NYISO_A-F_2_NEISO | NYISO_A-F | NEISO | 2050 | B20 | 935 | 0 | 600 | 0 | 0 | 119.2 | 0 | 0 | 0 | 0 | 0 | 0 | 22.376 | 7.4587
NYISO_A-F_2_NYISO_G-I | NYISO_A-F | NYISO_G-I | 2015 | B1 | 10 | 10 | 4250 | 4250 | 4250 | 4250 | 1986.6 | 2122.19 | 32.6188 | 2.7538 | 0.91399 | 0.061603 | 2.7652 | 0.92172
NYISO_A-F_2_NYISO_G-I | NYISO_A-F | NYISO_G-I | 2015 | B2 | 25 | 25 | 4250 | 4250 | 4250 | 4250 | 949.59 | 1084.18 | 13.9947 | 2.7538 | 0.91399 | 0.066075 | 2.7652 | 0.92172
NYISO_A-F_2_NYISO_G-I | NYISO_A-F | NYISO_G-I | 2015 | B3 | 75 | 75 | 4250 | 4250 | 4250 | 4250 | 658.92 | 10.17 | 5.4602 | 2.7538 | 0.91399 | 0.07734 | 2.7652 | 0.92172
NYISO_A-F_2_NYISO_G-I | NYISO_A-F | NYISO_G-I | 2015 | B4 | 100 | 0 | 4250 | 4250 | 4250 | 4250 | 0 | 702.98 | 10.6355 | 0.81903 | 0.91399 | 0.20086 | 2.7652 | 0.92172
NYISO_A-F_2_NYISO_G-I | NYISO_A-F | NYISO_G-I | 2015 | B5 | 200 | 0 | 4250 | 4250 | 4250 | 4250 | 0 | 0 | 13.2113 | 0.30862 | 0.08309 | 0.49901 | 2.7652 | 0.92172
NYISO_A-F_2_NYISO_G-I | NYISO_A-F | NYISO_G-I | 2015 | B6 | 300 | 0 | 4250 | 4250 | 4250 | 4250 | 0 | 0 | 12.2855 | 1.9586 | 0.08309 | 0.69606 | 2.7652 | 0.92172
NYISO_A-F_2_NYISO_G-I | NYISO_A-F | NYISO_G-I | 2015 | B7 | 400 | 0 | 4250 | 4250 | 4250 | 4250 | 0 | 512.11 | 1.3294 | 1.3294 | 0.91399 | 0.10043 | 2.7652 | 0.92172
NYISO_A-F_2_NYISO_G-I | NYISO_A-F | NYISO_G-I | 2015 | B8 | 500 | 0 | 4250 | 4250 | 4250 | 4250 | 0 | 743.48 | 0.55789 | 0.87838 | 0.91399 | 0.052681 | 2.7652 | 0.92172
NYISO_A-F_2_NYISO_G-I | NYISO_A-F | NYISO_G-I | 2015 | B9 | 800 | 0 | 4250 | 3953.63 | 4026.22 | 4250 | 0 | 0 | 0 | 0 | 0.79529 | 0 | 2.7652 | 0.92172
NYISO_A-F_2_NYISO_G-I | NYISO_A-F | NYISO_G-I | 2015 | B10 | 1262 | 0 | 4250 | 1946.34 | 2509.8 | 2928.92 | 0 | 0 | 0 | 0 | 0 | 0 | 2.7652 | 0.92172
NYISO_A-F_2_NYISO_G-I | NYISO_A-F | NYISO_G-I | 2015 | B11 | 25 | 0 | 4250 | 4250 | 4250 | 4250 | 0 | 0 | 6.3623 | 0.32049 | 0.16618 | 0.030039 | 2.7652 | 0.92172
NYISO_A-F_2_NYISO_G-I | NYISO_A-F | NYISO_G-I | 2015 | B12 | 200 | 0 | 4250 | 4032.75 | 3655.69 | 3360.88 | 0 | 0 | 0 | 0 | 0 | 0 | 2.7652 | 0.92172
NYISO_A-F_2_NYISO_G-I | NYISO_A-F | NYISO_G-I | 2015 | B13 | 600 | 0 | 4250 | 4250 | 4071.78 | 4250 | 0 | 635.37 | 1.9229 | 0 | 0.91399 | 0.2179 | 2.7652 | 0.92172
NYISO_A-F_2_NYISO_G-I | NYISO_A-F | NYISO_G-I | 2015 | B14 | 900 | 0 | 4250 | 4250 | 4250 | 4250 | 0 | 0 | 0.93773 | 0.93773 | 0.89025 | 0.15939 | 2.7652 | 0.92172
NYISO_A-F_2_NYISO_G-I | NYISO_A-F | NYISO_G-I | 2015 | B15 | 1203 | 0 | 4250 | 3367.55 | 2609.23 | 4031.5 | 0 | 0 | 0 | 0 | 0 | 0 | 2.7652 | 0.92172
NYISO_A-F_2_NYISO_G-I | NYISO_A-F | NYISO_G-I | 2015 | B16 | 25 | 25 | 4250 | 4250 | 4250 | 4250 | 648.08 | 731.86 | 9.7809 | 2.7538 | 0.91399 | 0.04618 | 2.7652 | 0.92172
NYISO_A-F_2_NYISO_G-I | NYISO_A-F | NYISO_G-I | 2015 | B17 | 100 | 100 | 4250 | 4250 | 4250 | 4250 | 1933.01 | 2661.12 | 5.6145 | 2.7538 | 0.91399 | 0.10603 | 2.7652 | 0.92172
NYISO_A-F_2_NYISO_G-I | NYISO_A-F | NYISO_G-I | 2015 | B18 | 400 | 400 | 4250 | 4250 | 4250 | 4250 | 3258.85 | 3258.85 | 5.9825 | 2.7538 | 0.91399 | 0.45193 | 2.7652 | 0.92172
NYISO_A-F_2_NYISO_G-I | NYISO_A-F | NYISO_G-I | 2015 | B19 | 700 | 700 | 4250 | 4250 | 4250 | 4250 | 2668.27 | 2668.27 | 5.9706 | 2.7538 | 0.91399 | 0.78932 | 2.7652 | 0.92172
NYISO_A-F_2_NYISO_G-I | NYISO_A-F | NYISO_G-I | 2015 | B20 | 935 | 0 | 4250 | 4250 | 4250 | 4250 | 0 | 698.51 | 0.74781 | 0.36797 | 0.91399 | 0.13205 | 2.7652 | 0.92172
NYISO_A-F_2_NYISO_G-I | NYISO_A-F | NYISO_G-I | 2020 | B1 | 10 | 10 | 4250 | 4250 | 4250 | 4250 | 4347.33 | 3210.22 | 298.032 | 4.9142 | 1.6262 | 0.54237 | 4.9228 | 1.6409
NYISO_A-F_2_NYISO_G-I | NYISO_A-F | NYISO_G-I | 2020 | B2 | 25 | 25 | 4250 | 4250 | 4250 | 4250 | 2867.82 | 2204.55 | 92.8115 | 4.9142 | 1.6262 | 0.42225 | 4.9228 | 1.6409
NYISO_A-F_2_NYISO_G-I | NYISO_A-F | NYISO_G-I | 2020 | B3 | 75 | 0 | 4250 | 4250 | 4250 | 4250 | 0 | 0 | 12.0243 | 3.2168 | 1.3057 | 0.16412 | 4.9228 | 1.6409
NYISO_A-F_2_NYISO_G-I | NYISO_A-F | NYISO_G-I | 2020 | B4 | 100 | 100 | 4250 | 4250 | 4250 | 4250 | 106.67 | 106.67 | 19.0632 | 4.9142 | 1.6262 | 0.34692 | 4.9228 | 1.6409
NYISO_A-F_2_NYISO_G-I | NYISO_A-F | NYISO_G-I | 2020 | B5 | 200 | 200 | 4250 | 4250 | 4250 | 4250 | 385.79 | 463.29 | 23.2415 | 4.9142 | 1.6262 | 0.84591 | 4.9228 | 1.6409
NYISO_A-F_2_NYISO_G-I | NYISO_A-F | NYISO_G-I | 2020 | B6 | 300 | 0 | 4250 | 4250 | 4250 | 4250 | 0 | 0 | 20.725 | 3.0981 | 1.0208 | 1.1315 | 4.9228 | 1.6409
NYISO_A-F_2_NYISO_G-I | NYISO_A-F | NYISO_G-I | 2020 | B7 | 400 | 0 | 4250 | 4250 | 4250 | 4250 | 0 | 0 | 1.7568 | 2.0535 | 1.0208 | 0.12788 | 4.9228 | 1.6409
NYISO_A-F_2_NYISO_G-I | NYISO_A-F | NYISO_G-I | 2020 | B8 | 500 | 0 | 4250 | 4250 | 4250 | 4086.2 | 0 | 0 | 1.5906 | 1.828 | 0 | 0.14473 | 4.9228 | 1.6409
NYISO_A-F_2_NYISO_G-I | NYISO_A-F | NYISO_G-I | 2020 | B9 | 800 | 0 | 4250 | 4160.8 | 4250 | 4151.94 | 0 | 0 | 0 | 0.24927 | 0 | 0 | 4.9228 | 1.6409
NYISO_A-F_2_NYISO_G-I | NYISO_A-F | NYISO_G-I | 2020 | B10 | 1262 | 0 | 4250 | 2401.42 | 3000.55 | 2137.48 | 0 | 0 | 0 | 0 | 0 | 0 | 4.9228 | 1.6409
NYISO_A-F_2_NYISO_G-I | NYISO_A-F | NYISO_G-I | 2020 | B11 | 25 | 0 | 4250 | 4250 | 4250 | 4250 | 0 | 0 | 23.7163 | 3.0981 | 1.0327 | 0.1079 | 4.9228 | 1.6409
NYISO_A-F_2_NYISO_G-I | NYISO_A-F | NYISO_G-I | 2020 | B12 | 200 | 0 | 4250 | 4250 | 4250 | 4250 | 0 | 0 | 2.4333 | 1.1158 | 0.8309 | 0.088566 | 4.9228 | 1.6409
NYISO_A-F_2_NYISO_G-I | NYISO_A-F | NYISO_G-I | 2020 | B13 | 600 | 0 | 4250 | 4250 | 4250 | 3809.47 | 0 | 0 | 2.7064 | 2.3503 | 0 | 0.29551 | 4.9228 | 1.6409
NYISO_A-F_2_NYISO_G-I | NYISO_A-F | NYISO_G-I | 2020 | B14 | 900 | 0 | 4250 | 4250 | 4250 | 4250 | 0 | 0 | 0.96147 | 0.96147 | 0.8309 | 0.15747 | 4.9228 | 1.6409
NYISO_A-F_2_NYISO_G-I | NYISO_A-F | NYISO_G-I | 2020 | B15 | 1203 | 0 | 4250 | 3447.36 | 3012.42 | 2584.45 | 0 | 0 | 0 | 0 | 0 | 0 | 4.9228 | 1.6409
NYISO_A-F_2_NYISO_G-I | NYISO_A-F | NYISO_G-I | 2020 | B16 | 25 | 0 | 4250 | 4250 | 4250 | 4250 | 0 | 0 | 26.6244 | 3.9527 | 1.3413 | 0.12113 | 4.9228 | 1.6409
NYISO_A-F_2_NYISO_G-I | NYISO_A-F | NYISO_G-I | 2020 | B17 | 100 | 100 | 4250 | 4250 | 4250 | 4250 | 1064.77 | 1377.68 | 11.5732 | 4.9142 | 1.6262 | 0.21061 | 4.9228 | 1.6409
NYISO_A-F_2_NYISO_G-I | NYISO_A-F | NYISO_G-I | 2020 | B18 | 400 | 400 | 4250 | 4250 | 4250 | 4250 | 2389.51 | 2702.42 | 6.0774 | 4.9142 | 1.6262 | 0.4424 | 4.9228 | 1.6409
NYISO_A-F_2_NYISO_G-I | NYISO_A-F | NYISO_G-I | 2020 | B19 | 700 | 700 | 4250 | 4250 | 4250 | 4250 | 1803.55 | 2872.14 | 6.0774 | 4.9142 | 1.6262 | 0.7742 | 4.9228 | 1.6409
NYISO_A-F_2_NYISO_G-I | NYISO_A-F | NYISO_G-I | 2020 | B20 | 935 | 0 | 4250 | 4250 | 4250 | 4250 | 0 | 855.49 | 3.7628 | 3.3711 | 1.6262 | 0.64026 | 4.9228 | 1.6409
NYISO_A-F_2_NYISO_G-I | NYISO_A-F | NYISO_G-I | 2025 | B1 | 10 | 10 | 4250 | 4250 | 4250 | 4250 | 729.31 | 5046.7 | 652.3515 | 10.4931 | 3.4898 | 1.6329 | 10.5066 | 3.5022
NYISO_A-F_2_NYISO_G-I | NYISO_A-F | NYISO_G-I | 2025 | B2 | 25 | 25 | 4250 | 4250 | 4250 | 4250 | 483.79 | 3912.05 | 569.214 | 10.4931 | 3.4898 | 3.562 | 10.5066 | 3.5022
NYISO_A-F_2_NYISO_G-I | NYISO_A-F | NYISO_G-I | 2025 | B3 | 75 | 0 | 4250 | 4250 | 4250 | 4250 | 0 | 797.35 | 15.8702 | 8.677 | 3.4898 | 0.29794 | 10.5066 | 3.5022
NYISO_A-F_2_NYISO_G-I | NYISO_A-F | NYISO_G-I | 2025 | B4 | 100 | 0 | 4250 | 4250 | 4250 | 4250 | 0 | 0 | 4.1189 | 5.8163 | 1.9229 | 0.1031 | 10.5066 | 3.5022
NYISO_A-F_2_NYISO_G-I | NYISO_A-F | NYISO_G-I | 2025 | B5 | 200 | 0 | 4250 | 4250 | 4250 | 4250 | 0 | 0 | 6.0893 | 5.8044 | 1.9111 | 0.30485 | 10.5066 | 3.5022
NYISO_A-F_2_NYISO_G-I | NYISO_A-F | NYISO_G-I | 2025 | B6 | 300 | 0 | 4250 | 4250 | 4250 | 4250 | 0 | 0 | 22.1376 | 5.8044 | 1.9229 | 1.6624 | 10.5066 | 3.5022
NYISO_A-F_2_NYISO_G-I | NYISO_A-F | NYISO_G-I | 2025 | B7 | 400 | 0 | 4250 | 4250 | 4250 | 4250 | 0 | 0 | 14.6357 | 2.0654 | 0.41545 | 1.4654 | 10.5066 | 3.5022
NYISO_A-F_2_NYISO_G-I | NYISO_A-F | NYISO_G-I | 2025 | B8 | 500 | 0 | 4250 | 4250 | 4250 | 4250 | 0 | 0 | 1.092 | 1.3769 | 1.4363 | 0.13668 | 10.5066 | 3.5022
NYISO_A-F_2_NYISO_G-I | NYISO_A-F | NYISO_G-I | 2025 | B9 | 800 | 0 | 4250 | 4175.07 | 4112.18 | 4250 | 0 | 0 | 0 | 0 | 0.27301 | 0 | 10.5066 | 3.5022
NYISO_A-F_2_NYISO_G-I | NYISO_A-F | NYISO_G-I | 2025 | B10 | 1262 | 0 | 4250 | 2866.14 | 2458.47 | 2628.14 | 0 | 0 | 0 | 0 | 0 | 0 | 10.5066 | 3.5022
NYISO_A-F_2_NYISO_G-I | NYISO_A-F | NYISO_G-I | 2025 | B11 | 25 | 0 | 4250 | 4250 | 4250 | 4250 | 0 | 0 | 21.4491 | 5.1635 | 1.2226 | 0.13422 | 10.5066 | 3.5022
NYISO_A-F_2_NYISO_G-I | NYISO_A-F | NYISO_G-I | 2025 | B12 | 200 | 0 | 4250 | 4250 | 4250 | 4067.57 | 0 | 0 | 6.3623 | 1.6974 | 0 | 0.31851 | 10.5066 | 3.5022
NYISO_A-F_2_NYISO_G-I | NYISO_A-F | NYISO_G-I | 2025 | B13 | 600 | 0 | 4250 | 4147.15 | 4250 | 4250 | 0 | 0 | 0 | 1.0683 | 1.0327 | 0 | 10.5066 | 3.5022
NYISO_A-F_2_NYISO_G-I | NYISO_A-F | NYISO_G-I | 2025 | B14 | 900 | 0 | 4250 | 4115.93 | 4170.08 | 4250 | 0 | 0 | 0 | 0 | 0.13057 | 0 | 10.5066 | 3.5022
NYISO_A-F_2_NYISO_G-I | NYISO_A-F | NYISO_G-I | 2025 | B15 | 1203 | 0 | 4250 | 3634.53 | 3808.08 | 3606.66 | 0 | 0 | 0 | 0 | 0 | 0 | 10.5066 | 3.5022
NYISO_A-F_2_NYISO_G-I | NYISO_A-F | NYISO_G-I | 2025 | B16 | 25 | 0 | 4250 | 4250 | 4250 | 4250 | 0 | 2072.72 | 37.5092 | 9.9471 | 3.4898 | 0.23473 | 10.5066 | 3.5022
NYISO_A-F_2_NYISO_G-I | NYISO_A-F | NYISO_G-I | 2025 | B17 | 100 | 0 | 4250 | 4250 | 4250 | 4250 | 0 | 2245.07 | 15.3717 | 6.3504 | 3.4898 | 0.38477 | 10.5066 | 3.5022
NYISO_A-F_2_NYISO_G-I | NYISO_A-F | NYISO_G-I | 2025 | B18 | 400 | 0 | 4250 | 4250 | 4250 | 4250 | 0 | 2274.91 | 7.5612 | 9.496 | 3.4898 | 0.75707 | 10.5066 | 3.5022
NYISO_A-F_2_NYISO_G-I | NYISO_A-F | NYISO_G-I | 2025 | B19 | 700 | 0 | 4250 | 4250 | 4250 | 4250 | 0 | 1692.97 | 9.2111 | 8.677 | 3.4898 | 1.614 | 10.5066 | 3.5022
NYISO_A-F_2_NYISO_G-I | NYISO_A-F | NYISO_G-I | 2025 | B20 | 935 | 0 | 4250 | 4250 | 4250 | 3990.95 | 0 | 0 | 5.9825 | 2.8963 | 0 | 1.4002 | 10.5066 | 3.5022
NYISO_A-F_2_NYISO_G-I | NYISO_A-F | NYISO_G-I | 2030 | B1 | 10 | 10 | 4250 | 4250 | 4250 | 4250 | 2469.59 | 4483.38 | 633.039 | 8.2971 | 2.7538 | 1.0056 | 8.3118 | 2.7706
NYISO_A-F_2_NYISO_G-I | NYISO_A-F | NYISO_G-I | 2030 | B2 | 25 | 25 | 4250 | 4250 | 4250 | 4250 | 1884.99 | 3744.1 | 254.6352 | 8.2971 | 2.7538 | 1.0113 | 8.3118 | 2.7706
NYISO_A-F_2_NYISO_G-I | NYISO_A-F | NYISO_G-I | 2030 | B3 | 75 | 75 | 4250 | 4250 | 4250 | 4250 | 491.53 | 1408.5 | 28.0488 | 8.2971 | 2.7538 | 0.33418 | 8.3118 | 2.7706
NYISO_A-F_2_NYISO_G-I | NYISO_A-F | NYISO_G-I | 2030 | B4 | 100 | 0 | 4250 | 4250 | 4250 | 4250 | 0 | 0 | 7.0745 | 4.1189 | 1.3532 | 0.11238 | 8.3118 | 2.7706
NYISO_A-F_2_NYISO_G-I | NYISO_A-F | NYISO_G-I | 2030 | B5 | 200 | 0 | 4250 | 4250 | 4250 | 4250 | 0 | 0 | 30.862 | 1.3532 | 0.43919 | 0.98052 | 8.3118 | 2.7706
NYISO_A-F_2_NYISO_G-I | NYISO_A-F | NYISO_G-I | 2030 | B6 | 300 | 0 | 4250 | 4250 | 4250 | 4250 | 0 | 0 | 9.7571 | 4.1189 | 1.3532 | 0.46499 | 8.3118 | 2.7706
NYISO_A-F_2_NYISO_G-I | NYISO_A-F | NYISO_G-I | 2030 | B7 | 400 | 0 | 4250 | 4250 | 4250 | 4250 | 0 | 725.39 | 1.9942 | 1.3532 | 2.7538 | 0.12671 | 8.3118 | 2.7706
NYISO_A-F_2_NYISO_G-I | NYISO_A-F | NYISO_G-I | 2030 | B8 | 500 | 0 | 4250 | 4250 | 4250 | 4250 | 0 | 907.12 | 2.1247 | 2.2078 | 2.7538 | 0.16876 | 8.3118 | 2.7706
NYISO_A-F_2_NYISO_G-I | NYISO_A-F | NYISO_G-I | 2030 | B9 | 800 | 0 | 4250 | 4250 | 4250 | 4250 | 0 | 468.17 | 0.4748 | 0.97334 | 2.7538 | 0.06034 | 8.3118 | 2.7706
NYISO_A-F_2_NYISO_G-I | NYISO_A-F | NYISO_G-I | 2030 | B10 | 1262 | 0 | 4250 | 3667.15 | 2705.29 | 4250 | 0 | 0 | 0 | 0 | 1.3888 | 0 | 8.3118 | 2.7706
NYISO_A-F_2_NYISO_G-I | NYISO_A-F | NYISO_G-I | 2030 | B11 | 25 | 0 | 4250 | 4250 | 4250 | 4250 | 0 | 599.59 | 11.6801 | 4.1189 | 2.7538 | 0.046386 | 8.3118 | 2.7706
NYISO_A-F_2_NYISO_G-I | NYISO_A-F | NYISO_G-I | 2030 | B12 | 200 | 0 | 4250 | 4250 | 4250 | 4250 | 0 | 934.07 | 0.21366 | 3.5966 | 2.7538 | 0.0067882 | 8.3118 | 2.7706
NYISO_A-F_2_NYISO_G-I | NYISO_A-F | NYISO_G-I | 2030 | B13 | 600 | 0 | 4250 | 4250 | 4250 | 4250 | 0 | 320.77 | 8.7601 | 5.1635 | 2.7538 | 0.83495 | 8.3118 | 2.7706
NYISO_A-F_2_NYISO_G-I | NYISO_A-F | NYISO_G-I | 2030 | B14 | 900 | 0 | 4250 | 4250 | 4250 | 4250 | 0 | 0 | 8.7601 | 4.6649 | 1.8992 | 1.2524 | 8.3118 | 2.7706
NYISO_A-F_2_NYISO_G-I | NYISO_A-F | NYISO_G-I | 2030 | B15 | 1203 | 0 | 4250 | 3257.26 | 4250 | 4250 | 0 | 0 | 0 | 0.51041 | 0.51041 | 0 | 8.3118 | 2.7706
NYISO_A-F_2_NYISO_G-I | NYISO_A-F | NYISO_G-I | 2030 | B16 | 25 | 25 | 4250 | 4250 | 4250 | 4250 | 1267.71 | 1541.72 | 14.3152 | 8.2971 | 2.7538 | 0.056852 | 8.3118 | 2.7706
NYISO_A-F_2_NYISO_G-I | NYISO_A-F | NYISO_G-I | 2030 | B17 | 100 | 100 | 4250 | 4250 | 4250 | 4250 | 491.51 | 2573.58 | 19.3718 | 8.2971 | 2.7538 | 0.30773 | 8.3118 | 2.7706
NYISO_A-F_2_NYISO_G-I | NYISO_A-F | NYISO_G-I | 2030 | B18 | 400 | 400 | 4250 | 4250 | 4250 | 4250 | 735.8 | 2751.45 | 19.3718 | 8.2971 | 2.7538 | 1.2309 | 8.3118 | 2.7706
NYISO_A-F_2_NYISO_G-I | NYISO_A-F | NYISO_G-I | 2030 | B19 | 700 | 700 | 4250 | 4250 | 4250 | 4250 | 1447.89 | 2629 | 19.3718 | 8.2971 | 2.7538 | 2.1541 | 8.3118 | 2.7706
NYISO_A-F_2_NYISO_G-I | NYISO_A-F | NYISO_G-I | 2030 | B20 | 935 | 0 | 4250 | 4250 | 4250 | 4250 | 0 | 809.24 | 6.2436 | 6.2436 | 2.7538 | 0.92737 | 8.3118 | 2.7706
NYISO_A-F_2_NYISO_G-I | NYISO_A-F | NYISO_G-I | 2035 | B1 | 10 | 10 | 4250 | 4250 | 4250 | 4250 | 3326.1 | 3412.35 | 628.8014 | 37.2243 | 12.4041 | 0.83863 | 37.2402 | 12.4134
NYISO_A-F_2_NYISO_G-I | NYISO_A-F | NYISO_G-I | 2035 | B2 | 25 | 25 | 4250 | 4250 | 4250 | 4250 | 435.43 | 2914.2 | 584.9773 | 37.2243 | 12.4041 | 1.9504 | 37.2402 | 12.4134
NYISO_A-F_2_NYISO_G-I | NYISO_A-F | NYISO_G-I | 2035 | B3 | 75 | 75 | 4250 | 4250 | 4250 | 4250 | 640.73 | 1268.99 | 66.8044 | 37.2243 | 12.4041 | 0.66822 | 37.2402 | 12.4134
NYISO_A-F_2_NYISO_G-I | NYISO_A-F | NYISO_G-I | 2035 | B4 | 100 | 0 | 4250 | 4250 | 4250 | 4250 | 0 | 0 | 29.3783 | 25.5205 | 11.6563 | 0.39181 | 37.2402 | 12.4134
NYISO_A-F_2_NYISO_G-I | NYISO_A-F | NYISO_G-I | 2035 | B5 | 200 | 0 | 4250 | 4250 | 4250 | 4250 | 0 | 0 | 35.61 | 31.5149 | 11.6563 | 0.94985 | 37.2402 | 12.4134
NYISO_A-F_2_NYISO_G-I | NYISO_A-F | NYISO_G-I | 2035 | B6 | 300 | 0 | 4250 | 4250 | 4250 | 4250 | 0 | 0 | 21.093 | 35.0165 | 11.6563 | 0.84394 | 37.2402 | 12.4134
NYISO_A-F_2_NYISO_G-I | NYISO_A-F | NYISO_G-I | 2035 | B7 | 400 | 0 | 4250 | 4250 | 4250 | 4250 | 0 | 0 | 21.093 | 22.8023 | 8.5939 | 1.1253 | 37.2402 | 12.4134
NYISO_A-F_2_NYISO_G-I | NYISO_A-F | NYISO_G-I | 2035 | B8 | 500 | 0 | 4250 | 4250 | 4250 | 4250 | 0 | 870.84 | 16.4399 | 22.9922 | 12.4041 | 1.0963 | 37.2402 | 12.4134
NYISO_A-F_2_NYISO_G-I | NYISO_A-F | NYISO_G-I | 2035 | B9 | 800 | 0 | 4250 | 4250 | 4250 | 4250 | 0 | 1957.04 | 14.6476 | 16.6299 | 12.4041 | 1.5628 | 37.2402 | 12.4134
NYISO_A-F_2_NYISO_G-I | NYISO_A-F | NYISO_G-I | 2035 | B10 | 1262 | 0 | 4250 | 3702.41 | 4250 | 4250 | 0 | 261.97 | 0 | 9.9708 | 12.4041 | 0 | 37.2402 | 12.4134
NYISO_A-F_2_NYISO_G-I | NYISO_A-F | NYISO_G-I | 2035 | B11 | 25 | 0 | 4250 | 4250 | 4250 | 4250 | 0 | 0 | 70.4128 | 34.2093 | 8.0953 | 0.23477 | 37.2402 | 12.4134
NYISO_A-F_2_NYISO_G-I | NYISO_A-F | NYISO_G-I | 2035 | B12 | 200 | 200 | 4250 | 4250 | 4250 | 4250 | 507.43 | 234.42 | 58.2342 | 37.2243 | 12.4041 | 1.5533 | 37.2402 | 12.4134
NYISO_A-F_2_NYISO_G-I | NYISO_A-F | NYISO_G-I | 2035 | B13 | 600 | 0 | 4250 | 4250 | 4250 | 4250 | 0 | 0 | 62.0089 | 34.969 | 11.7513 | 4.962 | 37.2402 | 12.4134
NYISO_A-F_2_NYISO_G-I | NYISO_A-F | NYISO_G-I | 2035 | B14 | 900 | 0 | 4250 | 4250 | 4250 | 4250 | 0 | 152.1 | 62.0089 | 28.4643 | 12.4041 | 7.4431 | 37.2402 | 12.4134
NYISO_A-F_2_NYISO_G-I | NYISO_A-F | NYISO_G-I | 2035 | B15 | 1203 | 0 | 4250 | 4250 | 4250 | 4250 | 0 | 0 | 44.3107 | 26.1615 | 11.4783 | 7.1093 | 37.2402 | 12.4134
NYISO_A-F_2_NYISO_G-I | NYISO_A-F | NYISO_G-I | 2035 | B16 | 25 | 0 | 4250 | 4250 | 4250 | 4250 | 0 | 184.45 | 74.781 | 35.0402 | 12.4041 | 0.24934 | 37.2402 | 12.4134
NYISO_A-F_2_NYISO_G-I | NYISO_A-F | NYISO_G-I | 2035 | B17 | 100 | 0 | 4250 | 4250 | 4250 | 4250 | 0 | 673.28 | 74.781 | 36.5477 | 12.4041 | 0.99735 | 37.2402 | 12.4134
NYISO_A-F_2_NYISO_G-I | NYISO_A-F | NYISO_G-I | 2035 | B18 | 400 | 0 | 4250 | 4250 | 4250 | 4250 | 0 | 242.5 | 74.781 | 35.0402 | 12.4041 | 3.9894 | 37.2402 | 12.4134
NYISO_A-F_2_NYISO_G-I | NYISO_A-F | NYISO_G-I | 2035 | B19 | 700 | 0 | 4250 | 4250 | 4250 | 4250 | 0 | 0 | 73.0005 | 34.4824 | 11.6801 | 6.8152 | 37.2402 | 12.4134
NYISO_A-F_2_NYISO_G-I | NYISO_A-F | NYISO_G-I | 2035 | B20 | 935 | 0 | 4250 | 4250 | 4250 | 4250 | 0 | 0 | 55.1124 | 26.7906 | 11.6801 | 6.8725 | 37.2402 | 12.4134
NYISO_A-F_2_NYISO_G-I | NYISO_A-F | NYISO_G-I | 2040 | B1 | 10 | 10 | 4250 | 4250 | 4250 | 4250 | 4041.17 | 4131.09 | 570.8402 | 40.9159 | 13.6268 | 1.3322 | 44.7655 | 14.9218
NYISO_A-F_2_NYISO_G-I | NYISO_A-F | NYISO_G-I | 2040 | B2 | 25 | 25 | 4250 | 4250 | 4250 | 4250 | 1893.72 | 3642.09 | 439.7123 | 40.9159 | 13.6268 | 2.5654 | 44.7655 | 14.9218
NYISO_A-F_2_NYISO_G-I | NYISO_A-F | NYISO_G-I | 2040 | B3 | 75 | 75 | 4250 | 4213.1 | 4250 | 4250 | 1055.96 | 1200.73 | 0 | 40.9159 | 13.6268 | 0 | 44.7655 | 14.9218
NYISO_A-F_2_NYISO_G-I | NYISO_A-F | NYISO_G-I | 2040 | B4 | 100 | 0 | 4250 | 3987.63 | 4250 | 4250 | 0 | 0 | 0 | 40.0494 | 10.8729 | 0 | 44.7655 | 14.9218
NYISO_A-F_2_NYISO_G-I | NYISO_A-F | NYISO_G-I | 2040 | B5 | 200 | 0 | 4250 | 4235.71 | 4250 | 4250 | 0 | 0 | 0 | 34.5773 | 10.8729 | 0 | 44.7655 | 14.9218
NYISO_A-F_2_NYISO_G-I | NYISO_A-F | NYISO_G-I | 2040 | B6 | 300 | 0 | 4250 | 4072.62 | 4250 | 4250 | 0 | 0 | 0 | 23.0753 | 10.8729 | 0 | 44.7655 | 14.9218
NYISO_A-F_2_NYISO_G-I | NYISO_A-F | NYISO_G-I | 2040 | B7 | 400 | 0 | 4250 | 4140.53 | 4250 | 4250 | 0 | 0 | 0 | 20.6775 | 8.2497 | 0 | 44.7655 | 14.9218
NYISO_A-F_2_NYISO_G-I | NYISO_A-F | NYISO_G-I | 2040 | B8 | 500 | 500 | 4250 | 4250 | 4250 | 4250 | 294.63 | 1640.52 | 5.9825 | 40.9159 | 13.6268 | 0.69807 | 44.7655 | 14.9218
NYISO_A-F_2_NYISO_G-I | NYISO_A-F | NYISO_G-I | 2040 | B9 | 800 | 800 | 4250 | 4250 | 4250 | 4250 | 254.07 | 0 | 5.9825 | 40.9159 | 11.0984 | 1.1169 | 44.7655 | 14.9218
NYISO_A-F_2_NYISO_G-I | NYISO_A-F | NYISO_G-I | 2040 | B10 | 1262 | 0 | 4250 | 3556.38 | 4250 | 3852.43 | 0 | 0 | 0 | 7.0389 | 0 | 0 | 44.7655 | 14.9218
NYISO_A-F_2_NYISO_G-I | NYISO_A-F | NYISO_G-I | 2040 | B11 | 25 | 25 | 4250 | 4250 | 4250 | 4250 | 1458.52 | 1839.94 | 92.1943 | 40.9159 | 13.6268 | 0.53789 | 44.7655 | 14.9218
NYISO_A-F_2_NYISO_G-I | NYISO_A-F | NYISO_G-I | 2040 | B12 | 200 | 0 | 4250 | 4250 | 4250 | 4250 | 0 | 1007.2 | 92.1943 | 35.4082 | 13.6268 | 4.3031 | 44.7655 | 14.9218
NYISO_A-F_2_NYISO_G-I | NYISO_A-F | NYISO_G-I | 2040 | B13 | 600 | 0 | 4250 | 4250 | 4250 | 4250 | 0 | 1335.39 | 81.2976 | 39.539 | 13.6268 | 11.3836 | 44.7655 | 14.9218
NYISO_A-F_2_NYISO_G-I | NYISO_A-F | NYISO_G-I | 2040 | B14 | 900 | 900 | 4250 | 4250 | 4250 | 4250 | 296.04 | 649.8 | 68.0744 | 40.9159 | 13.6268 | 14.298 | 44.7655 | 14.9218
NYISO_A-F_2_NYISO_G-I | NYISO_A-F | NYISO_G-I | 2040 | B15 | 1203 | 0 | 4250 | 4152.84 | 4250 | 4250 | 0 | 0 | 0 | 9.8284 | 7.3001 | 0 | 44.7655 | 14.9218
NYISO_A-F_2_NYISO_G-I | NYISO_A-F | NYISO_G-I | 2040 | B16 | 25 | 25 | 4250 | 4250 | 4250 | 4250 | 656.14 | 3370.75 | 104.729 | 40.9159 | 13.6268 | 0.61102 | 44.7655 | 14.9218
NYISO_A-F_2_NYISO_G-I | NYISO_A-F | NYISO_G-I | 2040 | B17 | 100 | 100 | 4250 | 4250 | 4250 | 4250 | 674.33 | 3366.72 | 88.0398 | 40.9159 | 13.6268 | 2.0546 | 44.7655 | 14.9218
NYISO_A-F_2_NYISO_G-I | NYISO_A-F | NYISO_G-I | 2040 | B18 | 400 | 400 | 4250 | 4250 | 4250 | 4250 | 844.81 | 3334.76 | 87.1139 | 40.9159 | 13.6268 | 8.132 | 44.7655 | 14.9218
NYISO_A-F_2_NYISO_G-I | NYISO_A-F | NYISO_G-I | 2040 | B19 | 700 | 700 | 4250 | 4250 | 4250 | 4250 | 1174.34 | 2911.24 | 77.4636 | 40.9159 | 13.6268 | 12.6545 | 44.7655 | 14.9218
NYISO_A-F_2_NYISO_G-I | NYISO_A-F | NYISO_G-I | 2040 | B20 | 935 | 0 | 4250 | 3833.47 | 4250 | 4250 | 0 | 0 | 0 | 10.6355 | 8.6058 | 0 | 44.7655 | 14.9218
NYISO_A-F_2_NYISO_G-I | NYISO_A-F | NYISO_G-I | 2045 | B1 | 10 | 10 | 4250 | 4250 | 4250 | 4250 | 3300.19 | 4115.66 | 329.8436 | 18.4104 | 6.1249 | 0.80745 | 21.4227 | 7.1409
NYISO_A-F_2_NYISO_G-I | NYISO_A-F | NYISO_G-I | 2045 | B2 | 25 | 25 | 4250 | 4250 | 4250 | 4250 | 2916.52 | 3762.96 | 284.9631 | 18.4104 | 6.1249 | 1.744 | 21.4227 | 7.1409
NYISO_A-F_2_NYISO_G-I | NYISO_A-F | NYISO_G-I | 2045 | B3 | 75 | 75 | 4250 | 3135.36 | 4250 | 4250 | 248.99 | 1110.14 | 0 | 18.4104 | 6.1249 | 0 | 21.4227 | 7.1409
NYISO_A-F_2_NYISO_G-I | NYISO_A-F | NYISO_G-I | 2045 | B4 | 100 | 0 | 4250 | 3130.73 | 4250 | 4250 | 0 | 577.42 | 0 | 13.7099 | 6.1249 | 0 | 21.4227 | 7.1409
NYISO_A-F_2_NYISO_G-I | NYISO_A-F | NYISO_G-I | 2045 | B5 | 200 | 0 | 4250 | 4035.02 | 4250 | 4250 | 0 | 552.13 | 0 | 17.0928 | 6.1249 | 0 | 21.4227 | 7.1409
NYISO_A-F_2_NYISO_G-I | NYISO_A-F | NYISO_G-I | 2045 | B6 | 300 | 0 | 4250 | 4250 | 4250 | 4250 | 0 | 0 | 4.4275 | 17.0928 | 4.7243 | 0.32515 | 21.4227 | 7.1409
NYISO_A-F_2_NYISO_G-I | NYISO_A-F | NYISO_G-I | 2045 | B7 | 400 | 400 | 4250 | 4123.14 | 4250 | 4250 | 129.87 | 512.24 | 0 | 18.4104 | 6.1249 | 0 | 21.4227 | 7.1409
NYISO_A-F_2_NYISO_G-I | NYISO_A-F | NYISO_G-I | 2045 | B8 | 500 | 500 | 4250 | 3981.06 | 4250 | 4250 | 747.09 | 1544.13 | 0 | 18.4104 | 6.1249 | 0 | 21.4227 | 7.1409
NYISO_A-F_2_NYISO_G-I | NYISO_A-F | NYISO_G-I | 2045 | B9 | 800 | 0 | 4250 | 4250 | 4250 | 4250 | 0 | 635.4 | 38.8743 | 17.0928 | 6.1249 | 7.6131 | 21.4227 | 7.1409
NYISO_A-F_2_NYISO_G-I | NYISO_A-F | NYISO_G-I | 2045 | B10 | 1262 | 1262 | 4250 | 1859.26 | 4250 | 4250 | 911.24 | 0 | 0 | 18.4104 | 4.4631 | 0 | 21.4227 | 7.1409
NYISO_A-F_2_NYISO_G-I | NYISO_A-F | NYISO_G-I | 2045 | B11 | 25 | 0 | 4250 | 4250 | 4250 | 4250 | 0 | 0 | 118.4151 | 14.1846 | 4.7243 | 0.72469 | 21.4227 | 7.1409
NYISO_A-F_2_NYISO_G-I | NYISO_A-F | NYISO_G-I | 2045 | B12 | 200 | 0 | 4250 | 4250 | 4250 | 4250 | 0 | 164.9 | 87.1495 | 14.1846 | 6.1249 | 4.2668 | 21.4227 | 7.1409
NYISO_A-F_2_NYISO_G-I | NYISO_A-F | NYISO_G-I | 2045 | B13 | 600 | 600 | 4250 | 4250 | 4250 | 4250 | 171.27 | 1422.82 | 14.4695 | 18.4104 | 6.1249 | 2.1253 | 21.4227 | 7.1409
NYISO_A-F_2_NYISO_G-I | NYISO_A-F | NYISO_G-I | 2045 | B14 | 900 | 0 | 4250 | 4250 | 4250 | 4250 | 0 | 1361.91 | 13.6386 | 11.0984 | 6.1249 | 3.0048 | 21.4227 | 7.1409
NYISO_A-F_2_NYISO_G-I | NYISO_A-F | NYISO_G-I | 2045 | B15 | 1203 | 0 | 4250 | 1699.79 | 4250 | 4250 | 0 | 208.05 | 0 | 5.7926 | 6.1249 | 0 | 21.4227 | 7.1409
NYISO_A-F_2_NYISO_G-I | NYISO_A-F | NYISO_G-I | 2045 | B16 | 25 | 0 | 4250 | 4250 | 4250 | 4250 | 0 | 895.31 | 122.5696 | 14.1846 | 6.1249 | 0.75012 | 21.4227 | 7.1409
NYISO_A-F_2_NYISO_G-I | NYISO_A-F | NYISO_G-I | 2045 | B17 | 100 | 0 | 4250 | 4250 | 4250 | 4250 | 0 | 984.42 | 122.5696 | 17.0928 | 6.1249 | 3.0005 | 21.4227 | 7.1409
NYISO_A-F_2_NYISO_G-I | NYISO_A-F | NYISO_G-I | 2045 | B18 | 400 | 0 | 4250 | 4250 | 4250 | 4250 | 0 | 2361.32 | 21.3897 | 17.0928 | 6.1249 | 2.0945 | 21.4227 | 7.1409
NYISO_A-F_2_NYISO_G-I | NYISO_A-F | NYISO_G-I | 2045 | B19 | 700 | 0 | 4250 | 4250 | 4250 | 4250 | 0 | 2265.99 | 12.2973 | 17.0928 | 6.1249 | 2.1073 | 21.4227 | 7.1409
NYISO_A-F_2_NYISO_G-I | NYISO_A-F | NYISO_G-I | 2045 | B20 | 935 | 0 | 4250 | 2301.86 | 4250 | 4250 | 0 | 1021.44 | 0 | 11.7988 | 6.1249 | 0 | 21.4227 | 7.1409
NYISO_A-F_2_NYISO_G-I | NYISO_A-F | NYISO_G-I | 2050 | B1 | 10 | 0 | 4250 | 4250 | 4250 | 4250 | 0 | 0 | 357.3345 | 32.6544 | 14.8731 | 59.5557 | 133.0278 | 44.3426
NYISO_A-F_2_NYISO_G-I | NYISO_A-F | NYISO_G-I | 2050 | B2 | 25 | 0 | 4250 | 4152.31 | 4250 | 4250 | 0 | 0 | 0 | 32.6544 | 14.8731 | 0 | 133.0278 | 44.3426
NYISO_A-F_2_NYISO_G-I | NYISO_A-F | NYISO_G-I | 2050 | B3 | 75 | 0 | 4250 | 3288.76 | 4250 | 4250 | 0 | 0 | 0 | 26.9093 | 14.8731 | 0 | 133.0278 | 44.3426
NYISO_A-F_2_NYISO_G-I | NYISO_A-F | NYISO_G-I | 2050 | B4 | 100 | 0 | 4250 | 3566.39 | 4250 | 4250 | 0 | 0 | 0 | 10.2794 | 13.9947 | 0 | 133.0278 | 44.3426
NYISO_A-F_2_NYISO_G-I | NYISO_A-F | NYISO_G-I | 2050 | B5 | 200 | 0 | 4250 | 3728.98 | 4250 | 4250 | 0 | 0 | 0 | 10.2794 | 6.7778 | 0 | 133.0278 | 44.3426
NYISO_A-F_2_NYISO_G-I | NYISO_A-F | NYISO_G-I | 2050 | B6 | 300 | 0 | 4250 | 3402.78 | 4250 | 4250 | 0 | 0 | 0 | 19.5143 | 7.6562 | 0 | 133.0278 | 44.3426
NYISO_A-F_2_NYISO_G-I | NYISO_A-F | NYISO_G-I | 2050 | B7 | 400 | 0 | 4250 | 3654.85 | 4250 | 4250 | 0 | 0 | 0 | 5.5433 | 1.4244 | 0 | 133.0278 | 44.3426
NYISO_A-F_2_NYISO_G-I | NYISO_A-F | NYISO_G-I | 2050 | B8 | 500 | 0 | 4250 | 3578.69 | 4250 | 4250 | 0 | 0 | 0 | 25.2 | 14.8731 | 0 | 133.0278 | 44.3426
NYISO_A-F_2_NYISO_G-I | NYISO_A-F | NYISO_G-I | 2050 | B9 | 800 | 0 | 4250 | 3018.01 | 4250 | 4250 | 0 | 0 | 0 | 22.3631 | 13.4487 | 0 | 133.0278 | 44.3426
NYISO_A-F_2_NYISO_G-I | NYISO_A-F | NYISO_G-I | 2050 | B10 | 1262 | 0 | 4250 | 1306.22 | 4250 | 4250 | 0 | 0 | 0 | 17.627 | 7.4425 | 0 | 133.0278 | 44.3426
NYISO_A-F_2_NYISO_G-I | NYISO_A-F | NYISO_G-I | 2050 | B11 | 25 | 0 | 4250 | 4250 | 4250 | 4250 | 0 | 0 | 34.9809 | 2.006 | 0.66472 | 14.5754 | 133.0278 | 44.3426
NYISO_A-F_2_NYISO_G-I | NYISO_A-F | NYISO_G-I | 2050 | B12 | 200 | 0 | 4250 | 4220.41 | 4250 | 4250 | 0 | 0 | 0 | 4.2851 | 6.3386 | 0 | 133.0278 | 44.3426
NYISO_A-F_2_NYISO_G-I | NYISO_A-F | NYISO_G-I | 2050 | B13 | 600 | 0 | 4250 | 4114.11 | 4250 | 4250 | 0 | 0 | 0 | 4.2851 | 7.4188 | 0 | 133.0278 | 44.3426
NYISO_A-F_2_NYISO_G-I | NYISO_A-F | NYISO_G-I | 2050 | B14 | 900 | 0 | 4250 | 3664.53 | 4250 | 4250 | 0 | 0 | 0 | 2.9319 | 7.2407 | 0 | 133.0278 | 44.3426
NYISO_A-F_2_NYISO_G-I | NYISO_A-F | NYISO_G-I | 2050 | B15 | 1203 | 0 | 4250 | 285.1 | 2639.92 | 4250 | 0 | 0 | 0 | 0 | 5.7213 | 0 | 133.0278 | 44.3426
NYISO_A-F_2_NYISO_G-I | NYISO_A-F | NYISO_G-I | 2050 | B16 | 25 | 0 | 4250 | 4250 | 4250 | 4250 | 0 | 0 | 247.7744 | 4.2851 | 6.3386 | 103.2393 | 133.0278 | 44.3426
NYISO_A-F_2_NYISO_G-I | NYISO_A-F | NYISO_G-I | 2050 | B17 | 100 | 0 | 4250 | 4208.04 | 4250 | 4250 | 0 | 0 | 0 | 4.2851 | 6.3386 | 0 | 133.0278 | 44.3426
NYISO_A-F_2_NYISO_G-I | NYISO_A-F | NYISO_G-I | 2050 | B18 | 400 | 0 | 4250 | 4158.58 | 4250 | 4250 | 0 | 0 | 0 | 4.9735 | 8.6651 | 0 | 133.0278 | 44.3426
NYISO_A-F_2_NYISO_G-I | NYISO_A-F | NYISO_G-I | 2050 | B19 | 700 | 0 | 4250 | 4008.09 | 4250 | 4250 | 0 | 0 | 0 | 4.2969 | 7.4188 | 0 | 133.0278 | 44.3426
NYISO_A-F_2_NYISO_G-I | NYISO_A-F | NYISO_G-I | 2050 | B20 | 935 | 0 | 4250 | 1637.43 | 3544.16 | 4250 | 0 | 0 | 0 | 0 | 5.9706 | 0 | 133.0278 | 44.3426
NYISO_A-F_2_PJM_ROM | NYISO_A-F | PJM_ROM | 2015 | B1 | 10 | 0 | 1000 | 604.1 | 0 | 0 | 0 | 0 | 0 | 0 | 0 | 0 | 3.33 | 1.11
NYISO_A-F_2_PJM_ROM | NYISO_A-F | PJM_ROM | 2015 | B2 | 25 | 0 | 1000 | 224.35 | 0 | 0 | 0 | 0 | 0 | 0 | 0 | 0 | 3.33 | 1.11
NYISO_A-F_2_PJM_ROM | NYISO_A-F | PJM_ROM | 2015 | B3 | 75 | 0 | 1000 | 1000 | 1000 | 1000 | 0 | 0 | 5.4839 | 2.7895 | 0.93773 | 0.78342 | 3.33 | 1.11
NYISO_A-F_2_PJM_ROM | NYISO_A-F | PJM_ROM | 2015 | B4 | 100 | 0 | 1000 | 1000 | 638.81 | 699.08 | 0 | 0 | 10.6355 | 0 | 0 | 2.0258 | 3.33 | 1.11
NYISO_A-F_2_PJM_ROM | NYISO_A-F | PJM_ROM | 2015 | B5 | 200 | 0 | 1000 | 1000 | 1000 | 301.57 | 0 | 0 | 2.279 | 0.30862 | 0 | 0.86821 | 3.33 | 1.11
NYISO_A-F_2_PJM_ROM | NYISO_A-F | PJM_ROM | 2015 | B6 | 300 | 0 | 1000 | 0 | 0 | 0 | 0 | 0 | 0 | 0 | 0 | 0 | 3.33 | 1.11
NYISO_A-F_2_PJM_ROM | NYISO_A-F | PJM_ROM | 2015 | B7 | 400 | 0 | 1000 | 0 | 0 | 0 | 0 | 0 | 0 | 0 | 0 | 0 | 3.33 | 1.11
NYISO_A-F_2_PJM_ROM | NYISO_A-F | PJM_ROM | 2015 | B8 | 500 | 0 | 1000 | 0 | 0 | 0 | 0 | 0 | 0 | 0 | 0 | 0 | 3.33 | 1.11
NYISO_A-F_2_PJM_ROM | NYISO_A-F | PJM_ROM | 2015 | B9 | 800 | 0 | 1000 | 0 | 0 | 0 | 0 | 0 | 0 | 0 | 0 | 0 | 3.33 | 1.11
NYISO_A-F_2_PJM_ROM | NYISO_A-F | PJM_ROM | 2015 | B10 | 1262 | 0 | 1000 | 0 | 0 | 0 | 0 | 0 | 0 | 0 | 0 | 0 | 3.33 | 1.11
NYISO_A-F_2_PJM_ROM | NYISO_A-F | PJM_ROM | 2015 | B11 | 25 | 0 | 1000 | 1000 | 1000 | 1000 | 0 | 0 | 6.3861 | 0.3561 | 0.21366 | 0.3041 | 3.33 | 1.11
NYISO_A-F_2_PJM_ROM | NYISO_A-F | PJM_ROM | 2015 | B12 | 200 | 0 | 1000 | 0 | 0 | 0 | 0 | 0 | 0 | 0 | 0 | 0 | 3.33 | 1.11
NYISO_A-F_2_PJM_ROM | NYISO_A-F | PJM_ROM | 2015 | B13 | 600 | 0 | 1000 | 0 | 0 | 0 | 0 | 0 | 0 | 0 | 0 | 0 | 3.33 | 1.11
NYISO_A-F_2_PJM_ROM | NYISO_A-F | PJM_ROM | 2015 | B14 | 900 | 0 | 1000 | 0 | 0 | 0 | 0 | 0 | 0 | 0 | 0 | 0 | 3.33 | 1.11
NYISO_A-F_2_PJM_ROM | NYISO_A-F | PJM_ROM | 2015 | B15 | 1203 | 0 | 1000 | 0 | 0 | 0 | 0 | 0 | 0 | 0 | 0 | 0 | 3.33 | 1.11
NYISO_A-F_2_PJM_ROM | NYISO_A-F | PJM_ROM | 2015 | B16 | 25 | 0 | 1000 | 1000 | 1000 | 1000 | 0 | 0 | 7.5374 | 1.3294 | 0.93773 | 0.35893 | 3.33 | 1.11
NYISO_A-F_2_PJM_ROM | NYISO_A-F | PJM_ROM | 2015 | B17 | 100 | 0 | 1000 | 1000 | 0 | 0 | 0 | 0 | 0.52228 | 0 | 0 | 0.099482 | 3.33 | 1.11
NYISO_A-F_2_PJM_ROM | NYISO_A-F | PJM_ROM | 2015 | B18 | 400 | 0 | 1000 | 0 | 0 | 0 | 0 | 0 | 0 | 0 | 0 | 0 | 3.33 | 1.11
NYISO_A-F_2_PJM_ROM | NYISO_A-F | PJM_ROM | 2015 | B19 | 700 | 0 | 1000 | 0 | 0 | 0 | 0 | 0 | 0 | 0 | 0 | 0 | 3.33 | 1.11
NYISO_A-F_2_PJM_ROM | NYISO_A-F | PJM_ROM | 2015 | B20 | 935 | 0 | 1000 | 0 | 0 | 0 | 0 | 0 | 0 | 0 | 0 | 0 | 3.33 | 1.11
NYISO_A-F_2_PJM_ROM | NYISO_A-F | PJM_ROM | 2020 | B1 | 10 | 0 | 1000 | 1000 | 1000 | 0 | 0 | 0 | 284.0254 | 8.4989 | 0 | 1.9454 | 11.8445 | 3.9482
NYISO_A-F_2_PJM_ROM | NYISO_A-F | PJM_ROM | 2020 | B2 | 25 | 0 | 1000 | 1000 | 1000 | 0 | 0 | 0 | 39.5271 | 4.9142 | 0 | 0.67683 | 11.8445 | 3.9482
NYISO_A-F_2_PJM_ROM | NYISO_A-F | PJM_ROM | 2020 | B3 | 75 | 0 | 1000 | 1000 | 1000 | 1000 | 0 | 0 | 12.0481 | 3.2405 | 1.3294 | 0.61891 | 11.8445 | 3.9482
NYISO_A-F_2_PJM_ROM | NYISO_A-F | PJM_ROM | 2020 | B4 | 100 | 0 | 1000 | 1000 | 1000 | 1000 | 0 | 0 | 19.087 | 8.5227 | 2.8607 | 1.3073 | 11.8445 | 3.9482
NYISO_A-F_2_PJM_ROM | NYISO_A-F | PJM_ROM | 2020 | B5 | 200 | 0 | 1000 | 1000 | 1000 | 1000 | 0 | 0 | 30.3397 | 8.5345 | 2.8607 | 4.1561 | 11.8445 | 3.9482
NYISO_A-F_2_PJM_ROM | NYISO_A-F | PJM_ROM | 2020 | B6 | 300 | 0 | 1000 | 1000 | 1000 | 1000 | 0 | 0 | 20.7488 | 6.7184 | 2.2434 | 4.2634 | 11.8445 | 3.9482
NYISO_A-F_2_PJM_ROM | NYISO_A-F | PJM_ROM | 2020 | B7 | 400 | 0 | 1000 | 1000 | 1000 | 1000 | 0 | 0 | 1.7805 | 2.0773 | 2.2434 | 0.48781 | 11.8445 | 3.9482
NYISO_A-F_2_PJM_ROM | NYISO_A-F | PJM_ROM | 2020 | B8 | 500 | 0 | 1000 | 0 | 0 | 0 | 0 | 0 | 0 | 0 | 0 | 0 | 11.8445 | 3.9482
NYISO_A-F_2_PJM_ROM | NYISO_A-F | PJM_ROM | 2020 | B9 | 800 | 0 | 1000 | 0 | 0 | 0 | 0 | 0 | 0 | 0 | 0 | 0 | 11.8445 | 3.9482
NYISO_A-F_2_PJM_ROM | NYISO_A-F | PJM_ROM | 2020 | B10 | 1262 | 0 | 1000 | 0 | 0 | 0 | 0 | 0 | 0 | 0 | 0 | 0 | 11.8445 | 3.9482
NYISO_A-F_2_PJM_ROM | NYISO_A-F | PJM_ROM | 2020 | B11 | 25 | 0 | 1000 | 1000 | 1000 | 1000 | 0 | 0 | 23.74 | 6.7184 | 2.2553 | 0.40651 | 11.8445 | 3.9482
NYISO_A-F_2_PJM_ROM | NYISO_A-F | PJM_ROM | 2020 | B12 | 200 | 0 | 1000 | 1000 | 1000 | 1000 | 0 | 0 | 4.9617 | 1.1395 | 0.85464 | 0.67968 | 11.8445 | 3.9482
NYISO_A-F_2_PJM_ROM | NYISO_A-F | PJM_ROM | 2020 | B13 | 600 | 0 | 1000 | 296.53 | 47.73 | 0 | 0 | 0 | 0 | 0 | 0 | 0 | 11.8445 | 3.9482
NYISO_A-F_2_PJM_ROM | NYISO_A-F | PJM_ROM | 2020 | B14 | 900 | 0 | 1000 | 0 | 0 | 0 | 0 | 0 | 0 | 0 | 0 | 0 | 11.8445 | 3.9482
NYISO_A-F_2_PJM_ROM | NYISO_A-F | PJM_ROM | 2020 | B15 | 1203 | 0 | 1000 | 0 | 0 | 0 | 0 | 0 | 0 | 0 | 0 | 0 | 11.8445 | 3.9482
NYISO_A-F_2_PJM_ROM | NYISO_A-F | PJM_ROM | 2020 | B16 | 25 | 0 | 1000 | 1000 | 1000 | 1000 | 0 | 0 | 26.6482 | 7.5731 | 2.5639 | 0.4563 | 11.8445 | 3.9482
NYISO_A-F_2_PJM_ROM | NYISO_A-F | PJM_ROM | 2020 | B17 | 100 | 0 | 1000 | 1000 | 1000 | 0 | 0 | 0 | 11.597 | 3.1574 | 0 | 0.79431 | 11.8445 | 3.9482
NYISO_A-F_2_PJM_ROM | NYISO_A-F | PJM_ROM | 2020 | B18 | 400 | 0 | 1000 | 0 | 0 | 0 | 0 | 0 | 0 | 0 | 0 | 0 | 11.8445 | 3.9482
NYISO_A-F_2_PJM_ROM | NYISO_A-F | PJM_ROM | 2020 | B19 | 700 | 0 | 1000 | 0 | 0 | 0 | 0 | 0 | 0 | 0 | 0 | 0 | 11.8445 | 3.9482
NYISO_A-F_2_PJM_ROM | NYISO_A-F | PJM_ROM | 2020 | B20 | 935 | 0 | 1000 | 0 | 0 | 0 | 0 | 0 | 0 | 0 | 0 | 0 | 11.8445 | 3.9482
NYISO_A-F_2_PJM_ROM | NYISO_A-F | PJM_ROM | 2025 | B1 | 10 | 0 | 1000 | 1000 | 1000 | 926.01 | 0 | 0 | 644.3748 | 10.5168 | 0 | 2.1769 | 12.2092 | 4.0697
NYISO_A-F_2_PJM_ROM | NYISO_A-F | PJM_ROM | 2025 | B2 | 25 | 0 | 1000 | 1000 | 1000 | 0 | 0 | 0 | 555.2311 | 0.4748 | 0 | 4.6895 | 12.2092 | 4.0697
NYISO_A-F_2_PJM_ROM | NYISO_A-F | PJM_ROM | 2025 | B3 | 75 | 75 | 1000 | 1000 | 1000 | 992.63 | 542.47 | 0 | 15.8939 | 12.2142 | 0 | 0.40272 | 12.2092 | 4.0697
NYISO_A-F_2_PJM_ROM | NYISO_A-F | PJM_ROM | 2025 | B4 | 100 | 100 | 1000 | 1000 | 1000 | 1000 | 1243.45 | 1121.01 | 13.5437 | 12.2142 | 4.0714 | 0.45756 | 12.2092 | 4.0697
NYISO_A-F_2_PJM_ROM | NYISO_A-F | PJM_ROM | 2025 | B5 | 200 | 200 | 1000 | 1000 | 1000 | 1000 | 1591.23 | 1468.89 | 15.4904 | 12.2142 | 4.0714 | 1.0466 | 12.2092 | 4.0697
NYISO_A-F_2_PJM_ROM | NYISO_A-F | PJM_ROM | 2025 | B6 | 300 | 300 | 1000 | 1000 | 1000 | 1000 | 522.58 | 322.74 | 33.7939 | 12.2142 | 4.0714 | 3.4251 | 12.2092 | 4.0697
NYISO_A-F_2_PJM_ROM | NYISO_A-F | PJM_ROM | 2025 | B7 | 400 | 0 | 1000 | 1000 | 1000 | 1000 | 0 | 0 | 14.6594 | 8.4752 | 2.5639 | 1.981 | 12.2092 | 4.0697
NYISO_A-F_2_PJM_ROM | NYISO_A-F | PJM_ROM | 2025 | B8 | 500 | 0 | 1000 | 1000 | 1000 | 0 | 0 | 0 | 1.1158 | 1.4007 | 0 | 0.18848 | 12.2092 | 4.0697
NYISO_A-F_2_PJM_ROM | NYISO_A-F | PJM_ROM | 2025 | B9 | 800 | 0 | 1000 | 0 | 0 | 0 | 0 | 0 | 0 | 0 | 0 | 0 | 12.2092 | 4.0697
NYISO_A-F_2_PJM_ROM | NYISO_A-F | PJM_ROM | 2025 | B10 | 1262 | 0 | 1000 | 0 | 0 | 0 | 0 | 0 | 0 | 0 | 0 | 0 | 12.2092 | 4.0697
NYISO_A-F_2_PJM_ROM | NYISO_A-F | PJM_ROM | 2025 | B11 | 25 | 0 | 1000 | 1000 | 1000 | 1000 | 0 | 0 | 21.4728 | 11.5614 | 3.383 | 0.18136 | 12.2092 | 4.0697
NYISO_A-F_2_PJM_ROM | NYISO_A-F | PJM_ROM | 2025 | B12 | 200 | 0 | 1000 | 1000 | 1000 | 0 | 0 | 0 | 8.7957 | 2.8132 | 0 | 0.5943 | 12.2092 | 4.0697
NYISO_A-F_2_PJM_ROM | NYISO_A-F | PJM_ROM | 2025 | B13 | 600 | 0 | 1000 | 1000 | 0 | 0 | 0 | 0 | 0.02374 | 0 | 0 | 0.0048122 | 12.2092 | 4.0697
NYISO_A-F_2_PJM_ROM | NYISO_A-F | PJM_ROM | 2025 | B14 | 900 | 0 | 1000 | 0 | 0 | 0 | 0 | 0 | 0 | 0 | 0 | 0 | 12.2092 | 4.0697
NYISO_A-F_2_PJM_ROM | NYISO_A-F | PJM_ROM | 2025 | B15 | 1203 | 0 | 1000 | 0 | 0 | 0 | 0 | 0 | 0 | 0 | 0 | 0 | 12.2092 | 4.0697
NYISO_A-F_2_PJM_ROM | NYISO_A-F | PJM_ROM | 2025 | B16 | 25 | 0 | 1000 | 1000 | 1000 | 0 | 0 | 0 | 37.5329 | 9.6859 | 0 | 0.317 | 12.2092 | 4.0697
NYISO_A-F_2_PJM_ROM | NYISO_A-F | PJM_ROM | 2025 | B17 | 100 | 0 | 1000 | 1000 | 1000 | 0 | 0 | 0 | 15.3954 | 0.68846 | 0 | 0.52011 | 12.2092 | 4.0697
NYISO_A-F_2_PJM_ROM | NYISO_A-F | PJM_ROM | 2025 | B18 | 400 | 0 | 1000 | 1000 | 10.35 | 0 | 0 | 0 | 2.1722 | 0 | 0 | 0.29354 | 12.2092 | 4.0697
NYISO_A-F_2_PJM_ROM | NYISO_A-F | PJM_ROM | 2025 | B19 | 700 | 0 | 1000 | 389.27 | 0 | 0 | 0 | 0 | 0 | 0 | 0 | 0 | 12.2092 | 4.0697
NYISO_A-F_2_PJM_ROM | NYISO_A-F | PJM_ROM | 2025 | B20 | 935 | 0 | 1000 | 0 | 0 | 0 | 0 | 0 | 0 | 0 | 0 | 0 | 12.2092 | 4.0697
NYISO_A-F_2_PJM_ROM | NYISO_A-F | PJM_ROM | 2030 | B1 | 10 | 0 | 1000 | 1000 | 0 | 0 | 0 | 0 | 633.0508 | 0 | 0 | 1.8296 | 10.1217 | 3.3739
NYISO_A-F_2_PJM_ROM | NYISO_A-F | PJM_ROM | 2030 | B2 | 25 | 0 | 1000 | 1000 | 0 | 0 | 0 | 0 | 254.6352 | 0 | 0 | 1.8398 | 10.1217 | 3.3739
NYISO_A-F_2_PJM_ROM | NYISO_A-F | PJM_ROM | 2030 | B3 | 75 | 0 | 1000 | 1000 | 1000 | 1000 | 0 | 0 | 28.0725 | 1.7924 | 2.7776 | 0.60851 | 10.1217 | 3.3739
NYISO_A-F_2_PJM_ROM | NYISO_A-F | PJM_ROM | 2030 | B4 | 100 | 100 | 1000 | 1000 | 1000 | 1000 | 1273.89 | 2069.78 | 22.1613 | 10.1251 | 3.3711 | 0.6405 | 10.1217 | 3.3739
NYISO_A-F_2_PJM_ROM | NYISO_A-F | PJM_ROM | 2030 | B5 | 200 | 200 | 1000 | 1000 | 1000 | 1000 | 3358.7 | 4056.8 | 44.4413 | 10.1251 | 3.3711 | 2.5689 | 10.1217 | 3.3739
NYISO_A-F_2_PJM_ROM | NYISO_A-F | PJM_ROM | 2030 | B6 | 300 | 300 | 1000 | 1000 | 1000 | 1000 | 504.26 | 1175.42 | 9.7809 | 10.1251 | 3.3711 | 0.84805 | 10.1217 | 3.3739
NYISO_A-F_2_PJM_ROM | NYISO_A-F | PJM_ROM | 2030 | B7 | 400 | 0 | 1000 | 807 | 1000 | 1000 | 0 | 0 | 0 | 5.4721 | 2.7776 | 0 | 10.1217 | 3.3739
NYISO_A-F_2_PJM_ROM | NYISO_A-F | PJM_ROM | 2030 | B8 | 500 | 0 | 1000 | 82.16 | 975.57 | 285.6 | 0 | 0 | 0 | 0 | 0 | 0 | 10.1217 | 3.3739
NYISO_A-F_2_PJM_ROM | NYISO_A-F | PJM_ROM | 2030 | B9 | 800 | 0 | 1000 | 0 | 0 | 0 | 0 | 0 | 0 | 0 | 0 | 0 | 10.1217 | 3.3739
NYISO_A-F_2_PJM_ROM | NYISO_A-F | PJM_ROM | 2030 | B10 | 1262 | 0 | 1000 | 0 | 0 | 0 | 0 | 0 | 0 | 0 | 0 | 0 | 10.1217 | 3.3739
NYISO_A-F_2_PJM_ROM | NYISO_A-F | PJM_ROM | 2030 | B11 | 25 | 0 | 1000 | 1000 | 1000 | 1000 | 0 | 175.09 | 11.7038 | 9.5554 | 3.3711 | 0.084565 | 10.1217 | 3.3739
NYISO_A-F_2_PJM_ROM | NYISO_A-F | PJM_ROM | 2030 | B12 | 200 | 0 | 1000 | 801.47 | 1000 | 516.48 | 0 | 0 | 0 | 0.45106 | 0 | 0 | 10.1217 | 3.3739
NYISO_A-F_2_PJM_ROM | NYISO_A-F | PJM_ROM | 2030 | B13 | 600 | 0 | 1000 | 1000 | 938.56 | 1000 | 0 | 0 | 7.8105 | 0 | 2.7538 | 1.3544 | 10.1217 | 3.3739
NYISO_A-F_2_PJM_ROM | NYISO_A-F | PJM_ROM | 2030 | B14 | 900 | 0 | 1000 | 1000 | 0 | 0 | 0 | 0 | 3.7153 | 0 | 0 | 0.96641 | 10.1217 | 3.3739
NYISO_A-F_2_PJM_ROM | NYISO_A-F | PJM_ROM | 2030 | B15 | 1203 | 0 | 1000 | 0 | 0 | 0 | 0 | 0 | 0 | 0 | 0 | 0 | 10.1217 | 3.3739
NYISO_A-F_2_PJM_ROM | NYISO_A-F | PJM_ROM | 2030 | B16 | 25 | 0 | 1000 | 1000 | 160.87 | 1000 | 0 | 0 | 14.339 | 0 | 0.90212 | 0.10361 | 10.1217 | 3.3739
NYISO_A-F_2_PJM_ROM | NYISO_A-F | PJM_ROM | 2030 | B17 | 100 | 0 | 1000 | 1000 | 1000 | 0 | 0 | 0 | 14.6357 | 2.5877 | 0 | 0.423 | 10.1217 | 3.3739
NYISO_A-F_2_PJM_ROM | NYISO_A-F | PJM_ROM | 2030 | B18 | 400 | 0 | 1000 | 1000 | 1000 | 0 | 0 | 0 | 8.1191 | 3.1218 | 0 | 0.93862 | 10.1217 | 3.3739
NYISO_A-F_2_PJM_ROM | NYISO_A-F | PJM_ROM | 2030 | B19 | 700 | 0 | 1000 | 1000 | 0 | 0 | 0 | 0 | 6.3742 | 0 | 0 | 1.2896 | 10.1217 | 3.3739
NYISO_A-F_2_PJM_ROM | NYISO_A-F | PJM_ROM | 2030 | B20 | 935 | 0 | 1000 | 0 | 0 | 0 | 0 | 0 | 0 | 0 | 0 | 0 | 10.1217 | 3.3739
NYISO_A-F_2_PJM_ROM | NYISO_A-F | PJM_ROM | 2035 | B1 | 10 | 0 | 1000 | 1000 | 1000 | 1000 | 0 | 652.88 | 628.8014 | 23.2533 | 11.6801 | 0.93879 | 35.0366 | 11.6789
NYISO_A-F_2_PJM_ROM | NYISO_A-F | PJM_ROM | 2035 | B2 | 25 | 0 | 1000 | 1000 | 1000 | 529.68 | 0 | 0 | 584.9773 | 22.7785 | 0 | 2.1834 | 35.0366 | 11.6789
NYISO_A-F_2_PJM_ROM | NYISO_A-F | PJM_ROM | 2035 | B3 | 75 | 75 | 1000 | 1000 | 1000 | 1000 | 361.31 | 268.24 | 66.8044 | 35.0402 | 11.6801 | 0.74803 | 35.0366 | 11.6789
NYISO_A-F_2_PJM_ROM | NYISO_A-F | PJM_ROM | 2035 | B4 | 100 | 100 | 1000 | 1000 | 1000 | 1000 | 1473.96 | 1350.43 | 56.3944 | 35.0402 | 11.6801 | 0.84196 | 35.0366 | 11.6789
NYISO_A-F_2_PJM_ROM | NYISO_A-F | PJM_ROM | 2035 | B5 | 200 | 200 | 1000 | 1000 | 1000 | 1000 | 254.75 | 1590.67 | 21.1761 | 35.0402 | 11.6801 | 0.63231 | 35.0366 | 11.6789
NYISO_A-F_2_PJM_ROM | NYISO_A-F | PJM_ROM | 2035 | B6 | 300 | 300 | 1000 | 1000 | 1000 | 1000 | 2.69 | 414.77 | 21.1167 | 35.0402 | 11.6801 | 0.94581 | 35.0366 | 11.6789
NYISO_A-F_2_PJM_ROM | NYISO_A-F | PJM_ROM | 2035 | B7 | 400 | 0 | 1000 | 1000 | 1000 | 1000 | 0 | 243.13 | 13.6386 | 20.9268 | 11.6801 | 0.81449 | 35.0366 | 11.6789
NYISO_A-F_2_PJM_ROM | NYISO_A-F | PJM_ROM | 2035 | B8 | 500 | 0 | 1000 | 1000 | 1000 | 1000 | 0 | 0 | 10.5762 | 10.8492 | 8.8075 | 0.7895 | 35.0366 | 11.6789
NYISO_A-F_2_PJM_ROM | NYISO_A-F | PJM_ROM | 2035 | B9 | 800 | 0 | 1000 | 730.34 | 1000 | 1000 | 0 | 0 | 0 | 5.1991 | 6.6353 | 0 | 35.0366 | 11.6789
NYISO_A-F_2_PJM_ROM | NYISO_A-F | PJM_ROM | 2035 | B10 | 1262 | 0 | 1000 | 0 | 0 | 0 | 0 | 0 | 0 | 0 | 0 | 0 | 35.0366 | 11.6789
NYISO_A-F_2_PJM_ROM | NYISO_A-F | PJM_ROM | 2035 | B11 | 25 | 25 | 1000 | 1000 | 1000 | 1000 | 1273.78 | 4532.09 | 60.5014 | 35.0402 | 11.6801 | 0.22582 | 35.0366 | 11.6789
NYISO_A-F_2_PJM_ROM | NYISO_A-F | PJM_ROM | 2035 | B12 | 200 | 0 | 1000 | 1000 | 1000 | 1000 | 0 | 802.87 | 52.228 | 29.8768 | 11.6801 | 1.5595 | 35.0366 | 11.6789
NYISO_A-F_2_PJM_ROM | NYISO_A-F | PJM_ROM | 2035 | B13 | 600 | 0 | 1000 | 1000 | 1000 | 1000 | 0 | 1809.16 | 56.881 | 34.969 | 11.6801 | 5.0953 | 35.0366 | 11.6789
NYISO_A-F_2_PJM_ROM | NYISO_A-F | PJM_ROM | 2035 | B14 | 900 | 0 | 1000 | 1000 | 1000 | 1000 | 0 | 1638.47 | 53.3557 | 28.4643 | 11.6801 | 7.1693 | 35.0366 | 11.6789
NYISO_A-F_2_PJM_ROM | NYISO_A-F | PJM_ROM | 2035 | B15 | 1203 | 0 | 1000 | 1000 | 1000 | 1000 | 0 | 0 | 41.0108 | 20.6063 | 9.0449 | 7.3658 | 35.0366 | 11.6789
NYISO_A-F_2_PJM_ROM | NYISO_A-F | PJM_ROM | 2035 | B16 | 25 | 25 | 1000 | 1000 | 1000 | 1000 | 1666.23 | 2887 | 66.2583 | 35.0402 | 11.6801 | 0.24731 | 35.0366 | 11.6789
NYISO_A-F_2_PJM_ROM | NYISO_A-F | PJM_ROM | 2035 | B17 | 100 | 100 | 1000 | 1000 | 1000 | 1000 | 1831.31 | 1974.88 | 63.3146 | 35.0402 | 11.6801 | 0.94528 | 35.0366 | 11.6789
NYISO_A-F_2_PJM_ROM | NYISO_A-F | PJM_ROM | 2035 | B18 | 400 | 400 | 1000 | 1000 | 1000 | 1000 | 2044.61 | 2577.55 | 62.6261 | 35.0402 | 11.6801 | 3.74 | 35.0366 | 11.6789
NYISO_A-F_2_PJM_ROM | NYISO_A-F | PJM_ROM | 2035 | B19 | 700 | 0 | 1000 | 1000 | 1000 | 1000 | 0 | 3152.31 | 60.3352 | 34.4824 | 11.6801 | 6.3056 | 35.0366 | 11.6789
NYISO_A-F_2_PJM_ROM | NYISO_A-F | PJM_ROM | 2035 | B20 | 935 | 0 | 1000 | 1000 | 1000 | 1000 | 0 | 608.48 | 44.1801 | 23.5501 | 11.6801 | 6.1673 | 35.0366 | 11.6789
NYISO_A-F_2_PJM_ROM | NYISO_A-F | PJM_ROM | 2040 | B1 | 10 | 0 | 1000 | 1000 | 1000 | 1000 | 0 | 0 | 570.8402 | 32.1914 | 11.2528 | 1.4415 | 44.2996 | 14.7665
NYISO_A-F_2_PJM_ROM | NYISO_A-F | PJM_ROM | 2040 | B2 | 25 | 0 | 1000 | 1000 | 1000 | 0 | 0 | 0 | 439.7123 | 19.36 | 0 | 2.776 | 44.2996 | 14.7665
NYISO_A-F_2_PJM_ROM | NYISO_A-F | PJM_ROM | 2040 | B3 | 75 | 0 | 1000 | 1000 | 1000 | 1000 | 0 | 0 | 35.1233 | 26.933 | 9.3061 | 0.66521 | 44.2996 | 14.7665
NYISO_A-F_2_PJM_ROM | NYISO_A-F | PJM_ROM | 2040 | B4 | 100 | 0 | 1000 | 1000 | 1000 | 1000 | 0 | 0 | 35.1471 | 40.0731 | 10.8967 | 0.88755 | 44.2996 | 14.7665
NYISO_A-F_2_PJM_ROM | NYISO_A-F | PJM_ROM | 2040 | B5 | 200 | 0 | 1000 | 0 | 1000 | 1000 | 0 | 0 | 0 | 35.1471 | 10.8729 | 0 | 44.2996 | 14.7665
NYISO_A-F_2_PJM_ROM | NYISO_A-F | PJM_ROM | 2040 | B6 | 300 | 0 | 1000 | 744.64 | 1000 | 1000 | 0 | 0 | 0 | 19.3837 | 11.0984 | 0 | 44.2996 | 14.7665
NYISO_A-F_2_PJM_ROM | NYISO_A-F | PJM_ROM | 2040 | B7 | 400 | 0 | 1000 | 0 | 1000 | 1000 | 0 | 0 | 0 | 14.8969 | 8.2497 | 0 | 44.2996 | 14.7665
NYISO_A-F_2_PJM_ROM | NYISO_A-F | PJM_ROM | 2040 | B8 | 500 | 0 | 1000 | 0 | 1000 | 102.22 | 0 | 0 | 0 | 26.933 | 0 | 0 | 44.2996 | 14.7665
NYISO_A-F_2_PJM_ROM | NYISO_A-F | PJM_ROM | 2040 | B9 | 800 | 0 | 1000 | 1000 | 1000 | 1000 | 0 | 0 | 5.0566 | 31.8116 | 7.3001 | 1.0215 | 44.2996 | 14.7665
NYISO_A-F_2_PJM_ROM | NYISO_A-F | PJM_ROM | 2040 | B10 | 1262 | 0 | 1000 | 0 | 0 | 0 | 0 | 0 | 0 | 0 | 0 | 0 | 44.2996 | 14.7665
NYISO_A-F_2_PJM_ROM | NYISO_A-F | PJM_ROM | 2040 | B11 | 25 | 0 | 1000 | 1000 | 1000 | 1000 | 0 | 0 | 80.2768 | 41.5213 | 13.8523 | 0.5068 | 44.2996 | 14.7665
NYISO_A-F_2_PJM_ROM | NYISO_A-F | PJM_ROM | 2040 | B12 | 200 | 0 | 1000 | 1000 | 1000 | 1000 | 0 | 0 | 69.3683 | 35.9898 | 13.8286 | 3.5034 | 44.2996 | 14.7665
NYISO_A-F_2_PJM_ROM | NYISO_A-F | PJM_ROM | 2040 | B13 | 600 | 0 | 1000 | 1000 | 1000 | 1000 | 0 | 0 | 67.291 | 40.1087 | 13.8286 | 10.1956 | 44.2996 | 14.7665
NYISO_A-F_2_PJM_ROM | NYISO_A-F | PJM_ROM | 2040 | B14 | 900 | 0 | 1000 | 1000 | 1000 | 1000 | 0 | 0 | 67.291 | 41.4975 | 13.6268 | 15.2934 | 44.2996 | 14.7665
NYISO_A-F_2_PJM_ROM | NYISO_A-F | PJM_ROM | 2040 | B15 | 1203 | 0 | 1000 | 902.78 | 0 | 0 | 0 | 0 | 0 | 0 | 0 | 0 | 44.2996 | 14.7665
NYISO_A-F_2_PJM_ROM | NYISO_A-F | PJM_ROM | 2040 | B16 | 25 | 0 | 1000 | 1000 | 1000 | 1000 | 0 | 0 | 94.6751 | 41.4975 | 13.8286 | 0.5977 | 44.2996 | 14.7665
NYISO_A-F_2_PJM_ROM | NYISO_A-F | PJM_ROM | 2040 | B17 | 100 | 0 | 1000 | 1000 | 1000 | 1000 | 0 | 0 | 74.0451 | 41.4975 | 13.8286 | 1.8698 | 44.2996 | 14.7665
NYISO_A-F_2_PJM_ROM | NYISO_A-F | PJM_ROM | 2040 | B18 | 400 | 0 | 1000 | 1000 | 1000 | 1000 | 0 | 0 | 73.1073 | 41.4975 | 13.8286 | 7.3846 | 44.2996 | 14.7665
NYISO_A-F_2_PJM_ROM | NYISO_A-F | PJM_ROM | 2040 | B19 | 700 | 0 | 1000 | 1000 | 1000 | 1000 | 0 | 0 | 73.1073 | 41.4975 | 13.8286 | 12.923 | 44.2996 | 14.7665
NYISO_A-F_2_PJM_ROM | NYISO_A-F | PJM_ROM | 2040 | B20 | 935 | 0 | 1000 | 427.34 | 0 | 0 | 0 | 0 | 0 | 0 | 0 | 0 | 44.2996 | 14.7665
NYISO_A-F_2_PJM_ROM | NYISO_A-F | PJM_ROM | 2045 | B1 | 10 | 0 | 1000 | 1000 | 1000 | 1000 | 0 | 0 | 488.6404 | 18.4104 | 6.1249 | 1.147 | 21.7719 | 7.2573
NYISO_A-F_2_PJM_ROM | NYISO_A-F | PJM_ROM | 2045 | B2 | 25 | 0 | 1000 | 1000 | 1000 | 0 | 0 | 0 | 295.1832 | 4.4156 | 0 | 1.7323 | 21.7719 | 7.2573
NYISO_A-F_2_PJM_ROM | NYISO_A-F | PJM_ROM | 2045 | B3 | 75 | 0 | 1000 | 1000 | 1000 | 1000 | 0 | 0 | 11.0035 | 15.2886 | 0.42732 | 0.19372 | 21.7719 | 7.2573
NYISO_A-F_2_PJM_ROM | NYISO_A-F | PJM_ROM | 2045 | B4 | 100 | 0 | 1000 | 1000 | 1000 | 1000 | 0 | 0 | 3.561 | 13.7099 | 0.42732 | 0.083592 | 21.7719 | 7.2573
NYISO_A-F_2_PJM_ROM | NYISO_A-F | PJM_ROM | 2045 | B5 | 200 | 0 | 1000 | 966.04 | 1000 | 1000 | 0 | 0 | 0 | 17.2709 | 6.3623 | 0 | 21.7719 | 7.2573
NYISO_A-F_2_PJM_ROM | NYISO_A-F | PJM_ROM | 2045 | B6 | 300 | 0 | 1000 | 1000 | 1000 | 1000 | 0 | 772.41 | 4.4275 | 17.0928 | 7.2526 | 0.3118 | 21.7719 | 7.2573
NYISO_A-F_2_PJM_ROM | NYISO_A-F | PJM_ROM | 2045 | B7 | 400 | 0 | 1000 | 901 | 1000 | 1000 | 0 | 0 | 0 | 8.2378 | 2.7895 | 0 | 21.7719 | 7.2573
NYISO_A-F_2_PJM_ROM | NYISO_A-F | PJM_ROM | 2045 | B8 | 500 | 0 | 1000 | 706.23 | 1000 | 790.8 | 0 | 0 | 0 | 6.0062 | 0 | 0 | 21.7719 | 7.2573
NYISO_A-F_2_PJM_ROM | NYISO_A-F | PJM_ROM | 2045 | B9 | 800 | 0 | 1000 | 1000 | 1000 | 1000 | 0 | 0 | 47.8598 | 10.4575 | 6.1249 | 8.9878 | 21.7719 | 7.2573
NYISO_A-F_2_PJM_ROM | NYISO_A-F | PJM_ROM | 2045 | B10 | 1262 | 0 | 1000 | 0 | 0 | 0 | 0 | 0 | 0 | 0 | 0 | 0 | 21.7719 | 7.2573
NYISO_A-F_2_PJM_ROM | NYISO_A-F | PJM_ROM | 2045 | B11 | 25 | 25 | 1000 | 1000 | 1000 | 1000 | 2310.02 | 2981.96 | 118.4151 | 21.7696 | 7.2526 | 0.69492 | 21.7719 | 7.2573
NYISO_A-F_2_PJM_ROM | NYISO_A-F | PJM_ROM | 2045 | B12 | 200 | 200 | 1000 | 1000 | 1000 | 1000 | 1569.81 | 1987.5 | 77.8553 | 21.7696 | 7.2526 | 3.6552 | 21.7719 | 7.2573
NYISO_A-F_2_PJM_ROM | NYISO_A-F | PJM_ROM | 2045 | B13 | 600 | 0 | 1000 | 1000 | 1000 | 1000 | 0 | 0 | 14.4695 | 20.9387 | 6.1249 | 2.038 | 21.7719 | 7.2573
NYISO_A-F_2_PJM_ROM | NYISO_A-F | PJM_ROM | 2045 | B14 | 900 | 0 | 1000 | 1000 | 1000 | 1000 | 0 | 0 | 13.6386 | 11.0984 | 6.1249 | 2.8814 | 21.7719 | 7.2573
NYISO_A-F_2_PJM_ROM | NYISO_A-F | PJM_ROM | 2045 | B15 | 1203 | 0 | 1000 | 223.94 | 0 | 0 | 0 | 0 | 0 | 0 | 0 | 0 | 21.7719 | 7.2573
NYISO_A-F_2_PJM_ROM | NYISO_A-F | PJM_ROM | 2045 | B16 | 25 | 25 | 1000 | 1000 | 1000 | 1000 | 1556.15 | 2769.22 | 122.5696 | 21.7696 | 7.2526 | 0.71931 | 21.7719 | 7.2573
NYISO_A-F_2_PJM_ROM | NYISO_A-F | PJM_ROM | 2045 | B17 | 100 | 100 | 1000 | 1000 | 1000 | 1000 | 977.54 | 1254.63 | 122.5696 | 21.7696 | 7.2526 | 2.8772 | 21.7719 | 7.2573
NYISO_A-F_2_PJM_ROM | NYISO_A-F | PJM_ROM | 2045 | B18 | 400 | 0 | 1000 | 1000 | 1000 | 1000 | 0 | 0 | 17.9593 | 17.0928 | 6.1249 | 1.6863 | 21.7719 | 7.2573
NYISO_A-F_2_PJM_ROM | NYISO_A-F | PJM_ROM | 2045 | B19 | 700 | 0 | 1000 | 1000 | 1000 | 1000 | 0 | 406.93 | 12.2973 | 17.0928 | 7.2526 | 2.0207 | 21.7719 | 7.2573
NYISO_A-F_2_PJM_ROM | NYISO_A-F | PJM_ROM | 2045 | B20 | 935 | 0 | 1000 | 410.02 | 0 | 0 | 0 | 0 | 0 | 0 | 0 | 0 | 21.7719 | 7.2573
NYISO_A-F_2_PJM_ROM | NYISO_A-F | PJM_ROM | 2050 | B1 | 10 | 0 | 1000 | 1000 | 1000 | 1000 | 0 | 0 | 357.3345 | 17.1996 | 0.40358 | 1.0328 | 17.5686 | 5.8562
NYISO_A-F_2_PJM_ROM | NYISO_A-F | PJM_ROM | 2050 | B2 | 25 | 0 | 1000 | 509.12 | 1000 | 0 | 0 | 0 | 0 | 0.53415 | 0 | 0 | 17.5686 | 5.8562
NYISO_A-F_2_PJM_ROM | NYISO_A-F | PJM_ROM | 2050 | B3 | 75 | 0 | 1000 | 977.19 | 1000 | 1000 | 0 | 0 | 0 | 12.9146 | 0.3561 | 0 | 17.5686 | 5.8562
NYISO_A-F_2_PJM_ROM | NYISO_A-F | PJM_ROM | 2050 | B4 | 100 | 0 | 1000 | 1000 | 1000 | 872.29 | 0 | 0 | 1.9704 | 10.2794 | 0 | 0.056949 | 17.5686 | 5.8562
NYISO_A-F_2_PJM_ROM | NYISO_A-F | PJM_ROM | 2050 | B5 | 200 | 0 | 1000 | 691.82 | 1000 | 1000 | 0 | 0 | 0 | 10.2794 | 0.13057 | 0 | 17.5686 | 5.8562
NYISO_A-F_2_PJM_ROM | NYISO_A-F | PJM_ROM | 2050 | B6 | 300 | 0 | 1000 | 750.87 | 1000 | 797.18 | 0 | 0 | 0 | 5.5196 | 0 | 0 | 17.5686 | 5.8562
NYISO_A-F_2_PJM_ROM | NYISO_A-F | PJM_ROM | 2050 | B7 | 400 | 0 | 1000 | 1000 | 1000 | 1000 | 0 | 0 | 94.2359 | 5.5433 | 1.4244 | 10.8943 | 17.5686 | 5.8562
NYISO_A-F_2_PJM_ROM | NYISO_A-F | PJM_ROM | 2050 | B8 | 500 | 0 | 1000 | 449.92 | 1000 | 0 | 0 | 0 | 0 | 9.7453 | 0 | 0 | 17.5686 | 5.8562
NYISO_A-F_2_PJM_ROM | NYISO_A-F | PJM_ROM | 2050 | B9 | 800 | 0 | 1000 | 0 | 1000 | 0 | 0 | 0 | 0 | 8.3683 | 0 | 0 | 17.5686 | 5.8562
NYISO_A-F_2_PJM_ROM | NYISO_A-F | PJM_ROM | 2050 | B10 | 1262 | 0 | 1000 | 0 | 0 | 0 | 0 | 0 | 0 | 0 | 0 | 0 | 17.5686 | 5.8562
NYISO_A-F_2_PJM_ROM | NYISO_A-F | PJM_ROM | 2050 | B11 | 25 | 25 | 1000 | 1000 | 1000 | 1000 | 1811.32 | 2483.26 | 261.6385 | 17.5676 | 5.8519 | 1.8905 | 17.5686 | 5.8562
NYISO_A-F_2_PJM_ROM | NYISO_A-F | PJM_ROM | 2050 | B12 | 200 | 200 | 1000 | 1000 | 1000 | 1000 | 469.42 | 979.3 | 7.9885 | 17.5676 | 5.8519 | 0.46176 | 17.5686 | 5.8562
NYISO_A-F_2_PJM_ROM | NYISO_A-F | PJM_ROM | 2050 | B13 | 600 | 0 | 1000 | 1000 | 1000 | 1000 | 0 | 35.79 | 3.2168 | 4.2851 | 5.8519 | 0.55782 | 17.5686 | 5.8562
NYISO_A-F_2_PJM_ROM | NYISO_A-F | PJM_ROM | 2050 | B14 | 900 | 0 | 1000 | 1000 | 1000 | 11.65 | 0 | 0 | 11.0866 | 0.91399 | 0 | 2.8838 | 17.5686 | 5.8562
NYISO_A-F_2_PJM_ROM | NYISO_A-F | PJM_ROM | 2050 | B15 | 1203 | 0 | 1000 | 0 | 0 | 0 | 0 | 0 | 0 | 0 | 0 | 0 | 17.5686 | 5.8562
NYISO_A-F_2_PJM_ROM | NYISO_A-F | PJM_ROM | 2050 | B16 | 25 | 25 | 1000 | 1000 | 1000 | 1000 | 891.12 | 2960.95 | 221.5179 | 17.5676 | 5.8519 | 1.6006 | 17.5686 | 5.8562
NYISO_A-F_2_PJM_ROM | NYISO_A-F | PJM_ROM | 2050 | B17 | 100 | 0 | 1000 | 1000 | 1000 | 1000 | 0 | 2947.17 | 15.526 | 12.6416 | 5.8519 | 0.44873 | 17.5686 | 5.8562
NYISO_A-F_2_PJM_ROM | NYISO_A-F | PJM_ROM | 2050 | B18 | 400 | 0 | 1000 | 1000 | 1000 | 1000 | 0 | 1089.96 | 13.9829 | 4.9735 | 5.8519 | 1.6165 | 17.5686 | 5.8562
NYISO_A-F_2_PJM_ROM | NYISO_A-F | PJM_ROM | 2050 | B19 | 700 | 0 | 1000 | 1000 | 1000 | 1000 | 0 | 1273.41 | 9.7927 | 4.2969 | 5.8519 | 1.9812 | 17.5686 | 5.8562
NYISO_A-F_2_PJM_ROM | NYISO_A-F | PJM_ROM | 2050 | B20 | 935 | 0 | 1000 | 0 | 0 | 0 | 0 | 0 | 0 | 0 | 0 | 0 | 17.5686 | 5.8562
NYISO_G-I_2_NEISO | NYISO_G-I | NEISO | 2015 | B1 | 10 | 0 | 600 | 0 | 0 | 0 | 0 | 0 | 0 | 0 | 0 | 0 | 0 | 0
NYISO_G-I_2_NEISO | NYISO_G-I | NEISO | 2015 | B2 | 25 | 0 | 600 | 0 | 0 | 0 | 0 | 0 | 0 | 0 | 0 | 0 | 0 | 0
NYISO_G-I_2_NEISO | NYISO_G-I | NEISO | 2015 | B3 | 75 | 0 | 600 | 0 | 0 | 0 | 0 | 0 | 0 | 0 | 0 | 0 | 0 | 0
NYISO_G-I_2_NEISO | NYISO_G-I | NEISO | 2015 | B4 | 100 | 0 | 600 | 0 | 0 | 0 | 0 | 0 | 0 | 0 | 0 | 0 | 0 | 0
NYISO_G-I_2_NEISO | NYISO_G-I | NEISO | 2015 | B5 | 200 | 0 | 600 | 0 | 0 | 0 | 0 | 0 | 0 | 0 | 0 | 0 | 0 | 0
NYISO_G-I_2_NEISO | NYISO_G-I | NEISO | 2015 | B6 | 300 | 0 | 600 | 0 | 0 | 0 | 0 | 0 | 0 | 0 | 0 | 0 | 0 | 0
NYISO_G-I_2_NEISO | NYISO_G-I | NEISO | 2015 | B7 | 400 | 0 | 600 | 0 | 0 | 0 | 0 | 0 | 0 | 0 | 0 | 0 | 0 | 0
NYISO_G-I_2_NEISO | NYISO_G-I | NEISO | 2015 | B8 | 500 | 0 | 600 | 0 | 0 | 0 | 0 | 0 | 0 | 0 | 0 | 0 | 0 | 0
NYISO_G-I_2_NEISO | NYISO_G-I | NEISO | 2015 | B9 | 800 | 0 | 600 | 0 | 0 | 0 | 0 | 0 | 0 | 0 | 0 | 0 | 0 | 0
NYISO_G-I_2_NEISO | NYISO_G-I | NEISO | 2015 | B10 | 1262 | 0 | 600 | 0 | 0 | 0 | 0 | 0 | 0 | 0 | 0 | 0 | 0 | 0
NYISO_G-I_2_NEISO | NYISO_G-I | NEISO | 2015 | B11 | 25 | 0 | 600 | 0 | 0 | 0 | 0 | 0 | 0 | 0 | 0 | 0 | 0 | 0
NYISO_G-I_2_NEISO | NYISO_G-I | NEISO | 2015 | B12 | 200 | 0 | 600 | 0 | 0 | 0 | 0 | 0 | 0 | 0 | 0 | 0 | 0 | 0
NYISO_G-I_2_NEISO | NYISO_G-I | NEISO | 2015 | B13 | 600 | 0 | 600 | 0 | 0 | 0 | 0 | 0 | 0 | 0 | 0 | 0 | 0 | 0
NYISO_G-I_2_NEISO | NYISO_G-I | NEISO | 2015 | B14 | 900 | 0 | 600 | 0 | 0 | 0 | 0 | 0 | 0 | 0 | 0 | 0 | 0 | 0
NYISO_G-I_2_NEISO | NYISO_G-I | NEISO | 2015 | B15 | 1203 | 0 | 600 | 0 | 0 | 0 | 0 | 0 | 0 | 0 | 0 | 0 | 0 | 0
NYISO_G-I_2_NEISO | NYISO_G-I | NEISO | 2015 | B16 | 25 | 0 | 600 | 0 | 0 | 0 | 0 | 0 | 0 | 0 | 0 | 0 | 0 | 0
NYISO_G-I_2_NEISO | NYISO_G-I | NEISO | 2015 | B17 | 100 | 0 | 600 | 0 | 0 | 0 | 0 | 0 | 0 | 0 | 0 | 0 | 0 | 0
NYISO_G-I_2_NEISO | NYISO_G-I | NEISO | 2015 | B18 | 400 | 0 | 600 | 0 | 0 | 0 | 0 | 0 | 0 | 0 | 0 | 0 | 0 | 0
NYISO_G-I_2_NEISO | NYISO_G-I | NEISO | 2015 | B19 | 700 | 0 | 600 | 0 | 0 | 0 | 0 | 0 | 0 | 0 | 0 | 0 | 0 | 0
NYISO_G-I_2_NEISO | NYISO_G-I | NEISO | 2015 | B20 | 935 | 0 | 600 | 0 | 0 | 0 | 0 | 0 | 0 | 0 | 0 | 0 | 0 | 0
NYISO_G-I_2_NEISO | NYISO_G-I | NEISO | 2020 | B1 | 10 | 0 | 600 | 195.59 | 0 | 0 | 0 | 0 | 0 | 0 | 0 | 0 | 0 | 0
NYISO_G-I_2_NEISO | NYISO_G-I | NEISO | 2020 | B2 | 25 | 0 | 600 | 0 | 0 | 0 | 0 | 0 | 0 | 0 | 0 | 0 | 0 | 0
NYISO_G-I_2_NEISO | NYISO_G-I | NEISO | 2020 | B3 | 75 | 0 | 600 | 0 | 0 | 0 | 0 | 0 | 0 | 0 | 0 | 0 | 0 | 0
NYISO_G-I_2_NEISO | NYISO_G-I | NEISO | 2020 | B4 | 100 | 0 | 600 | 0 | 0 | 0 | 0 | 0 | 0 | 0 | 0 | 0 | 0 | 0
NYISO_G-I_2_NEISO | NYISO_G-I | NEISO | 2020 | B5 | 200 | 0 | 600 | 0 | 0 | 0 | 0 | 0 | 0 | 0 | 0 | 0 | 0 | 0
NYISO_G-I_2_NEISO | NYISO_G-I | NEISO | 2020 | B6 | 300 | 0 | 600 | 0 | 0 | 0 | 0 | 0 | 0 | 0 | 0 | 0 | 0 | 0
NYISO_G-I_2_NEISO | NYISO_G-I | NEISO | 2020 | B7 | 400 | 0 | 600 | 0 | 0 | 0 | 0 | 0 | 0 | 0 | 0 | 0 | 0 | 0
NYISO_G-I_2_NEISO | NYISO_G-I | NEISO | 2020 | B8 | 500 | 0 | 600 | 0 | 0 | 0 | 0 | 0 | 0 | 0 | 0 | 0 | 0 | 0
NYISO_G-I_2_NEISO | NYISO_G-I | NEISO | 2020 | B9 | 800 | 0 | 600 | 0 | 0 | 0 | 0 | 0 | 0 | 0 | 0 | 0 | 0 | 0
NYISO_G-I_2_NEISO | NYISO_G-I | NEISO | 2020 | B10 | 1262 | 0 | 600 | 0 | 0 | 0 | 0 | 0 | 0 | 0 | 0 | 0 | 0 | 0
NYISO_G-I_2_NEISO | NYISO_G-I | NEISO | 2020 | B11 | 25 | 0 | 600 | 0 | 0 | 0 | 0 | 0 | 0 | 0 | 0 | 0 | 0 | 0
NYISO_G-I_2_NEISO | NYISO_G-I | NEISO | 2020 | B12 | 200 | 0 | 600 | 0 | 0 | 0 | 0 | 0 | 0 | 0 | 0 | 0 | 0 | 0
NYISO_G-I_2_NEISO | NYISO_G-I | NEISO | 2020 | B13 | 600 | 0 | 600 | 0 | 0 | 0 | 0 | 0 | 0 | 0 | 0 | 0 | 0 | 0
NYISO_G-I_2_NEISO | NYISO_G-I | NEISO | 2020 | B14 | 900 | 0 | 600 | 0 | 0 | 0 | 0 | 0 | 0 | 0 | 0 | 0 | 0 | 0
NYISO_G-I_2_NEISO | NYISO_G-I | NEISO | 2020 | B15 | 1203 | 0 | 600 | 0 | 0 | 0 | 0 | 0 | 0 | 0 | 0 | 0 | 0 | 0
NYISO_G-I_2_NEISO | NYISO_G-I | NEISO | 2020 | B16 | 25 | 0 | 600 | 0 | 0 | 0 | 0 | 0 | 0 | 0 | 0 | 0 | 0 | 0
NYISO_G-I_2_NEISO | NYISO_G-I | NEISO | 2020 | B17 | 100 | 0 | 600 | 0 | 0 | 0 | 0 | 0 | 0 | 0 | 0 | 0 | 0 | 0
NYISO_G-I_2_NEISO | NYISO_G-I | NEISO | 2020 | B18 | 400 | 0 | 600 | 0 | 0 | 0 | 0 | 0 | 0 | 0 | 0 | 0 | 0 | 0
NYISO_G-I_2_NEISO | NYISO_G-I | NEISO | 2020 | B19 | 700 | 0 | 600 | 0 | 0 | 0 | 0 | 0 | 0 | 0 | 0 | 0 | 0 | 0
NYISO_G-I_2_NEISO | NYISO_G-I | NEISO | 2020 | B20 | 935 | 0 | 600 | 0 | 0 | 0 | 0 | 0 | 0 | 0 | 0 | 0 | 0 | 0
NYISO_G-I_2_NEISO | NYISO_G-I | NEISO | 2025 | B1 | 10 | 0 | 600 | 0 | 0 | 600 | 0 | 375.2 | 0 | 0 | 0.01187 | 0 | 0 | 0
NYISO_G-I_2_NEISO | NYISO_G-I | NEISO | 2025 | B2 | 25 | 0 | 600 | 0 | 0 | 501.69 | 0 | 0 | 0 | 0 | 0 | 0 | 0 | 0
NYISO_G-I_2_NEISO | NYISO_G-I | NEISO | 2025 | B3 | 75 | 0 | 600 | 0 | 0 | 0 | 0 | 0 | 0 | 0 | 0 | 0 | 0 | 0
NYISO_G-I_2_NEISO | NYISO_G-I | NEISO | 2025 | B4 | 100 | 0 | 600 | 0 | 0 | 0 | 0 | 0 | 0 | 0 | 0 | 0 | 0 | 0
NYISO_G-I_2_NEISO | NYISO_G-I | NEISO | 2025 | B5 | 200 | 0 | 600 | 0 | 0 | 0 | 0 | 0 | 0 | 0 | 0 | 0 | 0 | 0
NYISO_G-I_2_NEISO | NYISO_G-I | NEISO | 2025 | B6 | 300 | 0 | 600 | 0 | 0 | 0 | 0 | 0 | 0 | 0 | 0 | 0 | 0 | 0
NYISO_G-I_2_NEISO | NYISO_G-I | NEISO | 2025 | B7 | 400 | 0 | 600 | 0 | 0 | 0 | 0 | 0 | 0 | 0 | 0 | 0 | 0 | 0
NYISO_G-I_2_NEISO | NYISO_G-I | NEISO | 2025 | B8 | 500 | 0 | 600 | 0 | 0 | 0 | 0 | 0 | 0 | 0 | 0 | 0 | 0 | 0
NYISO_G-I_2_NEISO | NYISO_G-I | NEISO | 2025 | B9 | 800 | 0 | 600 | 0 | 0 | 0 | 0 | 0 | 0 | 0 | 0 | 0 | 0 | 0
NYISO_G-I_2_NEISO | NYISO_G-I | NEISO | 2025 | B10 | 1262 | 0 | 600 | 0 | 0 | 0 | 0 | 0 | 0 | 0 | 0 | 0 | 0 | 0
NYISO_G-I_2_NEISO | NYISO_G-I | NEISO | 2025 | B11 | 25 | 0 | 600 | 0 | 0 | 0 | 0 | 0 | 0 | 0 | 0 | 0 | 0 | 0
NYISO_G-I_2_NEISO | NYISO_G-I | NEISO | 2025 | B12 | 200 | 0 | 600 | 0 | 0 | 0 | 0 | 0 | 0 | 0 | 0 | 0 | 0 | 0
NYISO_G-I_2_NEISO | NYISO_G-I | NEISO | 2025 | B13 | 600 | 0 | 600 | 0 | 0 | 0 | 0 | 0 | 0 | 0 | 0 | 0 | 0 | 0
NYISO_G-I_2_NEISO | NYISO_G-I | NEISO | 2025 | B14 | 900 | 0 | 600 | 0 | 0 | 0 | 0 | 0 | 0 | 0 | 0 | 0 | 0 | 0
NYISO_G-I_2_NEISO | NYISO_G-I | NEISO | 2025 | B15 | 1203 | 0 | 600 | 0 | 0 | 0 | 0 | 0 | 0 | 0 | 0 | 0 | 0 | 0
NYISO_G-I_2_NEISO | NYISO_G-I | NEISO | 2025 | B16 | 25 | 0 | 600 | 0 | 0 | 0 | 0 | 0 | 0 | 0 | 0 | 0 | 0 | 0
NYISO_G-I_2_NEISO | NYISO_G-I | NEISO | 2025 | B17 | 100 | 0 | 600 | 0 | 0 | 0 | 0 | 0 | 0 | 0 | 0 | 0 | 0 | 0
NYISO_G-I_2_NEISO | NYISO_G-I | NEISO | 2025 | B18 | 400 | 0 | 600 | 0 | 0 | 0 | 0 | 0 | 0 | 0 | 0 | 0 | 0 | 0
NYISO_G-I_2_NEISO | NYISO_G-I | NEISO | 2025 | B19 | 700 | 0 | 600 | 0 | 0 | 0 | 0 | 0 | 0 | 0 | 0 | 0 | 0 | 0
NYISO_G-I_2_NEISO | NYISO_G-I | NEISO | 2025 | B20 | 935 | 0 | 600 | 0 | 0 | 0 | 0 | 0 | 0 | 0 | 0 | 0 | 0 | 0
NYISO_G-I_2_NEISO | NYISO_G-I | NEISO | 2030 | B1 | 10 | 10 | 600 | 0 | 600 | 600 | 20.99 | 20.99 | 0 | 0.01187 | 0.01187 | 0 | 0 | 0
NYISO_G-I_2_NEISO | NYISO_G-I | NEISO | 2030 | B2 | 25 | 0 | 600 | 0 | 457.12 | 457.12 | 0 | 0 | 0 | 0 | 0 | 0 | 0 | 0
NYISO_G-I_2_NEISO | NYISO_G-I | NEISO | 2030 | B3 | 75 | 0 | 600 | 0 | 0 | 0 | 0 | 0 | 0 | 0 | 0 | 0 | 0 | 0
NYISO_G-I_2_NEISO | NYISO_G-I | NEISO | 2030 | B4 | 100 | 0 | 600 | 0 | 0 | 0 | 0 | 0 | 0 | 0 | 0 | 0 | 0 | 0
NYISO_G-I_2_NEISO | NYISO_G-I | NEISO | 2030 | B5 | 200 | 0 | 600 | 0 | 0 | 0 | 0 | 0 | 0 | 0 | 0 | 0 | 0 | 0
NYISO_G-I_2_NEISO | NYISO_G-I | NEISO | 2030 | B6 | 300 | 0 | 600 | 0 | 0 | 0 | 0 | 0 | 0 | 0 | 0 | 0 | 0 | 0
NYISO_G-I_2_NEISO | NYISO_G-I | NEISO | 2030 | B7 | 400 | 0 | 600 | 0 | 0 | 0 | 0 | 0 | 0 | 0 | 0 | 0 | 0 | 0
NYISO_G-I_2_NEISO | NYISO_G-I | NEISO | 2030 | B8 | 500 | 0 | 600 | 0 | 0 | 0 | 0 | 0 | 0 | 0 | 0 | 0 | 0 | 0
NYISO_G-I_2_NEISO | NYISO_G-I | NEISO | 2030 | B9 | 800 | 0 | 600 | 0 | 0 | 0 | 0 | 0 | 0 | 0 | 0 | 0 | 0 | 0
NYISO_G-I_2_NEISO | NYISO_G-I | NEISO | 2030 | B10 | 1262 | 0 | 600 | 0 | 0 | 0 | 0 | 0 | 0 | 0 | 0 | 0 | 0 | 0
NYISO_G-I_2_NEISO | NYISO_G-I | NEISO | 2030 | B11 | 25 | 0 | 600 | 0 | 0 | 0 | 0 | 0 | 0 | 0 | 0 | 0 | 0 | 0
NYISO_G-I_2_NEISO | NYISO_G-I | NEISO | 2030 | B12 | 200 | 0 | 600 | 0 | 0 | 0 | 0 | 0 | 0 | 0 | 0 | 0 | 0 | 0
NYISO_G-I_2_NEISO | NYISO_G-I | NEISO | 2030 | B13 | 600 | 0 | 600 | 0 | 0 | 0 | 0 | 0 | 0 | 0 | 0 | 0 | 0 | 0
NYISO_G-I_2_NEISO | NYISO_G-I | NEISO | 2030 | B14 | 900 | 0 | 600 | 0 | 0 | 0 | 0 | 0 | 0 | 0 | 0 | 0 | 0 | 0
NYISO_G-I_2_NEISO | NYISO_G-I | NEISO | 2030 | B15 | 1203 | 0 | 600 | 0 | 0 | 0 | 0 | 0 | 0 | 0 | 0 | 0 | 0 | 0
NYISO_G-I_2_NEISO | NYISO_G-I | NEISO | 2030 | B16 | 25 | 0 | 600 | 0 | 0 | 0 | 0 | 0 | 0 | 0 | 0 | 0 | 0 | 0
NYISO_G-I_2_NEISO | NYISO_G-I | NEISO | 2030 | B17 | 100 | 0 | 600 | 0 | 0 | 0 | 0 | 0 | 0 | 0 | 0 | 0 | 0 | 0
NYISO_G-I_2_NEISO | NYISO_G-I | NEISO | 2030 | B18 | 400 | 0 | 600 | 0 | 0 | 0 | 0 | 0 | 0 | 0 | 0 | 0 | 0 | 0
NYISO_G-I_2_NEISO | NYISO_G-I | NEISO | 2030 | B19 | 700 | 0 | 600 | 0 | 0 | 0 | 0 | 0 | 0 | 0 | 0 | 0 | 0 | 0
NYISO_G-I_2_NEISO | NYISO_G-I | NEISO | 2030 | B20 | 935 | 0 | 600 | 0 | 0 | 0 | 0 | 0 | 0 | 0 | 0 | 0 | 0 | 0
NYISO_G-I_2_NEISO | NYISO_G-I | NEISO | 2035 | B1 | 10 | 0 | 600 | 0 | 0 | 0 | 0 | 0 | 0 | 0 | 0 | 0 | 0 | 0
NYISO_G-I_2_NEISO | NYISO_G-I | NEISO | 2035 | B2 | 25 | 0 | 600 | 0 | 0 | 0 | 0 | 0 | 0 | 0 | 0 | 0 | 0 | 0
NYISO_G-I_2_NEISO | NYISO_G-I | NEISO | 2035 | B3 | 75 | 0 | 600 | 0 | 0 | 0 | 0 | 0 | 0 | 0 | 0 | 0 | 0 | 0
NYISO_G-I_2_NEISO | NYISO_G-I | NEISO | 2035 | B4 | 100 | 0 | 600 | 0 | 0 | 0 | 0 | 0 | 0 | 0 | 0 | 0 | 0 | 0
NYISO_G-I_2_NEISO | NYISO_G-I | NEISO | 2035 | B5 | 200 | 0 | 600 | 0 | 0 | 0 | 0 | 0 | 0 | 0 | 0 | 0 | 0 | 0
NYISO_G-I_2_NEISO | NYISO_G-I | NEISO | 2035 | B6 | 300 | 0 | 600 | 0 | 0 | 0 | 0 | 0 | 0 | 0 | 0 | 0 | 0 | 0
NYISO_G-I_2_NEISO | NYISO_G-I | NEISO | 2035 | B7 | 400 | 0 | 600 | 0 | 0 | 0 | 0 | 0 | 0 | 0 | 0 | 0 | 0 | 0
NYISO_G-I_2_NEISO | NYISO_G-I | NEISO | 2035 | B8 | 500 | 0 | 600 | 0 | 0 | 0 | 0 | 0 | 0 | 0 | 0 | 0 | 0 | 0
NYISO_G-I_2_NEISO | NYISO_G-I | NEISO | 2035 | B9 | 800 | 0 | 600 | 0 | 0 | 0 | 0 | 0 | 0 | 0 | 0 | 0 | 0 | 0
NYISO_G-I_2_NEISO | NYISO_G-I | NEISO | 2035 | B10 | 1262 | 0 | 600 | 0 | 0 | 0 | 0 | 0 | 0 | 0 | 0 | 0 | 0 | 0
NYISO_G-I_2_NEISO | NYISO_G-I | NEISO | 2035 | B11 | 25 | 0 | 600 | 0 | 0 | 0 | 0 | 0 | 0 | 0 | 0 | 0 | 0 | 0
NYISO_G-I_2_NEISO | NYISO_G-I | NEISO | 2035 | B12 | 200 | 0 | 600 | 0 | 0 | 0 | 0 | 0 | 0 | 0 | 0 | 0 | 0 | 0
NYISO_G-I_2_NEISO | NYISO_G-I | NEISO | 2035 | B13 | 600 | 0 | 600 | 0 | 0 | 0 | 0 | 0 | 0 | 0 | 0 | 0 | 0 | 0
NYISO_G-I_2_NEISO | NYISO_G-I | NEISO | 2035 | B14 | 900 | 0 | 600 | 0 | 0 | 0 | 0 | 0 | 0 | 0 | 0 | 0 | 0 | 0
NYISO_G-I_2_NEISO | NYISO_G-I | NEISO | 2035 | B15 | 1203 | 0 | 600 | 0 | 0 | 0 | 0 | 0 | 0 | 0 | 0 | 0 | 0 | 0
NYISO_G-I_2_NEISO | NYISO_G-I | NEISO | 2035 | B16 | 25 | 0 | 600 | 0 | 0 | 0 | 0 | 0 | 0 | 0 | 0 | 0 | 0 | 0
NYISO_G-I_2_NEISO | NYISO_G-I | NEISO | 2035 | B17 | 100 | 0 | 600 | 0 | 0 | 0 | 0 | 0 | 0 | 0 | 0 | 0 | 0 | 0
NYISO_G-I_2_NEISO | NYISO_G-I | NEISO | 2035 | B18 | 400 | 0 | 600 | 0 | 0 | 0 | 0 | 0 | 0 | 0 | 0 | 0 | 0 | 0
NYISO_G-I_2_NEISO | NYISO_G-I | NEISO | 2035 | B19 | 700 | 0 | 600 | 0 | 0 | 0 | 0 | 0 | 0 | 0 | 0 | 0 | 0 | 0
NYISO_G-I_2_NEISO | NYISO_G-I | NEISO | 2035 | B20 | 935 | 0 | 600 | 0 | 0 | 0 | 0 | 0 | 0 | 0 | 0 | 0 | 0 | 0
NYISO_G-I_2_NEISO | NYISO_G-I | NEISO | 2040 | B1 | 10 | 0 | 600 | 22.83 | 0 | 0 | 0 | 0 | 0 | 0 | 0 | 0 | 0 | 0
NYISO_G-I_2_NEISO | NYISO_G-I | NEISO | 2040 | B2 | 25 | 0 | 600 | 599.99 | 483.39 | 428.51 | 0 | 0 | 0 | 0 | 0 | 0 | 0 | 0
NYISO_G-I_2_NEISO | NYISO_G-I | NEISO | 2040 | B3 | 75 | 0 | 600 | 0 | 0 | 0 | 0 | 0 | 0 | 0 | 0 | 0 | 0 | 0
NYISO_G-I_2_NEISO | NYISO_G-I | NEISO | 2040 | B4 | 100 | 0 | 600 | 0 | 0 | 0 | 0 | 0 | 0 | 0 | 0 | 0 | 0 | 0
NYISO_G-I_2_NEISO | NYISO_G-I | NEISO | 2040 | B5 | 200 | 0 | 600 | 0 | 0 | 0 | 0 | 0 | 0 | 0 | 0 | 0 | 0 | 0
NYISO_G-I_2_NEISO | NYISO_G-I | NEISO | 2040 | B6 | 300 | 0 | 600 | 0 | 0 | 0 | 0 | 0 | 0 | 0 | 0 | 0 | 0 | 0
NYISO_G-I_2_NEISO | NYISO_G-I | NEISO | 2040 | B7 | 400 | 0 | 600 | 0 | 0 | 0 | 0 | 0 | 0 | 0 | 0 | 0 | 0 | 0
NYISO_G-I_2_NEISO | NYISO_G-I | NEISO | 2040 | B8 | 500 | 0 | 600 | 0 | 0 | 0 | 0 | 0 | 0 | 0 | 0 | 0 | 0 | 0
NYISO_G-I_2_NEISO | NYISO_G-I | NEISO | 2040 | B9 | 800 | 0 | 600 | 0 | 0 | 0 | 0 | 0 | 0 | 0 | 0 | 0 | 0 | 0
NYISO_G-I_2_NEISO | NYISO_G-I | NEISO | 2040 | B10 | 1262 | 0 | 600 | 0 | 0 | 403.55 | 0 | 0 | 0 | 0 | 0 | 0 | 0 | 0
NYISO_G-I_2_NEISO | NYISO_G-I | NEISO | 2040 | B11 | 25 | 0 | 600 | 0 | 0 | 0 | 0 | 0 | 0 | 0 | 0 | 0 | 0 | 0
NYISO_G-I_2_NEISO | NYISO_G-I | NEISO | 2040 | B12 | 200 | 0 | 600 | 0 | 0 | 0 | 0 | 0 | 0 | 0 | 0 | 0 | 0 | 0
NYISO_G-I_2_NEISO | NYISO_G-I | NEISO | 2040 | B13 | 600 | 0 | 600 | 0 | 0 | 0 | 0 | 0 | 0 | 0 | 0 | 0 | 0 | 0
NYISO_G-I_2_NEISO | NYISO_G-I | NEISO | 2040 | B14 | 900 | 0 | 600 | 0 | 0 | 0 | 0 | 0 | 0 | 0 | 0 | 0 | 0 | 0
NYISO_G-I_2_NEISO | NYISO_G-I | NEISO | 2040 | B15 | 1203 | 0 | 600 | 0 | 0 | 0 | 0 | 0 | 0 | 0 | 0 | 0 | 0 | 0
NYISO_G-I_2_NEISO | NYISO_G-I | NEISO | 2040 | B16 | 25 | 0 | 600 | 0 | 0 | 0 | 0 | 0 | 0 | 0 | 0 | 0 | 0 | 0
NYISO_G-I_2_NEISO | NYISO_G-I | NEISO | 2040 | B17 | 100 | 0 | 600 | 0 | 0 | 0 | 0 | 0 | 0 | 0 | 0 | 0 | 0 | 0
NYISO_G-I_2_NEISO | NYISO_G-I | NEISO | 2040 | B18 | 400 | 0 | 600 | 0 | 0 | 0 | 0 | 0 | 0 | 0 | 0 | 0 | 0 | 0
NYISO_G-I_2_NEISO | NYISO_G-I | NEISO | 2040 | B19 | 700 | 0 | 600 | 0 | 0 | 0 | 0 | 0 | 0 | 0 | 0 | 0 | 0 | 0
NYISO_G-I_2_NEISO | NYISO_G-I | NEISO | 2040 | B20 | 935 | 0 | 600 | 0 | 0 | 0 | 0 | 0 | 0 | 0 | 0 | 0 | 0 | 0
NYISO_G-I_2_NEISO | NYISO_G-I | NEISO | 2045 | B1 | 10 | 0 | 600 | 39.49 | 0 | 0 | 0 | 0 | 0 | 0 | 0 | 0 | 11.4219 | 3.8073
NYISO_G-I_2_NEISO | NYISO_G-I | NEISO | 2045 | B2 | 25 | 0 | 600 | 600 | 0 | 0 | 0 | 0 | 15.2292 | 0 | 0 | 15.2292 | 11.4219 | 3.8073
NYISO_G-I_2_NEISO | NYISO_G-I | NEISO | 2045 | B3 | 75 | 0 | 600 | 0 | 0 | 0 | 0 | 0 | 0 | 0 | 0 | 0 | 11.4219 | 3.8073
NYISO_G-I_2_NEISO | NYISO_G-I | NEISO | 2045 | B4 | 100 | 0 | 600 | 0 | 0 | 0 | 0 | 0 | 0 | 0 | 0 | 0 | 11.4219 | 3.8073
NYISO_G-I_2_NEISO | NYISO_G-I | NEISO | 2045 | B5 | 200 | 0 | 600 | 0 | 0 | 0 | 0 | 0 | 0 | 0 | 0 | 0 | 11.4219 | 3.8073
NYISO_G-I_2_NEISO | NYISO_G-I | NEISO | 2045 | B6 | 300 | 0 | 600 | 0 | 0 | 0 | 0 | 0 | 0 | 0 | 0 | 0 | 11.4219 | 3.8073
NYISO_G-I_2_NEISO | NYISO_G-I | NEISO | 2045 | B7 | 400 | 0 | 600 | 0 | 0 | 0 | 0 | 0 | 0 | 0 | 0 | 0 | 11.4219 | 3.8073
NYISO_G-I_2_NEISO | NYISO_G-I | NEISO | 2045 | B8 | 500 | 0 | 600 | 0 | 0 | 0 | 0 | 0 | 0 | 0 | 0 | 0 | 11.4219 | 3.8073
NYISO_G-I_2_NEISO | NYISO_G-I | NEISO | 2045 | B9 | 800 | 0 | 600 | 0 | 0 | 0 | 0 | 0 | 0 | 0 | 0 | 0 | 11.4219 | 3.8073
NYISO_G-I_2_NEISO | NYISO_G-I | NEISO | 2045 | B10 | 1262 | 0 | 600 | 0 | 0 | 488.48 | 0 | 0 | 0 | 0 | 0 | 0 | 11.4219 | 3.8073
NYISO_G-I_2_NEISO | NYISO_G-I | NEISO | 2045 | B11 | 25 | 0 | 600 | 0 | 0 | 0 | 0 | 0 | 0 | 0 | 0 | 0 | 11.4219 | 3.8073
NYISO_G-I_2_NEISO | NYISO_G-I | NEISO | 2045 | B12 | 200 | 0 | 600 | 0 | 0 | 0 | 0 | 0 | 0 | 0 | 0 | 0 | 11.4219 | 3.8073
NYISO_G-I_2_NEISO | NYISO_G-I | NEISO | 2045 | B13 | 600 | 0 | 600 | 0 | 0 | 0 | 0 | 0 | 0 | 0 | 0 | 0 | 11.4219 | 3.8073
NYISO_G-I_2_NEISO | NYISO_G-I | NEISO | 2045 | B14 | 900 | 0 | 600 | 0 | 0 | 0 | 0 | 0 | 0 | 0 | 0 | 0 | 11.4219 | 3.8073
NYISO_G-I_2_NEISO | NYISO_G-I | NEISO | 2045 | B15 | 1203 | 0 | 600 | 0 | 0 | 0 | 0 | 0 | 0 | 0 | 0 | 0 | 11.4219 | 3.8073
NYISO_G-I_2_NEISO | NYISO_G-I | NEISO | 2045 | B16 | 25 | 0 | 600 | 0 | 0 | 0 | 0 | 0 | 0 | 0 | 0 | 0 | 11.4219 | 3.8073
NYISO_G-I_2_NEISO | NYISO_G-I | NEISO | 2045 | B17 | 100 | 0 | 600 | 0 | 0 | 0 | 0 | 0 | 0 | 0 | 0 | 0 | 11.4219 | 3.8073
NYISO_G-I_2_NEISO | NYISO_G-I | NEISO | 2045 | B18 | 400 | 0 | 600 | 0 | 0 | 0 | 0 | 0 | 0 | 0 | 0 | 0 | 11.4219 | 3.8073
NYISO_G-I_2_NEISO | NYISO_G-I | NEISO | 2045 | B19 | 700 | 0 | 600 | 0 | 0 | 0 | 0 | 0 | 0 | 0 | 0 | 0 | 11.4219 | 3.8073
NYISO_G-I_2_NEISO | NYISO_G-I | NEISO | 2045 | B20 | 935 | 0 | 600 | 0 | 0 | 0 | 0 | 0 | 0 | 0 | 0 | 0 | 11.4219 | 3.8073
NYISO_G-I_2_NEISO | NYISO_G-I | NEISO | 2050 | B1 | 10 | 0 | 600 | 152.29 | 0 | 0 | 0 | 0 | 0 | 0 | 0 | 0 | 21.1901 | 7.0634
NYISO_G-I_2_NEISO | NYISO_G-I | NEISO | 2050 | B2 | 25 | 0 | 600 | 600 | 0 | 0 | 0 | 0 | 4.9973 | 0 | 0 | 0.059862 | 21.1901 | 7.0634
NYISO_G-I_2_NEISO | NYISO_G-I | NEISO | 2050 | B3 | 75 | 0 | 600 | 0 | 0 | 0 | 0 | 0 | 0 | 0 | 0 | 0 | 21.1901 | 7.0634
NYISO_G-I_2_NEISO | NYISO_G-I | NEISO | 2050 | B4 | 100 | 0 | 600 | 0 | 0 | 0 | 0 | 0 | 0 | 0 | 0 | 0 | 21.1901 | 7.0634
NYISO_G-I_2_NEISO | NYISO_G-I | NEISO | 2050 | B5 | 200 | 0 | 600 | 0 | 0 | 0 | 0 | 0 | 0 | 0 | 0 | 0 | 21.1901 | 7.0634
NYISO_G-I_2_NEISO | NYISO_G-I | NEISO | 2050 | B6 | 300 | 0 | 600 | 0 | 0 | 0 | 0 | 0 | 0 | 0 | 0 | 0 | 21.1901 | 7.0634
NYISO_G-I_2_NEISO | NYISO_G-I | NEISO | 2050 | B7 | 400 | 0 | 600 | 0 | 0 | 0 | 0 | 0 | 0 | 0 | 0 | 0 | 21.1901 | 7.0634
NYISO_G-I_2_NEISO | NYISO_G-I | NEISO | 2050 | B8 | 500 | 0 | 600 | 0 | 0 | 0 | 0 | 0 | 0 | 0 | 0 | 0 | 21.1901 | 7.0634
NYISO_G-I_2_NEISO | NYISO_G-I | NEISO | 2050 | B9 | 800 | 0 | 600 | 600 | 15.86 | 0 | 0 | 0 | 28.5355 | 0 | 0 | 10.9384 | 21.1901 | 7.0634
NYISO_G-I_2_NEISO | NYISO_G-I | NEISO | 2050 | B10 | 1262 | 0 | 600 | 600 | 600 | 167.02 | 0 | 0 | 28.5355 | 4.7361 | 0 | 17.2553 | 21.1901 | 7.0634
NYISO_G-I_2_NEISO | NYISO_G-I | NEISO | 2050 | B11 | 25 | 0 | 600 | 0 | 0 | 0 | 0 | 0 | 0 | 0 | 0 | 0 | 21.1901 | 7.0634
NYISO_G-I_2_NEISO | NYISO_G-I | NEISO | 2050 | B12 | 200 | 0 | 600 | 0 | 0 | 0 | 0 | 0 | 0 | 0 | 0 | 0 | 21.1901 | 7.0634
NYISO_G-I_2_NEISO | NYISO_G-I | NEISO | 2050 | B13 | 600 | 0 | 600 | 0 | 0 | 0 | 0 | 0 | 0 | 0 | 0 | 0 | 21.1901 | 7.0634
NYISO_G-I_2_NEISO | NYISO_G-I | NEISO | 2050 | B14 | 900 | 0 | 600 | 0 | 0 | 0 | 0 | 0 | 0 | 0 | 0 | 0 | 21.1901 | 7.0634
NYISO_G-I_2_NEISO | NYISO_G-I | NEISO | 2050 | B15 | 1203 | 0 | 600 | 0 | 0 | 0 | 0 | 0 | 0 | 0 | 0 | 0 | 21.1901 | 7.0634
NYISO_G-I_2_NEISO | NYISO_G-I | NEISO | 2050 | B16 | 25 | 0 | 600 | 0 | 0 | 0 | 0 | 0 | 0 | 0 | 0 | 0 | 21.1901 | 7.0634
NYISO_G-I_2_NEISO | NYISO_G-I | NEISO | 2050 | B17 | 100 | 0 | 600 | 0 | 0 | 0 | 0 | 0 | 0 | 0 | 0 | 0 | 21.1901 | 7.0634
NYISO_G-I_2_NEISO | NYISO_G-I | NEISO | 2050 | B18 | 400 | 0 | 600 | 0 | 0 | 0 | 0 | 0 | 0 | 0 | 0 | 0 | 21.1901 | 7.0634
NYISO_G-I_2_NEISO | NYISO_G-I | NEISO | 2050 | B19 | 700 | 0 | 600 | 0 | 0 | 0 | 0 | 0 | 0 | 0 | 0 | 0 | 21.1901 | 7.0634
NYISO_G-I_2_NEISO | NYISO_G-I | NEISO | 2050 | B20 | 935 | 0 | 600 | 0 | 0 | 0 | 0 | 0 | 0 | 0 | 0 | 0 | 21.1901 | 7.0634
NYISO_G-I_2_NYISO_A-F | NYISO_G-I | NYISO_A-F | 2015 | B1 | 10 | 0 | 1999 | 0 | 0 | 0 | 0 | 0 | 0 | 0 | 0 | 0 | 0 | 0
NYISO_G-I_2_NYISO_A-F | NYISO_G-I | NYISO_A-F | 2015 | B2 | 25 | 0 | 1999 | 0 | 0 | 0 | 0 | 0 | 0 | 0 | 0 | 0 | 0 | 0
NYISO_G-I_2_NYISO_A-F | NYISO_G-I | NYISO_A-F | 2015 | B3 | 75 | 0 | 1999 | 0 | 0 | 0 | 0 | 0 | 0 | 0 | 0 | 0 | 0 | 0
NYISO_G-I_2_NYISO_A-F | NYISO_G-I | NYISO_A-F | 2015 | B4 | 100 | 0 | 1999 | 0 | 0 | 0 | 0 | 0 | 0 | 0 | 0 | 0 | 0 | 0
NYISO_G-I_2_NYISO_A-F | NYISO_G-I | NYISO_A-F | 2015 | B5 | 200 | 0 | 1999 | 0 | 0 | 0 | 0 | 0 | 0 | 0 | 0 | 0 | 0 | 0
NYISO_G-I_2_NYISO_A-F | NYISO_G-I | NYISO_A-F | 2015 | B6 | 300 | 0 | 1999 | 0 | 0 | 0 | 0 | 0 | 0 | 0 | 0 | 0 | 0 | 0
NYISO_G-I_2_NYISO_A-F | NYISO_G-I | NYISO_A-F | 2015 | B7 | 400 | 0 | 1999 | 0 | 0 | 0 | 0 | 0 | 0 | 0 | 0 | 0 | 0 | 0
NYISO_G-I_2_NYISO_A-F | NYISO_G-I | NYISO_A-F | 2015 | B8 | 500 | 0 | 1999 | 0 | 0 | 0 | 0 | 0 | 0 | 0 | 0 | 0 | 0 | 0
NYISO_G-I_2_NYISO_A-F | NYISO_G-I | NYISO_A-F | 2015 | B9 | 800 | 0 | 1999 | 0 | 0 | 0 | 0 | 0 | 0 | 0 | 0 | 0 | 0 | 0
NYISO_G-I_2_NYISO_A-F | NYISO_G-I | NYISO_A-F | 2015 | B10 | 1262 | 0 | 1999 | 0 | 0 | 0 | 0 | 0 | 0 | 0 | 0 | 0 | 0 | 0
NYISO_G-I_2_NYISO_A-F | NYISO_G-I | NYISO_A-F | 2015 | B11 | 25 | 0 | 1999 | 0 | 0 | 0 | 0 | 0 | 0 | 0 | 0 | 0 | 0 | 0
NYISO_G-I_2_NYISO_A-F | NYISO_G-I | NYISO_A-F | 2015 | B12 | 200 | 0 | 1999 | 0 | 0 | 0 | 0 | 0 | 0 | 0 | 0 | 0 | 0 | 0
NYISO_G-I_2_NYISO_A-F | NYISO_G-I | NYISO_A-F | 2015 | B13 | 600 | 0 | 1999 | 0 | 0 | 0 | 0 | 0 | 0 | 0 | 0 | 0 | 0 | 0
NYISO_G-I_2_NYISO_A-F | NYISO_G-I | NYISO_A-F | 2015 | B14 | 900 | 0 | 1999 | 0 | 0 | 0 | 0 | 0 | 0 | 0 | 0 | 0 | 0 | 0
NYISO_G-I_2_NYISO_A-F | NYISO_G-I | NYISO_A-F | 2015 | B15 | 1203 | 0 | 1999 | 0 | 0 | 0 | 0 | 0 | 0 | 0 | 0 | 0 | 0 | 0
NYISO_G-I_2_NYISO_A-F | NYISO_G-I | NYISO_A-F | 2015 | B16 | 25 | 0 | 1999 | 0 | 0 | 0 | 0 | 0 | 0 | 0 | 0 | 0 | 0 | 0
NYISO_G-I_2_NYISO_A-F | NYISO_G-I | NYISO_A-F | 2015 | B17 | 100 | 0 | 1999 | 0 | 0 | 0 | 0 | 0 | 0 | 0 | 0 | 0 | 0 | 0
NYISO_G-I_2_NYISO_A-F | NYISO_G-I | NYISO_A-F | 2015 | B18 | 400 | 0 | 1999 | 0 | 0 | 0 | 0 | 0 | 0 | 0 | 0 | 0 | 0 | 0
NYISO_G-I_2_NYISO_A-F | NYISO_G-I | NYISO_A-F | 2015 | B19 | 700 | 0 | 1999 | 0 | 0 | 0 | 0 | 0 | 0 | 0 | 0 | 0 | 0 | 0
NYISO_G-I_2_NYISO_A-F | NYISO_G-I | NYISO_A-F | 2015 | B20 | 935 | 0 | 1999 | 0 | 0 | 0 | 0 | 0 | 0 | 0 | 0 | 0 | 0 | 0
NYISO_G-I_2_NYISO_A-F | NYISO_G-I | NYISO_A-F | 2020 | B1 | 10 | 0 | 1999 | 0 | 0 | 0 | 0 | 0 | 0 | 0 | 0 | 0 | 0 | 0
NYISO_G-I_2_NYISO_A-F | NYISO_G-I | NYISO_A-F | 2020 | B2 | 25 | 0 | 1999 | 0 | 0 | 0 | 0 | 0 | 0 | 0 | 0 | 0 | 0 | 0
NYISO_G-I_2_NYISO_A-F | NYISO_G-I | NYISO_A-F | 2020 | B3 | 75 | 0 | 1999 | 0 | 0 | 0 | 0 | 0 | 0 | 0 | 0 | 0 | 0 | 0
NYISO_G-I_2_NYISO_A-F | NYISO_G-I | NYISO_A-F | 2020 | B4 | 100 | 0 | 1999 | 0 | 0 | 0 | 0 | 0 | 0 | 0 | 0 | 0 | 0 | 0
NYISO_G-I_2_NYISO_A-F | NYISO_G-I | NYISO_A-F | 2020 | B5 | 200 | 0 | 1999 | 0 | 0 | 0 | 0 | 0 | 0 | 0 | 0 | 0 | 0 | 0
NYISO_G-I_2_NYISO_A-F | NYISO_G-I | NYISO_A-F | 2020 | B6 | 300 | 0 | 1999 | 0 | 0 | 0 | 0 | 0 | 0 | 0 | 0 | 0 | 0 | 0
NYISO_G-I_2_NYISO_A-F | NYISO_G-I | NYISO_A-F | 2020 | B7 | 400 | 0 | 1999 | 0 | 0 | 0 | 0 | 0 | 0 | 0 | 0 | 0 | 0 | 0
NYISO_G-I_2_NYISO_A-F | NYISO_G-I | NYISO_A-F | 2020 | B8 | 500 | 0 | 1999 | 0 | 0 | 0 | 0 | 0 | 0 | 0 | 0 | 0 | 0 | 0
NYISO_G-I_2_NYISO_A-F | NYISO_G-I | NYISO_A-F | 2020 | B9 | 800 | 0 | 1999 | 0 | 0 | 0 | 0 | 0 | 0 | 0 | 0 | 0 | 0 | 0
NYISO_G-I_2_NYISO_A-F | NYISO_G-I | NYISO_A-F | 2020 | B10 | 1262 | 0 | 1999 | 0 | 0 | 0 | 0 | 0 | 0 | 0 | 0 | 0 | 0 | 0
NYISO_G-I_2_NYISO_A-F | NYISO_G-I | NYISO_A-F | 2020 | B11 | 25 | 0 | 1999 | 0 | 0 | 0 | 0 | 0 | 0 | 0 | 0 | 0 | 0 | 0
NYISO_G-I_2_NYISO_A-F | NYISO_G-I | NYISO_A-F | 2020 | B12 | 200 | 0 | 1999 | 0 | 0 | 0 | 0 | 0 | 0 | 0 | 0 | 0 | 0 | 0
NYISO_G-I_2_NYISO_A-F | NYISO_G-I | NYISO_A-F | 2020 | B13 | 600 | 0 | 1999 | 0 | 0 | 0 | 0 | 0 | 0 | 0 | 0 | 0 | 0 | 0
NYISO_G-I_2_NYISO_A-F | NYISO_G-I | NYISO_A-F | 2020 | B14 | 900 | 0 | 1999 | 0 | 0 | 0 | 0 | 0 | 0 | 0 | 0 | 0 | 0 | 0
NYISO_G-I_2_NYISO_A-F | NYISO_G-I | NYISO_A-F | 2020 | B15 | 1203 | 0 | 1999 | 0 | 0 | 0 | 0 | 0 | 0 | 0 | 0 | 0 | 0 | 0
NYISO_G-I_2_NYISO_A-F | NYISO_G-I | NYISO_A-F | 2020 | B16 | 25 | 0 | 1999 | 0 | 0 | 0 | 0 | 0 | 0 | 0 | 0 | 0 | 0 | 0
NYISO_G-I_2_NYISO_A-F | NYISO_G-I | NYISO_A-F | 2020 | B17 | 100 | 0 | 1999 | 0 | 0 | 0 | 0 | 0 | 0 | 0 | 0 | 0 | 0 | 0
NYISO_G-I_2_NYISO_A-F | NYISO_G-I | NYISO_A-F | 2020 | B18 | 400 | 0 | 1999 | 0 | 0 | 0 | 0 | 0 | 0 | 0 | 0 | 0 | 0 | 0
NYISO_G-I_2_NYISO_A-F | NYISO_G-I | NYISO_A-F | 2020 | B19 | 700 | 0 | 1999 | 0 | 0 | 0 | 0 | 0 | 0 | 0 | 0 | 0 | 0 | 0
NYISO_G-I_2_NYISO_A-F | NYISO_G-I | NYISO_A-F | 2020 | B20 | 935 | 0 | 1999 | 0 | 0 | 0 | 0 | 0 | 0 | 0 | 0 | 0 | 0 | 0
NYISO_G-I_2_NYISO_A-F | NYISO_G-I | NYISO_A-F | 2025 | B1 | 10 | 0 | 1999 | 0 | 0 | 0 | 0 | 0 | 0 | 0 | 0 | 0 | 0 | 0
NYISO_G-I_2_NYISO_A-F | NYISO_G-I | NYISO_A-F | 2025 | B2 | 25 | 0 | 1999 | 0 | 0 | 0 | 0 | 0 | 0 | 0 | 0 | 0 | 0 | 0
NYISO_G-I_2_NYISO_A-F | NYISO_G-I | NYISO_A-F | 2025 | B3 | 75 | 0 | 1999 | 0 | 0 | 0 | 0 | 0 | 0 | 0 | 0 | 0 | 0 | 0
NYISO_G-I_2_NYISO_A-F | NYISO_G-I | NYISO_A-F | 2025 | B4 | 100 | 0 | 1999 | 0 | 0 | 0 | 0 | 0 | 0 | 0 | 0 | 0 | 0 | 0
NYISO_G-I_2_NYISO_A-F | NYISO_G-I | NYISO_A-F | 2025 | B5 | 200 | 0 | 1999 | 0 | 0 | 0 | 0 | 0 | 0 | 0 | 0 | 0 | 0 | 0
NYISO_G-I_2_NYISO_A-F | NYISO_G-I | NYISO_A-F | 2025 | B6 | 300 | 0 | 1999 | 0 | 0 | 0 | 0 | 0 | 0 | 0 | 0 | 0 | 0 | 0
NYISO_G-I_2_NYISO_A-F | NYISO_G-I | NYISO_A-F | 2025 | B7 | 400 | 0 | 1999 | 0 | 0 | 0 | 0 | 0 | 0 | 0 | 0 | 0 | 0 | 0
NYISO_G-I_2_NYISO_A-F | NYISO_G-I | NYISO_A-F | 2025 | B8 | 500 | 0 | 1999 | 0 | 0 | 0 | 0 | 0 | 0 | 0 | 0 | 0 | 0 | 0
NYISO_G-I_2_NYISO_A-F | NYISO_G-I | NYISO_A-F | 2025 | B9 | 800 | 0 | 1999 | 0 | 0 | 0 | 0 | 0 | 0 | 0 | 0 | 0 | 0 | 0
NYISO_G-I_2_NYISO_A-F | NYISO_G-I | NYISO_A-F | 2025 | B10 | 1262 | 0 | 1999 | 0 | 0 | 0 | 0 | 0 | 0 | 0 | 0 | 0 | 0 | 0
NYISO_G-I_2_NYISO_A-F | NYISO_G-I | NYISO_A-F | 2025 | B11 | 25 | 0 | 1999 | 0 | 0 | 0 | 0 | 0 | 0 | 0 | 0 | 0 | 0 | 0
NYISO_G-I_2_NYISO_A-F | NYISO_G-I | NYISO_A-F | 2025 | B12 | 200 | 0 | 1999 | 0 | 0 | 0 | 0 | 0 | 0 | 0 | 0 | 0 | 0 | 0
NYISO_G-I_2_NYISO_A-F | NYISO_G-I | NYISO_A-F | 2025 | B13 | 600 | 0 | 1999 | 0 | 0 | 0 | 0 | 0 | 0 | 0 | 0 | 0 | 0 | 0
NYISO_G-I_2_NYISO_A-F | NYISO_G-I | NYISO_A-F | 2025 | B14 | 900 | 0 | 1999 | 0 | 0 | 0 | 0 | 0 | 0 | 0 | 0 | 0 | 0 | 0
NYISO_G-I_2_NYISO_A-F | NYISO_G-I | NYISO_A-F | 2025 | B15 | 1203 | 0 | 1999 | 0 | 0 | 0 | 0 | 0 | 0 | 0 | 0 | 0 | 0 | 0
NYISO_G-I_2_NYISO_A-F | NYISO_G-I | NYISO_A-F | 2025 | B16 | 25 | 0 | 1999 | 0 | 0 | 0 | 0 | 0 | 0 | 0 | 0 | 0 | 0 | 0
NYISO_G-I_2_NYISO_A-F | NYISO_G-I | NYISO_A-F | 2025 | B17 | 100 | 0 | 1999 | 0 | 0 | 0 | 0 | 0 | 0 | 0 | 0 | 0 | 0 | 0
NYISO_G-I_2_NYISO_A-F | NYISO_G-I | NYISO_A-F | 2025 | B18 | 400 | 0 | 1999 | 0 | 0 | 0 | 0 | 0 | 0 | 0 | 0 | 0 | 0 | 0
NYISO_G-I_2_NYISO_A-F | NYISO_G-I | NYISO_A-F | 2025 | B19 | 700 | 0 | 1999 | 0 | 0 | 0 | 0 | 0 | 0 | 0 | 0 | 0 | 0 | 0
NYISO_G-I_2_NYISO_A-F | NYISO_G-I | NYISO_A-F | 2025 | B20 | 935 | 0 | 1999 | 0 | 0 | 0 | 0 | 0 | 0 | 0 | 0 | 0 | 0 | 0
NYISO_G-I_2_NYISO_A-F | NYISO_G-I | NYISO_A-F | 2030 | B1 | 10 | 0 | 1999 | 0 | 0 | 0 | 0 | 0 | 0 | 0 | 0 | 0 | 0 | 0
NYISO_G-I_2_NYISO_A-F | NYISO_G-I | NYISO_A-F | 2030 | B2 | 25 | 0 | 1999 | 0 | 0 | 0 | 0 | 0 | 0 | 0 | 0 | 0 | 0 | 0
NYISO_G-I_2_NYISO_A-F | NYISO_G-I | NYISO_A-F | 2030 | B3 | 75 | 0 | 1999 | 0 | 0 | 0 | 0 | 0 | 0 | 0 | 0 | 0 | 0 | 0
NYISO_G-I_2_NYISO_A-F | NYISO_G-I | NYISO_A-F | 2030 | B4 | 100 | 0 | 1999 | 0 | 0 | 0 | 0 | 0 | 0 | 0 | 0 | 0 | 0 | 0
NYISO_G-I_2_NYISO_A-F | NYISO_G-I | NYISO_A-F | 2030 | B5 | 200 | 0 | 1999 | 0 | 0 | 0 | 0 | 0 | 0 | 0 | 0 | 0 | 0 | 0
NYISO_G-I_2_NYISO_A-F | NYISO_G-I | NYISO_A-F | 2030 | B6 | 300 | 0 | 1999 | 0 | 0 | 0 | 0 | 0 | 0 | 0 | 0 | 0 | 0 | 0
NYISO_G-I_2_NYISO_A-F | NYISO_G-I | NYISO_A-F | 2030 | B7 | 400 | 0 | 1999 | 0 | 0 | 0 | 0 | 0 | 0 | 0 | 0 | 0 | 0 | 0
NYISO_G-I_2_NYISO_A-F | NYISO_G-I | NYISO_A-F | 2030 | B8 | 500 | 0 | 1999 | 0 | 0 | 0 | 0 | 0 | 0 | 0 | 0 | 0 | 0 | 0
NYISO_G-I_2_NYISO_A-F | NYISO_G-I | NYISO_A-F | 2030 | B9 | 800 | 0 | 1999 | 0 | 0 | 0 | 0 | 0 | 0 | 0 | 0 | 0 | 0 | 0
NYISO_G-I_2_NYISO_A-F | NYISO_G-I | NYISO_A-F | 2030 | B10 | 1262 | 0 | 1999 | 0 | 0 | 0 | 0 | 0 | 0 | 0 | 0 | 0 | 0 | 0
NYISO_G-I_2_NYISO_A-F | NYISO_G-I | NYISO_A-F | 2030 | B11 | 25 | 0 | 1999 | 0 | 0 | 0 | 0 | 0 | 0 | 0 | 0 | 0 | 0 | 0
NYISO_G-I_2_NYISO_A-F | NYISO_G-I | NYISO_A-F | 2030 | B12 | 200 | 0 | 1999 | 0 | 0 | 0 | 0 | 0 | 0 | 0 | 0 | 0 | 0 | 0
NYISO_G-I_2_NYISO_A-F | NYISO_G-I | NYISO_A-F | 2030 | B13 | 600 | 0 | 1999 | 0 | 0 | 0 | 0 | 0 | 0 | 0 | 0 | 0 | 0 | 0
NYISO_G-I_2_NYISO_A-F | NYISO_G-I | NYISO_A-F | 2030 | B14 | 900 | 0 | 1999 | 0 | 0 | 0 | 0 | 0 | 0 | 0 | 0 | 0 | 0 | 0
NYISO_G-I_2_NYISO_A-F | NYISO_G-I | NYISO_A-F | 2030 | B15 | 1203 | 0 | 1999 | 0 | 0 | 0 | 0 | 0 | 0 | 0 | 0 | 0 | 0 | 0
NYISO_G-I_2_NYISO_A-F | NYISO_G-I | NYISO_A-F | 2030 | B16 | 25 | 0 | 1999 | 0 | 0 | 0 | 0 | 0 | 0 | 0 | 0 | 0 | 0 | 0
NYISO_G-I_2_NYISO_A-F | NYISO_G-I | NYISO_A-F | 2030 | B17 | 100 | 0 | 1999 | 0 | 0 | 0 | 0 | 0 | 0 | 0 | 0 | 0 | 0 | 0
NYISO_G-I_2_NYISO_A-F | NYISO_G-I | NYISO_A-F | 2030 | B18 | 400 | 0 | 1999 | 0 | 0 | 0 | 0 | 0 | 0 | 0 | 0 | 0 | 0 | 0
NYISO_G-I_2_NYISO_A-F | NYISO_G-I | NYISO_A-F | 2030 | B19 | 700 | 0 | 1999 | 0 | 0 | 0 | 0 | 0 | 0 | 0 | 0 | 0 | 0 | 0
NYISO_G-I_2_NYISO_A-F | NYISO_G-I | NYISO_A-F | 2030 | B20 | 935 | 0 | 1999 | 0 | 0 | 0 | 0 | 0 | 0 | 0 | 0 | 0 | 0 | 0
NYISO_G-I_2_NYISO_A-F | NYISO_G-I | NYISO_A-F | 2035 | B1 | 10 | 0 | 1999 | 0 | 0 | 0 | 0 | 0 | 0 | 0 | 0 | 0 | 0 | 0
NYISO_G-I_2_NYISO_A-F | NYISO_G-I | NYISO_A-F | 2035 | B2 | 25 | 0 | 1999 | 0 | 0 | 0 | 0 | 0 | 0 | 0 | 0 | 0 | 0 | 0
NYISO_G-I_2_NYISO_A-F | NYISO_G-I | NYISO_A-F | 2035 | B3 | 75 | 0 | 1999 | 0 | 0 | 0 | 0 | 0 | 0 | 0 | 0 | 0 | 0 | 0
NYISO_G-I_2_NYISO_A-F | NYISO_G-I | NYISO_A-F | 2035 | B4 | 100 | 0 | 1999 | 0 | 0 | 0 | 0 | 0 | 0 | 0 | 0 | 0 | 0 | 0
NYISO_G-I_2_NYISO_A-F | NYISO_G-I | NYISO_A-F | 2035 | B5 | 200 | 0 | 1999 | 0 | 0 | 0 | 0 | 0 | 0 | 0 | 0 | 0 | 0 | 0
NYISO_G-I_2_NYISO_A-F | NYISO_G-I | NYISO_A-F | 2035 | B6 | 300 | 0 | 1999 | 0 | 0 | 0 | 0 | 0 | 0 | 0 | 0 | 0 | 0 | 0
NYISO_G-I_2_NYISO_A-F | NYISO_G-I | NYISO_A-F | 2035 | B7 | 400 | 0 | 1999 | 0 | 0 | 0 | 0 | 0 | 0 | 0 | 0 | 0 | 0 | 0
NYISO_G-I_2_NYISO_A-F | NYISO_G-I | NYISO_A-F | 2035 | B8 | 500 | 0 | 1999 | 0 | 0 | 0 | 0 | 0 | 0 | 0 | 0 | 0 | 0 | 0
NYISO_G-I_2_NYISO_A-F | NYISO_G-I | NYISO_A-F | 2035 | B9 | 800 | 0 | 1999 | 0 | 0 | 0 | 0 | 0 | 0 | 0 | 0 | 0 | 0 | 0
NYISO_G-I_2_NYISO_A-F | NYISO_G-I | NYISO_A-F | 2035 | B10 | 1262 | 0 | 1999 | 0 | 0 | 0 | 0 | 0 | 0 | 0 | 0 | 0 | 0 | 0
NYISO_G-I_2_NYISO_A-F | NYISO_G-I | NYISO_A-F | 2035 | B11 | 25 | 0 | 1999 | 0 | 0 | 0 | 0 | 0 | 0 | 0 | 0 | 0 | 0 | 0
NYISO_G-I_2_NYISO_A-F | NYISO_G-I | NYISO_A-F | 2035 | B12 | 200 | 0 | 1999 | 0 | 0 | 0 | 0 | 0 | 0 | 0 | 0 | 0 | 0 | 0
NYISO_G-I_2_NYISO_A-F | NYISO_G-I | NYISO_A-F | 2035 | B13 | 600 | 0 | 1999 | 0 | 0 | 0 | 0 | 0 | 0 | 0 | 0 | 0 | 0 | 0
NYISO_G-I_2_NYISO_A-F | NYISO_G-I | NYISO_A-F | 2035 | B14 | 900 | 0 | 1999 | 0 | 0 | 0 | 0 | 0 | 0 | 0 | 0 | 0 | 0 | 0
NYISO_G-I_2_NYISO_A-F | NYISO_G-I | NYISO_A-F | 2035 | B15 | 1203 | 0 | 1999 | 0 | 0 | 0 | 0 | 0 | 0 | 0 | 0 | 0 | 0 | 0
NYISO_G-I_2_NYISO_A-F | NYISO_G-I | NYISO_A-F | 2035 | B16 | 25 | 0 | 1999 | 0 | 0 | 0 | 0 | 0 | 0 | 0 | 0 | 0 | 0 | 0
NYISO_G-I_2_NYISO_A-F | NYISO_G-I | NYISO_A-F | 2035 | B17 | 100 | 0 | 1999 | 0 | 0 | 0 | 0 | 0 | 0 | 0 | 0 | 0 | 0 | 0
NYISO_G-I_2_NYISO_A-F | NYISO_G-I | NYISO_A-F | 2035 | B18 | 400 | 0 | 1999 | 0 | 0 | 0 | 0 | 0 | 0 | 0 | 0 | 0 | 0 | 0
NYISO_G-I_2_NYISO_A-F | NYISO_G-I | NYISO_A-F | 2035 | B19 | 700 | 0 | 1999 | 0 | 0 | 0 | 0 | 0 | 0 | 0 | 0 | 0 | 0 | 0
NYISO_G-I_2_NYISO_A-F | NYISO_G-I | NYISO_A-F | 2035 | B20 | 935 | 0 | 1999 | 0 | 0 | 0 | 0 | 0 | 0 | 0 | 0 | 0 | 0 | 0
NYISO_G-I_2_NYISO_A-F | NYISO_G-I | NYISO_A-F | 2040 | B1 | 10 | 0 | 1999 | 0 | 0 | 0 | 0 | 0 | 0 | 0 | 0 | 0 | 0 | 0
NYISO_G-I_2_NYISO_A-F | NYISO_G-I | NYISO_A-F | 2040 | B2 | 25 | 0 | 1999 | 0 | 0 | 0 | 0 | 0 | 0 | 0 | 0 | 0 | 0 | 0
NYISO_G-I_2_NYISO_A-F | NYISO_G-I | NYISO_A-F | 2040 | B3 | 75 | 0 | 1999 | 0 | 0 | 0 | 0 | 0 | 0 | 0 | 0 | 0 | 0 | 0
NYISO_G-I_2_NYISO_A-F | NYISO_G-I | NYISO_A-F | 2040 | B4 | 100 | 0 | 1999 | 0 | 0 | 0 | 0 | 0 | 0 | 0 | 0 | 0 | 0 | 0
NYISO_G-I_2_NYISO_A-F | NYISO_G-I | NYISO_A-F | 2040 | B5 | 200 | 0 | 1999 | 0 | 0 | 0 | 0 | 0 | 0 | 0 | 0 | 0 | 0 | 0
NYISO_G-I_2_NYISO_A-F | NYISO_G-I | NYISO_A-F | 2040 | B6 | 300 | 0 | 1999 | 0 | 0 | 0 | 0 | 0 | 0 | 0 | 0 | 0 | 0 | 0
NYISO_G-I_2_NYISO_A-F | NYISO_G-I | NYISO_A-F | 2040 | B7 | 400 | 0 | 1999 | 0 | 0 | 0 | 0 | 0 | 0 | 0 | 0 | 0 | 0 | 0
NYISO_G-I_2_NYISO_A-F | NYISO_G-I | NYISO_A-F | 2040 | B8 | 500 | 0 | 1999 | 0 | 0 | 0 | 0 | 0 | 0 | 0 | 0 | 0 | 0 | 0
NYISO_G-I_2_NYISO_A-F | NYISO_G-I | NYISO_A-F | 2040 | B9 | 800 | 0 | 1999 | 0 | 0 | 0 | 0 | 0 | 0 | 0 | 0 | 0 | 0 | 0
NYISO_G-I_2_NYISO_A-F | NYISO_G-I | NYISO_A-F | 2040 | B10 | 1262 | 0 | 1999 | 0 | 0 | 0 | 0 | 0 | 0 | 0 | 0 | 0 | 0 | 0
NYISO_G-I_2_NYISO_A-F | NYISO_G-I | NYISO_A-F | 2040 | B11 | 25 | 0 | 1999 | 0 | 0 | 0 | 0 | 0 | 0 | 0 | 0 | 0 | 0 | 0
NYISO_G-I_2_NYISO_A-F | NYISO_G-I | NYISO_A-F | 2040 | B12 | 200 | 0 | 1999 | 0 | 0 | 0 | 0 | 0 | 0 | 0 | 0 | 0 | 0 | 0
NYISO_G-I_2_NYISO_A-F | NYISO_G-I | NYISO_A-F | 2040 | B13 | 600 | 0 | 1999 | 0 | 0 | 0 | 0 | 0 | 0 | 0 | 0 | 0 | 0 | 0
NYISO_G-I_2_NYISO_A-F | NYISO_G-I | NYISO_A-F | 2040 | B14 | 900 | 0 | 1999 | 0 | 0 | 0 | 0 | 0 | 0 | 0 | 0 | 0 | 0 | 0
NYISO_G-I_2_NYISO_A-F | NYISO_G-I | NYISO_A-F | 2040 | B15 | 1203 | 0 | 1999 | 0 | 0 | 0 | 0 | 0 | 0 | 0 | 0 | 0 | 0 | 0
NYISO_G-I_2_NYISO_A-F | NYISO_G-I | NYISO_A-F | 2040 | B16 | 25 | 0 | 1999 | 0 | 0 | 0 | 0 | 0 | 0 | 0 | 0 | 0 | 0 | 0
NYISO_G-I_2_NYISO_A-F | NYISO_G-I | NYISO_A-F | 2040 | B17 | 100 | 0 | 1999 | 0 | 0 | 0 | 0 | 0 | 0 | 0 | 0 | 0 | 0 | 0
NYISO_G-I_2_NYISO_A-F | NYISO_G-I | NYISO_A-F | 2040 | B18 | 400 | 0 | 1999 | 0 | 0 | 0 | 0 | 0 | 0 | 0 | 0 | 0 | 0 | 0
NYISO_G-I_2_NYISO_A-F | NYISO_G-I | NYISO_A-F | 2040 | B19 | 700 | 0 | 1999 | 0 | 0 | 0 | 0 | 0 | 0 | 0 | 0 | 0 | 0 | 0
NYISO_G-I_2_NYISO_A-F | NYISO_G-I | NYISO_A-F | 2040 | B20 | 935 | 0 | 1999 | 0 | 0 | 0 | 0 | 0 | 0 | 0 | 0 | 0 | 0 | 0
NYISO_G-I_2_NYISO_A-F | NYISO_G-I | NYISO_A-F | 2045 | B1 | 10 | 0 | 1999 | 0 | 0 | 0 | 0 | 0 | 0 | 0 | 0 | 0 | 0 | 0
NYISO_G-I_2_NYISO_A-F | NYISO_G-I | NYISO_A-F | 2045 | B2 | 25 | 0 | 1999 | 0 | 0 | 0 | 0 | 0 | 0 | 0 | 0 | 0 | 0 | 0
NYISO_G-I_2_NYISO_A-F | NYISO_G-I | NYISO_A-F | 2045 | B3 | 75 | 0 | 1999 | 0 | 0 | 0 | 0 | 0 | 0 | 0 | 0 | 0 | 0 | 0
NYISO_G-I_2_NYISO_A-F | NYISO_G-I | NYISO_A-F | 2045 | B4 | 100 | 0 | 1999 | 0 | 0 | 0 | 0 | 0 | 0 | 0 | 0 | 0 | 0 | 0
NYISO_G-I_2_NYISO_A-F | NYISO_G-I | NYISO_A-F | 2045 | B5 | 200 | 0 | 1999 | 0 | 0 | 0 | 0 | 0 | 0 | 0 | 0 | 0 | 0 | 0
NYISO_G-I_2_NYISO_A-F | NYISO_G-I | NYISO_A-F | 2045 | B6 | 300 | 0 | 1999 | 0 | 0 | 0 | 0 | 0 | 0 | 0 | 0 | 0 | 0 | 0
NYISO_G-I_2_NYISO_A-F | NYISO_G-I | NYISO_A-F | 2045 | B7 | 400 | 0 | 1999 | 0 | 0 | 0 | 0 | 0 | 0 | 0 | 0 | 0 | 0 | 0
NYISO_G-I_2_NYISO_A-F | NYISO_G-I | NYISO_A-F | 2045 | B8 | 500 | 0 | 1999 | 0 | 0 | 0 | 0 | 0 | 0 | 0 | 0 | 0 | 0 | 0
NYISO_G-I_2_NYISO_A-F | NYISO_G-I | NYISO_A-F | 2045 | B9 | 800 | 0 | 1999 | 0 | 0 | 0 | 0 | 0 | 0 | 0 | 0 | 0 | 0 | 0
NYISO_G-I_2_NYISO_A-F | NYISO_G-I | NYISO_A-F | 2045 | B10 | 1262 | 0 | 1999 | 0 | 0 | 0 | 0 | 0 | 0 | 0 | 0 | 0 | 0 | 0
NYISO_G-I_2_NYISO_A-F | NYISO_G-I | NYISO_A-F | 2045 | B11 | 25 | 0 | 1999 | 0 | 0 | 0 | 0 | 0 | 0 | 0 | 0 | 0 | 0 | 0
NYISO_G-I_2_NYISO_A-F | NYISO_G-I | NYISO_A-F | 2045 | B12 | 200 | 0 | 1999 | 0 | 0 | 0 | 0 | 0 | 0 | 0 | 0 | 0 | 0 | 0
NYISO_G-I_2_NYISO_A-F | NYISO_G-I | NYISO_A-F | 2045 | B13 | 600 | 0 | 1999 | 0 | 0 | 0 | 0 | 0 | 0 | 0 | 0 | 0 | 0 | 0
NYISO_G-I_2_NYISO_A-F | NYISO_G-I | NYISO_A-F | 2045 | B14 | 900 | 0 | 1999 | 0 | 0 | 0 | 0 | 0 | 0 | 0 | 0 | 0 | 0 | 0
NYISO_G-I_2_NYISO_A-F | NYISO_G-I | NYISO_A-F | 2045 | B15 | 1203 | 0 | 1999 | 0 | 0 | 0 | 0 | 0 | 0 | 0 | 0 | 0 | 0 | 0
NYISO_G-I_2_NYISO_A-F | NYISO_G-I | NYISO_A-F | 2045 | B16 | 25 | 0 | 1999 | 0 | 0 | 0 | 0 | 0 | 0 | 0 | 0 | 0 | 0 | 0
NYISO_G-I_2_NYISO_A-F | NYISO_G-I | NYISO_A-F | 2045 | B17 | 100 | 0 | 1999 | 0 | 0 | 0 | 0 | 0 | 0 | 0 | 0 | 0 | 0 | 0
NYISO_G-I_2_NYISO_A-F | NYISO_G-I | NYISO_A-F | 2045 | B18 | 400 | 0 | 1999 | 0 | 0 | 0 | 0 | 0 | 0 | 0 | 0 | 0 | 0 | 0
NYISO_G-I_2_NYISO_A-F | NYISO_G-I | NYISO_A-F | 2045 | B19 | 700 | 0 | 1999 | 0 | 0 | 0 | 0 | 0 | 0 | 0 | 0 | 0 | 0 | 0
NYISO_G-I_2_NYISO_A-F | NYISO_G-I | NYISO_A-F | 2045 | B20 | 935 | 0 | 1999 | 0 | 0 | 0 | 0 | 0 | 0 | 0 | 0 | 0 | 0 | 0
NYISO_G-I_2_NYISO_A-F | NYISO_G-I | NYISO_A-F | 2050 | B1 | 10 | 0 | 1999 | 0 | 0 | 0 | 0 | 0 | 0 | 0 | 0 | 0 | 0 | 0
NYISO_G-I_2_NYISO_A-F | NYISO_G-I | NYISO_A-F | 2050 | B2 | 25 | 0 | 1999 | 0 | 0 | 0 | 0 | 0 | 0 | 0 | 0 | 0 | 0 | 0
NYISO_G-I_2_NYISO_A-F | NYISO_G-I | NYISO_A-F | 2050 | B3 | 75 | 0 | 1999 | 0 | 0 | 0 | 0 | 0 | 0 | 0 | 0 | 0 | 0 | 0
NYISO_G-I_2_NYISO_A-F | NYISO_G-I | NYISO_A-F | 2050 | B4 | 100 | 0 | 1999 | 0 | 0 | 0 | 0 | 0 | 0 | 0 | 0 | 0 | 0 | 0
NYISO_G-I_2_NYISO_A-F | NYISO_G-I | NYISO_A-F | 2050 | B5 | 200 | 0 | 1999 | 0 | 0 | 0 | 0 | 0 | 0 | 0 | 0 | 0 | 0 | 0
NYISO_G-I_2_NYISO_A-F | NYISO_G-I | NYISO_A-F | 2050 | B6 | 300 | 0 | 1999 | 0 | 0 | 0 | 0 | 0 | 0 | 0 | 0 | 0 | 0 | 0
NYISO_G-I_2_NYISO_A-F | NYISO_G-I | NYISO_A-F | 2050 | B7 | 400 | 0 | 1999 | 0 | 0 | 0 | 0 | 0 | 0 | 0 | 0 | 0 | 0 | 0
NYISO_G-I_2_NYISO_A-F | NYISO_G-I | NYISO_A-F | 2050 | B8 | 500 | 0 | 1999 | 0 | 0 | 0 | 0 | 0 | 0 | 0 | 0 | 0 | 0 | 0
NYISO_G-I_2_NYISO_A-F | NYISO_G-I | NYISO_A-F | 2050 | B9 | 800 | 0 | 1999 | 0 | 0 | 0 | 0 | 0 | 0 | 0 | 0 | 0 | 0 | 0
NYISO_G-I_2_NYISO_A-F | NYISO_G-I | NYISO_A-F | 2050 | B10 | 1262 | 0 | 1999 | 0 | 0 | 0 | 0 | 0 | 0 | 0 | 0 | 0 | 0 | 0
NYISO_G-I_2_NYISO_A-F | NYISO_G-I | NYISO_A-F | 2050 | B11 | 25 | 0 | 1999 | 0 | 0 | 0 | 0 | 0 | 0 | 0 | 0 | 0 | 0 | 0
NYISO_G-I_2_NYISO_A-F | NYISO_G-I | NYISO_A-F | 2050 | B12 | 200 | 0 | 1999 | 0 | 0 | 0 | 0 | 0 | 0 | 0 | 0 | 0 | 0 | 0
NYISO_G-I_2_NYISO_A-F | NYISO_G-I | NYISO_A-F | 2050 | B13 | 600 | 0 | 1999 | 0 | 0 | 0 | 0 | 0 | 0 | 0 | 0 | 0 | 0 | 0
NYISO_G-I_2_NYISO_A-F | NYISO_G-I | NYISO_A-F | 2050 | B14 | 900 | 0 | 1999 | 0 | 0 | 0 | 0 | 0 | 0 | 0 | 0 | 0 | 0 | 0
NYISO_G-I_2_NYISO_A-F | NYISO_G-I | NYISO_A-F | 2050 | B15 | 1203 | 0 | 1999 | 0 | 0 | 0 | 0 | 0 | 0 | 0 | 0 | 0 | 0 | 0
NYISO_G-I_2_NYISO_A-F | NYISO_G-I | NYISO_A-F | 2050 | B16 | 25 | 0 | 1999 | 0 | 0 | 0 | 0 | 0 | 0 | 0 | 0 | 0 | 0 | 0
NYISO_G-I_2_NYISO_A-F | NYISO_G-I | NYISO_A-F | 2050 | B17 | 100 | 0 | 1999 | 0 | 0 | 0 | 0 | 0 | 0 | 0 | 0 | 0 | 0 | 0
NYISO_G-I_2_NYISO_A-F | NYISO_G-I | NYISO_A-F | 2050 | B18 | 400 | 0 | 1999 | 0 | 0 | 0 | 0 | 0 | 0 | 0 | 0 | 0 | 0 | 0
NYISO_G-I_2_NYISO_A-F | NYISO_G-I | NYISO_A-F | 2050 | B19 | 700 | 0 | 1999 | 0 | 0 | 0 | 0 | 0 | 0 | 0 | 0 | 0 | 0 | 0
NYISO_G-I_2_NYISO_A-F | NYISO_G-I | NYISO_A-F | 2050 | B20 | 935 | 0 | 1999 | 0 | 0 | 0 | 0 | 0 | 0 | 0 | 0 | 0 | 0 | 0
NYISO_G-I_2_NYISO_J-K | NYISO_G-I | NYISO_J-K | 2015 | B1 | 10 | 0 | 6130 | 4532.69 | 5611.89 | 5611.89 | 0 | 0 | 0 | 0 | 0 | 0 | 0 | 0
NYISO_G-I_2_NYISO_J-K | NYISO_G-I | NYISO_J-K | 2015 | B2 | 25 | 0 | 6130 | 4653.67 | 4983.67 | 4983.67 | 0 | 0 | 0 | 0 | 0 | 0 | 0 | 0
NYISO_G-I_2_NYISO_J-K | NYISO_G-I | NYISO_J-K | 2015 | B3 | 75 | 0 | 6130 | 3666.8 | 3255.48 | 3255.48 | 0 | 0 | 0 | 0 | 0 | 0 | 0 | 0
NYISO_G-I_2_NYISO_J-K | NYISO_G-I | NYISO_J-K | 2015 | B4 | 100 | 0 | 6130 | 4175.92 | 5033.59 | 5600.98 | 0 | 0 | 0 | 0 | 0 | 0 | 0 | 0
NYISO_G-I_2_NYISO_J-K | NYISO_G-I | NYISO_J-K | 2015 | B5 | 200 | 0 | 6130 | 5164.67 | 5078.76 | 5029.08 | 0 | 0 | 0 | 0 | 0 | 0 | 0 | 0
NYISO_G-I_2_NYISO_J-K | NYISO_G-I | NYISO_J-K | 2015 | B6 | 300 | 0 | 6130 | 5353 | 5335.16 | 5199.57 | 0 | 0 | 0 | 0 | 0 | 0 | 0 | 0
NYISO_G-I_2_NYISO_J-K | NYISO_G-I | NYISO_J-K | 2015 | B7 | 400 | 0 | 6130 | 5523.66 | 5523.66 | 5900.18 | 0 | 0 | 0 | 0 | 0 | 0 | 0 | 0
NYISO_G-I_2_NYISO_J-K | NYISO_G-I | NYISO_J-K | 2015 | B8 | 500 | 0 | 6130 | 5251.49 | 5251.49 | 5681.49 | 0 | 0 | 0 | 0 | 0 | 0 | 0 | 0
NYISO_G-I_2_NYISO_J-K | NYISO_G-I | NYISO_J-K | 2015 | B9 | 800 | 0 | 6130 | 4852.25 | 4852.25 | 4852.25 | 0 | 0 | 0 | 0 | 0 | 0 | 0 | 0
NYISO_G-I_2_NYISO_J-K | NYISO_G-I | NYISO_J-K | 2015 | B10 | 1262 | 0 | 6130 | 3174.1 | 3174.1 | 3174.1 | 0 | 0 | 0 | 0 | 0 | 0 | 0 | 0
NYISO_G-I_2_NYISO_J-K | NYISO_G-I | NYISO_J-K | 2015 | B11 | 25 | 0 | 6130 | 3881.72 | 0 | 0 | 0 | 0 | 0 | 0 | 0 | 0 | 0 | 0
NYISO_G-I_2_NYISO_J-K | NYISO_G-I | NYISO_J-K | 2015 | B12 | 200 | 0 | 6130 | 4553.11 | 4553.11 | 4553.11 | 0 | 0 | 0 | 0 | 0 | 0 | 0 | 0
NYISO_G-I_2_NYISO_J-K | NYISO_G-I | NYISO_J-K | 2015 | B13 | 600 | 0 | 6130 | 4558.46 | 4611.07 | 4717.51 | 0 | 0 | 0 | 0 | 0 | 0 | 0 | 0
NYISO_G-I_2_NYISO_J-K | NYISO_G-I | NYISO_J-K | 2015 | B14 | 900 | 0 | 6130 | 4036.86 | 4036.86 | 4036.86 | 0 | 0 | 0 | 0 | 0 | 0 | 0 | 0
NYISO_G-I_2_NYISO_J-K | NYISO_G-I | NYISO_J-K | 2015 | B15 | 1203 | 0 | 6130 | 3391.11 | 2632.79 | 4225.11 | 0 | 0 | 0 | 0 | 0 | 0 | 0 | 0
NYISO_G-I_2_NYISO_J-K | NYISO_G-I | NYISO_J-K | 2015 | B16 | 25 | 0 | 6130 | 5496.5 | 5819.05 | 4501.26 | 0 | 0 | 0 | 0 | 0 | 0 | 0 | 0
NYISO_G-I_2_NYISO_J-K | NYISO_G-I | NYISO_J-K | 2015 | B17 | 100 | 100 | 6130 | 5460.5 | 6130 | 6130 | 501.9 | 1230 | 0 | 0.01187 | 0.01187 | 0 | 0 | 0
NYISO_G-I_2_NYISO_J-K | NYISO_G-I | NYISO_J-K | 2015 | B18 | 400 | 400 | 6130 | 5372.98 | 6130 | 6130 | 1142.48 | 1142.48 | 0 | 0.01187 | 0.01187 | 0 | 0 | 0
NYISO_G-I_2_NYISO_J-K | NYISO_G-I | NYISO_J-K | 2015 | B19 | 700 | 700 | 6130 | 5249.39 | 6130 | 6130 | 719.07 | 719.07 | 0 | 0.01187 | 0.01187 | 0 | 0 | 0
NYISO_G-I_2_NYISO_J-K | NYISO_G-I | NYISO_J-K | 2015 | B20 | 935 | 0 | 6130 | 4937.79 | 4937.79 | 5267.79 | 0 | 0 | 0 | 0 | 0 | 0 | 0 | 0
NYISO_G-I_2_NYISO_J-K | NYISO_G-I | NYISO_J-K | 2020 | B1 | 10 | 10 | 6130 | 3830.57 | 6130 | 6130 | 271.97 | 738.89 | 0 | 0.01187 | 0.01187 | 0 | 0 | 0
NYISO_G-I_2_NYISO_J-K | NYISO_G-I | NYISO_J-K | 2020 | B2 | 25 | 0 | 6130 | 4418.02 | 6043.58 | 6012.78 | 0 | 0 | 0 | 0 | 0 | 0 | 0 | 0
NYISO_G-I_2_NYISO_J-K | NYISO_G-I | NYISO_J-K | 2020 | B3 | 75 | 0 | 6130 | 4691.36 | 4691.36 | 3428.42 | 0 | 0 | 0 | 0 | 0 | 0 | 0 | 0
NYISO_G-I_2_NYISO_J-K | NYISO_G-I | NYISO_J-K | 2020 | B4 | 100 | 0 | 6130 | 3614.18 | 1507.75 | 419.34 | 0 | 0 | 0 | 0 | 0 | 0 | 0 | 0
NYISO_G-I_2_NYISO_J-K | NYISO_G-I | NYISO_J-K | 2020 | B5 | 200 | 0 | 6130 | 3672.74 | 543.99 | 0 | 0 | 0 | 0 | 0 | 0 | 0 | 0 | 0
NYISO_G-I_2_NYISO_J-K | NYISO_G-I | NYISO_J-K | 2020 | B6 | 300 | 0 | 6130 | 5292.84 | 3808.67 | 2407.85 | 0 | 0 | 0 | 0 | 0 | 0 | 0 | 0
NYISO_G-I_2_NYISO_J-K | NYISO_G-I | NYISO_J-K | 2020 | B7 | 400 | 0 | 6130 | 4782.88 | 4782.88 | 2926.19 | 0 | 0 | 0 | 0 | 0 | 0 | 0 | 0
NYISO_G-I_2_NYISO_J-K | NYISO_G-I | NYISO_J-K | 2020 | B8 | 500 | 0 | 6130 | 5499.4 | 5499.4 | 5499.4 | 0 | 0 | 0 | 0 | 0 | 0 | 0 | 0
NYISO_G-I_2_NYISO_J-K | NYISO_G-I | NYISO_J-K | 2020 | B9 | 800 | 0 | 6130 | 5096.38 | 5096.38 | 5096.38 | 0 | 0 | 0 | 0 | 0 | 0 | 0 | 0
NYISO_G-I_2_NYISO_J-K | NYISO_G-I | NYISO_J-K | 2020 | B10 | 1262 | 0 | 6130 | 3373.94 | 3373.94 | 3373.94 | 0 | 0 | 0 | 0 | 0 | 0 | 0 | 0
NYISO_G-I_2_NYISO_J-K | NYISO_G-I | NYISO_J-K | 2020 | B11 | 25 | 0 | 6130 | 4229.81 | 1146.63 | 0 | 0 | 0 | 0 | 0 | 0 | 0 | 0 | 0
NYISO_G-I_2_NYISO_J-K | NYISO_G-I | NYISO_J-K | 2020 | B12 | 200 | 0 | 6130 | 3541.15 | 3541.16 | 4423.82 | 0 | 0 | 0 | 0 | 0 | 0 | 0 | 0
NYISO_G-I_2_NYISO_J-K | NYISO_G-I | NYISO_J-K | 2020 | B13 | 600 | 0 | 6130 | 4558.95 | 4558.95 | 4497.2 | 0 | 0 | 0 | 0 | 0 | 0 | 0 | 0
NYISO_G-I_2_NYISO_J-K | NYISO_G-I | NYISO_J-K | 2020 | B14 | 900 | 0 | 6130 | 4227.61 | 4227.61 | 4227.61 | 0 | 0 | 0 | 0 | 0 | 0 | 0 | 0
NYISO_G-I_2_NYISO_J-K | NYISO_G-I | NYISO_J-K | 2020 | B15 | 1203 | 0 | 6130 | 3475.71 | 3040.76 | 2612.79 | 0 | 0 | 0 | 0 | 0 | 0 | 0 | 0
NYISO_G-I_2_NYISO_J-K | NYISO_G-I | NYISO_J-K | 2020 | B16 | 25 | 0 | 6130 | 4869.51 | 3417.4 | 2551.43 | 0 | 0 | 0 | 0 | 0 | 0 | 0 | 0
NYISO_G-I_2_NYISO_J-K | NYISO_G-I | NYISO_J-K | 2020 | B17 | 100 | 0 | 6130 | 4524.87 | 6087.65 | 6087.65 | 0 | 0 | 0 | 0 | 0 | 0 | 0 | 0
NYISO_G-I_2_NYISO_J-K | NYISO_G-I | NYISO_J-K | 2020 | B18 | 400 | 400 | 6130 | 5687.49 | 6130 | 6130 | 1347 | 1347 | 0 | 0.01187 | 0.01187 | 0 | 0 | 0
NYISO_G-I_2_NYISO_J-K | NYISO_G-I | NYISO_J-K | 2020 | B19 | 700 | 700 | 6130 | 5851.69 | 6130 | 6130 | 925.25 | 925.25 | 0 | 0.01187 | 0.01187 | 0 | 0 | 0
NYISO_G-I_2_NYISO_J-K | NYISO_G-I | NYISO_J-K | 2020 | B20 | 935 | 0 | 6130 | 5432.21 | 5432.21 | 5432.21 | 0 | 0 | 0 | 0 | 0 | 0 | 0 | 0
NYISO_G-I_2_NYISO_J-K | NYISO_G-I | NYISO_J-K | 2025 | B1 | 10 | 0 | 6130 | 3758.41 | 4168.7 | 6130 | 0 | 1705.63 | 0 | 0 | 0.01187 | 0 | 0 | 0
NYISO_G-I_2_NYISO_J-K | NYISO_G-I | NYISO_J-K | 2025 | B2 | 25 | 0 | 6130 | 3906.74 | 4989.63 | 6130 | 0 | 1192.82 | 0 | 0 | 0.01187 | 0 | 0 | 0
NYISO_G-I_2_NYISO_J-K | NYISO_G-I | NYISO_J-K | 2025 | B3 | 75 | 0 | 6130 | 4598.06 | 3323.49 | 5669.33 | 0 | 0 | 0 | 0 | 0 | 0 | 0 | 0
NYISO_G-I_2_NYISO_J-K | NYISO_G-I | NYISO_J-K | 2025 | B4 | 100 | 0 | 6130 | 3571.69 | 1163.47 | 3158.68 | 0 | 0 | 0 | 0 | 0 | 0 | 0 | 0
NYISO_G-I_2_NYISO_J-K | NYISO_G-I | NYISO_J-K | 2025 | B5 | 200 | 0 | 6130 | 3700.27 | 0 | 1526.71 | 0 | 0 | 0 | 0 | 0 | 0 | 0 | 0
NYISO_G-I_2_NYISO_J-K | NYISO_G-I | NYISO_J-K | 2025 | B6 | 300 | 0 | 6130 | 3883.42 | 656.77 | 3801.42 | 0 | 0 | 0 | 0 | 0 | 0 | 0 | 0
NYISO_G-I_2_NYISO_J-K | NYISO_G-I | NYISO_J-K | 2025 | B7 | 400 | 0 | 6130 | 4710.83 | 715.13 | 2863.63 | 0 | 0 | 0 | 0 | 0 | 0 | 0 | 0
NYISO_G-I_2_NYISO_J-K | NYISO_G-I | NYISO_J-K | 2025 | B8 | 500 | 0 | 6130 | 5431.46 | 4342.16 | 5434.75 | 0 | 0 | 0 | 0 | 0 | 0 | 0 | 0
NYISO_G-I_2_NYISO_J-K | NYISO_G-I | NYISO_J-K | 2025 | B9 | 800 | 0 | 6130 | 5033.79 | 5033.79 | 5037.08 | 0 | 0 | 0 | 0 | 0 | 0 | 0 | 0
NYISO_G-I_2_NYISO_J-K | NYISO_G-I | NYISO_J-K | 2025 | B10 | 1262 | 0 | 6130 | 3322.42 | 3322.42 | 3090.66 | 0 | 0 | 0 | 0 | 0 | 0 | 0 | 0
NYISO_G-I_2_NYISO_J-K | NYISO_G-I | NYISO_J-K | 2025 | B11 | 25 | 0 | 6130 | 4277.84 | 0 | 1117.87 | 0 | 0 | 0 | 0 | 0 | 0 | 0 | 0
NYISO_G-I_2_NYISO_J-K | NYISO_G-I | NYISO_J-K | 2025 | B12 | 200 | 0 | 6130 | 3577.9 | 3563.91 | 4710.39 | 0 | 0 | 0 | 0 | 0 | 0 | 0 | 0
NYISO_G-I_2_NYISO_J-K | NYISO_G-I | NYISO_J-K | 2025 | B13 | 600 | 0 | 6130 | 4439.15 | 4439.15 | 4402.53 | 0 | 0 | 0 | 0 | 0 | 0 | 0 | 0
NYISO_G-I_2_NYISO_J-K | NYISO_G-I | NYISO_J-K | 2025 | B14 | 900 | 0 | 6130 | 3960.73 | 3833.44 | 3948.47 | 0 | 0 | 0 | 0 | 0 | 0 | 0 | 0
NYISO_G-I_2_NYISO_J-K | NYISO_G-I | NYISO_J-K | 2025 | B15 | 1203 | 0 | 6130 | 3748.92 | 3867.48 | 3871.64 | 0 | 0 | 0 | 0 | 0 | 0 | 0 | 0
NYISO_G-I_2_NYISO_J-K | NYISO_G-I | NYISO_J-K | 2025 | B16 | 25 | 0 | 6130 | 4682.3 | 5526.41 | 6130 | 0 | 626.84 | 0 | 0 | 0.01187 | 0 | 0 | 0
NYISO_G-I_2_NYISO_J-K | NYISO_G-I | NYISO_J-K | 2025 | B17 | 100 | 0 | 6130 | 4339.88 | 5646.79 | 6130 | 0 | 937.45 | 0 | 0 | 0.01187 | 0 | 0 | 0
NYISO_G-I_2_NYISO_J-K | NYISO_G-I | NYISO_J-K | 2025 | B18 | 400 | 0 | 6130 | 5710.86 | 5710.86 | 6130 | 0 | 857.81 | 0 | 0 | 0.01187 | 0 | 0 | 0
NYISO_G-I_2_NYISO_J-K | NYISO_G-I | NYISO_J-K | 2025 | B19 | 700 | 0 | 6130 | 5873.76 | 5873.76 | 6130 | 0 | 438.77 | 0 | 0 | 0.01187 | 0 | 0 | 0
NYISO_G-I_2_NYISO_J-K | NYISO_G-I | NYISO_J-K | 2025 | B20 | 935 | 0 | 6130 | 4961.73 | 4727.65 | 4564.01 | 0 | 0 | 0 | 0 | 0 | 0 | 0 | 0
NYISO_G-I_2_NYISO_J-K | NYISO_G-I | NYISO_J-K | 2030 | B1 | 10 | 0 | 6130 | 4036.25 | 5896.99 | 6130 | 0 | 1527.48 | 0 | 0 | 0.01187 | 0 | 0 | 0
NYISO_G-I_2_NYISO_J-K | NYISO_G-I | NYISO_J-K | 2030 | B2 | 25 | 0 | 6130 | 3633.43 | 5580.74 | 6130 | 0 | 1099.16 | 0 | 0 | 0.01187 | 0 | 0 | 0
NYISO_G-I_2_NYISO_J-K | NYISO_G-I | NYISO_J-K | 2030 | B3 | 75 | 0 | 6130 | 4379.94 | 5502.33 | 5502.33 | 0 | 0 | 0 | 0 | 0 | 0 | 0 | 0
NYISO_G-I_2_NYISO_J-K | NYISO_G-I | NYISO_J-K | 2030 | B4 | 100 | 0 | 6130 | 3739 | 3739 | 3668 | 0 | 0 | 0 | 0 | 0 | 0 | 0 | 0
NYISO_G-I_2_NYISO_J-K | NYISO_G-I | NYISO_J-K | 2030 | B5 | 200 | 0 | 6130 | 3872.57 | 3872.57 | 3794.57 | 0 | 0 | 0 | 0 | 0 | 0 | 0 | 0
NYISO_G-I_2_NYISO_J-K | NYISO_G-I | NYISO_J-K | 2030 | B6 | 300 | 0 | 6130 | 5415.66 | 4057.28 | 3976.28 | 0 | 0 | 0 | 0 | 0 | 0 | 0 | 0
NYISO_G-I_2_NYISO_J-K | NYISO_G-I | NYISO_J-K | 2030 | B7 | 400 | 0 | 6130 | 5697.12 | 4197.12 | 4902.97 | 0 | 0 | 0 | 0 | 0 | 0 | 0 | 0
NYISO_G-I_2_NYISO_J-K | NYISO_G-I | NYISO_J-K | 2030 | B8 | 500 | 0 | 6130 | 5253.85 | 5292.95 | 5615.51 | 0 | 0 | 0 | 0 | 0 | 0 | 0 | 0
NYISO_G-I_2_NYISO_J-K | NYISO_G-I | NYISO_J-K | 2030 | B9 | 800 | 0 | 6130 | 4975.89 | 4975.89 | 5372.06 | 0 | 0 | 0 | 0 | 0 | 0 | 0 | 0
NYISO_G-I_2_NYISO_J-K | NYISO_G-I | NYISO_J-K | 2030 | B10 | 1262 | 0 | 6130 | 4807.42 | 3838 | 4848.22 | 0 | 0 | 0 | 0 | 0 | 0 | 0 | 0
NYISO_G-I_2_NYISO_J-K | NYISO_G-I | NYISO_J-K | 2030 | B11 | 25 | 0 | 6130 | 5196.64 | 3734.04 | 3616.88 | 0 | 0 | 0 | 0 | 0 | 0 | 0 | 0
NYISO_G-I_2_NYISO_J-K | NYISO_G-I | NYISO_J-K | 2030 | B12 | 200 | 0 | 6130 | 4530.02 | 4397.62 | 5238.7 | 0 | 0 | 0 | 0 | 0 | 0 | 0 | 0
NYISO_G-I_2_NYISO_J-K | NYISO_G-I | NYISO_J-K | 2030 | B13 | 600 | 0 | 6130 | 4507.56 | 4507.56 | 4652.07 | 0 | 0 | 0 | 0 | 0 | 0 | 0 | 0
NYISO_G-I_2_NYISO_J-K | NYISO_G-I | NYISO_J-K | 2030 | B14 | 900 | 0 | 6130 | 4652.35 | 4652.35 | 4565.35 | 0 | 0 | 0 | 0 | 0 | 0 | 0 | 0
NYISO_G-I_2_NYISO_J-K | NYISO_G-I | NYISO_J-K | 2030 | B15 | 1203 | 0 | 6130 | 4057.16 | 4449.9 | 4368.9 | 0 | 0 | 0 | 0 | 0 | 0 | 0 | 0
NYISO_G-I_2_NYISO_J-K | NYISO_G-I | NYISO_J-K | 2030 | B16 | 25 | 0 | 6130 | 5728.55 | 5946.22 | 6091.23 | 0 | 0 | 0 | 0 | 0 | 0 | 0 | 0
NYISO_G-I_2_NYISO_J-K | NYISO_G-I | NYISO_J-K | 2030 | B17 | 100 | 0 | 6130 | 5857.51 | 5280.44 | 6130 | 0 | 1112.5 | 0 | 0 | 0.01187 | 0 | 0 | 0
NYISO_G-I_2_NYISO_J-K | NYISO_G-I | NYISO_J-K | 2030 | B18 | 400 | 0 | 6130 | 5909.05 | 5576.27 | 6130 | 0 | 1353.92 | 0 | 0 | 0.01187 | 0 | 0 | 0
NYISO_G-I_2_NYISO_J-K | NYISO_G-I | NYISO_J-K | 2030 | B19 | 700 | 700 | 6130 | 6064.64 | 6130 | 6130 | 313.95 | 1094.45 | 0 | 0.01187 | 0.01187 | 0 | 0 | 0
NYISO_G-I_2_NYISO_J-K | NYISO_G-I | NYISO_J-K | 2030 | B20 | 935 | 0 | 6130 | 5389.49 | 5389.49 | 5622.2 | 0 | 0 | 0 | 0 | 0 | 0 | 0 | 0
NYISO_G-I_2_NYISO_J-K | NYISO_G-I | NYISO_J-K | 2035 | B1 | 10 | 10 | 6130 | 4024.43 | 6130 | 6130 | 806.47 | 847.77 | 0 | 0.01187 | 0.01187 | 0 | 0 | 0
NYISO_G-I_2_NYISO_J-K | NYISO_G-I | NYISO_J-K | 2035 | B2 | 25 | 0 | 6130 | 3645.16 | 4664.69 | 6130 | 0 | 468.5 | 0 | 0 | 0.01187 | 0 | 0 | 0
NYISO_G-I_2_NYISO_J-K | NYISO_G-I | NYISO_J-K | 2035 | B3 | 75 | 0 | 6130 | 4240.71 | 4736.59 | 5319.9 | 0 | 0 | 0 | 0 | 0 | 0 | 0 | 0
NYISO_G-I_2_NYISO_J-K | NYISO_G-I | NYISO_J-K | 2035 | B4 | 100 | 0 | 6130 | 3626.74 | 2823.08 | 2994.01 | 0 | 0 | 0 | 0 | 0 | 0 | 0 | 0
NYISO_G-I_2_NYISO_J-K | NYISO_G-I | NYISO_J-K | 2035 | B5 | 200 | 0 | 6130 | 5759.31 | 2954.65 | 3646 | 0 | 0 | 0 | 0 | 0 | 0 | 0 | 0
NYISO_G-I_2_NYISO_J-K | NYISO_G-I | NYISO_J-K | 2035 | B6 | 300 | 0 | 6130 | 5342.61 | 3370.93 | 3159.28 | 0 | 0 | 0 | 0 | 0 | 0 | 0 | 0
NYISO_G-I_2_NYISO_J-K | NYISO_G-I | NYISO_J-K | 2035 | B7 | 400 | 0 | 6130 | 5581 | 4776.35 | 3208.59 | 0 | 0 | 0 | 0 | 0 | 0 | 0 | 0
NYISO_G-I_2_NYISO_J-K | NYISO_G-I | NYISO_J-K | 2035 | B8 | 500 | 0 | 6130 | 5150.77 | 4918.08 | 4675.38 | 0 | 0 | 0 | 0 | 0 | 0 | 0 | 0
NYISO_G-I_2_NYISO_J-K | NYISO_G-I | NYISO_J-K | 2035 | B9 | 800 | 0 | 6130 | 5357.11 | 4322.09 | 5964.55 | 0 | 0 | 0 | 0 | 0 | 0 | 0 | 0
NYISO_G-I_2_NYISO_J-K | NYISO_G-I | NYISO_J-K | 2035 | B10 | 1262 | 0 | 6130 | 4720.54 | 4463.48 | 4680.49 | 0 | 0 | 0 | 0 | 0 | 0 | 0 | 0
NYISO_G-I_2_NYISO_J-K | NYISO_G-I | NYISO_J-K | 2035 | B11 | 25 | 0 | 6130 | 5119.49 | 2323.59 | 2204.99 | 0 | 0 | 0 | 0 | 0 | 0 | 0 | 0
NYISO_G-I_2_NYISO_J-K | NYISO_G-I | NYISO_J-K | 2035 | B12 | 200 | 0 | 6130 | 4651.6 | 4210.7 | 3970.54 | 0 | 0 | 0 | 0 | 0 | 0 | 0 | 0
NYISO_G-I_2_NYISO_J-K | NYISO_G-I | NYISO_J-K | 2035 | B13 | 600 | 0 | 6130 | 4421.88 | 3777.31 | 3845.13 | 0 | 0 | 0 | 0 | 0 | 0 | 0 | 0
NYISO_G-I_2_NYISO_J-K | NYISO_G-I | NYISO_J-K | 2035 | B14 | 900 | 0 | 6130 | 4565.52 | 3922.66 | 4140.87 | 0 | 0 | 0 | 0 | 0 | 0 | 0 | 0
NYISO_G-I_2_NYISO_J-K | NYISO_G-I | NYISO_J-K | 2035 | B15 | 1203 | 0 | 6130 | 4959.88 | 4350.28 | 4383.13 | 0 | 0 | 0 | 0 | 0 | 0 | 0 | 0
NYISO_G-I_2_NYISO_J-K | NYISO_G-I | NYISO_J-K | 2035 | B16 | 25 | 0 | 6130 | 5631.23 | 3560.46 | 3806.79 | 0 | 0 | 0 | 0 | 0 | 0 | 0 | 0
NYISO_G-I_2_NYISO_J-K | NYISO_G-I | NYISO_J-K | 2035 | B17 | 100 | 0 | 6130 | 5740.68 | 3867.45 | 4405.08 | 0 | 0 | 0 | 0 | 0 | 0 | 0 | 0
NYISO_G-I_2_NYISO_J-K | NYISO_G-I | NYISO_J-K | 2035 | B18 | 400 | 0 | 6130 | 5791.7 | 3497.16 | 4025.33 | 0 | 0 | 0 | 0 | 0 | 0 | 0 | 0
NYISO_G-I_2_NYISO_J-K | NYISO_G-I | NYISO_J-K | 2035 | B19 | 700 | 0 | 6130 | 5946 | 3501.1 | 3863.95 | 0 | 0 | 0 | 0 | 0 | 0 | 0 | 0
NYISO_G-I_2_NYISO_J-K | NYISO_G-I | NYISO_J-K | 2035 | B20 | 935 | 0 | 6130 | 5267.8 | 4463.15 | 3945.2 | 0 | 0 | 0 | 0 | 0 | 0 | 0 | 0
NYISO_G-I_2_NYISO_J-K | NYISO_G-I | NYISO_J-K | 2040 | B1 | 10 | 10 | 6130 | 4827.37 | 6130 | 6130 | 1471.37 | 741.76 | 0 | 5.2584 | 1.7449 | 0 | 7.2978 | 2.4326
NYISO_G-I_2_NYISO_J-K | NYISO_G-I | NYISO_J-K | 2040 | B2 | 25 | 0 | 6130 | 4450.83 | 5580.14 | 6130 | 0 | 380.87 | 0 | 0 | 1.7449 | 0 | 7.2978 | 2.4326
NYISO_G-I_2_NYISO_J-K | NYISO_G-I | NYISO_J-K | 2040 | B3 | 75 | 0 | 6130 | 4266.28 | 5689.39 | 4961.64 | 0 | 0 | 0 | 0 | 0 | 0 | 7.2978 | 2.4326
NYISO_G-I_2_NYISO_J-K | NYISO_G-I | NYISO_J-K | 2040 | B4 | 100 | 0 | 6130 | 4682.66 | 3516.89 | 3019.67 | 0 | 0 | 0 | 0 | 0 | 0 | 7.2978 | 2.4326
NYISO_G-I_2_NYISO_J-K | NYISO_G-I | NYISO_J-K | 2040 | B5 | 200 | 0 | 6130 | 6004.28 | 3489.26 | 3489.58 | 0 | 0 | 0 | 0 | 0 | 0 | 7.2978 | 2.4326
NYISO_G-I_2_NYISO_J-K | NYISO_G-I | NYISO_J-K | 2040 | B6 | 300 | 0 | 6130 | 6130 | 5153.28 | 2780.77 | 0 | 0 | 8.5939 | 0 | 0 | 1.1089 | 7.2978 | 2.4326
NYISO_G-I_2_NYISO_J-K | NYISO_G-I | NYISO_J-K | 2040 | B7 | 400 | 0 | 6130 | 5691.38 | 4384.79 | 2548.56 | 0 | 0 | 0 | 0 | 0 | 0 | 7.2978 | 2.4326
NYISO_G-I_2_NYISO_J-K | NYISO_G-I | NYISO_J-K | 2040 | B8 | 500 | 0 | 6130 | 5971.33 | 4674.79 | 5148.17 | 0 | 0 | 0 | 0 | 0 | 0 | 7.2978 | 2.4326
NYISO_G-I_2_NYISO_J-K | NYISO_G-I | NYISO_J-K | 2040 | B9 | 800 | 0 | 6130 | 6130 | 4835.68 | 3709.09 | 0 | 0 | 13.057 | 0 | 0 | 4.4927 | 7.2978 | 2.4326
NYISO_G-I_2_NYISO_J-K | NYISO_G-I | NYISO_J-K | 2040 | B10 | 1262 | 0 | 6130 | 5870.22 | 5203.69 | 3215.66 | 0 | 0 | 0 | 0 | 0 | 0 | 7.2978 | 2.4326
NYISO_G-I_2_NYISO_J-K | NYISO_G-I | NYISO_J-K | 2040 | B11 | 25 | 0 | 6130 | 5455.51 | 4037.27 | 3757.68 | 0 | 0 | 0 | 0 | 0 | 0 | 7.2978 | 2.4326
NYISO_G-I_2_NYISO_J-K | NYISO_G-I | NYISO_J-K | 2040 | B12 | 200 | 0 | 6130 | 5986.13 | 2609.36 | 2955.55 | 0 | 0 | 0 | 0 | 0 | 0 | 7.2978 | 2.4326
NYISO_G-I_2_NYISO_J-K | NYISO_G-I | NYISO_J-K | 2040 | B13 | 600 | 0 | 6130 | 5950.9 | 2717.46 | 3391.85 | 0 | 0 | 0 | 0 | 0 | 0 | 7.2978 | 2.4326
NYISO_G-I_2_NYISO_J-K | NYISO_G-I | NYISO_J-K | 2040 | B14 | 900 | 0 | 6130 | 5736.72 | 3156 | 3476 | 0 | 0 | 0 | 0 | 0 | 0 | 7.2978 | 2.4326
NYISO_G-I_2_NYISO_J-K | NYISO_G-I | NYISO_J-K | 2040 | B15 | 1203 | 0 | 6130 | 5017.22 | 4708.9 | 4527.21 | 0 | 0 | 0 | 0 | 0 | 0 | 7.2978 | 2.4326
NYISO_G-I_2_NYISO_J-K | NYISO_G-I | NYISO_J-K | 2040 | B16 | 25 | 0 | 6130 | 6130 | 3446.16 | 5288.26 | 0 | 0 | 3.288 | 0 | 0 | 0.035355 | 7.2978 | 2.4326
NYISO_G-I_2_NYISO_J-K | NYISO_G-I | NYISO_J-K | 2040 | B17 | 100 | 0 | 6130 | 6130 | 3572.86 | 5392.74 | 0 | 0 | 20.001 | 0 | 0 | 0.86026 | 7.2978 | 2.4326
NYISO_G-I_2_NYISO_J-K | NYISO_G-I | NYISO_J-K | 2040 | B18 | 400 | 0 | 6130 | 6130 | 3793.84 | 5411.27 | 0 | 0 | 11.1697 | 0 | 0 | 1.9217 | 7.2978 | 2.4326
NYISO_G-I_2_NYISO_J-K | NYISO_G-I | NYISO_J-K | 2040 | B19 | 700 | 0 | 6130 | 6130 | 4276.38 | 5140.77 | 0 | 0 | 4.3563 | 0 | 0 | 1.3116 | 7.2978 | 2.4326
NYISO_G-I_2_NYISO_J-K | NYISO_G-I | NYISO_J-K | 2040 | B20 | 935 | 0 | 6130 | 5396.99 | 5066.99 | 4616.89 | 0 | 0 | 0 | 0 | 0 | 0 | 7.2978 | 2.4326
NYISO_G-I_2_NYISO_J-K | NYISO_G-I | NYISO_J-K | 2045 | B1 | 10 | 10 | 6130 | 4821.21 | 6130 | 6130 | 676.32 | 949.1 | 0 | 15.8821 | 5.2822 | 0 | 34.843 | 11.6143
NYISO_G-I_2_NYISO_J-K | NYISO_G-I | NYISO_J-K | 2045 | B2 | 25 | 25 | 6130 | 4377.19 | 6130 | 6130 | 731.39 | 575.29 | 0 | 15.8821 | 5.2822 | 0 | 34.843 | 11.6143
NYISO_G-I_2_NYISO_J-K | NYISO_G-I | NYISO_J-K | 2045 | B3 | 75 | 0 | 6130 | 4227.7 | 5929.28 | 5443.19 | 0 | 0 | 0 | 0 | 0 | 0 | 34.843 | 11.6143
NYISO_G-I_2_NYISO_J-K | NYISO_G-I | NYISO_J-K | 2045 | B4 | 100 | 0 | 6130 | 5041.89 | 6130 | 6130 | 0 | 0 | 0 | 7.3594 | 2.4452 | 0 | 34.843 | 11.6143
NYISO_G-I_2_NYISO_J-K | NYISO_G-I | NYISO_J-K | 2045 | B5 | 200 | 0 | 6130 | 6130 | 6130 | 6099.67 | 0 | 0 | 8.036 | 2.5402 | 0 | 0.31208 | 34.843 | 11.6143
NYISO_G-I_2_NYISO_J-K | NYISO_G-I | NYISO_J-K | 2045 | B6 | 300 | 0 | 6130 | 6130 | 6130 | 6130 | 0 | 0 | 3.561 | 7.3594 | 2.4452 | 0.20744 | 34.843 | 11.6143
NYISO_G-I_2_NYISO_J-K | NYISO_G-I | NYISO_J-K | 2045 | B7 | 400 | 0 | 6130 | 6130 | 6130 | 6130 | 0 | 0 | 25.7104 | 7.3594 | 2.4452 | 1.9969 | 34.843 | 11.6143
NYISO_G-I_2_NYISO_J-K | NYISO_G-I | NYISO_J-K | 2045 | B8 | 500 | 0 | 6130 | 6130 | 6130 | 6130 | 0 | 0 | 30.589 | 7.3594 | 2.4452 | 2.9698 | 34.843 | 11.6143
NYISO_G-I_2_NYISO_J-K | NYISO_G-I | NYISO_J-K | 2045 | B9 | 800 | 0 | 6130 | 6130 | 6130 | 6130 | 0 | 0 | 7.3713 | 7.3594 | 2.4452 | 1.1451 | 34.843 | 11.6143
NYISO_G-I_2_NYISO_J-K | NYISO_G-I | NYISO_J-K | 2045 | B10 | 1262 | 0 | 6130 | 5543.64 | 5815.34 | 3543.12 | 0 | 0 | 0 | 0 | 0 | 0 | 34.843 | 11.6143
NYISO_G-I_2_NYISO_J-K | NYISO_G-I | NYISO_J-K | 2045 | B11 | 25 | 0 | 6130 | 6130 | 6130 | 6130 | 0 | 0 | 13.9829 | 7.3594 | 2.4452 | 0.067878 | 34.843 | 11.6143
NYISO_G-I_2_NYISO_J-K | NYISO_G-I | NYISO_J-K | 2045 | B12 | 200 | 0 | 6130 | 6130 | 6130 | 6130 | 0 | 0 | 29.6038 | 7.3594 | 2.4452 | 1.1497 | 34.843 | 11.6143
NYISO_G-I_2_NYISO_J-K | NYISO_G-I | NYISO_J-K | 2045 | B13 | 600 | 0 | 6130 | 6130 | 6130 | 6130 | 0 | 0 | 108.8835 | 7.3594 | 2.4452 | 12.6855 | 34.843 | 11.6143
NYISO_G-I_2_NYISO_J-K | NYISO_G-I | NYISO_J-K | 2045 | B14 | 900 | 0 | 6130 | 6130 | 6130 | 6130 | 0 | 0 | 13.9829 | 7.3594 | 2.4452 | 2.4436 | 34.843 | 11.6143
NYISO_G-I_2_NYISO_J-K | NYISO_G-I | NYISO_J-K | 2045 | B15 | 1203 | 0 | 6130 | 4611.27 | 4764.88 | 4753.16 | 0 | 0 | 0 | 0 | 0 | 0 | 34.843 | 11.6143
NYISO_G-I_2_NYISO_J-K | NYISO_G-I | NYISO_J-K | 2045 | B16 | 25 | 0 | 6130 | 6130 | 6130 | 6130 | 0 | 0 | 13.9829 | 7.3594 | 2.4452 | 0.067878 | 34.843 | 11.6143
NYISO_G-I_2_NYISO_J-K | NYISO_G-I | NYISO_J-K | 2045 | B17 | 100 | 0 | 6130 | 6130 | 6130 | 6130 | 0 | 0 | 6.5166 | 7.3594 | 2.4452 | 0.12654 | 34.843 | 11.6143
NYISO_G-I_2_NYISO_J-K | NYISO_G-I | NYISO_J-K | 2045 | B18 | 400 | 0 | 6130 | 6130 | 6130 | 6130 | 0 | 0 | 114.5455 | 7.3594 | 2.4452 | 8.8967 | 34.843 | 11.6143
NYISO_G-I_2_NYISO_J-K | NYISO_G-I | NYISO_J-K | 2045 | B19 | 700 | 0 | 6130 | 6130 | 6130 | 6130 | 0 | 0 | 105.8567 | 7.3594 | 2.4452 | 14.3883 | 34.843 | 11.6143
NYISO_G-I_2_NYISO_J-K | NYISO_G-I | NYISO_J-K | 2045 | B20 | 935 | 0 | 6130 | 4913.32 | 5014.14 | 5389.98 | 0 | 0 | 0 | 0 | 0 | 0 | 34.843 | 11.6143
NYISO_G-I_2_NYISO_J-K | NYISO_G-I | NYISO_J-K | 2050 | B1 | 10 | 0 | 6130 | 5973.3 | 6130 | 6130 | 0 | 0 | 0 | 22.3512 | 7.4425 | 0 | 120.2814 | 40.0938
NYISO_G-I_2_NYISO_J-K | NYISO_G-I | NYISO_J-K | 2050 | B2 | 25 | 0 | 6130 | 5799.37 | 6130 | 6130 | 0 | 0 | 0 | 22.3512 | 7.4425 | 0 | 120.2814 | 40.0938
NYISO_G-I_2_NYISO_J-K | NYISO_G-I | NYISO_J-K | 2050 | B3 | 75 | 0 | 6130 | 4507.05 | 5502.76 | 5513.96 | 0 | 0 | 0 | 0 | 0 | 0 | 120.2814 | 40.0938
NYISO_G-I_2_NYISO_J-K | NYISO_G-I | NYISO_J-K | 2050 | B4 | 100 | 0 | 6130 | 5580.81 | 6130 | 6005.23 | 0 | 0 | 0 | 13.9829 | 0 | 0 | 120.2814 | 40.0938
NYISO_G-I_2_NYISO_J-K | NYISO_G-I | NYISO_J-K | 2050 | B5 | 200 | 0 | 6130 | 6130 | 6130 | 6130 | 0 | 0 | 29.0578 | 19.2888 | 7.4425 | 1.3674 | 120.2814 | 40.0938
NYISO_G-I_2_NYISO_J-K | NYISO_G-I | NYISO_J-K | 2050 | B6 | 300 | 0 | 6130 | 6130 | 6130 | 6130 | 0 | 0 | 49.1774 | 26.6482 | 7.4425 | 3.4713 | 120.2814 | 40.0938
NYISO_G-I_2_NYISO_J-K | NYISO_G-I | NYISO_J-K | 2050 | B7 | 400 | 0 | 6130 | 6130 | 6130 | 6130 | 0 | 0 | 147.3661 | 22.3512 | 7.4425 | 13.8697 | 120.2814 | 40.0938
NYISO_G-I_2_NYISO_J-K | NYISO_G-I | NYISO_J-K | 2050 | B8 | 500 | 0 | 6130 | 6130 | 6130 | 6130 | 0 | 0 | 201.0422 | 29.8056 | 7.4425 | 23.652 | 120.2814 | 40.0938
NYISO_G-I_2_NYISO_J-K | NYISO_G-I | NYISO_J-K | 2050 | B9 | 800 | 0 | 6130 | 6130 | 6130 | 6130 | 0 | 0 | 192.5433 | 32.6425 | 8.8788 | 36.2434 | 120.2814 | 40.0938
NYISO_G-I_2_NYISO_J-K | NYISO_G-I | NYISO_J-K | 2050 | B10 | 1262 | 0 | 6130 | 5319.32 | 6130 | 5770.48 | 0 | 0 | 0 | 2.8013 | 0 | 0 | 120.2814 | 40.0938
NYISO_G-I_2_NYISO_J-K | NYISO_G-I | NYISO_J-K | 2050 | B11 | 25 | 0 | 6130 | 6130 | 6130 | 6130 | 0 | 0 | 232.0941 | 22.3512 | 7.4425 | 1.3653 | 120.2814 | 40.0938
NYISO_G-I_2_NYISO_J-K | NYISO_G-I | NYISO_J-K | 2050 | B12 | 200 | 0 | 6130 | 6130 | 6130 | 6130 | 0 | 0 | 266.0898 | 22.3512 | 7.4425 | 12.5219 | 120.2814 | 40.0938
NYISO_G-I_2_NYISO_J-K | NYISO_G-I | NYISO_J-K | 2050 | B13 | 600 | 0 | 6130 | 6130 | 6130 | 6130 | 0 | 0 | 234.9548 | 22.3512 | 7.4425 | 33.1701 | 120.2814 | 40.0938
NYISO_G-I_2_NYISO_J-K | NYISO_G-I | NYISO_J-K | 2050 | B14 | 900 | 0 | 6130 | 5820.66 | 6130 | 6130 | 0 | 0 | 0 | 20.7488 | 7.2288 | 0 | 120.2814 | 40.0938
NYISO_G-I_2_NYISO_J-K | NYISO_G-I | NYISO_J-K | 2050 | B15 | 1203 | 0 | 6130 | 4326.16 | 4904.83 | 5316.34 | 0 | 0 | 0 | 0 | 0 | 0 | 120.2814 | 40.0938
NYISO_G-I_2_NYISO_J-K | NYISO_G-I | NYISO_J-K | 2050 | B16 | 25 | 0 | 6130 | 6130 | 6130 | 6130 | 0 | 0 | 37.7466 | 22.3512 | 7.4425 | 0.22204 | 120.2814 | 40.0938
NYISO_G-I_2_NYISO_J-K | NYISO_G-I | NYISO_J-K | 2050 | B17 | 100 | 0 | 6130 | 6130 | 6130 | 6130 | 0 | 0 | 285.521 | 22.3512 | 7.4425 | 6.7181 | 120.2814 | 40.0938
NYISO_G-I_2_NYISO_J-K | NYISO_G-I | NYISO_J-K | 2050 | B18 | 400 | 0 | 6130 | 6130 | 6130 | 6130 | 0 | 0 | 292.9991 | 22.3512 | 7.4425 | 27.5764 | 120.2814 | 40.0938
NYISO_G-I_2_NYISO_J-K | NYISO_G-I | NYISO_J-K | 2050 | B19 | 700 | 0 | 6130 | 6130 | 6130 | 6130 | 0 | 0 | 1.1989 | 22.3512 | 7.4425 | 0.19746 | 120.2814 | 40.0938
NYISO_G-I_2_NYISO_J-K | NYISO_G-I | NYISO_J-K | 2050 | B20 | 935 | 0 | 6130 | 5040.71 | 5305.34 | 5328.23 | 0 | 0 | 0 | 0 | 0 | 0 | 120.2814 | 40.0938
NYISO_G-I_2_PJM_E | NYISO_G-I | PJM_E | 2015 | B1 | 10 | 0 | 1500 | 0 | 0 | 0 | 0 | 0 | 0 | 0 | 0 | 0 | 0 | 0
NYISO_G-I_2_PJM_E | NYISO_G-I | PJM_E | 2015 | B2 | 25 | 0 | 1500 | 0 | 0 | 0 | 0 | 0 | 0 | 0 | 0 | 0 | 0 | 0
NYISO_G-I_2_PJM_E | NYISO_G-I | PJM_E | 2015 | B3 | 75 | 75 | 1500 | 1107.01 | 1500 | 1392.92 | 677.26 | 0 | 0 | 0.01187 | 0 | 0 | 0 | 0
NYISO_G-I_2_PJM_E | NYISO_G-I | PJM_E | 2015 | B4 | 100 | 0 | 1500 | 857.67 | 0 | 0 | 0 | 0 | 0 | 0 | 0 | 0 | 0 | 0
NYISO_G-I_2_PJM_E | NYISO_G-I | PJM_E | 2015 | B5 | 200 | 0 | 1500 | 0 | 85.9 | 0 | 0 | 0 | 0 | 0 | 0 | 0 | 0 | 0
NYISO_G-I_2_PJM_E | NYISO_G-I | PJM_E | 2015 | B6 | 300 | 0 | 1500 | 0 | 0 | 0 | 0 | 0 | 0 | 0 | 0 | 0 | 0 | 0
NYISO_G-I_2_PJM_E | NYISO_G-I | PJM_E | 2015 | B7 | 400 | 0 | 1500 | 0 | 0 | 0 | 0 | 0 | 0 | 0 | 0 | 0 | 0 | 0
NYISO_G-I_2_PJM_E | NYISO_G-I | PJM_E | 2015 | B8 | 500 | 0 | 1500 | 0 | 0 | 0 | 0 | 0 | 0 | 0 | 0 | 0 | 0 | 0
NYISO_G-I_2_PJM_E | NYISO_G-I | PJM_E | 2015 | B9 | 800 | 0 | 1500 | 0 | 0 | 0 | 0 | 0 | 0 | 0 | 0 | 0 | 0 | 0
NYISO_G-I_2_PJM_E | NYISO_G-I | PJM_E | 2015 | B10 | 1262 | 0 | 1500 | 0 | 0 | 0 | 0 | 0 | 0 | 0 | 0 | 0 | 0 | 0
NYISO_G-I_2_PJM_E | NYISO_G-I | PJM_E | 2015 | B11 | 25 | 25 | 1500 | 1111.3 | 1500 | 1500 | 3723.86 | 3893.9 | 0 | 0.01187 | 0.01187 | 0 | 0 | 0
NYISO_G-I_2_PJM_E | NYISO_G-I | PJM_E | 2015 | B12 | 200 | 0 | 1500 | 0 | 0 | 0 | 0 | 0 | 0 | 0 | 0 | 0 | 0 | 0
NYISO_G-I_2_PJM_E | NYISO_G-I | PJM_E | 2015 | B13 | 600 | 0 | 1500 | 0 | 0 | 0 | 0 | 0 | 0 | 0 | 0 | 0 | 0 | 0
NYISO_G-I_2_PJM_E | NYISO_G-I | PJM_E | 2015 | B14 | 900 | 0 | 1500 | 0 | 0 | 0 | 0 | 0 | 0 | 0 | 0 | 0 | 0 | 0
NYISO_G-I_2_PJM_E | NYISO_G-I | PJM_E | 2015 | B15 | 1203 | 0 | 1500 | 0 | 0 | 0 | 0 | 0 | 0 | 0 | 0 | 0 | 0 | 0
NYISO_G-I_2_PJM_E | NYISO_G-I | PJM_E | 2015 | B16 | 25 | 0 | 1500 | 0 | 0 | 1401.58 | 0 | 0 | 0 | 0 | 0 | 0 | 0 | 0
NYISO_G-I_2_PJM_E | NYISO_G-I | PJM_E | 2015 | B17 | 100 | 0 | 1500 | 0 | 0 | 0 | 0 | 0 | 0 | 0 | 0 | 0 | 0 | 0
NYISO_G-I_2_PJM_E | NYISO_G-I | PJM_E | 2015 | B18 | 400 | 0 | 1500 | 0 | 0 | 0 | 0 | 0 | 0 | 0 | 0 | 0 | 0 | 0
NYISO_G-I_2_PJM_E | NYISO_G-I | PJM_E | 2015 | B19 | 700 | 0 | 1500 | 0 | 0 | 0 | 0 | 0 | 0 | 0 | 0 | 0 | 0 | 0
NYISO_G-I_2_PJM_E | NYISO_G-I | PJM_E | 2015 | B20 | 935 | 0 | 1500 | 0 | 0 | 0 | 0 | 0 | 0 | 0 | 0 | 0 | 0 | 0
NYISO_G-I_2_PJM_E | NYISO_G-I | PJM_E | 2020 | B1 | 10 | 10 | 1500 | 0 | 1500 | 0 | 104.03 | 0 | 0 | 3.5966 | 0 | 0 | 3.5922 | 1.1974
NYISO_G-I_2_PJM_E | NYISO_G-I | PJM_E | 2020 | B2 | 25 | 0 | 1500 | 0 | 632.46 | 0 | 0 | 0 | 0 | 0 | 0 | 0 | 3.5922 | 1.1974
NYISO_G-I_2_PJM_E | NYISO_G-I | PJM_E | 2020 | B3 | 75 | 0 | 1500 | 100.57 | 101.57 | 1364.52 | 0 | 0 | 0 | 0 | 0 | 0 | 3.5922 | 1.1974
NYISO_G-I_2_PJM_E | NYISO_G-I | PJM_E | 2020 | B4 | 100 | 100 | 1500 | 1428.97 | 1500 | 1500 | 2142.07 | 3230.48 | 0 | 3.5966 | 1.1989 | 0 | 3.5922 | 1.1974
NYISO_G-I_2_PJM_E | NYISO_G-I | PJM_E | 2020 | B5 | 200 | 200 | 1500 | 1500 | 1500 | 1500 | 3514.54 | 4136.03 | 7.0745 | 3.5966 | 1.1989 | 3.5373 | 3.5922 | 1.1974
NYISO_G-I_2_PJM_E | NYISO_G-I | PJM_E | 2020 | B6 | 300 | 300 | 1500 | 64.5 | 1500 | 1500 | 48.67 | 1449.49 | 0 | 3.5966 | 1.1989 | 0 | 3.5922 | 1.1974
NYISO_G-I_2_PJM_E | NYISO_G-I | PJM_E | 2020 | B7 | 400 | 0 | 1500 | 735.18 | 735.18 | 1500 | 0 | 1091.87 | 0 | 0 | 1.1989 | 0 | 3.5922 | 1.1974
NYISO_G-I_2_PJM_E | NYISO_G-I | PJM_E | 2020 | B8 | 500 | 0 | 1500 | 0 | 0 | 0 | 0 | 0 | 0 | 0 | 0 | 0 | 3.5922 | 1.1974
NYISO_G-I_2_PJM_E | NYISO_G-I | PJM_E | 2020 | B9 | 800 | 0 | 1500 | 0 | 0 | 0 | 0 | 0 | 0 | 0 | 0 | 0 | 3.5922 | 1.1974
NYISO_G-I_2_PJM_E | NYISO_G-I | PJM_E | 2020 | B10 | 1262 | 0 | 1500 | 0 | 0 | 0 | 0 | 0 | 0 | 0 | 0 | 0 | 3.5922 | 1.1974
NYISO_G-I_2_PJM_E | NYISO_G-I | PJM_E | 2020 | B11 | 25 | 25 | 1500 | 765.63 | 1500 | 1500 | 2352.66 | 3730.13 | 0 | 3.5966 | 1.1989 | 0 | 3.5922 | 1.1974
NYISO_G-I_2_PJM_E | NYISO_G-I | PJM_E | 2020 | B12 | 200 | 0 | 1500 | 1500 | 1500 | 848.17 | 0 | 0 | 2.5046 | 0 | 0 | 1.2523 | 3.5922 | 1.1974
NYISO_G-I_2_PJM_E | NYISO_G-I | PJM_E | 2020 | B13 | 600 | 0 | 1500 | 0 | 0 | 0 | 0 | 0 | 0 | 0 | 0 | 0 | 3.5922 | 1.1974
NYISO_G-I_2_PJM_E | NYISO_G-I | PJM_E | 2020 | B14 | 900 | 0 | 1500 | 0 | 0 | 0 | 0 | 0 | 0 | 0 | 0 | 0 | 3.5922 | 1.1974
NYISO_G-I_2_PJM_E | NYISO_G-I | PJM_E | 2020 | B15 | 1203 | 0 | 1500 | 0 | 0 | 0 | 0 | 0 | 0 | 0 | 0 | 0 | 3.5922 | 1.1974
NYISO_G-I_2_PJM_E | NYISO_G-I | PJM_E | 2020 | B16 | 25 | 25 | 1500 | 649.86 | 1500 | 1500 | 596.74 | 1149.8 | 0 | 3.5966 | 1.1989 | 0 | 3.5922 | 1.1974
NYISO_G-I_2_PJM_E | NYISO_G-I | PJM_E | 2020 | B17 | 100 | 0 | 1500 | 1115.85 | 0 | 0 | 0 | 0 | 0 | 0 | 0 | 0 | 3.5922 | 1.1974
NYISO_G-I_2_PJM_E | NYISO_G-I | PJM_E | 2020 | B18 | 400 | 0 | 1500 | 0 | 0 | 0 | 0 | 0 | 0 | 0 | 0 | 0 | 3.5922 | 1.1974
NYISO_G-I_2_PJM_E | NYISO_G-I | PJM_E | 2020 | B19 | 700 | 0 | 1500 | 0 | 0 | 0 | 0 | 0 | 0 | 0 | 0 | 0 | 3.5922 | 1.1974
NYISO_G-I_2_PJM_E | NYISO_G-I | PJM_E | 2020 | B20 | 935 | 0 | 1500 | 0 | 0 | 0 | 0 | 0 | 0 | 0 | 0 | 0 | 3.5922 | 1.1974
NYISO_G-I_2_PJM_E | NYISO_G-I | PJM_E | 2025 | B1 | 10 | 0 | 1500 | 0 | 918.12 | 0 | 0 | 0 | 0 | 0 | 0 | 0 | 6.3664 | 2.1221
NYISO_G-I_2_PJM_E | NYISO_G-I | PJM_E | 2025 | B2 | 25 | 0 | 1500 | 0 | 0 | 0 | 0 | 0 | 0 | 0 | 0 | 0 | 6.3664 | 2.1221
NYISO_G-I_2_PJM_E | NYISO_G-I | PJM_E | 2025 | B3 | 75 | 0 | 1500 | 225.43 | 1500 | 0 | 0 | 0 | 0 | 3.5135 | 0 | 0 | 6.3664 | 2.1221
NYISO_G-I_2_PJM_E | NYISO_G-I | PJM_E | 2025 | B4 | 100 | 100 | 1500 | 1500 | 1500 | 1500 | 2408.22 | 483.63 | 9.401 | 6.3623 | 2.1247 | 1.1751 | 6.3664 | 2.1221
NYISO_G-I_2_PJM_E | NYISO_G-I | PJM_E | 2025 | B5 | 200 | 200 | 1500 | 1500 | 1500 | 1500 | 3700.27 | 2244.17 | 9.3773 | 6.3623 | 2.1247 | 2.3443 | 6.3664 | 2.1221
NYISO_G-I_2_PJM_E | NYISO_G-I | PJM_E | 2025 | B6 | 300 | 300 | 1500 | 1500 | 1500 | 1500 | 3226.65 | 152.62 | 11.6445 | 6.3623 | 2.1247 | 4.3667 | 6.3664 | 2.1221
NYISO_G-I_2_PJM_E | NYISO_G-I | PJM_E | 2025 | B7 | 400 | 400 | 1500 | 849.7 | 1500 | 1500 | 3327.56 | 1249.67 | 0 | 6.3623 | 2.1247 | 0 | 6.3664 | 2.1221
NYISO_G-I_2_PJM_E | NYISO_G-I | PJM_E | 2025 | B8 | 500 | 0 | 1500 | 255.22 | 1344.53 | 0 | 0 | 0 | 0 | 0 | 0 | 0 | 6.3664 | 2.1221
NYISO_G-I_2_PJM_E | NYISO_G-I | PJM_E | 2025 | B9 | 800 | 0 | 1500 | 0 | 0 | 0 | 0 | 0 | 0 | 0 | 0 | 0 | 6.3664 | 2.1221
NYISO_G-I_2_PJM_E | NYISO_G-I | PJM_E | 2025 | B10 | 1262 | 0 | 1500 | 0 | 0 | 0 | 0 | 0 | 0 | 0 | 0 | 0 | 6.3664 | 2.1221
NYISO_G-I_2_PJM_E | NYISO_G-I | PJM_E | 2025 | B11 | 25 | 25 | 1500 | 740.89 | 1500 | 1500 | 3522.58 | 2677.2 | 0 | 6.3623 | 2.1247 | 0 | 6.3664 | 2.1221
NYISO_G-I_2_PJM_E | NYISO_G-I | PJM_E | 2025 | B12 | 200 | 0 | 1500 | 1500 | 1500 | 0 | 0 | 0 | 2.4096 | 1.0802 | 0 | 0.6024 | 6.3664 | 2.1221
NYISO_G-I_2_PJM_E | NYISO_G-I | PJM_E | 2025 | B13 | 600 | 0 | 1500 | 638.77 | 0 | 0 | 0 | 0 | 0 | 0 | 0 | 0 | 6.3664 | 2.1221
NYISO_G-I_2_PJM_E | NYISO_G-I | PJM_E | 2025 | B14 | 900 | 0 | 1500 | 0 | 0 | 0 | 0 | 0 | 0 | 0 | 0 | 0 | 6.3664 | 2.1221
NYISO_G-I_2_PJM_E | NYISO_G-I | PJM_E | 2025 | B15 | 1203 | 0 | 1500 | 0 | 0 | 0 | 0 | 0 | 0 | 0 | 0 | 0 | 6.3664 | 2.1221
NYISO_G-I_2_PJM_E | NYISO_G-I | PJM_E | 2025 | B16 | 25 | 0 | 1500 | 861.95 | 0 | 0 | 0 | 0 | 0 | 0 | 0 | 0 | 6.3664 | 2.1221
NYISO_G-I_2_PJM_E | NYISO_G-I | PJM_E | 2025 | B17 | 100 | 0 | 1500 | 1324.75 | 0 | 0 | 0 | 0 | 0 | 0 | 0 | 0 | 6.3664 | 2.1221
NYISO_G-I_2_PJM_E | NYISO_G-I | PJM_E | 2025 | B18 | 400 | 0 | 1500 | 0 | 0 | 0 | 0 | 0 | 0 | 0 | 0 | 0 | 6.3664 | 2.1221
NYISO_G-I_2_PJM_E | NYISO_G-I | PJM_E | 2025 | B19 | 700 | 0 | 1500 | 0 | 0 | 0 | 0 | 0 | 0 | 0 | 0 | 0 | 6.3664 | 2.1221
NYISO_G-I_2_PJM_E | NYISO_G-I | PJM_E | 2025 | B20 | 935 | 0 | 1500 | 0 | 0 | 0 | 0 | 0 | 0 | 0 | 0 | 0 | 6.3664 | 2.1221
NYISO_G-I_2_PJM_E | NYISO_G-I | PJM_E | 2030 | B1 | 10 | 0 | 1500 | 143.46 | 0 | 0 | 0 | 0 | 0 | 0 | 0 | 0 | 10.5435 | 3.5145
NYISO_G-I_2_PJM_E | NYISO_G-I | PJM_E | 2030 | B2 | 25 | 0 | 1500 | 830.25 | 0 | 0 | 0 | 0 | 0 | 0 | 0 | 0 | 10.5435 | 3.5145
NYISO_G-I_2_PJM_E | NYISO_G-I | PJM_E | 2030 | B3 | 75 | 0 | 1500 | 630.86 | 0 | 727.19 | 0 | 0 | 0 | 0 | 0 | 0 | 10.5435 | 3.5145
NYISO_G-I_2_PJM_E | NYISO_G-I | PJM_E | 2030 | B4 | 100 | 0 | 1500 | 1500 | 1500 | 1500 | 0 | 0 | 15.063 | 5.9706 | 1.9942 | 5.021 | 10.5435 | 3.5145
NYISO_G-I_2_PJM_E | NYISO_G-I | PJM_E | 2030 | B5 | 200 | 0 | 1500 | 1500 | 1500 | 1500 | 0 | 0 | 13.5555 | 8.7482 | 2.92 | 9.037 | 10.5435 | 3.5145
NYISO_G-I_2_PJM_E | NYISO_G-I | PJM_E | 2030 | B6 | 300 | 0 | 1500 | 141.62 | 1500 | 1500 | 0 | 0 | 0 | 5.9706 | 1.9942 | 0 | 10.5435 | 3.5145
NYISO_G-I_2_PJM_E | NYISO_G-I | PJM_E | 2030 | B7 | 400 | 0 | 1500 | 0 | 1500 | 1456.54 | 0 | 0 | 0 | 4.107 | 0 | 0 | 10.5435 | 3.5145
NYISO_G-I_2_PJM_E | NYISO_G-I | PJM_E | 2030 | B8 | 500 | 0 | 1500 | 0 | 0 | 0 | 0 | 0 | 0 | 0 | 0 | 0 | 10.5435 | 3.5145
NYISO_G-I_2_PJM_E | NYISO_G-I | PJM_E | 2030 | B9 | 800 | 0 | 1500 | 0 | 0 | 0 | 0 | 0 | 0 | 0 | 0 | 0 | 10.5435 | 3.5145
NYISO_G-I_2_PJM_E | NYISO_G-I | PJM_E | 2030 | B10 | 1262 | 0 | 1500 | 0 | 0 | 0 | 0 | 0 | 0 | 0 | 0 | 0 | 10.5435 | 3.5145
NYISO_G-I_2_PJM_E | NYISO_G-I | PJM_E | 2030 | B11 | 25 | 0 | 1500 | 7.08 | 1500 | 1500 | 0 | 0 | 0 | 5.4009 | 0.5935 | 0 | 10.5435 | 3.5145
NYISO_G-I_2_PJM_E | NYISO_G-I | PJM_E | 2030 | B12 | 200 | 0 | 1500 | 0 | 0 | 0 | 0 | 0 | 0 | 0 | 0 | 0 | 10.5435 | 3.5145
NYISO_G-I_2_PJM_E | NYISO_G-I | PJM_E | 2030 | B13 | 600 | 0 | 1500 | 0 | 0 | 89.26 | 0 | 0 | 0 | 0 | 0 | 0 | 10.5435 | 3.5145
NYISO_G-I_2_PJM_E | NYISO_G-I | PJM_E | 2030 | B14 | 900 | 0 | 1500 | 0 | 0 | 0 | 0 | 0 | 0 | 0 | 0 | 0 | 10.5435 | 3.5145
NYISO_G-I_2_PJM_E | NYISO_G-I | PJM_E | 2030 | B15 | 1203 | 0 | 1500 | 0 | 0 | 0 | 0 | 0 | 0 | 0 | 0 | 0 | 10.5435 | 3.5145
NYISO_G-I_2_PJM_E | NYISO_G-I | PJM_E | 2030 | B16 | 25 | 0 | 1500 | 18.54 | 0 | 0 | 0 | 0 | 0 | 0 | 0 | 0 | 10.5435 | 3.5145
NYISO_G-I_2_PJM_E | NYISO_G-I | PJM_E | 2030 | B17 | 100 | 0 | 1500 | 0 | 0 | 0 | 0 | 0 | 0 | 0 | 0 | 0 | 10.5435 | 3.5145
NYISO_G-I_2_PJM_E | NYISO_G-I | PJM_E | 2030 | B18 | 400 | 0 | 1500 | 0 | 0 | 0 | 0 | 0 | 0 | 0 | 0 | 0 | 10.5435 | 3.5145
NYISO_G-I_2_PJM_E | NYISO_G-I | PJM_E | 2030 | B19 | 700 | 0 | 1500 | 0 | 0 | 0 | 0 | 0 | 0 | 0 | 0 | 0 | 10.5435 | 3.5145
NYISO_G-I_2_PJM_E | NYISO_G-I | PJM_E | 2030 | B20 | 935 | 0 | 1500 | 0 | 0 | 0 | 0 | 0 | 0 | 0 | 0 | 0 | 10.5435 | 3.5145
NYISO_G-I_2_PJM_E | NYISO_G-I | PJM_E | 2035 | B1 | 10 | 0 | 1500 | 154.71 | 0 | 0 | 0 | 0 | 0 | 0 | 0 | 0 | 20.2354 | 6.7451
NYISO_G-I_2_PJM_E | NYISO_G-I | PJM_E | 2035 | B2 | 25 | 0 | 1500 | 535.83 | 0 | 0 | 0 | 0 | 0 | 0 | 0 | 0 | 20.2354 | 6.7451
NYISO_G-I_2_PJM_E | NYISO_G-I | PJM_E | 2035 | B3 | 75 | 0 | 1500 | 659.8 | 0 | 0 | 0 | 0 | 0 | 0 | 0 | 0 | 20.2354 | 6.7451
NYISO_G-I_2_PJM_E | NYISO_G-I | PJM_E | 2035 | B4 | 100 | 0 | 1500 | 1500 | 1500 | 1284.12 | 0 | 0 | 26.9805 | 9.496 | 0 | 26.9805 | 20.2354 | 6.7451
NYISO_G-I_2_PJM_E | NYISO_G-I | PJM_E | 2035 | B5 | 200 | 0 | 1500 | 0 | 1500 | 763.7 | 0 | 0 | 0 | 3.4898 | 0 | 0 | 20.2354 | 6.7451
NYISO_G-I_2_PJM_E | NYISO_G-I | PJM_E | 2035 | B6 | 300 | 0 | 1500 | 82.14 | 1267 | 1433.7 | 0 | 0 | 0 | 0 | 0 | 0 | 20.2354 | 6.7451
NYISO_G-I_2_PJM_E | NYISO_G-I | PJM_E | 2035 | B7 | 400 | 0 | 1500 | 0 | 0 | 1500 | 0 | 0 | 0 | 0 | 3.0625 | 0 | 20.2354 | 6.7451
NYISO_G-I_2_PJM_E | NYISO_G-I | PJM_E | 2035 | B8 | 500 | 0 | 1500 | 0 | 0 | 0 | 0 | 0 | 0 | 0 | 0 | 0 | 20.2354 | 6.7451
NYISO_G-I_2_PJM_E | NYISO_G-I | PJM_E | 2035 | B9 | 800 | 0 | 1500 | 0 | 0 | 0 | 0 | 0 | 0 | 0 | 0 | 0 | 20.2354 | 6.7451
NYISO_G-I_2_PJM_E | NYISO_G-I | PJM_E | 2035 | B10 | 1262 | 0 | 1500 | 0 | 0 | 0 | 0 | 0 | 0 | 0 | 0 | 0 | 20.2354 | 6.7451
NYISO_G-I_2_PJM_E | NYISO_G-I | PJM_E | 2035 | B11 | 25 | 0 | 1500 | 0 | 1500 | 1500 | 0 | 0 | 0 | 0.80716 | 3.561 | 0 | 20.2354 | 6.7451
NYISO_G-I_2_PJM_E | NYISO_G-I | PJM_E | 2035 | B12 | 200 | 0 | 1500 | 0 | 0 | 0 | 0 | 0 | 0 | 0 | 0 | 0 | 20.2354 | 6.7451
NYISO_G-I_2_PJM_E | NYISO_G-I | PJM_E | 2035 | B13 | 600 | 0 | 1500 | 0 | 34.98 | 0 | 0 | 0 | 0 | 0 | 0 | 0 | 20.2354 | 6.7451
NYISO_G-I_2_PJM_E | NYISO_G-I | PJM_E | 2035 | B14 | 900 | 0 | 1500 | 0 | 33.27 | 0 | 0 | 0 | 0 | 0 | 0 | 0 | 20.2354 | 6.7451
NYISO_G-I_2_PJM_E | NYISO_G-I | PJM_E | 2035 | B15 | 1203 | 0 | 1500 | 0 | 0 | 0 | 0 | 0 | 0 | 0 | 0 | 0 | 20.2354 | 6.7451
NYISO_G-I_2_PJM_E | NYISO_G-I | PJM_E | 2035 | B16 | 25 | 0 | 1500 | 0 | 197.53 | 0 | 0 | 0 | 0 | 0 | 0 | 0 | 20.2354 | 6.7451
NYISO_G-I_2_PJM_E | NYISO_G-I | PJM_E | 2035 | B17 | 100 | 0 | 1500 | 0 | 0 | 0 | 0 | 0 | 0 | 0 | 0 | 0 | 20.2354 | 6.7451
NYISO_G-I_2_PJM_E | NYISO_G-I | PJM_E | 2035 | B18 | 400 | 0 | 1500 | 0 | 421.31 | 0 | 0 | 0 | 0 | 0 | 0 | 0 | 20.2354 | 6.7451
NYISO_G-I_2_PJM_E | NYISO_G-I | PJM_E | 2035 | B19 | 700 | 0 | 1500 | 0 | 571.67 | 73.18 | 0 | 0 | 0 | 0 | 0 | 0 | 20.2354 | 6.7451
NYISO_G-I_2_PJM_E | NYISO_G-I | PJM_E | 2035 | B20 | 935 | 0 | 1500 | 0 | 0 | 382.3 | 0 | 0 | 0 | 0 | 0 | 0 | 20.2354 | 6.7451
NYISO_G-I_2_PJM_E | NYISO_G-I | PJM_E | 2040 | B1 | 10 | 0 | 1500 | 314.3 | 0 | 0 | 0 | 0 | 0 | 0 | 0 | 0 | 26.3527 | 8.7842
NYISO_G-I_2_PJM_E | NYISO_G-I | PJM_E | 2040 | B2 | 25 | 0 | 1500 | 231.36 | 0 | 0 | 0 | 0 | 0 | 0 | 0 | 0 | 26.3527 | 8.7842
NYISO_G-I_2_PJM_E | NYISO_G-I | PJM_E | 2040 | B3 | 75 | 0 | 1500 | 1500 | 0 | 0 | 0 | 0 | 35.1233 | 0 | 0 | 15.0529 | 26.3527 | 8.7842
NYISO_G-I_2_PJM_E | NYISO_G-I | PJM_E | 2040 | B4 | 100 | 0 | 1500 | 1500 | 1341.79 | 966.5 | 0 | 0 | 35.1471 | 0 | 0 | 20.084 | 26.3527 | 8.7842
NYISO_G-I_2_PJM_E | NYISO_G-I | PJM_E | 2040 | B5 | 200 | 0 | 1500 | 0 | 1500 | 627.18 | 0 | 0 | 0 | 0.56976 | 0 | 0 | 26.3527 | 8.7842
NYISO_G-I_2_PJM_E | NYISO_G-I | PJM_E | 2040 | B6 | 300 | 0 | 1500 | 477.12 | 0 | 1500 | 0 | 0 | 0 | 0 | 0.20179 | 0 | 26.3527 | 8.7842
NYISO_G-I_2_PJM_E | NYISO_G-I | PJM_E | 2040 | B7 | 400 | 0 | 1500 | 0 | 0 | 1280.56 | 0 | 0 | 0 | 0 | 0 | 0 | 26.3527 | 8.7842
NYISO_G-I_2_PJM_E | NYISO_G-I | PJM_E | 2040 | B8 | 500 | 0 | 1500 | 0 | 0 | 0 | 0 | 0 | 0 | 0 | 0 | 0 | 26.3527 | 8.7842
NYISO_G-I_2_PJM_E | NYISO_G-I | PJM_E | 2040 | B9 | 800 | 0 | 1500 | 0 | 0 | 0 | 0 | 0 | 0 | 0 | 0 | 0 | 26.3527 | 8.7842
NYISO_G-I_2_PJM_E | NYISO_G-I | PJM_E | 2040 | B10 | 1262 | 0 | 1500 | 0 | 0 | 0 | 0 | 0 | 0 | 0 | 0 | 0 | 26.3527 | 8.7842
NYISO_G-I_2_PJM_E | NYISO_G-I | PJM_E | 2040 | B11 | 25 | 0 | 1500 | 0 | 1500 | 1500 | 0 | 0 | 0 | 0.56976 | 0.20179 | 0 | 26.3527 | 8.7842
NYISO_G-I_2_PJM_E | NYISO_G-I | PJM_E | 2040 | B12 | 200 | 0 | 1500 | 0 | 1500 | 1500 | 0 | 0 | 0 | 0.56976 | 0.20179 | 0 | 26.3527 | 8.7842
NYISO_G-I_2_PJM_E | NYISO_G-I | PJM_E | 2040 | B13 | 600 | 0 | 1500 | 0 | 1500 | 1500 | 0 | 0 | 0 | 0.56976 | 0.20179 | 0 | 26.3527 | 8.7842
NYISO_G-I_2_PJM_E | NYISO_G-I | PJM_E | 2040 | B14 | 900 | 0 | 1500 | 0 | 1500 | 872.76 | 0 | 0 | 0 | 0.56976 | 0 | 0 | 26.3527 | 8.7842
NYISO_G-I_2_PJM_E | NYISO_G-I | PJM_E | 2040 | B15 | 1203 | 0 | 1500 | 1013.53 | 0 | 0 | 0 | 0 | 0 | 0 | 0 | 0 | 26.3527 | 8.7842
NYISO_G-I_2_PJM_E | NYISO_G-I | PJM_E | 2040 | B16 | 25 | 0 | 1500 | 0 | 1500 | 1500 | 0 | 0 | 0 | 0.56976 | 0.20179 | 0 | 26.3527 | 8.7842
NYISO_G-I_2_PJM_E | NYISO_G-I | PJM_E | 2040 | B17 | 100 | 0 | 1500 | 0 | 1500 | 1500 | 0 | 0 | 0 | 0.56976 | 0.20179 | 0 | 26.3527 | 8.7842
NYISO_G-I_2_PJM_E | NYISO_G-I | PJM_E | 2040 | B18 | 400 | 0 | 1500 | 0 | 1500 | 1500 | 0 | 0 | 0 | 0.56976 | 0.20179 | 0 | 26.3527 | 8.7842
NYISO_G-I_2_PJM_E | NYISO_G-I | PJM_E | 2040 | B19 | 700 | 0 | 1500 | 0 | 1500 | 1500 | 0 | 0 | 0 | 0.56976 | 0.20179 | 0 | 26.3527 | 8.7842
NYISO_G-I_2_PJM_E | NYISO_G-I | PJM_E | 2040 | B20 | 935 | 0 | 1500 | 367.15 | 0 | 0 | 0 | 0 | 0 | 0 | 0 | 0 | 26.3527 | 8.7842
NYISO_G-I_2_PJM_E | NYISO_G-I | PJM_E | 2045 | B1 | 10 | 0 | 1500 | 1500 | 675.63 | 346.81 | 0 | 0 | 158.7969 | 0 | 0 | 1.5722 | 7.5844 | 2.5281
NYISO_G-I_2_PJM_E | NYISO_G-I | PJM_E | 2045 | B2 | 25 | 0 | 1500 | 1500 | 0 | 0 | 0 | 0 | 10.2319 | 0 | 0 | 0.25327 | 7.5844 | 2.5281
NYISO_G-I_2_PJM_E | NYISO_G-I | PJM_E | 2045 | B3 | 75 | 0 | 1500 | 1500 | 0 | 0 | 0 | 0 | 11.0035 | 0 | 0 | 0.81709 | 7.5844 | 2.5281
NYISO_G-I_2_PJM_E | NYISO_G-I | PJM_E | 2045 | B4 | 100 | 0 | 1500 | 1500 | 124.91 | 0 | 0 | 0 | 3.561 | 0 | 0 | 0.35257 | 7.5844 | 2.5281
NYISO_G-I_2_PJM_E | NYISO_G-I | PJM_E | 2045 | B5 | 200 | 0 | 1500 | 1446.77 | 1500 | 1500 | 0 | 0 | 0 | 0.17805 | 0.2374 | 0 | 7.5844 | 2.5281
NYISO_G-I_2_PJM_E | NYISO_G-I | PJM_E | 2045 | B6 | 300 | 0 | 1500 | 1007.11 | 767.73 | 1500 | 0 | 289.4 | 0 | 0 | 2.5283 | 0 | 7.5844 | 2.5281
NYISO_G-I_2_PJM_E | NYISO_G-I | PJM_E | 2045 | B7 | 400 | 0 | 1500 | 1033.7 | 0 | 0 | 0 | 0 | 0 | 0 | 0 | 0 | 7.5844 | 2.5281
NYISO_G-I_2_PJM_E | NYISO_G-I | PJM_E | 2045 | B8 | 500 | 0 | 1500 | 471.04 | 0 | 0 | 0 | 0 | 0 | 0 | 0 | 0 | 7.5844 | 2.5281
NYISO_G-I_2_PJM_E | NYISO_G-I | PJM_E | 2045 | B9 | 800 | 0 | 1500 | 1500 | 0 | 136.47 | 0 | 0 | 8.9856 | 0 | 0 | 7.1173 | 7.5844 | 2.5281
NYISO_G-I_2_PJM_E | NYISO_G-I | PJM_E | 2045 | B10 | 1262 | 0 | 1500 | 0 | 0 | 0 | 0 | 0 | 0 | 0 | 0 | 0 | 7.5844 | 2.5281
NYISO_G-I_2_PJM_E | NYISO_G-I | PJM_E | 2045 | B11 | 25 | 25 | 1500 | 656.09 | 1500 | 1500 | 2013.44 | 752.02 | 0 | 7.5849 | 2.5283 | 0 | 7.5844 | 2.5281
NYISO_G-I_2_PJM_E | NYISO_G-I | PJM_E | 2045 | B12 | 200 | 200 | 1500 | 686.19 | 1500 | 1500 | 1032.05 | 0 | 0 | 7.5849 | 1.1277 | 0 | 7.5844 | 2.5281
NYISO_G-I_2_PJM_E | NYISO_G-I | PJM_E | 2045 | B13 | 600 | 0 | 1500 | 793.39 | 1500 | 761.87 | 0 | 0 | 0 | 2.5164 | 0 | 0 | 7.5844 | 2.5281
NYISO_G-I_2_PJM_E | NYISO_G-I | PJM_E | 2045 | B14 | 900 | 0 | 1500 | 934.76 | 847.16 | 971.05 | 0 | 0 | 0 | 0 | 0 | 0 | 7.5844 | 2.5281
NYISO_G-I_2_PJM_E | NYISO_G-I | PJM_E | 2045 | B15 | 1203 | 0 | 1500 | 291.31 | 0 | 0 | 0 | 0 | 0 | 0 | 0 | 0 | 7.5844 | 2.5281
NYISO_G-I_2_PJM_E | NYISO_G-I | PJM_E | 2045 | B16 | 25 | 25 | 1500 | 679.62 | 1500 | 1500 | 243.48 | 0 | 0 | 7.5849 | 1.3057 | 0 | 7.5844 | 2.5281
NYISO_G-I_2_PJM_E | NYISO_G-I | PJM_E | 2045 | B17 | 100 | 0 | 1500 | 787.19 | 1500 | 1500 | 0 | 0 | 0 | 4.6768 | 1.1277 | 0 | 7.5844 | 2.5281
NYISO_G-I_2_PJM_E | NYISO_G-I | PJM_E | 2045 | B18 | 400 | 0 | 1500 | 837.17 | 727.33 | 1396.41 | 0 | 0 | 0 | 0 | 0 | 0 | 7.5844 | 2.5281
NYISO_G-I_2_PJM_E | NYISO_G-I | PJM_E | 2045 | B19 | 700 | 0 | 1500 | 988.92 | 503.13 | 1500 | 0 | 0 | 0 | 0 | 1.1277 | 0 | 7.5844 | 2.5281
NYISO_G-I_2_PJM_E | NYISO_G-I | PJM_E | 2045 | B20 | 935 | 0 | 1500 | 641.8 | 0 | 0 | 0 | 0 | 0 | 0 | 0 | 0 | 7.5844 | 2.5281
NYISO_G-I_2_PJM_E | NYISO_G-I | PJM_E | 2050 | B1 | 10 | 0 | 1500 | 344.43 | 0 | 0 | 0 | 0 | 0 | 0 | 0 | 0 | 15.5616 | 5.1872
NYISO_G-I_2_PJM_E | NYISO_G-I | PJM_E | 2050 | B2 | 25 | 0 | 1500 | 88.27 | 0 | 0 | 0 | 0 | 0 | 0 | 0 | 0 | 15.5616 | 5.1872
NYISO_G-I_2_PJM_E | NYISO_G-I | PJM_E | 2050 | B3 | 75 | 0 | 1500 | 1474.76 | 0 | 0 | 0 | 0 | 0 | 0 | 0 | 0 | 15.5616 | 5.1872
NYISO_G-I_2_PJM_E | NYISO_G-I | PJM_E | 2050 | B4 | 100 | 0 | 1500 | 1500 | 252.83 | 0 | 0 | 0 | 1.9704 | 0 | 0 | 0.057531 | 15.5616 | 5.1872
NYISO_G-I_2_PJM_E | NYISO_G-I | PJM_E | 2050 | B5 | 200 | 0 | 1500 | 887.56 | 481.17 | 0 | 0 | 0 | 0 | 0 | 0 | 0 | 15.5616 | 5.1872
NYISO_G-I_2_PJM_E | NYISO_G-I | PJM_E | 2050 | B6 | 300 | 0 | 1500 | 1095.87 | 0 | 0 | 0 | 0 | 0 | 0 | 0 | 0 | 15.5616 | 5.1872
NYISO_G-I_2_PJM_E | NYISO_G-I | PJM_E | 2050 | B7 | 400 | 0 | 1500 | 1500 | 553.48 | 21.82 | 0 | 0 | 94.2359 | 0 | 0 | 11.0057 | 15.5616 | 5.1872
NYISO_G-I_2_PJM_E | NYISO_G-I | PJM_E | 2050 | B8 | 500 | 0 | 1500 | 962.24 | 0 | 0 | 0 | 0 | 0 | 0 | 0 | 0 | 15.5616 | 5.1872
NYISO_G-I_2_PJM_E | NYISO_G-I | PJM_E | 2050 | B9 | 800 | 0 | 1500 | 0 | 0 | 0 | 0 | 0 | 0 | 0 | 0 | 0 | 15.5616 | 5.1872
NYISO_G-I_2_PJM_E | NYISO_G-I | PJM_E | 2050 | B10 | 1262 | 0 | 1500 | 0 | 0 | 0 | 0 | 0 | 0 | 0 | 0 | 0 | 15.5616 | 5.1872
NYISO_G-I_2_PJM_E | NYISO_G-I | PJM_E | 2050 | B11 | 25 | 25 | 1500 | 1500 | 1500 | 1500 | 596.96 | 563.7 | 226.6695 | 15.5616 | 5.1872 | 1.6545 | 15.5616 | 5.1872
NYISO_G-I_2_PJM_E | NYISO_G-I | PJM_E | 2050 | B12 | 200 | 0 | 1500 | 1500 | 1500 | 954.18 | 0 | 0 | 7.9885 | 13.2825 | 0 | 0.46648 | 15.5616 | 5.1872
NYISO_G-I_2_PJM_E | NYISO_G-I | PJM_E | 2050 | B13 | 600 | 0 | 1500 | 1500 | 733.74 | 0 | 0 | 0 | 3.2168 | 0 | 0 | 0.56352 | 15.5616 | 5.1872
NYISO_G-I_2_PJM_E | NYISO_G-I | PJM_E | 2050 | B14 | 900 | 0 | 1500 | 1500 | 0 | 0 | 0 | 0 | 11.0866 | 0 | 0 | 2.9133 | 15.5616 | 5.1872
NYISO_G-I_2_PJM_E | NYISO_G-I | PJM_E | 2050 | B15 | 1203 | 0 | 1500 | 0 | 0 | 0 | 0 | 0 | 0 | 0 | 0 | 0 | 15.5616 | 5.1872
NYISO_G-I_2_PJM_E | NYISO_G-I | PJM_E | 2050 | B16 | 25 | 0 | 1500 | 1435.33 | 1500 | 578.8 | 0 | 0 | 0 | 13.2825 | 0 | 0 | 15.5616 | 5.1872
NYISO_G-I_2_PJM_E | NYISO_G-I | PJM_E | 2050 | B17 | 100 | 0 | 1500 | 1500 | 1500 | 735.86 | 0 | 0 | 15.526 | 8.3565 | 0 | 0.45331 | 15.5616 | 5.1872
NYISO_G-I_2_PJM_E | NYISO_G-I | PJM_E | 2050 | B18 | 400 | 0 | 1500 | 1500 | 977.24 | 0 | 0 | 0 | 13.9829 | 0 | 0 | 1.633 | 15.5616 | 5.1872
NYISO_G-I_2_PJM_E | NYISO_G-I | PJM_E | 2050 | B19 | 700 | 0 | 1500 | 1500 | 623.78 | 0 | 0 | 0 | 9.7927 | 0 | 0 | 2.0014 | 15.5616 | 5.1872
NYISO_G-I_2_PJM_E | NYISO_G-I | PJM_E | 2050 | B20 | 935 | 0 | 1500 | 0 | 0 | 0 | 0 | 0 | 0 | 0 | 0 | 0 | 15.5616 | 5.1872
NYISO_J-K_2_NEISO | NYISO_J-K | NEISO | 2015 | B1 | 10 | 0 | 0.001 | 0 | 0 | 0 | 0 | 0 | 0 | 0 | 0 | 0 | 0 | 0
NYISO_J-K_2_NEISO | NYISO_J-K | NEISO | 2015 | B2 | 25 | 0 | 0.001 | 0 | 0 | 0 | 0 | 0 | 0 | 0 | 0 | 0 | 0 | 0
NYISO_J-K_2_NEISO | NYISO_J-K | NEISO | 2015 | B3 | 75 | 0 | 0.001 | 0 | 0 | 0 | 0 | 0 | 0 | 0 | 0 | 0 | 0 | 0
NYISO_J-K_2_NEISO | NYISO_J-K | NEISO | 2015 | B4 | 100 | 0 | 0.001 | 0 | 0 | 0 | 0 | 0 | 0 | 0 | 0 | 0 | 0 | 0
NYISO_J-K_2_NEISO | NYISO_J-K | NEISO | 2015 | B5 | 200 | 0 | 0.001 | 0 | 0 | 0 | 0 | 0 | 0 | 0 | 0 | 0 | 0 | 0
NYISO_J-K_2_NEISO | NYISO_J-K | NEISO | 2015 | B6 | 300 | 0 | 0.001 | 0 | 0 | 0 | 0 | 0 | 0 | 0 | 0 | 0 | 0 | 0
NYISO_J-K_2_NEISO | NYISO_J-K | NEISO | 2015 | B7 | 400 | 0 | 0.001 | 0 | 0 | 0 | 0 | 0 | 0 | 0 | 0 | 0 | 0 | 0
NYISO_J-K_2_NEISO | NYISO_J-K | NEISO | 2015 | B8 | 500 | 0 | 0.001 | 0 | 0 | 0 | 0 | 0 | 0 | 0 | 0 | 0 | 0 | 0
NYISO_J-K_2_NEISO | NYISO_J-K | NEISO | 2015 | B9 | 800 | 0 | 0.001 | 0 | 0 | 0 | 0 | 0 | 0 | 0 | 0 | 0 | 0 | 0
NYISO_J-K_2_NEISO | NYISO_J-K | NEISO | 2015 | B10 | 1262 | 0 | 0.001 | 0 | 0 | 0 | 0 | 0 | 0 | 0 | 0 | 0 | 0 | 0
NYISO_J-K_2_NEISO | NYISO_J-K | NEISO | 2015 | B11 | 25 | 0 | 0.001 | 0 | 0 | 0 | 0 | 0 | 0 | 0 | 0 | 0 | 0 | 0
NYISO_J-K_2_NEISO | NYISO_J-K | NEISO | 2015 | B12 | 200 | 0 | 0.001 | 0 | 0 | 0 | 0 | 0 | 0 | 0 | 0 | 0 | 0 | 0
NYISO_J-K_2_NEISO | NYISO_J-K | NEISO | 2015 | B13 | 600 | 0 | 0.001 | 0 | 0 | 0 | 0 | 0 | 0 | 0 | 0 | 0 | 0 | 0
NYISO_J-K_2_NEISO | NYISO_J-K | NEISO | 2015 | B14 | 900 | 0 | 0.001 | 0 | 0 | 0 | 0 | 0 | 0 | 0 | 0 | 0 | 0 | 0
NYISO_J-K_2_NEISO | NYISO_J-K | NEISO | 2015 | B15 | 1203 | 0 | 0.001 | 0 | 0 | 0 | 0 | 0 | 0 | 0 | 0 | 0 | 0 | 0
NYISO_J-K_2_NEISO | NYISO_J-K | NEISO | 2015 | B16 | 25 | 0 | 0.001 | 0 | 0 | 0 | 0 | 0 | 0 | 0 | 0 | 0 | 0 | 0
NYISO_J-K_2_NEISO | NYISO_J-K | NEISO | 2015 | B17 | 100 | 0 | 0.001 | 0 | 0 | 0 | 0 | 0 | 0 | 0 | 0 | 0 | 0 | 0
NYISO_J-K_2_NEISO | NYISO_J-K | NEISO | 2015 | B18 | 400 | 0 | 0.001 | 0 | 0 | 0 | 0 | 0 | 0 | 0 | 0 | 0 | 0 | 0
NYISO_J-K_2_NEISO | NYISO_J-K | NEISO | 2015 | B19 | 700 | 0 | 0.001 | 0 | 0 | 0 | 0 | 0 | 0 | 0 | 0 | 0 | 0 | 0
NYISO_J-K_2_NEISO | NYISO_J-K | NEISO | 2015 | B20 | 935 | 0 | 0.001 | 0 | 0 | 0 | 0 | 0 | 0 | 0 | 0 | 0 | 0 | 0
NYISO_J-K_2_NEISO | NYISO_J-K | NEISO | 2020 | B1 | 10 | 0 | 0.001 | 0 | 0 | 0 | 0 | 0 | 0 | 0 | 0 | 0 | 0 | 0
NYISO_J-K_2_NEISO | NYISO_J-K | NEISO | 2020 | B2 | 25 | 0 | 0.001 | 0 | 0 | 0 | 0 | 0 | 0 | 0 | 0 | 0 | 0 | 0
NYISO_J-K_2_NEISO | NYISO_J-K | NEISO | 2020 | B3 | 75 | 0 | 0.001 | 0 | 0 | 0 | 0 | 0 | 0 | 0 | 0 | 0 | 0 | 0
NYISO_J-K_2_NEISO | NYISO_J-K | NEISO | 2020 | B4 | 100 | 0 | 0.001 | 0 | 0 | 0 | 0 | 0 | 0 | 0 | 0 | 0 | 0 | 0
NYISO_J-K_2_NEISO | NYISO_J-K | NEISO | 2020 | B5 | 200 | 0 | 0.001 | 0 | 0 | 0 | 0 | 0 | 0 | 0 | 0 | 0 | 0 | 0
NYISO_J-K_2_NEISO | NYISO_J-K | NEISO | 2020 | B6 | 300 | 0 | 0.001 | 0 | 0 | 0 | 0 | 0 | 0 | 0 | 0 | 0 | 0 | 0
NYISO_J-K_2_NEISO | NYISO_J-K | NEISO | 2020 | B7 | 400 | 0 | 0.001 | 0 | 0 | 0 | 0 | 0 | 0 | 0 | 0 | 0 | 0 | 0
NYISO_J-K_2_NEISO | NYISO_J-K | NEISO | 2020 | B8 | 500 | 0 | 0.001 | 0 | 0 | 0 | 0 | 0 | 0 | 0 | 0 | 0 | 0 | 0
NYISO_J-K_2_NEISO | NYISO_J-K | NEISO | 2020 | B9 | 800 | 0 | 0.001 | 0 | 0 | 0 | 0 | 0 | 0 | 0 | 0 | 0 | 0 | 0
NYISO_J-K_2_NEISO | NYISO_J-K | NEISO | 2020 | B10 | 1262 | 0 | 0.001 | 0 | 0 | 0 | 0 | 0 | 0 | 0 | 0 | 0 | 0 | 0
NYISO_J-K_2_NEISO | NYISO_J-K | NEISO | 2020 | B11 | 25 | 0 | 0.001 | 0 | 0 | 0 | 0 | 0 | 0 | 0 | 0 | 0 | 0 | 0
NYISO_J-K_2_NEISO | NYISO_J-K | NEISO | 2020 | B12 | 200 | 0 | 0.001 | 0 | 0 | 0 | 0 | 0 | 0 | 0 | 0 | 0 | 0 | 0
NYISO_J-K_2_NEISO | NYISO_J-K | NEISO | 2020 | B13 | 600 | 0 | 0.001 | 0 | 0 | 0 | 0 | 0 | 0 | 0 | 0 | 0 | 0 | 0
NYISO_J-K_2_NEISO | NYISO_J-K | NEISO | 2020 | B14 | 900 | 0 | 0.001 | 0 | 0 | 0 | 0 | 0 | 0 | 0 | 0 | 0 | 0 | 0
NYISO_J-K_2_NEISO | NYISO_J-K | NEISO | 2020 | B15 | 1203 | 0 | 0.001 | 0 | 0 | 0 | 0 | 0 | 0 | 0 | 0 | 0 | 0 | 0
NYISO_J-K_2_NEISO | NYISO_J-K | NEISO | 2020 | B16 | 25 | 0 | 0.001 | 0 | 0 | 0 | 0 | 0 | 0 | 0 | 0 | 0 | 0 | 0
NYISO_J-K_2_NEISO | NYISO_J-K | NEISO | 2020 | B17 | 100 | 0 | 0.001 | 0 | 0 | 0 | 0 | 0 | 0 | 0 | 0 | 0 | 0 | 0
NYISO_J-K_2_NEISO | NYISO_J-K | NEISO | 2020 | B18 | 400 | 0 | 0.001 | 0 | 0 | 0 | 0 | 0 | 0 | 0 | 0 | 0 | 0 | 0
NYISO_J-K_2_NEISO | NYISO_J-K | NEISO | 2020 | B19 | 700 | 0 | 0.001 | 0 | 0 | 0 | 0 | 0 | 0 | 0 | 0 | 0 | 0 | 0
NYISO_J-K_2_NEISO | NYISO_J-K | NEISO | 2020 | B20 | 935 | 0 | 0.001 | 0 | 0 | 0 | 0 | 0 | 0 | 0 | 0 | 0 | 0 | 0
NYISO_J-K_2_NEISO | NYISO_J-K | NEISO | 2025 | B1 | 10 | 0 | 0.001 | 0 | 0 | 0 | 0 | 0 | 0 | 0 | 0 | 0 | 0 | 0
NYISO_J-K_2_NEISO | NYISO_J-K | NEISO | 2025 | B2 | 25 | 0 | 0.001 | 0 | 0 | 0 | 0 | 0 | 0 | 0 | 0 | 0 | 0 | 0
NYISO_J-K_2_NEISO | NYISO_J-K | NEISO | 2025 | B3 | 75 | 0 | 0.001 | 0 | 0 | 0 | 0 | 0 | 0 | 0 | 0 | 0 | 0 | 0
NYISO_J-K_2_NEISO | NYISO_J-K | NEISO | 2025 | B4 | 100 | 0 | 0.001 | 0 | 0 | 0 | 0 | 0 | 0 | 0 | 0 | 0 | 0 | 0
NYISO_J-K_2_NEISO | NYISO_J-K | NEISO | 2025 | B5 | 200 | 0 | 0.001 | 0 | 0 | 0 | 0 | 0 | 0 | 0 | 0 | 0 | 0 | 0
NYISO_J-K_2_NEISO | NYISO_J-K | NEISO | 2025 | B6 | 300 | 0 | 0.001 | 0 | 0 | 0 | 0 | 0 | 0 | 0 | 0 | 0 | 0 | 0
NYISO_J-K_2_NEISO | NYISO_J-K | NEISO | 2025 | B7 | 400 | 0 | 0.001 | 0 | 0 | 0 | 0 | 0 | 0 | 0 | 0 | 0 | 0 | 0
NYISO_J-K_2_NEISO | NYISO_J-K | NEISO | 2025 | B8 | 500 | 0 | 0.001 | 0 | 0 | 0 | 0 | 0 | 0 | 0 | 0 | 0 | 0 | 0
NYISO_J-K_2_NEISO | NYISO_J-K | NEISO | 2025 | B9 | 800 | 0 | 0.001 | 0 | 0 | 0 | 0 | 0 | 0 | 0 | 0 | 0 | 0 | 0
NYISO_J-K_2_NEISO | NYISO_J-K | NEISO | 2025 | B10 | 1262 | 0 | 0.001 | 0 | 0 | 0 | 0 | 0 | 0 | 0 | 0 | 0 | 0 | 0
NYISO_J-K_2_NEISO | NYISO_J-K | NEISO | 2025 | B11 | 25 | 0 | 0.001 | 0 | 0 | 0 | 0 | 0 | 0 | 0 | 0 | 0 | 0 | 0
NYISO_J-K_2_NEISO | NYISO_J-K | NEISO | 2025 | B12 | 200 | 0 | 0.001 | 0 | 0 | 0 | 0 | 0 | 0 | 0 | 0 | 0 | 0 | 0
NYISO_J-K_2_NEISO | NYISO_J-K | NEISO | 2025 | B13 | 600 | 0 | 0.001 | 0 | 0 | 0 | 0 | 0 | 0 | 0 | 0 | 0 | 0 | 0
NYISO_J-K_2_NEISO | NYISO_J-K | NEISO | 2025 | B14 | 900 | 0 | 0.001 | 0 | 0 | 0 | 0 | 0 | 0 | 0 | 0 | 0 | 0 | 0
NYISO_J-K_2_NEISO | NYISO_J-K | NEISO | 2025 | B15 | 1203 | 0 | 0.001 | 0 | 0 | 0 | 0 | 0 | 0 | 0 | 0 | 0 | 0 | 0
NYISO_J-K_2_NEISO | NYISO_J-K | NEISO | 2025 | B16 | 25 | 0 | 0.001 | 0 | 0 | 0 | 0 | 0 | 0 | 0 | 0 | 0 | 0 | 0
NYISO_J-K_2_NEISO | NYISO_J-K | NEISO | 2025 | B17 | 100 | 0 | 0.001 | 0 | 0 | 0 | 0 | 0 | 0 | 0 | 0 | 0 | 0 | 0
NYISO_J-K_2_NEISO | NYISO_J-K | NEISO | 2025 | B18 | 400 | 0 | 0.001 | 0 | 0 | 0 | 0 | 0 | 0 | 0 | 0 | 0 | 0 | 0
NYISO_J-K_2_NEISO | NYISO_J-K | NEISO | 2025 | B19 | 700 | 0 | 0.001 | 0 | 0 | 0 | 0 | 0 | 0 | 0 | 0 | 0 | 0 | 0
NYISO_J-K_2_NEISO | NYISO_J-K | NEISO | 2025 | B20 | 935 | 0 | 0.001 | 0 | 0 | 0 | 0 | 0 | 0 | 0 | 0 | 0 | 0 | 0
NYISO_J-K_2_NEISO | NYISO_J-K | NEISO | 2030 | B1 | 10 | 0 | 0.001 | 0 | 0 | 0 | 0 | 0 | 0 | 0 | 0 | 0 | 0 | 0
NYISO_J-K_2_NEISO | NYISO_J-K | NEISO | 2030 | B2 | 25 | 0 | 0.001 | 0 | 0 | 0 | 0 | 0 | 0 | 0 | 0 | 0 | 0 | 0
NYISO_J-K_2_NEISO | NYISO_J-K | NEISO | 2030 | B3 | 75 | 0 | 0.001 | 0 | 0 | 0 | 0 | 0 | 0 | 0 | 0 | 0 | 0 | 0
NYISO_J-K_2_NEISO | NYISO_J-K | NEISO | 2030 | B4 | 100 | 0 | 0.001 | 0 | 0 | 0 | 0 | 0 | 0 | 0 | 0 | 0 | 0 | 0
NYISO_J-K_2_NEISO | NYISO_J-K | NEISO | 2030 | B5 | 200 | 0 | 0.001 | 0 | 0 | 0 | 0 | 0 | 0 | 0 | 0 | 0 | 0 | 0
NYISO_J-K_2_NEISO | NYISO_J-K | NEISO | 2030 | B6 | 300 | 0 | 0.001 | 0 | 0 | 0 | 0 | 0 | 0 | 0 | 0 | 0 | 0 | 0
NYISO_J-K_2_NEISO | NYISO_J-K | NEISO | 2030 | B7 | 400 | 0 | 0.001 | 0 | 0 | 0 | 0 | 0 | 0 | 0 | 0 | 0 | 0 | 0
NYISO_J-K_2_NEISO | NYISO_J-K | NEISO | 2030 | B8 | 500 | 0 | 0.001 | 0 | 0 | 0 | 0 | 0 | 0 | 0 | 0 | 0 | 0 | 0
NYISO_J-K_2_NEISO | NYISO_J-K | NEISO | 2030 | B9 | 800 | 0 | 0.001 | 0 | 0 | 0 | 0 | 0 | 0 | 0 | 0 | 0 | 0 | 0
NYISO_J-K_2_NEISO | NYISO_J-K | NEISO | 2030 | B10 | 1262 | 0 | 0.001 | 0 | 0 | 0 | 0 | 0 | 0 | 0 | 0 | 0 | 0 | 0
NYISO_J-K_2_NEISO | NYISO_J-K | NEISO | 2030 | B11 | 25 | 0 | 0.001 | 0 | 0 | 0 | 0 | 0 | 0 | 0 | 0 | 0 | 0 | 0
NYISO_J-K_2_NEISO | NYISO_J-K | NEISO | 2030 | B12 | 200 | 0 | 0.001 | 0 | 0 | 0 | 0 | 0 | 0 | 0 | 0 | 0 | 0 | 0
NYISO_J-K_2_NEISO | NYISO_J-K | NEISO | 2030 | B13 | 600 | 0 | 0.001 | 0 | 0 | 0 | 0 | 0 | 0 | 0 | 0 | 0 | 0 | 0
NYISO_J-K_2_NEISO | NYISO_J-K | NEISO | 2030 | B14 | 900 | 0 | 0.001 | 0 | 0 | 0 | 0 | 0 | 0 | 0 | 0 | 0 | 0 | 0
NYISO_J-K_2_NEISO | NYISO_J-K | NEISO | 2030 | B15 | 1203 | 0 | 0.001 | 0 | 0 | 0 | 0 | 0 | 0 | 0 | 0 | 0 | 0 | 0
NYISO_J-K_2_NEISO | NYISO_J-K | NEISO | 2030 | B16 | 25 | 0 | 0.001 | 0 | 0 | 0 | 0 | 0 | 0 | 0 | 0 | 0 | 0 | 0
NYISO_J-K_2_NEISO | NYISO_J-K | NEISO | 2030 | B17 | 100 | 0 | 0.001 | 0 | 0 | 0 | 0 | 0 | 0 | 0 | 0 | 0 | 0 | 0
NYISO_J-K_2_NEISO | NYISO_J-K | NEISO | 2030 | B18 | 400 | 0 | 0.001 | 0 | 0 | 0 | 0 | 0 | 0 | 0 | 0 | 0 | 0 | 0
NYISO_J-K_2_NEISO | NYISO_J-K | NEISO | 2030 | B19 | 700 | 0 | 0.001 | 0 | 0 | 0 | 0 | 0 | 0 | 0 | 0 | 0 | 0 | 0
NYISO_J-K_2_NEISO | NYISO_J-K | NEISO | 2030 | B20 | 935 | 0 | 0.001 | 0 | 0 | 0 | 0 | 0 | 0 | 0 | 0 | 0 | 0 | 0
NYISO_J-K_2_NEISO | NYISO_J-K | NEISO | 2035 | B1 | 10 | 0 | 0.001 | 0 | 0 | 0 | 0 | 0 | 0 | 0 | 0 | 0 | 0 | 0
NYISO_J-K_2_NEISO | NYISO_J-K | NEISO | 2035 | B2 | 25 | 0 | 0.001 | 0 | 0 | 0 | 0 | 0 | 0 | 0 | 0 | 0 | 0 | 0
NYISO_J-K_2_NEISO | NYISO_J-K | NEISO | 2035 | B3 | 75 | 0 | 0.001 | 0 | 0 | 0 | 0 | 0 | 0 | 0 | 0 | 0 | 0 | 0
NYISO_J-K_2_NEISO | NYISO_J-K | NEISO | 2035 | B4 | 100 | 0 | 0.001 | 0 | 0 | 0 | 0 | 0 | 0 | 0 | 0 | 0 | 0 | 0
NYISO_J-K_2_NEISO | NYISO_J-K | NEISO | 2035 | B5 | 200 | 0 | 0.001 | 0 | 0 | 0 | 0 | 0 | 0 | 0 | 0 | 0 | 0 | 0
NYISO_J-K_2_NEISO | NYISO_J-K | NEISO | 2035 | B6 | 300 | 0 | 0.001 | 0 | 0 | 0 | 0 | 0 | 0 | 0 | 0 | 0 | 0 | 0
NYISO_J-K_2_NEISO | NYISO_J-K | NEISO | 2035 | B7 | 400 | 0 | 0.001 | 0 | 0 | 0 | 0 | 0 | 0 | 0 | 0 | 0 | 0 | 0
NYISO_J-K_2_NEISO | NYISO_J-K | NEISO | 2035 | B8 | 500 | 0 | 0.001 | 0 | 0 | 0 | 0 | 0 | 0 | 0 | 0 | 0 | 0 | 0
NYISO_J-K_2_NEISO | NYISO_J-K | NEISO | 2035 | B9 | 800 | 0 | 0.001 | 0 | 0 | 0 | 0 | 0 | 0 | 0 | 0 | 0 | 0 | 0
NYISO_J-K_2_NEISO | NYISO_J-K | NEISO | 2035 | B10 | 1262 | 0 | 0.001 | 0 | 0 | 0 | 0 | 0 | 0 | 0 | 0 | 0 | 0 | 0
NYISO_J-K_2_NEISO | NYISO_J-K | NEISO | 2035 | B11 | 25 | 0 | 0.001 | 0 | 0 | 0 | 0 | 0 | 0 | 0 | 0 | 0 | 0 | 0
NYISO_J-K_2_NEISO | NYISO_J-K | NEISO | 2035 | B12 | 200 | 0 | 0.001 | 0 | 0 | 0 | 0 | 0 | 0 | 0 | 0 | 0 | 0 | 0
NYISO_J-K_2_NEISO | NYISO_J-K | NEISO | 2035 | B13 | 600 | 0 | 0.001 | 0 | 0 | 0 | 0 | 0 | 0 | 0 | 0 | 0 | 0 | 0
NYISO_J-K_2_NEISO | NYISO_J-K | NEISO | 2035 | B14 | 900 | 0 | 0.001 | 0 | 0 | 0 | 0 | 0 | 0 | 0 | 0 | 0 | 0 | 0
NYISO_J-K_2_NEISO | NYISO_J-K | NEISO | 2035 | B15 | 1203 | 0 | 0.001 | 0 | 0 | 0 | 0 | 0 | 0 | 0 | 0 | 0 | 0 | 0
NYISO_J-K_2_NEISO | NYISO_J-K | NEISO | 2035 | B16 | 25 | 0 | 0.001 | 0 | 0 | 0 | 0 | 0 | 0 | 0 | 0 | 0 | 0 | 0
NYISO_J-K_2_NEISO | NYISO_J-K | NEISO | 2035 | B17 | 100 | 0 | 0.001 | 0 | 0 | 0 | 0 | 0 | 0 | 0 | 0 | 0 | 0 | 0
NYISO_J-K_2_NEISO | NYISO_J-K | NEISO | 2035 | B18 | 400 | 0 | 0.001 | 0 | 0 | 0 | 0 | 0 | 0 | 0 | 0 | 0 | 0 | 0
NYISO_J-K_2_NEISO | NYISO_J-K | NEISO | 2035 | B19 | 700 | 0 | 0.001 | 0 | 0 | 0 | 0 | 0 | 0 | 0 | 0 | 0 | 0 | 0
NYISO_J-K_2_NEISO | NYISO_J-K | NEISO | 2035 | B20 | 935 | 0 | 0.001 | 0 | 0 | 0 | 0 | 0 | 0 | 0 | 0 | 0 | 0 | 0
NYISO_J-K_2_NEISO | NYISO_J-K | NEISO | 2040 | B1 | 10 | 0 | 0.001 | 0 | 0 | 0 | 0 | 0 | 0 | 0 | 0 | 0 | 0 | 0
NYISO_J-K_2_NEISO | NYISO_J-K | NEISO | 2040 | B2 | 25 | 0 | 0.001 | 0 | 0 | 0 | 0 | 0 | 0 | 0 | 0 | 0 | 0 | 0
NYISO_J-K_2_NEISO | NYISO_J-K | NEISO | 2040 | B3 | 75 | 0 | 0.001 | 0 | 0 | 0 | 0 | 0 | 0 | 0 | 0 | 0 | 0 | 0
NYISO_J-K_2_NEISO | NYISO_J-K | NEISO | 2040 | B4 | 100 | 0 | 0.001 | 0 | 0 | 0 | 0 | 0 | 0 | 0 | 0 | 0 | 0 | 0
NYISO_J-K_2_NEISO | NYISO_J-K | NEISO | 2040 | B5 | 200 | 0 | 0.001 | 0 | 0 | 0 | 0 | 0 | 0 | 0 | 0 | 0 | 0 | 0
NYISO_J-K_2_NEISO | NYISO_J-K | NEISO | 2040 | B6 | 300 | 0 | 0.001 | 0 | 0 | 0 | 0 | 0 | 0 | 0 | 0 | 0 | 0 | 0
NYISO_J-K_2_NEISO | NYISO_J-K | NEISO | 2040 | B7 | 400 | 0 | 0.001 | 0 | 0 | 0 | 0 | 0 | 0 | 0 | 0 | 0 | 0 | 0
NYISO_J-K_2_NEISO | NYISO_J-K | NEISO | 2040 | B8 | 500 | 0 | 0.001 | 0 | 0 | 0 | 0 | 0 | 0 | 0 | 0 | 0 | 0 | 0
NYISO_J-K_2_NEISO | NYISO_J-K | NEISO | 2040 | B9 | 800 | 0 | 0.001 | 0 | 0 | 0 | 0 | 0 | 0 | 0 | 0 | 0 | 0 | 0
NYISO_J-K_2_NEISO | NYISO_J-K | NEISO | 2040 | B10 | 1262 | 0 | 0.001 | 0 | 0 | 0 | 0 | 0 | 0 | 0 | 0 | 0 | 0 | 0
NYISO_J-K_2_NEISO | NYISO_J-K | NEISO | 2040 | B11 | 25 | 0 | 0.001 | 0 | 0 | 0 | 0 | 0 | 0 | 0 | 0 | 0 | 0 | 0
NYISO_J-K_2_NEISO | NYISO_J-K | NEISO | 2040 | B12 | 200 | 0 | 0.001 | 0 | 0 | 0 | 0 | 0 | 0 | 0 | 0 | 0 | 0 | 0
NYISO_J-K_2_NEISO | NYISO_J-K | NEISO | 2040 | B13 | 600 | 0 | 0.001 | 0 | 0 | 0 | 0 | 0 | 0 | 0 | 0 | 0 | 0 | 0
NYISO_J-K_2_NEISO | NYISO_J-K | NEISO | 2040 | B14 | 900 | 0 | 0.001 | 0 | 0 | 0 | 0 | 0 | 0 | 0 | 0 | 0 | 0 | 0
NYISO_J-K_2_NEISO | NYISO_J-K | NEISO | 2040 | B15 | 1203 | 0 | 0.001 | 0 | 0 | 0 | 0 | 0 | 0 | 0 | 0 | 0 | 0 | 0
NYISO_J-K_2_NEISO | NYISO_J-K | NEISO | 2040 | B16 | 25 | 0 | 0.001 | 0 | 0 | 0 | 0 | 0 | 0 | 0 | 0 | 0 | 0 | 0
NYISO_J-K_2_NEISO | NYISO_J-K | NEISO | 2040 | B17 | 100 | 0 | 0.001 | 0 | 0 | 0 | 0 | 0 | 0 | 0 | 0 | 0 | 0 | 0
NYISO_J-K_2_NEISO | NYISO_J-K | NEISO | 2040 | B18 | 400 | 0 | 0.001 | 0 | 0 | 0 | 0 | 0 | 0 | 0 | 0 | 0 | 0 | 0
NYISO_J-K_2_NEISO | NYISO_J-K | NEISO | 2040 | B19 | 700 | 0 | 0.001 | 0 | 0 | 0 | 0 | 0 | 0 | 0 | 0 | 0 | 0 | 0
NYISO_J-K_2_NEISO | NYISO_J-K | NEISO | 2040 | B20 | 935 | 0 | 0.001 | 0 | 0 | 0 | 0 | 0 | 0 | 0 | 0 | 0 | 0 | 0
NYISO_J-K_2_NEISO | NYISO_J-K | NEISO | 2045 | B1 | 10 | 0 | 0.001 | 0 | 0 | 0 | 0 | 0 | 0.01187 | 0 | 0 | 0.0033914 | 8.1547 | 2.7182
NYISO_J-K_2_NEISO | NYISO_J-K | NEISO | 2045 | B2 | 25 | 0 | 0.001 | 0.01 | 0 | 0 | 0 | 0 | 15.2173 | 0 | 0 | 10.8695 | 8.1547 | 2.7182
NYISO_J-K_2_NEISO | NYISO_J-K | NEISO | 2045 | B3 | 75 | 0 | 0.001 | 0 | 0 | 0 | 0 | 0 | 0 | 0 | 0 | 0 | 8.1547 | 2.7182
NYISO_J-K_2_NEISO | NYISO_J-K | NEISO | 2045 | B4 | 100 | 0 | 0.001 | 0 | 0 | 0 | 0 | 0 | 0 | 0 | 0 | 0 | 8.1547 | 2.7182
NYISO_J-K_2_NEISO | NYISO_J-K | NEISO | 2045 | B5 | 200 | 0 | 0.001 | 0 | 0 | 0 | 0 | 0 | 0 | 0 | 0 | 0 | 8.1547 | 2.7182
NYISO_J-K_2_NEISO | NYISO_J-K | NEISO | 2045 | B6 | 300 | 0 | 0.001 | 0 | 0 | 0 | 0 | 0 | 0 | 0 | 0 | 0 | 8.1547 | 2.7182
NYISO_J-K_2_NEISO | NYISO_J-K | NEISO | 2045 | B7 | 400 | 0 | 0.001 | 0 | 0 | 0 | 0 | 0 | 0 | 0 | 0 | 0 | 8.1547 | 2.7182
NYISO_J-K_2_NEISO | NYISO_J-K | NEISO | 2045 | B8 | 500 | 0 | 0.001 | 0 | 0 | 0 | 0 | 0 | 0 | 0 | 0 | 0 | 8.1547 | 2.7182
NYISO_J-K_2_NEISO | NYISO_J-K | NEISO | 2045 | B9 | 800 | 0 | 0.001 | 0 | 0 | 0 | 0 | 0 | 0 | 0 | 0 | 0 | 8.1547 | 2.7182
NYISO_J-K_2_NEISO | NYISO_J-K | NEISO | 2045 | B10 | 1262 | 0 | 0.001 | 0 | 0 | 0 | 0 | 0 | 0 | 0 | 0 | 0 | 8.1547 | 2.7182
NYISO_J-K_2_NEISO | NYISO_J-K | NEISO | 2045 | B11 | 25 | 0 | 0.001 | 0 | 0 | 0 | 0 | 0 | 0 | 0 | 0 | 0 | 8.1547 | 2.7182
NYISO_J-K_2_NEISO | NYISO_J-K | NEISO | 2045 | B12 | 200 | 0 | 0.001 | 0 | 0 | 0 | 0 | 0 | 0 | 0 | 0 | 0 | 8.1547 | 2.7182
NYISO_J-K_2_NEISO | NYISO_J-K | NEISO | 2045 | B13 | 600 | 0 | 0.001 | 0 | 0 | 0 | 0 | 0 | 0 | 0 | 0 | 0 | 8.1547 | 2.7182
NYISO_J-K_2_NEISO | NYISO_J-K | NEISO | 2045 | B14 | 900 | 0 | 0.001 | 0 | 0 | 0 | 0 | 0 | 0 | 0 | 0 | 0 | 8.1547 | 2.7182
NYISO_J-K_2_NEISO | NYISO_J-K | NEISO | 2045 | B15 | 1203 | 0 | 0.001 | 0 | 0 | 0 | 0 | 0 | 0 | 0 | 0 | 0 | 8.1547 | 2.7182
NYISO_J-K_2_NEISO | NYISO_J-K | NEISO | 2045 | B16 | 25 | 0 | 0.001 | 0 | 0 | 0 | 0 | 0 | 0 | 0 | 0 | 0 | 8.1547 | 2.7182
NYISO_J-K_2_NEISO | NYISO_J-K | NEISO | 2045 | B17 | 100 | 0 | 0.001 | 0 | 0 | 0 | 0 | 0 | 0 | 0 | 0 | 0 | 8.1547 | 2.7182
NYISO_J-K_2_NEISO | NYISO_J-K | NEISO | 2045 | B18 | 400 | 0 | 0.001 | 0 | 0 | 0 | 0 | 0 | 0 | 0 | 0 | 0 | 8.1547 | 2.7182
NYISO_J-K_2_NEISO | NYISO_J-K | NEISO | 2045 | B19 | 700 | 0 | 0.001 | 0 | 0 | 0 | 0 | 0 | 0 | 0 | 0 | 0 | 8.1547 | 2.7182
NYISO_J-K_2_NEISO | NYISO_J-K | NEISO | 2045 | B20 | 935 | 0 | 0.001 | 0 | 0 | 0 | 0 | 0 | 0 | 0 | 0 | 0 | 8.1547 | 2.7182
NYISO_J-K_2_NEISO | NYISO_J-K | NEISO | 2050 | B1 | 10 | 0 | 0.001 | 0 | 0 | 0 | 0 | 0 | 0 | 0 | 0 | 0 | 21.0585 | 7.0195
NYISO_J-K_2_NEISO | NYISO_J-K | NEISO | 2050 | B2 | 25 | 0 | 0.001 | 0.01 | 0 | 0 | 0 | 0 | 4.9854 | 0 | 0 | 0.096841 | 21.0585 | 7.0195
NYISO_J-K_2_NEISO | NYISO_J-K | NEISO | 2050 | B3 | 75 | 0 | 0.001 | 0 | 0 | 0 | 0 | 0 | 0 | 0 | 0 | 0 | 21.0585 | 7.0195
NYISO_J-K_2_NEISO | NYISO_J-K | NEISO | 2050 | B4 | 100 | 0 | 0.001 | 0 | 0 | 0 | 0 | 0 | 0 | 0 | 0 | 0 | 21.0585 | 7.0195
NYISO_J-K_2_NEISO | NYISO_J-K | NEISO | 2050 | B5 | 200 | 0 | 0.001 | 0 | 0 | 0 | 0 | 0 | 0 | 0 | 0 | 0 | 21.0585 | 7.0195
NYISO_J-K_2_NEISO | NYISO_J-K | NEISO | 2050 | B6 | 300 | 0 | 0.001 | 0 | 0 | 0 | 0 | 0 | 0 | 0 | 0 | 0 | 21.0585 | 7.0195
NYISO_J-K_2_NEISO | NYISO_J-K | NEISO | 2050 | B7 | 400 | 0 | 0.001 | 0 | 0 | 0 | 0 | 0 | 0 | 0 | 0 | 0 | 21.0585 | 7.0195
NYISO_J-K_2_NEISO | NYISO_J-K | NEISO | 2050 | B8 | 500 | 0 | 0.001 | 0 | 0 | 0 | 0 | 0 | 0 | 0 | 0 | 0 | 21.0585 | 7.0195
NYISO_J-K_2_NEISO | NYISO_J-K | NEISO | 2050 | B9 | 800 | 0 | 0.001 | 0 | 0 | 0 | 0 | 0 | 0 | 0 | 0 | 0 | 21.0585 | 7.0195
NYISO_J-K_2_NEISO | NYISO_J-K | NEISO | 2050 | B10 | 1262 | 1262 | 0.001 | 0.01 | 0 | 0 | 370.72 | 0 | 28.5355 | 0 | 0 | 27.9812 | 21.0585 | 7.0195
NYISO_J-K_2_NEISO | NYISO_J-K | NEISO | 2050 | B11 | 25 | 0 | 0.001 | 0 | 0 | 0 | 0 | 0 | 0 | 0 | 0 | 0 | 21.0585 | 7.0195
NYISO_J-K_2_NEISO | NYISO_J-K | NEISO | 2050 | B12 | 200 | 0 | 0.001 | 0 | 0 | 0 | 0 | 0 | 0 | 0 | 0 | 0 | 21.0585 | 7.0195
NYISO_J-K_2_NEISO | NYISO_J-K | NEISO | 2050 | B13 | 600 | 0 | 0.001 | 0 | 0 | 0 | 0 | 0 | 0 | 0 | 0 | 0 | 21.0585 | 7.0195
NYISO_J-K_2_NEISO | NYISO_J-K | NEISO | 2050 | B14 | 900 | 0 | 0.001 | 0 | 0 | 0 | 0 | 0 | 0 | 0 | 0 | 0 | 21.0585 | 7.0195
NYISO_J-K_2_NEISO | NYISO_J-K | NEISO | 2050 | B15 | 1203 | 0 | 0.001 | 0 | 0 | 0 | 0 | 0 | 0 | 0 | 0 | 0 | 21.0585 | 7.0195
NYISO_J-K_2_NEISO | NYISO_J-K | NEISO | 2050 | B16 | 25 | 0 | 0.001 | 0 | 0 | 0 | 0 | 0 | 0 | 0 | 0 | 0 | 21.0585 | 7.0195
NYISO_J-K_2_NEISO | NYISO_J-K | NEISO | 2050 | B17 | 100 | 0 | 0.001 | 0 | 0 | 0 | 0 | 0 | 0 | 0 | 0 | 0 | 21.0585 | 7.0195
NYISO_J-K_2_NEISO | NYISO_J-K | NEISO | 2050 | B18 | 400 | 0 | 0.001 | 0 | 0 | 0 | 0 | 0 | 0 | 0 | 0 | 0 | 21.0585 | 7.0195
NYISO_J-K_2_NEISO | NYISO_J-K | NEISO | 2050 | B19 | 700 | 0 | 0.001 | 0 | 0 | 0 | 0 | 0 | 0 | 0 | 0 | 0 | 21.0585 | 7.0195
NYISO_J-K_2_NEISO | NYISO_J-K | NEISO | 2050 | B20 | 935 | 0 | 0.001 | 0 | 0 | 0 | 0 | 0 | 0 | 0 | 0 | 0 | 21.0585 | 7.0195
NYISO_J-K_2_NYISO_G-I | NYISO_J-K | NYISO_G-I | 2015 | B1 | 10 | 0 | 1999 | 0 | 0 | 0 | 0 | 0 | 0 | 0 | 0 | 0 | 0 | 0
NYISO_J-K_2_NYISO_G-I | NYISO_J-K | NYISO_G-I | 2015 | B2 | 25 | 0 | 1999 | 0 | 0 | 0 | 0 | 0 | 0 | 0 | 0 | 0 | 0 | 0
NYISO_J-K_2_NYISO_G-I | NYISO_J-K | NYISO_G-I | 2015 | B3 | 75 | 0 | 1999 | 0 | 0 | 0 | 0 | 0 | 0 | 0 | 0 | 0 | 0 | 0
NYISO_J-K_2_NYISO_G-I | NYISO_J-K | NYISO_G-I | 2015 | B4 | 100 | 0 | 1999 | 0 | 0 | 0 | 0 | 0 | 0 | 0 | 0 | 0 | 0 | 0
NYISO_J-K_2_NYISO_G-I | NYISO_J-K | NYISO_G-I | 2015 | B5 | 200 | 0 | 1999 | 0 | 0 | 0 | 0 | 0 | 0 | 0 | 0 | 0 | 0 | 0
NYISO_J-K_2_NYISO_G-I | NYISO_J-K | NYISO_G-I | 2015 | B6 | 300 | 0 | 1999 | 0 | 0 | 0 | 0 | 0 | 0 | 0 | 0 | 0 | 0 | 0
NYISO_J-K_2_NYISO_G-I | NYISO_J-K | NYISO_G-I | 2015 | B7 | 400 | 0 | 1999 | 0 | 0 | 0 | 0 | 0 | 0 | 0 | 0 | 0 | 0 | 0
NYISO_J-K_2_NYISO_G-I | NYISO_J-K | NYISO_G-I | 2015 | B8 | 500 | 0 | 1999 | 0 | 0 | 0 | 0 | 0 | 0 | 0 | 0 | 0 | 0 | 0
NYISO_J-K_2_NYISO_G-I | NYISO_J-K | NYISO_G-I | 2015 | B9 | 800 | 0 | 1999 | 0 | 0 | 0 | 0 | 0 | 0 | 0 | 0 | 0 | 0 | 0
NYISO_J-K_2_NYISO_G-I | NYISO_J-K | NYISO_G-I | 2015 | B10 | 1262 | 0 | 1999 | 0 | 0 | 0 | 0 | 0 | 0 | 0 | 0 | 0 | 0 | 0
NYISO_J-K_2_NYISO_G-I | NYISO_J-K | NYISO_G-I | 2015 | B11 | 25 | 0 | 1999 | 0 | 0 | 0 | 0 | 0 | 0 | 0 | 0 | 0 | 0 | 0
NYISO_J-K_2_NYISO_G-I | NYISO_J-K | NYISO_G-I | 2015 | B12 | 200 | 0 | 1999 | 0 | 0 | 0 | 0 | 0 | 0 | 0 | 0 | 0 | 0 | 0
NYISO_J-K_2_NYISO_G-I | NYISO_J-K | NYISO_G-I | 2015 | B13 | 600 | 0 | 1999 | 0 | 0 | 0 | 0 | 0 | 0 | 0 | 0 | 0 | 0 | 0
NYISO_J-K_2_NYISO_G-I | NYISO_J-K | NYISO_G-I | 2015 | B14 | 900 | 0 | 1999 | 0 | 0 | 0 | 0 | 0 | 0 | 0 | 0 | 0 | 0 | 0
NYISO_J-K_2_NYISO_G-I | NYISO_J-K | NYISO_G-I | 2015 | B15 | 1203 | 0 | 1999 | 0 | 0 | 0 | 0 | 0 | 0 | 0 | 0 | 0 | 0 | 0
NYISO_J-K_2_NYISO_G-I | NYISO_J-K | NYISO_G-I | 2015 | B16 | 25 | 0 | 1999 | 0 | 0 | 0 | 0 | 0 | 0 | 0 | 0 | 0 | 0 | 0
NYISO_J-K_2_NYISO_G-I | NYISO_J-K | NYISO_G-I | 2015 | B17 | 100 | 0 | 1999 | 0 | 0 | 0 | 0 | 0 | 0 | 0 | 0 | 0 | 0 | 0
NYISO_J-K_2_NYISO_G-I | NYISO_J-K | NYISO_G-I | 2015 | B18 | 400 | 0 | 1999 | 0 | 0 | 0 | 0 | 0 | 0 | 0 | 0 | 0 | 0 | 0
NYISO_J-K_2_NYISO_G-I | NYISO_J-K | NYISO_G-I | 2015 | B19 | 700 | 0 | 1999 | 0 | 0 | 0 | 0 | 0 | 0 | 0 | 0 | 0 | 0 | 0
NYISO_J-K_2_NYISO_G-I | NYISO_J-K | NYISO_G-I | 2015 | B20 | 935 | 0 | 1999 | 0 | 0 | 0 | 0 | 0 | 0 | 0 | 0 | 0 | 0 | 0
NYISO_J-K_2_NYISO_G-I | NYISO_J-K | NYISO_G-I | 2020 | B1 | 10 | 0 | 1999 | 0 | 0 | 0 | 0 | 0 | 0 | 0 | 0 | 0 | 0 | 0
NYISO_J-K_2_NYISO_G-I | NYISO_J-K | NYISO_G-I | 2020 | B2 | 25 | 0 | 1999 | 0 | 0 | 0 | 0 | 0 | 0 | 0 | 0 | 0 | 0 | 0
NYISO_J-K_2_NYISO_G-I | NYISO_J-K | NYISO_G-I | 2020 | B3 | 75 | 0 | 1999 | 0 | 0 | 0 | 0 | 0 | 0 | 0 | 0 | 0 | 0 | 0
NYISO_J-K_2_NYISO_G-I | NYISO_J-K | NYISO_G-I | 2020 | B4 | 100 | 0 | 1999 | 0 | 0 | 0 | 0 | 0 | 0 | 0 | 0 | 0 | 0 | 0
NYISO_J-K_2_NYISO_G-I | NYISO_J-K | NYISO_G-I | 2020 | B5 | 200 | 0 | 1999 | 0 | 0 | 0 | 0 | 0 | 0 | 0 | 0 | 0 | 0 | 0
NYISO_J-K_2_NYISO_G-I | NYISO_J-K | NYISO_G-I | 2020 | B6 | 300 | 0 | 1999 | 0 | 0 | 0 | 0 | 0 | 0 | 0 | 0 | 0 | 0 | 0
NYISO_J-K_2_NYISO_G-I | NYISO_J-K | NYISO_G-I | 2020 | B7 | 400 | 0 | 1999 | 0 | 0 | 0 | 0 | 0 | 0 | 0 | 0 | 0 | 0 | 0
NYISO_J-K_2_NYISO_G-I | NYISO_J-K | NYISO_G-I | 2020 | B8 | 500 | 0 | 1999 | 0 | 0 | 0 | 0 | 0 | 0 | 0 | 0 | 0 | 0 | 0
NYISO_J-K_2_NYISO_G-I | NYISO_J-K | NYISO_G-I | 2020 | B9 | 800 | 0 | 1999 | 0 | 0 | 0 | 0 | 0 | 0 | 0 | 0 | 0 | 0 | 0
NYISO_J-K_2_NYISO_G-I | NYISO_J-K | NYISO_G-I | 2020 | B10 | 1262 | 0 | 1999 | 0 | 0 | 0 | 0 | 0 | 0 | 0 | 0 | 0 | 0 | 0
NYISO_J-K_2_NYISO_G-I | NYISO_J-K | NYISO_G-I | 2020 | B11 | 25 | 0 | 1999 | 0 | 0 | 0 | 0 | 0 | 0 | 0 | 0 | 0 | 0 | 0
NYISO_J-K_2_NYISO_G-I | NYISO_J-K | NYISO_G-I | 2020 | B12 | 200 | 0 | 1999 | 0 | 0 | 0 | 0 | 0 | 0 | 0 | 0 | 0 | 0 | 0
NYISO_J-K_2_NYISO_G-I | NYISO_J-K | NYISO_G-I | 2020 | B13 | 600 | 0 | 1999 | 0 | 0 | 0 | 0 | 0 | 0 | 0 | 0 | 0 | 0 | 0
NYISO_J-K_2_NYISO_G-I | NYISO_J-K | NYISO_G-I | 2020 | B14 | 900 | 0 | 1999 | 0 | 0 | 0 | 0 | 0 | 0 | 0 | 0 | 0 | 0 | 0
NYISO_J-K_2_NYISO_G-I | NYISO_J-K | NYISO_G-I | 2020 | B15 | 1203 | 0 | 1999 | 0 | 0 | 0 | 0 | 0 | 0 | 0 | 0 | 0 | 0 | 0
NYISO_J-K_2_NYISO_G-I | NYISO_J-K | NYISO_G-I | 2020 | B16 | 25 | 0 | 1999 | 0 | 0 | 0 | 0 | 0 | 0 | 0 | 0 | 0 | 0 | 0
NYISO_J-K_2_NYISO_G-I | NYISO_J-K | NYISO_G-I | 2020 | B17 | 100 | 0 | 1999 | 0 | 0 | 0 | 0 | 0 | 0 | 0 | 0 | 0 | 0 | 0
NYISO_J-K_2_NYISO_G-I | NYISO_J-K | NYISO_G-I | 2020 | B18 | 400 | 0 | 1999 | 0 | 0 | 0 | 0 | 0 | 0 | 0 | 0 | 0 | 0 | 0
NYISO_J-K_2_NYISO_G-I | NYISO_J-K | NYISO_G-I | 2020 | B19 | 700 | 0 | 1999 | 0 | 0 | 0 | 0 | 0 | 0 | 0 | 0 | 0 | 0 | 0
NYISO_J-K_2_NYISO_G-I | NYISO_J-K | NYISO_G-I | 2020 | B20 | 935 | 0 | 1999 | 0 | 0 | 0 | 0 | 0 | 0 | 0 | 0 | 0 | 0 | 0
NYISO_J-K_2_NYISO_G-I | NYISO_J-K | NYISO_G-I | 2025 | B1 | 10 | 0 | 1999 | 0 | 0 | 0 | 0 | 0 | 0 | 0 | 0 | 0 | 0 | 0
NYISO_J-K_2_NYISO_G-I | NYISO_J-K | NYISO_G-I | 2025 | B2 | 25 | 0 | 1999 | 0 | 0 | 0 | 0 | 0 | 0 | 0 | 0 | 0 | 0 | 0
NYISO_J-K_2_NYISO_G-I | NYISO_J-K | NYISO_G-I | 2025 | B3 | 75 | 0 | 1999 | 0 | 0 | 0 | 0 | 0 | 0 | 0 | 0 | 0 | 0 | 0
NYISO_J-K_2_NYISO_G-I | NYISO_J-K | NYISO_G-I | 2025 | B4 | 100 | 0 | 1999 | 0 | 0 | 0 | 0 | 0 | 0 | 0 | 0 | 0 | 0 | 0
NYISO_J-K_2_NYISO_G-I | NYISO_J-K | NYISO_G-I | 2025 | B5 | 200 | 0 | 1999 | 0 | 0 | 0 | 0 | 0 | 0 | 0 | 0 | 0 | 0 | 0
NYISO_J-K_2_NYISO_G-I | NYISO_J-K | NYISO_G-I | 2025 | B6 | 300 | 0 | 1999 | 0 | 0 | 0 | 0 | 0 | 0 | 0 | 0 | 0 | 0 | 0
NYISO_J-K_2_NYISO_G-I | NYISO_J-K | NYISO_G-I | 2025 | B7 | 400 | 0 | 1999 | 0 | 0 | 0 | 0 | 0 | 0 | 0 | 0 | 0 | 0 | 0
NYISO_J-K_2_NYISO_G-I | NYISO_J-K | NYISO_G-I | 2025 | B8 | 500 | 0 | 1999 | 0 | 0 | 0 | 0 | 0 | 0 | 0 | 0 | 0 | 0 | 0
NYISO_J-K_2_NYISO_G-I | NYISO_J-K | NYISO_G-I | 2025 | B9 | 800 | 0 | 1999 | 0 | 0 | 0 | 0 | 0 | 0 | 0 | 0 | 0 | 0 | 0
NYISO_J-K_2_NYISO_G-I | NYISO_J-K | NYISO_G-I | 2025 | B10 | 1262 | 0 | 1999 | 0 | 0 | 0 | 0 | 0 | 0 | 0 | 0 | 0 | 0 | 0
NYISO_J-K_2_NYISO_G-I | NYISO_J-K | NYISO_G-I | 2025 | B11 | 25 | 0 | 1999 | 0 | 0 | 0 | 0 | 0 | 0 | 0 | 0 | 0 | 0 | 0
NYISO_J-K_2_NYISO_G-I | NYISO_J-K | NYISO_G-I | 2025 | B12 | 200 | 0 | 1999 | 0 | 0 | 0 | 0 | 0 | 0 | 0 | 0 | 0 | 0 | 0
NYISO_J-K_2_NYISO_G-I | NYISO_J-K | NYISO_G-I | 2025 | B13 | 600 | 0 | 1999 | 0 | 0 | 0 | 0 | 0 | 0 | 0 | 0 | 0 | 0 | 0
NYISO_J-K_2_NYISO_G-I | NYISO_J-K | NYISO_G-I | 2025 | B14 | 900 | 0 | 1999 | 0 | 0 | 0 | 0 | 0 | 0 | 0 | 0 | 0 | 0 | 0
NYISO_J-K_2_NYISO_G-I | NYISO_J-K | NYISO_G-I | 2025 | B15 | 1203 | 0 | 1999 | 0 | 0 | 0 | 0 | 0 | 0 | 0 | 0 | 0 | 0 | 0
NYISO_J-K_2_NYISO_G-I | NYISO_J-K | NYISO_G-I | 2025 | B16 | 25 | 0 | 1999 | 0 | 0 | 0 | 0 | 0 | 0 | 0 | 0 | 0 | 0 | 0
NYISO_J-K_2_NYISO_G-I | NYISO_J-K | NYISO_G-I | 2025 | B17 | 100 | 0 | 1999 | 0 | 0 | 0 | 0 | 0 | 0 | 0 | 0 | 0 | 0 | 0
NYISO_J-K_2_NYISO_G-I | NYISO_J-K | NYISO_G-I | 2025 | B18 | 400 | 0 | 1999 | 0 | 0 | 0 | 0 | 0 | 0 | 0 | 0 | 0 | 0 | 0
NYISO_J-K_2_NYISO_G-I | NYISO_J-K | NYISO_G-I | 2025 | B19 | 700 | 0 | 1999 | 0 | 0 | 0 | 0 | 0 | 0 | 0 | 0 | 0 | 0 | 0
NYISO_J-K_2_NYISO_G-I | NYISO_J-K | NYISO_G-I | 2025 | B20 | 935 | 0 | 1999 | 0 | 0 | 0 | 0 | 0 | 0 | 0 | 0 | 0 | 0 | 0
NYISO_J-K_2_NYISO_G-I | NYISO_J-K | NYISO_G-I | 2030 | B1 | 10 | 0 | 1999 | 0 | 0 | 0 | 0 | 0 | 0 | 0 | 0 | 0 | 0 | 0
NYISO_J-K_2_NYISO_G-I | NYISO_J-K | NYISO_G-I | 2030 | B2 | 25 | 0 | 1999 | 0 | 0 | 0 | 0 | 0 | 0 | 0 | 0 | 0 | 0 | 0
NYISO_J-K_2_NYISO_G-I | NYISO_J-K | NYISO_G-I | 2030 | B3 | 75 | 0 | 1999 | 0 | 0 | 0 | 0 | 0 | 0 | 0 | 0 | 0 | 0 | 0
NYISO_J-K_2_NYISO_G-I | NYISO_J-K | NYISO_G-I | 2030 | B4 | 100 | 0 | 1999 | 0 | 0 | 0 | 0 | 0 | 0 | 0 | 0 | 0 | 0 | 0
NYISO_J-K_2_NYISO_G-I | NYISO_J-K | NYISO_G-I | 2030 | B5 | 200 | 0 | 1999 | 0 | 0 | 0 | 0 | 0 | 0 | 0 | 0 | 0 | 0 | 0
NYISO_J-K_2_NYISO_G-I | NYISO_J-K | NYISO_G-I | 2030 | B6 | 300 | 0 | 1999 | 0 | 0 | 0 | 0 | 0 | 0 | 0 | 0 | 0 | 0 | 0
NYISO_J-K_2_NYISO_G-I | NYISO_J-K | NYISO_G-I | 2030 | B7 | 400 | 0 | 1999 | 0 | 0 | 0 | 0 | 0 | 0 | 0 | 0 | 0 | 0 | 0
NYISO_J-K_2_NYISO_G-I | NYISO_J-K | NYISO_G-I | 2030 | B8 | 500 | 0 | 1999 | 0 | 0 | 0 | 0 | 0 | 0 | 0 | 0 | 0 | 0 | 0
NYISO_J-K_2_NYISO_G-I | NYISO_J-K | NYISO_G-I | 2030 | B9 | 800 | 0 | 1999 | 0 | 0 | 0 | 0 | 0 | 0 | 0 | 0 | 0 | 0 | 0
NYISO_J-K_2_NYISO_G-I | NYISO_J-K | NYISO_G-I | 2030 | B10 | 1262 | 0 | 1999 | 0 | 0 | 0 | 0 | 0 | 0 | 0 | 0 | 0 | 0 | 0
NYISO_J-K_2_NYISO_G-I | NYISO_J-K | NYISO_G-I | 2030 | B11 | 25 | 0 | 1999 | 0 | 0 | 0 | 0 | 0 | 0 | 0 | 0 | 0 | 0 | 0
NYISO_J-K_2_NYISO_G-I | NYISO_J-K | NYISO_G-I | 2030 | B12 | 200 | 0 | 1999 | 0 | 0 | 0 | 0 | 0 | 0 | 0 | 0 | 0 | 0 | 0
NYISO_J-K_2_NYISO_G-I | NYISO_J-K | NYISO_G-I | 2030 | B13 | 600 | 0 | 1999 | 0 | 0 | 0 | 0 | 0 | 0 | 0 | 0 | 0 | 0 | 0
NYISO_J-K_2_NYISO_G-I | NYISO_J-K | NYISO_G-I | 2030 | B14 | 900 | 0 | 1999 | 0 | 0 | 0 | 0 | 0 | 0 | 0 | 0 | 0 | 0 | 0
NYISO_J-K_2_NYISO_G-I | NYISO_J-K | NYISO_G-I | 2030 | B15 | 1203 | 0 | 1999 | 0 | 0 | 0 | 0 | 0 | 0 | 0 | 0 | 0 | 0 | 0
NYISO_J-K_2_NYISO_G-I | NYISO_J-K | NYISO_G-I | 2030 | B16 | 25 | 0 | 1999 | 0 | 0 | 0 | 0 | 0 | 0 | 0 | 0 | 0 | 0 | 0
NYISO_J-K_2_NYISO_G-I | NYISO_J-K | NYISO_G-I | 2030 | B17 | 100 | 0 | 1999 | 0 | 0 | 0 | 0 | 0 | 0 | 0 | 0 | 0 | 0 | 0
NYISO_J-K_2_NYISO_G-I | NYISO_J-K | NYISO_G-I | 2030 | B18 | 400 | 0 | 1999 | 0 | 0 | 0 | 0 | 0 | 0 | 0 | 0 | 0 | 0 | 0
NYISO_J-K_2_NYISO_G-I | NYISO_J-K | NYISO_G-I | 2030 | B19 | 700 | 0 | 1999 | 0 | 0 | 0 | 0 | 0 | 0 | 0 | 0 | 0 | 0 | 0
NYISO_J-K_2_NYISO_G-I | NYISO_J-K | NYISO_G-I | 2030 | B20 | 935 | 0 | 1999 | 0 | 0 | 0 | 0 | 0 | 0 | 0 | 0 | 0 | 0 | 0
NYISO_J-K_2_NYISO_G-I | NYISO_J-K | NYISO_G-I | 2035 | B1 | 10 | 0 | 1999 | 0 | 0 | 0 | 0 | 0 | 0 | 0 | 0 | 0 | 0 | 0
NYISO_J-K_2_NYISO_G-I | NYISO_J-K | NYISO_G-I | 2035 | B2 | 25 | 0 | 1999 | 0 | 0 | 0 | 0 | 0 | 0 | 0 | 0 | 0 | 0 | 0
NYISO_J-K_2_NYISO_G-I | NYISO_J-K | NYISO_G-I | 2035 | B3 | 75 | 0 | 1999 | 0 | 0 | 0 | 0 | 0 | 0 | 0 | 0 | 0 | 0 | 0
NYISO_J-K_2_NYISO_G-I | NYISO_J-K | NYISO_G-I | 2035 | B4 | 100 | 0 | 1999 | 0 | 0 | 0 | 0 | 0 | 0 | 0 | 0 | 0 | 0 | 0
NYISO_J-K_2_NYISO_G-I | NYISO_J-K | NYISO_G-I | 2035 | B5 | 200 | 0 | 1999 | 0 | 0 | 0 | 0 | 0 | 0 | 0 | 0 | 0 | 0 | 0
NYISO_J-K_2_NYISO_G-I | NYISO_J-K | NYISO_G-I | 2035 | B6 | 300 | 0 | 1999 | 0 | 0 | 0 | 0 | 0 | 0 | 0 | 0 | 0 | 0 | 0
NYISO_J-K_2_NYISO_G-I | NYISO_J-K | NYISO_G-I | 2035 | B7 | 400 | 0 | 1999 | 0 | 0 | 0 | 0 | 0 | 0 | 0 | 0 | 0 | 0 | 0
NYISO_J-K_2_NYISO_G-I | NYISO_J-K | NYISO_G-I | 2035 | B8 | 500 | 0 | 1999 | 0 | 0 | 0 | 0 | 0 | 0 | 0 | 0 | 0 | 0 | 0
NYISO_J-K_2_NYISO_G-I | NYISO_J-K | NYISO_G-I | 2035 | B9 | 800 | 0 | 1999 | 0 | 0 | 0 | 0 | 0 | 0 | 0 | 0 | 0 | 0 | 0
NYISO_J-K_2_NYISO_G-I | NYISO_J-K | NYISO_G-I | 2035 | B10 | 1262 | 0 | 1999 | 0 | 0 | 0 | 0 | 0 | 0 | 0 | 0 | 0 | 0 | 0
NYISO_J-K_2_NYISO_G-I | NYISO_J-K | NYISO_G-I | 2035 | B11 | 25 | 0 | 1999 | 0 | 0 | 0 | 0 | 0 | 0 | 0 | 0 | 0 | 0 | 0
NYISO_J-K_2_NYISO_G-I | NYISO_J-K | NYISO_G-I | 2035 | B12 | 200 | 0 | 1999 | 0 | 0 | 0 | 0 | 0 | 0 | 0 | 0 | 0 | 0 | 0
NYISO_J-K_2_NYISO_G-I | NYISO_J-K | NYISO_G-I | 2035 | B13 | 600 | 0 | 1999 | 0 | 0 | 0 | 0 | 0 | 0 | 0 | 0 | 0 | 0 | 0
NYISO_J-K_2_NYISO_G-I | NYISO_J-K | NYISO_G-I | 2035 | B14 | 900 | 0 | 1999 | 0 | 0 | 0 | 0 | 0 | 0 | 0 | 0 | 0 | 0 | 0
NYISO_J-K_2_NYISO_G-I | NYISO_J-K | NYISO_G-I | 2035 | B15 | 1203 | 0 | 1999 | 0 | 0 | 0 | 0 | 0 | 0 | 0 | 0 | 0 | 0 | 0
NYISO_J-K_2_NYISO_G-I | NYISO_J-K | NYISO_G-I | 2035 | B16 | 25 | 0 | 1999 | 0 | 0 | 0 | 0 | 0 | 0 | 0 | 0 | 0 | 0 | 0
NYISO_J-K_2_NYISO_G-I | NYISO_J-K | NYISO_G-I | 2035 | B17 | 100 | 0 | 1999 | 0 | 0 | 0 | 0 | 0 | 0 | 0 | 0 | 0 | 0 | 0
NYISO_J-K_2_NYISO_G-I | NYISO_J-K | NYISO_G-I | 2035 | B18 | 400 | 0 | 1999 | 0 | 0 | 0 | 0 | 0 | 0 | 0 | 0 | 0 | 0 | 0
NYISO_J-K_2_NYISO_G-I | NYISO_J-K | NYISO_G-I | 2035 | B19 | 700 | 0 | 1999 | 0 | 0 | 0 | 0 | 0 | 0 | 0 | 0 | 0 | 0 | 0
NYISO_J-K_2_NYISO_G-I | NYISO_J-K | NYISO_G-I | 2035 | B20 | 935 | 0 | 1999 | 0 | 0 | 0 | 0 | 0 | 0 | 0 | 0 | 0 | 0 | 0
NYISO_J-K_2_NYISO_G-I | NYISO_J-K | NYISO_G-I | 2040 | B1 | 10 | 0 | 1999 | 0 | 0 | 0 | 0 | 0 | 0 | 0 | 0 | 0 | 0 | 0
NYISO_J-K_2_NYISO_G-I | NYISO_J-K | NYISO_G-I | 2040 | B2 | 25 | 0 | 1999 | 0 | 0 | 0 | 0 | 0 | 0 | 0 | 0 | 0 | 0 | 0
NYISO_J-K_2_NYISO_G-I | NYISO_J-K | NYISO_G-I | 2040 | B3 | 75 | 0 | 1999 | 0 | 0 | 0 | 0 | 0 | 0 | 0 | 0 | 0 | 0 | 0
NYISO_J-K_2_NYISO_G-I | NYISO_J-K | NYISO_G-I | 2040 | B4 | 100 | 0 | 1999 | 0 | 0 | 0 | 0 | 0 | 0 | 0 | 0 | 0 | 0 | 0
NYISO_J-K_2_NYISO_G-I | NYISO_J-K | NYISO_G-I | 2040 | B5 | 200 | 0 | 1999 | 0 | 0 | 0 | 0 | 0 | 0 | 0 | 0 | 0 | 0 | 0
NYISO_J-K_2_NYISO_G-I | NYISO_J-K | NYISO_G-I | 2040 | B6 | 300 | 0 | 1999 | 0 | 0 | 0 | 0 | 0 | 0 | 0 | 0 | 0 | 0 | 0
NYISO_J-K_2_NYISO_G-I | NYISO_J-K | NYISO_G-I | 2040 | B7 | 400 | 0 | 1999 | 0 | 0 | 0 | 0 | 0 | 0 | 0 | 0 | 0 | 0 | 0
NYISO_J-K_2_NYISO_G-I | NYISO_J-K | NYISO_G-I | 2040 | B8 | 500 | 0 | 1999 | 0 | 0 | 0 | 0 | 0 | 0 | 0 | 0 | 0 | 0 | 0
NYISO_J-K_2_NYISO_G-I | NYISO_J-K | NYISO_G-I | 2040 | B9 | 800 | 0 | 1999 | 0 | 0 | 0 | 0 | 0 | 0 | 0 | 0 | 0 | 0 | 0
NYISO_J-K_2_NYISO_G-I | NYISO_J-K | NYISO_G-I | 2040 | B10 | 1262 | 0 | 1999 | 0 | 0 | 0 | 0 | 0 | 0 | 0 | 0 | 0 | 0 | 0
NYISO_J-K_2_NYISO_G-I | NYISO_J-K | NYISO_G-I | 2040 | B11 | 25 | 0 | 1999 | 0 | 0 | 0 | 0 | 0 | 0 | 0 | 0 | 0 | 0 | 0
NYISO_J-K_2_NYISO_G-I | NYISO_J-K | NYISO_G-I | 2040 | B12 | 200 | 0 | 1999 | 0 | 0 | 0 | 0 | 0 | 0 | 0 | 0 | 0 | 0 | 0
NYISO_J-K_2_NYISO_G-I | NYISO_J-K | NYISO_G-I | 2040 | B13 | 600 | 0 | 1999 | 0 | 0 | 0 | 0 | 0 | 0 | 0 | 0 | 0 | 0 | 0
NYISO_J-K_2_NYISO_G-I | NYISO_J-K | NYISO_G-I | 2040 | B14 | 900 | 0 | 1999 | 0 | 0 | 0 | 0 | 0 | 0 | 0 | 0 | 0 | 0 | 0
NYISO_J-K_2_NYISO_G-I | NYISO_J-K | NYISO_G-I | 2040 | B15 | 1203 | 0 | 1999 | 0 | 0 | 0 | 0 | 0 | 0 | 0 | 0 | 0 | 0 | 0
NYISO_J-K_2_NYISO_G-I | NYISO_J-K | NYISO_G-I | 2040 | B16 | 25 | 0 | 1999 | 0 | 0 | 0 | 0 | 0 | 0 | 0 | 0 | 0 | 0 | 0
NYISO_J-K_2_NYISO_G-I | NYISO_J-K | NYISO_G-I | 2040 | B17 | 100 | 0 | 1999 | 0 | 0 | 0 | 0 | 0 | 0 | 0 | 0 | 0 | 0 | 0
NYISO_J-K_2_NYISO_G-I | NYISO_J-K | NYISO_G-I | 2040 | B18 | 400 | 0 | 1999 | 0 | 0 | 0 | 0 | 0 | 0 | 0 | 0 | 0 | 0 | 0
NYISO_J-K_2_NYISO_G-I | NYISO_J-K | NYISO_G-I | 2040 | B19 | 700 | 0 | 1999 | 0 | 0 | 0 | 0 | 0 | 0 | 0 | 0 | 0 | 0 | 0
NYISO_J-K_2_NYISO_G-I | NYISO_J-K | NYISO_G-I | 2040 | B20 | 935 | 0 | 1999 | 0 | 0 | 0 | 0 | 0 | 0 | 0 | 0 | 0 | 0 | 0
NYISO_J-K_2_NYISO_G-I | NYISO_J-K | NYISO_G-I | 2045 | B1 | 10 | 0 | 1999 | 0 | 0 | 0 | 0 | 0 | 0 | 0 | 0 | 0 | 0 | 0
NYISO_J-K_2_NYISO_G-I | NYISO_J-K | NYISO_G-I | 2045 | B2 | 25 | 0 | 1999 | 0 | 0 | 0 | 0 | 0 | 0 | 0 | 0 | 0 | 0 | 0
NYISO_J-K_2_NYISO_G-I | NYISO_J-K | NYISO_G-I | 2045 | B3 | 75 | 0 | 1999 | 0 | 0 | 0 | 0 | 0 | 0 | 0 | 0 | 0 | 0 | 0
NYISO_J-K_2_NYISO_G-I | NYISO_J-K | NYISO_G-I | 2045 | B4 | 100 | 0 | 1999 | 0 | 0 | 0 | 0 | 0 | 0 | 0 | 0 | 0 | 0 | 0
NYISO_J-K_2_NYISO_G-I | NYISO_J-K | NYISO_G-I | 2045 | B5 | 200 | 0 | 1999 | 0 | 0 | 0 | 0 | 0 | 0 | 0 | 0 | 0 | 0 | 0
NYISO_J-K_2_NYISO_G-I | NYISO_J-K | NYISO_G-I | 2045 | B6 | 300 | 0 | 1999 | 0 | 0 | 0 | 0 | 0 | 0 | 0 | 0 | 0 | 0 | 0
NYISO_J-K_2_NYISO_G-I | NYISO_J-K | NYISO_G-I | 2045 | B7 | 400 | 0 | 1999 | 0 | 0 | 0 | 0 | 0 | 0 | 0 | 0 | 0 | 0 | 0
NYISO_J-K_2_NYISO_G-I | NYISO_J-K | NYISO_G-I | 2045 | B8 | 500 | 0 | 1999 | 0 | 0 | 0 | 0 | 0 | 0 | 0 | 0 | 0 | 0 | 0
NYISO_J-K_2_NYISO_G-I | NYISO_J-K | NYISO_G-I | 2045 | B9 | 800 | 0 | 1999 | 0 | 0 | 0 | 0 | 0 | 0 | 0 | 0 | 0 | 0 | 0
NYISO_J-K_2_NYISO_G-I | NYISO_J-K | NYISO_G-I | 2045 | B10 | 1262 | 0 | 1999 | 0 | 0 | 0 | 0 | 0 | 0 | 0 | 0 | 0 | 0 | 0
NYISO_J-K_2_NYISO_G-I | NYISO_J-K | NYISO_G-I | 2045 | B11 | 25 | 0 | 1999 | 0 | 0 | 0 | 0 | 0 | 0 | 0 | 0 | 0 | 0 | 0
NYISO_J-K_2_NYISO_G-I | NYISO_J-K | NYISO_G-I | 2045 | B12 | 200 | 0 | 1999 | 0 | 0 | 0 | 0 | 0 | 0 | 0 | 0 | 0 | 0 | 0
NYISO_J-K_2_NYISO_G-I | NYISO_J-K | NYISO_G-I | 2045 | B13 | 600 | 0 | 1999 | 0 | 0 | 0 | 0 | 0 | 0 | 0 | 0 | 0 | 0 | 0
NYISO_J-K_2_NYISO_G-I | NYISO_J-K | NYISO_G-I | 2045 | B14 | 900 | 0 | 1999 | 0 | 0 | 0 | 0 | 0 | 0 | 0 | 0 | 0 | 0 | 0
NYISO_J-K_2_NYISO_G-I | NYISO_J-K | NYISO_G-I | 2045 | B15 | 1203 | 0 | 1999 | 0 | 0 | 0 | 0 | 0 | 0 | 0 | 0 | 0 | 0 | 0
NYISO_J-K_2_NYISO_G-I | NYISO_J-K | NYISO_G-I | 2045 | B16 | 25 | 0 | 1999 | 0 | 0 | 0 | 0 | 0 | 0 | 0 | 0 | 0 | 0 | 0
NYISO_J-K_2_NYISO_G-I | NYISO_J-K | NYISO_G-I | 2045 | B17 | 100 | 0 | 1999 | 0 | 0 | 0 | 0 | 0 | 0 | 0 | 0 | 0 | 0 | 0
NYISO_J-K_2_NYISO_G-I | NYISO_J-K | NYISO_G-I | 2045 | B18 | 400 | 0 | 1999 | 0 | 0 | 0 | 0 | 0 | 0 | 0 | 0 | 0 | 0 | 0
NYISO_J-K_2_NYISO_G-I | NYISO_J-K | NYISO_G-I | 2045 | B19 | 700 | 0 | 1999 | 0 | 0 | 0 | 0 | 0 | 0 | 0 | 0 | 0 | 0 | 0
NYISO_J-K_2_NYISO_G-I | NYISO_J-K | NYISO_G-I | 2045 | B20 | 935 | 0 | 1999 | 0 | 0 | 0 | 0 | 0 | 0 | 0 | 0 | 0 | 0 | 0
NYISO_J-K_2_NYISO_G-I | NYISO_J-K | NYISO_G-I | 2050 | B1 | 10 | 0 | 1999 | 0 | 0 | 0 | 0 | 0 | 0 | 0 | 0 | 0 | 0 | 0
NYISO_J-K_2_NYISO_G-I | NYISO_J-K | NYISO_G-I | 2050 | B2 | 25 | 0 | 1999 | 0 | 0 | 0 | 0 | 0 | 0 | 0 | 0 | 0 | 0 | 0
NYISO_J-K_2_NYISO_G-I | NYISO_J-K | NYISO_G-I | 2050 | B3 | 75 | 0 | 1999 | 0 | 0 | 0 | 0 | 0 | 0 | 0 | 0 | 0 | 0 | 0
NYISO_J-K_2_NYISO_G-I | NYISO_J-K | NYISO_G-I | 2050 | B4 | 100 | 0 | 1999 | 0 | 0 | 0 | 0 | 0 | 0 | 0 | 0 | 0 | 0 | 0
NYISO_J-K_2_NYISO_G-I | NYISO_J-K | NYISO_G-I | 2050 | B5 | 200 | 0 | 1999 | 0 | 0 | 0 | 0 | 0 | 0 | 0 | 0 | 0 | 0 | 0
NYISO_J-K_2_NYISO_G-I | NYISO_J-K | NYISO_G-I | 2050 | B6 | 300 | 0 | 1999 | 0 | 0 | 0 | 0 | 0 | 0 | 0 | 0 | 0 | 0 | 0
NYISO_J-K_2_NYISO_G-I | NYISO_J-K | NYISO_G-I | 2050 | B7 | 400 | 0 | 1999 | 0 | 0 | 0 | 0 | 0 | 0 | 0 | 0 | 0 | 0 | 0
NYISO_J-K_2_NYISO_G-I | NYISO_J-K | NYISO_G-I | 2050 | B8 | 500 | 0 | 1999 | 0 | 0 | 0 | 0 | 0 | 0 | 0 | 0 | 0 | 0 | 0
NYISO_J-K_2_NYISO_G-I | NYISO_J-K | NYISO_G-I | 2050 | B9 | 800 | 0 | 1999 | 0 | 0 | 0 | 0 | 0 | 0 | 0 | 0 | 0 | 0 | 0
NYISO_J-K_2_NYISO_G-I | NYISO_J-K | NYISO_G-I | 2050 | B10 | 1262 | 0 | 1999 | 0 | 0 | 0 | 0 | 0 | 0 | 0 | 0 | 0 | 0 | 0
NYISO_J-K_2_NYISO_G-I | NYISO_J-K | NYISO_G-I | 2050 | B11 | 25 | 0 | 1999 | 0 | 0 | 0 | 0 | 0 | 0 | 0 | 0 | 0 | 0 | 0
NYISO_J-K_2_NYISO_G-I | NYISO_J-K | NYISO_G-I | 2050 | B12 | 200 | 0 | 1999 | 0 | 0 | 0 | 0 | 0 | 0 | 0 | 0 | 0 | 0 | 0
NYISO_J-K_2_NYISO_G-I | NYISO_J-K | NYISO_G-I | 2050 | B13 | 600 | 0 | 1999 | 0 | 0 | 0 | 0 | 0 | 0 | 0 | 0 | 0 | 0 | 0
NYISO_J-K_2_NYISO_G-I | NYISO_J-K | NYISO_G-I | 2050 | B14 | 900 | 0 | 1999 | 0 | 0 | 0 | 0 | 0 | 0 | 0 | 0 | 0 | 0 | 0
NYISO_J-K_2_NYISO_G-I | NYISO_J-K | NYISO_G-I | 2050 | B15 | 1203 | 0 | 1999 | 0 | 0 | 0 | 0 | 0 | 0 | 0 | 0 | 0 | 0 | 0
NYISO_J-K_2_NYISO_G-I | NYISO_J-K | NYISO_G-I | 2050 | B16 | 25 | 0 | 1999 | 0 | 0 | 0 | 0 | 0 | 0 | 0 | 0 | 0 | 0 | 0
NYISO_J-K_2_NYISO_G-I | NYISO_J-K | NYISO_G-I | 2050 | B17 | 100 | 0 | 1999 | 0 | 0 | 0 | 0 | 0 | 0 | 0 | 0 | 0 | 0 | 0
NYISO_J-K_2_NYISO_G-I | NYISO_J-K | NYISO_G-I | 2050 | B18 | 400 | 0 | 1999 | 0 | 0 | 0 | 0 | 0 | 0 | 0 | 0 | 0 | 0 | 0
NYISO_J-K_2_NYISO_G-I | NYISO_J-K | NYISO_G-I | 2050 | B19 | 700 | 0 | 1999 | 0 | 0 | 0 | 0 | 0 | 0 | 0 | 0 | 0 | 0 | 0
NYISO_J-K_2_NYISO_G-I | NYISO_J-K | NYISO_G-I | 2050 | B20 | 935 | 0 | 1999 | 0 | 0 | 0 | 0 | 0 | 0 | 0 | 0 | 0 | 0 | 0
NYISO_J-K_2_PJM_E | NYISO_J-K | PJM_E | 2015 | B1 | 10 | 0 | 0.001 | 0 | 0 | 0 | 0 | 0 | 0 | 0 | 0 | 0 | 0 | 0
NYISO_J-K_2_PJM_E | NYISO_J-K | PJM_E | 2015 | B2 | 25 | 0 | 0.001 | 0 | 0 | 0 | 0 | 0 | 0 | 0 | 0 | 0 | 0 | 0
NYISO_J-K_2_PJM_E | NYISO_J-K | PJM_E | 2015 | B3 | 75 | 0 | 0.001 | 0 | 0 | 0 | 0 | 0 | 0 | 0 | 0 | 0 | 0 | 0
NYISO_J-K_2_PJM_E | NYISO_J-K | PJM_E | 2015 | B4 | 100 | 0 | 0.001 | 0 | 0 | 0 | 0 | 0 | 0 | 0 | 0 | 0 | 0 | 0
NYISO_J-K_2_PJM_E | NYISO_J-K | PJM_E | 2015 | B5 | 200 | 0 | 0.001 | 0 | 0 | 0 | 0 | 0 | 0 | 0 | 0 | 0 | 0 | 0
NYISO_J-K_2_PJM_E | NYISO_J-K | PJM_E | 2015 | B6 | 300 | 0 | 0.001 | 0 | 0 | 0 | 0 | 0 | 0 | 0 | 0 | 0 | 0 | 0
NYISO_J-K_2_PJM_E | NYISO_J-K | PJM_E | 2015 | B7 | 400 | 0 | 0.001 | 0 | 0 | 0 | 0 | 0 | 0 | 0 | 0 | 0 | 0 | 0
NYISO_J-K_2_PJM_E | NYISO_J-K | PJM_E | 2015 | B8 | 500 | 0 | 0.001 | 0 | 0 | 0 | 0 | 0 | 0 | 0 | 0 | 0 | 0 | 0
NYISO_J-K_2_PJM_E | NYISO_J-K | PJM_E | 2015 | B9 | 800 | 0 | 0.001 | 0 | 0 | 0 | 0 | 0 | 0 | 0 | 0 | 0 | 0 | 0
NYISO_J-K_2_PJM_E | NYISO_J-K | PJM_E | 2015 | B10 | 1262 | 0 | 0.001 | 0 | 0 | 0 | 0 | 0 | 0 | 0 | 0 | 0 | 0 | 0
NYISO_J-K_2_PJM_E | NYISO_J-K | PJM_E | 2015 | B11 | 25 | 25 | 0.001 | 0 | 0 | 0 | 341.45 | 1537.57 | 0 | 0 | 0 | 0 | 0 | 0
NYISO_J-K_2_PJM_E | NYISO_J-K | PJM_E | 2015 | B12 | 200 | 0 | 0.001 | 0 | 0 | 0 | 0 | 0 | 0 | 0 | 0 | 0 | 0 | 0
NYISO_J-K_2_PJM_E | NYISO_J-K | PJM_E | 2015 | B13 | 600 | 0 | 0.001 | 0 | 0 | 0 | 0 | 0 | 0 | 0 | 0 | 0 | 0 | 0
NYISO_J-K_2_PJM_E | NYISO_J-K | PJM_E | 2015 | B14 | 900 | 0 | 0.001 | 0 | 0 | 0 | 0 | 0 | 0 | 0 | 0 | 0 | 0 | 0
NYISO_J-K_2_PJM_E | NYISO_J-K | PJM_E | 2015 | B15 | 1203 | 0 | 0.001 | 0 | 0 | 0 | 0 | 0 | 0 | 0 | 0 | 0 | 0 | 0
NYISO_J-K_2_PJM_E | NYISO_J-K | PJM_E | 2015 | B16 | 25 | 0 | 0.001 | 0 | 0 | 0 | 0 | 0 | 0 | 0 | 0 | 0 | 0 | 0
NYISO_J-K_2_PJM_E | NYISO_J-K | PJM_E | 2015 | B17 | 100 | 0 | 0.001 | 0 | 0 | 0 | 0 | 0 | 0 | 0 | 0 | 0 | 0 | 0
NYISO_J-K_2_PJM_E | NYISO_J-K | PJM_E | 2015 | B18 | 400 | 0 | 0.001 | 0 | 0 | 0 | 0 | 0 | 0 | 0 | 0 | 0 | 0 | 0
NYISO_J-K_2_PJM_E | NYISO_J-K | PJM_E | 2015 | B19 | 700 | 0 | 0.001 | 0 | 0 | 0 | 0 | 0 | 0 | 0 | 0 | 0 | 0 | 0
NYISO_J-K_2_PJM_E | NYISO_J-K | PJM_E | 2015 | B20 | 935 | 0 | 0.001 | 0 | 0 | 0 | 0 | 0 | 0 | 0 | 0 | 0 | 0 | 0
NYISO_J-K_2_PJM_E | NYISO_J-K | PJM_E | 2020 | B1 | 10 | 0 | 0.001 | 0 | 0 | 0 | 0 | 0 | 0 | 0 | 0 | 0 | 3.5833 | 1.1944
NYISO_J-K_2_PJM_E | NYISO_J-K | PJM_E | 2020 | B2 | 25 | 0 | 0.001 | 0 | 0 | 0 | 0 | 0 | 0 | 0 | 0 | 0 | 3.5833 | 1.1944
NYISO_J-K_2_PJM_E | NYISO_J-K | PJM_E | 2020 | B3 | 75 | 0 | 0.001 | 0 | 0 | 0 | 0 | 0 | 0 | 0 | 0 | 0 | 3.5833 | 1.1944
NYISO_J-K_2_PJM_E | NYISO_J-K | PJM_E | 2020 | B4 | 100 | 0 | 0.001 | 0 | 0 | 0 | 0 | 0 | 0 | 0 | 0 | 0 | 3.5833 | 1.1944
NYISO_J-K_2_PJM_E | NYISO_J-K | PJM_E | 2020 | B5 | 200 | 0 | 0.001 | 0.01 | 0 | 0 | 0 | 1249.73 | 7.0627 | 0 | 0 | 3.5313 | 3.5833 | 1.1944
NYISO_J-K_2_PJM_E | NYISO_J-K | PJM_E | 2020 | B6 | 300 | 0 | 0.001 | 0 | 0 | 0 | 0 | 0 | 0 | 0 | 0 | 0 | 3.5833 | 1.1944
NYISO_J-K_2_PJM_E | NYISO_J-K | PJM_E | 2020 | B7 | 400 | 0 | 0.001 | 0 | 0 | 0 | 0 | 0 | 0 | 0 | 0 | 0 | 3.5833 | 1.1944
NYISO_J-K_2_PJM_E | NYISO_J-K | PJM_E | 2020 | B8 | 500 | 0 | 0.001 | 0 | 0 | 0 | 0 | 0 | 0 | 0 | 0 | 0 | 3.5833 | 1.1944
NYISO_J-K_2_PJM_E | NYISO_J-K | PJM_E | 2020 | B9 | 800 | 0 | 0.001 | 0 | 0 | 0 | 0 | 0 | 0 | 0 | 0 | 0 | 3.5833 | 1.1944
NYISO_J-K_2_PJM_E | NYISO_J-K | PJM_E | 2020 | B10 | 1262 | 0 | 0.001 | 0 | 0 | 0 | 0 | 0 | 0 | 0 | 0 | 0 | 3.5833 | 1.1944
NYISO_J-K_2_PJM_E | NYISO_J-K | PJM_E | 2020 | B11 | 25 | 0 | 0.001 | 0 | 0 | 0 | 0 | 212.43 | 0 | 0 | 0 | 0 | 3.5833 | 1.1944
NYISO_J-K_2_PJM_E | NYISO_J-K | PJM_E | 2020 | B12 | 200 | 0 | 0.001 | 0.01 | 0 | 0 | 0 | 0 | 2.4927 | 0 | 0 | 1.2464 | 3.5833 | 1.1944
NYISO_J-K_2_PJM_E | NYISO_J-K | PJM_E | 2020 | B13 | 600 | 0 | 0.001 | 0 | 0 | 0 | 0 | 0 | 0 | 0 | 0 | 0 | 3.5833 | 1.1944
NYISO_J-K_2_PJM_E | NYISO_J-K | PJM_E | 2020 | B14 | 900 | 0 | 0.001 | 0 | 0 | 0 | 0 | 0 | 0 | 0 | 0 | 0 | 3.5833 | 1.1944
NYISO_J-K_2_PJM_E | NYISO_J-K | PJM_E | 2020 | B15 | 1203 | 0 | 0.001 | 0 | 0 | 0 | 0 | 0 | 0 | 0 | 0 | 0 | 3.5833 | 1.1944
NYISO_J-K_2_PJM_E | NYISO_J-K | PJM_E | 2020 | B16 | 25 | 0 | 0.001 | 0 | 0 | 0 | 0 | 0 | 0 | 0 | 0 | 0 | 3.5833 | 1.1944
NYISO_J-K_2_PJM_E | NYISO_J-K | PJM_E | 2020 | B17 | 100 | 0 | 0.001 | 0 | 0 | 0 | 0 | 0 | 0 | 0 | 0 | 0 | 3.5833 | 1.1944
NYISO_J-K_2_PJM_E | NYISO_J-K | PJM_E | 2020 | B18 | 400 | 0 | 0.001 | 0 | 0 | 0 | 0 | 0 | 0 | 0 | 0 | 0 | 3.5833 | 1.1944
NYISO_J-K_2_PJM_E | NYISO_J-K | PJM_E | 2020 | B19 | 700 | 0 | 0.001 | 0 | 0 | 0 | 0 | 0 | 0 | 0 | 0 | 0 | 3.5833 | 1.1944
NYISO_J-K_2_PJM_E | NYISO_J-K | PJM_E | 2020 | B20 | 935 | 0 | 0.001 | 0 | 0 | 0 | 0 | 0 | 0 | 0 | 0 | 0 | 3.5833 | 1.1944
NYISO_J-K_2_PJM_E | NYISO_J-K | PJM_E | 2025 | B1 | 10 | 0 | 0.001 | 0 | 0 | 0 | 0 | 0 | 0 | 0 | 0 | 0 | 6.3575 | 2.1192
NYISO_J-K_2_PJM_E | NYISO_J-K | PJM_E | 2025 | B2 | 25 | 0 | 0.001 | 0 | 0 | 0 | 0 | 0 | 0 | 0 | 0 | 0 | 6.3575 | 2.1192
NYISO_J-K_2_PJM_E | NYISO_J-K | PJM_E | 2025 | B3 | 75 | 0 | 0.001 | 0 | 0 | 0 | 0 | 0 | 0 | 0 | 0 | 0 | 6.3575 | 2.1192
NYISO_J-K_2_PJM_E | NYISO_J-K | PJM_E | 2025 | B4 | 100 | 0 | 0.001 | 0.01 | 0 | 0 | 0 | 0 | 9.3892 | 0 | 0 | 1.1736 | 6.3575 | 2.1192
NYISO_J-K_2_PJM_E | NYISO_J-K | PJM_E | 2025 | B5 | 200 | 200 | 0.001 | 0.01 | 0 | 0 | 473.93 | 0 | 9.3654 | 0 | 0 | 2.3414 | 6.3575 | 2.1192
NYISO_J-K_2_PJM_E | NYISO_J-K | PJM_E | 2025 | B6 | 300 | 0 | 0.001 | 0.01 | 0 | 0 | 0 | 0 | 11.6326 | 0 | 0 | 4.3622 | 6.3575 | 2.1192
NYISO_J-K_2_PJM_E | NYISO_J-K | PJM_E | 2025 | B7 | 400 | 0 | 0.001 | 0 | 0 | 0 | 0 | 0 | 0 | 0 | 0 | 0 | 6.3575 | 2.1192
NYISO_J-K_2_PJM_E | NYISO_J-K | PJM_E | 2025 | B8 | 500 | 0 | 0.001 | 0 | 0 | 0 | 0 | 0 | 0 | 0 | 0 | 0 | 6.3575 | 2.1192
NYISO_J-K_2_PJM_E | NYISO_J-K | PJM_E | 2025 | B9 | 800 | 0 | 0.001 | 0 | 0 | 0 | 0 | 0 | 0 | 0 | 0 | 0 | 6.3575 | 2.1192
NYISO_J-K_2_PJM_E | NYISO_J-K | PJM_E | 2025 | B10 | 1262 | 0 | 0.001 | 0 | 0 | 0 | 0 | 0 | 0 | 0 | 0 | 0 | 6.3575 | 2.1192
NYISO_J-K_2_PJM_E | NYISO_J-K | PJM_E | 2025 | B11 | 25 | 25 | 0.001 | 0 | 0 | 0 | 1024.18 | 0 | 0 | 0 | 0 | 0 | 6.3575 | 2.1192
NYISO_J-K_2_PJM_E | NYISO_J-K | PJM_E | 2025 | B12 | 200 | 0 | 0.001 | 0.01 | 0 | 0 | 0 | 0 | 2.3977 | 0 | 0 | 0.59944 | 6.3575 | 2.1192
NYISO_J-K_2_PJM_E | NYISO_J-K | PJM_E | 2025 | B13 | 600 | 0 | 0.001 | 0 | 0 | 0 | 0 | 0 | 0 | 0 | 0 | 0 | 6.3575 | 2.1192
NYISO_J-K_2_PJM_E | NYISO_J-K | PJM_E | 2025 | B14 | 900 | 0 | 0.001 | 0 | 0 | 0 | 0 | 0 | 0 | 0 | 0 | 0 | 6.3575 | 2.1192
NYISO_J-K_2_PJM_E | NYISO_J-K | PJM_E | 2025 | B15 | 1203 | 0 | 0.001 | 0 | 0 | 0 | 0 | 0 | 0 | 0 | 0 | 0 | 6.3575 | 2.1192
NYISO_J-K_2_PJM_E | NYISO_J-K | PJM_E | 2025 | B16 | 25 | 0 | 0.001 | 0 | 0 | 0 | 0 | 0 | 0 | 0 | 0 | 0 | 6.3575 | 2.1192
NYISO_J-K_2_PJM_E | NYISO_J-K | PJM_E | 2025 | B17 | 100 | 0 | 0.001 | 0 | 0 | 0 | 0 | 0 | 0 | 0 | 0 | 0 | 6.3575 | 2.1192
NYISO_J-K_2_PJM_E | NYISO_J-K | PJM_E | 2025 | B18 | 400 | 0 | 0.001 | 0 | 0 | 0 | 0 | 0 | 0 | 0 | 0 | 0 | 6.3575 | 2.1192
NYISO_J-K_2_PJM_E | NYISO_J-K | PJM_E | 2025 | B19 | 700 | 0 | 0.001 | 0 | 0 | 0 | 0 | 0 | 0 | 0 | 0 | 0 | 6.3575 | 2.1192
NYISO_J-K_2_PJM_E | NYISO_J-K | PJM_E | 2025 | B20 | 935 | 0 | 0.001 | 0 | 0 | 0 | 0 | 0 | 0 | 0 | 0 | 0 | 6.3575 | 2.1192
NYISO_J-K_2_PJM_E | NYISO_J-K | PJM_E | 2030 | B1 | 10 | 0 | 0.001 | 0 | 0 | 0 | 0 | 0 | 0 | 0 | 0 | 0 | 10.5346 | 3.5115
NYISO_J-K_2_PJM_E | NYISO_J-K | PJM_E | 2030 | B2 | 25 | 0 | 0.001 | 0 | 0 | 0 | 0 | 0 | 0 | 0 | 0 | 0 | 10.5346 | 3.5115
NYISO_J-K_2_PJM_E | NYISO_J-K | PJM_E | 2030 | B3 | 75 | 0 | 0.001 | 0 | 0 | 0 | 0 | 0 | 0 | 0 | 0 | 0 | 10.5346 | 3.5115
NYISO_J-K_2_PJM_E | NYISO_J-K | PJM_E | 2030 | B4 | 100 | 0 | 0.001 | 0.01 | 0 | 0 | 0 | 0 | 15.0512 | 0 | 0 | 5.0171 | 10.5346 | 3.5115
NYISO_J-K_2_PJM_E | NYISO_J-K | PJM_E | 2030 | B5 | 200 | 0 | 0.001 | 0.01 | 0 | 0 | 0 | 0 | 13.5437 | 0 | 0 | 9.0291 | 10.5346 | 3.5115
NYISO_J-K_2_PJM_E | NYISO_J-K | PJM_E | 2030 | B6 | 300 | 0 | 0.001 | 0 | 0 | 0 | 0 | 0 | 0 | 0 | 0 | 0 | 10.5346 | 3.5115
NYISO_J-K_2_PJM_E | NYISO_J-K | PJM_E | 2030 | B7 | 400 | 0 | 0.001 | 0 | 0 | 0 | 0 | 0 | 0 | 0 | 0 | 0 | 10.5346 | 3.5115
NYISO_J-K_2_PJM_E | NYISO_J-K | PJM_E | 2030 | B8 | 500 | 0 | 0.001 | 0 | 0 | 0 | 0 | 0 | 0 | 0 | 0 | 0 | 10.5346 | 3.5115
NYISO_J-K_2_PJM_E | NYISO_J-K | PJM_E | 2030 | B9 | 800 | 0 | 0.001 | 0 | 0 | 0 | 0 | 0 | 0 | 0 | 0 | 0 | 10.5346 | 3.5115
NYISO_J-K_2_PJM_E | NYISO_J-K | PJM_E | 2030 | B10 | 1262 | 0 | 0.001 | 0 | 0 | 0 | 0 | 0 | 0 | 0 | 0 | 0 | 10.5346 | 3.5115
NYISO_J-K_2_PJM_E | NYISO_J-K | PJM_E | 2030 | B11 | 25 | 0 | 0.001 | 0 | 0 | 0 | 0 | 0 | 0 | 0 | 0 | 0 | 10.5346 | 3.5115
NYISO_J-K_2_PJM_E | NYISO_J-K | PJM_E | 2030 | B12 | 200 | 0 | 0.001 | 0 | 0 | 0 | 0 | 0 | 0 | 0 | 0 | 0 | 10.5346 | 3.5115
NYISO_J-K_2_PJM_E | NYISO_J-K | PJM_E | 2030 | B13 | 600 | 0 | 0.001 | 0 | 0 | 0 | 0 | 0 | 0 | 0 | 0 | 0 | 10.5346 | 3.5115
NYISO_J-K_2_PJM_E | NYISO_J-K | PJM_E | 2030 | B14 | 900 | 0 | 0.001 | 0 | 0 | 0 | 0 | 0 | 0 | 0 | 0 | 0 | 10.5346 | 3.5115
NYISO_J-K_2_PJM_E | NYISO_J-K | PJM_E | 2030 | B15 | 1203 | 0 | 0.001 | 0 | 0 | 0 | 0 | 0 | 0 | 0 | 0 | 0 | 10.5346 | 3.5115
NYISO_J-K_2_PJM_E | NYISO_J-K | PJM_E | 2030 | B16 | 25 | 0 | 0.001 | 0 | 0 | 0 | 0 | 0 | 0 | 0 | 0 | 0 | 10.5346 | 3.5115
NYISO_J-K_2_PJM_E | NYISO_J-K | PJM_E | 2030 | B17 | 100 | 0 | 0.001 | 0 | 0 | 0 | 0 | 0 | 0 | 0 | 0 | 0 | 10.5346 | 3.5115
NYISO_J-K_2_PJM_E | NYISO_J-K | PJM_E | 2030 | B18 | 400 | 0 | 0.001 | 0 | 0 | 0 | 0 | 0 | 0 | 0 | 0 | 0 | 10.5346 | 3.5115
NYISO_J-K_2_PJM_E | NYISO_J-K | PJM_E | 2030 | B19 | 700 | 0 | 0.001 | 0 | 0 | 0 | 0 | 0 | 0 | 0 | 0 | 0 | 10.5346 | 3.5115
NYISO_J-K_2_PJM_E | NYISO_J-K | PJM_E | 2030 | B20 | 935 | 0 | 0.001 | 0 | 0 | 0 | 0 | 0 | 0 | 0 | 0 | 0 | 10.5346 | 3.5115
NYISO_J-K_2_PJM_E | NYISO_J-K | PJM_E | 2035 | B1 | 10 | 0 | 0.001 | 0 | 0 | 0 | 0 | 0 | 0 | 0 | 0 | 0 | 20.2265 | 6.7422
NYISO_J-K_2_PJM_E | NYISO_J-K | PJM_E | 2035 | B2 | 25 | 0 | 0.001 | 0 | 0 | 0 | 0 | 0 | 0 | 0 | 0 | 0 | 20.2265 | 6.7422
NYISO_J-K_2_PJM_E | NYISO_J-K | PJM_E | 2035 | B3 | 75 | 0 | 0.001 | 0 | 0 | 0 | 0 | 0 | 0 | 0 | 0 | 0 | 20.2265 | 6.7422
NYISO_J-K_2_PJM_E | NYISO_J-K | PJM_E | 2035 | B4 | 100 | 0 | 0.001 | 0.01 | 0 | 0 | 0 | 0 | 26.9686 | 0 | 0 | 26.9686 | 20.2265 | 6.7422
NYISO_J-K_2_PJM_E | NYISO_J-K | PJM_E | 2035 | B5 | 200 | 0 | 0.001 | 0 | 0 | 0 | 0 | 0 | 0 | 0 | 0 | 0 | 20.2265 | 6.7422
NYISO_J-K_2_PJM_E | NYISO_J-K | PJM_E | 2035 | B6 | 300 | 0 | 0.001 | 0 | 0 | 0 | 0 | 0 | 0 | 0 | 0 | 0 | 20.2265 | 6.7422
NYISO_J-K_2_PJM_E | NYISO_J-K | PJM_E | 2035 | B7 | 400 | 0 | 0.001 | 0 | 0 | 0 | 0 | 0 | 0 | 0 | 0 | 0 | 20.2265 | 6.7422
NYISO_J-K_2_PJM_E | NYISO_J-K | PJM_E | 2035 | B8 | 500 | 0 | 0.001 | 0 | 0 | 0 | 0 | 0 | 0 | 0 | 0 | 0 | 20.2265 | 6.7422
NYISO_J-K_2_PJM_E | NYISO_J-K | PJM_E | 2035 | B9 | 800 | 0 | 0.001 | 0 | 0 | 0 | 0 | 0 | 0 | 0 | 0 | 0 | 20.2265 | 6.7422
NYISO_J-K_2_PJM_E | NYISO_J-K | PJM_E | 2035 | B10 | 1262 | 0 | 0.001 | 0 | 0 | 0 | 0 | 0 | 0 | 0 | 0 | 0 | 20.2265 | 6.7422
NYISO_J-K_2_PJM_E | NYISO_J-K | PJM_E | 2035 | B11 | 25 | 0 | 0.001 | 0 | 0 | 0 | 0 | 0 | 0 | 0 | 0 | 0 | 20.2265 | 6.7422
NYISO_J-K_2_PJM_E | NYISO_J-K | PJM_E | 2035 | B12 | 200 | 0 | 0.001 | 0 | 0 | 0 | 0 | 0 | 0 | 0 | 0 | 0 | 20.2265 | 6.7422
NYISO_J-K_2_PJM_E | NYISO_J-K | PJM_E | 2035 | B13 | 600 | 0 | 0.001 | 0 | 0 | 0 | 0 | 0 | 0 | 0 | 0 | 0 | 20.2265 | 6.7422
NYISO_J-K_2_PJM_E | NYISO_J-K | PJM_E | 2035 | B14 | 900 | 0 | 0.001 | 0 | 0 | 0 | 0 | 0 | 0 | 0 | 0 | 0 | 20.2265 | 6.7422
NYISO_J-K_2_PJM_E | NYISO_J-K | PJM_E | 2035 | B15 | 1203 | 0 | 0.001 | 0 | 0 | 0 | 0 | 0 | 0 | 0 | 0 | 0 | 20.2265 | 6.7422
NYISO_J-K_2_PJM_E | NYISO_J-K | PJM_E | 2035 | B16 | 25 | 0 | 0.001 | 0 | 0 | 0 | 0 | 0 | 0 | 0 | 0 | 0 | 20.2265 | 6.7422
NYISO_J-K_2_PJM_E | NYISO_J-K | PJM_E | 2035 | B17 | 100 | 0 | 0.001 | 0 | 0 | 0 | 0 | 0 | 0 | 0 | 0 | 0 | 20.2265 | 6.7422
NYISO_J-K_2_PJM_E | NYISO_J-K | PJM_E | 2035 | B18 | 400 | 0 | 0.001 | 0 | 0 | 0 | 0 | 0 | 0 | 0 | 0 | 0 | 20.2265 | 6.7422
NYISO_J-K_2_PJM_E | NYISO_J-K | PJM_E | 2035 | B19 | 700 | 0 | 0.001 | 0 | 0 | 0 | 0 | 0 | 0 | 0 | 0 | 0 | 20.2265 | 6.7422
NYISO_J-K_2_PJM_E | NYISO_J-K | PJM_E | 2035 | B20 | 935 | 0 | 0.001 | 0 | 0 | 0 | 0 | 0 | 0 | 0 | 0 | 0 | 20.2265 | 6.7422
NYISO_J-K_2_PJM_E | NYISO_J-K | PJM_E | 2040 | B1 | 10 | 0 | 0.001 | 0 | 0 | 0 | 0 | 0 | 0 | 0 | 0 | 0 | 26.3438 | 8.7813
NYISO_J-K_2_PJM_E | NYISO_J-K | PJM_E | 2040 | B2 | 25 | 0 | 0.001 | 0 | 0 | 0 | 0 | 0 | 0 | 0 | 0 | 0 | 26.3438 | 8.7813
NYISO_J-K_2_PJM_E | NYISO_J-K | PJM_E | 2040 | B3 | 75 | 0 | 0.001 | 0.01 | 0 | 0 | 0 | 0 | 35.1115 | 0 | 0 | 15.0478 | 26.3438 | 8.7813
NYISO_J-K_2_PJM_E | NYISO_J-K | PJM_E | 2040 | B4 | 100 | 0 | 0.001 | 0.01 | 0 | 0 | 0 | 0 | 35.1352 | 0 | 0 | 20.0773 | 26.3438 | 8.7813
NYISO_J-K_2_PJM_E | NYISO_J-K | PJM_E | 2040 | B5 | 200 | 200 | 0.001 | 0 | 0 | 0 | 30.97 | 0 | 0 | 0 | 0 | 0 | 26.3438 | 8.7813
NYISO_J-K_2_PJM_E | NYISO_J-K | PJM_E | 2040 | B6 | 300 | 0 | 0.001 | 0 | 0 | 0 | 0 | 1474.73 | 0 | 0 | 0 | 0 | 26.3438 | 8.7813
NYISO_J-K_2_PJM_E | NYISO_J-K | PJM_E | 2040 | B7 | 400 | 0 | 0.001 | 0 | 0 | 0 | 0 | 0 | 0 | 0 | 0 | 0 | 26.3438 | 8.7813
NYISO_J-K_2_PJM_E | NYISO_J-K | PJM_E | 2040 | B8 | 500 | 0 | 0.001 | 0 | 0 | 0 | 0 | 0 | 0 | 0 | 0 | 0 | 26.3438 | 8.7813
NYISO_J-K_2_PJM_E | NYISO_J-K | PJM_E | 2040 | B9 | 800 | 0 | 0.001 | 0 | 0 | 0 | 0 | 0 | 0 | 0 | 0 | 0 | 26.3438 | 8.7813
NYISO_J-K_2_PJM_E | NYISO_J-K | PJM_E | 2040 | B10 | 1262 | 0 | 0.001 | 0 | 0 | 0 | 0 | 0 | 0 | 0 | 0 | 0 | 26.3438 | 8.7813
NYISO_J-K_2_PJM_E | NYISO_J-K | PJM_E | 2040 | B11 | 25 | 25 | 0.001 | 0 | 0 | 0 | 2932.53 | 3719.86 | 0 | 0 | 0 | 0 | 26.3438 | 8.7813
NYISO_J-K_2_PJM_E | NYISO_J-K | PJM_E | 2040 | B12 | 200 | 200 | 0.001 | 0 | 0 | 0 | 570.49 | 296.37 | 0 | 0 | 0 | 0 | 26.3438 | 8.7813
NYISO_J-K_2_PJM_E | NYISO_J-K | PJM_E | 2040 | B13 | 600 | 600 | 0.001 | 0 | 0 | 0 | 1043.99 | 657.4 | 0 | 0 | 0 | 0 | 26.3438 | 8.7813
NYISO_J-K_2_PJM_E | NYISO_J-K | PJM_E | 2040 | B14 | 900 | 900 | 0.001 | 0 | 0 | 0 | 392.06 | 0 | 0 | 0 | 0 | 0 | 26.3438 | 8.7813
NYISO_J-K_2_PJM_E | NYISO_J-K | PJM_E | 2040 | B15 | 1203 | 0 | 0.001 | 0 | 0 | 0 | 0 | 0 | 0 | 0 | 0 | 0 | 26.3438 | 8.7813
NYISO_J-K_2_PJM_E | NYISO_J-K | PJM_E | 2040 | B16 | 25 | 25 | 0.001 | 0 | 0 | 0 | 1261.53 | 2861.16 | 0 | 0 | 0 | 0 | 26.3438 | 8.7813
NYISO_J-K_2_PJM_E | NYISO_J-K | PJM_E | 2040 | B17 | 100 | 100 | 0.001 | 0 | 0 | 0 | 1512.8 | 3101.8 | 0 | 0 | 0 | 0 | 26.3438 | 8.7813
NYISO_J-K_2_PJM_E | NYISO_J-K | PJM_E | 2040 | B18 | 400 | 400 | 0.001 | 0 | 0 | 0 | 1753.4 | 3097.75 | 0 | 0 | 0 | 0 | 26.3438 | 8.7813
NYISO_J-K_2_PJM_E | NYISO_J-K | PJM_E | 2040 | B19 | 700 | 700 | 0.001 | 0 | 0 | 0 | 1535.65 | 2259.81 | 0 | 0 | 0 | 0 | 26.3438 | 8.7813
NYISO_J-K_2_PJM_E | NYISO_J-K | PJM_E | 2040 | B20 | 935 | 0 | 0.001 | 0 | 0 | 0 | 0 | 0 | 0 | 0 | 0 | 0 | 26.3438 | 8.7813
NYISO_J-K_2_PJM_E | NYISO_J-K | PJM_E | 2045 | B1 | 10 | 0 | 0.001 | 0.01 | 0 | 0 | 0 | 0 | 158.785 | 0 | 0 | 1.5721 | 3.1965 | 1.0655
NYISO_J-K_2_PJM_E | NYISO_J-K | PJM_E | 2045 | B2 | 25 | 0 | 0.001 | 0.01 | 0 | 0 | 0 | 0 | 10.2201 | 0 | 0 | 0.25297 | 3.1965 | 1.0655
NYISO_J-K_2_PJM_E | NYISO_J-K | PJM_E | 2045 | B3 | 75 | 0 | 0.001 | 0.01 | 0 | 0 | 0 | 0 | 10.9916 | 0 | 0 | 0.81621 | 3.1965 | 1.0655
NYISO_J-K_2_PJM_E | NYISO_J-K | PJM_E | 2045 | B4 | 100 | 0 | 0.001 | 0.01 | 0 | 0 | 0 | 0 | 3.5491 | 0 | 0 | 0.3514 | 3.1965 | 1.0655
NYISO_J-K_2_PJM_E | NYISO_J-K | PJM_E | 2045 | B5 | 200 | 0 | 0.001 | 0 | 0 | 0 | 0 | 169.99 | 0 | 0 | 0 | 0 | 3.1965 | 1.0655
NYISO_J-K_2_PJM_E | NYISO_J-K | PJM_E | 2045 | B6 | 300 | 0 | 0.001 | 0 | 0 | 0 | 0 | 0 | 0 | 0 | 0 | 0 | 3.1965 | 1.0655
NYISO_J-K_2_PJM_E | NYISO_J-K | PJM_E | 2045 | B7 | 400 | 0 | 0.001 | 0 | 0 | 0 | 0 | 0 | 0 | 0 | 0 | 0 | 3.1965 | 1.0655
NYISO_J-K_2_PJM_E | NYISO_J-K | PJM_E | 2045 | B8 | 500 | 0 | 0.001 | 0 | 0 | 0 | 0 | 0 | 0 | 0 | 0 | 0 | 3.1965 | 1.0655
NYISO_J-K_2_PJM_E | NYISO_J-K | PJM_E | 2045 | B9 | 800 | 0 | 0.001 | 0.01 | 0 | 0 | 0 | 0 | 1.6025 | 0 | 0 | 1.2693 | 3.1965 | 1.0655
NYISO_J-K_2_PJM_E | NYISO_J-K | PJM_E | 2045 | B10 | 1262 | 0 | 0.001 | 0 | 0 | 0 | 0 | 0 | 0 | 0 | 0 | 0 | 3.1965 | 1.0655
NYISO_J-K_2_PJM_E | NYISO_J-K | PJM_E | 2045 | B11 | 25 | 0 | 0.001 | 0 | 0 | 0 | 0 | 0 | 0 | 0 | 0 | 0 | 3.1965 | 1.0655
NYISO_J-K_2_PJM_E | NYISO_J-K | PJM_E | 2045 | B12 | 200 | 0 | 0.001 | 0 | 0 | 0 | 0 | 0 | 0 | 0 | 0 | 0 | 3.1965 | 1.0655
NYISO_J-K_2_PJM_E | NYISO_J-K | PJM_E | 2045 | B13 | 600 | 0 | 0.001 | 0 | 0 | 0 | 0 | 0 | 0 | 0 | 0 | 0 | 3.1965 | 1.0655
NYISO_J-K_2_PJM_E | NYISO_J-K | PJM_E | 2045 | B14 | 900 | 0 | 0.001 | 0 | 0 | 0 | 0 | 0 | 0 | 0 | 0 | 0 | 3.1965 | 1.0655
NYISO_J-K_2_PJM_E | NYISO_J-K | PJM_E | 2045 | B15 | 1203 | 0 | 0.001 | 0 | 0 | 0 | 0 | 0 | 0 | 0 | 0 | 0 | 3.1965 | 1.0655
NYISO_J-K_2_PJM_E | NYISO_J-K | PJM_E | 2045 | B16 | 25 | 0 | 0.001 | 0 | 0 | 0 | 0 | 0 | 0 | 0 | 0 | 0 | 3.1965 | 1.0655
NYISO_J-K_2_PJM_E | NYISO_J-K | PJM_E | 2045 | B17 | 100 | 0 | 0.001 | 0 | 0 | 0 | 0 | 0 | 0 | 0 | 0 | 0 | 3.1965 | 1.0655
NYISO_J-K_2_PJM_E | NYISO_J-K | PJM_E | 2045 | B18 | 400 | 0 | 0.001 | 0 | 0 | 0 | 0 | 0 | 0 | 0 | 0 | 0 | 3.1965 | 1.0655
NYISO_J-K_2_PJM_E | NYISO_J-K | PJM_E | 2045 | B19 | 700 | 0 | 0.001 | 0 | 0 | 0 | 0 | 0 | 0 | 0 | 0 | 0 | 3.1965 | 1.0655
NYISO_J-K_2_PJM_E | NYISO_J-K | PJM_E | 2045 | B20 | 935 | 0 | 0.001 | 0 | 0 | 0 | 0 | 0 | 0 | 0 | 0 | 0 | 3.1965 | 1.0655
NYISO_J-K_2_PJM_E | NYISO_J-K | PJM_E | 2050 | B1 | 10 | 0 | 0.001 | 0 | 0 | 0 | 0 | 0 | 0 | 0 | 0 | 0 | 7.1309 | 2.377
NYISO_J-K_2_PJM_E | NYISO_J-K | PJM_E | 2050 | B2 | 25 | 0 | 0.001 | 0 | 0 | 0 | 0 | 0 | 0 | 0 | 0 | 0 | 7.1309 | 2.377
NYISO_J-K_2_PJM_E | NYISO_J-K | PJM_E | 2050 | B3 | 75 | 0 | 0.001 | 0 | 0 | 0 | 0 | 0 | 0 | 0 | 0 | 0 | 7.1309 | 2.377
NYISO_J-K_2_PJM_E | NYISO_J-K | PJM_E | 2050 | B4 | 100 | 0 | 0.001 | 0.01 | 0 | 0 | 0 | 0 | 1.9704 | 0 | 0 | 0.11591 | 7.1309 | 2.377
NYISO_J-K_2_PJM_E | NYISO_J-K | PJM_E | 2050 | B5 | 200 | 0 | 0.001 | 0 | 0 | 0 | 0 | 0 | 0 | 0 | 0 | 0 | 7.1309 | 2.377
NYISO_J-K_2_PJM_E | NYISO_J-K | PJM_E | 2050 | B6 | 300 | 0 | 0.001 | 0 | 0 | 0 | 0 | 0 | 0 | 0 | 0 | 0 | 7.1309 | 2.377
NYISO_J-K_2_PJM_E | NYISO_J-K | PJM_E | 2050 | B7 | 400 | 0 | 0.001 | 0 | 0 | 0 | 0 | 0 | 0 | 0 | 0 | 0 | 7.1309 | 2.377
NYISO_J-K_2_PJM_E | NYISO_J-K | PJM_E | 2050 | B8 | 500 | 0 | 0.001 | 0 | 0 | 0 | 0 | 0 | 0 | 0 | 0 | 0 | 7.1309 | 2.377
NYISO_J-K_2_PJM_E | NYISO_J-K | PJM_E | 2050 | B9 | 800 | 0 | 0.001 | 0 | 0 | 0 | 0 | 0 | 0 | 0 | 0 | 0 | 7.1309 | 2.377
NYISO_J-K_2_PJM_E | NYISO_J-K | PJM_E | 2050 | B10 | 1262 | 0 | 0.001 | 0 | 0 | 0 | 0 | 0 | 0 | 0 | 0 | 0 | 7.1309 | 2.377
NYISO_J-K_2_PJM_E | NYISO_J-K | PJM_E | 2050 | B11 | 25 | 0 | 0.001 | 0 | 0 | 0 | 0 | 0 | 0 | 0 | 0 | 0 | 7.1309 | 2.377
NYISO_J-K_2_PJM_E | NYISO_J-K | PJM_E | 2050 | B12 | 200 | 0 | 0.001 | 0 | 0 | 0 | 0 | 0 | 0 | 0 | 0 | 0 | 7.1309 | 2.377
NYISO_J-K_2_PJM_E | NYISO_J-K | PJM_E | 2050 | B13 | 600 | 0 | 0.001 | 0 | 0 | 0 | 0 | 0 | 0 | 0 | 0 | 0 | 7.1309 | 2.377
NYISO_J-K_2_PJM_E | NYISO_J-K | PJM_E | 2050 | B14 | 900 | 0 | 0.001 | 0.01 | 0 | 0 | 0 | 0 | 11.0747 | 0 | 0 | 5.8631 | 7.1309 | 2.377
NYISO_J-K_2_PJM_E | NYISO_J-K | PJM_E | 2050 | B15 | 1203 | 0 | 0.001 | 0 | 0 | 0 | 0 | 0 | 0 | 0 | 0 | 0 | 7.1309 | 2.377
NYISO_J-K_2_PJM_E | NYISO_J-K | PJM_E | 2050 | B16 | 25 | 0 | 0.001 | 0 | 0 | 0 | 0 | 0 | 0 | 0 | 0 | 0 | 7.1309 | 2.377
NYISO_J-K_2_PJM_E | NYISO_J-K | PJM_E | 2050 | B17 | 100 | 0 | 0.001 | 0 | 0 | 0 | 0 | 0 | 0 | 0 | 0 | 0 | 7.1309 | 2.377
NYISO_J-K_2_PJM_E | NYISO_J-K | PJM_E | 2050 | B18 | 400 | 0 | 0.001 | 0 | 0 | 0 | 0 | 0 | 0 | 0 | 0 | 0 | 7.1309 | 2.377
NYISO_J-K_2_PJM_E | NYISO_J-K | PJM_E | 2050 | B19 | 700 | 0 | 0.001 | 0.01 | 0 | 0 | 0 | 0 | 8.5701 | 0 | 0 | 3.5289 | 7.1309 | 2.377
NYISO_J-K_2_PJM_E | NYISO_J-K | PJM_E | 2050 | B20 | 935 | 0 | 0.001 | 0 | 0 | 0 | 0 | 0 | 0 | 0 | 0 | 0 | 7.1309 | 2.377
PJM_E_2_NYISO_G-I | PJM_E | NYISO_G-I | 2015 | B1 | 10 | 0 | 500 | 500 | 0 | 0 | 0 | 0 | 18.624 | 0 | 0 | 18.624 | 13.968 | 4.656
PJM_E_2_NYISO_G-I | PJM_E | NYISO_G-I | 2015 | B2 | 25 | 0 | 500 | 269.35 | 0 | 0 | 0 | 0 | 0 | 0 | 0 | 0 | 13.968 | 4.656
PJM_E_2_NYISO_G-I | PJM_E | NYISO_G-I | 2015 | B3 | 75 | 0 | 500 | 0 | 0 | 0 | 0 | 0 | 0 | 0 | 0 | 0 | 13.968 | 4.656
PJM_E_2_NYISO_G-I | PJM_E | NYISO_G-I | 2015 | B4 | 100 | 0 | 500 | 0 | 0 | 0 | 0 | 0 | 0 | 0 | 0 | 0 | 13.968 | 4.656
PJM_E_2_NYISO_G-I | PJM_E | NYISO_G-I | 2015 | B5 | 200 | 0 | 500 | 0 | 0 | 0 | 0 | 0 | 0 | 0 | 0 | 0 | 13.968 | 4.656
PJM_E_2_NYISO_G-I | PJM_E | NYISO_G-I | 2015 | B6 | 300 | 0 | 500 | 0 | 0 | 0 | 0 | 0 | 0 | 0 | 0 | 0 | 13.968 | 4.656
PJM_E_2_NYISO_G-I | PJM_E | NYISO_G-I | 2015 | B7 | 400 | 0 | 500 | 0 | 0 | 0 | 0 | 0 | 0 | 0 | 0 | 0 | 13.968 | 4.656
PJM_E_2_NYISO_G-I | PJM_E | NYISO_G-I | 2015 | B8 | 500 | 0 | 500 | 0 | 0 | 0 | 0 | 0 | 0 | 0 | 0 | 0 | 13.968 | 4.656
PJM_E_2_NYISO_G-I | PJM_E | NYISO_G-I | 2015 | B9 | 800 | 0 | 500 | 0 | 0 | 0 | 0 | 0 | 0 | 0 | 0 | 0 | 13.968 | 4.656
PJM_E_2_NYISO_G-I | PJM_E | NYISO_G-I | 2015 | B10 | 1262 | 0 | 500 | 0 | 0 | 0 | 0 | 0 | 0 | 0 | 0 | 0 | 13.968 | 4.656
PJM_E_2_NYISO_G-I | PJM_E | NYISO_G-I | 2015 | B11 | 25 | 0 | 500 | 0 | 0 | 0 | 0 | 0 | 0 | 0 | 0 | 0 | 13.968 | 4.656
PJM_E_2_NYISO_G-I | PJM_E | NYISO_G-I | 2015 | B12 | 200 | 0 | 500 | 0 | 0 | 0 | 0 | 0 | 0 | 0 | 0 | 0 | 13.968 | 4.656
PJM_E_2_NYISO_G-I | PJM_E | NYISO_G-I | 2015 | B13 | 600 | 0 | 500 | 0 | 0 | 0 | 0 | 0 | 0 | 0 | 0 | 0 | 13.968 | 4.656
PJM_E_2_NYISO_G-I | PJM_E | NYISO_G-I | 2015 | B14 | 900 | 0 | 500 | 0 | 0 | 0 | 0 | 0 | 0 | 0 | 0 | 0 | 13.968 | 4.656
PJM_E_2_NYISO_G-I | PJM_E | NYISO_G-I | 2015 | B15 | 1203 | 0 | 500 | 0 | 0 | 0 | 0 | 0 | 0 | 0 | 0 | 0 | 13.968 | 4.656
PJM_E_2_NYISO_G-I | PJM_E | NYISO_G-I | 2015 | B16 | 25 | 0 | 500 | 0 | 0 | 0 | 0 | 0 | 0 | 0 | 0 | 0 | 13.968 | 4.656
PJM_E_2_NYISO_G-I | PJM_E | NYISO_G-I | 2015 | B17 | 100 | 0 | 500 | 0 | 0 | 0 | 0 | 0 | 0 | 0 | 0 | 0 | 13.968 | 4.656
PJM_E_2_NYISO_G-I | PJM_E | NYISO_G-I | 2015 | B18 | 400 | 0 | 500 | 0 | 0 | 0 | 0 | 0 | 0 | 0 | 0 | 0 | 13.968 | 4.656
PJM_E_2_NYISO_G-I | PJM_E | NYISO_G-I | 2015 | B19 | 700 | 0 | 500 | 0 | 0 | 0 | 0 | 0 | 0 | 0 | 0 | 0 | 13.968 | 4.656
PJM_E_2_NYISO_G-I | PJM_E | NYISO_G-I | 2015 | B20 | 935 | 0 | 500 | 368.51 | 368.51 | 0 | 0 | 0 | 0 | 0 | 0 | 0 | 13.968 | 4.656
PJM_E_2_NYISO_G-I | PJM_E | NYISO_G-I | 2020 | B1 | 10 | 0 | 500 | 302.59 | 0 | 0 | 0 | 0 | 0 | 0 | 0 | 0 | 29.4673 | 9.8224
PJM_E_2_NYISO_G-I | PJM_E | NYISO_G-I | 2020 | B2 | 25 | 0 | 500 | 500 | 0 | 0 | 0 | 0 | 39.2897 | 0 | 0 | 39.2897 | 29.4673 | 9.8224
PJM_E_2_NYISO_G-I | PJM_E | NYISO_G-I | 2020 | B3 | 75 | 0 | 500 | 0 | 0 | 0 | 0 | 0 | 0 | 0 | 0 | 0 | 29.4673 | 9.8224
PJM_E_2_NYISO_G-I | PJM_E | NYISO_G-I | 2020 | B4 | 100 | 0 | 500 | 0 | 0 | 0 | 0 | 0 | 0 | 0 | 0 | 0 | 29.4673 | 9.8224
PJM_E_2_NYISO_G-I | PJM_E | NYISO_G-I | 2020 | B5 | 200 | 0 | 500 | 0 | 0 | 0 | 0 | 0 | 0 | 0 | 0 | 0 | 29.4673 | 9.8224
PJM_E_2_NYISO_G-I | PJM_E | NYISO_G-I | 2020 | B6 | 300 | 0 | 500 | 0 | 0 | 0 | 0 | 0 | 0 | 0 | 0 | 0 | 29.4673 | 9.8224
PJM_E_2_NYISO_G-I | PJM_E | NYISO_G-I | 2020 | B7 | 400 | 0 | 500 | 0 | 0 | 0 | 0 | 0 | 0 | 0 | 0 | 0 | 29.4673 | 9.8224
PJM_E_2_NYISO_G-I | PJM_E | NYISO_G-I | 2020 | B8 | 500 | 0 | 500 | 0 | 0 | 0 | 0 | 0 | 0 | 0 | 0 | 0 | 29.4673 | 9.8224
PJM_E_2_NYISO_G-I | PJM_E | NYISO_G-I | 2020 | B9 | 800 | 0 | 500 | 0 | 0 | 0 | 0 | 0 | 0 | 0 | 0 | 0 | 29.4673 | 9.8224
PJM_E_2_NYISO_G-I | PJM_E | NYISO_G-I | 2020 | B10 | 1262 | 0 | 500 | 0 | 0 | 0 | 0 | 0 | 0 | 0 | 0 | 0 | 29.4673 | 9.8224
PJM_E_2_NYISO_G-I | PJM_E | NYISO_G-I | 2020 | B11 | 25 | 0 | 500 | 0 | 0 | 0 | 0 | 0 | 0 | 0 | 0 | 0 | 29.4673 | 9.8224
PJM_E_2_NYISO_G-I | PJM_E | NYISO_G-I | 2020 | B12 | 200 | 0 | 500 | 0 | 0 | 0 | 0 | 0 | 0 | 0 | 0 | 0 | 29.4673 | 9.8224
PJM_E_2_NYISO_G-I | PJM_E | NYISO_G-I | 2020 | B13 | 600 | 0 | 500 | 0 | 0 | 0 | 0 | 0 | 0 | 0 | 0 | 0 | 29.4673 | 9.8224
PJM_E_2_NYISO_G-I | PJM_E | NYISO_G-I | 2020 | B14 | 900 | 0 | 500 | 0 | 0 | 0 | 0 | 0 | 0 | 0 | 0 | 0 | 29.4673 | 9.8224
PJM_E_2_NYISO_G-I | PJM_E | NYISO_G-I | 2020 | B15 | 1203 | 0 | 500 | 0 | 0 | 0 | 0 | 0 | 0 | 0 | 0 | 0 | 29.4673 | 9.8224
PJM_E_2_NYISO_G-I | PJM_E | NYISO_G-I | 2020 | B16 | 25 | 0 | 500 | 0 | 0 | 0 | 0 | 0 | 0 | 0 | 0 | 0 | 29.4673 | 9.8224
PJM_E_2_NYISO_G-I | PJM_E | NYISO_G-I | 2020 | B17 | 100 | 0 | 500 | 0 | 0 | 0 | 0 | 0 | 0 | 0 | 0 | 0 | 29.4673 | 9.8224
PJM_E_2_NYISO_G-I | PJM_E | NYISO_G-I | 2020 | B18 | 400 | 0 | 500 | 0 | 0 | 0 | 0 | 0 | 0 | 0 | 0 | 0 | 29.4673 | 9.8224
PJM_E_2_NYISO_G-I | PJM_E | NYISO_G-I | 2020 | B19 | 700 | 0 | 500 | 0 | 0 | 0 | 0 | 0 | 0 | 0 | 0 | 0 | 29.4673 | 9.8224
PJM_E_2_NYISO_G-I | PJM_E | NYISO_G-I | 2020 | B20 | 935 | 0 | 500 | 0 | 0 | 0 | 0 | 0 | 0 | 0 | 0 | 0 | 29.4673 | 9.8224
PJM_E_2_NYISO_G-I | PJM_E | NYISO_G-I | 2025 | B1 | 10 | 0 | 500 | 0 | 0 | 0 | 0 | 0 | 0 | 0 | 0 | 0 | 0 | 0
PJM_E_2_NYISO_G-I | PJM_E | NYISO_G-I | 2025 | B2 | 25 | 0 | 500 | 0 | 0 | 0 | 0 | 0 | 0 | 0 | 0 | 0 | 0 | 0
PJM_E_2_NYISO_G-I | PJM_E | NYISO_G-I | 2025 | B3 | 75 | 0 | 500 | 0 | 0 | 0 | 0 | 0 | 0 | 0 | 0 | 0 | 0 | 0
PJM_E_2_NYISO_G-I | PJM_E | NYISO_G-I | 2025 | B4 | 100 | 0 | 500 | 0 | 0 | 0 | 0 | 0 | 0 | 0 | 0 | 0 | 0 | 0
PJM_E_2_NYISO_G-I | PJM_E | NYISO_G-I | 2025 | B5 | 200 | 0 | 500 | 0 | 0 | 0 | 0 | 0 | 0 | 0 | 0 | 0 | 0 | 0
PJM_E_2_NYISO_G-I | PJM_E | NYISO_G-I | 2025 | B6 | 300 | 0 | 500 | 0 | 0 | 0 | 0 | 0 | 0 | 0 | 0 | 0 | 0 | 0
PJM_E_2_NYISO_G-I | PJM_E | NYISO_G-I | 2025 | B7 | 400 | 0 | 500 | 0 | 0 | 0 | 0 | 0 | 0 | 0 | 0 | 0 | 0 | 0
PJM_E_2_NYISO_G-I | PJM_E | NYISO_G-I | 2025 | B8 | 500 | 0 | 500 | 0 | 0 | 0 | 0 | 0 | 0 | 0 | 0 | 0 | 0 | 0
PJM_E_2_NYISO_G-I | PJM_E | NYISO_G-I | 2025 | B9 | 800 | 0 | 500 | 0 | 0 | 0 | 0 | 0 | 0 | 0 | 0 | 0 | 0 | 0
PJM_E_2_NYISO_G-I | PJM_E | NYISO_G-I | 2025 | B10 | 1262 | 0 | 500 | 0 | 0 | 0 | 0 | 0 | 0 | 0 | 0 | 0 | 0 | 0
PJM_E_2_NYISO_G-I | PJM_E | NYISO_G-I | 2025 | B11 | 25 | 0 | 500 | 0 | 0 | 0 | 0 | 0 | 0 | 0 | 0 | 0 | 0 | 0
PJM_E_2_NYISO_G-I | PJM_E | NYISO_G-I | 2025 | B12 | 200 | 0 | 500 | 0 | 0 | 0 | 0 | 0 | 0 | 0 | 0 | 0 | 0 | 0
PJM_E_2_NYISO_G-I | PJM_E | NYISO_G-I | 2025 | B13 | 600 | 0 | 500 | 0 | 0 | 0 | 0 | 0 | 0 | 0 | 0 | 0 | 0 | 0
PJM_E_2_NYISO_G-I | PJM_E | NYISO_G-I | 2025 | B14 | 900 | 0 | 500 | 0 | 0 | 0 | 0 | 0 | 0 | 0 | 0 | 0 | 0 | 0
PJM_E_2_NYISO_G-I | PJM_E | NYISO_G-I | 2025 | B15 | 1203 | 0 | 500 | 0 | 0 | 159.73 | 0 | 0 | 0 | 0 | 0 | 0 | 0 | 0
PJM_E_2_NYISO_G-I | PJM_E | NYISO_G-I | 2025 | B16 | 25 | 0 | 500 | 0 | 0 | 0 | 0 | 0 | 0 | 0 | 0 | 0 | 0 | 0
PJM_E_2_NYISO_G-I | PJM_E | NYISO_G-I | 2025 | B17 | 100 | 0 | 500 | 0 | 0 | 0 | 0 | 0 | 0 | 0 | 0 | 0 | 0 | 0
PJM_E_2_NYISO_G-I | PJM_E | NYISO_G-I | 2025 | B18 | 400 | 0 | 500 | 0 | 0 | 0 | 0 | 0 | 0 | 0 | 0 | 0 | 0 | 0
PJM_E_2_NYISO_G-I | PJM_E | NYISO_G-I | 2025 | B19 | 700 | 0 | 500 | 0 | 0 | 0 | 0 | 0 | 0 | 0 | 0 | 0 | 0 | 0
PJM_E_2_NYISO_G-I | PJM_E | NYISO_G-I | 2025 | B20 | 935 | 0 | 500 | 0 | 131.97 | 156.76 | 0 | 0 | 0 | 0 | 0 | 0 | 0 | 0
PJM_E_2_NYISO_G-I | PJM_E | NYISO_G-I | 2030 | B1 | 10 | 0 | 500 | 0 | 127.3 | 0 | 0 | 0 | 0 | 0 | 0 | 0 | 0 | 0
PJM_E_2_NYISO_G-I | PJM_E | NYISO_G-I | 2030 | B2 | 25 | 0 | 500 | 0 | 47.68 | 0 | 0 | 0 | 0 | 0 | 0 | 0 | 0 | 0
PJM_E_2_NYISO_G-I | PJM_E | NYISO_G-I | 2030 | B3 | 75 | 0 | 500 | 0 | 0 | 0 | 0 | 0 | 0 | 0 | 0 | 0 | 0 | 0
PJM_E_2_NYISO_G-I | PJM_E | NYISO_G-I | 2030 | B4 | 100 | 0 | 500 | 0 | 0 | 0 | 0 | 0 | 0 | 0 | 0 | 0 | 0 | 0
PJM_E_2_NYISO_G-I | PJM_E | NYISO_G-I | 2030 | B5 | 200 | 0 | 500 | 0 | 0 | 0 | 0 | 0 | 0 | 0 | 0 | 0 | 0 | 0
PJM_E_2_NYISO_G-I | PJM_E | NYISO_G-I | 2030 | B6 | 300 | 0 | 500 | 0 | 0 | 0 | 0 | 0 | 0 | 0 | 0 | 0 | 0 | 0
PJM_E_2_NYISO_G-I | PJM_E | NYISO_G-I | 2030 | B7 | 400 | 0 | 500 | 0 | 0 | 0 | 0 | 0 | 0 | 0 | 0 | 0 | 0 | 0
PJM_E_2_NYISO_G-I | PJM_E | NYISO_G-I | 2030 | B8 | 500 | 0 | 500 | 0 | 0 | 0 | 0 | 0 | 0 | 0 | 0 | 0 | 0 | 0
PJM_E_2_NYISO_G-I | PJM_E | NYISO_G-I | 2030 | B9 | 800 | 0 | 500 | 0 | 0 | 0 | 0 | 0 | 0 | 0 | 0 | 0 | 0 | 0
PJM_E_2_NYISO_G-I | PJM_E | NYISO_G-I | 2030 | B10 | 1262 | 0 | 500 | 0 | 191.1 | 0 | 0 | 0 | 0 | 0 | 0 | 0 | 0 | 0
PJM_E_2_NYISO_G-I | PJM_E | NYISO_G-I | 2030 | B11 | 25 | 0 | 500 | 0 | 0 | 0 | 0 | 0 | 0 | 0 | 0 | 0 | 0 | 0
PJM_E_2_NYISO_G-I | PJM_E | NYISO_G-I | 2030 | B12 | 200 | 0 | 500 | 0 | 0 | 0 | 0 | 0 | 0 | 0 | 0 | 0 | 0 | 0
PJM_E_2_NYISO_G-I | PJM_E | NYISO_G-I | 2030 | B13 | 600 | 0 | 500 | 0 | 0 | 0 | 0 | 0 | 0 | 0 | 0 | 0 | 0 | 0
PJM_E_2_NYISO_G-I | PJM_E | NYISO_G-I | 2030 | B14 | 900 | 0 | 500 | 0 | 0 | 0 | 0 | 0 | 0 | 0 | 0 | 0 | 0 | 0
PJM_E_2_NYISO_G-I | PJM_E | NYISO_G-I | 2030 | B15 | 1203 | 0 | 500 | 0 | 0 | 0 | 0 | 0 | 0 | 0 | 0 | 0 | 0 | 0
PJM_E_2_NYISO_G-I | PJM_E | NYISO_G-I | 2030 | B16 | 25 | 0 | 500 | 0 | 0 | 0 | 0 | 0 | 0 | 0 | 0 | 0 | 0 | 0
PJM_E_2_NYISO_G-I | PJM_E | NYISO_G-I | 2030 | B17 | 100 | 0 | 500 | 0 | 0 | 0 | 0 | 0 | 0 | 0 | 0 | 0 | 0 | 0
PJM_E_2_NYISO_G-I | PJM_E | NYISO_G-I | 2030 | B18 | 400 | 0 | 500 | 0 | 0 | 0 | 0 | 0 | 0 | 0 | 0 | 0 | 0 | 0
PJM_E_2_NYISO_G-I | PJM_E | NYISO_G-I | 2030 | B19 | 700 | 0 | 500 | 0 | 0 | 0 | 0 | 0 | 0 | 0 | 0 | 0 | 0 | 0
PJM_E_2_NYISO_G-I | PJM_E | NYISO_G-I | 2030 | B20 | 935 | 0 | 500 | 0 | 0 | 0 | 0 | 0 | 0 | 0 | 0 | 0 | 0 | 0
PJM_E_2_NYISO_G-I | PJM_E | NYISO_G-I | 2035 | B1 | 10 | 0 | 500 | 0 | 0 | 0 | 0 | 0 | 0 | 0 | 0 | 0 | 0.45759 | 0.15253
PJM_E_2_NYISO_G-I | PJM_E | NYISO_G-I | 2035 | B2 | 25 | 0 | 500 | 0 | 500 | 0 | 0 | 0 | 0 | 0.45106 | 0 | 0 | 0.45759 | 0.15253
PJM_E_2_NYISO_G-I | PJM_E | NYISO_G-I | 2035 | B3 | 75 | 0 | 500 | 0 | 0 | 0 | 0 | 0 | 0 | 0 | 0 | 0 | 0.45759 | 0.15253
PJM_E_2_NYISO_G-I | PJM_E | NYISO_G-I | 2035 | B4 | 100 | 0 | 500 | 0 | 0 | 0 | 0 | 0 | 0 | 0 | 0 | 0 | 0.45759 | 0.15253
PJM_E_2_NYISO_G-I | PJM_E | NYISO_G-I | 2035 | B5 | 200 | 0 | 500 | 500 | 0 | 0 | 0 | 0 | 0.43919 | 0 | 0 | 0.087838 | 0.45759 | 0.15253
PJM_E_2_NYISO_G-I | PJM_E | NYISO_G-I | 2035 | B6 | 300 | 0 | 500 | 0 | 0 | 0 | 0 | 0 | 0 | 0 | 0 | 0 | 0.45759 | 0.15253
PJM_E_2_NYISO_G-I | PJM_E | NYISO_G-I | 2035 | B7 | 400 | 0 | 500 | 0 | 0 | 0 | 0 | 0 | 0 | 0 | 0 | 0 | 0.45759 | 0.15253
PJM_E_2_NYISO_G-I | PJM_E | NYISO_G-I | 2035 | B8 | 500 | 0 | 500 | 0 | 0 | 0 | 0 | 0 | 0 | 0 | 0 | 0 | 0.45759 | 0.15253
PJM_E_2_NYISO_G-I | PJM_E | NYISO_G-I | 2035 | B9 | 800 | 0 | 500 | 500 | 0 | 0 | 0 | 0 | 0.65285 | 0 | 0 | 0.52228 | 0.45759 | 0.15253
PJM_E_2_NYISO_G-I | PJM_E | NYISO_G-I | 2035 | B10 | 1262 | 0 | 500 | 0 | 0 | 0 | 0 | 0 | 0 | 0 | 0 | 0 | 0.45759 | 0.15253
PJM_E_2_NYISO_G-I | PJM_E | NYISO_G-I | 2035 | B11 | 25 | 0 | 500 | 0 | 0 | 0 | 0 | 0 | 0 | 0 | 0 | 0 | 0.45759 | 0.15253
PJM_E_2_NYISO_G-I | PJM_E | NYISO_G-I | 2035 | B12 | 200 | 0 | 500 | 0 | 0 | 0 | 0 | 0 | 0 | 0 | 0 | 0 | 0.45759 | 0.15253
PJM_E_2_NYISO_G-I | PJM_E | NYISO_G-I | 2035 | B13 | 600 | 0 | 500 | 0 | 0 | 0 | 0 | 0 | 0 | 0 | 0 | 0 | 0.45759 | 0.15253
PJM_E_2_NYISO_G-I | PJM_E | NYISO_G-I | 2035 | B14 | 900 | 0 | 500 | 0 | 0 | 0 | 0 | 0 | 0 | 0 | 0 | 0 | 0.45759 | 0.15253
PJM_E_2_NYISO_G-I | PJM_E | NYISO_G-I | 2035 | B15 | 1203 | 0 | 500 | 0 | 0 | 0 | 0 | 0 | 0 | 0 | 0 | 0 | 0.45759 | 0.15253
PJM_E_2_NYISO_G-I | PJM_E | NYISO_G-I | 2035 | B16 | 25 | 0 | 500 | 0 | 0 | 0 | 0 | 0 | 0 | 0 | 0 | 0 | 0.45759 | 0.15253
PJM_E_2_NYISO_G-I | PJM_E | NYISO_G-I | 2035 | B17 | 100 | 0 | 500 | 0 | 0 | 0 | 0 | 0 | 0 | 0 | 0 | 0 | 0.45759 | 0.15253
PJM_E_2_NYISO_G-I | PJM_E | NYISO_G-I | 2035 | B18 | 400 | 0 | 500 | 0 | 0 | 0 | 0 | 0 | 0 | 0 | 0 | 0 | 0.45759 | 0.15253
PJM_E_2_NYISO_G-I | PJM_E | NYISO_G-I | 2035 | B19 | 700 | 0 | 500 | 0 | 0 | 0 | 0 | 0 | 0 | 0 | 0 | 0 | 0.45759 | 0.15253
PJM_E_2_NYISO_G-I | PJM_E | NYISO_G-I | 2035 | B20 | 935 | 0 | 500 | 0 | 0 | 0 | 0 | 0 | 0 | 0 | 0 | 0 | 0.45759 | 0.15253
PJM_E_2_NYISO_G-I | PJM_E | NYISO_G-I | 2040 | B1 | 10 | 0 | 500 | 0 | 0 | 0 | 0 | 0 | 0 | 0 | 0 | 0 | 15.532 | 5.1773
PJM_E_2_NYISO_G-I | PJM_E | NYISO_G-I | 2040 | B2 | 25 | 0 | 500 | 0 | 500 | 500 | 0 | 0 | 0 | 7.5612 | 0.75968 | 0 | 15.532 | 5.1773
PJM_E_2_NYISO_G-I | PJM_E | NYISO_G-I | 2040 | B3 | 75 | 0 | 500 | 0 | 0 | 0 | 0 | 0 | 0 | 0 | 0 | 0 | 15.532 | 5.1773
PJM_E_2_NYISO_G-I | PJM_E | NYISO_G-I | 2040 | B4 | 100 | 0 | 500 | 0 | 0 | 0 | 0 | 0 | 0 | 0 | 0 | 0 | 15.532 | 5.1773
PJM_E_2_NYISO_G-I | PJM_E | NYISO_G-I | 2040 | B5 | 200 | 0 | 500 | 0 | 0 | 0 | 0 | 0 | 0 | 0 | 0 | 0 | 15.532 | 5.1773
PJM_E_2_NYISO_G-I | PJM_E | NYISO_G-I | 2040 | B6 | 300 | 0 | 500 | 0 | 0 | 0 | 0 | 0 | 0 | 0 | 0 | 0 | 15.532 | 5.1773
PJM_E_2_NYISO_G-I | PJM_E | NYISO_G-I | 2040 | B7 | 400 | 0 | 500 | 0 | 0 | 0 | 0 | 0 | 0 | 0 | 0 | 0 | 15.532 | 5.1773
PJM_E_2_NYISO_G-I | PJM_E | NYISO_G-I | 2040 | B8 | 500 | 0 | 500 | 500 | 0 | 0 | 0 | 0 | 5.9469 | 0 | 0 | 1.5155 | 15.532 | 5.1773
PJM_E_2_NYISO_G-I | PJM_E | NYISO_G-I | 2040 | B9 | 800 | 0 | 500 | 0 | 0 | 0 | 0 | 0 | 0 | 0 | 0 | 0 | 15.532 | 5.1773
PJM_E_2_NYISO_G-I | PJM_E | NYISO_G-I | 2040 | B10 | 1262 | 0 | 500 | 500 | 500 | 500 | 0 | 0 | 28.4405 | 7.5612 | 2.5164 | 18.2935 | 15.532 | 5.1773
PJM_E_2_NYISO_G-I | PJM_E | NYISO_G-I | 2040 | B11 | 25 | 0 | 500 | 0 | 0 | 0 | 0 | 0 | 0 | 0 | 0 | 0 | 15.532 | 5.1773
PJM_E_2_NYISO_G-I | PJM_E | NYISO_G-I | 2040 | B12 | 200 | 0 | 500 | 500 | 0 | 0 | 0 | 0 | 8.8313 | 0 | 0 | 0.90023 | 15.532 | 5.1773
PJM_E_2_NYISO_G-I | PJM_E | NYISO_G-I | 2040 | B13 | 600 | 0 | 500 | 356.67 | 0 | 0 | 0 | 0 | 0 | 0 | 0 | 0 | 15.532 | 5.1773
PJM_E_2_NYISO_G-I | PJM_E | NYISO_G-I | 2040 | B14 | 900 | 0 | 500 | 0 | 0 | 0 | 0 | 0 | 0 | 0 | 0 | 0 | 15.532 | 5.1773
PJM_E_2_NYISO_G-I | PJM_E | NYISO_G-I | 2040 | B15 | 1203 | 0 | 500 | 0 | 0 | 500 | 0 | 0 | 0 | 0 | 2.5164 | 0 | 15.532 | 5.1773
PJM_E_2_NYISO_G-I | PJM_E | NYISO_G-I | 2040 | B16 | 25 | 0 | 500 | 0 | 0 | 0 | 0 | 0 | 0 | 0 | 0 | 0 | 15.532 | 5.1773
PJM_E_2_NYISO_G-I | PJM_E | NYISO_G-I | 2040 | B17 | 100 | 0 | 500 | 203.52 | 0 | 0 | 0 | 0 | 0 | 0 | 0 | 0 | 15.532 | 5.1773
PJM_E_2_NYISO_G-I | PJM_E | NYISO_G-I | 2040 | B18 | 400 | 0 | 500 | 153.02 | 0 | 0 | 0 | 0 | 0 | 0 | 0 | 0 | 15.532 | 5.1773
PJM_E_2_NYISO_G-I | PJM_E | NYISO_G-I | 2040 | B19 | 700 | 0 | 500 | 0 | 0 | 0 | 0 | 0 | 0 | 0 | 0 | 0 | 15.532 | 5.1773
PJM_E_2_NYISO_G-I | PJM_E | NYISO_G-I | 2040 | B20 | 935 | 0 | 500 | 0 | 77.6 | 500 | 0 | 0 | 0 | 0 | 2.5164 | 0 | 15.532 | 5.1773
PJM_E_2_NYISO_G-I | PJM_E | NYISO_G-I | 2045 | B1 | 10 | 0 | 500 | 0 | 0 | 0 | 0 | 0 | 0 | 0 | 0 | 0 | 43.6579 | 14.5526
PJM_E_2_NYISO_G-I | PJM_E | NYISO_G-I | 2045 | B2 | 25 | 0 | 500 | 0 | 185.9 | 0 | 0 | 0 | 0 | 0 | 0 | 0 | 43.6579 | 14.5526
PJM_E_2_NYISO_G-I | PJM_E | NYISO_G-I | 2045 | B3 | 75 | 0 | 500 | 0 | 0 | 0 | 0 | 0 | 0 | 0 | 0 | 0 | 43.6579 | 14.5526
PJM_E_2_NYISO_G-I | PJM_E | NYISO_G-I | 2045 | B4 | 100 | 0 | 500 | 0 | 0 | 0 | 0 | 0 | 0 | 0 | 0 | 0 | 43.6579 | 14.5526
PJM_E_2_NYISO_G-I | PJM_E | NYISO_G-I | 2045 | B5 | 200 | 0 | 500 | 0 | 0 | 0 | 0 | 0 | 0 | 0 | 0 | 0 | 43.6579 | 14.5526
PJM_E_2_NYISO_G-I | PJM_E | NYISO_G-I | 2045 | B6 | 300 | 0 | 500 | 0 | 0 | 0 | 0 | 0 | 0 | 0 | 0 | 0 | 43.6579 | 14.5526
PJM_E_2_NYISO_G-I | PJM_E | NYISO_G-I | 2045 | B7 | 400 | 0 | 500 | 0 | 0 | 0 | 0 | 0 | 0 | 0 | 0 | 0 | 43.6579 | 14.5526
PJM_E_2_NYISO_G-I | PJM_E | NYISO_G-I | 2045 | B8 | 500 | 0 | 500 | 0 | 0 | 0 | 0 | 0 | 0 | 0 | 0 | 0 | 43.6579 | 14.5526
PJM_E_2_NYISO_G-I | PJM_E | NYISO_G-I | 2045 | B9 | 800 | 0 | 500 | 0 | 0 | 0 | 0 | 0 | 0 | 0 | 0 | 0 | 43.6579 | 14.5526
PJM_E_2_NYISO_G-I | PJM_E | NYISO_G-I | 2045 | B10 | 1262 | 0 | 500 | 500 | 500 | 500 | 0 | 0 | 58.2105 | 18.4104 | 7.7392 | 58.2105 | 43.6579 | 14.5526
PJM_E_2_NYISO_G-I | PJM_E | NYISO_G-I | 2045 | B11 | 25 | 0 | 500 | 0 | 0 | 0 | 0 | 0 | 0 | 0 | 0 | 0 | 43.6579 | 14.5526
PJM_E_2_NYISO_G-I | PJM_E | NYISO_G-I | 2045 | B12 | 200 | 0 | 500 | 0 | 0 | 0 | 0 | 0 | 0 | 0 | 0 | 0 | 43.6579 | 14.5526
PJM_E_2_NYISO_G-I | PJM_E | NYISO_G-I | 2045 | B13 | 600 | 0 | 500 | 0 | 0 | 0 | 0 | 0 | 0 | 0 | 0 | 0 | 43.6579 | 14.5526
PJM_E_2_NYISO_G-I | PJM_E | NYISO_G-I | 2045 | B14 | 900 | 0 | 500 | 0 | 0 | 0 | 0 | 0 | 0 | 0 | 0 | 0 | 43.6579 | 14.5526
PJM_E_2_NYISO_G-I | PJM_E | NYISO_G-I | 2045 | B15 | 1203 | 0 | 500 | 0 | 0 | 0 | 0 | 0 | 0 | 0 | 0 | 0 | 43.6579 | 14.5526
PJM_E_2_NYISO_G-I | PJM_E | NYISO_G-I | 2045 | B16 | 25 | 0 | 500 | 0 | 0 | 0 | 0 | 0 | 0 | 0 | 0 | 0 | 43.6579 | 14.5526
PJM_E_2_NYISO_G-I | PJM_E | NYISO_G-I | 2045 | B17 | 100 | 0 | 500 | 0 | 0 | 0 | 0 | 0 | 0 | 0 | 0 | 0 | 43.6579 | 14.5526
PJM_E_2_NYISO_G-I | PJM_E | NYISO_G-I | 2045 | B18 | 400 | 0 | 500 | 0 | 0 | 0 | 0 | 0 | 0 | 0 | 0 | 0 | 43.6579 | 14.5526
PJM_E_2_NYISO_G-I | PJM_E | NYISO_G-I | 2045 | B19 | 700 | 0 | 500 | 0 | 0 | 0 | 0 | 0 | 0 | 0 | 0 | 0 | 43.6579 | 14.5526
PJM_E_2_NYISO_G-I | PJM_E | NYISO_G-I | 2045 | B20 | 935 | 0 | 500 | 0 | 9.5 | 0 | 0 | 0 | 0 | 0 | 0 | 0 | 43.6579 | 14.5526
PJM_E_2_NYISO_G-I | PJM_E | NYISO_G-I | 2050 | B1 | 10 | 0 | 500 | 0 | 327.96 | 392.62 | 0 | 0 | 0 | 0 | 0 | 0 | 66.377 | 22.1257
PJM_E_2_NYISO_G-I | PJM_E | NYISO_G-I | 2050 | B2 | 25 | 0 | 500 | 0 | 500 | 500 | 0 | 0 | 0 | 18.1255 | 3.0031 | 0 | 66.377 | 22.1257
PJM_E_2_NYISO_G-I | PJM_E | NYISO_G-I | 2050 | B3 | 75 | 0 | 500 | 0 | 410.57 | 500 | 0 | 0 | 0 | 0 | 0.52228 | 0 | 66.377 | 22.1257
PJM_E_2_NYISO_G-I | PJM_E | NYISO_G-I | 2050 | B4 | 100 | 0 | 500 | 0 | 0 | 30.94 | 0 | 0 | 0 | 0 | 0 | 0 | 66.377 | 22.1257
PJM_E_2_NYISO_G-I | PJM_E | NYISO_G-I | 2050 | B5 | 200 | 0 | 500 | 0 | 0 | 0 | 0 | 0 | 0 | 0 | 0 | 0 | 66.377 | 22.1257
PJM_E_2_NYISO_G-I | PJM_E | NYISO_G-I | 2050 | B6 | 300 | 0 | 500 | 0 | 281.18 | 0 | 0 | 0 | 0 | 0 | 0 | 0 | 66.377 | 22.1257
PJM_E_2_NYISO_G-I | PJM_E | NYISO_G-I | 2050 | B7 | 400 | 0 | 500 | 0 | 0 | 0 | 0 | 0 | 0 | 0 | 0 | 0 | 66.377 | 22.1257
PJM_E_2_NYISO_G-I | PJM_E | NYISO_G-I | 2050 | B8 | 500 | 0 | 500 | 0 | 499.55 | 500 | 0 | 0 | 0 | 0 | 2.5164 | 0 | 66.377 | 22.1257
PJM_E_2_NYISO_G-I | PJM_E | NYISO_G-I | 2050 | B9 | 800 | 0 | 500 | 0 | 316.96 | 500 | 0 | 0 | 0 | 0 | 1.092 | 0 | 66.377 | 22.1257
PJM_E_2_NYISO_G-I | PJM_E | NYISO_G-I | 2050 | B10 | 1262 | 0 | 500 | 500 | 500 | 500 | 0 | 0 | 88.5027 | 23.8943 | 13.6505 | 88.5027 | 66.377 | 22.1257
PJM_E_2_NYISO_G-I | PJM_E | NYISO_G-I | 2050 | B11 | 25 | 0 | 500 | 0 | 0 | 0 | 0 | 0 | 0 | 0 | 0 | 0 | 66.377 | 22.1257
PJM_E_2_NYISO_G-I | PJM_E | NYISO_G-I | 2050 | B12 | 200 | 0 | 500 | 0 | 0 | 0 | 0 | 0 | 0 | 0 | 0 | 0 | 66.377 | 22.1257
PJM_E_2_NYISO_G-I | PJM_E | NYISO_G-I | 2050 | B13 | 600 | 0 | 500 | 0 | 0 | 0 | 0 | 0 | 0 | 0 | 0 | 0 | 66.377 | 22.1257
PJM_E_2_NYISO_G-I | PJM_E | NYISO_G-I | 2050 | B14 | 900 | 0 | 500 | 0 | 0 | 0 | 0 | 0 | 0 | 0 | 0 | 0 | 66.377 | 22.1257
PJM_E_2_NYISO_G-I | PJM_E | NYISO_G-I | 2050 | B15 | 1203 | 0 | 500 | 0 | 0 | 0 | 0 | 0 | 0 | 0 | 0 | 0 | 66.377 | 22.1257
PJM_E_2_NYISO_G-I | PJM_E | NYISO_G-I | 2050 | B16 | 25 | 0 | 500 | 0 | 0 | 0 | 0 | 0 | 0 | 0 | 0 | 0 | 66.377 | 22.1257
PJM_E_2_NYISO_G-I | PJM_E | NYISO_G-I | 2050 | B17 | 100 | 0 | 500 | 0 | 0 | 0 | 0 | 0 | 0 | 0 | 0 | 0 | 66.377 | 22.1257
PJM_E_2_NYISO_G-I | PJM_E | NYISO_G-I | 2050 | B18 | 400 | 0 | 500 | 0 | 0 | 0 | 0 | 0 | 0 | 0 | 0 | 0 | 66.377 | 22.1257
PJM_E_2_NYISO_G-I | PJM_E | NYISO_G-I | 2050 | B19 | 700 | 0 | 500 | 0 | 0 | 0 | 0 | 0 | 0 | 0 | 0 | 0 | 66.377 | 22.1257
PJM_E_2_NYISO_G-I | PJM_E | NYISO_G-I | 2050 | B20 | 935 | 0 | 500 | 0 | 0 | 385.95 | 0 | 0 | 0 | 0 | 0 | 0 | 66.377 | 22.1257
PJM_E_2_NYISO_J-K | PJM_E | NYISO_J-K | 2015 | B1 | 10 | 0 | 330 | 330 | 0 | 0 | 0 | 0 | 18.6359 | 0 | 0 | 0.19212 | 0.1529 | 0.050968
PJM_E_2_NYISO_J-K | PJM_E | NYISO_J-K | 2015 | B2 | 25 | 0 | 330 | 330 | 0 | 0 | 0 | 0 | 0.01187 | 0 | 0 | 0.00030593 | 0.1529 | 0.050968
PJM_E_2_NYISO_J-K | PJM_E | NYISO_J-K | 2015 | B3 | 75 | 0 | 330 | 0 | 0 | 0 | 0 | 0 | 0 | 0 | 0 | 0 | 0.1529 | 0.050968
PJM_E_2_NYISO_J-K | PJM_E | NYISO_J-K | 2015 | B4 | 100 | 0 | 330 | 0 | 0 | 0 | 0 | 0 | 0 | 0 | 0 | 0 | 0.1529 | 0.050968
PJM_E_2_NYISO_J-K | PJM_E | NYISO_J-K | 2015 | B5 | 200 | 0 | 330 | 0 | 0 | 0 | 0 | 0 | 0 | 0 | 0 | 0 | 0.1529 | 0.050968
PJM_E_2_NYISO_J-K | PJM_E | NYISO_J-K | 2015 | B6 | 300 | 0 | 330 | 118.55 | 0 | 0 | 0 | 0 | 0 | 0 | 0 | 0 | 0.1529 | 0.050968
PJM_E_2_NYISO_J-K | PJM_E | NYISO_J-K | 2015 | B7 | 400 | 0 | 330 | 0 | 0 | 0 | 0 | 0 | 0 | 0 | 0 | 0 | 0.1529 | 0.050968
PJM_E_2_NYISO_J-K | PJM_E | NYISO_J-K | 2015 | B8 | 500 | 0 | 330 | 0 | 0 | 0 | 0 | 0 | 0 | 0 | 0 | 0 | 0.1529 | 0.050968
PJM_E_2_NYISO_J-K | PJM_E | NYISO_J-K | 2015 | B9 | 800 | 0 | 330 | 0 | 0 | 0 | 0 | 0 | 0 | 0 | 0 | 0 | 0.1529 | 0.050968
PJM_E_2_NYISO_J-K | PJM_E | NYISO_J-K | 2015 | B10 | 1262 | 0 | 330 | 0 | 0 | 0 | 0 | 0 | 0 | 0 | 0 | 0 | 0.1529 | 0.050968
PJM_E_2_NYISO_J-K | PJM_E | NYISO_J-K | 2015 | B11 | 25 | 0 | 330 | 0 | 0 | 0 | 0 | 0 | 0 | 0 | 0 | 0 | 0.1529 | 0.050968
PJM_E_2_NYISO_J-K | PJM_E | NYISO_J-K | 2015 | B12 | 200 | 0 | 330 | 0 | 0 | 0 | 0 | 0 | 0 | 0 | 0 | 0 | 0.1529 | 0.050968
PJM_E_2_NYISO_J-K | PJM_E | NYISO_J-K | 2015 | B13 | 600 | 0 | 330 | 0 | 0 | 0 | 0 | 0 | 0 | 0 | 0 | 0 | 0.1529 | 0.050968
PJM_E_2_NYISO_J-K | PJM_E | NYISO_J-K | 2015 | B14 | 900 | 0 | 330 | 0 | 0 | 0 | 0 | 0 | 0 | 0 | 0 | 0 | 0.1529 | 0.050968
PJM_E_2_NYISO_J-K | PJM_E | NYISO_J-K | 2015 | B15 | 1203 | 0 | 330 | 0 | 0 | 0 | 0 | 0 | 0 | 0 | 0 | 0 | 0.1529 | 0.050968
PJM_E_2_NYISO_J-K | PJM_E | NYISO_J-K | 2015 | B16 | 25 | 0 | 330 | 0 | 0 | 0 | 0 | 0 | 0 | 0 | 0 | 0 | 0.1529 | 0.050968
PJM_E_2_NYISO_J-K | PJM_E | NYISO_J-K | 2015 | B17 | 100 | 0 | 330 | 0 | 0 | 0 | 0 | 0 | 0 | 0 | 0 | 0 | 0.1529 | 0.050968
PJM_E_2_NYISO_J-K | PJM_E | NYISO_J-K | 2015 | B18 | 400 | 0 | 330 | 0 | 0 | 0 | 0 | 0 | 0 | 0 | 0 | 0 | 0.1529 | 0.050968
PJM_E_2_NYISO_J-K | PJM_E | NYISO_J-K | 2015 | B19 | 700 | 0 | 330 | 0 | 0 | 0 | 0 | 0 | 0 | 0 | 0 | 0 | 0.1529 | 0.050968
PJM_E_2_NYISO_J-K | PJM_E | NYISO_J-K | 2015 | B20 | 935 | 0 | 330 | 330 | 330 | 0 | 0 | 0 | 0.01187 | 0.01187 | 0 | 0.011442 | 0.1529 | 0.050968
PJM_E_2_NYISO_J-K | PJM_E | NYISO_J-K | 2020 | B1 | 10 | 0 | 330 | 330 | 0 | 0 | 0 | 0 | 0.01187 | 0 | 0 | 0.0033914 | 21.057 | 7.019
PJM_E_2_NYISO_J-K | PJM_E | NYISO_J-K | 2020 | B2 | 25 | 0 | 330 | 330 | 0 | 0 | 0 | 0 | 39.3016 | 0 | 0 | 28.0725 | 21.057 | 7.019
PJM_E_2_NYISO_J-K | PJM_E | NYISO_J-K | 2020 | B3 | 75 | 0 | 330 | 0 | 0 | 0 | 0 | 0 | 0 | 0 | 0 | 0 | 21.057 | 7.019
PJM_E_2_NYISO_J-K | PJM_E | NYISO_J-K | 2020 | B4 | 100 | 0 | 330 | 0 | 0 | 0 | 0 | 0 | 0 | 0 | 0 | 0 | 21.057 | 7.019
PJM_E_2_NYISO_J-K | PJM_E | NYISO_J-K | 2020 | B5 | 200 | 0 | 330 | 0 | 0 | 0 | 0 | 0 | 0 | 0 | 0 | 0 | 21.057 | 7.019
PJM_E_2_NYISO_J-K | PJM_E | NYISO_J-K | 2020 | B6 | 300 | 0 | 330 | 0 | 0 | 0 | 0 | 0 | 0 | 0 | 0 | 0 | 21.057 | 7.019
PJM_E_2_NYISO_J-K | PJM_E | NYISO_J-K | 2020 | B7 | 400 | 0 | 330 | 0 | 0 | 0 | 0 | 0 | 0 | 0 | 0 | 0 | 21.057 | 7.019
PJM_E_2_NYISO_J-K | PJM_E | NYISO_J-K | 2020 | B8 | 500 | 0 | 330 | 0 | 0 | 0 | 0 | 0 | 0 | 0 | 0 | 0 | 21.057 | 7.019
PJM_E_2_NYISO_J-K | PJM_E | NYISO_J-K | 2020 | B9 | 800 | 0 | 330 | 0 | 0 | 0 | 0 | 0 | 0 | 0 | 0 | 0 | 21.057 | 7.019
PJM_E_2_NYISO_J-K | PJM_E | NYISO_J-K | 2020 | B10 | 1262 | 0 | 330 | 0 | 0 | 0 | 0 | 0 | 0 | 0 | 0 | 0 | 21.057 | 7.019
PJM_E_2_NYISO_J-K | PJM_E | NYISO_J-K | 2020 | B11 | 25 | 0 | 330 | 0 | 0 | 0 | 0 | 0 | 0 | 0 | 0 | 0 | 21.057 | 7.019
PJM_E_2_NYISO_J-K | PJM_E | NYISO_J-K | 2020 | B12 | 200 | 0 | 330 | 0 | 0 | 0 | 0 | 0 | 0 | 0 | 0 | 0 | 21.057 | 7.019
PJM_E_2_NYISO_J-K | PJM_E | NYISO_J-K | 2020 | B13 | 600 | 0 | 330 | 0 | 0 | 0 | 0 | 0 | 0 | 0 | 0 | 0 | 21.057 | 7.019
PJM_E_2_NYISO_J-K | PJM_E | NYISO_J-K | 2020 | B14 | 900 | 0 | 330 | 0 | 0 | 0 | 0 | 0 | 0 | 0 | 0 | 0 | 21.057 | 7.019
PJM_E_2_NYISO_J-K | PJM_E | NYISO_J-K | 2020 | B15 | 1203 | 0 | 330 | 0 | 0 | 0 | 0 | 0 | 0 | 0 | 0 | 0 | 21.057 | 7.019
PJM_E_2_NYISO_J-K | PJM_E | NYISO_J-K | 2020 | B16 | 25 | 0 | 330 | 0 | 0 | 0 | 0 | 0 | 0 | 0 | 0 | 0 | 21.057 | 7.019
PJM_E_2_NYISO_J-K | PJM_E | NYISO_J-K | 2020 | B17 | 100 | 0 | 330 | 0 | 0 | 0 | 0 | 0 | 0 | 0 | 0 | 0 | 21.057 | 7.019
PJM_E_2_NYISO_J-K | PJM_E | NYISO_J-K | 2020 | B18 | 400 | 0 | 330 | 0 | 0 | 0 | 0 | 0 | 0 | 0 | 0 | 0 | 21.057 | 7.019
PJM_E_2_NYISO_J-K | PJM_E | NYISO_J-K | 2020 | B19 | 700 | 0 | 330 | 0 | 0 | 0 | 0 | 0 | 0 | 0 | 0 | 0 | 21.057 | 7.019
PJM_E_2_NYISO_J-K | PJM_E | NYISO_J-K | 2020 | B20 | 935 | 0 | 330 | 0 | 0 | 0 | 0 | 0 | 0 | 0 | 0 | 0 | 21.057 | 7.019
PJM_E_2_NYISO_J-K | PJM_E | NYISO_J-K | 2025 | B1 | 10 | 0 | 330 | 0 | 0 | 0 | 0 | 0 | 0 | 0 | 0 | 0 | 0 | 0
PJM_E_2_NYISO_J-K | PJM_E | NYISO_J-K | 2025 | B2 | 25 | 0 | 330 | 38.09 | 0 | 81.73 | 0 | 0 | 0 | 0 | 0 | 0 | 0 | 0
PJM_E_2_NYISO_J-K | PJM_E | NYISO_J-K | 2025 | B3 | 75 | 0 | 330 | 0 | 0 | 0 | 0 | 0 | 0 | 0 | 0 | 0 | 0 | 0
PJM_E_2_NYISO_J-K | PJM_E | NYISO_J-K | 2025 | B4 | 100 | 0 | 330 | 0 | 0 | 0 | 0 | 0 | 0 | 0 | 0 | 0 | 0 | 0
PJM_E_2_NYISO_J-K | PJM_E | NYISO_J-K | 2025 | B5 | 200 | 0 | 330 | 0 | 0 | 0 | 0 | 0 | 0 | 0 | 0 | 0 | 0 | 0
PJM_E_2_NYISO_J-K | PJM_E | NYISO_J-K | 2025 | B6 | 300 | 0 | 330 | 0 | 0 | 0 | 0 | 0 | 0 | 0 | 0 | 0 | 0 | 0
PJM_E_2_NYISO_J-K | PJM_E | NYISO_J-K | 2025 | B7 | 400 | 0 | 330 | 0 | 0 | 0 | 0 | 0 | 0 | 0 | 0 | 0 | 0 | 0
PJM_E_2_NYISO_J-K | PJM_E | NYISO_J-K | 2025 | B8 | 500 | 0 | 330 | 0 | 0 | 0 | 0 | 0 | 0 | 0 | 0 | 0 | 0 | 0
PJM_E_2_NYISO_J-K | PJM_E | NYISO_J-K | 2025 | B9 | 800 | 0 | 330 | 0 | 0 | 0 | 0 | 0 | 0 | 0 | 0 | 0 | 0 | 0
PJM_E_2_NYISO_J-K | PJM_E | NYISO_J-K | 2025 | B10 | 1262 | 0 | 330 | 0 | 0 | 235.04 | 0 | 0 | 0 | 0 | 0 | 0 | 0 | 0
PJM_E_2_NYISO_J-K | PJM_E | NYISO_J-K | 2025 | B11 | 25 | 0 | 330 | 0 | 0 | 0 | 0 | 0 | 0 | 0 | 0 | 0 | 0 | 0
PJM_E_2_NYISO_J-K | PJM_E | NYISO_J-K | 2025 | B12 | 200 | 0 | 330 | 0 | 0 | 0 | 0 | 0 | 0 | 0 | 0 | 0 | 0 | 0
PJM_E_2_NYISO_J-K | PJM_E | NYISO_J-K | 2025 | B13 | 600 | 0 | 330 | 0 | 0 | 0 | 0 | 0 | 0 | 0 | 0 | 0 | 0 | 0
PJM_E_2_NYISO_J-K | PJM_E | NYISO_J-K | 2025 | B14 | 900 | 0 | 330 | 0 | 0 | 0 | 0 | 0 | 0 | 0 | 0 | 0 | 0 | 0
PJM_E_2_NYISO_J-K | PJM_E | NYISO_J-K | 2025 | B15 | 1203 | 0 | 330 | 0 | 0 | 330 | 0 | 445.98 | 0 | 0 | 0.01187 | 0 | 0 | 0
PJM_E_2_NYISO_J-K | PJM_E | NYISO_J-K | 2025 | B16 | 25 | 0 | 330 | 0 | 0 | 0 | 0 | 0 | 0 | 0 | 0 | 0 | 0 | 0
PJM_E_2_NYISO_J-K | PJM_E | NYISO_J-K | 2025 | B17 | 100 | 0 | 330 | 0 | 0 | 0 | 0 | 0 | 0 | 0 | 0 | 0 | 0 | 0
PJM_E_2_NYISO_J-K | PJM_E | NYISO_J-K | 2025 | B18 | 400 | 0 | 330 | 0 | 0 | 0 | 0 | 0 | 0 | 0 | 0 | 0 | 0 | 0
PJM_E_2_NYISO_J-K | PJM_E | NYISO_J-K | 2025 | B19 | 700 | 0 | 330 | 0 | 0 | 0 | 0 | 0 | 0 | 0 | 0 | 0 | 0 | 0
PJM_E_2_NYISO_J-K | PJM_E | NYISO_J-K | 2025 | B20 | 935 | 935 | 330 | 0 | 330 | 330 | 334.08 | 492.14 | 0 | 0.01187 | 0.01187 | 0 | 0 | 0
PJM_E_2_NYISO_J-K | PJM_E | NYISO_J-K | 2030 | B1 | 10 | 10 | 330 | 0 | 330 | 0 | 1430.49 | 0 | 0 | 0.01187 | 0 | 0 | 0 | 0
PJM_E_2_NYISO_J-K | PJM_E | NYISO_J-K | 2030 | B2 | 25 | 25 | 330 | 0 | 330 | 0 | 61.43 | 0 | 0 | 0.01187 | 0 | 0 | 0 | 0
PJM_E_2_NYISO_J-K | PJM_E | NYISO_J-K | 2030 | B3 | 75 | 0 | 330 | 0 | 0 | 0 | 0 | 0 | 0 | 0 | 0 | 0 | 0 | 0
PJM_E_2_NYISO_J-K | PJM_E | NYISO_J-K | 2030 | B4 | 100 | 0 | 330 | 0 | 0 | 0 | 0 | 0 | 0 | 0 | 0 | 0 | 0 | 0
PJM_E_2_NYISO_J-K | PJM_E | NYISO_J-K | 2030 | B5 | 200 | 0 | 330 | 0 | 0 | 0 | 0 | 0 | 0 | 0 | 0 | 0 | 0 | 0
PJM_E_2_NYISO_J-K | PJM_E | NYISO_J-K | 2030 | B6 | 300 | 0 | 330 | 0 | 0 | 0 | 0 | 0 | 0 | 0 | 0 | 0 | 0 | 0
PJM_E_2_NYISO_J-K | PJM_E | NYISO_J-K | 2030 | B7 | 400 | 0 | 330 | 0 | 0 | 0 | 0 | 0 | 0 | 0 | 0 | 0 | 0 | 0
PJM_E_2_NYISO_J-K | PJM_E | NYISO_J-K | 2030 | B8 | 500 | 0 | 330 | 0 | 0 | 0 | 0 | 0 | 0 | 0 | 0 | 0 | 0 | 0
PJM_E_2_NYISO_J-K | PJM_E | NYISO_J-K | 2030 | B9 | 800 | 0 | 330 | 0 | 0 | 0 | 0 | 0 | 0 | 0 | 0 | 0 | 0 | 0
PJM_E_2_NYISO_J-K | PJM_E | NYISO_J-K | 2030 | B10 | 1262 | 1262 | 330 | 0 | 330 | 0 | 680.22 | 0 | 0 | 0.01187 | 0 | 0 | 0 | 0
PJM_E_2_NYISO_J-K | PJM_E | NYISO_J-K | 2030 | B11 | 25 | 0 | 330 | 0 | 0 | 0 | 0 | 0 | 0 | 0 | 0 | 0 | 0 | 0
PJM_E_2_NYISO_J-K | PJM_E | NYISO_J-K | 2030 | B12 | 200 | 0 | 330 | 0 | 0 | 0 | 0 | 0 | 0 | 0 | 0 | 0 | 0 | 0
PJM_E_2_NYISO_J-K | PJM_E | NYISO_J-K | 2030 | B13 | 600 | 0 | 330 | 0 | 0 | 0 | 0 | 0 | 0 | 0 | 0 | 0 | 0 | 0
PJM_E_2_NYISO_J-K | PJM_E | NYISO_J-K | 2030 | B14 | 900 | 0 | 330 | 0 | 0 | 0 | 0 | 0 | 0 | 0 | 0 | 0 | 0 | 0
PJM_E_2_NYISO_J-K | PJM_E | NYISO_J-K | 2030 | B15 | 1203 | 0 | 330 | 0 | 0 | 0 | 0 | 0 | 0 | 0 | 0 | 0 | 0 | 0
PJM_E_2_NYISO_J-K | PJM_E | NYISO_J-K | 2030 | B16 | 25 | 0 | 330 | 0 | 0 | 0 | 0 | 0 | 0 | 0 | 0 | 0 | 0 | 0
PJM_E_2_NYISO_J-K | PJM_E | NYISO_J-K | 2030 | B17 | 100 | 0 | 330 | 0 | 0 | 0 | 0 | 0 | 0 | 0 | 0 | 0 | 0 | 0
PJM_E_2_NYISO_J-K | PJM_E | NYISO_J-K | 2030 | B18 | 400 | 0 | 330 | 0 | 0 | 0 | 0 | 0 | 0 | 0 | 0 | 0 | 0 | 0
PJM_E_2_NYISO_J-K | PJM_E | NYISO_J-K | 2030 | B19 | 700 | 0 | 330 | 0 | 0 | 0 | 0 | 0 | 0 | 0 | 0 | 0 | 0 | 0
PJM_E_2_NYISO_J-K | PJM_E | NYISO_J-K | 2030 | B20 | 935 | 0 | 330 | 0 | 0 | 0 | 0 | 0 | 0 | 0 | 0 | 0 | 0 | 0
PJM_E_2_NYISO_J-K | PJM_E | NYISO_J-K | 2035 | B1 | 10 | 0 | 330 | 0 | 30.1 | 0 | 0 | 0 | 0 | 0 | 0 | 0 | 0.46649 | 0.1555
PJM_E_2_NYISO_J-K | PJM_E | NYISO_J-K | 2035 | B2 | 25 | 25 | 330 | 0 | 330 | 0 | 1592.61 | 0 | 0 | 0.46293 | 0 | 0 | 0.46649 | 0.1555
PJM_E_2_NYISO_J-K | PJM_E | NYISO_J-K | 2035 | B3 | 75 | 0 | 330 | 0 | 0 | 0 | 0 | 0 | 0 | 0 | 0 | 0 | 0.46649 | 0.1555
PJM_E_2_NYISO_J-K | PJM_E | NYISO_J-K | 2035 | B4 | 100 | 0 | 330 | 0 | 0 | 0 | 0 | 0 | 0 | 0 | 0 | 0 | 0.46649 | 0.1555
PJM_E_2_NYISO_J-K | PJM_E | NYISO_J-K | 2035 | B5 | 200 | 0 | 330 | 330 | 0 | 0 | 0 | 0 | 0.45106 | 0 | 0 | 0.090212 | 0.46649 | 0.1555
PJM_E_2_NYISO_J-K | PJM_E | NYISO_J-K | 2035 | B6 | 300 | 0 | 330 | 0 | 0 | 0 | 0 | 0 | 0 | 0 | 0 | 0 | 0.46649 | 0.1555
PJM_E_2_NYISO_J-K | PJM_E | NYISO_J-K | 2035 | B7 | 400 | 0 | 330 | 0 | 0 | 0 | 0 | 0 | 0 | 0 | 0 | 0 | 0.46649 | 0.1555
PJM_E_2_NYISO_J-K | PJM_E | NYISO_J-K | 2035 | B8 | 500 | 0 | 330 | 0 | 0 | 0 | 0 | 0 | 0 | 0 | 0 | 0 | 0.46649 | 0.1555
PJM_E_2_NYISO_J-K | PJM_E | NYISO_J-K | 2035 | B9 | 800 | 0 | 330 | 330 | 0 | 0 | 0 | 0 | 0.66472 | 0 | 0 | 0.53178 | 0.46649 | 0.1555
PJM_E_2_NYISO_J-K | PJM_E | NYISO_J-K | 2035 | B10 | 1262 | 0 | 330 | 0 | 257.06 | 0 | 0 | 0 | 0 | 0 | 0 | 0 | 0.46649 | 0.1555
PJM_E_2_NYISO_J-K | PJM_E | NYISO_J-K | 2035 | B11 | 25 | 0 | 330 | 0 | 0 | 0 | 0 | 0 | 0 | 0 | 0 | 0 | 0.46649 | 0.1555
PJM_E_2_NYISO_J-K | PJM_E | NYISO_J-K | 2035 | B12 | 200 | 0 | 330 | 0 | 0 | 0 | 0 | 0 | 0 | 0 | 0 | 0 | 0.46649 | 0.1555
PJM_E_2_NYISO_J-K | PJM_E | NYISO_J-K | 2035 | B13 | 600 | 0 | 330 | 0 | 0 | 0 | 0 | 0 | 0 | 0 | 0 | 0 | 0.46649 | 0.1555
PJM_E_2_NYISO_J-K | PJM_E | NYISO_J-K | 2035 | B14 | 900 | 0 | 330 | 0 | 0 | 0 | 0 | 0 | 0 | 0 | 0 | 0 | 0.46649 | 0.1555
PJM_E_2_NYISO_J-K | PJM_E | NYISO_J-K | 2035 | B15 | 1203 | 0 | 330 | 0 | 0 | 0 | 0 | 0 | 0 | 0 | 0 | 0 | 0.46649 | 0.1555
PJM_E_2_NYISO_J-K | PJM_E | NYISO_J-K | 2035 | B16 | 25 | 0 | 330 | 0 | 0 | 0 | 0 | 0 | 0 | 0 | 0 | 0 | 0.46649 | 0.1555
PJM_E_2_NYISO_J-K | PJM_E | NYISO_J-K | 2035 | B17 | 100 | 0 | 330 | 0 | 0 | 0 | 0 | 0 | 0 | 0 | 0 | 0 | 0.46649 | 0.1555
PJM_E_2_NYISO_J-K | PJM_E | NYISO_J-K | 2035 | B18 | 400 | 0 | 330 | 0 | 0 | 0 | 0 | 0 | 0 | 0 | 0 | 0 | 0.46649 | 0.1555
PJM_E_2_NYISO_J-K | PJM_E | NYISO_J-K | 2035 | B19 | 700 | 0 | 330 | 0 | 0 | 0 | 0 | 0 | 0 | 0 | 0 | 0 | 0.46649 | 0.1555
PJM_E_2_NYISO_J-K | PJM_E | NYISO_J-K | 2035 | B20 | 935 | 0 | 330 | 0 | 0 | 0 | 0 | 0 | 0 | 0 | 0 | 0 | 0.46649 | 0.1555
PJM_E_2_NYISO_J-K | PJM_E | NYISO_J-K | 2040 | B1 | 10 | 0 | 330 | 0 | 57.32 | 0 | 0 | 0 | 0 | 0 | 0 | 0 | 11.5454 | 3.8485
PJM_E_2_NYISO_J-K | PJM_E | NYISO_J-K | 2040 | B2 | 25 | 25 | 330 | 0 | 330 | 330 | 1802.02 | 84.35 | 0 | 7.5731 | 2.5283 | 0 | 11.5454 | 3.8485
PJM_E_2_NYISO_J-K | PJM_E | NYISO_J-K | 2040 | B3 | 75 | 0 | 330 | 0 | 183.45 | 0 | 0 | 0 | 0 | 0 | 0 | 0 | 11.5454 | 3.8485
PJM_E_2_NYISO_J-K | PJM_E | NYISO_J-K | 2040 | B4 | 100 | 0 | 330 | 0 | 0 | 0 | 0 | 0 | 0 | 0 | 0 | 0 | 11.5454 | 3.8485
PJM_E_2_NYISO_J-K | PJM_E | NYISO_J-K | 2040 | B5 | 200 | 0 | 330 | 0 | 0 | 0 | 0 | 0 | 0 | 0 | 0 | 0 | 11.5454 | 3.8485
PJM_E_2_NYISO_J-K | PJM_E | NYISO_J-K | 2040 | B6 | 300 | 0 | 330 | 0 | 0 | 0 | 0 | 0 | 0 | 0 | 0 | 0 | 11.5454 | 3.8485
PJM_E_2_NYISO_J-K | PJM_E | NYISO_J-K | 2040 | B7 | 400 | 0 | 330 | 0 | 0 | 0 | 0 | 0 | 0 | 0 | 0 | 0 | 11.5454 | 3.8485
PJM_E_2_NYISO_J-K | PJM_E | NYISO_J-K | 2040 | B8 | 500 | 0 | 330 | 330 | 297.28 | 0 | 0 | 0 | 5.9587 | 0 | 0 | 0.97301 | 11.5454 | 3.8485
PJM_E_2_NYISO_J-K | PJM_E | NYISO_J-K | 2040 | B9 | 800 | 0 | 330 | 205.23 | 0 | 0 | 0 | 0 | 0 | 0 | 0 | 0 | 11.5454 | 3.8485
PJM_E_2_NYISO_J-K | PJM_E | NYISO_J-K | 2040 | B10 | 1262 | 1262 | 330 | 330 | 330 | 330 | 236.53 | 2665.76 | 28.4524 | 7.5731 | 2.5283 | 11.7266 | 11.5454 | 3.8485
PJM_E_2_NYISO_J-K | PJM_E | NYISO_J-K | 2040 | B11 | 25 | 0 | 330 | 0 | 0 | 0 | 0 | 0 | 0 | 0 | 0 | 0 | 11.5454 | 3.8485
PJM_E_2_NYISO_J-K | PJM_E | NYISO_J-K | 2040 | B12 | 200 | 0 | 330 | 330 | 0 | 0 | 0 | 0 | 8.8432 | 0 | 0 | 0.57761 | 11.5454 | 3.8485
PJM_E_2_NYISO_J-K | PJM_E | NYISO_J-K | 2040 | B13 | 600 | 0 | 330 | 330 | 0 | 0 | 0 | 0 | 0.01187 | 0 | 0 | 0.0023259 | 11.5454 | 3.8485
PJM_E_2_NYISO_J-K | PJM_E | NYISO_J-K | 2040 | B14 | 900 | 0 | 330 | 0 | 0 | 0 | 0 | 0 | 0 | 0 | 0 | 0 | 11.5454 | 3.8485
PJM_E_2_NYISO_J-K | PJM_E | NYISO_J-K | 2040 | B15 | 1203 | 0 | 330 | 0 | 308.31 | 330 | 0 | 159.93 | 0 | 0 | 2.5283 | 0 | 11.5454 | 3.8485
PJM_E_2_NYISO_J-K | PJM_E | NYISO_J-K | 2040 | B16 | 25 | 0 | 330 | 0 | 0 | 0 | 0 | 0 | 0 | 0 | 0 | 0 | 11.5454 | 3.8485
PJM_E_2_NYISO_J-K | PJM_E | NYISO_J-K | 2040 | B17 | 100 | 0 | 330 | 330 | 0 | 0 | 0 | 0 | 20.0128 | 0 | 0 | 0.65359 | 11.5454 | 3.8485
PJM_E_2_NYISO_J-K | PJM_E | NYISO_J-K | 2040 | B18 | 400 | 0 | 330 | 330 | 0 | 0 | 0 | 0 | 11.1815 | 0 | 0 | 1.4607 | 11.5454 | 3.8485
PJM_E_2_NYISO_J-K | PJM_E | NYISO_J-K | 2040 | B19 | 700 | 0 | 330 | 0 | 0 | 0 | 0 | 0 | 0 | 0 | 0 | 0 | 11.5454 | 3.8485
PJM_E_2_NYISO_J-K | PJM_E | NYISO_J-K | 2040 | B20 | 935 | 0 | 330 | 0 | 330 | 330 | 0 | 455.63 | 0 | 0.01187 | 2.5283 | 0 | 11.5454 | 3.8485
PJM_E_2_NYISO_J-K | PJM_E | NYISO_J-K | 2045 | B1 | 10 | 0 | 330 | 0 | 330 | 0 | 0 | 0 | 0 | 1.8992 | 0 | 0 | 46.3533 | 15.4511
PJM_E_2_NYISO_J-K | PJM_E | NYISO_J-K | 2045 | B2 | 25 | 0 | 330 | 0 | 330 | 0 | 0 | 0 | 0 | 15.8939 | 0 | 0 | 46.3533 | 15.4511
PJM_E_2_NYISO_J-K | PJM_E | NYISO_J-K | 2045 | B3 | 75 | 0 | 330 | 0 | 0 | 0 | 0 | 0 | 0 | 0 | 0 | 0 | 46.3533 | 15.4511
PJM_E_2_NYISO_J-K | PJM_E | NYISO_J-K | 2045 | B4 | 100 | 0 | 330 | 0 | 0 | 0 | 0 | 0 | 0 | 0 | 0 | 0 | 46.3533 | 15.4511
PJM_E_2_NYISO_J-K | PJM_E | NYISO_J-K | 2045 | B5 | 200 | 0 | 330 | 0 | 0 | 0 | 0 | 0 | 0 | 0 | 0 | 0 | 46.3533 | 15.4511
PJM_E_2_NYISO_J-K | PJM_E | NYISO_J-K | 2045 | B6 | 300 | 0 | 330 | 0 | 0 | 0 | 0 | 0 | 0 | 0 | 0 | 0 | 46.3533 | 15.4511
PJM_E_2_NYISO_J-K | PJM_E | NYISO_J-K | 2045 | B7 | 400 | 0 | 330 | 330 | 330 | 0 | 0 | 0 | 11.7276 | 3.5491 | 0 | 1.1549 | 46.3533 | 15.4511
PJM_E_2_NYISO_J-K | PJM_E | NYISO_J-K | 2045 | B8 | 500 | 0 | 330 | 330 | 330 | 0 | 0 | 0 | 16.6061 | 5.7807 | 0 | 2.0441 | 46.3533 | 15.4511
PJM_E_2_NYISO_J-K | PJM_E | NYISO_J-K | 2045 | B9 | 800 | 0 | 330 | 0 | 96.41 | 0 | 0 | 0 | 0 | 0 | 0 | 0 | 46.3533 | 15.4511
PJM_E_2_NYISO_J-K | PJM_E | NYISO_J-K | 2045 | B10 | 1262 | 0 | 330 | 330 | 330 | 330 | 0 | 2283.43 | 58.2223 | 18.4222 | 7.7511 | 18.0888 | 46.3533 | 15.4511
PJM_E_2_NYISO_J-K | PJM_E | NYISO_J-K | 2045 | B11 | 25 | 0 | 330 | 235.55 | 0 | 0 | 0 | 0 | 0 | 0 | 0 | 0 | 46.3533 | 15.4511
PJM_E_2_NYISO_J-K | PJM_E | NYISO_J-K | 2045 | B12 | 200 | 0 | 330 | 330 | 0 | 0 | 0 | 0 | 15.6091 | 0 | 0 | 0.76854 | 46.3533 | 15.4511
PJM_E_2_NYISO_J-K | PJM_E | NYISO_J-K | 2045 | B13 | 600 | 0 | 330 | 330 | 0 | 0 | 0 | 0 | 94.8888 | 0 | 0 | 14.0161 | 46.3533 | 15.4511
PJM_E_2_NYISO_J-K | PJM_E | NYISO_J-K | 2045 | B14 | 900 | 0 | 330 | 8.95 | 0 | 0 | 0 | 0 | 0 | 0 | 0 | 0 | 46.3533 | 15.4511
PJM_E_2_NYISO_J-K | PJM_E | NYISO_J-K | 2045 | B15 | 1203 | 0 | 330 | 0 | 202.29 | 184.35 | 0 | 0 | 0 | 0 | 0 | 0 | 46.3533 | 15.4511
PJM_E_2_NYISO_J-K | PJM_E | NYISO_J-K | 2045 | B16 | 25 | 0 | 330 | 188.04 | 0 | 0 | 0 | 0 | 0 | 0 | 0 | 0 | 46.3533 | 15.4511
PJM_E_2_NYISO_J-K | PJM_E | NYISO_J-K | 2045 | B17 | 100 | 0 | 330 | 0 | 0 | 0 | 0 | 0 | 0 | 0 | 0 | 0 | 46.3533 | 15.4511
PJM_E_2_NYISO_J-K | PJM_E | NYISO_J-K | 2045 | B18 | 400 | 0 | 330 | 330 | 0 | 0 | 0 | 0 | 100.5508 | 0 | 0 | 9.9016 | 46.3533 | 15.4511
PJM_E_2_NYISO_J-K | PJM_E | NYISO_J-K | 2045 | B19 | 700 | 0 | 330 | 330 | 0 | 0 | 0 | 0 | 91.8619 | 0 | 0 | 15.8305 | 46.3533 | 15.4511
PJM_E_2_NYISO_J-K | PJM_E | NYISO_J-K | 2045 | B20 | 935 | 0 | 330 | 0 | 330 | 0 | 0 | 0 | 0 | 0.01187 | 0 | 0 | 46.3533 | 15.4511
PJM_E_2_NYISO_J-K | PJM_E | NYISO_J-K | 2050 | B1 | 10 | 0 | 330 | 0 | 330 | 330 | 0 | 0 | 0 | 22.3631 | 7.4544 | 0 | 108.1963 | 36.0654
PJM_E_2_NYISO_J-K | PJM_E | NYISO_J-K | 2050 | B2 | 25 | 0 | 330 | 0 | 330 | 330 | 0 | 0 | 0 | 40.4886 | 10.4575 | 0 | 108.1963 | 36.0654
PJM_E_2_NYISO_J-K | PJM_E | NYISO_J-K | 2050 | B3 | 75 | 0 | 330 | 0 | 330 | 330 | 0 | 0 | 0 | 0.01187 | 0.53415 | 0 | 108.1963 | 36.0654
PJM_E_2_NYISO_J-K | PJM_E | NYISO_J-K | 2050 | B4 | 100 | 0 | 330 | 0 | 194.03 | 330 | 0 | 0 | 0 | 0 | 0.01187 | 0 | 108.1963 | 36.0654
PJM_E_2_NYISO_J-K | PJM_E | NYISO_J-K | 2050 | B5 | 200 | 0 | 330 | 330 | 330 | 330 | 0 | 0 | 15.0749 | 5.3059 | 0.09496 | 0.62983 | 108.1963 | 36.0654
PJM_E_2_NYISO_J-K | PJM_E | NYISO_J-K | 2050 | B6 | 300 | 0 | 330 | 330 | 330 | 330 | 0 | 0 | 35.1827 | 26.66 | 0.62911 | 2.2049 | 108.1963 | 36.0654
PJM_E_2_NYISO_J-K | PJM_E | NYISO_J-K | 2050 | B7 | 400 | 0 | 330 | 330 | 330 | 0 | 0 | 0 | 39.1473 | 8.3565 | 0 | 3.2711 | 108.1963 | 36.0654
PJM_E_2_NYISO_J-K | PJM_E | NYISO_J-K | 2050 | B8 | 500 | 0 | 330 | 330 | 330 | 330 | 0 | 0 | 187.0593 | 29.8174 | 9.9708 | 19.5383 | 108.1963 | 36.0654
PJM_E_2_NYISO_J-K | PJM_E | NYISO_J-K | 2050 | B9 | 800 | 0 | 330 | 330 | 330 | 330 | 0 | 0 | 180.5546 | 32.6544 | 9.9708 | 30.1741 | 108.1963 | 36.0654
PJM_E_2_NYISO_J-K | PJM_E | NYISO_J-K | 2050 | B10 | 1262 | 0 | 330 | 330 | 330 | 330 | 0 | 0 | 88.5146 | 26.7075 | 13.6624 | 23.3352 | 108.1963 | 36.0654
PJM_E_2_NYISO_J-K | PJM_E | NYISO_J-K | 2050 | B11 | 25 | 0 | 330 | 0 | 0 | 0 | 0 | 0 | 0 | 0 | 0 | 0 | 108.1963 | 36.0654
PJM_E_2_NYISO_J-K | PJM_E | NYISO_J-K | 2050 | B12 | 200 | 0 | 330 | 330 | 0 | 0 | 0 | 0 | 244.1184 | 0 | 0 | 10.1992 | 108.1963 | 36.0654
PJM_E_2_NYISO_J-K | PJM_E | NYISO_J-K | 2050 | B13 | 600 | 0 | 330 | 330 | 330 | 0 | 0 | 0 | 217.7433 | 8.3565 | 0 | 27.2918 | 108.1963 | 36.0654
PJM_E_2_NYISO_J-K | PJM_E | NYISO_J-K | 2050 | B14 | 900 | 0 | 330 | 0 | 330 | 311.51 | 0 | 0 | 0 | 8.7719 | 0 | 0 | 108.1963 | 36.0654
PJM_E_2_NYISO_J-K | PJM_E | NYISO_J-K | 2050 | B15 | 1203 | 0 | 330 | 0 | 0 | 0 | 0 | 0 | 0 | 0 | 0 | 0 | 108.1963 | 36.0654
PJM_E_2_NYISO_J-K | PJM_E | NYISO_J-K | 2050 | B16 | 25 | 0 | 330 | 330 | 0 | 0 | 0 | 0 | 23.7637 | 0 | 0 | 0.12411 | 108.1963 | 36.0654
PJM_E_2_NYISO_J-K | PJM_E | NYISO_J-K | 2050 | B17 | 100 | 0 | 330 | 330 | 141.16 | 0 | 0 | 0 | 256.0122 | 0 | 0 | 5.3481 | 108.1963 | 36.0654
PJM_E_2_NYISO_J-K | PJM_E | NYISO_J-K | 2050 | B18 | 400 | 0 | 330 | 330 | 330 | 0 | 0 | 0 | 265.0215 | 8.3565 | 0 | 22.1451 | 108.1963 | 36.0654
PJM_E_2_NYISO_J-K | PJM_E | NYISO_J-K | 2050 | B19 | 700 | 0 | 330 | 0 | 330 | 0 | 0 | 0 | 0 | 8.3565 | 0 | 0 | 108.1963 | 36.0654
PJM_E_2_NYISO_J-K | PJM_E | NYISO_J-K | 2050 | B20 | 935 | 0 | 330 | 0 | 0 | 330 | 0 | 0 | 0 | 0 | 0.01187 | 0 | 108.1963 | 36.0654
PJM_E_2_PJM_ROM | PJM_E | PJM_ROM | 2015 | B1 | 10 | 0 | 8000 | 0 | 0 | 0 | 0 | 0 | 0 | 0 | 0 | 0 | 0 | 0
PJM_E_2_PJM_ROM | PJM_E | PJM_ROM | 2015 | B2 | 25 | 0 | 8000 | 0 | 0 | 0 | 0 | 0 | 0 | 0 | 0 | 0 | 0 | 0
PJM_E_2_PJM_ROM | PJM_E | PJM_ROM | 2015 | B3 | 75 | 0 | 8000 | 183.14 | 1604.35 | 1272.15 | 0 | 0 | 0 | 0 | 0 | 0 | 0 | 0
PJM_E_2_PJM_ROM | PJM_E | PJM_ROM | 2015 | B4 | 100 | 0 | 8000 | 0 | 0 | 0 | 0 | 0 | 0 | 0 | 0 | 0 | 0 | 0
PJM_E_2_PJM_ROM | PJM_E | PJM_ROM | 2015 | B5 | 200 | 0 | 8000 | 0 | 0 | 0 | 0 | 0 | 0 | 0 | 0 | 0 | 0 | 0
PJM_E_2_PJM_ROM | PJM_E | PJM_ROM | 2015 | B6 | 300 | 0 | 8000 | 0 | 0 | 0 | 0 | 0 | 0 | 0 | 0 | 0 | 0 | 0
PJM_E_2_PJM_ROM | PJM_E | PJM_ROM | 2015 | B7 | 400 | 0 | 8000 | 0 | 0 | 0 | 0 | 0 | 0 | 0 | 0 | 0 | 0 | 0
PJM_E_2_PJM_ROM | PJM_E | PJM_ROM | 2015 | B8 | 500 | 0 | 8000 | 7.89 | 7.89 | 7.89 | 0 | 0 | 0 | 0 | 0 | 0 | 0 | 0
PJM_E_2_PJM_ROM | PJM_E | PJM_ROM | 2015 | B9 | 800 | 0 | 8000 | 5.06 | 0 | 0 | 0 | 0 | 0 | 0 | 0 | 0 | 0 | 0
PJM_E_2_PJM_ROM | PJM_E | PJM_ROM | 2015 | B10 | 1262 | 0 | 8000 | 486.76 | 486.76 | 486.76 | 0 | 0 | 0 | 0 | 0 | 0 | 0 | 0
PJM_E_2_PJM_ROM | PJM_E | PJM_ROM | 2015 | B11 | 25 | 0 | 8000 | 3012.06 | 7700.36 | 8000 | 0 | 1407.14 | 0 | 0 | 0.01187 | 0 | 0 | 0
PJM_E_2_PJM_ROM | PJM_E | PJM_ROM | 2015 | B12 | 200 | 0 | 8000 | 1891.19 | 2489.5 | 2489.5 | 0 | 0 | 0 | 0 | 0 | 0 | 0 | 0
PJM_E_2_PJM_ROM | PJM_E | PJM_ROM | 2015 | B13 | 600 | 0 | 8000 | 0 | 0 | 0 | 0 | 0 | 0 | 0 | 0 | 0 | 0 | 0
PJM_E_2_PJM_ROM | PJM_E | PJM_ROM | 2015 | B14 | 900 | 0 | 8000 | 67.32 | 67.32 | 0 | 0 | 0 | 0 | 0 | 0 | 0 | 0 | 0
PJM_E_2_PJM_ROM | PJM_E | PJM_ROM | 2015 | B15 | 1203 | 0 | 8000 | 0 | 0 | 0 | 0 | 0 | 0 | 0 | 0 | 0 | 0 | 0
PJM_E_2_PJM_ROM | PJM_E | PJM_ROM | 2015 | B16 | 25 | 0 | 8000 | 749.16 | 0 | 1391.82 | 0 | 0 | 0 | 0 | 0 | 0 | 0 | 0
PJM_E_2_PJM_ROM | PJM_E | PJM_ROM | 2015 | B17 | 100 | 0 | 8000 | 891.78 | 80.73 | 0 | 0 | 0 | 0 | 0 | 0 | 0 | 0 | 0
PJM_E_2_PJM_ROM | PJM_E | PJM_ROM | 2015 | B18 | 400 | 0 | 8000 | 0 | 0 | 0 | 0 | 0 | 0 | 0 | 0 | 0 | 0 | 0
PJM_E_2_PJM_ROM | PJM_E | PJM_ROM | 2015 | B19 | 700 | 0 | 8000 | 0 | 0 | 0 | 0 | 0 | 0 | 0 | 0 | 0 | 0 | 0
PJM_E_2_PJM_ROM | PJM_E | PJM_ROM | 2015 | B20 | 935 | 0 | 8000 | 0 | 0 | 0 | 0 | 0 | 0 | 0 | 0 | 0 | 0 | 0
PJM_E_2_PJM_ROM | PJM_E | PJM_ROM | 2020 | B1 | 10 | 0 | 8000 | 0 | 0 | 6.37 | 0 | 0 | 0 | 0 | 0 | 0 | 0 | 0
PJM_E_2_PJM_ROM | PJM_E | PJM_ROM | 2020 | B2 | 25 | 0 | 8000 | 0 | 0 | 818 | 0 | 0 | 0 | 0 | 0 | 0 | 0 | 0
PJM_E_2_PJM_ROM | PJM_E | PJM_ROM | 2020 | B3 | 75 | 0 | 8000 | 917.66 | 918.66 | 4789.22 | 0 | 0 | 0 | 0 | 0 | 0 | 0 | 0
PJM_E_2_PJM_ROM | PJM_E | PJM_ROM | 2020 | B4 | 100 | 0 | 8000 | 4003.55 | 6216.66 | 8000 | 0 | 1912.68 | 0 | 0 | 0.01187 | 0 | 0 | 0
PJM_E_2_PJM_ROM | PJM_E | PJM_ROM | 2020 | B5 | 200 | 200 | 8000 | 5010.46 | 8000 | 8000 | 500.53 | 3929.18 | 0 | 0.01187 | 0.01187 | 0 | 0 | 0
PJM_E_2_PJM_ROM | PJM_E | PJM_ROM | 2020 | B6 | 300 | 0 | 8000 | 2885.67 | 4369.85 | 6222.81 | 0 | 0 | 0 | 0 | 0 | 0 | 0 | 0
PJM_E_2_PJM_ROM | PJM_E | PJM_ROM | 2020 | B7 | 400 | 0 | 8000 | 4034.22 | 4034.22 | 5890.91 | 0 | 0 | 0 | 0 | 0 | 0 | 0 | 0
PJM_E_2_PJM_ROM | PJM_E | PJM_ROM | 2020 | B8 | 500 | 0 | 8000 | 3513.02 | 2454.41 | 4686.85 | 0 | 0 | 0 | 0 | 0 | 0 | 0 | 0
PJM_E_2_PJM_ROM | PJM_E | PJM_ROM | 2020 | B9 | 800 | 0 | 8000 | 2598.31 | 2598.31 | 3178.9 | 0 | 0 | 0 | 0 | 0 | 0 | 0 | 0
PJM_E_2_PJM_ROM | PJM_E | PJM_ROM | 2020 | B10 | 1262 | 0 | 8000 | 1193.7 | 1193.7 | 4560.93 | 0 | 0 | 0 | 0 | 0 | 0 | 0 | 0
PJM_E_2_PJM_ROM | PJM_E | PJM_ROM | 2020 | B11 | 25 | 0 | 8000 | 4944.16 | 7629.42 | 8000 | 0 | 2165.15 | 0 | 0 | 0.01187 | 0 | 0 | 0
PJM_E_2_PJM_ROM | PJM_E | PJM_ROM | 2020 | B12 | 200 | 0 | 8000 | 5264.08 | 5264.07 | 4612.24 | 0 | 0 | 0 | 0 | 0 | 0 | 0 | 0
PJM_E_2_PJM_ROM | PJM_E | PJM_ROM | 2020 | B13 | 600 | 0 | 8000 | 4419.6 | 4419.6 | 4419.6 | 0 | 0 | 0 | 0 | 0 | 0 | 0 | 0
PJM_E_2_PJM_ROM | PJM_E | PJM_ROM | 2020 | B14 | 900 | 0 | 8000 | 2545.08 | 2545.08 | 2545.08 | 0 | 0 | 0 | 0 | 0 | 0 | 0 | 0
PJM_E_2_PJM_ROM | PJM_E | PJM_ROM | 2020 | B15 | 1203 | 0 | 8000 | 737.77 | 721.89 | 718.73 | 0 | 0 | 0 | 0 | 0 | 0 | 0 | 0
PJM_E_2_PJM_ROM | PJM_E | PJM_ROM | 2020 | B16 | 25 | 0 | 8000 | 2373.98 | 2811.1 | 3802.98 | 0 | 0 | 0 | 0 | 0 | 0 | 0 | 0
PJM_E_2_PJM_ROM | PJM_E | PJM_ROM | 2020 | B17 | 100 | 0 | 8000 | 2942.02 | 1375.45 | 1375.45 | 0 | 0 | 0 | 0 | 0 | 0 | 0 | 0
PJM_E_2_PJM_ROM | PJM_E | PJM_ROM | 2020 | B18 | 400 | 0 | 8000 | 78.58 | 78.58 | 78.58 | 0 | 0 | 0 | 0 | 0 | 0 | 0 | 0
PJM_E_2_PJM_ROM | PJM_E | PJM_ROM | 2020 | B19 | 700 | 0 | 8000 | 774.38 | 774.38 | 774.38 | 0 | 0 | 0 | 0 | 0 | 0 | 0 | 0
PJM_E_2_PJM_ROM | PJM_E | PJM_ROM | 2020 | B20 | 935 | 0 | 8000 | 495.62 | 509.41 | 509.88 | 0 | 0 | 0 | 0 | 0 | 0 | 0 | 0
PJM_E_2_PJM_ROM | PJM_E | PJM_ROM | 2025 | B1 | 10 | 0 | 8000 | 0 | 991.21 | 0 | 0 | 0 | 0 | 0 | 0 | 0 | 0 | 0
PJM_E_2_PJM_ROM | PJM_E | PJM_ROM | 2025 | B2 | 25 | 0 | 8000 | 0 | 782.76 | 0 | 0 | 0 | 0 | 0 | 0 | 0 | 0 | 0
PJM_E_2_PJM_ROM | PJM_E | PJM_ROM | 2025 | B3 | 75 | 0 | 8000 | 1419.36 | 3185.03 | 2137.17 | 0 | 0 | 0 | 0 | 0 | 0 | 0 | 0
PJM_E_2_PJM_ROM | PJM_E | PJM_ROM | 2025 | B4 | 100 | 0 | 8000 | 4432.86 | 7332.16 | 5859.71 | 0 | 0 | 0 | 0 | 0 | 0 | 0 | 0
PJM_E_2_PJM_ROM | PJM_E | PJM_ROM | 2025 | B5 | 200 | 200 | 8000 | 5364.2 | 8000 | 8000 | 2029.48 | 551.6 | 0 | 0.01187 | 0.01187 | 0 | 0 | 0
PJM_E_2_PJM_ROM | PJM_E | PJM_ROM | 2025 | B6 | 300 | 300 | 8000 | 6965.43 | 8000 | 5291.66 | 365.69 | 0 | 0 | 0.01187 | 0 | 0 | 0 | 0
PJM_E_2_PJM_ROM | PJM_E | PJM_ROM | 2025 | B7 | 400 | 400 | 8000 | 5364.9 | 8000 | 6788.11 | 1342.76 | 0 | 0 | 0.01187 | 0 | 0 | 0 | 0
PJM_E_2_PJM_ROM | PJM_E | PJM_ROM | 2025 | B8 | 500 | 0 | 8000 | 5581.27 | 6670.57 | 3140.83 | 0 | 0 | 0 | 0 | 0 | 0 | 0 | 0
PJM_E_2_PJM_ROM | PJM_E | PJM_ROM | 2025 | B9 | 800 | 0 | 8000 | 3842.53 | 4125.44 | 3261.94 | 0 | 0 | 0 | 0 | 0 | 0 | 0 | 0
PJM_E_2_PJM_ROM | PJM_E | PJM_ROM | 2025 | B10 | 1262 | 0 | 8000 | 1749.54 | 1749.54 | 1514.49 | 0 | 0 | 0 | 0 | 0 | 0 | 0 | 0
PJM_E_2_PJM_ROM | PJM_E | PJM_ROM | 2025 | B11 | 25 | 25 | 8000 | 5547.66 | 8000 | 8000 | 2950.89 | 211.57 | 0 | 0.01187 | 0.01187 | 0 | 0 | 0
PJM_E_2_PJM_ROM | PJM_E | PJM_ROM | 2025 | B12 | 200 | 0 | 8000 | 6321.77 | 5949.36 | 1623.91 | 0 | 0 | 0 | 0 | 0 | 0 | 0 | 0
PJM_E_2_PJM_ROM | PJM_E | PJM_ROM | 2025 | B13 | 600 | 0 | 8000 | 5776.9 | 2879.4 | 1732.09 | 0 | 0 | 0 | 0 | 0 | 0 | 0 | 0
PJM_E_2_PJM_ROM | PJM_E | PJM_ROM | 2025 | B14 | 900 | 0 | 8000 | 6061.96 | 3236.51 | 404.67 | 0 | 0 | 0 | 0 | 0 | 0 | 0 | 0
PJM_E_2_PJM_ROM | PJM_E | PJM_ROM | 2025 | B15 | 1203 | 0 | 8000 | 1370.23 | 1370.23 | 0 | 0 | 0 | 0 | 0 | 0 | 0 | 0 | 0
PJM_E_2_PJM_ROM | PJM_E | PJM_ROM | 2025 | B16 | 25 | 0 | 8000 | 3103.5 | 1390.82 | 372.9 | 0 | 0 | 0 | 0 | 0 | 0 | 0 | 0
PJM_E_2_PJM_ROM | PJM_E | PJM_ROM | 2025 | B17 | 100 | 0 | 8000 | 4020.87 | 221.28 | 0 | 0 | 0 | 0 | 0 | 0 | 0 | 0 | 0
PJM_E_2_PJM_ROM | PJM_E | PJM_ROM | 2025 | B18 | 400 | 0 | 8000 | 2842.06 | 843.99 | 0 | 0 | 0 | 0 | 0 | 0 | 0 | 0 | 0
PJM_E_2_PJM_ROM | PJM_E | PJM_ROM | 2025 | B19 | 700 | 0 | 8000 | 1976.17 | 158.7 | 0 | 0 | 0 | 0 | 0 | 0 | 0 | 0 | 0
PJM_E_2_PJM_ROM | PJM_E | PJM_ROM | 2025 | B20 | 935 | 0 | 8000 | 1195.53 | 0 | 0 | 0 | 0 | 0 | 0 | 0 | 0 | 0 | 0
PJM_E_2_PJM_ROM | PJM_E | PJM_ROM | 2030 | B1 | 10 | 0 | 8000 | 0 | 0 | 0 | 0 | 0 | 0 | 0 | 0 | 0 | 0 | 0
PJM_E_2_PJM_ROM | PJM_E | PJM_ROM | 2030 | B2 | 25 | 0 | 8000 | 0 | 0 | 41.71 | 0 | 0 | 0 | 0 | 0 | 0 | 0 | 0
PJM_E_2_PJM_ROM | PJM_E | PJM_ROM | 2030 | B3 | 75 | 0 | 8000 | 2151.88 | 1547.06 | 3213.45 | 0 | 0 | 0 | 0 | 0 | 0 | 0 | 0
PJM_E_2_PJM_ROM | PJM_E | PJM_ROM | 2030 | B4 | 100 | 0 | 8000 | 4730.86 | 4730.85 | 5221.95 | 0 | 0 | 0 | 0 | 0 | 0 | 0 | 0
PJM_E_2_PJM_ROM | PJM_E | PJM_ROM | 2030 | B5 | 200 | 0 | 8000 | 5646.92 | 5646.91 | 6138.01 | 0 | 0 | 0 | 0 | 0 | 0 | 0 | 0
PJM_E_2_PJM_ROM | PJM_E | PJM_ROM | 2030 | B6 | 300 | 0 | 8000 | 3354.5 | 4928.65 | 4928.65 | 0 | 0 | 0 | 0 | 0 | 0 | 0 | 0
PJM_E_2_PJM_ROM | PJM_E | PJM_ROM | 2030 | B7 | 400 | 0 | 8000 | 4315.26 | 5815.26 | 5771.8 | 0 | 0 | 0 | 0 | 0 | 0 | 0 | 0
PJM_E_2_PJM_ROM | PJM_E | PJM_ROM | 2030 | B8 | 500 | 0 | 8000 | 2754.59 | 2754.59 | 2754.59 | 0 | 0 | 0 | 0 | 0 | 0 | 0 | 0
PJM_E_2_PJM_ROM | PJM_E | PJM_ROM | 2030 | B9 | 800 | 0 | 8000 | 3492.73 | 3075.23 | 77.58 | 0 | 0 | 0 | 0 | 0 | 0 | 0 | 0
PJM_E_2_PJM_ROM | PJM_E | PJM_ROM | 2030 | B10 | 1262 | 0 | 8000 | 2007.62 | 737.9 | 1939.23 | 0 | 0 | 0 | 0 | 0 | 0 | 0 | 0
PJM_E_2_PJM_ROM | PJM_E | PJM_ROM | 2030 | B11 | 25 | 0 | 8000 | 3681.16 | 5784.44 | 6232.56 | 0 | 0 | 0 | 0 | 0 | 0 | 0 | 0
PJM_E_2_PJM_ROM | PJM_E | PJM_ROM | 2030 | B12 | 200 | 0 | 8000 | 3021.21 | 1862.27 | 1281.69 | 0 | 0 | 0 | 0 | 0 | 0 | 0 | 0
PJM_E_2_PJM_ROM | PJM_E | PJM_ROM | 2030 | B13 | 600 | 0 | 8000 | 2540.45 | 1225.31 | 0 | 0 | 0 | 0 | 0 | 0 | 0 | 0 | 0
PJM_E_2_PJM_ROM | PJM_E | PJM_ROM | 2030 | B14 | 900 | 0 | 8000 | 2867.87 | 0 | 0 | 0 | 0 | 0 | 0 | 0 | 0 | 0 | 0
PJM_E_2_PJM_ROM | PJM_E | PJM_ROM | 2030 | B15 | 1203 | 0 | 8000 | 1556.91 | 0 | 0 | 0 | 0 | 0 | 0 | 0 | 0 | 0 | 0
PJM_E_2_PJM_ROM | PJM_E | PJM_ROM | 2030 | B16 | 25 | 0 | 8000 | 2488.58 | 0 | 0 | 0 | 0 | 0 | 0 | 0 | 0 | 0 | 0
PJM_E_2_PJM_ROM | PJM_E | PJM_ROM | 2030 | B17 | 100 | 0 | 8000 | 1593.84 | 0 | 0 | 0 | 0 | 0 | 0 | 0 | 0 | 0 | 0
PJM_E_2_PJM_ROM | PJM_E | PJM_ROM | 2030 | B18 | 400 | 0 | 8000 | 0 | 0 | 0 | 0 | 0 | 0 | 0 | 0 | 0 | 0 | 0
PJM_E_2_PJM_ROM | PJM_E | PJM_ROM | 2030 | B19 | 700 | 0 | 8000 | 0 | 0 | 0 | 0 | 0 | 0 | 0 | 0 | 0 | 0 | 0
PJM_E_2_PJM_ROM | PJM_E | PJM_ROM | 2030 | B20 | 935 | 0 | 8000 | 0 | 0 | 0 | 0 | 0 | 0 | 0 | 0 | 0 | 0 | 0
PJM_E_2_PJM_ROM | PJM_E | PJM_ROM | 2035 | B1 | 10 | 0 | 8000 | 0 | 0 | 0 | 0 | 0 | 0 | 0 | 0 | 0 | 0 | 0
PJM_E_2_PJM_ROM | PJM_E | PJM_ROM | 2035 | B2 | 25 | 0 | 8000 | 0 | 0 | 0 | 0 | 0 | 0 | 0 | 0 | 0 | 0 | 0
PJM_E_2_PJM_ROM | PJM_E | PJM_ROM | 2035 | B3 | 75 | 0 | 8000 | 0 | 0 | 0 | 0 | 0 | 0 | 0 | 0 | 0 | 0 | 0
PJM_E_2_PJM_ROM | PJM_E | PJM_ROM | 2035 | B4 | 100 | 0 | 8000 | 1883.44 | 2334.15 | 2912.59 | 0 | 0 | 0 | 0 | 0 | 0 | 0 | 0
PJM_E_2_PJM_ROM | PJM_E | PJM_ROM | 2035 | B5 | 200 | 0 | 8000 | 0 | 942.2 | 993.22 | 0 | 0 | 0 | 0 | 0 | 0 | 0 | 0
PJM_E_2_PJM_ROM | PJM_E | PJM_ROM | 2035 | B6 | 300 | 0 | 8000 | 222.29 | 1807.15 | 1854.07 | 0 | 0 | 0 | 0 | 0 | 0 | 0 | 0
PJM_E_2_PJM_ROM | PJM_E | PJM_ROM | 2035 | B7 | 400 | 0 | 8000 | 0 | 1848.07 | 1492.78 | 0 | 0 | 0 | 0 | 0 | 0 | 0 | 0
PJM_E_2_PJM_ROM | PJM_E | PJM_ROM | 2035 | B8 | 500 | 0 | 8000 | 0 | 264.96 | 94.96 | 0 | 0 | 0 | 0 | 0 | 0 | 0 | 0
PJM_E_2_PJM_ROM | PJM_E | PJM_ROM | 2035 | B9 | 800 | 0 | 8000 | 0 | 0 | 0 | 0 | 0 | 0 | 0 | 0 | 0 | 0 | 0
PJM_E_2_PJM_ROM | PJM_E | PJM_ROM | 2035 | B10 | 1262 | 0 | 8000 | 93.74 | 0 | 0 | 0 | 0 | 0 | 0 | 0 | 0 | 0 | 0
PJM_E_2_PJM_ROM | PJM_E | PJM_ROM | 2035 | B11 | 25 | 0 | 8000 | 0 | 996.07 | 1164.8 | 0 | 0 | 0 | 0 | 0 | 0 | 0 | 0
PJM_E_2_PJM_ROM | PJM_E | PJM_ROM | 2035 | B12 | 200 | 0 | 8000 | 0 | 0 | 0 | 0 | 0 | 0 | 0 | 0 | 0 | 0 | 0
PJM_E_2_PJM_ROM | PJM_E | PJM_ROM | 2035 | B13 | 600 | 0 | 8000 | 0 | 0 | 0 | 0 | 0 | 0 | 0 | 0 | 0 | 0 | 0
PJM_E_2_PJM_ROM | PJM_E | PJM_ROM | 2035 | B14 | 900 | 0 | 8000 | 0 | 0 | 0 | 0 | 0 | 0 | 0 | 0 | 0 | 0 | 0
PJM_E_2_PJM_ROM | PJM_E | PJM_ROM | 2035 | B15 | 1203 | 0 | 8000 | 101.33 | 0 | 0 | 0 | 0 | 0 | 0 | 0 | 0 | 0 | 0
PJM_E_2_PJM_ROM | PJM_E | PJM_ROM | 2035 | B16 | 25 | 0 | 8000 | 0 | 0 | 0 | 0 | 0 | 0 | 0 | 0 | 0 | 0 | 0
PJM_E_2_PJM_ROM | PJM_E | PJM_ROM | 2035 | B17 | 100 | 0 | 8000 | 0 | 0 | 0 | 0 | 0 | 0 | 0 | 0 | 0 | 0 | 0
PJM_E_2_PJM_ROM | PJM_E | PJM_ROM | 2035 | B18 | 400 | 0 | 8000 | 0 | 0 | 0 | 0 | 0 | 0 | 0 | 0 | 0 | 0 | 0
PJM_E_2_PJM_ROM | PJM_E | PJM_ROM | 2035 | B19 | 700 | 0 | 8000 | 0 | 0 | 0 | 0 | 0 | 0 | 0 | 0 | 0 | 0 | 0
PJM_E_2_PJM_ROM | PJM_E | PJM_ROM | 2035 | B20 | 935 | 0 | 8000 | 0 | 0 | 0 | 0 | 0 | 0 | 0 | 0 | 0 | 0 | 0
PJM_E_2_PJM_ROM | PJM_E | PJM_ROM | 2040 | B1 | 10 | 0 | 8000 | 0 | 0 | 0 | 0 | 0 | 0 | 0 | 0 | 0 | 0 | 0
PJM_E_2_PJM_ROM | PJM_E | PJM_ROM | 2040 | B2 | 25 | 0 | 8000 | 0 | 0 | 0 | 0 | 0 | 0 | 0 | 0 | 0 | 0 | 0
PJM_E_2_PJM_ROM | PJM_E | PJM_ROM | 2040 | B3 | 75 | 0 | 8000 | 0 | 0 | 0 | 0 | 0 | 0 | 0 | 0 | 0 | 0 | 0
PJM_E_2_PJM_ROM | PJM_E | PJM_ROM | 2040 | B4 | 100 | 0 | 8000 | 0 | 1380.15 | 1295.27 | 0 | 0 | 0 | 0 | 0 | 0 | 0 | 0
PJM_E_2_PJM_ROM | PJM_E | PJM_ROM | 2040 | B5 | 200 | 0 | 8000 | 0 | 0 | 0 | 0 | 0 | 0 | 0 | 0 | 0 | 0 | 0
PJM_E_2_PJM_ROM | PJM_E | PJM_ROM | 2040 | B6 | 300 | 0 | 8000 | 0 | 0 | 2946.11 | 0 | 0 | 0 | 0 | 0 | 0 | 0 | 0
PJM_E_2_PJM_ROM | PJM_E | PJM_ROM | 2040 | B7 | 400 | 0 | 8000 | 0 | 0 | 0 | 0 | 0 | 0 | 0 | 0 | 0 | 0 | 0
PJM_E_2_PJM_ROM | PJM_E | PJM_ROM | 2040 | B8 | 500 | 0 | 8000 | 0 | 0 | 0 | 0 | 0 | 0 | 0 | 0 | 0 | 0 | 0
PJM_E_2_PJM_ROM | PJM_E | PJM_ROM | 2040 | B9 | 800 | 0 | 8000 | 0 | 0 | 0 | 0 | 0 | 0 | 0 | 0 | 0 | 0 | 0
PJM_E_2_PJM_ROM | PJM_E | PJM_ROM | 2040 | B10 | 1262 | 0 | 8000 | 0 | 0 | 0 | 0 | 0 | 0 | 0 | 0 | 0 | 0 | 0
PJM_E_2_PJM_ROM | PJM_E | PJM_ROM | 2040 | B11 | 25 | 0 | 8000 | 0 | 297.85 | 1232.88 | 0 | 0 | 0 | 0 | 0 | 0 | 0 | 0
PJM_E_2_PJM_ROM | PJM_E | PJM_ROM | 2040 | B12 | 200 | 0 | 8000 | 0 | 0 | 0 | 0 | 0 | 0 | 0 | 0 | 0 | 0 | 0
PJM_E_2_PJM_ROM | PJM_E | PJM_ROM | 2040 | B13 | 600 | 0 | 8000 | 0 | 0 | 0 | 0 | 0 | 0 | 0 | 0 | 0 | 0 | 0
PJM_E_2_PJM_ROM | PJM_E | PJM_ROM | 2040 | B14 | 900 | 0 | 8000 | 0 | 0 | 0 | 0 | 0 | 0 | 0 | 0 | 0 | 0 | 0
PJM_E_2_PJM_ROM | PJM_E | PJM_ROM | 2040 | B15 | 1203 | 0 | 8000 | 0 | 0 | 0 | 0 | 0 | 0 | 0 | 0 | 0 | 0 | 0
PJM_E_2_PJM_ROM | PJM_E | PJM_ROM | 2040 | B16 | 25 | 0 | 8000 | 0 | 0 | 0 | 0 | 0 | 0 | 0 | 0 | 0 | 0 | 0
PJM_E_2_PJM_ROM | PJM_E | PJM_ROM | 2040 | B17 | 100 | 0 | 8000 | 0 | 0 | 0 | 0 | 0 | 0 | 0 | 0 | 0 | 0 | 0
PJM_E_2_PJM_ROM | PJM_E | PJM_ROM | 2040 | B18 | 400 | 0 | 8000 | 0 | 0 | 0 | 0 | 0 | 0 | 0 | 0 | 0 | 0 | 0
PJM_E_2_PJM_ROM | PJM_E | PJM_ROM | 2040 | B19 | 700 | 0 | 8000 | 0 | 0 | 0 | 0 | 0 | 0 | 0 | 0 | 0 | 0 | 0
PJM_E_2_PJM_ROM | PJM_E | PJM_ROM | 2040 | B20 | 935 | 0 | 8000 | 0 | 0 | 0 | 0 | 0 | 0 | 0 | 0 | 0 | 0 | 0
PJM_E_2_PJM_ROM | PJM_E | PJM_ROM | 2045 | B1 | 10 | 0 | 8000 | 0 | 0 | 0 | 0 | 0 | 0 | 0 | 0 | 0 | 0 | 0
PJM_E_2_PJM_ROM | PJM_E | PJM_ROM | 2045 | B2 | 25 | 0 | 8000 | 0 | 0 | 0 | 0 | 0 | 0 | 0 | 0 | 0 | 0 | 0
PJM_E_2_PJM_ROM | PJM_E | PJM_ROM | 2045 | B3 | 75 | 0 | 8000 | 0 | 0 | 0 | 0 | 0 | 0 | 0 | 0 | 0 | 0 | 0
PJM_E_2_PJM_ROM | PJM_E | PJM_ROM | 2045 | B4 | 100 | 0 | 8000 | 0 | 0 | 0 | 0 | 0 | 0 | 0 | 0 | 0 | 0 | 0
PJM_E_2_PJM_ROM | PJM_E | PJM_ROM | 2045 | B5 | 200 | 0 | 8000 | 0 | 0 | 0 | 0 | 0 | 0 | 0 | 0 | 0 | 0 | 0
PJM_E_2_PJM_ROM | PJM_E | PJM_ROM | 2045 | B6 | 300 | 0 | 8000 | 0 | 0 | 0 | 0 | 0 | 0 | 0 | 0 | 0 | 0 | 0
PJM_E_2_PJM_ROM | PJM_E | PJM_ROM | 2045 | B7 | 400 | 0 | 8000 | 0 | 0 | 0 | 0 | 0 | 0 | 0 | 0 | 0 | 0 | 0
PJM_E_2_PJM_ROM | PJM_E | PJM_ROM | 2045 | B8 | 500 | 0 | 8000 | 0 | 0 | 0 | 0 | 0 | 0 | 0 | 0 | 0 | 0 | 0
PJM_E_2_PJM_ROM | PJM_E | PJM_ROM | 2045 | B9 | 800 | 0 | 8000 | 0 | 0 | 0 | 0 | 0 | 0 | 0 | 0 | 0 | 0 | 0
PJM_E_2_PJM_ROM | PJM_E | PJM_ROM | 2045 | B10 | 1262 | 0 | 8000 | 0 | 0 | 0 | 0 | 0 | 0 | 0 | 0 | 0 | 0 | 0
PJM_E_2_PJM_ROM | PJM_E | PJM_ROM | 2045 | B11 | 25 | 0 | 8000 | 0 | 0 | 0 | 0 | 0 | 0 | 0 | 0 | 0 | 0 | 0
PJM_E_2_PJM_ROM | PJM_E | PJM_ROM | 2045 | B12 | 200 | 0 | 8000 | 0 | 0 | 0 | 0 | 0 | 0 | 0 | 0 | 0 | 0 | 0
PJM_E_2_PJM_ROM | PJM_E | PJM_ROM | 2045 | B13 | 600 | 0 | 8000 | 0 | 0 | 0 | 0 | 0 | 0 | 0 | 0 | 0 | 0 | 0
PJM_E_2_PJM_ROM | PJM_E | PJM_ROM | 2045 | B14 | 900 | 0 | 8000 | 0 | 0 | 0 | 0 | 0 | 0 | 0 | 0 | 0 | 0 | 0
PJM_E_2_PJM_ROM | PJM_E | PJM_ROM | 2045 | B15 | 1203 | 0 | 8000 | 0 | 0 | 0 | 0 | 0 | 0 | 0 | 0 | 0 | 0 | 0
PJM_E_2_PJM_ROM | PJM_E | PJM_ROM | 2045 | B16 | 25 | 0 | 8000 | 0 | 0 | 0 | 0 | 0 | 0 | 0 | 0 | 0 | 0 | 0
PJM_E_2_PJM_ROM | PJM_E | PJM_ROM | 2045 | B17 | 100 | 0 | 8000 | 0 | 0 | 0 | 0 | 0 | 0 | 0 | 0 | 0 | 0 | 0
PJM_E_2_PJM_ROM | PJM_E | PJM_ROM | 2045 | B18 | 400 | 0 | 8000 | 0 | 0 | 0 | 0 | 0 | 0 | 0 | 0 | 0 | 0 | 0
PJM_E_2_PJM_ROM | PJM_E | PJM_ROM | 2045 | B19 | 700 | 0 | 8000 | 0 | 0 | 0 | 0 | 0 | 0 | 0 | 0 | 0 | 0 | 0
PJM_E_2_PJM_ROM | PJM_E | PJM_ROM | 2045 | B20 | 935 | 0 | 8000 | 0 | 0 | 0 | 0 | 0 | 0 | 0 | 0 | 0 | 0 | 0
PJM_E_2_PJM_ROM | PJM_E | PJM_ROM | 2050 | B1 | 10 | 0 | 8000 | 0 | 0 | 0 | 0 | 0 | 0 | 0 | 0 | 0 | 0 | 0
PJM_E_2_PJM_ROM | PJM_E | PJM_ROM | 2050 | B2 | 25 | 0 | 8000 | 0 | 0 | 0 | 0 | 0 | 0 | 0 | 0 | 0 | 0 | 0
PJM_E_2_PJM_ROM | PJM_E | PJM_ROM | 2050 | B3 | 75 | 0 | 8000 | 0 | 0 | 0 | 0 | 0 | 0 | 0 | 0 | 0 | 0 | 0
PJM_E_2_PJM_ROM | PJM_E | PJM_ROM | 2050 | B4 | 100 | 0 | 8000 | 0 | 0 | 0 | 0 | 0 | 0 | 0 | 0 | 0 | 0 | 0
PJM_E_2_PJM_ROM | PJM_E | PJM_ROM | 2050 | B5 | 200 | 0 | 8000 | 0 | 0 | 0 | 0 | 0 | 0 | 0 | 0 | 0 | 0 | 0
PJM_E_2_PJM_ROM | PJM_E | PJM_ROM | 2050 | B6 | 300 | 0 | 8000 | 0 | 0 | 0 | 0 | 0 | 0 | 0 | 0 | 0 | 0 | 0
PJM_E_2_PJM_ROM | PJM_E | PJM_ROM | 2050 | B7 | 400 | 0 | 8000 | 0 | 0 | 0 | 0 | 0 | 0 | 0 | 0 | 0 | 0 | 0
PJM_E_2_PJM_ROM | PJM_E | PJM_ROM | 2050 | B8 | 500 | 0 | 8000 | 0 | 0 | 0 | 0 | 0 | 0 | 0 | 0 | 0 | 0 | 0
PJM_E_2_PJM_ROM | PJM_E | PJM_ROM | 2050 | B9 | 800 | 0 | 8000 | 0 | 0 | 0 | 0 | 0 | 0 | 0 | 0 | 0 | 0 | 0
PJM_E_2_PJM_ROM | PJM_E | PJM_ROM | 2050 | B10 | 1262 | 0 | 8000 | 0 | 0 | 0 | 0 | 0 | 0 | 0 | 0 | 0 | 0 | 0
PJM_E_2_PJM_ROM | PJM_E | PJM_ROM | 2050 | B11 | 25 | 0 | 8000 | 0 | 0 | 0 | 0 | 0 | 0 | 0 | 0 | 0 | 0 | 0
PJM_E_2_PJM_ROM | PJM_E | PJM_ROM | 2050 | B12 | 200 | 0 | 8000 | 0 | 0 | 0 | 0 | 0 | 0 | 0 | 0 | 0 | 0 | 0
PJM_E_2_PJM_ROM | PJM_E | PJM_ROM | 2050 | B13 | 600 | 0 | 8000 | 0 | 0 | 0 | 0 | 0 | 0 | 0 | 0 | 0 | 0 | 0
PJM_E_2_PJM_ROM | PJM_E | PJM_ROM | 2050 | B14 | 900 | 0 | 8000 | 0 | 0 | 0 | 0 | 0 | 0 | 0 | 0 | 0 | 0 | 0
PJM_E_2_PJM_ROM | PJM_E | PJM_ROM | 2050 | B15 | 1203 | 0 | 8000 | 0 | 0 | 0 | 0 | 0 | 0 | 0 | 0 | 0 | 0 | 0
PJM_E_2_PJM_ROM | PJM_E | PJM_ROM | 2050 | B16 | 25 | 0 | 8000 | 0 | 0 | 0 | 0 | 0 | 0 | 0 | 0 | 0 | 0 | 0
PJM_E_2_PJM_ROM | PJM_E | PJM_ROM | 2050 | B17 | 100 | 0 | 8000 | 0 | 0 | 0 | 0 | 0 | 0 | 0 | 0 | 0 | 0 | 0
PJM_E_2_PJM_ROM | PJM_E | PJM_ROM | 2050 | B18 | 400 | 0 | 8000 | 0 | 0 | 0 | 0 | 0 | 0 | 0 | 0 | 0 | 0 | 0
PJM_E_2_PJM_ROM | PJM_E | PJM_ROM | 2050 | B19 | 700 | 0 | 8000 | 0 | 0 | 0 | 0 | 0 | 0 | 0 | 0 | 0 | 0 | 0
PJM_E_2_PJM_ROM | PJM_E | PJM_ROM | 2050 | B20 | 935 | 0 | 8000 | 0 | 0 | 0 | 0 | 0 | 0 | 0 | 0 | 0 | 0 | 0
PJM_ROM_2_NYISO_A-F | PJM_ROM | NYISO_A-F | 2015 | B1 | 10 | 0 | 2000 | 0 | 0 | 0 | 0 | 0 | 0 | 0 | 0 | 0 | 0 | 0
PJM_ROM_2_NYISO_A-F | PJM_ROM | NYISO_A-F | 2015 | B2 | 25 | 0 | 2000 | 0 | 0 | 0 | 0 | 0 | 0 | 0 | 0 | 0 | 0 | 0
PJM_ROM_2_NYISO_A-F | PJM_ROM | NYISO_A-F | 2015 | B3 | 75 | 0 | 2000 | 0 | 0 | 0 | 0 | 0 | 0 | 0 | 0 | 0 | 0 | 0
PJM_ROM_2_NYISO_A-F | PJM_ROM | NYISO_A-F | 2015 | B4 | 100 | 0 | 2000 | 0 | 0 | 0 | 0 | 0 | 0 | 0 | 0 | 0 | 0 | 0
PJM_ROM_2_NYISO_A-F | PJM_ROM | NYISO_A-F | 2015 | B5 | 200 | 0 | 2000 | 0 | 0 | 0 | 0 | 0 | 0 | 0 | 0 | 0 | 0 | 0
PJM_ROM_2_NYISO_A-F | PJM_ROM | NYISO_A-F | 2015 | B6 | 300 | 0 | 2000 | 0 | 0 | 0 | 0 | 0 | 0 | 0 | 0 | 0 | 0 | 0
PJM_ROM_2_NYISO_A-F | PJM_ROM | NYISO_A-F | 2015 | B7 | 400 | 0 | 2000 | 0 | 0 | 0 | 0 | 0 | 0 | 0 | 0 | 0 | 0 | 0
PJM_ROM_2_NYISO_A-F | PJM_ROM | NYISO_A-F | 2015 | B8 | 500 | 0 | 2000 | 0 | 0 | 0 | 0 | 0 | 0 | 0 | 0 | 0 | 0 | 0
PJM_ROM_2_NYISO_A-F | PJM_ROM | NYISO_A-F | 2015 | B9 | 800 | 0 | 2000 | 0 | 0 | 0 | 0 | 0 | 0 | 0 | 0 | 0 | 0 | 0
PJM_ROM_2_NYISO_A-F | PJM_ROM | NYISO_A-F | 2015 | B10 | 1262 | 0 | 2000 | 0 | 0 | 0 | 0 | 0 | 0 | 0 | 0 | 0 | 0 | 0
PJM_ROM_2_NYISO_A-F | PJM_ROM | NYISO_A-F | 2015 | B11 | 25 | 0 | 2000 | 0 | 0 | 0 | 0 | 0 | 0 | 0 | 0 | 0 | 0 | 0
PJM_ROM_2_NYISO_A-F | PJM_ROM | NYISO_A-F | 2015 | B12 | 200 | 0 | 2000 | 0 | 0 | 0 | 0 | 0 | 0 | 0 | 0 | 0 | 0 | 0
PJM_ROM_2_NYISO_A-F | PJM_ROM | NYISO_A-F | 2015 | B13 | 600 | 0 | 2000 | 0 | 0 | 0 | 0 | 0 | 0 | 0 | 0 | 0 | 0 | 0
PJM_ROM_2_NYISO_A-F | PJM_ROM | NYISO_A-F | 2015 | B14 | 900 | 0 | 2000 | 0 | 0 | 0 | 0 | 0 | 0 | 0 | 0 | 0 | 0 | 0
PJM_ROM_2_NYISO_A-F | PJM_ROM | NYISO_A-F | 2015 | B15 | 1203 | 0 | 2000 | 0 | 0 | 0 | 0 | 0 | 0 | 0 | 0 | 0 | 0 | 0
PJM_ROM_2_NYISO_A-F | PJM_ROM | NYISO_A-F | 2015 | B16 | 25 | 0 | 2000 | 0 | 0 | 0 | 0 | 0 | 0 | 0 | 0 | 0 | 0 | 0
PJM_ROM_2_NYISO_A-F | PJM_ROM | NYISO_A-F | 2015 | B17 | 100 | 0 | 2000 | 0 | 0 | 0 | 0 | 0 | 0 | 0 | 0 | 0 | 0 | 0
PJM_ROM_2_NYISO_A-F | PJM_ROM | NYISO_A-F | 2015 | B18 | 400 | 0 | 2000 | 0 | 0 | 0 | 0 | 0 | 0 | 0 | 0 | 0 | 0 | 0
PJM_ROM_2_NYISO_A-F | PJM_ROM | NYISO_A-F | 2015 | B19 | 700 | 0 | 2000 | 0 | 0 | 0 | 0 | 0 | 0 | 0 | 0 | 0 | 0 | 0
PJM_ROM_2_NYISO_A-F | PJM_ROM | NYISO_A-F | 2015 | B20 | 935 | 0 | 2000 | 0 | 0 | 0 | 0 | 0 | 0 | 0 | 0 | 0 | 0 | 0
PJM_ROM_2_NYISO_A-F | PJM_ROM | NYISO_A-F | 2020 | B1 | 10 | 0 | 2000 | 0 | 0 | 0 | 0 | 0 | 0 | 0 | 0 | 0 | 0 | 0
PJM_ROM_2_NYISO_A-F | PJM_ROM | NYISO_A-F | 2020 | B2 | 25 | 0 | 2000 | 0 | 0 | 0 | 0 | 0 | 0 | 0 | 0 | 0 | 0 | 0
PJM_ROM_2_NYISO_A-F | PJM_ROM | NYISO_A-F | 2020 | B3 | 75 | 0 | 2000 | 0 | 0 | 0 | 0 | 0 | 0 | 0 | 0 | 0 | 0 | 0
PJM_ROM_2_NYISO_A-F | PJM_ROM | NYISO_A-F | 2020 | B4 | 100 | 0 | 2000 | 0 | 0 | 0 | 0 | 0 | 0 | 0 | 0 | 0 | 0 | 0
PJM_ROM_2_NYISO_A-F | PJM_ROM | NYISO_A-F | 2020 | B5 | 200 | 0 | 2000 | 0 | 0 | 0 | 0 | 0 | 0 | 0 | 0 | 0 | 0 | 0
PJM_ROM_2_NYISO_A-F | PJM_ROM | NYISO_A-F | 2020 | B6 | 300 | 0 | 2000 | 0 | 0 | 0 | 0 | 0 | 0 | 0 | 0 | 0 | 0 | 0
PJM_ROM_2_NYISO_A-F | PJM_ROM | NYISO_A-F | 2020 | B7 | 400 | 0 | 2000 | 0 | 0 | 0 | 0 | 0 | 0 | 0 | 0 | 0 | 0 | 0
PJM_ROM_2_NYISO_A-F | PJM_ROM | NYISO_A-F | 2020 | B8 | 500 | 0 | 2000 | 0 | 0 | 0 | 0 | 0 | 0 | 0 | 0 | 0 | 0 | 0
PJM_ROM_2_NYISO_A-F | PJM_ROM | NYISO_A-F | 2020 | B9 | 800 | 0 | 2000 | 0 | 0 | 0 | 0 | 0 | 0 | 0 | 0 | 0 | 0 | 0
PJM_ROM_2_NYISO_A-F | PJM_ROM | NYISO_A-F | 2020 | B10 | 1262 | 0 | 2000 | 0 | 0 | 0 | 0 | 0 | 0 | 0 | 0 | 0 | 0 | 0
PJM_ROM_2_NYISO_A-F | PJM_ROM | NYISO_A-F | 2020 | B11 | 25 | 0 | 2000 | 0 | 0 | 0 | 0 | 0 | 0 | 0 | 0 | 0 | 0 | 0
PJM_ROM_2_NYISO_A-F | PJM_ROM | NYISO_A-F | 2020 | B12 | 200 | 0 | 2000 | 0 | 0 | 0 | 0 | 0 | 0 | 0 | 0 | 0 | 0 | 0
PJM_ROM_2_NYISO_A-F | PJM_ROM | NYISO_A-F | 2020 | B13 | 600 | 0 | 2000 | 0 | 0 | 0 | 0 | 0 | 0 | 0 | 0 | 0 | 0 | 0
PJM_ROM_2_NYISO_A-F | PJM_ROM | NYISO_A-F | 2020 | B14 | 900 | 0 | 2000 | 0 | 0 | 0 | 0 | 0 | 0 | 0 | 0 | 0 | 0 | 0
PJM_ROM_2_NYISO_A-F | PJM_ROM | NYISO_A-F | 2020 | B15 | 1203 | 0 | 2000 | 0 | 0 | 0 | 0 | 0 | 0 | 0 | 0 | 0 | 0 | 0
PJM_ROM_2_NYISO_A-F | PJM_ROM | NYISO_A-F | 2020 | B16 | 25 | 0 | 2000 | 0 | 0 | 0 | 0 | 0 | 0 | 0 | 0 | 0 | 0 | 0
PJM_ROM_2_NYISO_A-F | PJM_ROM | NYISO_A-F | 2020 | B17 | 100 | 0 | 2000 | 0 | 0 | 0 | 0 | 0 | 0 | 0 | 0 | 0 | 0 | 0
PJM_ROM_2_NYISO_A-F | PJM_ROM | NYISO_A-F | 2020 | B18 | 400 | 0 | 2000 | 0 | 0 | 0 | 0 | 0 | 0 | 0 | 0 | 0 | 0 | 0
PJM_ROM_2_NYISO_A-F | PJM_ROM | NYISO_A-F | 2020 | B19 | 700 | 0 | 2000 | 0 | 0 | 0 | 0 | 0 | 0 | 0 | 0 | 0 | 0 | 0
PJM_ROM_2_NYISO_A-F | PJM_ROM | NYISO_A-F | 2020 | B20 | 935 | 0 | 2000 | 0 | 0 | 0 | 0 | 0 | 0 | 0 | 0 | 0 | 0 | 0
PJM_ROM_2_NYISO_A-F | PJM_ROM | NYISO_A-F | 2025 | B1 | 10 | 0 | 2000 | 0 | 0 | 0 | 0 | 0 | 0 | 0 | 0 | 0 | 0 | 0
PJM_ROM_2_NYISO_A-F | PJM_ROM | NYISO_A-F | 2025 | B2 | 25 | 0 | 2000 | 0 | 0 | 0 | 0 | 0 | 0 | 0 | 0 | 0 | 0 | 0
PJM_ROM_2_NYISO_A-F | PJM_ROM | NYISO_A-F | 2025 | B3 | 75 | 0 | 2000 | 0 | 0 | 0 | 0 | 0 | 0 | 0 | 0 | 0 | 0 | 0
PJM_ROM_2_NYISO_A-F | PJM_ROM | NYISO_A-F | 2025 | B4 | 100 | 0 | 2000 | 0 | 0 | 0 | 0 | 0 | 0 | 0 | 0 | 0 | 0 | 0
PJM_ROM_2_NYISO_A-F | PJM_ROM | NYISO_A-F | 2025 | B5 | 200 | 0 | 2000 | 0 | 0 | 0 | 0 | 0 | 0 | 0 | 0 | 0 | 0 | 0
PJM_ROM_2_NYISO_A-F | PJM_ROM | NYISO_A-F | 2025 | B6 | 300 | 0 | 2000 | 0 | 0 | 0 | 0 | 0 | 0 | 0 | 0 | 0 | 0 | 0
PJM_ROM_2_NYISO_A-F | PJM_ROM | NYISO_A-F | 2025 | B7 | 400 | 0 | 2000 | 0 | 0 | 0 | 0 | 0 | 0 | 0 | 0 | 0 | 0 | 0
PJM_ROM_2_NYISO_A-F | PJM_ROM | NYISO_A-F | 2025 | B8 | 500 | 0 | 2000 | 0 | 0 | 0 | 0 | 0 | 0 | 0 | 0 | 0 | 0 | 0
PJM_ROM_2_NYISO_A-F | PJM_ROM | NYISO_A-F | 2025 | B9 | 800 | 0 | 2000 | 0 | 0 | 0 | 0 | 0 | 0 | 0 | 0 | 0 | 0 | 0
PJM_ROM_2_NYISO_A-F | PJM_ROM | NYISO_A-F | 2025 | B10 | 1262 | 0 | 2000 | 0 | 0 | 0 | 0 | 0 | 0 | 0 | 0 | 0 | 0 | 0
PJM_ROM_2_NYISO_A-F | PJM_ROM | NYISO_A-F | 2025 | B11 | 25 | 0 | 2000 | 0 | 0 | 0 | 0 | 0 | 0 | 0 | 0 | 0 | 0 | 0
PJM_ROM_2_NYISO_A-F | PJM_ROM | NYISO_A-F | 2025 | B12 | 200 | 0 | 2000 | 0 | 0 | 0 | 0 | 0 | 0 | 0 | 0 | 0 | 0 | 0
PJM_ROM_2_NYISO_A-F | PJM_ROM | NYISO_A-F | 2025 | B13 | 600 | 0 | 2000 | 0 | 0 | 0 | 0 | 0 | 0 | 0 | 0 | 0 | 0 | 0
PJM_ROM_2_NYISO_A-F | PJM_ROM | NYISO_A-F | 2025 | B14 | 900 | 0 | 2000 | 0 | 0 | 0 | 0 | 0 | 0 | 0 | 0 | 0 | 0 | 0
PJM_ROM_2_NYISO_A-F | PJM_ROM | NYISO_A-F | 2025 | B15 | 1203 | 0 | 2000 | 0 | 0 | 149.62 | 0 | 0 | 0 | 0 | 0 | 0 | 0 | 0
PJM_ROM_2_NYISO_A-F | PJM_ROM | NYISO_A-F | 2025 | B16 | 25 | 0 | 2000 | 0 | 0 | 0 | 0 | 0 | 0 | 0 | 0 | 0 | 0 | 0
PJM_ROM_2_NYISO_A-F | PJM_ROM | NYISO_A-F | 2025 | B17 | 100 | 0 | 2000 | 0 | 0 | 0 | 0 | 0 | 0 | 0 | 0 | 0 | 0 | 0
PJM_ROM_2_NYISO_A-F | PJM_ROM | NYISO_A-F | 2025 | B18 | 400 | 0 | 2000 | 0 | 0 | 0 | 0 | 0 | 0 | 0 | 0 | 0 | 0 | 0
PJM_ROM_2_NYISO_A-F | PJM_ROM | NYISO_A-F | 2025 | B19 | 700 | 0 | 2000 | 0 | 0 | 0 | 0 | 0 | 0 | 0 | 0 | 0 | 0 | 0
PJM_ROM_2_NYISO_A-F | PJM_ROM | NYISO_A-F | 2025 | B20 | 935 | 0 | 2000 | 0 | 0 | 109.8 | 0 | 0 | 0 | 0 | 0 | 0 | 0 | 0
PJM_ROM_2_NYISO_A-F | PJM_ROM | NYISO_A-F | 2030 | B1 | 10 | 0 | 2000 | 0 | 0 | 0 | 0 | 0 | 0 | 0 | 0 | 0 | 0 | 0
PJM_ROM_2_NYISO_A-F | PJM_ROM | NYISO_A-F | 2030 | B2 | 25 | 0 | 2000 | 0 | 0 | 0 | 0 | 0 | 0 | 0 | 0 | 0 | 0 | 0
PJM_ROM_2_NYISO_A-F | PJM_ROM | NYISO_A-F | 2030 | B3 | 75 | 0 | 2000 | 0 | 0 | 0 | 0 | 0 | 0 | 0 | 0 | 0 | 0 | 0
PJM_ROM_2_NYISO_A-F | PJM_ROM | NYISO_A-F | 2030 | B4 | 100 | 0 | 2000 | 0 | 0 | 0 | 0 | 0 | 0 | 0 | 0 | 0 | 0 | 0
PJM_ROM_2_NYISO_A-F | PJM_ROM | NYISO_A-F | 2030 | B5 | 200 | 0 | 2000 | 0 | 0 | 0 | 0 | 0 | 0 | 0 | 0 | 0 | 0 | 0
PJM_ROM_2_NYISO_A-F | PJM_ROM | NYISO_A-F | 2030 | B6 | 300 | 0 | 2000 | 0 | 0 | 0 | 0 | 0 | 0 | 0 | 0 | 0 | 0 | 0
PJM_ROM_2_NYISO_A-F | PJM_ROM | NYISO_A-F | 2030 | B7 | 400 | 0 | 2000 | 0 | 0 | 0 | 0 | 0 | 0 | 0 | 0 | 0 | 0 | 0
PJM_ROM_2_NYISO_A-F | PJM_ROM | NYISO_A-F | 2030 | B8 | 500 | 0 | 2000 | 0 | 0 | 0 | 0 | 0 | 0 | 0 | 0 | 0 | 0 | 0
PJM_ROM_2_NYISO_A-F | PJM_ROM | NYISO_A-F | 2030 | B9 | 800 | 0 | 2000 | 0 | 0 | 0 | 0 | 0 | 0 | 0 | 0 | 0 | 0 | 0
PJM_ROM_2_NYISO_A-F | PJM_ROM | NYISO_A-F | 2030 | B10 | 1262 | 0 | 2000 | 0 | 0 | 0 | 0 | 0 | 0 | 0 | 0 | 0 | 0 | 0
PJM_ROM_2_NYISO_A-F | PJM_ROM | NYISO_A-F | 2030 | B11 | 25 | 0 | 2000 | 0 | 0 | 0 | 0 | 0 | 0 | 0 | 0 | 0 | 0 | 0
PJM_ROM_2_NYISO_A-F | PJM_ROM | NYISO_A-F | 2030 | B12 | 200 | 0 | 2000 | 0 | 0 | 0 | 0 | 0 | 0 | 0 | 0 | 0 | 0 | 0
PJM_ROM_2_NYISO_A-F | PJM_ROM | NYISO_A-F | 2030 | B13 | 600 | 0 | 2000 | 0 | 0 | 0 | 0 | 0 | 0 | 0 | 0 | 0 | 0 | 0
PJM_ROM_2_NYISO_A-F | PJM_ROM | NYISO_A-F | 2030 | B14 | 900 | 0 | 2000 | 0 | 0 | 0 | 0 | 0 | 0 | 0 | 0 | 0 | 0 | 0
PJM_ROM_2_NYISO_A-F | PJM_ROM | NYISO_A-F | 2030 | B15 | 1203 | 0 | 2000 | 0 | 0 | 0 | 0 | 0 | 0 | 0 | 0 | 0 | 0 | 0
PJM_ROM_2_NYISO_A-F | PJM_ROM | NYISO_A-F | 2030 | B16 | 25 | 0 | 2000 | 0 | 0 | 0 | 0 | 0 | 0 | 0 | 0 | 0 | 0 | 0
PJM_ROM_2_NYISO_A-F | PJM_ROM | NYISO_A-F | 2030 | B17 | 100 | 0 | 2000 | 0 | 0 | 0 | 0 | 0 | 0 | 0 | 0 | 0 | 0 | 0
PJM_ROM_2_NYISO_A-F | PJM_ROM | NYISO_A-F | 2030 | B18 | 400 | 0 | 2000 | 0 | 0 | 0 | 0 | 0 | 0 | 0 | 0 | 0 | 0 | 0
PJM_ROM_2_NYISO_A-F | PJM_ROM | NYISO_A-F | 2030 | B19 | 700 | 0 | 2000 | 0 | 0 | 0 | 0 | 0 | 0 | 0 | 0 | 0 | 0 | 0
PJM_ROM_2_NYISO_A-F | PJM_ROM | NYISO_A-F | 2030 | B20 | 935 | 0 | 2000 | 0 | 0 | 0 | 0 | 0 | 0 | 0 | 0 | 0 | 0 | 0
PJM_ROM_2_NYISO_A-F | PJM_ROM | NYISO_A-F | 2035 | B1 | 10 | 0 | 2000 | 0 | 0 | 0 | 0 | 0 | 0 | 0 | 0 | 0 | 0 | 0
PJM_ROM_2_NYISO_A-F | PJM_ROM | NYISO_A-F | 2035 | B2 | 25 | 0 | 2000 | 0 | 0 | 0 | 0 | 0 | 0 | 0 | 0 | 0 | 0 | 0
PJM_ROM_2_NYISO_A-F | PJM_ROM | NYISO_A-F | 2035 | B3 | 75 | 0 | 2000 | 0 | 0 | 0 | 0 | 0 | 0 | 0 | 0 | 0 | 0 | 0
PJM_ROM_2_NYISO_A-F | PJM_ROM | NYISO_A-F | 2035 | B4 | 100 | 0 | 2000 | 0 | 0 | 0 | 0 | 0 | 0 | 0 | 0 | 0 | 0 | 0
PJM_ROM_2_NYISO_A-F | PJM_ROM | NYISO_A-F | 2035 | B5 | 200 | 0 | 2000 | 0 | 0 | 0 | 0 | 0 | 0 | 0 | 0 | 0 | 0 | 0
PJM_ROM_2_NYISO_A-F | PJM_ROM | NYISO_A-F | 2035 | B6 | 300 | 0 | 2000 | 0 | 0 | 0 | 0 | 0 | 0 | 0 | 0 | 0 | 0 | 0
PJM_ROM_2_NYISO_A-F | PJM_ROM | NYISO_A-F | 2035 | B7 | 400 | 0 | 2000 | 0 | 0 | 0 | 0 | 0 | 0 | 0 | 0 | 0 | 0 | 0
PJM_ROM_2_NYISO_A-F | PJM_ROM | NYISO_A-F | 2035 | B8 | 500 | 0 | 2000 | 0 | 0 | 0 | 0 | 0 | 0 | 0 | 0 | 0 | 0 | 0
PJM_ROM_2_NYISO_A-F | PJM_ROM | NYISO_A-F | 2035 | B9 | 800 | 0 | 2000 | 0 | 0 | 0 | 0 | 0 | 0 | 0 | 0 | 0 | 0 | 0
PJM_ROM_2_NYISO_A-F | PJM_ROM | NYISO_A-F | 2035 | B10 | 1262 | 0 | 2000 | 0 | 0 | 0 | 0 | 0 | 0 | 0 | 0 | 0 | 0 | 0
PJM_ROM_2_NYISO_A-F | PJM_ROM | NYISO_A-F | 2035 | B11 | 25 | 0 | 2000 | 0 | 0 | 0 | 0 | 0 | 0 | 0 | 0 | 0 | 0 | 0
PJM_ROM_2_NYISO_A-F | PJM_ROM | NYISO_A-F | 2035 | B12 | 200 | 0 | 2000 | 0 | 0 | 0 | 0 | 0 | 0 | 0 | 0 | 0 | 0 | 0
PJM_ROM_2_NYISO_A-F | PJM_ROM | NYISO_A-F | 2035 | B13 | 600 | 0 | 2000 | 0 | 0 | 0 | 0 | 0 | 0 | 0 | 0 | 0 | 0 | 0
PJM_ROM_2_NYISO_A-F | PJM_ROM | NYISO_A-F | 2035 | B14 | 900 | 0 | 2000 | 0 | 0 | 0 | 0 | 0 | 0 | 0 | 0 | 0 | 0 | 0
PJM_ROM_2_NYISO_A-F | PJM_ROM | NYISO_A-F | 2035 | B15 | 1203 | 0 | 2000 | 0 | 0 | 0 | 0 | 0 | 0 | 0 | 0 | 0 | 0 | 0
PJM_ROM_2_NYISO_A-F | PJM_ROM | NYISO_A-F | 2035 | B16 | 25 | 0 | 2000 | 0 | 0 | 0 | 0 | 0 | 0 | 0 | 0 | 0 | 0 | 0
PJM_ROM_2_NYISO_A-F | PJM_ROM | NYISO_A-F | 2035 | B17 | 100 | 0 | 2000 | 0 | 0 | 0 | 0 | 0 | 0 | 0 | 0 | 0 | 0 | 0
PJM_ROM_2_NYISO_A-F | PJM_ROM | NYISO_A-F | 2035 | B18 | 400 | 0 | 2000 | 0 | 0 | 0 | 0 | 0 | 0 | 0 | 0 | 0 | 0 | 0
PJM_ROM_2_NYISO_A-F | PJM_ROM | NYISO_A-F | 2035 | B19 | 700 | 0 | 2000 | 0 | 0 | 0 | 0 | 0 | 0 | 0 | 0 | 0 | 0 | 0
PJM_ROM_2_NYISO_A-F | PJM_ROM | NYISO_A-F | 2035 | B20 | 935 | 0 | 2000 | 0 | 0 | 0 | 0 | 0 | 0 | 0 | 0 | 0 | 0 | 0
PJM_ROM_2_NYISO_A-F | PJM_ROM | NYISO_A-F | 2040 | B1 | 10 | 0 | 2000 | 0 | 0 | 0 | 0 | 0 | 0 | 0 | 0 | 0 | 21.3304 | 7.1101
PJM_ROM_2_NYISO_A-F | PJM_ROM | NYISO_A-F | 2040 | B2 | 25 | 0 | 2000 | 0 | 0 | 0 | 0 | 0 | 0 | 0 | 0 | 0 | 21.3304 | 7.1101
PJM_ROM_2_NYISO_A-F | PJM_ROM | NYISO_A-F | 2040 | B3 | 75 | 0 | 2000 | 0 | 0 | 0 | 0 | 0 | 0 | 0 | 0 | 0 | 21.3304 | 7.1101
PJM_ROM_2_NYISO_A-F | PJM_ROM | NYISO_A-F | 2040 | B4 | 100 | 0 | 2000 | 0 | 0 | 0 | 0 | 0 | 0 | 0 | 0 | 0 | 21.3304 | 7.1101
PJM_ROM_2_NYISO_A-F | PJM_ROM | NYISO_A-F | 2040 | B5 | 200 | 0 | 2000 | 0 | 0 | 0 | 0 | 0 | 0 | 0 | 0 | 0 | 21.3304 | 7.1101
PJM_ROM_2_NYISO_A-F | PJM_ROM | NYISO_A-F | 2040 | B6 | 300 | 0 | 2000 | 0 | 0 | 0 | 0 | 0 | 0 | 0 | 0 | 0 | 21.3304 | 7.1101
PJM_ROM_2_NYISO_A-F | PJM_ROM | NYISO_A-F | 2040 | B7 | 400 | 0 | 2000 | 0 | 0 | 0 | 0 | 0 | 0 | 0 | 0 | 0 | 21.3304 | 7.1101
PJM_ROM_2_NYISO_A-F | PJM_ROM | NYISO_A-F | 2040 | B8 | 500 | 0 | 2000 | 0 | 0 | 0 | 0 | 0 | 0 | 0 | 0 | 0 | 21.3304 | 7.1101
PJM_ROM_2_NYISO_A-F | PJM_ROM | NYISO_A-F | 2040 | B9 | 800 | 0 | 2000 | 0 | 0 | 0 | 0 | 0 | 0 | 0 | 0 | 0 | 21.3304 | 7.1101
PJM_ROM_2_NYISO_A-F | PJM_ROM | NYISO_A-F | 2040 | B10 | 1262 | 0 | 2000 | 2000 | 2000 | 2000 | 0 | 0 | 28.4405 | 0.52228 | 2.5283 | 28.4405 | 21.3304 | 7.1101
PJM_ROM_2_NYISO_A-F | PJM_ROM | NYISO_A-F | 2040 | B11 | 25 | 0 | 2000 | 0 | 0 | 0 | 0 | 0 | 0 | 0 | 0 | 0 | 21.3304 | 7.1101
PJM_ROM_2_NYISO_A-F | PJM_ROM | NYISO_A-F | 2040 | B12 | 200 | 0 | 2000 | 0 | 0 | 0 | 0 | 0 | 0 | 0 | 0 | 0 | 21.3304 | 7.1101
PJM_ROM_2_NYISO_A-F | PJM_ROM | NYISO_A-F | 2040 | B13 | 600 | 0 | 2000 | 0 | 0 | 0 | 0 | 0 | 0 | 0 | 0 | 0 | 21.3304 | 7.1101
PJM_ROM_2_NYISO_A-F | PJM_ROM | NYISO_A-F | 2040 | B14 | 900 | 0 | 2000 | 0 | 0 | 0 | 0 | 0 | 0 | 0 | 0 | 0 | 21.3304 | 7.1101
PJM_ROM_2_NYISO_A-F | PJM_ROM | NYISO_A-F | 2040 | B15 | 1203 | 0 | 2000 | 0 | 0 | 0 | 0 | 0 | 0 | 0 | 0 | 0 | 21.3304 | 7.1101
PJM_ROM_2_NYISO_A-F | PJM_ROM | NYISO_A-F | 2040 | B16 | 25 | 0 | 2000 | 0 | 0 | 0 | 0 | 0 | 0 | 0 | 0 | 0 | 21.3304 | 7.1101
PJM_ROM_2_NYISO_A-F | PJM_ROM | NYISO_A-F | 2040 | B17 | 100 | 0 | 2000 | 0 | 0 | 0 | 0 | 0 | 0 | 0 | 0 | 0 | 21.3304 | 7.1101
PJM_ROM_2_NYISO_A-F | PJM_ROM | NYISO_A-F | 2040 | B18 | 400 | 0 | 2000 | 0 | 0 | 0 | 0 | 0 | 0 | 0 | 0 | 0 | 21.3304 | 7.1101
PJM_ROM_2_NYISO_A-F | PJM_ROM | NYISO_A-F | 2040 | B19 | 700 | 0 | 2000 | 0 | 0 | 0 | 0 | 0 | 0 | 0 | 0 | 0 | 21.3304 | 7.1101
PJM_ROM_2_NYISO_A-F | PJM_ROM | NYISO_A-F | 2040 | B20 | 935 | 0 | 2000 | 0 | 0 | 0 | 0 | 0 | 0 | 0 | 0 | 0 | 21.3304 | 7.1101
PJM_ROM_2_NYISO_A-F | PJM_ROM | NYISO_A-F | 2045 | B1 | 10 | 0 | 2000 | 0 | 0 | 0 | 0 | 0 | 0 | 0 | 0 | 0 | 43.6579 | 14.5526
PJM_ROM_2_NYISO_A-F | PJM_ROM | NYISO_A-F | 2045 | B2 | 25 | 0 | 2000 | 0 | 0 | 0 | 0 | 0 | 0 | 0 | 0 | 0 | 43.6579 | 14.5526
PJM_ROM_2_NYISO_A-F | PJM_ROM | NYISO_A-F | 2045 | B3 | 75 | 0 | 2000 | 0 | 0 | 0 | 0 | 0 | 0 | 0 | 0 | 0 | 43.6579 | 14.5526
PJM_ROM_2_NYISO_A-F | PJM_ROM | NYISO_A-F | 2045 | B4 | 100 | 0 | 2000 | 0 | 0 | 0 | 0 | 0 | 0 | 0 | 0 | 0 | 43.6579 | 14.5526
PJM_ROM_2_NYISO_A-F | PJM_ROM | NYISO_A-F | 2045 | B5 | 200 | 0 | 2000 | 0 | 0 | 0 | 0 | 0 | 0 | 0 | 0 | 0 | 43.6579 | 14.5526
PJM_ROM_2_NYISO_A-F | PJM_ROM | NYISO_A-F | 2045 | B6 | 300 | 0 | 2000 | 0 | 0 | 0 | 0 | 0 | 0 | 0 | 0 | 0 | 43.6579 | 14.5526
PJM_ROM_2_NYISO_A-F | PJM_ROM | NYISO_A-F | 2045 | B7 | 400 | 0 | 2000 | 0 | 0 | 0 | 0 | 0 | 0 | 0 | 0 | 0 | 43.6579 | 14.5526
PJM_ROM_2_NYISO_A-F | PJM_ROM | NYISO_A-F | 2045 | B8 | 500 | 0 | 2000 | 0 | 0 | 0 | 0 | 0 | 0 | 0 | 0 | 0 | 43.6579 | 14.5526
PJM_ROM_2_NYISO_A-F | PJM_ROM | NYISO_A-F | 2045 | B9 | 800 | 0 | 2000 | 0 | 0 | 0 | 0 | 0 | 0 | 0 | 0 | 0 | 43.6579 | 14.5526
PJM_ROM_2_NYISO_A-F | PJM_ROM | NYISO_A-F | 2045 | B10 | 1262 | 0 | 2000 | 2000 | 1099.17 | 2000 | 0 | 0 | 58.2105 | 0 | 3.7034 | 58.2105 | 43.6579 | 14.5526
PJM_ROM_2_NYISO_A-F | PJM_ROM | NYISO_A-F | 2045 | B11 | 25 | 0 | 2000 | 0 | 0 | 0 | 0 | 0 | 0 | 0 | 0 | 0 | 43.6579 | 14.5526
PJM_ROM_2_NYISO_A-F | PJM_ROM | NYISO_A-F | 2045 | B12 | 200 | 0 | 2000 | 0 | 0 | 0 | 0 | 0 | 0 | 0 | 0 | 0 | 43.6579 | 14.5526
PJM_ROM_2_NYISO_A-F | PJM_ROM | NYISO_A-F | 2045 | B13 | 600 | 0 | 2000 | 0 | 0 | 0 | 0 | 0 | 0 | 0 | 0 | 0 | 43.6579 | 14.5526
PJM_ROM_2_NYISO_A-F | PJM_ROM | NYISO_A-F | 2045 | B14 | 900 | 0 | 2000 | 0 | 0 | 0 | 0 | 0 | 0 | 0 | 0 | 0 | 43.6579 | 14.5526
PJM_ROM_2_NYISO_A-F | PJM_ROM | NYISO_A-F | 2045 | B15 | 1203 | 0 | 2000 | 0 | 0 | 0 | 0 | 0 | 0 | 0 | 0 | 0 | 43.6579 | 14.5526
PJM_ROM_2_NYISO_A-F | PJM_ROM | NYISO_A-F | 2045 | B16 | 25 | 0 | 2000 | 0 | 0 | 0 | 0 | 0 | 0 | 0 | 0 | 0 | 43.6579 | 14.5526
PJM_ROM_2_NYISO_A-F | PJM_ROM | NYISO_A-F | 2045 | B17 | 100 | 0 | 2000 | 0 | 0 | 0 | 0 | 0 | 0 | 0 | 0 | 0 | 43.6579 | 14.5526
PJM_ROM_2_NYISO_A-F | PJM_ROM | NYISO_A-F | 2045 | B18 | 400 | 0 | 2000 | 0 | 0 | 0 | 0 | 0 | 0 | 0 | 0 | 0 | 43.6579 | 14.5526
PJM_ROM_2_NYISO_A-F | PJM_ROM | NYISO_A-F | 2045 | B19 | 700 | 0 | 2000 | 0 | 0 | 0 | 0 | 0 | 0 | 0 | 0 | 0 | 43.6579 | 14.5526
PJM_ROM_2_NYISO_A-F | PJM_ROM | NYISO_A-F | 2045 | B20 | 935 | 0 | 2000 | 0 | 0 | 0 | 0 | 0 | 0 | 0 | 0 | 0 | 43.6579 | 14.5526
PJM_ROM_2_NYISO_A-F | PJM_ROM | NYISO_A-F | 2050 | B1 | 10 | 0 | 2000 | 0 | 0 | 0 | 0 | 0 | 0 | 0 | 0 | 0 | 66.377 | 22.1257
PJM_ROM_2_NYISO_A-F | PJM_ROM | NYISO_A-F | 2050 | B2 | 25 | 0 | 2000 | 0 | 0 | 0 | 0 | 0 | 0 | 0 | 0 | 0 | 66.377 | 22.1257
PJM_ROM_2_NYISO_A-F | PJM_ROM | NYISO_A-F | 2050 | B3 | 75 | 0 | 2000 | 0 | 0 | 0 | 0 | 0 | 0 | 0 | 0 | 0 | 66.377 | 22.1257
PJM_ROM_2_NYISO_A-F | PJM_ROM | NYISO_A-F | 2050 | B4 | 100 | 0 | 2000 | 0 | 0 | 0 | 0 | 0 | 0 | 0 | 0 | 0 | 66.377 | 22.1257
PJM_ROM_2_NYISO_A-F | PJM_ROM | NYISO_A-F | 2050 | B5 | 200 | 0 | 2000 | 0 | 0 | 0 | 0 | 0 | 0 | 0 | 0 | 0 | 66.377 | 22.1257
PJM_ROM_2_NYISO_A-F | PJM_ROM | NYISO_A-F | 2050 | B6 | 300 | 0 | 2000 | 0 | 0 | 0 | 0 | 0 | 0 | 0 | 0 | 0 | 66.377 | 22.1257
PJM_ROM_2_NYISO_A-F | PJM_ROM | NYISO_A-F | 2050 | B7 | 400 | 0 | 2000 | 0 | 0 | 0 | 0 | 0 | 0 | 0 | 0 | 0 | 66.377 | 22.1257
PJM_ROM_2_NYISO_A-F | PJM_ROM | NYISO_A-F | 2050 | B8 | 500 | 0 | 2000 | 0 | 0 | 0 | 0 | 0 | 0 | 0 | 0 | 0 | 66.377 | 22.1257
PJM_ROM_2_NYISO_A-F | PJM_ROM | NYISO_A-F | 2050 | B9 | 800 | 0 | 2000 | 0 | 0 | 0 | 0 | 0 | 0 | 0 | 0 | 0 | 66.377 | 22.1257
PJM_ROM_2_NYISO_A-F | PJM_ROM | NYISO_A-F | 2050 | B10 | 1262 | 0 | 2000 | 2000 | 2000 | 2000 | 0 | 0 | 88.5027 | 6.2555 | 6.6828 | 88.5027 | 66.377 | 22.1257
PJM_ROM_2_NYISO_A-F | PJM_ROM | NYISO_A-F | 2050 | B11 | 25 | 0 | 2000 | 0 | 0 | 0 | 0 | 0 | 0 | 0 | 0 | 0 | 66.377 | 22.1257
PJM_ROM_2_NYISO_A-F | PJM_ROM | NYISO_A-F | 2050 | B12 | 200 | 0 | 2000 | 0 | 0 | 0 | 0 | 0 | 0 | 0 | 0 | 0 | 66.377 | 22.1257
PJM_ROM_2_NYISO_A-F | PJM_ROM | NYISO_A-F | 2050 | B13 | 600 | 0 | 2000 | 0 | 0 | 0 | 0 | 0 | 0 | 0 | 0 | 0 | 66.377 | 22.1257
PJM_ROM_2_NYISO_A-F | PJM_ROM | NYISO_A-F | 2050 | B14 | 900 | 0 | 2000 | 0 | 0 | 0 | 0 | 0 | 0 | 0 | 0 | 0 | 66.377 | 22.1257
PJM_ROM_2_NYISO_A-F | PJM_ROM | NYISO_A-F | 2050 | B15 | 1203 | 0 | 2000 | 0 | 0 | 0 | 0 | 0 | 0 | 0 | 0 | 0 | 66.377 | 22.1257
PJM_ROM_2_NYISO_A-F | PJM_ROM | NYISO_A-F | 2050 | B16 | 25 | 0 | 2000 | 0 | 0 | 0 | 0 | 0 | 0 | 0 | 0 | 0 | 66.377 | 22.1257
PJM_ROM_2_NYISO_A-F | PJM_ROM | NYISO_A-F | 2050 | B17 | 100 | 0 | 2000 | 0 | 0 | 0 | 0 | 0 | 0 | 0 | 0 | 0 | 66.377 | 22.1257
PJM_ROM_2_NYISO_A-F | PJM_ROM | NYISO_A-F | 2050 | B18 | 400 | 0 | 2000 | 0 | 0 | 0 | 0 | 0 | 0 | 0 | 0 | 0 | 66.377 | 22.1257
PJM_ROM_2_NYISO_A-F | PJM_ROM | NYISO_A-F | 2050 | B19 | 700 | 0 | 2000 | 0 | 0 | 0 | 0 | 0 | 0 | 0 | 0 | 0 | 66.377 | 22.1257
PJM_ROM_2_NYISO_A-F | PJM_ROM | NYISO_A-F | 2050 | B20 | 935 | 0 | 2000 | 0 | 0 | 0 | 0 | 0 | 0 | 0 | 0 | 0 | 66.377 | 22.1257
PJM_ROM_2_PJM_E | PJM_ROM | PJM_E | 2015 | B1 | 10 | 0 | 8000 | 3220.2 | 2039.23 | 1587.09 | 0 | 0 | 0 | 0 | 0 | 0 | 0 | 0
PJM_ROM_2_PJM_E | PJM_ROM | PJM_E | 2015 | B2 | 25 | 0 | 8000 | 2496.53 | 1165.68 | 713.54 | 0 | 0 | 0 | 0 | 0 | 0 | 0 | 0
PJM_ROM_2_PJM_E | PJM_ROM | PJM_E | 2015 | B3 | 75 | 0 | 8000 | 0 | 0 | 0 | 0 | 0 | 0 | 0 | 0 | 0 | 0 | 0
PJM_ROM_2_PJM_E | PJM_ROM | PJM_E | 2015 | B4 | 100 | 0 | 8000 | 211.43 | 1069.1 | 616.96 | 0 | 0 | 0 | 0 | 0 | 0 | 0 | 0
PJM_ROM_2_PJM_E | PJM_ROM | PJM_E | 2015 | B5 | 200 | 0 | 8000 | 526.25 | 440.35 | 74.11 | 0 | 0 | 0 | 0 | 0 | 0 | 0 | 0
PJM_ROM_2_PJM_E | PJM_ROM | PJM_E | 2015 | B6 | 300 | 0 | 8000 | 248.35 | 129.8 | 129.8 | 0 | 0 | 0 | 0 | 0 | 0 | 0 | 0
PJM_ROM_2_PJM_E | PJM_ROM | PJM_E | 2015 | B7 | 400 | 0 | 8000 | 945.1 | 945.1 | 945.1 | 0 | 0 | 0 | 0 | 0 | 0 | 0 | 0
PJM_ROM_2_PJM_E | PJM_ROM | PJM_E | 2015 | B8 | 500 | 0 | 8000 | 0 | 0 | 0 | 0 | 0 | 0 | 0 | 0 | 0 | 0 | 0
PJM_ROM_2_PJM_E | PJM_ROM | PJM_E | 2015 | B9 | 800 | 0 | 8000 | 0 | 1934.98 | 1934.98 | 0 | 0 | 0 | 0 | 0 | 0 | 0 | 0
PJM_ROM_2_PJM_E | PJM_ROM | PJM_E | 2015 | B10 | 1262 | 0 | 8000 | 0 | 0 | 0 | 0 | 0 | 0 | 0 | 0 | 0 | 0 | 0
PJM_ROM_2_PJM_E | PJM_ROM | PJM_E | 2015 | B11 | 25 | 0 | 8000 | 0 | 0 | 0 | 0 | 0 | 0 | 0 | 0 | 0 | 0 | 0
PJM_ROM_2_PJM_E | PJM_ROM | PJM_E | 2015 | B12 | 200 | 0 | 8000 | 0 | 0 | 0 | 0 | 0 | 0 | 0 | 0 | 0 | 0 | 0
PJM_ROM_2_PJM_E | PJM_ROM | PJM_E | 2015 | B13 | 600 | 0 | 8000 | 187.54 | 187.54 | 187.54 | 0 | 0 | 0 | 0 | 0 | 0 | 0 | 0
PJM_ROM_2_PJM_E | PJM_ROM | PJM_E | 2015 | B14 | 900 | 0 | 8000 | 0 | 0 | 1113.87 | 0 | 0 | 0 | 0 | 0 | 0 | 0 | 0
PJM_ROM_2_PJM_E | PJM_ROM | PJM_E | 2015 | B15 | 1203 | 0 | 8000 | 109.25 | 109.25 | 109.25 | 0 | 0 | 0 | 0 | 0 | 0 | 0 | 0
PJM_ROM_2_PJM_E | PJM_ROM | PJM_E | 2015 | B16 | 25 | 0 | 8000 | 0 | 461.89 | 0 | 0 | 0 | 0 | 0 | 0 | 0 | 0 | 0
PJM_ROM_2_PJM_E | PJM_ROM | PJM_E | 2015 | B17 | 100 | 0 | 8000 | 0 | 0 | 1465.21 | 0 | 0 | 0 | 0 | 0 | 0 | 0 | 0
PJM_ROM_2_PJM_E | PJM_ROM | PJM_E | 2015 | B18 | 400 | 0 | 8000 | 1584.33 | 3965.76 | 3965.76 | 0 | 0 | 0 | 0 | 0 | 0 | 0 | 0
PJM_ROM_2_PJM_E | PJM_ROM | PJM_E | 2015 | B19 | 700 | 0 | 8000 | 2153.78 | 2740.61 | 2740.61 | 0 | 0 | 0 | 0 | 0 | 0 | 0 | 0
PJM_ROM_2_PJM_E | PJM_ROM | PJM_E | 2015 | B20 | 935 | 0 | 8000 | 1282.06 | 1334.34 | 1379.59 | 0 | 0 | 0 | 0 | 0 | 0 | 0 | 0
PJM_ROM_2_PJM_E | PJM_ROM | PJM_E | 2020 | B1 | 10 | 0 | 8000 | 1021.38 | 997.21 | 0 | 0 | 0 | 0 | 0 | 0 | 0 | 0 | 0
PJM_ROM_2_PJM_E | PJM_ROM | PJM_E | 2020 | B2 | 25 | 0 | 8000 | 1462.52 | 1157.16 | 0 | 0 | 0 | 0 | 0 | 0 | 0 | 0 | 0
PJM_ROM_2_PJM_E | PJM_ROM | PJM_E | 2020 | B3 | 75 | 0 | 8000 | 0 | 0 | 0 | 0 | 0 | 0 | 0 | 0 | 0 | 0 | 0
PJM_ROM_2_PJM_E | PJM_ROM | PJM_E | 2020 | B4 | 100 | 0 | 8000 | 0 | 0 | 0 | 0 | 0 | 0 | 0 | 0 | 0 | 0 | 0
PJM_ROM_2_PJM_E | PJM_ROM | PJM_E | 2020 | B5 | 200 | 0 | 8000 | 0 | 0 | 0 | 0 | 0 | 0 | 0 | 0 | 0 | 0 | 0
PJM_ROM_2_PJM_E | PJM_ROM | PJM_E | 2020 | B6 | 300 | 0 | 8000 | 0 | 0 | 0 | 0 | 0 | 0 | 0 | 0 | 0 | 0 | 0
PJM_ROM_2_PJM_E | PJM_ROM | PJM_E | 2020 | B7 | 400 | 0 | 8000 | 0 | 0 | 0 | 0 | 0 | 0 | 0 | 0 | 0 | 0 | 0
PJM_ROM_2_PJM_E | PJM_ROM | PJM_E | 2020 | B8 | 500 | 0 | 8000 | 0 | 0 | 0 | 0 | 0 | 0 | 0 | 0 | 0 | 0 | 0
PJM_ROM_2_PJM_E | PJM_ROM | PJM_E | 2020 | B9 | 800 | 0 | 8000 | 0 | 0 | 0 | 0 | 0 | 0 | 0 | 0 | 0 | 0 | 0
PJM_ROM_2_PJM_E | PJM_ROM | PJM_E | 2020 | B10 | 1262 | 0 | 8000 | 0 | 0 | 0 | 0 | 0 | 0 | 0 | 0 | 0 | 0 | 0
PJM_ROM_2_PJM_E | PJM_ROM | PJM_E | 2020 | B11 | 25 | 0 | 8000 | 0 | 0 | 0 | 0 | 0 | 0 | 0 | 0 | 0 | 0 | 0
PJM_ROM_2_PJM_E | PJM_ROM | PJM_E | 2020 | B12 | 200 | 0 | 8000 | 0 | 0 | 0 | 0 | 0 | 0 | 0 | 0 | 0 | 0 | 0
PJM_ROM_2_PJM_E | PJM_ROM | PJM_E | 2020 | B13 | 600 | 0 | 8000 | 0 | 0 | 0 | 0 | 0 | 0 | 0 | 0 | 0 | 0 | 0
PJM_ROM_2_PJM_E | PJM_ROM | PJM_E | 2020 | B14 | 900 | 0 | 8000 | 0 | 0 | 0 | 0 | 0 | 0 | 0 | 0 | 0 | 0 | 0
PJM_ROM_2_PJM_E | PJM_ROM | PJM_E | 2020 | B15 | 1203 | 0 | 8000 | 0 | 0 | 0 | 0 | 0 | 0 | 0 | 0 | 0 | 0 | 0
PJM_ROM_2_PJM_E | PJM_ROM | PJM_E | 2020 | B16 | 25 | 0 | 8000 | 0 | 0 | 0 | 0 | 0 | 0 | 0 | 0 | 0 | 0 | 0
PJM_ROM_2_PJM_E | PJM_ROM | PJM_E | 2020 | B17 | 100 | 0 | 8000 | 0 | 0 | 0 | 0 | 0 | 0 | 0 | 0 | 0 | 0 | 0
PJM_ROM_2_PJM_E | PJM_ROM | PJM_E | 2020 | B18 | 400 | 0 | 8000 | 0 | 0 | 0 | 0 | 0 | 0 | 0 | 0 | 0 | 0 | 0
PJM_ROM_2_PJM_E | PJM_ROM | PJM_E | 2020 | B19 | 700 | 0 | 8000 | 0 | 0 | 0 | 0 | 0 | 0 | 0 | 0 | 0 | 0 | 0
PJM_ROM_2_PJM_E | PJM_ROM | PJM_E | 2020 | B20 | 935 | 0 | 8000 | 0 | 0 | 0 | 0 | 0 | 0 | 0 | 0 | 0 | 0 | 0
PJM_ROM_2_PJM_E | PJM_ROM | PJM_E | 2025 | B1 | 10 | 0 | 8000 | 0 | 0 | 1059.27 | 0 | 0 | 0 | 0 | 0 | 0 | 0 | 0
PJM_ROM_2_PJM_E | PJM_ROM | PJM_E | 2025 | B2 | 25 | 0 | 8000 | 1330.93 | 0 | 431.33 | 0 | 0 | 0 | 0 | 0 | 0 | 0 | 0
PJM_ROM_2_PJM_E | PJM_ROM | PJM_E | 2025 | B3 | 75 | 0 | 8000 | 0 | 0 | 0 | 0 | 0 | 0 | 0 | 0 | 0 | 0 | 0
PJM_ROM_2_PJM_E | PJM_ROM | PJM_E | 2025 | B4 | 100 | 0 | 8000 | 0 | 0 | 0 | 0 | 0 | 0 | 0 | 0 | 0 | 0 | 0
PJM_ROM_2_PJM_E | PJM_ROM | PJM_E | 2025 | B5 | 200 | 0 | 8000 | 0 | 0 | 0 | 0 | 0 | 0 | 0 | 0 | 0 | 0 | 0
PJM_ROM_2_PJM_E | PJM_ROM | PJM_E | 2025 | B6 | 300 | 0 | 8000 | 0 | 0 | 0 | 0 | 0 | 0 | 0 | 0 | 0 | 0 | 0
PJM_ROM_2_PJM_E | PJM_ROM | PJM_E | 2025 | B7 | 400 | 0 | 8000 | 0 | 0 | 0 | 0 | 0 | 0 | 0 | 0 | 0 | 0 | 0
PJM_ROM_2_PJM_E | PJM_ROM | PJM_E | 2025 | B8 | 500 | 0 | 8000 | 0 | 0 | 0 | 0 | 0 | 0 | 0 | 0 | 0 | 0 | 0
PJM_ROM_2_PJM_E | PJM_ROM | PJM_E | 2025 | B9 | 800 | 0 | 8000 | 0 | 0 | 0 | 0 | 0 | 0 | 0 | 0 | 0 | 0 | 0
PJM_ROM_2_PJM_E | PJM_ROM | PJM_E | 2025 | B10 | 1262 | 0 | 8000 | 0 | 0 | 0 | 0 | 0 | 0 | 0 | 0 | 0 | 0 | 0
PJM_ROM_2_PJM_E | PJM_ROM | PJM_E | 2025 | B11 | 25 | 0 | 8000 | 0 | 0 | 0 | 0 | 0 | 0 | 0 | 0 | 0 | 0 | 0
PJM_ROM_2_PJM_E | PJM_ROM | PJM_E | 2025 | B12 | 200 | 0 | 8000 | 0 | 0 | 0 | 0 | 0 | 0 | 0 | 0 | 0 | 0 | 0
PJM_ROM_2_PJM_E | PJM_ROM | PJM_E | 2025 | B13 | 600 | 0 | 8000 | 0 | 0 | 0 | 0 | 0 | 0 | 0 | 0 | 0 | 0 | 0
PJM_ROM_2_PJM_E | PJM_ROM | PJM_E | 2025 | B14 | 900 | 0 | 8000 | 0 | 0 | 0 | 0 | 0 | 0 | 0 | 0 | 0 | 0 | 0
PJM_ROM_2_PJM_E | PJM_ROM | PJM_E | 2025 | B15 | 1203 | 0 | 8000 | 0 | 0 | 498.02 | 0 | 0 | 0 | 0 | 0 | 0 | 0 | 0
PJM_ROM_2_PJM_E | PJM_ROM | PJM_E | 2025 | B16 | 25 | 0 | 8000 | 0 | 0 | 0 | 0 | 0 | 0 | 0 | 0 | 0 | 0 | 0
PJM_ROM_2_PJM_E | PJM_ROM | PJM_E | 2025 | B17 | 100 | 0 | 8000 | 0 | 0 | 472.08 | 0 | 0 | 0 | 0 | 0 | 0 | 0 | 0
PJM_ROM_2_PJM_E | PJM_ROM | PJM_E | 2025 | B18 | 400 | 0 | 8000 | 0 | 0 | 1551.44 | 0 | 0 | 0 | 0 | 0 | 0 | 0 | 0
PJM_ROM_2_PJM_E | PJM_ROM | PJM_E | 2025 | B19 | 700 | 0 | 8000 | 0 | 0 | 849.49 | 0 | 0 | 0 | 0 | 0 | 0 | 0 | 0
PJM_ROM_2_PJM_E | PJM_ROM | PJM_E | 2025 | B20 | 935 | 0 | 8000 | 0 | 1934.4 | 2286.13 | 0 | 0 | 0 | 0 | 0 | 0 | 0 | 0
PJM_ROM_2_PJM_E | PJM_ROM | PJM_E | 2030 | B1 | 10 | 0 | 8000 | 0 | 3481.23 | 654.23 | 0 | 0 | 0 | 0 | 0 | 0 | 0 | 0
PJM_ROM_2_PJM_E | PJM_ROM | PJM_E | 2030 | B2 | 25 | 0 | 8000 | 67.25 | 1336.61 | 0 | 0 | 0 | 0 | 0 | 0 | 0 | 0 | 0
PJM_ROM_2_PJM_E | PJM_ROM | PJM_E | 2030 | B3 | 75 | 0 | 8000 | 0 | 0 | 0 | 0 | 0 | 0 | 0 | 0 | 0 | 0 | 0
PJM_ROM_2_PJM_E | PJM_ROM | PJM_E | 2030 | B4 | 100 | 0 | 8000 | 0 | 0 | 0 | 0 | 0 | 0 | 0 | 0 | 0 | 0 | 0
PJM_ROM_2_PJM_E | PJM_ROM | PJM_E | 2030 | B5 | 200 | 0 | 8000 | 0 | 0 | 0 | 0 | 0 | 0 | 0 | 0 | 0 | 0 | 0
PJM_ROM_2_PJM_E | PJM_ROM | PJM_E | 2030 | B6 | 300 | 0 | 8000 | 0 | 0 | 0 | 0 | 0 | 0 | 0 | 0 | 0 | 0 | 0
PJM_ROM_2_PJM_E | PJM_ROM | PJM_E | 2030 | B7 | 400 | 0 | 8000 | 0 | 0 | 0 | 0 | 0 | 0 | 0 | 0 | 0 | 0 | 0
PJM_ROM_2_PJM_E | PJM_ROM | PJM_E | 2030 | B8 | 500 | 0 | 8000 | 0 | 0 | 0 | 0 | 0 | 0 | 0 | 0 | 0 | 0 | 0
PJM_ROM_2_PJM_E | PJM_ROM | PJM_E | 2030 | B9 | 800 | 0 | 8000 | 0 | 0 | 0 | 0 | 0 | 0 | 0 | 0 | 0 | 0 | 0
PJM_ROM_2_PJM_E | PJM_ROM | PJM_E | 2030 | B10 | 1262 | 0 | 8000 | 0 | 0 | 0 | 0 | 0 | 0 | 0 | 0 | 0 | 0 | 0
PJM_ROM_2_PJM_E | PJM_ROM | PJM_E | 2030 | B11 | 25 | 0 | 8000 | 0 | 0 | 0 | 0 | 0 | 0 | 0 | 0 | 0 | 0 | 0
PJM_ROM_2_PJM_E | PJM_ROM | PJM_E | 2030 | B12 | 200 | 0 | 8000 | 0 | 0 | 0 | 0 | 0 | 0 | 0 | 0 | 0 | 0 | 0
PJM_ROM_2_PJM_E | PJM_ROM | PJM_E | 2030 | B13 | 600 | 0 | 8000 | 0 | 0 | 1366.02 | 0 | 0 | 0 | 0 | 0 | 0 | 0 | 0
PJM_ROM_2_PJM_E | PJM_ROM | PJM_E | 2030 | B14 | 900 | 0 | 8000 | 0 | 547.27 | 547.27 | 0 | 0 | 0 | 0 | 0 | 0 | 0 | 0
PJM_ROM_2_PJM_E | PJM_ROM | PJM_E | 2030 | B15 | 1203 | 0 | 8000 | 0 | 878.16 | 1260.34 | 0 | 0 | 0 | 0 | 0 | 0 | 0 | 0
PJM_ROM_2_PJM_E | PJM_ROM | PJM_E | 2030 | B16 | 25 | 0 | 8000 | 0 | 2602.25 | 3181.08 | 0 | 0 | 0 | 0 | 0 | 0 | 0 | 0
PJM_ROM_2_PJM_E | PJM_ROM | PJM_E | 2030 | B17 | 100 | 0 | 8000 | 0 | 2343.79 | 2343.79 | 0 | 0 | 0 | 0 | 0 | 0 | 0 | 0
PJM_ROM_2_PJM_E | PJM_ROM | PJM_E | 2030 | B18 | 400 | 0 | 8000 | 153.85 | 1733.38 | 1733.38 | 0 | 0 | 0 | 0 | 0 | 0 | 0 | 0
PJM_ROM_2_PJM_E | PJM_ROM | PJM_E | 2030 | B19 | 700 | 0 | 8000 | 619.08 | 619.08 | 619.08 | 0 | 0 | 0 | 0 | 0 | 0 | 0 | 0
PJM_ROM_2_PJM_E | PJM_ROM | PJM_E | 2030 | B20 | 935 | 0 | 8000 | 1262.25 | 1262.25 | 1262.25 | 0 | 0 | 0 | 0 | 0 | 0 | 0 | 0
PJM_ROM_2_PJM_E | PJM_ROM | PJM_E | 2035 | B1 | 10 | 0 | 8000 | 1589.05 | 3962.67 | 3133.75 | 0 | 0 | 0 | 0 | 0 | 0 | 0 | 0
PJM_ROM_2_PJM_E | PJM_ROM | PJM_E | 2035 | B2 | 25 | 0 | 8000 | 3138.98 | 5672.74 | 2428.3 | 0 | 0 | 0 | 0 | 0 | 0 | 0 | 0
PJM_ROM_2_PJM_E | PJM_ROM | PJM_E | 2035 | B3 | 75 | 0 | 8000 | 637.99 | 847.07 | 64.25 | 0 | 0 | 0 | 0 | 0 | 0 | 0 | 0
PJM_ROM_2_PJM_E | PJM_ROM | PJM_E | 2035 | B4 | 100 | 0 | 8000 | 0 | 0 | 0 | 0 | 0 | 0 | 0 | 0 | 0 | 0 | 0
PJM_ROM_2_PJM_E | PJM_ROM | PJM_E | 2035 | B5 | 200 | 0 | 8000 | 1838.52 | 0 | 0 | 0 | 0 | 0 | 0 | 0 | 0 | 0 | 0
PJM_ROM_2_PJM_E | PJM_ROM | PJM_E | 2035 | B6 | 300 | 0 | 8000 | 0 | 0 | 0 | 0 | 0 | 0 | 0 | 0 | 0 | 0 | 0
PJM_ROM_2_PJM_E | PJM_ROM | PJM_E | 2035 | B7 | 400 | 0 | 8000 | 977.38 | 0 | 0 | 0 | 0 | 0 | 0 | 0 | 0 | 0 | 0
PJM_ROM_2_PJM_E | PJM_ROM | PJM_E | 2035 | B8 | 500 | 0 | 8000 | 1657.08 | 0 | 0 | 0 | 0 | 0 | 0 | 0 | 0 | 0 | 0
PJM_ROM_2_PJM_E | PJM_ROM | PJM_E | 2035 | B9 | 800 | 0 | 8000 | 2684.29 | 1854.29 | 2047.29 | 0 | 0 | 0 | 0 | 0 | 0 | 0 | 0
PJM_ROM_2_PJM_E | PJM_ROM | PJM_E | 2035 | B10 | 1262 | 0 | 8000 | 0 | 290.11 | 76.26 | 0 | 0 | 0 | 0 | 0 | 0 | 0 | 0
PJM_ROM_2_PJM_E | PJM_ROM | PJM_E | 2035 | B11 | 25 | 0 | 8000 | 1137.89 | 0 | 0 | 0 | 0 | 0 | 0 | 0 | 0 | 0 | 0
PJM_ROM_2_PJM_E | PJM_ROM | PJM_E | 2035 | B12 | 200 | 0 | 8000 | 746.13 | 3527.31 | 3392.95 | 0 | 0 | 0 | 0 | 0 | 0 | 0 | 0
PJM_ROM_2_PJM_E | PJM_ROM | PJM_E | 2035 | B13 | 600 | 0 | 8000 | 1829.23 | 2824.57 | 3013.93 | 0 | 0 | 0 | 0 | 0 | 0 | 0 | 0
PJM_ROM_2_PJM_E | PJM_ROM | PJM_E | 2035 | B14 | 900 | 0 | 8000 | 1967.1 | 1933.83 | 2233.6 | 0 | 0 | 0 | 0 | 0 | 0 | 0 | 0
PJM_ROM_2_PJM_E | PJM_ROM | PJM_E | 2035 | B15 | 1203 | 0 | 8000 | 0 | 1552.86 | 2217.96 | 0 | 0 | 0 | 0 | 0 | 0 | 0 | 0
PJM_ROM_2_PJM_E | PJM_ROM | PJM_E | 2035 | B16 | 25 | 0 | 8000 | 1788.78 | 4865.71 | 5171.65 | 0 | 0 | 0 | 0 | 0 | 0 | 0 | 0
PJM_ROM_2_PJM_E | PJM_ROM | PJM_E | 2035 | B17 | 100 | 0 | 8000 | 968.48 | 4242.94 | 4293.85 | 0 | 0 | 0 | 0 | 0 | 0 | 0 | 0
PJM_ROM_2_PJM_E | PJM_ROM | PJM_E | 2035 | B18 | 400 | 0 | 8000 | 3644.62 | 3223.31 | 3649.53 | 0 | 0 | 0 | 0 | 0 | 0 | 0 | 0
PJM_ROM_2_PJM_E | PJM_ROM | PJM_E | 2035 | B19 | 700 | 0 | 8000 | 2547.91 | 1976.23 | 2789.32 | 0 | 0 | 0 | 0 | 0 | 0 | 0 | 0
PJM_ROM_2_PJM_E | PJM_ROM | PJM_E | 2035 | B20 | 935 | 0 | 8000 | 559.42 | 3226.18 | 3172.38 | 0 | 0 | 0 | 0 | 0 | 0 | 0 | 0
PJM_ROM_2_PJM_E | PJM_ROM | PJM_E | 2040 | B1 | 10 | 0 | 8000 | 1673.79 | 4703.48 | 4351.24 | 0 | 0 | 0 | 0 | 0 | 0 | 0 | 0
PJM_ROM_2_PJM_E | PJM_ROM | PJM_E | 2040 | B2 | 25 | 0 | 8000 | 5373.85 | 6609.01 | 4573.42 | 0 | 0 | 0 | 0 | 0 | 0 | 0 | 0
PJM_ROM_2_PJM_E | PJM_ROM | PJM_E | 2040 | B3 | 75 | 0 | 8000 | 1769 | 1798.21 | 1335.83 | 0 | 0 | 0 | 0 | 0 | 0 | 0 | 0
PJM_ROM_2_PJM_E | PJM_ROM | PJM_E | 2040 | B4 | 100 | 0 | 8000 | 115.9 | 0 | 0 | 0 | 0 | 0 | 0 | 0 | 0 | 0 | 0
PJM_ROM_2_PJM_E | PJM_ROM | PJM_E | 2040 | B5 | 200 | 0 | 8000 | 1819.09 | 288.11 | 457.77 | 0 | 0 | 0 | 0 | 0 | 0 | 0 | 0
PJM_ROM_2_PJM_E | PJM_ROM | PJM_E | 2040 | B6 | 300 | 0 | 8000 | 2644.37 | 3121.49 | 0 | 0 | 0 | 0 | 0 | 0 | 0 | 0 | 0
PJM_ROM_2_PJM_E | PJM_ROM | PJM_E | 2040 | B7 | 400 | 0 | 8000 | 2006.16 | 1872.96 | 58.03 | 0 | 0 | 0 | 0 | 0 | 0 | 0 | 0
PJM_ROM_2_PJM_E | PJM_ROM | PJM_E | 2040 | B8 | 500 | 0 | 8000 | 4867.37 | 4334.65 | 4207.37 | 0 | 0 | 0 | 0 | 0 | 0 | 0 | 0
PJM_ROM_2_PJM_E | PJM_ROM | PJM_E | 2040 | B9 | 800 | 0 | 8000 | 2969.15 | 2763.92 | 2956.92 | 0 | 0 | 0 | 0 | 0 | 0 | 0 | 0
PJM_ROM_2_PJM_E | PJM_ROM | PJM_E | 2040 | B10 | 1262 | 0 | 8000 | 5683.37 | 5919.91 | 8000 | 0 | 519.14 | 0 | 0 | 0.01187 | 0 | 0 | 0
PJM_ROM_2_PJM_E | PJM_ROM | PJM_E | 2040 | B11 | 25 | 0 | 8000 | 3915.28 | 0 | 0 | 0 | 0 | 0 | 0 | 0 | 0 | 0 | 0
PJM_ROM_2_PJM_E | PJM_ROM | PJM_E | 2040 | B12 | 200 | 0 | 8000 | 4364.84 | 1683.75 | 1821.67 | 0 | 0 | 0 | 0 | 0 | 0 | 0 | 0
PJM_ROM_2_PJM_E | PJM_ROM | PJM_E | 2040 | B13 | 600 | 0 | 8000 | 3732.21 | 552.72 | 1983.39 | 0 | 0 | 0 | 0 | 0 | 0 | 0 | 0
PJM_ROM_2_PJM_E | PJM_ROM | PJM_E | 2040 | B14 | 900 | 0 | 8000 | 2253.69 | 4166.56 | 5750 | 0 | 0 | 0 | 0 | 0 | 0 | 0 | 0
PJM_ROM_2_PJM_E | PJM_ROM | PJM_E | 2040 | B15 | 1203 | 0 | 8000 | 3524.39 | 5065.62 | 6002.25 | 0 | 0 | 0 | 0 | 0 | 0 | 0 | 0
PJM_ROM_2_PJM_E | PJM_ROM | PJM_E | 2040 | B16 | 25 | 0 | 8000 | 5824.75 | 2765.82 | 1307.26 | 0 | 0 | 0 | 0 | 0 | 0 | 0 | 0
PJM_ROM_2_PJM_E | PJM_ROM | PJM_E | 2040 | B17 | 100 | 0 | 8000 | 5554.68 | 4245.55 | 2872.28 | 0 | 0 | 0 | 0 | 0 | 0 | 0 | 0
PJM_ROM_2_PJM_E | PJM_ROM | PJM_E | 2040 | B18 | 400 | 0 | 8000 | 5002.34 | 3651.01 | 2476.84 | 0 | 0 | 0 | 0 | 0 | 0 | 0 | 0
PJM_ROM_2_PJM_E | PJM_ROM | PJM_E | 2040 | B19 | 700 | 0 | 8000 | 3606.24 | 2930.95 | 2407.94 | 0 | 0 | 0 | 0 | 0 | 0 | 0 | 0
PJM_ROM_2_PJM_E | PJM_ROM | PJM_E | 2040 | B20 | 935 | 0 | 8000 | 4500.93 | 4978.28 | 6184.81 | 0 | 0 | 0 | 0 | 0 | 0 | 0 | 0
PJM_ROM_2_PJM_E | PJM_ROM | PJM_E | 2045 | B1 | 10 | 0 | 8000 | 2558.61 | 6832.86 | 5659.63 | 0 | 0 | 0 | 0 | 0 | 0 | 4.0358 | 1.3453
PJM_ROM_2_PJM_E | PJM_ROM | PJM_E | 2045 | B2 | 25 | 0 | 8000 | 5096.1 | 7010.24 | 5239.32 | 0 | 0 | 0 | 0 | 0 | 0 | 4.0358 | 1.3453
PJM_ROM_2_PJM_E | PJM_ROM | PJM_E | 2045 | B3 | 75 | 0 | 8000 | 2811.23 | 4180.96 | 2879.21 | 0 | 0 | 0 | 0 | 0 | 0 | 4.0358 | 1.3453
PJM_ROM_2_PJM_E | PJM_ROM | PJM_E | 2045 | B4 | 100 | 0 | 8000 | 2274.74 | 3497.49 | 3546.26 | 0 | 0 | 0 | 0 | 0 | 0 | 4.0358 | 1.3453
PJM_ROM_2_PJM_E | PJM_ROM | PJM_E | 2045 | B5 | 200 | 0 | 8000 | 4299.67 | 3229.35 | 1121.84 | 0 | 0 | 0 | 0 | 0 | 0 | 4.0358 | 1.3453
PJM_ROM_2_PJM_E | PJM_ROM | PJM_E | 2045 | B6 | 300 | 0 | 8000 | 3257.48 | 3326.27 | 2346.03 | 0 | 0 | 0 | 0 | 0 | 0 | 4.0358 | 1.3453
PJM_ROM_2_PJM_E | PJM_ROM | PJM_E | 2045 | B7 | 400 | 0 | 8000 | 5466.99 | 6348.59 | 6064.41 | 0 | 0 | 0 | 0 | 0 | 0 | 4.0358 | 1.3453
PJM_ROM_2_PJM_E | PJM_ROM | PJM_E | 2045 | B8 | 500 | 0 | 8000 | 4990.57 | 5436.18 | 5439.86 | 0 | 0 | 0 | 0 | 0 | 0 | 4.0358 | 1.3453
PJM_ROM_2_PJM_E | PJM_ROM | PJM_E | 2045 | B9 | 800 | 0 | 8000 | 2425.21 | 3868.05 | 4097.01 | 0 | 0 | 0 | 0 | 0 | 0 | 4.0358 | 1.3453
PJM_ROM_2_PJM_E | PJM_ROM | PJM_E | 2045 | B10 | 1262 | 0 | 8000 | 6794.74 | 6772.02 | 8000 | 0 | 1414.09 | 0 | 0 | 0.42732 | 0 | 4.0358 | 1.3453
PJM_ROM_2_PJM_E | PJM_ROM | PJM_E | 2045 | B11 | 25 | 0 | 8000 | 5634.06 | 1363.82 | 3151.55 | 0 | 0 | 0 | 0 | 0 | 0 | 4.0358 | 1.3453
PJM_ROM_2_PJM_E | PJM_ROM | PJM_E | 2045 | B12 | 200 | 0 | 8000 | 8000 | 5706.59 | 7322.81 | 0 | 0 | 9.2823 | 0 | 0 | 3.0941 | 4.0358 | 1.3453
PJM_ROM_2_PJM_E | PJM_ROM | PJM_E | 2045 | B13 | 600 | 0 | 8000 | 7300.84 | 6105.19 | 7468.98 | 0 | 0 | 0 | 0 | 0 | 0 | 4.0358 | 1.3453
PJM_ROM_2_PJM_E | PJM_ROM | PJM_E | 2045 | B14 | 900 | 0 | 8000 | 6319.49 | 6280.51 | 6775.2 | 0 | 0 | 0 | 0 | 0 | 0 | 4.0358 | 1.3453
PJM_ROM_2_PJM_E | PJM_ROM | PJM_E | 2045 | B15 | 1203 | 0 | 8000 | 5383.77 | 5755.07 | 6291.8 | 0 | 0 | 0 | 0 | 0 | 0 | 4.0358 | 1.3453
PJM_ROM_2_PJM_E | PJM_ROM | PJM_E | 2045 | B16 | 25 | 0 | 8000 | 5896.97 | 7779.11 | 8000 | 0 | 0 | 0 | 0 | 0.17805 | 0 | 4.0358 | 1.3453
PJM_ROM_2_PJM_E | PJM_ROM | PJM_E | 2045 | B17 | 100 | 0 | 8000 | 4635.71 | 7181.15 | 7686.23 | 0 | 0 | 0 | 0 | 0 | 0 | 4.0358 | 1.3453
PJM_ROM_2_PJM_E | PJM_ROM | PJM_E | 2045 | B18 | 400 | 0 | 8000 | 8000 | 7340.54 | 7103.06 | 0 | 0 | 3.4304 | 0 | 0 | 2.287 | 4.0358 | 1.3453
PJM_ROM_2_PJM_E | PJM_ROM | PJM_E | 2045 | B19 | 700 | 0 | 8000 | 7147.62 | 6822.62 | 6298.84 | 0 | 0 | 0 | 0 | 0 | 0 | 4.0358 | 1.3453
PJM_ROM_2_PJM_E | PJM_ROM | PJM_E | 2045 | B20 | 935 | 0 | 8000 | 5683.41 | 6249.34 | 6336.69 | 0 | 0 | 0 | 0 | 0 | 0 | 4.0358 | 1.3453
PJM_ROM_2_PJM_E | PJM_ROM | PJM_E | 2050 | B1 | 10 | 10 | 8000 | 618.58 | 8000 | 8000 | 48.94 | 314.84 | 0 | 1.46 | 0.4748 | 0 | 19.6834 | 6.5611
PJM_ROM_2_PJM_E | PJM_ROM | PJM_E | 2050 | B2 | 25 | 0 | 8000 | 1621.34 | 7549.66 | 7667.93 | 0 | 0 | 0 | 0 | 0 | 0 | 19.6834 | 6.5611
PJM_ROM_2_PJM_E | PJM_ROM | PJM_E | 2050 | B3 | 75 | 0 | 8000 | 3102.92 | 5186.31 | 5347.28 | 0 | 0 | 0 | 0 | 0 | 0 | 19.6834 | 6.5611
PJM_ROM_2_PJM_E | PJM_ROM | PJM_E | 2050 | B4 | 100 | 0 | 8000 | 1478.9 | 2783.44 | 5629.09 | 0 | 0 | 0 | 0 | 0 | 0 | 19.6834 | 6.5611
PJM_ROM_2_PJM_E | PJM_ROM | PJM_E | 2050 | B5 | 200 | 0 | 8000 | 4407.32 | 4632.06 | 7584.12 | 0 | 0 | 0 | 0 | 0 | 0 | 19.6834 | 6.5611
PJM_ROM_2_PJM_E | PJM_ROM | PJM_E | 2050 | B6 | 300 | 0 | 8000 | 6157.08 | 7343.48 | 8000 | 0 | 1542.19 | 0 | 0 | 0.4748 | 0 | 19.6834 | 6.5611
PJM_ROM_2_PJM_E | PJM_ROM | PJM_E | 2050 | B7 | 400 | 0 | 8000 | 4108.38 | 4882.74 | 7545.8 | 0 | 0 | 0 | 0 | 0 | 0 | 19.6834 | 6.5611
PJM_ROM_2_PJM_E | PJM_ROM | PJM_E | 2050 | B8 | 500 | 500 | 8000 | 7562.9 | 8000 | 8000 | 568.05 | 3728.93 | 0 | 1.46 | 0.4748 | 0 | 19.6834 | 6.5611
PJM_ROM_2_PJM_E | PJM_ROM | PJM_E | 2050 | B9 | 800 | 0 | 8000 | 7449.46 | 7922.49 | 8000 | 0 | 2653.24 | 0 | 0 | 0.4748 | 0 | 19.6834 | 6.5611
PJM_ROM_2_PJM_E | PJM_ROM | PJM_E | 2050 | B10 | 1262 | 0 | 8000 | 6175.03 | 6104.58 | 8000 | 0 | 878.81 | 0 | 0 | 0.4748 | 0 | 19.6834 | 6.5611
PJM_ROM_2_PJM_E | PJM_ROM | PJM_E | 2050 | B11 | 25 | 0 | 8000 | 7089.14 | 5844.45 | 4451.91 | 0 | 0 | 0 | 0 | 0 | 0 | 19.6834 | 6.5611
PJM_ROM_2_PJM_E | PJM_ROM | PJM_E | 2050 | B12 | 200 | 0 | 8000 | 6845.23 | 6070.38 | 8000 | 0 | 1103.14 | 0 | 0 | 0.4748 | 0 | 19.6834 | 6.5611
PJM_ROM_2_PJM_E | PJM_ROM | PJM_E | 2050 | B13 | 600 | 0 | 8000 | 6325.43 | 6943.09 | 8000 | 0 | 1502.92 | 0 | 0 | 0.4748 | 0 | 19.6834 | 6.5611
PJM_ROM_2_PJM_E | PJM_ROM | PJM_E | 2050 | B14 | 900 | 0 | 8000 | 5423.17 | 6820.77 | 8000 | 0 | 1344.62 | 0 | 0 | 0.4748 | 0 | 19.6834 | 6.5611
PJM_ROM_2_PJM_E | PJM_ROM | PJM_E | 2050 | B15 | 1203 | 0 | 8000 | 5386.53 | 4615.28 | 7400.64 | 0 | 0 | 0 | 0 | 0 | 0 | 19.6834 | 6.5611
PJM_ROM_2_PJM_E | PJM_ROM | PJM_E | 2050 | B16 | 25 | 0 | 8000 | 8000 | 7408.85 | 8000 | 0 | 3238.81 | 26.2446 | 0 | 0.4748 | 26.2446 | 19.6834 | 6.5611
PJM_ROM_2_PJM_E | PJM_ROM | PJM_E | 2050 | B17 | 100 | 0 | 8000 | 6985.82 | 6743.89 | 8000 | 0 | 2151.41 | 0 | 0 | 0.4748 | 0 | 19.6834 | 6.5611
PJM_ROM_2_PJM_E | PJM_ROM | PJM_E | 2050 | B18 | 400 | 0 | 8000 | 6310.56 | 7253.71 | 8000 | 0 | 2212.01 | 0 | 0 | 0.4748 | 0 | 19.6834 | 6.5611
PJM_ROM_2_PJM_E | PJM_ROM | PJM_E | 2050 | B19 | 700 | 0 | 8000 | 5324.3 | 6582.49 | 8000 | 0 | 1528.1 | 0 | 0 | 0.4748 | 0 | 19.6834 | 6.5611
PJM_ROM_2_PJM_E | PJM_ROM | PJM_E | 2050 | B20 | 935 | 0 | 8000 | 5376.36 | 5045.14 | 8000 | 0 | 796.09 | 0 | 0 | 0.4748 | 0 | 19.6834 | 6.5611
PJM_ROM_2_PJM_ROR | PJM_ROM | PJM_ROR | 2015 | B1 | 10 | 0 | 8000 | 0 | 0 | 0 | 0 | 0 | 0 | 0 | 0 | 0 | 0 | 0
PJM_ROM_2_PJM_ROR | PJM_ROM | PJM_ROR | 2015 | B2 | 25 | 0 | 8000 | 0 | 0 | 0 | 0 | 0 | 0 | 0 | 0 | 0 | 0 | 0
PJM_ROM_2_PJM_ROR | PJM_ROM | PJM_ROR | 2015 | B3 | 75 | 0 | 8000 | 0 | 0 | 0 | 0 | 0 | 0 | 0 | 0 | 0 | 0 | 0
PJM_ROM_2_PJM_ROR | PJM_ROM | PJM_ROR | 2015 | B4 | 100 | 0 | 8000 | 0 | 0 | 0 | 0 | 0 | 0 | 0 | 0 | 0 | 0 | 0
PJM_ROM_2_PJM_ROR | PJM_ROM | PJM_ROR | 2015 | B5 | 200 | 0 | 8000 | 0 | 0 | 0 | 0 | 0 | 0 | 0 | 0 | 0 | 0 | 0
PJM_ROM_2_PJM_ROR | PJM_ROM | PJM_ROR | 2015 | B6 | 300 | 0 | 8000 | 0 | 0 | 0 | 0 | 0 | 0 | 0 | 0 | 0 | 0 | 0
PJM_ROM_2_PJM_ROR | PJM_ROM | PJM_ROR | 2015 | B7 | 400 | 0 | 8000 | 0 | 0 | 0 | 0 | 0 | 0 | 0 | 0 | 0 | 0 | 0
PJM_ROM_2_PJM_ROR | PJM_ROM | PJM_ROR | 2015 | B8 | 500 | 0 | 8000 | 0 | 0 | 0 | 0 | 0 | 0 | 0 | 0 | 0 | 0 | 0
PJM_ROM_2_PJM_ROR | PJM_ROM | PJM_ROR | 2015 | B9 | 800 | 0 | 8000 | 0 | 0 | 0 | 0 | 0 | 0 | 0 | 0 | 0 | 0 | 0
PJM_ROM_2_PJM_ROR | PJM_ROM | PJM_ROR | 2015 | B10 | 1262 | 0 | 8000 | 0 | 0 | 0 | 0 | 0 | 0 | 0 | 0 | 0 | 0 | 0
PJM_ROM_2_PJM_ROR | PJM_ROM | PJM_ROR | 2015 | B11 | 25 | 0 | 8000 | 0 | 2818.17 | 4570.79 | 0 | 0 | 0 | 0 | 0 | 0 | 0 | 0
PJM_ROM_2_PJM_ROR | PJM_ROM | PJM_ROR | 2015 | B12 | 200 | 0 | 8000 | 0 | 0 | 0 | 0 | 0 | 0 | 0 | 0 | 0 | 0 | 0
PJM_ROM_2_PJM_ROR | PJM_ROM | PJM_ROR | 2015 | B13 | 600 | 0 | 8000 | 0 | 0 | 0 | 0 | 0 | 0 | 0 | 0 | 0 | 0 | 0
PJM_ROM_2_PJM_ROR | PJM_ROM | PJM_ROR | 2015 | B14 | 900 | 0 | 8000 | 0 | 0 | 0 | 0 | 0 | 0 | 0 | 0 | 0 | 0 | 0
PJM_ROM_2_PJM_ROR | PJM_ROM | PJM_ROR | 2015 | B15 | 1203 | 0 | 8000 | 0 | 0 | 0 | 0 | 0 | 0 | 0 | 0 | 0 | 0 | 0
PJM_ROM_2_PJM_ROR | PJM_ROM | PJM_ROR | 2015 | B16 | 25 | 0 | 8000 | 0 | 0 | 0 | 0 | 0 | 0 | 0 | 0 | 0 | 0 | 0
PJM_ROM_2_PJM_ROR | PJM_ROM | PJM_ROR | 2015 | B17 | 100 | 0 | 8000 | 0 | 0 | 0 | 0 | 0 | 0 | 0 | 0 | 0 | 0 | 0
PJM_ROM_2_PJM_ROR | PJM_ROM | PJM_ROR | 2015 | B18 | 400 | 0 | 8000 | 0 | 0 | 0 | 0 | 0 | 0 | 0 | 0 | 0 | 0 | 0
PJM_ROM_2_PJM_ROR | PJM_ROM | PJM_ROR | 2015 | B19 | 700 | 0 | 8000 | 0 | 0 | 0 | 0 | 0 | 0 | 0 | 0 | 0 | 0 | 0
PJM_ROM_2_PJM_ROR | PJM_ROM | PJM_ROR | 2015 | B20 | 935 | 0 | 8000 | 0 | 0 | 0 | 0 | 0 | 0 | 0 | 0 | 0 | 0 | 0
PJM_ROM_2_PJM_ROR | PJM_ROM | PJM_ROR | 2020 | B1 | 10 | 0 | 8000 | 0 | 0 | 0 | 0 | 0 | 0 | 0 | 0 | 0 | 0 | 0
PJM_ROM_2_PJM_ROR | PJM_ROM | PJM_ROR | 2020 | B2 | 25 | 0 | 8000 | 0 | 0 | 0 | 0 | 0 | 0 | 0 | 0 | 0 | 0 | 0
PJM_ROM_2_PJM_ROR | PJM_ROM | PJM_ROR | 2020 | B3 | 75 | 0 | 8000 | 0 | 0 | 2745.76 | 0 | 0 | 0 | 0 | 0 | 0 | 0 | 0
PJM_ROM_2_PJM_ROR | PJM_ROM | PJM_ROR | 2020 | B4 | 100 | 0 | 8000 | 0 | 577.01 | 7566.29 | 0 | 0 | 0 | 0 | 0 | 0 | 0 | 0
PJM_ROM_2_PJM_ROR | PJM_ROM | PJM_ROR | 2020 | B5 | 200 | 0 | 8000 | 0 | 3453.73 | 8000 | 0 | 2175.65 | 0 | 0 | 0.01187 | 0 | 0 | 0
PJM_ROM_2_PJM_ROR | PJM_ROM | PJM_ROR | 2020 | B6 | 300 | 0 | 8000 | 0 | 338.14 | 2191.1 | 0 | 0 | 0 | 0 | 0 | 0 | 0 | 0
PJM_ROM_2_PJM_ROR | PJM_ROM | PJM_ROR | 2020 | B7 | 400 | 0 | 8000 | 0 | 0 | 1131.15 | 0 | 0 | 0 | 0 | 0 | 0 | 0 | 0
PJM_ROM_2_PJM_ROR | PJM_ROM | PJM_ROR | 2020 | B8 | 500 | 0 | 8000 | 0 | 0 | 0 | 0 | 0 | 0 | 0 | 0 | 0 | 0 | 0
PJM_ROM_2_PJM_ROR | PJM_ROM | PJM_ROR | 2020 | B9 | 800 | 0 | 8000 | 0 | 0 | 0 | 0 | 0 | 0 | 0 | 0 | 0 | 0 | 0
PJM_ROM_2_PJM_ROR | PJM_ROM | PJM_ROR | 2020 | B10 | 1262 | 0 | 8000 | 0 | 0 | 0 | 0 | 0 | 0 | 0 | 0 | 0 | 0 | 0
PJM_ROM_2_PJM_ROR | PJM_ROM | PJM_ROR | 2020 | B11 | 25 | 0 | 8000 | 1218.95 | 2674.59 | 6723.32 | 0 | 0 | 0 | 0 | 0 | 0 | 0 | 0
PJM_ROM_2_PJM_ROR | PJM_ROM | PJM_ROR | 2020 | B12 | 200 | 0 | 8000 | 257.98 | 541.35 | 0 | 0 | 0 | 0 | 0 | 0 | 0 | 0 | 0
PJM_ROM_2_PJM_ROR | PJM_ROM | PJM_ROR | 2020 | B13 | 600 | 0 | 8000 | 0 | 0 | 0 | 0 | 0 | 0 | 0 | 0 | 0 | 0 | 0
PJM_ROM_2_PJM_ROR | PJM_ROM | PJM_ROR | 2020 | B14 | 900 | 0 | 8000 | 0 | 0 | 0 | 0 | 0 | 0 | 0 | 0 | 0 | 0 | 0
PJM_ROM_2_PJM_ROR | PJM_ROM | PJM_ROR | 2020 | B15 | 1203 | 0 | 8000 | 0 | 0 | 0 | 0 | 0 | 0 | 0 | 0 | 0 | 0 | 0
PJM_ROM_2_PJM_ROR | PJM_ROM | PJM_ROR | 2020 | B16 | 25 | 0 | 8000 | 0 | 0 | 0 | 0 | 0 | 0 | 0 | 0 | 0 | 0 | 0
PJM_ROM_2_PJM_ROR | PJM_ROM | PJM_ROR | 2020 | B17 | 100 | 0 | 8000 | 0 | 0 | 0 | 0 | 0 | 0 | 0 | 0 | 0 | 0 | 0
PJM_ROM_2_PJM_ROR | PJM_ROM | PJM_ROR | 2020 | B18 | 400 | 0 | 8000 | 0 | 0 | 0 | 0 | 0 | 0 | 0 | 0 | 0 | 0 | 0
PJM_ROM_2_PJM_ROR | PJM_ROM | PJM_ROR | 2020 | B19 | 700 | 0 | 8000 | 0 | 0 | 0 | 0 | 0 | 0 | 0 | 0 | 0 | 0 | 0
PJM_ROM_2_PJM_ROR | PJM_ROM | PJM_ROR | 2020 | B20 | 935 | 0 | 8000 | 0 | 0 | 0 | 0 | 0 | 0 | 0 | 0 | 0 | 0 | 0
PJM_ROM_2_PJM_ROR | PJM_ROM | PJM_ROR | 2025 | B1 | 10 | 0 | 8000 | 0 | 0 | 0 | 0 | 0 | 0 | 0 | 0 | 0 | 0 | 0
PJM_ROM_2_PJM_ROR | PJM_ROM | PJM_ROR | 2025 | B2 | 25 | 0 | 8000 | 0 | 0 | 0 | 0 | 0 | 0 | 0 | 0 | 0 | 0 | 0
PJM_ROM_2_PJM_ROR | PJM_ROM | PJM_ROR | 2025 | B3 | 75 | 0 | 8000 | 0 | 0 | 0 | 0 | 0 | 0 | 0 | 0 | 0 | 0 | 0
PJM_ROM_2_PJM_ROR | PJM_ROM | PJM_ROR | 2025 | B4 | 100 | 0 | 8000 | 0 | 4674.55 | 3079.66 | 0 | 0 | 0 | 0 | 0 | 0 | 0 | 0
PJM_ROM_2_PJM_ROR | PJM_ROM | PJM_ROR | 2025 | B5 | 200 | 0 | 8000 | 497.85 | 6937.75 | 5337.52 | 0 | 0 | 0 | 0 | 0 | 0 | 0 | 0
PJM_ROM_2_PJM_ROR | PJM_ROM | PJM_ROR | 2025 | B6 | 300 | 0 | 8000 | 3097.86 | 5191.27 | 1917.4 | 0 | 0 | 0 | 0 | 0 | 0 | 0 | 0
PJM_ROM_2_PJM_ROR | PJM_ROM | PJM_ROR | 2025 | B7 | 400 | 0 | 8000 | 730.91 | 4907.6 | 2321.61 | 0 | 0 | 0 | 0 | 0 | 0 | 0 | 0
PJM_ROM_2_PJM_ROR | PJM_ROM | PJM_ROR | 2025 | B8 | 500 | 0 | 8000 | 1098.57 | 2391.09 | 0 | 0 | 0 | 0 | 0 | 0 | 0 | 0 | 0
PJM_ROM_2_PJM_ROR | PJM_ROM | PJM_ROR | 2025 | B9 | 800 | 0 | 8000 | 0 | 0 | 0 | 0 | 0 | 0 | 0 | 0 | 0 | 0 | 0
PJM_ROM_2_PJM_ROR | PJM_ROM | PJM_ROR | 2025 | B10 | 1262 | 0 | 8000 | 0 | 0 | 0 | 0 | 0 | 0 | 0 | 0 | 0 | 0 | 0
PJM_ROM_2_PJM_ROR | PJM_ROM | PJM_ROR | 2025 | B11 | 25 | 0 | 8000 | 1836.4 | 7743.83 | 3128.11 | 0 | 0 | 0 | 0 | 0 | 0 | 0 | 0
PJM_ROM_2_PJM_ROR | PJM_ROM | PJM_ROR | 2025 | B12 | 200 | 0 | 8000 | 1324.44 | 1579.14 | 0 | 0 | 0 | 0 | 0 | 0 | 0 | 0 | 0
PJM_ROM_2_PJM_ROR | PJM_ROM | PJM_ROR | 2025 | B13 | 600 | 0 | 8000 | 1461 | 0 | 0 | 0 | 0 | 0 | 0 | 0 | 0 | 0 | 0
PJM_ROM_2_PJM_ROR | PJM_ROM | PJM_ROR | 2025 | B14 | 900 | 0 | 8000 | 30.87 | 0 | 0 | 0 | 0 | 0 | 0 | 0 | 0 | 0 | 0
PJM_ROM_2_PJM_ROR | PJM_ROM | PJM_ROR | 2025 | B15 | 1203 | 0 | 8000 | 0 | 0 | 0 | 0 | 0 | 0 | 0 | 0 | 0 | 0 | 0
PJM_ROM_2_PJM_ROR | PJM_ROM | PJM_ROR | 2025 | B16 | 25 | 0 | 8000 | 0 | 0 | 0 | 0 | 0 | 0 | 0 | 0 | 0 | 0 | 0
PJM_ROM_2_PJM_ROR | PJM_ROM | PJM_ROR | 2025 | B17 | 100 | 0 | 8000 | 0 | 0 | 0 | 0 | 0 | 0 | 0 | 0 | 0 | 0 | 0
PJM_ROM_2_PJM_ROR | PJM_ROM | PJM_ROR | 2025 | B18 | 400 | 0 | 8000 | 0 | 0 | 0 | 0 | 0 | 0 | 0 | 0 | 0 | 0 | 0
PJM_ROM_2_PJM_ROR | PJM_ROM | PJM_ROR | 2025 | B19 | 700 | 0 | 8000 | 0 | 0 | 0 | 0 | 0 | 0 | 0 | 0 | 0 | 0 | 0
PJM_ROM_2_PJM_ROR | PJM_ROM | PJM_ROR | 2025 | B20 | 935 | 0 | 8000 | 0 | 0 | 0 | 0 | 0 | 0 | 0 | 0 | 0 | 0 | 0
PJM_ROM_2_PJM_ROR | PJM_ROM | PJM_ROR | 2030 | B1 | 10 | 0 | 8000 | 0 | 0 | 0 | 0 | 0 | 0 | 0 | 0 | 0 | 0 | 0
PJM_ROM_2_PJM_ROR | PJM_ROM | PJM_ROR | 2030 | B2 | 25 | 0 | 8000 | 0 | 0 | 0 | 0 | 0 | 0 | 0 | 0 | 0 | 0 | 0
PJM_ROM_2_PJM_ROR | PJM_ROM | PJM_ROR | 2030 | B3 | 75 | 0 | 8000 | 0 | 0 | 0 | 0 | 0 | 0 | 0 | 0 | 0 | 0 | 0
PJM_ROM_2_PJM_ROR | PJM_ROM | PJM_ROR | 2030 | B4 | 100 | 0 | 8000 | 1154.73 | 2474.79 | 4255.85 | 0 | 0 | 0 | 0 | 0 | 0 | 0 | 0
PJM_ROM_2_PJM_ROR | PJM_ROM | PJM_ROR | 2030 | B5 | 200 | 0 | 8000 | 1325.41 | 6070.1 | 6367.37 | 0 | 0 | 0 | 0 | 0 | 0 | 0 | 0
PJM_ROM_2_PJM_ROR | PJM_ROM | PJM_ROR | 2030 | B6 | 300 | 0 | 8000 | 0 | 2081.29 | 3246.53 | 0 | 0 | 0 | 0 | 0 | 0 | 0 | 0
PJM_ROM_2_PJM_ROR | PJM_ROM | PJM_ROR | 2030 | B7 | 400 | 0 | 8000 | 0 | 1702.45 | 841.28 | 0 | 0 | 0 | 0 | 0 | 0 | 0 | 0
PJM_ROM_2_PJM_ROR | PJM_ROM | PJM_ROR | 2030 | B8 | 500 | 0 | 8000 | 0 | 0 | 0 | 0 | 0 | 0 | 0 | 0 | 0 | 0 | 0
PJM_ROM_2_PJM_ROR | PJM_ROM | PJM_ROR | 2030 | B9 | 800 | 0 | 8000 | 0 | 0 | 0 | 0 | 0 | 0 | 0 | 0 | 0 | 0 | 0
PJM_ROM_2_PJM_ROR | PJM_ROM | PJM_ROR | 2030 | B10 | 1262 | 0 | 8000 | 0 | 0 | 0 | 0 | 0 | 0 | 0 | 0 | 0 | 0 | 0
PJM_ROM_2_PJM_ROR | PJM_ROM | PJM_ROR | 2030 | B11 | 25 | 0 | 8000 | 0 | 1140.91 | 1046.73 | 0 | 0 | 0 | 0 | 0 | 0 | 0 | 0
PJM_ROM_2_PJM_ROR | PJM_ROM | PJM_ROR | 2030 | B12 | 200 | 0 | 8000 | 0 | 0 | 0 | 0 | 0 | 0 | 0 | 0 | 0 | 0 | 0
PJM_ROM_2_PJM_ROR | PJM_ROM | PJM_ROR | 2030 | B13 | 600 | 0 | 8000 | 0 | 0 | 0 | 0 | 0 | 0 | 0 | 0 | 0 | 0 | 0
PJM_ROM_2_PJM_ROR | PJM_ROM | PJM_ROR | 2030 | B14 | 900 | 0 | 8000 | 0 | 0 | 0 | 0 | 0 | 0 | 0 | 0 | 0 | 0 | 0
PJM_ROM_2_PJM_ROR | PJM_ROM | PJM_ROR | 2030 | B15 | 1203 | 0 | 8000 | 0 | 0 | 0 | 0 | 0 | 0 | 0 | 0 | 0 | 0 | 0
PJM_ROM_2_PJM_ROR | PJM_ROM | PJM_ROR | 2030 | B16 | 25 | 0 | 8000 | 0 | 0 | 0 | 0 | 0 | 0 | 0 | 0 | 0 | 0 | 0
PJM_ROM_2_PJM_ROR | PJM_ROM | PJM_ROR | 2030 | B17 | 100 | 0 | 8000 | 0 | 0 | 0 | 0 | 0 | 0 | 0 | 0 | 0 | 0 | 0
PJM_ROM_2_PJM_ROR | PJM_ROM | PJM_ROR | 2030 | B18 | 400 | 0 | 8000 | 0 | 0 | 0 | 0 | 0 | 0 | 0 | 0 | 0 | 0 | 0
PJM_ROM_2_PJM_ROR | PJM_ROM | PJM_ROR | 2030 | B19 | 700 | 0 | 8000 | 0 | 0 | 0 | 0 | 0 | 0 | 0 | 0 | 0 | 0 | 0
PJM_ROM_2_PJM_ROR | PJM_ROM | PJM_ROR | 2030 | B20 | 935 | 0 | 8000 | 0 | 0 | 0 | 0 | 0 | 0 | 0 | 0 | 0 | 0 | 0
PJM_ROM_2_PJM_ROR | PJM_ROM | PJM_ROR | 2035 | B1 | 10 | 0 | 8000 | 0 | 0 | 0 | 0 | 0 | 0 | 0 | 0 | 0 | 0 | 0
PJM_ROM_2_PJM_ROR | PJM_ROM | PJM_ROR | 2035 | B2 | 25 | 0 | 8000 | 0 | 0 | 0 | 0 | 0 | 0 | 0 | 0 | 0 | 0 | 0
PJM_ROM_2_PJM_ROR | PJM_ROM | PJM_ROR | 2035 | B3 | 75 | 0 | 8000 | 0 | 0 | 0 | 0 | 0 | 0 | 0 | 0 | 0 | 0 | 0
PJM_ROM_2_PJM_ROR | PJM_ROM | PJM_ROR | 2035 | B4 | 100 | 0 | 8000 | 0 | 390.44 | 0 | 0 | 0 | 0 | 0 | 0 | 0 | 0 | 0
PJM_ROM_2_PJM_ROR | PJM_ROM | PJM_ROR | 2035 | B5 | 200 | 0 | 8000 | 0 | 0 | 0 | 0 | 0 | 0 | 0 | 0 | 0 | 0 | 0
PJM_ROM_2_PJM_ROR | PJM_ROM | PJM_ROR | 2035 | B6 | 300 | 0 | 8000 | 0 | 0 | 0 | 0 | 0 | 0 | 0 | 0 | 0 | 0 | 0
PJM_ROM_2_PJM_ROR | PJM_ROM | PJM_ROR | 2035 | B7 | 400 | 0 | 8000 | 0 | 0 | 0 | 0 | 0 | 0 | 0 | 0 | 0 | 0 | 0
PJM_ROM_2_PJM_ROR | PJM_ROM | PJM_ROR | 2035 | B8 | 500 | 0 | 8000 | 0 | 0 | 0 | 0 | 0 | 0 | 0 | 0 | 0 | 0 | 0
PJM_ROM_2_PJM_ROR | PJM_ROM | PJM_ROR | 2035 | B9 | 800 | 0 | 8000 | 0 | 0 | 0 | 0 | 0 | 0 | 0 | 0 | 0 | 0 | 0
PJM_ROM_2_PJM_ROR | PJM_ROM | PJM_ROR | 2035 | B10 | 1262 | 0 | 8000 | 0 | 0 | 0 | 0 | 0 | 0 | 0 | 0 | 0 | 0 | 0
PJM_ROM_2_PJM_ROR | PJM_ROM | PJM_ROR | 2035 | B11 | 25 | 0 | 8000 | 0 | 0 | 0 | 0 | 0 | 0 | 0 | 0 | 0 | 0 | 0
PJM_ROM_2_PJM_ROR | PJM_ROM | PJM_ROR | 2035 | B12 | 200 | 0 | 8000 | 0 | 0 | 0 | 0 | 0 | 0 | 0 | 0 | 0 | 0 | 0
PJM_ROM_2_PJM_ROR | PJM_ROM | PJM_ROR | 2035 | B13 | 600 | 0 | 8000 | 0 | 0 | 0 | 0 | 0 | 0 | 0 | 0 | 0 | 0 | 0
PJM_ROM_2_PJM_ROR | PJM_ROM | PJM_ROR | 2035 | B14 | 900 | 0 | 8000 | 0 | 0 | 0 | 0 | 0 | 0 | 0 | 0 | 0 | 0 | 0
PJM_ROM_2_PJM_ROR | PJM_ROM | PJM_ROR | 2035 | B15 | 1203 | 0 | 8000 | 0 | 0 | 0 | 0 | 0 | 0 | 0 | 0 | 0 | 0 | 0
PJM_ROM_2_PJM_ROR | PJM_ROM | PJM_ROR | 2035 | B16 | 25 | 0 | 8000 | 0 | 0 | 0 | 0 | 0 | 0 | 0 | 0 | 0 | 0 | 0
PJM_ROM_2_PJM_ROR | PJM_ROM | PJM_ROR | 2035 | B17 | 100 | 0 | 8000 | 0 | 0 | 0 | 0 | 0 | 0 | 0 | 0 | 0 | 0 | 0
PJM_ROM_2_PJM_ROR | PJM_ROM | PJM_ROR | 2035 | B18 | 400 | 0 | 8000 | 0 | 0 | 0 | 0 | 0 | 0 | 0 | 0 | 0 | 0 | 0
PJM_ROM_2_PJM_ROR | PJM_ROM | PJM_ROR | 2035 | B19 | 700 | 0 | 8000 | 0 | 0 | 0 | 0 | 0 | 0 | 0 | 0 | 0 | 0 | 0
PJM_ROM_2_PJM_ROR | PJM_ROM | PJM_ROR | 2035 | B20 | 935 | 0 | 8000 | 0 | 0 | 0 | 0 | 0 | 0 | 0 | 0 | 0 | 0 | 0
PJM_ROM_2_PJM_ROR | PJM_ROM | PJM_ROR | 2040 | B1 | 10 | 0 | 8000 | 0 | 0 | 0 | 0 | 0 | 0 | 0 | 0 | 0 | 0 | 0
PJM_ROM_2_PJM_ROR | PJM_ROM | PJM_ROR | 2040 | B2 | 25 | 0 | 8000 | 0 | 0 | 0 | 0 | 0 | 0 | 0 | 0 | 0 | 0 | 0
PJM_ROM_2_PJM_ROR | PJM_ROM | PJM_ROR | 2040 | B3 | 75 | 0 | 8000 | 0 | 289.58 | 0 | 0 | 0 | 0 | 0 | 0 | 0 | 0 | 0
PJM_ROM_2_PJM_ROR | PJM_ROM | PJM_ROR | 2040 | B4 | 100 | 0 | 8000 | 1237.61 | 3178.45 | 0 | 0 | 0 | 0 | 0 | 0 | 0 | 0 | 0
PJM_ROM_2_PJM_ROR | PJM_ROM | PJM_ROR | 2040 | B5 | 200 | 0 | 8000 | 0 | 2005.24 | 0 | 0 | 0 | 0 | 0 | 0 | 0 | 0 | 0
PJM_ROM_2_PJM_ROR | PJM_ROM | PJM_ROR | 2040 | B6 | 300 | 0 | 8000 | 0 | 0 | 98.44 | 0 | 0 | 0 | 0 | 0 | 0 | 0 | 0
PJM_ROM_2_PJM_ROR | PJM_ROM | PJM_ROR | 2040 | B7 | 400 | 0 | 8000 | 0 | 0 | 0 | 0 | 0 | 0 | 0 | 0 | 0 | 0 | 0
PJM_ROM_2_PJM_ROR | PJM_ROM | PJM_ROR | 2040 | B8 | 500 | 0 | 8000 | 0 | 0 | 0 | 0 | 0 | 0 | 0 | 0 | 0 | 0 | 0
PJM_ROM_2_PJM_ROR | PJM_ROM | PJM_ROR | 2040 | B9 | 800 | 0 | 8000 | 0 | 0 | 0 | 0 | 0 | 0 | 0 | 0 | 0 | 0 | 0
PJM_ROM_2_PJM_ROR | PJM_ROM | PJM_ROR | 2040 | B10 | 1262 | 0 | 8000 | 0 | 0 | 0 | 0 | 0 | 0 | 0 | 0 | 0 | 0 | 0
PJM_ROM_2_PJM_ROR | PJM_ROM | PJM_ROR | 2040 | B11 | 25 | 0 | 8000 | 0 | 0 | 0 | 0 | 0 | 0 | 0 | 0 | 0 | 0 | 0
PJM_ROM_2_PJM_ROR | PJM_ROM | PJM_ROR | 2040 | B12 | 200 | 0 | 8000 | 0 | 0 | 0 | 0 | 0 | 0 | 0 | 0 | 0 | 0 | 0
PJM_ROM_2_PJM_ROR | PJM_ROM | PJM_ROR | 2040 | B13 | 600 | 0 | 8000 | 0 | 0 | 0 | 0 | 0 | 0 | 0 | 0 | 0 | 0 | 0
PJM_ROM_2_PJM_ROR | PJM_ROM | PJM_ROR | 2040 | B14 | 900 | 0 | 8000 | 0 | 0 | 0 | 0 | 0 | 0 | 0 | 0 | 0 | 0 | 0
PJM_ROM_2_PJM_ROR | PJM_ROM | PJM_ROR | 2040 | B15 | 1203 | 0 | 8000 | 0 | 0 | 0 | 0 | 0 | 0 | 0 | 0 | 0 | 0 | 0
PJM_ROM_2_PJM_ROR | PJM_ROM | PJM_ROR | 2040 | B16 | 25 | 0 | 8000 | 0 | 0 | 0 | 0 | 0 | 0 | 0 | 0 | 0 | 0 | 0
PJM_ROM_2_PJM_ROR | PJM_ROM | PJM_ROR | 2040 | B17 | 100 | 0 | 8000 | 0 | 0 | 0 | 0 | 0 | 0 | 0 | 0 | 0 | 0 | 0
PJM_ROM_2_PJM_ROR | PJM_ROM | PJM_ROR | 2040 | B18 | 400 | 0 | 8000 | 0 | 0 | 0 | 0 | 0 | 0 | 0 | 0 | 0 | 0 | 0
PJM_ROM_2_PJM_ROR | PJM_ROM | PJM_ROR | 2040 | B19 | 700 | 0 | 8000 | 0 | 0 | 0 | 0 | 0 | 0 | 0 | 0 | 0 | 0 | 0
PJM_ROM_2_PJM_ROR | PJM_ROM | PJM_ROR | 2040 | B20 | 935 | 0 | 8000 | 0 | 0 | 0 | 0 | 0 | 0 | 0 | 0 | 0 | 0 | 0
PJM_ROM_2_PJM_ROR | PJM_ROM | PJM_ROR | 2045 | B1 | 10 | 0 | 8000 | 0 | 0 | 0 | 0 | 0 | 0 | 0 | 0 | 0 | 0 | 0
PJM_ROM_2_PJM_ROR | PJM_ROM | PJM_ROR | 2045 | B2 | 25 | 0 | 8000 | 0 | 0 | 0 | 0 | 0 | 0 | 0 | 0 | 0 | 0 | 0
PJM_ROM_2_PJM_ROR | PJM_ROM | PJM_ROR | 2045 | B3 | 75 | 0 | 8000 | 0 | 0 | 0 | 0 | 0 | 0 | 0 | 0 | 0 | 0 | 0
PJM_ROM_2_PJM_ROR | PJM_ROM | PJM_ROR | 2045 | B4 | 100 | 0 | 8000 | 224.73 | 0 | 0 | 0 | 0 | 0 | 0 | 0 | 0 | 0 | 0
PJM_ROM_2_PJM_ROR | PJM_ROM | PJM_ROR | 2045 | B5 | 200 | 0 | 8000 | 0 | 0 | 0 | 0 | 0 | 0 | 0 | 0 | 0 | 0 | 0
PJM_ROM_2_PJM_ROR | PJM_ROM | PJM_ROR | 2045 | B6 | 300 | 0 | 8000 | 0 | 0 | 0 | 0 | 0 | 0 | 0 | 0 | 0 | 0 | 0
PJM_ROM_2_PJM_ROR | PJM_ROM | PJM_ROR | 2045 | B7 | 400 | 0 | 8000 | 0 | 0 | 0 | 0 | 0 | 0 | 0 | 0 | 0 | 0 | 0
PJM_ROM_2_PJM_ROR | PJM_ROM | PJM_ROR | 2045 | B8 | 500 | 0 | 8000 | 0 | 0 | 0 | 0 | 0 | 0 | 0 | 0 | 0 | 0 | 0
PJM_ROM_2_PJM_ROR | PJM_ROM | PJM_ROR | 2045 | B9 | 800 | 0 | 8000 | 0 | 0 | 0 | 0 | 0 | 0 | 0 | 0 | 0 | 0 | 0
PJM_ROM_2_PJM_ROR | PJM_ROM | PJM_ROR | 2045 | B10 | 1262 | 0 | 8000 | 0 | 0 | 0 | 0 | 0 | 0 | 0 | 0 | 0 | 0 | 0
PJM_ROM_2_PJM_ROR | PJM_ROM | PJM_ROR | 2045 | B11 | 25 | 0 | 8000 | 0 | 989.92 | 0 | 0 | 0 | 0 | 0 | 0 | 0 | 0 | 0
PJM_ROM_2_PJM_ROR | PJM_ROM | PJM_ROR | 2045 | B12 | 200 | 0 | 8000 | 0 | 0 | 0 | 0 | 0 | 0 | 0 | 0 | 0 | 0 | 0
PJM_ROM_2_PJM_ROR | PJM_ROM | PJM_ROR | 2045 | B13 | 600 | 0 | 8000 | 0 | 0 | 0 | 0 | 0 | 0 | 0 | 0 | 0 | 0 | 0
PJM_ROM_2_PJM_ROR | PJM_ROM | PJM_ROR | 2045 | B14 | 900 | 0 | 8000 | 0 | 0 | 0 | 0 | 0 | 0 | 0 | 0 | 0 | 0 | 0
PJM_ROM_2_PJM_ROR | PJM_ROM | PJM_ROR | 2045 | B15 | 1203 | 0 | 8000 | 0 | 0 | 0 | 0 | 0 | 0 | 0 | 0 | 0 | 0 | 0
PJM_ROM_2_PJM_ROR | PJM_ROM | PJM_ROR | 2045 | B16 | 25 | 0 | 8000 | 0 | 0 | 0 | 0 | 0 | 0 | 0 | 0 | 0 | 0 | 0
PJM_ROM_2_PJM_ROR | PJM_ROM | PJM_ROR | 2045 | B17 | 100 | 0 | 8000 | 0 | 0 | 0 | 0 | 0 | 0 | 0 | 0 | 0 | 0 | 0
PJM_ROM_2_PJM_ROR | PJM_ROM | PJM_ROR | 2045 | B18 | 400 | 0 | 8000 | 0 | 0 | 0 | 0 | 0 | 0 | 0 | 0 | 0 | 0 | 0
PJM_ROM_2_PJM_ROR | PJM_ROM | PJM_ROR | 2045 | B19 | 700 | 0 | 8000 | 0 | 0 | 0 | 0 | 0 | 0 | 0 | 0 | 0 | 0 | 0
PJM_ROM_2_PJM_ROR | PJM_ROM | PJM_ROR | 2045 | B20 | 935 | 0 | 8000 | 0 | 0 | 0 | 0 | 0 | 0 | 0 | 0 | 0 | 0 | 0
PJM_ROM_2_PJM_ROR | PJM_ROM | PJM_ROR | 2050 | B1 | 10 | 0 | 8000 | 0 | 0 | 0 | 0 | 0 | 0 | 0 | 0 | 0 | 0 | 0
PJM_ROM_2_PJM_ROR | PJM_ROM | PJM_ROR | 2050 | B2 | 25 | 0 | 8000 | 0 | 0 | 0 | 0 | 0 | 0 | 0 | 0 | 0 | 0 | 0
PJM_ROM_2_PJM_ROR | PJM_ROM | PJM_ROR | 2050 | B3 | 75 | 0 | 8000 | 0 | 0 | 0 | 0 | 0 | 0 | 0 | 0 | 0 | 0 | 0
PJM_ROM_2_PJM_ROR | PJM_ROM | PJM_ROR | 2050 | B4 | 100 | 0 | 8000 | 1446.85 | 0 | 0 | 0 | 0 | 0 | 0 | 0 | 0 | 0 | 0
PJM_ROM_2_PJM_ROR | PJM_ROM | PJM_ROR | 2050 | B5 | 200 | 0 | 8000 | 0 | 0 | 0 | 0 | 0 | 0 | 0 | 0 | 0 | 0 | 0
PJM_ROM_2_PJM_ROR | PJM_ROM | PJM_ROR | 2050 | B6 | 300 | 0 | 8000 | 0 | 0 | 0 | 0 | 0 | 0 | 0 | 0 | 0 | 0 | 0
PJM_ROM_2_PJM_ROR | PJM_ROM | PJM_ROR | 2050 | B7 | 400 | 0 | 8000 | 0 | 0 | 0 | 0 | 0 | 0 | 0 | 0 | 0 | 0 | 0
PJM_ROM_2_PJM_ROR | PJM_ROM | PJM_ROR | 2050 | B8 | 500 | 0 | 8000 | 0 | 0 | 0 | 0 | 0 | 0 | 0 | 0 | 0 | 0 | 0
PJM_ROM_2_PJM_ROR | PJM_ROM | PJM_ROR | 2050 | B9 | 800 | 0 | 8000 | 0 | 0 | 0 | 0 | 0 | 0 | 0 | 0 | 0 | 0 | 0
PJM_ROM_2_PJM_ROR | PJM_ROM | PJM_ROR | 2050 | B10 | 1262 | 0 | 8000 | 0 | 0 | 0 | 0 | 0 | 0 | 0 | 0 | 0 | 0 | 0
PJM_ROM_2_PJM_ROR | PJM_ROM | PJM_ROR | 2050 | B11 | 25 | 0 | 8000 | 0 | 0 | 0 | 0 | 0 | 0 | 0 | 0 | 0 | 0 | 0
PJM_ROM_2_PJM_ROR | PJM_ROM | PJM_ROR | 2050 | B12 | 200 | 0 | 8000 | 0 | 0 | 0 | 0 | 0 | 0 | 0 | 0 | 0 | 0 | 0
PJM_ROM_2_PJM_ROR | PJM_ROM | PJM_ROR | 2050 | B13 | 600 | 0 | 8000 | 0 | 0 | 0 | 0 | 0 | 0 | 0 | 0 | 0 | 0 | 0
PJM_ROM_2_PJM_ROR | PJM_ROM | PJM_ROR | 2050 | B14 | 900 | 0 | 8000 | 0 | 0 | 0 | 0 | 0 | 0 | 0 | 0 | 0 | 0 | 0
PJM_ROM_2_PJM_ROR | PJM_ROM | PJM_ROR | 2050 | B15 | 1203 | 0 | 8000 | 0 | 0 | 0 | 0 | 0 | 0 | 0 | 0 | 0 | 0 | 0
PJM_ROM_2_PJM_ROR | PJM_ROM | PJM_ROR | 2050 | B16 | 25 | 0 | 8000 | 0 | 0 | 0 | 0 | 0 | 0 | 0 | 0 | 0 | 0 | 0
PJM_ROM_2_PJM_ROR | PJM_ROM | PJM_ROR | 2050 | B17 | 100 | 0 | 8000 | 0 | 0 | 0 | 0 | 0 | 0 | 0 | 0 | 0 | 0 | 0
PJM_ROM_2_PJM_ROR | PJM_ROM | PJM_ROR | 2050 | B18 | 400 | 0 | 8000 | 0 | 0 | 0 | 0 | 0 | 0 | 0 | 0 | 0 | 0 | 0
PJM_ROM_2_PJM_ROR | PJM_ROM | PJM_ROR | 2050 | B19 | 700 | 0 | 8000 | 0 | 0 | 0 | 0 | 0 | 0 | 0 | 0 | 0 | 0 | 0
PJM_ROM_2_PJM_ROR | PJM_ROM | PJM_ROR | 2050 | B20 | 935 | 0 | 8000 | 0 | 0 | 0 | 0 | 0 | 0 | 0 | 0 | 0 | 0 | 0
PJM_ROR_2_MISO_IN | PJM_ROR | MISO_IN | 2015 | B1 | 10 | 0 | 909 | 0 | 0 | 0 | 0 | 0 | 0 | 0 | 0 | 0 | 0.75671 | 0.25224
PJM_ROR_2_MISO_IN | PJM_ROR | MISO_IN | 2015 | B2 | 25 | 0 | 909 | 0 | 0 | 0 | 0 | 0 | 0 | 0 | 0 | 0 | 0.75671 | 0.25224
PJM_ROR_2_MISO_IN | PJM_ROR | MISO_IN | 2015 | B3 | 75 | 0 | 909 | 0 | 0 | 0 | 0 | 0 | 0 | 0 | 0 | 0 | 0.75671 | 0.25224
PJM_ROR_2_MISO_IN | PJM_ROR | MISO_IN | 2015 | B4 | 100 | 0 | 909 | 909 | 0 | 0 | 0 | 0 | 0.01187 | 0 | 0 | 0.009496 | 0.75671 | 0.25224
PJM_ROR_2_MISO_IN | PJM_ROR | MISO_IN | 2015 | B5 | 200 | 0 | 909 | 257.55 | 0 | 0 | 0 | 0 | 0 | 0 | 0 | 0 | 0.75671 | 0.25224
PJM_ROR_2_MISO_IN | PJM_ROR | MISO_IN | 2015 | B6 | 300 | 0 | 909 | 0 | 0 | 0 | 0 | 0 | 0 | 0 | 0 | 0 | 0.75671 | 0.25224
PJM_ROR_2_MISO_IN | PJM_ROR | MISO_IN | 2015 | B7 | 400 | 0 | 909 | 0 | 0 | 0 | 0 | 0 | 0 | 0 | 0 | 0 | 0.75671 | 0.25224
PJM_ROR_2_MISO_IN | PJM_ROR | MISO_IN | 2015 | B8 | 500 | 0 | 909 | 0 | 0 | 0 | 0 | 0 | 0 | 0 | 0 | 0 | 0.75671 | 0.25224
PJM_ROR_2_MISO_IN | PJM_ROR | MISO_IN | 2015 | B9 | 800 | 0 | 909 | 0 | 0 | 0 | 0 | 0 | 0 | 0 | 0 | 0 | 0.75671 | 0.25224
PJM_ROR_2_MISO_IN | PJM_ROR | MISO_IN | 2015 | B10 | 1262 | 0 | 909 | 0 | 0 | 0 | 0 | 0 | 0 | 0 | 0 | 0 | 0.75671 | 0.25224
PJM_ROR_2_MISO_IN | PJM_ROR | MISO_IN | 2015 | B11 | 25 | 0 | 909 | 909 | 162.84 | 221.94 | 0 | 0 | 4.9973 | 0 | 0 | 0.99945 | 0.75671 | 0.25224
PJM_ROR_2_MISO_IN | PJM_ROR | MISO_IN | 2015 | B12 | 200 | 0 | 909 | 0 | 0 | 0 | 0 | 0 | 0 | 0 | 0 | 0 | 0.75671 | 0.25224
PJM_ROR_2_MISO_IN | PJM_ROR | MISO_IN | 2015 | B13 | 600 | 0 | 909 | 0 | 0 | 0 | 0 | 0 | 0 | 0 | 0 | 0 | 0.75671 | 0.25224
PJM_ROR_2_MISO_IN | PJM_ROR | MISO_IN | 2015 | B14 | 900 | 0 | 909 | 0 | 0 | 0 | 0 | 0 | 0 | 0 | 0 | 0 | 0.75671 | 0.25224
PJM_ROR_2_MISO_IN | PJM_ROR | MISO_IN | 2015 | B15 | 1203 | 0 | 909 | 0 | 0 | 0 | 0 | 0 | 0 | 0 | 0 | 0 | 0.75671 | 0.25224
PJM_ROR_2_MISO_IN | PJM_ROR | MISO_IN | 2015 | B16 | 25 | 0 | 909 | 0 | 0 | 0 | 0 | 0 | 0 | 0 | 0 | 0 | 0.75671 | 0.25224
PJM_ROR_2_MISO_IN | PJM_ROR | MISO_IN | 2015 | B17 | 100 | 0 | 909 | 0 | 0 | 0 | 0 | 0 | 0 | 0 | 0 | 0 | 0.75671 | 0.25224
PJM_ROR_2_MISO_IN | PJM_ROR | MISO_IN | 2015 | B18 | 400 | 0 | 909 | 0 | 0 | 0 | 0 | 0 | 0 | 0 | 0 | 0 | 0.75671 | 0.25224
PJM_ROR_2_MISO_IN | PJM_ROR | MISO_IN | 2015 | B19 | 700 | 0 | 909 | 0 | 0 | 0 | 0 | 0 | 0 | 0 | 0 | 0 | 0.75671 | 0.25224
PJM_ROR_2_MISO_IN | PJM_ROR | MISO_IN | 2015 | B20 | 935 | 0 | 909 | 0 | 0 | 0 | 0 | 0 | 0 | 0 | 0 | 0 | 0.75671 | 0.25224
PJM_ROR_2_MISO_IN | PJM_ROR | MISO_IN | 2020 | B1 | 10 | 0 | 909 | 0 | 0 | 0 | 0 | 0 | 0 | 0 | 0 | 0 | 0 | 0
PJM_ROR_2_MISO_IN | PJM_ROR | MISO_IN | 2020 | B2 | 25 | 0 | 909 | 0 | 0 | 0 | 0 | 0 | 0 | 0 | 0 | 0 | 0 | 0
PJM_ROR_2_MISO_IN | PJM_ROR | MISO_IN | 2020 | B3 | 75 | 0 | 909 | 0 | 0 | 0 | 0 | 0 | 0 | 0 | 0 | 0 | 0 | 0
PJM_ROR_2_MISO_IN | PJM_ROR | MISO_IN | 2020 | B4 | 100 | 0 | 909 | 0 | 0 | 0 | 0 | 0 | 0 | 0 | 0 | 0 | 0 | 0
PJM_ROR_2_MISO_IN | PJM_ROR | MISO_IN | 2020 | B5 | 200 | 0 | 909 | 0 | 0 | 0 | 0 | 0 | 0 | 0 | 0 | 0 | 0 | 0
PJM_ROR_2_MISO_IN | PJM_ROR | MISO_IN | 2020 | B6 | 300 | 0 | 909 | 0 | 0 | 0 | 0 | 0 | 0 | 0 | 0 | 0 | 0 | 0
PJM_ROR_2_MISO_IN | PJM_ROR | MISO_IN | 2020 | B7 | 400 | 0 | 909 | 0 | 0 | 0 | 0 | 0 | 0 | 0 | 0 | 0 | 0 | 0
PJM_ROR_2_MISO_IN | PJM_ROR | MISO_IN | 2020 | B8 | 500 | 0 | 909 | 0 | 0 | 0 | 0 | 0 | 0 | 0 | 0 | 0 | 0 | 0
PJM_ROR_2_MISO_IN | PJM_ROR | MISO_IN | 2020 | B9 | 800 | 0 | 909 | 0 | 0 | 0 | 0 | 0 | 0 | 0 | 0 | 0 | 0 | 0
PJM_ROR_2_MISO_IN | PJM_ROR | MISO_IN | 2020 | B10 | 1262 | 0 | 909 | 0 | 0 | 0 | 0 | 0 | 0 | 0 | 0 | 0 | 0 | 0
PJM_ROR_2_MISO_IN | PJM_ROR | MISO_IN | 2020 | B11 | 25 | 0 | 909 | 0 | 0 | 0 | 0 | 0 | 0 | 0 | 0 | 0 | 0 | 0
PJM_ROR_2_MISO_IN | PJM_ROR | MISO_IN | 2020 | B12 | 200 | 0 | 909 | 0 | 0 | 0 | 0 | 0 | 0 | 0 | 0 | 0 | 0 | 0
PJM_ROR_2_MISO_IN | PJM_ROR | MISO_IN | 2020 | B13 | 600 | 0 | 909 | 0 | 0 | 0 | 0 | 0 | 0 | 0 | 0 | 0 | 0 | 0
PJM_ROR_2_MISO_IN | PJM_ROR | MISO_IN | 2020 | B14 | 900 | 0 | 909 | 0 | 0 | 0 | 0 | 0 | 0 | 0 | 0 | 0 | 0 | 0
PJM_ROR_2_MISO_IN | PJM_ROR | MISO_IN | 2020 | B15 | 1203 | 0 | 909 | 0 | 0 | 0 | 0 | 0 | 0 | 0 | 0 | 0 | 0 | 0
PJM_ROR_2_MISO_IN | PJM_ROR | MISO_IN | 2020 | B16 | 25 | 0 | 909 | 0 | 0 | 0 | 0 | 0 | 0 | 0 | 0 | 0 | 0 | 0
PJM_ROR_2_MISO_IN | PJM_ROR | MISO_IN | 2020 | B17 | 100 | 0 | 909 | 0 | 0 | 0 | 0 | 0 | 0 | 0 | 0 | 0 | 0 | 0
PJM_ROR_2_MISO_IN | PJM_ROR | MISO_IN | 2020 | B18 | 400 | 0 | 909 | 0 | 0 | 0 | 0 | 0 | 0 | 0 | 0 | 0 | 0 | 0
PJM_ROR_2_MISO_IN | PJM_ROR | MISO_IN | 2020 | B19 | 700 | 0 | 909 | 0 | 0 | 0 | 0 | 0 | 0 | 0 | 0 | 0 | 0 | 0
PJM_ROR_2_MISO_IN | PJM_ROR | MISO_IN | 2020 | B20 | 935 | 0 | 909 | 0 | 0 | 0 | 0 | 0 | 0 | 0 | 0 | 0 | 0 | 0
PJM_ROR_2_MISO_IN | PJM_ROR | MISO_IN | 2025 | B1 | 10 | 0 | 909 | 0 | 0 | 0 | 0 | 0 | 0 | 0 | 0 | 0 | 0 | 0
PJM_ROR_2_MISO_IN | PJM_ROR | MISO_IN | 2025 | B2 | 25 | 0 | 909 | 0 | 0 | 0 | 0 | 0 | 0 | 0 | 0 | 0 | 0 | 0
PJM_ROR_2_MISO_IN | PJM_ROR | MISO_IN | 2025 | B3 | 75 | 0 | 909 | 0 | 0 | 0 | 0 | 0 | 0 | 0 | 0 | 0 | 0 | 0
PJM_ROR_2_MISO_IN | PJM_ROR | MISO_IN | 2025 | B4 | 100 | 0 | 909 | 0 | 0 | 0 | 0 | 0 | 0 | 0 | 0 | 0 | 0 | 0
PJM_ROR_2_MISO_IN | PJM_ROR | MISO_IN | 2025 | B5 | 200 | 0 | 909 | 0 | 0 | 0 | 0 | 0 | 0 | 0 | 0 | 0 | 0 | 0
PJM_ROR_2_MISO_IN | PJM_ROR | MISO_IN | 2025 | B6 | 300 | 0 | 909 | 0 | 0 | 0 | 0 | 0 | 0 | 0 | 0 | 0 | 0 | 0
PJM_ROR_2_MISO_IN | PJM_ROR | MISO_IN | 2025 | B7 | 400 | 0 | 909 | 0 | 0 | 0 | 0 | 0 | 0 | 0 | 0 | 0 | 0 | 0
PJM_ROR_2_MISO_IN | PJM_ROR | MISO_IN | 2025 | B8 | 500 | 0 | 909 | 0 | 0 | 0 | 0 | 0 | 0 | 0 | 0 | 0 | 0 | 0
PJM_ROR_2_MISO_IN | PJM_ROR | MISO_IN | 2025 | B9 | 800 | 0 | 909 | 0 | 0 | 0 | 0 | 0 | 0 | 0 | 0 | 0 | 0 | 0
PJM_ROR_2_MISO_IN | PJM_ROR | MISO_IN | 2025 | B10 | 1262 | 0 | 909 | 0 | 0 | 0 | 0 | 0 | 0 | 0 | 0 | 0 | 0 | 0
PJM_ROR_2_MISO_IN | PJM_ROR | MISO_IN | 2025 | B11 | 25 | 0 | 909 | 0 | 0 | 0 | 0 | 0 | 0 | 0 | 0 | 0 | 0 | 0
PJM_ROR_2_MISO_IN | PJM_ROR | MISO_IN | 2025 | B12 | 200 | 0 | 909 | 0 | 0 | 0 | 0 | 0 | 0 | 0 | 0 | 0 | 0 | 0
PJM_ROR_2_MISO_IN | PJM_ROR | MISO_IN | 2025 | B13 | 600 | 0 | 909 | 0 | 0 | 0 | 0 | 0 | 0 | 0 | 0 | 0 | 0 | 0
PJM_ROR_2_MISO_IN | PJM_ROR | MISO_IN | 2025 | B14 | 900 | 0 | 909 | 0 | 0 | 0 | 0 | 0 | 0 | 0 | 0 | 0 | 0 | 0
PJM_ROR_2_MISO_IN | PJM_ROR | MISO_IN | 2025 | B15 | 1203 | 0 | 909 | 0 | 0 | 0 | 0 | 0 | 0 | 0 | 0 | 0 | 0 | 0
PJM_ROR_2_MISO_IN | PJM_ROR | MISO_IN | 2025 | B16 | 25 | 0 | 909 | 0 | 0 | 0 | 0 | 0 | 0 | 0 | 0 | 0 | 0 | 0
PJM_ROR_2_MISO_IN | PJM_ROR | MISO_IN | 2025 | B17 | 100 | 0 | 909 | 0 | 0 | 0 | 0 | 0 | 0 | 0 | 0 | 0 | 0 | 0
PJM_ROR_2_MISO_IN | PJM_ROR | MISO_IN | 2025 | B18 | 400 | 0 | 909 | 0 | 0 | 0 | 0 | 0 | 0 | 0 | 0 | 0 | 0 | 0
PJM_ROR_2_MISO_IN | PJM_ROR | MISO_IN | 2025 | B19 | 700 | 0 | 909 | 0 | 0 | 0 | 0 | 0 | 0 | 0 | 0 | 0 | 0 | 0
PJM_ROR_2_MISO_IN | PJM_ROR | MISO_IN | 2025 | B20 | 935 | 0 | 909 | 0 | 0 | 0 | 0 | 0 | 0 | 0 | 0 | 0 | 0 | 0
PJM_ROR_2_MISO_IN | PJM_ROR | MISO_IN | 2030 | B1 | 10 | 0 | 909 | 0 | 0 | 0 | 0 | 0 | 0 | 0 | 0 | 0 | 0 | 0
PJM_ROR_2_MISO_IN | PJM_ROR | MISO_IN | 2030 | B2 | 25 | 0 | 909 | 0 | 0 | 0 | 0 | 0 | 0 | 0 | 0 | 0 | 0 | 0
PJM_ROR_2_MISO_IN | PJM_ROR | MISO_IN | 2030 | B3 | 75 | 0 | 909 | 0 | 0 | 0 | 0 | 0 | 0 | 0 | 0 | 0 | 0 | 0
PJM_ROR_2_MISO_IN | PJM_ROR | MISO_IN | 2030 | B4 | 100 | 0 | 909 | 0 | 0 | 0 | 0 | 0 | 0 | 0 | 0 | 0 | 0 | 0
PJM_ROR_2_MISO_IN | PJM_ROR | MISO_IN | 2030 | B5 | 200 | 0 | 909 | 0 | 0 | 0 | 0 | 0 | 0 | 0 | 0 | 0 | 0 | 0
PJM_ROR_2_MISO_IN | PJM_ROR | MISO_IN | 2030 | B6 | 300 | 0 | 909 | 0 | 0 | 0 | 0 | 0 | 0 | 0 | 0 | 0 | 0 | 0
PJM_ROR_2_MISO_IN | PJM_ROR | MISO_IN | 2030 | B7 | 400 | 0 | 909 | 0 | 0 | 0 | 0 | 0 | 0 | 0 | 0 | 0 | 0 | 0
PJM_ROR_2_MISO_IN | PJM_ROR | MISO_IN | 2030 | B8 | 500 | 0 | 909 | 0 | 0 | 0 | 0 | 0 | 0 | 0 | 0 | 0 | 0 | 0
PJM_ROR_2_MISO_IN | PJM_ROR | MISO_IN | 2030 | B9 | 800 | 0 | 909 | 0 | 0 | 0 | 0 | 0 | 0 | 0 | 0 | 0 | 0 | 0
PJM_ROR_2_MISO_IN | PJM_ROR | MISO_IN | 2030 | B10 | 1262 | 0 | 909 | 0 | 0 | 0 | 0 | 0 | 0 | 0 | 0 | 0 | 0 | 0
PJM_ROR_2_MISO_IN | PJM_ROR | MISO_IN | 2030 | B11 | 25 | 0 | 909 | 0 | 0 | 0 | 0 | 0 | 0 | 0 | 0 | 0 | 0 | 0
PJM_ROR_2_MISO_IN | PJM_ROR | MISO_IN | 2030 | B12 | 200 | 0 | 909 | 0 | 0 | 0 | 0 | 0 | 0 | 0 | 0 | 0 | 0 | 0
PJM_ROR_2_MISO_IN | PJM_ROR | MISO_IN | 2030 | B13 | 600 | 0 | 909 | 0 | 0 | 0 | 0 | 0 | 0 | 0 | 0 | 0 | 0 | 0
PJM_ROR_2_MISO_IN | PJM_ROR | MISO_IN | 2030 | B14 | 900 | 0 | 909 | 0 | 0 | 0 | 0 | 0 | 0 | 0 | 0 | 0 | 0 | 0
PJM_ROR_2_MISO_IN | PJM_ROR | MISO_IN | 2030 | B15 | 1203 | 0 | 909 | 0 | 0 | 0 | 0 | 0 | 0 | 0 | 0 | 0 | 0 | 0
PJM_ROR_2_MISO_IN | PJM_ROR | MISO_IN | 2030 | B16 | 25 | 0 | 909 | 0 | 0 | 0 | 0 | 0 | 0 | 0 | 0 | 0 | 0 | 0
PJM_ROR_2_MISO_IN | PJM_ROR | MISO_IN | 2030 | B17 | 100 | 0 | 909 | 0 | 0 | 0 | 0 | 0 | 0 | 0 | 0 | 0 | 0 | 0
PJM_ROR_2_MISO_IN | PJM_ROR | MISO_IN | 2030 | B18 | 400 | 0 | 909 | 0 | 0 | 0 | 0 | 0 | 0 | 0 | 0 | 0 | 0 | 0
PJM_ROR_2_MISO_IN | PJM_ROR | MISO_IN | 2030 | B19 | 700 | 0 | 909 | 0 | 0 | 0 | 0 | 0 | 0 | 0 | 0 | 0 | 0 | 0
PJM_ROR_2_MISO_IN | PJM_ROR | MISO_IN | 2030 | B20 | 935 | 0 | 909 | 0 | 0 | 0 | 0 | 0 | 0 | 0 | 0 | 0 | 0 | 0
PJM_ROR_2_MISO_IN | PJM_ROR | MISO_IN | 2035 | B1 | 10 | 0 | 909 | 0 | 0 | 0 | 0 | 0 | 0 | 0 | 0 | 0 | 0 | 0
PJM_ROR_2_MISO_IN | PJM_ROR | MISO_IN | 2035 | B2 | 25 | 0 | 909 | 0 | 0 | 0 | 0 | 0 | 0 | 0 | 0 | 0 | 0 | 0
PJM_ROR_2_MISO_IN | PJM_ROR | MISO_IN | 2035 | B3 | 75 | 0 | 909 | 0 | 0 | 0 | 0 | 0 | 0 | 0 | 0 | 0 | 0 | 0
PJM_ROR_2_MISO_IN | PJM_ROR | MISO_IN | 2035 | B4 | 100 | 0 | 909 | 0 | 0 | 0 | 0 | 0 | 0 | 0 | 0 | 0 | 0 | 0
PJM_ROR_2_MISO_IN | PJM_ROR | MISO_IN | 2035 | B5 | 200 | 0 | 909 | 0 | 0 | 0 | 0 | 0 | 0 | 0 | 0 | 0 | 0 | 0
PJM_ROR_2_MISO_IN | PJM_ROR | MISO_IN | 2035 | B6 | 300 | 0 | 909 | 0 | 0 | 0 | 0 | 0 | 0 | 0 | 0 | 0 | 0 | 0
PJM_ROR_2_MISO_IN | PJM_ROR | MISO_IN | 2035 | B7 | 400 | 0 | 909 | 0 | 0 | 0 | 0 | 0 | 0 | 0 | 0 | 0 | 0 | 0
PJM_ROR_2_MISO_IN | PJM_ROR | MISO_IN | 2035 | B8 | 500 | 0 | 909 | 0 | 0 | 0 | 0 | 0 | 0 | 0 | 0 | 0 | 0 | 0
PJM_ROR_2_MISO_IN | PJM_ROR | MISO_IN | 2035 | B9 | 800 | 0 | 909 | 0 | 0 | 0 | 0 | 0 | 0 | 0 | 0 | 0 | 0 | 0
PJM_ROR_2_MISO_IN | PJM_ROR | MISO_IN | 2035 | B10 | 1262 | 0 | 909 | 0 | 0 | 0 | 0 | 0 | 0 | 0 | 0 | 0 | 0 | 0
PJM_ROR_2_MISO_IN | PJM_ROR | MISO_IN | 2035 | B11 | 25 | 0 | 909 | 0 | 0 | 0 | 0 | 0 | 0 | 0 | 0 | 0 | 0 | 0
PJM_ROR_2_MISO_IN | PJM_ROR | MISO_IN | 2035 | B12 | 200 | 0 | 909 | 0 | 0 | 0 | 0 | 0 | 0 | 0 | 0 | 0 | 0 | 0
PJM_ROR_2_MISO_IN | PJM_ROR | MISO_IN | 2035 | B13 | 600 | 0 | 909 | 0 | 0 | 0 | 0 | 0 | 0 | 0 | 0 | 0 | 0 | 0
PJM_ROR_2_MISO_IN | PJM_ROR | MISO_IN | 2035 | B14 | 900 | 0 | 909 | 0 | 0 | 0 | 0 | 0 | 0 | 0 | 0 | 0 | 0 | 0
PJM_ROR_2_MISO_IN | PJM_ROR | MISO_IN | 2035 | B15 | 1203 | 0 | 909 | 0 | 0 | 0 | 0 | 0 | 0 | 0 | 0 | 0 | 0 | 0
PJM_ROR_2_MISO_IN | PJM_ROR | MISO_IN | 2035 | B16 | 25 | 0 | 909 | 0 | 0 | 0 | 0 | 0 | 0 | 0 | 0 | 0 | 0 | 0
PJM_ROR_2_MISO_IN | PJM_ROR | MISO_IN | 2035 | B17 | 100 | 0 | 909 | 0 | 0 | 0 | 0 | 0 | 0 | 0 | 0 | 0 | 0 | 0
PJM_ROR_2_MISO_IN | PJM_ROR | MISO_IN | 2035 | B18 | 400 | 0 | 909 | 0 | 0 | 0 | 0 | 0 | 0 | 0 | 0 | 0 | 0 | 0
PJM_ROR_2_MISO_IN | PJM_ROR | MISO_IN | 2035 | B19 | 700 | 0 | 909 | 0 | 0 | 0 | 0 | 0 | 0 | 0 | 0 | 0 | 0 | 0
PJM_ROR_2_MISO_IN | PJM_ROR | MISO_IN | 2035 | B20 | 935 | 0 | 909 | 0 | 0 | 0 | 0 | 0 | 0 | 0 | 0 | 0 | 0 | 0
PJM_ROR_2_MISO_IN | PJM_ROR | MISO_IN | 2040 | B1 | 10 | 0 | 909 | 0 | 0 | 0 | 0 | 0 | 0 | 0 | 0 | 0 | 4.2732 | 1.4244
PJM_ROR_2_MISO_IN | PJM_ROR | MISO_IN | 2040 | B2 | 25 | 0 | 909 | 0 | 0 | 0 | 0 | 0 | 0 | 0 | 0 | 0 | 4.2732 | 1.4244
PJM_ROR_2_MISO_IN | PJM_ROR | MISO_IN | 2040 | B3 | 75 | 0 | 909 | 0 | 0 | 0 | 0 | 0 | 0 | 0 | 0 | 0 | 4.2732 | 1.4244
PJM_ROR_2_MISO_IN | PJM_ROR | MISO_IN | 2040 | B4 | 100 | 0 | 909 | 0 | 0 | 0 | 0 | 0 | 0 | 0 | 0 | 0 | 4.2732 | 1.4244
PJM_ROR_2_MISO_IN | PJM_ROR | MISO_IN | 2040 | B5 | 200 | 0 | 909 | 0 | 0 | 0 | 0 | 0 | 0 | 0 | 0 | 0 | 4.2732 | 1.4244
PJM_ROR_2_MISO_IN | PJM_ROR | MISO_IN | 2040 | B6 | 300 | 0 | 909 | 0 | 0 | 0 | 0 | 0 | 0 | 0 | 0 | 0 | 4.2732 | 1.4244
PJM_ROR_2_MISO_IN | PJM_ROR | MISO_IN | 2040 | B7 | 400 | 0 | 909 | 0 | 0 | 0 | 0 | 0 | 0 | 0 | 0 | 0 | 4.2732 | 1.4244
PJM_ROR_2_MISO_IN | PJM_ROR | MISO_IN | 2040 | B8 | 500 | 0 | 909 | 0 | 0 | 0 | 0 | 0 | 0 | 0 | 0 | 0 | 4.2732 | 1.4244
PJM_ROR_2_MISO_IN | PJM_ROR | MISO_IN | 2040 | B9 | 800 | 0 | 909 | 0 | 0 | 0 | 0 | 0 | 0 | 0 | 0 | 0 | 4.2732 | 1.4244
PJM_ROR_2_MISO_IN | PJM_ROR | MISO_IN | 2040 | B10 | 1262 | 0 | 909 | 909 | 0 | 0 | 0 | 0 | 5.6976 | 0 | 0 | 5.6976 | 4.2732 | 1.4244
PJM_ROR_2_MISO_IN | PJM_ROR | MISO_IN | 2040 | B11 | 25 | 0 | 909 | 0 | 0 | 0 | 0 | 0 | 0 | 0 | 0 | 0 | 4.2732 | 1.4244
PJM_ROR_2_MISO_IN | PJM_ROR | MISO_IN | 2040 | B12 | 200 | 0 | 909 | 0 | 0 | 0 | 0 | 0 | 0 | 0 | 0 | 0 | 4.2732 | 1.4244
PJM_ROR_2_MISO_IN | PJM_ROR | MISO_IN | 2040 | B13 | 600 | 0 | 909 | 0 | 0 | 0 | 0 | 0 | 0 | 0 | 0 | 0 | 4.2732 | 1.4244
PJM_ROR_2_MISO_IN | PJM_ROR | MISO_IN | 2040 | B14 | 900 | 0 | 909 | 0 | 0 | 0 | 0 | 0 | 0 | 0 | 0 | 0 | 4.2732 | 1.4244
PJM_ROR_2_MISO_IN | PJM_ROR | MISO_IN | 2040 | B15 | 1203 | 0 | 909 | 0 | 0 | 0 | 0 | 0 | 0 | 0 | 0 | 0 | 4.2732 | 1.4244
PJM_ROR_2_MISO_IN | PJM_ROR | MISO_IN | 2040 | B16 | 25 | 0 | 909 | 0 | 0 | 0 | 0 | 0 | 0 | 0 | 0 | 0 | 4.2732 | 1.4244
PJM_ROR_2_MISO_IN | PJM_ROR | MISO_IN | 2040 | B17 | 100 | 0 | 909 | 0 | 0 | 0 | 0 | 0 | 0 | 0 | 0 | 0 | 4.2732 | 1.4244
PJM_ROR_2_MISO_IN | PJM_ROR | MISO_IN | 2040 | B18 | 400 | 0 | 909 | 0 | 0 | 0 | 0 | 0 | 0 | 0 | 0 | 0 | 4.2732 | 1.4244
PJM_ROR_2_MISO_IN | PJM_ROR | MISO_IN | 2040 | B19 | 700 | 0 | 909 | 0 | 0 | 0 | 0 | 0 | 0 | 0 | 0 | 0 | 4.2732 | 1.4244
PJM_ROR_2_MISO_IN | PJM_ROR | MISO_IN | 2040 | B20 | 935 | 0 | 909 | 0 | 0 | 0 | 0 | 0 | 0 | 0 | 0 | 0 | 4.2732 | 1.4244
PJM_ROR_2_MISO_IN | PJM_ROR | MISO_IN | 2045 | B1 | 10 | 0 | 909 | 0 | 0 | 0 | 0 | 0 | 0 | 0 | 0 | 0 | 0 | 0
PJM_ROR_2_MISO_IN | PJM_ROR | MISO_IN | 2045 | B2 | 25 | 0 | 909 | 0 | 0 | 0 | 0 | 0 | 0 | 0 | 0 | 0 | 0 | 0
PJM_ROR_2_MISO_IN | PJM_ROR | MISO_IN | 2045 | B3 | 75 | 0 | 909 | 0 | 0 | 0 | 0 | 0 | 0 | 0 | 0 | 0 | 0 | 0
PJM_ROR_2_MISO_IN | PJM_ROR | MISO_IN | 2045 | B4 | 100 | 0 | 909 | 0 | 0 | 0 | 0 | 0 | 0 | 0 | 0 | 0 | 0 | 0
PJM_ROR_2_MISO_IN | PJM_ROR | MISO_IN | 2045 | B5 | 200 | 0 | 909 | 0 | 0 | 0 | 0 | 0 | 0 | 0 | 0 | 0 | 0 | 0
PJM_ROR_2_MISO_IN | PJM_ROR | MISO_IN | 2045 | B6 | 300 | 0 | 909 | 0 | 0 | 0 | 0 | 0 | 0 | 0 | 0 | 0 | 0 | 0
PJM_ROR_2_MISO_IN | PJM_ROR | MISO_IN | 2045 | B7 | 400 | 0 | 909 | 0 | 0 | 0 | 0 | 0 | 0 | 0 | 0 | 0 | 0 | 0
PJM_ROR_2_MISO_IN | PJM_ROR | MISO_IN | 2045 | B8 | 500 | 0 | 909 | 0 | 0 | 0 | 0 | 0 | 0 | 0 | 0 | 0 | 0 | 0
PJM_ROR_2_MISO_IN | PJM_ROR | MISO_IN | 2045 | B9 | 800 | 0 | 909 | 0 | 0 | 0 | 0 | 0 | 0 | 0 | 0 | 0 | 0 | 0
PJM_ROR_2_MISO_IN | PJM_ROR | MISO_IN | 2045 | B10 | 1262 | 0 | 909 | 419.11 | 0 | 0 | 0 | 0 | 0 | 0 | 0 | 0 | 0 | 0
PJM_ROR_2_MISO_IN | PJM_ROR | MISO_IN | 2045 | B11 | 25 | 0 | 909 | 0 | 0 | 0 | 0 | 0 | 0 | 0 | 0 | 0 | 0 | 0
PJM_ROR_2_MISO_IN | PJM_ROR | MISO_IN | 2045 | B12 | 200 | 0 | 909 | 0 | 0 | 0 | 0 | 0 | 0 | 0 | 0 | 0 | 0 | 0
PJM_ROR_2_MISO_IN | PJM_ROR | MISO_IN | 2045 | B13 | 600 | 0 | 909 | 0 | 0 | 0 | 0 | 0 | 0 | 0 | 0 | 0 | 0 | 0
PJM_ROR_2_MISO_IN | PJM_ROR | MISO_IN | 2045 | B14 | 900 | 0 | 909 | 0 | 0 | 0 | 0 | 0 | 0 | 0 | 0 | 0 | 0 | 0
PJM_ROR_2_MISO_IN | PJM_ROR | MISO_IN | 2045 | B15 | 1203 | 0 | 909 | 0 | 0 | 0 | 0 | 0 | 0 | 0 | 0 | 0 | 0 | 0
PJM_ROR_2_MISO_IN | PJM_ROR | MISO_IN | 2045 | B16 | 25 | 0 | 909 | 0 | 0 | 0 | 0 | 0 | 0 | 0 | 0 | 0 | 0 | 0
PJM_ROR_2_MISO_IN | PJM_ROR | MISO_IN | 2045 | B17 | 100 | 0 | 909 | 0 | 0 | 0 | 0 | 0 | 0 | 0 | 0 | 0 | 0 | 0
PJM_ROR_2_MISO_IN | PJM_ROR | MISO_IN | 2045 | B18 | 400 | 0 | 909 | 0 | 0 | 0 | 0 | 0 | 0 | 0 | 0 | 0 | 0 | 0
PJM_ROR_2_MISO_IN | PJM_ROR | MISO_IN | 2045 | B19 | 700 | 0 | 909 | 0 | 0 | 0 | 0 | 0 | 0 | 0 | 0 | 0 | 0 | 0
PJM_ROR_2_MISO_IN | PJM_ROR | MISO_IN | 2045 | B20 | 935 | 0 | 909 | 0 | 0 | 0 | 0 | 0 | 0 | 0 | 0 | 0 | 0 | 0
PJM_ROR_2_MISO_IN | PJM_ROR | MISO_IN | 2050 | B1 | 10 | 0 | 909 | 0 | 0 | 0 | 0 | 0 | 0 | 0 | 0 | 0 | 1.282 | 0.42732
PJM_ROR_2_MISO_IN | PJM_ROR | MISO_IN | 2050 | B2 | 25 | 0 | 909 | 0 | 0 | 0 | 0 | 0 | 0 | 0 | 0 | 0 | 1.282 | 0.42732
PJM_ROR_2_MISO_IN | PJM_ROR | MISO_IN | 2050 | B3 | 75 | 0 | 909 | 0 | 0 | 0 | 0 | 0 | 0 | 0 | 0 | 0 | 1.282 | 0.42732
PJM_ROR_2_MISO_IN | PJM_ROR | MISO_IN | 2050 | B4 | 100 | 0 | 909 | 0 | 0 | 0 | 0 | 0 | 0 | 0 | 0 | 0 | 1.282 | 0.42732
PJM_ROR_2_MISO_IN | PJM_ROR | MISO_IN | 2050 | B5 | 200 | 0 | 909 | 0 | 0 | 0 | 0 | 0 | 0 | 0 | 0 | 0 | 1.282 | 0.42732
PJM_ROR_2_MISO_IN | PJM_ROR | MISO_IN | 2050 | B6 | 300 | 0 | 909 | 0 | 0 | 0 | 0 | 0 | 0 | 0 | 0 | 0 | 1.282 | 0.42732
PJM_ROR_2_MISO_IN | PJM_ROR | MISO_IN | 2050 | B7 | 400 | 0 | 909 | 0 | 0 | 0 | 0 | 0 | 0 | 0 | 0 | 0 | 1.282 | 0.42732
PJM_ROR_2_MISO_IN | PJM_ROR | MISO_IN | 2050 | B8 | 500 | 0 | 909 | 0 | 0 | 0 | 0 | 0 | 0 | 0 | 0 | 0 | 1.282 | 0.42732
PJM_ROR_2_MISO_IN | PJM_ROR | MISO_IN | 2050 | B9 | 800 | 0 | 909 | 0 | 0 | 0 | 0 | 0 | 0 | 0 | 0 | 0 | 1.282 | 0.42732
PJM_ROR_2_MISO_IN | PJM_ROR | MISO_IN | 2050 | B10 | 1262 | 0 | 909 | 909 | 0 | 0 | 0 | 0 | 1.7093 | 0 | 0 | 1.7093 | 1.282 | 0.42732
PJM_ROR_2_MISO_IN | PJM_ROR | MISO_IN | 2050 | B11 | 25 | 0 | 909 | 0 | 0 | 0 | 0 | 0 | 0 | 0 | 0 | 0 | 1.282 | 0.42732
PJM_ROR_2_MISO_IN | PJM_ROR | MISO_IN | 2050 | B12 | 200 | 0 | 909 | 0 | 0 | 0 | 0 | 0 | 0 | 0 | 0 | 0 | 1.282 | 0.42732
PJM_ROR_2_MISO_IN | PJM_ROR | MISO_IN | 2050 | B13 | 600 | 0 | 909 | 0 | 0 | 0 | 0 | 0 | 0 | 0 | 0 | 0 | 1.282 | 0.42732
PJM_ROR_2_MISO_IN | PJM_ROR | MISO_IN | 2050 | B14 | 900 | 0 | 909 | 0 | 0 | 0 | 0 | 0 | 0 | 0 | 0 | 0 | 1.282 | 0.42732
PJM_ROR_2_MISO_IN | PJM_ROR | MISO_IN | 2050 | B15 | 1203 | 0 | 909 | 0 | 0 | 0 | 0 | 0 | 0 | 0 | 0 | 0 | 1.282 | 0.42732
PJM_ROR_2_MISO_IN | PJM_ROR | MISO_IN | 2050 | B16 | 25 | 0 | 909 | 0 | 0 | 0 | 0 | 0 | 0 | 0 | 0 | 0 | 1.282 | 0.42732
PJM_ROR_2_MISO_IN | PJM_ROR | MISO_IN | 2050 | B17 | 100 | 0 | 909 | 0 | 0 | 0 | 0 | 0 | 0 | 0 | 0 | 0 | 1.282 | 0.42732
PJM_ROR_2_MISO_IN | PJM_ROR | MISO_IN | 2050 | B18 | 400 | 0 | 909 | 0 | 0 | 0 | 0 | 0 | 0 | 0 | 0 | 0 | 1.282 | 0.42732
PJM_ROR_2_MISO_IN | PJM_ROR | MISO_IN | 2050 | B19 | 700 | 0 | 909 | 0 | 0 | 0 | 0 | 0 | 0 | 0 | 0 | 0 | 1.282 | 0.42732
PJM_ROR_2_MISO_IN | PJM_ROR | MISO_IN | 2050 | B20 | 935 | 0 | 909 | 0 | 0 | 0 | 0 | 0 | 0 | 0 | 0 | 0 | 1.282 | 0.42732
PJM_ROR_2_MISO_MI | PJM_ROR | MISO_MI | 2015 | B1 | 10 | 0 | 1305 | 0 | 0 | 0 | 0 | 0 | 0 | 0 | 0 | 0 | 0 | 0
PJM_ROR_2_MISO_MI | PJM_ROR | MISO_MI | 2015 | B2 | 25 | 0 | 1305 | 0 | 0 | 0 | 0 | 0 | 0 | 0 | 0 | 0 | 0 | 0
PJM_ROR_2_MISO_MI | PJM_ROR | MISO_MI | 2015 | B3 | 75 | 0 | 1305 | 0 | 0 | 0 | 0 | 0 | 0 | 0 | 0 | 0 | 0 | 0
PJM_ROR_2_MISO_MI | PJM_ROR | MISO_MI | 2015 | B4 | 100 | 0 | 1305 | 0 | 0 | 0 | 0 | 0 | 0 | 0 | 0 | 0 | 0 | 0
PJM_ROR_2_MISO_MI | PJM_ROR | MISO_MI | 2015 | B5 | 200 | 0 | 1305 | 0 | 0 | 0 | 0 | 0 | 0 | 0 | 0 | 0 | 0 | 0
PJM_ROR_2_MISO_MI | PJM_ROR | MISO_MI | 2015 | B6 | 300 | 0 | 1305 | 0 | 0 | 0 | 0 | 0 | 0 | 0 | 0 | 0 | 0 | 0
PJM_ROR_2_MISO_MI | PJM_ROR | MISO_MI | 2015 | B7 | 400 | 0 | 1305 | 0 | 0 | 0 | 0 | 0 | 0 | 0 | 0 | 0 | 0 | 0
PJM_ROR_2_MISO_MI | PJM_ROR | MISO_MI | 2015 | B8 | 500 | 0 | 1305 | 0 | 0 | 0 | 0 | 0 | 0 | 0 | 0 | 0 | 0 | 0
PJM_ROR_2_MISO_MI | PJM_ROR | MISO_MI | 2015 | B9 | 800 | 0 | 1305 | 0 | 0 | 0 | 0 | 0 | 0 | 0 | 0 | 0 | 0 | 0
PJM_ROR_2_MISO_MI | PJM_ROR | MISO_MI | 2015 | B10 | 1262 | 0 | 1305 | 0 | 0 | 0 | 0 | 0 | 0 | 0 | 0 | 0 | 0 | 0
PJM_ROR_2_MISO_MI | PJM_ROR | MISO_MI | 2015 | B11 | 25 | 0 | 1305 | 0 | 0 | 0 | 0 | 0 | 0 | 0 | 0 | 0 | 0 | 0
PJM_ROR_2_MISO_MI | PJM_ROR | MISO_MI | 2015 | B12 | 200 | 0 | 1305 | 0 | 0 | 0 | 0 | 0 | 0 | 0 | 0 | 0 | 0 | 0
PJM_ROR_2_MISO_MI | PJM_ROR | MISO_MI | 2015 | B13 | 600 | 0 | 1305 | 0 | 0 | 0 | 0 | 0 | 0 | 0 | 0 | 0 | 0 | 0
PJM_ROR_2_MISO_MI | PJM_ROR | MISO_MI | 2015 | B14 | 900 | 0 | 1305 | 0 | 0 | 0 | 0 | 0 | 0 | 0 | 0 | 0 | 0 | 0
PJM_ROR_2_MISO_MI | PJM_ROR | MISO_MI | 2015 | B15 | 1203 | 0 | 1305 | 0 | 0 | 0 | 0 | 0 | 0 | 0 | 0 | 0 | 0 | 0
PJM_ROR_2_MISO_MI | PJM_ROR | MISO_MI | 2015 | B16 | 25 | 0 | 1305 | 0 | 0 | 0 | 0 | 0 | 0 | 0 | 0 | 0 | 0 | 0
PJM_ROR_2_MISO_MI | PJM_ROR | MISO_MI | 2015 | B17 | 100 | 0 | 1305 | 0 | 0 | 0 | 0 | 0 | 0 | 0 | 0 | 0 | 0 | 0
PJM_ROR_2_MISO_MI | PJM_ROR | MISO_MI | 2015 | B18 | 400 | 0 | 1305 | 0 | 0 | 0 | 0 | 0 | 0 | 0 | 0 | 0 | 0 | 0
PJM_ROR_2_MISO_MI | PJM_ROR | MISO_MI | 2015 | B19 | 700 | 0 | 1305 | 0 | 0 | 0 | 0 | 0 | 0 | 0 | 0 | 0 | 0 | 0
PJM_ROR_2_MISO_MI | PJM_ROR | MISO_MI | 2015 | B20 | 935 | 0 | 1305 | 0 | 0 | 0 | 0 | 0 | 0 | 0 | 0 | 0 | 0 | 0
PJM_ROR_2_MISO_MI | PJM_ROR | MISO_MI | 2020 | B1 | 10 | 0 | 1305 | 0 | 0 | 0 | 0 | 0 | 0 | 0 | 0 | 0 | 0 | 0
PJM_ROR_2_MISO_MI | PJM_ROR | MISO_MI | 2020 | B2 | 25 | 0 | 1305 | 0 | 0 | 0 | 0 | 0 | 0 | 0 | 0 | 0 | 0 | 0
PJM_ROR_2_MISO_MI | PJM_ROR | MISO_MI | 2020 | B3 | 75 | 0 | 1305 | 0 | 0 | 0 | 0 | 0 | 0 | 0 | 0 | 0 | 0 | 0
PJM_ROR_2_MISO_MI | PJM_ROR | MISO_MI | 2020 | B4 | 100 | 0 | 1305 | 0 | 0 | 0 | 0 | 0 | 0 | 0 | 0 | 0 | 0 | 0
PJM_ROR_2_MISO_MI | PJM_ROR | MISO_MI | 2020 | B5 | 200 | 0 | 1305 | 0 | 0 | 0 | 0 | 0 | 0 | 0 | 0 | 0 | 0 | 0
PJM_ROR_2_MISO_MI | PJM_ROR | MISO_MI | 2020 | B6 | 300 | 0 | 1305 | 0 | 0 | 0 | 0 | 0 | 0 | 0 | 0 | 0 | 0 | 0
PJM_ROR_2_MISO_MI | PJM_ROR | MISO_MI | 2020 | B7 | 400 | 0 | 1305 | 0 | 0 | 0 | 0 | 0 | 0 | 0 | 0 | 0 | 0 | 0
PJM_ROR_2_MISO_MI | PJM_ROR | MISO_MI | 2020 | B8 | 500 | 0 | 1305 | 0 | 0 | 0 | 0 | 0 | 0 | 0 | 0 | 0 | 0 | 0
PJM_ROR_2_MISO_MI | PJM_ROR | MISO_MI | 2020 | B9 | 800 | 0 | 1305 | 0 | 0 | 0 | 0 | 0 | 0 | 0 | 0 | 0 | 0 | 0
PJM_ROR_2_MISO_MI | PJM_ROR | MISO_MI | 2020 | B10 | 1262 | 0 | 1305 | 0 | 0 | 0 | 0 | 0 | 0 | 0 | 0 | 0 | 0 | 0
PJM_ROR_2_MISO_MI | PJM_ROR | MISO_MI | 2020 | B11 | 25 | 0 | 1305 | 0 | 0 | 0 | 0 | 0 | 0 | 0 | 0 | 0 | 0 | 0
PJM_ROR_2_MISO_MI | PJM_ROR | MISO_MI | 2020 | B12 | 200 | 0 | 1305 | 0 | 0 | 0 | 0 | 0 | 0 | 0 | 0 | 0 | 0 | 0
PJM_ROR_2_MISO_MI | PJM_ROR | MISO_MI | 2020 | B13 | 600 | 0 | 1305 | 0 | 0 | 0 | 0 | 0 | 0 | 0 | 0 | 0 | 0 | 0
PJM_ROR_2_MISO_MI | PJM_ROR | MISO_MI | 2020 | B14 | 900 | 0 | 1305 | 0 | 0 | 0 | 0 | 0 | 0 | 0 | 0 | 0 | 0 | 0
PJM_ROR_2_MISO_MI | PJM_ROR | MISO_MI | 2020 | B15 | 1203 | 0 | 1305 | 0 | 0 | 0 | 0 | 0 | 0 | 0 | 0 | 0 | 0 | 0
PJM_ROR_2_MISO_MI | PJM_ROR | MISO_MI | 2020 | B16 | 25 | 0 | 1305 | 0 | 0 | 0 | 0 | 0 | 0 | 0 | 0 | 0 | 0 | 0
PJM_ROR_2_MISO_MI | PJM_ROR | MISO_MI | 2020 | B17 | 100 | 0 | 1305 | 0 | 0 | 0 | 0 | 0 | 0 | 0 | 0 | 0 | 0 | 0
PJM_ROR_2_MISO_MI | PJM_ROR | MISO_MI | 2020 | B18 | 400 | 0 | 1305 | 0 | 0 | 0 | 0 | 0 | 0 | 0 | 0 | 0 | 0 | 0
PJM_ROR_2_MISO_MI | PJM_ROR | MISO_MI | 2020 | B19 | 700 | 0 | 1305 | 0 | 0 | 0 | 0 | 0 | 0 | 0 | 0 | 0 | 0 | 0
PJM_ROR_2_MISO_MI | PJM_ROR | MISO_MI | 2020 | B20 | 935 | 0 | 1305 | 0 | 0 | 0 | 0 | 0 | 0 | 0 | 0 | 0 | 0 | 0
PJM_ROR_2_MISO_MI | PJM_ROR | MISO_MI | 2025 | B1 | 10 | 0 | 1305 | 0 | 0 | 0 | 0 | 0 | 0 | 0 | 0 | 0 | 0 | 0
PJM_ROR_2_MISO_MI | PJM_ROR | MISO_MI | 2025 | B2 | 25 | 0 | 1305 | 0 | 0 | 0 | 0 | 0 | 0 | 0 | 0 | 0 | 0 | 0
PJM_ROR_2_MISO_MI | PJM_ROR | MISO_MI | 2025 | B3 | 75 | 0 | 1305 | 0 | 0 | 0 | 0 | 0 | 0 | 0 | 0 | 0 | 0 | 0
PJM_ROR_2_MISO_MI | PJM_ROR | MISO_MI | 2025 | B4 | 100 | 0 | 1305 | 0 | 0 | 0 | 0 | 0 | 0 | 0 | 0 | 0 | 0 | 0
PJM_ROR_2_MISO_MI | PJM_ROR | MISO_MI | 2025 | B5 | 200 | 0 | 1305 | 0 | 0 | 0 | 0 | 0 | 0 | 0 | 0 | 0 | 0 | 0
PJM_ROR_2_MISO_MI | PJM_ROR | MISO_MI | 2025 | B6 | 300 | 0 | 1305 | 0 | 0 | 0 | 0 | 0 | 0 | 0 | 0 | 0 | 0 | 0
PJM_ROR_2_MISO_MI | PJM_ROR | MISO_MI | 2025 | B7 | 400 | 0 | 1305 | 0 | 0 | 0 | 0 | 0 | 0 | 0 | 0 | 0 | 0 | 0
PJM_ROR_2_MISO_MI | PJM_ROR | MISO_MI | 2025 | B8 | 500 | 0 | 1305 | 0 | 0 | 0 | 0 | 0 | 0 | 0 | 0 | 0 | 0 | 0
PJM_ROR_2_MISO_MI | PJM_ROR | MISO_MI | 2025 | B9 | 800 | 0 | 1305 | 0 | 0 | 0 | 0 | 0 | 0 | 0 | 0 | 0 | 0 | 0
PJM_ROR_2_MISO_MI | PJM_ROR | MISO_MI | 2025 | B10 | 1262 | 0 | 1305 | 0 | 0 | 0 | 0 | 0 | 0 | 0 | 0 | 0 | 0 | 0
PJM_ROR_2_MISO_MI | PJM_ROR | MISO_MI | 2025 | B11 | 25 | 0 | 1305 | 0 | 0 | 0 | 0 | 0 | 0 | 0 | 0 | 0 | 0 | 0
PJM_ROR_2_MISO_MI | PJM_ROR | MISO_MI | 2025 | B12 | 200 | 0 | 1305 | 0 | 0 | 0 | 0 | 0 | 0 | 0 | 0 | 0 | 0 | 0
PJM_ROR_2_MISO_MI | PJM_ROR | MISO_MI | 2025 | B13 | 600 | 0 | 1305 | 0 | 0 | 0 | 0 | 0 | 0 | 0 | 0 | 0 | 0 | 0
PJM_ROR_2_MISO_MI | PJM_ROR | MISO_MI | 2025 | B14 | 900 | 0 | 1305 | 0 | 0 | 0 | 0 | 0 | 0 | 0 | 0 | 0 | 0 | 0
PJM_ROR_2_MISO_MI | PJM_ROR | MISO_MI | 2025 | B15 | 1203 | 0 | 1305 | 0 | 0 | 0 | 0 | 0 | 0 | 0 | 0 | 0 | 0 | 0
PJM_ROR_2_MISO_MI | PJM_ROR | MISO_MI | 2025 | B16 | 25 | 0 | 1305 | 0 | 0 | 0 | 0 | 0 | 0 | 0 | 0 | 0 | 0 | 0
PJM_ROR_2_MISO_MI | PJM_ROR | MISO_MI | 2025 | B17 | 100 | 0 | 1305 | 0 | 852.69 | 0 | 0 | 0 | 0 | 0 | 0 | 0 | 0 | 0
PJM_ROR_2_MISO_MI | PJM_ROR | MISO_MI | 2025 | B18 | 400 | 0 | 1305 | 0 | 0 | 0 | 0 | 0 | 0 | 0 | 0 | 0 | 0 | 0
PJM_ROR_2_MISO_MI | PJM_ROR | MISO_MI | 2025 | B19 | 700 | 0 | 1305 | 0 | 0 | 0 | 0 | 0 | 0 | 0 | 0 | 0 | 0 | 0
PJM_ROR_2_MISO_MI | PJM_ROR | MISO_MI | 2025 | B20 | 935 | 0 | 1305 | 0 | 0 | 0 | 0 | 0 | 0 | 0 | 0 | 0 | 0 | 0
PJM_ROR_2_MISO_MI | PJM_ROR | MISO_MI | 2030 | B1 | 10 | 0 | 1305 | 0 | 0 | 0 | 0 | 0 | 0 | 0 | 0 | 0 | 0 | 0
PJM_ROR_2_MISO_MI | PJM_ROR | MISO_MI | 2030 | B2 | 25 | 0 | 1305 | 0 | 0 | 0 | 0 | 0 | 0 | 0 | 0 | 0 | 0 | 0
PJM_ROR_2_MISO_MI | PJM_ROR | MISO_MI | 2030 | B3 | 75 | 0 | 1305 | 0 | 0 | 0 | 0 | 0 | 0 | 0 | 0 | 0 | 0 | 0
PJM_ROR_2_MISO_MI | PJM_ROR | MISO_MI | 2030 | B4 | 100 | 0 | 1305 | 0 | 0 | 0 | 0 | 0 | 0 | 0 | 0 | 0 | 0 | 0
PJM_ROR_2_MISO_MI | PJM_ROR | MISO_MI | 2030 | B5 | 200 | 0 | 1305 | 0 | 0 | 0 | 0 | 0 | 0 | 0 | 0 | 0 | 0 | 0
PJM_ROR_2_MISO_MI | PJM_ROR | MISO_MI | 2030 | B6 | 300 | 0 | 1305 | 0 | 0 | 0 | 0 | 0 | 0 | 0 | 0 | 0 | 0 | 0
PJM_ROR_2_MISO_MI | PJM_ROR | MISO_MI | 2030 | B7 | 400 | 0 | 1305 | 0 | 0 | 0 | 0 | 0 | 0 | 0 | 0 | 0 | 0 | 0
PJM_ROR_2_MISO_MI | PJM_ROR | MISO_MI | 2030 | B8 | 500 | 0 | 1305 | 0 | 0 | 0 | 0 | 0 | 0 | 0 | 0 | 0 | 0 | 0
PJM_ROR_2_MISO_MI | PJM_ROR | MISO_MI | 2030 | B9 | 800 | 0 | 1305 | 0 | 0 | 0 | 0 | 0 | 0 | 0 | 0 | 0 | 0 | 0
PJM_ROR_2_MISO_MI | PJM_ROR | MISO_MI | 2030 | B10 | 1262 | 0 | 1305 | 0 | 0 | 0 | 0 | 0 | 0 | 0 | 0 | 0 | 0 | 0
PJM_ROR_2_MISO_MI | PJM_ROR | MISO_MI | 2030 | B11 | 25 | 0 | 1305 | 0 | 0 | 0 | 0 | 0 | 0 | 0 | 0 | 0 | 0 | 0
PJM_ROR_2_MISO_MI | PJM_ROR | MISO_MI | 2030 | B12 | 200 | 0 | 1305 | 0 | 0 | 0 | 0 | 0 | 0 | 0 | 0 | 0 | 0 | 0
PJM_ROR_2_MISO_MI | PJM_ROR | MISO_MI | 2030 | B13 | 600 | 0 | 1305 | 0 | 0 | 0 | 0 | 0 | 0 | 0 | 0 | 0 | 0 | 0
PJM_ROR_2_MISO_MI | PJM_ROR | MISO_MI | 2030 | B14 | 900 | 0 | 1305 | 0 | 0 | 0 | 0 | 0 | 0 | 0 | 0 | 0 | 0 | 0
PJM_ROR_2_MISO_MI | PJM_ROR | MISO_MI | 2030 | B15 | 1203 | 0 | 1305 | 0 | 0 | 0 | 0 | 0 | 0 | 0 | 0 | 0 | 0 | 0
PJM_ROR_2_MISO_MI | PJM_ROR | MISO_MI | 2030 | B16 | 25 | 0 | 1305 | 0 | 0 | 0 | 0 | 0 | 0 | 0 | 0 | 0 | 0 | 0
PJM_ROR_2_MISO_MI | PJM_ROR | MISO_MI | 2030 | B17 | 100 | 0 | 1305 | 0 | 0 | 0 | 0 | 0 | 0 | 0 | 0 | 0 | 0 | 0
PJM_ROR_2_MISO_MI | PJM_ROR | MISO_MI | 2030 | B18 | 400 | 0 | 1305 | 0 | 0 | 0 | 0 | 0 | 0 | 0 | 0 | 0 | 0 | 0
PJM_ROR_2_MISO_MI | PJM_ROR | MISO_MI | 2030 | B19 | 700 | 0 | 1305 | 0 | 0 | 0 | 0 | 0 | 0 | 0 | 0 | 0 | 0 | 0
PJM_ROR_2_MISO_MI | PJM_ROR | MISO_MI | 2030 | B20 | 935 | 0 | 1305 | 0 | 0 | 0 | 0 | 0 | 0 | 0 | 0 | 0 | 0 | 0
PJM_ROR_2_MISO_MI | PJM_ROR | MISO_MI | 2035 | B1 | 10 | 0 | 1305 | 0 | 0 | 0 | 0 | 0 | 0 | 0 | 0 | 0 | 0 | 0
PJM_ROR_2_MISO_MI | PJM_ROR | MISO_MI | 2035 | B2 | 25 | 0 | 1305 | 0 | 0 | 0 | 0 | 0 | 0 | 0 | 0 | 0 | 0 | 0
PJM_ROR_2_MISO_MI | PJM_ROR | MISO_MI | 2035 | B3 | 75 | 0 | 1305 | 0 | 0 | 0 | 0 | 0 | 0 | 0 | 0 | 0 | 0 | 0
PJM_ROR_2_MISO_MI | PJM_ROR | MISO_MI | 2035 | B4 | 100 | 0 | 1305 | 0 | 0 | 0 | 0 | 0 | 0 | 0 | 0 | 0 | 0 | 0
PJM_ROR_2_MISO_MI | PJM_ROR | MISO_MI | 2035 | B5 | 200 | 0 | 1305 | 0 | 0 | 0 | 0 | 0 | 0 | 0 | 0 | 0 | 0 | 0
PJM_ROR_2_MISO_MI | PJM_ROR | MISO_MI | 2035 | B6 | 300 | 0 | 1305 | 0 | 0 | 0 | 0 | 0 | 0 | 0 | 0 | 0 | 0 | 0
PJM_ROR_2_MISO_MI | PJM_ROR | MISO_MI | 2035 | B7 | 400 | 0 | 1305 | 0 | 0 | 0 | 0 | 0 | 0 | 0 | 0 | 0 | 0 | 0
PJM_ROR_2_MISO_MI | PJM_ROR | MISO_MI | 2035 | B8 | 500 | 0 | 1305 | 0 | 0 | 0 | 0 | 0 | 0 | 0 | 0 | 0 | 0 | 0
PJM_ROR_2_MISO_MI | PJM_ROR | MISO_MI | 2035 | B9 | 800 | 0 | 1305 | 0 | 0 | 0 | 0 | 0 | 0 | 0 | 0 | 0 | 0 | 0
PJM_ROR_2_MISO_MI | PJM_ROR | MISO_MI | 2035 | B10 | 1262 | 0 | 1305 | 0 | 0 | 0 | 0 | 0 | 0 | 0 | 0 | 0 | 0 | 0
PJM_ROR_2_MISO_MI | PJM_ROR | MISO_MI | 2035 | B11 | 25 | 0 | 1305 | 0 | 0 | 0 | 0 | 0 | 0 | 0 | 0 | 0 | 0 | 0
PJM_ROR_2_MISO_MI | PJM_ROR | MISO_MI | 2035 | B12 | 200 | 0 | 1305 | 0 | 0 | 0 | 0 | 0 | 0 | 0 | 0 | 0 | 0 | 0
PJM_ROR_2_MISO_MI | PJM_ROR | MISO_MI | 2035 | B13 | 600 | 0 | 1305 | 0 | 0 | 0 | 0 | 0 | 0 | 0 | 0 | 0 | 0 | 0
PJM_ROR_2_MISO_MI | PJM_ROR | MISO_MI | 2035 | B14 | 900 | 0 | 1305 | 0 | 0 | 0 | 0 | 0 | 0 | 0 | 0 | 0 | 0 | 0
PJM_ROR_2_MISO_MI | PJM_ROR | MISO_MI | 2035 | B15 | 1203 | 0 | 1305 | 0 | 0 | 0 | 0 | 0 | 0 | 0 | 0 | 0 | 0 | 0
PJM_ROR_2_MISO_MI | PJM_ROR | MISO_MI | 2035 | B16 | 25 | 0 | 1305 | 0 | 0 | 0 | 0 | 0 | 0 | 0 | 0 | 0 | 0 | 0
PJM_ROR_2_MISO_MI | PJM_ROR | MISO_MI | 2035 | B17 | 100 | 0 | 1305 | 0 | 0 | 0 | 0 | 0 | 0 | 0 | 0 | 0 | 0 | 0
PJM_ROR_2_MISO_MI | PJM_ROR | MISO_MI | 2035 | B18 | 400 | 0 | 1305 | 0 | 0 | 0 | 0 | 0 | 0 | 0 | 0 | 0 | 0 | 0
PJM_ROR_2_MISO_MI | PJM_ROR | MISO_MI | 2035 | B19 | 700 | 0 | 1305 | 0 | 0 | 0 | 0 | 0 | 0 | 0 | 0 | 0 | 0 | 0
PJM_ROR_2_MISO_MI | PJM_ROR | MISO_MI | 2035 | B20 | 935 | 0 | 1305 | 0 | 0 | 0 | 0 | 0 | 0 | 0 | 0 | 0 | 0 | 0
PJM_ROR_2_MISO_MI | PJM_ROR | MISO_MI | 2040 | B1 | 10 | 0 | 1305 | 0 | 0 | 0 | 0 | 0 | 0 | 0 | 0 | 0 | 4.2821 | 1.4274
PJM_ROR_2_MISO_MI | PJM_ROR | MISO_MI | 2040 | B2 | 25 | 0 | 1305 | 0 | 0 | 0 | 0 | 0 | 0 | 0 | 0 | 0 | 4.2821 | 1.4274
PJM_ROR_2_MISO_MI | PJM_ROR | MISO_MI | 2040 | B3 | 75 | 0 | 1305 | 0 | 0 | 0 | 0 | 0 | 0 | 0 | 0 | 0 | 4.2821 | 1.4274
PJM_ROR_2_MISO_MI | PJM_ROR | MISO_MI | 2040 | B4 | 100 | 0 | 1305 | 0 | 0 | 0 | 0 | 0 | 0 | 0 | 0 | 0 | 4.2821 | 1.4274
PJM_ROR_2_MISO_MI | PJM_ROR | MISO_MI | 2040 | B5 | 200 | 0 | 1305 | 0 | 0 | 0 | 0 | 0 | 0 | 0 | 0 | 0 | 4.2821 | 1.4274
PJM_ROR_2_MISO_MI | PJM_ROR | MISO_MI | 2040 | B6 | 300 | 0 | 1305 | 0 | 0 | 0 | 0 | 0 | 0 | 0 | 0 | 0 | 4.2821 | 1.4274
PJM_ROR_2_MISO_MI | PJM_ROR | MISO_MI | 2040 | B7 | 400 | 0 | 1305 | 0 | 0 | 0 | 0 | 0 | 0 | 0 | 0 | 0 | 4.2821 | 1.4274
PJM_ROR_2_MISO_MI | PJM_ROR | MISO_MI | 2040 | B8 | 500 | 0 | 1305 | 0 | 0 | 0 | 0 | 0 | 0 | 0 | 0 | 0 | 4.2821 | 1.4274
PJM_ROR_2_MISO_MI | PJM_ROR | MISO_MI | 2040 | B9 | 800 | 0 | 1305 | 0 | 0 | 0 | 0 | 0 | 0 | 0 | 0 | 0 | 4.2821 | 1.4274
PJM_ROR_2_MISO_MI | PJM_ROR | MISO_MI | 2040 | B10 | 1262 | 0 | 1305 | 1305 | 0 | 0 | 0 | 0 | 5.7095 | 0 | 0 | 5.7095 | 4.2821 | 1.4274
PJM_ROR_2_MISO_MI | PJM_ROR | MISO_MI | 2040 | B11 | 25 | 0 | 1305 | 0 | 0 | 0 | 0 | 0 | 0 | 0 | 0 | 0 | 4.2821 | 1.4274
PJM_ROR_2_MISO_MI | PJM_ROR | MISO_MI | 2040 | B12 | 200 | 0 | 1305 | 0 | 0 | 0 | 0 | 0 | 0 | 0 | 0 | 0 | 4.2821 | 1.4274
PJM_ROR_2_MISO_MI | PJM_ROR | MISO_MI | 2040 | B13 | 600 | 0 | 1305 | 0 | 0 | 0 | 0 | 0 | 0 | 0 | 0 | 0 | 4.2821 | 1.4274
PJM_ROR_2_MISO_MI | PJM_ROR | MISO_MI | 2040 | B14 | 900 | 0 | 1305 | 0 | 0 | 0 | 0 | 0 | 0 | 0 | 0 | 0 | 4.2821 | 1.4274
PJM_ROR_2_MISO_MI | PJM_ROR | MISO_MI | 2040 | B15 | 1203 | 0 | 1305 | 0 | 0 | 0 | 0 | 0 | 0 | 0 | 0 | 0 | 4.2821 | 1.4274
PJM_ROR_2_MISO_MI | PJM_ROR | MISO_MI | 2040 | B16 | 25 | 0 | 1305 | 0 | 0 | 0 | 0 | 0 | 0 | 0 | 0 | 0 | 4.2821 | 1.4274
PJM_ROR_2_MISO_MI | PJM_ROR | MISO_MI | 2040 | B17 | 100 | 0 | 1305 | 0 | 0 | 0 | 0 | 0 | 0 | 0 | 0 | 0 | 4.2821 | 1.4274
PJM_ROR_2_MISO_MI | PJM_ROR | MISO_MI | 2040 | B18 | 400 | 0 | 1305 | 0 | 0 | 0 | 0 | 0 | 0 | 0 | 0 | 0 | 4.2821 | 1.4274
PJM_ROR_2_MISO_MI | PJM_ROR | MISO_MI | 2040 | B19 | 700 | 0 | 1305 | 0 | 0 | 0 | 0 | 0 | 0 | 0 | 0 | 0 | 4.2821 | 1.4274
PJM_ROR_2_MISO_MI | PJM_ROR | MISO_MI | 2040 | B20 | 935 | 0 | 1305 | 0 | 0 | 0 | 0 | 0 | 0 | 0 | 0 | 0 | 4.2821 | 1.4274
PJM_ROR_2_MISO_MI | PJM_ROR | MISO_MI | 2045 | B1 | 10 | 0 | 1305 | 0 | 0 | 0 | 0 | 0 | 0 | 0 | 0 | 0 | 7.7541 | 2.5847
PJM_ROR_2_MISO_MI | PJM_ROR | MISO_MI | 2045 | B2 | 25 | 0 | 1305 | 0 | 0 | 0 | 0 | 0 | 0 | 0 | 0 | 0 | 7.7541 | 2.5847
PJM_ROR_2_MISO_MI | PJM_ROR | MISO_MI | 2045 | B3 | 75 | 0 | 1305 | 0 | 0 | 0 | 0 | 0 | 0 | 0 | 0 | 0 | 7.7541 | 2.5847
PJM_ROR_2_MISO_MI | PJM_ROR | MISO_MI | 2045 | B4 | 100 | 0 | 1305 | 0 | 0 | 0 | 0 | 0 | 0 | 0 | 0 | 0 | 7.7541 | 2.5847
PJM_ROR_2_MISO_MI | PJM_ROR | MISO_MI | 2045 | B5 | 200 | 0 | 1305 | 0 | 0 | 0 | 0 | 0 | 0 | 0 | 0 | 0 | 7.7541 | 2.5847
PJM_ROR_2_MISO_MI | PJM_ROR | MISO_MI | 2045 | B6 | 300 | 0 | 1305 | 0 | 0 | 0 | 0 | 0 | 0 | 0 | 0 | 0 | 7.7541 | 2.5847
PJM_ROR_2_MISO_MI | PJM_ROR | MISO_MI | 2045 | B7 | 400 | 0 | 1305 | 0 | 0 | 0 | 0 | 0 | 0 | 0 | 0 | 0 | 7.7541 | 2.5847
PJM_ROR_2_MISO_MI | PJM_ROR | MISO_MI | 2045 | B8 | 500 | 0 | 1305 | 0 | 774.54 | 0 | 0 | 0 | 0 | 0 | 0 | 0 | 7.7541 | 2.5847
PJM_ROR_2_MISO_MI | PJM_ROR | MISO_MI | 2045 | B9 | 800 | 0 | 1305 | 1261.48 | 0 | 0 | 0 | 0 | 0 | 0 | 0 | 0 | 7.7541 | 2.5847
PJM_ROR_2_MISO_MI | PJM_ROR | MISO_MI | 2045 | B10 | 1262 | 0 | 1305 | 1305 | 0 | 0 | 0 | 0 | 10.3388 | 0 | 0 | 10.3388 | 7.7541 | 2.5847
PJM_ROR_2_MISO_MI | PJM_ROR | MISO_MI | 2045 | B11 | 25 | 0 | 1305 | 0 | 0 | 0 | 0 | 0 | 0 | 0 | 0 | 0 | 7.7541 | 2.5847
PJM_ROR_2_MISO_MI | PJM_ROR | MISO_MI | 2045 | B12 | 200 | 0 | 1305 | 0 | 0 | 0 | 0 | 0 | 0 | 0 | 0 | 0 | 7.7541 | 2.5847
PJM_ROR_2_MISO_MI | PJM_ROR | MISO_MI | 2045 | B13 | 600 | 0 | 1305 | 0 | 0 | 0 | 0 | 0 | 0 | 0 | 0 | 0 | 7.7541 | 2.5847
PJM_ROR_2_MISO_MI | PJM_ROR | MISO_MI | 2045 | B14 | 900 | 0 | 1305 | 0 | 0 | 0 | 0 | 0 | 0 | 0 | 0 | 0 | 7.7541 | 2.5847
PJM_ROR_2_MISO_MI | PJM_ROR | MISO_MI | 2045 | B15 | 1203 | 0 | 1305 | 332.66 | 0 | 0 | 0 | 0 | 0 | 0 | 0 | 0 | 7.7541 | 2.5847
PJM_ROR_2_MISO_MI | PJM_ROR | MISO_MI | 2045 | B16 | 25 | 0 | 1305 | 0 | 0 | 0 | 0 | 0 | 0 | 0 | 0 | 0 | 7.7541 | 2.5847
PJM_ROR_2_MISO_MI | PJM_ROR | MISO_MI | 2045 | B17 | 100 | 0 | 1305 | 0 | 0 | 0 | 0 | 0 | 0 | 0 | 0 | 0 | 7.7541 | 2.5847
PJM_ROR_2_MISO_MI | PJM_ROR | MISO_MI | 2045 | B18 | 400 | 0 | 1305 | 0 | 0 | 0 | 0 | 0 | 0 | 0 | 0 | 0 | 7.7541 | 2.5847
PJM_ROR_2_MISO_MI | PJM_ROR | MISO_MI | 2045 | B19 | 700 | 0 | 1305 | 0 | 0 | 0 | 0 | 0 | 0 | 0 | 0 | 0 | 7.7541 | 2.5847
PJM_ROR_2_MISO_MI | PJM_ROR | MISO_MI | 2045 | B20 | 935 | 0 | 1305 | 151.58 | 0 | 0 | 0 | 0 | 0 | 0 | 0 | 0 | 7.7541 | 2.5847
PJM_ROR_2_MISO_MI | PJM_ROR | MISO_MI | 2050 | B1 | 10 | 0 | 1305 | 0 | 0 | 0 | 0 | 0 | 0 | 0 | 0 | 0 | 1.2909 | 0.43029
PJM_ROR_2_MISO_MI | PJM_ROR | MISO_MI | 2050 | B2 | 25 | 0 | 1305 | 0 | 0 | 0 | 0 | 0 | 0 | 0 | 0 | 0 | 1.2909 | 0.43029
PJM_ROR_2_MISO_MI | PJM_ROR | MISO_MI | 2050 | B3 | 75 | 0 | 1305 | 0 | 0 | 0 | 0 | 0 | 0 | 0 | 0 | 0 | 1.2909 | 0.43029
PJM_ROR_2_MISO_MI | PJM_ROR | MISO_MI | 2050 | B4 | 100 | 0 | 1305 | 0 | 0 | 0 | 0 | 0 | 0 | 0 | 0 | 0 | 1.2909 | 0.43029
PJM_ROR_2_MISO_MI | PJM_ROR | MISO_MI | 2050 | B5 | 200 | 0 | 1305 | 0 | 0 | 0 | 0 | 0 | 0 | 0 | 0 | 0 | 1.2909 | 0.43029
PJM_ROR_2_MISO_MI | PJM_ROR | MISO_MI | 2050 | B6 | 300 | 0 | 1305 | 0 | 0 | 0 | 0 | 0 | 0 | 0 | 0 | 0 | 1.2909 | 0.43029
PJM_ROR_2_MISO_MI | PJM_ROR | MISO_MI | 2050 | B7 | 400 | 0 | 1305 | 0 | 0 | 0 | 0 | 0 | 0 | 0 | 0 | 0 | 1.2909 | 0.43029
PJM_ROR_2_MISO_MI | PJM_ROR | MISO_MI | 2050 | B8 | 500 | 0 | 1305 | 0 | 0 | 0 | 0 | 0 | 0 | 0 | 0 | 0 | 1.2909 | 0.43029
PJM_ROR_2_MISO_MI | PJM_ROR | MISO_MI | 2050 | B9 | 800 | 0 | 1305 | 368.17 | 0 | 0 | 0 | 0 | 0 | 0 | 0 | 0 | 1.2909 | 0.43029
PJM_ROR_2_MISO_MI | PJM_ROR | MISO_MI | 2050 | B10 | 1262 | 0 | 1305 | 1305 | 0 | 0 | 0 | 0 | 1.7211 | 0 | 0 | 1.7211 | 1.2909 | 0.43029
PJM_ROR_2_MISO_MI | PJM_ROR | MISO_MI | 2050 | B11 | 25 | 0 | 1305 | 0 | 0 | 0 | 0 | 0 | 0 | 0 | 0 | 0 | 1.2909 | 0.43029
PJM_ROR_2_MISO_MI | PJM_ROR | MISO_MI | 2050 | B12 | 200 | 0 | 1305 | 0 | 0 | 0 | 0 | 0 | 0 | 0 | 0 | 0 | 1.2909 | 0.43029
PJM_ROR_2_MISO_MI | PJM_ROR | MISO_MI | 2050 | B13 | 600 | 0 | 1305 | 0 | 0 | 0 | 0 | 0 | 0 | 0 | 0 | 0 | 1.2909 | 0.43029
PJM_ROR_2_MISO_MI | PJM_ROR | MISO_MI | 2050 | B14 | 900 | 0 | 1305 | 0 | 0 | 0 | 0 | 0 | 0 | 0 | 0 | 0 | 1.2909 | 0.43029
PJM_ROR_2_MISO_MI | PJM_ROR | MISO_MI | 2050 | B15 | 1203 | 0 | 1305 | 482.33 | 0 | 0 | 0 | 0 | 0 | 0 | 0 | 0 | 1.2909 | 0.43029
PJM_ROR_2_MISO_MI | PJM_ROR | MISO_MI | 2050 | B16 | 25 | 0 | 1305 | 0 | 0 | 0 | 0 | 0 | 0 | 0 | 0 | 0 | 1.2909 | 0.43029
PJM_ROR_2_MISO_MI | PJM_ROR | MISO_MI | 2050 | B17 | 100 | 0 | 1305 | 0 | 0 | 0 | 0 | 0 | 0 | 0 | 0 | 0 | 1.2909 | 0.43029
PJM_ROR_2_MISO_MI | PJM_ROR | MISO_MI | 2050 | B18 | 400 | 0 | 1305 | 0 | 0 | 0 | 0 | 0 | 0 | 0 | 0 | 0 | 1.2909 | 0.43029
PJM_ROR_2_MISO_MI | PJM_ROR | MISO_MI | 2050 | B19 | 700 | 0 | 1305 | 0 | 0 | 0 | 0 | 0 | 0 | 0 | 0 | 0 | 1.2909 | 0.43029
PJM_ROR_2_MISO_MI | PJM_ROR | MISO_MI | 2050 | B20 | 935 | 0 | 1305 | 446.53 | 0 | 0 | 0 | 0 | 0 | 0 | 0 | 0 | 1.2909 | 0.43029
PJM_ROR_2_MISO_MO-IL | PJM_ROR | MISO_MO-IL | 2015 | B1 | 10 | 0 | 1111 | 0 | 0 | 0 | 0 | 0 | 0 | 0 | 0 | 0 | 3.7569 | 1.2523
PJM_ROR_2_MISO_MO-IL | PJM_ROR | MISO_MO-IL | 2015 | B2 | 25 | 0 | 1111 | 0 | 0 | 0 | 0 | 0 | 0 | 0 | 0 | 0 | 3.7569 | 1.2523
PJM_ROR_2_MISO_MO-IL | PJM_ROR | MISO_MO-IL | 2015 | B3 | 75 | 0 | 1111 | 0 | 0 | 0 | 0 | 0 | 0 | 0 | 0 | 0 | 3.7569 | 1.2523
PJM_ROR_2_MISO_MO-IL | PJM_ROR | MISO_MO-IL | 2015 | B4 | 100 | 0 | 1111 | 807.89 | 0 | 0 | 0 | 0 | 0 | 0 | 0 | 0 | 3.7569 | 1.2523
PJM_ROR_2_MISO_MO-IL | PJM_ROR | MISO_MO-IL | 2015 | B5 | 200 | 0 | 1111 | 220.68 | 0 | 0 | 0 | 0 | 0 | 0 | 0 | 0 | 3.7569 | 1.2523
PJM_ROR_2_MISO_MO-IL | PJM_ROR | MISO_MO-IL | 2015 | B6 | 300 | 0 | 1111 | 0 | 0 | 0 | 0 | 0 | 0 | 0 | 0 | 0 | 3.7569 | 1.2523
PJM_ROR_2_MISO_MO-IL | PJM_ROR | MISO_MO-IL | 2015 | B7 | 400 | 0 | 1111 | 0 | 0 | 0 | 0 | 0 | 0 | 0 | 0 | 0 | 3.7569 | 1.2523
PJM_ROR_2_MISO_MO-IL | PJM_ROR | MISO_MO-IL | 2015 | B8 | 500 | 0 | 1111 | 0 | 0 | 0 | 0 | 0 | 0 | 0 | 0 | 0 | 3.7569 | 1.2523
PJM_ROR_2_MISO_MO-IL | PJM_ROR | MISO_MO-IL | 2015 | B9 | 800 | 0 | 1111 | 0 | 0 | 0 | 0 | 0 | 0 | 0 | 0 | 0 | 3.7569 | 1.2523
PJM_ROR_2_MISO_MO-IL | PJM_ROR | MISO_MO-IL | 2015 | B10 | 1262 | 0 | 1111 | 0 | 0 | 0 | 0 | 0 | 0 | 0 | 0 | 0 | 3.7569 | 1.2523
PJM_ROR_2_MISO_MO-IL | PJM_ROR | MISO_MO-IL | 2015 | B11 | 25 | 0 | 1111 | 1111 | 769.64 | 0 | 0 | 0 | 5.0091 | 0 | 0 | 5.0091 | 3.7569 | 1.2523
PJM_ROR_2_MISO_MO-IL | PJM_ROR | MISO_MO-IL | 2015 | B12 | 200 | 0 | 1111 | 0 | 0 | 0 | 0 | 0 | 0 | 0 | 0 | 0 | 3.7569 | 1.2523
PJM_ROR_2_MISO_MO-IL | PJM_ROR | MISO_MO-IL | 2015 | B13 | 600 | 0 | 1111 | 0 | 0 | 0 | 0 | 0 | 0 | 0 | 0 | 0 | 3.7569 | 1.2523
PJM_ROR_2_MISO_MO-IL | PJM_ROR | MISO_MO-IL | 2015 | B14 | 900 | 0 | 1111 | 0 | 0 | 0 | 0 | 0 | 0 | 0 | 0 | 0 | 3.7569 | 1.2523
PJM_ROR_2_MISO_MO-IL | PJM_ROR | MISO_MO-IL | 2015 | B15 | 1203 | 0 | 1111 | 0 | 0 | 0 | 0 | 0 | 0 | 0 | 0 | 0 | 3.7569 | 1.2523
PJM_ROR_2_MISO_MO-IL | PJM_ROR | MISO_MO-IL | 2015 | B16 | 25 | 0 | 1111 | 0 | 0 | 0 | 0 | 0 | 0 | 0 | 0 | 0 | 3.7569 | 1.2523
PJM_ROR_2_MISO_MO-IL | PJM_ROR | MISO_MO-IL | 2015 | B17 | 100 | 0 | 1111 | 0 | 0 | 0 | 0 | 0 | 0 | 0 | 0 | 0 | 3.7569 | 1.2523
PJM_ROR_2_MISO_MO-IL | PJM_ROR | MISO_MO-IL | 2015 | B18 | 400 | 0 | 1111 | 0 | 0 | 0 | 0 | 0 | 0 | 0 | 0 | 0 | 3.7569 | 1.2523
PJM_ROR_2_MISO_MO-IL | PJM_ROR | MISO_MO-IL | 2015 | B19 | 700 | 0 | 1111 | 0 | 0 | 0 | 0 | 0 | 0 | 0 | 0 | 0 | 3.7569 | 1.2523
PJM_ROR_2_MISO_MO-IL | PJM_ROR | MISO_MO-IL | 2015 | B20 | 935 | 0 | 1111 | 0 | 0 | 0 | 0 | 0 | 0 | 0 | 0 | 0 | 3.7569 | 1.2523
PJM_ROR_2_MISO_MO-IL | PJM_ROR | MISO_MO-IL | 2020 | B1 | 10 | 0 | 1111 | 0 | 0 | 0 | 0 | 0 | 0 | 0 | 0 | 0 | 0 | 0
PJM_ROR_2_MISO_MO-IL | PJM_ROR | MISO_MO-IL | 2020 | B2 | 25 | 0 | 1111 | 0 | 0 | 0 | 0 | 0 | 0 | 0 | 0 | 0 | 0 | 0
PJM_ROR_2_MISO_MO-IL | PJM_ROR | MISO_MO-IL | 2020 | B3 | 75 | 0 | 1111 | 0 | 0 | 0 | 0 | 0 | 0 | 0 | 0 | 0 | 0 | 0
PJM_ROR_2_MISO_MO-IL | PJM_ROR | MISO_MO-IL | 2020 | B4 | 100 | 0 | 1111 | 0 | 0 | 0 | 0 | 0 | 0 | 0 | 0 | 0 | 0 | 0
PJM_ROR_2_MISO_MO-IL | PJM_ROR | MISO_MO-IL | 2020 | B5 | 200 | 0 | 1111 | 0 | 0 | 0 | 0 | 0 | 0 | 0 | 0 | 0 | 0 | 0
PJM_ROR_2_MISO_MO-IL | PJM_ROR | MISO_MO-IL | 2020 | B6 | 300 | 0 | 1111 | 53.74 | 0 | 0 | 0 | 0 | 0 | 0 | 0 | 0 | 0 | 0
PJM_ROR_2_MISO_MO-IL | PJM_ROR | MISO_MO-IL | 2020 | B7 | 400 | 0 | 1111 | 0 | 0 | 0 | 0 | 0 | 0 | 0 | 0 | 0 | 0 | 0
PJM_ROR_2_MISO_MO-IL | PJM_ROR | MISO_MO-IL | 2020 | B8 | 500 | 0 | 1111 | 0 | 0 | 0 | 0 | 0 | 0 | 0 | 0 | 0 | 0 | 0
PJM_ROR_2_MISO_MO-IL | PJM_ROR | MISO_MO-IL | 2020 | B9 | 800 | 0 | 1111 | 0 | 0 | 0 | 0 | 0 | 0 | 0 | 0 | 0 | 0 | 0
PJM_ROR_2_MISO_MO-IL | PJM_ROR | MISO_MO-IL | 2020 | B10 | 1262 | 0 | 1111 | 0 | 0 | 0 | 0 | 0 | 0 | 0 | 0 | 0 | 0 | 0
PJM_ROR_2_MISO_MO-IL | PJM_ROR | MISO_MO-IL | 2020 | B11 | 25 | 0 | 1111 | 0 | 0 | 0 | 0 | 0 | 0 | 0 | 0 | 0 | 0 | 0
PJM_ROR_2_MISO_MO-IL | PJM_ROR | MISO_MO-IL | 2020 | B12 | 200 | 0 | 1111 | 0 | 0 | 0 | 0 | 0 | 0 | 0 | 0 | 0 | 0 | 0
PJM_ROR_2_MISO_MO-IL | PJM_ROR | MISO_MO-IL | 2020 | B13 | 600 | 0 | 1111 | 0 | 0 | 0 | 0 | 0 | 0 | 0 | 0 | 0 | 0 | 0
PJM_ROR_2_MISO_MO-IL | PJM_ROR | MISO_MO-IL | 2020 | B14 | 900 | 0 | 1111 | 0 | 0 | 0 | 0 | 0 | 0 | 0 | 0 | 0 | 0 | 0
PJM_ROR_2_MISO_MO-IL | PJM_ROR | MISO_MO-IL | 2020 | B15 | 1203 | 0 | 1111 | 0 | 0 | 0 | 0 | 0 | 0 | 0 | 0 | 0 | 0 | 0
PJM_ROR_2_MISO_MO-IL | PJM_ROR | MISO_MO-IL | 2020 | B16 | 25 | 0 | 1111 | 0 | 0 | 0 | 0 | 0 | 0 | 0 | 0 | 0 | 0 | 0
PJM_ROR_2_MISO_MO-IL | PJM_ROR | MISO_MO-IL | 2020 | B17 | 100 | 0 | 1111 | 0 | 0 | 0 | 0 | 0 | 0 | 0 | 0 | 0 | 0 | 0
PJM_ROR_2_MISO_MO-IL | PJM_ROR | MISO_MO-IL | 2020 | B18 | 400 | 0 | 1111 | 0 | 0 | 0 | 0 | 0 | 0 | 0 | 0 | 0 | 0 | 0
PJM_ROR_2_MISO_MO-IL | PJM_ROR | MISO_MO-IL | 2020 | B19 | 700 | 0 | 1111 | 0 | 0 | 0 | 0 | 0 | 0 | 0 | 0 | 0 | 0 | 0
PJM_ROR_2_MISO_MO-IL | PJM_ROR | MISO_MO-IL | 2020 | B20 | 935 | 0 | 1111 | 0 | 0 | 0 | 0 | 0 | 0 | 0 | 0 | 0 | 0 | 0
PJM_ROR_2_MISO_MO-IL | PJM_ROR | MISO_MO-IL | 2025 | B1 | 10 | 0 | 1111 | 0 | 0 | 0 | 0 | 0 | 0 | 0 | 0 | 0 | 0 | 0
PJM_ROR_2_MISO_MO-IL | PJM_ROR | MISO_MO-IL | 2025 | B2 | 25 | 0 | 1111 | 0 | 0 | 0 | 0 | 0 | 0 | 0 | 0 | 0 | 0 | 0
PJM_ROR_2_MISO_MO-IL | PJM_ROR | MISO_MO-IL | 2025 | B3 | 75 | 0 | 1111 | 0 | 0 | 0 | 0 | 0 | 0 | 0 | 0 | 0 | 0 | 0
PJM_ROR_2_MISO_MO-IL | PJM_ROR | MISO_MO-IL | 2025 | B4 | 100 | 0 | 1111 | 750.14 | 0 | 0 | 0 | 0 | 0 | 0 | 0 | 0 | 0 | 0
PJM_ROR_2_MISO_MO-IL | PJM_ROR | MISO_MO-IL | 2025 | B5 | 200 | 0 | 1111 | 0 | 0 | 0 | 0 | 0 | 0 | 0 | 0 | 0 | 0 | 0
PJM_ROR_2_MISO_MO-IL | PJM_ROR | MISO_MO-IL | 2025 | B6 | 300 | 0 | 1111 | 0 | 0 | 0 | 0 | 0 | 0 | 0 | 0 | 0 | 0 | 0
PJM_ROR_2_MISO_MO-IL | PJM_ROR | MISO_MO-IL | 2025 | B7 | 400 | 0 | 1111 | 0 | 0 | 0 | 0 | 0 | 0 | 0 | 0 | 0 | 0 | 0
PJM_ROR_2_MISO_MO-IL | PJM_ROR | MISO_MO-IL | 2025 | B8 | 500 | 0 | 1111 | 0 | 0 | 0 | 0 | 0 | 0 | 0 | 0 | 0 | 0 | 0
PJM_ROR_2_MISO_MO-IL | PJM_ROR | MISO_MO-IL | 2025 | B9 | 800 | 0 | 1111 | 0 | 0 | 0 | 0 | 0 | 0 | 0 | 0 | 0 | 0 | 0
PJM_ROR_2_MISO_MO-IL | PJM_ROR | MISO_MO-IL | 2025 | B10 | 1262 | 0 | 1111 | 0 | 0 | 0 | 0 | 0 | 0 | 0 | 0 | 0 | 0 | 0
PJM_ROR_2_MISO_MO-IL | PJM_ROR | MISO_MO-IL | 2025 | B11 | 25 | 0 | 1111 | 0 | 0 | 0 | 0 | 0 | 0 | 0 | 0 | 0 | 0 | 0
PJM_ROR_2_MISO_MO-IL | PJM_ROR | MISO_MO-IL | 2025 | B12 | 200 | 0 | 1111 | 0 | 0 | 0 | 0 | 0 | 0 | 0 | 0 | 0 | 0 | 0
PJM_ROR_2_MISO_MO-IL | PJM_ROR | MISO_MO-IL | 2025 | B13 | 600 | 0 | 1111 | 0 | 0 | 0 | 0 | 0 | 0 | 0 | 0 | 0 | 0 | 0
PJM_ROR_2_MISO_MO-IL | PJM_ROR | MISO_MO-IL | 2025 | B14 | 900 | 0 | 1111 | 0 | 0 | 0 | 0 | 0 | 0 | 0 | 0 | 0 | 0 | 0
PJM_ROR_2_MISO_MO-IL | PJM_ROR | MISO_MO-IL | 2025 | B15 | 1203 | 0 | 1111 | 0 | 0 | 0 | 0 | 0 | 0 | 0 | 0 | 0 | 0 | 0
PJM_ROR_2_MISO_MO-IL | PJM_ROR | MISO_MO-IL | 2025 | B16 | 25 | 0 | 1111 | 0 | 0 | 0 | 0 | 0 | 0 | 0 | 0 | 0 | 0 | 0
PJM_ROR_2_MISO_MO-IL | PJM_ROR | MISO_MO-IL | 2025 | B17 | 100 | 0 | 1111 | 0 | 0 | 0 | 0 | 0 | 0 | 0 | 0 | 0 | 0 | 0
PJM_ROR_2_MISO_MO-IL | PJM_ROR | MISO_MO-IL | 2025 | B18 | 400 | 0 | 1111 | 0 | 0 | 0 | 0 | 0 | 0 | 0 | 0 | 0 | 0 | 0
PJM_ROR_2_MISO_MO-IL | PJM_ROR | MISO_MO-IL | 2025 | B19 | 700 | 0 | 1111 | 0 | 0 | 0 | 0 | 0 | 0 | 0 | 0 | 0 | 0 | 0
PJM_ROR_2_MISO_MO-IL | PJM_ROR | MISO_MO-IL | 2025 | B20 | 935 | 0 | 1111 | 0 | 0 | 0 | 0 | 0 | 0 | 0 | 0 | 0 | 0 | 0
PJM_ROR_2_MISO_MO-IL | PJM_ROR | MISO_MO-IL | 2030 | B1 | 10 | 0 | 1111 | 0 | 0 | 0 | 0 | 0 | 0 | 0 | 0 | 0 | 0 | 0
PJM_ROR_2_MISO_MO-IL | PJM_ROR | MISO_MO-IL | 2030 | B2 | 25 | 0 | 1111 | 0 | 0 | 0 | 0 | 0 | 0 | 0 | 0 | 0 | 0 | 0
PJM_ROR_2_MISO_MO-IL | PJM_ROR | MISO_MO-IL | 2030 | B3 | 75 | 0 | 1111 | 0 | 0 | 0 | 0 | 0 | 0 | 0 | 0 | 0 | 0 | 0
PJM_ROR_2_MISO_MO-IL | PJM_ROR | MISO_MO-IL | 2030 | B4 | 100 | 0 | 1111 | 0 | 0 | 0 | 0 | 0 | 0 | 0 | 0 | 0 | 0 | 0
PJM_ROR_2_MISO_MO-IL | PJM_ROR | MISO_MO-IL | 2030 | B5 | 200 | 0 | 1111 | 0 | 0 | 0 | 0 | 0 | 0 | 0 | 0 | 0 | 0 | 0
PJM_ROR_2_MISO_MO-IL | PJM_ROR | MISO_MO-IL | 2030 | B6 | 300 | 0 | 1111 | 0 | 0 | 0 | 0 | 0 | 0 | 0 | 0 | 0 | 0 | 0
PJM_ROR_2_MISO_MO-IL | PJM_ROR | MISO_MO-IL | 2030 | B7 | 400 | 0 | 1111 | 0 | 0 | 0 | 0 | 0 | 0 | 0 | 0 | 0 | 0 | 0
PJM_ROR_2_MISO_MO-IL | PJM_ROR | MISO_MO-IL | 2030 | B8 | 500 | 0 | 1111 | 0 | 0 | 0 | 0 | 0 | 0 | 0 | 0 | 0 | 0 | 0
PJM_ROR_2_MISO_MO-IL | PJM_ROR | MISO_MO-IL | 2030 | B9 | 800 | 0 | 1111 | 0 | 0 | 0 | 0 | 0 | 0 | 0 | 0 | 0 | 0 | 0
PJM_ROR_2_MISO_MO-IL | PJM_ROR | MISO_MO-IL | 2030 | B10 | 1262 | 0 | 1111 | 0 | 0 | 0 | 0 | 0 | 0 | 0 | 0 | 0 | 0 | 0
PJM_ROR_2_MISO_MO-IL | PJM_ROR | MISO_MO-IL | 2030 | B11 | 25 | 0 | 1111 | 0 | 0 | 0 | 0 | 0 | 0 | 0 | 0 | 0 | 0 | 0
PJM_ROR_2_MISO_MO-IL | PJM_ROR | MISO_MO-IL | 2030 | B12 | 200 | 0 | 1111 | 0 | 0 | 0 | 0 | 0 | 0 | 0 | 0 | 0 | 0 | 0
PJM_ROR_2_MISO_MO-IL | PJM_ROR | MISO_MO-IL | 2030 | B13 | 600 | 0 | 1111 | 0 | 0 | 0 | 0 | 0 | 0 | 0 | 0 | 0 | 0 | 0
PJM_ROR_2_MISO_MO-IL | PJM_ROR | MISO_MO-IL | 2030 | B14 | 900 | 0 | 1111 | 0 | 0 | 0 | 0 | 0 | 0 | 0 | 0 | 0 | 0 | 0
PJM_ROR_2_MISO_MO-IL | PJM_ROR | MISO_MO-IL | 2030 | B15 | 1203 | 0 | 1111 | 0 | 0 | 0 | 0 | 0 | 0 | 0 | 0 | 0 | 0 | 0
PJM_ROR_2_MISO_MO-IL | PJM_ROR | MISO_MO-IL | 2030 | B16 | 25 | 0 | 1111 | 0 | 0 | 0 | 0 | 0 | 0 | 0 | 0 | 0 | 0 | 0
PJM_ROR_2_MISO_MO-IL | PJM_ROR | MISO_MO-IL | 2030 | B17 | 100 | 0 | 1111 | 0 | 0 | 0 | 0 | 0 | 0 | 0 | 0 | 0 | 0 | 0
PJM_ROR_2_MISO_MO-IL | PJM_ROR | MISO_MO-IL | 2030 | B18 | 400 | 0 | 1111 | 0 | 0 | 0 | 0 | 0 | 0 | 0 | 0 | 0 | 0 | 0
PJM_ROR_2_MISO_MO-IL | PJM_ROR | MISO_MO-IL | 2030 | B19 | 700 | 0 | 1111 | 0 | 0 | 0 | 0 | 0 | 0 | 0 | 0 | 0 | 0 | 0
PJM_ROR_2_MISO_MO-IL | PJM_ROR | MISO_MO-IL | 2030 | B20 | 935 | 0 | 1111 | 0 | 0 | 0 | 0 | 0 | 0 | 0 | 0 | 0 | 0 | 0
PJM_ROR_2_MISO_MO-IL | PJM_ROR | MISO_MO-IL | 2035 | B1 | 10 | 0 | 1111 | 0 | 0 | 0 | 0 | 0 | 0 | 0 | 0 | 0 | 3.2138 | 1.0713
PJM_ROR_2_MISO_MO-IL | PJM_ROR | MISO_MO-IL | 2035 | B2 | 25 | 0 | 1111 | 0 | 0 | 0 | 0 | 0 | 0 | 0 | 0 | 0 | 3.2138 | 1.0713
PJM_ROR_2_MISO_MO-IL | PJM_ROR | MISO_MO-IL | 2035 | B3 | 75 | 0 | 1111 | 0 | 0 | 0 | 0 | 0 | 0 | 0 | 0 | 0 | 3.2138 | 1.0713
PJM_ROR_2_MISO_MO-IL | PJM_ROR | MISO_MO-IL | 2035 | B4 | 100 | 0 | 1111 | 0 | 0 | 0 | 0 | 0 | 0 | 0 | 0 | 0 | 3.2138 | 1.0713
PJM_ROR_2_MISO_MO-IL | PJM_ROR | MISO_MO-IL | 2035 | B5 | 200 | 0 | 1111 | 1111 | 0 | 0 | 0 | 0 | 4.2851 | 0 | 0 | 4.2851 | 3.2138 | 1.0713
PJM_ROR_2_MISO_MO-IL | PJM_ROR | MISO_MO-IL | 2035 | B6 | 300 | 0 | 1111 | 234.42 | 0 | 0 | 0 | 0 | 0 | 0 | 0 | 0 | 3.2138 | 1.0713
PJM_ROR_2_MISO_MO-IL | PJM_ROR | MISO_MO-IL | 2035 | B7 | 400 | 0 | 1111 | 0 | 0 | 0 | 0 | 0 | 0 | 0 | 0 | 0 | 3.2138 | 1.0713
PJM_ROR_2_MISO_MO-IL | PJM_ROR | MISO_MO-IL | 2035 | B8 | 500 | 0 | 1111 | 0 | 0 | 0 | 0 | 0 | 0 | 0 | 0 | 0 | 3.2138 | 1.0713
PJM_ROR_2_MISO_MO-IL | PJM_ROR | MISO_MO-IL | 2035 | B9 | 800 | 0 | 1111 | 0 | 0 | 0 | 0 | 0 | 0 | 0 | 0 | 0 | 3.2138 | 1.0713
PJM_ROR_2_MISO_MO-IL | PJM_ROR | MISO_MO-IL | 2035 | B10 | 1262 | 0 | 1111 | 0 | 0 | 0 | 0 | 0 | 0 | 0 | 0 | 0 | 3.2138 | 1.0713
PJM_ROR_2_MISO_MO-IL | PJM_ROR | MISO_MO-IL | 2035 | B11 | 25 | 0 | 1111 | 0 | 0 | 0 | 0 | 0 | 0 | 0 | 0 | 0 | 3.2138 | 1.0713
PJM_ROR_2_MISO_MO-IL | PJM_ROR | MISO_MO-IL | 2035 | B12 | 200 | 0 | 1111 | 0 | 0 | 0 | 0 | 0 | 0 | 0 | 0 | 0 | 3.2138 | 1.0713
PJM_ROR_2_MISO_MO-IL | PJM_ROR | MISO_MO-IL | 2035 | B13 | 600 | 0 | 1111 | 0 | 0 | 0 | 0 | 0 | 0 | 0 | 0 | 0 | 3.2138 | 1.0713
PJM_ROR_2_MISO_MO-IL | PJM_ROR | MISO_MO-IL | 2035 | B14 | 900 | 0 | 1111 | 0 | 0 | 0 | 0 | 0 | 0 | 0 | 0 | 0 | 3.2138 | 1.0713
PJM_ROR_2_MISO_MO-IL | PJM_ROR | MISO_MO-IL | 2035 | B15 | 1203 | 0 | 1111 | 0 | 0 | 0 | 0 | 0 | 0 | 0 | 0 | 0 | 3.2138 | 1.0713
PJM_ROR_2_MISO_MO-IL | PJM_ROR | MISO_MO-IL | 2035 | B16 | 25 | 0 | 1111 | 0 | 0 | 0 | 0 | 0 | 0 | 0 | 0 | 0 | 3.2138 | 1.0713
PJM_ROR_2_MISO_MO-IL | PJM_ROR | MISO_MO-IL | 2035 | B17 | 100 | 0 | 1111 | 0 | 0 | 0 | 0 | 0 | 0 | 0 | 0 | 0 | 3.2138 | 1.0713
PJM_ROR_2_MISO_MO-IL | PJM_ROR | MISO_MO-IL | 2035 | B18 | 400 | 0 | 1111 | 0 | 0 | 0 | 0 | 0 | 0 | 0 | 0 | 0 | 3.2138 | 1.0713
PJM_ROR_2_MISO_MO-IL | PJM_ROR | MISO_MO-IL | 2035 | B19 | 700 | 0 | 1111 | 0 | 0 | 0 | 0 | 0 | 0 | 0 | 0 | 0 | 3.2138 | 1.0713
PJM_ROR_2_MISO_MO-IL | PJM_ROR | MISO_MO-IL | 2035 | B20 | 935 | 0 | 1111 | 0 | 0 | 0 | 0 | 0 | 0 | 0 | 0 | 0 | 3.2138 | 1.0713
PJM_ROR_2_MISO_MO-IL | PJM_ROR | MISO_MO-IL | 2040 | B1 | 10 | 0 | 1111 | 0 | 0 | 0 | 0 | 0 | 0 | 0 | 0 | 0 | 1.7841 | 0.59469
PJM_ROR_2_MISO_MO-IL | PJM_ROR | MISO_MO-IL | 2040 | B2 | 25 | 0 | 1111 | 0 | 0 | 0 | 0 | 0 | 0 | 0 | 0 | 0 | 1.7841 | 0.59469
PJM_ROR_2_MISO_MO-IL | PJM_ROR | MISO_MO-IL | 2040 | B3 | 75 | 0 | 1111 | 0 | 0 | 0 | 0 | 0 | 0 | 0 | 0 | 0 | 1.7841 | 0.59469
PJM_ROR_2_MISO_MO-IL | PJM_ROR | MISO_MO-IL | 2040 | B4 | 100 | 0 | 1111 | 0 | 0 | 0 | 0 | 0 | 0 | 0 | 0 | 0 | 1.7841 | 0.59469
PJM_ROR_2_MISO_MO-IL | PJM_ROR | MISO_MO-IL | 2040 | B5 | 200 | 0 | 1111 | 1111 | 0 | 0 | 0 | 0 | 5.662 | 0 | 0 | 2.2648 | 1.7841 | 0.59469
PJM_ROR_2_MISO_MO-IL | PJM_ROR | MISO_MO-IL | 2040 | B6 | 300 | 0 | 1111 | 1111 | 0 | 0 | 0 | 0 | 0.18992 | 0 | 0 | 0.11395 | 1.7841 | 0.59469
PJM_ROR_2_MISO_MO-IL | PJM_ROR | MISO_MO-IL | 2040 | B7 | 400 | 0 | 1111 | 0 | 0 | 0 | 0 | 0 | 0 | 0 | 0 | 0 | 1.7841 | 0.59469
PJM_ROR_2_MISO_MO-IL | PJM_ROR | MISO_MO-IL | 2040 | B8 | 500 | 0 | 1111 | 0 | 0 | 0 | 0 | 0 | 0 | 0 | 0 | 0 | 1.7841 | 0.59469
PJM_ROR_2_MISO_MO-IL | PJM_ROR | MISO_MO-IL | 2040 | B9 | 800 | 0 | 1111 | 0 | 0 | 0 | 0 | 0 | 0 | 0 | 0 | 0 | 1.7841 | 0.59469
PJM_ROR_2_MISO_MO-IL | PJM_ROR | MISO_MO-IL | 2040 | B10 | 1262 | 0 | 1111 | 0 | 0 | 0 | 0 | 0 | 0 | 0 | 0 | 0 | 1.7841 | 0.59469
PJM_ROR_2_MISO_MO-IL | PJM_ROR | MISO_MO-IL | 2040 | B11 | 25 | 0 | 1111 | 0 | 0 | 0 | 0 | 0 | 0 | 0 | 0 | 0 | 1.7841 | 0.59469
PJM_ROR_2_MISO_MO-IL | PJM_ROR | MISO_MO-IL | 2040 | B12 | 200 | 0 | 1111 | 0 | 0 | 0 | 0 | 0 | 0 | 0 | 0 | 0 | 1.7841 | 0.59469
PJM_ROR_2_MISO_MO-IL | PJM_ROR | MISO_MO-IL | 2040 | B13 | 600 | 0 | 1111 | 0 | 0 | 0 | 0 | 0 | 0 | 0 | 0 | 0 | 1.7841 | 0.59469
PJM_ROR_2_MISO_MO-IL | PJM_ROR | MISO_MO-IL | 2040 | B14 | 900 | 0 | 1111 | 0 | 0 | 0 | 0 | 0 | 0 | 0 | 0 | 0 | 1.7841 | 0.59469
PJM_ROR_2_MISO_MO-IL | PJM_ROR | MISO_MO-IL | 2040 | B15 | 1203 | 0 | 1111 | 0 | 0 | 0 | 0 | 0 | 0 | 0 | 0 | 0 | 1.7841 | 0.59469
PJM_ROR_2_MISO_MO-IL | PJM_ROR | MISO_MO-IL | 2040 | B16 | 25 | 0 | 1111 | 0 | 0 | 0 | 0 | 0 | 0 | 0 | 0 | 0 | 1.7841 | 0.59469
PJM_ROR_2_MISO_MO-IL | PJM_ROR | MISO_MO-IL | 2040 | B17 | 100 | 0 | 1111 | 0 | 0 | 0 | 0 | 0 | 0 | 0 | 0 | 0 | 1.7841 | 0.59469
PJM_ROR_2_MISO_MO-IL | PJM_ROR | MISO_MO-IL | 2040 | B18 | 400 | 0 | 1111 | 0 | 0 | 0 | 0 | 0 | 0 | 0 | 0 | 0 | 1.7841 | 0.59469
PJM_ROR_2_MISO_MO-IL | PJM_ROR | MISO_MO-IL | 2040 | B19 | 700 | 0 | 1111 | 0 | 0 | 0 | 0 | 0 | 0 | 0 | 0 | 0 | 1.7841 | 0.59469
PJM_ROR_2_MISO_MO-IL | PJM_ROR | MISO_MO-IL | 2040 | B20 | 935 | 0 | 1111 | 0 | 0 | 0 | 0 | 0 | 0 | 0 | 0 | 0 | 1.7841 | 0.59469
PJM_ROR_2_MISO_MO-IL | PJM_ROR | MISO_MO-IL | 2045 | B1 | 10 | 0 | 1111 | 0 | 0 | 0 | 0 | 0 | 0 | 0 | 0 | 0 | 6.4107 | 2.1369
PJM_ROR_2_MISO_MO-IL | PJM_ROR | MISO_MO-IL | 2045 | B2 | 25 | 0 | 1111 | 0 | 0 | 0 | 0 | 0 | 0 | 0 | 0 | 0 | 6.4107 | 2.1369
PJM_ROR_2_MISO_MO-IL | PJM_ROR | MISO_MO-IL | 2045 | B3 | 75 | 0 | 1111 | 0 | 0 | 0 | 0 | 0 | 0 | 0 | 0 | 0 | 6.4107 | 2.1369
PJM_ROR_2_MISO_MO-IL | PJM_ROR | MISO_MO-IL | 2045 | B4 | 100 | 0 | 1111 | 1111 | 0 | 0 | 0 | 0 | 12.9977 | 0 | 0 | 1.2998 | 6.4107 | 2.1369
PJM_ROR_2_MISO_MO-IL | PJM_ROR | MISO_MO-IL | 2045 | B5 | 200 | 0 | 1111 | 1111 | 0 | 0 | 0 | 0 | 12.9977 | 0 | 0 | 2.5995 | 6.4107 | 2.1369
PJM_ROR_2_MISO_MO-IL | PJM_ROR | MISO_MO-IL | 2045 | B6 | 300 | 0 | 1111 | 1111 | 1111 | 0 | 0 | 0 | 8.8313 | 2.5758 | 0 | 2.6494 | 6.4107 | 2.1369
PJM_ROR_2_MISO_MO-IL | PJM_ROR | MISO_MO-IL | 2045 | B7 | 400 | 0 | 1111 | 1111 | 0 | 0 | 0 | 0 | 4.9973 | 0 | 0 | 1.9989 | 6.4107 | 2.1369
PJM_ROR_2_MISO_MO-IL | PJM_ROR | MISO_MO-IL | 2045 | B8 | 500 | 0 | 1111 | 0 | 0 | 0 | 0 | 0 | 0 | 0 | 0 | 0 | 6.4107 | 2.1369
PJM_ROR_2_MISO_MO-IL | PJM_ROR | MISO_MO-IL | 2045 | B9 | 800 | 0 | 1111 | 883.79 | 0 | 0 | 0 | 0 | 0 | 0 | 0 | 0 | 6.4107 | 2.1369
PJM_ROR_2_MISO_MO-IL | PJM_ROR | MISO_MO-IL | 2045 | B10 | 1262 | 0 | 1111 | 0 | 0 | 0 | 0 | 0 | 0 | 0 | 0 | 0 | 6.4107 | 2.1369
PJM_ROR_2_MISO_MO-IL | PJM_ROR | MISO_MO-IL | 2045 | B11 | 25 | 0 | 1111 | 0 | 0 | 0 | 0 | 0 | 0 | 0 | 0 | 0 | 6.4107 | 2.1369
PJM_ROR_2_MISO_MO-IL | PJM_ROR | MISO_MO-IL | 2045 | B12 | 200 | 0 | 1111 | 0 | 0 | 0 | 0 | 0 | 0 | 0 | 0 | 0 | 6.4107 | 2.1369
PJM_ROR_2_MISO_MO-IL | PJM_ROR | MISO_MO-IL | 2045 | B13 | 600 | 0 | 1111 | 0 | 0 | 0 | 0 | 0 | 0 | 0 | 0 | 0 | 6.4107 | 2.1369
PJM_ROR_2_MISO_MO-IL | PJM_ROR | MISO_MO-IL | 2045 | B14 | 900 | 0 | 1111 | 0 | 0 | 0 | 0 | 0 | 0 | 0 | 0 | 0 | 6.4107 | 2.1369
PJM_ROR_2_MISO_MO-IL | PJM_ROR | MISO_MO-IL | 2045 | B15 | 1203 | 0 | 1111 | 0 | 0 | 0 | 0 | 0 | 0 | 0 | 0 | 0 | 6.4107 | 2.1369
PJM_ROR_2_MISO_MO-IL | PJM_ROR | MISO_MO-IL | 2045 | B16 | 25 | 0 | 1111 | 0 | 0 | 0 | 0 | 0 | 0 | 0 | 0 | 0 | 6.4107 | 2.1369
PJM_ROR_2_MISO_MO-IL | PJM_ROR | MISO_MO-IL | 2045 | B17 | 100 | 0 | 1111 | 0 | 0 | 0 | 0 | 0 | 0 | 0 | 0 | 0 | 6.4107 | 2.1369
PJM_ROR_2_MISO_MO-IL | PJM_ROR | MISO_MO-IL | 2045 | B18 | 400 | 0 | 1111 | 0 | 0 | 0 | 0 | 0 | 0 | 0 | 0 | 0 | 6.4107 | 2.1369
PJM_ROR_2_MISO_MO-IL | PJM_ROR | MISO_MO-IL | 2045 | B19 | 700 | 0 | 1111 | 0 | 0 | 0 | 0 | 0 | 0 | 0 | 0 | 0 | 6.4107 | 2.1369
PJM_ROR_2_MISO_MO-IL | PJM_ROR | MISO_MO-IL | 2045 | B20 | 935 | 0 | 1111 | 0 | 0 | 0 | 0 | 0 | 0 | 0 | 0 | 0 | 6.4107 | 2.1369
PJM_ROR_2_MISO_MO-IL | PJM_ROR | MISO_MO-IL | 2050 | B1 | 10 | 0 | 1111 | 0 | 0 | 0 | 0 | 0 | 0 | 0 | 0 | 0 | 8.2333 | 2.7444
PJM_ROR_2_MISO_MO-IL | PJM_ROR | MISO_MO-IL | 2050 | B2 | 25 | 0 | 1111 | 0 | 0 | 0 | 0 | 0 | 0 | 0 | 0 | 0 | 8.2333 | 2.7444
PJM_ROR_2_MISO_MO-IL | PJM_ROR | MISO_MO-IL | 2050 | B3 | 75 | 0 | 1111 | 0 | 0 | 0 | 0 | 0 | 0 | 0 | 0 | 0 | 8.2333 | 2.7444
PJM_ROR_2_MISO_MO-IL | PJM_ROR | MISO_MO-IL | 2050 | B4 | 100 | 0 | 1111 | 1111 | 0 | 0 | 0 | 0 | 0.87838 | 0 | 0 | 0.1464 | 8.2333 | 2.7444
PJM_ROR_2_MISO_MO-IL | PJM_ROR | MISO_MO-IL | 2050 | B5 | 200 | 0 | 1111 | 1111 | 1111 | 0 | 0 | 0 | 12.9977 | 1.8399 | 0 | 4.3325 | 8.2333 | 2.7444
PJM_ROR_2_MISO_MO-IL | PJM_ROR | MISO_MO-IL | 2050 | B6 | 300 | 0 | 1111 | 1111 | 618.12 | 0 | 0 | 0 | 12.9977 | 0 | 0 | 6.4988 | 8.2333 | 2.7444
PJM_ROR_2_MISO_MO-IL | PJM_ROR | MISO_MO-IL | 2050 | B7 | 400 | 0 | 1111 | 631.64 | 0 | 0 | 0 | 0 | 0 | 0 | 0 | 0 | 8.2333 | 2.7444
PJM_ROR_2_MISO_MO-IL | PJM_ROR | MISO_MO-IL | 2050 | B8 | 500 | 0 | 1111 | 0 | 0 | 0 | 0 | 0 | 0 | 0 | 0 | 0 | 8.2333 | 2.7444
PJM_ROR_2_MISO_MO-IL | PJM_ROR | MISO_MO-IL | 2050 | B9 | 800 | 0 | 1111 | 0 | 0 | 0 | 0 | 0 | 0 | 0 | 0 | 0 | 8.2333 | 2.7444
PJM_ROR_2_MISO_MO-IL | PJM_ROR | MISO_MO-IL | 2050 | B10 | 1262 | 0 | 1111 | 0 | 0 | 0 | 0 | 0 | 0 | 0 | 0 | 0 | 8.2333 | 2.7444
PJM_ROR_2_MISO_MO-IL | PJM_ROR | MISO_MO-IL | 2050 | B11 | 25 | 0 | 1111 | 0 | 0 | 0 | 0 | 0 | 0 | 0 | 0 | 0 | 8.2333 | 2.7444
PJM_ROR_2_MISO_MO-IL | PJM_ROR | MISO_MO-IL | 2050 | B12 | 200 | 0 | 1111 | 0 | 0 | 0 | 0 | 0 | 0 | 0 | 0 | 0 | 8.2333 | 2.7444
PJM_ROR_2_MISO_MO-IL | PJM_ROR | MISO_MO-IL | 2050 | B13 | 600 | 0 | 1111 | 0 | 0 | 0 | 0 | 0 | 0 | 0 | 0 | 0 | 8.2333 | 2.7444
PJM_ROR_2_MISO_MO-IL | PJM_ROR | MISO_MO-IL | 2050 | B14 | 900 | 0 | 1111 | 0 | 0 | 0 | 0 | 0 | 0 | 0 | 0 | 0 | 8.2333 | 2.7444
PJM_ROR_2_MISO_MO-IL | PJM_ROR | MISO_MO-IL | 2050 | B15 | 1203 | 0 | 1111 | 0 | 0 | 0 | 0 | 0 | 0 | 0 | 0 | 0 | 8.2333 | 2.7444
PJM_ROR_2_MISO_MO-IL | PJM_ROR | MISO_MO-IL | 2050 | B16 | 25 | 0 | 1111 | 0 | 0 | 0 | 0 | 0 | 0 | 0 | 0 | 0 | 8.2333 | 2.7444
PJM_ROR_2_MISO_MO-IL | PJM_ROR | MISO_MO-IL | 2050 | B17 | 100 | 0 | 1111 | 0 | 0 | 0 | 0 | 0 | 0 | 0 | 0 | 0 | 8.2333 | 2.7444
PJM_ROR_2_MISO_MO-IL | PJM_ROR | MISO_MO-IL | 2050 | B18 | 400 | 0 | 1111 | 0 | 0 | 0 | 0 | 0 | 0 | 0 | 0 | 0 | 8.2333 | 2.7444
PJM_ROR_2_MISO_MO-IL | PJM_ROR | MISO_MO-IL | 2050 | B19 | 700 | 0 | 1111 | 0 | 0 | 0 | 0 | 0 | 0 | 0 | 0 | 0 | 8.2333 | 2.7444
PJM_ROR_2_MISO_MO-IL | PJM_ROR | MISO_MO-IL | 2050 | B20 | 935 | 0 | 1111 | 0 | 0 | 0 | 0 | 0 | 0 | 0 | 0 | 0 | 8.2333 | 2.7444
PJM_ROR_2_MISO_W | PJM_ROR | MISO_W | 2015 | B1 | 10 | 0 | 709 | 0 | 0 | 0 | 0 | 0 | 0 | 0 | 0 | 0 | 3.748 | 1.2493
PJM_ROR_2_MISO_W | PJM_ROR | MISO_W | 2015 | B2 | 25 | 0 | 709 | 0 | 0 | 0 | 0 | 0 | 0 | 0 | 0 | 0 | 3.748 | 1.2493
PJM_ROR_2_MISO_W | PJM_ROR | MISO_W | 2015 | B3 | 75 | 0 | 709 | 0 | 0 | 0 | 0 | 0 | 0 | 0 | 0 | 0 | 3.748 | 1.2493
PJM_ROR_2_MISO_W | PJM_ROR | MISO_W | 2015 | B4 | 100 | 0 | 709 | 455.07 | 0 | 0 | 0 | 0 | 0 | 0 | 0 | 0 | 3.748 | 1.2493
PJM_ROR_2_MISO_W | PJM_ROR | MISO_W | 2015 | B5 | 200 | 0 | 709 | 204.03 | 0 | 0 | 0 | 0 | 0 | 0 | 0 | 0 | 3.748 | 1.2493
PJM_ROR_2_MISO_W | PJM_ROR | MISO_W | 2015 | B6 | 300 | 0 | 709 | 0 | 0 | 0 | 0 | 0 | 0 | 0 | 0 | 0 | 3.748 | 1.2493
PJM_ROR_2_MISO_W | PJM_ROR | MISO_W | 2015 | B7 | 400 | 0 | 709 | 0 | 0 | 0 | 0 | 0 | 0 | 0 | 0 | 0 | 3.748 | 1.2493
PJM_ROR_2_MISO_W | PJM_ROR | MISO_W | 2015 | B8 | 500 | 0 | 709 | 0 | 0 | 0 | 0 | 0 | 0 | 0 | 0 | 0 | 3.748 | 1.2493
PJM_ROR_2_MISO_W | PJM_ROR | MISO_W | 2015 | B9 | 800 | 0 | 709 | 0 | 0 | 0 | 0 | 0 | 0 | 0 | 0 | 0 | 3.748 | 1.2493
PJM_ROR_2_MISO_W | PJM_ROR | MISO_W | 2015 | B10 | 1262 | 0 | 709 | 0 | 0 | 0 | 0 | 0 | 0 | 0 | 0 | 0 | 3.748 | 1.2493
PJM_ROR_2_MISO_W | PJM_ROR | MISO_W | 2015 | B11 | 25 | 0 | 709 | 709 | 0 | 0 | 0 | 0 | 4.9973 | 0 | 0 | 4.9973 | 3.748 | 1.2493
PJM_ROR_2_MISO_W | PJM_ROR | MISO_W | 2015 | B12 | 200 | 0 | 709 | 0 | 0 | 0 | 0 | 0 | 0 | 0 | 0 | 0 | 3.748 | 1.2493
PJM_ROR_2_MISO_W | PJM_ROR | MISO_W | 2015 | B13 | 600 | 0 | 709 | 0 | 0 | 0 | 0 | 0 | 0 | 0 | 0 | 0 | 3.748 | 1.2493
PJM_ROR_2_MISO_W | PJM_ROR | MISO_W | 2015 | B14 | 900 | 0 | 709 | 0 | 0 | 0 | 0 | 0 | 0 | 0 | 0 | 0 | 3.748 | 1.2493
PJM_ROR_2_MISO_W | PJM_ROR | MISO_W | 2015 | B15 | 1203 | 0 | 709 | 0 | 0 | 0 | 0 | 0 | 0 | 0 | 0 | 0 | 3.748 | 1.2493
PJM_ROR_2_MISO_W | PJM_ROR | MISO_W | 2015 | B16 | 25 | 0 | 709 | 0 | 0 | 0 | 0 | 0 | 0 | 0 | 0 | 0 | 3.748 | 1.2493
PJM_ROR_2_MISO_W | PJM_ROR | MISO_W | 2015 | B17 | 100 | 0 | 709 | 0 | 0 | 0 | 0 | 0 | 0 | 0 | 0 | 0 | 3.748 | 1.2493
PJM_ROR_2_MISO_W | PJM_ROR | MISO_W | 2015 | B18 | 400 | 0 | 709 | 0 | 0 | 0 | 0 | 0 | 0 | 0 | 0 | 0 | 3.748 | 1.2493
PJM_ROR_2_MISO_W | PJM_ROR | MISO_W | 2015 | B19 | 700 | 0 | 709 | 0 | 0 | 0 | 0 | 0 | 0 | 0 | 0 | 0 | 3.748 | 1.2493
PJM_ROR_2_MISO_W | PJM_ROR | MISO_W | 2015 | B20 | 935 | 0 | 709 | 0 | 0 | 0 | 0 | 0 | 0 | 0 | 0 | 0 | 3.748 | 1.2493
PJM_ROR_2_MISO_W | PJM_ROR | MISO_W | 2020 | B1 | 10 | 0 | 709 | 0 | 0 | 0 | 0 | 0 | 0 | 0 | 0 | 0 | 0 | 0
PJM_ROR_2_MISO_W | PJM_ROR | MISO_W | 2020 | B2 | 25 | 0 | 709 | 0 | 0 | 0 | 0 | 0 | 0 | 0 | 0 | 0 | 0 | 0
PJM_ROR_2_MISO_W | PJM_ROR | MISO_W | 2020 | B3 | 75 | 0 | 709 | 0 | 0 | 0 | 0 | 0 | 0 | 0 | 0 | 0 | 0 | 0
PJM_ROR_2_MISO_W | PJM_ROR | MISO_W | 2020 | B4 | 100 | 0 | 709 | 0 | 0 | 0 | 0 | 0 | 0 | 0 | 0 | 0 | 0 | 0
PJM_ROR_2_MISO_W | PJM_ROR | MISO_W | 2020 | B5 | 200 | 0 | 709 | 0 | 0 | 0 | 0 | 0 | 0 | 0 | 0 | 0 | 0 | 0
PJM_ROR_2_MISO_W | PJM_ROR | MISO_W | 2020 | B6 | 300 | 0 | 709 | 0 | 0 | 0 | 0 | 0 | 0 | 0 | 0 | 0 | 0 | 0
PJM_ROR_2_MISO_W | PJM_ROR | MISO_W | 2020 | B7 | 400 | 0 | 709 | 0 | 0 | 0 | 0 | 0 | 0 | 0 | 0 | 0 | 0 | 0
PJM_ROR_2_MISO_W | PJM_ROR | MISO_W | 2020 | B8 | 500 | 0 | 709 | 0 | 0 | 0 | 0 | 0 | 0 | 0 | 0 | 0 | 0 | 0
PJM_ROR_2_MISO_W | PJM_ROR | MISO_W | 2020 | B9 | 800 | 0 | 709 | 0 | 0 | 0 | 0 | 0 | 0 | 0 | 0 | 0 | 0 | 0
PJM_ROR_2_MISO_W | PJM_ROR | MISO_W | 2020 | B10 | 1262 | 0 | 709 | 0 | 0 | 0 | 0 | 0 | 0 | 0 | 0 | 0 | 0 | 0
PJM_ROR_2_MISO_W | PJM_ROR | MISO_W | 2020 | B11 | 25 | 0 | 709 | 0 | 0 | 0 | 0 | 0 | 0 | 0 | 0 | 0 | 0 | 0
PJM_ROR_2_MISO_W | PJM_ROR | MISO_W | 2020 | B12 | 200 | 0 | 709 | 0 | 0 | 0 | 0 | 0 | 0 | 0 | 0 | 0 | 0 | 0
PJM_ROR_2_MISO_W | PJM_ROR | MISO_W | 2020 | B13 | 600 | 0 | 709 | 0 | 0 | 0 | 0 | 0 | 0 | 0 | 0 | 0 | 0 | 0
PJM_ROR_2_MISO_W | PJM_ROR | MISO_W | 2020 | B14 | 900 | 0 | 709 | 0 | 0 | 0 | 0 | 0 | 0 | 0 | 0 | 0 | 0 | 0
PJM_ROR_2_MISO_W | PJM_ROR | MISO_W | 2020 | B15 | 1203 | 0 | 709 | 0 | 0 | 0 | 0 | 0 | 0 | 0 | 0 | 0 | 0 | 0
PJM_ROR_2_MISO_W | PJM_ROR | MISO_W | 2020 | B16 | 25 | 0 | 709 | 0 | 0 | 0 | 0 | 0 | 0 | 0 | 0 | 0 | 0 | 0
PJM_ROR_2_MISO_W | PJM_ROR | MISO_W | 2020 | B17 | 100 | 0 | 709 | 0 | 0 | 0 | 0 | 0 | 0 | 0 | 0 | 0 | 0 | 0
PJM_ROR_2_MISO_W | PJM_ROR | MISO_W | 2020 | B18 | 400 | 0 | 709 | 0 | 0 | 0 | 0 | 0 | 0 | 0 | 0 | 0 | 0 | 0
PJM_ROR_2_MISO_W | PJM_ROR | MISO_W | 2020 | B19 | 700 | 0 | 709 | 0 | 0 | 0 | 0 | 0 | 0 | 0 | 0 | 0 | 0 | 0
PJM_ROR_2_MISO_W | PJM_ROR | MISO_W | 2020 | B20 | 935 | 0 | 709 | 0 | 0 | 0 | 0 | 0 | 0 | 0 | 0 | 0 | 0 | 0
PJM_ROR_2_MISO_W | PJM_ROR | MISO_W | 2025 | B1 | 10 | 0 | 709 | 0 | 0 | 0 | 0 | 0 | 0 | 0 | 0 | 0 | 0 | 0
PJM_ROR_2_MISO_W | PJM_ROR | MISO_W | 2025 | B2 | 25 | 0 | 709 | 0 | 0 | 0 | 0 | 0 | 0 | 0 | 0 | 0 | 0 | 0
PJM_ROR_2_MISO_W | PJM_ROR | MISO_W | 2025 | B3 | 75 | 0 | 709 | 0 | 0 | 0 | 0 | 0 | 0 | 0 | 0 | 0 | 0 | 0
PJM_ROR_2_MISO_W | PJM_ROR | MISO_W | 2025 | B4 | 100 | 0 | 709 | 406.18 | 0 | 0 | 0 | 0 | 0 | 0 | 0 | 0 | 0 | 0
PJM_ROR_2_MISO_W | PJM_ROR | MISO_W | 2025 | B5 | 200 | 0 | 709 | 0 | 0 | 0 | 0 | 0 | 0 | 0 | 0 | 0 | 0 | 0
PJM_ROR_2_MISO_W | PJM_ROR | MISO_W | 2025 | B6 | 300 | 0 | 709 | 0 | 0 | 0 | 0 | 0 | 0 | 0 | 0 | 0 | 0 | 0
PJM_ROR_2_MISO_W | PJM_ROR | MISO_W | 2025 | B7 | 400 | 0 | 709 | 0 | 0 | 0 | 0 | 0 | 0 | 0 | 0 | 0 | 0 | 0
PJM_ROR_2_MISO_W | PJM_ROR | MISO_W | 2025 | B8 | 500 | 0 | 709 | 0 | 0 | 0 | 0 | 0 | 0 | 0 | 0 | 0 | 0 | 0
PJM_ROR_2_MISO_W | PJM_ROR | MISO_W | 2025 | B9 | 800 | 0 | 709 | 0 | 0 | 0 | 0 | 0 | 0 | 0 | 0 | 0 | 0 | 0
PJM_ROR_2_MISO_W | PJM_ROR | MISO_W | 2025 | B10 | 1262 | 0 | 709 | 0 | 0 | 0 | 0 | 0 | 0 | 0 | 0 | 0 | 0 | 0
PJM_ROR_2_MISO_W | PJM_ROR | MISO_W | 2025 | B11 | 25 | 0 | 709 | 0 | 0 | 0 | 0 | 0 | 0 | 0 | 0 | 0 | 0 | 0
PJM_ROR_2_MISO_W | PJM_ROR | MISO_W | 2025 | B12 | 200 | 0 | 709 | 0 | 0 | 0 | 0 | 0 | 0 | 0 | 0 | 0 | 0 | 0
PJM_ROR_2_MISO_W | PJM_ROR | MISO_W | 2025 | B13 | 600 | 0 | 709 | 0 | 0 | 0 | 0 | 0 | 0 | 0 | 0 | 0 | 0 | 0
PJM_ROR_2_MISO_W | PJM_ROR | MISO_W | 2025 | B14 | 900 | 0 | 709 | 0 | 0 | 0 | 0 | 0 | 0 | 0 | 0 | 0 | 0 | 0
PJM_ROR_2_MISO_W | PJM_ROR | MISO_W | 2025 | B15 | 1203 | 0 | 709 | 0 | 0 | 0 | 0 | 0 | 0 | 0 | 0 | 0 | 0 | 0
PJM_ROR_2_MISO_W | PJM_ROR | MISO_W | 2025 | B16 | 25 | 0 | 709 | 0 | 0 | 0 | 0 | 0 | 0 | 0 | 0 | 0 | 0 | 0
PJM_ROR_2_MISO_W | PJM_ROR | MISO_W | 2025 | B17 | 100 | 0 | 709 | 0 | 0 | 0 | 0 | 0 | 0 | 0 | 0 | 0 | 0 | 0
PJM_ROR_2_MISO_W | PJM_ROR | MISO_W | 2025 | B18 | 400 | 0 | 709 | 0 | 0 | 0 | 0 | 0 | 0 | 0 | 0 | 0 | 0 | 0
PJM_ROR_2_MISO_W | PJM_ROR | MISO_W | 2025 | B19 | 700 | 0 | 709 | 0 | 0 | 0 | 0 | 0 | 0 | 0 | 0 | 0 | 0 | 0
PJM_ROR_2_MISO_W | PJM_ROR | MISO_W | 2025 | B20 | 935 | 0 | 709 | 0 | 0 | 0 | 0 | 0 | 0 | 0 | 0 | 0 | 0 | 0
PJM_ROR_2_MISO_W | PJM_ROR | MISO_W | 2030 | B1 | 10 | 0 | 709 | 0 | 0 | 0 | 0 | 0 | 0 | 0 | 0 | 0 | 0 | 0
PJM_ROR_2_MISO_W | PJM_ROR | MISO_W | 2030 | B2 | 25 | 0 | 709 | 0 | 0 | 0 | 0 | 0 | 0 | 0 | 0 | 0 | 0 | 0
PJM_ROR_2_MISO_W | PJM_ROR | MISO_W | 2030 | B3 | 75 | 0 | 709 | 0 | 0 | 0 | 0 | 0 | 0 | 0 | 0 | 0 | 0 | 0
PJM_ROR_2_MISO_W | PJM_ROR | MISO_W | 2030 | B4 | 100 | 0 | 709 | 0 | 0 | 0 | 0 | 0 | 0 | 0 | 0 | 0 | 0 | 0
PJM_ROR_2_MISO_W | PJM_ROR | MISO_W | 2030 | B5 | 200 | 0 | 709 | 481.18 | 0 | 0 | 0 | 0 | 0 | 0 | 0 | 0 | 0 | 0
PJM_ROR_2_MISO_W | PJM_ROR | MISO_W | 2030 | B6 | 300 | 0 | 709 | 0 | 0 | 0 | 0 | 0 | 0 | 0 | 0 | 0 | 0 | 0
PJM_ROR_2_MISO_W | PJM_ROR | MISO_W | 2030 | B7 | 400 | 0 | 709 | 0 | 0 | 0 | 0 | 0 | 0 | 0 | 0 | 0 | 0 | 0
PJM_ROR_2_MISO_W | PJM_ROR | MISO_W | 2030 | B8 | 500 | 0 | 709 | 0 | 0 | 0 | 0 | 0 | 0 | 0 | 0 | 0 | 0 | 0
PJM_ROR_2_MISO_W | PJM_ROR | MISO_W | 2030 | B9 | 800 | 0 | 709 | 0 | 0 | 0 | 0 | 0 | 0 | 0 | 0 | 0 | 0 | 0
PJM_ROR_2_MISO_W | PJM_ROR | MISO_W | 2030 | B10 | 1262 | 0 | 709 | 0 | 0 | 0 | 0 | 0 | 0 | 0 | 0 | 0 | 0 | 0
PJM_ROR_2_MISO_W | PJM_ROR | MISO_W | 2030 | B11 | 25 | 0 | 709 | 0 | 0 | 0 | 0 | 0 | 0 | 0 | 0 | 0 | 0 | 0
PJM_ROR_2_MISO_W | PJM_ROR | MISO_W | 2030 | B12 | 200 | 0 | 709 | 0 | 0 | 0 | 0 | 0 | 0 | 0 | 0 | 0 | 0 | 0
PJM_ROR_2_MISO_W | PJM_ROR | MISO_W | 2030 | B13 | 600 | 0 | 709 | 0 | 0 | 0 | 0 | 0 | 0 | 0 | 0 | 0 | 0 | 0
PJM_ROR_2_MISO_W | PJM_ROR | MISO_W | 2030 | B14 | 900 | 0 | 709 | 0 | 0 | 0 | 0 | 0 | 0 | 0 | 0 | 0 | 0 | 0
PJM_ROR_2_MISO_W | PJM_ROR | MISO_W | 2030 | B15 | 1203 | 0 | 709 | 0 | 0 | 0 | 0 | 0 | 0 | 0 | 0 | 0 | 0 | 0
PJM_ROR_2_MISO_W | PJM_ROR | MISO_W | 2030 | B16 | 25 | 0 | 709 | 0 | 0 | 0 | 0 | 0 | 0 | 0 | 0 | 0 | 0 | 0
PJM_ROR_2_MISO_W | PJM_ROR | MISO_W | 2030 | B17 | 100 | 0 | 709 | 0 | 0 | 0 | 0 | 0 | 0 | 0 | 0 | 0 | 0 | 0
PJM_ROR_2_MISO_W | PJM_ROR | MISO_W | 2030 | B18 | 400 | 0 | 709 | 0 | 0 | 0 | 0 | 0 | 0 | 0 | 0 | 0 | 0 | 0
PJM_ROR_2_MISO_W | PJM_ROR | MISO_W | 2030 | B19 | 700 | 0 | 709 | 0 | 0 | 0 | 0 | 0 | 0 | 0 | 0 | 0 | 0 | 0
PJM_ROR_2_MISO_W | PJM_ROR | MISO_W | 2030 | B20 | 935 | 0 | 709 | 0 | 0 | 0 | 0 | 0 | 0 | 0 | 0 | 0 | 0 | 0
PJM_ROR_2_MISO_W | PJM_ROR | MISO_W | 2035 | B1 | 10 | 0 | 709 | 0 | 0 | 0 | 0 | 0 | 0 | 0 | 0 | 0 | 1.2944 | 0.43147
PJM_ROR_2_MISO_W | PJM_ROR | MISO_W | 2035 | B2 | 25 | 0 | 709 | 0 | 0 | 0 | 0 | 0 | 0 | 0 | 0 | 0 | 1.2944 | 0.43147
PJM_ROR_2_MISO_W | PJM_ROR | MISO_W | 2035 | B3 | 75 | 0 | 709 | 0 | 0 | 0 | 0 | 0 | 0 | 0 | 0 | 0 | 1.2944 | 0.43147
PJM_ROR_2_MISO_W | PJM_ROR | MISO_W | 2035 | B4 | 100 | 0 | 709 | 0 | 0 | 0 | 0 | 0 | 0 | 0 | 0 | 0 | 1.2944 | 0.43147
PJM_ROR_2_MISO_W | PJM_ROR | MISO_W | 2035 | B5 | 200 | 0 | 709 | 709 | 0 | 0 | 0 | 0 | 4.2969 | 0 | 0 | 1.7188 | 1.2944 | 0.43147
PJM_ROR_2_MISO_W | PJM_ROR | MISO_W | 2035 | B6 | 300 | 0 | 709 | 709 | 0 | 0 | 0 | 0 | 0.01187 | 0 | 0 | 0.007122 | 1.2944 | 0.43147
PJM_ROR_2_MISO_W | PJM_ROR | MISO_W | 2035 | B7 | 400 | 0 | 709 | 0 | 0 | 0 | 0 | 0 | 0 | 0 | 0 | 0 | 1.2944 | 0.43147
PJM_ROR_2_MISO_W | PJM_ROR | MISO_W | 2035 | B8 | 500 | 0 | 709 | 0 | 0 | 0 | 0 | 0 | 0 | 0 | 0 | 0 | 1.2944 | 0.43147
PJM_ROR_2_MISO_W | PJM_ROR | MISO_W | 2035 | B9 | 800 | 0 | 709 | 0 | 0 | 0 | 0 | 0 | 0 | 0 | 0 | 0 | 1.2944 | 0.43147
PJM_ROR_2_MISO_W | PJM_ROR | MISO_W | 2035 | B10 | 1262 | 0 | 709 | 0 | 0 | 0 | 0 | 0 | 0 | 0 | 0 | 0 | 1.2944 | 0.43147
PJM_ROR_2_MISO_W | PJM_ROR | MISO_W | 2035 | B11 | 25 | 0 | 709 | 0 | 0 | 0 | 0 | 0 | 0 | 0 | 0 | 0 | 1.2944 | 0.43147
PJM_ROR_2_MISO_W | PJM_ROR | MISO_W | 2035 | B12 | 200 | 0 | 709 | 0 | 0 | 0 | 0 | 0 | 0 | 0 | 0 | 0 | 1.2944 | 0.43147
PJM_ROR_2_MISO_W | PJM_ROR | MISO_W | 2035 | B13 | 600 | 0 | 709 | 0 | 0 | 0 | 0 | 0 | 0 | 0 | 0 | 0 | 1.2944 | 0.43147
PJM_ROR_2_MISO_W | PJM_ROR | MISO_W | 2035 | B14 | 900 | 0 | 709 | 0 | 0 | 0 | 0 | 0 | 0 | 0 | 0 | 0 | 1.2944 | 0.43147
PJM_ROR_2_MISO_W | PJM_ROR | MISO_W | 2035 | B15 | 1203 | 0 | 709 | 0 | 0 | 0 | 0 | 0 | 0 | 0 | 0 | 0 | 1.2944 | 0.43147
PJM_ROR_2_MISO_W | PJM_ROR | MISO_W | 2035 | B16 | 25 | 0 | 709 | 0 | 0 | 0 | 0 | 0 | 0 | 0 | 0 | 0 | 1.2944 | 0.43147
PJM_ROR_2_MISO_W | PJM_ROR | MISO_W | 2035 | B17 | 100 | 0 | 709 | 0 | 0 | 0 | 0 | 0 | 0 | 0 | 0 | 0 | 1.2944 | 0.43147
PJM_ROR_2_MISO_W | PJM_ROR | MISO_W | 2035 | B18 | 400 | 0 | 709 | 0 | 0 | 0 | 0 | 0 | 0 | 0 | 0 | 0 | 1.2944 | 0.43147
PJM_ROR_2_MISO_W | PJM_ROR | MISO_W | 2035 | B19 | 700 | 0 | 709 | 0 | 0 | 0 | 0 | 0 | 0 | 0 | 0 | 0 | 1.2944 | 0.43147
PJM_ROR_2_MISO_W | PJM_ROR | MISO_W | 2035 | B20 | 935 | 0 | 709 | 0 | 0 | 0 | 0 | 0 | 0 | 0 | 0 | 0 | 1.2944 | 0.43147
PJM_ROR_2_MISO_W | PJM_ROR | MISO_W | 2040 | B1 | 10 | 0 | 709 | 0 | 0 | 0 | 0 | 0 | 0 | 0 | 0 | 0 | 4.0684 | 1.3561
PJM_ROR_2_MISO_W | PJM_ROR | MISO_W | 2040 | B2 | 25 | 0 | 709 | 0 | 0 | 0 | 0 | 0 | 0 | 0 | 0 | 0 | 4.0684 | 1.3561
PJM_ROR_2_MISO_W | PJM_ROR | MISO_W | 2040 | B3 | 75 | 0 | 709 | 0 | 0 | 0 | 0 | 0 | 0 | 0 | 0 | 0 | 4.0684 | 1.3561
PJM_ROR_2_MISO_W | PJM_ROR | MISO_W | 2040 | B4 | 100 | 0 | 709 | 131.31 | 0 | 0 | 0 | 0 | 0 | 0 | 0 | 0 | 4.0684 | 1.3561
PJM_ROR_2_MISO_W | PJM_ROR | MISO_W | 2040 | B5 | 200 | 0 | 709 | 709 | 0 | 0 | 0 | 0 | 10.505 | 0 | 0 | 2.3344 | 4.0684 | 1.3561
PJM_ROR_2_MISO_W | PJM_ROR | MISO_W | 2040 | B6 | 300 | 0 | 709 | 709 | 0 | 0 | 0 | 0 | 8.1784 | 0 | 0 | 2.7261 | 4.0684 | 1.3561
PJM_ROR_2_MISO_W | PJM_ROR | MISO_W | 2040 | B7 | 400 | 0 | 709 | 709 | 0 | 0 | 0 | 0 | 0.81903 | 0 | 0 | 0.36401 | 4.0684 | 1.3561
PJM_ROR_2_MISO_W | PJM_ROR | MISO_W | 2040 | B8 | 500 | 0 | 709 | 0 | 0 | 0 | 0 | 0 | 0 | 0 | 0 | 0 | 4.0684 | 1.3561
PJM_ROR_2_MISO_W | PJM_ROR | MISO_W | 2040 | B9 | 800 | 0 | 709 | 0 | 0 | 0 | 0 | 0 | 0 | 0 | 0 | 0 | 4.0684 | 1.3561
PJM_ROR_2_MISO_W | PJM_ROR | MISO_W | 2040 | B10 | 1262 | 0 | 709 | 0 | 0 | 0 | 0 | 0 | 0 | 0 | 0 | 0 | 4.0684 | 1.3561
PJM_ROR_2_MISO_W | PJM_ROR | MISO_W | 2040 | B11 | 25 | 0 | 709 | 0 | 0 | 0 | 0 | 0 | 0 | 0 | 0 | 0 | 4.0684 | 1.3561
PJM_ROR_2_MISO_W | PJM_ROR | MISO_W | 2040 | B12 | 200 | 0 | 709 | 0 | 0 | 0 | 0 | 0 | 0 | 0 | 0 | 0 | 4.0684 | 1.3561
PJM_ROR_2_MISO_W | PJM_ROR | MISO_W | 2040 | B13 | 600 | 0 | 709 | 0 | 0 | 0 | 0 | 0 | 0 | 0 | 0 | 0 | 4.0684 | 1.3561
PJM_ROR_2_MISO_W | PJM_ROR | MISO_W | 2040 | B14 | 900 | 0 | 709 | 0 | 0 | 0 | 0 | 0 | 0 | 0 | 0 | 0 | 4.0684 | 1.3561
PJM_ROR_2_MISO_W | PJM_ROR | MISO_W | 2040 | B15 | 1203 | 0 | 709 | 0 | 0 | 0 | 0 | 0 | 0 | 0 | 0 | 0 | 4.0684 | 1.3561
PJM_ROR_2_MISO_W | PJM_ROR | MISO_W | 2040 | B16 | 25 | 0 | 709 | 0 | 0 | 0 | 0 | 0 | 0 | 0 | 0 | 0 | 4.0684 | 1.3561
PJM_ROR_2_MISO_W | PJM_ROR | MISO_W | 2040 | B17 | 100 | 0 | 709 | 0 | 0 | 0 | 0 | 0 | 0 | 0 | 0 | 0 | 4.0684 | 1.3561
PJM_ROR_2_MISO_W | PJM_ROR | MISO_W | 2040 | B18 | 400 | 0 | 709 | 0 | 0 | 0 | 0 | 0 | 0 | 0 | 0 | 0 | 4.0684 | 1.3561
PJM_ROR_2_MISO_W | PJM_ROR | MISO_W | 2040 | B19 | 700 | 0 | 709 | 0 | 0 | 0 | 0 | 0 | 0 | 0 | 0 | 0 | 4.0684 | 1.3561
PJM_ROR_2_MISO_W | PJM_ROR | MISO_W | 2040 | B20 | 935 | 0 | 709 | 0 | 0 | 0 | 0 | 0 | 0 | 0 | 0 | 0 | 4.0684 | 1.3561
PJM_ROR_2_MISO_W | PJM_ROR | MISO_W | 2045 | B1 | 10 | 0 | 709 | 0 | 0 | 0 | 0 | 0 | 0 | 0 | 0 | 0 | 7.0891 | 2.363
PJM_ROR_2_MISO_W | PJM_ROR | MISO_W | 2045 | B2 | 25 | 0 | 709 | 0 | 0 | 0 | 0 | 0 | 0 | 0 | 0 | 0 | 7.0891 | 2.363
PJM_ROR_2_MISO_W | PJM_ROR | MISO_W | 2045 | B3 | 75 | 0 | 709 | 0 | 0 | 0 | 0 | 0 | 0 | 0 | 0 | 0 | 7.0891 | 2.363
PJM_ROR_2_MISO_W | PJM_ROR | MISO_W | 2045 | B4 | 100 | 0 | 709 | 709 | 0 | 0 | 0 | 0 | 12.9977 | 0 | 0 | 1.2998 | 7.0891 | 2.363
PJM_ROR_2_MISO_W | PJM_ROR | MISO_W | 2045 | B5 | 200 | 0 | 709 | 709 | 0 | 0 | 0 | 0 | 13.0095 | 0 | 0 | 2.6019 | 7.0891 | 2.363
PJM_ROR_2_MISO_W | PJM_ROR | MISO_W | 2045 | B6 | 300 | 0 | 709 | 709 | 0 | 0 | 0 | 0 | 11.6801 | 0 | 0 | 3.504 | 7.0891 | 2.363
PJM_ROR_2_MISO_W | PJM_ROR | MISO_W | 2045 | B7 | 400 | 0 | 709 | 709 | 0 | 0 | 0 | 0 | 5.116 | 0 | 0 | 2.0464 | 7.0891 | 2.363
PJM_ROR_2_MISO_W | PJM_ROR | MISO_W | 2045 | B8 | 500 | 0 | 709 | 0 | 0 | 0 | 0 | 0 | 0 | 0 | 0 | 0 | 7.0891 | 2.363
PJM_ROR_2_MISO_W | PJM_ROR | MISO_W | 2045 | B9 | 800 | 0 | 709 | 0 | 0 | 0 | 0 | 0 | 0 | 0 | 0 | 0 | 7.0891 | 2.363
PJM_ROR_2_MISO_W | PJM_ROR | MISO_W | 2045 | B10 | 1262 | 0 | 709 | 0 | 0 | 0 | 0 | 0 | 0 | 0 | 0 | 0 | 7.0891 | 2.363
PJM_ROR_2_MISO_W | PJM_ROR | MISO_W | 2045 | B11 | 25 | 0 | 709 | 0 | 0 | 0 | 0 | 0 | 0 | 0 | 0 | 0 | 7.0891 | 2.363
PJM_ROR_2_MISO_W | PJM_ROR | MISO_W | 2045 | B12 | 200 | 0 | 709 | 0 | 0 | 0 | 0 | 0 | 0 | 0 | 0 | 0 | 7.0891 | 2.363
PJM_ROR_2_MISO_W | PJM_ROR | MISO_W | 2045 | B13 | 600 | 0 | 709 | 0 | 0 | 0 | 0 | 0 | 0 | 0 | 0 | 0 | 7.0891 | 2.363
PJM_ROR_2_MISO_W | PJM_ROR | MISO_W | 2045 | B14 | 900 | 0 | 709 | 0 | 0 | 0 | 0 | 0 | 0 | 0 | 0 | 0 | 7.0891 | 2.363
PJM_ROR_2_MISO_W | PJM_ROR | MISO_W | 2045 | B15 | 1203 | 0 | 709 | 0 | 0 | 0 | 0 | 0 | 0 | 0 | 0 | 0 | 7.0891 | 2.363
PJM_ROR_2_MISO_W | PJM_ROR | MISO_W | 2045 | B16 | 25 | 0 | 709 | 0 | 0 | 0 | 0 | 0 | 0 | 0 | 0 | 0 | 7.0891 | 2.363
PJM_ROR_2_MISO_W | PJM_ROR | MISO_W | 2045 | B17 | 100 | 0 | 709 | 0 | 0 | 0 | 0 | 0 | 0 | 0 | 0 | 0 | 7.0891 | 2.363
PJM_ROR_2_MISO_W | PJM_ROR | MISO_W | 2045 | B18 | 400 | 0 | 709 | 0 | 0 | 0 | 0 | 0 | 0 | 0 | 0 | 0 | 7.0891 | 2.363
PJM_ROR_2_MISO_W | PJM_ROR | MISO_W | 2045 | B19 | 700 | 0 | 709 | 0 | 0 | 0 | 0 | 0 | 0 | 0 | 0 | 0 | 7.0891 | 2.363
PJM_ROR_2_MISO_W | PJM_ROR | MISO_W | 2045 | B20 | 935 | 0 | 709 | 0 | 0 | 0 | 0 | 0 | 0 | 0 | 0 | 0 | 7.0891 | 2.363
PJM_ROR_2_MISO_W | PJM_ROR | MISO_W | 2050 | B1 | 10 | 0 | 709 | 0 | 0 | 0 | 0 | 0 | 0 | 0 | 0 | 0 | 13.3419 | 4.4473
PJM_ROR_2_MISO_W | PJM_ROR | MISO_W | 2050 | B2 | 25 | 0 | 709 | 0 | 0 | 0 | 0 | 0 | 0 | 0 | 0 | 0 | 13.3419 | 4.4473
PJM_ROR_2_MISO_W | PJM_ROR | MISO_W | 2050 | B3 | 75 | 0 | 709 | 0 | 0 | 0 | 0 | 0 | 0 | 0 | 0 | 0 | 13.3419 | 4.4473
PJM_ROR_2_MISO_W | PJM_ROR | MISO_W | 2050 | B4 | 100 | 0 | 709 | 709 | 0 | 0 | 0 | 0 | 0.87838 | 0 | 0 | 0.1464 | 13.3419 | 4.4473
PJM_ROR_2_MISO_W | PJM_ROR | MISO_W | 2050 | B5 | 200 | 0 | 709 | 709 | 0 | 0 | 0 | 0 | 13.9354 | 0 | 0 | 4.6451 | 13.3419 | 4.4473
PJM_ROR_2_MISO_W | PJM_ROR | MISO_W | 2050 | B6 | 300 | 0 | 709 | 709 | 0 | 0 | 0 | 0 | 25.9953 | 0 | 0 | 12.9977 | 13.3419 | 4.4473
PJM_ROR_2_MISO_W | PJM_ROR | MISO_W | 2050 | B7 | 400 | 0 | 709 | 640.96 | 0 | 0 | 0 | 0 | 0 | 0 | 0 | 0 | 13.3419 | 4.4473
PJM_ROR_2_MISO_W | PJM_ROR | MISO_W | 2050 | B8 | 500 | 0 | 709 | 0 | 0 | 0 | 0 | 0 | 0 | 0 | 0 | 0 | 13.3419 | 4.4473
PJM_ROR_2_MISO_W | PJM_ROR | MISO_W | 2050 | B9 | 800 | 0 | 709 | 0 | 0 | 0 | 0 | 0 | 0 | 0 | 0 | 0 | 13.3419 | 4.4473
PJM_ROR_2_MISO_W | PJM_ROR | MISO_W | 2050 | B10 | 1262 | 0 | 709 | 0 | 0 | 0 | 0 | 0 | 0 | 0 | 0 | 0 | 13.3419 | 4.4473
PJM_ROR_2_MISO_W | PJM_ROR | MISO_W | 2050 | B11 | 25 | 0 | 709 | 0 | 0 | 0 | 0 | 0 | 0 | 0 | 0 | 0 | 13.3419 | 4.4473
PJM_ROR_2_MISO_W | PJM_ROR | MISO_W | 2050 | B12 | 200 | 0 | 709 | 0 | 0 | 0 | 0 | 0 | 0 | 0 | 0 | 0 | 13.3419 | 4.4473
PJM_ROR_2_MISO_W | PJM_ROR | MISO_W | 2050 | B13 | 600 | 0 | 709 | 0 | 0 | 0 | 0 | 0 | 0 | 0 | 0 | 0 | 13.3419 | 4.4473
PJM_ROR_2_MISO_W | PJM_ROR | MISO_W | 2050 | B14 | 900 | 0 | 709 | 0 | 0 | 0 | 0 | 0 | 0 | 0 | 0 | 0 | 13.3419 | 4.4473
PJM_ROR_2_MISO_W | PJM_ROR | MISO_W | 2050 | B15 | 1203 | 0 | 709 | 0 | 0 | 0 | 0 | 0 | 0 | 0 | 0 | 0 | 13.3419 | 4.4473
PJM_ROR_2_MISO_W | PJM_ROR | MISO_W | 2050 | B16 | 25 | 0 | 709 | 0 | 0 | 0 | 0 | 0 | 0 | 0 | 0 | 0 | 13.3419 | 4.4473
PJM_ROR_2_MISO_W | PJM_ROR | MISO_W | 2050 | B17 | 100 | 0 | 709 | 0 | 0 | 0 | 0 | 0 | 0 | 0 | 0 | 0 | 13.3419 | 4.4473
PJM_ROR_2_MISO_W | PJM_ROR | MISO_W | 2050 | B18 | 400 | 0 | 709 | 0 | 0 | 0 | 0 | 0 | 0 | 0 | 0 | 0 | 13.3419 | 4.4473
PJM_ROR_2_MISO_W | PJM_ROR | MISO_W | 2050 | B19 | 700 | 0 | 709 | 0 | 0 | 0 | 0 | 0 | 0 | 0 | 0 | 0 | 13.3419 | 4.4473
PJM_ROR_2_MISO_W | PJM_ROR | MISO_W | 2050 | B20 | 935 | 0 | 709 | 0 | 0 | 0 | 0 | 0 | 0 | 0 | 0 | 0 | 13.3419 | 4.4473
PJM_ROR_2_MISO_WUMS | PJM_ROR | MISO_WUMS | 2015 | B1 | 10 | 0 | 1467 | 0 | 0 | 0 | 0 | 0 | 0 | 0 | 0 | 0 | 0 | 0
PJM_ROR_2_MISO_WUMS | PJM_ROR | MISO_WUMS | 2015 | B2 | 25 | 0 | 1467 | 0 | 0 | 0 | 0 | 0 | 0 | 0 | 0 | 0 | 0 | 0
PJM_ROR_2_MISO_WUMS | PJM_ROR | MISO_WUMS | 2015 | B3 | 75 | 0 | 1467 | 0 | 0 | 0 | 0 | 0 | 0 | 0 | 0 | 0 | 0 | 0
PJM_ROR_2_MISO_WUMS | PJM_ROR | MISO_WUMS | 2015 | B4 | 100 | 0 | 1467 | 0 | 0 | 0 | 0 | 0 | 0 | 0 | 0 | 0 | 0 | 0
PJM_ROR_2_MISO_WUMS | PJM_ROR | MISO_WUMS | 2015 | B5 | 200 | 0 | 1467 | 0 | 0 | 0 | 0 | 0 | 0 | 0 | 0 | 0 | 0 | 0
PJM_ROR_2_MISO_WUMS | PJM_ROR | MISO_WUMS | 2015 | B6 | 300 | 0 | 1467 | 0 | 0 | 0 | 0 | 0 | 0 | 0 | 0 | 0 | 0 | 0
PJM_ROR_2_MISO_WUMS | PJM_ROR | MISO_WUMS | 2015 | B7 | 400 | 0 | 1467 | 0 | 0 | 0 | 0 | 0 | 0 | 0 | 0 | 0 | 0 | 0
PJM_ROR_2_MISO_WUMS | PJM_ROR | MISO_WUMS | 2015 | B8 | 500 | 0 | 1467 | 0 | 0 | 0 | 0 | 0 | 0 | 0 | 0 | 0 | 0 | 0
PJM_ROR_2_MISO_WUMS | PJM_ROR | MISO_WUMS | 2015 | B9 | 800 | 0 | 1467 | 0 | 0 | 0 | 0 | 0 | 0 | 0 | 0 | 0 | 0 | 0
PJM_ROR_2_MISO_WUMS | PJM_ROR | MISO_WUMS | 2015 | B10 | 1262 | 0 | 1467 | 0 | 0 | 0 | 0 | 0 | 0 | 0 | 0 | 0 | 0 | 0
PJM_ROR_2_MISO_WUMS | PJM_ROR | MISO_WUMS | 2015 | B11 | 25 | 0 | 1467 | 0 | 0 | 0 | 0 | 0 | 0 | 0 | 0 | 0 | 0 | 0
PJM_ROR_2_MISO_WUMS | PJM_ROR | MISO_WUMS | 2015 | B12 | 200 | 0 | 1467 | 0 | 0 | 0 | 0 | 0 | 0 | 0 | 0 | 0 | 0 | 0
PJM_ROR_2_MISO_WUMS | PJM_ROR | MISO_WUMS | 2015 | B13 | 600 | 0 | 1467 | 0 | 0 | 0 | 0 | 0 | 0 | 0 | 0 | 0 | 0 | 0
PJM_ROR_2_MISO_WUMS | PJM_ROR | MISO_WUMS | 2015 | B14 | 900 | 0 | 1467 | 0 | 0 | 0 | 0 | 0 | 0 | 0 | 0 | 0 | 0 | 0
PJM_ROR_2_MISO_WUMS | PJM_ROR | MISO_WUMS | 2015 | B15 | 1203 | 0 | 1467 | 0 | 0 | 0 | 0 | 0 | 0 | 0 | 0 | 0 | 0 | 0
PJM_ROR_2_MISO_WUMS | PJM_ROR | MISO_WUMS | 2015 | B16 | 25 | 0 | 1467 | 0 | 0 | 0 | 0 | 0 | 0 | 0 | 0 | 0 | 0 | 0
PJM_ROR_2_MISO_WUMS | PJM_ROR | MISO_WUMS | 2015 | B17 | 100 | 0 | 1467 | 0 | 0 | 0 | 0 | 0 | 0 | 0 | 0 | 0 | 0 | 0
PJM_ROR_2_MISO_WUMS | PJM_ROR | MISO_WUMS | 2015 | B18 | 400 | 0 | 1467 | 0 | 0 | 0 | 0 | 0 | 0 | 0 | 0 | 0 | 0 | 0
PJM_ROR_2_MISO_WUMS | PJM_ROR | MISO_WUMS | 2015 | B19 | 700 | 0 | 1467 | 0 | 0 | 0 | 0 | 0 | 0 | 0 | 0 | 0 | 0 | 0
PJM_ROR_2_MISO_WUMS | PJM_ROR | MISO_WUMS | 2015 | B20 | 935 | 0 | 1467 | 0 | 0 | 0 | 0 | 0 | 0 | 0 | 0 | 0 | 0 | 0
PJM_ROR_2_MISO_WUMS | PJM_ROR | MISO_WUMS | 2020 | B1 | 10 | 0 | 1467 | 0 | 0 | 0 | 0 | 0 | 0 | 0 | 0 | 0 | 0 | 0
PJM_ROR_2_MISO_WUMS | PJM_ROR | MISO_WUMS | 2020 | B2 | 25 | 0 | 1467 | 0 | 0 | 0 | 0 | 0 | 0 | 0 | 0 | 0 | 0 | 0
PJM_ROR_2_MISO_WUMS | PJM_ROR | MISO_WUMS | 2020 | B3 | 75 | 0 | 1467 | 0 | 0 | 0 | 0 | 0 | 0 | 0 | 0 | 0 | 0 | 0
PJM_ROR_2_MISO_WUMS | PJM_ROR | MISO_WUMS | 2020 | B4 | 100 | 0 | 1467 | 0 | 0 | 0 | 0 | 0 | 0 | 0 | 0 | 0 | 0 | 0
PJM_ROR_2_MISO_WUMS | PJM_ROR | MISO_WUMS | 2020 | B5 | 200 | 0 | 1467 | 0 | 0 | 0 | 0 | 0 | 0 | 0 | 0 | 0 | 0 | 0
PJM_ROR_2_MISO_WUMS | PJM_ROR | MISO_WUMS | 2020 | B6 | 300 | 0 | 1467 | 0 | 0 | 0 | 0 | 0 | 0 | 0 | 0 | 0 | 0 | 0
PJM_ROR_2_MISO_WUMS | PJM_ROR | MISO_WUMS | 2020 | B7 | 400 | 0 | 1467 | 0 | 0 | 0 | 0 | 0 | 0 | 0 | 0 | 0 | 0 | 0
PJM_ROR_2_MISO_WUMS | PJM_ROR | MISO_WUMS | 2020 | B8 | 500 | 0 | 1467 | 0 | 0 | 0 | 0 | 0 | 0 | 0 | 0 | 0 | 0 | 0
PJM_ROR_2_MISO_WUMS | PJM_ROR | MISO_WUMS | 2020 | B9 | 800 | 0 | 1467 | 0 | 0 | 0 | 0 | 0 | 0 | 0 | 0 | 0 | 0 | 0
PJM_ROR_2_MISO_WUMS | PJM_ROR | MISO_WUMS | 2020 | B10 | 1262 | 0 | 1467 | 0 | 0 | 0 | 0 | 0 | 0 | 0 | 0 | 0 | 0 | 0
PJM_ROR_2_MISO_WUMS | PJM_ROR | MISO_WUMS | 2020 | B11 | 25 | 0 | 1467 | 0 | 0 | 0 | 0 | 0 | 0 | 0 | 0 | 0 | 0 | 0
PJM_ROR_2_MISO_WUMS | PJM_ROR | MISO_WUMS | 2020 | B12 | 200 | 0 | 1467 | 0 | 0 | 0 | 0 | 0 | 0 | 0 | 0 | 0 | 0 | 0
PJM_ROR_2_MISO_WUMS | PJM_ROR | MISO_WUMS | 2020 | B13 | 600 | 0 | 1467 | 0 | 0 | 0 | 0 | 0 | 0 | 0 | 0 | 0 | 0 | 0
PJM_ROR_2_MISO_WUMS | PJM_ROR | MISO_WUMS | 2020 | B14 | 900 | 0 | 1467 | 0 | 0 | 0 | 0 | 0 | 0 | 0 | 0 | 0 | 0 | 0
PJM_ROR_2_MISO_WUMS | PJM_ROR | MISO_WUMS | 2020 | B15 | 1203 | 0 | 1467 | 0 | 0 | 0 | 0 | 0 | 0 | 0 | 0 | 0 | 0 | 0
PJM_ROR_2_MISO_WUMS | PJM_ROR | MISO_WUMS | 2020 | B16 | 25 | 0 | 1467 | 0 | 0 | 0 | 0 | 0 | 0 | 0 | 0 | 0 | 0 | 0
PJM_ROR_2_MISO_WUMS | PJM_ROR | MISO_WUMS | 2020 | B17 | 100 | 0 | 1467 | 0 | 0 | 0 | 0 | 0 | 0 | 0 | 0 | 0 | 0 | 0
PJM_ROR_2_MISO_WUMS | PJM_ROR | MISO_WUMS | 2020 | B18 | 400 | 0 | 1467 | 0 | 0 | 0 | 0 | 0 | 0 | 0 | 0 | 0 | 0 | 0
PJM_ROR_2_MISO_WUMS | PJM_ROR | MISO_WUMS | 2020 | B19 | 700 | 0 | 1467 | 0 | 0 | 0 | 0 | 0 | 0 | 0 | 0 | 0 | 0 | 0
PJM_ROR_2_MISO_WUMS | PJM_ROR | MISO_WUMS | 2020 | B20 | 935 | 0 | 1467 | 0 | 0 | 0 | 0 | 0 | 0 | 0 | 0 | 0 | 0 | 0
PJM_ROR_2_MISO_WUMS | PJM_ROR | MISO_WUMS | 2025 | B1 | 10 | 0 | 1467 | 0 | 0 | 0 | 0 | 0 | 0 | 0 | 0 | 0 | 0 | 0
PJM_ROR_2_MISO_WUMS | PJM_ROR | MISO_WUMS | 2025 | B2 | 25 | 0 | 1467 | 0 | 0 | 0 | 0 | 0 | 0 | 0 | 0 | 0 | 0 | 0
PJM_ROR_2_MISO_WUMS | PJM_ROR | MISO_WUMS | 2025 | B3 | 75 | 0 | 1467 | 0 | 0 | 0 | 0 | 0 | 0 | 0 | 0 | 0 | 0 | 0
PJM_ROR_2_MISO_WUMS | PJM_ROR | MISO_WUMS | 2025 | B4 | 100 | 0 | 1467 | 0 | 0 | 0 | 0 | 0 | 0 | 0 | 0 | 0 | 0 | 0
PJM_ROR_2_MISO_WUMS | PJM_ROR | MISO_WUMS | 2025 | B5 | 200 | 0 | 1467 | 0 | 0 | 0 | 0 | 0 | 0 | 0 | 0 | 0 | 0 | 0
PJM_ROR_2_MISO_WUMS | PJM_ROR | MISO_WUMS | 2025 | B6 | 300 | 0 | 1467 | 0 | 0 | 0 | 0 | 0 | 0 | 0 | 0 | 0 | 0 | 0
PJM_ROR_2_MISO_WUMS | PJM_ROR | MISO_WUMS | 2025 | B7 | 400 | 0 | 1467 | 0 | 0 | 0 | 0 | 0 | 0 | 0 | 0 | 0 | 0 | 0
PJM_ROR_2_MISO_WUMS | PJM_ROR | MISO_WUMS | 2025 | B8 | 500 | 0 | 1467 | 0 | 0 | 0 | 0 | 0 | 0 | 0 | 0 | 0 | 0 | 0
PJM_ROR_2_MISO_WUMS | PJM_ROR | MISO_WUMS | 2025 | B9 | 800 | 0 | 1467 | 0 | 0 | 0 | 0 | 0 | 0 | 0 | 0 | 0 | 0 | 0
PJM_ROR_2_MISO_WUMS | PJM_ROR | MISO_WUMS | 2025 | B10 | 1262 | 0 | 1467 | 0 | 0 | 0 | 0 | 0 | 0 | 0 | 0 | 0 | 0 | 0
PJM_ROR_2_MISO_WUMS | PJM_ROR | MISO_WUMS | 2025 | B11 | 25 | 0 | 1467 | 0 | 0 | 0 | 0 | 0 | 0 | 0 | 0 | 0 | 0 | 0
PJM_ROR_2_MISO_WUMS | PJM_ROR | MISO_WUMS | 2025 | B12 | 200 | 0 | 1467 | 0 | 0 | 0 | 0 | 0 | 0 | 0 | 0 | 0 | 0 | 0
PJM_ROR_2_MISO_WUMS | PJM_ROR | MISO_WUMS | 2025 | B13 | 600 | 0 | 1467 | 0 | 0 | 0 | 0 | 0 | 0 | 0 | 0 | 0 | 0 | 0
PJM_ROR_2_MISO_WUMS | PJM_ROR | MISO_WUMS | 2025 | B14 | 900 | 0 | 1467 | 0 | 0 | 0 | 0 | 0 | 0 | 0 | 0 | 0 | 0 | 0
PJM_ROR_2_MISO_WUMS | PJM_ROR | MISO_WUMS | 2025 | B15 | 1203 | 0 | 1467 | 0 | 0 | 0 | 0 | 0 | 0 | 0 | 0 | 0 | 0 | 0
PJM_ROR_2_MISO_WUMS | PJM_ROR | MISO_WUMS | 2025 | B16 | 25 | 0 | 1467 | 0 | 0 | 0 | 0 | 0 | 0 | 0 | 0 | 0 | 0 | 0
PJM_ROR_2_MISO_WUMS | PJM_ROR | MISO_WUMS | 2025 | B17 | 100 | 0 | 1467 | 0 | 0 | 0 | 0 | 0 | 0 | 0 | 0 | 0 | 0 | 0
PJM_ROR_2_MISO_WUMS | PJM_ROR | MISO_WUMS | 2025 | B18 | 400 | 0 | 1467 | 0 | 0 | 0 | 0 | 0 | 0 | 0 | 0 | 0 | 0 | 0
PJM_ROR_2_MISO_WUMS | PJM_ROR | MISO_WUMS | 2025 | B19 | 700 | 0 | 1467 | 0 | 0 | 0 | 0 | 0 | 0 | 0 | 0 | 0 | 0 | 0
PJM_ROR_2_MISO_WUMS | PJM_ROR | MISO_WUMS | 2025 | B20 | 935 | 0 | 1467 | 0 | 0 | 0 | 0 | 0 | 0 | 0 | 0 | 0 | 0 | 0
PJM_ROR_2_MISO_WUMS | PJM_ROR | MISO_WUMS | 2030 | B1 | 10 | 0 | 1467 | 0 | 0 | 0 | 0 | 0 | 0 | 0 | 0 | 0 | 0 | 0
PJM_ROR_2_MISO_WUMS | PJM_ROR | MISO_WUMS | 2030 | B2 | 25 | 0 | 1467 | 0 | 0 | 0 | 0 | 0 | 0 | 0 | 0 | 0 | 0 | 0
PJM_ROR_2_MISO_WUMS | PJM_ROR | MISO_WUMS | 2030 | B3 | 75 | 0 | 1467 | 0 | 0 | 0 | 0 | 0 | 0 | 0 | 0 | 0 | 0 | 0
PJM_ROR_2_MISO_WUMS | PJM_ROR | MISO_WUMS | 2030 | B4 | 100 | 0 | 1467 | 0 | 0 | 0 | 0 | 0 | 0 | 0 | 0 | 0 | 0 | 0
PJM_ROR_2_MISO_WUMS | PJM_ROR | MISO_WUMS | 2030 | B5 | 200 | 0 | 1467 | 0 | 0 | 0 | 0 | 0 | 0 | 0 | 0 | 0 | 0 | 0
PJM_ROR_2_MISO_WUMS | PJM_ROR | MISO_WUMS | 2030 | B6 | 300 | 0 | 1467 | 0 | 0 | 0 | 0 | 0 | 0 | 0 | 0 | 0 | 0 | 0
PJM_ROR_2_MISO_WUMS | PJM_ROR | MISO_WUMS | 2030 | B7 | 400 | 0 | 1467 | 0 | 0 | 0 | 0 | 0 | 0 | 0 | 0 | 0 | 0 | 0
PJM_ROR_2_MISO_WUMS | PJM_ROR | MISO_WUMS | 2030 | B8 | 500 | 0 | 1467 | 0 | 0 | 0 | 0 | 0 | 0 | 0 | 0 | 0 | 0 | 0
PJM_ROR_2_MISO_WUMS | PJM_ROR | MISO_WUMS | 2030 | B9 | 800 | 0 | 1467 | 0 | 0 | 0 | 0 | 0 | 0 | 0 | 0 | 0 | 0 | 0
PJM_ROR_2_MISO_WUMS | PJM_ROR | MISO_WUMS | 2030 | B10 | 1262 | 0 | 1467 | 0 | 0 | 0 | 0 | 0 | 0 | 0 | 0 | 0 | 0 | 0
PJM_ROR_2_MISO_WUMS | PJM_ROR | MISO_WUMS | 2030 | B11 | 25 | 0 | 1467 | 0 | 0 | 0 | 0 | 0 | 0 | 0 | 0 | 0 | 0 | 0
PJM_ROR_2_MISO_WUMS | PJM_ROR | MISO_WUMS | 2030 | B12 | 200 | 0 | 1467 | 0 | 0 | 0 | 0 | 0 | 0 | 0 | 0 | 0 | 0 | 0
PJM_ROR_2_MISO_WUMS | PJM_ROR | MISO_WUMS | 2030 | B13 | 600 | 0 | 1467 | 0 | 0 | 0 | 0 | 0 | 0 | 0 | 0 | 0 | 0 | 0
PJM_ROR_2_MISO_WUMS | PJM_ROR | MISO_WUMS | 2030 | B14 | 900 | 0 | 1467 | 0 | 0 | 0 | 0 | 0 | 0 | 0 | 0 | 0 | 0 | 0
PJM_ROR_2_MISO_WUMS | PJM_ROR | MISO_WUMS | 2030 | B15 | 1203 | 0 | 1467 | 0 | 0 | 0 | 0 | 0 | 0 | 0 | 0 | 0 | 0 | 0
PJM_ROR_2_MISO_WUMS | PJM_ROR | MISO_WUMS | 2030 | B16 | 25 | 0 | 1467 | 0 | 0 | 0 | 0 | 0 | 0 | 0 | 0 | 0 | 0 | 0
PJM_ROR_2_MISO_WUMS | PJM_ROR | MISO_WUMS | 2030 | B17 | 100 | 0 | 1467 | 0 | 0 | 0 | 0 | 0 | 0 | 0 | 0 | 0 | 0 | 0
PJM_ROR_2_MISO_WUMS | PJM_ROR | MISO_WUMS | 2030 | B18 | 400 | 0 | 1467 | 0 | 0 | 0 | 0 | 0 | 0 | 0 | 0 | 0 | 0 | 0
PJM_ROR_2_MISO_WUMS | PJM_ROR | MISO_WUMS | 2030 | B19 | 700 | 0 | 1467 | 0 | 0 | 0 | 0 | 0 | 0 | 0 | 0 | 0 | 0 | 0
PJM_ROR_2_MISO_WUMS | PJM_ROR | MISO_WUMS | 2030 | B20 | 935 | 0 | 1467 | 0 | 0 | 0 | 0 | 0 | 0 | 0 | 0 | 0 | 0 | 0
PJM_ROR_2_MISO_WUMS | PJM_ROR | MISO_WUMS | 2035 | B1 | 10 | 0 | 1467 | 0 | 0 | 0 | 0 | 0 | 0 | 0 | 0 | 0 | 0 | 0
PJM_ROR_2_MISO_WUMS | PJM_ROR | MISO_WUMS | 2035 | B2 | 25 | 0 | 1467 | 0 | 0 | 0 | 0 | 0 | 0 | 0 | 0 | 0 | 0 | 0
PJM_ROR_2_MISO_WUMS | PJM_ROR | MISO_WUMS | 2035 | B3 | 75 | 0 | 1467 | 0 | 0 | 0 | 0 | 0 | 0 | 0 | 0 | 0 | 0 | 0
PJM_ROR_2_MISO_WUMS | PJM_ROR | MISO_WUMS | 2035 | B4 | 100 | 0 | 1467 | 0 | 0 | 0 | 0 | 0 | 0 | 0 | 0 | 0 | 0 | 0
PJM_ROR_2_MISO_WUMS | PJM_ROR | MISO_WUMS | 2035 | B5 | 200 | 0 | 1467 | 0 | 0 | 0 | 0 | 0 | 0 | 0 | 0 | 0 | 0 | 0
PJM_ROR_2_MISO_WUMS | PJM_ROR | MISO_WUMS | 2035 | B6 | 300 | 0 | 1467 | 0 | 0 | 0 | 0 | 0 | 0 | 0 | 0 | 0 | 0 | 0
PJM_ROR_2_MISO_WUMS | PJM_ROR | MISO_WUMS | 2035 | B7 | 400 | 0 | 1467 | 0 | 0 | 0 | 0 | 0 | 0 | 0 | 0 | 0 | 0 | 0
PJM_ROR_2_MISO_WUMS | PJM_ROR | MISO_WUMS | 2035 | B8 | 500 | 0 | 1467 | 0 | 0 | 0 | 0 | 0 | 0 | 0 | 0 | 0 | 0 | 0
PJM_ROR_2_MISO_WUMS | PJM_ROR | MISO_WUMS | 2035 | B9 | 800 | 0 | 1467 | 0 | 0 | 0 | 0 | 0 | 0 | 0 | 0 | 0 | 0 | 0
PJM_ROR_2_MISO_WUMS | PJM_ROR | MISO_WUMS | 2035 | B10 | 1262 | 0 | 1467 | 0 | 0 | 0 | 0 | 0 | 0 | 0 | 0 | 0 | 0 | 0
PJM_ROR_2_MISO_WUMS | PJM_ROR | MISO_WUMS | 2035 | B11 | 25 | 0 | 1467 | 0 | 0 | 0 | 0 | 0 | 0 | 0 | 0 | 0 | 0 | 0
PJM_ROR_2_MISO_WUMS | PJM_ROR | MISO_WUMS | 2035 | B12 | 200 | 0 | 1467 | 0 | 0 | 0 | 0 | 0 | 0 | 0 | 0 | 0 | 0 | 0
PJM_ROR_2_MISO_WUMS | PJM_ROR | MISO_WUMS | 2035 | B13 | 600 | 0 | 1467 | 0 | 0 | 0 | 0 | 0 | 0 | 0 | 0 | 0 | 0 | 0
PJM_ROR_2_MISO_WUMS | PJM_ROR | MISO_WUMS | 2035 | B14 | 900 | 0 | 1467 | 0 | 0 | 0 | 0 | 0 | 0 | 0 | 0 | 0 | 0 | 0
PJM_ROR_2_MISO_WUMS | PJM_ROR | MISO_WUMS | 2035 | B15 | 1203 | 0 | 1467 | 0 | 0 | 0 | 0 | 0 | 0 | 0 | 0 | 0 | 0 | 0
PJM_ROR_2_MISO_WUMS | PJM_ROR | MISO_WUMS | 2035 | B16 | 25 | 0 | 1467 | 0 | 0 | 0 | 0 | 0 | 0 | 0 | 0 | 0 | 0 | 0
PJM_ROR_2_MISO_WUMS | PJM_ROR | MISO_WUMS | 2035 | B17 | 100 | 0 | 1467 | 0 | 0 | 0 | 0 | 0 | 0 | 0 | 0 | 0 | 0 | 0
PJM_ROR_2_MISO_WUMS | PJM_ROR | MISO_WUMS | 2035 | B18 | 400 | 0 | 1467 | 0 | 0 | 0 | 0 | 0 | 0 | 0 | 0 | 0 | 0 | 0
PJM_ROR_2_MISO_WUMS | PJM_ROR | MISO_WUMS | 2035 | B19 | 700 | 0 | 1467 | 0 | 0 | 0 | 0 | 0 | 0 | 0 | 0 | 0 | 0 | 0
PJM_ROR_2_MISO_WUMS | PJM_ROR | MISO_WUMS | 2035 | B20 | 935 | 0 | 1467 | 0 | 0 | 0 | 0 | 0 | 0 | 0 | 0 | 0 | 0 | 0
PJM_ROR_2_MISO_WUMS | PJM_ROR | MISO_WUMS | 2040 | B1 | 10 | 0 | 1467 | 0 | 0 | 0 | 0 | 0 | 0 | 0 | 0 | 0 | 0 | 0
PJM_ROR_2_MISO_WUMS | PJM_ROR | MISO_WUMS | 2040 | B2 | 25 | 0 | 1467 | 0 | 0 | 0 | 0 | 0 | 0 | 0 | 0 | 0 | 0 | 0
PJM_ROR_2_MISO_WUMS | PJM_ROR | MISO_WUMS | 2040 | B3 | 75 | 0 | 1467 | 0 | 0 | 0 | 0 | 0 | 0 | 0 | 0 | 0 | 0 | 0
PJM_ROR_2_MISO_WUMS | PJM_ROR | MISO_WUMS | 2040 | B4 | 100 | 0 | 1467 | 0 | 0 | 0 | 0 | 0 | 0 | 0 | 0 | 0 | 0 | 0
PJM_ROR_2_MISO_WUMS | PJM_ROR | MISO_WUMS | 2040 | B5 | 200 | 0 | 1467 | 0 | 0 | 0 | 0 | 0 | 0 | 0 | 0 | 0 | 0 | 0
PJM_ROR_2_MISO_WUMS | PJM_ROR | MISO_WUMS | 2040 | B6 | 300 | 0 | 1467 | 0 | 0 | 0 | 0 | 0 | 0 | 0 | 0 | 0 | 0 | 0
PJM_ROR_2_MISO_WUMS | PJM_ROR | MISO_WUMS | 2040 | B7 | 400 | 0 | 1467 | 399.1 | 0 | 0 | 0 | 0 | 0 | 0 | 0 | 0 | 0 | 0
PJM_ROR_2_MISO_WUMS | PJM_ROR | MISO_WUMS | 2040 | B8 | 500 | 0 | 1467 | 0 | 0 | 0 | 0 | 0 | 0 | 0 | 0 | 0 | 0 | 0
PJM_ROR_2_MISO_WUMS | PJM_ROR | MISO_WUMS | 2040 | B9 | 800 | 0 | 1467 | 0 | 0 | 0 | 0 | 0 | 0 | 0 | 0 | 0 | 0 | 0
PJM_ROR_2_MISO_WUMS | PJM_ROR | MISO_WUMS | 2040 | B10 | 1262 | 0 | 1467 | 0 | 0 | 0 | 0 | 0 | 0 | 0 | 0 | 0 | 0 | 0
PJM_ROR_2_MISO_WUMS | PJM_ROR | MISO_WUMS | 2040 | B11 | 25 | 0 | 1467 | 0 | 0 | 0 | 0 | 0 | 0 | 0 | 0 | 0 | 0 | 0
PJM_ROR_2_MISO_WUMS | PJM_ROR | MISO_WUMS | 2040 | B12 | 200 | 0 | 1467 | 0 | 0 | 0 | 0 | 0 | 0 | 0 | 0 | 0 | 0 | 0
PJM_ROR_2_MISO_WUMS | PJM_ROR | MISO_WUMS | 2040 | B13 | 600 | 0 | 1467 | 0 | 0 | 0 | 0 | 0 | 0 | 0 | 0 | 0 | 0 | 0
PJM_ROR_2_MISO_WUMS | PJM_ROR | MISO_WUMS | 2040 | B14 | 900 | 0 | 1467 | 0 | 0 | 0 | 0 | 0 | 0 | 0 | 0 | 0 | 0 | 0
PJM_ROR_2_MISO_WUMS | PJM_ROR | MISO_WUMS | 2040 | B15 | 1203 | 0 | 1467 | 0 | 0 | 0 | 0 | 0 | 0 | 0 | 0 | 0 | 0 | 0
PJM_ROR_2_MISO_WUMS | PJM_ROR | MISO_WUMS | 2040 | B16 | 25 | 0 | 1467 | 0 | 0 | 0 | 0 | 0 | 0 | 0 | 0 | 0 | 0 | 0
PJM_ROR_2_MISO_WUMS | PJM_ROR | MISO_WUMS | 2040 | B17 | 100 | 0 | 1467 | 0 | 0 | 0 | 0 | 0 | 0 | 0 | 0 | 0 | 0 | 0
PJM_ROR_2_MISO_WUMS | PJM_ROR | MISO_WUMS | 2040 | B18 | 400 | 0 | 1467 | 0 | 0 | 0 | 0 | 0 | 0 | 0 | 0 | 0 | 0 | 0
PJM_ROR_2_MISO_WUMS | PJM_ROR | MISO_WUMS | 2040 | B19 | 700 | 0 | 1467 | 0 | 0 | 0 | 0 | 0 | 0 | 0 | 0 | 0 | 0 | 0
PJM_ROR_2_MISO_WUMS | PJM_ROR | MISO_WUMS | 2040 | B20 | 935 | 0 | 1467 | 0 | 0 | 0 | 0 | 0 | 0 | 0 | 0 | 0 | 0 | 0
PJM_ROR_2_MISO_WUMS | PJM_ROR | MISO_WUMS | 2045 | B1 | 10 | 0 | 1467 | 0 | 0 | 0 | 0 | 0 | 0 | 0 | 0 | 0 | 0 | 0
PJM_ROR_2_MISO_WUMS | PJM_ROR | MISO_WUMS | 2045 | B2 | 25 | 0 | 1467 | 0 | 0 | 0 | 0 | 0 | 0 | 0 | 0 | 0 | 0 | 0
PJM_ROR_2_MISO_WUMS | PJM_ROR | MISO_WUMS | 2045 | B3 | 75 | 0 | 1467 | 0 | 0 | 0 | 0 | 0 | 0 | 0 | 0 | 0 | 0 | 0
PJM_ROR_2_MISO_WUMS | PJM_ROR | MISO_WUMS | 2045 | B4 | 100 | 0 | 1467 | 0 | 0 | 0 | 0 | 0 | 0 | 0 | 0 | 0 | 0 | 0
PJM_ROR_2_MISO_WUMS | PJM_ROR | MISO_WUMS | 2045 | B5 | 200 | 0 | 1467 | 0 | 0 | 0 | 0 | 0 | 0 | 0 | 0 | 0 | 0 | 0
PJM_ROR_2_MISO_WUMS | PJM_ROR | MISO_WUMS | 2045 | B6 | 300 | 0 | 1467 | 733.88 | 0 | 0 | 0 | 0 | 0 | 0 | 0 | 0 | 0 | 0
PJM_ROR_2_MISO_WUMS | PJM_ROR | MISO_WUMS | 2045 | B7 | 400 | 0 | 1467 | 174.59 | 0 | 0 | 0 | 0 | 0 | 0 | 0 | 0 | 0 | 0
PJM_ROR_2_MISO_WUMS | PJM_ROR | MISO_WUMS | 2045 | B8 | 500 | 0 | 1467 | 0 | 0 | 0 | 0 | 0 | 0 | 0 | 0 | 0 | 0 | 0
PJM_ROR_2_MISO_WUMS | PJM_ROR | MISO_WUMS | 2045 | B9 | 800 | 0 | 1467 | 1302.63 | 0 | 0 | 0 | 0 | 0 | 0 | 0 | 0 | 0 | 0
PJM_ROR_2_MISO_WUMS | PJM_ROR | MISO_WUMS | 2045 | B10 | 1262 | 0 | 1467 | 0 | 0 | 0 | 0 | 0 | 0 | 0 | 0 | 0 | 0 | 0
PJM_ROR_2_MISO_WUMS | PJM_ROR | MISO_WUMS | 2045 | B11 | 25 | 0 | 1467 | 0 | 0 | 0 | 0 | 0 | 0 | 0 | 0 | 0 | 0 | 0
PJM_ROR_2_MISO_WUMS | PJM_ROR | MISO_WUMS | 2045 | B12 | 200 | 0 | 1467 | 0 | 0 | 0 | 0 | 0 | 0 | 0 | 0 | 0 | 0 | 0
PJM_ROR_2_MISO_WUMS | PJM_ROR | MISO_WUMS | 2045 | B13 | 600 | 0 | 1467 | 403.42 | 0 | 0 | 0 | 0 | 0 | 0 | 0 | 0 | 0 | 0
PJM_ROR_2_MISO_WUMS | PJM_ROR | MISO_WUMS | 2045 | B14 | 900 | 0 | 1467 | 0 | 0 | 0 | 0 | 0 | 0 | 0 | 0 | 0 | 0 | 0
PJM_ROR_2_MISO_WUMS | PJM_ROR | MISO_WUMS | 2045 | B15 | 1203 | 0 | 1467 | 0 | 0 | 0 | 0 | 0 | 0 | 0 | 0 | 0 | 0 | 0
PJM_ROR_2_MISO_WUMS | PJM_ROR | MISO_WUMS | 2045 | B16 | 25 | 0 | 1467 | 0 | 0 | 0 | 0 | 0 | 0 | 0 | 0 | 0 | 0 | 0
PJM_ROR_2_MISO_WUMS | PJM_ROR | MISO_WUMS | 2045 | B17 | 100 | 0 | 1467 | 0 | 0 | 0 | 0 | 0 | 0 | 0 | 0 | 0 | 0 | 0
PJM_ROR_2_MISO_WUMS | PJM_ROR | MISO_WUMS | 2045 | B18 | 400 | 0 | 1467 | 0 | 0 | 0 | 0 | 0 | 0 | 0 | 0 | 0 | 0 | 0
PJM_ROR_2_MISO_WUMS | PJM_ROR | MISO_WUMS | 2045 | B19 | 700 | 0 | 1467 | 0 | 0 | 0 | 0 | 0 | 0 | 0 | 0 | 0 | 0 | 0
PJM_ROR_2_MISO_WUMS | PJM_ROR | MISO_WUMS | 2045 | B20 | 935 | 0 | 1467 | 0 | 0 | 0 | 0 | 0 | 0 | 0 | 0 | 0 | 0 | 0
PJM_ROR_2_MISO_WUMS | PJM_ROR | MISO_WUMS | 2050 | B1 | 10 | 0 | 1467 | 0 | 0 | 0 | 0 | 0 | 0 | 0 | 0 | 0 | 0.0089025 | 0.0029675
PJM_ROR_2_MISO_WUMS | PJM_ROR | MISO_WUMS | 2050 | B2 | 25 | 0 | 1467 | 0 | 0 | 0 | 0 | 0 | 0 | 0 | 0 | 0 | 0.0089025 | 0.0029675
PJM_ROR_2_MISO_WUMS | PJM_ROR | MISO_WUMS | 2050 | B3 | 75 | 0 | 1467 | 0 | 0 | 0 | 0 | 0 | 0 | 0 | 0 | 0 | 0.0089025 | 0.0029675
PJM_ROR_2_MISO_WUMS | PJM_ROR | MISO_WUMS | 2050 | B4 | 100 | 0 | 1467 | 0 | 0 | 0 | 0 | 0 | 0 | 0 | 0 | 0 | 0.0089025 | 0.0029675
PJM_ROR_2_MISO_WUMS | PJM_ROR | MISO_WUMS | 2050 | B5 | 200 | 0 | 1467 | 1062.15 | 0 | 0 | 0 | 0 | 0 | 0 | 0 | 0 | 0.0089025 | 0.0029675
PJM_ROR_2_MISO_WUMS | PJM_ROR | MISO_WUMS | 2050 | B6 | 300 | 0 | 1467 | 496.66 | 0 | 0 | 0 | 0 | 0 | 0 | 0 | 0 | 0.0089025 | 0.0029675
PJM_ROR_2_MISO_WUMS | PJM_ROR | MISO_WUMS | 2050 | B7 | 400 | 0 | 1467 | 1467 | 0 | 0 | 0 | 0 | 0.01187 | 0 | 0 | 0.01187 | 0.0089025 | 0.0029675
PJM_ROR_2_MISO_WUMS | PJM_ROR | MISO_WUMS | 2050 | B8 | 500 | 0 | 1467 | 637.92 | 0 | 0 | 0 | 0 | 0 | 0 | 0 | 0 | 0.0089025 | 0.0029675
PJM_ROR_2_MISO_WUMS | PJM_ROR | MISO_WUMS | 2050 | B9 | 800 | 0 | 1467 | 707.55 | 0 | 0 | 0 | 0 | 0 | 0 | 0 | 0 | 0.0089025 | 0.0029675
PJM_ROR_2_MISO_WUMS | PJM_ROR | MISO_WUMS | 2050 | B10 | 1262 | 0 | 1467 | 0 | 0 | 0 | 0 | 0 | 0 | 0 | 0 | 0 | 0.0089025 | 0.0029675
PJM_ROR_2_MISO_WUMS | PJM_ROR | MISO_WUMS | 2050 | B11 | 25 | 0 | 1467 | 23.8 | 0 | 0 | 0 | 0 | 0 | 0 | 0 | 0 | 0.0089025 | 0.0029675
PJM_ROR_2_MISO_WUMS | PJM_ROR | MISO_WUMS | 2050 | B12 | 200 | 0 | 1467 | 300.53 | 0 | 0 | 0 | 0 | 0 | 0 | 0 | 0 | 0.0089025 | 0.0029675
PJM_ROR_2_MISO_WUMS | PJM_ROR | MISO_WUMS | 2050 | B13 | 600 | 0 | 1467 | 592.33 | 0 | 0 | 0 | 0 | 0 | 0 | 0 | 0 | 0.0089025 | 0.0029675
PJM_ROR_2_MISO_WUMS | PJM_ROR | MISO_WUMS | 2050 | B14 | 900 | 0 | 1467 | 0 | 0 | 0 | 0 | 0 | 0 | 0 | 0 | 0 | 0.0089025 | 0.0029675
PJM_ROR_2_MISO_WUMS | PJM_ROR | MISO_WUMS | 2050 | B15 | 1203 | 0 | 1467 | 0 | 0 | 0 | 0 | 0 | 0 | 0 | 0 | 0 | 0.0089025 | 0.0029675
PJM_ROR_2_MISO_WUMS | PJM_ROR | MISO_WUMS | 2050 | B16 | 25 | 0 | 1467 | 0 | 0 | 0 | 0 | 0 | 0 | 0 | 0 | 0 | 0.0089025 | 0.0029675
PJM_ROR_2_MISO_WUMS | PJM_ROR | MISO_WUMS | 2050 | B17 | 100 | 0 | 1467 | 0 | 0 | 0 | 0 | 0 | 0 | 0 | 0 | 0 | 0.0089025 | 0.0029675
PJM_ROR_2_MISO_WUMS | PJM_ROR | MISO_WUMS | 2050 | B18 | 400 | 0 | 1467 | 0 | 0 | 0 | 0 | 0 | 0 | 0 | 0 | 0 | 0.0089025 | 0.0029675
PJM_ROR_2_MISO_WUMS | PJM_ROR | MISO_WUMS | 2050 | B19 | 700 | 0 | 1467 | 0 | 0 | 0 | 0 | 0 | 0 | 0 | 0 | 0 | 0.0089025 | 0.0029675
PJM_ROR_2_MISO_WUMS | PJM_ROR | MISO_WUMS | 2050 | B20 | 935 | 0 | 1467 | 0 | 0 | 0 | 0 | 0 | 0 | 0 | 0 | 0 | 0.0089025 | 0.0029675
PJM_ROR_2_PJM_ROM | PJM_ROR | PJM_ROM | 2015 | B1 | 10 | 0 | 8000 | 8000 | 8000 | 7783.89 | 0 | 0 | 1.2345 | 1.2464 | 0 | 0.0026434 | 1.6662 | 0.55541
PJM_ROR_2_PJM_ROM | PJM_ROR | PJM_ROM | 2015 | B2 | 25 | 0 | 8000 | 8000 | 6893.5 | 6441.36 | 0 | 0 | 0.74781 | 0 | 0 | 0.0040033 | 1.6662 | 0.55541
PJM_ROR_2_PJM_ROM | PJM_ROR | PJM_ROM | 2015 | B3 | 75 | 0 | 8000 | 3014.45 | 1593.23 | 1925.43 | 0 | 0 | 0 | 0 | 0 | 0 | 1.6662 | 0.55541
PJM_ROR_2_PJM_ROM | PJM_ROR | PJM_ROM | 2015 | B4 | 100 | 0 | 8000 | 2267.2 | 3486.06 | 2973.65 | 0 | 0 | 0 | 0 | 0 | 0 | 1.6662 | 0.55541
PJM_ROR_2_PJM_ROM | PJM_ROR | PJM_ROM | 2015 | B5 | 200 | 0 | 8000 | 5323.42 | 5174.52 | 5506.71 | 0 | 0 | 0 | 0 | 0 | 0 | 1.6662 | 0.55541
PJM_ROR_2_PJM_ROM | PJM_ROR | PJM_ROM | 2015 | B6 | 300 | 0 | 8000 | 6766.51 | 6647.96 | 6647.96 | 0 | 0 | 0 | 0 | 0 | 0 | 1.6662 | 0.55541
PJM_ROR_2_PJM_ROM | PJM_ROR | PJM_ROM | 2015 | B7 | 400 | 0 | 8000 | 8000 | 8000 | 8000 | 0 | 219.23 | 2.1366 | 1.4956 | 0.54602 | 0.18301 | 1.6662 | 0.55541
PJM_ROR_2_PJM_ROM | PJM_ROR | PJM_ROM | 2015 | B8 | 500 | 0 | 8000 | 8000 | 8000 | 8000 | 0 | 1273.64 | 1.2226 | 1.2107 | 0.54602 | 0.1309 | 1.6662 | 0.55541
PJM_ROR_2_PJM_ROM | PJM_ROR | PJM_ROM | 2015 | B9 | 800 | 800 | 8000 | 8000 | 8000 | 8000 | 1971.38 | 1971.38 | 2.9912 | 1.6499 | 0.54602 | 0.51242 | 1.6662 | 0.55541
PJM_ROR_2_PJM_ROM | PJM_ROR | PJM_ROM | 2015 | B10 | 1262 | 0 | 8000 | 6573.67 | 6573.67 | 6573.67 | 0 | 0 | 0 | 0 | 0 | 0 | 1.6662 | 0.55541
PJM_ROR_2_PJM_ROM | PJM_ROR | PJM_ROM | 2015 | B11 | 25 | 0 | 8000 | 2335.52 | 0 | 0 | 0 | 0 | 0 | 0 | 0 | 0 | 1.6662 | 0.55541
PJM_ROR_2_PJM_ROM | PJM_ROR | PJM_ROM | 2015 | B12 | 200 | 0 | 8000 | 5283.58 | 4160.1 | 4160.1 | 0 | 0 | 0 | 0 | 0 | 0 | 1.6662 | 0.55541
PJM_ROR_2_PJM_ROM | PJM_ROR | PJM_ROM | 2015 | B13 | 600 | 0 | 8000 | 7670.76 | 5985.86 | 5985.86 | 0 | 0 | 0 | 0 | 0 | 0 | 1.6662 | 0.55541
PJM_ROR_2_PJM_ROM | PJM_ROR | PJM_ROM | 2015 | B14 | 900 | 0 | 8000 | 8000 | 8000 | 8000 | 0 | 1515.08 | 1.3057 | 1.1277 | 0.54602 | 0.25163 | 1.6662 | 0.55541
PJM_ROR_2_PJM_ROM | PJM_ROR | PJM_ROM | 2015 | B15 | 1203 | 0 | 8000 | 6202.38 | 6201.99 | 6201.99 | 0 | 0 | 0 | 0 | 0 | 0 | 1.6662 | 0.55541
PJM_ROR_2_PJM_ROM | PJM_ROR | PJM_ROM | 2015 | B16 | 25 | 0 | 8000 | 3909.4 | 7236.77 | 4863.35 | 0 | 0 | 0 | 0 | 0 | 0 | 1.6662 | 0.55541
PJM_ROR_2_PJM_ROM | PJM_ROR | PJM_ROM | 2015 | B17 | 100 | 100 | 8000 | 4559.06 | 8000 | 8000 | 181.56 | 1727.5 | 0 | 1.6499 | 0.54602 | 0 | 1.6662 | 0.55541
PJM_ROR_2_PJM_ROM | PJM_ROR | PJM_ROM | 2015 | B18 | 400 | 400 | 8000 | 8000 | 8000 | 8000 | 4039.56 | 4464.76 | 3.2524 | 1.6499 | 0.54602 | 0.27858 | 1.6662 | 0.55541
PJM_ROR_2_PJM_ROM | PJM_ROR | PJM_ROM | 2015 | B19 | 700 | 700 | 8000 | 8000 | 8000 | 8000 | 3040.98 | 3040.98 | 4.6174 | 1.6499 | 0.54602 | 0.69212 | 1.6662 | 0.55541
PJM_ROR_2_PJM_ROM | PJM_ROR | PJM_ROM | 2015 | B20 | 935 | 0 | 8000 | 8000 | 8000 | 8000 | 0 | 65.99 | 0.8309 | 1.1633 | 0.54602 | 0.16636 | 1.6662 | 0.55541
PJM_ROR_2_PJM_ROM | PJM_ROR | PJM_ROM | 2020 | B1 | 10 | 0 | 8000 | 8000 | 8000 | 5008.52 | 0 | 0 | 230.2661 | 31.776 | 0 | 65.7903 | 61.3929 | 20.4643
PJM_ROR_2_PJM_ROM | PJM_ROR | PJM_ROM | 2020 | B2 | 25 | 0 | 8000 | 8000 | 8000 | 3731.58 | 0 | 0 | 22.4936 | 16.1076 | 0 | 16.0669 | 61.3929 | 20.4643
PJM_ROR_2_PJM_ROM | PJM_ROR | PJM_ROM | 2020 | B3 | 75 | 0 | 8000 | 5805.07 | 5804.07 | 0 | 0 | 0 | 0 | 0 | 0 | 0 | 61.3929 | 20.4643
PJM_ROR_2_PJM_ROM | PJM_ROR | PJM_ROM | 2020 | B4 | 100 | 0 | 8000 | 1636.1 | 0 | 0 | 0 | 0 | 0 | 0 | 0 | 0 | 61.3929 | 20.4643
PJM_ROR_2_PJM_ROM | PJM_ROR | PJM_ROM | 2020 | B5 | 200 | 0 | 8000 | 21.38 | 0 | 0 | 0 | 0 | 0 | 0 | 0 | 0 | 61.3929 | 20.4643
PJM_ROR_2_PJM_ROM | PJM_ROR | PJM_ROM | 2020 | B6 | 300 | 0 | 8000 | 1146.03 | 0 | 0 | 0 | 0 | 0 | 0 | 0 | 0 | 61.3929 | 20.4643
PJM_ROR_2_PJM_ROM | PJM_ROR | PJM_ROM | 2020 | B7 | 400 | 0 | 8000 | 725.53 | 725.53 | 0 | 0 | 0 | 0 | 0 | 0 | 0 | 61.3929 | 20.4643
PJM_ROR_2_PJM_ROM | PJM_ROR | PJM_ROM | 2020 | B8 | 500 | 0 | 8000 | 3626.13 | 4684.74 | 2452.31 | 0 | 0 | 0 | 0 | 0 | 0 | 61.3929 | 20.4643
PJM_ROR_2_PJM_ROM | PJM_ROR | PJM_ROM | 2020 | B9 | 800 | 0 | 8000 | 3273.22 | 3273.22 | 2692.64 | 0 | 0 | 0 | 0 | 0 | 0 | 61.3929 | 20.4643
PJM_ROR_2_PJM_ROM | PJM_ROR | PJM_ROM | 2020 | B10 | 1262 | 0 | 8000 | 5447.23 | 5447.23 | 2079.99 | 0 | 0 | 0 | 0 | 0 | 0 | 61.3929 | 20.4643
PJM_ROR_2_PJM_ROM | PJM_ROR | PJM_ROM | 2020 | B11 | 25 | 0 | 8000 | 0 | 0 | 0 | 0 | 0 | 0 | 0 | 0 | 0 | 61.3929 | 20.4643
PJM_ROR_2_PJM_ROM | PJM_ROR | PJM_ROM | 2020 | B12 | 200 | 0 | 8000 | 0 | 0 | 110.48 | 0 | 0 | 0 | 0 | 0 | 0 | 61.3929 | 20.4643
PJM_ROR_2_PJM_ROM | PJM_ROR | PJM_ROM | 2020 | B13 | 600 | 0 | 8000 | 1434.17 | 1682.98 | 1730.71 | 0 | 0 | 0 | 0 | 0 | 0 | 61.3929 | 20.4643
PJM_ROR_2_PJM_ROM | PJM_ROR | PJM_ROM | 2020 | B14 | 900 | 0 | 8000 | 3772.87 | 3772.87 | 3772.87 | 0 | 0 | 0 | 0 | 0 | 0 | 61.3929 | 20.4643
PJM_ROR_2_PJM_ROM | PJM_ROR | PJM_ROM | 2020 | B15 | 1203 | 0 | 8000 | 5704.68 | 5701.56 | 5746.64 | 0 | 0 | 0 | 0 | 0 | 0 | 61.3929 | 20.4643
PJM_ROR_2_PJM_ROM | PJM_ROR | PJM_ROM | 2020 | B16 | 25 | 0 | 8000 | 3087.78 | 4547.78 | 3555.91 | 0 | 0 | 0 | 0 | 0 | 0 | 61.3929 | 20.4643
PJM_ROR_2_PJM_ROM | PJM_ROR | PJM_ROM | 2020 | B17 | 100 | 0 | 8000 | 3184.46 | 5285.23 | 6285.23 | 0 | 0 | 0 | 0 | 0 | 0 | 61.3929 | 20.4643
PJM_ROR_2_PJM_ROM | PJM_ROR | PJM_ROM | 2020 | B18 | 400 | 0 | 8000 | 7262.76 | 7262.76 | 7262.76 | 0 | 0 | 0 | 0 | 0 | 0 | 61.3929 | 20.4643
PJM_ROR_2_PJM_ROM | PJM_ROR | PJM_ROM | 2020 | B19 | 700 | 0 | 8000 | 6065.4 | 6065.4 | 6065.4 | 0 | 0 | 0 | 0 | 0 | 0 | 61.3929 | 20.4643
PJM_ROR_2_PJM_ROM | PJM_ROR | PJM_ROM | 2020 | B20 | 935 | 0 | 8000 | 6472.04 | 6404.32 | 6403.84 | 0 | 0 | 0 | 0 | 0 | 0 | 61.3929 | 20.4643
PJM_ROR_2_PJM_ROM | PJM_ROR | PJM_ROM | 2025 | B1 | 10 | 0 | 8000 | 5684.57 | 5628.08 | 8000 | 0 | 0 | 0 | 0 | 16.2975 | 0 | 68.8163 | 22.9388
PJM_ROR_2_PJM_ROM | PJM_ROR | PJM_ROM | 2025 | B2 | 25 | 0 | 8000 | 8000 | 5369.41 | 7888.87 | 0 | 0 | 91.7551 | 0 | 0 | 91.7551 | 68.8163 | 22.9388
PJM_ROR_2_PJM_ROM | PJM_ROR | PJM_ROM | 2025 | B3 | 75 | 0 | 8000 | 3768.78 | 1245.9 | 2843.6 | 0 | 0 | 0 | 0 | 0 | 0 | 68.8163 | 22.9388
PJM_ROR_2_PJM_ROM | PJM_ROR | PJM_ROM | 2025 | B4 | 100 | 0 | 8000 | 1031.45 | 0 | 0 | 0 | 0 | 0 | 0 | 0 | 0 | 68.8163 | 22.9388
PJM_ROR_2_PJM_ROM | PJM_ROR | PJM_ROM | 2025 | B5 | 200 | 0 | 8000 | 0 | 0 | 0 | 0 | 0 | 0 | 0 | 0 | 0 | 68.8163 | 22.9388
PJM_ROR_2_PJM_ROM | PJM_ROR | PJM_ROM | 2025 | B6 | 300 | 0 | 8000 | 0 | 0 | 0 | 0 | 0 | 0 | 0 | 0 | 0 | 68.8163 | 22.9388
PJM_ROR_2_PJM_ROM | PJM_ROR | PJM_ROM | 2025 | B7 | 400 | 0 | 8000 | 0 | 0 | 0 | 0 | 0 | 0 | 0 | 0 | 0 | 68.8163 | 22.9388
PJM_ROR_2_PJM_ROM | PJM_ROR | PJM_ROM | 2025 | B8 | 500 | 0 | 8000 | 0 | 0 | 3238.22 | 0 | 0 | 0 | 0 | 0 | 0 | 68.8163 | 22.9388
PJM_ROR_2_PJM_ROM | PJM_ROR | PJM_ROM | 2025 | B9 | 800 | 0 | 8000 | 1461.19 | 946.46 | 1809.96 | 0 | 0 | 0 | 0 | 0 | 0 | 68.8163 | 22.9388
PJM_ROR_2_PJM_ROM | PJM_ROR | PJM_ROM | 2025 | B10 | 1262 | 0 | 8000 | 4370.34 | 4127.7 | 4607.58 | 0 | 0 | 0 | 0 | 0 | 0 | 68.8163 | 22.9388
PJM_ROR_2_PJM_ROM | PJM_ROR | PJM_ROM | 2025 | B11 | 25 | 0 | 8000 | 0 | 0 | 0 | 0 | 0 | 0 | 0 | 0 | 0 | 68.8163 | 22.9388
PJM_ROR_2_PJM_ROM | PJM_ROR | PJM_ROM | 2025 | B12 | 200 | 0 | 8000 | 0 | 0 | 5398.57 | 0 | 0 | 0 | 0 | 0 | 0 | 68.8163 | 22.9388
PJM_ROR_2_PJM_ROM | PJM_ROR | PJM_ROM | 2025 | B13 | 600 | 0 | 8000 | 0 | 2929.43 | 4417.21 | 0 | 0 | 0 | 0 | 0 | 0 | 68.8163 | 22.9388
PJM_ROR_2_PJM_ROM | PJM_ROR | PJM_ROM | 2025 | B14 | 900 | 0 | 8000 | 0 | 2396.62 | 8000 | 0 | 0 | 0 | 0 | 2.7776 | 0 | 68.8163 | 22.9388
PJM_ROR_2_PJM_ROM | PJM_ROR | PJM_ROM | 2025 | B15 | 1203 | 0 | 8000 | 4829.82 | 4447.95 | 8000 | 0 | 0 | 0 | 0 | 0.53415 | 0 | 68.8163 | 22.9388
PJM_ROR_2_PJM_ROM | PJM_ROR | PJM_ROM | 2025 | B16 | 25 | 0 | 8000 | 2289.61 | 5484.62 | 8000 | 0 | 0 | 0 | 0 | 2.4571 | 0 | 68.8163 | 22.9388
PJM_ROR_2_PJM_ROM | PJM_ROR | PJM_ROM | 2025 | B17 | 100 | 0 | 8000 | 2052.46 | 6768.17 | 8000 | 0 | 0 | 0 | 0 | 2.5164 | 0 | 68.8163 | 22.9388
PJM_ROR_2_PJM_ROM | PJM_ROR | PJM_ROM | 2025 | B18 | 400 | 0 | 8000 | 3497.46 | 6055.75 | 8000 | 0 | 0 | 0 | 0 | 2.742 | 0 | 68.8163 | 22.9388
PJM_ROR_2_PJM_ROM | PJM_ROR | PJM_ROM | 2025 | B19 | 700 | 0 | 8000 | 4495.12 | 6276.62 | 8000 | 0 | 0 | 0 | 0 | 3.3592 | 0 | 68.8163 | 22.9388
PJM_ROR_2_PJM_ROM | PJM_ROR | PJM_ROM | 2025 | B20 | 935 | 0 | 8000 | 5355.49 | 8000 | 8000 | 0 | 0 | 0 | 0.07122 | 2.9912 | 0 | 68.8163 | 22.9388
PJM_ROR_2_PJM_ROM | PJM_ROR | PJM_ROM | 2030 | B1 | 10 | 10 | 8000 | 5595.84 | 8000 | 7630.84 | 2951.91 | 0 | 0 | 0.87838 | 0 | 0 | 0.89025 | 0.29675
PJM_ROR_2_PJM_ROM | PJM_ROR | PJM_ROM | 2030 | B2 | 25 | 25 | 8000 | 6124.64 | 8000 | 6475.43 | 347.82 | 0 | 0 | 0.87838 | 0 | 0 | 0.89025 | 0.29675
PJM_ROR_2_PJM_ROM | PJM_ROR | PJM_ROM | 2030 | B3 | 75 | 0 | 8000 | 2477.49 | 3004.79 | 844.32 | 0 | 0 | 0 | 0 | 0 | 0 | 0.89025 | 0.29675
PJM_ROR_2_PJM_ROM | PJM_ROR | PJM_ROM | 2030 | B4 | 100 | 0 | 8000 | 0 | 0 | 0 | 0 | 0 | 0 | 0 | 0 | 0 | 0.89025 | 0.29675
PJM_ROR_2_PJM_ROM | PJM_ROR | PJM_ROM | 2030 | B5 | 200 | 0 | 8000 | 0 | 0 | 0 | 0 | 0 | 0 | 0 | 0 | 0 | 0.89025 | 0.29675
PJM_ROR_2_PJM_ROM | PJM_ROR | PJM_ROM | 2030 | B6 | 300 | 0 | 8000 | 1510.11 | 0 | 0 | 0 | 0 | 0 | 0 | 0 | 0 | 0.89025 | 0.29675
PJM_ROR_2_PJM_ROM | PJM_ROR | PJM_ROM | 2030 | B7 | 400 | 0 | 8000 | 1302.33 | 0 | 0 | 0 | 0 | 0 | 0 | 0 | 0 | 0.89025 | 0.29675
PJM_ROR_2_PJM_ROM | PJM_ROR | PJM_ROM | 2030 | B8 | 500 | 0 | 8000 | 3206.7 | 2313.29 | 2509.2 | 0 | 0 | 0 | 0 | 0 | 0 | 0.89025 | 0.29675
PJM_ROR_2_PJM_ROM | PJM_ROR | PJM_ROM | 2030 | B9 | 800 | 0 | 8000 | 2692.64 | 4112.22 | 6615.8 | 0 | 0 | 0 | 0 | 0 | 0 | 0.89025 | 0.29675
PJM_ROR_2_PJM_ROM | PJM_ROR | PJM_ROM | 2030 | B10 | 1262 | 0 | 8000 | 3120.52 | 4869.79 | 3174.4 | 0 | 0 | 0 | 0 | 0 | 0 | 0.89025 | 0.29675
PJM_ROR_2_PJM_ROM | PJM_ROR | PJM_ROM | 2030 | B11 | 25 | 0 | 8000 | 2061.93 | 0 | 0 | 0 | 0 | 0 | 0 | 0 | 0 | 0.89025 | 0.29675
PJM_ROR_2_PJM_ROM | PJM_ROR | PJM_ROM | 2030 | B12 | 200 | 0 | 8000 | 2552.77 | 3513.17 | 4195.1 | 0 | 0 | 0 | 0 | 0 | 0 | 0.89025 | 0.29675
PJM_ROR_2_PJM_ROM | PJM_ROR | PJM_ROM | 2030 | B13 | 600 | 0 | 8000 | 1975.07 | 5782.72 | 7930.43 | 0 | 0 | 0 | 0 | 0 | 0 | 0.89025 | 0.29675
PJM_ROR_2_PJM_ROM | PJM_ROR | PJM_ROM | 2030 | B14 | 900 | 900 | 8000 | 3253.39 | 8000 | 7955.06 | 337.23 | 0 | 0 | 0.87838 | 0 | 0 | 0.89025 | 0.29675
PJM_ROR_2_PJM_ROM | PJM_ROR | PJM_ROM | 2030 | B15 | 1203 | 0 | 8000 | 3988.82 | 8000 | 8000 | 0 | 0 | 0 | 0.10683 | 0.10683 | 0 | 0.89025 | 0.29675
PJM_ROR_2_PJM_ROM | PJM_ROR | PJM_ROM | 2030 | B16 | 25 | 25 | 8000 | 3655.26 | 8000 | 8000 | 2897 | 3861.81 | 0 | 0.87838 | 0.28488 | 0 | 0.89025 | 0.29675
PJM_ROR_2_PJM_ROM | PJM_ROR | PJM_ROM | 2030 | B17 | 100 | 100 | 8000 | 5032.04 | 8000 | 8000 | 2688.84 | 3194.77 | 0 | 0.87838 | 0.28488 | 0 | 0.89025 | 0.29675
PJM_ROR_2_PJM_ROM | PJM_ROR | PJM_ROM | 2030 | B18 | 400 | 400 | 8000 | 5720.01 | 8000 | 8000 | 1018.72 | 1524.65 | 0 | 0.87838 | 0.28488 | 0 | 0.89025 | 0.29675
PJM_ROR_2_PJM_ROM | PJM_ROR | PJM_ROM | 2030 | B19 | 700 | 700 | 8000 | 7451.89 | 8000 | 7957.82 | 451.89 | 0 | 0 | 0.87838 | 0 | 0 | 0.89025 | 0.29675
PJM_ROR_2_PJM_ROM | PJM_ROR | PJM_ROM | 2030 | B20 | 935 | 935 | 8000 | 8000 | 8000 | 7669.41 | 163.47 | 0 | 1.187 | 0.87838 | 0 | 1.187 | 0.89025 | 0.29675
PJM_ROR_2_PJM_ROM | PJM_ROR | PJM_ROM | 2035 | B1 | 10 | 10 | 8000 | 6843.32 | 8000 | 8000 | 2301.78 | 1758.37 | 0 | 3.7153 | 1.2345 | 0 | 3.7273 | 1.2424
PJM_ROR_2_PJM_ROM | PJM_ROR | PJM_ROM | 2035 | B2 | 25 | 25 | 8000 | 7941.31 | 8000 | 8000 | 3559.9 | 1724.19 | 0 | 3.7153 | 1.2345 | 0 | 3.7273 | 1.2424
PJM_ROR_2_PJM_ROM | PJM_ROR | PJM_ROM | 2035 | B3 | 75 | 0 | 8000 | 4036.65 | 4937.91 | 5186.56 | 0 | 0 | 0 | 0 | 0 | 0 | 3.7273 | 1.2424
PJM_ROR_2_PJM_ROM | PJM_ROR | PJM_ROM | 2035 | B4 | 100 | 0 | 8000 | 480.75 | 0 | 93.06 | 0 | 0 | 0 | 0 | 0 | 0 | 3.7273 | 1.2424
PJM_ROR_2_PJM_ROM | PJM_ROR | PJM_ROM | 2035 | B5 | 200 | 0 | 8000 | 4957.61 | 3021.8 | 2573.27 | 0 | 0 | 0 | 0 | 0 | 0 | 3.7273 | 1.2424
PJM_ROR_2_PJM_ROM | PJM_ROR | PJM_ROM | 2035 | B6 | 300 | 0 | 8000 | 4752.51 | 1439.84 | 3432.25 | 0 | 0 | 0 | 0 | 0 | 0 | 3.7273 | 1.2424
PJM_ROR_2_PJM_ROM | PJM_ROR | PJM_ROM | 2035 | B7 | 400 | 0 | 8000 | 5223.04 | 3497.25 | 4547.81 | 0 | 0 | 0 | 0 | 0 | 0 | 3.7273 | 1.2424
PJM_ROR_2_PJM_ROM | PJM_ROR | PJM_ROM | 2035 | B8 | 500 | 0 | 8000 | 7970.47 | 7148.1 | 5825.43 | 0 | 0 | 0 | 0 | 0 | 0 | 3.7273 | 1.2424
PJM_ROR_2_PJM_ROM | PJM_ROR | PJM_ROM | 2035 | B9 | 800 | 0 | 8000 | 8000 | 8000 | 8000 | 0 | 1131.4 | 1.9586 | 2.8369 | 1.2345 | 0.46084 | 3.7273 | 1.2424
PJM_ROR_2_PJM_ROM | PJM_ROR | PJM_ROM | 2035 | B10 | 1262 | 0 | 8000 | 3938.21 | 5901.28 | 6146.28 | 0 | 0 | 0 | 0 | 0 | 0 | 3.7273 | 1.2424
PJM_ROR_2_PJM_ROM | PJM_ROR | PJM_ROM | 2035 | B11 | 25 | 0 | 8000 | 6612.29 | 3348.31 | 624.31 | 0 | 0 | 0 | 0 | 0 | 0 | 3.7273 | 1.2424
PJM_ROR_2_PJM_ROM | PJM_ROR | PJM_ROM | 2035 | B12 | 200 | 200 | 8000 | 6748.03 | 8000 | 8000 | 3213.9 | 2979.72 | 0 | 3.7153 | 1.2345 | 0 | 3.7273 | 1.2424
PJM_ROR_2_PJM_ROM | PJM_ROR | PJM_ROM | 2035 | B13 | 600 | 600 | 8000 | 8000 | 8000 | 8000 | 1664.26 | 747.51 | 3.0743 | 3.7153 | 1.2345 | 0.54253 | 3.7273 | 1.2424
PJM_ROR_2_PJM_ROM | PJM_ROR | PJM_ROM | 2035 | B14 | 900 | 900 | 8000 | 8000 | 8000 | 8000 | 635.65 | 0 | 5.7095 | 3.7153 | 0.3561 | 1.5113 | 3.7273 | 1.2424
PJM_ROR_2_PJM_ROM | PJM_ROR | PJM_ROM | 2035 | B15 | 1203 | 0 | 8000 | 3730.32 | 7629.54 | 8000 | 0 | 997.69 | 0 | 0 | 1.2345 | 0 | 3.7273 | 1.2424
PJM_ROR_2_PJM_ROM | PJM_ROR | PJM_ROM | 2035 | B16 | 25 | 25 | 8000 | 7095.63 | 8000 | 8000 | 4259.6 | 2860.44 | 0 | 3.7153 | 1.2345 | 0 | 3.7273 | 1.2424
PJM_ROR_2_PJM_ROM | PJM_ROR | PJM_ROM | 2035 | B17 | 100 | 100 | 8000 | 5460.57 | 8000 | 8000 | 2657 | 3502.74 | 0 | 3.7153 | 1.2345 | 0 | 3.7273 | 1.2424
PJM_ROR_2_PJM_ROM | PJM_ROR | PJM_ROM | 2035 | B18 | 400 | 400 | 8000 | 8000 | 8000 | 8000 | 383.67 | 1215.36 | 4.6649 | 3.7153 | 1.2345 | 0.54881 | 3.7273 | 1.2424
PJM_ROR_2_PJM_ROM | PJM_ROR | PJM_ROM | 2035 | B19 | 700 | 700 | 8000 | 8000 | 8000 | 7349.71 | 750.54 | 0 | 9.2586 | 3.7153 | 0 | 1.9062 | 3.7273 | 1.2424
PJM_ROR_2_PJM_ROM | PJM_ROR | PJM_ROM | 2035 | B20 | 935 | 935 | 8000 | 4007.37 | 8000 | 8000 | 1110.91 | 1387.04 | 0 | 3.7153 | 1.2345 | 0 | 3.7273 | 1.2424
PJM_ROR_2_PJM_ROM | PJM_ROR | PJM_ROM | 2040 | B1 | 10 | 0 | 8000 | 3160.56 | 4471.32 | 8000 | 0 | 901.89 | 0 | 0 | 3.0031 | 0 | 9.036 | 3.012
PJM_ROR_2_PJM_ROM | PJM_ROR | PJM_ROM | 2040 | B2 | 25 | 0 | 8000 | 6416.07 | 5932.3 | 8000 | 0 | 1679.52 | 0 | 0 | 3.0031 | 0 | 9.036 | 3.012
PJM_ROR_2_PJM_ROM | PJM_ROR | PJM_ROM | 2040 | B3 | 75 | 0 | 8000 | 1431.49 | 0 | 4030.86 | 0 | 0 | 0 | 0 | 0 | 0 | 9.036 | 3.012
PJM_ROR_2_PJM_ROM | PJM_ROR | PJM_ROM | 2040 | B4 | 100 | 0 | 8000 | 0 | 0 | 383.76 | 0 | 0 | 0 | 0 | 0 | 0 | 9.036 | 3.012
PJM_ROR_2_PJM_ROM | PJM_ROR | PJM_ROM | 2040 | B5 | 200 | 0 | 8000 | 981.77 | 0 | 2947.22 | 0 | 0 | 0 | 0 | 0 | 0 | 9.036 | 3.012
PJM_ROR_2_PJM_ROM | PJM_ROR | PJM_ROM | 2040 | B6 | 300 | 0 | 8000 | 108.85 | 1186.36 | 0 | 0 | 0 | 0 | 0 | 0 | 0 | 9.036 | 3.012
PJM_ROR_2_PJM_ROM | PJM_ROR | PJM_ROM | 2040 | B7 | 400 | 0 | 8000 | 2557.91 | 2280.47 | 2817.27 | 0 | 0 | 0 | 0 | 0 | 0 | 9.036 | 3.012
PJM_ROR_2_PJM_ROM | PJM_ROR | PJM_ROM | 2040 | B8 | 500 | 0 | 8000 | 5967.86 | 5290.89 | 8000 | 0 | 2844.19 | 0 | 0 | 3.0031 | 0 | 9.036 | 3.012
PJM_ROR_2_PJM_ROM | PJM_ROR | PJM_ROM | 2040 | B9 | 800 | 0 | 8000 | 1821.69 | 2472.21 | 7448.02 | 0 | 0 | 0 | 0 | 0 | 0 | 9.036 | 3.012
PJM_ROR_2_PJM_ROM | PJM_ROR | PJM_ROM | 2040 | B10 | 1262 | 1262 | 8000 | 8000 | 8000 | 8000 | 1092.28 | 8474.32 | 12.0481 | 9.0212 | 3.0031 | 12.0481 | 9.036 | 3.012
PJM_ROR_2_PJM_ROM | PJM_ROR | PJM_ROM | 2040 | B11 | 25 | 0 | 8000 | 4082.3 | 504.61 | 3927.11 | 0 | 0 | 0 | 0 | 0 | 0 | 9.036 | 3.012
PJM_ROR_2_PJM_ROM | PJM_ROR | PJM_ROM | 2040 | B12 | 200 | 0 | 8000 | 4174.16 | 2128.51 | 6623.97 | 0 | 0 | 0 | 0 | 0 | 0 | 9.036 | 3.012
PJM_ROR_2_PJM_ROM | PJM_ROR | PJM_ROM | 2040 | B13 | 600 | 0 | 8000 | 3378.59 | 163.39 | 7527.7 | 0 | 0 | 0 | 0 | 0 | 0 | 9.036 | 3.012
PJM_ROR_2_PJM_ROM | PJM_ROR | PJM_ROM | 2040 | B14 | 900 | 0 | 8000 | 2045.19 | 6617.05 | 8000 | 0 | 4558.02 | 0 | 0 | 3.0031 | 0 | 9.036 | 3.012
PJM_ROR_2_PJM_ROM | PJM_ROR | PJM_ROM | 2040 | B15 | 1203 | 0 | 8000 | 4920.53 | 8000 | 8000 | 0 | 5294.15 | 0 | 2.1247 | 3.0031 | 0 | 9.036 | 3.012
PJM_ROR_2_PJM_ROM | PJM_ROR | PJM_ROM | 2040 | B16 | 25 | 0 | 8000 | 7007.94 | 4840.39 | 7121.1 | 0 | 0 | 0 | 0 | 0 | 0 | 9.036 | 3.012
PJM_ROR_2_PJM_ROM | PJM_ROR | PJM_ROM | 2040 | B17 | 100 | 0 | 8000 | 5937.83 | 5520.09 | 8000 | 0 | 1000.68 | 0 | 0 | 3.0031 | 0 | 9.036 | 3.012
PJM_ROR_2_PJM_ROM | PJM_ROR | PJM_ROM | 2040 | B18 | 400 | 0 | 8000 | 4570.12 | 5277.59 | 8000 | 0 | 0 | 0 | 0 | 1.7568 | 0 | 9.036 | 3.012
PJM_ROR_2_PJM_ROM | PJM_ROR | PJM_ROM | 2040 | B19 | 700 | 0 | 8000 | 3573.15 | 4873.62 | 8000 | 0 | 0 | 0 | 0 | 1.7568 | 0 | 9.036 | 3.012
PJM_ROR_2_PJM_ROM | PJM_ROR | PJM_ROM | 2040 | B20 | 935 | 0 | 8000 | 6203.93 | 8000 | 8000 | 0 | 4945.8 | 0 | 2.0179 | 3.0031 | 0 | 9.036 | 3.012
PJM_ROR_2_PJM_ROM | PJM_ROR | PJM_ROM | 2045 | B1 | 10 | 0 | 8000 | 2850.44 | 8000 | 8000 | 0 | 1490.56 | 0 | 7.4781 | 3.0031 | 0 | 9.036 | 3.012
PJM_ROR_2_PJM_ROM | PJM_ROR | PJM_ROM | 2045 | B2 | 25 | 0 | 8000 | 4950.66 | 7740.11 | 8000 | 0 | 1632.97 | 0 | 0 | 3.0031 | 0 | 9.036 | 3.012
PJM_ROR_2_PJM_ROM | PJM_ROR | PJM_ROM | 2045 | B3 | 75 | 0 | 8000 | 1309.6 | 3523.29 | 4885.33 | 0 | 0 | 0 | 0 | 0 | 0 | 9.036 | 3.012
PJM_ROR_2_PJM_ROM | PJM_ROR | PJM_ROM | 2045 | B4 | 100 | 0 | 8000 | 0 | 1841.98 | 5940.54 | 0 | 0 | 0 | 0 | 0 | 0 | 9.036 | 3.012
PJM_ROR_2_PJM_ROM | PJM_ROR | PJM_ROM | 2045 | B5 | 200 | 0 | 8000 | 1267.78 | 1007.46 | 4261.52 | 0 | 0 | 0 | 0 | 0 | 0 | 9.036 | 3.012
PJM_ROR_2_PJM_ROM | PJM_ROR | PJM_ROM | 2045 | B6 | 300 | 0 | 8000 | 1213.4 | 828.47 | 3774.99 | 0 | 0 | 0 | 0 | 0 | 0 | 9.036 | 3.012
PJM_ROR_2_PJM_ROM | PJM_ROR | PJM_ROM | 2045 | B7 | 400 | 0 | 8000 | 3926.37 | 5552.94 | 8000 | 0 | 2630.32 | 0 | 0 | 3.0031 | 0 | 9.036 | 3.012
PJM_ROR_2_PJM_ROM | PJM_ROR | PJM_ROM | 2045 | B8 | 500 | 0 | 8000 | 4210.67 | 5206.47 | 8000 | 0 | 2780.92 | 0 | 0 | 3.0031 | 0 | 9.036 | 3.012
PJM_ROR_2_PJM_ROM | PJM_ROR | PJM_ROM | 2045 | B9 | 800 | 0 | 8000 | 122.67 | 2409.47 | 8000 | 0 | 0 | 0 | 0 | 2.5164 | 0 | 9.036 | 3.012
PJM_ROR_2_PJM_ROM | PJM_ROR | PJM_ROM | 2045 | B10 | 1262 | 0 | 8000 | 8000 | 8000 | 8000 | 0 | 9956.78 | 12.0481 | 6.1249 | 3.0031 | 12.0481 | 9.036 | 3.012
PJM_ROR_2_PJM_ROM | PJM_ROR | PJM_ROM | 2045 | B11 | 25 | 0 | 8000 | 4705.54 | 0 | 4529.95 | 0 | 0 | 0 | 0 | 0 | 0 | 9.036 | 3.012
PJM_ROR_2_PJM_ROM | PJM_ROR | PJM_ROM | 2045 | B12 | 200 | 0 | 8000 | 7954.28 | 5316.32 | 8000 | 0 | 2918.95 | 0 | 0 | 3.0031 | 0 | 9.036 | 3.012
PJM_ROR_2_PJM_ROM | PJM_ROR | PJM_ROM | 2045 | B13 | 600 | 0 | 8000 | 6433.62 | 6463.24 | 8000 | 0 | 4231.11 | 0 | 0 | 3.0031 | 0 | 9.036 | 3.012
PJM_ROR_2_PJM_ROM | PJM_ROR | PJM_ROM | 2045 | B14 | 900 | 0 | 8000 | 6734.11 | 8000 | 8000 | 0 | 5012.04 | 0 | 2.5164 | 3.0031 | 0 | 9.036 | 3.012
PJM_ROR_2_PJM_ROM | PJM_ROR | PJM_ROM | 2045 | B15 | 1203 | 0 | 8000 | 7021.64 | 8000 | 8000 | 0 | 5863.58 | 0 | 2.2434 | 3.0031 | 0 | 9.036 | 3.012
PJM_ROR_2_PJM_ROM | PJM_ROR | PJM_ROM | 2045 | B16 | 25 | 0 | 8000 | 6029.96 | 8000 | 8000 | 0 | 2742.53 | 0 | 0.36797 | 3.0031 | 0 | 9.036 | 3.012
PJM_ROR_2_PJM_ROM | PJM_ROR | PJM_ROM | 2045 | B17 | 100 | 0 | 8000 | 3983.16 | 7195.11 | 8000 | 0 | 4272.38 | 0 | 0 | 3.0031 | 0 | 9.036 | 3.012
PJM_ROR_2_PJM_ROM | PJM_ROR | PJM_ROM | 2045 | B18 | 400 | 0 | 8000 | 7920.84 | 7329.32 | 8000 | 0 | 3941.13 | 0 | 0 | 3.0031 | 0 | 9.036 | 3.012
PJM_ROR_2_PJM_ROM | PJM_ROR | PJM_ROM | 2045 | B19 | 700 | 0 | 8000 | 7812.47 | 7555.42 | 8000 | 0 | 3473.99 | 0 | 0 | 3.0031 | 0 | 9.036 | 3.012
PJM_ROR_2_PJM_ROM | PJM_ROR | PJM_ROM | 2045 | B20 | 935 | 0 | 8000 | 6944.6 | 8000 | 8000 | 0 | 5665.89 | 0 | 3.9052 | 3.0031 | 0 | 9.036 | 3.012
PJM_ROR_2_PJM_ROM | PJM_ROR | PJM_ROM | 2050 | B1 | 10 | 10 | 8000 | 0 | 8000 | 8000 | 3241.36 | 5332.53 | 0 | 4.6293 | 1.5312 | 0 | 4.6449 | 1.5483
PJM_ROR_2_PJM_ROM | PJM_ROR | PJM_ROM | 2050 | B2 | 25 | 25 | 8000 | 1530.84 | 8000 | 8000 | 2311.96 | 5255.5 | 0 | 4.6293 | 1.5312 | 0 | 4.6449 | 1.5483
PJM_ROR_2_PJM_ROM | PJM_ROR | PJM_ROM | 2050 | B3 | 75 | 0 | 8000 | 1179.96 | 6584.22 | 8000 | 0 | 570.47 | 0 | 0 | 1.5312 | 0 | 4.6449 | 1.5483
PJM_ROR_2_PJM_ROM | PJM_ROR | PJM_ROM | 2050 | B4 | 100 | 0 | 8000 | 0 | 3201.36 | 8000 | 0 | 0 | 0 | 0 | 1.4719 | 0 | 4.6449 | 1.5483
PJM_ROR_2_PJM_ROM | PJM_ROR | PJM_ROM | 2050 | B5 | 200 | 0 | 8000 | 1657.61 | 4492.64 | 8000 | 0 | 1269.98 | 0 | 0 | 1.5312 | 0 | 4.6449 | 1.5483
PJM_ROR_2_PJM_ROM | PJM_ROR | PJM_ROM | 2050 | B6 | 300 | 0 | 8000 | 4430.88 | 6884.6 | 8000 | 0 | 4938.63 | 0 | 0 | 1.5312 | 0 | 4.6449 | 1.5483
PJM_ROR_2_PJM_ROM | PJM_ROR | PJM_ROM | 2050 | B7 | 400 | 0 | 8000 | 1469.61 | 2703.69 | 8000 | 0 | 2075.99 | 0 | 0 | 1.5312 | 0 | 4.6449 | 1.5483
PJM_ROR_2_PJM_ROM | PJM_ROR | PJM_ROM | 2050 | B8 | 500 | 500 | 8000 | 8000 | 8000 | 8000 | 1399.72 | 10036.53 | 3.6322 | 4.6293 | 1.5312 | 0.69529 | 4.6449 | 1.5483
PJM_ROR_2_PJM_ROM | PJM_ROR | PJM_ROM | 2050 | B9 | 800 | 800 | 8000 | 8000 | 8000 | 8000 | 358.93 | 8163.04 | 6.481 | 4.6293 | 1.5312 | 1.985 | 4.6449 | 1.5483
PJM_ROR_2_PJM_ROM | PJM_ROR | PJM_ROM | 2050 | B10 | 1262 | 0 | 8000 | 8000 | 8000 | 8000 | 0 | 9188.1 | 1.8161 | 4.4275 | 1.5312 | 0.87746 | 4.6449 | 1.5483
PJM_ROR_2_PJM_ROM | PJM_ROR | PJM_ROM | 2050 | B11 | 25 | 0 | 8000 | 8000 | 4860.42 | 4924.41 | 0 | 0 | 158.4526 | 0 | 0 | 1.5166 | 4.6449 | 1.5483
PJM_ROR_2_PJM_ROM | PJM_ROR | PJM_ROM | 2050 | B12 | 200 | 0 | 8000 | 7408.02 | 6159.77 | 8000 | 0 | 4307.64 | 0 | 0 | 1.5312 | 0 | 4.6449 | 1.5483
PJM_ROR_2_PJM_ROM | PJM_ROR | PJM_ROM | 2050 | B13 | 600 | 0 | 8000 | 6855.68 | 8000 | 8000 | 0 | 7078.94 | 0 | 0 | 1.5312 | 0 | 4.6449 | 1.5483
PJM_ROR_2_PJM_ROM | PJM_ROR | PJM_ROM | 2050 | B14 | 900 | 0 | 8000 | 7136.02 | 8000 | 8000 | 0 | 9374.31 | 0 | 2.5402 | 1.5312 | 0 | 4.6449 | 1.5483
PJM_ROR_2_PJM_ROM | PJM_ROR | PJM_ROM | 2050 | B15 | 1203 | 0 | 8000 | 7712.51 | 5232.11 | 8000 | 0 | 6748.88 | 0 | 0 | 1.5312 | 0 | 4.6449 | 1.5483
PJM_ROR_2_PJM_ROM | PJM_ROR | PJM_ROM | 2050 | B16 | 25 | 25 | 8000 | 8000 | 8000 | 8000 | 499.03 | 5792.54 | 116.8958 | 4.6293 | 1.5312 | 1.1188 | 4.6449 | 1.5483
PJM_ROR_2_PJM_ROM | PJM_ROR | PJM_ROM | 2050 | B17 | 100 | 0 | 8000 | 6214.52 | 8000 | 8000 | 0 | 5488.92 | 0 | 3.8103 | 1.5312 | 0 | 4.6449 | 1.5483
PJM_ROR_2_PJM_ROM | PJM_ROR | PJM_ROM | 2050 | B18 | 400 | 0 | 8000 | 4940.23 | 8000 | 8000 | 0 | 6422.38 | 0 | 0 | 1.5312 | 0 | 4.6449 | 1.5483
PJM_ROR_2_PJM_ROM | PJM_ROR | PJM_ROM | 2050 | B19 | 700 | 0 | 8000 | 5255.2 | 8000 | 8000 | 0 | 6319.81 | 0 | 1.6974 | 1.5312 | 0 | 4.6449 | 1.5483
PJM_ROR_2_PJM_ROM | PJM_ROR | PJM_ROM | 2050 | B20 | 935 | 0 | 8000 | 6318.95 | 6442.44 | 8000 | 0 | 7872.91 | 0 | 0 | 1.5312 | 0 | 4.6449 | 1.5483
PJM_ROR_2_TVA_Transmission | PJM_ROR | TVA_Transmission | 2015 | B1 | 10 | 0 | 2500 | 2322.17 | 1590.31 | 2500 | 0 | 93.73 | 0 | 0 | 0.01187 | 0 | 0 | 0
PJM_ROR_2_TVA_Transmission | PJM_ROR | TVA_Transmission | 2015 | B2 | 25 | 0 | 2500 | 2301.8 | 2192.05 | 2438.29 | 0 | 0 | 0 | 0 | 0 | 0 | 0 | 0
PJM_ROR_2_TVA_Transmission | PJM_ROR | TVA_Transmission | 2015 | B3 | 75 | 0 | 2500 | 1031.49 | 921.74 | 1167.98 | 0 | 0 | 0 | 0 | 0 | 0 | 0 | 0
PJM_ROR_2_TVA_Transmission | PJM_ROR | TVA_Transmission | 2015 | B4 | 100 | 0 | 2500 | 455.82 | 346.07 | 592.31 | 0 | 0 | 0 | 0 | 0 | 0 | 0 | 0
PJM_ROR_2_TVA_Transmission | PJM_ROR | TVA_Transmission | 2015 | B5 | 200 | 0 | 2500 | 661.73 | 0 | 0 | 0 | 0 | 0 | 0 | 0 | 0 | 0 | 0
PJM_ROR_2_TVA_Transmission | PJM_ROR | TVA_Transmission | 2015 | B6 | 300 | 0 | 2500 | 0 | 0 | 0 | 0 | 0 | 0 | 0 | 0 | 0 | 0 | 0
PJM_ROR_2_TVA_Transmission | PJM_ROR | TVA_Transmission | 2015 | B7 | 400 | 0 | 2500 | 0 | 0 | 0 | 0 | 0 | 0 | 0 | 0 | 0 | 0 | 0
PJM_ROR_2_TVA_Transmission | PJM_ROR | TVA_Transmission | 2015 | B8 | 500 | 0 | 2500 | 0 | 0 | 0 | 0 | 0 | 0 | 0 | 0 | 0 | 0 | 0
PJM_ROR_2_TVA_Transmission | PJM_ROR | TVA_Transmission | 2015 | B9 | 800 | 0 | 2500 | 0 | 0 | 0 | 0 | 0 | 0 | 0 | 0 | 0 | 0 | 0
PJM_ROR_2_TVA_Transmission | PJM_ROR | TVA_Transmission | 2015 | B10 | 1262 | 0 | 2500 | 0 | 0 | 0 | 0 | 0 | 0 | 0 | 0 | 0 | 0 | 0
PJM_ROR_2_TVA_Transmission | PJM_ROR | TVA_Transmission | 2015 | B11 | 25 | 0 | 2500 | 872.9 | 498.55 | 688.17 | 0 | 0 | 0 | 0 | 0 | 0 | 0 | 0
PJM_ROR_2_TVA_Transmission | PJM_ROR | TVA_Transmission | 2015 | B12 | 200 | 0 | 2500 | 0 | 0 | 0 | 0 | 0 | 0 | 0 | 0 | 0 | 0 | 0
PJM_ROR_2_TVA_Transmission | PJM_ROR | TVA_Transmission | 2015 | B13 | 600 | 0 | 2500 | 0 | 0 | 0 | 0 | 0 | 0 | 0 | 0 | 0 | 0 | 0
PJM_ROR_2_TVA_Transmission | PJM_ROR | TVA_Transmission | 2015 | B14 | 900 | 0 | 2500 | 0 | 0 | 0 | 0 | 0 | 0 | 0 | 0 | 0 | 0 | 0
PJM_ROR_2_TVA_Transmission | PJM_ROR | TVA_Transmission | 2015 | B15 | 1203 | 0 | 2500 | 45.3 | 0 | 0 | 0 | 0 | 0 | 0 | 0 | 0 | 0 | 0
PJM_ROR_2_TVA_Transmission | PJM_ROR | TVA_Transmission | 2015 | B16 | 25 | 0 | 2500 | 274.34 | 0 | 0 | 0 | 0 | 0 | 0 | 0 | 0 | 0 | 0
PJM_ROR_2_TVA_Transmission | PJM_ROR | TVA_Transmission | 2015 | B17 | 100 | 0 | 2500 | 0 | 0 | 0 | 0 | 0 | 0 | 0 | 0 | 0 | 0 | 0
PJM_ROR_2_TVA_Transmission | PJM_ROR | TVA_Transmission | 2015 | B18 | 400 | 0 | 2500 | 0 | 0 | 0 | 0 | 0 | 0 | 0 | 0 | 0 | 0 | 0
PJM_ROR_2_TVA_Transmission | PJM_ROR | TVA_Transmission | 2015 | B19 | 700 | 0 | 2500 | 0 | 0 | 0 | 0 | 0 | 0 | 0 | 0 | 0 | 0 | 0
PJM_ROR_2_TVA_Transmission | PJM_ROR | TVA_Transmission | 2015 | B20 | 935 | 0 | 2500 | 1323.2 | 1209.96 | 1403.39 | 0 | 0 | 0 | 0 | 0 | 0 | 0 | 0
PJM_ROR_2_TVA_Transmission | PJM_ROR | TVA_Transmission | 2020 | B1 | 10 | 0 | 2500 | 0 | 0 | 0 | 0 | 0 | 0 | 0 | 0 | 0 | 0.88745 | 0.29582
PJM_ROR_2_TVA_Transmission | PJM_ROR | TVA_Transmission | 2020 | B2 | 25 | 0 | 2500 | 0 | 73.34 | 38.29 | 0 | 0 | 0 | 0 | 0 | 0 | 0.88745 | 0.29582
PJM_ROR_2_TVA_Transmission | PJM_ROR | TVA_Transmission | 2020 | B3 | 75 | 75 | 2500 | 2500 | 2500 | 2500 | 235.78 | 0 | 3.929 | 0.89025 | 0.01187 | 0.33677 | 0.88745 | 0.29582
PJM_ROR_2_TVA_Transmission | PJM_ROR | TVA_Transmission | 2020 | B4 | 100 | 100 | 2500 | 2500 | 2500 | 2500 | 626.78 | 0 | 1.6262 | 0.89025 | 0.01187 | 0.18585 | 0.88745 | 0.29582
PJM_ROR_2_TVA_Transmission | PJM_ROR | TVA_Transmission | 2020 | B5 | 200 | 0 | 2500 | 1623.52 | 1519.83 | 1787.26 | 0 | 0 | 0 | 0 | 0 | 0 | 0.88745 | 0.29582
PJM_ROR_2_TVA_Transmission | PJM_ROR | TVA_Transmission | 2020 | B6 | 300 | 0 | 2500 | 2500 | 2500 | 0 | 0 | 0 | 0.01187 | 0.18992 | 0 | 0.0040697 | 0.88745 | 0.29582
PJM_ROR_2_TVA_Transmission | PJM_ROR | TVA_Transmission | 2020 | B7 | 400 | 0 | 2500 | 2500 | 2500 | 0 | 0 | 0 | 1.4363 | 0.18992 | 0 | 0.65658 | 0.88745 | 0.29582
PJM_ROR_2_TVA_Transmission | PJM_ROR | TVA_Transmission | 2020 | B8 | 500 | 0 | 2500 | 1294.58 | 1381.71 | 0 | 0 | 0 | 0 | 0 | 0 | 0 | 0.88745 | 0.29582
PJM_ROR_2_TVA_Transmission | PJM_ROR | TVA_Transmission | 2020 | B9 | 800 | 0 | 2500 | 1222.73 | 0 | 0 | 0 | 0 | 0 | 0 | 0 | 0 | 0.88745 | 0.29582
PJM_ROR_2_TVA_Transmission | PJM_ROR | TVA_Transmission | 2020 | B10 | 1262 | 0 | 2500 | 0 | 0 | 0 | 0 | 0 | 0 | 0 | 0 | 0 | 0.88745 | 0.29582
PJM_ROR_2_TVA_Transmission | PJM_ROR | TVA_Transmission | 2020 | B11 | 25 | 0 | 2500 | 1025.9 | 2500 | 1931.48 | 0 | 0 | 0 | 0.21366 | 0 | 0 | 0.88745 | 0.29582
PJM_ROR_2_TVA_Transmission | PJM_ROR | TVA_Transmission | 2020 | B12 | 200 | 0 | 2500 | 0 | 0 | 0 | 0 | 0 | 0 | 0 | 0 | 0 | 0.88745 | 0.29582
PJM_ROR_2_TVA_Transmission | PJM_ROR | TVA_Transmission | 2020 | B13 | 600 | 0 | 2500 | 0 | 0 | 0 | 0 | 0 | 0 | 0 | 0 | 0 | 0.88745 | 0.29582
PJM_ROR_2_TVA_Transmission | PJM_ROR | TVA_Transmission | 2020 | B14 | 900 | 0 | 2500 | 0 | 0 | 0 | 0 | 0 | 0 | 0 | 0 | 0 | 0.88745 | 0.29582
PJM_ROR_2_TVA_Transmission | PJM_ROR | TVA_Transmission | 2020 | B15 | 1203 | 0 | 2500 | 1894.03 | 1821.71 | 0 | 0 | 0 | 0 | 0 | 0 | 0 | 0.88745 | 0.29582
PJM_ROR_2_TVA_Transmission | PJM_ROR | TVA_Transmission | 2020 | B16 | 25 | 0 | 2500 | 188.57 | 0 | 0 | 0 | 0 | 0 | 0 | 0 | 0 | 0.88745 | 0.29582
PJM_ROR_2_TVA_Transmission | PJM_ROR | TVA_Transmission | 2020 | B17 | 100 | 0 | 2500 | 0 | 0 | 0 | 0 | 0 | 0 | 0 | 0 | 0 | 0.88745 | 0.29582
PJM_ROR_2_TVA_Transmission | PJM_ROR | TVA_Transmission | 2020 | B18 | 400 | 0 | 2500 | 0 | 0 | 0 | 0 | 0 | 0 | 0 | 0 | 0 | 0.88745 | 0.29582
PJM_ROR_2_TVA_Transmission | PJM_ROR | TVA_Transmission | 2020 | B19 | 700 | 0 | 2500 | 0 | 0 | 0 | 0 | 0 | 0 | 0 | 0 | 0 | 0.88745 | 0.29582
PJM_ROR_2_TVA_Transmission | PJM_ROR | TVA_Transmission | 2020 | B20 | 935 | 0 | 2500 | 974.76 | 0 | 0 | 0 | 0 | 0 | 0 | 0 | 0 | 0.88745 | 0.29582
PJM_ROR_2_TVA_Transmission | PJM_ROR | TVA_Transmission | 2025 | B1 | 10 | 0 | 2500 | 0 | 257.63 | 2500 | 0 | 545.56 | 0 | 0 | 0.60537 | 0 | 1.8108 | 0.60359
PJM_ROR_2_TVA_Transmission | PJM_ROR | TVA_Transmission | 2025 | B2 | 25 | 0 | 2500 | 0 | 2500 | 2500 | 0 | 0 | 0 | 0.34423 | 0.24927 | 0 | 1.8108 | 0.60359
PJM_ROR_2_TVA_Transmission | PJM_ROR | TVA_Transmission | 2025 | B3 | 75 | 0 | 2500 | 2500 | 2500 | 865.96 | 0 | 0 | 0.72407 | 0.34423 | 0 | 0.14481 | 1.8108 | 0.60359
PJM_ROR_2_TVA_Transmission | PJM_ROR | TVA_Transmission | 2025 | B4 | 100 | 0 | 2500 | 2500 | 2500 | 2500 | 0 | 0 | 4.0002 | 0.3561 | 0.24927 | 1.0667 | 1.8108 | 0.60359
PJM_ROR_2_TVA_Transmission | PJM_ROR | TVA_Transmission | 2025 | B5 | 200 | 0 | 2500 | 2500 | 2500 | 2500 | 0 | 279.44 | 2.2553 | 1.1633 | 0.60537 | 1.2028 | 1.8108 | 0.60359
PJM_ROR_2_TVA_Transmission | PJM_ROR | TVA_Transmission | 2025 | B6 | 300 | 0 | 2500 | 715.44 | 921.49 | 367.41 | 0 | 0 | 0 | 0 | 0 | 0 | 1.8108 | 0.60359
PJM_ROR_2_TVA_Transmission | PJM_ROR | TVA_Transmission | 2025 | B7 | 400 | 0 | 2500 | 1948.04 | 1484.69 | 1782.61 | 0 | 0 | 0 | 0 | 0 | 0 | 1.8108 | 0.60359
PJM_ROR_2_TVA_Transmission | PJM_ROR | TVA_Transmission | 2025 | B8 | 500 | 0 | 2500 | 18.17 | 174.65 | 1812.98 | 0 | 0 | 0 | 0 | 0 | 0 | 1.8108 | 0.60359
PJM_ROR_2_TVA_Transmission | PJM_ROR | TVA_Transmission | 2025 | B9 | 800 | 0 | 2500 | 171.78 | 210.35 | 2500 | 0 | 1025.43 | 0 | 0 | 0.60537 | 0 | 1.8108 | 0.60359
PJM_ROR_2_TVA_Transmission | PJM_ROR | TVA_Transmission | 2025 | B10 | 1262 | 0 | 2500 | 203.98 | 2500 | 2500 | 0 | 2146.23 | 0 | 0.87838 | 0.60537 | 0 | 1.8108 | 0.60359
PJM_ROR_2_TVA_Transmission | PJM_ROR | TVA_Transmission | 2025 | B11 | 25 | 0 | 2500 | 258.74 | 2500 | 2500 | 0 | 1789.99 | 0 | 0.3561 | 0.60537 | 0 | 1.8108 | 0.60359
PJM_ROR_2_TVA_Transmission | PJM_ROR | TVA_Transmission | 2025 | B12 | 200 | 0 | 2500 | 0 | 0 | 221.07 | 0 | 0 | 0 | 0 | 0 | 0 | 1.8108 | 0.60359
PJM_ROR_2_TVA_Transmission | PJM_ROR | TVA_Transmission | 2025 | B13 | 600 | 0 | 2500 | 0 | 0 | 0 | 0 | 0 | 0 | 0 | 0 | 0 | 1.8108 | 0.60359
PJM_ROR_2_TVA_Transmission | PJM_ROR | TVA_Transmission | 2025 | B14 | 900 | 0 | 2500 | 0 | 533.16 | 2500 | 0 | 751.3 | 0 | 0 | 0.60537 | 0 | 1.8108 | 0.60359
PJM_ROR_2_TVA_Transmission | PJM_ROR | TVA_Transmission | 2025 | B15 | 1203 | 1203 | 2500 | 0 | 2500 | 2500 | 1175.53 | 1733.86 | 0 | 1.8161 | 0.60537 | 0 | 1.8108 | 0.60359
PJM_ROR_2_TVA_Transmission | PJM_ROR | TVA_Transmission | 2025 | B16 | 25 | 25 | 2500 | 0 | 2500 | 2500 | 2009.57 | 1472.28 | 0 | 1.8161 | 0.60537 | 0 | 1.8108 | 0.60359
PJM_ROR_2_TVA_Transmission | PJM_ROR | TVA_Transmission | 2025 | B17 | 100 | 0 | 2500 | 0 | 0 | 1433.66 | 0 | 0 | 0 | 0 | 0 | 0 | 1.8108 | 0.60359
PJM_ROR_2_TVA_Transmission | PJM_ROR | TVA_Transmission | 2025 | B18 | 400 | 0 | 2500 | 0 | 0 | 0 | 0 | 0 | 0 | 0 | 0 | 0 | 1.8108 | 0.60359
PJM_ROR_2_TVA_Transmission | PJM_ROR | TVA_Transmission | 2025 | B19 | 700 | 0 | 2500 | 0 | 0 | 599.67 | 0 | 0 | 0 | 0 | 0 | 0 | 1.8108 | 0.60359
PJM_ROR_2_TVA_Transmission | PJM_ROR | TVA_Transmission | 2025 | B20 | 935 | 0 | 2500 | 0 | 2500 | 2500 | 0 | 588.21 | 0 | 0.75968 | 0.60537 | 0 | 1.8108 | 0.60359
PJM_ROR_2_TVA_Transmission | PJM_ROR | TVA_Transmission | 2030 | B1 | 10 | 0 | 2500 | 0 | 1345.2 | 2500 | 0 | 0 | 0 | 0 | 0.10683 | 0 | 1.8606 | 0.62021
PJM_ROR_2_TVA_Transmission | PJM_ROR | TVA_Transmission | 2030 | B2 | 25 | 0 | 2500 | 0 | 611.05 | 2500 | 0 | 0 | 0 | 0 | 0.03561 | 0 | 1.8606 | 0.62021
PJM_ROR_2_TVA_Transmission | PJM_ROR | TVA_Transmission | 2030 | B3 | 75 | 0 | 2500 | 2064.13 | 0 | 0 | 0 | 0 | 0 | 0 | 0 | 0 | 1.8606 | 0.62021
PJM_ROR_2_TVA_Transmission | PJM_ROR | TVA_Transmission | 2030 | B4 | 100 | 0 | 2500 | 2500 | 2500 | 2500 | 0 | 0 | 2.4808 | 0.58163 | 0.10683 | 2.4808 | 1.8606 | 0.62021
PJM_ROR_2_TVA_Transmission | PJM_ROR | TVA_Transmission | 2030 | B5 | 200 | 0 | 2500 | 0 | 1372.29 | 1777.26 | 0 | 0 | 0 | 0 | 0 | 0 | 1.8606 | 0.62021
PJM_ROR_2_TVA_Transmission | PJM_ROR | TVA_Transmission | 2030 | B6 | 300 | 0 | 2500 | 0 | 0 | 417.09 | 0 | 0 | 0 | 0 | 0 | 0 | 1.8606 | 0.62021
PJM_ROR_2_TVA_Transmission | PJM_ROR | TVA_Transmission | 2030 | B7 | 400 | 0 | 2500 | 0 | 0 | 0 | 0 | 0 | 0 | 0 | 0 | 0 | 1.8606 | 0.62021
PJM_ROR_2_TVA_Transmission | PJM_ROR | TVA_Transmission | 2030 | B8 | 500 | 0 | 2500 | 0 | 0 | 1390.74 | 0 | 0 | 0 | 0 | 0 | 0 | 1.8606 | 0.62021
PJM_ROR_2_TVA_Transmission | PJM_ROR | TVA_Transmission | 2030 | B9 | 800 | 0 | 2500 | 0 | 0 | 2500 | 0 | 0 | 0 | 0 | 0.03561 | 0 | 1.8606 | 0.62021
PJM_ROR_2_TVA_Transmission | PJM_ROR | TVA_Transmission | 2030 | B10 | 1262 | 0 | 2500 | 2065.58 | 1603.2 | 1925.36 | 0 | 0 | 0 | 0 | 0 | 0 | 1.8606 | 0.62021
PJM_ROR_2_TVA_Transmission | PJM_ROR | TVA_Transmission | 2030 | B11 | 25 | 0 | 2500 | 0 | 0 | 1718.16 | 0 | 0 | 0 | 0 | 0 | 0 | 1.8606 | 0.62021
PJM_ROR_2_TVA_Transmission | PJM_ROR | TVA_Transmission | 2030 | B12 | 200 | 0 | 2500 | 0 | 0 | 1973.69 | 0 | 0 | 0 | 0 | 0 | 0 | 1.8606 | 0.62021
PJM_ROR_2_TVA_Transmission | PJM_ROR | TVA_Transmission | 2030 | B13 | 600 | 0 | 2500 | 0 | 0 | 873.56 | 0 | 0 | 0 | 0 | 0 | 0 | 1.8606 | 0.62021
PJM_ROR_2_TVA_Transmission | PJM_ROR | TVA_Transmission | 2030 | B14 | 900 | 0 | 2500 | 0 | 0 | 2500 | 0 | 0 | 0 | 0 | 0.10683 | 0 | 1.8606 | 0.62021
PJM_ROR_2_TVA_Transmission | PJM_ROR | TVA_Transmission | 2030 | B15 | 1203 | 0 | 2500 | 0 | 2500 | 2500 | 0 | 0 | 0 | 0.32049 | 0.10683 | 0 | 1.8606 | 0.62021
PJM_ROR_2_TVA_Transmission | PJM_ROR | TVA_Transmission | 2030 | B16 | 25 | 0 | 2500 | 0 | 198.48 | 2500 | 0 | 0 | 0 | 0 | 0.10683 | 0 | 1.8606 | 0.62021
PJM_ROR_2_TVA_Transmission | PJM_ROR | TVA_Transmission | 2030 | B17 | 100 | 0 | 2500 | 0 | 1766.45 | 2500 | 0 | 0 | 0 | 0 | 0.10683 | 0 | 1.8606 | 0.62021
PJM_ROR_2_TVA_Transmission | PJM_ROR | TVA_Transmission | 2030 | B18 | 400 | 0 | 2500 | 0 | 0 | 1537.1 | 0 | 0 | 0 | 0 | 0 | 0 | 1.8606 | 0.62021
PJM_ROR_2_TVA_Transmission | PJM_ROR | TVA_Transmission | 2030 | B19 | 700 | 0 | 2500 | 0 | 0 | 2347.34 | 0 | 0 | 0 | 0 | 0 | 0 | 1.8606 | 0.62021
PJM_ROR_2_TVA_Transmission | PJM_ROR | TVA_Transmission | 2030 | B20 | 935 | 0 | 2500 | 0 | 2500 | 2500 | 0 | 0 | 0 | 0.32049 | 0.10683 | 0 | 1.8606 | 0.62021
PJM_ROR_2_TVA_Transmission | PJM_ROR | TVA_Transmission | 2035 | B1 | 10 | 0 | 2500 | 0 | 0 | 0 | 0 | 0 | 0 | 0 | 0 | 0 | 0 | 0
PJM_ROR_2_TVA_Transmission | PJM_ROR | TVA_Transmission | 2035 | B2 | 25 | 0 | 2500 | 0 | 947.9 | 2500 | 0 | 109.19 | 0 | 0 | 0.01187 | 0 | 0 | 0
PJM_ROR_2_TVA_Transmission | PJM_ROR | TVA_Transmission | 2035 | B3 | 75 | 0 | 2500 | 29.78 | 0 | 0 | 0 | 0 | 0 | 0 | 0 | 0 | 0 | 0
PJM_ROR_2_TVA_Transmission | PJM_ROR | TVA_Transmission | 2035 | B4 | 100 | 0 | 2500 | 0 | 476.86 | 2500 | 0 | 113.12 | 0 | 0 | 0.01187 | 0 | 0 | 0
PJM_ROR_2_TVA_Transmission | PJM_ROR | TVA_Transmission | 2035 | B5 | 200 | 0 | 2500 | 0 | 0 | 0 | 0 | 0 | 0 | 0 | 0 | 0 | 0 | 0
PJM_ROR_2_TVA_Transmission | PJM_ROR | TVA_Transmission | 2035 | B6 | 300 | 0 | 2500 | 0 | 0 | 0 | 0 | 0 | 0 | 0 | 0 | 0 | 0 | 0
PJM_ROR_2_TVA_Transmission | PJM_ROR | TVA_Transmission | 2035 | B7 | 400 | 0 | 2500 | 0 | 0 | 0 | 0 | 0 | 0 | 0 | 0 | 0 | 0 | 0
PJM_ROR_2_TVA_Transmission | PJM_ROR | TVA_Transmission | 2035 | B8 | 500 | 0 | 2500 | 0 | 0 | 0 | 0 | 0 | 0 | 0 | 0 | 0 | 0 | 0
PJM_ROR_2_TVA_Transmission | PJM_ROR | TVA_Transmission | 2035 | B9 | 800 | 0 | 2500 | 0 | 0 | 0 | 0 | 0 | 0 | 0 | 0 | 0 | 0 | 0
PJM_ROR_2_TVA_Transmission | PJM_ROR | TVA_Transmission | 2035 | B10 | 1262 | 0 | 2500 | 0 | 0 | 0 | 0 | 0 | 0 | 0 | 0 | 0 | 0 | 0
PJM_ROR_2_TVA_Transmission | PJM_ROR | TVA_Transmission | 2035 | B11 | 25 | 0 | 2500 | 0 | 0 | 946.15 | 0 | 0 | 0 | 0 | 0 | 0 | 0 | 0
PJM_ROR_2_TVA_Transmission | PJM_ROR | TVA_Transmission | 2035 | B12 | 200 | 0 | 2500 | 0 | 0 | 0 | 0 | 0 | 0 | 0 | 0 | 0 | 0 | 0
PJM_ROR_2_TVA_Transmission | PJM_ROR | TVA_Transmission | 2035 | B13 | 600 | 0 | 2500 | 0 | 0 | 0 | 0 | 0 | 0 | 0 | 0 | 0 | 0 | 0
PJM_ROR_2_TVA_Transmission | PJM_ROR | TVA_Transmission | 2035 | B14 | 900 | 0 | 2500 | 0 | 0 | 0 | 0 | 0 | 0 | 0 | 0 | 0 | 0 | 0
PJM_ROR_2_TVA_Transmission | PJM_ROR | TVA_Transmission | 2035 | B15 | 1203 | 0 | 2500 | 0 | 0 | 0 | 0 | 0 | 0 | 0 | 0 | 0 | 0 | 0
PJM_ROR_2_TVA_Transmission | PJM_ROR | TVA_Transmission | 2035 | B16 | 25 | 0 | 2500 | 0 | 0 | 0 | 0 | 0 | 0 | 0 | 0 | 0 | 0 | 0
PJM_ROR_2_TVA_Transmission | PJM_ROR | TVA_Transmission | 2035 | B17 | 100 | 0 | 2500 | 0 | 0 | 0 | 0 | 0 | 0 | 0 | 0 | 0 | 0 | 0
PJM_ROR_2_TVA_Transmission | PJM_ROR | TVA_Transmission | 2035 | B18 | 400 | 0 | 2500 | 0 | 0 | 0 | 0 | 0 | 0 | 0 | 0 | 0 | 0 | 0
PJM_ROR_2_TVA_Transmission | PJM_ROR | TVA_Transmission | 2035 | B19 | 700 | 0 | 2500 | 0 | 0 | 0 | 0 | 0 | 0 | 0 | 0 | 0 | 0 | 0
PJM_ROR_2_TVA_Transmission | PJM_ROR | TVA_Transmission | 2035 | B20 | 935 | 0 | 2500 | 0 | 0 | 0 | 0 | 0 | 0 | 0 | 0 | 0 | 0 | 0
PJM_ROR_2_TVA_Transmission | PJM_ROR | TVA_Transmission | 2040 | B1 | 10 | 0 | 2500 | 0 | 0 | 0 | 0 | 0 | 0 | 0 | 0 | 0 | 0 | 0
PJM_ROR_2_TVA_Transmission | PJM_ROR | TVA_Transmission | 2040 | B2 | 25 | 0 | 2500 | 0 | 2500 | 1197.8 | 0 | 0 | 0 | 0.54602 | 0 | 0 | 0 | 0
PJM_ROR_2_TVA_Transmission | PJM_ROR | TVA_Transmission | 2040 | B3 | 75 | 0 | 2500 | 747.56 | 2500 | 0 | 0 | 0 | 0 | 0.84277 | 0 | 0 | 0 | 0
PJM_ROR_2_TVA_Transmission | PJM_ROR | TVA_Transmission | 2040 | B4 | 100 | 0 | 2500 | 2200.52 | 2500 | 0 | 0 | 0 | 0 | 0.84277 | 0 | 0 | 0 | 0
PJM_ROR_2_TVA_Transmission | PJM_ROR | TVA_Transmission | 2040 | B5 | 200 | 0 | 2500 | 752.36 | 2500 | 0 | 0 | 0 | 0 | 0.70033 | 0 | 0 | 0 | 0
PJM_ROR_2_TVA_Transmission | PJM_ROR | TVA_Transmission | 2040 | B6 | 300 | 0 | 2500 | 0 | 1387.6 | 0 | 0 | 0 | 0 | 0 | 0 | 0 | 0 | 0
PJM_ROR_2_TVA_Transmission | PJM_ROR | TVA_Transmission | 2040 | B7 | 400 | 0 | 2500 | 0 | 0 | 0 | 0 | 0 | 0 | 0 | 0 | 0 | 0 | 0
PJM_ROR_2_TVA_Transmission | PJM_ROR | TVA_Transmission | 2040 | B8 | 500 | 0 | 2500 | 511.72 | 0 | 0 | 0 | 0 | 0 | 0 | 0 | 0 | 0 | 0
PJM_ROR_2_TVA_Transmission | PJM_ROR | TVA_Transmission | 2040 | B9 | 800 | 0 | 2500 | 0 | 0 | 0 | 0 | 0 | 0 | 0 | 0 | 0 | 0 | 0
PJM_ROR_2_TVA_Transmission | PJM_ROR | TVA_Transmission | 2040 | B10 | 1262 | 0 | 2500 | 0 | 0 | 0 | 0 | 0 | 0 | 0 | 0 | 0 | 0 | 0
PJM_ROR_2_TVA_Transmission | PJM_ROR | TVA_Transmission | 2040 | B11 | 25 | 0 | 2500 | 0 | 173.96 | 0 | 0 | 0 | 0 | 0 | 0 | 0 | 0 | 0
PJM_ROR_2_TVA_Transmission | PJM_ROR | TVA_Transmission | 2040 | B12 | 200 | 0 | 2500 | 0 | 0 | 0 | 0 | 0 | 0 | 0 | 0 | 0 | 0 | 0
PJM_ROR_2_TVA_Transmission | PJM_ROR | TVA_Transmission | 2040 | B13 | 600 | 0 | 2500 | 0 | 0 | 0 | 0 | 0 | 0 | 0 | 0 | 0 | 0 | 0
PJM_ROR_2_TVA_Transmission | PJM_ROR | TVA_Transmission | 2040 | B14 | 900 | 0 | 2500 | 0 | 0 | 0 | 0 | 0 | 0 | 0 | 0 | 0 | 0 | 0
PJM_ROR_2_TVA_Transmission | PJM_ROR | TVA_Transmission | 2040 | B15 | 1203 | 0 | 2500 | 0 | 0 | 0 | 0 | 0 | 0 | 0 | 0 | 0 | 0 | 0
PJM_ROR_2_TVA_Transmission | PJM_ROR | TVA_Transmission | 2040 | B16 | 25 | 0 | 2500 | 0 | 0 | 0 | 0 | 0 | 0 | 0 | 0 | 0 | 0 | 0
PJM_ROR_2_TVA_Transmission | PJM_ROR | TVA_Transmission | 2040 | B17 | 100 | 0 | 2500 | 0 | 0 | 0 | 0 | 0 | 0 | 0 | 0 | 0 | 0 | 0
PJM_ROR_2_TVA_Transmission | PJM_ROR | TVA_Transmission | 2040 | B18 | 400 | 0 | 2500 | 0 | 0 | 0 | 0 | 0 | 0 | 0 | 0 | 0 | 0 | 0
PJM_ROR_2_TVA_Transmission | PJM_ROR | TVA_Transmission | 2040 | B19 | 700 | 0 | 2500 | 0 | 0 | 0 | 0 | 0 | 0 | 0 | 0 | 0 | 0 | 0
PJM_ROR_2_TVA_Transmission | PJM_ROR | TVA_Transmission | 2040 | B20 | 935 | 0 | 2500 | 0 | 0 | 0 | 0 | 0 | 0 | 0 | 0 | 0 | 0 | 0
PJM_ROR_2_TVA_Transmission | PJM_ROR | TVA_Transmission | 2045 | B1 | 10 | 0 | 2500 | 0 | 0 | 0 | 0 | 0 | 0 | 0 | 0 | 0 | 0 | 0
PJM_ROR_2_TVA_Transmission | PJM_ROR | TVA_Transmission | 2045 | B2 | 25 | 0 | 2500 | 0 | 2056.87 | 0 | 0 | 0 | 0 | 0 | 0 | 0 | 0 | 0
PJM_ROR_2_TVA_Transmission | PJM_ROR | TVA_Transmission | 2045 | B3 | 75 | 0 | 2500 | 0 | 2500 | 0 | 0 | 0 | 0 | 0.56976 | 0 | 0 | 0 | 0
PJM_ROR_2_TVA_Transmission | PJM_ROR | TVA_Transmission | 2045 | B4 | 100 | 0 | 2500 | 1346.14 | 2500 | 0 | 0 | 0 | 0 | 1.8042 | 0 | 0 | 0 | 0
PJM_ROR_2_TVA_Transmission | PJM_ROR | TVA_Transmission | 2045 | B5 | 200 | 0 | 2500 | 1855.98 | 2500 | 0 | 0 | 0 | 0 | 1.8161 | 0 | 0 | 0 | 0
PJM_ROR_2_TVA_Transmission | PJM_ROR | TVA_Transmission | 2045 | B6 | 300 | 0 | 2500 | 0 | 0 | 0 | 0 | 0 | 0 | 0 | 0 | 0 | 0 | 0
PJM_ROR_2_TVA_Transmission | PJM_ROR | TVA_Transmission | 2045 | B7 | 400 | 0 | 2500 | 208.06 | 0 | 0 | 0 | 0 | 0 | 0 | 0 | 0 | 0 | 0
PJM_ROR_2_TVA_Transmission | PJM_ROR | TVA_Transmission | 2045 | B8 | 500 | 0 | 2500 | 0 | 0 | 0 | 0 | 0 | 0 | 0 | 0 | 0 | 0 | 0
PJM_ROR_2_TVA_Transmission | PJM_ROR | TVA_Transmission | 2045 | B9 | 800 | 0 | 2500 | 0 | 0 | 0 | 0 | 0 | 0 | 0 | 0 | 0 | 0 | 0
PJM_ROR_2_TVA_Transmission | PJM_ROR | TVA_Transmission | 2045 | B10 | 1262 | 0 | 2500 | 0 | 0 | 0 | 0 | 0 | 0 | 0 | 0 | 0 | 0 | 0
PJM_ROR_2_TVA_Transmission | PJM_ROR | TVA_Transmission | 2045 | B11 | 25 | 0 | 2500 | 757.45 | 0 | 0 | 0 | 0 | 0 | 0 | 0 | 0 | 0 | 0
PJM_ROR_2_TVA_Transmission | PJM_ROR | TVA_Transmission | 2045 | B12 | 200 | 0 | 2500 | 0 | 0 | 0 | 0 | 0 | 0 | 0 | 0 | 0 | 0 | 0
PJM_ROR_2_TVA_Transmission | PJM_ROR | TVA_Transmission | 2045 | B13 | 600 | 0 | 2500 | 0 | 0 | 0 | 0 | 0 | 0 | 0 | 0 | 0 | 0 | 0
PJM_ROR_2_TVA_Transmission | PJM_ROR | TVA_Transmission | 2045 | B14 | 900 | 0 | 2500 | 0 | 0 | 0 | 0 | 0 | 0 | 0 | 0 | 0 | 0 | 0
PJM_ROR_2_TVA_Transmission | PJM_ROR | TVA_Transmission | 2045 | B15 | 1203 | 0 | 2500 | 0 | 0 | 0 | 0 | 0 | 0 | 0 | 0 | 0 | 0 | 0
PJM_ROR_2_TVA_Transmission | PJM_ROR | TVA_Transmission | 2045 | B16 | 25 | 0 | 2500 | 0 | 2013.02 | 0 | 0 | 0 | 0 | 0 | 0 | 0 | 0 | 0
PJM_ROR_2_TVA_Transmission | PJM_ROR | TVA_Transmission | 2045 | B17 | 100 | 0 | 2500 | 0 | 0 | 0 | 0 | 0 | 0 | 0 | 0 | 0 | 0 | 0
PJM_ROR_2_TVA_Transmission | PJM_ROR | TVA_Transmission | 2045 | B18 | 400 | 0 | 2500 | 0 | 0 | 0 | 0 | 0 | 0 | 0 | 0 | 0 | 0 | 0
PJM_ROR_2_TVA_Transmission | PJM_ROR | TVA_Transmission | 2045 | B19 | 700 | 0 | 2500 | 0 | 0 | 0 | 0 | 0 | 0 | 0 | 0 | 0 | 0 | 0
PJM_ROR_2_TVA_Transmission | PJM_ROR | TVA_Transmission | 2045 | B20 | 935 | 0 | 2500 | 0 | 0 | 0 | 0 | 0 | 0 | 0 | 0 | 0 | 0 | 0
PJM_ROR_2_TVA_Transmission | PJM_ROR | TVA_Transmission | 2050 | B1 | 10 | 0 | 2500 | 0 | 0 | 0 | 0 | 0 | 0 | 0 | 0 | 0 | 0 | 0
PJM_ROR_2_TVA_Transmission | PJM_ROR | TVA_Transmission | 2050 | B2 | 25 | 0 | 2500 | 0 | 2500 | 583.61 | 0 | 0 | 0 | 0.39171 | 0 | 0 | 0 | 0
PJM_ROR_2_TVA_Transmission | PJM_ROR | TVA_Transmission | 2050 | B3 | 75 | 0 | 2500 | 0 | 2500 | 0 | 0 | 0 | 0 | 1.009 | 0 | 0 | 0 | 0
PJM_ROR_2_TVA_Transmission | PJM_ROR | TVA_Transmission | 2050 | B4 | 100 | 0 | 2500 | 2176.12 | 2500 | 0 | 0 | 0 | 0 | 2.2909 | 0 | 0 | 0 | 0
PJM_ROR_2_TVA_Transmission | PJM_ROR | TVA_Transmission | 2050 | B5 | 200 | 0 | 2500 | 78.1 | 1567.64 | 469.29 | 0 | 0 | 0 | 0 | 0 | 0 | 0 | 0
PJM_ROR_2_TVA_Transmission | PJM_ROR | TVA_Transmission | 2050 | B6 | 300 | 0 | 2500 | 187.44 | 0 | 0 | 0 | 0 | 0 | 0 | 0 | 0 | 0 | 0
PJM_ROR_2_TVA_Transmission | PJM_ROR | TVA_Transmission | 2050 | B7 | 400 | 0 | 2500 | 0 | 0 | 0 | 0 | 0 | 0 | 0 | 0 | 0 | 0 | 0
PJM_ROR_2_TVA_Transmission | PJM_ROR | TVA_Transmission | 2050 | B8 | 500 | 0 | 2500 | 0 | 0 | 0 | 0 | 0 | 0 | 0 | 0 | 0 | 0 | 0
PJM_ROR_2_TVA_Transmission | PJM_ROR | TVA_Transmission | 2050 | B9 | 800 | 0 | 2500 | 0 | 0 | 0 | 0 | 0 | 0 | 0 | 0 | 0 | 0 | 0
PJM_ROR_2_TVA_Transmission | PJM_ROR | TVA_Transmission | 2050 | B10 | 1262 | 0 | 2500 | 410.66 | 0 | 0 | 0 | 0 | 0 | 0 | 0 | 0 | 0 | 0
PJM_ROR_2_TVA_Transmission | PJM_ROR | TVA_Transmission | 2050 | B11 | 25 | 0 | 2500 | 0 | 0 | 0 | 0 | 0 | 0 | 0 | 0 | 0 | 0 | 0
PJM_ROR_2_TVA_Transmission | PJM_ROR | TVA_Transmission | 2050 | B12 | 200 | 0 | 2500 | 0 | 0 | 0 | 0 | 0 | 0 | 0 | 0 | 0 | 0 | 0
PJM_ROR_2_TVA_Transmission | PJM_ROR | TVA_Transmission | 2050 | B13 | 600 | 0 | 2500 | 0 | 0 | 0 | 0 | 0 | 0 | 0 | 0 | 0 | 0 | 0
PJM_ROR_2_TVA_Transmission | PJM_ROR | TVA_Transmission | 2050 | B14 | 900 | 0 | 2500 | 0 | 0 | 0 | 0 | 0 | 0 | 0 | 0 | 0 | 0 | 0
PJM_ROR_2_TVA_Transmission | PJM_ROR | TVA_Transmission | 2050 | B15 | 1203 | 0 | 2500 | 535.09 | 0 | 0 | 0 | 0 | 0 | 0 | 0 | 0 | 0 | 0
PJM_ROR_2_TVA_Transmission | PJM_ROR | TVA_Transmission | 2050 | B16 | 25 | 0 | 2500 | 0 | 290.35 | 0 | 0 | 0 | 0 | 0 | 0 | 0 | 0 | 0
PJM_ROR_2_TVA_Transmission | PJM_ROR | TVA_Transmission | 2050 | B17 | 100 | 0 | 2500 | 0 | 0 | 0 | 0 | 0 | 0 | 0 | 0 | 0 | 0 | 0
PJM_ROR_2_TVA_Transmission | PJM_ROR | TVA_Transmission | 2050 | B18 | 400 | 0 | 2500 | 0 | 0 | 0 | 0 | 0 | 0 | 0 | 0 | 0 | 0 | 0
PJM_ROR_2_TVA_Transmission | PJM_ROR | TVA_Transmission | 2050 | B19 | 700 | 0 | 2500 | 0 | 0 | 0 | 0 | 0 | 0 | 0 | 0 | 0 | 0 | 0
PJM_ROR_2_TVA_Transmission | PJM_ROR | TVA_Transmission | 2050 | B20 | 935 | 0 | 2500 | 1777.19 | 0 | 0 | 0 | 0 | 0 | 0 | 0 | 0 | 0 | 0
PJM_ROR_2_VACAR | PJM_ROR | VACAR | 2015 | B1 | 10 | 10 | 3000 | 3000 | 3000 | 3000 | 325.93 | 3461.67 | 0.93773 | 0.9496 | 0.32049 | 0.005649 | 0.95428 | 0.31809
PJM_ROR_2_VACAR | PJM_ROR | VACAR | 2015 | B2 | 25 | 25 | 3000 | 3000 | 3000 | 3000 | 2962.14 | 2965.34 | 5.1991 | 0.9496 | 0.32049 | 0.078299 | 0.95428 | 0.31809
PJM_ROR_2_VACAR | PJM_ROR | VACAR | 2015 | B3 | 75 | 75 | 3000 | 3000 | 3000 | 3000 | 1365.7 | 1368.9 | 5.1991 | 0.9496 | 0.32049 | 0.2349 | 0.95428 | 0.31809
PJM_ROR_2_VACAR | PJM_ROR | VACAR | 2015 | B4 | 100 | 100 | 3000 | 3000 | 3000 | 3000 | 263.08 | 1669.67 | 0.13057 | 0.9496 | 0.32049 | 0.0078657 | 0.95428 | 0.31809
PJM_ROR_2_VACAR | PJM_ROR | VACAR | 2015 | B5 | 200 | 200 | 3000 | 3000 | 3000 | 3000 | 1792.83 | 2534.04 | 1.9942 | 0.9496 | 0.32049 | 0.24026 | 0.95428 | 0.31809
PJM_ROR_2_VACAR | PJM_ROR | VACAR | 2015 | B6 | 300 | 300 | 3000 | 2772.65 | 3000 | 3000 | 33.39 | 774.6 | 0 | 0.9496 | 0.32049 | 0 | 0.95428 | 0.31809
PJM_ROR_2_VACAR | PJM_ROR | VACAR | 2015 | B7 | 400 | 400 | 3000 | 3000 | 3000 | 3000 | 1236.43 | 1541.03 | 2.0179 | 0.9496 | 0.32049 | 0.48624 | 0.95428 | 0.31809
PJM_ROR_2_VACAR | PJM_ROR | VACAR | 2015 | B8 | 500 | 0 | 3000 | 2320.41 | 2894.73 | 3000 | 0 | 1542.88 | 0 | 0 | 0.32049 | 0 | 0.95428 | 0.31809
PJM_ROR_2_VACAR | PJM_ROR | VACAR | 2015 | B9 | 800 | 800 | 3000 | 3000 | 3000 | 3000 | 146.23 | 1139.5 | 0.14244 | 0.9496 | 0.32049 | 0.068646 | 0.95428 | 0.31809
PJM_ROR_2_VACAR | PJM_ROR | VACAR | 2015 | B10 | 1262 | 0 | 3000 | 902.63 | 1567.08 | 2696.5 | 0 | 0 | 0 | 0 | 0 | 0 | 0.95428 | 0.31809
PJM_ROR_2_VACAR | PJM_ROR | VACAR | 2015 | B11 | 25 | 25 | 3000 | 3000 | 3000 | 3000 | 1065 | 1665.69 | 0.99708 | 0.9496 | 0.32049 | 0.015016 | 0.95428 | 0.31809
PJM_ROR_2_VACAR | PJM_ROR | VACAR | 2015 | B12 | 200 | 0 | 3000 | 0 | 0 | 298.97 | 0 | 0 | 0 | 0 | 0 | 0 | 0.95428 | 0.31809
PJM_ROR_2_VACAR | PJM_ROR | VACAR | 2015 | B13 | 600 | 0 | 3000 | 32.6 | 222.13 | 240.72 | 0 | 0 | 0 | 0 | 0 | 0 | 0.95428 | 0.31809
PJM_ROR_2_VACAR | PJM_ROR | VACAR | 2015 | B14 | 900 | 0 | 3000 | 410.22 | 599.76 | 611.38 | 0 | 0 | 0 | 0 | 0 | 0 | 0.95428 | 0.31809
PJM_ROR_2_VACAR | PJM_ROR | VACAR | 2015 | B15 | 1203 | 0 | 3000 | 1261.77 | 759.5 | 2134.52 | 0 | 0 | 0 | 0 | 0 | 0 | 0.95428 | 0.31809
PJM_ROR_2_VACAR | PJM_ROR | VACAR | 2015 | B16 | 25 | 25 | 3000 | 3000 | 3000 | 3000 | 698.49 | 3070.35 | 8.9975 | 0.9496 | 0.32049 | 0.1355 | 0.95428 | 0.31809
PJM_ROR_2_VACAR | PJM_ROR | VACAR | 2015 | B17 | 100 | 0 | 3000 | 1857.51 | 1998 | 1422.67 | 0 | 0 | 0 | 0 | 0 | 0 | 0.95428 | 0.31809
PJM_ROR_2_VACAR | PJM_ROR | VACAR | 2015 | B18 | 400 | 0 | 3000 | 563.18 | 41.87 | 0 | 0 | 0 | 0 | 0 | 0 | 0 | 0.95428 | 0.31809
PJM_ROR_2_VACAR | PJM_ROR | VACAR | 2015 | B19 | 700 | 0 | 3000 | 1401.11 | 1207.43 | 340.34 | 0 | 0 | 0 | 0 | 0 | 0 | 0.95428 | 0.31809
PJM_ROR_2_VACAR | PJM_ROR | VACAR | 2015 | B20 | 935 | 0 | 3000 | 1501.22 | 2180.77 | 2907.46 | 0 | 0 | 0 | 0 | 0 | 0 | 0.95428 | 0.31809
PJM_ROR_2_VACAR | PJM_ROR | VACAR | 2020 | B1 | 10 | 10 | 3000 | 2540.81 | 3000 | 3000 | 1576.37 | 1599.03 | 0 | 4.9379 | 1.6499 | 0 | 4.9371 | 1.6457
PJM_ROR_2_VACAR | PJM_ROR | VACAR | 2020 | B2 | 25 | 25 | 3000 | 2919.98 | 3000 | 3000 | 582.96 | 605.62 | 0 | 4.9379 | 1.6499 | 0 | 4.9371 | 1.6457
PJM_ROR_2_VACAR | PJM_ROR | VACAR | 2020 | B3 | 75 | 0 | 3000 | 3000 | 3000 | 3000 | 0 | 5551.13 | 4.3207 | 3.7747 | 1.6499 | 0.18786 | 4.9371 | 1.6457
PJM_ROR_2_VACAR | PJM_ROR | VACAR | 2020 | B4 | 100 | 100 | 3000 | 3000 | 3000 | 3000 | 3476.23 | 4168.83 | 5.6501 | 4.9379 | 1.6499 | 0.32754 | 4.9371 | 1.6457
PJM_ROR_2_VACAR | PJM_ROR | VACAR | 2020 | B5 | 200 | 200 | 3000 | 3000 | 3000 | 3000 | 2005.39 | 2697.99 | 5.6501 | 4.9379 | 1.6499 | 0.65509 | 4.9371 | 1.6457
PJM_ROR_2_VACAR | PJM_ROR | VACAR | 2020 | B6 | 300 | 300 | 3000 | 3000 | 3000 | 3000 | 1307.13 | 2588.27 | 9.0212 | 4.9379 | 1.6499 | 1.5689 | 4.9371 | 1.6457
PJM_ROR_2_VACAR | PJM_ROR | VACAR | 2020 | B7 | 400 | 400 | 3000 | 3000 | 3000 | 3000 | 1762.23 | 2078 | 11.7988 | 4.9379 | 1.6499 | 2.7359 | 4.9371 | 1.6457
PJM_ROR_2_VACAR | PJM_ROR | VACAR | 2020 | B8 | 500 | 0 | 3000 | 3000 | 3000 | 3000 | 0 | 308.34 | 1.9942 | 1.9942 | 1.6499 | 0.57802 | 4.9371 | 1.6457
PJM_ROR_2_VACAR | PJM_ROR | VACAR | 2020 | B9 | 800 | 0 | 3000 | 2787.11 | 1365.1 | 2495.13 | 0 | 0 | 0 | 0 | 0 | 0 | 4.9371 | 1.6457
PJM_ROR_2_VACAR | PJM_ROR | VACAR | 2020 | B10 | 1262 | 0 | 3000 | 0 | 0 | 1648.76 | 0 | 0 | 0 | 0 | 0 | 0 | 4.9371 | 1.6457
PJM_ROR_2_VACAR | PJM_ROR | VACAR | 2020 | B11 | 25 | 0 | 3000 | 3000 | 3000 | 3000 | 0 | 1348.52 | 1.9942 | 2.2078 | 1.6499 | 0.028901 | 4.9371 | 1.6457
PJM_ROR_2_VACAR | PJM_ROR | VACAR | 2020 | B12 | 200 | 0 | 3000 | 2708.23 | 2122.59 | 2946.85 | 0 | 0 | 0 | 0 | 0 | 0 | 4.9371 | 1.6457
PJM_ROR_2_VACAR | PJM_ROR | VACAR | 2020 | B13 | 600 | 0 | 3000 | 1190.14 | 498.63 | 1694.6 | 0 | 0 | 0 | 0 | 0 | 0 | 4.9371 | 1.6457
PJM_ROR_2_VACAR | PJM_ROR | VACAR | 2020 | B14 | 900 | 0 | 3000 | 1788.13 | 1323.4 | 2389.58 | 0 | 0 | 0 | 0 | 0 | 0 | 4.9371 | 1.6457
PJM_ROR_2_VACAR | PJM_ROR | VACAR | 2020 | B15 | 1203 | 0 | 3000 | 0 | 0 | 1355.43 | 0 | 0 | 0 | 0 | 0 | 0 | 4.9371 | 1.6457
PJM_ROR_2_VACAR | PJM_ROR | VACAR | 2020 | B16 | 25 | 25 | 3000 | 3000 | 3000 | 3000 | 5219.13 | 7375.07 | 15.5497 | 4.9379 | 1.6499 | 0.22536 | 4.9371 | 1.6457
PJM_ROR_2_VACAR | PJM_ROR | VACAR | 2020 | B17 | 100 | 100 | 3000 | 3000 | 3000 | 3000 | 2485.02 | 3074.96 | 4.748 | 4.9379 | 1.6499 | 0.27525 | 4.9371 | 1.6457
PJM_ROR_2_VACAR | PJM_ROR | VACAR | 2020 | B18 | 400 | 0 | 3000 | 1953.34 | 3000 | 3000 | 0 | 0 | 0 | 0.04748 | 0.58163 | 0 | 4.9371 | 1.6457
PJM_ROR_2_VACAR | PJM_ROR | VACAR | 2020 | B19 | 700 | 0 | 3000 | 2109.36 | 2277.12 | 2267.68 | 0 | 0 | 0 | 0 | 0 | 0 | 4.9371 | 1.6457
PJM_ROR_2_VACAR | PJM_ROR | VACAR | 2020 | B20 | 935 | 0 | 3000 | 744.93 | 1392.94 | 1618.01 | 0 | 0 | 0 | 0 | 0 | 0 | 4.9371 | 1.6457
PJM_ROR_2_VACAR | PJM_ROR | VACAR | 2025 | B1 | 10 | 10 | 3000 | 0 | 3000 | 3000 | 5542.71 | 5578.55 | 0 | 2.3503 | 0.78342 | 0 | 2.3472 | 0.78239
PJM_ROR_2_VACAR | PJM_ROR | VACAR | 2025 | B2 | 25 | 25 | 3000 | 1263.7 | 3000 | 3000 | 5171.62 | 4588.05 | 0 | 2.3503 | 0.78342 | 0 | 2.3472 | 0.78239
PJM_ROR_2_VACAR | PJM_ROR | VACAR | 2025 | B3 | 75 | 75 | 3000 | 1358.37 | 3000 | 3000 | 7677.65 | 11566.38 | 0 | 2.3503 | 0.78342 | 0 | 2.3472 | 0.78239
PJM_ROR_2_VACAR | PJM_ROR | VACAR | 2025 | B4 | 100 | 100 | 3000 | 3000 | 3000 | 3000 | 7230.9 | 11540.62 | 5.7926 | 2.3503 | 0.78342 | 0.35106 | 2.3472 | 0.78239
PJM_ROR_2_VACAR | PJM_ROR | VACAR | 2025 | B5 | 200 | 200 | 3000 | 3000 | 3000 | 3000 | 7534.99 | 4765.61 | 5.7926 | 2.3503 | 0.78342 | 0.70213 | 2.3472 | 0.78239
PJM_ROR_2_VACAR | PJM_ROR | VACAR | 2025 | B6 | 300 | 300 | 3000 | 3000 | 3000 | 3000 | 1425.23 | 2627.96 | 2.3977 | 2.3503 | 0.78342 | 0.43595 | 2.3472 | 0.78239
PJM_ROR_2_VACAR | PJM_ROR | VACAR | 2025 | B7 | 400 | 400 | 3000 | 3000 | 3000 | 3000 | 2248.06 | 4411.16 | 2.4333 | 2.3503 | 0.78342 | 0.5899 | 2.3472 | 0.78239
PJM_ROR_2_VACAR | PJM_ROR | VACAR | 2025 | B8 | 500 | 500 | 3000 | 3000 | 3000 | 3000 | 394.19 | 3565.86 | 2.6945 | 2.3503 | 0.78342 | 0.81651 | 2.3472 | 0.78239
PJM_ROR_2_VACAR | PJM_ROR | VACAR | 2025 | B9 | 800 | 0 | 3000 | 935.85 | 1600.29 | 3000 | 0 | 2335.51 | 0 | 0 | 0.78342 | 0 | 2.3472 | 0.78239
PJM_ROR_2_VACAR | PJM_ROR | VACAR | 2025 | B10 | 1262 | 0 | 3000 | 74.74 | 248.81 | 3000 | 0 | 0 | 0 | 0 | 0.28488 | 0 | 2.3472 | 0.78239
PJM_ROR_2_VACAR | PJM_ROR | VACAR | 2025 | B11 | 25 | 25 | 3000 | 3000 | 3000 | 3000 | 2714.99 | 2290.16 | 2.006 | 2.3503 | 0.78342 | 0.030394 | 2.3472 | 0.78239
PJM_ROR_2_VACAR | PJM_ROR | VACAR | 2025 | B12 | 200 | 0 | 3000 | 1156.14 | 2832.59 | 3000 | 0 | 2272.78 | 0 | 0 | 0.78342 | 0 | 2.3472 | 0.78239
PJM_ROR_2_VACAR | PJM_ROR | VACAR | 2025 | B13 | 600 | 0 | 3000 | 914.78 | 2579.63 | 3000 | 0 | 2984.49 | 0 | 0 | 0.78342 | 0 | 2.3472 | 0.78239
PJM_ROR_2_VACAR | PJM_ROR | VACAR | 2025 | B14 | 900 | 0 | 3000 | 1731.1 | 2375.15 | 3000 | 0 | 2779.08 | 0 | 0 | 0.78342 | 0 | 2.3472 | 0.78239
PJM_ROR_2_VACAR | PJM_ROR | VACAR | 2025 | B15 | 1203 | 0 | 3000 | 0 | 265.78 | 3000 | 0 | 4448.09 | 0 | 0 | 0.78342 | 0 | 2.3472 | 0.78239
PJM_ROR_2_VACAR | PJM_ROR | VACAR | 2025 | B16 | 25 | 25 | 3000 | 3000 | 3000 | 3000 | 7121.34 | 10614.32 | 8.9262 | 2.3503 | 0.78342 | 0.13525 | 2.3472 | 0.78239
PJM_ROR_2_VACAR | PJM_ROR | VACAR | 2025 | B17 | 100 | 100 | 3000 | 3000 | 3000 | 3000 | 3852.98 | 8306.76 | 1.1277 | 2.3503 | 0.78342 | 0.068342 | 2.3472 | 0.78239
PJM_ROR_2_VACAR | PJM_ROR | VACAR | 2025 | B18 | 400 | 400 | 3000 | 1368.68 | 3000 | 3000 | 442.77 | 4154.17 | 0 | 2.3503 | 0.78342 | 0 | 2.3472 | 0.78239
PJM_ROR_2_VACAR | PJM_ROR | VACAR | 2025 | B19 | 700 | 0 | 3000 | 2623.02 | 3000 | 3000 | 0 | 3292.72 | 0 | 2.196 | 0.78342 | 0 | 2.3472 | 0.78239
PJM_ROR_2_VACAR | PJM_ROR | VACAR | 2025 | B20 | 935 | 0 | 3000 | 1146.89 | 2157.17 | 3000 | 0 | 6246.53 | 0 | 0 | 0.78342 | 0 | 2.3472 | 0.78239
PJM_ROR_2_VACAR | PJM_ROR | VACAR | 2030 | B1 | 10 | 10 | 3000 | 0 | 3000 | 3000 | 6004.75 | 5975.63 | 0 | 1.5194 | 0.51041 | 0 | 1.5237 | 0.5079
PJM_ROR_2_VACAR | PJM_ROR | VACAR | 2030 | B2 | 25 | 25 | 3000 | 2464.07 | 3000 | 3000 | 6951.63 | 4988.03 | 0 | 1.5194 | 0.51041 | 0 | 1.5237 | 0.5079
PJM_ROR_2_VACAR | PJM_ROR | VACAR | 2030 | B3 | 75 | 75 | 3000 | 3000 | 3000 | 3000 | 5142.59 | 10591.08 | 9.0093 | 1.5194 | 0.51041 | 0.66901 | 1.5237 | 0.5079
PJM_ROR_2_VACAR | PJM_ROR | VACAR | 2030 | B4 | 100 | 100 | 3000 | 2745.01 | 3000 | 3000 | 5465.69 | 6685.37 | 0 | 1.5194 | 0.51041 | 0 | 1.5237 | 0.5079
PJM_ROR_2_VACAR | PJM_ROR | VACAR | 2030 | B5 | 200 | 200 | 3000 | 0 | 3000 | 3000 | 300.22 | 271.1 | 0 | 1.5194 | 0.51041 | 0 | 1.5237 | 0.5079
PJM_ROR_2_VACAR | PJM_ROR | VACAR | 2030 | B6 | 300 | 0 | 3000 | 0 | 1168.22 | 1139.1 | 0 | 0 | 0 | 0 | 0 | 0 | 1.5237 | 0.5079
PJM_ROR_2_VACAR | PJM_ROR | VACAR | 2030 | B7 | 400 | 0 | 3000 | 1031.51 | 1509.67 | 3000 | 0 | 526.25 | 0 | 0 | 0.51041 | 0 | 1.5237 | 0.5079
PJM_ROR_2_VACAR | PJM_ROR | VACAR | 2030 | B8 | 500 | 0 | 3000 | 0 | 406.83 | 3000 | 0 | 47.73 | 0 | 0 | 0.51041 | 0 | 1.5237 | 0.5079
PJM_ROR_2_VACAR | PJM_ROR | VACAR | 2030 | B9 | 800 | 0 | 3000 | 0 | 0 | 62.34 | 0 | 0 | 0 | 0 | 0 | 0 | 1.5237 | 0.5079
PJM_ROR_2_VACAR | PJM_ROR | VACAR | 2030 | B10 | 1262 | 0 | 3000 | 0 | 3000 | 336.54 | 0 | 0 | 0 | 0.49854 | 0 | 0 | 1.5237 | 0.5079
PJM_ROR_2_VACAR | PJM_ROR | VACAR | 2030 | B11 | 25 | 0 | 3000 | 669.81 | 1815.18 | 3000 | 0 | 125.39 | 0 | 0 | 0.51041 | 0 | 1.5237 | 0.5079
PJM_ROR_2_VACAR | PJM_ROR | VACAR | 2030 | B12 | 200 | 0 | 3000 | 0 | 1499.07 | 3000 | 0 | 352.65 | 0 | 0 | 0.51041 | 0 | 1.5237 | 0.5079
PJM_ROR_2_VACAR | PJM_ROR | VACAR | 2030 | B13 | 600 | 0 | 3000 | 0 | 1211.77 | 1772.24 | 0 | 0 | 0 | 0 | 0 | 0 | 1.5237 | 0.5079
PJM_ROR_2_VACAR | PJM_ROR | VACAR | 2030 | B14 | 900 | 0 | 3000 | 0 | 2013.86 | 1770.57 | 0 | 0 | 0 | 0 | 0 | 0 | 1.5237 | 0.5079
PJM_ROR_2_VACAR | PJM_ROR | VACAR | 2030 | B15 | 1203 | 0 | 3000 | 1124.98 | 3000 | 3000 | 0 | 3350.31 | 0 | 0.96147 | 0.51041 | 0 | 1.5237 | 0.5079
PJM_ROR_2_VACAR | PJM_ROR | VACAR | 2030 | B16 | 25 | 25 | 3000 | 2232.63 | 3000 | 3000 | 7616.74 | 7307.05 | 0 | 1.5194 | 0.51041 | 0 | 1.5237 | 0.5079
PJM_ROR_2_VACAR | PJM_ROR | VACAR | 2030 | B17 | 100 | 100 | 3000 | 0 | 3000 | 3000 | 3338.98 | 3029.3 | 0 | 1.5194 | 0.51041 | 0 | 1.5237 | 0.5079
PJM_ROR_2_VACAR | PJM_ROR | VACAR | 2030 | B18 | 400 | 0 | 3000 | 0 | 2197.84 | 1888.16 | 0 | 0 | 0 | 0 | 0 | 0 | 1.5237 | 0.5079
PJM_ROR_2_VACAR | PJM_ROR | VACAR | 2030 | B19 | 700 | 0 | 3000 | 0 | 967.24 | 953.82 | 0 | 0 | 0 | 0 | 0 | 0 | 1.5237 | 0.5079
PJM_ROR_2_VACAR | PJM_ROR | VACAR | 2030 | B20 | 935 | 935 | 3000 | 3000 | 3000 | 3000 | 2227.1 | 983.64 | 1.4719 | 1.5194 | 0.51041 | 1.3626 | 1.5237 | 0.5079
PJM_ROR_2_VACAR | PJM_ROR | VACAR | 2035 | B1 | 10 | 10 | 3000 | 0 | 3000 | 3000 | 3016.36 | 4937.49 | 0 | 0.78342 | 0.26114 | 0 | 0 | 0
PJM_ROR_2_VACAR | PJM_ROR | VACAR | 2035 | B2 | 25 | 25 | 3000 | 472.99 | 3000 | 3000 | 5183.37 | 3952.61 | 0 | 0.78342 | 0.26114 | 0 | 0 | 0
PJM_ROR_2_VACAR | PJM_ROR | VACAR | 2035 | B3 | 75 | 75 | 3000 | 2552.06 | 3000 | 3000 | 7109.37 | 8744.9 | 0 | 0.78342 | 0.26114 | 0 | 0 | 0
PJM_ROR_2_VACAR | PJM_ROR | VACAR | 2035 | B4 | 100 | 100 | 3000 | 0 | 3000 | 3000 | 3582.74 | 4193.43 | 0 | 0.78342 | 0.26114 | 0 | 0 | 0
PJM_ROR_2_VACAR | PJM_ROR | VACAR | 2035 | B5 | 200 | 0 | 3000 | 0 | 0 | 1453.11 | 0 | 0 | 0 | 0 | 0 | 0 | 0 | 0
PJM_ROR_2_VACAR | PJM_ROR | VACAR | 2035 | B6 | 300 | 0 | 3000 | 0 | 0 | 0 | 0 | 0 | 0 | 0 | 0 | 0 | 0 | 0
PJM_ROR_2_VACAR | PJM_ROR | VACAR | 2035 | B7 | 400 | 0 | 3000 | 0 | 0 | 0 | 0 | 0 | 0 | 0 | 0 | 0 | 0 | 0
PJM_ROR_2_VACAR | PJM_ROR | VACAR | 2035 | B8 | 500 | 0 | 3000 | 0 | 0 | 0 | 0 | 0 | 0 | 0 | 0 | 0 | 0 | 0
PJM_ROR_2_VACAR | PJM_ROR | VACAR | 2035 | B9 | 800 | 0 | 3000 | 0 | 0 | 0 | 0 | 0 | 0 | 0 | 0 | 0 | 0 | 0
PJM_ROR_2_VACAR | PJM_ROR | VACAR | 2035 | B10 | 1262 | 0 | 3000 | 0 | 0 | 0 | 0 | 0 | 0 | 0 | 0 | 0 | 0 | 0
PJM_ROR_2_VACAR | PJM_ROR | VACAR | 2035 | B11 | 25 | 0 | 3000 | 0 | 0 | 890.31 | 0 | 0 | 0 | 0 | 0 | 0 | 0 | 0
PJM_ROR_2_VACAR | PJM_ROR | VACAR | 2035 | B12 | 200 | 0 | 3000 | 0 | 0 | 0 | 0 | 0 | 0 | 0 | 0 | 0 | 0 | 0
PJM_ROR_2_VACAR | PJM_ROR | VACAR | 2035 | B13 | 600 | 0 | 3000 | 0 | 0 | 0 | 0 | 0 | 0 | 0 | 0 | 0 | 0 | 0
PJM_ROR_2_VACAR | PJM_ROR | VACAR | 2035 | B14 | 900 | 0 | 3000 | 0 | 0 | 3000 | 0 | 1268.5 | 0 | 0 | 0.26114 | 0 | 0 | 0
PJM_ROR_2_VACAR | PJM_ROR | VACAR | 2035 | B15 | 1203 | 0 | 3000 | 1466.94 | 777.42 | 1802.94 | 0 | 0 | 0 | 0 | 0 | 0 | 0 | 0
PJM_ROR_2_VACAR | PJM_ROR | VACAR | 2035 | B16 | 25 | 25 | 3000 | 1000.09 | 3000 | 3000 | 1266.62 | 2996.83 | 0 | 0.78342 | 0.26114 | 0 | 0 | 0
PJM_ROR_2_VACAR | PJM_ROR | VACAR | 2035 | B17 | 100 | 0 | 3000 | 0 | 0 | 3000 | 0 | 0 | 0 | 0 | 0.15431 | 0 | 0 | 0
PJM_ROR_2_VACAR | PJM_ROR | VACAR | 2035 | B18 | 400 | 0 | 3000 | 0 | 0 | 3000 | 0 | 0 | 0 | 0 | 0.02374 | 0 | 0 | 0
PJM_ROR_2_VACAR | PJM_ROR | VACAR | 2035 | B19 | 700 | 0 | 3000 | 0 | 0 | 2917.44 | 0 | 0 | 0 | 0 | 0 | 0 | 0 | 0
PJM_ROR_2_VACAR | PJM_ROR | VACAR | 2035 | B20 | 935 | 0 | 3000 | 0 | 0 | 0 | 0 | 0 | 0 | 0 | 0 | 0 | 0 | 0
PJM_ROR_2_VACAR | PJM_ROR | VACAR | 2040 | B1 | 10 | 10 | 3000 | 0 | 3000 | 3000 | 8226.84 | 8229.1 | 0 | 2.7182 | 0.90212 | 0 | 11.4397 | 3.8132
PJM_ROR_2_VACAR | PJM_ROR | VACAR | 2040 | B2 | 25 | 25 | 3000 | 163.65 | 3000 | 3000 | 6449.4 | 7573.28 | 0 | 2.7182 | 0.90212 | 0 | 11.4397 | 3.8132
PJM_ROR_2_VACAR | PJM_ROR | VACAR | 2040 | B3 | 75 | 75 | 3000 | 3000 | 3000 | 3000 | 7474.61 | 14428.82 | 19.0039 | 2.7182 | 0.90212 | 14.2529 | 11.4397 | 3.8132
PJM_ROR_2_VACAR | PJM_ROR | VACAR | 2040 | B4 | 100 | 100 | 3000 | 2967.75 | 3000 | 3000 | 6892.88 | 7183.28 | 0 | 2.7182 | 0.90212 | 0 | 11.4397 | 3.8132
PJM_ROR_2_VACAR | PJM_ROR | VACAR | 2040 | B5 | 200 | 200 | 3000 | 1513.23 | 3000 | 3000 | 2194.59 | 1760.51 | 0 | 2.7182 | 0.90212 | 0 | 11.4397 | 3.8132
PJM_ROR_2_VACAR | PJM_ROR | VACAR | 2040 | B6 | 300 | 0 | 3000 | 0 | 3000 | 2639.77 | 0 | 0 | 0 | 1.9942 | 0 | 0 | 11.4397 | 3.8132
PJM_ROR_2_VACAR | PJM_ROR | VACAR | 2040 | B7 | 400 | 0 | 3000 | 780.6 | 1939.2 | 1941.42 | 0 | 0 | 0 | 0 | 0 | 0 | 11.4397 | 3.8132
PJM_ROR_2_VACAR | PJM_ROR | VACAR | 2040 | B8 | 500 | 0 | 3000 | 501.92 | 857.2 | 1272.53 | 0 | 0 | 0 | 0 | 0 | 0 | 11.4397 | 3.8132
PJM_ROR_2_VACAR | PJM_ROR | VACAR | 2040 | B9 | 800 | 0 | 3000 | 0 | 0 | 0 | 0 | 0 | 0 | 0 | 0 | 0 | 11.4397 | 3.8132
PJM_ROR_2_VACAR | PJM_ROR | VACAR | 2040 | B10 | 1262 | 0 | 3000 | 0 | 0 | 0 | 0 | 0 | 0 | 0 | 0 | 0 | 11.4397 | 3.8132
PJM_ROR_2_VACAR | PJM_ROR | VACAR | 2040 | B11 | 25 | 0 | 3000 | 2614.57 | 3000 | 1109.2 | 0 | 0 | 0 | 2.006 | 0 | 0 | 11.4397 | 3.8132
PJM_ROR_2_VACAR | PJM_ROR | VACAR | 2040 | B12 | 200 | 0 | 3000 | 0 | 0 | 0 | 0 | 0 | 0 | 0 | 0 | 0 | 11.4397 | 3.8132
PJM_ROR_2_VACAR | PJM_ROR | VACAR | 2040 | B13 | 600 | 0 | 3000 | 0 | 0 | 0 | 0 | 0 | 0 | 0 | 0 | 0 | 11.4397 | 3.8132
PJM_ROR_2_VACAR | PJM_ROR | VACAR | 2040 | B14 | 900 | 0 | 3000 | 0 | 0 | 0 | 0 | 0 | 0 | 0 | 0 | 0 | 11.4397 | 3.8132
PJM_ROR_2_VACAR | PJM_ROR | VACAR | 2040 | B15 | 1203 | 0 | 3000 | 0 | 0 | 0 | 0 | 0 | 0 | 0 | 0 | 0 | 11.4397 | 3.8132
PJM_ROR_2_VACAR | PJM_ROR | VACAR | 2040 | B16 | 25 | 25 | 3000 | 3000 | 3000 | 3000 | 3317.87 | 3522.63 | 4.0002 | 2.7182 | 0.90212 | 1 | 11.4397 | 3.8132
PJM_ROR_2_VACAR | PJM_ROR | VACAR | 2040 | B17 | 100 | 0 | 3000 | 447.79 | 2873.06 | 2680.49 | 0 | 0 | 0 | 0 | 0 | 0 | 11.4397 | 3.8132
PJM_ROR_2_VACAR | PJM_ROR | VACAR | 2040 | B18 | 400 | 0 | 3000 | 0 | 0 | 0 | 0 | 0 | 0 | 0 | 0 | 0 | 11.4397 | 3.8132
PJM_ROR_2_VACAR | PJM_ROR | VACAR | 2040 | B19 | 700 | 0 | 3000 | 0 | 0 | 0 | 0 | 0 | 0 | 0 | 0 | 0 | 11.4397 | 3.8132
PJM_ROR_2_VACAR | PJM_ROR | VACAR | 2040 | B20 | 935 | 0 | 3000 | 0 | 0 | 0 | 0 | 0 | 0 | 0 | 0 | 0 | 11.4397 | 3.8132
PJM_ROR_2_VACAR | PJM_ROR | VACAR | 2045 | B1 | 10 | 10 | 3000 | 0 | 3000 | 3000 | 2225.19 | 4193.11 | 0 | 3.5254 | 1.1751 | 0 | 0 | 0
PJM_ROR_2_VACAR | PJM_ROR | VACAR | 2045 | B2 | 25 | 25 | 3000 | 0 | 3000 | 3000 | 1246.27 | 3214.01 | 0 | 3.5254 | 1.1751 | 0 | 0 | 0
PJM_ROR_2_VACAR | PJM_ROR | VACAR | 2045 | B3 | 75 | 0 | 3000 | 2557.53 | 3000 | 3000 | 0 | 9276.89 | 0 | 2.5758 | 1.1751 | 0 | 0 | 0
PJM_ROR_2_VACAR | PJM_ROR | VACAR | 2045 | B4 | 100 | 100 | 3000 | 669.14 | 3000 | 3000 | 371.18 | 1741.83 | 0 | 3.5254 | 1.1751 | 0 | 0 | 0
PJM_ROR_2_VACAR | PJM_ROR | VACAR | 2045 | B5 | 200 | 200 | 3000 | 0 | 3000 | 3000 | 895.08 | 2079.17 | 0 | 3.5254 | 1.1751 | 0 | 0 | 0
PJM_ROR_2_VACAR | PJM_ROR | VACAR | 2045 | B6 | 300 | 0 | 3000 | 0 | 0 | 211.29 | 0 | 0 | 0 | 0 | 0 | 0 | 0 | 0
PJM_ROR_2_VACAR | PJM_ROR | VACAR | 2045 | B7 | 400 | 0 | 3000 | 0 | 0 | 0 | 0 | 0 | 0 | 0 | 0 | 0 | 0 | 0
PJM_ROR_2_VACAR | PJM_ROR | VACAR | 2045 | B8 | 500 | 0 | 3000 | 0 | 0 | 0 | 0 | 0 | 0 | 0 | 0 | 0 | 0 | 0
PJM_ROR_2_VACAR | PJM_ROR | VACAR | 2045 | B9 | 800 | 0 | 3000 | 0 | 0 | 0 | 0 | 0 | 0 | 0 | 0 | 0 | 0 | 0
PJM_ROR_2_VACAR | PJM_ROR | VACAR | 2045 | B10 | 1262 | 0 | 3000 | 0 | 0 | 0 | 0 | 0 | 0 | 0 | 0 | 0 | 0 | 0
PJM_ROR_2_VACAR | PJM_ROR | VACAR | 2045 | B11 | 25 | 0 | 3000 | 0 | 0 | 0 | 0 | 0 | 0 | 0 | 0 | 0 | 0 | 0
PJM_ROR_2_VACAR | PJM_ROR | VACAR | 2045 | B12 | 200 | 0 | 3000 | 0 | 0 | 0 | 0 | 0 | 0 | 0 | 0 | 0 | 0 | 0
PJM_ROR_2_VACAR | PJM_ROR | VACAR | 2045 | B13 | 600 | 0 | 3000 | 0 | 0 | 0 | 0 | 0 | 0 | 0 | 0 | 0 | 0 | 0
PJM_ROR_2_VACAR | PJM_ROR | VACAR | 2045 | B14 | 900 | 0 | 3000 | 0 | 1823.62 | 3000 | 0 | 0 | 0 | 0 | 0.56976 | 0 | 0 | 0
PJM_ROR_2_VACAR | PJM_ROR | VACAR | 2045 | B15 | 1203 | 0 | 3000 | 0 | 0 | 0 | 0 | 0 | 0 | 0 | 0 | 0 | 0 | 0
PJM_ROR_2_VACAR | PJM_ROR | VACAR | 2045 | B16 | 25 | 25 | 3000 | 1467.25 | 3000 | 3000 | 20.08 | 1725.17 | 0 | 3.5254 | 1.1751 | 0 | 0 | 0
PJM_ROR_2_VACAR | PJM_ROR | VACAR | 2045 | B17 | 100 | 0 | 3000 | 0 | 0 | 3000 | 0 | 0 | 0 | 0 | 0.03561 | 0 | 0 | 0
PJM_ROR_2_VACAR | PJM_ROR | VACAR | 2045 | B18 | 400 | 0 | 3000 | 0 | 0 | 0 | 0 | 0 | 0 | 0 | 0 | 0 | 0 | 0
PJM_ROR_2_VACAR | PJM_ROR | VACAR | 2045 | B19 | 700 | 0 | 3000 | 0 | 0 | 0 | 0 | 0 | 0 | 0 | 0 | 0 | 0 | 0
PJM_ROR_2_VACAR | PJM_ROR | VACAR | 2045 | B20 | 935 | 0 | 3000 | 0 | 0 | 0 | 0 | 0 | 0 | 0 | 0 | 0 | 0 | 0
PJM_ROR_2_VACAR | PJM_ROR | VACAR | 2050 | B1 | 10 | 10 | 3000 | 0 | 3000 | 3000 | 2468.39 | 1799.82 | 0 | 3.0031 | 0.99708 | 0 | 0 | 0
PJM_ROR_2_VACAR | PJM_ROR | VACAR | 2050 | B2 | 25 | 25 | 3000 | 0 | 3000 | 3000 | 3887.11 | 823.6 | 0 | 3.0031 | 0.99708 | 0 | 0 | 0
PJM_ROR_2_VACAR | PJM_ROR | VACAR | 2050 | B3 | 75 | 75 | 3000 | 1748.16 | 3000 | 3000 | 338.9 | 536.8 | 0 | 3.0031 | 0.99708 | 0 | 0 | 0
PJM_ROR_2_VACAR | PJM_ROR | VACAR | 2050 | B4 | 100 | 0 | 3000 | 139.56 | 3000 | 1802.08 | 0 | 0 | 0 | 2.9675 | 0 | 0 | 0 | 0
PJM_ROR_2_VACAR | PJM_ROR | VACAR | 2050 | B5 | 200 | 0 | 3000 | 0 | 0 | 0 | 0 | 0 | 0 | 0 | 0 | 0 | 0 | 0
PJM_ROR_2_VACAR | PJM_ROR | VACAR | 2050 | B6 | 300 | 0 | 3000 | 0 | 0 | 0 | 0 | 0 | 0 | 0 | 0 | 0 | 0 | 0
PJM_ROR_2_VACAR | PJM_ROR | VACAR | 2050 | B7 | 400 | 0 | 3000 | 0 | 0 | 0 | 0 | 0 | 0 | 0 | 0 | 0 | 0 | 0
PJM_ROR_2_VACAR | PJM_ROR | VACAR | 2050 | B8 | 500 | 0 | 3000 | 0 | 0 | 0 | 0 | 0 | 0 | 0 | 0 | 0 | 0 | 0
PJM_ROR_2_VACAR | PJM_ROR | VACAR | 2050 | B9 | 800 | 0 | 3000 | 0 | 0 | 0 | 0 | 0 | 0 | 0 | 0 | 0 | 0 | 0
PJM_ROR_2_VACAR | PJM_ROR | VACAR | 2050 | B10 | 1262 | 0 | 3000 | 0 | 0 | 0 | 0 | 0 | 0 | 0 | 0 | 0 | 0 | 0
PJM_ROR_2_VACAR | PJM_ROR | VACAR | 2050 | B11 | 25 | 0 | 3000 | 484.65 | 0 | 0 | 0 | 0 | 0 | 0 | 0 | 0 | 0 | 0
PJM_ROR_2_VACAR | PJM_ROR | VACAR | 2050 | B12 | 200 | 0 | 3000 | 0 | 1527.03 | 0 | 0 | 0 | 0 | 0 | 0 | 0 | 0 | 0
PJM_ROR_2_VACAR | PJM_ROR | VACAR | 2050 | B13 | 600 | 0 | 3000 | 0 | 0 | 0 | 0 | 0 | 0 | 0 | 0 | 0 | 0 | 0
PJM_ROR_2_VACAR | PJM_ROR | VACAR | 2050 | B14 | 900 | 0 | 3000 | 0 | 1717.07 | 1050.21 | 0 | 0 | 0 | 0 | 0 | 0 | 0 | 0
PJM_ROR_2_VACAR | PJM_ROR | VACAR | 2050 | B15 | 1203 | 0 | 3000 | 2600.36 | 0 | 0 | 0 | 0 | 0 | 0 | 0 | 0 | 0 | 0
PJM_ROR_2_VACAR | PJM_ROR | VACAR | 2050 | B16 | 25 | 25 | 3000 | 0 | 3000 | 3000 | 3326.54 | 328.94 | 0 | 3.0031 | 0.99708 | 0 | 0 | 0
PJM_ROR_2_VACAR | PJM_ROR | VACAR | 2050 | B17 | 100 | 100 | 3000 | 0 | 3000 | 3000 | 600.33 | 559.92 | 0 | 3.0031 | 0.99708 | 0 | 0 | 0
PJM_ROR_2_VACAR | PJM_ROR | VACAR | 2050 | B18 | 400 | 0 | 3000 | 0 | 0 | 0 | 0 | 0 | 0 | 0 | 0 | 0 | 0 | 0
PJM_ROR_2_VACAR | PJM_ROR | VACAR | 2050 | B19 | 700 | 0 | 3000 | 0 | 0 | 0 | 0 | 0 | 0 | 0 | 0 | 0 | 0 | 0
PJM_ROR_2_VACAR | PJM_ROR | VACAR | 2050 | B20 | 935 | 0 | 3000 | 256.17 | 0 | 158.75 | 0 | 0 | 0 | 0 | 0 | 0 | 0 | 0
SOCO_2_ENT | SOCO | ENT | 2015 | B1 | 10 | 0 | 2400 | 0 | 0 | 0 | 0 | 0 | 0 | 0 | 0 | 0 | 0 | 0
SOCO_2_ENT | SOCO | ENT | 2015 | B2 | 25 | 0 | 2400 | 0 | 0 | 0 | 0 | 0 | 0 | 0 | 0 | 0 | 0 | 0
SOCO_2_ENT | SOCO | ENT | 2015 | B3 | 75 | 0 | 2400 | 0 | 0 | 0 | 0 | 0 | 0 | 0 | 0 | 0 | 0 | 0
SOCO_2_ENT | SOCO | ENT | 2015 | B4 | 100 | 0 | 2400 | 0 | 0 | 0 | 0 | 0 | 0 | 0 | 0 | 0 | 0 | 0
SOCO_2_ENT | SOCO | ENT | 2015 | B5 | 200 | 0 | 2400 | 0 | 0 | 0 | 0 | 0 | 0 | 0 | 0 | 0 | 0 | 0
SOCO_2_ENT | SOCO | ENT | 2015 | B6 | 300 | 0 | 2400 | 0 | 0 | 0 | 0 | 0 | 0 | 0 | 0 | 0 | 0 | 0
SOCO_2_ENT | SOCO | ENT | 2015 | B7 | 400 | 0 | 2400 | 0 | 0 | 0 | 0 | 0 | 0 | 0 | 0 | 0 | 0 | 0
SOCO_2_ENT | SOCO | ENT | 2015 | B8 | 500 | 0 | 2400 | 0 | 0 | 0 | 0 | 0 | 0 | 0 | 0 | 0 | 0 | 0
SOCO_2_ENT | SOCO | ENT | 2015 | B9 | 800 | 0 | 2400 | 0 | 0 | 0 | 0 | 0 | 0 | 0 | 0 | 0 | 0 | 0
SOCO_2_ENT | SOCO | ENT | 2015 | B10 | 1262 | 0 | 2400 | 0 | 0 | 0 | 0 | 0 | 0 | 0 | 0 | 0 | 0 | 0
SOCO_2_ENT | SOCO | ENT | 2015 | B11 | 25 | 0 | 2400 | 0 | 0 | 0 | 0 | 0 | 0 | 0 | 0 | 0 | 0 | 0
SOCO_2_ENT | SOCO | ENT | 2015 | B12 | 200 | 0 | 2400 | 0 | 0 | 0 | 0 | 0 | 0 | 0 | 0 | 0 | 0 | 0
SOCO_2_ENT | SOCO | ENT | 2015 | B13 | 600 | 0 | 2400 | 0 | 0 | 0 | 0 | 0 | 0 | 0 | 0 | 0 | 0 | 0
SOCO_2_ENT | SOCO | ENT | 2015 | B14 | 900 | 0 | 2400 | 0 | 0 | 0 | 0 | 0 | 0 | 0 | 0 | 0 | 0 | 0
SOCO_2_ENT | SOCO | ENT | 2015 | B15 | 1203 | 0 | 2400 | 0 | 0 | 0 | 0 | 0 | 0 | 0 | 0 | 0 | 0 | 0
SOCO_2_ENT | SOCO | ENT | 2015 | B16 | 25 | 0 | 2400 | 0 | 0 | 0 | 0 | 0 | 0 | 0 | 0 | 0 | 0 | 0
SOCO_2_ENT | SOCO | ENT | 2015 | B17 | 100 | 0 | 2400 | 0 | 0 | 0 | 0 | 0 | 0 | 0 | 0 | 0 | 0 | 0
SOCO_2_ENT | SOCO | ENT | 2015 | B18 | 400 | 0 | 2400 | 0 | 0 | 0 | 0 | 0 | 0 | 0 | 0 | 0 | 0 | 0
SOCO_2_ENT | SOCO | ENT | 2015 | B19 | 700 | 0 | 2400 | 0 | 0 | 0 | 0 | 0 | 0 | 0 | 0 | 0 | 0 | 0
SOCO_2_ENT | SOCO | ENT | 2015 | B20 | 935 | 0 | 2400 | 0 | 0 | 0 | 0 | 0 | 0 | 0 | 0 | 0 | 0 | 0
SOCO_2_ENT | SOCO | ENT | 2020 | B1 | 10 | 0 | 2400 | 0 | 0 | 0 | 0 | 0 | 0 | 0 | 0 | 0 | 0 | 0
SOCO_2_ENT | SOCO | ENT | 2020 | B2 | 25 | 0 | 2400 | 0 | 0 | 0 | 0 | 0 | 0 | 0 | 0 | 0 | 0 | 0
SOCO_2_ENT | SOCO | ENT | 2020 | B3 | 75 | 0 | 2400 | 0 | 0 | 0 | 0 | 0 | 0 | 0 | 0 | 0 | 0 | 0
SOCO_2_ENT | SOCO | ENT | 2020 | B4 | 100 | 0 | 2400 | 0 | 0 | 0 | 0 | 0 | 0 | 0 | 0 | 0 | 0 | 0
SOCO_2_ENT | SOCO | ENT | 2020 | B5 | 200 | 0 | 2400 | 0 | 0 | 0 | 0 | 0 | 0 | 0 | 0 | 0 | 0 | 0
SOCO_2_ENT | SOCO | ENT | 2020 | B6 | 300 | 0 | 2400 | 0 | 0 | 0 | 0 | 0 | 0 | 0 | 0 | 0 | 0 | 0
SOCO_2_ENT | SOCO | ENT | 2020 | B7 | 400 | 0 | 2400 | 0 | 0 | 0 | 0 | 0 | 0 | 0 | 0 | 0 | 0 | 0
SOCO_2_ENT | SOCO | ENT | 2020 | B8 | 500 | 0 | 2400 | 0 | 0 | 0 | 0 | 0 | 0 | 0 | 0 | 0 | 0 | 0
SOCO_2_ENT | SOCO | ENT | 2020 | B9 | 800 | 0 | 2400 | 0 | 0 | 0 | 0 | 0 | 0 | 0 | 0 | 0 | 0 | 0
SOCO_2_ENT | SOCO | ENT | 2020 | B10 | 1262 | 0 | 2400 | 0 | 0 | 0 | 0 | 0 | 0 | 0 | 0 | 0 | 0 | 0
SOCO_2_ENT | SOCO | ENT | 2020 | B11 | 25 | 0 | 2400 | 0 | 0 | 0 | 0 | 0 | 0 | 0 | 0 | 0 | 0 | 0
SOCO_2_ENT | SOCO | ENT | 2020 | B12 | 200 | 0 | 2400 | 0 | 0 | 0 | 0 | 0 | 0 | 0 | 0 | 0 | 0 | 0
SOCO_2_ENT | SOCO | ENT | 2020 | B13 | 600 | 0 | 2400 | 0 | 0 | 0 | 0 | 0 | 0 | 0 | 0 | 0 | 0 | 0
SOCO_2_ENT | SOCO | ENT | 2020 | B14 | 900 | 0 | 2400 | 0 | 0 | 0 | 0 | 0 | 0 | 0 | 0 | 0 | 0 | 0
SOCO_2_ENT | SOCO | ENT | 2020 | B15 | 1203 | 0 | 2400 | 0 | 0 | 0 | 0 | 0 | 0 | 0 | 0 | 0 | 0 | 0
SOCO_2_ENT | SOCO | ENT | 2020 | B16 | 25 | 0 | 2400 | 0 | 0 | 0 | 0 | 0 | 0 | 0 | 0 | 0 | 0 | 0
SOCO_2_ENT | SOCO | ENT | 2020 | B17 | 100 | 0 | 2400 | 0 | 0 | 0 | 0 | 0 | 0 | 0 | 0 | 0 | 0 | 0
SOCO_2_ENT | SOCO | ENT | 2020 | B18 | 400 | 0 | 2400 | 0 | 0 | 0 | 0 | 0 | 0 | 0 | 0 | 0 | 0 | 0
SOCO_2_ENT | SOCO | ENT | 2020 | B19 | 700 | 0 | 2400 | 0 | 0 | 0 | 0 | 0 | 0 | 0 | 0 | 0 | 0 | 0
SOCO_2_ENT | SOCO | ENT | 2020 | B20 | 935 | 0 | 2400 | 0 | 0 | 0 | 0 | 0 | 0 | 0 | 0 | 0 | 0 | 0
SOCO_2_ENT | SOCO | ENT | 2025 | B1 | 10 | 0 | 2400 | 0 | 0 | 0 | 0 | 0 | 0 | 0 | 0 | 0 | 0 | 0
SOCO_2_ENT | SOCO | ENT | 2025 | B2 | 25 | 0 | 2400 | 0 | 0 | 0 | 0 | 0 | 0 | 0 | 0 | 0 | 0 | 0
SOCO_2_ENT | SOCO | ENT | 2025 | B3 | 75 | 0 | 2400 | 0 | 0 | 0 | 0 | 0 | 0 | 0 | 0 | 0 | 0 | 0
SOCO_2_ENT | SOCO | ENT | 2025 | B4 | 100 | 0 | 2400 | 0 | 0 | 0 | 0 | 0 | 0 | 0 | 0 | 0 | 0 | 0
SOCO_2_ENT | SOCO | ENT | 2025 | B5 | 200 | 0 | 2400 | 0 | 0 | 0 | 0 | 0 | 0 | 0 | 0 | 0 | 0 | 0
SOCO_2_ENT | SOCO | ENT | 2025 | B6 | 300 | 0 | 2400 | 0 | 0 | 0 | 0 | 0 | 0 | 0 | 0 | 0 | 0 | 0
SOCO_2_ENT | SOCO | ENT | 2025 | B7 | 400 | 0 | 2400 | 0 | 0 | 0 | 0 | 0 | 0 | 0 | 0 | 0 | 0 | 0
SOCO_2_ENT | SOCO | ENT | 2025 | B8 | 500 | 0 | 2400 | 0 | 0 | 0 | 0 | 0 | 0 | 0 | 0 | 0 | 0 | 0
SOCO_2_ENT | SOCO | ENT | 2025 | B9 | 800 | 0 | 2400 | 0 | 0 | 0 | 0 | 0 | 0 | 0 | 0 | 0 | 0 | 0
SOCO_2_ENT | SOCO | ENT | 2025 | B10 | 1262 | 0 | 2400 | 0 | 0 | 0 | 0 | 0 | 0 | 0 | 0 | 0 | 0 | 0
SOCO_2_ENT | SOCO | ENT | 2025 | B11 | 25 | 0 | 2400 | 0 | 0 | 0 | 0 | 0 | 0 | 0 | 0 | 0 | 0 | 0
SOCO_2_ENT | SOCO | ENT | 2025 | B12 | 200 | 0 | 2400 | 0 | 0 | 0 | 0 | 0 | 0 | 0 | 0 | 0 | 0 | 0
SOCO_2_ENT | SOCO | ENT | 2025 | B13 | 600 | 0 | 2400 | 0 | 0 | 0 | 0 | 0 | 0 | 0 | 0 | 0 | 0 | 0
SOCO_2_ENT | SOCO | ENT | 2025 | B14 | 900 | 0 | 2400 | 0 | 0 | 0 | 0 | 0 | 0 | 0 | 0 | 0 | 0 | 0
SOCO_2_ENT | SOCO | ENT | 2025 | B15 | 1203 | 0 | 2400 | 0 | 0 | 0 | 0 | 0 | 0 | 0 | 0 | 0 | 0 | 0
SOCO_2_ENT | SOCO | ENT | 2025 | B16 | 25 | 0 | 2400 | 0 | 0 | 0 | 0 | 0 | 0 | 0 | 0 | 0 | 0 | 0
SOCO_2_ENT | SOCO | ENT | 2025 | B17 | 100 | 0 | 2400 | 0 | 0 | 0 | 0 | 0 | 0 | 0 | 0 | 0 | 0 | 0
SOCO_2_ENT | SOCO | ENT | 2025 | B18 | 400 | 0 | 2400 | 0 | 0 | 0 | 0 | 0 | 0 | 0 | 0 | 0 | 0 | 0
SOCO_2_ENT | SOCO | ENT | 2025 | B19 | 700 | 0 | 2400 | 0 | 0 | 0 | 0 | 0 | 0 | 0 | 0 | 0 | 0 | 0
SOCO_2_ENT | SOCO | ENT | 2025 | B20 | 935 | 0 | 2400 | 0 | 0 | 0 | 0 | 0 | 0 | 0 | 0 | 0 | 0 | 0
SOCO_2_ENT | SOCO | ENT | 2030 | B1 | 10 | 0 | 2400 | 0 | 0 | 0 | 0 | 0 | 0 | 0 | 0 | 0 | 0 | 0
SOCO_2_ENT | SOCO | ENT | 2030 | B2 | 25 | 0 | 2400 | 0 | 0 | 0 | 0 | 0 | 0 | 0 | 0 | 0 | 0 | 0
SOCO_2_ENT | SOCO | ENT | 2030 | B3 | 75 | 0 | 2400 | 0 | 0 | 0 | 0 | 0 | 0 | 0 | 0 | 0 | 0 | 0
SOCO_2_ENT | SOCO | ENT | 2030 | B4 | 100 | 0 | 2400 | 403.1 | 0 | 0 | 0 | 0 | 0 | 0 | 0 | 0 | 0 | 0
SOCO_2_ENT | SOCO | ENT | 2030 | B5 | 200 | 0 | 2400 | 0 | 0 | 0 | 0 | 0 | 0 | 0 | 0 | 0 | 0 | 0
SOCO_2_ENT | SOCO | ENT | 2030 | B6 | 300 | 0 | 2400 | 0 | 0 | 0 | 0 | 0 | 0 | 0 | 0 | 0 | 0 | 0
SOCO_2_ENT | SOCO | ENT | 2030 | B7 | 400 | 0 | 2400 | 0 | 0 | 0 | 0 | 0 | 0 | 0 | 0 | 0 | 0 | 0
SOCO_2_ENT | SOCO | ENT | 2030 | B8 | 500 | 0 | 2400 | 0 | 0 | 0 | 0 | 0 | 0 | 0 | 0 | 0 | 0 | 0
SOCO_2_ENT | SOCO | ENT | 2030 | B9 | 800 | 0 | 2400 | 0 | 0 | 0 | 0 | 0 | 0 | 0 | 0 | 0 | 0 | 0
SOCO_2_ENT | SOCO | ENT | 2030 | B10 | 1262 | 0 | 2400 | 0 | 0 | 0 | 0 | 0 | 0 | 0 | 0 | 0 | 0 | 0
SOCO_2_ENT | SOCO | ENT | 2030 | B11 | 25 | 0 | 2400 | 0 | 0 | 0 | 0 | 0 | 0 | 0 | 0 | 0 | 0 | 0
SOCO_2_ENT | SOCO | ENT | 2030 | B12 | 200 | 0 | 2400 | 0 | 0 | 0 | 0 | 0 | 0 | 0 | 0 | 0 | 0 | 0
SOCO_2_ENT | SOCO | ENT | 2030 | B13 | 600 | 0 | 2400 | 0 | 0 | 0 | 0 | 0 | 0 | 0 | 0 | 0 | 0 | 0
SOCO_2_ENT | SOCO | ENT | 2030 | B14 | 900 | 0 | 2400 | 0 | 0 | 0 | 0 | 0 | 0 | 0 | 0 | 0 | 0 | 0
SOCO_2_ENT | SOCO | ENT | 2030 | B15 | 1203 | 0 | 2400 | 0 | 0 | 0 | 0 | 0 | 0 | 0 | 0 | 0 | 0 | 0
SOCO_2_ENT | SOCO | ENT | 2030 | B16 | 25 | 0 | 2400 | 0 | 0 | 0 | 0 | 0 | 0 | 0 | 0 | 0 | 0 | 0
SOCO_2_ENT | SOCO | ENT | 2030 | B17 | 100 | 0 | 2400 | 0 | 0 | 0 | 0 | 0 | 0 | 0 | 0 | 0 | 0 | 0
SOCO_2_ENT | SOCO | ENT | 2030 | B18 | 400 | 0 | 2400 | 0 | 0 | 0 | 0 | 0 | 0 | 0 | 0 | 0 | 0 | 0
SOCO_2_ENT | SOCO | ENT | 2030 | B19 | 700 | 0 | 2400 | 0 | 0 | 0 | 0 | 0 | 0 | 0 | 0 | 0 | 0 | 0
SOCO_2_ENT | SOCO | ENT | 2030 | B20 | 935 | 0 | 2400 | 0 | 0 | 0 | 0 | 0 | 0 | 0 | 0 | 0 | 0 | 0
SOCO_2_ENT | SOCO | ENT | 2035 | B1 | 10 | 0 | 2400 | 0 | 0 | 0 | 0 | 0 | 0 | 0 | 0 | 0 | 0 | 0
SOCO_2_ENT | SOCO | ENT | 2035 | B2 | 25 | 0 | 2400 | 0 | 0 | 0 | 0 | 0 | 0 | 0 | 0 | 0 | 0 | 0
SOCO_2_ENT | SOCO | ENT | 2035 | B3 | 75 | 0 | 2400 | 0 | 0 | 0 | 0 | 0 | 0 | 0 | 0 | 0 | 0 | 0
SOCO_2_ENT | SOCO | ENT | 2035 | B4 | 100 | 0 | 2400 | 0 | 0 | 0 | 0 | 0 | 0 | 0 | 0 | 0 | 0 | 0
SOCO_2_ENT | SOCO | ENT | 2035 | B5 | 200 | 0 | 2400 | 917.32 | 0 | 0 | 0 | 0 | 0 | 0 | 0 | 0 | 0 | 0
SOCO_2_ENT | SOCO | ENT | 2035 | B6 | 300 | 0 | 2400 | 0 | 0 | 0 | 0 | 0 | 0 | 0 | 0 | 0 | 0 | 0
SOCO_2_ENT | SOCO | ENT | 2035 | B7 | 400 | 0 | 2400 | 0 | 0 | 0 | 0 | 0 | 0 | 0 | 0 | 0 | 0 | 0
SOCO_2_ENT | SOCO | ENT | 2035 | B8 | 500 | 0 | 2400 | 0 | 0 | 0 | 0 | 0 | 0 | 0 | 0 | 0 | 0 | 0
SOCO_2_ENT | SOCO | ENT | 2035 | B9 | 800 | 0 | 2400 | 0 | 0 | 0 | 0 | 0 | 0 | 0 | 0 | 0 | 0 | 0
SOCO_2_ENT | SOCO | ENT | 2035 | B10 | 1262 | 0 | 2400 | 0 | 0 | 0 | 0 | 0 | 0 | 0 | 0 | 0 | 0 | 0
SOCO_2_ENT | SOCO | ENT | 2035 | B11 | 25 | 0 | 2400 | 0 | 0 | 0 | 0 | 0 | 0 | 0 | 0 | 0 | 0 | 0
SOCO_2_ENT | SOCO | ENT | 2035 | B12 | 200 | 0 | 2400 | 0 | 0 | 0 | 0 | 0 | 0 | 0 | 0 | 0 | 0 | 0
SOCO_2_ENT | SOCO | ENT | 2035 | B13 | 600 | 0 | 2400 | 0 | 0 | 0 | 0 | 0 | 0 | 0 | 0 | 0 | 0 | 0
SOCO_2_ENT | SOCO | ENT | 2035 | B14 | 900 | 0 | 2400 | 0 | 0 | 0 | 0 | 0 | 0 | 0 | 0 | 0 | 0 | 0
SOCO_2_ENT | SOCO | ENT | 2035 | B15 | 1203 | 0 | 2400 | 0 | 0 | 0 | 0 | 0 | 0 | 0 | 0 | 0 | 0 | 0
SOCO_2_ENT | SOCO | ENT | 2035 | B16 | 25 | 0 | 2400 | 0 | 0 | 0 | 0 | 0 | 0 | 0 | 0 | 0 | 0 | 0
SOCO_2_ENT | SOCO | ENT | 2035 | B17 | 100 | 0 | 2400 | 0 | 0 | 0 | 0 | 0 | 0 | 0 | 0 | 0 | 0 | 0
SOCO_2_ENT | SOCO | ENT | 2035 | B18 | 400 | 0 | 2400 | 0 | 0 | 0 | 0 | 0 | 0 | 0 | 0 | 0 | 0 | 0
SOCO_2_ENT | SOCO | ENT | 2035 | B19 | 700 | 0 | 2400 | 0 | 0 | 0 | 0 | 0 | 0 | 0 | 0 | 0 | 0 | 0
SOCO_2_ENT | SOCO | ENT | 2035 | B20 | 935 | 0 | 2400 | 0 | 0 | 0 | 0 | 0 | 0 | 0 | 0 | 0 | 0 | 0
SOCO_2_ENT | SOCO | ENT | 2040 | B1 | 10 | 0 | 2400 | 0 | 0 | 0 | 0 | 0 | 0 | 0 | 0 | 0 | 0 | 0
SOCO_2_ENT | SOCO | ENT | 2040 | B2 | 25 | 0 | 2400 | 0 | 0 | 0 | 0 | 0 | 0 | 0 | 0 | 0 | 0 | 0
SOCO_2_ENT | SOCO | ENT | 2040 | B3 | 75 | 0 | 2400 | 0 | 0 | 0 | 0 | 0 | 0 | 0 | 0 | 0 | 0 | 0
SOCO_2_ENT | SOCO | ENT | 2040 | B4 | 100 | 0 | 2400 | 0 | 0 | 0 | 0 | 0 | 0 | 0 | 0 | 0 | 0 | 0
SOCO_2_ENT | SOCO | ENT | 2040 | B5 | 200 | 0 | 2400 | 294.64 | 0 | 0 | 0 | 0 | 0 | 0 | 0 | 0 | 0 | 0
SOCO_2_ENT | SOCO | ENT | 2040 | B6 | 300 | 0 | 2400 | 0 | 0 | 0 | 0 | 0 | 0 | 0 | 0 | 0 | 0 | 0
SOCO_2_ENT | SOCO | ENT | 2040 | B7 | 400 | 0 | 2400 | 0 | 0 | 0 | 0 | 0 | 0 | 0 | 0 | 0 | 0 | 0
SOCO_2_ENT | SOCO | ENT | 2040 | B8 | 500 | 0 | 2400 | 0 | 0 | 0 | 0 | 0 | 0 | 0 | 0 | 0 | 0 | 0
SOCO_2_ENT | SOCO | ENT | 2040 | B9 | 800 | 0 | 2400 | 0 | 0 | 0 | 0 | 0 | 0 | 0 | 0 | 0 | 0 | 0
SOCO_2_ENT | SOCO | ENT | 2040 | B10 | 1262 | 1262 | 2400 | 362.65 | 2400 | 2400 | 3084.52 | 2883.12 | 0 | 0.01187 | 0.01187 | 0 | 0 | 0
SOCO_2_ENT | SOCO | ENT | 2040 | B11 | 25 | 0 | 2400 | 0 | 0 | 0 | 0 | 0 | 0 | 0 | 0 | 0 | 0 | 0
SOCO_2_ENT | SOCO | ENT | 2040 | B12 | 200 | 0 | 2400 | 0 | 0 | 0 | 0 | 0 | 0 | 0 | 0 | 0 | 0 | 0
SOCO_2_ENT | SOCO | ENT | 2040 | B13 | 600 | 0 | 2400 | 0 | 0 | 0 | 0 | 0 | 0 | 0 | 0 | 0 | 0 | 0
SOCO_2_ENT | SOCO | ENT | 2040 | B14 | 900 | 0 | 2400 | 0 | 0 | 0 | 0 | 0 | 0 | 0 | 0 | 0 | 0 | 0
SOCO_2_ENT | SOCO | ENT | 2040 | B15 | 1203 | 0 | 2400 | 0 | 0 | 0 | 0 | 0 | 0 | 0 | 0 | 0 | 0 | 0
SOCO_2_ENT | SOCO | ENT | 2040 | B16 | 25 | 0 | 2400 | 0 | 0 | 0 | 0 | 0 | 0 | 0 | 0 | 0 | 0 | 0
SOCO_2_ENT | SOCO | ENT | 2040 | B17 | 100 | 0 | 2400 | 0 | 0 | 0 | 0 | 0 | 0 | 0 | 0 | 0 | 0 | 0
SOCO_2_ENT | SOCO | ENT | 2040 | B18 | 400 | 0 | 2400 | 0 | 0 | 0 | 0 | 0 | 0 | 0 | 0 | 0 | 0 | 0
SOCO_2_ENT | SOCO | ENT | 2040 | B19 | 700 | 0 | 2400 | 0 | 0 | 0 | 0 | 0 | 0 | 0 | 0 | 0 | 0 | 0
SOCO_2_ENT | SOCO | ENT | 2040 | B20 | 935 | 0 | 2400 | 0 | 0 | 0 | 0 | 0 | 0 | 0 | 0 | 0 | 0 | 0
SOCO_2_ENT | SOCO | ENT | 2045 | B1 | 10 | 0 | 2400 | 0 | 0 | 0 | 0 | 0 | 0 | 0 | 0 | 0 | 0 | 0
SOCO_2_ENT | SOCO | ENT | 2045 | B2 | 25 | 0 | 2400 | 0 | 0 | 0 | 0 | 0 | 0 | 0 | 0 | 0 | 0 | 0
SOCO_2_ENT | SOCO | ENT | 2045 | B3 | 75 | 0 | 2400 | 0 | 0 | 0 | 0 | 0 | 0 | 0 | 0 | 0 | 0 | 0
SOCO_2_ENT | SOCO | ENT | 2045 | B4 | 100 | 0 | 2400 | 445.22 | 0 | 0 | 0 | 0 | 0 | 0 | 0 | 0 | 0 | 0
SOCO_2_ENT | SOCO | ENT | 2045 | B5 | 200 | 0 | 2400 | 343.52 | 0 | 0 | 0 | 0 | 0 | 0 | 0 | 0 | 0 | 0
SOCO_2_ENT | SOCO | ENT | 2045 | B6 | 300 | 0 | 2400 | 126.93 | 0 | 0 | 0 | 0 | 0 | 0 | 0 | 0 | 0 | 0
SOCO_2_ENT | SOCO | ENT | 2045 | B7 | 400 | 0 | 2400 | 1897.78 | 0 | 0 | 0 | 0 | 0 | 0 | 0 | 0 | 0 | 0
SOCO_2_ENT | SOCO | ENT | 2045 | B8 | 500 | 0 | 2400 | 0 | 0 | 0 | 0 | 0 | 0 | 0 | 0 | 0 | 0 | 0
SOCO_2_ENT | SOCO | ENT | 2045 | B9 | 800 | 0 | 2400 | 0 | 0 | 0 | 0 | 0 | 0 | 0 | 0 | 0 | 0 | 0
SOCO_2_ENT | SOCO | ENT | 2045 | B10 | 1262 | 0 | 2400 | 247.8 | 2147.38 | 1527.39 | 0 | 0 | 0 | 0 | 0 | 0 | 0 | 0
SOCO_2_ENT | SOCO | ENT | 2045 | B11 | 25 | 0 | 2400 | 0 | 0 | 0 | 0 | 0 | 0 | 0 | 0 | 0 | 0 | 0
SOCO_2_ENT | SOCO | ENT | 2045 | B12 | 200 | 0 | 2400 | 0 | 0 | 0 | 0 | 0 | 0 | 0 | 0 | 0 | 0 | 0
SOCO_2_ENT | SOCO | ENT | 2045 | B13 | 600 | 0 | 2400 | 0 | 0 | 0 | 0 | 0 | 0 | 0 | 0 | 0 | 0 | 0
SOCO_2_ENT | SOCO | ENT | 2045 | B14 | 900 | 0 | 2400 | 0 | 0 | 0 | 0 | 0 | 0 | 0 | 0 | 0 | 0 | 0
SOCO_2_ENT | SOCO | ENT | 2045 | B15 | 1203 | 0 | 2400 | 0 | 0 | 0 | 0 | 0 | 0 | 0 | 0 | 0 | 0 | 0
SOCO_2_ENT | SOCO | ENT | 2045 | B16 | 25 | 0 | 2400 | 0 | 0 | 0 | 0 | 0 | 0 | 0 | 0 | 0 | 0 | 0
SOCO_2_ENT | SOCO | ENT | 2045 | B17 | 100 | 0 | 2400 | 0 | 0 | 0 | 0 | 0 | 0 | 0 | 0 | 0 | 0 | 0
SOCO_2_ENT | SOCO | ENT | 2045 | B18 | 400 | 0 | 2400 | 0 | 0 | 0 | 0 | 0 | 0 | 0 | 0 | 0 | 0 | 0
SOCO_2_ENT | SOCO | ENT | 2045 | B19 | 700 | 0 | 2400 | 0 | 0 | 0 | 0 | 0 | 0 | 0 | 0 | 0 | 0 | 0
SOCO_2_ENT | SOCO | ENT | 2045 | B20 | 935 | 0 | 2400 | 0 | 0 | 0 | 0 | 0 | 0 | 0 | 0 | 0 | 0 | 0
SOCO_2_ENT | SOCO | ENT | 2050 | B1 | 10 | 0 | 2400 | 0 | 0 | 0 | 0 | 0 | 0 | 0 | 0 | 0 | 0 | 0
SOCO_2_ENT | SOCO | ENT | 2050 | B2 | 25 | 0 | 2400 | 0 | 0 | 0 | 0 | 0 | 0 | 0 | 0 | 0 | 0 | 0
SOCO_2_ENT | SOCO | ENT | 2050 | B3 | 75 | 0 | 2400 | 0 | 0 | 0 | 0 | 0 | 0 | 0 | 0 | 0 | 0 | 0
SOCO_2_ENT | SOCO | ENT | 2050 | B4 | 100 | 0 | 2400 | 0 | 0 | 0 | 0 | 0 | 0 | 0 | 0 | 0 | 0 | 0
SOCO_2_ENT | SOCO | ENT | 2050 | B5 | 200 | 0 | 2400 | 1212.17 | 0 | 0 | 0 | 0 | 0 | 0 | 0 | 0 | 0 | 0
SOCO_2_ENT | SOCO | ENT | 2050 | B6 | 300 | 0 | 2400 | 206.05 | 0 | 247.1 | 0 | 0 | 0 | 0 | 0 | 0 | 0 | 0
SOCO_2_ENT | SOCO | ENT | 2050 | B7 | 400 | 0 | 2400 | 0 | 0 | 0 | 0 | 0 | 0 | 0 | 0 | 0 | 0 | 0
SOCO_2_ENT | SOCO | ENT | 2050 | B8 | 500 | 0 | 2400 | 0 | 0 | 0 | 0 | 0 | 0 | 0 | 0 | 0 | 0 | 0
SOCO_2_ENT | SOCO | ENT | 2050 | B9 | 800 | 0 | 2400 | 0 | 0 | 0 | 0 | 0 | 0 | 0 | 0 | 0 | 0 | 0
SOCO_2_ENT | SOCO | ENT | 2050 | B10 | 1262 | 0 | 2400 | 0 | 741.29 | 0 | 0 | 0 | 0 | 0 | 0 | 0 | 0 | 0
SOCO_2_ENT | SOCO | ENT | 2050 | B11 | 25 | 0 | 2400 | 0 | 0 | 0 | 0 | 0 | 0 | 0 | 0 | 0 | 0 | 0
SOCO_2_ENT | SOCO | ENT | 2050 | B12 | 200 | 0 | 2400 | 0 | 0 | 0 | 0 | 0 | 0 | 0 | 0 | 0 | 0 | 0
SOCO_2_ENT | SOCO | ENT | 2050 | B13 | 600 | 0 | 2400 | 0 | 0 | 0 | 0 | 0 | 0 | 0 | 0 | 0 | 0 | 0
SOCO_2_ENT | SOCO | ENT | 2050 | B14 | 900 | 0 | 2400 | 0 | 0 | 0 | 0 | 0 | 0 | 0 | 0 | 0 | 0 | 0
SOCO_2_ENT | SOCO | ENT | 2050 | B15 | 1203 | 0 | 2400 | 0 | 0 | 0 | 0 | 0 | 0 | 0 | 0 | 0 | 0 | 0
SOCO_2_ENT | SOCO | ENT | 2050 | B16 | 25 | 0 | 2400 | 0 | 0 | 0 | 0 | 0 | 0 | 0 | 0 | 0 | 0 | 0
SOCO_2_ENT | SOCO | ENT | 2050 | B17 | 100 | 0 | 2400 | 0 | 0 | 0 | 0 | 0 | 0 | 0 | 0 | 0 | 0 | 0
SOCO_2_ENT | SOCO | ENT | 2050 | B18 | 400 | 0 | 2400 | 0 | 0 | 0 | 0 | 0 | 0 | 0 | 0 | 0 | 0 | 0
SOCO_2_ENT | SOCO | ENT | 2050 | B19 | 700 | 0 | 2400 | 0 | 0 | 0 | 0 | 0 | 0 | 0 | 0 | 0 | 0 | 0
SOCO_2_ENT | SOCO | ENT | 2050 | B20 | 935 | 0 | 2400 | 0 | 0 | 0 | 0 | 0 | 0 | 0 | 0 | 0 | 0 | 0
SOCO_2_FRCC | SOCO | FRCC | 2015 | B1 | 10 | 0 | 3700 | 0 | 0 | 0 | 0 | 0 | 0 | 0 | 0 | 0 | 0 | 0
SOCO_2_FRCC | SOCO | FRCC | 2015 | B2 | 25 | 0 | 3700 | 0 | 0 | 0 | 0 | 0 | 0 | 0 | 0 | 0 | 0 | 0
SOCO_2_FRCC | SOCO | FRCC | 2015 | B3 | 75 | 0 | 3700 | 0 | 0 | 0 | 0 | 0 | 0 | 0 | 0 | 0 | 0 | 0
SOCO_2_FRCC | SOCO | FRCC | 2015 | B4 | 100 | 0 | 3700 | 0 | 0 | 0 | 0 | 0 | 0 | 0 | 0 | 0 | 0 | 0
SOCO_2_FRCC | SOCO | FRCC | 2015 | B5 | 200 | 0 | 3700 | 2511.33 | 2817.67 | 2817.67 | 0 | 0 | 0 | 0 | 0 | 0 | 0 | 0
SOCO_2_FRCC | SOCO | FRCC | 2015 | B6 | 300 | 0 | 3700 | 653.18 | 959.53 | 959.53 | 0 | 0 | 0 | 0 | 0 | 0 | 0 | 0
SOCO_2_FRCC | SOCO | FRCC | 2015 | B7 | 400 | 0 | 3700 | 0 | 0 | 0 | 0 | 0 | 0 | 0 | 0 | 0 | 0 | 0
SOCO_2_FRCC | SOCO | FRCC | 2015 | B8 | 500 | 0 | 3700 | 0 | 0 | 0 | 0 | 0 | 0 | 0 | 0 | 0 | 0 | 0
SOCO_2_FRCC | SOCO | FRCC | 2015 | B9 | 800 | 0 | 3700 | 0 | 0 | 0 | 0 | 0 | 0 | 0 | 0 | 0 | 0 | 0
SOCO_2_FRCC | SOCO | FRCC | 2015 | B10 | 1262 | 0 | 3700 | 0 | 0 | 0 | 0 | 0 | 0 | 0 | 0 | 0 | 0 | 0
SOCO_2_FRCC | SOCO | FRCC | 2015 | B11 | 25 | 25 | 3700 | 3609.81 | 3700 | 3700 | 155.85 | 155.85 | 0 | 0.01187 | 0.01187 | 0 | 0 | 0
SOCO_2_FRCC | SOCO | FRCC | 2015 | B12 | 200 | 0 | 3700 | 0 | 0 | 0 | 0 | 0 | 0 | 0 | 0 | 0 | 0 | 0
SOCO_2_FRCC | SOCO | FRCC | 2015 | B13 | 600 | 0 | 3700 | 0 | 0 | 0 | 0 | 0 | 0 | 0 | 0 | 0 | 0 | 0
SOCO_2_FRCC | SOCO | FRCC | 2015 | B14 | 900 | 0 | 3700 | 0 | 0 | 0 | 0 | 0 | 0 | 0 | 0 | 0 | 0 | 0
SOCO_2_FRCC | SOCO | FRCC | 2015 | B15 | 1203 | 0 | 3700 | 0 | 0 | 0 | 0 | 0 | 0 | 0 | 0 | 0 | 0 | 0
SOCO_2_FRCC | SOCO | FRCC | 2015 | B16 | 25 | 0 | 3700 | 0 | 298.38 | 298.38 | 0 | 0 | 0 | 0 | 0 | 0 | 0 | 0
SOCO_2_FRCC | SOCO | FRCC | 2015 | B17 | 100 | 0 | 3700 | 0 | 0 | 0 | 0 | 0 | 0 | 0 | 0 | 0 | 0 | 0
SOCO_2_FRCC | SOCO | FRCC | 2015 | B18 | 400 | 0 | 3700 | 0 | 0 | 0 | 0 | 0 | 0 | 0 | 0 | 0 | 0 | 0
SOCO_2_FRCC | SOCO | FRCC | 2015 | B19 | 700 | 0 | 3700 | 0 | 0 | 0 | 0 | 0 | 0 | 0 | 0 | 0 | 0 | 0
SOCO_2_FRCC | SOCO | FRCC | 2015 | B20 | 935 | 0 | 3700 | 0 | 0 | 0 | 0 | 0 | 0 | 0 | 0 | 0 | 0 | 0
SOCO_2_FRCC | SOCO | FRCC | 2020 | B1 | 10 | 0 | 3700 | 1786.9 | 2784.97 | 2784.98 | 0 | 0 | 0 | 0 | 0 | 0 | 0 | 0
SOCO_2_FRCC | SOCO | FRCC | 2020 | B2 | 25 | 0 | 3700 | 0 | 157.69 | 157.69 | 0 | 0 | 0 | 0 | 0 | 0 | 0 | 0
SOCO_2_FRCC | SOCO | FRCC | 2020 | B3 | 75 | 0 | 3700 | 0 | 0 | 0 | 0 | 0 | 0 | 0 | 0 | 0 | 0 | 0
SOCO_2_FRCC | SOCO | FRCC | 2020 | B4 | 100 | 0 | 3700 | 0 | 0 | 0 | 0 | 0 | 0 | 0 | 0 | 0 | 0 | 0
SOCO_2_FRCC | SOCO | FRCC | 2020 | B5 | 200 | 0 | 3700 | 0 | 0 | 0 | 0 | 0 | 0 | 0 | 0 | 0 | 0 | 0
SOCO_2_FRCC | SOCO | FRCC | 2020 | B6 | 300 | 0 | 3700 | 145.67 | 1465.04 | 3590.44 | 0 | 0 | 0 | 0 | 0 | 0 | 0 | 0
SOCO_2_FRCC | SOCO | FRCC | 2020 | B7 | 400 | 0 | 3700 | 1384.75 | 1691.1 | 1691.1 | 0 | 0 | 0 | 0 | 0 | 0 | 0 | 0
SOCO_2_FRCC | SOCO | FRCC | 2020 | B8 | 500 | 0 | 3700 | 0 | 0 | 0 | 0 | 0 | 0 | 0 | 0 | 0 | 0 | 0
SOCO_2_FRCC | SOCO | FRCC | 2020 | B9 | 800 | 0 | 3700 | 0 | 0 | 0 | 0 | 0 | 0 | 0 | 0 | 0 | 0 | 0
SOCO_2_FRCC | SOCO | FRCC | 2020 | B10 | 1262 | 0 | 3700 | 0 | 0 | 0 | 0 | 0 | 0 | 0 | 0 | 0 | 0 | 0
SOCO_2_FRCC | SOCO | FRCC | 2020 | B11 | 25 | 25 | 3700 | 0 | 3700 | 3700 | 1777.66 | 1777.66 | 0 | 0.01187 | 0.01187 | 0 | 0 | 0
SOCO_2_FRCC | SOCO | FRCC | 2020 | B12 | 200 | 0 | 3700 | 0 | 0 | 0 | 0 | 0 | 0 | 0 | 0 | 0 | 0 | 0
SOCO_2_FRCC | SOCO | FRCC | 2020 | B13 | 600 | 0 | 3700 | 0 | 0 | 0 | 0 | 0 | 0 | 0 | 0 | 0 | 0 | 0
SOCO_2_FRCC | SOCO | FRCC | 2020 | B14 | 900 | 0 | 3700 | 0 | 0 | 0 | 0 | 0 | 0 | 0 | 0 | 0 | 0 | 0
SOCO_2_FRCC | SOCO | FRCC | 2020 | B15 | 1203 | 0 | 3700 | 0 | 0 | 0 | 0 | 0 | 0 | 0 | 0 | 0 | 0 | 0
SOCO_2_FRCC | SOCO | FRCC | 2020 | B16 | 25 | 0 | 3700 | 0 | 3174.47 | 3174.47 | 0 | 0 | 0 | 0 | 0 | 0 | 0 | 0
SOCO_2_FRCC | SOCO | FRCC | 2020 | B17 | 100 | 0 | 3700 | 0 | 0 | 0 | 0 | 0 | 0 | 0 | 0 | 0 | 0 | 0
SOCO_2_FRCC | SOCO | FRCC | 2020 | B18 | 400 | 0 | 3700 | 0 | 0 | 0 | 0 | 0 | 0 | 0 | 0 | 0 | 0 | 0
SOCO_2_FRCC | SOCO | FRCC | 2020 | B19 | 700 | 0 | 3700 | 0 | 0 | 0 | 0 | 0 | 0 | 0 | 0 | 0 | 0 | 0
SOCO_2_FRCC | SOCO | FRCC | 2020 | B20 | 935 | 0 | 3700 | 0 | 0 | 0 | 0 | 0 | 0 | 0 | 0 | 0 | 0 | 0
SOCO_2_FRCC | SOCO | FRCC | 2025 | B1 | 10 | 10 | 3700 | 0 | 3700 | 3700 | 4323.22 | 4382.87 | 0 | 0.01187 | 0.01187 | 0 | 0 | 0
SOCO_2_FRCC | SOCO | FRCC | 2025 | B2 | 25 | 25 | 3700 | 0 | 3700 | 3700 | 1665.89 | 1725.54 | 0 | 0.01187 | 0.01187 | 0 | 0 | 0
SOCO_2_FRCC | SOCO | FRCC | 2025 | B3 | 75 | 75 | 3700 | 0 | 3700 | 3700 | 220.51 | 280.16 | 0 | 0.01187 | 0.01187 | 0 | 0 | 0
SOCO_2_FRCC | SOCO | FRCC | 2025 | B4 | 100 | 0 | 3700 | 0 | 3301.87 | 3361.53 | 0 | 0 | 0 | 0 | 0 | 0 | 0 | 0
SOCO_2_FRCC | SOCO | FRCC | 2025 | B5 | 200 | 0 | 3700 | 0 | 2097.57 | 2157.22 | 0 | 0 | 0 | 0 | 0 | 0 | 0 | 0
SOCO_2_FRCC | SOCO | FRCC | 2025 | B6 | 300 | 0 | 3700 | 0 | 0 | 3332.18 | 0 | 0 | 0 | 0 | 0 | 0 | 0 | 0
SOCO_2_FRCC | SOCO | FRCC | 2025 | B7 | 400 | 0 | 3700 | 0 | 776.76 | 1411.13 | 0 | 0 | 0 | 0 | 0 | 0 | 0 | 0
SOCO_2_FRCC | SOCO | FRCC | 2025 | B8 | 500 | 0 | 3700 | 0 | 0 | 0 | 0 | 0 | 0 | 0 | 0 | 0 | 0 | 0
SOCO_2_FRCC | SOCO | FRCC | 2025 | B9 | 800 | 0 | 3700 | 0 | 0 | 0 | 0 | 0 | 0 | 0 | 0 | 0 | 0 | 0
SOCO_2_FRCC | SOCO | FRCC | 2025 | B10 | 1262 | 0 | 3700 | 0 | 0 | 0 | 0 | 0 | 0 | 0 | 0 | 0 | 0 | 0
SOCO_2_FRCC | SOCO | FRCC | 2025 | B11 | 25 | 25 | 3700 | 3365.94 | 3700 | 3700 | 1202.24 | 1483.63 | 0 | 0.01187 | 0.01187 | 0 | 0 | 0
SOCO_2_FRCC | SOCO | FRCC | 2025 | B12 | 200 | 0 | 3700 | 0 | 0 | 480.59 | 0 | 0 | 0 | 0 | 0 | 0 | 0 | 0
SOCO_2_FRCC | SOCO | FRCC | 2025 | B13 | 600 | 0 | 3700 | 0 | 0 | 0 | 0 | 0 | 0 | 0 | 0 | 0 | 0 | 0
SOCO_2_FRCC | SOCO | FRCC | 2025 | B14 | 900 | 0 | 3700 | 0 | 0 | 0 | 0 | 0 | 0 | 0 | 0 | 0 | 0 | 0
SOCO_2_FRCC | SOCO | FRCC | 2025 | B15 | 1203 | 0 | 3700 | 0 | 0 | 3700 | 0 | 3980.01 | 0 | 0 | 0.01187 | 0 | 0 | 0
SOCO_2_FRCC | SOCO | FRCC | 2025 | B16 | 25 | 0 | 3700 | 0 | 2126.76 | 3031.15 | 0 | 0 | 0 | 0 | 0 | 0 | 0 | 0
SOCO_2_FRCC | SOCO | FRCC | 2025 | B17 | 100 | 0 | 3700 | 0 | 0 | 294.84 | 0 | 0 | 0 | 0 | 0 | 0 | 0 | 0
SOCO_2_FRCC | SOCO | FRCC | 2025 | B18 | 400 | 0 | 3700 | 0 | 0 | 0 | 0 | 0 | 0 | 0 | 0 | 0 | 0 | 0
SOCO_2_FRCC | SOCO | FRCC | 2025 | B19 | 700 | 0 | 3700 | 0 | 0 | 0 | 0 | 0 | 0 | 0 | 0 | 0 | 0 | 0
SOCO_2_FRCC | SOCO | FRCC | 2025 | B20 | 935 | 0 | 3700 | 0 | 0 | 3700 | 0 | 1748.71 | 0 | 0 | 0.01187 | 0 | 0 | 0
SOCO_2_FRCC | SOCO | FRCC | 2030 | B1 | 10 | 10 | 3700 | 0 | 3700 | 3700 | 2098.97 | 2151.27 | 0 | 0.01187 | 0.01187 | 0 | 0 | 0
SOCO_2_FRCC | SOCO | FRCC | 2030 | B2 | 25 | 0 | 3700 | 0 | 3111.26 | 3111.26 | 0 | 0 | 0 | 0 | 0 | 0 | 0 | 0
SOCO_2_FRCC | SOCO | FRCC | 2030 | B3 | 75 | 0 | 3700 | 0 | 1649.24 | 1642.27 | 0 | 0 | 0 | 0 | 0 | 0 | 0 | 0
SOCO_2_FRCC | SOCO | FRCC | 2030 | B4 | 100 | 0 | 3700 | 0 | 1023.05 | 1023.05 | 0 | 0 | 0 | 0 | 0 | 0 | 0 | 0
SOCO_2_FRCC | SOCO | FRCC | 2030 | B5 | 200 | 0 | 3700 | 0 | 0 | 0 | 0 | 0 | 0 | 0 | 0 | 0 | 0 | 0
SOCO_2_FRCC | SOCO | FRCC | 2030 | B6 | 300 | 0 | 3700 | 0 | 0 | 0 | 0 | 0 | 0 | 0 | 0 | 0 | 0 | 0
SOCO_2_FRCC | SOCO | FRCC | 2030 | B7 | 400 | 0 | 3700 | 0 | 0 | 0 | 0 | 0 | 0 | 0 | 0 | 0 | 0 | 0
SOCO_2_FRCC | SOCO | FRCC | 2030 | B8 | 500 | 0 | 3700 | 0 | 0 | 0 | 0 | 0 | 0 | 0 | 0 | 0 | 0 | 0
SOCO_2_FRCC | SOCO | FRCC | 2030 | B9 | 800 | 0 | 3700 | 0 | 0 | 0 | 0 | 0 | 0 | 0 | 0 | 0 | 0 | 0
SOCO_2_FRCC | SOCO | FRCC | 2030 | B10 | 1262 | 0 | 3700 | 0 | 0 | 0 | 0 | 0 | 0 | 0 | 0 | 0 | 0 | 0
SOCO_2_FRCC | SOCO | FRCC | 2030 | B11 | 25 | 0 | 3700 | 0 | 2550.37 | 1931.44 | 0 | 0 | 0 | 0 | 0 | 0 | 0 | 0
SOCO_2_FRCC | SOCO | FRCC | 2030 | B12 | 200 | 0 | 3700 | 0 | 0 | 0 | 0 | 0 | 0 | 0 | 0 | 0 | 0 | 0
SOCO_2_FRCC | SOCO | FRCC | 2030 | B13 | 600 | 0 | 3700 | 0 | 0 | 0 | 0 | 0 | 0 | 0 | 0 | 0 | 0 | 0
SOCO_2_FRCC | SOCO | FRCC | 2030 | B14 | 900 | 0 | 3700 | 0 | 0 | 0 | 0 | 0 | 0 | 0 | 0 | 0 | 0 | 0
SOCO_2_FRCC | SOCO | FRCC | 2030 | B15 | 1203 | 0 | 3700 | 0 | 0 | 0 | 0 | 0 | 0 | 0 | 0 | 0 | 0 | 0
SOCO_2_FRCC | SOCO | FRCC | 2030 | B16 | 25 | 0 | 3700 | 0 | 327.07 | 1166.06 | 0 | 0 | 0 | 0 | 0 | 0 | 0 | 0
SOCO_2_FRCC | SOCO | FRCC | 2030 | B17 | 100 | 0 | 3700 | 0 | 0 | 0 | 0 | 0 | 0 | 0 | 0 | 0 | 0 | 0
SOCO_2_FRCC | SOCO | FRCC | 2030 | B18 | 400 | 0 | 3700 | 0 | 0 | 0 | 0 | 0 | 0 | 0 | 0 | 0 | 0 | 0
SOCO_2_FRCC | SOCO | FRCC | 2030 | B19 | 700 | 0 | 3700 | 0 | 0 | 0 | 0 | 0 | 0 | 0 | 0 | 0 | 0 | 0
SOCO_2_FRCC | SOCO | FRCC | 2030 | B20 | 935 | 0 | 3700 | 0 | 0 | 0 | 0 | 0 | 0 | 0 | 0 | 0 | 0 | 0
SOCO_2_FRCC | SOCO | FRCC | 2035 | B1 | 10 | 10 | 3700 | 0 | 3700 | 3700 | 4561.21 | 4561.21 | 0 | 0.01187 | 0.01187 | 0 | 0 | 0
SOCO_2_FRCC | SOCO | FRCC | 2035 | B2 | 25 | 25 | 3700 | 2011.6 | 3700 | 3700 | 1790.48 | 1790.48 | 0 | 0.01187 | 0.01187 | 0 | 0 | 0
SOCO_2_FRCC | SOCO | FRCC | 2035 | B3 | 75 | 75 | 3700 | 1865.83 | 3700 | 3700 | 304.66 | 304.66 | 0 | 0.01187 | 0.01187 | 0 | 0 | 0
SOCO_2_FRCC | SOCO | FRCC | 2035 | B4 | 100 | 0 | 3700 | 1232 | 3377.8 | 3377.8 | 0 | 0 | 0 | 0 | 0 | 0 | 0 | 0
SOCO_2_FRCC | SOCO | FRCC | 2035 | B5 | 200 | 0 | 3700 | 0 | 2145.8 | 2145.8 | 0 | 0 | 0 | 0 | 0 | 0 | 0 | 0
SOCO_2_FRCC | SOCO | FRCC | 2035 | B6 | 300 | 0 | 3700 | 0 | 0 | 0 | 0 | 0 | 0 | 0 | 0 | 0 | 0 | 0
SOCO_2_FRCC | SOCO | FRCC | 2035 | B7 | 400 | 0 | 3700 | 92.65 | 0 | 0 | 0 | 0 | 0 | 0 | 0 | 0 | 0 | 0
SOCO_2_FRCC | SOCO | FRCC | 2035 | B8 | 500 | 0 | 3700 | 989.75 | 1296.09 | 1296.09 | 0 | 0 | 0 | 0 | 0 | 0 | 0 | 0
SOCO_2_FRCC | SOCO | FRCC | 2035 | B9 | 800 | 0 | 3700 | 0 | 0 | 0 | 0 | 0 | 0 | 0 | 0 | 0 | 0 | 0
SOCO_2_FRCC | SOCO | FRCC | 2035 | B10 | 1262 | 0 | 3700 | 0 | 0 | 0 | 0 | 0 | 0 | 0 | 0 | 0 | 0 | 0
SOCO_2_FRCC | SOCO | FRCC | 2035 | B11 | 25 | 0 | 3700 | 0 | 1895.92 | 1895.92 | 0 | 0 | 0 | 0 | 0 | 0 | 0 | 0
SOCO_2_FRCC | SOCO | FRCC | 2035 | B12 | 200 | 0 | 3700 | 1007.53 | 1789.3 | 1789.3 | 0 | 0 | 0 | 0 | 0 | 0 | 0 | 0
SOCO_2_FRCC | SOCO | FRCC | 2035 | B13 | 600 | 0 | 3700 | 0 | 0 | 0 | 0 | 0 | 0 | 0 | 0 | 0 | 0 | 0
SOCO_2_FRCC | SOCO | FRCC | 2035 | B14 | 900 | 0 | 3700 | 0 | 0 | 0 | 0 | 0 | 0 | 0 | 0 | 0 | 0 | 0
SOCO_2_FRCC | SOCO | FRCC | 2035 | B15 | 1203 | 0 | 3700 | 0 | 0 | 0 | 0 | 0 | 0 | 0 | 0 | 0 | 0 | 0
SOCO_2_FRCC | SOCO | FRCC | 2035 | B16 | 25 | 0 | 3700 | 129.26 | 3605.77 | 1366.9 | 0 | 0 | 0 | 0 | 0 | 0 | 0 | 0
SOCO_2_FRCC | SOCO | FRCC | 2035 | B17 | 100 | 0 | 3700 | 1290.58 | 1894.84 | 1894.84 | 0 | 0 | 0 | 0 | 0 | 0 | 0 | 0
SOCO_2_FRCC | SOCO | FRCC | 2035 | B18 | 400 | 0 | 3700 | 0 | 0 | 0 | 0 | 0 | 0 | 0 | 0 | 0 | 0 | 0
SOCO_2_FRCC | SOCO | FRCC | 2035 | B19 | 700 | 0 | 3700 | 0 | 0 | 0 | 0 | 0 | 0 | 0 | 0 | 0 | 0 | 0
SOCO_2_FRCC | SOCO | FRCC | 2035 | B20 | 935 | 0 | 3700 | 0 | 0 | 0 | 0 | 0 | 0 | 0 | 0 | 0 | 0 | 0
SOCO_2_FRCC | SOCO | FRCC | 2040 | B1 | 10 | 10 | 3700 | 0 | 3700 | 3700 | 4655.65 | 4655.65 | 0 | 0.1187 | 0.03561 | 0 | 0.11573 | 0.038578
SOCO_2_FRCC | SOCO | FRCC | 2040 | B2 | 25 | 25 | 3700 | 31.94 | 3700 | 3700 | 1853.85 | 1853.85 | 0 | 0.1187 | 0.03561 | 0 | 0.11573 | 0.038578
SOCO_2_FRCC | SOCO | FRCC | 2040 | B3 | 75 | 75 | 3700 | 142.77 | 3700 | 3700 | 351 | 351 | 0 | 0.1187 | 0.03561 | 0 | 0.11573 | 0.038578
SOCO_2_FRCC | SOCO | FRCC | 2040 | B4 | 100 | 0 | 3700 | 0 | 3416.41 | 3416.41 | 0 | 0 | 0 | 0 | 0 | 0 | 0.11573 | 0.038578
SOCO_2_FRCC | SOCO | FRCC | 2040 | B5 | 200 | 0 | 3700 | 0 | 2170.33 | 2170.33 | 0 | 0 | 0 | 0 | 0 | 0 | 0.11573 | 0.038578
SOCO_2_FRCC | SOCO | FRCC | 2040 | B6 | 300 | 0 | 3700 | 0 | 0 | 0 | 0 | 0 | 0 | 0 | 0 | 0 | 0.11573 | 0.038578
SOCO_2_FRCC | SOCO | FRCC | 2040 | B7 | 400 | 0 | 3700 | 0 | 0 | 0 | 0 | 0 | 0 | 0 | 0 | 0 | 0.11573 | 0.038578
SOCO_2_FRCC | SOCO | FRCC | 2040 | B8 | 500 | 0 | 3700 | 0 | 0 | 0 | 0 | 0 | 0 | 0 | 0 | 0 | 0.11573 | 0.038578
SOCO_2_FRCC | SOCO | FRCC | 2040 | B9 | 800 | 0 | 3700 | 0 | 0 | 0 | 0 | 0 | 0 | 0 | 0 | 0 | 0.11573 | 0.038578
SOCO_2_FRCC | SOCO | FRCC | 2040 | B10 | 1262 | 0 | 3700 | 0 | 0 | 0 | 0 | 0 | 0 | 0 | 0 | 0 | 0.11573 | 0.038578
SOCO_2_FRCC | SOCO | FRCC | 2040 | B11 | 25 | 25 | 3700 | 3700 | 3700 | 908.44 | 985.51 | 0 | 0.15431 | 0.1187 | 0 | 0.15431 | 0.11573 | 0.038578
SOCO_2_FRCC | SOCO | FRCC | 2040 | B12 | 200 | 0 | 3700 | 0 | 0 | 0 | 0 | 0 | 0 | 0 | 0 | 0 | 0.11573 | 0.038578
SOCO_2_FRCC | SOCO | FRCC | 2040 | B13 | 600 | 0 | 3700 | 44.94 | 3065.18 | 3700 | 0 | 12.5 | 0 | 0 | 0.03561 | 0 | 0.11573 | 0.038578
SOCO_2_FRCC | SOCO | FRCC | 2040 | B14 | 900 | 0 | 3700 | 31.32 | 1695.29 | 1723.42 | 0 | 0 | 0 | 0 | 0 | 0 | 0.11573 | 0.038578
SOCO_2_FRCC | SOCO | FRCC | 2040 | B15 | 1203 | 0 | 3700 | 0 | 0 | 0 | 0 | 0 | 0 | 0 | 0 | 0 | 0.11573 | 0.038578
SOCO_2_FRCC | SOCO | FRCC | 2040 | B16 | 25 | 0 | 3700 | 2462.16 | 1836.09 | 3700 | 0 | 968.47 | 0 | 0 | 0.03561 | 0 | 0.11573 | 0.038578
SOCO_2_FRCC | SOCO | FRCC | 2040 | B17 | 100 | 0 | 3700 | 0 | 0 | 3058.4 | 0 | 0 | 0 | 0 | 0 | 0 | 0.11573 | 0.038578
SOCO_2_FRCC | SOCO | FRCC | 2040 | B18 | 400 | 400 | 3700 | 913.86 | 3700 | 3700 | 1377.4 | 1377.4 | 0 | 0.1187 | 0.03561 | 0 | 0.11573 | 0.038578
SOCO_2_FRCC | SOCO | FRCC | 2040 | B19 | 700 | 0 | 3700 | 1956.54 | 3636.72 | 3636.72 | 0 | 0 | 0 | 0 | 0 | 0 | 0.11573 | 0.038578
SOCO_2_FRCC | SOCO | FRCC | 2040 | B20 | 935 | 0 | 3700 | 0 | 0 | 0 | 0 | 0 | 0 | 0 | 0 | 0 | 0.11573 | 0.038578
SOCO_2_FRCC | SOCO | FRCC | 2045 | B1 | 10 | 10 | 3700 | 0 | 3700 | 3700 | 4353.3 | 5550.92 | 0 | 35.7999 | 11.9294 | 0 | 36.3791 | 12.1264
SOCO_2_FRCC | SOCO | FRCC | 2045 | B2 | 25 | 25 | 3700 | 464.66 | 3700 | 3700 | 1520.06 | 2722.1 | 0 | 35.7999 | 11.9294 | 0 | 36.3791 | 12.1264
SOCO_2_FRCC | SOCO | FRCC | 2045 | B3 | 75 | 0 | 3700 | 649.38 | 3700 | 3700 | 0 | 1196.15 | 0 | 34.7672 | 11.9294 | 0 | 36.3791 | 12.1264
SOCO_2_FRCC | SOCO | FRCC | 2045 | B4 | 100 | 0 | 3700 | 0 | 3057.6 | 3700 | 0 | 555.22 | 0 | 0 | 11.9294 | 0 | 36.3791 | 12.1264
SOCO_2_FRCC | SOCO | FRCC | 2045 | B5 | 200 | 0 | 3700 | 0 | 1797.27 | 2994.89 | 0 | 0 | 0 | 0 | 0 | 0 | 36.3791 | 12.1264
SOCO_2_FRCC | SOCO | FRCC | 2045 | B6 | 300 | 0 | 3700 | 2068.52 | 1091.05 | 799.75 | 0 | 0 | 0 | 0 | 0 | 0 | 36.3791 | 12.1264
SOCO_2_FRCC | SOCO | FRCC | 2045 | B7 | 400 | 0 | 3700 | 58.1 | 0 | 201.06 | 0 | 0 | 0 | 0 | 0 | 0 | 36.3791 | 12.1264
SOCO_2_FRCC | SOCO | FRCC | 2045 | B8 | 500 | 0 | 3700 | 0 | 161.33 | 0 | 0 | 0 | 0 | 0 | 0 | 0 | 36.3791 | 12.1264
SOCO_2_FRCC | SOCO | FRCC | 2045 | B9 | 800 | 0 | 3700 | 3700 | 2590.07 | 3126.84 | 0 | 0 | 1.7568 | 0 | 0 | 0.48048 | 36.3791 | 12.1264
SOCO_2_FRCC | SOCO | FRCC | 2045 | B10 | 1262 | 0 | 3700 | 0 | 0 | 0 | 0 | 0 | 0 | 0 | 0 | 0 | 36.3791 | 12.1264
SOCO_2_FRCC | SOCO | FRCC | 2045 | B11 | 25 | 0 | 3700 | 3700 | 2565.59 | 3700 | 0 | 0 | 25.7816 | 0 | 9.2467 | 0.22036 | 36.3791 | 12.1264
SOCO_2_FRCC | SOCO | FRCC | 2045 | B12 | 200 | 200 | 3700 | 3700 | 3700 | 3700 | 2439.63 | 2835.51 | 45.747 | 35.7999 | 11.9294 | 3.128 | 36.3791 | 12.1264
SOCO_2_FRCC | SOCO | FRCC | 2045 | B13 | 600 | 0 | 3700 | 3700 | 3700 | 3700 | 0 | 395.88 | 114.6167 | 25.3662 | 11.9294 | 23.5111 | 36.3791 | 12.1264
SOCO_2_FRCC | SOCO | FRCC | 2045 | B14 | 900 | 0 | 3700 | 3700 | 1279.69 | 1675.57 | 0 | 0 | 16.4756 | 0 | 0 | 5.0694 | 36.3791 | 12.1264
SOCO_2_FRCC | SOCO | FRCC | 2045 | B15 | 1203 | 0 | 3700 | 0 | 0 | 0 | 0 | 0 | 0 | 0 | 0 | 0 | 36.3791 | 12.1264
SOCO_2_FRCC | SOCO | FRCC | 2045 | B16 | 25 | 25 | 3700 | 2790.85 | 3700 | 3700 | 1073.91 | 0 | 0 | 35.7999 | 6.9321 | 0 | 36.3791 | 12.1264
SOCO_2_FRCC | SOCO | FRCC | 2045 | B17 | 100 | 100 | 3700 | 1584.13 | 3700 | 3700 | 2390.7 | 2942.08 | 0 | 35.7999 | 11.9294 | 0 | 36.3791 | 12.1264
SOCO_2_FRCC | SOCO | FRCC | 2045 | B18 | 400 | 0 | 3700 | 3700 | 3700 | 3700 | 0 | 551.38 | 117.7029 | 32.9393 | 11.9294 | 16.0961 | 36.3791 | 12.1264
SOCO_2_FRCC | SOCO | FRCC | 2045 | B19 | 700 | 0 | 3700 | 2794.02 | 2242.65 | 2794.02 | 0 | 0 | 0 | 0 | 0 | 0 | 36.3791 | 12.1264
SOCO_2_FRCC | SOCO | FRCC | 2045 | B20 | 935 | 0 | 3700 | 0 | 0 | 0 | 0 | 0 | 0 | 0 | 0 | 0 | 36.3791 | 12.1264
SOCO_2_FRCC | SOCO | FRCC | 2050 | B1 | 10 | 10 | 3700 | 0 | 3700 | 3700 | 2575.25 | 2627.55 | 0 | 44.7499 | 14.9206 | 0 | 47.2196 | 15.7399
SOCO_2_FRCC | SOCO | FRCC | 2050 | B2 | 25 | 0 | 3700 | 0 | 3462.52 | 3466.81 | 0 | 0 | 0 | 0 | 0 | 0 | 47.2196 | 15.7399
SOCO_2_FRCC | SOCO | FRCC | 2050 | B3 | 75 | 0 | 3700 | 1932.02 | 1932.02 | 1923.61 | 0 | 0 | 0 | 0 | 0 | 0 | 47.2196 | 15.7399
SOCO_2_FRCC | SOCO | FRCC | 2050 | B4 | 100 | 0 | 3700 | 1274.74 | 1274.74 | 1274.74 | 0 | 0 | 0 | 0 | 0 | 0 | 47.2196 | 15.7399
SOCO_2_FRCC | SOCO | FRCC | 2050 | B5 | 200 | 0 | 3700 | 0 | 0 | 0 | 0 | 0 | 0 | 0 | 0 | 0 | 47.2196 | 15.7399
SOCO_2_FRCC | SOCO | FRCC | 2050 | B6 | 300 | 0 | 3700 | 0 | 1148.48 | 0 | 0 | 0 | 0 | 0 | 0 | 0 | 47.2196 | 15.7399
SOCO_2_FRCC | SOCO | FRCC | 2050 | B7 | 400 | 0 | 3700 | 3035.31 | 3277.91 | 3303.11 | 0 | 0 | 0 | 0 | 0 | 0 | 47.2196 | 15.7399
SOCO_2_FRCC | SOCO | FRCC | 2050 | B8 | 500 | 0 | 3700 | 3700 | 2738.19 | 2154.53 | 0 | 0 | 33.9719 | 0 | 0 | 19.9835 | 47.2196 | 15.7399
SOCO_2_FRCC | SOCO | FRCC | 2050 | B9 | 800 | 0 | 3700 | 149.56 | 0 | 0 | 0 | 0 | 0 | 0 | 0 | 0 | 47.2196 | 15.7399
SOCO_2_FRCC | SOCO | FRCC | 2050 | B10 | 1262 | 0 | 3700 | 0 | 0 | 0 | 0 | 0 | 0 | 0 | 0 | 0 | 47.2196 | 15.7399
SOCO_2_FRCC | SOCO | FRCC | 2050 | B11 | 25 | 25 | 3700 | 3700 | 3700 | 3390.24 | 296.47 | 0 | 153.123 | 44.7499 | 0 | 4.5036 | 47.2196 | 15.7399
SOCO_2_FRCC | SOCO | FRCC | 2050 | B12 | 200 | 0 | 3700 | 3700 | 2894.47 | 2894.47 | 0 | 0 | 95.1974 | 0 | 0 | 22.3994 | 47.2196 | 15.7399
SOCO_2_FRCC | SOCO | FRCC | 2050 | B13 | 600 | 0 | 3700 | 1596.66 | 2447.98 | 2447.98 | 0 | 0 | 0 | 0 | 0 | 0 | 47.2196 | 15.7399
SOCO_2_FRCC | SOCO | FRCC | 2050 | B14 | 900 | 0 | 3700 | 0 | 0 | 0 | 0 | 0 | 0 | 0 | 0 | 0 | 47.2196 | 15.7399
SOCO_2_FRCC | SOCO | FRCC | 2050 | B15 | 1203 | 0 | 3700 | 0 | 0 | 0 | 0 | 0 | 0 | 0 | 0 | 0 | 47.2196 | 15.7399
SOCO_2_FRCC | SOCO | FRCC | 2050 | B16 | 25 | 25 | 3700 | 3700 | 3700 | 3700 | 3586.55 | 2403.5 | 171.1061 | 44.7499 | 14.9206 | 5.0325 | 47.2196 | 15.7399
SOCO_2_FRCC | SOCO | FRCC | 2050 | B17 | 100 | 0 | 3700 | 3700 | 3700 | 3012.69 | 0 | 0 | 93.8442 | 22.8498 | 0 | 11.0405 | 47.2196 | 15.7399
SOCO_2_FRCC | SOCO | FRCC | 2050 | B18 | 400 | 0 | 3700 | 1653.97 | 2657.27 | 1474.22 | 0 | 0 | 0 | 0 | 0 | 0 | 47.2196 | 15.7399
SOCO_2_FRCC | SOCO | FRCC | 2050 | B19 | 700 | 0 | 3700 | 165.55 | 1183.04 | 0 | 0 | 0 | 0 | 0 | 0 | 0 | 47.2196 | 15.7399
SOCO_2_FRCC | SOCO | FRCC | 2050 | B20 | 935 | 0 | 3700 | 0 | 0 | 0 | 0 | 0 | 0 | 0 | 0 | 0 | 47.2196 | 15.7399
SOCO_2_TVA_Transmission | SOCO | TVA_Transmission | 2015 | B1 | 10 | 0 | 2600 | 0 | 0 | 0 | 0 | 0 | 0 | 0 | 0 | 0 | 0 | 0
SOCO_2_TVA_Transmission | SOCO | TVA_Transmission | 2015 | B2 | 25 | 0 | 2600 | 0 | 0 | 0 | 0 | 0 | 0 | 0 | 0 | 0 | 0 | 0
SOCO_2_TVA_Transmission | SOCO | TVA_Transmission | 2015 | B3 | 75 | 0 | 2600 | 0 | 0 | 0 | 0 | 0 | 0 | 0 | 0 | 0 | 0 | 0
SOCO_2_TVA_Transmission | SOCO | TVA_Transmission | 2015 | B4 | 100 | 0 | 2600 | 0 | 0 | 0 | 0 | 0 | 0 | 0 | 0 | 0 | 0 | 0
SOCO_2_TVA_Transmission | SOCO | TVA_Transmission | 2015 | B5 | 200 | 0 | 2600 | 0 | 0 | 0 | 0 | 0 | 0 | 0 | 0 | 0 | 0 | 0
SOCO_2_TVA_Transmission | SOCO | TVA_Transmission | 2015 | B6 | 300 | 0 | 2600 | 0 | 0 | 0 | 0 | 0 | 0 | 0 | 0 | 0 | 0 | 0
SOCO_2_TVA_Transmission | SOCO | TVA_Transmission | 2015 | B7 | 400 | 0 | 2600 | 0 | 0 | 0 | 0 | 0 | 0 | 0 | 0 | 0 | 0 | 0
SOCO_2_TVA_Transmission | SOCO | TVA_Transmission | 2015 | B8 | 500 | 0 | 2600 | 0 | 0 | 0 | 0 | 0 | 0 | 0 | 0 | 0 | 0 | 0
SOCO_2_TVA_Transmission | SOCO | TVA_Transmission | 2015 | B9 | 800 | 0 | 2600 | 0 | 0 | 0 | 0 | 0 | 0 | 0 | 0 | 0 | 0 | 0
SOCO_2_TVA_Transmission | SOCO | TVA_Transmission | 2015 | B10 | 1262 | 0 | 2600 | 0 | 0 | 0 | 0 | 0 | 0 | 0 | 0 | 0 | 0 | 0
SOCO_2_TVA_Transmission | SOCO | TVA_Transmission | 2015 | B11 | 25 | 0 | 2600 | 0 | 0 | 0 | 0 | 0 | 0 | 0 | 0 | 0 | 0 | 0
SOCO_2_TVA_Transmission | SOCO | TVA_Transmission | 2015 | B12 | 200 | 0 | 2600 | 0 | 0 | 0 | 0 | 0 | 0 | 0 | 0 | 0 | 0 | 0
SOCO_2_TVA_Transmission | SOCO | TVA_Transmission | 2015 | B13 | 600 | 0 | 2600 | 0 | 0 | 0 | 0 | 0 | 0 | 0 | 0 | 0 | 0 | 0
SOCO_2_TVA_Transmission | SOCO | TVA_Transmission | 2015 | B14 | 900 | 0 | 2600 | 0 | 0 | 0 | 0 | 0 | 0 | 0 | 0 | 0 | 0 | 0
SOCO_2_TVA_Transmission | SOCO | TVA_Transmission | 2015 | B15 | 1203 | 0 | 2600 | 0 | 0 | 0 | 0 | 0 | 0 | 0 | 0 | 0 | 0 | 0
SOCO_2_TVA_Transmission | SOCO | TVA_Transmission | 2015 | B16 | 25 | 0 | 2600 | 0 | 0 | 0 | 0 | 0 | 0 | 0 | 0 | 0 | 0 | 0
SOCO_2_TVA_Transmission | SOCO | TVA_Transmission | 2015 | B17 | 100 | 0 | 2600 | 0 | 0 | 0 | 0 | 0 | 0 | 0 | 0 | 0 | 0 | 0
SOCO_2_TVA_Transmission | SOCO | TVA_Transmission | 2015 | B18 | 400 | 0 | 2600 | 0 | 0 | 0 | 0 | 0 | 0 | 0 | 0 | 0 | 0 | 0
SOCO_2_TVA_Transmission | SOCO | TVA_Transmission | 2015 | B19 | 700 | 0 | 2600 | 0 | 0 | 0 | 0 | 0 | 0 | 0 | 0 | 0 | 0 | 0
SOCO_2_TVA_Transmission | SOCO | TVA_Transmission | 2015 | B20 | 935 | 0 | 2600 | 0 | 0 | 0 | 0 | 0 | 0 | 0 | 0 | 0 | 0 | 0
SOCO_2_TVA_Transmission | SOCO | TVA_Transmission | 2020 | B1 | 10 | 0 | 2600 | 0 | 0 | 0 | 0 | 0 | 0 | 0 | 0 | 0 | 0 | 0
SOCO_2_TVA_Transmission | SOCO | TVA_Transmission | 2020 | B2 | 25 | 0 | 2600 | 0 | 0 | 0 | 0 | 0 | 0 | 0 | 0 | 0 | 0 | 0
SOCO_2_TVA_Transmission | SOCO | TVA_Transmission | 2020 | B3 | 75 | 0 | 2600 | 0 | 0 | 0 | 0 | 0 | 0 | 0 | 0 | 0 | 0 | 0
SOCO_2_TVA_Transmission | SOCO | TVA_Transmission | 2020 | B4 | 100 | 0 | 2600 | 0 | 0 | 0 | 0 | 0 | 0 | 0 | 0 | 0 | 0 | 0
SOCO_2_TVA_Transmission | SOCO | TVA_Transmission | 2020 | B5 | 200 | 0 | 2600 | 0 | 0 | 0 | 0 | 0 | 0 | 0 | 0 | 0 | 0 | 0
SOCO_2_TVA_Transmission | SOCO | TVA_Transmission | 2020 | B6 | 300 | 0 | 2600 | 0 | 0 | 0 | 0 | 0 | 0 | 0 | 0 | 0 | 0 | 0
SOCO_2_TVA_Transmission | SOCO | TVA_Transmission | 2020 | B7 | 400 | 0 | 2600 | 0 | 0 | 0 | 0 | 0 | 0 | 0 | 0 | 0 | 0 | 0
SOCO_2_TVA_Transmission | SOCO | TVA_Transmission | 2020 | B8 | 500 | 0 | 2600 | 0 | 0 | 0 | 0 | 0 | 0 | 0 | 0 | 0 | 0 | 0
SOCO_2_TVA_Transmission | SOCO | TVA_Transmission | 2020 | B9 | 800 | 0 | 2600 | 0 | 0 | 0 | 0 | 0 | 0 | 0 | 0 | 0 | 0 | 0
SOCO_2_TVA_Transmission | SOCO | TVA_Transmission | 2020 | B10 | 1262 | 0 | 2600 | 0 | 0 | 0 | 0 | 0 | 0 | 0 | 0 | 0 | 0 | 0
SOCO_2_TVA_Transmission | SOCO | TVA_Transmission | 2020 | B11 | 25 | 0 | 2600 | 0 | 0 | 0 | 0 | 0 | 0 | 0 | 0 | 0 | 0 | 0
SOCO_2_TVA_Transmission | SOCO | TVA_Transmission | 2020 | B12 | 200 | 0 | 2600 | 0 | 0 | 0 | 0 | 0 | 0 | 0 | 0 | 0 | 0 | 0
SOCO_2_TVA_Transmission | SOCO | TVA_Transmission | 2020 | B13 | 600 | 0 | 2600 | 0 | 0 | 0 | 0 | 0 | 0 | 0 | 0 | 0 | 0 | 0
SOCO_2_TVA_Transmission | SOCO | TVA_Transmission | 2020 | B14 | 900 | 0 | 2600 | 0 | 0 | 0 | 0 | 0 | 0 | 0 | 0 | 0 | 0 | 0
SOCO_2_TVA_Transmission | SOCO | TVA_Transmission | 2020 | B15 | 1203 | 0 | 2600 | 0 | 0 | 0 | 0 | 0 | 0 | 0 | 0 | 0 | 0 | 0
SOCO_2_TVA_Transmission | SOCO | TVA_Transmission | 2020 | B16 | 25 | 0 | 2600 | 0 | 0 | 0 | 0 | 0 | 0 | 0 | 0 | 0 | 0 | 0
SOCO_2_TVA_Transmission | SOCO | TVA_Transmission | 2020 | B17 | 100 | 0 | 2600 | 0 | 0 | 0 | 0 | 0 | 0 | 0 | 0 | 0 | 0 | 0
SOCO_2_TVA_Transmission | SOCO | TVA_Transmission | 2020 | B18 | 400 | 0 | 2600 | 0 | 0 | 0 | 0 | 0 | 0 | 0 | 0 | 0 | 0 | 0
SOCO_2_TVA_Transmission | SOCO | TVA_Transmission | 2020 | B19 | 700 | 0 | 2600 | 0 | 0 | 0 | 0 | 0 | 0 | 0 | 0 | 0 | 0 | 0
SOCO_2_TVA_Transmission | SOCO | TVA_Transmission | 2020 | B20 | 935 | 0 | 2600 | 0 | 0 | 0 | 0 | 0 | 0 | 0 | 0 | 0 | 0 | 0
SOCO_2_TVA_Transmission | SOCO | TVA_Transmission | 2025 | B1 | 10 | 0 | 2600 | 0 | 0 | 0 | 0 | 0 | 0 | 0 | 0 | 0 | 0 | 0
SOCO_2_TVA_Transmission | SOCO | TVA_Transmission | 2025 | B2 | 25 | 0 | 2600 | 0 | 0 | 0 | 0 | 0 | 0 | 0 | 0 | 0 | 0 | 0
SOCO_2_TVA_Transmission | SOCO | TVA_Transmission | 2025 | B3 | 75 | 0 | 2600 | 0 | 0 | 0 | 0 | 0 | 0 | 0 | 0 | 0 | 0 | 0
SOCO_2_TVA_Transmission | SOCO | TVA_Transmission | 2025 | B4 | 100 | 0 | 2600 | 0 | 0 | 0 | 0 | 0 | 0 | 0 | 0 | 0 | 0 | 0
SOCO_2_TVA_Transmission | SOCO | TVA_Transmission | 2025 | B5 | 200 | 0 | 2600 | 0 | 0 | 0 | 0 | 0 | 0 | 0 | 0 | 0 | 0 | 0
SOCO_2_TVA_Transmission | SOCO | TVA_Transmission | 2025 | B6 | 300 | 0 | 2600 | 0 | 0 | 0 | 0 | 0 | 0 | 0 | 0 | 0 | 0 | 0
SOCO_2_TVA_Transmission | SOCO | TVA_Transmission | 2025 | B7 | 400 | 0 | 2600 | 0 | 0 | 0 | 0 | 0 | 0 | 0 | 0 | 0 | 0 | 0
SOCO_2_TVA_Transmission | SOCO | TVA_Transmission | 2025 | B8 | 500 | 0 | 2600 | 0 | 0 | 0 | 0 | 0 | 0 | 0 | 0 | 0 | 0 | 0
SOCO_2_TVA_Transmission | SOCO | TVA_Transmission | 2025 | B9 | 800 | 0 | 2600 | 0 | 0 | 0 | 0 | 0 | 0 | 0 | 0 | 0 | 0 | 0
SOCO_2_TVA_Transmission | SOCO | TVA_Transmission | 2025 | B10 | 1262 | 0 | 2600 | 0 | 0 | 0 | 0 | 0 | 0 | 0 | 0 | 0 | 0 | 0
SOCO_2_TVA_Transmission | SOCO | TVA_Transmission | 2025 | B11 | 25 | 0 | 2600 | 0 | 0 | 0 | 0 | 0 | 0 | 0 | 0 | 0 | 0 | 0
SOCO_2_TVA_Transmission | SOCO | TVA_Transmission | 2025 | B12 | 200 | 0 | 2600 | 0 | 0 | 0 | 0 | 0 | 0 | 0 | 0 | 0 | 0 | 0
SOCO_2_TVA_Transmission | SOCO | TVA_Transmission | 2025 | B13 | 600 | 0 | 2600 | 0 | 0 | 0 | 0 | 0 | 0 | 0 | 0 | 0 | 0 | 0
SOCO_2_TVA_Transmission | SOCO | TVA_Transmission | 2025 | B14 | 900 | 0 | 2600 | 0 | 0 | 0 | 0 | 0 | 0 | 0 | 0 | 0 | 0 | 0
SOCO_2_TVA_Transmission | SOCO | TVA_Transmission | 2025 | B15 | 1203 | 0 | 2600 | 0 | 0 | 0 | 0 | 0 | 0 | 0 | 0 | 0 | 0 | 0
SOCO_2_TVA_Transmission | SOCO | TVA_Transmission | 2025 | B16 | 25 | 0 | 2600 | 0 | 0 | 0 | 0 | 0 | 0 | 0 | 0 | 0 | 0 | 0
SOCO_2_TVA_Transmission | SOCO | TVA_Transmission | 2025 | B17 | 100 | 0 | 2600 | 0 | 0 | 0 | 0 | 0 | 0 | 0 | 0 | 0 | 0 | 0
SOCO_2_TVA_Transmission | SOCO | TVA_Transmission | 2025 | B18 | 400 | 0 | 2600 | 0 | 0 | 0 | 0 | 0 | 0 | 0 | 0 | 0 | 0 | 0
SOCO_2_TVA_Transmission | SOCO | TVA_Transmission | 2025 | B19 | 700 | 0 | 2600 | 0 | 0 | 0 | 0 | 0 | 0 | 0 | 0 | 0 | 0 | 0
SOCO_2_TVA_Transmission | SOCO | TVA_Transmission | 2025 | B20 | 935 | 0 | 2600 | 0 | 0 | 0 | 0 | 0 | 0 | 0 | 0 | 0 | 0 | 0
SOCO_2_TVA_Transmission | SOCO | TVA_Transmission | 2030 | B1 | 10 | 0 | 2600 | 0 | 0 | 0 | 0 | 0 | 0 | 0 | 0 | 0 | 0 | 0
SOCO_2_TVA_Transmission | SOCO | TVA_Transmission | 2030 | B2 | 25 | 0 | 2600 | 0 | 0 | 0 | 0 | 0 | 0 | 0 | 0 | 0 | 0 | 0
SOCO_2_TVA_Transmission | SOCO | TVA_Transmission | 2030 | B3 | 75 | 0 | 2600 | 0 | 0 | 0 | 0 | 0 | 0 | 0 | 0 | 0 | 0 | 0
SOCO_2_TVA_Transmission | SOCO | TVA_Transmission | 2030 | B4 | 100 | 0 | 2600 | 651.63 | 0 | 0 | 0 | 0 | 0 | 0 | 0 | 0 | 0 | 0
SOCO_2_TVA_Transmission | SOCO | TVA_Transmission | 2030 | B5 | 200 | 0 | 2600 | 2092.5 | 0 | 0 | 0 | 0 | 0 | 0 | 0 | 0 | 0 | 0
SOCO_2_TVA_Transmission | SOCO | TVA_Transmission | 2030 | B6 | 300 | 0 | 2600 | 1513.45 | 0 | 0 | 0 | 0 | 0 | 0 | 0 | 0 | 0 | 0
SOCO_2_TVA_Transmission | SOCO | TVA_Transmission | 2030 | B7 | 400 | 0 | 2600 | 0 | 0 | 0 | 0 | 0 | 0 | 0 | 0 | 0 | 0 | 0
SOCO_2_TVA_Transmission | SOCO | TVA_Transmission | 2030 | B8 | 500 | 0 | 2600 | 0 | 0 | 0 | 0 | 0 | 0 | 0 | 0 | 0 | 0 | 0
SOCO_2_TVA_Transmission | SOCO | TVA_Transmission | 2030 | B9 | 800 | 0 | 2600 | 0 | 0 | 0 | 0 | 0 | 0 | 0 | 0 | 0 | 0 | 0
SOCO_2_TVA_Transmission | SOCO | TVA_Transmission | 2030 | B10 | 1262 | 0 | 2600 | 0 | 0 | 0 | 0 | 0 | 0 | 0 | 0 | 0 | 0 | 0
SOCO_2_TVA_Transmission | SOCO | TVA_Transmission | 2030 | B11 | 25 | 0 | 2600 | 0 | 0 | 0 | 0 | 0 | 0 | 0 | 0 | 0 | 0 | 0
SOCO_2_TVA_Transmission | SOCO | TVA_Transmission | 2030 | B12 | 200 | 0 | 2600 | 0 | 0 | 0 | 0 | 0 | 0 | 0 | 0 | 0 | 0 | 0
SOCO_2_TVA_Transmission | SOCO | TVA_Transmission | 2030 | B13 | 600 | 0 | 2600 | 0 | 0 | 0 | 0 | 0 | 0 | 0 | 0 | 0 | 0 | 0
SOCO_2_TVA_Transmission | SOCO | TVA_Transmission | 2030 | B14 | 900 | 0 | 2600 | 0 | 0 | 0 | 0 | 0 | 0 | 0 | 0 | 0 | 0 | 0
SOCO_2_TVA_Transmission | SOCO | TVA_Transmission | 2030 | B15 | 1203 | 0 | 2600 | 0 | 0 | 0 | 0 | 0 | 0 | 0 | 0 | 0 | 0 | 0
SOCO_2_TVA_Transmission | SOCO | TVA_Transmission | 2030 | B16 | 25 | 0 | 2600 | 0 | 0 | 0 | 0 | 0 | 0 | 0 | 0 | 0 | 0 | 0
SOCO_2_TVA_Transmission | SOCO | TVA_Transmission | 2030 | B17 | 100 | 0 | 2600 | 0 | 0 | 0 | 0 | 0 | 0 | 0 | 0 | 0 | 0 | 0
SOCO_2_TVA_Transmission | SOCO | TVA_Transmission | 2030 | B18 | 400 | 0 | 2600 | 0 | 0 | 0 | 0 | 0 | 0 | 0 | 0 | 0 | 0 | 0
SOCO_2_TVA_Transmission | SOCO | TVA_Transmission | 2030 | B19 | 700 | 0 | 2600 | 0 | 0 | 0 | 0 | 0 | 0 | 0 | 0 | 0 | 0 | 0
SOCO_2_TVA_Transmission | SOCO | TVA_Transmission | 2030 | B20 | 935 | 0 | 2600 | 0 | 0 | 0 | 0 | 0 | 0 | 0 | 0 | 0 | 0 | 0
SOCO_2_TVA_Transmission | SOCO | TVA_Transmission | 2035 | B1 | 10 | 0 | 2600 | 0 | 0 | 0 | 0 | 0 | 0 | 0 | 0 | 0 | 0 | 0
SOCO_2_TVA_Transmission | SOCO | TVA_Transmission | 2035 | B2 | 25 | 0 | 2600 | 0 | 0 | 0 | 0 | 0 | 0 | 0 | 0 | 0 | 0 | 0
SOCO_2_TVA_Transmission | SOCO | TVA_Transmission | 2035 | B3 | 75 | 0 | 2600 | 0 | 0 | 0 | 0 | 0 | 0 | 0 | 0 | 0 | 0 | 0
SOCO_2_TVA_Transmission | SOCO | TVA_Transmission | 2035 | B4 | 100 | 0 | 2600 | 0 | 0 | 0 | 0 | 0 | 0 | 0 | 0 | 0 | 0 | 0
SOCO_2_TVA_Transmission | SOCO | TVA_Transmission | 2035 | B5 | 200 | 0 | 2600 | 0 | 0 | 0 | 0 | 0 | 0 | 0 | 0 | 0 | 0 | 0
SOCO_2_TVA_Transmission | SOCO | TVA_Transmission | 2035 | B6 | 300 | 0 | 2600 | 0 | 0 | 0 | 0 | 0 | 0 | 0 | 0 | 0 | 0 | 0
SOCO_2_TVA_Transmission | SOCO | TVA_Transmission | 2035 | B7 | 400 | 0 | 2600 | 0 | 0 | 0 | 0 | 0 | 0 | 0 | 0 | 0 | 0 | 0
SOCO_2_TVA_Transmission | SOCO | TVA_Transmission | 2035 | B8 | 500 | 0 | 2600 | 0 | 0 | 0 | 0 | 0 | 0 | 0 | 0 | 0 | 0 | 0
SOCO_2_TVA_Transmission | SOCO | TVA_Transmission | 2035 | B9 | 800 | 0 | 2600 | 0 | 0 | 0 | 0 | 0 | 0 | 0 | 0 | 0 | 0 | 0
SOCO_2_TVA_Transmission | SOCO | TVA_Transmission | 2035 | B10 | 1262 | 0 | 2600 | 0 | 0 | 0 | 0 | 0 | 0 | 0 | 0 | 0 | 0 | 0
SOCO_2_TVA_Transmission | SOCO | TVA_Transmission | 2035 | B11 | 25 | 0 | 2600 | 0 | 0 | 0 | 0 | 0 | 0 | 0 | 0 | 0 | 0 | 0
SOCO_2_TVA_Transmission | SOCO | TVA_Transmission | 2035 | B12 | 200 | 0 | 2600 | 0 | 0 | 0 | 0 | 0 | 0 | 0 | 0 | 0 | 0 | 0
SOCO_2_TVA_Transmission | SOCO | TVA_Transmission | 2035 | B13 | 600 | 0 | 2600 | 0 | 0 | 0 | 0 | 0 | 0 | 0 | 0 | 0 | 0 | 0
SOCO_2_TVA_Transmission | SOCO | TVA_Transmission | 2035 | B14 | 900 | 0 | 2600 | 0 | 0 | 0 | 0 | 0 | 0 | 0 | 0 | 0 | 0 | 0
SOCO_2_TVA_Transmission | SOCO | TVA_Transmission | 2035 | B15 | 1203 | 0 | 2600 | 0 | 0 | 0 | 0 | 0 | 0 | 0 | 0 | 0 | 0 | 0
SOCO_2_TVA_Transmission | SOCO | TVA_Transmission | 2035 | B16 | 25 | 0 | 2600 | 0 | 0 | 0 | 0 | 0 | 0 | 0 | 0 | 0 | 0 | 0
SOCO_2_TVA_Transmission | SOCO | TVA_Transmission | 2035 | B17 | 100 | 0 | 2600 | 0 | 0 | 0 | 0 | 0 | 0 | 0 | 0 | 0 | 0 | 0
SOCO_2_TVA_Transmission | SOCO | TVA_Transmission | 2035 | B18 | 400 | 0 | 2600 | 0 | 0 | 0 | 0 | 0 | 0 | 0 | 0 | 0 | 0 | 0
SOCO_2_TVA_Transmission | SOCO | TVA_Transmission | 2035 | B19 | 700 | 0 | 2600 | 0 | 0 | 0 | 0 | 0 | 0 | 0 | 0 | 0 | 0 | 0
SOCO_2_TVA_Transmission | SOCO | TVA_Transmission | 2035 | B20 | 935 | 0 | 2600 | 0 | 0 | 0 | 0 | 0 | 0 | 0 | 0 | 0 | 0 | 0
SOCO_2_TVA_Transmission | SOCO | TVA_Transmission | 2040 | B1 | 10 | 0 | 2600 | 0 | 0 | 0 | 0 | 0 | 0 | 0 | 0 | 0 | 0 | 0
SOCO_2_TVA_Transmission | SOCO | TVA_Transmission | 2040 | B2 | 25 | 0 | 2600 | 0 | 0 | 0 | 0 | 0 | 0 | 0 | 0 | 0 | 0 | 0
SOCO_2_TVA_Transmission | SOCO | TVA_Transmission | 2040 | B3 | 75 | 0 | 2600 | 0 | 0 | 0 | 0 | 0 | 0 | 0 | 0 | 0 | 0 | 0
SOCO_2_TVA_Transmission | SOCO | TVA_Transmission | 2040 | B4 | 100 | 0 | 2600 | 0 | 0 | 0 | 0 | 0 | 0 | 0 | 0 | 0 | 0 | 0
SOCO_2_TVA_Transmission | SOCO | TVA_Transmission | 2040 | B5 | 200 | 0 | 2600 | 0 | 0 | 0 | 0 | 0 | 0 | 0 | 0 | 0 | 0 | 0
SOCO_2_TVA_Transmission | SOCO | TVA_Transmission | 2040 | B6 | 300 | 0 | 2600 | 0 | 0 | 0 | 0 | 0 | 0 | 0 | 0 | 0 | 0 | 0
SOCO_2_TVA_Transmission | SOCO | TVA_Transmission | 2040 | B7 | 400 | 0 | 2600 | 0 | 0 | 0 | 0 | 0 | 0 | 0 | 0 | 0 | 0 | 0
SOCO_2_TVA_Transmission | SOCO | TVA_Transmission | 2040 | B8 | 500 | 0 | 2600 | 0 | 0 | 0 | 0 | 0 | 0 | 0 | 0 | 0 | 0 | 0
SOCO_2_TVA_Transmission | SOCO | TVA_Transmission | 2040 | B9 | 800 | 0 | 2600 | 0 | 0 | 0 | 0 | 0 | 0 | 0 | 0 | 0 | 0 | 0
SOCO_2_TVA_Transmission | SOCO | TVA_Transmission | 2040 | B10 | 1262 | 0 | 2600 | 1023.76 | 0 | 0 | 0 | 0 | 0 | 0 | 0 | 0 | 0 | 0
SOCO_2_TVA_Transmission | SOCO | TVA_Transmission | 2040 | B11 | 25 | 0 | 2600 | 0 | 0 | 0 | 0 | 0 | 0 | 0 | 0 | 0 | 0 | 0
SOCO_2_TVA_Transmission | SOCO | TVA_Transmission | 2040 | B12 | 200 | 0 | 2600 | 0 | 0 | 0 | 0 | 0 | 0 | 0 | 0 | 0 | 0 | 0
SOCO_2_TVA_Transmission | SOCO | TVA_Transmission | 2040 | B13 | 600 | 0 | 2600 | 0 | 0 | 0 | 0 | 0 | 0 | 0 | 0 | 0 | 0 | 0
SOCO_2_TVA_Transmission | SOCO | TVA_Transmission | 2040 | B14 | 900 | 0 | 2600 | 0 | 0 | 0 | 0 | 0 | 0 | 0 | 0 | 0 | 0 | 0
SOCO_2_TVA_Transmission | SOCO | TVA_Transmission | 2040 | B15 | 1203 | 0 | 2600 | 0 | 0 | 2600 | 0 | 55.35 | 0 | 0 | 0.01187 | 0 | 0 | 0
SOCO_2_TVA_Transmission | SOCO | TVA_Transmission | 2040 | B16 | 25 | 0 | 2600 | 0 | 0 | 0 | 0 | 0 | 0 | 0 | 0 | 0 | 0 | 0
SOCO_2_TVA_Transmission | SOCO | TVA_Transmission | 2040 | B17 | 100 | 0 | 2600 | 0 | 0 | 0 | 0 | 0 | 0 | 0 | 0 | 0 | 0 | 0
SOCO_2_TVA_Transmission | SOCO | TVA_Transmission | 2040 | B18 | 400 | 0 | 2600 | 0 | 0 | 0 | 0 | 0 | 0 | 0 | 0 | 0 | 0 | 0
SOCO_2_TVA_Transmission | SOCO | TVA_Transmission | 2040 | B19 | 700 | 0 | 2600 | 0 | 0 | 0 | 0 | 0 | 0 | 0 | 0 | 0 | 0 | 0
SOCO_2_TVA_Transmission | SOCO | TVA_Transmission | 2040 | B20 | 935 | 0 | 2600 | 0 | 0 | 2600 | 0 | 151.67 | 0 | 0 | 0.01187 | 0 | 0 | 0
SOCO_2_TVA_Transmission | SOCO | TVA_Transmission | 2045 | B1 | 10 | 0 | 2600 | 0 | 0 | 0 | 0 | 0 | 0 | 0 | 0 | 0 | 0 | 0
SOCO_2_TVA_Transmission | SOCO | TVA_Transmission | 2045 | B2 | 25 | 0 | 2600 | 0 | 0 | 0 | 0 | 0 | 0 | 0 | 0 | 0 | 0 | 0
SOCO_2_TVA_Transmission | SOCO | TVA_Transmission | 2045 | B3 | 75 | 0 | 2600 | 0 | 0 | 0 | 0 | 0 | 0 | 0 | 0 | 0 | 0 | 0
SOCO_2_TVA_Transmission | SOCO | TVA_Transmission | 2045 | B4 | 100 | 0 | 2600 | 0 | 0 | 0 | 0 | 0 | 0 | 0 | 0 | 0 | 0 | 0
SOCO_2_TVA_Transmission | SOCO | TVA_Transmission | 2045 | B5 | 200 | 0 | 2600 | 0 | 0 | 0 | 0 | 0 | 0 | 0 | 0 | 0 | 0 | 0
SOCO_2_TVA_Transmission | SOCO | TVA_Transmission | 2045 | B6 | 300 | 0 | 2600 | 0 | 0 | 0 | 0 | 0 | 0 | 0 | 0 | 0 | 0 | 0
SOCO_2_TVA_Transmission | SOCO | TVA_Transmission | 2045 | B7 | 400 | 0 | 2600 | 0 | 0 | 0 | 0 | 0 | 0 | 0 | 0 | 0 | 0 | 0
SOCO_2_TVA_Transmission | SOCO | TVA_Transmission | 2045 | B8 | 500 | 0 | 2600 | 0 | 0 | 0 | 0 | 0 | 0 | 0 | 0 | 0 | 0 | 0
SOCO_2_TVA_Transmission | SOCO | TVA_Transmission | 2045 | B9 | 800 | 0 | 2600 | 0 | 0 | 0 | 0 | 0 | 0 | 0 | 0 | 0 | 0 | 0
SOCO_2_TVA_Transmission | SOCO | TVA_Transmission | 2045 | B10 | 1262 | 0 | 2600 | 155.36 | 345.1 | 1008.5 | 0 | 0 | 0 | 0 | 0 | 0 | 0 | 0
SOCO_2_TVA_Transmission | SOCO | TVA_Transmission | 2045 | B11 | 25 | 0 | 2600 | 0 | 0 | 0 | 0 | 0 | 0 | 0 | 0 | 0 | 0 | 0
SOCO_2_TVA_Transmission | SOCO | TVA_Transmission | 2045 | B12 | 200 | 0 | 2600 | 0 | 0 | 0 | 0 | 0 | 0 | 0 | 0 | 0 | 0 | 0
SOCO_2_TVA_Transmission | SOCO | TVA_Transmission | 2045 | B13 | 600 | 0 | 2600 | 0 | 0 | 0 | 0 | 0 | 0 | 0 | 0 | 0 | 0 | 0
SOCO_2_TVA_Transmission | SOCO | TVA_Transmission | 2045 | B14 | 900 | 0 | 2600 | 0 | 0 | 0 | 0 | 0 | 0 | 0 | 0 | 0 | 0 | 0
SOCO_2_TVA_Transmission | SOCO | TVA_Transmission | 2045 | B15 | 1203 | 0 | 2600 | 0 | 0 | 188.22 | 0 | 0 | 0 | 0 | 0 | 0 | 0 | 0
SOCO_2_TVA_Transmission | SOCO | TVA_Transmission | 2045 | B16 | 25 | 0 | 2600 | 0 | 0 | 0 | 0 | 0 | 0 | 0 | 0 | 0 | 0 | 0
SOCO_2_TVA_Transmission | SOCO | TVA_Transmission | 2045 | B17 | 100 | 0 | 2600 | 0 | 0 | 0 | 0 | 0 | 0 | 0 | 0 | 0 | 0 | 0
SOCO_2_TVA_Transmission | SOCO | TVA_Transmission | 2045 | B18 | 400 | 0 | 2600 | 0 | 0 | 0 | 0 | 0 | 0 | 0 | 0 | 0 | 0 | 0
SOCO_2_TVA_Transmission | SOCO | TVA_Transmission | 2045 | B19 | 700 | 0 | 2600 | 0 | 0 | 0 | 0 | 0 | 0 | 0 | 0 | 0 | 0 | 0
SOCO_2_TVA_Transmission | SOCO | TVA_Transmission | 2045 | B20 | 935 | 0 | 2600 | 0 | 0 | 0 | 0 | 0 | 0 | 0 | 0 | 0 | 0 | 0
SOCO_2_TVA_Transmission | SOCO | TVA_Transmission | 2050 | B1 | 10 | 0 | 2600 | 0 | 0 | 0 | 0 | 0 | 0 | 0 | 0 | 0 | 0 | 0
SOCO_2_TVA_Transmission | SOCO | TVA_Transmission | 2050 | B2 | 25 | 0 | 2600 | 0 | 0 | 0 | 0 | 0 | 0 | 0 | 0 | 0 | 0 | 0
SOCO_2_TVA_Transmission | SOCO | TVA_Transmission | 2050 | B3 | 75 | 0 | 2600 | 0 | 0 | 0 | 0 | 0 | 0 | 0 | 0 | 0 | 0 | 0
SOCO_2_TVA_Transmission | SOCO | TVA_Transmission | 2050 | B4 | 100 | 0 | 2600 | 0 | 0 | 0 | 0 | 0 | 0 | 0 | 0 | 0 | 0 | 0
SOCO_2_TVA_Transmission | SOCO | TVA_Transmission | 2050 | B5 | 200 | 0 | 2600 | 0 | 0 | 0 | 0 | 0 | 0 | 0 | 0 | 0 | 0 | 0
SOCO_2_TVA_Transmission | SOCO | TVA_Transmission | 2050 | B6 | 300 | 0 | 2600 | 0 | 0 | 0 | 0 | 0 | 0 | 0 | 0 | 0 | 0 | 0
SOCO_2_TVA_Transmission | SOCO | TVA_Transmission | 2050 | B7 | 400 | 0 | 2600 | 0 | 0 | 0 | 0 | 0 | 0 | 0 | 0 | 0 | 0 | 0
SOCO_2_TVA_Transmission | SOCO | TVA_Transmission | 2050 | B8 | 500 | 0 | 2600 | 0 | 0 | 0 | 0 | 0 | 0 | 0 | 0 | 0 | 0 | 0
SOCO_2_TVA_Transmission | SOCO | TVA_Transmission | 2050 | B9 | 800 | 0 | 2600 | 1525.93 | 2448.89 | 2600 | 0 | 690.24 | 0 | 0 | 0.01187 | 0 | 0 | 0
SOCO_2_TVA_Transmission | SOCO | TVA_Transmission | 2050 | B10 | 1262 | 0 | 2600 | 1818.7 | 196.96 | 0 | 0 | 0 | 0 | 0 | 0 | 0 | 0 | 0
SOCO_2_TVA_Transmission | SOCO | TVA_Transmission | 2050 | B11 | 25 | 0 | 2600 | 0 | 0 | 0 | 0 | 0 | 0 | 0 | 0 | 0 | 0 | 0
SOCO_2_TVA_Transmission | SOCO | TVA_Transmission | 2050 | B12 | 200 | 0 | 2600 | 0 | 0 | 0 | 0 | 0 | 0 | 0 | 0 | 0 | 0 | 0
SOCO_2_TVA_Transmission | SOCO | TVA_Transmission | 2050 | B13 | 600 | 0 | 2600 | 0 | 0 | 0 | 0 | 0 | 0 | 0 | 0 | 0 | 0 | 0
SOCO_2_TVA_Transmission | SOCO | TVA_Transmission | 2050 | B14 | 900 | 0 | 2600 | 0 | 0 | 0 | 0 | 0 | 0 | 0 | 0 | 0 | 0 | 0
SOCO_2_TVA_Transmission | SOCO | TVA_Transmission | 2050 | B15 | 1203 | 0 | 2600 | 0 | 0 | 0 | 0 | 0 | 0 | 0 | 0 | 0 | 0 | 0
SOCO_2_TVA_Transmission | SOCO | TVA_Transmission | 2050 | B16 | 25 | 0 | 2600 | 0 | 0 | 0 | 0 | 0 | 0 | 0 | 0 | 0 | 0 | 0
SOCO_2_TVA_Transmission | SOCO | TVA_Transmission | 2050 | B17 | 100 | 0 | 2600 | 0 | 0 | 0 | 0 | 0 | 0 | 0 | 0 | 0 | 0 | 0
SOCO_2_TVA_Transmission | SOCO | TVA_Transmission | 2050 | B18 | 400 | 0 | 2600 | 0 | 0 | 0 | 0 | 0 | 0 | 0 | 0 | 0 | 0 | 0
SOCO_2_TVA_Transmission | SOCO | TVA_Transmission | 2050 | B19 | 700 | 0 | 2600 | 0 | 0 | 0 | 0 | 0 | 0 | 0 | 0 | 0 | 0 | 0
SOCO_2_TVA_Transmission | SOCO | TVA_Transmission | 2050 | B20 | 935 | 0 | 2600 | 0 | 0 | 0 | 0 | 0 | 0 | 0 | 0 | 0 | 0 | 0
SOCO_2_VACAR | SOCO | VACAR | 2015 | B1 | 10 | 0 | 2000 | 0 | 0 | 0 | 0 | 0 | 0 | 0 | 0 | 0 | 0 | 0
SOCO_2_VACAR | SOCO | VACAR | 2015 | B2 | 25 | 0 | 2000 | 0 | 0 | 0 | 0 | 0 | 0 | 0 | 0 | 0 | 0 | 0
SOCO_2_VACAR | SOCO | VACAR | 2015 | B3 | 75 | 0 | 2000 | 0 | 0 | 0 | 0 | 0 | 0 | 0 | 0 | 0 | 0 | 0
SOCO_2_VACAR | SOCO | VACAR | 2015 | B4 | 100 | 0 | 2000 | 0 | 0 | 0 | 0 | 0 | 0 | 0 | 0 | 0 | 0 | 0
SOCO_2_VACAR | SOCO | VACAR | 2015 | B5 | 200 | 0 | 2000 | 0 | 0 | 0 | 0 | 0 | 0 | 0 | 0 | 0 | 0 | 0
SOCO_2_VACAR | SOCO | VACAR | 2015 | B6 | 300 | 0 | 2000 | 0 | 0 | 0 | 0 | 0 | 0 | 0 | 0 | 0 | 0 | 0
SOCO_2_VACAR | SOCO | VACAR | 2015 | B7 | 400 | 0 | 2000 | 0 | 0 | 0 | 0 | 0 | 0 | 0 | 0 | 0 | 0 | 0
SOCO_2_VACAR | SOCO | VACAR | 2015 | B8 | 500 | 0 | 2000 | 0 | 0 | 0 | 0 | 0 | 0 | 0 | 0 | 0 | 0 | 0
SOCO_2_VACAR | SOCO | VACAR | 2015 | B9 | 800 | 0 | 2000 | 0 | 0 | 0 | 0 | 0 | 0 | 0 | 0 | 0 | 0 | 0
SOCO_2_VACAR | SOCO | VACAR | 2015 | B10 | 1262 | 0 | 2000 | 0 | 0 | 0 | 0 | 0 | 0 | 0 | 0 | 0 | 0 | 0
SOCO_2_VACAR | SOCO | VACAR | 2015 | B11 | 25 | 0 | 2000 | 0 | 0 | 0 | 0 | 0 | 0 | 0 | 0 | 0 | 0 | 0
SOCO_2_VACAR | SOCO | VACAR | 2015 | B12 | 200 | 0 | 2000 | 0 | 0 | 0 | 0 | 0 | 0 | 0 | 0 | 0 | 0 | 0
SOCO_2_VACAR | SOCO | VACAR | 2015 | B13 | 600 | 0 | 2000 | 0 | 0 | 0 | 0 | 0 | 0 | 0 | 0 | 0 | 0 | 0
SOCO_2_VACAR | SOCO | VACAR | 2015 | B14 | 900 | 0 | 2000 | 0 | 0 | 0 | 0 | 0 | 0 | 0 | 0 | 0 | 0 | 0
SOCO_2_VACAR | SOCO | VACAR | 2015 | B15 | 1203 | 0 | 2000 | 0 | 0 | 0 | 0 | 0 | 0 | 0 | 0 | 0 | 0 | 0
SOCO_2_VACAR | SOCO | VACAR | 2015 | B16 | 25 | 0 | 2000 | 0 | 0 | 0 | 0 | 0 | 0 | 0 | 0 | 0 | 0 | 0
SOCO_2_VACAR | SOCO | VACAR | 2015 | B17 | 100 | 0 | 2000 | 0 | 0 | 0 | 0 | 0 | 0 | 0 | 0 | 0 | 0 | 0
SOCO_2_VACAR | SOCO | VACAR | 2015 | B18 | 400 | 0 | 2000 | 0 | 0 | 0 | 0 | 0 | 0 | 0 | 0 | 0 | 0 | 0
SOCO_2_VACAR | SOCO | VACAR | 2015 | B19 | 700 | 0 | 2000 | 0 | 0 | 0 | 0 | 0 | 0 | 0 | 0 | 0 | 0 | 0
SOCO_2_VACAR | SOCO | VACAR | 2015 | B20 | 935 | 0 | 2000 | 0 | 0 | 0 | 0 | 0 | 0 | 0 | 0 | 0 | 0 | 0
SOCO_2_VACAR | SOCO | VACAR | 2020 | B1 | 10 | 0 | 2000 | 0 | 0 | 0 | 0 | 0 | 0 | 0 | 0 | 0 | 0 | 0
SOCO_2_VACAR | SOCO | VACAR | 2020 | B2 | 25 | 0 | 2000 | 0 | 0 | 0 | 0 | 0 | 0 | 0 | 0 | 0 | 0 | 0
SOCO_2_VACAR | SOCO | VACAR | 2020 | B3 | 75 | 0 | 2000 | 0 | 0 | 0 | 0 | 0 | 0 | 0 | 0 | 0 | 0 | 0
SOCO_2_VACAR | SOCO | VACAR | 2020 | B4 | 100 | 0 | 2000 | 0 | 0 | 0 | 0 | 0 | 0 | 0 | 0 | 0 | 0 | 0
SOCO_2_VACAR | SOCO | VACAR | 2020 | B5 | 200 | 0 | 2000 | 0 | 0 | 0 | 0 | 0 | 0 | 0 | 0 | 0 | 0 | 0
SOCO_2_VACAR | SOCO | VACAR | 2020 | B6 | 300 | 0 | 2000 | 0 | 0 | 0 | 0 | 0 | 0 | 0 | 0 | 0 | 0 | 0
SOCO_2_VACAR | SOCO | VACAR | 2020 | B7 | 400 | 0 | 2000 | 0 | 0 | 0 | 0 | 0 | 0 | 0 | 0 | 0 | 0 | 0
SOCO_2_VACAR | SOCO | VACAR | 2020 | B8 | 500 | 0 | 2000 | 0 | 0 | 0 | 0 | 0 | 0 | 0 | 0 | 0 | 0 | 0
SOCO_2_VACAR | SOCO | VACAR | 2020 | B9 | 800 | 0 | 2000 | 0 | 0 | 0 | 0 | 0 | 0 | 0 | 0 | 0 | 0 | 0
SOCO_2_VACAR | SOCO | VACAR | 2020 | B10 | 1262 | 0 | 2000 | 0 | 0 | 0 | 0 | 0 | 0 | 0 | 0 | 0 | 0 | 0
SOCO_2_VACAR | SOCO | VACAR | 2020 | B11 | 25 | 0 | 2000 | 0 | 0 | 0 | 0 | 0 | 0 | 0 | 0 | 0 | 0 | 0
SOCO_2_VACAR | SOCO | VACAR | 2020 | B12 | 200 | 0 | 2000 | 0 | 0 | 0 | 0 | 0 | 0 | 0 | 0 | 0 | 0 | 0
SOCO_2_VACAR | SOCO | VACAR | 2020 | B13 | 600 | 0 | 2000 | 0 | 0 | 0 | 0 | 0 | 0 | 0 | 0 | 0 | 0 | 0
SOCO_2_VACAR | SOCO | VACAR | 2020 | B14 | 900 | 0 | 2000 | 0 | 0 | 0 | 0 | 0 | 0 | 0 | 0 | 0 | 0 | 0
SOCO_2_VACAR | SOCO | VACAR | 2020 | B15 | 1203 | 0 | 2000 | 0 | 0 | 0 | 0 | 0 | 0 | 0 | 0 | 0 | 0 | 0
SOCO_2_VACAR | SOCO | VACAR | 2020 | B16 | 25 | 0 | 2000 | 0 | 0 | 0 | 0 | 0 | 0 | 0 | 0 | 0 | 0 | 0
SOCO_2_VACAR | SOCO | VACAR | 2020 | B17 | 100 | 0 | 2000 | 1265.4 | 0 | 0 | 0 | 0 | 0 | 0 | 0 | 0 | 0 | 0
SOCO_2_VACAR | SOCO | VACAR | 2020 | B18 | 400 | 0 | 2000 | 0 | 0 | 0 | 0 | 0 | 0 | 0 | 0 | 0 | 0 | 0
SOCO_2_VACAR | SOCO | VACAR | 2020 | B19 | 700 | 0 | 2000 | 0 | 0 | 0 | 0 | 0 | 0 | 0 | 0 | 0 | 0 | 0
SOCO_2_VACAR | SOCO | VACAR | 2020 | B20 | 935 | 0 | 2000 | 0 | 0 | 0 | 0 | 0 | 0 | 0 | 0 | 0 | 0 | 0
SOCO_2_VACAR | SOCO | VACAR | 2025 | B1 | 10 | 0 | 2000 | 0 | 0 | 0 | 0 | 0 | 0 | 0 | 0 | 0 | 0 | 0
SOCO_2_VACAR | SOCO | VACAR | 2025 | B2 | 25 | 0 | 2000 | 1056.11 | 0 | 0 | 0 | 0 | 0 | 0 | 0 | 0 | 0 | 0
SOCO_2_VACAR | SOCO | VACAR | 2025 | B3 | 75 | 0 | 2000 | 0 | 0 | 0 | 0 | 0 | 0 | 0 | 0 | 0 | 0 | 0
SOCO_2_VACAR | SOCO | VACAR | 2025 | B4 | 100 | 0 | 2000 | 0 | 0 | 0 | 0 | 0 | 0 | 0 | 0 | 0 | 0 | 0
SOCO_2_VACAR | SOCO | VACAR | 2025 | B5 | 200 | 0 | 2000 | 0 | 0 | 0 | 0 | 0 | 0 | 0 | 0 | 0 | 0 | 0
SOCO_2_VACAR | SOCO | VACAR | 2025 | B6 | 300 | 0 | 2000 | 0 | 0 | 0 | 0 | 0 | 0 | 0 | 0 | 0 | 0 | 0
SOCO_2_VACAR | SOCO | VACAR | 2025 | B7 | 400 | 0 | 2000 | 0 | 0 | 0 | 0 | 0 | 0 | 0 | 0 | 0 | 0 | 0
SOCO_2_VACAR | SOCO | VACAR | 2025 | B8 | 500 | 0 | 2000 | 0 | 0 | 0 | 0 | 0 | 0 | 0 | 0 | 0 | 0 | 0
SOCO_2_VACAR | SOCO | VACAR | 2025 | B9 | 800 | 0 | 2000 | 0 | 0 | 0 | 0 | 0 | 0 | 0 | 0 | 0 | 0 | 0
SOCO_2_VACAR | SOCO | VACAR | 2025 | B10 | 1262 | 0 | 2000 | 0 | 0 | 0 | 0 | 0 | 0 | 0 | 0 | 0 | 0 | 0
SOCO_2_VACAR | SOCO | VACAR | 2025 | B11 | 25 | 0 | 2000 | 0 | 0 | 0 | 0 | 0 | 0 | 0 | 0 | 0 | 0 | 0
SOCO_2_VACAR | SOCO | VACAR | 2025 | B12 | 200 | 0 | 2000 | 0 | 0 | 0 | 0 | 0 | 0 | 0 | 0 | 0 | 0 | 0
SOCO_2_VACAR | SOCO | VACAR | 2025 | B13 | 600 | 0 | 2000 | 0 | 0 | 0 | 0 | 0 | 0 | 0 | 0 | 0 | 0 | 0
SOCO_2_VACAR | SOCO | VACAR | 2025 | B14 | 900 | 0 | 2000 | 0 | 0 | 0 | 0 | 0 | 0 | 0 | 0 | 0 | 0 | 0
SOCO_2_VACAR | SOCO | VACAR | 2025 | B15 | 1203 | 0 | 2000 | 0 | 0 | 0 | 0 | 0 | 0 | 0 | 0 | 0 | 0 | 0
SOCO_2_VACAR | SOCO | VACAR | 2025 | B16 | 25 | 0 | 2000 | 1639.94 | 0 | 0 | 0 | 0 | 0 | 0 | 0 | 0 | 0 | 0
SOCO_2_VACAR | SOCO | VACAR | 2025 | B17 | 100 | 0 | 2000 | 1471.27 | 0 | 0 | 0 | 0 | 0 | 0 | 0 | 0 | 0 | 0
SOCO_2_VACAR | SOCO | VACAR | 2025 | B18 | 400 | 0 | 2000 | 0 | 0 | 0 | 0 | 0 | 0 | 0 | 0 | 0 | 0 | 0
SOCO_2_VACAR | SOCO | VACAR | 2025 | B19 | 700 | 0 | 2000 | 0 | 0 | 0 | 0 | 0 | 0 | 0 | 0 | 0 | 0 | 0
SOCO_2_VACAR | SOCO | VACAR | 2025 | B20 | 935 | 0 | 2000 | 0 | 0 | 0 | 0 | 0 | 0 | 0 | 0 | 0 | 0 | 0
SOCO_2_VACAR | SOCO | VACAR | 2030 | B1 | 10 | 0 | 2000 | 0 | 0 | 0 | 0 | 0 | 0 | 0 | 0 | 0 | 5.9202 | 1.9734
SOCO_2_VACAR | SOCO | VACAR | 2030 | B2 | 25 | 0 | 2000 | 1150.1 | 0 | 0 | 0 | 0 | 0 | 0 | 0 | 0 | 5.9202 | 1.9734
SOCO_2_VACAR | SOCO | VACAR | 2030 | B3 | 75 | 0 | 2000 | 0 | 0 | 0 | 0 | 0 | 0 | 0 | 0 | 0 | 5.9202 | 1.9734
SOCO_2_VACAR | SOCO | VACAR | 2030 | B4 | 100 | 0 | 2000 | 0 | 0 | 0 | 0 | 0 | 0 | 0 | 0 | 0 | 5.9202 | 1.9734
SOCO_2_VACAR | SOCO | VACAR | 2030 | B5 | 200 | 0 | 2000 | 1282.35 | 0 | 0 | 0 | 0 | 0 | 0 | 0 | 0 | 5.9202 | 1.9734
SOCO_2_VACAR | SOCO | VACAR | 2030 | B6 | 300 | 0 | 2000 | 1766.35 | 0 | 0 | 0 | 0 | 0 | 0 | 0 | 0 | 5.9202 | 1.9734
SOCO_2_VACAR | SOCO | VACAR | 2030 | B7 | 400 | 0 | 2000 | 0 | 339.91 | 0 | 0 | 0 | 0 | 0 | 0 | 0 | 5.9202 | 1.9734
SOCO_2_VACAR | SOCO | VACAR | 2030 | B8 | 500 | 0 | 2000 | 0 | 0 | 0 | 0 | 0 | 0 | 0 | 0 | 0 | 5.9202 | 1.9734
SOCO_2_VACAR | SOCO | VACAR | 2030 | B9 | 800 | 0 | 2000 | 0 | 0 | 0 | 0 | 0 | 0 | 0 | 0 | 0 | 5.9202 | 1.9734
SOCO_2_VACAR | SOCO | VACAR | 2030 | B10 | 1262 | 0 | 2000 | 0 | 0 | 0 | 0 | 0 | 0 | 0 | 0 | 0 | 5.9202 | 1.9734
SOCO_2_VACAR | SOCO | VACAR | 2030 | B11 | 25 | 0 | 2000 | 0 | 0 | 0 | 0 | 0 | 0 | 0 | 0 | 0 | 5.9202 | 1.9734
SOCO_2_VACAR | SOCO | VACAR | 2030 | B12 | 200 | 0 | 2000 | 0 | 0 | 0 | 0 | 0 | 0 | 0 | 0 | 0 | 5.9202 | 1.9734
SOCO_2_VACAR | SOCO | VACAR | 2030 | B13 | 600 | 0 | 2000 | 0 | 0 | 0 | 0 | 0 | 0 | 0 | 0 | 0 | 5.9202 | 1.9734
SOCO_2_VACAR | SOCO | VACAR | 2030 | B14 | 900 | 0 | 2000 | 0 | 0 | 0 | 0 | 0 | 0 | 0 | 0 | 0 | 5.9202 | 1.9734
SOCO_2_VACAR | SOCO | VACAR | 2030 | B15 | 1203 | 0 | 2000 | 0 | 0 | 0 | 0 | 0 | 0 | 0 | 0 | 0 | 5.9202 | 1.9734
SOCO_2_VACAR | SOCO | VACAR | 2030 | B16 | 25 | 0 | 2000 | 2000 | 0 | 0 | 0 | 0 | 7.8936 | 0 | 0 | 7.8936 | 5.9202 | 1.9734
SOCO_2_VACAR | SOCO | VACAR | 2030 | B17 | 100 | 0 | 2000 | 1004.68 | 0 | 0 | 0 | 0 | 0 | 0 | 0 | 0 | 5.9202 | 1.9734
SOCO_2_VACAR | SOCO | VACAR | 2030 | B18 | 400 | 0 | 2000 | 0 | 0 | 0 | 0 | 0 | 0 | 0 | 0 | 0 | 5.9202 | 1.9734
SOCO_2_VACAR | SOCO | VACAR | 2030 | B19 | 700 | 0 | 2000 | 0 | 0 | 0 | 0 | 0 | 0 | 0 | 0 | 0 | 5.9202 | 1.9734
SOCO_2_VACAR | SOCO | VACAR | 2030 | B20 | 935 | 0 | 2000 | 0 | 0 | 0 | 0 | 0 | 0 | 0 | 0 | 0 | 5.9202 | 1.9734
SOCO_2_VACAR | SOCO | VACAR | 2035 | B1 | 10 | 0 | 2000 | 0 | 0 | 0 | 0 | 0 | 0 | 0 | 0 | 0 | 0 | 0
SOCO_2_VACAR | SOCO | VACAR | 2035 | B2 | 25 | 0 | 2000 | 0 | 0 | 0 | 0 | 0 | 0 | 0 | 0 | 0 | 0 | 0
SOCO_2_VACAR | SOCO | VACAR | 2035 | B3 | 75 | 0 | 2000 | 0 | 0 | 0 | 0 | 0 | 0 | 0 | 0 | 0 | 0 | 0
SOCO_2_VACAR | SOCO | VACAR | 2035 | B4 | 100 | 0 | 2000 | 0 | 0 | 0 | 0 | 0 | 0 | 0 | 0 | 0 | 0 | 0
SOCO_2_VACAR | SOCO | VACAR | 2035 | B5 | 200 | 0 | 2000 | 0 | 0 | 0 | 0 | 0 | 0 | 0 | 0 | 0 | 0 | 0
SOCO_2_VACAR | SOCO | VACAR | 2035 | B6 | 300 | 0 | 2000 | 0 | 0 | 0 | 0 | 0 | 0 | 0 | 0 | 0 | 0 | 0
SOCO_2_VACAR | SOCO | VACAR | 2035 | B7 | 400 | 0 | 2000 | 0 | 0 | 0 | 0 | 0 | 0 | 0 | 0 | 0 | 0 | 0
SOCO_2_VACAR | SOCO | VACAR | 2035 | B8 | 500 | 0 | 2000 | 0 | 0 | 0 | 0 | 0 | 0 | 0 | 0 | 0 | 0 | 0
SOCO_2_VACAR | SOCO | VACAR | 2035 | B9 | 800 | 0 | 2000 | 0 | 0 | 0 | 0 | 0 | 0 | 0 | 0 | 0 | 0 | 0
SOCO_2_VACAR | SOCO | VACAR | 2035 | B10 | 1262 | 0 | 2000 | 0 | 0 | 0 | 0 | 0 | 0 | 0 | 0 | 0 | 0 | 0
SOCO_2_VACAR | SOCO | VACAR | 2035 | B11 | 25 | 0 | 2000 | 0 | 0 | 0 | 0 | 0 | 0 | 0 | 0 | 0 | 0 | 0
SOCO_2_VACAR | SOCO | VACAR | 2035 | B12 | 200 | 0 | 2000 | 0 | 0 | 0 | 0 | 0 | 0 | 0 | 0 | 0 | 0 | 0
SOCO_2_VACAR | SOCO | VACAR | 2035 | B13 | 600 | 0 | 2000 | 0 | 0 | 0 | 0 | 0 | 0 | 0 | 0 | 0 | 0 | 0
SOCO_2_VACAR | SOCO | VACAR | 2035 | B14 | 900 | 0 | 2000 | 0 | 0 | 0 | 0 | 0 | 0 | 0 | 0 | 0 | 0 | 0
SOCO_2_VACAR | SOCO | VACAR | 2035 | B15 | 1203 | 0 | 2000 | 0 | 0 | 0 | 0 | 0 | 0 | 0 | 0 | 0 | 0 | 0
SOCO_2_VACAR | SOCO | VACAR | 2035 | B16 | 25 | 0 | 2000 | 0 | 0 | 0 | 0 | 0 | 0 | 0 | 0 | 0 | 0 | 0
SOCO_2_VACAR | SOCO | VACAR | 2035 | B17 | 100 | 0 | 2000 | 0 | 0 | 0 | 0 | 0 | 0 | 0 | 0 | 0 | 0 | 0
SOCO_2_VACAR | SOCO | VACAR | 2035 | B18 | 400 | 0 | 2000 | 0 | 0 | 0 | 0 | 0 | 0 | 0 | 0 | 0 | 0 | 0
SOCO_2_VACAR | SOCO | VACAR | 2035 | B19 | 700 | 0 | 2000 | 0 | 0 | 0 | 0 | 0 | 0 | 0 | 0 | 0 | 0 | 0
SOCO_2_VACAR | SOCO | VACAR | 2035 | B20 | 935 | 0 | 2000 | 0 | 0 | 0 | 0 | 0 | 0 | 0 | 0 | 0 | 0 | 0
SOCO_2_VACAR | SOCO | VACAR | 2040 | B1 | 10 | 0 | 2000 | 0 | 0 | 0 | 0 | 0 | 0 | 0 | 0 | 0 | 0 | 0
SOCO_2_VACAR | SOCO | VACAR | 2040 | B2 | 25 | 0 | 2000 | 30.5 | 0 | 0 | 0 | 0 | 0 | 0 | 0 | 0 | 0 | 0
SOCO_2_VACAR | SOCO | VACAR | 2040 | B3 | 75 | 0 | 2000 | 950.49 | 0 | 0 | 0 | 0 | 0 | 0 | 0 | 0 | 0 | 0
SOCO_2_VACAR | SOCO | VACAR | 2040 | B4 | 100 | 0 | 2000 | 0 | 0 | 0 | 0 | 0 | 0 | 0 | 0 | 0 | 0 | 0
SOCO_2_VACAR | SOCO | VACAR | 2040 | B5 | 200 | 0 | 2000 | 0 | 0 | 0 | 0 | 0 | 0 | 0 | 0 | 0 | 0 | 0
SOCO_2_VACAR | SOCO | VACAR | 2040 | B6 | 300 | 0 | 2000 | 0 | 0 | 0 | 0 | 0 | 0 | 0 | 0 | 0 | 0 | 0
SOCO_2_VACAR | SOCO | VACAR | 2040 | B7 | 400 | 0 | 2000 | 0 | 0 | 0 | 0 | 0 | 0 | 0 | 0 | 0 | 0 | 0
SOCO_2_VACAR | SOCO | VACAR | 2040 | B8 | 500 | 0 | 2000 | 0 | 0 | 0 | 0 | 0 | 0 | 0 | 0 | 0 | 0 | 0
SOCO_2_VACAR | SOCO | VACAR | 2040 | B9 | 800 | 0 | 2000 | 0 | 0 | 0 | 0 | 0 | 0 | 0 | 0 | 0 | 0 | 0
SOCO_2_VACAR | SOCO | VACAR | 2040 | B10 | 1262 | 0 | 2000 | 0 | 0 | 0 | 0 | 0 | 0 | 0 | 0 | 0 | 0 | 0
SOCO_2_VACAR | SOCO | VACAR | 2040 | B11 | 25 | 0 | 2000 | 0 | 0 | 0 | 0 | 0 | 0 | 0 | 0 | 0 | 0 | 0
SOCO_2_VACAR | SOCO | VACAR | 2040 | B12 | 200 | 0 | 2000 | 0 | 0 | 0 | 0 | 0 | 0 | 0 | 0 | 0 | 0 | 0
SOCO_2_VACAR | SOCO | VACAR | 2040 | B13 | 600 | 0 | 2000 | 0 | 0 | 0 | 0 | 0 | 0 | 0 | 0 | 0 | 0 | 0
SOCO_2_VACAR | SOCO | VACAR | 2040 | B14 | 900 | 0 | 2000 | 0 | 0 | 0 | 0 | 0 | 0 | 0 | 0 | 0 | 0 | 0
SOCO_2_VACAR | SOCO | VACAR | 2040 | B15 | 1203 | 0 | 2000 | 0 | 111.95 | 0 | 0 | 0 | 0 | 0 | 0 | 0 | 0 | 0
SOCO_2_VACAR | SOCO | VACAR | 2040 | B16 | 25 | 0 | 2000 | 653.3 | 0 | 0 | 0 | 0 | 0 | 0 | 0 | 0 | 0 | 0
SOCO_2_VACAR | SOCO | VACAR | 2040 | B17 | 100 | 0 | 2000 | 0 | 0 | 0 | 0 | 0 | 0 | 0 | 0 | 0 | 0 | 0
SOCO_2_VACAR | SOCO | VACAR | 2040 | B18 | 400 | 0 | 2000 | 0 | 0 | 0 | 0 | 0 | 0 | 0 | 0 | 0 | 0 | 0
SOCO_2_VACAR | SOCO | VACAR | 2040 | B19 | 700 | 0 | 2000 | 0 | 0 | 0 | 0 | 0 | 0 | 0 | 0 | 0 | 0 | 0
SOCO_2_VACAR | SOCO | VACAR | 2040 | B20 | 935 | 0 | 2000 | 0 | 0 | 0 | 0 | 0 | 0 | 0 | 0 | 0 | 0 | 0
SOCO_2_VACAR | SOCO | VACAR | 2045 | B1 | 10 | 0 | 2000 | 0 | 0 | 0 | 0 | 0 | 0 | 0 | 0 | 0 | 0 | 0
SOCO_2_VACAR | SOCO | VACAR | 2045 | B2 | 25 | 0 | 2000 | 817.78 | 0 | 0 | 0 | 0 | 0 | 0 | 0 | 0 | 0 | 0
SOCO_2_VACAR | SOCO | VACAR | 2045 | B3 | 75 | 0 | 2000 | 0 | 0 | 0 | 0 | 0 | 0 | 0 | 0 | 0 | 0 | 0
SOCO_2_VACAR | SOCO | VACAR | 2045 | B4 | 100 | 0 | 2000 | 0 | 0 | 0 | 0 | 0 | 0 | 0 | 0 | 0 | 0 | 0
SOCO_2_VACAR | SOCO | VACAR | 2045 | B5 | 200 | 0 | 2000 | 0 | 0 | 0 | 0 | 0 | 0 | 0 | 0 | 0 | 0 | 0
SOCO_2_VACAR | SOCO | VACAR | 2045 | B6 | 300 | 0 | 2000 | 0 | 0 | 0 | 0 | 0 | 0 | 0 | 0 | 0 | 0 | 0
SOCO_2_VACAR | SOCO | VACAR | 2045 | B7 | 400 | 0 | 2000 | 0 | 0 | 0 | 0 | 0 | 0 | 0 | 0 | 0 | 0 | 0
SOCO_2_VACAR | SOCO | VACAR | 2045 | B8 | 500 | 0 | 2000 | 0 | 0 | 0 | 0 | 0 | 0 | 0 | 0 | 0 | 0 | 0
SOCO_2_VACAR | SOCO | VACAR | 2045 | B9 | 800 | 0 | 2000 | 0 | 0 | 0 | 0 | 0 | 0 | 0 | 0 | 0 | 0 | 0
SOCO_2_VACAR | SOCO | VACAR | 2045 | B10 | 1262 | 0 | 2000 | 178.03 | 0 | 0 | 0 | 0 | 0 | 0 | 0 | 0 | 0 | 0
SOCO_2_VACAR | SOCO | VACAR | 2045 | B11 | 25 | 0 | 2000 | 0 | 0 | 0 | 0 | 0 | 0 | 0 | 0 | 0 | 0 | 0
SOCO_2_VACAR | SOCO | VACAR | 2045 | B12 | 200 | 0 | 2000 | 0 | 0 | 0 | 0 | 0 | 0 | 0 | 0 | 0 | 0 | 0
SOCO_2_VACAR | SOCO | VACAR | 2045 | B13 | 600 | 0 | 2000 | 0 | 0 | 0 | 0 | 0 | 0 | 0 | 0 | 0 | 0 | 0
SOCO_2_VACAR | SOCO | VACAR | 2045 | B14 | 900 | 0 | 2000 | 0 | 0 | 0 | 0 | 0 | 0 | 0 | 0 | 0 | 0 | 0
SOCO_2_VACAR | SOCO | VACAR | 2045 | B15 | 1203 | 0 | 2000 | 0 | 764.07 | 0 | 0 | 0 | 0 | 0 | 0 | 0 | 0 | 0
SOCO_2_VACAR | SOCO | VACAR | 2045 | B16 | 25 | 0 | 2000 | 0 | 0 | 0 | 0 | 0 | 0 | 0 | 0 | 0 | 0 | 0
SOCO_2_VACAR | SOCO | VACAR | 2045 | B17 | 100 | 0 | 2000 | 0 | 0 | 0 | 0 | 0 | 0 | 0 | 0 | 0 | 0 | 0
SOCO_2_VACAR | SOCO | VACAR | 2045 | B18 | 400 | 0 | 2000 | 0 | 0 | 0 | 0 | 0 | 0 | 0 | 0 | 0 | 0 | 0
SOCO_2_VACAR | SOCO | VACAR | 2045 | B19 | 700 | 0 | 2000 | 0 | 0 | 0 | 0 | 0 | 0 | 0 | 0 | 0 | 0 | 0
SOCO_2_VACAR | SOCO | VACAR | 2045 | B20 | 935 | 0 | 2000 | 0 | 245.96 | 469.24 | 0 | 0 | 0 | 0 | 0 | 0 | 0 | 0
SOCO_2_VACAR | SOCO | VACAR | 2050 | B1 | 10 | 0 | 2000 | 0 | 0 | 0 | 0 | 0 | 0 | 0 | 0 | 0 | 0 | 0
SOCO_2_VACAR | SOCO | VACAR | 2050 | B2 | 25 | 0 | 2000 | 0 | 0 | 0 | 0 | 0 | 0 | 0 | 0 | 0 | 0 | 0
SOCO_2_VACAR | SOCO | VACAR | 2050 | B3 | 75 | 0 | 2000 | 0 | 0 | 0 | 0 | 0 | 0 | 0 | 0 | 0 | 0 | 0
SOCO_2_VACAR | SOCO | VACAR | 2050 | B4 | 100 | 0 | 2000 | 0 | 0 | 0 | 0 | 0 | 0 | 0 | 0 | 0 | 0 | 0
SOCO_2_VACAR | SOCO | VACAR | 2050 | B5 | 200 | 0 | 2000 | 0 | 0 | 0 | 0 | 0 | 0 | 0 | 0 | 0 | 0 | 0
SOCO_2_VACAR | SOCO | VACAR | 2050 | B6 | 300 | 0 | 2000 | 0 | 0 | 0 | 0 | 0 | 0 | 0 | 0 | 0 | 0 | 0
SOCO_2_VACAR | SOCO | VACAR | 2050 | B7 | 400 | 0 | 2000 | 0 | 0 | 0 | 0 | 0 | 0 | 0 | 0 | 0 | 0 | 0
SOCO_2_VACAR | SOCO | VACAR | 2050 | B8 | 500 | 0 | 2000 | 0 | 0 | 0 | 0 | 0 | 0 | 0 | 0 | 0 | 0 | 0
SOCO_2_VACAR | SOCO | VACAR | 2050 | B9 | 800 | 0 | 2000 | 0 | 0 | 0 | 0 | 0 | 0 | 0 | 0 | 0 | 0 | 0
SOCO_2_VACAR | SOCO | VACAR | 2050 | B10 | 1262 | 0 | 2000 | 0 | 0 | 0 | 0 | 0 | 0 | 0 | 0 | 0 | 0 | 0
SOCO_2_VACAR | SOCO | VACAR | 2050 | B11 | 25 | 0 | 2000 | 0 | 0 | 0 | 0 | 0 | 0 | 0 | 0 | 0 | 0 | 0
SOCO_2_VACAR | SOCO | VACAR | 2050 | B12 | 200 | 0 | 2000 | 0 | 0 | 0 | 0 | 0 | 0 | 0 | 0 | 0 | 0 | 0
SOCO_2_VACAR | SOCO | VACAR | 2050 | B13 | 600 | 0 | 2000 | 0 | 0 | 0 | 0 | 0 | 0 | 0 | 0 | 0 | 0 | 0
SOCO_2_VACAR | SOCO | VACAR | 2050 | B14 | 900 | 0 | 2000 | 0 | 0 | 0 | 0 | 0 | 0 | 0 | 0 | 0 | 0 | 0
SOCO_2_VACAR | SOCO | VACAR | 2050 | B15 | 1203 | 0 | 2000 | 0 | 0 | 0 | 0 | 0 | 0 | 0 | 0 | 0 | 0 | 0
SOCO_2_VACAR | SOCO | VACAR | 2050 | B16 | 25 | 0 | 2000 | 0 | 0 | 0 | 0 | 0 | 0 | 0 | 0 | 0 | 0 | 0
SOCO_2_VACAR | SOCO | VACAR | 2050 | B17 | 100 | 0 | 2000 | 0 | 0 | 0 | 0 | 0 | 0 | 0 | 0 | 0 | 0 | 0
SOCO_2_VACAR | SOCO | VACAR | 2050 | B18 | 400 | 0 | 2000 | 0 | 0 | 0 | 0 | 0 | 0 | 0 | 0 | 0 | 0 | 0
SOCO_2_VACAR | SOCO | VACAR | 2050 | B19 | 700 | 0 | 2000 | 0 | 0 | 0 | 0 | 0 | 0 | 0 | 0 | 0 | 0 | 0
SOCO_2_VACAR | SOCO | VACAR | 2050 | B20 | 935 | 0 | 2000 | 0 | 0 | 0 | 0 | 0 | 0 | 0 | 0 | 0 | 0 | 0
SPP_N_2_ENT | SPP_N | ENT | 2015 | B1 | 10 | 0 | 1800 | 0 | 0 | 0 | 0 | 0 | 0 | 0 | 0 | 0 | 0 | 0
SPP_N_2_ENT | SPP_N | ENT | 2015 | B2 | 25 | 0 | 1800 | 0 | 0 | 0 | 0 | 0 | 0 | 0 | 0 | 0 | 0 | 0
SPP_N_2_ENT | SPP_N | ENT | 2015 | B3 | 75 | 0 | 1800 | 0 | 0 | 0 | 0 | 0 | 0 | 0 | 0 | 0 | 0 | 0
SPP_N_2_ENT | SPP_N | ENT | 2015 | B4 | 100 | 0 | 1800 | 0 | 0 | 0 | 0 | 0 | 0 | 0 | 0 | 0 | 0 | 0
SPP_N_2_ENT | SPP_N | ENT | 2015 | B5 | 200 | 0 | 1800 | 0 | 0 | 0 | 0 | 0 | 0 | 0 | 0 | 0 | 0 | 0
SPP_N_2_ENT | SPP_N | ENT | 2015 | B6 | 300 | 0 | 1800 | 0 | 0 | 0 | 0 | 0 | 0 | 0 | 0 | 0 | 0 | 0
SPP_N_2_ENT | SPP_N | ENT | 2015 | B7 | 400 | 0 | 1800 | 0 | 0 | 0 | 0 | 0 | 0 | 0 | 0 | 0 | 0 | 0
SPP_N_2_ENT | SPP_N | ENT | 2015 | B8 | 500 | 0 | 1800 | 0 | 0 | 0 | 0 | 0 | 0 | 0 | 0 | 0 | 0 | 0
SPP_N_2_ENT | SPP_N | ENT | 2015 | B9 | 800 | 0 | 1800 | 0 | 0 | 0 | 0 | 0 | 0 | 0 | 0 | 0 | 0 | 0
SPP_N_2_ENT | SPP_N | ENT | 2015 | B10 | 1262 | 0 | 1800 | 0 | 0 | 0 | 0 | 0 | 0 | 0 | 0 | 0 | 0 | 0
SPP_N_2_ENT | SPP_N | ENT | 2015 | B11 | 25 | 0 | 1800 | 0 | 0 | 0 | 0 | 0 | 0 | 0 | 0 | 0 | 0 | 0
SPP_N_2_ENT | SPP_N | ENT | 2015 | B12 | 200 | 0 | 1800 | 0 | 0 | 0 | 0 | 0 | 0 | 0 | 0 | 0 | 0 | 0
SPP_N_2_ENT | SPP_N | ENT | 2015 | B13 | 600 | 0 | 1800 | 0 | 0 | 0 | 0 | 0 | 0 | 0 | 0 | 0 | 0 | 0
SPP_N_2_ENT | SPP_N | ENT | 2015 | B14 | 900 | 0 | 1800 | 0 | 0 | 0 | 0 | 0 | 0 | 0 | 0 | 0 | 0 | 0
SPP_N_2_ENT | SPP_N | ENT | 2015 | B15 | 1203 | 0 | 1800 | 0 | 0 | 0 | 0 | 0 | 0 | 0 | 0 | 0 | 0 | 0
SPP_N_2_ENT | SPP_N | ENT | 2015 | B16 | 25 | 0 | 1800 | 160.81 | 463.58 | 915.62 | 0 | 0 | 0 | 0 | 0 | 0 | 0 | 0
SPP_N_2_ENT | SPP_N | ENT | 2015 | B17 | 100 | 0 | 1800 | 0 | 0 | 0 | 0 | 0 | 0 | 0 | 0 | 0 | 0 | 0
SPP_N_2_ENT | SPP_N | ENT | 2015 | B18 | 400 | 0 | 1800 | 0 | 0 | 0 | 0 | 0 | 0 | 0 | 0 | 0 | 0 | 0
SPP_N_2_ENT | SPP_N | ENT | 2015 | B19 | 700 | 0 | 1800 | 0 | 0 | 0 | 0 | 0 | 0 | 0 | 0 | 0 | 0 | 0
SPP_N_2_ENT | SPP_N | ENT | 2015 | B20 | 935 | 0 | 1800 | 0 | 0 | 0 | 0 | 0 | 0 | 0 | 0 | 0 | 0 | 0
SPP_N_2_ENT | SPP_N | ENT | 2020 | B1 | 10 | 0 | 1800 | 1800 | 1800 | 1800 | 0 | 0 | 67.4928 | 4.6768 | 0.79529 | 0.14922 | 5.7756 | 1.9252
SPP_N_2_ENT | SPP_N | ENT | 2020 | B2 | 25 | 0 | 1800 | 1800 | 1800 | 1800 | 0 | 0 | 0.89025 | 2.374 | 1.555 | 0.0049207 | 5.7756 | 1.9252
SPP_N_2_ENT | SPP_N | ENT | 2020 | B3 | 75 | 0 | 1800 | 743.44 | 1800 | 1800 | 0 | 0 | 0 | 0.54602 | 0.79529 | 0 | 5.7756 | 1.9252
SPP_N_2_ENT | SPP_N | ENT | 2020 | B4 | 100 | 0 | 1800 | 804.9 | 1800 | 1800 | 0 | 0 | 0 | 3.5966 | 0.89025 | 0 | 5.7756 | 1.9252
SPP_N_2_ENT | SPP_N | ENT | 2020 | B5 | 200 | 0 | 1800 | 1800 | 1800 | 1800 | 0 | 4123.34 | 0.43919 | 4.0952 | 1.9229 | 0.01942 | 5.7756 | 1.9252
SPP_N_2_ENT | SPP_N | ENT | 2020 | B6 | 300 | 300 | 1800 | 1375.39 | 1800 | 1800 | 416.93 | 5178.05 | 0 | 5.7807 | 1.9229 | 0 | 5.7756 | 1.9252
SPP_N_2_ENT | SPP_N | ENT | 2020 | B7 | 400 | 0 | 1800 | 1512.04 | 1800 | 1800 | 0 | 7199.97 | 0 | 4.7836 | 1.9229 | 0 | 5.7756 | 1.9252
SPP_N_2_ENT | SPP_N | ENT | 2020 | B8 | 500 | 0 | 1800 | 0 | 1615.59 | 1800 | 0 | 2395.83 | 0 | 0 | 1.9229 | 0 | 5.7756 | 1.9252
SPP_N_2_ENT | SPP_N | ENT | 2020 | B9 | 800 | 0 | 1800 | 0 | 0 | 1800 | 0 | 3008.84 | 0 | 0 | 1.9229 | 0 | 5.7756 | 1.9252
SPP_N_2_ENT | SPP_N | ENT | 2020 | B10 | 1262 | 0 | 1800 | 1319.94 | 1800 | 1800 | 0 | 6664.79 | 0 | 2.4571 | 1.9229 | 0 | 5.7756 | 1.9252
SPP_N_2_ENT | SPP_N | ENT | 2020 | B11 | 25 | 25 | 1800 | 1800 | 1800 | 1800 | 1988.33 | 6077.58 | 8.0122 | 5.7807 | 1.9229 | 0.044286 | 5.7756 | 1.9252
SPP_N_2_ENT | SPP_N | ENT | 2020 | B12 | 200 | 0 | 1800 | 0 | 838.47 | 1735.24 | 0 | 0 | 0 | 0 | 0 | 0 | 5.7756 | 1.9252
SPP_N_2_ENT | SPP_N | ENT | 2020 | B13 | 600 | 0 | 1800 | 255.88 | 1800 | 1800 | 0 | 3708.66 | 0 | 0.1187 | 1.9229 | 0 | 5.7756 | 1.9252
SPP_N_2_ENT | SPP_N | ENT | 2020 | B14 | 900 | 900 | 1800 | 1800 | 1800 | 1800 | 3774.92 | 4655.12 | 0.98521 | 5.7807 | 1.9229 | 0.19604 | 5.7756 | 1.9252
SPP_N_2_ENT | SPP_N | ENT | 2020 | B15 | 1203 | 1203 | 1800 | 1800 | 1800 | 1800 | 4309.99 | 2943.11 | 22.458 | 5.7807 | 1.9229 | 5.9733 | 5.7756 | 1.9252
SPP_N_2_ENT | SPP_N | ENT | 2020 | B16 | 25 | 25 | 1800 | 1800 | 1800 | 1800 | 1810.23 | 0 | 23.3483 | 5.7807 | 0.79529 | 0.12905 | 5.7756 | 1.9252
SPP_N_2_ENT | SPP_N | ENT | 2020 | B17 | 100 | 0 | 1800 | 1800 | 1800 | 1800 | 0 | 0 | 0.65285 | 1.828 | 0.79529 | 0.014434 | 5.7756 | 1.9252
SPP_N_2_ENT | SPP_N | ENT | 2020 | B18 | 400 | 0 | 1800 | 1800 | 1800 | 1800 | 0 | 1474.87 | 0.01187 | 2.6826 | 1.9229 | 0.0010497 | 5.7756 | 1.9252
SPP_N_2_ENT | SPP_N | ENT | 2020 | B19 | 700 | 0 | 1800 | 1800 | 1800 | 1800 | 0 | 6926.91 | 0.45106 | 3.9765 | 1.9229 | 0.069808 | 5.7756 | 1.9252
SPP_N_2_ENT | SPP_N | ENT | 2020 | B20 | 935 | 935 | 1800 | 1800 | 1800 | 1800 | 3630.27 | 4720.15 | 5.3178 | 5.7807 | 1.9229 | 1.0993 | 5.7756 | 1.9252
SPP_N_2_ENT | SPP_N | ENT | 2025 | B1 | 10 | 10 | 1800 | 1800 | 1800 | 1800 | 19631.98 | 20614.84 | 614.4268 | 19.7992 | 6.5997 | 1.0856 | 19.7997 | 6.5999
SPP_N_2_ENT | SPP_N | ENT | 2025 | B2 | 25 | 25 | 1800 | 1800 | 1800 | 1800 | 10504.41 | 13705.57 | 501.2582 | 19.7992 | 6.5997 | 2.214 | 19.7997 | 6.5999
SPP_N_2_ENT | SPP_N | ENT | 2025 | B3 | 75 | 75 | 1800 | 0 | 1800 | 1800 | 373.82 | 1660.01 | 0 | 19.7992 | 6.5997 | 0 | 19.7997 | 6.5999
SPP_N_2_ENT | SPP_N | ENT | 2025 | B4 | 100 | 0 | 1800 | 18.36 | 1800 | 1800 | 0 | 5310.36 | 0 | 7.5612 | 6.5997 | 0 | 19.7997 | 6.5999
SPP_N_2_ENT | SPP_N | ENT | 2025 | B5 | 200 | 0 | 1800 | 0 | 1800 | 1800 | 0 | 7451.08 | 0 | 8.0004 | 6.5997 | 0 | 19.7997 | 6.5999
SPP_N_2_ENT | SPP_N | ENT | 2025 | B6 | 300 | 0 | 1800 | 258.46 | 1800 | 1800 | 0 | 7961.79 | 0 | 8.0004 | 6.5997 | 0 | 19.7997 | 6.5999
SPP_N_2_ENT | SPP_N | ENT | 2025 | B7 | 400 | 0 | 1800 | 267.97 | 1800 | 1800 | 0 | 6118.21 | 0 | 5.4721 | 6.5997 | 0 | 19.7997 | 6.5999
SPP_N_2_ENT | SPP_N | ENT | 2025 | B8 | 500 | 0 | 1800 | 0 | 1800 | 1800 | 0 | 4354.56 | 0 | 1.733 | 6.5997 | 0 | 19.7997 | 6.5999
SPP_N_2_ENT | SPP_N | ENT | 2025 | B9 | 800 | 0 | 1800 | 0 | 1800 | 1800 | 0 | 8345.1 | 0 | 2.0654 | 6.5997 | 0 | 19.7997 | 6.5999
SPP_N_2_ENT | SPP_N | ENT | 2025 | B10 | 1262 | 1262 | 1800 | 1800 | 1800 | 1800 | 2145.08 | 18078.34 | 2.3265 | 19.7992 | 6.5997 | 0.51874 | 19.7997 | 6.5999
SPP_N_2_ENT | SPP_N | ENT | 2025 | B11 | 25 | 0 | 1800 | 1730.43 | 1800 | 1800 | 0 | 10288.92 | 0 | 19.0276 | 6.5997 | 0 | 19.7997 | 6.5999
SPP_N_2_ENT | SPP_N | ENT | 2025 | B12 | 200 | 0 | 1800 | 112.14 | 1800 | 1800 | 0 | 10851.58 | 0 | 12.9858 | 6.5997 | 0 | 19.7997 | 6.5999
SPP_N_2_ENT | SPP_N | ENT | 2025 | B13 | 600 | 0 | 1800 | 1800 | 1800 | 1800 | 0 | 11260.95 | 0.01187 | 18.3392 | 6.5997 | 0.0012583 | 19.7997 | 6.5999
SPP_N_2_ENT | SPP_N | ENT | 2025 | B14 | 900 | 900 | 1800 | 1800 | 1800 | 1800 | 6372.91 | 12206.78 | 22.7073 | 19.7992 | 6.5997 | 3.6107 | 19.7997 | 6.5999
SPP_N_2_ENT | SPP_N | ENT | 2025 | B15 | 1203 | 1203 | 1800 | 1800 | 1800 | 1800 | 9410.3 | 27003.88 | 65.653 | 19.7992 | 6.5997 | 13.9542 | 19.7997 | 6.5999
SPP_N_2_ENT | SPP_N | ENT | 2025 | B16 | 25 | 25 | 1800 | 1800 | 1800 | 1800 | 1965.74 | 15999.62 | 8.0004 | 19.7992 | 6.5997 | 0.035337 | 19.7997 | 6.5999
SPP_N_2_ENT | SPP_N | ENT | 2025 | B17 | 100 | 0 | 1800 | 1711.49 | 1800 | 1800 | 0 | 13626.34 | 0 | 19.7042 | 6.5997 | 0 | 19.7997 | 6.5999
SPP_N_2_ENT | SPP_N | ENT | 2025 | B18 | 400 | 0 | 1800 | 1778.25 | 1800 | 1800 | 0 | 9843.1 | 0 | 16.5112 | 6.5997 | 0 | 19.7997 | 6.5999
SPP_N_2_ENT | SPP_N | ENT | 2025 | B19 | 700 | 700 | 1800 | 1800 | 1800 | 1800 | 456.83 | 9623.82 | 1.0564 | 19.7992 | 6.5997 | 0.13065 | 19.7997 | 6.5999
SPP_N_2_ENT | SPP_N | ENT | 2025 | B20 | 935 | 935 | 1800 | 1800 | 1800 | 1800 | 5933.74 | 22255.39 | 29.3545 | 19.7992 | 6.5997 | 4.8492 | 19.7997 | 6.5999
SPP_N_2_ENT | SPP_N | ENT | 2030 | B1 | 10 | 0 | 1800 | 1800 | 1800 | 1800 | 0 | 2997.92 | 590.5444 | 29.8768 | 10.8611 | 0.92853 | 32.5735 | 10.8578
SPP_N_2_ENT | SPP_N | ENT | 2030 | B2 | 25 | 0 | 1800 | 1800 | 1800 | 1800 | 0 | 8478.41 | 576.6209 | 30.1617 | 10.8611 | 2.2666 | 32.5735 | 10.8578
SPP_N_2_ENT | SPP_N | ENT | 2030 | B3 | 75 | 0 | 1800 | 0 | 1800 | 1800 | 0 | 558.16 | 0 | 9.0924 | 10.8611 | 0 | 32.5735 | 10.8578
SPP_N_2_ENT | SPP_N | ENT | 2030 | B4 | 100 | 0 | 1800 | 0 | 1800 | 1800 | 0 | 2746.11 | 0 | 8.0004 | 10.8611 | 0 | 32.5735 | 10.8578
SPP_N_2_ENT | SPP_N | ENT | 2030 | B5 | 200 | 0 | 1800 | 0 | 1800 | 1800 | 0 | 2505.65 | 0 | 26.3989 | 10.8611 | 0 | 32.5735 | 10.8578
SPP_N_2_ENT | SPP_N | ENT | 2030 | B6 | 300 | 0 | 1800 | 0 | 1800 | 1800 | 0 | 2055.76 | 0 | 0.60537 | 10.8611 | 0 | 32.5735 | 10.8578
SPP_N_2_ENT | SPP_N | ENT | 2030 | B7 | 400 | 0 | 1800 | 0 | 1800 | 1800 | 0 | 669.6 | 0 | 5.4721 | 10.8611 | 0 | 32.5735 | 10.8578
SPP_N_2_ENT | SPP_N | ENT | 2030 | B8 | 500 | 0 | 1800 | 0 | 1800 | 1800 | 0 | 5177.49 | 0 | 17.6507 | 10.8611 | 0 | 32.5735 | 10.8578
SPP_N_2_ENT | SPP_N | ENT | 2030 | B9 | 800 | 0 | 1800 | 0 | 1800 | 1800 | 0 | 8869 | 0 | 27.3129 | 10.8611 | 0 | 32.5735 | 10.8578
SPP_N_2_ENT | SPP_N | ENT | 2030 | B10 | 1262 | 1262 | 1800 | 1800 | 1800 | 1800 | 897.52 | 11350.07 | 13.4606 | 32.5713 | 10.8611 | 2.671 | 32.5735 | 10.8578
SPP_N_2_ENT | SPP_N | ENT | 2030 | B11 | 25 | 0 | 1800 | 0 | 1800 | 1800 | 0 | 4966.22 | 0 | 23.2415 | 10.8611 | 0 | 32.5735 | 10.8578
SPP_N_2_ENT | SPP_N | ENT | 2030 | B12 | 200 | 0 | 1800 | 1800 | 1800 | 1800 | 0 | 6242.37 | 0.30862 | 30.1617 | 10.8611 | 0.009705 | 32.5735 | 10.8578
SPP_N_2_ENT | SPP_N | ENT | 2030 | B13 | 600 | 0 | 1800 | 1800 | 1800 | 1800 | 0 | 4264.97 | 7.2763 | 31.5979 | 10.8611 | 0.68644 | 32.5735 | 10.8578
SPP_N_2_ENT | SPP_N | ENT | 2030 | B14 | 900 | 0 | 1800 | 1800 | 1800 | 1800 | 0 | 8663.93 | 80.0275 | 30.1617 | 10.8611 | 11.3247 | 32.5735 | 10.8578
SPP_N_2_ENT | SPP_N | ENT | 2030 | B15 | 1203 | 0 | 1800 | 1800 | 1800 | 1800 | 0 | 3579.7 | 73.6415 | 30.1617 | 10.8611 | 13.9294 | 32.5735 | 10.8578
SPP_N_2_ENT | SPP_N | ENT | 2030 | B16 | 25 | 0 | 1800 | 1800 | 1800 | 1800 | 0 | 9693.19 | 4.8667 | 30.1973 | 10.8611 | 0.01913 | 32.5735 | 10.8578
SPP_N_2_ENT | SPP_N | ENT | 2030 | B17 | 100 | 0 | 1800 | 1800 | 1800 | 1800 | 0 | 4898.39 | 14.7544 | 32.1202 | 10.8611 | 0.23199 | 32.5735 | 10.8578
SPP_N_2_ENT | SPP_N | ENT | 2030 | B18 | 400 | 0 | 1800 | 1800 | 1800 | 1800 | 0 | 5429.28 | 2.9438 | 31.3012 | 10.8611 | 0.18514 | 32.5735 | 10.8578
SPP_N_2_ENT | SPP_N | ENT | 2030 | B19 | 700 | 0 | 1800 | 1800 | 1800 | 1800 | 0 | 6639.68 | 14.9206 | 32.227 | 10.8611 | 1.6422 | 32.5735 | 10.8578
SPP_N_2_ENT | SPP_N | ENT | 2030 | B20 | 935 | 0 | 1800 | 1800 | 1800 | 1800 | 0 | 2661.6 | 64.8696 | 30.1617 | 10.8611 | 9.5366 | 32.5735 | 10.8578
SPP_N_2_ENT | SPP_N | ENT | 2035 | B1 | 10 | 10 | 1800 | 1800 | 1800 | 1800 | 8129.42 | 10087.24 | 594.865 | 38.3638 | 12.784 | 0.92084 | 60.9323 | 20.3108
SPP_N_2_ENT | SPP_N | ENT | 2035 | B2 | 25 | 25 | 1800 | 1800 | 1800 | 1800 | 8831.68 | 11859.84 | 499.2166 | 38.3638 | 12.784 | 1.932 | 60.9323 | 20.3108
SPP_N_2_ENT | SPP_N | ENT | 2035 | B3 | 75 | 0 | 1800 | 1800 | 1800 | 1800 | 0 | 1273.29 | 0.01187 | 31.9897 | 12.784 | 0.00013781 | 60.9323 | 20.3108
SPP_N_2_ENT | SPP_N | ENT | 2035 | B4 | 100 | 100 | 1800 | 1385.07 | 1800 | 1800 | 2993.01 | 5234.53 | 0 | 38.3638 | 12.784 | 0 | 60.9323 | 20.3108
SPP_N_2_ENT | SPP_N | ENT | 2035 | B5 | 200 | 200 | 1800 | 0 | 1800 | 1800 | 2098.95 | 4837.98 | 0 | 38.3638 | 12.784 | 0 | 60.9323 | 20.3108
SPP_N_2_ENT | SPP_N | ENT | 2035 | B6 | 300 | 0 | 1800 | 0 | 1800 | 1800 | 0 | 522.3 | 0 | 10.9323 | 12.784 | 0 | 60.9323 | 20.3108
SPP_N_2_ENT | SPP_N | ENT | 2035 | B7 | 400 | 0 | 1800 | 0 | 1800 | 1800 | 0 | 0 | 0 | 32.5475 | 10.1132 | 0 | 60.9323 | 20.3108
SPP_N_2_ENT | SPP_N | ENT | 2035 | B8 | 500 | 500 | 1800 | 41.5 | 1800 | 1800 | 6426.97 | 8303.22 | 0 | 38.3638 | 12.784 | 0 | 60.9323 | 20.3108
SPP_N_2_ENT | SPP_N | ENT | 2035 | B9 | 800 | 800 | 1800 | 1009.06 | 1800 | 1800 | 5833.34 | 8488.31 | 0 | 38.3638 | 12.784 | 0 | 60.9323 | 20.3108
SPP_N_2_ENT | SPP_N | ENT | 2035 | B10 | 1262 | 1262 | 1800 | 1800 | 1800 | 1800 | 8224.92 | 8225.03 | 23.4789 | 38.3638 | 12.784 | 4.5867 | 60.9323 | 20.3108
SPP_N_2_ENT | SPP_N | ENT | 2035 | B11 | 25 | 25 | 1800 | 1800 | 1800 | 1800 | 7962.23 | 9600.39 | 0.52228 | 38.3638 | 12.784 | 0.0020212 | 60.9323 | 20.3108
SPP_N_2_ENT | SPP_N | ENT | 2035 | B12 | 200 | 200 | 1800 | 1800 | 1800 | 1800 | 8935.05 | 9512.91 | 8.0122 | 38.3638 | 12.784 | 0.24806 | 60.9323 | 20.3108
SPP_N_2_ENT | SPP_N | ENT | 2035 | B13 | 600 | 600 | 1800 | 1800 | 1800 | 1800 | 9069.03 | 9990.4 | 73.6771 | 38.3638 | 12.784 | 6.8431 | 60.9323 | 20.3108
SPP_N_2_ENT | SPP_N | ENT | 2035 | B14 | 900 | 900 | 1800 | 1800 | 1800 | 1800 | 3075.41 | 4235.76 | 112.3733 | 38.3638 | 12.784 | 15.6557 | 60.9323 | 20.3108
SPP_N_2_ENT | SPP_N | ENT | 2035 | B15 | 1203 | 1203 | 1800 | 1800 | 1800 | 1800 | 2921.74 | 2519.24 | 108.1951 | 38.3638 | 12.784 | 20.1484 | 60.9323 | 20.3108
SPP_N_2_ENT | SPP_N | ENT | 2035 | B16 | 25 | 25 | 1800 | 1800 | 1800 | 1800 | 13311.33 | 11701.9 | 128.1367 | 38.3638 | 12.784 | 0.49588 | 60.9323 | 20.3108
SPP_N_2_ENT | SPP_N | ENT | 2035 | B17 | 100 | 100 | 1800 | 1800 | 1800 | 1800 | 8562.84 | 9655.93 | 120.6823 | 38.3638 | 12.784 | 1.8681 | 60.9323 | 20.3108
SPP_N_2_ENT | SPP_N | ENT | 2035 | B18 | 400 | 400 | 1800 | 1800 | 1800 | 1800 | 8662.2 | 9402.07 | 34.6841 | 38.3638 | 12.784 | 2.1476 | 60.9323 | 20.3108
SPP_N_2_ENT | SPP_N | ENT | 2035 | B19 | 700 | 700 | 1800 | 1800 | 1800 | 1800 | 6334.1 | 7277.1 | 104.1711 | 38.3638 | 12.784 | 11.2879 | 60.9323 | 20.3108
SPP_N_2_ENT | SPP_N | ENT | 2035 | B20 | 935 | 935 | 1800 | 1800 | 1800 | 1800 | 2691.38 | 3477.09 | 104.3729 | 38.3638 | 12.784 | 15.1066 | 60.9323 | 20.3108
SPP_N_2_ENT | SPP_N | ENT | 2040 | B1 | 10 | 0 | 1800 | 1800 | 1800 | 1800 | 0 | 11557.88 | 548.8807 | 39.0048 | 14.2084 | 0.84966 | 66.6535 | 22.2178
SPP_N_2_ENT | SPP_N | ENT | 2040 | B2 | 25 | 25 | 1800 | 1800 | 1800 | 1800 | 1385.58 | 11970.14 | 329.5468 | 42.637 | 14.2084 | 1.2753 | 66.6535 | 22.2178
SPP_N_2_ENT | SPP_N | ENT | 2040 | B3 | 75 | 75 | 1800 | 1800 | 1800 | 1800 | 1209.39 | 2881.14 | 1.2582 | 42.637 | 14.2084 | 0.014608 | 66.6535 | 22.2178
SPP_N_2_ENT | SPP_N | ENT | 2040 | B4 | 100 | 100 | 1800 | 420.04 | 1800 | 1800 | 3309.84 | 5343.86 | 0 | 42.637 | 14.2084 | 0 | 66.6535 | 22.2178
SPP_N_2_ENT | SPP_N | ENT | 2040 | B5 | 200 | 0 | 1800 | 0 | 1800 | 1800 | 0 | 5117.29 | 0 | 21.5559 | 14.2084 | 0 | 66.6535 | 22.2178
SPP_N_2_ENT | SPP_N | ENT | 2040 | B6 | 300 | 0 | 1800 | 0 | 1800 | 1800 | 0 | 0 | 0 | 8.6532 | 5.6501 | 0 | 66.6535 | 22.2178
SPP_N_2_ENT | SPP_N | ENT | 2040 | B7 | 400 | 0 | 1800 | 0 | 1800 | 1800 | 0 | 530.38 | 0 | 35.0402 | 14.2084 | 0 | 66.6535 | 22.2178
SPP_N_2_ENT | SPP_N | ENT | 2040 | B8 | 500 | 500 | 1800 | 1465.98 | 1800 | 1800 | 4231.75 | 7279.07 | 0 | 42.637 | 14.2084 | 0 | 66.6535 | 22.2178
SPP_N_2_ENT | SPP_N | ENT | 2040 | B9 | 800 | 800 | 1800 | 1062.41 | 1800 | 1800 | 6197.62 | 6594.79 | 0 | 42.637 | 14.2084 | 0 | 66.6535 | 22.2178
SPP_N_2_ENT | SPP_N | ENT | 2040 | B10 | 1262 | 1262 | 1800 | 1800 | 1800 | 1800 | 3140.41 | 600.05 | 26.9686 | 42.637 | 14.2084 | 5.2685 | 66.6535 | 22.2178
SPP_N_2_ENT | SPP_N | ENT | 2040 | B11 | 25 | 25 | 1800 | 1800 | 1800 | 1800 | 9718.78 | 10856.67 | 4.0002 | 42.637 | 14.2084 | 0.015481 | 66.6535 | 22.2178
SPP_N_2_ENT | SPP_N | ENT | 2040 | B12 | 200 | 200 | 1800 | 1800 | 1800 | 1800 | 9431.27 | 8715.68 | 64.2286 | 42.637 | 14.2084 | 1.9885 | 66.6535 | 22.2178
SPP_N_2_ENT | SPP_N | ENT | 2040 | B13 | 600 | 600 | 1800 | 1800 | 1800 | 1800 | 8649.14 | 6847.43 | 137.0748 | 42.637 | 14.2084 | 12.7314 | 66.6535 | 22.2178
SPP_N_2_ENT | SPP_N | ENT | 2040 | B14 | 900 | 900 | 1800 | 1800 | 1800 | 1800 | 4097.66 | 4357.31 | 142.3807 | 42.637 | 14.2084 | 19.8363 | 66.6535 | 22.2178
SPP_N_2_ENT | SPP_N | ENT | 2040 | B15 | 1203 | 1203 | 1800 | 1800 | 1800 | 1800 | 1772.53 | 2925.54 | 68.4899 | 42.637 | 14.2084 | 12.7544 | 66.6535 | 22.2178
SPP_N_2_ENT | SPP_N | ENT | 2040 | B16 | 25 | 25 | 1800 | 1800 | 1800 | 1800 | 13677.42 | 13566.22 | 166.3462 | 42.637 | 14.2084 | 0.64375 | 66.6535 | 22.2178
SPP_N_2_ENT | SPP_N | ENT | 2040 | B17 | 100 | 100 | 1800 | 1800 | 1800 | 1800 | 9204.61 | 7921.82 | 155.1646 | 42.637 | 14.2084 | 2.4019 | 66.6535 | 22.2178
SPP_N_2_ENT | SPP_N | ENT | 2040 | B18 | 400 | 400 | 1800 | 1800 | 1800 | 1800 | 9554.22 | 6026.77 | 88.5027 | 42.637 | 14.2084 | 5.48 | 66.6535 | 22.2178
SPP_N_2_ENT | SPP_N | ENT | 2040 | B19 | 700 | 700 | 1800 | 1800 | 1800 | 1800 | 8791.18 | 4009.07 | 144.8734 | 42.637 | 14.2084 | 15.6984 | 66.6535 | 22.2178
SPP_N_2_ENT | SPP_N | ENT | 2040 | B20 | 935 | 935 | 1800 | 1800 | 1800 | 1800 | 6079.94 | 1622.33 | 68.4899 | 42.637 | 14.2084 | 9.913 | 66.6535 | 22.2178
SPP_N_2_ENT | SPP_N | ENT | 2045 | B1 | 10 | 0 | 1800 | 1800 | 1800 | 1800 | 0 | 9927.45 | 512.3092 | 29.8056 | 10.7067 | 0.70566 | 50.6398 | 16.8799
SPP_N_2_ENT | SPP_N | ENT | 2045 | B2 | 25 | 25 | 1800 | 1800 | 1800 | 1800 | 965.76 | 13170.91 | 185.8367 | 32.1321 | 10.7067 | 0.63993 | 50.6398 | 16.8799
SPP_N_2_ENT | SPP_N | ENT | 2045 | B3 | 75 | 75 | 1800 | 1800 | 1800 | 1800 | 2784.28 | 4287.26 | 0.01187 | 32.1321 | 10.7067 | 0.00012262 | 50.6398 | 16.8799
SPP_N_2_ENT | SPP_N | ENT | 2045 | B4 | 100 | 100 | 1800 | 0 | 1800 | 1800 | 3764.74 | 6655.45 | 0 | 32.1321 | 10.7067 | 0 | 50.6398 | 16.8799
SPP_N_2_ENT | SPP_N | ENT | 2045 | B5 | 200 | 0 | 1800 | 0 | 1800 | 1800 | 0 | 2002.62 | 0 | 13.5081 | 10.7067 | 0 | 50.6398 | 16.8799
SPP_N_2_ENT | SPP_N | ENT | 2045 | B6 | 300 | 0 | 1800 | 0 | 1800 | 1800 | 0 | 0 | 0 | 8.0004 | 8.0004 | 0 | 50.6398 | 16.8799
SPP_N_2_ENT | SPP_N | ENT | 2045 | B7 | 400 | 0 | 1800 | 0 | 1800 | 1800 | 0 | 2337.87 | 0 | 23.1584 | 10.7067 | 0 | 50.6398 | 16.8799
SPP_N_2_ENT | SPP_N | ENT | 2045 | B8 | 500 | 500 | 1800 | 755.08 | 1800 | 1800 | 4590.41 | 6793.05 | 0 | 32.1321 | 10.7067 | 0 | 50.6398 | 16.8799
SPP_N_2_ENT | SPP_N | ENT | 2045 | B9 | 800 | 800 | 1800 | 1800 | 1800 | 1800 | 5363.71 | 4917.48 | 0.01187 | 32.1321 | 10.7067 | 0.001308 | 50.6398 | 16.8799
SPP_N_2_ENT | SPP_N | ENT | 2045 | B10 | 1262 | 1262 | 1800 | 1800 | 1800 | 1800 | 453.21 | 0 | 56.976 | 32.1321 | 10.3269 | 9.9041 | 50.6398 | 16.8799
SPP_N_2_ENT | SPP_N | ENT | 2045 | B11 | 25 | 25 | 1800 | 1800 | 1800 | 1800 | 9747.53 | 11152.61 | 0.62911 | 32.1321 | 10.7067 | 0.0021664 | 50.6398 | 16.8799
SPP_N_2_ENT | SPP_N | ENT | 2045 | B12 | 200 | 200 | 1800 | 1800 | 1800 | 1800 | 4962.96 | 5532.13 | 87.9567 | 32.1321 | 10.7067 | 2.423 | 50.6398 | 16.8799
SPP_N_2_ENT | SPP_N | ENT | 2045 | B13 | 600 | 600 | 1800 | 1800 | 1800 | 1800 | 3761.67 | 3978.39 | 79.8139 | 32.1321 | 10.7067 | 6.5962 | 50.6398 | 16.8799
SPP_N_2_ENT | SPP_N | ENT | 2045 | B14 | 900 | 900 | 1800 | 1800 | 1800 | 1800 | 341.84 | 579.59 | 87.565 | 32.1321 | 10.7067 | 10.8552 | 50.6398 | 16.8799
SPP_N_2_ENT | SPP_N | ENT | 2045 | B15 | 1203 | 1203 | 1800 | 1800 | 1800 | 1800 | 3489.48 | 3146.29 | 68.4899 | 32.1321 | 10.7067 | 11.3489 | 50.6398 | 16.8799
SPP_N_2_ENT | SPP_N | ENT | 2045 | B16 | 25 | 25 | 1800 | 1800 | 1800 | 1800 | 6447.09 | 9599.29 | 211.6658 | 32.1321 | 10.7067 | 0.72888 | 50.6398 | 16.8799
SPP_N_2_ENT | SPP_N | ENT | 2045 | B17 | 100 | 100 | 1800 | 1800 | 1800 | 1800 | 3709.01 | 6194.7 | 206.265 | 32.1321 | 10.7067 | 2.8411 | 50.6398 | 16.8799
SPP_N_2_ENT | SPP_N | ENT | 2045 | B18 | 400 | 400 | 1800 | 1800 | 1800 | 1800 | 3231.07 | 2480.77 | 78.8762 | 32.1321 | 10.7067 | 4.3458 | 50.6398 | 16.8799
SPP_N_2_ENT | SPP_N | ENT | 2045 | B19 | 700 | 700 | 1800 | 1800 | 1800 | 1800 | 1814.42 | 853.42 | 86.1525 | 32.1321 | 10.7067 | 8.3067 | 50.6398 | 16.8799
SPP_N_2_ENT | SPP_N | ENT | 2045 | B20 | 935 | 935 | 1800 | 1800 | 1800 | 1800 | 2039.19 | 1592.94 | 68.4899 | 32.1321 | 10.7067 | 8.8207 | 50.6398 | 16.8799
SPP_N_2_ENT | SPP_N | ENT | 2050 | B1 | 10 | 0 | 1800 | 1800 | 1800 | 1800 | 0 | 4620.42 | 582.4609 | 25.4374 | 8.95 | 0.91223 | 32.212 | 10.7373
SPP_N_2_ENT | SPP_N | ENT | 2050 | B2 | 25 | 25 | 1800 | 1800 | 1800 | 1800 | 466.82 | 6231.59 | 32.9511 | 26.8499 | 8.95 | 0.12902 | 32.212 | 10.7373
SPP_N_2_ENT | SPP_N | ENT | 2050 | B3 | 75 | 75 | 1800 | 1646.26 | 1800 | 1800 | 1529.63 | 5080.91 | 0 | 26.8499 | 8.95 | 0 | 32.212 | 10.7373
SPP_N_2_ENT | SPP_N | ENT | 2050 | B4 | 100 | 100 | 1800 | 756.97 | 1800 | 1800 | 329.94 | 3848.47 | 0 | 26.8499 | 8.95 | 0 | 32.212 | 10.7373
SPP_N_2_ENT | SPP_N | ENT | 2050 | B5 | 200 | 0 | 1800 | 0 | 1800 | 1800 | 0 | 0 | 0 | 8.0004 | 8.0004 | 0 | 32.212 | 10.7373
SPP_N_2_ENT | SPP_N | ENT | 2050 | B6 | 300 | 0 | 1800 | 0 | 1800 | 1800 | 0 | 0 | 0 | 2.4571 | 3.7509 | 0 | 32.212 | 10.7373
SPP_N_2_ENT | SPP_N | ENT | 2050 | B7 | 400 | 0 | 1800 | 1044.08 | 1800 | 1800 | 0 | 1154.62 | 0 | 18.2917 | 8.95 | 0 | 32.212 | 10.7373
SPP_N_2_ENT | SPP_N | ENT | 2050 | B8 | 500 | 0 | 1800 | 0 | 1800 | 1800 | 0 | 0 | 0 | 25.9716 | 6.5879 | 0 | 32.212 | 10.7373
SPP_N_2_ENT | SPP_N | ENT | 2050 | B9 | 800 | 0 | 1800 | 1527.25 | 1800 | 1290.73 | 0 | 0 | 0 | 12.3923 | 0 | 0 | 32.212 | 10.7373
SPP_N_2_ENT | SPP_N | ENT | 2050 | B10 | 1262 | 0 | 1800 | 1800 | 1800 | 1800 | 0 | 1737.61 | 16.5112 | 16.9741 | 8.95 | 3.2634 | 32.212 | 10.7373
SPP_N_2_ENT | SPP_N | ENT | 2050 | B11 | 25 | 25 | 1800 | 1800 | 1800 | 1800 | 2574.72 | 3171.29 | 8.0004 | 26.8499 | 8.95 | 0.031325 | 32.212 | 10.7373
SPP_N_2_ENT | SPP_N | ENT | 2050 | B12 | 200 | 200 | 1800 | 1800 | 1800 | 1800 | 3259.53 | 4424.11 | 15.0037 | 26.8499 | 8.95 | 0.46997 | 32.212 | 10.7373
SPP_N_2_ENT | SPP_N | ENT | 2050 | B13 | 600 | 600 | 1800 | 1800 | 1800 | 1800 | 1984.11 | 2846.94 | 66.104 | 26.8499 | 8.95 | 6.2118 | 32.212 | 10.7373
SPP_N_2_ENT | SPP_N | ENT | 2050 | B14 | 900 | 900 | 1800 | 1800 | 1800 | 1800 | 3578 | 0 | 68.478 | 26.8499 | 7.1814 | 9.6523 | 32.212 | 10.7373
SPP_N_2_ENT | SPP_N | ENT | 2050 | B15 | 1203 | 0 | 1800 | 1800 | 1800 | 1800 | 0 | 2222.5 | 31.2537 | 25.6629 | 8.95 | 5.8885 | 32.212 | 10.7373
SPP_N_2_ENT | SPP_N | ENT | 2050 | B16 | 25 | 25 | 1800 | 1800 | 1800 | 1800 | 6396.95 | 8535.19 | 146.8438 | 26.8499 | 8.95 | 0.57496 | 32.212 | 10.7373
SPP_N_2_ENT | SPP_N | ENT | 2050 | B17 | 100 | 100 | 1800 | 1800 | 1800 | 1800 | 3246.55 | 6736.58 | 68.4899 | 26.8499 | 8.95 | 1.0727 | 32.212 | 10.7373
SPP_N_2_ENT | SPP_N | ENT | 2050 | B18 | 400 | 400 | 1800 | 1800 | 1800 | 1800 | 3869.82 | 1476.43 | 38.0315 | 26.8499 | 8.95 | 2.3826 | 32.212 | 10.7373
SPP_N_2_ENT | SPP_N | ENT | 2050 | B19 | 700 | 700 | 1800 | 1800 | 1800 | 1800 | 1947.46 | 0 | 68.478 | 26.8499 | 7.6918 | 7.5074 | 32.212 | 10.7373
SPP_N_2_ENT | SPP_N | ENT | 2050 | B20 | 935 | 935 | 1800 | 1800 | 1800 | 1800 | 1861.9 | 970.23 | 33.141 | 26.8499 | 8.95 | 4.8531 | 32.212 | 10.7373
SPP_N_2_MISO_MO-IL | SPP_N | MISO_MO-IL | 2015 | B1 | 10 | 0 | 2000 | 0 | 0 | 0 | 0 | 0 | 0 | 0 | 0 | 0 | 0 | 0
SPP_N_2_MISO_MO-IL | SPP_N | MISO_MO-IL | 2015 | B2 | 25 | 0 | 2000 | 0 | 0 | 0 | 0 | 0 | 0 | 0 | 0 | 0 | 0 | 0
SPP_N_2_MISO_MO-IL | SPP_N | MISO_MO-IL | 2015 | B3 | 75 | 0 | 2000 | 0 | 0 | 0 | 0 | 0 | 0 | 0 | 0 | 0 | 0 | 0
SPP_N_2_MISO_MO-IL | SPP_N | MISO_MO-IL | 2015 | B4 | 100 | 0 | 2000 | 0 | 0 | 0 | 0 | 0 | 0 | 0 | 0 | 0 | 0 | 0
SPP_N_2_MISO_MO-IL | SPP_N | MISO_MO-IL | 2015 | B5 | 200 | 0 | 2000 | 0 | 0 | 0 | 0 | 0 | 0 | 0 | 0 | 0 | 0 | 0
SPP_N_2_MISO_MO-IL | SPP_N | MISO_MO-IL | 2015 | B6 | 300 | 0 | 2000 | 0 | 0 | 0 | 0 | 0 | 0 | 0 | 0 | 0 | 0 | 0
SPP_N_2_MISO_MO-IL | SPP_N | MISO_MO-IL | 2015 | B7 | 400 | 0 | 2000 | 0 | 0 | 0 | 0 | 0 | 0 | 0 | 0 | 0 | 0 | 0
SPP_N_2_MISO_MO-IL | SPP_N | MISO_MO-IL | 2015 | B8 | 500 | 0 | 2000 | 0 | 0 | 0 | 0 | 0 | 0 | 0 | 0 | 0 | 0 | 0
SPP_N_2_MISO_MO-IL | SPP_N | MISO_MO-IL | 2015 | B9 | 800 | 0 | 2000 | 0 | 0 | 0 | 0 | 0 | 0 | 0 | 0 | 0 | 0 | 0
SPP_N_2_MISO_MO-IL | SPP_N | MISO_MO-IL | 2015 | B10 | 1262 | 0 | 2000 | 0 | 0 | 0 | 0 | 0 | 0 | 0 | 0 | 0 | 0 | 0
SPP_N_2_MISO_MO-IL | SPP_N | MISO_MO-IL | 2015 | B11 | 25 | 0 | 2000 | 0 | 0 | 0 | 0 | 0 | 0 | 0 | 0 | 0 | 0 | 0
SPP_N_2_MISO_MO-IL | SPP_N | MISO_MO-IL | 2015 | B12 | 200 | 0 | 2000 | 0 | 0 | 0 | 0 | 0 | 0 | 0 | 0 | 0 | 0 | 0
SPP_N_2_MISO_MO-IL | SPP_N | MISO_MO-IL | 2015 | B13 | 600 | 0 | 2000 | 0 | 0 | 0 | 0 | 0 | 0 | 0 | 0 | 0 | 0 | 0
SPP_N_2_MISO_MO-IL | SPP_N | MISO_MO-IL | 2015 | B14 | 900 | 0 | 2000 | 0 | 0 | 0 | 0 | 0 | 0 | 0 | 0 | 0 | 0 | 0
SPP_N_2_MISO_MO-IL | SPP_N | MISO_MO-IL | 2015 | B15 | 1203 | 0 | 2000 | 0 | 0 | 0 | 0 | 0 | 0 | 0 | 0 | 0 | 0 | 0
SPP_N_2_MISO_MO-IL | SPP_N | MISO_MO-IL | 2015 | B16 | 25 | 0 | 2000 | 294.04 | 381.47 | 231.04 | 0 | 0 | 0 | 0 | 0 | 0 | 0 | 0
SPP_N_2_MISO_MO-IL | SPP_N | MISO_MO-IL | 2015 | B17 | 100 | 0 | 2000 | 140.45 | 813.04 | 1199.64 | 0 | 0 | 0 | 0 | 0 | 0 | 0 | 0
SPP_N_2_MISO_MO-IL | SPP_N | MISO_MO-IL | 2015 | B18 | 400 | 0 | 2000 | 0 | 0 | 0 | 0 | 0 | 0 | 0 | 0 | 0 | 0 | 0
SPP_N_2_MISO_MO-IL | SPP_N | MISO_MO-IL | 2015 | B19 | 700 | 0 | 2000 | 0 | 0 | 0 | 0 | 0 | 0 | 0 | 0 | 0 | 0 | 0
SPP_N_2_MISO_MO-IL | SPP_N | MISO_MO-IL | 2015 | B20 | 935 | 0 | 2000 | 0 | 0 | 0 | 0 | 0 | 0 | 0 | 0 | 0 | 0 | 0
SPP_N_2_MISO_MO-IL | SPP_N | MISO_MO-IL | 2020 | B1 | 10 | 10 | 2000 | 2000 | 2000 | 2000 | 983.31 | 7426.49 | 62.3294 | 6.6353 | 2.2078 | 0.21771 | 6.6346 | 2.2115
SPP_N_2_MISO_MO-IL | SPP_N | MISO_MO-IL | 2020 | B2 | 25 | 0 | 2000 | 907.15 | 2000 | 2000 | 0 | 914.16 | 0 | 2.4333 | 2.2078 | 0 | 6.6346 | 2.2115
SPP_N_2_MISO_MO-IL | SPP_N | MISO_MO-IL | 2020 | B3 | 75 | 0 | 2000 | 0 | 0 | 793.72 | 0 | 0 | 0 | 0 | 0 | 0 | 6.6346 | 2.2115
SPP_N_2_MISO_MO-IL | SPP_N | MISO_MO-IL | 2020 | B4 | 100 | 0 | 2000 | 0 | 810.01 | 1964.82 | 0 | 0 | 0 | 0 | 0 | 0 | 6.6346 | 2.2115
SPP_N_2_MISO_MO-IL | SPP_N | MISO_MO-IL | 2020 | B5 | 200 | 0 | 2000 | 0 | 582.18 | 0 | 0 | 0 | 0 | 0 | 0 | 0 | 6.6346 | 2.2115
SPP_N_2_MISO_MO-IL | SPP_N | MISO_MO-IL | 2020 | B6 | 300 | 0 | 2000 | 267.65 | 327.85 | 0 | 0 | 0 | 0 | 0 | 0 | 0 | 6.6346 | 2.2115
SPP_N_2_MISO_MO-IL | SPP_N | MISO_MO-IL | 2020 | B7 | 400 | 0 | 2000 | 204.1 | 0 | 0 | 0 | 0 | 0 | 0 | 0 | 0 | 6.6346 | 2.2115
SPP_N_2_MISO_MO-IL | SPP_N | MISO_MO-IL | 2020 | B8 | 500 | 0 | 2000 | 0 | 0 | 0 | 0 | 0 | 0 | 0 | 0 | 0 | 6.6346 | 2.2115
SPP_N_2_MISO_MO-IL | SPP_N | MISO_MO-IL | 2020 | B9 | 800 | 0 | 2000 | 0 | 0 | 0 | 0 | 0 | 0 | 0 | 0 | 0 | 6.6346 | 2.2115
SPP_N_2_MISO_MO-IL | SPP_N | MISO_MO-IL | 2020 | B10 | 1262 | 0 | 2000 | 0 | 0 | 2000 | 0 | 0 | 0 | 0 | 0.18992 | 0 | 6.6346 | 2.2115
SPP_N_2_MISO_MO-IL | SPP_N | MISO_MO-IL | 2020 | B11 | 25 | 0 | 2000 | 2000 | 2000 | 2000 | 0 | 0 | 0.01187 | 3.6204 | 1.7568 | 0.00010365 | 6.6346 | 2.2115
SPP_N_2_MISO_MO-IL | SPP_N | MISO_MO-IL | 2020 | B12 | 200 | 0 | 2000 | 2000 | 2000 | 2000 | 0 | 3465.39 | 4.653 | 2.9438 | 2.2078 | 0.32505 | 6.6346 | 2.2115
SPP_N_2_MISO_MO-IL | SPP_N | MISO_MO-IL | 2020 | B13 | 600 | 0 | 2000 | 1646.29 | 2000 | 2000 | 0 | 422.64 | 0 | 0.48667 | 2.2078 | 0 | 6.6346 | 2.2115
SPP_N_2_MISO_MO-IL | SPP_N | MISO_MO-IL | 2020 | B14 | 900 | 0 | 2000 | 2000 | 2000 | 2000 | 0 | 2988.88 | 0.01187 | 4.8786 | 2.2078 | 0.0037314 | 6.6346 | 2.2115
SPP_N_2_MISO_MO-IL | SPP_N | MISO_MO-IL | 2020 | B15 | 1203 | 0 | 2000 | 2000 | 2000 | 2000 | 0 | 6523.44 | 18.4104 | 5.3059 | 2.2078 | 7.7358 | 6.6346 | 2.2115
SPP_N_2_MISO_MO-IL | SPP_N | MISO_MO-IL | 2020 | B16 | 25 | 25 | 2000 | 2000 | 2000 | 2000 | 2753.61 | 5511.03 | 25.9597 | 6.6353 | 2.2078 | 0.22668 | 6.6346 | 2.2115
SPP_N_2_MISO_MO-IL | SPP_N | MISO_MO-IL | 2020 | B17 | 100 | 100 | 2000 | 2000 | 2000 | 2000 | 935.82 | 4987.33 | 8.6532 | 6.6353 | 2.2078 | 0.30224 | 6.6346 | 2.2115
SPP_N_2_MISO_MO-IL | SPP_N | MISO_MO-IL | 2020 | B18 | 400 | 0 | 2000 | 2000 | 2000 | 2000 | 0 | 2668.11 | 0.24927 | 3.1812 | 2.2078 | 0.034826 | 6.6346 | 2.2115
SPP_N_2_MISO_MO-IL | SPP_N | MISO_MO-IL | 2020 | B19 | 700 | 0 | 2000 | 278.44 | 2000 | 2000 | 0 | 0 | 0 | 3.0862 | 1.7093 | 0 | 6.6346 | 2.2115
SPP_N_2_MISO_MO-IL | SPP_N | MISO_MO-IL | 2020 | B20 | 935 | 0 | 2000 | 1672.34 | 2000 | 2000 | 0 | 3485.13 | 0 | 3.0862 | 2.2078 | 0 | 6.6346 | 2.2115
SPP_N_2_MISO_MO-IL | SPP_N | MISO_MO-IL | 2025 | B1 | 10 | 0 | 2000 | 2000 | 2000 | 2000 | 0 | 0 | 606.4264 | 20.2502 | 8.487 | 1.9734 | 30.7174 | 10.2391
SPP_N_2_MISO_MO-IL | SPP_N | MISO_MO-IL | 2025 | B2 | 25 | 0 | 2000 | 2000 | 2000 | 2000 | 0 | 0 | 493.2579 | 16.7961 | 4.0477 | 4.0128 | 30.7174 | 10.2391
SPP_N_2_MISO_MO-IL | SPP_N | MISO_MO-IL | 2025 | B3 | 75 | 0 | 2000 | 0 | 2000 | 2000 | 0 | 0 | 0 | 11.7988 | 0.39171 | 0 | 30.7174 | 10.2391
SPP_N_2_MISO_MO-IL | SPP_N | MISO_MO-IL | 2025 | B4 | 100 | 0 | 2000 | 0 | 0 | 2000 | 0 | 0 | 0 | 0 | 1.1633 | 0 | 30.7174 | 10.2391
SPP_N_2_MISO_MO-IL | SPP_N | MISO_MO-IL | 2025 | B5 | 200 | 0 | 2000 | 0 | 1465.59 | 2000 | 0 | 0 | 0 | 0 | 3.3592 | 0 | 30.7174 | 10.2391
SPP_N_2_MISO_MO-IL | SPP_N | MISO_MO-IL | 2025 | B6 | 300 | 0 | 2000 | 0 | 502.28 | 2000 | 0 | 0 | 0 | 0 | 2.8251 | 0 | 30.7174 | 10.2391
SPP_N_2_MISO_MO-IL | SPP_N | MISO_MO-IL | 2025 | B7 | 400 | 0 | 2000 | 628.75 | 2000 | 2000 | 0 | 0 | 0 | 2.8132 | 1.1751 | 0 | 30.7174 | 10.2391
SPP_N_2_MISO_MO-IL | SPP_N | MISO_MO-IL | 2025 | B8 | 500 | 0 | 2000 | 0 | 2000 | 2000 | 0 | 0 | 0 | 0.70033 | 3.6678 | 0 | 30.7174 | 10.2391
SPP_N_2_MISO_MO-IL | SPP_N | MISO_MO-IL | 2025 | B9 | 800 | 0 | 2000 | 0 | 1259.51 | 2000 | 0 | 0 | 0 | 0 | 4.0121 | 0 | 30.7174 | 10.2391
SPP_N_2_MISO_MO-IL | SPP_N | MISO_MO-IL | 2025 | B10 | 1262 | 0 | 2000 | 0 | 2000 | 2000 | 0 | 0 | 0 | 11.7988 | 5.0329 | 0 | 30.7174 | 10.2391
SPP_N_2_MISO_MO-IL | SPP_N | MISO_MO-IL | 2025 | B11 | 25 | 0 | 2000 | 1797.13 | 2000 | 2000 | 0 | 0 | 0 | 11.0272 | 5.5433 | 0 | 30.7174 | 10.2391
SPP_N_2_MISO_MO-IL | SPP_N | MISO_MO-IL | 2025 | B12 | 200 | 0 | 2000 | 995.77 | 2000 | 2000 | 0 | 0 | 0 | 16.8673 | 9.0331 | 0 | 30.7174 | 10.2391
SPP_N_2_MISO_MO-IL | SPP_N | MISO_MO-IL | 2025 | B13 | 600 | 0 | 2000 | 195.24 | 2000 | 2000 | 0 | 0 | 0 | 17.2827 | 9.0331 | 0 | 30.7174 | 10.2391
SPP_N_2_MISO_MO-IL | SPP_N | MISO_MO-IL | 2025 | B14 | 900 | 0 | 2000 | 2000 | 2000 | 2000 | 0 | 0 | 19.3006 | 21.0218 | 9.0331 | 5.6526 | 30.7174 | 10.2391
SPP_N_2_MISO_MO-IL | SPP_N | MISO_MO-IL | 2025 | B15 | 1203 | 0 | 2000 | 2000 | 2000 | 2000 | 0 | 0 | 58.2936 | 19.4905 | 8.6414 | 22.8204 | 30.7174 | 10.2391
SPP_N_2_MISO_MO-IL | SPP_N | MISO_MO-IL | 2025 | B16 | 25 | 0 | 2000 | 1480.07 | 2000 | 2000 | 0 | 0 | 0 | 18.6122 | 8.2734 | 0 | 30.7174 | 10.2391
SPP_N_2_MISO_MO-IL | SPP_N | MISO_MO-IL | 2025 | B17 | 100 | 0 | 2000 | 1887.86 | 2000 | 2000 | 0 | 0 | 0 | 24.2267 | 9.0331 | 0 | 30.7174 | 10.2391
SPP_N_2_MISO_MO-IL | SPP_N | MISO_MO-IL | 2025 | B18 | 400 | 0 | 2000 | 0 | 2000 | 2000 | 0 | 0 | 0 | 15.0986 | 9.0331 | 0 | 30.7174 | 10.2391
SPP_N_2_MISO_MO-IL | SPP_N | MISO_MO-IL | 2025 | B19 | 700 | 0 | 2000 | 408.02 | 2000 | 2000 | 0 | 0 | 0 | 20.7131 | 9.0331 | 0 | 30.7174 | 10.2391
SPP_N_2_MISO_MO-IL | SPP_N | MISO_MO-IL | 2025 | B20 | 935 | 0 | 2000 | 2000 | 2000 | 2000 | 0 | 0 | 21.3541 | 19.538 | 8.7363 | 6.4973 | 30.7174 | 10.2391
SPP_N_2_MISO_MO-IL | SPP_N | MISO_MO-IL | 2030 | B1 | 10 | 0 | 2000 | 1542.85 | 2000 | 2000 | 0 | 0 | 0 | 21.8883 | 9.3536 | 0 | 45.9458 | 15.3153
SPP_N_2_MISO_MO-IL | SPP_N | MISO_MO-IL | 2030 | B2 | 25 | 0 | 2000 | 0 | 2000 | 2000 | 0 | 0 | 0 | 21.4254 | 5.8875 | 0 | 45.9458 | 15.3153
SPP_N_2_MISO_MO-IL | SPP_N | MISO_MO-IL | 2030 | B3 | 75 | 0 | 2000 | 0 | 426.95 | 2000 | 0 | 0 | 0 | 0 | 2.8607 | 0 | 45.9458 | 15.3153
SPP_N_2_MISO_MO-IL | SPP_N | MISO_MO-IL | 2030 | B4 | 100 | 0 | 2000 | 0 | 1757.71 | 2000 | 0 | 0 | 0 | 0 | 4.9854 | 0 | 45.9458 | 15.3153
SPP_N_2_MISO_MO-IL | SPP_N | MISO_MO-IL | 2030 | B5 | 200 | 0 | 2000 | 0 | 2000 | 2000 | 0 | 0 | 0 | 18.3985 | 7.2526 | 0 | 45.9458 | 15.3153
SPP_N_2_MISO_MO-IL | SPP_N | MISO_MO-IL | 2030 | B6 | 300 | 0 | 2000 | 0 | 2000 | 2000 | 0 | 0 | 0 | 1.46 | 7.3238 | 0 | 45.9458 | 15.3153
SPP_N_2_MISO_MO-IL | SPP_N | MISO_MO-IL | 2030 | B7 | 400 | 0 | 2000 | 0 | 2000 | 2000 | 0 | 0 | 0 | 4.2969 | 4.0121 | 0 | 45.9458 | 15.3153
SPP_N_2_MISO_MO-IL | SPP_N | MISO_MO-IL | 2030 | B8 | 500 | 0 | 2000 | 0 | 2000 | 2000 | 0 | 0 | 0 | 12.0243 | 6.7659 | 0 | 45.9458 | 15.3153
SPP_N_2_MISO_MO-IL | SPP_N | MISO_MO-IL | 2030 | B9 | 800 | 0 | 2000 | 0 | 2000 | 2000 | 0 | 0 | 0 | 19.3125 | 5.8875 | 0 | 45.9458 | 15.3153
SPP_N_2_MISO_MO-IL | SPP_N | MISO_MO-IL | 2030 | B10 | 1262 | 0 | 2000 | 19.37 | 2000 | 2000 | 0 | 0 | 0 | 27.9895 | 9.0806 | 0 | 45.9458 | 15.3153
SPP_N_2_MISO_MO-IL | SPP_N | MISO_MO-IL | 2030 | B11 | 25 | 0 | 2000 | 0 | 2000 | 2000 | 0 | 0 | 0 | 15.2411 | 9.3536 | 0 | 45.9458 | 15.3153
SPP_N_2_MISO_MO-IL | SPP_N | MISO_MO-IL | 2030 | B12 | 200 | 0 | 2000 | 0 | 2000 | 2000 | 0 | 0 | 0 | 23.5501 | 9.3536 | 0 | 45.9458 | 15.3153
SPP_N_2_MISO_MO-IL | SPP_N | MISO_MO-IL | 2030 | B13 | 600 | 0 | 2000 | 0 | 2000 | 2000 | 0 | 0 | 0 | 23.5976 | 9.3536 | 0 | 45.9458 | 15.3153
SPP_N_2_MISO_MO-IL | SPP_N | MISO_MO-IL | 2030 | B14 | 900 | 0 | 2000 | 2000 | 2000 | 2000 | 0 | 0 | 65.6292 | 26.3395 | 9.3536 | 19.4425 | 45.9458 | 15.3153
SPP_N_2_MISO_MO-IL | SPP_N | MISO_MO-IL | 2030 | B15 | 1203 | 0 | 2000 | 2000 | 2000 | 2000 | 0 | 0 | 65.6411 | 28.0725 | 9.3536 | 25.9928 | 45.9458 | 15.3153
SPP_N_2_MISO_MO-IL | SPP_N | MISO_MO-IL | 2030 | B16 | 25 | 0 | 2000 | 0 | 2000 | 2000 | 0 | 0 | 0 | 27.7521 | 9.3536 | 0 | 45.9458 | 15.3153
SPP_N_2_MISO_MO-IL | SPP_N | MISO_MO-IL | 2030 | B17 | 100 | 0 | 2000 | 630.01 | 2000 | 2000 | 0 | 0 | 0 | 27.7521 | 9.3536 | 0 | 45.9458 | 15.3153
SPP_N_2_MISO_MO-IL | SPP_N | MISO_MO-IL | 2030 | B18 | 400 | 0 | 2000 | 0 | 2000 | 2000 | 0 | 0 | 0 | 23.3008 | 9.3536 | 0 | 45.9458 | 15.3153
SPP_N_2_MISO_MO-IL | SPP_N | MISO_MO-IL | 2030 | B19 | 700 | 0 | 2000 | 819.66 | 2000 | 2000 | 0 | 0 | 0 | 24.2267 | 9.3536 | 0 | 45.9458 | 15.3153
SPP_N_2_MISO_MO-IL | SPP_N | MISO_MO-IL | 2030 | B20 | 935 | 0 | 2000 | 2000 | 2000 | 2000 | 0 | 0 | 51.4208 | 28.0725 | 9.3536 | 15.8257 | 45.9458 | 15.3153
SPP_N_2_MISO_MO-IL | SPP_N | MISO_MO-IL | 2035 | B1 | 10 | 10 | 2000 | 2000 | 2000 | 2000 | 14622.52 | 12402.82 | 81.7249 | 33.3072 | 11.0984 | 0.12901 | 53.7658 | 17.9219
SPP_N_2_MISO_MO-IL | SPP_N | MISO_MO-IL | 2035 | B2 | 25 | 25 | 2000 | 781.26 | 2000 | 2000 | 1007.82 | 0 | 0 | 33.3072 | 10.3625 | 0 | 53.7658 | 17.9219
SPP_N_2_MISO_MO-IL | SPP_N | MISO_MO-IL | 2035 | B3 | 75 | 0 | 2000 | 0 | 2000 | 2000 | 0 | 0 | 0 | 22.9803 | 4.7955 | 0 | 53.7658 | 17.9219
SPP_N_2_MISO_MO-IL | SPP_N | MISO_MO-IL | 2035 | B4 | 100 | 100 | 2000 | 0 | 2000 | 2000 | 1135.85 | 0 | 0 | 33.3072 | 7.7748 | 0 | 53.7658 | 17.9219
SPP_N_2_MISO_MO-IL | SPP_N | MISO_MO-IL | 2035 | B5 | 200 | 200 | 2000 | 0 | 2000 | 2000 | 2872.22 | 212.59 | 0 | 33.3072 | 11.0984 | 0 | 53.7658 | 17.9219
SPP_N_2_MISO_MO-IL | SPP_N | MISO_MO-IL | 2035 | B6 | 300 | 0 | 2000 | 0 | 2000 | 2000 | 0 | 0 | 0 | 10.6474 | 11.0035 | 0 | 53.7658 | 17.9219
SPP_N_2_MISO_MO-IL | SPP_N | MISO_MO-IL | 2035 | B7 | 400 | 0 | 2000 | 0 | 2000 | 2000 | 0 | 0 | 0 | 24.5472 | 2.469 | 0 | 53.7658 | 17.9219
SPP_N_2_MISO_MO-IL | SPP_N | MISO_MO-IL | 2035 | B8 | 500 | 0 | 2000 | 0 | 2000 | 2000 | 0 | 0 | 0 | 30.3753 | 4.6649 | 0 | 53.7658 | 17.9219
SPP_N_2_MISO_MO-IL | SPP_N | MISO_MO-IL | 2035 | B9 | 800 | 0 | 2000 | 0 | 2000 | 2000 | 0 | 0 | 0 | 30.3753 | 4.7955 | 0 | 53.7658 | 17.9219
SPP_N_2_MISO_MO-IL | SPP_N | MISO_MO-IL | 2035 | B10 | 1262 | 1262 | 2000 | 2000 | 2000 | 2000 | 8039.83 | 8273.54 | 15.4785 | 33.3072 | 11.0984 | 3.0835 | 53.7658 | 17.9219
SPP_N_2_MISO_MO-IL | SPP_N | MISO_MO-IL | 2035 | B11 | 25 | 0 | 2000 | 0 | 2000 | 2000 | 0 | 0 | 0 | 31.776 | 10.3506 | 0 | 53.7658 | 17.9219
SPP_N_2_MISO_MO-IL | SPP_N | MISO_MO-IL | 2035 | B12 | 200 | 200 | 2000 | 2000 | 2000 | 2000 | 5479.13 | 5688.99 | 0.01187 | 33.3072 | 11.0984 | 0.00037474 | 53.7658 | 17.9219
SPP_N_2_MISO_MO-IL | SPP_N | MISO_MO-IL | 2035 | B13 | 600 | 600 | 2000 | 2000 | 2000 | 2000 | 6453.16 | 7466.12 | 65.6767 | 33.3072 | 11.0984 | 6.2204 | 53.7658 | 17.9219
SPP_N_2_MISO_MO-IL | SPP_N | MISO_MO-IL | 2035 | B14 | 900 | 900 | 2000 | 2000 | 2000 | 2000 | 17264.1 | 17883.23 | 104.3729 | 33.3072 | 11.0984 | 14.828 | 53.7658 | 17.9219
SPP_N_2_MISO_MO-IL | SPP_N | MISO_MO-IL | 2035 | B15 | 1203 | 1203 | 2000 | 2000 | 2000 | 2000 | 21003.22 | 23006.34 | 99.067 | 33.3072 | 11.0984 | 18.8126 | 53.7658 | 17.9219
SPP_N_2_MISO_MO-IL | SPP_N | MISO_MO-IL | 2035 | B16 | 25 | 25 | 2000 | 2000 | 2000 | 2000 | 8339.64 | 14413.93 | 103.5064 | 33.3072 | 11.0984 | 0.40847 | 53.7658 | 17.9219
SPP_N_2_MISO_MO-IL | SPP_N | MISO_MO-IL | 2035 | B17 | 100 | 100 | 2000 | 2000 | 2000 | 2000 | 11243.77 | 13200.27 | 112.6819 | 33.3072 | 11.0984 | 1.7787 | 53.7658 | 17.9219
SPP_N_2_MISO_MO-IL | SPP_N | MISO_MO-IL | 2035 | B18 | 400 | 400 | 2000 | 2000 | 2000 | 2000 | 6334.19 | 8209.18 | 26.6838 | 33.3072 | 11.0984 | 1.6848 | 53.7658 | 17.9219
SPP_N_2_MISO_MO-IL | SPP_N | MISO_MO-IL | 2035 | B19 | 700 | 700 | 2000 | 2000 | 2000 | 2000 | 10458.66 | 11073.08 | 96.1707 | 33.3072 | 11.0984 | 10.6266 | 53.7658 | 17.9219
SPP_N_2_MISO_MO-IL | SPP_N | MISO_MO-IL | 2035 | B20 | 935 | 935 | 2000 | 2000 | 2000 | 2000 | 19186.78 | 20590.76 | 95.6366 | 33.3072 | 11.0984 | 14.1153 | 53.7658 | 17.9219
SPP_N_2_MISO_MO-IL | SPP_N | MISO_MO-IL | 2040 | B1 | 10 | 10 | 2000 | 2000 | 2000 | 2000 | 26679.94 | 10134.98 | 111.0913 | 36.6071 | 12.2024 | 0.17536 | 59.4124 | 19.8041
SPP_N_2_MISO_MO-IL | SPP_N | MISO_MO-IL | 2040 | B2 | 25 | 25 | 2000 | 910.46 | 2000 | 2000 | 9973.03 | 0 | 0 | 36.6071 | 8.8432 | 0 | 59.4124 | 19.8041
SPP_N_2_MISO_MO-IL | SPP_N | MISO_MO-IL | 2040 | B3 | 75 | 0 | 2000 | 0 | 2000 | 2000 | 0 | 0 | 0 | 34.6367 | 7.027 | 0 | 59.4124 | 19.8041
SPP_N_2_MISO_MO-IL | SPP_N | MISO_MO-IL | 2040 | B4 | 100 | 0 | 2000 | 0 | 2000 | 2000 | 0 | 0 | 0 | 34.6367 | 8.7957 | 0 | 59.4124 | 19.8041
SPP_N_2_MISO_MO-IL | SPP_N | MISO_MO-IL | 2040 | B5 | 200 | 0 | 2000 | 0 | 2000 | 2000 | 0 | 0 | 0 | 13.5555 | 10.0539 | 0 | 59.4124 | 19.8041
SPP_N_2_MISO_MO-IL | SPP_N | MISO_MO-IL | 2040 | B6 | 300 | 0 | 2000 | 0 | 1693.8 | 547.62 | 0 | 0 | 0 | 0 | 0 | 0 | 59.4124 | 19.8041
SPP_N_2_MISO_MO-IL | SPP_N | MISO_MO-IL | 2040 | B7 | 400 | 0 | 2000 | 0 | 2000 | 2000 | 0 | 0 | 0 | 21.1167 | 4.2376 | 0 | 59.4124 | 19.8041
SPP_N_2_MISO_MO-IL | SPP_N | MISO_MO-IL | 2040 | B8 | 500 | 0 | 2000 | 0 | 2000 | 2000 | 0 | 0 | 0 | 28.7017 | 5.2109 | 0 | 59.4124 | 19.8041
SPP_N_2_MISO_MO-IL | SPP_N | MISO_MO-IL | 2040 | B9 | 800 | 0 | 2000 | 0 | 2000 | 2000 | 0 | 0 | 0 | 32.8918 | 8.6176 | 0 | 59.4124 | 19.8041
SPP_N_2_MISO_MO-IL | SPP_N | MISO_MO-IL | 2040 | B10 | 1262 | 1262 | 2000 | 2000 | 2000 | 2000 | 12022.2 | 15900.5 | 18.9683 | 36.6071 | 12.2024 | 3.7787 | 59.4124 | 19.8041
SPP_N_2_MISO_MO-IL | SPP_N | MISO_MO-IL | 2040 | B11 | 25 | 0 | 2000 | 0 | 2000 | 2000 | 0 | 0 | 0 | 34.6367 | 6.208 | 0 | 59.4124 | 19.8041
SPP_N_2_MISO_MO-IL | SPP_N | MISO_MO-IL | 2040 | B12 | 200 | 200 | 2000 | 2000 | 2000 | 2000 | 4323.51 | 6845.75 | 49.8065 | 36.6071 | 12.2024 | 1.5724 | 59.4124 | 19.8041
SPP_N_2_MISO_MO-IL | SPP_N | MISO_MO-IL | 2040 | B13 | 600 | 600 | 2000 | 2000 | 2000 | 2000 | 6190.66 | 9235.66 | 122.8782 | 36.6071 | 12.2024 | 11.638 | 59.4124 | 19.8041
SPP_N_2_MISO_MO-IL | SPP_N | MISO_MO-IL | 2040 | B14 | 900 | 900 | 2000 | 2000 | 2000 | 2000 | 16092.22 | 16960.68 | 134.3803 | 36.6071 | 12.2024 | 19.0911 | 59.4124 | 19.8041
SPP_N_2_MISO_MO-IL | SPP_N | MISO_MO-IL | 2040 | B15 | 1203 | 1203 | 2000 | 2000 | 2000 | 2000 | 21331.61 | 20595.67 | 60.4895 | 36.6071 | 12.2024 | 11.4868 | 59.4124 | 19.8041
SPP_N_2_MISO_MO-IL | SPP_N | MISO_MO-IL | 2040 | B16 | 25 | 25 | 2000 | 2000 | 2000 | 2000 | 5301.91 | 5401.12 | 148.4937 | 36.6071 | 12.2024 | 0.58601 | 59.4124 | 19.8041
SPP_N_2_MISO_MO-IL | SPP_N | MISO_MO-IL | 2040 | B17 | 100 | 100 | 2000 | 2000 | 2000 | 2000 | 9834.85 | 11422.37 | 147.1643 | 36.6071 | 12.2024 | 2.323 | 59.4124 | 19.8041
SPP_N_2_MISO_MO-IL | SPP_N | MISO_MO-IL | 2040 | B18 | 400 | 400 | 2000 | 2000 | 2000 | 2000 | 4575.83 | 9090.73 | 71.5049 | 36.6071 | 12.2024 | 4.5149 | 59.4124 | 19.8041
SPP_N_2_MISO_MO-IL | SPP_N | MISO_MO-IL | 2040 | B19 | 700 | 700 | 2000 | 2000 | 2000 | 2000 | 6520.27 | 13002.01 | 136.873 | 36.6071 | 12.2024 | 15.1241 | 59.4124 | 19.8041
SPP_N_2_MISO_MO-IL | SPP_N | MISO_MO-IL | 2040 | B20 | 935 | 935 | 2000 | 2000 | 2000 | 2000 | 14590.47 | 20166.89 | 60.4777 | 36.6071 | 12.2024 | 8.9261 | 59.4124 | 19.8041
SPP_N_2_MISO_MO-IL | SPP_N | MISO_MO-IL | 2045 | B1 | 10 | 10 | 2000 | 2000 | 2000 | 2000 | 28855.78 | 15124.22 | 184.2343 | 26.6482 | 8.8788 | 0.28968 | 50.9068 | 16.9689
SPP_N_2_MISO_MO-IL | SPP_N | MISO_MO-IL | 2045 | B2 | 25 | 25 | 2000 | 2000 | 2000 | 2000 | 10002.8 | 996.92 | 18.1255 | 26.6482 | 8.8788 | 0.071248 | 50.9068 | 16.9689
SPP_N_2_MISO_MO-IL | SPP_N | MISO_MO-IL | 2045 | B3 | 75 | 0 | 2000 | 0 | 2000 | 2000 | 0 | 0 | 0 | 24.1436 | 7.6443 | 0 | 50.9068 | 16.9689
SPP_N_2_MISO_MO-IL | SPP_N | MISO_MO-IL | 2045 | B4 | 100 | 100 | 2000 | 224.35 | 2000 | 2000 | 1657.21 | 0 | 0 | 26.6482 | 7.7392 | 0 | 50.9068 | 16.9689
SPP_N_2_MISO_MO-IL | SPP_N | MISO_MO-IL | 2045 | B5 | 200 | 0 | 2000 | 0 | 2000 | 2000 | 0 | 0 | 0 | 5.5077 | 2.7182 | 0 | 50.9068 | 16.9689
SPP_N_2_MISO_MO-IL | SPP_N | MISO_MO-IL | 2045 | B6 | 300 | 0 | 2000 | 0 | 1075.92 | 217.97 | 0 | 0 | 0 | 0 | 0 | 0 | 50.9068 | 16.9689
SPP_N_2_MISO_MO-IL | SPP_N | MISO_MO-IL | 2045 | B7 | 400 | 0 | 2000 | 0 | 2000 | 2000 | 0 | 0 | 0 | 10.9798 | 2.3028 | 0 | 50.9068 | 16.9689
SPP_N_2_MISO_MO-IL | SPP_N | MISO_MO-IL | 2045 | B8 | 500 | 0 | 2000 | 0 | 2000 | 2000 | 0 | 0 | 0 | 24.9033 | 6.3861 | 0 | 50.9068 | 16.9689
SPP_N_2_MISO_MO-IL | SPP_N | MISO_MO-IL | 2045 | B9 | 800 | 800 | 2000 | 0 | 2000 | 2000 | 1570.61 | 4323.99 | 0 | 26.6482 | 8.8788 | 0 | 50.9068 | 16.9689
SPP_N_2_MISO_MO-IL | SPP_N | MISO_MO-IL | 2045 | B10 | 1262 | 1262 | 2000 | 2000 | 2000 | 2000 | 13895.54 | 18605.94 | 48.9756 | 26.6482 | 8.8788 | 9.7181 | 50.9068 | 16.9689
SPP_N_2_MISO_MO-IL | SPP_N | MISO_MO-IL | 2045 | B11 | 25 | 0 | 2000 | 0 | 2000 | 2000 | 0 | 64.29 | 0 | 25.1407 | 8.8788 | 0 | 50.9068 | 16.9689
SPP_N_2_MISO_MO-IL | SPP_N | MISO_MO-IL | 2045 | B12 | 200 | 200 | 2000 | 2000 | 2000 | 2000 | 8759.52 | 12616.16 | 79.9563 | 26.6482 | 8.8788 | 2.5143 | 50.9068 | 16.9689
SPP_N_2_MISO_MO-IL | SPP_N | MISO_MO-IL | 2045 | B13 | 600 | 600 | 2000 | 2000 | 2000 | 2000 | 10242.85 | 14965.95 | 71.8135 | 26.6482 | 8.8788 | 6.7749 | 50.9068 | 16.9689
SPP_N_2_MISO_MO-IL | SPP_N | MISO_MO-IL | 2045 | B14 | 900 | 900 | 2000 | 2000 | 2000 | 2000 | 19120.21 | 22581.01 | 82.4728 | 26.6482 | 8.8788 | 11.6707 | 50.9068 | 16.9689
SPP_N_2_MISO_MO-IL | SPP_N | MISO_MO-IL | 2045 | B15 | 1203 | 1203 | 2000 | 2000 | 2000 | 2000 | 18428.53 | 18495.47 | 60.4777 | 26.6482 | 8.8788 | 11.4394 | 50.9068 | 16.9689
SPP_N_2_MISO_MO-IL | SPP_N | MISO_MO-IL | 2045 | B16 | 25 | 25 | 2000 | 2000 | 2000 | 2000 | 13186.41 | 16217.73 | 110.1655 | 26.6482 | 8.8788 | 0.43304 | 50.9068 | 16.9689
SPP_N_2_MISO_MO-IL | SPP_N | MISO_MO-IL | 2045 | B17 | 100 | 100 | 2000 | 2000 | 2000 | 2000 | 14841.59 | 17673.9 | 198.2646 | 26.6482 | 8.8788 | 3.1174 | 50.9068 | 16.9689
SPP_N_2_MISO_MO-IL | SPP_N | MISO_MO-IL | 2045 | B18 | 400 | 400 | 2000 | 2000 | 2000 | 2000 | 10390.51 | 16581.42 | 72.8818 | 26.6482 | 8.8788 | 4.5838 | 50.9068 | 16.9689
SPP_N_2_MISO_MO-IL | SPP_N | MISO_MO-IL | 2045 | B19 | 700 | 700 | 2000 | 2000 | 2000 | 2000 | 13252.1 | 18349.28 | 79.5884 | 26.6482 | 8.8788 | 8.7597 | 50.9068 | 16.9689
SPP_N_2_MISO_MO-IL | SPP_N | MISO_MO-IL | 2045 | B20 | 935 | 935 | 2000 | 2000 | 2000 | 2000 | 17919.16 | 22455.85 | 57.8425 | 26.6482 | 8.8788 | 8.5036 | 50.9068 | 16.9689
SPP_N_2_MISO_MO-IL | SPP_N | MISO_MO-IL | 2050 | B1 | 10 | 10 | 2000 | 2000 | 2000 | 2000 | 21992.35 | 19387.28 | 574.4605 | 20.3927 | 6.8015 | 0.80232 | 25.1929 | 8.3976
SPP_N_2_MISO_MO-IL | SPP_N | MISO_MO-IL | 2050 | B2 | 25 | 25 | 2000 | 2000 | 2000 | 2000 | 8985.51 | 5270.76 | 24.9507 | 20.3927 | 6.8015 | 0.087119 | 25.1929 | 8.3976
SPP_N_2_MISO_MO-IL | SPP_N | MISO_MO-IL | 2050 | B3 | 75 | 0 | 2000 | 1780.02 | 2000 | 2000 | 0 | 0 | 0 | 18.8496 | 3.6678 | 0 | 25.1929 | 8.3976
SPP_N_2_MISO_MO-IL | SPP_N | MISO_MO-IL | 2050 | B4 | 100 | 0 | 2000 | 1711.92 | 2000 | 2000 | 0 | 0 | 0 | 17.8406 | 1.8517 | 0 | 25.1929 | 8.3976
SPP_N_2_MISO_MO-IL | SPP_N | MISO_MO-IL | 2050 | B5 | 200 | 0 | 2000 | 0 | 1749.04 | 1761.02 | 0 | 0 | 0 | 0 | 0 | 0 | 25.1929 | 8.3976
SPP_N_2_MISO_MO-IL | SPP_N | MISO_MO-IL | 2050 | B6 | 300 | 0 | 2000 | 0 | 1096.4 | 1550.44 | 0 | 0 | 0 | 0 | 0 | 0 | 25.1929 | 8.3976
SPP_N_2_MISO_MO-IL | SPP_N | MISO_MO-IL | 2050 | B7 | 400 | 0 | 2000 | 0 | 2000 | 2000 | 0 | 90.22 | 0 | 12.9146 | 6.8015 | 0 | 25.1929 | 8.3976
SPP_N_2_MISO_MO-IL | SPP_N | MISO_MO-IL | 2050 | B8 | 500 | 500 | 2000 | 1817.5 | 2000 | 2000 | 4495.11 | 7454.12 | 0 | 20.3927 | 6.8015 | 0 | 25.1929 | 8.3976
SPP_N_2_MISO_MO-IL | SPP_N | MISO_MO-IL | 2050 | B9 | 800 | 800 | 2000 | 2000 | 2000 | 2000 | 7289.2 | 10580.47 | 8.0004 | 20.3927 | 6.8015 | 0.8939 | 25.1929 | 8.3976
SPP_N_2_MISO_MO-IL | SPP_N | MISO_MO-IL | 2050 | B10 | 1262 | 1262 | 2000 | 2000 | 2000 | 2000 | 6048.52 | 15782.68 | 16.523 | 20.3927 | 6.8015 | 2.9123 | 25.1929 | 8.3976
SPP_N_2_MISO_MO-IL | SPP_N | MISO_MO-IL | 2050 | B11 | 25 | 25 | 2000 | 1253.56 | 2000 | 2000 | 7142.9 | 8108.94 | 0 | 20.3927 | 6.8015 | 0 | 25.1929 | 8.3976
SPP_N_2_MISO_MO-IL | SPP_N | MISO_MO-IL | 2050 | B12 | 200 | 200 | 2000 | 2000 | 2000 | 2000 | 10576.56 | 12409.17 | 7.0033 | 20.3927 | 6.8015 | 0.19562 | 25.1929 | 8.3976
SPP_N_2_MISO_MO-IL | SPP_N | MISO_MO-IL | 2050 | B13 | 600 | 600 | 2000 | 2000 | 2000 | 2000 | 12562.22 | 14826.71 | 58.1037 | 20.3927 | 6.8015 | 4.869 | 25.1929 | 8.3976
SPP_N_2_MISO_MO-IL | SPP_N | MISO_MO-IL | 2050 | B14 | 900 | 900 | 2000 | 2000 | 2000 | 2000 | 13271 | 21945.11 | 60.4777 | 20.3927 | 6.8015 | 7.6019 | 25.1929 | 8.3976
SPP_N_2_MISO_MO-IL | SPP_N | MISO_MO-IL | 2050 | B15 | 1203 | 0 | 2000 | 2000 | 2000 | 2000 | 0 | 12579.74 | 25.1407 | 17.6863 | 6.8015 | 4.2241 | 25.1929 | 8.3976
SPP_N_2_MISO_MO-IL | SPP_N | MISO_MO-IL | 2050 | B16 | 25 | 25 | 2000 | 2000 | 2000 | 2000 | 11727.9 | 14823.47 | 82.1167 | 20.3927 | 6.8015 | 0.28672 | 25.1929 | 8.3976
SPP_N_2_MISO_MO-IL | SPP_N | MISO_MO-IL | 2050 | B17 | 100 | 100 | 2000 | 2000 | 2000 | 2000 | 14924.45 | 16062.72 | 60.4895 | 20.3927 | 6.8015 | 0.84483 | 25.1929 | 8.3976
SPP_N_2_MISO_MO-IL | SPP_N | MISO_MO-IL | 2050 | B18 | 400 | 400 | 2000 | 2000 | 2000 | 2000 | 10026.03 | 16011.54 | 30.0192 | 20.3927 | 6.8015 | 1.6771 | 25.1929 | 8.3976
SPP_N_2_MISO_MO-IL | SPP_N | MISO_MO-IL | 2050 | B19 | 700 | 700 | 2000 | 2000 | 2000 | 2000 | 12821.4 | 18898.28 | 60.4777 | 20.3927 | 6.8015 | 5.9126 | 25.1929 | 8.3976
SPP_N_2_MISO_MO-IL | SPP_N | MISO_MO-IL | 2050 | B20 | 935 | 0 | 2000 | 2000 | 2000 | 2000 | 0 | 20526.55 | 25.1407 | 19.4312 | 6.8015 | 3.283 | 25.1929 | 8.3976
SPP_N_2_MISO_W | SPP_N | MISO_W | 2015 | B1 | 10 | 0 | 750 | 0 | 0 | 0 | 0 | 0 | 0 | 0 | 0 | 0 | 0 | 0
SPP_N_2_MISO_W | SPP_N | MISO_W | 2015 | B2 | 25 | 0 | 750 | 0 | 0 | 0 | 0 | 0 | 0 | 0 | 0 | 0 | 0 | 0
SPP_N_2_MISO_W | SPP_N | MISO_W | 2015 | B3 | 75 | 0 | 750 | 0 | 0 | 0 | 0 | 0 | 0 | 0 | 0 | 0 | 0 | 0
SPP_N_2_MISO_W | SPP_N | MISO_W | 2015 | B4 | 100 | 0 | 750 | 0 | 0 | 0 | 0 | 0 | 0 | 0 | 0 | 0 | 0 | 0
SPP_N_2_MISO_W | SPP_N | MISO_W | 2015 | B5 | 200 | 0 | 750 | 0 | 0 | 0 | 0 | 0 | 0 | 0 | 0 | 0 | 0 | 0
SPP_N_2_MISO_W | SPP_N | MISO_W | 2015 | B6 | 300 | 0 | 750 | 0 | 0 | 0 | 0 | 0 | 0 | 0 | 0 | 0 | 0 | 0
SPP_N_2_MISO_W | SPP_N | MISO_W | 2015 | B7 | 400 | 0 | 750 | 0 | 0 | 0 | 0 | 0 | 0 | 0 | 0 | 0 | 0 | 0
SPP_N_2_MISO_W | SPP_N | MISO_W | 2015 | B8 | 500 | 0 | 750 | 0 | 0 | 0 | 0 | 0 | 0 | 0 | 0 | 0 | 0 | 0
SPP_N_2_MISO_W | SPP_N | MISO_W | 2015 | B9 | 800 | 0 | 750 | 0 | 0 | 0 | 0 | 0 | 0 | 0 | 0 | 0 | 0 | 0
SPP_N_2_MISO_W | SPP_N | MISO_W | 2015 | B10 | 1262 | 0 | 750 | 0 | 0 | 0 | 0 | 0 | 0 | 0 | 0 | 0 | 0 | 0
SPP_N_2_MISO_W | SPP_N | MISO_W | 2015 | B11 | 25 | 0 | 750 | 0 | 0 | 0 | 0 | 0 | 0 | 0 | 0 | 0 | 0 | 0
SPP_N_2_MISO_W | SPP_N | MISO_W | 2015 | B12 | 200 | 0 | 750 | 0 | 0 | 0 | 0 | 0 | 0 | 0 | 0 | 0 | 0 | 0
SPP_N_2_MISO_W | SPP_N | MISO_W | 2015 | B13 | 600 | 0 | 750 | 0 | 0 | 0 | 0 | 0 | 0 | 0 | 0 | 0 | 0 | 0
SPP_N_2_MISO_W | SPP_N | MISO_W | 2015 | B14 | 900 | 0 | 750 | 0 | 0 | 0 | 0 | 0 | 0 | 0 | 0 | 0 | 0 | 0
SPP_N_2_MISO_W | SPP_N | MISO_W | 2015 | B15 | 1203 | 0 | 750 | 0 | 0 | 0 | 0 | 0 | 0 | 0 | 0 | 0 | 0 | 0
SPP_N_2_MISO_W | SPP_N | MISO_W | 2015 | B16 | 25 | 0 | 750 | 0 | 0 | 0 | 0 | 0 | 0 | 0 | 0 | 0 | 0 | 0
SPP_N_2_MISO_W | SPP_N | MISO_W | 2015 | B17 | 100 | 0 | 750 | 0 | 0 | 0 | 0 | 0 | 0 | 0 | 0 | 0 | 0 | 0
SPP_N_2_MISO_W | SPP_N | MISO_W | 2015 | B18 | 400 | 0 | 750 | 0 | 0 | 0 | 0 | 0 | 0 | 0 | 0 | 0 | 0 | 0
SPP_N_2_MISO_W | SPP_N | MISO_W | 2015 | B19 | 700 | 0 | 750 | 0 | 0 | 0 | 0 | 0 | 0 | 0 | 0 | 0 | 0 | 0
SPP_N_2_MISO_W | SPP_N | MISO_W | 2015 | B20 | 935 | 0 | 750 | 0 | 0 | 0 | 0 | 0 | 0 | 0 | 0 | 0 | 0 | 0
SPP_N_2_MISO_W | SPP_N | MISO_W | 2020 | B1 | 10 | 10 | 750 | 750 | 750 | 750 | 3294.53 | 4791.12 | 62.3175 | 6.5997 | 2.196 | 0.21691 | 6.6012 | 2.2004
SPP_N_2_MISO_W | SPP_N | MISO_W | 2020 | B2 | 25 | 0 | 750 | 0 | 750 | 750 | 0 | 0 | 0 | 2.4215 | 2.0298 | 0 | 6.6012 | 2.2004
SPP_N_2_MISO_W | SPP_N | MISO_W | 2020 | B3 | 75 | 0 | 750 | 0 | 0 | 0 | 0 | 0 | 0 | 0 | 0 | 0 | 6.6012 | 2.2004
SPP_N_2_MISO_W | SPP_N | MISO_W | 2020 | B4 | 100 | 0 | 750 | 0 | 0 | 0 | 0 | 0 | 0 | 0 | 0 | 0 | 6.6012 | 2.2004
SPP_N_2_MISO_W | SPP_N | MISO_W | 2020 | B5 | 200 | 0 | 750 | 0 | 0 | 0 | 0 | 0 | 0 | 0 | 0 | 0 | 6.6012 | 2.2004
SPP_N_2_MISO_W | SPP_N | MISO_W | 2020 | B6 | 300 | 0 | 750 | 0 | 0 | 0 | 0 | 0 | 0 | 0 | 0 | 0 | 6.6012 | 2.2004
SPP_N_2_MISO_W | SPP_N | MISO_W | 2020 | B7 | 400 | 0 | 750 | 0 | 0 | 0 | 0 | 0 | 0 | 0 | 0 | 0 | 6.6012 | 2.2004
SPP_N_2_MISO_W | SPP_N | MISO_W | 2020 | B8 | 500 | 0 | 750 | 0 | 0 | 0 | 0 | 0 | 0 | 0 | 0 | 0 | 6.6012 | 2.2004
SPP_N_2_MISO_W | SPP_N | MISO_W | 2020 | B9 | 800 | 0 | 750 | 0 | 0 | 0 | 0 | 0 | 0 | 0 | 0 | 0 | 6.6012 | 2.2004
SPP_N_2_MISO_W | SPP_N | MISO_W | 2020 | B10 | 1262 | 0 | 750 | 0 | 569.91 | 750 | 0 | 0 | 0 | 0 | 0.17805 | 0 | 6.6012 | 2.2004
SPP_N_2_MISO_W | SPP_N | MISO_W | 2020 | B11 | 25 | 0 | 750 | 246.21 | 750 | 750 | 0 | 0 | 0 | 3.6085 | 1.6974 | 0 | 6.6012 | 2.2004
SPP_N_2_MISO_W | SPP_N | MISO_W | 2020 | B12 | 200 | 0 | 750 | 750 | 750 | 750 | 0 | 0 | 4.6412 | 2.9319 | 2.196 | 0.32309 | 6.6012 | 2.2004
SPP_N_2_MISO_W | SPP_N | MISO_W | 2020 | B13 | 600 | 0 | 750 | 0 | 750 | 750 | 0 | 0 | 0 | 0.4748 | 2.0298 | 0 | 6.6012 | 2.2004
SPP_N_2_MISO_W | SPP_N | MISO_W | 2020 | B14 | 900 | 0 | 750 | 427.29 | 750 | 750 | 0 | 0 | 0 | 4.8667 | 2.1841 | 0 | 6.6012 | 2.2004
SPP_N_2_MISO_W | SPP_N | MISO_W | 2020 | B15 | 1203 | 0 | 750 | 750 | 750 | 750 | 0 | 0 | 18.4222 | 5.294 | 2.196 | 7.7139 | 6.6012 | 2.2004
SPP_N_2_MISO_W | SPP_N | MISO_W | 2020 | B16 | 25 | 0 | 750 | 750 | 750 | 750 | 0 | 3323.6 | 24.2979 | 6.5879 | 2.196 | 0.21143 | 6.6012 | 2.2004
SPP_N_2_MISO_W | SPP_N | MISO_W | 2020 | B17 | 100 | 0 | 750 | 750 | 750 | 750 | 0 | 2805.72 | 5.8282 | 6.5879 | 2.196 | 0.20286 | 6.6012 | 2.2004
SPP_N_2_MISO_W | SPP_N | MISO_W | 2020 | B18 | 400 | 0 | 750 | 750 | 750 | 750 | 0 | 0 | 0.2374 | 3.1337 | 2.196 | 0.033053 | 6.6012 | 2.2004
SPP_N_2_MISO_W | SPP_N | MISO_W | 2020 | B19 | 700 | 0 | 750 | 80.91 | 750 | 750 | 0 | 0 | 0 | 3.0981 | 1.6974 | 0 | 6.6012 | 2.2004
SPP_N_2_MISO_W | SPP_N | MISO_W | 2020 | B20 | 935 | 0 | 750 | 750 | 750 | 750 | 0 | 0 | 0.30862 | 3.0981 | 2.196 | 0.10044 | 6.6012 | 2.2004
SPP_N_2_MISO_W | SPP_N | MISO_W | 2025 | B1 | 10 | 10 | 750 | 750 | 750 | 750 | 4090.29 | 12752.82 | 171.0348 | 8.8313 | 2.9438 | 0.56114 | 8.8333 | 2.9444
SPP_N_2_MISO_W | SPP_N | MISO_W | 2025 | B2 | 25 | 0 | 750 | 0 | 750 | 236.95 | 0 | 0 | 0 | 5.3771 | 0 | 0 | 8.8333 | 2.9444
SPP_N_2_MISO_W | SPP_N | MISO_W | 2025 | B3 | 75 | 0 | 750 | 0 | 750 | 0 | 0 | 0 | 0 | 0.52228 | 0 | 0 | 8.8333 | 2.9444
SPP_N_2_MISO_W | SPP_N | MISO_W | 2025 | B4 | 100 | 0 | 750 | 0 | 0 | 0 | 0 | 0 | 0 | 0 | 0 | 0 | 8.8333 | 2.9444
SPP_N_2_MISO_W | SPP_N | MISO_W | 2025 | B5 | 200 | 0 | 750 | 0 | 0 | 0 | 0 | 0 | 0 | 0 | 0 | 0 | 8.8333 | 2.9444
SPP_N_2_MISO_W | SPP_N | MISO_W | 2025 | B6 | 300 | 0 | 750 | 0 | 0 | 0 | 0 | 0 | 0 | 0 | 0 | 0 | 8.8333 | 2.9444
SPP_N_2_MISO_W | SPP_N | MISO_W | 2025 | B7 | 400 | 0 | 750 | 0 | 0 | 0 | 0 | 0 | 0 | 0 | 0 | 0 | 8.8333 | 2.9444
SPP_N_2_MISO_W | SPP_N | MISO_W | 2025 | B8 | 500 | 0 | 750 | 0 | 0 | 0 | 0 | 0 | 0 | 0 | 0 | 0 | 8.8333 | 2.9444
SPP_N_2_MISO_W | SPP_N | MISO_W | 2025 | B9 | 800 | 0 | 750 | 0 | 0 | 0 | 0 | 0 | 0 | 0 | 0 | 0 | 8.8333 | 2.9444
SPP_N_2_MISO_W | SPP_N | MISO_W | 2025 | B10 | 1262 | 0 | 750 | 0 | 0 | 0 | 0 | 0 | 0 | 0 | 0 | 0 | 8.8333 | 2.9444
SPP_N_2_MISO_W | SPP_N | MISO_W | 2025 | B11 | 25 | 0 | 750 | 0 | 0 | 265.04 | 0 | 0 | 0 | 0 | 0 | 0 | 8.8333 | 2.9444
SPP_N_2_MISO_W | SPP_N | MISO_W | 2025 | B12 | 200 | 0 | 750 | 0 | 750 | 750 | 0 | 452.2 | 0 | 5.4483 | 2.9438 | 0 | 8.8333 | 2.9444
SPP_N_2_MISO_W | SPP_N | MISO_W | 2025 | B13 | 600 | 0 | 750 | 0 | 750 | 750 | 0 | 1337.18 | 0 | 5.4483 | 2.9438 | 0 | 8.8333 | 2.9444
SPP_N_2_MISO_W | SPP_N | MISO_W | 2025 | B14 | 900 | 0 | 750 | 750 | 750 | 750 | 0 | 10471.14 | 7.0152 | 6.9202 | 2.9438 | 2.0714 | 8.8333 | 2.9444
SPP_N_2_MISO_W | SPP_N | MISO_W | 2025 | B15 | 1203 | 0 | 750 | 750 | 750 | 750 | 0 | 0 | 16.4637 | 6.2555 | 2.5639 | 6.498 | 8.8333 | 2.9444
SPP_N_2_MISO_W | SPP_N | MISO_W | 2025 | B16 | 25 | 0 | 750 | 0 | 750 | 750 | 0 | 0 | 0 | 5.3771 | 2.1841 | 0 | 8.8333 | 2.9444
SPP_N_2_MISO_W | SPP_N | MISO_W | 2025 | B17 | 100 | 100 | 750 | 0 | 750 | 750 | 554.25 | 2626.64 | 0 | 8.8313 | 2.9438 | 0 | 8.8333 | 2.9444
SPP_N_2_MISO_W | SPP_N | MISO_W | 2025 | B18 | 400 | 0 | 750 | 0 | 750 | 750 | 0 | 1381.67 | 0 | 3.1099 | 2.9438 | 0 | 8.8333 | 2.9444
SPP_N_2_MISO_W | SPP_N | MISO_W | 2025 | B19 | 700 | 0 | 750 | 0 | 750 | 750 | 0 | 4915.3 | 0 | 7.4306 | 2.9438 | 0 | 8.8333 | 2.9444
SPP_N_2_MISO_W | SPP_N | MISO_W | 2025 | B20 | 935 | 0 | 750 | 750 | 750 | 750 | 0 | 0 | 8.6295 | 7.3594 | 2.6589 | 2.6472 | 8.8333 | 2.9444
SPP_N_2_MISO_W | SPP_N | MISO_W | 2030 | B1 | 10 | 10 | 750 | 408.09 | 750 | 750 | 7159.04 | 14772.64 | 0 | 6.0656 | 2.0179 | 0 | 6.0603 | 2.0201
SPP_N_2_MISO_W | SPP_N | MISO_W | 2030 | B2 | 25 | 0 | 750 | 0 | 750 | 0 | 0 | 0 | 0 | 4.5581 | 0 | 0 | 6.0603 | 2.0201
SPP_N_2_MISO_W | SPP_N | MISO_W | 2030 | B3 | 75 | 0 | 750 | 0 | 0 | 0 | 0 | 0 | 0 | 0 | 0 | 0 | 6.0603 | 2.0201
SPP_N_2_MISO_W | SPP_N | MISO_W | 2030 | B4 | 100 | 0 | 750 | 0 | 0 | 0 | 0 | 0 | 0 | 0 | 0 | 0 | 6.0603 | 2.0201
SPP_N_2_MISO_W | SPP_N | MISO_W | 2030 | B5 | 200 | 0 | 750 | 0 | 0 | 0 | 0 | 0 | 0 | 0 | 0 | 0 | 6.0603 | 2.0201
SPP_N_2_MISO_W | SPP_N | MISO_W | 2030 | B6 | 300 | 0 | 750 | 0 | 0 | 0 | 0 | 0 | 0 | 0 | 0 | 0 | 6.0603 | 2.0201
SPP_N_2_MISO_W | SPP_N | MISO_W | 2030 | B7 | 400 | 0 | 750 | 0 | 0 | 0 | 0 | 0 | 0 | 0 | 0 | 0 | 6.0603 | 2.0201
SPP_N_2_MISO_W | SPP_N | MISO_W | 2030 | B8 | 500 | 0 | 750 | 0 | 0 | 0 | 0 | 0 | 0 | 0 | 0 | 0 | 6.0603 | 2.0201
SPP_N_2_MISO_W | SPP_N | MISO_W | 2030 | B9 | 800 | 0 | 750 | 0 | 0 | 0 | 0 | 0 | 0 | 0 | 0 | 0 | 6.0603 | 2.0201
SPP_N_2_MISO_W | SPP_N | MISO_W | 2030 | B10 | 1262 | 0 | 750 | 0 | 750 | 750 | 0 | 0 | 0 | 5.9825 | 1.7449 | 0 | 6.0603 | 2.0201
SPP_N_2_MISO_W | SPP_N | MISO_W | 2030 | B11 | 25 | 0 | 750 | 0 | 0 | 750 | 0 | 704.47 | 0 | 0 | 2.0179 | 0 | 6.0603 | 2.0201
SPP_N_2_MISO_W | SPP_N | MISO_W | 2030 | B12 | 200 | 0 | 750 | 0 | 750 | 750 | 0 | 2038.32 | 0 | 5.8282 | 2.0179 | 0 | 6.0603 | 2.0201
SPP_N_2_MISO_W | SPP_N | MISO_W | 2030 | B13 | 600 | 0 | 750 | 0 | 750 | 750 | 0 | 4542.58 | 0 | 5.2465 | 2.0179 | 0 | 6.0603 | 2.0201
SPP_N_2_MISO_W | SPP_N | MISO_W | 2030 | B14 | 900 | 900 | 750 | 750 | 750 | 750 | 5210.77 | 5383.94 | 10.6355 | 6.0656 | 2.0179 | 3.1507 | 6.0603 | 2.0201
SPP_N_2_MISO_W | SPP_N | MISO_W | 2030 | B15 | 1203 | 1203 | 750 | 750 | 750 | 750 | 8103.45 | 13104.23 | 7.0152 | 6.0656 | 2.0179 | 2.7779 | 6.0603 | 2.0201
SPP_N_2_MISO_W | SPP_N | MISO_W | 2030 | B16 | 25 | 25 | 750 | 0 | 750 | 750 | 717.42 | 2287.77 | 0 | 6.0656 | 2.0179 | 0 | 6.0603 | 2.0201
SPP_N_2_MISO_W | SPP_N | MISO_W | 2030 | B17 | 100 | 100 | 750 | 0 | 750 | 750 | 1294.32 | 7169.76 | 0 | 6.0656 | 2.0179 | 0 | 6.0603 | 2.0201
SPP_N_2_MISO_W | SPP_N | MISO_W | 2030 | B18 | 400 | 0 | 750 | 0 | 750 | 750 | 0 | 2418.58 | 0 | 5.2465 | 2.0179 | 0 | 6.0603 | 2.0201
SPP_N_2_MISO_W | SPP_N | MISO_W | 2030 | B19 | 700 | 700 | 750 | 0 | 750 | 750 | 177.78 | 3087.62 | 0 | 6.0656 | 2.0179 | 0 | 6.0603 | 2.0201
SPP_N_2_MISO_W | SPP_N | MISO_W | 2030 | B20 | 935 | 935 | 750 | 750 | 750 | 750 | 6057.01 | 12283.6 | 6.9914 | 6.0656 | 2.0179 | 2.1517 | 6.0603 | 2.0201
SPP_N_2_MISO_W | SPP_N | MISO_W | 2035 | B1 | 10 | 0 | 750 | 750 | 750 | 750 | 0 | 0 | 81.7131 | 12.2024 | 4.0714 | 0.13319 | 27.0641 | 9.0214
SPP_N_2_MISO_W | SPP_N | MISO_W | 2035 | B2 | 25 | 0 | 750 | 0 | 750 | 0 | 0 | 0 | 0 | 6.2199 | 0 | 0 | 27.0641 | 9.0214
SPP_N_2_MISO_W | SPP_N | MISO_W | 2035 | B3 | 75 | 0 | 750 | 0 | 0 | 0 | 0 | 0 | 0 | 0 | 0 | 0 | 27.0641 | 9.0214
SPP_N_2_MISO_W | SPP_N | MISO_W | 2035 | B4 | 100 | 0 | 750 | 0 | 750 | 0 | 0 | 0 | 0 | 2.2078 | 0 | 0 | 27.0641 | 9.0214
SPP_N_2_MISO_W | SPP_N | MISO_W | 2035 | B5 | 200 | 0 | 750 | 140.57 | 750 | 750 | 0 | 0 | 0 | 8.582 | 1.7686 | 0 | 27.0641 | 9.0214
SPP_N_2_MISO_W | SPP_N | MISO_W | 2035 | B6 | 300 | 0 | 750 | 0 | 0 | 750 | 0 | 0 | 0 | 0 | 1.282 | 0 | 27.0641 | 9.0214
SPP_N_2_MISO_W | SPP_N | MISO_W | 2035 | B7 | 400 | 0 | 750 | 0 | 0 | 0 | 0 | 0 | 0 | 0 | 0 | 0 | 27.0641 | 9.0214
SPP_N_2_MISO_W | SPP_N | MISO_W | 2035 | B8 | 500 | 0 | 750 | 0 | 0 | 0 | 0 | 0 | 0 | 0 | 0 | 0 | 27.0641 | 9.0214
SPP_N_2_MISO_W | SPP_N | MISO_W | 2035 | B9 | 800 | 0 | 750 | 0 | 750 | 0 | 0 | 0 | 0 | 3.3948 | 0 | 0 | 27.0641 | 9.0214
SPP_N_2_MISO_W | SPP_N | MISO_W | 2035 | B10 | 1262 | 0 | 750 | 750 | 750 | 750 | 0 | 0 | 6.9914 | 4.0477 | 0.72407 | 1.4382 | 27.0641 | 9.0214
SPP_N_2_MISO_W | SPP_N | MISO_W | 2035 | B11 | 25 | 0 | 750 | 0 | 750 | 0 | 0 | 0 | 0 | 6.6116 | 0 | 0 | 27.0641 | 9.0214
SPP_N_2_MISO_W | SPP_N | MISO_W | 2035 | B12 | 200 | 0 | 750 | 488.19 | 750 | 750 | 0 | 0 | 0 | 12.2024 | 4.0714 | 0 | 27.0641 | 9.0214
SPP_N_2_MISO_W | SPP_N | MISO_W | 2035 | B13 | 600 | 0 | 750 | 750 | 750 | 750 | 0 | 0 | 65.6648 | 12.2024 | 1.8873 | 6.422 | 27.0641 | 9.0214
SPP_N_2_MISO_W | SPP_N | MISO_W | 2035 | B14 | 900 | 0 | 750 | 750 | 750 | 750 | 0 | 0 | 45.7945 | 9.8877 | 2.8251 | 6.718 | 27.0641 | 9.0214
SPP_N_2_MISO_W | SPP_N | MISO_W | 2035 | B15 | 1203 | 0 | 750 | 750 | 750 | 750 | 0 | 0 | 8.0835 | 12.2024 | 3.1812 | 1.5851 | 27.0641 | 9.0214
SPP_N_2_MISO_W | SPP_N | MISO_W | 2035 | B16 | 25 | 0 | 750 | 750 | 750 | 750 | 0 | 0 | 54.2696 | 12.2024 | 1.2226 | 0.22115 | 27.0641 | 9.0214
SPP_N_2_MISO_W | SPP_N | MISO_W | 2035 | B17 | 100 | 0 | 750 | 750 | 750 | 750 | 0 | 0 | 60.9762 | 9.9945 | 1.828 | 0.99391 | 27.0641 | 9.0214
SPP_N_2_MISO_W | SPP_N | MISO_W | 2035 | B18 | 400 | 0 | 750 | 750 | 750 | 750 | 0 | 0 | 6.9914 | 11.502 | 1.9586 | 0.45584 | 27.0641 | 9.0214
SPP_N_2_MISO_W | SPP_N | MISO_W | 2035 | B19 | 700 | 0 | 750 | 750 | 750 | 750 | 0 | 0 | 77.155 | 9.5316 | 1.828 | 8.8033 | 27.0641 | 9.0214
SPP_N_2_MISO_W | SPP_N | MISO_W | 2035 | B20 | 935 | 0 | 750 | 750 | 750 | 750 | 0 | 0 | 61.1186 | 12.2024 | 2.8251 | 9.3147 | 27.0641 | 9.0214
SPP_N_2_MISO_W | SPP_N | MISO_W | 2040 | B1 | 10 | 0 | 750 | 750 | 750 | 750 | 0 | 0 | 111.0795 | 17.7575 | 5.9231 | 0.17534 | 29.6258 | 9.8753
SPP_N_2_MISO_W | SPP_N | MISO_W | 2040 | B2 | 25 | 0 | 750 | 0 | 750 | 750 | 0 | 0 | 0 | 15.4904 | 1.7924 | 0 | 29.6258 | 9.8753
SPP_N_2_MISO_W | SPP_N | MISO_W | 2040 | B3 | 75 | 0 | 750 | 0 | 750 | 0 | 0 | 0 | 0 | 13.5081 | 0 | 0 | 29.6258 | 9.8753
SPP_N_2_MISO_W | SPP_N | MISO_W | 2040 | B4 | 100 | 0 | 750 | 0 | 750 | 750 | 0 | 0 | 0 | 13.5081 | 1.7568 | 0 | 29.6258 | 9.8753
SPP_N_2_MISO_W | SPP_N | MISO_W | 2040 | B5 | 200 | 0 | 750 | 362.39 | 0 | 750 | 0 | 0 | 0 | 0 | 3.015 | 0 | 29.6258 | 9.8753
SPP_N_2_MISO_W | SPP_N | MISO_W | 2040 | B6 | 300 | 0 | 750 | 0 | 0 | 0 | 0 | 0 | 0 | 0 | 0 | 0 | 29.6258 | 9.8753
SPP_N_2_MISO_W | SPP_N | MISO_W | 2040 | B7 | 400 | 0 | 750 | 0 | 0 | 0 | 0 | 0 | 0 | 0 | 0 | 0 | 29.6258 | 9.8753
SPP_N_2_MISO_W | SPP_N | MISO_W | 2040 | B8 | 500 | 0 | 750 | 0 | 750 | 0 | 0 | 0 | 0 | 7.5849 | 0 | 0 | 29.6258 | 9.8753
SPP_N_2_MISO_W | SPP_N | MISO_W | 2040 | B9 | 800 | 0 | 750 | 0 | 750 | 750 | 0 | 0 | 0 | 11.7632 | 1.5787 | 0 | 29.6258 | 9.8753
SPP_N_2_MISO_W | SPP_N | MISO_W | 2040 | B10 | 1262 | 0 | 750 | 750 | 750 | 750 | 0 | 0 | 7.0152 | 17.7575 | 5.9231 | 1.3975 | 29.6258 | 9.8753
SPP_N_2_MISO_W | SPP_N | MISO_W | 2040 | B11 | 25 | 0 | 750 | 0 | 750 | 0 | 0 | 0 | 0 | 13.5081 | 0 | 0 | 29.6258 | 9.8753
SPP_N_2_MISO_W | SPP_N | MISO_W | 2040 | B12 | 200 | 0 | 750 | 750 | 750 | 750 | 0 | 0 | 49.7947 | 15.4904 | 5.1635 | 1.572 | 29.6258 | 9.8753
SPP_N_2_MISO_W | SPP_N | MISO_W | 2040 | B13 | 600 | 0 | 750 | 750 | 750 | 750 | 0 | 0 | 60.0859 | 17.7575 | 5.1635 | 5.6909 | 29.6258 | 9.8753
SPP_N_2_MISO_W | SPP_N | MISO_W | 2040 | B14 | 900 | 0 | 750 | 750 | 750 | 750 | 0 | 0 | 36.0729 | 17.7575 | 5.5552 | 5.1248 | 29.6258 | 9.8753
SPP_N_2_MISO_W | SPP_N | MISO_W | 2040 | B15 | 1203 | 0 | 750 | 750 | 750 | 750 | 0 | 0 | 36.0492 | 17.7575 | 5.9231 | 6.8456 | 29.6258 | 9.8753
SPP_N_2_MISO_W | SPP_N | MISO_W | 2040 | B16 | 25 | 0 | 750 | 750 | 750 | 750 | 0 | 0 | 60.4539 | 15.4904 | 5.1635 | 0.23857 | 29.6258 | 9.8753
SPP_N_2_MISO_W | SPP_N | MISO_W | 2040 | B17 | 100 | 0 | 750 | 750 | 750 | 750 | 0 | 0 | 60.4895 | 17.5557 | 5.1635 | 0.95485 | 29.6258 | 9.8753
SPP_N_2_MISO_W | SPP_N | MISO_W | 2040 | B18 | 400 | 0 | 750 | 750 | 750 | 750 | 0 | 0 | 7.7986 | 17.6982 | 5.1635 | 0.49241 | 29.6258 | 9.8753
SPP_N_2_MISO_W | SPP_N | MISO_W | 2040 | B19 | 700 | 0 | 750 | 750 | 750 | 750 | 0 | 0 | 73.1667 | 17.7575 | 5.1635 | 8.0847 | 29.6258 | 9.8753
SPP_N_2_MISO_W | SPP_N | MISO_W | 2040 | B20 | 935 | 0 | 750 | 750 | 750 | 750 | 0 | 0 | 60.4658 | 17.7575 | 5.9231 | 8.9243 | 29.6258 | 9.8753
SPP_N_2_MISO_W | SPP_N | MISO_W | 2045 | B1 | 10 | 0 | 750 | 750 | 750 | 750 | 0 | 0 | 184.2224 | 18.6478 | 5.8638 | 0.2908 | 46.1684 | 15.3895
SPP_N_2_MISO_W | SPP_N | MISO_W | 2045 | B2 | 25 | 0 | 750 | 0 | 750 | 750 | 0 | 0 | 0 | 16.2382 | 5.2228 | 0 | 46.1684 | 15.3895
SPP_N_2_MISO_W | SPP_N | MISO_W | 2045 | B3 | 75 | 0 | 750 | 0 | 750 | 750 | 0 | 0 | 0 | 13.1638 | 3.9883 | 0 | 46.1684 | 15.3895
SPP_N_2_MISO_W | SPP_N | MISO_W | 2045 | B4 | 100 | 0 | 750 | 284.86 | 750 | 750 | 0 | 0 | 0 | 15.6684 | 4.0833 | 0 | 46.1684 | 15.3895
SPP_N_2_MISO_W | SPP_N | MISO_W | 2045 | B5 | 200 | 0 | 750 | 0 | 0 | 0 | 0 | 0 | 0 | 0 | 0 | 0 | 46.1684 | 15.3895
SPP_N_2_MISO_W | SPP_N | MISO_W | 2045 | B6 | 300 | 0 | 750 | 0 | 0 | 0 | 0 | 0 | 0 | 0 | 0 | 0 | 46.1684 | 15.3895
SPP_N_2_MISO_W | SPP_N | MISO_W | 2045 | B7 | 400 | 0 | 750 | 0 | 345.2 | 0 | 0 | 0 | 0 | 0 | 0 | 0 | 46.1684 | 15.3895
SPP_N_2_MISO_W | SPP_N | MISO_W | 2045 | B8 | 500 | 0 | 750 | 0 | 750 | 750 | 0 | 0 | 0 | 13.9235 | 2.7301 | 0 | 46.1684 | 15.3895
SPP_N_2_MISO_W | SPP_N | MISO_W | 2045 | B9 | 800 | 0 | 750 | 0 | 750 | 750 | 0 | 0 | 0 | 15.6684 | 5.2228 | 0 | 46.1684 | 15.3895
SPP_N_2_MISO_W | SPP_N | MISO_W | 2045 | B10 | 1262 | 0 | 750 | 750 | 750 | 750 | 0 | 0 | 48.9638 | 18.6478 | 6.2199 | 9.7541 | 46.1684 | 15.3895
SPP_N_2_MISO_W | SPP_N | MISO_W | 2045 | B11 | 25 | 0 | 750 | 0 | 750 | 750 | 0 | 0 | 0 | 14.1609 | 5.2228 | 0 | 46.1684 | 15.3895
SPP_N_2_MISO_W | SPP_N | MISO_W | 2045 | B12 | 200 | 0 | 750 | 750 | 750 | 750 | 0 | 0 | 79.9445 | 18.6478 | 5.2228 | 2.5239 | 46.1684 | 15.3895
SPP_N_2_MISO_W | SPP_N | MISO_W | 2045 | B13 | 600 | 0 | 750 | 750 | 750 | 750 | 0 | 0 | 71.8016 | 18.6478 | 5.2228 | 6.8005 | 46.1684 | 15.3895
SPP_N_2_MISO_W | SPP_N | MISO_W | 2045 | B14 | 900 | 0 | 750 | 750 | 750 | 750 | 0 | 0 | 57.8544 | 18.6478 | 6.1368 | 8.2192 | 46.1684 | 15.3895
SPP_N_2_MISO_W | SPP_N | MISO_W | 2045 | B15 | 1203 | 0 | 750 | 750 | 750 | 750 | 0 | 0 | 57.8306 | 18.6478 | 5.9825 | 10.9819 | 46.1684 | 15.3895
SPP_N_2_MISO_W | SPP_N | MISO_W | 2045 | B16 | 25 | 0 | 750 | 750 | 750 | 750 | 0 | 0 | 57.8188 | 16.2382 | 5.2228 | 0.22817 | 46.1684 | 15.3895
SPP_N_2_MISO_W | SPP_N | MISO_W | 2045 | B17 | 100 | 0 | 750 | 750 | 750 | 750 | 0 | 0 | 71.8016 | 15.6684 | 5.2228 | 1.1334 | 46.1684 | 15.3895
SPP_N_2_MISO_W | SPP_N | MISO_W | 2045 | B18 | 400 | 0 | 750 | 750 | 750 | 750 | 0 | 0 | 68.0626 | 18.6478 | 5.2228 | 4.2976 | 46.1684 | 15.3895
SPP_N_2_MISO_W | SPP_N | MISO_W | 2045 | B19 | 700 | 0 | 750 | 750 | 750 | 750 | 0 | 0 | 79.5765 | 18.6478 | 5.2584 | 8.793 | 46.1684 | 15.3895
SPP_N_2_MISO_W | SPP_N | MISO_W | 2045 | B20 | 935 | 0 | 750 | 750 | 750 | 750 | 0 | 0 | 57.8306 | 18.6478 | 6.2199 | 8.5354 | 46.1684 | 15.3895
SPP_N_2_MISO_W | SPP_N | MISO_W | 2050 | B1 | 10 | 0 | 750 | 750 | 750 | 750 | 0 | 0 | 574.4487 | 10.683 | 3.561 | 0.80511 | 20.8731 | 6.9577
SPP_N_2_MISO_W | SPP_N | MISO_W | 2050 | B2 | 25 | 0 | 750 | 592.85 | 750 | 750 | 0 | 0 | 0 | 9.9589 | 2.4927 | 0 | 20.8731 | 6.9577
SPP_N_2_MISO_W | SPP_N | MISO_W | 2050 | B3 | 75 | 0 | 750 | 0 | 750 | 0 | 0 | 0 | 0 | 5.935 | 0 | 0 | 20.8731 | 6.9577
SPP_N_2_MISO_W | SPP_N | MISO_W | 2050 | B4 | 100 | 0 | 750 | 256.55 | 750 | 0 | 0 | 0 | 0 | 4.9379 | 0 | 0 | 20.8731 | 6.9577
SPP_N_2_MISO_W | SPP_N | MISO_W | 2050 | B5 | 200 | 0 | 750 | 0 | 0 | 0 | 0 | 0 | 0 | 0 | 0 | 0 | 20.8731 | 6.9577
SPP_N_2_MISO_W | SPP_N | MISO_W | 2050 | B6 | 300 | 0 | 750 | 63.98 | 0 | 0 | 0 | 0 | 0 | 0 | 0 | 0 | 20.8731 | 6.9577
SPP_N_2_MISO_W | SPP_N | MISO_W | 2050 | B7 | 400 | 0 | 750 | 0 | 540 | 750 | 0 | 0 | 0 | 0 | 2.4927 | 0 | 20.8731 | 6.9577
SPP_N_2_MISO_W | SPP_N | MISO_W | 2050 | B8 | 500 | 0 | 750 | 0 | 750 | 750 | 0 | 0 | 0 | 7.4781 | 2.4927 | 0 | 20.8731 | 6.9577
SPP_N_2_MISO_W | SPP_N | MISO_W | 2050 | B9 | 800 | 0 | 750 | 750 | 750 | 750 | 0 | 0 | 7.9885 | 7.4781 | 2.4927 | 0.8957 | 20.8731 | 6.9577
SPP_N_2_MISO_W | SPP_N | MISO_W | 2050 | B10 | 1262 | 0 | 750 | 750 | 750 | 750 | 0 | 0 | 16.5112 | 7.4781 | 2.5995 | 2.9204 | 20.8731 | 6.9577
SPP_N_2_MISO_W | SPP_N | MISO_W | 2050 | B11 | 25 | 0 | 750 | 553.27 | 750 | 750 | 0 | 0 | 0 | 10.683 | 2.4927 | 0 | 20.8731 | 6.9577
SPP_N_2_MISO_W | SPP_N | MISO_W | 2050 | B12 | 200 | 0 | 750 | 750 | 750 | 750 | 0 | 0 | 6.9914 | 10.683 | 2.4927 | 0.19598 | 20.8731 | 6.9577
SPP_N_2_MISO_W | SPP_N | MISO_W | 2050 | B13 | 600 | 0 | 750 | 750 | 750 | 750 | 0 | 0 | 58.0918 | 10.683 | 2.4927 | 4.8851 | 20.8731 | 6.9577
SPP_N_2_MISO_W | SPP_N | MISO_W | 2050 | B14 | 900 | 0 | 750 | 750 | 750 | 750 | 0 | 0 | 32.1202 | 10.683 | 3.561 | 4.0516 | 20.8731 | 6.9577
SPP_N_2_MISO_W | SPP_N | MISO_W | 2050 | B15 | 1203 | 0 | 750 | 750 | 750 | 750 | 0 | 0 | 25.1288 | 4.7836 | 2.4927 | 4.2369 | 20.8731 | 6.9577
SPP_N_2_MISO_W | SPP_N | MISO_W | 2050 | B16 | 25 | 0 | 750 | 750 | 750 | 750 | 0 | 0 | 32.1202 | 10.6474 | 2.4927 | 0.11254 | 20.8731 | 6.9577
SPP_N_2_MISO_W | SPP_N | MISO_W | 2050 | B17 | 100 | 0 | 750 | 750 | 750 | 750 | 0 | 0 | 36.4646 | 7.668 | 2.4927 | 0.51107 | 20.8731 | 6.9577
SPP_N_2_MISO_W | SPP_N | MISO_W | 2050 | B18 | 400 | 0 | 750 | 750 | 750 | 750 | 0 | 0 | 19.0395 | 10.683 | 2.4927 | 1.0674 | 20.8731 | 6.9577
SPP_N_2_MISO_W | SPP_N | MISO_W | 2050 | B19 | 700 | 0 | 750 | 750 | 750 | 750 | 0 | 0 | 49.4979 | 10.683 | 2.4927 | 4.8561 | 20.8731 | 6.9577
SPP_N_2_MISO_W | SPP_N | MISO_W | 2050 | B20 | 935 | 0 | 750 | 750 | 750 | 750 | 0 | 0 | 25.1288 | 6.5166 | 3.561 | 3.293 | 20.8731 | 6.9577
SPP_N_2_NE | SPP_N | NE | 2015 | B1 | 10 | 0 | 330 | 0 | 0 | 0 | 0 | 0 | 0 | 0 | 0 | 0 | 0 | 0
SPP_N_2_NE | SPP_N | NE | 2015 | B2 | 25 | 0 | 330 | 0 | 0 | 0 | 0 | 0 | 0 | 0 | 0 | 0 | 0 | 0
SPP_N_2_NE | SPP_N | NE | 2015 | B3 | 75 | 0 | 330 | 0 | 0 | 0 | 0 | 0 | 0 | 0 | 0 | 0 | 0 | 0
SPP_N_2_NE | SPP_N | NE | 2015 | B4 | 100 | 0 | 330 | 0 | 0 | 0 | 0 | 0 | 0 | 0 | 0 | 0 | 0 | 0
SPP_N_2_NE | SPP_N | NE | 2015 | B5 | 200 | 0 | 330 | 0 | 0 | 0 | 0 | 0 | 0 | 0 | 0 | 0 | 0 | 0
SPP_N_2_NE | SPP_N | NE | 2015 | B6 | 300 | 0 | 330 | 0 | 0 | 0 | 0 | 0 | 0 | 0 | 0 | 0 | 0 | 0
SPP_N_2_NE | SPP_N | NE | 2015 | B7 | 400 | 0 | 330 | 0 | 0 | 0 | 0 | 0 | 0 | 0 | 0 | 0 | 0 | 0
SPP_N_2_NE | SPP_N | NE | 2015 | B8 | 500 | 0 | 330 | 0 | 0 | 0 | 0 | 0 | 0 | 0 | 0 | 0 | 0 | 0
SPP_N_2_NE | SPP_N | NE | 2015 | B9 | 800 | 0 | 330 | 0 | 0 | 0 | 0 | 0 | 0 | 0 | 0 | 0 | 0 | 0
SPP_N_2_NE | SPP_N | NE | 2015 | B10 | 1262 | 0 | 330 | 0 | 0 | 0 | 0 | 0 | 0 | 0 | 0 | 0 | 0 | 0
SPP_N_2_NE | SPP_N | NE | 2015 | B11 | 25 | 0 | 330 | 0 | 0 | 0 | 0 | 0 | 0 | 0 | 0 | 0 | 0 | 0
SPP_N_2_NE | SPP_N | NE | 2015 | B12 | 200 | 0 | 330 | 0 | 0 | 0 | 0 | 0 | 0 | 0 | 0 | 0 | 0 | 0
SPP_N_2_NE | SPP_N | NE | 2015 | B13 | 600 | 0 | 330 | 0 | 0 | 0 | 0 | 0 | 0 | 0 | 0 | 0 | 0 | 0
SPP_N_2_NE | SPP_N | NE | 2015 | B14 | 900 | 0 | 330 | 0 | 0 | 0 | 0 | 0 | 0 | 0 | 0 | 0 | 0 | 0
SPP_N_2_NE | SPP_N | NE | 2015 | B15 | 1203 | 0 | 330 | 0 | 0 | 0 | 0 | 0 | 0 | 0 | 0 | 0 | 0 | 0
SPP_N_2_NE | SPP_N | NE | 2015 | B16 | 25 | 0 | 330 | 0 | 0 | 0 | 0 | 0 | 0 | 0 | 0 | 0 | 0 | 0
SPP_N_2_NE | SPP_N | NE | 2015 | B17 | 100 | 0 | 330 | 0 | 0 | 0 | 0 | 0 | 0 | 0 | 0 | 0 | 0 | 0
SPP_N_2_NE | SPP_N | NE | 2015 | B18 | 400 | 0 | 330 | 0 | 0 | 0 | 0 | 0 | 0 | 0 | 0 | 0 | 0 | 0
SPP_N_2_NE | SPP_N | NE | 2015 | B19 | 700 | 0 | 330 | 0 | 0 | 0 | 0 | 0 | 0 | 0 | 0 | 0 | 0 | 0
SPP_N_2_NE | SPP_N | NE | 2015 | B20 | 935 | 0 | 330 | 0 | 0 | 0 | 0 | 0 | 0 | 0 | 0 | 0 | 0 | 0
SPP_N_2_NE | SPP_N | NE | 2020 | B1 | 10 | 0 | 330 | 330 | 330 | 330 | 0 | 0 | 55.3023 | 6.5879 | 0.4748 | 55.3023 | 41.4767 | 13.8256
SPP_N_2_NE | SPP_N | NE | 2020 | B2 | 25 | 0 | 330 | 0 | 0 | 330 | 0 | 0 | 0 | 0 | 0.30862 | 0 | 41.4767 | 13.8256
SPP_N_2_NE | SPP_N | NE | 2020 | B3 | 75 | 0 | 330 | 0 | 0 | 0 | 0 | 0 | 0 | 0 | 0 | 0 | 41.4767 | 13.8256
SPP_N_2_NE | SPP_N | NE | 2020 | B4 | 100 | 0 | 330 | 0 | 0 | 0 | 0 | 0 | 0 | 0 | 0 | 0 | 41.4767 | 13.8256
SPP_N_2_NE | SPP_N | NE | 2020 | B5 | 200 | 0 | 330 | 0 | 0 | 0 | 0 | 0 | 0 | 0 | 0 | 0 | 41.4767 | 13.8256
SPP_N_2_NE | SPP_N | NE | 2020 | B6 | 300 | 0 | 330 | 0 | 0 | 0 | 0 | 0 | 0 | 0 | 0 | 0 | 41.4767 | 13.8256
SPP_N_2_NE | SPP_N | NE | 2020 | B7 | 400 | 0 | 330 | 0 | 0 | 0 | 0 | 0 | 0 | 0 | 0 | 0 | 41.4767 | 13.8256
SPP_N_2_NE | SPP_N | NE | 2020 | B8 | 500 | 0 | 330 | 0 | 0 | 0 | 0 | 0 | 0 | 0 | 0 | 0 | 41.4767 | 13.8256
SPP_N_2_NE | SPP_N | NE | 2020 | B9 | 800 | 0 | 330 | 0 | 0 | 0 | 0 | 0 | 0 | 0 | 0 | 0 | 41.4767 | 13.8256
SPP_N_2_NE | SPP_N | NE | 2020 | B10 | 1262 | 0 | 330 | 0 | 0 | 0 | 0 | 0 | 0 | 0 | 0 | 0 | 41.4767 | 13.8256
SPP_N_2_NE | SPP_N | NE | 2020 | B11 | 25 | 0 | 330 | 0 | 0 | 0 | 0 | 0 | 0 | 0 | 0 | 0 | 41.4767 | 13.8256
SPP_N_2_NE | SPP_N | NE | 2020 | B12 | 200 | 0 | 330 | 0 | 0 | 330 | 0 | 0 | 0 | 0 | 0.4748 | 0 | 41.4767 | 13.8256
SPP_N_2_NE | SPP_N | NE | 2020 | B13 | 600 | 0 | 330 | 0 | 0 | 330 | 0 | 0 | 0 | 0 | 0.30862 | 0 | 41.4767 | 13.8256
SPP_N_2_NE | SPP_N | NE | 2020 | B14 | 900 | 0 | 330 | 0 | 0 | 330 | 0 | 0 | 0 | 0 | 0.46293 | 0 | 41.4767 | 13.8256
SPP_N_2_NE | SPP_N | NE | 2020 | B15 | 1203 | 0 | 330 | 233.74 | 330 | 330 | 0 | 0 | 0 | 0.15431 | 0.4748 | 0 | 41.4767 | 13.8256
SPP_N_2_NE | SPP_N | NE | 2020 | B16 | 25 | 0 | 330 | 0 | 330 | 330 | 0 | 0 | 0 | 1.4481 | 0.4748 | 0 | 41.4767 | 13.8256
SPP_N_2_NE | SPP_N | NE | 2020 | B17 | 100 | 0 | 330 | 0 | 330 | 330 | 0 | 0 | 0 | 1.4481 | 0.4748 | 0 | 41.4767 | 13.8256
SPP_N_2_NE | SPP_N | NE | 2020 | B18 | 400 | 0 | 330 | 0 | 0 | 330 | 0 | 0 | 0 | 0 | 0.4748 | 0 | 41.4767 | 13.8256
SPP_N_2_NE | SPP_N | NE | 2020 | B19 | 700 | 0 | 330 | 0 | 0 | 0 | 0 | 0 | 0 | 0 | 0 | 0 | 41.4767 | 13.8256
SPP_N_2_NE | SPP_N | NE | 2020 | B20 | 935 | 0 | 330 | 0 | 0 | 330 | 0 | 0 | 0 | 0 | 0.4748 | 0 | 41.4767 | 13.8256
SPP_N_2_NE | SPP_N | NE | 2025 | B1 | 10 | 0 | 330 | 330 | 330 | 330 | 0 | 0 | 164.0197 | 3.3711 | 1.1158 | 1.3522 | 8.0509 | 2.6836
SPP_N_2_NE | SPP_N | NE | 2025 | B2 | 25 | 0 | 330 | 0 | 0 | 0 | 0 | 0 | 0 | 0 | 0 | 0 | 8.0509 | 2.6836
SPP_N_2_NE | SPP_N | NE | 2025 | B3 | 75 | 0 | 330 | 0 | 0 | 0 | 0 | 0 | 0 | 0 | 0 | 0 | 8.0509 | 2.6836
SPP_N_2_NE | SPP_N | NE | 2025 | B4 | 100 | 0 | 330 | 0 | 0 | 0 | 0 | 0 | 0 | 0 | 0 | 0 | 8.0509 | 2.6836
SPP_N_2_NE | SPP_N | NE | 2025 | B5 | 200 | 0 | 330 | 0 | 0 | 0 | 0 | 0 | 0 | 0 | 0 | 0 | 8.0509 | 2.6836
SPP_N_2_NE | SPP_N | NE | 2025 | B6 | 300 | 0 | 330 | 0 | 0 | 0 | 0 | 0 | 0 | 0 | 0 | 0 | 8.0509 | 2.6836
SPP_N_2_NE | SPP_N | NE | 2025 | B7 | 400 | 0 | 330 | 0 | 0 | 0 | 0 | 0 | 0 | 0 | 0 | 0 | 8.0509 | 2.6836
SPP_N_2_NE | SPP_N | NE | 2025 | B8 | 500 | 0 | 330 | 0 | 0 | 0 | 0 | 0 | 0 | 0 | 0 | 0 | 8.0509 | 2.6836
SPP_N_2_NE | SPP_N | NE | 2025 | B9 | 800 | 0 | 330 | 0 | 0 | 0 | 0 | 0 | 0 | 0 | 0 | 0 | 8.0509 | 2.6836
SPP_N_2_NE | SPP_N | NE | 2025 | B10 | 1262 | 0 | 330 | 0 | 0 | 0 | 0 | 0 | 0 | 0 | 0 | 0 | 8.0509 | 2.6836
SPP_N_2_NE | SPP_N | NE | 2025 | B11 | 25 | 0 | 330 | 0 | 0 | 0 | 0 | 0 | 0 | 0 | 0 | 0 | 8.0509 | 2.6836
SPP_N_2_NE | SPP_N | NE | 2025 | B12 | 200 | 0 | 330 | 0 | 0 | 330 | 0 | 0 | 0 | 0 | 1.1158 | 0 | 8.0509 | 2.6836
SPP_N_2_NE | SPP_N | NE | 2025 | B13 | 600 | 0 | 330 | 0 | 0 | 330 | 0 | 0 | 0 | 0 | 1.1158 | 0 | 8.0509 | 2.6836
SPP_N_2_NE | SPP_N | NE | 2025 | B14 | 900 | 0 | 330 | 236.26 | 330 | 330 | 0 | 0 | 0 | 1.4481 | 1.1158 | 0 | 8.0509 | 2.6836
SPP_N_2_NE | SPP_N | NE | 2025 | B15 | 1203 | 0 | 330 | 330 | 330 | 330 | 0 | 0 | 9.4604 | 0.79529 | 0.72407 | 9.3824 | 8.0509 | 2.6836
SPP_N_2_NE | SPP_N | NE | 2025 | B16 | 25 | 0 | 330 | 0 | 0 | 330 | 0 | 0 | 0 | 0 | 0.3561 | 0 | 8.0509 | 2.6836
SPP_N_2_NE | SPP_N | NE | 2025 | B17 | 100 | 0 | 330 | 0 | 330 | 330 | 0 | 0 | 0 | 3.3711 | 1.1158 | 0 | 8.0509 | 2.6836
SPP_N_2_NE | SPP_N | NE | 2025 | B18 | 400 | 0 | 330 | 0 | 0 | 330 | 0 | 0 | 0 | 0 | 1.1158 | 0 | 8.0509 | 2.6836
SPP_N_2_NE | SPP_N | NE | 2025 | B19 | 700 | 0 | 330 | 0 | 330 | 330 | 0 | 0 | 0 | 1.9586 | 1.1158 | 0 | 8.0509 | 2.6836
SPP_N_2_NE | SPP_N | NE | 2025 | B20 | 935 | 0 | 330 | 0 | 330 | 330 | 0 | 0 | 0 | 1.8873 | 0.8309 | 0 | 8.0509 | 2.6836
SPP_N_2_NE | SPP_N | NE | 2030 | B1 | 10 | 10 | 330 | 0 | 330 | 330 | 559.93 | 0 | 0 | 2.7064 | 0.26114 | 0 | 2.7153 | 0.90509
SPP_N_2_NE | SPP_N | NE | 2030 | B2 | 25 | 0 | 330 | 0 | 0 | 0 | 0 | 0 | 0 | 0 | 0 | 0 | 2.7153 | 0.90509
SPP_N_2_NE | SPP_N | NE | 2030 | B3 | 75 | 0 | 330 | 0 | 0 | 0 | 0 | 0 | 0 | 0 | 0 | 0 | 2.7153 | 0.90509
SPP_N_2_NE | SPP_N | NE | 2030 | B4 | 100 | 0 | 330 | 0 | 0 | 0 | 0 | 0 | 0 | 0 | 0 | 0 | 2.7153 | 0.90509
SPP_N_2_NE | SPP_N | NE | 2030 | B5 | 200 | 0 | 330 | 0 | 0 | 0 | 0 | 0 | 0 | 0 | 0 | 0 | 2.7153 | 0.90509
SPP_N_2_NE | SPP_N | NE | 2030 | B6 | 300 | 0 | 330 | 0 | 0 | 0 | 0 | 0 | 0 | 0 | 0 | 0 | 2.7153 | 0.90509
SPP_N_2_NE | SPP_N | NE | 2030 | B7 | 400 | 0 | 330 | 0 | 0 | 0 | 0 | 0 | 0 | 0 | 0 | 0 | 2.7153 | 0.90509
SPP_N_2_NE | SPP_N | NE | 2030 | B8 | 500 | 0 | 330 | 0 | 0 | 0 | 0 | 0 | 0 | 0 | 0 | 0 | 2.7153 | 0.90509
SPP_N_2_NE | SPP_N | NE | 2030 | B9 | 800 | 0 | 330 | 0 | 0 | 0 | 0 | 0 | 0 | 0 | 0 | 0 | 2.7153 | 0.90509
SPP_N_2_NE | SPP_N | NE | 2030 | B10 | 1262 | 0 | 330 | 0 | 330 | 0 | 0 | 0 | 0 | 0.7122 | 0 | 0 | 2.7153 | 0.90509
SPP_N_2_NE | SPP_N | NE | 2030 | B11 | 25 | 0 | 330 | 0 | 0 | 330 | 0 | 0 | 0 | 0 | 0.26114 | 0 | 2.7153 | 0.90509
SPP_N_2_NE | SPP_N | NE | 2030 | B12 | 200 | 0 | 330 | 0 | 330 | 330 | 0 | 0 | 0 | 0.56976 | 0.26114 | 0 | 2.7153 | 0.90509
SPP_N_2_NE | SPP_N | NE | 2030 | B13 | 600 | 0 | 330 | 0 | 0 | 330 | 0 | 0 | 0 | 0 | 0.26114 | 0 | 2.7153 | 0.90509
SPP_N_2_NE | SPP_N | NE | 2030 | B14 | 900 | 0 | 330 | 330 | 330 | 330 | 0 | 0 | 3.6204 | 0.79529 | 0.26114 | 3.6204 | 2.7153 | 0.90509
SPP_N_2_NE | SPP_N | NE | 2030 | B15 | 1203 | 0 | 330 | 35.03 | 330 | 330 | 0 | 0 | 0 | 0.79529 | 0.26114 | 0 | 2.7153 | 0.90509
SPP_N_2_NE | SPP_N | NE | 2030 | B16 | 25 | 0 | 330 | 0 | 330 | 330 | 0 | 0 | 0 | 0.79529 | 0.26114 | 0 | 2.7153 | 0.90509
SPP_N_2_NE | SPP_N | NE | 2030 | B17 | 100 | 0 | 330 | 0 | 330 | 330 | 0 | 0 | 0 | 0.79529 | 0.26114 | 0 | 2.7153 | 0.90509
SPP_N_2_NE | SPP_N | NE | 2030 | B18 | 400 | 0 | 330 | 0 | 0 | 330 | 0 | 0 | 0 | 0 | 0.26114 | 0 | 2.7153 | 0.90509
SPP_N_2_NE | SPP_N | NE | 2030 | B19 | 700 | 0 | 330 | 0 | 330 | 330 | 0 | 0 | 0 | 0.79529 | 0.26114 | 0 | 2.7153 | 0.90509
SPP_N_2_NE | SPP_N | NE | 2030 | B20 | 935 | 0 | 330 | 0 | 330 | 330 | 0 | 0 | 0 | 0.79529 | 0.26114 | 0 | 2.7153 | 0.90509
SPP_N_2_NE | SPP_N | NE | 2035 | B1 | 10 | 10 | 330 | 330 | 330 | 330 | 126.54 | 0 | 86.01 | 14.5645 | 4.0595 | 86.01 | 64.5075 | 21.5025
SPP_N_2_NE | SPP_N | NE | 2035 | B2 | 25 | 0 | 330 | 0 | 330 | 0 | 0 | 0 | 0 | 6.0774 | 0 | 0 | 64.5075 | 21.5025
SPP_N_2_NE | SPP_N | NE | 2035 | B3 | 75 | 0 | 330 | 0 | 0 | 0 | 0 | 0 | 0 | 0 | 0 | 0 | 64.5075 | 21.5025
SPP_N_2_NE | SPP_N | NE | 2035 | B4 | 100 | 0 | 330 | 0 | 330 | 0 | 0 | 0 | 0 | 3.193 | 0 | 0 | 64.5075 | 21.5025
SPP_N_2_NE | SPP_N | NE | 2035 | B5 | 200 | 0 | 330 | 0 | 330 | 330 | 0 | 0 | 0 | 8.5701 | 1.7568 | 0 | 64.5075 | 21.5025
SPP_N_2_NE | SPP_N | NE | 2035 | B6 | 300 | 0 | 330 | 0 | 0 | 330 | 0 | 0 | 0 | 0 | 1.2701 | 0 | 64.5075 | 21.5025
SPP_N_2_NE | SPP_N | NE | 2035 | B7 | 400 | 0 | 330 | 0 | 0 | 0 | 0 | 0 | 0 | 0 | 0 | 0 | 64.5075 | 21.5025
SPP_N_2_NE | SPP_N | NE | 2035 | B8 | 500 | 0 | 330 | 0 | 0 | 0 | 0 | 0 | 0 | 0 | 0 | 0 | 64.5075 | 21.5025
SPP_N_2_NE | SPP_N | NE | 2035 | B9 | 800 | 0 | 330 | 0 | 207.09 | 0 | 0 | 0 | 0 | 0 | 0 | 0 | 64.5075 | 21.5025
SPP_N_2_NE | SPP_N | NE | 2035 | B10 | 1262 | 0 | 330 | 0 | 0 | 0 | 0 | 0 | 0 | 0 | 0 | 0 | 64.5075 | 21.5025
SPP_N_2_NE | SPP_N | NE | 2035 | B11 | 25 | 0 | 330 | 0 | 330 | 0 | 0 | 0 | 0 | 6.5997 | 0 | 0 | 64.5075 | 21.5025
SPP_N_2_NE | SPP_N | NE | 2035 | B12 | 200 | 0 | 330 | 0 | 0 | 0 | 0 | 0 | 0 | 0 | 0 | 0 | 64.5075 | 21.5025
SPP_N_2_NE | SPP_N | NE | 2035 | B13 | 600 | 0 | 330 | 0 | 0 | 0 | 0 | 0 | 0 | 0 | 0 | 0 | 64.5075 | 21.5025
SPP_N_2_NE | SPP_N | NE | 2035 | B14 | 900 | 0 | 330 | 20.33 | 0 | 0 | 0 | 0 | 0 | 0 | 0 | 0 | 64.5075 | 21.5025
SPP_N_2_NE | SPP_N | NE | 2035 | B15 | 1203 | 0 | 330 | 0 | 0 | 0 | 0 | 0 | 0 | 0 | 0 | 0 | 64.5075 | 21.5025
SPP_N_2_NE | SPP_N | NE | 2035 | B16 | 25 | 0 | 330 | 0 | 0 | 0 | 0 | 0 | 0 | 0 | 0 | 0 | 64.5075 | 21.5025
SPP_N_2_NE | SPP_N | NE | 2035 | B17 | 100 | 0 | 330 | 0 | 0 | 0 | 0 | 0 | 0 | 0 | 0 | 0 | 64.5075 | 21.5025
SPP_N_2_NE | SPP_N | NE | 2035 | B18 | 400 | 0 | 330 | 0 | 0 | 0 | 0 | 0 | 0 | 0 | 0 | 0 | 64.5075 | 21.5025
SPP_N_2_NE | SPP_N | NE | 2035 | B19 | 700 | 0 | 330 | 0 | 0 | 0 | 0 | 0 | 0 | 0 | 0 | 0 | 64.5075 | 21.5025
SPP_N_2_NE | SPP_N | NE | 2035 | B20 | 935 | 0 | 330 | 0 | 0 | 0 | 0 | 0 | 0 | 0 | 0 | 0 | 64.5075 | 21.5025
SPP_N_2_NE | SPP_N | NE | 2040 | B1 | 10 | 10 | 330 | 330 | 330 | 330 | 1666.38 | 876.3 | 111.0676 | 13.1876 | 4.3919 | 1.8208 | 11.5407 | 3.8469
SPP_N_2_NE | SPP_N | NE | 2040 | B2 | 25 | 0 | 330 | 0 | 330 | 0 | 0 | 0 | 0 | 0.97334 | 0 | 0 | 11.5407 | 3.8469
SPP_N_2_NE | SPP_N | NE | 2040 | B3 | 75 | 0 | 330 | 0 | 330 | 0 | 0 | 0 | 0 | 4.475 | 0 | 0 | 11.5407 | 3.8469
SPP_N_2_NE | SPP_N | NE | 2040 | B4 | 100 | 100 | 330 | 0 | 330 | 330 | 1369.04 | 0 | 0 | 13.1876 | 1.7449 | 0 | 11.5407 | 3.8469
SPP_N_2_NE | SPP_N | NE | 2040 | B5 | 200 | 0 | 330 | 26.01 | 330 | 330 | 0 | 0 | 0 | 0.48667 | 3.0031 | 0 | 11.5407 | 3.8469
SPP_N_2_NE | SPP_N | NE | 2040 | B6 | 300 | 0 | 330 | 0 | 0 | 0 | 0 | 0 | 0 | 0 | 0 | 0 | 11.5407 | 3.8469
SPP_N_2_NE | SPP_N | NE | 2040 | B7 | 400 | 0 | 330 | 0 | 0 | 0 | 0 | 0 | 0 | 0 | 0 | 0 | 11.5407 | 3.8469
SPP_N_2_NE | SPP_N | NE | 2040 | B8 | 500 | 0 | 330 | 0 | 235.81 | 0 | 0 | 0 | 0 | 0 | 0 | 0 | 11.5407 | 3.8469
SPP_N_2_NE | SPP_N | NE | 2040 | B9 | 800 | 0 | 330 | 0 | 330 | 0 | 0 | 0 | 0 | 3.8103 | 0 | 0 | 11.5407 | 3.8469
SPP_N_2_NE | SPP_N | NE | 2040 | B10 | 1262 | 0 | 330 | 101.54 | 330 | 0 | 0 | 0 | 0 | 7.1932 | 0 | 0 | 11.5407 | 3.8469
SPP_N_2_NE | SPP_N | NE | 2040 | B11 | 25 | 0 | 330 | 0 | 159.12 | 0 | 0 | 0 | 0 | 0 | 0 | 0 | 11.5407 | 3.8469
SPP_N_2_NE | SPP_N | NE | 2040 | B12 | 200 | 0 | 330 | 0 | 330 | 0 | 0 | 0 | 0 | 0.97334 | 0 | 0 | 11.5407 | 3.8469
SPP_N_2_NE | SPP_N | NE | 2040 | B13 | 600 | 0 | 330 | 330 | 0 | 0 | 0 | 0 | 13.7929 | 0 | 0 | 13.5668 | 11.5407 | 3.8469
SPP_N_2_NE | SPP_N | NE | 2040 | B14 | 900 | 0 | 330 | 0 | 0 | 0 | 0 | 0 | 0 | 0 | 0 | 0 | 11.5407 | 3.8469
SPP_N_2_NE | SPP_N | NE | 2040 | B15 | 1203 | 0 | 330 | 0 | 0 | 0 | 0 | 0 | 0 | 0 | 0 | 0 | 11.5407 | 3.8469
SPP_N_2_NE | SPP_N | NE | 2040 | B16 | 25 | 0 | 330 | 0 | 0 | 0 | 0 | 0 | 0 | 0 | 0 | 0 | 11.5407 | 3.8469
SPP_N_2_NE | SPP_N | NE | 2040 | B17 | 100 | 0 | 330 | 0 | 0 | 0 | 0 | 0 | 0 | 0 | 0 | 0 | 11.5407 | 3.8469
SPP_N_2_NE | SPP_N | NE | 2040 | B18 | 400 | 0 | 330 | 0 | 0 | 0 | 0 | 0 | 0 | 0 | 0 | 0 | 11.5407 | 3.8469
SPP_N_2_NE | SPP_N | NE | 2040 | B19 | 700 | 0 | 330 | 0 | 0 | 0 | 0 | 0 | 0 | 0 | 0 | 0 | 11.5407 | 3.8469
SPP_N_2_NE | SPP_N | NE | 2040 | B20 | 935 | 0 | 330 | 0 | 0 | 0 | 0 | 0 | 0 | 0 | 0 | 0 | 11.5407 | 3.8469
SPP_N_2_NE | SPP_N | NE | 2045 | B1 | 10 | 10 | 330 | 330 | 330 | 330 | 5.67 | 0 | 184.2105 | 19.6449 | 5.8519 | 1.4482 | 32.3002 | 10.7667
SPP_N_2_NE | SPP_N | NE | 2045 | B2 | 25 | 0 | 330 | 0 | 330 | 0 | 0 | 0 | 0 | 4.2851 | 0 | 0 | 32.3002 | 10.7667
SPP_N_2_NE | SPP_N | NE | 2045 | B3 | 75 | 0 | 330 | 0 | 330 | 100.06 | 0 | 0 | 0 | 2.3265 | 0 | 0 | 32.3002 | 10.7667
SPP_N_2_NE | SPP_N | NE | 2045 | B4 | 100 | 0 | 330 | 0 | 330 | 330 | 0 | 0 | 0 | 15.6565 | 4.0714 | 0 | 32.3002 | 10.7667
SPP_N_2_NE | SPP_N | NE | 2045 | B5 | 200 | 0 | 330 | 0 | 70.22 | 0 | 0 | 0 | 0 | 0 | 0 | 0 | 32.3002 | 10.7667
SPP_N_2_NE | SPP_N | NE | 2045 | B6 | 300 | 0 | 330 | 0 | 0 | 0 | 0 | 0 | 0 | 0 | 0 | 0 | 32.3002 | 10.7667
SPP_N_2_NE | SPP_N | NE | 2045 | B7 | 400 | 0 | 330 | 0 | 0 | 0 | 0 | 0 | 0 | 0 | 0 | 0 | 32.3002 | 10.7667
SPP_N_2_NE | SPP_N | NE | 2045 | B8 | 500 | 0 | 330 | 0 | 330 | 0 | 0 | 0 | 0 | 1.9704 | 0 | 0 | 32.3002 | 10.7667
SPP_N_2_NE | SPP_N | NE | 2045 | B9 | 800 | 0 | 330 | 0 | 330 | 0 | 0 | 0 | 0 | 3.7153 | 0 | 0 | 32.3002 | 10.7667
SPP_N_2_NE | SPP_N | NE | 2045 | B10 | 1262 | 0 | 330 | 330 | 330 | 0 | 0 | 0 | 41.9486 | 7.2882 | 0 | 41.6188 | 32.3002 | 10.7667
SPP_N_2_NE | SPP_N | NE | 2045 | B11 | 25 | 0 | 330 | 0 | 330 | 0 | 0 | 0 | 0 | 2.2078 | 0 | 0 | 32.3002 | 10.7667
SPP_N_2_NE | SPP_N | NE | 2045 | B12 | 200 | 0 | 330 | 62.74 | 330 | 0 | 0 | 0 | 0 | 6.6947 | 0 | 0 | 32.3002 | 10.7667
SPP_N_2_NE | SPP_N | NE | 2045 | B13 | 600 | 0 | 330 | 228.6 | 147.04 | 0 | 0 | 0 | 0 | 0 | 0 | 0 | 32.3002 | 10.7667
SPP_N_2_NE | SPP_N | NE | 2045 | B14 | 900 | 0 | 330 | 0 | 0 | 0 | 0 | 0 | 0 | 0 | 0 | 0 | 32.3002 | 10.7667
SPP_N_2_NE | SPP_N | NE | 2045 | B15 | 1203 | 0 | 330 | 0 | 0 | 0 | 0 | 0 | 0 | 0 | 0 | 0 | 32.3002 | 10.7667
SPP_N_2_NE | SPP_N | NE | 2045 | B16 | 25 | 0 | 330 | 0 | 0 | 0 | 0 | 0 | 0 | 0 | 0 | 0 | 32.3002 | 10.7667
SPP_N_2_NE | SPP_N | NE | 2045 | B17 | 100 | 0 | 330 | 0 | 0 | 0 | 0 | 0 | 0 | 0 | 0 | 0 | 32.3002 | 10.7667
SPP_N_2_NE | SPP_N | NE | 2045 | B18 | 400 | 0 | 330 | 0 | 0 | 0 | 0 | 0 | 0 | 0 | 0 | 0 | 32.3002 | 10.7667
SPP_N_2_NE | SPP_N | NE | 2045 | B19 | 700 | 0 | 330 | 0 | 11.59 | 0 | 0 | 0 | 0 | 0 | 0 | 0 | 32.3002 | 10.7667
SPP_N_2_NE | SPP_N | NE | 2045 | B20 | 935 | 0 | 330 | 0 | 0 | 0 | 0 | 0 | 0 | 0 | 0 | 0 | 32.3002 | 10.7667
SPP_N_2_NE | SPP_N | NE | 2050 | B1 | 10 | 0 | 330 | 330 | 330 | 330 | 0 | 0 | 574.4368 | 10.6711 | 3.5491 | 2.7724 | 4.1396 | 1.3799
SPP_N_2_NE | SPP_N | NE | 2050 | B2 | 25 | 0 | 330 | 0 | 330 | 0 | 0 | 0 | 0 | 2.9556 | 0 | 0 | 4.1396 | 1.3799
SPP_N_2_NE | SPP_N | NE | 2050 | B3 | 75 | 0 | 330 | 0 | 330 | 0 | 0 | 0 | 0 | 5.9231 | 0 | 0 | 4.1396 | 1.3799
SPP_N_2_NE | SPP_N | NE | 2050 | B4 | 100 | 0 | 330 | 3.25 | 330 | 0 | 0 | 0 | 0 | 5.9231 | 0 | 0 | 4.1396 | 1.3799
SPP_N_2_NE | SPP_N | NE | 2050 | B5 | 200 | 0 | 330 | 0 | 0 | 0 | 0 | 0 | 0 | 0 | 0 | 0 | 4.1396 | 1.3799
SPP_N_2_NE | SPP_N | NE | 2050 | B6 | 300 | 0 | 330 | 0 | 0 | 0 | 0 | 0 | 0 | 0 | 0 | 0 | 4.1396 | 1.3799
SPP_N_2_NE | SPP_N | NE | 2050 | B7 | 400 | 0 | 330 | 0 | 0 | 0 | 0 | 0 | 0 | 0 | 0 | 0 | 4.1396 | 1.3799
SPP_N_2_NE | SPP_N | NE | 2050 | B8 | 500 | 0 | 330 | 0 | 138.21 | 0 | 0 | 0 | 0 | 0 | 0 | 0 | 4.1396 | 1.3799
SPP_N_2_NE | SPP_N | NE | 2050 | B9 | 800 | 0 | 330 | 330 | 195.75 | 0 | 0 | 0 | 0.97334 | 0 | 0 | 0.37581 | 4.1396 | 1.3799
SPP_N_2_NE | SPP_N | NE | 2050 | B10 | 1262 | 0 | 330 | 330 | 330 | 0 | 0 | 0 | 3.8934 | 4.7717 | 0 | 2.3713 | 4.1396 | 1.3799
SPP_N_2_NE | SPP_N | NE | 2050 | B11 | 25 | 0 | 330 | 0 | 13.46 | 0 | 0 | 0 | 0 | 0 | 0 | 0 | 4.1396 | 1.3799
SPP_N_2_NE | SPP_N | NE | 2050 | B12 | 200 | 0 | 330 | 0 | 0 | 0 | 0 | 0 | 0 | 0 | 0 | 0 | 4.1396 | 1.3799
SPP_N_2_NE | SPP_N | NE | 2050 | B13 | 600 | 0 | 330 | 198.2 | 0 | 0 | 0 | 0 | 0 | 0 | 0 | 0 | 4.1396 | 1.3799
SPP_N_2_NE | SPP_N | NE | 2050 | B14 | 900 | 0 | 330 | 0 | 0 | 0 | 0 | 0 | 0 | 0 | 0 | 0 | 4.1396 | 1.3799
SPP_N_2_NE | SPP_N | NE | 2050 | B15 | 1203 | 0 | 330 | 0 | 0 | 0 | 0 | 0 | 0 | 0 | 0 | 0 | 4.1396 | 1.3799
SPP_N_2_NE | SPP_N | NE | 2050 | B16 | 25 | 0 | 330 | 0 | 0 | 0 | 0 | 0 | 0 | 0 | 0 | 0 | 4.1396 | 1.3799
SPP_N_2_NE | SPP_N | NE | 2050 | B17 | 100 | 0 | 330 | 0 | 0 | 0 | 0 | 0 | 0 | 0 | 0 | 0 | 4.1396 | 1.3799
SPP_N_2_NE | SPP_N | NE | 2050 | B18 | 400 | 0 | 330 | 0 | 0 | 0 | 0 | 0 | 0 | 0 | 0 | 0 | 4.1396 | 1.3799
SPP_N_2_NE | SPP_N | NE | 2050 | B19 | 700 | 0 | 330 | 0 | 0 | 0 | 0 | 0 | 0 | 0 | 0 | 0 | 4.1396 | 1.3799
SPP_N_2_NE | SPP_N | NE | 2050 | B20 | 935 | 0 | 330 | 0 | 0 | 0 | 0 | 0 | 0 | 0 | 0 | 0 | 4.1396 | 1.3799
SPP_N_2_SPP_S | SPP_N | SPP_S | 2015 | B1 | 10 | 0 | 4000 | 0 | 0 | 0 | 0 | 0 | 0 | 0 | 0 | 0 | 0 | 0
SPP_N_2_SPP_S | SPP_N | SPP_S | 2015 | B2 | 25 | 0 | 4000 | 0 | 0 | 0 | 0 | 0 | 0 | 0 | 0 | 0 | 0 | 0
SPP_N_2_SPP_S | SPP_N | SPP_S | 2015 | B3 | 75 | 0 | 4000 | 0 | 0 | 0 | 0 | 0 | 0 | 0 | 0 | 0 | 0 | 0
SPP_N_2_SPP_S | SPP_N | SPP_S | 2015 | B4 | 100 | 0 | 4000 | 0 | 0 | 0 | 0 | 0 | 0 | 0 | 0 | 0 | 0 | 0
SPP_N_2_SPP_S | SPP_N | SPP_S | 2015 | B5 | 200 | 0 | 4000 | 0 | 805.06 | 764.91 | 0 | 0 | 0 | 0 | 0 | 0 | 0 | 0
SPP_N_2_SPP_S | SPP_N | SPP_S | 2015 | B6 | 300 | 0 | 4000 | 431.07 | 1689.71 | 1748.16 | 0 | 0 | 0 | 0 | 0 | 0 | 0 | 0
SPP_N_2_SPP_S | SPP_N | SPP_S | 2015 | B7 | 400 | 0 | 4000 | 499.54 | 761.94 | 740.05 | 0 | 0 | 0 | 0 | 0 | 0 | 0 | 0
SPP_N_2_SPP_S | SPP_N | SPP_S | 2015 | B8 | 500 | 0 | 4000 | 1200.31 | 1417.67 | 1322.49 | 0 | 0 | 0 | 0 | 0 | 0 | 0 | 0
SPP_N_2_SPP_S | SPP_N | SPP_S | 2015 | B9 | 800 | 0 | 4000 | 1357.43 | 1450.11 | 1450.11 | 0 | 0 | 0 | 0 | 0 | 0 | 0 | 0
SPP_N_2_SPP_S | SPP_N | SPP_S | 2015 | B10 | 1262 | 0 | 4000 | 3328.99 | 3654.33 | 3678.67 | 0 | 0 | 0 | 0 | 0 | 0 | 0 | 0
SPP_N_2_SPP_S | SPP_N | SPP_S | 2015 | B11 | 25 | 0 | 4000 | 0 | 1300.2 | 1227.8 | 0 | 0 | 0 | 0 | 0 | 0 | 0 | 0
SPP_N_2_SPP_S | SPP_N | SPP_S | 2015 | B12 | 200 | 0 | 4000 | 0 | 0 | 0 | 0 | 0 | 0 | 0 | 0 | 0 | 0 | 0
SPP_N_2_SPP_S | SPP_N | SPP_S | 2015 | B13 | 600 | 0 | 4000 | 0 | 0 | 0 | 0 | 0 | 0 | 0 | 0 | 0 | 0 | 0
SPP_N_2_SPP_S | SPP_N | SPP_S | 2015 | B14 | 900 | 0 | 4000 | 0 | 5.5 | 0 | 0 | 0 | 0 | 0 | 0 | 0 | 0 | 0
SPP_N_2_SPP_S | SPP_N | SPP_S | 2015 | B15 | 1203 | 0 | 4000 | 1589.17 | 1682.57 | 1453.54 | 0 | 0 | 0 | 0 | 0 | 0 | 0 | 0
SPP_N_2_SPP_S | SPP_N | SPP_S | 2015 | B16 | 25 | 0 | 4000 | 0 | 0 | 0 | 0 | 0 | 0 | 0 | 0 | 0 | 0 | 0
SPP_N_2_SPP_S | SPP_N | SPP_S | 2015 | B17 | 100 | 0 | 4000 | 1104.19 | 292.58 | 118.08 | 0 | 0 | 0 | 0 | 0 | 0 | 0 | 0
SPP_N_2_SPP_S | SPP_N | SPP_S | 2015 | B18 | 400 | 0 | 4000 | 1477.14 | 1609.69 | 1648.08 | 0 | 0 | 0 | 0 | 0 | 0 | 0 | 0
SPP_N_2_SPP_S | SPP_N | SPP_S | 2015 | B19 | 700 | 0 | 4000 | 1827.89 | 1952.23 | 2295.57 | 0 | 0 | 0 | 0 | 0 | 0 | 0 | 0
SPP_N_2_SPP_S | SPP_N | SPP_S | 2015 | B20 | 935 | 0 | 4000 | 3487.26 | 3611.59 | 3913.2 | 0 | 0 | 0 | 0 | 0 | 0 | 0 | 0
SPP_N_2_SPP_S | SPP_N | SPP_S | 2020 | B1 | 10 | 0 | 4000 | 0 | 0 | 0 | 0 | 0 | 0 | 0 | 0 | 0 | 0.15134 | 0.050448
SPP_N_2_SPP_S | SPP_N | SPP_S | 2020 | B2 | 25 | 0 | 4000 | 0 | 0 | 0 | 0 | 0 | 0 | 0 | 0 | 0 | 0.15134 | 0.050448
SPP_N_2_SPP_S | SPP_N | SPP_S | 2020 | B3 | 75 | 0 | 4000 | 0 | 0 | 0 | 0 | 0 | 0 | 0 | 0 | 0 | 0.15134 | 0.050448
SPP_N_2_SPP_S | SPP_N | SPP_S | 2020 | B4 | 100 | 0 | 4000 | 0 | 0 | 0 | 0 | 0 | 0 | 0 | 0 | 0 | 0.15134 | 0.050448
SPP_N_2_SPP_S | SPP_N | SPP_S | 2020 | B5 | 200 | 0 | 4000 | 0 | 173.19 | 0 | 0 | 0 | 0 | 0 | 0 | 0 | 0.15134 | 0.050448
SPP_N_2_SPP_S | SPP_N | SPP_S | 2020 | B6 | 300 | 0 | 4000 | 0 | 1233 | 0 | 0 | 0 | 0 | 0 | 0 | 0 | 0.15134 | 0.050448
SPP_N_2_SPP_S | SPP_N | SPP_S | 2020 | B7 | 400 | 0 | 4000 | 1682.63 | 3262.72 | 0 | 0 | 0 | 0 | 0 | 0 | 0 | 0.15134 | 0.050448
SPP_N_2_SPP_S | SPP_N | SPP_S | 2020 | B8 | 500 | 500 | 4000 | 3313.34 | 4000 | 4000 | 1307.28 | 1908.02 | 0 | 0.14244 | 0.03561 | 0 | 0.15134 | 0.050448
SPP_N_2_SPP_S | SPP_N | SPP_S | 2020 | B9 | 800 | 800 | 4000 | 4000 | 4000 | 4000 | 2218.22 | 1667.59 | 0.20179 | 0.14244 | 0.03561 | 0.20179 | 0.15134 | 0.050448
SPP_N_2_SPP_S | SPP_N | SPP_S | 2020 | B10 | 1262 | 1262 | 4000 | 3680.15 | 4000 | 1670.67 | 1261.24 | 0 | 0 | 0.14244 | 0 | 0 | 0.15134 | 0.050448
SPP_N_2_SPP_S | SPP_N | SPP_S | 2020 | B11 | 25 | 0 | 4000 | 0 | 0 | 0 | 0 | 0 | 0 | 0 | 0 | 0 | 0.15134 | 0.050448
SPP_N_2_SPP_S | SPP_N | SPP_S | 2020 | B12 | 200 | 0 | 4000 | 405.44 | 2936.63 | 0 | 0 | 0 | 0 | 0 | 0 | 0 | 0.15134 | 0.050448
SPP_N_2_SPP_S | SPP_N | SPP_S | 2020 | B13 | 600 | 0 | 4000 | 1192.43 | 2450.42 | 0 | 0 | 0 | 0 | 0 | 0 | 0 | 0.15134 | 0.050448
SPP_N_2_SPP_S | SPP_N | SPP_S | 2020 | B14 | 900 | 0 | 4000 | 238.15 | 93.95 | 0 | 0 | 0 | 0 | 0 | 0 | 0 | 0.15134 | 0.050448
SPP_N_2_SPP_S | SPP_N | SPP_S | 2020 | B15 | 1203 | 0 | 4000 | 0 | 0 | 0 | 0 | 0 | 0 | 0 | 0 | 0 | 0.15134 | 0.050448
SPP_N_2_SPP_S | SPP_N | SPP_S | 2020 | B16 | 25 | 0 | 4000 | 1778.7 | 0 | 0 | 0 | 0 | 0 | 0 | 0 | 0 | 0.15134 | 0.050448
SPP_N_2_SPP_S | SPP_N | SPP_S | 2020 | B17 | 100 | 0 | 4000 | 2464.43 | 1947.37 | 0 | 0 | 0 | 0 | 0 | 0 | 0 | 0.15134 | 0.050448
SPP_N_2_SPP_S | SPP_N | SPP_S | 2020 | B18 | 400 | 0 | 4000 | 1359.14 | 2555.76 | 0 | 0 | 0 | 0 | 0 | 0 | 0 | 0.15134 | 0.050448
SPP_N_2_SPP_S | SPP_N | SPP_S | 2020 | B19 | 700 | 0 | 4000 | 2512.84 | 3248.58 | 0 | 0 | 0 | 0 | 0 | 0 | 0 | 0.15134 | 0.050448
SPP_N_2_SPP_S | SPP_N | SPP_S | 2020 | B20 | 935 | 0 | 4000 | 1902.83 | 1290.51 | 0 | 0 | 0 | 0 | 0 | 0 | 0 | 0.15134 | 0.050448
SPP_N_2_SPP_S | SPP_N | SPP_S | 2025 | B1 | 10 | 0 | 4000 | 0 | 0 | 0 | 0 | 0 | 0 | 0 | 0 | 0 | 1.736 | 0.57866
SPP_N_2_SPP_S | SPP_N | SPP_S | 2025 | B2 | 25 | 0 | 4000 | 0 | 0 | 0 | 0 | 0 | 0 | 0 | 0 | 0 | 1.736 | 0.57866
SPP_N_2_SPP_S | SPP_N | SPP_S | 2025 | B3 | 75 | 0 | 4000 | 0 | 218.06 | 4000 | 0 | 71.88 | 0 | 0 | 0.56976 | 0 | 1.736 | 0.57866
SPP_N_2_SPP_S | SPP_N | SPP_S | 2025 | B4 | 100 | 0 | 4000 | 0 | 1062.5 | 1742.65 | 0 | 0 | 0 | 0 | 0 | 0 | 1.736 | 0.57866
SPP_N_2_SPP_S | SPP_N | SPP_S | 2025 | B5 | 200 | 0 | 4000 | 0 | 0 | 0 | 0 | 0 | 0 | 0 | 0 | 0 | 1.736 | 0.57866
SPP_N_2_SPP_S | SPP_N | SPP_S | 2025 | B6 | 300 | 0 | 4000 | 0 | 1169.71 | 0 | 0 | 0 | 0 | 0 | 0 | 0 | 1.736 | 0.57866
SPP_N_2_SPP_S | SPP_N | SPP_S | 2025 | B7 | 400 | 0 | 4000 | 0 | 2375.91 | 2920.68 | 0 | 0 | 0 | 0 | 0 | 0 | 1.736 | 0.57866
SPP_N_2_SPP_S | SPP_N | SPP_S | 2025 | B8 | 500 | 500 | 4000 | 1839.35 | 4000 | 4000 | 1256.33 | 3062.69 | 0 | 1.7211 | 0.56976 | 0 | 1.736 | 0.57866
SPP_N_2_SPP_S | SPP_N | SPP_S | 2025 | B9 | 800 | 800 | 4000 | 2771.97 | 4000 | 4000 | 3597.47 | 1373.84 | 0 | 1.7211 | 0.56976 | 0 | 1.736 | 0.57866
SPP_N_2_SPP_S | SPP_N | SPP_S | 2025 | B10 | 1262 | 1262 | 4000 | 4000 | 4000 | 1286.05 | 876.61 | 0 | 2.3146 | 1.7211 | 0 | 2.3146 | 1.736 | 0.57866
SPP_N_2_SPP_S | SPP_N | SPP_S | 2025 | B11 | 25 | 0 | 4000 | 0 | 2784.6 | 1916.81 | 0 | 0 | 0 | 0 | 0 | 0 | 1.736 | 0.57866
SPP_N_2_SPP_S | SPP_N | SPP_S | 2025 | B12 | 200 | 0 | 4000 | 2519.42 | 4000 | 855.44 | 0 | 0 | 0 | 1.1158 | 0 | 0 | 1.736 | 0.57866
SPP_N_2_SPP_S | SPP_N | SPP_S | 2025 | B13 | 600 | 0 | 4000 | 2395.38 | 3140.64 | 90.57 | 0 | 0 | 0 | 0 | 0 | 0 | 1.736 | 0.57866
SPP_N_2_SPP_S | SPP_N | SPP_S | 2025 | B14 | 900 | 0 | 4000 | 187.93 | 0 | 0 | 0 | 0 | 0 | 0 | 0 | 0 | 1.736 | 0.57866
SPP_N_2_SPP_S | SPP_N | SPP_S | 2025 | B15 | 1203 | 0 | 4000 | 0 | 0 | 0 | 0 | 0 | 0 | 0 | 0 | 0 | 1.736 | 0.57866
SPP_N_2_SPP_S | SPP_N | SPP_S | 2025 | B16 | 25 | 0 | 4000 | 1109.62 | 3736.37 | 0 | 0 | 0 | 0 | 0 | 0 | 0 | 1.736 | 0.57866
SPP_N_2_SPP_S | SPP_N | SPP_S | 2025 | B17 | 100 | 0 | 4000 | 1677.41 | 3645.36 | 0 | 0 | 0 | 0 | 0 | 0 | 0 | 1.736 | 0.57866
SPP_N_2_SPP_S | SPP_N | SPP_S | 2025 | B18 | 400 | 0 | 4000 | 2055.35 | 3977.88 | 487.16 | 0 | 0 | 0 | 0 | 0 | 0 | 1.736 | 0.57866
SPP_N_2_SPP_S | SPP_N | SPP_S | 2025 | B19 | 700 | 0 | 4000 | 2715 | 2740.06 | 0 | 0 | 0 | 0 | 0 | 0 | 0 | 1.736 | 0.57866
SPP_N_2_SPP_S | SPP_N | SPP_S | 2025 | B20 | 935 | 0 | 4000 | 1872.84 | 887.37 | 0 | 0 | 0 | 0 | 0 | 0 | 0 | 1.736 | 0.57866
SPP_N_2_SPP_S | SPP_N | SPP_S | 2030 | B1 | 10 | 0 | 4000 | 0 | 0 | 4000 | 0 | 0 | 0 | 0 | 0.79529 | 0 | 7.8787 | 2.6262
SPP_N_2_SPP_S | SPP_N | SPP_S | 2030 | B2 | 25 | 0 | 4000 | 0 | 862.91 | 4000 | 0 | 0 | 0 | 0 | 0.79529 | 0 | 7.8787 | 2.6262
SPP_N_2_SPP_S | SPP_N | SPP_S | 2030 | B3 | 75 | 0 | 4000 | 0 | 1079.4 | 4000 | 0 | 492.18 | 0 | 0 | 2.6114 | 0 | 7.8787 | 2.6262
SPP_N_2_SPP_S | SPP_N | SPP_S | 2030 | B4 | 100 | 0 | 4000 | 0 | 870.29 | 4000 | 0 | 0 | 0 | 0 | 0.79529 | 0 | 7.8787 | 2.6262
SPP_N_2_SPP_S | SPP_N | SPP_S | 2030 | B5 | 200 | 0 | 4000 | 0 | 0 | 4000 | 0 | 0 | 0 | 0 | 0.79529 | 0 | 7.8787 | 2.6262
SPP_N_2_SPP_S | SPP_N | SPP_S | 2030 | B6 | 300 | 0 | 4000 | 54.63 | 905.93 | 4000 | 0 | 0 | 0 | 0 | 0.79529 | 0 | 7.8787 | 2.6262
SPP_N_2_SPP_S | SPP_N | SPP_S | 2030 | B7 | 400 | 0 | 4000 | 1454.96 | 4000 | 4000 | 0 | 4646 | 0 | 6.3979 | 2.6114 | 0 | 7.8787 | 2.6262
SPP_N_2_SPP_S | SPP_N | SPP_S | 2030 | B8 | 500 | 500 | 4000 | 1870.61 | 4000 | 4000 | 1645.27 | 2506.94 | 0 | 7.8698 | 2.6114 | 0 | 7.8787 | 2.6262
SPP_N_2_SPP_S | SPP_N | SPP_S | 2030 | B9 | 800 | 0 | 4000 | 2907.6 | 4000 | 4000 | 0 | 861.67 | 0 | 7.49 | 2.6114 | 0 | 7.8787 | 2.6262
SPP_N_2_SPP_S | SPP_N | SPP_S | 2030 | B10 | 1262 | 0 | 4000 | 4000 | 4000 | 4000 | 0 | 0 | 10.505 | 2.4096 | 0.79529 | 10.505 | 7.8787 | 2.6262
SPP_N_2_SPP_S | SPP_N | SPP_S | 2030 | B11 | 25 | 0 | 4000 | 2091.31 | 3557.24 | 4000 | 0 | 1026.48 | 0 | 0 | 2.6114 | 0 | 7.8787 | 2.6262
SPP_N_2_SPP_S | SPP_N | SPP_S | 2030 | B12 | 200 | 0 | 4000 | 3117.29 | 2976.03 | 4000 | 0 | 0 | 0 | 0 | 0.79529 | 0 | 7.8787 | 2.6262
SPP_N_2_SPP_S | SPP_N | SPP_S | 2030 | B13 | 600 | 0 | 4000 | 2624.74 | 4000 | 4000 | 0 | 0 | 0 | 1.4363 | 0.79529 | 0 | 7.8787 | 2.6262
SPP_N_2_SPP_S | SPP_N | SPP_S | 2030 | B14 | 900 | 0 | 4000 | 0 | 1818.42 | 4000 | 0 | 0 | 0 | 0 | 0.79529 | 0 | 7.8787 | 2.6262
SPP_N_2_SPP_S | SPP_N | SPP_S | 2030 | B15 | 1203 | 0 | 4000 | 0 | 1072.06 | 4000 | 0 | 0 | 0 | 0 | 0.79529 | 0 | 7.8787 | 2.6262
SPP_N_2_SPP_S | SPP_N | SPP_S | 2030 | B16 | 25 | 0 | 4000 | 2952.01 | 4000 | 4000 | 0 | 0 | 0 | 0.03561 | 0.79529 | 0 | 7.8787 | 2.6262
SPP_N_2_SPP_S | SPP_N | SPP_S | 2030 | B17 | 100 | 0 | 4000 | 2876.99 | 4000 | 4000 | 0 | 0 | 0 | 1.9467 | 0.79529 | 0 | 7.8787 | 2.6262
SPP_N_2_SPP_S | SPP_N | SPP_S | 2030 | B18 | 400 | 0 | 4000 | 2866.83 | 4000 | 4000 | 0 | 0 | 0 | 1.1277 | 0.79529 | 0 | 7.8787 | 2.6262
SPP_N_2_SPP_S | SPP_N | SPP_S | 2030 | B19 | 700 | 0 | 4000 | 2328.44 | 4000 | 4000 | 0 | 0 | 0 | 2.0654 | 0.79529 | 0 | 7.8787 | 2.6262
SPP_N_2_SPP_S | SPP_N | SPP_S | 2030 | B20 | 935 | 0 | 4000 | 1019.05 | 1869.5 | 4000 | 0 | 0 | 0 | 0 | 0.79529 | 0 | 7.8787 | 2.6262
SPP_N_2_SPP_S | SPP_N | SPP_S | 2035 | B1 | 10 | 0 | 4000 | 611.56 | 0 | 0 | 0 | 0 | 0 | 0 | 0 | 0 | 3.7456 | 1.2485
SPP_N_2_SPP_S | SPP_N | SPP_S | 2035 | B2 | 25 | 0 | 4000 | 0 | 0 | 0 | 0 | 0 | 0 | 0 | 0 | 0 | 3.7456 | 1.2485
SPP_N_2_SPP_S | SPP_N | SPP_S | 2035 | B3 | 75 | 0 | 4000 | 176.42 | 3894.28 | 2989.54 | 0 | 0 | 0 | 0 | 0 | 0 | 3.7456 | 1.2485
SPP_N_2_SPP_S | SPP_N | SPP_S | 2035 | B4 | 100 | 0 | 4000 | 0 | 285.71 | 1128.58 | 0 | 0 | 0 | 0 | 0 | 0 | 3.7456 | 1.2485
SPP_N_2_SPP_S | SPP_N | SPP_S | 2035 | B5 | 200 | 0 | 4000 | 0 | 0 | 0 | 0 | 0 | 0 | 0 | 0 | 0 | 3.7456 | 1.2485
SPP_N_2_SPP_S | SPP_N | SPP_S | 2035 | B6 | 300 | 300 | 4000 | 343.71 | 4000 | 2781 | 973.63 | 0 | 0 | 4.4394 | 0 | 0 | 3.7456 | 1.2485
SPP_N_2_SPP_S | SPP_N | SPP_S | 2035 | B7 | 400 | 400 | 4000 | 1932.39 | 4000 | 4000 | 3407.68 | 4611.4 | 0 | 4.4394 | 1.4719 | 0 | 3.7456 | 1.2485
SPP_N_2_SPP_S | SPP_N | SPP_S | 2035 | B8 | 500 | 500 | 4000 | 4000 | 4000 | 4000 | 1154.24 | 1973.34 | 4.7005 | 4.4394 | 1.4719 | 1.7738 | 3.7456 | 1.2485
SPP_N_2_SPP_S | SPP_N | SPP_S | 2035 | B9 | 800 | 0 | 4000 | 4000 | 3749 | 4000 | 0 | 366.3 | 5.3178 | 0 | 1.4719 | 3.2107 | 3.7456 | 1.2485
SPP_N_2_SPP_S | SPP_N | SPP_S | 2035 | B10 | 1262 | 0 | 4000 | 2483.15 | 0 | 276.25 | 0 | 0 | 0 | 0 | 0 | 0 | 3.7456 | 1.2485
SPP_N_2_SPP_S | SPP_N | SPP_S | 2035 | B11 | 25 | 0 | 4000 | 4000 | 3044.05 | 4000 | 0 | 83.56 | 0.51041 | 0 | 1.4719 | 0.0096304 | 3.7456 | 1.2485
SPP_N_2_SPP_S | SPP_N | SPP_S | 2035 | B12 | 200 | 0 | 4000 | 1497.8 | 0 | 0 | 0 | 0 | 0 | 0 | 0 | 0 | 3.7456 | 1.2485
SPP_N_2_SPP_S | SPP_N | SPP_S | 2035 | B13 | 600 | 0 | 4000 | 800.01 | 0 | 0 | 0 | 0 | 0 | 0 | 0 | 0 | 3.7456 | 1.2485
SPP_N_2_SPP_S | SPP_N | SPP_S | 2035 | B14 | 900 | 0 | 4000 | 0 | 0 | 0 | 0 | 0 | 0 | 0 | 0 | 0 | 3.7456 | 1.2485
SPP_N_2_SPP_S | SPP_N | SPP_S | 2035 | B15 | 1203 | 0 | 4000 | 0 | 0 | 0 | 0 | 0 | 0 | 0 | 0 | 0 | 3.7456 | 1.2485
SPP_N_2_SPP_S | SPP_N | SPP_S | 2035 | B16 | 25 | 0 | 4000 | 1643.78 | 0 | 0 | 0 | 0 | 0 | 0 | 0 | 0 | 3.7456 | 1.2485
SPP_N_2_SPP_S | SPP_N | SPP_S | 2035 | B17 | 100 | 0 | 4000 | 1459.81 | 0 | 0 | 0 | 0 | 0 | 0 | 0 | 0 | 3.7456 | 1.2485
SPP_N_2_SPP_S | SPP_N | SPP_S | 2035 | B18 | 400 | 0 | 4000 | 1204.18 | 0 | 0 | 0 | 0 | 0 | 0 | 0 | 0 | 3.7456 | 1.2485
SPP_N_2_SPP_S | SPP_N | SPP_S | 2035 | B19 | 700 | 0 | 4000 | 57.22 | 0 | 0 | 0 | 0 | 0 | 0 | 0 | 0 | 3.7456 | 1.2485
SPP_N_2_SPP_S | SPP_N | SPP_S | 2035 | B20 | 935 | 0 | 4000 | 0 | 0 | 0 | 0 | 0 | 0 | 0 | 0 | 0 | 3.7456 | 1.2485
SPP_N_2_SPP_S | SPP_N | SPP_S | 2040 | B1 | 10 | 0 | 4000 | 1301.85 | 0 | 0 | 0 | 0 | 0 | 0 | 0 | 0 | 5.8817 | 1.9606
SPP_N_2_SPP_S | SPP_N | SPP_S | 2040 | B2 | 25 | 0 | 4000 | 0 | 0 | 0 | 0 | 0 | 0 | 0 | 0 | 0 | 5.8817 | 1.9606
SPP_N_2_SPP_S | SPP_N | SPP_S | 2040 | B3 | 75 | 0 | 4000 | 1079.34 | 639.55 | 1296.02 | 0 | 0 | 0 | 0 | 0 | 0 | 5.8817 | 1.9606
SPP_N_2_SPP_S | SPP_N | SPP_S | 2040 | B4 | 100 | 0 | 4000 | 0 | 0 | 0 | 0 | 0 | 0 | 0 | 0 | 0 | 5.8817 | 1.9606
SPP_N_2_SPP_S | SPP_N | SPP_S | 2040 | B5 | 200 | 0 | 4000 | 0 | 3910.05 | 0 | 0 | 0 | 0 | 0 | 0 | 0 | 5.8817 | 1.9606
SPP_N_2_SPP_S | SPP_N | SPP_S | 2040 | B6 | 300 | 300 | 4000 | 2248.35 | 4000 | 4000 | 1398.4 | 4627.04 | 0 | 5.567 | 1.8517 | 0 | 5.8817 | 1.9606
SPP_N_2_SPP_S | SPP_N | SPP_S | 2040 | B7 | 400 | 400 | 4000 | 2641.43 | 4000 | 4000 | 2967.72 | 3907.75 | 0 | 5.567 | 1.8517 | 0 | 5.8817 | 1.9606
SPP_N_2_SPP_S | SPP_N | SPP_S | 2040 | B8 | 500 | 500 | 4000 | 4000 | 4000 | 4000 | 745.92 | 1565.02 | 12.9858 | 5.567 | 1.8517 | 4.9003 | 5.8817 | 1.9606
SPP_N_2_SPP_S | SPP_N | SPP_S | 2040 | B9 | 800 | 0 | 4000 | 4000 | 3307 | 4000 | 0 | 0 | 4.748 | 0 | 0.3561 | 2.8667 | 5.8817 | 1.9606
SPP_N_2_SPP_S | SPP_N | SPP_S | 2040 | B10 | 1262 | 0 | 4000 | 2196.89 | 0 | 0 | 0 | 0 | 0 | 0 | 0 | 0 | 5.8817 | 1.9606
SPP_N_2_SPP_S | SPP_N | SPP_S | 2040 | B11 | 25 | 0 | 4000 | 4000 | 2222.09 | 3253.49 | 0 | 0 | 3.9883 | 0 | 0 | 0.075251 | 5.8817 | 1.9606
SPP_N_2_SPP_S | SPP_N | SPP_S | 2040 | B12 | 200 | 0 | 4000 | 1194.83 | 0 | 0 | 0 | 0 | 0 | 0 | 0 | 0 | 5.8817 | 1.9606
SPP_N_2_SPP_S | SPP_N | SPP_S | 2040 | B13 | 600 | 0 | 4000 | 474.29 | 0 | 0 | 0 | 0 | 0 | 0 | 0 | 0 | 5.8817 | 1.9606
SPP_N_2_SPP_S | SPP_N | SPP_S | 2040 | B14 | 900 | 0 | 4000 | 0 | 0 | 0 | 0 | 0 | 0 | 0 | 0 | 0 | 5.8817 | 1.9606
SPP_N_2_SPP_S | SPP_N | SPP_S | 2040 | B15 | 1203 | 0 | 4000 | 0 | 0 | 0 | 0 | 0 | 0 | 0 | 0 | 0 | 5.8817 | 1.9606
SPP_N_2_SPP_S | SPP_N | SPP_S | 2040 | B16 | 25 | 0 | 4000 | 1009.4 | 0 | 0 | 0 | 0 | 0 | 0 | 0 | 0 | 5.8817 | 1.9606
SPP_N_2_SPP_S | SPP_N | SPP_S | 2040 | B17 | 100 | 0 | 4000 | 745.87 | 0 | 0 | 0 | 0 | 0 | 0 | 0 | 0 | 5.8817 | 1.9606
SPP_N_2_SPP_S | SPP_N | SPP_S | 2040 | B18 | 400 | 0 | 4000 | 863.53 | 0 | 0 | 0 | 0 | 0 | 0 | 0 | 0 | 5.8817 | 1.9606
SPP_N_2_SPP_S | SPP_N | SPP_S | 2040 | B19 | 700 | 0 | 4000 | 72.6 | 0 | 0 | 0 | 0 | 0 | 0 | 0 | 0 | 5.8817 | 1.9606
SPP_N_2_SPP_S | SPP_N | SPP_S | 2040 | B20 | 935 | 0 | 4000 | 0 | 0 | 0 | 0 | 0 | 0 | 0 | 0 | 0 | 5.8817 | 1.9606
SPP_N_2_SPP_S | SPP_N | SPP_S | 2045 | B1 | 10 | 0 | 4000 | 1559.88 | 0 | 0 | 0 | 0 | 0 | 0 | 0 | 0 | 10.1007 | 3.3669
SPP_N_2_SPP_S | SPP_N | SPP_S | 2045 | B2 | 25 | 0 | 4000 | 0 | 0 | 0 | 0 | 0 | 0 | 0 | 0 | 0 | 10.1007 | 3.3669
SPP_N_2_SPP_S | SPP_N | SPP_S | 2045 | B3 | 75 | 0 | 4000 | 951.32 | 0 | 621.98 | 0 | 0 | 0 | 0 | 0 | 0 | 10.1007 | 3.3669
SPP_N_2_SPP_S | SPP_N | SPP_S | 2045 | B4 | 100 | 0 | 4000 | 0 | 0 | 0 | 0 | 0 | 0 | 0 | 0 | 0 | 10.1007 | 3.3669
SPP_N_2_SPP_S | SPP_N | SPP_S | 2045 | B5 | 200 | 200 | 4000 | 78.03 | 4000 | 4000 | 446.23 | 0 | 0 | 5.1041 | 1.1514 | 0 | 10.1007 | 3.3669
SPP_N_2_SPP_S | SPP_N | SPP_S | 2045 | B6 | 300 | 300 | 4000 | 1411.98 | 4000 | 4000 | 3837.62 | 4764.27 | 0 | 5.1041 | 1.6974 | 0 | 10.1007 | 3.3669
SPP_N_2_SPP_S | SPP_N | SPP_S | 2045 | B7 | 400 | 400 | 4000 | 4000 | 4000 | 4000 | 2717.52 | 3318.45 | 20.3333 | 5.1041 | 1.6974 | 8.7928 | 10.1007 | 3.3669
SPP_N_2_SPP_S | SPP_N | SPP_S | 2045 | B8 | 500 | 500 | 4000 | 4000 | 4000 | 4000 | 344.49 | 1163.59 | 8.6176 | 5.1041 | 1.6974 | 4.6582 | 10.1007 | 3.3669
SPP_N_2_SPP_S | SPP_N | SPP_S | 2045 | B9 | 800 | 0 | 4000 | 3993.23 | 2825.29 | 3285.03 | 0 | 0 | 0 | 0 | 0 | 0 | 10.1007 | 3.3669
SPP_N_2_SPP_S | SPP_N | SPP_S | 2045 | B10 | 1262 | 0 | 4000 | 1840.12 | 0 | 0 | 0 | 0 | 0 | 0 | 0 | 0 | 10.1007 | 3.3669
SPP_N_2_SPP_S | SPP_N | SPP_S | 2045 | B11 | 25 | 0 | 4000 | 4000 | 1791.19 | 2788.49 | 0 | 0 | 0.61724 | 0 | 0 | 0.016682 | 10.1007 | 3.3669
SPP_N_2_SPP_S | SPP_N | SPP_S | 2045 | B12 | 200 | 0 | 4000 | 844.92 | 0 | 0 | 0 | 0 | 0 | 0 | 0 | 0 | 10.1007 | 3.3669
SPP_N_2_SPP_S | SPP_N | SPP_S | 2045 | B13 | 600 | 0 | 4000 | 112.51 | 0 | 0 | 0 | 0 | 0 | 0 | 0 | 0 | 10.1007 | 3.3669
SPP_N_2_SPP_S | SPP_N | SPP_S | 2045 | B14 | 900 | 0 | 4000 | 0 | 0 | 0 | 0 | 0 | 0 | 0 | 0 | 0 | 10.1007 | 3.3669
SPP_N_2_SPP_S | SPP_N | SPP_S | 2045 | B15 | 1203 | 0 | 4000 | 0 | 0 | 0 | 0 | 0 | 0 | 0 | 0 | 0 | 10.1007 | 3.3669
SPP_N_2_SPP_S | SPP_N | SPP_S | 2045 | B16 | 25 | 0 | 4000 | 614.15 | 0 | 0 | 0 | 0 | 0 | 0 | 0 | 0 | 10.1007 | 3.3669
SPP_N_2_SPP_S | SPP_N | SPP_S | 2045 | B17 | 100 | 0 | 4000 | 379.33 | 0 | 0 | 0 | 0 | 0 | 0 | 0 | 0 | 10.1007 | 3.3669
SPP_N_2_SPP_S | SPP_N | SPP_S | 2045 | B18 | 400 | 0 | 4000 | 534.18 | 0 | 0 | 0 | 0 | 0 | 0 | 0 | 0 | 10.1007 | 3.3669
SPP_N_2_SPP_S | SPP_N | SPP_S | 2045 | B19 | 700 | 0 | 4000 | 0 | 0 | 0 | 0 | 0 | 0 | 0 | 0 | 0 | 10.1007 | 3.3669
SPP_N_2_SPP_S | SPP_N | SPP_S | 2045 | B20 | 935 | 0 | 4000 | 0 | 0 | 0 | 0 | 0 | 0 | 0 | 0 | 0 | 10.1007 | 3.3669
SPP_N_2_SPP_S | SPP_N | SPP_S | 2050 | B1 | 10 | 0 | 4000 | 2239.66 | 0 | 0 | 0 | 0 | 0 | 0 | 0 | 0 | 6.6794 | 2.2265
SPP_N_2_SPP_S | SPP_N | SPP_S | 2050 | B2 | 25 | 0 | 4000 | 0 | 0 | 0 | 0 | 0 | 0 | 0 | 0 | 0 | 6.6794 | 2.2265
SPP_N_2_SPP_S | SPP_N | SPP_S | 2050 | B3 | 75 | 0 | 4000 | 0 | 0 | 0 | 0 | 0 | 0 | 0 | 0 | 0 | 6.6794 | 2.2265
SPP_N_2_SPP_S | SPP_N | SPP_S | 2050 | B4 | 100 | 0 | 4000 | 0 | 1869.77 | 1919.38 | 0 | 0 | 0 | 0 | 0 | 0 | 6.6794 | 2.2265
SPP_N_2_SPP_S | SPP_N | SPP_S | 2050 | B5 | 200 | 200 | 4000 | 1727.69 | 4000 | 4000 | 1485.83 | 2003.62 | 0 | 5.1753 | 1.7211 | 0 | 6.6794 | 2.2265
SPP_N_2_SPP_S | SPP_N | SPP_S | 2050 | B6 | 300 | 300 | 4000 | 4000 | 4000 | 4000 | 1740.19 | 2944.9 | 3.466 | 5.1753 | 1.7211 | 1.4854 | 6.6794 | 2.2265
SPP_N_2_SPP_S | SPP_N | SPP_S | 2050 | B7 | 400 | 400 | 4000 | 4000 | 4000 | 4000 | 1710.02 | 2088.2 | 12.9858 | 5.1753 | 1.7211 | 7.4204 | 6.6794 | 2.2265
SPP_N_2_SPP_S | SPP_N | SPP_S | 2050 | B8 | 500 | 0 | 4000 | 3740.43 | 3560.45 | 4000 | 0 | 0 | 0 | 0 | 1.1751 | 0 | 6.6794 | 2.2265
SPP_N_2_SPP_S | SPP_N | SPP_S | 2050 | B9 | 800 | 0 | 4000 | 1483.07 | 1317.1 | 902.09 | 0 | 0 | 0 | 0 | 0 | 0 | 6.6794 | 2.2265
SPP_N_2_SPP_S | SPP_N | SPP_S | 2050 | B10 | 1262 | 0 | 4000 | 1101.84 | 0 | 0 | 0 | 0 | 0 | 0 | 0 | 0 | 6.6794 | 2.2265
SPP_N_2_SPP_S | SPP_N | SPP_S | 2050 | B11 | 25 | 0 | 4000 | 2931.38 | 1358.48 | 1993.28 | 0 | 0 | 0 | 0 | 0 | 0 | 6.6794 | 2.2265
SPP_N_2_SPP_S | SPP_N | SPP_S | 2050 | B12 | 200 | 0 | 4000 | 126.33 | 0 | 0 | 0 | 0 | 0 | 0 | 0 | 0 | 6.6794 | 2.2265
SPP_N_2_SPP_S | SPP_N | SPP_S | 2050 | B13 | 600 | 0 | 4000 | 133.12 | 0 | 0 | 0 | 0 | 0 | 0 | 0 | 0 | 6.6794 | 2.2265
SPP_N_2_SPP_S | SPP_N | SPP_S | 2050 | B14 | 900 | 0 | 4000 | 0 | 0 | 0 | 0 | 0 | 0 | 0 | 0 | 0 | 6.6794 | 2.2265
SPP_N_2_SPP_S | SPP_N | SPP_S | 2050 | B15 | 1203 | 0 | 4000 | 0 | 0 | 0 | 0 | 0 | 0 | 0 | 0 | 0 | 6.6794 | 2.2265
SPP_N_2_SPP_S | SPP_N | SPP_S | 2050 | B16 | 25 | 0 | 4000 | 230.64 | 0 | 0 | 0 | 0 | 0 | 0 | 0 | 0 | 6.6794 | 2.2265
SPP_N_2_SPP_S | SPP_N | SPP_S | 2050 | B17 | 100 | 0 | 4000 | 29.11 | 0 | 0 | 0 | 0 | 0 | 0 | 0 | 0 | 6.6794 | 2.2265
SPP_N_2_SPP_S | SPP_N | SPP_S | 2050 | B18 | 400 | 0 | 4000 | 181.6 | 0 | 0 | 0 | 0 | 0 | 0 | 0 | 0 | 6.6794 | 2.2265
SPP_N_2_SPP_S | SPP_N | SPP_S | 2050 | B19 | 700 | 0 | 4000 | 0 | 0 | 0 | 0 | 0 | 0 | 0 | 0 | 0 | 6.6794 | 2.2265
SPP_N_2_SPP_S | SPP_N | SPP_S | 2050 | B20 | 935 | 0 | 4000 | 0 | 0 | 0 | 0 | 0 | 0 | 0 | 0 | 0 | 6.6794 | 2.2265
SPP_S_2_ENT | SPP_S | ENT | 2015 | B1 | 10 | 0 | 850 | 0 | 0 | 0 | 0 | 0 | 0 | 0 | 0 | 0 | 0 | 0
SPP_S_2_ENT | SPP_S | ENT | 2015 | B2 | 25 | 0 | 850 | 0 | 0 | 0 | 0 | 0 | 0 | 0 | 0 | 0 | 0 | 0
SPP_S_2_ENT | SPP_S | ENT | 2015 | B3 | 75 | 0 | 850 | 433.09 | 0 | 0 | 0 | 0 | 0 | 0 | 0 | 0 | 0 | 0
SPP_S_2_ENT | SPP_S | ENT | 2015 | B4 | 100 | 0 | 850 | 695.26 | 567.36 | 561.06 | 0 | 0 | 0 | 0 | 0 | 0 | 0 | 0
SPP_S_2_ENT | SPP_S | ENT | 2015 | B5 | 200 | 0 | 850 | 0 | 0 | 0 | 0 | 0 | 0 | 0 | 0 | 0 | 0 | 0
SPP_S_2_ENT | SPP_S | ENT | 2015 | B6 | 300 | 0 | 850 | 0 | 0 | 0 | 0 | 0 | 0 | 0 | 0 | 0 | 0 | 0
SPP_S_2_ENT | SPP_S | ENT | 2015 | B7 | 400 | 0 | 850 | 0 | 0 | 0 | 0 | 0 | 0 | 0 | 0 | 0 | 0 | 0
SPP_S_2_ENT | SPP_S | ENT | 2015 | B8 | 500 | 0 | 850 | 0 | 0 | 0 | 0 | 0 | 0 | 0 | 0 | 0 | 0 | 0
SPP_S_2_ENT | SPP_S | ENT | 2015 | B9 | 800 | 0 | 850 | 0 | 0 | 0 | 0 | 0 | 0 | 0 | 0 | 0 | 0 | 0
SPP_S_2_ENT | SPP_S | ENT | 2015 | B10 | 1262 | 0 | 850 | 0 | 0 | 0 | 0 | 0 | 0 | 0 | 0 | 0 | 0 | 0
SPP_S_2_ENT | SPP_S | ENT | 2015 | B11 | 25 | 0 | 850 | 0 | 0 | 0 | 0 | 0 | 0 | 0 | 0 | 0 | 0 | 0
SPP_S_2_ENT | SPP_S | ENT | 2015 | B12 | 200 | 0 | 850 | 0 | 0 | 0 | 0 | 0 | 0 | 0 | 0 | 0 | 0 | 0
SPP_S_2_ENT | SPP_S | ENT | 2015 | B13 | 600 | 0 | 850 | 0 | 0 | 0 | 0 | 0 | 0 | 0 | 0 | 0 | 0 | 0
SPP_S_2_ENT | SPP_S | ENT | 2015 | B14 | 900 | 0 | 850 | 0 | 0 | 0 | 0 | 0 | 0 | 0 | 0 | 0 | 0 | 0
SPP_S_2_ENT | SPP_S | ENT | 2015 | B15 | 1203 | 0 | 850 | 0 | 0 | 0 | 0 | 0 | 0 | 0 | 0 | 0 | 0 | 0
SPP_S_2_ENT | SPP_S | ENT | 2015 | B16 | 25 | 0 | 850 | 725.94 | 472.59 | 567.76 | 0 | 0 | 0 | 0 | 0 | 0 | 0 | 0
SPP_S_2_ENT | SPP_S | ENT | 2015 | B17 | 100 | 0 | 850 | 0 | 0 | 0 | 0 | 0 | 0 | 0 | 0 | 0 | 0 | 0
SPP_S_2_ENT | SPP_S | ENT | 2015 | B18 | 400 | 0 | 850 | 0 | 0 | 0 | 0 | 0 | 0 | 0 | 0 | 0 | 0 | 0
SPP_S_2_ENT | SPP_S | ENT | 2015 | B19 | 700 | 0 | 850 | 0 | 0 | 0 | 0 | 0 | 0 | 0 | 0 | 0 | 0 | 0
SPP_S_2_ENT | SPP_S | ENT | 2015 | B20 | 935 | 0 | 850 | 0 | 0 | 0 | 0 | 0 | 0 | 0 | 0 | 0 | 0 | 0
SPP_S_2_ENT | SPP_S | ENT | 2020 | B1 | 10 | 10 | 850 | 850 | 850 | 850 | 10858.75 | 12871.97 | 68.1694 | 6.4929 | 2.1603 | 0.15861 | 6.4911 | 2.1637
SPP_S_2_ENT | SPP_S | ENT | 2020 | B2 | 25 | 25 | 850 | 850 | 850 | 850 | 3452.5 | 6303.22 | 11.5495 | 6.4929 | 2.1603 | 0.06718 | 6.4911 | 2.1637
SPP_S_2_ENT | SPP_S | ENT | 2020 | B3 | 75 | 0 | 850 | 850 | 850 | 850 | 0 | 827.66 | 2.0535 | 0.55789 | 2.1603 | 0.035834 | 6.4911 | 2.1637
SPP_S_2_ENT | SPP_S | ENT | 2020 | B4 | 100 | 0 | 850 | 850 | 850 | 850 | 0 | 1108.13 | 7.395 | 6.2317 | 2.1603 | 0.17206 | 6.4911 | 2.1637
SPP_S_2_ENT | SPP_S | ENT | 2020 | B5 | 200 | 0 | 850 | 850 | 850 | 850 | 0 | 1026.32 | 4.0239 | 4.0833 | 2.1603 | 0.18725 | 6.4911 | 2.1637
SPP_S_2_ENT | SPP_S | ENT | 2020 | B6 | 300 | 0 | 850 | 633.61 | 850 | 850 | 0 | 0 | 0 | 5.7688 | 1.9348 | 0 | 6.4911 | 2.1637
SPP_S_2_ENT | SPP_S | ENT | 2020 | B7 | 400 | 0 | 850 | 0 | 850 | 850 | 0 | 0 | 0 | 4.7717 | 1.9348 | 0 | 6.4911 | 2.1637
SPP_S_2_ENT | SPP_S | ENT | 2020 | B8 | 500 | 0 | 850 | 0 | 0 | 850 | 0 | 0 | 0 | 0 | 1.8755 | 0 | 6.4911 | 2.1637
SPP_S_2_ENT | SPP_S | ENT | 2020 | B9 | 800 | 0 | 850 | 0 | 0 | 850 | 0 | 0 | 0 | 0 | 1.8755 | 0 | 6.4911 | 2.1637
SPP_S_2_ENT | SPP_S | ENT | 2020 | B10 | 1262 | 0 | 850 | 0 | 850 | 850 | 0 | 0 | 0 | 2.3028 | 1.9111 | 0 | 6.4911 | 2.1637
SPP_S_2_ENT | SPP_S | ENT | 2020 | B11 | 25 | 25 | 850 | 850 | 850 | 850 | 2678.6 | 4086 | 28.2625 | 6.4929 | 2.1603 | 0.16439 | 6.4911 | 2.1637
SPP_S_2_ENT | SPP_S | ENT | 2020 | B12 | 200 | 0 | 850 | 0 | 0 | 843.04 | 0 | 0 | 0 | 0 | 0 | 0 | 6.4911 | 2.1637
SPP_S_2_ENT | SPP_S | ENT | 2020 | B13 | 600 | 0 | 850 | 0 | 850 | 850 | 0 | 0 | 0 | 0.10683 | 1.9348 | 0 | 6.4911 | 2.1637
SPP_S_2_ENT | SPP_S | ENT | 2020 | B14 | 900 | 0 | 850 | 850 | 850 | 850 | 0 | 3612.52 | 0.97334 | 5.7688 | 2.1603 | 0.20382 | 6.4911 | 2.1637
SPP_S_2_ENT | SPP_S | ENT | 2020 | B15 | 1203 | 1203 | 850 | 850 | 850 | 850 | 706.33 | 5336.27 | 22.4699 | 6.4929 | 2.1603 | 6.2893 | 6.4911 | 2.1637
SPP_S_2_ENT | SPP_S | ENT | 2020 | B16 | 25 | 25 | 850 | 850 | 850 | 850 | 5324.74 | 10289.16 | 23.3364 | 6.4929 | 2.1603 | 0.13574 | 6.4911 | 2.1637
SPP_S_2_ENT | SPP_S | ENT | 2020 | B17 | 100 | 0 | 850 | 850 | 850 | 850 | 0 | 1267.19 | 0.64098 | 1.8161 | 2.1603 | 0.014913 | 6.4911 | 2.1637
SPP_S_2_ENT | SPP_S | ENT | 2020 | B18 | 400 | 0 | 850 | 143.87 | 850 | 850 | 0 | 598.47 | 0 | 2.6707 | 2.1603 | 0 | 6.4911 | 2.1637
SPP_S_2_ENT | SPP_S | ENT | 2020 | B19 | 700 | 0 | 850 | 850 | 850 | 850 | 0 | 0 | 0.43919 | 3.9646 | 2.0179 | 0.071529 | 6.4911 | 2.1637
SPP_S_2_ENT | SPP_S | ENT | 2020 | B20 | 935 | 0 | 850 | 850 | 850 | 850 | 0 | 2305.57 | 5.3059 | 5.7688 | 2.1603 | 1.1543 | 6.4911 | 2.1637
SPP_S_2_ENT | SPP_S | ENT | 2025 | B1 | 10 | 0 | 850 | 850 | 850 | 850 | 0 | 0 | 656.8858 | 24.9151 | 8.309 | 1.4852 | 25.4865 | 8.4955
SPP_S_2_ENT | SPP_S | ENT | 2025 | B2 | 25 | 0 | 850 | 850 | 850 | 850 | 0 | 0 | 515.8109 | 24.9151 | 8.309 | 2.9155 | 25.4865 | 8.4955
SPP_S_2_ENT | SPP_S | ENT | 2025 | B3 | 75 | 0 | 850 | 819.87 | 850 | 850 | 0 | 0 | 0 | 19.7873 | 6.0181 | 0 | 25.4865 | 8.4955
SPP_S_2_ENT | SPP_S | ENT | 2025 | B4 | 100 | 0 | 850 | 850 | 850 | 850 | 0 | 0 | 2.8013 | 7.5493 | 6.5879 | 0.063335 | 25.4865 | 8.4955
SPP_S_2_ENT | SPP_S | ENT | 2025 | B5 | 200 | 0 | 850 | 850 | 850 | 850 | 0 | 0 | 4.8311 | 11.1934 | 6.6116 | 0.21845 | 25.4865 | 8.4955
SPP_S_2_ENT | SPP_S | ENT | 2025 | B6 | 300 | 0 | 850 | 850 | 850 | 850 | 0 | 0 | 4.8311 | 7.9885 | 6.6116 | 0.32768 | 25.4865 | 8.4955
SPP_S_2_ENT | SPP_S | ENT | 2025 | B7 | 400 | 0 | 850 | 67.97 | 850 | 850 | 0 | 0 | 0 | 5.4602 | 6.5879 | 0 | 25.4865 | 8.4955
SPP_S_2_ENT | SPP_S | ENT | 2025 | B8 | 500 | 0 | 850 | 0 | 111.2 | 850 | 0 | 0 | 0 | 0 | 6.0181 | 0 | 25.4865 | 8.4955
SPP_S_2_ENT | SPP_S | ENT | 2025 | B9 | 800 | 0 | 850 | 0 | 850 | 850 | 0 | 0 | 0 | 0.33236 | 6.0181 | 0 | 25.4865 | 8.4955
SPP_S_2_ENT | SPP_S | ENT | 2025 | B10 | 1262 | 0 | 850 | 815.92 | 850 | 850 | 0 | 0 | 0 | 18.0661 | 6.5879 | 0 | 25.4865 | 8.4955
SPP_S_2_ENT | SPP_S | ENT | 2025 | B11 | 25 | 0 | 850 | 850 | 850 | 850 | 0 | 0 | 14.8019 | 19.0157 | 6.5879 | 0.083664 | 25.4865 | 8.4955
SPP_S_2_ENT | SPP_S | ENT | 2025 | B12 | 200 | 0 | 850 | 0 | 850 | 850 | 0 | 0 | 0 | 11.8581 | 6.5879 | 0 | 25.4865 | 8.4955
SPP_S_2_ENT | SPP_S | ENT | 2025 | B13 | 600 | 0 | 850 | 748.93 | 850 | 850 | 0 | 0 | 0 | 18.3273 | 6.5879 | 0 | 25.4865 | 8.4955
SPP_S_2_ENT | SPP_S | ENT | 2025 | B14 | 900 | 0 | 850 | 850 | 850 | 850 | 0 | 0 | 22.6954 | 19.811 | 8.309 | 4.6181 | 25.4865 | 8.4955
SPP_S_2_ENT | SPP_S | ENT | 2025 | B15 | 1203 | 0 | 850 | 850 | 850 | 850 | 0 | 0 | 65.653 | 24.9151 | 8.309 | 17.8568 | 25.4865 | 8.4955
SPP_S_2_ENT | SPP_S | ENT | 2025 | B16 | 25 | 0 | 850 | 850 | 850 | 850 | 0 | 0 | 7.9885 | 19.7873 | 6.6116 | 0.045153 | 25.4865 | 8.4955
SPP_S_2_ENT | SPP_S | ENT | 2025 | B17 | 100 | 0 | 850 | 0 | 850 | 850 | 0 | 0 | 0 | 19.6923 | 6.6116 | 0 | 25.4865 | 8.4955
SPP_S_2_ENT | SPP_S | ENT | 2025 | B18 | 400 | 0 | 850 | 0 | 850 | 850 | 0 | 0 | 0 | 16.4993 | 6.5879 | 0 | 25.4865 | 8.4955
SPP_S_2_ENT | SPP_S | ENT | 2025 | B19 | 700 | 0 | 850 | 850 | 850 | 850 | 0 | 0 | 1.0446 | 19.7873 | 8.309 | 0.16532 | 25.4865 | 8.4955
SPP_S_2_ENT | SPP_S | ENT | 2025 | B20 | 935 | 0 | 850 | 850 | 850 | 850 | 0 | 0 | 29.3426 | 19.7873 | 8.309 | 6.2029 | 25.4865 | 8.4955
SPP_S_2_ENT | SPP_S | ENT | 2030 | B1 | 10 | 10 | 850 | 850 | 850 | 850 | 11543.21 | 14195.07 | 640.5289 | 30.1498 | 10.0539 | 0.96176 | 30.1518 | 10.0506
SPP_S_2_ENT | SPP_S | ENT | 2030 | B2 | 25 | 25 | 850 | 850 | 850 | 850 | 3980.61 | 4223.35 | 584.0159 | 30.1498 | 10.0539 | 2.1923 | 30.1518 | 10.0506
SPP_S_2_ENT | SPP_S | ENT | 2030 | B3 | 75 | 0 | 850 | 818.38 | 850 | 850 | 0 | 0 | 0 | 9.0806 | 8.2259 | 0 | 30.1518 | 10.0506
SPP_S_2_ENT | SPP_S | ENT | 2030 | B4 | 100 | 0 | 850 | 850 | 850 | 850 | 0 | 1976.31 | 0.92586 | 7.9885 | 10.0539 | 0.013902 | 30.1518 | 10.0506
SPP_S_2_ENT | SPP_S | ENT | 2030 | B5 | 200 | 0 | 850 | 850 | 850 | 850 | 0 | 3550.95 | 2.3265 | 26.4108 | 10.0539 | 0.069865 | 30.1518 | 10.0506
SPP_S_2_ENT | SPP_S | ENT | 2030 | B6 | 300 | 0 | 850 | 0 | 850 | 850 | 0 | 181.11 | 0 | 0.5935 | 10.0539 | 0 | 30.1518 | 10.0506
SPP_S_2_ENT | SPP_S | ENT | 2030 | B7 | 400 | 0 | 850 | 0 | 0 | 850 | 0 | 0 | 0 | 0 | 8.2259 | 0 | 30.1518 | 10.0506
SPP_S_2_ENT | SPP_S | ENT | 2030 | B8 | 500 | 0 | 850 | 0 | 850 | 850 | 0 | 0 | 0 | 9.769 | 8.2259 | 0 | 30.1518 | 10.0506
SPP_S_2_ENT | SPP_S | ENT | 2030 | B9 | 800 | 0 | 850 | 0 | 850 | 850 | 0 | 0 | 0 | 19.811 | 8.2259 | 0 | 30.1518 | 10.0506
SPP_S_2_ENT | SPP_S | ENT | 2030 | B10 | 1262 | 1262 | 850 | 850 | 850 | 850 | 4192.72 | 3169.48 | 2.9438 | 30.1498 | 10.0539 | 0.55781 | 30.1518 | 10.0506
SPP_S_2_ENT | SPP_S | ENT | 2030 | B11 | 25 | 0 | 850 | 0 | 850 | 850 | 0 | 0 | 0 | 23.2296 | 8.2259 | 0 | 30.1518 | 10.0506
SPP_S_2_ENT | SPP_S | ENT | 2030 | B12 | 200 | 200 | 850 | 850 | 850 | 850 | 3621.83 | 3622.56 | 0.29675 | 30.1498 | 10.0539 | 0.0089114 | 30.1518 | 10.0506
SPP_S_2_ENT | SPP_S | ENT | 2030 | B13 | 600 | 600 | 850 | 850 | 850 | 850 | 5361.6 | 4365.29 | 7.2644 | 30.1498 | 10.0539 | 0.65445 | 30.1518 | 10.0506
SPP_S_2_ENT | SPP_S | ENT | 2030 | B14 | 900 | 900 | 850 | 850 | 850 | 850 | 8242.2 | 9185.13 | 84.0159 | 30.1498 | 10.0539 | 11.3535 | 30.1518 | 10.0506
SPP_S_2_ENT | SPP_S | ENT | 2030 | B15 | 1203 | 1203 | 850 | 850 | 850 | 850 | 9220.52 | 10841.38 | 73.6415 | 30.1498 | 10.0539 | 13.3019 | 30.1518 | 10.0506
SPP_S_2_ENT | SPP_S | ENT | 2030 | B16 | 25 | 25 | 850 | 850 | 850 | 850 | 5942.34 | 4703.68 | 4.8548 | 30.1498 | 10.0539 | 0.018224 | 30.1518 | 10.0506
SPP_S_2_ENT | SPP_S | ENT | 2030 | B17 | 100 | 100 | 850 | 850 | 850 | 850 | 5957.86 | 4826.92 | 14.7425 | 30.1498 | 10.0539 | 0.22136 | 30.1518 | 10.0506
SPP_S_2_ENT | SPP_S | ENT | 2030 | B18 | 400 | 400 | 850 | 850 | 850 | 850 | 5021.64 | 3998.41 | 2.9319 | 30.1498 | 10.0539 | 0.17609 | 30.1518 | 10.0506
SPP_S_2_ENT | SPP_S | ENT | 2030 | B19 | 700 | 700 | 850 | 850 | 850 | 850 | 6462.91 | 5412.74 | 14.9087 | 30.1498 | 10.0539 | 1.567 | 30.1518 | 10.0506
SPP_S_2_ENT | SPP_S | ENT | 2030 | B20 | 935 | 935 | 850 | 850 | 850 | 850 | 6954.5 | 7873.27 | 64.8577 | 30.1498 | 10.0539 | 9.1054 | 30.1518 | 10.0506
SPP_S_2_ENT | SPP_S | ENT | 2035 | B1 | 10 | 10 | 850 | 850 | 850 | 850 | 11840.66 | 10142.81 | 594.8532 | 40.8684 | 13.6268 | 0.92083 | 60.995 | 20.3317
SPP_S_2_ENT | SPP_S | ENT | 2035 | B2 | 25 | 25 | 850 | 850 | 850 | 850 | 1241.62 | 1484.17 | 522.8854 | 40.8684 | 13.6268 | 2.0236 | 60.995 | 20.3317
SPP_S_2_ENT | SPP_S | ENT | 2035 | B3 | 75 | 0 | 850 | 839.06 | 850 | 850 | 0 | 0 | 0 | 31.9778 | 12.7721 | 0 | 60.995 | 20.3317
SPP_S_2_ENT | SPP_S | ENT | 2035 | B4 | 100 | 0 | 850 | 850 | 850 | 850 | 0 | 0 | 0.01187 | 38.352 | 12.7721 | 0.00018375 | 60.995 | 20.3317
SPP_S_2_ENT | SPP_S | ENT | 2035 | B5 | 200 | 0 | 850 | 406.01 | 850 | 850 | 0 | 889.93 | 0 | 38.3757 | 13.6268 | 0 | 60.995 | 20.3317
SPP_S_2_ENT | SPP_S | ENT | 2035 | B6 | 300 | 0 | 850 | 0 | 850 | 850 | 0 | 0 | 0 | 6.481 | 12.7721 | 0 | 60.995 | 20.3317
SPP_S_2_ENT | SPP_S | ENT | 2035 | B7 | 400 | 0 | 850 | 0 | 850 | 850 | 0 | 0 | 0 | 28.0963 | 8.6295 | 0 | 60.995 | 20.3317
SPP_S_2_ENT | SPP_S | ENT | 2035 | B8 | 500 | 0 | 850 | 0 | 850 | 850 | 0 | 0 | 0 | 33.9126 | 11.3002 | 0 | 60.995 | 20.3317
SPP_S_2_ENT | SPP_S | ENT | 2035 | B9 | 800 | 0 | 850 | 0 | 850 | 850 | 0 | 0 | 0 | 38.352 | 11.3002 | 0 | 60.995 | 20.3317
SPP_S_2_ENT | SPP_S | ENT | 2035 | B10 | 1262 | 0 | 850 | 850 | 850 | 850 | 0 | 0 | 23.467 | 38.3757 | 12.7721 | 4.5844 | 60.995 | 20.3317
SPP_S_2_ENT | SPP_S | ENT | 2035 | B11 | 25 | 0 | 850 | 431.15 | 850 | 850 | 0 | 0 | 0 | 38.352 | 11.3002 | 0 | 60.995 | 20.3317
SPP_S_2_ENT | SPP_S | ENT | 2035 | B12 | 200 | 200 | 850 | 850 | 850 | 850 | 358.74 | 0 | 8.0004 | 40.8684 | 12.7959 | 0.24769 | 60.995 | 20.3317
SPP_S_2_ENT | SPP_S | ENT | 2035 | B13 | 600 | 600 | 850 | 850 | 850 | 850 | 1052.81 | 131.43 | 73.6652 | 40.8684 | 13.6268 | 6.842 | 60.995 | 20.3317
SPP_S_2_ENT | SPP_S | ENT | 2035 | B14 | 900 | 900 | 850 | 850 | 850 | 850 | 6098.39 | 4938.05 | 112.3733 | 40.8684 | 13.6268 | 15.6557 | 60.995 | 20.3317
SPP_S_2_ENT | SPP_S | ENT | 2035 | B15 | 1203 | 1203 | 850 | 850 | 850 | 850 | 7784.22 | 6541.09 | 108.1951 | 40.8684 | 13.6268 | 20.1484 | 60.995 | 20.3317
SPP_S_2_ENT | SPP_S | ENT | 2035 | B16 | 25 | 25 | 850 | 850 | 850 | 850 | 1701.79 | 551.82 | 128.1248 | 40.8684 | 13.6268 | 0.49584 | 60.995 | 20.3317
SPP_S_2_ENT | SPP_S | ENT | 2035 | B17 | 100 | 100 | 850 | 850 | 850 | 850 | 1682.14 | 645.07 | 120.6704 | 40.8684 | 13.6268 | 1.868 | 60.995 | 20.3317
SPP_S_2_ENT | SPP_S | ENT | 2035 | B18 | 400 | 400 | 850 | 850 | 850 | 850 | 728.06 | 0 | 34.6723 | 40.8684 | 12.7959 | 2.1469 | 60.995 | 20.3317
SPP_S_2_ENT | SPP_S | ENT | 2035 | B19 | 700 | 700 | 850 | 850 | 850 | 850 | 2151.84 | 1194.23 | 104.1593 | 40.8684 | 13.6268 | 11.2866 | 60.995 | 20.3317
SPP_S_2_ENT | SPP_S | ENT | 2035 | B20 | 935 | 935 | 850 | 850 | 850 | 850 | 4742.57 | 3622.25 | 104.3729 | 40.8684 | 13.6268 | 15.1066 | 60.995 | 20.3317
SPP_S_2_ENT | SPP_S | ENT | 2040 | B1 | 10 | 10 | 850 | 850 | 850 | 850 | 7004.49 | 10695.36 | 548.8688 | 45.2128 | 15.0749 | 0.83989 | 66.102 | 22.034
SPP_S_2_ENT | SPP_S | ENT | 2040 | B2 | 25 | 25 | 850 | 850 | 850 | 850 | 4540.07 | 3475.36 | 358.1535 | 45.2128 | 15.0749 | 1.3701 | 66.102 | 22.034
SPP_S_2_ENT | SPP_S | ENT | 2040 | B3 | 75 | 0 | 850 | 850 | 850 | 850 | 0 | 0 | 1.2464 | 42.6252 | 14.1965 | 0.014304 | 66.102 | 22.034
SPP_S_2_ENT | SPP_S | ENT | 2040 | B4 | 100 | 0 | 850 | 850 | 850 | 850 | 0 | 431.46 | 12.8552 | 42.6489 | 15.0749 | 0.19671 | 66.102 | 22.034
SPP_S_2_ENT | SPP_S | ENT | 2040 | B5 | 200 | 0 | 850 | 0 | 850 | 850 | 0 | 0 | 0 | 21.544 | 14.7544 | 0 | 66.102 | 22.034
SPP_S_2_ENT | SPP_S | ENT | 2040 | B6 | 300 | 0 | 850 | 0 | 850 | 850 | 0 | 0 | 0 | 3.0743 | 3.7984 | 0 | 66.102 | 22.034
SPP_S_2_ENT | SPP_S | ENT | 2040 | B7 | 400 | 0 | 850 | 0 | 850 | 850 | 0 | 0 | 0 | 29.4732 | 12.3567 | 0 | 66.102 | 22.034
SPP_S_2_ENT | SPP_S | ENT | 2040 | B8 | 500 | 0 | 850 | 0 | 850 | 850 | 0 | 0 | 0 | 37.0581 | 12.3567 | 0 | 66.102 | 22.034
SPP_S_2_ENT | SPP_S | ENT | 2040 | B9 | 800 | 0 | 850 | 0 | 850 | 850 | 0 | 0 | 0 | 42.6252 | 13.8404 | 0 | 66.102 | 22.034
SPP_S_2_ENT | SPP_S | ENT | 2040 | B10 | 1262 | 1262 | 850 | 850 | 850 | 850 | 181.35 | 0 | 26.9568 | 45.2128 | 14.2203 | 5.2057 | 66.102 | 22.034
SPP_S_2_ENT | SPP_S | ENT | 2040 | B11 | 25 | 0 | 850 | 61.22 | 850 | 850 | 0 | 0 | 0 | 42.6252 | 14.1965 | 0 | 66.102 | 22.034
SPP_S_2_ENT | SPP_S | ENT | 2040 | B12 | 200 | 200 | 850 | 850 | 850 | 850 | 1219.4 | 602.28 | 64.2167 | 45.2128 | 15.0749 | 1.9653 | 66.102 | 22.034
SPP_S_2_ENT | SPP_S | ENT | 2040 | B13 | 600 | 600 | 850 | 850 | 850 | 850 | 1892.12 | 1303.15 | 137.0629 | 45.2128 | 15.0749 | 12.5842 | 66.102 | 22.034
SPP_S_2_ENT | SPP_S | ENT | 2040 | B14 | 900 | 900 | 850 | 850 | 850 | 850 | 6513.69 | 5685.75 | 142.3807 | 45.2128 | 15.0749 | 19.6087 | 66.102 | 22.034
SPP_S_2_ENT | SPP_S | ENT | 2040 | B15 | 1203 | 1203 | 850 | 850 | 850 | 850 | 5356.79 | 2871.08 | 68.4899 | 45.2128 | 15.0749 | 12.608 | 66.102 | 22.034
SPP_S_2_ENT | SPP_S | ENT | 2040 | B16 | 25 | 25 | 850 | 850 | 850 | 850 | 2593.09 | 1790.54 | 166.3343 | 45.2128 | 15.0749 | 0.63632 | 66.102 | 22.034
SPP_S_2_ENT | SPP_S | ENT | 2040 | B17 | 100 | 100 | 850 | 850 | 850 | 850 | 2538.91 | 1796.45 | 155.1528 | 45.2128 | 15.0749 | 2.3742 | 66.102 | 22.034
SPP_S_2_ENT | SPP_S | ENT | 2040 | B18 | 400 | 400 | 850 | 850 | 850 | 850 | 1567.3 | 947.15 | 88.4908 | 45.2128 | 15.0749 | 5.4164 | 66.102 | 22.034
SPP_S_2_ENT | SPP_S | ENT | 2040 | B19 | 700 | 700 | 850 | 850 | 850 | 850 | 2640.2 | 2058.98 | 144.8615 | 45.2128 | 15.0749 | 15.5169 | 66.102 | 22.034
SPP_S_2_ENT | SPP_S | ENT | 2040 | B20 | 935 | 935 | 850 | 850 | 850 | 850 | 3032.76 | 3371.83 | 68.4899 | 45.2128 | 15.0749 | 9.7992 | 66.102 | 22.034
SPP_S_2_ENT | SPP_S | ENT | 2045 | B1 | 10 | 10 | 850 | 850 | 850 | 850 | 7111.15 | 12546.05 | 512.2973 | 34.6129 | 11.5376 | 0.8055 | 57.8263 | 19.2754
SPP_S_2_ENT | SPP_S | ENT | 2045 | B2 | 25 | 25 | 850 | 850 | 850 | 850 | 5075.41 | 4010.7 | 195.0478 | 34.6129 | 11.5376 | 0.7667 | 57.8263 | 19.2754
SPP_S_2_ENT | SPP_S | ENT | 2045 | B3 | 75 | 0 | 850 | 714.61 | 850 | 850 | 0 | 0 | 0 | 32.144 | 10.6949 | 0 | 57.8263 | 19.2754
SPP_S_2_ENT | SPP_S | ENT | 2045 | B4 | 100 | 100 | 850 | 768.45 | 850 | 850 | 126.02 | 942.71 | 0 | 34.6129 | 11.5376 | 0 | 57.8263 | 19.2754
SPP_S_2_ENT | SPP_S | ENT | 2045 | B5 | 200 | 0 | 850 | 0 | 850 | 850 | 0 | 0 | 0 | 8.3921 | 9.5435 | 0 | 57.8263 | 19.2754
SPP_S_2_ENT | SPP_S | ENT | 2045 | B6 | 300 | 0 | 850 | 0 | 850 | 850 | 0 | 0 | 0 | 2.8844 | 6.2911 | 0 | 57.8263 | 19.2754
SPP_S_2_ENT | SPP_S | ENT | 2045 | B7 | 400 | 0 | 850 | 0 | 850 | 850 | 0 | 0 | 0 | 18.0424 | 9.0093 | 0 | 57.8263 | 19.2754
SPP_S_2_ENT | SPP_S | ENT | 2045 | B8 | 500 | 0 | 850 | 0 | 850 | 850 | 0 | 0 | 0 | 27.0161 | 9.0093 | 0 | 57.8263 | 19.2754
SPP_S_2_ENT | SPP_S | ENT | 2045 | B9 | 800 | 0 | 850 | 323.41 | 850 | 850 | 0 | 0 | 0 | 32.1202 | 10.6949 | 0 | 57.8263 | 19.2754
SPP_S_2_ENT | SPP_S | ENT | 2045 | B10 | 1262 | 1262 | 850 | 850 | 850 | 850 | 487.92 | 1114.88 | 56.9641 | 34.6129 | 11.5376 | 11.3033 | 57.8263 | 19.2754
SPP_S_2_ENT | SPP_S | ENT | 2045 | B11 | 25 | 0 | 850 | 66.5 | 850 | 850 | 0 | 0 | 0 | 32.1202 | 10.6949 | 0 | 57.8263 | 19.2754
SPP_S_2_ENT | SPP_S | ENT | 2045 | B12 | 200 | 200 | 850 | 850 | 850 | 850 | 1893.09 | 985.78 | 87.9448 | 34.6129 | 11.5376 | 2.7656 | 57.8263 | 19.2754
SPP_S_2_ENT | SPP_S | ENT | 2045 | B13 | 600 | 600 | 850 | 850 | 850 | 850 | 2144.85 | 1589.99 | 79.802 | 34.6129 | 11.5376 | 7.5285 | 57.8263 | 19.2754
SPP_S_2_ENT | SPP_S | ENT | 2045 | B14 | 900 | 900 | 850 | 850 | 850 | 850 | 6750.43 | 6143.58 | 87.565 | 34.6129 | 11.5376 | 12.3913 | 57.8263 | 19.2754
SPP_S_2_ENT | SPP_S | ENT | 2045 | B15 | 1203 | 0 | 850 | 850 | 850 | 850 | 0 | 0 | 68.4899 | 32.2983 | 10.7067 | 12.9549 | 57.8263 | 19.2754
SPP_S_2_ENT | SPP_S | ENT | 2045 | B16 | 25 | 25 | 850 | 850 | 850 | 850 | 3368.23 | 2119.45 | 211.654 | 34.6129 | 11.5376 | 0.83197 | 57.8263 | 19.2754
SPP_S_2_ENT | SPP_S | ENT | 2045 | B17 | 100 | 100 | 850 | 850 | 850 | 850 | 3027.96 | 2102.66 | 206.2531 | 34.6129 | 11.5376 | 3.243 | 57.8263 | 19.2754
SPP_S_2_ENT | SPP_S | ENT | 2045 | B18 | 400 | 400 | 850 | 850 | 850 | 850 | 1849.72 | 1220.83 | 78.8643 | 34.6129 | 11.5376 | 4.96 | 57.8263 | 19.2754
SPP_S_2_ENT | SPP_S | ENT | 2045 | B19 | 700 | 700 | 850 | 850 | 850 | 850 | 2905.76 | 2380.54 | 86.1525 | 34.6129 | 11.5376 | 9.4822 | 57.8263 | 19.2754
SPP_S_2_ENT | SPP_S | ENT | 2045 | B20 | 935 | 0 | 850 | 850 | 850 | 850 | 0 | 0 | 68.4899 | 32.2983 | 11.324 | 10.0689 | 57.8263 | 19.2754
SPP_S_2_ENT | SPP_S | ENT | 2050 | B1 | 10 | 10 | 850 | 850 | 850 | 850 | 13470 | 12151.69 | 582.449 | 27.7877 | 9.2586 | 0.88788 | 32.0649 | 10.6883
SPP_S_2_ENT | SPP_S | ENT | 2050 | B2 | 25 | 25 | 850 | 850 | 850 | 850 | 5601.57 | 4412.06 | 244.8544 | 27.7877 | 9.2586 | 0.93313 | 32.0649 | 10.6883
SPP_S_2_ENT | SPP_S | ENT | 2050 | B3 | 75 | 0 | 850 | 850 | 850 | 850 | 0 | 0 | 0.01187 | 26.8618 | 8.9619 | 0.00013571 | 32.0649 | 10.6883
SPP_S_2_ENT | SPP_S | ENT | 2050 | B4 | 100 | 0 | 850 | 850 | 850 | 850 | 0 | 0 | 9.6266 | 26.8381 | 8.9381 | 0.14675 | 32.0649 | 10.6883
SPP_S_2_ENT | SPP_S | ENT | 2050 | B5 | 200 | 0 | 850 | 0 | 850 | 850 | 0 | 0 | 0 | 2.8132 | 6.2674 | 0 | 32.0649 | 10.6883
SPP_S_2_ENT | SPP_S | ENT | 2050 | B6 | 300 | 0 | 850 | 0 | 0 | 850 | 0 | 0 | 0 | 0 | 2.0298 | 0 | 32.0649 | 10.6883
SPP_S_2_ENT | SPP_S | ENT | 2050 | B7 | 400 | 0 | 850 | 0 | 850 | 850 | 0 | 0 | 0 | 13.1045 | 7.217 | 0 | 32.0649 | 10.6883
SPP_S_2_ENT | SPP_S | ENT | 2050 | B8 | 500 | 0 | 850 | 0 | 850 | 850 | 0 | 0 | 0 | 25.9597 | 5.4127 | 0 | 32.0649 | 10.6883
SPP_S_2_ENT | SPP_S | ENT | 2050 | B9 | 800 | 0 | 850 | 0 | 850 | 0 | 0 | 0 | 0 | 12.3804 | 0 | 0 | 32.0649 | 10.6883
SPP_S_2_ENT | SPP_S | ENT | 2050 | B10 | 1262 | 0 | 850 | 850 | 850 | 850 | 0 | 0 | 16.4993 | 16.9741 | 9.1755 | 3.1741 | 32.0649 | 10.6883
SPP_S_2_ENT | SPP_S | ENT | 2050 | B11 | 25 | 0 | 850 | 850 | 850 | 850 | 0 | 0 | 7.9885 | 26.8381 | 8.9381 | 0.030444 | 32.0649 | 10.6883
SPP_S_2_ENT | SPP_S | ENT | 2050 | B12 | 200 | 200 | 850 | 850 | 850 | 850 | 2245.79 | 1245.72 | 14.9918 | 27.7877 | 9.2586 | 0.45707 | 32.0649 | 10.6883
SPP_S_2_ENT | SPP_S | ENT | 2050 | B13 | 600 | 600 | 850 | 850 | 850 | 850 | 2476.97 | 2297.99 | 66.0922 | 27.7877 | 9.2586 | 6.045 | 32.0649 | 10.6883
SPP_S_2_ENT | SPP_S | ENT | 2050 | B14 | 900 | 0 | 850 | 850 | 850 | 850 | 0 | 5855.95 | 68.478 | 26.8499 | 9.2586 | 9.3949 | 32.0649 | 10.6883
SPP_S_2_ENT | SPP_S | ENT | 2050 | B15 | 1203 | 0 | 850 | 850 | 850 | 850 | 0 | 0 | 31.2537 | 25.6629 | 8.95 | 5.7314 | 32.0649 | 10.6883
SPP_S_2_ENT | SPP_S | ENT | 2050 | B16 | 25 | 25 | 850 | 850 | 850 | 850 | 3283.17 | 2457.51 | 146.8319 | 27.7877 | 9.2586 | 0.55957 | 32.0649 | 10.6883
SPP_S_2_ENT | SPP_S | ENT | 2050 | B17 | 100 | 100 | 850 | 850 | 850 | 850 | 3286.94 | 2449.03 | 68.478 | 27.7877 | 9.2586 | 1.0439 | 32.0649 | 10.6883
SPP_S_2_ENT | SPP_S | ENT | 2050 | B18 | 400 | 400 | 850 | 850 | 850 | 850 | 2156.06 | 1550.29 | 38.0196 | 27.7877 | 9.2586 | 2.3183 | 32.0649 | 10.6883
SPP_S_2_ENT | SPP_S | ENT | 2050 | B19 | 700 | 700 | 850 | 850 | 850 | 850 | 3195.55 | 2962.25 | 68.478 | 27.7877 | 9.2586 | 7.3071 | 32.0649 | 10.6883
SPP_S_2_ENT | SPP_S | ENT | 2050 | B20 | 935 | 0 | 850 | 850 | 850 | 850 | 0 | 0 | 33.141 | 26.8499 | 8.9619 | 4.7236 | 32.0649 | 10.6883
SPP_S_2_SPP_N | SPP_S | SPP_N | 2015 | B1 | 10 | 10 | 640 | 640 | 640 | 640 | 651.11 | 1836.95 | 5.7332 | 3.466 | 1.1514 | 0.1318 | 3.4823 | 1.1608
SPP_S_2_SPP_N | SPP_S | SPP_N | 2015 | B2 | 25 | 25 | 640 | 640 | 640 | 640 | 485.59 | 1671.42 | 2.1485 | 3.466 | 1.1514 | 0.12348 | 3.4823 | 1.1608
SPP_S_2_SPP_N | SPP_S | SPP_N | 2015 | B3 | 75 | 75 | 640 | 640 | 640 | 640 | 1130.93 | 1449.87 | 8.7838 | 3.466 | 1.1514 | 1.5144 | 3.4823 | 1.1608
SPP_S_2_SPP_N | SPP_S | SPP_N | 2015 | B4 | 100 | 100 | 640 | 640 | 640 | 640 | 958.9 | 1179.44 | 8.1903 | 3.466 | 1.1514 | 1.8828 | 3.4823 | 1.1608
SPP_S_2_SPP_N | SPP_S | SPP_N | 2015 | B5 | 200 | 0 | 640 | 640 | 0 | 0 | 0 | 0 | 1.5906 | 0 | 0 | 0.7313 | 3.4823 | 1.1608
SPP_S_2_SPP_N | SPP_S | SPP_N | 2015 | B6 | 300 | 0 | 640 | 0 | 0 | 0 | 0 | 0 | 0 | 0 | 0 | 0 | 3.4823 | 1.1608
SPP_S_2_SPP_N | SPP_S | SPP_N | 2015 | B7 | 400 | 0 | 640 | 0 | 0 | 0 | 0 | 0 | 0 | 0 | 0 | 0 | 3.4823 | 1.1608
SPP_S_2_SPP_N | SPP_S | SPP_N | 2015 | B8 | 500 | 0 | 640 | 0 | 0 | 0 | 0 | 0 | 0 | 0 | 0 | 0 | 3.4823 | 1.1608
SPP_S_2_SPP_N | SPP_S | SPP_N | 2015 | B9 | 800 | 0 | 640 | 0 | 0 | 0 | 0 | 0 | 0 | 0 | 0 | 0 | 3.4823 | 1.1608
SPP_S_2_SPP_N | SPP_S | SPP_N | 2015 | B10 | 1262 | 0 | 640 | 0 | 0 | 0 | 0 | 0 | 0 | 0 | 0 | 0 | 3.4823 | 1.1608
SPP_S_2_SPP_N | SPP_S | SPP_N | 2015 | B11 | 25 | 0 | 640 | 640 | 0 | 0 | 0 | 0 | 4.5106 | 0 | 0 | 0.25923 | 3.4823 | 1.1608
SPP_S_2_SPP_N | SPP_S | SPP_N | 2015 | B12 | 200 | 0 | 640 | 235.7 | 148.83 | 371.33 | 0 | 0 | 0 | 0 | 0 | 0 | 3.4823 | 1.1608
SPP_S_2_SPP_N | SPP_S | SPP_N | 2015 | B13 | 600 | 0 | 640 | 168.1 | 81.23 | 210.32 | 0 | 0 | 0 | 0 | 0 | 0 | 3.4823 | 1.1608
SPP_S_2_SPP_N | SPP_S | SPP_N | 2015 | B14 | 900 | 0 | 640 | 0 | 0 | 0 | 0 | 0 | 0 | 0 | 0 | 0 | 3.4823 | 1.1608
SPP_S_2_SPP_N | SPP_S | SPP_N | 2015 | B15 | 1203 | 0 | 640 | 0 | 0 | 0 | 0 | 0 | 0 | 0 | 0 | 0 | 3.4823 | 1.1608
SPP_S_2_SPP_N | SPP_S | SPP_N | 2015 | B16 | 25 | 0 | 640 | 0 | 0 | 0 | 0 | 0 | 0 | 0 | 0 | 0 | 3.4823 | 1.1608
SPP_S_2_SPP_N | SPP_S | SPP_N | 2015 | B17 | 100 | 0 | 640 | 0 | 0 | 0 | 0 | 0 | 0 | 0 | 0 | 0 | 3.4823 | 1.1608
SPP_S_2_SPP_N | SPP_S | SPP_N | 2015 | B18 | 400 | 0 | 640 | 0 | 0 | 0 | 0 | 0 | 0 | 0 | 0 | 0 | 3.4823 | 1.1608
SPP_S_2_SPP_N | SPP_S | SPP_N | 2015 | B19 | 700 | 0 | 640 | 0 | 0 | 0 | 0 | 0 | 0 | 0 | 0 | 0 | 3.4823 | 1.1608
SPP_S_2_SPP_N | SPP_S | SPP_N | 2015 | B20 | 935 | 0 | 640 | 0 | 0 | 0 | 0 | 0 | 0 | 0 | 0 | 0 | 3.4823 | 1.1608
SPP_S_2_SPP_N | SPP_S | SPP_N | 2020 | B1 | 10 | 0 | 640 | 640 | 640 | 640 | 0 | 3386.52 | 0.67659 | 1.8042 | 1.365 | 0.015554 | 4.1155 | 1.3718
SPP_S_2_SPP_N | SPP_S | SPP_N | 2020 | B2 | 25 | 25 | 640 | 640 | 640 | 640 | 350.41 | 0 | 10.6355 | 4.107 | 0.5935 | 0.61124 | 4.1155 | 1.3718
SPP_S_2_SPP_N | SPP_S | SPP_N | 2020 | B3 | 75 | 0 | 640 | 640 | 419.96 | 640 | 0 | 129.77 | 2.0416 | 0 | 1.365 | 0.35201 | 4.1155 | 1.3718
SPP_S_2_SPP_N | SPP_S | SPP_N | 2020 | B4 | 100 | 0 | 640 | 640 | 640 | 640 | 0 | 0 | 7.3831 | 2.6233 | 1.2582 | 1.6973 | 4.1155 | 1.3718
SPP_S_2_SPP_N | SPP_S | SPP_N | 2020 | B5 | 200 | 0 | 640 | 640 | 0 | 640 | 0 | 0 | 3.5847 | 0 | 0.22553 | 1.6482 | 4.1155 | 1.3718
SPP_S_2_SPP_N | SPP_S | SPP_N | 2020 | B6 | 300 | 0 | 640 | 0 | 0 | 628.56 | 0 | 0 | 0 | 0 | 0 | 0 | 4.1155 | 1.3718
SPP_S_2_SPP_N | SPP_S | SPP_N | 2020 | B7 | 400 | 0 | 640 | 0 | 0 | 338.53 | 0 | 0 | 0 | 0 | 0 | 0 | 4.1155 | 1.3718
SPP_S_2_SPP_N | SPP_S | SPP_N | 2020 | B8 | 500 | 0 | 640 | 0 | 0 | 0 | 0 | 0 | 0 | 0 | 0 | 0 | 4.1155 | 1.3718
SPP_S_2_SPP_N | SPP_S | SPP_N | 2020 | B9 | 800 | 0 | 640 | 0 | 0 | 0 | 0 | 0 | 0 | 0 | 0 | 0 | 4.1155 | 1.3718
SPP_S_2_SPP_N | SPP_S | SPP_N | 2020 | B10 | 1262 | 0 | 640 | 0 | 0 | 0 | 0 | 0 | 0 | 0 | 0 | 0 | 4.1155 | 1.3718
SPP_S_2_SPP_N | SPP_S | SPP_N | 2020 | B11 | 25 | 0 | 640 | 640 | 640 | 640 | 0 | 0 | 20.2384 | 0.70033 | 0.22553 | 1.1631 | 4.1155 | 1.3718
SPP_S_2_SPP_N | SPP_S | SPP_N | 2020 | B12 | 200 | 0 | 640 | 0 | 0 | 0 | 0 | 0 | 0 | 0 | 0 | 0 | 4.1155 | 1.3718
SPP_S_2_SPP_N | SPP_S | SPP_N | 2020 | B13 | 600 | 0 | 640 | 0 | 0 | 198.56 | 0 | 0 | 0 | 0 | 0 | 0 | 4.1155 | 1.3718
SPP_S_2_SPP_N | SPP_S | SPP_N | 2020 | B14 | 900 | 0 | 640 | 0 | 0 | 640 | 0 | 0 | 0 | 0 | 0.22553 | 0 | 4.1155 | 1.3718
SPP_S_2_SPP_N | SPP_S | SPP_N | 2020 | B15 | 1203 | 0 | 640 | 245.94 | 640 | 640 | 0 | 0 | 0 | 0.70033 | 0.22553 | 0 | 4.1155 | 1.3718
SPP_S_2_SPP_N | SPP_S | SPP_N | 2020 | B16 | 25 | 0 | 640 | 0 | 640 | 640 | 0 | 953.4 | 0 | 0.70033 | 1.365 | 0 | 4.1155 | 1.3718
SPP_S_2_SPP_N | SPP_S | SPP_N | 2020 | B17 | 100 | 0 | 640 | 0 | 0 | 640 | 0 | 613.37 | 0 | 0 | 1.365 | 0 | 4.1155 | 1.3718
SPP_S_2_SPP_N | SPP_S | SPP_N | 2020 | B18 | 400 | 0 | 640 | 0 | 0 | 640 | 0 | 0 | 0 | 0 | 0.22553 | 0 | 4.1155 | 1.3718
SPP_S_2_SPP_N | SPP_S | SPP_N | 2020 | B19 | 700 | 0 | 640 | 0 | 0 | 640 | 0 | 0 | 0 | 0 | 0.07122 | 0 | 4.1155 | 1.3718
SPP_S_2_SPP_N | SPP_S | SPP_N | 2020 | B20 | 935 | 0 | 640 | 0 | 0 | 640 | 0 | 0 | 0 | 0 | 0.22553 | 0 | 4.1155 | 1.3718
SPP_S_2_SPP_N | SPP_S | SPP_N | 2025 | B1 | 10 | 10 | 640 | 640 | 640 | 640 | 11485.98 | 10468.51 | 42.4353 | 5.1041 | 1.6974 | 0.57735 | 5.1201 | 1.7067
SPP_S_2_SPP_N | SPP_S | SPP_N | 2025 | B2 | 25 | 25 | 640 | 640 | 640 | 640 | 3678.64 | 601.47 | 14.5408 | 5.1041 | 1.6974 | 0.49458 | 5.1201 | 1.7067
SPP_S_2_SPP_N | SPP_S | SPP_N | 2025 | B3 | 75 | 0 | 640 | 640 | 0 | 0 | 0 | 0 | 1.282 | 0 | 0 | 0.13081 | 5.1201 | 1.7067
SPP_S_2_SPP_N | SPP_S | SPP_N | 2025 | B4 | 100 | 0 | 640 | 640 | 0 | 0 | 0 | 0 | 2.7895 | 0 | 0 | 0.37952 | 5.1201 | 1.7067
SPP_S_2_SPP_N | SPP_S | SPP_N | 2025 | B5 | 200 | 0 | 640 | 640 | 640 | 104.62 | 0 | 0 | 10.1963 | 3.1812 | 0 | 2.7745 | 5.1201 | 1.7067
SPP_S_2_SPP_N | SPP_S | SPP_N | 2025 | B6 | 300 | 0 | 640 | 640 | 0 | 242.24 | 0 | 0 | 4.8192 | 0 | 0 | 1.967 | 5.1201 | 1.7067
SPP_S_2_SPP_N | SPP_S | SPP_N | 2025 | B7 | 400 | 0 | 640 | 0 | 0 | 0 | 0 | 0 | 0 | 0 | 0 | 0 | 5.1201 | 1.7067
SPP_S_2_SPP_N | SPP_S | SPP_N | 2025 | B8 | 500 | 0 | 640 | 0 | 0 | 0 | 0 | 0 | 0 | 0 | 0 | 0 | 5.1201 | 1.7067
SPP_S_2_SPP_N | SPP_S | SPP_N | 2025 | B9 | 800 | 0 | 640 | 0 | 0 | 0 | 0 | 0 | 0 | 0 | 0 | 0 | 5.1201 | 1.7067
SPP_S_2_SPP_N | SPP_S | SPP_N | 2025 | B10 | 1262 | 0 | 640 | 0 | 0 | 0 | 0 | 0 | 0 | 0 | 0 | 0 | 5.1201 | 1.7067
SPP_S_2_SPP_N | SPP_S | SPP_N | 2025 | B11 | 25 | 0 | 640 | 640 | 0 | 0 | 0 | 0 | 14.79 | 0 | 0 | 0.50306 | 5.1201 | 1.7067
SPP_S_2_SPP_N | SPP_S | SPP_N | 2025 | B12 | 200 | 0 | 640 | 0 | 0 | 0 | 0 | 0 | 0 | 0 | 0 | 0 | 5.1201 | 1.7067
SPP_S_2_SPP_N | SPP_S | SPP_N | 2025 | B13 | 600 | 0 | 640 | 0 | 0 | 0 | 0 | 0 | 0 | 0 | 0 | 0 | 5.1201 | 1.7067
SPP_S_2_SPP_N | SPP_S | SPP_N | 2025 | B14 | 900 | 0 | 640 | 0 | 437.99 | 640 | 0 | 4106.18 | 0 | 0 | 1.6974 | 0 | 5.1201 | 1.7067
SPP_S_2_SPP_N | SPP_S | SPP_N | 2025 | B15 | 1203 | 1203 | 640 | 0 | 640 | 640 | 726.05 | 5789.63 | 0 | 5.1041 | 1.6974 | 0 | 5.1201 | 1.7067
SPP_S_2_SPP_N | SPP_S | SPP_N | 2025 | B16 | 25 | 0 | 640 | 0 | 0 | 164.1 | 0 | 0 | 0 | 0 | 0 | 0 | 5.1201 | 1.7067
SPP_S_2_SPP_N | SPP_S | SPP_N | 2025 | B17 | 100 | 0 | 640 | 0 | 0 | 323.16 | 0 | 0 | 0 | 0 | 0 | 0 | 5.1201 | 1.7067
SPP_S_2_SPP_N | SPP_S | SPP_N | 2025 | B18 | 400 | 0 | 640 | 0 | 0 | 0 | 0 | 0 | 0 | 0 | 0 | 0 | 5.1201 | 1.7067
SPP_S_2_SPP_N | SPP_S | SPP_N | 2025 | B19 | 700 | 0 | 640 | 0 | 0 | 640 | 0 | 304.99 | 0 | 0 | 1.6974 | 0 | 5.1201 | 1.7067
SPP_S_2_SPP_N | SPP_S | SPP_N | 2025 | B20 | 935 | 0 | 640 | 0 | 0 | 640 | 0 | 2797.46 | 0 | 0 | 1.6974 | 0 | 5.1201 | 1.7067
SPP_S_2_SPP_N | SPP_S | SPP_N | 2030 | B1 | 10 | 0 | 640 | 640 | 640 | 0 | 0 | 0 | 49.9846 | 0.26114 | 0 | 0.40473 | 4.2621 | 1.4207
SPP_S_2_SPP_N | SPP_S | SPP_N | 2030 | B2 | 25 | 0 | 640 | 640 | 0 | 0 | 0 | 0 | 7.3831 | 0 | 0 | 0.14946 | 4.2621 | 1.4207
SPP_S_2_SPP_N | SPP_S | SPP_N | 2030 | B3 | 75 | 0 | 640 | 51.78 | 0 | 0 | 0 | 0 | 0 | 0 | 0 | 0 | 4.2621 | 1.4207
SPP_S_2_SPP_N | SPP_S | SPP_N | 2030 | B4 | 100 | 0 | 640 | 640 | 0 | 0 | 0 | 0 | 3.6916 | 0 | 0 | 0.29891 | 4.2621 | 1.4207
SPP_S_2_SPP_N | SPP_S | SPP_N | 2030 | B5 | 200 | 0 | 640 | 640 | 600.44 | 0 | 0 | 0 | 11.9294 | 0 | 0 | 1.9319 | 4.2621 | 1.4207
SPP_S_2_SPP_N | SPP_S | SPP_N | 2030 | B6 | 300 | 0 | 640 | 0 | 0 | 0 | 0 | 0 | 0 | 0 | 0 | 0 | 4.2621 | 1.4207
SPP_S_2_SPP_N | SPP_S | SPP_N | 2030 | B7 | 400 | 0 | 640 | 0 | 0 | 0 | 0 | 0 | 0 | 0 | 0 | 0 | 4.2621 | 1.4207
SPP_S_2_SPP_N | SPP_S | SPP_N | 2030 | B8 | 500 | 0 | 640 | 0 | 0 | 0 | 0 | 0 | 0 | 0 | 0 | 0 | 4.2621 | 1.4207
SPP_S_2_SPP_N | SPP_S | SPP_N | 2030 | B9 | 800 | 0 | 640 | 0 | 0 | 0 | 0 | 0 | 0 | 0 | 0 | 0 | 4.2621 | 1.4207
SPP_S_2_SPP_N | SPP_S | SPP_N | 2030 | B10 | 1262 | 0 | 640 | 0 | 0 | 0 | 0 | 0 | 0 | 0 | 0 | 0 | 4.2621 | 1.4207
SPP_S_2_SPP_N | SPP_S | SPP_N | 2030 | B11 | 25 | 0 | 640 | 0 | 0 | 0 | 0 | 0 | 0 | 0 | 0 | 0 | 4.2621 | 1.4207
SPP_S_2_SPP_N | SPP_S | SPP_N | 2030 | B12 | 200 | 0 | 640 | 0 | 0 | 0 | 0 | 0 | 0 | 0 | 0 | 0 | 4.2621 | 1.4207
SPP_S_2_SPP_N | SPP_S | SPP_N | 2030 | B13 | 600 | 0 | 640 | 0 | 0 | 0 | 0 | 0 | 0 | 0 | 0 | 0 | 4.2621 | 1.4207
SPP_S_2_SPP_N | SPP_S | SPP_N | 2030 | B14 | 900 | 0 | 640 | 640 | 0 | 0 | 0 | 0 | 3.9765 | 0 | 0 | 2.8978 | 4.2621 | 1.4207
SPP_S_2_SPP_N | SPP_S | SPP_N | 2030 | B15 | 1203 | 0 | 640 | 0 | 0 | 0 | 0 | 0 | 0 | 0 | 0 | 0 | 4.2621 | 1.4207
SPP_S_2_SPP_N | SPP_S | SPP_N | 2030 | B16 | 25 | 0 | 640 | 0 | 0 | 0 | 0 | 0 | 0 | 0 | 0 | 0 | 4.2621 | 1.4207
SPP_S_2_SPP_N | SPP_S | SPP_N | 2030 | B17 | 100 | 0 | 640 | 0 | 0 | 0 | 0 | 0 | 0 | 0 | 0 | 0 | 4.2621 | 1.4207
SPP_S_2_SPP_N | SPP_S | SPP_N | 2030 | B18 | 400 | 0 | 640 | 0 | 0 | 0 | 0 | 0 | 0 | 0 | 0 | 0 | 4.2621 | 1.4207
SPP_S_2_SPP_N | SPP_S | SPP_N | 2030 | B19 | 700 | 0 | 640 | 0 | 0 | 0 | 0 | 0 | 0 | 0 | 0 | 0 | 4.2621 | 1.4207
SPP_S_2_SPP_N | SPP_S | SPP_N | 2030 | B20 | 935 | 0 | 640 | 0 | 0 | 0 | 0 | 0 | 0 | 0 | 0 | 0 | 4.2621 | 1.4207
SPP_S_2_SPP_N | SPP_S | SPP_N | 2035 | B1 | 10 | 0 | 640 | 0 | 640 | 640 | 0 | 0 | 0 | 2.4927 | 0.81903 | 0 | 4.6619 | 1.554
SPP_S_2_SPP_N | SPP_S | SPP_N | 2035 | B2 | 25 | 0 | 640 | 640 | 640 | 640 | 0 | 0 | 23.6569 | 2.4927 | 0.81903 | 2.6285 | 4.6619 | 1.554
SPP_S_2_SPP_N | SPP_S | SPP_N | 2035 | B3 | 75 | 0 | 640 | 0 | 0 | 0 | 0 | 0 | 0 | 0 | 0 | 0 | 4.6619 | 1.554
SPP_S_2_SPP_N | SPP_S | SPP_N | 2035 | B4 | 100 | 0 | 640 | 590.89 | 0 | 0 | 0 | 0 | 0 | 0 | 0 | 0 | 4.6619 | 1.554
SPP_S_2_SPP_N | SPP_S | SPP_N | 2035 | B5 | 200 | 0 | 640 | 640 | 576.39 | 640 | 0 | 0 | 4.0358 | 0 | 0.81903 | 3.5874 | 4.6619 | 1.554
SPP_S_2_SPP_N | SPP_S | SPP_N | 2035 | B6 | 300 | 0 | 640 | 0 | 0 | 0 | 0 | 0 | 0 | 0 | 0 | 0 | 4.6619 | 1.554
SPP_S_2_SPP_N | SPP_S | SPP_N | 2035 | B7 | 400 | 0 | 640 | 0 | 0 | 0 | 0 | 0 | 0 | 0 | 0 | 0 | 4.6619 | 1.554
SPP_S_2_SPP_N | SPP_S | SPP_N | 2035 | B8 | 500 | 0 | 640 | 0 | 0 | 0 | 0 | 0 | 0 | 0 | 0 | 0 | 4.6619 | 1.554
SPP_S_2_SPP_N | SPP_S | SPP_N | 2035 | B9 | 800 | 0 | 640 | 0 | 0 | 0 | 0 | 0 | 0 | 0 | 0 | 0 | 4.6619 | 1.554
SPP_S_2_SPP_N | SPP_S | SPP_N | 2035 | B10 | 1262 | 0 | 640 | 0 | 509.65 | 0 | 0 | 0 | 0 | 0 | 0 | 0 | 4.6619 | 1.554
SPP_S_2_SPP_N | SPP_S | SPP_N | 2035 | B11 | 25 | 0 | 640 | 0 | 0 | 0 | 0 | 0 | 0 | 0 | 0 | 0 | 4.6619 | 1.554
SPP_S_2_SPP_N | SPP_S | SPP_N | 2035 | B12 | 200 | 0 | 640 | 0 | 640 | 49.22 | 0 | 0 | 0 | 2.4927 | 0 | 0 | 4.6619 | 1.554
SPP_S_2_SPP_N | SPP_S | SPP_N | 2035 | B13 | 600 | 0 | 640 | 0 | 640 | 640 | 0 | 0 | 0 | 2.4927 | 0.81903 | 0 | 4.6619 | 1.554
SPP_S_2_SPP_N | SPP_S | SPP_N | 2035 | B14 | 900 | 0 | 640 | 0 | 640 | 640 | 0 | 0 | 0 | 2.4927 | 0.81903 | 0 | 4.6619 | 1.554
SPP_S_2_SPP_N | SPP_S | SPP_N | 2035 | B15 | 1203 | 0 | 640 | 0 | 640 | 640 | 0 | 0 | 0 | 2.4927 | 0.81903 | 0 | 4.6619 | 1.554
SPP_S_2_SPP_N | SPP_S | SPP_N | 2035 | B16 | 25 | 0 | 640 | 0 | 640 | 640 | 0 | 0 | 0 | 2.4927 | 0.81903 | 0 | 4.6619 | 1.554
SPP_S_2_SPP_N | SPP_S | SPP_N | 2035 | B17 | 100 | 0 | 640 | 0 | 640 | 640 | 0 | 0 | 0 | 2.4927 | 0.81903 | 0 | 4.6619 | 1.554
SPP_S_2_SPP_N | SPP_S | SPP_N | 2035 | B18 | 400 | 0 | 640 | 0 | 640 | 437.99 | 0 | 0 | 0 | 2.4927 | 0 | 0 | 4.6619 | 1.554
SPP_S_2_SPP_N | SPP_S | SPP_N | 2035 | B19 | 700 | 0 | 640 | 0 | 640 | 640 | 0 | 0 | 0 | 2.4927 | 0.81903 | 0 | 4.6619 | 1.554
SPP_S_2_SPP_N | SPP_S | SPP_N | 2035 | B20 | 935 | 0 | 640 | 0 | 640 | 640 | 0 | 0 | 0 | 2.4927 | 0.81903 | 0 | 4.6619 | 1.554
SPP_S_2_SPP_N | SPP_S | SPP_N | 2040 | B1 | 10 | 10 | 640 | 0 | 640 | 640 | 5388.73 | 0 | 0 | 6.1961 | 0.84277 | 0 | 6.7721 | 2.2574
SPP_S_2_SPP_N | SPP_S | SPP_N | 2040 | B2 | 25 | 0 | 640 | 640 | 640 | 640 | 0 | 0 | 28.5948 | 2.5639 | 0.84277 | 2.1996 | 6.7721 | 2.2574
SPP_S_2_SPP_N | SPP_S | SPP_N | 2040 | B3 | 75 | 0 | 640 | 0 | 0 | 0 | 0 | 0 | 0 | 0 | 0 | 0 | 6.7721 | 2.2574
SPP_S_2_SPP_N | SPP_S | SPP_N | 2040 | B4 | 100 | 0 | 640 | 640 | 194.33 | 640 | 0 | 0 | 12.8433 | 0 | 0.84277 | 3.9518 | 6.7721 | 2.2574
SPP_S_2_SPP_N | SPP_S | SPP_N | 2040 | B5 | 200 | 0 | 640 | 640 | 0 | 640 | 0 | 0 | 4.6768 | 0 | 0.52228 | 2.878 | 6.7721 | 2.2574
SPP_S_2_SPP_N | SPP_S | SPP_N | 2040 | B6 | 300 | 0 | 640 | 0 | 0 | 0 | 0 | 0 | 0 | 0 | 0 | 0 | 6.7721 | 2.2574
SPP_S_2_SPP_N | SPP_S | SPP_N | 2040 | B7 | 400 | 0 | 640 | 0 | 0 | 0 | 0 | 0 | 0 | 0 | 0 | 0 | 6.7721 | 2.2574
SPP_S_2_SPP_N | SPP_S | SPP_N | 2040 | B8 | 500 | 0 | 640 | 0 | 0 | 0 | 0 | 0 | 0 | 0 | 0 | 0 | 6.7721 | 2.2574
SPP_S_2_SPP_N | SPP_S | SPP_N | 2040 | B9 | 800 | 0 | 640 | 0 | 0 | 0 | 0 | 0 | 0 | 0 | 0 | 0 | 6.7721 | 2.2574
SPP_S_2_SPP_N | SPP_S | SPP_N | 2040 | B10 | 1262 | 0 | 640 | 0 | 640 | 93.95 | 0 | 0 | 0 | 2.5639 | 0 | 0 | 6.7721 | 2.2574
SPP_S_2_SPP_N | SPP_S | SPP_N | 2040 | B11 | 25 | 0 | 640 | 0 | 0 | 0 | 0 | 0 | 0 | 0 | 0 | 0 | 6.7721 | 2.2574
SPP_S_2_SPP_N | SPP_S | SPP_N | 2040 | B12 | 200 | 0 | 640 | 0 | 640 | 640 | 0 | 0 | 0 | 2.5639 | 0.84277 | 0 | 6.7721 | 2.2574
SPP_S_2_SPP_N | SPP_S | SPP_N | 2040 | B13 | 600 | 0 | 640 | 0 | 640 | 640 | 0 | 0 | 0 | 2.5639 | 0.84277 | 0 | 6.7721 | 2.2574
SPP_S_2_SPP_N | SPP_S | SPP_N | 2040 | B14 | 900 | 0 | 640 | 0 | 640 | 640 | 0 | 0 | 0 | 2.5639 | 0.84277 | 0 | 6.7721 | 2.2574
SPP_S_2_SPP_N | SPP_S | SPP_N | 2040 | B15 | 1203 | 0 | 640 | 0 | 640 | 640 | 0 | 0 | 0 | 2.5639 | 0.84277 | 0 | 6.7721 | 2.2574
SPP_S_2_SPP_N | SPP_S | SPP_N | 2040 | B16 | 25 | 0 | 640 | 0 | 640 | 640 | 0 | 0 | 0 | 2.5639 | 0.84277 | 0 | 6.7721 | 2.2574
SPP_S_2_SPP_N | SPP_S | SPP_N | 2040 | B17 | 100 | 0 | 640 | 0 | 640 | 640 | 0 | 0 | 0 | 2.5639 | 0.84277 | 0 | 6.7721 | 2.2574
SPP_S_2_SPP_N | SPP_S | SPP_N | 2040 | B18 | 400 | 0 | 640 | 0 | 640 | 640 | 0 | 0 | 0 | 2.5639 | 0.84277 | 0 | 6.7721 | 2.2574
SPP_S_2_SPP_N | SPP_S | SPP_N | 2040 | B19 | 700 | 0 | 640 | 0 | 640 | 640 | 0 | 0 | 0 | 2.5639 | 0.84277 | 0 | 6.7721 | 2.2574
SPP_S_2_SPP_N | SPP_S | SPP_N | 2040 | B20 | 935 | 0 | 640 | 0 | 640 | 640 | 0 | 0 | 0 | 2.5639 | 0.84277 | 0 | 6.7721 | 2.2574
SPP_S_2_SPP_N | SPP_S | SPP_N | 2045 | B1 | 10 | 10 | 640 | 0 | 640 | 640 | 5825.12 | 0 | 0 | 4.7836 | 0.80716 | 0 | 3.9937 | 1.3312
SPP_S_2_SPP_N | SPP_S | SPP_N | 2045 | B2 | 25 | 0 | 640 | 640 | 640 | 640 | 0 | 0 | 9.1993 | 2.4571 | 0.80716 | 1.8399 | 3.9937 | 1.3312
SPP_S_2_SPP_N | SPP_S | SPP_N | 2045 | B3 | 75 | 0 | 640 | 0 | 287.56 | 0 | 0 | 0 | 0 | 0 | 0 | 0 | 3.9937 | 1.3312
SPP_S_2_SPP_N | SPP_S | SPP_N | 2045 | B4 | 100 | 0 | 640 | 640 | 640 | 640 | 0 | 0 | 4.3563 | 2.4571 | 0.80716 | 3.485 | 3.9937 | 1.3312
SPP_S_2_SPP_N | SPP_S | SPP_N | 2045 | B5 | 200 | 0 | 640 | 0 | 0 | 0 | 0 | 0 | 0 | 0 | 0 | 0 | 3.9937 | 1.3312
SPP_S_2_SPP_N | SPP_S | SPP_N | 2045 | B6 | 300 | 0 | 640 | 0 | 0 | 0 | 0 | 0 | 0 | 0 | 0 | 0 | 3.9937 | 1.3312
SPP_S_2_SPP_N | SPP_S | SPP_N | 2045 | B7 | 400 | 0 | 640 | 0 | 0 | 0 | 0 | 0 | 0 | 0 | 0 | 0 | 3.9937 | 1.3312
SPP_S_2_SPP_N | SPP_S | SPP_N | 2045 | B8 | 500 | 0 | 640 | 0 | 0 | 0 | 0 | 0 | 0 | 0 | 0 | 0 | 3.9937 | 1.3312
SPP_S_2_SPP_N | SPP_S | SPP_N | 2045 | B9 | 800 | 0 | 640 | 0 | 0 | 0 | 0 | 0 | 0 | 0 | 0 | 0 | 3.9937 | 1.3312
SPP_S_2_SPP_N | SPP_S | SPP_N | 2045 | B10 | 1262 | 0 | 640 | 0 | 640 | 640 | 0 | 0 | 0 | 2.4571 | 1.187 | 0 | 3.9937 | 1.3312
SPP_S_2_SPP_N | SPP_S | SPP_N | 2045 | B11 | 25 | 0 | 640 | 0 | 0 | 0 | 0 | 0 | 0 | 0 | 0 | 0 | 3.9937 | 1.3312
SPP_S_2_SPP_N | SPP_S | SPP_N | 2045 | B12 | 200 | 0 | 640 | 0 | 640 | 640 | 0 | 0 | 0 | 2.4571 | 0.80716 | 0 | 3.9937 | 1.3312
SPP_S_2_SPP_N | SPP_S | SPP_N | 2045 | B13 | 600 | 0 | 640 | 0 | 640 | 640 | 0 | 0 | 0 | 2.4571 | 0.80716 | 0 | 3.9937 | 1.3312
SPP_S_2_SPP_N | SPP_S | SPP_N | 2045 | B14 | 900 | 0 | 640 | 0 | 640 | 640 | 0 | 0 | 0 | 2.4571 | 0.80716 | 0 | 3.9937 | 1.3312
SPP_S_2_SPP_N | SPP_S | SPP_N | 2045 | B15 | 1203 | 0 | 640 | 0 | 640 | 0 | 0 | 0 | 0 | 0.15431 | 0 | 0 | 3.9937 | 1.3312
SPP_S_2_SPP_N | SPP_S | SPP_N | 2045 | B16 | 25 | 0 | 640 | 0 | 640 | 640 | 0 | 0 | 0 | 2.4571 | 0.80716 | 0 | 3.9937 | 1.3312
SPP_S_2_SPP_N | SPP_S | SPP_N | 2045 | B17 | 100 | 0 | 640 | 0 | 640 | 640 | 0 | 0 | 0 | 2.4571 | 0.80716 | 0 | 3.9937 | 1.3312
SPP_S_2_SPP_N | SPP_S | SPP_N | 2045 | B18 | 400 | 0 | 640 | 0 | 640 | 640 | 0 | 0 | 0 | 2.4571 | 0.80716 | 0 | 3.9937 | 1.3312
SPP_S_2_SPP_N | SPP_S | SPP_N | 2045 | B19 | 700 | 0 | 640 | 0 | 640 | 640 | 0 | 0 | 0 | 2.4571 | 0.80716 | 0 | 3.9937 | 1.3312
SPP_S_2_SPP_N | SPP_S | SPP_N | 2045 | B20 | 935 | 0 | 640 | 0 | 640 | 640 | 0 | 0 | 0 | 0.15431 | 0.60537 | 0 | 3.9937 | 1.3312
SPP_S_2_SPP_N | SPP_S | SPP_N | 2050 | B1 | 10 | 0 | 640 | 0 | 640 | 640 | 0 | 0 | 0 | 2.3384 | 0.30862 | 0 | 37.5525 | 12.5175
SPP_S_2_SPP_N | SPP_S | SPP_N | 2050 | B2 | 25 | 0 | 640 | 640 | 640 | 640 | 0 | 0 | 211.8914 | 0.93773 | 0.30862 | 42.3783 | 37.5525 | 12.5175
SPP_S_2_SPP_N | SPP_S | SPP_N | 2050 | B3 | 75 | 0 | 640 | 611.72 | 448.14 | 7.47 | 0 | 0 | 0 | 0 | 0 | 0 | 37.5525 | 12.5175
SPP_S_2_SPP_N | SPP_S | SPP_N | 2050 | B4 | 100 | 0 | 640 | 640 | 0 | 0 | 0 | 0 | 9.6147 | 0 | 0 | 7.6918 | 37.5525 | 12.5175
SPP_S_2_SPP_N | SPP_S | SPP_N | 2050 | B5 | 200 | 0 | 640 | 0 | 0 | 0 | 0 | 0 | 0 | 0 | 0 | 0 | 37.5525 | 12.5175
SPP_S_2_SPP_N | SPP_S | SPP_N | 2050 | B6 | 300 | 0 | 640 | 0 | 0 | 0 | 0 | 0 | 0 | 0 | 0 | 0 | 37.5525 | 12.5175
SPP_S_2_SPP_N | SPP_S | SPP_N | 2050 | B7 | 400 | 0 | 640 | 0 | 0 | 0 | 0 | 0 | 0 | 0 | 0 | 0 | 37.5525 | 12.5175
SPP_S_2_SPP_N | SPP_S | SPP_N | 2050 | B8 | 500 | 0 | 640 | 0 | 0 | 0 | 0 | 0 | 0 | 0 | 0 | 0 | 37.5525 | 12.5175
SPP_S_2_SPP_N | SPP_S | SPP_N | 2050 | B9 | 800 | 0 | 640 | 0 | 0 | 0 | 0 | 0 | 0 | 0 | 0 | 0 | 37.5525 | 12.5175
SPP_S_2_SPP_N | SPP_S | SPP_N | 2050 | B10 | 1262 | 0 | 640 | 0 | 0 | 640 | 0 | 0 | 0 | 0 | 0.21366 | 0 | 37.5525 | 12.5175
SPP_S_2_SPP_N | SPP_S | SPP_N | 2050 | B11 | 25 | 0 | 640 | 0 | 0 | 0 | 0 | 0 | 0 | 0 | 0 | 0 | 37.5525 | 12.5175
SPP_S_2_SPP_N | SPP_S | SPP_N | 2050 | B12 | 200 | 0 | 640 | 0 | 640 | 640 | 0 | 0 | 0 | 0.93773 | 0.30862 | 0 | 37.5525 | 12.5175
SPP_S_2_SPP_N | SPP_S | SPP_N | 2050 | B13 | 600 | 0 | 640 | 0 | 640 | 640 | 0 | 0 | 0 | 0.93773 | 0.30862 | 0 | 37.5525 | 12.5175
SPP_S_2_SPP_N | SPP_S | SPP_N | 2050 | B14 | 900 | 0 | 640 | 0 | 0 | 640 | 0 | 0 | 0 | 0 | 2.0654 | 0 | 37.5525 | 12.5175
SPP_S_2_SPP_N | SPP_S | SPP_N | 2050 | B15 | 1203 | 0 | 640 | 0 | 0 | 0 | 0 | 0 | 0 | 0 | 0 | 0 | 37.5525 | 12.5175
SPP_S_2_SPP_N | SPP_S | SPP_N | 2050 | B16 | 25 | 0 | 640 | 0 | 640 | 640 | 0 | 0 | 0 | 0.93773 | 0.30862 | 0 | 37.5525 | 12.5175
SPP_S_2_SPP_N | SPP_S | SPP_N | 2050 | B17 | 100 | 0 | 640 | 0 | 640 | 640 | 0 | 0 | 0 | 0.93773 | 0.30862 | 0 | 37.5525 | 12.5175
SPP_S_2_SPP_N | SPP_S | SPP_N | 2050 | B18 | 400 | 0 | 640 | 0 | 640 | 640 | 0 | 0 | 0 | 0.93773 | 0.30862 | 0 | 37.5525 | 12.5175
SPP_S_2_SPP_N | SPP_S | SPP_N | 2050 | B19 | 700 | 0 | 640 | 0 | 640 | 640 | 0 | 0 | 0 | 0.93773 | 1.5668 | 0 | 37.5525 | 12.5175
SPP_S_2_SPP_N | SPP_S | SPP_N | 2050 | B20 | 935 | 0 | 640 | 0 | 0 | 401.4 | 0 | 0 | 0 | 0 | 0 | 0 | 37.5525 | 12.5175
TVA_2_ENT | TVA | ENT | 2015 | B1 | 10 | 0 | 500 | 0 | 0 | 0 | 0 | 0 | 0 | 0 | 0 | 0 | 0 | 0
TVA_2_ENT | TVA | ENT | 2015 | B2 | 25 | 0 | 500 | 0 | 0 | 0 | 0 | 0 | 0 | 0 | 0 | 0 | 0 | 0
TVA_2_ENT | TVA | ENT | 2015 | B3 | 75 | 0 | 500 | 0 | 0 | 0 | 0 | 0 | 0 | 0 | 0 | 0 | 0 | 0
TVA_2_ENT | TVA | ENT | 2015 | B4 | 100 | 0 | 500 | 0 | 0 | 0 | 0 | 0 | 0 | 0 | 0 | 0 | 0 | 0
TVA_2_ENT | TVA | ENT | 2015 | B5 | 200 | 0 | 500 | 0 | 0 | 0 | 0 | 0 | 0 | 0 | 0 | 0 | 0 | 0
TVA_2_ENT | TVA | ENT | 2015 | B6 | 300 | 0 | 500 | 0 | 0 | 0 | 0 | 0 | 0 | 0 | 0 | 0 | 0 | 0
TVA_2_ENT | TVA | ENT | 2015 | B7 | 400 | 0 | 500 | 0 | 0 | 0 | 0 | 0 | 0 | 0 | 0 | 0 | 0 | 0
TVA_2_ENT | TVA | ENT | 2015 | B8 | 500 | 0 | 500 | 0 | 0 | 0 | 0 | 0 | 0 | 0 | 0 | 0 | 0 | 0
TVA_2_ENT | TVA | ENT | 2015 | B9 | 800 | 0 | 500 | 0 | 0 | 0 | 0 | 0 | 0 | 0 | 0 | 0 | 0 | 0
TVA_2_ENT | TVA | ENT | 2015 | B10 | 1262 | 0 | 500 | 0 | 0 | 0 | 0 | 0 | 0 | 0 | 0 | 0 | 0 | 0
TVA_2_ENT | TVA | ENT | 2015 | B11 | 25 | 0 | 500 | 0 | 0 | 0 | 0 | 0 | 0 | 0 | 0 | 0 | 0 | 0
TVA_2_ENT | TVA | ENT | 2015 | B12 | 200 | 0 | 500 | 0 | 0 | 0 | 0 | 0 | 0 | 0 | 0 | 0 | 0 | 0
TVA_2_ENT | TVA | ENT | 2015 | B13 | 600 | 0 | 500 | 0 | 0 | 0 | 0 | 0 | 0 | 0 | 0 | 0 | 0 | 0
TVA_2_ENT | TVA | ENT | 2015 | B14 | 900 | 0 | 500 | 0 | 0 | 0 | 0 | 0 | 0 | 0 | 0 | 0 | 0 | 0
TVA_2_ENT | TVA | ENT | 2015 | B15 | 1203 | 0 | 500 | 0 | 0 | 0 | 0 | 0 | 0 | 0 | 0 | 0 | 0 | 0
TVA_2_ENT | TVA | ENT | 2015 | B16 | 25 | 0 | 500 | 0 | 0 | 0 | 0 | 0 | 0 | 0 | 0 | 0 | 0 | 0
TVA_2_ENT | TVA | ENT | 2015 | B17 | 100 | 0 | 500 | 0 | 0 | 0 | 0 | 0 | 0 | 0 | 0 | 0 | 0 | 0
TVA_2_ENT | TVA | ENT | 2015 | B18 | 400 | 0 | 500 | 0 | 0 | 0 | 0 | 0 | 0 | 0 | 0 | 0 | 0 | 0
TVA_2_ENT | TVA | ENT | 2015 | B19 | 700 | 0 | 500 | 0 | 0 | 0 | 0 | 0 | 0 | 0 | 0 | 0 | 0 | 0
TVA_2_ENT | TVA | ENT | 2015 | B20 | 935 | 0 | 500 | 0 | 0 | 0 | 0 | 0 | 0 | 0 | 0 | 0 | 0 | 0
TVA_2_ENT | TVA | ENT | 2020 | B1 | 10 | 0 | 500 | 0 | 0 | 0 | 0 | 0 | 0 | 0 | 0 | 0 | 0 | 0
TVA_2_ENT | TVA | ENT | 2020 | B2 | 25 | 0 | 500 | 0 | 0 | 0 | 0 | 0 | 0 | 0 | 0 | 0 | 0 | 0
TVA_2_ENT | TVA | ENT | 2020 | B3 | 75 | 0 | 500 | 0 | 0 | 0 | 0 | 0 | 0 | 0 | 0 | 0 | 0 | 0
TVA_2_ENT | TVA | ENT | 2020 | B4 | 100 | 0 | 500 | 0 | 0 | 0 | 0 | 0 | 0 | 0 | 0 | 0 | 0 | 0
TVA_2_ENT | TVA | ENT | 2020 | B5 | 200 | 0 | 500 | 0 | 0 | 0 | 0 | 0 | 0 | 0 | 0 | 0 | 0 | 0
TVA_2_ENT | TVA | ENT | 2020 | B6 | 300 | 0 | 500 | 0 | 0 | 0 | 0 | 0 | 0 | 0 | 0 | 0 | 0 | 0
TVA_2_ENT | TVA | ENT | 2020 | B7 | 400 | 0 | 500 | 0 | 0 | 0 | 0 | 0 | 0 | 0 | 0 | 0 | 0 | 0
TVA_2_ENT | TVA | ENT | 2020 | B8 | 500 | 0 | 500 | 0 | 0 | 0 | 0 | 0 | 0 | 0 | 0 | 0 | 0 | 0
TVA_2_ENT | TVA | ENT | 2020 | B9 | 800 | 0 | 500 | 0 | 0 | 0 | 0 | 0 | 0 | 0 | 0 | 0 | 0 | 0
TVA_2_ENT | TVA | ENT | 2020 | B10 | 1262 | 0 | 500 | 0 | 0 | 0 | 0 | 0 | 0 | 0 | 0 | 0 | 0 | 0
TVA_2_ENT | TVA | ENT | 2020 | B11 | 25 | 0 | 500 | 0 | 0 | 0 | 0 | 0 | 0 | 0 | 0 | 0 | 0 | 0
TVA_2_ENT | TVA | ENT | 2020 | B12 | 200 | 0 | 500 | 0 | 0 | 0 | 0 | 0 | 0 | 0 | 0 | 0 | 0 | 0
TVA_2_ENT | TVA | ENT | 2020 | B13 | 600 | 0 | 500 | 0 | 0 | 0 | 0 | 0 | 0 | 0 | 0 | 0 | 0 | 0
TVA_2_ENT | TVA | ENT | 2020 | B14 | 900 | 0 | 500 | 0 | 0 | 0 | 0 | 0 | 0 | 0 | 0 | 0 | 0 | 0
TVA_2_ENT | TVA | ENT | 2020 | B15 | 1203 | 0 | 500 | 0 | 0 | 0 | 0 | 0 | 0 | 0 | 0 | 0 | 0 | 0
TVA_2_ENT | TVA | ENT | 2020 | B16 | 25 | 0 | 500 | 0 | 0 | 0 | 0 | 0 | 0 | 0 | 0 | 0 | 0 | 0
TVA_2_ENT | TVA | ENT | 2020 | B17 | 100 | 0 | 500 | 0 | 0 | 0 | 0 | 0 | 0 | 0 | 0 | 0 | 0 | 0
TVA_2_ENT | TVA | ENT | 2020 | B18 | 400 | 0 | 500 | 0 | 0 | 0 | 0 | 0 | 0 | 0 | 0 | 0 | 0 | 0
TVA_2_ENT | TVA | ENT | 2020 | B19 | 700 | 0 | 500 | 0 | 0 | 0 | 0 | 0 | 0 | 0 | 0 | 0 | 0 | 0
TVA_2_ENT | TVA | ENT | 2020 | B20 | 935 | 0 | 500 | 0 | 0 | 0 | 0 | 0 | 0 | 0 | 0 | 0 | 0 | 0
TVA_2_ENT | TVA | ENT | 2025 | B1 | 10 | 0 | 500 | 0 | 0 | 0 | 0 | 0 | 0 | 0 | 0 | 0 | 0 | 0
TVA_2_ENT | TVA | ENT | 2025 | B2 | 25 | 0 | 500 | 0 | 0 | 0 | 0 | 0 | 0 | 0 | 0 | 0 | 0 | 0
TVA_2_ENT | TVA | ENT | 2025 | B3 | 75 | 0 | 500 | 0 | 0 | 0 | 0 | 0 | 0 | 0 | 0 | 0 | 0 | 0
TVA_2_ENT | TVA | ENT | 2025 | B4 | 100 | 0 | 500 | 0 | 0 | 0 | 0 | 0 | 0 | 0 | 0 | 0 | 0 | 0
TVA_2_ENT | TVA | ENT | 2025 | B5 | 200 | 0 | 500 | 0 | 0 | 0 | 0 | 0 | 0 | 0 | 0 | 0 | 0 | 0
TVA_2_ENT | TVA | ENT | 2025 | B6 | 300 | 0 | 500 | 0 | 0 | 0 | 0 | 0 | 0 | 0 | 0 | 0 | 0 | 0
TVA_2_ENT | TVA | ENT | 2025 | B7 | 400 | 0 | 500 | 0 | 0 | 0 | 0 | 0 | 0 | 0 | 0 | 0 | 0 | 0
TVA_2_ENT | TVA | ENT | 2025 | B8 | 500 | 0 | 500 | 0 | 0 | 0 | 0 | 0 | 0 | 0 | 0 | 0 | 0 | 0
TVA_2_ENT | TVA | ENT | 2025 | B9 | 800 | 0 | 500 | 0 | 0 | 0 | 0 | 0 | 0 | 0 | 0 | 0 | 0 | 0
TVA_2_ENT | TVA | ENT | 2025 | B10 | 1262 | 0 | 500 | 0 | 0 | 0 | 0 | 0 | 0 | 0 | 0 | 0 | 0 | 0
TVA_2_ENT | TVA | ENT | 2025 | B11 | 25 | 0 | 500 | 0 | 0 | 0 | 0 | 0 | 0 | 0 | 0 | 0 | 0 | 0
TVA_2_ENT | TVA | ENT | 2025 | B12 | 200 | 0 | 500 | 0 | 0 | 0 | 0 | 0 | 0 | 0 | 0 | 0 | 0 | 0
TVA_2_ENT | TVA | ENT | 2025 | B13 | 600 | 0 | 500 | 0 | 0 | 0 | 0 | 0 | 0 | 0 | 0 | 0 | 0 | 0
TVA_2_ENT | TVA | ENT | 2025 | B14 | 900 | 0 | 500 | 0 | 0 | 0 | 0 | 0 | 0 | 0 | 0 | 0 | 0 | 0
TVA_2_ENT | TVA | ENT | 2025 | B15 | 1203 | 0 | 500 | 0 | 0 | 0 | 0 | 0 | 0 | 0 | 0 | 0 | 0 | 0
TVA_2_ENT | TVA | ENT | 2025 | B16 | 25 | 0 | 500 | 0 | 0 | 0 | 0 | 0 | 0 | 0 | 0 | 0 | 0 | 0
TVA_2_ENT | TVA | ENT | 2025 | B17 | 100 | 0 | 500 | 0 | 0 | 0 | 0 | 0 | 0 | 0 | 0 | 0 | 0 | 0
TVA_2_ENT | TVA | ENT | 2025 | B18 | 400 | 0 | 500 | 0 | 0 | 0 | 0 | 0 | 0 | 0 | 0 | 0 | 0 | 0
TVA_2_ENT | TVA | ENT | 2025 | B19 | 700 | 0 | 500 | 0 | 0 | 0 | 0 | 0 | 0 | 0 | 0 | 0 | 0 | 0
TVA_2_ENT | TVA | ENT | 2025 | B20 | 935 | 0 | 500 | 0 | 0 | 0 | 0 | 0 | 0 | 0 | 0 | 0 | 0 | 0
TVA_2_ENT | TVA | ENT | 2030 | B1 | 10 | 0 | 500 | 0 | 0 | 0 | 0 | 0 | 0 | 0 | 0 | 0 | 0 | 0
TVA_2_ENT | TVA | ENT | 2030 | B2 | 25 | 0 | 500 | 0 | 0 | 0 | 0 | 0 | 0 | 0 | 0 | 0 | 0 | 0
TVA_2_ENT | TVA | ENT | 2030 | B3 | 75 | 0 | 500 | 0 | 0 | 0 | 0 | 0 | 0 | 0 | 0 | 0 | 0 | 0
TVA_2_ENT | TVA | ENT | 2030 | B4 | 100 | 0 | 500 | 0 | 0 | 0 | 0 | 0 | 0 | 0 | 0 | 0 | 0 | 0
TVA_2_ENT | TVA | ENT | 2030 | B5 | 200 | 0 | 500 | 0 | 0 | 0 | 0 | 0 | 0 | 0 | 0 | 0 | 0 | 0
TVA_2_ENT | TVA | ENT | 2030 | B6 | 300 | 0 | 500 | 0 | 0 | 0 | 0 | 0 | 0 | 0 | 0 | 0 | 0 | 0
TVA_2_ENT | TVA | ENT | 2030 | B7 | 400 | 0 | 500 | 0 | 0 | 0 | 0 | 0 | 0 | 0 | 0 | 0 | 0 | 0
TVA_2_ENT | TVA | ENT | 2030 | B8 | 500 | 0 | 500 | 0 | 0 | 0 | 0 | 0 | 0 | 0 | 0 | 0 | 0 | 0
TVA_2_ENT | TVA | ENT | 2030 | B9 | 800 | 0 | 500 | 0 | 0 | 0 | 0 | 0 | 0 | 0 | 0 | 0 | 0 | 0
TVA_2_ENT | TVA | ENT | 2030 | B10 | 1262 | 0 | 500 | 0 | 0 | 0 | 0 | 0 | 0 | 0 | 0 | 0 | 0 | 0
TVA_2_ENT | TVA | ENT | 2030 | B11 | 25 | 0 | 500 | 0 | 0 | 0 | 0 | 0 | 0 | 0 | 0 | 0 | 0 | 0
TVA_2_ENT | TVA | ENT | 2030 | B12 | 200 | 0 | 500 | 0 | 0 | 0 | 0 | 0 | 0 | 0 | 0 | 0 | 0 | 0
TVA_2_ENT | TVA | ENT | 2030 | B13 | 600 | 0 | 500 | 0 | 0 | 0 | 0 | 0 | 0 | 0 | 0 | 0 | 0 | 0
TVA_2_ENT | TVA | ENT | 2030 | B14 | 900 | 0 | 500 | 0 | 0 | 0 | 0 | 0 | 0 | 0 | 0 | 0 | 0 | 0
TVA_2_ENT | TVA | ENT | 2030 | B15 | 1203 | 0 | 500 | 0 | 0 | 0 | 0 | 0 | 0 | 0 | 0 | 0 | 0 | 0
TVA_2_ENT | TVA | ENT | 2030 | B16 | 25 | 0 | 500 | 0 | 0 | 0 | 0 | 0 | 0 | 0 | 0 | 0 | 0 | 0
TVA_2_ENT | TVA | ENT | 2030 | B17 | 100 | 0 | 500 | 0 | 0 | 0 | 0 | 0 | 0 | 0 | 0 | 0 | 0 | 0
TVA_2_ENT | TVA | ENT | 2030 | B18 | 400 | 0 | 500 | 0 | 0 | 0 | 0 | 0 | 0 | 0 | 0 | 0 | 0 | 0
TVA_2_ENT | TVA | ENT | 2030 | B19 | 700 | 0 | 500 | 0 | 0 | 0 | 0 | 0 | 0 | 0 | 0 | 0 | 0 | 0
TVA_2_ENT | TVA | ENT | 2030 | B20 | 935 | 0 | 500 | 0 | 0 | 0 | 0 | 0 | 0 | 0 | 0 | 0 | 0 | 0
TVA_2_ENT | TVA | ENT | 2035 | B1 | 10 | 0 | 500 | 0 | 0 | 0 | 0 | 0 | 0 | 0 | 0 | 0 | 5.5759 | 1.8586
TVA_2_ENT | TVA | ENT | 2035 | B2 | 25 | 0 | 500 | 0 | 0 | 0 | 0 | 0 | 0 | 0 | 0 | 0 | 5.5759 | 1.8586
TVA_2_ENT | TVA | ENT | 2035 | B3 | 75 | 0 | 500 | 0 | 0 | 0 | 0 | 0 | 0 | 0 | 0 | 0 | 5.5759 | 1.8586
TVA_2_ENT | TVA | ENT | 2035 | B4 | 100 | 0 | 500 | 0 | 0 | 0 | 0 | 0 | 0 | 0 | 0 | 0 | 5.5759 | 1.8586
TVA_2_ENT | TVA | ENT | 2035 | B5 | 200 | 0 | 500 | 0 | 0 | 0 | 0 | 0 | 0 | 0 | 0 | 0 | 5.5759 | 1.8586
TVA_2_ENT | TVA | ENT | 2035 | B6 | 300 | 0 | 500 | 0 | 0 | 0 | 0 | 0 | 0 | 0 | 0 | 0 | 5.5759 | 1.8586
TVA_2_ENT | TVA | ENT | 2035 | B7 | 400 | 0 | 500 | 500 | 322.08 | 0 | 0 | 0 | 6.6235 | 0 | 0 | 2.9438 | 5.5759 | 1.8586
TVA_2_ENT | TVA | ENT | 2035 | B8 | 500 | 0 | 500 | 500 | 188.08 | 100.01 | 0 | 0 | 8.0835 | 0 | 0 | 4.4908 | 5.5759 | 1.8586
TVA_2_ENT | TVA | ENT | 2035 | B9 | 800 | 0 | 500 | 0 | 0 | 0 | 0 | 0 | 0 | 0 | 0 | 0 | 5.5759 | 1.8586
TVA_2_ENT | TVA | ENT | 2035 | B10 | 1262 | 0 | 500 | 0 | 0 | 0 | 0 | 0 | 0 | 0 | 0 | 0 | 5.5759 | 1.8586
TVA_2_ENT | TVA | ENT | 2035 | B11 | 25 | 0 | 500 | 0 | 0 | 0 | 0 | 0 | 0 | 0 | 0 | 0 | 5.5759 | 1.8586
TVA_2_ENT | TVA | ENT | 2035 | B12 | 200 | 0 | 500 | 0 | 0 | 0 | 0 | 0 | 0 | 0 | 0 | 0 | 5.5759 | 1.8586
TVA_2_ENT | TVA | ENT | 2035 | B13 | 600 | 0 | 500 | 0 | 0 | 0 | 0 | 0 | 0 | 0 | 0 | 0 | 5.5759 | 1.8586
TVA_2_ENT | TVA | ENT | 2035 | B14 | 900 | 0 | 500 | 0 | 0 | 0 | 0 | 0 | 0 | 0 | 0 | 0 | 5.5759 | 1.8586
TVA_2_ENT | TVA | ENT | 2035 | B15 | 1203 | 0 | 500 | 0 | 0 | 0 | 0 | 0 | 0 | 0 | 0 | 0 | 5.5759 | 1.8586
TVA_2_ENT | TVA | ENT | 2035 | B16 | 25 | 0 | 500 | 0 | 0 | 0 | 0 | 0 | 0 | 0 | 0 | 0 | 5.5759 | 1.8586
TVA_2_ENT | TVA | ENT | 2035 | B17 | 100 | 0 | 500 | 0 | 0 | 0 | 0 | 0 | 0 | 0 | 0 | 0 | 5.5759 | 1.8586
TVA_2_ENT | TVA | ENT | 2035 | B18 | 400 | 0 | 500 | 0 | 0 | 0 | 0 | 0 | 0 | 0 | 0 | 0 | 5.5759 | 1.8586
TVA_2_ENT | TVA | ENT | 2035 | B19 | 700 | 0 | 500 | 0 | 0 | 0 | 0 | 0 | 0 | 0 | 0 | 0 | 5.5759 | 1.8586
TVA_2_ENT | TVA | ENT | 2035 | B20 | 935 | 0 | 500 | 0 | 0 | 0 | 0 | 0 | 0 | 0 | 0 | 0 | 5.5759 | 1.8586
TVA_2_ENT | TVA | ENT | 2040 | B1 | 10 | 0 | 500 | 0 | 0 | 0 | 0 | 0 | 0 | 0 | 0 | 0 | 0 | 0
TVA_2_ENT | TVA | ENT | 2040 | B2 | 25 | 0 | 500 | 0 | 0 | 0 | 0 | 0 | 0 | 0 | 0 | 0 | 0 | 0
TVA_2_ENT | TVA | ENT | 2040 | B3 | 75 | 0 | 500 | 0 | 0 | 0 | 0 | 0 | 0 | 0 | 0 | 0 | 0 | 0
TVA_2_ENT | TVA | ENT | 2040 | B4 | 100 | 0 | 500 | 0 | 0 | 0 | 0 | 0 | 0 | 0 | 0 | 0 | 0 | 0
TVA_2_ENT | TVA | ENT | 2040 | B5 | 200 | 0 | 500 | 0 | 0 | 0 | 0 | 0 | 0 | 0 | 0 | 0 | 0 | 0
TVA_2_ENT | TVA | ENT | 2040 | B6 | 300 | 0 | 500 | 0 | 0 | 0 | 0 | 0 | 0 | 0 | 0 | 0 | 0 | 0
TVA_2_ENT | TVA | ENT | 2040 | B7 | 400 | 0 | 500 | 202.89 | 0 | 0 | 0 | 0 | 0 | 0 | 0 | 0 | 0 | 0
TVA_2_ENT | TVA | ENT | 2040 | B8 | 500 | 0 | 500 | 0 | 0 | 0 | 0 | 0 | 0 | 0 | 0 | 0 | 0 | 0
TVA_2_ENT | TVA | ENT | 2040 | B9 | 800 | 0 | 500 | 0 | 0 | 0 | 0 | 0 | 0 | 0 | 0 | 0 | 0 | 0
TVA_2_ENT | TVA | ENT | 2040 | B10 | 1262 | 0 | 500 | 0 | 0 | 0 | 0 | 0 | 0 | 0 | 0 | 0 | 0 | 0
TVA_2_ENT | TVA | ENT | 2040 | B11 | 25 | 0 | 500 | 0 | 0 | 0 | 0 | 0 | 0 | 0 | 0 | 0 | 0 | 0
TVA_2_ENT | TVA | ENT | 2040 | B12 | 200 | 0 | 500 | 0 | 0 | 0 | 0 | 0 | 0 | 0 | 0 | 0 | 0 | 0
TVA_2_ENT | TVA | ENT | 2040 | B13 | 600 | 0 | 500 | 0 | 0 | 0 | 0 | 0 | 0 | 0 | 0 | 0 | 0 | 0
TVA_2_ENT | TVA | ENT | 2040 | B14 | 900 | 0 | 500 | 0 | 0 | 0 | 0 | 0 | 0 | 0 | 0 | 0 | 0 | 0
TVA_2_ENT | TVA | ENT | 2040 | B15 | 1203 | 0 | 500 | 0 | 0 | 0 | 0 | 0 | 0 | 0 | 0 | 0 | 0 | 0
TVA_2_ENT | TVA | ENT | 2040 | B16 | 25 | 0 | 500 | 0 | 0 | 0 | 0 | 0 | 0 | 0 | 0 | 0 | 0 | 0
TVA_2_ENT | TVA | ENT | 2040 | B17 | 100 | 0 | 500 | 0 | 0 | 0 | 0 | 0 | 0 | 0 | 0 | 0 | 0 | 0
TVA_2_ENT | TVA | ENT | 2040 | B18 | 400 | 0 | 500 | 0 | 0 | 0 | 0 | 0 | 0 | 0 | 0 | 0 | 0 | 0
TVA_2_ENT | TVA | ENT | 2040 | B19 | 700 | 0 | 500 | 0 | 0 | 0 | 0 | 0 | 0 | 0 | 0 | 0 | 0 | 0
TVA_2_ENT | TVA | ENT | 2040 | B20 | 935 | 0 | 500 | 0 | 0 | 0 | 0 | 0 | 0 | 0 | 0 | 0 | 0 | 0
TVA_2_ENT | TVA | ENT | 2045 | B1 | 10 | 0 | 500 | 0 | 0 | 0 | 0 | 0 | 0 | 0 | 0 | 0 | 4.2287 | 1.4096
TVA_2_ENT | TVA | ENT | 2045 | B2 | 25 | 0 | 500 | 0 | 0 | 0 | 0 | 0 | 0 | 0 | 0 | 0 | 4.2287 | 1.4096
TVA_2_ENT | TVA | ENT | 2045 | B3 | 75 | 0 | 500 | 0 | 0 | 0 | 0 | 0 | 0 | 0 | 0 | 0 | 4.2287 | 1.4096
TVA_2_ENT | TVA | ENT | 2045 | B4 | 100 | 0 | 500 | 0 | 0 | 0 | 0 | 0 | 0 | 0 | 0 | 0 | 4.2287 | 1.4096
TVA_2_ENT | TVA | ENT | 2045 | B5 | 200 | 0 | 500 | 0 | 0 | 0 | 0 | 0 | 0 | 0 | 0 | 0 | 4.2287 | 1.4096
TVA_2_ENT | TVA | ENT | 2045 | B6 | 300 | 0 | 500 | 0 | 0 | 0 | 0 | 0 | 0 | 0 | 0 | 0 | 4.2287 | 1.4096
TVA_2_ENT | TVA | ENT | 2045 | B7 | 400 | 400 | 500 | 500 | 500 | 500 | 485.56 | 902.28 | 5.6383 | 4.2257 | 1.4125 | 5.6383 | 4.2287 | 1.4096
TVA_2_ENT | TVA | ENT | 2045 | B8 | 500 | 0 | 500 | 0 | 0 | 0 | 0 | 0 | 0 | 0 | 0 | 0 | 4.2287 | 1.4096
TVA_2_ENT | TVA | ENT | 2045 | B9 | 800 | 0 | 500 | 0 | 0 | 0 | 0 | 0 | 0 | 0 | 0 | 0 | 4.2287 | 1.4096
TVA_2_ENT | TVA | ENT | 2045 | B10 | 1262 | 0 | 500 | 0 | 0 | 0 | 0 | 0 | 0 | 0 | 0 | 0 | 4.2287 | 1.4096
TVA_2_ENT | TVA | ENT | 2045 | B11 | 25 | 0 | 500 | 0 | 0 | 0 | 0 | 0 | 0 | 0 | 0 | 0 | 4.2287 | 1.4096
TVA_2_ENT | TVA | ENT | 2045 | B12 | 200 | 0 | 500 | 0 | 0 | 0 | 0 | 0 | 0 | 0 | 0 | 0 | 4.2287 | 1.4096
TVA_2_ENT | TVA | ENT | 2045 | B13 | 600 | 0 | 500 | 0 | 0 | 0 | 0 | 0 | 0 | 0 | 0 | 0 | 4.2287 | 1.4096
TVA_2_ENT | TVA | ENT | 2045 | B14 | 900 | 0 | 500 | 0 | 0 | 0 | 0 | 0 | 0 | 0 | 0 | 0 | 4.2287 | 1.4096
TVA_2_ENT | TVA | ENT | 2045 | B15 | 1203 | 0 | 500 | 0 | 0 | 0 | 0 | 0 | 0 | 0 | 0 | 0 | 4.2287 | 1.4096
TVA_2_ENT | TVA | ENT | 2045 | B16 | 25 | 0 | 500 | 0 | 0 | 0 | 0 | 0 | 0 | 0 | 0 | 0 | 4.2287 | 1.4096
TVA_2_ENT | TVA | ENT | 2045 | B17 | 100 | 0 | 500 | 0 | 0 | 0 | 0 | 0 | 0 | 0 | 0 | 0 | 4.2287 | 1.4096
TVA_2_ENT | TVA | ENT | 2045 | B18 | 400 | 0 | 500 | 0 | 0 | 0 | 0 | 0 | 0 | 0 | 0 | 0 | 4.2287 | 1.4096
TVA_2_ENT | TVA | ENT | 2045 | B19 | 700 | 0 | 500 | 0 | 0 | 0 | 0 | 0 | 0 | 0 | 0 | 0 | 4.2287 | 1.4096
TVA_2_ENT | TVA | ENT | 2045 | B20 | 935 | 0 | 500 | 0 | 0 | 0 | 0 | 0 | 0 | 0 | 0 | 0 | 4.2287 | 1.4096
TVA_2_ENT | TVA | ENT | 2050 | B1 | 10 | 0 | 500 | 0 | 0 | 0 | 0 | 0 | 0 | 0 | 0 | 0 | 57.1808 | 19.0603
TVA_2_ENT | TVA | ENT | 2050 | B2 | 25 | 0 | 500 | 0 | 0 | 0 | 0 | 0 | 0 | 0 | 0 | 0 | 57.1808 | 19.0603
TVA_2_ENT | TVA | ENT | 2050 | B3 | 75 | 0 | 500 | 0 | 0 | 0 | 0 | 0 | 0 | 0 | 0 | 0 | 57.1808 | 19.0603
TVA_2_ENT | TVA | ENT | 2050 | B4 | 100 | 0 | 500 | 0 | 0 | 0 | 0 | 0 | 0 | 0 | 0 | 0 | 57.1808 | 19.0603
TVA_2_ENT | TVA | ENT | 2050 | B5 | 200 | 0 | 500 | 0 | 0 | 0 | 0 | 0 | 0 | 0 | 0 | 0 | 57.1808 | 19.0603
TVA_2_ENT | TVA | ENT | 2050 | B6 | 300 | 0 | 500 | 183.41 | 379.59 | 500 | 0 | 0 | 0 | 0 | 1.7449 | 0 | 57.1808 | 19.0603
TVA_2_ENT | TVA | ENT | 2050 | B7 | 400 | 0 | 500 | 500 | 500 | 500 | 0 | 0 | 76.241 | 14.885 | 7.0508 | 76.241 | 57.1808 | 19.0603
TVA_2_ENT | TVA | ENT | 2050 | B8 | 500 | 0 | 500 | 404.86 | 500 | 400.94 | 0 | 0 | 0 | 4.5462 | 0 | 0 | 57.1808 | 19.0603
TVA_2_ENT | TVA | ENT | 2050 | B9 | 800 | 0 | 500 | 0 | 0 | 0 | 0 | 0 | 0 | 0 | 0 | 0 | 57.1808 | 19.0603
TVA_2_ENT | TVA | ENT | 2050 | B10 | 1262 | 0 | 500 | 0 | 0 | 0 | 0 | 0 | 0 | 0 | 0 | 0 | 57.1808 | 19.0603
TVA_2_ENT | TVA | ENT | 2050 | B11 | 25 | 0 | 500 | 0 | 0 | 0 | 0 | 0 | 0 | 0 | 0 | 0 | 57.1808 | 19.0603
TVA_2_ENT | TVA | ENT | 2050 | B12 | 200 | 0 | 500 | 0 | 0 | 0 | 0 | 0 | 0 | 0 | 0 | 0 | 57.1808 | 19.0603
TVA_2_ENT | TVA | ENT | 2050 | B13 | 600 | 0 | 500 | 0 | 0 | 0 | 0 | 0 | 0 | 0 | 0 | 0 | 57.1808 | 19.0603
TVA_2_ENT | TVA | ENT | 2050 | B14 | 900 | 0 | 500 | 0 | 0 | 0 | 0 | 0 | 0 | 0 | 0 | 0 | 57.1808 | 19.0603
TVA_2_ENT | TVA | ENT | 2050 | B15 | 1203 | 0 | 500 | 0 | 0 | 0 | 0 | 0 | 0 | 0 | 0 | 0 | 57.1808 | 19.0603
TVA_2_ENT | TVA | ENT | 2050 | B16 | 25 | 0 | 500 | 0 | 0 | 0 | 0 | 0 | 0 | 0 | 0 | 0 | 57.1808 | 19.0603
TVA_2_ENT | TVA | ENT | 2050 | B17 | 100 | 0 | 500 | 0 | 0 | 0 | 0 | 0 | 0 | 0 | 0 | 0 | 57.1808 | 19.0603
TVA_2_ENT | TVA | ENT | 2050 | B18 | 400 | 0 | 500 | 0 | 0 | 0 | 0 | 0 | 0 | 0 | 0 | 0 | 57.1808 | 19.0603
TVA_2_ENT | TVA | ENT | 2050 | B19 | 700 | 0 | 500 | 0 | 0 | 0 | 0 | 0 | 0 | 0 | 0 | 0 | 57.1808 | 19.0603
TVA_2_ENT | TVA | ENT | 2050 | B20 | 935 | 0 | 500 | 0 | 0 | 0 | 0 | 0 | 0 | 0 | 0 | 0 | 57.1808 | 19.0603
TVA_2_MISO_MO-IL | TVA | MISO_MO-IL | 2015 | B1 | 10 | 0 | 50 | 0 | 0 | 0 | 0 | 0 | 0 | 0 | 0 | 0 | 0 | 0
TVA_2_MISO_MO-IL | TVA | MISO_MO-IL | 2015 | B2 | 25 | 0 | 50 | 0 | 0 | 0 | 0 | 0 | 0 | 0 | 0 | 0 | 0 | 0
TVA_2_MISO_MO-IL | TVA | MISO_MO-IL | 2015 | B3 | 75 | 0 | 50 | 0 | 0 | 0 | 0 | 0 | 0 | 0 | 0 | 0 | 0 | 0
TVA_2_MISO_MO-IL | TVA | MISO_MO-IL | 2015 | B4 | 100 | 0 | 50 | 0 | 0 | 0 | 0 | 0 | 0 | 0 | 0 | 0 | 0 | 0
TVA_2_MISO_MO-IL | TVA | MISO_MO-IL | 2015 | B5 | 200 | 0 | 50 | 0 | 0 | 0 | 0 | 0 | 0 | 0 | 0 | 0 | 0 | 0
TVA_2_MISO_MO-IL | TVA | MISO_MO-IL | 2015 | B6 | 300 | 0 | 50 | 0 | 0 | 0 | 0 | 0 | 0 | 0 | 0 | 0 | 0 | 0
TVA_2_MISO_MO-IL | TVA | MISO_MO-IL | 2015 | B7 | 400 | 0 | 50 | 0 | 0 | 0 | 0 | 0 | 0 | 0 | 0 | 0 | 0 | 0
TVA_2_MISO_MO-IL | TVA | MISO_MO-IL | 2015 | B8 | 500 | 0 | 50 | 0 | 0 | 0 | 0 | 0 | 0 | 0 | 0 | 0 | 0 | 0
TVA_2_MISO_MO-IL | TVA | MISO_MO-IL | 2015 | B9 | 800 | 0 | 50 | 0 | 0 | 0 | 0 | 0 | 0 | 0 | 0 | 0 | 0 | 0
TVA_2_MISO_MO-IL | TVA | MISO_MO-IL | 2015 | B10 | 1262 | 0 | 50 | 0 | 0 | 0 | 0 | 0 | 0 | 0 | 0 | 0 | 0 | 0
TVA_2_MISO_MO-IL | TVA | MISO_MO-IL | 2015 | B11 | 25 | 0 | 50 | 0 | 0 | 0 | 0 | 0 | 0 | 0 | 0 | 0 | 0 | 0
TVA_2_MISO_MO-IL | TVA | MISO_MO-IL | 2015 | B12 | 200 | 0 | 50 | 0 | 0 | 0 | 0 | 0 | 0 | 0 | 0 | 0 | 0 | 0
TVA_2_MISO_MO-IL | TVA | MISO_MO-IL | 2015 | B13 | 600 | 0 | 50 | 0 | 0 | 0 | 0 | 0 | 0 | 0 | 0 | 0 | 0 | 0
TVA_2_MISO_MO-IL | TVA | MISO_MO-IL | 2015 | B14 | 900 | 0 | 50 | 0 | 0 | 0 | 0 | 0 | 0 | 0 | 0 | 0 | 0 | 0
TVA_2_MISO_MO-IL | TVA | MISO_MO-IL | 2015 | B15 | 1203 | 0 | 50 | 0 | 0 | 0 | 0 | 0 | 0 | 0 | 0 | 0 | 0 | 0
TVA_2_MISO_MO-IL | TVA | MISO_MO-IL | 2015 | B16 | 25 | 0 | 50 | 0 | 0 | 0 | 0 | 0 | 0 | 0 | 0 | 0 | 0 | 0
TVA_2_MISO_MO-IL | TVA | MISO_MO-IL | 2015 | B17 | 100 | 0 | 50 | 0 | 0 | 0 | 0 | 0 | 0 | 0 | 0 | 0 | 0 | 0
TVA_2_MISO_MO-IL | TVA | MISO_MO-IL | 2015 | B18 | 400 | 0 | 50 | 0 | 0 | 0 | 0 | 0 | 0 | 0 | 0 | 0 | 0 | 0
TVA_2_MISO_MO-IL | TVA | MISO_MO-IL | 2015 | B19 | 700 | 0 | 50 | 0 | 0 | 0 | 0 | 0 | 0 | 0 | 0 | 0 | 0 | 0
TVA_2_MISO_MO-IL | TVA | MISO_MO-IL | 2015 | B20 | 935 | 0 | 50 | 0 | 0 | 0 | 0 | 0 | 0 | 0 | 0 | 0 | 0 | 0
TVA_2_MISO_MO-IL | TVA | MISO_MO-IL | 2020 | B1 | 10 | 0 | 50 | 0 | 0 | 0 | 0 | 0 | 0 | 0 | 0 | 0 | 0 | 0
TVA_2_MISO_MO-IL | TVA | MISO_MO-IL | 2020 | B2 | 25 | 0 | 50 | 0 | 0 | 0 | 0 | 0 | 0 | 0 | 0 | 0 | 0 | 0
TVA_2_MISO_MO-IL | TVA | MISO_MO-IL | 2020 | B3 | 75 | 0 | 50 | 0 | 0 | 0 | 0 | 0 | 0 | 0 | 0 | 0 | 0 | 0
TVA_2_MISO_MO-IL | TVA | MISO_MO-IL | 2020 | B4 | 100 | 0 | 50 | 0 | 0 | 0 | 0 | 0 | 0 | 0 | 0 | 0 | 0 | 0
TVA_2_MISO_MO-IL | TVA | MISO_MO-IL | 2020 | B5 | 200 | 0 | 50 | 0 | 0 | 0 | 0 | 0 | 0 | 0 | 0 | 0 | 0 | 0
TVA_2_MISO_MO-IL | TVA | MISO_MO-IL | 2020 | B6 | 300 | 0 | 50 | 0 | 0 | 0 | 0 | 0 | 0 | 0 | 0 | 0 | 0 | 0
TVA_2_MISO_MO-IL | TVA | MISO_MO-IL | 2020 | B7 | 400 | 0 | 50 | 0 | 0 | 0 | 0 | 0 | 0 | 0 | 0 | 0 | 0 | 0
TVA_2_MISO_MO-IL | TVA | MISO_MO-IL | 2020 | B8 | 500 | 0 | 50 | 0 | 0 | 0 | 0 | 0 | 0 | 0 | 0 | 0 | 0 | 0
TVA_2_MISO_MO-IL | TVA | MISO_MO-IL | 2020 | B9 | 800 | 0 | 50 | 0 | 0 | 0 | 0 | 0 | 0 | 0 | 0 | 0 | 0 | 0
TVA_2_MISO_MO-IL | TVA | MISO_MO-IL | 2020 | B10 | 1262 | 0 | 50 | 0 | 0 | 0 | 0 | 0 | 0 | 0 | 0 | 0 | 0 | 0
TVA_2_MISO_MO-IL | TVA | MISO_MO-IL | 2020 | B11 | 25 | 0 | 50 | 0 | 0 | 0 | 0 | 0 | 0 | 0 | 0 | 0 | 0 | 0
TVA_2_MISO_MO-IL | TVA | MISO_MO-IL | 2020 | B12 | 200 | 0 | 50 | 0 | 0 | 0 | 0 | 0 | 0 | 0 | 0 | 0 | 0 | 0
TVA_2_MISO_MO-IL | TVA | MISO_MO-IL | 2020 | B13 | 600 | 0 | 50 | 0 | 0 | 0 | 0 | 0 | 0 | 0 | 0 | 0 | 0 | 0
TVA_2_MISO_MO-IL | TVA | MISO_MO-IL | 2020 | B14 | 900 | 0 | 50 | 0 | 0 | 0 | 0 | 0 | 0 | 0 | 0 | 0 | 0 | 0
TVA_2_MISO_MO-IL | TVA | MISO_MO-IL | 2020 | B15 | 1203 | 0 | 50 | 0 | 0 | 0 | 0 | 0 | 0 | 0 | 0 | 0 | 0 | 0
TVA_2_MISO_MO-IL | TVA | MISO_MO-IL | 2020 | B16 | 25 | 0 | 50 | 0 | 0 | 0 | 0 | 0 | 0 | 0 | 0 | 0 | 0 | 0
TVA_2_MISO_MO-IL | TVA | MISO_MO-IL | 2020 | B17 | 100 | 0 | 50 | 0 | 0 | 0 | 0 | 0 | 0 | 0 | 0 | 0 | 0 | 0
TVA_2_MISO_MO-IL | TVA | MISO_MO-IL | 2020 | B18 | 400 | 0 | 50 | 0 | 0 | 0 | 0 | 0 | 0 | 0 | 0 | 0 | 0 | 0
TVA_2_MISO_MO-IL | TVA | MISO_MO-IL | 2020 | B19 | 700 | 0 | 50 | 0 | 0 | 0 | 0 | 0 | 0 | 0 | 0 | 0 | 0 | 0
TVA_2_MISO_MO-IL | TVA | MISO_MO-IL | 2020 | B20 | 935 | 0 | 50 | 0 | 0 | 0 | 0 | 0 | 0 | 0 | 0 | 0 | 0 | 0
TVA_2_MISO_MO-IL | TVA | MISO_MO-IL | 2025 | B1 | 10 | 0 | 50 | 0 | 0 | 0 | 0 | 0 | 0 | 0 | 0 | 0 | 0 | 0
TVA_2_MISO_MO-IL | TVA | MISO_MO-IL | 2025 | B2 | 25 | 0 | 50 | 0 | 0 | 0 | 0 | 0 | 0 | 0 | 0 | 0 | 0 | 0
TVA_2_MISO_MO-IL | TVA | MISO_MO-IL | 2025 | B3 | 75 | 0 | 50 | 0 | 0 | 0 | 0 | 0 | 0 | 0 | 0 | 0 | 0 | 0
TVA_2_MISO_MO-IL | TVA | MISO_MO-IL | 2025 | B4 | 100 | 0 | 50 | 0 | 0 | 0 | 0 | 0 | 0 | 0 | 0 | 0 | 0 | 0
TVA_2_MISO_MO-IL | TVA | MISO_MO-IL | 2025 | B5 | 200 | 0 | 50 | 0 | 0 | 0 | 0 | 0 | 0 | 0 | 0 | 0 | 0 | 0
TVA_2_MISO_MO-IL | TVA | MISO_MO-IL | 2025 | B6 | 300 | 0 | 50 | 0 | 0 | 0 | 0 | 0 | 0 | 0 | 0 | 0 | 0 | 0
TVA_2_MISO_MO-IL | TVA | MISO_MO-IL | 2025 | B7 | 400 | 0 | 50 | 0 | 0 | 0 | 0 | 0 | 0 | 0 | 0 | 0 | 0 | 0
TVA_2_MISO_MO-IL | TVA | MISO_MO-IL | 2025 | B8 | 500 | 0 | 50 | 0 | 0 | 0 | 0 | 0 | 0 | 0 | 0 | 0 | 0 | 0
TVA_2_MISO_MO-IL | TVA | MISO_MO-IL | 2025 | B9 | 800 | 0 | 50 | 0 | 0 | 0 | 0 | 0 | 0 | 0 | 0 | 0 | 0 | 0
TVA_2_MISO_MO-IL | TVA | MISO_MO-IL | 2025 | B10 | 1262 | 0 | 50 | 0 | 0 | 0 | 0 | 0 | 0 | 0 | 0 | 0 | 0 | 0
TVA_2_MISO_MO-IL | TVA | MISO_MO-IL | 2025 | B11 | 25 | 0 | 50 | 0 | 0 | 0 | 0 | 0 | 0 | 0 | 0 | 0 | 0 | 0
TVA_2_MISO_MO-IL | TVA | MISO_MO-IL | 2025 | B12 | 200 | 0 | 50 | 0 | 0 | 0 | 0 | 0 | 0 | 0 | 0 | 0 | 0 | 0
TVA_2_MISO_MO-IL | TVA | MISO_MO-IL | 2025 | B13 | 600 | 0 | 50 | 0 | 0 | 0 | 0 | 0 | 0 | 0 | 0 | 0 | 0 | 0
TVA_2_MISO_MO-IL | TVA | MISO_MO-IL | 2025 | B14 | 900 | 0 | 50 | 0 | 0 | 0 | 0 | 0 | 0 | 0 | 0 | 0 | 0 | 0
TVA_2_MISO_MO-IL | TVA | MISO_MO-IL | 2025 | B15 | 1203 | 0 | 50 | 0 | 0 | 0 | 0 | 0 | 0 | 0 | 0 | 0 | 0 | 0
TVA_2_MISO_MO-IL | TVA | MISO_MO-IL | 2025 | B16 | 25 | 0 | 50 | 0 | 0 | 0 | 0 | 0 | 0 | 0 | 0 | 0 | 0 | 0
TVA_2_MISO_MO-IL | TVA | MISO_MO-IL | 2025 | B17 | 100 | 0 | 50 | 0 | 0 | 0 | 0 | 0 | 0 | 0 | 0 | 0 | 0 | 0
TVA_2_MISO_MO-IL | TVA | MISO_MO-IL | 2025 | B18 | 400 | 0 | 50 | 0 | 0 | 0 | 0 | 0 | 0 | 0 | 0 | 0 | 0 | 0
TVA_2_MISO_MO-IL | TVA | MISO_MO-IL | 2025 | B19 | 700 | 0 | 50 | 0 | 0 | 0 | 0 | 0 | 0 | 0 | 0 | 0 | 0 | 0
TVA_2_MISO_MO-IL | TVA | MISO_MO-IL | 2025 | B20 | 935 | 0 | 50 | 0 | 0 | 0 | 0 | 0 | 0 | 0 | 0 | 0 | 0 | 0
TVA_2_MISO_MO-IL | TVA | MISO_MO-IL | 2030 | B1 | 10 | 0 | 50 | 0 | 0 | 0 | 0 | 0 | 0 | 0 | 0 | 0 | 0 | 0
TVA_2_MISO_MO-IL | TVA | MISO_MO-IL | 2030 | B2 | 25 | 0 | 50 | 0 | 0 | 0 | 0 | 0 | 0 | 0 | 0 | 0 | 0 | 0
TVA_2_MISO_MO-IL | TVA | MISO_MO-IL | 2030 | B3 | 75 | 0 | 50 | 0 | 0 | 0 | 0 | 0 | 0 | 0 | 0 | 0 | 0 | 0
TVA_2_MISO_MO-IL | TVA | MISO_MO-IL | 2030 | B4 | 100 | 0 | 50 | 0 | 0 | 0 | 0 | 0 | 0 | 0 | 0 | 0 | 0 | 0
TVA_2_MISO_MO-IL | TVA | MISO_MO-IL | 2030 | B5 | 200 | 0 | 50 | 0 | 0 | 0 | 0 | 0 | 0 | 0 | 0 | 0 | 0 | 0
TVA_2_MISO_MO-IL | TVA | MISO_MO-IL | 2030 | B6 | 300 | 0 | 50 | 0 | 0 | 0 | 0 | 0 | 0 | 0 | 0 | 0 | 0 | 0
TVA_2_MISO_MO-IL | TVA | MISO_MO-IL | 2030 | B7 | 400 | 0 | 50 | 0 | 0 | 0 | 0 | 0 | 0 | 0 | 0 | 0 | 0 | 0
TVA_2_MISO_MO-IL | TVA | MISO_MO-IL | 2030 | B8 | 500 | 0 | 50 | 0 | 0 | 0 | 0 | 0 | 0 | 0 | 0 | 0 | 0 | 0
TVA_2_MISO_MO-IL | TVA | MISO_MO-IL | 2030 | B9 | 800 | 0 | 50 | 0 | 0 | 0 | 0 | 0 | 0 | 0 | 0 | 0 | 0 | 0
TVA_2_MISO_MO-IL | TVA | MISO_MO-IL | 2030 | B10 | 1262 | 0 | 50 | 0 | 0 | 0 | 0 | 0 | 0 | 0 | 0 | 0 | 0 | 0
TVA_2_MISO_MO-IL | TVA | MISO_MO-IL | 2030 | B11 | 25 | 0 | 50 | 0 | 0 | 0 | 0 | 0 | 0 | 0 | 0 | 0 | 0 | 0
TVA_2_MISO_MO-IL | TVA | MISO_MO-IL | 2030 | B12 | 200 | 0 | 50 | 0 | 0 | 0 | 0 | 0 | 0 | 0 | 0 | 0 | 0 | 0
TVA_2_MISO_MO-IL | TVA | MISO_MO-IL | 2030 | B13 | 600 | 0 | 50 | 0 | 0 | 0 | 0 | 0 | 0 | 0 | 0 | 0 | 0 | 0
TVA_2_MISO_MO-IL | TVA | MISO_MO-IL | 2030 | B14 | 900 | 0 | 50 | 0 | 0 | 0 | 0 | 0 | 0 | 0 | 0 | 0 | 0 | 0
TVA_2_MISO_MO-IL | TVA | MISO_MO-IL | 2030 | B15 | 1203 | 0 | 50 | 0 | 0 | 0 | 0 | 0 | 0 | 0 | 0 | 0 | 0 | 0
TVA_2_MISO_MO-IL | TVA | MISO_MO-IL | 2030 | B16 | 25 | 0 | 50 | 0 | 0 | 0 | 0 | 0 | 0 | 0 | 0 | 0 | 0 | 0
TVA_2_MISO_MO-IL | TVA | MISO_MO-IL | 2030 | B17 | 100 | 0 | 50 | 0 | 0 | 0 | 0 | 0 | 0 | 0 | 0 | 0 | 0 | 0
TVA_2_MISO_MO-IL | TVA | MISO_MO-IL | 2030 | B18 | 400 | 0 | 50 | 0 | 0 | 0 | 0 | 0 | 0 | 0 | 0 | 0 | 0 | 0
TVA_2_MISO_MO-IL | TVA | MISO_MO-IL | 2030 | B19 | 700 | 0 | 50 | 0 | 0 | 0 | 0 | 0 | 0 | 0 | 0 | 0 | 0 | 0
TVA_2_MISO_MO-IL | TVA | MISO_MO-IL | 2030 | B20 | 935 | 0 | 50 | 0 | 0 | 0 | 0 | 0 | 0 | 0 | 0 | 0 | 0 | 0
TVA_2_MISO_MO-IL | TVA | MISO_MO-IL | 2035 | B1 | 10 | 0 | 50 | 0 | 0 | 0 | 0 | 0 | 0 | 0 | 0 | 0 | 0.18695 | 0.062317
TVA_2_MISO_MO-IL | TVA | MISO_MO-IL | 2035 | B2 | 25 | 0 | 50 | 0 | 0 | 0 | 0 | 0 | 0 | 0 | 0 | 0 | 0.18695 | 0.062317
TVA_2_MISO_MO-IL | TVA | MISO_MO-IL | 2035 | B3 | 75 | 0 | 50 | 0 | 0 | 0 | 0 | 0 | 0 | 0 | 0 | 0 | 0.18695 | 0.062317
TVA_2_MISO_MO-IL | TVA | MISO_MO-IL | 2035 | B4 | 100 | 0 | 50 | 0 | 0 | 0 | 0 | 0 | 0 | 0 | 0 | 0 | 0.18695 | 0.062317
TVA_2_MISO_MO-IL | TVA | MISO_MO-IL | 2035 | B5 | 200 | 0 | 50 | 0 | 0 | 0 | 0 | 0 | 0 | 0 | 0 | 0 | 0.18695 | 0.062317
TVA_2_MISO_MO-IL | TVA | MISO_MO-IL | 2035 | B6 | 300 | 0 | 50 | 0 | 0 | 0 | 0 | 0 | 0 | 0 | 0 | 0 | 0.18695 | 0.062317
TVA_2_MISO_MO-IL | TVA | MISO_MO-IL | 2035 | B7 | 400 | 0 | 50 | 50 | 0 | 0 | 0 | 0 | 0.24927 | 0 | 0 | 0.24927 | 0.18695 | 0.062317
TVA_2_MISO_MO-IL | TVA | MISO_MO-IL | 2035 | B8 | 500 | 0 | 50 | 0 | 0 | 0 | 0 | 0 | 0 | 0 | 0 | 0 | 0.18695 | 0.062317
TVA_2_MISO_MO-IL | TVA | MISO_MO-IL | 2035 | B9 | 800 | 0 | 50 | 0 | 0 | 0 | 0 | 0 | 0 | 0 | 0 | 0 | 0.18695 | 0.062317
TVA_2_MISO_MO-IL | TVA | MISO_MO-IL | 2035 | B10 | 1262 | 0 | 50 | 0 | 0 | 0 | 0 | 0 | 0 | 0 | 0 | 0 | 0.18695 | 0.062317
TVA_2_MISO_MO-IL | TVA | MISO_MO-IL | 2035 | B11 | 25 | 0 | 50 | 0 | 0 | 0 | 0 | 0 | 0 | 0 | 0 | 0 | 0.18695 | 0.062317
TVA_2_MISO_MO-IL | TVA | MISO_MO-IL | 2035 | B12 | 200 | 0 | 50 | 0 | 0 | 0 | 0 | 0 | 0 | 0 | 0 | 0 | 0.18695 | 0.062317
TVA_2_MISO_MO-IL | TVA | MISO_MO-IL | 2035 | B13 | 600 | 0 | 50 | 0 | 0 | 0 | 0 | 0 | 0 | 0 | 0 | 0 | 0.18695 | 0.062317
TVA_2_MISO_MO-IL | TVA | MISO_MO-IL | 2035 | B14 | 900 | 0 | 50 | 0 | 0 | 0 | 0 | 0 | 0 | 0 | 0 | 0 | 0.18695 | 0.062317
TVA_2_MISO_MO-IL | TVA | MISO_MO-IL | 2035 | B15 | 1203 | 0 | 50 | 0 | 0 | 0 | 0 | 0 | 0 | 0 | 0 | 0 | 0.18695 | 0.062317
TVA_2_MISO_MO-IL | TVA | MISO_MO-IL | 2035 | B16 | 25 | 0 | 50 | 0 | 0 | 0 | 0 | 0 | 0 | 0 | 0 | 0 | 0.18695 | 0.062317
TVA_2_MISO_MO-IL | TVA | MISO_MO-IL | 2035 | B17 | 100 | 0 | 50 | 0 | 0 | 0 | 0 | 0 | 0 | 0 | 0 | 0 | 0.18695 | 0.062317
TVA_2_MISO_MO-IL | TVA | MISO_MO-IL | 2035 | B18 | 400 | 0 | 50 | 0 | 0 | 0 | 0 | 0 | 0 | 0 | 0 | 0 | 0.18695 | 0.062317
TVA_2_MISO_MO-IL | TVA | MISO_MO-IL | 2035 | B19 | 700 | 0 | 50 | 0 | 0 | 0 | 0 | 0 | 0 | 0 | 0 | 0 | 0.18695 | 0.062317
TVA_2_MISO_MO-IL | TVA | MISO_MO-IL | 2035 | B20 | 935 | 0 | 50 | 0 | 0 | 0 | 0 | 0 | 0 | 0 | 0 | 0 | 0.18695 | 0.062317
TVA_2_MISO_MO-IL | TVA | MISO_MO-IL | 2040 | B1 | 10 | 0 | 50 | 0 | 0 | 0 | 0 | 0 | 0 | 0 | 0 | 0 | 0 | 0
TVA_2_MISO_MO-IL | TVA | MISO_MO-IL | 2040 | B2 | 25 | 0 | 50 | 0 | 0 | 0 | 0 | 0 | 0 | 0 | 0 | 0 | 0 | 0
TVA_2_MISO_MO-IL | TVA | MISO_MO-IL | 2040 | B3 | 75 | 0 | 50 | 0 | 0 | 0 | 0 | 0 | 0 | 0 | 0 | 0 | 0 | 0
TVA_2_MISO_MO-IL | TVA | MISO_MO-IL | 2040 | B4 | 100 | 0 | 50 | 0 | 0 | 0 | 0 | 0 | 0 | 0 | 0 | 0 | 0 | 0
TVA_2_MISO_MO-IL | TVA | MISO_MO-IL | 2040 | B5 | 200 | 0 | 50 | 0 | 0 | 0 | 0 | 0 | 0 | 0 | 0 | 0 | 0 | 0
TVA_2_MISO_MO-IL | TVA | MISO_MO-IL | 2040 | B6 | 300 | 0 | 50 | 0 | 0 | 0 | 0 | 0 | 0 | 0 | 0 | 0 | 0 | 0
TVA_2_MISO_MO-IL | TVA | MISO_MO-IL | 2040 | B7 | 400 | 0 | 50 | 0 | 0 | 0 | 0 | 0 | 0 | 0 | 0 | 0 | 0 | 0
TVA_2_MISO_MO-IL | TVA | MISO_MO-IL | 2040 | B8 | 500 | 0 | 50 | 0 | 0 | 0 | 0 | 0 | 0 | 0 | 0 | 0 | 0 | 0
TVA_2_MISO_MO-IL | TVA | MISO_MO-IL | 2040 | B9 | 800 | 0 | 50 | 0 | 0 | 0 | 0 | 0 | 0 | 0 | 0 | 0 | 0 | 0
TVA_2_MISO_MO-IL | TVA | MISO_MO-IL | 2040 | B10 | 1262 | 0 | 50 | 0 | 0 | 0 | 0 | 0 | 0 | 0 | 0 | 0 | 0 | 0
TVA_2_MISO_MO-IL | TVA | MISO_MO-IL | 2040 | B11 | 25 | 0 | 50 | 0 | 0 | 0 | 0 | 0 | 0 | 0 | 0 | 0 | 0 | 0
TVA_2_MISO_MO-IL | TVA | MISO_MO-IL | 2040 | B12 | 200 | 0 | 50 | 0 | 0 | 0 | 0 | 0 | 0 | 0 | 0 | 0 | 0 | 0
TVA_2_MISO_MO-IL | TVA | MISO_MO-IL | 2040 | B13 | 600 | 0 | 50 | 0 | 0 | 0 | 0 | 0 | 0 | 0 | 0 | 0 | 0 | 0
TVA_2_MISO_MO-IL | TVA | MISO_MO-IL | 2040 | B14 | 900 | 0 | 50 | 0 | 0 | 0 | 0 | 0 | 0 | 0 | 0 | 0 | 0 | 0
TVA_2_MISO_MO-IL | TVA | MISO_MO-IL | 2040 | B15 | 1203 | 0 | 50 | 0 | 0 | 0 | 0 | 0 | 0 | 0 | 0 | 0 | 0 | 0
TVA_2_MISO_MO-IL | TVA | MISO_MO-IL | 2040 | B16 | 25 | 0 | 50 | 0 | 0 | 0 | 0 | 0 | 0 | 0 | 0 | 0 | 0 | 0
TVA_2_MISO_MO-IL | TVA | MISO_MO-IL | 2040 | B17 | 100 | 0 | 50 | 0 | 0 | 0 | 0 | 0 | 0 | 0 | 0 | 0 | 0 | 0
TVA_2_MISO_MO-IL | TVA | MISO_MO-IL | 2040 | B18 | 400 | 0 | 50 | 0 | 0 | 0 | 0 | 0 | 0 | 0 | 0 | 0 | 0 | 0
TVA_2_MISO_MO-IL | TVA | MISO_MO-IL | 2040 | B19 | 700 | 0 | 50 | 0 | 0 | 0 | 0 | 0 | 0 | 0 | 0 | 0 | 0 | 0
TVA_2_MISO_MO-IL | TVA | MISO_MO-IL | 2040 | B20 | 935 | 0 | 50 | 0 | 0 | 0 | 0 | 0 | 0 | 0 | 0 | 0 | 0 | 0
TVA_2_MISO_MO-IL | TVA | MISO_MO-IL | 2045 | B1 | 10 | 0 | 50 | 0 | 0 | 0 | 0 | 0 | 0 | 0 | 0 | 0 | 0 | 0
TVA_2_MISO_MO-IL | TVA | MISO_MO-IL | 2045 | B2 | 25 | 0 | 50 | 0 | 0 | 0 | 0 | 0 | 0 | 0 | 0 | 0 | 0 | 0
TVA_2_MISO_MO-IL | TVA | MISO_MO-IL | 2045 | B3 | 75 | 0 | 50 | 0 | 0 | 0 | 0 | 0 | 0 | 0 | 0 | 0 | 0 | 0
TVA_2_MISO_MO-IL | TVA | MISO_MO-IL | 2045 | B4 | 100 | 0 | 50 | 0 | 0 | 0 | 0 | 0 | 0 | 0 | 0 | 0 | 0 | 0
TVA_2_MISO_MO-IL | TVA | MISO_MO-IL | 2045 | B5 | 200 | 0 | 50 | 0 | 0 | 0 | 0 | 0 | 0 | 0 | 0 | 0 | 0 | 0
TVA_2_MISO_MO-IL | TVA | MISO_MO-IL | 2045 | B6 | 300 | 0 | 50 | 0 | 0 | 0 | 0 | 0 | 0 | 0 | 0 | 0 | 0 | 0
TVA_2_MISO_MO-IL | TVA | MISO_MO-IL | 2045 | B7 | 400 | 0 | 50 | 0 | 0 | 0 | 0 | 0 | 0 | 0 | 0 | 0 | 0 | 0
TVA_2_MISO_MO-IL | TVA | MISO_MO-IL | 2045 | B8 | 500 | 0 | 50 | 0 | 0 | 0 | 0 | 0 | 0 | 0 | 0 | 0 | 0 | 0
TVA_2_MISO_MO-IL | TVA | MISO_MO-IL | 2045 | B9 | 800 | 0 | 50 | 0 | 0 | 0 | 0 | 0 | 0 | 0 | 0 | 0 | 0 | 0
TVA_2_MISO_MO-IL | TVA | MISO_MO-IL | 2045 | B10 | 1262 | 0 | 50 | 0 | 0 | 0 | 0 | 0 | 0 | 0 | 0 | 0 | 0 | 0
TVA_2_MISO_MO-IL | TVA | MISO_MO-IL | 2045 | B11 | 25 | 0 | 50 | 0 | 0 | 0 | 0 | 0 | 0 | 0 | 0 | 0 | 0 | 0
TVA_2_MISO_MO-IL | TVA | MISO_MO-IL | 2045 | B12 | 200 | 0 | 50 | 0 | 0 | 0 | 0 | 0 | 0 | 0 | 0 | 0 | 0 | 0
TVA_2_MISO_MO-IL | TVA | MISO_MO-IL | 2045 | B13 | 600 | 0 | 50 | 0 | 0 | 0 | 0 | 0 | 0 | 0 | 0 | 0 | 0 | 0
TVA_2_MISO_MO-IL | TVA | MISO_MO-IL | 2045 | B14 | 900 | 0 | 50 | 0 | 0 | 0 | 0 | 0 | 0 | 0 | 0 | 0 | 0 | 0
TVA_2_MISO_MO-IL | TVA | MISO_MO-IL | 2045 | B15 | 1203 | 0 | 50 | 0 | 0 | 0 | 0 | 0 | 0 | 0 | 0 | 0 | 0 | 0
TVA_2_MISO_MO-IL | TVA | MISO_MO-IL | 2045 | B16 | 25 | 0 | 50 | 0 | 0 | 0 | 0 | 0 | 0 | 0 | 0 | 0 | 0 | 0
TVA_2_MISO_MO-IL | TVA | MISO_MO-IL | 2045 | B17 | 100 | 0 | 50 | 0 | 0 | 0 | 0 | 0 | 0 | 0 | 0 | 0 | 0 | 0
TVA_2_MISO_MO-IL | TVA | MISO_MO-IL | 2045 | B18 | 400 | 0 | 50 | 0 | 0 | 0 | 0 | 0 | 0 | 0 | 0 | 0 | 0 | 0
TVA_2_MISO_MO-IL | TVA | MISO_MO-IL | 2045 | B19 | 700 | 0 | 50 | 0 | 0 | 0 | 0 | 0 | 0 | 0 | 0 | 0 | 0 | 0
TVA_2_MISO_MO-IL | TVA | MISO_MO-IL | 2045 | B20 | 935 | 0 | 50 | 0 | 0 | 0 | 0 | 0 | 0 | 0 | 0 | 0 | 0 | 0
TVA_2_MISO_MO-IL | TVA | MISO_MO-IL | 2050 | B1 | 10 | 0 | 50 | 0 | 0 | 0 | 0 | 0 | 0 | 0 | 0 | 0 | 21.2688 | 7.0896
TVA_2_MISO_MO-IL | TVA | MISO_MO-IL | 2050 | B2 | 25 | 0 | 50 | 0 | 0 | 0 | 0 | 0 | 0 | 0 | 0 | 0 | 21.2688 | 7.0896
TVA_2_MISO_MO-IL | TVA | MISO_MO-IL | 2050 | B3 | 75 | 0 | 50 | 0 | 0 | 0 | 0 | 0 | 0 | 0 | 0 | 0 | 21.2688 | 7.0896
TVA_2_MISO_MO-IL | TVA | MISO_MO-IL | 2050 | B4 | 100 | 0 | 50 | 0 | 0 | 0 | 0 | 0 | 0 | 0 | 0 | 0 | 21.2688 | 7.0896
TVA_2_MISO_MO-IL | TVA | MISO_MO-IL | 2050 | B5 | 200 | 0 | 50 | 0 | 0 | 0 | 0 | 0 | 0 | 0 | 0 | 0 | 21.2688 | 7.0896
TVA_2_MISO_MO-IL | TVA | MISO_MO-IL | 2050 | B6 | 300 | 0 | 50 | 50 | 0 | 0 | 0 | 0 | 1.2464 | 0 | 0 | 0.31159 | 21.2688 | 7.0896
TVA_2_MISO_MO-IL | TVA | MISO_MO-IL | 2050 | B7 | 400 | 0 | 50 | 50 | 50 | 50 | 0 | 1104.94 | 74.14 | 9.5079 | 4.8904 | 24.7133 | 21.2688 | 7.0896
TVA_2_MISO_MO-IL | TVA | MISO_MO-IL | 2050 | B8 | 500 | 0 | 50 | 50 | 0 | 50 | 0 | 0 | 8.0004 | 0 | 0.20179 | 3.3335 | 21.2688 | 7.0896
TVA_2_MISO_MO-IL | TVA | MISO_MO-IL | 2050 | B9 | 800 | 0 | 50 | 0 | 0 | 0 | 0 | 0 | 0 | 0 | 0 | 0 | 21.2688 | 7.0896
TVA_2_MISO_MO-IL | TVA | MISO_MO-IL | 2050 | B10 | 1262 | 0 | 50 | 0 | 0 | 0 | 0 | 0 | 0 | 0 | 0 | 0 | 21.2688 | 7.0896
TVA_2_MISO_MO-IL | TVA | MISO_MO-IL | 2050 | B11 | 25 | 0 | 50 | 0 | 0 | 0 | 0 | 0 | 0 | 0 | 0 | 0 | 21.2688 | 7.0896
TVA_2_MISO_MO-IL | TVA | MISO_MO-IL | 2050 | B12 | 200 | 0 | 50 | 0 | 0 | 0 | 0 | 0 | 0 | 0 | 0 | 0 | 21.2688 | 7.0896
TVA_2_MISO_MO-IL | TVA | MISO_MO-IL | 2050 | B13 | 600 | 0 | 50 | 0 | 0 | 0 | 0 | 0 | 0 | 0 | 0 | 0 | 21.2688 | 7.0896
TVA_2_MISO_MO-IL | TVA | MISO_MO-IL | 2050 | B14 | 900 | 0 | 50 | 0 | 0 | 0 | 0 | 0 | 0 | 0 | 0 | 0 | 21.2688 | 7.0896
TVA_2_MISO_MO-IL | TVA | MISO_MO-IL | 2050 | B15 | 1203 | 0 | 50 | 0 | 0 | 0 | 0 | 0 | 0 | 0 | 0 | 0 | 21.2688 | 7.0896
TVA_2_MISO_MO-IL | TVA | MISO_MO-IL | 2050 | B16 | 25 | 0 | 50 | 0 | 0 | 0 | 0 | 0 | 0 | 0 | 0 | 0 | 21.2688 | 7.0896
TVA_2_MISO_MO-IL | TVA | MISO_MO-IL | 2050 | B17 | 100 | 0 | 50 | 0 | 0 | 0 | 0 | 0 | 0 | 0 | 0 | 0 | 21.2688 | 7.0896
TVA_2_MISO_MO-IL | TVA | MISO_MO-IL | 2050 | B18 | 400 | 0 | 50 | 0 | 0 | 0 | 0 | 0 | 0 | 0 | 0 | 0 | 21.2688 | 7.0896
TVA_2_MISO_MO-IL | TVA | MISO_MO-IL | 2050 | B19 | 700 | 0 | 50 | 0 | 0 | 0 | 0 | 0 | 0 | 0 | 0 | 0 | 21.2688 | 7.0896
TVA_2_MISO_MO-IL | TVA | MISO_MO-IL | 2050 | B20 | 935 | 0 | 50 | 0 | 0 | 0 | 0 | 0 | 0 | 0 | 0 | 0 | 21.2688 | 7.0896
TVA_2_NonRTO_Midwest | TVA | NonRTO_Midwest | 2015 | B1 | 10 | 0 | 100 | 0 | 0 | 0 | 0 | 0 | 0 | 0 | 0 | 0 | 2.0921 | 0.69736
TVA_2_NonRTO_Midwest | TVA | NonRTO_Midwest | 2015 | B2 | 25 | 0 | 100 | 0 | 0 | 0 | 0 | 0 | 0 | 0 | 0 | 0 | 2.0921 | 0.69736
TVA_2_NonRTO_Midwest | TVA | NonRTO_Midwest | 2015 | B3 | 75 | 0 | 100 | 0 | 0 | 0 | 0 | 0 | 0 | 0 | 0 | 0 | 2.0921 | 0.69736
TVA_2_NonRTO_Midwest | TVA | NonRTO_Midwest | 2015 | B4 | 100 | 0 | 100 | 0 | 0 | 0 | 0 | 0 | 0 | 0 | 0 | 0 | 2.0921 | 0.69736
TVA_2_NonRTO_Midwest | TVA | NonRTO_Midwest | 2015 | B5 | 200 | 0 | 100 | 0 | 0 | 0 | 0 | 0 | 0 | 0 | 0 | 0 | 2.0921 | 0.69736
TVA_2_NonRTO_Midwest | TVA | NonRTO_Midwest | 2015 | B6 | 300 | 0 | 100 | 25.18 | 0 | 0 | 0 | 0 | 0 | 0 | 0 | 0 | 2.0921 | 0.69736
TVA_2_NonRTO_Midwest | TVA | NonRTO_Midwest | 2015 | B7 | 400 | 0 | 100 | 0 | 0 | 0 | 0 | 0 | 0 | 0 | 0 | 0 | 2.0921 | 0.69736
TVA_2_NonRTO_Midwest | TVA | NonRTO_Midwest | 2015 | B8 | 500 | 0 | 100 | 0 | 0 | 0 | 0 | 0 | 0 | 0 | 0 | 0 | 2.0921 | 0.69736
TVA_2_NonRTO_Midwest | TVA | NonRTO_Midwest | 2015 | B9 | 800 | 0 | 100 | 0 | 0 | 0 | 0 | 0 | 0 | 0 | 0 | 0 | 2.0921 | 0.69736
TVA_2_NonRTO_Midwest | TVA | NonRTO_Midwest | 2015 | B10 | 1262 | 0 | 100 | 0 | 0 | 0 | 0 | 0 | 0 | 0 | 0 | 0 | 2.0921 | 0.69736
TVA_2_NonRTO_Midwest | TVA | NonRTO_Midwest | 2015 | B11 | 25 | 0 | 100 | 0 | 0 | 0 | 0 | 0 | 0 | 0 | 0 | 0 | 2.0921 | 0.69736
TVA_2_NonRTO_Midwest | TVA | NonRTO_Midwest | 2015 | B12 | 200 | 0 | 100 | 88 | 0 | 0 | 0 | 0 | 0 | 0 | 0 | 0 | 2.0921 | 0.69736
TVA_2_NonRTO_Midwest | TVA | NonRTO_Midwest | 2015 | B13 | 600 | 0 | 100 | 0 | 0 | 0 | 0 | 0 | 0 | 0 | 0 | 0 | 2.0921 | 0.69736
TVA_2_NonRTO_Midwest | TVA | NonRTO_Midwest | 2015 | B14 | 900 | 0 | 100 | 0 | 0 | 0 | 0 | 0 | 0 | 0 | 0 | 0 | 2.0921 | 0.69736
TVA_2_NonRTO_Midwest | TVA | NonRTO_Midwest | 2015 | B15 | 1203 | 0 | 100 | 0 | 0 | 0 | 0 | 0 | 0 | 0 | 0 | 0 | 2.0921 | 0.69736
TVA_2_NonRTO_Midwest | TVA | NonRTO_Midwest | 2015 | B16 | 25 | 0 | 100 | 0 | 0 | 0 | 0 | 0 | 0 | 0 | 0 | 0 | 2.0921 | 0.69736
TVA_2_NonRTO_Midwest | TVA | NonRTO_Midwest | 2015 | B17 | 100 | 0 | 100 | 100 | 0 | 100 | 0 | 0 | 2.7895 | 0 | 0.29675 | 2.7895 | 2.0921 | 0.69736
TVA_2_NonRTO_Midwest | TVA | NonRTO_Midwest | 2015 | B18 | 400 | 0 | 100 | 0 | 0 | 0 | 0 | 0 | 0 | 0 | 0 | 0 | 2.0921 | 0.69736
TVA_2_NonRTO_Midwest | TVA | NonRTO_Midwest | 2015 | B19 | 700 | 0 | 100 | 0 | 0 | 0 | 0 | 0 | 0 | 0 | 0 | 0 | 2.0921 | 0.69736
TVA_2_NonRTO_Midwest | TVA | NonRTO_Midwest | 2015 | B20 | 935 | 0 | 100 | 0 | 0 | 0 | 0 | 0 | 0 | 0 | 0 | 0 | 2.0921 | 0.69736
TVA_2_NonRTO_Midwest | TVA | NonRTO_Midwest | 2020 | B1 | 10 | 0 | 100 | 0 | 0 | 0 | 0 | 0 | 0 | 0 | 0 | 0 | 0.73891 | 0.2463
TVA_2_NonRTO_Midwest | TVA | NonRTO_Midwest | 2020 | B2 | 25 | 0 | 100 | 0 | 0 | 0 | 0 | 0 | 0 | 0 | 0 | 0 | 0.73891 | 0.2463
TVA_2_NonRTO_Midwest | TVA | NonRTO_Midwest | 2020 | B3 | 75 | 0 | 100 | 0 | 0 | 0 | 0 | 0 | 0 | 0 | 0 | 0 | 0.73891 | 0.2463
TVA_2_NonRTO_Midwest | TVA | NonRTO_Midwest | 2020 | B4 | 100 | 0 | 100 | 0 | 0 | 0 | 0 | 0 | 0 | 0 | 0 | 0 | 0.73891 | 0.2463
TVA_2_NonRTO_Midwest | TVA | NonRTO_Midwest | 2020 | B5 | 200 | 0 | 100 | 0 | 0 | 0 | 0 | 0 | 0 | 0 | 0 | 0 | 0.73891 | 0.2463
TVA_2_NonRTO_Midwest | TVA | NonRTO_Midwest | 2020 | B6 | 300 | 0 | 100 | 0 | 0 | 0 | 0 | 0 | 0 | 0 | 0 | 0 | 0.73891 | 0.2463
TVA_2_NonRTO_Midwest | TVA | NonRTO_Midwest | 2020 | B7 | 400 | 0 | 100 | 100 | 0 | 0 | 0 | 0 | 0.98521 | 0 | 0 | 0.98521 | 0.73891 | 0.2463
TVA_2_NonRTO_Midwest | TVA | NonRTO_Midwest | 2020 | B8 | 500 | 0 | 100 | 0 | 0 | 0 | 0 | 0 | 0 | 0 | 0 | 0 | 0.73891 | 0.2463
TVA_2_NonRTO_Midwest | TVA | NonRTO_Midwest | 2020 | B9 | 800 | 0 | 100 | 0 | 0 | 0 | 0 | 0 | 0 | 0 | 0 | 0 | 0.73891 | 0.2463
TVA_2_NonRTO_Midwest | TVA | NonRTO_Midwest | 2020 | B10 | 1262 | 0 | 100 | 0 | 0 | 0 | 0 | 0 | 0 | 0 | 0 | 0 | 0.73891 | 0.2463
TVA_2_NonRTO_Midwest | TVA | NonRTO_Midwest | 2020 | B11 | 25 | 0 | 100 | 0 | 0 | 0 | 0 | 0 | 0 | 0 | 0 | 0 | 0.73891 | 0.2463
TVA_2_NonRTO_Midwest | TVA | NonRTO_Midwest | 2020 | B12 | 200 | 0 | 100 | 0 | 0 | 0 | 0 | 0 | 0 | 0 | 0 | 0 | 0.73891 | 0.2463
TVA_2_NonRTO_Midwest | TVA | NonRTO_Midwest | 2020 | B13 | 600 | 0 | 100 | 0 | 0 | 0 | 0 | 0 | 0 | 0 | 0 | 0 | 0.73891 | 0.2463
TVA_2_NonRTO_Midwest | TVA | NonRTO_Midwest | 2020 | B14 | 900 | 0 | 100 | 0 | 0 | 0 | 0 | 0 | 0 | 0 | 0 | 0 | 0.73891 | 0.2463
TVA_2_NonRTO_Midwest | TVA | NonRTO_Midwest | 2020 | B15 | 1203 | 0 | 100 | 0 | 0 | 0 | 0 | 0 | 0 | 0 | 0 | 0 | 0.73891 | 0.2463
TVA_2_NonRTO_Midwest | TVA | NonRTO_Midwest | 2020 | B16 | 25 | 0 | 100 | 0 | 0 | 0 | 0 | 0 | 0 | 0 | 0 | 0 | 0.73891 | 0.2463
TVA_2_NonRTO_Midwest | TVA | NonRTO_Midwest | 2020 | B17 | 100 | 0 | 100 | 0 | 0 | 0 | 0 | 0 | 0 | 0 | 0 | 0 | 0.73891 | 0.2463
TVA_2_NonRTO_Midwest | TVA | NonRTO_Midwest | 2020 | B18 | 400 | 0 | 100 | 0 | 0 | 0 | 0 | 0 | 0 | 0 | 0 | 0 | 0.73891 | 0.2463
TVA_2_NonRTO_Midwest | TVA | NonRTO_Midwest | 2020 | B19 | 700 | 0 | 100 | 0 | 0 | 0 | 0 | 0 | 0 | 0 | 0 | 0 | 0.73891 | 0.2463
TVA_2_NonRTO_Midwest | TVA | NonRTO_Midwest | 2020 | B20 | 935 | 0 | 100 | 0 | 0 | 0 | 0 | 0 | 0 | 0 | 0 | 0 | 0.73891 | 0.2463
TVA_2_NonRTO_Midwest | TVA | NonRTO_Midwest | 2025 | B1 | 10 | 0 | 100 | 0 | 0 | 0 | 0 | 0 | 0 | 0 | 0 | 0 | 4.478 | 1.4927
TVA_2_NonRTO_Midwest | TVA | NonRTO_Midwest | 2025 | B2 | 25 | 0 | 100 | 0 | 0 | 0 | 0 | 0 | 0 | 0 | 0 | 0 | 4.478 | 1.4927
TVA_2_NonRTO_Midwest | TVA | NonRTO_Midwest | 2025 | B3 | 75 | 0 | 100 | 0 | 0 | 0 | 0 | 0 | 0 | 0 | 0 | 0 | 4.478 | 1.4927
TVA_2_NonRTO_Midwest | TVA | NonRTO_Midwest | 2025 | B4 | 100 | 0 | 100 | 0 | 0 | 0 | 0 | 0 | 0 | 0 | 0 | 0 | 4.478 | 1.4927
TVA_2_NonRTO_Midwest | TVA | NonRTO_Midwest | 2025 | B5 | 200 | 0 | 100 | 0 | 0 | 0 | 0 | 0 | 0 | 0 | 0 | 0 | 4.478 | 1.4927
TVA_2_NonRTO_Midwest | TVA | NonRTO_Midwest | 2025 | B6 | 300 | 0 | 100 | 0 | 0 | 0 | 0 | 0 | 0 | 0 | 0 | 0 | 4.478 | 1.4927
TVA_2_NonRTO_Midwest | TVA | NonRTO_Midwest | 2025 | B7 | 400 | 0 | 100 | 0 | 0 | 0 | 0 | 0 | 0 | 0 | 0 | 0 | 4.478 | 1.4927
TVA_2_NonRTO_Midwest | TVA | NonRTO_Midwest | 2025 | B8 | 500 | 0 | 100 | 0 | 0 | 0 | 0 | 0 | 0 | 0 | 0 | 0 | 4.478 | 1.4927
TVA_2_NonRTO_Midwest | TVA | NonRTO_Midwest | 2025 | B9 | 800 | 0 | 100 | 0 | 0 | 0 | 0 | 0 | 0 | 0 | 0 | 0 | 4.478 | 1.4927
TVA_2_NonRTO_Midwest | TVA | NonRTO_Midwest | 2025 | B10 | 1262 | 0 | 100 | 0 | 0 | 0 | 0 | 0 | 0 | 0 | 0 | 0 | 4.478 | 1.4927
TVA_2_NonRTO_Midwest | TVA | NonRTO_Midwest | 2025 | B11 | 25 | 0 | 100 | 0 | 0 | 0 | 0 | 0 | 0 | 0 | 0 | 0 | 4.478 | 1.4927
TVA_2_NonRTO_Midwest | TVA | NonRTO_Midwest | 2025 | B12 | 200 | 0 | 100 | 36.63 | 0 | 0 | 0 | 0 | 0 | 0 | 0 | 0 | 4.478 | 1.4927
TVA_2_NonRTO_Midwest | TVA | NonRTO_Midwest | 2025 | B13 | 600 | 0 | 100 | 0 | 0 | 0 | 0 | 0 | 0 | 0 | 0 | 0 | 4.478 | 1.4927
TVA_2_NonRTO_Midwest | TVA | NonRTO_Midwest | 2025 | B14 | 900 | 0 | 100 | 0 | 0 | 0 | 0 | 0 | 0 | 0 | 0 | 0 | 4.478 | 1.4927
TVA_2_NonRTO_Midwest | TVA | NonRTO_Midwest | 2025 | B15 | 1203 | 0 | 100 | 0 | 0 | 0 | 0 | 0 | 0 | 0 | 0 | 0 | 4.478 | 1.4927
TVA_2_NonRTO_Midwest | TVA | NonRTO_Midwest | 2025 | B16 | 25 | 0 | 100 | 0 | 0 | 0 | 0 | 0 | 0 | 0 | 0 | 0 | 4.478 | 1.4927
TVA_2_NonRTO_Midwest | TVA | NonRTO_Midwest | 2025 | B17 | 100 | 0 | 100 | 100 | 0 | 0 | 0 | 0 | 5.9706 | 0 | 0 | 5.9706 | 4.478 | 1.4927
TVA_2_NonRTO_Midwest | TVA | NonRTO_Midwest | 2025 | B18 | 400 | 0 | 100 | 0 | 0 | 0 | 0 | 0 | 0 | 0 | 0 | 0 | 4.478 | 1.4927
TVA_2_NonRTO_Midwest | TVA | NonRTO_Midwest | 2025 | B19 | 700 | 0 | 100 | 0 | 0 | 0 | 0 | 0 | 0 | 0 | 0 | 0 | 4.478 | 1.4927
TVA_2_NonRTO_Midwest | TVA | NonRTO_Midwest | 2025 | B20 | 935 | 0 | 100 | 0 | 0 | 0 | 0 | 0 | 0 | 0 | 0 | 0 | 4.478 | 1.4927
TVA_2_NonRTO_Midwest | TVA | NonRTO_Midwest | 2030 | B1 | 10 | 0 | 100 | 0 | 0 | 0 | 0 | 0 | 0 | 0 | 0 | 0 | 0 | 0
TVA_2_NonRTO_Midwest | TVA | NonRTO_Midwest | 2030 | B2 | 25 | 0 | 100 | 0 | 0 | 0 | 0 | 0 | 0 | 0 | 0 | 0 | 0 | 0
TVA_2_NonRTO_Midwest | TVA | NonRTO_Midwest | 2030 | B3 | 75 | 0 | 100 | 0 | 0 | 0 | 0 | 0 | 0 | 0 | 0 | 0 | 0 | 0
TVA_2_NonRTO_Midwest | TVA | NonRTO_Midwest | 2030 | B4 | 100 | 0 | 100 | 0 | 0 | 0 | 0 | 0 | 0 | 0 | 0 | 0 | 0 | 0
TVA_2_NonRTO_Midwest | TVA | NonRTO_Midwest | 2030 | B5 | 200 | 0 | 100 | 0 | 0 | 0 | 0 | 0 | 0 | 0 | 0 | 0 | 0 | 0
TVA_2_NonRTO_Midwest | TVA | NonRTO_Midwest | 2030 | B6 | 300 | 0 | 100 | 0 | 0 | 0 | 0 | 0 | 0 | 0 | 0 | 0 | 0 | 0
TVA_2_NonRTO_Midwest | TVA | NonRTO_Midwest | 2030 | B7 | 400 | 0 | 100 | 0 | 0 | 0 | 0 | 0 | 0 | 0 | 0 | 0 | 0 | 0
TVA_2_NonRTO_Midwest | TVA | NonRTO_Midwest | 2030 | B8 | 500 | 0 | 100 | 0 | 0 | 0 | 0 | 0 | 0 | 0 | 0 | 0 | 0 | 0
TVA_2_NonRTO_Midwest | TVA | NonRTO_Midwest | 2030 | B9 | 800 | 0 | 100 | 0 | 0 | 0 | 0 | 0 | 0 | 0 | 0 | 0 | 0 | 0
TVA_2_NonRTO_Midwest | TVA | NonRTO_Midwest | 2030 | B10 | 1262 | 0 | 100 | 0 | 0 | 0 | 0 | 0 | 0 | 0 | 0 | 0 | 0 | 0
TVA_2_NonRTO_Midwest | TVA | NonRTO_Midwest | 2030 | B11 | 25 | 0 | 100 | 0 | 0 | 0 | 0 | 0 | 0 | 0 | 0 | 0 | 0 | 0
TVA_2_NonRTO_Midwest | TVA | NonRTO_Midwest | 2030 | B12 | 200 | 0 | 100 | 0 | 0 | 0 | 0 | 0 | 0 | 0 | 0 | 0 | 0 | 0
TVA_2_NonRTO_Midwest | TVA | NonRTO_Midwest | 2030 | B13 | 600 | 0 | 100 | 0 | 0 | 0 | 0 | 0 | 0 | 0 | 0 | 0 | 0 | 0
TVA_2_NonRTO_Midwest | TVA | NonRTO_Midwest | 2030 | B14 | 900 | 0 | 100 | 0 | 0 | 0 | 0 | 0 | 0 | 0 | 0 | 0 | 0 | 0
TVA_2_NonRTO_Midwest | TVA | NonRTO_Midwest | 2030 | B15 | 1203 | 0 | 100 | 0 | 0 | 0 | 0 | 0 | 0 | 0 | 0 | 0 | 0 | 0
TVA_2_NonRTO_Midwest | TVA | NonRTO_Midwest | 2030 | B16 | 25 | 0 | 100 | 0 | 0 | 0 | 0 | 0 | 0 | 0 | 0 | 0 | 0 | 0
TVA_2_NonRTO_Midwest | TVA | NonRTO_Midwest | 2030 | B17 | 100 | 0 | 100 | 0 | 0 | 0 | 0 | 0 | 0 | 0 | 0 | 0 | 0 | 0
TVA_2_NonRTO_Midwest | TVA | NonRTO_Midwest | 2030 | B18 | 400 | 0 | 100 | 0 | 0 | 0 | 0 | 0 | 0 | 0 | 0 | 0 | 0 | 0
TVA_2_NonRTO_Midwest | TVA | NonRTO_Midwest | 2030 | B19 | 700 | 0 | 100 | 0 | 0 | 0 | 0 | 0 | 0 | 0 | 0 | 0 | 0 | 0
TVA_2_NonRTO_Midwest | TVA | NonRTO_Midwest | 2030 | B20 | 935 | 0 | 100 | 0 | 0 | 0 | 0 | 0 | 0 | 0 | 0 | 0 | 0 | 0
TVA_2_NonRTO_Midwest | TVA | NonRTO_Midwest | 2035 | B1 | 10 | 0 | 100 | 0 | 0 | 0 | 0 | 0 | 0 | 0 | 0 | 0 | 0 | 0
TVA_2_NonRTO_Midwest | TVA | NonRTO_Midwest | 2035 | B2 | 25 | 0 | 100 | 0 | 0 | 0 | 0 | 0 | 0 | 0 | 0 | 0 | 0 | 0
TVA_2_NonRTO_Midwest | TVA | NonRTO_Midwest | 2035 | B3 | 75 | 0 | 100 | 0 | 0 | 0 | 0 | 0 | 0 | 0 | 0 | 0 | 0 | 0
TVA_2_NonRTO_Midwest | TVA | NonRTO_Midwest | 2035 | B4 | 100 | 0 | 100 | 0 | 0 | 0 | 0 | 0 | 0 | 0 | 0 | 0 | 0 | 0
TVA_2_NonRTO_Midwest | TVA | NonRTO_Midwest | 2035 | B5 | 200 | 0 | 100 | 0 | 0 | 0 | 0 | 0 | 0 | 0 | 0 | 0 | 0 | 0
TVA_2_NonRTO_Midwest | TVA | NonRTO_Midwest | 2035 | B6 | 300 | 0 | 100 | 0 | 0 | 0 | 0 | 0 | 0 | 0 | 0 | 0 | 0 | 0
TVA_2_NonRTO_Midwest | TVA | NonRTO_Midwest | 2035 | B7 | 400 | 0 | 100 | 0 | 0 | 0 | 0 | 0 | 0 | 0 | 0 | 0 | 0 | 0
TVA_2_NonRTO_Midwest | TVA | NonRTO_Midwest | 2035 | B8 | 500 | 0 | 100 | 0 | 0 | 0 | 0 | 0 | 0 | 0 | 0 | 0 | 0 | 0
TVA_2_NonRTO_Midwest | TVA | NonRTO_Midwest | 2035 | B9 | 800 | 0 | 100 | 0 | 0 | 0 | 0 | 0 | 0 | 0 | 0 | 0 | 0 | 0
TVA_2_NonRTO_Midwest | TVA | NonRTO_Midwest | 2035 | B10 | 1262 | 0 | 100 | 0 | 0 | 0 | 0 | 0 | 0 | 0 | 0 | 0 | 0 | 0
TVA_2_NonRTO_Midwest | TVA | NonRTO_Midwest | 2035 | B11 | 25 | 0 | 100 | 0 | 0 | 0 | 0 | 0 | 0 | 0 | 0 | 0 | 0 | 0
TVA_2_NonRTO_Midwest | TVA | NonRTO_Midwest | 2035 | B12 | 200 | 0 | 100 | 0 | 0 | 0 | 0 | 0 | 0 | 0 | 0 | 0 | 0 | 0
TVA_2_NonRTO_Midwest | TVA | NonRTO_Midwest | 2035 | B13 | 600 | 0 | 100 | 0 | 0 | 0 | 0 | 0 | 0 | 0 | 0 | 0 | 0 | 0
TVA_2_NonRTO_Midwest | TVA | NonRTO_Midwest | 2035 | B14 | 900 | 0 | 100 | 0 | 0 | 0 | 0 | 0 | 0 | 0 | 0 | 0 | 0 | 0
TVA_2_NonRTO_Midwest | TVA | NonRTO_Midwest | 2035 | B15 | 1203 | 0 | 100 | 0 | 0 | 0 | 0 | 0 | 0 | 0 | 0 | 0 | 0 | 0
TVA_2_NonRTO_Midwest | TVA | NonRTO_Midwest | 2035 | B16 | 25 | 0 | 100 | 0 | 0 | 0 | 0 | 0 | 0 | 0 | 0 | 0 | 0 | 0
TVA_2_NonRTO_Midwest | TVA | NonRTO_Midwest | 2035 | B17 | 100 | 0 | 100 | 0 | 0 | 0 | 0 | 0 | 0 | 0 | 0 | 0 | 0 | 0
TVA_2_NonRTO_Midwest | TVA | NonRTO_Midwest | 2035 | B18 | 400 | 0 | 100 | 0 | 0 | 0 | 0 | 0 | 0 | 0 | 0 | 0 | 0 | 0
TVA_2_NonRTO_Midwest | TVA | NonRTO_Midwest | 2035 | B19 | 700 | 0 | 100 | 0 | 0 | 0 | 0 | 0 | 0 | 0 | 0 | 0 | 0 | 0
TVA_2_NonRTO_Midwest | TVA | NonRTO_Midwest | 2035 | B20 | 935 | 0 | 100 | 0 | 0 | 0 | 0 | 0 | 0 | 0 | 0 | 0 | 0 | 0
TVA_2_NonRTO_Midwest | TVA | NonRTO_Midwest | 2040 | B1 | 10 | 0 | 100 | 0 | 0 | 0 | 0 | 0 | 0 | 0 | 0 | 0 | 1.3806 | 0.46019
TVA_2_NonRTO_Midwest | TVA | NonRTO_Midwest | 2040 | B2 | 25 | 0 | 100 | 0 | 0 | 0 | 0 | 0 | 0 | 0 | 0 | 0 | 1.3806 | 0.46019
TVA_2_NonRTO_Midwest | TVA | NonRTO_Midwest | 2040 | B3 | 75 | 0 | 100 | 0 | 0 | 0 | 0 | 0 | 0 | 0 | 0 | 0 | 1.3806 | 0.46019
TVA_2_NonRTO_Midwest | TVA | NonRTO_Midwest | 2040 | B4 | 100 | 0 | 100 | 0 | 0 | 0 | 0 | 0 | 0 | 0 | 0 | 0 | 1.3806 | 0.46019
TVA_2_NonRTO_Midwest | TVA | NonRTO_Midwest | 2040 | B5 | 200 | 0 | 100 | 0 | 0 | 0 | 0 | 0 | 0 | 0 | 0 | 0 | 1.3806 | 0.46019
TVA_2_NonRTO_Midwest | TVA | NonRTO_Midwest | 2040 | B6 | 300 | 0 | 100 | 0 | 0 | 0 | 0 | 0 | 0 | 0 | 0 | 0 | 1.3806 | 0.46019
TVA_2_NonRTO_Midwest | TVA | NonRTO_Midwest | 2040 | B7 | 400 | 0 | 100 | 0 | 0 | 0 | 0 | 0 | 0 | 0 | 0 | 0 | 1.3806 | 0.46019
TVA_2_NonRTO_Midwest | TVA | NonRTO_Midwest | 2040 | B8 | 500 | 0 | 100 | 0 | 0 | 0 | 0 | 0 | 0 | 0 | 0 | 0 | 1.3806 | 0.46019
TVA_2_NonRTO_Midwest | TVA | NonRTO_Midwest | 2040 | B9 | 800 | 0 | 100 | 0 | 0 | 0 | 0 | 0 | 0 | 0 | 0 | 0 | 1.3806 | 0.46019
TVA_2_NonRTO_Midwest | TVA | NonRTO_Midwest | 2040 | B10 | 1262 | 0 | 100 | 0 | 0 | 0 | 0 | 0 | 0 | 0 | 0 | 0 | 1.3806 | 0.46019
TVA_2_NonRTO_Midwest | TVA | NonRTO_Midwest | 2040 | B11 | 25 | 0 | 100 | 0 | 0 | 0 | 0 | 0 | 0 | 0 | 0 | 0 | 1.3806 | 0.46019
TVA_2_NonRTO_Midwest | TVA | NonRTO_Midwest | 2040 | B12 | 200 | 0 | 100 | 0 | 0 | 100 | 0 | 786.44 | 0 | 0 | 0.46293 | 0 | 1.3806 | 0.46019
TVA_2_NonRTO_Midwest | TVA | NonRTO_Midwest | 2040 | B13 | 600 | 0 | 100 | 100 | 0 | 100 | 0 | 861.86 | 1.2582 | 0 | 0.46293 | 0.29036 | 1.3806 | 0.46019
TVA_2_NonRTO_Midwest | TVA | NonRTO_Midwest | 2040 | B14 | 900 | 0 | 100 | 100 | 0 | 0 | 0 | 0 | 1.2582 | 0 | 0 | 0.43554 | 1.3806 | 0.46019
TVA_2_NonRTO_Midwest | TVA | NonRTO_Midwest | 2040 | B15 | 1203 | 0 | 100 | 0 | 0 | 0 | 0 | 0 | 0 | 0 | 0 | 0 | 1.3806 | 0.46019
TVA_2_NonRTO_Midwest | TVA | NonRTO_Midwest | 2040 | B16 | 25 | 0 | 100 | 0 | 0 | 0 | 0 | 0 | 0 | 0 | 0 | 0 | 1.3806 | 0.46019
TVA_2_NonRTO_Midwest | TVA | NonRTO_Midwest | 2040 | B17 | 100 | 0 | 100 | 0 | 0 | 0 | 0 | 0 | 0 | 0 | 0 | 0 | 1.3806 | 0.46019
TVA_2_NonRTO_Midwest | TVA | NonRTO_Midwest | 2040 | B18 | 400 | 0 | 100 | 100 | 0 | 100 | 0 | 919.82 | 2.6351 | 0 | 0.46293 | 0.40541 | 1.3806 | 0.46019
TVA_2_NonRTO_Midwest | TVA | NonRTO_Midwest | 2040 | B19 | 700 | 0 | 100 | 100 | 0 | 100 | 0 | 325.96 | 2.6351 | 0 | 0.46293 | 0.70946 | 1.3806 | 0.46019
TVA_2_NonRTO_Midwest | TVA | NonRTO_Midwest | 2040 | B20 | 935 | 0 | 100 | 0 | 0 | 0 | 0 | 0 | 0 | 0 | 0 | 0 | 1.3806 | 0.46019
TVA_2_NonRTO_Midwest | TVA | NonRTO_Midwest | 2045 | B1 | 10 | 0 | 100 | 0 | 0 | 0 | 0 | 0 | 0 | 0 | 0 | 0 | 0 | 0
TVA_2_NonRTO_Midwest | TVA | NonRTO_Midwest | 2045 | B2 | 25 | 0 | 100 | 0 | 0 | 0 | 0 | 0 | 0 | 0 | 0 | 0 | 0 | 0
TVA_2_NonRTO_Midwest | TVA | NonRTO_Midwest | 2045 | B3 | 75 | 0 | 100 | 0 | 0 | 0 | 0 | 0 | 0 | 0 | 0 | 0 | 0 | 0
TVA_2_NonRTO_Midwest | TVA | NonRTO_Midwest | 2045 | B4 | 100 | 0 | 100 | 0 | 0 | 0 | 0 | 0 | 0 | 0 | 0 | 0 | 0 | 0
TVA_2_NonRTO_Midwest | TVA | NonRTO_Midwest | 2045 | B5 | 200 | 0 | 100 | 0 | 0 | 0 | 0 | 0 | 0 | 0 | 0 | 0 | 0 | 0
TVA_2_NonRTO_Midwest | TVA | NonRTO_Midwest | 2045 | B6 | 300 | 0 | 100 | 0 | 0 | 0 | 0 | 0 | 0 | 0 | 0 | 0 | 0 | 0
TVA_2_NonRTO_Midwest | TVA | NonRTO_Midwest | 2045 | B7 | 400 | 0 | 100 | 0 | 0 | 0 | 0 | 0 | 0 | 0 | 0 | 0 | 0 | 0
TVA_2_NonRTO_Midwest | TVA | NonRTO_Midwest | 2045 | B8 | 500 | 0 | 100 | 0 | 0 | 0 | 0 | 0 | 0 | 0 | 0 | 0 | 0 | 0
TVA_2_NonRTO_Midwest | TVA | NonRTO_Midwest | 2045 | B9 | 800 | 0 | 100 | 0 | 0 | 0 | 0 | 0 | 0 | 0 | 0 | 0 | 0 | 0
TVA_2_NonRTO_Midwest | TVA | NonRTO_Midwest | 2045 | B10 | 1262 | 0 | 100 | 0 | 0 | 0 | 0 | 0 | 0 | 0 | 0 | 0 | 0 | 0
TVA_2_NonRTO_Midwest | TVA | NonRTO_Midwest | 2045 | B11 | 25 | 0 | 100 | 0 | 0 | 0 | 0 | 0 | 0 | 0 | 0 | 0 | 0 | 0
TVA_2_NonRTO_Midwest | TVA | NonRTO_Midwest | 2045 | B12 | 200 | 200 | 100 | 0 | 100 | 100 | 1082.54 | 453.7 | 0 | 0.01187 | 0.01187 | 0 | 0 | 0
TVA_2_NonRTO_Midwest | TVA | NonRTO_Midwest | 2045 | B13 | 600 | 600 | 100 | 24.91 | 100 | 100 | 1018.13 | 165.42 | 0 | 0.01187 | 0.01187 | 0 | 0 | 0
TVA_2_NonRTO_Midwest | TVA | NonRTO_Midwest | 2045 | B14 | 900 | 0 | 100 | 0 | 0 | 0 | 0 | 0 | 0 | 0 | 0 | 0 | 0 | 0
TVA_2_NonRTO_Midwest | TVA | NonRTO_Midwest | 2045 | B15 | 1203 | 0 | 100 | 0 | 0 | 0 | 0 | 0 | 0 | 0 | 0 | 0 | 0 | 0
TVA_2_NonRTO_Midwest | TVA | NonRTO_Midwest | 2045 | B16 | 25 | 0 | 100 | 0 | 0 | 0 | 0 | 0 | 0 | 0 | 0 | 0 | 0 | 0
TVA_2_NonRTO_Midwest | TVA | NonRTO_Midwest | 2045 | B17 | 100 | 0 | 100 | 0 | 0 | 0 | 0 | 0 | 0 | 0 | 0 | 0 | 0 | 0
TVA_2_NonRTO_Midwest | TVA | NonRTO_Midwest | 2045 | B18 | 400 | 0 | 100 | 0 | 0 | 0 | 0 | 0 | 0 | 0 | 0 | 0 | 0 | 0
TVA_2_NonRTO_Midwest | TVA | NonRTO_Midwest | 2045 | B19 | 700 | 0 | 100 | 0 | 0 | 0 | 0 | 0 | 0 | 0 | 0 | 0 | 0 | 0
TVA_2_NonRTO_Midwest | TVA | NonRTO_Midwest | 2045 | B20 | 935 | 0 | 100 | 0 | 0 | 0 | 0 | 0 | 0 | 0 | 0 | 0 | 0 | 0
TVA_2_NonRTO_Midwest | TVA | NonRTO_Midwest | 2050 | B1 | 10 | 0 | 100 | 0 | 0 | 0 | 0 | 0 | 0 | 0 | 0 | 0 | 20.2808 | 6.7603
TVA_2_NonRTO_Midwest | TVA | NonRTO_Midwest | 2050 | B2 | 25 | 0 | 100 | 0 | 0 | 0 | 0 | 0 | 0 | 0 | 0 | 0 | 20.2808 | 6.7603
TVA_2_NonRTO_Midwest | TVA | NonRTO_Midwest | 2050 | B3 | 75 | 0 | 100 | 0 | 0 | 0 | 0 | 0 | 0 | 0 | 0 | 0 | 20.2808 | 6.7603
TVA_2_NonRTO_Midwest | TVA | NonRTO_Midwest | 2050 | B4 | 100 | 0 | 100 | 0 | 0 | 0 | 0 | 0 | 0 | 0 | 0 | 0 | 20.2808 | 6.7603
TVA_2_NonRTO_Midwest | TVA | NonRTO_Midwest | 2050 | B5 | 200 | 0 | 100 | 0 | 0 | 0 | 0 | 0 | 0 | 0 | 0 | 0 | 20.2808 | 6.7603
TVA_2_NonRTO_Midwest | TVA | NonRTO_Midwest | 2050 | B6 | 300 | 0 | 100 | 0 | 0 | 0 | 0 | 0 | 0 | 0 | 0 | 0 | 20.2808 | 6.7603
TVA_2_NonRTO_Midwest | TVA | NonRTO_Midwest | 2050 | B7 | 400 | 0 | 100 | 100 | 100 | 0 | 0 | 0 | 66.0922 | 3.929 | 0 | 26.4369 | 20.2808 | 6.7603
TVA_2_NonRTO_Midwest | TVA | NonRTO_Midwest | 2050 | B8 | 500 | 0 | 100 | 100 | 72.77 | 72.77 | 0 | 0 | 0.01187 | 0 | 0 | 0.005935 | 20.2808 | 6.7603
TVA_2_NonRTO_Midwest | TVA | NonRTO_Midwest | 2050 | B9 | 800 | 0 | 100 | 0 | 0 | 0 | 0 | 0 | 0 | 0 | 0 | 0 | 20.2808 | 6.7603
TVA_2_NonRTO_Midwest | TVA | NonRTO_Midwest | 2050 | B10 | 1262 | 0 | 100 | 0 | 0 | 0 | 0 | 0 | 0 | 0 | 0 | 0 | 20.2808 | 6.7603
TVA_2_NonRTO_Midwest | TVA | NonRTO_Midwest | 2050 | B11 | 25 | 0 | 100 | 0 | 0 | 100 | 0 | 0 | 0 | 0 | 4.5343 | 0 | 20.2808 | 6.7603
TVA_2_NonRTO_Midwest | TVA | NonRTO_Midwest | 2050 | B12 | 200 | 0 | 100 | 0 | 0 | 100 | 0 | 440.11 | 0 | 0 | 5.0329 | 0 | 20.2808 | 6.7603
TVA_2_NonRTO_Midwest | TVA | NonRTO_Midwest | 2050 | B13 | 600 | 0 | 100 | 0 | 0 | 100 | 0 | 0 | 0 | 0 | 0.39171 | 0 | 20.2808 | 6.7603
TVA_2_NonRTO_Midwest | TVA | NonRTO_Midwest | 2050 | B14 | 900 | 0 | 100 | 0 | 0 | 0 | 0 | 0 | 0 | 0 | 0 | 0 | 20.2808 | 6.7603
TVA_2_NonRTO_Midwest | TVA | NonRTO_Midwest | 2050 | B15 | 1203 | 0 | 100 | 0 | 0 | 0 | 0 | 0 | 0 | 0 | 0 | 0 | 20.2808 | 6.7603
TVA_2_NonRTO_Midwest | TVA | NonRTO_Midwest | 2050 | B16 | 25 | 0 | 100 | 0 | 0 | 0 | 0 | 0 | 0 | 0 | 0 | 0 | 20.2808 | 6.7603
TVA_2_NonRTO_Midwest | TVA | NonRTO_Midwest | 2050 | B17 | 100 | 0 | 100 | 100 | 0 | 0 | 0 | 0 | 5.9825 | 0 | 0 | 0.59825 | 20.2808 | 6.7603
TVA_2_NonRTO_Midwest | TVA | NonRTO_Midwest | 2050 | B18 | 400 | 0 | 100 | 0 | 0 | 0 | 0 | 0 | 0 | 0 | 0 | 0 | 20.2808 | 6.7603
TVA_2_NonRTO_Midwest | TVA | NonRTO_Midwest | 2050 | B19 | 700 | 0 | 100 | 0 | 0 | 0 | 0 | 0 | 0 | 0 | 0 | 0 | 20.2808 | 6.7603
TVA_2_NonRTO_Midwest | TVA | NonRTO_Midwest | 2050 | B20 | 935 | 0 | 100 | 0 | 0 | 0 | 0 | 0 | 0 | 0 | 0 | 0 | 20.2808 | 6.7603
TVA_2_PJM_ROR | TVA | PJM_ROR | 2015 | B1 | 10 | 0 | 500 | 0 | 0 | 0 | 0 | 0 | 0 | 0 | 0 | 0 | 0 | 0
TVA_2_PJM_ROR | TVA | PJM_ROR | 2015 | B2 | 25 | 0 | 500 | 0 | 0 | 0 | 0 | 0 | 0 | 0 | 0 | 0 | 0 | 0
TVA_2_PJM_ROR | TVA | PJM_ROR | 2015 | B3 | 75 | 0 | 500 | 0 | 0 | 0 | 0 | 0 | 0 | 0 | 0 | 0 | 0 | 0
TVA_2_PJM_ROR | TVA | PJM_ROR | 2015 | B4 | 100 | 0 | 500 | 0 | 0 | 0 | 0 | 0 | 0 | 0 | 0 | 0 | 0 | 0
TVA_2_PJM_ROR | TVA | PJM_ROR | 2015 | B5 | 200 | 0 | 500 | 0 | 0 | 0 | 0 | 0 | 0 | 0 | 0 | 0 | 0 | 0
TVA_2_PJM_ROR | TVA | PJM_ROR | 2015 | B6 | 300 | 0 | 500 | 0 | 0 | 0 | 0 | 0 | 0 | 0 | 0 | 0 | 0 | 0
TVA_2_PJM_ROR | TVA | PJM_ROR | 2015 | B7 | 400 | 0 | 500 | 0 | 0 | 0 | 0 | 0 | 0 | 0 | 0 | 0 | 0 | 0
TVA_2_PJM_ROR | TVA | PJM_ROR | 2015 | B8 | 500 | 0 | 500 | 0 | 0 | 0 | 0 | 0 | 0 | 0 | 0 | 0 | 0 | 0
TVA_2_PJM_ROR | TVA | PJM_ROR | 2015 | B9 | 800 | 0 | 500 | 0 | 0 | 0 | 0 | 0 | 0 | 0 | 0 | 0 | 0 | 0
TVA_2_PJM_ROR | TVA | PJM_ROR | 2015 | B10 | 1262 | 0 | 500 | 0 | 0 | 0 | 0 | 0 | 0 | 0 | 0 | 0 | 0 | 0
TVA_2_PJM_ROR | TVA | PJM_ROR | 2015 | B11 | 25 | 0 | 500 | 0 | 0 | 0 | 0 | 0 | 0 | 0 | 0 | 0 | 0 | 0
TVA_2_PJM_ROR | TVA | PJM_ROR | 2015 | B12 | 200 | 0 | 500 | 0 | 0 | 0 | 0 | 0 | 0 | 0 | 0 | 0 | 0 | 0
TVA_2_PJM_ROR | TVA | PJM_ROR | 2015 | B13 | 600 | 0 | 500 | 0 | 0 | 0 | 0 | 0 | 0 | 0 | 0 | 0 | 0 | 0
TVA_2_PJM_ROR | TVA | PJM_ROR | 2015 | B14 | 900 | 0 | 500 | 0 | 0 | 0 | 0 | 0 | 0 | 0 | 0 | 0 | 0 | 0
TVA_2_PJM_ROR | TVA | PJM_ROR | 2015 | B15 | 1203 | 0 | 500 | 0 | 0 | 0 | 0 | 0 | 0 | 0 | 0 | 0 | 0 | 0
TVA_2_PJM_ROR | TVA | PJM_ROR | 2015 | B16 | 25 | 0 | 500 | 0 | 0 | 0 | 0 | 0 | 0 | 0 | 0 | 0 | 0 | 0
TVA_2_PJM_ROR | TVA | PJM_ROR | 2015 | B17 | 100 | 0 | 500 | 0 | 0 | 0 | 0 | 0 | 0 | 0 | 0 | 0 | 0 | 0
TVA_2_PJM_ROR | TVA | PJM_ROR | 2015 | B18 | 400 | 0 | 500 | 0 | 0 | 0 | 0 | 0 | 0 | 0 | 0 | 0 | 0 | 0
TVA_2_PJM_ROR | TVA | PJM_ROR | 2015 | B19 | 700 | 0 | 500 | 0 | 0 | 0 | 0 | 0 | 0 | 0 | 0 | 0 | 0 | 0
TVA_2_PJM_ROR | TVA | PJM_ROR | 2015 | B20 | 935 | 0 | 500 | 0 | 0 | 0 | 0 | 0 | 0 | 0 | 0 | 0 | 0 | 0
TVA_2_PJM_ROR | TVA | PJM_ROR | 2020 | B1 | 10 | 0 | 500 | 0 | 0 | 0 | 0 | 0 | 0 | 0 | 0 | 0 | 0 | 0
TVA_2_PJM_ROR | TVA | PJM_ROR | 2020 | B2 | 25 | 0 | 500 | 0 | 0 | 0 | 0 | 0 | 0 | 0 | 0 | 0 | 0 | 0
TVA_2_PJM_ROR | TVA | PJM_ROR | 2020 | B3 | 75 | 0 | 500 | 0 | 0 | 0 | 0 | 0 | 0 | 0 | 0 | 0 | 0 | 0
TVA_2_PJM_ROR | TVA | PJM_ROR | 2020 | B4 | 100 | 0 | 500 | 0 | 0 | 0 | 0 | 0 | 0 | 0 | 0 | 0 | 0 | 0
TVA_2_PJM_ROR | TVA | PJM_ROR | 2020 | B5 | 200 | 0 | 500 | 0 | 0 | 0 | 0 | 0 | 0 | 0 | 0 | 0 | 0 | 0
TVA_2_PJM_ROR | TVA | PJM_ROR | 2020 | B6 | 300 | 0 | 500 | 0 | 0 | 0 | 0 | 0 | 0 | 0 | 0 | 0 | 0 | 0
TVA_2_PJM_ROR | TVA | PJM_ROR | 2020 | B7 | 400 | 0 | 500 | 0 | 0 | 0 | 0 | 0 | 0 | 0 | 0 | 0 | 0 | 0
TVA_2_PJM_ROR | TVA | PJM_ROR | 2020 | B8 | 500 | 0 | 500 | 0 | 0 | 0 | 0 | 0 | 0 | 0 | 0 | 0 | 0 | 0
TVA_2_PJM_ROR | TVA | PJM_ROR | 2020 | B9 | 800 | 0 | 500 | 0 | 0 | 0 | 0 | 0 | 0 | 0 | 0 | 0 | 0 | 0
TVA_2_PJM_ROR | TVA | PJM_ROR | 2020 | B10 | 1262 | 0 | 500 | 0 | 0 | 0 | 0 | 0 | 0 | 0 | 0 | 0 | 0 | 0
TVA_2_PJM_ROR | TVA | PJM_ROR | 2020 | B11 | 25 | 0 | 500 | 0 | 0 | 0 | 0 | 0 | 0 | 0 | 0 | 0 | 0 | 0
TVA_2_PJM_ROR | TVA | PJM_ROR | 2020 | B12 | 200 | 0 | 500 | 0 | 0 | 0 | 0 | 0 | 0 | 0 | 0 | 0 | 0 | 0
TVA_2_PJM_ROR | TVA | PJM_ROR | 2020 | B13 | 600 | 0 | 500 | 0 | 0 | 0 | 0 | 0 | 0 | 0 | 0 | 0 | 0 | 0
TVA_2_PJM_ROR | TVA | PJM_ROR | 2020 | B14 | 900 | 0 | 500 | 0 | 0 | 0 | 0 | 0 | 0 | 0 | 0 | 0 | 0 | 0
TVA_2_PJM_ROR | TVA | PJM_ROR | 2020 | B15 | 1203 | 0 | 500 | 0 | 0 | 0 | 0 | 0 | 0 | 0 | 0 | 0 | 0 | 0
TVA_2_PJM_ROR | TVA | PJM_ROR | 2020 | B16 | 25 | 0 | 500 | 0 | 0 | 0 | 0 | 0 | 0 | 0 | 0 | 0 | 0 | 0
TVA_2_PJM_ROR | TVA | PJM_ROR | 2020 | B17 | 100 | 0 | 500 | 0 | 0 | 0 | 0 | 0 | 0 | 0 | 0 | 0 | 0 | 0
TVA_2_PJM_ROR | TVA | PJM_ROR | 2020 | B18 | 400 | 0 | 500 | 0 | 0 | 0 | 0 | 0 | 0 | 0 | 0 | 0 | 0 | 0
TVA_2_PJM_ROR | TVA | PJM_ROR | 2020 | B19 | 700 | 0 | 500 | 0 | 0 | 0 | 0 | 0 | 0 | 0 | 0 | 0 | 0 | 0
TVA_2_PJM_ROR | TVA | PJM_ROR | 2020 | B20 | 935 | 0 | 500 | 0 | 0 | 0 | 0 | 0 | 0 | 0 | 0 | 0 | 0 | 0
TVA_2_PJM_ROR | TVA | PJM_ROR | 2025 | B1 | 10 | 0 | 500 | 0 | 0 | 0 | 0 | 0 | 0 | 0 | 0 | 0 | 0 | 0
TVA_2_PJM_ROR | TVA | PJM_ROR | 2025 | B2 | 25 | 0 | 500 | 0 | 0 | 0 | 0 | 0 | 0 | 0 | 0 | 0 | 0 | 0
TVA_2_PJM_ROR | TVA | PJM_ROR | 2025 | B3 | 75 | 0 | 500 | 0 | 0 | 0 | 0 | 0 | 0 | 0 | 0 | 0 | 0 | 0
TVA_2_PJM_ROR | TVA | PJM_ROR | 2025 | B4 | 100 | 0 | 500 | 0 | 0 | 0 | 0 | 0 | 0 | 0 | 0 | 0 | 0 | 0
TVA_2_PJM_ROR | TVA | PJM_ROR | 2025 | B5 | 200 | 0 | 500 | 0 | 0 | 0 | 0 | 0 | 0 | 0 | 0 | 0 | 0 | 0
TVA_2_PJM_ROR | TVA | PJM_ROR | 2025 | B6 | 300 | 0 | 500 | 0 | 0 | 0 | 0 | 0 | 0 | 0 | 0 | 0 | 0 | 0
TVA_2_PJM_ROR | TVA | PJM_ROR | 2025 | B7 | 400 | 0 | 500 | 0 | 0 | 0 | 0 | 0 | 0 | 0 | 0 | 0 | 0 | 0
TVA_2_PJM_ROR | TVA | PJM_ROR | 2025 | B8 | 500 | 0 | 500 | 0 | 0 | 0 | 0 | 0 | 0 | 0 | 0 | 0 | 0 | 0
TVA_2_PJM_ROR | TVA | PJM_ROR | 2025 | B9 | 800 | 0 | 500 | 0 | 0 | 0 | 0 | 0 | 0 | 0 | 0 | 0 | 0 | 0
TVA_2_PJM_ROR | TVA | PJM_ROR | 2025 | B10 | 1262 | 0 | 500 | 0 | 0 | 0 | 0 | 0 | 0 | 0 | 0 | 0 | 0 | 0
TVA_2_PJM_ROR | TVA | PJM_ROR | 2025 | B11 | 25 | 0 | 500 | 0 | 0 | 0 | 0 | 0 | 0 | 0 | 0 | 0 | 0 | 0
TVA_2_PJM_ROR | TVA | PJM_ROR | 2025 | B12 | 200 | 0 | 500 | 0 | 0 | 0 | 0 | 0 | 0 | 0 | 0 | 0 | 0 | 0
TVA_2_PJM_ROR | TVA | PJM_ROR | 2025 | B13 | 600 | 0 | 500 | 0 | 0 | 0 | 0 | 0 | 0 | 0 | 0 | 0 | 0 | 0
TVA_2_PJM_ROR | TVA | PJM_ROR | 2025 | B14 | 900 | 0 | 500 | 0 | 0 | 0 | 0 | 0 | 0 | 0 | 0 | 0 | 0 | 0
TVA_2_PJM_ROR | TVA | PJM_ROR | 2025 | B15 | 1203 | 0 | 500 | 0 | 0 | 0 | 0 | 0 | 0 | 0 | 0 | 0 | 0 | 0
TVA_2_PJM_ROR | TVA | PJM_ROR | 2025 | B16 | 25 | 0 | 500 | 0 | 0 | 0 | 0 | 0 | 0 | 0 | 0 | 0 | 0 | 0
TVA_2_PJM_ROR | TVA | PJM_ROR | 2025 | B17 | 100 | 0 | 500 | 0 | 0 | 0 | 0 | 0 | 0 | 0 | 0 | 0 | 0 | 0
TVA_2_PJM_ROR | TVA | PJM_ROR | 2025 | B18 | 400 | 0 | 500 | 0 | 0 | 0 | 0 | 0 | 0 | 0 | 0 | 0 | 0 | 0
TVA_2_PJM_ROR | TVA | PJM_ROR | 2025 | B19 | 700 | 0 | 500 | 0 | 0 | 0 | 0 | 0 | 0 | 0 | 0 | 0 | 0 | 0
TVA_2_PJM_ROR | TVA | PJM_ROR | 2025 | B20 | 935 | 0 | 500 | 0 | 0 | 0 | 0 | 0 | 0 | 0 | 0 | 0 | 0 | 0
TVA_2_PJM_ROR | TVA | PJM_ROR | 2030 | B1 | 10 | 0 | 500 | 0 | 0 | 0 | 0 | 0 | 0 | 0 | 0 | 0 | 0 | 0
TVA_2_PJM_ROR | TVA | PJM_ROR | 2030 | B2 | 25 | 0 | 500 | 409.9 | 0 | 0 | 0 | 0 | 0 | 0 | 0 | 0 | 0 | 0
TVA_2_PJM_ROR | TVA | PJM_ROR | 2030 | B3 | 75 | 0 | 500 | 0 | 0 | 0 | 0 | 0 | 0 | 0 | 0 | 0 | 0 | 0
TVA_2_PJM_ROR | TVA | PJM_ROR | 2030 | B4 | 100 | 0 | 500 | 0 | 0 | 0 | 0 | 0 | 0 | 0 | 0 | 0 | 0 | 0
TVA_2_PJM_ROR | TVA | PJM_ROR | 2030 | B5 | 200 | 0 | 500 | 0 | 0 | 0 | 0 | 0 | 0 | 0 | 0 | 0 | 0 | 0
TVA_2_PJM_ROR | TVA | PJM_ROR | 2030 | B6 | 300 | 0 | 500 | 0 | 0 | 0 | 0 | 0 | 0 | 0 | 0 | 0 | 0 | 0
TVA_2_PJM_ROR | TVA | PJM_ROR | 2030 | B7 | 400 | 0 | 500 | 0 | 0 | 0 | 0 | 0 | 0 | 0 | 0 | 0 | 0 | 0
TVA_2_PJM_ROR | TVA | PJM_ROR | 2030 | B8 | 500 | 0 | 500 | 0 | 0 | 0 | 0 | 0 | 0 | 0 | 0 | 0 | 0 | 0
TVA_2_PJM_ROR | TVA | PJM_ROR | 2030 | B9 | 800 | 0 | 500 | 0 | 0 | 0 | 0 | 0 | 0 | 0 | 0 | 0 | 0 | 0
TVA_2_PJM_ROR | TVA | PJM_ROR | 2030 | B10 | 1262 | 0 | 500 | 0 | 0 | 0 | 0 | 0 | 0 | 0 | 0 | 0 | 0 | 0
TVA_2_PJM_ROR | TVA | PJM_ROR | 2030 | B11 | 25 | 0 | 500 | 0 | 0 | 0 | 0 | 0 | 0 | 0 | 0 | 0 | 0 | 0
TVA_2_PJM_ROR | TVA | PJM_ROR | 2030 | B12 | 200 | 0 | 500 | 0 | 0 | 0 | 0 | 0 | 0 | 0 | 0 | 0 | 0 | 0
TVA_2_PJM_ROR | TVA | PJM_ROR | 2030 | B13 | 600 | 0 | 500 | 0 | 0 | 0 | 0 | 0 | 0 | 0 | 0 | 0 | 0 | 0
TVA_2_PJM_ROR | TVA | PJM_ROR | 2030 | B14 | 900 | 0 | 500 | 0 | 0 | 0 | 0 | 0 | 0 | 0 | 0 | 0 | 0 | 0
TVA_2_PJM_ROR | TVA | PJM_ROR | 2030 | B15 | 1203 | 0 | 500 | 0 | 0 | 0 | 0 | 0 | 0 | 0 | 0 | 0 | 0 | 0
TVA_2_PJM_ROR | TVA | PJM_ROR | 2030 | B16 | 25 | 0 | 500 | 0 | 0 | 0 | 0 | 0 | 0 | 0 | 0 | 0 | 0 | 0
TVA_2_PJM_ROR | TVA | PJM_ROR | 2030 | B17 | 100 | 0 | 500 | 0 | 0 | 0 | 0 | 0 | 0 | 0 | 0 | 0 | 0 | 0
TVA_2_PJM_ROR | TVA | PJM_ROR | 2030 | B18 | 400 | 0 | 500 | 0 | 0 | 0 | 0 | 0 | 0 | 0 | 0 | 0 | 0 | 0
TVA_2_PJM_ROR | TVA | PJM_ROR | 2030 | B19 | 700 | 0 | 500 | 0 | 0 | 0 | 0 | 0 | 0 | 0 | 0 | 0 | 0 | 0
TVA_2_PJM_ROR | TVA | PJM_ROR | 2030 | B20 | 935 | 0 | 500 | 0 | 0 | 0 | 0 | 0 | 0 | 0 | 0 | 0 | 0 | 0
TVA_2_PJM_ROR | TVA | PJM_ROR | 2035 | B1 | 10 | 0 | 500 | 0 | 0 | 0 | 0 | 0 | 0 | 0 | 0 | 0 | 1.0475 | 0.34918
TVA_2_PJM_ROR | TVA | PJM_ROR | 2035 | B2 | 25 | 0 | 500 | 0 | 0 | 0 | 0 | 0 | 0 | 0 | 0 | 0 | 1.0475 | 0.34918
TVA_2_PJM_ROR | TVA | PJM_ROR | 2035 | B3 | 75 | 0 | 500 | 0 | 0 | 0 | 0 | 0 | 0 | 0 | 0 | 0 | 1.0475 | 0.34918
TVA_2_PJM_ROR | TVA | PJM_ROR | 2035 | B4 | 100 | 0 | 500 | 0 | 0 | 0 | 0 | 0 | 0 | 0 | 0 | 0 | 1.0475 | 0.34918
TVA_2_PJM_ROR | TVA | PJM_ROR | 2035 | B5 | 200 | 0 | 500 | 0 | 0 | 0 | 0 | 0 | 0 | 0 | 0 | 0 | 1.0475 | 0.34918
TVA_2_PJM_ROR | TVA | PJM_ROR | 2035 | B6 | 300 | 0 | 500 | 0 | 0 | 0 | 0 | 0 | 0 | 0 | 0 | 0 | 1.0475 | 0.34918
TVA_2_PJM_ROR | TVA | PJM_ROR | 2035 | B7 | 400 | 0 | 500 | 291.32 | 0 | 0 | 0 | 0 | 0 | 0 | 0 | 0 | 1.0475 | 0.34918
TVA_2_PJM_ROR | TVA | PJM_ROR | 2035 | B8 | 500 | 0 | 500 | 500 | 0 | 0 | 0 | 0 | 1.4481 | 0 | 0 | 0.60339 | 1.0475 | 0.34918
TVA_2_PJM_ROR | TVA | PJM_ROR | 2035 | B9 | 800 | 0 | 500 | 0 | 0 | 0 | 0 | 0 | 0 | 0 | 0 | 0 | 1.0475 | 0.34918
TVA_2_PJM_ROR | TVA | PJM_ROR | 2035 | B10 | 1262 | 0 | 500 | 0 | 0 | 0 | 0 | 0 | 0 | 0 | 0 | 0 | 1.0475 | 0.34918
TVA_2_PJM_ROR | TVA | PJM_ROR | 2035 | B11 | 25 | 0 | 500 | 0 | 0 | 0 | 0 | 0 | 0 | 0 | 0 | 0 | 1.0475 | 0.34918
TVA_2_PJM_ROR | TVA | PJM_ROR | 2035 | B12 | 200 | 0 | 500 | 500 | 0 | 0 | 0 | 0 | 0.08309 | 0 | 0 | 0.013848 | 1.0475 | 0.34918
TVA_2_PJM_ROR | TVA | PJM_ROR | 2035 | B13 | 600 | 0 | 500 | 0 | 0 | 0 | 0 | 0 | 0 | 0 | 0 | 0 | 1.0475 | 0.34918
TVA_2_PJM_ROR | TVA | PJM_ROR | 2035 | B14 | 900 | 0 | 500 | 0 | 0 | 0 | 0 | 0 | 0 | 0 | 0 | 0 | 1.0475 | 0.34918
TVA_2_PJM_ROR | TVA | PJM_ROR | 2035 | B15 | 1203 | 0 | 500 | 0 | 0 | 0 | 0 | 0 | 0 | 0 | 0 | 0 | 1.0475 | 0.34918
TVA_2_PJM_ROR | TVA | PJM_ROR | 2035 | B16 | 25 | 0 | 500 | 0 | 0 | 0 | 0 | 0 | 0 | 0 | 0 | 0 | 1.0475 | 0.34918
TVA_2_PJM_ROR | TVA | PJM_ROR | 2035 | B17 | 100 | 0 | 500 | 500 | 0 | 0 | 0 | 0 | 2.5639 | 0 | 0 | 0.21366 | 1.0475 | 0.34918
TVA_2_PJM_ROR | TVA | PJM_ROR | 2035 | B18 | 400 | 0 | 500 | 500 | 0 | 0 | 0 | 0 | 1.6974 | 0 | 0 | 0.5658 | 1.0475 | 0.34918
TVA_2_PJM_ROR | TVA | PJM_ROR | 2035 | B19 | 700 | 0 | 500 | 0 | 0 | 0 | 0 | 0 | 0 | 0 | 0 | 0 | 1.0475 | 0.34918
TVA_2_PJM_ROR | TVA | PJM_ROR | 2035 | B20 | 935 | 0 | 500 | 0 | 0 | 0 | 0 | 0 | 0 | 0 | 0 | 0 | 1.0475 | 0.34918
TVA_2_PJM_ROR | TVA | PJM_ROR | 2040 | B1 | 10 | 0 | 500 | 0 | 0 | 0 | 0 | 0 | 0 | 0 | 0 | 0 | 2.9912 | 0.99708
TVA_2_PJM_ROR | TVA | PJM_ROR | 2040 | B2 | 25 | 0 | 500 | 500 | 0 | 0 | 0 | 0 | 3.9883 | 0 | 0 | 3.9883 | 2.9912 | 0.99708
TVA_2_PJM_ROR | TVA | PJM_ROR | 2040 | B3 | 75 | 0 | 500 | 0 | 0 | 0 | 0 | 0 | 0 | 0 | 0 | 0 | 2.9912 | 0.99708
TVA_2_PJM_ROR | TVA | PJM_ROR | 2040 | B4 | 100 | 0 | 500 | 0 | 0 | 0 | 0 | 0 | 0 | 0 | 0 | 0 | 2.9912 | 0.99708
TVA_2_PJM_ROR | TVA | PJM_ROR | 2040 | B5 | 200 | 0 | 500 | 0 | 0 | 0 | 0 | 0 | 0 | 0 | 0 | 0 | 2.9912 | 0.99708
TVA_2_PJM_ROR | TVA | PJM_ROR | 2040 | B6 | 300 | 0 | 500 | 0 | 0 | 0 | 0 | 0 | 0 | 0 | 0 | 0 | 2.9912 | 0.99708
TVA_2_PJM_ROR | TVA | PJM_ROR | 2040 | B7 | 400 | 0 | 500 | 0 | 0 | 0 | 0 | 0 | 0 | 0 | 0 | 0 | 2.9912 | 0.99708
TVA_2_PJM_ROR | TVA | PJM_ROR | 2040 | B8 | 500 | 0 | 500 | 0 | 0 | 0 | 0 | 0 | 0 | 0 | 0 | 0 | 2.9912 | 0.99708
TVA_2_PJM_ROR | TVA | PJM_ROR | 2040 | B9 | 800 | 0 | 500 | 0 | 0 | 0 | 0 | 0 | 0 | 0 | 0 | 0 | 2.9912 | 0.99708
TVA_2_PJM_ROR | TVA | PJM_ROR | 2040 | B10 | 1262 | 0 | 500 | 134.02 | 0 | 377.82 | 0 | 0 | 0 | 0 | 0 | 0 | 2.9912 | 0.99708
TVA_2_PJM_ROR | TVA | PJM_ROR | 2040 | B11 | 25 | 0 | 500 | 0 | 0 | 0 | 0 | 0 | 0 | 0 | 0 | 0 | 2.9912 | 0.99708
TVA_2_PJM_ROR | TVA | PJM_ROR | 2040 | B12 | 200 | 0 | 500 | 0 | 0 | 0 | 0 | 0 | 0 | 0 | 0 | 0 | 2.9912 | 0.99708
TVA_2_PJM_ROR | TVA | PJM_ROR | 2040 | B13 | 600 | 0 | 500 | 0 | 0 | 0 | 0 | 0 | 0 | 0 | 0 | 0 | 2.9912 | 0.99708
TVA_2_PJM_ROR | TVA | PJM_ROR | 2040 | B14 | 900 | 0 | 500 | 0 | 0 | 0 | 0 | 0 | 0 | 0 | 0 | 0 | 2.9912 | 0.99708
TVA_2_PJM_ROR | TVA | PJM_ROR | 2040 | B15 | 1203 | 0 | 500 | 0 | 0 | 0 | 0 | 0 | 0 | 0 | 0 | 0 | 2.9912 | 0.99708
TVA_2_PJM_ROR | TVA | PJM_ROR | 2040 | B16 | 25 | 0 | 500 | 0 | 0 | 0 | 0 | 0 | 0 | 0 | 0 | 0 | 2.9912 | 0.99708
TVA_2_PJM_ROR | TVA | PJM_ROR | 2040 | B17 | 100 | 0 | 500 | 0 | 0 | 0 | 0 | 0 | 0 | 0 | 0 | 0 | 2.9912 | 0.99708
TVA_2_PJM_ROR | TVA | PJM_ROR | 2040 | B18 | 400 | 0 | 500 | 0 | 0 | 0 | 0 | 0 | 0 | 0 | 0 | 0 | 2.9912 | 0.99708
TVA_2_PJM_ROR | TVA | PJM_ROR | 2040 | B19 | 700 | 0 | 500 | 0 | 0 | 0 | 0 | 0 | 0 | 0 | 0 | 0 | 2.9912 | 0.99708
TVA_2_PJM_ROR | TVA | PJM_ROR | 2040 | B20 | 935 | 0 | 500 | 0 | 0 | 0 | 0 | 0 | 0 | 0 | 0 | 0 | 2.9912 | 0.99708
TVA_2_PJM_ROR | TVA | PJM_ROR | 2045 | B1 | 10 | 0 | 500 | 0.01 | 0 | 0 | 0 | 0 | 0 | 0 | 0 | 0 | 2.8598 | 0.95328
TVA_2_PJM_ROR | TVA | PJM_ROR | 2045 | B2 | 25 | 0 | 500 | 500 | 0 | 0 | 0 | 0 | 9.9589 | 0 | 0 | 0.39836 | 2.8598 | 0.95328
TVA_2_PJM_ROR | TVA | PJM_ROR | 2045 | B3 | 75 | 0 | 500 | 0 | 0 | 0 | 0 | 0 | 0 | 0 | 0 | 0 | 2.8598 | 0.95328
TVA_2_PJM_ROR | TVA | PJM_ROR | 2045 | B4 | 100 | 0 | 500 | 0 | 0 | 0 | 0 | 0 | 0 | 0 | 0 | 0 | 2.8598 | 0.95328
TVA_2_PJM_ROR | TVA | PJM_ROR | 2045 | B5 | 200 | 0 | 500 | 0 | 0 | 0 | 0 | 0 | 0 | 0 | 0 | 0 | 2.8598 | 0.95328
TVA_2_PJM_ROR | TVA | PJM_ROR | 2045 | B6 | 300 | 0 | 500 | 0 | 0 | 0 | 0 | 0 | 0 | 0 | 0 | 0 | 2.8598 | 0.95328
TVA_2_PJM_ROR | TVA | PJM_ROR | 2045 | B7 | 400 | 0 | 500 | 0 | 0 | 0 | 0 | 0 | 0 | 0 | 0 | 0 | 2.8598 | 0.95328
TVA_2_PJM_ROR | TVA | PJM_ROR | 2045 | B8 | 500 | 0 | 500 | 0 | 0 | 0 | 0 | 0 | 0 | 0 | 0 | 0 | 2.8598 | 0.95328
TVA_2_PJM_ROR | TVA | PJM_ROR | 2045 | B9 | 800 | 0 | 500 | 0 | 0 | 0 | 0 | 0 | 0 | 0 | 0 | 0 | 2.8598 | 0.95328
TVA_2_PJM_ROR | TVA | PJM_ROR | 2045 | B10 | 1262 | 0 | 500 | 0 | 0 | 0 | 0 | 0 | 0 | 0 | 0 | 0 | 2.8598 | 0.95328
TVA_2_PJM_ROR | TVA | PJM_ROR | 2045 | B11 | 25 | 0 | 500 | 0 | 0 | 0 | 0 | 0 | 0 | 0 | 0 | 0 | 2.8598 | 0.95328
TVA_2_PJM_ROR | TVA | PJM_ROR | 2045 | B12 | 200 | 0 | 500 | 500 | 414.64 | 169.3 | 0 | 0 | 5.8757 | 0 | 0 | 1.8802 | 2.8598 | 0.95328
TVA_2_PJM_ROR | TVA | PJM_ROR | 2045 | B13 | 600 | 0 | 500 | 41.07 | 80.74 | 0 | 0 | 0 | 0 | 0 | 0 | 0 | 2.8598 | 0.95328
TVA_2_PJM_ROR | TVA | PJM_ROR | 2045 | B14 | 900 | 0 | 500 | 0 | 0 | 0 | 0 | 0 | 0 | 0 | 0 | 0 | 2.8598 | 0.95328
TVA_2_PJM_ROR | TVA | PJM_ROR | 2045 | B15 | 1203 | 0 | 500 | 0 | 0 | 0 | 0 | 0 | 0 | 0 | 0 | 0 | 2.8598 | 0.95328
TVA_2_PJM_ROR | TVA | PJM_ROR | 2045 | B16 | 25 | 0 | 500 | 0 | 0 | 0 | 0 | 0 | 0 | 0 | 0 | 0 | 2.8598 | 0.95328
TVA_2_PJM_ROR | TVA | PJM_ROR | 2045 | B17 | 100 | 0 | 500 | 0 | 0 | 0 | 0 | 0 | 0 | 0 | 0 | 0 | 2.8598 | 0.95328
TVA_2_PJM_ROR | TVA | PJM_ROR | 2045 | B18 | 400 | 0 | 500 | 500 | 0 | 0 | 0 | 0 | 2.3977 | 0 | 0 | 1.5346 | 2.8598 | 0.95328
TVA_2_PJM_ROR | TVA | PJM_ROR | 2045 | B19 | 700 | 0 | 500 | 497.03 | 0 | 0 | 0 | 0 | 0 | 0 | 0 | 0 | 2.8598 | 0.95328
TVA_2_PJM_ROR | TVA | PJM_ROR | 2045 | B20 | 935 | 0 | 500 | 0 | 0 | 0 | 0 | 0 | 0 | 0 | 0 | 0 | 2.8598 | 0.95328
TVA_2_PJM_ROR | TVA | PJM_ROR | 2050 | B1 | 10 | 0 | 500 | 0 | 0 | 0 | 0 | 0 | 0 | 0 | 0 | 0 | 27.3821 | 9.1274
TVA_2_PJM_ROR | TVA | PJM_ROR | 2050 | B2 | 25 | 0 | 500 | 0 | 0 | 0 | 0 | 0 | 0 | 0 | 0 | 0 | 27.3821 | 9.1274
TVA_2_PJM_ROR | TVA | PJM_ROR | 2050 | B3 | 75 | 0 | 500 | 0 | 0 | 0 | 0 | 0 | 0 | 0 | 0 | 0 | 27.3821 | 9.1274
TVA_2_PJM_ROR | TVA | PJM_ROR | 2050 | B4 | 100 | 0 | 500 | 0 | 0 | 0 | 0 | 0 | 0 | 0 | 0 | 0 | 27.3821 | 9.1274
TVA_2_PJM_ROR | TVA | PJM_ROR | 2050 | B5 | 200 | 0 | 500 | 0 | 0 | 0 | 0 | 0 | 0 | 0 | 0 | 0 | 27.3821 | 9.1274
TVA_2_PJM_ROR | TVA | PJM_ROR | 2050 | B6 | 300 | 0 | 500 | 0 | 0 | 139.76 | 0 | 0 | 0 | 0 | 0 | 0 | 27.3821 | 9.1274
TVA_2_PJM_ROR | TVA | PJM_ROR | 2050 | B7 | 400 | 0 | 500 | 500 | 500 | 500 | 0 | 0 | 72.1459 | 11.7038 | 5.6501 | 32.0648 | 27.3821 | 9.1274
TVA_2_PJM_ROR | TVA | PJM_ROR | 2050 | B8 | 500 | 0 | 500 | 500 | 500 | 500 | 0 | 0 | 8.0004 | 4.5462 | 3.3948 | 4.4447 | 27.3821 | 9.1274
TVA_2_PJM_ROR | TVA | PJM_ROR | 2050 | B9 | 800 | 0 | 500 | 0 | 0 | 0 | 0 | 0 | 0 | 0 | 0 | 0 | 27.3821 | 9.1274
TVA_2_PJM_ROR | TVA | PJM_ROR | 2050 | B10 | 1262 | 0 | 500 | 0 | 0 | 0 | 0 | 0 | 0 | 0 | 0 | 0 | 27.3821 | 9.1274
TVA_2_PJM_ROR | TVA | PJM_ROR | 2050 | B11 | 25 | 0 | 500 | 0 | 0 | 500 | 0 | 0 | 0 | 0 | 0.62911 | 0 | 27.3821 | 9.1274
TVA_2_PJM_ROR | TVA | PJM_ROR | 2050 | B12 | 200 | 0 | 500 | 0 | 0 | 0 | 0 | 0 | 0 | 0 | 0 | 0 | 27.3821 | 9.1274
TVA_2_PJM_ROR | TVA | PJM_ROR | 2050 | B13 | 600 | 0 | 500 | 0 | 0 | 0 | 0 | 0 | 0 | 0 | 0 | 0 | 27.3821 | 9.1274
TVA_2_PJM_ROR | TVA | PJM_ROR | 2050 | B14 | 900 | 0 | 500 | 0 | 0 | 0 | 0 | 0 | 0 | 0 | 0 | 0 | 27.3821 | 9.1274
TVA_2_PJM_ROR | TVA | PJM_ROR | 2050 | B15 | 1203 | 0 | 500 | 0 | 0 | 0 | 0 | 0 | 0 | 0 | 0 | 0 | 27.3821 | 9.1274
TVA_2_PJM_ROR | TVA | PJM_ROR | 2050 | B16 | 25 | 0 | 500 | 207.83 | 0 | 0 | 0 | 0 | 0 | 0 | 0 | 0 | 27.3821 | 9.1274
TVA_2_PJM_ROR | TVA | PJM_ROR | 2050 | B17 | 100 | 0 | 500 | 129.65 | 0 | 0 | 0 | 0 | 0 | 0 | 0 | 0 | 27.3821 | 9.1274
TVA_2_PJM_ROR | TVA | PJM_ROR | 2050 | B18 | 400 | 0 | 500 | 0 | 0 | 0 | 0 | 0 | 0 | 0 | 0 | 0 | 27.3821 | 9.1274
TVA_2_PJM_ROR | TVA | PJM_ROR | 2050 | B19 | 700 | 0 | 500 | 0 | 0 | 0 | 0 | 0 | 0 | 0 | 0 | 0 | 27.3821 | 9.1274
TVA_2_PJM_ROR | TVA | PJM_ROR | 2050 | B20 | 935 | 0 | 500 | 0 | 0 | 0 | 0 | 0 | 0 | 0 | 0 | 0 | 27.3821 | 9.1274
TVA_2_SOCO | TVA | SOCO | 2015 | B1 | 10 | 0 | 500 | 0 | 0 | 0 | 0 | 0 | 0 | 0 | 0 | 0 | 2.8775 | 0.95916
TVA_2_SOCO | TVA | SOCO | 2015 | B2 | 25 | 0 | 500 | 0 | 0 | 0 | 0 | 0 | 0 | 0 | 0 | 0 | 2.8775 | 0.95916
TVA_2_SOCO | TVA | SOCO | 2015 | B3 | 75 | 0 | 500 | 0 | 0 | 0 | 0 | 0 | 0 | 0 | 0 | 0 | 2.8775 | 0.95916
TVA_2_SOCO | TVA | SOCO | 2015 | B4 | 100 | 0 | 500 | 0 | 0 | 0 | 0 | 0 | 0 | 0 | 0 | 0 | 2.8775 | 0.95916
TVA_2_SOCO | TVA | SOCO | 2015 | B5 | 200 | 200 | 500 | 500 | 500 | 500 | 491.61 | 245.37 | 4.9142 | 2.8725 | 0.96147 | 1.092 | 2.8775 | 0.95916
TVA_2_SOCO | TVA | SOCO | 2015 | B6 | 300 | 300 | 500 | 500 | 500 | 500 | 720.22 | 473.98 | 7.6799 | 2.8725 | 0.96147 | 2.56 | 2.8775 | 0.95916
TVA_2_SOCO | TVA | SOCO | 2015 | B7 | 400 | 0 | 500 | 500 | 500 | 495.14 | 0 | 0 | 0.41545 | 0.41545 | 0 | 0.18464 | 2.8775 | 0.95916
TVA_2_SOCO | TVA | SOCO | 2015 | B8 | 500 | 0 | 500 | 0 | 0 | 0 | 0 | 0 | 0 | 0 | 0 | 0 | 2.8775 | 0.95916
TVA_2_SOCO | TVA | SOCO | 2015 | B9 | 800 | 0 | 500 | 0 | 0 | 0 | 0 | 0 | 0 | 0 | 0 | 0 | 2.8775 | 0.95916
TVA_2_SOCO | TVA | SOCO | 2015 | B10 | 1262 | 0 | 500 | 0 | 0 | 0 | 0 | 0 | 0 | 0 | 0 | 0 | 2.8775 | 0.95916
TVA_2_SOCO | TVA | SOCO | 2015 | B11 | 25 | 0 | 500 | 0 | 0 | 0 | 0 | 0 | 0 | 0 | 0 | 0 | 2.8775 | 0.95916
TVA_2_SOCO | TVA | SOCO | 2015 | B12 | 200 | 0 | 500 | 0 | 0 | 0 | 0 | 0 | 0 | 0 | 0 | 0 | 2.8775 | 0.95916
TVA_2_SOCO | TVA | SOCO | 2015 | B13 | 600 | 0 | 500 | 0 | 0 | 0 | 0 | 0 | 0 | 0 | 0 | 0 | 2.8775 | 0.95916
TVA_2_SOCO | TVA | SOCO | 2015 | B14 | 900 | 0 | 500 | 0 | 0 | 0 | 0 | 0 | 0 | 0 | 0 | 0 | 2.8775 | 0.95916
TVA_2_SOCO | TVA | SOCO | 2015 | B15 | 1203 | 0 | 500 | 0 | 0 | 0 | 0 | 0 | 0 | 0 | 0 | 0 | 2.8775 | 0.95916
TVA_2_SOCO | TVA | SOCO | 2015 | B16 | 25 | 0 | 500 | 0 | 0 | 0 | 0 | 0 | 0 | 0 | 0 | 0 | 2.8775 | 0.95916
TVA_2_SOCO | TVA | SOCO | 2015 | B17 | 100 | 0 | 500 | 0 | 0 | 0 | 0 | 0 | 0 | 0 | 0 | 0 | 2.8775 | 0.95916
TVA_2_SOCO | TVA | SOCO | 2015 | B18 | 400 | 0 | 500 | 0 | 0 | 0 | 0 | 0 | 0 | 0 | 0 | 0 | 2.8775 | 0.95916
TVA_2_SOCO | TVA | SOCO | 2015 | B19 | 700 | 0 | 500 | 0 | 0 | 0 | 0 | 0 | 0 | 0 | 0 | 0 | 2.8775 | 0.95916
TVA_2_SOCO | TVA | SOCO | 2015 | B20 | 935 | 0 | 500 | 0 | 0 | 0 | 0 | 0 | 0 | 0 | 0 | 0 | 2.8775 | 0.95916
TVA_2_SOCO | TVA | SOCO | 2020 | B1 | 10 | 0 | 500 | 0 | 0 | 0 | 0 | 0 | 0 | 0 | 0 | 0 | 5.9231 | 1.9744
TVA_2_SOCO | TVA | SOCO | 2020 | B2 | 25 | 0 | 500 | 0 | 0 | 0 | 0 | 0 | 0 | 0 | 0 | 0 | 5.9231 | 1.9744
TVA_2_SOCO | TVA | SOCO | 2020 | B3 | 75 | 0 | 500 | 0 | 0 | 0 | 0 | 0 | 0 | 0 | 0 | 0 | 5.9231 | 1.9744
TVA_2_SOCO | TVA | SOCO | 2020 | B4 | 100 | 0 | 500 | 0 | 0 | 0 | 0 | 0 | 0 | 0 | 0 | 0 | 5.9231 | 1.9744
TVA_2_SOCO | TVA | SOCO | 2020 | B5 | 200 | 0 | 500 | 0 | 0 | 0 | 0 | 0 | 0 | 0 | 0 | 0 | 5.9231 | 1.9744
TVA_2_SOCO | TVA | SOCO | 2020 | B6 | 300 | 0 | 500 | 500 | 500 | 486.25 | 0 | 0 | 0.33236 | 4.8548 | 0 | 0.08309 | 5.9231 | 1.9744
TVA_2_SOCO | TVA | SOCO | 2020 | B7 | 400 | 400 | 500 | 500 | 500 | 500 | 858.43 | 591 | 18.992 | 5.9231 | 1.9704 | 6.3307 | 5.9231 | 1.9744
TVA_2_SOCO | TVA | SOCO | 2020 | B8 | 500 | 0 | 500 | 500 | 500 | 500 | 0 | 125.2 | 3.561 | 3.561 | 1.9704 | 1.4838 | 5.9231 | 1.9744
TVA_2_SOCO | TVA | SOCO | 2020 | B9 | 800 | 0 | 500 | 0 | 0 | 0 | 0 | 0 | 0 | 0 | 0 | 0 | 5.9231 | 1.9744
TVA_2_SOCO | TVA | SOCO | 2020 | B10 | 1262 | 0 | 500 | 0 | 0 | 0 | 0 | 0 | 0 | 0 | 0 | 0 | 5.9231 | 1.9744
TVA_2_SOCO | TVA | SOCO | 2020 | B11 | 25 | 0 | 500 | 0 | 0 | 0 | 0 | 0 | 0 | 0 | 0 | 0 | 5.9231 | 1.9744
TVA_2_SOCO | TVA | SOCO | 2020 | B12 | 200 | 0 | 500 | 0 | 0 | 0 | 0 | 0 | 0 | 0 | 0 | 0 | 5.9231 | 1.9744
TVA_2_SOCO | TVA | SOCO | 2020 | B13 | 600 | 0 | 500 | 0 | 0 | 0 | 0 | 0 | 0 | 0 | 0 | 0 | 5.9231 | 1.9744
TVA_2_SOCO | TVA | SOCO | 2020 | B14 | 900 | 0 | 500 | 0 | 0 | 0 | 0 | 0 | 0 | 0 | 0 | 0 | 5.9231 | 1.9744
TVA_2_SOCO | TVA | SOCO | 2020 | B15 | 1203 | 0 | 500 | 0 | 0 | 0 | 0 | 0 | 0 | 0 | 0 | 0 | 5.9231 | 1.9744
TVA_2_SOCO | TVA | SOCO | 2020 | B16 | 25 | 0 | 500 | 0 | 0 | 0 | 0 | 0 | 0 | 0 | 0 | 0 | 5.9231 | 1.9744
TVA_2_SOCO | TVA | SOCO | 2020 | B17 | 100 | 0 | 500 | 0 | 0 | 0 | 0 | 0 | 0 | 0 | 0 | 0 | 5.9231 | 1.9744
TVA_2_SOCO | TVA | SOCO | 2020 | B18 | 400 | 0 | 500 | 0 | 0 | 0 | 0 | 0 | 0 | 0 | 0 | 0 | 5.9231 | 1.9744
TVA_2_SOCO | TVA | SOCO | 2020 | B19 | 700 | 0 | 500 | 0 | 0 | 0 | 0 | 0 | 0 | 0 | 0 | 0 | 5.9231 | 1.9744
TVA_2_SOCO | TVA | SOCO | 2020 | B20 | 935 | 0 | 500 | 0 | 0 | 0 | 0 | 0 | 0 | 0 | 0 | 0 | 5.9231 | 1.9744
TVA_2_SOCO | TVA | SOCO | 2025 | B1 | 10 | 0 | 500 | 0 | 0 | 0 | 0 | 0 | 0 | 0 | 0 | 0 | 0 | 0
TVA_2_SOCO | TVA | SOCO | 2025 | B2 | 25 | 0 | 500 | 0 | 0 | 0 | 0 | 0 | 0 | 0 | 0 | 0 | 0 | 0
TVA_2_SOCO | TVA | SOCO | 2025 | B3 | 75 | 0 | 500 | 0 | 0 | 0 | 0 | 0 | 0 | 0 | 0 | 0 | 0 | 0
TVA_2_SOCO | TVA | SOCO | 2025 | B4 | 100 | 0 | 500 | 0 | 0 | 0 | 0 | 0 | 0 | 0 | 0 | 0 | 0 | 0
TVA_2_SOCO | TVA | SOCO | 2025 | B5 | 200 | 0 | 500 | 0 | 0 | 0 | 0 | 0 | 0 | 0 | 0 | 0 | 0 | 0
TVA_2_SOCO | TVA | SOCO | 2025 | B6 | 300 | 0 | 500 | 0 | 0 | 0 | 0 | 0 | 0 | 0 | 0 | 0 | 0 | 0
TVA_2_SOCO | TVA | SOCO | 2025 | B7 | 400 | 0 | 500 | 0 | 0 | 0 | 0 | 0 | 0 | 0 | 0 | 0 | 0 | 0
TVA_2_SOCO | TVA | SOCO | 2025 | B8 | 500 | 0 | 500 | 0 | 0 | 0 | 0 | 0 | 0 | 0 | 0 | 0 | 0 | 0
TVA_2_SOCO | TVA | SOCO | 2025 | B9 | 800 | 0 | 500 | 0 | 0 | 0 | 0 | 0 | 0 | 0 | 0 | 0 | 0 | 0
TVA_2_SOCO | TVA | SOCO | 2025 | B10 | 1262 | 0 | 500 | 0 | 0 | 0 | 0 | 0 | 0 | 0 | 0 | 0 | 0 | 0
TVA_2_SOCO | TVA | SOCO | 2025 | B11 | 25 | 0 | 500 | 164.49 | 0 | 0 | 0 | 0 | 0 | 0 | 0 | 0 | 0 | 0
TVA_2_SOCO | TVA | SOCO | 2025 | B12 | 200 | 0 | 500 | 0 | 0 | 0 | 0 | 0 | 0 | 0 | 0 | 0 | 0 | 0
TVA_2_SOCO | TVA | SOCO | 2025 | B13 | 600 | 0 | 500 | 0 | 0 | 0 | 0 | 0 | 0 | 0 | 0 | 0 | 0 | 0
TVA_2_SOCO | TVA | SOCO | 2025 | B14 | 900 | 0 | 500 | 0 | 0 | 0 | 0 | 0 | 0 | 0 | 0 | 0 | 0 | 0
TVA_2_SOCO | TVA | SOCO | 2025 | B15 | 1203 | 0 | 500 | 0 | 0 | 0 | 0 | 0 | 0 | 0 | 0 | 0 | 0 | 0
TVA_2_SOCO | TVA | SOCO | 2025 | B16 | 25 | 0 | 500 | 0 | 0 | 0 | 0 | 0 | 0 | 0 | 0 | 0 | 0 | 0
TVA_2_SOCO | TVA | SOCO | 2025 | B17 | 100 | 0 | 500 | 0 | 0 | 0 | 0 | 0 | 0 | 0 | 0 | 0 | 0 | 0
TVA_2_SOCO | TVA | SOCO | 2025 | B18 | 400 | 0 | 500 | 0 | 0 | 0 | 0 | 0 | 0 | 0 | 0 | 0 | 0 | 0
TVA_2_SOCO | TVA | SOCO | 2025 | B19 | 700 | 0 | 500 | 0 | 0 | 0 | 0 | 0 | 0 | 0 | 0 | 0 | 0 | 0
TVA_2_SOCO | TVA | SOCO | 2025 | B20 | 935 | 0 | 500 | 0 | 0 | 0 | 0 | 0 | 0 | 0 | 0 | 0 | 0 | 0
TVA_2_SOCO | TVA | SOCO | 2030 | B1 | 10 | 0 | 500 | 0 | 0 | 0 | 0 | 0 | 0 | 0 | 0 | 0 | 0 | 0
TVA_2_SOCO | TVA | SOCO | 2030 | B2 | 25 | 0 | 500 | 0 | 0 | 0 | 0 | 0 | 0 | 0 | 0 | 0 | 0 | 0
TVA_2_SOCO | TVA | SOCO | 2030 | B3 | 75 | 0 | 500 | 0 | 0 | 0 | 0 | 0 | 0 | 0 | 0 | 0 | 0 | 0
TVA_2_SOCO | TVA | SOCO | 2030 | B4 | 100 | 0 | 500 | 0 | 0 | 0 | 0 | 0 | 0 | 0 | 0 | 0 | 0 | 0
TVA_2_SOCO | TVA | SOCO | 2030 | B5 | 200 | 0 | 500 | 0 | 0 | 0 | 0 | 0 | 0 | 0 | 0 | 0 | 0 | 0
TVA_2_SOCO | TVA | SOCO | 2030 | B6 | 300 | 0 | 500 | 0 | 0 | 0 | 0 | 0 | 0 | 0 | 0 | 0 | 0 | 0
TVA_2_SOCO | TVA | SOCO | 2030 | B7 | 400 | 0 | 500 | 0 | 0 | 500 | 0 | 373 | 0 | 0 | 0.01187 | 0 | 0 | 0
TVA_2_SOCO | TVA | SOCO | 2030 | B8 | 500 | 0 | 500 | 0 | 0 | 0 | 0 | 0 | 0 | 0 | 0 | 0 | 0 | 0
TVA_2_SOCO | TVA | SOCO | 2030 | B9 | 800 | 0 | 500 | 0 | 0 | 0 | 0 | 0 | 0 | 0 | 0 | 0 | 0 | 0
TVA_2_SOCO | TVA | SOCO | 2030 | B10 | 1262 | 0 | 500 | 0 | 0 | 0 | 0 | 0 | 0 | 0 | 0 | 0 | 0 | 0
TVA_2_SOCO | TVA | SOCO | 2030 | B11 | 25 | 0 | 500 | 0 | 0 | 0 | 0 | 0 | 0 | 0 | 0 | 0 | 0 | 0
TVA_2_SOCO | TVA | SOCO | 2030 | B12 | 200 | 0 | 500 | 0 | 0 | 0 | 0 | 0 | 0 | 0 | 0 | 0 | 0 | 0
TVA_2_SOCO | TVA | SOCO | 2030 | B13 | 600 | 0 | 500 | 0 | 0 | 0 | 0 | 0 | 0 | 0 | 0 | 0 | 0 | 0
TVA_2_SOCO | TVA | SOCO | 2030 | B14 | 900 | 0 | 500 | 0 | 0 | 0 | 0 | 0 | 0 | 0 | 0 | 0 | 0 | 0
TVA_2_SOCO | TVA | SOCO | 2030 | B15 | 1203 | 0 | 500 | 0 | 0 | 0 | 0 | 0 | 0 | 0 | 0 | 0 | 0 | 0
TVA_2_SOCO | TVA | SOCO | 2030 | B16 | 25 | 0 | 500 | 0 | 0 | 0 | 0 | 0 | 0 | 0 | 0 | 0 | 0 | 0
TVA_2_SOCO | TVA | SOCO | 2030 | B17 | 100 | 0 | 500 | 0 | 0 | 0 | 0 | 0 | 0 | 0 | 0 | 0 | 0 | 0
TVA_2_SOCO | TVA | SOCO | 2030 | B18 | 400 | 0 | 500 | 0 | 0 | 0 | 0 | 0 | 0 | 0 | 0 | 0 | 0 | 0
TVA_2_SOCO | TVA | SOCO | 2030 | B19 | 700 | 0 | 500 | 0 | 0 | 0 | 0 | 0 | 0 | 0 | 0 | 0 | 0 | 0
TVA_2_SOCO | TVA | SOCO | 2030 | B20 | 935 | 0 | 500 | 0 | 0 | 0 | 0 | 0 | 0 | 0 | 0 | 0 | 0 | 0
TVA_2_SOCO | TVA | SOCO | 2035 | B1 | 10 | 0 | 500 | 0 | 0 | 0 | 0 | 0 | 0 | 0 | 0 | 0 | 0 | 0
TVA_2_SOCO | TVA | SOCO | 2035 | B2 | 25 | 0 | 500 | 0 | 0 | 0 | 0 | 0 | 0 | 0 | 0 | 0 | 0 | 0
TVA_2_SOCO | TVA | SOCO | 2035 | B3 | 75 | 0 | 500 | 0 | 0 | 0 | 0 | 0 | 0 | 0 | 0 | 0 | 0 | 0
TVA_2_SOCO | TVA | SOCO | 2035 | B4 | 100 | 0 | 500 | 0 | 0 | 0 | 0 | 0 | 0 | 0 | 0 | 0 | 0 | 0
TVA_2_SOCO | TVA | SOCO | 2035 | B5 | 200 | 0 | 500 | 0 | 0 | 0 | 0 | 0 | 0 | 0 | 0 | 0 | 0 | 0
TVA_2_SOCO | TVA | SOCO | 2035 | B6 | 300 | 0 | 500 | 0 | 0 | 0 | 0 | 0 | 0 | 0 | 0 | 0 | 0 | 0
TVA_2_SOCO | TVA | SOCO | 2035 | B7 | 400 | 0 | 500 | 290.68 | 0 | 165.2 | 0 | 0 | 0 | 0 | 0 | 0 | 0 | 0
TVA_2_SOCO | TVA | SOCO | 2035 | B8 | 500 | 0 | 500 | 0 | 0 | 0 | 0 | 0 | 0 | 0 | 0 | 0 | 0 | 0
TVA_2_SOCO | TVA | SOCO | 2035 | B9 | 800 | 0 | 500 | 0 | 0 | 0 | 0 | 0 | 0 | 0 | 0 | 0 | 0 | 0
TVA_2_SOCO | TVA | SOCO | 2035 | B10 | 1262 | 0 | 500 | 0 | 0 | 0 | 0 | 0 | 0 | 0 | 0 | 0 | 0 | 0
TVA_2_SOCO | TVA | SOCO | 2035 | B11 | 25 | 0 | 500 | 0 | 0 | 0 | 0 | 0 | 0 | 0 | 0 | 0 | 0 | 0
TVA_2_SOCO | TVA | SOCO | 2035 | B12 | 200 | 0 | 500 | 0 | 0 | 0 | 0 | 0 | 0 | 0 | 0 | 0 | 0 | 0
TVA_2_SOCO | TVA | SOCO | 2035 | B13 | 600 | 0 | 500 | 0 | 0 | 0 | 0 | 0 | 0 | 0 | 0 | 0 | 0 | 0
TVA_2_SOCO | TVA | SOCO | 2035 | B14 | 900 | 0 | 500 | 0 | 0 | 0 | 0 | 0 | 0 | 0 | 0 | 0 | 0 | 0
TVA_2_SOCO | TVA | SOCO | 2035 | B15 | 1203 | 0 | 500 | 0 | 0 | 0 | 0 | 0 | 0 | 0 | 0 | 0 | 0 | 0
TVA_2_SOCO | TVA | SOCO | 2035 | B16 | 25 | 0 | 500 | 0 | 0 | 0 | 0 | 0 | 0 | 0 | 0 | 0 | 0 | 0
TVA_2_SOCO | TVA | SOCO | 2035 | B17 | 100 | 0 | 500 | 0 | 0 | 0 | 0 | 0 | 0 | 0 | 0 | 0 | 0 | 0
TVA_2_SOCO | TVA | SOCO | 2035 | B18 | 400 | 0 | 500 | 0 | 0 | 0 | 0 | 0 | 0 | 0 | 0 | 0 | 0 | 0
TVA_2_SOCO | TVA | SOCO | 2035 | B19 | 700 | 0 | 500 | 0 | 0 | 0 | 0 | 0 | 0 | 0 | 0 | 0 | 0 | 0
TVA_2_SOCO | TVA | SOCO | 2035 | B20 | 935 | 0 | 500 | 0 | 0 | 0 | 0 | 0 | 0 | 0 | 0 | 0 | 0 | 0
TVA_2_SOCO | TVA | SOCO | 2040 | B1 | 10 | 0 | 500 | 0 | 0.01 | 0 | 0 | 0 | 0 | 0 | 0 | 0 | 2.0832 | 0.69439
TVA_2_SOCO | TVA | SOCO | 2040 | B2 | 25 | 0 | 500 | 0 | 0.01 | 0 | 0 | 0 | 0 | 0 | 0 | 0 | 2.0832 | 0.69439
TVA_2_SOCO | TVA | SOCO | 2040 | B3 | 75 | 0 | 500 | 0 | 0 | 0 | 0 | 0 | 0 | 0 | 0 | 0 | 2.0832 | 0.69439
TVA_2_SOCO | TVA | SOCO | 2040 | B4 | 100 | 0 | 500 | 0 | 0 | 0 | 0 | 0 | 0 | 0 | 0 | 0 | 2.0832 | 0.69439
TVA_2_SOCO | TVA | SOCO | 2040 | B5 | 200 | 0 | 500 | 0 | 0 | 0 | 0 | 0 | 0 | 0 | 0 | 0 | 2.0832 | 0.69439
TVA_2_SOCO | TVA | SOCO | 2040 | B6 | 300 | 0 | 500 | 0 | 269.9 | 302.19 | 0 | 0 | 0 | 0 | 0 | 0 | 2.0832 | 0.69439
TVA_2_SOCO | TVA | SOCO | 2040 | B7 | 400 | 400 | 500 | 500 | 500 | 500 | 371.22 | 276.88 | 2.7776 | 2.0179 | 0.67659 | 2.7776 | 2.0832 | 0.69439
TVA_2_SOCO | TVA | SOCO | 2040 | B8 | 500 | 0 | 500 | 0 | 0 | 0 | 0 | 0 | 0 | 0 | 0 | 0 | 2.0832 | 0.69439
TVA_2_SOCO | TVA | SOCO | 2040 | B9 | 800 | 0 | 500 | 0 | 0 | 0 | 0 | 0 | 0 | 0 | 0 | 0 | 2.0832 | 0.69439
TVA_2_SOCO | TVA | SOCO | 2040 | B10 | 1262 | 0 | 500 | 0 | 0 | 0 | 0 | 0 | 0 | 0 | 0 | 0 | 2.0832 | 0.69439
TVA_2_SOCO | TVA | SOCO | 2040 | B11 | 25 | 0 | 500 | 408.99 | 0.01 | 0 | 0 | 0 | 0 | 0 | 0 | 0 | 2.0832 | 0.69439
TVA_2_SOCO | TVA | SOCO | 2040 | B12 | 200 | 0 | 500 | 0 | 0 | 249.9 | 0 | 0 | 0 | 0 | 0 | 0 | 2.0832 | 0.69439
TVA_2_SOCO | TVA | SOCO | 2040 | B13 | 600 | 0 | 500 | 0 | 0 | 0 | 0 | 0 | 0 | 0 | 0 | 0 | 2.0832 | 0.69439
TVA_2_SOCO | TVA | SOCO | 2040 | B14 | 900 | 0 | 500 | 0 | 0 | 0 | 0 | 0 | 0 | 0 | 0 | 0 | 2.0832 | 0.69439
TVA_2_SOCO | TVA | SOCO | 2040 | B15 | 1203 | 0 | 500 | 0 | 0 | 0 | 0 | 0 | 0 | 0 | 0 | 0 | 2.0832 | 0.69439
TVA_2_SOCO | TVA | SOCO | 2040 | B16 | 25 | 0 | 500 | 0 | 0 | 0 | 0 | 0 | 0 | 0 | 0 | 0 | 2.0832 | 0.69439
TVA_2_SOCO | TVA | SOCO | 2040 | B17 | 100 | 0 | 500 | 0 | 0 | 0 | 0 | 0 | 0 | 0 | 0 | 0 | 2.0832 | 0.69439
TVA_2_SOCO | TVA | SOCO | 2040 | B18 | 400 | 0 | 500 | 0 | 0 | 0 | 0 | 0 | 0 | 0 | 0 | 0 | 2.0832 | 0.69439
TVA_2_SOCO | TVA | SOCO | 2040 | B19 | 700 | 0 | 500 | 0 | 0 | 0 | 0 | 0 | 0 | 0 | 0 | 0 | 2.0832 | 0.69439
TVA_2_SOCO | TVA | SOCO | 2040 | B20 | 935 | 0 | 500 | 0 | 0 | 0 | 0 | 0 | 0 | 0 | 0 | 0 | 2.0832 | 0.69439
TVA_2_SOCO | TVA | SOCO | 2045 | B1 | 10 | 0 | 500 | 0.01 | 249.55 | 0 | 0 | 0 | 0 | 0 | 0 | 0 | 0 | 0
TVA_2_SOCO | TVA | SOCO | 2045 | B2 | 25 | 0 | 500 | 0 | 248.28 | 0 | 0 | 0 | 0 | 0 | 0 | 0 | 0 | 0
TVA_2_SOCO | TVA | SOCO | 2045 | B3 | 75 | 0 | 500 | 0 | 245.95 | 0 | 0 | 0 | 0 | 0 | 0 | 0 | 0 | 0
TVA_2_SOCO | TVA | SOCO | 2045 | B4 | 100 | 0 | 500 | 0 | 45.76 | 0 | 0 | 0 | 0 | 0 | 0 | 0 | 0 | 0
TVA_2_SOCO | TVA | SOCO | 2045 | B5 | 200 | 0 | 500 | 0 | 0 | 0 | 0 | 0 | 0 | 0 | 0 | 0 | 0 | 0
TVA_2_SOCO | TVA | SOCO | 2045 | B6 | 300 | 0 | 500 | 0 | 0 | 46.88 | 0 | 0 | 0 | 0 | 0 | 0 | 0 | 0
TVA_2_SOCO | TVA | SOCO | 2045 | B7 | 400 | 0 | 500 | 0 | 0 | 0 | 0 | 0 | 0 | 0 | 0 | 0 | 0 | 0
TVA_2_SOCO | TVA | SOCO | 2045 | B8 | 500 | 0 | 500 | 0 | 0 | 0 | 0 | 0 | 0 | 0 | 0 | 0 | 0 | 0
TVA_2_SOCO | TVA | SOCO | 2045 | B9 | 800 | 0 | 500 | 0 | 0 | 0 | 0 | 0 | 0 | 0 | 0 | 0 | 0 | 0
TVA_2_SOCO | TVA | SOCO | 2045 | B10 | 1262 | 0 | 500 | 0 | 0 | 0 | 0 | 0 | 0 | 0 | 0 | 0 | 0 | 0
TVA_2_SOCO | TVA | SOCO | 2045 | B11 | 25 | 0 | 500 | 0 | 0 | 99.77 | 0 | 0 | 0 | 0 | 0 | 0 | 0 | 0
TVA_2_SOCO | TVA | SOCO | 2045 | B12 | 200 | 0 | 500 | 12.75 | 72.22 | 500 | 0 | 661.55 | 0 | 0 | 0.01187 | 0 | 0 | 0
TVA_2_SOCO | TVA | SOCO | 2045 | B13 | 600 | 0 | 500 | 0 | 0 | 0 | 0 | 0 | 0 | 0 | 0 | 0 | 0 | 0
TVA_2_SOCO | TVA | SOCO | 2045 | B14 | 900 | 0 | 500 | 0 | 0 | 0 | 0 | 0 | 0 | 0 | 0 | 0 | 0 | 0
TVA_2_SOCO | TVA | SOCO | 2045 | B15 | 1203 | 0 | 500 | 0 | 0 | 0 | 0 | 0 | 0 | 0 | 0 | 0 | 0 | 0
TVA_2_SOCO | TVA | SOCO | 2045 | B16 | 25 | 0 | 500 | 0 | 250.14 | 0 | 0 | 0 | 0 | 0 | 0 | 0 | 0 | 0
TVA_2_SOCO | TVA | SOCO | 2045 | B17 | 100 | 0 | 500 | 0 | 270.47 | 218.94 | 0 | 0 | 0 | 0 | 0 | 0 | 0 | 0
TVA_2_SOCO | TVA | SOCO | 2045 | B18 | 400 | 0 | 500 | 0 | 0 | 0 | 0 | 0 | 0 | 0 | 0 | 0 | 0 | 0
TVA_2_SOCO | TVA | SOCO | 2045 | B19 | 700 | 0 | 500 | 0 | 0 | 0 | 0 | 0 | 0 | 0 | 0 | 0 | 0 | 0
TVA_2_SOCO | TVA | SOCO | 2045 | B20 | 935 | 0 | 500 | 0 | 0 | 0 | 0 | 0 | 0 | 0 | 0 | 0 | 0 | 0
TVA_2_SOCO | TVA | SOCO | 2050 | B1 | 10 | 0 | 500 | 0 | 500 | 0 | 0 | 0 | 0 | 1.0208 | 0 | 0 | 52.2681 | 17.4227
TVA_2_SOCO | TVA | SOCO | 2050 | B2 | 25 | 0 | 500 | 0 | 500 | 0 | 0 | 0 | 0 | 0.60537 | 0 | 0 | 52.2681 | 17.4227
TVA_2_SOCO | TVA | SOCO | 2050 | B3 | 75 | 0 | 500 | 0 | 0 | 0 | 0 | 0 | 0 | 0 | 0 | 0 | 52.2681 | 17.4227
TVA_2_SOCO | TVA | SOCO | 2050 | B4 | 100 | 0 | 500 | 0 | 0 | 0 | 0 | 0 | 0 | 0 | 0 | 0 | 52.2681 | 17.4227
TVA_2_SOCO | TVA | SOCO | 2050 | B5 | 200 | 0 | 500 | 0 | 0 | 0 | 0 | 0 | 0 | 0 | 0 | 0 | 52.2681 | 17.4227
TVA_2_SOCO | TVA | SOCO | 2050 | B6 | 300 | 0 | 500 | 0 | 0 | 0 | 0 | 0 | 0 | 0 | 0 | 0 | 52.2681 | 17.4227
TVA_2_SOCO | TVA | SOCO | 2050 | B7 | 400 | 0 | 500 | 500 | 500 | 500 | 0 | 0 | 73.9145 | 11.7513 | 5.6976 | 69.5666 | 52.2681 | 17.4227
TVA_2_SOCO | TVA | SOCO | 2050 | B8 | 500 | 0 | 500 | 0 | 0 | 0 | 0 | 0 | 0 | 0 | 0 | 0 | 52.2681 | 17.4227
TVA_2_SOCO | TVA | SOCO | 2050 | B9 | 800 | 0 | 500 | 0 | 0 | 0 | 0 | 0 | 0 | 0 | 0 | 0 | 52.2681 | 17.4227
TVA_2_SOCO | TVA | SOCO | 2050 | B10 | 1262 | 0 | 500 | 0 | 0 | 0 | 0 | 0 | 0 | 0 | 0 | 0 | 52.2681 | 17.4227
TVA_2_SOCO | TVA | SOCO | 2050 | B11 | 25 | 0 | 500 | 0 | 0 | 81.57 | 0 | 0 | 0 | 0 | 0 | 0 | 52.2681 | 17.4227
TVA_2_SOCO | TVA | SOCO | 2050 | B12 | 200 | 0 | 500 | 0 | 0 | 0 | 0 | 0 | 0 | 0 | 0 | 0 | 52.2681 | 17.4227
TVA_2_SOCO | TVA | SOCO | 2050 | B13 | 600 | 0 | 500 | 0 | 0 | 500 | 0 | 0 | 0 | 0 | 1.5668 | 0 | 52.2681 | 17.4227
TVA_2_SOCO | TVA | SOCO | 2050 | B14 | 900 | 0 | 500 | 0 | 0 | 0 | 0 | 0 | 0 | 0 | 0 | 0 | 52.2681 | 17.4227
TVA_2_SOCO | TVA | SOCO | 2050 | B15 | 1203 | 0 | 500 | 0 | 0 | 0 | 0 | 0 | 0 | 0 | 0 | 0 | 52.2681 | 17.4227
TVA_2_SOCO | TVA | SOCO | 2050 | B16 | 25 | 0 | 500 | 500 | 500 | 0 | 0 | 0 | 2.1129 | 1.5787 | 0 | 0.12429 | 52.2681 | 17.4227
TVA_2_SOCO | TVA | SOCO | 2050 | B17 | 100 | 0 | 500 | 0 | 500 | 0 | 0 | 0 | 0 | 1.5787 | 0 | 0 | 52.2681 | 17.4227
TVA_2_SOCO | TVA | SOCO | 2050 | B18 | 400 | 0 | 500 | 0 | 350.96 | 0 | 0 | 0 | 0 | 0 | 0 | 0 | 52.2681 | 17.4227
TVA_2_SOCO | TVA | SOCO | 2050 | B19 | 700 | 0 | 500 | 0 | 0 | 0 | 0 | 0 | 0 | 0 | 0 | 0 | 52.2681 | 17.4227
TVA_2_SOCO | TVA | SOCO | 2050 | B20 | 935 | 0 | 500 | 0 | 0 | 0 | 0 | 0 | 0 | 0 | 0 | 0 | 52.2681 | 17.4227
TVA_2_VACAR | TVA | VACAR | 2015 | B1 | 10 | 0 | 150 | 0 | 0 | 0 | 0 | 0 | 0 | 0 | 0 | 0 | 0.91028 | 0.30343
TVA_2_VACAR | TVA | VACAR | 2015 | B2 | 25 | 0 | 150 | 0 | 0 | 0 | 0 | 0 | 0 | 0 | 0 | 0 | 0.91028 | 0.30343
TVA_2_VACAR | TVA | VACAR | 2015 | B3 | 75 | 0 | 150 | 0 | 0 | 0 | 0 | 0 | 0 | 0 | 0 | 0 | 0.91028 | 0.30343
TVA_2_VACAR | TVA | VACAR | 2015 | B4 | 100 | 0 | 150 | 0 | 0 | 0 | 0 | 0 | 0 | 0 | 0 | 0 | 0.91028 | 0.30343
TVA_2_VACAR | TVA | VACAR | 2015 | B5 | 200 | 0 | 150 | 0 | 0 | 0 | 0 | 0 | 0 | 0 | 0 | 0 | 0.91028 | 0.30343
TVA_2_VACAR | TVA | VACAR | 2015 | B6 | 300 | 0 | 150 | 150 | 0 | 0 | 0 | 0 | 0.68846 | 0 | 0 | 0.51634 | 0.91028 | 0.30343
TVA_2_VACAR | TVA | VACAR | 2015 | B7 | 400 | 0 | 150 | 0 | 0 | 0 | 0 | 0 | 0 | 0 | 0 | 0 | 0.91028 | 0.30343
TVA_2_VACAR | TVA | VACAR | 2015 | B8 | 500 | 0 | 150 | 0 | 0 | 0 | 0 | 0 | 0 | 0 | 0 | 0 | 0.91028 | 0.30343
TVA_2_VACAR | TVA | VACAR | 2015 | B9 | 800 | 0 | 150 | 0 | 0 | 0 | 0 | 0 | 0 | 0 | 0 | 0 | 0.91028 | 0.30343
TVA_2_VACAR | TVA | VACAR | 2015 | B10 | 1262 | 0 | 150 | 0 | 0 | 0 | 0 | 0 | 0 | 0 | 0 | 0 | 0.91028 | 0.30343
TVA_2_VACAR | TVA | VACAR | 2015 | B11 | 25 | 0 | 150 | 0 | 0 | 0 | 0 | 0 | 0 | 0 | 0 | 0 | 0.91028 | 0.30343
TVA_2_VACAR | TVA | VACAR | 2015 | B12 | 200 | 0 | 150 | 0 | 0 | 0 | 0 | 0 | 0 | 0 | 0 | 0 | 0.91028 | 0.30343
TVA_2_VACAR | TVA | VACAR | 2015 | B13 | 600 | 0 | 150 | 0 | 0 | 0 | 0 | 0 | 0 | 0 | 0 | 0 | 0.91028 | 0.30343
TVA_2_VACAR | TVA | VACAR | 2015 | B14 | 900 | 0 | 150 | 0 | 0 | 0 | 0 | 0 | 0 | 0 | 0 | 0 | 0.91028 | 0.30343
TVA_2_VACAR | TVA | VACAR | 2015 | B15 | 1203 | 0 | 150 | 0 | 0 | 0 | 0 | 0 | 0 | 0 | 0 | 0 | 0.91028 | 0.30343
TVA_2_VACAR | TVA | VACAR | 2015 | B16 | 25 | 0 | 150 | 0 | 0 | 0 | 0 | 0 | 0 | 0 | 0 | 0 | 0.91028 | 0.30343
TVA_2_VACAR | TVA | VACAR | 2015 | B17 | 100 | 0 | 150 | 150 | 0 | 150 | 0 | 181.19 | 2.7895 | 0 | 0.30862 | 0.69736 | 0.91028 | 0.30343
TVA_2_VACAR | TVA | VACAR | 2015 | B18 | 400 | 0 | 150 | 0 | 0 | 0 | 0 | 0 | 0 | 0 | 0 | 0 | 0.91028 | 0.30343
TVA_2_VACAR | TVA | VACAR | 2015 | B19 | 700 | 0 | 150 | 0 | 0 | 0 | 0 | 0 | 0 | 0 | 0 | 0 | 0.91028 | 0.30343
TVA_2_VACAR | TVA | VACAR | 2015 | B20 | 935 | 0 | 150 | 0 | 0 | 0 | 0 | 0 | 0 | 0 | 0 | 0 | 0.91028 | 0.30343
TVA_2_VACAR | TVA | VACAR | 2020 | B1 | 10 | 0 | 150 | 150 | 0 | 0 | 0 | 0 | 5.9825 | 0 | 0 | 0.071646 | 5.6719 | 1.8906
TVA_2_VACAR | TVA | VACAR | 2020 | B2 | 25 | 0 | 150 | 0 | 0 | 0 | 0 | 0 | 0 | 0 | 0 | 0 | 5.6719 | 1.8906
TVA_2_VACAR | TVA | VACAR | 2020 | B3 | 75 | 0 | 150 | 0 | 0 | 0 | 0 | 0 | 0 | 0 | 0 | 0 | 5.6719 | 1.8906
TVA_2_VACAR | TVA | VACAR | 2020 | B4 | 100 | 0 | 150 | 0 | 0 | 0 | 0 | 0 | 0 | 0 | 0 | 0 | 5.6719 | 1.8906
TVA_2_VACAR | TVA | VACAR | 2020 | B5 | 200 | 0 | 150 | 0 | 0 | 0 | 0 | 0 | 0 | 0 | 0 | 0 | 5.6719 | 1.8906
TVA_2_VACAR | TVA | VACAR | 2020 | B6 | 300 | 0 | 150 | 150 | 0 | 0 | 0 | 0 | 0.33236 | 0 | 0 | 0.11941 | 5.6719 | 1.8906
TVA_2_VACAR | TVA | VACAR | 2020 | B7 | 400 | 0 | 150 | 150 | 0 | 0 | 0 | 0 | 12.7959 | 0 | 0 | 6.1298 | 5.6719 | 1.8906
TVA_2_VACAR | TVA | VACAR | 2020 | B8 | 500 | 0 | 150 | 0 | 0 | 0 | 0 | 0 | 0 | 0 | 0 | 0 | 5.6719 | 1.8906
TVA_2_VACAR | TVA | VACAR | 2020 | B9 | 800 | 0 | 150 | 0 | 0 | 0 | 0 | 0 | 0 | 0 | 0 | 0 | 5.6719 | 1.8906
TVA_2_VACAR | TVA | VACAR | 2020 | B10 | 1262 | 0 | 150 | 0 | 0 | 0 | 0 | 0 | 0 | 0 | 0 | 0 | 5.6719 | 1.8906
TVA_2_VACAR | TVA | VACAR | 2020 | B11 | 25 | 0 | 150 | 0 | 0 | 0 | 0 | 0 | 0 | 0 | 0 | 0 | 5.6719 | 1.8906
TVA_2_VACAR | TVA | VACAR | 2020 | B12 | 200 | 0 | 150 | 21.87 | 0 | 0 | 0 | 0 | 0 | 0 | 0 | 0 | 5.6719 | 1.8906
TVA_2_VACAR | TVA | VACAR | 2020 | B13 | 600 | 0 | 150 | 0 | 0 | 0 | 0 | 0 | 0 | 0 | 0 | 0 | 5.6719 | 1.8906
TVA_2_VACAR | TVA | VACAR | 2020 | B14 | 900 | 0 | 150 | 0 | 0 | 0 | 0 | 0 | 0 | 0 | 0 | 0 | 5.6719 | 1.8906
TVA_2_VACAR | TVA | VACAR | 2020 | B15 | 1203 | 0 | 150 | 0 | 0 | 0 | 0 | 0 | 0 | 0 | 0 | 0 | 5.6719 | 1.8906
TVA_2_VACAR | TVA | VACAR | 2020 | B16 | 25 | 0 | 150 | 150 | 0 | 0 | 0 | 0 | 6.5285 | 0 | 0 | 0.19546 | 5.6719 | 1.8906
TVA_2_VACAR | TVA | VACAR | 2020 | B17 | 100 | 0 | 150 | 150 | 150 | 0 | 0 | 0 | 8.7363 | 5.3059 | 0 | 1.0463 | 5.6719 | 1.8906
TVA_2_VACAR | TVA | VACAR | 2020 | B18 | 400 | 0 | 150 | 0 | 0 | 0 | 0 | 0 | 0 | 0 | 0 | 0 | 5.6719 | 1.8906
TVA_2_VACAR | TVA | VACAR | 2020 | B19 | 700 | 0 | 150 | 0 | 0 | 0 | 0 | 0 | 0 | 0 | 0 | 0 | 5.6719 | 1.8906
TVA_2_VACAR | TVA | VACAR | 2020 | B20 | 935 | 0 | 150 | 0 | 0 | 0 | 0 | 0 | 0 | 0 | 0 | 0 | 5.6719 | 1.8906
TVA_2_VACAR | TVA | VACAR | 2025 | B1 | 10 | 0 | 150 | 70.36 | 0 | 0 | 0 | 0 | 0 | 0 | 0 | 0 | 2.3865 | 0.7955
TVA_2_VACAR | TVA | VACAR | 2025 | B2 | 25 | 0 | 150 | 150 | 0 | 0 | 0 | 0 | 5.9825 | 0 | 0 | 0.42732 | 2.3865 | 0.7955
TVA_2_VACAR | TVA | VACAR | 2025 | B3 | 75 | 0 | 150 | 0 | 0 | 0 | 0 | 0 | 0 | 0 | 0 | 0 | 2.3865 | 0.7955
TVA_2_VACAR | TVA | VACAR | 2025 | B4 | 100 | 0 | 150 | 0 | 0 | 0 | 0 | 0 | 0 | 0 | 0 | 0 | 2.3865 | 0.7955
TVA_2_VACAR | TVA | VACAR | 2025 | B5 | 200 | 0 | 150 | 0 | 0 | 0 | 0 | 0 | 0 | 0 | 0 | 0 | 2.3865 | 0.7955
TVA_2_VACAR | TVA | VACAR | 2025 | B6 | 300 | 0 | 150 | 0 | 0 | 0 | 0 | 0 | 0 | 0 | 0 | 0 | 2.3865 | 0.7955
TVA_2_VACAR | TVA | VACAR | 2025 | B7 | 400 | 0 | 150 | 0 | 0 | 0 | 0 | 0 | 0 | 0 | 0 | 0 | 2.3865 | 0.7955
TVA_2_VACAR | TVA | VACAR | 2025 | B8 | 500 | 0 | 150 | 0 | 0 | 0 | 0 | 0 | 0 | 0 | 0 | 0 | 2.3865 | 0.7955
TVA_2_VACAR | TVA | VACAR | 2025 | B9 | 800 | 0 | 150 | 0 | 0 | 0 | 0 | 0 | 0 | 0 | 0 | 0 | 2.3865 | 0.7955
TVA_2_VACAR | TVA | VACAR | 2025 | B10 | 1262 | 0 | 150 | 0 | 0 | 0 | 0 | 0 | 0 | 0 | 0 | 0 | 2.3865 | 0.7955
TVA_2_VACAR | TVA | VACAR | 2025 | B11 | 25 | 0 | 150 | 0 | 0 | 0 | 0 | 0 | 0 | 0 | 0 | 0 | 2.3865 | 0.7955
TVA_2_VACAR | TVA | VACAR | 2025 | B12 | 200 | 0 | 150 | 150 | 0 | 0 | 0 | 0 | 0.01187 | 0 | 0 | 0.0067829 | 2.3865 | 0.7955
TVA_2_VACAR | TVA | VACAR | 2025 | B13 | 600 | 0 | 150 | 0 | 0 | 0 | 0 | 0 | 0 | 0 | 0 | 0 | 2.3865 | 0.7955
TVA_2_VACAR | TVA | VACAR | 2025 | B14 | 900 | 0 | 150 | 0 | 0 | 0 | 0 | 0 | 0 | 0 | 0 | 0 | 2.3865 | 0.7955
TVA_2_VACAR | TVA | VACAR | 2025 | B15 | 1203 | 0 | 150 | 0 | 0 | 0 | 0 | 0 | 0 | 0 | 0 | 0 | 2.3865 | 0.7955
TVA_2_VACAR | TVA | VACAR | 2025 | B16 | 25 | 0 | 150 | 150 | 0 | 0 | 0 | 0 | 9.9827 | 0 | 0 | 0.71305 | 2.3865 | 0.7955
TVA_2_VACAR | TVA | VACAR | 2025 | B17 | 100 | 0 | 150 | 150 | 0 | 0 | 0 | 0 | 7.122 | 0 | 0 | 2.0349 | 2.3865 | 0.7955
TVA_2_VACAR | TVA | VACAR | 2025 | B18 | 400 | 0 | 150 | 0 | 0 | 0 | 0 | 0 | 0 | 0 | 0 | 0 | 2.3865 | 0.7955
TVA_2_VACAR | TVA | VACAR | 2025 | B19 | 700 | 0 | 150 | 0 | 0 | 0 | 0 | 0 | 0 | 0 | 0 | 0 | 2.3865 | 0.7955
TVA_2_VACAR | TVA | VACAR | 2025 | B20 | 935 | 0 | 150 | 0 | 0 | 0 | 0 | 0 | 0 | 0 | 0 | 0 | 2.3865 | 0.7955
TVA_2_VACAR | TVA | VACAR | 2030 | B1 | 10 | 0 | 150 | 81.4 | 0 | 0 | 0 | 0 | 0 | 0 | 0 | 0 | 1.9793 | 0.65977
TVA_2_VACAR | TVA | VACAR | 2030 | B2 | 25 | 0 | 150 | 150 | 0 | 0 | 0 | 0 | 5.9943 | 0 | 0 | 0.99906 | 1.9793 | 0.65977
TVA_2_VACAR | TVA | VACAR | 2030 | B3 | 75 | 0 | 150 | 34.52 | 0 | 0 | 0 | 0 | 0 | 0 | 0 | 0 | 1.9793 | 0.65977
TVA_2_VACAR | TVA | VACAR | 2030 | B4 | 100 | 0 | 150 | 0 | 0 | 0 | 0 | 0 | 0 | 0 | 0 | 0 | 1.9793 | 0.65977
TVA_2_VACAR | TVA | VACAR | 2030 | B5 | 200 | 0 | 150 | 0 | 0 | 0 | 0 | 0 | 0 | 0 | 0 | 0 | 1.9793 | 0.65977
TVA_2_VACAR | TVA | VACAR | 2030 | B6 | 300 | 0 | 150 | 0 | 0 | 0 | 0 | 0 | 0 | 0 | 0 | 0 | 1.9793 | 0.65977
TVA_2_VACAR | TVA | VACAR | 2030 | B7 | 400 | 0 | 150 | 0 | 150 | 0 | 0 | 0 | 0 | 1.4719 | 0 | 0 | 1.9793 | 0.65977
TVA_2_VACAR | TVA | VACAR | 2030 | B8 | 500 | 0 | 150 | 0 | 0 | 0 | 0 | 0 | 0 | 0 | 0 | 0 | 1.9793 | 0.65977
TVA_2_VACAR | TVA | VACAR | 2030 | B9 | 800 | 0 | 150 | 0 | 0 | 0 | 0 | 0 | 0 | 0 | 0 | 0 | 1.9793 | 0.65977
TVA_2_VACAR | TVA | VACAR | 2030 | B10 | 1262 | 0 | 150 | 0 | 0 | 0 | 0 | 0 | 0 | 0 | 0 | 0 | 1.9793 | 0.65977
TVA_2_VACAR | TVA | VACAR | 2030 | B11 | 25 | 0 | 150 | 0 | 0 | 0 | 0 | 0 | 0 | 0 | 0 | 0 | 1.9793 | 0.65977
TVA_2_VACAR | TVA | VACAR | 2030 | B12 | 200 | 0 | 150 | 0 | 0 | 0 | 0 | 0 | 0 | 0 | 0 | 0 | 1.9793 | 0.65977
TVA_2_VACAR | TVA | VACAR | 2030 | B13 | 600 | 0 | 150 | 0 | 0 | 0 | 0 | 0 | 0 | 0 | 0 | 0 | 1.9793 | 0.65977
TVA_2_VACAR | TVA | VACAR | 2030 | B14 | 900 | 0 | 150 | 0 | 0 | 0 | 0 | 0 | 0 | 0 | 0 | 0 | 1.9793 | 0.65977
TVA_2_VACAR | TVA | VACAR | 2030 | B15 | 1203 | 0 | 150 | 0 | 0 | 0 | 0 | 0 | 0 | 0 | 0 | 0 | 1.9793 | 0.65977
TVA_2_VACAR | TVA | VACAR | 2030 | B16 | 25 | 0 | 150 | 150 | 0 | 0 | 0 | 0 | 2.9082 | 0 | 0 | 0.48469 | 1.9793 | 0.65977
TVA_2_VACAR | TVA | VACAR | 2030 | B17 | 100 | 0 | 150 | 150 | 0 | 0 | 0 | 0 | 1.733 | 0 | 0 | 1.1553 | 1.9793 | 0.65977
TVA_2_VACAR | TVA | VACAR | 2030 | B18 | 400 | 0 | 150 | 0 | 0 | 0 | 0 | 0 | 0 | 0 | 0 | 0 | 1.9793 | 0.65977
TVA_2_VACAR | TVA | VACAR | 2030 | B19 | 700 | 0 | 150 | 0 | 0 | 0 | 0 | 0 | 0 | 0 | 0 | 0 | 1.9793 | 0.65977
TVA_2_VACAR | TVA | VACAR | 2030 | B20 | 935 | 0 | 150 | 0 | 0 | 0 | 0 | 0 | 0 | 0 | 0 | 0 | 1.9793 | 0.65977
TVA_2_VACAR | TVA | VACAR | 2035 | B1 | 10 | 0 | 150 | 150 | 0 | 0 | 0 | 0 | 0.01187 | 0 | 0 | 0.0019783 | 3.7405 | 1.2468
TVA_2_VACAR | TVA | VACAR | 2035 | B2 | 25 | 0 | 150 | 150 | 0 | 0 | 0 | 0 | 5.9825 | 0 | 0 | 2.4927 | 3.7405 | 1.2468
TVA_2_VACAR | TVA | VACAR | 2035 | B3 | 75 | 0 | 150 | 0 | 0 | 0 | 0 | 0 | 0 | 0 | 0 | 0 | 3.7405 | 1.2468
TVA_2_VACAR | TVA | VACAR | 2035 | B4 | 100 | 0 | 150 | 0 | 0 | 0 | 0 | 0 | 0 | 0 | 0 | 0 | 3.7405 | 1.2468
TVA_2_VACAR | TVA | VACAR | 2035 | B5 | 200 | 0 | 150 | 0 | 0 | 0 | 0 | 0 | 0 | 0 | 0 | 0 | 3.7405 | 1.2468
TVA_2_VACAR | TVA | VACAR | 2035 | B6 | 300 | 0 | 150 | 0 | 0 | 0 | 0 | 0 | 0 | 0 | 0 | 0 | 3.7405 | 1.2468
TVA_2_VACAR | TVA | VACAR | 2035 | B7 | 400 | 0 | 150 | 0 | 0 | 68.82 | 0 | 0 | 0 | 0 | 0 | 0 | 3.7405 | 1.2468
TVA_2_VACAR | TVA | VACAR | 2035 | B8 | 500 | 0 | 150 | 0 | 0 | 0 | 0 | 0 | 0 | 0 | 0 | 0 | 3.7405 | 1.2468
TVA_2_VACAR | TVA | VACAR | 2035 | B9 | 800 | 0 | 150 | 0 | 0 | 0 | 0 | 0 | 0 | 0 | 0 | 0 | 3.7405 | 1.2468
TVA_2_VACAR | TVA | VACAR | 2035 | B10 | 1262 | 0 | 150 | 0 | 0 | 0 | 0 | 0 | 0 | 0 | 0 | 0 | 3.7405 | 1.2468
TVA_2_VACAR | TVA | VACAR | 2035 | B11 | 25 | 0 | 150 | 0 | 0 | 0 | 0 | 0 | 0 | 0 | 0 | 0 | 3.7405 | 1.2468
TVA_2_VACAR | TVA | VACAR | 2035 | B12 | 200 | 0 | 150 | 0 | 0 | 0 | 0 | 0 | 0 | 0 | 0 | 0 | 3.7405 | 1.2468
TVA_2_VACAR | TVA | VACAR | 2035 | B13 | 600 | 0 | 150 | 0 | 0 | 0 | 0 | 0 | 0 | 0 | 0 | 0 | 3.7405 | 1.2468
TVA_2_VACAR | TVA | VACAR | 2035 | B14 | 900 | 0 | 150 | 0 | 0 | 0 | 0 | 0 | 0 | 0 | 0 | 0 | 3.7405 | 1.2468
TVA_2_VACAR | TVA | VACAR | 2035 | B15 | 1203 | 0 | 150 | 0 | 0 | 0 | 0 | 0 | 0 | 0 | 0 | 0 | 3.7405 | 1.2468
TVA_2_VACAR | TVA | VACAR | 2035 | B16 | 25 | 0 | 150 | 150 | 0 | 0 | 0 | 0 | 5.9825 | 0 | 0 | 2.4927 | 3.7405 | 1.2468
TVA_2_VACAR | TVA | VACAR | 2035 | B17 | 100 | 0 | 150 | 0 | 0 | 0 | 0 | 0 | 0 | 0 | 0 | 0 | 3.7405 | 1.2468
TVA_2_VACAR | TVA | VACAR | 2035 | B18 | 400 | 0 | 150 | 0 | 0 | 0 | 0 | 0 | 0 | 0 | 0 | 0 | 3.7405 | 1.2468
TVA_2_VACAR | TVA | VACAR | 2035 | B19 | 700 | 0 | 150 | 0 | 0 | 0 | 0 | 0 | 0 | 0 | 0 | 0 | 3.7405 | 1.2468
TVA_2_VACAR | TVA | VACAR | 2035 | B20 | 935 | 0 | 150 | 0 | 0 | 0 | 0 | 0 | 0 | 0 | 0 | 0 | 3.7405 | 1.2468
TVA_2_VACAR | TVA | VACAR | 2040 | B1 | 10 | 0 | 150 | 150 | 0 | 0 | 0 | 0 | 0.01187 | 0 | 0 | 0.00087926 | 6.9331 | 2.311
TVA_2_VACAR | TVA | VACAR | 2040 | B2 | 25 | 0 | 150 | 150 | 0 | 0 | 0 | 0 | 9.9827 | 0 | 0 | 1.8486 | 6.9331 | 2.311
TVA_2_VACAR | TVA | VACAR | 2040 | B3 | 75 | 0 | 150 | 150 | 0 | 0 | 0 | 0 | 9.9827 | 0 | 0 | 5.5459 | 6.9331 | 2.311
TVA_2_VACAR | TVA | VACAR | 2040 | B4 | 100 | 0 | 150 | 0 | 0 | 0 | 0 | 0 | 0 | 0 | 0 | 0 | 6.9331 | 2.311
TVA_2_VACAR | TVA | VACAR | 2040 | B5 | 200 | 0 | 150 | 0 | 0 | 0 | 0 | 0 | 0 | 0 | 0 | 0 | 6.9331 | 2.311
TVA_2_VACAR | TVA | VACAR | 2040 | B6 | 300 | 0 | 150 | 0 | 0 | 0 | 0 | 0 | 0 | 0 | 0 | 0 | 6.9331 | 2.311
TVA_2_VACAR | TVA | VACAR | 2040 | B7 | 400 | 0 | 150 | 0 | 0 | 0 | 0 | 0 | 0 | 0 | 0 | 0 | 6.9331 | 2.311
TVA_2_VACAR | TVA | VACAR | 2040 | B8 | 500 | 0 | 150 | 0 | 0 | 0 | 0 | 0 | 0 | 0 | 0 | 0 | 6.9331 | 2.311
TVA_2_VACAR | TVA | VACAR | 2040 | B9 | 800 | 0 | 150 | 0 | 0 | 0 | 0 | 0 | 0 | 0 | 0 | 0 | 6.9331 | 2.311
TVA_2_VACAR | TVA | VACAR | 2040 | B10 | 1262 | 0 | 150 | 0 | 0 | 0 | 0 | 0 | 0 | 0 | 0 | 0 | 6.9331 | 2.311
TVA_2_VACAR | TVA | VACAR | 2040 | B11 | 25 | 0 | 150 | 0 | 0 | 0 | 0 | 0 | 0 | 0 | 0 | 0 | 6.9331 | 2.311
TVA_2_VACAR | TVA | VACAR | 2040 | B12 | 200 | 0 | 150 | 0 | 0 | 0 | 0 | 0 | 0 | 0 | 0 | 0 | 6.9331 | 2.311
TVA_2_VACAR | TVA | VACAR | 2040 | B13 | 600 | 0 | 150 | 0 | 0 | 0 | 0 | 0 | 0 | 0 | 0 | 0 | 6.9331 | 2.311
TVA_2_VACAR | TVA | VACAR | 2040 | B14 | 900 | 0 | 150 | 0 | 0 | 0 | 0 | 0 | 0 | 0 | 0 | 0 | 6.9331 | 2.311
TVA_2_VACAR | TVA | VACAR | 2040 | B15 | 1203 | 0 | 150 | 0 | 0 | 0 | 0 | 0 | 0 | 0 | 0 | 0 | 6.9331 | 2.311
TVA_2_VACAR | TVA | VACAR | 2040 | B16 | 25 | 0 | 150 | 150 | 0 | 0 | 0 | 0 | 9.9827 | 0 | 0 | 1.8486 | 6.9331 | 2.311
TVA_2_VACAR | TVA | VACAR | 2040 | B17 | 100 | 0 | 150 | 0 | 0 | 0 | 0 | 0 | 0 | 0 | 0 | 0 | 6.9331 | 2.311
TVA_2_VACAR | TVA | VACAR | 2040 | B18 | 400 | 0 | 150 | 0 | 0 | 0 | 0 | 0 | 0 | 0 | 0 | 0 | 6.9331 | 2.311
TVA_2_VACAR | TVA | VACAR | 2040 | B19 | 700 | 0 | 150 | 0 | 0 | 0 | 0 | 0 | 0 | 0 | 0 | 0 | 6.9331 | 2.311
TVA_2_VACAR | TVA | VACAR | 2040 | B20 | 935 | 0 | 150 | 0 | 0 | 0 | 0 | 0 | 0 | 0 | 0 | 0 | 6.9331 | 2.311
TVA_2_VACAR | TVA | VACAR | 2045 | B1 | 10 | 0 | 150 | 149.99 | 0 | 0 | 0 | 0 | 0.01187 | 0 | 0 | 0.0019783 | 3.6107 | 1.2036
TVA_2_VACAR | TVA | VACAR | 2045 | B2 | 25 | 0 | 150 | 150 | 0 | 0 | 0 | 0 | 9.9827 | 0 | 0 | 4.1594 | 3.6107 | 1.2036
TVA_2_VACAR | TVA | VACAR | 2045 | B3 | 75 | 0 | 150 | 0 | 0 | 0 | 0 | 0 | 0 | 0 | 0 | 0 | 3.6107 | 1.2036
TVA_2_VACAR | TVA | VACAR | 2045 | B4 | 100 | 0 | 150 | 0 | 0 | 0 | 0 | 0 | 0 | 0 | 0 | 0 | 3.6107 | 1.2036
TVA_2_VACAR | TVA | VACAR | 2045 | B5 | 200 | 0 | 150 | 0 | 0 | 0 | 0 | 0 | 0 | 0 | 0 | 0 | 3.6107 | 1.2036
TVA_2_VACAR | TVA | VACAR | 2045 | B6 | 300 | 0 | 150 | 0 | 0 | 0 | 0 | 0 | 0 | 0 | 0 | 0 | 3.6107 | 1.2036
TVA_2_VACAR | TVA | VACAR | 2045 | B7 | 400 | 0 | 150 | 0 | 0 | 0 | 0 | 0 | 0 | 0 | 0 | 0 | 3.6107 | 1.2036
TVA_2_VACAR | TVA | VACAR | 2045 | B8 | 500 | 0 | 150 | 0 | 0 | 0 | 0 | 0 | 0 | 0 | 0 | 0 | 3.6107 | 1.2036
TVA_2_VACAR | TVA | VACAR | 2045 | B9 | 800 | 0 | 150 | 0 | 0 | 0 | 0 | 0 | 0 | 0 | 0 | 0 | 3.6107 | 1.2036
TVA_2_VACAR | TVA | VACAR | 2045 | B10 | 1262 | 0 | 150 | 0 | 0 | 0 | 0 | 0 | 0 | 0 | 0 | 0 | 3.6107 | 1.2036
TVA_2_VACAR | TVA | VACAR | 2045 | B11 | 25 | 0 | 150 | 0 | 0 | 0 | 0 | 0 | 0 | 0 | 0 | 0 | 3.6107 | 1.2036
TVA_2_VACAR | TVA | VACAR | 2045 | B12 | 200 | 0 | 150 | 0 | 0 | 0 | 0 | 0 | 0 | 0 | 0 | 0 | 3.6107 | 1.2036
TVA_2_VACAR | TVA | VACAR | 2045 | B13 | 600 | 0 | 150 | 0 | 0 | 0 | 0 | 0 | 0 | 0 | 0 | 0 | 3.6107 | 1.2036
TVA_2_VACAR | TVA | VACAR | 2045 | B14 | 900 | 0 | 150 | 0 | 0 | 0 | 0 | 0 | 0 | 0 | 0 | 0 | 3.6107 | 1.2036
TVA_2_VACAR | TVA | VACAR | 2045 | B15 | 1203 | 0 | 150 | 0 | 0 | 0 | 0 | 0 | 0 | 0 | 0 | 0 | 3.6107 | 1.2036
TVA_2_VACAR | TVA | VACAR | 2045 | B16 | 25 | 0 | 150 | 150 | 0 | 0 | 0 | 0 | 1.5668 | 0 | 0 | 0.65285 | 3.6107 | 1.2036
TVA_2_VACAR | TVA | VACAR | 2045 | B17 | 100 | 0 | 150 | 0 | 0 | 0 | 0 | 0 | 0 | 0 | 0 | 0 | 3.6107 | 1.2036
TVA_2_VACAR | TVA | VACAR | 2045 | B18 | 400 | 0 | 150 | 0 | 0 | 0 | 0 | 0 | 0 | 0 | 0 | 0 | 3.6107 | 1.2036
TVA_2_VACAR | TVA | VACAR | 2045 | B19 | 700 | 0 | 150 | 0 | 0 | 0 | 0 | 0 | 0 | 0 | 0 | 0 | 3.6107 | 1.2036
TVA_2_VACAR | TVA | VACAR | 2045 | B20 | 935 | 0 | 150 | 0 | 0 | 0 | 0 | 0 | 0 | 0 | 0 | 0 | 3.6107 | 1.2036
TVA_2_VACAR | TVA | VACAR | 2050 | B1 | 10 | 0 | 150 | 0 | 0 | 0 | 0 | 0 | 0 | 0 | 0 | 0 | 45.9835 | 15.3278
TVA_2_VACAR | TVA | VACAR | 2050 | B2 | 25 | 0 | 150 | 150 | 0 | 0 | 0 | 0 | 0.01187 | 0 | 0 | 0.00069824 | 45.9835 | 15.3278
TVA_2_VACAR | TVA | VACAR | 2050 | B3 | 75 | 0 | 150 | 0 | 0 | 0 | 0 | 0 | 0 | 0 | 0 | 0 | 45.9835 | 15.3278
TVA_2_VACAR | TVA | VACAR | 2050 | B4 | 100 | 0 | 150 | 0 | 0 | 0 | 0 | 0 | 0 | 0 | 0 | 0 | 45.9835 | 15.3278
TVA_2_VACAR | TVA | VACAR | 2050 | B5 | 200 | 0 | 150 | 0 | 0 | 0 | 0 | 0 | 0 | 0 | 0 | 0 | 45.9835 | 15.3278
TVA_2_VACAR | TVA | VACAR | 2050 | B6 | 300 | 0 | 150 | 0 | 0 | 0 | 0 | 0 | 0 | 0 | 0 | 0 | 45.9835 | 15.3278
TVA_2_VACAR | TVA | VACAR | 2050 | B7 | 400 | 400 | 150 | 150 | 150 | 0 | 594.78 | 0 | 65.1426 | 4.7124 | 0 | 61.3106 | 45.9835 | 15.3278
TVA_2_VACAR | TVA | VACAR | 2050 | B8 | 500 | 0 | 150 | 0 | 0 | 0 | 0 | 0 | 0 | 0 | 0 | 0 | 45.9835 | 15.3278
TVA_2_VACAR | TVA | VACAR | 2050 | B9 | 800 | 0 | 150 | 0 | 0 | 0 | 0 | 0 | 0 | 0 | 0 | 0 | 45.9835 | 15.3278
TVA_2_VACAR | TVA | VACAR | 2050 | B10 | 1262 | 0 | 150 | 0 | 0 | 0 | 0 | 0 | 0 | 0 | 0 | 0 | 45.9835 | 15.3278
TVA_2_VACAR | TVA | VACAR | 2050 | B11 | 25 | 0 | 150 | 0 | 0 | 0 | 0 | 0 | 0 | 0 | 0 | 0 | 45.9835 | 15.3278
TVA_2_VACAR | TVA | VACAR | 2050 | B12 | 200 | 0 | 150 | 0 | 0 | 0 | 0 | 0 | 0 | 0 | 0 | 0 | 45.9835 | 15.3278
TVA_2_VACAR | TVA | VACAR | 2050 | B13 | 600 | 0 | 150 | 0 | 0 | 0 | 0 | 0 | 0 | 0 | 0 | 0 | 45.9835 | 15.3278
TVA_2_VACAR | TVA | VACAR | 2050 | B14 | 900 | 0 | 150 | 0 | 0 | 0 | 0 | 0 | 0 | 0 | 0 | 0 | 45.9835 | 15.3278
TVA_2_VACAR | TVA | VACAR | 2050 | B15 | 1203 | 0 | 150 | 0 | 0 | 0 | 0 | 0 | 0 | 0 | 0 | 0 | 45.9835 | 15.3278
TVA_2_VACAR | TVA | VACAR | 2050 | B16 | 25 | 0 | 150 | 34.29 | 0 | 0 | 0 | 0 | 0 | 0 | 0 | 0 | 45.9835 | 15.3278
TVA_2_VACAR | TVA | VACAR | 2050 | B17 | 100 | 0 | 150 | 0 | 0 | 0 | 0 | 0 | 0 | 0 | 0 | 0 | 45.9835 | 15.3278
TVA_2_VACAR | TVA | VACAR | 2050 | B18 | 400 | 0 | 150 | 0 | 0 | 0 | 0 | 0 | 0 | 0 | 0 | 0 | 45.9835 | 15.3278
TVA_2_VACAR | TVA | VACAR | 2050 | B19 | 700 | 0 | 150 | 0 | 0 | 0 | 0 | 0 | 0 | 0 | 0 | 0 | 45.9835 | 15.3278
TVA_2_VACAR | TVA | VACAR | 2050 | B20 | 935 | 0 | 150 | 0 | 0 | 0 | 0 | 0 | 0 | 0 | 0 | 0 | 45.9835 | 15.3278
TVA_Transmission_2_ENT | TVA_Transmission | ENT | 2015 | B1 | 10 | 0 | 3000 | 0 | 0 | 0 | 0 | 0 | 0 | 0 | 0 | 0 | 0 | 0
TVA_Transmission_2_ENT | TVA_Transmission | ENT | 2015 | B2 | 25 | 0 | 3000 | 0 | 0 | 0 | 0 | 0 | 0 | 0 | 0 | 0 | 0 | 0
TVA_Transmission_2_ENT | TVA_Transmission | ENT | 2015 | B3 | 75 | 0 | 3000 | 0 | 0 | 0 | 0 | 0 | 0 | 0 | 0 | 0 | 0 | 0
TVA_Transmission_2_ENT | TVA_Transmission | ENT | 2015 | B4 | 100 | 0 | 3000 | 0 | 0 | 0 | 0 | 0 | 0 | 0 | 0 | 0 | 0 | 0
TVA_Transmission_2_ENT | TVA_Transmission | ENT | 2015 | B5 | 200 | 0 | 3000 | 0 | 0 | 0 | 0 | 0 | 0 | 0 | 0 | 0 | 0 | 0
TVA_Transmission_2_ENT | TVA_Transmission | ENT | 2015 | B6 | 300 | 0 | 3000 | 0 | 0 | 0 | 0 | 0 | 0 | 0 | 0 | 0 | 0 | 0
TVA_Transmission_2_ENT | TVA_Transmission | ENT | 2015 | B7 | 400 | 0 | 3000 | 0 | 0 | 0 | 0 | 0 | 0 | 0 | 0 | 0 | 0 | 0
TVA_Transmission_2_ENT | TVA_Transmission | ENT | 2015 | B8 | 500 | 0 | 3000 | 0 | 0 | 0 | 0 | 0 | 0 | 0 | 0 | 0 | 0 | 0
TVA_Transmission_2_ENT | TVA_Transmission | ENT | 2015 | B9 | 800 | 0 | 3000 | 0 | 0 | 0 | 0 | 0 | 0 | 0 | 0 | 0 | 0 | 0
TVA_Transmission_2_ENT | TVA_Transmission | ENT | 2015 | B10 | 1262 | 0 | 3000 | 0 | 0 | 0 | 0 | 0 | 0 | 0 | 0 | 0 | 0 | 0
TVA_Transmission_2_ENT | TVA_Transmission | ENT | 2015 | B11 | 25 | 0 | 3000 | 0 | 0 | 0 | 0 | 0 | 0 | 0 | 0 | 0 | 0 | 0
TVA_Transmission_2_ENT | TVA_Transmission | ENT | 2015 | B12 | 200 | 0 | 3000 | 0 | 0 | 0 | 0 | 0 | 0 | 0 | 0 | 0 | 0 | 0
TVA_Transmission_2_ENT | TVA_Transmission | ENT | 2015 | B13 | 600 | 0 | 3000 | 0 | 0 | 0 | 0 | 0 | 0 | 0 | 0 | 0 | 0 | 0
TVA_Transmission_2_ENT | TVA_Transmission | ENT | 2015 | B14 | 900 | 0 | 3000 | 0 | 0 | 0 | 0 | 0 | 0 | 0 | 0 | 0 | 0 | 0
TVA_Transmission_2_ENT | TVA_Transmission | ENT | 2015 | B15 | 1203 | 0 | 3000 | 0 | 0 | 0 | 0 | 0 | 0 | 0 | 0 | 0 | 0 | 0
TVA_Transmission_2_ENT | TVA_Transmission | ENT | 2015 | B16 | 25 | 0 | 3000 | 0 | 0 | 0 | 0 | 0 | 0 | 0 | 0 | 0 | 0 | 0
TVA_Transmission_2_ENT | TVA_Transmission | ENT | 2015 | B17 | 100 | 0 | 3000 | 0 | 0 | 0 | 0 | 0 | 0 | 0 | 0 | 0 | 0 | 0
TVA_Transmission_2_ENT | TVA_Transmission | ENT | 2015 | B18 | 400 | 0 | 3000 | 0 | 0 | 0 | 0 | 0 | 0 | 0 | 0 | 0 | 0 | 0
TVA_Transmission_2_ENT | TVA_Transmission | ENT | 2015 | B19 | 700 | 0 | 3000 | 0 | 0 | 0 | 0 | 0 | 0 | 0 | 0 | 0 | 0 | 0
TVA_Transmission_2_ENT | TVA_Transmission | ENT | 2015 | B20 | 935 | 0 | 3000 | 0 | 0 | 0 | 0 | 0 | 0 | 0 | 0 | 0 | 0 | 0
TVA_Transmission_2_ENT | TVA_Transmission | ENT | 2020 | B1 | 10 | 0 | 3000 | 0 | 0 | 0 | 0 | 0 | 0 | 0 | 0 | 0 | 0 | 0
TVA_Transmission_2_ENT | TVA_Transmission | ENT | 2020 | B2 | 25 | 0 | 3000 | 0 | 0 | 0 | 0 | 0 | 0 | 0 | 0 | 0 | 0 | 0
TVA_Transmission_2_ENT | TVA_Transmission | ENT | 2020 | B3 | 75 | 0 | 3000 | 0 | 0 | 0 | 0 | 0 | 0 | 0 | 0 | 0 | 0 | 0
TVA_Transmission_2_ENT | TVA_Transmission | ENT | 2020 | B4 | 100 | 0 | 3000 | 0 | 0 | 0 | 0 | 0 | 0 | 0 | 0 | 0 | 0 | 0
TVA_Transmission_2_ENT | TVA_Transmission | ENT | 2020 | B5 | 200 | 0 | 3000 | 0 | 0 | 0 | 0 | 0 | 0 | 0 | 0 | 0 | 0 | 0
TVA_Transmission_2_ENT | TVA_Transmission | ENT | 2020 | B6 | 300 | 0 | 3000 | 0 | 0 | 0 | 0 | 0 | 0 | 0 | 0 | 0 | 0 | 0
TVA_Transmission_2_ENT | TVA_Transmission | ENT | 2020 | B7 | 400 | 0 | 3000 | 0 | 0 | 0 | 0 | 0 | 0 | 0 | 0 | 0 | 0 | 0
TVA_Transmission_2_ENT | TVA_Transmission | ENT | 2020 | B8 | 500 | 0 | 3000 | 0 | 0 | 0 | 0 | 0 | 0 | 0 | 0 | 0 | 0 | 0
TVA_Transmission_2_ENT | TVA_Transmission | ENT | 2020 | B9 | 800 | 0 | 3000 | 0 | 0 | 0 | 0 | 0 | 0 | 0 | 0 | 0 | 0 | 0
TVA_Transmission_2_ENT | TVA_Transmission | ENT | 2020 | B10 | 1262 | 0 | 3000 | 0 | 0 | 0 | 0 | 0 | 0 | 0 | 0 | 0 | 0 | 0
TVA_Transmission_2_ENT | TVA_Transmission | ENT | 2020 | B11 | 25 | 0 | 3000 | 0 | 0 | 0 | 0 | 0 | 0 | 0 | 0 | 0 | 0 | 0
TVA_Transmission_2_ENT | TVA_Transmission | ENT | 2020 | B12 | 200 | 0 | 3000 | 0 | 0 | 0 | 0 | 0 | 0 | 0 | 0 | 0 | 0 | 0
TVA_Transmission_2_ENT | TVA_Transmission | ENT | 2020 | B13 | 600 | 0 | 3000 | 0 | 0 | 0 | 0 | 0 | 0 | 0 | 0 | 0 | 0 | 0
TVA_Transmission_2_ENT | TVA_Transmission | ENT | 2020 | B14 | 900 | 0 | 3000 | 0 | 0 | 0 | 0 | 0 | 0 | 0 | 0 | 0 | 0 | 0
TVA_Transmission_2_ENT | TVA_Transmission | ENT | 2020 | B15 | 1203 | 0 | 3000 | 0 | 0 | 0 | 0 | 0 | 0 | 0 | 0 | 0 | 0 | 0
TVA_Transmission_2_ENT | TVA_Transmission | ENT | 2020 | B16 | 25 | 0 | 3000 | 0 | 0 | 0 | 0 | 0 | 0 | 0 | 0 | 0 | 0 | 0
TVA_Transmission_2_ENT | TVA_Transmission | ENT | 2020 | B17 | 100 | 0 | 3000 | 0 | 0 | 0 | 0 | 0 | 0 | 0 | 0 | 0 | 0 | 0
TVA_Transmission_2_ENT | TVA_Transmission | ENT | 2020 | B18 | 400 | 0 | 3000 | 0 | 0 | 0 | 0 | 0 | 0 | 0 | 0 | 0 | 0 | 0
TVA_Transmission_2_ENT | TVA_Transmission | ENT | 2020 | B19 | 700 | 0 | 3000 | 0 | 0 | 0 | 0 | 0 | 0 | 0 | 0 | 0 | 0 | 0
TVA_Transmission_2_ENT | TVA_Transmission | ENT | 2020 | B20 | 935 | 0 | 3000 | 0 | 0 | 0 | 0 | 0 | 0 | 0 | 0 | 0 | 0 | 0
TVA_Transmission_2_ENT | TVA_Transmission | ENT | 2025 | B1 | 10 | 0 | 3000 | 0 | 0 | 0 | 0 | 0 | 0 | 0 | 0 | 0 | 0 | 0
TVA_Transmission_2_ENT | TVA_Transmission | ENT | 2025 | B2 | 25 | 0 | 3000 | 0 | 0 | 0 | 0 | 0 | 0 | 0 | 0 | 0 | 0 | 0
TVA_Transmission_2_ENT | TVA_Transmission | ENT | 2025 | B3 | 75 | 0 | 3000 | 0 | 0 | 0 | 0 | 0 | 0 | 0 | 0 | 0 | 0 | 0
TVA_Transmission_2_ENT | TVA_Transmission | ENT | 2025 | B4 | 100 | 0 | 3000 | 0 | 0 | 0 | 0 | 0 | 0 | 0 | 0 | 0 | 0 | 0
TVA_Transmission_2_ENT | TVA_Transmission | ENT | 2025 | B5 | 200 | 0 | 3000 | 0 | 0 | 0 | 0 | 0 | 0 | 0 | 0 | 0 | 0 | 0
TVA_Transmission_2_ENT | TVA_Transmission | ENT | 2025 | B6 | 300 | 0 | 3000 | 0 | 0 | 0 | 0 | 0 | 0 | 0 | 0 | 0 | 0 | 0
TVA_Transmission_2_ENT | TVA_Transmission | ENT | 2025 | B7 | 400 | 0 | 3000 | 0 | 0 | 0 | 0 | 0 | 0 | 0 | 0 | 0 | 0 | 0
TVA_Transmission_2_ENT | TVA_Transmission | ENT | 2025 | B8 | 500 | 0 | 3000 | 0 | 0 | 0 | 0 | 0 | 0 | 0 | 0 | 0 | 0 | 0
TVA_Transmission_2_ENT | TVA_Transmission | ENT | 2025 | B9 | 800 | 0 | 3000 | 0 | 0 | 0 | 0 | 0 | 0 | 0 | 0 | 0 | 0 | 0
TVA_Transmission_2_ENT | TVA_Transmission | ENT | 2025 | B10 | 1262 | 0 | 3000 | 0 | 0 | 0 | 0 | 0 | 0 | 0 | 0 | 0 | 0 | 0
TVA_Transmission_2_ENT | TVA_Transmission | ENT | 2025 | B11 | 25 | 0 | 3000 | 0 | 0 | 0 | 0 | 0 | 0 | 0 | 0 | 0 | 0 | 0
TVA_Transmission_2_ENT | TVA_Transmission | ENT | 2025 | B12 | 200 | 0 | 3000 | 0 | 0 | 0 | 0 | 0 | 0 | 0 | 0 | 0 | 0 | 0
TVA_Transmission_2_ENT | TVA_Transmission | ENT | 2025 | B13 | 600 | 0 | 3000 | 0 | 0 | 0 | 0 | 0 | 0 | 0 | 0 | 0 | 0 | 0
TVA_Transmission_2_ENT | TVA_Transmission | ENT | 2025 | B14 | 900 | 0 | 3000 | 0 | 0 | 0 | 0 | 0 | 0 | 0 | 0 | 0 | 0 | 0
TVA_Transmission_2_ENT | TVA_Transmission | ENT | 2025 | B15 | 1203 | 0 | 3000 | 0 | 0 | 0 | 0 | 0 | 0 | 0 | 0 | 0 | 0 | 0
TVA_Transmission_2_ENT | TVA_Transmission | ENT | 2025 | B16 | 25 | 0 | 3000 | 0 | 0 | 0 | 0 | 0 | 0 | 0 | 0 | 0 | 0 | 0
TVA_Transmission_2_ENT | TVA_Transmission | ENT | 2025 | B17 | 100 | 0 | 3000 | 0 | 0 | 0 | 0 | 0 | 0 | 0 | 0 | 0 | 0 | 0
TVA_Transmission_2_ENT | TVA_Transmission | ENT | 2025 | B18 | 400 | 0 | 3000 | 0 | 0 | 0 | 0 | 0 | 0 | 0 | 0 | 0 | 0 | 0
TVA_Transmission_2_ENT | TVA_Transmission | ENT | 2025 | B19 | 700 | 0 | 3000 | 0 | 0 | 0 | 0 | 0 | 0 | 0 | 0 | 0 | 0 | 0
TVA_Transmission_2_ENT | TVA_Transmission | ENT | 2025 | B20 | 935 | 0 | 3000 | 0 | 0 | 0 | 0 | 0 | 0 | 0 | 0 | 0 | 0 | 0
TVA_Transmission_2_ENT | TVA_Transmission | ENT | 2030 | B1 | 10 | 0 | 3000 | 0 | 0 | 0 | 0 | 0 | 0 | 0 | 0 | 0 | 0 | 0
TVA_Transmission_2_ENT | TVA_Transmission | ENT | 2030 | B2 | 25 | 0 | 3000 | 0 | 0 | 0 | 0 | 0 | 0 | 0 | 0 | 0 | 0 | 0
TVA_Transmission_2_ENT | TVA_Transmission | ENT | 2030 | B3 | 75 | 0 | 3000 | 0 | 0 | 0 | 0 | 0 | 0 | 0 | 0 | 0 | 0 | 0
TVA_Transmission_2_ENT | TVA_Transmission | ENT | 2030 | B4 | 100 | 0 | 3000 | 0 | 0 | 0 | 0 | 0 | 0 | 0 | 0 | 0 | 0 | 0
TVA_Transmission_2_ENT | TVA_Transmission | ENT | 2030 | B5 | 200 | 0 | 3000 | 0 | 0 | 0 | 0 | 0 | 0 | 0 | 0 | 0 | 0 | 0
TVA_Transmission_2_ENT | TVA_Transmission | ENT | 2030 | B6 | 300 | 0 | 3000 | 0 | 0 | 0 | 0 | 0 | 0 | 0 | 0 | 0 | 0 | 0
TVA_Transmission_2_ENT | TVA_Transmission | ENT | 2030 | B7 | 400 | 0 | 3000 | 0 | 0 | 0 | 0 | 0 | 0 | 0 | 0 | 0 | 0 | 0
TVA_Transmission_2_ENT | TVA_Transmission | ENT | 2030 | B8 | 500 | 0 | 3000 | 0 | 0 | 0 | 0 | 0 | 0 | 0 | 0 | 0 | 0 | 0
TVA_Transmission_2_ENT | TVA_Transmission | ENT | 2030 | B9 | 800 | 0 | 3000 | 0 | 0 | 0 | 0 | 0 | 0 | 0 | 0 | 0 | 0 | 0
TVA_Transmission_2_ENT | TVA_Transmission | ENT | 2030 | B10 | 1262 | 0 | 3000 | 0 | 0 | 0 | 0 | 0 | 0 | 0 | 0 | 0 | 0 | 0
TVA_Transmission_2_ENT | TVA_Transmission | ENT | 2030 | B11 | 25 | 0 | 3000 | 0 | 0 | 0 | 0 | 0 | 0 | 0 | 0 | 0 | 0 | 0
TVA_Transmission_2_ENT | TVA_Transmission | ENT | 2030 | B12 | 200 | 0 | 3000 | 0 | 0 | 0 | 0 | 0 | 0 | 0 | 0 | 0 | 0 | 0
TVA_Transmission_2_ENT | TVA_Transmission | ENT | 2030 | B13 | 600 | 0 | 3000 | 0 | 0 | 0 | 0 | 0 | 0 | 0 | 0 | 0 | 0 | 0
TVA_Transmission_2_ENT | TVA_Transmission | ENT | 2030 | B14 | 900 | 0 | 3000 | 0 | 0 | 0 | 0 | 0 | 0 | 0 | 0 | 0 | 0 | 0
TVA_Transmission_2_ENT | TVA_Transmission | ENT | 2030 | B15 | 1203 | 0 | 3000 | 0 | 0 | 0 | 0 | 0 | 0 | 0 | 0 | 0 | 0 | 0
TVA_Transmission_2_ENT | TVA_Transmission | ENT | 2030 | B16 | 25 | 0 | 3000 | 0 | 0 | 0 | 0 | 0 | 0 | 0 | 0 | 0 | 0 | 0
TVA_Transmission_2_ENT | TVA_Transmission | ENT | 2030 | B17 | 100 | 0 | 3000 | 0 | 0 | 0 | 0 | 0 | 0 | 0 | 0 | 0 | 0 | 0
TVA_Transmission_2_ENT | TVA_Transmission | ENT | 2030 | B18 | 400 | 0 | 3000 | 0 | 0 | 0 | 0 | 0 | 0 | 0 | 0 | 0 | 0 | 0
TVA_Transmission_2_ENT | TVA_Transmission | ENT | 2030 | B19 | 700 | 0 | 3000 | 0 | 0 | 0 | 0 | 0 | 0 | 0 | 0 | 0 | 0 | 0
TVA_Transmission_2_ENT | TVA_Transmission | ENT | 2030 | B20 | 935 | 0 | 3000 | 0 | 0 | 0 | 0 | 0 | 0 | 0 | 0 | 0 | 0 | 0
TVA_Transmission_2_ENT | TVA_Transmission | ENT | 2035 | B1 | 10 | 0 | 3000 | 0 | 0 | 0 | 0 | 0 | 0 | 0 | 0 | 0 | 0 | 0
TVA_Transmission_2_ENT | TVA_Transmission | ENT | 2035 | B2 | 25 | 0 | 3000 | 0 | 0 | 0 | 0 | 0 | 0 | 0 | 0 | 0 | 0 | 0
TVA_Transmission_2_ENT | TVA_Transmission | ENT | 2035 | B3 | 75 | 0 | 3000 | 0 | 0 | 0 | 0 | 0 | 0 | 0 | 0 | 0 | 0 | 0
TVA_Transmission_2_ENT | TVA_Transmission | ENT | 2035 | B4 | 100 | 0 | 3000 | 0 | 0 | 0 | 0 | 0 | 0 | 0 | 0 | 0 | 0 | 0
TVA_Transmission_2_ENT | TVA_Transmission | ENT | 2035 | B5 | 200 | 0 | 3000 | 0 | 0 | 0 | 0 | 0 | 0 | 0 | 0 | 0 | 0 | 0
TVA_Transmission_2_ENT | TVA_Transmission | ENT | 2035 | B6 | 300 | 0 | 3000 | 0 | 0 | 0 | 0 | 0 | 0 | 0 | 0 | 0 | 0 | 0
TVA_Transmission_2_ENT | TVA_Transmission | ENT | 2035 | B7 | 400 | 0 | 3000 | 0 | 0 | 0 | 0 | 0 | 0 | 0 | 0 | 0 | 0 | 0
TVA_Transmission_2_ENT | TVA_Transmission | ENT | 2035 | B8 | 500 | 0 | 3000 | 380.93 | 119.49 | 0 | 0 | 0 | 0 | 0 | 0 | 0 | 0 | 0
TVA_Transmission_2_ENT | TVA_Transmission | ENT | 2035 | B9 | 800 | 0 | 3000 | 0 | 0 | 0 | 0 | 0 | 0 | 0 | 0 | 0 | 0 | 0
TVA_Transmission_2_ENT | TVA_Transmission | ENT | 2035 | B10 | 1262 | 0 | 3000 | 0 | 0 | 0 | 0 | 0 | 0 | 0 | 0 | 0 | 0 | 0
TVA_Transmission_2_ENT | TVA_Transmission | ENT | 2035 | B11 | 25 | 0 | 3000 | 0 | 0 | 0 | 0 | 0 | 0 | 0 | 0 | 0 | 0 | 0
TVA_Transmission_2_ENT | TVA_Transmission | ENT | 2035 | B12 | 200 | 0 | 3000 | 0 | 0 | 0 | 0 | 0 | 0 | 0 | 0 | 0 | 0 | 0
TVA_Transmission_2_ENT | TVA_Transmission | ENT | 2035 | B13 | 600 | 0 | 3000 | 0 | 0 | 0 | 0 | 0 | 0 | 0 | 0 | 0 | 0 | 0
TVA_Transmission_2_ENT | TVA_Transmission | ENT | 2035 | B14 | 900 | 0 | 3000 | 0 | 0 | 0 | 0 | 0 | 0 | 0 | 0 | 0 | 0 | 0
TVA_Transmission_2_ENT | TVA_Transmission | ENT | 2035 | B15 | 1203 | 0 | 3000 | 0 | 0 | 0 | 0 | 0 | 0 | 0 | 0 | 0 | 0 | 0
TVA_Transmission_2_ENT | TVA_Transmission | ENT | 2035 | B16 | 25 | 0 | 3000 | 0 | 0 | 0 | 0 | 0 | 0 | 0 | 0 | 0 | 0 | 0
TVA_Transmission_2_ENT | TVA_Transmission | ENT | 2035 | B17 | 100 | 0 | 3000 | 0 | 0 | 0 | 0 | 0 | 0 | 0 | 0 | 0 | 0 | 0
TVA_Transmission_2_ENT | TVA_Transmission | ENT | 2035 | B18 | 400 | 0 | 3000 | 0 | 0 | 0 | 0 | 0 | 0 | 0 | 0 | 0 | 0 | 0
TVA_Transmission_2_ENT | TVA_Transmission | ENT | 2035 | B19 | 700 | 0 | 3000 | 0 | 0 | 0 | 0 | 0 | 0 | 0 | 0 | 0 | 0 | 0
TVA_Transmission_2_ENT | TVA_Transmission | ENT | 2035 | B20 | 935 | 0 | 3000 | 0 | 0 | 0 | 0 | 0 | 0 | 0 | 0 | 0 | 0 | 0
TVA_Transmission_2_ENT | TVA_Transmission | ENT | 2040 | B1 | 10 | 0 | 3000 | 0 | 0 | 0 | 0 | 0 | 0 | 0 | 0 | 0 | 0 | 0
TVA_Transmission_2_ENT | TVA_Transmission | ENT | 2040 | B2 | 25 | 0 | 3000 | 0 | 0 | 0 | 0 | 0 | 0 | 0 | 0 | 0 | 0 | 0
TVA_Transmission_2_ENT | TVA_Transmission | ENT | 2040 | B3 | 75 | 0 | 3000 | 0 | 0 | 0 | 0 | 0 | 0 | 0 | 0 | 0 | 0 | 0
TVA_Transmission_2_ENT | TVA_Transmission | ENT | 2040 | B4 | 100 | 0 | 3000 | 0 | 0 | 0 | 0 | 0 | 0 | 0 | 0 | 0 | 0 | 0
TVA_Transmission_2_ENT | TVA_Transmission | ENT | 2040 | B5 | 200 | 0 | 3000 | 0 | 0 | 0 | 0 | 0 | 0 | 0 | 0 | 0 | 0 | 0
TVA_Transmission_2_ENT | TVA_Transmission | ENT | 2040 | B6 | 300 | 0 | 3000 | 0 | 0 | 0 | 0 | 0 | 0 | 0 | 0 | 0 | 0 | 0
TVA_Transmission_2_ENT | TVA_Transmission | ENT | 2040 | B7 | 400 | 0 | 3000 | 0 | 0 | 0 | 0 | 0 | 0 | 0 | 0 | 0 | 0 | 0
TVA_Transmission_2_ENT | TVA_Transmission | ENT | 2040 | B8 | 500 | 0 | 3000 | 0 | 0 | 0 | 0 | 0 | 0 | 0 | 0 | 0 | 0 | 0
TVA_Transmission_2_ENT | TVA_Transmission | ENT | 2040 | B9 | 800 | 0 | 3000 | 0 | 0 | 0 | 0 | 0 | 0 | 0 | 0 | 0 | 0 | 0
TVA_Transmission_2_ENT | TVA_Transmission | ENT | 2040 | B10 | 1262 | 0 | 3000 | 0 | 0 | 0 | 0 | 0 | 0 | 0 | 0 | 0 | 0 | 0
TVA_Transmission_2_ENT | TVA_Transmission | ENT | 2040 | B11 | 25 | 0 | 3000 | 392.83 | 0 | 0 | 0 | 0 | 0 | 0 | 0 | 0 | 0 | 0
TVA_Transmission_2_ENT | TVA_Transmission | ENT | 2040 | B12 | 200 | 0 | 3000 | 0 | 0 | 0 | 0 | 0 | 0 | 0 | 0 | 0 | 0 | 0
TVA_Transmission_2_ENT | TVA_Transmission | ENT | 2040 | B13 | 600 | 0 | 3000 | 0 | 0 | 0 | 0 | 0 | 0 | 0 | 0 | 0 | 0 | 0
TVA_Transmission_2_ENT | TVA_Transmission | ENT | 2040 | B14 | 900 | 0 | 3000 | 0 | 0 | 0 | 0 | 0 | 0 | 0 | 0 | 0 | 0 | 0
TVA_Transmission_2_ENT | TVA_Transmission | ENT | 2040 | B15 | 1203 | 0 | 3000 | 0 | 0 | 0 | 0 | 0 | 0 | 0 | 0 | 0 | 0 | 0
TVA_Transmission_2_ENT | TVA_Transmission | ENT | 2040 | B16 | 25 | 0 | 3000 | 0 | 0 | 0 | 0 | 0 | 0 | 0 | 0 | 0 | 0 | 0
TVA_Transmission_2_ENT | TVA_Transmission | ENT | 2040 | B17 | 100 | 0 | 3000 | 0 | 0 | 0 | 0 | 0 | 0 | 0 | 0 | 0 | 0 | 0
TVA_Transmission_2_ENT | TVA_Transmission | ENT | 2040 | B18 | 400 | 0 | 3000 | 575.04 | 0 | 0 | 0 | 0 | 0 | 0 | 0 | 0 | 0 | 0
TVA_Transmission_2_ENT | TVA_Transmission | ENT | 2040 | B19 | 700 | 0 | 3000 | 0 | 0 | 0 | 0 | 0 | 0 | 0 | 0 | 0 | 0 | 0
TVA_Transmission_2_ENT | TVA_Transmission | ENT | 2040 | B20 | 935 | 0 | 3000 | 0 | 0 | 0 | 0 | 0 | 0 | 0 | 0 | 0 | 0 | 0
TVA_Transmission_2_ENT | TVA_Transmission | ENT | 2045 | B1 | 10 | 0 | 3000 | 0 | 0 | 0 | 0 | 0 | 0 | 0 | 0 | 0 | 0 | 0
TVA_Transmission_2_ENT | TVA_Transmission | ENT | 2045 | B2 | 25 | 0 | 3000 | 0 | 0 | 0 | 0 | 0 | 0 | 0 | 0 | 0 | 0 | 0
TVA_Transmission_2_ENT | TVA_Transmission | ENT | 2045 | B3 | 75 | 0 | 3000 | 0 | 0 | 0 | 0 | 0 | 0 | 0 | 0 | 0 | 0 | 0
TVA_Transmission_2_ENT | TVA_Transmission | ENT | 2045 | B4 | 100 | 0 | 3000 | 0 | 0 | 0 | 0 | 0 | 0 | 0 | 0 | 0 | 0 | 0
TVA_Transmission_2_ENT | TVA_Transmission | ENT | 2045 | B5 | 200 | 0 | 3000 | 0 | 0 | 0 | 0 | 0 | 0 | 0 | 0 | 0 | 0 | 0
TVA_Transmission_2_ENT | TVA_Transmission | ENT | 2045 | B6 | 300 | 0 | 3000 | 1570.46 | 890.93 | 0 | 0 | 0 | 0 | 0 | 0 | 0 | 0 | 0
TVA_Transmission_2_ENT | TVA_Transmission | ENT | 2045 | B7 | 400 | 0 | 3000 | 838.37 | 0 | 0 | 0 | 0 | 0 | 0 | 0 | 0 | 0 | 0
TVA_Transmission_2_ENT | TVA_Transmission | ENT | 2045 | B8 | 500 | 0 | 3000 | 0 | 0 | 0 | 0 | 0 | 0 | 0 | 0 | 0 | 0 | 0
TVA_Transmission_2_ENT | TVA_Transmission | ENT | 2045 | B9 | 800 | 0 | 3000 | 0 | 0 | 0 | 0 | 0 | 0 | 0 | 0 | 0 | 0 | 0
TVA_Transmission_2_ENT | TVA_Transmission | ENT | 2045 | B10 | 1262 | 0 | 3000 | 0 | 0 | 0 | 0 | 0 | 0 | 0 | 0 | 0 | 0 | 0
TVA_Transmission_2_ENT | TVA_Transmission | ENT | 2045 | B11 | 25 | 0 | 3000 | 0 | 0 | 0 | 0 | 0 | 0 | 0 | 0 | 0 | 0 | 0
TVA_Transmission_2_ENT | TVA_Transmission | ENT | 2045 | B12 | 200 | 0 | 3000 | 0 | 0 | 0 | 0 | 0 | 0 | 0 | 0 | 0 | 0 | 0
TVA_Transmission_2_ENT | TVA_Transmission | ENT | 2045 | B13 | 600 | 0 | 3000 | 0 | 0 | 0 | 0 | 0 | 0 | 0 | 0 | 0 | 0 | 0
TVA_Transmission_2_ENT | TVA_Transmission | ENT | 2045 | B14 | 900 | 0 | 3000 | 0 | 0 | 0 | 0 | 0 | 0 | 0 | 0 | 0 | 0 | 0
TVA_Transmission_2_ENT | TVA_Transmission | ENT | 2045 | B15 | 1203 | 0 | 3000 | 0 | 0 | 0 | 0 | 0 | 0 | 0 | 0 | 0 | 0 | 0
TVA_Transmission_2_ENT | TVA_Transmission | ENT | 2045 | B16 | 25 | 0 | 3000 | 0 | 0 | 0 | 0 | 0 | 0 | 0 | 0 | 0 | 0 | 0
TVA_Transmission_2_ENT | TVA_Transmission | ENT | 2045 | B17 | 100 | 0 | 3000 | 0 | 0 | 0 | 0 | 0 | 0 | 0 | 0 | 0 | 0 | 0
TVA_Transmission_2_ENT | TVA_Transmission | ENT | 2045 | B18 | 400 | 0 | 3000 | 0 | 0 | 0 | 0 | 0 | 0 | 0 | 0 | 0 | 0 | 0
TVA_Transmission_2_ENT | TVA_Transmission | ENT | 2045 | B19 | 700 | 0 | 3000 | 0 | 0 | 0 | 0 | 0 | 0 | 0 | 0 | 0 | 0 | 0
TVA_Transmission_2_ENT | TVA_Transmission | ENT | 2045 | B20 | 935 | 0 | 3000 | 0 | 0 | 0 | 0 | 0 | 0 | 0 | 0 | 0 | 0 | 0
TVA_Transmission_2_ENT | TVA_Transmission | ENT | 2050 | B1 | 10 | 0 | 3000 | 0 | 0 | 0 | 0 | 0 | 0 | 0 | 0 | 0 | 0 | 0
TVA_Transmission_2_ENT | TVA_Transmission | ENT | 2050 | B2 | 25 | 0 | 3000 | 0 | 0 | 0 | 0 | 0 | 0 | 0 | 0 | 0 | 0 | 0
TVA_Transmission_2_ENT | TVA_Transmission | ENT | 2050 | B3 | 75 | 0 | 3000 | 0 | 0 | 0 | 0 | 0 | 0 | 0 | 0 | 0 | 0 | 0
TVA_Transmission_2_ENT | TVA_Transmission | ENT | 2050 | B4 | 100 | 0 | 3000 | 0 | 0 | 0 | 0 | 0 | 0 | 0 | 0 | 0 | 0 | 0
TVA_Transmission_2_ENT | TVA_Transmission | ENT | 2050 | B5 | 200 | 0 | 3000 | 0 | 0 | 0 | 0 | 0 | 0 | 0 | 0 | 0 | 0 | 0
TVA_Transmission_2_ENT | TVA_Transmission | ENT | 2050 | B6 | 300 | 0 | 3000 | 0 | 0 | 0 | 0 | 0 | 0 | 0 | 0 | 0 | 0 | 0
TVA_Transmission_2_ENT | TVA_Transmission | ENT | 2050 | B7 | 400 | 0 | 3000 | 0 | 0 | 0 | 0 | 0 | 0 | 0 | 0 | 0 | 0 | 0
TVA_Transmission_2_ENT | TVA_Transmission | ENT | 2050 | B8 | 500 | 0 | 3000 | 0 | 491.3 | 0 | 0 | 0 | 0 | 0 | 0 | 0 | 0 | 0
TVA_Transmission_2_ENT | TVA_Transmission | ENT | 2050 | B9 | 800 | 0 | 3000 | 0 | 0 | 0 | 0 | 0 | 0 | 0 | 0 | 0 | 0 | 0
TVA_Transmission_2_ENT | TVA_Transmission | ENT | 2050 | B10 | 1262 | 0 | 3000 | 0 | 0 | 0 | 0 | 0 | 0 | 0 | 0 | 0 | 0 | 0
TVA_Transmission_2_ENT | TVA_Transmission | ENT | 2050 | B11 | 25 | 0 | 3000 | 0 | 0 | 0 | 0 | 0 | 0 | 0 | 0 | 0 | 0 | 0
TVA_Transmission_2_ENT | TVA_Transmission | ENT | 2050 | B12 | 200 | 0 | 3000 | 0 | 0 | 0 | 0 | 0 | 0 | 0 | 0 | 0 | 0 | 0
TVA_Transmission_2_ENT | TVA_Transmission | ENT | 2050 | B13 | 600 | 0 | 3000 | 0 | 0 | 0 | 0 | 0 | 0 | 0 | 0 | 0 | 0 | 0
TVA_Transmission_2_ENT | TVA_Transmission | ENT | 2050 | B14 | 900 | 0 | 3000 | 0 | 0 | 0 | 0 | 0 | 0 | 0 | 0 | 0 | 0 | 0
TVA_Transmission_2_ENT | TVA_Transmission | ENT | 2050 | B15 | 1203 | 0 | 3000 | 0 | 0 | 0 | 0 | 0 | 0 | 0 | 0 | 0 | 0 | 0
TVA_Transmission_2_ENT | TVA_Transmission | ENT | 2050 | B16 | 25 | 0 | 3000 | 0 | 0 | 0 | 0 | 0 | 0 | 0 | 0 | 0 | 0 | 0
TVA_Transmission_2_ENT | TVA_Transmission | ENT | 2050 | B17 | 100 | 0 | 3000 | 0 | 0 | 0 | 0 | 0 | 0 | 0 | 0 | 0 | 0 | 0
TVA_Transmission_2_ENT | TVA_Transmission | ENT | 2050 | B18 | 400 | 0 | 3000 | 0 | 0 | 0 | 0 | 0 | 0 | 0 | 0 | 0 | 0 | 0
TVA_Transmission_2_ENT | TVA_Transmission | ENT | 2050 | B19 | 700 | 0 | 3000 | 0 | 0 | 0 | 0 | 0 | 0 | 0 | 0 | 0 | 0 | 0
TVA_Transmission_2_ENT | TVA_Transmission | ENT | 2050 | B20 | 935 | 0 | 3000 | 0 | 0 | 0 | 0 | 0 | 0 | 0 | 0 | 0 | 0 | 0
TVA_Transmission_2_MISO_MO-IL | TVA_Transmission | MISO_MO-IL | 2015 | B1 | 10 | 0 | 4000 | 0 | 0 | 0 | 0 | 0 | 0 | 0 | 0 | 0 | 0 | 0
TVA_Transmission_2_MISO_MO-IL | TVA_Transmission | MISO_MO-IL | 2015 | B2 | 25 | 0 | 4000 | 0 | 0 | 0 | 0 | 0 | 0 | 0 | 0 | 0 | 0 | 0
TVA_Transmission_2_MISO_MO-IL | TVA_Transmission | MISO_MO-IL | 2015 | B3 | 75 | 0 | 4000 | 0 | 0 | 0 | 0 | 0 | 0 | 0 | 0 | 0 | 0 | 0
TVA_Transmission_2_MISO_MO-IL | TVA_Transmission | MISO_MO-IL | 2015 | B4 | 100 | 0 | 4000 | 0 | 0 | 0 | 0 | 0 | 0 | 0 | 0 | 0 | 0 | 0
TVA_Transmission_2_MISO_MO-IL | TVA_Transmission | MISO_MO-IL | 2015 | B5 | 200 | 0 | 4000 | 0 | 0 | 0 | 0 | 0 | 0 | 0 | 0 | 0 | 0 | 0
TVA_Transmission_2_MISO_MO-IL | TVA_Transmission | MISO_MO-IL | 2015 | B6 | 300 | 0 | 4000 | 0 | 0 | 0 | 0 | 0 | 0 | 0 | 0 | 0 | 0 | 0
TVA_Transmission_2_MISO_MO-IL | TVA_Transmission | MISO_MO-IL | 2015 | B7 | 400 | 0 | 4000 | 0 | 0 | 0 | 0 | 0 | 0 | 0 | 0 | 0 | 0 | 0
TVA_Transmission_2_MISO_MO-IL | TVA_Transmission | MISO_MO-IL | 2015 | B8 | 500 | 0 | 4000 | 0 | 0 | 0 | 0 | 0 | 0 | 0 | 0 | 0 | 0 | 0
TVA_Transmission_2_MISO_MO-IL | TVA_Transmission | MISO_MO-IL | 2015 | B9 | 800 | 0 | 4000 | 0 | 0 | 0 | 0 | 0 | 0 | 0 | 0 | 0 | 0 | 0
TVA_Transmission_2_MISO_MO-IL | TVA_Transmission | MISO_MO-IL | 2015 | B10 | 1262 | 0 | 4000 | 0 | 0 | 0 | 0 | 0 | 0 | 0 | 0 | 0 | 0 | 0
TVA_Transmission_2_MISO_MO-IL | TVA_Transmission | MISO_MO-IL | 2015 | B11 | 25 | 0 | 4000 | 0 | 0 | 0 | 0 | 0 | 0 | 0 | 0 | 0 | 0 | 0
TVA_Transmission_2_MISO_MO-IL | TVA_Transmission | MISO_MO-IL | 2015 | B12 | 200 | 0 | 4000 | 0 | 0 | 0 | 0 | 0 | 0 | 0 | 0 | 0 | 0 | 0
TVA_Transmission_2_MISO_MO-IL | TVA_Transmission | MISO_MO-IL | 2015 | B13 | 600 | 0 | 4000 | 0 | 0 | 0 | 0 | 0 | 0 | 0 | 0 | 0 | 0 | 0
TVA_Transmission_2_MISO_MO-IL | TVA_Transmission | MISO_MO-IL | 2015 | B14 | 900 | 0 | 4000 | 0 | 0 | 0 | 0 | 0 | 0 | 0 | 0 | 0 | 0 | 0
TVA_Transmission_2_MISO_MO-IL | TVA_Transmission | MISO_MO-IL | 2015 | B15 | 1203 | 0 | 4000 | 0 | 0 | 0 | 0 | 0 | 0 | 0 | 0 | 0 | 0 | 0
TVA_Transmission_2_MISO_MO-IL | TVA_Transmission | MISO_MO-IL | 2015 | B16 | 25 | 0 | 4000 | 0 | 0 | 0 | 0 | 0 | 0 | 0 | 0 | 0 | 0 | 0
TVA_Transmission_2_MISO_MO-IL | TVA_Transmission | MISO_MO-IL | 2015 | B17 | 100 | 0 | 4000 | 0 | 0 | 0 | 0 | 0 | 0 | 0 | 0 | 0 | 0 | 0
TVA_Transmission_2_MISO_MO-IL | TVA_Transmission | MISO_MO-IL | 2015 | B18 | 400 | 0 | 4000 | 0 | 0 | 0 | 0 | 0 | 0 | 0 | 0 | 0 | 0 | 0
TVA_Transmission_2_MISO_MO-IL | TVA_Transmission | MISO_MO-IL | 2015 | B19 | 700 | 0 | 4000 | 0 | 0 | 0 | 0 | 0 | 0 | 0 | 0 | 0 | 0 | 0
TVA_Transmission_2_MISO_MO-IL | TVA_Transmission | MISO_MO-IL | 2015 | B20 | 935 | 0 | 4000 | 0 | 0 | 0 | 0 | 0 | 0 | 0 | 0 | 0 | 0 | 0
TVA_Transmission_2_MISO_MO-IL | TVA_Transmission | MISO_MO-IL | 2020 | B1 | 10 | 0 | 4000 | 0 | 0 | 0 | 0 | 0 | 0 | 0 | 0 | 0 | 0 | 0
TVA_Transmission_2_MISO_MO-IL | TVA_Transmission | MISO_MO-IL | 2020 | B2 | 25 | 0 | 4000 | 0 | 0 | 0 | 0 | 0 | 0 | 0 | 0 | 0 | 0 | 0
TVA_Transmission_2_MISO_MO-IL | TVA_Transmission | MISO_MO-IL | 2020 | B3 | 75 | 0 | 4000 | 0 | 0 | 0 | 0 | 0 | 0 | 0 | 0 | 0 | 0 | 0
TVA_Transmission_2_MISO_MO-IL | TVA_Transmission | MISO_MO-IL | 2020 | B4 | 100 | 0 | 4000 | 0 | 0 | 0 | 0 | 0 | 0 | 0 | 0 | 0 | 0 | 0
TVA_Transmission_2_MISO_MO-IL | TVA_Transmission | MISO_MO-IL | 2020 | B5 | 200 | 0 | 4000 | 0 | 0 | 0 | 0 | 0 | 0 | 0 | 0 | 0 | 0 | 0
TVA_Transmission_2_MISO_MO-IL | TVA_Transmission | MISO_MO-IL | 2020 | B6 | 300 | 0 | 4000 | 0 | 0 | 0 | 0 | 0 | 0 | 0 | 0 | 0 | 0 | 0
TVA_Transmission_2_MISO_MO-IL | TVA_Transmission | MISO_MO-IL | 2020 | B7 | 400 | 0 | 4000 | 0 | 0 | 0 | 0 | 0 | 0 | 0 | 0 | 0 | 0 | 0
TVA_Transmission_2_MISO_MO-IL | TVA_Transmission | MISO_MO-IL | 2020 | B8 | 500 | 0 | 4000 | 0 | 0 | 0 | 0 | 0 | 0 | 0 | 0 | 0 | 0 | 0
TVA_Transmission_2_MISO_MO-IL | TVA_Transmission | MISO_MO-IL | 2020 | B9 | 800 | 0 | 4000 | 0 | 0 | 0 | 0 | 0 | 0 | 0 | 0 | 0 | 0 | 0
TVA_Transmission_2_MISO_MO-IL | TVA_Transmission | MISO_MO-IL | 2020 | B10 | 1262 | 0 | 4000 | 0 | 0 | 0 | 0 | 0 | 0 | 0 | 0 | 0 | 0 | 0
TVA_Transmission_2_MISO_MO-IL | TVA_Transmission | MISO_MO-IL | 2020 | B11 | 25 | 0 | 4000 | 0 | 0 | 0 | 0 | 0 | 0 | 0 | 0 | 0 | 0 | 0
TVA_Transmission_2_MISO_MO-IL | TVA_Transmission | MISO_MO-IL | 2020 | B12 | 200 | 0 | 4000 | 0 | 0 | 0 | 0 | 0 | 0 | 0 | 0 | 0 | 0 | 0
TVA_Transmission_2_MISO_MO-IL | TVA_Transmission | MISO_MO-IL | 2020 | B13 | 600 | 0 | 4000 | 0 | 0 | 0 | 0 | 0 | 0 | 0 | 0 | 0 | 0 | 0
TVA_Transmission_2_MISO_MO-IL | TVA_Transmission | MISO_MO-IL | 2020 | B14 | 900 | 0 | 4000 | 0 | 0 | 0 | 0 | 0 | 0 | 0 | 0 | 0 | 0 | 0
TVA_Transmission_2_MISO_MO-IL | TVA_Transmission | MISO_MO-IL | 2020 | B15 | 1203 | 0 | 4000 | 0 | 0 | 0 | 0 | 0 | 0 | 0 | 0 | 0 | 0 | 0
TVA_Transmission_2_MISO_MO-IL | TVA_Transmission | MISO_MO-IL | 2020 | B16 | 25 | 0 | 4000 | 0 | 0 | 0 | 0 | 0 | 0 | 0 | 0 | 0 | 0 | 0
TVA_Transmission_2_MISO_MO-IL | TVA_Transmission | MISO_MO-IL | 2020 | B17 | 100 | 0 | 4000 | 0 | 0 | 0 | 0 | 0 | 0 | 0 | 0 | 0 | 0 | 0
TVA_Transmission_2_MISO_MO-IL | TVA_Transmission | MISO_MO-IL | 2020 | B18 | 400 | 0 | 4000 | 0 | 0 | 0 | 0 | 0 | 0 | 0 | 0 | 0 | 0 | 0
TVA_Transmission_2_MISO_MO-IL | TVA_Transmission | MISO_MO-IL | 2020 | B19 | 700 | 0 | 4000 | 0 | 0 | 0 | 0 | 0 | 0 | 0 | 0 | 0 | 0 | 0
TVA_Transmission_2_MISO_MO-IL | TVA_Transmission | MISO_MO-IL | 2020 | B20 | 935 | 0 | 4000 | 0 | 0 | 0 | 0 | 0 | 0 | 0 | 0 | 0 | 0 | 0
TVA_Transmission_2_MISO_MO-IL | TVA_Transmission | MISO_MO-IL | 2025 | B1 | 10 | 0 | 4000 | 0 | 0 | 0 | 0 | 0 | 0 | 0 | 0 | 0 | 0 | 0
TVA_Transmission_2_MISO_MO-IL | TVA_Transmission | MISO_MO-IL | 2025 | B2 | 25 | 0 | 4000 | 0 | 0 | 0 | 0 | 0 | 0 | 0 | 0 | 0 | 0 | 0
TVA_Transmission_2_MISO_MO-IL | TVA_Transmission | MISO_MO-IL | 2025 | B3 | 75 | 0 | 4000 | 0 | 0 | 0 | 0 | 0 | 0 | 0 | 0 | 0 | 0 | 0
TVA_Transmission_2_MISO_MO-IL | TVA_Transmission | MISO_MO-IL | 2025 | B4 | 100 | 0 | 4000 | 0 | 0 | 0 | 0 | 0 | 0 | 0 | 0 | 0 | 0 | 0
TVA_Transmission_2_MISO_MO-IL | TVA_Transmission | MISO_MO-IL | 2025 | B5 | 200 | 0 | 4000 | 0 | 0 | 0 | 0 | 0 | 0 | 0 | 0 | 0 | 0 | 0
TVA_Transmission_2_MISO_MO-IL | TVA_Transmission | MISO_MO-IL | 2025 | B6 | 300 | 0 | 4000 | 0 | 0 | 0 | 0 | 0 | 0 | 0 | 0 | 0 | 0 | 0
TVA_Transmission_2_MISO_MO-IL | TVA_Transmission | MISO_MO-IL | 2025 | B7 | 400 | 0 | 4000 | 0 | 0 | 0 | 0 | 0 | 0 | 0 | 0 | 0 | 0 | 0
TVA_Transmission_2_MISO_MO-IL | TVA_Transmission | MISO_MO-IL | 2025 | B8 | 500 | 0 | 4000 | 0 | 0 | 0 | 0 | 0 | 0 | 0 | 0 | 0 | 0 | 0
TVA_Transmission_2_MISO_MO-IL | TVA_Transmission | MISO_MO-IL | 2025 | B9 | 800 | 0 | 4000 | 0 | 0 | 0 | 0 | 0 | 0 | 0 | 0 | 0 | 0 | 0
TVA_Transmission_2_MISO_MO-IL | TVA_Transmission | MISO_MO-IL | 2025 | B10 | 1262 | 0 | 4000 | 0 | 0 | 0 | 0 | 0 | 0 | 0 | 0 | 0 | 0 | 0
TVA_Transmission_2_MISO_MO-IL | TVA_Transmission | MISO_MO-IL | 2025 | B11 | 25 | 0 | 4000 | 0 | 0 | 0 | 0 | 0 | 0 | 0 | 0 | 0 | 0 | 0
TVA_Transmission_2_MISO_MO-IL | TVA_Transmission | MISO_MO-IL | 2025 | B12 | 200 | 0 | 4000 | 0 | 0 | 0 | 0 | 0 | 0 | 0 | 0 | 0 | 0 | 0
TVA_Transmission_2_MISO_MO-IL | TVA_Transmission | MISO_MO-IL | 2025 | B13 | 600 | 0 | 4000 | 0 | 0 | 0 | 0 | 0 | 0 | 0 | 0 | 0 | 0 | 0
TVA_Transmission_2_MISO_MO-IL | TVA_Transmission | MISO_MO-IL | 2025 | B14 | 900 | 0 | 4000 | 0 | 0 | 0 | 0 | 0 | 0 | 0 | 0 | 0 | 0 | 0
TVA_Transmission_2_MISO_MO-IL | TVA_Transmission | MISO_MO-IL | 2025 | B15 | 1203 | 0 | 4000 | 0 | 0 | 0 | 0 | 0 | 0 | 0 | 0 | 0 | 0 | 0
TVA_Transmission_2_MISO_MO-IL | TVA_Transmission | MISO_MO-IL | 2025 | B16 | 25 | 0 | 4000 | 0 | 0 | 0 | 0 | 0 | 0 | 0 | 0 | 0 | 0 | 0
TVA_Transmission_2_MISO_MO-IL | TVA_Transmission | MISO_MO-IL | 2025 | B17 | 100 | 0 | 4000 | 0 | 0 | 0 | 0 | 0 | 0 | 0 | 0 | 0 | 0 | 0
TVA_Transmission_2_MISO_MO-IL | TVA_Transmission | MISO_MO-IL | 2025 | B18 | 400 | 0 | 4000 | 0 | 0 | 0 | 0 | 0 | 0 | 0 | 0 | 0 | 0 | 0
TVA_Transmission_2_MISO_MO-IL | TVA_Transmission | MISO_MO-IL | 2025 | B19 | 700 | 0 | 4000 | 0 | 0 | 0 | 0 | 0 | 0 | 0 | 0 | 0 | 0 | 0
TVA_Transmission_2_MISO_MO-IL | TVA_Transmission | MISO_MO-IL | 2025 | B20 | 935 | 0 | 4000 | 0 | 0 | 0 | 0 | 0 | 0 | 0 | 0 | 0 | 0 | 0
TVA_Transmission_2_MISO_MO-IL | TVA_Transmission | MISO_MO-IL | 2030 | B1 | 10 | 0 | 4000 | 0 | 0 | 0 | 0 | 0 | 0 | 0 | 0 | 0 | 0 | 0
TVA_Transmission_2_MISO_MO-IL | TVA_Transmission | MISO_MO-IL | 2030 | B2 | 25 | 0 | 4000 | 0 | 0 | 0 | 0 | 0 | 0 | 0 | 0 | 0 | 0 | 0
TVA_Transmission_2_MISO_MO-IL | TVA_Transmission | MISO_MO-IL | 2030 | B3 | 75 | 0 | 4000 | 0 | 0 | 0 | 0 | 0 | 0 | 0 | 0 | 0 | 0 | 0
TVA_Transmission_2_MISO_MO-IL | TVA_Transmission | MISO_MO-IL | 2030 | B4 | 100 | 0 | 4000 | 0 | 0 | 0 | 0 | 0 | 0 | 0 | 0 | 0 | 0 | 0
TVA_Transmission_2_MISO_MO-IL | TVA_Transmission | MISO_MO-IL | 2030 | B5 | 200 | 0 | 4000 | 0 | 0 | 0 | 0 | 0 | 0 | 0 | 0 | 0 | 0 | 0
TVA_Transmission_2_MISO_MO-IL | TVA_Transmission | MISO_MO-IL | 2030 | B6 | 300 | 0 | 4000 | 0 | 0 | 0 | 0 | 0 | 0 | 0 | 0 | 0 | 0 | 0
TVA_Transmission_2_MISO_MO-IL | TVA_Transmission | MISO_MO-IL | 2030 | B7 | 400 | 0 | 4000 | 0 | 0 | 0 | 0 | 0 | 0 | 0 | 0 | 0 | 0 | 0
TVA_Transmission_2_MISO_MO-IL | TVA_Transmission | MISO_MO-IL | 2030 | B8 | 500 | 0 | 4000 | 0 | 0 | 0 | 0 | 0 | 0 | 0 | 0 | 0 | 0 | 0
TVA_Transmission_2_MISO_MO-IL | TVA_Transmission | MISO_MO-IL | 2030 | B9 | 800 | 0 | 4000 | 0 | 0 | 0 | 0 | 0 | 0 | 0 | 0 | 0 | 0 | 0
TVA_Transmission_2_MISO_MO-IL | TVA_Transmission | MISO_MO-IL | 2030 | B10 | 1262 | 0 | 4000 | 0 | 0 | 0 | 0 | 0 | 0 | 0 | 0 | 0 | 0 | 0
TVA_Transmission_2_MISO_MO-IL | TVA_Transmission | MISO_MO-IL | 2030 | B11 | 25 | 0 | 4000 | 0 | 0 | 0 | 0 | 0 | 0 | 0 | 0 | 0 | 0 | 0
TVA_Transmission_2_MISO_MO-IL | TVA_Transmission | MISO_MO-IL | 2030 | B12 | 200 | 0 | 4000 | 0 | 0 | 0 | 0 | 0 | 0 | 0 | 0 | 0 | 0 | 0
TVA_Transmission_2_MISO_MO-IL | TVA_Transmission | MISO_MO-IL | 2030 | B13 | 600 | 0 | 4000 | 0 | 0 | 0 | 0 | 0 | 0 | 0 | 0 | 0 | 0 | 0
TVA_Transmission_2_MISO_MO-IL | TVA_Transmission | MISO_MO-IL | 2030 | B14 | 900 | 0 | 4000 | 0 | 0 | 0 | 0 | 0 | 0 | 0 | 0 | 0 | 0 | 0
TVA_Transmission_2_MISO_MO-IL | TVA_Transmission | MISO_MO-IL | 2030 | B15 | 1203 | 0 | 4000 | 0 | 0 | 0 | 0 | 0 | 0 | 0 | 0 | 0 | 0 | 0
TVA_Transmission_2_MISO_MO-IL | TVA_Transmission | MISO_MO-IL | 2030 | B16 | 25 | 0 | 4000 | 0 | 0 | 0 | 0 | 0 | 0 | 0 | 0 | 0 | 0 | 0
TVA_Transmission_2_MISO_MO-IL | TVA_Transmission | MISO_MO-IL | 2030 | B17 | 100 | 0 | 4000 | 0 | 0 | 0 | 0 | 0 | 0 | 0 | 0 | 0 | 0 | 0
TVA_Transmission_2_MISO_MO-IL | TVA_Transmission | MISO_MO-IL | 2030 | B18 | 400 | 0 | 4000 | 0 | 0 | 0 | 0 | 0 | 0 | 0 | 0 | 0 | 0 | 0
TVA_Transmission_2_MISO_MO-IL | TVA_Transmission | MISO_MO-IL | 2030 | B19 | 700 | 0 | 4000 | 0 | 0 | 0 | 0 | 0 | 0 | 0 | 0 | 0 | 0 | 0
TVA_Transmission_2_MISO_MO-IL | TVA_Transmission | MISO_MO-IL | 2030 | B20 | 935 | 0 | 4000 | 0 | 0 | 0 | 0 | 0 | 0 | 0 | 0 | 0 | 0 | 0
TVA_Transmission_2_MISO_MO-IL | TVA_Transmission | MISO_MO-IL | 2035 | B1 | 10 | 0 | 4000 | 0 | 0 | 0 | 0 | 0 | 0 | 0 | 0 | 0 | 0 | 0
TVA_Transmission_2_MISO_MO-IL | TVA_Transmission | MISO_MO-IL | 2035 | B2 | 25 | 0 | 4000 | 0 | 0 | 0 | 0 | 0 | 0 | 0 | 0 | 0 | 0 | 0
TVA_Transmission_2_MISO_MO-IL | TVA_Transmission | MISO_MO-IL | 2035 | B3 | 75 | 0 | 4000 | 0 | 0 | 0 | 0 | 0 | 0 | 0 | 0 | 0 | 0 | 0
TVA_Transmission_2_MISO_MO-IL | TVA_Transmission | MISO_MO-IL | 2035 | B4 | 100 | 0 | 4000 | 0 | 0 | 0 | 0 | 0 | 0 | 0 | 0 | 0 | 0 | 0
TVA_Transmission_2_MISO_MO-IL | TVA_Transmission | MISO_MO-IL | 2035 | B5 | 200 | 0 | 4000 | 0 | 0 | 0 | 0 | 0 | 0 | 0 | 0 | 0 | 0 | 0
TVA_Transmission_2_MISO_MO-IL | TVA_Transmission | MISO_MO-IL | 2035 | B6 | 300 | 0 | 4000 | 0 | 0 | 0 | 0 | 0 | 0 | 0 | 0 | 0 | 0 | 0
TVA_Transmission_2_MISO_MO-IL | TVA_Transmission | MISO_MO-IL | 2035 | B7 | 400 | 0 | 4000 | 0 | 0 | 0 | 0 | 0 | 0 | 0 | 0 | 0 | 0 | 0
TVA_Transmission_2_MISO_MO-IL | TVA_Transmission | MISO_MO-IL | 2035 | B8 | 500 | 0 | 4000 | 0 | 0 | 0 | 0 | 0 | 0 | 0 | 0 | 0 | 0 | 0
TVA_Transmission_2_MISO_MO-IL | TVA_Transmission | MISO_MO-IL | 2035 | B9 | 800 | 0 | 4000 | 0 | 0 | 0 | 0 | 0 | 0 | 0 | 0 | 0 | 0 | 0
TVA_Transmission_2_MISO_MO-IL | TVA_Transmission | MISO_MO-IL | 2035 | B10 | 1262 | 0 | 4000 | 0 | 0 | 0 | 0 | 0 | 0 | 0 | 0 | 0 | 0 | 0
TVA_Transmission_2_MISO_MO-IL | TVA_Transmission | MISO_MO-IL | 2035 | B11 | 25 | 0 | 4000 | 0 | 0 | 0 | 0 | 0 | 0 | 0 | 0 | 0 | 0 | 0
TVA_Transmission_2_MISO_MO-IL | TVA_Transmission | MISO_MO-IL | 2035 | B12 | 200 | 0 | 4000 | 0 | 0 | 0 | 0 | 0 | 0 | 0 | 0 | 0 | 0 | 0
TVA_Transmission_2_MISO_MO-IL | TVA_Transmission | MISO_MO-IL | 2035 | B13 | 600 | 0 | 4000 | 0 | 0 | 0 | 0 | 0 | 0 | 0 | 0 | 0 | 0 | 0
TVA_Transmission_2_MISO_MO-IL | TVA_Transmission | MISO_MO-IL | 2035 | B14 | 900 | 0 | 4000 | 0 | 0 | 0 | 0 | 0 | 0 | 0 | 0 | 0 | 0 | 0
TVA_Transmission_2_MISO_MO-IL | TVA_Transmission | MISO_MO-IL | 2035 | B15 | 1203 | 0 | 4000 | 0 | 0 | 0 | 0 | 0 | 0 | 0 | 0 | 0 | 0 | 0
TVA_Transmission_2_MISO_MO-IL | TVA_Transmission | MISO_MO-IL | 2035 | B16 | 25 | 0 | 4000 | 0 | 0 | 0 | 0 | 0 | 0 | 0 | 0 | 0 | 0 | 0
TVA_Transmission_2_MISO_MO-IL | TVA_Transmission | MISO_MO-IL | 2035 | B17 | 100 | 0 | 4000 | 0 | 0 | 0 | 0 | 0 | 0 | 0 | 0 | 0 | 0 | 0
TVA_Transmission_2_MISO_MO-IL | TVA_Transmission | MISO_MO-IL | 2035 | B18 | 400 | 0 | 4000 | 0 | 0 | 0 | 0 | 0 | 0 | 0 | 0 | 0 | 0 | 0
TVA_Transmission_2_MISO_MO-IL | TVA_Transmission | MISO_MO-IL | 2035 | B19 | 700 | 0 | 4000 | 0 | 0 | 0 | 0 | 0 | 0 | 0 | 0 | 0 | 0 | 0
TVA_Transmission_2_MISO_MO-IL | TVA_Transmission | MISO_MO-IL | 2035 | B20 | 935 | 0 | 4000 | 0 | 0 | 0 | 0 | 0 | 0 | 0 | 0 | 0 | 0 | 0
TVA_Transmission_2_MISO_MO-IL | TVA_Transmission | MISO_MO-IL | 2040 | B1 | 10 | 0 | 4000 | 0 | 0 | 0 | 0 | 0 | 0 | 0 | 0 | 0 | 0 | 0
TVA_Transmission_2_MISO_MO-IL | TVA_Transmission | MISO_MO-IL | 2040 | B2 | 25 | 0 | 4000 | 0 | 0 | 0 | 0 | 0 | 0 | 0 | 0 | 0 | 0 | 0
TVA_Transmission_2_MISO_MO-IL | TVA_Transmission | MISO_MO-IL | 2040 | B3 | 75 | 0 | 4000 | 0 | 0 | 0 | 0 | 0 | 0 | 0 | 0 | 0 | 0 | 0
TVA_Transmission_2_MISO_MO-IL | TVA_Transmission | MISO_MO-IL | 2040 | B4 | 100 | 0 | 4000 | 0 | 0 | 0 | 0 | 0 | 0 | 0 | 0 | 0 | 0 | 0
TVA_Transmission_2_MISO_MO-IL | TVA_Transmission | MISO_MO-IL | 2040 | B5 | 200 | 0 | 4000 | 0 | 0 | 0 | 0 | 0 | 0 | 0 | 0 | 0 | 0 | 0
TVA_Transmission_2_MISO_MO-IL | TVA_Transmission | MISO_MO-IL | 2040 | B6 | 300 | 0 | 4000 | 0 | 0 | 0 | 0 | 0 | 0 | 0 | 0 | 0 | 0 | 0
TVA_Transmission_2_MISO_MO-IL | TVA_Transmission | MISO_MO-IL | 2040 | B7 | 400 | 0 | 4000 | 0 | 0 | 0 | 0 | 0 | 0 | 0 | 0 | 0 | 0 | 0
TVA_Transmission_2_MISO_MO-IL | TVA_Transmission | MISO_MO-IL | 2040 | B8 | 500 | 0 | 4000 | 0 | 0 | 0 | 0 | 0 | 0 | 0 | 0 | 0 | 0 | 0
TVA_Transmission_2_MISO_MO-IL | TVA_Transmission | MISO_MO-IL | 2040 | B9 | 800 | 0 | 4000 | 0 | 0 | 0 | 0 | 0 | 0 | 0 | 0 | 0 | 0 | 0
TVA_Transmission_2_MISO_MO-IL | TVA_Transmission | MISO_MO-IL | 2040 | B10 | 1262 | 0 | 4000 | 0 | 0 | 0 | 0 | 0 | 0 | 0 | 0 | 0 | 0 | 0
TVA_Transmission_2_MISO_MO-IL | TVA_Transmission | MISO_MO-IL | 2040 | B11 | 25 | 0 | 4000 | 0 | 0 | 0 | 0 | 0 | 0 | 0 | 0 | 0 | 0 | 0
TVA_Transmission_2_MISO_MO-IL | TVA_Transmission | MISO_MO-IL | 2040 | B12 | 200 | 0 | 4000 | 0 | 0 | 0 | 0 | 0 | 0 | 0 | 0 | 0 | 0 | 0
TVA_Transmission_2_MISO_MO-IL | TVA_Transmission | MISO_MO-IL | 2040 | B13 | 600 | 0 | 4000 | 0 | 0 | 0 | 0 | 0 | 0 | 0 | 0 | 0 | 0 | 0
TVA_Transmission_2_MISO_MO-IL | TVA_Transmission | MISO_MO-IL | 2040 | B14 | 900 | 0 | 4000 | 0 | 0 | 0 | 0 | 0 | 0 | 0 | 0 | 0 | 0 | 0
TVA_Transmission_2_MISO_MO-IL | TVA_Transmission | MISO_MO-IL | 2040 | B15 | 1203 | 0 | 4000 | 0 | 0 | 0 | 0 | 0 | 0 | 0 | 0 | 0 | 0 | 0
TVA_Transmission_2_MISO_MO-IL | TVA_Transmission | MISO_MO-IL | 2040 | B16 | 25 | 0 | 4000 | 0 | 0 | 0 | 0 | 0 | 0 | 0 | 0 | 0 | 0 | 0
TVA_Transmission_2_MISO_MO-IL | TVA_Transmission | MISO_MO-IL | 2040 | B17 | 100 | 0 | 4000 | 0 | 0 | 0 | 0 | 0 | 0 | 0 | 0 | 0 | 0 | 0
TVA_Transmission_2_MISO_MO-IL | TVA_Transmission | MISO_MO-IL | 2040 | B18 | 400 | 0 | 4000 | 0 | 0 | 0 | 0 | 0 | 0 | 0 | 0 | 0 | 0 | 0
TVA_Transmission_2_MISO_MO-IL | TVA_Transmission | MISO_MO-IL | 2040 | B19 | 700 | 0 | 4000 | 0 | 0 | 0 | 0 | 0 | 0 | 0 | 0 | 0 | 0 | 0
TVA_Transmission_2_MISO_MO-IL | TVA_Transmission | MISO_MO-IL | 2040 | B20 | 935 | 0 | 4000 | 0 | 0 | 0 | 0 | 0 | 0 | 0 | 0 | 0 | 0 | 0
TVA_Transmission_2_MISO_MO-IL | TVA_Transmission | MISO_MO-IL | 2045 | B1 | 10 | 0 | 4000 | 0 | 0 | 0 | 0 | 0 | 0 | 0 | 0 | 0 | 0 | 0
TVA_Transmission_2_MISO_MO-IL | TVA_Transmission | MISO_MO-IL | 2045 | B2 | 25 | 0 | 4000 | 0 | 0 | 0 | 0 | 0 | 0 | 0 | 0 | 0 | 0 | 0
TVA_Transmission_2_MISO_MO-IL | TVA_Transmission | MISO_MO-IL | 2045 | B3 | 75 | 0 | 4000 | 0 | 0 | 0 | 0 | 0 | 0 | 0 | 0 | 0 | 0 | 0
TVA_Transmission_2_MISO_MO-IL | TVA_Transmission | MISO_MO-IL | 2045 | B4 | 100 | 0 | 4000 | 617.43 | 0 | 0 | 0 | 0 | 0 | 0 | 0 | 0 | 0 | 0
TVA_Transmission_2_MISO_MO-IL | TVA_Transmission | MISO_MO-IL | 2045 | B5 | 200 | 0 | 4000 | 1186.43 | 0 | 0 | 0 | 0 | 0 | 0 | 0 | 0 | 0 | 0
TVA_Transmission_2_MISO_MO-IL | TVA_Transmission | MISO_MO-IL | 2045 | B6 | 300 | 0 | 4000 | 0 | 0 | 0 | 0 | 0 | 0 | 0 | 0 | 0 | 0 | 0
TVA_Transmission_2_MISO_MO-IL | TVA_Transmission | MISO_MO-IL | 2045 | B7 | 400 | 0 | 4000 | 0 | 0 | 0 | 0 | 0 | 0 | 0 | 0 | 0 | 0 | 0
TVA_Transmission_2_MISO_MO-IL | TVA_Transmission | MISO_MO-IL | 2045 | B8 | 500 | 0 | 4000 | 0 | 0 | 0 | 0 | 0 | 0 | 0 | 0 | 0 | 0 | 0
TVA_Transmission_2_MISO_MO-IL | TVA_Transmission | MISO_MO-IL | 2045 | B9 | 800 | 0 | 4000 | 0 | 0 | 0 | 0 | 0 | 0 | 0 | 0 | 0 | 0 | 0
TVA_Transmission_2_MISO_MO-IL | TVA_Transmission | MISO_MO-IL | 2045 | B10 | 1262 | 0 | 4000 | 0 | 0 | 0 | 0 | 0 | 0 | 0 | 0 | 0 | 0 | 0
TVA_Transmission_2_MISO_MO-IL | TVA_Transmission | MISO_MO-IL | 2045 | B11 | 25 | 0 | 4000 | 0 | 0 | 0 | 0 | 0 | 0 | 0 | 0 | 0 | 0 | 0
TVA_Transmission_2_MISO_MO-IL | TVA_Transmission | MISO_MO-IL | 2045 | B12 | 200 | 0 | 4000 | 0 | 0 | 0 | 0 | 0 | 0 | 0 | 0 | 0 | 0 | 0
TVA_Transmission_2_MISO_MO-IL | TVA_Transmission | MISO_MO-IL | 2045 | B13 | 600 | 0 | 4000 | 0 | 0 | 0 | 0 | 0 | 0 | 0 | 0 | 0 | 0 | 0
TVA_Transmission_2_MISO_MO-IL | TVA_Transmission | MISO_MO-IL | 2045 | B14 | 900 | 0 | 4000 | 0 | 0 | 0 | 0 | 0 | 0 | 0 | 0 | 0 | 0 | 0
TVA_Transmission_2_MISO_MO-IL | TVA_Transmission | MISO_MO-IL | 2045 | B15 | 1203 | 0 | 4000 | 0 | 0 | 0 | 0 | 0 | 0 | 0 | 0 | 0 | 0 | 0
TVA_Transmission_2_MISO_MO-IL | TVA_Transmission | MISO_MO-IL | 2045 | B16 | 25 | 0 | 4000 | 0 | 0 | 0 | 0 | 0 | 0 | 0 | 0 | 0 | 0 | 0
TVA_Transmission_2_MISO_MO-IL | TVA_Transmission | MISO_MO-IL | 2045 | B17 | 100 | 0 | 4000 | 0 | 0 | 0 | 0 | 0 | 0 | 0 | 0 | 0 | 0 | 0
TVA_Transmission_2_MISO_MO-IL | TVA_Transmission | MISO_MO-IL | 2045 | B18 | 400 | 0 | 4000 | 0 | 0 | 0 | 0 | 0 | 0 | 0 | 0 | 0 | 0 | 0
TVA_Transmission_2_MISO_MO-IL | TVA_Transmission | MISO_MO-IL | 2045 | B19 | 700 | 0 | 4000 | 0 | 0 | 0 | 0 | 0 | 0 | 0 | 0 | 0 | 0 | 0
TVA_Transmission_2_MISO_MO-IL | TVA_Transmission | MISO_MO-IL | 2045 | B20 | 935 | 0 | 4000 | 0 | 0 | 0 | 0 | 0 | 0 | 0 | 0 | 0 | 0 | 0
TVA_Transmission_2_MISO_MO-IL | TVA_Transmission | MISO_MO-IL | 2050 | B1 | 10 | 0 | 4000 | 0 | 0 | 0 | 0 | 0 | 0 | 0 | 0 | 0 | 0 | 0
TVA_Transmission_2_MISO_MO-IL | TVA_Transmission | MISO_MO-IL | 2050 | B2 | 25 | 0 | 4000 | 0 | 0 | 0 | 0 | 0 | 0 | 0 | 0 | 0 | 0 | 0
TVA_Transmission_2_MISO_MO-IL | TVA_Transmission | MISO_MO-IL | 2050 | B3 | 75 | 0 | 4000 | 0 | 0 | 0 | 0 | 0 | 0 | 0 | 0 | 0 | 0 | 0
TVA_Transmission_2_MISO_MO-IL | TVA_Transmission | MISO_MO-IL | 2050 | B4 | 100 | 0 | 4000 | 0 | 0 | 0 | 0 | 0 | 0 | 0 | 0 | 0 | 0 | 0
TVA_Transmission_2_MISO_MO-IL | TVA_Transmission | MISO_MO-IL | 2050 | B5 | 200 | 0 | 4000 | 20.4 | 0 | 0 | 0 | 0 | 0 | 0 | 0 | 0 | 0 | 0
TVA_Transmission_2_MISO_MO-IL | TVA_Transmission | MISO_MO-IL | 2050 | B6 | 300 | 0 | 4000 | 2065.32 | 0 | 0 | 0 | 0 | 0 | 0 | 0 | 0 | 0 | 0
TVA_Transmission_2_MISO_MO-IL | TVA_Transmission | MISO_MO-IL | 2050 | B7 | 400 | 0 | 4000 | 0 | 0 | 0 | 0 | 0 | 0 | 0 | 0 | 0 | 0 | 0
TVA_Transmission_2_MISO_MO-IL | TVA_Transmission | MISO_MO-IL | 2050 | B8 | 500 | 0 | 4000 | 451.1 | 0 | 0 | 0 | 0 | 0 | 0 | 0 | 0 | 0 | 0
TVA_Transmission_2_MISO_MO-IL | TVA_Transmission | MISO_MO-IL | 2050 | B9 | 800 | 0 | 4000 | 0 | 0 | 0 | 0 | 0 | 0 | 0 | 0 | 0 | 0 | 0
TVA_Transmission_2_MISO_MO-IL | TVA_Transmission | MISO_MO-IL | 2050 | B10 | 1262 | 0 | 4000 | 0 | 0 | 0 | 0 | 0 | 0 | 0 | 0 | 0 | 0 | 0
TVA_Transmission_2_MISO_MO-IL | TVA_Transmission | MISO_MO-IL | 2050 | B11 | 25 | 0 | 4000 | 0 | 0 | 0 | 0 | 0 | 0 | 0 | 0 | 0 | 0 | 0
TVA_Transmission_2_MISO_MO-IL | TVA_Transmission | MISO_MO-IL | 2050 | B12 | 200 | 0 | 4000 | 0 | 0 | 0 | 0 | 0 | 0 | 0 | 0 | 0 | 0 | 0
TVA_Transmission_2_MISO_MO-IL | TVA_Transmission | MISO_MO-IL | 2050 | B13 | 600 | 0 | 4000 | 0 | 0 | 0 | 0 | 0 | 0 | 0 | 0 | 0 | 0 | 0
TVA_Transmission_2_MISO_MO-IL | TVA_Transmission | MISO_MO-IL | 2050 | B14 | 900 | 0 | 4000 | 0 | 0 | 0 | 0 | 0 | 0 | 0 | 0 | 0 | 0 | 0
TVA_Transmission_2_MISO_MO-IL | TVA_Transmission | MISO_MO-IL | 2050 | B15 | 1203 | 0 | 4000 | 0 | 0 | 0 | 0 | 0 | 0 | 0 | 0 | 0 | 0 | 0
TVA_Transmission_2_MISO_MO-IL | TVA_Transmission | MISO_MO-IL | 2050 | B16 | 25 | 0 | 4000 | 0 | 0 | 0 | 0 | 0 | 0 | 0 | 0 | 0 | 0 | 0
TVA_Transmission_2_MISO_MO-IL | TVA_Transmission | MISO_MO-IL | 2050 | B17 | 100 | 0 | 4000 | 0 | 0 | 0 | 0 | 0 | 0 | 0 | 0 | 0 | 0 | 0
TVA_Transmission_2_MISO_MO-IL | TVA_Transmission | MISO_MO-IL | 2050 | B18 | 400 | 0 | 4000 | 0 | 0 | 0 | 0 | 0 | 0 | 0 | 0 | 0 | 0 | 0
TVA_Transmission_2_MISO_MO-IL | TVA_Transmission | MISO_MO-IL | 2050 | B19 | 700 | 0 | 4000 | 0 | 0 | 0 | 0 | 0 | 0 | 0 | 0 | 0 | 0 | 0
TVA_Transmission_2_MISO_MO-IL | TVA_Transmission | MISO_MO-IL | 2050 | B20 | 935 | 0 | 4000 | 0 | 0 | 0 | 0 | 0 | 0 | 0 | 0 | 0 | 0 | 0
TVA_Transmission_2_NonRTO_Midwest | TVA_Transmission | NonRTO_Midwest | 2015 | B1 | 10 | 0 | 700 | 0 | 0 | 0 | 0 | 0 | 0 | 0 | 0 | 0 | 0 | 0
TVA_Transmission_2_NonRTO_Midwest | TVA_Transmission | NonRTO_Midwest | 2015 | B2 | 25 | 0 | 700 | 0 | 0 | 0 | 0 | 0 | 0 | 0 | 0 | 0 | 0 | 0
TVA_Transmission_2_NonRTO_Midwest | TVA_Transmission | NonRTO_Midwest | 2015 | B3 | 75 | 0 | 700 | 0 | 0 | 0 | 0 | 0 | 0 | 0 | 0 | 0 | 0 | 0
TVA_Transmission_2_NonRTO_Midwest | TVA_Transmission | NonRTO_Midwest | 2015 | B4 | 100 | 0 | 700 | 0 | 0 | 0 | 0 | 0 | 0 | 0 | 0 | 0 | 0 | 0
TVA_Transmission_2_NonRTO_Midwest | TVA_Transmission | NonRTO_Midwest | 2015 | B5 | 200 | 0 | 700 | 0 | 0 | 0 | 0 | 0 | 0 | 0 | 0 | 0 | 0 | 0
TVA_Transmission_2_NonRTO_Midwest | TVA_Transmission | NonRTO_Midwest | 2015 | B6 | 300 | 0 | 700 | 0 | 0 | 0 | 0 | 0 | 0 | 0 | 0 | 0 | 0 | 0
TVA_Transmission_2_NonRTO_Midwest | TVA_Transmission | NonRTO_Midwest | 2015 | B7 | 400 | 0 | 700 | 0 | 0 | 0 | 0 | 0 | 0 | 0 | 0 | 0 | 0 | 0
TVA_Transmission_2_NonRTO_Midwest | TVA_Transmission | NonRTO_Midwest | 2015 | B8 | 500 | 0 | 700 | 0 | 0 | 0 | 0 | 0 | 0 | 0 | 0 | 0 | 0 | 0
TVA_Transmission_2_NonRTO_Midwest | TVA_Transmission | NonRTO_Midwest | 2015 | B9 | 800 | 0 | 700 | 0 | 0 | 0 | 0 | 0 | 0 | 0 | 0 | 0 | 0 | 0
TVA_Transmission_2_NonRTO_Midwest | TVA_Transmission | NonRTO_Midwest | 2015 | B10 | 1262 | 0 | 700 | 0 | 0 | 0 | 0 | 0 | 0 | 0 | 0 | 0 | 0 | 0
TVA_Transmission_2_NonRTO_Midwest | TVA_Transmission | NonRTO_Midwest | 2015 | B11 | 25 | 0 | 700 | 354.19 | 0 | 0 | 0 | 0 | 0 | 0 | 0 | 0 | 0 | 0
TVA_Transmission_2_NonRTO_Midwest | TVA_Transmission | NonRTO_Midwest | 2015 | B12 | 200 | 0 | 700 | 0 | 0 | 0 | 0 | 0 | 0 | 0 | 0 | 0 | 0 | 0
TVA_Transmission_2_NonRTO_Midwest | TVA_Transmission | NonRTO_Midwest | 2015 | B13 | 600 | 0 | 700 | 0 | 0 | 0 | 0 | 0 | 0 | 0 | 0 | 0 | 0 | 0
TVA_Transmission_2_NonRTO_Midwest | TVA_Transmission | NonRTO_Midwest | 2015 | B14 | 900 | 0 | 700 | 0 | 0 | 0 | 0 | 0 | 0 | 0 | 0 | 0 | 0 | 0
TVA_Transmission_2_NonRTO_Midwest | TVA_Transmission | NonRTO_Midwest | 2015 | B15 | 1203 | 0 | 700 | 0 | 0 | 0 | 0 | 0 | 0 | 0 | 0 | 0 | 0 | 0
TVA_Transmission_2_NonRTO_Midwest | TVA_Transmission | NonRTO_Midwest | 2015 | B16 | 25 | 0 | 700 | 0 | 0 | 0 | 0 | 0 | 0 | 0 | 0 | 0 | 0 | 0
TVA_Transmission_2_NonRTO_Midwest | TVA_Transmission | NonRTO_Midwest | 2015 | B17 | 100 | 0 | 700 | 0 | 0 | 0 | 0 | 0 | 0 | 0 | 0 | 0 | 0 | 0
TVA_Transmission_2_NonRTO_Midwest | TVA_Transmission | NonRTO_Midwest | 2015 | B18 | 400 | 0 | 700 | 0 | 0 | 0 | 0 | 0 | 0 | 0 | 0 | 0 | 0 | 0
TVA_Transmission_2_NonRTO_Midwest | TVA_Transmission | NonRTO_Midwest | 2015 | B19 | 700 | 0 | 700 | 0 | 0 | 0 | 0 | 0 | 0 | 0 | 0 | 0 | 0 | 0
TVA_Transmission_2_NonRTO_Midwest | TVA_Transmission | NonRTO_Midwest | 2015 | B20 | 935 | 0 | 700 | 0 | 0 | 0 | 0 | 0 | 0 | 0 | 0 | 0 | 0 | 0
TVA_Transmission_2_NonRTO_Midwest | TVA_Transmission | NonRTO_Midwest | 2020 | B1 | 10 | 0 | 700 | 0 | 0 | 0 | 0 | 0 | 0 | 0 | 0 | 0 | 0 | 0
TVA_Transmission_2_NonRTO_Midwest | TVA_Transmission | NonRTO_Midwest | 2020 | B2 | 25 | 0 | 700 | 0 | 0 | 0 | 0 | 0 | 0 | 0 | 0 | 0 | 0 | 0
TVA_Transmission_2_NonRTO_Midwest | TVA_Transmission | NonRTO_Midwest | 2020 | B3 | 75 | 0 | 700 | 0 | 0 | 0 | 0 | 0 | 0 | 0 | 0 | 0 | 0 | 0
TVA_Transmission_2_NonRTO_Midwest | TVA_Transmission | NonRTO_Midwest | 2020 | B4 | 100 | 0 | 700 | 0 | 0 | 0 | 0 | 0 | 0 | 0 | 0 | 0 | 0 | 0
TVA_Transmission_2_NonRTO_Midwest | TVA_Transmission | NonRTO_Midwest | 2020 | B5 | 200 | 0 | 700 | 0 | 0 | 0 | 0 | 0 | 0 | 0 | 0 | 0 | 0 | 0
TVA_Transmission_2_NonRTO_Midwest | TVA_Transmission | NonRTO_Midwest | 2020 | B6 | 300 | 0 | 700 | 0 | 0 | 0 | 0 | 0 | 0 | 0 | 0 | 0 | 0 | 0
TVA_Transmission_2_NonRTO_Midwest | TVA_Transmission | NonRTO_Midwest | 2020 | B7 | 400 | 0 | 700 | 0 | 0 | 0 | 0 | 0 | 0 | 0 | 0 | 0 | 0 | 0
TVA_Transmission_2_NonRTO_Midwest | TVA_Transmission | NonRTO_Midwest | 2020 | B8 | 500 | 0 | 700 | 0 | 0 | 0 | 0 | 0 | 0 | 0 | 0 | 0 | 0 | 0
TVA_Transmission_2_NonRTO_Midwest | TVA_Transmission | NonRTO_Midwest | 2020 | B9 | 800 | 0 | 700 | 0 | 0 | 0 | 0 | 0 | 0 | 0 | 0 | 0 | 0 | 0
TVA_Transmission_2_NonRTO_Midwest | TVA_Transmission | NonRTO_Midwest | 2020 | B10 | 1262 | 0 | 700 | 0 | 0 | 0 | 0 | 0 | 0 | 0 | 0 | 0 | 0 | 0
TVA_Transmission_2_NonRTO_Midwest | TVA_Transmission | NonRTO_Midwest | 2020 | B11 | 25 | 0 | 700 | 0 | 0 | 0 | 0 | 0 | 0 | 0 | 0 | 0 | 0 | 0
TVA_Transmission_2_NonRTO_Midwest | TVA_Transmission | NonRTO_Midwest | 2020 | B12 | 200 | 0 | 700 | 0 | 0 | 0 | 0 | 0 | 0 | 0 | 0 | 0 | 0 | 0
TVA_Transmission_2_NonRTO_Midwest | TVA_Transmission | NonRTO_Midwest | 2020 | B13 | 600 | 0 | 700 | 0 | 0 | 0 | 0 | 0 | 0 | 0 | 0 | 0 | 0 | 0
TVA_Transmission_2_NonRTO_Midwest | TVA_Transmission | NonRTO_Midwest | 2020 | B14 | 900 | 0 | 700 | 0 | 0 | 0 | 0 | 0 | 0 | 0 | 0 | 0 | 0 | 0
TVA_Transmission_2_NonRTO_Midwest | TVA_Transmission | NonRTO_Midwest | 2020 | B15 | 1203 | 0 | 700 | 0 | 0 | 0 | 0 | 0 | 0 | 0 | 0 | 0 | 0 | 0
TVA_Transmission_2_NonRTO_Midwest | TVA_Transmission | NonRTO_Midwest | 2020 | B16 | 25 | 0 | 700 | 0 | 0 | 0 | 0 | 0 | 0 | 0 | 0 | 0 | 0 | 0
TVA_Transmission_2_NonRTO_Midwest | TVA_Transmission | NonRTO_Midwest | 2020 | B17 | 100 | 0 | 700 | 0 | 0 | 0 | 0 | 0 | 0 | 0 | 0 | 0 | 0 | 0
TVA_Transmission_2_NonRTO_Midwest | TVA_Transmission | NonRTO_Midwest | 2020 | B18 | 400 | 0 | 700 | 0 | 0 | 0 | 0 | 0 | 0 | 0 | 0 | 0 | 0 | 0
TVA_Transmission_2_NonRTO_Midwest | TVA_Transmission | NonRTO_Midwest | 2020 | B19 | 700 | 0 | 700 | 0 | 0 | 0 | 0 | 0 | 0 | 0 | 0 | 0 | 0 | 0
TVA_Transmission_2_NonRTO_Midwest | TVA_Transmission | NonRTO_Midwest | 2020 | B20 | 935 | 0 | 700 | 0 | 0 | 0 | 0 | 0 | 0 | 0 | 0 | 0 | 0 | 0
TVA_Transmission_2_NonRTO_Midwest | TVA_Transmission | NonRTO_Midwest | 2025 | B1 | 10 | 0 | 700 | 0 | 0 | 0 | 0 | 0 | 0 | 0 | 0 | 0 | 1.5016 | 0.50052
TVA_Transmission_2_NonRTO_Midwest | TVA_Transmission | NonRTO_Midwest | 2025 | B2 | 25 | 0 | 700 | 0 | 0 | 0 | 0 | 0 | 0 | 0 | 0 | 0 | 1.5016 | 0.50052
TVA_Transmission_2_NonRTO_Midwest | TVA_Transmission | NonRTO_Midwest | 2025 | B3 | 75 | 0 | 700 | 0 | 0 | 0 | 0 | 0 | 0 | 0 | 0 | 0 | 1.5016 | 0.50052
TVA_Transmission_2_NonRTO_Midwest | TVA_Transmission | NonRTO_Midwest | 2025 | B4 | 100 | 0 | 700 | 0 | 0 | 0 | 0 | 0 | 0 | 0 | 0 | 0 | 1.5016 | 0.50052
TVA_Transmission_2_NonRTO_Midwest | TVA_Transmission | NonRTO_Midwest | 2025 | B5 | 200 | 0 | 700 | 0 | 0 | 0 | 0 | 0 | 0 | 0 | 0 | 0 | 1.5016 | 0.50052
TVA_Transmission_2_NonRTO_Midwest | TVA_Transmission | NonRTO_Midwest | 2025 | B6 | 300 | 0 | 700 | 0 | 0 | 0 | 0 | 0 | 0 | 0 | 0 | 0 | 1.5016 | 0.50052
TVA_Transmission_2_NonRTO_Midwest | TVA_Transmission | NonRTO_Midwest | 2025 | B7 | 400 | 0 | 700 | 0 | 0 | 0 | 0 | 0 | 0 | 0 | 0 | 0 | 1.5016 | 0.50052
TVA_Transmission_2_NonRTO_Midwest | TVA_Transmission | NonRTO_Midwest | 2025 | B8 | 500 | 0 | 700 | 0 | 0 | 0 | 0 | 0 | 0 | 0 | 0 | 0 | 1.5016 | 0.50052
TVA_Transmission_2_NonRTO_Midwest | TVA_Transmission | NonRTO_Midwest | 2025 | B9 | 800 | 0 | 700 | 0 | 0 | 0 | 0 | 0 | 0 | 0 | 0 | 0 | 1.5016 | 0.50052
TVA_Transmission_2_NonRTO_Midwest | TVA_Transmission | NonRTO_Midwest | 2025 | B10 | 1262 | 0 | 700 | 0 | 0 | 0 | 0 | 0 | 0 | 0 | 0 | 0 | 1.5016 | 0.50052
TVA_Transmission_2_NonRTO_Midwest | TVA_Transmission | NonRTO_Midwest | 2025 | B11 | 25 | 0 | 700 | 0 | 0 | 0 | 0 | 0 | 0 | 0 | 0 | 0 | 1.5016 | 0.50052
TVA_Transmission_2_NonRTO_Midwest | TVA_Transmission | NonRTO_Midwest | 2025 | B12 | 200 | 0 | 700 | 700 | 0 | 0 | 0 | 0 | 0.01187 | 0 | 0 | 0.0079133 | 1.5016 | 0.50052
TVA_Transmission_2_NonRTO_Midwest | TVA_Transmission | NonRTO_Midwest | 2025 | B13 | 600 | 0 | 700 | 0 | 0 | 0 | 0 | 0 | 0 | 0 | 0 | 0 | 1.5016 | 0.50052
TVA_Transmission_2_NonRTO_Midwest | TVA_Transmission | NonRTO_Midwest | 2025 | B14 | 900 | 0 | 700 | 0 | 0 | 0 | 0 | 0 | 0 | 0 | 0 | 0 | 1.5016 | 0.50052
TVA_Transmission_2_NonRTO_Midwest | TVA_Transmission | NonRTO_Midwest | 2025 | B15 | 1203 | 0 | 700 | 0 | 0 | 0 | 0 | 0 | 0 | 0 | 0 | 0 | 1.5016 | 0.50052
TVA_Transmission_2_NonRTO_Midwest | TVA_Transmission | NonRTO_Midwest | 2025 | B16 | 25 | 0 | 700 | 0.01 | 0 | 0 | 0 | 0 | 0 | 0 | 0 | 0 | 1.5016 | 0.50052
TVA_Transmission_2_NonRTO_Midwest | TVA_Transmission | NonRTO_Midwest | 2025 | B17 | 100 | 0 | 700 | 700 | 0 | 0 | 0 | 0 | 5.9825 | 0 | 0 | 1.9942 | 1.5016 | 0.50052
TVA_Transmission_2_NonRTO_Midwest | TVA_Transmission | NonRTO_Midwest | 2025 | B18 | 400 | 0 | 700 | 0 | 0 | 0 | 0 | 0 | 0 | 0 | 0 | 0 | 1.5016 | 0.50052
TVA_Transmission_2_NonRTO_Midwest | TVA_Transmission | NonRTO_Midwest | 2025 | B19 | 700 | 0 | 700 | 0 | 0 | 0 | 0 | 0 | 0 | 0 | 0 | 0 | 1.5016 | 0.50052
TVA_Transmission_2_NonRTO_Midwest | TVA_Transmission | NonRTO_Midwest | 2025 | B20 | 935 | 0 | 700 | 0 | 0 | 0 | 0 | 0 | 0 | 0 | 0 | 0 | 1.5016 | 0.50052
TVA_Transmission_2_NonRTO_Midwest | TVA_Transmission | NonRTO_Midwest | 2030 | B1 | 10 | 0 | 700 | 0 | 0 | 0 | 0 | 0 | 0 | 0 | 0 | 0 | 0 | 0
TVA_Transmission_2_NonRTO_Midwest | TVA_Transmission | NonRTO_Midwest | 2030 | B2 | 25 | 0 | 700 | 0 | 0 | 0 | 0 | 0 | 0 | 0 | 0 | 0 | 0 | 0
TVA_Transmission_2_NonRTO_Midwest | TVA_Transmission | NonRTO_Midwest | 2030 | B3 | 75 | 0 | 700 | 0 | 0 | 0 | 0 | 0 | 0 | 0 | 0 | 0 | 0 | 0
TVA_Transmission_2_NonRTO_Midwest | TVA_Transmission | NonRTO_Midwest | 2030 | B4 | 100 | 0 | 700 | 0 | 0 | 0 | 0 | 0 | 0 | 0 | 0 | 0 | 0 | 0
TVA_Transmission_2_NonRTO_Midwest | TVA_Transmission | NonRTO_Midwest | 2030 | B5 | 200 | 0 | 700 | 0 | 0 | 0 | 0 | 0 | 0 | 0 | 0 | 0 | 0 | 0
TVA_Transmission_2_NonRTO_Midwest | TVA_Transmission | NonRTO_Midwest | 2030 | B6 | 300 | 0 | 700 | 0 | 0 | 0 | 0 | 0 | 0 | 0 | 0 | 0 | 0 | 0
TVA_Transmission_2_NonRTO_Midwest | TVA_Transmission | NonRTO_Midwest | 2030 | B7 | 400 | 0 | 700 | 0 | 0 | 0 | 0 | 0 | 0 | 0 | 0 | 0 | 0 | 0
TVA_Transmission_2_NonRTO_Midwest | TVA_Transmission | NonRTO_Midwest | 2030 | B8 | 500 | 0 | 700 | 0 | 0 | 0 | 0 | 0 | 0 | 0 | 0 | 0 | 0 | 0
TVA_Transmission_2_NonRTO_Midwest | TVA_Transmission | NonRTO_Midwest | 2030 | B9 | 800 | 0 | 700 | 0 | 0 | 0 | 0 | 0 | 0 | 0 | 0 | 0 | 0 | 0
TVA_Transmission_2_NonRTO_Midwest | TVA_Transmission | NonRTO_Midwest | 2030 | B10 | 1262 | 0 | 700 | 0 | 0 | 0 | 0 | 0 | 0 | 0 | 0 | 0 | 0 | 0
TVA_Transmission_2_NonRTO_Midwest | TVA_Transmission | NonRTO_Midwest | 2030 | B11 | 25 | 0 | 700 | 0 | 0 | 0 | 0 | 0 | 0 | 0 | 0 | 0 | 0 | 0
TVA_Transmission_2_NonRTO_Midwest | TVA_Transmission | NonRTO_Midwest | 2030 | B12 | 200 | 0 | 700 | 0 | 0 | 0 | 0 | 0 | 0 | 0 | 0 | 0 | 0 | 0
TVA_Transmission_2_NonRTO_Midwest | TVA_Transmission | NonRTO_Midwest | 2030 | B13 | 600 | 0 | 700 | 0 | 0 | 0 | 0 | 0 | 0 | 0 | 0 | 0 | 0 | 0
TVA_Transmission_2_NonRTO_Midwest | TVA_Transmission | NonRTO_Midwest | 2030 | B14 | 900 | 0 | 700 | 0 | 0 | 0 | 0 | 0 | 0 | 0 | 0 | 0 | 0 | 0
TVA_Transmission_2_NonRTO_Midwest | TVA_Transmission | NonRTO_Midwest | 2030 | B15 | 1203 | 0 | 700 | 0 | 0 | 0 | 0 | 0 | 0 | 0 | 0 | 0 | 0 | 0
TVA_Transmission_2_NonRTO_Midwest | TVA_Transmission | NonRTO_Midwest | 2030 | B16 | 25 | 0 | 700 | 15.64 | 0 | 0 | 0 | 0 | 0 | 0 | 0 | 0 | 0 | 0
TVA_Transmission_2_NonRTO_Midwest | TVA_Transmission | NonRTO_Midwest | 2030 | B17 | 100 | 0 | 700 | 0 | 0 | 0 | 0 | 0 | 0 | 0 | 0 | 0 | 0 | 0
TVA_Transmission_2_NonRTO_Midwest | TVA_Transmission | NonRTO_Midwest | 2030 | B18 | 400 | 0 | 700 | 0 | 0 | 0 | 0 | 0 | 0 | 0 | 0 | 0 | 0 | 0
TVA_Transmission_2_NonRTO_Midwest | TVA_Transmission | NonRTO_Midwest | 2030 | B19 | 700 | 0 | 700 | 0 | 0 | 0 | 0 | 0 | 0 | 0 | 0 | 0 | 0 | 0
TVA_Transmission_2_NonRTO_Midwest | TVA_Transmission | NonRTO_Midwest | 2030 | B20 | 935 | 0 | 700 | 0 | 0 | 0 | 0 | 0 | 0 | 0 | 0 | 0 | 0 | 0
TVA_Transmission_2_NonRTO_Midwest | TVA_Transmission | NonRTO_Midwest | 2035 | B1 | 10 | 0 | 700 | 0 | 0 | 0 | 0 | 0 | 0 | 0 | 0 | 0 | 0 | 0
TVA_Transmission_2_NonRTO_Midwest | TVA_Transmission | NonRTO_Midwest | 2035 | B2 | 25 | 0 | 700 | 0 | 0 | 0 | 0 | 0 | 0 | 0 | 0 | 0 | 0 | 0
TVA_Transmission_2_NonRTO_Midwest | TVA_Transmission | NonRTO_Midwest | 2035 | B3 | 75 | 0 | 700 | 0 | 0 | 0 | 0 | 0 | 0 | 0 | 0 | 0 | 0 | 0
TVA_Transmission_2_NonRTO_Midwest | TVA_Transmission | NonRTO_Midwest | 2035 | B4 | 100 | 0 | 700 | 0 | 0 | 0 | 0 | 0 | 0 | 0 | 0 | 0 | 0 | 0
TVA_Transmission_2_NonRTO_Midwest | TVA_Transmission | NonRTO_Midwest | 2035 | B5 | 200 | 0 | 700 | 0 | 0 | 0 | 0 | 0 | 0 | 0 | 0 | 0 | 0 | 0
TVA_Transmission_2_NonRTO_Midwest | TVA_Transmission | NonRTO_Midwest | 2035 | B6 | 300 | 0 | 700 | 0 | 0 | 0 | 0 | 0 | 0 | 0 | 0 | 0 | 0 | 0
TVA_Transmission_2_NonRTO_Midwest | TVA_Transmission | NonRTO_Midwest | 2035 | B7 | 400 | 0 | 700 | 0 | 0 | 0 | 0 | 0 | 0 | 0 | 0 | 0 | 0 | 0
TVA_Transmission_2_NonRTO_Midwest | TVA_Transmission | NonRTO_Midwest | 2035 | B8 | 500 | 0 | 700 | 0 | 0 | 0 | 0 | 0 | 0 | 0 | 0 | 0 | 0 | 0
TVA_Transmission_2_NonRTO_Midwest | TVA_Transmission | NonRTO_Midwest | 2035 | B9 | 800 | 0 | 700 | 0 | 0 | 0 | 0 | 0 | 0 | 0 | 0 | 0 | 0 | 0
TVA_Transmission_2_NonRTO_Midwest | TVA_Transmission | NonRTO_Midwest | 2035 | B10 | 1262 | 0 | 700 | 0 | 0 | 0 | 0 | 0 | 0 | 0 | 0 | 0 | 0 | 0
TVA_Transmission_2_NonRTO_Midwest | TVA_Transmission | NonRTO_Midwest | 2035 | B11 | 25 | 0 | 700 | 0 | 0 | 0 | 0 | 0 | 0 | 0 | 0 | 0 | 0 | 0
TVA_Transmission_2_NonRTO_Midwest | TVA_Transmission | NonRTO_Midwest | 2035 | B12 | 200 | 0 | 700 | 0 | 0 | 0 | 0 | 0 | 0 | 0 | 0 | 0 | 0 | 0
TVA_Transmission_2_NonRTO_Midwest | TVA_Transmission | NonRTO_Midwest | 2035 | B13 | 600 | 0 | 700 | 0 | 0 | 0 | 0 | 0 | 0 | 0 | 0 | 0 | 0 | 0
TVA_Transmission_2_NonRTO_Midwest | TVA_Transmission | NonRTO_Midwest | 2035 | B14 | 900 | 0 | 700 | 0 | 0 | 0 | 0 | 0 | 0 | 0 | 0 | 0 | 0 | 0
TVA_Transmission_2_NonRTO_Midwest | TVA_Transmission | NonRTO_Midwest | 2035 | B15 | 1203 | 0 | 700 | 0 | 0 | 0 | 0 | 0 | 0 | 0 | 0 | 0 | 0 | 0
TVA_Transmission_2_NonRTO_Midwest | TVA_Transmission | NonRTO_Midwest | 2035 | B16 | 25 | 0 | 700 | 0 | 0 | 0 | 0 | 0 | 0 | 0 | 0 | 0 | 0 | 0
TVA_Transmission_2_NonRTO_Midwest | TVA_Transmission | NonRTO_Midwest | 2035 | B17 | 100 | 0 | 700 | 0 | 0 | 0 | 0 | 0 | 0 | 0 | 0 | 0 | 0 | 0
TVA_Transmission_2_NonRTO_Midwest | TVA_Transmission | NonRTO_Midwest | 2035 | B18 | 400 | 0 | 700 | 0 | 0 | 0 | 0 | 0 | 0 | 0 | 0 | 0 | 0 | 0
TVA_Transmission_2_NonRTO_Midwest | TVA_Transmission | NonRTO_Midwest | 2035 | B19 | 700 | 0 | 700 | 0 | 0 | 0 | 0 | 0 | 0 | 0 | 0 | 0 | 0 | 0
TVA_Transmission_2_NonRTO_Midwest | TVA_Transmission | NonRTO_Midwest | 2035 | B20 | 935 | 0 | 700 | 0 | 0 | 0 | 0 | 0 | 0 | 0 | 0 | 0 | 0 | 0
TVA_Transmission_2_NonRTO_Midwest | TVA_Transmission | NonRTO_Midwest | 2040 | B1 | 10 | 0 | 700 | 0 | 0 | 0 | 0 | 0 | 0 | 0 | 0 | 0 | 1.3895 | 0.46316
TVA_Transmission_2_NonRTO_Midwest | TVA_Transmission | NonRTO_Midwest | 2040 | B2 | 25 | 0 | 700 | 0 | 0 | 0 | 0 | 0 | 0 | 0 | 0 | 0 | 1.3895 | 0.46316
TVA_Transmission_2_NonRTO_Midwest | TVA_Transmission | NonRTO_Midwest | 2040 | B3 | 75 | 0 | 700 | 0 | 0 | 0 | 0 | 0 | 0 | 0 | 0 | 0 | 1.3895 | 0.46316
TVA_Transmission_2_NonRTO_Midwest | TVA_Transmission | NonRTO_Midwest | 2040 | B4 | 100 | 0 | 700 | 0 | 0 | 0 | 0 | 0 | 0 | 0 | 0 | 0 | 1.3895 | 0.46316
TVA_Transmission_2_NonRTO_Midwest | TVA_Transmission | NonRTO_Midwest | 2040 | B5 | 200 | 0 | 700 | 0 | 0 | 0 | 0 | 0 | 0 | 0 | 0 | 0 | 1.3895 | 0.46316
TVA_Transmission_2_NonRTO_Midwest | TVA_Transmission | NonRTO_Midwest | 2040 | B6 | 300 | 0 | 700 | 0 | 0 | 0 | 0 | 0 | 0 | 0 | 0 | 0 | 1.3895 | 0.46316
TVA_Transmission_2_NonRTO_Midwest | TVA_Transmission | NonRTO_Midwest | 2040 | B7 | 400 | 0 | 700 | 0 | 0 | 0 | 0 | 0 | 0 | 0 | 0 | 0 | 1.3895 | 0.46316
TVA_Transmission_2_NonRTO_Midwest | TVA_Transmission | NonRTO_Midwest | 2040 | B8 | 500 | 0 | 700 | 0 | 0 | 0 | 0 | 0 | 0 | 0 | 0 | 0 | 1.3895 | 0.46316
TVA_Transmission_2_NonRTO_Midwest | TVA_Transmission | NonRTO_Midwest | 2040 | B9 | 800 | 0 | 700 | 0 | 0 | 0 | 0 | 0 | 0 | 0 | 0 | 0 | 1.3895 | 0.46316
TVA_Transmission_2_NonRTO_Midwest | TVA_Transmission | NonRTO_Midwest | 2040 | B10 | 1262 | 0 | 700 | 596.57 | 0 | 0 | 0 | 0 | 0 | 0 | 0 | 0 | 1.3895 | 0.46316
TVA_Transmission_2_NonRTO_Midwest | TVA_Transmission | NonRTO_Midwest | 2040 | B11 | 25 | 0 | 700 | 0 | 0 | 0 | 0 | 0 | 0 | 0 | 0 | 0 | 1.3895 | 0.46316
TVA_Transmission_2_NonRTO_Midwest | TVA_Transmission | NonRTO_Midwest | 2040 | B12 | 200 | 0 | 700 | 329.83 | 0 | 0 | 0 | 0 | 0 | 0 | 0 | 0 | 1.3895 | 0.46316
TVA_Transmission_2_NonRTO_Midwest | TVA_Transmission | NonRTO_Midwest | 2040 | B13 | 600 | 0 | 700 | 700 | 0 | 0 | 0 | 0 | 1.2701 | 0 | 0 | 0.2931 | 1.3895 | 0.46316
TVA_Transmission_2_NonRTO_Midwest | TVA_Transmission | NonRTO_Midwest | 2040 | B14 | 900 | 0 | 700 | 700 | 0 | 0 | 0 | 0 | 1.2701 | 0 | 0 | 0.43965 | 1.3895 | 0.46316
TVA_Transmission_2_NonRTO_Midwest | TVA_Transmission | NonRTO_Midwest | 2040 | B15 | 1203 | 0 | 700 | 0 | 0 | 0 | 0 | 0 | 0 | 0 | 0 | 0 | 1.3895 | 0.46316
TVA_Transmission_2_NonRTO_Midwest | TVA_Transmission | NonRTO_Midwest | 2040 | B16 | 25 | 0 | 700 | 0 | 0 | 0 | 0 | 0 | 0 | 0 | 0 | 0 | 1.3895 | 0.46316
TVA_Transmission_2_NonRTO_Midwest | TVA_Transmission | NonRTO_Midwest | 2040 | B17 | 100 | 0 | 700 | 0 | 0 | 0 | 0 | 0 | 0 | 0 | 0 | 0 | 1.3895 | 0.46316
TVA_Transmission_2_NonRTO_Midwest | TVA_Transmission | NonRTO_Midwest | 2040 | B18 | 400 | 0 | 700 | 700 | 0 | 0 | 0 | 0 | 2.647 | 0 | 0 | 0.40723 | 1.3895 | 0.46316
TVA_Transmission_2_NonRTO_Midwest | TVA_Transmission | NonRTO_Midwest | 2040 | B19 | 700 | 0 | 700 | 700 | 0 | 0 | 0 | 0 | 2.647 | 0 | 0 | 0.71266 | 1.3895 | 0.46316
TVA_Transmission_2_NonRTO_Midwest | TVA_Transmission | NonRTO_Midwest | 2040 | B20 | 935 | 0 | 700 | 0 | 0 | 0 | 0 | 0 | 0 | 0 | 0 | 0 | 1.3895 | 0.46316
TVA_Transmission_2_NonRTO_Midwest | TVA_Transmission | NonRTO_Midwest | 2045 | B1 | 10 | 0 | 700 | 0 | 0 | 0 | 0 | 0 | 0 | 0 | 0 | 0 | 0 | 0
TVA_Transmission_2_NonRTO_Midwest | TVA_Transmission | NonRTO_Midwest | 2045 | B2 | 25 | 0 | 700 | 0 | 0 | 0 | 0 | 0 | 0 | 0 | 0 | 0 | 0 | 0
TVA_Transmission_2_NonRTO_Midwest | TVA_Transmission | NonRTO_Midwest | 2045 | B3 | 75 | 0 | 700 | 0 | 0 | 0 | 0 | 0 | 0 | 0 | 0 | 0 | 0 | 0
TVA_Transmission_2_NonRTO_Midwest | TVA_Transmission | NonRTO_Midwest | 2045 | B4 | 100 | 0 | 700 | 0 | 0 | 0 | 0 | 0 | 0 | 0 | 0 | 0 | 0 | 0
TVA_Transmission_2_NonRTO_Midwest | TVA_Transmission | NonRTO_Midwest | 2045 | B5 | 200 | 0 | 700 | 0 | 0 | 0 | 0 | 0 | 0 | 0 | 0 | 0 | 0 | 0
TVA_Transmission_2_NonRTO_Midwest | TVA_Transmission | NonRTO_Midwest | 2045 | B6 | 300 | 0 | 700 | 0 | 0 | 0 | 0 | 0 | 0 | 0 | 0 | 0 | 0 | 0
TVA_Transmission_2_NonRTO_Midwest | TVA_Transmission | NonRTO_Midwest | 2045 | B7 | 400 | 0 | 700 | 0 | 0 | 0 | 0 | 0 | 0 | 0 | 0 | 0 | 0 | 0
TVA_Transmission_2_NonRTO_Midwest | TVA_Transmission | NonRTO_Midwest | 2045 | B8 | 500 | 0 | 700 | 0 | 0 | 0 | 0 | 0 | 0 | 0 | 0 | 0 | 0 | 0
TVA_Transmission_2_NonRTO_Midwest | TVA_Transmission | NonRTO_Midwest | 2045 | B9 | 800 | 0 | 700 | 0 | 0 | 0 | 0 | 0 | 0 | 0 | 0 | 0 | 0 | 0
TVA_Transmission_2_NonRTO_Midwest | TVA_Transmission | NonRTO_Midwest | 2045 | B10 | 1262 | 0 | 700 | 0 | 0 | 0 | 0 | 0 | 0 | 0 | 0 | 0 | 0 | 0
TVA_Transmission_2_NonRTO_Midwest | TVA_Transmission | NonRTO_Midwest | 2045 | B11 | 25 | 0 | 700 | 0 | 0 | 0 | 0 | 0 | 0 | 0 | 0 | 0 | 0 | 0
TVA_Transmission_2_NonRTO_Midwest | TVA_Transmission | NonRTO_Midwest | 2045 | B12 | 200 | 0 | 700 | 0 | 0 | 0 | 0 | 0 | 0 | 0 | 0 | 0 | 0 | 0
TVA_Transmission_2_NonRTO_Midwest | TVA_Transmission | NonRTO_Midwest | 2045 | B13 | 600 | 0 | 700 | 294.41 | 0 | 0 | 0 | 0 | 0 | 0 | 0 | 0 | 0 | 0
TVA_Transmission_2_NonRTO_Midwest | TVA_Transmission | NonRTO_Midwest | 2045 | B14 | 900 | 0 | 700 | 0 | 0 | 0 | 0 | 0 | 0 | 0 | 0 | 0 | 0 | 0
TVA_Transmission_2_NonRTO_Midwest | TVA_Transmission | NonRTO_Midwest | 2045 | B15 | 1203 | 0 | 700 | 0 | 0 | 0 | 0 | 0 | 0 | 0 | 0 | 0 | 0 | 0
TVA_Transmission_2_NonRTO_Midwest | TVA_Transmission | NonRTO_Midwest | 2045 | B16 | 25 | 0 | 700 | 0 | 0 | 0 | 0 | 0 | 0 | 0 | 0 | 0 | 0 | 0
TVA_Transmission_2_NonRTO_Midwest | TVA_Transmission | NonRTO_Midwest | 2045 | B17 | 100 | 0 | 700 | 653.42 | 0 | 0 | 0 | 0 | 0 | 0 | 0 | 0 | 0 | 0
TVA_Transmission_2_NonRTO_Midwest | TVA_Transmission | NonRTO_Midwest | 2045 | B18 | 400 | 0 | 700 | 661.18 | 0 | 0 | 0 | 0 | 0 | 0 | 0 | 0 | 0 | 0
TVA_Transmission_2_NonRTO_Midwest | TVA_Transmission | NonRTO_Midwest | 2045 | B19 | 700 | 0 | 700 | 0 | 0 | 0 | 0 | 0 | 0 | 0 | 0 | 0 | 0 | 0
TVA_Transmission_2_NonRTO_Midwest | TVA_Transmission | NonRTO_Midwest | 2045 | B20 | 935 | 0 | 700 | 0 | 0 | 0 | 0 | 0 | 0 | 0 | 0 | 0 | 0 | 0
TVA_Transmission_2_NonRTO_Midwest | TVA_Transmission | NonRTO_Midwest | 2050 | B1 | 10 | 0 | 700 | 0 | 0 | 0 | 0 | 0 | 0 | 0 | 0 | 0 | 4.4869 | 1.4956
TVA_Transmission_2_NonRTO_Midwest | TVA_Transmission | NonRTO_Midwest | 2050 | B2 | 25 | 0 | 700 | 0 | 0 | 0 | 0 | 0 | 0 | 0 | 0 | 0 | 4.4869 | 1.4956
TVA_Transmission_2_NonRTO_Midwest | TVA_Transmission | NonRTO_Midwest | 2050 | B3 | 75 | 0 | 700 | 0 | 0 | 0 | 0 | 0 | 0 | 0 | 0 | 0 | 4.4869 | 1.4956
TVA_Transmission_2_NonRTO_Midwest | TVA_Transmission | NonRTO_Midwest | 2050 | B4 | 100 | 0 | 700 | 0 | 0 | 0 | 0 | 0 | 0 | 0 | 0 | 0 | 4.4869 | 1.4956
TVA_Transmission_2_NonRTO_Midwest | TVA_Transmission | NonRTO_Midwest | 2050 | B5 | 200 | 0 | 700 | 0 | 0 | 0 | 0 | 0 | 0 | 0 | 0 | 0 | 4.4869 | 1.4956
TVA_Transmission_2_NonRTO_Midwest | TVA_Transmission | NonRTO_Midwest | 2050 | B6 | 300 | 0 | 700 | 0 | 0 | 0 | 0 | 0 | 0 | 0 | 0 | 0 | 4.4869 | 1.4956
TVA_Transmission_2_NonRTO_Midwest | TVA_Transmission | NonRTO_Midwest | 2050 | B7 | 400 | 0 | 700 | 0 | 0 | 0 | 0 | 0 | 0 | 0 | 0 | 0 | 4.4869 | 1.4956
TVA_Transmission_2_NonRTO_Midwest | TVA_Transmission | NonRTO_Midwest | 2050 | B8 | 500 | 0 | 700 | 0 | 0 | 0 | 0 | 0 | 0 | 0 | 0 | 0 | 4.4869 | 1.4956
TVA_Transmission_2_NonRTO_Midwest | TVA_Transmission | NonRTO_Midwest | 2050 | B9 | 800 | 0 | 700 | 0 | 0 | 0 | 0 | 0 | 0 | 0 | 0 | 0 | 4.4869 | 1.4956
TVA_Transmission_2_NonRTO_Midwest | TVA_Transmission | NonRTO_Midwest | 2050 | B10 | 1262 | 0 | 700 | 0 | 0 | 0 | 0 | 0 | 0 | 0 | 0 | 0 | 4.4869 | 1.4956
TVA_Transmission_2_NonRTO_Midwest | TVA_Transmission | NonRTO_Midwest | 2050 | B11 | 25 | 0 | 700 | 0 | 0 | 0 | 0 | 0 | 0 | 0 | 0 | 0 | 4.4869 | 1.4956
TVA_Transmission_2_NonRTO_Midwest | TVA_Transmission | NonRTO_Midwest | 2050 | B12 | 200 | 0 | 700 | 0 | 0 | 0 | 0 | 0 | 0 | 0 | 0 | 0 | 4.4869 | 1.4956
TVA_Transmission_2_NonRTO_Midwest | TVA_Transmission | NonRTO_Midwest | 2050 | B13 | 600 | 0 | 700 | 0 | 0 | 0 | 0 | 0 | 0 | 0 | 0 | 0 | 4.4869 | 1.4956
TVA_Transmission_2_NonRTO_Midwest | TVA_Transmission | NonRTO_Midwest | 2050 | B14 | 900 | 0 | 700 | 0 | 0 | 0 | 0 | 0 | 0 | 0 | 0 | 0 | 4.4869 | 1.4956
TVA_Transmission_2_NonRTO_Midwest | TVA_Transmission | NonRTO_Midwest | 2050 | B15 | 1203 | 0 | 700 | 0 | 0 | 0 | 0 | 0 | 0 | 0 | 0 | 0 | 4.4869 | 1.4956
TVA_Transmission_2_NonRTO_Midwest | TVA_Transmission | NonRTO_Midwest | 2050 | B16 | 25 | 0 | 700 | 0 | 0 | 0 | 0 | 0 | 0 | 0 | 0 | 0 | 4.4869 | 1.4956
TVA_Transmission_2_NonRTO_Midwest | TVA_Transmission | NonRTO_Midwest | 2050 | B17 | 100 | 0 | 700 | 700 | 0 | 0 | 0 | 0 | 5.9825 | 0 | 0 | 5.9825 | 4.4869 | 1.4956
TVA_Transmission_2_NonRTO_Midwest | TVA_Transmission | NonRTO_Midwest | 2050 | B18 | 400 | 0 | 700 | 0 | 0 | 0 | 0 | 0 | 0 | 0 | 0 | 0 | 4.4869 | 1.4956
TVA_Transmission_2_NonRTO_Midwest | TVA_Transmission | NonRTO_Midwest | 2050 | B19 | 700 | 0 | 700 | 0 | 0 | 0 | 0 | 0 | 0 | 0 | 0 | 0 | 4.4869 | 1.4956
TVA_Transmission_2_NonRTO_Midwest | TVA_Transmission | NonRTO_Midwest | 2050 | B20 | 935 | 0 | 700 | 0 | 0 | 0 | 0 | 0 | 0 | 0 | 0 | 0 | 4.4869 | 1.4956
TVA_Transmission_2_PJM_ROR | TVA_Transmission | PJM_ROR | 2015 | B1 | 10 | 0 | 2000 | 0 | 0 | 0 | 0 | 0 | 0 | 0 | 0 | 0 | 0 | 0
TVA_Transmission_2_PJM_ROR | TVA_Transmission | PJM_ROR | 2015 | B2 | 25 | 0 | 2000 | 0 | 0 | 0 | 0 | 0 | 0 | 0 | 0 | 0 | 0 | 0
TVA_Transmission_2_PJM_ROR | TVA_Transmission | PJM_ROR | 2015 | B3 | 75 | 0 | 2000 | 0 | 0 | 0 | 0 | 0 | 0 | 0 | 0 | 0 | 0 | 0
TVA_Transmission_2_PJM_ROR | TVA_Transmission | PJM_ROR | 2015 | B4 | 100 | 0 | 2000 | 0 | 0 | 0 | 0 | 0 | 0 | 0 | 0 | 0 | 0 | 0
TVA_Transmission_2_PJM_ROR | TVA_Transmission | PJM_ROR | 2015 | B5 | 200 | 0 | 2000 | 0 | 0 | 0 | 0 | 0 | 0 | 0 | 0 | 0 | 0 | 0
TVA_Transmission_2_PJM_ROR | TVA_Transmission | PJM_ROR | 2015 | B6 | 300 | 0 | 2000 | 0 | 0 | 0 | 0 | 0 | 0 | 0 | 0 | 0 | 0 | 0
TVA_Transmission_2_PJM_ROR | TVA_Transmission | PJM_ROR | 2015 | B7 | 400 | 0 | 2000 | 0 | 0 | 0 | 0 | 0 | 0 | 0 | 0 | 0 | 0 | 0
TVA_Transmission_2_PJM_ROR | TVA_Transmission | PJM_ROR | 2015 | B8 | 500 | 0 | 2000 | 0 | 0 | 0 | 0 | 0 | 0 | 0 | 0 | 0 | 0 | 0
TVA_Transmission_2_PJM_ROR | TVA_Transmission | PJM_ROR | 2015 | B9 | 800 | 0 | 2000 | 0 | 0 | 0 | 0 | 0 | 0 | 0 | 0 | 0 | 0 | 0
TVA_Transmission_2_PJM_ROR | TVA_Transmission | PJM_ROR | 2015 | B10 | 1262 | 0 | 2000 | 0 | 0 | 0 | 0 | 0 | 0 | 0 | 0 | 0 | 0 | 0
TVA_Transmission_2_PJM_ROR | TVA_Transmission | PJM_ROR | 2015 | B11 | 25 | 0 | 2000 | 0 | 0 | 0 | 0 | 0 | 0 | 0 | 0 | 0 | 0 | 0
TVA_Transmission_2_PJM_ROR | TVA_Transmission | PJM_ROR | 2015 | B12 | 200 | 0 | 2000 | 0 | 0 | 0 | 0 | 0 | 0 | 0 | 0 | 0 | 0 | 0
TVA_Transmission_2_PJM_ROR | TVA_Transmission | PJM_ROR | 2015 | B13 | 600 | 0 | 2000 | 0 | 0 | 0 | 0 | 0 | 0 | 0 | 0 | 0 | 0 | 0
TVA_Transmission_2_PJM_ROR | TVA_Transmission | PJM_ROR | 2015 | B14 | 900 | 0 | 2000 | 0 | 0 | 0 | 0 | 0 | 0 | 0 | 0 | 0 | 0 | 0
TVA_Transmission_2_PJM_ROR | TVA_Transmission | PJM_ROR | 2015 | B15 | 1203 | 0 | 2000 | 0 | 0 | 0 | 0 | 0 | 0 | 0 | 0 | 0 | 0 | 0
TVA_Transmission_2_PJM_ROR | TVA_Transmission | PJM_ROR | 2015 | B16 | 25 | 0 | 2000 | 0 | 0 | 0 | 0 | 0 | 0 | 0 | 0 | 0 | 0 | 0
TVA_Transmission_2_PJM_ROR | TVA_Transmission | PJM_ROR | 2015 | B17 | 100 | 0 | 2000 | 0 | 0 | 0 | 0 | 0 | 0 | 0 | 0 | 0 | 0 | 0
TVA_Transmission_2_PJM_ROR | TVA_Transmission | PJM_ROR | 2015 | B18 | 400 | 0 | 2000 | 0 | 0 | 0 | 0 | 0 | 0 | 0 | 0 | 0 | 0 | 0
TVA_Transmission_2_PJM_ROR | TVA_Transmission | PJM_ROR | 2015 | B19 | 700 | 0 | 2000 | 0 | 0 | 0 | 0 | 0 | 0 | 0 | 0 | 0 | 0 | 0
TVA_Transmission_2_PJM_ROR | TVA_Transmission | PJM_ROR | 2015 | B20 | 935 | 0 | 2000 | 0 | 0 | 0 | 0 | 0 | 0 | 0 | 0 | 0 | 0 | 0
TVA_Transmission_2_PJM_ROR | TVA_Transmission | PJM_ROR | 2020 | B1 | 10 | 0 | 2000 | 1548.19 | 0 | 0 | 0 | 0 | 0 | 0 | 0 | 0 | 0 | 0
TVA_Transmission_2_PJM_ROR | TVA_Transmission | PJM_ROR | 2020 | B2 | 25 | 0 | 2000 | 0 | 0 | 0 | 0 | 0 | 0 | 0 | 0 | 0 | 0 | 0
TVA_Transmission_2_PJM_ROR | TVA_Transmission | PJM_ROR | 2020 | B3 | 75 | 0 | 2000 | 0 | 0 | 0 | 0 | 0 | 0 | 0 | 0 | 0 | 0 | 0
TVA_Transmission_2_PJM_ROR | TVA_Transmission | PJM_ROR | 2020 | B4 | 100 | 0 | 2000 | 0 | 0 | 0 | 0 | 0 | 0 | 0 | 0 | 0 | 0 | 0
TVA_Transmission_2_PJM_ROR | TVA_Transmission | PJM_ROR | 2020 | B5 | 200 | 0 | 2000 | 0 | 0 | 0 | 0 | 0 | 0 | 0 | 0 | 0 | 0 | 0
TVA_Transmission_2_PJM_ROR | TVA_Transmission | PJM_ROR | 2020 | B6 | 300 | 0 | 2000 | 0 | 0 | 0 | 0 | 0 | 0 | 0 | 0 | 0 | 0 | 0
TVA_Transmission_2_PJM_ROR | TVA_Transmission | PJM_ROR | 2020 | B7 | 400 | 0 | 2000 | 0 | 0 | 0 | 0 | 0 | 0 | 0 | 0 | 0 | 0 | 0
TVA_Transmission_2_PJM_ROR | TVA_Transmission | PJM_ROR | 2020 | B8 | 500 | 0 | 2000 | 0 | 0 | 0 | 0 | 0 | 0 | 0 | 0 | 0 | 0 | 0
TVA_Transmission_2_PJM_ROR | TVA_Transmission | PJM_ROR | 2020 | B9 | 800 | 0 | 2000 | 0 | 0 | 0 | 0 | 0 | 0 | 0 | 0 | 0 | 0 | 0
TVA_Transmission_2_PJM_ROR | TVA_Transmission | PJM_ROR | 2020 | B10 | 1262 | 0 | 2000 | 0 | 0 | 0 | 0 | 0 | 0 | 0 | 0 | 0 | 0 | 0
TVA_Transmission_2_PJM_ROR | TVA_Transmission | PJM_ROR | 2020 | B11 | 25 | 0 | 2000 | 0 | 0 | 0 | 0 | 0 | 0 | 0 | 0 | 0 | 0 | 0
TVA_Transmission_2_PJM_ROR | TVA_Transmission | PJM_ROR | 2020 | B12 | 200 | 0 | 2000 | 0 | 0 | 0 | 0 | 0 | 0 | 0 | 0 | 0 | 0 | 0
TVA_Transmission_2_PJM_ROR | TVA_Transmission | PJM_ROR | 2020 | B13 | 600 | 0 | 2000 | 0 | 0 | 0 | 0 | 0 | 0 | 0 | 0 | 0 | 0 | 0
TVA_Transmission_2_PJM_ROR | TVA_Transmission | PJM_ROR | 2020 | B14 | 900 | 0 | 2000 | 0 | 0 | 0 | 0 | 0 | 0 | 0 | 0 | 0 | 0 | 0
TVA_Transmission_2_PJM_ROR | TVA_Transmission | PJM_ROR | 2020 | B15 | 1203 | 0 | 2000 | 0 | 0 | 0 | 0 | 0 | 0 | 0 | 0 | 0 | 0 | 0
TVA_Transmission_2_PJM_ROR | TVA_Transmission | PJM_ROR | 2020 | B16 | 25 | 0 | 2000 | 0 | 0 | 0 | 0 | 0 | 0 | 0 | 0 | 0 | 0 | 0
TVA_Transmission_2_PJM_ROR | TVA_Transmission | PJM_ROR | 2020 | B17 | 100 | 0 | 2000 | 0 | 0 | 0 | 0 | 0 | 0 | 0 | 0 | 0 | 0 | 0
TVA_Transmission_2_PJM_ROR | TVA_Transmission | PJM_ROR | 2020 | B18 | 400 | 0 | 2000 | 0 | 0 | 0 | 0 | 0 | 0 | 0 | 0 | 0 | 0 | 0
TVA_Transmission_2_PJM_ROR | TVA_Transmission | PJM_ROR | 2020 | B19 | 700 | 0 | 2000 | 0 | 0 | 0 | 0 | 0 | 0 | 0 | 0 | 0 | 0 | 0
TVA_Transmission_2_PJM_ROR | TVA_Transmission | PJM_ROR | 2020 | B20 | 935 | 0 | 2000 | 0 | 0 | 0 | 0 | 0 | 0 | 0 | 0 | 0 | 0 | 0
TVA_Transmission_2_PJM_ROR | TVA_Transmission | PJM_ROR | 2025 | B1 | 10 | 0 | 2000 | 329.29 | 0 | 0 | 0 | 0 | 0 | 0 | 0 | 0 | 0 | 0
TVA_Transmission_2_PJM_ROR | TVA_Transmission | PJM_ROR | 2025 | B2 | 25 | 0 | 2000 | 1647.42 | 0 | 0 | 0 | 0 | 0 | 0 | 0 | 0 | 0 | 0
TVA_Transmission_2_PJM_ROR | TVA_Transmission | PJM_ROR | 2025 | B3 | 75 | 0 | 2000 | 0 | 0 | 0 | 0 | 0 | 0 | 0 | 0 | 0 | 0 | 0
TVA_Transmission_2_PJM_ROR | TVA_Transmission | PJM_ROR | 2025 | B4 | 100 | 0 | 2000 | 0 | 0 | 0 | 0 | 0 | 0 | 0 | 0 | 0 | 0 | 0
TVA_Transmission_2_PJM_ROR | TVA_Transmission | PJM_ROR | 2025 | B5 | 200 | 0 | 2000 | 0 | 0 | 0 | 0 | 0 | 0 | 0 | 0 | 0 | 0 | 0
TVA_Transmission_2_PJM_ROR | TVA_Transmission | PJM_ROR | 2025 | B6 | 300 | 0 | 2000 | 0 | 0 | 0 | 0 | 0 | 0 | 0 | 0 | 0 | 0 | 0
TVA_Transmission_2_PJM_ROR | TVA_Transmission | PJM_ROR | 2025 | B7 | 400 | 0 | 2000 | 0 | 0 | 0 | 0 | 0 | 0 | 0 | 0 | 0 | 0 | 0
TVA_Transmission_2_PJM_ROR | TVA_Transmission | PJM_ROR | 2025 | B8 | 500 | 0 | 2000 | 0 | 0 | 0 | 0 | 0 | 0 | 0 | 0 | 0 | 0 | 0
TVA_Transmission_2_PJM_ROR | TVA_Transmission | PJM_ROR | 2025 | B9 | 800 | 0 | 2000 | 0 | 0 | 0 | 0 | 0 | 0 | 0 | 0 | 0 | 0 | 0
TVA_Transmission_2_PJM_ROR | TVA_Transmission | PJM_ROR | 2025 | B10 | 1262 | 0 | 2000 | 0 | 0 | 0 | 0 | 0 | 0 | 0 | 0 | 0 | 0 | 0
TVA_Transmission_2_PJM_ROR | TVA_Transmission | PJM_ROR | 2025 | B11 | 25 | 0 | 2000 | 0 | 0 | 0 | 0 | 0 | 0 | 0 | 0 | 0 | 0 | 0
TVA_Transmission_2_PJM_ROR | TVA_Transmission | PJM_ROR | 2025 | B12 | 200 | 0 | 2000 | 0 | 0 | 0 | 0 | 0 | 0 | 0 | 0 | 0 | 0 | 0
TVA_Transmission_2_PJM_ROR | TVA_Transmission | PJM_ROR | 2025 | B13 | 600 | 0 | 2000 | 0 | 0 | 0 | 0 | 0 | 0 | 0 | 0 | 0 | 0 | 0
TVA_Transmission_2_PJM_ROR | TVA_Transmission | PJM_ROR | 2025 | B14 | 900 | 0 | 2000 | 0 | 0 | 0 | 0 | 0 | 0 | 0 | 0 | 0 | 0 | 0
TVA_Transmission_2_PJM_ROR | TVA_Transmission | PJM_ROR | 2025 | B15 | 1203 | 0 | 2000 | 0 | 0 | 0 | 0 | 0 | 0 | 0 | 0 | 0 | 0 | 0
TVA_Transmission_2_PJM_ROR | TVA_Transmission | PJM_ROR | 2025 | B16 | 25 | 0 | 2000 | 0 | 0 | 0 | 0 | 0 | 0 | 0 | 0 | 0 | 0 | 0
TVA_Transmission_2_PJM_ROR | TVA_Transmission | PJM_ROR | 2025 | B17 | 100 | 0 | 2000 | 1813.86 | 0 | 0 | 0 | 0 | 0 | 0 | 0 | 0 | 0 | 0
TVA_Transmission_2_PJM_ROR | TVA_Transmission | PJM_ROR | 2025 | B18 | 400 | 0 | 2000 | 0 | 0 | 0 | 0 | 0 | 0 | 0 | 0 | 0 | 0 | 0
TVA_Transmission_2_PJM_ROR | TVA_Transmission | PJM_ROR | 2025 | B19 | 700 | 0 | 2000 | 0 | 0 | 0 | 0 | 0 | 0 | 0 | 0 | 0 | 0 | 0
TVA_Transmission_2_PJM_ROR | TVA_Transmission | PJM_ROR | 2025 | B20 | 935 | 0 | 2000 | 0 | 0 | 0 | 0 | 0 | 0 | 0 | 0 | 0 | 0 | 0
TVA_Transmission_2_PJM_ROR | TVA_Transmission | PJM_ROR | 2030 | B1 | 10 | 0 | 2000 | 903.15 | 0 | 0 | 0 | 0 | 0 | 0 | 0 | 0 | 0.0089025 | 0.0029675
TVA_Transmission_2_PJM_ROR | TVA_Transmission | PJM_ROR | 2030 | B2 | 25 | 0 | 2000 | 2000 | 0 | 0 | 0 | 0 | 0.01187 | 0 | 0 | 0.01187 | 0.0089025 | 0.0029675
TVA_Transmission_2_PJM_ROR | TVA_Transmission | PJM_ROR | 2030 | B3 | 75 | 0 | 2000 | 0 | 0 | 0 | 0 | 0 | 0 | 0 | 0 | 0 | 0.0089025 | 0.0029675
TVA_Transmission_2_PJM_ROR | TVA_Transmission | PJM_ROR | 2030 | B4 | 100 | 0 | 2000 | 0 | 0 | 0 | 0 | 0 | 0 | 0 | 0 | 0 | 0.0089025 | 0.0029675
TVA_Transmission_2_PJM_ROR | TVA_Transmission | PJM_ROR | 2030 | B5 | 200 | 0 | 2000 | 0 | 0 | 0 | 0 | 0 | 0 | 0 | 0 | 0 | 0.0089025 | 0.0029675
TVA_Transmission_2_PJM_ROR | TVA_Transmission | PJM_ROR | 2030 | B6 | 300 | 0 | 2000 | 0 | 0 | 0 | 0 | 0 | 0 | 0 | 0 | 0 | 0.0089025 | 0.0029675
TVA_Transmission_2_PJM_ROR | TVA_Transmission | PJM_ROR | 2030 | B7 | 400 | 0 | 2000 | 0 | 0 | 0 | 0 | 0 | 0 | 0 | 0 | 0 | 0.0089025 | 0.0029675
TVA_Transmission_2_PJM_ROR | TVA_Transmission | PJM_ROR | 2030 | B8 | 500 | 0 | 2000 | 0 | 0 | 0 | 0 | 0 | 0 | 0 | 0 | 0 | 0.0089025 | 0.0029675
TVA_Transmission_2_PJM_ROR | TVA_Transmission | PJM_ROR | 2030 | B9 | 800 | 0 | 2000 | 0 | 0 | 0 | 0 | 0 | 0 | 0 | 0 | 0 | 0.0089025 | 0.0029675
TVA_Transmission_2_PJM_ROR | TVA_Transmission | PJM_ROR | 2030 | B10 | 1262 | 0 | 2000 | 0 | 0 | 0 | 0 | 0 | 0 | 0 | 0 | 0 | 0.0089025 | 0.0029675
TVA_Transmission_2_PJM_ROR | TVA_Transmission | PJM_ROR | 2030 | B11 | 25 | 0 | 2000 | 0 | 0 | 0 | 0 | 0 | 0 | 0 | 0 | 0 | 0.0089025 | 0.0029675
TVA_Transmission_2_PJM_ROR | TVA_Transmission | PJM_ROR | 2030 | B12 | 200 | 0 | 2000 | 0 | 0 | 0 | 0 | 0 | 0 | 0 | 0 | 0 | 0.0089025 | 0.0029675
TVA_Transmission_2_PJM_ROR | TVA_Transmission | PJM_ROR | 2030 | B13 | 600 | 0 | 2000 | 0 | 0 | 0 | 0 | 0 | 0 | 0 | 0 | 0 | 0.0089025 | 0.0029675
TVA_Transmission_2_PJM_ROR | TVA_Transmission | PJM_ROR | 2030 | B14 | 900 | 0 | 2000 | 0 | 0 | 0 | 0 | 0 | 0 | 0 | 0 | 0 | 0.0089025 | 0.0029675
TVA_Transmission_2_PJM_ROR | TVA_Transmission | PJM_ROR | 2030 | B15 | 1203 | 0 | 2000 | 0 | 0 | 0 | 0 | 0 | 0 | 0 | 0 | 0 | 0.0089025 | 0.0029675
TVA_Transmission_2_PJM_ROR | TVA_Transmission | PJM_ROR | 2030 | B16 | 25 | 0 | 2000 | 0 | 0 | 0 | 0 | 0 | 0 | 0 | 0 | 0 | 0.0089025 | 0.0029675
TVA_Transmission_2_PJM_ROR | TVA_Transmission | PJM_ROR | 2030 | B17 | 100 | 0 | 2000 | 0 | 0 | 0 | 0 | 0 | 0 | 0 | 0 | 0 | 0.0089025 | 0.0029675
TVA_Transmission_2_PJM_ROR | TVA_Transmission | PJM_ROR | 2030 | B18 | 400 | 0 | 2000 | 0 | 0 | 0 | 0 | 0 | 0 | 0 | 0 | 0 | 0.0089025 | 0.0029675
TVA_Transmission_2_PJM_ROR | TVA_Transmission | PJM_ROR | 2030 | B19 | 700 | 0 | 2000 | 0 | 0 | 0 | 0 | 0 | 0 | 0 | 0 | 0 | 0.0089025 | 0.0029675
TVA_Transmission_2_PJM_ROR | TVA_Transmission | PJM_ROR | 2030 | B20 | 935 | 0 | 2000 | 0 | 0 | 0 | 0 | 0 | 0 | 0 | 0 | 0 | 0.0089025 | 0.0029675
TVA_Transmission_2_PJM_ROR | TVA_Transmission | PJM_ROR | 2035 | B1 | 10 | 0 | 2000 | 1543.77 | 0 | 0 | 0 | 0 | 0 | 0 | 0 | 0 | 1.4119 | 0.47065
TVA_Transmission_2_PJM_ROR | TVA_Transmission | PJM_ROR | 2035 | B2 | 25 | 0 | 2000 | 1692.59 | 0 | 0 | 0 | 0 | 0 | 0 | 0 | 0 | 1.4119 | 0.47065
TVA_Transmission_2_PJM_ROR | TVA_Transmission | PJM_ROR | 2035 | B3 | 75 | 0 | 2000 | 0 | 0 | 0 | 0 | 0 | 0 | 0 | 0 | 0 | 1.4119 | 0.47065
TVA_Transmission_2_PJM_ROR | TVA_Transmission | PJM_ROR | 2035 | B4 | 100 | 0 | 2000 | 0 | 0 | 0 | 0 | 0 | 0 | 0 | 0 | 0 | 1.4119 | 0.47065
TVA_Transmission_2_PJM_ROR | TVA_Transmission | PJM_ROR | 2035 | B5 | 200 | 0 | 2000 | 0 | 0 | 0 | 0 | 0 | 0 | 0 | 0 | 0 | 1.4119 | 0.47065
TVA_Transmission_2_PJM_ROR | TVA_Transmission | PJM_ROR | 2035 | B6 | 300 | 0 | 2000 | 0 | 0 | 0 | 0 | 0 | 0 | 0 | 0 | 0 | 1.4119 | 0.47065
TVA_Transmission_2_PJM_ROR | TVA_Transmission | PJM_ROR | 2035 | B7 | 400 | 0 | 2000 | 0 | 0 | 0 | 0 | 0 | 0 | 0 | 0 | 0 | 1.4119 | 0.47065
TVA_Transmission_2_PJM_ROR | TVA_Transmission | PJM_ROR | 2035 | B8 | 500 | 0 | 2000 | 0 | 0 | 0 | 0 | 0 | 0 | 0 | 0 | 0 | 1.4119 | 0.47065
TVA_Transmission_2_PJM_ROR | TVA_Transmission | PJM_ROR | 2035 | B9 | 800 | 0 | 2000 | 0 | 0 | 0 | 0 | 0 | 0 | 0 | 0 | 0 | 1.4119 | 0.47065
TVA_Transmission_2_PJM_ROR | TVA_Transmission | PJM_ROR | 2035 | B10 | 1262 | 0 | 2000 | 0 | 0 | 0 | 0 | 0 | 0 | 0 | 0 | 0 | 1.4119 | 0.47065
TVA_Transmission_2_PJM_ROR | TVA_Transmission | PJM_ROR | 2035 | B11 | 25 | 0 | 2000 | 0 | 0 | 0 | 0 | 0 | 0 | 0 | 0 | 0 | 1.4119 | 0.47065
TVA_Transmission_2_PJM_ROR | TVA_Transmission | PJM_ROR | 2035 | B12 | 200 | 0 | 2000 | 387.96 | 0 | 0 | 0 | 0 | 0 | 0 | 0 | 0 | 1.4119 | 0.47065
TVA_Transmission_2_PJM_ROR | TVA_Transmission | PJM_ROR | 2035 | B13 | 600 | 0 | 2000 | 1441.13 | 0 | 0 | 0 | 0 | 0 | 0 | 0 | 0 | 1.4119 | 0.47065
TVA_Transmission_2_PJM_ROR | TVA_Transmission | PJM_ROR | 2035 | B14 | 900 | 0 | 2000 | 0 | 0 | 0 | 0 | 0 | 0 | 0 | 0 | 0 | 1.4119 | 0.47065
TVA_Transmission_2_PJM_ROR | TVA_Transmission | PJM_ROR | 2035 | B15 | 1203 | 0 | 2000 | 0 | 0 | 0 | 0 | 0 | 0 | 0 | 0 | 0 | 1.4119 | 0.47065
TVA_Transmission_2_PJM_ROR | TVA_Transmission | PJM_ROR | 2035 | B16 | 25 | 0 | 2000 | 1126.56 | 0 | 0 | 0 | 0 | 0 | 0 | 0 | 0 | 1.4119 | 0.47065
TVA_Transmission_2_PJM_ROR | TVA_Transmission | PJM_ROR | 2035 | B17 | 100 | 0 | 2000 | 2000 | 0 | 0 | 0 | 0 | 2.5758 | 0 | 0 | 0.51516 | 1.4119 | 0.47065
TVA_Transmission_2_PJM_ROR | TVA_Transmission | PJM_ROR | 2035 | B18 | 400 | 0 | 2000 | 2000 | 0 | 0 | 0 | 0 | 1.7093 | 0 | 0 | 1.3674 | 1.4119 | 0.47065
TVA_Transmission_2_PJM_ROR | TVA_Transmission | PJM_ROR | 2035 | B19 | 700 | 0 | 2000 | 0 | 0 | 0 | 0 | 0 | 0 | 0 | 0 | 0 | 1.4119 | 0.47065
TVA_Transmission_2_PJM_ROR | TVA_Transmission | PJM_ROR | 2035 | B20 | 935 | 0 | 2000 | 0 | 0 | 0 | 0 | 0 | 0 | 0 | 0 | 0 | 1.4119 | 0.47065
TVA_Transmission_2_PJM_ROR | TVA_Transmission | PJM_ROR | 2040 | B1 | 10 | 0 | 2000 | 440.26 | 0 | 0 | 0 | 0 | 0 | 0 | 0 | 0 | 0.067007 | 0.022336
TVA_Transmission_2_PJM_ROR | TVA_Transmission | PJM_ROR | 2040 | B2 | 25 | 0 | 2000 | 2000 | 0 | 0 | 0 | 0 | 4.0002 | 0 | 0 | 0.077704 | 0.067007 | 0.022336
TVA_Transmission_2_PJM_ROR | TVA_Transmission | PJM_ROR | 2040 | B3 | 75 | 0 | 2000 | 0 | 0 | 0 | 0 | 0 | 0 | 0 | 0 | 0 | 0.067007 | 0.022336
TVA_Transmission_2_PJM_ROR | TVA_Transmission | PJM_ROR | 2040 | B4 | 100 | 0 | 2000 | 0 | 0 | 0 | 0 | 0 | 0 | 0 | 0 | 0 | 0.067007 | 0.022336
TVA_Transmission_2_PJM_ROR | TVA_Transmission | PJM_ROR | 2040 | B5 | 200 | 0 | 2000 | 0 | 0 | 0 | 0 | 0 | 0 | 0 | 0 | 0 | 0.067007 | 0.022336
TVA_Transmission_2_PJM_ROR | TVA_Transmission | PJM_ROR | 2040 | B6 | 300 | 0 | 2000 | 0 | 0 | 0 | 0 | 0 | 0 | 0 | 0 | 0 | 0.067007 | 0.022336
TVA_Transmission_2_PJM_ROR | TVA_Transmission | PJM_ROR | 2040 | B7 | 400 | 0 | 2000 | 0 | 0 | 0 | 0 | 0 | 0 | 0 | 0 | 0 | 0.067007 | 0.022336
TVA_Transmission_2_PJM_ROR | TVA_Transmission | PJM_ROR | 2040 | B8 | 500 | 0 | 2000 | 0 | 0 | 0 | 0 | 0 | 0 | 0 | 0 | 0 | 0.067007 | 0.022336
TVA_Transmission_2_PJM_ROR | TVA_Transmission | PJM_ROR | 2040 | B9 | 800 | 0 | 2000 | 0 | 0 | 0 | 0 | 0 | 0 | 0 | 0 | 0 | 0.067007 | 0.022336
TVA_Transmission_2_PJM_ROR | TVA_Transmission | PJM_ROR | 2040 | B10 | 1262 | 0 | 2000 | 2000 | 0 | 0 | 0 | 0 | 0.01187 | 0 | 0 | 0.011639 | 0.067007 | 0.022336
TVA_Transmission_2_PJM_ROR | TVA_Transmission | PJM_ROR | 2040 | B11 | 25 | 0 | 2000 | 0 | 0 | 0 | 0 | 0 | 0 | 0 | 0 | 0 | 0.067007 | 0.022336
TVA_Transmission_2_PJM_ROR | TVA_Transmission | PJM_ROR | 2040 | B12 | 200 | 0 | 2000 | 0 | 0 | 0 | 0 | 0 | 0 | 0 | 0 | 0 | 0.067007 | 0.022336
TVA_Transmission_2_PJM_ROR | TVA_Transmission | PJM_ROR | 2040 | B13 | 600 | 0 | 2000 | 0 | 0 | 0 | 0 | 0 | 0 | 0 | 0 | 0 | 0.067007 | 0.022336
TVA_Transmission_2_PJM_ROR | TVA_Transmission | PJM_ROR | 2040 | B14 | 900 | 0 | 2000 | 0 | 0 | 0 | 0 | 0 | 0 | 0 | 0 | 0 | 0.067007 | 0.022336
TVA_Transmission_2_PJM_ROR | TVA_Transmission | PJM_ROR | 2040 | B15 | 1203 | 0 | 2000 | 0 | 0 | 0 | 0 | 0 | 0 | 0 | 0 | 0 | 0.067007 | 0.022336
TVA_Transmission_2_PJM_ROR | TVA_Transmission | PJM_ROR | 2040 | B16 | 25 | 0 | 2000 | 607.98 | 0 | 0 | 0 | 0 | 0 | 0 | 0 | 0 | 0.067007 | 0.022336
TVA_Transmission_2_PJM_ROR | TVA_Transmission | PJM_ROR | 2040 | B17 | 100 | 0 | 2000 | 0 | 0 | 0 | 0 | 0 | 0 | 0 | 0 | 0 | 0.067007 | 0.022336
TVA_Transmission_2_PJM_ROR | TVA_Transmission | PJM_ROR | 2040 | B18 | 400 | 0 | 2000 | 0 | 0 | 0 | 0 | 0 | 0 | 0 | 0 | 0 | 0.067007 | 0.022336
TVA_Transmission_2_PJM_ROR | TVA_Transmission | PJM_ROR | 2040 | B19 | 700 | 0 | 2000 | 0 | 0 | 0 | 0 | 0 | 0 | 0 | 0 | 0 | 0.067007 | 0.022336
TVA_Transmission_2_PJM_ROR | TVA_Transmission | PJM_ROR | 2040 | B20 | 935 | 0 | 2000 | 0 | 0 | 0 | 0 | 0 | 0 | 0 | 0 | 0 | 0.067007 | 0.022336
TVA_Transmission_2_PJM_ROR | TVA_Transmission | PJM_ROR | 2045 | B1 | 10 | 0 | 2000 | 1697.73 | 0 | 0 | 0 | 0 | 0 | 0 | 0 | 0 | 1.2437 | 0.41455
TVA_Transmission_2_PJM_ROR | TVA_Transmission | PJM_ROR | 2045 | B2 | 25 | 0 | 2000 | 2000 | 0 | 0 | 0 | 0 | 9.9708 | 0 | 0 | 0.18813 | 1.2437 | 0.41455
TVA_Transmission_2_PJM_ROR | TVA_Transmission | PJM_ROR | 2045 | B3 | 75 | 0 | 2000 | 0 | 0 | 0 | 0 | 0 | 0 | 0 | 0 | 0 | 1.2437 | 0.41455
TVA_Transmission_2_PJM_ROR | TVA_Transmission | PJM_ROR | 2045 | B4 | 100 | 0 | 2000 | 0 | 0 | 0 | 0 | 0 | 0 | 0 | 0 | 0 | 1.2437 | 0.41455
TVA_Transmission_2_PJM_ROR | TVA_Transmission | PJM_ROR | 2045 | B5 | 200 | 0 | 2000 | 0 | 0 | 0 | 0 | 0 | 0 | 0 | 0 | 0 | 1.2437 | 0.41455
TVA_Transmission_2_PJM_ROR | TVA_Transmission | PJM_ROR | 2045 | B6 | 300 | 0 | 2000 | 0 | 0 | 0 | 0 | 0 | 0 | 0 | 0 | 0 | 1.2437 | 0.41455
TVA_Transmission_2_PJM_ROR | TVA_Transmission | PJM_ROR | 2045 | B7 | 400 | 0 | 2000 | 0 | 0 | 0 | 0 | 0 | 0 | 0 | 0 | 0 | 1.2437 | 0.41455
TVA_Transmission_2_PJM_ROR | TVA_Transmission | PJM_ROR | 2045 | B8 | 500 | 0 | 2000 | 0 | 0 | 0 | 0 | 0 | 0 | 0 | 0 | 0 | 1.2437 | 0.41455
TVA_Transmission_2_PJM_ROR | TVA_Transmission | PJM_ROR | 2045 | B9 | 800 | 0 | 2000 | 0 | 0 | 0 | 0 | 0 | 0 | 0 | 0 | 0 | 1.2437 | 0.41455
TVA_Transmission_2_PJM_ROR | TVA_Transmission | PJM_ROR | 2045 | B10 | 1262 | 0 | 2000 | 0 | 0 | 0 | 0 | 0 | 0 | 0 | 0 | 0 | 1.2437 | 0.41455
TVA_Transmission_2_PJM_ROR | TVA_Transmission | PJM_ROR | 2045 | B11 | 25 | 0 | 2000 | 0 | 0 | 0 | 0 | 0 | 0 | 0 | 0 | 0 | 1.2437 | 0.41455
TVA_Transmission_2_PJM_ROR | TVA_Transmission | PJM_ROR | 2045 | B12 | 200 | 0 | 2000 | 2000 | 0 | 0 | 0 | 0 | 4.8786 | 0 | 0 | 0.73639 | 1.2437 | 0.41455
TVA_Transmission_2_PJM_ROR | TVA_Transmission | PJM_ROR | 2045 | B13 | 600 | 0 | 2000 | 1720.04 | 0 | 0 | 0 | 0 | 0 | 0 | 0 | 0 | 1.2437 | 0.41455
TVA_Transmission_2_PJM_ROR | TVA_Transmission | PJM_ROR | 2045 | B14 | 900 | 0 | 2000 | 1308.82 | 0 | 0 | 0 | 0 | 0 | 0 | 0 | 0 | 1.2437 | 0.41455
TVA_Transmission_2_PJM_ROR | TVA_Transmission | PJM_ROR | 2045 | B15 | 1203 | 0 | 2000 | 0 | 0 | 0 | 0 | 0 | 0 | 0 | 0 | 0 | 1.2437 | 0.41455
TVA_Transmission_2_PJM_ROR | TVA_Transmission | PJM_ROR | 2045 | B16 | 25 | 0 | 2000 | 0 | 0 | 0 | 0 | 0 | 0 | 0 | 0 | 0 | 1.2437 | 0.41455
TVA_Transmission_2_PJM_ROR | TVA_Transmission | PJM_ROR | 2045 | B17 | 100 | 0 | 2000 | 1422.65 | 0 | 0 | 0 | 0 | 0 | 0 | 0 | 0 | 1.2437 | 0.41455
TVA_Transmission_2_PJM_ROR | TVA_Transmission | PJM_ROR | 2045 | B18 | 400 | 0 | 2000 | 2000 | 0 | 0 | 0 | 0 | 2.4096 | 0 | 0 | 0.72743 | 1.2437 | 0.41455
TVA_Transmission_2_PJM_ROR | TVA_Transmission | PJM_ROR | 2045 | B19 | 700 | 0 | 2000 | 2000 | 0 | 0 | 0 | 0 | 0.01187 | 0 | 0 | 0.0062709 | 1.2437 | 0.41455
TVA_Transmission_2_PJM_ROR | TVA_Transmission | PJM_ROR | 2045 | B20 | 935 | 0 | 2000 | 0 | 0 | 0 | 0 | 0 | 0 | 0 | 0 | 0 | 1.2437 | 0.41455
TVA_Transmission_2_PJM_ROR | TVA_Transmission | PJM_ROR | 2050 | B1 | 10 | 0 | 2000 | 1079.8 | 0 | 0 | 0 | 0 | 0 | 0 | 0 | 0 | 0.0089025 | 0.0029675
TVA_Transmission_2_PJM_ROR | TVA_Transmission | PJM_ROR | 2050 | B2 | 25 | 0 | 2000 | 1997.67 | 0 | 0 | 0 | 0 | 0 | 0 | 0 | 0 | 0.0089025 | 0.0029675
TVA_Transmission_2_PJM_ROR | TVA_Transmission | PJM_ROR | 2050 | B3 | 75 | 0 | 2000 | 0 | 0 | 0 | 0 | 0 | 0 | 0 | 0 | 0 | 0.0089025 | 0.0029675
TVA_Transmission_2_PJM_ROR | TVA_Transmission | PJM_ROR | 2050 | B4 | 100 | 0 | 2000 | 0 | 0 | 0 | 0 | 0 | 0 | 0 | 0 | 0 | 0.0089025 | 0.0029675
TVA_Transmission_2_PJM_ROR | TVA_Transmission | PJM_ROR | 2050 | B5 | 200 | 0 | 2000 | 0 | 0 | 0 | 0 | 0 | 0 | 0 | 0 | 0 | 0.0089025 | 0.0029675
TVA_Transmission_2_PJM_ROR | TVA_Transmission | PJM_ROR | 2050 | B6 | 300 | 0 | 2000 | 0 | 0 | 0 | 0 | 0 | 0 | 0 | 0 | 0 | 0.0089025 | 0.0029675
TVA_Transmission_2_PJM_ROR | TVA_Transmission | PJM_ROR | 2050 | B7 | 400 | 0 | 2000 | 0 | 0 | 0 | 0 | 0 | 0 | 0 | 0 | 0 | 0.0089025 | 0.0029675
TVA_Transmission_2_PJM_ROR | TVA_Transmission | PJM_ROR | 2050 | B8 | 500 | 0 | 2000 | 448.9 | 408.7 | 0 | 0 | 0 | 0 | 0 | 0 | 0 | 0.0089025 | 0.0029675
TVA_Transmission_2_PJM_ROR | TVA_Transmission | PJM_ROR | 2050 | B9 | 800 | 800 | 2000 | 1984.21 | 2000 | 2000 | 373.48 | 832.68 | 0 | 0.01187 | 0 | 0 | 0.0089025 | 0.0029675
TVA_Transmission_2_PJM_ROR | TVA_Transmission | PJM_ROR | 2050 | B10 | 1262 | 0 | 2000 | 0 | 259.56 | 0 | 0 | 0 | 0 | 0 | 0 | 0 | 0.0089025 | 0.0029675
TVA_Transmission_2_PJM_ROR | TVA_Transmission | PJM_ROR | 2050 | B11 | 25 | 0 | 2000 | 0 | 0 | 0 | 0 | 0 | 0 | 0 | 0 | 0 | 0.0089025 | 0.0029675
TVA_Transmission_2_PJM_ROR | TVA_Transmission | PJM_ROR | 2050 | B12 | 200 | 0 | 2000 | 0 | 0 | 0 | 0 | 0 | 0 | 0 | 0 | 0 | 0.0089025 | 0.0029675
TVA_Transmission_2_PJM_ROR | TVA_Transmission | PJM_ROR | 2050 | B13 | 600 | 0 | 2000 | 0 | 0 | 0 | 0 | 0 | 0 | 0 | 0 | 0 | 0.0089025 | 0.0029675
TVA_Transmission_2_PJM_ROR | TVA_Transmission | PJM_ROR | 2050 | B14 | 900 | 0 | 2000 | 0 | 0 | 0 | 0 | 0 | 0 | 0 | 0 | 0 | 0.0089025 | 0.0029675
TVA_Transmission_2_PJM_ROR | TVA_Transmission | PJM_ROR | 2050 | B15 | 1203 | 0 | 2000 | 0 | 0 | 0 | 0 | 0 | 0 | 0 | 0 | 0 | 0.0089025 | 0.0029675
TVA_Transmission_2_PJM_ROR | TVA_Transmission | PJM_ROR | 2050 | B16 | 25 | 0 | 2000 | 2000 | 0 | 0 | 0 | 0 | 0.01187 | 0 | 0 | 0.01187 | 0.0089025 | 0.0029675
TVA_Transmission_2_PJM_ROR | TVA_Transmission | PJM_ROR | 2050 | B17 | 100 | 0 | 2000 | 1094.42 | 0 | 0 | 0 | 0 | 0 | 0 | 0 | 0 | 0.0089025 | 0.0029675
TVA_Transmission_2_PJM_ROR | TVA_Transmission | PJM_ROR | 2050 | B18 | 400 | 0 | 2000 | 0 | 0 | 0 | 0 | 0 | 0 | 0 | 0 | 0 | 0.0089025 | 0.0029675
TVA_Transmission_2_PJM_ROR | TVA_Transmission | PJM_ROR | 2050 | B19 | 700 | 0 | 2000 | 0 | 0 | 0 | 0 | 0 | 0 | 0 | 0 | 0 | 0.0089025 | 0.0029675
TVA_Transmission_2_PJM_ROR | TVA_Transmission | PJM_ROR | 2050 | B20 | 935 | 0 | 2000 | 0 | 0 | 0 | 0 | 0 | 0 | 0 | 0 | 0 | 0.0089025 | 0.0029675
TVA_Transmission_2_SOCO | TVA_Transmission | SOCO | 2015 | B1 | 10 | 0 | 3200 | 0 | 0 | 0 | 0 | 0 | 0 | 0 | 0 | 0 | 0 | 0
TVA_Transmission_2_SOCO | TVA_Transmission | SOCO | 2015 | B2 | 25 | 0 | 3200 | 0 | 0 | 0 | 0 | 0 | 0 | 0 | 0 | 0 | 0 | 0
TVA_Transmission_2_SOCO | TVA_Transmission | SOCO | 2015 | B3 | 75 | 0 | 3200 | 0 | 0 | 0 | 0 | 0 | 0 | 0 | 0 | 0 | 0 | 0
TVA_Transmission_2_SOCO | TVA_Transmission | SOCO | 2015 | B4 | 100 | 0 | 3200 | 0 | 0 | 0 | 0 | 0 | 0 | 0 | 0 | 0 | 0 | 0
TVA_Transmission_2_SOCO | TVA_Transmission | SOCO | 2015 | B5 | 200 | 0 | 3200 | 661.73 | 0 | 0 | 0 | 0 | 0 | 0 | 0 | 0 | 0 | 0
TVA_Transmission_2_SOCO | TVA_Transmission | SOCO | 2015 | B6 | 300 | 0 | 3200 | 0 | 0 | 0 | 0 | 0 | 0 | 0 | 0 | 0 | 0 | 0
TVA_Transmission_2_SOCO | TVA_Transmission | SOCO | 2015 | B7 | 400 | 0 | 3200 | 0 | 0 | 0 | 0 | 0 | 0 | 0 | 0 | 0 | 0 | 0
TVA_Transmission_2_SOCO | TVA_Transmission | SOCO | 2015 | B8 | 500 | 0 | 3200 | 0 | 0 | 0 | 0 | 0 | 0 | 0 | 0 | 0 | 0 | 0
TVA_Transmission_2_SOCO | TVA_Transmission | SOCO | 2015 | B9 | 800 | 0 | 3200 | 0 | 0 | 0 | 0 | 0 | 0 | 0 | 0 | 0 | 0 | 0
TVA_Transmission_2_SOCO | TVA_Transmission | SOCO | 2015 | B10 | 1262 | 0 | 3200 | 0 | 0 | 0 | 0 | 0 | 0 | 0 | 0 | 0 | 0 | 0
TVA_Transmission_2_SOCO | TVA_Transmission | SOCO | 2015 | B11 | 25 | 0 | 3200 | 0 | 0 | 0 | 0 | 0 | 0 | 0 | 0 | 0 | 0 | 0
TVA_Transmission_2_SOCO | TVA_Transmission | SOCO | 2015 | B12 | 200 | 0 | 3200 | 0 | 0 | 0 | 0 | 0 | 0 | 0 | 0 | 0 | 0 | 0
TVA_Transmission_2_SOCO | TVA_Transmission | SOCO | 2015 | B13 | 600 | 0 | 3200 | 0 | 0 | 0 | 0 | 0 | 0 | 0 | 0 | 0 | 0 | 0
TVA_Transmission_2_SOCO | TVA_Transmission | SOCO | 2015 | B14 | 900 | 0 | 3200 | 0 | 0 | 0 | 0 | 0 | 0 | 0 | 0 | 0 | 0 | 0
TVA_Transmission_2_SOCO | TVA_Transmission | SOCO | 2015 | B15 | 1203 | 0 | 3200 | 0 | 0 | 0 | 0 | 0 | 0 | 0 | 0 | 0 | 0 | 0
TVA_Transmission_2_SOCO | TVA_Transmission | SOCO | 2015 | B16 | 25 | 0 | 3200 | 0 | 0 | 0 | 0 | 0 | 0 | 0 | 0 | 0 | 0 | 0
TVA_Transmission_2_SOCO | TVA_Transmission | SOCO | 2015 | B17 | 100 | 0 | 3200 | 0 | 0 | 0 | 0 | 0 | 0 | 0 | 0 | 0 | 0 | 0
TVA_Transmission_2_SOCO | TVA_Transmission | SOCO | 2015 | B18 | 400 | 0 | 3200 | 0 | 0 | 0 | 0 | 0 | 0 | 0 | 0 | 0 | 0 | 0
TVA_Transmission_2_SOCO | TVA_Transmission | SOCO | 2015 | B19 | 700 | 0 | 3200 | 0 | 0 | 0 | 0 | 0 | 0 | 0 | 0 | 0 | 0 | 0
TVA_Transmission_2_SOCO | TVA_Transmission | SOCO | 2015 | B20 | 935 | 0 | 3200 | 0 | 0 | 0 | 0 | 0 | 0 | 0 | 0 | 0 | 0 | 0
TVA_Transmission_2_SOCO | TVA_Transmission | SOCO | 2020 | B1 | 10 | 0 | 3200 | 2460.95 | 0 | 0 | 0 | 0 | 0 | 0 | 0 | 0 | 5.662 | 1.8873
TVA_Transmission_2_SOCO | TVA_Transmission | SOCO | 2020 | B2 | 25 | 0 | 3200 | 0 | 0 | 0 | 0 | 0 | 0 | 0 | 0 | 0 | 5.662 | 1.8873
TVA_Transmission_2_SOCO | TVA_Transmission | SOCO | 2020 | B3 | 75 | 0 | 3200 | 0 | 0 | 0 | 0 | 0 | 0 | 0 | 0 | 0 | 5.662 | 1.8873
TVA_Transmission_2_SOCO | TVA_Transmission | SOCO | 2020 | B4 | 100 | 0 | 3200 | 0 | 0 | 0 | 0 | 0 | 0 | 0 | 0 | 0 | 5.662 | 1.8873
TVA_Transmission_2_SOCO | TVA_Transmission | SOCO | 2020 | B5 | 200 | 0 | 3200 | 0 | 0 | 0 | 0 | 0 | 0 | 0 | 0 | 0 | 5.662 | 1.8873
TVA_Transmission_2_SOCO | TVA_Transmission | SOCO | 2020 | B6 | 300 | 0 | 3200 | 2386.55 | 3200 | 0 | 0 | 0 | 0 | 2.742 | 0 | 0 | 5.662 | 1.8873
TVA_Transmission_2_SOCO | TVA_Transmission | SOCO | 2020 | B7 | 400 | 0 | 3200 | 3200 | 3200 | 0 | 0 | 0 | 7.5493 | 2.742 | 0 | 7.5493 | 5.662 | 1.8873
TVA_Transmission_2_SOCO | TVA_Transmission | SOCO | 2020 | B8 | 500 | 0 | 3200 | 1294.58 | 1381.71 | 0 | 0 | 0 | 0 | 0 | 0 | 0 | 5.662 | 1.8873
TVA_Transmission_2_SOCO | TVA_Transmission | SOCO | 2020 | B9 | 800 | 0 | 3200 | 0 | 0 | 0 | 0 | 0 | 0 | 0 | 0 | 0 | 5.662 | 1.8873
TVA_Transmission_2_SOCO | TVA_Transmission | SOCO | 2020 | B10 | 1262 | 0 | 3200 | 0 | 0 | 0 | 0 | 0 | 0 | 0 | 0 | 0 | 5.662 | 1.8873
TVA_Transmission_2_SOCO | TVA_Transmission | SOCO | 2020 | B11 | 25 | 0 | 3200 | 768.91 | 3117.46 | 0 | 0 | 0 | 0 | 0 | 0 | 0 | 5.662 | 1.8873
TVA_Transmission_2_SOCO | TVA_Transmission | SOCO | 2020 | B12 | 200 | 0 | 3200 | 0 | 0 | 0 | 0 | 0 | 0 | 0 | 0 | 0 | 5.662 | 1.8873
TVA_Transmission_2_SOCO | TVA_Transmission | SOCO | 2020 | B13 | 600 | 0 | 3200 | 0 | 0 | 0 | 0 | 0 | 0 | 0 | 0 | 0 | 5.662 | 1.8873
TVA_Transmission_2_SOCO | TVA_Transmission | SOCO | 2020 | B14 | 900 | 0 | 3200 | 0 | 0 | 0 | 0 | 0 | 0 | 0 | 0 | 0 | 5.662 | 1.8873
TVA_Transmission_2_SOCO | TVA_Transmission | SOCO | 2020 | B15 | 1203 | 0 | 3200 | 0 | 0 | 0 | 0 | 0 | 0 | 0 | 0 | 0 | 5.662 | 1.8873
TVA_Transmission_2_SOCO | TVA_Transmission | SOCO | 2020 | B16 | 25 | 0 | 3200 | 832.19 | 0 | 0 | 0 | 0 | 0 | 0 | 0 | 0 | 5.662 | 1.8873
TVA_Transmission_2_SOCO | TVA_Transmission | SOCO | 2020 | B17 | 100 | 0 | 3200 | 0 | 0 | 0 | 0 | 0 | 0 | 0 | 0 | 0 | 5.662 | 1.8873
TVA_Transmission_2_SOCO | TVA_Transmission | SOCO | 2020 | B18 | 400 | 0 | 3200 | 0 | 0 | 0 | 0 | 0 | 0 | 0 | 0 | 0 | 5.662 | 1.8873
TVA_Transmission_2_SOCO | TVA_Transmission | SOCO | 2020 | B19 | 700 | 0 | 3200 | 0 | 0 | 0 | 0 | 0 | 0 | 0 | 0 | 0 | 5.662 | 1.8873
TVA_Transmission_2_SOCO | TVA_Transmission | SOCO | 2020 | B20 | 935 | 0 | 3200 | 0 | 0 | 0 | 0 | 0 | 0 | 0 | 0 | 0 | 5.662 | 1.8873
TVA_Transmission_2_SOCO | TVA_Transmission | SOCO | 2025 | B1 | 10 | 0 | 3200 | 75.19 | 0 | 0 | 0 | 0 | 0 | 0 | 0 | 0 | 0.0089025 | 0.0029675
TVA_Transmission_2_SOCO | TVA_Transmission | SOCO | 2025 | B2 | 25 | 0 | 3200 | 0 | 2220.25 | 0 | 0 | 0 | 0 | 0 | 0 | 0 | 0.0089025 | 0.0029675
TVA_Transmission_2_SOCO | TVA_Transmission | SOCO | 2025 | B3 | 75 | 75 | 3200 | 0 | 3200 | 0 | 498.32 | 0 | 0 | 0.01187 | 0 | 0 | 0.0089025 | 0.0029675
TVA_Transmission_2_SOCO | TVA_Transmission | SOCO | 2025 | B4 | 100 | 0 | 3200 | 0 | 134.43 | 0 | 0 | 0 | 0 | 0 | 0 | 0 | 0.0089025 | 0.0029675
TVA_Transmission_2_SOCO | TVA_Transmission | SOCO | 2025 | B5 | 200 | 0 | 3200 | 0 | 0 | 0 | 0 | 0 | 0 | 0 | 0 | 0 | 0.0089025 | 0.0029675
TVA_Transmission_2_SOCO | TVA_Transmission | SOCO | 2025 | B6 | 300 | 0 | 3200 | 0 | 477.52 | 0 | 0 | 0 | 0 | 0 | 0 | 0 | 0.0089025 | 0.0029675
TVA_Transmission_2_SOCO | TVA_Transmission | SOCO | 2025 | B7 | 400 | 0 | 3200 | 2068.77 | 2786.64 | 0 | 0 | 0 | 0 | 0 | 0 | 0 | 0.0089025 | 0.0029675
TVA_Transmission_2_SOCO | TVA_Transmission | SOCO | 2025 | B8 | 500 | 0 | 3200 | 0 | 0 | 0 | 0 | 0 | 0 | 0 | 0 | 0 | 0.0089025 | 0.0029675
TVA_Transmission_2_SOCO | TVA_Transmission | SOCO | 2025 | B9 | 800 | 0 | 3200 | 0 | 0 | 0 | 0 | 0 | 0 | 0 | 0 | 0 | 0.0089025 | 0.0029675
TVA_Transmission_2_SOCO | TVA_Transmission | SOCO | 2025 | B10 | 1262 | 0 | 3200 | 0 | 0 | 0 | 0 | 0 | 0 | 0 | 0 | 0 | 0.0089025 | 0.0029675
TVA_Transmission_2_SOCO | TVA_Transmission | SOCO | 2025 | B11 | 25 | 0 | 3200 | 3200 | 2329.84 | 0 | 0 | 0 | 0.01187 | 0 | 0 | 0.01187 | 0.0089025 | 0.0029675
TVA_Transmission_2_SOCO | TVA_Transmission | SOCO | 2025 | B12 | 200 | 0 | 3200 | 0 | 0 | 0 | 0 | 0 | 0 | 0 | 0 | 0 | 0.0089025 | 0.0029675
TVA_Transmission_2_SOCO | TVA_Transmission | SOCO | 2025 | B13 | 600 | 0 | 3200 | 0 | 0 | 0 | 0 | 0 | 0 | 0 | 0 | 0 | 0.0089025 | 0.0029675
TVA_Transmission_2_SOCO | TVA_Transmission | SOCO | 2025 | B14 | 900 | 0 | 3200 | 0 | 0 | 0 | 0 | 0 | 0 | 0 | 0 | 0 | 0.0089025 | 0.0029675
TVA_Transmission_2_SOCO | TVA_Transmission | SOCO | 2025 | B15 | 1203 | 0 | 3200 | 0 | 0 | 0 | 0 | 0 | 0 | 0 | 0 | 0 | 0.0089025 | 0.0029675
TVA_Transmission_2_SOCO | TVA_Transmission | SOCO | 2025 | B16 | 25 | 0 | 3200 | 3196.3 | 0 | 0 | 0 | 0 | 0 | 0 | 0 | 0 | 0.0089025 | 0.0029675
TVA_Transmission_2_SOCO | TVA_Transmission | SOCO | 2025 | B17 | 100 | 0 | 3200 | 0 | 0 | 0 | 0 | 0 | 0 | 0 | 0 | 0 | 0.0089025 | 0.0029675
TVA_Transmission_2_SOCO | TVA_Transmission | SOCO | 2025 | B18 | 400 | 0 | 3200 | 0 | 0 | 0 | 0 | 0 | 0 | 0 | 0 | 0 | 0.0089025 | 0.0029675
TVA_Transmission_2_SOCO | TVA_Transmission | SOCO | 2025 | B19 | 700 | 0 | 3200 | 0 | 0 | 0 | 0 | 0 | 0 | 0 | 0 | 0 | 0.0089025 | 0.0029675
TVA_Transmission_2_SOCO | TVA_Transmission | SOCO | 2025 | B20 | 935 | 0 | 3200 | 0 | 0 | 0 | 0 | 0 | 0 | 0 | 0 | 0 | 0.0089025 | 0.0029675
TVA_Transmission_2_SOCO | TVA_Transmission | SOCO | 2030 | B1 | 10 | 0 | 3200 | 457.05 | 0 | 0 | 0 | 0 | 0 | 0 | 0 | 0 | 0 | 0
TVA_Transmission_2_SOCO | TVA_Transmission | SOCO | 2030 | B2 | 25 | 0 | 3200 | 0 | 0 | 0 | 0 | 0 | 0 | 0 | 0 | 0 | 0 | 0
TVA_Transmission_2_SOCO | TVA_Transmission | SOCO | 2030 | B3 | 75 | 0 | 3200 | 0 | 829.59 | 0 | 0 | 0 | 0 | 0 | 0 | 0 | 0 | 0
TVA_Transmission_2_SOCO | TVA_Transmission | SOCO | 2030 | B4 | 100 | 0 | 3200 | 0 | 0 | 0 | 0 | 0 | 0 | 0 | 0 | 0 | 0 | 0
TVA_Transmission_2_SOCO | TVA_Transmission | SOCO | 2030 | B5 | 200 | 0 | 3200 | 0 | 0 | 0 | 0 | 0 | 0 | 0 | 0 | 0 | 0 | 0
TVA_Transmission_2_SOCO | TVA_Transmission | SOCO | 2030 | B6 | 300 | 0 | 3200 | 0 | 0 | 0 | 0 | 0 | 0 | 0 | 0 | 0 | 0 | 0
TVA_Transmission_2_SOCO | TVA_Transmission | SOCO | 2030 | B7 | 400 | 0 | 3200 | 0 | 0 | 0 | 0 | 0 | 0 | 0 | 0 | 0 | 0 | 0
TVA_Transmission_2_SOCO | TVA_Transmission | SOCO | 2030 | B8 | 500 | 0 | 3200 | 0 | 0 | 0 | 0 | 0 | 0 | 0 | 0 | 0 | 0 | 0
TVA_Transmission_2_SOCO | TVA_Transmission | SOCO | 2030 | B9 | 800 | 0 | 3200 | 0 | 0 | 0 | 0 | 0 | 0 | 0 | 0 | 0 | 0 | 0
TVA_Transmission_2_SOCO | TVA_Transmission | SOCO | 2030 | B10 | 1262 | 0 | 3200 | 0 | 0 | 0 | 0 | 0 | 0 | 0 | 0 | 0 | 0 | 0
TVA_Transmission_2_SOCO | TVA_Transmission | SOCO | 2030 | B11 | 25 | 0 | 3200 | 0 | 0 | 0 | 0 | 0 | 0 | 0 | 0 | 0 | 0 | 0
TVA_Transmission_2_SOCO | TVA_Transmission | SOCO | 2030 | B12 | 200 | 0 | 3200 | 0 | 0 | 0 | 0 | 0 | 0 | 0 | 0 | 0 | 0 | 0
TVA_Transmission_2_SOCO | TVA_Transmission | SOCO | 2030 | B13 | 600 | 0 | 3200 | 0 | 0 | 0 | 0 | 0 | 0 | 0 | 0 | 0 | 0 | 0
TVA_Transmission_2_SOCO | TVA_Transmission | SOCO | 2030 | B14 | 900 | 0 | 3200 | 0 | 0 | 0 | 0 | 0 | 0 | 0 | 0 | 0 | 0 | 0
TVA_Transmission_2_SOCO | TVA_Transmission | SOCO | 2030 | B15 | 1203 | 0 | 3200 | 0 | 0 | 0 | 0 | 0 | 0 | 0 | 0 | 0 | 0 | 0
TVA_Transmission_2_SOCO | TVA_Transmission | SOCO | 2030 | B16 | 25 | 0 | 3200 | 0 | 0 | 0 | 0 | 0 | 0 | 0 | 0 | 0 | 0 | 0
TVA_Transmission_2_SOCO | TVA_Transmission | SOCO | 2030 | B17 | 100 | 0 | 3200 | 0 | 0 | 0 | 0 | 0 | 0 | 0 | 0 | 0 | 0 | 0
TVA_Transmission_2_SOCO | TVA_Transmission | SOCO | 2030 | B18 | 400 | 0 | 3200 | 0 | 0 | 0 | 0 | 0 | 0 | 0 | 0 | 0 | 0 | 0
TVA_Transmission_2_SOCO | TVA_Transmission | SOCO | 2030 | B19 | 700 | 0 | 3200 | 0 | 0 | 0 | 0 | 0 | 0 | 0 | 0 | 0 | 0 | 0
TVA_Transmission_2_SOCO | TVA_Transmission | SOCO | 2030 | B20 | 935 | 0 | 3200 | 0 | 0 | 0 | 0 | 0 | 0 | 0 | 0 | 0 | 0 | 0
TVA_Transmission_2_SOCO | TVA_Transmission | SOCO | 2035 | B1 | 10 | 0 | 3200 | 828.63 | 0 | 0 | 0 | 0 | 0 | 0 | 0 | 0 | 0 | 0
TVA_Transmission_2_SOCO | TVA_Transmission | SOCO | 2035 | B2 | 25 | 0 | 3200 | 1732.14 | 0 | 0 | 0 | 0 | 0 | 0 | 0 | 0 | 0 | 0
TVA_Transmission_2_SOCO | TVA_Transmission | SOCO | 2035 | B3 | 75 | 0 | 3200 | 0 | 456.08 | 0 | 0 | 0 | 0 | 0 | 0 | 0 | 0 | 0
TVA_Transmission_2_SOCO | TVA_Transmission | SOCO | 2035 | B4 | 100 | 0 | 3200 | 0 | 0 | 0 | 0 | 0 | 0 | 0 | 0 | 0 | 0 | 0
TVA_Transmission_2_SOCO | TVA_Transmission | SOCO | 2035 | B5 | 200 | 0 | 3200 | 0 | 2229.95 | 0 | 0 | 0 | 0 | 0 | 0 | 0 | 0 | 0
TVA_Transmission_2_SOCO | TVA_Transmission | SOCO | 2035 | B6 | 300 | 0 | 3200 | 0 | 0 | 0 | 0 | 0 | 0 | 0 | 0 | 0 | 0 | 0
TVA_Transmission_2_SOCO | TVA_Transmission | SOCO | 2035 | B7 | 400 | 0 | 3200 | 0 | 0 | 360.1 | 0 | 0 | 0 | 0 | 0 | 0 | 0 | 0
TVA_Transmission_2_SOCO | TVA_Transmission | SOCO | 2035 | B8 | 500 | 0 | 3200 | 0 | 0 | 0 | 0 | 0 | 0 | 0 | 0 | 0 | 0 | 0
TVA_Transmission_2_SOCO | TVA_Transmission | SOCO | 2035 | B9 | 800 | 0 | 3200 | 0 | 0 | 0 | 0 | 0 | 0 | 0 | 0 | 0 | 0 | 0
TVA_Transmission_2_SOCO | TVA_Transmission | SOCO | 2035 | B10 | 1262 | 0 | 3200 | 0 | 0 | 0 | 0 | 0 | 0 | 0 | 0 | 0 | 0 | 0
TVA_Transmission_2_SOCO | TVA_Transmission | SOCO | 2035 | B11 | 25 | 0 | 3200 | 0 | 516.56 | 0 | 0 | 0 | 0 | 0 | 0 | 0 | 0 | 0
TVA_Transmission_2_SOCO | TVA_Transmission | SOCO | 2035 | B12 | 200 | 0 | 3200 | 0 | 0 | 0 | 0 | 0 | 0 | 0 | 0 | 0 | 0 | 0
TVA_Transmission_2_SOCO | TVA_Transmission | SOCO | 2035 | B13 | 600 | 0 | 3200 | 0 | 0 | 0 | 0 | 0 | 0 | 0 | 0 | 0 | 0 | 0
TVA_Transmission_2_SOCO | TVA_Transmission | SOCO | 2035 | B14 | 900 | 0 | 3200 | 0 | 0 | 0 | 0 | 0 | 0 | 0 | 0 | 0 | 0 | 0
TVA_Transmission_2_SOCO | TVA_Transmission | SOCO | 2035 | B15 | 1203 | 0 | 3200 | 0 | 0 | 0 | 0 | 0 | 0 | 0 | 0 | 0 | 0 | 0
TVA_Transmission_2_SOCO | TVA_Transmission | SOCO | 2035 | B16 | 25 | 0 | 3200 | 0 | 0 | 0 | 0 | 0 | 0 | 0 | 0 | 0 | 0 | 0
TVA_Transmission_2_SOCO | TVA_Transmission | SOCO | 2035 | B17 | 100 | 0 | 3200 | 0 | 0 | 0 | 0 | 0 | 0 | 0 | 0 | 0 | 0 | 0
TVA_Transmission_2_SOCO | TVA_Transmission | SOCO | 2035 | B18 | 400 | 0 | 3200 | 0 | 0 | 0 | 0 | 0 | 0 | 0 | 0 | 0 | 0 | 0
TVA_Transmission_2_SOCO | TVA_Transmission | SOCO | 2035 | B19 | 700 | 0 | 3200 | 0 | 0 | 0 | 0 | 0 | 0 | 0 | 0 | 0 | 0 | 0
TVA_Transmission_2_SOCO | TVA_Transmission | SOCO | 2035 | B20 | 935 | 0 | 3200 | 0 | 0 | 0 | 0 | 0 | 0 | 0 | 0 | 0 | 0 | 0
TVA_Transmission_2_SOCO | TVA_Transmission | SOCO | 2040 | B1 | 10 | 10 | 3200 | 1777.74 | 3199.99 | 0 | 13472.96 | 0 | 0 | 0.01187 | 0 | 0 | 0.0089025 | 0.0029675
TVA_Transmission_2_SOCO | TVA_Transmission | SOCO | 2040 | B2 | 25 | 25 | 3200 | 743.03 | 3200 | 0 | 9573.01 | 0 | 0 | 0.01187 | 0 | 0 | 0.0089025 | 0.0029675
TVA_Transmission_2_SOCO | TVA_Transmission | SOCO | 2040 | B3 | 75 | 75 | 3200 | 983 | 3200 | 170.45 | 4259.62 | 0 | 0 | 0.01187 | 0 | 0 | 0.0089025 | 0.0029675
TVA_Transmission_2_SOCO | TVA_Transmission | SOCO | 2040 | B4 | 100 | 100 | 3200 | 0 | 3200 | 907.19 | 1664.41 | 0 | 0 | 0.01187 | 0 | 0 | 0.0089025 | 0.0029675
TVA_Transmission_2_SOCO | TVA_Transmission | SOCO | 2040 | B5 | 200 | 200 | 3200 | 0 | 3200 | 1768.49 | 2016.29 | 0 | 0 | 0.01187 | 0 | 0 | 0.0089025 | 0.0029675
TVA_Transmission_2_SOCO | TVA_Transmission | SOCO | 2040 | B6 | 300 | 0 | 3200 | 0 | 2418.65 | 820.96 | 0 | 0 | 0 | 0 | 0 | 0 | 0.0089025 | 0.0029675
TVA_Transmission_2_SOCO | TVA_Transmission | SOCO | 2040 | B7 | 400 | 0 | 3200 | 723.68 | 2390.71 | 1352.19 | 0 | 0 | 0 | 0 | 0 | 0 | 0.0089025 | 0.0029675
TVA_Transmission_2_SOCO | TVA_Transmission | SOCO | 2040 | B8 | 500 | 0 | 3200 | 0 | 1863.4 | 269.92 | 0 | 0 | 0 | 0 | 0 | 0 | 0.0089025 | 0.0029675
TVA_Transmission_2_SOCO | TVA_Transmission | SOCO | 2040 | B9 | 800 | 0 | 3200 | 0 | 0 | 0 | 0 | 0 | 0 | 0 | 0 | 0 | 0.0089025 | 0.0029675
TVA_Transmission_2_SOCO | TVA_Transmission | SOCO | 2040 | B10 | 1262 | 0 | 3200 | 0 | 0 | 0 | 0 | 0 | 0 | 0 | 0 | 0 | 0.0089025 | 0.0029675
TVA_Transmission_2_SOCO | TVA_Transmission | SOCO | 2040 | B11 | 25 | 25 | 3200 | 3200 | 3200 | 1749.35 | 617.38 | 0 | 0.01187 | 0.01187 | 0 | 0.01187 | 0.0089025 | 0.0029675
TVA_Transmission_2_SOCO | TVA_Transmission | SOCO | 2040 | B12 | 200 | 0 | 3200 | 0 | 0 | 0 | 0 | 0 | 0 | 0 | 0 | 0 | 0.0089025 | 0.0029675
TVA_Transmission_2_SOCO | TVA_Transmission | SOCO | 2040 | B13 | 600 | 0 | 3200 | 0 | 0 | 0 | 0 | 0 | 0 | 0 | 0 | 0 | 0.0089025 | 0.0029675
TVA_Transmission_2_SOCO | TVA_Transmission | SOCO | 2040 | B14 | 900 | 0 | 3200 | 0 | 0 | 0 | 0 | 0 | 0 | 0 | 0 | 0 | 0.0089025 | 0.0029675
TVA_Transmission_2_SOCO | TVA_Transmission | SOCO | 2040 | B15 | 1203 | 0 | 3200 | 0 | 0 | 0 | 0 | 0 | 0 | 0 | 0 | 0 | 0.0089025 | 0.0029675
TVA_Transmission_2_SOCO | TVA_Transmission | SOCO | 2040 | B16 | 25 | 0 | 3200 | 2539.73 | 2978.39 | 0 | 0 | 0 | 0 | 0 | 0 | 0 | 0.0089025 | 0.0029675
TVA_Transmission_2_SOCO | TVA_Transmission | SOCO | 2040 | B17 | 100 | 0 | 3200 | 0 | 0 | 0 | 0 | 0 | 0 | 0 | 0 | 0 | 0.0089025 | 0.0029675
TVA_Transmission_2_SOCO | TVA_Transmission | SOCO | 2040 | B18 | 400 | 0 | 3200 | 0 | 0 | 0 | 0 | 0 | 0 | 0 | 0 | 0 | 0.0089025 | 0.0029675
TVA_Transmission_2_SOCO | TVA_Transmission | SOCO | 2040 | B19 | 700 | 0 | 3200 | 0 | 0 | 0 | 0 | 0 | 0 | 0 | 0 | 0 | 0.0089025 | 0.0029675
TVA_Transmission_2_SOCO | TVA_Transmission | SOCO | 2040 | B20 | 935 | 0 | 3200 | 0 | 0 | 0 | 0 | 0 | 0 | 0 | 0 | 0 | 0.0089025 | 0.0029675
TVA_Transmission_2_SOCO | TVA_Transmission | SOCO | 2045 | B1 | 10 | 10 | 3200 | 717.56 | 3200 | 0 | 11150.08 | 0 | 0 | 0.01187 | 0 | 0 | 0 | 0
TVA_Transmission_2_SOCO | TVA_Transmission | SOCO | 2045 | B2 | 25 | 25 | 3200 | 913.69 | 3200 | 0 | 7230.8 | 0 | 0 | 0.01187 | 0 | 0 | 0 | 0
TVA_Transmission_2_SOCO | TVA_Transmission | SOCO | 2045 | B3 | 75 | 75 | 3200 | 0 | 3200 | 20.4 | 4185.7 | 0 | 0 | 0.01187 | 0 | 0 | 0 | 0
TVA_Transmission_2_SOCO | TVA_Transmission | SOCO | 2045 | B4 | 100 | 100 | 3200 | 0 | 3200 | 636.51 | 52.06 | 0 | 0 | 0.01187 | 0 | 0 | 0 | 0
TVA_Transmission_2_SOCO | TVA_Transmission | SOCO | 2045 | B5 | 200 | 0 | 3200 | 0 | 288.57 | 100.75 | 0 | 0 | 0 | 0 | 0 | 0 | 0 | 0
TVA_Transmission_2_SOCO | TVA_Transmission | SOCO | 2045 | B6 | 300 | 0 | 3200 | 0 | 0 | 204.22 | 0 | 0 | 0 | 0 | 0 | 0 | 0 | 0
TVA_Transmission_2_SOCO | TVA_Transmission | SOCO | 2045 | B7 | 400 | 0 | 3200 | 0 | 0 | 0 | 0 | 0 | 0 | 0 | 0 | 0 | 0 | 0
TVA_Transmission_2_SOCO | TVA_Transmission | SOCO | 2045 | B8 | 500 | 0 | 3200 | 0 | 0 | 0 | 0 | 0 | 0 | 0 | 0 | 0 | 0 | 0
TVA_Transmission_2_SOCO | TVA_Transmission | SOCO | 2045 | B9 | 800 | 0 | 3200 | 0 | 0 | 0 | 0 | 0 | 0 | 0 | 0 | 0 | 0 | 0
TVA_Transmission_2_SOCO | TVA_Transmission | SOCO | 2045 | B10 | 1262 | 0 | 3200 | 0 | 0 | 0 | 0 | 0 | 0 | 0 | 0 | 0 | 0 | 0
TVA_Transmission_2_SOCO | TVA_Transmission | SOCO | 2045 | B11 | 25 | 0 | 3200 | 0 | 0 | 0 | 0 | 0 | 0 | 0 | 0 | 0 | 0 | 0
TVA_Transmission_2_SOCO | TVA_Transmission | SOCO | 2045 | B12 | 200 | 0 | 3200 | 0 | 0 | 0 | 0 | 0 | 0 | 0 | 0 | 0 | 0 | 0
TVA_Transmission_2_SOCO | TVA_Transmission | SOCO | 2045 | B13 | 600 | 0 | 3200 | 0 | 0 | 0 | 0 | 0 | 0 | 0 | 0 | 0 | 0 | 0
TVA_Transmission_2_SOCO | TVA_Transmission | SOCO | 2045 | B14 | 900 | 0 | 3200 | 0 | 1549.41 | 0 | 0 | 0 | 0 | 0 | 0 | 0 | 0 | 0
TVA_Transmission_2_SOCO | TVA_Transmission | SOCO | 2045 | B15 | 1203 | 0 | 3200 | 0 | 0 | 0 | 0 | 0 | 0 | 0 | 0 | 0 | 0 | 0
TVA_Transmission_2_SOCO | TVA_Transmission | SOCO | 2045 | B16 | 25 | 25 | 3200 | 2650.73 | 3200 | 0 | 3906.2 | 0 | 0 | 0.01187 | 0 | 0 | 0 | 0
TVA_Transmission_2_SOCO | TVA_Transmission | SOCO | 2045 | B17 | 100 | 100 | 3200 | 0 | 3200 | 0 | 416.01 | 0 | 0 | 0.01187 | 0 | 0 | 0 | 0
TVA_Transmission_2_SOCO | TVA_Transmission | SOCO | 2045 | B18 | 400 | 0 | 3200 | 0 | 0 | 0 | 0 | 0 | 0 | 0 | 0 | 0 | 0 | 0
TVA_Transmission_2_SOCO | TVA_Transmission | SOCO | 2045 | B19 | 700 | 0 | 3200 | 0 | 0 | 0 | 0 | 0 | 0 | 0 | 0 | 0 | 0 | 0
TVA_Transmission_2_SOCO | TVA_Transmission | SOCO | 2045 | B20 | 935 | 0 | 3200 | 0 | 0 | 0 | 0 | 0 | 0 | 0 | 0 | 0 | 0 | 0
TVA_Transmission_2_SOCO | TVA_Transmission | SOCO | 2050 | B1 | 10 | 0 | 3200 | 1120.28 | 3200 | 0 | 0 | 0 | 0 | 1.0327 | 0 | 0 | 1.5935 | 0.53118
TVA_Transmission_2_SOCO | TVA_Transmission | SOCO | 2050 | B2 | 25 | 0 | 3200 | 456.37 | 3200 | 0 | 0 | 0 | 0 | 0.61724 | 0 | 0 | 1.5935 | 0.53118
TVA_Transmission_2_SOCO | TVA_Transmission | SOCO | 2050 | B3 | 75 | 0 | 3200 | 1612.95 | 2955.71 | 715.87 | 0 | 0 | 0 | 0 | 0 | 0 | 1.5935 | 0.53118
TVA_Transmission_2_SOCO | TVA_Transmission | SOCO | 2050 | B4 | 100 | 0 | 3200 | 0 | 45.1 | 0 | 0 | 0 | 0 | 0 | 0 | 0 | 1.5935 | 0.53118
TVA_Transmission_2_SOCO | TVA_Transmission | SOCO | 2050 | B5 | 200 | 0 | 3200 | 0 | 0 | 0 | 0 | 0 | 0 | 0 | 0 | 0 | 1.5935 | 0.53118
TVA_Transmission_2_SOCO | TVA_Transmission | SOCO | 2050 | B6 | 300 | 0 | 3200 | 0 | 0 | 0 | 0 | 0 | 0 | 0 | 0 | 0 | 1.5935 | 0.53118
TVA_Transmission_2_SOCO | TVA_Transmission | SOCO | 2050 | B7 | 400 | 0 | 3200 | 0 | 0 | 0 | 0 | 0 | 0 | 0 | 0 | 0 | 1.5935 | 0.53118
TVA_Transmission_2_SOCO | TVA_Transmission | SOCO | 2050 | B8 | 500 | 0 | 3200 | 0 | 0 | 0 | 0 | 0 | 0 | 0 | 0 | 0 | 1.5935 | 0.53118
TVA_Transmission_2_SOCO | TVA_Transmission | SOCO | 2050 | B9 | 800 | 0 | 3200 | 0 | 0 | 0 | 0 | 0 | 0 | 0 | 0 | 0 | 1.5935 | 0.53118
TVA_Transmission_2_SOCO | TVA_Transmission | SOCO | 2050 | B10 | 1262 | 0 | 3200 | 0 | 0 | 0 | 0 | 0 | 0 | 0 | 0 | 0 | 1.5935 | 0.53118
TVA_Transmission_2_SOCO | TVA_Transmission | SOCO | 2050 | B11 | 25 | 0 | 3200 | 732.2 | 0 | 0 | 0 | 0 | 0 | 0 | 0 | 0 | 1.5935 | 0.53118
TVA_Transmission_2_SOCO | TVA_Transmission | SOCO | 2050 | B12 | 200 | 0 | 3200 | 0 | 1294.87 | 0 | 0 | 0 | 0 | 0 | 0 | 0 | 1.5935 | 0.53118
TVA_Transmission_2_SOCO | TVA_Transmission | SOCO | 2050 | B13 | 600 | 0 | 3200 | 0 | 730.21 | 0 | 0 | 0 | 0 | 0 | 0 | 0 | 1.5935 | 0.53118
TVA_Transmission_2_SOCO | TVA_Transmission | SOCO | 2050 | B14 | 900 | 0 | 3200 | 0 | 994.69 | 0 | 0 | 0 | 0 | 0 | 0 | 0 | 1.5935 | 0.53118
TVA_Transmission_2_SOCO | TVA_Transmission | SOCO | 2050 | B15 | 1203 | 0 | 3200 | 0 | 0 | 0 | 0 | 0 | 0 | 0 | 0 | 0 | 1.5935 | 0.53118
TVA_Transmission_2_SOCO | TVA_Transmission | SOCO | 2050 | B16 | 25 | 25 | 3200 | 3200 | 3200 | 0 | 2010.9 | 0 | 2.1247 | 1.5906 | 0 | 2.1247 | 1.5935 | 0.53118
TVA_Transmission_2_SOCO | TVA_Transmission | SOCO | 2050 | B17 | 100 | 100 | 3200 | 0 | 3200 | 0 | 327.87 | 0 | 0 | 1.5906 | 0 | 0 | 1.5935 | 0.53118
TVA_Transmission_2_SOCO | TVA_Transmission | SOCO | 2050 | B18 | 400 | 0 | 3200 | 0 | 0 | 0 | 0 | 0 | 0 | 0 | 0 | 0 | 1.5935 | 0.53118
TVA_Transmission_2_SOCO | TVA_Transmission | SOCO | 2050 | B19 | 700 | 0 | 3200 | 0 | 857.3 | 0 | 0 | 0 | 0 | 0 | 0 | 0 | 1.5935 | 0.53118
TVA_Transmission_2_SOCO | TVA_Transmission | SOCO | 2050 | B20 | 935 | 0 | 3200 | 0 | 0 | 0 | 0 | 0 | 0 | 0 | 0 | 0 | 1.5935 | 0.53118
TVA_Transmission_2_TVA | TVA_Transmission | TVA | 2015 | B1 | 10 | 0 | 99999 | 2967.77 | 2858.02 | 3104.26 | 0 | 0 | 0 | 0 | 0 | 0 | 0 | 0
TVA_Transmission_2_TVA | TVA_Transmission | TVA | 2015 | B2 | 25 | 0 | 99999 | 2301.8 | 2192.05 | 2438.29 | 0 | 0 | 0 | 0 | 0 | 0 | 0 | 0
TVA_Transmission_2_TVA | TVA_Transmission | TVA | 2015 | B3 | 75 | 0 | 99999 | 1031.49 | 921.74 | 1167.98 | 0 | 0 | 0 | 0 | 0 | 0 | 0 | 0
TVA_Transmission_2_TVA | TVA_Transmission | TVA | 2015 | B4 | 100 | 0 | 99999 | 455.82 | 346.07 | 592.31 | 0 | 0 | 0 | 0 | 0 | 0 | 0 | 0
TVA_Transmission_2_TVA | TVA_Transmission | TVA | 2015 | B5 | 200 | 0 | 99999 | 0 | 0 | 0 | 0 | 0 | 0 | 0 | 0 | 0 | 0 | 0
TVA_Transmission_2_TVA | TVA_Transmission | TVA | 2015 | B6 | 300 | 0 | 99999 | 0 | 0 | 0 | 0 | 0 | 0 | 0 | 0 | 0 | 0 | 0
TVA_Transmission_2_TVA | TVA_Transmission | TVA | 2015 | B7 | 400 | 0 | 99999 | 0 | 0 | 0 | 0 | 0 | 0 | 0 | 0 | 0 | 0 | 0
TVA_Transmission_2_TVA | TVA_Transmission | TVA | 2015 | B8 | 500 | 0 | 99999 | 0 | 0 | 0 | 0 | 0 | 0 | 0 | 0 | 0 | 0 | 0
TVA_Transmission_2_TVA | TVA_Transmission | TVA | 2015 | B9 | 800 | 0 | 99999 | 0 | 0 | 0 | 0 | 0 | 0 | 0 | 0 | 0 | 0 | 0
TVA_Transmission_2_TVA | TVA_Transmission | TVA | 2015 | B10 | 1262 | 0 | 99999 | 0 | 0 | 0 | 0 | 0 | 0 | 0 | 0 | 0 | 0 | 0
TVA_Transmission_2_TVA | TVA_Transmission | TVA | 2015 | B11 | 25 | 0 | 99999 | 518.71 | 498.55 | 688.17 | 0 | 0 | 0 | 0 | 0 | 0 | 0 | 0
TVA_Transmission_2_TVA | TVA_Transmission | TVA | 2015 | B12 | 200 | 0 | 99999 | 0 | 0 | 0 | 0 | 0 | 0 | 0 | 0 | 0 | 0 | 0
TVA_Transmission_2_TVA | TVA_Transmission | TVA | 2015 | B13 | 600 | 0 | 99999 | 0 | 0 | 0 | 0 | 0 | 0 | 0 | 0 | 0 | 0 | 0
TVA_Transmission_2_TVA | TVA_Transmission | TVA | 2015 | B14 | 900 | 0 | 99999 | 0 | 0 | 0 | 0 | 0 | 0 | 0 | 0 | 0 | 0 | 0
TVA_Transmission_2_TVA | TVA_Transmission | TVA | 2015 | B15 | 1203 | 0 | 99999 | 45.3 | 0 | 0 | 0 | 0 | 0 | 0 | 0 | 0 | 0 | 0
TVA_Transmission_2_TVA | TVA_Transmission | TVA | 2015 | B16 | 25 | 0 | 99999 | 2561.85 | 2389.02 | 2642.04 | 0 | 0 | 0 | 0 | 0 | 0 | 0 | 0
TVA_Transmission_2_TVA | TVA_Transmission | TVA | 2015 | B17 | 100 | 0 | 99999 | 0 | 0 | 0 | 0 | 0 | 0 | 0 | 0 | 0 | 0 | 0
TVA_Transmission_2_TVA | TVA_Transmission | TVA | 2015 | B18 | 400 | 0 | 99999 | 0 | 0 | 0 | 0 | 0 | 0 | 0 | 0 | 0 | 0 | 0
TVA_Transmission_2_TVA | TVA_Transmission | TVA | 2015 | B19 | 700 | 0 | 99999 | 0 | 0 | 0 | 0 | 0 | 0 | 0 | 0 | 0 | 0 | 0
TVA_Transmission_2_TVA | TVA_Transmission | TVA | 2015 | B20 | 935 | 0 | 99999 | 1323.2 | 1209.96 | 1403.39 | 0 | 0 | 0 | 0 | 0 | 0 | 0 | 0
TVA_Transmission_2_TVA | TVA_Transmission | TVA | 2020 | B1 | 10 | 0 | 99999 | 1128.89 | 6116.68 | 6384.12 | 0 | 0 | 0 | 0 | 0 | 0 | 0 | 0
TVA_Transmission_2_TVA | TVA_Transmission | TVA | 2020 | B2 | 25 | 0 | 99999 | 1659.8 | 5344.27 | 5611.7 | 0 | 0 | 0 | 0 | 0 | 0 | 0 | 0
TVA_Transmission_2_TVA | TVA_Transmission | TVA | 2020 | B3 | 75 | 0 | 99999 | 3931.28 | 3827.59 | 4095.03 | 0 | 0 | 0 | 0 | 0 | 0 | 0 | 0
TVA_Transmission_2_TVA | TVA_Transmission | TVA | 2020 | B4 | 100 | 0 | 99999 | 3230.47 | 3126.78 | 3394.22 | 0 | 0 | 0 | 0 | 0 | 0 | 0 | 0
TVA_Transmission_2_TVA | TVA_Transmission | TVA | 2020 | B5 | 200 | 0 | 99999 | 1623.52 | 1519.83 | 1787.26 | 0 | 0 | 0 | 0 | 0 | 0 | 0 | 0
TVA_Transmission_2_TVA | TVA_Transmission | TVA | 2020 | B6 | 300 | 0 | 99999 | 0 | 0 | 0 | 0 | 0 | 0 | 0 | 0 | 0 | 0 | 0
TVA_Transmission_2_TVA | TVA_Transmission | TVA | 2020 | B7 | 400 | 0 | 99999 | 0 | 0 | 0 | 0 | 0 | 0 | 0 | 0 | 0 | 0 | 0
TVA_Transmission_2_TVA | TVA_Transmission | TVA | 2020 | B8 | 500 | 0 | 99999 | 0 | 0 | 0 | 0 | 0 | 0 | 0 | 0 | 0 | 0 | 0
TVA_Transmission_2_TVA | TVA_Transmission | TVA | 2020 | B9 | 800 | 0 | 99999 | 1222.73 | 0 | 0 | 0 | 0 | 0 | 0 | 0 | 0 | 0 | 0
TVA_Transmission_2_TVA | TVA_Transmission | TVA | 2020 | B10 | 1262 | 0 | 99999 | 0 | 0 | 0 | 0 | 0 | 0 | 0 | 0 | 0 | 0 | 0
TVA_Transmission_2_TVA | TVA_Transmission | TVA | 2020 | B11 | 25 | 0 | 99999 | 256.99 | 1916.26 | 1999.99 | 0 | 0 | 0 | 0 | 0 | 0 | 0 | 0
TVA_Transmission_2_TVA | TVA_Transmission | TVA | 2020 | B12 | 200 | 0 | 99999 | 0 | 0 | 0 | 0 | 0 | 0 | 0 | 0 | 0 | 0 | 0
TVA_Transmission_2_TVA | TVA_Transmission | TVA | 2020 | B13 | 600 | 0 | 99999 | 0 | 0 | 0 | 0 | 0 | 0 | 0 | 0 | 0 | 0 | 0
TVA_Transmission_2_TVA | TVA_Transmission | TVA | 2020 | B14 | 900 | 0 | 99999 | 0 | 0 | 0 | 0 | 0 | 0 | 0 | 0 | 0 | 0 | 0
TVA_Transmission_2_TVA | TVA_Transmission | TVA | 2020 | B15 | 1203 | 0 | 99999 | 1894.03 | 1821.71 | 1845.73 | 0 | 0 | 0 | 0 | 0 | 0 | 0 | 0
TVA_Transmission_2_TVA | TVA_Transmission | TVA | 2020 | B16 | 25 | 0 | 99999 | 1145.41 | 2656.82 | 3268.06 | 0 | 0 | 0 | 0 | 0 | 0 | 0 | 0
TVA_Transmission_2_TVA | TVA_Transmission | TVA | 2020 | B17 | 100 | 0 | 99999 | 81.59 | 0 | 461.24 | 0 | 0 | 0 | 0 | 0 | 0 | 0 | 0
TVA_Transmission_2_TVA | TVA_Transmission | TVA | 2020 | B18 | 400 | 0 | 99999 | 0 | 0 | 0 | 0 | 0 | 0 | 0 | 0 | 0 | 0 | 0
TVA_Transmission_2_TVA | TVA_Transmission | TVA | 2020 | B19 | 700 | 0 | 99999 | 0 | 0 | 0 | 0 | 0 | 0 | 0 | 0 | 0 | 0 | 0
TVA_Transmission_2_TVA | TVA_Transmission | TVA | 2020 | B20 | 935 | 0 | 99999 | 1120.08 | 895.4 | 1587.58 | 0 | 0 | 0 | 0 | 0 | 0 | 0 | 0
TVA_Transmission_2_TVA | TVA_Transmission | TVA | 2025 | B1 | 10 | 0 | 99999 | 5101.93 | 5032.47 | 5145.56 | 0 | 0 | 0 | 0 | 0 | 0 | 0 | 0
TVA_Transmission_2_TVA | TVA_Transmission | TVA | 2025 | B2 | 25 | 0 | 99999 | 4428.85 | 4279.75 | 4392.83 | 0 | 0 | 0 | 0 | 0 | 0 | 0 | 0
TVA_Transmission_2_TVA | TVA_Transmission | TVA | 2025 | B3 | 75 | 0 | 99999 | 5180 | 2801.68 | 4865.96 | 0 | 0 | 0 | 0 | 0 | 0 | 0 | 0
TVA_Transmission_2_TVA | TVA_Transmission | TVA | 2025 | B4 | 100 | 0 | 99999 | 4497.03 | 4535.61 | 6113.52 | 0 | 0 | 0 | 0 | 0 | 0 | 0 | 0
TVA_Transmission_2_TVA | TVA_Transmission | TVA | 2025 | B5 | 200 | 0 | 99999 | 2931.03 | 2969.61 | 4547.52 | 0 | 0 | 0 | 0 | 0 | 0 | 0 | 0
TVA_Transmission_2_TVA | TVA_Transmission | TVA | 2025 | B6 | 300 | 0 | 99999 | 715.44 | 754.02 | 2331.93 | 0 | 0 | 0 | 0 | 0 | 0 | 0 | 0
TVA_Transmission_2_TVA | TVA_Transmission | TVA | 2025 | B7 | 400 | 0 | 99999 | 166.12 | 204.7 | 1782.61 | 0 | 0 | 0 | 0 | 0 | 0 | 0 | 0
TVA_Transmission_2_TVA | TVA_Transmission | TVA | 2025 | B8 | 500 | 0 | 99999 | 196.49 | 230.57 | 1812.98 | 0 | 0 | 0 | 0 | 0 | 0 | 0 | 0
TVA_Transmission_2_TVA | TVA_Transmission | TVA | 2025 | B9 | 800 | 0 | 99999 | 171.78 | 210.35 | 3525.43 | 0 | 0 | 0 | 0 | 0 | 0 | 0 | 0
TVA_Transmission_2_TVA | TVA_Transmission | TVA | 2025 | B10 | 1262 | 0 | 99999 | 721.68 | 3068.32 | 4646.23 | 0 | 0 | 0 | 0 | 0 | 0 | 0 | 0
TVA_Transmission_2_TVA | TVA_Transmission | TVA | 2025 | B11 | 25 | 0 | 99999 | 1638.68 | 1434.47 | 4289.99 | 0 | 0 | 0 | 0 | 0 | 0 | 0 | 0
TVA_Transmission_2_TVA | TVA_Transmission | TVA | 2025 | B12 | 200 | 0 | 99999 | 1430.4 | 563.86 | 2321.07 | 0 | 0 | 0 | 0 | 0 | 0 | 0 | 0
TVA_Transmission_2_TVA | TVA_Transmission | TVA | 2025 | B13 | 600 | 0 | 99999 | 0 | 0 | 2100 | 0 | 0 | 0 | 0 | 0 | 0 | 0 | 0
TVA_Transmission_2_TVA | TVA_Transmission | TVA | 2025 | B14 | 900 | 0 | 99999 | 1929.71 | 533.16 | 5351.3 | 0 | 0 | 0 | 0 | 0 | 0 | 0 | 0
TVA_Transmission_2_TVA | TVA_Transmission | TVA | 2025 | B15 | 1203 | 0 | 99999 | 4000 | 5043.89 | 6333.86 | 0 | 0 | 0 | 0 | 0 | 0 | 0 | 0
TVA_Transmission_2_TVA | TVA_Transmission | TVA | 2025 | B16 | 25 | 0 | 99999 | 2003.7 | 4597.92 | 5476.83 | 0 | 0 | 0 | 0 | 0 | 0 | 0 | 0
TVA_Transmission_2_TVA | TVA_Transmission | TVA | 2025 | B17 | 100 | 0 | 99999 | 1106.99 | 1858.21 | 3533.66 | 0 | 0 | 0 | 0 | 0 | 0 | 0 | 0
TVA_Transmission_2_TVA | TVA_Transmission | TVA | 2025 | B18 | 400 | 0 | 99999 | 0 | 0 | 1932.65 | 0 | 0 | 0 | 0 | 0 | 0 | 0 | 0
TVA_Transmission_2_TVA | TVA_Transmission | TVA | 2025 | B19 | 700 | 0 | 99999 | 0 | 0 | 2699.67 | 0 | 0 | 0 | 0 | 0 | 0 | 0 | 0
TVA_Transmission_2_TVA | TVA_Transmission | TVA | 2025 | B20 | 935 | 0 | 99999 | 4000 | 3723.46 | 5188.21 | 0 | 0 | 0 | 0 | 0 | 0 | 0 | 0
TVA_Transmission_2_TVA | TVA_Transmission | TVA | 2030 | B1 | 10 | 0 | 99999 | 5433.67 | 5345.2 | 6143.67 | 0 | 0 | 0 | 0 | 0 | 0 | 0 | 0
TVA_Transmission_2_TVA | TVA_Transmission | TVA | 2030 | B2 | 25 | 0 | 99999 | 5178.63 | 4611.05 | 5409.53 | 0 | 0 | 0 | 0 | 0 | 0 | 0 | 0
TVA_Transmission_2_TVA | TVA_Transmission | TVA | 2030 | B3 | 75 | 0 | 99999 | 4441.5 | 3170.41 | 3968.89 | 0 | 0 | 0 | 0 | 0 | 0 | 0 | 0
TVA_Transmission_2_TVA | TVA_Transmission | TVA | 2030 | B4 | 100 | 0 | 99999 | 3741.4 | 3275.82 | 3303.23 | 0 | 0 | 0 | 0 | 0 | 0 | 0 | 0
TVA_Transmission_2_TVA | TVA_Transmission | TVA | 2030 | B5 | 200 | 0 | 99999 | 2215.31 | 1749.86 | 1777.26 | 0 | 0 | 0 | 0 | 0 | 0 | 0 | 0
TVA_Transmission_2_TVA | TVA_Transmission | TVA | 2030 | B6 | 300 | 0 | 99999 | 1799.17 | 1333.85 | 417.09 | 0 | 0 | 0 | 0 | 0 | 0 | 0 | 0
TVA_Transmission_2_TVA | TVA_Transmission | TVA | 2030 | B7 | 400 | 0 | 99999 | 0 | 0 | 0 | 0 | 0 | 0 | 0 | 0 | 0 | 0 | 0
TVA_Transmission_2_TVA | TVA_Transmission | TVA | 2030 | B8 | 500 | 0 | 99999 | 1829.11 | 1363.33 | 1390.74 | 0 | 0 | 0 | 0 | 0 | 0 | 0 | 0
TVA_Transmission_2_TVA | TVA_Transmission | TVA | 2030 | B9 | 800 | 0 | 99999 | 2168.47 | 2196.66 | 2848.04 | 0 | 0 | 0 | 0 | 0 | 0 | 0 | 0
TVA_Transmission_2_TVA | TVA_Transmission | TVA | 2030 | B10 | 1262 | 0 | 99999 | 2065.58 | 1603.2 | 1925.36 | 0 | 0 | 0 | 0 | 0 | 0 | 0 | 0
TVA_Transmission_2_TVA | TVA_Transmission | TVA | 2030 | B11 | 25 | 0 | 99999 | 4193.13 | 1324.07 | 1718.16 | 0 | 0 | 0 | 0 | 0 | 0 | 0 | 0
TVA_Transmission_2_TVA | TVA_Transmission | TVA | 2030 | B12 | 200 | 0 | 99999 | 3921.86 | 2252.26 | 1973.69 | 0 | 0 | 0 | 0 | 0 | 0 | 0 | 0
TVA_Transmission_2_TVA | TVA_Transmission | TVA | 2030 | B13 | 600 | 0 | 99999 | 3487.11 | 1988.46 | 873.56 | 0 | 0 | 0 | 0 | 0 | 0 | 0 | 0
TVA_Transmission_2_TVA | TVA_Transmission | TVA | 2030 | B14 | 900 | 0 | 99999 | 3889.41 | 4000 | 4892.68 | 0 | 0 | 0 | 0 | 0 | 0 | 0 | 0
TVA_Transmission_2_TVA | TVA_Transmission | TVA | 2030 | B15 | 1203 | 0 | 99999 | 4000 | 3464.05 | 4356.74 | 0 | 0 | 0 | 0 | 0 | 0 | 0 | 0
TVA_Transmission_2_TVA | TVA_Transmission | TVA | 2030 | B16 | 25 | 0 | 99999 | 3491.84 | 3745.26 | 3797.71 | 0 | 0 | 0 | 0 | 0 | 0 | 0 | 0
TVA_Transmission_2_TVA | TVA_Transmission | TVA | 2030 | B17 | 100 | 0 | 99999 | 4080.26 | 2617.84 | 3827.83 | 0 | 0 | 0 | 0 | 0 | 0 | 0 | 0
TVA_Transmission_2_TVA | TVA_Transmission | TVA | 2030 | B18 | 400 | 0 | 99999 | 3380.39 | 2635.18 | 1537.1 | 0 | 0 | 0 | 0 | 0 | 0 | 0 | 0
TVA_Transmission_2_TVA | TVA_Transmission | TVA | 2030 | B19 | 700 | 0 | 99999 | 3391.84 | 3445.42 | 2347.34 | 0 | 0 | 0 | 0 | 0 | 0 | 0 | 0
TVA_Transmission_2_TVA | TVA_Transmission | TVA | 2030 | B20 | 935 | 0 | 99999 | 4000 | 3763.32 | 2665.24 | 0 | 0 | 0 | 0 | 0 | 0 | 0 | 0
TVA_Transmission_2_TVA | TVA_Transmission | TVA | 2035 | B1 | 10 | 0 | 99999 | 3810.98 | 5663.34 | 5624.78 | 0 | 0 | 0 | 0 | 0 | 0 | 0 | 0
TVA_Transmission_2_TVA | TVA_Transmission | TVA | 2035 | B2 | 25 | 0 | 99999 | 3096.53 | 4947.9 | 4909.33 | 0 | 0 | 0 | 0 | 0 | 0 | 0 | 0
TVA_Transmission_2_TVA | TVA_Transmission | TVA | 2035 | B3 | 75 | 0 | 99999 | 1537.55 | 3543.92 | 3505.36 | 0 | 0 | 0 | 0 | 0 | 0 | 0 | 0
TVA_Transmission_2_TVA | TVA_Transmission | TVA | 2035 | B4 | 100 | 0 | 99999 | 887.84 | 2895.21 | 2856.65 | 0 | 0 | 0 | 0 | 0 | 0 | 0 | 0
TVA_Transmission_2_TVA | TVA_Transmission | TVA | 2035 | B5 | 200 | 0 | 99999 | 900 | 1408.14 | 1369.58 | 0 | 0 | 0 | 0 | 0 | 0 | 0 | 0
TVA_Transmission_2_TVA | TVA_Transmission | TVA | 2035 | B6 | 300 | 0 | 99999 | 0 | 1047.15 | 1008.59 | 0 | 0 | 0 | 0 | 0 | 0 | 0 | 0
TVA_Transmission_2_TVA | TVA_Transmission | TVA | 2035 | B7 | 400 | 0 | 99999 | 0 | 0 | 0 | 0 | 0 | 0 | 0 | 0 | 0 | 0 | 0
TVA_Transmission_2_TVA | TVA_Transmission | TVA | 2035 | B8 | 500 | 0 | 99999 | 0 | 0 | 0 | 0 | 0 | 0 | 0 | 0 | 0 | 0 | 0
TVA_Transmission_2_TVA | TVA_Transmission | TVA | 2035 | B9 | 800 | 0 | 99999 | 0 | 0 | 0 | 0 | 0 | 0 | 0 | 0 | 0 | 0 | 0
TVA_Transmission_2_TVA | TVA_Transmission | TVA | 2035 | B10 | 1262 | 0 | 99999 | 2244.06 | 2156.73 | 0 | 0 | 0 | 0 | 0 | 0 | 0 | 0 | 0
TVA_Transmission_2_TVA | TVA_Transmission | TVA | 2035 | B11 | 25 | 0 | 99999 | 1395.79 | 1344.13 | 1133.09 | 0 | 0 | 0 | 0 | 0 | 0 | 0 | 0
TVA_Transmission_2_TVA | TVA_Transmission | TVA | 2035 | B12 | 200 | 0 | 99999 | 0 | 0 | 189.06 | 0 | 0 | 0 | 0 | 0 | 0 | 0 | 0
TVA_Transmission_2_TVA | TVA_Transmission | TVA | 2035 | B13 | 600 | 0 | 99999 | 1737.37 | 0 | 0 | 0 | 0 | 0 | 0 | 0 | 0 | 0 | 0
TVA_Transmission_2_TVA | TVA_Transmission | TVA | 2035 | B14 | 900 | 0 | 99999 | 4000 | 4000 | 79.33 | 0 | 0 | 0 | 0 | 0 | 0 | 0 | 0
TVA_Transmission_2_TVA | TVA_Transmission | TVA | 2035 | B15 | 1203 | 0 | 99999 | 4000 | 5631.06 | 4270.43 | 0 | 0 | 0 | 0 | 0 | 0 | 0 | 0
TVA_Transmission_2_TVA | TVA_Transmission | TVA | 2035 | B16 | 25 | 0 | 99999 | 3156.64 | 4085.84 | 4000 | 0 | 0 | 0 | 0 | 0 | 0 | 0 | 0
TVA_Transmission_2_TVA | TVA_Transmission | TVA | 2035 | B17 | 100 | 0 | 99999 | 901.36 | 1482.56 | 1420.51 | 0 | 0 | 0 | 0 | 0 | 0 | 0 | 0
TVA_Transmission_2_TVA | TVA_Transmission | TVA | 2035 | B18 | 400 | 0 | 99999 | 116.09 | 0 | 0 | 0 | 0 | 0 | 0 | 0 | 0 | 0 | 0
TVA_Transmission_2_TVA | TVA_Transmission | TVA | 2035 | B19 | 700 | 0 | 99999 | 3643.05 | 3254.98 | 0 | 0 | 0 | 0 | 0 | 0 | 0 | 0 | 0
TVA_Transmission_2_TVA | TVA_Transmission | TVA | 2035 | B20 | 935 | 0 | 99999 | 4000 | 4334.7 | 3156.8 | 0 | 0 | 0 | 0 | 0 | 0 | 0 | 0
TVA_Transmission_2_TVA | TVA_Transmission | TVA | 2040 | B1 | 10 | 0 | 99999 | 5053.19 | 5927.33 | 5895.02 | 0 | 0 | 0 | 0 | 0 | 0 | 0 | 0
TVA_Transmission_2_TVA | TVA_Transmission | TVA | 2040 | B2 | 25 | 0 | 99999 | 4856.97 | 5230.1 | 5197.8 | 0 | 0 | 0 | 0 | 0 | 0 | 0 | 0
TVA_Transmission_2_TVA | TVA_Transmission | TVA | 2040 | B3 | 75 | 0 | 99999 | 2983.72 | 3861.85 | 3829.55 | 0 | 0 | 0 | 0 | 0 | 0 | 0 | 0
TVA_Transmission_2_TVA | TVA_Transmission | TVA | 2040 | B4 | 100 | 0 | 99999 | 2200.52 | 3229.65 | 3197.35 | 0 | 0 | 0 | 0 | 0 | 0 | 0 | 0
TVA_Transmission_2_TVA | TVA_Transmission | TVA | 2040 | B5 | 200 | 0 | 99999 | 752.36 | 1780.49 | 1748.19 | 0 | 0 | 0 | 0 | 0 | 0 | 0 | 0
TVA_Transmission_2_TVA | TVA_Transmission | TVA | 2040 | B6 | 300 | 0 | 99999 | 192.45 | 0 | 0 | 0 | 0 | 0 | 0 | 0 | 0 | 0 | 0
TVA_Transmission_2_TVA | TVA_Transmission | TVA | 2040 | B7 | 400 | 0 | 99999 | 0 | 0 | 0 | 0 | 0 | 0 | 0 | 0 | 0 | 0 | 0
TVA_Transmission_2_TVA | TVA_Transmission | TVA | 2040 | B8 | 500 | 0 | 99999 | 511.72 | 345.4 | 439.73 | 0 | 0 | 0 | 0 | 0 | 0 | 0 | 0
TVA_Transmission_2_TVA | TVA_Transmission | TVA | 2040 | B9 | 800 | 0 | 99999 | 667.13 | 1877.96 | 600.13 | 0 | 0 | 0 | 0 | 0 | 0 | 0 | 0
TVA_Transmission_2_TVA | TVA_Transmission | TVA | 2040 | B10 | 1262 | 0 | 99999 | 1681.52 | 900 | 0 | 0 | 0 | 0 | 0 | 0 | 0 | 0 | 0
TVA_Transmission_2_TVA | TVA_Transmission | TVA | 2040 | B11 | 25 | 0 | 99999 | 1475.19 | 664.34 | 694.84 | 0 | 0 | 0 | 0 | 0 | 0 | 0 | 0
TVA_Transmission_2_TVA | TVA_Transmission | TVA | 2040 | B12 | 200 | 0 | 99999 | 770.1 | 205.31 | 0 | 0 | 0 | 0 | 0 | 0 | 0 | 0 | 0
TVA_Transmission_2_TVA | TVA_Transmission | TVA | 2040 | B13 | 600 | 0 | 99999 | 616.06 | 0 | 0 | 0 | 0 | 0 | 0 | 0 | 0 | 0 | 0
TVA_Transmission_2_TVA | TVA_Transmission | TVA | 2040 | B14 | 900 | 0 | 99999 | 2484.9 | 1784.63 | 189.79 | 0 | 0 | 0 | 0 | 0 | 0 | 0 | 0
TVA_Transmission_2_TVA | TVA_Transmission | TVA | 2040 | B15 | 1203 | 0 | 99999 | 4555.78 | 4000 | 2655.35 | 0 | 0 | 0 | 0 | 0 | 0 | 0 | 0
TVA_Transmission_2_TVA | TVA_Transmission | TVA | 2040 | B16 | 25 | 0 | 99999 | 2352.29 | 2475.98 | 2672.45 | 0 | 0 | 0 | 0 | 0 | 0 | 0 | 0
TVA_Transmission_2_TVA | TVA_Transmission | TVA | 2040 | B17 | 100 | 0 | 99999 | 1398.78 | 909.33 | 135.45 | 0 | 0 | 0 | 0 | 0 | 0 | 0 | 0
TVA_Transmission_2_TVA | TVA_Transmission | TVA | 2040 | B18 | 400 | 0 | 99999 | 8.98 | 0 | 0 | 0 | 0 | 0 | 0 | 0 | 0 | 0 | 0
TVA_Transmission_2_TVA | TVA_Transmission | TVA | 2040 | B19 | 700 | 0 | 99999 | 1120.82 | 207.38 | 0 | 0 | 0 | 0 | 0 | 0 | 0 | 0 | 0
TVA_Transmission_2_TVA | TVA_Transmission | TVA | 2040 | B20 | 935 | 0 | 99999 | 4000 | 3530.05 | 2751.67 | 0 | 0 | 0 | 0 | 0 | 0 | 0 | 0
TVA_Transmission_2_TVA | TVA_Transmission | TVA | 2045 | B1 | 10 | 0 | 99999 | 4864.78 | 6502.2 | 5992.48 | 0 | 0 | 0 | 0 | 0 | 0 | 0 | 0
TVA_Transmission_2_TVA | TVA_Transmission | TVA | 2045 | B2 | 25 | 0 | 99999 | 4686.31 | 5821.46 | 5313.02 | 0 | 0 | 0 | 0 | 0 | 0 | 0 | 0
TVA_Transmission_2_TVA | TVA_Transmission | TVA | 2045 | B3 | 75 | 0 | 99999 | 2697.89 | 4485.72 | 3979.6 | 0 | 0 | 0 | 0 | 0 | 0 | 0 | 0
TVA_Transmission_2_TVA | TVA_Transmission | TVA | 2045 | B4 | 100 | 0 | 99999 | 2080.78 | 3669.41 | 3363.49 | 0 | 0 | 0 | 0 | 0 | 0 | 0 | 0
TVA_Transmission_2_TVA | TVA_Transmission | TVA | 2045 | B5 | 200 | 0 | 99999 | 669.55 | 2211.43 | 1951.26 | 0 | 0 | 0 | 0 | 0 | 0 | 0 | 0
TVA_Transmission_2_TVA | TVA_Transmission | TVA | 2045 | B6 | 300 | 0 | 99999 | 677.99 | 213.29 | 0 | 0 | 0 | 0 | 0 | 0 | 0 | 0 | 0
TVA_Transmission_2_TVA | TVA_Transmission | TVA | 2045 | B7 | 400 | 0 | 99999 | 0 | 0 | 0 | 0 | 0 | 0 | 0 | 0 | 0 | 0 | 0
TVA_Transmission_2_TVA | TVA_Transmission | TVA | 2045 | B8 | 500 | 0 | 99999 | 442.42 | 0 | 0 | 0 | 0 | 0 | 0 | 0 | 0 | 0 | 0
TVA_Transmission_2_TVA | TVA_Transmission | TVA | 2045 | B9 | 800 | 0 | 99999 | 1250.79 | 344.49 | 0 | 0 | 0 | 0 | 0 | 0 | 0 | 0 | 0
TVA_Transmission_2_TVA | TVA_Transmission | TVA | 2045 | B10 | 1262 | 0 | 99999 | 343.98 | 1202.94 | 1057.05 | 0 | 0 | 0 | 0 | 0 | 0 | 0 | 0
TVA_Transmission_2_TVA | TVA_Transmission | TVA | 2045 | B11 | 25 | 0 | 99999 | 838.44 | 115.39 | 0 | 0 | 0 | 0 | 0 | 0 | 0 | 0 | 0
TVA_Transmission_2_TVA | TVA_Transmission | TVA | 2045 | B12 | 200 | 0 | 99999 | 0 | 0 | 0 | 0 | 0 | 0 | 0 | 0 | 0 | 0 | 0
TVA_Transmission_2_TVA | TVA_Transmission | TVA | 2045 | B13 | 600 | 0 | 99999 | 0 | 0 | 0 | 0 | 0 | 0 | 0 | 0 | 0 | 0 | 0
TVA_Transmission_2_TVA | TVA_Transmission | TVA | 2045 | B14 | 900 | 0 | 99999 | 2029.12 | 2486.62 | 2535.35 | 0 | 0 | 0 | 0 | 0 | 0 | 0 | 0
TVA_Transmission_2_TVA | TVA_Transmission | TVA | 2045 | B15 | 1203 | 0 | 99999 | 3461.05 | 4000 | 2590.79 | 0 | 0 | 0 | 0 | 0 | 0 | 0 | 0
TVA_Transmission_2_TVA | TVA_Transmission | TVA | 2045 | B16 | 25 | 0 | 99999 | 2849.27 | 2741.77 | 2253.47 | 0 | 0 | 0 | 0 | 0 | 0 | 0 | 0
TVA_Transmission_2_TVA | TVA_Transmission | TVA | 2045 | B17 | 100 | 0 | 99999 | 224.85 | 289.69 | 0 | 0 | 0 | 0 | 0 | 0 | 0 | 0 | 0
TVA_Transmission_2_TVA | TVA_Transmission | TVA | 2045 | B18 | 400 | 0 | 99999 | 344.76 | 0 | 0 | 0 | 0 | 0 | 0 | 0 | 0 | 0 | 0
TVA_Transmission_2_TVA | TVA_Transmission | TVA | 2045 | B19 | 700 | 0 | 99999 | 1271.53 | 858.5 | 0 | 0 | 0 | 0 | 0 | 0 | 0 | 0 | 0
TVA_Transmission_2_TVA | TVA_Transmission | TVA | 2045 | B20 | 935 | 0 | 99999 | 4000 | 4000 | 2408.73 | 0 | 0 | 0 | 0 | 0 | 0 | 0 | 0
TVA_Transmission_2_TVA | TVA_Transmission | TVA | 2050 | B1 | 10 | 0 | 99999 | 5657.13 | 6005.94 | 5245.77 | 0 | 0 | 0 | 0 | 0 | 0 | 0 | 0
TVA_Transmission_2_TVA | TVA_Transmission | TVA | 2050 | B2 | 25 | 0 | 99999 | 5145.96 | 5343.78 | 4583.61 | 0 | 0 | 0 | 0 | 0 | 0 | 0 | 0
TVA_Transmission_2_TVA | TVA_Transmission | TVA | 2050 | B3 | 75 | 0 | 99999 | 3691.48 | 3544.29 | 3284.13 | 0 | 0 | 0 | 0 | 0 | 0 | 0 | 0
TVA_Transmission_2_TVA | TVA_Transmission | TVA | 2050 | B4 | 100 | 0 | 99999 | 3090.05 | 2943.87 | 2683.7 | 0 | 0 | 0 | 0 | 0 | 0 | 0 | 0
TVA_Transmission_2_TVA | TVA_Transmission | TVA | 2050 | B5 | 200 | 0 | 99999 | 1714.82 | 1567.64 | 1307.47 | 0 | 0 | 0 | 0 | 0 | 0 | 0 | 0
TVA_Transmission_2_TVA | TVA_Transmission | TVA | 2050 | B6 | 300 | 0 | 99999 | 0 | 0 | 0 | 0 | 0 | 0 | 0 | 0 | 0 | 0 | 0
TVA_Transmission_2_TVA | TVA_Transmission | TVA | 2050 | B7 | 400 | 0 | 99999 | 0 | 0 | 0 | 0 | 0 | 0 | 0 | 0 | 0 | 0 | 0
TVA_Transmission_2_TVA | TVA_Transmission | TVA | 2050 | B8 | 500 | 0 | 99999 | 0 | 0 | 0 | 0 | 0 | 0 | 0 | 0 | 0 | 0 | 0
TVA_Transmission_2_TVA | TVA_Transmission | TVA | 2050 | B9 | 800 | 0 | 99999 | 2042.25 | 975.42 | 457.56 | 0 | 0 | 0 | 0 | 0 | 0 | 0 | 0
TVA_Transmission_2_TVA | TVA_Transmission | TVA | 2050 | B10 | 1262 | 0 | 99999 | 3306.9 | 837.4 | 691.51 | 0 | 0 | 0 | 0 | 0 | 0 | 0 | 0
TVA_Transmission_2_TVA | TVA_Transmission | TVA | 2050 | B11 | 25 | 0 | 99999 | 608.96 | 127.27 | 0 | 0 | 0 | 0 | 0 | 0 | 0 | 0 | 0
TVA_Transmission_2_TVA | TVA_Transmission | TVA | 2050 | B12 | 200 | 0 | 99999 | 0 | 154.46 | 0 | 0 | 0 | 0 | 0 | 0 | 0 | 0 | 0
TVA_Transmission_2_TVA | TVA_Transmission | TVA | 2050 | B13 | 600 | 0 | 99999 | 167.22 | 634.27 | 0 | 0 | 0 | 0 | 0 | 0 | 0 | 0 | 0
TVA_Transmission_2_TVA | TVA_Transmission | TVA | 2050 | B14 | 900 | 0 | 99999 | 2095.47 | 2751.85 | 2057.28 | 0 | 0 | 0 | 0 | 0 | 0 | 0 | 0
TVA_Transmission_2_TVA | TVA_Transmission | TVA | 2050 | B15 | 1203 | 0 | 99999 | 5681.21 | 2856.9 | 2521.23 | 0 | 0 | 0 | 0 | 0 | 0 | 0 | 0
TVA_Transmission_2_TVA | TVA_Transmission | TVA | 2050 | B16 | 25 | 0 | 99999 | 2400 | 1660.34 | 1726.97 | 0 | 0 | 0 | 0 | 0 | 0 | 0 | 0
TVA_Transmission_2_TVA | TVA_Transmission | TVA | 2050 | B17 | 100 | 0 | 99999 | 0 | 472.13 | 617.95 | 0 | 0 | 0 | 0 | 0 | 0 | 0 | 0
TVA_Transmission_2_TVA | TVA_Transmission | TVA | 2050 | B18 | 400 | 0 | 99999 | 626.34 | 0 | 0 | 0 | 0 | 0 | 0 | 0 | 0 | 0 | 0
TVA_Transmission_2_TVA | TVA_Transmission | TVA | 2050 | B19 | 700 | 0 | 99999 | 1867.48 | 620.55 | 0 | 0 | 0 | 0 | 0 | 0 | 0 | 0 | 0
TVA_Transmission_2_TVA | TVA_Transmission | TVA | 2050 | B20 | 935 | 0 | 99999 | 5777.19 | 1434.12 | 3512.25 | 0 | 0 | 0 | 0 | 0 | 0 | 0 | 0
TVA_Transmission_2_VACAR | TVA_Transmission | VACAR | 2015 | B1 | 10 | 0 | 900 | 0 | 0 | 0 | 0 | 0 | 0 | 0 | 0 | 0 | 0 | 0
TVA_Transmission_2_VACAR | TVA_Transmission | VACAR | 2015 | B2 | 25 | 0 | 900 | 0 | 0 | 0 | 0 | 0 | 0 | 0 | 0 | 0 | 0 | 0
TVA_Transmission_2_VACAR | TVA_Transmission | VACAR | 2015 | B3 | 75 | 0 | 900 | 0 | 0 | 0 | 0 | 0 | 0 | 0 | 0 | 0 | 0 | 0
TVA_Transmission_2_VACAR | TVA_Transmission | VACAR | 2015 | B4 | 100 | 0 | 900 | 0 | 0 | 0 | 0 | 0 | 0 | 0 | 0 | 0 | 0 | 0
TVA_Transmission_2_VACAR | TVA_Transmission | VACAR | 2015 | B5 | 200 | 0 | 900 | 0 | 0 | 0 | 0 | 0 | 0 | 0 | 0 | 0 | 0 | 0
TVA_Transmission_2_VACAR | TVA_Transmission | VACAR | 2015 | B6 | 300 | 0 | 900 | 0 | 0 | 0 | 0 | 0 | 0 | 0 | 0 | 0 | 0 | 0
TVA_Transmission_2_VACAR | TVA_Transmission | VACAR | 2015 | B7 | 400 | 0 | 900 | 0 | 0 | 0 | 0 | 0 | 0 | 0 | 0 | 0 | 0 | 0
TVA_Transmission_2_VACAR | TVA_Transmission | VACAR | 2015 | B8 | 500 | 0 | 900 | 0 | 0 | 0 | 0 | 0 | 0 | 0 | 0 | 0 | 0 | 0
TVA_Transmission_2_VACAR | TVA_Transmission | VACAR | 2015 | B9 | 800 | 0 | 900 | 0 | 0 | 0 | 0 | 0 | 0 | 0 | 0 | 0 | 0 | 0
TVA_Transmission_2_VACAR | TVA_Transmission | VACAR | 2015 | B10 | 1262 | 0 | 900 | 0 | 0 | 0 | 0 | 0 | 0 | 0 | 0 | 0 | 0 | 0
TVA_Transmission_2_VACAR | TVA_Transmission | VACAR | 2015 | B11 | 25 | 0 | 900 | 0 | 0 | 0 | 0 | 0 | 0 | 0 | 0 | 0 | 0 | 0
TVA_Transmission_2_VACAR | TVA_Transmission | VACAR | 2015 | B12 | 200 | 0 | 900 | 0 | 0 | 0 | 0 | 0 | 0 | 0 | 0 | 0 | 0 | 0
TVA_Transmission_2_VACAR | TVA_Transmission | VACAR | 2015 | B13 | 600 | 0 | 900 | 0 | 0 | 0 | 0 | 0 | 0 | 0 | 0 | 0 | 0 | 0
TVA_Transmission_2_VACAR | TVA_Transmission | VACAR | 2015 | B14 | 900 | 0 | 900 | 0 | 0 | 0 | 0 | 0 | 0 | 0 | 0 | 0 | 0 | 0
TVA_Transmission_2_VACAR | TVA_Transmission | VACAR | 2015 | B15 | 1203 | 0 | 900 | 0 | 0 | 0 | 0 | 0 | 0 | 0 | 0 | 0 | 0 | 0
TVA_Transmission_2_VACAR | TVA_Transmission | VACAR | 2015 | B16 | 25 | 0 | 900 | 646.34 | 0 | 0 | 0 | 0 | 0 | 0 | 0 | 0 | 0 | 0
TVA_Transmission_2_VACAR | TVA_Transmission | VACAR | 2015 | B17 | 100 | 0 | 900 | 0 | 0 | 0 | 0 | 0 | 0 | 0 | 0 | 0 | 0 | 0
TVA_Transmission_2_VACAR | TVA_Transmission | VACAR | 2015 | B18 | 400 | 0 | 900 | 0 | 0 | 0 | 0 | 0 | 0 | 0 | 0 | 0 | 0 | 0
TVA_Transmission_2_VACAR | TVA_Transmission | VACAR | 2015 | B19 | 700 | 0 | 900 | 0 | 0 | 0 | 0 | 0 | 0 | 0 | 0 | 0 | 0 | 0
TVA_Transmission_2_VACAR | TVA_Transmission | VACAR | 2015 | B20 | 935 | 0 | 900 | 0 | 0 | 0 | 0 | 0 | 0 | 0 | 0 | 0 | 0 | 0
TVA_Transmission_2_VACAR | TVA_Transmission | VACAR | 2020 | B1 | 10 | 0 | 900 | 900 | 0 | 0 | 0 | 0 | 5.9943 | 0 | 0 | 0.11204 | 2.2984 | 0.76614
TVA_Transmission_2_VACAR | TVA_Transmission | VACAR | 2020 | B2 | 25 | 0 | 900 | 394.41 | 0 | 0 | 0 | 0 | 0 | 0 | 0 | 0 | 2.2984 | 0.76614
TVA_Transmission_2_VACAR | TVA_Transmission | VACAR | 2020 | B3 | 75 | 0 | 900 | 0 | 0 | 0 | 0 | 0 | 0 | 0 | 0 | 0 | 2.2984 | 0.76614
TVA_Transmission_2_VACAR | TVA_Transmission | VACAR | 2020 | B4 | 100 | 0 | 900 | 0 | 0 | 0 | 0 | 0 | 0 | 0 | 0 | 0 | 2.2984 | 0.76614
TVA_Transmission_2_VACAR | TVA_Transmission | VACAR | 2020 | B5 | 200 | 0 | 900 | 0 | 0 | 0 | 0 | 0 | 0 | 0 | 0 | 0 | 2.2984 | 0.76614
TVA_Transmission_2_VACAR | TVA_Transmission | VACAR | 2020 | B6 | 300 | 0 | 900 | 113.45 | 0 | 0 | 0 | 0 | 0 | 0 | 0 | 0 | 2.2984 | 0.76614
TVA_Transmission_2_VACAR | TVA_Transmission | VACAR | 2020 | B7 | 400 | 0 | 900 | 900 | 0 | 0 | 0 | 0 | 1.3532 | 0 | 0 | 1.0117 | 2.2984 | 0.76614
TVA_Transmission_2_VACAR | TVA_Transmission | VACAR | 2020 | B8 | 500 | 0 | 900 | 0 | 0 | 0 | 0 | 0 | 0 | 0 | 0 | 0 | 2.2984 | 0.76614
TVA_Transmission_2_VACAR | TVA_Transmission | VACAR | 2020 | B9 | 800 | 0 | 900 | 0 | 0 | 0 | 0 | 0 | 0 | 0 | 0 | 0 | 2.2984 | 0.76614
TVA_Transmission_2_VACAR | TVA_Transmission | VACAR | 2020 | B10 | 1262 | 0 | 900 | 0 | 0 | 0 | 0 | 0 | 0 | 0 | 0 | 0 | 2.2984 | 0.76614
TVA_Transmission_2_VACAR | TVA_Transmission | VACAR | 2020 | B11 | 25 | 0 | 900 | 0 | 0 | 0 | 0 | 0 | 0 | 0 | 0 | 0 | 2.2984 | 0.76614
TVA_Transmission_2_VACAR | TVA_Transmission | VACAR | 2020 | B12 | 200 | 0 | 900 | 0 | 0 | 0 | 0 | 0 | 0 | 0 | 0 | 0 | 2.2984 | 0.76614
TVA_Transmission_2_VACAR | TVA_Transmission | VACAR | 2020 | B13 | 600 | 0 | 900 | 0 | 0 | 0 | 0 | 0 | 0 | 0 | 0 | 0 | 2.2984 | 0.76614
TVA_Transmission_2_VACAR | TVA_Transmission | VACAR | 2020 | B14 | 900 | 0 | 900 | 0 | 0 | 0 | 0 | 0 | 0 | 0 | 0 | 0 | 2.2984 | 0.76614
TVA_Transmission_2_VACAR | TVA_Transmission | VACAR | 2020 | B15 | 1203 | 0 | 900 | 0 | 0 | 0 | 0 | 0 | 0 | 0 | 0 | 0 | 2.2984 | 0.76614
TVA_Transmission_2_VACAR | TVA_Transmission | VACAR | 2020 | B16 | 25 | 0 | 900 | 900 | 0 | 0 | 0 | 0 | 6.5404 | 0 | 0 | 0.30562 | 2.2984 | 0.76614
TVA_Transmission_2_VACAR | TVA_Transmission | VACAR | 2020 | B17 | 100 | 0 | 900 | 900 | 900 | 0 | 0 | 0 | 8.7482 | 1.2226 | 0 | 1.6352 | 2.2984 | 0.76614
TVA_Transmission_2_VACAR | TVA_Transmission | VACAR | 2020 | B18 | 400 | 0 | 900 | 0 | 0 | 0 | 0 | 0 | 0 | 0 | 0 | 0 | 2.2984 | 0.76614
TVA_Transmission_2_VACAR | TVA_Transmission | VACAR | 2020 | B19 | 700 | 0 | 900 | 0 | 0 | 0 | 0 | 0 | 0 | 0 | 0 | 0 | 2.2984 | 0.76614
TVA_Transmission_2_VACAR | TVA_Transmission | VACAR | 2020 | B20 | 935 | 0 | 900 | 0 | 0 | 0 | 0 | 0 | 0 | 0 | 0 | 0 | 2.2984 | 0.76614
TVA_Transmission_2_VACAR | TVA_Transmission | VACAR | 2025 | B1 | 10 | 0 | 900 | 900 | 0 | 0 | 0 | 0 | 0.01187 | 0 | 0 | 0.00032972 | 2.3291 | 0.77637
TVA_Transmission_2_VACAR | TVA_Transmission | VACAR | 2025 | B2 | 25 | 0 | 900 | 900 | 0 | 0 | 0 | 0 | 5.9943 | 0 | 0 | 0.41627 | 2.3291 | 0.77637
TVA_Transmission_2_VACAR | TVA_Transmission | VACAR | 2025 | B3 | 75 | 0 | 900 | 0 | 0 | 0 | 0 | 0 | 0 | 0 | 0 | 0 | 2.3291 | 0.77637
TVA_Transmission_2_VACAR | TVA_Transmission | VACAR | 2025 | B4 | 100 | 0 | 900 | 0 | 0 | 0 | 0 | 0 | 0 | 0 | 0 | 0 | 2.3291 | 0.77637
TVA_Transmission_2_VACAR | TVA_Transmission | VACAR | 2025 | B5 | 200 | 0 | 900 | 0 | 0 | 0 | 0 | 0 | 0 | 0 | 0 | 0 | 2.3291 | 0.77637
TVA_Transmission_2_VACAR | TVA_Transmission | VACAR | 2025 | B6 | 300 | 0 | 900 | 0 | 0 | 0 | 0 | 0 | 0 | 0 | 0 | 0 | 2.3291 | 0.77637
TVA_Transmission_2_VACAR | TVA_Transmission | VACAR | 2025 | B7 | 400 | 0 | 900 | 0 | 0 | 0 | 0 | 0 | 0 | 0 | 0 | 0 | 2.3291 | 0.77637
TVA_Transmission_2_VACAR | TVA_Transmission | VACAR | 2025 | B8 | 500 | 0 | 900 | 0 | 0 | 0 | 0 | 0 | 0 | 0 | 0 | 0 | 2.3291 | 0.77637
TVA_Transmission_2_VACAR | TVA_Transmission | VACAR | 2025 | B9 | 800 | 0 | 900 | 0 | 0 | 0 | 0 | 0 | 0 | 0 | 0 | 0 | 2.3291 | 0.77637
TVA_Transmission_2_VACAR | TVA_Transmission | VACAR | 2025 | B10 | 1262 | 0 | 900 | 0 | 0 | 0 | 0 | 0 | 0 | 0 | 0 | 0 | 2.3291 | 0.77637
TVA_Transmission_2_VACAR | TVA_Transmission | VACAR | 2025 | B11 | 25 | 0 | 900 | 0 | 0 | 0 | 0 | 0 | 0 | 0 | 0 | 0 | 2.3291 | 0.77637
TVA_Transmission_2_VACAR | TVA_Transmission | VACAR | 2025 | B12 | 200 | 0 | 900 | 900 | 0 | 0 | 0 | 0 | 0.02374 | 0 | 0 | 0.013189 | 2.3291 | 0.77637
TVA_Transmission_2_VACAR | TVA_Transmission | VACAR | 2025 | B13 | 600 | 0 | 900 | 0 | 0 | 0 | 0 | 0 | 0 | 0 | 0 | 0 | 2.3291 | 0.77637
TVA_Transmission_2_VACAR | TVA_Transmission | VACAR | 2025 | B14 | 900 | 0 | 900 | 0 | 0 | 0 | 0 | 0 | 0 | 0 | 0 | 0 | 2.3291 | 0.77637
TVA_Transmission_2_VACAR | TVA_Transmission | VACAR | 2025 | B15 | 1203 | 0 | 900 | 0 | 0 | 0 | 0 | 0 | 0 | 0 | 0 | 0 | 2.3291 | 0.77637
TVA_Transmission_2_VACAR | TVA_Transmission | VACAR | 2025 | B16 | 25 | 0 | 900 | 900 | 0 | 0 | 0 | 0 | 9.9945 | 0 | 0 | 0.69407 | 2.3291 | 0.77637
TVA_Transmission_2_VACAR | TVA_Transmission | VACAR | 2025 | B17 | 100 | 0 | 900 | 900 | 0 | 0 | 0 | 0 | 7.1339 | 0 | 0 | 1.9816 | 2.3291 | 0.77637
TVA_Transmission_2_VACAR | TVA_Transmission | VACAR | 2025 | B18 | 400 | 0 | 900 | 0 | 0 | 0 | 0 | 0 | 0 | 0 | 0 | 0 | 2.3291 | 0.77637
TVA_Transmission_2_VACAR | TVA_Transmission | VACAR | 2025 | B19 | 700 | 0 | 900 | 0 | 0 | 0 | 0 | 0 | 0 | 0 | 0 | 0 | 2.3291 | 0.77637
TVA_Transmission_2_VACAR | TVA_Transmission | VACAR | 2025 | B20 | 935 | 0 | 900 | 0 | 0 | 0 | 0 | 0 | 0 | 0 | 0 | 0 | 2.3291 | 0.77637
TVA_Transmission_2_VACAR | TVA_Transmission | VACAR | 2030 | B1 | 10 | 0 | 900 | 900 | 0 | 0 | 0 | 0 | 0.01187 | 0 | 0 | 0.00050511 | 1.2723 | 0.4241
TVA_Transmission_2_VACAR | TVA_Transmission | VACAR | 2030 | B2 | 25 | 0 | 900 | 900 | 0 | 0 | 0 | 0 | 6.0062 | 0 | 0 | 0.63896 | 1.2723 | 0.4241
TVA_Transmission_2_VACAR | TVA_Transmission | VACAR | 2030 | B3 | 75 | 0 | 900 | 900 | 0 | 0 | 0 | 0 | 0.01187 | 0 | 0 | 0.0037883 | 1.2723 | 0.4241
TVA_Transmission_2_VACAR | TVA_Transmission | VACAR | 2030 | B4 | 100 | 0 | 900 | 0 | 0 | 0 | 0 | 0 | 0 | 0 | 0 | 0 | 1.2723 | 0.4241
TVA_Transmission_2_VACAR | TVA_Transmission | VACAR | 2030 | B5 | 200 | 0 | 900 | 0 | 0 | 0 | 0 | 0 | 0 | 0 | 0 | 0 | 1.2723 | 0.4241
TVA_Transmission_2_VACAR | TVA_Transmission | VACAR | 2030 | B6 | 300 | 0 | 900 | 0 | 0 | 0 | 0 | 0 | 0 | 0 | 0 | 0 | 1.2723 | 0.4241
TVA_Transmission_2_VACAR | TVA_Transmission | VACAR | 2030 | B7 | 400 | 0 | 900 | 0 | 0 | 0 | 0 | 0 | 0 | 0 | 0 | 0 | 1.2723 | 0.4241
TVA_Transmission_2_VACAR | TVA_Transmission | VACAR | 2030 | B8 | 500 | 0 | 900 | 0 | 0 | 0 | 0 | 0 | 0 | 0 | 0 | 0 | 1.2723 | 0.4241
TVA_Transmission_2_VACAR | TVA_Transmission | VACAR | 2030 | B9 | 800 | 0 | 900 | 0 | 0 | 0 | 0 | 0 | 0 | 0 | 0 | 0 | 1.2723 | 0.4241
TVA_Transmission_2_VACAR | TVA_Transmission | VACAR | 2030 | B10 | 1262 | 0 | 900 | 0 | 0 | 0 | 0 | 0 | 0 | 0 | 0 | 0 | 1.2723 | 0.4241
TVA_Transmission_2_VACAR | TVA_Transmission | VACAR | 2030 | B11 | 25 | 0 | 900 | 444.5 | 0 | 0 | 0 | 0 | 0 | 0 | 0 | 0 | 1.2723 | 0.4241
TVA_Transmission_2_VACAR | TVA_Transmission | VACAR | 2030 | B12 | 200 | 0 | 900 | 78.14 | 0 | 0 | 0 | 0 | 0 | 0 | 0 | 0 | 1.2723 | 0.4241
TVA_Transmission_2_VACAR | TVA_Transmission | VACAR | 2030 | B13 | 600 | 0 | 900 | 0 | 0 | 0 | 0 | 0 | 0 | 0 | 0 | 0 | 1.2723 | 0.4241
TVA_Transmission_2_VACAR | TVA_Transmission | VACAR | 2030 | B14 | 900 | 0 | 900 | 0 | 0 | 0 | 0 | 0 | 0 | 0 | 0 | 0 | 1.2723 | 0.4241
TVA_Transmission_2_VACAR | TVA_Transmission | VACAR | 2030 | B15 | 1203 | 0 | 900 | 0 | 0 | 0 | 0 | 0 | 0 | 0 | 0 | 0 | 1.2723 | 0.4241
TVA_Transmission_2_VACAR | TVA_Transmission | VACAR | 2030 | B16 | 25 | 0 | 900 | 900 | 0 | 0 | 0 | 0 | 2.92 | 0 | 0 | 0.31064 | 1.2723 | 0.4241
TVA_Transmission_2_VACAR | TVA_Transmission | VACAR | 2030 | B17 | 100 | 0 | 900 | 900 | 0 | 0 | 0 | 0 | 1.7449 | 0 | 0 | 0.74251 | 1.2723 | 0.4241
TVA_Transmission_2_VACAR | TVA_Transmission | VACAR | 2030 | B18 | 400 | 0 | 900 | 0 | 0 | 0 | 0 | 0 | 0 | 0 | 0 | 0 | 1.2723 | 0.4241
TVA_Transmission_2_VACAR | TVA_Transmission | VACAR | 2030 | B19 | 700 | 0 | 900 | 0 | 0 | 0 | 0 | 0 | 0 | 0 | 0 | 0 | 1.2723 | 0.4241
TVA_Transmission_2_VACAR | TVA_Transmission | VACAR | 2030 | B20 | 935 | 0 | 900 | 0 | 0 | 0 | 0 | 0 | 0 | 0 | 0 | 0 | 1.2723 | 0.4241
TVA_Transmission_2_VACAR | TVA_Transmission | VACAR | 2035 | B1 | 10 | 0 | 900 | 900 | 0 | 0 | 0 | 0 | 0.02374 | 0 | 0 | 0.0039567 | 3.7494 | 1.2498
TVA_Transmission_2_VACAR | TVA_Transmission | VACAR | 2035 | B2 | 25 | 0 | 900 | 900 | 0 | 0 | 0 | 0 | 5.9943 | 0 | 0 | 2.4976 | 3.7494 | 1.2498
TVA_Transmission_2_VACAR | TVA_Transmission | VACAR | 2035 | B3 | 75 | 0 | 900 | 0 | 0 | 0 | 0 | 0 | 0 | 0 | 0 | 0 | 3.7494 | 1.2498
TVA_Transmission_2_VACAR | TVA_Transmission | VACAR | 2035 | B4 | 100 | 0 | 900 | 0 | 0 | 0 | 0 | 0 | 0 | 0 | 0 | 0 | 3.7494 | 1.2498
TVA_Transmission_2_VACAR | TVA_Transmission | VACAR | 2035 | B5 | 200 | 0 | 900 | 0 | 0 | 0 | 0 | 0 | 0 | 0 | 0 | 0 | 3.7494 | 1.2498
TVA_Transmission_2_VACAR | TVA_Transmission | VACAR | 2035 | B6 | 300 | 0 | 900 | 0 | 0 | 0 | 0 | 0 | 0 | 0 | 0 | 0 | 3.7494 | 1.2498
TVA_Transmission_2_VACAR | TVA_Transmission | VACAR | 2035 | B7 | 400 | 0 | 900 | 0 | 0 | 97.8 | 0 | 0 | 0 | 0 | 0 | 0 | 3.7494 | 1.2498
TVA_Transmission_2_VACAR | TVA_Transmission | VACAR | 2035 | B8 | 500 | 0 | 900 | 0 | 0 | 0 | 0 | 0 | 0 | 0 | 0 | 0 | 3.7494 | 1.2498
TVA_Transmission_2_VACAR | TVA_Transmission | VACAR | 2035 | B9 | 800 | 0 | 900 | 0 | 0 | 0 | 0 | 0 | 0 | 0 | 0 | 0 | 3.7494 | 1.2498
TVA_Transmission_2_VACAR | TVA_Transmission | VACAR | 2035 | B10 | 1262 | 0 | 900 | 0 | 0 | 0 | 0 | 0 | 0 | 0 | 0 | 0 | 3.7494 | 1.2498
TVA_Transmission_2_VACAR | TVA_Transmission | VACAR | 2035 | B11 | 25 | 0 | 900 | 0 | 0 | 0 | 0 | 0 | 0 | 0 | 0 | 0 | 3.7494 | 1.2498
TVA_Transmission_2_VACAR | TVA_Transmission | VACAR | 2035 | B12 | 200 | 0 | 900 | 0 | 0 | 0 | 0 | 0 | 0 | 0 | 0 | 0 | 3.7494 | 1.2498
TVA_Transmission_2_VACAR | TVA_Transmission | VACAR | 2035 | B13 | 600 | 0 | 900 | 0 | 0 | 0 | 0 | 0 | 0 | 0 | 0 | 0 | 3.7494 | 1.2498
TVA_Transmission_2_VACAR | TVA_Transmission | VACAR | 2035 | B14 | 900 | 0 | 900 | 0 | 0 | 0 | 0 | 0 | 0 | 0 | 0 | 0 | 3.7494 | 1.2498
TVA_Transmission_2_VACAR | TVA_Transmission | VACAR | 2035 | B15 | 1203 | 0 | 900 | 0 | 0 | 0 | 0 | 0 | 0 | 0 | 0 | 0 | 3.7494 | 1.2498
TVA_Transmission_2_VACAR | TVA_Transmission | VACAR | 2035 | B16 | 25 | 0 | 900 | 900 | 0 | 0 | 0 | 0 | 5.9943 | 0 | 0 | 2.4976 | 3.7494 | 1.2498
TVA_Transmission_2_VACAR | TVA_Transmission | VACAR | 2035 | B17 | 100 | 0 | 900 | 0 | 0 | 0 | 0 | 0 | 0 | 0 | 0 | 0 | 3.7494 | 1.2498
TVA_Transmission_2_VACAR | TVA_Transmission | VACAR | 2035 | B18 | 400 | 0 | 900 | 0 | 0 | 0 | 0 | 0 | 0 | 0 | 0 | 0 | 3.7494 | 1.2498
TVA_Transmission_2_VACAR | TVA_Transmission | VACAR | 2035 | B19 | 700 | 0 | 900 | 0 | 0 | 0 | 0 | 0 | 0 | 0 | 0 | 0 | 3.7494 | 1.2498
TVA_Transmission_2_VACAR | TVA_Transmission | VACAR | 2035 | B20 | 935 | 0 | 900 | 0 | 0 | 0 | 0 | 0 | 0 | 0 | 0 | 0 | 3.7494 | 1.2498
TVA_Transmission_2_VACAR | TVA_Transmission | VACAR | 2040 | B1 | 10 | 0 | 900 | 900 | 0 | 0 | 0 | 0 | 0.02374 | 0 | 0 | 0.0017585 | 6.942 | 2.314
TVA_Transmission_2_VACAR | TVA_Transmission | VACAR | 2040 | B2 | 25 | 0 | 900 | 900 | 0 | 0 | 0 | 0 | 9.9945 | 0 | 0 | 1.8508 | 6.942 | 2.314
TVA_Transmission_2_VACAR | TVA_Transmission | VACAR | 2040 | B3 | 75 | 0 | 900 | 900 | 0 | 0 | 0 | 0 | 9.9945 | 0 | 0 | 5.5525 | 6.942 | 2.314
TVA_Transmission_2_VACAR | TVA_Transmission | VACAR | 2040 | B4 | 100 | 0 | 900 | 0 | 0 | 0 | 0 | 0 | 0 | 0 | 0 | 0 | 6.942 | 2.314
TVA_Transmission_2_VACAR | TVA_Transmission | VACAR | 2040 | B5 | 200 | 0 | 900 | 0 | 0 | 0 | 0 | 0 | 0 | 0 | 0 | 0 | 6.942 | 2.314
TVA_Transmission_2_VACAR | TVA_Transmission | VACAR | 2040 | B6 | 300 | 0 | 900 | 0 | 0 | 0 | 0 | 0 | 0 | 0 | 0 | 0 | 6.942 | 2.314
TVA_Transmission_2_VACAR | TVA_Transmission | VACAR | 2040 | B7 | 400 | 0 | 900 | 0 | 0 | 0 | 0 | 0 | 0 | 0 | 0 | 0 | 6.942 | 2.314
TVA_Transmission_2_VACAR | TVA_Transmission | VACAR | 2040 | B8 | 500 | 0 | 900 | 0 | 0 | 0 | 0 | 0 | 0 | 0 | 0 | 0 | 6.942 | 2.314
TVA_Transmission_2_VACAR | TVA_Transmission | VACAR | 2040 | B9 | 800 | 0 | 900 | 0 | 0 | 0 | 0 | 0 | 0 | 0 | 0 | 0 | 6.942 | 2.314
TVA_Transmission_2_VACAR | TVA_Transmission | VACAR | 2040 | B10 | 1262 | 0 | 900 | 0 | 0 | 0 | 0 | 0 | 0 | 0 | 0 | 0 | 6.942 | 2.314
TVA_Transmission_2_VACAR | TVA_Transmission | VACAR | 2040 | B11 | 25 | 0 | 900 | 0 | 0 | 0 | 0 | 0 | 0 | 0 | 0 | 0 | 6.942 | 2.314
TVA_Transmission_2_VACAR | TVA_Transmission | VACAR | 2040 | B12 | 200 | 0 | 900 | 399.11 | 0 | 0 | 0 | 0 | 0 | 0 | 0 | 0 | 6.942 | 2.314
TVA_Transmission_2_VACAR | TVA_Transmission | VACAR | 2040 | B13 | 600 | 0 | 900 | 0 | 0 | 0 | 0 | 0 | 0 | 0 | 0 | 0 | 6.942 | 2.314
TVA_Transmission_2_VACAR | TVA_Transmission | VACAR | 2040 | B14 | 900 | 0 | 900 | 0 | 0 | 0 | 0 | 0 | 0 | 0 | 0 | 0 | 6.942 | 2.314
TVA_Transmission_2_VACAR | TVA_Transmission | VACAR | 2040 | B15 | 1203 | 0 | 900 | 0 | 0 | 0 | 0 | 0 | 0 | 0 | 0 | 0 | 6.942 | 2.314
TVA_Transmission_2_VACAR | TVA_Transmission | VACAR | 2040 | B16 | 25 | 0 | 900 | 900 | 0 | 0 | 0 | 0 | 9.9945 | 0 | 0 | 1.8508 | 6.942 | 2.314
TVA_Transmission_2_VACAR | TVA_Transmission | VACAR | 2040 | B17 | 100 | 0 | 900 | 0 | 19.75 | 0 | 0 | 0 | 0 | 0 | 0 | 0 | 6.942 | 2.314
TVA_Transmission_2_VACAR | TVA_Transmission | VACAR | 2040 | B18 | 400 | 0 | 900 | 0 | 0 | 0 | 0 | 0 | 0 | 0 | 0 | 0 | 6.942 | 2.314
TVA_Transmission_2_VACAR | TVA_Transmission | VACAR | 2040 | B19 | 700 | 0 | 900 | 0 | 0 | 0 | 0 | 0 | 0 | 0 | 0 | 0 | 6.942 | 2.314
TVA_Transmission_2_VACAR | TVA_Transmission | VACAR | 2040 | B20 | 935 | 0 | 900 | 0 | 0 | 0 | 0 | 0 | 0 | 0 | 0 | 0 | 6.942 | 2.314
TVA_Transmission_2_VACAR | TVA_Transmission | VACAR | 2045 | B1 | 10 | 0 | 900 | 900 | 0 | 0 | 0 | 0 | 0.02374 | 0 | 0 | 0.0039567 | 3.6196 | 1.2065
TVA_Transmission_2_VACAR | TVA_Transmission | VACAR | 2045 | B2 | 25 | 0 | 900 | 900 | 0 | 0 | 0 | 0 | 9.9945 | 0 | 0 | 4.1644 | 3.6196 | 1.2065
TVA_Transmission_2_VACAR | TVA_Transmission | VACAR | 2045 | B3 | 75 | 0 | 900 | 139.51 | 0 | 0 | 0 | 0 | 0 | 0 | 0 | 0 | 3.6196 | 1.2065
TVA_Transmission_2_VACAR | TVA_Transmission | VACAR | 2045 | B4 | 100 | 0 | 900 | 0 | 0 | 0 | 0 | 0 | 0 | 0 | 0 | 0 | 3.6196 | 1.2065
TVA_Transmission_2_VACAR | TVA_Transmission | VACAR | 2045 | B5 | 200 | 0 | 900 | 0 | 0 | 0 | 0 | 0 | 0 | 0 | 0 | 0 | 3.6196 | 1.2065
TVA_Transmission_2_VACAR | TVA_Transmission | VACAR | 2045 | B6 | 300 | 0 | 900 | 0 | 0 | 0 | 0 | 0 | 0 | 0 | 0 | 0 | 3.6196 | 1.2065
TVA_Transmission_2_VACAR | TVA_Transmission | VACAR | 2045 | B7 | 400 | 0 | 900 | 0 | 0 | 0 | 0 | 0 | 0 | 0 | 0 | 0 | 3.6196 | 1.2065
TVA_Transmission_2_VACAR | TVA_Transmission | VACAR | 2045 | B8 | 500 | 0 | 900 | 0 | 0 | 0 | 0 | 0 | 0 | 0 | 0 | 0 | 3.6196 | 1.2065
TVA_Transmission_2_VACAR | TVA_Transmission | VACAR | 2045 | B9 | 800 | 0 | 900 | 0 | 0 | 0 | 0 | 0 | 0 | 0 | 0 | 0 | 3.6196 | 1.2065
TVA_Transmission_2_VACAR | TVA_Transmission | VACAR | 2045 | B10 | 1262 | 0 | 900 | 0 | 0 | 0 | 0 | 0 | 0 | 0 | 0 | 0 | 3.6196 | 1.2065
TVA_Transmission_2_VACAR | TVA_Transmission | VACAR | 2045 | B11 | 25 | 0 | 900 | 0 | 0 | 0 | 0 | 0 | 0 | 0 | 0 | 0 | 3.6196 | 1.2065
TVA_Transmission_2_VACAR | TVA_Transmission | VACAR | 2045 | B12 | 200 | 0 | 900 | 0 | 0 | 0 | 0 | 0 | 0 | 0 | 0 | 0 | 3.6196 | 1.2065
TVA_Transmission_2_VACAR | TVA_Transmission | VACAR | 2045 | B13 | 600 | 0 | 900 | 0 | 0 | 0 | 0 | 0 | 0 | 0 | 0 | 0 | 3.6196 | 1.2065
TVA_Transmission_2_VACAR | TVA_Transmission | VACAR | 2045 | B14 | 900 | 0 | 900 | 0 | 0 | 0 | 0 | 0 | 0 | 0 | 0 | 0 | 3.6196 | 1.2065
TVA_Transmission_2_VACAR | TVA_Transmission | VACAR | 2045 | B15 | 1203 | 0 | 900 | 0 | 0 | 0 | 0 | 0 | 0 | 0 | 0 | 0 | 3.6196 | 1.2065
TVA_Transmission_2_VACAR | TVA_Transmission | VACAR | 2045 | B16 | 25 | 0 | 900 | 900 | 0 | 0 | 0 | 0 | 1.5787 | 0 | 0 | 0.6578 | 3.6196 | 1.2065
TVA_Transmission_2_VACAR | TVA_Transmission | VACAR | 2045 | B17 | 100 | 0 | 900 | 303.71 | 0 | 0 | 0 | 0 | 0 | 0 | 0 | 0 | 3.6196 | 1.2065
TVA_Transmission_2_VACAR | TVA_Transmission | VACAR | 2045 | B18 | 400 | 0 | 900 | 0 | 0 | 0 | 0 | 0 | 0 | 0 | 0 | 0 | 3.6196 | 1.2065
TVA_Transmission_2_VACAR | TVA_Transmission | VACAR | 2045 | B19 | 700 | 0 | 900 | 0 | 0 | 0 | 0 | 0 | 0 | 0 | 0 | 0 | 3.6196 | 1.2065
TVA_Transmission_2_VACAR | TVA_Transmission | VACAR | 2045 | B20 | 935 | 0 | 900 | 0 | 0 | 0 | 0 | 0 | 0 | 0 | 0 | 0 | 3.6196 | 1.2065
TVA_Transmission_2_VACAR | TVA_Transmission | VACAR | 2050 | B1 | 10 | 0 | 900 | 642.79 | 0 | 0 | 0 | 0 | 0 | 0 | 0 | 0 | 0.013354 | 0.0044513
TVA_Transmission_2_VACAR | TVA_Transmission | VACAR | 2050 | B2 | 25 | 0 | 900 | 900 | 0 | 0 | 0 | 0 | 0.02374 | 0 | 0 | 0.01187 | 0.013354 | 0.0044513
TVA_Transmission_2_VACAR | TVA_Transmission | VACAR | 2050 | B3 | 75 | 0 | 900 | 414.47 | 0 | 0 | 0 | 0 | 0 | 0 | 0 | 0 | 0.013354 | 0.0044513
TVA_Transmission_2_VACAR | TVA_Transmission | VACAR | 2050 | B4 | 100 | 0 | 900 | 0 | 0 | 0 | 0 | 0 | 0 | 0 | 0 | 0 | 0.013354 | 0.0044513
TVA_Transmission_2_VACAR | TVA_Transmission | VACAR | 2050 | B5 | 200 | 0 | 900 | 0 | 0 | 0 | 0 | 0 | 0 | 0 | 0 | 0 | 0.013354 | 0.0044513
TVA_Transmission_2_VACAR | TVA_Transmission | VACAR | 2050 | B6 | 300 | 0 | 900 | 0 | 0 | 0 | 0 | 0 | 0 | 0 | 0 | 0 | 0.013354 | 0.0044513
TVA_Transmission_2_VACAR | TVA_Transmission | VACAR | 2050 | B7 | 400 | 0 | 900 | 0 | 0 | 0 | 0 | 0 | 0 | 0 | 0 | 0 | 0.013354 | 0.0044513
TVA_Transmission_2_VACAR | TVA_Transmission | VACAR | 2050 | B8 | 500 | 0 | 900 | 0 | 0 | 0 | 0 | 0 | 0 | 0 | 0 | 0 | 0.013354 | 0.0044513
TVA_Transmission_2_VACAR | TVA_Transmission | VACAR | 2050 | B9 | 800 | 0 | 900 | 0 | 0 | 0 | 0 | 0 | 0 | 0 | 0 | 0 | 0.013354 | 0.0044513
TVA_Transmission_2_VACAR | TVA_Transmission | VACAR | 2050 | B10 | 1262 | 0 | 900 | 0 | 0 | 0 | 0 | 0 | 0 | 0 | 0 | 0 | 0.013354 | 0.0044513
TVA_Transmission_2_VACAR | TVA_Transmission | VACAR | 2050 | B11 | 25 | 0 | 900 | 0 | 0 | 0 | 0 | 0 | 0 | 0 | 0 | 0 | 0.013354 | 0.0044513
TVA_Transmission_2_VACAR | TVA_Transmission | VACAR | 2050 | B12 | 200 | 0 | 900 | 0 | 0 | 0 | 0 | 0 | 0 | 0 | 0 | 0 | 0.013354 | 0.0044513
TVA_Transmission_2_VACAR | TVA_Transmission | VACAR | 2050 | B13 | 600 | 0 | 900 | 0 | 0 | 0 | 0 | 0 | 0 | 0 | 0 | 0 | 0.013354 | 0.0044513
TVA_Transmission_2_VACAR | TVA_Transmission | VACAR | 2050 | B14 | 900 | 0 | 900 | 0 | 0 | 0 | 0 | 0 | 0 | 0 | 0 | 0 | 0.013354 | 0.0044513
TVA_Transmission_2_VACAR | TVA_Transmission | VACAR | 2050 | B15 | 1203 | 0 | 900 | 0 | 0 | 0 | 0 | 0 | 0 | 0 | 0 | 0 | 0.013354 | 0.0044513
TVA_Transmission_2_VACAR | TVA_Transmission | VACAR | 2050 | B16 | 25 | 0 | 900 | 900 | 0 | 0 | 0 | 0 | 0.01187 | 0 | 0 | 0.005935 | 0.013354 | 0.0044513
TVA_Transmission_2_VACAR | TVA_Transmission | VACAR | 2050 | B17 | 100 | 0 | 900 | 0 | 0 | 0 | 0 | 0 | 0 | 0 | 0 | 0 | 0.013354 | 0.0044513
TVA_Transmission_2_VACAR | TVA_Transmission | VACAR | 2050 | B18 | 400 | 0 | 900 | 0 | 0 | 0 | 0 | 0 | 0 | 0 | 0 | 0 | 0.013354 | 0.0044513
TVA_Transmission_2_VACAR | TVA_Transmission | VACAR | 2050 | B19 | 700 | 0 | 900 | 0 | 0 | 0 | 0 | 0 | 0 | 0 | 0 | 0 | 0.013354 | 0.0044513
TVA_Transmission_2_VACAR | TVA_Transmission | VACAR | 2050 | B20 | 935 | 0 | 900 | 0 | 0 | 0 | 0 | 0 | 0 | 0 | 0 | 0 | 0.013354 | 0.0044513
VACAR_2_PJM_ROR | VACAR | PJM_ROR | 2015 | B1 | 10 | 0 | 2000 | 0 | 0 | 0 | 0 | 0 | 0 | 0 | 0 | 0 | 0 | 0
VACAR_2_PJM_ROR | VACAR | PJM_ROR | 2015 | B2 | 25 | 0 | 2000 | 0 | 0 | 0 | 0 | 0 | 0 | 0 | 0 | 0 | 0 | 0
VACAR_2_PJM_ROR | VACAR | PJM_ROR | 2015 | B3 | 75 | 0 | 2000 | 0 | 0 | 0 | 0 | 0 | 0 | 0 | 0 | 0 | 0 | 0
VACAR_2_PJM_ROR | VACAR | PJM_ROR | 2015 | B4 | 100 | 0 | 2000 | 0 | 0 | 0 | 0 | 0 | 0 | 0 | 0 | 0 | 0 | 0
VACAR_2_PJM_ROR | VACAR | PJM_ROR | 2015 | B5 | 200 | 0 | 2000 | 0 | 0 | 0 | 0 | 0 | 0 | 0 | 0 | 0 | 0 | 0
VACAR_2_PJM_ROR | VACAR | PJM_ROR | 2015 | B6 | 300 | 0 | 2000 | 0 | 0 | 0 | 0 | 0 | 0 | 0 | 0 | 0 | 0 | 0
VACAR_2_PJM_ROR | VACAR | PJM_ROR | 2015 | B7 | 400 | 0 | 2000 | 0 | 0 | 0 | 0 | 0 | 0 | 0 | 0 | 0 | 0 | 0
VACAR_2_PJM_ROR | VACAR | PJM_ROR | 2015 | B8 | 500 | 0 | 2000 | 0 | 0 | 0 | 0 | 0 | 0 | 0 | 0 | 0 | 0 | 0
VACAR_2_PJM_ROR | VACAR | PJM_ROR | 2015 | B9 | 800 | 0 | 2000 | 0 | 0 | 0 | 0 | 0 | 0 | 0 | 0 | 0 | 0 | 0
VACAR_2_PJM_ROR | VACAR | PJM_ROR | 2015 | B10 | 1262 | 0 | 2000 | 0 | 0 | 0 | 0 | 0 | 0 | 0 | 0 | 0 | 0 | 0
VACAR_2_PJM_ROR | VACAR | PJM_ROR | 2015 | B11 | 25 | 0 | 2000 | 0 | 0 | 0 | 0 | 0 | 0 | 0 | 0 | 0 | 0 | 0
VACAR_2_PJM_ROR | VACAR | PJM_ROR | 2015 | B12 | 200 | 0 | 2000 | 0 | 0 | 0 | 0 | 0 | 0 | 0 | 0 | 0 | 0 | 0
VACAR_2_PJM_ROR | VACAR | PJM_ROR | 2015 | B13 | 600 | 0 | 2000 | 0 | 0 | 0 | 0 | 0 | 0 | 0 | 0 | 0 | 0 | 0
VACAR_2_PJM_ROR | VACAR | PJM_ROR | 2015 | B14 | 900 | 0 | 2000 | 0 | 0 | 0 | 0 | 0 | 0 | 0 | 0 | 0 | 0 | 0
VACAR_2_PJM_ROR | VACAR | PJM_ROR | 2015 | B15 | 1203 | 0 | 2000 | 0 | 0 | 0 | 0 | 0 | 0 | 0 | 0 | 0 | 0 | 0
VACAR_2_PJM_ROR | VACAR | PJM_ROR | 2015 | B16 | 25 | 0 | 2000 | 0 | 0 | 0 | 0 | 0 | 0 | 0 | 0 | 0 | 0 | 0
VACAR_2_PJM_ROR | VACAR | PJM_ROR | 2015 | B17 | 100 | 0 | 2000 | 0 | 0 | 0 | 0 | 0 | 0 | 0 | 0 | 0 | 0 | 0
VACAR_2_PJM_ROR | VACAR | PJM_ROR | 2015 | B18 | 400 | 0 | 2000 | 0 | 0 | 0 | 0 | 0 | 0 | 0 | 0 | 0 | 0 | 0
VACAR_2_PJM_ROR | VACAR | PJM_ROR | 2015 | B19 | 700 | 0 | 2000 | 0 | 0 | 0 | 0 | 0 | 0 | 0 | 0 | 0 | 0 | 0
VACAR_2_PJM_ROR | VACAR | PJM_ROR | 2015 | B20 | 935 | 0 | 2000 | 0 | 0 | 0 | 0 | 0 | 0 | 0 | 0 | 0 | 0 | 0
VACAR_2_PJM_ROR | VACAR | PJM_ROR | 2020 | B1 | 10 | 0 | 2000 | 0 | 0 | 0 | 0 | 0 | 0 | 0 | 0 | 0 | 0 | 0
VACAR_2_PJM_ROR | VACAR | PJM_ROR | 2020 | B2 | 25 | 0 | 2000 | 0 | 0 | 0 | 0 | 0 | 0 | 0 | 0 | 0 | 0 | 0
VACAR_2_PJM_ROR | VACAR | PJM_ROR | 2020 | B3 | 75 | 0 | 2000 | 0 | 0 | 0 | 0 | 0 | 0 | 0 | 0 | 0 | 0 | 0
VACAR_2_PJM_ROR | VACAR | PJM_ROR | 2020 | B4 | 100 | 0 | 2000 | 0 | 0 | 0 | 0 | 0 | 0 | 0 | 0 | 0 | 0 | 0
VACAR_2_PJM_ROR | VACAR | PJM_ROR | 2020 | B5 | 200 | 0 | 2000 | 0 | 0 | 0 | 0 | 0 | 0 | 0 | 0 | 0 | 0 | 0
VACAR_2_PJM_ROR | VACAR | PJM_ROR | 2020 | B6 | 300 | 0 | 2000 | 0 | 0 | 0 | 0 | 0 | 0 | 0 | 0 | 0 | 0 | 0
VACAR_2_PJM_ROR | VACAR | PJM_ROR | 2020 | B7 | 400 | 0 | 2000 | 0 | 0 | 0 | 0 | 0 | 0 | 0 | 0 | 0 | 0 | 0
VACAR_2_PJM_ROR | VACAR | PJM_ROR | 2020 | B8 | 500 | 0 | 2000 | 0 | 0 | 0 | 0 | 0 | 0 | 0 | 0 | 0 | 0 | 0
VACAR_2_PJM_ROR | VACAR | PJM_ROR | 2020 | B9 | 800 | 0 | 2000 | 0 | 0 | 0 | 0 | 0 | 0 | 0 | 0 | 0 | 0 | 0
VACAR_2_PJM_ROR | VACAR | PJM_ROR | 2020 | B10 | 1262 | 0 | 2000 | 0 | 0 | 0 | 0 | 0 | 0 | 0 | 0 | 0 | 0 | 0
VACAR_2_PJM_ROR | VACAR | PJM_ROR | 2020 | B11 | 25 | 0 | 2000 | 0 | 0 | 0 | 0 | 0 | 0 | 0 | 0 | 0 | 0 | 0
VACAR_2_PJM_ROR | VACAR | PJM_ROR | 2020 | B12 | 200 | 0 | 2000 | 0 | 0 | 0 | 0 | 0 | 0 | 0 | 0 | 0 | 0 | 0
VACAR_2_PJM_ROR | VACAR | PJM_ROR | 2020 | B13 | 600 | 0 | 2000 | 0 | 0 | 0 | 0 | 0 | 0 | 0 | 0 | 0 | 0 | 0
VACAR_2_PJM_ROR | VACAR | PJM_ROR | 2020 | B14 | 900 | 0 | 2000 | 0 | 0 | 0 | 0 | 0 | 0 | 0 | 0 | 0 | 0 | 0
VACAR_2_PJM_ROR | VACAR | PJM_ROR | 2020 | B15 | 1203 | 0 | 2000 | 0 | 0 | 0 | 0 | 0 | 0 | 0 | 0 | 0 | 0 | 0
VACAR_2_PJM_ROR | VACAR | PJM_ROR | 2020 | B16 | 25 | 0 | 2000 | 0 | 0 | 0 | 0 | 0 | 0 | 0 | 0 | 0 | 0 | 0
VACAR_2_PJM_ROR | VACAR | PJM_ROR | 2020 | B17 | 100 | 0 | 2000 | 0 | 0 | 0 | 0 | 0 | 0 | 0 | 0 | 0 | 0 | 0
VACAR_2_PJM_ROR | VACAR | PJM_ROR | 2020 | B18 | 400 | 0 | 2000 | 0 | 0 | 0 | 0 | 0 | 0 | 0 | 0 | 0 | 0 | 0
VACAR_2_PJM_ROR | VACAR | PJM_ROR | 2020 | B19 | 700 | 0 | 2000 | 0 | 0 | 0 | 0 | 0 | 0 | 0 | 0 | 0 | 0 | 0
VACAR_2_PJM_ROR | VACAR | PJM_ROR | 2020 | B20 | 935 | 0 | 2000 | 0 | 0 | 0 | 0 | 0 | 0 | 0 | 0 | 0 | 0 | 0
VACAR_2_PJM_ROR | VACAR | PJM_ROR | 2025 | B1 | 10 | 0 | 2000 | 0 | 0 | 0 | 0 | 0 | 0 | 0 | 0 | 0 | 0 | 0
VACAR_2_PJM_ROR | VACAR | PJM_ROR | 2025 | B2 | 25 | 0 | 2000 | 0 | 0 | 0 | 0 | 0 | 0 | 0 | 0 | 0 | 0 | 0
VACAR_2_PJM_ROR | VACAR | PJM_ROR | 2025 | B3 | 75 | 0 | 2000 | 0 | 0 | 0 | 0 | 0 | 0 | 0 | 0 | 0 | 0 | 0
VACAR_2_PJM_ROR | VACAR | PJM_ROR | 2025 | B4 | 100 | 0 | 2000 | 0 | 0 | 0 | 0 | 0 | 0 | 0 | 0 | 0 | 0 | 0
VACAR_2_PJM_ROR | VACAR | PJM_ROR | 2025 | B5 | 200 | 0 | 2000 | 0 | 0 | 0 | 0 | 0 | 0 | 0 | 0 | 0 | 0 | 0
VACAR_2_PJM_ROR | VACAR | PJM_ROR | 2025 | B6 | 300 | 0 | 2000 | 0 | 0 | 0 | 0 | 0 | 0 | 0 | 0 | 0 | 0 | 0
VACAR_2_PJM_ROR | VACAR | PJM_ROR | 2025 | B7 | 400 | 0 | 2000 | 0 | 0 | 0 | 0 | 0 | 0 | 0 | 0 | 0 | 0 | 0
VACAR_2_PJM_ROR | VACAR | PJM_ROR | 2025 | B8 | 500 | 0 | 2000 | 0 | 0 | 0 | 0 | 0 | 0 | 0 | 0 | 0 | 0 | 0
VACAR_2_PJM_ROR | VACAR | PJM_ROR | 2025 | B9 | 800 | 0 | 2000 | 0 | 0 | 0 | 0 | 0 | 0 | 0 | 0 | 0 | 0 | 0
VACAR_2_PJM_ROR | VACAR | PJM_ROR | 2025 | B10 | 1262 | 0 | 2000 | 0 | 0 | 0 | 0 | 0 | 0 | 0 | 0 | 0 | 0 | 0
VACAR_2_PJM_ROR | VACAR | PJM_ROR | 2025 | B11 | 25 | 0 | 2000 | 0 | 0 | 0 | 0 | 0 | 0 | 0 | 0 | 0 | 0 | 0
VACAR_2_PJM_ROR | VACAR | PJM_ROR | 2025 | B12 | 200 | 0 | 2000 | 0 | 0 | 0 | 0 | 0 | 0 | 0 | 0 | 0 | 0 | 0
VACAR_2_PJM_ROR | VACAR | PJM_ROR | 2025 | B13 | 600 | 0 | 2000 | 0 | 0 | 0 | 0 | 0 | 0 | 0 | 0 | 0 | 0 | 0
VACAR_2_PJM_ROR | VACAR | PJM_ROR | 2025 | B14 | 900 | 0 | 2000 | 0 | 0 | 0 | 0 | 0 | 0 | 0 | 0 | 0 | 0 | 0
VACAR_2_PJM_ROR | VACAR | PJM_ROR | 2025 | B15 | 1203 | 0 | 2000 | 0 | 0 | 0 | 0 | 0 | 0 | 0 | 0 | 0 | 0 | 0
VACAR_2_PJM_ROR | VACAR | PJM_ROR | 2025 | B16 | 25 | 0 | 2000 | 0 | 0 | 0 | 0 | 0 | 0 | 0 | 0 | 0 | 0 | 0
VACAR_2_PJM_ROR | VACAR | PJM_ROR | 2025 | B17 | 100 | 0 | 2000 | 0 | 0 | 0 | 0 | 0 | 0 | 0 | 0 | 0 | 0 | 0
VACAR_2_PJM_ROR | VACAR | PJM_ROR | 2025 | B18 | 400 | 0 | 2000 | 0 | 0 | 0 | 0 | 0 | 0 | 0 | 0 | 0 | 0 | 0
VACAR_2_PJM_ROR | VACAR | PJM_ROR | 2025 | B19 | 700 | 0 | 2000 | 0 | 0 | 0 | 0 | 0 | 0 | 0 | 0 | 0 | 0 | 0
VACAR_2_PJM_ROR | VACAR | PJM_ROR | 2025 | B20 | 935 | 0 | 2000 | 0 | 0 | 0 | 0 | 0 | 0 | 0 | 0 | 0 | 0 | 0
VACAR_2_PJM_ROR | VACAR | PJM_ROR | 2030 | B1 | 10 | 0 | 2000 | 0 | 0 | 0 | 0 | 0 | 0 | 0 | 0 | 0 | 0 | 0
VACAR_2_PJM_ROR | VACAR | PJM_ROR | 2030 | B2 | 25 | 0 | 2000 | 0 | 0 | 0 | 0 | 0 | 0 | 0 | 0 | 0 | 0 | 0
VACAR_2_PJM_ROR | VACAR | PJM_ROR | 2030 | B3 | 75 | 0 | 2000 | 0 | 0 | 0 | 0 | 0 | 0 | 0 | 0 | 0 | 0 | 0
VACAR_2_PJM_ROR | VACAR | PJM_ROR | 2030 | B4 | 100 | 0 | 2000 | 0 | 0 | 0 | 0 | 0 | 0 | 0 | 0 | 0 | 0 | 0
VACAR_2_PJM_ROR | VACAR | PJM_ROR | 2030 | B5 | 200 | 0 | 2000 | 0 | 0 | 0 | 0 | 0 | 0 | 0 | 0 | 0 | 0 | 0
VACAR_2_PJM_ROR | VACAR | PJM_ROR | 2030 | B6 | 300 | 0 | 2000 | 0 | 0 | 0 | 0 | 0 | 0 | 0 | 0 | 0 | 0 | 0
VACAR_2_PJM_ROR | VACAR | PJM_ROR | 2030 | B7 | 400 | 0 | 2000 | 0 | 0 | 0 | 0 | 0 | 0 | 0 | 0 | 0 | 0 | 0
VACAR_2_PJM_ROR | VACAR | PJM_ROR | 2030 | B8 | 500 | 0 | 2000 | 0 | 0 | 0 | 0 | 0 | 0 | 0 | 0 | 0 | 0 | 0
VACAR_2_PJM_ROR | VACAR | PJM_ROR | 2030 | B9 | 800 | 0 | 2000 | 0 | 0 | 0 | 0 | 0 | 0 | 0 | 0 | 0 | 0 | 0
VACAR_2_PJM_ROR | VACAR | PJM_ROR | 2030 | B10 | 1262 | 0 | 2000 | 0 | 0 | 0 | 0 | 0 | 0 | 0 | 0 | 0 | 0 | 0
VACAR_2_PJM_ROR | VACAR | PJM_ROR | 2030 | B11 | 25 | 0 | 2000 | 0 | 0 | 0 | 0 | 0 | 0 | 0 | 0 | 0 | 0 | 0
VACAR_2_PJM_ROR | VACAR | PJM_ROR | 2030 | B12 | 200 | 0 | 2000 | 0 | 0 | 0 | 0 | 0 | 0 | 0 | 0 | 0 | 0 | 0
VACAR_2_PJM_ROR | VACAR | PJM_ROR | 2030 | B13 | 600 | 0 | 2000 | 0 | 0 | 0 | 0 | 0 | 0 | 0 | 0 | 0 | 0 | 0
VACAR_2_PJM_ROR | VACAR | PJM_ROR | 2030 | B14 | 900 | 0 | 2000 | 0 | 0 | 0 | 0 | 0 | 0 | 0 | 0 | 0 | 0 | 0
VACAR_2_PJM_ROR | VACAR | PJM_ROR | 2030 | B15 | 1203 | 0 | 2000 | 0 | 0 | 0 | 0 | 0 | 0 | 0 | 0 | 0 | 0 | 0
VACAR_2_PJM_ROR | VACAR | PJM_ROR | 2030 | B16 | 25 | 0 | 2000 | 0 | 0 | 0 | 0 | 0 | 0 | 0 | 0 | 0 | 0 | 0
VACAR_2_PJM_ROR | VACAR | PJM_ROR | 2030 | B17 | 100 | 0 | 2000 | 0 | 0 | 0 | 0 | 0 | 0 | 0 | 0 | 0 | 0 | 0
VACAR_2_PJM_ROR | VACAR | PJM_ROR | 2030 | B18 | 400 | 0 | 2000 | 0 | 0 | 0 | 0 | 0 | 0 | 0 | 0 | 0 | 0 | 0
VACAR_2_PJM_ROR | VACAR | PJM_ROR | 2030 | B19 | 700 | 0 | 2000 | 0 | 0 | 0 | 0 | 0 | 0 | 0 | 0 | 0 | 0 | 0
VACAR_2_PJM_ROR | VACAR | PJM_ROR | 2030 | B20 | 935 | 0 | 2000 | 0 | 0 | 0 | 0 | 0 | 0 | 0 | 0 | 0 | 0 | 0
VACAR_2_PJM_ROR | VACAR | PJM_ROR | 2035 | B1 | 10 | 0 | 2000 | 0 | 0 | 0 | 0 | 0 | 0 | 0 | 0 | 0 | 1.7654 | 0.58846
VACAR_2_PJM_ROR | VACAR | PJM_ROR | 2035 | B2 | 25 | 0 | 2000 | 0 | 0 | 0 | 0 | 0 | 0 | 0 | 0 | 0 | 1.7654 | 0.58846
VACAR_2_PJM_ROR | VACAR | PJM_ROR | 2035 | B3 | 75 | 0 | 2000 | 0 | 0 | 0 | 0 | 0 | 0 | 0 | 0 | 0 | 1.7654 | 0.58846
VACAR_2_PJM_ROR | VACAR | PJM_ROR | 2035 | B4 | 100 | 0 | 2000 | 0 | 0 | 0 | 0 | 0 | 0 | 0 | 0 | 0 | 1.7654 | 0.58846
VACAR_2_PJM_ROR | VACAR | PJM_ROR | 2035 | B5 | 200 | 0 | 2000 | 2000 | 0 | 0 | 0 | 0 | 3.8696 | 0 | 0 | 0.77392 | 1.7654 | 0.58846
VACAR_2_PJM_ROR | VACAR | PJM_ROR | 2035 | B6 | 300 | 0 | 2000 | 604.93 | 1245.86 | 0 | 0 | 0 | 0 | 0 | 0 | 0 | 1.7654 | 0.58846
VACAR_2_PJM_ROR | VACAR | PJM_ROR | 2035 | B7 | 400 | 0 | 2000 | 887.24 | 487.51 | 0 | 0 | 0 | 0 | 0 | 0 | 0 | 1.7654 | 0.58846
VACAR_2_PJM_ROR | VACAR | PJM_ROR | 2035 | B8 | 500 | 500 | 2000 | 2000 | 2000 | 1856.16 | 2250.6 | 0 | 1.9942 | 1.7686 | 0 | 0.99708 | 1.7654 | 0.58846
VACAR_2_PJM_ROR | VACAR | PJM_ROR | 2035 | B9 | 800 | 0 | 2000 | 0 | 0 | 0 | 0 | 0 | 0 | 0 | 0 | 0 | 1.7654 | 0.58846
VACAR_2_PJM_ROR | VACAR | PJM_ROR | 2035 | B10 | 1262 | 0 | 2000 | 0 | 0 | 0 | 0 | 0 | 0 | 0 | 0 | 0 | 1.7654 | 0.58846
VACAR_2_PJM_ROR | VACAR | PJM_ROR | 2035 | B11 | 25 | 0 | 2000 | 0 | 0 | 0 | 0 | 0 | 0 | 0 | 0 | 0 | 1.7654 | 0.58846
VACAR_2_PJM_ROR | VACAR | PJM_ROR | 2035 | B12 | 200 | 0 | 2000 | 2000 | 0 | 0 | 0 | 0 | 0.65285 | 0 | 0 | 0.13057 | 1.7654 | 0.58846
VACAR_2_PJM_ROR | VACAR | PJM_ROR | 2035 | B13 | 600 | 0 | 2000 | 0 | 0 | 0 | 0 | 0 | 0 | 0 | 0 | 0 | 1.7654 | 0.58846
VACAR_2_PJM_ROR | VACAR | PJM_ROR | 2035 | B14 | 900 | 0 | 2000 | 0 | 0 | 0 | 0 | 0 | 0 | 0 | 0 | 0 | 1.7654 | 0.58846
VACAR_2_PJM_ROR | VACAR | PJM_ROR | 2035 | B15 | 1203 | 0 | 2000 | 0 | 0 | 0 | 0 | 0 | 0 | 0 | 0 | 0 | 1.7654 | 0.58846
VACAR_2_PJM_ROR | VACAR | PJM_ROR | 2035 | B16 | 25 | 0 | 2000 | 0 | 0 | 0 | 0 | 0 | 0 | 0 | 0 | 0 | 1.7654 | 0.58846
VACAR_2_PJM_ROR | VACAR | PJM_ROR | 2035 | B17 | 100 | 0 | 2000 | 2000 | 0 | 0 | 0 | 0 | 4.5225 | 0 | 0 | 0.45225 | 1.7654 | 0.58846
VACAR_2_PJM_ROR | VACAR | PJM_ROR | 2035 | B18 | 400 | 0 | 2000 | 0 | 0 | 0 | 0 | 0 | 0 | 0 | 0 | 0 | 1.7654 | 0.58846
VACAR_2_PJM_ROR | VACAR | PJM_ROR | 2035 | B19 | 700 | 0 | 2000 | 0 | 0 | 0 | 0 | 0 | 0 | 0 | 0 | 0 | 1.7654 | 0.58846
VACAR_2_PJM_ROR | VACAR | PJM_ROR | 2035 | B20 | 935 | 0 | 2000 | 0 | 0 | 0 | 0 | 0 | 0 | 0 | 0 | 0 | 1.7654 | 0.58846
VACAR_2_PJM_ROR | VACAR | PJM_ROR | 2040 | B1 | 10 | 0 | 2000 | 0 | 0 | 0 | 0 | 0 | 0 | 0 | 0 | 0 | 9.0093 | 3.0031
VACAR_2_PJM_ROR | VACAR | PJM_ROR | 2040 | B2 | 25 | 0 | 2000 | 0 | 0 | 0 | 0 | 0 | 0 | 0 | 0 | 0 | 9.0093 | 3.0031
VACAR_2_PJM_ROR | VACAR | PJM_ROR | 2040 | B3 | 75 | 0 | 2000 | 0 | 0 | 0 | 0 | 0 | 0 | 0 | 0 | 0 | 9.0093 | 3.0031
VACAR_2_PJM_ROR | VACAR | PJM_ROR | 2040 | B4 | 100 | 0 | 2000 | 0 | 0 | 0 | 0 | 0 | 0 | 0 | 0 | 0 | 9.0093 | 3.0031
VACAR_2_PJM_ROR | VACAR | PJM_ROR | 2040 | B5 | 200 | 0 | 2000 | 0 | 0 | 0 | 0 | 0 | 0 | 0 | 0 | 0 | 9.0093 | 3.0031
VACAR_2_PJM_ROR | VACAR | PJM_ROR | 2040 | B6 | 300 | 0 | 2000 | 0 | 0 | 0 | 0 | 0 | 0 | 0 | 0 | 0 | 9.0093 | 3.0031
VACAR_2_PJM_ROR | VACAR | PJM_ROR | 2040 | B7 | 400 | 0 | 2000 | 0 | 0 | 0 | 0 | 0 | 0 | 0 | 0 | 0 | 9.0093 | 3.0031
VACAR_2_PJM_ROR | VACAR | PJM_ROR | 2040 | B8 | 500 | 0 | 2000 | 0 | 0 | 0 | 0 | 0 | 0 | 0 | 0 | 0 | 9.0093 | 3.0031
VACAR_2_PJM_ROR | VACAR | PJM_ROR | 2040 | B9 | 800 | 0 | 2000 | 0 | 0 | 362.61 | 0 | 0 | 0 | 0 | 0 | 0 | 9.0093 | 3.0031
VACAR_2_PJM_ROR | VACAR | PJM_ROR | 2040 | B10 | 1262 | 1262 | 2000 | 2000 | 2000 | 2000 | 379.08 | 1453.52 | 12.0124 | 9.0093 | 3.0031 | 12.0124 | 9.0093 | 3.0031
VACAR_2_PJM_ROR | VACAR | PJM_ROR | 2040 | B11 | 25 | 0 | 2000 | 0 | 0 | 0 | 0 | 0 | 0 | 0 | 0 | 0 | 9.0093 | 3.0031
VACAR_2_PJM_ROR | VACAR | PJM_ROR | 2040 | B12 | 200 | 0 | 2000 | 0 | 0 | 0 | 0 | 0 | 0 | 0 | 0 | 0 | 9.0093 | 3.0031
VACAR_2_PJM_ROR | VACAR | PJM_ROR | 2040 | B13 | 600 | 0 | 2000 | 0 | 0 | 0 | 0 | 0 | 0 | 0 | 0 | 0 | 9.0093 | 3.0031
VACAR_2_PJM_ROR | VACAR | PJM_ROR | 2040 | B14 | 900 | 0 | 2000 | 0 | 0 | 0 | 0 | 0 | 0 | 0 | 0 | 0 | 9.0093 | 3.0031
VACAR_2_PJM_ROR | VACAR | PJM_ROR | 2040 | B15 | 1203 | 0 | 2000 | 0 | 0 | 251.62 | 0 | 0 | 0 | 0 | 0 | 0 | 9.0093 | 3.0031
VACAR_2_PJM_ROR | VACAR | PJM_ROR | 2040 | B16 | 25 | 0 | 2000 | 0 | 0 | 0 | 0 | 0 | 0 | 0 | 0 | 0 | 9.0093 | 3.0031
VACAR_2_PJM_ROR | VACAR | PJM_ROR | 2040 | B17 | 100 | 0 | 2000 | 0 | 0 | 0 | 0 | 0 | 0 | 0 | 0 | 0 | 9.0093 | 3.0031
VACAR_2_PJM_ROR | VACAR | PJM_ROR | 2040 | B18 | 400 | 0 | 2000 | 1143.93 | 0 | 0 | 0 | 0 | 0 | 0 | 0 | 0 | 9.0093 | 3.0031
VACAR_2_PJM_ROR | VACAR | PJM_ROR | 2040 | B19 | 700 | 0 | 2000 | 536.63 | 0 | 0 | 0 | 0 | 0 | 0 | 0 | 0 | 9.0093 | 3.0031
VACAR_2_PJM_ROR | VACAR | PJM_ROR | 2040 | B20 | 935 | 0 | 2000 | 0 | 0 | 0 | 0 | 0 | 0 | 0 | 0 | 0 | 9.0093 | 3.0031
VACAR_2_PJM_ROR | VACAR | PJM_ROR | 2045 | B1 | 10 | 0 | 2000 | 0 | 0 | 0 | 0 | 0 | 0 | 0 | 0 | 0 | 1.0861 | 0.36203
VACAR_2_PJM_ROR | VACAR | PJM_ROR | 2045 | B2 | 25 | 0 | 2000 | 0 | 0 | 0 | 0 | 0 | 0 | 0 | 0 | 0 | 1.0861 | 0.36203
VACAR_2_PJM_ROR | VACAR | PJM_ROR | 2045 | B3 | 75 | 0 | 2000 | 0 | 0 | 0 | 0 | 0 | 0 | 0 | 0 | 0 | 1.0861 | 0.36203
VACAR_2_PJM_ROR | VACAR | PJM_ROR | 2045 | B4 | 100 | 0 | 2000 | 0 | 0 | 0 | 0 | 0 | 0 | 0 | 0 | 0 | 1.0861 | 0.36203
VACAR_2_PJM_ROR | VACAR | PJM_ROR | 2045 | B5 | 200 | 0 | 2000 | 0 | 0 | 0 | 0 | 0 | 0 | 0 | 0 | 0 | 1.0861 | 0.36203
VACAR_2_PJM_ROR | VACAR | PJM_ROR | 2045 | B6 | 300 | 0 | 2000 | 0 | 0 | 0 | 0 | 0 | 0 | 0 | 0 | 0 | 1.0861 | 0.36203
VACAR_2_PJM_ROR | VACAR | PJM_ROR | 2045 | B7 | 400 | 0 | 2000 | 0 | 0 | 0 | 0 | 0 | 0 | 0 | 0 | 0 | 1.0861 | 0.36203
VACAR_2_PJM_ROR | VACAR | PJM_ROR | 2045 | B8 | 500 | 0 | 2000 | 0 | 2000 | 582.37 | 0 | 0 | 0 | 0 | 0 | 0 | 1.0861 | 0.36203
VACAR_2_PJM_ROR | VACAR | PJM_ROR | 2045 | B9 | 800 | 800 | 2000 | 1145.08 | 2000 | 2000 | 3760.36 | 1824.66 | 0 | 1.092 | 0.3561 | 0 | 1.0861 | 0.36203
VACAR_2_PJM_ROR | VACAR | PJM_ROR | 2045 | B10 | 1262 | 1262 | 2000 | 0 | 2000 | 989.33 | 780.54 | 0 | 0 | 1.0802 | 0 | 0 | 1.0861 | 0.36203
VACAR_2_PJM_ROR | VACAR | PJM_ROR | 2045 | B11 | 25 | 0 | 2000 | 0 | 0 | 0 | 0 | 0 | 0 | 0 | 0 | 0 | 1.0861 | 0.36203
VACAR_2_PJM_ROR | VACAR | PJM_ROR | 2045 | B12 | 200 | 0 | 2000 | 1401.2 | 1957.37 | 1209.72 | 0 | 0 | 0 | 0 | 0 | 0 | 1.0861 | 0.36203
VACAR_2_PJM_ROR | VACAR | PJM_ROR | 2045 | B13 | 600 | 0 | 2000 | 0 | 1705 | 0 | 0 | 0 | 0 | 0 | 0 | 0 | 1.0861 | 0.36203
VACAR_2_PJM_ROR | VACAR | PJM_ROR | 2045 | B14 | 900 | 0 | 2000 | 574.95 | 0 | 0 | 0 | 0 | 0 | 0 | 0 | 0 | 1.0861 | 0.36203
VACAR_2_PJM_ROR | VACAR | PJM_ROR | 2045 | B15 | 1203 | 0 | 2000 | 0 | 0 | 0 | 0 | 0 | 0 | 0 | 0 | 0 | 1.0861 | 0.36203
VACAR_2_PJM_ROR | VACAR | PJM_ROR | 2045 | B16 | 25 | 0 | 2000 | 0 | 0 | 0 | 0 | 0 | 0 | 0 | 0 | 0 | 1.0861 | 0.36203
VACAR_2_PJM_ROR | VACAR | PJM_ROR | 2045 | B17 | 100 | 0 | 2000 | 0 | 0 | 0 | 0 | 0 | 0 | 0 | 0 | 0 | 1.0861 | 0.36203
VACAR_2_PJM_ROR | VACAR | PJM_ROR | 2045 | B18 | 400 | 0 | 2000 | 2000 | 0 | 0 | 0 | 0 | 1.4481 | 0 | 0 | 1.4481 | 1.0861 | 0.36203
VACAR_2_PJM_ROR | VACAR | PJM_ROR | 2045 | B19 | 700 | 0 | 2000 | 1488.39 | 0 | 0 | 0 | 0 | 0 | 0 | 0 | 0 | 1.0861 | 0.36203
VACAR_2_PJM_ROR | VACAR | PJM_ROR | 2045 | B20 | 935 | 0 | 2000 | 0 | 0 | 0 | 0 | 0 | 0 | 0 | 0 | 0 | 1.0861 | 0.36203
VACAR_2_PJM_ROR | VACAR | PJM_ROR | 2050 | B1 | 10 | 0 | 2000 | 0 | 0 | 0 | 0 | 0 | 0 | 0 | 0 | 0 | 9.9746 | 3.3249
VACAR_2_PJM_ROR | VACAR | PJM_ROR | 2050 | B2 | 25 | 0 | 2000 | 0 | 0 | 0 | 0 | 0 | 0 | 0 | 0 | 0 | 9.9746 | 3.3249
VACAR_2_PJM_ROR | VACAR | PJM_ROR | 2050 | B3 | 75 | 0 | 2000 | 0 | 0 | 0 | 0 | 0 | 0 | 0 | 0 | 0 | 9.9746 | 3.3249
VACAR_2_PJM_ROR | VACAR | PJM_ROR | 2050 | B4 | 100 | 0 | 2000 | 0 | 0 | 0 | 0 | 0 | 0 | 0 | 0 | 0 | 9.9746 | 3.3249
VACAR_2_PJM_ROR | VACAR | PJM_ROR | 2050 | B5 | 200 | 0 | 2000 | 406.86 | 0 | 0 | 0 | 0 | 0 | 0 | 0 | 0 | 9.9746 | 3.3249
VACAR_2_PJM_ROR | VACAR | PJM_ROR | 2050 | B6 | 300 | 0 | 2000 | 0 | 0 | 2000 | 0 | 1746.85 | 0 | 0 | 3.3236 | 0 | 9.9746 | 3.3249
VACAR_2_PJM_ROR | VACAR | PJM_ROR | 2050 | B7 | 400 | 0 | 2000 | 286.23 | 1950.17 | 1912.95 | 0 | 0 | 0 | 0 | 0 | 0 | 9.9746 | 3.3249
VACAR_2_PJM_ROR | VACAR | PJM_ROR | 2050 | B8 | 500 | 500 | 2000 | 2000 | 2000 | 2000 | 2691.52 | 4782.55 | 17.4964 | 9.9708 | 3.3236 | 6.2487 | 9.9746 | 3.3249
VACAR_2_PJM_ROR | VACAR | PJM_ROR | 2050 | B9 | 800 | 800 | 2000 | 2000 | 2000 | 2000 | 1492.44 | 2686.9 | 12.2142 | 9.9708 | 3.3236 | 6.9796 | 9.9746 | 3.3249
VACAR_2_PJM_ROR | VACAR | PJM_ROR | 2050 | B10 | 1262 | 1262 | 2000 | 637.72 | 2000 | 2000 | 130.16 | 20.56 | 0 | 9.9708 | 3.3236 | 0 | 9.9746 | 3.3249
VACAR_2_PJM_ROR | VACAR | PJM_ROR | 2050 | B11 | 25 | 0 | 2000 | 0 | 289.5 | 2000 | 0 | 0 | 0 | 0 | 0.62911 | 0 | 9.9746 | 3.3249
VACAR_2_PJM_ROR | VACAR | PJM_ROR | 2050 | B12 | 200 | 0 | 2000 | 1164.76 | 0 | 0 | 0 | 0 | 0 | 0 | 0 | 0 | 9.9746 | 3.3249
VACAR_2_PJM_ROR | VACAR | PJM_ROR | 2050 | B13 | 600 | 0 | 2000 | 0 | 0 | 0 | 0 | 0 | 0 | 0 | 0 | 0 | 9.9746 | 3.3249
VACAR_2_PJM_ROR | VACAR | PJM_ROR | 2050 | B14 | 900 | 0 | 2000 | 0 | 0 | 0 | 0 | 0 | 0 | 0 | 0 | 0 | 9.9746 | 3.3249
VACAR_2_PJM_ROR | VACAR | PJM_ROR | 2050 | B15 | 1203 | 0 | 2000 | 0 | 0 | 0 | 0 | 0 | 0 | 0 | 0 | 0 | 9.9746 | 3.3249
VACAR_2_PJM_ROR | VACAR | PJM_ROR | 2050 | B16 | 25 | 0 | 2000 | 0 | 0 | 0 | 0 | 0 | 0 | 0 | 0 | 0 | 9.9746 | 3.3249
VACAR_2_PJM_ROR | VACAR | PJM_ROR | 2050 | B17 | 100 | 0 | 2000 | 2000 | 0 | 0 | 0 | 0 | 0.99708 | 0 | 0 | 0.07122 | 9.9746 | 3.3249
VACAR_2_PJM_ROR | VACAR | PJM_ROR | 2050 | B18 | 400 | 0 | 2000 | 0 | 0 | 0 | 0 | 0 | 0 | 0 | 0 | 0 | 9.9746 | 3.3249
VACAR_2_PJM_ROR | VACAR | PJM_ROR | 2050 | B19 | 700 | 0 | 2000 | 0 | 0 | 0 | 0 | 0 | 0 | 0 | 0 | 0 | 9.9746 | 3.3249
VACAR_2_PJM_ROR | VACAR | PJM_ROR | 2050 | B20 | 935 | 0 | 2000 | 0 | 0 | 0 | 0 | 0 | 0 | 0 | 0 | 0 | 9.9746 | 3.3249
VACAR_2_SOCO | VACAR | SOCO | 2015 | B1 | 10 | 0 | 3000 | 0 | 0 | 0 | 0 | 0 | 0 | 0 | 0 | 0 | 0 | 0
VACAR_2_SOCO | VACAR | SOCO | 2015 | B2 | 25 | 0 | 3000 | 0 | 0 | 0 | 0 | 0 | 0 | 0 | 0 | 0 | 0 | 0
VACAR_2_SOCO | VACAR | SOCO | 2015 | B3 | 75 | 0 | 3000 | 0 | 0 | 0 | 0 | 0 | 0 | 0 | 0 | 0 | 0 | 0
VACAR_2_SOCO | VACAR | SOCO | 2015 | B4 | 100 | 0 | 3000 | 586.62 | 848.82 | 2252.21 | 0 | 0 | 0 | 0 | 0 | 0 | 0 | 0
VACAR_2_SOCO | VACAR | SOCO | 2015 | B5 | 200 | 200 | 3000 | 2041.94 | 3000 | 3000 | 833.89 | 1571.9 | 0 | 0.01187 | 0.01187 | 0 | 0 | 0
VACAR_2_SOCO | VACAR | SOCO | 2015 | B6 | 300 | 0 | 3000 | 190.47 | 300.33 | 1038.34 | 0 | 0 | 0 | 0 | 0 | 0 | 0 | 0
VACAR_2_SOCO | VACAR | SOCO | 2015 | B7 | 400 | 0 | 3000 | 0 | 0 | 0 | 0 | 0 | 0 | 0 | 0 | 0 | 0 | 0
VACAR_2_SOCO | VACAR | SOCO | 2015 | B8 | 500 | 0 | 3000 | 0 | 0 | 0 | 0 | 0 | 0 | 0 | 0 | 0 | 0 | 0
VACAR_2_SOCO | VACAR | SOCO | 2015 | B9 | 800 | 0 | 3000 | 0 | 0 | 0 | 0 | 0 | 0 | 0 | 0 | 0 | 0 | 0
VACAR_2_SOCO | VACAR | SOCO | 2015 | B10 | 1262 | 0 | 3000 | 0 | 0 | 0 | 0 | 0 | 0 | 0 | 0 | 0 | 0 | 0
VACAR_2_SOCO | VACAR | SOCO | 2015 | B11 | 25 | 25 | 3000 | 2586.27 | 3000 | 3000 | 514.94 | 816.66 | 0 | 0.01187 | 0.01187 | 0 | 0 | 0
VACAR_2_SOCO | VACAR | SOCO | 2015 | B12 | 200 | 0 | 3000 | 0 | 0 | 0 | 0 | 0 | 0 | 0 | 0 | 0 | 0 | 0
VACAR_2_SOCO | VACAR | SOCO | 2015 | B13 | 600 | 0 | 3000 | 0 | 0 | 0 | 0 | 0 | 0 | 0 | 0 | 0 | 0 | 0
VACAR_2_SOCO | VACAR | SOCO | 2015 | B14 | 900 | 0 | 3000 | 0 | 0 | 0 | 0 | 0 | 0 | 0 | 0 | 0 | 0 | 0
VACAR_2_SOCO | VACAR | SOCO | 2015 | B15 | 1203 | 0 | 3000 | 0 | 0 | 0 | 0 | 0 | 0 | 0 | 0 | 0 | 0 | 0
VACAR_2_SOCO | VACAR | SOCO | 2015 | B16 | 25 | 0 | 3000 | 0 | 0 | 0 | 0 | 0 | 0 | 0 | 0 | 0 | 0 | 0
VACAR_2_SOCO | VACAR | SOCO | 2015 | B17 | 100 | 0 | 3000 | 0 | 0 | 0 | 0 | 0 | 0 | 0 | 0 | 0 | 0 | 0
VACAR_2_SOCO | VACAR | SOCO | 2015 | B18 | 400 | 0 | 3000 | 0 | 0 | 0 | 0 | 0 | 0 | 0 | 0 | 0 | 0 | 0
VACAR_2_SOCO | VACAR | SOCO | 2015 | B19 | 700 | 0 | 3000 | 0 | 0 | 0 | 0 | 0 | 0 | 0 | 0 | 0 | 0 | 0
VACAR_2_SOCO | VACAR | SOCO | 2015 | B20 | 935 | 0 | 3000 | 0 | 0 | 0 | 0 | 0 | 0 | 0 | 0 | 0 | 0 | 0
VACAR_2_SOCO | VACAR | SOCO | 2020 | B1 | 10 | 0 | 3000 | 0 | 0 | 0 | 0 | 0 | 0 | 0 | 0 | 0 | 0 | 0
VACAR_2_SOCO | VACAR | SOCO | 2020 | B2 | 25 | 0 | 3000 | 0 | 0 | 0 | 0 | 0 | 0 | 0 | 0 | 0 | 0 | 0
VACAR_2_SOCO | VACAR | SOCO | 2020 | B3 | 75 | 0 | 3000 | 0 | 0 | 0 | 0 | 0 | 0 | 0 | 0 | 0 | 0 | 0
VACAR_2_SOCO | VACAR | SOCO | 2020 | B4 | 100 | 0 | 3000 | 0 | 0 | 0 | 0 | 0 | 0 | 0 | 0 | 0 | 0 | 0
VACAR_2_SOCO | VACAR | SOCO | 2020 | B5 | 200 | 0 | 3000 | 0 | 0 | 0 | 0 | 0 | 0 | 0 | 0 | 0 | 0 | 0
VACAR_2_SOCO | VACAR | SOCO | 2020 | B6 | 300 | 0 | 3000 | 0 | 775.12 | 1859.88 | 0 | 0 | 0 | 0 | 0 | 0 | 0 | 0
VACAR_2_SOCO | VACAR | SOCO | 2020 | B7 | 400 | 0 | 3000 | 0 | 242.22 | 0 | 0 | 0 | 0 | 0 | 0 | 0 | 0 | 0
VACAR_2_SOCO | VACAR | SOCO | 2020 | B8 | 500 | 0 | 3000 | 24.36 | 206.42 | 0 | 0 | 0 | 0 | 0 | 0 | 0 | 0 | 0
VACAR_2_SOCO | VACAR | SOCO | 2020 | B9 | 800 | 0 | 3000 | 0 | 0 | 0 | 0 | 0 | 0 | 0 | 0 | 0 | 0 | 0
VACAR_2_SOCO | VACAR | SOCO | 2020 | B10 | 1262 | 0 | 3000 | 0 | 0 | 0 | 0 | 0 | 0 | 0 | 0 | 0 | 0 | 0
VACAR_2_SOCO | VACAR | SOCO | 2020 | B11 | 25 | 0 | 3000 | 1443.38 | 1685.81 | 0 | 0 | 0 | 0 | 0 | 0 | 0 | 0 | 0
VACAR_2_SOCO | VACAR | SOCO | 2020 | B12 | 200 | 0 | 3000 | 0 | 0 | 0 | 0 | 0 | 0 | 0 | 0 | 0 | 0 | 0
VACAR_2_SOCO | VACAR | SOCO | 2020 | B13 | 600 | 0 | 3000 | 0 | 0 | 0 | 0 | 0 | 0 | 0 | 0 | 0 | 0 | 0
VACAR_2_SOCO | VACAR | SOCO | 2020 | B14 | 900 | 0 | 3000 | 0 | 0 | 0 | 0 | 0 | 0 | 0 | 0 | 0 | 0 | 0
VACAR_2_SOCO | VACAR | SOCO | 2020 | B15 | 1203 | 0 | 3000 | 0 | 0 | 0 | 0 | 0 | 0 | 0 | 0 | 0 | 0 | 0
VACAR_2_SOCO | VACAR | SOCO | 2020 | B16 | 25 | 0 | 3000 | 0 | 0 | 0 | 0 | 0 | 0 | 0 | 0 | 0 | 0 | 0
VACAR_2_SOCO | VACAR | SOCO | 2020 | B17 | 100 | 0 | 3000 | 0 | 0 | 0 | 0 | 0 | 0 | 0 | 0 | 0 | 0 | 0
VACAR_2_SOCO | VACAR | SOCO | 2020 | B18 | 400 | 0 | 3000 | 0 | 0 | 0 | 0 | 0 | 0 | 0 | 0 | 0 | 0 | 0
VACAR_2_SOCO | VACAR | SOCO | 2020 | B19 | 700 | 0 | 3000 | 0 | 0 | 0 | 0 | 0 | 0 | 0 | 0 | 0 | 0 | 0
VACAR_2_SOCO | VACAR | SOCO | 2020 | B20 | 935 | 0 | 3000 | 0 | 0 | 0 | 0 | 0 | 0 | 0 | 0 | 0 | 0 | 0
VACAR_2_SOCO | VACAR | SOCO | 2025 | B1 | 10 | 0 | 3000 | 0 | 0 | 0 | 0 | 0 | 0 | 0 | 0 | 0 | 0 | 0
VACAR_2_SOCO | VACAR | SOCO | 2025 | B2 | 25 | 0 | 3000 | 0 | 619.41 | 0 | 0 | 0 | 0 | 0 | 0 | 0 | 0 | 0
VACAR_2_SOCO | VACAR | SOCO | 2025 | B3 | 75 | 75 | 3000 | 0 | 3000 | 3000 | 2136.87 | 5989.75 | 0 | 0.01187 | 0.01187 | 0 | 0 | 0
VACAR_2_SOCO | VACAR | SOCO | 2025 | B4 | 100 | 100 | 3000 | 0 | 3000 | 3000 | 3737.47 | 2978.2 | 0 | 0.01187 | 0.01187 | 0 | 0 | 0
VACAR_2_SOCO | VACAR | SOCO | 2025 | B5 | 200 | 200 | 3000 | 0 | 3000 | 0 | 972.1 | 0 | 0 | 0.01187 | 0 | 0 | 0 | 0
VACAR_2_SOCO | VACAR | SOCO | 2025 | B6 | 300 | 0 | 3000 | 0 | 0 | 0 | 0 | 0 | 0 | 0 | 0 | 0 | 0 | 0
VACAR_2_SOCO | VACAR | SOCO | 2025 | B7 | 400 | 0 | 3000 | 0 | 0 | 454.38 | 0 | 0 | 0 | 0 | 0 | 0 | 0 | 0
VACAR_2_SOCO | VACAR | SOCO | 2025 | B8 | 500 | 0 | 3000 | 0 | 0 | 0 | 0 | 0 | 0 | 0 | 0 | 0 | 0 | 0
VACAR_2_SOCO | VACAR | SOCO | 2025 | B9 | 800 | 0 | 3000 | 0 | 0 | 0 | 0 | 0 | 0 | 0 | 0 | 0 | 0 | 0
VACAR_2_SOCO | VACAR | SOCO | 2025 | B10 | 1262 | 0 | 3000 | 0 | 0 | 0 | 0 | 0 | 0 | 0 | 0 | 0 | 0 | 0
VACAR_2_SOCO | VACAR | SOCO | 2025 | B11 | 25 | 25 | 3000 | 1547.06 | 3000 | 0 | 635.59 | 0 | 0 | 0.01187 | 0 | 0 | 0 | 0
VACAR_2_SOCO | VACAR | SOCO | 2025 | B12 | 200 | 0 | 3000 | 0 | 0 | 0 | 0 | 0 | 0 | 0 | 0 | 0 | 0 | 0
VACAR_2_SOCO | VACAR | SOCO | 2025 | B13 | 600 | 0 | 3000 | 0 | 0 | 0 | 0 | 0 | 0 | 0 | 0 | 0 | 0 | 0
VACAR_2_SOCO | VACAR | SOCO | 2025 | B14 | 900 | 0 | 3000 | 0 | 0 | 0 | 0 | 0 | 0 | 0 | 0 | 0 | 0 | 0
VACAR_2_SOCO | VACAR | SOCO | 2025 | B15 | 1203 | 0 | 3000 | 0 | 0 | 0 | 0 | 0 | 0 | 0 | 0 | 0 | 0 | 0
VACAR_2_SOCO | VACAR | SOCO | 2025 | B16 | 25 | 0 | 3000 | 0 | 1595.44 | 0 | 0 | 0 | 0 | 0 | 0 | 0 | 0 | 0
VACAR_2_SOCO | VACAR | SOCO | 2025 | B17 | 100 | 0 | 3000 | 0 | 0 | 0 | 0 | 0 | 0 | 0 | 0 | 0 | 0 | 0
VACAR_2_SOCO | VACAR | SOCO | 2025 | B18 | 400 | 0 | 3000 | 0 | 0 | 0 | 0 | 0 | 0 | 0 | 0 | 0 | 0 | 0
VACAR_2_SOCO | VACAR | SOCO | 2025 | B19 | 700 | 0 | 3000 | 0 | 0 | 0 | 0 | 0 | 0 | 0 | 0 | 0 | 0 | 0
VACAR_2_SOCO | VACAR | SOCO | 2025 | B20 | 935 | 0 | 3000 | 0 | 0 | 0 | 0 | 0 | 0 | 0 | 0 | 0 | 0 | 0
VACAR_2_SOCO | VACAR | SOCO | 2030 | B1 | 10 | 0 | 3000 | 0 | 0 | 0 | 0 | 0 | 0 | 0 | 0 | 0 | 0 | 0
VACAR_2_SOCO | VACAR | SOCO | 2030 | B2 | 25 | 0 | 3000 | 0 | 1934.47 | 0 | 0 | 0 | 0 | 0 | 0 | 0 | 0 | 0
VACAR_2_SOCO | VACAR | SOCO | 2030 | B3 | 75 | 0 | 3000 | 0 | 2132.86 | 3000 | 0 | 4610.48 | 0 | 0 | 0.01187 | 0 | 0 | 0
VACAR_2_SOCO | VACAR | SOCO | 2030 | B4 | 100 | 100 | 3000 | 0 | 3000 | 3000 | 702.8 | 1951.61 | 0 | 0.01187 | 0.01187 | 0 | 0 | 0
VACAR_2_SOCO | VACAR | SOCO | 2030 | B5 | 200 | 0 | 3000 | 0 | 0 | 0 | 0 | 0 | 0 | 0 | 0 | 0 | 0 | 0
VACAR_2_SOCO | VACAR | SOCO | 2030 | B6 | 300 | 0 | 3000 | 0 | 0 | 0 | 0 | 0 | 0 | 0 | 0 | 0 | 0 | 0
VACAR_2_SOCO | VACAR | SOCO | 2030 | B7 | 400 | 0 | 3000 | 0 | 0 | 0 | 0 | 0 | 0 | 0 | 0 | 0 | 0 | 0
VACAR_2_SOCO | VACAR | SOCO | 2030 | B8 | 500 | 0 | 3000 | 0 | 0 | 0 | 0 | 0 | 0 | 0 | 0 | 0 | 0 | 0
VACAR_2_SOCO | VACAR | SOCO | 2030 | B9 | 800 | 0 | 3000 | 1898.25 | 342.45 | 0 | 0 | 0 | 0 | 0 | 0 | 0 | 0 | 0
VACAR_2_SOCO | VACAR | SOCO | 2030 | B10 | 1262 | 0 | 3000 | 0 | 0 | 0 | 0 | 0 | 0 | 0 | 0 | 0 | 0 | 0
VACAR_2_SOCO | VACAR | SOCO | 2030 | B11 | 25 | 0 | 3000 | 0 | 0 | 0 | 0 | 0 | 0 | 0 | 0 | 0 | 0 | 0
VACAR_2_SOCO | VACAR | SOCO | 2030 | B12 | 200 | 0 | 3000 | 0 | 0 | 0 | 0 | 0 | 0 | 0 | 0 | 0 | 0 | 0
VACAR_2_SOCO | VACAR | SOCO | 2030 | B13 | 600 | 0 | 3000 | 26.35 | 0 | 0 | 0 | 0 | 0 | 0 | 0 | 0 | 0 | 0
VACAR_2_SOCO | VACAR | SOCO | 2030 | B14 | 900 | 0 | 3000 | 239.83 | 999.44 | 0 | 0 | 0 | 0 | 0 | 0 | 0 | 0 | 0
VACAR_2_SOCO | VACAR | SOCO | 2030 | B15 | 1203 | 0 | 3000 | 0 | 0 | 0 | 0 | 0 | 0 | 0 | 0 | 0 | 0 | 0
VACAR_2_SOCO | VACAR | SOCO | 2030 | B16 | 25 | 0 | 3000 | 0 | 0 | 0 | 0 | 0 | 0 | 0 | 0 | 0 | 0 | 0
VACAR_2_SOCO | VACAR | SOCO | 2030 | B17 | 100 | 0 | 3000 | 0 | 0 | 0 | 0 | 0 | 0 | 0 | 0 | 0 | 0 | 0
VACAR_2_SOCO | VACAR | SOCO | 2030 | B18 | 400 | 0 | 3000 | 0 | 0 | 0 | 0 | 0 | 0 | 0 | 0 | 0 | 0 | 0
VACAR_2_SOCO | VACAR | SOCO | 2030 | B19 | 700 | 0 | 3000 | 584.4 | 0 | 0 | 0 | 0 | 0 | 0 | 0 | 0 | 0 | 0
VACAR_2_SOCO | VACAR | SOCO | 2030 | B20 | 935 | 0 | 3000 | 0 | 0 | 0 | 0 | 0 | 0 | 0 | 0 | 0 | 0 | 0
VACAR_2_SOCO | VACAR | SOCO | 2035 | B1 | 10 | 0 | 3000 | 0 | 0 | 0 | 0 | 0 | 0 | 0 | 0 | 0 | 0 | 0
VACAR_2_SOCO | VACAR | SOCO | 2035 | B2 | 25 | 25 | 3000 | 0 | 3000 | 0 | 947.33 | 0 | 0 | 0.01187 | 0 | 0 | 0 | 0
VACAR_2_SOCO | VACAR | SOCO | 2035 | B3 | 75 | 75 | 3000 | 2236.89 | 3000 | 3000 | 4081.15 | 3795.57 | 0 | 0.01187 | 0.01187 | 0 | 0 | 0
VACAR_2_SOCO | VACAR | SOCO | 2035 | B4 | 100 | 100 | 3000 | 834.6 | 3000 | 3000 | 2592.13 | 1281.64 | 0 | 0.01187 | 0.01187 | 0 | 0 | 0
VACAR_2_SOCO | VACAR | SOCO | 2035 | B5 | 200 | 0 | 3000 | 0 | 467.97 | 0 | 0 | 0 | 0 | 0 | 0 | 0 | 0 | 0
VACAR_2_SOCO | VACAR | SOCO | 2035 | B6 | 300 | 0 | 3000 | 0 | 0 | 0 | 0 | 0 | 0 | 0 | 0 | 0 | 0 | 0
VACAR_2_SOCO | VACAR | SOCO | 2035 | B7 | 400 | 0 | 3000 | 1493.81 | 1266.96 | 0 | 0 | 0 | 0 | 0 | 0 | 0 | 0 | 0
VACAR_2_SOCO | VACAR | SOCO | 2035 | B8 | 500 | 0 | 3000 | 12.38 | 139.48 | 199.74 | 0 | 0 | 0 | 0 | 0 | 0 | 0 | 0
VACAR_2_SOCO | VACAR | SOCO | 2035 | B9 | 800 | 0 | 3000 | 0 | 0 | 0 | 0 | 0 | 0 | 0 | 0 | 0 | 0 | 0
VACAR_2_SOCO | VACAR | SOCO | 2035 | B10 | 1262 | 0 | 3000 | 0 | 0 | 0 | 0 | 0 | 0 | 0 | 0 | 0 | 0 | 0
VACAR_2_SOCO | VACAR | SOCO | 2035 | B11 | 25 | 0 | 3000 | 144.4 | 786.44 | 0 | 0 | 0 | 0 | 0 | 0 | 0 | 0 | 0
VACAR_2_SOCO | VACAR | SOCO | 2035 | B12 | 200 | 0 | 3000 | 0 | 0 | 0 | 0 | 0 | 0 | 0 | 0 | 0 | 0 | 0
VACAR_2_SOCO | VACAR | SOCO | 2035 | B13 | 600 | 0 | 3000 | 0 | 0 | 0 | 0 | 0 | 0 | 0 | 0 | 0 | 0 | 0
VACAR_2_SOCO | VACAR | SOCO | 2035 | B14 | 900 | 0 | 3000 | 0 | 0 | 0 | 0 | 0 | 0 | 0 | 0 | 0 | 0 | 0
VACAR_2_SOCO | VACAR | SOCO | 2035 | B15 | 1203 | 0 | 3000 | 0 | 0 | 0 | 0 | 0 | 0 | 0 | 0 | 0 | 0 | 0
VACAR_2_SOCO | VACAR | SOCO | 2035 | B16 | 25 | 0 | 3000 | 0 | 0 | 0 | 0 | 0 | 0 | 0 | 0 | 0 | 0 | 0
VACAR_2_SOCO | VACAR | SOCO | 2035 | B17 | 100 | 0 | 3000 | 0 | 0 | 0 | 0 | 0 | 0 | 0 | 0 | 0 | 0 | 0
VACAR_2_SOCO | VACAR | SOCO | 2035 | B18 | 400 | 0 | 3000 | 0 | 0 | 0 | 0 | 0 | 0 | 0 | 0 | 0 | 0 | 0
VACAR_2_SOCO | VACAR | SOCO | 2035 | B19 | 700 | 0 | 3000 | 0 | 0 | 0 | 0 | 0 | 0 | 0 | 0 | 0 | 0 | 0
VACAR_2_SOCO | VACAR | SOCO | 2035 | B20 | 935 | 0 | 3000 | 0 | 0 | 0 | 0 | 0 | 0 | 0 | 0 | 0 | 0 | 0
VACAR_2_SOCO | VACAR | SOCO | 2040 | B1 | 10 | 0 | 3000 | 0 | 0 | 0 | 0 | 0 | 0 | 0 | 0 | 0 | 0 | 0
VACAR_2_SOCO | VACAR | SOCO | 2040 | B2 | 25 | 0 | 3000 | 0 | 0 | 326.16 | 0 | 0 | 0 | 0 | 0 | 0 | 0 | 0
VACAR_2_SOCO | VACAR | SOCO | 2040 | B3 | 75 | 75 | 3000 | 0 | 3000 | 3000 | 24.68 | 6181 | 0 | 0.13057 | 0.04748 | 0 | 0 | 0
VACAR_2_SOCO | VACAR | SOCO | 2040 | B4 | 100 | 100 | 3000 | 0 | 3000 | 3000 | 680.07 | 968.15 | 0 | 0.13057 | 0.04748 | 0 | 0 | 0
VACAR_2_SOCO | VACAR | SOCO | 2040 | B5 | 200 | 0 | 3000 | 0 | 436.3 | 0 | 0 | 0 | 0 | 0 | 0 | 0 | 0 | 0
VACAR_2_SOCO | VACAR | SOCO | 2040 | B6 | 300 | 0 | 3000 | 0 | 362.45 | 0 | 0 | 0 | 0 | 0 | 0 | 0 | 0 | 0
VACAR_2_SOCO | VACAR | SOCO | 2040 | B7 | 400 | 0 | 3000 | 0 | 0 | 0 | 0 | 0 | 0 | 0 | 0 | 0 | 0 | 0
VACAR_2_SOCO | VACAR | SOCO | 2040 | B8 | 500 | 0 | 3000 | 109.79 | 0 | 0 | 0 | 0 | 0 | 0 | 0 | 0 | 0 | 0
VACAR_2_SOCO | VACAR | SOCO | 2040 | B9 | 800 | 0 | 3000 | 0 | 94.01 | 0 | 0 | 0 | 0 | 0 | 0 | 0 | 0 | 0
VACAR_2_SOCO | VACAR | SOCO | 2040 | B10 | 1262 | 0 | 3000 | 0 | 0 | 0 | 0 | 0 | 0 | 0 | 0 | 0 | 0 | 0
VACAR_2_SOCO | VACAR | SOCO | 2040 | B11 | 25 | 0 | 3000 | 1939.12 | 1795.69 | 0 | 0 | 0 | 0 | 0 | 0 | 0 | 0 | 0
VACAR_2_SOCO | VACAR | SOCO | 2040 | B12 | 200 | 0 | 3000 | 0 | 0 | 158.01 | 0 | 0 | 0 | 0 | 0 | 0 | 0 | 0
VACAR_2_SOCO | VACAR | SOCO | 2040 | B13 | 600 | 0 | 3000 | 0 | 0 | 1845.84 | 0 | 0 | 0 | 0 | 0 | 0 | 0 | 0
VACAR_2_SOCO | VACAR | SOCO | 2040 | B14 | 900 | 0 | 3000 | 0 | 0 | 0 | 0 | 0 | 0 | 0 | 0 | 0 | 0 | 0
VACAR_2_SOCO | VACAR | SOCO | 2040 | B15 | 1203 | 0 | 3000 | 0 | 0 | 0 | 0 | 0 | 0 | 0 | 0 | 0 | 0 | 0
VACAR_2_SOCO | VACAR | SOCO | 2040 | B16 | 25 | 0 | 3000 | 0 | 0 | 0 | 0 | 0 | 0 | 0 | 0 | 0 | 0 | 0
VACAR_2_SOCO | VACAR | SOCO | 2040 | B17 | 100 | 0 | 3000 | 0 | 0 | 0 | 0 | 0 | 0 | 0 | 0 | 0 | 0 | 0
VACAR_2_SOCO | VACAR | SOCO | 2040 | B18 | 400 | 0 | 3000 | 0 | 1225.49 | 575.71 | 0 | 0 | 0 | 0 | 0 | 0 | 0 | 0
VACAR_2_SOCO | VACAR | SOCO | 2040 | B19 | 700 | 0 | 3000 | 0 | 525.84 | 410.07 | 0 | 0 | 0 | 0 | 0 | 0 | 0 | 0
VACAR_2_SOCO | VACAR | SOCO | 2040 | B20 | 935 | 0 | 3000 | 0 | 0 | 0 | 0 | 0 | 0 | 0 | 0 | 0 | 0 | 0
VACAR_2_SOCO | VACAR | SOCO | 2045 | B1 | 10 | 0 | 3000 | 0 | 0 | 0 | 0 | 0 | 0 | 0 | 0 | 0 | 0 | 0
VACAR_2_SOCO | VACAR | SOCO | 2045 | B2 | 25 | 0 | 3000 | 0 | 0 | 0 | 0 | 0 | 0 | 0 | 0 | 0 | 0 | 0
VACAR_2_SOCO | VACAR | SOCO | 2045 | B3 | 75 | 0 | 3000 | 0 | 749.25 | 3000 | 0 | 5058.22 | 0 | 0 | 0.09496 | 0 | 0 | 0
VACAR_2_SOCO | VACAR | SOCO | 2045 | B4 | 100 | 100 | 3000 | 0 | 3000 | 2550.99 | 148.32 | 0 | 0 | 0.28488 | 0 | 0 | 0 | 0
VACAR_2_SOCO | VACAR | SOCO | 2045 | B5 | 200 | 200 | 3000 | 0 | 3000 | 3000 | 2122.69 | 1338.9 | 0 | 0.28488 | 0.09496 | 0 | 0 | 0
VACAR_2_SOCO | VACAR | SOCO | 2045 | B6 | 300 | 0 | 3000 | 0 | 2442.75 | 1586.15 | 0 | 0 | 0 | 0 | 0 | 0 | 0 | 0
VACAR_2_SOCO | VACAR | SOCO | 2045 | B7 | 400 | 0 | 3000 | 0 | 2858.28 | 1480.12 | 0 | 0 | 0 | 0 | 0 | 0 | 0 | 0
VACAR_2_SOCO | VACAR | SOCO | 2045 | B8 | 500 | 0 | 3000 | 0 | 1933.39 | 1559.74 | 0 | 0 | 0 | 0 | 0 | 0 | 0 | 0
VACAR_2_SOCO | VACAR | SOCO | 2045 | B9 | 800 | 0 | 3000 | 887.73 | 640.52 | 1129.45 | 0 | 0 | 0 | 0 | 0 | 0 | 0 | 0
VACAR_2_SOCO | VACAR | SOCO | 2045 | B10 | 1262 | 0 | 3000 | 0 | 0 | 0 | 0 | 0 | 0 | 0 | 0 | 0 | 0 | 0
VACAR_2_SOCO | VACAR | SOCO | 2045 | B11 | 25 | 25 | 3000 | 802.13 | 3000 | 2688.67 | 528.63 | 0 | 0 | 0.28488 | 0 | 0 | 0 | 0
VACAR_2_SOCO | VACAR | SOCO | 2045 | B12 | 200 | 0 | 3000 | 0 | 2868.91 | 3000 | 0 | 0 | 0 | 0 | 0.01187 | 0 | 0 | 0
VACAR_2_SOCO | VACAR | SOCO | 2045 | B13 | 600 | 0 | 3000 | 0 | 0 | 1275.66 | 0 | 0 | 0 | 0 | 0 | 0 | 0 | 0
VACAR_2_SOCO | VACAR | SOCO | 2045 | B14 | 900 | 0 | 3000 | 0 | 0 | 0 | 0 | 0 | 0 | 0 | 0 | 0 | 0 | 0
VACAR_2_SOCO | VACAR | SOCO | 2045 | B15 | 1203 | 0 | 3000 | 0 | 0 | 0 | 0 | 0 | 0 | 0 | 0 | 0 | 0 | 0
VACAR_2_SOCO | VACAR | SOCO | 2045 | B16 | 25 | 0 | 3000 | 0 | 0 | 0 | 0 | 0 | 0 | 0 | 0 | 0 | 0 | 0
VACAR_2_SOCO | VACAR | SOCO | 2045 | B17 | 100 | 0 | 3000 | 0 | 930.48 | 1590.35 | 0 | 0 | 0 | 0 | 0 | 0 | 0 | 0
VACAR_2_SOCO | VACAR | SOCO | 2045 | B18 | 400 | 0 | 3000 | 0 | 0 | 0 | 0 | 0 | 0 | 0 | 0 | 0 | 0 | 0
VACAR_2_SOCO | VACAR | SOCO | 2045 | B19 | 700 | 0 | 3000 | 0 | 0 | 0 | 0 | 0 | 0 | 0 | 0 | 0 | 0 | 0
VACAR_2_SOCO | VACAR | SOCO | 2045 | B20 | 935 | 0 | 3000 | 0 | 0 | 0 | 0 | 0 | 0 | 0 | 0 | 0 | 0 | 0
VACAR_2_SOCO | VACAR | SOCO | 2050 | B1 | 10 | 0 | 3000 | 0 | 550.78 | 0 | 0 | 0 | 0 | 0 | 0 | 0 | 1.3265 | 0.44216
VACAR_2_SOCO | VACAR | SOCO | 2050 | B2 | 25 | 0 | 3000 | 0 | 2945.54 | 0 | 0 | 0 | 0 | 0 | 0 | 0 | 1.3265 | 0.44216
VACAR_2_SOCO | VACAR | SOCO | 2050 | B3 | 75 | 0 | 3000 | 0 | 1388.89 | 1704.59 | 0 | 0 | 0 | 0 | 0 | 0 | 1.3265 | 0.44216
VACAR_2_SOCO | VACAR | SOCO | 2050 | B4 | 100 | 100 | 3000 | 0 | 3000 | 1992.88 | 73.05 | 0 | 0 | 1.3294 | 0 | 0 | 1.3265 | 0.44216
VACAR_2_SOCO | VACAR | SOCO | 2050 | B5 | 200 | 0 | 3000 | 0 | 1519.47 | 1104.65 | 0 | 0 | 0 | 0 | 0 | 0 | 1.3265 | 0.44216
VACAR_2_SOCO | VACAR | SOCO | 2050 | B6 | 300 | 0 | 3000 | 485.52 | 2454.68 | 0 | 0 | 0 | 0 | 0 | 0 | 0 | 1.3265 | 0.44216
VACAR_2_SOCO | VACAR | SOCO | 2050 | B7 | 400 | 0 | 3000 | 3000 | 3000 | 3000 | 0 | 0 | 1.7686 | 0.04748 | 0.04748 | 1.7686 | 1.3265 | 0.44216
VACAR_2_SOCO | VACAR | SOCO | 2050 | B8 | 500 | 0 | 3000 | 1825.4 | 896.58 | 0 | 0 | 0 | 0 | 0 | 0 | 0 | 1.3265 | 0.44216
VACAR_2_SOCO | VACAR | SOCO | 2050 | B9 | 800 | 0 | 3000 | 0 | 0 | 0 | 0 | 0 | 0 | 0 | 0 | 0 | 1.3265 | 0.44216
VACAR_2_SOCO | VACAR | SOCO | 2050 | B10 | 1262 | 0 | 3000 | 0 | 0 | 0 | 0 | 0 | 0 | 0 | 0 | 0 | 1.3265 | 0.44216
VACAR_2_SOCO | VACAR | SOCO | 2050 | B11 | 25 | 25 | 3000 | 1080.74 | 3000 | 2729.55 | 584.38 | 0 | 0 | 1.3294 | 0 | 0 | 1.3265 | 0.44216
VACAR_2_SOCO | VACAR | SOCO | 2050 | B12 | 200 | 0 | 3000 | 133.29 | 0 | 0 | 0 | 0 | 0 | 0 | 0 | 0 | 1.3265 | 0.44216
VACAR_2_SOCO | VACAR | SOCO | 2050 | B13 | 600 | 0 | 3000 | 0 | 0 | 770.62 | 0 | 0 | 0 | 0 | 0 | 0 | 1.3265 | 0.44216
VACAR_2_SOCO | VACAR | SOCO | 2050 | B14 | 900 | 0 | 3000 | 0 | 0 | 0 | 0 | 0 | 0 | 0 | 0 | 0 | 1.3265 | 0.44216
VACAR_2_SOCO | VACAR | SOCO | 2050 | B15 | 1203 | 0 | 3000 | 0 | 0 | 0 | 0 | 0 | 0 | 0 | 0 | 0 | 1.3265 | 0.44216
VACAR_2_SOCO | VACAR | SOCO | 2050 | B16 | 25 | 0 | 3000 | 0 | 3000 | 0 | 0 | 0 | 0 | 0.5935 | 0 | 0 | 1.3265 | 0.44216
VACAR_2_SOCO | VACAR | SOCO | 2050 | B17 | 100 | 0 | 3000 | 784.77 | 42.75 | 0 | 0 | 0 | 0 | 0 | 0 | 0 | 1.3265 | 0.44216
VACAR_2_SOCO | VACAR | SOCO | 2050 | B18 | 400 | 0 | 3000 | 0 | 0 | 267.92 | 0 | 0 | 0 | 0 | 0 | 0 | 1.3265 | 0.44216
VACAR_2_SOCO | VACAR | SOCO | 2050 | B19 | 700 | 0 | 3000 | 0 | 0 | 0 | 0 | 0 | 0 | 0 | 0 | 0 | 1.3265 | 0.44216
VACAR_2_SOCO | VACAR | SOCO | 2050 | B20 | 935 | 0 | 3000 | 0 | 0 | 0 | 0 | 0 | 0 | 0 | 0 | 0 | 1.3265 | 0.44216
VACAR_2_TVA_Transmission | VACAR | TVA_Transmission | 2015 | B1 | 10 | 0 | 900 | 0 | 0 | 0 | 0 | 0 | 0 | 0 | 0 | 0 | 0 | 0
VACAR_2_TVA_Transmission | VACAR | TVA_Transmission | 2015 | B2 | 25 | 0 | 900 | 0 | 0 | 0 | 0 | 0 | 0 | 0 | 0 | 0 | 0 | 0
VACAR_2_TVA_Transmission | VACAR | TVA_Transmission | 2015 | B3 | 75 | 0 | 900 | 0 | 0 | 0 | 0 | 0 | 0 | 0 | 0 | 0 | 0 | 0
VACAR_2_TVA_Transmission | VACAR | TVA_Transmission | 2015 | B4 | 100 | 0 | 900 | 0 | 0 | 0 | 0 | 0 | 0 | 0 | 0 | 0 | 0 | 0
VACAR_2_TVA_Transmission | VACAR | TVA_Transmission | 2015 | B5 | 200 | 0 | 900 | 0 | 0 | 0 | 0 | 0 | 0 | 0 | 0 | 0 | 0 | 0
VACAR_2_TVA_Transmission | VACAR | TVA_Transmission | 2015 | B6 | 300 | 0 | 900 | 0 | 0 | 0 | 0 | 0 | 0 | 0 | 0 | 0 | 0 | 0
VACAR_2_TVA_Transmission | VACAR | TVA_Transmission | 2015 | B7 | 400 | 0 | 900 | 0 | 0 | 0 | 0 | 0 | 0 | 0 | 0 | 0 | 0 | 0
VACAR_2_TVA_Transmission | VACAR | TVA_Transmission | 2015 | B8 | 500 | 0 | 900 | 0 | 0 | 0 | 0 | 0 | 0 | 0 | 0 | 0 | 0 | 0
VACAR_2_TVA_Transmission | VACAR | TVA_Transmission | 2015 | B9 | 800 | 0 | 900 | 0 | 0 | 0 | 0 | 0 | 0 | 0 | 0 | 0 | 0 | 0
VACAR_2_TVA_Transmission | VACAR | TVA_Transmission | 2015 | B10 | 1262 | 0 | 900 | 0 | 0 | 0 | 0 | 0 | 0 | 0 | 0 | 0 | 0 | 0
VACAR_2_TVA_Transmission | VACAR | TVA_Transmission | 2015 | B11 | 25 | 0 | 900 | 0 | 0 | 0 | 0 | 0 | 0 | 0 | 0 | 0 | 0 | 0
VACAR_2_TVA_Transmission | VACAR | TVA_Transmission | 2015 | B12 | 200 | 0 | 900 | 0 | 0 | 0 | 0 | 0 | 0 | 0 | 0 | 0 | 0 | 0
VACAR_2_TVA_Transmission | VACAR | TVA_Transmission | 2015 | B13 | 600 | 0 | 900 | 0 | 0 | 0 | 0 | 0 | 0 | 0 | 0 | 0 | 0 | 0
VACAR_2_TVA_Transmission | VACAR | TVA_Transmission | 2015 | B14 | 900 | 0 | 900 | 0 | 0 | 0 | 0 | 0 | 0 | 0 | 0 | 0 | 0 | 0
VACAR_2_TVA_Transmission | VACAR | TVA_Transmission | 2015 | B15 | 1203 | 0 | 900 | 0 | 0 | 0 | 0 | 0 | 0 | 0 | 0 | 0 | 0 | 0
VACAR_2_TVA_Transmission | VACAR | TVA_Transmission | 2015 | B16 | 25 | 0 | 900 | 0 | 0 | 0 | 0 | 0 | 0 | 0 | 0 | 0 | 0 | 0
VACAR_2_TVA_Transmission | VACAR | TVA_Transmission | 2015 | B17 | 100 | 0 | 900 | 0 | 0 | 0 | 0 | 0 | 0 | 0 | 0 | 0 | 0 | 0
VACAR_2_TVA_Transmission | VACAR | TVA_Transmission | 2015 | B18 | 400 | 0 | 900 | 0 | 0 | 0 | 0 | 0 | 0 | 0 | 0 | 0 | 0 | 0
VACAR_2_TVA_Transmission | VACAR | TVA_Transmission | 2015 | B19 | 700 | 0 | 900 | 0 | 0 | 0 | 0 | 0 | 0 | 0 | 0 | 0 | 0 | 0
VACAR_2_TVA_Transmission | VACAR | TVA_Transmission | 2015 | B20 | 935 | 0 | 900 | 0 | 0 | 0 | 0 | 0 | 0 | 0 | 0 | 0 | 0 | 0
VACAR_2_TVA_Transmission | VACAR | TVA_Transmission | 2020 | B1 | 10 | 0 | 900 | 0 | 0 | 0 | 0 | 0 | 0 | 0 | 0 | 0 | 0 | 0
VACAR_2_TVA_Transmission | VACAR | TVA_Transmission | 2020 | B2 | 25 | 0 | 900 | 0 | 0 | 0 | 0 | 0 | 0 | 0 | 0 | 0 | 0 | 0
VACAR_2_TVA_Transmission | VACAR | TVA_Transmission | 2020 | B3 | 75 | 0 | 900 | 0 | 0 | 0 | 0 | 0 | 0 | 0 | 0 | 0 | 0 | 0
VACAR_2_TVA_Transmission | VACAR | TVA_Transmission | 2020 | B4 | 100 | 0 | 900 | 0 | 0 | 0 | 0 | 0 | 0 | 0 | 0 | 0 | 0 | 0
VACAR_2_TVA_Transmission | VACAR | TVA_Transmission | 2020 | B5 | 200 | 0 | 900 | 0 | 0 | 0 | 0 | 0 | 0 | 0 | 0 | 0 | 0 | 0
VACAR_2_TVA_Transmission | VACAR | TVA_Transmission | 2020 | B6 | 300 | 0 | 900 | 0 | 0 | 0 | 0 | 0 | 0 | 0 | 0 | 0 | 0 | 0
VACAR_2_TVA_Transmission | VACAR | TVA_Transmission | 2020 | B7 | 400 | 0 | 900 | 0 | 0 | 0 | 0 | 0 | 0 | 0 | 0 | 0 | 0 | 0
VACAR_2_TVA_Transmission | VACAR | TVA_Transmission | 2020 | B8 | 500 | 0 | 900 | 0 | 0 | 0 | 0 | 0 | 0 | 0 | 0 | 0 | 0 | 0
VACAR_2_TVA_Transmission | VACAR | TVA_Transmission | 2020 | B9 | 800 | 0 | 900 | 0 | 0 | 0 | 0 | 0 | 0 | 0 | 0 | 0 | 0 | 0
VACAR_2_TVA_Transmission | VACAR | TVA_Transmission | 2020 | B10 | 1262 | 0 | 900 | 0 | 0 | 0 | 0 | 0 | 0 | 0 | 0 | 0 | 0 | 0
VACAR_2_TVA_Transmission | VACAR | TVA_Transmission | 2020 | B11 | 25 | 0 | 900 | 0 | 0 | 0 | 0 | 0 | 0 | 0 | 0 | 0 | 0 | 0
VACAR_2_TVA_Transmission | VACAR | TVA_Transmission | 2020 | B12 | 200 | 0 | 900 | 0 | 0 | 0 | 0 | 0 | 0 | 0 | 0 | 0 | 0 | 0
VACAR_2_TVA_Transmission | VACAR | TVA_Transmission | 2020 | B13 | 600 | 0 | 900 | 0 | 0 | 0 | 0 | 0 | 0 | 0 | 0 | 0 | 0 | 0
VACAR_2_TVA_Transmission | VACAR | TVA_Transmission | 2020 | B14 | 900 | 0 | 900 | 0 | 0 | 0 | 0 | 0 | 0 | 0 | 0 | 0 | 0 | 0
VACAR_2_TVA_Transmission | VACAR | TVA_Transmission | 2020 | B15 | 1203 | 0 | 900 | 0 | 0 | 0 | 0 | 0 | 0 | 0 | 0 | 0 | 0 | 0
VACAR_2_TVA_Transmission | VACAR | TVA_Transmission | 2020 | B16 | 25 | 0 | 900 | 0 | 0 | 0 | 0 | 0 | 0 | 0 | 0 | 0 | 0 | 0
VACAR_2_TVA_Transmission | VACAR | TVA_Transmission | 2020 | B17 | 100 | 0 | 900 | 0 | 0 | 0 | 0 | 0 | 0 | 0 | 0 | 0 | 0 | 0
VACAR_2_TVA_Transmission | VACAR | TVA_Transmission | 2020 | B18 | 400 | 0 | 900 | 0 | 0 | 0 | 0 | 0 | 0 | 0 | 0 | 0 | 0 | 0
VACAR_2_TVA_Transmission | VACAR | TVA_Transmission | 2020 | B19 | 700 | 0 | 900 | 0 | 0 | 0 | 0 | 0 | 0 | 0 | 0 | 0 | 0 | 0
VACAR_2_TVA_Transmission | VACAR | TVA_Transmission | 2020 | B20 | 935 | 0 | 900 | 0 | 0 | 0 | 0 | 0 | 0 | 0 | 0 | 0 | 0 | 0
VACAR_2_TVA_Transmission | VACAR | TVA_Transmission | 2025 | B1 | 10 | 0 | 900 | 0 | 0 | 0 | 0 | 0 | 0 | 0 | 0 | 0 | 0 | 0
VACAR_2_TVA_Transmission | VACAR | TVA_Transmission | 2025 | B2 | 25 | 0 | 900 | 0 | 0 | 0 | 0 | 0 | 0 | 0 | 0 | 0 | 0 | 0
VACAR_2_TVA_Transmission | VACAR | TVA_Transmission | 2025 | B3 | 75 | 0 | 900 | 0 | 0 | 0 | 0 | 0 | 0 | 0 | 0 | 0 | 0 | 0
VACAR_2_TVA_Transmission | VACAR | TVA_Transmission | 2025 | B4 | 100 | 0 | 900 | 0 | 0 | 0 | 0 | 0 | 0 | 0 | 0 | 0 | 0 | 0
VACAR_2_TVA_Transmission | VACAR | TVA_Transmission | 2025 | B5 | 200 | 0 | 900 | 0 | 0 | 0 | 0 | 0 | 0 | 0 | 0 | 0 | 0 | 0
VACAR_2_TVA_Transmission | VACAR | TVA_Transmission | 2025 | B6 | 300 | 0 | 900 | 0 | 0 | 0 | 0 | 0 | 0 | 0 | 0 | 0 | 0 | 0
VACAR_2_TVA_Transmission | VACAR | TVA_Transmission | 2025 | B7 | 400 | 0 | 900 | 0 | 0 | 0 | 0 | 0 | 0 | 0 | 0 | 0 | 0 | 0
VACAR_2_TVA_Transmission | VACAR | TVA_Transmission | 2025 | B8 | 500 | 0 | 900 | 0 | 0 | 0 | 0 | 0 | 0 | 0 | 0 | 0 | 0 | 0
VACAR_2_TVA_Transmission | VACAR | TVA_Transmission | 2025 | B9 | 800 | 0 | 900 | 0 | 0 | 0 | 0 | 0 | 0 | 0 | 0 | 0 | 0 | 0
VACAR_2_TVA_Transmission | VACAR | TVA_Transmission | 2025 | B10 | 1262 | 0 | 900 | 0 | 0 | 0 | 0 | 0 | 0 | 0 | 0 | 0 | 0 | 0
VACAR_2_TVA_Transmission | VACAR | TVA_Transmission | 2025 | B11 | 25 | 0 | 900 | 0 | 0 | 0 | 0 | 0 | 0 | 0 | 0 | 0 | 0 | 0
VACAR_2_TVA_Transmission | VACAR | TVA_Transmission | 2025 | B12 | 200 | 0 | 900 | 0 | 0 | 0 | 0 | 0 | 0 | 0 | 0 | 0 | 0 | 0
VACAR_2_TVA_Transmission | VACAR | TVA_Transmission | 2025 | B13 | 600 | 0 | 900 | 0 | 0 | 0 | 0 | 0 | 0 | 0 | 0 | 0 | 0 | 0
VACAR_2_TVA_Transmission | VACAR | TVA_Transmission | 2025 | B14 | 900 | 0 | 900 | 0 | 0 | 0 | 0 | 0 | 0 | 0 | 0 | 0 | 0 | 0
VACAR_2_TVA_Transmission | VACAR | TVA_Transmission | 2025 | B15 | 1203 | 0 | 900 | 0 | 0 | 0 | 0 | 0 | 0 | 0 | 0 | 0 | 0 | 0
VACAR_2_TVA_Transmission | VACAR | TVA_Transmission | 2025 | B16 | 25 | 0 | 900 | 0 | 0 | 0 | 0 | 0 | 0 | 0 | 0 | 0 | 0 | 0
VACAR_2_TVA_Transmission | VACAR | TVA_Transmission | 2025 | B17 | 100 | 0 | 900 | 0 | 0 | 0 | 0 | 0 | 0 | 0 | 0 | 0 | 0 | 0
VACAR_2_TVA_Transmission | VACAR | TVA_Transmission | 2025 | B18 | 400 | 0 | 900 | 0 | 0 | 0 | 0 | 0 | 0 | 0 | 0 | 0 | 0 | 0
VACAR_2_TVA_Transmission | VACAR | TVA_Transmission | 2025 | B19 | 700 | 0 | 900 | 0 | 0 | 0 | 0 | 0 | 0 | 0 | 0 | 0 | 0 | 0
VACAR_2_TVA_Transmission | VACAR | TVA_Transmission | 2025 | B20 | 935 | 0 | 900 | 0 | 0 | 0 | 0 | 0 | 0 | 0 | 0 | 0 | 0 | 0
VACAR_2_TVA_Transmission | VACAR | TVA_Transmission | 2030 | B1 | 10 | 0 | 900 | 0 | 0 | 0 | 0 | 0 | 0 | 0 | 0 | 0 | 0 | 0
VACAR_2_TVA_Transmission | VACAR | TVA_Transmission | 2030 | B2 | 25 | 0 | 900 | 0 | 0 | 0 | 0 | 0 | 0 | 0 | 0 | 0 | 0 | 0
VACAR_2_TVA_Transmission | VACAR | TVA_Transmission | 2030 | B3 | 75 | 0 | 900 | 0 | 0 | 0 | 0 | 0 | 0 | 0 | 0 | 0 | 0 | 0
VACAR_2_TVA_Transmission | VACAR | TVA_Transmission | 2030 | B4 | 100 | 0 | 900 | 0 | 0 | 0 | 0 | 0 | 0 | 0 | 0 | 0 | 0 | 0
VACAR_2_TVA_Transmission | VACAR | TVA_Transmission | 2030 | B5 | 200 | 0 | 900 | 0 | 0 | 0 | 0 | 0 | 0 | 0 | 0 | 0 | 0 | 0
VACAR_2_TVA_Transmission | VACAR | TVA_Transmission | 2030 | B6 | 300 | 0 | 900 | 0 | 0 | 0 | 0 | 0 | 0 | 0 | 0 | 0 | 0 | 0
VACAR_2_TVA_Transmission | VACAR | TVA_Transmission | 2030 | B7 | 400 | 0 | 900 | 0 | 0 | 0 | 0 | 0 | 0 | 0 | 0 | 0 | 0 | 0
VACAR_2_TVA_Transmission | VACAR | TVA_Transmission | 2030 | B8 | 500 | 0 | 900 | 0 | 0 | 0 | 0 | 0 | 0 | 0 | 0 | 0 | 0 | 0
VACAR_2_TVA_Transmission | VACAR | TVA_Transmission | 2030 | B9 | 800 | 0 | 900 | 38.8 | 0 | 0 | 0 | 0 | 0 | 0 | 0 | 0 | 0 | 0
VACAR_2_TVA_Transmission | VACAR | TVA_Transmission | 2030 | B10 | 1262 | 0 | 900 | 0 | 0 | 0 | 0 | 0 | 0 | 0 | 0 | 0 | 0 | 0
VACAR_2_TVA_Transmission | VACAR | TVA_Transmission | 2030 | B11 | 25 | 0 | 900 | 0 | 0 | 0 | 0 | 0 | 0 | 0 | 0 | 0 | 0 | 0
VACAR_2_TVA_Transmission | VACAR | TVA_Transmission | 2030 | B12 | 200 | 0 | 900 | 0 | 0 | 0 | 0 | 0 | 0 | 0 | 0 | 0 | 0 | 0
VACAR_2_TVA_Transmission | VACAR | TVA_Transmission | 2030 | B13 | 600 | 0 | 900 | 0 | 0 | 0 | 0 | 0 | 0 | 0 | 0 | 0 | 0 | 0
VACAR_2_TVA_Transmission | VACAR | TVA_Transmission | 2030 | B14 | 900 | 0 | 900 | 0 | 0 | 0 | 0 | 0 | 0 | 0 | 0 | 0 | 0 | 0
VACAR_2_TVA_Transmission | VACAR | TVA_Transmission | 2030 | B15 | 1203 | 0 | 900 | 0 | 0 | 0 | 0 | 0 | 0 | 0 | 0 | 0 | 0 | 0
VACAR_2_TVA_Transmission | VACAR | TVA_Transmission | 2030 | B16 | 25 | 0 | 900 | 0 | 0 | 0 | 0 | 0 | 0 | 0 | 0 | 0 | 0 | 0
VACAR_2_TVA_Transmission | VACAR | TVA_Transmission | 2030 | B17 | 100 | 0 | 900 | 0 | 0 | 0 | 0 | 0 | 0 | 0 | 0 | 0 | 0 | 0
VACAR_2_TVA_Transmission | VACAR | TVA_Transmission | 2030 | B18 | 400 | 0 | 900 | 0 | 0 | 0 | 0 | 0 | 0 | 0 | 0 | 0 | 0 | 0
VACAR_2_TVA_Transmission | VACAR | TVA_Transmission | 2030 | B19 | 700 | 0 | 900 | 0 | 0 | 0 | 0 | 0 | 0 | 0 | 0 | 0 | 0 | 0
VACAR_2_TVA_Transmission | VACAR | TVA_Transmission | 2030 | B20 | 935 | 0 | 900 | 0 | 0 | 0 | 0 | 0 | 0 | 0 | 0 | 0 | 0 | 0
VACAR_2_TVA_Transmission | VACAR | TVA_Transmission | 2035 | B1 | 10 | 0 | 900 | 0 | 0 | 0 | 0 | 0 | 0 | 0 | 0 | 0 | 1.8976 | 0.63254
VACAR_2_TVA_Transmission | VACAR | TVA_Transmission | 2035 | B2 | 25 | 0 | 900 | 0 | 0 | 0 | 0 | 0 | 0 | 0 | 0 | 0 | 1.8976 | 0.63254
VACAR_2_TVA_Transmission | VACAR | TVA_Transmission | 2035 | B3 | 75 | 0 | 900 | 0 | 0 | 0 | 0 | 0 | 0 | 0 | 0 | 0 | 1.8976 | 0.63254
VACAR_2_TVA_Transmission | VACAR | TVA_Transmission | 2035 | B4 | 100 | 0 | 900 | 887.84 | 0 | 0 | 0 | 0 | 0 | 0 | 0 | 0 | 1.8976 | 0.63254
VACAR_2_TVA_Transmission | VACAR | TVA_Transmission | 2035 | B5 | 200 | 0 | 900 | 900 | 0 | 0 | 0 | 0 | 5.1635 | 0 | 0 | 0.70635 | 1.8976 | 0.63254
VACAR_2_TVA_Transmission | VACAR | TVA_Transmission | 2035 | B6 | 300 | 0 | 900 | 0 | 0 | 0 | 0 | 0 | 0 | 0 | 0 | 0 | 1.8976 | 0.63254
VACAR_2_TVA_Transmission | VACAR | TVA_Transmission | 2035 | B7 | 400 | 0 | 900 | 0 | 0 | 0 | 0 | 0 | 0 | 0 | 0 | 0 | 1.8976 | 0.63254
VACAR_2_TVA_Transmission | VACAR | TVA_Transmission | 2035 | B8 | 500 | 0 | 900 | 0 | 0 | 0 | 0 | 0 | 0 | 0 | 0 | 0 | 1.8976 | 0.63254
VACAR_2_TVA_Transmission | VACAR | TVA_Transmission | 2035 | B9 | 800 | 0 | 900 | 0 | 0 | 0 | 0 | 0 | 0 | 0 | 0 | 0 | 1.8976 | 0.63254
VACAR_2_TVA_Transmission | VACAR | TVA_Transmission | 2035 | B10 | 1262 | 0 | 900 | 900 | 900 | 0 | 0 | 0 | 2.1129 | 1.6025 | 0 | 1.8238 | 1.8976 | 0.63254
VACAR_2_TVA_Transmission | VACAR | TVA_Transmission | 2035 | B11 | 25 | 0 | 900 | 0 | 0 | 0 | 0 | 0 | 0 | 0 | 0 | 0 | 1.8976 | 0.63254
VACAR_2_TVA_Transmission | VACAR | TVA_Transmission | 2035 | B12 | 200 | 0 | 900 | 0 | 0 | 93.79 | 0 | 0 | 0 | 0 | 0 | 0 | 1.8976 | 0.63254
VACAR_2_TVA_Transmission | VACAR | TVA_Transmission | 2035 | B13 | 600 | 0 | 900 | 0 | 0 | 0 | 0 | 0 | 0 | 0 | 0 | 0 | 1.8976 | 0.63254
VACAR_2_TVA_Transmission | VACAR | TVA_Transmission | 2035 | B14 | 900 | 0 | 900 | 0 | 0 | 0 | 0 | 0 | 0 | 0 | 0 | 0 | 1.8976 | 0.63254
VACAR_2_TVA_Transmission | VACAR | TVA_Transmission | 2035 | B15 | 1203 | 0 | 900 | 0 | 0 | 0 | 0 | 0 | 0 | 0 | 0 | 0 | 1.8976 | 0.63254
VACAR_2_TVA_Transmission | VACAR | TVA_Transmission | 2035 | B16 | 25 | 0 | 900 | 0 | 0 | 0 | 0 | 0 | 0 | 0 | 0 | 0 | 1.8976 | 0.63254
VACAR_2_TVA_Transmission | VACAR | TVA_Transmission | 2035 | B17 | 100 | 0 | 900 | 0 | 0 | 0 | 0 | 0 | 0 | 0 | 0 | 0 | 1.8976 | 0.63254
VACAR_2_TVA_Transmission | VACAR | TVA_Transmission | 2035 | B18 | 400 | 0 | 900 | 0 | 0 | 0 | 0 | 0 | 0 | 0 | 0 | 0 | 1.8976 | 0.63254
VACAR_2_TVA_Transmission | VACAR | TVA_Transmission | 2035 | B19 | 700 | 0 | 900 | 0 | 0 | 0 | 0 | 0 | 0 | 0 | 0 | 0 | 1.8976 | 0.63254
VACAR_2_TVA_Transmission | VACAR | TVA_Transmission | 2035 | B20 | 935 | 0 | 900 | 0 | 0 | 0 | 0 | 0 | 0 | 0 | 0 | 0 | 1.8976 | 0.63254
VACAR_2_TVA_Transmission | VACAR | TVA_Transmission | 2040 | B1 | 10 | 0 | 900 | 0 | 0 | 0 | 0 | 0 | 0 | 0 | 0 | 0 | 2.2523 | 0.75078
VACAR_2_TVA_Transmission | VACAR | TVA_Transmission | 2040 | B2 | 25 | 0 | 900 | 0 | 0 | 0 | 0 | 0 | 0 | 0 | 0 | 0 | 2.2523 | 0.75078
VACAR_2_TVA_Transmission | VACAR | TVA_Transmission | 2040 | B3 | 75 | 0 | 900 | 0 | 0 | 0 | 0 | 0 | 0 | 0 | 0 | 0 | 2.2523 | 0.75078
VACAR_2_TVA_Transmission | VACAR | TVA_Transmission | 2040 | B4 | 100 | 0 | 900 | 0 | 0 | 0 | 0 | 0 | 0 | 0 | 0 | 0 | 2.2523 | 0.75078
VACAR_2_TVA_Transmission | VACAR | TVA_Transmission | 2040 | B5 | 200 | 0 | 900 | 0 | 0 | 0 | 0 | 0 | 0 | 0 | 0 | 0 | 2.2523 | 0.75078
VACAR_2_TVA_Transmission | VACAR | TVA_Transmission | 2040 | B6 | 300 | 0 | 900 | 0 | 0 | 0 | 0 | 0 | 0 | 0 | 0 | 0 | 2.2523 | 0.75078
VACAR_2_TVA_Transmission | VACAR | TVA_Transmission | 2040 | B7 | 400 | 0 | 900 | 0 | 0 | 0 | 0 | 0 | 0 | 0 | 0 | 0 | 2.2523 | 0.75078
VACAR_2_TVA_Transmission | VACAR | TVA_Transmission | 2040 | B8 | 500 | 0 | 900 | 0 | 0 | 0 | 0 | 0 | 0 | 0 | 0 | 0 | 2.2523 | 0.75078
VACAR_2_TVA_Transmission | VACAR | TVA_Transmission | 2040 | B9 | 800 | 0 | 900 | 667.13 | 694.33 | 600.13 | 0 | 0 | 0 | 0 | 0 | 0 | 2.2523 | 0.75078
VACAR_2_TVA_Transmission | VACAR | TVA_Transmission | 2040 | B10 | 1262 | 0 | 900 | 900 | 900 | 0 | 0 | 0 | 3.0031 | 1.7686 | 0 | 3.0031 | 2.2523 | 0.75078
VACAR_2_TVA_Transmission | VACAR | TVA_Transmission | 2040 | B11 | 25 | 0 | 900 | 0 | 0 | 0 | 0 | 0 | 0 | 0 | 0 | 0 | 2.2523 | 0.75078
VACAR_2_TVA_Transmission | VACAR | TVA_Transmission | 2040 | B12 | 200 | 0 | 900 | 0 | 0 | 0 | 0 | 0 | 0 | 0 | 0 | 0 | 2.2523 | 0.75078
VACAR_2_TVA_Transmission | VACAR | TVA_Transmission | 2040 | B13 | 600 | 0 | 900 | 0 | 0 | 0 | 0 | 0 | 0 | 0 | 0 | 0 | 2.2523 | 0.75078
VACAR_2_TVA_Transmission | VACAR | TVA_Transmission | 2040 | B14 | 900 | 0 | 900 | 0 | 0 | 0 | 0 | 0 | 0 | 0 | 0 | 0 | 2.2523 | 0.75078
VACAR_2_TVA_Transmission | VACAR | TVA_Transmission | 2040 | B15 | 1203 | 0 | 900 | 0 | 0 | 0 | 0 | 0 | 0 | 0 | 0 | 0 | 2.2523 | 0.75078
VACAR_2_TVA_Transmission | VACAR | TVA_Transmission | 2040 | B16 | 25 | 0 | 900 | 0 | 0 | 0 | 0 | 0 | 0 | 0 | 0 | 0 | 2.2523 | 0.75078
VACAR_2_TVA_Transmission | VACAR | TVA_Transmission | 2040 | B17 | 100 | 0 | 900 | 0 | 0 | 0 | 0 | 0 | 0 | 0 | 0 | 0 | 2.2523 | 0.75078
VACAR_2_TVA_Transmission | VACAR | TVA_Transmission | 2040 | B18 | 400 | 0 | 900 | 0 | 0 | 0 | 0 | 0 | 0 | 0 | 0 | 0 | 2.2523 | 0.75078
VACAR_2_TVA_Transmission | VACAR | TVA_Transmission | 2040 | B19 | 700 | 0 | 900 | 0 | 0 | 0 | 0 | 0 | 0 | 0 | 0 | 0 | 2.2523 | 0.75078
VACAR_2_TVA_Transmission | VACAR | TVA_Transmission | 2040 | B20 | 935 | 0 | 900 | 0 | 0 | 0 | 0 | 0 | 0 | 0 | 0 | 0 | 2.2523 | 0.75078
VACAR_2_TVA_Transmission | VACAR | TVA_Transmission | 2045 | B1 | 10 | 0 | 900 | 0 | 0 | 0 | 0 | 0 | 0 | 0 | 0 | 0 | 1.4867 | 0.49557
VACAR_2_TVA_Transmission | VACAR | TVA_Transmission | 2045 | B2 | 25 | 0 | 900 | 0 | 0 | 0 | 0 | 0 | 0 | 0 | 0 | 0 | 1.4867 | 0.49557
VACAR_2_TVA_Transmission | VACAR | TVA_Transmission | 2045 | B3 | 75 | 0 | 900 | 0 | 0 | 0 | 0 | 0 | 0 | 0 | 0 | 0 | 1.4867 | 0.49557
VACAR_2_TVA_Transmission | VACAR | TVA_Transmission | 2045 | B4 | 100 | 0 | 900 | 0 | 0 | 0 | 0 | 0 | 0 | 0 | 0 | 0 | 1.4867 | 0.49557
VACAR_2_TVA_Transmission | VACAR | TVA_Transmission | 2045 | B5 | 200 | 0 | 900 | 0 | 0 | 0 | 0 | 0 | 0 | 0 | 0 | 0 | 1.4867 | 0.49557
VACAR_2_TVA_Transmission | VACAR | TVA_Transmission | 2045 | B6 | 300 | 0 | 900 | 810.01 | 900 | 0 | 0 | 0 | 0 | 0.65285 | 0 | 0 | 1.4867 | 0.49557
VACAR_2_TVA_Transmission | VACAR | TVA_Transmission | 2045 | B7 | 400 | 0 | 900 | 0 | 0 | 0 | 0 | 0 | 0 | 0 | 0 | 0 | 1.4867 | 0.49557
VACAR_2_TVA_Transmission | VACAR | TVA_Transmission | 2045 | B8 | 500 | 0 | 900 | 0 | 0 | 0 | 0 | 0 | 0 | 0 | 0 | 0 | 1.4867 | 0.49557
VACAR_2_TVA_Transmission | VACAR | TVA_Transmission | 2045 | B9 | 800 | 0 | 900 | 900 | 344.49 | 0 | 0 | 0 | 1.9823 | 0 | 0 | 1.9823 | 1.4867 | 0.49557
VACAR_2_TVA_Transmission | VACAR | TVA_Transmission | 2045 | B10 | 1262 | 0 | 900 | 0 | 0 | 0 | 0 | 0 | 0 | 0 | 0 | 0 | 1.4867 | 0.49557
VACAR_2_TVA_Transmission | VACAR | TVA_Transmission | 2045 | B11 | 25 | 0 | 900 | 0 | 0 | 0 | 0 | 0 | 0 | 0 | 0 | 0 | 1.4867 | 0.49557
VACAR_2_TVA_Transmission | VACAR | TVA_Transmission | 2045 | B12 | 200 | 0 | 900 | 0 | 0 | 0 | 0 | 0 | 0 | 0 | 0 | 0 | 1.4867 | 0.49557
VACAR_2_TVA_Transmission | VACAR | TVA_Transmission | 2045 | B13 | 600 | 0 | 900 | 0 | 0 | 0 | 0 | 0 | 0 | 0 | 0 | 0 | 1.4867 | 0.49557
VACAR_2_TVA_Transmission | VACAR | TVA_Transmission | 2045 | B14 | 900 | 0 | 900 | 0 | 0 | 0 | 0 | 0 | 0 | 0 | 0 | 0 | 1.4867 | 0.49557
VACAR_2_TVA_Transmission | VACAR | TVA_Transmission | 2045 | B15 | 1203 | 0 | 900 | 0 | 0 | 0 | 0 | 0 | 0 | 0 | 0 | 0 | 1.4867 | 0.49557
VACAR_2_TVA_Transmission | VACAR | TVA_Transmission | 2045 | B16 | 25 | 0 | 900 | 0 | 0 | 0 | 0 | 0 | 0 | 0 | 0 | 0 | 1.4867 | 0.49557
VACAR_2_TVA_Transmission | VACAR | TVA_Transmission | 2045 | B17 | 100 | 0 | 900 | 0 | 0 | 0 | 0 | 0 | 0 | 0 | 0 | 0 | 1.4867 | 0.49557
VACAR_2_TVA_Transmission | VACAR | TVA_Transmission | 2045 | B18 | 400 | 0 | 900 | 0 | 0 | 0 | 0 | 0 | 0 | 0 | 0 | 0 | 1.4867 | 0.49557
VACAR_2_TVA_Transmission | VACAR | TVA_Transmission | 2045 | B19 | 700 | 0 | 900 | 0 | 0 | 0 | 0 | 0 | 0 | 0 | 0 | 0 | 1.4867 | 0.49557
VACAR_2_TVA_Transmission | VACAR | TVA_Transmission | 2045 | B20 | 935 | 0 | 900 | 0 | 0 | 0 | 0 | 0 | 0 | 0 | 0 | 0 | 1.4867 | 0.49557
VACAR_2_TVA_Transmission | VACAR | TVA_Transmission | 2050 | B1 | 10 | 0 | 900 | 0 | 0 | 0 | 0 | 0 | 0 | 0 | 0 | 0 | 3.9826 | 1.3275
VACAR_2_TVA_Transmission | VACAR | TVA_Transmission | 2050 | B2 | 25 | 0 | 900 | 0 | 0 | 0 | 0 | 0 | 0 | 0 | 0 | 0 | 3.9826 | 1.3275
VACAR_2_TVA_Transmission | VACAR | TVA_Transmission | 2050 | B3 | 75 | 0 | 900 | 0 | 0 | 0 | 0 | 0 | 0 | 0 | 0 | 0 | 3.9826 | 1.3275
VACAR_2_TVA_Transmission | VACAR | TVA_Transmission | 2050 | B4 | 100 | 0 | 900 | 0 | 0 | 0 | 0 | 0 | 0 | 0 | 0 | 0 | 3.9826 | 1.3275
VACAR_2_TVA_Transmission | VACAR | TVA_Transmission | 2050 | B5 | 200 | 0 | 900 | 900 | 0 | 532.67 | 0 | 0 | 5.9943 | 0 | 0 | 0.39153 | 3.9826 | 1.3275
VACAR_2_TVA_Transmission | VACAR | TVA_Transmission | 2050 | B6 | 300 | 0 | 900 | 900 | 0 | 0 | 0 | 0 | 2.2434 | 0 | 0 | 0.2198 | 3.9826 | 1.3275
VACAR_2_TVA_Transmission | VACAR | TVA_Transmission | 2050 | B7 | 400 | 0 | 900 | 0 | 0 | 0 | 0 | 0 | 0 | 0 | 0 | 0 | 3.9826 | 1.3275
VACAR_2_TVA_Transmission | VACAR | TVA_Transmission | 2050 | B8 | 500 | 0 | 900 | 900 | 900 | 0 | 0 | 0 | 8.4989 | 0.97334 | 0 | 1.3878 | 3.9826 | 1.3275
VACAR_2_TVA_Transmission | VACAR | TVA_Transmission | 2050 | B9 | 800 | 0 | 900 | 900 | 900 | 0 | 0 | 0 | 3.2168 | 0.96147 | 0 | 0.84044 | 3.9826 | 1.3275
VACAR_2_TVA_Transmission | VACAR | TVA_Transmission | 2050 | B10 | 1262 | 0 | 900 | 900 | 900 | 691.51 | 0 | 0 | 5.9943 | 0.97334 | 0 | 2.4706 | 3.9826 | 1.3275
VACAR_2_TVA_Transmission | VACAR | TVA_Transmission | 2050 | B11 | 25 | 0 | 900 | 0 | 0 | 0 | 0 | 0 | 0 | 0 | 0 | 0 | 3.9826 | 1.3275
VACAR_2_TVA_Transmission | VACAR | TVA_Transmission | 2050 | B12 | 200 | 0 | 900 | 0 | 0 | 0 | 0 | 0 | 0 | 0 | 0 | 0 | 3.9826 | 1.3275
VACAR_2_TVA_Transmission | VACAR | TVA_Transmission | 2050 | B13 | 600 | 0 | 900 | 0 | 0 | 0 | 0 | 0 | 0 | 0 | 0 | 0 | 3.9826 | 1.3275
VACAR_2_TVA_Transmission | VACAR | TVA_Transmission | 2050 | B14 | 900 | 0 | 900 | 0 | 0 | 0 | 0 | 0 | 0 | 0 | 0 | 0 | 3.9826 | 1.3275
VACAR_2_TVA_Transmission | VACAR | TVA_Transmission | 2050 | B15 | 1203 | 0 | 900 | 0 | 0 | 0 | 0 | 0 | 0 | 0 | 0 | 0 | 3.9826 | 1.3275
VACAR_2_TVA_Transmission | VACAR | TVA_Transmission | 2050 | B16 | 25 | 0 | 900 | 0 | 0 | 0 | 0 | 0 | 0 | 0 | 0 | 0 | 3.9826 | 1.3275
VACAR_2_TVA_Transmission | VACAR | TVA_Transmission | 2050 | B17 | 100 | 0 | 900 | 0 | 0 | 0 | 0 | 0 | 0 | 0 | 0 | 0 | 3.9826 | 1.3275
VACAR_2_TVA_Transmission | VACAR | TVA_Transmission | 2050 | B18 | 400 | 0 | 900 | 0 | 0 | 0 | 0 | 0 | 0 | 0 | 0 | 0 | 3.9826 | 1.3275
VACAR_2_TVA_Transmission | VACAR | TVA_Transmission | 2050 | B19 | 700 | 0 | 900 | 0 | 0 | 0 | 0 | 0 | 0 | 0 | 0 | 0 | 3.9826 | 1.3275
VACAR_2_TVA_Transmission | VACAR | TVA_Transmission | 2050 | B20 | 935 | 0 | 900 | 0 | 0 | 0 | 0 | 0 | 0 | 0 | 0 | 0 | 3.9826 | 1.3275

## OL75Line
Transmission Capacity Calculations |  |  |  |  | 2020 | 2025 | 2030 | 2035 |  | 4-yr avg | All Years Combined
| From | To |  | Base Capacity | 4250 | 4250 | 4250 | 4250 |  |  | w/o Price check | Final | [7 empty] | Base x-axis | 2020 | Base |  | NYISO_A-F_2_NYISO_G-I | 8161
Line of Interest | NYISO_A-F | NYISO_G-I |  | Max OL Capacity | 4347.33 | 729.31 | 2469.59 | 3326.1 |  | 2718.0825 | [9 empty] | 0 | 0% | 4250 |  | year factor | 19
Scenario: BAU, OL25, OL75 | OL75 |  |  | OL Cap Factor at Max Capacity | 6.638% | 0.3035% | 6.922% | 0.6648% |  | 3.632% |  |  |  |  | Johnson | Combined |  |  |  | 8760 | 100% | 4250 |  | type column | 11
|  |  |  | Overload Charge | 4.9228 | 10.5066 | 8.3118 | 37.2402 |  | 15.2453 |  |  |  |  | OL25/OL75 Ratio Range |  | Design CF | [6 empty] | Scenario Column | 1
Minimum Overload Charge | 0 |  |  | Weghtd Avg OL Capacity | 288.5571 | 2.2133 | 170.933 | 22.1105 |  | 120.9535 |  |  |  |  | 0 | 0.8 | 90%
Total Flows Target Cap Factor (derived from cap factor-shadow price curve) | 53.13% |  | OL Cap to Meet Total Target Cap Factor |  | 3632.8321 | 729.31 | 2469.59 | 3326.1 |  | 2539.458 | 3547.9794 | 3547.9794 |  |  | 0.8 | 1.2 | 75% |  |  | Flow Duration Curve-NYISO_A-F_2_NYISO_G-I Scenario:OL75
OL Target Capacity Factor (derived from cap factor-shadow price curve) | 35% |  | OL Capacity to meet OL Target Cap Factor |  | 0.00032714 | 0.00028469 | 0.00032467 | 0.00025826 | avg w/ no price test | 0.00029869 | 0.0010821 | 0.0010821 |  |  | 1.2 | 1.5 | 70% |  |  | OL75 and OL25 Flow Duration Curve-NYISO_A-F_2_NYISO_G-I
|  | Average of Total and OL target Cap factor that meets min Charge (RHC) |  |  | 1816.4162 | 364.6551 | 1234.7952 | 1663.0501 | 1269.7292 | 1269.7292 | 1773.9903 | 1773.9903 |  |  | 1.5 | 2 | 65% |  |  | LoadBlocks for NYISO_A-F_2_NYISO_G-I Scenario:OL75
[15 empty] | 2 | 2.5 | 60%
[15 empty] | 2.5 | 3 | 55%
Avg Cap Factor for Total Line (Johnson) | 75% | [13 empty] | 3 | 1000 | 50%
Threshold Interface Utilization (Johnson) | 90% | OL Line to give Avg CF = 75% (Johnson) |  |  | 1334.8014 | 966.8438 | 1347.8613 | 1446.1474 | 1273.9135 | 1273.9135 | 1273.9137 | 1273.9137
Flow Duration Curve Target (NGO) | 20% | OL Capacity that meets Thrshold Duration using all years (NGO) |  |  | 0.00012 | 0.00015 | 0.00012 | 0.00014 |  | 0.00046 |  | 0.00046
Year | 2020 | [9 empty] | Flow Duration Curve Calculation
|  |  | Baseload | Overload | BAU Shadow | OL75 Shadow |  | Overload |  | Overload |  | % year at | GWh with | Capacity | [5 empty] | For Block Graph |  |  | For LDC Graph
Blocks | Hours | Cum hours | Flow | Flow | Price | Price |  | Capacity+ |  | MW in Order of Size | hours in block | MW or higher | Increasing MW | factor |  |  |  | Cum Hours | Frac Year |  | 2020 |  |  | 2020 | cap fact
1 | 10 | 10 | 4250 | 4347.33 | 298.032 | 4.9142 |  | 4347.33 | min Cap | 0 | 75 | 100% | 0 | 100% |  |  |  | 75 | 0.99144 | 0 | 8597.33 |  | 1 | 3000.55 | 100%
2 | 25 | 35 | 4250 | 2867.82 | 92.8115 | 4.9142 |  | 2867.82 |  | 1e-05 | 300 | 99.14% | 8.685e-05 | 99.14% |  |  |  | 375 | 0.95719 | 10 | 8597.33 |  | 0.85594 | 3000.55 | 99.94%
3 | 75 | 110 | 4250 | 0 | 12.0243 | 3.2168 |  | 0 |  | 2e-05 | 400 | 95.72% | 0.0001707 | 97.43% |  |  |  | 775 | 0.91153 | 10 | 7117.82 |  | 0.85594 | 3012.42 | 0.99943
4 | 100 | 210 | 4250 | 106.67 | 19.0632 | 4.9142 |  | 106.67 |  | 3e-05 | 500 | 91.15% | 0.00025055 | 95.34% |  |  |  | 1275 | 0.85445 | 35 | 7117.82 |  | 0.71861 | 3012.42 | 91.77%
5 | 200 | 410 | 4250 | 385.79 | 23.2415 | 4.9142 |  | 385.79 |  | 4e-05 | 800 | 85.45% | 0.0003254 | 92.87% |  |  |  | 2075 | 0.76313 | 35 | 4250 |  | 0.71861 | 4250 | 0.91766
6 | 300 | 710 | 4250 | 0 | 20.725 | 3.0981 |  | 1e-05 |  | 5e-05 | 1262 | 76.31% | 0.00039225 | 89.55% |  |  |  | 3337 | 0.61906 | 110 | 4250 |  | 0.71005 | 4250 | 91.77%
7 | 400 | 1110 | 4250 | 0 | 1.7568 | 2.0535 |  | 2e-05 |  | 6e-05 | 25 | 61.91% | 0.00044648 | 84.95% |  |  |  | 3362 | 0.61621 | 110 | 4356.67 |  | 0.71005 | 4250 | 0.91766
8 | 500 | 1610 | 4250 | 0 | 1.5906 | 1.828 |  | 3e-05 |  | 7e-05 | 200 | 61.62% | 0.00050046 | 81.61% |  |  |  | 3562 | 0.59338 | 210 | 4356.67 |  | 0.6758 | 4250 | 91.77%
9 | 800 | 2410 | 4250 | 0 | 0 | 0.24927 |  | 4e-05 |  | 8e-05 | 600 | 59.34% | 0.00055244 | 78.83% |  |  |  | 4162 | 0.52489 | 210 | 4635.79 |  | 0.6758 | 4250 | 0.91766
10 | 1262 | 3672 | 3000.55 | 0 | 0 | 0 |  | 5e-05 |  | 9e-05 | 900 | 52.49% | 0.00059842 | 75.9% |  |  |  | 5062 | 0.42215 | 410 | 4635.79 |  | 0.63014 | 4250 | 91.77%
11 | 25 | 3697 | 4250 | 0 | 23.7163 | 3.0981 |  | 6e-05 |  | 0.0001 | 1203 | 42.21% | 0.0006354 | 72.53% |  |  |  | 6265 | 0.28482 | 410 | 4250 |  | 0.63014 | 4250 | 0.91766
12 | 200 | 3897 | 4250 | 0 | 2.4333 | 1.1158 |  | 7e-05 |  | 0.00011 | 25 | 28.48% | 0.00066035 | 68.53% |  |  |  | 6290 | 0.28196 | 710 | 4250 |  | 0.57306 | 4250 | 91.77%
13 | 600 | 4497 | 4250 | 0 | 2.7064 | 2.3503 |  | 8e-05 |  | 0.00012 | 935 | 28.2% | 0.00068505 | 65.17% |  |  |  | 7225 | 0.17523 | 710 | 4250 |  | 0.57306 | 4250 | 0.91766
14 | 900 | 5397 | 4250 | 0 | 0.96147 | 0.96147 |  | 9e-05 |  | 106.67 | 100 | 17.52% | 163.739 | 17.52% |  |  |  | 7325 | 0.16381 | 1110 | 4250 |  | 0.48174 | 4250 | 91.77%
15 | 1203 | 6600 | 3012.42 | 0 | 0 | 0 |  | 0.0001 |  | 385.79 | 200 | 16.38% | 564.2762 | 16.7% |  |  |  | 7525 | 0.14098 | 1110 | 4250 |  | 0.48174 | 4250 | 0.91766
16 | 25 | 6625 | 4250 | 0 | 26.6244 | 3.9527 |  | 0.00011 |  | 1064.77 | 100 | 14.1% | 1402.8165 | 15.04% |  |  |  | 7625 | 0.12957 | 1610 | 4250 |  | 0.47888 | 4250 | 91.77%
17 | 100 | 6725 | 4250 | 1064.77 | 11.5732 | 4.9142 |  | 1064.77 |  | 1803.55 | 700 | 12.96% | 2241.3318 | 14.19% |  |  |  | 8325 | 0.049658 | 1610 | 4250 |  | 0.47888 | 4250.0001 | 0.91766
18 | 400 | 7125 | 4250 | 2389.51 | 6.0774 | 4.9142 |  | 2389.51 |  | 2389.51 | 400 | 4.966% | 2496.2244 | 11.93% |  |  |  | 8725 | 0.0039954 | 2410 | 4250 |  | 0.45605 | 4250.0001 | 91.77%
19 | 700 | 7825 | 4250 | 1803.55 | 6.0774 | 4.9142 |  | 1803.55 |  | 2867.82 | 25 | 0.3995% | 2512.9652 | 10% |  |  |  | 8750 | 0.0011416 | 2410 | 3000.55 |  | 0.45605 | 4250.0001 | 0.91766
20 | 935 | 8760 | 4250 | 0 | 3.7628 | 3.3711 |  | 0.00012 | max cap | 4347.33 | 10 | 0.1142% | 2527.7603 | 6.638% |  |  |  | 8760 | 0 | 3672 | 3000.55 |  | 0.38756 | 4250.0001 | 91.77%
[12 empty] | Wgtd avg MW | 288.5571 | [6 empty] | 3672 | 4250 |  | 0.38756 | 4250.0001 | 0.91766
[20 empty] | 3697 | 4250 |  | 0.28482 | 4250.0001 | 91.77%
[7 empty] | Total | Total |  | Total MW in |  | % year at | GWh with | Capacity | [5 empty] | 3697 | 4250 |  | 0.28482 | 4250.0001 | 0.91766
Total capacity factor crossover point | [5 empty] | Blocks | Flow | Capacity+ |  | Rank Order | hours in block | MW or higher | Increasing MW | factor |  |  |  | Cum Hours | Frac Year | 3897 | 4250 |  | 0.28196 | 4250.0001 | 91.77%
| point | MW | CF | GWh | Hours | 1 | 8597.33 | 8597.33 |  | 3000.55 | 1262 | 100% | 26284.818 | 100% |  |  |  | 1262 | 0.85594 | 3897 | 4250 |  | 0.28196 | 4250.0001 | 0.91766
Before | 19 | 7117.82 | 0.58823 | 36677.3503 |  | 2 | 7117.82 | 7117.82 |  | 3012.42 | 1203 | 85.59% | 26373.8193 | 99.94% |  |  |  | 2465 | 0.71861 | 4497 | 4250 |  | 0.17523 | 4250.0001 | 89.95%
After | 20 | 8597.33 | 0.4872 |  | 10 | 3 | 4250 | 4250 |  | 4250 | 75 | 71.86% | 34164.3854 | 91.77% |  |  |  | 2540 | 0.71005 | 4497 | 4250 |  | 0.17523 | 4356.67 | 0.89948
Target Total Capacity |  | 7882.8321 | 53.13% |  |  | 4 | 4356.67 | 4356.67 |  | 4250 | 300 | 71% | 34164.3854 | 91.77% |  |  |  | 2840 | 0.6758 | 5397 | 4250 |  | 0.16381 | 4356.67 | 85.52%
Less Baseload Capacity |  | 4250 |  |  |  | 5 | 4635.79 | 4635.79 |  | 4250 | 400 | 67.58% | 34164.3855 | 91.77% |  |  |  | 3240 | 0.63014 | 5397 | 3012.42 |  | 0.16381 | 4635.79 | 0.85519
Ruthven Criteria 1 |  | 3632.8321 |  |  |  | 6 | 4250 | 4250 |  | 4250 | 500 | 63.01% | 34164.3855 | 91.77% |  |  |  | 3740 | 0.57306 | 6600 | 3012.42 |  | 0.14098 | 4635.79 | 76.39%
[6 empty] | 7 | 4250 | 4250 |  | 4250 | 800 | 57.31% | 34164.3856 | 91.77% |  |  |  | 4540 | 0.48174 | 6600 | 4250 |  | 0.14098 | 5314.77 | 0.76394
[6 empty] | 8 | 4250 | 4250 |  | 4250 | 25 | 48.17% | 34164.3856 | 91.77% |  |  |  | 4565 | 0.47888 | 6625 | 4250 |  | 0.12957 | 5314.77 | 68.65%
Overload capacity factor crossover point | [5 empty] | 9 | 4250 | 4250 |  | 4250.0001 | 200 | 47.89% | 34164.3857 | 91.77% |  |  |  | 4765 | 0.45605 | 6625 | 5314.77 |  | 0.12957 | 6053.55 | 0.68652
| point | MW | CF | GWh | Hours | 10 | 3000.55 | 3000.55 |  | 4250.0001 | 600 | 45.61% | 34164.3857 | 91.77% |  |  |  | 5365 | 0.38756 | 6725 | 5314.77 |  | 0.049658 | 6053.55 | 63.03%
Before | 13 | 0.00012 | 0.65168 | 0.00068505 |  | 11 | 4250 | 4250 |  | 4250.0001 | 900 | 38.76% | 34164.3857 | 91.77% |  |  |  | 6265 | 0.28482 | 6725 | 6639.51 |  | 0.049658 | 6639.51 | 0.63032
After | 14 | 106.67 | 0.17523 |  | 1535 | 12 | 4250 | 4250.0001 |  | 4250.0001 | 25 | 28.48% | 34164.3858 | 91.77% |  |  |  | 6290 | 0.28196 | 7125 | 6639.51 |  | 0.0039954 | 6639.51 | 58.82%
Hadley/Ruthven Criteria 2 |  | 0.00032714 | 35% |  |  | 13 | 4250 | 4250.0001 |  | 4250.0001 | 935 | 28.2% | 34164.3858 | 91.77% |  |  |  | 7225 | 0.17523 | 7125 | 6053.55 |  | 0.0039954 | 7117.82 | 0.58823
[6 empty] | 14 | 4250 | 4250.0001 |  | 4356.67 | 100 | 17.52% | 34328.1241 | 89.95% |  |  |  | 7325 | 0.16381 | 7825 | 6053.55 |  | 0.0011416 | 7117.82 | 48.72%
Overload Capacity factor crossover point with sliding scale | [5 empty] | 15 | 3012.42 | 3012.42 |  | 4635.79 | 200 | 16.38% | 34728.6613 | 85.52% |  |  |  | 7525 | 0.14098 | 7825 | 4250 |  | 0.0011416 | 8597.33 | 0.4872
BAU Avg Shadow price | 6.5637 |  | Target Cap Factor |  | 0% | 16 | 4250 | 4250.0001 |  | 5314.77 | 100 | 14.1% | 35567.2016 | 76.39% |  |  |  | 7625 | 0.12957 | 8760 | 4250 |  | 0 | 8597.33 | 0
| point | MW | CF | GWh | Hours | 17 | 5314.77 | 5314.77 |  | 6053.55 | 700 | 12.96% | 36405.7169 | 68.65% |  |  |  | 8325 | 0.049658
Before | 20 | 4347.33 | 0.066376 | 2527.7603 |  | 18 | 6639.51 | 6639.51 |  | 6639.51 | 400 | 4.966% | 36660.6095 | 63.03% |  |  |  | 8725 | 0.0039954
After | 21 | 0 | 0 |  | 0 | 19 | 6053.55 | 6053.55 |  | 7117.82 | 25 | 0.3995% | 36677.3503 | 58.82% |  |  |  | 8750 | 0.0011416
Pradip Chattopadhyay |  | #DIV/0! |  |  |  | 20 | 4250 | 4250.0001 |  | 8597.33 | 10 | 0.1142% | 36692.1454 | 48.72% |  |  |  | 8760 | 0
[12 empty] | Wgtd avg MW | 4188.6011
[12 empty] | Ratio to Base Cap | 0.98555 | 0.75
[12 empty] | (Johnson) OL Line to give Avg CF = 75% | 1334.8014
Year | 2025 | [9 empty] | Flow Duration Curve Calculation
|  |  | Baseload | Overload | BAU Shadow | OL75 Shadow |  | Overload |  | Overload |  | % year at | GWh if Line at this Capacity | [6 empty] | For Block Graph |  |  | For LDC Graph
Blocks | Hours | Cum hours | Flow | Capacity | Price | Price |  | Capacity+ |  | MW in Order of Size |  | MW or higher |  | Capacity factor |  |  |  | Cum Hours | Frac Year |  | 2025 |  | frac year | 2025 | cap fact
1 | 10 | 10 | 4250 | 729.31 | 652.3515 | 10.4931 |  | 729.31 | min Cap | 0 | 75 | 100% | 0 | 1 |  |  |  | 75 | 0.99144 | 0 | 4979.31 |  | 1 | 2458.47 | 100%
2 | 25 | 35 | 4250 | 483.79 | 569.214 | 10.4931 |  | 483.79 |  | 1e-05 | 100 | 99.14% | 8.685e-05 | 0.99144 |  |  |  | 175 | 0.98002 | 10 | 4979.31 |  | 0.85594 | 2458.47 | 94.89%
3 | 75 | 110 | 4250 | 0 | 15.8702 | 8.677 |  | 0 |  | 2e-05 | 200 | 98% | 0.0001727 | 0.98573 |  |  |  | 375 | 0.95719 | 10 | 4733.79 |  | 0.85594 | 3808.08 | 0.94894
4 | 100 | 210 | 4250 | 0 | 4.1189 | 5.8163 |  | 1e-05 |  | 3e-05 | 300 | 95.72% | 0.00025655 | 0.97622 |  |  |  | 675 | 0.92295 | 35 | 4733.79 |  | 0.71861 | 3808.08 | 93.19%
5 | 200 | 410 | 4250 | 0 | 6.0893 | 5.8044 |  | 2e-05 |  | 4e-05 | 400 | 92.29% | 0.0003374 | 0.9629 |  |  |  | 1075 | 0.87728 | 35 | 4250 |  | 0.71861 | 4112.18 | 0.93191
6 | 300 | 710 | 4250 | 0 | 22.1376 | 5.8044 |  | 3e-05 |  | 5e-05 | 500 | 87.73% | 0.00041425 | 0.94578 |  |  |  | 1575 | 0.82021 | 110 | 4250 |  | 0.62728 | 4112.18 | 92.77%
7 | 400 | 1110 | 4250 | 0 | 14.6357 | 2.0654 |  | 4e-05 |  | 6e-05 | 800 | 82.02% | 0.0004861 | 0.92485 |  |  |  | 2375 | 0.72888 | 110 | 4250 |  | 0.62728 | 4170.08 | 0.92768
8 | 500 | 1610 | 4250 | 0 | 1.092 | 1.3769 |  | 5e-05 |  | 7e-05 | 1262 | 72.89% | 0.00054995 | 0.89685 |  |  |  | 3637 | 0.58482 | 210 | 4250 |  | 0.52454 | 4170.08 | 92.01%
9 | 800 | 2410 | 4112.18 | 0 | 0 | 0 |  | 6e-05 |  | 8e-05 | 25 | 58.48% | 0.00060118 | 0.85785 |  |  |  | 3662 | 0.58196 | 210 | 4250 |  | 0.52454 | 4250 | 0.9201
10 | 1262 | 3672 | 2458.47 | 0 | 0 | 0 |  | 7e-05 |  | 9e-05 | 200 | 58.2% | 0.00065216 | 0.82719 |  |  |  | 3862 | 0.55913 | 410 | 4250 |  | 0.51598 | 4250 | 92.01%
11 | 25 | 3697 | 4250 | 0 | 21.4491 | 5.1635 |  | 8e-05 |  | 0.0001 | 600 | 55.91% | 0.00070114 | 0.80039 |  |  |  | 4462 | 0.49064 | 410 | 4250 |  | 0.51598 | 4250 | 0.9201
12 | 200 | 3897 | 4250 | 0 | 6.3623 | 1.6974 |  | 9e-05 |  | 0.00011 | 900 | 49.06% | 0.00074412 | 0.77223 |  |  |  | 5362 | 0.3879 | 710 | 4250 |  | 0.50457 | 4250 | 92.01%
13 | 600 | 4497 | 4250 | 0 | 0 | 1.0683 |  | 0.0001 |  | 0.00012 | 1203 | 38.79% | 0.0007781 | 0.7402 |  |  |  | 6565 | 0.25057 | 710 | 4250 |  | 0.50457 | 4250 | 0.9201
14 | 900 | 5397 | 4170.08 | 0 | 0 | 0 |  | 0.00011 |  | 0.00013 | 25 | 25.06% | 0.00080005 | 0.70254 |  |  |  | 6590 | 0.24772 | 1110 | 4250 |  | 0.48174 | 4250 | 92.01%
15 | 1203 | 6600 | 3808.08 | 0 | 0 | 0 |  | 0.00012 |  | 0.00014 | 100 | 24.77% | 0.00082175 | 0.67005 |  |  |  | 6690 | 0.2363 | 1110 | 4250 |  | 0.48174 | 4250 | 0.9201
16 | 25 | 6625 | 4250 | 0 | 37.5092 | 9.9471 |  | 0.00013 |  | 0.00015 | 400 | 23.63% | 0.00084245 | 0.64113 |  |  |  | 7090 | 0.19064 | 1610 | 4250 |  | 0.44749 | 4250 | 92.01%
17 | 100 | 6725 | 4250 | 0 | 15.3717 | 6.3504 |  | 0.00014 |  | 0.00016 | 700 | 19.06% | 0.00085915 | 0.61298 |  |  |  | 7790 | 0.11073 | 1610 | 4112.18 |  | 0.44749 | 4250 | 0.9201
18 | 400 | 7125 | 4250 | 0 | 7.5612 | 9.496 |  | 0.00015 |  | 0.00017 | 935 | 11.07% | 0.00086885 | 0.58343 |  |  |  | 8725 | 0.0039954 | 2410 | 4112.18 |  | 0.40183 | 4250 | 92.01%
19 | 700 | 7825 | 4250 | 0 | 9.2111 | 8.677 |  | 0.00016 |  | 483.79 | 25 | 0.3995% | 16.9335 | 0.0039956 |  |  |  | 8750 | 0.0011416 | 2410 | 2458.47 |  | 0.40183 | 4250 | 0.9201
20 | 935 | 8760 | 4250 | 0 | 5.9825 | 2.8963 |  | 0.00017 | max cap | 729.31 | 10 | 0.1142% | 19.3887 | 0.0030348 |  |  |  | 8760 | 0 | 3672 | 2458.47 |  | 0.34475 | 4250 | 92.01%
[12 empty] | Wgtd avg MW | 2.2133 | [6 empty] | 3672 | 4250 |  | 0.34475 | 4250.0001 | 0.9201
[11 empty] | Flow Duration Curve Calculation | [8 empty] | 3697 | 4250 |  | 0.34189 | 4250.0001 | 92.01%
[7 empty] | Total | Total |  |  |  | % year at | GWh with | Capacity | [5 empty] | 3697 | 4250 |  | 0.34189 | 4250.0001 | 0.9201
Total capacity factor crossover point | [5 empty] | Blocks | Flow | Capacity+ |  | Total MW in Order | hours in block | MW or higher | Increasing MW | factor |  |  |  | Cum Hours | Frac Year | 3897 | 4250 |  | 0.31906 | 4250.0001 | 92.01%
| point | MW | CF | GWh | Hours | 1 | 4979.31 | 4979.31 |  | 2458.47 | 1262 | 100% | 21536.1972 | 100% |  |  |  | 1262 | 0.85594 | 3897 | 4250 |  | 0.31906 | 4250.0001 | 0.9201
Before | 20 | 4979.31 | 0.78578 | 34274.6636 |  | 2 | 4733.79 | 4733.79 |  | 3808.08 | 1203 | 85.59% | 31655.573 | 94.89% |  |  |  | 2465 | 0.71861 | 4497 | 4250 |  | 0.25057 | 4250.0001 | 92.01%
After | 21 | 0 | 0 |  | 0 | 3 | 4250 | 4250 |  | 4112.18 | 800 | 71.86% | 33569.8825 | 93.19% |  |  |  | 3265 | 0.62728 | 4497 | 4170.08 |  | 0.25057 | 4250.0001 | 0.9201
Target Total Capacity |  | 4979.31 | 53.13% |  |  | 4 | 4250 | 4250 |  | 4170.08 | 900 | 62.73% | 33888.043 | 92.77% |  |  |  | 4165 | 0.52454 | 5397 | 4170.08 |  | 0.24772 | 4250.0001 | 92.01%
Less Baseload Capacity |  | 4250 |  |  |  | 5 | 4250 | 4250 |  | 4250 | 75 | 52.45% | 34255.2754 | 92.01% |  |  |  | 4240 | 0.51598 | 5397 | 3808.08 |  | 0.24772 | 4250.0001 | 0.9201
Ruthven Criteria 1 |  | 729.31 |  |  |  | 6 | 4250 | 4250 |  | 4250 | 100 | 51.6% | 34255.2754 | 92.01% |  |  |  | 4340 | 0.50457 | 6600 | 3808.08 |  | 0.2363 | 4250.0001 | 92.01%
[6 empty] | 7 | 4250 | 4250 |  | 4250 | 200 | 50.46% | 34255.2755 | 92.01% |  |  |  | 4540 | 0.48174 | 6600 | 4250 |  | 0.2363 | 4250.0001 | 0.9201
[6 empty] | 8 | 4250 | 4250 |  | 4250 | 300 | 48.17% | 34255.2755 | 92.01% |  |  |  | 4840 | 0.44749 | 6625 | 4250 |  | 0.19064 | 4250.0001 | 92.01%
Overload capacity factor crossover point | [5 empty] | 9 | 4112.18 | 4112.18 |  | 4250 | 400 | 44.75% | 34255.2756 | 92.01% |  |  |  | 5240 | 0.40183 | 6625 | 4250 |  | 0.19064 | 4250.0001 | 0.9201
| point | MW | CF | GWh | Hours | 10 | 2458.47 | 2458.47 |  | 4250 | 500 | 40.18% | 34255.2756 | 92.01% |  |  |  | 5740 | 0.34475 | 6725 | 4250 |  | 0.11073 | 4250.0001 | 92.01%
Before | 18 | 0.00017 | 0.58343 | 0.00086885 |  | 11 | 4250 | 4250.0001 |  | 4250.0001 | 25 | 34.47% | 34255.2756 | 92.01% |  |  |  | 5765 | 0.34189 | 6725 | 4250 |  | 0.11073 | 4250.0001 | 0.9201
After | 19 | 483.79 | 0.0039956 |  | 35 | 12 | 4250 | 4250.0001 |  | 4250.0001 | 200 | 34.19% | 34255.2756 | 92.01% |  |  |  | 5965 | 0.31906 | 7125 | 4250 |  | 0.0039954 | 4250.0001 | 82.65%
Hadley/Ruthven Criteria 2 |  | 0.00028469 | 35% |  |  | 13 | 4250 | 4250.0001 |  | 4250.0001 | 600 | 31.91% | 34255.2757 | 92.01% |  |  |  | 6565 | 0.25057 | 7125 | 4250 |  | 0.0039954 | 4733.79 | 0.82647
[6 empty] | 14 | 4170.08 | 4170.08 |  | 4250.0001 | 25 | 25.06% | 34255.2757 | 92.01% |  |  |  | 6590 | 0.24772 | 7825 | 4250 |  | 0.0011416 | 4733.79 | 78.58%
Overload Capacity factor crossover point with sliding scale | [5 empty] | 15 | 3808.08 | 3808.08 |  | 4250.0001 | 100 | 24.77% | 34255.2757 | 92.01% |  |  |  | 6690 | 0.2363 | 7825 | 4250 |  | 0.0011416 | 4979.31 | 0.78578
BAU Avg Shadow price | 14.0087 |  | Target Cap Factor |  | 0% | 16 | 4250 | 4250.0001 |  | 4250.0001 | 400 | 23.63% | 34255.2757 | 92.01% |  |  |  | 7090 | 0.19064 | 8760 | 4250 |  | 0 | 4979.31 | 0
| point | MW | CF | GWh | Hours | 17 | 4250 | 4250.0001 |  | 4250.0001 | 700 | 19.06% | 34255.2758 | 92.01% |  |  |  | 7790 | 0.11073
Before | 20 | 729.31 | 0.0030348 | 19.3887 |  | 18 | 4250 | 4250.0001 |  | 4250.0001 | 935 | 11.07% | 34255.2758 | 92.01% |  |  |  | 8725 | 0.0039954
After | 21 | 0 | 0 |  | 0 | 19 | 4250 | 4250.0001 |  | 4733.79 | 25 | 0.3995% | 34272.2084 | 82.65% |  |  |  | 8750 | 0.0011416
Pradip Chattopadhyay |  | #DIV/0! |  |  |  | 20 | 4250 | 4250.0001 |  | 4979.31 | 10 | 0.1142% | 34274.6636 | 78.58% |  |  |  | 8760 | 0
[12 empty] | Wgtd avg MW | 3912.6328
[12 empty] | Ratio to Base Cap | 0.92062
[12 empty] | (Johnson) OL Line to give Avg CF = 75% | 966.8438
Year | 2030 | [9 empty] | Flow Duration Curve Calculation
|  |  | Baseload | Overload | BAU Shadow | OL75 Shadow |  |  |  | Overload |  | % year at | GWh if Line at this Capacity | [6 empty] | For Block Graph |  |  | For LDC Graph
Blocks | Hours | Cum hours | Flow | Capacity | Price | Price |  | Capacity+ |  | MW in Order of Size |  | MW or higher |  | Capacity factor |  |  |  | Cum Hours | Frac Year |  | 2030 |  |  | 2030 | Cap Factor
1 | 10 | 10 | 4250 | 2469.59 | 633.039 | 8.2971 |  | 2469.59 | min Cap | 0 | 100 | 100% | 0 | 1 |  |  |  | 100 | 0.98858 | 0 | 6719.59 |  | 1 | 2705.29 | 100%
2 | 25 | 35 | 4250 | 1884.99 | 254.6352 | 8.2971 |  | 1884.99 |  | 1e-05 | 200 | 98.86% | 8.66e-05 | 0.98858 |  |  |  | 300 | 0.96575 | 10 | 6719.59 |  | 0.85594 | 2705.29 | 94.76%
3 | 75 | 110 | 4250 | 491.53 | 28.0488 | 8.2971 |  | 491.53 |  | 2e-05 | 300 | 96.58% | 0.0001712 | 0.97717 |  |  |  | 600 | 0.93151 | 10 | 6134.99 |  | 0.85594 | 4250 | 0.94764
4 | 100 | 210 | 4250 | 0 | 7.0745 | 4.1189 |  | 0 |  | 3e-05 | 400 | 93.15% | 0.0002528 | 0.96195 |  |  |  | 1000 | 0.88584 | 35 | 6134.99 |  | 0.84452 | 4250 | 94.76%
5 | 200 | 410 | 4250 | 0 | 30.862 | 1.3532 |  | 1e-05 |  | 4e-05 | 500 | 88.58% | 0.0003304 | 0.94292 |  |  |  | 1500 | 0.82877 | 35 | 4741.53 |  | 0.84452 | 4250 | 0.94764
6 | 300 | 710 | 4250 | 0 | 9.7571 | 4.1189 |  | 2e-05 |  | 5e-05 | 800 | 82.88% | 0.000403 | 0.92009 |  |  |  | 2300 | 0.73744 | 110 | 4741.53 |  | 0.82169 | 4250 | 94.76%
7 | 400 | 1110 | 4250 | 0 | 1.9942 | 1.3532 |  | 3e-05 |  | 6e-05 | 1262 | 73.74% | 0.0004676 | 0.88965 |  |  |  | 3562 | 0.59338 | 110 | 4250 |  | 0.82169 | 4250 | 0.94764
8 | 500 | 1610 | 4250 | 0 | 2.1247 | 2.2078 |  | 4e-05 |  | 7e-05 | 25 | 59.34% | 0.00051958 | 0.84733 |  |  |  | 3587 | 0.59053 | 210 | 4250 |  | 0.78744 | 4250 | 94.76%
9 | 800 | 2410 | 4250 | 0 | 0.4748 | 0.97334 |  | 5e-05 |  | 8e-05 | 200 | 59.05% | 0.00057131 | 0.81523 |  |  |  | 3787 | 0.56769 | 210 | 4250 |  | 0.78744 | 4250 | 0.94764
10 | 1262 | 3672 | 2705.29 | 0 | 0 | 0 |  | 6e-05 |  | 9e-05 | 600 | 56.77% | 0.00062104 | 0.78772 |  |  |  | 4387 | 0.4992 | 410 | 4250 |  | 0.74178 | 4250 | 94.76%
11 | 25 | 3697 | 4250 | 0 | 11.6801 | 4.1189 |  | 7e-05 |  | 0.0001 | 900 | 49.92% | 0.00066477 | 0.75887 |  |  |  | 5287 | 0.39646 | 410 | 4250 |  | 0.74178 | 4250 | 0.94764
12 | 200 | 3897 | 4250 | 0 | 0.21366 | 3.5966 |  | 8e-05 |  | 0.00011 | 1203 | 39.65% | 0.0006995 | 0.72592 |  |  |  | 6490 | 0.25913 | 710 | 4250 |  | 0.6847 | 4250 | 94.76%
13 | 600 | 4497 | 4250 | 0 | 8.7601 | 5.1635 |  | 9e-05 |  | 0.00012 | 935 | 25.91% | 0.0007222 | 0.68702 |  |  |  | 7425 | 0.1524 | 710 | 4250 |  | 0.6847 | 4250 | 0.94764
14 | 900 | 5397 | 4250 | 0 | 8.7601 | 4.6649 |  | 0.0001 |  | 491.51 | 100 | 15.24% | 656.1664 | 0.1524 |  |  |  | 7525 | 0.14098 | 1110 | 4250 |  | 0.59338 | 4250 | 94.76%
15 | 1203 | 6600 | 4250 | 0 | 0 | 0.51041 |  | 0.00011 |  | 491.53 | 75 | 14.1% | 656.1911 | 0.1524 |  |  |  | 7600 | 0.13242 | 1110 | 4250 |  | 0.59338 | 4250.0001 | 0.94764
16 | 25 | 6625 | 4250 | 1267.71 | 14.3152 | 8.2971 |  | 1267.71 |  | 735.8 | 400 | 13.24% | 939.5443 | 0.14577 |  |  |  | 8000 | 0.086758 | 1610 | 4250 |  | 0.59053 | 4250.0001 | 94.76%
17 | 100 | 6725 | 4250 | 491.51 | 19.3718 | 8.2971 |  | 491.51 |  | 1267.71 | 25 | 8.676% | 1343.7959 | 0.12101 |  |  |  | 8025 | 0.083904 | 1610 | 4250 |  | 0.59053 | 4250.0001 | 0.94764
18 | 400 | 7125 | 4250 | 735.8 | 19.3718 | 8.2971 |  | 735.8 |  | 1447.89 | 700 | 8.39% | 1476.2282 | 0.11639 |  |  |  | 8725 | 0.0039954 | 2410 | 4250 |  | 0.56769 | 4250.0001 | 94.76%
19 | 700 | 7825 | 4250 | 1447.89 | 19.3718 | 8.2971 |  | 1447.89 |  | 1884.99 | 25 | 0.3995% | 1491.5267 | 0.090327 |  |  |  | 8750 | 0.0011416 | 2410 | 2705.29 |  | 0.56769 | 4250.0001 | 0.94764
20 | 935 | 8760 | 4250 | 0 | 6.2436 | 6.2436 |  | 0.00012 | max cap | 2469.59 | 10 | 0.1142% | 1497.3727 | 0.069215 |  |  |  | 8760 | 0 | 3672 | 2705.29 |  | 0.4992 | 4250.0001 | 94.76%
[12 empty] | Wgtd avg MW | 170.933 | [6 empty] | 3672 | 4250 |  | 0.4992 | 4250.0001 | 0.94764
|  | Base Capacity |  | 4250 | [15 empty] | 3697 | 4250 |  | 0.39646 | 4250.0001 | 94.76%
[7 empty] | Total | Total |  |  |  | % year at | GWh with | Capacity | [5 empty] | 3697 | 4250 |  | 0.39646 | 4250.0001 | 0.94764
Total capacity factor crossover point | [5 empty] | Blocks | Flow | Capacity+ |  | Total MW in Order | hours in block | MW or higher | Increasing MW | factor |  |  |  | Cum Hours | Frac Year | 3897 | 4250 |  | 0.25913 | 4250.0001 | 94.76%
| point | MW | CF | GWh | Hours | 1 | 6719.59 | 6719.59 |  | 2705.29 | 1262 | 100% | 23698.3404 | 100% |  |  |  | 1262 | 0.85594 | 3897 | 4250 |  | 0.25913 | 4250.0001 | 0.94764
Before | 20 | 6719.59 | 0.6248 | 36777.9486 |  | 2 | 6134.99 | 6134.99 |  | 4250 | 100 | 85.59% | 35280.576 | 94.76% |  |  |  | 1362 | 0.84452 | 4497 | 4250 |  | 0.1524 | 4250.0001 | 86.52%
After | 21 | 0 | 0 |  | 0 | 3 | 4741.53 | 4741.53 |  | 4250 | 200 | 84.45% | 35280.5761 | 94.76% |  |  |  | 1562 | 0.82169 | 4497 | 4250 |  | 0.1524 | 4741.51 | 0.8652
Target Total Capacity |  | 6719.59 | 53.13% |  |  | 4 | 4250 | 4250 |  | 4250 | 300 | 82.17% | 35280.5761 | 94.76% |  |  |  | 1862 | 0.78744 | 5397 | 4250 |  | 0.14098 | 4741.51 | 86.52%
Less Baseload Capacity |  | 4250 |  |  |  | 5 | 4250 | 4250 |  | 4250 | 400 | 78.74% | 35280.5762 | 94.76% |  |  |  | 2262 | 0.74178 | 5397 | 4250 |  | 0.14098 | 4741.53 | 0.8652
Ruthven Criteria 1 |  | 2469.59 |  |  |  | 6 | 4250 | 4250 |  | 4250 | 500 | 74.18% | 35280.5763 | 94.76% |  |  |  | 2762 | 0.6847 | 6600 | 4250 |  | 0.13242 | 4741.53 | 82.93%
[6 empty] | 7 | 4250 | 4250 |  | 4250 | 800 | 68.47% | 35280.5763 | 94.76% |  |  |  | 3562 | 0.59338 | 6600 | 5517.71 |  | 0.13242 | 4985.8 | 0.8293
[6 empty] | 8 | 4250 | 4250 |  | 4250.0001 | 25 | 59.34% | 35280.5764 | 94.76% |  |  |  | 3587 | 0.59053 | 6625 | 5517.71 |  | 0.086758 | 4985.8 | 75.77%
Overload capacity factor crossover point | [5 empty] | 9 | 4250 | 4250 |  | 4250.0001 | 200 | 59.05% | 35280.5764 | 94.76% |  |  |  | 3787 | 0.56769 | 6625 | 4741.51 |  | 0.086758 | 5517.71 | 0.75772
| point | MW | CF | GWh | Hours | 10 | 2705.29 | 2705.29 |  | 4250.0001 | 600 | 56.77% | 35280.5765 | 94.76% |  |  |  | 4387 | 0.4992 | 6725 | 4741.51 |  | 0.083904 | 5517.71 | 73.64%
Before | 13 | 0.00012 | 0.68702 | 0.0007222 |  | 11 | 4250 | 4250.0001 |  | 4250.0001 | 900 | 49.92% | 35280.5765 | 94.76% |  |  |  | 5287 | 0.39646 | 6725 | 4985.8 |  | 0.083904 | 5697.89 | 0.73641
After | 14 | 491.51 | 0.1524 |  | 1335 | 12 | 4250 | 4250.0001 |  | 4250.0001 | 1203 | 39.65% | 35280.5766 | 94.76% |  |  |  | 6490 | 0.25913 | 7125 | 4985.8 |  | 0.0039954 | 5697.89 | 68.42%
Hadley/Ruthven Criteria 2 |  | 0.00032467 | 35% |  |  | 13 | 4250 | 4250.0001 |  | 4250.0001 | 935 | 25.91% | 35280.5766 | 94.76% |  |  |  | 7425 | 0.1524 | 7125 | 5697.89 |  | 0.0039954 | 6134.99 | 0.68423
[6 empty] | 14 | 4250 | 4250.0001 |  | 4741.51 | 100 | 15.24% | 35936.7423 | 86.52% |  |  |  | 7525 | 0.14098 | 7825 | 5697.89 |  | 0.0011416 | 6134.99 | 62.48%
Overload Capacity factor crossover point with sliding scale | [5 empty] | 15 | 4250 | 4250.0001 |  | 4741.53 | 75 | 14.1% | 35936.767 | 86.52% |  |  |  | 7600 | 0.13242 | 7825 | 4250 |  | 0.0011416 | 6719.59 | 0.6248
BAU Avg Shadow price | 11.0824 |  | Target Cap Factor |  | 0% | 16 | 5517.71 | 5517.71 |  | 4985.8 | 400 | 13.24% | 36220.1202 | 82.93% |  |  |  | 8000 | 0.086758 | 8760 | 4250 |  | 0 | 6719.59 | 0
| point | MW | CF | GWh | Hours | 17 | 4741.51 | 4741.51 |  | 5517.71 | 25 | 8.676% | 36624.3718 | 75.77% |  |  |  | 8025 | 0.083904
Before | 20 | 2469.59 | 0.069215 | 1497.3727 |  | 18 | 4985.8 | 4985.8 |  | 5697.89 | 700 | 8.39% | 36756.8041 | 73.64% |  |  |  | 8725 | 0.0039954
After | 21 | 0 | 0 |  | 0 | 19 | 5697.89 | 5697.89 |  | 6134.99 | 25 | 0.3995% | 36772.1026 | 68.42% |  |  |  | 8750 | 0.0011416
Pradip Chattopadhyay |  | #DIV/0! |  |  |  | 20 | 4250 | 4250.0001 |  | 6719.59 | 10 | 0.1142% | 36777.9486 | 62.48% |  |  |  | 8760 | 0
[12 empty] | Wgtd avg MW | 4198.396
[12 empty] | Ratio to Base Cap | 0.98786
[12 empty] | (Johnson) OL Line to give Avg CF = 75% | 1347.8613
Year | 2035 | [9 empty] | Flow Duration Curve Calculation
|  |  | Baseload | Overload | BAU Shadow | OL75 Shadow |  |  |  | Overload |  | % year at | GWh if Line at this Capacity | [6 empty] | For Block Graph |  |  | For LDC Graph
Blocks | Hours | Cum hours | Flow | Capacity | Price | Price |  | Capacity+ |  | MW in Order of Size |  | MW or higher |  | Capacity factor |  |  |  | Cum Hours | Frac Year |  | 2035 |  |  | 2035 | Cap fact
1 | 10 | 10 | 4250 | 3326.1 | 628.8014 | 37.2243 |  | 3326.1 | min Cap | 0 | 100 | 100% | 0 | 1 |  |  |  | 100 | 0.98858 | 0 | 7576.1 |  | 1 | 4250 | 100%
2 | 25 | 35 | 4250 | 435.43 | 584.9773 | 37.2243 |  | 435.43 |  | 1e-05 | 200 | 98.86% | 8.66e-05 | 0.98858 |  |  |  | 300 | 0.96575 | 10 | 7576.1 |  | 0.98858 | 4250 | 100%
3 | 75 | 110 | 4250 | 640.73 | 66.8044 | 37.2243 |  | 640.73 |  | 2e-05 | 300 | 96.58% | 0.0001712 | 0.97717 |  |  |  | 600 | 0.93151 | 10 | 4685.43 |  | 0.98858 | 4250 | 1
4 | 100 | 210 | 4250 | 0 | 29.3783 | 25.5205 |  | 0 |  | 3e-05 | 400 | 93.15% | 0.0002528 | 0.96195 |  |  |  | 1000 | 0.88584 | 35 | 4685.43 |  | 0.96575 | 4250 | 100%
5 | 200 | 410 | 4250 | 0 | 35.61 | 31.5149 |  | 1e-05 |  | 4e-05 | 500 | 88.58% | 0.0003304 | 0.94292 |  |  |  | 1500 | 0.82877 | 35 | 4890.73 |  | 0.96575 | 4250 | 1
6 | 300 | 710 | 4250 | 0 | 21.093 | 35.0165 |  | 2e-05 |  | 5e-05 | 800 | 82.88% | 0.000403 | 0.92009 |  |  |  | 2300 | 0.73744 | 110 | 4890.73 |  | 0.93151 | 4250 | 100%
7 | 400 | 1110 | 4250 | 0 | 21.093 | 22.8023 |  | 3e-05 |  | 6e-05 | 1262 | 73.74% | 0.0004676 | 0.88965 |  |  |  | 3562 | 0.59338 | 110 | 4250 |  | 0.93151 | 4250 | 1
8 | 500 | 1610 | 4250 | 0 | 16.4399 | 22.9922 |  | 4e-05 |  | 7e-05 | 25 | 59.34% | 0.00051958 | 0.84733 |  |  |  | 3587 | 0.59053 | 210 | 4250 |  | 0.88584 | 4250 | 100%
9 | 800 | 2410 | 4250 | 0 | 14.6476 | 16.6299 |  | 5e-05 |  | 8e-05 | 600 | 59.05% | 0.00057131 | 0.81523 |  |  |  | 4187 | 0.52203 | 210 | 4250 |  | 0.88584 | 4250 | 1
10 | 1262 | 3672 | 4250 | 0 | 0 | 9.9708 |  | 6e-05 |  | 9e-05 | 900 | 52.2% | 0.00061704 | 0.78265 |  |  |  | 5087 | 0.41929 | 410 | 4250 |  | 0.82877 | 4250 | 100%
11 | 25 | 3697 | 4250 | 0 | 70.4128 | 34.2093 |  | 7e-05 |  | 0.0001 | 1203 | 41.93% | 0.00065377 | 0.74631 |  |  |  | 6290 | 0.28196 | 410 | 4250 |  | 0.82877 | 4250 | 1
12 | 200 | 3897 | 4250 | 507.43 | 58.2342 | 37.2243 |  | 507.43 |  | 0.00011 | 25 | 28.2% | 0.00067847 | 0.7041 |  |  |  | 6315 | 0.27911 | 710 | 4250 |  | 0.73744 | 4250 | 100%
13 | 600 | 4497 | 4250 | 0 | 62.0089 | 34.969 |  | 8e-05 |  | 0.00012 | 100 | 27.91% | 0.00070292 | 0.66868 |  |  |  | 6415 | 0.26769 | 710 | 4250 |  | 0.73744 | 4250.0001 | 1
14 | 900 | 5397 | 4250 | 0 | 62.0089 | 28.4643 |  | 9e-05 |  | 0.00013 | 400 | 26.77% | 0.00072637 | 0.63784 |  |  |  | 6815 | 0.22203 | 1110 | 4250 |  | 0.59338 | 4250.0001 | 100%
15 | 1203 | 6600 | 4250 | 0 | 44.3107 | 26.1615 |  | 0.0001 |  | 0.00014 | 700 | 22.2% | 0.00074582 | 0.60814 |  |  |  | 7515 | 0.14212 | 1110 | 4250 |  | 0.59338 | 4250.0001 | 1
16 | 25 | 6625 | 4250 | 0 | 74.781 | 35.0402 |  | 0.00011 |  | 0.00015 | 935 | 14.21% | 0.00075827 | 0.57707 |  |  |  | 8450 | 0.035388 | 1610 | 4250 |  | 0.59053 | 4250.0001 | 100%
17 | 100 | 6725 | 4250 | 0 | 74.781 | 36.5477 |  | 0.00012 |  | 435.43 | 25 | 3.539% | 134.984 | 0.035388 |  |  |  | 8475 | 0.032534 | 1610 | 4250 |  | 0.59053 | 4250.0001 | 1
18 | 400 | 7125 | 4250 | 0 | 74.781 | 35.0402 |  | 0.00013 |  | 507.43 | 200 | 3.253% | 155.504 | 0.034983 |  |  |  | 8675 | 0.0097032 | 2410 | 4250 |  | 0.52203 | 4250.0001 | 100%
19 | 700 | 7825 | 4250 | 0 | 73.0005 | 34.4824 |  | 0.00014 |  | 640.73 | 75 | 0.9703% | 166.8345 | 0.029724 |  |  |  | 8750 | 0.0011416 | 2410 | 4250 |  | 0.52203 | 4250.0001 | 1
20 | 935 | 8760 | 4250 | 0 | 55.1124 | 26.7906 |  | 0.00015 | max cap | 3326.1 | 10 | 0.1142% | 193.6882 | 0.0066476 |  |  |  | 8760 | 0 | 3672 | 4250 |  | 0.41929 | 4250.0001 | 100%
[12 empty] | Wgtd avg MW | 22.1105 | [6 empty] | 3672 | 4250 |  | 0.41929 | 4250.0001 | 1
[20 empty] | 3697 | 4250 |  | 0.28196 | 4250.0001 | 100%
[7 empty] | Total | Total |  | Total MW |  | % year at | GWh with | Capacity | [5 empty] | 3697 | 4757.43 |  | 0.28196 | 4250.0001 | 1
Total capacity factor crossover point | [5 empty] | Blocks | Flow | Capacity+ |  | in Order | hours in block | MW or higher | Increasing MW | factor |  |  |  | Cum Hours | Frac Year | 3897 | 4757.43 |  | 0.27911 | 4250.0001 | 100%
| point | MW | CF | GWh | Hours | 1 | 7576.1 | 7576.1 |  | 4250 | 100 | 100% | 37230 | 100% |  |  |  | 100 | 0.98858 | 3897 | 4250 |  | 0.27911 | 4250.0001 | 1
Before | 20 | 7576.1 | 0.56389 | 37423.6882 |  | 2 | 4685.43 | 4685.43 |  | 4250 | 200 | 98.86% | 37230.0001 | 100% |  |  |  | 300 | 0.96575 | 4497 | 4250 |  | 0.26769 | 4250.0001 | 100%
After | 21 | 0 | 0 |  | 0 | 3 | 4890.73 | 4890.73 |  | 4250 | 300 | 96.58% | 37230.0002 | 100% |  |  |  | 600 | 0.93151 | 4497 | 4250 |  | 0.26769 | 4250.0001 | 1
Target Total Capacity |  | 7576.1 | 53.13% |  |  | 4 | 4250 | 4250 |  | 4250 | 400 | 93.15% | 37230.0003 | 100% |  |  |  | 1000 | 0.88584 | 5397 | 4250 |  | 0.22203 | 4250.0001 | 100%
Less Baseload Capacity |  | 4250 |  |  |  | 5 | 4250 | 4250 |  | 4250 | 500 | 88.58% | 37230.0003 | 100% |  |  |  | 1500 | 0.82877 | 5397 | 4250 |  | 0.22203 | 4250.0001 | 1
Ruthven Criteria 1 |  | 3326.1 |  |  |  | 6 | 4250 | 4250 |  | 4250 | 800 | 82.88% | 37230.0004 | 100% |  |  |  | 2300 | 0.73744 | 6600 | 4250 |  | 0.14212 | 4250.0001 | 100%
[6 empty] | 7 | 4250 | 4250 |  | 4250.0001 | 1262 | 73.74% | 37230.0005 | 100% |  |  |  | 3562 | 0.59338 | 6600 | 4250 |  | 0.14212 | 4250.0001 | 1
[6 empty] | 8 | 4250 | 4250 |  | 4250.0001 | 25 | 59.34% | 37230.0005 | 100% |  |  |  | 3587 | 0.59053 | 6625 | 4250 |  | 0.035388 | 4250.0001 | 91.04%
Overload capacity factor crossover point | [5 empty] | 9 | 4250 | 4250 |  | 4250.0001 | 600 | 59.05% | 37230.0006 | 100% |  |  |  | 4187 | 0.52203 | 6625 | 4250 |  | 0.035388 | 4685.43 | 0.91036
| point | MW | CF | GWh | Hours | 10 | 4250 | 4250.0001 |  | 4250.0001 | 900 | 52.2% | 37230.0006 | 100% |  |  |  | 5087 | 0.41929 | 6725 | 4250 |  | 0.032534 | 4685.43 | 89.71%
Before | 16 | 0.00015 | 0.57707 | 0.00075827 |  | 11 | 4250 | 4250.0001 |  | 4250.0001 | 1203 | 41.93% | 37230.0007 | 100% |  |  |  | 6290 | 0.28196 | 6725 | 4250 |  | 0.032534 | 4757.43 | 0.89707
After | 17 | 435.43 | 0.035388 |  | 310 | 12 | 4757.43 | 4757.43 |  | 4250.0001 | 25 | 28.2% | 37230.0007 | 100% |  |  |  | 6315 | 0.27911 | 7125 | 4250 |  | 0.0097032 | 4757.43 | 87.29%
Hadley/Ruthven Criteria 2 |  | 0.00025826 | 35% |  |  | 13 | 4250 | 4250.0001 |  | 4250.0001 | 100 | 27.91% | 37230.0007 | 100% |  |  |  | 6415 | 0.26769 | 7125 | 4250 |  | 0.0097032 | 4890.73 | 0.87289
[6 empty] | 14 | 4250 | 4250.0001 |  | 4250.0001 | 400 | 26.77% | 37230.0007 | 100% |  |  |  | 6815 | 0.22203 | 7825 | 4250 |  | 0.0011416 | 4890.73 | 56.39%
Overload Capacity factor crossover point with sliding scale | [5 empty] | 15 | 4250 | 4250.0001 |  | 4250.0001 | 700 | 22.2% | 37230.0007 | 100% |  |  |  | 7515 | 0.14212 | 7825 | 4250 |  | 0.0011416 | 7576.1 | 0.56389
BAU Avg Shadow price | 49.6536 |  | Target Cap Factor |  | 0% | 16 | 4250 | 4250.0001 |  | 4250.0001 | 935 | 14.21% | 37230.0008 | 100% |  |  |  | 8450 | 0.035388 | 8760 | 4250 |  | 0 | 7576.1 | 0
| point | MW | CF | GWh | Hours | 17 | 4250 | 4250.0001 |  | 4685.43 | 25 | 3.539% | 37364.984 | 91.04% |  |  |  | 8475 | 0.032534
Before | 20 | 3326.1 | 0.0066476 | 193.6882 |  | 18 | 4250 | 4250.0001 |  | 4757.43 | 200 | 3.253% | 37385.504 | 89.71% |  |  |  | 8675 | 0.0097032
After | 21 | 0 | 0 |  | 0 | 19 | 4250 | 4250.0001 |  | 4890.73 | 75 | 0.9703% | 37396.8345 | 87.29% |  |  |  | 8750 | 0.0011416
Pradip Chattopadhyay |  | #DIV/0! |  |  |  | 20 | 4250 | 4250.0001 |  | 7576.1 | 10 | 0.1142% | 37423.6882 | 56.39% |  |  |  | 8760 | 0
[12 empty] | Wgtd avg MW | 4272.1105
[12 empty] | Ratio to Base Cap | 1.0052
[12 empty] | (Johnson) OL Line to give Avg CF = 75% | 1446.1474
Year | All Years | [8 empty] | Flow Duration Curve Calculation
|  |  | Baseload | Overload | Total | BAU Shadow | OL75 Shadow | Total | Total | Hours |  | % year at | GWh with | Capacity |  | Overload | Overload MW | Hours |  | GWh in | Capacity |  | For Flow Duration Graph
Blocks | Hours | Cum hours | Flow | Capacity | Capacity | Price | Price | Capacity+ | MW in Order of Size | in Block | Cum Hours | MW or higher | Increasing MW | Factor |  | Capacity+ | by Size | in block | Cum Hours | Increasing MW | Factor |  | Frac Year |  | All Years
1 | 10 | 10 | 4250 | 4347.33 | 8597.33 | 298.032 | 4.9142 | 8597.33 | 2458.47 | 1262 | 1262 | 100% | 86144.7888 | 100% |  | 4347.33 | 0 | 75 | 75 | 0 | 100% |  | 0.96398 | 1 | 2458.47 | 2980.3196 | 10
2 | 25 | 35 | 4250 | 2867.82 | 7117.82 | 92.8115 | 4.9142 | 7117.82 | 2705.29 | 1262 | 2524 | 96.4% | 94481.8748 | 99.67% |  | 2867.82 | 1e-05 | 300 | 375 | 0.00034965 | 99.79% |  | 0.92797 | 0.96398 | 2458.47 | 2320.2883 | 25
3 | 75 | 110 | 4250 | 0 | 4250 | 12.0243 | 3.2168 | 4250 | 3000.55 | 1262 | 3786 | 92.8% | 104082.5489 | 98.99% |  | 0 | 2e-05 | 400 | 775 | 0.0006963 | 99.36% |  | 0.89195 | 0.96398 | 2705.29 | 901.8233 | 75
4 | 100 | 210 | 4250 | 106.67 | 4356.67 | 19.0632 | 4.9142 | 4356.67 | 3012.42 | 1203 | 4989 | 89.2% | 104453.5339 | 98.96% |  | 106.67 | 3e-05 | 500 | 1275 | 0.001039 | 98.83% |  | 0.85762 | 0.92797 | 2705.29 | 1906.322 | 100
5 | 200 | 410 | 4250 | 385.79 | 4635.79 | 23.2415 | 4.9142 | 4635.79 | 3808.08 | 1203 | 6192 | 85.76% | 128363.9126 | 96.2% |  | 385.79 | 4e-05 | 800 | 2075 | 0.0013766 | 98.22% |  | 0.82329 | 0.92797 | 3000.55 | 4648.292 | 200
6 | 300 | 710 | 4250 | 0 | 4250 | 20.725 | 3.0981 | 4250 | 4112.18 | 800 | 6992 | 82.33% | 137136.5894 | 95.17% |  | 1e-05 | 5e-05 | 1262 | 3337 | 0.0017062 | 97.39% |  | 0.80046 | 0.89195 | 3000.55 | 6217.506 | 300
7 | 400 | 1110 | 4250 | 0 | 4250 | 1.7568 | 2.0535 | 4250 | 4170.08 | 900 | 7892 | 80.05% | 138760.5686 | 94.96% |  | 2e-05 | 6e-05 | 25 | 3362 | 0.0020233 | 96.24% |  | 0.77477 | 0.89195 | 3012.42 | 702.704 | 400
8 | 500 | 1610 | 4250 | 0 | 4250 | 1.5906 | 1.828 | 4250 | 4250 | 75 | 7967 | 77.48% | 140930.2367 | 94.63% |  | 3e-05 | 7e-05 | 200 | 3562 | 0.0023401 | 95.4% |  | 0.77263 | 0.85762 | 3012.42 | 795.29 | 500
9 | 800 | 2410 | 4250 | 0 | 4250 | 0 | 0.24927 | 4250 | 4250 | 300 | 8267 | 77.26% | 140930.237 | 94.63% |  | 4e-05 | 8e-05 | 600 | 4162 | 0.0026548 | 94.71% |  | 0.76407 | 0.85762 | 3808.08 | 0
10 | 1262 | 3672 | 3000.55 | 0 | 3000.55 | 0 | 0 | 3000.55 | 4250 | 400 | 8667 | 76.41% | 140930.2373 | 94.63% |  | 5e-05 | 9e-05 | 900 | 5062 | 0.0029636 | 93.98% |  | 0.75265 | 0.82329 | 3808.08 | 0
11 | 25 | 3697 | 4250 | 0 | 4250 | 23.7163 | 3.0981 | 4250 | 4250 | 500 | 9167 | 75.27% | 140930.2375 | 94.63% |  | 6e-05 | 0.0001 | 1203 | 6265 | 0.0032634 | 93.13% |  | 0.73838 | 0.82329 | 4112.18 | 592.9065 | 25
12 | 200 | 3897 | 4250 | 0 | 4250 | 2.4333 | 1.1158 | 4250.0001 | 4250 | 800 | 9967 | 73.84% | 140930.2378 | 94.63% |  | 7e-05 | 0.00011 | 25 | 6290 | 0.0035511 | 92.13% |  | 0.71555 | 0.80046 | 4112.18 | 486.67 | 200
13 | 600 | 4497 | 4250 | 0 | 4250 | 2.7064 | 2.3503 | 4250.0001 | 4250 | 25 | 9992 | 71.56% | 140930.238 | 94.63% |  | 8e-05 | 0.00012 | 935 | 7225 | 0.0038387 | 91.29% |  | 0.71484 | 0.80046 | 4170.08 | 1623.816 | 600
14 | 900 | 5397 | 4250 | 0 | 4250 | 0.96147 | 0.96147 | 4250.0001 | 4250.0001 | 200 | 10192 | 71.48% | 140930.2383 | 94.63% |  | 9e-05 | 0.00013 | 75 | 7300 | 0.0041168 | 90.38% |  | 0.70913 | 0.77477 | 4170.08 | 865.323 | 900
15 | 1203 | 6600 | 3012.42 | 0 | 3012.42 | 0 | 0 | 3012.42 | 4250.0001 | 600 | 10792 | 70.91% | 140930.2385 | 94.63% |  | 0.0001 | 0.00014 | 100 | 7400 | 0.0043942 | 89.58% |  | 0.69201 | 0.77477 | 4250 | 0
16 | 25 | 6625 | 4250 | 0 | 4250 | 26.6244 | 3.9527 | 4250.0001 | 4250.0001 | 900 | 11692 | 69.2% | 140930.2388 | 94.63% |  | 0.00011 | 0.00015 | 200 | 7600 | 0.0046706 | 88.86% |  | 0.66632 | 0.77263 | 4250 | 665.6103 | 25
17 | 100 | 6725 | 4250 | 1064.77 | 5314.77 | 11.5732 | 4.9142 | 5314.77 | 4250.0001 | 25 | 11717 | 66.63% | 140930.239 | 94.63% |  | 1064.77 | 0.00016 | 300 | 7900 | 0.004945 | 88.2% |  | 0.66561 | 0.77263 | 4250 | 1157.325 | 100
18 | 400 | 7125 | 4250 | 2389.51 | 6639.51 | 6.0774 | 4.9142 | 6639.51 | 4250.0001 | 935 | 12652 | 66.56% | 140930.2392 | 94.63% |  | 2389.51 | 0.00017 | 400 | 8300 | 0.0052164 | 87.57% |  | 0.63893 | 0.76407 | 4250 | 2430.976 | 400
19 | 700 | 7825 | 4250 | 1803.55 | 6053.55 | 6.0774 | 4.9142 | 6053.55 | 4250.0001 | 75 | 12727 | 63.89% | 140930.2395 | 94.63% |  | 1803.55 | 0.00018 | 500 | 8800 | 0.0054838 | 86.95% |  | 0.63679 | 0.76407 | 4250 | 4254.208 | 700 | 2020
20 | 935 | 8760 | 4250 | 0 | 4250 | 3.7628 | 3.3711 | 4250.0001 | 4250.0001 | 100 | 12827 | 63.68% | 140930.2397 | 94.63% |  | 0.00012 | 0.00019 | 800 | 9600 | 0.0057462 | 86.31% |  | 0.63393 | 0.75265 | 4250 | 3518.2087 | 935 | 6.5637
21 | 10 | 8770 | 4250 | 729.31 | 4979.31 | 652.3515 | 10.4931 | 4979.31 | 4250.0001 | 200 | 13027 | 63.39% | 140930.2399 | 94.63% |  | 729.31 | 0.0002 | 1262 | 10862 | 0.0060006 | 85.62% |  | 0.62822 | 0.75265 | 4250 | 6523.5146 | 10
22 | 25 | 8795 | 4250 | 483.79 | 4733.79 | 569.214 | 10.4931 | 4733.79 | 4250.0001 | 300 | 13327 | 62.82% | 140930.2401 | 94.63% |  | 483.79 | 0.00021 | 25 | 10887 | 0.0062424 | 84.83% |  | 0.61966 | 0.73838 | 4250 | 14230.3495 | 25
23 | 75 | 8870 | 4250 | 0 | 4250 | 15.8702 | 8.677 | 4250.0001 | 4250.0001 | 400 | 13727 | 61.97% | 140930.2403 | 94.63% |  | 0.00013 | 0.00022 | 200 | 11087 | 0.0064839 | 84.11% |  | 0.60825 | 0.73838 | 4250 | 1190.2642 | 75
24 | 100 | 8970 | 4250 | 0 | 4250 | 4.1189 | 5.8163 | 4250.0001 | 4250.0002 | 500 | 14227 | 60.82% | 140930.2406 | 94.63% |  | 0.00014 | 0.00023 | 600 | 11687 | 0.0067234 | 83.43% |  | 0.59398 | 0.71555 | 4250 | 411.889 | 100
25 | 200 | 9170 | 4250 | 0 | 4250 | 6.0893 | 5.8044 | 4250.0001 | 4250.0002 | 25 | 14252 | 59.4% | 140930.2408 | 94.63% |  | 0.00015 | 0.00024 | 900 | 12587 | 0.006957 | 82.73% |  | 0.59326 | 0.71555 | 4250 | 1217.862 | 200
26 | 300 | 9470 | 4250 | 0 | 4250 | 22.1376 | 5.8044 | 4250.0001 | 4250.0002 | 200 | 14452 | 59.33% | 140930.241 | 94.63% |  | 0.00016 | 0.00025 | 1203 | 13790 | 0.0071815 | 81.98% |  | 0.58756 | 0.71484 | 4250 | 6641.265 | 300
27 | 400 | 9870 | 4250 | 0 | 4250 | 14.6357 | 2.0654 | 4250.0001 | 4250.0002 | 600 | 15052 | 58.76% | 140930.2412 | 94.63% |  | 0.00017 | 0.00026 | 25 | 13815 | 0.007394 | 81.16% |  | 0.57043 | 0.71484 | 4250.0001 | 5854.284 | 400
28 | 500 | 10370 | 4250 | 0 | 4250 | 1.092 | 1.3769 | 4250.0002 | 4250.0002 | 25 | 15077 | 57.04% | 140930.2414 | 94.63% |  | 0.00018 | 0.00027 | 100 | 13915 | 0.0076063 | 80.4% |  | 0.56972 | 0.70913 | 4250.0001 | 546.02 | 500
29 | 800 | 11170 | 4112.18 | 0 | 4112.18 | 0 | 0 | 4112.18 | 4250.0002 | 100 | 15177 | 56.97% | 140930.2416 | 94.63% |  | 0.00019 | 0.00028 | 400 | 14315 | 0.0078175 | 79.68% |  | 0.56687 | 0.70913 | 4250.0001 | 0
30 | 1262 | 12432 | 2458.47 | 0 | 2458.47 | 0 | 0 | 2458.47 | 4250.0002 | 400 | 15577 | 56.69% | 140930.2418 | 94.63% |  | 0.0002 | 0.00029 | 700 | 15015 | 0.0080248 | 78.97% |  | 0.55545 | 0.69201 | 4250.0001 | 0
31 | 25 | 12457 | 4250 | 0 | 4250 | 21.4491 | 5.1635 | 4250.0002 | 4250.0002 | 700 | 16277 | 55.55% | 140930.242 | 94.63% |  | 0.00021 | 0.0003 | 935 | 15950 | 0.008225 | 78.24% |  | 0.53547 | 0.69201 | 4250.0001 | 536.2273 | 25
32 | 200 | 12657 | 4250 | 0 | 4250 | 6.3623 | 1.6974 | 4250.0002 | 4250.0002 | 935 | 17212 | 53.55% | 140930.2422 | 94.63% |  | 0.00022 | 0.00031 | 100 | 16050 | 0.0084159 | 77.48% |  | 0.50879 | 0.66632 | 4250.0001 | 1272.464 | 200
33 | 600 | 13257 | 4250 | 0 | 4250 | 0 | 1.0683 | 4250.0002 | 4250.0003 | 100 | 17312 | 50.88% | 140930.2423 | 94.63% |  | 0.00023 | 0.00032 | 200 | 16250 | 0.0086058 | 76.75% |  | 0.50594 | 0.66632 | 4250.0001 | 0
34 | 900 | 14157 | 4170.08 | 0 | 4170.08 | 0 | 0 | 4170.08 | 4250.0003 | 200 | 17512 | 50.59% | 140930.2425 | 94.63% |  | 0.00024 | 0.00033 | 300 | 16550 | 0.0087937 | 76.05% |  | 0.50023 | 0.66561 | 4250.0001 | 0
35 | 1203 | 15360 | 3808.08 | 0 | 3808.08 | 0 | 0 | 3808.08 | 4250.0003 | 300 | 17812 | 50.02% | 140930.2427 | 94.63% |  | 0.00025 | 0.00034 | 400 | 16950 | 0.0089786 | 75.36% |  | 0.49167 | 0.66561 | 4250.0001 | 0
36 | 25 | 15385 | 4250 | 0 | 4250 | 37.5092 | 9.9471 | 4250.0002 | 4250.0003 | 400 | 18212 | 49.17% | 140930.2429 | 94.63% |  | 0.00026 | 0.00035 | 500 | 17450 | 0.0091595 | 74.69% |  | 0.48025 | 0.63893 | 4250.0001 | 937.73 | 25
37 | 100 | 15485 | 4250 | 0 | 4250 | 15.3717 | 6.3504 | 4250.0002 | 4250.0003 | 500 | 18712 | 48.03% | 140930.243 | 94.63% |  | 0.00027 | 0.00036 | 800 | 18250 | 0.0093354 | 74.01% |  | 0.46598 | 0.63893 | 4250.0001 | 1537.165 | 100
38 | 400 | 15885 | 4250 | 0 | 4250 | 7.5612 | 9.496 | 4250.0002 | 4250.0003 | 800 | 19512 | 46.6% | 140930.2432 | 94.63% |  | 0.00028 | 0.00037 | 1262 | 19512 | 0.0095033 | 73.3% |  | 0.44315 | 0.63679 | 4250.0001 | 3024.476 | 400
39 | 700 | 16585 | 4250 | 0 | 4250 | 9.2111 | 8.677 | 4250.0002 | 4250.0003 | 25 | 19537 | 44.32% | 140930.2434 | 94.63% |  | 0.00029 | 0.00038 | 25 | 19537 | 0.0096586 | 72.54% |  | 0.44244 | 0.63679 | 4250.0001 | 6447.784 | 700 | 2025
40 | 935 | 17520 | 4250 | 0 | 4250 | 5.9825 | 2.8963 | 4250.0002 | 4250.0003 | 200 | 19737 | 44.24% | 140930.2435 | 94.63% |  | 0.0003 | 0.00039 | 200 | 19737 | 0.0098136 | 71.81% |  | 0.43673 | 0.63393 | 4250.0001 | 5593.6188 | 935 | 14.0087
41 | 10 | 17530 | 4250 | 2469.59 | 6719.59 | 633.039 | 8.2971 | 6719.59 | 4250.0003 | 600 | 20337 | 43.67% | 140930.2437 | 94.63% |  | 2469.59 | 0.0004 | 600 | 20337 | 0.0099666 | 71.11% |  | 0.41961 | 0.63393 | 4250.0001 | 6330.3897 | 10
42 | 25 | 17555 | 4250 | 1884.99 | 6134.99 | 254.6352 | 8.2971 | 6134.99 | 4250.0003 | 900 | 21237 | 41.96% | 140930.2438 | 94.63% |  | 1884.99 | 0.00041 | 900 | 21237 | 0.010114 | 70.4% |  | 0.39392 | 0.62822 | 4250.0001 | 6365.881 | 25
43 | 75 | 17630 | 4250 | 491.53 | 4741.53 | 28.0488 | 8.2971 | 4741.53 | 4250.0004 | 1203 | 22440 | 39.39% | 140930.2439 | 94.63% |  | 491.53 | 0.00042 | 1203 | 22440 | 0.010252 | 69.66% |  | 0.35959 | 0.62822 | 4250.0001 | 2103.6608 | 75
44 | 100 | 17730 | 4250 | 0 | 4250 | 7.0745 | 4.1189 | 4250.0003 | 4250.0004 | 935 | 23375 | 35.96% | 140930.2441 | 94.63% |  | 0.00031 | 0.00043 | 935 | 23375 | 0.010378 | 68.88% |  | 0.33291 | 0.61966 | 4250.0001 | 707.452 | 100
45 | 200 | 17930 | 4250 | 0 | 4250 | 30.862 | 1.3532 | 4250.0003 | 4250.0004 | 100 | 23475 | 33.29% | 140930.2442 | 94.63% |  | 0.00032 | 0.00044 | 100 | 23475 | 0.010494 | 68.07% |  | 0.33005 | 0.61966 | 4250.0001 | 6172.4 | 200
46 | 300 | 18230 | 4250 | 0 | 4250 | 9.7571 | 4.1189 | 4250.0003 | 4250.0004 | 200 | 23675 | 33.01% | 140930.2443 | 94.63% |  | 0.00033 | 0.00045 | 200 | 23675 | 0.01061 | 67.29% |  | 0.32434 | 0.60825 | 4250.0001 | 2927.142 | 300
47 | 400 | 18630 | 4250 | 0 | 4250 | 1.9942 | 1.3532 | 4250.0003 | 4250.0004 | 300 | 23975 | 32.43% | 140930.2444 | 94.63% |  | 0.00034 | 0.00046 | 300 | 23975 | 0.010724 | 66.53% |  | 0.31578 | 0.60825 | 4250.0002 | 797.664 | 400
48 | 500 | 19130 | 4250 | 0 | 4250 | 2.1247 | 2.2078 | 4250.0003 | 4250.0004 | 400 | 24375 | 31.58% | 140930.2445 | 94.63% |  | 0.00035 | 0.00047 | 400 | 24375 | 0.010834 | 65.79% |  | 0.30437 | 0.59398 | 4250.0002 | 1062.365 | 500
49 | 800 | 19930 | 4250 | 0 | 4250 | 0.4748 | 0.97334 | 4250.0003 | 4250.0004 | 500 | 24875 | 30.44% | 140930.2446 | 94.63% |  | 0.00036 | 0.00048 | 500 | 24875 | 0.010941 | 65.05% |  | 0.2901 | 0.59398 | 4250.0002 | 379.84 | 800
50 | 1262 | 21192 | 2705.29 | 0 | 2705.29 | 0 | 0 | 2705.29 | 4250.0004 | 800 | 25675 | 29.01% | 140930.2447 | 94.63% |  | 0.00037 | 0.00049 | 800 | 25675 | 0.011043 | 64.31% |  | 0.26727 | 0.59326 | 4250.0002 | 0
51 | 25 | 21217 | 4250 | 0 | 4250 | 11.6801 | 4.1189 | 4250.0003 | 4250.0004 | 1262 | 26937 | 26.73% | 140930.2448 | 94.63% |  | 0.00038 | 0.0005 | 1262 | 26937 | 0.011136 | 63.56% |  | 0.23125 | 0.59326 | 4250.0002 | 292.002 | 25
52 | 200 | 21417 | 4250 | 0 | 4250 | 0.21366 | 3.5966 | 4250.0003 | 4250.0004 | 25 | 26962 | 23.12% | 140930.2449 | 94.63% |  | 0.00039 | 0.00051 | 25 | 26962 | 0.011217 | 62.77% |  | 0.23054 | 0.58756 | 4250.0002 | 42.732 | 200
53 | 600 | 22017 | 4250 | 0 | 4250 | 8.7601 | 5.1635 | 4250.0003 | 4250.0004 | 600 | 27562 | 23.05% | 140930.245 | 94.63% |  | 0.0004 | 0.00052 | 600 | 27562 | 0.011298 | 62.01% |  | 0.21341 | 0.58756 | 4250.0002 | 5256.036 | 600
54 | 900 | 22917 | 4250 | 0 | 4250 | 8.7601 | 4.6649 | 4250.0003 | 4250.0005 | 900 | 28462 | 21.34% | 140930.2451 | 94.63% |  | 0.00041 | 0.00053 | 900 | 28462 | 0.011373 | 61.24% |  | 0.18773 | 0.57043 | 4250.0002 | 7884.054 | 900
55 | 1203 | 24120 | 4250 | 0 | 4250 | 0 | 0.51041 | 4250.0004 | 4250.0005 | 1203 | 29665 | 18.77% | 140930.2451 | 94.63% |  | 0.00042 | 0.00054 | 1203 | 29665 | 0.011439 | 60.45% |  | 0.1534 | 0.57043 | 4250.0002 | 0
56 | 25 | 24145 | 4250 | 1267.71 | 5517.71 | 14.3152 | 8.2971 | 5517.71 | 4250.0005 | 25 | 29690 | 15.34% | 140930.2452 | 94.63% |  | 1267.71 | 0.00055 | 25 | 29690 | 0.011492 | 59.63% |  | 0.15268 | 0.56972 | 4250.0002 | 357.8805 | 25
57 | 100 | 24245 | 4250 | 491.51 | 4741.51 | 19.3718 | 8.2971 | 4741.51 | 4250.0005 | 100 | 29790 | 15.27% | 140930.2452 | 94.63% |  | 491.51 | 0.00056 | 100 | 29790 | 0.011546 | 58.84% |  | 0.14983 | 0.56972 | 4250.0002 | 1937.184 | 100
58 | 400 | 24645 | 4250 | 735.8 | 4985.8 | 19.3718 | 8.2971 | 4985.8 | 4250.0005 | 400 | 30190 | 14.98% | 140930.2453 | 94.63% |  | 735.8 | 0.00057 | 400 | 30190 | 0.011598 | 58.07% |  | 0.13841 | 0.56687 | 4250.0002 | 7748.736 | 400
59 | 700 | 25345 | 4250 | 1447.89 | 5697.89 | 19.3718 | 8.2971 | 5697.89 | 4250.0005 | 700 | 30890 | 13.84% | 140930.2453 | 94.63% |  | 1447.89 | 0.00058 | 700 | 30890 | 0.011647 | 57.31% |  | 0.11844 | 0.56687 | 4250.0002 | 13560.288 | 700 | 2030
60 | 935 | 26280 | 4250 | 0 | 4250 | 6.2436 | 6.2436 | 4250.0004 | 4250.0005 | 935 | 31825 | 11.84% | 140930.2454 | 94.63% |  | 0.00043 | 0.00059 | 935 | 31825 | 0.011688 | 56.54% |  | 0.091752 | 0.55545 | 4250.0002 | 5837.7847 | 935 | 11.0824
61 | 10 | 26290 | 4250 | 3326.1 | 7576.1 | 628.8014 | 37.2243 | 7576.1 | 4356.67 | 100 | 31925 | 9.175% | 141273.1878 | 92.54% |  | 3326.1 | 106.67 | 100 | 31925 | 342.9538 | 9.175% |  | 0.088898 | 0.55545 | 4250.0002 | 6288.0138 | 10
62 | 25 | 26315 | 4250 | 435.43 | 4685.43 | 584.9773 | 37.2243 | 4685.43 | 4635.79 | 200 | 32125 | 8.89% | 142142.6466 | 87.51% |  | 435.43 | 385.79 | 200 | 32125 | 1212.4126 | 8.969% |  | 0.083191 | 0.53547 | 4250.0002 | 14624.4335 | 25
63 | 75 | 26390 | 4250 | 640.73 | 4890.73 | 66.8044 | 37.2243 | 4890.73 | 4685.43 | 25 | 32150 | 8.319% | 142287.3472 | 86.67% |  | 640.73 | 435.43 | 25 | 32150 | 1357.1132 | 8.895% |  | 0.082477 | 0.53547 | 4250.0002 | 5010.327 | 75
64 | 100 | 26490 | 4250 | 0 | 4250 | 29.3783 | 25.5205 | 4250.0004 | 4733.79 | 25 | 32175 | 8.248% | 142427.1076 | 85.87% |  | 0.00044 | 483.79 | 25 | 32175 | 1496.8736 | 8.83% |  | 0.081764 | 0.50879 | 4250.0002 | 2937.825 | 100
65 | 200 | 26690 | 4250 | 0 | 4250 | 35.61 | 31.5149 | 4250.0004 | 4741.51 | 100 | 32275 | 8.176% | 142449.2254 | 85.74% |  | 0.00045 | 491.51 | 100 | 32275 | 1518.9914 | 8.82% |  | 0.07891 | 0.50879 | 4250.0003 | 7122 | 200
66 | 300 | 26990 | 4250 | 0 | 4250 | 21.093 | 35.0165 | 4250.0004 | 4741.53 | 75 | 32350 | 7.891% | 142449.2807 | 85.74% |  | 0.00046 | 491.53 | 75 | 32350 | 1519.0467 | 8.82% |  | 0.076769 | 0.50594 | 4250.0003 | 6327.897 | 300
67 | 400 | 27390 | 4250 | 0 | 4250 | 21.093 | 22.8023 | 4250.0004 | 4757.43 | 200 | 32550 | 7.677% | 142492.0517 | 85.48% |  | 0.00047 | 507.43 | 200 | 32550 | 1561.8177 | 8.784% |  | 0.071062 | 0.50594 | 4250.0003 | 8437.196 | 400
68 | 500 | 27890 | 4250 | 0 | 4250 | 16.4399 | 22.9922 | 4250.0004 | 4890.73 | 75 | 32625 | 7.106% | 142823.9687 | 83.34% |  | 0.00048 | 640.73 | 75 | 32625 | 1893.7347 | 8.435% |  | 0.068921 | 0.50023 | 4250.0003 | 8219.975 | 500
69 | 800 | 28690 | 4250 | 0 | 4250 | 14.6476 | 16.6299 | 4250.0004 | 4979.31 | 10 | 32635 | 6.892% | 143037.8894 | 81.98% |  | 0.00049 | 729.31 | 10 | 32635 | 2107.6554 | 8.248% |  | 0.068636 | 0.50023 | 4250.0003 | 11718.064 | 800
70 | 1262 | 29952 | 4250 | 0 | 4250 | 0 | 9.9708 | 4250.0004 | 4985.8 | 400 | 33035 | 6.864% | 143053.4978 | 81.88% |  | 0.0005 | 735.8 | 400 | 33035 | 2123.2639 | 8.235% |  | 0.05722 | 0.49167 | 4250.0003 | 0
71 | 25 | 29977 | 4250 | 0 | 4250 | 70.4128 | 34.2093 | 4250.0004 | 5314.77 | 100 | 33135 | 5.722% | 143713.0827 | 77.17% |  | 0.00051 | 1064.77 | 100 | 33135 | 2782.8487 | 7.459% |  | 0.054366 | 0.49167 | 4250.0003 | 1760.321 | 25
72 | 200 | 30177 | 4250 | 507.43 | 4757.43 | 58.2342 | 37.2243 | 4757.43 | 5517.71 | 25 | 33160 | 5.437% | 144099.6834 | 74.53% |  | 507.43 | 1267.71 | 25 | 33160 | 3169.4494 | 7.135% |  | 0.053653 | 0.48025 | 4250.0003 | 11646.844 | 200
73 | 600 | 30777 | 4250 | 0 | 4250 | 62.0089 | 34.969 | 4250.0004 | 5697.89 | 700 | 33860 | 5.365% | 144438.4218 | 72.34% |  | 0.00052 | 1447.89 | 700 | 33860 | 3508.1878 | 6.915% |  | 0.033676 | 0.48025 | 4250.0003 | 37205.328 | 600
74 | 900 | 31677 | 4250 | 0 | 4250 | 62.0089 | 28.4643 | 4250.0005 | 6053.55 | 700 | 34560 | 3.368% | 144858.1006 | 68.29% |  | 0.00053 | 1803.55 | 700 | 34560 | 3927.8666 | 6.215% |  | 0.013699 | 0.46598 | 4250.0003 | 55807.992 | 900
75 | 1203 | 32880 | 4250 | 0 | 4250 | 44.3107 | 26.1615 | 4250.0005 | 6134.99 | 25 | 34585 | 1.37% | 144897.1918 | 67.4% |  | 0.00054 | 1884.99 | 25 | 34585 | 3966.9578 | 6.006% |  | 0.012985 | 0.46598 | 4250.0003 | 53305.7841 | 1203
76 | 25 | 32905 | 4250 | 0 | 4250 | 74.781 | 35.0402 | 4250.0005 | 6639.51 | 400 | 34985 | 1.299% | 145126.7484 | 62.38% |  | 0.00055 | 2389.51 | 400 | 34985 | 4196.5144 | 5.012% |  | 0.0015696 | 0.44315 | 4250.0003 | 1869.525 | 25
77 | 100 | 33005 | 4250 | 0 | 4250 | 74.781 | 36.5477 | 4250.0005 | 6719.59 | 10 | 34995 | 0.157% | 145131.1528 | 61.64% |  | 0.00056 | 2469.59 | 10 | 34995 | 4200.9188 | 4.855% |  | 0.0012842 | 0.44315 | 4250.0003 | 7478.1 | 100
78 | 400 | 33405 | 4250 | 0 | 4250 | 74.781 | 35.0402 | 4250.0005 | 7117.82 | 25 | 35020 | 0.1284% | 145149.0731 | 58.2% |  | 0.00057 | 2867.82 | 25 | 35020 | 4218.8392 | 4.198% |  | 0.00057078 | 0.44244 | 4250.0003 | 29912.4 | 400
79 | 700 | 34105 | 4250 | 0 | 4250 | 73.0005 | 34.4824 | 4250.0005 | 7576.1 | 10 | 35030 | 0.05708% | 145158.2387 | 54.68% |  | 0.00058 | 3326.1 | 10 | 35030 | 4228.0048 | 3.628% |  | 0.00028539 | 0.44244 | 4250.0003 | 51100.35 | 700 | 2035
80 | 935 | 35040 | 4250 | 0 | 4250 | 55.1124 | 26.7906 | 4250.0005 | 8597.33 | 10 | 35040 | 0.02854% | 145168.451 | 48.19% |  | 0.00059 | 4347.33 | 10 | 35040 | 4238.2171 | 2.782% |  | 0 | 0.43673 | 4250.0003 | 51530.1034 | 935 | 49.6536
[20 empty] | 120.9537 |  |  |  | 0.43673 | 4250.0003 | Marginal Congestion | Congested Hours
Total capacity factor crossover point, Ruthven Criterion 1 | [23 empty] | 0.41961 | 4250.0003 | 534098.4723 | 23283
Base all hour Shadow price | 15.2425 |  | Total Target Cap Factor |  | 53.13% | [18 empty] | 0.41961 | 4250.0003
Base Congested Shadow Price | 22.9394 |  | OL Target Cap Factor |  | 35% | [18 empty] | 0.39392 | 4250.0003
| point | MW | CF | GWh | Hours |  |  |  |  | Total CF |  |  | OL CF | [10 empty] | 0.39392 | 4250.0004
Before | 79 | 7576.1 | 54.68% | 145158.2387 | [5 empty] | 7797.9794 |  |  | 4250.0011 | [10 empty] | 0.35959 | 4250.0004 | Avg Shadow Price | Avg Shadow for Congested Hours (CRA) | Simple Avg of 2020-35 Shadow Prices
After | 80 | 8597.33 | 48.19% |  | 10 |  |  |  | 1% | 8597.33 |  | 1% | 8597.33 | [10 empty] | 0.35959 | 4250.0004 | 15.2425 | 22.9394 | 20.3271
Target Total Capacity |  | 7797.9794 |  |  |  |  | 53.13% |  | 2% | 8597.33 |  | 2% | 8597.33 | [10 empty] | 0.33291 | 4250.0004
Less Baseload Capacity |  | 4250 |  |  |  |  | 7797.9794 |  | 3% | 8597.33 |  | 3% | 8278.7589 | [10 empty] | 0.33291 | 4250.0004
OL using Total CF Target |  | 3547.9794 | 3547.9794 | <-with Price test |  |  |  |  | 4% | 8597.33 |  | 4% | 7262.075 | [10 empty] | 0.33005 | 4250.0004 | Avg Overload Charge
[7 empty] | Average |  | 5% | 8597.33 |  | 5% | 6645.4575 | [10 empty] | 0.33005 | 4250.0004 | 15.2453
Overload capacity factor crossover point, Ruthven Criterion 2 | [6 empty] | 44.06% |  | 6% | 8597.33 |  | 6% | 6137.3907 | [10 empty] | 0.32434 | 4250.0004
| point | MW | CF | GWh | Hours | 1773.9903 | 6023.9903 |  | 7% | 8597.33 |  | 7% | 5622.4767 | [10 empty] | 0.32434 | 4250.0004
Before | 60 | 0.00059 | 0.56538 | 0.011688 |  |  |  |  | 8% | 8597.33 |  | 8% | 5061.8077 | [10 empty] | 0.31578 | 4250.0004
After | 61 | 106.67 | 0.091755 |  | 3215 |  | 35% |  | 9% | 8597.33 |  | 9% | 4526.6008 | [10 empty] | 0.31578 | 4250.0004
OL using OL CF Target |  | 0.0010821 | 0.0010821 | <-with Price test |  |  | 4250.0011 |  | 10% | 8597.33 |  | 10% | 4250.0339 | [10 empty] | 0.30437 | 4250.0004
[9 empty] | 11% | 8597.33 |  | 11% | 4250.0153 | [10 empty] | 0.30437 | 4250.0004
Overload Capacity factor crossover point with sliding scale | [8 empty] | 12% | 8597.33 |  | 12% | 4250.0099 | [10 empty] | 0.2901 | 4250.0004
BAU Avg Shadow price | 20.3271 |  | Target Cap Factor |  | 0% |  |  |  | 13% | 8597.33 |  | 13% | 4250.0073 | [10 empty] | 0.2901 | 4250.0004
| point | MW | CF | GWh | Hours |  |  |  | 14% | 8597.33 |  | 14% | 4250.0058 | [10 empty] | 0.26727 | 4250.0004
Before | 80 | 4347.33 | 0.027823 | 4238.2171 |  |  |  |  | 15% | 8597.33 |  | 15% | 4250.0048 | [10 empty] | 0.26727 | 4250.0004
After | 81 | 0 | 0 |  | 0 |  | 0% |  | 16% | 8597.33 |  | 16% | 4250.0041 | [10 empty] | 0.23125 | 4250.0004
Pradip Chattopadhyay |  | #DIV/0! |  |  |  |  | #DIV/0! |  | 17% | 8597.33 |  | 17% | 4250.0036 | [10 empty] | 0.23125 | 4250.0004
[9 empty] | 18% | 8597.33 |  | 18% | 4250.0032 | [10 empty] | 0.23054 | 4250.0004
Johnson Utilization Method | [8 empty] | 19% | 8597.33 |  | 19% | 4250.0028 | [10 empty] | 0.23054 | 4250.0004
Average Generation Mwyr | 4142.9352 | [7 empty] | 20% | 8597.33 |  | 20% | 4250.0026 | [10 empty] | 0.21341 | 4250.0004
Ratio to Base Capacity | 0.97481 | [7 empty] | 21% | 8597.33 |  | 21% | 4250.0024 | [10 empty] | 0.21341 | 4250.0005
Total Line to meet CF | 5523.9137 | [7 empty] | 22% | 8597.33 |  | 22% | 4250.0022 | [10 empty] | 0.18773 | 4250.0005
Less Baseload Capacity | 4250 | [7 empty] | 23% | 8597.33 |  | 23% | 4250.002 | [10 empty] | 0.18773 | 4250.0005
Overload Line Capacity | 1273.9137 |  | 1273.9137 | [5 empty] | 24% | 8597.33 |  | 24% | 4250.0019 | [10 empty] | 0.1534 | 4250.0005
[9 empty] | 25% | 8597.33 |  | 25% | 4250.0018 | [10 empty] | 0.1534 | 4250.0005
NGO Flow Duration Method | [8 empty] | 26% | 8597.33 |  | 26% | 4250.0017 | [10 empty] | 0.15268 | 4250.0005
Flow Duration Curve Target | 20% | [7 empty] | 27% | 8597.33 |  | 27% | 4250.0016 | [10 empty] | 0.15268 | 4250.0005
Total Line Capacity | 4250.0005 | [7 empty] | 28% | 8597.33 |  | 28% | 4250.0015 | [10 empty] | 0.14983 | 4250.0005
Overload Line Capacity | 0.00046 | [7 empty] | 29% | 8597.33 |  | 29% | 4250.0014 | [10 empty] | 0.14983 | 4250.0005
| increase | total | [6 empty] | 30% | 8597.33 |  | 30% | 4250.0013 | [10 empty] | 0.13841 | 4250.0005
average | 1015.9681 | 5265.9681 | 0% | [5 empty] | 31% | 8597.33 |  | 31% | 4250.0013 | [10 empty] | 0.13841 | 4250.0005
median | 1273.9137 | 5523.9137 | 4% | [5 empty] | 32% | 8597.33 |  | 32% | 4250.0012 | [10 empty] | 0.11844 | 4250.0005
[9 empty] | 33% | 8597.33 |  | 33% | 4250.0012 | [10 empty] | 0.11844 | 4250.0005
[9 empty] | 34% | 8597.33 |  | 34% | 4250.0011 | [10 empty] | 0.091752 | 4250.0005
[9 empty] | 35% | 8597.33 |  | 35% | 4250.0011 | [10 empty] | 0.091752 | 4356.67
[9 empty] | 36% | 8597.33 |  | 36% | 4250.001 | [10 empty] | 0.088898 | 4356.67
[9 empty] | 37% | 8597.33 |  | 37% | 4250.001 | [10 empty] | 0.088898 | 4635.79
[9 empty] | 38% | 8597.33 |  | 38% | 4250.001 | [10 empty] | 0.083191 | 4635.79
[9 empty] | 39% | 8597.33 |  | 39% | 4250.0009 | [10 empty] | 0.083191 | 4685.43
[9 empty] | 40% | 8597.33 |  | 40% | 4250.0009 | [10 empty] | 0.082477 | 4685.43
[9 empty] | 41% | 8597.33 |  | 41% | 4250.0009 | [10 empty] | 0.082477 | 4733.79
[9 empty] | 42% | 8597.33 |  | 42% | 4250.0009 | [10 empty] | 0.081764 | 4733.79
[9 empty] | 43% | 8597.33 |  | 43% | 4250.0008 | [10 empty] | 0.081764 | 4741.51
[9 empty] | 44% | 8597.33 |  | 44% | 4250.0008 | [10 empty] | 0.07891 | 4741.51
[9 empty] | 45% | 8597.33 |  | 45% | 4250.0008 | [10 empty] | 0.07891 | 4741.53
[9 empty] | 46% | 8597.33 |  | 46% | 4250.0008 | [10 empty] | 0.076769 | 4741.53
[9 empty] | 47% | 8597.33 |  | 47% | 4250.0007 | [10 empty] | 0.076769 | 4757.43
[9 empty] | 48% | 8597.33 |  | 48% | 4250.0007 | [10 empty] | 0.071062 | 4757.43
[9 empty] | 49% | 8454.8869 |  | 49% | 4250.0007 | [10 empty] | 0.071062 | 4890.73
[9 empty] | 50% | 8285.6926 |  | 50% | 4250.0007 | [10 empty] | 0.068921 | 4890.73
[9 empty] | 51% | 8123.1371 |  | 51% | 4250.0007 | [10 empty] | 0.068921 | 4979.31
[9 empty] | 52% | 7966.8371 |  | 52% | 4250.0007 | [10 empty] | 0.068636 | 4979.31
[9 empty] | 53% | 7816.4385 |  | 53% | 4250.0006 | [10 empty] | 0.068636 | 4985.8
[9 empty] | 54% | 7671.6131 |  | 54% | 4250.0006 | [10 empty] | 0.05722 | 4985.8
[9 empty] | 55% | 7532.0339 |  | 55% | 4250.0006 | [10 empty] | 0.05722 | 5314.77
[9 empty] | 56% | 7397.3961 |  | 56% | 4250.0006 | [10 empty] | 0.054366 | 5314.77
[9 empty] | 57% | 7267.4871 |  | 57% | 4250.0006 | [10 empty] | 0.054366 | 5517.71
[9 empty] | 58% | 7142.0622 |  | 58% | 4250.0006 | [10 empty] | 0.053653 | 5517.71
[9 empty] | 59% | 7020.7756 |  | 59% | 4250.0006 | [10 empty] | 0.053653 | 5697.89
[9 empty] | 60% | 6903.5117 |  | 60% | 4250.0005 | [10 empty] | 0.033676 | 5697.89
[9 empty] | 61% | 6790.1006 |  | 61% | 4250.0005 | [10 empty] | 0.033676 | 6053.55
[9 empty] | 62% | 6680.3374 |  | 62% | 4250.0005 | [10 empty] | 0.013699 | 6053.55
[9 empty] | 63% | 6572.8241 |  | 63% | 4250.0005 | [10 empty] | 0.013699 | 6134.99
[9 empty] | 64% | 6467.9968 |  | 64% | 4250.0005 | [10 empty] | 0.012985 | 6134.99
[9 empty] | 65% | 6366.4608 |  | 65% | 4250.0005 | [10 empty] | 0.012985 | 6639.51
[9 empty] | 66% | 6268.0633 |  | 66% | 4250.0005 | [10 empty] | 0.0015696 | 6639.51
[9 empty] | 67% | 6172.6612 |  | 67% | 4250.0005 | [10 empty] | 0.0015696 | 6719.59
[9 empty] | 68% | 6080.0608 |  | 68% | 4250.0004 | [10 empty] | 0.0012842 | 6719.59
[9 empty] | 69% | 5988.2297 |  | 69% | 4250.0004 | [10 empty] | 0.0012842 | 7117.82
[9 empty] | 70% | 5898.3601 |  | 70% | 4250.0004 | [10 empty] | 0.00057078 | 7117.82
[9 empty] | 71% | 5811.1481 |  | 71% | 4250.0004 | [10 empty] | 0.00057078 | 7576.1
[9 empty] | 72% | 5726.4775 |  | 72% | 4250.0004 | [10 empty] | 0.00028539 | 7576.1
[9 empty] | 73% | 5642.6541 |  | 73% | 4250.0004 | [10 empty] | 0.00028539 | 8597.33
[9 empty] | 74% | 5560.4413 |  | 74% | 4250.0004 | [10 empty] | 0 | 8597.33
[9 empty] | 75% | 5480.5516 |  | 75% | 4250.0003
[9 empty] | 76% | 5402.8831 |  | 76% | 4250.0003
[9 empty] | 77% | 5327.3852 |  | 77% | 4250.0003
[9 empty] | 78% | 5253.7281 |  | 78% | 4250.0003
[9 empty] | 79% | 5182.0322 |  | 79% | 4250.0003
[9 empty] | 80% | 5112.2668 |  | 80% | 4250.0003
[9 empty] | 81% | 5044.355 |  | 81% | 4250.0003
[9 empty] | 82% | 4978.1082 |  | 82% | 4250.0002
[9 empty] | 83% | 4912.6996 |  | 83% | 4250.0002
[9 empty] | 84% | 4848.8714 |  | 84% | 4250.0002
[9 empty] | 85% | 4786.6216 |  | 85% | 4250.0002
[9 empty] | 86% | 4725.6117 |  | 86% | 4250.0002
[9 empty] | 87% | 4665.5877 |  | 87% | 4250.0002
[9 empty] | 88% | 4606.8268 |  | 88% | 4250.0002
[9 empty] | 89% | 4549.3207 |  | 89% | 4250.0001
[9 empty] | 90% | 4493.2325 |  | 90% | 4250.0001
[9 empty] | 91% | 4438.5105 |  | 91% | 4250.0001
[9 empty] | 92% | 4385.1053 |  | 92% | 4250.0001
[9 empty] | 93% | 4332.8894 |  | 93% | 4250.0001
[9 empty] | 94% | 4281.8089 |  | 94% | 4250.0001
[9 empty] | 95% | 4159.9551 |  | 95% | 4250.0001
[9 empty] | 96% | 3863.6483 |  | 96% | 4250.0001
[9 empty] | 97% | 3536.8227 |  | 97% | 4250.0001
[9 empty] | 98% | 3247.8197 |  | 98% | 4250
[9 empty] | 99% | 2998.0977 |  | 99% | 4250
[9 empty] | 100% | 2458.47 |  | 100% | 4250
Note on B13: johnrm: Inserted this cell as needed this parameter to implement johnson suggested criteria
Note on J13: johnrm: Added cell intermediate calculation
Note on K13: johnrm: Adjusted this cell to implement the criteria of johnson suggestion
Note on N20: Stanton Hadley: If Transfer Capacity = the capacity in Column M, the capacity factor for such a line is shown in Column N
Note on I21: Stanton Hadley: For values that are duplicates, an additional 0.001 is added to hellp with sorting from min to max
Note on N21: Stanton Hadley: If Transfer Capacity = the capacity in Column M, the capacity factor for such a line is shown in Column N
Note on N44: Stanton Hadley: If Transfer Capacity = the capacity in Column M, the capacity factor for such a line is shown in Column N
Note on N45: Stanton Hadley: If Transfer Capacity = the capacity in Column M, the capacity factor for such a line is shown in Column N
Note on N68: johnrm: Updated this cell for Johnson suggested criteria
Note on I71: Stanton Hadley: For values that are duplicates, an additional 0.001 is added to hellp with sorting from min to max
Note on N94: Stanton Hadley: If Transfer Capacity = the capacity in Column M, the capacity factor for such a line is shown in Column N
Note on N95: Stanton Hadley: If Transfer Capacity = the capacity in Column M, the capacity factor for such a line is shown in Column N
Note on N118: johnrm: Updated this cell for Johnson suggested criteria
Note on N144: Stanton Hadley: If Transfer Capacity = the capacity in Column M, the capacity factor for such a line is shown in Column N
Note on N145: Stanton Hadley: If Transfer Capacity = the capacity in Column M, the capacity factor for such a line is shown in Column N
Note on N168: johnrm: Updated cell with Johnson suggested criteria
Note on N194: Stanton Hadley: If Transfer Capacity = the capacity in Column M, the capacity factor for such a line is shown in Column N
Note on N195: Stanton Hadley: If Transfer Capacity = the capacity in Column M, the capacity factor for such a line is shown in Column N
Note on N218: johnrm: Updated this cell with johnson suggested criteria
Note on N220: Stanton Hadley: If Transfer Capacity = the capacity in Column M, the capacity factor for such a line is shown in Column N
Note on N221: Stanton Hadley: If Transfer Capacity = the capacity in Column M, the capacity factor for such a line is shown in Column N

## OL25Line
Transmission Capacity Calculations |  |  |  |  | 2020 | 2025 | 2030 | 2035 |  | 4-yr avg | All Years Combined
| From | To |  | Base Capacity | 4250 | 4250 | 4250 | 4250 |  |  | w/o Price check | Final | [7 empty] | Base x-axis | 2020 | Base |  | NYISO_A-F_2_NYISO_G-I | 8161
Line of Interest | NYISO_A-F | NYISO_G-I |  | Max OL Capacity | 3210.22 | 5046.7 | 4483.38 | 3412.35 |  | 4038.1625 | [9 empty] | 0 | 0% | 4250 |  | year factor | 19
Scenario: BAU, OL25, OL75 | OL25 |  |  | OL Cap Factor at Max Capacity | 15.01% | 5.835% | 14.64% | 9.656% |  | 11.28% |  |  |  |  | Johnson | Combined |  |  |  | 8760 | 100% | 4250 |  | type column | 11
|  |  |  | Overload Charge | 1.6409 | 3.5022 | 2.7706 | 12.4134 |  | 5.0818 |  |  |  |  | OL25/OL75 Ratio Range |  | Design CF | [6 empty] | Scenario Column | 2
Minimum Overload Charge | 0 |  |  | Weghtd Avg OL Capacity | 481.6962 | 294.4564 | 656.3941 | 329.5119 |  | 440.5146 |  |  |  |  | 0 | 0.8 | 90%
Total Flows Target Cap Factor (derived from cap factor-shadow price curve) | 53.13% |  | OL Cap to Meet Total Target Cap Factor |  | 3210.22 | 3633.6754 | 4483.38 | 3412.35 |  | 3684.9064 | 4138.2999 | 4138.2999 |  |  | 0.8 | 1.2 | 75%
OL Target Capacity Factor (derived from cap factor-shadow price curve) | 35% |  | OL Capacity to meet OL Target Cap Factor |  | 0.0006521 | 0.00032467 | 1310.8939 | 395.8815 | avg w/ no price test | 426.6941 | 278.0226 | 278.0226 |  |  | 1.2 | 1.5 | 70%
|  | Average of Total and OL target Cap factor that meets min Charge (RHC) |  |  | 1605.1103 | 1816.8379 | 2897.1369 | 1904.1158 | 2055.8002 | 2055.8002 | 2208.1612 | 2208.1612 |  |  | 1.5 | 2 | 65%
[15 empty] | 2 | 2.5 | 60%
[15 empty] | 2.5 | 3 | 55%
Avg Cap Factor for Total Line (Johnson) | 75% | [13 empty] | 3 | 1000 | 50%
Threshold Interface Utilization (Johnson) | 90% | OL Line to give Avg CF = 75% (Johnson) |  |  | 1283.5366 | 1337.5212 | 2291.8588 | 1856.0159 | 1692.2331 | 1692.2331 | 1692.2332 | 1692.2332
Flow Duration Curve Target (NGO) | 20% | OL Capacity that meets Thrshold Duration using all years (NGO) |  |  | 855.49 | 0.00012 | 907.12 | 261.97 |  | 809.24 |  | 809.24
Year | 2020 | [9 empty] | Flow Duration Curve Calculation | [8 empty] | LoadBlocks for NYISO_A-F_2_NYISO_G-I Scenario:OL25
|  |  | Baseload | Overload | BAU Shadow | OL25 Shadow |  | Overload |  | Overload |  | % year at | GWh with | Capacity | [5 empty] | For Block Graph |  |  | Flow Duration Curve-NYISO_A-F_2_NYISO_G-I Scenario:OL25
Blocks | Hours | Cum hours | Flow | Flow | Price | Price |  | Capacity+ |  | MW in Order of Size | hours in block | MW or higher | Increasing MW | factor |  |  |  | Cum Hours | Frac Year |  | 2020 |  |  | 2020 | cap fact
1 | 10 | 10 | 4250 | 3210.22 | 298.032 | 1.6262 |  | 3210.22 | min Cap | 0 | 75 | 100% | 0 | 100% |  |  |  | 75 | 0.99144 | 0 | 7460.22 |  | 1 | 2137.48 | 100%
2 | 25 | 35 | 4250 | 2204.55 | 92.8115 | 1.6262 |  | 2204.55 |  | 1e-05 | 300 | 99.14% | 8.685e-05 | 99.14% |  |  |  | 375 | 0.95719 | 10 | 7460.22 |  | 0.85594 | 2137.48 | 97.51%
3 | 75 | 110 | 4250 | 0 | 12.0243 | 1.3057 |  | 0 |  | 2e-05 | 400 | 95.72% | 0.0001707 | 97.43% |  |  |  | 775 | 0.91153 | 10 | 6454.55 |  | 0.85594 | 2584.45 | 0.97508
4 | 100 | 210 | 4250 | 106.67 | 19.0632 | 1.6262 |  | 106.67 |  | 3e-05 | 500 | 91.15% | 0.00025055 | 95.34% |  |  |  | 1275 | 0.85445 | 35 | 6454.55 |  | 0.71861 | 2584.45 | 89.26%
5 | 200 | 410 | 4250 | 463.29 | 23.2415 | 1.6262 |  | 463.29 |  | 4e-05 | 800 | 85.45% | 0.0003254 | 92.87% |  |  |  | 2075 | 0.76313 | 35 | 4250 |  | 0.71861 | 3809.47 | 0.89261
6 | 300 | 710 | 4250 | 0 | 20.725 | 1.0208 |  | 1e-05 |  | 5e-05 | 1262 | 76.31% | 0.00039225 | 89.55% |  |  |  | 3337 | 0.61906 | 110 | 4250 |  | 0.65011 | 3809.47 | 87.62%
7 | 400 | 1110 | 4250 | 0 | 1.7568 | 1.0208 |  | 2e-05 |  | 6e-05 | 25 | 61.91% | 0.00044648 | 84.95% |  |  |  | 3362 | 0.61621 | 110 | 4356.67 |  | 0.65011 | 4086.2 | 0.87619
8 | 500 | 1610 | 4086.2 | 0 | 1.5906 | 0 |  | 3e-05 |  | 7e-05 | 200 | 61.62% | 0.00050046 | 81.61% |  |  |  | 3562 | 0.59338 | 210 | 4356.67 |  | 0.59304 | 4086.2 | 87.17%
9 | 800 | 2410 | 4151.94 | 0 | 0 | 0 |  | 4e-05 |  | 8e-05 | 600 | 59.34% | 0.00055244 | 78.83% |  |  |  | 4162 | 0.52489 | 210 | 4713.29 |  | 0.59304 | 4151.94 | 0.8717
10 | 1262 | 3672 | 2137.48 | 0 | 0 | 0 |  | 5e-05 |  | 9e-05 | 900 | 52.49% | 0.00059842 | 75.9% |  |  |  | 5062 | 0.42215 | 410 | 4713.29 |  | 0.50171 | 4151.94 | 86.32%
11 | 25 | 3697 | 4250 | 0 | 23.7163 | 1.0327 |  | 6e-05 |  | 0.0001 | 1203 | 42.21% | 0.0006354 | 72.53% |  |  |  | 6265 | 0.28482 | 410 | 4250 |  | 0.50171 | 4250 | 0.86317
12 | 200 | 3897 | 4250 | 0 | 2.4333 | 0.8309 |  | 7e-05 |  | 0.00011 | 25 | 28.48% | 0.00066035 | 68.53% |  |  |  | 6290 | 0.28196 | 710 | 4250 |  | 0.49315 | 4250 | 86.32%
13 | 600 | 4497 | 3809.47 | 0 | 2.7064 | 0 |  | 8e-05 |  | 106.67 | 100 | 28.2% | 263.4753 | 28.2% |  |  |  | 6390 | 0.27055 | 710 | 4250 |  | 0.49315 | 4250 | 0.86317
14 | 900 | 5397 | 4250 | 0 | 0.96147 | 0.8309 |  | 9e-05 |  | 463.29 | 200 | 27.05% | 1108.6647 | 27.32% |  |  |  | 6590 | 0.24772 | 1110 | 4250 |  | 0.4589 | 4250 | 86.32%
15 | 1203 | 6600 | 2584.45 | 0 | 0 | 0 |  | 0.0001 |  | 855.49 | 935 | 24.77% | 1959.7387 | 26.15% |  |  |  | 7525 | 0.14098 | 1110 | 4086.2 |  | 0.4589 | 4250 | 0.86317
16 | 25 | 6625 | 4250 | 0 | 26.6244 | 1.3413 |  | 0.00011 |  | 1377.68 | 100 | 14.1% | 2604.6433 | 21.58% |  |  |  | 7625 | 0.12957 | 1610 | 4086.2 |  | 0.41324 | 4250 | 86.32%
17 | 100 | 6725 | 4250 | 1377.68 | 11.5732 | 1.6262 |  | 1377.68 |  | 2204.55 | 25 | 12.96% | 3543.1408 | 18.35% |  |  |  | 7650 | 0.12671 | 1610 | 4151.94 |  | 0.41324 | 4250 | 0.86317
18 | 400 | 7125 | 4250 | 2702.42 | 6.0774 | 1.6262 |  | 2702.42 |  | 2702.42 | 400 | 12.67% | 4095.7765 | 17.3% |  |  |  | 8050 | 0.08105 | 2410 | 4151.94 |  | 0.41039 | 4250 | 86.32%
19 | 700 | 7825 | 4250 | 2872.14 | 6.0774 | 1.6262 |  | 2872.14 |  | 2872.14 | 700 | 8.105% | 4216.2777 | 16.76% |  |  |  | 8750 | 0.0011416 | 2410 | 2137.48 |  | 0.41039 | 4250 | 0.86317
20 | 935 | 8760 | 4250 | 855.49 | 3.7628 | 1.6262 |  | 855.49 | max cap | 3210.22 | 10 | 0.1142% | 4219.6585 | 15.01% |  |  |  | 8760 | 0 | 3672 | 2137.48 |  | 0.38756 | 4250 | 86.32%
[12 empty] | Wgtd avg MW | 481.6962 | [6 empty] | 3672 | 4250 |  | 0.38756 | 4250 | 0.86317
[20 empty] | 3697 | 4250 |  | 0.28482 | 4250 | 86.32%
[7 empty] | Total | Total |  | Total MW in |  | % year at | GWh with | Capacity | [5 empty] | 3697 | 4250 |  | 0.28482 | 4250.0001 | 0.86317
Total capacity factor crossover point | [5 empty] | Blocks | Flow | Capacity+ |  | Rank Order | hours in block | MW or higher | Increasing MW | factor |  |  |  | Cum Hours | Frac Year | 3897 | 4250 |  | 0.28196 | 4250.0001 | 84.89%
| point | MW | CF | GWh | Hours | 1 | 7460.22 | 7460.22 |  | 2137.48 | 1262 | 100% | 18724.3248 | 100% |  |  |  | 1262 | 0.85594 | 3897 | 3809.47 |  | 0.28196 | 4356.67 | 0.84894
Before | 20 | 7460.22 | 0.5563 | 36355.3353 |  | 2 | 6454.55 | 6454.55 |  | 2584.45 | 1203 | 85.59% | 22075.7059 | 97.51% |  |  |  | 2465 | 0.71861 | 4497 | 3809.47 |  | 0.27055 | 4356.67 | 80.52%
After | 21 | 0 | 0 |  | 0 | 3 | 4250 | 4250 |  | 3809.47 | 600 | 71.86% | 29787.2068 | 89.26% |  |  |  | 3065 | 0.65011 | 4497 | 4250 |  | 0.27055 | 4713.29 | 0.80517
Target Total Capacity |  | 7460.22 | 53.13% |  |  | 4 | 4356.67 | 4356.67 |  | 4086.2 | 500 | 65.01% | 31363.1841 | 87.62% |  |  |  | 3565 | 0.59304 | 5397 | 4250 |  | 0.24772 | 4713.29 | 76.24%
Less Baseload Capacity |  | 4250 |  |  |  | 5 | 4713.29 | 4713.29 |  | 4151.94 | 800 | 59.3% | 31704.7034 | 87.17% |  |  |  | 4365 | 0.50171 | 5397 | 2584.45 |  | 0.24772 | 5105.49 | 0.76235
Ruthven Criteria 1 |  | 3210.22 |  |  |  | 6 | 4250 | 4250 |  | 4250 | 75 | 50.17% | 32135.6771 | 86.32% |  |  |  | 4440 | 0.49315 | 6600 | 2584.45 |  | 0.14098 | 5105.49 | 70.47%
[6 empty] | 7 | 4250 | 4250 |  | 4250 | 300 | 49.32% | 32135.6772 | 86.32% |  |  |  | 4740 | 0.4589 | 6600 | 4250 |  | 0.14098 | 5627.68 | 0.70469
[6 empty] | 8 | 4086.2 | 4086.2 |  | 4250 | 400 | 45.89% | 32135.6772 | 86.32% |  |  |  | 5140 | 0.41324 | 6625 | 4250 |  | 0.12957 | 5627.68 | 63.1%
Overload capacity factor crossover point | [5 empty] | 9 | 4151.94 | 4151.94 |  | 4250 | 25 | 41.32% | 32135.6772 | 86.32% |  |  |  | 5165 | 0.41039 | 6625 | 5627.68 |  | 0.12957 | 6454.55 | 0.63102
| point | MW | CF | GWh | Hours | 10 | 2137.48 | 2137.48 |  | 4250 | 200 | 41.04% | 32135.6773 | 86.32% |  |  |  | 5365 | 0.38756 | 6725 | 5627.68 |  | 0.12671 | 6454.55 | 59.49%
Before | 12 | 0.00011 | 0.68529 | 0.00066035 |  | 11 | 4250 | 4250 |  | 4250 | 900 | 38.76% | 32135.6773 | 86.32% |  |  |  | 6265 | 0.28482 | 6725 | 6952.42 |  | 0.12671 | 6952.42 | 0.5949
After | 13 | 106.67 | 0.28196 |  | 2470 | 12 | 4250 | 4250 |  | 4250.0001 | 25 | 28.48% | 32135.6773 | 86.32% |  |  |  | 6290 | 0.28196 | 7125 | 6952.42 |  | 0.08105 | 6952.42 | 58.27%
Hadley/Ruthven Criteria 2 |  | 0.0006521 | 35% |  |  | 13 | 3809.47 | 3809.47 |  | 4356.67 | 100 | 28.2% | 32399.1521 | 84.89% |  |  |  | 6390 | 0.27055 | 7125 | 7122.14 |  | 0.08105 | 7122.14 | 0.58266
[6 empty] | 14 | 4250 | 4250 |  | 4713.29 | 200 | 27.05% | 33244.3415 | 80.52% |  |  |  | 6590 | 0.24772 | 7825 | 7122.14 |  | 0.0011416 | 7122.14 | 55.63%
Overload Capacity factor crossover point with sliding scale | [5 empty] | 15 | 2584.45 | 2584.45 |  | 5105.49 | 935 | 24.77% | 34095.4155 | 76.24% |  |  |  | 7525 | 0.14098 | 7825 | 5105.49 |  | 0.0011416 | 7460.22 | 0.5563
BAU Avg Shadow price | 6.5637 |  | Target Cap Factor |  | 0% | 16 | 4250 | 4250.0001 |  | 5627.68 | 100 | 14.1% | 34740.3201 | 70.47% |  |  |  | 7625 | 0.12957 | 8760 | 5105.49 |  | 0 | 7460.22 | 0
| point | MW | CF | GWh | Hours | 17 | 5627.68 | 5627.68 |  | 6454.55 | 25 | 12.96% | 35678.8176 | 63.1% |  |  |  | 7650 | 0.12671
Before | 20 | 3210.22 | 0.15005 | 4219.6585 |  | 18 | 6952.42 | 6952.42 |  | 6952.42 | 400 | 12.67% | 36231.4533 | 59.49% |  |  |  | 8050 | 0.08105
After | 21 | 0 | 0 |  | 0 | 19 | 7122.14 | 7122.14 |  | 7122.14 | 700 | 8.105% | 36351.9545 | 58.27% |  |  |  | 8750 | 0.0011416
Pradip Chattopadhyay |  | #DIV/0! |  |  |  | 20 | 5105.49 | 5105.49 |  | 7460.22 | 10 | 0.1142% | 36355.3353 | 55.63% |  |  |  | 8760 | 0
[12 empty] | Wgtd avg MW | 4150.1524
[12 empty] | Ratio to Base Cap | 0.97651 | 0.75
[12 empty] | (Johnson) OL Line to give Avg CF = 75% | 1283.5366
Year | 2025 | [9 empty] | Flow Duration Curve Calculation
|  |  | Baseload | Overload | BAU Shadow | OL25 Shadow |  | Overload |  | Overload |  | % year at | GWh if Line at this Capacity | [6 empty] | For Block Graph |  |  | For LDC Graph
Blocks | Hours | Cum hours | Flow | Capacity | Price | Price |  | Capacity+ |  | MW in Order of Size |  | MW or higher |  | Capacity factor |  |  |  | Cum Hours | Frac Year |  | 2025 |  | frac year | 2025 | cap fact
1 | 10 | 10 | 4250 | 5046.7 | 652.3515 | 3.4898 |  | 5046.7 | min Cap | 0 | 100 | 100% | 0 | 1 |  |  |  | 100 | 0.98858 | 0 | 9296.7 |  | 1 | 2628.14 | 100%
2 | 25 | 35 | 4250 | 3912.05 | 569.214 | 3.4898 |  | 3912.05 |  | 1e-05 | 200 | 98.86% | 8.66e-05 | 0.98858 |  |  |  | 300 | 0.96575 | 10 | 9296.7 |  | 0.85594 | 2628.14 | 96.09%
3 | 75 | 110 | 4250 | 797.35 | 15.8702 | 3.4898 |  | 797.35 |  | 2e-05 | 300 | 96.58% | 0.0001712 | 0.97717 |  |  |  | 600 | 0.93151 | 10 | 8162.05 |  | 0.85594 | 3606.66 | 0.96091
4 | 100 | 210 | 4250 | 0 | 4.1189 | 1.9229 |  | 0 |  | 3e-05 | 400 | 93.15% | 0.0002528 | 0.96195 |  |  |  | 1000 | 0.88584 | 35 | 8162.05 |  | 0.71861 | 3606.66 | 93.76%
5 | 200 | 410 | 4250 | 0 | 6.0893 | 1.9111 |  | 1e-05 |  | 4e-05 | 500 | 88.58% | 0.0003304 | 0.94292 |  |  |  | 1500 | 0.82877 | 35 | 5047.35 |  | 0.71861 | 3990.95 | 0.93758
6 | 300 | 710 | 4250 | 0 | 22.1376 | 1.9229 |  | 2e-05 |  | 5e-05 | 800 | 82.88% | 0.000403 | 0.92009 |  |  |  | 2300 | 0.73744 | 110 | 5047.35 |  | 0.61187 | 3990.95 | 93.14%
7 | 400 | 1110 | 4250 | 0 | 14.6357 | 0.41545 |  | 3e-05 |  | 6e-05 | 1262 | 73.74% | 0.0004676 | 0.88965 |  |  |  | 3562 | 0.59338 | 110 | 4250 |  | 0.61187 | 4067.57 | 0.93145
8 | 500 | 1610 | 4250 | 0 | 1.092 | 1.4363 |  | 4e-05 |  | 7e-05 | 25 | 59.34% | 0.00051958 | 0.84733 |  |  |  | 3587 | 0.59053 | 210 | 4250 |  | 0.58904 | 4067.57 | 91.67%
9 | 800 | 2410 | 4250 | 0 | 0 | 0.27301 |  | 5e-05 |  | 8e-05 | 200 | 59.05% | 0.00057131 | 0.81523 |  |  |  | 3787 | 0.56769 | 210 | 4250 |  | 0.58904 | 4250 | 0.91675
10 | 1262 | 3672 | 2628.14 | 0 | 0 | 0 |  | 6e-05 |  | 9e-05 | 600 | 56.77% | 0.00062104 | 0.78772 |  |  |  | 4387 | 0.4992 | 410 | 4250 |  | 0.57763 | 4250 | 91.67%
11 | 25 | 3697 | 4250 | 0 | 21.4491 | 1.2226 |  | 7e-05 |  | 0.0001 | 900 | 49.92% | 0.00066477 | 0.75887 |  |  |  | 5287 | 0.39646 | 410 | 4250 |  | 0.57763 | 4250 | 0.91675
12 | 200 | 3897 | 4067.57 | 0 | 6.3623 | 0 |  | 8e-05 |  | 0.00011 | 1203 | 39.65% | 0.0006995 | 0.72592 |  |  |  | 6490 | 0.25913 | 710 | 4250 |  | 0.55479 | 4250 | 91.67%
13 | 600 | 4497 | 4250 | 0 | 0 | 1.0327 |  | 9e-05 |  | 0.00012 | 935 | 25.91% | 0.0007222 | 0.68702 |  |  |  | 7425 | 0.1524 | 710 | 4250 |  | 0.55479 | 4250 | 0.91675
14 | 900 | 5397 | 4250 | 0 | 0 | 0.13057 |  | 0.0001 |  | 797.35 | 75 | 15.24% | 1064.4628 | 0.1524 |  |  |  | 7500 | 0.14384 | 1110 | 4250 |  | 0.52055 | 4250 | 91.67%
15 | 1203 | 6600 | 3606.66 | 0 | 0 | 0 |  | 0.00011 |  | 1692.97 | 700 | 14.38% | 2192.944 | 0.14787 |  |  |  | 8200 | 0.063927 | 1110 | 4250 |  | 0.52055 | 4250 | 0.91675
16 | 25 | 6625 | 4250 | 2072.72 | 37.5092 | 3.4898 |  | 2072.72 |  | 2072.72 | 25 | 6.393% | 2405.604 | 0.13249 |  |  |  | 8225 | 0.061073 | 1610 | 4250 |  | 0.47489 | 4250 | 91.67%
17 | 100 | 6725 | 4250 | 2245.07 | 15.3717 | 3.4898 |  | 2245.07 |  | 2245.07 | 100 | 6.107% | 2497.8113 | 0.12701 |  |  |  | 8325 | 0.049658 | 1610 | 4250 |  | 0.47489 | 4250 | 0.91675
18 | 400 | 7125 | 4250 | 2274.91 | 7.5612 | 3.4898 |  | 2274.91 |  | 2274.91 | 400 | 4.966% | 2510.7917 | 0.12599 |  |  |  | 8725 | 0.0039954 | 2410 | 4250 |  | 0.41781 | 4250 | 91.67%
19 | 700 | 7825 | 4250 | 1692.97 | 9.2111 | 3.4898 |  | 1692.97 |  | 3912.05 | 25 | 0.3995% | 2568.0916 | 0.074938 |  |  |  | 8750 | 0.0011416 | 2410 | 2628.14 |  | 0.41781 | 4250 | 0.91675
20 | 935 | 8760 | 3990.95 | 0 | 5.9825 | 0 |  | 0.00012 | max cap | 5046.7 | 10 | 0.1142% | 2579.4381 | 0.058346 |  |  |  | 8760 | 0 | 3672 | 2628.14 |  | 0.32648 | 4250 | 91.67%
[12 empty] | Wgtd avg MW | 294.4564 | [6 empty] | 3672 | 4250 |  | 0.32648 | 4250.0001 | 0.91675
[11 empty] | Flow Duration Curve Calculation | [8 empty] | 3697 | 4250 |  | 0.32363 | 4250.0001 | 91.67%
[7 empty] | Total | Total |  |  |  | % year at | GWh with | Capacity | [5 empty] | 3697 | 4067.57 |  | 0.32363 | 4250.0001 | 0.91675
Total capacity factor crossover point | [5 empty] | Blocks | Flow | Capacity+ |  | Total MW in Order | hours in block | MW or higher | Increasing MW | factor |  |  |  | Cum Hours | Frac Year | 3897 | 4067.57 |  | 0.25514 | 4250.0001 | 91.67%
| point | MW | CF | GWh | Hours | 1 | 9296.7 | 9296.7 |  | 2628.14 | 1262 | 100% | 23022.5064 | 100% |  |  |  | 1262 | 0.85594 | 3897 | 4250 |  | 0.25514 | 4250.0001 | 0.91675
Before | 18 | 6524.91 | 0.64105 | 36641.3682 |  | 2 | 8162.05 | 8162.05 |  | 3606.66 | 1203 | 85.59% | 30359.4494 | 96.09% |  |  |  | 2465 | 0.71861 | 4497 | 4250 |  | 0.1524 | 4250.0001 | 79.6%
After | 19 | 8162.05 | 0.51327 |  | 35 | 3 | 5047.35 | 5047.35 |  | 3990.95 | 935 | 71.86% | 32778.5549 | 93.76% |  |  |  | 3400 | 0.61187 | 4497 | 4250 |  | 0.1524 | 5047.35 | 0.796
Target Total Capacity |  | 7883.6754 | 53.13% |  |  | 4 | 4250 | 4250 |  | 4067.57 | 200 | 61.19% | 33189.2381 | 93.14% |  |  |  | 3600 | 0.58904 | 5397 | 4250 |  | 0.14384 | 5047.35 | 69.77%
Less Baseload Capacity |  | 4250 |  |  |  | 5 | 4250 | 4250 |  | 4250 | 100 | 58.9% | 34130.5769 | 91.67% |  |  |  | 3700 | 0.57763 | 5397 | 3606.66 |  | 0.14384 | 5942.97 | 0.69772
Ruthven Criteria 1 |  | 3633.6754 |  |  |  | 6 | 4250 | 4250 |  | 4250 | 200 | 57.76% | 34130.577 | 91.67% |  |  |  | 3900 | 0.55479 | 6600 | 3606.66 |  | 0.063927 | 5942.97 | 65.97%
[6 empty] | 7 | 4250 | 4250 |  | 4250 | 300 | 55.48% | 34130.577 | 91.67% |  |  |  | 4200 | 0.52055 | 6600 | 6322.72 |  | 0.063927 | 6322.72 | 0.65965
[6 empty] | 8 | 4250 | 4250 |  | 4250 | 400 | 52.05% | 34130.5771 | 91.67% |  |  |  | 4600 | 0.47489 | 6625 | 6322.72 |  | 0.061073 | 6322.72 | 64.38%
Overload capacity factor crossover point | [5 empty] | 9 | 4250 | 4250 |  | 4250 | 500 | 47.49% | 34130.5771 | 91.67% |  |  |  | 5100 | 0.41781 | 6625 | 6495.07 |  | 0.061073 | 6495.07 | 0.64377
| point | MW | CF | GWh | Hours | 10 | 2628.14 | 2628.14 |  | 4250 | 800 | 41.78% | 34130.5771 | 91.67% |  |  |  | 5900 | 0.32648 | 6725 | 6495.07 |  | 0.049658 | 6495.07 | 64.11%
Before | 13 | 0.00012 | 0.68702 | 0.0007222 |  | 11 | 4250 | 4250.0001 |  | 4250.0001 | 25 | 32.65% | 34130.5772 | 91.67% |  |  |  | 5925 | 0.32363 | 6725 | 6524.91 |  | 0.049658 | 6524.91 | 0.64105
After | 14 | 797.35 | 0.1524 |  | 1335 | 12 | 4067.57 | 4067.57 |  | 4250.0001 | 600 | 32.36% | 34130.5772 | 91.67% |  |  |  | 6525 | 0.25514 | 7125 | 6524.91 |  | 0.0039954 | 6524.91 | 51.33%
Hadley/Ruthven Criteria 2 |  | 0.00032467 | 35% |  |  | 13 | 4250 | 4250.0001 |  | 4250.0001 | 900 | 25.51% | 34130.5772 | 91.67% |  |  |  | 7425 | 0.1524 | 7125 | 5942.97 |  | 0.0039954 | 8162.05 | 0.51327
[6 empty] | 14 | 4250 | 4250.0001 |  | 5047.35 | 75 | 15.24% | 35195.0394 | 79.6% |  |  |  | 7500 | 0.14384 | 7825 | 5942.97 |  | 0.0011416 | 8162.05 | 45.08%
Overload Capacity factor crossover point with sliding scale | [5 empty] | 15 | 3606.66 | 3606.66 |  | 5942.97 | 700 | 14.38% | 36323.5206 | 69.77% |  |  |  | 8200 | 0.063927 | 7825 | 3990.95 |  | 0.0011416 | 9296.7 | 0.45077
BAU Avg Shadow price | 14.0087 |  | Target Cap Factor |  | 0% | 16 | 6322.72 | 6322.72 |  | 6322.72 | 25 | 6.393% | 36536.1806 | 65.97% |  |  |  | 8225 | 0.061073 | 8760 | 3990.95 |  | 0 | 9296.7 | 0
| point | MW | CF | GWh | Hours | 17 | 6495.07 | 6495.07 |  | 6495.07 | 100 | 6.107% | 36628.3878 | 64.38% |  |  |  | 8325 | 0.049658
Before | 20 | 5046.7 | 0.058346 | 2579.4381 |  | 18 | 6524.91 | 6524.91 |  | 6524.91 | 400 | 4.966% | 36641.3682 | 64.11% |  |  |  | 8725 | 0.0039954
After | 21 | 0 | 0 |  | 0 | 19 | 5942.97 | 5942.97 |  | 8162.05 | 25 | 0.3995% | 36698.6681 | 51.33% |  |  |  | 8750 | 0.0011416
Pradip Chattopadhyay |  | #DIV/0! |  |  |  | 20 | 3990.95 | 3990.95 |  | 9296.7 | 10 | 0.1142% | 36710.0146 | 45.08% |  |  |  | 8760 | 0
[12 empty] | Wgtd avg MW | 4190.6409
[12 empty] | Ratio to Base Cap | 0.98603
[12 empty] | (Johnson) OL Line to give Avg CF = 75% | 1337.5212
Year | 2030 | [9 empty] | Flow Duration Curve Calculation
|  |  | Baseload | Overload | BAU Shadow | OL25 Shadow |  |  |  | Overload |  | % year at | GWh if Line at this Capacity | [6 empty] | For Block Graph |  |  | For LDC Graph
Blocks | Hours | Cum hours | Flow | Capacity | Price | Price |  | Capacity+ |  | MW in Order of Size |  | MW or higher |  | Capacity factor |  |  |  | Cum Hours | Frac Year |  | 2030 |  |  | 2030 | Cap Factor
1 | 10 | 10 | 4250 | 4483.38 | 633.039 | 2.7538 |  | 4483.38 | min Cap | 0 | 100 | 100% | 0 | 1 |  |  |  | 100 | 0.98858 | 0 | 8733.38 |  | 1 | 4250 | 100%
2 | 25 | 35 | 4250 | 3744.1 | 254.6352 | 2.7538 |  | 3744.1 |  | 1e-05 | 200 | 98.86% | 8.66e-05 | 0.98858 |  |  |  | 300 | 0.96575 | 10 | 8733.38 |  | 0.98858 | 4250 | 100%
3 | 75 | 110 | 4250 | 1408.5 | 28.0488 | 2.7538 |  | 1408.5 |  | 2e-05 | 300 | 96.58% | 0.0001712 | 0.97717 |  |  |  | 600 | 0.93151 | 10 | 7994.1 |  | 0.98858 | 4250 | 1
4 | 100 | 210 | 4250 | 0 | 7.0745 | 1.3532 |  | 0 |  | 3e-05 | 1262 | 93.15% | 0.0002528 | 0.96195 |  |  |  | 1862 | 0.78744 | 35 | 7994.1 |  | 0.96575 | 4250 | 100%
5 | 200 | 410 | 4250 | 0 | 30.862 | 0.43919 |  | 1e-05 |  | 4e-05 | 900 | 78.74% | 0.00032178 | 0.91832 |  |  |  | 2762 | 0.6847 | 35 | 5658.5 |  | 0.96575 | 4250 | 1
6 | 300 | 710 | 4250 | 0 | 9.7571 | 1.3532 |  | 2e-05 |  | 5e-05 | 1203 | 68.47% | 0.00038176 | 0.8716 |  |  |  | 3965 | 0.54737 | 110 | 5658.5 |  | 0.93151 | 4250 | 100%
7 | 400 | 1110 | 4250 | 725.39 | 1.9942 | 2.7538 |  | 725.39 |  | 320.77 | 600 | 54.74% | 1538.0923 | 0.54737 |  |  |  | 4565 | 0.47888 | 110 | 4250 |  | 0.93151 | 4250 | 1
8 | 500 | 1610 | 4250 | 907.12 | 2.1247 | 2.7538 |  | 907.12 |  | 468.17 | 800 | 47.89% | 2156.4353 | 0.52581 |  |  |  | 5365 | 0.38756 | 210 | 4250 |  | 0.78744 | 4250 | 100%
9 | 800 | 2410 | 4250 | 468.17 | 0.4748 | 2.7538 |  | 468.17 |  | 599.59 | 25 | 38.76% | 2602.6062 | 0.49551 |  |  |  | 5390 | 0.3847 | 210 | 4250 |  | 0.78744 | 4250 | 1
10 | 1262 | 3672 | 4250 | 0 | 0 | 1.3888 |  | 3e-05 |  | 725.39 | 400 | 38.47% | 3026.5522 | 0.47629 |  |  |  | 5790 | 0.33904 | 410 | 4250 |  | 0.6847 | 4250 | 100%
11 | 25 | 3697 | 4250 | 599.59 | 11.6801 | 2.7538 |  | 599.59 |  | 809.24 | 935 | 33.9% | 3275.5867 | 0.46207 |  |  |  | 6725 | 0.23231 | 410 | 4250 |  | 0.6847 | 4250 | 1
12 | 200 | 3897 | 4250 | 934.07 | 0.21366 | 2.7538 |  | 934.07 |  | 907.12 | 500 | 23.23% | 3474.7725 | 0.43728 |  |  |  | 7225 | 0.17523 | 710 | 4250 |  | 0.54737 | 4250 | 96.82%
13 | 600 | 4497 | 4250 | 320.77 | 8.7601 | 2.7538 |  | 320.77 |  | 934.07 | 200 | 17.52% | 3516.1407 | 0.42972 |  |  |  | 7425 | 0.1524 | 710 | 4975.39 |  | 0.54737 | 4570.77 | 0.96824
14 | 900 | 5397 | 4250 | 0 | 8.7601 | 1.8992 |  | 4e-05 |  | 1408.5 | 75 | 15.24% | 4149.5048 | 0.33631 |  |  |  | 7500 | 0.14384 | 1110 | 4975.39 |  | 0.47888 | 4570.77 | 95.29%
15 | 1203 | 6600 | 4250 | 0 | 0 | 0.51041 |  | 5e-05 |  | 1541.72 | 25 | 14.38% | 4317.362 | 0.31968 |  |  |  | 7525 | 0.14098 | 1110 | 5157.12 |  | 0.47888 | 4718.17 | 0.95295
16 | 25 | 6625 | 4250 | 1541.72 | 14.3152 | 2.7538 |  | 1541.72 |  | 2573.58 | 100 | 14.1% | 5591.7091 | 0.24803 |  |  |  | 7625 | 0.12957 | 1610 | 5157.12 |  | 0.38756 | 4718.17 | 93.76%
17 | 100 | 6725 | 4250 | 2573.58 | 19.3718 | 2.7538 |  | 2573.58 |  | 2629 | 700 | 12.96% | 5654.6108 | 0.24553 |  |  |  | 8325 | 0.049658 | 1610 | 4718.17 |  | 0.38756 | 4849.59 | 0.93763
18 | 400 | 7125 | 4250 | 2751.45 | 19.3718 | 2.7538 |  | 2751.45 |  | 2751.45 | 400 | 4.966% | 5707.8765 | 0.23681 |  |  |  | 8725 | 0.0039954 | 2410 | 4718.17 |  | 0.3847 | 4849.59 | 92.36%
19 | 700 | 7825 | 4250 | 2629 | 19.3718 | 2.7538 |  | 2629 |  | 3744.1 | 25 | 0.3995% | 5742.6193 | 0.17509 |  |  |  | 8750 | 0.0011416 | 2410 | 4250 |  | 0.3847 | 4975.39 | 0.92365
20 | 935 | 8760 | 4250 | 809.24 | 6.2436 | 2.7538 |  | 809.24 | max cap | 4483.38 | 10 | 0.1142% | 5750.0121 | 0.14641 |  |  |  | 8760 | 0 | 3672 | 4250 |  | 0.33904 | 4975.39 | 91.4%
[12 empty] | Wgtd avg MW | 656.3941 | [6 empty] | 3672 | 4849.59 |  | 0.33904 | 5059.24 | 0.91396
|  | Base Capacity |  | 4250 | [15 empty] | 3697 | 4849.59 |  | 0.23231 | 5059.24 | 90.1%
[7 empty] | Total | Total |  |  |  | % year at | GWh with | Capacity | [5 empty] | 3697 | 5184.07 |  | 0.23231 | 5157.12 | 0.90102
Total capacity factor crossover point | [5 empty] | Blocks | Flow | Capacity+ |  | Total MW in Order | hours in block | MW or higher | Increasing MW | factor |  |  |  | Cum Hours | Frac Year | 3897 | 5184.07 |  | 0.17523 | 5157.12 | 89.72%
| point | MW | CF | GWh | Hours | 1 | 8733.38 | 8733.38 |  | 4250 | 100 | 100% | 37230 | 100% |  |  |  | 100 | 0.98858 | 3897 | 4570.77 |  | 0.17523 | 5184.07 | 0.89725
Before | 20 | 8733.38 | 0.5618 | 42980.0121 |  | 2 | 7994.1 | 7994.1 |  | 4250 | 200 | 98.86% | 37230.0001 | 100% |  |  |  | 300 | 0.96575 | 4497 | 4570.77 |  | 0.1524 | 5184.07 | 83.48%
After | 21 | 0 | 0 |  | 0 | 3 | 5658.5 | 5658.5 |  | 4250 | 300 | 96.58% | 37230.0002 | 100% |  |  |  | 600 | 0.93151 | 4497 | 4250 |  | 0.1524 | 5658.5 | 0.8348
Target Total Capacity |  | 8733.38 | 53.13% |  |  | 4 | 4250 | 4250 |  | 4250 | 1262 | 93.15% | 37230.0003 | 100% |  |  |  | 1862 | 0.78744 | 5397 | 4250 |  | 0.14384 | 5658.5 | 81.89%
Less Baseload Capacity |  | 4250 |  |  |  | 5 | 4250 | 4250 |  | 4250 | 900 | 78.74% | 37230.0003 | 100% |  |  |  | 2762 | 0.6847 | 5397 | 4250 |  | 0.14384 | 5791.72 | 0.8189
Ruthven Criteria 1 |  | 4483.38 |  |  |  | 6 | 4250 | 4250 |  | 4250 | 1203 | 68.47% | 37230.0004 | 100% |  |  |  | 3965 | 0.54737 | 6600 | 4250 |  | 0.14098 | 5791.72 | 71.64%
[6 empty] | 7 | 4975.39 | 4975.39 |  | 4570.77 | 600 | 54.74% | 38768.0923 | 96.82% |  |  |  | 4565 | 0.47888 | 6600 | 5791.72 |  | 0.14098 | 6823.58 | 0.71639
[6 empty] | 8 | 5157.12 | 5157.12 |  | 4718.17 | 800 | 47.89% | 39386.4353 | 95.29% |  |  |  | 5365 | 0.38756 | 6625 | 5791.72 |  | 0.12957 | 6823.58 | 71.17%
Overload capacity factor crossover point | [5 empty] | 9 | 4718.17 | 4718.17 |  | 4849.59 | 25 | 38.76% | 39832.6062 | 93.76% |  |  |  | 5390 | 0.3847 | 6625 | 6823.58 |  | 0.12957 | 6879 | 0.71166
| point | MW | CF | GWh | Hours | 10 | 4250 | 4250 |  | 4975.39 | 400 | 38.47% | 40256.5522 | 92.36% |  |  |  | 5790 | 0.33904 | 6725 | 6823.58 |  | 0.049658 | 6879 | 70.01%
Before | 13 | 934.07 | 0.42972 | 3516.1407 |  | 11 | 4849.59 | 4849.59 |  | 5059.24 | 935 | 33.9% | 40505.5867 | 91.4% |  |  |  | 6725 | 0.23231 | 6725 | 7001.45 |  | 0.049658 | 7001.45 | 0.70008
After | 14 | 1408.5 | 0.33631 |  | 1335 | 12 | 5184.07 | 5184.07 |  | 5157.12 | 500 | 23.23% | 40704.7725 | 90.1% |  |  |  | 7225 | 0.17523 | 7125 | 7001.45 |  | 0.0039954 | 7001.45 | 61.36%
Hadley/Ruthven Criteria 2 |  | 1310.8939 | 35% |  |  | 13 | 4570.77 | 4570.77 |  | 5184.07 | 200 | 17.52% | 40746.1407 | 89.72% |  |  |  | 7425 | 0.1524 | 7125 | 6879 |  | 0.0039954 | 7994.1 | 0.61365
[6 empty] | 14 | 4250 | 4250 |  | 5658.5 | 75 | 15.24% | 41379.5048 | 83.48% |  |  |  | 7500 | 0.14384 | 7825 | 6879 |  | 0.0011416 | 7994.1 | 56.18%
Overload Capacity factor crossover point with sliding scale | [5 empty] | 15 | 4250 | 4250 |  | 5791.72 | 25 | 14.38% | 41547.362 | 81.89% |  |  |  | 7525 | 0.14098 | 7825 | 5059.24 |  | 0.0011416 | 8733.38 | 0.5618
BAU Avg Shadow price | 11.0824 |  | Target Cap Factor |  | 0% | 16 | 5791.72 | 5791.72 |  | 6823.58 | 100 | 14.1% | 42821.7091 | 71.64% |  |  |  | 7625 | 0.12957 | 8760 | 5059.24 |  | 0 | 8733.38 | 0
| point | MW | CF | GWh | Hours | 17 | 6823.58 | 6823.58 |  | 6879 | 700 | 12.96% | 42884.6108 | 71.17% |  |  |  | 8325 | 0.049658
Before | 20 | 4483.38 | 0.14641 | 5750.0121 |  | 18 | 7001.45 | 7001.45 |  | 7001.45 | 400 | 4.966% | 42937.8765 | 70.01% |  |  |  | 8725 | 0.0039954
After | 21 | 0 | 0 |  | 0 | 19 | 6879 | 6879 |  | 7994.1 | 25 | 0.3995% | 42972.6193 | 61.36% |  |  |  | 8750 | 0.0011416
Pradip Chattopadhyay |  | #DIV/0! |  |  |  | 20 | 5059.24 | 5059.24 |  | 8733.38 | 10 | 0.1142% | 42980.0121 | 56.18% |  |  |  | 8760 | 0
[12 empty] | Wgtd avg MW | 4906.3941
[12 empty] | Ratio to Base Cap | 1.1544
[12 empty] | (Johnson) OL Line to give Avg CF = 75% | 2291.8588
Year | 2035 | [9 empty] | Flow Duration Curve Calculation
|  |  | Baseload | Overload | BAU Shadow | OL25 Shadow |  |  |  | Overload |  | % year at | GWh if Line at this Capacity | [6 empty] | For Block Graph |  |  | For LDC Graph
Blocks | Hours | Cum hours | Flow | Capacity | Price | Price |  | Capacity+ |  | MW in Order of Size |  | MW or higher |  | Capacity factor |  |  |  | Cum Hours | Frac Year |  | 2035 |  |  | 2035 | Cap fact
1 | 10 | 10 | 4250 | 3412.35 | 628.8014 | 12.4041 |  | 3412.35 | min Cap | 0 | 100 | 100% | 0 | 1 |  |  |  | 100 | 0.98858 | 0 | 7662.35 |  | 1 | 4250 | 100%
2 | 25 | 35 | 4250 | 2914.2 | 584.9773 | 12.4041 |  | 2914.2 |  | 1e-05 | 200 | 98.86% | 8.66e-05 | 0.98858 |  |  |  | 300 | 0.96575 | 10 | 7662.35 |  | 0.98858 | 4250 | 100%
3 | 75 | 110 | 4250 | 1268.99 | 66.8044 | 12.4041 |  | 1268.99 |  | 2e-05 | 300 | 96.58% | 0.0001712 | 0.97717 |  |  |  | 600 | 0.93151 | 10 | 7164.2 |  | 0.98858 | 4250 | 1
4 | 100 | 210 | 4250 | 0 | 29.3783 | 11.6563 |  | 0 |  | 3e-05 | 400 | 93.15% | 0.0002528 | 0.96195 |  |  |  | 1000 | 0.88584 | 35 | 7164.2 |  | 0.96575 | 4250 | 100%
5 | 200 | 410 | 4250 | 0 | 35.61 | 11.6563 |  | 1e-05 |  | 4e-05 | 25 | 88.58% | 0.0003304 | 0.94292 |  |  |  | 1025 | 0.88299 | 35 | 5518.99 |  | 0.96575 | 4250 | 1
6 | 300 | 710 | 4250 | 0 | 21.093 | 11.6563 |  | 2e-05 |  | 5e-05 | 600 | 88.3% | 0.00040775 | 0.93094 |  |  |  | 1625 | 0.8145 | 110 | 5518.99 |  | 0.93151 | 4250 | 100%
7 | 400 | 1110 | 4250 | 0 | 21.093 | 8.5939 |  | 3e-05 |  | 6e-05 | 1203 | 81.45% | 0.0004791 | 0.91153 |  |  |  | 2828 | 0.67717 | 110 | 4250 |  | 0.93151 | 4250 | 1
8 | 500 | 1610 | 4250 | 870.84 | 16.4399 | 12.4041 |  | 870.84 |  | 7e-05 | 700 | 67.72% | 0.00053842 | 0.87805 |  |  |  | 3528 | 0.59726 | 210 | 4250 |  | 0.88584 | 4250 | 100%
9 | 800 | 2410 | 4250 | 1957.04 | 14.6476 | 12.4041 |  | 1957.04 |  | 8e-05 | 935 | 59.73% | 0.00059074 | 0.84295 |  |  |  | 4463 | 0.49053 | 210 | 4250 |  | 0.88584 | 4250 | 1
10 | 1262 | 3672 | 4250 | 261.97 | 0 | 12.4041 |  | 261.97 |  | 152.1 | 900 | 49.05% | 653.5739 | 0.49053 |  |  |  | 5363 | 0.38779 | 410 | 4250 |  | 0.88299 | 4250 | 100%
11 | 25 | 3697 | 4250 | 0 | 70.4128 | 8.0953 |  | 4e-05 |  | 184.45 | 25 | 38.78% | 763.4669 | 0.47251 |  |  |  | 5388 | 0.38493 | 410 | 4250 |  | 0.88299 | 4250 | 1
12 | 200 | 3897 | 4250 | 234.42 | 58.2342 | 12.4041 |  | 234.42 |  | 234.42 | 200 | 38.49% | 931.9657 | 0.45384 |  |  |  | 5588 | 0.3621 | 710 | 4250 |  | 0.8145 | 4250 | 100%
13 | 600 | 4497 | 4250 | 0 | 62.0089 | 11.7513 |  | 5e-05 |  | 242.5 | 400 | 36.21% | 957.5955 | 0.45078 |  |  |  | 5988 | 0.31644 | 710 | 4250 |  | 0.8145 | 4250.0001 | 1
14 | 900 | 5397 | 4250 | 152.1 | 62.0089 | 12.4041 |  | 152.1 |  | 261.97 | 1262 | 31.64% | 1011.5663 | 0.4408 |  |  |  | 7250 | 0.17237 | 1110 | 4250 |  | 0.67717 | 4250.0001 | 100%
15 | 1203 | 6600 | 4250 | 0 | 44.3107 | 11.4783 |  | 6e-05 |  | 673.28 | 100 | 17.24% | 1632.6444 | 0.27682 |  |  |  | 7350 | 0.16096 | 1110 | 5120.84 |  | 0.67717 | 4250.0001 | 1
16 | 25 | 6625 | 4250 | 184.45 | 74.781 | 12.4041 |  | 184.45 |  | 870.84 | 500 | 16.1% | 1911.204 | 0.25053 |  |  |  | 7850 | 0.10388 | 1610 | 5120.84 |  | 0.59726 | 4250.0001 | 100%
17 | 100 | 6725 | 4250 | 673.28 | 74.781 | 12.4041 |  | 673.28 |  | 1268.99 | 75 | 10.39% | 2273.5205 | 0.20452 |  |  |  | 7925 | 0.09532 | 1610 | 6207.04 |  | 0.59726 | 4250.0001 | 1
18 | 400 | 7125 | 4250 | 242.5 | 74.781 | 12.4041 |  | 242.5 |  | 1957.04 | 800 | 9.532% | 2848.0423 | 0.16613 |  |  |  | 8725 | 0.0039954 | 2410 | 6207.04 |  | 0.49053 | 4250.0001 | 98.24%
19 | 700 | 7825 | 4250 | 0 | 73.0005 | 11.6801 |  | 7e-05 |  | 2914.2 | 25 | 0.3995% | 2881.5429 | 0.11288 |  |  |  | 8750 | 0.0011416 | 2410 | 4511.97 |  | 0.49053 | 4402.1 | 0.9824
20 | 935 | 8760 | 4250 | 0 | 55.1124 | 11.6801 |  | 8e-05 | max cap | 3412.35 | 10 | 0.1142% | 2886.5244 | 0.096565 |  |  |  | 8760 | 0 | 3672 | 4511.97 |  | 0.38779 | 4402.1 | 97.81%
[12 empty] | Wgtd avg MW | 329.5119 | [6 empty] | 3672 | 4250 |  | 0.38779 | 4434.45 | 0.97806
[20 empty] | 3697 | 4250 |  | 0.38493 | 4434.45 | 97.14%
[7 empty] | Total | Total |  | Total MW |  | % year at | GWh with | Capacity | [5 empty] | 3697 | 4484.42 |  | 0.38493 | 4484.42 | 0.97145
Total capacity factor crossover point | [5 empty] | Blocks | Flow | Capacity+ |  | in Order | hours in block | MW or higher | Increasing MW | factor |  |  |  | Cum Hours | Frac Year | 3897 | 4484.42 |  | 0.3621 | 4484.42 | 97.04%
| point | MW | CF | GWh | Hours | 1 | 7662.35 | 7662.35 |  | 4250 | 100 | 100% | 37230 | 100% |  |  |  | 100 | 0.98858 | 3897 | 4250 |  | 0.3621 | 4492.5 | 0.97035
Before | 20 | 7662.35 | 0.59766 | 40116.5244 |  | 2 | 7164.2 | 7164.2 |  | 4250 | 200 | 98.86% | 37230.0001 | 100% |  |  |  | 300 | 0.96575 | 4497 | 4250 |  | 0.31644 | 4492.5 | 96.75%
After | 21 | 0 | 0 |  | 0 | 3 | 5518.99 | 5518.99 |  | 4250 | 300 | 96.58% | 37230.0002 | 100% |  |  |  | 600 | 0.93151 | 4497 | 4402.1 |  | 0.31644 | 4511.97 | 0.96753
Target Total Capacity |  | 7662.35 | 53.13% |  |  | 4 | 4250 | 4250 |  | 4250 | 400 | 93.15% | 37230.0003 | 100% |  |  |  | 1000 | 0.88584 | 5397 | 4402.1 |  | 0.17237 | 4511.97 | 90.11%
Less Baseload Capacity |  | 4250 |  |  |  | 5 | 4250 | 4250 |  | 4250 | 25 | 88.58% | 37230.0003 | 100% |  |  |  | 1025 | 0.88299 | 5397 | 4250 |  | 0.17237 | 4923.28 | 0.9011
Ruthven Criteria 1 |  | 3412.35 |  |  |  | 6 | 4250 | 4250 |  | 4250 | 600 | 88.3% | 37230.0004 | 100% |  |  |  | 1625 | 0.8145 | 6600 | 4250 |  | 0.16096 | 4923.28 | 87.25%
[6 empty] | 7 | 4250 | 4250 |  | 4250.0001 | 1203 | 81.45% | 37230.0005 | 100% |  |  |  | 2828 | 0.67717 | 6600 | 4434.45 |  | 0.16096 | 5120.84 | 0.87255
[6 empty] | 8 | 5120.84 | 5120.84 |  | 4250.0001 | 700 | 67.72% | 37230.0005 | 100% |  |  |  | 3528 | 0.59726 | 6625 | 4434.45 |  | 0.10388 | 5120.84 | 81.71%
Overload capacity factor crossover point | [5 empty] | 9 | 6207.04 | 6207.04 |  | 4250.0001 | 935 | 59.73% | 37230.0006 | 100% |  |  |  | 4463 | 0.49053 | 6625 | 4923.28 |  | 0.10388 | 5518.99 | 0.81709
| point | MW | CF | GWh | Hours | 10 | 4511.97 | 4511.97 |  | 4402.1 | 900 | 49.05% | 37883.5739 | 98.24% |  |  |  | 5363 | 0.38779 | 6725 | 4923.28 |  | 0.09532 | 5518.99 | 73.71%
Before | 14 | 261.97 | 0.4408 | 1011.5663 |  | 11 | 4250 | 4250 |  | 4434.45 | 25 | 38.78% | 37993.4669 | 97.81% |  |  |  | 5388 | 0.38493 | 6725 | 4492.5 |  | 0.09532 | 6207.04 | 0.73709
After | 15 | 673.28 | 0.27682 |  | 1510 | 12 | 4484.42 | 4484.42 |  | 4484.42 | 200 | 38.49% | 38161.9657 | 97.14% |  |  |  | 5588 | 0.3621 | 7125 | 4492.5 |  | 0.0039954 | 6207.04 | 63.91%
Hadley/Ruthven Criteria 2 |  | 395.8815 | 35% |  |  | 13 | 4250 | 4250 |  | 4492.5 | 400 | 36.21% | 38187.5955 | 97.04% |  |  |  | 5988 | 0.31644 | 7125 | 4250 |  | 0.0039954 | 7164.2 | 0.63914
[6 empty] | 14 | 4402.1 | 4402.1 |  | 4511.97 | 1262 | 31.64% | 38241.5663 | 96.75% |  |  |  | 7250 | 0.17237 | 7825 | 4250 |  | 0.0011416 | 7164.2 | 59.77%
Overload Capacity factor crossover point with sliding scale | [5 empty] | 15 | 4250 | 4250.0001 |  | 4923.28 | 100 | 17.24% | 38862.6444 | 90.11% |  |  |  | 7350 | 0.16096 | 7825 | 4250 |  | 0.0011416 | 7662.35 | 0.59766
BAU Avg Shadow price | 49.6536 |  | Target Cap Factor |  | 0% | 16 | 4434.45 | 4434.45 |  | 5120.84 | 500 | 16.1% | 39141.204 | 87.25% |  |  |  | 7850 | 0.10388 | 8760 | 4250 |  | 0 | 7662.35 | 0
| point | MW | CF | GWh | Hours | 17 | 4923.28 | 4923.28 |  | 5518.99 | 75 | 10.39% | 39503.5205 | 81.71% |  |  |  | 7925 | 0.09532
Before | 20 | 3412.35 | 0.096565 | 2886.5244 |  | 18 | 4492.5 | 4492.5 |  | 6207.04 | 800 | 9.532% | 40078.0423 | 73.71% |  |  |  | 8725 | 0.0039954
After | 21 | 0 | 0 |  | 0 | 19 | 4250 | 4250.0001 |  | 7164.2 | 25 | 0.3995% | 40111.5429 | 63.91% |  |  |  | 8750 | 0.0011416
Pradip Chattopadhyay |  | #DIV/0! |  |  |  | 20 | 4250 | 4250.0001 |  | 7662.35 | 10 | 0.1142% | 40116.5244 | 59.77% |  |  |  | 8760 | 0
[12 empty] | Wgtd avg MW | 4579.5119
[12 empty] | Ratio to Base Cap | 1.0775
[12 empty] | (Johnson) OL Line to give Avg CF = 75% | 1856.0159
Year | All Years | [8 empty] | Flow Duration Curve Calculation
|  |  | Baseload | Overload | Total | BAU Shadow | OL25 Shadow | Total | Total | Hours |  | % year at | GWh with | Capacity |  | Overload | Overload MW | Hours |  | GWh in | Capacity |  | For Flow Duration Graph
Blocks | Hours | Cum hours | Flow | Capacity | Capacity | Price | Price | Capacity+ | MW in Order of Size | in Block | Cum Hours | MW or higher | Increasing MW | Factor |  | Capacity+ | by Size | in block | Cum Hours | Increasing MW | Factor |  | Frac Year |  | All Years
1 | 10 | 10 | 4250 | 3210.22 | 7460.22 | 298.032 | 1.6262 | 7460.22 | 2137.48 | 1262 | 1262 | 100% | 74897.2992 | 100% |  | 3210.22 | 0 | 75 | 75 | 0 | 100% |  | 0.96398 | 1 | 2137.48 | 2980.3196 | 10
2 | 25 | 35 | 4250 | 2204.55 | 6454.55 | 92.8115 | 1.6262 | 6454.55 | 2584.45 | 1203 | 2465 | 96.4% | 89995.0519 | 99.38% |  | 2204.55 | 1e-05 | 300 | 375 | 0.00034965 | 99.79% |  | 0.92965 | 0.96398 | 2137.48 | 2320.2883 | 25
3 | 75 | 110 | 4250 | 0 | 4250 | 12.0243 | 1.3057 | 4250 | 2628.14 | 1262 | 3727 | 92.97% | 91418.2536 | 99.27% |  | 0 | 2e-05 | 400 | 775 | 0.0006963 | 99.36% |  | 0.89364 | 0.96398 | 2584.45 | 901.8233 | 75
4 | 100 | 210 | 4250 | 106.67 | 4356.67 | 19.0632 | 1.6262 | 4356.67 | 3606.66 | 1203 | 4930 | 89.36% | 122058.6504 | 96.58% |  | 106.67 | 3e-05 | 500 | 1275 | 0.001039 | 98.83% |  | 0.8593 | 0.92965 | 2584.45 | 1906.322 | 100
5 | 200 | 410 | 4250 | 463.29 | 4713.29 | 23.2415 | 1.6262 | 4713.29 | 3809.47 | 600 | 5530 | 85.93% | 128165.2595 | 96.02% |  | 463.29 | 4e-05 | 800 | 2075 | 0.0013766 | 98.22% |  | 0.84218 | 0.92965 | 2628.14 | 4648.292 | 200
6 | 300 | 710 | 4250 | 0 | 4250 | 20.725 | 1.0208 | 4250 | 3990.95 | 935 | 6465 | 84.22% | 133520.7343 | 95.48% |  | 1e-05 | 5e-05 | 1262 | 3337 | 0.0017062 | 97.39% |  | 0.8155 | 0.89364 | 2628.14 | 6217.506 | 300
7 | 400 | 1110 | 4250 | 0 | 4250 | 1.7568 | 1.0208 | 4250 | 4067.57 | 200 | 6665 | 81.55% | 135710.1508 | 95.22% |  | 2e-05 | 6e-05 | 25 | 3362 | 0.0020233 | 96.24% |  | 0.80979 | 0.89364 | 3606.66 | 702.704 | 400
8 | 500 | 1610 | 4086.2 | 0 | 4086.2 | 1.5906 | 0 | 4086.2 | 4086.2 | 500 | 7165 | 80.98% | 136238.777 | 95.15% |  | 3e-05 | 7e-05 | 200 | 3562 | 0.0023401 | 95.4% |  | 0.79552 | 0.8593 | 3606.66 | 795.29 | 500
9 | 800 | 2410 | 4151.94 | 0 | 4151.94 | 0 | 0 | 4151.94 | 4151.94 | 800 | 7965 | 79.55% | 138071.2795 | 94.9% |  | 4e-05 | 8e-05 | 600 | 4162 | 0.0026548 | 94.71% |  | 0.77269 | 0.8593 | 3809.47 | 0
10 | 1262 | 3672 | 2137.48 | 0 | 2137.48 | 0 | 0 | 2137.48 | 4250 | 75 | 8040 | 77.27% | 140726.254 | 94.5% |  | 5e-05 | 9e-05 | 900 | 5062 | 0.0029636 | 93.98% |  | 0.77055 | 0.84218 | 3809.47 | 0
11 | 25 | 3697 | 4250 | 0 | 4250 | 23.7163 | 1.0327 | 4250 | 4250 | 300 | 8340 | 77.05% | 140726.2543 | 94.5% |  | 6e-05 | 0.0001 | 1203 | 6265 | 0.0032634 | 93.13% |  | 0.76199 | 0.84218 | 3990.95 | 592.9065 | 25
12 | 200 | 3897 | 4250 | 0 | 4250 | 2.4333 | 0.8309 | 4250 | 4250 | 400 | 8740 | 76.2% | 140726.2546 | 94.5% |  | 7e-05 | 0.00011 | 25 | 6290 | 0.0035511 | 92.13% |  | 0.75057 | 0.8155 | 3990.95 | 486.67 | 200
13 | 600 | 4497 | 3809.47 | 0 | 3809.47 | 2.7064 | 0 | 3809.47 | 4250 | 25 | 8765 | 75.06% | 140726.2548 | 94.5% |  | 8e-05 | 0.00012 | 100 | 6390 | 0.0038387 | 91.29% |  | 0.74986 | 0.8155 | 4067.57 | 1623.816 | 600
14 | 900 | 5397 | 4250 | 0 | 4250 | 0.96147 | 0.8309 | 4250 | 4250 | 200 | 8965 | 74.99% | 140726.2551 | 94.5% |  | 9e-05 | 0.00013 | 200 | 6590 | 0.0041251 | 90.56% |  | 0.74415 | 0.80979 | 4067.57 | 865.323 | 900
15 | 1203 | 6600 | 2584.45 | 0 | 2584.45 | 0 | 0 | 2584.45 | 4250 | 900 | 9865 | 74.41% | 140726.2553 | 94.5% |  | 0.0001 | 0.00014 | 300 | 6890 | 0.0044096 | 89.89% |  | 0.71846 | 0.80979 | 4086.2 | 0
16 | 25 | 6625 | 4250 | 0 | 4250 | 26.6244 | 1.3413 | 4250.0001 | 4250.0001 | 25 | 9890 | 71.85% | 140726.2556 | 94.5% |  | 0.00011 | 0.00015 | 400 | 7290 | 0.0046912 | 89.25% |  | 0.71775 | 0.79552 | 4086.2 | 665.6103 | 25
17 | 100 | 6725 | 4250 | 1377.68 | 5627.68 | 11.5732 | 1.6262 | 5627.68 | 4250.0001 | 100 | 9990 | 71.78% | 140726.2558 | 94.5% |  | 1377.68 | 0.00016 | 500 | 7790 | 0.0049687 | 88.62% |  | 0.7149 | 0.79552 | 4151.94 | 1157.325 | 100
18 | 400 | 7125 | 4250 | 2702.42 | 6952.42 | 6.0774 | 1.6262 | 6952.42 | 4250.0001 | 200 | 10190 | 71.49% | 140726.2561 | 94.5% |  | 2702.42 | 0.00017 | 800 | 8590 | 0.0052411 | 87.99% |  | 0.70919 | 0.77269 | 4151.94 | 2430.976 | 400
19 | 700 | 7825 | 4250 | 2872.14 | 7122.14 | 6.0774 | 1.6262 | 7122.14 | 4250.0001 | 300 | 10490 | 70.92% | 140726.2563 | 94.5% |  | 2872.14 | 0.00018 | 1262 | 9852 | 0.0055056 | 87.29% |  | 0.70063 | 0.77269 | 4250 | 4254.208 | 700 | 2020
20 | 935 | 8760 | 4250 | 855.49 | 5105.49 | 3.7628 | 1.6262 | 5105.49 | 4250.0001 | 400 | 10890 | 70.06% | 140726.2566 | 94.5% |  | 855.49 | 0.00019 | 25 | 9877 | 0.0057575 | 86.48% |  | 0.68921 | 0.77055 | 4250 | 3518.2087 | 935 | 6.5637
21 | 10 | 8770 | 4250 | 5046.7 | 9296.7 | 652.3515 | 3.4898 | 9296.7 | 4250.0001 | 500 | 11390 | 68.92% | 140726.2568 | 94.5% |  | 5046.7 | 0.0002 | 200 | 10077 | 0.0060092 | 85.75% |  | 0.67494 | 0.77055 | 4250 | 6523.5146 | 10
22 | 25 | 8795 | 4250 | 3912.05 | 8162.05 | 569.214 | 3.4898 | 8162.05 | 4250.0001 | 800 | 12190 | 67.49% | 140726.2571 | 94.5% |  | 3912.05 | 0.00021 | 600 | 10677 | 0.0062588 | 85.06% |  | 0.65211 | 0.76199 | 4250 | 14230.3495 | 25
23 | 75 | 8870 | 4250 | 797.35 | 5047.35 | 15.8702 | 3.4898 | 5047.35 | 4250.0001 | 25 | 12215 | 65.21% | 140726.2573 | 94.5% |  | 797.35 | 0.00022 | 900 | 11577 | 0.0065024 | 84.35% |  | 0.6514 | 0.76199 | 4250 | 1190.2642 | 75
24 | 100 | 8970 | 4250 | 0 | 4250 | 4.1189 | 1.9229 | 4250.0001 | 4250.0001 | 600 | 12815 | 65.14% | 140726.2575 | 94.5% |  | 0.00012 | 0.00023 | 1203 | 12780 | 0.006737 | 83.59% |  | 0.63428 | 0.75057 | 4250 | 411.889 | 100
25 | 200 | 9170 | 4250 | 0 | 4250 | 6.0893 | 1.9111 | 4250.0001 | 4250.0001 | 900 | 13715 | 63.43% | 140726.2577 | 94.5% |  | 0.00013 | 0.00024 | 935 | 13715 | 0.0069597 | 82.76% |  | 0.60859 | 0.75057 | 4250 | 1217.862 | 200
26 | 300 | 9470 | 4250 | 0 | 4250 | 22.1376 | 1.9229 | 4250.0001 | 4250.0002 | 100 | 13815 | 60.86% | 140726.258 | 94.5% |  | 0.00014 | 0.00025 | 100 | 13815 | 0.0071729 | 81.88% |  | 0.60574 | 0.74986 | 4250 | 6641.265 | 300
27 | 400 | 9870 | 4250 | 0 | 4250 | 14.6357 | 0.41545 | 4250.0001 | 4250.0002 | 200 | 14015 | 60.57% | 140726.2582 | 94.5% |  | 0.00015 | 0.00026 | 200 | 14015 | 0.0073852 | 81.06% |  | 0.60003 | 0.74986 | 4250 | 5854.284 | 400
28 | 500 | 10370 | 4250 | 0 | 4250 | 1.092 | 1.4363 | 4250.0001 | 4250.0002 | 300 | 14315 | 60% | 140726.2584 | 94.5% |  | 0.00016 | 0.00027 | 300 | 14315 | 0.0075954 | 80.28% |  | 0.59147 | 0.74415 | 4250 | 546.02 | 500
29 | 800 | 11170 | 4250 | 0 | 4250 | 0 | 0.27301 | 4250.0001 | 4250.0002 | 1262 | 15577 | 59.15% | 140726.2586 | 94.5% |  | 0.00017 | 0.00028 | 1262 | 15577 | 0.0078026 | 79.53% |  | 0.55545 | 0.74415 | 4250 | 0
30 | 1262 | 12432 | 2628.14 | 0 | 2628.14 | 0 | 0 | 2628.14 | 4250.0002 | 900 | 16477 | 55.55% | 140726.2588 | 94.5% |  | 0.00018 | 0.00029 | 900 | 16477 | 0.0079973 | 78.7% |  | 0.52977 | 0.71846 | 4250 | 0
31 | 25 | 12457 | 4250 | 0 | 4250 | 21.4491 | 1.2226 | 4250.0001 | 4250.0002 | 1203 | 17680 | 52.98% | 140726.259 | 94.5% |  | 0.00019 | 0.0003 | 1203 | 17680 | 0.0081829 | 77.84% |  | 0.49543 | 0.71846 | 4250.0001 | 536.2273 | 25
32 | 200 | 12657 | 4067.57 | 0 | 4067.57 | 6.3623 | 0 | 4067.57 | 4250.0002 | 100 | 17780 | 49.54% | 140726.2591 | 94.5% |  | 0.0002 | 0.00031 | 100 | 17780 | 0.0083565 | 76.93% |  | 0.49258 | 0.71775 | 4250.0001 | 1272.464 | 200
33 | 600 | 13257 | 4250 | 0 | 4250 | 0 | 1.0327 | 4250.0001 | 4250.0002 | 200 | 17980 | 49.26% | 140726.2593 | 94.5% |  | 0.00021 | 0.00032 | 200 | 17980 | 0.0085291 | 76.07% |  | 0.48687 | 0.71775 | 4250.0001 | 0
34 | 900 | 14157 | 4250 | 0 | 4250 | 0 | 0.13057 | 4250.0001 | 4250.0002 | 300 | 18280 | 48.69% | 140726.2595 | 94.5% |  | 0.00022 | 0.00033 | 300 | 18280 | 0.0086997 | 75.24% |  | 0.47831 | 0.7149 | 4250.0001 | 0
35 | 1203 | 15360 | 3606.66 | 0 | 3606.66 | 0 | 0 | 3606.66 | 4250.0003 | 400 | 18680 | 47.83% | 140726.2597 | 94.5% |  | 0.00023 | 0.00034 | 400 | 18680 | 0.0088673 | 74.43% |  | 0.46689 | 0.7149 | 4250.0001 | 0
36 | 25 | 15385 | 4250 | 2072.72 | 6322.72 | 37.5092 | 3.4898 | 6322.72 | 4250.0003 | 25 | 18705 | 46.69% | 140726.2598 | 94.5% |  | 2072.72 | 0.00035 | 25 | 18705 | 0.0090309 | 73.64% |  | 0.46618 | 0.70919 | 4250.0001 | 937.73 | 25
37 | 100 | 15485 | 4250 | 2245.07 | 6495.07 | 15.3717 | 3.4898 | 6495.07 | 4250.0003 | 600 | 19305 | 46.62% | 140726.26 | 94.5% |  | 2245.07 | 0.00036 | 600 | 19305 | 0.0091943 | 72.89% |  | 0.44906 | 0.70919 | 4250.0001 | 1537.165 | 100
38 | 400 | 15885 | 4250 | 2274.91 | 6524.91 | 7.5612 | 3.4898 | 6524.91 | 4250.0003 | 1203 | 20508 | 44.91% | 140726.2601 | 94.5% |  | 2274.91 | 0.00037 | 1203 | 20508 | 0.0093516 | 72.13% |  | 0.41473 | 0.70063 | 4250.0001 | 3024.476 | 400
39 | 700 | 16585 | 4250 | 1692.97 | 5942.97 | 9.2111 | 3.4898 | 5942.97 | 4250.0003 | 700 | 21208 | 41.47% | 140726.2603 | 94.5% |  | 1692.97 | 0.00038 | 700 | 21208 | 0.0094969 | 71.32% |  | 0.39475 | 0.70063 | 4250.0001 | 6447.784 | 700 | 2025
40 | 935 | 17520 | 3990.95 | 0 | 3990.95 | 5.9825 | 0 | 3990.95 | 4250.0003 | 935 | 22143 | 39.47% | 140726.2604 | 94.5% |  | 0.00024 | 0.00039 | 935 | 22143 | 0.0096353 | 70.51% |  | 0.36807 | 0.68921 | 4250.0001 | 5593.6188 | 935 | 14.0087
41 | 10 | 17530 | 4250 | 4483.38 | 8733.38 | 633.039 | 2.7538 | 8733.38 | 4356.67 | 100 | 22243 | 36.81% | 142101.9795 | 93.09% |  | 4483.38 | 106.67 | 100 | 22243 | 1375.7276 | 36.81% |  | 0.36521 | 0.68921 | 4250.0001 | 6330.3897 | 10
42 | 25 | 17555 | 4250 | 3744.1 | 7994.1 | 254.6352 | 2.7538 | 7994.1 | 4402.1 | 900 | 23143 | 36.52% | 142683.3473 | 92.5% |  | 3744.1 | 152.1 | 900 | 23143 | 1957.0953 | 36.72% |  | 0.33953 | 0.67494 | 4250.0001 | 6365.881 | 25
43 | 75 | 17630 | 4250 | 1408.5 | 5658.5 | 28.0488 | 2.7538 | 5658.5 | 4434.45 | 25 | 23168 | 33.95% | 143068.2152 | 92.07% |  | 1408.5 | 184.45 | 25 | 23168 | 2341.9633 | 36.24% |  | 0.33881 | 0.67494 | 4250.0001 | 2103.6608 | 75
44 | 100 | 17730 | 4250 | 0 | 4250 | 7.0745 | 1.3532 | 4250.0002 | 4484.42 | 200 | 23368 | 33.88% | 143661.459 | 91.43% |  | 0.00025 | 234.42 | 200 | 23368 | 2935.2071 | 35.73% |  | 0.33311 | 0.65211 | 4250.0001 | 707.452 | 100
45 | 200 | 17930 | 4250 | 0 | 4250 | 30.862 | 0.43919 | 4250.0002 | 4492.5 | 400 | 23768 | 33.31% | 143755.7688 | 91.32% |  | 0.00026 | 242.5 | 400 | 23768 | 3029.5169 | 35.65% |  | 0.32169 | 0.65211 | 4250.0001 | 6172.4 | 200
46 | 300 | 18230 | 4250 | 0 | 4250 | 9.7571 | 1.3532 | 4250.0002 | 4511.97 | 1262 | 25030 | 32.17% | 143975.2346 | 91.07% |  | 0.00027 | 261.97 | 1262 | 25030 | 3248.9827 | 35.39% |  | 0.28567 | 0.6514 | 4250.0001 | 2927.142 | 300
47 | 400 | 18630 | 4250 | 725.39 | 4975.39 | 1.9942 | 2.7538 | 4975.39 | 4570.77 | 600 | 25630 | 28.57% | 144563.8226 | 90.26% |  | 725.39 | 320.77 | 600 | 25630 | 3837.5707 | 34.14% |  | 0.26855 | 0.6514 | 4250.0001 | 797.664 | 400
48 | 500 | 19130 | 4250 | 907.12 | 5157.12 | 2.1247 | 2.7538 | 5157.12 | 4713.29 | 200 | 25830 | 26.86% | 145904.9358 | 88.34% |  | 907.12 | 463.29 | 200 | 25830 | 5178.6839 | 31.9% |  | 0.26284 | 0.63428 | 4250.0001 | 1062.365 | 500
49 | 800 | 19930 | 4250 | 468.17 | 4718.17 | 0.4748 | 2.7538 | 4718.17 | 4718.17 | 800 | 26630 | 26.28% | 145949.8806 | 88.28% |  | 468.17 | 468.17 | 800 | 26630 | 5223.6287 | 31.84% |  | 0.24001 | 0.63428 | 4250.0001 | 379.84 | 800
50 | 1262 | 21192 | 4250 | 0 | 4250 | 0 | 1.3888 | 4250.0002 | 4849.59 | 25 | 26655 | 24% | 147055.1228 | 86.54% |  | 0.00028 | 599.59 | 25 | 26655 | 6328.8709 | 30.12% |  | 0.2393 | 0.60859 | 4250.0001 | 0
51 | 25 | 21217 | 4250 | 599.59 | 4849.59 | 11.6801 | 2.7538 | 4849.59 | 4923.28 | 100 | 26755 | 23.93% | 147673.0135 | 85.6% |  | 599.59 | 673.28 | 100 | 26755 | 6946.7615 | 29.45% |  | 0.23644 | 0.60859 | 4250.0002 | 292.002 | 25
52 | 200 | 21417 | 4250 | 934.07 | 5184.07 | 0.21366 | 2.7538 | 5184.07 | 4975.39 | 400 | 27155 | 23.64% | 148104.7448 | 84.95% |  | 934.07 | 725.39 | 400 | 27155 | 7378.4929 | 29.03% |  | 0.22503 | 0.60574 | 4250.0002 | 42.732 | 200
53 | 600 | 22017 | 4250 | 320.77 | 4570.77 | 8.7601 | 2.7538 | 4570.77 | 5047.35 | 75 | 27230 | 22.5% | 148672.1494 | 84.06% |  | 320.77 | 797.35 | 75 | 27230 | 7945.8975 | 28.44% |  | 0.22289 | 0.60574 | 4250.0002 | 5256.036 | 600
54 | 900 | 22917 | 4250 | 0 | 4250 | 8.7601 | 1.8992 | 4250.0002 | 5059.24 | 935 | 28165 | 22.29% | 148765.0103 | 83.92% |  | 0.00029 | 809.24 | 935 | 28165 | 8038.7584 | 28.35% |  | 0.1962 | 0.60003 | 4250.0002 | 7884.054 | 900
55 | 1203 | 24120 | 4250 | 0 | 4250 | 0 | 0.51041 | 4250.0002 | 5105.49 | 935 | 29100 | 19.62% | 149082.9791 | 83.33% |  | 0.0003 | 855.49 | 935 | 29100 | 8356.7271 | 27.88% |  | 0.16952 | 0.60003 | 4250.0002 | 0
56 | 25 | 24145 | 4250 | 1541.72 | 5791.72 | 14.3152 | 2.7538 | 5791.72 | 5120.84 | 500 | 29600 | 16.95% | 149174.1581 | 83.14% |  | 1541.72 | 870.84 | 500 | 29600 | 8447.9061 | 27.69% |  | 0.15525 | 0.59147 | 4250.0002 | 357.8805 | 25
57 | 100 | 24245 | 4250 | 2573.58 | 6823.58 | 19.3718 | 2.7538 | 6823.58 | 5157.12 | 500 | 30100 | 15.53% | 149371.5213 | 82.66% |  | 2573.58 | 907.12 | 500 | 30100 | 8645.2693 | 27.2% |  | 0.14098 | 0.59147 | 4250.0002 | 1937.184 | 100
58 | 400 | 24645 | 4250 | 2751.45 | 7001.45 | 19.3718 | 2.7538 | 7001.45 | 5184.07 | 200 | 30300 | 14.1% | 149504.6543 | 82.3% |  | 2751.45 | 934.07 | 200 | 30300 | 8778.4023 | 26.82% |  | 0.13527 | 0.55545 | 4250.0002 | 7748.736 | 400
59 | 700 | 25345 | 4250 | 2629 | 6879 | 19.3718 | 2.7538 | 6879 | 5518.99 | 75 | 30375 | 13.53% | 151092.1751 | 78.13% |  | 2629 | 1268.99 | 75 | 30375 | 10365.9231 | 23.31% |  | 0.13313 | 0.55545 | 4250.0002 | 13560.288 | 700 | 2030
60 | 935 | 26280 | 4250 | 809.24 | 5059.24 | 6.2436 | 2.7538 | 5059.24 | 5627.68 | 100 | 30475 | 13.31% | 151599.2139 | 76.88% |  | 809.24 | 1377.68 | 100 | 30475 | 10872.962 | 22.52% |  | 0.13028 | 0.52977 | 4250.0002 | 5837.7847 | 935 | 11.0824
61 | 10 | 26290 | 4250 | 3412.35 | 7662.35 | 628.8014 | 12.4041 | 7662.35 | 5658.5 | 75 | 30550 | 13.03% | 151739.9072 | 76.53% |  | 3412.35 | 1408.5 | 75 | 30550 | 11013.6553 | 22.32% |  | 0.12814 | 0.52977 | 4250.0002 | 6288.0138 | 10
62 | 25 | 26315 | 4250 | 2914.2 | 7164.2 | 584.9773 | 12.4041 | 7164.2 | 5791.72 | 25 | 30575 | 12.81% | 152338.065 | 75.06% |  | 2914.2 | 1541.72 | 25 | 30575 | 11611.8131 | 21.49% |  | 0.12743 | 0.49543 | 4250.0002 | 14624.4335 | 25
63 | 75 | 26390 | 4250 | 1268.99 | 5518.99 | 66.8044 | 12.4041 | 5518.99 | 5942.97 | 700 | 31275 | 12.74% | 153013.3963 | 73.48% |  | 1268.99 | 1692.97 | 700 | 31275 | 12287.1443 | 20.71% |  | 0.10745 | 0.49543 | 4250.0002 | 5010.327 | 75
64 | 100 | 26490 | 4250 | 0 | 4250 | 29.3783 | 11.6563 | 4250.0002 | 6207.04 | 800 | 32075 | 10.74% | 154007.6198 | 70.81% |  | 0.00031 | 1957.04 | 800 | 32075 | 13281.3679 | 19.37% |  | 0.084618 | 0.49258 | 4250.0002 | 2937.825 | 100
65 | 200 | 26690 | 4250 | 0 | 4250 | 35.61 | 11.6563 | 4250.0002 | 6322.72 | 25 | 32100 | 8.462% | 154350.611 | 69.67% |  | 0.00032 | 2072.72 | 25 | 32100 | 13624.3591 | 18.76% |  | 0.083904 | 0.49258 | 4250.0002 | 7122 | 200
66 | 300 | 26990 | 4250 | 0 | 4250 | 21.093 | 11.6563 | 4250.0002 | 6454.55 | 25 | 32125 | 8.39% | 154738.1912 | 68.42% |  | 0.00033 | 2204.55 | 25 | 32125 | 14011.9393 | 18.14% |  | 0.083191 | 0.48687 | 4250.0002 | 6327.897 | 300
67 | 400 | 27390 | 4250 | 0 | 4250 | 21.093 | 8.5939 | 4250.0003 | 6495.07 | 100 | 32225 | 8.319% | 154856.307 | 68.04% |  | 0.00034 | 2245.07 | 100 | 32225 | 14130.0551 | 17.96% |  | 0.080337 | 0.48687 | 4250.0002 | 8437.196 | 400
68 | 500 | 27890 | 4250 | 870.84 | 5120.84 | 16.4399 | 12.4041 | 5120.84 | 6524.91 | 400 | 32625 | 8.034% | 154940.3066 | 67.77% |  | 870.84 | 2274.91 | 400 | 32625 | 14214.0547 | 17.83% |  | 0.068921 | 0.47831 | 4250.0002 | 8219.975 | 500
69 | 800 | 28690 | 4250 | 1957.04 | 6207.04 | 14.6476 | 12.4041 | 6207.04 | 6823.58 | 100 | 32725 | 6.892% | 155661.5947 | 65.1% |  | 1957.04 | 2573.58 | 100 | 32725 | 14935.3427 | 16.56% |  | 0.066067 | 0.47831 | 4250.0003 | 11718.064 | 800
70 | 1262 | 29952 | 4250 | 261.97 | 4511.97 | 0 | 12.4041 | 4511.97 | 6879 | 700 | 33425 | 6.607% | 155789.892 | 64.63% |  | 261.97 | 2629 | 700 | 33425 | 15063.64 | 16.35% |  | 0.04609 | 0.46689 | 4250.0003 | 0
71 | 25 | 29977 | 4250 | 0 | 4250 | 70.4128 | 8.0953 | 4250.0003 | 6952.42 | 400 | 33825 | 4.609% | 155908.4653 | 64% |  | 0.00035 | 2702.42 | 400 | 33825 | 15182.2133 | 16.03% |  | 0.034675 | 0.46689 | 4250.0003 | 1760.321 | 25
72 | 200 | 30177 | 4250 | 234.42 | 4484.42 | 58.2342 | 12.4041 | 4484.42 | 7001.45 | 400 | 34225 | 3.467% | 155968.0367 | 63.57% |  | 234.42 | 2751.45 | 400 | 34225 | 15241.7848 | 15.81% |  | 0.023259 | 0.46618 | 4250.0003 | 11646.844 | 200
73 | 600 | 30777 | 4250 | 0 | 4250 | 62.0089 | 11.7513 | 4250.0003 | 7122.14 | 700 | 34925 | 2.326% | 156066.3991 | 62.54% |  | 0.00036 | 2872.14 | 700 | 34925 | 15340.1471 | 15.24% |  | 0.003282 | 0.46618 | 4250.0003 | 37205.328 | 600
74 | 900 | 31677 | 4250 | 152.1 | 4402.1 | 62.0089 | 12.4041 | 4402.1 | 7164.2 | 25 | 34950 | 0.3282% | 156071.236 | 62.17% |  | 152.1 | 2914.2 | 25 | 34950 | 15344.984 | 15.03% |  | 0.0025685 | 0.44906 | 4250.0003 | 55807.992 | 900
75 | 1203 | 32880 | 4250 | 0 | 4250 | 44.3107 | 11.4783 | 4250.0003 | 7460.22 | 10 | 34960 | 0.2568% | 156097.8778 | 59.71% |  | 0.00037 | 3210.22 | 10 | 34960 | 15371.6258 | 13.67% |  | 0.0022831 | 0.44906 | 4250.0003 | 53305.7841 | 1203
76 | 25 | 32905 | 4250 | 184.45 | 4434.45 | 74.781 | 12.4041 | 4434.45 | 7662.35 | 10 | 34970 | 0.2283% | 156114.0482 | 58.15% |  | 184.45 | 3412.35 | 10 | 34970 | 15387.7962 | 12.87% |  | 0.0019977 | 0.41473 | 4250.0003 | 1869.525 | 25
77 | 100 | 33005 | 4250 | 673.28 | 4923.28 | 74.781 | 12.4041 | 4923.28 | 7994.1 | 25 | 34995 | 0.1998% | 156137.2707 | 55.74% |  | 673.28 | 3744.1 | 25 | 34995 | 15411.0187 | 11.75% |  | 0.0012842 | 0.41473 | 4250.0003 | 7478.1 | 100
78 | 400 | 33405 | 4250 | 242.5 | 4492.5 | 74.781 | 12.4041 | 4492.5 | 8162.05 | 25 | 35020 | 0.1284% | 156144.8284 | 54.6% |  | 242.5 | 3912.05 | 25 | 35020 | 15418.5765 | 11.25% |  | 0.00057078 | 0.39475 | 4250.0003 | 29912.4 | 400
79 | 700 | 34105 | 4250 | 0 | 4250 | 73.0005 | 11.6801 | 4250.0003 | 8733.38 | 10 | 35030 | 0.05708% | 156156.255 | 51.03% |  | 0.00038 | 4483.38 | 10 | 35030 | 15430.0031 | 9.822% |  | 0.00028539 | 0.39475 | 4250.0003 | 51100.35 | 700 | 2035
80 | 935 | 35040 | 4250 | 0 | 4250 | 55.1124 | 11.6801 | 4250.0003 | 9296.7 | 10 | 35040 | 0.02854% | 156161.8882 | 47.94% |  | 0.00039 | 5046.7 | 10 | 35040 | 15435.6363 | 8.729% |  | 0 | 0.36807 | 4250.0003 | 51530.1034 | 935 | 49.6536
[20 empty] | 440.5147 |  |  |  | 0.36807 | 4356.67 | Marginal Congestion | Congested Hours
Total capacity factor crossover point, Ruthven Criterion 1 | [23 empty] | 0.36521 | 4356.67 | 534098.4723 | 23283
Base Avg Shadow price | 15.2425 |  | Total Target Cap Factor |  | 53.13% | [18 empty] | 0.36521 | 4402.1
Base Congested Shadow Price | 22.9394 |  | OL Target Cap Factor |  | 35% | [18 empty] | 0.33953 | 4402.1
| point | MW | CF | GWh | Hours |  |  |  |  | Total CF |  |  | OL CF | [10 empty] | 0.33953 | 4434.45
Before | 78 | 8162.05 | 54.6% | 156144.8284 | [5 empty] | 8388.2999 |  |  | 4528.0226 | [10 empty] | 0.33881 | 4434.45 | Avg Shadow Price | Avg Shadow for Congested Hours (CRA) | Simple Avg of 2020-35 Shadow Prices
After | 79 | 8733.38 | 51.03% |  | 20 |  |  |  | 1% | 9296.7 |  | 1% | 9296.7 | [10 empty] | 0.33881 | 4484.42 | 15.2425 | 22.9394 | 20.3271
Target Total Capacity |  | 8388.2999 |  |  |  |  | 53.13% |  | 2% | 9296.7 |  | 2% | 9296.7 | [10 empty] | 0.33311 | 4484.42
Less Baseload Capacity |  | 4250 |  |  |  |  | 8388.2999 |  | 3% | 9296.7 |  | 3% | 9296.7 | [10 empty] | 0.33311 | 4492.5
OL using Total CF Target |  | 4138.2999 | 4138.2999 | <-with Price test |  |  |  |  | 4% | 9296.7 |  | 4% | 9296.7 | [10 empty] | 0.32169 | 4492.5 | Avg Overload Charge
[7 empty] | Average |  | 5% | 9296.7 |  | 5% | 9296.7 | [10 empty] | 0.32169 | 4511.97 | 5.0818
Overload capacity factor crossover point, Ruthven Criterion 2 | [6 empty] | 44.06% |  | 6% | 9296.7 |  | 6% | 9296.7 | [10 empty] | 0.28567 | 4511.97
| point | MW | CF | GWh | Hours | 2208.1612 | 6458.1612 |  | 7% | 9296.7 |  | 7% | 9296.7 | [10 empty] | 0.28567 | 4570.77
Before | 46 | 261.97 | 0.35394 | 3248.9827 |  |  |  |  | 8% | 9296.7 |  | 8% | 9296.7 | [10 empty] | 0.26855 | 4570.77
After | 47 | 320.77 | 0.34143 |  | 10010 |  | 35% |  | 9% | 9296.7 |  | 9% | 9144.1243 | [10 empty] | 0.26855 | 4713.29
OL using OL CF Target |  | 278.0226 | 278.0226 | <-with Price test |  |  | 4528.0226 |  | 10% | 9296.7 |  | 10% | 8653.0814 | [10 empty] | 0.26284 | 4713.29
[9 empty] | 11% | 9296.7 |  | 11% | 8250.7134 | [10 empty] | 0.26284 | 4718.17
Overload Capacity factor crossover point with sliding scale | [8 empty] | 12% | 9296.7 |  | 12% | 7913.7641 | [10 empty] | 0.24001 | 4718.17
BAU Avg Shadow price | 20.3271 |  | Target Cap Factor |  | 0% |  |  |  | 13% | 9296.7 |  | 13% | 7627.4598 | [10 empty] | 0.24001 | 4849.59
| point | MW | CF | GWh | Hours |  |  |  | 14% | 9296.7 |  | 14% | 7382.0513 | [10 empty] | 0.2393 | 4849.59
Before | 80 | 5046.7 | 0.087288 | 15435.6363 |  |  |  |  | 15% | 9296.7 |  | 15% | 7169.6102 | [10 empty] | 0.2393 | 4923.28
After | 81 | 0 | 0 |  | 0 |  | 0% |  | 16% | 9296.7 |  | 16% | 6959.5626 | [10 empty] | 0.23644 | 4923.28
Pradip Chattopadhyay |  | #DIV/0! |  |  |  |  | #DIV/0! |  | 17% | 9296.7 |  | 17% | 6712.0665 | [10 empty] | 0.23644 | 4975.39
[9 empty] | 18% | 9296.7 |  | 18% | 6486.2113 | [10 empty] | 0.22503 | 4975.39
Johnson Utilization Method | [8 empty] | 19% | 9296.7 |  | 19% | 6275.3329 | [10 empty] | 0.22503 | 5047.35
Average Generation Mwyr | 4456.6749 | [7 empty] | 20% | 9296.7 |  | 20% | 6073.3464 | [10 empty] | 0.22289 | 5047.35
Ratio to Base Capacity | 1.0486 | [7 empty] | 21% | 9296.7 |  | 21% | 5884.0752 | [10 empty] | 0.22289 | 5059.24
Total Line to meet CF | 5942.2332 | [7 empty] | 22% | 9296.7 |  | 22% | 5706.9064 | [10 empty] | 0.1962 | 5059.24
Less Baseload Capacity | 4250 | [7 empty] | 23% | 9296.7 |  | 23% | 5559.9065 | [10 empty] | 0.1962 | 5105.49
Overload Line Capacity | 1692.2332 |  | 1692.2332 | [5 empty] | 24% | 9296.7 |  | 24% | 5435.6634 | [10 empty] | 0.16952 | 5105.49
[9 empty] | 25% | 9296.7 |  | 25% | 5332.3161 | [10 empty] | 0.16952 | 5120.84
NGO Flow Duration Method | [8 empty] | 26% | 9296.7 |  | 26% | 5245.5406 | [10 empty] | 0.15525 | 5120.84
Flow Duration Curve Target | 20% | [7 empty] | 27% | 9296.7 |  | 27% | 5171.0973 | [10 empty] | 0.15525 | 5157.12
Total Line Capacity | 5059.24 | [7 empty] | 28% | 9296.7 |  | 28% | 5093.0057 | [10 empty] | 0.14098 | 5157.12
Overload Line Capacity | 809.24 | [7 empty] | 29% | 9296.7 |  | 29% | 4978.6272 | [10 empty] | 0.14098 | 5184.07
| increase | total | [6 empty] | 30% | 9296.7 |  | 30% | 4861.8048 | [10 empty] | 0.13527 | 5184.07
average | 1569.8781 | 5819.8781 | 0% | [5 empty] | 31% | 9296.7 |  | 31% | 4774.5144 | [10 empty] | 0.13527 | 5518.99
median | 1692.2332 | 5942.2332 | 4% | [5 empty] | 32% | 9296.7 |  | 32% | 4704.3627 | [10 empty] | 0.13313 | 5518.99
[9 empty] | 33% | 9296.7 |  | 33% | 4630.4222 | [10 empty] | 0.13313 | 5627.68
[9 empty] | 34% | 9296.7 |  | 34% | 4577.1789 | [10 empty] | 0.13028 | 5627.68
[9 empty] | 35% | 9296.7 |  | 35% | 4528.0226 | [10 empty] | 0.13028 | 5658.5
[9 empty] | 36% | 9296.7 |  | 36% | 4454.9742 | [10 empty] | 0.12814 | 5658.5
[9 empty] | 37% | 9296.7 |  | 37% | 4250.0679 | [10 empty] | 0.12814 | 5791.72
[9 empty] | 38% | 9296.7 |  | 38% | 4250.011 | [10 empty] | 0.12743 | 5791.72
[9 empty] | 39% | 9296.7 |  | 39% | 4250.006 | [10 empty] | 0.12743 | 5942.97
[9 empty] | 40% | 9296.7 |  | 40% | 4250.0041 | [10 empty] | 0.10745 | 5942.97
[9 empty] | 41% | 9296.7 |  | 41% | 4250.0031 | [10 empty] | 0.10745 | 6207.04
[9 empty] | 42% | 9296.7 |  | 42% | 4250.0025 | [10 empty] | 0.084618 | 6207.04
[9 empty] | 43% | 9296.7 |  | 43% | 4250.0021 | [10 empty] | 0.084618 | 6322.72
[9 empty] | 44% | 9296.7 |  | 44% | 4250.0018 | [10 empty] | 0.083904 | 6322.72
[9 empty] | 45% | 9296.7 |  | 45% | 4250.0016 | [10 empty] | 0.083904 | 6454.55
[9 empty] | 46% | 9296.7 |  | 46% | 4250.0014 | [10 empty] | 0.083191 | 6454.55
[9 empty] | 47% | 9296.7 |  | 47% | 4250.0013 | [10 empty] | 0.083191 | 6495.07
[9 empty] | 48% | 9284.7322 |  | 48% | 4250.0012 | [10 empty] | 0.080337 | 6495.07
[9 empty] | 49% | 9095.1375 |  | 49% | 4250.0011 | [10 empty] | 0.080337 | 6524.91
[9 empty] | 50% | 8913.1309 |  | 50% | 4250.001 | [10 empty] | 0.068921 | 6524.91
[9 empty] | 51% | 8738.2657 |  | 51% | 4250.0009 | [10 empty] | 0.068921 | 6823.58
[9 empty] | 52% | 8570.0402 |  | 52% | 4250.0009 | [10 empty] | 0.066067 | 6823.58
[9 empty] | 53% | 8408.167 |  | 53% | 4250.0008 | [10 empty] | 0.066067 | 6879
[9 empty] | 54% | 8252.2954 |  | 54% | 4250.0008 | [10 empty] | 0.04609 | 6879
[9 empty] | 55% | 8102.0199 |  | 55% | 4250.0007 | [10 empty] | 0.04609 | 6952.42
[9 empty] | 56% | 7956.961 |  | 56% | 4250.0007 | [10 empty] | 0.034675 | 6952.42
[9 empty] | 57% | 7816.8742 |  | 57% | 4250.0007 | [10 empty] | 0.034675 | 7001.45
[9 empty] | 58% | 7681.6347 |  | 58% | 4250.0006 | [10 empty] | 0.023259 | 7001.45
[9 empty] | 59% | 7550.9411 |  | 59% | 4250.0006 | [10 empty] | 0.023259 | 7122.14
[9 empty] | 60% | 7424.5943 |  | 60% | 4250.0006 | [10 empty] | 0.003282 | 7122.14
[9 empty] | 61% | 7302.365 |  | 61% | 4250.0005 | [10 empty] | 0.003282 | 7164.2
[9 empty] | 62% | 7184.095 |  | 62% | 4250.0005 | [10 empty] | 0.0025685 | 7164.2
[9 empty] | 63% | 7067.7536 |  | 63% | 4250.0005 | [10 empty] | 0.0025685 | 7460.22
[9 empty] | 64% | 6952.241 |  | 64% | 4250.0005 | [10 empty] | 0.0022831 | 7460.22
[9 empty] | 65% | 6835.6877 |  | 65% | 4250.0005 | [10 empty] | 0.0022831 | 7662.35
[9 empty] | 66% | 6720.0985 |  | 66% | 4250.0005 | [10 empty] | 0.0019977 | 7662.35
[9 empty] | 67% | 6608.2979 |  | 67% | 4250.0004 | [10 empty] | 0.0019977 | 7994.1
[9 empty] | 68% | 6499.6852 |  | 68% | 4250.0004 | [10 empty] | 0.0012842 | 7994.1
[9 empty] | 69% | 6392.5215 |  | 69% | 4250.0004 | [10 empty] | 0.0012842 | 8162.05
[9 empty] | 70% | 6288.7236 |  | 70% | 4250.0004 | [10 empty] | 0.00057078 | 8162.05
[9 empty] | 71% | 6187.4504 |  | 71% | 4250.0004 | [10 empty] | 0.00057078 | 8733.38
[9 empty] | 72% | 6086.4392 |  | 72% | 4250.0004 | [10 empty] | 0.00028539 | 8733.38
[9 empty] | 73% | 5988.6732 |  | 73% | 4250.0004 | [10 empty] | 0.00028539 | 9296.7
[9 empty] | 74% | 5892.4012 |  | 74% | 4250.0003 | [10 empty] | 0 | 9296.7
[9 empty] | 75% | 5797.7555 |  | 75% | 4250.0003
[9 empty] | 76% | 5706.0054 |  | 76% | 4250.0003
[9 empty] | 77% | 5616.921 |  | 77% | 4250.0003
[9 empty] | 78% | 5530.0883 |  | 78% | 4250.0003
[9 empty] | 79% | 5445.6604 |  | 79% | 4250.0003
[9 empty] | 80% | 5363.737 |  | 80% | 4250.0003
[9 empty] | 81% | 5284.242 |  | 81% | 4250.0003
[9 empty] | 82% | 5207.0689 |  | 82% | 4250.0002
[9 empty] | 83% | 5131.1493 |  | 83% | 4250.0002
[9 empty] | 84% | 5052.4587 |  | 84% | 4250.0002
[9 empty] | 85% | 4971.5633 |  | 85% | 4250.0002
[9 empty] | 86% | 4891.6895 |  | 86% | 4250.0002
[9 empty] | 87% | 4814.0899 |  | 87% | 4250.0002
[9 empty] | 88% | 4738.8684 |  | 88% | 4250.0002
[9 empty] | 89% | 4663.6087 |  | 89% | 4250.0002
[9 empty] | 90% | 4589.7531 |  | 90% | 4250.0001
[9 empty] | 91% | 4516.7585 |  | 91% | 4250.0001
[9 empty] | 92% | 4440.1332 |  | 92% | 4250.0001
[9 empty] | 93% | 4363.2542 |  | 93% | 4250.0001
[9 empty] | 94% | 4286.9977 |  | 94% | 4250.0001
[9 empty] | 95% | 4126.3536 |  | 95% | 4250.0001
[9 empty] | 96% | 3814.5044 |  | 96% | 4250.0001
[9 empty] | 97% | 3409.5619 |  | 97% | 4250.0001
[9 empty] | 98% | 3014.7729 |  | 98% | 4250
[9 empty] | 99% | 2701.9208 |  | 99% | 4250
[9 empty] | 100% | 2137.48 |  | 100% | 4250
Note on B13: johnrm: Inserted this cell as needed this parameter to implement johnson suggested criteria
Note on J13: johnrm: Added cell intermediate calculation
Note on K13: johnrm: Adjusted this cell to implement the criteria of johnson suggestion
Note on N20: Stanton Hadley: If Transfer Capacity = the capacity in Column M, the capacity factor for such a line is shown in Column N
Note on I21: Stanton Hadley: For values that are duplicates, an additional 0.001 is added to hellp with sorting from min to max
Note on N21: Stanton Hadley: If Transfer Capacity = the capacity in Column M, the capacity factor for such a line is shown in Column N
Note on N44: Stanton Hadley: If Transfer Capacity = the capacity in Column M, the capacity factor for such a line is shown in Column N
Note on N45: Stanton Hadley: If Transfer Capacity = the capacity in Column M, the capacity factor for such a line is shown in Column N
Note on N68: johnrm: Updated this cell for Johnson suggested criteria
Note on I71: Stanton Hadley: For values that are duplicates, an additional 0.001 is added to hellp with sorting from min to max
Note on N94: Stanton Hadley: If Transfer Capacity = the capacity in Column M, the capacity factor for such a line is shown in Column N
Note on N95: Stanton Hadley: If Transfer Capacity = the capacity in Column M, the capacity factor for such a line is shown in Column N
Note on N118: johnrm: Updated this cell for Johnson suggested criteria
Note on N144: Stanton Hadley: If Transfer Capacity = the capacity in Column M, the capacity factor for such a line is shown in Column N
Note on N145: Stanton Hadley: If Transfer Capacity = the capacity in Column M, the capacity factor for such a line is shown in Column N
Note on N168: johnrm: Updated cell with Johnson suggested criteria
Note on N194: Stanton Hadley: If Transfer Capacity = the capacity in Column M, the capacity factor for such a line is shown in Column N
Note on N195: Stanton Hadley: If Transfer Capacity = the capacity in Column M, the capacity factor for such a line is shown in Column N
Note on N218: johnrm: Updated this cell with johnson suggested criteria
Note on N220: Stanton Hadley: If Transfer Capacity = the capacity in Column M, the capacity factor for such a line is shown in Column N
Note on N221: Stanton Hadley: If Transfer Capacity = the capacity in Column M, the capacity factor for such a line is shown in Column N

## Exhibit18_WheelCost&TransCost
Appendix A, Exhibit 18 - Wheeling Charges, Trading Friction, and Total Hurdle
| Working DRAFT | Updated 3/17/11 from CRA
| From | To | Wheeling Cost 2010$/MWh | Trading Friction 2010$/MWh | Total Hurdle 2010$/MWh | All
ENT_2_MISO_MO-IL | ENT | MISO_MO-IL | 3 | 5 | 8 | 3/5/8
ENT_2_SOCO | ENT | SOCO | 3 | 5 | 8 | 3/5/8 | Wheeling/Friction/Hurdle Charge
ENT_2_SPP_N | ENT | SPP_N | 3 | 5 | 8 | 3/5/8 |  | ENT | ERCOT | FRCC | OH | MAPP_CA | MAPP_US | MISO_IN | MISO_MI | MISO_MO-IL | MISO_W | MISO_WUMS | NE | NEISO | NonRTO_Midwest | NWPP_Coal | NYISO_A-F | NYISO_GHI | NYISO_J-K | PJM_E | PJM_ROM | PJM_ROR | RMPA | SOCO | SPP_N | SPP_S | TVA | VACAR
ENT_2_SPP_S | ENT | SPP_S | 3 | 5 | 8 | 3/5/8 | ENT | [8 empty] | 3/5/8 | [13 empty] | 3/5/8 | 3/5/8 | 3/5/8 | 3/5/8
ENT_2_TVA | ENT | TVA | 3 | 5 | 8 | 3/5/8 | ERCOT | [24 empty] | 3/5/8
ERCOT_2_SPP_S | ERCOT | SPP_S | 3 | 5 | 8 | 3/5/8 | FRCC | [22 empty] | 3/5/8
FRCC_2_SOCO | FRCC | SOCO | 3 | 5 | 8 | 3/5/8 | OH |  |  |  |  | 2/5/7 |  |  | 2/5/7 |  | 2/5/7 | [5 empty] | 2/5/7
MAPP_CA_2_MAPP_US | MAPP_CA | MAPP_US | 4 | 3 | 7 | 4/3/7 | MAPP_CA |  |  |  | 5/3/8 |  | 4/3/7 |  |  |  | 0/0/0
MAPP_CA_2_MISO_W | MAPP_CA | MISO_W | 0 | 0 | 0 | 0/0/0 | MAPP_US |  |  |  |  | 4/3/7 |  |  |  |  | 4/3/7 |  | 4/3/7 |  |  | 5/3/8 | [6 empty] | 5/3/8
MAPP_CA_2_OH | MAPP_CA | OH | 5 | 3 | 8 | 5/3/8 | MISO_IN | [7 empty] | 0/0/0 | 0/0/0 |  |  |  |  | 5/3/8 | [6 empty] | 0/2/2
MAPP_US_2_MAPP_CA | MAPP_US | MAPP_CA | 4 | 3 | 7 | 4/3/7 | MISO_MI |  |  |  | 5/3/8 |  |  | 0/0/0 |  |  |  | 0/0/0 | [9 empty] | 0/2/2
MAPP_US_2_MISO_W | MAPP_US | MISO_W | 4 | 3 | 7 | 4/3/7 | MISO_MO-IL | 5/3/8 | [5 empty] | 0/0/0 |  |  | 0/0/0 | [13 empty] | 5/3/8 |  | 5/3/8
MAPP_US_2_NE | MAPP_US | NE | 4 | 3 | 7 | 4/3/7 | MISO_W |  |  |  | 5/3/8 | 0/0/0 | 4/3/7 | 0/0/0 |  | 0/0/0 |  | 0/0/0 | 4/3/7
MAPP_US_2_NWPP_Coal | MAPP_US | NWPP_Coal | 5 | 3 | 8 | 5/3/8 | MISO_WUMS | [7 empty] | 0/0/0 |  | 0/0/0 | [10 empty] | 0/2/2
MAPP_US_2_RMPA | MAPP_US | RMPA | 5 | 3 | 8 | 5/3/8 | NE | [5 empty] | 2/3/5 |  |  |  | 2/3/5 | [11 empty] | 2/3/5 |  | 0/0/0
MISO_IN_2_MISO_MI | MISO_IN | MISO_MI | 0 | 0 | 0 | 0/0/0 | NEISO | [15 empty] | 0/3/3 | 0/3/3
MISO_IN_2_MISO_MO-IL | MISO_IN | MISO_MO-IL | 0 | 0 | 0 | 0/0/0 | NonRTO_Midwest | [6 empty] | 3/5/8 | [18 empty] | 3/5/8
MISO_IN_2_NonRTO_Midwest | MISO_IN | NonRTO_Midwest | 5 | 3 | 8 | 5/3/8 | NWPP_Coal | [5 empty] | 3/5/8
MISO_IN_2_PJM_ROR | MISO_IN | PJM_ROR | 0 | 2 | 2 | 0/2/2 | NYISO_A-F |  |  |  | 4/3/7 | [8 empty] | 0/3/3 |  |  |  | 0/0/0 |  |  | 5/3/8
MISO_MI_2_MISO_IN | MISO_MI | MISO_IN | 0 | 0 | 0 | 0/0/0 | NYISO_GHI | [12 empty] | 0/3/3 |  |  | 0/0/0 |  |  | 5/3/8
MISO_MI_2_MISO_WUMS | MISO_MI | MISO_WUMS | 0 | 0 | 0 | 0/0/0 | NYISO_J-K
MISO_MI_2_OH | MISO_MI | OH | 5 | 3 | 8 | 5/3/8 | PJM_E | [16 empty] | 3/3/6 |  |  | 0/0/0
MISO_MI_2_PJM_ROR | MISO_MI | PJM_ROR | 0 | 2 | 2 | 0/2/2 | PJM_ROM | [15 empty] | 3/3/6 |  |  | 0/0/0 |  | 0/0/0
MISO_MO-IL_2_ENT | MISO_MO-IL | ENT | 5 | 3 | 8 | 5/3/8 | PJM_ROR | [6 empty] | 0/2/2 | 0/2/2 | 0/2/2 | 0/2/2 | 0/2/2 |  |  | 3/3/6 | [5 empty] | 0/0/0 | [5 empty] | 3/3/6 | 3/3/6
MISO_MO-IL_2_MISO_IN | MISO_MO-IL | MISO_IN | 0 | 0 | 0 | 0/0/0 | RMPA | [5 empty] | 3/5/8 | [5 empty] | 3/5/8 | [11 empty] | 3/5/8
MISO_MO-IL_2_MISO_W | MISO_MO-IL | MISO_W | 0 | 0 | 0 | 0/0/0 | SOCO | 5/5/10 |  | 5/5/10 | [22 empty] | 5/5/10 | 5/5/10
MISO_MO-IL_2_PJM ROR | MISO_MO-IL | PJM ROR | 0 | 2 | 2 | 0/2/2 | SPP_N | 2/3/5 | [7 empty] | 2/3/5 | 2/3/5 |  | 0/0/0 | [9 empty] | 2/3/5 |  |  | 0/0/0
MISO_MO-IL_2_SPP_N | MISO_MO-IL | SPP_N | 5 | 3 | 8 | 5/3/8 | SPP_S | 2/3/5 | 2/3/5 | [21 empty] | 0/0/0
MISO_MO-IL_2_TVA | MISO_MO-IL | TVA | 5 | 3 | 8 | 5/3/8 | TVA | 4/5/9 | [12 empty] | 4/5/9 | [6 empty] | 4/5/9 |  | 4/5/9 |  |  |  | 4/5/9
MISO_W_2_MAPP_CA | MISO_W | MAPP_CA | 0 | 0 | 0 | 0/0/0 | VACAR | [20 empty] | 2/5/7 |  | 2/5/7 |  |  | 2/5/7
MISO_W_2_MAPP_US | MISO_W | MAPP_US | 4 | 3 | 7 | 4/3/7
MISO_W_2_MISO_IN | MISO_W | MISO_IN | 0 | 0 | 0 | 0/0/0
MISO_W_2_MISO_MO-IL | MISO_W | MISO_MO-IL | 0 | 0 | 0 | 0/0/0
MISO_W_2_MISO_WUMS | MISO_W | MISO_WUMS | 0 | 0 | 0 | 0/0/0
MISO_W_2_NE | MISO_W | NE | 4 | 3 | 7 | 4/3/7 | From
MISO_W_2_OH | MISO_W | OH | 5 | 3 | 8 | 5/3/8
MISO_W_2_PJM ROR | MISO_W | PJM ROR | 0 | 2 | 2 | 0/2/2 | ENT | ENT
MISO_W_2_SPP-N | MISO_W | SPP-N | 4 | 3 | 7 | 4/3/7 | ERCOT | ERCOT
MISO_WUMS_2_MISO_MI | MISO_WUMS | MISO_MI | 0 | 0 | 0 | 0/0/0 | FRCC | FRCC
MISO_WUMS_2_MISO_W | MISO_WUMS | MISO_W | 0 | 0 | 0 | 0/0/0 | OH | OH
MISO_WUMS_2_PJM_ROR | MISO_WUMS | PJM_ROR | 0 | 2 | 2 | 0/2/2 | MAPP_CA | MAPP_CA
NE_2_MAPP_US | NE | MAPP_US | 2 | 3 | 5 | 2/3/5 | MAPP_US | MAPP_US
NE_2_MISO_W | NE | MISO_W | 2 | 3 | 5 | 2/3/5 | MISO_IN | MISO_IN
NE_2_RMPA | NE | RMPA | 2 | 3 | 5 | 2/3/5 | MISO_MI | MISO_MI
NE_2_SPP_N | NE | SPP_N | 0 | 0 | 0 | 0/0/0 | MISO_MO-IL | MISO_MO-IL
NEISO_2_NYISO_A-F | NEISO | NYISO_A-F | 0 | 3 | 3 | 0/3/3 | MISO_W | MISO_W
NEISO_2_NYISO_GHI | NEISO | NYISO_GHI | 0 | 3 | 3 | 0/3/3 | MISO_WUMS | MISO_WUMS
NEISO_2_NYISO_JK | NEISO | NYISO_JK | 0 | 3 | 3 | 0/3/3 | NE | NE
NonRTO_Midwest_2_MISO_IN | NonRTO_Midwest | MISO_IN | 3 | 5 | 8 | 3/5/8 | NEISO | NEISO
NonRTO_Midwest_2_TVA | NonRTO_Midwest | TVA | 3 | 5 | 8 | 3/5/8 | NonRTO_Midwest | NonRTO_Midwest
NWPP_Coal_2_MAPP_US | NWPP_Coal | MAPP_US | 3 | 5 | 8 | 3/5/8 | NWPP_Coal | NYISO_A-F
NYISO_A-F_2_NEISO | NYISO_A-F | NEISO | 0 | 3 | 3 | 0/3/3 | NYISO_A-F | NYISO_GHI
NYISO_A-F_2_NYISO_GHI | NYISO_A-F | NYISO_GHI | 0 | 0 | 0 | 0/0/0 | NYISO_GHI | NYISO_J-K
NYISO_A-F_2_OH | NYISO_A-F | OH | 4 | 3 | 7 | 4/3/7 | NYISO_JK | PJM_E
NYISO_A-F_2_PJM_ROM | NYISO_A-F | PJM_ROM | 5 | 3 | 8 | 5/3/8 | PJM_E | PJM_ROM
NYISO_GHI_2_NEISO | NYISO_GHI | NEISO | 0 | 3 | 3 | 0/3/3 | PJM_ROM | PJM_ROR
NYISO_GHI_2_NYISO_A-F | NYISO_GHI | NYISO_A-F | 0 | 0 | 0 | 0/0/0 | PJM_ROR | SOCO
NYISO_GHI_2_NYISO_JK | NYISO_GHI | NYISO_JK | 0 | 0 | 0 | 0/0/0 | RMPA | SPP_N
NYISO_GHI_2_PJM_E | NYISO_GHI | PJM_E | 5 | 3 | 8 | 5/3/8 | SOCO | SPP_S
NYISO_JK_2_NEISO | NYISO_JK | NEISO | 0 | 3 | 3 | 0/3/3 | SPP_N | TVA
NYISO_JK_2_NYISO_GHI | NYISO_JK | NYISO_GHI | 0 | 0 | 0 | 0/0/0 | SPP_S | TVA_Transmission
NYISO_JK_2_PJM_E | NYISO_JK | PJM_E | 5 | 3 | 8 | 5/3/8 | TVA | VACAR
OH_2_MAPP_CA | OH | MAPP_CA | 2 | 5 | 7 | 2/5/7 | VACAR
OH_2_MISO_MI | OH | MISO_MI | 2 | 5 | 7 | 2/5/7
OH_2_MISO_W | OH | MISO_W | 2 | 5 | 7 | 2/5/7
OH_2_NYISO_A-F | OH | NYISO_A-F | 2 | 5 | 7 | 2/5/7
PJM_E_2_NYISO_GHI | PJM_E | NYISO_GHI | 3 | 3 | 6 | 3/3/6
PJM_E_2_NYISO_JK | PJM_E | NYISO_JK | 3 | 3 | 6 | 3/3/6
PJM_E_2_PJM_ROM | PJM_E | PJM_ROM | 0 | 0 | 0 | 0/0/0
PJM_ROM_2_NYISO_A-F | PJM_ROM | NYISO_A-F | 3 | 3 | 6 | 3/3/6
PJM_ROM_2_PJM_E | PJM_ROM | PJM_E | 0 | 0 | 0 | 0/0/0
PJM_ROM_2_PJM_ROR | PJM_ROM | PJM_ROR | 0 | 0 | 0 | 0/0/0
PJM_ROR_2_MISO_IN | PJM_ROR | MISO_IN | 0 | 2 | 2 | 0/2/2
PJM_ROR_2_MISO_MI | PJM_ROR | MISO_MI | 0 | 2 | 2 | 0/2/2
PJM_ROR_2_MISO_MO-IL | PJM_ROR | MISO_MO-IL | 0 | 2 | 2 | 0/2/2
PJM_ROR_2_MISO_W | PJM_ROR | MISO_W | 0 | 2 | 2 | 0/2/2
PJM_ROR_2_MISO_WUMS | PJM_ROR | MISO_WUMS | 0 | 2 | 2 | 0/2/2
PJM_ROR_2_NonRTO_Midwest | PJM_ROR | NonRTO_Midwest | 3 | 3 | 6 | 3/3/6
PJM_ROR_2_PJM_ROM | PJM_ROR | PJM_ROM | 0 | 0 | 0 | 0/0/0
PJM_ROR_2_TVA | PJM_ROR | TVA | 3 | 3 | 6 | 3/3/6
PJM_ROR_2_VACAR | PJM_ROR | VACAR | 3 | 3 | 6 | 3/3/6
RMPA_2_MAPP_US | RMPA | MAPP_US | 3 | 5 | 8 | 3/5/8
RMPA_2_NE | RMPA | NE | 3 | 5 | 8 | 3/5/8
RMPA_2_SPP_N | RMPA | SPP_N | 3 | 5 | 8 | 3/5/8
SOCO_2_ENT | SOCO | ENT | 5 | 5 | 10 | 5/5/10
SOCO_2_FRCC | SOCO | FRCC | 5 | 5 | 10 | 5/5/10
SOCO_2_TVA | SOCO | TVA | 5 | 5 | 10 | 5/5/10
SOCO_2_VACAR | SOCO | VACAR | 5 | 5 | 10 | 5/5/10
SPP_N_2_ENT | SPP_N | ENT | 2 | 3 | 5 | 2/3/5
SPP_N_2_MISO_MO-IL | SPP_N | MISO_MO-IL | 2 | 3 | 5 | 2/3/5
SPP_N_2_MISO_W | SPP_N | MISO_W | 2 | 3 | 5 | 2/3/5
SPP_N_2_NE | SPP_N | NE | 0 | 0 | 0 | 0/0/0
SPP_N_2_RMPA | SPP_N | RMPA | 2 | 3 | 5 | 2/3/5
SPP_N_2_SPP_S | SPP_N | SPP_S | 0 | 0 | 0 | 0/0/0
SPP_S_2_AZ_NM_SNV_Coal | SPP_S | AZ_NM_SNV_Coal | 2 | 3 | 5 | 2/3/5
SPP_S_2_ENT | SPP_S | ENT | 2 | 3 | 5 | 2/3/5
SPP_S_2_ERCOT | SPP_S | ERCOT | 2 | 3 | 5 | 2/3/5
SPP_S_2_SPP_N | SPP_S | SPP_N | 0 | 0 | 0 | 0/0/0
TVA_2_ENT | TVA | ENT | 4 | 5 | 9 | 4/5/9
TVA_2_MISO-MO-IL | TVA | MISO-MO-IL | 4 | 5 | 9 | 4/5/9
TVA_2_NonRTO_Midwest | TVA | NonRTO_Midwest | 4 | 5 | 9 | 4/5/9
TVA_2_PJM_ROR | TVA | PJM_ROR | 4 | 5 | 9 | 4/5/9
TVA_2_SOCO | TVA | SOCO | 4 | 5 | 9 | 4/5/9
TVA_2_VACAR | TVA | VACAR | 4 | 5 | 9 | 4/5/9
VACAR_2_PJM_ROR | VACAR | PJM_ROR | 2 | 5 | 7 | 2/5/7
VACAR_2_SOCO | VACAR | SOCO | 2 | 5 | 7 | 2/5/7
VACAR_2_TVA | VACAR | TVA | 2 | 5 | 7 | 2/5/7
The input assumptions contained herein reflect a joint assumptions development process between EIPC, EIPC stakeholders and CRA for purposes of EIPC capacity expansion modeling.
As such, these inputs do not necessarily reflect the opinions or views of CRA or any individual EIPC stakeholder.