## all years single line
Transmission Capacity Calculations | [6 empty] | OL75 | OL25 |  |  |  |  | F8B Total Cong Max Shadow | 32.5177 | 0.75
| From | To |  |  | Base Capacity |  | 4250 | 4250 |  | 53.13% | 9.846e-06% |  | F8B Cong Hour Max Shadow | 296.6557 | 0.75
Line of Interest | NYISO_A-F | NYISO_G-I |  |  | Max OL Capacity |  | 4289.26 | 0.00079 |  | 100% | 52.97%
[5 empty] | OL Cap Factor at Max Capacity |  | 2.332% | 52.97%
[5 empty] | Base Total Hour Shadow Price |  | 15.2425 | 15.2425
[5 empty] | Base Congested Hour Shadow Price |  | 22.9394 | 22.9394
| OL75 | OL25 |  |  | Overload Charge |  | 15.2453 | 0 |  | Ruthven/Hadley/Chattopadhyay Curves
Minimum Overload Charge (RHC Parameter 0) | 0 | 0 |  |  | Weightd Avg OL Capacity |  | 100.018 | 0.00041845 |  | shadow price | Total Flow target capacity factor | Overload Flow Target Capacity Factor
Total Flow CF-Shadow Price Curve Parameter (RHC Parameter 1) | 0.75 |  | Target Total Flow CF | 53.13% | OL Cap to Meet Total Target Cap Factor |  | 3189.6322 | 0 |  | 0.5 | 85% | 35%
OL Flow CL-Shadow Price Curve Parameter (RHC Parameter 2) | 0.75 |  | Target Overload Flow CF | 35% | OL Capacity to meet OL Target Cap Factor |  | 0.0010956 | 0.00079 |  | 1 | 85% | 35%
Max OL Flow Target CF (RHC Parameter 3) | 35% |  |  | Average of Total and OL target Cap factor that meets min Charge (RHC) |  |  | 1594.8166 | 0.000395 |  | 1.5 | 85% | 35%
Threshold Interface Utilization (Johnson Parameter 1) | 90% | [7 empty] | Johnson Combined Method | 2 | 85% | 35%
Avg Cap Factor for Total Line (Johnson Parameter 2) | 75% |  |  | OL Line to give Avg CF = 75% (Johnson) |  |  | 1020.1968 | 0 | 850.164 | 2.5 | 85% | 35%
Flow Duration Curve Target (NGO Parameter 1) | 20% | 20% | OL Capacity that meets Thrshold Duration using all years (NGO) |  |  |  | 0.00035 | 0 |  | 3 | 85% | 35%
Total Flow Max CF (RHC 6) | 85% |  |  |  |  | average | 871.6713 | 0.00013167 |  | 3.5 | 85% | 35%
Total Flow Min CF (RHC 4) | 40% |  |  |  |  | median | 1020.1968 | 0 |  | 4 | 85% | 35%
OL Flow Min CF (RHC 5) | 15% | [8 empty] | 4.5 | 85% | 35%
[10 empty] | 5 | 84.62% | 35%
[10 empty] | 5.5 | 83.09% | 35%
[10 empty] | 6 | 81.55% | 35%
[10 empty] | 6.5 | 80.01% | 35%
[10 empty] | 7 | 78.47% | 35%
[10 empty] | 7.5 | 76.94% | 35%
[10 empty] | 8 | 75.4% | 35%
[10 empty] | 8.5 | 73.86% | 35%
[10 empty] | 9 | 72.32% | 35%
[10 empty] | 9.5 | 70.79% | 35%
[10 empty] | 10 | 69.25% | 35%
[10 empty] | 10.5 | 67.71% | 35%
[10 empty] | 11 | 66.17% | 35%
[10 empty] | 11.5 | 64.63% | 35%
[10 empty] | 12 | 63.1% | 35%
[10 empty] | 12.5 | 61.56% | 35%
[10 empty] | 13 | 60.02% | 35%
[10 empty] | 13.5 | 58.48% | 35%
[10 empty] | 14 | 56.95% | 35%
[10 empty] | 14.5 | 55.41% | 35%
[10 empty] | 15 | 53.87% | 35%
[10 empty] | 15.5 | 52.33% | 35%
[10 empty] | 16 | 50.8% | 35%
[10 empty] | 16.5 | 49.26% | 35%
[10 empty] | 17 | 47.72% | 35%
[10 empty] | 17.5 | 46.18% | 35%
[10 empty] | 18 | 44.65% | 35%
[10 empty] | 18.5 | 43.11% | 35%
[10 empty] | 19 | 41.57% | 35%
[10 empty] | 19.5 | 40.03% | 35%
[10 empty] | 20 | 40% | 35%
[10 empty] | 20.5 | 40% | 35%
[10 empty] | 21 | 40% | 35%
[10 empty] | 21.5 | 40% | 35%
[10 empty] | 22 | 40% | 35%
[10 empty] | 22.5 | 40% | 35%
[10 empty] | 23 | 40% | 35%
[10 empty] | 23.5 | 40% | 35%
[10 empty] | 24 | 40% | 35%
[10 empty] | 24.5 | 40% | 35%
[10 empty] | 25 | 40% | 35%
[10 empty] | 25.5 | 40% | 35%
[10 empty] | 26 | 40% | 35%
[10 empty] | 26.5 | 40% | 35%
[10 empty] | 27 | 40% | 35%
[10 empty] | 27.5 | 40% | 35%
[10 empty] | 28 | 40% | 35%
[10 empty] | 28.5 | 40% | 35%
[10 empty] | 29 | 40% | 35%
[10 empty] | 29.5 | 40% | 35%
[10 empty] | 30 | 40% | 35%
[10 empty] | 30.5 | 40% | 35%
[10 empty] | 31 | 40% | 35%
[10 empty] | 31.5 | 40% | 35%
[10 empty] | 32 | 40% | 35%
[10 empty] | 32.5 | 40% | 35%
[10 empty] | 33 | 40% | 35%
[10 empty] | 33.5 | 40% | 35%
[10 empty] | 34 | 40% | 35%
Note on B12: johnrm: Inserted this cell as needed this parameter to implement johnson suggested criteria

## AllLines
|  |  |  | Potential Hardened Overload Line Capacity | [5 empty] | 5100.164 | 75%
From | To | Base Transfer Limit | Line name | Average of Total and OL target Cap factor that meets min Charge (RHC) |  | OL Capacity that meets Thrshold Duration using all years (NGO) |  | OL Line to give Avg CF = 75% (Johnson) |  | Johnson | Johnson | Johnson | Johnson | Johnson | OL75 Average | OL25 Average
|  |  |  | OL75 | OL25 | OL75 | OL25 | OL75 | OL25 | Combined | Average MW | Average MW | OL25/OL75 Ratio | Design Capacity Factor |  |  | OL75
|  |  | NYISO_A-F_2_NYISO_G-I | 1594.8166 | 0.000395 | 0.00035 | 0 | 1020.1968 | 0 | 850.164 | 765.1476 | 0 | 0.5 | 90% | 871.6713 | 0.00013167 | Top 20 Lines | Average | Index |  | RHC | Johnson | NGO | Median | Average
ENT | MISO_MO-IL | 2260 | ENT_2_MISO_MO-IL | 0.000395 | 0.000395 | 0 | 0 | 0 | 0 | 0 | 0 | 0 | 0 | 0% | 0.00013167 | 0.00013167 | 1 | 6399.8738 | 37 | MISO_W_2_PJM_ROR | 8092.1551 | 4660.2064 | 6447.26 | 6447.26 | 6399.8738
ENT | SOCO | 2000 | ENT_2_SOCO | 0.00052079 | 0.000395 | 1e-05 | 0 | 0 | 0 | 0 | 0 | 0 | 0 | 0% | 0.00017693 | 0.00013167 | 2 | 3651.5237 | 79 | SPP_N_2_ENT | 4976.2073 | 2668.6038 | 3309.76 | 3309.76 | 3651.5237
ENT | SPP_N | 1300 | ENT_2_SPP_N | 0.000395 | 0.000395 | 0 | 0 | 0 | 0 | 0 | 0 | 0 | 0 | 0% | 0.00013167 | 0.00013167 | 3 | 1810.2807 | 84 | SPP_S_2_ENT | 1433.7449 | 1848.0974 | 2149 | 1848.0974 | 1810.2807
ENT | SPP_S | 1300 | ENT_2_SPP_S | 0.000395 | 0.000395 | 0 | 0 | 0 | 0 | 0 | 0 | 0 | 0 | 0% | 0.00013167 | 0.00013167 | 4 | 1245.7046 | 43 | NE_2_MISO_W | 219.0131 | 1058.0507 | 2460.05 | 1058.0507 | 1245.7046
ENT | TVA_Transmission | 2100 | ENT_2_TVA_Transmission | 0.00058398 | 0.000395 | 0 | 0 | 0 | 0 | 0 | 0 | 0 | 0 | 0% | 0.00019466 | 0.00013167 | 5 | 1178.3788 | 26 | MISO_MO-IL_2_MISO_IN | 354.9153 | 1381.3409 | 1798.88 | 1381.3409 | 1178.3788
FRCC | SOCO | 900 | FRCC_2_SOCO | 0.000395 | 0.000395 | 0 | 0 | 0 | 0 | 0 | 0 | 0 | 0 | 0% | 0.00013167 | 0.00013167 | 6 | 898.1149 | 8 | IESO_2_MISO_MI | 1715.658 | 978.686 | 0.00052 | 978.686 | 898.1149
IESO | MAPP_CA | 262 | IESO_2_MAPP_CA | 0.000675 | 0.000395 | 0.00042 | 0 | 0 | 0 | 0 | 0 | 0 | 0 | 0% | 0.000365 | 0.00013167 | 7 | 871.6713 | 52 | NYISO_A-F_2_NYISO_G-I | 1594.8166 | 1020.1968 | 0.00035 | 1020.1968 | 871.6713
IESO | MISO_MI | 1840 | IESO_2_MISO_MI | 1715.658 | 0.000395 | 0.00052 | 0 | 978.686 | 0 | 815.5717 | 734.0145 | 0 | 0.5 | 90% | 898.1149 | 0.00013167 | 8 | 602.2347 | 10 | IESO_2_NYISO_A-F | 1236.9307 | 569.7729 | 0.00059 | 569.7729 | 602.2347
IESO | MISO_W | 140 | IESO_2_MISO_W | 70.734 | 0.000395 | 0.00043 | 0 | 51.4498 | 0 | 42.8748 | 38.5873 | 0 | 0.5 | 90% | 40.728 | 0.00013167 | 9 | 424.0249 | 23 | MISO_MI_2_MISO_WUMS | 0.0021677 | 471.8125 | 800.26 | 471.8125 | 424.0249
IESO | NYISO_A-F | 1725 | IESO_2_NYISO_A-F | 1236.9307 | 0.000395 | 0.00059 | 0 | 569.7729 | 0 | 474.8108 | 427.3297 | 0 | 0.5 | 90% | 602.2347 | 0.00013167 | 10 | 338.581 | 80 | SPP_N_2_MISO_MO-IL | 1015.7427 | 0 | 0.00036 | 0.00036 | 338.581
MAPP_CA | IESO | 330 | MAPP_CA_2_IESO | 0.00059446 | 0.000395 | 0 | 0 | 0 | 0 | 0 | 0 | 0 | 0 | 0% | 0.00019815 | 0.00013167 | 11 | 194.9017 | 47 | NEISO_2_NYISO_J-K | 17.5278 | 335.9275 | 231.25 | 231.25 | 194.9017
MAPP_CA | MAPP_US | 372 | MAPP_CA_2_MAPP_US | 0.000395 | 0.000395 | 0 | 0 | 0 | 0 | 0 | 0 | 0 | 0 | 0% | 0.00013167 | 0.00013167 | 12 | 157.917 | 83 | SPP_N_2_SPP_S | 0.0011408 | 0 | 473.75 | 0.0011408 | 157.917
MAPP_CA | MISO_W | 1970 | MAPP_CA_2_MISO_W | 0.00045536 | 0.000395 | 0.00013 | 0 | 0 | 0 | 0 | 0 | 0 | 0 | 0% | 0.00019512 | 0.00013167 | 13 | 145.3936 | 35 | MISO_W_2_MISO_WUMS | 436.1803 | 0 | 0.00045 | 0.00045 | 145.3936
MAPP_US | MAPP_CA | 165 | MAPP_US_2_MAPP_CA | 0.00061676 | 0.000395 | 6e-05 | 0 | 0 | 0 | 0 | 0 | 0 | 0 | 0% | 0.00022559 | 0.00013167 | 14 | 87.1437 | 44 | NE_2_SPP_N | 0.0011985 | 0 | 261.43 | 0.0011985 | 87.1437
MAPP_US | MISO_W | 2635 | MAPP_US_2_MISO_W | 0.00058669 | 0.000395 | 0 | 0 | 0 | 0 | 0 | 0 | 0 | 0 | 0% | 0.00019556 | 0.00013167 | 15 | 62.9935 | 74 | PJM_ROR_2_VACAR | 0.00059923 | 0 | 188.98 | 0.00059923 | 62.9935
MAPP_US | NE | 2000 | MAPP_US_2_NE | 0.00061555 | 0.000395 | 0 | 0 | 0 | 0 | 0 | 0 | 0 | 0 | 0% | 0.00020518 | 0.00013167 | 16 | 51.5182 | 81 | SPP_N_2_MISO_W | 0.00065215 | 154.5537 | 0.00031 | 0.00065215 | 51.5182
MISO_IN | MISO_MI | 5000 | MISO_IN_2_MISO_MI | 0.000395 | 0.000395 | 0 | 0 | 0 | 0 | 0 | 0 | 0 | 0 | 0% | 0.00013167 | 0.00013167 | 17 | 40.728 | 9 | IESO_2_MISO_W | 70.734 | 51.4498 | 0.00043 | 51.4498 | 40.728
MISO_IN | MISO_MO-IL | 5000 | MISO_IN_2_MISO_MO-IL | 0.000395 | 0.000395 | 0 | 0 | 0 | 0 | 0 | 0 | 0 | 0 | 0% | 0.00013167 | 0.00013167 | 18 | 29.3811 | 39 | MISO_WUMS_2_MISO_MI | 0.00064209 | 88.1426 | 0.00021 | 0.00064209 | 29.3811
MISO_IN | NonRTO_Midwest | 4800 | MISO_IN_2_NonRTO_Midwest | 0.00059062 | 0.000395 | 0 | 0 | 0 | 0 | 0 | 0 | 0 | 0 | 0% | 0.00019687 | 0.00013167 | 19 | 1.5783 | 60 | NYISO_J-K_2_PJM_E | 0.00059017 | 4.7342 | 0 | 0.00059017 | 1.5783
MISO_IN | PJM_ROR | 992 | MISO_IN_2_PJM_ROR | 0.00057144 | 0.000395 | 0.00013 | 0 | 0 | 0 | 0 | 0 | 0 | 0 | 0% | 0.00023381 | 0.00013167 | 20 | 0.00039833 | 34 | MISO_W_2_MISO_MO-IL | 0.000695 | 0 | 0.0005 | 0.0005 | 0.00039833
MISO_MI | IESO | 1580 | MISO_MI_2_IESO | 0.000395 | 0.000395 | 0 | 0 | 0 | 0 | 0 | 0 | 0 | 0 | 0% | 0.00013167 | 0.00013167
MISO_MI | MISO_IN | 2045 | MISO_MI_2_MISO_IN | 0.00045565 | 0.000395 | 0 | 0 | 0 | 0 | 0 | 0 | 0 | 0 | 0% | 0.00015188 | 0.00013167
MISO_MI | MISO_WUMS | 117 | MISO_MI_2_MISO_WUMS | 0.0021677 | 0.000395 | 800.26 | 0 | 471.8125 | 0 | 393.1771 | 353.8594 | 0 | 0.5 | 90% | 424.0249 | 0.00013167 | OL25
MISO_MI | PJM_ROR | 1424 | MISO_MI_2_PJM_ROR | 0.000395 | 0.000395 | 0.00018 | 0 | 0 | 0 | 0 | 0 | 0 | 0 | 0% | 0.00019167 | 0.00013167 | Top 20 Lines | Average | Index |  | RHC | Johnson | NGO | Median | Average
MISO_MO-IL | ENT | 2540 | MISO_MO-IL_2_ENT | 0.00065381 | 0.000395 | 0 | 0 | 0 | 0 | 0 | 0 | 0 | 0 | 0% | 0.00021794 | 0.00013167 | 1 | 0.00013167 | 1 | ENT_2_MISO_MO-IL | 0.000395 | 0 | 0 | 0 | 0.00013167
MISO_MO-IL | MISO_IN | 2100 | MISO_MO-IL_2_MISO_IN | 354.9153 | 0.000395 | 1798.88 | 0 | 1381.3409 | 0 | 1151.1175 | 1036.0057 | 0 | 0.5 | 90% | 1178.3788 | 0.00013167 | 2 | 0.00013167 | 1 | ENT_2_MISO_MO-IL | 0.000395 | 0 | 0 | 0 | 0.00013167
MISO_MO-IL | MISO_W | 960 | MISO_MO-IL_2_MISO_W | 0.00061153 | 0.000395 | 0 | 0 | 0 | 0 | 0 | 0 | 0 | 0 | 0% | 0.00020384 | 0.00013167 | 3 | 0.00013167 | 1 | ENT_2_MISO_MO-IL | 0.000395 | 0 | 0 | 0 | 0.00013167
MISO_MO-IL | PJM_ROR | 1212 | MISO_MO-IL_2_PJM_ROR | 0.00059278 | 0.000395 | 0.00025 | 0 | 0 | 0 | 0 | 0 | 0 | 0 | 0% | 0.00028093 | 0.00013167 | 4 | 0.00013167 | 1 | ENT_2_MISO_MO-IL | 0.000395 | 0 | 0 | 0 | 0.00013167
MISO_MO-IL | SPP_N | 2000 | MISO_MO-IL_2_SPP_N | 0.000395 | 0.000395 | 0 | 0 | 0 | 0 | 0 | 0 | 0 | 0 | 0% | 0.00013167 | 0.00013167 | 5 | 0.00013167 | 1 | ENT_2_MISO_MO-IL | 0.000395 | 0 | 0 | 0 | 0.00013167
MISO_MO-IL | TVA_Transmission | 4000 | MISO_MO-IL_2_TVA_Transmission | 0.00059601 | 0.000395 | 0 | 0 | 0 | 0 | 0 | 0 | 0 | 0 | 0% | 0.00019867 | 0.00013167 | 6 | 0.00013167 | 1 | ENT_2_MISO_MO-IL | 0.000395 | 0 | 0 | 0 | 0.00013167
MISO_W | IESO | 90 | MISO_W_2_IESO | 0.000395 | 0.000395 | 0 | 0 | 0 | 0 | 0 | 0 | 0 | 0 | 0% | 0.00013167 | 0.00013167 | 7 | 0.00013167 | 1 | ENT_2_MISO_MO-IL | 0.000395 | 0 | 0 | 0 | 0.00013167
MISO_W | MAPP_CA | 700 | MISO_W_2_MAPP_CA | 0.00068036 | 0.000395 | 2e-05 | 0 | 0 | 0 | 0 | 0 | 0 | 0 | 0% | 0.00023345 | 0.00013167 | 8 | 0.00013167 | 1 | ENT_2_MISO_MO-IL | 0.000395 | 0 | 0 | 0 | 0.00013167
MISO_W | MAPP_US | 2300 | MISO_W_2_MAPP_US | 0.000395 | 0.000395 | 0 | 0 | 0 | 0 | 0 | 0 | 0 | 0 | 0% | 0.00013167 | 0.00013167 | 9 | 0.00013167 | 1 | ENT_2_MISO_MO-IL | 0.000395 | 0 | 0 | 0 | 0.00013167
MISO_W | MISO_MO-IL | 3800 | MISO_W_2_MISO_MO-IL | 0.000695 | 0.000395 | 0.0005 | 0 | 0 | 0 | 0 | 0 | 0 | 0 | 0% | 0.00039833 | 0.00013167 | 10 | 0.00013167 | 1 | ENT_2_MISO_MO-IL | 0.000395 | 0 | 0 | 0 | 0.00013167
MISO_W | MISO_WUMS | 1629 | MISO_W_2_MISO_WUMS | 436.1803 | 0.000395 | 0.00045 | 0 | 0 | 0 | 0 | 0 | 0 | 0 | 0% | 145.3936 | 0.00013167 | 11 | 0.00013167 | 1 | ENT_2_MISO_MO-IL | 0.000395 | 0 | 0 | 0 | 0.00013167
MISO_W | NE | 2800 | MISO_W_2_NE | 0.000395 | 0.000395 | 0 | 0 | 0 | 0 | 0 | 0 | 0 | 0 | 0% | 0.00013167 | 0.00013167 | 12 | 0.00013167 | 1 | ENT_2_MISO_MO-IL | 0.000395 | 0 | 0 | 0 | 0.00013167
MISO_W | PJM_ROR | 773 | MISO_W_2_PJM_ROR | 8092.1551 | 0.000395 | 6447.26 | 0 | 4660.2064 | 0 | 3883.5053 | 3495.1548 | 0 | 0.5 | 90% | 6399.8738 | 0.00013167 | 13 | 0.00013167 | 1 | ENT_2_MISO_MO-IL | 0.000395 | 0 | 0 | 0 | 0.00013167
MISO_W | SPP_N | 3200 | MISO_W_2_SPP_N | 0.000395 | 0.000395 | 0 | 0 | 0 | 0 | 0 | 0 | 0 | 0 | 0% | 0.00013167 | 0.00013167 | 14 | 0.00013167 | 1 | ENT_2_MISO_MO-IL | 0.000395 | 0 | 0 | 0 | 0.00013167
MISO_WUMS | MISO_MI | 99 | MISO_WUMS_2_MISO_MI | 0.00064209 | 0.000395 | 0.00021 | 0 | 88.1426 | 0 | 73.4522 | 66.1069 | 0 | 0.5 | 90% | 29.3811 | 0.00013167 | 15 | 0.00013167 | 1 | ENT_2_MISO_MO-IL | 0.000395 | 0 | 0 | 0 | 0.00013167
MISO_WUMS | MISO_W | 1137 | MISO_WUMS_2_MISO_W | 0.000395 | 0.000395 | 0 | 0 | 0 | 0 | 0 | 0 | 0 | 0 | 0% | 0.00013167 | 0.00013167 | 16 | 0.00013167 | 1 | ENT_2_MISO_MO-IL | 0.000395 | 0 | 0 | 0 | 0.00013167
MISO_WUMS | PJM_ROR | 1600 | MISO_WUMS_2_PJM_ROR | 0.00058462 | 0.000395 | 0.00028 | 0 | 0 | 0 | 0 | 0 | 0 | 0 | 0% | 0.00028821 | 0.00013167 | 17 | 0.00013167 | 1 | ENT_2_MISO_MO-IL | 0.000395 | 0 | 0 | 0 | 0.00013167
NE | MAPP_US | 1600 | NE_2_MAPP_US | 0.000395 | 0.000395 | 0 | 0 | 0 | 0 | 0 | 0 | 0 | 0 | 0% | 0.00013167 | 0.00013167 | 18 | 0.00013167 | 1 | ENT_2_MISO_MO-IL | 0.000395 | 0 | 0 | 0 | 0.00013167
NE | MISO_W | 1600 | NE_2_MISO_W | 219.0131 | 0.000395 | 2460.05 | 0 | 1058.0507 | 0 | 881.7089 | 793.538 | 0 | 0.5 | 90% | 1245.7046 | 0.00013167 | 19 | 0.00013167 | 1 | ENT_2_MISO_MO-IL | 0.000395 | 0 | 0 | 0 | 0.00013167
NE | SPP_N | 1800 | NE_2_SPP_N | 0.0011985 | 0.000395 | 261.43 | 0 | 0 | 0 | 0 | 0 | 0 | 0 | 0% | 87.1437 | 0.00013167 | 20 | 0.00013167 | 1 | ENT_2_MISO_MO-IL | 0.000395 | 0 | 0 | 0 | 0.00013167
NEISO | NYISO_A-F | 600 | NEISO_2_NYISO_A-F | 0.00061523 | 0.000395 | 0 | 0 | 0 | 0 | 0 | 0 | 0 | 0 | 0% | 0.00020508 | 0.00013167 | 21 | 0.00013167 | 1 | ENT_2_MISO_MO-IL | 0.000395 | 0 | 0 | 0 | 0.00013167
NEISO | NYISO_G-I | 600 | NEISO_2_NYISO_G-I | 0.000395 | 0.000395 | 0.00032 | 0 | 0 | 0 | 0 | 0 | 0 | 0 | 0% | 0.00023833 | 0.00013167
NEISO | NYISO_J-K | 430 | NEISO_2_NYISO_J-K | 17.5278 | 0.000395 | 231.25 | 0 | 335.9275 | 0 | 279.9396 | 251.9456 | 0 | 0.5 | 90% | 194.9017 | 0.00013167
NonRTO_Midwest | MISO_IN | 4450 | NonRTO_Midwest_2_MISO_IN | 0.000395 | 0.000395 | 0 | 0 | 0 | 0 | 0 | 0 | 0 | 0 | 0% | 0.00013167 | 0.00013167
NonRTO_Midwest | TVA_Transmission | 2400 | NonRTO_Midwest_2_TVA_Transmission | 0.000395 | 0.000395 | 0 | 0 | 0 | 0 | 0 | 0 | 0 | 0 | 0% | 0.00013167 | 0.00013167
NYISO_A-F | IESO | 1600 | NYISO_A-F_2_IESO | 0.000395 | 0.000395 | 0 | 0 | 0 | 0 | 0 | 0 | 0 | 0 | 0% | 0.00013167 | 0.00013167
NYISO_A-F | NEISO | 600 | NYISO_A-F_2_NEISO | 0.0005915 | 0.000395 | 0 | 0 | 0 | 0 | 0 | 0 | 0 | 0 | 0% | 0.00019717 | 0.00013167
NYISO_A-F | NYISO_G-I | 4250 | NYISO_A-F_2_NYISO_G-I | 1594.8166 | 0.000395 | 0.00035 | 0 | 1020.1968 | 0 | 850.164 | 765.1476 | 0 | 0.5 | 90% | 871.6713 | 0.00013167
NYISO_A-F | PJM_ROM | 1000 | NYISO_A-F_2_PJM_ROM | 0.0005779 | 0.000395 | 0 | 0 | 0 | 0 | 0 | 0 | 0 | 0 | 0% | 0.00019263 | 0.00013167
NYISO_G-I | NEISO | 600 | NYISO_G-I_2_NEISO | 0.000395 | 0.000395 | 0 | 0 | 0 | 0 | 0 | 0 | 0 | 0 | 0% | 0.00013167 | 0.00013167
NYISO_G-I | NYISO_A-F | 1999 | NYISO_G-I_2_NYISO_A-F | 0.000395 | 0.000395 | 0 | 0 | 0 | 0 | 0 | 0 | 0 | 0 | 0% | 0.00013167 | 0.00013167
NYISO_G-I | NYISO_J-K | 6130 | NYISO_G-I_2_NYISO_J-K | 0.00059734 | 0.000395 | 0 | 0 | 0 | 0 | 0 | 0 | 0 | 0 | 0% | 0.00019911 | 0.00013167
NYISO_G-I | PJM_E | 1500 | NYISO_G-I_2_PJM_E | 0.00053767 | 0.000395 | 0 | 0 | 0 | 0 | 0 | 0 | 0 | 0 | 0% | 0.00017922 | 0.00013167
NYISO_J-K | NEISO | 0.001 | NYISO_J-K_2_NEISO | 0.000395 | 0.000395 | 0 | 0 | 0 | 0 | 0 | 0 | 0 | 0 | 0% | 0.00013167 | 0.00013167
NYISO_J-K | NYISO_G-I | 1999 | NYISO_J-K_2_NYISO_G-I | 0.000395 | 0.000395 | 0 | 0 | 0 | 0 | 0 | 0 | 0 | 0 | 0% | 0.00013167 | 0.00013167
NYISO_J-K | PJM_E | 0.001 | NYISO_J-K_2_PJM_E | 0.00059017 | 0.000395 | 0 | 0 | 4.7342 | 0 | 3.9452 | 3.5507 | 0 | 0.5 | 90% | 1.5783 | 0.00013167
PJM_E | NYISO_G-I | 500 | PJM_E_2_NYISO_G-I | 0.000395 | 0.000395 | 0 | 0 | 0 | 0 | 0 | 0 | 0 | 0 | 0% | 0.00013167 | 0.00013167
PJM_E | NYISO_J-K | 330 | PJM_E_2_NYISO_J-K | 0.00064248 | 0.000395 | 0 | 0 | 0 | 0 | 0 | 0 | 0 | 0 | 0% | 0.00021416 | 0.00013167
PJM_E | PJM_ROM | 8000 | PJM_E_2_PJM_ROM | 0.00058159 | 0.000395 | 0 | 0 | 0 | 0 | 0 | 0 | 0 | 0 | 0% | 0.00019386 | 0.00013167
PJM_ROM | NYISO_A-F | 2000 | PJM_ROM_2_NYISO_A-F | 0.000395 | 0.000395 | 0 | 0 | 0 | 0 | 0 | 0 | 0 | 0 | 0% | 0.00013167 | 0.00013167
PJM_ROM | PJM_E | 8000 | PJM_ROM_2_PJM_E | 0.000395 | 0.000395 | 0 | 0 | 0 | 0 | 0 | 0 | 0 | 0 | 0% | 0.00013167 | 0.00013167
PJM_ROM | PJM_ROR | 8000 | PJM_ROM_2_PJM_ROR | 0.000395 | 0.000395 | 0 | 0 | 0 | 0 | 0 | 0 | 0 | 0 | 0% | 0.00013167 | 0.00013167
PJM_ROR | MISO_IN | 909 | PJM_ROR_2_MISO_IN | 0.00060699 | 0.000395 | 0 | 0 | 0 | 0 | 0 | 0 | 0 | 0 | 0% | 0.00020233 | 0.00013167
PJM_ROR | MISO_MI | 1305 | PJM_ROR_2_MISO_MI | 0.000395 | 0.000395 | 0 | 0 | 0 | 0 | 0 | 0 | 0 | 0 | 0% | 0.00013167 | 0.00013167
PJM_ROR | MISO_MO-IL | 1111 | PJM_ROR_2_MISO_MO-IL | 0.000395 | 0.000395 | 0 | 0 | 0 | 0 | 0 | 0 | 0 | 0 | 0% | 0.00013167 | 0.00013167
PJM_ROR | MISO_W | 709 | PJM_ROR_2_MISO_W | 0.000395 | 0.000395 | 0 | 0 | 0 | 0 | 0 | 0 | 0 | 0 | 0% | 0.00013167 | 0.00013167
PJM_ROR | MISO_WUMS | 1467 | PJM_ROR_2_MISO_WUMS | 0.000395 | 0.000395 | 0 | 0 | 0 | 0 | 0 | 0 | 0 | 0 | 0% | 0.00013167 | 0.00013167
PJM_ROR | PJM_ROM | 8000 | PJM_ROR_2_PJM_ROM | 0.00065494 | 0.000395 | 2e-05 | 0 | 0 | 0 | 0 | 0 | 0 | 0 | 0% | 0.00022498 | 0.00013167
PJM_ROR | TVA_Transmission | 2500 | PJM_ROR_2_TVA_Transmission | 0.00063945 | 0.000395 | 0 | 0 | 0 | 0 | 0 | 0 | 0 | 0 | 0% | 0.00021315 | 0.00013167
PJM_ROR | VACAR | 3000 | PJM_ROR_2_VACAR | 0.00059923 | 0.000395 | 188.98 | 0 | 0 | 0 | 0 | 0 | 0 | 0 | 0% | 62.9935 | 0.00013167
SOCO | ENT | 2400 | SOCO_2_ENT | 0.000395 | 0.000395 | 0 | 0 | 0 | 0 | 0 | 0 | 0 | 0 | 0% | 0.00013167 | 0.00013167
SOCO | FRCC | 3700 | SOCO_2_FRCC | 0.00055228 | 0.000395 | 0 | 0 | 0 | 0 | 0 | 0 | 0 | 0 | 0% | 0.00018409 | 0.00013167
SOCO | TVA_Transmission | 2600 | SOCO_2_TVA_Transmission | 0.000395 | 0.000395 | 0 | 0 | 0 | 0 | 0 | 0 | 0 | 0 | 0% | 0.00013167 | 0.00013167
SOCO | VACAR | 2000 | SOCO_2_VACAR | 0.000395 | 0.000395 | 0 | 0 | 0 | 0 | 0 | 0 | 0 | 0 | 0% | 0.00013167 | 0.00013167
SPP_N | ENT | 1800 | SPP_N_2_ENT | 4976.2073 | 0.000395 | 3309.76 | 0 | 2668.6038 | 0 | 2223.8365 | 2001.4529 | 0 | 0.5 | 90% | 3651.5237 | 0.00013167
SPP_N | MISO_MO-IL | 2000 | SPP_N_2_MISO_MO-IL | 1015.7427 | 0.000395 | 0.00036 | 0 | 0 | 0 | 0 | 0 | 0 | 0 | 0% | 338.581 | 0.00013167
SPP_N | MISO_W | 750 | SPP_N_2_MISO_W | 0.00065215 | 0.000395 | 0.00031 | 0 | 154.5537 | 0 | 128.7947 | 115.9153 | 0 | 0.5 | 90% | 51.5182 | 0.00013167
SPP_N | NE | 330 | SPP_N_2_NE | 0.00059097 | 0.000395 | 4e-05 | 0 | 0 | 0 | 0 | 0 | 0 | 0 | 0% | 0.00021032 | 0.00013167
SPP_N | SPP_S | 4000 | SPP_N_2_SPP_S | 0.0011408 | 0.000395 | 473.75 | 0 | 0 | 0 | 0 | 0 | 0 | 0 | 0% | 157.917 | 0.00013167
SPP_S | ENT | 850 | SPP_S_2_ENT | 1433.7449 | 0.000395 | 2149 | 0 | 1848.0974 | 0 | 1540.0811 | 1386.073 | 0 | 0.5 | 90% | 1810.2807 | 0.00013167
SPP_S | SPP_N | 640 | SPP_S_2_SPP_N | 0.00060564 | 0.000395 | 2e-05 | 0 | 0 | 0 | 0 | 0 | 0 | 0 | 0% | 0.00020855 | 0.00013167
TVA | ENT | 500 | TVA_2_ENT | 0.000395 | 0.000395 | 0 | 0 | 0 | 0 | 0 | 0 | 0 | 0 | 0% | 0.00013167 | 0.00013167
TVA | MISO_MO-IL | 50 | TVA_2_MISO_MO-IL | 0.000395 | 0.000395 | 0 | 0 | 0 | 0 | 0 | 0 | 0 | 0 | 0% | 0.00013167 | 0.00013167
TVA | NonRTO_Midwest | 100 | TVA_2_NonRTO_Midwest | 0.000395 | 0.000395 | 0 | 0 | 0 | 0 | 0 | 0 | 0 | 0 | 0% | 0.00013167 | 0.00013167
TVA | PJM_ROR | 50 | TVA_2_PJM_ROR | 0.000395 | 0.000395 | 0 | 0 | 0 | 0 | 0 | 0 | 0 | 0 | 0% | 0.00013167 | 0.00013167
TVA | SOCO | 500 | TVA_2_SOCO | 0.00060263 | 0.000395 | 0 | 0 | 0 | 0 | 0 | 0 | 0 | 0 | 0% | 0.00020088 | 0.00013167
TVA | VACAR | 150 | TVA_2_VACAR | 0.000395 | 0.000395 | 0 | 0 | 0 | 0 | 0 | 0 | 0 | 0 | 0% | 0.00013167 | 0.00013167
TVA_Transmission | ENT | 3000 | TVA_Transmission_2_ENT | 0.000395 | 0.000395 | 0 | 0 | 0 | 0 | 0 | 0 | 0 | 0 | 0% | 0.00013167 | 0.00013167
TVA_Transmission | MISO_MO-IL | 4000 | TVA_Transmission_2_MISO_MO-IL | 0.000395 | 0.000395 | 0 | 0 | 0 | 0 | 0 | 0 | 0 | 0 | 0% | 0.00013167 | 0.00013167
TVA_Transmission | NonRTO_Midwest | 700 | TVA_Transmission_2_NonRTO_Midwest | 0.000395 | 0.000395 | 0 | 0 | 0 | 0 | 0 | 0 | 0 | 0 | 0% | 0.00013167 | 0.00013167
TVA_Transmission | PJM_ROR | 2000 | TVA_Transmission_2_PJM_ROR | 0.000395 | 0.000395 | 0 | 0 | 0 | 0 | 0 | 0 | 0 | 0 | 0% | 0.00013167 | 0.00013167
TVA_Transmission | SOCO | 3200 | TVA_Transmission_2_SOCO | 0.00059006 | 0.000395 | 0 | 0 | 0 | 0 | 0 | 0 | 0 | 0 | 0% | 0.00019669 | 0.00013167
TVA_Transmission | TVA | 99999 | TVA_Transmission_2_TVA | 0.000395 | 0.000395 | 0 | 0 | 0 | 0 | 0 | 0 | 0 | 0 | 0% | 0.00013167 | 0.00013167
TVA_Transmission | VACAR | 900 | TVA_Transmission_2_VACAR | 0.000395 | 0.000395 | 0 | 0 | 0 | 0 | 0 | 0 | 0 | 0 | 0% | 0.00013167 | 0.00013167
VACAR | PJM_ROR | 2000 | VACAR_2_PJM_ROR | 0.000395 | 0.000395 | 0 | 0 | 0 | 0 | 0 | 0 | 0 | 0 | 0% | 0.00013167 | 0.00013167
VACAR | SOCO | 3000 | VACAR_2_SOCO | 0.00055903 | 0.000395 | 0 | 0 | 0 | 0 | 0 | 0 | 0 | 0 | 0% | 0.00018634 | 0.00013167
VACAR | TVA_Transmission | 900 | VACAR_2_TVA_Transmission | 0.000395 | 0.000395 | 0 | 0 | 0 | 0 | 0 | 0 | 0 | 0 | 0% | 0.00013167 | 0.00013167
18191.9576

## shadow prices
| Total Marginal Congestion (block shadow price*block hours)/total hours |  | Average of congested hour congestion (marginal congestion/congested hours)
Line name | F2B | F8B | F5B | F8B
ENT_2_MISO_MO-IL | 0.0023116 | 0 | 0 | 0
ENT_2_SOCO | 0.39643 | 0.6313 | 2.051 | 8.7956
ENT_2_SPP_N | 0 | 0 | 0 | 0
ENT_2_SPP_S | 0 | 0 | 0 | 0
ENT_2_TVA_Transmission | 0.0068636 | 0.014965 | 2.6114 | 10.4871
FRCC_2_SOCO | 0 | 0.11233 | 0 | 4.3734
IESO_2_MAPP_CA | 25.5991 | 23.7843 | 3.538 | 29.9043
IESO_2_MISO_MI | 41.0393 | 43.3569 | 4.4596 | 43.3569
IESO_2_MISO_W | 32.3597 | 29.824 | 4.3743 | 36.4937
IESO_2_NYISO_A-F | 32.1127 | 30.5854 | 0.47763 | 35.6976
MAPP_CA_2_IESO | 0.22542 | 0.056491 | 5.5841 | 17.9949
MAPP_CA_2_MAPP_US | 5.5565 | 4.3984 | 16.1534 | 27.0148
MAPP_CA_2_MISO_W | 10.0468 | 9.3471 | 13.2629 | 24.7374
MAPP_US_2_MAPP_CA | 3.4868 | 4.8238 | 5.2288 | 16.9636
MAPP_US_2_MISO_W | 0.51189 | 1.0358 | 3.3236 | 50.0636
MAPP_US_2_NE | 0 | 0 | 0 | 0
MISO_IN_2_MISO_MI | 1.2984 | 1.2937 | 2.9763 | 5.0119
MISO_IN_2_MISO_MO-IL | 0.73136 | 0.42362 | 0 | 2.3024
MISO_IN_2_NonRTO_Midwest | 0.00014983 | 0.017175 | 0 | 4.8145
MISO_IN_2_PJM_ROR | 2.6713 | 3.6237 | 3.0819 | 5.4346
MISO_MI_2_IESO | 0 | 0 | 0 | 0
MISO_MI_2_MISO_IN | 0 | 0.0073256 | 1.3896 | 0.93341
MISO_MI_2_MISO_WUMS | 0.28445 | 0.1305 | 0.73132 | 0.97151
MISO_MI_2_PJM_ROR | 1.4965 | 2.334 | 1.9908 | 9.32
MISO_MO-IL_2_ENT | 0.56037 | 2.0563 | 4.3595 | 8.2771
MISO_MO-IL_2_MISO_IN | 1.0054 | 1.7033 | 2.6049 | 4.4536
MISO_MO-IL_2_MISO_W | 0.52035 | 0.064467 | 0.21671 | 0.7178
MISO_MO-IL_2_PJM_ROR | 3.0743 | 5.0455 | 4.5158 | 9.587
MISO_MO-IL_2_SPP_N | 0 | 0 | 0 | 0
MISO_MO-IL_2_TVA_Transmission | 0.38043 | 1.8954 | 3.1632 | 8.5104
MISO_W_2_IESO | 0.78645 | 1.2943 | 8.4438 | 37.6991
MISO_W_2_MAPP_CA | 3.5083 | 4.7893 | 7.3304 | 22.032
MISO_W_2_MAPP_US | 0 | 0 | 0 | 0
MISO_W_2_MISO_MO-IL | 10.3831 | 13.914 | 11.0044 | 32.5618
MISO_W_2_MISO_WUMS | 11.1017 | 14.9903 | 13.9836 | 41.8501
MISO_W_2_NE | 0 | 0 | 0 | 0
MISO_W_2_PJM_ROR | 13.3877 | 18.9485 | 13.4099 | 26.2536
MISO_W_2_SPP_N | 0 | 0 | 0 | 0
MISO_WUMS_2_MISO_MI | 1.682 | 2.0415 | 0.90171 | 4.5064
MISO_WUMS_2_MISO_W | 1.0545 | 0.47879 | 2.9618 | 3.1464
MISO_WUMS_2_PJM_ROR | 2.8678 | 4.2204 | 2.322 | 10.22
NE_2_MAPP_US | 8.2536 | 4.5026 | 7.1813 | 26.2908
NE_2_MISO_W | 12.2833 | 8.9075 | 4.3249 | 16.1435
NE_2_SPP_N | 1.7828 | 1.8127 | 5.646 | 4.1323
NEISO_2_NYISO_A-F | 0.25616 | 0.20867 | 2.9928 | 2.3587
NEISO_2_NYISO_G-I | 11.1514 | 11.0331 | 3.902 | 16.3813
NEISO_2_NYISO_J-K | 11.2757 | 11.0423 | 3.0968 | 14.2079
NonRTO_Midwest_2_MISO_IN | 0 | 0 | 0 | 0
NonRTO_Midwest_2_TVA_Transmission | 0 | 1.0724 | 0 | 395.5409
NYISO_A-F_2_IESO | 0 | 0 | 0 | 0
NYISO_A-F_2_NEISO | 0.13343 | 2.3434 | 1.9811 | 15.9351
NYISO_A-F_2_NYISO_G-I | 12.5684 | 15.2425 | 4.6145 | 22.9394
NYISO_A-F_2_PJM_ROM | 8.5723 | 12.2956 | 5.4085 | 29.554
NYISO_G-I_2_NEISO | 0 | 0 | 0 | 0
NYISO_G-I_2_NYISO_A-F | 0 | 0 | 0 | 0
NYISO_G-I_2_NYISO_J-K | 0.11747 | 0 | 2.7502 | 0
NYISO_G-I_2_PJM_E | 0.13693 | 0.44584 | 3.648 | 9.7638
NYISO_J-K_2_NEISO | 0.05755 | 0 | 0.021531 | 0
NYISO_J-K_2_NYISO_G-I | 0 | 0 | 0 | 0
NYISO_J-K_2_PJM_E | 0.20067 | 0.44529 | 0.21293 | 9.7519
PJM_E_2_NYISO_G-I | 0.13285 | 0.045444 | 3.1464 | 1.5535
PJM_E_2_NYISO_J-K | 0.17215 | 0.045795 | 1.8703 | 1.5504
PJM_E_2_PJM_ROM | 0 | 0 | 0 | 0
PJM_ROM_2_NYISO_A-F | 0 | 0 | 0 | 0
PJM_ROM_2_PJM_E | 0 | 0 | 0 | 0
PJM_ROM_2_PJM_ROR | 0 | 0 | 0 | 0
PJM_ROR_2_MISO_IN | 0 | 0 | 4.0477 | 0
PJM_ROR_2_MISO_MI | 0 | 0 | 0 | 0
PJM_ROR_2_MISO_MO-IL | 0.015668 | 0.024458 | 0.46161 | 4.2851
PJM_ROR_2_MISO_W | 0.084047 | 0.024628 | 0.46029 | 1.7259
PJM_ROR_2_MISO_WUMS | 0 | 0 | 0.27301 | 0
PJM_ROR_2_PJM_ROM | 0.84628 | 0.66112 | 0.95395 | 5.2709
PJM_ROR_2_TVA_Transmission | 0.0017694 | 0.062467 | 3.2168 | 1.6214
PJM_ROR_2_VACAR | 0.23228 | 0.53 | 1.252 | 4.2351
SOCO_2_ENT | 0 | 0 | 0 | 0
SOCO_2_FRCC | 0.0056935 | 0 | 1.3057 | 0
SOCO_2_TVA_Transmission | 0 | 0 | 0 | 0
SOCO_2_VACAR | 0.020983 | 0.0056318 | 0 | 7.8936
SPP_N_2_ENT | 25.957 | 28.1195 | 18.2939 | 42.8338
SPP_N_2_MISO_MO-IL | 22.0766 | 22.5867 | 16.4122 | 51.6976
SPP_N_2_MISO_W | 12.0218 | 8.7648 | 16.5319 | 20.347
SPP_N_2_NE | 0.45487 | 0.50492 | 22.3232 | 8.2946
SPP_N_2_SPP_S | 0.35087 | 0.65517 | 4.4144 | 4.9381
SPP_S_2_ENT | 25.9391 | 27.9857 | 20.0956 | 44.8981
SPP_S_2_SPP_N | 0.25498 | 0.45153 | 5.5453 | 6.0158
TVA_2_ENT | 0.11712 | 0.19096 | 0 | 7.4346
TVA_2_MISO_MO-IL | 0.035046 | 0.0028455 | 0 | 0.24927
TVA_2_NonRTO_Midwest | 0.16299 | 0.028286 | 2.3507 | 1.9823
TVA_2_PJM_ROR | 0.14643 | 0.047832 | 0 | 1.3967
TVA_2_SOCO | 0.49977 | 0.27046 | 4.2842 | 7.8975
TVA_2_VACAR | 0.246 | 0.23184 | 0.92982 | 5.8233
TVA_Transmission_2_ENT | 0 | 0 | 0 | 0
TVA_Transmission_2_MISO_MO-IL | 0 | 0 | 0 | 0
TVA_Transmission_2_NonRTO_Midwest | 0 | 0.017141 | 0 | 2.0021
TVA_Transmission_2_PJM_ROR | 0.046861 | 0.026872 | 0 | 1.7935
TVA_Transmission_2_SOCO | 7.1347e-06 | 0.086188 | 0.08309 | 7.1059
TVA_Transmission_2_TVA | 0 | 0 | 0 | 0
TVA_Transmission_2_VACAR | 0.058776 | 0.098634 | 1.2055 | 2.9043
VACAR_2_PJM_ROR | 0.16376 | 0.067175 | 0 | 2.3538
VACAR_2_SOCO | 0.0014983 | 0 | 1.6974 | 0
VACAR_2_TVA_Transmission | 0.017352 | 0.10557 | 0 | 2.5302
Average | 3.6138 | 3.8439 | 3.2019 | 13.4467
Average of non-zero | 5.0693 | 5.4681 | 4.9752 | 19.1285
| 41.0393 | 43.3569 | 22.3232 | 395.5409

## Data
Transmission Table 1 - Eastern Interconnection
[8 empty] | Base Flow |  |  | Overload flow |  | Base Flow Shadow Price (2010$) |  |  | Overload Charge (2010$)
Line name | From | To | Year | Block | Duration | Dur w/OL | Base Transfer Limit | BAU | OL75 | OL25 | OL75 | OL25 | BAU | OL75 | OL25 | Duration Weight | OL75 | OL25 | flag
ENT_2_MISO_MO-IL | ENT | MISO_MO-IL | 2015 | B1 | 10 | 0 | 2260 | 0 | 0 |  | 0 |  | 0 | 0 |  | 0 | 0
ENT_2_MISO_MO-IL | ENT | MISO_MO-IL | 2015 | B2 | 25 | 0 | 2260 | 0 | 0 |  | 0 |  | 0 | 0 |  | 0 | 0
ENT_2_MISO_MO-IL | ENT | MISO_MO-IL | 2015 | B3 | 75 | 0 | 2260 | 0 | 0 |  | 0 |  | 0 | 0 |  | 0 | 0
ENT_2_MISO_MO-IL | ENT | MISO_MO-IL | 2015 | B4 | 100 | 0 | 2260 | 0 | 0 |  | 0 |  | 0 | 0 |  | 0 | 0
ENT_2_MISO_MO-IL | ENT | MISO_MO-IL | 2015 | B5 | 200 | 0 | 2260 | 0 | 0 |  | 0 |  | 0 | 0 |  | 0 | 0
ENT_2_MISO_MO-IL | ENT | MISO_MO-IL | 2015 | B6 | 300 | 0 | 2260 | 0 | 0 |  | 0 |  | 0 | 0 |  | 0 | 0
ENT_2_MISO_MO-IL | ENT | MISO_MO-IL | 2015 | B7 | 400 | 0 | 2260 | 0 | 0 |  | 0 |  | 0 | 0 |  | 0 | 0
ENT_2_MISO_MO-IL | ENT | MISO_MO-IL | 2015 | B8 | 500 | 0 | 2260 | 0 | 0 |  | 0 |  | 0 | 0 |  | 0 | 0
ENT_2_MISO_MO-IL | ENT | MISO_MO-IL | 2015 | B9 | 800 | 0 | 2260 | 0 | 0 |  | 0 |  | 0 | 0 |  | 0 | 0
ENT_2_MISO_MO-IL | ENT | MISO_MO-IL | 2015 | B10 | 1262 | 0 | 2260 | 0 | 0 |  | 0 |  | 0 | 0 |  | 0 | 0
ENT_2_MISO_MO-IL | ENT | MISO_MO-IL | 2015 | B11 | 25 | 0 | 2260 | 0 | 0 |  | 0 |  | 0 | 0 |  | 0 | 0
ENT_2_MISO_MO-IL | ENT | MISO_MO-IL | 2015 | B12 | 200 | 0 | 2260 | 0 | 0 |  | 0 |  | 0 | 0 |  | 0 | 0
ENT_2_MISO_MO-IL | ENT | MISO_MO-IL | 2015 | B13 | 600 | 0 | 2260 | 0 | 0 |  | 0 |  | 0 | 0 |  | 0 | 0
ENT_2_MISO_MO-IL | ENT | MISO_MO-IL | 2015 | B14 | 900 | 0 | 2260 | 0 | 0 |  | 0 |  | 0 | 0 |  | 0 | 0
ENT_2_MISO_MO-IL | ENT | MISO_MO-IL | 2015 | B15 | 1203 | 0 | 2260 | 0 | 0 |  | 0 |  | 0 | 0 |  | 0 | 0
ENT_2_MISO_MO-IL | ENT | MISO_MO-IL | 2015 | B16 | 25 | 0 | 2260 | 0 | 0 |  | 0 |  | 0 | 0 |  | 0 | 0
ENT_2_MISO_MO-IL | ENT | MISO_MO-IL | 2015 | B17 | 100 | 0 | 2260 | 0 | 0 |  | 0 |  | 0 | 0 |  | 0 | 0
ENT_2_MISO_MO-IL | ENT | MISO_MO-IL | 2015 | B18 | 400 | 0 | 2260 | 0 | 0 |  | 0 |  | 0 | 0 |  | 0 | 0
ENT_2_MISO_MO-IL | ENT | MISO_MO-IL | 2015 | B19 | 700 | 0 | 2260 | 0 | 0 |  | 0 |  | 0 | 0 |  | 0 | 0
ENT_2_MISO_MO-IL | ENT | MISO_MO-IL | 2015 | B20 | 935 | 0 | 2260 | 0 | 0 |  | 0 |  | 0 | 0 |  | 0 | 0
ENT_2_MISO_MO-IL | ENT | MISO_MO-IL | 2020 | B1 | 10 | 0 | 2260 | 0 | 0 |  | 0 |  | 0 | 0 |  | 0 | 0
ENT_2_MISO_MO-IL | ENT | MISO_MO-IL | 2020 | B2 | 25 | 0 | 2260 | 0 | 0 |  | 0 |  | 0 | 0 |  | 0 | 0
ENT_2_MISO_MO-IL | ENT | MISO_MO-IL | 2020 | B3 | 75 | 0 | 2260 | 0 | 0 |  | 0 |  | 0 | 0 |  | 0 | 0
ENT_2_MISO_MO-IL | ENT | MISO_MO-IL | 2020 | B4 | 100 | 0 | 2260 | 0 | 0 |  | 0 |  | 0 | 0 |  | 0 | 0
ENT_2_MISO_MO-IL | ENT | MISO_MO-IL | 2020 | B5 | 200 | 0 | 2260 | 0 | 0 |  | 0 |  | 0 | 0 |  | 0 | 0
ENT_2_MISO_MO-IL | ENT | MISO_MO-IL | 2020 | B6 | 300 | 0 | 2260 | 0 | 0 |  | 0 |  | 0 | 0 |  | 0 | 0
ENT_2_MISO_MO-IL | ENT | MISO_MO-IL | 2020 | B7 | 400 | 0 | 2260 | 0 | 0 |  | 0 |  | 0 | 0 |  | 0 | 0
ENT_2_MISO_MO-IL | ENT | MISO_MO-IL | 2020 | B8 | 500 | 0 | 2260 | 0 | 0 |  | 0 |  | 0 | 0 |  | 0 | 0
ENT_2_MISO_MO-IL | ENT | MISO_MO-IL | 2020 | B9 | 800 | 0 | 2260 | 0 | 0 |  | 0 |  | 0 | 0 |  | 0 | 0
ENT_2_MISO_MO-IL | ENT | MISO_MO-IL | 2020 | B10 | 1262 | 0 | 2260 | 0 | 0 |  | 0 |  | 0 | 0 |  | 0 | 0
ENT_2_MISO_MO-IL | ENT | MISO_MO-IL | 2020 | B11 | 25 | 0 | 2260 | 0 | 0 |  | 0 |  | 0 | 0 |  | 0 | 0
ENT_2_MISO_MO-IL | ENT | MISO_MO-IL | 2020 | B12 | 200 | 0 | 2260 | 0 | 0 |  | 0 |  | 0 | 0 |  | 0 | 0
ENT_2_MISO_MO-IL | ENT | MISO_MO-IL | 2020 | B13 | 600 | 0 | 2260 | 0 | 0 |  | 0 |  | 0 | 0 |  | 0 | 0
ENT_2_MISO_MO-IL | ENT | MISO_MO-IL | 2020 | B14 | 900 | 0 | 2260 | 0 | 0 |  | 0 |  | 0 | 0 |  | 0 | 0
ENT_2_MISO_MO-IL | ENT | MISO_MO-IL | 2020 | B15 | 1203 | 0 | 2260 | 0 | 0 |  | 0 |  | 0 | 0 |  | 0 | 0
ENT_2_MISO_MO-IL | ENT | MISO_MO-IL | 2020 | B16 | 25 | 0 | 2260 | 0 | 0 |  | 0 |  | 0 | 0 |  | 0 | 0
ENT_2_MISO_MO-IL | ENT | MISO_MO-IL | 2020 | B17 | 100 | 0 | 2260 | 152.87 | 0 |  | 0 |  | 0 | 0 |  | 0 | 0
ENT_2_MISO_MO-IL | ENT | MISO_MO-IL | 2020 | B18 | 400 | 0 | 2260 | 0 | 0 |  | 0 |  | 0 | 0 |  | 0 | 0
ENT_2_MISO_MO-IL | ENT | MISO_MO-IL | 2020 | B19 | 700 | 0 | 2260 | 0 | 0 |  | 0 |  | 0 | 0 |  | 0 | 0
ENT_2_MISO_MO-IL | ENT | MISO_MO-IL | 2020 | B20 | 935 | 0 | 2260 | 0 | 0 |  | 0 |  | 0 | 0 |  | 0 | 0
ENT_2_MISO_MO-IL | ENT | MISO_MO-IL | 2025 | B1 | 10 | 0 | 2260 | 0 | 0 |  | 0 |  | 0 | 0 |  | 0 | 0
ENT_2_MISO_MO-IL | ENT | MISO_MO-IL | 2025 | B2 | 25 | 0 | 2260 | 0 | 0 |  | 0 |  | 0 | 0 |  | 0 | 0
ENT_2_MISO_MO-IL | ENT | MISO_MO-IL | 2025 | B3 | 75 | 0 | 2260 | 0 | 0 |  | 0 |  | 0 | 0 |  | 0 | 0
ENT_2_MISO_MO-IL | ENT | MISO_MO-IL | 2025 | B4 | 100 | 0 | 2260 | 0 | 0 |  | 0 |  | 0 | 0 |  | 0 | 0
ENT_2_MISO_MO-IL | ENT | MISO_MO-IL | 2025 | B5 | 200 | 0 | 2260 | 0 | 0 |  | 0 |  | 0 | 0 |  | 0 | 0
ENT_2_MISO_MO-IL | ENT | MISO_MO-IL | 2025 | B6 | 300 | 0 | 2260 | 0 | 0 |  | 0 |  | 0 | 0 |  | 0 | 0
ENT_2_MISO_MO-IL | ENT | MISO_MO-IL | 2025 | B7 | 400 | 0 | 2260 | 0 | 0 |  | 0 |  | 0 | 0 |  | 0 | 0
ENT_2_MISO_MO-IL | ENT | MISO_MO-IL | 2025 | B8 | 500 | 0 | 2260 | 0 | 0 |  | 0 |  | 0 | 0 |  | 0 | 0
ENT_2_MISO_MO-IL | ENT | MISO_MO-IL | 2025 | B9 | 800 | 0 | 2260 | 0 | 0 |  | 0 |  | 0 | 0 |  | 0 | 0
ENT_2_MISO_MO-IL | ENT | MISO_MO-IL | 2025 | B10 | 1262 | 0 | 2260 | 0 | 0 |  | 0 |  | 0 | 0 |  | 0 | 0
ENT_2_MISO_MO-IL | ENT | MISO_MO-IL | 2025 | B11 | 25 | 0 | 2260 | 0 | 0 |  | 0 |  | 0 | 0 |  | 0 | 0
ENT_2_MISO_MO-IL | ENT | MISO_MO-IL | 2025 | B12 | 200 | 0 | 2260 | 0 | 0 |  | 0 |  | 0 | 0 |  | 0 | 0
ENT_2_MISO_MO-IL | ENT | MISO_MO-IL | 2025 | B13 | 600 | 0 | 2260 | 0 | 0 |  | 0 |  | 0 | 0 |  | 0 | 0
ENT_2_MISO_MO-IL | ENT | MISO_MO-IL | 2025 | B14 | 900 | 0 | 2260 | 0 | 0 |  | 0 |  | 0 | 0 |  | 0 | 0
ENT_2_MISO_MO-IL | ENT | MISO_MO-IL | 2025 | B15 | 1203 | 0 | 2260 | 0 | 0 |  | 0 |  | 0 | 0 |  | 0 | 0
ENT_2_MISO_MO-IL | ENT | MISO_MO-IL | 2025 | B16 | 25 | 0 | 2260 | 0 | 0 |  | 0 |  | 0 | 0 |  | 0 | 0
ENT_2_MISO_MO-IL | ENT | MISO_MO-IL | 2025 | B17 | 100 | 0 | 2260 | 0 | 0 |  | 0 |  | 0 | 0 |  | 0 | 0
ENT_2_MISO_MO-IL | ENT | MISO_MO-IL | 2025 | B18 | 400 | 0 | 2260 | 0 | 0 |  | 0 |  | 0 | 0 |  | 0 | 0
ENT_2_MISO_MO-IL | ENT | MISO_MO-IL | 2025 | B19 | 700 | 0 | 2260 | 0 | 0 |  | 0 |  | 0 | 0 |  | 0 | 0
ENT_2_MISO_MO-IL | ENT | MISO_MO-IL | 2025 | B20 | 935 | 0 | 2260 | 0 | 0 |  | 0 |  | 0 | 0 |  | 0 | 0
ENT_2_MISO_MO-IL | ENT | MISO_MO-IL | 2030 | B1 | 10 | 0 | 2260 | 0 | 0 |  | 0 |  | 0 | 0 |  | 0 | 0
ENT_2_MISO_MO-IL | ENT | MISO_MO-IL | 2030 | B2 | 25 | 0 | 2260 | 0 | 0 |  | 0 |  | 0 | 0 |  | 0 | 0
ENT_2_MISO_MO-IL | ENT | MISO_MO-IL | 2030 | B3 | 75 | 0 | 2260 | 0 | 0 |  | 0 |  | 0 | 0 |  | 0 | 0
ENT_2_MISO_MO-IL | ENT | MISO_MO-IL | 2030 | B4 | 100 | 0 | 2260 | 0 | 0 |  | 0 |  | 0 | 0 |  | 0 | 0
ENT_2_MISO_MO-IL | ENT | MISO_MO-IL | 2030 | B5 | 200 | 0 | 2260 | 0 | 0 |  | 0 |  | 0 | 0 |  | 0 | 0
ENT_2_MISO_MO-IL | ENT | MISO_MO-IL | 2030 | B6 | 300 | 0 | 2260 | 0 | 0 |  | 0 |  | 0 | 0 |  | 0 | 0
ENT_2_MISO_MO-IL | ENT | MISO_MO-IL | 2030 | B7 | 400 | 0 | 2260 | 0 | 0 |  | 0 |  | 0 | 0 |  | 0 | 0
ENT_2_MISO_MO-IL | ENT | MISO_MO-IL | 2030 | B8 | 500 | 0 | 2260 | 0 | 0 |  | 0 |  | 0 | 0 |  | 0 | 0
ENT_2_MISO_MO-IL | ENT | MISO_MO-IL | 2030 | B9 | 800 | 0 | 2260 | 0 | 0 |  | 0 |  | 0 | 0 |  | 0 | 0
ENT_2_MISO_MO-IL | ENT | MISO_MO-IL | 2030 | B10 | 1262 | 0 | 2260 | 0 | 0 |  | 0 |  | 0 | 0 |  | 0 | 0
ENT_2_MISO_MO-IL | ENT | MISO_MO-IL | 2030 | B11 | 25 | 0 | 2260 | 0 | 0 |  | 0 |  | 0 | 0 |  | 0 | 0
ENT_2_MISO_MO-IL | ENT | MISO_MO-IL | 2030 | B12 | 200 | 0 | 2260 | 0 | 0 |  | 0 |  | 0 | 0 |  | 0 | 0
ENT_2_MISO_MO-IL | ENT | MISO_MO-IL | 2030 | B13 | 600 | 0 | 2260 | 0 | 0 |  | 0 |  | 0 | 0 |  | 0 | 0
ENT_2_MISO_MO-IL | ENT | MISO_MO-IL | 2030 | B14 | 900 | 0 | 2260 | 0 | 0 |  | 0 |  | 0 | 0 |  | 0 | 0
ENT_2_MISO_MO-IL | ENT | MISO_MO-IL | 2030 | B15 | 1203 | 0 | 2260 | 0 | 0 |  | 0 |  | 0 | 0 |  | 0 | 0
ENT_2_MISO_MO-IL | ENT | MISO_MO-IL | 2030 | B16 | 25 | 0 | 2260 | 0 | 0 |  | 0 |  | 0 | 0 |  | 0 | 0
ENT_2_MISO_MO-IL | ENT | MISO_MO-IL | 2030 | B17 | 100 | 0 | 2260 | 0 | 0 |  | 0 |  | 0 | 0 |  | 0 | 0
ENT_2_MISO_MO-IL | ENT | MISO_MO-IL | 2030 | B18 | 400 | 0 | 2260 | 0 | 0 |  | 0 |  | 0 | 0 |  | 0 | 0
ENT_2_MISO_MO-IL | ENT | MISO_MO-IL | 2030 | B19 | 700 | 0 | 2260 | 0 | 0 |  | 0 |  | 0 | 0 |  | 0 | 0
ENT_2_MISO_MO-IL | ENT | MISO_MO-IL | 2030 | B20 | 935 | 0 | 2260 | 0 | 0 |  | 0 |  | 0 | 0 |  | 0 | 0
ENT_2_MISO_MO-IL | ENT | MISO_MO-IL | 2035 | B1 | 10 | 0 | 2260 | 0 | 0 |  | 0 |  | 0 | 0 |  | 0 | 0
ENT_2_MISO_MO-IL | ENT | MISO_MO-IL | 2035 | B2 | 25 | 0 | 2260 | 0 | 0 |  | 0 |  | 0 | 0 |  | 0 | 0
ENT_2_MISO_MO-IL | ENT | MISO_MO-IL | 2035 | B3 | 75 | 0 | 2260 | 0 | 0 |  | 0 |  | 0 | 0 |  | 0 | 0
ENT_2_MISO_MO-IL | ENT | MISO_MO-IL | 2035 | B4 | 100 | 0 | 2260 | 0 | 0 |  | 0 |  | 0 | 0 |  | 0 | 0
ENT_2_MISO_MO-IL | ENT | MISO_MO-IL | 2035 | B5 | 200 | 0 | 2260 | 0 | 0 |  | 0 |  | 0 | 0 |  | 0 | 0
ENT_2_MISO_MO-IL | ENT | MISO_MO-IL | 2035 | B6 | 300 | 0 | 2260 | 0 | 0 |  | 0 |  | 0 | 0 |  | 0 | 0
ENT_2_MISO_MO-IL | ENT | MISO_MO-IL | 2035 | B7 | 400 | 0 | 2260 | 0 | 0 |  | 0 |  | 0 | 0 |  | 0 | 0
ENT_2_MISO_MO-IL | ENT | MISO_MO-IL | 2035 | B8 | 500 | 0 | 2260 | 0 | 0 |  | 0 |  | 0 | 0 |  | 0 | 0
ENT_2_MISO_MO-IL | ENT | MISO_MO-IL | 2035 | B9 | 800 | 0 | 2260 | 0 | 0 |  | 0 |  | 0 | 0 |  | 0 | 0
ENT_2_MISO_MO-IL | ENT | MISO_MO-IL | 2035 | B10 | 1262 | 0 | 2260 | 0 | 0 |  | 0 |  | 0 | 0 |  | 0 | 0
ENT_2_MISO_MO-IL | ENT | MISO_MO-IL | 2035 | B11 | 25 | 0 | 2260 | 0 | 0 |  | 0 |  | 0 | 0 |  | 0 | 0
ENT_2_MISO_MO-IL | ENT | MISO_MO-IL | 2035 | B12 | 200 | 0 | 2260 | 0 | 0 |  | 0 |  | 0 | 0 |  | 0 | 0
ENT_2_MISO_MO-IL | ENT | MISO_MO-IL | 2035 | B13 | 600 | 0 | 2260 | 0 | 0 |  | 0 |  | 0 | 0 |  | 0 | 0
ENT_2_MISO_MO-IL | ENT | MISO_MO-IL | 2035 | B14 | 900 | 0 | 2260 | 0 | 0 |  | 0 |  | 0 | 0 |  | 0 | 0
ENT_2_MISO_MO-IL | ENT | MISO_MO-IL | 2035 | B15 | 1203 | 0 | 2260 | 0 | 0 |  | 0 |  | 0 | 0 |  | 0 | 0
ENT_2_MISO_MO-IL | ENT | MISO_MO-IL | 2035 | B16 | 25 | 0 | 2260 | 0 | 0 |  | 0 |  | 0 | 0 |  | 0 | 0
ENT_2_MISO_MO-IL | ENT | MISO_MO-IL | 2035 | B17 | 100 | 0 | 2260 | 0 | 0 |  | 0 |  | 0 | 0 |  | 0 | 0
ENT_2_MISO_MO-IL | ENT | MISO_MO-IL | 2035 | B18 | 400 | 0 | 2260 | 0 | 0 |  | 0 |  | 0 | 0 |  | 0 | 0
ENT_2_MISO_MO-IL | ENT | MISO_MO-IL | 2035 | B19 | 700 | 0 | 2260 | 0 | 0 |  | 0 |  | 0 | 0 |  | 0 | 0
ENT_2_MISO_MO-IL | ENT | MISO_MO-IL | 2035 | B20 | 935 | 0 | 2260 | 0 | 0 |  | 0 |  | 0 | 0 |  | 0 | 0
ENT_2_MISO_MO-IL | ENT | MISO_MO-IL | 2040 | B1 | 10 | 0 | 2260 | 0 | 0 |  | 0 |  | 0 | 0 |  | 0 | 0
ENT_2_MISO_MO-IL | ENT | MISO_MO-IL | 2040 | B2 | 25 | 0 | 2260 | 0 | 0 |  | 0 |  | 0 | 0 |  | 0 | 0
ENT_2_MISO_MO-IL | ENT | MISO_MO-IL | 2040 | B3 | 75 | 0 | 2260 | 0 | 0 |  | 0 |  | 0 | 0 |  | 0 | 0
ENT_2_MISO_MO-IL | ENT | MISO_MO-IL | 2040 | B4 | 100 | 0 | 2260 | 0 | 0 |  | 0 |  | 0 | 0 |  | 0 | 0
ENT_2_MISO_MO-IL | ENT | MISO_MO-IL | 2040 | B5 | 200 | 0 | 2260 | 0 | 0 |  | 0 |  | 0 | 0 |  | 0 | 0
ENT_2_MISO_MO-IL | ENT | MISO_MO-IL | 2040 | B6 | 300 | 0 | 2260 | 0 | 0 |  | 0 |  | 0 | 0 |  | 0 | 0
ENT_2_MISO_MO-IL | ENT | MISO_MO-IL | 2040 | B7 | 400 | 0 | 2260 | 0 | 0 |  | 0 |  | 0 | 0 |  | 0 | 0
ENT_2_MISO_MO-IL | ENT | MISO_MO-IL | 2040 | B8 | 500 | 0 | 2260 | 0 | 0 |  | 0 |  | 0 | 0 |  | 0 | 0
ENT_2_MISO_MO-IL | ENT | MISO_MO-IL | 2040 | B9 | 800 | 0 | 2260 | 0 | 0 |  | 0 |  | 0 | 0 |  | 0 | 0
ENT_2_MISO_MO-IL | ENT | MISO_MO-IL | 2040 | B10 | 1262 | 0 | 2260 | 0 | 0 |  | 0 |  | 0 | 0 |  | 0 | 0
ENT_2_MISO_MO-IL | ENT | MISO_MO-IL | 2040 | B11 | 25 | 0 | 2260 | 0 | 0 |  | 0 |  | 0 | 0 |  | 0 | 0
ENT_2_MISO_MO-IL | ENT | MISO_MO-IL | 2040 | B12 | 200 | 0 | 2260 | 0 | 0 |  | 0 |  | 0 | 0 |  | 0 | 0
ENT_2_MISO_MO-IL | ENT | MISO_MO-IL | 2040 | B13 | 600 | 0 | 2260 | 0 | 0 |  | 0 |  | 0 | 0 |  | 0 | 0
ENT_2_MISO_MO-IL | ENT | MISO_MO-IL | 2040 | B14 | 900 | 0 | 2260 | 0 | 0 |  | 0 |  | 0 | 0 |  | 0 | 0
ENT_2_MISO_MO-IL | ENT | MISO_MO-IL | 2040 | B15 | 1203 | 0 | 2260 | 0 | 0 |  | 0 |  | 0 | 0 |  | 0 | 0
ENT_2_MISO_MO-IL | ENT | MISO_MO-IL | 2040 | B16 | 25 | 0 | 2260 | 0 | 0 |  | 0 |  | 0 | 0 |  | 0 | 0
ENT_2_MISO_MO-IL | ENT | MISO_MO-IL | 2040 | B17 | 100 | 0 | 2260 | 0 | 0 |  | 0 |  | 0 | 0 |  | 0 | 0
ENT_2_MISO_MO-IL | ENT | MISO_MO-IL | 2040 | B18 | 400 | 0 | 2260 | 0 | 0 |  | 0 |  | 0 | 0 |  | 0 | 0
ENT_2_MISO_MO-IL | ENT | MISO_MO-IL | 2040 | B19 | 700 | 0 | 2260 | 0 | 0 |  | 0 |  | 0 | 0 |  | 0 | 0
ENT_2_MISO_MO-IL | ENT | MISO_MO-IL | 2040 | B20 | 935 | 0 | 2260 | 0 | 0 |  | 0 |  | 0 | 0 |  | 0 | 0
ENT_2_MISO_MO-IL | ENT | MISO_MO-IL | 2045 | B1 | 10 | 0 | 2260 | 0 | 0 |  | 0 |  | 0 | 0 |  | 0 | 0
ENT_2_MISO_MO-IL | ENT | MISO_MO-IL | 2045 | B2 | 25 | 0 | 2260 | 0 | 0 |  | 0 |  | 0 | 0 |  | 0 | 0
ENT_2_MISO_MO-IL | ENT | MISO_MO-IL | 2045 | B3 | 75 | 0 | 2260 | 0 | 0 |  | 0 |  | 0 | 0 |  | 0 | 0
ENT_2_MISO_MO-IL | ENT | MISO_MO-IL | 2045 | B4 | 100 | 0 | 2260 | 0 | 0 |  | 0 |  | 0 | 0 |  | 0 | 0
ENT_2_MISO_MO-IL | ENT | MISO_MO-IL | 2045 | B5 | 200 | 0 | 2260 | 0 | 0 |  | 0 |  | 0 | 0 |  | 0 | 0
ENT_2_MISO_MO-IL | ENT | MISO_MO-IL | 2045 | B6 | 300 | 0 | 2260 | 0 | 0 |  | 0 |  | 0 | 0 |  | 0 | 0
ENT_2_MISO_MO-IL | ENT | MISO_MO-IL | 2045 | B7 | 400 | 0 | 2260 | 0 | 0 |  | 0 |  | 0 | 0 |  | 0 | 0
ENT_2_MISO_MO-IL | ENT | MISO_MO-IL | 2045 | B8 | 500 | 0 | 2260 | 0 | 0 |  | 0 |  | 0 | 0 |  | 0 | 0
ENT_2_MISO_MO-IL | ENT | MISO_MO-IL | 2045 | B9 | 800 | 0 | 2260 | 0 | 0 |  | 0 |  | 0 | 0 |  | 0 | 0
ENT_2_MISO_MO-IL | ENT | MISO_MO-IL | 2045 | B10 | 1262 | 0 | 2260 | 0 | 0 |  | 0 |  | 0 | 0 |  | 0 | 0
ENT_2_MISO_MO-IL | ENT | MISO_MO-IL | 2045 | B11 | 25 | 0 | 2260 | 0 | 0 |  | 0 |  | 0 | 0 |  | 0 | 0
ENT_2_MISO_MO-IL | ENT | MISO_MO-IL | 2045 | B12 | 200 | 0 | 2260 | 0 | 0 |  | 0 |  | 0 | 0 |  | 0 | 0
ENT_2_MISO_MO-IL | ENT | MISO_MO-IL | 2045 | B13 | 600 | 0 | 2260 | 0 | 0 |  | 0 |  | 0 | 0 |  | 0 | 0
ENT_2_MISO_MO-IL | ENT | MISO_MO-IL | 2045 | B14 | 900 | 0 | 2260 | 0 | 0 |  | 0 |  | 0 | 0 |  | 0 | 0
ENT_2_MISO_MO-IL | ENT | MISO_MO-IL | 2045 | B15 | 1203 | 0 | 2260 | 0 | 0 |  | 0 |  | 0 | 0 |  | 0 | 0
ENT_2_MISO_MO-IL | ENT | MISO_MO-IL | 2045 | B16 | 25 | 0 | 2260 | 0 | 0 |  | 0 |  | 0 | 0 |  | 0 | 0
ENT_2_MISO_MO-IL | ENT | MISO_MO-IL | 2045 | B17 | 100 | 0 | 2260 | 0 | 0 |  | 0 |  | 0 | 0 |  | 0 | 0
ENT_2_MISO_MO-IL | ENT | MISO_MO-IL | 2045 | B18 | 400 | 0 | 2260 | 0 | 0 |  | 0 |  | 0 | 0 |  | 0 | 0
ENT_2_MISO_MO-IL | ENT | MISO_MO-IL | 2045 | B19 | 700 | 0 | 2260 | 0 | 0 |  | 0 |  | 0 | 0 |  | 0 | 0
ENT_2_MISO_MO-IL | ENT | MISO_MO-IL | 2045 | B20 | 935 | 0 | 2260 | 0 | 0 |  | 0 |  | 0 | 0 |  | 0 | 0
ENT_2_MISO_MO-IL | ENT | MISO_MO-IL | 2050 | B1 | 10 | 0 | 2260 | 0 | 0 |  | 0 |  | 0 | 0 |  | 0 | 0
ENT_2_MISO_MO-IL | ENT | MISO_MO-IL | 2050 | B2 | 25 | 0 | 2260 | 0 | 0 |  | 0 |  | 0 | 0 |  | 0 | 0
ENT_2_MISO_MO-IL | ENT | MISO_MO-IL | 2050 | B3 | 75 | 0 | 2260 | 0 | 0 |  | 0 |  | 0 | 0 |  | 0 | 0
ENT_2_MISO_MO-IL | ENT | MISO_MO-IL | 2050 | B4 | 100 | 0 | 2260 | 0 | 0 |  | 0 |  | 0 | 0 |  | 0 | 0
ENT_2_MISO_MO-IL | ENT | MISO_MO-IL | 2050 | B5 | 200 | 0 | 2260 | 2130.33 | 0 |  | 0 |  | 0 | 0 |  | 0 | 0
ENT_2_MISO_MO-IL | ENT | MISO_MO-IL | 2050 | B6 | 300 | 0 | 2260 | 0 | 0 |  | 0 |  | 0 | 0 |  | 0 | 0
ENT_2_MISO_MO-IL | ENT | MISO_MO-IL | 2050 | B7 | 400 | 0 | 2260 | 0 | 0 |  | 0 |  | 0 | 0 |  | 0 | 0
ENT_2_MISO_MO-IL | ENT | MISO_MO-IL | 2050 | B8 | 500 | 0 | 2260 | 713.93 | 0 |  | 0 |  | 0 | 0 |  | 0 | 0
ENT_2_MISO_MO-IL | ENT | MISO_MO-IL | 2050 | B9 | 800 | 0 | 2260 | 2162.05 | 0 |  | 0 |  | 0 | 0 |  | 0 | 0
ENT_2_MISO_MO-IL | ENT | MISO_MO-IL | 2050 | B10 | 1262 | 0 | 2260 | 0 | 0 |  | 0 |  | 0 | 0 |  | 0 | 0
ENT_2_MISO_MO-IL | ENT | MISO_MO-IL | 2050 | B11 | 25 | 0 | 2260 | 0 | 0 |  | 0 |  | 0 | 0 |  | 0 | 0
ENT_2_MISO_MO-IL | ENT | MISO_MO-IL | 2050 | B12 | 200 | 0 | 2260 | 0 | 0 |  | 0 |  | 0 | 0 |  | 0 | 0
ENT_2_MISO_MO-IL | ENT | MISO_MO-IL | 2050 | B13 | 600 | 0 | 2260 | 0 | 0 |  | 0 |  | 0 | 0 |  | 0 | 0
ENT_2_MISO_MO-IL | ENT | MISO_MO-IL | 2050 | B14 | 900 | 0 | 2260 | 0 | 0 |  | 0 |  | 0 | 0 |  | 0 | 0
ENT_2_MISO_MO-IL | ENT | MISO_MO-IL | 2050 | B15 | 1203 | 0 | 2260 | 0 | 0 |  | 0 |  | 0 | 0 |  | 0 | 0
ENT_2_MISO_MO-IL | ENT | MISO_MO-IL | 2050 | B16 | 25 | 0 | 2260 | 0 | 0 |  | 0 |  | 0 | 0 |  | 0 | 0
ENT_2_MISO_MO-IL | ENT | MISO_MO-IL | 2050 | B17 | 100 | 0 | 2260 | 0 | 0 |  | 0 |  | 0 | 0 |  | 0 | 0
ENT_2_MISO_MO-IL | ENT | MISO_MO-IL | 2050 | B18 | 400 | 0 | 2260 | 0 | 0 |  | 0 |  | 0 | 0 |  | 0 | 0
ENT_2_MISO_MO-IL | ENT | MISO_MO-IL | 2050 | B19 | 700 | 0 | 2260 | 0 | 0 |  | 0 |  | 0 | 0 |  | 0 | 0
ENT_2_MISO_MO-IL | ENT | MISO_MO-IL | 2050 | B20 | 935 | 0 | 2260 | 0 | 0 |  | 0 |  | 0 | 0 |  | 0 | 0
ENT_2_SOCO | ENT | SOCO | 2015 | B1 | 10 | 0 | 2000 | 22.7 | 0 |  | 0 |  | 0 | 0 |  | 0 | 2.5916
ENT_2_SOCO | ENT | SOCO | 2015 | B2 | 25 | 0 | 2000 | 834.39 | 541.32 |  | 0 |  | 0 | 0 |  | 0 | 2.5916
ENT_2_SOCO | ENT | SOCO | 2015 | B3 | 75 | 0 | 2000 | 2000 | 1655.97 |  | 0 |  | 1.0802 | 0 |  | 0.092586 | 2.5916
ENT_2_SOCO | ENT | SOCO | 2015 | B4 | 100 | 0 | 2000 | 2000 | 2000 |  | 0 |  | 1.7568 | 2.4096 |  | 0.20077 | 2.5916
ENT_2_SOCO | ENT | SOCO | 2015 | B5 | 200 | 0 | 2000 | 1482.44 | 434.96 |  | 0 |  | 0 | 0 |  | 0 | 2.5916
ENT_2_SOCO | ENT | SOCO | 2015 | B6 | 300 | 0 | 2000 | 2000 | 1568.67 |  | 0 |  | 7.9885 | 0 |  | 2.7389 | 2.5916
ENT_2_SOCO | ENT | SOCO | 2015 | B7 | 400 | 0 | 2000 | 2000 | 2000 |  | 0 |  | 0.92586 | 0.92586 |  | 0.42325 | 2.5916
ENT_2_SOCO | ENT | SOCO | 2015 | B8 | 500 | 0 | 2000 | 1233.48 | 765.49 |  | 0 |  | 0 | 0 |  | 0 | 2.5916
ENT_2_SOCO | ENT | SOCO | 2015 | B9 | 800 | 0 | 2000 | 0 | 0 |  | 0 |  | 0 | 0 |  | 0 | 2.5916
ENT_2_SOCO | ENT | SOCO | 2015 | B10 | 1262 | 0 | 2000 | 0 | 0 |  | 0 |  | 0 | 0 |  | 0 | 2.5916
ENT_2_SOCO | ENT | SOCO | 2015 | B11 | 25 | 0 | 2000 | 931.89 | 291.63 |  | 0 |  | 0 | 0 |  | 0 | 2.5916
ENT_2_SOCO | ENT | SOCO | 2015 | B12 | 200 | 0 | 2000 | 0 | 0 |  | 0 |  | 0 | 0 |  | 0 | 2.5916
ENT_2_SOCO | ENT | SOCO | 2015 | B13 | 600 | 0 | 2000 | 0 | 0 |  | 0 |  | 0 | 0 |  | 0 | 2.5916
ENT_2_SOCO | ENT | SOCO | 2015 | B14 | 900 | 0 | 2000 | 0 | 0 |  | 0 |  | 0 | 0 |  | 0 | 2.5916
ENT_2_SOCO | ENT | SOCO | 2015 | B15 | 1203 | 0 | 2000 | 0 | 0 |  | 0 |  | 0 | 0 |  | 0 | 2.5916
ENT_2_SOCO | ENT | SOCO | 2015 | B16 | 25 | 0 | 2000 | 1757.21 | 1525.47 |  | 0 |  | 0 | 0 |  | 0 | 2.5916
ENT_2_SOCO | ENT | SOCO | 2015 | B17 | 100 | 0 | 2000 | 0 | 0 |  | 0 |  | 0 | 0 |  | 0 | 2.5916
ENT_2_SOCO | ENT | SOCO | 2015 | B18 | 400 | 0 | 2000 | 0 | 0 |  | 0 |  | 0 | 0 |  | 0 | 2.5916
ENT_2_SOCO | ENT | SOCO | 2015 | B19 | 700 | 0 | 2000 | 0 | 0 |  | 0 |  | 0 | 0 |  | 0 | 2.5916
ENT_2_SOCO | ENT | SOCO | 2015 | B20 | 935 | 0 | 2000 | 0 | 0 |  | 0 |  | 0 | 0 |  | 0 | 2.5916
ENT_2_SOCO | ENT | SOCO | 2020 | B1 | 10 | 10 | 2000 | 2000 | 2000 |  | 3195.86 |  | 8.9975 | 6.849 |  | 0.066158 | 6.846
ENT_2_SOCO | ENT | SOCO | 2020 | B2 | 25 | 0 | 2000 | 1531.47 | 1574.65 |  | 0 |  | 0 | 0 |  | 0 | 6.846
ENT_2_SOCO | ENT | SOCO | 2020 | B3 | 75 | 0 | 2000 | 713.81 | 879.42 |  | 0 |  | 0 | 0 |  | 0 | 6.846
ENT_2_SOCO | ENT | SOCO | 2020 | B4 | 100 | 0 | 2000 | 0 | 1021.19 |  | 0 |  | 0 | 0 |  | 0 | 6.846
ENT_2_SOCO | ENT | SOCO | 2020 | B5 | 200 | 0 | 2000 | 1955.39 | 1948.92 |  | 0 |  | 0 | 0 |  | 0 | 6.846
ENT_2_SOCO | ENT | SOCO | 2020 | B6 | 300 | 0 | 2000 | 2000 | 2000 |  | 0 |  | 5.021 | 6.1487 |  | 1.1076 | 6.846
ENT_2_SOCO | ENT | SOCO | 2020 | B7 | 400 | 400 | 2000 | 2000 | 2000 |  | 193.66 |  | 16.5587 | 6.849 |  | 4.8702 | 6.846
ENT_2_SOCO | ENT | SOCO | 2020 | B8 | 500 | 0 | 2000 | 2000 | 2000 |  | 0 |  | 6.208 | 3.1693 |  | 2.2824 | 6.846
ENT_2_SOCO | ENT | SOCO | 2020 | B9 | 800 | 0 | 2000 | 0 | 0 |  | 0 |  | 0 | 0 |  | 0 | 6.846
ENT_2_SOCO | ENT | SOCO | 2020 | B10 | 1262 | 0 | 2000 | 0 | 0 |  | 0 |  | 0 | 0 |  | 0 | 6.846
ENT_2_SOCO | ENT | SOCO | 2020 | B11 | 25 | 25 | 2000 | 2000 | 2000 |  | 1723.57 |  | 0.98521 | 6.849 |  | 0.01811 | 6.846
ENT_2_SOCO | ENT | SOCO | 2020 | B12 | 200 | 0 | 2000 | 1317.9 | 708.91 |  | 0 |  | 0 | 0 |  | 0 | 6.846
ENT_2_SOCO | ENT | SOCO | 2020 | B13 | 600 | 0 | 2000 | 0 | 0 |  | 0 |  | 0 | 0 |  | 0 | 6.846
ENT_2_SOCO | ENT | SOCO | 2020 | B14 | 900 | 0 | 2000 | 0 | 0 |  | 0 |  | 0 | 0 |  | 0 | 6.846
ENT_2_SOCO | ENT | SOCO | 2020 | B15 | 1203 | 0 | 2000 | 0 | 0 |  | 0 |  | 0 | 0 |  | 0 | 6.846
ENT_2_SOCO | ENT | SOCO | 2020 | B16 | 25 | 25 | 2000 | 2000 | 2000 |  | 5025.09 |  | 11.6207 | 6.849 |  | 0.21362 | 6.846
ENT_2_SOCO | ENT | SOCO | 2020 | B17 | 100 | 0 | 2000 | 2000 | 2000 |  | 0 |  | 7.7511 | 1.9942 |  | 0.56993 | 6.846
ENT_2_SOCO | ENT | SOCO | 2020 | B18 | 400 | 0 | 2000 | 0 | 0 |  | 0 |  | 0 | 0 |  | 0 | 6.846
ENT_2_SOCO | ENT | SOCO | 2020 | B19 | 700 | 0 | 2000 | 0 | 0 |  | 0 |  | 0 | 0 |  | 0 | 6.846
ENT_2_SOCO | ENT | SOCO | 2020 | B20 | 935 | 0 | 2000 | 0 | 0 |  | 0 |  | 0 | 0 |  | 0 | 6.846
ENT_2_SOCO | ENT | SOCO | 2025 | B1 | 10 | 10 | 2000 | 2000 | 2000 |  | 12948.64 |  | 8.9975 | 6.3386 |  | 0.082926 | 6.3434
ENT_2_SOCO | ENT | SOCO | 2025 | B2 | 25 | 25 | 2000 | 2000 | 2000 |  | 6927.52 |  | 4.9973 | 6.3386 |  | 0.11514 | 6.3434
ENT_2_SOCO | ENT | SOCO | 2025 | B3 | 75 | 0 | 2000 | 134.3 | 2000 |  | 0 |  | 0 | 1.3532 |  | 0 | 6.3434
ENT_2_SOCO | ENT | SOCO | 2025 | B4 | 100 | 0 | 2000 | 0 | 941.45 |  | 0 |  | 0 | 0 |  | 0 | 6.3434
ENT_2_SOCO | ENT | SOCO | 2025 | B5 | 200 | 0 | 2000 | 323.5 | 900.42 |  | 0 |  | 0 | 0 |  | 0 | 6.3434
ENT_2_SOCO | ENT | SOCO | 2025 | B6 | 300 | 0 | 2000 | 1953.94 | 2000 |  | 0 |  | 0 | 5.1397 |  | 0 | 6.3434
ENT_2_SOCO | ENT | SOCO | 2025 | B7 | 400 | 400 | 2000 | 2000 | 2000 |  | 1044.27 |  | 8.9975 | 6.3386 |  | 3.317 | 6.3434
ENT_2_SOCO | ENT | SOCO | 2025 | B8 | 500 | 500 | 2000 | 2000 | 2000 |  | 197.54 |  | 7.6799 | 6.3386 |  | 3.5391 | 6.3434
ENT_2_SOCO | ENT | SOCO | 2025 | B9 | 800 | 0 | 2000 | 0 | 0 |  | 0 |  | 0 | 0 |  | 0 | 6.3434
ENT_2_SOCO | ENT | SOCO | 2025 | B10 | 1262 | 0 | 2000 | 0 | 0 |  | 0 |  | 0 | 0 |  | 0 | 6.3434
ENT_2_SOCO | ENT | SOCO | 2025 | B11 | 25 | 0 | 2000 | 2000 | 2000 |  | 0 |  | 9.0093 | 0.99708 |  | 0.20759 | 6.3434
ENT_2_SOCO | ENT | SOCO | 2025 | B12 | 200 | 0 | 2000 | 701.61 | 0 |  | 0 |  | 0 | 0 |  | 0 | 6.3434
ENT_2_SOCO | ENT | SOCO | 2025 | B13 | 600 | 0 | 2000 | 0 | 0 |  | 0 |  | 0 | 0 |  | 0 | 6.3434
ENT_2_SOCO | ENT | SOCO | 2025 | B14 | 900 | 0 | 2000 | 0 | 0 |  | 0 |  | 0 | 0 |  | 0 | 6.3434
ENT_2_SOCO | ENT | SOCO | 2025 | B15 | 1203 | 0 | 2000 | 0 | 2000 |  | 0 |  | 0 | 3.0862 |  | 0 | 6.3434
ENT_2_SOCO | ENT | SOCO | 2025 | B16 | 25 | 25 | 2000 | 2000 | 2000 |  | 2169.51 |  | 27.3604 | 6.3386 |  | 0.63042 | 6.3434
ENT_2_SOCO | ENT | SOCO | 2025 | B17 | 100 | 0 | 2000 | 2000 | 1544.68 |  | 0 |  | 6.1368 | 0 |  | 0.5656 | 6.3434
ENT_2_SOCO | ENT | SOCO | 2025 | B18 | 400 | 0 | 2000 | 0 | 0 |  | 0 |  | 0 | 0 |  | 0 | 6.3434
ENT_2_SOCO | ENT | SOCO | 2025 | B19 | 700 | 0 | 2000 | 0 | 0 |  | 0 |  | 0 | 0 |  | 0 | 6.3434
ENT_2_SOCO | ENT | SOCO | 2025 | B20 | 935 | 0 | 2000 | 0 | 2000 |  | 0 |  | 0 | 2.3265 |  | 0 | 6.3434
ENT_2_SOCO | ENT | SOCO | 2030 | B1 | 10 | 10 | 2000 | 2000 | 2000 |  | 10168.82 |  | 8.9975 | 4.6174 |  | 2.5707 | 4.6115
ENT_2_SOCO | ENT | SOCO | 2030 | B2 | 25 | 25 | 2000 | 2000 | 2000 |  | 1484.67 |  | 5.0091 | 4.6056 |  | 3.578 | 4.6115
ENT_2_SOCO | ENT | SOCO | 2030 | B3 | 75 | 75 | 2000 | 0 | 2000 |  | 696.83 |  | 0 | 4.6056 |  | 0 | 4.6115
ENT_2_SOCO | ENT | SOCO | 2030 | B4 | 100 | 0 | 2000 | 0 | 0 |  | 0 |  | 0 | 0 |  | 0 | 4.6115
ENT_2_SOCO | ENT | SOCO | 2030 | B5 | 200 | 0 | 2000 | 0 | 1437.95 |  | 0 |  | 0 | 0 |  | 0 | 4.6115
ENT_2_SOCO | ENT | SOCO | 2030 | B6 | 300 | 0 | 2000 | 0 | 633 |  | 0 |  | 0 | 0 |  | 0 | 4.6115
ENT_2_SOCO | ENT | SOCO | 2030 | B7 | 400 | 0 | 2000 | 0 | 97.05 |  | 0 |  | 0 | 0 |  | 0 | 4.6115
ENT_2_SOCO | ENT | SOCO | 2030 | B8 | 500 | 0 | 2000 | 0 | 0 |  | 0 |  | 0 | 0 |  | 0 | 4.6115
ENT_2_SOCO | ENT | SOCO | 2030 | B9 | 800 | 0 | 2000 | 0 | 0 |  | 0 |  | 0 | 0 |  | 0 | 4.6115
ENT_2_SOCO | ENT | SOCO | 2030 | B10 | 1262 | 0 | 2000 | 0 | 0 |  | 0 |  | 0 | 0 |  | 0 | 4.6115
ENT_2_SOCO | ENT | SOCO | 2030 | B11 | 25 | 0 | 2000 | 0 | 2000 |  | 0 |  | 0 | 0.99708 |  | 0 | 4.6115
ENT_2_SOCO | ENT | SOCO | 2030 | B12 | 200 | 0 | 2000 | 0 | 0 |  | 0 |  | 0 | 0 |  | 0 | 4.6115
ENT_2_SOCO | ENT | SOCO | 2030 | B13 | 600 | 0 | 2000 | 0 | 0 |  | 0 |  | 0 | 0 |  | 0 | 4.6115
ENT_2_SOCO | ENT | SOCO | 2030 | B14 | 900 | 0 | 2000 | 0 | 2000 |  | 0 |  | 0 | 4.5818 |  | 0 | 4.6115
ENT_2_SOCO | ENT | SOCO | 2030 | B15 | 1203 | 0 | 2000 | 0 | 867.21 |  | 0 |  | 0 | 0 |  | 0 | 4.6115
ENT_2_SOCO | ENT | SOCO | 2030 | B16 | 25 | 0 | 2000 | 0 | 2000 |  | 0 |  | 0 | 2.7064 |  | 0 | 4.6115
ENT_2_SOCO | ENT | SOCO | 2030 | B17 | 100 | 0 | 2000 | 0 | 0 |  | 0 |  | 0 | 0 |  | 0 | 4.6115
ENT_2_SOCO | ENT | SOCO | 2030 | B18 | 400 | 0 | 2000 | 0 | 0 |  | 0 |  | 0 | 0 |  | 0 | 4.6115
ENT_2_SOCO | ENT | SOCO | 2030 | B19 | 700 | 0 | 2000 | 0 | 2000 |  | 0 |  | 0 | 0.96147 |  | 0 | 4.6115
ENT_2_SOCO | ENT | SOCO | 2030 | B20 | 935 | 0 | 2000 | 0 | 0 |  | 0 |  | 0 | 0 |  | 0 | 4.6115
ENT_2_SOCO | ENT | SOCO | 2035 | B1 | 10 | 10 | 2000 | 2000 | 2000 |  | 12377.32 |  | 8.9975 | 6.754 |  | 2.5707 | 6.7481
ENT_2_SOCO | ENT | SOCO | 2035 | B2 | 25 | 25 | 2000 | 2000 | 2000 |  | 8549.8 |  | 8.9975 | 6.754 |  | 6.4268 | 6.7481
ENT_2_SOCO | ENT | SOCO | 2035 | B3 | 75 | 75 | 2000 | 550.78 | 2000 |  | 395.23 |  | 0 | 6.7422 |  | 0 | 6.7481
ENT_2_SOCO | ENT | SOCO | 2035 | B4 | 100 | 0 | 2000 | 0 | 678.69 |  | 0 |  | 0 | 0 |  | 0 | 6.7481
ENT_2_SOCO | ENT | SOCO | 2035 | B5 | 200 | 0 | 2000 | 0 | 0 |  | 0 |  | 0 | 0 |  | 0 | 6.7481
ENT_2_SOCO | ENT | SOCO | 2035 | B6 | 300 | 0 | 2000 | 0 | 0 |  | 0 |  | 0 | 0 |  | 0 | 6.7481
ENT_2_SOCO | ENT | SOCO | 2035 | B7 | 400 | 0 | 2000 | 0 | 0 |  | 0 |  | 0 | 0 |  | 0 | 6.7481
ENT_2_SOCO | ENT | SOCO | 2035 | B8 | 500 | 0 | 2000 | 0 | 0 |  | 0 |  | 0 | 0 |  | 0 | 6.7481
ENT_2_SOCO | ENT | SOCO | 2035 | B9 | 800 | 0 | 2000 | 0 | 0 |  | 0 |  | 0 | 0 |  | 0 | 6.7481
ENT_2_SOCO | ENT | SOCO | 2035 | B10 | 1262 | 0 | 2000 | 0 | 0 |  | 0 |  | 0 | 0 |  | 0 | 6.7481
ENT_2_SOCO | ENT | SOCO | 2035 | B11 | 25 | 0 | 2000 | 0 | 2000 |  | 0 |  | 0 | 0.99708 |  | 0 | 6.7481
ENT_2_SOCO | ENT | SOCO | 2035 | B12 | 200 | 0 | 2000 | 0 | 0 |  | 0 |  | 0 | 0 |  | 0 | 6.7481
ENT_2_SOCO | ENT | SOCO | 2035 | B13 | 600 | 0 | 2000 | 0 | 0 |  | 0 |  | 0 | 0 |  | 0 | 6.7481
ENT_2_SOCO | ENT | SOCO | 2035 | B14 | 900 | 0 | 2000 | 0 | 2000 |  | 0 |  | 0 | 4.9735 |  | 0 | 6.7481
ENT_2_SOCO | ENT | SOCO | 2035 | B15 | 1203 | 0 | 2000 | 0 | 0 |  | 0 |  | 0 | 0 |  | 0 | 6.7481
ENT_2_SOCO | ENT | SOCO | 2035 | B16 | 25 | 0 | 2000 | 0 | 2000 |  | 0 |  | 0 | 1.9348 |  | 0 | 6.7481
ENT_2_SOCO | ENT | SOCO | 2035 | B17 | 100 | 0 | 2000 | 0 | 0 |  | 0 |  | 0 | 0 |  | 0 | 6.7481
ENT_2_SOCO | ENT | SOCO | 2035 | B18 | 400 | 0 | 2000 | 0 | 0 |  | 0 |  | 0 | 0 |  | 0 | 6.7481
ENT_2_SOCO | ENT | SOCO | 2035 | B19 | 700 | 0 | 2000 | 0 | 0 |  | 0 |  | 0 | 0 |  | 0 | 6.7481
ENT_2_SOCO | ENT | SOCO | 2035 | B20 | 935 | 0 | 2000 | 0 | 0 |  | 0 |  | 0 | 0 |  | 0 | 6.7481
ENT_2_SOCO | ENT | SOCO | 2040 | B1 | 10 | 0 | 2000 | 2000 | 2000 |  | 0 |  | 8.9975 | 14.0897 |  | 0.81795 | 19.2177
ENT_2_SOCO | ENT | SOCO | 2040 | B2 | 25 | 0 | 2000 | 2000 | 2000 |  | 0 |  | 106.1534 | 14.0897 |  | 24.1258 | 19.2177
ENT_2_SOCO | ENT | SOCO | 2040 | B3 | 75 | 0 | 2000 | 2000 | 2000 |  | 0 |  | 0.99708 | 8.487 |  | 0.67983 | 19.2177
ENT_2_SOCO | ENT | SOCO | 2040 | B4 | 100 | 0 | 2000 | 84.7 | 1906.86 |  | 0 |  | 0 | 0 |  | 0 | 19.2177
ENT_2_SOCO | ENT | SOCO | 2040 | B5 | 200 | 0 | 2000 | 0 | 222.2 |  | 0 |  | 0 | 0 |  | 0 | 19.2177
ENT_2_SOCO | ENT | SOCO | 2040 | B6 | 300 | 0 | 2000 | 0 | 0 |  | 0 |  | 0 | 0 |  | 0 | 19.2177
ENT_2_SOCO | ENT | SOCO | 2040 | B7 | 400 | 0 | 2000 | 0 | 0 |  | 0 |  | 0 | 0 |  | 0 | 19.2177
ENT_2_SOCO | ENT | SOCO | 2040 | B8 | 500 | 0 | 2000 | 0 | 0 |  | 0 |  | 0 | 0 |  | 0 | 19.2177
ENT_2_SOCO | ENT | SOCO | 2040 | B9 | 800 | 0 | 2000 | 0 | 0 |  | 0 |  | 0 | 0 |  | 0 | 19.2177
ENT_2_SOCO | ENT | SOCO | 2040 | B10 | 1262 | 0 | 2000 | 0 | 0 |  | 0 |  | 0 | 0 |  | 0 | 19.2177
ENT_2_SOCO | ENT | SOCO | 2040 | B11 | 25 | 0 | 2000 | 0 | 0 |  | 0 |  | 0 | 0 |  | 0 | 19.2177
ENT_2_SOCO | ENT | SOCO | 2040 | B12 | 200 | 0 | 2000 | 0 | 0 |  | 0 |  | 0 | 0 |  | 0 | 19.2177
ENT_2_SOCO | ENT | SOCO | 2040 | B13 | 600 | 0 | 2000 | 0 | 0 |  | 0 |  | 0 | 0 |  | 0 | 19.2177
ENT_2_SOCO | ENT | SOCO | 2040 | B14 | 900 | 0 | 2000 | 0 | 0 |  | 0 |  | 0 | 0 |  | 0 | 19.2177
ENT_2_SOCO | ENT | SOCO | 2040 | B15 | 1203 | 0 | 2000 | 0 | 2000 |  | 0 |  | 0 | 1.0327 |  | 0 | 19.2177
ENT_2_SOCO | ENT | SOCO | 2040 | B16 | 25 | 0 | 2000 | 1464.3 | 354.58 |  | 0 |  | 0 | 0 |  | 0 | 19.2177
ENT_2_SOCO | ENT | SOCO | 2040 | B17 | 100 | 0 | 2000 | 0 | 0 |  | 0 |  | 0 | 0 |  | 0 | 19.2177
ENT_2_SOCO | ENT | SOCO | 2040 | B18 | 400 | 0 | 2000 | 0 | 0 |  | 0 |  | 0 | 0 |  | 0 | 19.2177
ENT_2_SOCO | ENT | SOCO | 2040 | B19 | 700 | 0 | 2000 | 0 | 0 |  | 0 |  | 0 | 0 |  | 0 | 19.2177
ENT_2_SOCO | ENT | SOCO | 2040 | B20 | 935 | 0 | 2000 | 0 | 1746.36 |  | 0 |  | 0 | 0 |  | 0 | 19.2177
ENT_2_SOCO | ENT | SOCO | 2045 | B1 | 10 | 0 | 2000 | 2000 | 2000 |  | 0 |  | 8.9975 | 12.1311 |  | 2.5707 | 72.9064
ENT_2_SOCO | ENT | SOCO | 2045 | B2 | 25 | 0 | 2000 | 2000 | 2000 |  | 0 |  | 132.4929 | 9.7927 |  | 94.6378 | 72.9064
ENT_2_SOCO | ENT | SOCO | 2045 | B3 | 75 | 0 | 2000 | 1497.52 | 2000 |  | 0 |  | 0 | 3.1099 |  | 0 | 72.9064
ENT_2_SOCO | ENT | SOCO | 2045 | B4 | 100 | 0 | 2000 | 0 | 1599.81 |  | 0 |  | 0 | 0 |  | 0 | 72.9064
ENT_2_SOCO | ENT | SOCO | 2045 | B5 | 200 | 0 | 2000 | 0 | 1193.31 |  | 0 |  | 0 | 0 |  | 0 | 72.9064
ENT_2_SOCO | ENT | SOCO | 2045 | B6 | 300 | 0 | 2000 | 0 | 0 |  | 0 |  | 0 | 0 |  | 0 | 72.9064
ENT_2_SOCO | ENT | SOCO | 2045 | B7 | 400 | 0 | 2000 | 0 | 16.6 |  | 0 |  | 0 | 0 |  | 0 | 72.9064
ENT_2_SOCO | ENT | SOCO | 2045 | B8 | 500 | 0 | 2000 | 0 | 0 |  | 0 |  | 0 | 0 |  | 0 | 72.9064
ENT_2_SOCO | ENT | SOCO | 2045 | B9 | 800 | 0 | 2000 | 0 | 0 |  | 0 |  | 0 | 0 |  | 0 | 72.9064
ENT_2_SOCO | ENT | SOCO | 2045 | B10 | 1262 | 0 | 2000 | 0 | 0 |  | 0 |  | 0 | 0 |  | 0 | 72.9064
ENT_2_SOCO | ENT | SOCO | 2045 | B11 | 25 | 0 | 2000 | 0 | 0 |  | 0 |  | 0 | 0 |  | 0 | 72.9064
ENT_2_SOCO | ENT | SOCO | 2045 | B12 | 200 | 0 | 2000 | 387.88 | 0 |  | 0 |  | 0 | 0 |  | 0 | 72.9064
ENT_2_SOCO | ENT | SOCO | 2045 | B13 | 600 | 0 | 2000 | 0 | 0 |  | 0 |  | 0 | 0 |  | 0 | 72.9064
ENT_2_SOCO | ENT | SOCO | 2045 | B14 | 900 | 0 | 2000 | 880.6 | 0 |  | 0 |  | 0 | 0 |  | 0 | 72.9064
ENT_2_SOCO | ENT | SOCO | 2045 | B15 | 1203 | 0 | 2000 | 0 | 1792.66 |  | 0 |  | 0 | 0 |  | 0 | 72.9064
ENT_2_SOCO | ENT | SOCO | 2045 | B16 | 25 | 0 | 2000 | 963.23 | 1479.13 |  | 0 |  | 0 | 0 |  | 0 | 72.9064
ENT_2_SOCO | ENT | SOCO | 2045 | B17 | 100 | 0 | 2000 | 0 | 0 |  | 0 |  | 0 | 0 |  | 0 | 72.9064
ENT_2_SOCO | ENT | SOCO | 2045 | B18 | 400 | 0 | 2000 | 0 | 0 |  | 0 |  | 0 | 0 |  | 0 | 72.9064
ENT_2_SOCO | ENT | SOCO | 2045 | B19 | 700 | 0 | 2000 | 918.2 | 0 |  | 0 |  | 0 | 0 |  | 0 | 72.9064
ENT_2_SOCO | ENT | SOCO | 2045 | B20 | 935 | 0 | 2000 | 0 | 0 |  | 0 |  | 0 | 0 |  | 0 | 72.9064
ENT_2_SOCO | ENT | SOCO | 2050 | B1 | 10 | 10 | 2000 | 2000 | 2000 |  | 6322.17 |  | 82.2235 | 11.7394 |  | 5.139 | 17.0647
ENT_2_SOCO | ENT | SOCO | 2050 | B2 | 25 | 0 | 2000 | 2000 | 2000 |  | 0 |  | 70.8876 | 10.8967 |  | 11.0762 | 17.0647
ENT_2_SOCO | ENT | SOCO | 2050 | B3 | 75 | 0 | 2000 | 2000 | 2000 |  | 0 |  | 8.9975 | 6.6353 |  | 4.2176 | 17.0647
ENT_2_SOCO | ENT | SOCO | 2050 | B4 | 100 | 0 | 2000 | 1675.05 | 1357.5 |  | 0 |  | 0 | 0 |  | 0 | 17.0647
ENT_2_SOCO | ENT | SOCO | 2050 | B5 | 200 | 0 | 2000 | 0 | 0 |  | 0 |  | 0 | 0 |  | 0 | 17.0647
ENT_2_SOCO | ENT | SOCO | 2050 | B6 | 300 | 0 | 2000 | 0 | 0 |  | 0 |  | 0 | 0 |  | 0 | 17.0647
ENT_2_SOCO | ENT | SOCO | 2050 | B7 | 400 | 0 | 2000 | 0 | 0 |  | 0 |  | 0 | 0 |  | 0 | 17.0647
ENT_2_SOCO | ENT | SOCO | 2050 | B8 | 500 | 0 | 2000 | 0 | 0 |  | 0 |  | 0 | 0 |  | 0 | 17.0647
ENT_2_SOCO | ENT | SOCO | 2050 | B9 | 800 | 0 | 2000 | 0 | 0 |  | 0 |  | 0 | 0 |  | 0 | 17.0647
ENT_2_SOCO | ENT | SOCO | 2050 | B10 | 1262 | 0 | 2000 | 0 | 0 |  | 0 |  | 0 | 0 |  | 0 | 17.0647
ENT_2_SOCO | ENT | SOCO | 2050 | B11 | 25 | 0 | 2000 | 2000 | 532.95 |  | 0 |  | 0.99708 | 0 |  | 0.15579 | 17.0647
ENT_2_SOCO | ENT | SOCO | 2050 | B12 | 200 | 0 | 2000 | 410.82 | 0 |  | 0 |  | 0 | 0 |  | 0 | 17.0647
ENT_2_SOCO | ENT | SOCO | 2050 | B13 | 600 | 0 | 2000 | 0 | 0 |  | 0 |  | 0 | 0 |  | 0 | 17.0647
ENT_2_SOCO | ENT | SOCO | 2050 | B14 | 900 | 0 | 2000 | 0 | 0 |  | 0 |  | 0 | 0 |  | 0 | 17.0647
ENT_2_SOCO | ENT | SOCO | 2050 | B15 | 1203 | 0 | 2000 | 0 | 426.82 |  | 0 |  | 0 | 0 |  | 0 | 17.0647
ENT_2_SOCO | ENT | SOCO | 2050 | B16 | 25 | 0 | 2000 | 2000 | 2000 |  | 0 |  | 13.8523 | 1.092 |  | 2.1644 | 17.0647
ENT_2_SOCO | ENT | SOCO | 2050 | B17 | 100 | 0 | 2000 | 1709.9 | 0 |  | 0 |  | 0 | 0 |  | 0 | 17.0647
ENT_2_SOCO | ENT | SOCO | 2050 | B18 | 400 | 0 | 2000 | 0 | 0 |  | 0 |  | 0 | 0 |  | 0 | 17.0647
ENT_2_SOCO | ENT | SOCO | 2050 | B19 | 700 | 0 | 2000 | 0 | 0 |  | 0 |  | 0 | 0 |  | 0 | 17.0647
ENT_2_SOCO | ENT | SOCO | 2050 | B20 | 935 | 0 | 2000 | 0 | 0 |  | 0 |  | 0 | 0 |  | 0 | 17.0647
ENT_2_SPP_N | ENT | SPP_N | 2015 | B1 | 10 | 0 | 1300 | 0 | 0 |  | 0 |  | 0 | 0 |  | 0 | 0
ENT_2_SPP_N | ENT | SPP_N | 2015 | B2 | 25 | 0 | 1300 | 0 | 0 |  | 0 |  | 0 | 0 |  | 0 | 0
ENT_2_SPP_N | ENT | SPP_N | 2015 | B3 | 75 | 0 | 1300 | 0 | 0 |  | 0 |  | 0 | 0 |  | 0 | 0
ENT_2_SPP_N | ENT | SPP_N | 2015 | B4 | 100 | 0 | 1300 | 0 | 0 |  | 0 |  | 0 | 0 |  | 0 | 0
ENT_2_SPP_N | ENT | SPP_N | 2015 | B5 | 200 | 0 | 1300 | 0 | 0 |  | 0 |  | 0 | 0 |  | 0 | 0
ENT_2_SPP_N | ENT | SPP_N | 2015 | B6 | 300 | 0 | 1300 | 0 | 0 |  | 0 |  | 0 | 0 |  | 0 | 0
ENT_2_SPP_N | ENT | SPP_N | 2015 | B7 | 400 | 0 | 1300 | 0 | 0 |  | 0 |  | 0 | 0 |  | 0 | 0
ENT_2_SPP_N | ENT | SPP_N | 2015 | B8 | 500 | 0 | 1300 | 0 | 0 |  | 0 |  | 0 | 0 |  | 0 | 0
ENT_2_SPP_N | ENT | SPP_N | 2015 | B9 | 800 | 0 | 1300 | 0 | 0 |  | 0 |  | 0 | 0 |  | 0 | 0
ENT_2_SPP_N | ENT | SPP_N | 2015 | B10 | 1262 | 0 | 1300 | 0 | 0 |  | 0 |  | 0 | 0 |  | 0 | 0
ENT_2_SPP_N | ENT | SPP_N | 2015 | B11 | 25 | 0 | 1300 | 382.4 | 0 |  | 0 |  | 0 | 0 |  | 0 | 0
ENT_2_SPP_N | ENT | SPP_N | 2015 | B12 | 200 | 0 | 1300 | 0 | 0 |  | 0 |  | 0 | 0 |  | 0 | 0
ENT_2_SPP_N | ENT | SPP_N | 2015 | B13 | 600 | 0 | 1300 | 0 | 0 |  | 0 |  | 0 | 0 |  | 0 | 0
ENT_2_SPP_N | ENT | SPP_N | 2015 | B14 | 900 | 0 | 1300 | 0 | 0 |  | 0 |  | 0 | 0 |  | 0 | 0
ENT_2_SPP_N | ENT | SPP_N | 2015 | B15 | 1203 | 0 | 1300 | 0 | 0 |  | 0 |  | 0 | 0 |  | 0 | 0
ENT_2_SPP_N | ENT | SPP_N | 2015 | B16 | 25 | 0 | 1300 | 0 | 0 |  | 0 |  | 0 | 0 |  | 0 | 0
ENT_2_SPP_N | ENT | SPP_N | 2015 | B17 | 100 | 0 | 1300 | 0 | 0 |  | 0 |  | 0 | 0 |  | 0 | 0
ENT_2_SPP_N | ENT | SPP_N | 2015 | B18 | 400 | 0 | 1300 | 0 | 0 |  | 0 |  | 0 | 0 |  | 0 | 0
ENT_2_SPP_N | ENT | SPP_N | 2015 | B19 | 700 | 0 | 1300 | 0 | 0 |  | 0 |  | 0 | 0 |  | 0 | 0
ENT_2_SPP_N | ENT | SPP_N | 2015 | B20 | 935 | 0 | 1300 | 0 | 0 |  | 0 |  | 0 | 0 |  | 0 | 0
ENT_2_SPP_N | ENT | SPP_N | 2020 | B1 | 10 | 0 | 1300 | 0 | 0 |  | 0 |  | 0 | 0 |  | 0 | 0
ENT_2_SPP_N | ENT | SPP_N | 2020 | B2 | 25 | 0 | 1300 | 0 | 0 |  | 0 |  | 0 | 0 |  | 0 | 0
ENT_2_SPP_N | ENT | SPP_N | 2020 | B3 | 75 | 0 | 1300 | 0 | 0 |  | 0 |  | 0 | 0 |  | 0 | 0
ENT_2_SPP_N | ENT | SPP_N | 2020 | B4 | 100 | 0 | 1300 | 0 | 0 |  | 0 |  | 0 | 0 |  | 0 | 0
ENT_2_SPP_N | ENT | SPP_N | 2020 | B5 | 200 | 0 | 1300 | 0 | 0 |  | 0 |  | 0 | 0 |  | 0 | 0
ENT_2_SPP_N | ENT | SPP_N | 2020 | B6 | 300 | 0 | 1300 | 0 | 0 |  | 0 |  | 0 | 0 |  | 0 | 0
ENT_2_SPP_N | ENT | SPP_N | 2020 | B7 | 400 | 0 | 1300 | 0 | 0 |  | 0 |  | 0 | 0 |  | 0 | 0
ENT_2_SPP_N | ENT | SPP_N | 2020 | B8 | 500 | 0 | 1300 | 0 | 0 |  | 0 |  | 0 | 0 |  | 0 | 0
ENT_2_SPP_N | ENT | SPP_N | 2020 | B9 | 800 | 0 | 1300 | 0 | 0 |  | 0 |  | 0 | 0 |  | 0 | 0
ENT_2_SPP_N | ENT | SPP_N | 2020 | B10 | 1262 | 0 | 1300 | 0 | 0 |  | 0 |  | 0 | 0 |  | 0 | 0
ENT_2_SPP_N | ENT | SPP_N | 2020 | B11 | 25 | 0 | 1300 | 0 | 0 |  | 0 |  | 0 | 0 |  | 0 | 0
ENT_2_SPP_N | ENT | SPP_N | 2020 | B12 | 200 | 0 | 1300 | 0 | 0 |  | 0 |  | 0 | 0 |  | 0 | 0
ENT_2_SPP_N | ENT | SPP_N | 2020 | B13 | 600 | 0 | 1300 | 0 | 0 |  | 0 |  | 0 | 0 |  | 0 | 0
ENT_2_SPP_N | ENT | SPP_N | 2020 | B14 | 900 | 0 | 1300 | 0 | 0 |  | 0 |  | 0 | 0 |  | 0 | 0
ENT_2_SPP_N | ENT | SPP_N | 2020 | B15 | 1203 | 0 | 1300 | 0 | 0 |  | 0 |  | 0 | 0 |  | 0 | 0
ENT_2_SPP_N | ENT | SPP_N | 2020 | B16 | 25 | 0 | 1300 | 0 | 0 |  | 0 |  | 0 | 0 |  | 0 | 0
ENT_2_SPP_N | ENT | SPP_N | 2020 | B17 | 100 | 0 | 1300 | 0 | 0 |  | 0 |  | 0 | 0 |  | 0 | 0
ENT_2_SPP_N | ENT | SPP_N | 2020 | B18 | 400 | 0 | 1300 | 0 | 0 |  | 0 |  | 0 | 0 |  | 0 | 0
ENT_2_SPP_N | ENT | SPP_N | 2020 | B19 | 700 | 0 | 1300 | 0 | 0 |  | 0 |  | 0 | 0 |  | 0 | 0
ENT_2_SPP_N | ENT | SPP_N | 2020 | B20 | 935 | 0 | 1300 | 0 | 0 |  | 0 |  | 0 | 0 |  | 0 | 0
ENT_2_SPP_N | ENT | SPP_N | 2025 | B1 | 10 | 0 | 1300 | 0 | 0 |  | 0 |  | 0 | 0 |  | 0 | 0
ENT_2_SPP_N | ENT | SPP_N | 2025 | B2 | 25 | 0 | 1300 | 0 | 0 |  | 0 |  | 0 | 0 |  | 0 | 0
ENT_2_SPP_N | ENT | SPP_N | 2025 | B3 | 75 | 0 | 1300 | 0 | 0 |  | 0 |  | 0 | 0 |  | 0 | 0
ENT_2_SPP_N | ENT | SPP_N | 2025 | B4 | 100 | 0 | 1300 | 0 | 0 |  | 0 |  | 0 | 0 |  | 0 | 0
ENT_2_SPP_N | ENT | SPP_N | 2025 | B5 | 200 | 0 | 1300 | 0 | 0 |  | 0 |  | 0 | 0 |  | 0 | 0
ENT_2_SPP_N | ENT | SPP_N | 2025 | B6 | 300 | 0 | 1300 | 0 | 0 |  | 0 |  | 0 | 0 |  | 0 | 0
ENT_2_SPP_N | ENT | SPP_N | 2025 | B7 | 400 | 0 | 1300 | 0 | 0 |  | 0 |  | 0 | 0 |  | 0 | 0
ENT_2_SPP_N | ENT | SPP_N | 2025 | B8 | 500 | 0 | 1300 | 0 | 0 |  | 0 |  | 0 | 0 |  | 0 | 0
ENT_2_SPP_N | ENT | SPP_N | 2025 | B9 | 800 | 0 | 1300 | 0 | 0 |  | 0 |  | 0 | 0 |  | 0 | 0
ENT_2_SPP_N | ENT | SPP_N | 2025 | B10 | 1262 | 0 | 1300 | 0 | 0 |  | 0 |  | 0 | 0 |  | 0 | 0
ENT_2_SPP_N | ENT | SPP_N | 2025 | B11 | 25 | 0 | 1300 | 0 | 0 |  | 0 |  | 0 | 0 |  | 0 | 0
ENT_2_SPP_N | ENT | SPP_N | 2025 | B12 | 200 | 0 | 1300 | 0 | 0 |  | 0 |  | 0 | 0 |  | 0 | 0
ENT_2_SPP_N | ENT | SPP_N | 2025 | B13 | 600 | 0 | 1300 | 0 | 0 |  | 0 |  | 0 | 0 |  | 0 | 0
ENT_2_SPP_N | ENT | SPP_N | 2025 | B14 | 900 | 0 | 1300 | 0 | 0 |  | 0 |  | 0 | 0 |  | 0 | 0
ENT_2_SPP_N | ENT | SPP_N | 2025 | B15 | 1203 | 0 | 1300 | 0 | 0 |  | 0 |  | 0 | 0 |  | 0 | 0
ENT_2_SPP_N | ENT | SPP_N | 2025 | B16 | 25 | 0 | 1300 | 0 | 0 |  | 0 |  | 0 | 0 |  | 0 | 0
ENT_2_SPP_N | ENT | SPP_N | 2025 | B17 | 100 | 0 | 1300 | 0 | 0 |  | 0 |  | 0 | 0 |  | 0 | 0
ENT_2_SPP_N | ENT | SPP_N | 2025 | B18 | 400 | 0 | 1300 | 0 | 0 |  | 0 |  | 0 | 0 |  | 0 | 0
ENT_2_SPP_N | ENT | SPP_N | 2025 | B19 | 700 | 0 | 1300 | 0 | 0 |  | 0 |  | 0 | 0 |  | 0 | 0
ENT_2_SPP_N | ENT | SPP_N | 2025 | B20 | 935 | 0 | 1300 | 0 | 0 |  | 0 |  | 0 | 0 |  | 0 | 0
ENT_2_SPP_N | ENT | SPP_N | 2030 | B1 | 10 | 0 | 1300 | 0 | 0 |  | 0 |  | 0 | 0 |  | 0 | 0
ENT_2_SPP_N | ENT | SPP_N | 2030 | B2 | 25 | 0 | 1300 | 0 | 0 |  | 0 |  | 0 | 0 |  | 0 | 0
ENT_2_SPP_N | ENT | SPP_N | 2030 | B3 | 75 | 0 | 1300 | 0 | 0 |  | 0 |  | 0 | 0 |  | 0 | 0
ENT_2_SPP_N | ENT | SPP_N | 2030 | B4 | 100 | 0 | 1300 | 0 | 0 |  | 0 |  | 0 | 0 |  | 0 | 0
ENT_2_SPP_N | ENT | SPP_N | 2030 | B5 | 200 | 0 | 1300 | 0 | 0 |  | 0 |  | 0 | 0 |  | 0 | 0
ENT_2_SPP_N | ENT | SPP_N | 2030 | B6 | 300 | 0 | 1300 | 0 | 0 |  | 0 |  | 0 | 0 |  | 0 | 0
ENT_2_SPP_N | ENT | SPP_N | 2030 | B7 | 400 | 0 | 1300 | 0 | 0 |  | 0 |  | 0 | 0 |  | 0 | 0
ENT_2_SPP_N | ENT | SPP_N | 2030 | B8 | 500 | 0 | 1300 | 0 | 0 |  | 0 |  | 0 | 0 |  | 0 | 0
ENT_2_SPP_N | ENT | SPP_N | 2030 | B9 | 800 | 0 | 1300 | 0 | 0 |  | 0 |  | 0 | 0 |  | 0 | 0
ENT_2_SPP_N | ENT | SPP_N | 2030 | B10 | 1262 | 0 | 1300 | 0 | 0 |  | 0 |  | 0 | 0 |  | 0 | 0
ENT_2_SPP_N | ENT | SPP_N | 2030 | B11 | 25 | 0 | 1300 | 0 | 0 |  | 0 |  | 0 | 0 |  | 0 | 0
ENT_2_SPP_N | ENT | SPP_N | 2030 | B12 | 200 | 0 | 1300 | 0 | 0 |  | 0 |  | 0 | 0 |  | 0 | 0
ENT_2_SPP_N | ENT | SPP_N | 2030 | B13 | 600 | 0 | 1300 | 0 | 0 |  | 0 |  | 0 | 0 |  | 0 | 0
ENT_2_SPP_N | ENT | SPP_N | 2030 | B14 | 900 | 0 | 1300 | 0 | 0 |  | 0 |  | 0 | 0 |  | 0 | 0
ENT_2_SPP_N | ENT | SPP_N | 2030 | B15 | 1203 | 0 | 1300 | 0 | 0 |  | 0 |  | 0 | 0 |  | 0 | 0
ENT_2_SPP_N | ENT | SPP_N | 2030 | B16 | 25 | 0 | 1300 | 0 | 0 |  | 0 |  | 0 | 0 |  | 0 | 0
ENT_2_SPP_N | ENT | SPP_N | 2030 | B17 | 100 | 0 | 1300 | 0 | 0 |  | 0 |  | 0 | 0 |  | 0 | 0
ENT_2_SPP_N | ENT | SPP_N | 2030 | B18 | 400 | 0 | 1300 | 0 | 0 |  | 0 |  | 0 | 0 |  | 0 | 0
ENT_2_SPP_N | ENT | SPP_N | 2030 | B19 | 700 | 0 | 1300 | 0 | 0 |  | 0 |  | 0 | 0 |  | 0 | 0
ENT_2_SPP_N | ENT | SPP_N | 2030 | B20 | 935 | 0 | 1300 | 0 | 0 |  | 0 |  | 0 | 0 |  | 0 | 0
ENT_2_SPP_N | ENT | SPP_N | 2035 | B1 | 10 | 0 | 1300 | 0 | 0 |  | 0 |  | 0 | 0 |  | 0 | 0
ENT_2_SPP_N | ENT | SPP_N | 2035 | B2 | 25 | 0 | 1300 | 0 | 0 |  | 0 |  | 0 | 0 |  | 0 | 0
ENT_2_SPP_N | ENT | SPP_N | 2035 | B3 | 75 | 0 | 1300 | 0 | 0 |  | 0 |  | 0 | 0 |  | 0 | 0
ENT_2_SPP_N | ENT | SPP_N | 2035 | B4 | 100 | 0 | 1300 | 0 | 0 |  | 0 |  | 0 | 0 |  | 0 | 0
ENT_2_SPP_N | ENT | SPP_N | 2035 | B5 | 200 | 0 | 1300 | 0 | 0 |  | 0 |  | 0 | 0 |  | 0 | 0
ENT_2_SPP_N | ENT | SPP_N | 2035 | B6 | 300 | 0 | 1300 | 0 | 0 |  | 0 |  | 0 | 0 |  | 0 | 0
ENT_2_SPP_N | ENT | SPP_N | 2035 | B7 | 400 | 0 | 1300 | 0 | 0 |  | 0 |  | 0 | 0 |  | 0 | 0
ENT_2_SPP_N | ENT | SPP_N | 2035 | B8 | 500 | 0 | 1300 | 0 | 0 |  | 0 |  | 0 | 0 |  | 0 | 0
ENT_2_SPP_N | ENT | SPP_N | 2035 | B9 | 800 | 0 | 1300 | 0 | 0 |  | 0 |  | 0 | 0 |  | 0 | 0
ENT_2_SPP_N | ENT | SPP_N | 2035 | B10 | 1262 | 0 | 1300 | 0 | 0 |  | 0 |  | 0 | 0 |  | 0 | 0
ENT_2_SPP_N | ENT | SPP_N | 2035 | B11 | 25 | 0 | 1300 | 0 | 0 |  | 0 |  | 0 | 0 |  | 0 | 0
ENT_2_SPP_N | ENT | SPP_N | 2035 | B12 | 200 | 0 | 1300 | 0 | 0 |  | 0 |  | 0 | 0 |  | 0 | 0
ENT_2_SPP_N | ENT | SPP_N | 2035 | B13 | 600 | 0 | 1300 | 0 | 0 |  | 0 |  | 0 | 0 |  | 0 | 0
ENT_2_SPP_N | ENT | SPP_N | 2035 | B14 | 900 | 0 | 1300 | 0 | 0 |  | 0 |  | 0 | 0 |  | 0 | 0
ENT_2_SPP_N | ENT | SPP_N | 2035 | B15 | 1203 | 0 | 1300 | 0 | 0 |  | 0 |  | 0 | 0 |  | 0 | 0
ENT_2_SPP_N | ENT | SPP_N | 2035 | B16 | 25 | 0 | 1300 | 0 | 0 |  | 0 |  | 0 | 0 |  | 0 | 0
ENT_2_SPP_N | ENT | SPP_N | 2035 | B17 | 100 | 0 | 1300 | 0 | 0 |  | 0 |  | 0 | 0 |  | 0 | 0
ENT_2_SPP_N | ENT | SPP_N | 2035 | B18 | 400 | 0 | 1300 | 0 | 0 |  | 0 |  | 0 | 0 |  | 0 | 0
ENT_2_SPP_N | ENT | SPP_N | 2035 | B19 | 700 | 0 | 1300 | 0 | 0 |  | 0 |  | 0 | 0 |  | 0 | 0
ENT_2_SPP_N | ENT | SPP_N | 2035 | B20 | 935 | 0 | 1300 | 0 | 0 |  | 0 |  | 0 | 0 |  | 0 | 0
ENT_2_SPP_N | ENT | SPP_N | 2040 | B1 | 10 | 0 | 1300 | 0 | 0 |  | 0 |  | 0 | 0 |  | 0 | 0
ENT_2_SPP_N | ENT | SPP_N | 2040 | B2 | 25 | 0 | 1300 | 0 | 0 |  | 0 |  | 0 | 0 |  | 0 | 0
ENT_2_SPP_N | ENT | SPP_N | 2040 | B3 | 75 | 0 | 1300 | 0 | 0 |  | 0 |  | 0 | 0 |  | 0 | 0
ENT_2_SPP_N | ENT | SPP_N | 2040 | B4 | 100 | 0 | 1300 | 0 | 0 |  | 0 |  | 0 | 0 |  | 0 | 0
ENT_2_SPP_N | ENT | SPP_N | 2040 | B5 | 200 | 0 | 1300 | 0 | 0 |  | 0 |  | 0 | 0 |  | 0 | 0
ENT_2_SPP_N | ENT | SPP_N | 2040 | B6 | 300 | 0 | 1300 | 0 | 0 |  | 0 |  | 0 | 0 |  | 0 | 0
ENT_2_SPP_N | ENT | SPP_N | 2040 | B7 | 400 | 0 | 1300 | 0 | 0 |  | 0 |  | 0 | 0 |  | 0 | 0
ENT_2_SPP_N | ENT | SPP_N | 2040 | B8 | 500 | 0 | 1300 | 0 | 0 |  | 0 |  | 0 | 0 |  | 0 | 0
ENT_2_SPP_N | ENT | SPP_N | 2040 | B9 | 800 | 0 | 1300 | 0 | 0 |  | 0 |  | 0 | 0 |  | 0 | 0
ENT_2_SPP_N | ENT | SPP_N | 2040 | B10 | 1262 | 0 | 1300 | 0 | 0 |  | 0 |  | 0 | 0 |  | 0 | 0
ENT_2_SPP_N | ENT | SPP_N | 2040 | B11 | 25 | 0 | 1300 | 0 | 0 |  | 0 |  | 0 | 0 |  | 0 | 0
ENT_2_SPP_N | ENT | SPP_N | 2040 | B12 | 200 | 0 | 1300 | 0 | 0 |  | 0 |  | 0 | 0 |  | 0 | 0
ENT_2_SPP_N | ENT | SPP_N | 2040 | B13 | 600 | 0 | 1300 | 0 | 0 |  | 0 |  | 0 | 0 |  | 0 | 0
ENT_2_SPP_N | ENT | SPP_N | 2040 | B14 | 900 | 0 | 1300 | 0 | 0 |  | 0 |  | 0 | 0 |  | 0 | 0
ENT_2_SPP_N | ENT | SPP_N | 2040 | B15 | 1203 | 0 | 1300 | 0 | 0 |  | 0 |  | 0 | 0 |  | 0 | 0
ENT_2_SPP_N | ENT | SPP_N | 2040 | B16 | 25 | 0 | 1300 | 0 | 0 |  | 0 |  | 0 | 0 |  | 0 | 0
ENT_2_SPP_N | ENT | SPP_N | 2040 | B17 | 100 | 0 | 1300 | 0 | 0 |  | 0 |  | 0 | 0 |  | 0 | 0
ENT_2_SPP_N | ENT | SPP_N | 2040 | B18 | 400 | 0 | 1300 | 0 | 0 |  | 0 |  | 0 | 0 |  | 0 | 0
ENT_2_SPP_N | ENT | SPP_N | 2040 | B19 | 700 | 0 | 1300 | 0 | 0 |  | 0 |  | 0 | 0 |  | 0 | 0
ENT_2_SPP_N | ENT | SPP_N | 2040 | B20 | 935 | 0 | 1300 | 0 | 0 |  | 0 |  | 0 | 0 |  | 0 | 0
ENT_2_SPP_N | ENT | SPP_N | 2045 | B1 | 10 | 0 | 1300 | 0 | 0 |  | 0 |  | 0 | 0 |  | 0 | 0
ENT_2_SPP_N | ENT | SPP_N | 2045 | B2 | 25 | 0 | 1300 | 0 | 0 |  | 0 |  | 0 | 0 |  | 0 | 0
ENT_2_SPP_N | ENT | SPP_N | 2045 | B3 | 75 | 0 | 1300 | 0 | 0 |  | 0 |  | 0 | 0 |  | 0 | 0
ENT_2_SPP_N | ENT | SPP_N | 2045 | B4 | 100 | 0 | 1300 | 0 | 0 |  | 0 |  | 0 | 0 |  | 0 | 0
ENT_2_SPP_N | ENT | SPP_N | 2045 | B5 | 200 | 0 | 1300 | 0 | 0 |  | 0 |  | 0 | 0 |  | 0 | 0
ENT_2_SPP_N | ENT | SPP_N | 2045 | B6 | 300 | 0 | 1300 | 0 | 0 |  | 0 |  | 0 | 0 |  | 0 | 0
ENT_2_SPP_N | ENT | SPP_N | 2045 | B7 | 400 | 0 | 1300 | 0 | 0 |  | 0 |  | 0 | 0 |  | 0 | 0
ENT_2_SPP_N | ENT | SPP_N | 2045 | B8 | 500 | 0 | 1300 | 0 | 0 |  | 0 |  | 0 | 0 |  | 0 | 0
ENT_2_SPP_N | ENT | SPP_N | 2045 | B9 | 800 | 0 | 1300 | 0 | 0 |  | 0 |  | 0 | 0 |  | 0 | 0
ENT_2_SPP_N | ENT | SPP_N | 2045 | B10 | 1262 | 0 | 1300 | 0 | 0 |  | 0 |  | 0 | 0 |  | 0 | 0
ENT_2_SPP_N | ENT | SPP_N | 2045 | B11 | 25 | 0 | 1300 | 0 | 0 |  | 0 |  | 0 | 0 |  | 0 | 0
ENT_2_SPP_N | ENT | SPP_N | 2045 | B12 | 200 | 0 | 1300 | 0 | 0 |  | 0 |  | 0 | 0 |  | 0 | 0
ENT_2_SPP_N | ENT | SPP_N | 2045 | B13 | 600 | 0 | 1300 | 0 | 0 |  | 0 |  | 0 | 0 |  | 0 | 0
ENT_2_SPP_N | ENT | SPP_N | 2045 | B14 | 900 | 0 | 1300 | 0 | 0 |  | 0 |  | 0 | 0 |  | 0 | 0
ENT_2_SPP_N | ENT | SPP_N | 2045 | B15 | 1203 | 0 | 1300 | 0 | 0 |  | 0 |  | 0 | 0 |  | 0 | 0
ENT_2_SPP_N | ENT | SPP_N | 2045 | B16 | 25 | 0 | 1300 | 0 | 0 |  | 0 |  | 0 | 0 |  | 0 | 0
ENT_2_SPP_N | ENT | SPP_N | 2045 | B17 | 100 | 0 | 1300 | 0 | 0 |  | 0 |  | 0 | 0 |  | 0 | 0
ENT_2_SPP_N | ENT | SPP_N | 2045 | B18 | 400 | 0 | 1300 | 0 | 0 |  | 0 |  | 0 | 0 |  | 0 | 0
ENT_2_SPP_N | ENT | SPP_N | 2045 | B19 | 700 | 0 | 1300 | 0 | 0 |  | 0 |  | 0 | 0 |  | 0 | 0
ENT_2_SPP_N | ENT | SPP_N | 2045 | B20 | 935 | 0 | 1300 | 0 | 0 |  | 0 |  | 0 | 0 |  | 0 | 0
ENT_2_SPP_N | ENT | SPP_N | 2050 | B1 | 10 | 0 | 1300 | 0 | 0 |  | 0 |  | 0 | 0 |  | 0 | 0.93476
ENT_2_SPP_N | ENT | SPP_N | 2050 | B2 | 25 | 0 | 1300 | 0 | 0 |  | 0 |  | 0 | 0 |  | 0 | 0.93476
ENT_2_SPP_N | ENT | SPP_N | 2050 | B3 | 75 | 0 | 1300 | 0 | 0 |  | 0 |  | 0 | 0 |  | 0 | 0.93476
ENT_2_SPP_N | ENT | SPP_N | 2050 | B4 | 100 | 0 | 1300 | 0 | 0 |  | 0 |  | 0 | 0 |  | 0 | 0.93476
ENT_2_SPP_N | ENT | SPP_N | 2050 | B5 | 200 | 0 | 1300 | 0 | 0 |  | 0 |  | 0 | 0 |  | 0 | 0.93476
ENT_2_SPP_N | ENT | SPP_N | 2050 | B6 | 300 | 0 | 1300 | 1300 | 0 |  | 0 |  | 1.2464 | 0 |  | 1.2464 | 0.93476
ENT_2_SPP_N | ENT | SPP_N | 2050 | B7 | 400 | 0 | 1300 | 0 | 0 |  | 0 |  | 0 | 0 |  | 0 | 0.93476
ENT_2_SPP_N | ENT | SPP_N | 2050 | B8 | 500 | 0 | 1300 | 0 | 0 |  | 0 |  | 0 | 0 |  | 0 | 0.93476
ENT_2_SPP_N | ENT | SPP_N | 2050 | B9 | 800 | 0 | 1300 | 0 | 0 |  | 0 |  | 0 | 0 |  | 0 | 0.93476
ENT_2_SPP_N | ENT | SPP_N | 2050 | B10 | 1262 | 0 | 1300 | 0 | 0 |  | 0 |  | 0 | 0 |  | 0 | 0.93476
ENT_2_SPP_N | ENT | SPP_N | 2050 | B11 | 25 | 0 | 1300 | 0 | 0 |  | 0 |  | 0 | 0 |  | 0 | 0.93476
ENT_2_SPP_N | ENT | SPP_N | 2050 | B12 | 200 | 0 | 1300 | 0 | 0 |  | 0 |  | 0 | 0 |  | 0 | 0.93476
ENT_2_SPP_N | ENT | SPP_N | 2050 | B13 | 600 | 0 | 1300 | 0 | 0 |  | 0 |  | 0 | 0 |  | 0 | 0.93476
ENT_2_SPP_N | ENT | SPP_N | 2050 | B14 | 900 | 0 | 1300 | 0 | 0 |  | 0 |  | 0 | 0 |  | 0 | 0.93476
ENT_2_SPP_N | ENT | SPP_N | 2050 | B15 | 1203 | 0 | 1300 | 0 | 0 |  | 0 |  | 0 | 0 |  | 0 | 0.93476
ENT_2_SPP_N | ENT | SPP_N | 2050 | B16 | 25 | 0 | 1300 | 0 | 0 |  | 0 |  | 0 | 0 |  | 0 | 0.93476
ENT_2_SPP_N | ENT | SPP_N | 2050 | B17 | 100 | 0 | 1300 | 0 | 0 |  | 0 |  | 0 | 0 |  | 0 | 0.93476
ENT_2_SPP_N | ENT | SPP_N | 2050 | B18 | 400 | 0 | 1300 | 0 | 0 |  | 0 |  | 0 | 0 |  | 0 | 0.93476
ENT_2_SPP_N | ENT | SPP_N | 2050 | B19 | 700 | 0 | 1300 | 0 | 0 |  | 0 |  | 0 | 0 |  | 0 | 0.93476
ENT_2_SPP_N | ENT | SPP_N | 2050 | B20 | 935 | 0 | 1300 | 0 | 0 |  | 0 |  | 0 | 0 |  | 0 | 0.93476
ENT_2_SPP_S | ENT | SPP_S | 2015 | B1 | 10 | 0 | 1300 | 0 | 0 |  | 0 |  | 0 | 0 |  | 0 | 0
ENT_2_SPP_S | ENT | SPP_S | 2015 | B2 | 25 | 0 | 1300 | 0 | 0 |  | 0 |  | 0 | 0 |  | 0 | 0
ENT_2_SPP_S | ENT | SPP_S | 2015 | B3 | 75 | 0 | 1300 | 0 | 0 |  | 0 |  | 0 | 0 |  | 0 | 0
ENT_2_SPP_S | ENT | SPP_S | 2015 | B4 | 100 | 0 | 1300 | 0 | 0 |  | 0 |  | 0 | 0 |  | 0 | 0
ENT_2_SPP_S | ENT | SPP_S | 2015 | B5 | 200 | 0 | 1300 | 0 | 0 |  | 0 |  | 0 | 0 |  | 0 | 0
ENT_2_SPP_S | ENT | SPP_S | 2015 | B6 | 300 | 0 | 1300 | 616.15 | 0 |  | 0 |  | 0 | 0 |  | 0 | 0
ENT_2_SPP_S | ENT | SPP_S | 2015 | B7 | 400 | 0 | 1300 | 0 | 0 |  | 0 |  | 0 | 0 |  | 0 | 0
ENT_2_SPP_S | ENT | SPP_S | 2015 | B8 | 500 | 0 | 1300 | 0 | 0 |  | 0 |  | 0 | 0 |  | 0 | 0
ENT_2_SPP_S | ENT | SPP_S | 2015 | B9 | 800 | 0 | 1300 | 0 | 0 |  | 0 |  | 0 | 0 |  | 0 | 0
ENT_2_SPP_S | ENT | SPP_S | 2015 | B10 | 1262 | 0 | 1300 | 0 | 0 |  | 0 |  | 0 | 0 |  | 0 | 0
ENT_2_SPP_S | ENT | SPP_S | 2015 | B11 | 25 | 0 | 1300 | 0 | 0 |  | 0 |  | 0 | 0 |  | 0 | 0
ENT_2_SPP_S | ENT | SPP_S | 2015 | B12 | 200 | 0 | 1300 | 0 | 0 |  | 0 |  | 0 | 0 |  | 0 | 0
ENT_2_SPP_S | ENT | SPP_S | 2015 | B13 | 600 | 0 | 1300 | 0 | 0 |  | 0 |  | 0 | 0 |  | 0 | 0
ENT_2_SPP_S | ENT | SPP_S | 2015 | B14 | 900 | 0 | 1300 | 0 | 0 |  | 0 |  | 0 | 0 |  | 0 | 0
ENT_2_SPP_S | ENT | SPP_S | 2015 | B15 | 1203 | 0 | 1300 | 0 | 0 |  | 0 |  | 0 | 0 |  | 0 | 0
ENT_2_SPP_S | ENT | SPP_S | 2015 | B16 | 25 | 0 | 1300 | 0 | 0 |  | 0 |  | 0 | 0 |  | 0 | 0
ENT_2_SPP_S | ENT | SPP_S | 2015 | B17 | 100 | 0 | 1300 | 0 | 0 |  | 0 |  | 0 | 0 |  | 0 | 0
ENT_2_SPP_S | ENT | SPP_S | 2015 | B18 | 400 | 0 | 1300 | 0 | 0 |  | 0 |  | 0 | 0 |  | 0 | 0
ENT_2_SPP_S | ENT | SPP_S | 2015 | B19 | 700 | 0 | 1300 | 0 | 0 |  | 0 |  | 0 | 0 |  | 0 | 0
ENT_2_SPP_S | ENT | SPP_S | 2015 | B20 | 935 | 0 | 1300 | 0 | 0 |  | 0 |  | 0 | 0 |  | 0 | 0
ENT_2_SPP_S | ENT | SPP_S | 2020 | B1 | 10 | 0 | 1300 | 0 | 0 |  | 0 |  | 0 | 0 |  | 0 | 0
ENT_2_SPP_S | ENT | SPP_S | 2020 | B2 | 25 | 0 | 1300 | 0 | 0 |  | 0 |  | 0 | 0 |  | 0 | 0
ENT_2_SPP_S | ENT | SPP_S | 2020 | B3 | 75 | 0 | 1300 | 0 | 0 |  | 0 |  | 0 | 0 |  | 0 | 0
ENT_2_SPP_S | ENT | SPP_S | 2020 | B4 | 100 | 0 | 1300 | 0 | 0 |  | 0 |  | 0 | 0 |  | 0 | 0
ENT_2_SPP_S | ENT | SPP_S | 2020 | B5 | 200 | 0 | 1300 | 0 | 0 |  | 0 |  | 0 | 0 |  | 0 | 0
ENT_2_SPP_S | ENT | SPP_S | 2020 | B6 | 300 | 0 | 1300 | 0 | 0 |  | 0 |  | 0 | 0 |  | 0 | 0
ENT_2_SPP_S | ENT | SPP_S | 2020 | B7 | 400 | 0 | 1300 | 0 | 0 |  | 0 |  | 0 | 0 |  | 0 | 0
ENT_2_SPP_S | ENT | SPP_S | 2020 | B8 | 500 | 0 | 1300 | 0 | 0 |  | 0 |  | 0 | 0 |  | 0 | 0
ENT_2_SPP_S | ENT | SPP_S | 2020 | B9 | 800 | 0 | 1300 | 0 | 0 |  | 0 |  | 0 | 0 |  | 0 | 0
ENT_2_SPP_S | ENT | SPP_S | 2020 | B10 | 1262 | 0 | 1300 | 0 | 0 |  | 0 |  | 0 | 0 |  | 0 | 0
ENT_2_SPP_S | ENT | SPP_S | 2020 | B11 | 25 | 0 | 1300 | 0 | 0 |  | 0 |  | 0 | 0 |  | 0 | 0
ENT_2_SPP_S | ENT | SPP_S | 2020 | B12 | 200 | 0 | 1300 | 0 | 0 |  | 0 |  | 0 | 0 |  | 0 | 0
ENT_2_SPP_S | ENT | SPP_S | 2020 | B13 | 600 | 0 | 1300 | 0 | 0 |  | 0 |  | 0 | 0 |  | 0 | 0
ENT_2_SPP_S | ENT | SPP_S | 2020 | B14 | 900 | 0 | 1300 | 0 | 0 |  | 0 |  | 0 | 0 |  | 0 | 0
ENT_2_SPP_S | ENT | SPP_S | 2020 | B15 | 1203 | 0 | 1300 | 0 | 0 |  | 0 |  | 0 | 0 |  | 0 | 0
ENT_2_SPP_S | ENT | SPP_S | 2020 | B16 | 25 | 0 | 1300 | 0 | 0 |  | 0 |  | 0 | 0 |  | 0 | 0
ENT_2_SPP_S | ENT | SPP_S | 2020 | B17 | 100 | 0 | 1300 | 0 | 0 |  | 0 |  | 0 | 0 |  | 0 | 0
ENT_2_SPP_S | ENT | SPP_S | 2020 | B18 | 400 | 0 | 1300 | 0 | 0 |  | 0 |  | 0 | 0 |  | 0 | 0
ENT_2_SPP_S | ENT | SPP_S | 2020 | B19 | 700 | 0 | 1300 | 0 | 0 |  | 0 |  | 0 | 0 |  | 0 | 0
ENT_2_SPP_S | ENT | SPP_S | 2020 | B20 | 935 | 0 | 1300 | 0 | 0 |  | 0 |  | 0 | 0 |  | 0 | 0
ENT_2_SPP_S | ENT | SPP_S | 2025 | B1 | 10 | 0 | 1300 | 0 | 0 |  | 0 |  | 0 | 0 |  | 0 | 0
ENT_2_SPP_S | ENT | SPP_S | 2025 | B2 | 25 | 0 | 1300 | 0 | 0 |  | 0 |  | 0 | 0 |  | 0 | 0
ENT_2_SPP_S | ENT | SPP_S | 2025 | B3 | 75 | 0 | 1300 | 0 | 0 |  | 0 |  | 0 | 0 |  | 0 | 0
ENT_2_SPP_S | ENT | SPP_S | 2025 | B4 | 100 | 0 | 1300 | 0 | 0 |  | 0 |  | 0 | 0 |  | 0 | 0
ENT_2_SPP_S | ENT | SPP_S | 2025 | B5 | 200 | 0 | 1300 | 0 | 0 |  | 0 |  | 0 | 0 |  | 0 | 0
ENT_2_SPP_S | ENT | SPP_S | 2025 | B6 | 300 | 0 | 1300 | 0 | 0 |  | 0 |  | 0 | 0 |  | 0 | 0
ENT_2_SPP_S | ENT | SPP_S | 2025 | B7 | 400 | 0 | 1300 | 0 | 0 |  | 0 |  | 0 | 0 |  | 0 | 0
ENT_2_SPP_S | ENT | SPP_S | 2025 | B8 | 500 | 0 | 1300 | 0 | 0 |  | 0 |  | 0 | 0 |  | 0 | 0
ENT_2_SPP_S | ENT | SPP_S | 2025 | B9 | 800 | 0 | 1300 | 0 | 0 |  | 0 |  | 0 | 0 |  | 0 | 0
ENT_2_SPP_S | ENT | SPP_S | 2025 | B10 | 1262 | 0 | 1300 | 0 | 0 |  | 0 |  | 0 | 0 |  | 0 | 0
ENT_2_SPP_S | ENT | SPP_S | 2025 | B11 | 25 | 0 | 1300 | 0 | 0 |  | 0 |  | 0 | 0 |  | 0 | 0
ENT_2_SPP_S | ENT | SPP_S | 2025 | B12 | 200 | 0 | 1300 | 0 | 0 |  | 0 |  | 0 | 0 |  | 0 | 0
ENT_2_SPP_S | ENT | SPP_S | 2025 | B13 | 600 | 0 | 1300 | 0 | 0 |  | 0 |  | 0 | 0 |  | 0 | 0
ENT_2_SPP_S | ENT | SPP_S | 2025 | B14 | 900 | 0 | 1300 | 0 | 0 |  | 0 |  | 0 | 0 |  | 0 | 0
ENT_2_SPP_S | ENT | SPP_S | 2025 | B15 | 1203 | 0 | 1300 | 0 | 0 |  | 0 |  | 0 | 0 |  | 0 | 0
ENT_2_SPP_S | ENT | SPP_S | 2025 | B16 | 25 | 0 | 1300 | 0 | 0 |  | 0 |  | 0 | 0 |  | 0 | 0
ENT_2_SPP_S | ENT | SPP_S | 2025 | B17 | 100 | 0 | 1300 | 0 | 0 |  | 0 |  | 0 | 0 |  | 0 | 0
ENT_2_SPP_S | ENT | SPP_S | 2025 | B18 | 400 | 0 | 1300 | 0 | 0 |  | 0 |  | 0 | 0 |  | 0 | 0
ENT_2_SPP_S | ENT | SPP_S | 2025 | B19 | 700 | 0 | 1300 | 0 | 0 |  | 0 |  | 0 | 0 |  | 0 | 0
ENT_2_SPP_S | ENT | SPP_S | 2025 | B20 | 935 | 0 | 1300 | 0 | 0 |  | 0 |  | 0 | 0 |  | 0 | 0
ENT_2_SPP_S | ENT | SPP_S | 2030 | B1 | 10 | 0 | 1300 | 0 | 0 |  | 0 |  | 0 | 0 |  | 0 | 0
ENT_2_SPP_S | ENT | SPP_S | 2030 | B2 | 25 | 0 | 1300 | 0 | 0 |  | 0 |  | 0 | 0 |  | 0 | 0
ENT_2_SPP_S | ENT | SPP_S | 2030 | B3 | 75 | 0 | 1300 | 0 | 0 |  | 0 |  | 0 | 0 |  | 0 | 0
ENT_2_SPP_S | ENT | SPP_S | 2030 | B4 | 100 | 0 | 1300 | 0 | 0 |  | 0 |  | 0 | 0 |  | 0 | 0
ENT_2_SPP_S | ENT | SPP_S | 2030 | B5 | 200 | 0 | 1300 | 0 | 0 |  | 0 |  | 0 | 0 |  | 0 | 0
ENT_2_SPP_S | ENT | SPP_S | 2030 | B6 | 300 | 0 | 1300 | 271.87 | 0 |  | 0 |  | 0 | 0 |  | 0 | 0
ENT_2_SPP_S | ENT | SPP_S | 2030 | B7 | 400 | 0 | 1300 | 0 | 0 |  | 0 |  | 0 | 0 |  | 0 | 0
ENT_2_SPP_S | ENT | SPP_S | 2030 | B8 | 500 | 0 | 1300 | 0 | 0 |  | 0 |  | 0 | 0 |  | 0 | 0
ENT_2_SPP_S | ENT | SPP_S | 2030 | B9 | 800 | 0 | 1300 | 0 | 0 |  | 0 |  | 0 | 0 |  | 0 | 0
ENT_2_SPP_S | ENT | SPP_S | 2030 | B10 | 1262 | 0 | 1300 | 0 | 0 |  | 0 |  | 0 | 0 |  | 0 | 0
ENT_2_SPP_S | ENT | SPP_S | 2030 | B11 | 25 | 0 | 1300 | 0 | 0 |  | 0 |  | 0 | 0 |  | 0 | 0
ENT_2_SPP_S | ENT | SPP_S | 2030 | B12 | 200 | 0 | 1300 | 0 | 0 |  | 0 |  | 0 | 0 |  | 0 | 0
ENT_2_SPP_S | ENT | SPP_S | 2030 | B13 | 600 | 0 | 1300 | 0 | 0 |  | 0 |  | 0 | 0 |  | 0 | 0
ENT_2_SPP_S | ENT | SPP_S | 2030 | B14 | 900 | 0 | 1300 | 0 | 0 |  | 0 |  | 0 | 0 |  | 0 | 0
ENT_2_SPP_S | ENT | SPP_S | 2030 | B15 | 1203 | 0 | 1300 | 0 | 0 |  | 0 |  | 0 | 0 |  | 0 | 0
ENT_2_SPP_S | ENT | SPP_S | 2030 | B16 | 25 | 0 | 1300 | 0 | 0 |  | 0 |  | 0 | 0 |  | 0 | 0
ENT_2_SPP_S | ENT | SPP_S | 2030 | B17 | 100 | 0 | 1300 | 0 | 0 |  | 0 |  | 0 | 0 |  | 0 | 0
ENT_2_SPP_S | ENT | SPP_S | 2030 | B18 | 400 | 0 | 1300 | 0 | 0 |  | 0 |  | 0 | 0 |  | 0 | 0
ENT_2_SPP_S | ENT | SPP_S | 2030 | B19 | 700 | 0 | 1300 | 0 | 0 |  | 0 |  | 0 | 0 |  | 0 | 0
ENT_2_SPP_S | ENT | SPP_S | 2030 | B20 | 935 | 0 | 1300 | 0 | 0 |  | 0 |  | 0 | 0 |  | 0 | 0
ENT_2_SPP_S | ENT | SPP_S | 2035 | B1 | 10 | 0 | 1300 | 0 | 0 |  | 0 |  | 0 | 0 |  | 0 | 0
ENT_2_SPP_S | ENT | SPP_S | 2035 | B2 | 25 | 0 | 1300 | 0 | 0 |  | 0 |  | 0 | 0 |  | 0 | 0
ENT_2_SPP_S | ENT | SPP_S | 2035 | B3 | 75 | 0 | 1300 | 0 | 0 |  | 0 |  | 0 | 0 |  | 0 | 0
ENT_2_SPP_S | ENT | SPP_S | 2035 | B4 | 100 | 0 | 1300 | 0 | 0 |  | 0 |  | 0 | 0 |  | 0 | 0
ENT_2_SPP_S | ENT | SPP_S | 2035 | B5 | 200 | 0 | 1300 | 0 | 0 |  | 0 |  | 0 | 0 |  | 0 | 0
ENT_2_SPP_S | ENT | SPP_S | 2035 | B6 | 300 | 0 | 1300 | 0 | 0 |  | 0 |  | 0 | 0 |  | 0 | 0
ENT_2_SPP_S | ENT | SPP_S | 2035 | B7 | 400 | 0 | 1300 | 0 | 0 |  | 0 |  | 0 | 0 |  | 0 | 0
ENT_2_SPP_S | ENT | SPP_S | 2035 | B8 | 500 | 0 | 1300 | 0 | 0 |  | 0 |  | 0 | 0 |  | 0 | 0
ENT_2_SPP_S | ENT | SPP_S | 2035 | B9 | 800 | 0 | 1300 | 0 | 0 |  | 0 |  | 0 | 0 |  | 0 | 0
ENT_2_SPP_S | ENT | SPP_S | 2035 | B10 | 1262 | 0 | 1300 | 0 | 0 |  | 0 |  | 0 | 0 |  | 0 | 0
ENT_2_SPP_S | ENT | SPP_S | 2035 | B11 | 25 | 0 | 1300 | 0 | 0 |  | 0 |  | 0 | 0 |  | 0 | 0
ENT_2_SPP_S | ENT | SPP_S | 2035 | B12 | 200 | 0 | 1300 | 0 | 0 |  | 0 |  | 0 | 0 |  | 0 | 0
ENT_2_SPP_S | ENT | SPP_S | 2035 | B13 | 600 | 0 | 1300 | 0 | 0 |  | 0 |  | 0 | 0 |  | 0 | 0
ENT_2_SPP_S | ENT | SPP_S | 2035 | B14 | 900 | 0 | 1300 | 0 | 0 |  | 0 |  | 0 | 0 |  | 0 | 0
ENT_2_SPP_S | ENT | SPP_S | 2035 | B15 | 1203 | 0 | 1300 | 0 | 0 |  | 0 |  | 0 | 0 |  | 0 | 0
ENT_2_SPP_S | ENT | SPP_S | 2035 | B16 | 25 | 0 | 1300 | 0 | 0 |  | 0 |  | 0 | 0 |  | 0 | 0
ENT_2_SPP_S | ENT | SPP_S | 2035 | B17 | 100 | 0 | 1300 | 0 | 0 |  | 0 |  | 0 | 0 |  | 0 | 0
ENT_2_SPP_S | ENT | SPP_S | 2035 | B18 | 400 | 0 | 1300 | 0 | 0 |  | 0 |  | 0 | 0 |  | 0 | 0
ENT_2_SPP_S | ENT | SPP_S | 2035 | B19 | 700 | 0 | 1300 | 0 | 0 |  | 0 |  | 0 | 0 |  | 0 | 0
ENT_2_SPP_S | ENT | SPP_S | 2035 | B20 | 935 | 0 | 1300 | 0 | 0 |  | 0 |  | 0 | 0 |  | 0 | 0
ENT_2_SPP_S | ENT | SPP_S | 2040 | B1 | 10 | 0 | 1300 | 0 | 0 |  | 0 |  | 0 | 0 |  | 0 | 0
ENT_2_SPP_S | ENT | SPP_S | 2040 | B2 | 25 | 0 | 1300 | 0 | 0 |  | 0 |  | 0 | 0 |  | 0 | 0
ENT_2_SPP_S | ENT | SPP_S | 2040 | B3 | 75 | 0 | 1300 | 0 | 0 |  | 0 |  | 0 | 0 |  | 0 | 0
ENT_2_SPP_S | ENT | SPP_S | 2040 | B4 | 100 | 0 | 1300 | 0 | 0 |  | 0 |  | 0 | 0 |  | 0 | 0
ENT_2_SPP_S | ENT | SPP_S | 2040 | B5 | 200 | 0 | 1300 | 0 | 0 |  | 0 |  | 0 | 0 |  | 0 | 0
ENT_2_SPP_S | ENT | SPP_S | 2040 | B6 | 300 | 0 | 1300 | 0 | 0 |  | 0 |  | 0 | 0 |  | 0 | 0
ENT_2_SPP_S | ENT | SPP_S | 2040 | B7 | 400 | 0 | 1300 | 0 | 0 |  | 0 |  | 0 | 0 |  | 0 | 0
ENT_2_SPP_S | ENT | SPP_S | 2040 | B8 | 500 | 0 | 1300 | 1194.16 | 0 |  | 0 |  | 0 | 0 |  | 0 | 0
ENT_2_SPP_S | ENT | SPP_S | 2040 | B9 | 800 | 0 | 1300 | 0 | 0 |  | 0 |  | 0 | 0 |  | 0 | 0
ENT_2_SPP_S | ENT | SPP_S | 2040 | B10 | 1262 | 0 | 1300 | 0 | 0 |  | 0 |  | 0 | 0 |  | 0 | 0
ENT_2_SPP_S | ENT | SPP_S | 2040 | B11 | 25 | 0 | 1300 | 0 | 0 |  | 0 |  | 0 | 0 |  | 0 | 0
ENT_2_SPP_S | ENT | SPP_S | 2040 | B12 | 200 | 0 | 1300 | 0 | 0 |  | 0 |  | 0 | 0 |  | 0 | 0
ENT_2_SPP_S | ENT | SPP_S | 2040 | B13 | 600 | 0 | 1300 | 0 | 0 |  | 0 |  | 0 | 0 |  | 0 | 0
ENT_2_SPP_S | ENT | SPP_S | 2040 | B14 | 900 | 0 | 1300 | 0 | 0 |  | 0 |  | 0 | 0 |  | 0 | 0
ENT_2_SPP_S | ENT | SPP_S | 2040 | B15 | 1203 | 0 | 1300 | 0 | 0 |  | 0 |  | 0 | 0 |  | 0 | 0
ENT_2_SPP_S | ENT | SPP_S | 2040 | B16 | 25 | 0 | 1300 | 0 | 0 |  | 0 |  | 0 | 0 |  | 0 | 0
ENT_2_SPP_S | ENT | SPP_S | 2040 | B17 | 100 | 0 | 1300 | 0 | 0 |  | 0 |  | 0 | 0 |  | 0 | 0
ENT_2_SPP_S | ENT | SPP_S | 2040 | B18 | 400 | 0 | 1300 | 0 | 0 |  | 0 |  | 0 | 0 |  | 0 | 0
ENT_2_SPP_S | ENT | SPP_S | 2040 | B19 | 700 | 0 | 1300 | 0 | 0 |  | 0 |  | 0 | 0 |  | 0 | 0
ENT_2_SPP_S | ENT | SPP_S | 2040 | B20 | 935 | 0 | 1300 | 0 | 0 |  | 0 |  | 0 | 0 |  | 0 | 0
ENT_2_SPP_S | ENT | SPP_S | 2045 | B1 | 10 | 0 | 1300 | 0 | 0 |  | 0 |  | 0 | 0 |  | 0 | 8.5998
ENT_2_SPP_S | ENT | SPP_S | 2045 | B2 | 25 | 0 | 1300 | 0 | 0 |  | 0 |  | 0 | 0 |  | 0 | 8.5998
ENT_2_SPP_S | ENT | SPP_S | 2045 | B3 | 75 | 0 | 1300 | 0 | 0 |  | 0 |  | 0 | 0 |  | 0 | 8.5998
ENT_2_SPP_S | ENT | SPP_S | 2045 | B4 | 100 | 0 | 1300 | 0 | 0 |  | 0 |  | 0 | 0 |  | 0 | 8.5998
ENT_2_SPP_S | ENT | SPP_S | 2045 | B5 | 200 | 0 | 1300 | 0 | 0 |  | 0 |  | 0 | 0 |  | 0 | 8.5998
ENT_2_SPP_S | ENT | SPP_S | 2045 | B6 | 300 | 0 | 1300 | 0 | 0 |  | 0 |  | 0 | 0 |  | 0 | 8.5998
ENT_2_SPP_S | ENT | SPP_S | 2045 | B7 | 400 | 0 | 1300 | 1300 | 0 |  | 0 |  | 11.4664 | 0 |  | 11.4664 | 8.5998
ENT_2_SPP_S | ENT | SPP_S | 2045 | B8 | 500 | 0 | 1300 | 0 | 0 |  | 0 |  | 0 | 0 |  | 0 | 8.5998
ENT_2_SPP_S | ENT | SPP_S | 2045 | B9 | 800 | 0 | 1300 | 0 | 0 |  | 0 |  | 0 | 0 |  | 0 | 8.5998
ENT_2_SPP_S | ENT | SPP_S | 2045 | B10 | 1262 | 0 | 1300 | 0 | 0 |  | 0 |  | 0 | 0 |  | 0 | 8.5998
ENT_2_SPP_S | ENT | SPP_S | 2045 | B11 | 25 | 0 | 1300 | 0 | 0 |  | 0 |  | 0 | 0 |  | 0 | 8.5998
ENT_2_SPP_S | ENT | SPP_S | 2045 | B12 | 200 | 0 | 1300 | 0 | 0 |  | 0 |  | 0 | 0 |  | 0 | 8.5998
ENT_2_SPP_S | ENT | SPP_S | 2045 | B13 | 600 | 0 | 1300 | 0 | 0 |  | 0 |  | 0 | 0 |  | 0 | 8.5998
ENT_2_SPP_S | ENT | SPP_S | 2045 | B14 | 900 | 0 | 1300 | 0 | 0 |  | 0 |  | 0 | 0 |  | 0 | 8.5998
ENT_2_SPP_S | ENT | SPP_S | 2045 | B15 | 1203 | 0 | 1300 | 0 | 0 |  | 0 |  | 0 | 0 |  | 0 | 8.5998
ENT_2_SPP_S | ENT | SPP_S | 2045 | B16 | 25 | 0 | 1300 | 0 | 0 |  | 0 |  | 0 | 0 |  | 0 | 8.5998
ENT_2_SPP_S | ENT | SPP_S | 2045 | B17 | 100 | 0 | 1300 | 0 | 0 |  | 0 |  | 0 | 0 |  | 0 | 8.5998
ENT_2_SPP_S | ENT | SPP_S | 2045 | B18 | 400 | 0 | 1300 | 0 | 0 |  | 0 |  | 0 | 0 |  | 0 | 8.5998
ENT_2_SPP_S | ENT | SPP_S | 2045 | B19 | 700 | 0 | 1300 | 0 | 0 |  | 0 |  | 0 | 0 |  | 0 | 8.5998
ENT_2_SPP_S | ENT | SPP_S | 2045 | B20 | 935 | 0 | 1300 | 0 | 0 |  | 0 |  | 0 | 0 |  | 0 | 8.5998
ENT_2_SPP_S | ENT | SPP_S | 2050 | B1 | 10 | 0 | 1300 | 0 | 0 |  | 0 |  | 0 | 0 |  | 0 | 3.5432
ENT_2_SPP_S | ENT | SPP_S | 2050 | B2 | 25 | 0 | 1300 | 0 | 0 |  | 0 |  | 0 | 0 |  | 0 | 3.5432
ENT_2_SPP_S | ENT | SPP_S | 2050 | B3 | 75 | 0 | 1300 | 0 | 0 |  | 0 |  | 0 | 0 |  | 0 | 3.5432
ENT_2_SPP_S | ENT | SPP_S | 2050 | B4 | 100 | 0 | 1300 | 0 | 0 |  | 0 |  | 0 | 0 |  | 0 | 3.5432
ENT_2_SPP_S | ENT | SPP_S | 2050 | B5 | 200 | 0 | 1300 | 0 | 0 |  | 0 |  | 0 | 0 |  | 0 | 3.5432
ENT_2_SPP_S | ENT | SPP_S | 2050 | B6 | 300 | 0 | 1300 | 1300 | 0 |  | 0 |  | 4.7243 | 0 |  | 4.7243 | 3.5432
ENT_2_SPP_S | ENT | SPP_S | 2050 | B7 | 400 | 0 | 1300 | 495.8 | 0 |  | 0 |  | 0 | 0 |  | 0 | 3.5432
ENT_2_SPP_S | ENT | SPP_S | 2050 | B8 | 500 | 0 | 1300 | 0 | 0 |  | 0 |  | 0 | 0 |  | 0 | 3.5432
ENT_2_SPP_S | ENT | SPP_S | 2050 | B9 | 800 | 0 | 1300 | 0 | 0 |  | 0 |  | 0 | 0 |  | 0 | 3.5432
ENT_2_SPP_S | ENT | SPP_S | 2050 | B10 | 1262 | 0 | 1300 | 0 | 0 |  | 0 |  | 0 | 0 |  | 0 | 3.5432
ENT_2_SPP_S | ENT | SPP_S | 2050 | B11 | 25 | 0 | 1300 | 0 | 0 |  | 0 |  | 0 | 0 |  | 0 | 3.5432
ENT_2_SPP_S | ENT | SPP_S | 2050 | B12 | 200 | 0 | 1300 | 0 | 0 |  | 0 |  | 0 | 0 |  | 0 | 3.5432
ENT_2_SPP_S | ENT | SPP_S | 2050 | B13 | 600 | 0 | 1300 | 0 | 0 |  | 0 |  | 0 | 0 |  | 0 | 3.5432
ENT_2_SPP_S | ENT | SPP_S | 2050 | B14 | 900 | 0 | 1300 | 0 | 0 |  | 0 |  | 0 | 0 |  | 0 | 3.5432
ENT_2_SPP_S | ENT | SPP_S | 2050 | B15 | 1203 | 0 | 1300 | 0 | 0 |  | 0 |  | 0 | 0 |  | 0 | 3.5432
ENT_2_SPP_S | ENT | SPP_S | 2050 | B16 | 25 | 0 | 1300 | 0 | 0 |  | 0 |  | 0 | 0 |  | 0 | 3.5432
ENT_2_SPP_S | ENT | SPP_S | 2050 | B17 | 100 | 0 | 1300 | 0 | 0 |  | 0 |  | 0 | 0 |  | 0 | 3.5432
ENT_2_SPP_S | ENT | SPP_S | 2050 | B18 | 400 | 0 | 1300 | 0 | 0 |  | 0 |  | 0 | 0 |  | 0 | 3.5432
ENT_2_SPP_S | ENT | SPP_S | 2050 | B19 | 700 | 0 | 1300 | 0 | 0 |  | 0 |  | 0 | 0 |  | 0 | 3.5432
ENT_2_SPP_S | ENT | SPP_S | 2050 | B20 | 935 | 0 | 1300 | 0 | 0 |  | 0 |  | 0 | 0 |  | 0 | 3.5432
ENT_2_TVA_Transmission | ENT | TVA_Transmission | 2015 | B1 | 10 | 0 | 2100 | 407.39 | 423.62 |  | 0 |  | 0 | 0 |  | 0 | 0
ENT_2_TVA_Transmission | ENT | TVA_Transmission | 2015 | B2 | 25 | 0 | 2100 | 0 | 0 |  | 0 |  | 0 | 0 |  | 0 | 0
ENT_2_TVA_Transmission | ENT | TVA_Transmission | 2015 | B3 | 75 | 0 | 2100 | 0 | 0 |  | 0 |  | 0 | 0 |  | 0 | 0
ENT_2_TVA_Transmission | ENT | TVA_Transmission | 2015 | B4 | 100 | 0 | 2100 | 0 | 0 |  | 0 |  | 0 | 0 |  | 0 | 0
ENT_2_TVA_Transmission | ENT | TVA_Transmission | 2015 | B5 | 200 | 0 | 2100 | 0 | 0 |  | 0 |  | 0 | 0 |  | 0 | 0
ENT_2_TVA_Transmission | ENT | TVA_Transmission | 2015 | B6 | 300 | 0 | 2100 | 0 | 0 |  | 0 |  | 0 | 0 |  | 0 | 0
ENT_2_TVA_Transmission | ENT | TVA_Transmission | 2015 | B7 | 400 | 0 | 2100 | 0 | 0 |  | 0 |  | 0 | 0 |  | 0 | 0
ENT_2_TVA_Transmission | ENT | TVA_Transmission | 2015 | B8 | 500 | 0 | 2100 | 0 | 0 |  | 0 |  | 0 | 0 |  | 0 | 0
ENT_2_TVA_Transmission | ENT | TVA_Transmission | 2015 | B9 | 800 | 0 | 2100 | 0 | 0 |  | 0 |  | 0 | 0 |  | 0 | 0
ENT_2_TVA_Transmission | ENT | TVA_Transmission | 2015 | B10 | 1262 | 0 | 2100 | 0 | 0 |  | 0 |  | 0 | 0 |  | 0 | 0
ENT_2_TVA_Transmission | ENT | TVA_Transmission | 2015 | B11 | 25 | 0 | 2100 | 0 | 0 |  | 0 |  | 0 | 0 |  | 0 | 0
ENT_2_TVA_Transmission | ENT | TVA_Transmission | 2015 | B12 | 200 | 0 | 2100 | 0 | 0 |  | 0 |  | 0 | 0 |  | 0 | 0
ENT_2_TVA_Transmission | ENT | TVA_Transmission | 2015 | B13 | 600 | 0 | 2100 | 0 | 0 |  | 0 |  | 0 | 0 |  | 0 | 0
ENT_2_TVA_Transmission | ENT | TVA_Transmission | 2015 | B14 | 900 | 0 | 2100 | 0 | 0 |  | 0 |  | 0 | 0 |  | 0 | 0
ENT_2_TVA_Transmission | ENT | TVA_Transmission | 2015 | B15 | 1203 | 0 | 2100 | 0 | 0 |  | 0 |  | 0 | 0 |  | 0 | 0
ENT_2_TVA_Transmission | ENT | TVA_Transmission | 2015 | B16 | 25 | 0 | 2100 | 1755.89 | 1611.75 |  | 0 |  | 0 | 0 |  | 0 | 0
ENT_2_TVA_Transmission | ENT | TVA_Transmission | 2015 | B17 | 100 | 0 | 2100 | 0 | 0 |  | 0 |  | 0 | 0 |  | 0 | 0
ENT_2_TVA_Transmission | ENT | TVA_Transmission | 2015 | B18 | 400 | 0 | 2100 | 0 | 0 |  | 0 |  | 0 | 0 |  | 0 | 0
ENT_2_TVA_Transmission | ENT | TVA_Transmission | 2015 | B19 | 700 | 0 | 2100 | 0 | 0 |  | 0 |  | 0 | 0 |  | 0 | 0
ENT_2_TVA_Transmission | ENT | TVA_Transmission | 2015 | B20 | 935 | 0 | 2100 | 0 | 0 |  | 0 |  | 0 | 0 |  | 0 | 0
ENT_2_TVA_Transmission | ENT | TVA_Transmission | 2020 | B1 | 10 | 10 | 2100 | 407.51 | 2100 |  | 4153.9 |  | 0 | 1.9586 |  | 0 | 1.9586
ENT_2_TVA_Transmission | ENT | TVA_Transmission | 2020 | B2 | 25 | 0 | 2100 | 0 | 1581.82 |  | 0 |  | 0 | 0 |  | 0 | 1.9586
ENT_2_TVA_Transmission | ENT | TVA_Transmission | 2020 | B3 | 75 | 0 | 2100 | 0 | 0 |  | 0 |  | 0 | 0 |  | 0 | 1.9586
ENT_2_TVA_Transmission | ENT | TVA_Transmission | 2020 | B4 | 100 | 0 | 2100 | 0 | 0 |  | 0 |  | 0 | 0 |  | 0 | 1.9586
ENT_2_TVA_Transmission | ENT | TVA_Transmission | 2020 | B5 | 200 | 0 | 2100 | 0 | 0 |  | 0 |  | 0 | 0 |  | 0 | 1.9586
ENT_2_TVA_Transmission | ENT | TVA_Transmission | 2020 | B6 | 300 | 0 | 2100 | 0 | 0 |  | 0 |  | 0 | 0 |  | 0 | 1.9586
ENT_2_TVA_Transmission | ENT | TVA_Transmission | 2020 | B7 | 400 | 0 | 2100 | 103.19 | 0 |  | 0 |  | 0 | 0 |  | 0 | 1.9586
ENT_2_TVA_Transmission | ENT | TVA_Transmission | 2020 | B8 | 500 | 0 | 2100 | 0 | 0 |  | 0 |  | 0 | 0 |  | 0 | 1.9586
ENT_2_TVA_Transmission | ENT | TVA_Transmission | 2020 | B9 | 800 | 0 | 2100 | 0 | 0 |  | 0 |  | 0 | 0 |  | 0 | 1.9586
ENT_2_TVA_Transmission | ENT | TVA_Transmission | 2020 | B10 | 1262 | 0 | 2100 | 0 | 0 |  | 0 |  | 0 | 0 |  | 0 | 1.9586
ENT_2_TVA_Transmission | ENT | TVA_Transmission | 2020 | B11 | 25 | 0 | 2100 | 0 | 0 |  | 0 |  | 0 | 0 |  | 0 | 1.9586
ENT_2_TVA_Transmission | ENT | TVA_Transmission | 2020 | B12 | 200 | 0 | 2100 | 0 | 0 |  | 0 |  | 0 | 0 |  | 0 | 1.9586
ENT_2_TVA_Transmission | ENT | TVA_Transmission | 2020 | B13 | 600 | 0 | 2100 | 0 | 0 |  | 0 |  | 0 | 0 |  | 0 | 1.9586
ENT_2_TVA_Transmission | ENT | TVA_Transmission | 2020 | B14 | 900 | 0 | 2100 | 0 | 0 |  | 0 |  | 0 | 0 |  | 0 | 1.9586
ENT_2_TVA_Transmission | ENT | TVA_Transmission | 2020 | B15 | 1203 | 0 | 2100 | 0 | 0 |  | 0 |  | 0 | 0 |  | 0 | 1.9586
ENT_2_TVA_Transmission | ENT | TVA_Transmission | 2020 | B16 | 25 | 0 | 2100 | 2100 | 2100 |  | 0 |  | 2.6114 | 0.85464 |  | 2.6114 | 1.9586
ENT_2_TVA_Transmission | ENT | TVA_Transmission | 2020 | B17 | 100 | 0 | 2100 | 981.59 | 952.77 |  | 0 |  | 0 | 0 |  | 0 | 1.9586
ENT_2_TVA_Transmission | ENT | TVA_Transmission | 2020 | B18 | 400 | 0 | 2100 | 0 | 0 |  | 0 |  | 0 | 0 |  | 0 | 1.9586
ENT_2_TVA_Transmission | ENT | TVA_Transmission | 2020 | B19 | 700 | 0 | 2100 | 0 | 0 |  | 0 |  | 0 | 0 |  | 0 | 1.9586
ENT_2_TVA_Transmission | ENT | TVA_Transmission | 2020 | B20 | 935 | 0 | 2100 | 0 | 0 |  | 0 |  | 0 | 0 |  | 0 | 1.9586
ENT_2_TVA_Transmission | ENT | TVA_Transmission | 2025 | B1 | 10 | 0 | 2100 | 1216.18 | 2100 |  | 0 |  | 0 | 0.28488 |  | 0 | 13.7722
ENT_2_TVA_Transmission | ENT | TVA_Transmission | 2025 | B2 | 25 | 0 | 2100 | 576.27 | 0 |  | 0 |  | 0 | 0 |  | 0 | 13.7722
ENT_2_TVA_Transmission | ENT | TVA_Transmission | 2025 | B3 | 75 | 0 | 2100 | 0 | 0 |  | 0 |  | 0 | 0 |  | 0 | 13.7722
ENT_2_TVA_Transmission | ENT | TVA_Transmission | 2025 | B4 | 100 | 0 | 2100 | 0 | 0 |  | 0 |  | 0 | 0 |  | 0 | 13.7722
ENT_2_TVA_Transmission | ENT | TVA_Transmission | 2025 | B5 | 200 | 0 | 2100 | 0 | 0 |  | 0 |  | 0 | 0 |  | 0 | 13.7722
ENT_2_TVA_Transmission | ENT | TVA_Transmission | 2025 | B6 | 300 | 0 | 2100 | 0 | 0 |  | 0 |  | 0 | 0 |  | 0 | 13.7722
ENT_2_TVA_Transmission | ENT | TVA_Transmission | 2025 | B7 | 400 | 0 | 2100 | 138.69 | 0 |  | 0 |  | 0 | 0 |  | 0 | 13.7722
ENT_2_TVA_Transmission | ENT | TVA_Transmission | 2025 | B8 | 500 | 0 | 2100 | 167.27 | 0 |  | 0 |  | 0 | 0 |  | 0 | 13.7722
ENT_2_TVA_Transmission | ENT | TVA_Transmission | 2025 | B9 | 800 | 0 | 2100 | 0 | 0 |  | 0 |  | 0 | 0 |  | 0 | 13.7722
ENT_2_TVA_Transmission | ENT | TVA_Transmission | 2025 | B10 | 1262 | 0 | 2100 | 0 | 0 |  | 0 |  | 0 | 0 |  | 0 | 13.7722
ENT_2_TVA_Transmission | ENT | TVA_Transmission | 2025 | B11 | 25 | 0 | 2100 | 690.96 | 0 |  | 0 |  | 0 | 0 |  | 0 | 13.7722
ENT_2_TVA_Transmission | ENT | TVA_Transmission | 2025 | B12 | 200 | 0 | 2100 | 1951.29 | 237.84 |  | 0 |  | 0 | 0 |  | 0 | 13.7722
ENT_2_TVA_Transmission | ENT | TVA_Transmission | 2025 | B13 | 600 | 0 | 2100 | 0 | 0 |  | 0 |  | 0 | 0 |  | 0 | 13.7722
ENT_2_TVA_Transmission | ENT | TVA_Transmission | 2025 | B14 | 900 | 0 | 2100 | 0 | 0 |  | 0 |  | 0 | 0 |  | 0 | 13.7722
ENT_2_TVA_Transmission | ENT | TVA_Transmission | 2025 | B15 | 1203 | 0 | 2100 | 0 | 0 |  | 0 |  | 0 | 0 |  | 0 | 13.7722
ENT_2_TVA_Transmission | ENT | TVA_Transmission | 2025 | B16 | 25 | 0 | 2100 | 2100 | 0 |  | 0 |  | 18.3629 | 0 |  | 18.3629 | 13.7722
ENT_2_TVA_Transmission | ENT | TVA_Transmission | 2025 | B17 | 100 | 0 | 2100 | 1016.18 | 1222.73 |  | 0 |  | 0 | 0 |  | 0 | 13.7722
ENT_2_TVA_Transmission | ENT | TVA_Transmission | 2025 | B18 | 400 | 0 | 2100 | 0 | 0 |  | 0 |  | 0 | 0 |  | 0 | 13.7722
ENT_2_TVA_Transmission | ENT | TVA_Transmission | 2025 | B19 | 700 | 0 | 2100 | 0 | 0 |  | 0 |  | 0 | 0 |  | 0 | 13.7722
ENT_2_TVA_Transmission | ENT | TVA_Transmission | 2025 | B20 | 935 | 0 | 2100 | 0 | 0 |  | 0 |  | 0 | 0 |  | 0 | 13.7722
ENT_2_TVA_Transmission | ENT | TVA_Transmission | 2030 | B1 | 10 | 0 | 2100 | 1293.87 | 0 |  | 0 |  | 0 | 0 |  | 0 | 0
ENT_2_TVA_Transmission | ENT | TVA_Transmission | 2030 | B2 | 25 | 0 | 2100 | 1678.63 | 0 |  | 0 |  | 0 | 0 |  | 0 | 0
ENT_2_TVA_Transmission | ENT | TVA_Transmission | 2030 | B3 | 75 | 0 | 2100 | 0 | 0 |  | 0 |  | 0 | 0 |  | 0 | 0
ENT_2_TVA_Transmission | ENT | TVA_Transmission | 2030 | B4 | 100 | 0 | 2100 | 0 | 0 |  | 0 |  | 0 | 0 |  | 0 | 0
ENT_2_TVA_Transmission | ENT | TVA_Transmission | 2030 | B5 | 200 | 0 | 2100 | 122.81 | 0 |  | 0 |  | 0 | 0 |  | 0 | 0
ENT_2_TVA_Transmission | ENT | TVA_Transmission | 2030 | B6 | 300 | 0 | 2100 | 285.72 | 23.22 |  | 0 |  | 0 | 0 |  | 0 | 0
ENT_2_TVA_Transmission | ENT | TVA_Transmission | 2030 | B7 | 400 | 0 | 2100 | 0 | 0 |  | 0 |  | 0 | 0 |  | 0 | 0
ENT_2_TVA_Transmission | ENT | TVA_Transmission | 2030 | B8 | 500 | 0 | 2100 | 0 | 0 |  | 0 |  | 0 | 0 |  | 0 | 0
ENT_2_TVA_Transmission | ENT | TVA_Transmission | 2030 | B9 | 800 | 0 | 2100 | 0 | 0 |  | 0 |  | 0 | 0 |  | 0 | 0
ENT_2_TVA_Transmission | ENT | TVA_Transmission | 2030 | B10 | 1262 | 0 | 2100 | 0 | 0 |  | 0 |  | 0 | 0 |  | 0 | 0
ENT_2_TVA_Transmission | ENT | TVA_Transmission | 2030 | B11 | 25 | 0 | 2100 | 0 | 0 |  | 0 |  | 0 | 0 |  | 0 | 0
ENT_2_TVA_Transmission | ENT | TVA_Transmission | 2030 | B12 | 200 | 0 | 2100 | 0 | 0 |  | 0 |  | 0 | 0 |  | 0 | 0
ENT_2_TVA_Transmission | ENT | TVA_Transmission | 2030 | B13 | 600 | 0 | 2100 | 0 | 0 |  | 0 |  | 0 | 0 |  | 0 | 0
ENT_2_TVA_Transmission | ENT | TVA_Transmission | 2030 | B14 | 900 | 0 | 2100 | 0 | 0 |  | 0 |  | 0 | 0 |  | 0 | 0
ENT_2_TVA_Transmission | ENT | TVA_Transmission | 2030 | B15 | 1203 | 0 | 2100 | 0 | 0 |  | 0 |  | 0 | 0 |  | 0 | 0
ENT_2_TVA_Transmission | ENT | TVA_Transmission | 2030 | B16 | 25 | 0 | 2100 | 407.48 | 0 |  | 0 |  | 0 | 0 |  | 0 | 0
ENT_2_TVA_Transmission | ENT | TVA_Transmission | 2030 | B17 | 100 | 0 | 2100 | 0 | 0 |  | 0 |  | 0 | 0 |  | 0 | 0
ENT_2_TVA_Transmission | ENT | TVA_Transmission | 2030 | B18 | 400 | 0 | 2100 | 0 | 0 |  | 0 |  | 0 | 0 |  | 0 | 0
ENT_2_TVA_Transmission | ENT | TVA_Transmission | 2030 | B19 | 700 | 0 | 2100 | 0 | 0 |  | 0 |  | 0 | 0 |  | 0 | 0
ENT_2_TVA_Transmission | ENT | TVA_Transmission | 2030 | B20 | 935 | 0 | 2100 | 0 | 0 |  | 0 |  | 0 | 0 |  | 0 | 0
ENT_2_TVA_Transmission | ENT | TVA_Transmission | 2035 | B1 | 10 | 0 | 2100 | 683.37 | 1699.51 |  | 0 |  | 0 | 0 |  | 0 | 0
ENT_2_TVA_Transmission | ENT | TVA_Transmission | 2035 | B2 | 25 | 0 | 2100 | 1021.26 | 984.67 |  | 0 |  | 0 | 0 |  | 0 | 0
ENT_2_TVA_Transmission | ENT | TVA_Transmission | 2035 | B3 | 75 | 0 | 2100 | 0 | 0 |  | 0 |  | 0 | 0 |  | 0 | 0
ENT_2_TVA_Transmission | ENT | TVA_Transmission | 2035 | B4 | 100 | 0 | 2100 | 0 | 0 |  | 0 |  | 0 | 0 |  | 0 | 0
ENT_2_TVA_Transmission | ENT | TVA_Transmission | 2035 | B5 | 200 | 0 | 2100 | 0 | 0 |  | 0 |  | 0 | 0 |  | 0 | 0
ENT_2_TVA_Transmission | ENT | TVA_Transmission | 2035 | B6 | 300 | 0 | 2100 | 0 | 0 |  | 0 |  | 0 | 0 |  | 0 | 0
ENT_2_TVA_Transmission | ENT | TVA_Transmission | 2035 | B7 | 400 | 0 | 2100 | 0 | 0 |  | 0 |  | 0 | 0 |  | 0 | 0
ENT_2_TVA_Transmission | ENT | TVA_Transmission | 2035 | B8 | 500 | 0 | 2100 | 0 | 0 |  | 0 |  | 0 | 0 |  | 0 | 0
ENT_2_TVA_Transmission | ENT | TVA_Transmission | 2035 | B9 | 800 | 0 | 2100 | 0 | 0 |  | 0 |  | 0 | 0 |  | 0 | 0
ENT_2_TVA_Transmission | ENT | TVA_Transmission | 2035 | B10 | 1262 | 0 | 2100 | 0 | 0 |  | 0 |  | 0 | 0 |  | 0 | 0
ENT_2_TVA_Transmission | ENT | TVA_Transmission | 2035 | B11 | 25 | 0 | 2100 | 0 | 0 |  | 0 |  | 0 | 0 |  | 0 | 0
ENT_2_TVA_Transmission | ENT | TVA_Transmission | 2035 | B12 | 200 | 0 | 2100 | 0 | 0 |  | 0 |  | 0 | 0 |  | 0 | 0
ENT_2_TVA_Transmission | ENT | TVA_Transmission | 2035 | B13 | 600 | 0 | 2100 | 0 | 0 |  | 0 |  | 0 | 0 |  | 0 | 0
ENT_2_TVA_Transmission | ENT | TVA_Transmission | 2035 | B14 | 900 | 0 | 2100 | 0 | 0 |  | 0 |  | 0 | 0 |  | 0 | 0
ENT_2_TVA_Transmission | ENT | TVA_Transmission | 2035 | B15 | 1203 | 0 | 2100 | 0 | 0 |  | 0 |  | 0 | 0 |  | 0 | 0
ENT_2_TVA_Transmission | ENT | TVA_Transmission | 2035 | B16 | 25 | 0 | 2100 | 0 | 0 |  | 0 |  | 0 | 0 |  | 0 | 0
ENT_2_TVA_Transmission | ENT | TVA_Transmission | 2035 | B17 | 100 | 0 | 2100 | 0 | 0 |  | 0 |  | 0 | 0 |  | 0 | 0
ENT_2_TVA_Transmission | ENT | TVA_Transmission | 2035 | B18 | 400 | 0 | 2100 | 0 | 0 |  | 0 |  | 0 | 0 |  | 0 | 0
ENT_2_TVA_Transmission | ENT | TVA_Transmission | 2035 | B19 | 700 | 0 | 2100 | 0 | 0 |  | 0 |  | 0 | 0 |  | 0 | 0
ENT_2_TVA_Transmission | ENT | TVA_Transmission | 2035 | B20 | 935 | 0 | 2100 | 0 | 0 |  | 0 |  | 0 | 0 |  | 0 | 0
ENT_2_TVA_Transmission | ENT | TVA_Transmission | 2040 | B1 | 10 | 0 | 2100 | 1771.2 | 2100 |  | 0 |  | 0 | 5.0804 |  | 0 | 72.867
ENT_2_TVA_Transmission | ENT | TVA_Transmission | 2040 | B2 | 25 | 0 | 2100 | 2100 | 2100 |  | 0 |  | 97.156 | 5.0804 |  | 97.156 | 72.867
ENT_2_TVA_Transmission | ENT | TVA_Transmission | 2040 | B3 | 75 | 0 | 2100 | 0 | 0 |  | 0 |  | 0 | 0 |  | 0 | 72.867
ENT_2_TVA_Transmission | ENT | TVA_Transmission | 2040 | B4 | 100 | 0 | 2100 | 0 | 0 |  | 0 |  | 0 | 0 |  | 0 | 72.867
ENT_2_TVA_Transmission | ENT | TVA_Transmission | 2040 | B5 | 200 | 0 | 2100 | 0 | 0 |  | 0 |  | 0 | 0 |  | 0 | 72.867
ENT_2_TVA_Transmission | ENT | TVA_Transmission | 2040 | B6 | 300 | 0 | 2100 | 0 | 0 |  | 0 |  | 0 | 0 |  | 0 | 72.867
ENT_2_TVA_Transmission | ENT | TVA_Transmission | 2040 | B7 | 400 | 0 | 2100 | 0 | 0 |  | 0 |  | 0 | 0 |  | 0 | 72.867
ENT_2_TVA_Transmission | ENT | TVA_Transmission | 2040 | B8 | 500 | 0 | 2100 | 0 | 0 |  | 0 |  | 0 | 0 |  | 0 | 72.867
ENT_2_TVA_Transmission | ENT | TVA_Transmission | 2040 | B9 | 800 | 0 | 2100 | 0 | 0 |  | 0 |  | 0 | 0 |  | 0 | 72.867
ENT_2_TVA_Transmission | ENT | TVA_Transmission | 2040 | B10 | 1262 | 0 | 2100 | 0 | 0 |  | 0 |  | 0 | 0 |  | 0 | 72.867
ENT_2_TVA_Transmission | ENT | TVA_Transmission | 2040 | B11 | 25 | 0 | 2100 | 0 | 0 |  | 0 |  | 0 | 0 |  | 0 | 72.867
ENT_2_TVA_Transmission | ENT | TVA_Transmission | 2040 | B12 | 200 | 0 | 2100 | 0 | 0 |  | 0 |  | 0 | 0 |  | 0 | 72.867
ENT_2_TVA_Transmission | ENT | TVA_Transmission | 2040 | B13 | 600 | 0 | 2100 | 0 | 0 |  | 0 |  | 0 | 0 |  | 0 | 72.867
ENT_2_TVA_Transmission | ENT | TVA_Transmission | 2040 | B14 | 900 | 0 | 2100 | 0 | 0 |  | 0 |  | 0 | 0 |  | 0 | 72.867
ENT_2_TVA_Transmission | ENT | TVA_Transmission | 2040 | B15 | 1203 | 0 | 2100 | 555.78 | 2100 |  | 0 |  | 0 | 0.10683 |  | 0 | 72.867
ENT_2_TVA_Transmission | ENT | TVA_Transmission | 2040 | B16 | 25 | 0 | 2100 | 0 | 0 |  | 0 |  | 0 | 0 |  | 0 | 72.867
ENT_2_TVA_Transmission | ENT | TVA_Transmission | 2040 | B17 | 100 | 0 | 2100 | 0 | 0 |  | 0 |  | 0 | 0 |  | 0 | 72.867
ENT_2_TVA_Transmission | ENT | TVA_Transmission | 2040 | B18 | 400 | 0 | 2100 | 0 | 0 |  | 0 |  | 0 | 0 |  | 0 | 72.867
ENT_2_TVA_Transmission | ENT | TVA_Transmission | 2040 | B19 | 700 | 0 | 2100 | 0 | 0 |  | 0 |  | 0 | 0 |  | 0 | 72.867
ENT_2_TVA_Transmission | ENT | TVA_Transmission | 2040 | B20 | 935 | 0 | 2100 | 0 | 0 |  | 0 |  | 0 | 0 |  | 0 | 72.867
ENT_2_TVA_Transmission | ENT | TVA_Transmission | 2045 | B1 | 10 | 0 | 2100 | 1780.06 | 2100 |  | 0 |  | 0 | 3.1099 |  | 0 | 92.6216
ENT_2_TVA_Transmission | ENT | TVA_Transmission | 2045 | B2 | 25 | 0 | 2100 | 2100 | 2100 |  | 0 |  | 123.4955 | 0.78342 |  | 123.4955 | 92.6216
ENT_2_TVA_Transmission | ENT | TVA_Transmission | 2045 | B3 | 75 | 0 | 2100 | 0 | 0 |  | 0 |  | 0 | 0 |  | 0 | 92.6216
ENT_2_TVA_Transmission | ENT | TVA_Transmission | 2045 | B4 | 100 | 0 | 2100 | 0 | 0 |  | 0 |  | 0 | 0 |  | 0 | 92.6216
ENT_2_TVA_Transmission | ENT | TVA_Transmission | 2045 | B5 | 200 | 0 | 2100 | 0 | 0 |  | 0 |  | 0 | 0 |  | 0 | 92.6216
ENT_2_TVA_Transmission | ENT | TVA_Transmission | 2045 | B6 | 300 | 0 | 2100 | 0 | 247.77 |  | 0 |  | 0 | 0 |  | 0 | 92.6216
ENT_2_TVA_Transmission | ENT | TVA_Transmission | 2045 | B7 | 400 | 0 | 2100 | 0 | 0 |  | 0 |  | 0 | 0 |  | 0 | 92.6216
ENT_2_TVA_Transmission | ENT | TVA_Transmission | 2045 | B8 | 500 | 0 | 2100 | 0 | 0 |  | 0 |  | 0 | 0 |  | 0 | 92.6216
ENT_2_TVA_Transmission | ENT | TVA_Transmission | 2045 | B9 | 800 | 0 | 2100 | 0 | 0 |  | 0 |  | 0 | 0 |  | 0 | 92.6216
ENT_2_TVA_Transmission | ENT | TVA_Transmission | 2045 | B10 | 1262 | 0 | 2100 | 0 | 0 |  | 0 |  | 0 | 0 |  | 0 | 92.6216
ENT_2_TVA_Transmission | ENT | TVA_Transmission | 2045 | B11 | 25 | 0 | 2100 | 0 | 0 |  | 0 |  | 0 | 0 |  | 0 | 92.6216
ENT_2_TVA_Transmission | ENT | TVA_Transmission | 2045 | B12 | 200 | 0 | 2100 | 0 | 0 |  | 0 |  | 0 | 0 |  | 0 | 92.6216
ENT_2_TVA_Transmission | ENT | TVA_Transmission | 2045 | B13 | 600 | 0 | 2100 | 0 | 0 |  | 0 |  | 0 | 0 |  | 0 | 92.6216
ENT_2_TVA_Transmission | ENT | TVA_Transmission | 2045 | B14 | 900 | 0 | 2100 | 0 | 0 |  | 0 |  | 0 | 0 |  | 0 | 92.6216
ENT_2_TVA_Transmission | ENT | TVA_Transmission | 2045 | B15 | 1203 | 0 | 2100 | 0 | 1277.42 |  | 0 |  | 0 | 0 |  | 0 | 92.6216
ENT_2_TVA_Transmission | ENT | TVA_Transmission | 2045 | B16 | 25 | 0 | 2100 | 0 | 0 |  | 0 |  | 0 | 0 |  | 0 | 92.6216
ENT_2_TVA_Transmission | ENT | TVA_Transmission | 2045 | B17 | 100 | 0 | 2100 | 0 | 0 |  | 0 |  | 0 | 0 |  | 0 | 92.6216
ENT_2_TVA_Transmission | ENT | TVA_Transmission | 2045 | B18 | 400 | 0 | 2100 | 0 | 0 |  | 0 |  | 0 | 0 |  | 0 | 92.6216
ENT_2_TVA_Transmission | ENT | TVA_Transmission | 2045 | B19 | 700 | 0 | 2100 | 0 | 0 |  | 0 |  | 0 | 0 |  | 0 | 92.6216
ENT_2_TVA_Transmission | ENT | TVA_Transmission | 2045 | B20 | 935 | 0 | 2100 | 0 | 0 |  | 0 |  | 0 | 0 |  | 0 | 92.6216
ENT_2_TVA_Transmission | ENT | TVA_Transmission | 2050 | B1 | 10 | 0 | 2100 | 2100 | 2100 |  | 0 |  | 73.226 | 1.6974 |  | 12.2043 | 29.3434
ENT_2_TVA_Transmission | ENT | TVA_Transmission | 2050 | B2 | 25 | 0 | 2100 | 2100 | 2100 |  | 0 |  | 61.8783 | 0.29675 |  | 25.7826 | 29.3434
ENT_2_TVA_Transmission | ENT | TVA_Transmission | 2050 | B3 | 75 | 0 | 2100 | 715.16 | 0 |  | 0 |  | 0 | 0 |  | 0 | 29.3434
ENT_2_TVA_Transmission | ENT | TVA_Transmission | 2050 | B4 | 100 | 0 | 2100 | 0 | 0 |  | 0 |  | 0 | 0 |  | 0 | 29.3434
ENT_2_TVA_Transmission | ENT | TVA_Transmission | 2050 | B5 | 200 | 0 | 2100 | 0 | 0 |  | 0 |  | 0 | 0 |  | 0 | 29.3434
ENT_2_TVA_Transmission | ENT | TVA_Transmission | 2050 | B6 | 300 | 0 | 2100 | 0 | 0 |  | 0 |  | 0 | 0 |  | 0 | 29.3434
ENT_2_TVA_Transmission | ENT | TVA_Transmission | 2050 | B7 | 400 | 0 | 2100 | 0 | 0 |  | 0 |  | 0 | 0 |  | 0 | 29.3434
ENT_2_TVA_Transmission | ENT | TVA_Transmission | 2050 | B8 | 500 | 0 | 2100 | 0 | 0 |  | 0 |  | 0 | 0 |  | 0 | 29.3434
ENT_2_TVA_Transmission | ENT | TVA_Transmission | 2050 | B9 | 800 | 0 | 2100 | 1600.53 | 0 |  | 0 |  | 0 | 0 |  | 0 | 29.3434
ENT_2_TVA_Transmission | ENT | TVA_Transmission | 2050 | B10 | 1262 | 0 | 2100 | 177.53 | 0 |  | 0 |  | 0 | 0 |  | 0 | 29.3434
ENT_2_TVA_Transmission | ENT | TVA_Transmission | 2050 | B11 | 25 | 0 | 2100 | 0 | 0 |  | 0 |  | 0 | 0 |  | 0 | 29.3434
ENT_2_TVA_Transmission | ENT | TVA_Transmission | 2050 | B12 | 200 | 0 | 2100 | 0 | 0 |  | 0 |  | 0 | 0 |  | 0 | 29.3434
ENT_2_TVA_Transmission | ENT | TVA_Transmission | 2050 | B13 | 600 | 0 | 2100 | 0 | 0 |  | 0 |  | 0 | 0 |  | 0 | 29.3434
ENT_2_TVA_Transmission | ENT | TVA_Transmission | 2050 | B14 | 900 | 0 | 2100 | 0 | 0 |  | 0 |  | 0 | 0 |  | 0 | 29.3434
ENT_2_TVA_Transmission | ENT | TVA_Transmission | 2050 | B15 | 1203 | 0 | 2100 | 1146.12 | 0 |  | 0 |  | 0 | 0 |  | 0 | 29.3434
ENT_2_TVA_Transmission | ENT | TVA_Transmission | 2050 | B16 | 25 | 0 | 2100 | 2100 | 0 |  | 0 |  | 2.7301 | 0 |  | 1.1375 | 29.3434
ENT_2_TVA_Transmission | ENT | TVA_Transmission | 2050 | B17 | 100 | 0 | 2100 | 0 | 0 |  | 0 |  | 0 | 0 |  | 0 | 29.3434
ENT_2_TVA_Transmission | ENT | TVA_Transmission | 2050 | B18 | 400 | 0 | 2100 | 0 | 0 |  | 0 |  | 0 | 0 |  | 0 | 29.3434
ENT_2_TVA_Transmission | ENT | TVA_Transmission | 2050 | B19 | 700 | 0 | 2100 | 0 | 0 |  | 0 |  | 0 | 0 |  | 0 | 29.3434
ENT_2_TVA_Transmission | ENT | TVA_Transmission | 2050 | B20 | 935 | 0 | 2100 | 0 | 0 |  | 0 |  | 0 | 0 |  | 0 | 29.3434
FRCC_2_SOCO | FRCC | SOCO | 2015 | B1 | 10 | 0 | 900 | 0 | 0 |  | 0 |  | 0 | 0 |  | 0 | 0
FRCC_2_SOCO | FRCC | SOCO | 2015 | B2 | 25 | 0 | 900 | 0 | 0 |  | 0 |  | 0 | 0 |  | 0 | 0
FRCC_2_SOCO | FRCC | SOCO | 2015 | B3 | 75 | 0 | 900 | 0 | 0 |  | 0 |  | 0 | 0 |  | 0 | 0
FRCC_2_SOCO | FRCC | SOCO | 2015 | B4 | 100 | 0 | 900 | 0 | 0 |  | 0 |  | 0 | 0 |  | 0 | 0
FRCC_2_SOCO | FRCC | SOCO | 2015 | B5 | 200 | 0 | 900 | 0 | 0 |  | 0 |  | 0 | 0 |  | 0 | 0
FRCC_2_SOCO | FRCC | SOCO | 2015 | B6 | 300 | 0 | 900 | 0 | 0 |  | 0 |  | 0 | 0 |  | 0 | 0
FRCC_2_SOCO | FRCC | SOCO | 2015 | B7 | 400 | 0 | 900 | 0 | 0 |  | 0 |  | 0 | 0 |  | 0 | 0
FRCC_2_SOCO | FRCC | SOCO | 2015 | B8 | 500 | 0 | 900 | 0 | 0 |  | 0 |  | 0 | 0 |  | 0 | 0
FRCC_2_SOCO | FRCC | SOCO | 2015 | B9 | 800 | 0 | 900 | 0 | 0 |  | 0 |  | 0 | 0 |  | 0 | 0
FRCC_2_SOCO | FRCC | SOCO | 2015 | B10 | 1262 | 0 | 900 | 0 | 0 |  | 0 |  | 0 | 0 |  | 0 | 0
FRCC_2_SOCO | FRCC | SOCO | 2015 | B11 | 25 | 0 | 900 | 0 | 0 |  | 0 |  | 0 | 0 |  | 0 | 0
FRCC_2_SOCO | FRCC | SOCO | 2015 | B12 | 200 | 0 | 900 | 0 | 0 |  | 0 |  | 0 | 0 |  | 0 | 0
FRCC_2_SOCO | FRCC | SOCO | 2015 | B13 | 600 | 0 | 900 | 0 | 0 |  | 0 |  | 0 | 0 |  | 0 | 0
FRCC_2_SOCO | FRCC | SOCO | 2015 | B14 | 900 | 0 | 900 | 0 | 0 |  | 0 |  | 0 | 0 |  | 0 | 0
FRCC_2_SOCO | FRCC | SOCO | 2015 | B15 | 1203 | 0 | 900 | 0 | 0 |  | 0 |  | 0 | 0 |  | 0 | 0
FRCC_2_SOCO | FRCC | SOCO | 2015 | B16 | 25 | 0 | 900 | 0 | 0 |  | 0 |  | 0 | 0 |  | 0 | 0
FRCC_2_SOCO | FRCC | SOCO | 2015 | B17 | 100 | 0 | 900 | 0 | 0 |  | 0 |  | 0 | 0 |  | 0 | 0
FRCC_2_SOCO | FRCC | SOCO | 2015 | B18 | 400 | 0 | 900 | 0 | 0 |  | 0 |  | 0 | 0 |  | 0 | 0
FRCC_2_SOCO | FRCC | SOCO | 2015 | B19 | 700 | 0 | 900 | 0 | 0 |  | 0 |  | 0 | 0 |  | 0 | 0
FRCC_2_SOCO | FRCC | SOCO | 2015 | B20 | 935 | 0 | 900 | 0 | 0 |  | 0 |  | 0 | 0 |  | 0 | 0
FRCC_2_SOCO | FRCC | SOCO | 2020 | B1 | 10 | 0 | 900 | 0 | 0 |  | 0 |  | 0 | 0 |  | 0 | 0
FRCC_2_SOCO | FRCC | SOCO | 2020 | B2 | 25 | 0 | 900 | 0 | 0 |  | 0 |  | 0 | 0 |  | 0 | 0
FRCC_2_SOCO | FRCC | SOCO | 2020 | B3 | 75 | 0 | 900 | 0 | 0 |  | 0 |  | 0 | 0 |  | 0 | 0
FRCC_2_SOCO | FRCC | SOCO | 2020 | B4 | 100 | 0 | 900 | 0 | 0 |  | 0 |  | 0 | 0 |  | 0 | 0
FRCC_2_SOCO | FRCC | SOCO | 2020 | B5 | 200 | 0 | 900 | 0 | 0 |  | 0 |  | 0 | 0 |  | 0 | 0
FRCC_2_SOCO | FRCC | SOCO | 2020 | B6 | 300 | 0 | 900 | 0 | 0 |  | 0 |  | 0 | 0 |  | 0 | 0
FRCC_2_SOCO | FRCC | SOCO | 2020 | B7 | 400 | 0 | 900 | 0 | 0 |  | 0 |  | 0 | 0 |  | 0 | 0
FRCC_2_SOCO | FRCC | SOCO | 2020 | B8 | 500 | 0 | 900 | 0 | 0 |  | 0 |  | 0 | 0 |  | 0 | 0
FRCC_2_SOCO | FRCC | SOCO | 2020 | B9 | 800 | 0 | 900 | 0 | 0 |  | 0 |  | 0 | 0 |  | 0 | 0
FRCC_2_SOCO | FRCC | SOCO | 2020 | B10 | 1262 | 0 | 900 | 0 | 0 |  | 0 |  | 0 | 0 |  | 0 | 0
FRCC_2_SOCO | FRCC | SOCO | 2020 | B11 | 25 | 0 | 900 | 0 | 0 |  | 0 |  | 0 | 0 |  | 0 | 0
FRCC_2_SOCO | FRCC | SOCO | 2020 | B12 | 200 | 0 | 900 | 0 | 0 |  | 0 |  | 0 | 0 |  | 0 | 0
FRCC_2_SOCO | FRCC | SOCO | 2020 | B13 | 600 | 0 | 900 | 0 | 0 |  | 0 |  | 0 | 0 |  | 0 | 0
FRCC_2_SOCO | FRCC | SOCO | 2020 | B14 | 900 | 0 | 900 | 0 | 0 |  | 0 |  | 0 | 0 |  | 0 | 0
FRCC_2_SOCO | FRCC | SOCO | 2020 | B15 | 1203 | 0 | 900 | 0 | 0 |  | 0 |  | 0 | 0 |  | 0 | 0
FRCC_2_SOCO | FRCC | SOCO | 2020 | B16 | 25 | 0 | 900 | 0 | 0 |  | 0 |  | 0 | 0 |  | 0 | 0
FRCC_2_SOCO | FRCC | SOCO | 2020 | B17 | 100 | 0 | 900 | 0 | 0 |  | 0 |  | 0 | 0 |  | 0 | 0
FRCC_2_SOCO | FRCC | SOCO | 2020 | B18 | 400 | 0 | 900 | 0 | 0 |  | 0 |  | 0 | 0 |  | 0 | 0
FRCC_2_SOCO | FRCC | SOCO | 2020 | B19 | 700 | 0 | 900 | 0 | 0 |  | 0 |  | 0 | 0 |  | 0 | 0
FRCC_2_SOCO | FRCC | SOCO | 2020 | B20 | 935 | 0 | 900 | 0 | 0 |  | 0 |  | 0 | 0 |  | 0 | 0
FRCC_2_SOCO | FRCC | SOCO | 2025 | B1 | 10 | 0 | 900 | 0 | 0 |  | 0 |  | 0 | 0 |  | 0 | 0
FRCC_2_SOCO | FRCC | SOCO | 2025 | B2 | 25 | 0 | 900 | 0 | 0 |  | 0 |  | 0 | 0 |  | 0 | 0
FRCC_2_SOCO | FRCC | SOCO | 2025 | B3 | 75 | 0 | 900 | 0 | 0 |  | 0 |  | 0 | 0 |  | 0 | 0
FRCC_2_SOCO | FRCC | SOCO | 2025 | B4 | 100 | 0 | 900 | 0 | 0 |  | 0 |  | 0 | 0 |  | 0 | 0
FRCC_2_SOCO | FRCC | SOCO | 2025 | B5 | 200 | 0 | 900 | 0 | 0 |  | 0 |  | 0 | 0 |  | 0 | 0
FRCC_2_SOCO | FRCC | SOCO | 2025 | B6 | 300 | 0 | 900 | 0 | 0 |  | 0 |  | 0 | 0 |  | 0 | 0
FRCC_2_SOCO | FRCC | SOCO | 2025 | B7 | 400 | 0 | 900 | 0 | 0 |  | 0 |  | 0 | 0 |  | 0 | 0
FRCC_2_SOCO | FRCC | SOCO | 2025 | B8 | 500 | 0 | 900 | 586.45 | 0 |  | 0 |  | 0 | 0 |  | 0 | 0
FRCC_2_SOCO | FRCC | SOCO | 2025 | B9 | 800 | 0 | 900 | 0 | 0 |  | 0 |  | 0 | 0 |  | 0 | 0
FRCC_2_SOCO | FRCC | SOCO | 2025 | B10 | 1262 | 0 | 900 | 0 | 0 |  | 0 |  | 0 | 0 |  | 0 | 0
FRCC_2_SOCO | FRCC | SOCO | 2025 | B11 | 25 | 0 | 900 | 0 | 0 |  | 0 |  | 0 | 0 |  | 0 | 0
FRCC_2_SOCO | FRCC | SOCO | 2025 | B12 | 200 | 0 | 900 | 0 | 0 |  | 0 |  | 0 | 0 |  | 0 | 0
FRCC_2_SOCO | FRCC | SOCO | 2025 | B13 | 600 | 0 | 900 | 0 | 0 |  | 0 |  | 0 | 0 |  | 0 | 0
FRCC_2_SOCO | FRCC | SOCO | 2025 | B14 | 900 | 0 | 900 | 0 | 0 |  | 0 |  | 0 | 0 |  | 0 | 0
FRCC_2_SOCO | FRCC | SOCO | 2025 | B15 | 1203 | 0 | 900 | 0 | 0 |  | 0 |  | 0 | 0 |  | 0 | 0
FRCC_2_SOCO | FRCC | SOCO | 2025 | B16 | 25 | 0 | 900 | 0 | 0 |  | 0 |  | 0 | 0 |  | 0 | 0
FRCC_2_SOCO | FRCC | SOCO | 2025 | B17 | 100 | 0 | 900 | 231.19 | 0 |  | 0 |  | 0 | 0 |  | 0 | 0
FRCC_2_SOCO | FRCC | SOCO | 2025 | B18 | 400 | 0 | 900 | 0 | 0 |  | 0 |  | 0 | 0 |  | 0 | 0
FRCC_2_SOCO | FRCC | SOCO | 2025 | B19 | 700 | 0 | 900 | 0 | 0 |  | 0 |  | 0 | 0 |  | 0 | 0
FRCC_2_SOCO | FRCC | SOCO | 2025 | B20 | 935 | 0 | 900 | 0 | 0 |  | 0 |  | 0 | 0 |  | 0 | 0
FRCC_2_SOCO | FRCC | SOCO | 2030 | B1 | 10 | 0 | 900 | 0 | 0 |  | 0 |  | 0 | 0 |  | 0 | 3.2801
FRCC_2_SOCO | FRCC | SOCO | 2030 | B2 | 25 | 0 | 900 | 487.01 | 0 |  | 0 |  | 0 | 0 |  | 0 | 3.2801
FRCC_2_SOCO | FRCC | SOCO | 2030 | B3 | 75 | 0 | 900 | 535.3 | 0 |  | 0 |  | 0 | 0 |  | 0 | 3.2801
FRCC_2_SOCO | FRCC | SOCO | 2030 | B4 | 100 | 0 | 900 | 258.66 | 0 |  | 0 |  | 0 | 0 |  | 0 | 3.2801
FRCC_2_SOCO | FRCC | SOCO | 2030 | B5 | 200 | 0 | 900 | 900 | 0 |  | 0 |  | 18.1017 | 0 |  | 4.0226 | 3.2801
FRCC_2_SOCO | FRCC | SOCO | 2030 | B6 | 300 | 0 | 900 | 0 | 0 |  | 0 |  | 0 | 0 |  | 0 | 3.2801
FRCC_2_SOCO | FRCC | SOCO | 2030 | B7 | 400 | 0 | 900 | 0 | 0 |  | 0 |  | 0 | 0 |  | 0 | 3.2801
FRCC_2_SOCO | FRCC | SOCO | 2030 | B8 | 500 | 0 | 900 | 0 | 0 |  | 0 |  | 0 | 0 |  | 0 | 3.2801
FRCC_2_SOCO | FRCC | SOCO | 2030 | B9 | 800 | 0 | 900 | 0 | 0 |  | 0 |  | 0 | 0 |  | 0 | 3.2801
FRCC_2_SOCO | FRCC | SOCO | 2030 | B10 | 1262 | 0 | 900 | 0 | 0 |  | 0 |  | 0 | 0 |  | 0 | 3.2801
FRCC_2_SOCO | FRCC | SOCO | 2030 | B11 | 25 | 0 | 900 | 0 | 0 |  | 0 |  | 0 | 0 |  | 0 | 3.2801
FRCC_2_SOCO | FRCC | SOCO | 2030 | B12 | 200 | 0 | 900 | 0 | 0 |  | 0 |  | 0 | 0 |  | 0 | 3.2801
FRCC_2_SOCO | FRCC | SOCO | 2030 | B13 | 600 | 0 | 900 | 0 | 0 |  | 0 |  | 0 | 0 |  | 0 | 3.2801
FRCC_2_SOCO | FRCC | SOCO | 2030 | B14 | 900 | 0 | 900 | 0 | 0 |  | 0 |  | 0 | 0 |  | 0 | 3.2801
FRCC_2_SOCO | FRCC | SOCO | 2030 | B15 | 1203 | 0 | 900 | 0 | 0 |  | 0 |  | 0 | 0 |  | 0 | 3.2801
FRCC_2_SOCO | FRCC | SOCO | 2030 | B16 | 25 | 0 | 900 | 0 | 0 |  | 0 |  | 0 | 0 |  | 0 | 3.2801
FRCC_2_SOCO | FRCC | SOCO | 2030 | B17 | 100 | 0 | 900 | 0 | 0 |  | 0 |  | 0 | 0 |  | 0 | 3.2801
FRCC_2_SOCO | FRCC | SOCO | 2030 | B18 | 400 | 0 | 900 | 0 | 0 |  | 0 |  | 0 | 0 |  | 0 | 3.2801
FRCC_2_SOCO | FRCC | SOCO | 2030 | B19 | 700 | 0 | 900 | 900 | 509.8 |  | 0 |  | 0.45106 | 0 |  | 0.35082 | 3.2801
FRCC_2_SOCO | FRCC | SOCO | 2030 | B20 | 935 | 0 | 900 | 0 | 0 |  | 0 |  | 0 | 0 |  | 0 | 3.2801
FRCC_2_SOCO | FRCC | SOCO | 2035 | B1 | 10 | 0 | 900 | 0 | 0 |  | 0 |  | 0 | 0 |  | 0 | 0
FRCC_2_SOCO | FRCC | SOCO | 2035 | B2 | 25 | 0 | 900 | 0 | 0 |  | 0 |  | 0 | 0 |  | 0 | 0
FRCC_2_SOCO | FRCC | SOCO | 2035 | B3 | 75 | 0 | 900 | 0 | 0 |  | 0 |  | 0 | 0 |  | 0 | 0
FRCC_2_SOCO | FRCC | SOCO | 2035 | B4 | 100 | 0 | 900 | 0 | 0 |  | 0 |  | 0 | 0 |  | 0 | 0
FRCC_2_SOCO | FRCC | SOCO | 2035 | B5 | 200 | 0 | 900 | 0 | 0 |  | 0 |  | 0 | 0 |  | 0 | 0
FRCC_2_SOCO | FRCC | SOCO | 2035 | B6 | 300 | 0 | 900 | 0 | 0 |  | 0 |  | 0 | 0 |  | 0 | 0
FRCC_2_SOCO | FRCC | SOCO | 2035 | B7 | 400 | 0 | 900 | 0 | 0 |  | 0 |  | 0 | 0 |  | 0 | 0
FRCC_2_SOCO | FRCC | SOCO | 2035 | B8 | 500 | 0 | 900 | 0 | 0 |  | 0 |  | 0 | 0 |  | 0 | 0
FRCC_2_SOCO | FRCC | SOCO | 2035 | B9 | 800 | 0 | 900 | 0 | 0 |  | 0 |  | 0 | 0 |  | 0 | 0
FRCC_2_SOCO | FRCC | SOCO | 2035 | B10 | 1262 | 0 | 900 | 185.42 | 0 |  | 0 |  | 0 | 0 |  | 0 | 0
FRCC_2_SOCO | FRCC | SOCO | 2035 | B11 | 25 | 0 | 900 | 0 | 0 |  | 0 |  | 0 | 0 |  | 0 | 0
FRCC_2_SOCO | FRCC | SOCO | 2035 | B12 | 200 | 0 | 900 | 0 | 0 |  | 0 |  | 0 | 0 |  | 0 | 0
FRCC_2_SOCO | FRCC | SOCO | 2035 | B13 | 600 | 0 | 900 | 0 | 0 |  | 0 |  | 0 | 0 |  | 0 | 0
FRCC_2_SOCO | FRCC | SOCO | 2035 | B14 | 900 | 0 | 900 | 0 | 0 |  | 0 |  | 0 | 0 |  | 0 | 0
FRCC_2_SOCO | FRCC | SOCO | 2035 | B15 | 1203 | 0 | 900 | 0 | 0 |  | 0 |  | 0 | 0 |  | 0 | 0
FRCC_2_SOCO | FRCC | SOCO | 2035 | B16 | 25 | 0 | 900 | 0 | 0 |  | 0 |  | 0 | 0 |  | 0 | 0
FRCC_2_SOCO | FRCC | SOCO | 2035 | B17 | 100 | 0 | 900 | 0 | 0 |  | 0 |  | 0 | 0 |  | 0 | 0
FRCC_2_SOCO | FRCC | SOCO | 2035 | B18 | 400 | 0 | 900 | 0 | 0 |  | 0 |  | 0 | 0 |  | 0 | 0
FRCC_2_SOCO | FRCC | SOCO | 2035 | B19 | 700 | 0 | 900 | 0 | 654.97 |  | 0 |  | 0 | 0 |  | 0 | 0
FRCC_2_SOCO | FRCC | SOCO | 2035 | B20 | 935 | 0 | 900 | 0 | 0 |  | 0 |  | 0 | 0 |  | 0 | 0
FRCC_2_SOCO | FRCC | SOCO | 2040 | B1 | 10 | 0 | 900 | 0 | 0 |  | 0 |  | 0 | 0 |  | 0 | 0
FRCC_2_SOCO | FRCC | SOCO | 2040 | B2 | 25 | 0 | 900 | 0 | 0 |  | 0 |  | 0 | 0 |  | 0 | 0
FRCC_2_SOCO | FRCC | SOCO | 2040 | B3 | 75 | 0 | 900 | 0 | 0 |  | 0 |  | 0 | 0 |  | 0 | 0
FRCC_2_SOCO | FRCC | SOCO | 2040 | B4 | 100 | 0 | 900 | 498.79 | 0 |  | 0 |  | 0 | 0 |  | 0 | 0
FRCC_2_SOCO | FRCC | SOCO | 2040 | B5 | 200 | 0 | 900 | 0 | 0 |  | 0 |  | 0 | 0 |  | 0 | 0
FRCC_2_SOCO | FRCC | SOCO | 2040 | B6 | 300 | 0 | 900 | 0 | 0 |  | 0 |  | 0 | 0 |  | 0 | 0
FRCC_2_SOCO | FRCC | SOCO | 2040 | B7 | 400 | 0 | 900 | 0 | 0 |  | 0 |  | 0 | 0 |  | 0 | 0
FRCC_2_SOCO | FRCC | SOCO | 2040 | B8 | 500 | 0 | 900 | 0 | 0 |  | 0 |  | 0 | 0 |  | 0 | 0
FRCC_2_SOCO | FRCC | SOCO | 2040 | B9 | 800 | 0 | 900 | 0 | 0 |  | 0 |  | 0 | 0 |  | 0 | 0
FRCC_2_SOCO | FRCC | SOCO | 2040 | B10 | 1262 | 0 | 900 | 177.1 | 0 |  | 0 |  | 0 | 0 |  | 0 | 0
FRCC_2_SOCO | FRCC | SOCO | 2040 | B11 | 25 | 0 | 900 | 0 | 0 |  | 0 |  | 0 | 0 |  | 0 | 0
FRCC_2_SOCO | FRCC | SOCO | 2040 | B12 | 200 | 0 | 900 | 0 | 0 |  | 0 |  | 0 | 0 |  | 0 | 0
FRCC_2_SOCO | FRCC | SOCO | 2040 | B13 | 600 | 0 | 900 | 0 | 0 |  | 0 |  | 0 | 0 |  | 0 | 0
FRCC_2_SOCO | FRCC | SOCO | 2040 | B14 | 900 | 0 | 900 | 0 | 0 |  | 0 |  | 0 | 0 |  | 0 | 0
FRCC_2_SOCO | FRCC | SOCO | 2040 | B15 | 1203 | 0 | 900 | 0 | 0 |  | 0 |  | 0 | 0 |  | 0 | 0
FRCC_2_SOCO | FRCC | SOCO | 2040 | B16 | 25 | 0 | 900 | 0 | 0 |  | 0 |  | 0 | 0 |  | 0 | 0
FRCC_2_SOCO | FRCC | SOCO | 2040 | B17 | 100 | 0 | 900 | 0 | 0 |  | 0 |  | 0 | 0 |  | 0 | 0
FRCC_2_SOCO | FRCC | SOCO | 2040 | B18 | 400 | 0 | 900 | 0 | 0 |  | 0 |  | 0 | 0 |  | 0 | 0
FRCC_2_SOCO | FRCC | SOCO | 2040 | B19 | 700 | 0 | 900 | 0 | 0 |  | 0 |  | 0 | 0 |  | 0 | 0
FRCC_2_SOCO | FRCC | SOCO | 2040 | B20 | 935 | 0 | 900 | 0 | 0 |  | 0 |  | 0 | 0 |  | 0 | 0
FRCC_2_SOCO | FRCC | SOCO | 2045 | B1 | 10 | 0 | 900 | 0 | 0 |  | 0 |  | 0 | 0 |  | 0 | 32.2969
FRCC_2_SOCO | FRCC | SOCO | 2045 | B2 | 25 | 0 | 900 | 0 | 0 |  | 0 |  | 0 | 0 |  | 0 | 32.2969
FRCC_2_SOCO | FRCC | SOCO | 2045 | B3 | 75 | 0 | 900 | 0 | 0 |  | 0 |  | 0 | 0 |  | 0 | 32.2969
FRCC_2_SOCO | FRCC | SOCO | 2045 | B4 | 100 | 0 | 900 | 0 | 0 |  | 0 |  | 0 | 0 |  | 0 | 32.2969
FRCC_2_SOCO | FRCC | SOCO | 2045 | B5 | 200 | 0 | 900 | 0 | 0 |  | 0 |  | 0 | 0 |  | 0 | 32.2969
FRCC_2_SOCO | FRCC | SOCO | 2045 | B6 | 300 | 0 | 900 | 0 | 900 |  | 0 |  | 0 | 0.90212 |  | 0 | 32.2969
FRCC_2_SOCO | FRCC | SOCO | 2045 | B7 | 400 | 0 | 900 | 0 | 0 |  | 0 |  | 0 | 0 |  | 0 | 32.2969
FRCC_2_SOCO | FRCC | SOCO | 2045 | B8 | 500 | 0 | 900 | 0 | 0 |  | 0 |  | 0 | 0 |  | 0 | 32.2969
FRCC_2_SOCO | FRCC | SOCO | 2045 | B9 | 800 | 0 | 900 | 0 | 0 |  | 0 |  | 0 | 0 |  | 0 | 32.2969
FRCC_2_SOCO | FRCC | SOCO | 2045 | B10 | 1262 | 0 | 900 | 900 | 189.93 |  | 0 |  | 44.2039 | 0 |  | 16.4074 | 32.2969
FRCC_2_SOCO | FRCC | SOCO | 2045 | B11 | 25 | 0 | 900 | 0 | 0 |  | 0 |  | 0 | 0 |  | 0 | 32.2969
FRCC_2_SOCO | FRCC | SOCO | 2045 | B12 | 200 | 0 | 900 | 0 | 0 |  | 0 |  | 0 | 0 |  | 0 | 32.2969
FRCC_2_SOCO | FRCC | SOCO | 2045 | B13 | 600 | 0 | 900 | 0 | 0 |  | 0 |  | 0 | 0 |  | 0 | 32.2969
FRCC_2_SOCO | FRCC | SOCO | 2045 | B14 | 900 | 0 | 900 | 0 | 0 |  | 0 |  | 0 | 0 |  | 0 | 32.2969
FRCC_2_SOCO | FRCC | SOCO | 2045 | B15 | 1203 | 0 | 900 | 900 | 0 |  | 0 |  | 54.1984 | 0 |  | 19.1767 | 32.2969
FRCC_2_SOCO | FRCC | SOCO | 2045 | B16 | 25 | 0 | 900 | 0 | 0 |  | 0 |  | 0 | 0 |  | 0 | 32.2969
FRCC_2_SOCO | FRCC | SOCO | 2045 | B17 | 100 | 0 | 900 | 0 | 0 |  | 0 |  | 0 | 0 |  | 0 | 32.2969
FRCC_2_SOCO | FRCC | SOCO | 2045 | B18 | 400 | 0 | 900 | 0 | 0 |  | 0 |  | 0 | 0 |  | 0 | 32.2969
FRCC_2_SOCO | FRCC | SOCO | 2045 | B19 | 700 | 0 | 900 | 0 | 0 |  | 0 |  | 0 | 0 |  | 0 | 32.2969
FRCC_2_SOCO | FRCC | SOCO | 2045 | B20 | 935 | 0 | 900 | 900 | 0 |  | 0 |  | 27.1942 | 0 |  | 7.4784 | 32.2969
FRCC_2_SOCO | FRCC | SOCO | 2050 | B1 | 10 | 0 | 900 | 0 | 0 |  | 0 |  | 0 | 0 |  | 0 | 13.0914
FRCC_2_SOCO | FRCC | SOCO | 2050 | B2 | 25 | 0 | 900 | 0 | 0 |  | 0 |  | 0 | 0 |  | 0 | 13.0914
FRCC_2_SOCO | FRCC | SOCO | 2050 | B3 | 75 | 0 | 900 | 0 | 0 |  | 0 |  | 0 | 0 |  | 0 | 13.0914
FRCC_2_SOCO | FRCC | SOCO | 2050 | B4 | 100 | 0 | 900 | 0 | 0 |  | 0 |  | 0 | 0 |  | 0 | 13.0914
FRCC_2_SOCO | FRCC | SOCO | 2050 | B5 | 200 | 0 | 900 | 0 | 0 |  | 0 |  | 0 | 0 |  | 0 | 13.0914
FRCC_2_SOCO | FRCC | SOCO | 2050 | B6 | 300 | 0 | 900 | 0 | 0 |  | 0 |  | 0 | 0 |  | 0 | 13.0914
FRCC_2_SOCO | FRCC | SOCO | 2050 | B7 | 400 | 0 | 900 | 0 | 0 |  | 0 |  | 0 | 0 |  | 0 | 13.0914
FRCC_2_SOCO | FRCC | SOCO | 2050 | B8 | 500 | 0 | 900 | 0 | 0 |  | 0 |  | 0 | 0 |  | 0 | 13.0914
FRCC_2_SOCO | FRCC | SOCO | 2050 | B9 | 800 | 0 | 900 | 0 | 0 |  | 0 |  | 0 | 0 |  | 0 | 13.0914
FRCC_2_SOCO | FRCC | SOCO | 2050 | B10 | 1262 | 0 | 900 | 900 | 16.72 |  | 0 |  | 15.7634 | 0 |  | 5.851 | 13.0914
FRCC_2_SOCO | FRCC | SOCO | 2050 | B11 | 25 | 0 | 900 | 0 | 0 |  | 0 |  | 0 | 0 |  | 0 | 13.0914
FRCC_2_SOCO | FRCC | SOCO | 2050 | B12 | 200 | 0 | 900 | 0 | 0 |  | 0 |  | 0 | 0 |  | 0 | 13.0914
FRCC_2_SOCO | FRCC | SOCO | 2050 | B13 | 600 | 0 | 900 | 0 | 0 |  | 0 |  | 0 | 0 |  | 0 | 13.0914
FRCC_2_SOCO | FRCC | SOCO | 2050 | B14 | 900 | 0 | 900 | 0 | 0 |  | 0 |  | 0 | 0 |  | 0 | 13.0914
FRCC_2_SOCO | FRCC | SOCO | 2050 | B15 | 1203 | 0 | 900 | 900 | 0 |  | 0 |  | 17.6388 | 0 |  | 6.241 | 13.0914
FRCC_2_SOCO | FRCC | SOCO | 2050 | B16 | 25 | 0 | 900 | 0 | 0 |  | 0 |  | 0 | 0 |  | 0 | 13.0914
FRCC_2_SOCO | FRCC | SOCO | 2050 | B17 | 100 | 0 | 900 | 0 | 0 |  | 0 |  | 0 | 0 |  | 0 | 13.0914
FRCC_2_SOCO | FRCC | SOCO | 2050 | B18 | 400 | 0 | 900 | 0 | 0 |  | 0 |  | 0 | 0 |  | 0 | 13.0914
FRCC_2_SOCO | FRCC | SOCO | 2050 | B19 | 700 | 0 | 900 | 0 | 0 |  | 0 |  | 0 | 0 |  | 0 | 13.0914
FRCC_2_SOCO | FRCC | SOCO | 2050 | B20 | 935 | 0 | 900 | 900 | 0 |  | 0 |  | 19.5024 | 0 |  | 5.3632 | 13.0914
IESO_2_MAPP_CA | IESO | MAPP_CA | 2015 | B1 | 10 | 0 | 262 | 0 | 0 |  | 0 |  | 0 | 0 |  | 0 | 3.7082
IESO_2_MAPP_CA | IESO | MAPP_CA | 2015 | B2 | 25 | 0 | 262 | 0 | 0 |  | 0 |  | 0 | 0 |  | 0 | 3.7082
IESO_2_MAPP_CA | IESO | MAPP_CA | 2015 | B3 | 75 | 0 | 262 | 157.92 | 0 |  | 0 |  | 0 | 0 |  | 0 | 3.7082
IESO_2_MAPP_CA | IESO | MAPP_CA | 2015 | B4 | 100 | 0 | 262 | 262 | 0 |  | 0 |  | 7.5612 | 0 |  | 0.087413 | 3.7082
IESO_2_MAPP_CA | IESO | MAPP_CA | 2015 | B5 | 200 | 0 | 262 | 262 | 262 |  | 0 |  | 7.5374 | 1.7686 |  | 0.17428 | 3.7082
IESO_2_MAPP_CA | IESO | MAPP_CA | 2015 | B6 | 300 | 0 | 262 | 262 | 262 |  | 0 |  | 12.5703 | 3.6322 |  | 0.43597 | 3.7082
IESO_2_MAPP_CA | IESO | MAPP_CA | 2015 | B7 | 400 | 0 | 262 | 262 | 262 |  | 0 |  | 5.1516 | 3.561 |  | 0.23822 | 3.7082
IESO_2_MAPP_CA | IESO | MAPP_CA | 2015 | B8 | 500 | 0 | 262 | 262 | 262 |  | 0 |  | 4.2495 | 2.1722 |  | 0.24563 | 3.7082
IESO_2_MAPP_CA | IESO | MAPP_CA | 2015 | B9 | 800 | 0 | 262 | 262 | 262 |  | 0 |  | 3.5254 | 1.7805 |  | 0.32605 | 3.7082
IESO_2_MAPP_CA | IESO | MAPP_CA | 2015 | B10 | 1262 | 0 | 262 | 262 | 262 |  | 0 |  | 3.5254 | 1.7805 |  | 0.51434 | 3.7082
IESO_2_MAPP_CA | IESO | MAPP_CA | 2015 | B11 | 25 | 0 | 262 | 262 | 262 |  | 0 |  | 19.36 | 1.2345 |  | 0.055954 | 3.7082
IESO_2_MAPP_CA | IESO | MAPP_CA | 2015 | B12 | 200 | 0 | 262 | 262 | 262 |  | 0 |  | 11.051 | 3.3711 |  | 0.25551 | 3.7082
IESO_2_MAPP_CA | IESO | MAPP_CA | 2015 | B13 | 600 | 0 | 262 | 262 | 262 |  | 0 |  | 5.9706 | 3.3355 |  | 0.41415 | 3.7082
IESO_2_MAPP_CA | IESO | MAPP_CA | 2015 | B14 | 900 | 0 | 262 | 262 | 262 |  | 0 |  | 3.9171 | 1.4244 |  | 0.40756 | 3.7082
IESO_2_MAPP_CA | IESO | MAPP_CA | 2015 | B15 | 1203 | 0 | 262 | 262 | 262 |  | 0 |  | 3.9171 | 1.4244 |  | 0.54477 | 3.7082
IESO_2_MAPP_CA | IESO | MAPP_CA | 2015 | B16 | 25 | 25 | 262 | 262 | 262 |  | 672.49 |  | 13.5081 | 3.7034 |  | 0.039041 | 3.7082
IESO_2_MAPP_CA | IESO | MAPP_CA | 2015 | B17 | 100 | 0 | 262 | 262 | 262 |  | 0 |  | 11.597 | 3.3473 |  | 0.13407 | 3.7082
IESO_2_MAPP_CA | IESO | MAPP_CA | 2015 | B18 | 400 | 0 | 262 | 262 | 262 |  | 0 |  | 5.6026 | 2.9319 |  | 0.25908 | 3.7082
IESO_2_MAPP_CA | IESO | MAPP_CA | 2015 | B19 | 700 | 0 | 262 | 262 | 262 |  | 0 |  | 4.2969 | 0.79529 |  | 0.34773 | 3.7082
IESO_2_MAPP_CA | IESO | MAPP_CA | 2015 | B20 | 935 | 0 | 262 | 262 | 0 |  | 0 |  | 4.2969 | 0 |  | 0.46447 | 3.7082
IESO_2_MAPP_CA | IESO | MAPP_CA | 2020 | B1 | 10 | 0 | 262 | 262 | 0 |  | 0 |  | 25.5799 | 0 |  | 0.029284 | 9.0509
IESO_2_MAPP_CA | IESO | MAPP_CA | 2020 | B2 | 25 | 0 | 262 | 228.43 | 0 |  | 0 |  | 0 | 0 |  | 0 | 9.0509
IESO_2_MAPP_CA | IESO | MAPP_CA | 2020 | B3 | 75 | 0 | 262 | 262 | 262 |  | 0 |  | 7.9885 | 5.5433 |  | 0.068591 | 9.0509
IESO_2_MAPP_CA | IESO | MAPP_CA | 2020 | B4 | 100 | 0 | 262 | 262 | 262 |  | 0 |  | 35.8237 | 5.1991 |  | 0.41012 | 9.0509
IESO_2_MAPP_CA | IESO | MAPP_CA | 2020 | B5 | 200 | 0 | 262 | 262 | 262 |  | 0 |  | 35.8237 | 5.1991 |  | 0.82023 | 9.0509
IESO_2_MAPP_CA | IESO | MAPP_CA | 2020 | B6 | 300 | 0 | 262 | 262 | 262 |  | 0 |  | 35.9542 | 8.7007 |  | 1.2348 | 9.0509
IESO_2_MAPP_CA | IESO | MAPP_CA | 2020 | B7 | 400 | 0 | 262 | 262 | 262 |  | 0 |  | 8.2971 | 5.1872 |  | 0.37995 | 9.0509
IESO_2_MAPP_CA | IESO | MAPP_CA | 2020 | B8 | 500 | 0 | 262 | 262 | 262 |  | 0 |  | 8.2971 | 6.9321 |  | 0.47494 | 9.0509
IESO_2_MAPP_CA | IESO | MAPP_CA | 2020 | B9 | 800 | 0 | 262 | 262 | 262 |  | 0 |  | 8.2971 | 7.0864 |  | 0.7599 | 9.0509
IESO_2_MAPP_CA | IESO | MAPP_CA | 2020 | B10 | 1262 | 0 | 262 | 262 | 262 |  | 0 |  | 8.2971 | 7.0864 |  | 1.1987 | 9.0509
IESO_2_MAPP_CA | IESO | MAPP_CA | 2020 | B11 | 25 | 0 | 262 | 262 | 262 |  | 0 |  | 24.8202 | 5.1041 |  | 0.071037 | 9.0509
IESO_2_MAPP_CA | IESO | MAPP_CA | 2020 | B12 | 200 | 0 | 262 | 262 | 262 |  | 0 |  | 20.0128 | 8.6651 |  | 0.45822 | 9.0509
IESO_2_MAPP_CA | IESO | MAPP_CA | 2020 | B13 | 600 | 0 | 262 | 262 | 262 |  | 0 |  | 12.784 | 6.944 |  | 0.87812 | 9.0509
IESO_2_MAPP_CA | IESO | MAPP_CA | 2020 | B14 | 900 | 0 | 262 | 262 | 262 |  | 0 |  | 9.5554 | 3.2405 |  | 0.98452 | 9.0509
IESO_2_MAPP_CA | IESO | MAPP_CA | 2020 | B15 | 1203 | 0 | 262 | 262 | 262 |  | 0 |  | 9.5554 | 3.2405 |  | 1.316 | 9.0509
IESO_2_MAPP_CA | IESO | MAPP_CA | 2020 | B16 | 25 | 0 | 262 | 262 | 262 |  | 0 |  | 40.4886 | 8.6414 |  | 0.11588 | 9.0509
IESO_2_MAPP_CA | IESO | MAPP_CA | 2020 | B17 | 100 | 0 | 262 | 262 | 262 |  | 0 |  | 19.2769 | 8.6295 |  | 0.22069 | 9.0509
IESO_2_MAPP_CA | IESO | MAPP_CA | 2020 | B18 | 400 | 0 | 262 | 262 | 262 |  | 0 |  | 13.7929 | 8.6532 |  | 0.63162 | 9.0509
IESO_2_MAPP_CA | IESO | MAPP_CA | 2020 | B19 | 700 | 0 | 262 | 262 | 262 |  | 0 |  | 10.7661 | 5.4246 |  | 0.86277 | 9.0509
IESO_2_MAPP_CA | IESO | MAPP_CA | 2020 | B20 | 935 | 0 | 262 | 262 | 262 |  | 0 |  | 10.7661 | 3.0743 |  | 1.1524 | 9.0509
IESO_2_MAPP_CA | IESO | MAPP_CA | 2025 | B1 | 10 | 0 | 262 | 0 | 0 |  | 0 |  | 0 | 0 |  | 0 | 26.0171
IESO_2_MAPP_CA | IESO | MAPP_CA | 2025 | B2 | 25 | 0 | 262 | 0 | 262 |  | 0 |  | 0 | 7.4188 |  | 0 | 26.0171
IESO_2_MAPP_CA | IESO | MAPP_CA | 2025 | B3 | 75 | 0 | 262 | 0 | 262 |  | 0 |  | 0 | 7.4306 |  | 0 | 26.0171
IESO_2_MAPP_CA | IESO | MAPP_CA | 2025 | B4 | 100 | 0 | 262 | 0 | 262 |  | 0 |  | 0 | 17.1878 |  | 0 | 26.0171
IESO_2_MAPP_CA | IESO | MAPP_CA | 2025 | B5 | 200 | 0 | 262 | 262 | 262 |  | 0 |  | 45.5808 | 16.9385 |  | 1.2011 | 26.0171
IESO_2_MAPP_CA | IESO | MAPP_CA | 2025 | B6 | 300 | 0 | 262 | 262 | 262 |  | 0 |  | 45.5808 | 14.8494 |  | 1.8016 | 26.0171
IESO_2_MAPP_CA | IESO | MAPP_CA | 2025 | B7 | 400 | 0 | 262 | 262 | 262 |  | 0 |  | 45.5808 | 9.4841 |  | 2.4022 | 26.0171
IESO_2_MAPP_CA | IESO | MAPP_CA | 2025 | B8 | 500 | 0 | 262 | 262 | 262 |  | 0 |  | 45.5808 | 17.1759 |  | 3.0027 | 26.0171
IESO_2_MAPP_CA | IESO | MAPP_CA | 2025 | B9 | 800 | 0 | 262 | 262 | 262 |  | 0 |  | 45.5808 | 17.1759 |  | 4.8043 | 26.0171
IESO_2_MAPP_CA | IESO | MAPP_CA | 2025 | B10 | 1262 | 0 | 262 | 262 | 262 |  | 0 |  | 45.5808 | 17.1759 |  | 7.5788 | 26.0171
IESO_2_MAPP_CA | IESO | MAPP_CA | 2025 | B11 | 25 | 0 | 262 | 262 | 262 |  | 0 |  | 33.4853 | 4.2969 |  | 0.11029 | 26.0171
IESO_2_MAPP_CA | IESO | MAPP_CA | 2025 | B12 | 200 | 0 | 262 | 262 | 262 |  | 0 |  | 39.0286 | 7.7274 |  | 1.0284 | 26.0171
IESO_2_MAPP_CA | IESO | MAPP_CA | 2025 | B13 | 600 | 0 | 262 | 262 | 262 |  | 0 |  | 34.7672 | 5.2109 |  | 2.7484 | 26.0171
IESO_2_MAPP_CA | IESO | MAPP_CA | 2025 | B14 | 900 | 0 | 262 | 262 | 262 |  | 0 |  | 33.4853 | 5.2109 |  | 3.9706 | 26.0171
IESO_2_MAPP_CA | IESO | MAPP_CA | 2025 | B15 | 1203 | 0 | 262 | 262 | 262 |  | 0 |  | 33.4853 | 5.2109 |  | 5.3073 | 26.0171
IESO_2_MAPP_CA | IESO | MAPP_CA | 2025 | B16 | 25 | 0 | 262 | 131.62 | 262 |  | 0 |  | 0 | 1.9586 |  | 0 | 26.0171
IESO_2_MAPP_CA | IESO | MAPP_CA | 2025 | B17 | 100 | 0 | 262 | 262 | 262 |  | 0 |  | 4.6412 | 6.5997 |  | 0.061148 | 26.0171
IESO_2_MAPP_CA | IESO | MAPP_CA | 2025 | B18 | 400 | 0 | 262 | 262 | 262 |  | 0 |  | 4.6412 | 2.2672 |  | 0.24459 | 26.0171
IESO_2_MAPP_CA | IESO | MAPP_CA | 2025 | B19 | 700 | 0 | 262 | 262 | 88.52 |  | 0 |  | 4.6412 | 0 |  | 0.42804 | 26.0171
IESO_2_MAPP_CA | IESO | MAPP_CA | 2025 | B20 | 935 | 0 | 262 | 161.89 | 74.99 |  | 0 |  | 0 | 0 |  | 0 | 26.0171
IESO_2_MAPP_CA | IESO | MAPP_CA | 2030 | B1 | 10 | 0 | 262 | 0 | 0 |  | 0 |  | 0 | 0 |  | 0 | 40.8928
IESO_2_MAPP_CA | IESO | MAPP_CA | 2030 | B2 | 25 | 0 | 262 | 0 | 0 |  | 0 |  | 0 | 0 |  | 0 | 40.8928
IESO_2_MAPP_CA | IESO | MAPP_CA | 2030 | B3 | 75 | 0 | 262 | 0 | 262 |  | 0 |  | 0 | 13.8642 |  | 0 | 40.8928
IESO_2_MAPP_CA | IESO | MAPP_CA | 2030 | B4 | 100 | 0 | 262 | 262 | 262 |  | 0 |  | 55.5991 | 13.8642 |  | 0.93886 | 40.8928
IESO_2_MAPP_CA | IESO | MAPP_CA | 2030 | B5 | 200 | 0 | 262 | 262 | 262 |  | 0 |  | 55.5991 | 13.8642 |  | 1.8777 | 40.8928
IESO_2_MAPP_CA | IESO | MAPP_CA | 2030 | B6 | 300 | 0 | 262 | 262 | 262 |  | 0 |  | 55.5991 | 13.8642 |  | 2.8166 | 40.8928
IESO_2_MAPP_CA | IESO | MAPP_CA | 2030 | B7 | 400 | 0 | 262 | 262 | 262 |  | 0 |  | 55.5991 | 13.8642 |  | 3.7554 | 40.8928
IESO_2_MAPP_CA | IESO | MAPP_CA | 2030 | B8 | 500 | 0 | 262 | 262 | 262 |  | 0 |  | 55.5991 | 12.3923 |  | 4.6943 | 40.8928
IESO_2_MAPP_CA | IESO | MAPP_CA | 2030 | B9 | 800 | 0 | 262 | 262 | 262 |  | 0 |  | 55.5991 | 15.3954 |  | 7.5109 | 40.8928
IESO_2_MAPP_CA | IESO | MAPP_CA | 2030 | B10 | 1262 | 0 | 262 | 262 | 262 |  | 0 |  | 55.5991 | 15.3954 |  | 11.8484 | 40.8928
IESO_2_MAPP_CA | IESO | MAPP_CA | 2030 | B11 | 25 | 0 | 262 | 157.69 | 262 |  | 0 |  | 0 | 10.7661 |  | 0 | 40.8928
IESO_2_MAPP_CA | IESO | MAPP_CA | 2030 | B12 | 200 | 0 | 262 | 262 | 262 |  | 0 |  | 12.1549 | 7.7036 |  | 0.4105 | 40.8928
IESO_2_MAPP_CA | IESO | MAPP_CA | 2030 | B13 | 600 | 0 | 262 | 249.62 | 262 |  | 0 |  | 0 | 7.7036 |  | 0 | 40.8928
IESO_2_MAPP_CA | IESO | MAPP_CA | 2030 | B14 | 900 | 0 | 262 | 123.13 | 262 |  | 0 |  | 0 | 7.7036 |  | 0 | 40.8928
IESO_2_MAPP_CA | IESO | MAPP_CA | 2030 | B15 | 1203 | 0 | 262 | 98.37 | 262 |  | 0 |  | 0 | 7.7036 |  | 0 | 40.8928
IESO_2_MAPP_CA | IESO | MAPP_CA | 2030 | B16 | 25 | 0 | 262 | 262 | 262 |  | 0 |  | 55.694 | 24.8914 |  | 0.23511 | 40.8928
IESO_2_MAPP_CA | IESO | MAPP_CA | 2030 | B17 | 100 | 0 | 262 | 262 | 262 |  | 0 |  | 55.694 | 24.4166 |  | 0.94046 | 40.8928
IESO_2_MAPP_CA | IESO | MAPP_CA | 2030 | B18 | 400 | 0 | 262 | 262 | 262 |  | 0 |  | 57.617 | 22.0426 |  | 3.8917 | 40.8928
IESO_2_MAPP_CA | IESO | MAPP_CA | 2030 | B19 | 700 | 0 | 262 | 262 | 262 |  | 0 |  | 57.617 | 15.9889 |  | 6.8105 | 40.8928
IESO_2_MAPP_CA | IESO | MAPP_CA | 2030 | B20 | 935 | 0 | 262 | 262 | 262 |  | 0 |  | 55.694 | 15.9889 |  | 8.7933 | 40.8928
IESO_2_MAPP_CA | IESO | MAPP_CA | 2035 | B1 | 10 | 0 | 262 | 0 | 0 |  | 0 |  | 0 | 0 |  | 0 | 18.9179
IESO_2_MAPP_CA | IESO | MAPP_CA | 2035 | B2 | 25 | 0 | 262 | 0 | 0 |  | 0 |  | 0 | 0 |  | 0 | 18.9179
IESO_2_MAPP_CA | IESO | MAPP_CA | 2035 | B3 | 75 | 0 | 262 | 0 | 0 |  | 0 |  | 0 | 0 |  | 0 | 18.9179
IESO_2_MAPP_CA | IESO | MAPP_CA | 2035 | B4 | 100 | 0 | 262 | 94.93 | 262 |  | 0 |  | 0 | 10.1845 |  | 0 | 18.9179
IESO_2_MAPP_CA | IESO | MAPP_CA | 2035 | B5 | 200 | 0 | 262 | 262 | 262 |  | 0 |  | 17.2946 | 10.1845 |  | 0.61525 | 18.9179
IESO_2_MAPP_CA | IESO | MAPP_CA | 2035 | B6 | 300 | 0 | 262 | 262 | 262 |  | 0 |  | 37.8416 | 10.1845 |  | 2.0193 | 18.9179
IESO_2_MAPP_CA | IESO | MAPP_CA | 2035 | B7 | 400 | 0 | 262 | 262 | 262 |  | 0 |  | 37.8416 | 7.5256 |  | 2.6924 | 18.9179
IESO_2_MAPP_CA | IESO | MAPP_CA | 2035 | B8 | 500 | 0 | 262 | 262 | 97.96 |  | 0 |  | 37.8416 | 0 |  | 3.3655 | 18.9179
IESO_2_MAPP_CA | IESO | MAPP_CA | 2035 | B9 | 800 | 0 | 262 | 262 | 68.94 |  | 0 |  | 37.8416 | 0 |  | 5.3848 | 18.9179
IESO_2_MAPP_CA | IESO | MAPP_CA | 2035 | B10 | 1262 | 0 | 262 | 262 | 42.58 |  | 0 |  | 37.8416 | 0 |  | 8.4945 | 18.9179
IESO_2_MAPP_CA | IESO | MAPP_CA | 2035 | B11 | 25 | 0 | 262 | 0 | 0 |  | 0 |  | 0 | 0 |  | 0 | 18.9179
IESO_2_MAPP_CA | IESO | MAPP_CA | 2035 | B12 | 200 | 0 | 262 | 0 | 0 |  | 0 |  | 0 | 0 |  | 0 | 18.9179
IESO_2_MAPP_CA | IESO | MAPP_CA | 2035 | B13 | 600 | 0 | 262 | 0 | 0 |  | 0 |  | 0 | 0 |  | 0 | 18.9179
IESO_2_MAPP_CA | IESO | MAPP_CA | 2035 | B14 | 900 | 0 | 262 | 0 | 0 |  | 0 |  | 0 | 0 |  | 0 | 18.9179
IESO_2_MAPP_CA | IESO | MAPP_CA | 2035 | B15 | 1203 | 0 | 262 | 0 | 0 |  | 0 |  | 0 | 0 |  | 0 | 18.9179
IESO_2_MAPP_CA | IESO | MAPP_CA | 2035 | B16 | 25 | 0 | 262 | 262 | 0 |  | 0 |  | 0.01187 | 0 |  | 5.2784e-05 | 18.9179
IESO_2_MAPP_CA | IESO | MAPP_CA | 2035 | B17 | 100 | 0 | 262 | 262 | 0 |  | 0 |  | 0.01187 | 0 |  | 0.00021113 | 18.9179
IESO_2_MAPP_CA | IESO | MAPP_CA | 2035 | B18 | 400 | 0 | 262 | 262 | 0 |  | 0 |  | 13.5437 | 0 |  | 0.96362 | 18.9179
IESO_2_MAPP_CA | IESO | MAPP_CA | 2035 | B19 | 700 | 0 | 262 | 262 | 0 |  | 0 |  | 13.5437 | 0 |  | 1.6863 | 18.9179
IESO_2_MAPP_CA | IESO | MAPP_CA | 2035 | B20 | 935 | 0 | 262 | 262 | 0 |  | 0 |  | 0.01187 | 0 |  | 0.0019741 | 18.9179
IESO_2_MAPP_CA | IESO | MAPP_CA | 2040 | B1 | 10 | 0 | 262 | 0 | 0 |  | 0 |  | 0 | 0 |  | 0 | 0
IESO_2_MAPP_CA | IESO | MAPP_CA | 2040 | B2 | 25 | 0 | 262 | 0 | 0 |  | 0 |  | 0 | 0 |  | 0 | 0
IESO_2_MAPP_CA | IESO | MAPP_CA | 2040 | B3 | 75 | 0 | 262 | 0 | 0 |  | 0 |  | 0 | 0 |  | 0 | 0
IESO_2_MAPP_CA | IESO | MAPP_CA | 2040 | B4 | 100 | 0 | 262 | 0 | 0 |  | 0 |  | 0 | 0 |  | 0 | 0
IESO_2_MAPP_CA | IESO | MAPP_CA | 2040 | B5 | 200 | 0 | 262 | 0 | 0 |  | 0 |  | 0 | 0 |  | 0 | 0
IESO_2_MAPP_CA | IESO | MAPP_CA | 2040 | B6 | 300 | 0 | 262 | 0 | 0 |  | 0 |  | 0 | 0 |  | 0 | 0
IESO_2_MAPP_CA | IESO | MAPP_CA | 2040 | B7 | 400 | 0 | 262 | 0 | 0 |  | 0 |  | 0 | 0 |  | 0 | 0
IESO_2_MAPP_CA | IESO | MAPP_CA | 2040 | B8 | 500 | 0 | 262 | 0 | 0 |  | 0 |  | 0 | 0 |  | 0 | 0
IESO_2_MAPP_CA | IESO | MAPP_CA | 2040 | B9 | 800 | 0 | 262 | 0 | 0 |  | 0 |  | 0 | 0 |  | 0 | 0
IESO_2_MAPP_CA | IESO | MAPP_CA | 2040 | B10 | 1262 | 0 | 262 | 0 | 0 |  | 0 |  | 0 | 0 |  | 0 | 0
IESO_2_MAPP_CA | IESO | MAPP_CA | 2040 | B11 | 25 | 0 | 262 | 0 | 0 |  | 0 |  | 0 | 0 |  | 0 | 0
IESO_2_MAPP_CA | IESO | MAPP_CA | 2040 | B12 | 200 | 0 | 262 | 0 | 0 |  | 0 |  | 0 | 0 |  | 0 | 0
IESO_2_MAPP_CA | IESO | MAPP_CA | 2040 | B13 | 600 | 0 | 262 | 0 | 0 |  | 0 |  | 0 | 0 |  | 0 | 0
IESO_2_MAPP_CA | IESO | MAPP_CA | 2040 | B14 | 900 | 0 | 262 | 0 | 0 |  | 0 |  | 0 | 0 |  | 0 | 0
IESO_2_MAPP_CA | IESO | MAPP_CA | 2040 | B15 | 1203 | 0 | 262 | 0 | 0 |  | 0 |  | 0 | 0 |  | 0 | 0
IESO_2_MAPP_CA | IESO | MAPP_CA | 2040 | B16 | 25 | 0 | 262 | 0 | 0 |  | 0 |  | 0 | 0 |  | 0 | 0
IESO_2_MAPP_CA | IESO | MAPP_CA | 2040 | B17 | 100 | 0 | 262 | 0 | 0 |  | 0 |  | 0 | 0 |  | 0 | 0
IESO_2_MAPP_CA | IESO | MAPP_CA | 2040 | B18 | 400 | 0 | 262 | 0 | 0 |  | 0 |  | 0 | 0 |  | 0 | 0
IESO_2_MAPP_CA | IESO | MAPP_CA | 2040 | B19 | 700 | 0 | 262 | 0 | 0 |  | 0 |  | 0 | 0 |  | 0 | 0
IESO_2_MAPP_CA | IESO | MAPP_CA | 2040 | B20 | 935 | 0 | 262 | 0 | 0 |  | 0 |  | 0 | 0 |  | 0 | 0
IESO_2_MAPP_CA | IESO | MAPP_CA | 2045 | B1 | 10 | 0 | 262 | 0 | 0 |  | 0 |  | 0 | 0 |  | 0 | 0
IESO_2_MAPP_CA | IESO | MAPP_CA | 2045 | B2 | 25 | 0 | 262 | 0 | 0 |  | 0 |  | 0 | 0 |  | 0 | 0
IESO_2_MAPP_CA | IESO | MAPP_CA | 2045 | B3 | 75 | 0 | 262 | 0 | 0 |  | 0 |  | 0 | 0 |  | 0 | 0
IESO_2_MAPP_CA | IESO | MAPP_CA | 2045 | B4 | 100 | 0 | 262 | 0 | 0 |  | 0 |  | 0 | 0 |  | 0 | 0
IESO_2_MAPP_CA | IESO | MAPP_CA | 2045 | B5 | 200 | 0 | 262 | 0 | 0 |  | 0 |  | 0 | 0 |  | 0 | 0
IESO_2_MAPP_CA | IESO | MAPP_CA | 2045 | B6 | 300 | 0 | 262 | 0 | 0 |  | 0 |  | 0 | 0 |  | 0 | 0
IESO_2_MAPP_CA | IESO | MAPP_CA | 2045 | B7 | 400 | 0 | 262 | 0 | 0 |  | 0 |  | 0 | 0 |  | 0 | 0
IESO_2_MAPP_CA | IESO | MAPP_CA | 2045 | B8 | 500 | 0 | 262 | 0 | 0 |  | 0 |  | 0 | 0 |  | 0 | 0
IESO_2_MAPP_CA | IESO | MAPP_CA | 2045 | B9 | 800 | 0 | 262 | 0 | 0 |  | 0 |  | 0 | 0 |  | 0 | 0
IESO_2_MAPP_CA | IESO | MAPP_CA | 2045 | B10 | 1262 | 0 | 262 | 0 | 0 |  | 0 |  | 0 | 0 |  | 0 | 0
IESO_2_MAPP_CA | IESO | MAPP_CA | 2045 | B11 | 25 | 0 | 262 | 0 | 0 |  | 0 |  | 0 | 0 |  | 0 | 0
IESO_2_MAPP_CA | IESO | MAPP_CA | 2045 | B12 | 200 | 0 | 262 | 0 | 0 |  | 0 |  | 0 | 0 |  | 0 | 0
IESO_2_MAPP_CA | IESO | MAPP_CA | 2045 | B13 | 600 | 0 | 262 | 0 | 0 |  | 0 |  | 0 | 0 |  | 0 | 0
IESO_2_MAPP_CA | IESO | MAPP_CA | 2045 | B14 | 900 | 0 | 262 | 0 | 0 |  | 0 |  | 0 | 0 |  | 0 | 0
IESO_2_MAPP_CA | IESO | MAPP_CA | 2045 | B15 | 1203 | 0 | 262 | 0 | 0 |  | 0 |  | 0 | 0 |  | 0 | 0
IESO_2_MAPP_CA | IESO | MAPP_CA | 2045 | B16 | 25 | 0 | 262 | 0 | 0 |  | 0 |  | 0 | 0 |  | 0 | 0
IESO_2_MAPP_CA | IESO | MAPP_CA | 2045 | B17 | 100 | 0 | 262 | 0 | 0 |  | 0 |  | 0 | 0 |  | 0 | 0
IESO_2_MAPP_CA | IESO | MAPP_CA | 2045 | B18 | 400 | 0 | 262 | 0 | 0 |  | 0 |  | 0 | 0 |  | 0 | 0
IESO_2_MAPP_CA | IESO | MAPP_CA | 2045 | B19 | 700 | 0 | 262 | 0 | 0 |  | 0 |  | 0 | 0 |  | 0 | 0
IESO_2_MAPP_CA | IESO | MAPP_CA | 2045 | B20 | 935 | 0 | 262 | 0 | 0 |  | 0 |  | 0 | 0 |  | 0 | 0
IESO_2_MAPP_CA | IESO | MAPP_CA | 2050 | B1 | 10 | 0 | 262 | 0 | 0 |  | 0 |  | 0 | 0 |  | 0 | 0
IESO_2_MAPP_CA | IESO | MAPP_CA | 2050 | B2 | 25 | 0 | 262 | 0 | 0 |  | 0 |  | 0 | 0 |  | 0 | 0
IESO_2_MAPP_CA | IESO | MAPP_CA | 2050 | B3 | 75 | 0 | 262 | 0 | 0 |  | 0 |  | 0 | 0 |  | 0 | 0
IESO_2_MAPP_CA | IESO | MAPP_CA | 2050 | B4 | 100 | 0 | 262 | 0 | 0 |  | 0 |  | 0 | 0 |  | 0 | 0
IESO_2_MAPP_CA | IESO | MAPP_CA | 2050 | B5 | 200 | 0 | 262 | 0 | 0 |  | 0 |  | 0 | 0 |  | 0 | 0
IESO_2_MAPP_CA | IESO | MAPP_CA | 2050 | B6 | 300 | 0 | 262 | 0 | 0 |  | 0 |  | 0 | 0 |  | 0 | 0
IESO_2_MAPP_CA | IESO | MAPP_CA | 2050 | B7 | 400 | 0 | 262 | 0 | 0 |  | 0 |  | 0 | 0 |  | 0 | 0
IESO_2_MAPP_CA | IESO | MAPP_CA | 2050 | B8 | 500 | 0 | 262 | 0 | 0 |  | 0 |  | 0 | 0 |  | 0 | 0
IESO_2_MAPP_CA | IESO | MAPP_CA | 2050 | B9 | 800 | 0 | 262 | 0 | 0 |  | 0 |  | 0 | 0 |  | 0 | 0
IESO_2_MAPP_CA | IESO | MAPP_CA | 2050 | B10 | 1262 | 0 | 262 | 0 | 0 |  | 0 |  | 0 | 0 |  | 0 | 0
IESO_2_MAPP_CA | IESO | MAPP_CA | 2050 | B11 | 25 | 0 | 262 | 0 | 0 |  | 0 |  | 0 | 0 |  | 0 | 0
IESO_2_MAPP_CA | IESO | MAPP_CA | 2050 | B12 | 200 | 0 | 262 | 0 | 0 |  | 0 |  | 0 | 0 |  | 0 | 0
IESO_2_MAPP_CA | IESO | MAPP_CA | 2050 | B13 | 600 | 0 | 262 | 0 | 0 |  | 0 |  | 0 | 0 |  | 0 | 0
IESO_2_MAPP_CA | IESO | MAPP_CA | 2050 | B14 | 900 | 0 | 262 | 0 | 0 |  | 0 |  | 0 | 0 |  | 0 | 0
IESO_2_MAPP_CA | IESO | MAPP_CA | 2050 | B15 | 1203 | 0 | 262 | 0 | 0 |  | 0 |  | 0 | 0 |  | 0 | 0
IESO_2_MAPP_CA | IESO | MAPP_CA | 2050 | B16 | 25 | 0 | 262 | 0 | 0 |  | 0 |  | 0 | 0 |  | 0 | 0
IESO_2_MAPP_CA | IESO | MAPP_CA | 2050 | B17 | 100 | 0 | 262 | 0 | 0 |  | 0 |  | 0 | 0 |  | 0 | 0
IESO_2_MAPP_CA | IESO | MAPP_CA | 2050 | B18 | 400 | 0 | 262 | 0 | 0 |  | 0 |  | 0 | 0 |  | 0 | 0
IESO_2_MAPP_CA | IESO | MAPP_CA | 2050 | B19 | 700 | 0 | 262 | 0 | 0 |  | 0 |  | 0 | 0 |  | 0 | 0
IESO_2_MAPP_CA | IESO | MAPP_CA | 2050 | B20 | 935 | 0 | 262 | 0 | 0 |  | 0 |  | 0 | 0 |  | 0 | 0
IESO_2_MISO_MI | IESO | MISO_MI | 2015 | B1 | 10 | 0 | 1840 | 1552.44 | 1224.21 |  | 0 |  | 0 | 0 |  | 0 | 3.6539
IESO_2_MISO_MI | IESO | MISO_MI | 2015 | B2 | 25 | 0 | 1840 | 1764.62 | 1840 |  | 0 |  | 0 | 1.0683 |  | 0 | 3.6539
IESO_2_MISO_MI | IESO | MISO_MI | 2015 | B3 | 75 | 0 | 1840 | 1840 | 1840 |  | 0 |  | 10.6474 | 2.6233 |  | 0.10251 | 3.6539
IESO_2_MISO_MI | IESO | MISO_MI | 2015 | B4 | 100 | 100 | 1840 | 1840 | 1840 |  | 256.97 |  | 16.618 | 3.656 |  | 0.21332 | 3.6539
IESO_2_MISO_MI | IESO | MISO_MI | 2015 | B5 | 200 | 0 | 1840 | 1840 | 1840 |  | 0 |  | 8.2615 | 2.469 |  | 0.21211 | 3.6539
IESO_2_MISO_MI | IESO | MISO_MI | 2015 | B6 | 300 | 300 | 1840 | 1840 | 1840 |  | 312.42 |  | 12.5822 | 3.656 |  | 0.48455 | 3.6539
IESO_2_MISO_MI | IESO | MISO_MI | 2015 | B7 | 400 | 400 | 1840 | 1840 | 1840 |  | 102.45 |  | 5.1753 | 3.656 |  | 0.26574 | 3.6539
IESO_2_MISO_MI | IESO | MISO_MI | 2015 | B8 | 500 | 0 | 1840 | 1840 | 1840 |  | 0 |  | 4.2732 | 2.4808 |  | 0.27427 | 3.6539
IESO_2_MISO_MI | IESO | MISO_MI | 2015 | B9 | 800 | 0 | 1840 | 1840 | 1840 |  | 0 |  | 3.5729 | 2.0891 |  | 0.36692 | 3.6539
IESO_2_MISO_MI | IESO | MISO_MI | 2015 | B10 | 1262 | 0 | 1840 | 1840 | 1840 |  | 0 |  | 2.5164 | 0.75968 |  | 0.40767 | 3.6539
IESO_2_MISO_MI | IESO | MISO_MI | 2015 | B11 | 25 | 25 | 1840 | 1840 | 1840 |  | 234.55 |  | 22.7192 | 3.656 |  | 0.072911 | 3.6539
IESO_2_MISO_MI | IESO | MISO_MI | 2015 | B12 | 200 | 200 | 1840 | 1840 | 1840 |  | 1173.02 |  | 11.0747 | 3.656 |  | 0.28433 | 3.6539
IESO_2_MISO_MI | IESO | MISO_MI | 2015 | B13 | 600 | 0 | 1840 | 1840 | 1840 |  | 0 |  | 5.9943 | 3.6441 |  | 0.4617 | 3.6539
IESO_2_MISO_MI | IESO | MISO_MI | 2015 | B14 | 900 | 0 | 1840 | 1840 | 1840 |  | 0 |  | 3.929 | 1.4719 |  | 0.45392 | 3.6539
IESO_2_MISO_MI | IESO | MISO_MI | 2015 | B15 | 1203 | 0 | 1840 | 1840 | 1329.85 |  | 0 |  | 2.3621 | 0 |  | 0.36478 | 3.6539
IESO_2_MISO_MI | IESO | MISO_MI | 2015 | B16 | 25 | 25 | 1840 | 1840 | 1840 |  | 955.89 |  | 13.5318 | 3.656 |  | 0.043427 | 3.6539
IESO_2_MISO_MI | IESO | MISO_MI | 2015 | B17 | 100 | 100 | 1840 | 1840 | 1840 |  | 838.35 |  | 14.8612 | 3.656 |  | 0.19077 | 3.6539
IESO_2_MISO_MI | IESO | MISO_MI | 2015 | B18 | 400 | 0 | 1840 | 1840 | 1840 |  | 0 |  | 5.6264 | 3.2286 |  | 0.2889 | 3.6539
IESO_2_MISO_MI | IESO | MISO_MI | 2015 | B19 | 700 | 0 | 1840 | 1840 | 1840 |  | 0 |  | 4.2732 | 0.80716 |  | 0.38398 | 3.6539
IESO_2_MISO_MI | IESO | MISO_MI | 2015 | B20 | 935 | 0 | 1840 | 412.49 | 0 |  | 0 |  | 0 | 0 |  | 0 | 3.6539
IESO_2_MISO_MI | IESO | MISO_MI | 2020 | B1 | 10 | 0 | 1840 | 1840 | 0 |  | 0 |  | 36.7614 | 0 |  | 0.041965 | 8.683
IESO_2_MISO_MI | IESO | MISO_MI | 2020 | B2 | 25 | 0 | 1840 | 1840 | 1535.98 |  | 0 |  | 10.2913 | 0 |  | 0.02937 | 8.683
IESO_2_MISO_MI | IESO | MISO_MI | 2020 | B3 | 75 | 75 | 1840 | 1840 | 1840 |  | 2219.32 |  | 18.0424 | 8.6888 |  | 0.15447 | 8.683
IESO_2_MISO_MI | IESO | MISO_MI | 2020 | B4 | 100 | 100 | 1840 | 1840 | 1840 |  | 2999.24 |  | 45.7114 | 8.6888 |  | 0.52182 | 8.683
IESO_2_MISO_MI | IESO | MISO_MI | 2020 | B5 | 200 | 200 | 1840 | 1840 | 1840 |  | 3611.54 |  | 44.9992 | 8.6888 |  | 1.0274 | 8.683
IESO_2_MISO_MI | IESO | MISO_MI | 2020 | B6 | 300 | 300 | 1840 | 1840 | 1840 |  | 3952.15 |  | 29.4257 | 8.6888 |  | 1.0077 | 8.683
IESO_2_MISO_MI | IESO | MISO_MI | 2020 | B7 | 400 | 400 | 1840 | 1840 | 1840 |  | 2768.15 |  | 16.5587 | 8.6888 |  | 0.7561 | 8.683
IESO_2_MISO_MI | IESO | MISO_MI | 2020 | B8 | 500 | 500 | 1840 | 1840 | 1840 |  | 3395.38 |  | 10.1251 | 8.6888 |  | 0.57792 | 8.683
IESO_2_MISO_MI | IESO | MISO_MI | 2020 | B9 | 800 | 0 | 1840 | 1840 | 1840 |  | 0 |  | 7.2288 | 7.8105 |  | 0.66017 | 8.683
IESO_2_MISO_MI | IESO | MISO_MI | 2020 | B10 | 1262 | 0 | 1840 | 1840 | 1840 |  | 0 |  | 6.8134 | 7.0864 |  | 0.98156 | 8.683
IESO_2_MISO_MI | IESO | MISO_MI | 2020 | B11 | 25 | 25 | 1840 | 1840 | 1840 |  | 3432.23 |  | 38.8149 | 8.6888 |  | 0.11077 | 8.683
IESO_2_MISO_MI | IESO | MISO_MI | 2020 | B12 | 200 | 200 | 1840 | 1840 | 1840 |  | 1557.47 |  | 20.0366 | 8.6888 |  | 0.45746 | 8.683
IESO_2_MISO_MI | IESO | MISO_MI | 2020 | B13 | 600 | 0 | 1840 | 1840 | 1840 |  | 0 |  | 12.8077 | 6.9914 |  | 0.87724 | 8.683
IESO_2_MISO_MI | IESO | MISO_MI | 2020 | B14 | 900 | 0 | 1840 | 1840 | 1840 |  | 0 |  | 9.5791 | 3.6441 |  | 0.98415 | 8.683
IESO_2_MISO_MI | IESO | MISO_MI | 2020 | B15 | 1203 | 0 | 1840 | 1840 | 1840 |  | 0 |  | 6.5048 | 0.51041 |  | 0.89329 | 8.683
IESO_2_MISO_MI | IESO | MISO_MI | 2020 | B16 | 25 | 25 | 1840 | 1840 | 1840 |  | 2996.69 |  | 42.1622 | 8.6888 |  | 0.12033 | 8.683
IESO_2_MISO_MI | IESO | MISO_MI | 2020 | B17 | 100 | 100 | 1840 | 1840 | 1840 |  | 1699.88 |  | 22.1257 | 8.6888 |  | 0.25258 | 8.683
IESO_2_MISO_MI | IESO | MISO_MI | 2020 | B18 | 400 | 400 | 1840 | 1840 | 1840 |  | 1607.48 |  | 13.8167 | 8.6888 |  | 0.6309 | 8.683
IESO_2_MISO_MI | IESO | MISO_MI | 2020 | B19 | 700 | 0 | 1840 | 1840 | 1840 |  | 0 |  | 10.778 | 5.4721 |  | 0.86125 | 8.683
IESO_2_MISO_MI | IESO | MISO_MI | 2020 | B20 | 935 | 0 | 1840 | 1840 | 1840 |  | 0 |  | 5.9113 | 0.30862 |  | 0.63094 | 8.683
IESO_2_MISO_MI | IESO | MISO_MI | 2025 | B1 | 10 | 0 | 1840 | 1840 | 1840 |  | 0 |  | 627.3532 | 10.1251 |  | 0.71616 | 32.716
IESO_2_MISO_MI | IESO | MISO_MI | 2025 | B2 | 25 | 25 | 1840 | 1840 | 1840 |  | 373.42 |  | 516.1076 | 32.7137 |  | 1.4729 | 32.716
IESO_2_MISO_MI | IESO | MISO_MI | 2025 | B3 | 75 | 75 | 1840 | 1840 | 1840 |  | 471.02 |  | 48.2397 | 32.7137 |  | 0.41301 | 32.716
IESO_2_MISO_MI | IESO | MISO_MI | 2025 | B4 | 100 | 100 | 1840 | 1840 | 1840 |  | 936.42 |  | 46.1506 | 32.7137 |  | 0.52683 | 32.716
IESO_2_MISO_MI | IESO | MISO_MI | 2025 | B5 | 200 | 200 | 1840 | 1840 | 1840 |  | 1413.39 |  | 89.939 | 32.7137 |  | 2.0534 | 32.716
IESO_2_MISO_MI | IESO | MISO_MI | 2025 | B6 | 300 | 300 | 1840 | 1840 | 1840 |  | 1807.35 |  | 89.8559 | 32.7137 |  | 3.0773 | 32.716
IESO_2_MISO_MI | IESO | MISO_MI | 2025 | B7 | 400 | 400 | 1840 | 1840 | 1840 |  | 1151.85 |  | 69.5819 | 32.7137 |  | 3.1773 | 32.716
IESO_2_MISO_MI | IESO | MISO_MI | 2025 | B8 | 500 | 500 | 1840 | 1840 | 1840 |  | 368 |  | 54.2103 | 32.7137 |  | 3.0942 | 32.716
IESO_2_MISO_MI | IESO | MISO_MI | 2025 | B9 | 800 | 0 | 1840 | 1840 | 1840 |  | 0 |  | 49.035 | 28.3693 |  | 4.4781 | 32.716
IESO_2_MISO_MI | IESO | MISO_MI | 2025 | B10 | 1262 | 0 | 1840 | 1840 | 1840 |  | 0 |  | 45.6164 | 20.0484 |  | 6.5717 | 32.716
IESO_2_MISO_MI | IESO | MISO_MI | 2025 | B11 | 25 | 25 | 1840 | 1840 | 1840 |  | 1523.45 |  | 74.7217 | 32.7137 |  | 0.21325 | 32.716
IESO_2_MISO_MI | IESO | MISO_MI | 2025 | B12 | 200 | 0 | 1840 | 1840 | 1840 |  | 0 |  | 62.0682 | 28.3218 |  | 1.4171 | 32.716
IESO_2_MISO_MI | IESO | MISO_MI | 2025 | B13 | 600 | 0 | 1840 | 1840 | 1840 |  | 0 |  | 54.507 | 23.1109 |  | 3.7334 | 32.716
IESO_2_MISO_MI | IESO | MISO_MI | 2025 | B14 | 900 | 0 | 1840 | 1840 | 1840 |  | 0 |  | 50.4594 | 19.4075 |  | 5.1842 | 32.716
IESO_2_MISO_MI | IESO | MISO_MI | 2025 | B15 | 1203 | 0 | 1840 | 1840 | 1840 |  | 0 |  | 44.2276 | 10.1726 |  | 6.0737 | 32.716
IESO_2_MISO_MI | IESO | MISO_MI | 2025 | B16 | 25 | 0 | 1840 | 1840 | 1840 |  | 0 |  | 46.0437 | 28.9391 |  | 0.1314 | 32.716
IESO_2_MISO_MI | IESO | MISO_MI | 2025 | B17 | 100 | 0 | 1840 | 1840 | 1840 |  | 0 |  | 24.832 | 22.0307 |  | 0.28347 | 32.716
IESO_2_MISO_MI | IESO | MISO_MI | 2025 | B18 | 400 | 0 | 1840 | 1840 | 1840 |  | 0 |  | 10.3981 | 17.6863 |  | 0.4748 | 32.716
IESO_2_MISO_MI | IESO | MISO_MI | 2025 | B19 | 700 | 0 | 1840 | 1840 | 1840 |  | 0 |  | 6.576 | 13.4962 |  | 0.52548 | 32.716
IESO_2_MISO_MI | IESO | MISO_MI | 2025 | B20 | 935 | 0 | 1840 | 1840 | 1840 |  | 0 |  | 0.03561 | 3.8221 |  | 0.0038008 | 32.716
IESO_2_MISO_MI | IESO | MISO_MI | 2030 | B1 | 10 | 0 | 1840 | 1840 | 1840 |  | 0 |  | 52.9046 | 23.1109 |  | 0.060393 | 47.0937
IESO_2_MISO_MI | IESO | MISO_MI | 2030 | B2 | 25 | 0 | 1840 | 1840 | 1840 |  | 0 |  | 53.5812 | 37.9959 |  | 0.15291 | 47.0937
IESO_2_MISO_MI | IESO | MISO_MI | 2030 | B3 | 75 | 0 | 1840 | 1840 | 1840 |  | 0 |  | 51.2903 | 41.7587 |  | 0.43913 | 47.0937
IESO_2_MISO_MI | IESO | MISO_MI | 2030 | B4 | 100 | 0 | 1840 | 1840 | 1840 |  | 0 |  | 122.0948 | 46.2693 |  | 1.3938 | 47.0937
IESO_2_MISO_MI | IESO | MISO_MI | 2030 | B5 | 200 | 0 | 1840 | 1840 | 1840 |  | 0 |  | 120.528 | 45.8775 |  | 2.7518 | 47.0937
IESO_2_MISO_MI | IESO | MISO_MI | 2030 | B6 | 300 | 300 | 1840 | 1840 | 1840 |  | 389.67 |  | 83.4224 | 47.0883 |  | 2.8569 | 47.0937
IESO_2_MISO_MI | IESO | MISO_MI | 2030 | B7 | 400 | 400 | 1840 | 1840 | 1840 |  | 554.72 |  | 71.8966 | 47.0883 |  | 3.2829 | 47.0937
IESO_2_MISO_MI | IESO | MISO_MI | 2030 | B8 | 500 | 500 | 1840 | 1840 | 1840 |  | 2256.64 |  | 67.5047 | 47.0883 |  | 3.853 | 47.0937
IESO_2_MISO_MI | IESO | MISO_MI | 2030 | B9 | 800 | 0 | 1840 | 1840 | 1840 |  | 0 |  | 64.1336 | 44.8923 |  | 5.857 | 47.0937
IESO_2_MISO_MI | IESO | MISO_MI | 2030 | B10 | 1262 | 0 | 1840 | 1840 | 1840 |  | 0 |  | 56.0264 | 39.3134 |  | 8.0714 | 47.0937
IESO_2_MISO_MI | IESO | MISO_MI | 2030 | B11 | 25 | 0 | 1840 | 1840 | 1840 |  | 0 |  | 66.3652 | 42.827 |  | 0.1894 | 47.0937
IESO_2_MISO_MI | IESO | MISO_MI | 2030 | B12 | 200 | 0 | 1840 | 1840 | 1840 |  | 0 |  | 66.3652 | 38.6368 |  | 1.5152 | 47.0937
IESO_2_MISO_MI | IESO | MISO_MI | 2030 | B13 | 600 | 0 | 1840 | 1840 | 1840 |  | 0 |  | 65.7242 | 34.6129 |  | 4.5017 | 47.0937
IESO_2_MISO_MI | IESO | MISO_MI | 2030 | B14 | 900 | 0 | 1840 | 1840 | 1840 |  | 0 |  | 55.0056 | 31.4674 |  | 5.6513 | 47.0937
IESO_2_MISO_MI | IESO | MISO_MI | 2030 | B15 | 1203 | 0 | 1840 | 1840 | 1840 |  | 0 |  | 53.8779 | 29.3783 |  | 7.399 | 47.0937
IESO_2_MISO_MI | IESO | MISO_MI | 2030 | B16 | 25 | 0 | 1840 | 1840 | 1840 |  | 0 |  | 75.0896 | 40.1562 |  | 0.2143 | 47.0937
IESO_2_MISO_MI | IESO | MISO_MI | 2030 | B17 | 100 | 0 | 1840 | 1840 | 1840 |  | 0 |  | 68.9172 | 44.8567 |  | 0.78673 | 47.0937
IESO_2_MISO_MI | IESO | MISO_MI | 2030 | B18 | 400 | 0 | 1840 | 1840 | 1840 |  | 0 |  | 68.9172 | 37.6635 |  | 3.1469 | 47.0937
IESO_2_MISO_MI | IESO | MISO_MI | 2030 | B19 | 700 | 0 | 1840 | 1840 | 1840 |  | 0 |  | 57.6526 | 34.1144 |  | 4.6069 | 47.0937
IESO_2_MISO_MI | IESO | MISO_MI | 2030 | B20 | 935 | 0 | 1840 | 1840 | 1840 |  | 0 |  | 56.7861 | 32.4407 |  | 6.0611 | 47.0937
IESO_2_MISO_MI | IESO | MISO_MI | 2035 | B1 | 10 | 0 | 1840 | 1840 | 1840 |  | 0 |  | 106.6401 | 21.7102 |  | 0.12174 | 41.578
IESO_2_MISO_MI | IESO | MISO_MI | 2035 | B2 | 25 | 0 | 1840 | 1840 | 1840 |  | 0 |  | 88.1348 | 31.3131 |  | 0.25153 | 41.578
IESO_2_MISO_MI | IESO | MISO_MI | 2035 | B3 | 75 | 75 | 1840 | 1840 | 1840 |  | 412.81 |  | 87.2089 | 41.5806 |  | 0.74665 | 41.578
IESO_2_MISO_MI | IESO | MISO_MI | 2035 | B4 | 100 | 0 | 1840 | 1840 | 1840 |  | 0 |  | 112.5632 | 40.9752 |  | 1.285 | 41.578
IESO_2_MISO_MI | IESO | MISO_MI | 2035 | B5 | 200 | 200 | 1840 | 1840 | 1840 |  | 94.53 |  | 71.5049 | 41.5806 |  | 1.6325 | 41.578
IESO_2_MISO_MI | IESO | MISO_MI | 2035 | B6 | 300 | 0 | 1840 | 1840 | 1840 |  | 0 |  | 76.6683 | 38.2333 |  | 2.6256 | 41.578
IESO_2_MISO_MI | IESO | MISO_MI | 2035 | B7 | 400 | 0 | 1840 | 1840 | 1840 |  | 0 |  | 69.1902 | 35.2302 |  | 3.1594 | 41.578
IESO_2_MISO_MI | IESO | MISO_MI | 2035 | B8 | 500 | 0 | 1840 | 1840 | 1840 |  | 0 |  | 64.4185 | 31.7166 |  | 3.6769 | 41.578
IESO_2_MISO_MI | IESO | MISO_MI | 2035 | B9 | 800 | 0 | 1840 | 1840 | 1840 |  | 0 |  | 52.1687 | 26.6482 |  | 4.7643 | 41.578
IESO_2_MISO_MI | IESO | MISO_MI | 2035 | B10 | 1262 | 0 | 1840 | 1840 | 1840 |  | 0 |  | 51.8838 | 20.2265 |  | 7.4746 | 41.578
IESO_2_MISO_MI | IESO | MISO_MI | 2035 | B11 | 25 | 0 | 1840 | 1840 | 1840 |  | 0 |  | 66.4957 | 25.746 |  | 0.18977 | 41.578
IESO_2_MISO_MI | IESO | MISO_MI | 2035 | B12 | 200 | 0 | 1840 | 1840 | 1840 |  | 0 |  | 63.0891 | 25.3662 |  | 1.4404 | 41.578
IESO_2_MISO_MI | IESO | MISO_MI | 2035 | B13 | 600 | 0 | 1840 | 1840 | 1840 |  | 0 |  | 55.0293 | 20.0722 |  | 3.7691 | 41.578
IESO_2_MISO_MI | IESO | MISO_MI | 2035 | B14 | 900 | 0 | 1840 | 1840 | 1840 |  | 0 |  | 49.0706 | 14.8731 |  | 5.0415 | 41.578
IESO_2_MISO_MI | IESO | MISO_MI | 2035 | B15 | 1203 | 0 | 1840 | 1840 | 1840 |  | 0 |  | 46.9933 | 12.0837 |  | 6.4535 | 41.578
IESO_2_MISO_MI | IESO | MISO_MI | 2035 | B16 | 25 | 0 | 1840 | 1840 | 1840 |  | 0 |  | 70.0211 | 17.1284 |  | 0.19983 | 41.578
IESO_2_MISO_MI | IESO | MISO_MI | 2035 | B17 | 100 | 0 | 1840 | 1840 | 1840 |  | 0 |  | 69.2971 | 17.1521 |  | 0.79106 | 41.578
IESO_2_MISO_MI | IESO | MISO_MI | 2035 | B18 | 400 | 0 | 1840 | 1840 | 1840 |  | 0 |  | 58.3292 | 10.778 |  | 2.6634 | 41.578
IESO_2_MISO_MI | IESO | MISO_MI | 2035 | B19 | 700 | 0 | 1840 | 1840 | 1840 |  | 0 |  | 51.0766 | 9.5672 |  | 4.0815 | 41.578
IESO_2_MISO_MI | IESO | MISO_MI | 2035 | B20 | 935 | 0 | 1840 | 1840 | 1840 |  | 0 |  | 47.4919 | 5.1397 |  | 5.0691 | 41.578
IESO_2_MISO_MI | IESO | MISO_MI | 2040 | B1 | 10 | 0 | 1840 | 1840 | 1840 |  | 0 |  | 124.0415 | 29.6275 |  | 0.14201 | 41.8123
IESO_2_MISO_MI | IESO | MISO_MI | 2040 | B2 | 25 | 25 | 1840 | 1644.81 | 1840 |  | 922.92 |  | 0 | 38.9573 |  | 0 | 41.8123
IESO_2_MISO_MI | IESO | MISO_MI | 2040 | B3 | 75 | 75 | 1840 | 1840 | 1840 |  | 40.49 |  | 124.0415 | 38.9573 |  | 1.065 | 41.8123
IESO_2_MISO_MI | IESO | MISO_MI | 2040 | B4 | 100 | 100 | 1840 | 1840 | 1840 |  | 694.08 |  | 183.3796 | 38.9573 |  | 2.0994 | 41.8123
IESO_2_MISO_MI | IESO | MISO_MI | 2040 | B5 | 200 | 200 | 1840 | 1840 | 1840 |  | 771.84 |  | 105.9398 | 38.9573 |  | 2.4256 | 41.8123
IESO_2_MISO_MI | IESO | MISO_MI | 2040 | B6 | 300 | 0 | 1840 | 1840 | 1840 |  | 0 |  | 101.2748 | 32.1914 |  | 3.4782 | 41.8123
IESO_2_MISO_MI | IESO | MISO_MI | 2040 | B7 | 400 | 0 | 1840 | 1840 | 1840 |  | 0 |  | 95.0194 | 19.9297 |  | 4.3512 | 41.8123
IESO_2_MISO_MI | IESO | MISO_MI | 2040 | B8 | 500 | 0 | 1840 | 1840 | 1840 |  | 0 |  | 78.9118 | 15.9295 |  | 4.517 | 41.8123
IESO_2_MISO_MI | IESO | MISO_MI | 2040 | B9 | 800 | 0 | 1840 | 1840 | 1840 |  | 0 |  | 78.4488 | 7.9885 |  | 7.1848 | 41.8123
IESO_2_MISO_MI | IESO | MISO_MI | 2040 | B10 | 1262 | 0 | 1840 | 1840 | 1840 |  | 0 |  | 26.3633 | 6.1724 |  | 3.8089 | 41.8123
IESO_2_MISO_MI | IESO | MISO_MI | 2040 | B11 | 25 | 0 | 1840 | 1840 | 1840 |  | 0 |  | 75.4101 | 12.3685 |  | 0.21583 | 41.8123
IESO_2_MISO_MI | IESO | MISO_MI | 2040 | B12 | 200 | 0 | 1840 | 1840 | 1840 |  | 0 |  | 75.3508 | 8.4989 |  | 1.7253 | 41.8123
IESO_2_MISO_MI | IESO | MISO_MI | 2040 | B13 | 600 | 0 | 1840 | 1840 | 1840 |  | 0 |  | 73.2973 | 4.4394 |  | 5.0347 | 41.8123
IESO_2_MISO_MI | IESO | MISO_MI | 2040 | B14 | 900 | 0 | 1840 | 1840 | 1840 |  | 0 |  | 73.2973 | 1.828 |  | 7.5521 | 41.8123
IESO_2_MISO_MI | IESO | MISO_MI | 2040 | B15 | 1203 | 0 | 1840 | 1840 | 0 |  | 0 |  | 5.9825 | 0 |  | 0.82392 | 41.8123
IESO_2_MISO_MI | IESO | MISO_MI | 2040 | B16 | 25 | 0 | 1840 | 1840 | 1840 |  | 0 |  | 78.1877 | 6.2792 |  | 0.22378 | 41.8123
IESO_2_MISO_MI | IESO | MISO_MI | 2040 | B17 | 100 | 0 | 1840 | 1840 | 1840 |  | 0 |  | 78.1877 | 10.1963 |  | 0.89511 | 41.8123
IESO_2_MISO_MI | IESO | MISO_MI | 2040 | B18 | 400 | 0 | 1840 | 1840 | 1840 |  | 0 |  | 77.2381 | 3.0862 |  | 3.5369 | 41.8123
IESO_2_MISO_MI | IESO | MISO_MI | 2040 | B19 | 700 | 0 | 1840 | 1840 | 1840 |  | 0 |  | 77.2381 | 1.2107 |  | 6.1897 | 41.8123
IESO_2_MISO_MI | IESO | MISO_MI | 2040 | B20 | 935 | 0 | 1840 | 1840 | 0 |  | 0 |  | 4.4869 | 0 |  | 0.48028 | 41.8123
IESO_2_MISO_MI | IESO | MISO_MI | 2045 | B1 | 10 | 10 | 1840 | 1201.55 | 1840 |  | 51.21 |  | 0 | 16.0008 |  | 0 | 18.7236
IESO_2_MISO_MI | IESO | MISO_MI | 2045 | B2 | 25 | 25 | 1840 | 0 | 1840 |  | 719.43 |  | 0 | 16.0008 |  | 0 | 18.7236
IESO_2_MISO_MI | IESO | MISO_MI | 2045 | B3 | 75 | 75 | 1840 | 769.67 | 1840 |  | 1451.8 |  | 0 | 16.0008 |  | 0 | 18.7236
IESO_2_MISO_MI | IESO | MISO_MI | 2045 | B4 | 100 | 100 | 1840 | 1840 | 1840 |  | 1922.82 |  | 1.5906 | 16.0008 |  | 0.04748 | 18.7236
IESO_2_MISO_MI | IESO | MISO_MI | 2045 | B5 | 200 | 200 | 1840 | 1840 | 1840 |  | 2278.01 |  | 5.9825 | 16.0008 |  | 0.35716 | 18.7236
IESO_2_MISO_MI | IESO | MISO_MI | 2045 | B6 | 300 | 0 | 1840 | 1580.44 | 1840 |  | 0 |  | 0 | 8.2259 |  | 0 | 18.7236
IESO_2_MISO_MI | IESO | MISO_MI | 2045 | B7 | 400 | 0 | 1840 | 1840 | 1840 |  | 0 |  | 3.9883 | 9.9827 |  | 0.47622 | 18.7236
IESO_2_MISO_MI | IESO | MISO_MI | 2045 | B8 | 500 | 0 | 1840 | 1840 | 1840 |  | 0 |  | 8.2259 | 7.395 |  | 1.2277 | 18.7236
IESO_2_MISO_MI | IESO | MISO_MI | 2045 | B9 | 800 | 0 | 1840 | 1840 | 357.7 |  | 0 |  | 57.8544 | 0 |  | 13.816 | 18.7236
IESO_2_MISO_MI | IESO | MISO_MI | 2045 | B10 | 1262 | 0 | 1840 | 0 | 0 |  | 0 |  | 0 | 0 |  | 0 | 18.7236
IESO_2_MISO_MI | IESO | MISO_MI | 2045 | B11 | 25 | 0 | 1840 | 1840 | 1828.07 |  | 0 |  | 110.4029 | 0 |  | 0.8239 | 18.7236
IESO_2_MISO_MI | IESO | MISO_MI | 2045 | B12 | 200 | 0 | 1840 | 1840 | 0 |  | 0 |  | 49.9964 | 0 |  | 2.9849 | 18.7236
IESO_2_MISO_MI | IESO | MISO_MI | 2045 | B13 | 600 | 0 | 1840 | 1840 | 0 |  | 0 |  | 5.9231 | 0 |  | 1.0609 | 18.7236
IESO_2_MISO_MI | IESO | MISO_MI | 2045 | B14 | 900 | 0 | 1840 | 1777.75 | 0 |  | 0 |  | 0 | 0 |  | 0 | 18.7236
IESO_2_MISO_MI | IESO | MISO_MI | 2045 | B15 | 1203 | 0 | 1840 | 0 | 0 |  | 0 |  | 0 | 0 |  | 0 | 18.7236
IESO_2_MISO_MI | IESO | MISO_MI | 2045 | B16 | 25 | 0 | 1840 | 1840 | 0 |  | 0 |  | 1.8755 | 0 |  | 0.013996 | 18.7236
IESO_2_MISO_MI | IESO | MISO_MI | 2045 | B17 | 100 | 0 | 1840 | 1840 | 0 |  | 0 |  | 114.5574 | 0 |  | 3.4196 | 18.7236
IESO_2_MISO_MI | IESO | MISO_MI | 2045 | B18 | 400 | 0 | 1840 | 1840 | 0 |  | 0 |  | 6.1724 | 0 |  | 0.737 | 18.7236
IESO_2_MISO_MI | IESO | MISO_MI | 2045 | B19 | 700 | 0 | 1840 | 1384.7 | 0 |  | 0 |  | 0 | 0 |  | 0 | 18.7236
IESO_2_MISO_MI | IESO | MISO_MI | 2045 | B20 | 935 | 0 | 1840 | 0 | 0 |  | 0 |  | 0 | 0 |  | 0 | 18.7236
IESO_2_MISO_MI | IESO | MISO_MI | 2050 | B1 | 10 | 0 | 1840 | 475.4 | 1840 |  | 0 |  | 0 | 8.95 |  | 0 | 17.9539
IESO_2_MISO_MI | IESO | MISO_MI | 2050 | B2 | 25 | 25 | 1840 | 0 | 1840 |  | 490.62 |  | 0 | 13.7455 |  | 0 | 17.9539
IESO_2_MISO_MI | IESO | MISO_MI | 2050 | B3 | 75 | 75 | 1840 | 0 | 1840 |  | 688.1 |  | 0 | 13.7455 |  | 0 | 17.9539
IESO_2_MISO_MI | IESO | MISO_MI | 2050 | B4 | 100 | 100 | 1840 | 460.48 | 1840 |  | 2001.75 |  | 0 | 13.7455 |  | 0 | 17.9539
IESO_2_MISO_MI | IESO | MISO_MI | 2050 | B5 | 200 | 200 | 1840 | 998.76 | 1840 |  | 2731.47 |  | 0 | 13.7455 |  | 0 | 17.9539
IESO_2_MISO_MI | IESO | MISO_MI | 2050 | B6 | 300 | 0 | 1840 | 1840 | 1840 |  | 0 |  | 5.9825 | 9.7215 |  | 0.83476 | 17.9539
IESO_2_MISO_MI | IESO | MISO_MI | 2050 | B7 | 400 | 0 | 1840 | 1840 | 1840 |  | 0 |  | 104.183 | 10.9916 |  | 19.3829 | 17.9539
IESO_2_MISO_MI | IESO | MISO_MI | 2050 | B8 | 500 | 0 | 1840 | 1840 | 1840 |  | 0 |  | 6.7184 | 8.9025 |  | 1.5624 | 17.9539
IESO_2_MISO_MI | IESO | MISO_MI | 2050 | B9 | 800 | 0 | 1840 | 1840 | 1056.57 |  | 0 |  | 1.5075 | 0 |  | 0.56093 | 17.9539
IESO_2_MISO_MI | IESO | MISO_MI | 2050 | B10 | 1262 | 0 | 1840 | 0 | 0 |  | 0 |  | 0 | 0 |  | 0 | 17.9539
IESO_2_MISO_MI | IESO | MISO_MI | 2050 | B11 | 25 | 0 | 1840 | 1840 | 0 |  | 0 |  | 93.1676 | 0 |  | 1.0833 | 17.9539
IESO_2_MISO_MI | IESO | MISO_MI | 2050 | B12 | 200 | 0 | 1840 | 701.77 | 0 |  | 0 |  | 0 | 0 |  | 0 | 17.9539
IESO_2_MISO_MI | IESO | MISO_MI | 2050 | B13 | 600 | 0 | 1840 | 1406.56 | 0 |  | 0 |  | 0 | 0 |  | 0 | 17.9539
IESO_2_MISO_MI | IESO | MISO_MI | 2050 | B14 | 900 | 0 | 1840 | 917.59 | 0 |  | 0 |  | 0 | 0 |  | 0 | 17.9539
IESO_2_MISO_MI | IESO | MISO_MI | 2050 | B15 | 1203 | 0 | 1840 | 0 | 0 |  | 0 |  | 0 | 0 |  | 0 | 17.9539
IESO_2_MISO_MI | IESO | MISO_MI | 2050 | B16 | 25 | 0 | 1840 | 1840 | 0 |  | 0 |  | 14.1609 | 0 |  | 0.16466 | 17.9539
IESO_2_MISO_MI | IESO | MISO_MI | 2050 | B17 | 100 | 0 | 1840 | 1840 | 0 |  | 0 |  | 7.5137 | 0 |  | 0.34947 | 17.9539
IESO_2_MISO_MI | IESO | MISO_MI | 2050 | B18 | 400 | 0 | 1840 | 1107.9 | 0 |  | 0 |  | 0 | 0 |  | 0 | 17.9539
IESO_2_MISO_MI | IESO | MISO_MI | 2050 | B19 | 700 | 0 | 1840 | 1302.06 | 0 |  | 0 |  | 0 | 0 |  | 0 | 17.9539
IESO_2_MISO_MI | IESO | MISO_MI | 2050 | B20 | 935 | 0 | 1840 | 0 | 0 |  | 0 |  | 0 | 0 |  | 0 | 17.9539
IESO_2_MISO_W | IESO | MISO_W | 2015 | B1 | 10 | 0 | 140 | 0 | 0 |  | 0 |  | 0 | 0 |  | 0 | 3.7367
IESO_2_MISO_W | IESO | MISO_W | 2015 | B2 | 25 | 0 | 140 | 140 | 140 |  | 0 |  | 1.2107 | 0.79529 |  | 0.0038731 | 3.7367
IESO_2_MISO_W | IESO | MISO_W | 2015 | B3 | 75 | 75 | 140 | 140 | 140 |  | 492.3 |  | 12.689 | 3.7391 |  | 0.12178 | 3.7367
IESO_2_MISO_W | IESO | MISO_W | 2015 | B4 | 100 | 100 | 140 | 140 | 140 |  | 996.85 |  | 20.6182 | 3.7391 |  | 0.26383 | 3.7367
IESO_2_MISO_W | IESO | MISO_W | 2015 | B5 | 200 | 200 | 140 | 140 | 140 |  | 1555.31 |  | 12.2617 | 3.7391 |  | 0.3138 | 3.7367
IESO_2_MISO_W | IESO | MISO_W | 2015 | B6 | 300 | 0 | 140 | 140 | 140 |  | 0 |  | 12.5822 | 3.6441 |  | 0.483 | 3.7367
IESO_2_MISO_W | IESO | MISO_W | 2015 | B7 | 400 | 0 | 140 | 140 | 140 |  | 0 |  | 5.1635 | 3.5729 |  | 0.26428 | 3.7367
IESO_2_MISO_W | IESO | MISO_W | 2015 | B8 | 500 | 0 | 140 | 140 | 140 |  | 0 |  | 4.2613 | 2.1841 |  | 0.27264 | 3.7367
IESO_2_MISO_W | IESO | MISO_W | 2015 | B9 | 800 | 0 | 140 | 140 | 140 |  | 0 |  | 3.5373 | 1.7924 |  | 0.3621 | 3.7367
IESO_2_MISO_W | IESO | MISO_W | 2015 | B10 | 1262 | 0 | 140 | 140 | 140 |  | 0 |  | 2.3384 | 0.45106 |  | 0.37761 | 3.7367
IESO_2_MISO_W | IESO | MISO_W | 2015 | B11 | 25 | 25 | 140 | 140 | 140 |  | 2842.81 |  | 28.8678 | 3.7391 |  | 0.092348 | 3.7367
IESO_2_MISO_W | IESO | MISO_W | 2015 | B12 | 200 | 0 | 140 | 140 | 140 |  | 0 |  | 11.0628 | 3.383 |  | 0.28312 | 3.7367
IESO_2_MISO_W | IESO | MISO_W | 2015 | B13 | 600 | 0 | 140 | 140 | 140 |  | 0 |  | 5.9825 | 3.3473 |  | 0.45931 | 3.7367
IESO_2_MISO_W | IESO | MISO_W | 2015 | B14 | 900 | 0 | 140 | 140 | 140 |  | 0 |  | 3.929 | 1.4363 |  | 0.45247 | 3.7367
IESO_2_MISO_W | IESO | MISO_W | 2015 | B15 | 1203 | 0 | 140 | 140 | 140 |  | 0 |  | 2.3977 | 0.01187 |  | 0.3691 | 3.7367
IESO_2_MISO_W | IESO | MISO_W | 2015 | B16 | 25 | 25 | 140 | 140 | 140 |  | 493.83 |  | 13.5199 | 3.7391 |  | 0.04325 | 3.7367
IESO_2_MISO_W | IESO | MISO_W | 2015 | B17 | 100 | 0 | 140 | 140 | 140 |  | 0 |  | 11.6089 | 3.3592 |  | 0.14855 | 3.7367
IESO_2_MISO_W | IESO | MISO_W | 2015 | B18 | 400 | 0 | 140 | 140 | 140 |  | 0 |  | 5.6145 | 2.9438 |  | 0.28737 | 3.7367
IESO_2_MISO_W | IESO | MISO_W | 2015 | B19 | 700 | 0 | 140 | 140 | 140 |  | 0 |  | 4.2851 | 0.80716 |  | 0.38382 | 3.7367
IESO_2_MISO_W | IESO | MISO_W | 2015 | B20 | 935 | 0 | 140 | 0 | 0 |  | 0 |  | 0 | 0 |  | 0 | 3.7367
IESO_2_MISO_W | IESO | MISO_W | 2020 | B1 | 10 | 0 | 140 | 140 | 0 |  | 0 |  | 39.5865 | 0 |  | 0.04519 | 9.3267
IESO_2_MISO_W | IESO | MISO_W | 2020 | B2 | 25 | 0 | 140 | 140 | 112.76 |  | 0 |  | 13.9947 | 0 |  | 0.039939 | 9.3267
IESO_2_MISO_W | IESO | MISO_W | 2020 | B3 | 75 | 0 | 140 | 140 | 140 |  | 0 |  | 21.9832 | 9.0449 |  | 0.18821 | 9.3267
IESO_2_MISO_W | IESO | MISO_W | 2020 | B4 | 100 | 0 | 140 | 140 | 140 |  | 0 |  | 47.7293 | 8.7126 |  | 0.54485 | 9.3267
IESO_2_MISO_W | IESO | MISO_W | 2020 | B5 | 200 | 0 | 140 | 140 | 140 |  | 0 |  | 46.6254 | 8.7126 |  | 1.0645 | 9.3267
IESO_2_MISO_W | IESO | MISO_W | 2020 | B6 | 300 | 0 | 140 | 140 | 140 |  | 0 |  | 39.5152 | 8.7126 |  | 1.3533 | 9.3267
IESO_2_MISO_W | IESO | MISO_W | 2020 | B7 | 400 | 0 | 140 | 140 | 140 |  | 0 |  | 17.9831 | 8.7007 |  | 0.82114 | 9.3267
IESO_2_MISO_W | IESO | MISO_W | 2020 | B8 | 500 | 0 | 140 | 140 | 140 |  | 0 |  | 10.1251 | 8.7007 |  | 0.57792 | 9.3267
IESO_2_MISO_W | IESO | MISO_W | 2020 | B9 | 800 | 0 | 140 | 140 | 140 |  | 0 |  | 8.6888 | 8.1428 |  | 0.7935 | 9.3267
IESO_2_MISO_W | IESO | MISO_W | 2020 | B10 | 1262 | 0 | 140 | 140 | 140 |  | 0 |  | 8.2853 | 7.0745 |  | 1.1936 | 9.3267
IESO_2_MISO_W | IESO | MISO_W | 2020 | B11 | 25 | 0 | 140 | 140 | 140 |  | 0 |  | 38.8149 | 8.6058 |  | 0.11077 | 9.3267
IESO_2_MISO_W | IESO | MISO_W | 2020 | B12 | 200 | 0 | 140 | 140 | 140 |  | 0 |  | 20.0247 | 8.677 |  | 0.45718 | 9.3267
IESO_2_MISO_W | IESO | MISO_W | 2020 | B13 | 600 | 0 | 140 | 140 | 140 |  | 0 |  | 12.7959 | 6.9558 |  | 0.87643 | 9.3267
IESO_2_MISO_W | IESO | MISO_W | 2020 | B14 | 900 | 0 | 140 | 140 | 140 |  | 0 |  | 9.5672 | 3.6085 |  | 0.98293 | 9.3267
IESO_2_MISO_W | IESO | MISO_W | 2020 | B15 | 1203 | 0 | 140 | 140 | 140 |  | 0 |  | 6.5166 | 0.4748 |  | 0.89492 | 9.3267
IESO_2_MISO_W | IESO | MISO_W | 2020 | B16 | 25 | 0 | 140 | 140 | 140 |  | 0 |  | 40.5004 | 8.6532 |  | 0.11558 | 9.3267
IESO_2_MISO_W | IESO | MISO_W | 2020 | B17 | 100 | 0 | 140 | 140 | 140 |  | 0 |  | 19.2888 | 8.6414 |  | 0.22019 | 9.3267
IESO_2_MISO_W | IESO | MISO_W | 2020 | B18 | 400 | 0 | 140 | 140 | 140 |  | 0 |  | 13.8048 | 8.6651 |  | 0.63036 | 9.3267
IESO_2_MISO_W | IESO | MISO_W | 2020 | B19 | 700 | 0 | 140 | 140 | 140 |  | 0 |  | 10.778 | 5.4365 |  | 0.86125 | 9.3267
IESO_2_MISO_W | IESO | MISO_W | 2020 | B20 | 935 | 0 | 140 | 140 | 140 |  | 0 |  | 6.2199 | 0.30862 |  | 0.66388 | 9.3267
IESO_2_MISO_W | IESO | MISO_W | 2025 | B1 | 10 | 0 | 140 | 140 | 0 |  | 0 |  | 191.9735 | 0 |  | 0.2899 | 32.3074
IESO_2_MISO_W | IESO | MISO_W | 2025 | B2 | 25 | 0 | 140 | 140 | 140 |  | 0 |  | 22.8616 | 21.9951 |  | 0.086309 | 32.3074
IESO_2_MISO_W | IESO | MISO_W | 2025 | B3 | 75 | 0 | 140 | 140 | 140 |  | 0 |  | 48.9519 | 22.007 |  | 0.55442 | 32.3074
IESO_2_MISO_W | IESO | MISO_W | 2025 | B4 | 100 | 0 | 140 | 140 | 140 |  | 0 |  | 46.1743 | 31.7641 |  | 0.69729 | 32.3074
IESO_2_MISO_W | IESO | MISO_W | 2025 | B5 | 200 | 0 | 140 | 140 | 140 |  | 0 |  | 91.8857 | 31.503 |  | 2.7752 | 32.3074
IESO_2_MISO_W | IESO | MISO_W | 2025 | B6 | 300 | 0 | 140 | 140 | 140 |  | 0 |  | 89.8678 | 29.4139 |  | 4.0713 | 32.3074
IESO_2_MISO_W | IESO | MISO_W | 2025 | B7 | 400 | 0 | 140 | 140 | 140 |  | 0 |  | 69.5701 | 22.7548 |  | 4.2024 | 32.3074
IESO_2_MISO_W | IESO | MISO_W | 2025 | B8 | 500 | 0 | 140 | 140 | 140 |  | 0 |  | 54.1747 | 22.7192 |  | 4.0905 | 32.3074
IESO_2_MISO_W | IESO | MISO_W | 2025 | B9 | 800 | 0 | 140 | 140 | 140 |  | 0 |  | 49.0231 | 17.8881 |  | 5.9225 | 32.3074
IESO_2_MISO_W | IESO | MISO_W | 2025 | B10 | 1262 | 0 | 140 | 140 | 140 |  | 0 |  | 45.5927 | 4.6293 |  | 8.6889 | 32.3074
IESO_2_MISO_W | IESO | MISO_W | 2025 | B11 | 25 | 0 | 140 | 140 | 140 |  | 0 |  | 74.7098 | 18.8733 |  | 0.28205 | 32.3074
IESO_2_MISO_W | IESO | MISO_W | 2025 | B12 | 200 | 0 | 140 | 140 | 140 |  | 0 |  | 53.0352 | 12.8908 |  | 1.6018 | 32.3074
IESO_2_MISO_W | IESO | MISO_W | 2025 | B13 | 600 | 0 | 140 | 140 | 140 |  | 0 |  | 48.762 | 7.6918 |  | 4.4182 | 32.3074
IESO_2_MISO_W | IESO | MISO_W | 2025 | B14 | 900 | 0 | 140 | 140 | 140 |  | 0 |  | 33.4971 | 5.2228 |  | 4.5526 | 32.3074
IESO_2_MISO_W | IESO | MISO_W | 2025 | B15 | 1203 | 0 | 140 | 71.04 | 0 |  | 0 |  | 0 | 0 |  | 0 | 32.3074
IESO_2_MISO_W | IESO | MISO_W | 2025 | B16 | 25 | 0 | 140 | 140 | 140 |  | 0 |  | 0.01187 | 14.2084 |  | 4.4813e-05 | 32.3074
IESO_2_MISO_W | IESO | MISO_W | 2025 | B17 | 100 | 0 | 140 | 140 | 140 |  | 0 |  | 4.653 | 6.6116 |  | 0.070266 | 32.3074
IESO_2_MISO_W | IESO | MISO_W | 2025 | B18 | 400 | 0 | 140 | 140 | 140 |  | 0 |  | 4.653 | 2.279 |  | 0.28107 | 32.3074
IESO_2_MISO_W | IESO | MISO_W | 2025 | B19 | 700 | 0 | 140 | 140 | 140 |  | 0 |  | 4.653 | 0.01187 |  | 0.49186 | 32.3074
IESO_2_MISO_W | IESO | MISO_W | 2025 | B20 | 935 | 0 | 140 | 0 | 0 |  | 0 |  | 0 | 0 |  | 0 | 32.3074
IESO_2_MISO_W | IESO | MISO_W | 2030 | B1 | 10 | 0 | 140 | 140 | 140 |  | 0 |  | 50.7205 | 7.8936 |  | 0.067117 | 36.7562
IESO_2_MISO_W | IESO | MISO_W | 2030 | B2 | 25 | 0 | 140 | 140 | 140 |  | 0 |  | 53.5693 | 22.7785 |  | 0.17722 | 36.7562
IESO_2_MISO_W | IESO | MISO_W | 2030 | B3 | 75 | 75 | 140 | 140 | 140 |  | 886.72 |  | 51.3021 | 36.7614 |  | 0.50915 | 36.7562
IESO_2_MISO_W | IESO | MISO_W | 2030 | B4 | 100 | 100 | 140 | 140 | 140 |  | 1022.14 |  | 122.7595 | 36.7614 |  | 1.6244 | 36.7562
IESO_2_MISO_W | IESO | MISO_W | 2030 | B5 | 200 | 200 | 140 | 140 | 140 |  | 744.78 |  | 122.1067 | 36.7614 |  | 3.2316 | 36.7562
IESO_2_MISO_W | IESO | MISO_W | 2030 | B6 | 300 | 300 | 140 | 140 | 140 |  | 679.15 |  | 83.4342 | 36.7614 |  | 3.3122 | 36.7562
IESO_2_MISO_W | IESO | MISO_W | 2030 | B7 | 400 | 400 | 140 | 140 | 140 |  | 1034.2 |  | 71.8847 | 36.7614 |  | 3.8049 | 36.7562
IESO_2_MISO_W | IESO | MISO_W | 2030 | B8 | 500 | 0 | 140 | 140 | 140 |  | 0 |  | 67.4928 | 33.6633 |  | 4.4656 | 36.7562
IESO_2_MISO_W | IESO | MISO_W | 2030 | B9 | 800 | 0 | 140 | 140 | 140 |  | 0 |  | 64.1336 | 26.5176 |  | 6.7893 | 36.7562
IESO_2_MISO_W | IESO | MISO_W | 2030 | B10 | 1262 | 0 | 140 | 140 | 140 |  | 0 |  | 55.611 | 15.3835 |  | 9.2869 | 36.7562
IESO_2_MISO_W | IESO | MISO_W | 2030 | B11 | 25 | 0 | 140 | 140 | 140 |  | 0 |  | 69.2615 | 33.6515 |  | 0.22913 | 36.7562
IESO_2_MISO_W | IESO | MISO_W | 2030 | B12 | 200 | 0 | 140 | 140 | 140 |  | 0 |  | 57.1066 | 21.544 |  | 1.5114 | 36.7562
IESO_2_MISO_W | IESO | MISO_W | 2030 | B13 | 600 | 0 | 140 | 140 | 140 |  | 0 |  | 54.9937 | 19.36 |  | 4.3663 | 36.7562
IESO_2_MISO_W | IESO | MISO_W | 2030 | B14 | 900 | 0 | 140 | 140 | 140 |  | 0 |  | 0.01187 | 11.1934 |  | 0.0014137 | 36.7562
IESO_2_MISO_W | IESO | MISO_W | 2030 | B15 | 1203 | 0 | 140 | 0 | 140 |  | 0 |  | 0 | 7.6918 |  | 0 | 36.7562
IESO_2_MISO_W | IESO | MISO_W | 2030 | B16 | 25 | 0 | 140 | 140 | 140 |  | 0 |  | 55.7059 | 24.9033 |  | 0.18429 | 36.7562
IESO_2_MISO_W | IESO | MISO_W | 2030 | B17 | 100 | 0 | 140 | 140 | 140 |  | 0 |  | 55.7059 | 24.4285 |  | 0.73714 | 36.7562
IESO_2_MISO_W | IESO | MISO_W | 2030 | B18 | 400 | 0 | 140 | 140 | 140 |  | 0 |  | 57.6288 | 22.0545 |  | 3.0504 | 36.7562
IESO_2_MISO_W | IESO | MISO_W | 2030 | B19 | 700 | 0 | 140 | 140 | 140 |  | 0 |  | 57.6288 | 16.0008 |  | 5.3381 | 36.7562
IESO_2_MISO_W | IESO | MISO_W | 2030 | B20 | 935 | 0 | 140 | 140 | 140 |  | 0 |  | 2.5995 | 10.7661 |  | 0.32163 | 36.7562
IESO_2_MISO_W | IESO | MISO_W | 2035 | B1 | 10 | 0 | 140 | 140 | 0 |  | 0 |  | 106.6282 | 0 |  | 0.18717 | 36.9259
IESO_2_MISO_W | IESO | MISO_W | 2035 | B2 | 25 | 0 | 140 | 140 | 140 |  | 0 |  | 91.1497 | 6.7778 |  | 0.39999 | 36.9259
IESO_2_MISO_W | IESO | MISO_W | 2035 | B3 | 75 | 0 | 140 | 140 | 140 |  | 0 |  | 87.2208 | 17.0453 |  | 1.1482 | 36.9259
IESO_2_MISO_W | IESO | MISO_W | 2035 | B4 | 100 | 100 | 140 | 140 | 140 |  | 827.28 |  | 114.2844 | 36.9276 |  | 2.006 | 36.9259
IESO_2_MISO_W | IESO | MISO_W | 2035 | B5 | 200 | 200 | 140 | 140 | 140 |  | 1314.76 |  | 79.802 | 36.9276 |  | 2.8015 | 36.9259
IESO_2_MISO_W | IESO | MISO_W | 2035 | B6 | 300 | 300 | 140 | 140 | 140 |  | 115.38 |  | 80.6804 | 36.9276 |  | 4.2486 | 36.9259
IESO_2_MISO_W | IESO | MISO_W | 2035 | B7 | 400 | 0 | 140 | 140 | 140 |  | 0 |  | 72.7037 | 34.2687 |  | 5.1047 | 36.9259
IESO_2_MISO_W | IESO | MISO_W | 2035 | B8 | 500 | 0 | 140 | 140 | 140 |  | 0 |  | 64.4066 | 22.3868 |  | 5.6527 | 36.9259
IESO_2_MISO_W | IESO | MISO_W | 2035 | B9 | 800 | 0 | 140 | 140 | 140 |  | 0 |  | 51.8719 | 22.3868 |  | 7.2841 | 36.9259
IESO_2_MISO_W | IESO | MISO_W | 2035 | B10 | 1262 | 0 | 140 | 140 | 0 |  | 0 |  | 37.8534 | 0 |  | 8.3853 | 36.9259
IESO_2_MISO_W | IESO | MISO_W | 2035 | B11 | 25 | 0 | 140 | 140 | 140 |  | 0 |  | 66.5076 | 24.749 |  | 0.29185 | 36.9259
IESO_2_MISO_W | IESO | MISO_W | 2035 | B12 | 200 | 0 | 140 | 140 | 0 |  | 0 |  | 48.0735 | 0 |  | 1.6877 | 36.9259
IESO_2_MISO_W | IESO | MISO_W | 2035 | B13 | 600 | 0 | 140 | 140 | 0 |  | 0 |  | 44.7855 | 0 |  | 4.7167 | 36.9259
IESO_2_MISO_W | IESO | MISO_W | 2035 | B14 | 900 | 0 | 140 | 0 | 0 |  | 0 |  | 0 | 0 |  | 0 | 36.9259
IESO_2_MISO_W | IESO | MISO_W | 2035 | B15 | 1203 | 0 | 140 | 0 | 0 |  | 0 |  | 0 | 0 |  | 0 | 36.9259
IESO_2_MISO_W | IESO | MISO_W | 2035 | B16 | 25 | 0 | 140 | 68.63 | 0 |  | 0 |  | 0 | 0 |  | 0 | 36.9259
IESO_2_MISO_W | IESO | MISO_W | 2035 | B17 | 100 | 0 | 140 | 140 | 0 |  | 0 |  | 0.02374 | 0 |  | 0.00041671 | 36.9259
IESO_2_MISO_W | IESO | MISO_W | 2035 | B18 | 400 | 0 | 140 | 140 | 0 |  | 0 |  | 27.5503 | 0 |  | 1.9344 | 36.9259
IESO_2_MISO_W | IESO | MISO_W | 2035 | B19 | 700 | 0 | 140 | 140 | 0 |  | 0 |  | 27.5503 | 0 |  | 3.3851 | 36.9259
IESO_2_MISO_W | IESO | MISO_W | 2035 | B20 | 935 | 0 | 140 | 70.74 | 0 |  | 0 |  | 0 | 0 |  | 0 | 36.9259
IESO_2_MISO_W | IESO | MISO_W | 2040 | B1 | 10 | 0 | 140 | 140 | 140 |  | 0 |  | 124.0296 | 8.7244 |  | 0.47521 | 70.4065
IESO_2_MISO_W | IESO | MISO_W | 2040 | B2 | 25 | 0 | 140 | 0 | 140 |  | 0 |  | 0 | 18.0543 |  | 0 | 70.4065
IESO_2_MISO_W | IESO | MISO_W | 2040 | B3 | 75 | 0 | 140 | 140 | 140 |  | 0 |  | 132.0181 | 37.7347 |  | 3.7936 | 70.4065
IESO_2_MISO_W | IESO | MISO_W | 2040 | B4 | 100 | 0 | 140 | 140 | 140 |  | 0 |  | 187.3798 | 38.9573 |  | 7.1793 | 70.4065
IESO_2_MISO_W | IESO | MISO_W | 2040 | B5 | 200 | 0 | 140 | 140 | 140 |  | 0 |  | 120.4449 | 38.9455 |  | 9.2295 | 70.4065
IESO_2_MISO_W | IESO | MISO_W | 2040 | B6 | 300 | 0 | 140 | 140 | 140 |  | 0 |  | 113.4535 | 32.1677 |  | 13.0406 | 70.4065
IESO_2_MISO_W | IESO | MISO_W | 2040 | B7 | 400 | 0 | 140 | 140 | 140 |  | 0 |  | 99.8386 | 19.8941 |  | 15.3009 | 70.4065
IESO_2_MISO_W | IESO | MISO_W | 2040 | B8 | 500 | 0 | 140 | 140 | 140 |  | 0 |  | 78.9118 | 8.6414 |  | 15.1172 | 70.4065
IESO_2_MISO_W | IESO | MISO_W | 2040 | B9 | 800 | 0 | 140 | 140 | 89.66 |  | 0 |  | 78.4132 | 0 |  | 24.0347 | 70.4065
IESO_2_MISO_W | IESO | MISO_W | 2040 | B10 | 1262 | 0 | 140 | 0 | 0 |  | 0 |  | 0 | 0 |  | 0 | 70.4065
IESO_2_MISO_W | IESO | MISO_W | 2040 | B11 | 25 | 0 | 140 | 140 | 140 |  | 0 |  | 86.2593 | 12.3329 |  | 0.82624 | 70.4065
IESO_2_MISO_W | IESO | MISO_W | 2040 | B12 | 200 | 0 | 140 | 140 | 0 |  | 0 |  | 63.6588 | 0 |  | 4.8781 | 70.4065
IESO_2_MISO_W | IESO | MISO_W | 2040 | B13 | 600 | 0 | 140 | 0 | 0 |  | 0 |  | 0 | 0 |  | 0 | 70.4065
IESO_2_MISO_W | IESO | MISO_W | 2040 | B14 | 900 | 0 | 140 | 0 | 0 |  | 0 |  | 0 | 0 |  | 0 | 70.4065
IESO_2_MISO_W | IESO | MISO_W | 2040 | B15 | 1203 | 0 | 140 | 0 | 0 |  | 0 |  | 0 | 0 |  | 0 | 70.4065
IESO_2_MISO_W | IESO | MISO_W | 2040 | B16 | 25 | 0 | 140 | 0 | 0 |  | 0 |  | 0 | 0 |  | 0 | 70.4065
IESO_2_MISO_W | IESO | MISO_W | 2040 | B17 | 100 | 0 | 140 | 0 | 0 |  | 0 |  | 0 | 0 |  | 0 | 70.4065
IESO_2_MISO_W | IESO | MISO_W | 2040 | B18 | 400 | 0 | 140 | 0 | 0 |  | 0 |  | 0 | 0 |  | 0 | 70.4065
IESO_2_MISO_W | IESO | MISO_W | 2040 | B19 | 700 | 0 | 140 | 0 | 0 |  | 0 |  | 0 | 0 |  | 0 | 70.4065
IESO_2_MISO_W | IESO | MISO_W | 2040 | B20 | 935 | 0 | 140 | 0 | 0 |  | 0 |  | 0 | 0 |  | 0 | 70.4065
IESO_2_MISO_W | IESO | MISO_W | 2045 | B1 | 10 | 0 | 140 | 140 | 140 |  | 0 |  | 137.5377 | 12.5703 |  | 0.52696 | 24.7976
IESO_2_MISO_W | IESO | MISO_W | 2045 | B2 | 25 | 0 | 140 | 0 | 140 |  | 0 |  | 0 | 4.5818 |  | 0 | 24.7976
IESO_2_MISO_W | IESO | MISO_W | 2045 | B3 | 75 | 0 | 140 | 140 | 140 |  | 0 |  | 7.9766 | 6.1249 |  | 0.22921 | 24.7976
IESO_2_MISO_W | IESO | MISO_W | 2045 | B4 | 100 | 0 | 140 | 140 | 140 |  | 0 |  | 26.5769 | 16.0245 |  | 1.0183 | 24.7976
IESO_2_MISO_W | IESO | MISO_W | 2045 | B5 | 200 | 0 | 140 | 140 | 140 |  | 0 |  | 23.0041 | 16.0245 |  | 1.7628 | 24.7976
IESO_2_MISO_W | IESO | MISO_W | 2045 | B6 | 300 | 0 | 140 | 140 | 140 |  | 0 |  | 26.0903 | 8.1903 |  | 2.9989 | 24.7976
IESO_2_MISO_W | IESO | MISO_W | 2045 | B7 | 400 | 0 | 140 | 140 | 140 |  | 0 |  | 15.1105 | 9.9471 |  | 2.3158 | 24.7976
IESO_2_MISO_W | IESO | MISO_W | 2045 | B8 | 500 | 0 | 140 | 140 | 0 |  | 0 |  | 8.214 | 0 |  | 1.5736 | 24.7976
IESO_2_MISO_W | IESO | MISO_W | 2045 | B9 | 800 | 0 | 140 | 140 | 0 |  | 0 |  | 57.8425 | 0 |  | 17.7295 | 24.7976
IESO_2_MISO_W | IESO | MISO_W | 2045 | B10 | 1262 | 0 | 140 | 0 | 0 |  | 0 |  | 0 | 0 |  | 0 | 24.7976
IESO_2_MISO_W | IESO | MISO_W | 2045 | B11 | 25 | 0 | 140 | 140 | 0 |  | 0 |  | 112.765 | 0 |  | 1.0801 | 24.7976
IESO_2_MISO_W | IESO | MISO_W | 2045 | B12 | 200 | 0 | 140 | 140 | 0 |  | 0 |  | 49.9608 | 0 |  | 3.8284 | 24.7976
IESO_2_MISO_W | IESO | MISO_W | 2045 | B13 | 600 | 0 | 140 | 0 | 0 |  | 0 |  | 0 | 0 |  | 0 | 24.7976
IESO_2_MISO_W | IESO | MISO_W | 2045 | B14 | 900 | 0 | 140 | 0 | 0 |  | 0 |  | 0 | 0 |  | 0 | 24.7976
IESO_2_MISO_W | IESO | MISO_W | 2045 | B15 | 1203 | 0 | 140 | 0 | 0 |  | 0 |  | 0 | 0 |  | 0 | 24.7976
IESO_2_MISO_W | IESO | MISO_W | 2045 | B16 | 25 | 0 | 140 | 0 | 0 |  | 0 |  | 0 | 0 |  | 0 | 24.7976
IESO_2_MISO_W | IESO | MISO_W | 2045 | B17 | 100 | 0 | 140 | 0 | 0 |  | 0 |  | 0 | 0 |  | 0 | 24.7976
IESO_2_MISO_W | IESO | MISO_W | 2045 | B18 | 400 | 0 | 140 | 0 | 0 |  | 0 |  | 0 | 0 |  | 0 | 24.7976
IESO_2_MISO_W | IESO | MISO_W | 2045 | B19 | 700 | 0 | 140 | 0 | 0 |  | 0 |  | 0 | 0 |  | 0 | 24.7976
IESO_2_MISO_W | IESO | MISO_W | 2045 | B20 | 935 | 0 | 140 | 0 | 0 |  | 0 |  | 0 | 0 |  | 0 | 24.7976
IESO_2_MISO_W | IESO | MISO_W | 2050 | B1 | 10 | 0 | 140 | 140 | 140 |  | 0 |  | 253.0921 | 5.4958 |  | 1.6488 | 32.8154
IESO_2_MISO_W | IESO | MISO_W | 2050 | B2 | 25 | 0 | 140 | 0 | 140 |  | 0 |  | 0 | 2.4096 |  | 0 | 32.8154
IESO_2_MISO_W | IESO | MISO_W | 2050 | B3 | 75 | 0 | 140 | 0 | 140 |  | 0 |  | 0 | 2.4096 |  | 0 | 32.8154
IESO_2_MISO_W | IESO | MISO_W | 2050 | B4 | 100 | 0 | 140 | 140 | 140 |  | 0 |  | 12.8671 | 13.7455 |  | 0.83825 | 32.8154
IESO_2_MISO_W | IESO | MISO_W | 2050 | B5 | 200 | 0 | 140 | 140 | 140 |  | 0 |  | 25.9241 | 13.7692 |  | 3.3777 | 32.8154
IESO_2_MISO_W | IESO | MISO_W | 2050 | B6 | 300 | 0 | 140 | 140 | 140 |  | 0 |  | 35.9898 | 9.6859 |  | 7.0338 | 32.8154
IESO_2_MISO_W | IESO | MISO_W | 2050 | B7 | 400 | 0 | 140 | 140 | 140 |  | 0 |  | 104.2305 | 10.9679 |  | 27.161 | 32.8154
IESO_2_MISO_W | IESO | MISO_W | 2050 | B8 | 500 | 0 | 140 | 140 | 0 |  | 0 |  | 6.6828 | 0 |  | 2.1768 | 32.8154
IESO_2_MISO_W | IESO | MISO_W | 2050 | B9 | 800 | 0 | 140 | 0 | 0 |  | 0 |  | 0 | 0 |  | 0 | 32.8154
IESO_2_MISO_W | IESO | MISO_W | 2050 | B10 | 1262 | 0 | 140 | 0 | 0 |  | 0 |  | 0 | 0 |  | 0 | 32.8154
IESO_2_MISO_W | IESO | MISO_W | 2050 | B11 | 25 | 0 | 140 | 140 | 0 |  | 0 |  | 93.1676 | 0 |  | 1.5174 | 32.8154
IESO_2_MISO_W | IESO | MISO_W | 2050 | B12 | 200 | 0 | 140 | 0 | 0 |  | 0 |  | 0 | 0 |  | 0 | 32.8154
IESO_2_MISO_W | IESO | MISO_W | 2050 | B13 | 600 | 0 | 140 | 0 | 0 |  | 0 |  | 0 | 0 |  | 0 | 32.8154
IESO_2_MISO_W | IESO | MISO_W | 2050 | B14 | 900 | 0 | 140 | 0 | 0 |  | 0 |  | 0 | 0 |  | 0 | 32.8154
IESO_2_MISO_W | IESO | MISO_W | 2050 | B15 | 1203 | 0 | 140 | 0 | 0 |  | 0 |  | 0 | 0 |  | 0 | 32.8154
IESO_2_MISO_W | IESO | MISO_W | 2050 | B16 | 25 | 0 | 140 | 0 | 0 |  | 0 |  | 0 | 0 |  | 0 | 32.8154
IESO_2_MISO_W | IESO | MISO_W | 2050 | B17 | 100 | 0 | 140 | 0 | 0 |  | 0 |  | 0 | 0 |  | 0 | 32.8154
IESO_2_MISO_W | IESO | MISO_W | 2050 | B18 | 400 | 0 | 140 | 0 | 0 |  | 0 |  | 0 | 0 |  | 0 | 32.8154
IESO_2_MISO_W | IESO | MISO_W | 2050 | B19 | 700 | 0 | 140 | 0 | 0 |  | 0 |  | 0 | 0 |  | 0 | 32.8154
IESO_2_MISO_W | IESO | MISO_W | 2050 | B20 | 935 | 0 | 140 | 0 | 0 |  | 0 |  | 0 | 0 |  | 0 | 32.8154
IESO_2_NYISO_A-F | IESO | NYISO_A-F | 2015 | B1 | 10 | 0 | 1725 | 0 | 582.78 |  | 0 |  | 0 | 0 |  | 0 | 4.7428
IESO_2_NYISO_A-F | IESO | NYISO_A-F | 2015 | B2 | 25 | 0 | 1725 | 0 | 0 |  | 0 |  | 0 | 0 |  | 0 | 4.7428
IESO_2_NYISO_A-F | IESO | NYISO_A-F | 2015 | B3 | 75 | 0 | 1725 | 253.09 | 0 |  | 0 |  | 0 | 0 |  | 0 | 4.7428
IESO_2_NYISO_A-F | IESO | NYISO_A-F | 2015 | B4 | 100 | 0 | 1725 | 847.59 | 0 |  | 0 |  | 0 | 0 |  | 0 | 4.7428
IESO_2_NYISO_A-F | IESO | NYISO_A-F | 2015 | B5 | 200 | 0 | 1725 | 1476.12 | 0 |  | 0 |  | 0 | 0 |  | 0 | 4.7428
IESO_2_NYISO_A-F | IESO | NYISO_A-F | 2015 | B6 | 300 | 0 | 1725 | 1725 | 1602.45 |  | 0 |  | 8.2971 | 0 |  | 0.299 | 4.7428
IESO_2_NYISO_A-F | IESO | NYISO_A-F | 2015 | B7 | 400 | 400 | 1725 | 1725 | 1725 |  | 177.06 |  | 6.576 | 4.748 |  | 0.31596 | 4.7428
IESO_2_NYISO_A-F | IESO | NYISO_A-F | 2015 | B8 | 500 | 0 | 1725 | 1725 | 1725 |  | 0 |  | 6.0181 | 4.1308 |  | 0.36145 | 4.7428
IESO_2_NYISO_A-F | IESO | NYISO_A-F | 2015 | B9 | 800 | 0 | 1725 | 1725 | 1725 |  | 0 |  | 5.6976 | 4.1308 |  | 0.54752 | 4.7428
IESO_2_NYISO_A-F | IESO | NYISO_A-F | 2015 | B10 | 1262 | 0 | 1725 | 1725 | 1725 |  | 0 |  | 5.6976 | 4.1308 |  | 0.86371 | 4.7428
IESO_2_NYISO_A-F | IESO | NYISO_A-F | 2015 | B11 | 25 | 0 | 1725 | 1725 | 0 |  | 0 |  | 7.5018 | 0 |  | 0.022528 | 4.7428
IESO_2_NYISO_A-F | IESO | NYISO_A-F | 2015 | B12 | 200 | 0 | 1725 | 1725 | 1725 |  | 0 |  | 7.1339 | 1.2582 |  | 0.17138 | 4.7428
IESO_2_NYISO_A-F | IESO | NYISO_A-F | 2015 | B13 | 600 | 0 | 1725 | 1725 | 1725 |  | 0 |  | 5.2109 | 4.4512 |  | 0.37556 | 4.7428
IESO_2_NYISO_A-F | IESO | NYISO_A-F | 2015 | B14 | 900 | 0 | 1725 | 1725 | 1725 |  | 0 |  | 5.2109 | 2.8488 |  | 0.56334 | 4.7428
IESO_2_NYISO_A-F | IESO | NYISO_A-F | 2015 | B15 | 1203 | 0 | 1725 | 1725 | 1725 |  | 0 |  | 5.2109 | 2.8488 |  | 0.753 | 4.7428
IESO_2_NYISO_A-F | IESO | NYISO_A-F | 2015 | B16 | 25 | 0 | 1725 | 1711.53 | 0 |  | 0 |  | 0 | 0 |  | 0 | 4.7428
IESO_2_NYISO_A-F | IESO | NYISO_A-F | 2015 | B17 | 100 | 0 | 1725 | 1725 | 1725 |  | 0 |  | 8.3565 | 2.7776 |  | 0.10038 | 4.7428
IESO_2_NYISO_A-F | IESO | NYISO_A-F | 2015 | B18 | 400 | 400 | 1725 | 1725 | 1725 |  | 1269.35 |  | 7.9766 | 4.748 |  | 0.38326 | 4.7428
IESO_2_NYISO_A-F | IESO | NYISO_A-F | 2015 | B19 | 700 | 700 | 1725 | 1725 | 1725 |  | 573 |  | 7.9766 | 4.748 |  | 0.67071 | 4.7428
IESO_2_NYISO_A-F | IESO | NYISO_A-F | 2015 | B20 | 935 | 935 | 1725 | 1725 | 1725 |  | 412.58 |  | 7.9766 | 4.748 |  | 0.89587 | 4.7428
IESO_2_NYISO_A-F | IESO | NYISO_A-F | 2020 | B1 | 10 | 10 | 1725 | 469.88 | 1725 |  | 2473.86 |  | 0 | 5.6739 |  | 0 | 5.6715
IESO_2_NYISO_A-F | IESO | NYISO_A-F | 2020 | B2 | 25 | 25 | 1725 | 971.38 | 1725 |  | 1269.73 |  | 0 | 5.6739 |  | 0 | 5.6715
IESO_2_NYISO_A-F | IESO | NYISO_A-F | 2020 | B3 | 75 | 0 | 1725 | 1486.54 | 0 |  | 0 |  | 0 | 0 |  | 0 | 5.6715
IESO_2_NYISO_A-F | IESO | NYISO_A-F | 2020 | B4 | 100 | 0 | 1725 | 1725 | 0 |  | 0 |  | 19.9179 | 0 |  | 0.23026 | 5.6715
IESO_2_NYISO_A-F | IESO | NYISO_A-F | 2020 | B5 | 200 | 0 | 1725 | 1725 | 0 |  | 0 |  | 8.6532 | 0 |  | 0.20007 | 5.6715
IESO_2_NYISO_A-F | IESO | NYISO_A-F | 2020 | B6 | 300 | 0 | 1725 | 1725 | 0 |  | 0 |  | 8.7838 | 0 |  | 0.30464 | 5.6715
IESO_2_NYISO_A-F | IESO | NYISO_A-F | 2020 | B7 | 400 | 0 | 1725 | 1725 | 1725 |  | 0 |  | 8.7838 | 0.93773 |  | 0.40619 | 5.6715
IESO_2_NYISO_A-F | IESO | NYISO_A-F | 2020 | B8 | 500 | 0 | 1725 | 1725 | 1725 |  | 0 |  | 6.0537 | 5.5196 |  | 0.34992 | 5.6715
IESO_2_NYISO_A-F | IESO | NYISO_A-F | 2020 | B9 | 800 | 800 | 1725 | 1725 | 1725 |  | 631.5 |  | 6.0537 | 5.6739 |  | 0.55988 | 5.6715
IESO_2_NYISO_A-F | IESO | NYISO_A-F | 2020 | B10 | 1262 | 1262 | 1725 | 1725 | 1725 |  | 349.46 |  | 6.0537 | 5.6739 |  | 0.88321 | 5.6715
IESO_2_NYISO_A-F | IESO | NYISO_A-F | 2020 | B11 | 25 | 0 | 1725 | 1725 | 0 |  | 0 |  | 9.0687 | 0 |  | 0.02621 | 5.6715
IESO_2_NYISO_A-F | IESO | NYISO_A-F | 2020 | B12 | 200 | 0 | 1725 | 1725 | 1725 |  | 0 |  | 9.0687 | 1.5431 |  | 0.20968 | 5.6715
IESO_2_NYISO_A-F | IESO | NYISO_A-F | 2020 | B13 | 600 | 0 | 1725 | 1725 | 1725 |  | 0 |  | 6.8253 | 1.0564 |  | 0.47343 | 5.6715
IESO_2_NYISO_A-F | IESO | NYISO_A-F | 2020 | B14 | 900 | 0 | 1725 | 1725 | 1725 |  | 0 |  | 6.7066 | 1.0564 |  | 0.69779 | 5.6715
IESO_2_NYISO_A-F | IESO | NYISO_A-F | 2020 | B15 | 1203 | 0 | 1725 | 1725 | 1725 |  | 0 |  | 6.7066 | 1.0564 |  | 0.93271 | 5.6715
IESO_2_NYISO_A-F | IESO | NYISO_A-F | 2020 | B16 | 25 | 0 | 1725 | 1725 | 0 |  | 0 |  | 9.5316 | 0 |  | 0.027548 | 5.6715
IESO_2_NYISO_A-F | IESO | NYISO_A-F | 2020 | B17 | 100 | 0 | 1725 | 1725 | 1725 |  | 0 |  | 9.5316 | 1.1633 |  | 0.11019 | 5.6715
IESO_2_NYISO_A-F | IESO | NYISO_A-F | 2020 | B18 | 400 | 0 | 1725 | 1725 | 1725 |  | 0 |  | 9.1399 | 4.3563 |  | 0.42265 | 5.6715
IESO_2_NYISO_A-F | IESO | NYISO_A-F | 2020 | B19 | 700 | 0 | 1725 | 1725 | 1725 |  | 0 |  | 9.1399 | 4.3563 |  | 0.73965 | 5.6715
IESO_2_NYISO_A-F | IESO | NYISO_A-F | 2020 | B20 | 935 | 0 | 1725 | 1725 | 1725 |  | 0 |  | 9.1399 | 4.3563 |  | 0.98795 | 5.6715
IESO_2_NYISO_A-F | IESO | NYISO_A-F | 2025 | B1 | 10 | 10 | 1725 | 1410.13 | 1725 |  | 400.9 |  | 0 | 26.2802 |  | 0 | 26.278
IESO_2_NYISO_A-F | IESO | NYISO_A-F | 2025 | B2 | 25 | 0 | 1725 | 1725 | 1725 |  | 0 |  | 69.6769 | 16.9385 |  | 0.19908 | 26.278
IESO_2_NYISO_A-F | IESO | NYISO_A-F | 2025 | B3 | 75 | 0 | 1725 | 1725 | 1725 |  | 0 |  | 26.3633 | 15.2292 |  | 0.22597 | 26.278
IESO_2_NYISO_A-F | IESO | NYISO_A-F | 2025 | B4 | 100 | 0 | 1725 | 1725 | 1725 |  | 0 |  | 22.648 | 13.8286 |  | 0.25883 | 26.278
IESO_2_NYISO_A-F | IESO | NYISO_A-F | 2025 | B5 | 200 | 0 | 1725 | 1725 | 1725 |  | 0 |  | 67.2198 | 13.2825 |  | 1.5365 | 26.278
IESO_2_NYISO_A-F | IESO | NYISO_A-F | 2025 | B6 | 300 | 0 | 1725 | 1725 | 1725 |  | 0 |  | 48.9163 | 11.1934 |  | 1.6771 | 26.278
IESO_2_NYISO_A-F | IESO | NYISO_A-F | 2025 | B7 | 400 | 0 | 1725 | 1725 | 1725 |  | 0 |  | 48.9163 | 17.7813 |  | 2.2362 | 26.278
IESO_2_NYISO_A-F | IESO | NYISO_A-F | 2025 | B8 | 500 | 0 | 1725 | 1725 | 1725 |  | 0 |  | 47.0645 | 22.9091 |  | 2.6894 | 26.278
IESO_2_NYISO_A-F | IESO | NYISO_A-F | 2025 | B9 | 800 | 0 | 1725 | 1725 | 1725 |  | 0 |  | 45.8894 | 22.9091 |  | 4.1956 | 26.278
IESO_2_NYISO_A-F | IESO | NYISO_A-F | 2025 | B10 | 1262 | 0 | 1725 | 1725 | 1725 |  | 0 |  | 45.8894 | 22.9091 |  | 6.6186 | 26.278
IESO_2_NYISO_A-F | IESO | NYISO_A-F | 2025 | B11 | 25 | 0 | 1725 | 1725 | 1725 |  | 0 |  | 47.2426 | 15.1817 |  | 0.13498 | 26.278
IESO_2_NYISO_A-F | IESO | NYISO_A-F | 2025 | B12 | 200 | 0 | 1725 | 1725 | 1725 |  | 0 |  | 47.2663 | 16.1907 |  | 1.0804 | 26.278
IESO_2_NYISO_A-F | IESO | NYISO_A-F | 2025 | B13 | 600 | 0 | 1725 | 1725 | 1725 |  | 0 |  | 46.5067 | 13.6149 |  | 3.189 | 26.278
IESO_2_NYISO_A-F | IESO | NYISO_A-F | 2025 | B14 | 900 | 0 | 1725 | 1725 | 1725 |  | 0 |  | 44.6668 | 13.6149 |  | 4.5943 | 26.278
IESO_2_NYISO_A-F | IESO | NYISO_A-F | 2025 | B15 | 1203 | 0 | 1725 | 1725 | 1725 |  | 0 |  | 44.6668 | 13.6149 |  | 6.141 | 26.278
IESO_2_NYISO_A-F | IESO | NYISO_A-F | 2025 | B16 | 25 | 0 | 1725 | 1725 | 1725 |  | 0 |  | 3.5966 | 10.042 |  | 0.010276 | 26.278
IESO_2_NYISO_A-F | IESO | NYISO_A-F | 2025 | B17 | 100 | 0 | 1725 | 1725 | 1725 |  | 0 |  | 3.4542 | 10.042 |  | 0.039476 | 26.278
IESO_2_NYISO_A-F | IESO | NYISO_A-F | 2025 | B18 | 400 | 0 | 1725 | 1725 | 1725 |  | 0 |  | 2.2316 | 7.7155 |  | 0.10201 | 26.278
IESO_2_NYISO_A-F | IESO | NYISO_A-F | 2025 | B19 | 700 | 0 | 1725 | 1725 | 1725 |  | 0 |  | 0.58163 | 6.9558 |  | 0.04653 | 26.278
IESO_2_NYISO_A-F | IESO | NYISO_A-F | 2025 | B20 | 935 | 0 | 1725 | 1725 | 1725 |  | 0 |  | 0.58163 | 6.9558 |  | 0.062151 | 26.278
IESO_2_NYISO_A-F | IESO | NYISO_A-F | 2030 | B1 | 10 | 0 | 1725 | 1725 | 1725 |  | 0 |  | 17.2234 | 30.1735 |  | 0.019661 | 45.058
IESO_2_NYISO_A-F | IESO | NYISO_A-F | 2030 | B2 | 25 | 25 | 1725 | 1725 | 1725 |  | 361.5 |  | 389.6565 | 45.0585 |  | 1.112 | 45.058
IESO_2_NYISO_A-F | IESO | NYISO_A-F | 2030 | B3 | 75 | 0 | 1725 | 1725 | 1725 |  | 0 |  | 17.2234 | 33.9126 |  | 0.14746 | 45.058
IESO_2_NYISO_A-F | IESO | NYISO_A-F | 2030 | B4 | 100 | 0 | 1725 | 1725 | 1725 |  | 0 |  | 91.4465 | 29.2714 |  | 1.0439 | 45.058
IESO_2_NYISO_A-F | IESO | NYISO_A-F | 2030 | B5 | 200 | 0 | 1725 | 1725 | 1725 |  | 0 |  | 67.659 | 29.7462 |  | 1.5447 | 45.058
IESO_2_NYISO_A-F | IESO | NYISO_A-F | 2030 | B6 | 300 | 0 | 1725 | 1725 | 1725 |  | 0 |  | 67.659 | 33.9482 |  | 2.3171 | 45.058
IESO_2_NYISO_A-F | IESO | NYISO_A-F | 2030 | B7 | 400 | 0 | 1725 | 1725 | 1725 |  | 0 |  | 65.9022 | 41.1058 |  | 3.0092 | 45.058
IESO_2_NYISO_A-F | IESO | NYISO_A-F | 2030 | B8 | 500 | 0 | 1725 | 1725 | 1725 |  | 0 |  | 62.1276 | 42.0554 |  | 3.5461 | 45.058
IESO_2_NYISO_A-F | IESO | NYISO_A-F | 2030 | B9 | 800 | 800 | 1725 | 1725 | 1725 |  | 51.68 |  | 62.1276 | 45.0585 |  | 5.6738 | 45.058
IESO_2_NYISO_A-F | IESO | NYISO_A-F | 2030 | B10 | 1262 | 1262 | 1725 | 1725 | 1725 |  | 30.9 |  | 62.1276 | 45.0585 |  | 8.9503 | 45.058
IESO_2_NYISO_A-F | IESO | NYISO_A-F | 2030 | B11 | 25 | 0 | 1725 | 1725 | 1725 |  | 0 |  | 55.1718 | 41.4857 |  | 0.15745 | 45.058
IESO_2_NYISO_A-F | IESO | NYISO_A-F | 2030 | B12 | 200 | 0 | 1725 | 1725 | 1725 |  | 0 |  | 64.8102 | 37.2481 |  | 1.4797 | 45.058
IESO_2_NYISO_A-F | IESO | NYISO_A-F | 2030 | B13 | 600 | 0 | 1725 | 1725 | 1725 |  | 0 |  | 55.1718 | 35.1945 |  | 3.7789 | 45.058
IESO_2_NYISO_A-F | IESO | NYISO_A-F | 2030 | B14 | 900 | 0 | 1725 | 1725 | 1725 |  | 0 |  | 55.1718 | 31.871 |  | 5.6683 | 45.058
IESO_2_NYISO_A-F | IESO | NYISO_A-F | 2030 | B15 | 1203 | 0 | 1725 | 1725 | 1725 |  | 0 |  | 55.1718 | 31.871 |  | 7.5767 | 45.058
IESO_2_NYISO_A-F | IESO | NYISO_A-F | 2030 | B16 | 25 | 0 | 1725 | 1725 | 1725 |  | 0 |  | 64.1573 | 42.5896 |  | 0.1831 | 45.058
IESO_2_NYISO_A-F | IESO | NYISO_A-F | 2030 | B17 | 100 | 0 | 1725 | 1725 | 1725 |  | 0 |  | 56.9048 | 41.0108 |  | 0.6496 | 45.058
IESO_2_NYISO_A-F | IESO | NYISO_A-F | 2030 | B18 | 400 | 0 | 1725 | 1725 | 1725 |  | 0 |  | 56.9048 | 36.4409 |  | 2.5984 | 45.058
IESO_2_NYISO_A-F | IESO | NYISO_A-F | 2030 | B19 | 700 | 0 | 1725 | 1725 | 1725 |  | 0 |  | 56.9048 | 36.4409 |  | 4.5472 | 45.058
IESO_2_NYISO_A-F | IESO | NYISO_A-F | 2030 | B20 | 935 | 0 | 1725 | 1725 | 1725 |  | 0 |  | 56.9048 | 36.4409 |  | 6.0737 | 45.058
IESO_2_NYISO_A-F | IESO | NYISO_A-F | 2035 | B1 | 10 | 0 | 1725 | 126.46 | 1725 |  | 0 |  | 0 | 27.7877 |  | 0 | 33.6832
IESO_2_NYISO_A-F | IESO | NYISO_A-F | 2035 | B2 | 25 | 25 | 1725 | 1725 | 1725 |  | 686.46 |  | 14.4221 | 33.6871 |  | 0.093359 | 33.6832
IESO_2_NYISO_A-F | IESO | NYISO_A-F | 2035 | B3 | 75 | 0 | 1725 | 1725 | 1725 |  | 0 |  | 14.4221 | 18.0899 |  | 0.28008 | 33.6832
IESO_2_NYISO_A-F | IESO | NYISO_A-F | 2035 | B4 | 100 | 0 | 1725 | 1725 | 1725 |  | 0 |  | 48.8451 | 4.0239 |  | 1.2648 | 33.6832
IESO_2_NYISO_A-F | IESO | NYISO_A-F | 2035 | B5 | 200 | 0 | 1725 | 1725 | 1725 |  | 0 |  | 44.3463 | 0.53415 |  | 2.2965 | 33.6832
IESO_2_NYISO_A-F | IESO | NYISO_A-F | 2035 | B6 | 300 | 0 | 1725 | 1725 | 1725 |  | 0 |  | 49.5573 | 18.3273 |  | 3.8496 | 33.6832
IESO_2_NYISO_A-F | IESO | NYISO_A-F | 2035 | B7 | 400 | 0 | 1725 | 1725 | 1725 |  | 0 |  | 49.5573 | 27.6334 |  | 5.1328 | 33.6832
IESO_2_NYISO_A-F | IESO | NYISO_A-F | 2035 | B8 | 500 | 0 | 1725 | 1725 | 1725 |  | 0 |  | 47.848 | 25.8529 |  | 6.1947 | 33.6832
IESO_2_NYISO_A-F | IESO | NYISO_A-F | 2035 | B9 | 800 | 0 | 1725 | 1725 | 1725 |  | 0 |  | 47.848 | 25.8529 |  | 9.9115 | 33.6832
IESO_2_NYISO_A-F | IESO | NYISO_A-F | 2035 | B10 | 1262 | 0 | 1725 | 1725 | 1725 |  | 0 |  | 47.848 | 25.8529 |  | 15.6355 | 33.6832
IESO_2_NYISO_A-F | IESO | NYISO_A-F | 2035 | B11 | 25 | 0 | 1725 | 1603.2 | 1725 |  | 0 |  | 0 | 19.7873 |  | 0 | 33.6832
IESO_2_NYISO_A-F | IESO | NYISO_A-F | 2035 | B12 | 200 | 0 | 1725 | 1725 | 1725 |  | 0 |  | 4.8667 | 21.4016 |  | 0.25203 | 33.6832
IESO_2_NYISO_A-F | IESO | NYISO_A-F | 2035 | B13 | 600 | 0 | 1725 | 1717.58 | 1725 |  | 0 |  | 0 | 17.8287 |  | 0 | 33.6832
IESO_2_NYISO_A-F | IESO | NYISO_A-F | 2035 | B14 | 900 | 0 | 1725 | 1719.86 | 1725 |  | 0 |  | 0 | 16.6536 |  | 0 | 33.6832
IESO_2_NYISO_A-F | IESO | NYISO_A-F | 2035 | B15 | 1203 | 0 | 1725 | 1721.03 | 1725 |  | 0 |  | 0 | 16.6536 |  | 0 | 33.6832
IESO_2_NYISO_A-F | IESO | NYISO_A-F | 2035 | B16 | 25 | 0 | 1725 | 1197.93 | 1725 |  | 0 |  | 0 | 15.526 |  | 0 | 33.6832
IESO_2_NYISO_A-F | IESO | NYISO_A-F | 2035 | B17 | 100 | 0 | 1725 | 1183.61 | 1725 |  | 0 |  | 0 | 10.8254 |  | 0 | 33.6832
IESO_2_NYISO_A-F | IESO | NYISO_A-F | 2035 | B18 | 400 | 0 | 1725 | 1102.85 | 1725 |  | 0 |  | 0 | 10.8254 |  | 0 | 33.6832
IESO_2_NYISO_A-F | IESO | NYISO_A-F | 2035 | B19 | 700 | 0 | 1725 | 996.88 | 1725 |  | 0 |  | 0 | 10.8136 |  | 0 | 33.6832
IESO_2_NYISO_A-F | IESO | NYISO_A-F | 2035 | B20 | 935 | 0 | 1725 | 1063.19 | 1725 |  | 0 |  | 0 | 10.8136 |  | 0 | 33.6832
IESO_2_NYISO_A-F | IESO | NYISO_A-F | 2040 | B1 | 10 | 0 | 1725 | 510.68 | 1725 |  | 0 |  | 0 | 30.7908 |  | 0 | 59.2137
IESO_2_NYISO_A-F | IESO | NYISO_A-F | 2040 | B2 | 25 | 0 | 1725 | 1489.53 | 1725 |  | 0 |  | 0 | 40.1087 |  | 0 | 59.2137
IESO_2_NYISO_A-F | IESO | NYISO_A-F | 2040 | B3 | 75 | 0 | 1725 | 1725 | 1725 |  | 0 |  | 90.9123 | 40.085 |  | 1.8747 | 59.2137
IESO_2_NYISO_A-F | IESO | NYISO_A-F | 2040 | B4 | 100 | 0 | 1725 | 1725 | 1725 |  | 0 |  | 142.2145 | 11.6682 |  | 3.9102 | 59.2137
IESO_2_NYISO_A-F | IESO | NYISO_A-F | 2040 | B5 | 200 | 0 | 1725 | 1725 | 1725 |  | 0 |  | 109.1684 | 13.0095 |  | 6.0032 | 59.2137
IESO_2_NYISO_A-F | IESO | NYISO_A-F | 2040 | B6 | 300 | 0 | 1725 | 1725 | 1725 |  | 0 |  | 95.2805 | 13.876 |  | 7.8593 | 59.2137
IESO_2_NYISO_A-F | IESO | NYISO_A-F | 2040 | B7 | 400 | 0 | 1725 | 1725 | 1725 |  | 0 |  | 94.8176 | 12.143 |  | 10.4281 | 59.2137
IESO_2_NYISO_A-F | IESO | NYISO_A-F | 2040 | B8 | 500 | 0 | 1725 | 1725 | 1725 |  | 0 |  | 86.8765 | 9.9115 |  | 11.9434 | 59.2137
IESO_2_NYISO_A-F | IESO | NYISO_A-F | 2040 | B9 | 800 | 0 | 1725 | 1725 | 1725 |  | 0 |  | 65.1426 | 9.7097 |  | 14.3289 | 59.2137
IESO_2_NYISO_A-F | IESO | NYISO_A-F | 2040 | B10 | 1262 | 0 | 1725 | 1725 | 1725 |  | 0 |  | 65.1426 | 9.7097 |  | 22.6038 | 59.2137
IESO_2_NYISO_A-F | IESO | NYISO_A-F | 2040 | B11 | 25 | 0 | 1725 | 839.97 | 1725 |  | 0 |  | 0 | 8.6176 |  | 0 | 59.2137
IESO_2_NYISO_A-F | IESO | NYISO_A-F | 2040 | B12 | 200 | 0 | 1725 | 1082.43 | 1725 |  | 0 |  | 0 | 6.6116 |  | 0 | 59.2137
IESO_2_NYISO_A-F | IESO | NYISO_A-F | 2040 | B13 | 600 | 0 | 1725 | 590.11 | 1725 |  | 0 |  | 0 | 5.5314 |  | 0 | 59.2137
IESO_2_NYISO_A-F | IESO | NYISO_A-F | 2040 | B14 | 900 | 0 | 1725 | 429.75 | 1725 |  | 0 |  | 0 | 5.5314 |  | 0 | 59.2137
IESO_2_NYISO_A-F | IESO | NYISO_A-F | 2040 | B15 | 1203 | 0 | 1725 | 354.32 | 1725 |  | 0 |  | 0 | 5.5314 |  | 0 | 59.2137
IESO_2_NYISO_A-F | IESO | NYISO_A-F | 2040 | B16 | 25 | 0 | 1725 | 0 | 1725 |  | 0 |  | 0 | 7.395 |  | 0 | 59.2137
IESO_2_NYISO_A-F | IESO | NYISO_A-F | 2040 | B17 | 100 | 0 | 1725 | 0 | 1725 |  | 0 |  | 0 | 7.395 |  | 0 | 59.2137
IESO_2_NYISO_A-F | IESO | NYISO_A-F | 2040 | B18 | 400 | 0 | 1725 | 0 | 1725 |  | 0 |  | 0 | 4.202 |  | 0 | 59.2137
IESO_2_NYISO_A-F | IESO | NYISO_A-F | 2040 | B19 | 700 | 0 | 1725 | 0 | 1725 |  | 0 |  | 0 | 4.202 |  | 0 | 59.2137
IESO_2_NYISO_A-F | IESO | NYISO_A-F | 2040 | B20 | 935 | 0 | 1725 | 0 | 1725 |  | 0 |  | 0 | 4.202 |  | 0 | 59.2137
IESO_2_NYISO_A-F | IESO | NYISO_A-F | 2045 | B1 | 10 | 0 | 1725 | 0 | 1620.63 |  | 0 |  | 0 | 0 |  | 0 | 0
IESO_2_NYISO_A-F | IESO | NYISO_A-F | 2045 | B2 | 25 | 25 | 1725 | 1265.17 | 1725 |  | 94.71 |  | 0 | 0.01187 |  | 0 | 0
IESO_2_NYISO_A-F | IESO | NYISO_A-F | 2045 | B3 | 75 | 0 | 1725 | 435.15 | 0 |  | 0 |  | 0 | 0 |  | 0 | 0
IESO_2_NYISO_A-F | IESO | NYISO_A-F | 2045 | B4 | 100 | 0 | 1725 | 69.09 | 0 |  | 0 |  | 0 | 0 |  | 0 | 0
IESO_2_NYISO_A-F | IESO | NYISO_A-F | 2045 | B5 | 200 | 0 | 1725 | 624.41 | 0 |  | 0 |  | 0 | 0 |  | 0 | 0
IESO_2_NYISO_A-F | IESO | NYISO_A-F | 2045 | B6 | 300 | 0 | 1725 | 562.45 | 0 |  | 0 |  | 0 | 0 |  | 0 | 0
IESO_2_NYISO_A-F | IESO | NYISO_A-F | 2045 | B7 | 400 | 0 | 1725 | 908.25 | 104.28 |  | 0 |  | 0 | 0 |  | 0 | 0
IESO_2_NYISO_A-F | IESO | NYISO_A-F | 2045 | B8 | 500 | 0 | 1725 | 1411.59 | 761.55 |  | 0 |  | 0 | 0 |  | 0 | 0
IESO_2_NYISO_A-F | IESO | NYISO_A-F | 2045 | B9 | 800 | 0 | 1725 | 1723.55 | 0 |  | 0 |  | 0 | 0 |  | 0 | 0
IESO_2_NYISO_A-F | IESO | NYISO_A-F | 2045 | B10 | 1262 | 0 | 1725 | 997.7 | 0 |  | 0 |  | 0 | 0 |  | 0 | 0
IESO_2_NYISO_A-F | IESO | NYISO_A-F | 2045 | B11 | 25 | 0 | 1725 | 0 | 0 |  | 0 |  | 0 | 0 |  | 0 | 0
IESO_2_NYISO_A-F | IESO | NYISO_A-F | 2045 | B12 | 200 | 0 | 1725 | 0 | 0 |  | 0 |  | 0 | 0 |  | 0 | 0
IESO_2_NYISO_A-F | IESO | NYISO_A-F | 2045 | B13 | 600 | 0 | 1725 | 0 | 0 |  | 0 |  | 0 | 0 |  | 0 | 0
IESO_2_NYISO_A-F | IESO | NYISO_A-F | 2045 | B14 | 900 | 0 | 1725 | 0 | 0 |  | 0 |  | 0 | 0 |  | 0 | 0
IESO_2_NYISO_A-F | IESO | NYISO_A-F | 2045 | B15 | 1203 | 0 | 1725 | 0 | 0 |  | 0 |  | 0 | 0 |  | 0 | 0
IESO_2_NYISO_A-F | IESO | NYISO_A-F | 2045 | B16 | 25 | 0 | 1725 | 0 | 0 |  | 0 |  | 0 | 0 |  | 0 | 0
IESO_2_NYISO_A-F | IESO | NYISO_A-F | 2045 | B17 | 100 | 0 | 1725 | 0 | 0 |  | 0 |  | 0 | 0 |  | 0 | 0
IESO_2_NYISO_A-F | IESO | NYISO_A-F | 2045 | B18 | 400 | 0 | 1725 | 0 | 0 |  | 0 |  | 0 | 0 |  | 0 | 0
IESO_2_NYISO_A-F | IESO | NYISO_A-F | 2045 | B19 | 700 | 0 | 1725 | 0 | 0 |  | 0 |  | 0 | 0 |  | 0 | 0
IESO_2_NYISO_A-F | IESO | NYISO_A-F | 2045 | B20 | 935 | 0 | 1725 | 0 | 0 |  | 0 |  | 0 | 0 |  | 0 | 0
IESO_2_NYISO_A-F | IESO | NYISO_A-F | 2050 | B1 | 10 | 10 | 1725 | 0 | 1725 |  | 618.77 |  | 0 | 3.2761 |  | 0 | 3.2746
IESO_2_NYISO_A-F | IESO | NYISO_A-F | 2050 | B2 | 25 | 25 | 1725 | 1725 | 1725 |  | 390.01 |  | 63.8962 | 3.2761 |  | 2.2033 | 3.2746
IESO_2_NYISO_A-F | IESO | NYISO_A-F | 2050 | B3 | 75 | 0 | 1725 | 1626.1 | 1478.71 |  | 0 |  | 0 | 0 |  | 0 | 3.2746
IESO_2_NYISO_A-F | IESO | NYISO_A-F | 2050 | B4 | 100 | 0 | 1725 | 1717.37 | 384.56 |  | 0 |  | 0 | 0 |  | 0 | 3.2746
IESO_2_NYISO_A-F | IESO | NYISO_A-F | 2050 | B5 | 200 | 0 | 1725 | 1725 | 0 |  | 0 |  | 1.9942 | 0 |  | 0.55011 | 3.2746
IESO_2_NYISO_A-F | IESO | NYISO_A-F | 2050 | B6 | 300 | 0 | 1725 | 554.57 | 1142.49 |  | 0 |  | 0 | 0 |  | 0 | 3.2746
IESO_2_NYISO_A-F | IESO | NYISO_A-F | 2050 | B7 | 400 | 0 | 1725 | 1150.24 | 535.07 |  | 0 |  | 0 | 0 |  | 0 | 3.2746
IESO_2_NYISO_A-F | IESO | NYISO_A-F | 2050 | B8 | 500 | 0 | 1725 | 1725 | 832.99 |  | 0 |  | 2.3384 | 0 |  | 1.6127 | 3.2746
IESO_2_NYISO_A-F | IESO | NYISO_A-F | 2050 | B9 | 800 | 0 | 1725 | 1621.78 | 264.8 |  | 0 |  | 0 | 0 |  | 0 | 3.2746
IESO_2_NYISO_A-F | IESO | NYISO_A-F | 2050 | B10 | 1262 | 0 | 1725 | 1436.76 | 164.91 |  | 0 |  | 0 | 0 |  | 0 | 3.2746
IESO_2_NYISO_A-F | IESO | NYISO_A-F | 2050 | B11 | 25 | 0 | 1725 | 0 | 0 |  | 0 |  | 0 | 0 |  | 0 | 3.2746
IESO_2_NYISO_A-F | IESO | NYISO_A-F | 2050 | B12 | 200 | 0 | 1725 | 238.8 | 0 |  | 0 |  | 0 | 0 |  | 0 | 3.2746
IESO_2_NYISO_A-F | IESO | NYISO_A-F | 2050 | B13 | 600 | 0 | 1725 | 0 | 0 |  | 0 |  | 0 | 0 |  | 0 | 3.2746
IESO_2_NYISO_A-F | IESO | NYISO_A-F | 2050 | B14 | 900 | 0 | 1725 | 0 | 0 |  | 0 |  | 0 | 0 |  | 0 | 3.2746
IESO_2_NYISO_A-F | IESO | NYISO_A-F | 2050 | B15 | 1203 | 0 | 1725 | 0 | 0 |  | 0 |  | 0 | 0 |  | 0 | 3.2746
IESO_2_NYISO_A-F | IESO | NYISO_A-F | 2050 | B16 | 25 | 0 | 1725 | 0 | 0 |  | 0 |  | 0 | 0 |  | 0 | 3.2746
IESO_2_NYISO_A-F | IESO | NYISO_A-F | 2050 | B17 | 100 | 0 | 1725 | 0 | 0 |  | 0 |  | 0 | 0 |  | 0 | 3.2746
IESO_2_NYISO_A-F | IESO | NYISO_A-F | 2050 | B18 | 400 | 0 | 1725 | 0 | 0 |  | 0 |  | 0 | 0 |  | 0 | 3.2746
IESO_2_NYISO_A-F | IESO | NYISO_A-F | 2050 | B19 | 700 | 0 | 1725 | 0 | 0 |  | 0 |  | 0 | 0 |  | 0 | 3.2746
IESO_2_NYISO_A-F | IESO | NYISO_A-F | 2050 | B20 | 935 | 0 | 1725 | 0 | 0 |  | 0 |  | 0 | 0 |  | 0 | 3.2746
MAPP_CA_2_IESO | MAPP_CA | IESO | 2015 | B1 | 10 | 0 | 330 | 131.7 | 0 |  | 0 |  | 0 | 0 |  | 0 | 0
MAPP_CA_2_IESO | MAPP_CA | IESO | 2015 | B2 | 25 | 0 | 330 | 0 | 0 |  | 0 |  | 0 | 0 |  | 0 | 0
MAPP_CA_2_IESO | MAPP_CA | IESO | 2015 | B3 | 75 | 0 | 330 | 0 | 0 |  | 0 |  | 0 | 0 |  | 0 | 0
MAPP_CA_2_IESO | MAPP_CA | IESO | 2015 | B4 | 100 | 0 | 330 | 0 | 0 |  | 0 |  | 0 | 0 |  | 0 | 0
MAPP_CA_2_IESO | MAPP_CA | IESO | 2015 | B5 | 200 | 0 | 330 | 0 | 0 |  | 0 |  | 0 | 0 |  | 0 | 0
MAPP_CA_2_IESO | MAPP_CA | IESO | 2015 | B6 | 300 | 0 | 330 | 0 | 0 |  | 0 |  | 0 | 0 |  | 0 | 0
MAPP_CA_2_IESO | MAPP_CA | IESO | 2015 | B7 | 400 | 0 | 330 | 0 | 0 |  | 0 |  | 0 | 0 |  | 0 | 0
MAPP_CA_2_IESO | MAPP_CA | IESO | 2015 | B8 | 500 | 0 | 330 | 0 | 0 |  | 0 |  | 0 | 0 |  | 0 | 0
MAPP_CA_2_IESO | MAPP_CA | IESO | 2015 | B9 | 800 | 0 | 330 | 0 | 0 |  | 0 |  | 0 | 0 |  | 0 | 0
MAPP_CA_2_IESO | MAPP_CA | IESO | 2015 | B10 | 1262 | 0 | 330 | 0 | 0 |  | 0 |  | 0 | 0 |  | 0 | 0
MAPP_CA_2_IESO | MAPP_CA | IESO | 2015 | B11 | 25 | 0 | 330 | 0 | 0 |  | 0 |  | 0 | 0 |  | 0 | 0
MAPP_CA_2_IESO | MAPP_CA | IESO | 2015 | B12 | 200 | 0 | 330 | 0 | 0 |  | 0 |  | 0 | 0 |  | 0 | 0
MAPP_CA_2_IESO | MAPP_CA | IESO | 2015 | B13 | 600 | 0 | 330 | 0 | 0 |  | 0 |  | 0 | 0 |  | 0 | 0
MAPP_CA_2_IESO | MAPP_CA | IESO | 2015 | B14 | 900 | 0 | 330 | 0 | 0 |  | 0 |  | 0 | 0 |  | 0 | 0
MAPP_CA_2_IESO | MAPP_CA | IESO | 2015 | B15 | 1203 | 0 | 330 | 0 | 0 |  | 0 |  | 0 | 0 |  | 0 | 0
MAPP_CA_2_IESO | MAPP_CA | IESO | 2015 | B16 | 25 | 0 | 330 | 0 | 0 |  | 0 |  | 0 | 0 |  | 0 | 0
MAPP_CA_2_IESO | MAPP_CA | IESO | 2015 | B17 | 100 | 0 | 330 | 0 | 0 |  | 0 |  | 0 | 0 |  | 0 | 0
MAPP_CA_2_IESO | MAPP_CA | IESO | 2015 | B18 | 400 | 0 | 330 | 0 | 0 |  | 0 |  | 0 | 0 |  | 0 | 0
MAPP_CA_2_IESO | MAPP_CA | IESO | 2015 | B19 | 700 | 0 | 330 | 0 | 0 |  | 0 |  | 0 | 0 |  | 0 | 0
MAPP_CA_2_IESO | MAPP_CA | IESO | 2015 | B20 | 935 | 0 | 330 | 0 | 0 |  | 0 |  | 0 | 0 |  | 0 | 0
MAPP_CA_2_IESO | MAPP_CA | IESO | 2020 | B1 | 10 | 0 | 330 | 0 | 0 |  | 0 |  | 0 | 0 |  | 0 | 0
MAPP_CA_2_IESO | MAPP_CA | IESO | 2020 | B2 | 25 | 0 | 330 | 0 | 0 |  | 0 |  | 0 | 0 |  | 0 | 0
MAPP_CA_2_IESO | MAPP_CA | IESO | 2020 | B3 | 75 | 0 | 330 | 0 | 0 |  | 0 |  | 0 | 0 |  | 0 | 0
MAPP_CA_2_IESO | MAPP_CA | IESO | 2020 | B4 | 100 | 0 | 330 | 0 | 0 |  | 0 |  | 0 | 0 |  | 0 | 0
MAPP_CA_2_IESO | MAPP_CA | IESO | 2020 | B5 | 200 | 0 | 330 | 0 | 0 |  | 0 |  | 0 | 0 |  | 0 | 0
MAPP_CA_2_IESO | MAPP_CA | IESO | 2020 | B6 | 300 | 0 | 330 | 0 | 0 |  | 0 |  | 0 | 0 |  | 0 | 0
MAPP_CA_2_IESO | MAPP_CA | IESO | 2020 | B7 | 400 | 0 | 330 | 0 | 0 |  | 0 |  | 0 | 0 |  | 0 | 0
MAPP_CA_2_IESO | MAPP_CA | IESO | 2020 | B8 | 500 | 0 | 330 | 0 | 0 |  | 0 |  | 0 | 0 |  | 0 | 0
MAPP_CA_2_IESO | MAPP_CA | IESO | 2020 | B9 | 800 | 0 | 330 | 0 | 0 |  | 0 |  | 0 | 0 |  | 0 | 0
MAPP_CA_2_IESO | MAPP_CA | IESO | 2020 | B10 | 1262 | 0 | 330 | 0 | 0 |  | 0 |  | 0 | 0 |  | 0 | 0
MAPP_CA_2_IESO | MAPP_CA | IESO | 2020 | B11 | 25 | 0 | 330 | 0 | 0 |  | 0 |  | 0 | 0 |  | 0 | 0
MAPP_CA_2_IESO | MAPP_CA | IESO | 2020 | B12 | 200 | 0 | 330 | 0 | 0 |  | 0 |  | 0 | 0 |  | 0 | 0
MAPP_CA_2_IESO | MAPP_CA | IESO | 2020 | B13 | 600 | 0 | 330 | 0 | 0 |  | 0 |  | 0 | 0 |  | 0 | 0
MAPP_CA_2_IESO | MAPP_CA | IESO | 2020 | B14 | 900 | 0 | 330 | 0 | 0 |  | 0 |  | 0 | 0 |  | 0 | 0
MAPP_CA_2_IESO | MAPP_CA | IESO | 2020 | B15 | 1203 | 0 | 330 | 0 | 0 |  | 0 |  | 0 | 0 |  | 0 | 0
MAPP_CA_2_IESO | MAPP_CA | IESO | 2020 | B16 | 25 | 0 | 330 | 0 | 0 |  | 0 |  | 0 | 0 |  | 0 | 0
MAPP_CA_2_IESO | MAPP_CA | IESO | 2020 | B17 | 100 | 0 | 330 | 0 | 0 |  | 0 |  | 0 | 0 |  | 0 | 0
MAPP_CA_2_IESO | MAPP_CA | IESO | 2020 | B18 | 400 | 0 | 330 | 0 | 0 |  | 0 |  | 0 | 0 |  | 0 | 0
MAPP_CA_2_IESO | MAPP_CA | IESO | 2020 | B19 | 700 | 0 | 330 | 0 | 0 |  | 0 |  | 0 | 0 |  | 0 | 0
MAPP_CA_2_IESO | MAPP_CA | IESO | 2020 | B20 | 935 | 0 | 330 | 0 | 0 |  | 0 |  | 0 | 0 |  | 0 | 0
MAPP_CA_2_IESO | MAPP_CA | IESO | 2025 | B1 | 10 | 0 | 330 | 329.64 | 55.3 |  | 0 |  | 0 | 0 |  | 0 | 0
MAPP_CA_2_IESO | MAPP_CA | IESO | 2025 | B2 | 25 | 0 | 330 | 259.51 | 0 |  | 0 |  | 0 | 0 |  | 0 | 0
MAPP_CA_2_IESO | MAPP_CA | IESO | 2025 | B3 | 75 | 0 | 330 | 0 | 0 |  | 0 |  | 0 | 0 |  | 0 | 0
MAPP_CA_2_IESO | MAPP_CA | IESO | 2025 | B4 | 100 | 0 | 330 | 0 | 0 |  | 0 |  | 0 | 0 |  | 0 | 0
MAPP_CA_2_IESO | MAPP_CA | IESO | 2025 | B5 | 200 | 0 | 330 | 0 | 0 |  | 0 |  | 0 | 0 |  | 0 | 0
MAPP_CA_2_IESO | MAPP_CA | IESO | 2025 | B6 | 300 | 0 | 330 | 0 | 0 |  | 0 |  | 0 | 0 |  | 0 | 0
MAPP_CA_2_IESO | MAPP_CA | IESO | 2025 | B7 | 400 | 0 | 330 | 0 | 0 |  | 0 |  | 0 | 0 |  | 0 | 0
MAPP_CA_2_IESO | MAPP_CA | IESO | 2025 | B8 | 500 | 0 | 330 | 0 | 0 |  | 0 |  | 0 | 0 |  | 0 | 0
MAPP_CA_2_IESO | MAPP_CA | IESO | 2025 | B9 | 800 | 0 | 330 | 0 | 0 |  | 0 |  | 0 | 0 |  | 0 | 0
MAPP_CA_2_IESO | MAPP_CA | IESO | 2025 | B10 | 1262 | 0 | 330 | 0 | 0 |  | 0 |  | 0 | 0 |  | 0 | 0
MAPP_CA_2_IESO | MAPP_CA | IESO | 2025 | B11 | 25 | 0 | 330 | 0 | 0 |  | 0 |  | 0 | 0 |  | 0 | 0
MAPP_CA_2_IESO | MAPP_CA | IESO | 2025 | B12 | 200 | 0 | 330 | 0 | 0 |  | 0 |  | 0 | 0 |  | 0 | 0
MAPP_CA_2_IESO | MAPP_CA | IESO | 2025 | B13 | 600 | 0 | 330 | 0 | 0 |  | 0 |  | 0 | 0 |  | 0 | 0
MAPP_CA_2_IESO | MAPP_CA | IESO | 2025 | B14 | 900 | 0 | 330 | 0 | 0 |  | 0 |  | 0 | 0 |  | 0 | 0
MAPP_CA_2_IESO | MAPP_CA | IESO | 2025 | B15 | 1203 | 0 | 330 | 0 | 0 |  | 0 |  | 0 | 0 |  | 0 | 0
MAPP_CA_2_IESO | MAPP_CA | IESO | 2025 | B16 | 25 | 0 | 330 | 0 | 0 |  | 0 |  | 0 | 0 |  | 0 | 0
MAPP_CA_2_IESO | MAPP_CA | IESO | 2025 | B17 | 100 | 0 | 330 | 0 | 0 |  | 0 |  | 0 | 0 |  | 0 | 0
MAPP_CA_2_IESO | MAPP_CA | IESO | 2025 | B18 | 400 | 0 | 330 | 0 | 0 |  | 0 |  | 0 | 0 |  | 0 | 0
MAPP_CA_2_IESO | MAPP_CA | IESO | 2025 | B19 | 700 | 0 | 330 | 0 | 0 |  | 0 |  | 0 | 0 |  | 0 | 0
MAPP_CA_2_IESO | MAPP_CA | IESO | 2025 | B20 | 935 | 0 | 330 | 0 | 0 |  | 0 |  | 0 | 0 |  | 0 | 0
MAPP_CA_2_IESO | MAPP_CA | IESO | 2030 | B1 | 10 | 0 | 330 | 330 | 53.77 |  | 0 |  | 3.6322 | 0 |  | 3.6322 | 2.7242
MAPP_CA_2_IESO | MAPP_CA | IESO | 2030 | B2 | 25 | 0 | 330 | 300.13 | 0 |  | 0 |  | 0 | 0 |  | 0 | 2.7242
MAPP_CA_2_IESO | MAPP_CA | IESO | 2030 | B3 | 75 | 0 | 330 | 177.44 | 0 |  | 0 |  | 0 | 0 |  | 0 | 2.7242
MAPP_CA_2_IESO | MAPP_CA | IESO | 2030 | B4 | 100 | 0 | 330 | 0 | 0 |  | 0 |  | 0 | 0 |  | 0 | 2.7242
MAPP_CA_2_IESO | MAPP_CA | IESO | 2030 | B5 | 200 | 0 | 330 | 0 | 0 |  | 0 |  | 0 | 0 |  | 0 | 2.7242
MAPP_CA_2_IESO | MAPP_CA | IESO | 2030 | B6 | 300 | 0 | 330 | 0 | 0 |  | 0 |  | 0 | 0 |  | 0 | 2.7242
MAPP_CA_2_IESO | MAPP_CA | IESO | 2030 | B7 | 400 | 0 | 330 | 0 | 0 |  | 0 |  | 0 | 0 |  | 0 | 2.7242
MAPP_CA_2_IESO | MAPP_CA | IESO | 2030 | B8 | 500 | 0 | 330 | 0 | 0 |  | 0 |  | 0 | 0 |  | 0 | 2.7242
MAPP_CA_2_IESO | MAPP_CA | IESO | 2030 | B9 | 800 | 0 | 330 | 0 | 0 |  | 0 |  | 0 | 0 |  | 0 | 2.7242
MAPP_CA_2_IESO | MAPP_CA | IESO | 2030 | B10 | 1262 | 0 | 330 | 0 | 0 |  | 0 |  | 0 | 0 |  | 0 | 2.7242
MAPP_CA_2_IESO | MAPP_CA | IESO | 2030 | B11 | 25 | 0 | 330 | 0 | 0 |  | 0 |  | 0 | 0 |  | 0 | 2.7242
MAPP_CA_2_IESO | MAPP_CA | IESO | 2030 | B12 | 200 | 0 | 330 | 0 | 0 |  | 0 |  | 0 | 0 |  | 0 | 2.7242
MAPP_CA_2_IESO | MAPP_CA | IESO | 2030 | B13 | 600 | 0 | 330 | 0 | 0 |  | 0 |  | 0 | 0 |  | 0 | 2.7242
MAPP_CA_2_IESO | MAPP_CA | IESO | 2030 | B14 | 900 | 0 | 330 | 0 | 0 |  | 0 |  | 0 | 0 |  | 0 | 2.7242
MAPP_CA_2_IESO | MAPP_CA | IESO | 2030 | B15 | 1203 | 0 | 330 | 0 | 0 |  | 0 |  | 0 | 0 |  | 0 | 2.7242
MAPP_CA_2_IESO | MAPP_CA | IESO | 2030 | B16 | 25 | 0 | 330 | 0 | 0 |  | 0 |  | 0 | 0 |  | 0 | 2.7242
MAPP_CA_2_IESO | MAPP_CA | IESO | 2030 | B17 | 100 | 0 | 330 | 0 | 0 |  | 0 |  | 0 | 0 |  | 0 | 2.7242
MAPP_CA_2_IESO | MAPP_CA | IESO | 2030 | B18 | 400 | 0 | 330 | 0 | 0 |  | 0 |  | 0 | 0 |  | 0 | 2.7242
MAPP_CA_2_IESO | MAPP_CA | IESO | 2030 | B19 | 700 | 0 | 330 | 0 | 0 |  | 0 |  | 0 | 0 |  | 0 | 2.7242
MAPP_CA_2_IESO | MAPP_CA | IESO | 2030 | B20 | 935 | 0 | 330 | 0 | 0 |  | 0 |  | 0 | 0 |  | 0 | 2.7242
MAPP_CA_2_IESO | MAPP_CA | IESO | 2035 | B1 | 10 | 10 | 330 | 277.53 | 330 |  | 4.58 |  | 0 | 14.5764 |  | 0 | 14.5734
MAPP_CA_2_IESO | MAPP_CA | IESO | 2035 | B2 | 25 | 0 | 330 | 330 | 330 |  | 0 |  | 19.4312 | 4.9617 |  | 4.8578 | 14.5734
MAPP_CA_2_IESO | MAPP_CA | IESO | 2035 | B3 | 75 | 0 | 330 | 330 | 0 |  | 0 |  | 19.4312 | 0 |  | 14.5734 | 14.5734
MAPP_CA_2_IESO | MAPP_CA | IESO | 2035 | B4 | 100 | 0 | 330 | 0 | 0 |  | 0 |  | 0 | 0 |  | 0 | 14.5734
MAPP_CA_2_IESO | MAPP_CA | IESO | 2035 | B5 | 200 | 0 | 330 | 0 | 0 |  | 0 |  | 0 | 0 |  | 0 | 14.5734
MAPP_CA_2_IESO | MAPP_CA | IESO | 2035 | B6 | 300 | 0 | 330 | 0 | 0 |  | 0 |  | 0 | 0 |  | 0 | 14.5734
MAPP_CA_2_IESO | MAPP_CA | IESO | 2035 | B7 | 400 | 0 | 330 | 0 | 0 |  | 0 |  | 0 | 0 |  | 0 | 14.5734
MAPP_CA_2_IESO | MAPP_CA | IESO | 2035 | B8 | 500 | 0 | 330 | 0 | 0 |  | 0 |  | 0 | 0 |  | 0 | 14.5734
MAPP_CA_2_IESO | MAPP_CA | IESO | 2035 | B9 | 800 | 0 | 330 | 0 | 0 |  | 0 |  | 0 | 0 |  | 0 | 14.5734
MAPP_CA_2_IESO | MAPP_CA | IESO | 2035 | B10 | 1262 | 0 | 330 | 0 | 0 |  | 0 |  | 0 | 0 |  | 0 | 14.5734
MAPP_CA_2_IESO | MAPP_CA | IESO | 2035 | B11 | 25 | 0 | 330 | 142.21 | 0 |  | 0 |  | 0 | 0 |  | 0 | 14.5734
MAPP_CA_2_IESO | MAPP_CA | IESO | 2035 | B12 | 200 | 0 | 330 | 12.66 | 14.79 |  | 0 |  | 0 | 0 |  | 0 | 14.5734
MAPP_CA_2_IESO | MAPP_CA | IESO | 2035 | B13 | 600 | 0 | 330 | 274.7 | 5.48 |  | 0 |  | 0 | 0 |  | 0 | 14.5734
MAPP_CA_2_IESO | MAPP_CA | IESO | 2035 | B14 | 900 | 0 | 330 | 300.47 | 3.73 |  | 0 |  | 0 | 0 |  | 0 | 14.5734
MAPP_CA_2_IESO | MAPP_CA | IESO | 2035 | B15 | 1203 | 0 | 330 | 307.9 | 2.85 |  | 0 |  | 0 | 0 |  | 0 | 14.5734
MAPP_CA_2_IESO | MAPP_CA | IESO | 2035 | B16 | 25 | 0 | 330 | 0 | 0 |  | 0 |  | 0 | 0 |  | 0 | 14.5734
MAPP_CA_2_IESO | MAPP_CA | IESO | 2035 | B17 | 100 | 0 | 330 | 0 | 0 |  | 0 |  | 0 | 0 |  | 0 | 14.5734
MAPP_CA_2_IESO | MAPP_CA | IESO | 2035 | B18 | 400 | 0 | 330 | 0 | 0 |  | 0 |  | 0 | 0 |  | 0 | 14.5734
MAPP_CA_2_IESO | MAPP_CA | IESO | 2035 | B19 | 700 | 0 | 330 | 0 | 330 |  | 0 |  | 0 | 0.01187 |  | 0 | 14.5734
MAPP_CA_2_IESO | MAPP_CA | IESO | 2035 | B20 | 935 | 0 | 330 | 0 | 330 |  | 0 |  | 0 | 0.01187 |  | 0 | 14.5734
MAPP_CA_2_IESO | MAPP_CA | IESO | 2040 | B1 | 10 | 10 | 330 | 330 | 330 |  | 585.53 |  | 93.7849 | 12.0124 |  | 0.31921 | 19.5562
MAPP_CA_2_IESO | MAPP_CA | IESO | 2040 | B2 | 25 | 25 | 330 | 330 | 330 |  | 573.22 |  | 218.9421 | 12.0124 |  | 1.863 | 19.5562
MAPP_CA_2_IESO | MAPP_CA | IESO | 2040 | B3 | 75 | 0 | 330 | 330 | 0 |  | 0 |  | 93.7849 | 0 |  | 2.3941 | 19.5562
MAPP_CA_2_IESO | MAPP_CA | IESO | 2040 | B4 | 100 | 0 | 330 | 330 | 0 |  | 0 |  | 18.3273 | 0 |  | 0.6238 | 19.5562
MAPP_CA_2_IESO | MAPP_CA | IESO | 2040 | B5 | 200 | 0 | 330 | 60.86 | 0 |  | 0 |  | 0 | 0 |  | 0 | 19.5562
MAPP_CA_2_IESO | MAPP_CA | IESO | 2040 | B6 | 300 | 0 | 330 | 0 | 330 |  | 0 |  | 0 | 1.3769 |  | 0 | 19.5562
MAPP_CA_2_IESO | MAPP_CA | IESO | 2040 | B7 | 400 | 0 | 330 | 0 | 330 |  | 0 |  | 0 | 1.3769 |  | 0 | 19.5562
MAPP_CA_2_IESO | MAPP_CA | IESO | 2040 | B8 | 500 | 0 | 330 | 0 | 330 |  | 0 |  | 0 | 1.3769 |  | 0 | 19.5562
MAPP_CA_2_IESO | MAPP_CA | IESO | 2040 | B9 | 800 | 0 | 330 | 0 | 330 |  | 0 |  | 0 | 1.3769 |  | 0 | 19.5562
MAPP_CA_2_IESO | MAPP_CA | IESO | 2040 | B10 | 1262 | 0 | 330 | 0 | 330 |  | 0 |  | 0 | 1.3769 |  | 0 | 19.5562
MAPP_CA_2_IESO | MAPP_CA | IESO | 2040 | B11 | 25 | 25 | 330 | 330 | 330 |  | 164.53 |  | 22.4818 | 12.0124 |  | 0.1913 | 19.5562
MAPP_CA_2_IESO | MAPP_CA | IESO | 2040 | B12 | 200 | 200 | 330 | 103.43 | 330 |  | 105.67 |  | 0 | 12.0124 |  | 0 | 19.5562
MAPP_CA_2_IESO | MAPP_CA | IESO | 2040 | B13 | 600 | 600 | 330 | 330 | 330 |  | 117.52 |  | 22.4818 | 12.0124 |  | 4.5912 | 19.5562
MAPP_CA_2_IESO | MAPP_CA | IESO | 2040 | B14 | 900 | 900 | 330 | 330 | 330 |  | 211.24 |  | 22.4818 | 12.0124 |  | 6.8869 | 19.5562
MAPP_CA_2_IESO | MAPP_CA | IESO | 2040 | B15 | 1203 | 1203 | 330 | 330 | 330 |  | 365.09 |  | 22.4818 | 12.0124 |  | 9.2054 | 19.5562
MAPP_CA_2_IESO | MAPP_CA | IESO | 2040 | B16 | 25 | 0 | 330 | 0 | 330 |  | 0 |  | 0 | 7.1695 |  | 0 | 19.5562
MAPP_CA_2_IESO | MAPP_CA | IESO | 2040 | B17 | 100 | 0 | 330 | 0 | 330 |  | 0 |  | 0 | 3.6085 |  | 0 | 19.5562
MAPP_CA_2_IESO | MAPP_CA | IESO | 2040 | B18 | 400 | 0 | 330 | 0 | 330 |  | 0 |  | 0 | 2.8725 |  | 0 | 19.5562
MAPP_CA_2_IESO | MAPP_CA | IESO | 2040 | B19 | 700 | 0 | 330 | 0 | 330 |  | 0 |  | 0 | 4.748 |  | 0 | 19.5562
MAPP_CA_2_IESO | MAPP_CA | IESO | 2040 | B20 | 935 | 935 | 330 | 0 | 330 |  | 9.19 |  | 0 | 12.0124 |  | 0 | 19.5562
MAPP_CA_2_IESO | MAPP_CA | IESO | 2045 | B1 | 10 | 10 | 330 | 330 | 330 |  | 2071.58 |  | 185.3738 | 24.6421 |  | 0.27565 | 50.2298
MAPP_CA_2_IESO | MAPP_CA | IESO | 2045 | B2 | 25 | 25 | 330 | 330 | 330 |  | 2084.2 |  | 364.8245 | 24.6421 |  | 1.3562 | 50.2298
MAPP_CA_2_IESO | MAPP_CA | IESO | 2045 | B3 | 75 | 75 | 330 | 330 | 330 |  | 1947.18 |  | 332.9891 | 24.6421 |  | 3.7136 | 50.2298
MAPP_CA_2_IESO | MAPP_CA | IESO | 2045 | B4 | 100 | 100 | 330 | 330 | 330 |  | 1813.32 |  | 248.2967 | 24.6421 |  | 3.6921 | 50.2298
MAPP_CA_2_IESO | MAPP_CA | IESO | 2045 | B5 | 200 | 200 | 330 | 330 | 330 |  | 1687.95 |  | 161.0878 | 24.6421 |  | 4.7907 | 50.2298
MAPP_CA_2_IESO | MAPP_CA | IESO | 2045 | B6 | 300 | 300 | 330 | 330 | 330 |  | 424.06 |  | 145.455 | 24.6421 |  | 6.4887 | 50.2298
MAPP_CA_2_IESO | MAPP_CA | IESO | 2045 | B7 | 400 | 0 | 330 | 330 | 330 |  | 0 |  | 127.7212 | 11.0747 |  | 7.5968 | 50.2298
MAPP_CA_2_IESO | MAPP_CA | IESO | 2045 | B8 | 500 | 0 | 330 | 330 | 330 |  | 0 |  | 122.8426 | 8.8194 |  | 9.1333 | 50.2298
MAPP_CA_2_IESO | MAPP_CA | IESO | 2045 | B9 | 800 | 0 | 330 | 330 | 330 |  | 0 |  | 73.2142 | 8.8194 |  | 8.7095 | 50.2298
MAPP_CA_2_IESO | MAPP_CA | IESO | 2045 | B10 | 1262 | 0 | 330 | 330 | 330 |  | 0 |  | 73.2142 | 8.8194 |  | 13.7392 | 50.2298
MAPP_CA_2_IESO | MAPP_CA | IESO | 2045 | B11 | 25 | 0 | 330 | 330 | 330 |  | 0 |  | 25.6273 | 13.1282 |  | 0.095269 | 50.2298
MAPP_CA_2_IESO | MAPP_CA | IESO | 2045 | B12 | 200 | 0 | 330 | 330 | 330 |  | 0 |  | 21.9832 | 12.3092 |  | 0.65378 | 50.2298
MAPP_CA_2_IESO | MAPP_CA | IESO | 2045 | B13 | 600 | 0 | 330 | 330 | 330 |  | 0 |  | 19.0157 | 12.3092 |  | 1.6966 | 50.2298
MAPP_CA_2_IESO | MAPP_CA | IESO | 2045 | B14 | 900 | 0 | 330 | 330 | 330 |  | 0 |  | 19.0157 | 12.3092 |  | 2.5449 | 50.2298
MAPP_CA_2_IESO | MAPP_CA | IESO | 2045 | B15 | 1203 | 0 | 330 | 330 | 330 |  | 0 |  | 12.4635 | 12.3092 |  | 2.2295 | 50.2298
MAPP_CA_2_IESO | MAPP_CA | IESO | 2045 | B16 | 25 | 0 | 330 | 330 | 330 |  | 0 |  | 21.5322 | 15.8227 |  | 0.080045 | 50.2298
MAPP_CA_2_IESO | MAPP_CA | IESO | 2045 | B17 | 100 | 0 | 330 | 330 | 330 |  | 0 |  | 11.9175 | 15.8227 |  | 0.17721 | 50.2298
MAPP_CA_2_IESO | MAPP_CA | IESO | 2045 | B18 | 400 | 0 | 330 | 116.79 | 330 |  | 0 |  | 0 | 15.8227 |  | 0 | 50.2298
MAPP_CA_2_IESO | MAPP_CA | IESO | 2045 | B19 | 700 | 0 | 330 | 148.05 | 330 |  | 0 |  | 0 | 15.8227 |  | 0 | 50.2298
MAPP_CA_2_IESO | MAPP_CA | IESO | 2045 | B20 | 935 | 0 | 330 | 206.45 | 330 |  | 0 |  | 0 | 15.8227 |  | 0 | 50.2298
MAPP_CA_2_IESO | MAPP_CA | IESO | 2050 | B1 | 10 | 10 | 330 | 330 | 330 |  | 2141.67 |  | 347.7198 | 38.803 |  | 0.5329 | 67.7721
MAPP_CA_2_IESO | MAPP_CA | IESO | 2050 | B2 | 25 | 25 | 330 | 330 | 330 |  | 2154.63 |  | 627.1515 | 38.803 |  | 2.4029 | 67.7721
MAPP_CA_2_IESO | MAPP_CA | IESO | 2050 | B3 | 75 | 75 | 330 | 330 | 330 |  | 2017.57 |  | 602.6755 | 38.803 |  | 6.9273 | 67.7721
MAPP_CA_2_IESO | MAPP_CA | IESO | 2050 | B4 | 100 | 100 | 330 | 330 | 330 |  | 1882.64 |  | 372.0533 | 38.803 |  | 5.702 | 67.7721
MAPP_CA_2_IESO | MAPP_CA | IESO | 2050 | B5 | 200 | 200 | 330 | 330 | 330 |  | 1756.65 |  | 326.2944 | 38.803 |  | 10.0014 | 67.7721
MAPP_CA_2_IESO | MAPP_CA | IESO | 2050 | B6 | 300 | 0 | 330 | 330 | 330 |  | 0 |  | 282.6247 | 29.4257 |  | 12.9942 | 67.7721
MAPP_CA_2_IESO | MAPP_CA | IESO | 2050 | B7 | 400 | 0 | 330 | 330 | 330 |  | 0 |  | 184.4242 | 13.6149 |  | 11.3057 | 67.7721
MAPP_CA_2_IESO | MAPP_CA | IESO | 2050 | B8 | 500 | 0 | 330 | 330 | 330 |  | 0 |  | 128.4215 | 10.9204 |  | 9.8407 | 67.7721
MAPP_CA_2_IESO | MAPP_CA | IESO | 2050 | B9 | 800 | 0 | 330 | 330 | 330 |  | 0 |  | 83.2443 | 10.9204 |  | 10.2062 | 67.7721
MAPP_CA_2_IESO | MAPP_CA | IESO | 2050 | B10 | 1262 | 0 | 330 | 330 | 330 |  | 0 |  | 83.2443 | 10.9204 |  | 16.1003 | 67.7721
MAPP_CA_2_IESO | MAPP_CA | IESO | 2050 | B11 | 25 | 0 | 330 | 330 | 330 |  | 0 |  | 26.4226 | 14.8019 |  | 0.10124 | 67.7721
MAPP_CA_2_IESO | MAPP_CA | IESO | 2050 | B12 | 200 | 0 | 330 | 150.45 | 330 |  | 0 |  | 0 | 14.8019 |  | 0 | 67.7721
MAPP_CA_2_IESO | MAPP_CA | IESO | 2050 | B13 | 600 | 0 | 330 | 330 | 330 |  | 0 |  | 13.3894 | 14.8019 |  | 1.2312 | 67.7721
MAPP_CA_2_IESO | MAPP_CA | IESO | 2050 | B14 | 900 | 0 | 330 | 330 | 330 |  | 0 |  | 13.3894 | 14.8019 |  | 1.8468 | 67.7721
MAPP_CA_2_IESO | MAPP_CA | IESO | 2050 | B15 | 1203 | 0 | 330 | 330 | 330 |  | 0 |  | 4.6293 | 14.8019 |  | 0.85349 | 67.7721
MAPP_CA_2_IESO | MAPP_CA | IESO | 2050 | B16 | 25 | 0 | 330 | 330 | 330 |  | 0 |  | 16.523 | 16.5112 |  | 0.063307 | 67.7721
MAPP_CA_2_IESO | MAPP_CA | IESO | 2050 | B17 | 100 | 0 | 330 | 330 | 330 |  | 0 |  | 16.523 | 16.5112 |  | 0.25323 | 67.7721
MAPP_CA_2_IESO | MAPP_CA | IESO | 2050 | B18 | 400 | 0 | 330 | 0 | 330 |  | 0 |  | 0 | 16.5112 |  | 0 | 67.7721
MAPP_CA_2_IESO | MAPP_CA | IESO | 2050 | B19 | 700 | 0 | 330 | 18.51 | 330 |  | 0 |  | 0 | 16.5112 |  | 0 | 67.7721
MAPP_CA_2_IESO | MAPP_CA | IESO | 2050 | B20 | 935 | 0 | 330 | 224.06 | 330 |  | 0 |  | 0 | 16.5112 |  | 0 | 67.7721
MAPP_CA_2_MAPP_US | MAPP_CA | MAPP_US | 2015 | B1 | 10 | 0 | 372 | 372 | 0 |  | 0 |  | 0.98521 | 0 |  | 0.089565 | 0.8684
MAPP_CA_2_MAPP_US | MAPP_CA | MAPP_US | 2015 | B2 | 25 | 0 | 372 | 372 | 0 |  | 0 |  | 0.7122 | 0 |  | 0.16186 | 0.8684
MAPP_CA_2_MAPP_US | MAPP_CA | MAPP_US | 2015 | B3 | 75 | 0 | 372 | 372 | 0 |  | 0 |  | 1.3294 | 0 |  | 0.90644 | 0.8684
MAPP_CA_2_MAPP_US | MAPP_CA | MAPP_US | 2015 | B4 | 100 | 0 | 372 | 133.31 | 0 |  | 0 |  | 0 | 0 |  | 0 | 0.8684
MAPP_CA_2_MAPP_US | MAPP_CA | MAPP_US | 2015 | B5 | 200 | 0 | 372 | 0 | 0 |  | 0 |  | 0 | 0 |  | 0 | 0.8684
MAPP_CA_2_MAPP_US | MAPP_CA | MAPP_US | 2015 | B6 | 300 | 0 | 372 | 0 | 0 |  | 0 |  | 0 | 0 |  | 0 | 0.8684
MAPP_CA_2_MAPP_US | MAPP_CA | MAPP_US | 2015 | B7 | 400 | 0 | 372 | 0 | 0 |  | 0 |  | 0 | 0 |  | 0 | 0.8684
MAPP_CA_2_MAPP_US | MAPP_CA | MAPP_US | 2015 | B8 | 500 | 0 | 372 | 0 | 0 |  | 0 |  | 0 | 0 |  | 0 | 0.8684
MAPP_CA_2_MAPP_US | MAPP_CA | MAPP_US | 2015 | B9 | 800 | 0 | 372 | 0 | 0 |  | 0 |  | 0 | 0 |  | 0 | 0.8684
MAPP_CA_2_MAPP_US | MAPP_CA | MAPP_US | 2015 | B10 | 1262 | 0 | 372 | 0 | 0 |  | 0 |  | 0 | 0 |  | 0 | 0.8684
MAPP_CA_2_MAPP_US | MAPP_CA | MAPP_US | 2015 | B11 | 25 | 0 | 372 | 0 | 0 |  | 0 |  | 0 | 0 |  | 0 | 0.8684
MAPP_CA_2_MAPP_US | MAPP_CA | MAPP_US | 2015 | B12 | 200 | 0 | 372 | 0 | 0 |  | 0 |  | 0 | 0 |  | 0 | 0.8684
MAPP_CA_2_MAPP_US | MAPP_CA | MAPP_US | 2015 | B13 | 600 | 0 | 372 | 0 | 0 |  | 0 |  | 0 | 0 |  | 0 | 0.8684
MAPP_CA_2_MAPP_US | MAPP_CA | MAPP_US | 2015 | B14 | 900 | 0 | 372 | 0 | 0 |  | 0 |  | 0 | 0 |  | 0 | 0.8684
MAPP_CA_2_MAPP_US | MAPP_CA | MAPP_US | 2015 | B15 | 1203 | 0 | 372 | 0 | 0 |  | 0 |  | 0 | 0 |  | 0 | 0.8684
MAPP_CA_2_MAPP_US | MAPP_CA | MAPP_US | 2015 | B16 | 25 | 0 | 372 | 0 | 0 |  | 0 |  | 0 | 0 |  | 0 | 0.8684
MAPP_CA_2_MAPP_US | MAPP_CA | MAPP_US | 2015 | B17 | 100 | 0 | 372 | 0 | 0 |  | 0 |  | 0 | 0 |  | 0 | 0.8684
MAPP_CA_2_MAPP_US | MAPP_CA | MAPP_US | 2015 | B18 | 400 | 0 | 372 | 0 | 0 |  | 0 |  | 0 | 0 |  | 0 | 0.8684
MAPP_CA_2_MAPP_US | MAPP_CA | MAPP_US | 2015 | B19 | 700 | 0 | 372 | 0 | 0 |  | 0 |  | 0 | 0 |  | 0 | 0.8684
MAPP_CA_2_MAPP_US | MAPP_CA | MAPP_US | 2015 | B20 | 935 | 0 | 372 | 0 | 0 |  | 0 |  | 0 | 0 |  | 0 | 0.8684
MAPP_CA_2_MAPP_US | MAPP_CA | MAPP_US | 2020 | B1 | 10 | 0 | 372 | 367.39 | 0 |  | 0 |  | 0 | 0 |  | 0 | 0
MAPP_CA_2_MAPP_US | MAPP_CA | MAPP_US | 2020 | B2 | 25 | 0 | 372 | 234.82 | 0 |  | 0 |  | 0 | 0 |  | 0 | 0
MAPP_CA_2_MAPP_US | MAPP_CA | MAPP_US | 2020 | B3 | 75 | 0 | 372 | 196.6 | 0 |  | 0 |  | 0 | 0 |  | 0 | 0
MAPP_CA_2_MAPP_US | MAPP_CA | MAPP_US | 2020 | B4 | 100 | 0 | 372 | 0 | 0 |  | 0 |  | 0 | 0 |  | 0 | 0
MAPP_CA_2_MAPP_US | MAPP_CA | MAPP_US | 2020 | B5 | 200 | 0 | 372 | 0 | 0 |  | 0 |  | 0 | 0 |  | 0 | 0
MAPP_CA_2_MAPP_US | MAPP_CA | MAPP_US | 2020 | B6 | 300 | 0 | 372 | 0 | 0 |  | 0 |  | 0 | 0 |  | 0 | 0
MAPP_CA_2_MAPP_US | MAPP_CA | MAPP_US | 2020 | B7 | 400 | 0 | 372 | 0 | 0 |  | 0 |  | 0 | 0 |  | 0 | 0
MAPP_CA_2_MAPP_US | MAPP_CA | MAPP_US | 2020 | B8 | 500 | 0 | 372 | 0 | 0 |  | 0 |  | 0 | 0 |  | 0 | 0
MAPP_CA_2_MAPP_US | MAPP_CA | MAPP_US | 2020 | B9 | 800 | 0 | 372 | 0 | 0 |  | 0 |  | 0 | 0 |  | 0 | 0
MAPP_CA_2_MAPP_US | MAPP_CA | MAPP_US | 2020 | B10 | 1262 | 0 | 372 | 0 | 0 |  | 0 |  | 0 | 0 |  | 0 | 0
MAPP_CA_2_MAPP_US | MAPP_CA | MAPP_US | 2020 | B11 | 25 | 0 | 372 | 158.4 | 0 |  | 0 |  | 0 | 0 |  | 0 | 0
MAPP_CA_2_MAPP_US | MAPP_CA | MAPP_US | 2020 | B12 | 200 | 0 | 372 | 0 | 0 |  | 0 |  | 0 | 0 |  | 0 | 0
MAPP_CA_2_MAPP_US | MAPP_CA | MAPP_US | 2020 | B13 | 600 | 0 | 372 | 0 | 0 |  | 0 |  | 0 | 0 |  | 0 | 0
MAPP_CA_2_MAPP_US | MAPP_CA | MAPP_US | 2020 | B14 | 900 | 0 | 372 | 0 | 0 |  | 0 |  | 0 | 0 |  | 0 | 0
MAPP_CA_2_MAPP_US | MAPP_CA | MAPP_US | 2020 | B15 | 1203 | 0 | 372 | 0 | 0 |  | 0 |  | 0 | 0 |  | 0 | 0
MAPP_CA_2_MAPP_US | MAPP_CA | MAPP_US | 2020 | B16 | 25 | 0 | 372 | 0 | 0 |  | 0 |  | 0 | 0 |  | 0 | 0
MAPP_CA_2_MAPP_US | MAPP_CA | MAPP_US | 2020 | B17 | 100 | 0 | 372 | 0 | 0 |  | 0 |  | 0 | 0 |  | 0 | 0
MAPP_CA_2_MAPP_US | MAPP_CA | MAPP_US | 2020 | B18 | 400 | 0 | 372 | 0 | 0 |  | 0 |  | 0 | 0 |  | 0 | 0
MAPP_CA_2_MAPP_US | MAPP_CA | MAPP_US | 2020 | B19 | 700 | 0 | 372 | 0 | 0 |  | 0 |  | 0 | 0 |  | 0 | 0
MAPP_CA_2_MAPP_US | MAPP_CA | MAPP_US | 2020 | B20 | 935 | 0 | 372 | 0 | 0 |  | 0 |  | 0 | 0 |  | 0 | 0
MAPP_CA_2_MAPP_US | MAPP_CA | MAPP_US | 2025 | B1 | 10 | 0 | 372 | 372 | 372 |  | 0 |  | 192.9706 | 0.56976 |  | 1.7002 | 19.0015
MAPP_CA_2_MAPP_US | MAPP_CA | MAPP_US | 2025 | B2 | 25 | 0 | 372 | 372 | 372 |  | 0 |  | 23.8706 | 0.56976 |  | 0.52578 | 19.0015
MAPP_CA_2_MAPP_US | MAPP_CA | MAPP_US | 2025 | B3 | 75 | 0 | 372 | 372 | 372 |  | 0 |  | 35.9186 | 0.56976 |  | 2.3735 | 19.0015
MAPP_CA_2_MAPP_US | MAPP_CA | MAPP_US | 2025 | B4 | 100 | 0 | 372 | 372 | 372 |  | 0 |  | 33.141 | 0.56976 |  | 2.9199 | 19.0015
MAPP_CA_2_MAPP_US | MAPP_CA | MAPP_US | 2025 | B5 | 200 | 0 | 372 | 372 | 372 |  | 0 |  | 32.2983 | 0.56976 |  | 5.6913 | 19.0015
MAPP_CA_2_MAPP_US | MAPP_CA | MAPP_US | 2025 | B6 | 300 | 0 | 372 | 372 | 372 |  | 0 |  | 30.2922 | 0.56976 |  | 8.0068 | 19.0015
MAPP_CA_2_MAPP_US | MAPP_CA | MAPP_US | 2025 | B7 | 400 | 0 | 372 | 372 | 0 |  | 0 |  | 9.9827 | 0 |  | 3.5181 | 19.0015
MAPP_CA_2_MAPP_US | MAPP_CA | MAPP_US | 2025 | B8 | 500 | 0 | 372 | 0 | 0 |  | 0 |  | 0 | 0 |  | 0 | 19.0015
MAPP_CA_2_MAPP_US | MAPP_CA | MAPP_US | 2025 | B9 | 800 | 0 | 372 | 0 | 0 |  | 0 |  | 0 | 0 |  | 0 | 19.0015
MAPP_CA_2_MAPP_US | MAPP_CA | MAPP_US | 2025 | B10 | 1262 | 0 | 372 | 0 | 0 |  | 0 |  | 0 | 0 |  | 0 | 19.0015
MAPP_CA_2_MAPP_US | MAPP_CA | MAPP_US | 2025 | B11 | 25 | 0 | 372 | 372 | 372 |  | 0 |  | 27.2298 | 0.56976 |  | 0.59977 | 19.0015
MAPP_CA_2_MAPP_US | MAPP_CA | MAPP_US | 2025 | B12 | 200 | 0 | 372 | 352.97 | 0 |  | 0 |  | 0 | 0 |  | 0 | 19.0015
MAPP_CA_2_MAPP_US | MAPP_CA | MAPP_US | 2025 | B13 | 600 | 0 | 372 | 8.6 | 0 |  | 0 |  | 0 | 0 |  | 0 | 19.0015
MAPP_CA_2_MAPP_US | MAPP_CA | MAPP_US | 2025 | B14 | 900 | 0 | 372 | 0 | 0 |  | 0 |  | 0 | 0 |  | 0 | 19.0015
MAPP_CA_2_MAPP_US | MAPP_CA | MAPP_US | 2025 | B15 | 1203 | 0 | 372 | 0 | 0 |  | 0 |  | 0 | 0 |  | 0 | 19.0015
MAPP_CA_2_MAPP_US | MAPP_CA | MAPP_US | 2025 | B16 | 25 | 0 | 372 | 0 | 0 |  | 0 |  | 0 | 0 |  | 0 | 19.0015
MAPP_CA_2_MAPP_US | MAPP_CA | MAPP_US | 2025 | B17 | 100 | 0 | 372 | 0 | 0 |  | 0 |  | 0 | 0 |  | 0 | 19.0015
MAPP_CA_2_MAPP_US | MAPP_CA | MAPP_US | 2025 | B18 | 400 | 0 | 372 | 0 | 0 |  | 0 |  | 0 | 0 |  | 0 | 19.0015
MAPP_CA_2_MAPP_US | MAPP_CA | MAPP_US | 2025 | B19 | 700 | 0 | 372 | 0 | 0 |  | 0 |  | 0 | 0 |  | 0 | 19.0015
MAPP_CA_2_MAPP_US | MAPP_CA | MAPP_US | 2025 | B20 | 935 | 0 | 372 | 0 | 0 |  | 0 |  | 0 | 0 |  | 0 | 19.0015
MAPP_CA_2_MAPP_US | MAPP_CA | MAPP_US | 2030 | B1 | 10 | 0 | 372 | 372 | 372 |  | 0 |  | 55.3498 | 8.8906 |  | 0.28605 | 22.829
MAPP_CA_2_MAPP_US | MAPP_CA | MAPP_US | 2030 | B2 | 25 | 0 | 372 | 372 | 372 |  | 0 |  | 54.5664 | 8.8906 |  | 0.70499 | 22.829
MAPP_CA_2_MAPP_US | MAPP_CA | MAPP_US | 2030 | B3 | 75 | 0 | 372 | 372 | 372 |  | 0 |  | 52.2992 | 9.864 |  | 2.0271 | 22.829
MAPP_CA_2_MAPP_US | MAPP_CA | MAPP_US | 2030 | B4 | 100 | 0 | 372 | 372 | 372 |  | 0 |  | 53.1776 | 11.7632 |  | 2.7482 | 22.829
MAPP_CA_2_MAPP_US | MAPP_CA | MAPP_US | 2030 | B5 | 200 | 0 | 372 | 372 | 372 |  | 0 |  | 52.5129 | 8.8906 |  | 5.4277 | 22.829
MAPP_CA_2_MAPP_US | MAPP_CA | MAPP_US | 2030 | B6 | 300 | 0 | 372 | 372 | 372 |  | 0 |  | 13.8404 | 12.511 |  | 2.1458 | 22.829
MAPP_CA_2_MAPP_US | MAPP_CA | MAPP_US | 2030 | B7 | 400 | 0 | 372 | 372 | 372 |  | 0 |  | 2.2909 | 11.7632 |  | 0.47357 | 22.829
MAPP_CA_2_MAPP_US | MAPP_CA | MAPP_US | 2030 | B8 | 500 | 0 | 372 | 0 | 372 |  | 0 |  | 0 | 10.1251 |  | 0 | 22.829
MAPP_CA_2_MAPP_US | MAPP_CA | MAPP_US | 2030 | B9 | 800 | 0 | 372 | 0 | 172.22 |  | 0 |  | 0 | 0 |  | 0 | 22.829
MAPP_CA_2_MAPP_US | MAPP_CA | MAPP_US | 2030 | B10 | 1262 | 0 | 372 | 0 | 0 |  | 0 |  | 0 | 0 |  | 0 | 22.829
MAPP_CA_2_MAPP_US | MAPP_CA | MAPP_US | 2030 | B11 | 25 | 0 | 372 | 372 | 372 |  | 0 |  | 55.2548 | 8.8906 |  | 0.71389 | 22.829
MAPP_CA_2_MAPP_US | MAPP_CA | MAPP_US | 2030 | B12 | 200 | 0 | 372 | 372 | 0 |  | 0 |  | 30.9451 | 0 |  | 3.1985 | 22.829
MAPP_CA_2_MAPP_US | MAPP_CA | MAPP_US | 2030 | B13 | 600 | 0 | 372 | 372 | 0 |  | 0 |  | 40.999 | 0 |  | 12.7129 | 22.829
MAPP_CA_2_MAPP_US | MAPP_CA | MAPP_US | 2030 | B14 | 900 | 0 | 372 | 0 | 0 |  | 0 |  | 0 | 0 |  | 0 | 22.829
MAPP_CA_2_MAPP_US | MAPP_CA | MAPP_US | 2030 | B15 | 1203 | 0 | 372 | 0 | 0 |  | 0 |  | 0 | 0 |  | 0 | 22.829
MAPP_CA_2_MAPP_US | MAPP_CA | MAPP_US | 2030 | B16 | 25 | 0 | 372 | 0 | 0 |  | 0 |  | 0 | 0 |  | 0 | 22.829
MAPP_CA_2_MAPP_US | MAPP_CA | MAPP_US | 2030 | B17 | 100 | 0 | 372 | 0 | 0 |  | 0 |  | 0 | 0 |  | 0 | 22.829
MAPP_CA_2_MAPP_US | MAPP_CA | MAPP_US | 2030 | B18 | 400 | 0 | 372 | 0 | 0 |  | 0 |  | 0 | 0 |  | 0 | 22.829
MAPP_CA_2_MAPP_US | MAPP_CA | MAPP_US | 2030 | B19 | 700 | 0 | 372 | 0 | 0 |  | 0 |  | 0 | 0 |  | 0 | 22.829
MAPP_CA_2_MAPP_US | MAPP_CA | MAPP_US | 2030 | B20 | 935 | 0 | 372 | 0 | 0 |  | 0 |  | 0 | 0 |  | 0 | 22.829
MAPP_CA_2_MAPP_US | MAPP_CA | MAPP_US | 2035 | B1 | 10 | 0 | 372 | 372 | 372 |  | 0 |  | 107.6253 | 12.7365 |  | 0.40845 | 18.918
MAPP_CA_2_MAPP_US | MAPP_CA | MAPP_US | 2035 | B2 | 25 | 0 | 372 | 372 | 372 |  | 0 |  | 111.578 | 10.4693 |  | 1.0586 | 18.918
MAPP_CA_2_MAPP_US | MAPP_CA | MAPP_US | 2035 | B3 | 75 | 0 | 372 | 372 | 372 |  | 0 |  | 107.649 | 12.7365 |  | 3.064 | 18.918
MAPP_CA_2_MAPP_US | MAPP_CA | MAPP_US | 2035 | B4 | 100 | 0 | 372 | 372 | 372 |  | 0 |  | 100.2896 | 12.7365 |  | 3.8061 | 18.918
MAPP_CA_2_MAPP_US | MAPP_CA | MAPP_US | 2035 | B5 | 200 | 0 | 372 | 372 | 372 |  | 0 |  | 48.5127 | 12.7365 |  | 3.6822 | 18.918
MAPP_CA_2_MAPP_US | MAPP_CA | MAPP_US | 2035 | B6 | 300 | 0 | 372 | 372 | 372 |  | 0 |  | 28.8322 | 12.7365 |  | 3.2826 | 18.918
MAPP_CA_2_MAPP_US | MAPP_CA | MAPP_US | 2035 | B7 | 400 | 0 | 372 | 372 | 372 |  | 0 |  | 20.8556 | 12.7365 |  | 3.1659 | 18.918
MAPP_CA_2_MAPP_US | MAPP_CA | MAPP_US | 2035 | B8 | 500 | 0 | 372 | 372 | 372 |  | 0 |  | 12.5585 | 12.7603 |  | 2.383 | 18.918
MAPP_CA_2_MAPP_US | MAPP_CA | MAPP_US | 2035 | B9 | 800 | 0 | 372 | 372 | 372 |  | 0 |  | 0.02374 | 8.3921 |  | 0.0072076 | 18.918
MAPP_CA_2_MAPP_US | MAPP_CA | MAPP_US | 2035 | B10 | 1262 | 0 | 372 | 0 | 0 |  | 0 |  | 0 | 0 |  | 0 | 18.918
MAPP_CA_2_MAPP_US | MAPP_CA | MAPP_US | 2035 | B11 | 25 | 0 | 372 | 372 | 372 |  | 0 |  | 67.5047 | 12.7365 |  | 0.64046 | 18.918
MAPP_CA_2_MAPP_US | MAPP_CA | MAPP_US | 2035 | B12 | 200 | 0 | 372 | 372 | 0 |  | 0 |  | 49.0825 | 0 |  | 3.7254 | 18.918
MAPP_CA_2_MAPP_US | MAPP_CA | MAPP_US | 2035 | B13 | 600 | 0 | 372 | 0 | 0 |  | 0 |  | 0 | 0 |  | 0 | 18.918
MAPP_CA_2_MAPP_US | MAPP_CA | MAPP_US | 2035 | B14 | 900 | 0 | 372 | 0 | 0 |  | 0 |  | 0 | 0 |  | 0 | 18.918
MAPP_CA_2_MAPP_US | MAPP_CA | MAPP_US | 2035 | B15 | 1203 | 0 | 372 | 0 | 0 |  | 0 |  | 0 | 0 |  | 0 | 18.918
MAPP_CA_2_MAPP_US | MAPP_CA | MAPP_US | 2035 | B16 | 25 | 0 | 372 | 0 | 0 |  | 0 |  | 0 | 0 |  | 0 | 18.918
MAPP_CA_2_MAPP_US | MAPP_CA | MAPP_US | 2035 | B17 | 100 | 0 | 372 | 0 | 0 |  | 0 |  | 0 | 0 |  | 0 | 18.918
MAPP_CA_2_MAPP_US | MAPP_CA | MAPP_US | 2035 | B18 | 400 | 0 | 372 | 113.97 | 0 |  | 0 |  | 0 | 0 |  | 0 | 18.918
MAPP_CA_2_MAPP_US | MAPP_CA | MAPP_US | 2035 | B19 | 700 | 0 | 372 | 155.79 | 0 |  | 0 |  | 0 | 0 |  | 0 | 18.918
MAPP_CA_2_MAPP_US | MAPP_CA | MAPP_US | 2035 | B20 | 935 | 0 | 372 | 0 | 0 |  | 0 |  | 0 | 0 |  | 0 | 18.918
MAPP_CA_2_MAPP_US | MAPP_CA | MAPP_US | 2040 | B1 | 10 | 0 | 372 | 372 | 372 |  | 0 |  | 218.8116 | 21.734 |  | 0.8304 | 69.8915
MAPP_CA_2_MAPP_US | MAPP_CA | MAPP_US | 2040 | B2 | 25 | 0 | 372 | 372 | 372 |  | 0 |  | 219.9274 | 23.562 |  | 2.0866 | 69.8915
MAPP_CA_2_MAPP_US | MAPP_CA | MAPP_US | 2040 | B3 | 75 | 0 | 372 | 372 | 372 |  | 0 |  | 226.8001 | 37.6635 |  | 6.4554 | 69.8915
MAPP_CA_2_MAPP_US | MAPP_CA | MAPP_US | 2040 | B4 | 100 | 0 | 372 | 372 | 372 |  | 0 |  | 206.7042 | 37.6635 |  | 7.8446 | 69.8915
MAPP_CA_2_MAPP_US | MAPP_CA | MAPP_US | 2040 | B5 | 200 | 0 | 372 | 372 | 372 |  | 0 |  | 121.442 | 37.6635 |  | 9.2176 | 69.8915
MAPP_CA_2_MAPP_US | MAPP_CA | MAPP_US | 2040 | B6 | 300 | 0 | 372 | 372 | 372 |  | 0 |  | 109.7738 | 34.5417 |  | 12.498 | 69.8915
MAPP_CA_2_MAPP_US | MAPP_CA | MAPP_US | 2040 | B7 | 400 | 0 | 372 | 372 | 372 |  | 0 |  | 96.1589 | 22.2563 |  | 14.5972 | 69.8915
MAPP_CA_2_MAPP_US | MAPP_CA | MAPP_US | 2040 | B8 | 500 | 0 | 372 | 372 | 372 |  | 0 |  | 75.2202 | 11.0154 |  | 14.2733 | 69.8915
MAPP_CA_2_MAPP_US | MAPP_CA | MAPP_US | 2040 | B9 | 800 | 0 | 372 | 372 | 372 |  | 0 |  | 74.7217 | 2.374 |  | 22.6859 | 69.8915
MAPP_CA_2_MAPP_US | MAPP_CA | MAPP_US | 2040 | B10 | 1262 | 0 | 372 | 0 | 0 |  | 0 |  | 0 | 0 |  | 0 | 69.8915
MAPP_CA_2_MAPP_US | MAPP_CA | MAPP_US | 2040 | B11 | 25 | 0 | 372 | 372 | 372 |  | 0 |  | 109.7382 | 25.3543 |  | 1.0412 | 69.8915
MAPP_CA_2_MAPP_US | MAPP_CA | MAPP_US | 2040 | B12 | 200 | 0 | 372 | 372 | 0 |  | 0 |  | 21.8527 | 0 |  | 1.6586 | 69.8915
MAPP_CA_2_MAPP_US | MAPP_CA | MAPP_US | 2040 | B13 | 600 | 0 | 372 | 0 | 0 |  | 0 |  | 0 | 0 |  | 0 | 69.8915
MAPP_CA_2_MAPP_US | MAPP_CA | MAPP_US | 2040 | B14 | 900 | 0 | 372 | 0 | 0 |  | 0 |  | 0 | 0 |  | 0 | 69.8915
MAPP_CA_2_MAPP_US | MAPP_CA | MAPP_US | 2040 | B15 | 1203 | 0 | 372 | 0 | 0 |  | 0 |  | 0 | 0 |  | 0 | 69.8915
MAPP_CA_2_MAPP_US | MAPP_CA | MAPP_US | 2040 | B16 | 25 | 0 | 372 | 0 | 0 |  | 0 |  | 0 | 0 |  | 0 | 69.8915
MAPP_CA_2_MAPP_US | MAPP_CA | MAPP_US | 2040 | B17 | 100 | 0 | 372 | 0 | 0 |  | 0 |  | 0 | 0 |  | 0 | 69.8915
MAPP_CA_2_MAPP_US | MAPP_CA | MAPP_US | 2040 | B18 | 400 | 0 | 372 | 0 | 0 |  | 0 |  | 0 | 0 |  | 0 | 69.8915
MAPP_CA_2_MAPP_US | MAPP_CA | MAPP_US | 2040 | B19 | 700 | 0 | 372 | 0 | 0 |  | 0 |  | 0 | 0 |  | 0 | 69.8915
MAPP_CA_2_MAPP_US | MAPP_CA | MAPP_US | 2040 | B20 | 935 | 0 | 372 | 0 | 0 |  | 0 |  | 0 | 0 |  | 0 | 69.8915
MAPP_CA_2_MAPP_US | MAPP_CA | MAPP_US | 2045 | B1 | 10 | 0 | 372 | 372 | 372 |  | 0 |  | 323.9204 | 38.2214 |  | 1.3303 | 118.97
MAPP_CA_2_MAPP_US | MAPP_CA | MAPP_US | 2045 | B2 | 25 | 0 | 372 | 372 | 372 |  | 0 |  | 332.6924 | 25.2831 |  | 3.4157 | 118.97
MAPP_CA_2_MAPP_US | MAPP_CA | MAPP_US | 2045 | B3 | 75 | 0 | 372 | 372 | 372 |  | 0 |  | 341.9747 | 31.776 |  | 10.5331 | 118.97
MAPP_CA_2_MAPP_US | MAPP_CA | MAPP_US | 2045 | B4 | 100 | 0 | 372 | 372 | 372 |  | 0 |  | 275.8707 | 41.6756 |  | 11.3294 | 118.97
MAPP_CA_2_MAPP_US | MAPP_CA | MAPP_US | 2045 | B5 | 200 | 0 | 372 | 372 | 372 |  | 0 |  | 185.077 | 41.6756 |  | 15.2014 | 118.97
MAPP_CA_2_MAPP_US | MAPP_CA | MAPP_US | 2045 | B6 | 300 | 0 | 372 | 372 | 372 |  | 0 |  | 172.5423 | 33.8295 |  | 21.2578 | 118.97
MAPP_CA_2_MAPP_US | MAPP_CA | MAPP_US | 2045 | B7 | 400 | 0 | 372 | 372 | 372 |  | 0 |  | 143.8288 | 22.0189 |  | 23.6269 | 118.97
MAPP_CA_2_MAPP_US | MAPP_CA | MAPP_US | 2045 | B8 | 500 | 0 | 372 | 372 | 372 |  | 0 |  | 132.0538 | 1.8755 |  | 27.1158 | 118.97
MAPP_CA_2_MAPP_US | MAPP_CA | MAPP_US | 2045 | B9 | 800 | 0 | 372 | 372 | 0 |  | 0 |  | 132.0538 | 0 |  | 43.3852 | 118.97
MAPP_CA_2_MAPP_US | MAPP_CA | MAPP_US | 2045 | B10 | 1262 | 0 | 372 | 0 | 0 |  | 0 |  | 0 | 0 |  | 0 | 118.97
MAPP_CA_2_MAPP_US | MAPP_CA | MAPP_US | 2045 | B11 | 25 | 0 | 372 | 372 | 372 |  | 0 |  | 139.3894 | 12.2024 |  | 1.4311 | 118.97
MAPP_CA_2_MAPP_US | MAPP_CA | MAPP_US | 2045 | B12 | 200 | 0 | 372 | 167.5 | 0 |  | 0 |  | 0 | 0 |  | 0 | 118.97
MAPP_CA_2_MAPP_US | MAPP_CA | MAPP_US | 2045 | B13 | 600 | 0 | 372 | 0 | 0 |  | 0 |  | 0 | 0 |  | 0 | 118.97
MAPP_CA_2_MAPP_US | MAPP_CA | MAPP_US | 2045 | B14 | 900 | 0 | 372 | 0 | 0 |  | 0 |  | 0 | 0 |  | 0 | 118.97
MAPP_CA_2_MAPP_US | MAPP_CA | MAPP_US | 2045 | B15 | 1203 | 0 | 372 | 0 | 0 |  | 0 |  | 0 | 0 |  | 0 | 118.97
MAPP_CA_2_MAPP_US | MAPP_CA | MAPP_US | 2045 | B16 | 25 | 0 | 372 | 0 | 0 |  | 0 |  | 0 | 0 |  | 0 | 118.97
MAPP_CA_2_MAPP_US | MAPP_CA | MAPP_US | 2045 | B17 | 100 | 0 | 372 | 0 | 0 |  | 0 |  | 0 | 0 |  | 0 | 118.97
MAPP_CA_2_MAPP_US | MAPP_CA | MAPP_US | 2045 | B18 | 400 | 0 | 372 | 0 | 0 |  | 0 |  | 0 | 0 |  | 0 | 118.97
MAPP_CA_2_MAPP_US | MAPP_CA | MAPP_US | 2045 | B19 | 700 | 0 | 372 | 0 | 0 |  | 0 |  | 0 | 0 |  | 0 | 118.97
MAPP_CA_2_MAPP_US | MAPP_CA | MAPP_US | 2045 | B20 | 935 | 0 | 372 | 0 | 0 |  | 0 |  | 0 | 0 |  | 0 | 118.97
MAPP_CA_2_MAPP_US | MAPP_CA | MAPP_US | 2050 | B1 | 10 | 0 | 372 | 372 | 372 |  | 0 |  | 601.809 | 45.2959 |  | 2.2839 | 147.3819
MAPP_CA_2_MAPP_US | MAPP_CA | MAPP_US | 2050 | B2 | 25 | 0 | 372 | 372 | 372 |  | 0 |  | 588.1941 | 38.5182 |  | 5.5806 | 147.3819
MAPP_CA_2_MAPP_US | MAPP_CA | MAPP_US | 2050 | B3 | 75 | 0 | 372 | 372 | 372 |  | 0 |  | 600.6576 | 42.2097 |  | 17.0965 | 147.3819
MAPP_CA_2_MAPP_US | MAPP_CA | MAPP_US | 2050 | B4 | 100 | 0 | 372 | 372 | 372 |  | 0 |  | 385.9174 | 53.5337 |  | 14.6458 | 147.3819
MAPP_CA_2_MAPP_US | MAPP_CA | MAPP_US | 2050 | B5 | 200 | 0 | 372 | 372 | 372 |  | 0 |  | 353.2275 | 53.5574 |  | 26.8104 | 147.3819
MAPP_CA_2_MAPP_US | MAPP_CA | MAPP_US | 2050 | B6 | 300 | 0 | 372 | 372 | 372 |  | 0 |  | 319.6116 | 40.1087 |  | 36.3884 | 147.3819
MAPP_CA_2_MAPP_US | MAPP_CA | MAPP_US | 2050 | B7 | 400 | 0 | 372 | 372 | 372 |  | 0 |  | 289.6517 | 25.5799 |  | 43.9699 | 147.3819
MAPP_CA_2_MAPP_US | MAPP_CA | MAPP_US | 2050 | B8 | 500 | 0 | 372 | 372 | 372 |  | 0 |  | 136.1014 | 6.6235 |  | 25.8257 | 147.3819
MAPP_CA_2_MAPP_US | MAPP_CA | MAPP_US | 2050 | B9 | 800 | 0 | 372 | 372 | 313.77 |  | 0 |  | 74.7454 | 0 |  | 22.6931 | 147.3819
MAPP_CA_2_MAPP_US | MAPP_CA | MAPP_US | 2050 | B10 | 1262 | 0 | 372 | 0 | 0 |  | 0 |  | 0 | 0 |  | 0 | 147.3819
MAPP_CA_2_MAPP_US | MAPP_CA | MAPP_US | 2050 | B11 | 25 | 0 | 372 | 372 | 372 |  | 0 |  | 120.3499 | 12.2855 |  | 1.1418 | 147.3819
MAPP_CA_2_MAPP_US | MAPP_CA | MAPP_US | 2050 | B12 | 200 | 0 | 372 | 372 | 0 |  | 0 |  | 0.96147 | 0 |  | 0.072977 | 147.3819
MAPP_CA_2_MAPP_US | MAPP_CA | MAPP_US | 2050 | B13 | 600 | 0 | 372 | 0 | 0 |  | 0 |  | 0 | 0 |  | 0 | 147.3819
MAPP_CA_2_MAPP_US | MAPP_CA | MAPP_US | 2050 | B14 | 900 | 0 | 372 | 0 | 0 |  | 0 |  | 0 | 0 |  | 0 | 147.3819
MAPP_CA_2_MAPP_US | MAPP_CA | MAPP_US | 2050 | B15 | 1203 | 0 | 372 | 0 | 0 |  | 0 |  | 0 | 0 |  | 0 | 147.3819
MAPP_CA_2_MAPP_US | MAPP_CA | MAPP_US | 2050 | B16 | 25 | 0 | 372 | 0 | 0 |  | 0 |  | 0 | 0 |  | 0 | 147.3819
MAPP_CA_2_MAPP_US | MAPP_CA | MAPP_US | 2050 | B17 | 100 | 0 | 372 | 0 | 0 |  | 0 |  | 0 | 0 |  | 0 | 147.3819
MAPP_CA_2_MAPP_US | MAPP_CA | MAPP_US | 2050 | B18 | 400 | 0 | 372 | 0 | 0 |  | 0 |  | 0 | 0 |  | 0 | 147.3819
MAPP_CA_2_MAPP_US | MAPP_CA | MAPP_US | 2050 | B19 | 700 | 0 | 372 | 0 | 0 |  | 0 |  | 0 | 0 |  | 0 | 147.3819
MAPP_CA_2_MAPP_US | MAPP_CA | MAPP_US | 2050 | B20 | 935 | 0 | 372 | 0 | 0 |  | 0 |  | 0 | 0 |  | 0 | 147.3819
MAPP_CA_2_MISO_W | MAPP_CA | MISO_W | 2015 | B1 | 10 | 10 | 1970 | 1970 | 1970 |  | 503.8 |  | 14.9799 | 6.6947 |  | 0.34437 | 6.7049
MAPP_CA_2_MISO_W | MAPP_CA | MISO_W | 2015 | B2 | 25 | 25 | 1970 | 1970 | 1970 |  | 391.8 |  | 12.0599 | 6.6947 |  | 0.6931 | 6.7049
MAPP_CA_2_MISO_W | MAPP_CA | MISO_W | 2015 | B3 | 75 | 75 | 1970 | 1970 | 1970 |  | 331.66 |  | 12.6772 | 6.6947 |  | 2.1857 | 6.7049
MAPP_CA_2_MISO_W | MAPP_CA | MISO_W | 2015 | B4 | 100 | 0 | 1970 | 1970 | 1970 |  | 0 |  | 13.0451 | 6.5404 |  | 2.9989 | 6.7049
MAPP_CA_2_MISO_W | MAPP_CA | MISO_W | 2015 | B5 | 200 | 0 | 1970 | 1970 | 1970 |  | 0 |  | 4.7243 | 1.9586 |  | 2.1721 | 6.7049
MAPP_CA_2_MISO_W | MAPP_CA | MISO_W | 2015 | B6 | 300 | 0 | 1970 | 1605.65 | 1605.65 |  | 0 |  | 0 | 0 |  | 0 | 6.7049
MAPP_CA_2_MISO_W | MAPP_CA | MISO_W | 2015 | B7 | 400 | 0 | 1970 | 1733.85 | 1733.85 |  | 0 |  | 0 | 0 |  | 0 | 6.7049
MAPP_CA_2_MISO_W | MAPP_CA | MISO_W | 2015 | B8 | 500 | 0 | 1970 | 1919.61 | 1919.61 |  | 0 |  | 0 | 0 |  | 0 | 6.7049
MAPP_CA_2_MISO_W | MAPP_CA | MISO_W | 2015 | B9 | 800 | 0 | 1970 | 1133.94 | 1133.94 |  | 0 |  | 0 | 0 |  | 0 | 6.7049
MAPP_CA_2_MISO_W | MAPP_CA | MISO_W | 2015 | B10 | 1262 | 0 | 1970 | 0 | 0 |  | 0 |  | 0 | 0 |  | 0 | 6.7049
MAPP_CA_2_MISO_W | MAPP_CA | MISO_W | 2015 | B11 | 25 | 0 | 1970 | 1970 | 1970 |  | 0 |  | 9.496 | 2.4927 |  | 0.54575 | 6.7049
MAPP_CA_2_MISO_W | MAPP_CA | MISO_W | 2015 | B12 | 200 | 0 | 1970 | 1579.5 | 1579.5 |  | 0 |  | 0 | 0 |  | 0 | 6.7049
MAPP_CA_2_MISO_W | MAPP_CA | MISO_W | 2015 | B13 | 600 | 0 | 1970 | 1668.96 | 1668.96 |  | 0 |  | 0 | 0 |  | 0 | 6.7049
MAPP_CA_2_MISO_W | MAPP_CA | MISO_W | 2015 | B14 | 900 | 0 | 1970 | 1077.36 | 1077.36 |  | 0 |  | 0 | 0 |  | 0 | 6.7049
MAPP_CA_2_MISO_W | MAPP_CA | MISO_W | 2015 | B15 | 1203 | 0 | 1970 | 0 | 0 |  | 0 |  | 0 | 0 |  | 0 | 6.7049
MAPP_CA_2_MISO_W | MAPP_CA | MISO_W | 2015 | B16 | 25 | 0 | 1970 | 1297.51 | 1970 |  | 0 |  | 0 | 0.01187 |  | 0 | 6.7049
MAPP_CA_2_MISO_W | MAPP_CA | MISO_W | 2015 | B17 | 100 | 0 | 1970 | 499.67 | 499.67 |  | 0 |  | 0 | 0 |  | 0 | 6.7049
MAPP_CA_2_MISO_W | MAPP_CA | MISO_W | 2015 | B18 | 400 | 0 | 1970 | 600.87 | 600.87 |  | 0 |  | 0 | 0 |  | 0 | 6.7049
MAPP_CA_2_MISO_W | MAPP_CA | MISO_W | 2015 | B19 | 700 | 0 | 1970 | 0 | 774.86 |  | 0 |  | 0 | 0 |  | 0 | 6.7049
MAPP_CA_2_MISO_W | MAPP_CA | MISO_W | 2015 | B20 | 935 | 0 | 1970 | 0 | 0 |  | 0 |  | 0 | 0 |  | 0 | 6.7049
MAPP_CA_2_MISO_W | MAPP_CA | MISO_W | 2020 | B1 | 10 | 10 | 1970 | 1970 | 1970 |  | 105.39 |  | 13.9829 | 3.4898 |  | 0.057424 | 3.5044
MAPP_CA_2_MISO_W | MAPP_CA | MISO_W | 2020 | B2 | 25 | 25 | 1970 | 1970 | 1970 |  | 6.39 |  | 13.9829 | 3.4898 |  | 0.14356 | 3.5044
MAPP_CA_2_MISO_W | MAPP_CA | MISO_W | 2020 | B3 | 75 | 75 | 1970 | 1970 | 1970 |  | 196.6 |  | 13.9829 | 3.4898 |  | 0.43068 | 3.5044
MAPP_CA_2_MISO_W | MAPP_CA | MISO_W | 2020 | B4 | 100 | 100 | 1970 | 1970 | 1970 |  | 257.3 |  | 11.8937 | 3.4898 |  | 0.48845 | 3.5044
MAPP_CA_2_MISO_W | MAPP_CA | MISO_W | 2020 | B5 | 200 | 200 | 1970 | 1970 | 1970 |  | 303.56 |  | 10.7898 | 3.4898 |  | 0.88623 | 3.5044
MAPP_CA_2_MISO_W | MAPP_CA | MISO_W | 2020 | B6 | 300 | 0 | 1970 | 1970 | 1926.25 |  | 0 |  | 3.5373 | 0 |  | 0.4358 | 3.5044
MAPP_CA_2_MISO_W | MAPP_CA | MISO_W | 2020 | B7 | 400 | 400 | 1970 | 1970 | 1970 |  | 60.7 |  | 9.6741 | 3.4898 |  | 1.5892 | 3.5044
MAPP_CA_2_MISO_W | MAPP_CA | MISO_W | 2020 | B8 | 500 | 0 | 1970 | 1970 | 1970 |  | 0 |  | 1.8161 | 1.7449 |  | 0.37292 | 3.5044
MAPP_CA_2_MISO_W | MAPP_CA | MISO_W | 2020 | B9 | 800 | 0 | 1970 | 1970 | 1970 |  | 0 |  | 0.37984 | 1.0446 |  | 0.12479 | 3.5044
MAPP_CA_2_MISO_W | MAPP_CA | MISO_W | 2020 | B10 | 1262 | 0 | 1970 | 0 | 0 |  | 0 |  | 0 | 0 |  | 0 | 3.5044
MAPP_CA_2_MISO_W | MAPP_CA | MISO_W | 2020 | B11 | 25 | 25 | 1970 | 1970 | 1970 |  | 266.1 |  | 13.9829 | 3.4898 |  | 0.14356 | 3.5044
MAPP_CA_2_MISO_W | MAPP_CA | MISO_W | 2020 | B12 | 200 | 0 | 1970 | 1723.54 | 1831.23 |  | 0 |  | 0 | 0 |  | 0 | 3.5044
MAPP_CA_2_MISO_W | MAPP_CA | MISO_W | 2020 | B13 | 600 | 0 | 1970 | 1804.52 | 1912.21 |  | 0 |  | 0 | 0 |  | 0 | 3.5044
MAPP_CA_2_MISO_W | MAPP_CA | MISO_W | 2020 | B14 | 900 | 0 | 1970 | 1514.66 | 1970 |  | 0 |  | 0 | 0.36797 |  | 0 | 3.5044
MAPP_CA_2_MISO_W | MAPP_CA | MISO_W | 2020 | B15 | 1203 | 0 | 1970 | 0 | 0 |  | 0 |  | 0 | 0 |  | 0 | 3.5044
MAPP_CA_2_MISO_W | MAPP_CA | MISO_W | 2020 | B16 | 25 | 0 | 1970 | 1479.38 | 1345.55 |  | 0 |  | 0 | 0 |  | 0 | 3.5044
MAPP_CA_2_MISO_W | MAPP_CA | MISO_W | 2020 | B17 | 100 | 0 | 1970 | 1064.87 | 753.88 |  | 0 |  | 0 | 0 |  | 0 | 3.5044
MAPP_CA_2_MISO_W | MAPP_CA | MISO_W | 2020 | B18 | 400 | 0 | 1970 | 994.16 | 848.17 |  | 0 |  | 0 | 0 |  | 0 | 3.5044
MAPP_CA_2_MISO_W | MAPP_CA | MISO_W | 2020 | B19 | 700 | 0 | 1970 | 463.34 | 1005.33 |  | 0 |  | 0 | 0 |  | 0 | 3.5044
MAPP_CA_2_MISO_W | MAPP_CA | MISO_W | 2020 | B20 | 935 | 0 | 1970 | 0 | 0 |  | 0 |  | 0 | 0 |  | 0 | 3.5044
MAPP_CA_2_MISO_W | MAPP_CA | MISO_W | 2025 | B1 | 10 | 10 | 1970 | 1970 | 1970 |  | 274.44 |  | 206.9535 | 14.5645 |  | 0.63973 | 14.5726
MAPP_CA_2_MISO_W | MAPP_CA | MISO_W | 2025 | B2 | 25 | 25 | 1970 | 1970 | 1970 |  | 521.61 |  | 37.8534 | 14.5645 |  | 0.29253 | 14.5726
MAPP_CA_2_MISO_W | MAPP_CA | MISO_W | 2025 | B3 | 75 | 75 | 1970 | 1970 | 1970 |  | 410.04 |  | 49.9015 | 14.5645 |  | 1.1569 | 14.5726
MAPP_CA_2_MISO_W | MAPP_CA | MISO_W | 2025 | B4 | 100 | 100 | 1970 | 1970 | 1970 |  | 391.85 |  | 47.1358 | 14.5645 |  | 1.4571 | 14.5726
MAPP_CA_2_MISO_W | MAPP_CA | MISO_W | 2025 | B5 | 200 | 200 | 1970 | 1970 | 1970 |  | 369.5 |  | 46.293 | 14.5645 |  | 2.862 | 14.5726
MAPP_CA_2_MISO_W | MAPP_CA | MISO_W | 2025 | B6 | 300 | 300 | 1970 | 1970 | 1970 |  | 362.02 |  | 44.2751 | 14.5645 |  | 4.1059 | 14.5726
MAPP_CA_2_MISO_W | MAPP_CA | MISO_W | 2025 | B7 | 400 | 0 | 1970 | 1970 | 1970 |  | 0 |  | 23.9774 | 13.2588 |  | 2.9647 | 14.5726
MAPP_CA_2_MISO_W | MAPP_CA | MISO_W | 2025 | B8 | 500 | 0 | 1970 | 1970 | 1970 |  | 0 |  | 8.582 | 5.5314 |  | 1.3264 | 14.5726
MAPP_CA_2_MISO_W | MAPP_CA | MISO_W | 2025 | B9 | 800 | 0 | 1970 | 1970 | 1970 |  | 0 |  | 3.4304 | 0.70033 |  | 0.84833 | 14.5726
MAPP_CA_2_MISO_W | MAPP_CA | MISO_W | 2025 | B10 | 1262 | 0 | 1970 | 338.98 | 0 |  | 0 |  | 0 | 0 |  | 0 | 14.5726
MAPP_CA_2_MISO_W | MAPP_CA | MISO_W | 2025 | B11 | 25 | 25 | 1970 | 1970 | 1970 |  | 40.82 |  | 41.2245 | 14.5645 |  | 0.31858 | 14.5726
MAPP_CA_2_MISO_W | MAPP_CA | MISO_W | 2025 | B12 | 200 | 0 | 1970 | 1970 | 1970 |  | 0 |  | 13.9829 | 5.1516 |  | 0.86447 | 14.5726
MAPP_CA_2_MISO_W | MAPP_CA | MISO_W | 2025 | B13 | 600 | 0 | 1970 | 1970 | 1970 |  | 0 |  | 13.9829 | 2.4571 |  | 2.5934 | 14.5726
MAPP_CA_2_MISO_W | MAPP_CA | MISO_W | 2025 | B14 | 900 | 0 | 1970 | 1492.56 | 1497.16 |  | 0 |  | 0 | 0 |  | 0 | 14.5726
MAPP_CA_2_MISO_W | MAPP_CA | MISO_W | 2025 | B15 | 1203 | 0 | 1970 | 0 | 0 |  | 0 |  | 0 | 0 |  | 0 | 14.5726
MAPP_CA_2_MISO_W | MAPP_CA | MISO_W | 2025 | B16 | 25 | 0 | 1970 | 641.6 | 1970 |  | 0 |  | 0 | 12.2261 |  | 0 | 14.5726
MAPP_CA_2_MISO_W | MAPP_CA | MISO_W | 2025 | B17 | 100 | 0 | 1970 | 1789.63 | 1836.77 |  | 0 |  | 0 | 0 |  | 0 | 14.5726
MAPP_CA_2_MISO_W | MAPP_CA | MISO_W | 2025 | B18 | 400 | 0 | 1970 | 1850.78 | 1850.78 |  | 0 |  | 0 | 0 |  | 0 | 14.5726
MAPP_CA_2_MISO_W | MAPP_CA | MISO_W | 2025 | B19 | 700 | 0 | 1970 | 1931.42 | 433.1 |  | 0 |  | 0 | 0 |  | 0 | 14.5726
MAPP_CA_2_MISO_W | MAPP_CA | MISO_W | 2025 | B20 | 935 | 0 | 1970 | 0 | 0 |  | 0 |  | 0 | 0 |  | 0 | 14.5726
MAPP_CA_2_MISO_W | MAPP_CA | MISO_W | 2030 | B1 | 10 | 10 | 1970 | 1970 | 1970 |  | 569.86 |  | 69.3445 | 22.8735 |  | 0.21436 | 22.8888
MAPP_CA_2_MISO_W | MAPP_CA | MISO_W | 2030 | B2 | 25 | 25 | 1970 | 1970 | 1970 |  | 557.71 |  | 68.5611 | 22.8735 |  | 0.52984 | 22.8888
MAPP_CA_2_MISO_W | MAPP_CA | MISO_W | 2030 | B3 | 75 | 75 | 1970 | 1970 | 1970 |  | 702.75 |  | 66.2821 | 22.8735 |  | 1.5367 | 22.8888
MAPP_CA_2_MISO_W | MAPP_CA | MISO_W | 2030 | B4 | 100 | 100 | 1970 | 1970 | 1970 |  | 673.09 |  | 67.1605 | 22.8735 |  | 2.0761 | 22.8888
MAPP_CA_2_MISO_W | MAPP_CA | MISO_W | 2030 | B5 | 200 | 200 | 1970 | 1970 | 1970 |  | 640.86 |  | 66.5076 | 22.8735 |  | 4.1118 | 22.8888
MAPP_CA_2_MISO_W | MAPP_CA | MISO_W | 2030 | B6 | 300 | 300 | 1970 | 1970 | 1970 |  | 121.18 |  | 27.8351 | 22.8735 |  | 2.5813 | 22.8888
MAPP_CA_2_MISO_W | MAPP_CA | MISO_W | 2030 | B7 | 400 | 400 | 1970 | 1970 | 1970 |  | 148.83 |  | 16.2738 | 22.8735 |  | 2.0122 | 22.8888
MAPP_CA_2_MISO_W | MAPP_CA | MISO_W | 2030 | B8 | 500 | 0 | 1970 | 1970 | 1970 |  | 0 |  | 11.8937 | 21.2592 |  | 1.8383 | 22.8888
MAPP_CA_2_MISO_W | MAPP_CA | MISO_W | 2030 | B9 | 800 | 0 | 1970 | 1970 | 1970 |  | 0 |  | 8.5227 | 11.1222 |  | 2.1076 | 22.8888
MAPP_CA_2_MISO_W | MAPP_CA | MISO_W | 2030 | B10 | 1262 | 0 | 1970 | 27.06 | 0 |  | 0 |  | 0 | 0 |  | 0 | 22.8888
MAPP_CA_2_MISO_W | MAPP_CA | MISO_W | 2030 | B11 | 25 | 25 | 1970 | 1970 | 1970 |  | 277.49 |  | 69.2496 | 22.8735 |  | 0.53516 | 22.8888
MAPP_CA_2_MISO_W | MAPP_CA | MISO_W | 2030 | B12 | 200 | 0 | 1970 | 1970 | 1970 |  | 0 |  | 44.928 | 13.8286 |  | 2.7776 | 22.8888
MAPP_CA_2_MISO_W | MAPP_CA | MISO_W | 2030 | B13 | 600 | 0 | 1970 | 1970 | 1970 |  | 0 |  | 54.9818 | 11.6445 |  | 10.1976 | 22.8888
MAPP_CA_2_MISO_W | MAPP_CA | MISO_W | 2030 | B14 | 900 | 0 | 1970 | 1961.37 | 1970 |  | 0 |  | 0 | 3.4779 |  | 0 | 22.8888
MAPP_CA_2_MISO_W | MAPP_CA | MISO_W | 2030 | B15 | 1203 | 0 | 1970 | 0 | 0 |  | 0 |  | 0 | 0 |  | 0 | 22.8888
MAPP_CA_2_MISO_W | MAPP_CA | MISO_W | 2030 | B16 | 25 | 0 | 1970 | 126.2 | 1831.53 |  | 0 |  | 0 | 0 |  | 0 | 22.8888
MAPP_CA_2_MISO_W | MAPP_CA | MISO_W | 2030 | B17 | 100 | 0 | 1970 | 1411.84 | 1607.86 |  | 0 |  | 0 | 0 |  | 0 | 22.8888
MAPP_CA_2_MISO_W | MAPP_CA | MISO_W | 2030 | B18 | 400 | 0 | 1970 | 1783.25 | 1625.78 |  | 0 |  | 0 | 0 |  | 0 | 22.8888
MAPP_CA_2_MISO_W | MAPP_CA | MISO_W | 2030 | B19 | 700 | 0 | 1970 | 1841.02 | 1365.57 |  | 0 |  | 0 | 0 |  | 0 | 22.8888
MAPP_CA_2_MISO_W | MAPP_CA | MISO_W | 2030 | B20 | 935 | 0 | 1970 | 0 | 0 |  | 0 |  | 0 | 0 |  | 0 | 22.8888
MAPP_CA_2_MISO_W | MAPP_CA | MISO_W | 2035 | B1 | 10 | 10 | 1970 | 1970 | 1970 |  | 603.53 |  | 121.6082 | 26.7312 |  | 0.28053 | 26.7407
MAPP_CA_2_MISO_W | MAPP_CA | MISO_W | 2035 | B2 | 25 | 25 | 1970 | 1970 | 1970 |  | 588.42 |  | 125.5727 | 26.7312 |  | 0.72418 | 26.7407
MAPP_CA_2_MISO_W | MAPP_CA | MISO_W | 2035 | B3 | 75 | 75 | 1970 | 1970 | 1970 |  | 825.53 |  | 121.6319 | 26.7312 |  | 2.1044 | 26.7407
MAPP_CA_2_MISO_W | MAPP_CA | MISO_W | 2035 | B4 | 100 | 100 | 1970 | 1970 | 1970 |  | 1041.95 |  | 114.2725 | 26.7312 |  | 2.636 | 26.7407
MAPP_CA_2_MISO_W | MAPP_CA | MISO_W | 2035 | B5 | 200 | 200 | 1970 | 1970 | 1970 |  | 993.36 |  | 62.4956 | 26.7312 |  | 2.8833 | 26.7407
MAPP_CA_2_MISO_W | MAPP_CA | MISO_W | 2035 | B6 | 300 | 300 | 1970 | 1970 | 1970 |  | 454.26 |  | 42.8151 | 26.7312 |  | 2.963 | 26.7407
MAPP_CA_2_MISO_W | MAPP_CA | MISO_W | 2035 | B7 | 400 | 400 | 1970 | 1970 | 1970 |  | 462.52 |  | 34.8503 | 26.7312 |  | 3.2157 | 26.7407
MAPP_CA_2_MISO_W | MAPP_CA | MISO_W | 2035 | B8 | 500 | 0 | 1970 | 1970 | 1970 |  | 0 |  | 26.5532 | 22.375 |  | 3.0627 | 26.7407
MAPP_CA_2_MISO_W | MAPP_CA | MISO_W | 2035 | B9 | 800 | 0 | 1970 | 1970 | 1970 |  | 0 |  | 14.0066 | 22.375 |  | 2.5848 | 26.7407
MAPP_CA_2_MISO_W | MAPP_CA | MISO_W | 2035 | B10 | 1262 | 0 | 1970 | 521.43 | 0 |  | 0 |  | 0 | 0 |  | 0 | 26.7407
MAPP_CA_2_MISO_W | MAPP_CA | MISO_W | 2035 | B11 | 25 | 25 | 1970 | 1970 | 1970 |  | 297.08 |  | 81.4876 | 26.7312 |  | 0.46994 | 26.7407
MAPP_CA_2_MISO_W | MAPP_CA | MISO_W | 2035 | B12 | 200 | 0 | 1970 | 1970 | 1970 |  | 0 |  | 63.0653 | 11.3359 |  | 2.9096 | 26.7407
MAPP_CA_2_MISO_W | MAPP_CA | MISO_W | 2035 | B13 | 600 | 0 | 1970 | 1970 | 1970 |  | 0 |  | 59.7655 | 7.7155 |  | 8.272 | 26.7407
MAPP_CA_2_MISO_W | MAPP_CA | MISO_W | 2035 | B14 | 900 | 0 | 1970 | 1630.89 | 1970 |  | 0 |  | 0 | 5.2822 |  | 0 | 26.7407
MAPP_CA_2_MISO_W | MAPP_CA | MISO_W | 2035 | B15 | 1203 | 0 | 1970 | 0 | 0 |  | 0 |  | 0 | 0 |  | 0 | 26.7407
MAPP_CA_2_MISO_W | MAPP_CA | MISO_W | 2035 | B16 | 25 | 0 | 1970 | 0 | 1959.55 |  | 0 |  | 0 | 0 |  | 0 | 26.7407
MAPP_CA_2_MISO_W | MAPP_CA | MISO_W | 2035 | B17 | 100 | 0 | 1970 | 184.43 | 1713.96 |  | 0 |  | 0 | 0 |  | 0 | 26.7407
MAPP_CA_2_MISO_W | MAPP_CA | MISO_W | 2035 | B18 | 400 | 0 | 1970 | 1970 | 1758.21 |  | 0 |  | 13.9829 | 0 |  | 1.2902 | 26.7407
MAPP_CA_2_MISO_W | MAPP_CA | MISO_W | 2035 | B19 | 700 | 0 | 1970 | 1970 | 636.95 |  | 0 |  | 13.9829 | 0 |  | 2.2579 | 26.7407
MAPP_CA_2_MISO_W | MAPP_CA | MISO_W | 2035 | B20 | 935 | 0 | 1970 | 0 | 0 |  | 0 |  | 0 | 0 |  | 0 | 26.7407
MAPP_CA_2_MISO_W | MAPP_CA | MISO_W | 2040 | B1 | 10 | 0 | 1970 | 1970 | 1970 |  | 0 |  | 232.8063 | 35.7168 |  | 0.71965 | 72.4018
MAPP_CA_2_MISO_W | MAPP_CA | MISO_W | 2040 | B2 | 25 | 0 | 1970 | 1970 | 1970 |  | 0 |  | 233.9221 | 45.0467 |  | 1.8077 | 72.4018
MAPP_CA_2_MISO_W | MAPP_CA | MISO_W | 2040 | B3 | 75 | 75 | 1970 | 1970 | 1970 |  | 800.5 |  | 240.7948 | 51.6464 |  | 5.5826 | 72.4018
MAPP_CA_2_MISO_W | MAPP_CA | MISO_W | 2040 | B4 | 100 | 100 | 1970 | 1970 | 1970 |  | 734.75 |  | 220.687 | 51.6464 |  | 6.8219 | 72.4018
MAPP_CA_2_MISO_W | MAPP_CA | MISO_W | 2040 | B5 | 200 | 200 | 1970 | 1970 | 1970 |  | 668.61 |  | 135.4248 | 51.6464 |  | 8.3725 | 72.4018
MAPP_CA_2_MISO_W | MAPP_CA | MISO_W | 2040 | B6 | 300 | 0 | 1970 | 1970 | 1970 |  | 0 |  | 123.7566 | 48.5246 |  | 11.4767 | 72.4018
MAPP_CA_2_MISO_W | MAPP_CA | MISO_W | 2040 | B7 | 400 | 0 | 1970 | 1970 | 1970 |  | 0 |  | 110.1417 | 36.251 |  | 13.6188 | 72.4018
MAPP_CA_2_MISO_W | MAPP_CA | MISO_W | 2040 | B8 | 500 | 0 | 1970 | 1970 | 1970 |  | 0 |  | 89.2149 | 25.0101 |  | 13.789 | 72.4018
MAPP_CA_2_MISO_W | MAPP_CA | MISO_W | 2040 | B9 | 800 | 0 | 1970 | 1970 | 1970 |  | 0 |  | 88.7164 | 16.3569 |  | 21.9391 | 72.4018
MAPP_CA_2_MISO_W | MAPP_CA | MISO_W | 2040 | B10 | 1262 | 0 | 1970 | 0 | 0 |  | 0 |  | 0 | 0 |  | 0 | 72.4018
MAPP_CA_2_MISO_W | MAPP_CA | MISO_W | 2040 | B11 | 25 | 0 | 1970 | 1970 | 1970 |  | 0 |  | 123.721 | 39.3372 |  | 0.95611 | 72.4018
MAPP_CA_2_MISO_W | MAPP_CA | MISO_W | 2040 | B12 | 200 | 0 | 1970 | 1970 | 1970 |  | 0 |  | 78.6506 | 11.4071 |  | 4.8625 | 72.4018
MAPP_CA_2_MISO_W | MAPP_CA | MISO_W | 2040 | B13 | 600 | 0 | 1970 | 1970 | 1970 |  | 0 |  | 35.5269 | 10.4931 |  | 6.5892 | 72.4018
MAPP_CA_2_MISO_W | MAPP_CA | MISO_W | 2040 | B14 | 900 | 0 | 1970 | 1145.54 | 1970 |  | 0 |  | 0 | 5.4246 |  | 0 | 72.4018
MAPP_CA_2_MISO_W | MAPP_CA | MISO_W | 2040 | B15 | 1203 | 0 | 1970 | 0 | 0 |  | 0 |  | 0 | 0 |  | 0 | 72.4018
MAPP_CA_2_MISO_W | MAPP_CA | MISO_W | 2040 | B16 | 25 | 0 | 1970 | 0 | 1970 |  | 0 |  | 0 | 7.49 |  | 0 | 72.4018
MAPP_CA_2_MISO_W | MAPP_CA | MISO_W | 2040 | B17 | 100 | 0 | 1970 | 561.28 | 1970 |  | 0 |  | 0 | 3.929 |  | 0 | 72.4018
MAPP_CA_2_MISO_W | MAPP_CA | MISO_W | 2040 | B18 | 400 | 0 | 1970 | 1899.5 | 1816.52 |  | 0 |  | 0 | 0 |  | 0 | 72.4018
MAPP_CA_2_MISO_W | MAPP_CA | MISO_W | 2040 | B19 | 700 | 0 | 1970 | 1939.22 | 1851.4 |  | 0 |  | 0 | 0 |  | 0 | 72.4018
MAPP_CA_2_MISO_W | MAPP_CA | MISO_W | 2040 | B20 | 935 | 0 | 1970 | 0 | 0 |  | 0 |  | 0 | 0 |  | 0 | 72.4018
MAPP_CA_2_MISO_W | MAPP_CA | MISO_W | 2045 | B1 | 10 | 0 | 1970 | 1970 | 1970 |  | 0 |  | 337.9033 | 52.2043 |  | 0.77948 | 79.0717
MAPP_CA_2_MISO_W | MAPP_CA | MISO_W | 2045 | B2 | 25 | 0 | 1970 | 1970 | 1970 |  | 0 |  | 346.6752 | 44.2157 |  | 1.9993 | 79.0717
MAPP_CA_2_MISO_W | MAPP_CA | MISO_W | 2045 | B3 | 75 | 0 | 1970 | 1970 | 1970 |  | 0 |  | 355.9576 | 45.7588 |  | 6.1584 | 79.0717
MAPP_CA_2_MISO_W | MAPP_CA | MISO_W | 2045 | B4 | 100 | 0 | 1970 | 1970 | 1970 |  | 0 |  | 289.8654 | 55.6584 |  | 6.6866 | 79.0717
MAPP_CA_2_MISO_W | MAPP_CA | MISO_W | 2045 | B5 | 200 | 0 | 1970 | 1970 | 1970 |  | 0 |  | 199.0718 | 55.6584 |  | 9.1844 | 79.0717
MAPP_CA_2_MISO_W | MAPP_CA | MISO_W | 2045 | B6 | 300 | 0 | 1970 | 1970 | 1970 |  | 0 |  | 186.5252 | 47.8242 |  | 12.9083 | 79.0717
MAPP_CA_2_MISO_W | MAPP_CA | MISO_W | 2045 | B7 | 400 | 0 | 1970 | 1970 | 1970 |  | 0 |  | 157.8116 | 36.0017 |  | 14.5616 | 79.0717
MAPP_CA_2_MISO_W | MAPP_CA | MISO_W | 2045 | B8 | 500 | 0 | 1970 | 1970 | 1970 |  | 0 |  | 146.0485 | 15.8583 |  | 16.8453 | 79.0717
MAPP_CA_2_MISO_W | MAPP_CA | MISO_W | 2045 | B9 | 800 | 0 | 1970 | 1970 | 1970 |  | 0 |  | 146.0485 | 12.8077 |  | 26.9524 | 79.0717
MAPP_CA_2_MISO_W | MAPP_CA | MISO_W | 2045 | B10 | 1262 | 0 | 1970 | 0 | 1970 |  | 0 |  | 0 | 4.9261 |  | 0 | 79.0717
MAPP_CA_2_MISO_W | MAPP_CA | MISO_W | 2045 | B11 | 25 | 0 | 1970 | 1970 | 1970 |  | 0 |  | 153.3723 | 26.1852 |  | 0.8845 | 79.0717
MAPP_CA_2_MISO_W | MAPP_CA | MISO_W | 2045 | B12 | 200 | 0 | 1970 | 1970 | 1970 |  | 0 |  | 86.924 | 12.7484 |  | 4.0103 | 79.0717
MAPP_CA_2_MISO_W | MAPP_CA | MISO_W | 2045 | B13 | 600 | 0 | 1970 | 1970 | 1970 |  | 0 |  | 25.4493 | 6.8015 |  | 3.5224 | 79.0717
MAPP_CA_2_MISO_W | MAPP_CA | MISO_W | 2045 | B14 | 900 | 0 | 1970 | 865.79 | 1970 |  | 0 |  | 0 | 4.4394 |  | 0 | 79.0717
MAPP_CA_2_MISO_W | MAPP_CA | MISO_W | 2045 | B15 | 1203 | 0 | 1970 | 0 | 1796.29 |  | 0 |  | 0 | 0 |  | 0 | 79.0717
MAPP_CA_2_MISO_W | MAPP_CA | MISO_W | 2045 | B16 | 25 | 0 | 1970 | 0 | 1970 |  | 0 |  | 0 | 13.5199 |  | 0 | 79.0717
MAPP_CA_2_MISO_W | MAPP_CA | MISO_W | 2045 | B17 | 100 | 0 | 1970 | 100.83 | 1970 |  | 0 |  | 0 | 12.0124 |  | 0 | 79.0717
MAPP_CA_2_MISO_W | MAPP_CA | MISO_W | 2045 | B18 | 400 | 0 | 1970 | 1970 | 1970 |  | 0 |  | 2.7064 | 6.6947 |  | 0.24972 | 79.0717
MAPP_CA_2_MISO_W | MAPP_CA | MISO_W | 2045 | B19 | 700 | 0 | 1970 | 1970 | 1970 |  | 0 |  | 4.2495 | 6.6947 |  | 0.68619 | 79.0717
MAPP_CA_2_MISO_W | MAPP_CA | MISO_W | 2045 | B20 | 935 | 0 | 1970 | 0 | 1013.47 |  | 0 |  | 0 | 0 |  | 0 | 79.0717
MAPP_CA_2_MISO_W | MAPP_CA | MISO_W | 2050 | B1 | 10 | 0 | 1970 | 1970 | 1970 |  | 0 |  | 615.8037 | 59.2788 |  | 1.4205 | 99.5439
MAPP_CA_2_MISO_W | MAPP_CA | MISO_W | 2050 | B2 | 25 | 0 | 1970 | 1970 | 1970 |  | 0 |  | 602.177 | 56.1926 |  | 3.4728 | 99.5439
MAPP_CA_2_MISO_W | MAPP_CA | MISO_W | 2050 | B3 | 75 | 0 | 1970 | 1970 | 1970 |  | 0 |  | 614.6405 | 56.1926 |  | 10.6339 | 99.5439
MAPP_CA_2_MISO_W | MAPP_CA | MISO_W | 2050 | B4 | 100 | 0 | 1970 | 1970 | 1970 |  | 0 |  | 399.9122 | 67.5284 |  | 9.2252 | 99.5439
MAPP_CA_2_MISO_W | MAPP_CA | MISO_W | 2050 | B5 | 200 | 0 | 1970 | 1970 | 1970 |  | 0 |  | 367.2103 | 67.5522 |  | 16.9417 | 99.5439
MAPP_CA_2_MISO_W | MAPP_CA | MISO_W | 2050 | B6 | 300 | 0 | 1970 | 1970 | 1970 |  | 0 |  | 333.6064 | 54.0916 |  | 23.0869 | 99.5439
MAPP_CA_2_MISO_W | MAPP_CA | MISO_W | 2050 | B7 | 400 | 0 | 1970 | 1970 | 1970 |  | 0 |  | 303.6465 | 39.5746 |  | 28.0181 | 99.5439
MAPP_CA_2_MISO_W | MAPP_CA | MISO_W | 2050 | B8 | 500 | 0 | 1970 | 1970 | 1970 |  | 0 |  | 150.0843 | 20.6182 |  | 17.3108 | 99.5439
MAPP_CA_2_MISO_W | MAPP_CA | MISO_W | 2050 | B9 | 800 | 0 | 1970 | 1970 | 1970 |  | 0 |  | 88.7283 | 13.9829 |  | 16.3743 | 99.5439
MAPP_CA_2_MISO_W | MAPP_CA | MISO_W | 2050 | B10 | 1262 | 0 | 1970 | 0 | 1970 |  | 0 |  | 0 | 7.4069 |  | 0 | 99.5439
MAPP_CA_2_MISO_W | MAPP_CA | MISO_W | 2050 | B11 | 25 | 0 | 1970 | 1970 | 1970 |  | 0 |  | 134.5821 | 26.2683 |  | 0.77614 | 99.5439
MAPP_CA_2_MISO_W | MAPP_CA | MISO_W | 2050 | B12 | 200 | 0 | 1970 | 1970 | 1970 |  | 0 |  | 14.9562 | 11.229 |  | 0.69002 | 99.5439
MAPP_CA_2_MISO_W | MAPP_CA | MISO_W | 2050 | B13 | 600 | 0 | 1970 | 1970 | 1970 |  | 0 |  | 28.3337 | 5.8994 |  | 3.9216 | 99.5439
MAPP_CA_2_MISO_W | MAPP_CA | MISO_W | 2050 | B14 | 900 | 0 | 1970 | 1604.69 | 1970 |  | 0 |  | 0 | 3.5729 |  | 0 | 99.5439
MAPP_CA_2_MISO_W | MAPP_CA | MISO_W | 2050 | B15 | 1203 | 0 | 1970 | 0 | 1948.87 |  | 0 |  | 0 | 0 |  | 0 | 99.5439
MAPP_CA_2_MISO_W | MAPP_CA | MISO_W | 2050 | B16 | 25 | 0 | 1970 | 0 | 1970 |  | 0 |  | 0 | 12.2261 |  | 0 | 99.5439
MAPP_CA_2_MISO_W | MAPP_CA | MISO_W | 2050 | B17 | 100 | 0 | 1970 | 189.3 | 1970 |  | 0 |  | 0 | 10.1845 |  | 0 | 99.5439
MAPP_CA_2_MISO_W | MAPP_CA | MISO_W | 2050 | B18 | 400 | 0 | 1970 | 1970 | 1970 |  | 0 |  | 2.2672 | 6.2911 |  | 0.2092 | 99.5439
MAPP_CA_2_MISO_W | MAPP_CA | MISO_W | 2050 | B19 | 700 | 0 | 1970 | 1970 | 1970 |  | 0 |  | 3.9883 | 5.2228 |  | 0.64402 | 99.5439
MAPP_CA_2_MISO_W | MAPP_CA | MISO_W | 2050 | B20 | 935 | 0 | 1970 | 0 | 1178.3 |  | 0 |  | 0 | 0 |  | 0 | 99.5439
MAPP_US_2_MAPP_CA | MAPP_US | MAPP_CA | 2015 | B1 | 10 | 0 | 165 | 0 | 0 |  | 0 |  | 0 | 0 |  | 0 | 0
MAPP_US_2_MAPP_CA | MAPP_US | MAPP_CA | 2015 | B2 | 25 | 0 | 165 | 0 | 0 |  | 0 |  | 0 | 0 |  | 0 | 0
MAPP_US_2_MAPP_CA | MAPP_US | MAPP_CA | 2015 | B3 | 75 | 0 | 165 | 0 | 0 |  | 0 |  | 0 | 0 |  | 0 | 0
MAPP_US_2_MAPP_CA | MAPP_US | MAPP_CA | 2015 | B4 | 100 | 0 | 165 | 0 | 0 |  | 0 |  | 0 | 0 |  | 0 | 0
MAPP_US_2_MAPP_CA | MAPP_US | MAPP_CA | 2015 | B5 | 200 | 0 | 165 | 0 | 0 |  | 0 |  | 0 | 0 |  | 0 | 0
MAPP_US_2_MAPP_CA | MAPP_US | MAPP_CA | 2015 | B6 | 300 | 0 | 165 | 0 | 0 |  | 0 |  | 0 | 0 |  | 0 | 0
MAPP_US_2_MAPP_CA | MAPP_US | MAPP_CA | 2015 | B7 | 400 | 0 | 165 | 0 | 0 |  | 0 |  | 0 | 0 |  | 0 | 0
MAPP_US_2_MAPP_CA | MAPP_US | MAPP_CA | 2015 | B8 | 500 | 0 | 165 | 0 | 0 |  | 0 |  | 0 | 0 |  | 0 | 0
MAPP_US_2_MAPP_CA | MAPP_US | MAPP_CA | 2015 | B9 | 800 | 0 | 165 | 0 | 0 |  | 0 |  | 0 | 0 |  | 0 | 0
MAPP_US_2_MAPP_CA | MAPP_US | MAPP_CA | 2015 | B10 | 1262 | 0 | 165 | 0 | 0 |  | 0 |  | 0 | 0 |  | 0 | 0
MAPP_US_2_MAPP_CA | MAPP_US | MAPP_CA | 2015 | B11 | 25 | 0 | 165 | 0 | 0 |  | 0 |  | 0 | 0 |  | 0 | 0
MAPP_US_2_MAPP_CA | MAPP_US | MAPP_CA | 2015 | B12 | 200 | 0 | 165 | 0 | 0 |  | 0 |  | 0 | 0 |  | 0 | 0
MAPP_US_2_MAPP_CA | MAPP_US | MAPP_CA | 2015 | B13 | 600 | 0 | 165 | 0 | 0 |  | 0 |  | 0 | 0 |  | 0 | 0
MAPP_US_2_MAPP_CA | MAPP_US | MAPP_CA | 2015 | B14 | 900 | 0 | 165 | 0 | 0 |  | 0 |  | 0 | 0 |  | 0 | 0
MAPP_US_2_MAPP_CA | MAPP_US | MAPP_CA | 2015 | B15 | 1203 | 0 | 165 | 0 | 0 |  | 0 |  | 0 | 0 |  | 0 | 0
MAPP_US_2_MAPP_CA | MAPP_US | MAPP_CA | 2015 | B16 | 25 | 0 | 165 | 0 | 0 |  | 0 |  | 0 | 0 |  | 0 | 0
MAPP_US_2_MAPP_CA | MAPP_US | MAPP_CA | 2015 | B17 | 100 | 0 | 165 | 0 | 0 |  | 0 |  | 0 | 0 |  | 0 | 0
MAPP_US_2_MAPP_CA | MAPP_US | MAPP_CA | 2015 | B18 | 400 | 0 | 165 | 0 | 0 |  | 0 |  | 0 | 0 |  | 0 | 0
MAPP_US_2_MAPP_CA | MAPP_US | MAPP_CA | 2015 | B19 | 700 | 0 | 165 | 0 | 0 |  | 0 |  | 0 | 0 |  | 0 | 0
MAPP_US_2_MAPP_CA | MAPP_US | MAPP_CA | 2015 | B20 | 935 | 0 | 165 | 0 | 0 |  | 0 |  | 0 | 0 |  | 0 | 0
MAPP_US_2_MAPP_CA | MAPP_US | MAPP_CA | 2020 | B1 | 10 | 0 | 165 | 0 | 0 |  | 0 |  | 0 | 0 |  | 0 | 1.9174
MAPP_US_2_MAPP_CA | MAPP_US | MAPP_CA | 2020 | B2 | 25 | 0 | 165 | 0 | 0 |  | 0 |  | 0 | 0 |  | 0 | 1.9174
MAPP_US_2_MAPP_CA | MAPP_US | MAPP_CA | 2020 | B3 | 75 | 0 | 165 | 0 | 0 |  | 0 |  | 0 | 0 |  | 0 | 1.9174
MAPP_US_2_MAPP_CA | MAPP_US | MAPP_CA | 2020 | B4 | 100 | 0 | 165 | 0 | 0 |  | 0 |  | 0 | 0 |  | 0 | 1.9174
MAPP_US_2_MAPP_CA | MAPP_US | MAPP_CA | 2020 | B5 | 200 | 0 | 165 | 0 | 0 |  | 0 |  | 0 | 0 |  | 0 | 1.9174
MAPP_US_2_MAPP_CA | MAPP_US | MAPP_CA | 2020 | B6 | 300 | 0 | 165 | 0 | 0 |  | 0 |  | 0 | 0 |  | 0 | 1.9174
MAPP_US_2_MAPP_CA | MAPP_US | MAPP_CA | 2020 | B7 | 400 | 0 | 165 | 0 | 0 |  | 0 |  | 0 | 0 |  | 0 | 1.9174
MAPP_US_2_MAPP_CA | MAPP_US | MAPP_CA | 2020 | B8 | 500 | 0 | 165 | 0 | 0 |  | 0 |  | 0 | 0 |  | 0 | 1.9174
MAPP_US_2_MAPP_CA | MAPP_US | MAPP_CA | 2020 | B9 | 800 | 0 | 165 | 0 | 0 |  | 0 |  | 0 | 0 |  | 0 | 1.9174
MAPP_US_2_MAPP_CA | MAPP_US | MAPP_CA | 2020 | B10 | 1262 | 0 | 165 | 165 | 165 |  | 0 |  | 0.01187 | 0.01187 |  | 0.0042496 | 1.9174
MAPP_US_2_MAPP_CA | MAPP_US | MAPP_CA | 2020 | B11 | 25 | 0 | 165 | 0 | 0 |  | 0 |  | 0 | 0 |  | 0 | 1.9174
MAPP_US_2_MAPP_CA | MAPP_US | MAPP_CA | 2020 | B12 | 200 | 0 | 165 | 0 | 0 |  | 0 |  | 0 | 0 |  | 0 | 1.9174
MAPP_US_2_MAPP_CA | MAPP_US | MAPP_CA | 2020 | B13 | 600 | 0 | 165 | 0 | 0 |  | 0 |  | 0 | 0 |  | 0 | 1.9174
MAPP_US_2_MAPP_CA | MAPP_US | MAPP_CA | 2020 | B14 | 900 | 0 | 165 | 0 | 0 |  | 0 |  | 0 | 0 |  | 0 | 1.9174
MAPP_US_2_MAPP_CA | MAPP_US | MAPP_CA | 2020 | B15 | 1203 | 0 | 165 | 165 | 165 |  | 0 |  | 3.0387 | 1.3294 |  | 1.037 | 1.9174
MAPP_US_2_MAPP_CA | MAPP_US | MAPP_CA | 2020 | B16 | 25 | 25 | 165 | 165 | 165 |  | 287.72 |  | 29.7106 | 1.9229 |  | 0.21071 | 1.9174
MAPP_US_2_MAPP_CA | MAPP_US | MAPP_CA | 2020 | B17 | 100 | 0 | 165 | 165 | 0 |  | 0 |  | 3.4779 | 0 |  | 0.098664 | 1.9174
MAPP_US_2_MAPP_CA | MAPP_US | MAPP_CA | 2020 | B18 | 400 | 0 | 165 | 0 | 0 |  | 0 |  | 0 | 0 |  | 0 | 1.9174
MAPP_US_2_MAPP_CA | MAPP_US | MAPP_CA | 2020 | B19 | 700 | 0 | 165 | 0 | 0 |  | 0 |  | 0 | 0 |  | 0 | 1.9174
MAPP_US_2_MAPP_CA | MAPP_US | MAPP_CA | 2020 | B20 | 935 | 935 | 165 | 165 | 165 |  | 398.63 |  | 4.5462 | 1.9229 |  | 1.2059 | 1.9174
MAPP_US_2_MAPP_CA | MAPP_US | MAPP_CA | 2025 | B1 | 10 | 0 | 165 | 0 | 0 |  | 0 |  | 0 | 0 |  | 0 | 19.0521
MAPP_US_2_MAPP_CA | MAPP_US | MAPP_CA | 2025 | B2 | 25 | 0 | 165 | 0 | 0 |  | 0 |  | 0 | 0 |  | 0 | 19.0521
MAPP_US_2_MAPP_CA | MAPP_US | MAPP_CA | 2025 | B3 | 75 | 0 | 165 | 0 | 0 |  | 0 |  | 0 | 0 |  | 0 | 19.0521
MAPP_US_2_MAPP_CA | MAPP_US | MAPP_CA | 2025 | B4 | 100 | 0 | 165 | 0 | 0 |  | 0 |  | 0 | 0 |  | 0 | 19.0521
MAPP_US_2_MAPP_CA | MAPP_US | MAPP_CA | 2025 | B5 | 200 | 0 | 165 | 0 | 0 |  | 0 |  | 0 | 0 |  | 0 | 19.0521
MAPP_US_2_MAPP_CA | MAPP_US | MAPP_CA | 2025 | B6 | 300 | 0 | 165 | 0 | 0 |  | 0 |  | 0 | 0 |  | 0 | 19.0521
MAPP_US_2_MAPP_CA | MAPP_US | MAPP_CA | 2025 | B7 | 400 | 0 | 165 | 0 | 0 |  | 0 |  | 0 | 0 |  | 0 | 19.0521
MAPP_US_2_MAPP_CA | MAPP_US | MAPP_CA | 2025 | B8 | 500 | 0 | 165 | 0 | 0 |  | 0 |  | 0 | 0 |  | 0 | 19.0521
MAPP_US_2_MAPP_CA | MAPP_US | MAPP_CA | 2025 | B9 | 800 | 0 | 165 | 0 | 0 |  | 0 |  | 0 | 0 |  | 0 | 19.0521
MAPP_US_2_MAPP_CA | MAPP_US | MAPP_CA | 2025 | B10 | 1262 | 0 | 165 | 0 | 165 |  | 0 |  | 0 | 12.5466 |  | 0 | 19.0521
MAPP_US_2_MAPP_CA | MAPP_US | MAPP_CA | 2025 | B11 | 25 | 0 | 165 | 0 | 0 |  | 0 |  | 0 | 0 |  | 0 | 19.0521
MAPP_US_2_MAPP_CA | MAPP_US | MAPP_CA | 2025 | B12 | 200 | 0 | 165 | 0 | 0 |  | 0 |  | 0 | 0 |  | 0 | 19.0521
MAPP_US_2_MAPP_CA | MAPP_US | MAPP_CA | 2025 | B13 | 600 | 0 | 165 | 0 | 0 |  | 0 |  | 0 | 0 |  | 0 | 19.0521
MAPP_US_2_MAPP_CA | MAPP_US | MAPP_CA | 2025 | B14 | 900 | 0 | 165 | 0 | 0 |  | 0 |  | 0 | 0 |  | 0 | 19.0521
MAPP_US_2_MAPP_CA | MAPP_US | MAPP_CA | 2025 | B15 | 1203 | 0 | 165 | 165 | 165 |  | 0 |  | 33.4853 | 9.8996 |  | 18.8413 | 19.0521
MAPP_US_2_MAPP_CA | MAPP_US | MAPP_CA | 2025 | B16 | 25 | 0 | 165 | 0 | 0 |  | 0 |  | 0 | 0 |  | 0 | 19.0521
MAPP_US_2_MAPP_CA | MAPP_US | MAPP_CA | 2025 | B17 | 100 | 0 | 165 | 0 | 47.14 |  | 0 |  | 0 | 0 |  | 0 | 19.0521
MAPP_US_2_MAPP_CA | MAPP_US | MAPP_CA | 2025 | B18 | 400 | 0 | 165 | 0 | 0 |  | 0 |  | 0 | 0 |  | 0 | 19.0521
MAPP_US_2_MAPP_CA | MAPP_US | MAPP_CA | 2025 | B19 | 700 | 0 | 165 | 0 | 0 |  | 0 |  | 0 | 0 |  | 0 | 19.0521
MAPP_US_2_MAPP_CA | MAPP_US | MAPP_CA | 2025 | B20 | 935 | 0 | 165 | 165 | 165 |  | 0 |  | 15.0037 | 10.3863 |  | 6.5615 | 19.0521
MAPP_US_2_MAPP_CA | MAPP_US | MAPP_CA | 2030 | B1 | 10 | 0 | 165 | 0 | 0 |  | 0 |  | 0 | 0 |  | 0 | 21.1666
MAPP_US_2_MAPP_CA | MAPP_US | MAPP_CA | 2030 | B2 | 25 | 0 | 165 | 0 | 0 |  | 0 |  | 0 | 0 |  | 0 | 21.1666
MAPP_US_2_MAPP_CA | MAPP_US | MAPP_CA | 2030 | B3 | 75 | 0 | 165 | 0 | 0 |  | 0 |  | 0 | 0 |  | 0 | 21.1666
MAPP_US_2_MAPP_CA | MAPP_US | MAPP_CA | 2030 | B4 | 100 | 0 | 165 | 0 | 0 |  | 0 |  | 0 | 0 |  | 0 | 21.1666
MAPP_US_2_MAPP_CA | MAPP_US | MAPP_CA | 2030 | B5 | 200 | 0 | 165 | 0 | 0 |  | 0 |  | 0 | 0 |  | 0 | 21.1666
MAPP_US_2_MAPP_CA | MAPP_US | MAPP_CA | 2030 | B6 | 300 | 0 | 165 | 0 | 0 |  | 0 |  | 0 | 0 |  | 0 | 21.1666
MAPP_US_2_MAPP_CA | MAPP_US | MAPP_CA | 2030 | B7 | 400 | 0 | 165 | 0 | 0 |  | 0 |  | 0 | 0 |  | 0 | 21.1666
MAPP_US_2_MAPP_CA | MAPP_US | MAPP_CA | 2030 | B8 | 500 | 0 | 165 | 0 | 0 |  | 0 |  | 0 | 0 |  | 0 | 21.1666
MAPP_US_2_MAPP_CA | MAPP_US | MAPP_CA | 2030 | B9 | 800 | 0 | 165 | 0 | 0 |  | 0 |  | 0 | 0 |  | 0 | 21.1666
MAPP_US_2_MAPP_CA | MAPP_US | MAPP_CA | 2030 | B10 | 1262 | 0 | 165 | 0 | 165 |  | 0 |  | 0 | 0.01187 |  | 0 | 21.1666
MAPP_US_2_MAPP_CA | MAPP_US | MAPP_CA | 2030 | B11 | 25 | 0 | 165 | 0 | 0 |  | 0 |  | 0 | 0 |  | 0 | 21.1666
MAPP_US_2_MAPP_CA | MAPP_US | MAPP_CA | 2030 | B12 | 200 | 0 | 165 | 0 | 0 |  | 0 |  | 0 | 0 |  | 0 | 21.1666
MAPP_US_2_MAPP_CA | MAPP_US | MAPP_CA | 2030 | B13 | 600 | 0 | 165 | 0 | 0 |  | 0 |  | 0 | 0 |  | 0 | 21.1666
MAPP_US_2_MAPP_CA | MAPP_US | MAPP_CA | 2030 | B14 | 900 | 0 | 165 | 0 | 0 |  | 0 |  | 0 | 0 |  | 0 | 21.1666
MAPP_US_2_MAPP_CA | MAPP_US | MAPP_CA | 2030 | B15 | 1203 | 0 | 165 | 165 | 165 |  | 0 |  | 8.8906 | 0.01187 |  | 5.0025 | 21.1666
MAPP_US_2_MAPP_CA | MAPP_US | MAPP_CA | 2030 | B16 | 25 | 0 | 165 | 0 | 53.03 |  | 0 |  | 0 | 0 |  | 0 | 21.1666
MAPP_US_2_MAPP_CA | MAPP_US | MAPP_CA | 2030 | B17 | 100 | 0 | 165 | 0 | 62.51 |  | 0 |  | 0 | 0 |  | 0 | 21.1666
MAPP_US_2_MAPP_CA | MAPP_US | MAPP_CA | 2030 | B18 | 400 | 0 | 165 | 0 | 24.68 |  | 0 |  | 0 | 0 |  | 0 | 21.1666
MAPP_US_2_MAPP_CA | MAPP_US | MAPP_CA | 2030 | B19 | 700 | 0 | 165 | 0 | 0 |  | 0 |  | 0 | 0 |  | 0 | 21.1666
MAPP_US_2_MAPP_CA | MAPP_US | MAPP_CA | 2030 | B20 | 935 | 0 | 165 | 165 | 165 |  | 0 |  | 53.0945 | 5.2228 |  | 23.2195 | 21.1666
MAPP_US_2_MAPP_CA | MAPP_US | MAPP_CA | 2035 | B1 | 10 | 0 | 165 | 0 | 0 |  | 0 |  | 0 | 0 |  | 0 | 15.7293
MAPP_US_2_MAPP_CA | MAPP_US | MAPP_CA | 2035 | B2 | 25 | 0 | 165 | 0 | 0 |  | 0 |  | 0 | 0 |  | 0 | 15.7293
MAPP_US_2_MAPP_CA | MAPP_US | MAPP_CA | 2035 | B3 | 75 | 0 | 165 | 0 | 0 |  | 0 |  | 0 | 0 |  | 0 | 15.7293
MAPP_US_2_MAPP_CA | MAPP_US | MAPP_CA | 2035 | B4 | 100 | 0 | 165 | 0 | 0 |  | 0 |  | 0 | 0 |  | 0 | 15.7293
MAPP_US_2_MAPP_CA | MAPP_US | MAPP_CA | 2035 | B5 | 200 | 0 | 165 | 0 | 0 |  | 0 |  | 0 | 0 |  | 0 | 15.7293
MAPP_US_2_MAPP_CA | MAPP_US | MAPP_CA | 2035 | B6 | 300 | 0 | 165 | 0 | 0 |  | 0 |  | 0 | 0 |  | 0 | 15.7293
MAPP_US_2_MAPP_CA | MAPP_US | MAPP_CA | 2035 | B7 | 400 | 0 | 165 | 0 | 0 |  | 0 |  | 0 | 0 |  | 0 | 15.7293
MAPP_US_2_MAPP_CA | MAPP_US | MAPP_CA | 2035 | B8 | 500 | 0 | 165 | 0 | 0 |  | 0 |  | 0 | 0 |  | 0 | 15.7293
MAPP_US_2_MAPP_CA | MAPP_US | MAPP_CA | 2035 | B9 | 800 | 0 | 165 | 0 | 0 |  | 0 |  | 0 | 0 |  | 0 | 15.7293
MAPP_US_2_MAPP_CA | MAPP_US | MAPP_CA | 2035 | B10 | 1262 | 0 | 165 | 0 | 165 |  | 0 |  | 0 | 13.1164 |  | 0 | 15.7293
MAPP_US_2_MAPP_CA | MAPP_US | MAPP_CA | 2035 | B11 | 25 | 0 | 165 | 0 | 0 |  | 0 |  | 0 | 0 |  | 0 | 15.7293
MAPP_US_2_MAPP_CA | MAPP_US | MAPP_CA | 2035 | B12 | 200 | 0 | 165 | 0 | 0 |  | 0 |  | 0 | 0 |  | 0 | 15.7293
MAPP_US_2_MAPP_CA | MAPP_US | MAPP_CA | 2035 | B13 | 600 | 0 | 165 | 0 | 0 |  | 0 |  | 0 | 0 |  | 0 | 15.7293
MAPP_US_2_MAPP_CA | MAPP_US | MAPP_CA | 2035 | B14 | 900 | 0 | 165 | 0 | 0 |  | 0 |  | 0 | 0 |  | 0 | 15.7293
MAPP_US_2_MAPP_CA | MAPP_US | MAPP_CA | 2035 | B15 | 1203 | 0 | 165 | 165 | 165 |  | 0 |  | 37.6991 | 5.4127 |  | 20.9672 | 15.7293
MAPP_US_2_MAPP_CA | MAPP_US | MAPP_CA | 2035 | B16 | 25 | 0 | 165 | 165 | 165 |  | 0 |  | 0.01187 | 7.5612 |  | 0.00013719 | 15.7293
MAPP_US_2_MAPP_CA | MAPP_US | MAPP_CA | 2035 | B17 | 100 | 0 | 165 | 0 | 165 |  | 0 |  | 0 | 6.1961 |  | 0 | 15.7293
MAPP_US_2_MAPP_CA | MAPP_US | MAPP_CA | 2035 | B18 | 400 | 0 | 165 | 0 | 165 |  | 0 |  | 0 | 1.1989 |  | 0 | 15.7293
MAPP_US_2_MAPP_CA | MAPP_US | MAPP_CA | 2035 | B19 | 700 | 0 | 165 | 0 | 147.38 |  | 0 |  | 0 | 0 |  | 0 | 15.7293
MAPP_US_2_MAPP_CA | MAPP_US | MAPP_CA | 2035 | B20 | 935 | 0 | 165 | 165 | 165 |  | 0 |  | 0.01187 | 12.238 |  | 0.005131 | 15.7293
MAPP_US_2_MAPP_CA | MAPP_US | MAPP_CA | 2040 | B1 | 10 | 0 | 165 | 0 | 0 |  | 0 |  | 0 | 0 |  | 0 | 0.0089025
MAPP_US_2_MAPP_CA | MAPP_US | MAPP_CA | 2040 | B2 | 25 | 0 | 165 | 0 | 0 |  | 0 |  | 0 | 0 |  | 0 | 0.0089025
MAPP_US_2_MAPP_CA | MAPP_US | MAPP_CA | 2040 | B3 | 75 | 0 | 165 | 0 | 0 |  | 0 |  | 0 | 0 |  | 0 | 0.0089025
MAPP_US_2_MAPP_CA | MAPP_US | MAPP_CA | 2040 | B4 | 100 | 0 | 165 | 0 | 0 |  | 0 |  | 0 | 0 |  | 0 | 0.0089025
MAPP_US_2_MAPP_CA | MAPP_US | MAPP_CA | 2040 | B5 | 200 | 0 | 165 | 0 | 0 |  | 0 |  | 0 | 0 |  | 0 | 0.0089025
MAPP_US_2_MAPP_CA | MAPP_US | MAPP_CA | 2040 | B6 | 300 | 0 | 165 | 0 | 0 |  | 0 |  | 0 | 0 |  | 0 | 0.0089025
MAPP_US_2_MAPP_CA | MAPP_US | MAPP_CA | 2040 | B7 | 400 | 0 | 165 | 0 | 0 |  | 0 |  | 0 | 0 |  | 0 | 0.0089025
MAPP_US_2_MAPP_CA | MAPP_US | MAPP_CA | 2040 | B8 | 500 | 0 | 165 | 0 | 0 |  | 0 |  | 0 | 0 |  | 0 | 0.0089025
MAPP_US_2_MAPP_CA | MAPP_US | MAPP_CA | 2040 | B9 | 800 | 0 | 165 | 0 | 0 |  | 0 |  | 0 | 0 |  | 0 | 0.0089025
MAPP_US_2_MAPP_CA | MAPP_US | MAPP_CA | 2040 | B10 | 1262 | 0 | 165 | 59.71 | 165 |  | 0 |  | 0 | 3.5017 |  | 0 | 0.0089025
MAPP_US_2_MAPP_CA | MAPP_US | MAPP_CA | 2040 | B11 | 25 | 0 | 165 | 0 | 0 |  | 0 |  | 0 | 0 |  | 0 | 0.0089025
MAPP_US_2_MAPP_CA | MAPP_US | MAPP_CA | 2040 | B12 | 200 | 0 | 165 | 0 | 0 |  | 0 |  | 0 | 0 |  | 0 | 0.0089025
MAPP_US_2_MAPP_CA | MAPP_US | MAPP_CA | 2040 | B13 | 600 | 0 | 165 | 0 | 0 |  | 0 |  | 0 | 0 |  | 0 | 0.0089025
MAPP_US_2_MAPP_CA | MAPP_US | MAPP_CA | 2040 | B14 | 900 | 0 | 165 | 0 | 165 |  | 0 |  | 0 | 2.0654 |  | 0 | 0.0089025
MAPP_US_2_MAPP_CA | MAPP_US | MAPP_CA | 2040 | B15 | 1203 | 1203 | 165 | 165 | 165 |  | 476.43 |  | 0.01187 | 3.561 |  | 0.0066018 | 0.0089025
MAPP_US_2_MAPP_CA | MAPP_US | MAPP_CA | 2040 | B16 | 25 | 0 | 165 | 165 | 88.32 |  | 0 |  | 0.01187 | 0 |  | 0.00013719 | 0.0089025
MAPP_US_2_MAPP_CA | MAPP_US | MAPP_CA | 2040 | B17 | 100 | 100 | 165 | 0 | 165 |  | 188.78 |  | 0 | 3.561 |  | 0 | 0.0089025
MAPP_US_2_MAPP_CA | MAPP_US | MAPP_CA | 2040 | B18 | 400 | 0 | 165 | 0 | 165 |  | 0 |  | 0 | 2.8488 |  | 0 | 0.0089025
MAPP_US_2_MAPP_CA | MAPP_US | MAPP_CA | 2040 | B19 | 700 | 0 | 165 | 0 | 165 |  | 0 |  | 0 | 2.4215 |  | 0 | 0.0089025
MAPP_US_2_MAPP_CA | MAPP_US | MAPP_CA | 2040 | B20 | 935 | 935 | 165 | 165 | 165 |  | 315.84 |  | 0.01187 | 3.561 |  | 0.005131 | 0.0089025
MAPP_US_2_MAPP_CA | MAPP_US | MAPP_CA | 2045 | B1 | 10 | 0 | 165 | 0 | 0 |  | 0 |  | 0 | 0 |  | 0 | 3.4123
MAPP_US_2_MAPP_CA | MAPP_US | MAPP_CA | 2045 | B2 | 25 | 0 | 165 | 0 | 0 |  | 0 |  | 0 | 0 |  | 0 | 3.4123
MAPP_US_2_MAPP_CA | MAPP_US | MAPP_CA | 2045 | B3 | 75 | 0 | 165 | 0 | 0 |  | 0 |  | 0 | 0 |  | 0 | 3.4123
MAPP_US_2_MAPP_CA | MAPP_US | MAPP_CA | 2045 | B4 | 100 | 0 | 165 | 0 | 0 |  | 0 |  | 0 | 0 |  | 0 | 3.4123
MAPP_US_2_MAPP_CA | MAPP_US | MAPP_CA | 2045 | B5 | 200 | 0 | 165 | 0 | 0 |  | 0 |  | 0 | 0 |  | 0 | 3.4123
MAPP_US_2_MAPP_CA | MAPP_US | MAPP_CA | 2045 | B6 | 300 | 0 | 165 | 0 | 0 |  | 0 |  | 0 | 0 |  | 0 | 3.4123
MAPP_US_2_MAPP_CA | MAPP_US | MAPP_CA | 2045 | B7 | 400 | 0 | 165 | 0 | 0 |  | 0 |  | 0 | 0 |  | 0 | 3.4123
MAPP_US_2_MAPP_CA | MAPP_US | MAPP_CA | 2045 | B8 | 500 | 0 | 165 | 0 | 0 |  | 0 |  | 0 | 0 |  | 0 | 3.4123
MAPP_US_2_MAPP_CA | MAPP_US | MAPP_CA | 2045 | B9 | 800 | 0 | 165 | 0 | 0 |  | 0 |  | 0 | 0 |  | 0 | 3.4123
MAPP_US_2_MAPP_CA | MAPP_US | MAPP_CA | 2045 | B10 | 1262 | 0 | 165 | 165 | 56.89 |  | 0 |  | 2.6707 | 0 |  | 0.88117 | 3.4123
MAPP_US_2_MAPP_CA | MAPP_US | MAPP_CA | 2045 | B11 | 25 | 0 | 165 | 0 | 0 |  | 0 |  | 0 | 0 |  | 0 | 3.4123
MAPP_US_2_MAPP_CA | MAPP_US | MAPP_CA | 2045 | B12 | 200 | 0 | 165 | 0 | 0 |  | 0 |  | 0 | 0 |  | 0 | 3.4123
MAPP_US_2_MAPP_CA | MAPP_US | MAPP_CA | 2045 | B13 | 600 | 0 | 165 | 0 | 0 |  | 0 |  | 0 | 0 |  | 0 | 3.4123
MAPP_US_2_MAPP_CA | MAPP_US | MAPP_CA | 2045 | B14 | 900 | 0 | 165 | 0 | 165 |  | 0 |  | 0 | 0.48667 |  | 0 | 3.4123
MAPP_US_2_MAPP_CA | MAPP_US | MAPP_CA | 2045 | B15 | 1203 | 0 | 165 | 165 | 165 |  | 0 |  | 0.01187 | 4.9261 |  | 0.0037332 | 3.4123
MAPP_US_2_MAPP_CA | MAPP_US | MAPP_CA | 2045 | B16 | 25 | 0 | 165 | 165 | 0 |  | 0 |  | 13.9591 | 0 |  | 0.091236 | 3.4123
MAPP_US_2_MAPP_CA | MAPP_US | MAPP_CA | 2045 | B17 | 100 | 0 | 165 | 0 | 0 |  | 0 |  | 0 | 0 |  | 0 | 3.4123
MAPP_US_2_MAPP_CA | MAPP_US | MAPP_CA | 2045 | B18 | 400 | 0 | 165 | 165 | 0 |  | 0 |  | 1.5431 | 0 |  | 0.16137 | 3.4123
MAPP_US_2_MAPP_CA | MAPP_US | MAPP_CA | 2045 | B19 | 700 | 0 | 165 | 155.77 | 0 |  | 0 |  | 0 | 0 |  | 0 | 3.4123
MAPP_US_2_MAPP_CA | MAPP_US | MAPP_CA | 2045 | B20 | 935 | 0 | 165 | 165 | 165 |  | 0 |  | 13.9591 | 4.9261 |  | 3.4122 | 3.4123
MAPP_US_2_MAPP_CA | MAPP_US | MAPP_CA | 2050 | B1 | 10 | 0 | 165 | 0 | 0 |  | 0 |  | 0 | 0 |  | 0 | 3.2405
MAPP_US_2_MAPP_CA | MAPP_US | MAPP_CA | 2050 | B2 | 25 | 0 | 165 | 0 | 0 |  | 0 |  | 0 | 0 |  | 0 | 3.2405
MAPP_US_2_MAPP_CA | MAPP_US | MAPP_CA | 2050 | B3 | 75 | 0 | 165 | 0 | 0 |  | 0 |  | 0 | 0 |  | 0 | 3.2405
MAPP_US_2_MAPP_CA | MAPP_US | MAPP_CA | 2050 | B4 | 100 | 0 | 165 | 0 | 0 |  | 0 |  | 0 | 0 |  | 0 | 3.2405
MAPP_US_2_MAPP_CA | MAPP_US | MAPP_CA | 2050 | B5 | 200 | 0 | 165 | 0 | 0 |  | 0 |  | 0 | 0 |  | 0 | 3.2405
MAPP_US_2_MAPP_CA | MAPP_US | MAPP_CA | 2050 | B6 | 300 | 0 | 165 | 0 | 0 |  | 0 |  | 0 | 0 |  | 0 | 3.2405
MAPP_US_2_MAPP_CA | MAPP_US | MAPP_CA | 2050 | B7 | 400 | 0 | 165 | 0 | 0 |  | 0 |  | 0 | 0 |  | 0 | 3.2405
MAPP_US_2_MAPP_CA | MAPP_US | MAPP_CA | 2050 | B8 | 500 | 0 | 165 | 0 | 0 |  | 0 |  | 0 | 0 |  | 0 | 3.2405
MAPP_US_2_MAPP_CA | MAPP_US | MAPP_CA | 2050 | B9 | 800 | 0 | 165 | 0 | 0 |  | 0 |  | 0 | 0 |  | 0 | 3.2405
MAPP_US_2_MAPP_CA | MAPP_US | MAPP_CA | 2050 | B10 | 1262 | 0 | 165 | 69.76 | 0 |  | 0 |  | 0 | 0 |  | 0 | 3.2405
MAPP_US_2_MAPP_CA | MAPP_US | MAPP_CA | 2050 | B11 | 25 | 0 | 165 | 0 | 0 |  | 0 |  | 0 | 0 |  | 0 | 3.2405
MAPP_US_2_MAPP_CA | MAPP_US | MAPP_CA | 2050 | B12 | 200 | 0 | 165 | 0 | 0 |  | 0 |  | 0 | 0 |  | 0 | 3.2405
MAPP_US_2_MAPP_CA | MAPP_US | MAPP_CA | 2050 | B13 | 600 | 0 | 165 | 0 | 0 |  | 0 |  | 0 | 0 |  | 0 | 3.2405
MAPP_US_2_MAPP_CA | MAPP_US | MAPP_CA | 2050 | B14 | 900 | 0 | 165 | 0 | 165 |  | 0 |  | 0 | 0.10683 |  | 0 | 3.2405
MAPP_US_2_MAPP_CA | MAPP_US | MAPP_CA | 2050 | B15 | 1203 | 0 | 165 | 0 | 165 |  | 0 |  | 0 | 4.0714 |  | 0 | 3.2405
MAPP_US_2_MAPP_CA | MAPP_US | MAPP_CA | 2050 | B16 | 25 | 0 | 165 | 165 | 0 |  | 0 |  | 4.3207 | 0 |  | 0.11252 | 3.2405
MAPP_US_2_MAPP_CA | MAPP_US | MAPP_CA | 2050 | B17 | 100 | 0 | 165 | 0 | 0 |  | 0 |  | 0 | 0 |  | 0 | 3.2405
MAPP_US_2_MAPP_CA | MAPP_US | MAPP_CA | 2050 | B18 | 400 | 0 | 165 | 22.57 | 0 |  | 0 |  | 0 | 0 |  | 0 | 3.2405
MAPP_US_2_MAPP_CA | MAPP_US | MAPP_CA | 2050 | B19 | 700 | 0 | 165 | 0 | 0 |  | 0 |  | 0 | 0 |  | 0 | 3.2405
MAPP_US_2_MAPP_CA | MAPP_US | MAPP_CA | 2050 | B20 | 935 | 0 | 165 | 165 | 165 |  | 0 |  | 4.3207 | 4.0714 |  | 4.2082 | 3.2405
MAPP_US_2_MISO_W | MAPP_US | MISO_W | 2015 | B1 | 10 | 0 | 2635 | 1094.25 | 835.22 |  | 0 |  | 0 | 0 |  | 0 | 0
MAPP_US_2_MISO_W | MAPP_US | MISO_W | 2015 | B2 | 25 | 0 | 2635 | 0 | 0 |  | 0 |  | 0 | 0 |  | 0 | 0
MAPP_US_2_MISO_W | MAPP_US | MISO_W | 2015 | B3 | 75 | 0 | 2635 | 0 | 0 |  | 0 |  | 0 | 0 |  | 0 | 0
MAPP_US_2_MISO_W | MAPP_US | MISO_W | 2015 | B4 | 100 | 0 | 2635 | 0 | 0 |  | 0 |  | 0 | 0 |  | 0 | 0
MAPP_US_2_MISO_W | MAPP_US | MISO_W | 2015 | B5 | 200 | 0 | 2635 | 0 | 0 |  | 0 |  | 0 | 0 |  | 0 | 0
MAPP_US_2_MISO_W | MAPP_US | MISO_W | 2015 | B6 | 300 | 0 | 2635 | 88.34 | 0 |  | 0 |  | 0 | 0 |  | 0 | 0
MAPP_US_2_MISO_W | MAPP_US | MISO_W | 2015 | B7 | 400 | 0 | 2635 | 0 | 0 |  | 0 |  | 0 | 0 |  | 0 | 0
MAPP_US_2_MISO_W | MAPP_US | MISO_W | 2015 | B8 | 500 | 0 | 2635 | 0 | 0 |  | 0 |  | 0 | 0 |  | 0 | 0
MAPP_US_2_MISO_W | MAPP_US | MISO_W | 2015 | B9 | 800 | 0 | 2635 | 0 | 0 |  | 0 |  | 0 | 0 |  | 0 | 0
MAPP_US_2_MISO_W | MAPP_US | MISO_W | 2015 | B10 | 1262 | 0 | 2635 | 0 | 0 |  | 0 |  | 0 | 0 |  | 0 | 0
MAPP_US_2_MISO_W | MAPP_US | MISO_W | 2015 | B11 | 25 | 0 | 2635 | 261.51 | 0 |  | 0 |  | 0 | 0 |  | 0 | 0
MAPP_US_2_MISO_W | MAPP_US | MISO_W | 2015 | B12 | 200 | 0 | 2635 | 820.79 | 0 |  | 0 |  | 0 | 0 |  | 0 | 0
MAPP_US_2_MISO_W | MAPP_US | MISO_W | 2015 | B13 | 600 | 0 | 2635 | 0 | 0 |  | 0 |  | 0 | 0 |  | 0 | 0
MAPP_US_2_MISO_W | MAPP_US | MISO_W | 2015 | B14 | 900 | 0 | 2635 | 0 | 0 |  | 0 |  | 0 | 0 |  | 0 | 0
MAPP_US_2_MISO_W | MAPP_US | MISO_W | 2015 | B15 | 1203 | 0 | 2635 | 0 | 0 |  | 0 |  | 0 | 0 |  | 0 | 0
MAPP_US_2_MISO_W | MAPP_US | MISO_W | 2015 | B16 | 25 | 0 | 2635 | 1059.52 | 1188.71 |  | 0 |  | 0 | 0 |  | 0 | 0
MAPP_US_2_MISO_W | MAPP_US | MISO_W | 2015 | B17 | 100 | 0 | 2635 | 0 | 763.51 |  | 0 |  | 0 | 0 |  | 0 | 0
MAPP_US_2_MISO_W | MAPP_US | MISO_W | 2015 | B18 | 400 | 0 | 2635 | 0 | 0 |  | 0 |  | 0 | 0 |  | 0 | 0
MAPP_US_2_MISO_W | MAPP_US | MISO_W | 2015 | B19 | 700 | 0 | 2635 | 0 | 0 |  | 0 |  | 0 | 0 |  | 0 | 0
MAPP_US_2_MISO_W | MAPP_US | MISO_W | 2015 | B20 | 935 | 0 | 2635 | 0 | 0 |  | 0 |  | 0 | 0 |  | 0 | 0
MAPP_US_2_MISO_W | MAPP_US | MISO_W | 2020 | B1 | 10 | 0 | 2635 | 2106.62 | 1307.44 |  | 0 |  | 0 | 0 |  | 0 | 6.5522
MAPP_US_2_MISO_W | MAPP_US | MISO_W | 2020 | B2 | 25 | 0 | 2635 | 2068.65 | 1323.35 |  | 0 |  | 0 | 0 |  | 0 | 6.5522
MAPP_US_2_MISO_W | MAPP_US | MISO_W | 2020 | B3 | 75 | 0 | 2635 | 1296.68 | 1046.75 |  | 0 |  | 0 | 0 |  | 0 | 6.5522
MAPP_US_2_MISO_W | MAPP_US | MISO_W | 2020 | B4 | 100 | 0 | 2635 | 1571.21 | 1534.87 |  | 0 |  | 0 | 0 |  | 0 | 6.5522
MAPP_US_2_MISO_W | MAPP_US | MISO_W | 2020 | B5 | 200 | 0 | 2635 | 1531.67 | 1308.27 |  | 0 |  | 0 | 0 |  | 0 | 6.5522
MAPP_US_2_MISO_W | MAPP_US | MISO_W | 2020 | B6 | 300 | 0 | 2635 | 1335.98 | 1181.65 |  | 0 |  | 0 | 0 |  | 0 | 6.5522
MAPP_US_2_MISO_W | MAPP_US | MISO_W | 2020 | B7 | 400 | 0 | 2635 | 1416.69 | 1348.24 |  | 0 |  | 0 | 0 |  | 0 | 6.5522
MAPP_US_2_MISO_W | MAPP_US | MISO_W | 2020 | B8 | 500 | 0 | 2635 | 1459.26 | 1358.71 |  | 0 |  | 0 | 0 |  | 0 | 6.5522
MAPP_US_2_MISO_W | MAPP_US | MISO_W | 2020 | B9 | 800 | 0 | 2635 | 818.87 | 175.43 |  | 0 |  | 0 | 0 |  | 0 | 6.5522
MAPP_US_2_MISO_W | MAPP_US | MISO_W | 2020 | B10 | 1262 | 0 | 2635 | 439.34 | 11.31 |  | 0 |  | 0 | 0 |  | 0 | 6.5522
MAPP_US_2_MISO_W | MAPP_US | MISO_W | 2020 | B11 | 25 | 0 | 2635 | 2450.16 | 1673.22 |  | 0 |  | 0 | 0 |  | 0 | 6.5522
MAPP_US_2_MISO_W | MAPP_US | MISO_W | 2020 | B12 | 200 | 0 | 2635 | 2204.17 | 1572.42 |  | 0 |  | 0 | 0 |  | 0 | 6.5522
MAPP_US_2_MISO_W | MAPP_US | MISO_W | 2020 | B13 | 600 | 0 | 2635 | 1525.35 | 1287.56 |  | 0 |  | 0 | 0 |  | 0 | 6.5522
MAPP_US_2_MISO_W | MAPP_US | MISO_W | 2020 | B14 | 900 | 0 | 2635 | 480.41 | 242.61 |  | 0 |  | 0 | 0 |  | 0 | 6.5522
MAPP_US_2_MISO_W | MAPP_US | MISO_W | 2020 | B15 | 1203 | 0 | 2635 | 1963.97 | 0 |  | 0 |  | 0 | 0 |  | 0 | 6.5522
MAPP_US_2_MISO_W | MAPP_US | MISO_W | 2020 | B16 | 25 | 0 | 2635 | 2635 | 2635 |  | 0 |  | 29.7225 | 1.9348 |  | 5.9445 | 6.5522
MAPP_US_2_MISO_W | MAPP_US | MISO_W | 2020 | B17 | 100 | 0 | 2635 | 2635 | 2391.73 |  | 0 |  | 3.4898 | 0 |  | 2.7918 | 6.5522
MAPP_US_2_MISO_W | MAPP_US | MISO_W | 2020 | B18 | 400 | 0 | 2635 | 1692.48 | 1431.42 |  | 0 |  | 0 | 0 |  | 0 | 6.5522
MAPP_US_2_MISO_W | MAPP_US | MISO_W | 2020 | B19 | 700 | 0 | 2635 | 229.92 | 32.73 |  | 0 |  | 0 | 0 |  | 0 | 6.5522
MAPP_US_2_MISO_W | MAPP_US | MISO_W | 2020 | B20 | 935 | 0 | 2635 | 606.18 | 0 |  | 0 |  | 0 | 0 |  | 0 | 6.5522
MAPP_US_2_MISO_W | MAPP_US | MISO_W | 2025 | B1 | 10 | 0 | 2635 | 1804.93 | 1670.14 |  | 0 |  | 0 | 0 |  | 0 | 0
MAPP_US_2_MISO_W | MAPP_US | MISO_W | 2025 | B2 | 25 | 0 | 2635 | 1768.94 | 2575.73 |  | 0 |  | 0 | 0 |  | 0 | 0
MAPP_US_2_MISO_W | MAPP_US | MISO_W | 2025 | B3 | 75 | 0 | 2635 | 1207.66 | 2112.24 |  | 0 |  | 0 | 0 |  | 0 | 0
MAPP_US_2_MISO_W | MAPP_US | MISO_W | 2025 | B4 | 100 | 0 | 2635 | 149.51 | 1600.41 |  | 0 |  | 0 | 0 |  | 0 | 0
MAPP_US_2_MISO_W | MAPP_US | MISO_W | 2025 | B5 | 200 | 0 | 2635 | 610.85 | 1601.42 |  | 0 |  | 0 | 0 |  | 0 | 0
MAPP_US_2_MISO_W | MAPP_US | MISO_W | 2025 | B6 | 300 | 0 | 2635 | 1693.16 | 1301.4 |  | 0 |  | 0 | 0 |  | 0 | 0
MAPP_US_2_MISO_W | MAPP_US | MISO_W | 2025 | B7 | 400 | 0 | 2635 | 1392.11 | 611.83 |  | 0 |  | 0 | 0 |  | 0 | 0
MAPP_US_2_MISO_W | MAPP_US | MISO_W | 2025 | B8 | 500 | 0 | 2635 | 1252.85 | 501.92 |  | 0 |  | 0 | 0 |  | 0 | 0
MAPP_US_2_MISO_W | MAPP_US | MISO_W | 2025 | B9 | 800 | 0 | 2635 | 333.24 | 0 |  | 0 |  | 0 | 0 |  | 0 | 0
MAPP_US_2_MISO_W | MAPP_US | MISO_W | 2025 | B10 | 1262 | 0 | 2635 | 637.95 | 1333.74 |  | 0 |  | 0 | 0 |  | 0 | 0
MAPP_US_2_MISO_W | MAPP_US | MISO_W | 2025 | B11 | 25 | 0 | 2635 | 1917.96 | 1963.7 |  | 0 |  | 0 | 0 |  | 0 | 0
MAPP_US_2_MISO_W | MAPP_US | MISO_W | 2025 | B12 | 200 | 0 | 2635 | 1549.41 | 2014.19 |  | 0 |  | 0 | 0 |  | 0 | 0
MAPP_US_2_MISO_W | MAPP_US | MISO_W | 2025 | B13 | 600 | 0 | 2635 | 1405.76 | 2257.94 |  | 0 |  | 0 | 0 |  | 0 | 0
MAPP_US_2_MISO_W | MAPP_US | MISO_W | 2025 | B14 | 900 | 0 | 2635 | 1777.55 | 1211.51 |  | 0 |  | 0 | 0 |  | 0 | 0
MAPP_US_2_MISO_W | MAPP_US | MISO_W | 2025 | B15 | 1203 | 0 | 2635 | 1740.59 | 1348.64 |  | 0 |  | 0 | 0 |  | 0 | 0
MAPP_US_2_MISO_W | MAPP_US | MISO_W | 2025 | B16 | 25 | 25 | 2635 | 1797.48 | 2635 |  | 1237.35 |  | 0 | 0.01187 |  | 0 | 0
MAPP_US_2_MISO_W | MAPP_US | MISO_W | 2025 | B17 | 100 | 100 | 2635 | 430.2 | 2635 |  | 177.38 |  | 0 | 0.01187 |  | 0 | 0
MAPP_US_2_MISO_W | MAPP_US | MISO_W | 2025 | B18 | 400 | 0 | 2635 | 1480.92 | 2571.89 |  | 0 |  | 0 | 0 |  | 0 | 0
MAPP_US_2_MISO_W | MAPP_US | MISO_W | 2025 | B19 | 700 | 0 | 2635 | 311.96 | 945.47 |  | 0 |  | 0 | 0 |  | 0 | 0
MAPP_US_2_MISO_W | MAPP_US | MISO_W | 2025 | B20 | 935 | 0 | 2635 | 1799.65 | 1168.04 |  | 0 |  | 0 | 0 |  | 0 | 0
MAPP_US_2_MISO_W | MAPP_US | MISO_W | 2030 | B1 | 10 | 0 | 2635 | 643.41 | 902.28 |  | 0 |  | 0 | 0 |  | 0 | 0
MAPP_US_2_MISO_W | MAPP_US | MISO_W | 2030 | B2 | 25 | 0 | 2635 | 1717.68 | 2334 |  | 0 |  | 0 | 0 |  | 0 | 0
MAPP_US_2_MISO_W | MAPP_US | MISO_W | 2030 | B3 | 75 | 0 | 2635 | 430.37 | 0 |  | 0 |  | 0 | 0 |  | 0 | 0
MAPP_US_2_MISO_W | MAPP_US | MISO_W | 2030 | B4 | 100 | 0 | 2635 | 140.33 | 0 |  | 0 |  | 0 | 0 |  | 0 | 0
MAPP_US_2_MISO_W | MAPP_US | MISO_W | 2030 | B5 | 200 | 0 | 2635 | 880.81 | 101.43 |  | 0 |  | 0 | 0 |  | 0 | 0
MAPP_US_2_MISO_W | MAPP_US | MISO_W | 2030 | B6 | 300 | 0 | 2635 | 32.73 | 0 |  | 0 |  | 0 | 0 |  | 0 | 0
MAPP_US_2_MISO_W | MAPP_US | MISO_W | 2030 | B7 | 400 | 0 | 2635 | 466.76 | 0 |  | 0 |  | 0 | 0 |  | 0 | 0
MAPP_US_2_MISO_W | MAPP_US | MISO_W | 2030 | B8 | 500 | 0 | 2635 | 1096.71 | 0 |  | 0 |  | 0 | 0 |  | 0 | 0
MAPP_US_2_MISO_W | MAPP_US | MISO_W | 2030 | B9 | 800 | 0 | 2635 | 559.06 | 0 |  | 0 |  | 0 | 0 |  | 0 | 0
MAPP_US_2_MISO_W | MAPP_US | MISO_W | 2030 | B10 | 1262 | 0 | 2635 | 738.77 | 1434.56 |  | 0 |  | 0 | 0 |  | 0 | 0
MAPP_US_2_MISO_W | MAPP_US | MISO_W | 2030 | B11 | 25 | 0 | 2635 | 527.21 | 421.94 |  | 0 |  | 0 | 0 |  | 0 | 0
MAPP_US_2_MISO_W | MAPP_US | MISO_W | 2030 | B12 | 200 | 0 | 2635 | 1669.08 | 2114.83 |  | 0 |  | 0 | 0 |  | 0 | 0
MAPP_US_2_MISO_W | MAPP_US | MISO_W | 2030 | B13 | 600 | 0 | 2635 | 1869.19 | 2357.97 |  | 0 |  | 0 | 0 |  | 0 | 0
MAPP_US_2_MISO_W | MAPP_US | MISO_W | 2030 | B14 | 900 | 0 | 2635 | 1156.8 | 1310.07 |  | 0 |  | 0 | 0 |  | 0 | 0
MAPP_US_2_MISO_W | MAPP_US | MISO_W | 2030 | B15 | 1203 | 0 | 2635 | 1581.73 | 1442.9 |  | 0 |  | 0 | 0 |  | 0 | 0
MAPP_US_2_MISO_W | MAPP_US | MISO_W | 2030 | B16 | 25 | 25 | 2635 | 2039.65 | 2635 |  | 1302.59 |  | 0 | 0.01187 |  | 0 | 0
MAPP_US_2_MISO_W | MAPP_US | MISO_W | 2030 | B17 | 100 | 100 | 2635 | 624.14 | 2635 |  | 281.02 |  | 0 | 0.01187 |  | 0 | 0
MAPP_US_2_MISO_W | MAPP_US | MISO_W | 2030 | B18 | 400 | 400 | 2635 | 1663.52 | 2635 |  | 30.17 |  | 0 | 0.01187 |  | 0 | 0
MAPP_US_2_MISO_W | MAPP_US | MISO_W | 2030 | B19 | 700 | 0 | 2635 | 584.02 | 1061.25 |  | 0 |  | 0 | 0 |  | 0 | 0
MAPP_US_2_MISO_W | MAPP_US | MISO_W | 2030 | B20 | 935 | 0 | 2635 | 1330.31 | 1276.14 |  | 0 |  | 0 | 0 |  | 0 | 0
MAPP_US_2_MISO_W | MAPP_US | MISO_W | 2035 | B1 | 10 | 0 | 2635 | 839.77 | 1260.16 |  | 0 |  | 0 | 0 |  | 0 | 44.0051
MAPP_US_2_MISO_W | MAPP_US | MISO_W | 2035 | B2 | 25 | 0 | 2635 | 1665.4 | 2635 |  | 0 |  | 0 | 2.279 |  | 0 | 44.0051
MAPP_US_2_MISO_W | MAPP_US | MISO_W | 2035 | B3 | 75 | 0 | 2635 | 1257.55 | 1432.37 |  | 0 |  | 0 | 0 |  | 0 | 44.0051
MAPP_US_2_MISO_W | MAPP_US | MISO_W | 2035 | B4 | 100 | 0 | 2635 | 175.39 | 454.51 |  | 0 |  | 0 | 0 |  | 0 | 44.0051
MAPP_US_2_MISO_W | MAPP_US | MISO_W | 2035 | B5 | 200 | 0 | 2635 | 1023.31 | 1226.23 |  | 0 |  | 0 | 0 |  | 0 | 44.0051
MAPP_US_2_MISO_W | MAPP_US | MISO_W | 2035 | B6 | 300 | 0 | 2635 | 892.35 | 1505.76 |  | 0 |  | 0 | 0 |  | 0 | 44.0051
MAPP_US_2_MISO_W | MAPP_US | MISO_W | 2035 | B7 | 400 | 0 | 2635 | 200.77 | 38.52 |  | 0 |  | 0 | 0 |  | 0 | 44.0051
MAPP_US_2_MISO_W | MAPP_US | MISO_W | 2035 | B8 | 500 | 0 | 2635 | 1365.73 | 0 |  | 0 |  | 0 | 0 |  | 0 | 44.0051
MAPP_US_2_MISO_W | MAPP_US | MISO_W | 2035 | B9 | 800 | 0 | 2635 | 792.39 | 402.03 |  | 0 |  | 0 | 0 |  | 0 | 44.0051
MAPP_US_2_MISO_W | MAPP_US | MISO_W | 2035 | B10 | 1262 | 0 | 2635 | 1186.63 | 1464.89 |  | 0 |  | 0 | 0 |  | 0 | 44.0051
MAPP_US_2_MISO_W | MAPP_US | MISO_W | 2035 | B11 | 25 | 0 | 2635 | 1782.64 | 1171.24 |  | 0 |  | 0 | 0 |  | 0 | 44.0051
MAPP_US_2_MISO_W | MAPP_US | MISO_W | 2035 | B12 | 200 | 0 | 2635 | 1709.93 | 2155.58 |  | 0 |  | 0 | 0 |  | 0 | 44.0051
MAPP_US_2_MISO_W | MAPP_US | MISO_W | 2035 | B13 | 600 | 0 | 2635 | 2635 | 2398.12 |  | 0 |  | 58.6734 | 0 |  | 58.6734 | 44.0051
MAPP_US_2_MISO_W | MAPP_US | MISO_W | 2035 | B14 | 900 | 0 | 2635 | 2087.98 | 2635 |  | 0 |  | 0 | 4.9735 |  | 0 | 44.0051
MAPP_US_2_MISO_W | MAPP_US | MISO_W | 2035 | B15 | 1203 | 0 | 2635 | 2130.47 | 2635 |  | 0 |  | 0 | 1.4007 |  | 0 | 44.0051
MAPP_US_2_MISO_W | MAPP_US | MISO_W | 2035 | B16 | 25 | 0 | 2635 | 2319.45 | 2635 |  | 0 |  | 0 | 7.5731 |  | 0 | 44.0051
MAPP_US_2_MISO_W | MAPP_US | MISO_W | 2035 | B17 | 100 | 0 | 2635 | 1841.57 | 2635 |  | 0 |  | 0 | 6.208 |  | 0 | 44.0051
MAPP_US_2_MISO_W | MAPP_US | MISO_W | 2035 | B18 | 400 | 0 | 2635 | 2303.52 | 2635 |  | 0 |  | 0 | 1.2107 |  | 0 | 44.0051
MAPP_US_2_MISO_W | MAPP_US | MISO_W | 2035 | B19 | 700 | 0 | 2635 | 2353.13 | 2635 |  | 0 |  | 0 | 0.01187 |  | 0 | 44.0051
MAPP_US_2_MISO_W | MAPP_US | MISO_W | 2035 | B20 | 935 | 0 | 2635 | 1949.39 | 2635 |  | 0 |  | 0 | 1.3057 |  | 0 | 44.0051
MAPP_US_2_MISO_W | MAPP_US | MISO_W | 2040 | B1 | 10 | 0 | 2635 | 754.11 | 1131.62 |  | 0 |  | 0 | 0 |  | 0 | 28.0117
MAPP_US_2_MISO_W | MAPP_US | MISO_W | 2040 | B2 | 25 | 25 | 2635 | 1707.26 | 2635 |  | 1037.34 |  | 0 | 7.5018 |  | 0 | 28.0117
MAPP_US_2_MISO_W | MAPP_US | MISO_W | 2040 | B3 | 75 | 0 | 2635 | 1420.58 | 2149.36 |  | 0 |  | 0 | 0 |  | 0 | 28.0117
MAPP_US_2_MISO_W | MAPP_US | MISO_W | 2040 | B4 | 100 | 0 | 2635 | 1931.52 | 1569.96 |  | 0 |  | 0 | 0 |  | 0 | 28.0117
MAPP_US_2_MISO_W | MAPP_US | MISO_W | 2040 | B5 | 200 | 0 | 2635 | 956.83 | 1628.13 |  | 0 |  | 0 | 0 |  | 0 | 28.0117
MAPP_US_2_MISO_W | MAPP_US | MISO_W | 2040 | B6 | 300 | 0 | 2635 | 434.46 | 1602.44 |  | 0 |  | 0 | 0 |  | 0 | 28.0117
MAPP_US_2_MISO_W | MAPP_US | MISO_W | 2040 | B7 | 400 | 0 | 2635 | 349.62 | 150.31 |  | 0 |  | 0 | 0 |  | 0 | 28.0117
MAPP_US_2_MISO_W | MAPP_US | MISO_W | 2040 | B8 | 500 | 0 | 2635 | 1518.58 | 561.21 |  | 0 |  | 0 | 0 |  | 0 | 28.0117
MAPP_US_2_MISO_W | MAPP_US | MISO_W | 2040 | B9 | 800 | 0 | 2635 | 1156.05 | 892.92 |  | 0 |  | 0 | 0 |  | 0 | 28.0117
MAPP_US_2_MISO_W | MAPP_US | MISO_W | 2040 | B10 | 1262 | 0 | 2635 | 1977.82 | 2550.33 |  | 0 |  | 0 | 0 |  | 0 | 28.0117
MAPP_US_2_MISO_W | MAPP_US | MISO_W | 2040 | B11 | 25 | 0 | 2635 | 1825.64 | 1581.58 |  | 0 |  | 0 | 0 |  | 0 | 28.0117
MAPP_US_2_MISO_W | MAPP_US | MISO_W | 2040 | B12 | 200 | 0 | 2635 | 2635 | 2635 |  | 0 |  | 42.8151 | 2.7301 |  | 10.7038 | 28.0117
MAPP_US_2_MISO_W | MAPP_US | MISO_W | 2040 | B13 | 600 | 0 | 2635 | 2635 | 2635 |  | 0 |  | 35.5269 | 1.8399 |  | 26.6452 | 28.0117
MAPP_US_2_MISO_W | MAPP_US | MISO_W | 2040 | B14 | 900 | 900 | 2635 | 2487.68 | 2635 |  | 187.08 |  | 0 | 7.5018 |  | 0 | 28.0117
MAPP_US_2_MISO_W | MAPP_US | MISO_W | 2040 | B15 | 1203 | 0 | 2635 | 1551.43 | 2635 |  | 0 |  | 0 | 2.2197 |  | 0 | 28.0117
MAPP_US_2_MISO_W | MAPP_US | MISO_W | 2040 | B16 | 25 | 25 | 2635 | 2322.02 | 2635 |  | 2305.01 |  | 0 | 7.5018 |  | 0 | 28.0117
MAPP_US_2_MISO_W | MAPP_US | MISO_W | 2040 | B17 | 100 | 100 | 2635 | 1889.38 | 2635 |  | 1304.53 |  | 0 | 7.5018 |  | 0 | 28.0117
MAPP_US_2_MISO_W | MAPP_US | MISO_W | 2040 | B18 | 400 | 0 | 2635 | 2548.6 | 2635 |  | 0 |  | 0 | 2.8607 |  | 0 | 28.0117
MAPP_US_2_MISO_W | MAPP_US | MISO_W | 2040 | B19 | 700 | 0 | 2635 | 2549.46 | 2635 |  | 0 |  | 0 | 2.4333 |  | 0 | 28.0117
MAPP_US_2_MISO_W | MAPP_US | MISO_W | 2040 | B20 | 935 | 0 | 2635 | 1987.74 | 2635 |  | 0 |  | 0 | 2.2197 |  | 0 | 28.0117
MAPP_US_2_MISO_W | MAPP_US | MISO_W | 2045 | B1 | 10 | 0 | 2635 | 693.57 | 1032.78 |  | 0 |  | 0 | 0 |  | 0 | 13.6354
MAPP_US_2_MISO_W | MAPP_US | MISO_W | 2045 | B2 | 25 | 25 | 2635 | 1432.38 | 2635 |  | 1167.61 |  | 0 | 4.9379 |  | 0 | 13.6354
MAPP_US_2_MISO_W | MAPP_US | MISO_W | 2045 | B3 | 75 | 0 | 2635 | 1561.67 | 2094.56 |  | 0 |  | 0 | 0 |  | 0 | 13.6354
MAPP_US_2_MISO_W | MAPP_US | MISO_W | 2045 | B4 | 100 | 0 | 2635 | 1432.69 | 2216.26 |  | 0 |  | 0 | 0 |  | 0 | 13.6354
MAPP_US_2_MISO_W | MAPP_US | MISO_W | 2045 | B5 | 200 | 0 | 2635 | 1176.57 | 1672.99 |  | 0 |  | 0 | 0 |  | 0 | 13.6354
MAPP_US_2_MISO_W | MAPP_US | MISO_W | 2045 | B6 | 300 | 0 | 2635 | 267.58 | 1736.95 |  | 0 |  | 0 | 0 |  | 0 | 13.6354
MAPP_US_2_MISO_W | MAPP_US | MISO_W | 2045 | B7 | 400 | 0 | 2635 | 1065.48 | 1814.04 |  | 0 |  | 0 | 0 |  | 0 | 13.6354
MAPP_US_2_MISO_W | MAPP_US | MISO_W | 2045 | B8 | 500 | 0 | 2635 | 2015.06 | 1605.19 |  | 0 |  | 0 | 0 |  | 0 | 13.6354
MAPP_US_2_MISO_W | MAPP_US | MISO_W | 2045 | B9 | 800 | 0 | 2635 | 1522.07 | 1614.26 |  | 0 |  | 0 | 0 |  | 0 | 13.6354
MAPP_US_2_MISO_W | MAPP_US | MISO_W | 2045 | B10 | 1262 | 1262 | 2635 | 2225.62 | 2635 |  | 597.78 |  | 0 | 4.9379 |  | 0 | 13.6354
MAPP_US_2_MISO_W | MAPP_US | MISO_W | 2045 | B11 | 25 | 0 | 2635 | 2029.05 | 2374.61 |  | 0 |  | 0 | 0 |  | 0 | 13.6354
MAPP_US_2_MISO_W | MAPP_US | MISO_W | 2045 | B12 | 200 | 200 | 2635 | 2635 | 2635 |  | 1159.22 |  | 72.9293 | 4.9379 |  | 7.6768 | 13.6354
MAPP_US_2_MISO_W | MAPP_US | MISO_W | 2045 | B13 | 600 | 600 | 2635 | 2635 | 2635 |  | 1442.22 |  | 25.4493 | 4.9379 |  | 8.0366 | 13.6354
MAPP_US_2_MISO_W | MAPP_US | MISO_W | 2045 | B14 | 900 | 900 | 2635 | 2551.85 | 2635 |  | 225.01 |  | 0 | 4.9379 |  | 0 | 13.6354
MAPP_US_2_MISO_W | MAPP_US | MISO_W | 2045 | B15 | 1203 | 1203 | 2635 | 1114.61 | 2635 |  | 510.2 |  | 0 | 4.9379 |  | 0 | 13.6354
MAPP_US_2_MISO_W | MAPP_US | MISO_W | 2045 | B16 | 25 | 25 | 2635 | 2428.81 | 2635 |  | 3096.92 |  | 0 | 4.9379 |  | 0 | 13.6354
MAPP_US_2_MISO_W | MAPP_US | MISO_W | 2045 | B17 | 100 | 100 | 2635 | 2136.7 | 2635 |  | 2086.95 |  | 0 | 4.9379 |  | 0 | 13.6354
MAPP_US_2_MISO_W | MAPP_US | MISO_W | 2045 | B18 | 400 | 400 | 2635 | 2635 | 2635 |  | 1795.22 |  | 4.2613 | 4.9379 |  | 0.89712 | 13.6354
MAPP_US_2_MISO_W | MAPP_US | MISO_W | 2045 | B19 | 700 | 700 | 2635 | 2635 | 2635 |  | 160.27 |  | 4.2613 | 4.9379 |  | 1.57 | 13.6354
MAPP_US_2_MISO_W | MAPP_US | MISO_W | 2045 | B20 | 935 | 935 | 2635 | 1335.19 | 2635 |  | 352.63 |  | 0 | 4.9379 |  | 0 | 13.6354
MAPP_US_2_MISO_W | MAPP_US | MISO_W | 2050 | B1 | 10 | 0 | 2635 | 901.66 | 1236.44 |  | 0 |  | 0 | 0 |  | 0 | 8.484
MAPP_US_2_MISO_W | MAPP_US | MISO_W | 2050 | B2 | 25 | 0 | 2635 | 1620.63 | 2635 |  | 0 |  | 0 | 3.6916 |  | 0 | 8.484
MAPP_US_2_MISO_W | MAPP_US | MISO_W | 2050 | B3 | 75 | 0 | 2635 | 1771.38 | 2246.38 |  | 0 |  | 0 | 0 |  | 0 | 8.484
MAPP_US_2_MISO_W | MAPP_US | MISO_W | 2050 | B4 | 100 | 0 | 2635 | 1743.28 | 2256.03 |  | 0 |  | 0 | 0 |  | 0 | 8.484
MAPP_US_2_MISO_W | MAPP_US | MISO_W | 2050 | B5 | 200 | 0 | 2635 | 1626.99 | 1710.83 |  | 0 |  | 0 | 0 |  | 0 | 8.484
MAPP_US_2_MISO_W | MAPP_US | MISO_W | 2050 | B6 | 300 | 0 | 2635 | 1845.02 | 1778.85 |  | 0 |  | 0 | 0 |  | 0 | 8.484
MAPP_US_2_MISO_W | MAPP_US | MISO_W | 2050 | B7 | 400 | 0 | 2635 | 2483.69 | 1452.54 |  | 0 |  | 0 | 0 |  | 0 | 8.484
MAPP_US_2_MISO_W | MAPP_US | MISO_W | 2050 | B8 | 500 | 0 | 2635 | 2509.25 | 1102 |  | 0 |  | 0 | 0 |  | 0 | 8.484
MAPP_US_2_MISO_W | MAPP_US | MISO_W | 2050 | B9 | 800 | 0 | 2635 | 2214.01 | 1961.78 |  | 0 |  | 0 | 0 |  | 0 | 8.484
MAPP_US_2_MISO_W | MAPP_US | MISO_W | 2050 | B10 | 1262 | 0 | 2635 | 0 | 2635 |  | 0 |  | 0 | 0.48667 |  | 0 | 8.484
MAPP_US_2_MISO_W | MAPP_US | MISO_W | 2050 | B11 | 25 | 0 | 2635 | 2635 | 2411.54 |  | 0 |  | 0.2374 | 0 |  | 0.0034406 | 8.484
MAPP_US_2_MISO_W | MAPP_US | MISO_W | 2050 | B12 | 200 | 0 | 2635 | 2534.17 | 2635 |  | 0 |  | 0 | 3.4779 |  | 0 | 8.484
MAPP_US_2_MISO_W | MAPP_US | MISO_W | 2050 | B13 | 600 | 600 | 2635 | 2635 | 2635 |  | 146.99 |  | 28.3337 | 4.0833 |  | 9.8552 | 8.484
MAPP_US_2_MISO_W | MAPP_US | MISO_W | 2050 | B14 | 900 | 0 | 2635 | 1652.55 | 2635 |  | 0 |  | 0 | 3.6916 |  | 0 | 8.484
MAPP_US_2_MISO_W | MAPP_US | MISO_W | 2050 | B15 | 1203 | 1203 | 2635 | 0 | 2635 |  | 543.64 |  | 0 | 4.0833 |  | 0 | 8.484
MAPP_US_2_MISO_W | MAPP_US | MISO_W | 2050 | B16 | 25 | 25 | 2635 | 1955.77 | 2635 |  | 3143.07 |  | 0 | 4.0833 |  | 0 | 8.484
MAPP_US_2_MISO_W | MAPP_US | MISO_W | 2050 | B17 | 100 | 100 | 2635 | 1983.54 | 2635 |  | 2133.79 |  | 0 | 4.0833 |  | 0 | 8.484
MAPP_US_2_MISO_W | MAPP_US | MISO_W | 2050 | B18 | 400 | 400 | 2635 | 2635 | 2635 |  | 1567.53 |  | 2.279 | 4.0833 |  | 0.52847 | 8.484
MAPP_US_2_MISO_W | MAPP_US | MISO_W | 2050 | B19 | 700 | 0 | 2635 | 2635 | 2635 |  | 0 |  | 2.279 | 3.6916 |  | 0.92483 | 8.484
MAPP_US_2_MISO_W | MAPP_US | MISO_W | 2050 | B20 | 935 | 935 | 2635 | 0 | 2635 |  | 389.07 |  | 0 | 4.0833 |  | 0 | 8.484
MAPP_US_2_NE | MAPP_US | NE | 2015 | B1 | 10 | 0 | 2000 | 133.62 | 133.62 |  | 0 |  | 0 | 0 |  | 0 | 0
MAPP_US_2_NE | MAPP_US | NE | 2015 | B2 | 25 | 0 | 2000 | 1259.35 | 1000.32 |  | 0 |  | 0 | 0 |  | 0 | 0
MAPP_US_2_NE | MAPP_US | NE | 2015 | B3 | 75 | 0 | 2000 | 1228.42 | 969.39 |  | 0 |  | 0 | 0 |  | 0 | 0
MAPP_US_2_NE | MAPP_US | NE | 2015 | B4 | 100 | 0 | 2000 | 1025.28 | 877.42 |  | 0 |  | 0 | 0 |  | 0 | 0
MAPP_US_2_NE | MAPP_US | NE | 2015 | B5 | 200 | 0 | 2000 | 801.4 | 914.37 |  | 0 |  | 0 | 0 |  | 0 | 0
MAPP_US_2_NE | MAPP_US | NE | 2015 | B6 | 300 | 0 | 2000 | 790.97 | 992.28 |  | 0 |  | 0 | 0 |  | 0 | 0
MAPP_US_2_NE | MAPP_US | NE | 2015 | B7 | 400 | 0 | 2000 | 371.02 | 540.73 |  | 0 |  | 0 | 0 |  | 0 | 0
MAPP_US_2_NE | MAPP_US | NE | 2015 | B8 | 500 | 0 | 2000 | 0 | 0 |  | 0 |  | 0 | 0 |  | 0 | 0
MAPP_US_2_NE | MAPP_US | NE | 2015 | B9 | 800 | 0 | 2000 | 0 | 0 |  | 0 |  | 0 | 0 |  | 0 | 0
MAPP_US_2_NE | MAPP_US | NE | 2015 | B10 | 1262 | 0 | 2000 | 0 | 0 |  | 0 |  | 0 | 0 |  | 0 | 0
MAPP_US_2_NE | MAPP_US | NE | 2015 | B11 | 25 | 0 | 2000 | 841.77 | 1224.74 |  | 0 |  | 0 | 0 |  | 0 | 0
MAPP_US_2_NE | MAPP_US | NE | 2015 | B12 | 200 | 0 | 2000 | 0 | 0 |  | 0 |  | 0 | 0 |  | 0 | 0
MAPP_US_2_NE | MAPP_US | NE | 2015 | B13 | 600 | 0 | 2000 | 0 | 0 |  | 0 |  | 0 | 0 |  | 0 | 0
MAPP_US_2_NE | MAPP_US | NE | 2015 | B14 | 900 | 0 | 2000 | 0 | 0 |  | 0 |  | 0 | 0 |  | 0 | 0
MAPP_US_2_NE | MAPP_US | NE | 2015 | B15 | 1203 | 0 | 2000 | 0 | 0 |  | 0 |  | 0 | 0 |  | 0 | 0
MAPP_US_2_NE | MAPP_US | NE | 2015 | B16 | 25 | 0 | 2000 | 0 | 0 |  | 0 |  | 0 | 0 |  | 0 | 0
MAPP_US_2_NE | MAPP_US | NE | 2015 | B17 | 100 | 0 | 2000 | 0 | 0 |  | 0 |  | 0 | 0 |  | 0 | 0
MAPP_US_2_NE | MAPP_US | NE | 2015 | B18 | 400 | 0 | 2000 | 0 | 0 |  | 0 |  | 0 | 0 |  | 0 | 0
MAPP_US_2_NE | MAPP_US | NE | 2015 | B19 | 700 | 0 | 2000 | 0 | 0 |  | 0 |  | 0 | 0 |  | 0 | 0
MAPP_US_2_NE | MAPP_US | NE | 2015 | B20 | 935 | 0 | 2000 | 0 | 0 |  | 0 |  | 0 | 0 |  | 0 | 0
MAPP_US_2_NE | MAPP_US | NE | 2020 | B1 | 10 | 0 | 2000 | 0 | 0 |  | 0 |  | 0 | 0 |  | 0 | 0
MAPP_US_2_NE | MAPP_US | NE | 2020 | B2 | 25 | 0 | 2000 | 0 | 0 |  | 0 |  | 0 | 0 |  | 0 | 0
MAPP_US_2_NE | MAPP_US | NE | 2020 | B3 | 75 | 0 | 2000 | 172.31 | 0 |  | 0 |  | 0 | 0 |  | 0 | 0
MAPP_US_2_NE | MAPP_US | NE | 2020 | B4 | 100 | 0 | 2000 | 0 | 0 |  | 0 |  | 0 | 0 |  | 0 | 0
MAPP_US_2_NE | MAPP_US | NE | 2020 | B5 | 200 | 0 | 2000 | 0 | 0 |  | 0 |  | 0 | 0 |  | 0 | 0
MAPP_US_2_NE | MAPP_US | NE | 2020 | B6 | 300 | 0 | 2000 | 0 | 0 |  | 0 |  | 0 | 0 |  | 0 | 0
MAPP_US_2_NE | MAPP_US | NE | 2020 | B7 | 400 | 0 | 2000 | 0 | 0 |  | 0 |  | 0 | 0 |  | 0 | 0
MAPP_US_2_NE | MAPP_US | NE | 2020 | B8 | 500 | 0 | 2000 | 0 | 0 |  | 0 |  | 0 | 0 |  | 0 | 0
MAPP_US_2_NE | MAPP_US | NE | 2020 | B9 | 800 | 0 | 2000 | 0 | 0 |  | 0 |  | 0 | 0 |  | 0 | 0
MAPP_US_2_NE | MAPP_US | NE | 2020 | B10 | 1262 | 0 | 2000 | 0 | 0 |  | 0 |  | 0 | 0 |  | 0 | 0
MAPP_US_2_NE | MAPP_US | NE | 2020 | B11 | 25 | 0 | 2000 | 0 | 0 |  | 0 |  | 0 | 0 |  | 0 | 0
MAPP_US_2_NE | MAPP_US | NE | 2020 | B12 | 200 | 0 | 2000 | 0 | 0 |  | 0 |  | 0 | 0 |  | 0 | 0
MAPP_US_2_NE | MAPP_US | NE | 2020 | B13 | 600 | 0 | 2000 | 0 | 0 |  | 0 |  | 0 | 0 |  | 0 | 0
MAPP_US_2_NE | MAPP_US | NE | 2020 | B14 | 900 | 0 | 2000 | 0 | 0 |  | 0 |  | 0 | 0 |  | 0 | 0
MAPP_US_2_NE | MAPP_US | NE | 2020 | B15 | 1203 | 0 | 2000 | 0 | 0 |  | 0 |  | 0 | 0 |  | 0 | 0
MAPP_US_2_NE | MAPP_US | NE | 2020 | B16 | 25 | 0 | 2000 | 0 | 0 |  | 0 |  | 0 | 0 |  | 0 | 0
MAPP_US_2_NE | MAPP_US | NE | 2020 | B17 | 100 | 0 | 2000 | 0 | 0 |  | 0 |  | 0 | 0 |  | 0 | 0
MAPP_US_2_NE | MAPP_US | NE | 2020 | B18 | 400 | 0 | 2000 | 0 | 0 |  | 0 |  | 0 | 0 |  | 0 | 0
MAPP_US_2_NE | MAPP_US | NE | 2020 | B19 | 700 | 0 | 2000 | 0 | 0 |  | 0 |  | 0 | 0 |  | 0 | 0
MAPP_US_2_NE | MAPP_US | NE | 2020 | B20 | 935 | 0 | 2000 | 0 | 0 |  | 0 |  | 0 | 0 |  | 0 | 0
MAPP_US_2_NE | MAPP_US | NE | 2025 | B1 | 10 | 0 | 2000 | 0 | 0 |  | 0 |  | 0 | 0 |  | 0 | 0
MAPP_US_2_NE | MAPP_US | NE | 2025 | B2 | 25 | 0 | 2000 | 0 | 0 |  | 0 |  | 0 | 0 |  | 0 | 0
MAPP_US_2_NE | MAPP_US | NE | 2025 | B3 | 75 | 0 | 2000 | 0 | 0 |  | 0 |  | 0 | 0 |  | 0 | 0
MAPP_US_2_NE | MAPP_US | NE | 2025 | B4 | 100 | 0 | 2000 | 1354.41 | 155.48 |  | 0 |  | 0 | 0 |  | 0 | 0
MAPP_US_2_NE | MAPP_US | NE | 2025 | B5 | 200 | 0 | 2000 | 651.49 | 0 |  | 0 |  | 0 | 0 |  | 0 | 0
MAPP_US_2_NE | MAPP_US | NE | 2025 | B6 | 300 | 0 | 2000 | 0 | 0 |  | 0 |  | 0 | 0 |  | 0 | 0
MAPP_US_2_NE | MAPP_US | NE | 2025 | B7 | 400 | 0 | 2000 | 0 | 825.54 |  | 0 |  | 0 | 0 |  | 0 | 0
MAPP_US_2_NE | MAPP_US | NE | 2025 | B8 | 500 | 0 | 2000 | 0 | 1504.12 |  | 0 |  | 0 | 0 |  | 0 | 0
MAPP_US_2_NE | MAPP_US | NE | 2025 | B9 | 800 | 0 | 2000 | 276.25 | 1405.72 |  | 0 |  | 0 | 0 |  | 0 | 0
MAPP_US_2_NE | MAPP_US | NE | 2025 | B10 | 1262 | 0 | 2000 | 0 | 0 |  | 0 |  | 0 | 0 |  | 0 | 0
MAPP_US_2_NE | MAPP_US | NE | 2025 | B11 | 25 | 0 | 2000 | 0 | 0 |  | 0 |  | 0 | 0 |  | 0 | 0
MAPP_US_2_NE | MAPP_US | NE | 2025 | B12 | 200 | 0 | 2000 | 0 | 0 |  | 0 |  | 0 | 0 |  | 0 | 0
MAPP_US_2_NE | MAPP_US | NE | 2025 | B13 | 600 | 0 | 2000 | 0 | 0 |  | 0 |  | 0 | 0 |  | 0 | 0
MAPP_US_2_NE | MAPP_US | NE | 2025 | B14 | 900 | 0 | 2000 | 0 | 0 |  | 0 |  | 0 | 0 |  | 0 | 0
MAPP_US_2_NE | MAPP_US | NE | 2025 | B15 | 1203 | 0 | 2000 | 0 | 0 |  | 0 |  | 0 | 0 |  | 0 | 0
MAPP_US_2_NE | MAPP_US | NE | 2025 | B16 | 25 | 0 | 2000 | 0 | 0 |  | 0 |  | 0 | 0 |  | 0 | 0
MAPP_US_2_NE | MAPP_US | NE | 2025 | B17 | 100 | 0 | 2000 | 0 | 0 |  | 0 |  | 0 | 0 |  | 0 | 0
MAPP_US_2_NE | MAPP_US | NE | 2025 | B18 | 400 | 0 | 2000 | 0 | 0 |  | 0 |  | 0 | 0 |  | 0 | 0
MAPP_US_2_NE | MAPP_US | NE | 2025 | B19 | 700 | 0 | 2000 | 0 | 0 |  | 0 |  | 0 | 0 |  | 0 | 0
MAPP_US_2_NE | MAPP_US | NE | 2025 | B20 | 935 | 0 | 2000 | 0 | 0 |  | 0 |  | 0 | 0 |  | 0 | 0
MAPP_US_2_NE | MAPP_US | NE | 2030 | B1 | 10 | 0 | 2000 | 0 | 0 |  | 0 |  | 0 | 0 |  | 0 | 0
MAPP_US_2_NE | MAPP_US | NE | 2030 | B2 | 25 | 0 | 2000 | 0 | 0 |  | 0 |  | 0 | 0 |  | 0 | 0
MAPP_US_2_NE | MAPP_US | NE | 2030 | B3 | 75 | 0 | 2000 | 726.19 | 1759.11 |  | 0 |  | 0 | 0 |  | 0 | 0
MAPP_US_2_NE | MAPP_US | NE | 2030 | B4 | 100 | 0 | 2000 | 1218.79 | 1657.43 |  | 0 |  | 0 | 0 |  | 0 | 0
MAPP_US_2_NE | MAPP_US | NE | 2030 | B5 | 200 | 0 | 2000 | 525.87 | 1435.6 |  | 0 |  | 0 | 0 |  | 0 | 0
MAPP_US_2_NE | MAPP_US | NE | 2030 | B6 | 300 | 0 | 2000 | 816.43 | 1143.77 |  | 0 |  | 0 | 0 |  | 0 | 0
MAPP_US_2_NE | MAPP_US | NE | 2030 | B7 | 400 | 0 | 2000 | 765.43 | 1920.82 |  | 0 |  | 0 | 0 |  | 0 | 0
MAPP_US_2_NE | MAPP_US | NE | 2030 | B8 | 500 | 500 | 2000 | 264.38 | 2000 |  | 486.27 |  | 0 | 0.01187 |  | 0 | 0
MAPP_US_2_NE | MAPP_US | NE | 2030 | B9 | 800 | 0 | 2000 | 155.73 | 1683.24 |  | 0 |  | 0 | 0 |  | 0 | 0
MAPP_US_2_NE | MAPP_US | NE | 2030 | B10 | 1262 | 0 | 2000 | 0 | 0 |  | 0 |  | 0 | 0 |  | 0 | 0
MAPP_US_2_NE | MAPP_US | NE | 2030 | B11 | 25 | 0 | 2000 | 867.29 | 1639.67 |  | 0 |  | 0 | 0 |  | 0 | 0
MAPP_US_2_NE | MAPP_US | NE | 2030 | B12 | 200 | 0 | 2000 | 0 | 0 |  | 0 |  | 0 | 0 |  | 0 | 0
MAPP_US_2_NE | MAPP_US | NE | 2030 | B13 | 600 | 0 | 2000 | 0 | 0 |  | 0 |  | 0 | 0 |  | 0 | 0
MAPP_US_2_NE | MAPP_US | NE | 2030 | B14 | 900 | 0 | 2000 | 0 | 0 |  | 0 |  | 0 | 0 |  | 0 | 0
MAPP_US_2_NE | MAPP_US | NE | 2030 | B15 | 1203 | 0 | 2000 | 0 | 0 |  | 0 |  | 0 | 0 |  | 0 | 0
MAPP_US_2_NE | MAPP_US | NE | 2030 | B16 | 25 | 0 | 2000 | 0 | 0 |  | 0 |  | 0 | 0 |  | 0 | 0
MAPP_US_2_NE | MAPP_US | NE | 2030 | B17 | 100 | 0 | 2000 | 0 | 0 |  | 0 |  | 0 | 0 |  | 0 | 0
MAPP_US_2_NE | MAPP_US | NE | 2030 | B18 | 400 | 0 | 2000 | 0 | 0 |  | 0 |  | 0 | 0 |  | 0 | 0
MAPP_US_2_NE | MAPP_US | NE | 2030 | B19 | 700 | 0 | 2000 | 0 | 0 |  | 0 |  | 0 | 0 |  | 0 | 0
MAPP_US_2_NE | MAPP_US | NE | 2030 | B20 | 935 | 0 | 2000 | 0 | 0 |  | 0 |  | 0 | 0 |  | 0 | 0
MAPP_US_2_NE | MAPP_US | NE | 2035 | B1 | 10 | 0 | 2000 | 0 | 0 |  | 0 |  | 0 | 0 |  | 0 | 0
MAPP_US_2_NE | MAPP_US | NE | 2035 | B2 | 25 | 0 | 2000 | 0 | 0 |  | 0 |  | 0 | 0 |  | 0 | 0
MAPP_US_2_NE | MAPP_US | NE | 2035 | B3 | 75 | 0 | 2000 | 121.02 | 667.22 |  | 0 |  | 0 | 0 |  | 0 | 0
MAPP_US_2_NE | MAPP_US | NE | 2035 | B4 | 100 | 0 | 2000 | 1331.95 | 1667.63 |  | 0 |  | 0 | 0 |  | 0 | 0
MAPP_US_2_NE | MAPP_US | NE | 2035 | B5 | 200 | 0 | 2000 | 0 | 566.58 |  | 0 |  | 0 | 0 |  | 0 | 0
MAPP_US_2_NE | MAPP_US | NE | 2035 | B6 | 300 | 0 | 2000 | 0 | 0 |  | 0 |  | 0 | 0 |  | 0 | 0
MAPP_US_2_NE | MAPP_US | NE | 2035 | B7 | 400 | 0 | 2000 | 1072.36 | 1923.14 |  | 0 |  | 0 | 0 |  | 0 | 0
MAPP_US_2_NE | MAPP_US | NE | 2035 | B8 | 500 | 500 | 2000 | 405.11 | 2000 |  | 523.93 |  | 0 | 0.01187 |  | 0 | 0
MAPP_US_2_NE | MAPP_US | NE | 2035 | B9 | 800 | 0 | 2000 | 329.25 | 1515.74 |  | 0 |  | 0 | 0 |  | 0 | 0
MAPP_US_2_NE | MAPP_US | NE | 2035 | B10 | 1262 | 0 | 2000 | 0 | 0 |  | 0 |  | 0 | 0 |  | 0 | 0
MAPP_US_2_NE | MAPP_US | NE | 2035 | B11 | 25 | 0 | 2000 | 0 | 971.37 |  | 0 |  | 0 | 0 |  | 0 | 0
MAPP_US_2_NE | MAPP_US | NE | 2035 | B12 | 200 | 0 | 2000 | 0 | 0 |  | 0 |  | 0 | 0 |  | 0 | 0
MAPP_US_2_NE | MAPP_US | NE | 2035 | B13 | 600 | 0 | 2000 | 0 | 0 |  | 0 |  | 0 | 0 |  | 0 | 0
MAPP_US_2_NE | MAPP_US | NE | 2035 | B14 | 900 | 0 | 2000 | 0 | 0 |  | 0 |  | 0 | 0 |  | 0 | 0
MAPP_US_2_NE | MAPP_US | NE | 2035 | B15 | 1203 | 0 | 2000 | 0 | 0 |  | 0 |  | 0 | 0 |  | 0 | 0
MAPP_US_2_NE | MAPP_US | NE | 2035 | B16 | 25 | 0 | 2000 | 0 | 0 |  | 0 |  | 0 | 0 |  | 0 | 0
MAPP_US_2_NE | MAPP_US | NE | 2035 | B17 | 100 | 0 | 2000 | 0 | 0 |  | 0 |  | 0 | 0 |  | 0 | 0
MAPP_US_2_NE | MAPP_US | NE | 2035 | B18 | 400 | 0 | 2000 | 0 | 0 |  | 0 |  | 0 | 0 |  | 0 | 0
MAPP_US_2_NE | MAPP_US | NE | 2035 | B19 | 700 | 0 | 2000 | 0 | 0 |  | 0 |  | 0 | 0 |  | 0 | 0
MAPP_US_2_NE | MAPP_US | NE | 2035 | B20 | 935 | 0 | 2000 | 0 | 0 |  | 0 |  | 0 | 0 |  | 0 | 0
MAPP_US_2_NE | MAPP_US | NE | 2040 | B1 | 10 | 0 | 2000 | 0 | 0 |  | 0 |  | 0 | 0 |  | 0 | 0
MAPP_US_2_NE | MAPP_US | NE | 2040 | B2 | 25 | 0 | 2000 | 0 | 0 |  | 0 |  | 0 | 0 |  | 0 | 0
MAPP_US_2_NE | MAPP_US | NE | 2040 | B3 | 75 | 0 | 2000 | 0 | 0 |  | 0 |  | 0 | 0 |  | 0 | 0
MAPP_US_2_NE | MAPP_US | NE | 2040 | B4 | 100 | 0 | 2000 | 0 | 599.48 |  | 0 |  | 0 | 0 |  | 0 | 0
MAPP_US_2_NE | MAPP_US | NE | 2040 | B5 | 200 | 0 | 2000 | 0 | 0 |  | 0 |  | 0 | 0 |  | 0 | 0
MAPP_US_2_NE | MAPP_US | NE | 2040 | B6 | 300 | 0 | 2000 | 235.85 | 0 |  | 0 |  | 0 | 0 |  | 0 | 0
MAPP_US_2_NE | MAPP_US | NE | 2040 | B7 | 400 | 0 | 2000 | 963.94 | 1851.78 |  | 0 |  | 0 | 0 |  | 0 | 0
MAPP_US_2_NE | MAPP_US | NE | 2040 | B8 | 500 | 0 | 2000 | 289.54 | 2000 |  | 0 |  | 0 | 0.01187 |  | 0 | 0
MAPP_US_2_NE | MAPP_US | NE | 2040 | B9 | 800 | 0 | 2000 | 0 | 1059.26 |  | 0 |  | 0 | 0 |  | 0 | 0
MAPP_US_2_NE | MAPP_US | NE | 2040 | B10 | 1262 | 0 | 2000 | 0 | 0 |  | 0 |  | 0 | 0 |  | 0 | 0
MAPP_US_2_NE | MAPP_US | NE | 2040 | B11 | 25 | 0 | 2000 | 194.66 | 755.73 |  | 0 |  | 0 | 0 |  | 0 | 0
MAPP_US_2_NE | MAPP_US | NE | 2040 | B12 | 200 | 0 | 2000 | 0 | 0 |  | 0 |  | 0 | 0 |  | 0 | 0
MAPP_US_2_NE | MAPP_US | NE | 2040 | B13 | 600 | 0 | 2000 | 0 | 0 |  | 0 |  | 0 | 0 |  | 0 | 0
MAPP_US_2_NE | MAPP_US | NE | 2040 | B14 | 900 | 0 | 2000 | 0 | 0 |  | 0 |  | 0 | 0 |  | 0 | 0
MAPP_US_2_NE | MAPP_US | NE | 2040 | B15 | 1203 | 0 | 2000 | 0 | 0 |  | 0 |  | 0 | 0 |  | 0 | 0
MAPP_US_2_NE | MAPP_US | NE | 2040 | B16 | 25 | 0 | 2000 | 0 | 0 |  | 0 |  | 0 | 0 |  | 0 | 0
MAPP_US_2_NE | MAPP_US | NE | 2040 | B17 | 100 | 0 | 2000 | 0 | 0 |  | 0 |  | 0 | 0 |  | 0 | 0
MAPP_US_2_NE | MAPP_US | NE | 2040 | B18 | 400 | 0 | 2000 | 0 | 0 |  | 0 |  | 0 | 0 |  | 0 | 0
MAPP_US_2_NE | MAPP_US | NE | 2040 | B19 | 700 | 0 | 2000 | 0 | 0 |  | 0 |  | 0 | 0 |  | 0 | 0
MAPP_US_2_NE | MAPP_US | NE | 2040 | B20 | 935 | 0 | 2000 | 0 | 0 |  | 0 |  | 0 | 0 |  | 0 | 0
MAPP_US_2_NE | MAPP_US | NE | 2045 | B1 | 10 | 0 | 2000 | 0 | 0 |  | 0 |  | 0 | 0 |  | 0 | 0
MAPP_US_2_NE | MAPP_US | NE | 2045 | B2 | 25 | 0 | 2000 | 0 | 0 |  | 0 |  | 0 | 0 |  | 0 | 0
MAPP_US_2_NE | MAPP_US | NE | 2045 | B3 | 75 | 0 | 2000 | 0 | 0 |  | 0 |  | 0 | 0 |  | 0 | 0
MAPP_US_2_NE | MAPP_US | NE | 2045 | B4 | 100 | 0 | 2000 | 0 | 0 |  | 0 |  | 0 | 0 |  | 0 | 0
MAPP_US_2_NE | MAPP_US | NE | 2045 | B5 | 200 | 0 | 2000 | 0 | 0 |  | 0 |  | 0 | 0 |  | 0 | 0
MAPP_US_2_NE | MAPP_US | NE | 2045 | B6 | 300 | 0 | 2000 | 1064.72 | 0 |  | 0 |  | 0 | 0 |  | 0 | 0
MAPP_US_2_NE | MAPP_US | NE | 2045 | B7 | 400 | 0 | 2000 | 557.77 | 228.08 |  | 0 |  | 0 | 0 |  | 0 | 0
MAPP_US_2_NE | MAPP_US | NE | 2045 | B8 | 500 | 0 | 2000 | 0 | 992.94 |  | 0 |  | 0 | 0 |  | 0 | 0
MAPP_US_2_NE | MAPP_US | NE | 2045 | B9 | 800 | 0 | 2000 | 0 | 0 |  | 0 |  | 0 | 0 |  | 0 | 0
MAPP_US_2_NE | MAPP_US | NE | 2045 | B10 | 1262 | 0 | 2000 | 0 | 0 |  | 0 |  | 0 | 0 |  | 0 | 0
MAPP_US_2_NE | MAPP_US | NE | 2045 | B11 | 25 | 0 | 2000 | 98.2 | 0 |  | 0 |  | 0 | 0 |  | 0 | 0
MAPP_US_2_NE | MAPP_US | NE | 2045 | B12 | 200 | 0 | 2000 | 0 | 0 |  | 0 |  | 0 | 0 |  | 0 | 0
MAPP_US_2_NE | MAPP_US | NE | 2045 | B13 | 600 | 0 | 2000 | 0 | 0 |  | 0 |  | 0 | 0 |  | 0 | 0
MAPP_US_2_NE | MAPP_US | NE | 2045 | B14 | 900 | 0 | 2000 | 0 | 0 |  | 0 |  | 0 | 0 |  | 0 | 0
MAPP_US_2_NE | MAPP_US | NE | 2045 | B15 | 1203 | 0 | 2000 | 0 | 0 |  | 0 |  | 0 | 0 |  | 0 | 0
MAPP_US_2_NE | MAPP_US | NE | 2045 | B16 | 25 | 0 | 2000 | 0 | 0 |  | 0 |  | 0 | 0 |  | 0 | 0
MAPP_US_2_NE | MAPP_US | NE | 2045 | B17 | 100 | 0 | 2000 | 0 | 0 |  | 0 |  | 0 | 0 |  | 0 | 0
MAPP_US_2_NE | MAPP_US | NE | 2045 | B18 | 400 | 0 | 2000 | 0 | 0 |  | 0 |  | 0 | 0 |  | 0 | 0
MAPP_US_2_NE | MAPP_US | NE | 2045 | B19 | 700 | 0 | 2000 | 0 | 0 |  | 0 |  | 0 | 0 |  | 0 | 0
MAPP_US_2_NE | MAPP_US | NE | 2045 | B20 | 935 | 0 | 2000 | 0 | 0 |  | 0 |  | 0 | 0 |  | 0 | 0
MAPP_US_2_NE | MAPP_US | NE | 2050 | B1 | 10 | 0 | 2000 | 0 | 0 |  | 0 |  | 0 | 0 |  | 0 | 0
MAPP_US_2_NE | MAPP_US | NE | 2050 | B2 | 25 | 0 | 2000 | 0 | 0 |  | 0 |  | 0 | 0 |  | 0 | 0
MAPP_US_2_NE | MAPP_US | NE | 2050 | B3 | 75 | 0 | 2000 | 0 | 0 |  | 0 |  | 0 | 0 |  | 0 | 0
MAPP_US_2_NE | MAPP_US | NE | 2050 | B4 | 100 | 0 | 2000 | 0 | 0 |  | 0 |  | 0 | 0 |  | 0 | 0
MAPP_US_2_NE | MAPP_US | NE | 2050 | B5 | 200 | 0 | 2000 | 0 | 0 |  | 0 |  | 0 | 0 |  | 0 | 0
MAPP_US_2_NE | MAPP_US | NE | 2050 | B6 | 300 | 0 | 2000 | 0 | 0 |  | 0 |  | 0 | 0 |  | 0 | 0
MAPP_US_2_NE | MAPP_US | NE | 2050 | B7 | 400 | 0 | 2000 | 0 | 629.21 |  | 0 |  | 0 | 0 |  | 0 | 0
MAPP_US_2_NE | MAPP_US | NE | 2050 | B8 | 500 | 0 | 2000 | 0 | 1532.69 |  | 0 |  | 0 | 0 |  | 0 | 0
MAPP_US_2_NE | MAPP_US | NE | 2050 | B9 | 800 | 0 | 2000 | 0 | 0 |  | 0 |  | 0 | 0 |  | 0 | 0
MAPP_US_2_NE | MAPP_US | NE | 2050 | B10 | 1262 | 0 | 2000 | 0 | 0 |  | 0 |  | 0 | 0 |  | 0 | 0
MAPP_US_2_NE | MAPP_US | NE | 2050 | B11 | 25 | 0 | 2000 | 0 | 0 |  | 0 |  | 0 | 0 |  | 0 | 0
MAPP_US_2_NE | MAPP_US | NE | 2050 | B12 | 200 | 0 | 2000 | 0 | 0 |  | 0 |  | 0 | 0 |  | 0 | 0
MAPP_US_2_NE | MAPP_US | NE | 2050 | B13 | 600 | 0 | 2000 | 0 | 0 |  | 0 |  | 0 | 0 |  | 0 | 0
MAPP_US_2_NE | MAPP_US | NE | 2050 | B14 | 900 | 0 | 2000 | 0 | 0 |  | 0 |  | 0 | 0 |  | 0 | 0
MAPP_US_2_NE | MAPP_US | NE | 2050 | B15 | 1203 | 0 | 2000 | 0 | 0 |  | 0 |  | 0 | 0 |  | 0 | 0
MAPP_US_2_NE | MAPP_US | NE | 2050 | B16 | 25 | 0 | 2000 | 0 | 0 |  | 0 |  | 0 | 0 |  | 0 | 0
MAPP_US_2_NE | MAPP_US | NE | 2050 | B17 | 100 | 0 | 2000 | 0 | 0 |  | 0 |  | 0 | 0 |  | 0 | 0
MAPP_US_2_NE | MAPP_US | NE | 2050 | B18 | 400 | 0 | 2000 | 0 | 0 |  | 0 |  | 0 | 0 |  | 0 | 0
MAPP_US_2_NE | MAPP_US | NE | 2050 | B19 | 700 | 0 | 2000 | 0 | 0 |  | 0 |  | 0 | 0 |  | 0 | 0
MAPP_US_2_NE | MAPP_US | NE | 2050 | B20 | 935 | 0 | 2000 | 0 | 0 |  | 0 |  | 0 | 0 |  | 0 | 0
MISO_IN_2_MISO_MI | MISO_IN | MISO_MI | 2015 | B1 | 10 | 0 | 5000 | 0 | 0 |  | 0 |  | 0 | 0 |  | 0 | 0
MISO_IN_2_MISO_MI | MISO_IN | MISO_MI | 2015 | B2 | 25 | 0 | 5000 | 0 | 0 |  | 0 |  | 0 | 0 |  | 0 | 0
MISO_IN_2_MISO_MI | MISO_IN | MISO_MI | 2015 | B3 | 75 | 0 | 5000 | 0 | 0 |  | 0 |  | 0 | 0 |  | 0 | 0
MISO_IN_2_MISO_MI | MISO_IN | MISO_MI | 2015 | B4 | 100 | 0 | 5000 | 0 | 0 |  | 0 |  | 0 | 0 |  | 0 | 0
MISO_IN_2_MISO_MI | MISO_IN | MISO_MI | 2015 | B5 | 200 | 0 | 5000 | 0 | 0 |  | 0 |  | 0 | 0 |  | 0 | 0
MISO_IN_2_MISO_MI | MISO_IN | MISO_MI | 2015 | B6 | 300 | 0 | 5000 | 0 | 0 |  | 0 |  | 0 | 0 |  | 0 | 0
MISO_IN_2_MISO_MI | MISO_IN | MISO_MI | 2015 | B7 | 400 | 0 | 5000 | 0 | 750.51 |  | 0 |  | 0 | 0 |  | 0 | 0
MISO_IN_2_MISO_MI | MISO_IN | MISO_MI | 2015 | B8 | 500 | 0 | 5000 | 0 | 789.05 |  | 0 |  | 0 | 0 |  | 0 | 0
MISO_IN_2_MISO_MI | MISO_IN | MISO_MI | 2015 | B9 | 800 | 0 | 5000 | 766.87 | 1433.63 |  | 0 |  | 0 | 0 |  | 0 | 0
MISO_IN_2_MISO_MI | MISO_IN | MISO_MI | 2015 | B10 | 1262 | 0 | 5000 | 2229.67 | 2900.12 |  | 0 |  | 0 | 0 |  | 0 | 0
MISO_IN_2_MISO_MI | MISO_IN | MISO_MI | 2015 | B11 | 25 | 0 | 5000 | 0 | 0 |  | 0 |  | 0 | 0 |  | 0 | 0
MISO_IN_2_MISO_MI | MISO_IN | MISO_MI | 2015 | B12 | 200 | 0 | 5000 | 0 | 0 |  | 0 |  | 0 | 0 |  | 0 | 0
MISO_IN_2_MISO_MI | MISO_IN | MISO_MI | 2015 | B13 | 600 | 0 | 5000 | 0 | 345.69 |  | 0 |  | 0 | 0 |  | 0 | 0
MISO_IN_2_MISO_MI | MISO_IN | MISO_MI | 2015 | B14 | 900 | 0 | 5000 | 0 | 420.62 |  | 0 |  | 0 | 0 |  | 0 | 0
MISO_IN_2_MISO_MI | MISO_IN | MISO_MI | 2015 | B15 | 1203 | 0 | 5000 | 0 | 0 |  | 0 |  | 0 | 0 |  | 0 | 0
MISO_IN_2_MISO_MI | MISO_IN | MISO_MI | 2015 | B16 | 25 | 0 | 5000 | 0 | 0 |  | 0 |  | 0 | 0 |  | 0 | 0
MISO_IN_2_MISO_MI | MISO_IN | MISO_MI | 2015 | B17 | 100 | 0 | 5000 | 0 | 23.59 |  | 0 |  | 0 | 0 |  | 0 | 0
MISO_IN_2_MISO_MI | MISO_IN | MISO_MI | 2015 | B18 | 400 | 0 | 5000 | 0 | 0 |  | 0 |  | 0 | 0 |  | 0 | 0
MISO_IN_2_MISO_MI | MISO_IN | MISO_MI | 2015 | B19 | 700 | 0 | 5000 | 0 | 0 |  | 0 |  | 0 | 0 |  | 0 | 0
MISO_IN_2_MISO_MI | MISO_IN | MISO_MI | 2015 | B20 | 935 | 0 | 5000 | 825 | 1793.63 |  | 0 |  | 0 | 0 |  | 0 | 0
MISO_IN_2_MISO_MI | MISO_IN | MISO_MI | 2020 | B1 | 10 | 0 | 5000 | 536.7 | 410.31 |  | 0 |  | 0 | 0 |  | 0 | 0
MISO_IN_2_MISO_MI | MISO_IN | MISO_MI | 2020 | B2 | 25 | 0 | 5000 | 0 | 0 |  | 0 |  | 0 | 0 |  | 0 | 0
MISO_IN_2_MISO_MI | MISO_IN | MISO_MI | 2020 | B3 | 75 | 0 | 5000 | 31.04 | 0 |  | 0 |  | 0 | 0 |  | 0 | 0
MISO_IN_2_MISO_MI | MISO_IN | MISO_MI | 2020 | B4 | 100 | 0 | 5000 | 550.27 | 0 |  | 0 |  | 0 | 0 |  | 0 | 0
MISO_IN_2_MISO_MI | MISO_IN | MISO_MI | 2020 | B5 | 200 | 0 | 5000 | 493.4 | 0 |  | 0 |  | 0 | 0 |  | 0 | 0
MISO_IN_2_MISO_MI | MISO_IN | MISO_MI | 2020 | B6 | 300 | 0 | 5000 | 1491.56 | 0 |  | 0 |  | 0 | 0 |  | 0 | 0
MISO_IN_2_MISO_MI | MISO_IN | MISO_MI | 2020 | B7 | 400 | 0 | 5000 | 3236.45 | 0 |  | 0 |  | 0 | 0 |  | 0 | 0
MISO_IN_2_MISO_MI | MISO_IN | MISO_MI | 2020 | B8 | 500 | 0 | 5000 | 2976.82 | 0 |  | 0 |  | 0 | 0 |  | 0 | 0
MISO_IN_2_MISO_MI | MISO_IN | MISO_MI | 2020 | B9 | 800 | 0 | 5000 | 2240.97 | 92.52 |  | 0 |  | 0 | 0 |  | 0 | 0
MISO_IN_2_MISO_MI | MISO_IN | MISO_MI | 2020 | B10 | 1262 | 0 | 5000 | 3475.72 | 628.1 |  | 0 |  | 0 | 0 |  | 0 | 0
MISO_IN_2_MISO_MI | MISO_IN | MISO_MI | 2020 | B11 | 25 | 0 | 5000 | 0 | 0 |  | 0 |  | 0 | 0 |  | 0 | 0
MISO_IN_2_MISO_MI | MISO_IN | MISO_MI | 2020 | B12 | 200 | 0 | 5000 | 3850 | 0 |  | 0 |  | 0 | 0 |  | 0 | 0
MISO_IN_2_MISO_MI | MISO_IN | MISO_MI | 2020 | B13 | 600 | 0 | 5000 | 3044.01 | 1032.34 |  | 0 |  | 0 | 0 |  | 0 | 0
MISO_IN_2_MISO_MI | MISO_IN | MISO_MI | 2020 | B14 | 900 | 0 | 5000 | 3342.33 | 1046.07 |  | 0 |  | 0 | 0 |  | 0 | 0
MISO_IN_2_MISO_MI | MISO_IN | MISO_MI | 2020 | B15 | 1203 | 0 | 5000 | 2361.39 | 559.45 |  | 0 |  | 0 | 0 |  | 0 | 0
MISO_IN_2_MISO_MI | MISO_IN | MISO_MI | 2020 | B16 | 25 | 0 | 5000 | 345.43 | 0 |  | 0 |  | 0 | 0 |  | 0 | 0
MISO_IN_2_MISO_MI | MISO_IN | MISO_MI | 2020 | B17 | 100 | 0 | 5000 | 3206.78 | 0 |  | 0 |  | 0 | 0 |  | 0 | 0
MISO_IN_2_MISO_MI | MISO_IN | MISO_MI | 2020 | B18 | 400 | 0 | 5000 | 2639 | 0 |  | 0 |  | 0 | 0 |  | 0 | 0
MISO_IN_2_MISO_MI | MISO_IN | MISO_MI | 2020 | B19 | 700 | 0 | 5000 | 1710.43 | 202.84 |  | 0 |  | 0 | 0 |  | 0 | 0
MISO_IN_2_MISO_MI | MISO_IN | MISO_MI | 2020 | B20 | 935 | 0 | 5000 | 1668.9 | 132.7 |  | 0 |  | 0 | 0 |  | 0 | 0
MISO_IN_2_MISO_MI | MISO_IN | MISO_MI | 2025 | B1 | 10 | 0 | 5000 | 0 | 0 |  | 0 |  | 0 | 0 |  | 0 | 0
MISO_IN_2_MISO_MI | MISO_IN | MISO_MI | 2025 | B2 | 25 | 0 | 5000 | 0 | 0 |  | 0 |  | 0 | 0 |  | 0 | 0
MISO_IN_2_MISO_MI | MISO_IN | MISO_MI | 2025 | B3 | 75 | 0 | 5000 | 0 | 0 |  | 0 |  | 0 | 0 |  | 0 | 0
MISO_IN_2_MISO_MI | MISO_IN | MISO_MI | 2025 | B4 | 100 | 0 | 5000 | 0 | 0 |  | 0 |  | 0 | 0 |  | 0 | 0
MISO_IN_2_MISO_MI | MISO_IN | MISO_MI | 2025 | B5 | 200 | 0 | 5000 | 0 | 0 |  | 0 |  | 0 | 0 |  | 0 | 0
MISO_IN_2_MISO_MI | MISO_IN | MISO_MI | 2025 | B6 | 300 | 0 | 5000 | 0 | 0 |  | 0 |  | 0 | 0 |  | 0 | 0
MISO_IN_2_MISO_MI | MISO_IN | MISO_MI | 2025 | B7 | 400 | 0 | 5000 | 88.01 | 0 |  | 0 |  | 0 | 0 |  | 0 | 0
MISO_IN_2_MISO_MI | MISO_IN | MISO_MI | 2025 | B8 | 500 | 0 | 5000 | 1432.21 | 0 |  | 0 |  | 0 | 0 |  | 0 | 0
MISO_IN_2_MISO_MI | MISO_IN | MISO_MI | 2025 | B9 | 800 | 0 | 5000 | 1656.15 | 0 |  | 0 |  | 0 | 0 |  | 0 | 0
MISO_IN_2_MISO_MI | MISO_IN | MISO_MI | 2025 | B10 | 1262 | 0 | 5000 | 3535.78 | 0 |  | 0 |  | 0 | 0 |  | 0 | 0
MISO_IN_2_MISO_MI | MISO_IN | MISO_MI | 2025 | B11 | 25 | 0 | 5000 | 0 | 0 |  | 0 |  | 0 | 0 |  | 0 | 0
MISO_IN_2_MISO_MI | MISO_IN | MISO_MI | 2025 | B12 | 200 | 0 | 5000 | 1629.61 | 0 |  | 0 |  | 0 | 0 |  | 0 | 0
MISO_IN_2_MISO_MI | MISO_IN | MISO_MI | 2025 | B13 | 600 | 0 | 5000 | 2332.03 | 0 |  | 0 |  | 0 | 0 |  | 0 | 0
MISO_IN_2_MISO_MI | MISO_IN | MISO_MI | 2025 | B14 | 900 | 0 | 5000 | 1961.85 | 0 |  | 0 |  | 0 | 0 |  | 0 | 0
MISO_IN_2_MISO_MI | MISO_IN | MISO_MI | 2025 | B15 | 1203 | 0 | 5000 | 2356.14 | 158.07 |  | 0 |  | 0 | 0 |  | 0 | 0
MISO_IN_2_MISO_MI | MISO_IN | MISO_MI | 2025 | B16 | 25 | 0 | 5000 | 0 | 0 |  | 0 |  | 0 | 0 |  | 0 | 0
MISO_IN_2_MISO_MI | MISO_IN | MISO_MI | 2025 | B17 | 100 | 0 | 5000 | 951.07 | 0 |  | 0 |  | 0 | 0 |  | 0 | 0
MISO_IN_2_MISO_MI | MISO_IN | MISO_MI | 2025 | B18 | 400 | 0 | 5000 | 1540.96 | 0 |  | 0 |  | 0 | 0 |  | 0 | 0
MISO_IN_2_MISO_MI | MISO_IN | MISO_MI | 2025 | B19 | 700 | 0 | 5000 | 1243.08 | 0 |  | 0 |  | 0 | 0 |  | 0 | 0
MISO_IN_2_MISO_MI | MISO_IN | MISO_MI | 2025 | B20 | 935 | 0 | 5000 | 2306.64 | 0 |  | 0 |  | 0 | 0 |  | 0 | 0
MISO_IN_2_MISO_MI | MISO_IN | MISO_MI | 2030 | B1 | 10 | 0 | 5000 | 5000 | 0 |  | 0 |  | 2.1841 | 0 |  | 0.0061402 | 3.88
MISO_IN_2_MISO_MI | MISO_IN | MISO_MI | 2030 | B2 | 25 | 0 | 5000 | 2847.39 | 0 |  | 0 |  | 0 | 0 |  | 0 | 3.88
MISO_IN_2_MISO_MI | MISO_IN | MISO_MI | 2030 | B3 | 75 | 0 | 5000 | 3944.89 | 0 |  | 0 |  | 0 | 0 |  | 0 | 3.88
MISO_IN_2_MISO_MI | MISO_IN | MISO_MI | 2030 | B4 | 100 | 0 | 5000 | 2235.22 | 0 |  | 0 |  | 0 | 0 |  | 0 | 3.88
MISO_IN_2_MISO_MI | MISO_IN | MISO_MI | 2030 | B5 | 200 | 0 | 5000 | 1443.4 | 0 |  | 0 |  | 0 | 0 |  | 0 | 3.88
MISO_IN_2_MISO_MI | MISO_IN | MISO_MI | 2030 | B6 | 300 | 0 | 5000 | 1292.5 | 0 |  | 0 |  | 0 | 0 |  | 0 | 3.88
MISO_IN_2_MISO_MI | MISO_IN | MISO_MI | 2030 | B7 | 400 | 0 | 5000 | 3215.26 | 0 |  | 0 |  | 0 | 0 |  | 0 | 3.88
MISO_IN_2_MISO_MI | MISO_IN | MISO_MI | 2030 | B8 | 500 | 0 | 5000 | 4666.54 | 139.71 |  | 0 |  | 0 | 0 |  | 0 | 3.88
MISO_IN_2_MISO_MI | MISO_IN | MISO_MI | 2030 | B9 | 800 | 0 | 5000 | 4483.92 | 1276.53 |  | 0 |  | 0 | 0 |  | 0 | 3.88
MISO_IN_2_MISO_MI | MISO_IN | MISO_MI | 2030 | B10 | 1262 | 0 | 5000 | 5000 | 3853.01 |  | 0 |  | 0.14244 | 0 |  | 0.050537 | 3.88
MISO_IN_2_MISO_MI | MISO_IN | MISO_MI | 2030 | B11 | 25 | 0 | 5000 | 5000 | 3537.7 |  | 0 |  | 10.4931 | 0 |  | 0.07375 | 3.88
MISO_IN_2_MISO_MI | MISO_IN | MISO_MI | 2030 | B12 | 200 | 0 | 5000 | 5000 | 3513.83 |  | 0 |  | 11.3477 | 0 |  | 0.63805 | 3.88
MISO_IN_2_MISO_MI | MISO_IN | MISO_MI | 2030 | B13 | 600 | 0 | 5000 | 5000 | 2952.31 |  | 0 |  | 10.7186 | 0 |  | 1.808 | 3.88
MISO_IN_2_MISO_MI | MISO_IN | MISO_MI | 2030 | B14 | 900 | 0 | 5000 | 4285.43 | 1728.79 |  | 0 |  | 0 | 0 |  | 0 | 3.88
MISO_IN_2_MISO_MI | MISO_IN | MISO_MI | 2030 | B15 | 1203 | 0 | 5000 | 4904.48 | 3423.81 |  | 0 |  | 0 | 0 |  | 0 | 3.88
MISO_IN_2_MISO_MI | MISO_IN | MISO_MI | 2030 | B16 | 25 | 0 | 5000 | 5000 | 1599.85 |  | 0 |  | 17.437 | 0 |  | 0.12255 | 3.88
MISO_IN_2_MISO_MI | MISO_IN | MISO_MI | 2030 | B17 | 100 | 0 | 5000 | 5000 | 2081.31 |  | 0 |  | 11.0984 | 0 |  | 0.31202 | 3.88
MISO_IN_2_MISO_MI | MISO_IN | MISO_MI | 2030 | B18 | 400 | 0 | 5000 | 5000 | 1268.36 |  | 0 |  | 11.2646 | 0 |  | 1.2668 | 3.88
MISO_IN_2_MISO_MI | MISO_IN | MISO_MI | 2030 | B19 | 700 | 0 | 5000 | 4859.08 | 566.28 |  | 0 |  | 0 | 0 |  | 0 | 3.88
MISO_IN_2_MISO_MI | MISO_IN | MISO_MI | 2030 | B20 | 935 | 0 | 5000 | 5000 | 4848.37 |  | 0 |  | 3.4067 | 0 |  | 0.89549 | 3.88
MISO_IN_2_MISO_MI | MISO_IN | MISO_MI | 2035 | B1 | 10 | 0 | 5000 | 4009.17 | 0 |  | 0 |  | 0 | 0 |  | 0 | 3.6805
MISO_IN_2_MISO_MI | MISO_IN | MISO_MI | 2035 | B2 | 25 | 0 | 5000 | 2710.93 | 0 |  | 0 |  | 0 | 0 |  | 0 | 3.6805
MISO_IN_2_MISO_MI | MISO_IN | MISO_MI | 2035 | B3 | 75 | 0 | 5000 | 2708.53 | 0 |  | 0 |  | 0 | 0 |  | 0 | 3.6805
MISO_IN_2_MISO_MI | MISO_IN | MISO_MI | 2035 | B4 | 100 | 0 | 5000 | 2229.39 | 0 |  | 0 |  | 0 | 0 |  | 0 | 3.6805
MISO_IN_2_MISO_MI | MISO_IN | MISO_MI | 2035 | B5 | 200 | 0 | 5000 | 2267.8 | 0 |  | 0 |  | 0 | 0 |  | 0 | 3.6805
MISO_IN_2_MISO_MI | MISO_IN | MISO_MI | 2035 | B6 | 300 | 0 | 5000 | 3637.08 | 0 |  | 0 |  | 0 | 0 |  | 0 | 3.6805
MISO_IN_2_MISO_MI | MISO_IN | MISO_MI | 2035 | B7 | 400 | 0 | 5000 | 4396.37 | 351.05 |  | 0 |  | 0 | 0 |  | 0 | 3.6805
MISO_IN_2_MISO_MI | MISO_IN | MISO_MI | 2035 | B8 | 500 | 0 | 5000 | 5000 | 1214.75 |  | 0 |  | 6.03 | 0 |  | 0.54938 | 3.6805
MISO_IN_2_MISO_MI | MISO_IN | MISO_MI | 2035 | B9 | 800 | 0 | 5000 | 5000 | 1171.43 |  | 0 |  | 0.28488 | 0 |  | 0.041528 | 3.6805
MISO_IN_2_MISO_MI | MISO_IN | MISO_MI | 2035 | B10 | 1262 | 0 | 5000 | 4875.65 | 4646.74 |  | 0 |  | 0 | 0 |  | 0 | 3.6805
MISO_IN_2_MISO_MI | MISO_IN | MISO_MI | 2035 | B11 | 25 | 0 | 5000 | 5000 | 2089.9 |  | 0 |  | 17.4252 | 0 |  | 0.079378 | 3.6805
MISO_IN_2_MISO_MI | MISO_IN | MISO_MI | 2035 | B12 | 200 | 0 | 5000 | 5000 | 5000 |  | 0 |  | 14.0185 | 0.8309 |  | 0.51088 | 3.6805
MISO_IN_2_MISO_MI | MISO_IN | MISO_MI | 2035 | B13 | 600 | 0 | 5000 | 5000 | 4869.66 |  | 0 |  | 5.9587 | 0 |  | 0.65147 | 3.6805
MISO_IN_2_MISO_MI | MISO_IN | MISO_MI | 2035 | B14 | 900 | 0 | 5000 | 4196.83 | 3666.11 |  | 0 |  | 0 | 0 |  | 0 | 3.6805
MISO_IN_2_MISO_MI | MISO_IN | MISO_MI | 2035 | B15 | 1203 | 0 | 5000 | 5000 | 5000 |  | 0 |  | 2.2434 | 2.5164 |  | 0.49177 | 3.6805
MISO_IN_2_MISO_MI | MISO_IN | MISO_MI | 2035 | B16 | 25 | 0 | 5000 | 5000 | 3180.04 |  | 0 |  | 20.7606 | 0 |  | 0.094573 | 3.6805
MISO_IN_2_MISO_MI | MISO_IN | MISO_MI | 2035 | B17 | 100 | 0 | 5000 | 5000 | 3777.82 |  | 0 |  | 17.5439 | 0 |  | 0.31968 | 3.6805
MISO_IN_2_MISO_MI | MISO_IN | MISO_MI | 2035 | B18 | 400 | 0 | 5000 | 5000 | 2976.53 |  | 0 |  | 6.576 | 0 |  | 0.4793 | 3.6805
MISO_IN_2_MISO_MI | MISO_IN | MISO_MI | 2035 | B19 | 700 | 0 | 5000 | 5000 | 2146.87 |  | 0 |  | 3.3355 | 0 |  | 0.42544 | 3.6805
MISO_IN_2_MISO_MI | MISO_IN | MISO_MI | 2035 | B20 | 935 | 0 | 5000 | 5000 | 5000 |  | 0 |  | 7.4188 | 2.4215 |  | 1.2639 | 3.6805
MISO_IN_2_MISO_MI | MISO_IN | MISO_MI | 2040 | B1 | 10 | 0 | 5000 | 4591.46 | 0 |  | 0 |  | 0 | 0 |  | 0 | 8.1252
MISO_IN_2_MISO_MI | MISO_IN | MISO_MI | 2040 | B2 | 25 | 0 | 5000 | 1815.42 | 0 |  | 0 |  | 0 | 0 |  | 0 | 8.1252
MISO_IN_2_MISO_MI | MISO_IN | MISO_MI | 2040 | B3 | 75 | 0 | 5000 | 1180.47 | 0 |  | 0 |  | 0 | 0 |  | 0 | 8.1252
MISO_IN_2_MISO_MI | MISO_IN | MISO_MI | 2040 | B4 | 100 | 0 | 5000 | 1593.8 | 0 |  | 0 |  | 0 | 0 |  | 0 | 8.1252
MISO_IN_2_MISO_MI | MISO_IN | MISO_MI | 2040 | B5 | 200 | 0 | 5000 | 2442.52 | 0 |  | 0 |  | 0 | 0 |  | 0 | 8.1252
MISO_IN_2_MISO_MI | MISO_IN | MISO_MI | 2040 | B6 | 300 | 0 | 5000 | 2896.75 | 0 |  | 0 |  | 0 | 0 |  | 0 | 8.1252
MISO_IN_2_MISO_MI | MISO_IN | MISO_MI | 2040 | B7 | 400 | 0 | 5000 | 3498.45 | 209.46 |  | 0 |  | 0 | 0 |  | 0 | 8.1252
MISO_IN_2_MISO_MI | MISO_IN | MISO_MI | 2040 | B8 | 500 | 0 | 5000 | 5000 | 1321.2 |  | 0 |  | 0.46293 | 0 |  | 0.061105 | 8.1252
MISO_IN_2_MISO_MI | MISO_IN | MISO_MI | 2040 | B9 | 800 | 0 | 5000 | 4676.94 | 2003.89 |  | 0 |  | 0 | 0 |  | 0 | 8.1252
MISO_IN_2_MISO_MI | MISO_IN | MISO_MI | 2040 | B10 | 1262 | 0 | 5000 | 3761.3 | 4406.36 |  | 0 |  | 0 | 0 |  | 0 | 8.1252
MISO_IN_2_MISO_MI | MISO_IN | MISO_MI | 2040 | B11 | 25 | 0 | 5000 | 5000 | 4405.46 |  | 0 |  | 0.04748 | 0 |  | 0.00031336 | 8.1252
MISO_IN_2_MISO_MI | MISO_IN | MISO_MI | 2040 | B12 | 200 | 0 | 5000 | 3939.91 | 4413.92 |  | 0 |  | 0 | 0 |  | 0 | 8.1252
MISO_IN_2_MISO_MI | MISO_IN | MISO_MI | 2040 | B13 | 600 | 0 | 5000 | 3538.11 | 4193.24 |  | 0 |  | 0 | 0 |  | 0 | 8.1252
MISO_IN_2_MISO_MI | MISO_IN | MISO_MI | 2040 | B14 | 900 | 0 | 5000 | 4024.24 | 5000 |  | 0 |  | 0 | 0.04748 |  | 0 | 8.1252
MISO_IN_2_MISO_MI | MISO_IN | MISO_MI | 2040 | B15 | 1203 | 0 | 5000 | 5000 | 5000 |  | 0 |  | 18.1848 | 2.1485 |  | 5.7752 | 8.1252
MISO_IN_2_MISO_MI | MISO_IN | MISO_MI | 2040 | B16 | 25 | 0 | 5000 | 5000 | 3317.71 |  | 0 |  | 3.1812 | 0 |  | 0.020995 | 8.1252
MISO_IN_2_MISO_MI | MISO_IN | MISO_MI | 2040 | B17 | 100 | 0 | 5000 | 2731.7 | 1510.98 |  | 0 |  | 0 | 0 |  | 0 | 8.1252
MISO_IN_2_MISO_MI | MISO_IN | MISO_MI | 2040 | B18 | 400 | 0 | 5000 | 5000 | 3147.23 |  | 0 |  | 2.2434 | 0 |  | 0.2369 | 8.1252
MISO_IN_2_MISO_MI | MISO_IN | MISO_MI | 2040 | B19 | 700 | 0 | 5000 | 5000 | 2336.42 |  | 0 |  | 2.2434 | 0 |  | 0.41457 | 8.1252
MISO_IN_2_MISO_MI | MISO_IN | MISO_MI | 2040 | B20 | 935 | 0 | 5000 | 5000 | 5000 |  | 0 |  | 17.5201 | 0.14244 |  | 4.3245 | 8.1252
MISO_IN_2_MISO_MI | MISO_IN | MISO_MI | 2045 | B1 | 10 | 0 | 5000 | 4170.99 | 4421.2 |  | 0 |  | 0 | 0 |  | 0 | 7.6611
MISO_IN_2_MISO_MI | MISO_IN | MISO_MI | 2045 | B2 | 25 | 0 | 5000 | 1906.15 | 2217.34 |  | 0 |  | 0 | 0 |  | 0 | 7.6611
MISO_IN_2_MISO_MI | MISO_IN | MISO_MI | 2045 | B3 | 75 | 0 | 5000 | 1481.73 | 0 |  | 0 |  | 0 | 0 |  | 0 | 7.6611
MISO_IN_2_MISO_MI | MISO_IN | MISO_MI | 2045 | B4 | 100 | 0 | 5000 | 470.6 | 0 |  | 0 |  | 0 | 0 |  | 0 | 7.6611
MISO_IN_2_MISO_MI | MISO_IN | MISO_MI | 2045 | B5 | 200 | 0 | 5000 | 1689 | 0 |  | 0 |  | 0 | 0 |  | 0 | 7.6611
MISO_IN_2_MISO_MI | MISO_IN | MISO_MI | 2045 | B6 | 300 | 0 | 5000 | 1836.28 | 966.17 |  | 0 |  | 0 | 0 |  | 0 | 7.6611
MISO_IN_2_MISO_MI | MISO_IN | MISO_MI | 2045 | B7 | 400 | 0 | 5000 | 3744.74 | 260.58 |  | 0 |  | 0 | 0 |  | 0 | 7.6611
MISO_IN_2_MISO_MI | MISO_IN | MISO_MI | 2045 | B8 | 500 | 0 | 5000 | 3400.33 | 2608.77 |  | 0 |  | 0 | 0 |  | 0 | 7.6611
MISO_IN_2_MISO_MI | MISO_IN | MISO_MI | 2045 | B9 | 800 | 0 | 5000 | 1313.47 | 3147.29 |  | 0 |  | 0 | 0 |  | 0 | 7.6611
MISO_IN_2_MISO_MI | MISO_IN | MISO_MI | 2045 | B10 | 1262 | 0 | 5000 | 5000 | 5000 |  | 0 |  | 10.3269 | 1.4125 |  | 2.8961 | 7.6611
MISO_IN_2_MISO_MI | MISO_IN | MISO_MI | 2045 | B11 | 25 | 0 | 5000 | 1926.11 | 5000 |  | 0 |  | 0 | 1.8873 |  | 0 | 7.6611
MISO_IN_2_MISO_MI | MISO_IN | MISO_MI | 2045 | B12 | 200 | 0 | 5000 | 3258.91 | 5000 |  | 0 |  | 0 | 1.8873 |  | 0 | 7.6611
MISO_IN_2_MISO_MI | MISO_IN | MISO_MI | 2045 | B13 | 600 | 0 | 5000 | 3022.63 | 5000 |  | 0 |  | 0 | 0.03561 |  | 0 | 7.6611
MISO_IN_2_MISO_MI | MISO_IN | MISO_MI | 2045 | B14 | 900 | 0 | 5000 | 4088.88 | 5000 |  | 0 |  | 0 | 2.196 |  | 0 | 7.6611
MISO_IN_2_MISO_MI | MISO_IN | MISO_MI | 2045 | B15 | 1203 | 0 | 5000 | 5000 | 5000 |  | 0 |  | 9.8046 | 4.3207 |  | 2.6211 | 7.6611
MISO_IN_2_MISO_MI | MISO_IN | MISO_MI | 2045 | B16 | 25 | 0 | 5000 | 4411.29 | 5000 |  | 0 |  | 0 | 1.8873 |  | 0 | 7.6611
MISO_IN_2_MISO_MI | MISO_IN | MISO_MI | 2045 | B17 | 100 | 0 | 5000 | 3055.84 | 3219.38 |  | 0 |  | 0 | 0 |  | 0 | 7.6611
MISO_IN_2_MISO_MI | MISO_IN | MISO_MI | 2045 | B18 | 400 | 0 | 5000 | 5000 | 4375.69 |  | 0 |  | 4.6174 | 0 |  | 0.41044 | 7.6611
MISO_IN_2_MISO_MI | MISO_IN | MISO_MI | 2045 | B19 | 700 | 0 | 5000 | 5000 | 1833.07 |  | 0 |  | 10.7067 | 0 |  | 1.6655 | 7.6611
MISO_IN_2_MISO_MI | MISO_IN | MISO_MI | 2045 | B20 | 935 | 0 | 5000 | 5000 | 5000 |  | 0 |  | 12.6178 | 3.4423 |  | 2.6217 | 7.6611
MISO_IN_2_MISO_MI | MISO_IN | MISO_MI | 2050 | B1 | 10 | 0 | 5000 | 5000 | 4651.06 |  | 0 |  | 0.85464 | 0 |  | 0.0039788 | 7.934
MISO_IN_2_MISO_MI | MISO_IN | MISO_MI | 2050 | B2 | 25 | 0 | 5000 | 2890.15 | 2437.58 |  | 0 |  | 0 | 0 |  | 0 | 7.934
MISO_IN_2_MISO_MI | MISO_IN | MISO_MI | 2050 | B3 | 75 | 0 | 5000 | 2190.49 | 1247.44 |  | 0 |  | 0 | 0 |  | 0 | 7.934
MISO_IN_2_MISO_MI | MISO_IN | MISO_MI | 2050 | B4 | 100 | 0 | 5000 | 1846.55 | 0 |  | 0 |  | 0 | 0 |  | 0 | 7.934
MISO_IN_2_MISO_MI | MISO_IN | MISO_MI | 2050 | B5 | 200 | 0 | 5000 | 2048.89 | 0 |  | 0 |  | 0 | 0 |  | 0 | 7.934
MISO_IN_2_MISO_MI | MISO_IN | MISO_MI | 2050 | B6 | 300 | 0 | 5000 | 2566.18 | 702.7 |  | 0 |  | 0 | 0 |  | 0 | 7.934
MISO_IN_2_MISO_MI | MISO_IN | MISO_MI | 2050 | B7 | 400 | 0 | 5000 | 1195.64 | 1060.33 |  | 0 |  | 0 | 0 |  | 0 | 7.934
MISO_IN_2_MISO_MI | MISO_IN | MISO_MI | 2050 | B8 | 500 | 0 | 5000 | 832.34 | 3562.62 |  | 0 |  | 0 | 0 |  | 0 | 7.934
MISO_IN_2_MISO_MI | MISO_IN | MISO_MI | 2050 | B9 | 800 | 0 | 5000 | 3046.48 | 3685.68 |  | 0 |  | 0 | 0 |  | 0 | 7.934
MISO_IN_2_MISO_MI | MISO_IN | MISO_MI | 2050 | B10 | 1262 | 0 | 5000 | 4126.11 | 5000 |  | 0 |  | 0 | 1.282 |  | 0 | 7.934
MISO_IN_2_MISO_MI | MISO_IN | MISO_MI | 2050 | B11 | 25 | 0 | 5000 | 2490.32 | 5000 |  | 0 |  | 0 | 1.4125 |  | 0 | 7.934
MISO_IN_2_MISO_MI | MISO_IN | MISO_MI | 2050 | B12 | 200 | 0 | 5000 | 3763.94 | 5000 |  | 0 |  | 0 | 4.9261 |  | 0 | 7.934
MISO_IN_2_MISO_MI | MISO_IN | MISO_MI | 2050 | B13 | 600 | 0 | 5000 | 2912.22 | 5000 |  | 0 |  | 0 | 0.34423 |  | 0 | 7.934
MISO_IN_2_MISO_MI | MISO_IN | MISO_MI | 2050 | B14 | 900 | 0 | 5000 | 4054.58 | 5000 |  | 0 |  | 0 | 2.6707 |  | 0 | 7.934
MISO_IN_2_MISO_MI | MISO_IN | MISO_MI | 2050 | B15 | 1203 | 0 | 5000 | 5000 | 5000 |  | 0 |  | 10.0895 | 3.834 |  | 5.6507 | 7.934
MISO_IN_2_MISO_MI | MISO_IN | MISO_MI | 2050 | B16 | 25 | 0 | 5000 | 3292.07 | 5000 |  | 0 |  | 0 | 1.4719 |  | 0 | 7.934
MISO_IN_2_MISO_MI | MISO_IN | MISO_MI | 2050 | B17 | 100 | 0 | 5000 | 2752.74 | 5000 |  | 0 |  | 0 | 0.56976 |  | 0 | 7.934
MISO_IN_2_MISO_MI | MISO_IN | MISO_MI | 2050 | B18 | 400 | 0 | 5000 | 3425.54 | 5000 |  | 0 |  | 0 | 0.32049 |  | 0 | 7.934
MISO_IN_2_MISO_MI | MISO_IN | MISO_MI | 2050 | B19 | 700 | 0 | 5000 | 3416.78 | 3657.8 |  | 0 |  | 0 | 0 |  | 0 | 7.934
MISO_IN_2_MISO_MI | MISO_IN | MISO_MI | 2050 | B20 | 935 | 0 | 5000 | 5000 | 5000 |  | 0 |  | 11.3121 | 3.834 |  | 4.924 | 7.934
MISO_IN_2_MISO_MO-IL | MISO_IN | MISO_MO-IL | 2015 | B1 | 10 | 0 | 5000 | 0 | 0 |  | 0 |  | 0 | 0 |  | 0 | 0
MISO_IN_2_MISO_MO-IL | MISO_IN | MISO_MO-IL | 2015 | B2 | 25 | 0 | 5000 | 0 | 0 |  | 0 |  | 0 | 0 |  | 0 | 0
MISO_IN_2_MISO_MO-IL | MISO_IN | MISO_MO-IL | 2015 | B3 | 75 | 0 | 5000 | 0 | 0 |  | 0 |  | 0 | 0 |  | 0 | 0
MISO_IN_2_MISO_MO-IL | MISO_IN | MISO_MO-IL | 2015 | B4 | 100 | 0 | 5000 | 0 | 0 |  | 0 |  | 0 | 0 |  | 0 | 0
MISO_IN_2_MISO_MO-IL | MISO_IN | MISO_MO-IL | 2015 | B5 | 200 | 0 | 5000 | 0 | 0 |  | 0 |  | 0 | 0 |  | 0 | 0
MISO_IN_2_MISO_MO-IL | MISO_IN | MISO_MO-IL | 2015 | B6 | 300 | 0 | 5000 | 0 | 0 |  | 0 |  | 0 | 0 |  | 0 | 0
MISO_IN_2_MISO_MO-IL | MISO_IN | MISO_MO-IL | 2015 | B7 | 400 | 0 | 5000 | 0 | 0 |  | 0 |  | 0 | 0 |  | 0 | 0
MISO_IN_2_MISO_MO-IL | MISO_IN | MISO_MO-IL | 2015 | B8 | 500 | 0 | 5000 | 0 | 0 |  | 0 |  | 0 | 0 |  | 0 | 0
MISO_IN_2_MISO_MO-IL | MISO_IN | MISO_MO-IL | 2015 | B9 | 800 | 0 | 5000 | 0 | 0 |  | 0 |  | 0 | 0 |  | 0 | 0
MISO_IN_2_MISO_MO-IL | MISO_IN | MISO_MO-IL | 2015 | B10 | 1262 | 0 | 5000 | 0 | 0 |  | 0 |  | 0 | 0 |  | 0 | 0
MISO_IN_2_MISO_MO-IL | MISO_IN | MISO_MO-IL | 2015 | B11 | 25 | 0 | 5000 | 106.52 | 0 |  | 0 |  | 0 | 0 |  | 0 | 0
MISO_IN_2_MISO_MO-IL | MISO_IN | MISO_MO-IL | 2015 | B12 | 200 | 0 | 5000 | 0 | 0 |  | 0 |  | 0 | 0 |  | 0 | 0
MISO_IN_2_MISO_MO-IL | MISO_IN | MISO_MO-IL | 2015 | B13 | 600 | 0 | 5000 | 0 | 0 |  | 0 |  | 0 | 0 |  | 0 | 0
MISO_IN_2_MISO_MO-IL | MISO_IN | MISO_MO-IL | 2015 | B14 | 900 | 0 | 5000 | 0 | 0 |  | 0 |  | 0 | 0 |  | 0 | 0
MISO_IN_2_MISO_MO-IL | MISO_IN | MISO_MO-IL | 2015 | B15 | 1203 | 0 | 5000 | 1231.5 | 0 |  | 0 |  | 0 | 0 |  | 0 | 0
MISO_IN_2_MISO_MO-IL | MISO_IN | MISO_MO-IL | 2015 | B16 | 25 | 0 | 5000 | 0 | 0 |  | 0 |  | 0 | 0 |  | 0 | 0
MISO_IN_2_MISO_MO-IL | MISO_IN | MISO_MO-IL | 2015 | B17 | 100 | 0 | 5000 | 0 | 0 |  | 0 |  | 0 | 0 |  | 0 | 0
MISO_IN_2_MISO_MO-IL | MISO_IN | MISO_MO-IL | 2015 | B18 | 400 | 0 | 5000 | 0 | 0 |  | 0 |  | 0 | 0 |  | 0 | 0
MISO_IN_2_MISO_MO-IL | MISO_IN | MISO_MO-IL | 2015 | B19 | 700 | 0 | 5000 | 0 | 0 |  | 0 |  | 0 | 0 |  | 0 | 0
MISO_IN_2_MISO_MO-IL | MISO_IN | MISO_MO-IL | 2015 | B20 | 935 | 0 | 5000 | 0 | 0 |  | 0 |  | 0 | 0 |  | 0 | 0
MISO_IN_2_MISO_MO-IL | MISO_IN | MISO_MO-IL | 2020 | B1 | 10 | 0 | 5000 | 5000 | 0 |  | 0 |  | 2.8251 | 0 |  | 0.0076935 | 1.3904
MISO_IN_2_MISO_MO-IL | MISO_IN | MISO_MO-IL | 2020 | B2 | 25 | 0 | 5000 | 5000 | 0 |  | 0 |  | 3.6916 | 0 |  | 0.025133 | 1.3904
MISO_IN_2_MISO_MO-IL | MISO_IN | MISO_MO-IL | 2020 | B3 | 75 | 0 | 5000 | 5000 | 2492.55 |  | 0 |  | 3.929 | 0 |  | 0.080249 | 1.3904
MISO_IN_2_MISO_MO-IL | MISO_IN | MISO_MO-IL | 2020 | B4 | 100 | 0 | 5000 | 5000 | 2962.7 |  | 0 |  | 0.90212 | 0 |  | 0.024568 | 1.3904
MISO_IN_2_MISO_MO-IL | MISO_IN | MISO_MO-IL | 2020 | B5 | 200 | 0 | 5000 | 5000 | 1377.07 |  | 0 |  | 1.6143 | 0 |  | 0.087926 | 1.3904
MISO_IN_2_MISO_MO-IL | MISO_IN | MISO_MO-IL | 2020 | B6 | 300 | 0 | 5000 | 5000 | 1421.65 |  | 0 |  | 10.0895 | 0 |  | 0.82431 | 1.3904
MISO_IN_2_MISO_MO-IL | MISO_IN | MISO_MO-IL | 2020 | B7 | 400 | 0 | 5000 | 5000 | 827.88 |  | 0 |  | 1.4363 | 0 |  | 0.15646 | 1.3904
MISO_IN_2_MISO_MO-IL | MISO_IN | MISO_MO-IL | 2020 | B8 | 500 | 0 | 5000 | 5000 | 1453.63 |  | 0 |  | 0.01187 | 0 |  | 0.0016163 | 1.3904
MISO_IN_2_MISO_MO-IL | MISO_IN | MISO_MO-IL | 2020 | B9 | 800 | 0 | 5000 | 5000 | 1925.83 |  | 0 |  | 1.4481 | 0 |  | 0.3155 | 1.3904
MISO_IN_2_MISO_MO-IL | MISO_IN | MISO_MO-IL | 2020 | B10 | 1262 | 0 | 5000 | 5000 | 239.38 |  | 0 |  | 0.96147 | 0 |  | 0.33044 | 1.3904
MISO_IN_2_MISO_MO-IL | MISO_IN | MISO_MO-IL | 2020 | B11 | 25 | 0 | 5000 | 4385.78 | 435.48 |  | 0 |  | 0 | 0 |  | 0 | 1.3904
MISO_IN_2_MISO_MO-IL | MISO_IN | MISO_MO-IL | 2020 | B12 | 200 | 0 | 5000 | 1527.63 | 0 |  | 0 |  | 0 | 0 |  | 0 | 1.3904
MISO_IN_2_MISO_MO-IL | MISO_IN | MISO_MO-IL | 2020 | B13 | 600 | 0 | 5000 | 3137.86 | 0 |  | 0 |  | 0 | 0 |  | 0 | 1.3904
MISO_IN_2_MISO_MO-IL | MISO_IN | MISO_MO-IL | 2020 | B14 | 900 | 0 | 5000 | 3336.66 | 0 |  | 0 |  | 0 | 0 |  | 0 | 1.3904
MISO_IN_2_MISO_MO-IL | MISO_IN | MISO_MO-IL | 2020 | B15 | 1203 | 0 | 5000 | 3444.18 | 0 |  | 0 |  | 0 | 0 |  | 0 | 1.3904
MISO_IN_2_MISO_MO-IL | MISO_IN | MISO_MO-IL | 2020 | B16 | 25 | 0 | 5000 | 865.32 | 0 |  | 0 |  | 0 | 0 |  | 0 | 1.3904
MISO_IN_2_MISO_MO-IL | MISO_IN | MISO_MO-IL | 2020 | B17 | 100 | 0 | 5000 | 0 | 0 |  | 0 |  | 0 | 0 |  | 0 | 1.3904
MISO_IN_2_MISO_MO-IL | MISO_IN | MISO_MO-IL | 2020 | B18 | 400 | 0 | 5000 | 1956.97 | 0 |  | 0 |  | 0 | 0 |  | 0 | 1.3904
MISO_IN_2_MISO_MO-IL | MISO_IN | MISO_MO-IL | 2020 | B19 | 700 | 0 | 5000 | 3798.17 | 0 |  | 0 |  | 0 | 0 |  | 0 | 1.3904
MISO_IN_2_MISO_MO-IL | MISO_IN | MISO_MO-IL | 2020 | B20 | 935 | 0 | 5000 | 3854.81 | 137.72 |  | 0 |  | 0 | 0 |  | 0 | 1.3904
MISO_IN_2_MISO_MO-IL | MISO_IN | MISO_MO-IL | 2025 | B1 | 10 | 0 | 5000 | 0 | 0 |  | 0 |  | 0 | 0 |  | 0 | 0
MISO_IN_2_MISO_MO-IL | MISO_IN | MISO_MO-IL | 2025 | B2 | 25 | 0 | 5000 | 242.69 | 0 |  | 0 |  | 0 | 0 |  | 0 | 0
MISO_IN_2_MISO_MO-IL | MISO_IN | MISO_MO-IL | 2025 | B3 | 75 | 0 | 5000 | 2017.51 | 1114.67 |  | 0 |  | 0 | 0 |  | 0 | 0
MISO_IN_2_MISO_MO-IL | MISO_IN | MISO_MO-IL | 2025 | B4 | 100 | 0 | 5000 | 2643.25 | 0 |  | 0 |  | 0 | 0 |  | 0 | 0
MISO_IN_2_MISO_MO-IL | MISO_IN | MISO_MO-IL | 2025 | B5 | 200 | 0 | 5000 | 3918.69 | 0 |  | 0 |  | 0 | 0 |  | 0 | 0
MISO_IN_2_MISO_MO-IL | MISO_IN | MISO_MO-IL | 2025 | B6 | 300 | 0 | 5000 | 2629.4 | 0 |  | 0 |  | 0 | 0 |  | 0 | 0
MISO_IN_2_MISO_MO-IL | MISO_IN | MISO_MO-IL | 2025 | B7 | 400 | 0 | 5000 | 586.15 | 0 |  | 0 |  | 0 | 0 |  | 0 | 0
MISO_IN_2_MISO_MO-IL | MISO_IN | MISO_MO-IL | 2025 | B8 | 500 | 0 | 5000 | 0 | 0 |  | 0 |  | 0 | 0 |  | 0 | 0
MISO_IN_2_MISO_MO-IL | MISO_IN | MISO_MO-IL | 2025 | B9 | 800 | 0 | 5000 | 810.21 | 0 |  | 0 |  | 0 | 0 |  | 0 | 0
MISO_IN_2_MISO_MO-IL | MISO_IN | MISO_MO-IL | 2025 | B10 | 1262 | 0 | 5000 | 0 | 0 |  | 0 |  | 0 | 0 |  | 0 | 0
MISO_IN_2_MISO_MO-IL | MISO_IN | MISO_MO-IL | 2025 | B11 | 25 | 0 | 5000 | 0 | 0 |  | 0 |  | 0 | 0 |  | 0 | 0
MISO_IN_2_MISO_MO-IL | MISO_IN | MISO_MO-IL | 2025 | B12 | 200 | 0 | 5000 | 0 | 0 |  | 0 |  | 0 | 0 |  | 0 | 0
MISO_IN_2_MISO_MO-IL | MISO_IN | MISO_MO-IL | 2025 | B13 | 600 | 0 | 5000 | 0 | 0 |  | 0 |  | 0 | 0 |  | 0 | 0
MISO_IN_2_MISO_MO-IL | MISO_IN | MISO_MO-IL | 2025 | B14 | 900 | 0 | 5000 | 0 | 0 |  | 0 |  | 0 | 0 |  | 0 | 0
MISO_IN_2_MISO_MO-IL | MISO_IN | MISO_MO-IL | 2025 | B15 | 1203 | 0 | 5000 | 0 | 0 |  | 0 |  | 0 | 0 |  | 0 | 0
MISO_IN_2_MISO_MO-IL | MISO_IN | MISO_MO-IL | 2025 | B16 | 25 | 0 | 5000 | 0 | 0 |  | 0 |  | 0 | 0 |  | 0 | 0
MISO_IN_2_MISO_MO-IL | MISO_IN | MISO_MO-IL | 2025 | B17 | 100 | 0 | 5000 | 0 | 0 |  | 0 |  | 0 | 0 |  | 0 | 0
MISO_IN_2_MISO_MO-IL | MISO_IN | MISO_MO-IL | 2025 | B18 | 400 | 0 | 5000 | 0 | 0 |  | 0 |  | 0 | 0 |  | 0 | 0
MISO_IN_2_MISO_MO-IL | MISO_IN | MISO_MO-IL | 2025 | B19 | 700 | 0 | 5000 | 0 | 0 |  | 0 |  | 0 | 0 |  | 0 | 0
MISO_IN_2_MISO_MO-IL | MISO_IN | MISO_MO-IL | 2025 | B20 | 935 | 0 | 5000 | 0 | 0 |  | 0 |  | 0 | 0 |  | 0 | 0
MISO_IN_2_MISO_MO-IL | MISO_IN | MISO_MO-IL | 2030 | B1 | 10 | 0 | 5000 | 3883.82 | 0 |  | 0 |  | 0 | 0 |  | 0 | 0.57866
MISO_IN_2_MISO_MO-IL | MISO_IN | MISO_MO-IL | 2030 | B2 | 25 | 0 | 5000 | 3447.43 | 0 |  | 0 |  | 0 | 0 |  | 0 | 0.57866
MISO_IN_2_MISO_MO-IL | MISO_IN | MISO_MO-IL | 2030 | B3 | 75 | 0 | 5000 | 3976.67 | 0 |  | 0 |  | 0 | 0 |  | 0 | 0.57866
MISO_IN_2_MISO_MO-IL | MISO_IN | MISO_MO-IL | 2030 | B4 | 100 | 0 | 5000 | 4922.86 | 0 |  | 0 |  | 0 | 0 |  | 0 | 0.57866
MISO_IN_2_MISO_MO-IL | MISO_IN | MISO_MO-IL | 2030 | B5 | 200 | 0 | 5000 | 5000 | 0 |  | 0 |  | 1.5787 | 0 |  | 0.25775 | 0.57866
MISO_IN_2_MISO_MO-IL | MISO_IN | MISO_MO-IL | 2030 | B6 | 300 | 0 | 5000 | 4785.57 | 0 |  | 0 |  | 0 | 0 |  | 0 | 0.57866
MISO_IN_2_MISO_MO-IL | MISO_IN | MISO_MO-IL | 2030 | B7 | 400 | 0 | 5000 | 2649.06 | 0 |  | 0 |  | 0 | 0 |  | 0 | 0.57866
MISO_IN_2_MISO_MO-IL | MISO_IN | MISO_MO-IL | 2030 | B8 | 500 | 0 | 5000 | 3438.81 | 0 |  | 0 |  | 0 | 0 |  | 0 | 0.57866
MISO_IN_2_MISO_MO-IL | MISO_IN | MISO_MO-IL | 2030 | B9 | 800 | 0 | 5000 | 5000 | 0 |  | 0 |  | 0.01187 | 0 |  | 0.0077518 | 0.57866
MISO_IN_2_MISO_MO-IL | MISO_IN | MISO_MO-IL | 2030 | B10 | 1262 | 0 | 5000 | 0 | 0 |  | 0 |  | 0 | 0 |  | 0 | 0.57866
MISO_IN_2_MISO_MO-IL | MISO_IN | MISO_MO-IL | 2030 | B11 | 25 | 0 | 5000 | 5000 | 0 |  | 0 |  | 7.9885 | 0 |  | 0.16303 | 0.57866
MISO_IN_2_MISO_MO-IL | MISO_IN | MISO_MO-IL | 2030 | B12 | 200 | 0 | 5000 | 5000 | 0 |  | 0 |  | 2.101 | 0 |  | 0.34302 | 0.57866
MISO_IN_2_MISO_MO-IL | MISO_IN | MISO_MO-IL | 2030 | B13 | 600 | 0 | 5000 | 2851.24 | 0 |  | 0 |  | 0 | 0 |  | 0 | 0.57866
MISO_IN_2_MISO_MO-IL | MISO_IN | MISO_MO-IL | 2030 | B14 | 900 | 0 | 5000 | 145.75 | 0 |  | 0 |  | 0 | 0 |  | 0 | 0.57866
MISO_IN_2_MISO_MO-IL | MISO_IN | MISO_MO-IL | 2030 | B15 | 1203 | 0 | 5000 | 0 | 0 |  | 0 |  | 0 | 0 |  | 0 | 0.57866
MISO_IN_2_MISO_MO-IL | MISO_IN | MISO_MO-IL | 2030 | B16 | 25 | 0 | 5000 | 1055.23 | 0 |  | 0 |  | 0 | 0 |  | 0 | 0.57866
MISO_IN_2_MISO_MO-IL | MISO_IN | MISO_MO-IL | 2030 | B17 | 100 | 0 | 5000 | 2697.31 | 0 |  | 0 |  | 0 | 0 |  | 0 | 0.57866
MISO_IN_2_MISO_MO-IL | MISO_IN | MISO_MO-IL | 2030 | B18 | 400 | 0 | 5000 | 2726.85 | 0 |  | 0 |  | 0 | 0 |  | 0 | 0.57866
MISO_IN_2_MISO_MO-IL | MISO_IN | MISO_MO-IL | 2030 | B19 | 700 | 0 | 5000 | 1199.59 | 0 |  | 0 |  | 0 | 0 |  | 0 | 0.57866
MISO_IN_2_MISO_MO-IL | MISO_IN | MISO_MO-IL | 2030 | B20 | 935 | 0 | 5000 | 0 | 0 |  | 0 |  | 0 | 0 |  | 0 | 0.57866
MISO_IN_2_MISO_MO-IL | MISO_IN | MISO_MO-IL | 2035 | B1 | 10 | 0 | 5000 | 4666.25 | 0 |  | 0 |  | 0 | 0 |  | 0 | 3.4312
MISO_IN_2_MISO_MO-IL | MISO_IN | MISO_MO-IL | 2035 | B2 | 25 | 0 | 5000 | 5000 | 0 |  | 0 |  | 3.0269 | 0 |  | 0.04882 | 3.4312
MISO_IN_2_MISO_MO-IL | MISO_IN | MISO_MO-IL | 2035 | B3 | 75 | 0 | 5000 | 4966.23 | 0 |  | 0 |  | 0 | 0 |  | 0 | 3.4312
MISO_IN_2_MISO_MO-IL | MISO_IN | MISO_MO-IL | 2035 | B4 | 100 | 0 | 5000 | 5000 | 0 |  | 0 |  | 0.51041 | 0 |  | 0.03293 | 3.4312
MISO_IN_2_MISO_MO-IL | MISO_IN | MISO_MO-IL | 2035 | B5 | 200 | 0 | 5000 | 5000 | 0 |  | 0 |  | 8.2853 | 0 |  | 1.0691 | 3.4312
MISO_IN_2_MISO_MO-IL | MISO_IN | MISO_MO-IL | 2035 | B6 | 300 | 0 | 5000 | 5000 | 0 |  | 0 |  | 4.0002 | 0 |  | 0.77423 | 3.4312
MISO_IN_2_MISO_MO-IL | MISO_IN | MISO_MO-IL | 2035 | B7 | 400 | 0 | 5000 | 5000 | 0 |  | 0 |  | 2.2316 | 0 |  | 0.57589 | 3.4312
MISO_IN_2_MISO_MO-IL | MISO_IN | MISO_MO-IL | 2035 | B8 | 500 | 0 | 5000 | 5000 | 0 |  | 0 |  | 6.03 | 0 |  | 1.9451 | 3.4312
MISO_IN_2_MISO_MO-IL | MISO_IN | MISO_MO-IL | 2035 | B9 | 800 | 0 | 5000 | 4426.24 | 0 |  | 0 |  | 0 | 0 |  | 0 | 3.4312
MISO_IN_2_MISO_MO-IL | MISO_IN | MISO_MO-IL | 2035 | B10 | 1262 | 0 | 5000 | 0 | 0 |  | 0 |  | 0 | 0 |  | 0 | 3.4312
MISO_IN_2_MISO_MO-IL | MISO_IN | MISO_MO-IL | 2035 | B11 | 25 | 0 | 5000 | 5000 | 0 |  | 0 |  | 7.9885 | 0 |  | 0.12885 | 3.4312
MISO_IN_2_MISO_MO-IL | MISO_IN | MISO_MO-IL | 2035 | B12 | 200 | 0 | 5000 | 0 | 0 |  | 0 |  | 0 | 0 |  | 0 | 3.4312
MISO_IN_2_MISO_MO-IL | MISO_IN | MISO_MO-IL | 2035 | B13 | 600 | 0 | 5000 | 0 | 0 |  | 0 |  | 0 | 0 |  | 0 | 3.4312
MISO_IN_2_MISO_MO-IL | MISO_IN | MISO_MO-IL | 2035 | B14 | 900 | 0 | 5000 | 0 | 0 |  | 0 |  | 0 | 0 |  | 0 | 3.4312
MISO_IN_2_MISO_MO-IL | MISO_IN | MISO_MO-IL | 2035 | B15 | 1203 | 0 | 5000 | 0 | 0 |  | 0 |  | 0 | 0 |  | 0 | 3.4312
MISO_IN_2_MISO_MO-IL | MISO_IN | MISO_MO-IL | 2035 | B16 | 25 | 0 | 5000 | 0 | 0 |  | 0 |  | 0 | 0 |  | 0 | 3.4312
MISO_IN_2_MISO_MO-IL | MISO_IN | MISO_MO-IL | 2035 | B17 | 100 | 0 | 5000 | 0 | 0 |  | 0 |  | 0 | 0 |  | 0 | 3.4312
MISO_IN_2_MISO_MO-IL | MISO_IN | MISO_MO-IL | 2035 | B18 | 400 | 0 | 5000 | 0 | 0 |  | 0 |  | 0 | 0 |  | 0 | 3.4312
MISO_IN_2_MISO_MO-IL | MISO_IN | MISO_MO-IL | 2035 | B19 | 700 | 0 | 5000 | 0 | 0 |  | 0 |  | 0 | 0 |  | 0 | 3.4312
MISO_IN_2_MISO_MO-IL | MISO_IN | MISO_MO-IL | 2035 | B20 | 935 | 0 | 5000 | 0 | 0 |  | 0 |  | 0 | 0 |  | 0 | 3.4312
MISO_IN_2_MISO_MO-IL | MISO_IN | MISO_MO-IL | 2040 | B1 | 10 | 0 | 5000 | 4289.78 | 0 |  | 0 |  | 0 | 0 |  | 0 | 2.895
MISO_IN_2_MISO_MO-IL | MISO_IN | MISO_MO-IL | 2040 | B2 | 25 | 0 | 5000 | 4885.17 | 0 |  | 0 |  | 0 | 0 |  | 0 | 2.895
MISO_IN_2_MISO_MO-IL | MISO_IN | MISO_MO-IL | 2040 | B3 | 75 | 0 | 5000 | 5000 | 0 |  | 0 |  | 7.9885 | 0 |  | 0.37446 | 2.895
MISO_IN_2_MISO_MO-IL | MISO_IN | MISO_MO-IL | 2040 | B4 | 100 | 0 | 5000 | 5000 | 0 |  | 0 |  | 3.9883 | 0 |  | 0.24927 | 2.895
MISO_IN_2_MISO_MO-IL | MISO_IN | MISO_MO-IL | 2040 | B5 | 200 | 0 | 5000 | 5000 | 0 |  | 0 |  | 9.6622 | 0 |  | 1.2078 | 2.895
MISO_IN_2_MISO_MO-IL | MISO_IN | MISO_MO-IL | 2040 | B6 | 300 | 0 | 5000 | 5000 | 0 |  | 0 |  | 4.1901 | 0 |  | 0.78565 | 2.895
MISO_IN_2_MISO_MO-IL | MISO_IN | MISO_MO-IL | 2040 | B7 | 400 | 0 | 5000 | 5000 | 0 |  | 0 |  | 3.8221 | 0 |  | 0.95554 | 2.895
MISO_IN_2_MISO_MO-IL | MISO_IN | MISO_MO-IL | 2040 | B8 | 500 | 0 | 5000 | 5000 | 0 |  | 0 |  | 0.4748 | 0 |  | 0.14838 | 2.895
MISO_IN_2_MISO_MO-IL | MISO_IN | MISO_MO-IL | 2040 | B9 | 800 | 0 | 5000 | 0 | 0 |  | 0 |  | 0 | 0 |  | 0 | 2.895
MISO_IN_2_MISO_MO-IL | MISO_IN | MISO_MO-IL | 2040 | B10 | 1262 | 0 | 5000 | 0 | 0 |  | 0 |  | 0 | 0 |  | 0 | 2.895
MISO_IN_2_MISO_MO-IL | MISO_IN | MISO_MO-IL | 2040 | B11 | 25 | 0 | 5000 | 5000 | 0 |  | 0 |  | 8.8906 | 0 |  | 0.13892 | 2.895
MISO_IN_2_MISO_MO-IL | MISO_IN | MISO_MO-IL | 2040 | B12 | 200 | 0 | 5000 | 0 | 0 |  | 0 |  | 0 | 0 |  | 0 | 2.895
MISO_IN_2_MISO_MO-IL | MISO_IN | MISO_MO-IL | 2040 | B13 | 600 | 0 | 5000 | 0 | 0 |  | 0 |  | 0 | 0 |  | 0 | 2.895
MISO_IN_2_MISO_MO-IL | MISO_IN | MISO_MO-IL | 2040 | B14 | 900 | 0 | 5000 | 0 | 0 |  | 0 |  | 0 | 0 |  | 0 | 2.895
MISO_IN_2_MISO_MO-IL | MISO_IN | MISO_MO-IL | 2040 | B15 | 1203 | 0 | 5000 | 0 | 0 |  | 0 |  | 0 | 0 |  | 0 | 2.895
MISO_IN_2_MISO_MO-IL | MISO_IN | MISO_MO-IL | 2040 | B16 | 25 | 0 | 5000 | 0 | 0 |  | 0 |  | 0 | 0 |  | 0 | 2.895
MISO_IN_2_MISO_MO-IL | MISO_IN | MISO_MO-IL | 2040 | B17 | 100 | 0 | 5000 | 0 | 0 |  | 0 |  | 0 | 0 |  | 0 | 2.895
MISO_IN_2_MISO_MO-IL | MISO_IN | MISO_MO-IL | 2040 | B18 | 400 | 0 | 5000 | 0 | 0 |  | 0 |  | 0 | 0 |  | 0 | 2.895
MISO_IN_2_MISO_MO-IL | MISO_IN | MISO_MO-IL | 2040 | B19 | 700 | 0 | 5000 | 0 | 0 |  | 0 |  | 0 | 0 |  | 0 | 2.895
MISO_IN_2_MISO_MO-IL | MISO_IN | MISO_MO-IL | 2040 | B20 | 935 | 0 | 5000 | 0 | 0 |  | 0 |  | 0 | 0 |  | 0 | 2.895
MISO_IN_2_MISO_MO-IL | MISO_IN | MISO_MO-IL | 2045 | B1 | 10 | 0 | 5000 | 5000 | 0 |  | 0 |  | 137.5496 | 0 |  | 1.2677 | 13.3009
MISO_IN_2_MISO_MO-IL | MISO_IN | MISO_MO-IL | 2045 | B2 | 25 | 0 | 5000 | 3761.56 | 0 |  | 0 |  | 0 | 0 |  | 0 | 13.3009
MISO_IN_2_MISO_MO-IL | MISO_IN | MISO_MO-IL | 2045 | B3 | 75 | 0 | 5000 | 5000 | 1401.86 |  | 0 |  | 7.9885 | 0 |  | 0.5522 | 13.3009
MISO_IN_2_MISO_MO-IL | MISO_IN | MISO_MO-IL | 2045 | B4 | 100 | 0 | 5000 | 5000 | 481.28 |  | 0 |  | 24.9864 | 0 |  | 2.3029 | 13.3009
MISO_IN_2_MISO_MO-IL | MISO_IN | MISO_MO-IL | 2045 | B5 | 200 | 0 | 5000 | 5000 | 1094.5 |  | 0 |  | 16.9978 | 0 |  | 3.1332 | 13.3009
MISO_IN_2_MISO_MO-IL | MISO_IN | MISO_MO-IL | 2045 | B6 | 300 | 0 | 5000 | 5000 | 0 |  | 0 |  | 23.2415 | 0 |  | 6.4262 | 13.3009
MISO_IN_2_MISO_MO-IL | MISO_IN | MISO_MO-IL | 2045 | B7 | 400 | 0 | 5000 | 5000 | 0 |  | 0 |  | 10.9916 | 0 |  | 4.0522 | 13.3009
MISO_IN_2_MISO_MO-IL | MISO_IN | MISO_MO-IL | 2045 | B8 | 500 | 0 | 5000 | 3225.2 | 0 |  | 0 |  | 0 | 0 |  | 0 | 13.3009
MISO_IN_2_MISO_MO-IL | MISO_IN | MISO_MO-IL | 2045 | B9 | 800 | 0 | 5000 | 52.62 | 0 |  | 0 |  | 0 | 0 |  | 0 | 13.3009
MISO_IN_2_MISO_MO-IL | MISO_IN | MISO_MO-IL | 2045 | B10 | 1262 | 0 | 5000 | 0 | 0 |  | 0 |  | 0 | 0 |  | 0 | 13.3009
MISO_IN_2_MISO_MO-IL | MISO_IN | MISO_MO-IL | 2045 | B11 | 25 | 0 | 5000 | 893.56 | 0 |  | 0 |  | 0 | 0 |  | 0 | 13.3009
MISO_IN_2_MISO_MO-IL | MISO_IN | MISO_MO-IL | 2045 | B12 | 200 | 0 | 5000 | 0 | 0 |  | 0 |  | 0 | 0 |  | 0 | 13.3009
MISO_IN_2_MISO_MO-IL | MISO_IN | MISO_MO-IL | 2045 | B13 | 600 | 0 | 5000 | 0 | 0 |  | 0 |  | 0 | 0 |  | 0 | 13.3009
MISO_IN_2_MISO_MO-IL | MISO_IN | MISO_MO-IL | 2045 | B14 | 900 | 0 | 5000 | 0 | 0 |  | 0 |  | 0 | 0 |  | 0 | 13.3009
MISO_IN_2_MISO_MO-IL | MISO_IN | MISO_MO-IL | 2045 | B15 | 1203 | 0 | 5000 | 0 | 0 |  | 0 |  | 0 | 0 |  | 0 | 13.3009
MISO_IN_2_MISO_MO-IL | MISO_IN | MISO_MO-IL | 2045 | B16 | 25 | 0 | 5000 | 0 | 0 |  | 0 |  | 0 | 0 |  | 0 | 13.3009
MISO_IN_2_MISO_MO-IL | MISO_IN | MISO_MO-IL | 2045 | B17 | 100 | 0 | 5000 | 0 | 0 |  | 0 |  | 0 | 0 |  | 0 | 13.3009
MISO_IN_2_MISO_MO-IL | MISO_IN | MISO_MO-IL | 2045 | B18 | 400 | 0 | 5000 | 0 | 0 |  | 0 |  | 0 | 0 |  | 0 | 13.3009
MISO_IN_2_MISO_MO-IL | MISO_IN | MISO_MO-IL | 2045 | B19 | 700 | 0 | 5000 | 0 | 0 |  | 0 |  | 0 | 0 |  | 0 | 13.3009
MISO_IN_2_MISO_MO-IL | MISO_IN | MISO_MO-IL | 2045 | B20 | 935 | 0 | 5000 | 0 | 0 |  | 0 |  | 0 | 0 |  | 0 | 13.3009
MISO_IN_2_MISO_MO-IL | MISO_IN | MISO_MO-IL | 2050 | B1 | 10 | 0 | 5000 | 5000 | 0 |  | 0 |  | 253.9587 | 0 |  | 2.3406 | 10.0514
MISO_IN_2_MISO_MO-IL | MISO_IN | MISO_MO-IL | 2050 | B2 | 25 | 0 | 5000 | 3997.05 | 0 |  | 0 |  | 0 | 0 |  | 0 | 10.0514
MISO_IN_2_MISO_MO-IL | MISO_IN | MISO_MO-IL | 2050 | B3 | 75 | 0 | 5000 | 5000 | 0 |  | 0 |  | 7.9885 | 0 |  | 0.5522 | 10.0514
MISO_IN_2_MISO_MO-IL | MISO_IN | MISO_MO-IL | 2050 | B4 | 100 | 0 | 5000 | 5000 | 0 |  | 0 |  | 12.8671 | 0 |  | 1.1859 | 10.0514
MISO_IN_2_MISO_MO-IL | MISO_IN | MISO_MO-IL | 2050 | B5 | 200 | 0 | 5000 | 5000 | 1100.01 |  | 0 |  | 24.9864 | 0 |  | 4.6058 | 10.0514
MISO_IN_2_MISO_MO-IL | MISO_IN | MISO_MO-IL | 2050 | B6 | 300 | 0 | 5000 | 5000 | 0 |  | 0 |  | 16.9978 | 0 |  | 4.6999 | 10.0514
MISO_IN_2_MISO_MO-IL | MISO_IN | MISO_MO-IL | 2050 | B7 | 400 | 0 | 5000 | 5000 | 0 |  | 0 |  | 0.04748 | 0 |  | 0.017504 | 10.0514
MISO_IN_2_MISO_MO-IL | MISO_IN | MISO_MO-IL | 2050 | B8 | 500 | 0 | 5000 | 0 | 0 |  | 0 |  | 0 | 0 |  | 0 | 10.0514
MISO_IN_2_MISO_MO-IL | MISO_IN | MISO_MO-IL | 2050 | B9 | 800 | 0 | 5000 | 0 | 0 |  | 0 |  | 0 | 0 |  | 0 | 10.0514
MISO_IN_2_MISO_MO-IL | MISO_IN | MISO_MO-IL | 2050 | B10 | 1262 | 0 | 5000 | 0 | 0 |  | 0 |  | 0 | 0 |  | 0 | 10.0514
MISO_IN_2_MISO_MO-IL | MISO_IN | MISO_MO-IL | 2050 | B11 | 25 | 0 | 5000 | 1208.35 | 0 |  | 0 |  | 0 | 0 |  | 0 | 10.0514
MISO_IN_2_MISO_MO-IL | MISO_IN | MISO_MO-IL | 2050 | B12 | 200 | 0 | 5000 | 0 | 0 |  | 0 |  | 0 | 0 |  | 0 | 10.0514
MISO_IN_2_MISO_MO-IL | MISO_IN | MISO_MO-IL | 2050 | B13 | 600 | 0 | 5000 | 0 | 0 |  | 0 |  | 0 | 0 |  | 0 | 10.0514
MISO_IN_2_MISO_MO-IL | MISO_IN | MISO_MO-IL | 2050 | B14 | 900 | 0 | 5000 | 0 | 0 |  | 0 |  | 0 | 0 |  | 0 | 10.0514
MISO_IN_2_MISO_MO-IL | MISO_IN | MISO_MO-IL | 2050 | B15 | 1203 | 0 | 5000 | 0 | 0 |  | 0 |  | 0 | 0 |  | 0 | 10.0514
MISO_IN_2_MISO_MO-IL | MISO_IN | MISO_MO-IL | 2050 | B16 | 25 | 0 | 5000 | 0 | 0 |  | 0 |  | 0 | 0 |  | 0 | 10.0514
MISO_IN_2_MISO_MO-IL | MISO_IN | MISO_MO-IL | 2050 | B17 | 100 | 0 | 5000 | 0 | 0 |  | 0 |  | 0 | 0 |  | 0 | 10.0514
MISO_IN_2_MISO_MO-IL | MISO_IN | MISO_MO-IL | 2050 | B18 | 400 | 0 | 5000 | 0 | 0 |  | 0 |  | 0 | 0 |  | 0 | 10.0514
MISO_IN_2_MISO_MO-IL | MISO_IN | MISO_MO-IL | 2050 | B19 | 700 | 0 | 5000 | 0 | 0 |  | 0 |  | 0 | 0 |  | 0 | 10.0514
MISO_IN_2_MISO_MO-IL | MISO_IN | MISO_MO-IL | 2050 | B20 | 935 | 0 | 5000 | 167.75 | 0 |  | 0 |  | 0 | 0 |  | 0 | 10.0514
MISO_IN_2_NonRTO_Midwest | MISO_IN | NonRTO_Midwest | 2015 | B1 | 10 | 0 | 4800 | 0 | 0 |  | 0 |  | 0 | 0 |  | 0 | 0
MISO_IN_2_NonRTO_Midwest | MISO_IN | NonRTO_Midwest | 2015 | B2 | 25 | 0 | 4800 | 0 | 0 |  | 0 |  | 0 | 0 |  | 0 | 0
MISO_IN_2_NonRTO_Midwest | MISO_IN | NonRTO_Midwest | 2015 | B3 | 75 | 0 | 4800 | 0 | 0 |  | 0 |  | 0 | 0 |  | 0 | 0
MISO_IN_2_NonRTO_Midwest | MISO_IN | NonRTO_Midwest | 2015 | B4 | 100 | 0 | 4800 | 798.14 | 799.87 |  | 0 |  | 0 | 0 |  | 0 | 0
MISO_IN_2_NonRTO_Midwest | MISO_IN | NonRTO_Midwest | 2015 | B5 | 200 | 0 | 4800 | 494.82 | 496.64 |  | 0 |  | 0 | 0 |  | 0 | 0
MISO_IN_2_NonRTO_Midwest | MISO_IN | NonRTO_Midwest | 2015 | B6 | 300 | 0 | 4800 | 0 | 26.91 |  | 0 |  | 0 | 0 |  | 0 | 0
MISO_IN_2_NonRTO_Midwest | MISO_IN | NonRTO_Midwest | 2015 | B7 | 400 | 0 | 4800 | 0 | 0 |  | 0 |  | 0 | 0 |  | 0 | 0
MISO_IN_2_NonRTO_Midwest | MISO_IN | NonRTO_Midwest | 2015 | B8 | 500 | 0 | 4800 | 0 | 0 |  | 0 |  | 0 | 0 |  | 0 | 0
MISO_IN_2_NonRTO_Midwest | MISO_IN | NonRTO_Midwest | 2015 | B9 | 800 | 0 | 4800 | 0 | 0 |  | 0 |  | 0 | 0 |  | 0 | 0
MISO_IN_2_NonRTO_Midwest | MISO_IN | NonRTO_Midwest | 2015 | B10 | 1262 | 0 | 4800 | 0 | 0 |  | 0 |  | 0 | 0 |  | 0 | 0
MISO_IN_2_NonRTO_Midwest | MISO_IN | NonRTO_Midwest | 2015 | B11 | 25 | 0 | 4800 | 745.88 | 1311.53 |  | 0 |  | 0 | 0 |  | 0 | 0
MISO_IN_2_NonRTO_Midwest | MISO_IN | NonRTO_Midwest | 2015 | B12 | 200 | 0 | 4800 | 602.56 | 901.92 |  | 0 |  | 0 | 0 |  | 0 | 0
MISO_IN_2_NonRTO_Midwest | MISO_IN | NonRTO_Midwest | 2015 | B13 | 600 | 0 | 4800 | 159.95 | 371.31 |  | 0 |  | 0 | 0 |  | 0 | 0
MISO_IN_2_NonRTO_Midwest | MISO_IN | NonRTO_Midwest | 2015 | B14 | 900 | 0 | 4800 | 0 | 0 |  | 0 |  | 0 | 0 |  | 0 | 0
MISO_IN_2_NonRTO_Midwest | MISO_IN | NonRTO_Midwest | 2015 | B15 | 1203 | 0 | 4800 | 0 | 0 |  | 0 |  | 0 | 0 |  | 0 | 0
MISO_IN_2_NonRTO_Midwest | MISO_IN | NonRTO_Midwest | 2015 | B16 | 25 | 0 | 4800 | 2094.48 | 1851.93 |  | 0 |  | 0 | 0 |  | 0 | 0
MISO_IN_2_NonRTO_Midwest | MISO_IN | NonRTO_Midwest | 2015 | B17 | 100 | 0 | 4800 | 1019.18 | 876.56 |  | 0 |  | 0 | 0 |  | 0 | 0
MISO_IN_2_NonRTO_Midwest | MISO_IN | NonRTO_Midwest | 2015 | B18 | 400 | 0 | 4800 | 292.79 | 50.17 |  | 0 |  | 0 | 0 |  | 0 | 0
MISO_IN_2_NonRTO_Midwest | MISO_IN | NonRTO_Midwest | 2015 | B19 | 700 | 0 | 4800 | 0 | 0 |  | 0 |  | 0 | 0 |  | 0 | 0
MISO_IN_2_NonRTO_Midwest | MISO_IN | NonRTO_Midwest | 2015 | B20 | 935 | 0 | 4800 | 0 | 0 |  | 0 |  | 0 | 0 |  | 0 | 0
MISO_IN_2_NonRTO_Midwest | MISO_IN | NonRTO_Midwest | 2020 | B1 | 10 | 0 | 4800 | 1428 | 0 |  | 0 |  | 0 | 0 |  | 0 | 0
MISO_IN_2_NonRTO_Midwest | MISO_IN | NonRTO_Midwest | 2020 | B2 | 25 | 0 | 4800 | 0 | 0 |  | 0 |  | 0 | 0 |  | 0 | 0
MISO_IN_2_NonRTO_Midwest | MISO_IN | NonRTO_Midwest | 2020 | B3 | 75 | 0 | 4800 | 452.29 | 0 |  | 0 |  | 0 | 0 |  | 0 | 0
MISO_IN_2_NonRTO_Midwest | MISO_IN | NonRTO_Midwest | 2020 | B4 | 100 | 0 | 4800 | 1706.57 | 1684.59 |  | 0 |  | 0 | 0 |  | 0 | 0
MISO_IN_2_NonRTO_Midwest | MISO_IN | NonRTO_Midwest | 2020 | B5 | 200 | 0 | 4800 | 1401.89 | 1379.9 |  | 0 |  | 0 | 0 |  | 0 | 0
MISO_IN_2_NonRTO_Midwest | MISO_IN | NonRTO_Midwest | 2020 | B6 | 300 | 0 | 4800 | 928.9 | 906.92 |  | 0 |  | 0 | 0 |  | 0 | 0
MISO_IN_2_NonRTO_Midwest | MISO_IN | NonRTO_Midwest | 2020 | B7 | 400 | 0 | 4800 | 258.19 | 336.2 |  | 0 |  | 0 | 0 |  | 0 | 0
MISO_IN_2_NonRTO_Midwest | MISO_IN | NonRTO_Midwest | 2020 | B8 | 500 | 0 | 4800 | 0 | 0 |  | 0 |  | 0 | 0 |  | 0 | 0
MISO_IN_2_NonRTO_Midwest | MISO_IN | NonRTO_Midwest | 2020 | B9 | 800 | 0 | 4800 | 0 | 0 |  | 0 |  | 0 | 0 |  | 0 | 0
MISO_IN_2_NonRTO_Midwest | MISO_IN | NonRTO_Midwest | 2020 | B10 | 1262 | 0 | 4800 | 0 | 0 |  | 0 |  | 0 | 0 |  | 0 | 0
MISO_IN_2_NonRTO_Midwest | MISO_IN | NonRTO_Midwest | 2020 | B11 | 25 | 0 | 4800 | 1453.6 | 1364.89 |  | 0 |  | 0 | 0 |  | 0 | 0
MISO_IN_2_NonRTO_Midwest | MISO_IN | NonRTO_Midwest | 2020 | B12 | 200 | 0 | 4800 | 1034.71 | 946 |  | 0 |  | 0 | 0 |  | 0 | 0
MISO_IN_2_NonRTO_Midwest | MISO_IN | NonRTO_Midwest | 2020 | B13 | 600 | 0 | 4800 | 491.84 | 403.13 |  | 0 |  | 0 | 0 |  | 0 | 0
MISO_IN_2_NonRTO_Midwest | MISO_IN | NonRTO_Midwest | 2020 | B14 | 900 | 0 | 4800 | 100.24 | 11.53 |  | 0 |  | 0 | 0 |  | 0 | 0
MISO_IN_2_NonRTO_Midwest | MISO_IN | NonRTO_Midwest | 2020 | B15 | 1203 | 0 | 4800 | 0 | 0 |  | 0 |  | 0 | 0 |  | 0 | 0
MISO_IN_2_NonRTO_Midwest | MISO_IN | NonRTO_Midwest | 2020 | B16 | 25 | 0 | 4800 | 3368.09 | 3342.85 |  | 0 |  | 0 | 0 |  | 0 | 0
MISO_IN_2_NonRTO_Midwest | MISO_IN | NonRTO_Midwest | 2020 | B17 | 100 | 0 | 4800 | 2372.97 | 2347.83 |  | 0 |  | 0 | 0 |  | 0 | 0
MISO_IN_2_NonRTO_Midwest | MISO_IN | NonRTO_Midwest | 2020 | B18 | 400 | 0 | 4800 | 1529.14 | 1503.9 |  | 0 |  | 0 | 0 |  | 0 | 0
MISO_IN_2_NonRTO_Midwest | MISO_IN | NonRTO_Midwest | 2020 | B19 | 700 | 0 | 4800 | 873.09 | 847.86 |  | 0 |  | 0 | 0 |  | 0 | 0
MISO_IN_2_NonRTO_Midwest | MISO_IN | NonRTO_Midwest | 2020 | B20 | 935 | 0 | 4800 | 0 | 0 |  | 0 |  | 0 | 0 |  | 0 | 0
MISO_IN_2_NonRTO_Midwest | MISO_IN | NonRTO_Midwest | 2025 | B1 | 10 | 0 | 4800 | 2510.68 | 1314.35 |  | 0 |  | 0 | 0 |  | 0 | 0
MISO_IN_2_NonRTO_Midwest | MISO_IN | NonRTO_Midwest | 2025 | B2 | 25 | 0 | 4800 | 3528.85 | 1122.76 |  | 0 |  | 0 | 0 |  | 0 | 0
MISO_IN_2_NonRTO_Midwest | MISO_IN | NonRTO_Midwest | 2025 | B3 | 75 | 0 | 4800 | 643.72 | 728.41 |  | 0 |  | 0 | 0 |  | 0 | 0
MISO_IN_2_NonRTO_Midwest | MISO_IN | NonRTO_Midwest | 2025 | B4 | 100 | 0 | 4800 | 239.6 | 324.29 |  | 0 |  | 0 | 0 |  | 0 | 0
MISO_IN_2_NonRTO_Midwest | MISO_IN | NonRTO_Midwest | 2025 | B5 | 200 | 0 | 4800 | 0 | 17.65 |  | 0 |  | 0 | 0 |  | 0 | 0
MISO_IN_2_NonRTO_Midwest | MISO_IN | NonRTO_Midwest | 2025 | B6 | 300 | 0 | 4800 | 755.58 | 2535.43 |  | 0 |  | 0 | 0 |  | 0 | 0
MISO_IN_2_NonRTO_Midwest | MISO_IN | NonRTO_Midwest | 2025 | B7 | 400 | 0 | 4800 | 1878.11 | 1962.8 |  | 0 |  | 0 | 0 |  | 0 | 0
MISO_IN_2_NonRTO_Midwest | MISO_IN | NonRTO_Midwest | 2025 | B8 | 500 | 0 | 4800 | 2842.29 | 1490.72 |  | 0 |  | 0 | 0 |  | 0 | 0
MISO_IN_2_NonRTO_Midwest | MISO_IN | NonRTO_Midwest | 2025 | B9 | 800 | 0 | 4800 | 2210.64 | 1059.61 |  | 0 |  | 0 | 0 |  | 0 | 0
MISO_IN_2_NonRTO_Midwest | MISO_IN | NonRTO_Midwest | 2025 | B10 | 1262 | 0 | 4800 | 1151.03 | 0 |  | 0 |  | 0 | 0 |  | 0 | 0
MISO_IN_2_NonRTO_Midwest | MISO_IN | NonRTO_Midwest | 2025 | B11 | 25 | 0 | 4800 | 2328.3 | 2181.16 |  | 0 |  | 0 | 0 |  | 0 | 0
MISO_IN_2_NonRTO_Midwest | MISO_IN | NonRTO_Midwest | 2025 | B12 | 200 | 0 | 4800 | 1015.45 | 1605.01 |  | 0 |  | 0 | 0 |  | 0 | 0
MISO_IN_2_NonRTO_Midwest | MISO_IN | NonRTO_Midwest | 2025 | B13 | 600 | 0 | 4800 | 1726.68 | 1085.73 |  | 0 |  | 0 | 0 |  | 0 | 0
MISO_IN_2_NonRTO_Midwest | MISO_IN | NonRTO_Midwest | 2025 | B14 | 900 | 0 | 4800 | 1824.3 | 815.45 |  | 0 |  | 0 | 0 |  | 0 | 0
MISO_IN_2_NonRTO_Midwest | MISO_IN | NonRTO_Midwest | 2025 | B15 | 1203 | 0 | 4800 | 985.5 | 0 |  | 0 |  | 0 | 0 |  | 0 | 0
MISO_IN_2_NonRTO_Midwest | MISO_IN | NonRTO_Midwest | 2025 | B16 | 25 | 25 | 4800 | 4707.78 | 4800 |  | 150.22 |  | 0 | 0.01187 |  | 0 | 0
MISO_IN_2_NonRTO_Midwest | MISO_IN | NonRTO_Midwest | 2025 | B17 | 100 | 0 | 4800 | 2887 | 3929.43 |  | 0 |  | 0 | 0 |  | 0 | 0
MISO_IN_2_NonRTO_Midwest | MISO_IN | NonRTO_Midwest | 2025 | B18 | 400 | 0 | 4800 | 3038.77 | 3107.22 |  | 0 |  | 0 | 0 |  | 0 | 0
MISO_IN_2_NonRTO_Midwest | MISO_IN | NonRTO_Midwest | 2025 | B19 | 700 | 0 | 4800 | 3242.98 | 2495.69 |  | 0 |  | 0 | 0 |  | 0 | 0
MISO_IN_2_NonRTO_Midwest | MISO_IN | NonRTO_Midwest | 2025 | B20 | 935 | 0 | 4800 | 2842.88 | 1804.51 |  | 0 |  | 0 | 0 |  | 0 | 0
MISO_IN_2_NonRTO_Midwest | MISO_IN | NonRTO_Midwest | 2030 | B1 | 10 | 0 | 4800 | 3816.8 | 1403.6 |  | 0 |  | 0 | 0 |  | 0 | 3.6109
MISO_IN_2_NonRTO_Midwest | MISO_IN | NonRTO_Midwest | 2030 | B2 | 25 | 0 | 4800 | 3629.63 | 1216.43 |  | 0 |  | 0 | 0 |  | 0 | 3.6109
MISO_IN_2_NonRTO_Midwest | MISO_IN | NonRTO_Midwest | 2030 | B3 | 75 | 0 | 4800 | 756.62 | 743.42 |  | 0 |  | 0 | 0 |  | 0 | 3.6109
MISO_IN_2_NonRTO_Midwest | MISO_IN | NonRTO_Midwest | 2030 | B4 | 100 | 0 | 4800 | 362.54 | 2696.78 |  | 0 |  | 0 | 0 |  | 0 | 3.6109
MISO_IN_2_NonRTO_Midwest | MISO_IN | NonRTO_Midwest | 2030 | B5 | 200 | 0 | 4800 | 1968.39 | 2848.83 |  | 0 |  | 0 | 0 |  | 0 | 3.6109
MISO_IN_2_NonRTO_Midwest | MISO_IN | NonRTO_Midwest | 2030 | B6 | 300 | 0 | 4800 | 2592.95 | 2394.44 |  | 0 |  | 0 | 0 |  | 0 | 3.6109
MISO_IN_2_NonRTO_Midwest | MISO_IN | NonRTO_Midwest | 2030 | B7 | 400 | 0 | 4800 | 3128.53 | 1835.97 |  | 0 |  | 0 | 0 |  | 0 | 3.6109
MISO_IN_2_NonRTO_Midwest | MISO_IN | NonRTO_Midwest | 2030 | B8 | 500 | 0 | 4800 | 2650.89 | 1358.32 |  | 0 |  | 0 | 0 |  | 0 | 3.6109
MISO_IN_2_NonRTO_Midwest | MISO_IN | NonRTO_Midwest | 2030 | B9 | 800 | 0 | 4800 | 2037.41 | 767.64 |  | 0 |  | 0 | 0 |  | 0 | 3.6109
MISO_IN_2_NonRTO_Midwest | MISO_IN | NonRTO_Midwest | 2030 | B10 | 1262 | 0 | 4800 | 1004.38 | 0 |  | 0 |  | 0 | 0 |  | 0 | 3.6109
MISO_IN_2_NonRTO_Midwest | MISO_IN | NonRTO_Midwest | 2030 | B11 | 25 | 0 | 4800 | 4673.15 | 2211.18 |  | 0 |  | 0 | 0 |  | 0 | 3.6109
MISO_IN_2_NonRTO_Midwest | MISO_IN | NonRTO_Midwest | 2030 | B12 | 200 | 0 | 4800 | 2178.54 | 1645.24 |  | 0 |  | 0 | 0 |  | 0 | 3.6109
MISO_IN_2_NonRTO_Midwest | MISO_IN | NonRTO_Midwest | 2030 | B13 | 600 | 0 | 4800 | 1893.48 | 1125.66 |  | 0 |  | 0 | 0 |  | 0 | 3.6109
MISO_IN_2_NonRTO_Midwest | MISO_IN | NonRTO_Midwest | 2030 | B14 | 900 | 0 | 4800 | 1455.1 | 724.07 |  | 0 |  | 0 | 0 |  | 0 | 3.6109
MISO_IN_2_NonRTO_Midwest | MISO_IN | NonRTO_Midwest | 2030 | B15 | 1203 | 0 | 4800 | 840.28 | 0 |  | 0 |  | 0 | 0 |  | 0 | 3.6109
MISO_IN_2_NonRTO_Midwest | MISO_IN | NonRTO_Midwest | 2030 | B16 | 25 | 0 | 4800 | 4800 | 4532.94 |  | 0 |  | 23.9299 | 0 |  | 4.786 | 3.6109
MISO_IN_2_NonRTO_Midwest | MISO_IN | NonRTO_Midwest | 2030 | B17 | 100 | 0 | 4800 | 4800 | 3536.95 |  | 0 |  | 0.03561 | 0 |  | 0.028488 | 3.6109
MISO_IN_2_NonRTO_Midwest | MISO_IN | NonRTO_Midwest | 2030 | B18 | 400 | 0 | 4800 | 3791.64 | 2735.63 |  | 0 |  | 0 | 0 |  | 0 | 3.6109
MISO_IN_2_NonRTO_Midwest | MISO_IN | NonRTO_Midwest | 2030 | B19 | 700 | 0 | 4800 | 3226.39 | 2123.74 |  | 0 |  | 0 | 0 |  | 0 | 3.6109
MISO_IN_2_NonRTO_Midwest | MISO_IN | NonRTO_Midwest | 2030 | B20 | 935 | 0 | 4800 | 3329.09 | 1424.18 |  | 0 |  | 0 | 0 |  | 0 | 3.6109
MISO_IN_2_NonRTO_Midwest | MISO_IN | NonRTO_Midwest | 2035 | B1 | 10 | 0 | 4800 | 3807.35 | 1491.57 |  | 0 |  | 0 | 0 |  | 0 | 0
MISO_IN_2_NonRTO_Midwest | MISO_IN | NonRTO_Midwest | 2035 | B2 | 25 | 0 | 4800 | 3624.49 | 1308.71 |  | 0 |  | 0 | 0 |  | 0 | 0
MISO_IN_2_NonRTO_Midwest | MISO_IN | NonRTO_Midwest | 2035 | B3 | 75 | 0 | 4800 | 763.28 | 847.5 |  | 0 |  | 0 | 0 |  | 0 | 0
MISO_IN_2_NonRTO_Midwest | MISO_IN | NonRTO_Midwest | 2035 | B4 | 100 | 0 | 4800 | 591.83 | 463.2 |  | 0 |  | 0 | 0 |  | 0 | 0
MISO_IN_2_NonRTO_Midwest | MISO_IN | NonRTO_Midwest | 2035 | B5 | 200 | 0 | 4800 | 442.95 | 2625.41 |  | 0 |  | 0 | 0 |  | 0 | 0
MISO_IN_2_NonRTO_Midwest | MISO_IN | NonRTO_Midwest | 2035 | B6 | 300 | 0 | 4800 | 0 | 2182.46 |  | 0 |  | 0 | 0 |  | 0 | 0
MISO_IN_2_NonRTO_Midwest | MISO_IN | NonRTO_Midwest | 2035 | B7 | 400 | 0 | 4800 | 0 | 1637.78 |  | 0 |  | 0 | 0 |  | 0 | 0
MISO_IN_2_NonRTO_Midwest | MISO_IN | NonRTO_Midwest | 2035 | B8 | 500 | 0 | 4800 | 0 | 1172.69 |  | 0 |  | 0 | 0 |  | 0 | 0
MISO_IN_2_NonRTO_Midwest | MISO_IN | NonRTO_Midwest | 2035 | B9 | 800 | 0 | 4800 | 0 | 599.62 |  | 0 |  | 0 | 0 |  | 0 | 0
MISO_IN_2_NonRTO_Midwest | MISO_IN | NonRTO_Midwest | 2035 | B10 | 1262 | 0 | 4800 | 0 | 0 |  | 0 |  | 0 | 0 |  | 0 | 0
MISO_IN_2_NonRTO_Midwest | MISO_IN | NonRTO_Midwest | 2035 | B11 | 25 | 0 | 4800 | 848.08 | 1702.58 |  | 0 |  | 0 | 0 |  | 0 | 0
MISO_IN_2_NonRTO_Midwest | MISO_IN | NonRTO_Midwest | 2035 | B12 | 200 | 0 | 4800 | 162.2 | 1146.64 |  | 0 |  | 0 | 0 |  | 0 | 0
MISO_IN_2_NonRTO_Midwest | MISO_IN | NonRTO_Midwest | 2035 | B13 | 600 | 0 | 4800 | 0 | 640.17 |  | 0 |  | 0 | 0 |  | 0 | 0
MISO_IN_2_NonRTO_Midwest | MISO_IN | NonRTO_Midwest | 2035 | B14 | 900 | 0 | 4800 | 0 | 250.39 |  | 0 |  | 0 | 0 |  | 0 | 0
MISO_IN_2_NonRTO_Midwest | MISO_IN | NonRTO_Midwest | 2035 | B15 | 1203 | 0 | 4800 | 995.11 | 4727.26 |  | 0 |  | 0 | 0 |  | 0 | 0
MISO_IN_2_NonRTO_Midwest | MISO_IN | NonRTO_Midwest | 2035 | B16 | 25 | 0 | 4800 | 2936.09 | 4708.72 |  | 0 |  | 0 | 0 |  | 0 | 0
MISO_IN_2_NonRTO_Midwest | MISO_IN | NonRTO_Midwest | 2035 | B17 | 100 | 0 | 4800 | 781.06 | 3736.89 |  | 0 |  | 0 | 0 |  | 0 | 0
MISO_IN_2_NonRTO_Midwest | MISO_IN | NonRTO_Midwest | 2035 | B18 | 400 | 0 | 4800 | 0 | 2955.83 |  | 0 |  | 0 | 0 |  | 0 | 0
MISO_IN_2_NonRTO_Midwest | MISO_IN | NonRTO_Midwest | 2035 | B19 | 700 | 0 | 4800 | 178.38 | 2362.28 |  | 0 |  | 0 | 0 |  | 0 | 0
MISO_IN_2_NonRTO_Midwest | MISO_IN | NonRTO_Midwest | 2035 | B20 | 935 | 0 | 4800 | 3449.4 | 3821.23 |  | 0 |  | 0 | 0 |  | 0 | 0
MISO_IN_2_NonRTO_Midwest | MISO_IN | NonRTO_Midwest | 2040 | B1 | 10 | 0 | 4800 | 3927.09 | 1520.54 |  | 0 |  | 0 | 0 |  | 0 | 0
MISO_IN_2_NonRTO_Midwest | MISO_IN | NonRTO_Midwest | 2040 | B2 | 25 | 0 | 4800 | 3748.43 | 1341.88 |  | 0 |  | 0 | 0 |  | 0 | 0
MISO_IN_2_NonRTO_Midwest | MISO_IN | NonRTO_Midwest | 2040 | B3 | 75 | 0 | 4800 | 2561.27 | 892.18 |  | 0 |  | 0 | 0 |  | 0 | 0
MISO_IN_2_NonRTO_Midwest | MISO_IN | NonRTO_Midwest | 2040 | B4 | 100 | 0 | 4800 | 523.96 | 517.41 |  | 0 |  | 0 | 0 |  | 0 | 0
MISO_IN_2_NonRTO_Midwest | MISO_IN | NonRTO_Midwest | 2040 | B5 | 200 | 0 | 4800 | 239.35 | 1268.81 |  | 0 |  | 0 | 0 |  | 0 | 0
MISO_IN_2_NonRTO_Midwest | MISO_IN | NonRTO_Midwest | 2040 | B6 | 300 | 0 | 4800 | 0 | 837.02 |  | 0 |  | 0 | 0 |  | 0 | 0
MISO_IN_2_NonRTO_Midwest | MISO_IN | NonRTO_Midwest | 2040 | B7 | 400 | 0 | 4800 | 0 | 305.79 |  | 0 |  | 0 | 0 |  | 0 | 0
MISO_IN_2_NonRTO_Midwest | MISO_IN | NonRTO_Midwest | 2040 | B8 | 500 | 0 | 4800 | 0 | 0 |  | 0 |  | 0 | 0 |  | 0 | 0
MISO_IN_2_NonRTO_Midwest | MISO_IN | NonRTO_Midwest | 2040 | B9 | 800 | 0 | 4800 | 0 | 0 |  | 0 |  | 0 | 0 |  | 0 | 0
MISO_IN_2_NonRTO_Midwest | MISO_IN | NonRTO_Midwest | 2040 | B10 | 1262 | 0 | 4800 | 0 | 0 |  | 0 |  | 0 | 0 |  | 0 | 0
MISO_IN_2_NonRTO_Midwest | MISO_IN | NonRTO_Midwest | 2040 | B11 | 25 | 0 | 4800 | 3276.01 | 1418.15 |  | 0 |  | 0 | 0 |  | 0 | 0
MISO_IN_2_NonRTO_Midwest | MISO_IN | NonRTO_Midwest | 2040 | B12 | 200 | 0 | 4800 | 0 | 871.97 |  | 0 |  | 0 | 0 |  | 0 | 0
MISO_IN_2_NonRTO_Midwest | MISO_IN | NonRTO_Midwest | 2040 | B13 | 600 | 0 | 4800 | 0 | 378.27 |  | 0 |  | 0 | 0 |  | 0 | 0
MISO_IN_2_NonRTO_Midwest | MISO_IN | NonRTO_Midwest | 2040 | B14 | 900 | 0 | 4800 | 0 | 0 |  | 0 |  | 0 | 0 |  | 0 | 0
MISO_IN_2_NonRTO_Midwest | MISO_IN | NonRTO_Midwest | 2040 | B15 | 1203 | 0 | 4800 | 1178.49 | 409.65 |  | 0 |  | 0 | 0 |  | 0 | 0
MISO_IN_2_NonRTO_Midwest | MISO_IN | NonRTO_Midwest | 2040 | B16 | 25 | 0 | 4800 | 3796.58 | 2285.27 |  | 0 |  | 0 | 0 |  | 0 | 0
MISO_IN_2_NonRTO_Midwest | MISO_IN | NonRTO_Midwest | 2040 | B17 | 100 | 0 | 4800 | 143.6 | 1336.98 |  | 0 |  | 0 | 0 |  | 0 | 0
MISO_IN_2_NonRTO_Midwest | MISO_IN | NonRTO_Midwest | 2040 | B18 | 400 | 0 | 4800 | 68.16 | 575.76 |  | 0 |  | 0 | 0 |  | 0 | 0
MISO_IN_2_NonRTO_Midwest | MISO_IN | NonRTO_Midwest | 2040 | B19 | 700 | 0 | 4800 | 411.89 | 0 |  | 0 |  | 0 | 0 |  | 0 | 0
MISO_IN_2_NonRTO_Midwest | MISO_IN | NonRTO_Midwest | 2040 | B20 | 935 | 0 | 4800 | 3165.35 | 1851.49 |  | 0 |  | 0 | 0 |  | 0 | 0
MISO_IN_2_NonRTO_Midwest | MISO_IN | NonRTO_Midwest | 2045 | B1 | 10 | 0 | 4800 | 3964.91 | 1504.26 |  | 0 |  | 0 | 0 |  | 0 | 0
MISO_IN_2_NonRTO_Midwest | MISO_IN | NonRTO_Midwest | 2045 | B2 | 25 | 0 | 4800 | 3790.35 | 1329.7 |  | 0 |  | 0 | 0 |  | 0 | 0
MISO_IN_2_NonRTO_Midwest | MISO_IN | NonRTO_Midwest | 2045 | B3 | 75 | 0 | 4800 | 2566.16 | 891.2 |  | 0 |  | 0 | 0 |  | 0 | 0
MISO_IN_2_NonRTO_Midwest | MISO_IN | NonRTO_Midwest | 2045 | B4 | 100 | 0 | 4800 | 1938.44 | 525.73 |  | 0 |  | 0 | 0 |  | 0 | 0
MISO_IN_2_NonRTO_Midwest | MISO_IN | NonRTO_Midwest | 2045 | B5 | 200 | 0 | 4800 | 308.74 | 575.49 |  | 0 |  | 0 | 0 |  | 0 | 0
MISO_IN_2_NonRTO_Midwest | MISO_IN | NonRTO_Midwest | 2045 | B6 | 300 | 0 | 4800 | 1326.26 | 154.57 |  | 0 |  | 0 | 0 |  | 0 | 0
MISO_IN_2_NonRTO_Midwest | MISO_IN | NonRTO_Midwest | 2045 | B7 | 400 | 0 | 4800 | 0 | 0 |  | 0 |  | 0 | 0 |  | 0 | 0
MISO_IN_2_NonRTO_Midwest | MISO_IN | NonRTO_Midwest | 2045 | B8 | 500 | 0 | 4800 | 0 | 0 |  | 0 |  | 0 | 0 |  | 0 | 0
MISO_IN_2_NonRTO_Midwest | MISO_IN | NonRTO_Midwest | 2045 | B9 | 800 | 0 | 4800 | 0 | 0 |  | 0 |  | 0 | 0 |  | 0 | 0
MISO_IN_2_NonRTO_Midwest | MISO_IN | NonRTO_Midwest | 2045 | B10 | 1262 | 0 | 4800 | 0 | 0 |  | 0 |  | 0 | 0 |  | 0 | 0
MISO_IN_2_NonRTO_Midwest | MISO_IN | NonRTO_Midwest | 2045 | B11 | 25 | 0 | 4800 | 638.37 | 863.87 |  | 0 |  | 0 | 0 |  | 0 | 0
MISO_IN_2_NonRTO_Midwest | MISO_IN | NonRTO_Midwest | 2045 | B12 | 200 | 0 | 4800 | 101.7 | 327.2 |  | 0 |  | 0 | 0 |  | 0 | 0
MISO_IN_2_NonRTO_Midwest | MISO_IN | NonRTO_Midwest | 2045 | B13 | 600 | 0 | 4800 | 0 | 0 |  | 0 |  | 0 | 0 |  | 0 | 0
MISO_IN_2_NonRTO_Midwest | MISO_IN | NonRTO_Midwest | 2045 | B14 | 900 | 0 | 4800 | 0 | 0 |  | 0 |  | 0 | 0 |  | 0 | 0
MISO_IN_2_NonRTO_Midwest | MISO_IN | NonRTO_Midwest | 2045 | B15 | 1203 | 0 | 4800 | 815.75 | 1071.2 |  | 0 |  | 0 | 0 |  | 0 | 0
MISO_IN_2_NonRTO_Midwest | MISO_IN | NonRTO_Midwest | 2045 | B16 | 25 | 0 | 4800 | 3991.48 | 1667.13 |  | 0 |  | 0 | 0 |  | 0 | 0
MISO_IN_2_NonRTO_Midwest | MISO_IN | NonRTO_Midwest | 2045 | B17 | 100 | 0 | 4800 | 0 | 741.79 |  | 0 |  | 0 | 0 |  | 0 | 0
MISO_IN_2_NonRTO_Midwest | MISO_IN | NonRTO_Midwest | 2045 | B18 | 400 | 0 | 4800 | 296.03 | 0 |  | 0 |  | 0 | 0 |  | 0 | 0
MISO_IN_2_NonRTO_Midwest | MISO_IN | NonRTO_Midwest | 2045 | B19 | 700 | 0 | 4800 | 398.68 | 0 |  | 0 |  | 0 | 0 |  | 0 | 0
MISO_IN_2_NonRTO_Midwest | MISO_IN | NonRTO_Midwest | 2045 | B20 | 935 | 0 | 4800 | 1985.37 | 570.31 |  | 0 |  | 0 | 0 |  | 0 | 0
MISO_IN_2_NonRTO_Midwest | MISO_IN | NonRTO_Midwest | 2050 | B1 | 10 | 0 | 4800 | 3057.86 | 1594.07 |  | 0 |  | 0 | 0 |  | 0 | 0
MISO_IN_2_NonRTO_Midwest | MISO_IN | NonRTO_Midwest | 2050 | B2 | 25 | 0 | 4800 | 2887.29 | 1423.5 |  | 0 |  | 0 | 0 |  | 0 | 0
MISO_IN_2_NonRTO_Midwest | MISO_IN | NonRTO_Midwest | 2050 | B3 | 75 | 0 | 4800 | 2158.45 | 995.93 |  | 0 |  | 0 | 0 |  | 0 | 0
MISO_IN_2_NonRTO_Midwest | MISO_IN | NonRTO_Midwest | 2050 | B4 | 100 | 0 | 4800 | 617.23 | 639.51 |  | 0 |  | 0 | 0 |  | 0 | 0
MISO_IN_2_NonRTO_Midwest | MISO_IN | NonRTO_Midwest | 2050 | B5 | 200 | 0 | 4800 | 189.56 | 368.66 |  | 0 |  | 0 | 0 |  | 0 | 0
MISO_IN_2_NonRTO_Midwest | MISO_IN | NonRTO_Midwest | 2050 | B6 | 300 | 0 | 4800 | 0 | 0 |  | 0 |  | 0 | 0 |  | 0 | 0
MISO_IN_2_NonRTO_Midwest | MISO_IN | NonRTO_Midwest | 2050 | B7 | 400 | 0 | 4800 | 0 | 0 |  | 0 |  | 0 | 0 |  | 0 | 0
MISO_IN_2_NonRTO_Midwest | MISO_IN | NonRTO_Midwest | 2050 | B8 | 500 | 0 | 4800 | 0 | 0 |  | 0 |  | 0 | 0 |  | 0 | 0
MISO_IN_2_NonRTO_Midwest | MISO_IN | NonRTO_Midwest | 2050 | B9 | 800 | 0 | 4800 | 0 | 0 |  | 0 |  | 0 | 0 |  | 0 | 0
MISO_IN_2_NonRTO_Midwest | MISO_IN | NonRTO_Midwest | 2050 | B10 | 1262 | 0 | 4800 | 0 | 0 |  | 0 |  | 0 | 0 |  | 0 | 0
MISO_IN_2_NonRTO_Midwest | MISO_IN | NonRTO_Midwest | 2050 | B11 | 25 | 0 | 4800 | 0 | 568.73 |  | 0 |  | 0 | 0 |  | 0 | 0
MISO_IN_2_NonRTO_Midwest | MISO_IN | NonRTO_Midwest | 2050 | B12 | 200 | 0 | 4800 | 0 | 41.33 |  | 0 |  | 0 | 0 |  | 0 | 0
MISO_IN_2_NonRTO_Midwest | MISO_IN | NonRTO_Midwest | 2050 | B13 | 600 | 0 | 4800 | 60.12 | 0 |  | 0 |  | 0 | 0 |  | 0 | 0
MISO_IN_2_NonRTO_Midwest | MISO_IN | NonRTO_Midwest | 2050 | B14 | 900 | 0 | 4800 | 85.8 | 0 |  | 0 |  | 0 | 0 |  | 0 | 0
MISO_IN_2_NonRTO_Midwest | MISO_IN | NonRTO_Midwest | 2050 | B15 | 1203 | 0 | 4800 | 0 | 940.92 |  | 0 |  | 0 | 0 |  | 0 | 0
MISO_IN_2_NonRTO_Midwest | MISO_IN | NonRTO_Midwest | 2050 | B16 | 25 | 0 | 4800 | 4640.78 | 1591.7 |  | 0 |  | 0 | 0 |  | 0 | 0
MISO_IN_2_NonRTO_Midwest | MISO_IN | NonRTO_Midwest | 2050 | B17 | 100 | 0 | 4800 | 537.86 | 688.71 |  | 0 |  | 0 | 0 |  | 0 | 0
MISO_IN_2_NonRTO_Midwest | MISO_IN | NonRTO_Midwest | 2050 | B18 | 400 | 0 | 4800 | 1144.44 | 0 |  | 0 |  | 0 | 0 |  | 0 | 0
MISO_IN_2_NonRTO_Midwest | MISO_IN | NonRTO_Midwest | 2050 | B19 | 700 | 0 | 4800 | 1659.25 | 0 |  | 0 |  | 0 | 0 |  | 0 | 0
MISO_IN_2_NonRTO_Midwest | MISO_IN | NonRTO_Midwest | 2050 | B20 | 935 | 0 | 4800 | 1680.06 | 421.46 |  | 0 |  | 0 | 0 |  | 0 | 0
MISO_IN_2_PJM_ROR | MISO_IN | PJM_ROR | 2015 | B1 | 10 | 0 | 992 | 0 | 0 |  | 0 |  | 0 | 0 |  | 0 | 0
MISO_IN_2_PJM_ROR | MISO_IN | PJM_ROR | 2015 | B2 | 25 | 0 | 992 | 0 | 0 |  | 0 |  | 0 | 0 |  | 0 | 0
MISO_IN_2_PJM_ROR | MISO_IN | PJM_ROR | 2015 | B3 | 75 | 0 | 992 | 0 | 0 |  | 0 |  | 0 | 0 |  | 0 | 0
MISO_IN_2_PJM_ROR | MISO_IN | PJM_ROR | 2015 | B4 | 100 | 0 | 992 | 0 | 0 |  | 0 |  | 0 | 0 |  | 0 | 0
MISO_IN_2_PJM_ROR | MISO_IN | PJM_ROR | 2015 | B5 | 200 | 0 | 992 | 0 | 0 |  | 0 |  | 0 | 0 |  | 0 | 0
MISO_IN_2_PJM_ROR | MISO_IN | PJM_ROR | 2015 | B6 | 300 | 0 | 992 | 0 | 0 |  | 0 |  | 0 | 0 |  | 0 | 0
MISO_IN_2_PJM_ROR | MISO_IN | PJM_ROR | 2015 | B7 | 400 | 0 | 992 | 0 | 0 |  | 0 |  | 0 | 0 |  | 0 | 0
MISO_IN_2_PJM_ROR | MISO_IN | PJM_ROR | 2015 | B8 | 500 | 0 | 992 | 0 | 0 |  | 0 |  | 0 | 0 |  | 0 | 0
MISO_IN_2_PJM_ROR | MISO_IN | PJM_ROR | 2015 | B9 | 800 | 0 | 992 | 0 | 0 |  | 0 |  | 0 | 0 |  | 0 | 0
MISO_IN_2_PJM_ROR | MISO_IN | PJM_ROR | 2015 | B10 | 1262 | 0 | 992 | 0 | 0 |  | 0 |  | 0 | 0 |  | 0 | 0
MISO_IN_2_PJM_ROR | MISO_IN | PJM_ROR | 2015 | B11 | 25 | 0 | 992 | 0 | 0 |  | 0 |  | 0 | 0 |  | 0 | 0
MISO_IN_2_PJM_ROR | MISO_IN | PJM_ROR | 2015 | B12 | 200 | 0 | 992 | 0 | 0 |  | 0 |  | 0 | 0 |  | 0 | 0
MISO_IN_2_PJM_ROR | MISO_IN | PJM_ROR | 2015 | B13 | 600 | 0 | 992 | 0 | 0 |  | 0 |  | 0 | 0 |  | 0 | 0
MISO_IN_2_PJM_ROR | MISO_IN | PJM_ROR | 2015 | B14 | 900 | 0 | 992 | 0 | 0 |  | 0 |  | 0 | 0 |  | 0 | 0
MISO_IN_2_PJM_ROR | MISO_IN | PJM_ROR | 2015 | B15 | 1203 | 0 | 992 | 0 | 0 |  | 0 |  | 0 | 0 |  | 0 | 0
MISO_IN_2_PJM_ROR | MISO_IN | PJM_ROR | 2015 | B16 | 25 | 25 | 992 | 0 | 992 |  | 1955.07 |  | 0 | 0.01187 |  | 0 | 0
MISO_IN_2_PJM_ROR | MISO_IN | PJM_ROR | 2015 | B17 | 100 | 100 | 992 | 120.54 | 992 |  | 1735.92 |  | 0 | 0.01187 |  | 0 | 0
MISO_IN_2_PJM_ROR | MISO_IN | PJM_ROR | 2015 | B18 | 400 | 0 | 992 | 0 | 820.81 |  | 0 |  | 0 | 0 |  | 0 | 0
MISO_IN_2_PJM_ROR | MISO_IN | PJM_ROR | 2015 | B19 | 700 | 0 | 992 | 85.95 | 933.51 |  | 0 |  | 0 | 0 |  | 0 | 0
MISO_IN_2_PJM_ROR | MISO_IN | PJM_ROR | 2015 | B20 | 935 | 0 | 992 | 0 | 0 |  | 0 |  | 0 | 0 |  | 0 | 0
MISO_IN_2_PJM_ROR | MISO_IN | PJM_ROR | 2020 | B1 | 10 | 10 | 992 | 992 | 992 |  | 4226.12 |  | 23.0041 | 0.4748 |  | 0.044495 | 0.47249
MISO_IN_2_PJM_ROR | MISO_IN | PJM_ROR | 2020 | B2 | 25 | 25 | 992 | 992 | 992 |  | 591.34 |  | 12.7128 | 0.4748 |  | 0.061474 | 0.47249
MISO_IN_2_PJM_ROR | MISO_IN | PJM_ROR | 2020 | B3 | 75 | 0 | 992 | 992 | 0 |  | 0 |  | 0.01187 | 0 |  | 0.0001722 | 0.47249
MISO_IN_2_PJM_ROR | MISO_IN | PJM_ROR | 2020 | B4 | 100 | 0 | 992 | 0 | 0 |  | 0 |  | 0 | 0 |  | 0 | 0.47249
MISO_IN_2_PJM_ROR | MISO_IN | PJM_ROR | 2020 | B5 | 200 | 0 | 992 | 882.05 | 11.9 |  | 0 |  | 0 | 0 |  | 0 | 0.47249
MISO_IN_2_PJM_ROR | MISO_IN | PJM_ROR | 2020 | B6 | 300 | 0 | 992 | 992 | 593.36 |  | 0 |  | 6.1012 | 0 |  | 0.35403 | 0.47249
MISO_IN_2_PJM_ROR | MISO_IN | PJM_ROR | 2020 | B7 | 400 | 0 | 992 | 992 | 948.83 |  | 0 |  | 0.01187 | 0 |  | 0.00091838 | 0.47249
MISO_IN_2_PJM_ROR | MISO_IN | PJM_ROR | 2020 | B8 | 500 | 0 | 992 | 992 | 860.82 |  | 0 |  | 0.01187 | 0 |  | 0.001148 | 0.47249
MISO_IN_2_PJM_ROR | MISO_IN | PJM_ROR | 2020 | B9 | 800 | 0 | 992 | 0 | 0 |  | 0 |  | 0 | 0 |  | 0 | 0.47249
MISO_IN_2_PJM_ROR | MISO_IN | PJM_ROR | 2020 | B10 | 1262 | 0 | 992 | 0 | 0 |  | 0 |  | 0 | 0 |  | 0 | 0.47249
MISO_IN_2_PJM_ROR | MISO_IN | PJM_ROR | 2020 | B11 | 25 | 0 | 992 | 904.87 | 0 |  | 0 |  | 0 | 0 |  | 0 | 0.47249
MISO_IN_2_PJM_ROR | MISO_IN | PJM_ROR | 2020 | B12 | 200 | 0 | 992 | 992 | 0 |  | 0 |  | 0.01187 | 0 |  | 0.00045919 | 0.47249
MISO_IN_2_PJM_ROR | MISO_IN | PJM_ROR | 2020 | B13 | 600 | 0 | 992 | 992 | 0 |  | 0 |  | 0.01187 | 0 |  | 0.0013776 | 0.47249
MISO_IN_2_PJM_ROR | MISO_IN | PJM_ROR | 2020 | B14 | 900 | 0 | 992 | 992 | 0 |  | 0 |  | 0.01187 | 0 |  | 0.0020663 | 0.47249
MISO_IN_2_PJM_ROR | MISO_IN | PJM_ROR | 2020 | B15 | 1203 | 0 | 992 | 866.16 | 0 |  | 0 |  | 0 | 0 |  | 0 | 0.47249
MISO_IN_2_PJM_ROR | MISO_IN | PJM_ROR | 2020 | B16 | 25 | 25 | 992 | 992 | 992 |  | 4439.69 |  | 0.01187 | 0.4748 |  | 5.7398e-05 | 0.47249
MISO_IN_2_PJM_ROR | MISO_IN | PJM_ROR | 2020 | B17 | 100 | 100 | 992 | 992 | 992 |  | 559.96 |  | 4.9973 | 0.4748 |  | 0.096659 | 0.47249
MISO_IN_2_PJM_ROR | MISO_IN | PJM_ROR | 2020 | B18 | 400 | 400 | 992 | 992 | 992 |  | 2089.35 |  | 0.81903 | 0.4748 |  | 0.063368 | 0.47249
MISO_IN_2_PJM_ROR | MISO_IN | PJM_ROR | 2020 | B19 | 700 | 0 | 992 | 992 | 992 |  | 0 |  | 0.01187 | 0.01187 |  | 0.0016072 | 0.47249
MISO_IN_2_PJM_ROR | MISO_IN | PJM_ROR | 2020 | B20 | 935 | 0 | 992 | 992 | 992 |  | 0 |  | 0.01187 | 0.01187 |  | 0.0021467 | 0.47249
MISO_IN_2_PJM_ROR | MISO_IN | PJM_ROR | 2025 | B1 | 10 | 10 | 992 | 992 | 992 |  | 168.7 |  | 23.0041 | 0.16618 |  | 0.057539 | 0.16487
MISO_IN_2_PJM_ROR | MISO_IN | PJM_ROR | 2025 | B2 | 25 | 0 | 992 | 992 | 462.18 |  | 0 |  | 23.0159 | 0 |  | 0.14392 | 0.16487
MISO_IN_2_PJM_ROR | MISO_IN | PJM_ROR | 2025 | B3 | 75 | 0 | 992 | 0 | 992 |  | 0 |  | 0 | 0.01187 |  | 0 | 0.16487
MISO_IN_2_PJM_ROR | MISO_IN | PJM_ROR | 2025 | B4 | 100 | 0 | 992 | 0 | 0 |  | 0 |  | 0 | 0 |  | 0 | 0.16487
MISO_IN_2_PJM_ROR | MISO_IN | PJM_ROR | 2025 | B5 | 200 | 0 | 992 | 0 | 0 |  | 0 |  | 0 | 0 |  | 0 | 0.16487
MISO_IN_2_PJM_ROR | MISO_IN | PJM_ROR | 2025 | B6 | 300 | 0 | 992 | 0 | 0 |  | 0 |  | 0 | 0 |  | 0 | 0.16487
MISO_IN_2_PJM_ROR | MISO_IN | PJM_ROR | 2025 | B7 | 400 | 0 | 992 | 992 | 0 |  | 0 |  | 0.01187 | 0 |  | 0.0011876 | 0.16487
MISO_IN_2_PJM_ROR | MISO_IN | PJM_ROR | 2025 | B8 | 500 | 0 | 992 | 0 | 0 |  | 0 |  | 0 | 0 |  | 0 | 0.16487
MISO_IN_2_PJM_ROR | MISO_IN | PJM_ROR | 2025 | B9 | 800 | 0 | 992 | 0 | 0 |  | 0 |  | 0 | 0 |  | 0 | 0.16487
MISO_IN_2_PJM_ROR | MISO_IN | PJM_ROR | 2025 | B10 | 1262 | 0 | 992 | 308.98 | 0 |  | 0 |  | 0 | 0 |  | 0 | 0.16487
MISO_IN_2_PJM_ROR | MISO_IN | PJM_ROR | 2025 | B11 | 25 | 0 | 992 | 0 | 0 |  | 0 |  | 0 | 0 |  | 0 | 0.16487
MISO_IN_2_PJM_ROR | MISO_IN | PJM_ROR | 2025 | B12 | 200 | 0 | 992 | 992 | 0 |  | 0 |  | 0.01187 | 0 |  | 0.0005938 | 0.16487
MISO_IN_2_PJM_ROR | MISO_IN | PJM_ROR | 2025 | B13 | 600 | 0 | 992 | 0 | 0 |  | 0 |  | 0 | 0 |  | 0 | 0.16487
MISO_IN_2_PJM_ROR | MISO_IN | PJM_ROR | 2025 | B14 | 900 | 0 | 992 | 302.56 | 0 |  | 0 |  | 0 | 0 |  | 0 | 0.16487
MISO_IN_2_PJM_ROR | MISO_IN | PJM_ROR | 2025 | B15 | 1203 | 0 | 992 | 992 | 0 |  | 0 |  | 0.01187 | 0 |  | 0.0035717 | 0.16487
MISO_IN_2_PJM_ROR | MISO_IN | PJM_ROR | 2025 | B16 | 25 | 0 | 992 | 992 | 0 |  | 0 |  | 1.0683 | 0 |  | 0.0066802 | 0.16487
MISO_IN_2_PJM_ROR | MISO_IN | PJM_ROR | 2025 | B17 | 100 | 0 | 992 | 992 | 0 |  | 0 |  | 0.01187 | 0 |  | 0.0002969 | 0.16487
MISO_IN_2_PJM_ROR | MISO_IN | PJM_ROR | 2025 | B18 | 400 | 0 | 992 | 992 | 0 |  | 0 |  | 0.01187 | 0 |  | 0.0011876 | 0.16487
MISO_IN_2_PJM_ROR | MISO_IN | PJM_ROR | 2025 | B19 | 700 | 0 | 992 | 992 | 0 |  | 0 |  | 0.01187 | 0 |  | 0.0020783 | 0.16487
MISO_IN_2_PJM_ROR | MISO_IN | PJM_ROR | 2025 | B20 | 935 | 0 | 992 | 992 | 0 |  | 0 |  | 0.01187 | 0 |  | 0.002776 | 0.16487
MISO_IN_2_PJM_ROR | MISO_IN | PJM_ROR | 2030 | B1 | 10 | 10 | 992 | 992 | 992 |  | 6753.42 |  | 605.5599 | 6.4454 |  | 0.84129 | 6.4473
MISO_IN_2_PJM_ROR | MISO_IN | PJM_ROR | 2030 | B2 | 25 | 25 | 992 | 992 | 992 |  | 4545.6 |  | 596.7049 | 6.4454 |  | 2.0725 | 6.4473
MISO_IN_2_PJM_ROR | MISO_IN | PJM_ROR | 2030 | B3 | 75 | 75 | 992 | 992 | 992 |  | 1831.47 |  | 0.01187 | 6.4454 |  | 0.00012368 | 6.4473
MISO_IN_2_PJM_ROR | MISO_IN | PJM_ROR | 2030 | B4 | 100 | 0 | 992 | 0 | 0 |  | 0 |  | 0 | 0 |  | 0 | 6.4473
MISO_IN_2_PJM_ROR | MISO_IN | PJM_ROR | 2030 | B5 | 200 | 0 | 992 | 0 | 0 |  | 0 |  | 0 | 0 |  | 0 | 6.4473
MISO_IN_2_PJM_ROR | MISO_IN | PJM_ROR | 2030 | B6 | 300 | 0 | 992 | 992 | 0 |  | 0 |  | 0.01187 | 0 |  | 0.00049472 | 6.4473
MISO_IN_2_PJM_ROR | MISO_IN | PJM_ROR | 2030 | B7 | 400 | 0 | 992 | 992 | 153.42 |  | 0 |  | 0.01187 | 0 |  | 0.00065963 | 6.4473
MISO_IN_2_PJM_ROR | MISO_IN | PJM_ROR | 2030 | B8 | 500 | 0 | 992 | 992 | 992 |  | 0 |  | 0.62911 | 0.02374 |  | 0.0437 | 6.4473
MISO_IN_2_PJM_ROR | MISO_IN | PJM_ROR | 2030 | B9 | 800 | 0 | 992 | 992 | 992 |  | 0 |  | 0.48667 | 2.8725 |  | 0.054089 | 6.4473
MISO_IN_2_PJM_ROR | MISO_IN | PJM_ROR | 2030 | B10 | 1262 | 0 | 992 | 0 | 0 |  | 0 |  | 0 | 0 |  | 0 | 6.4473
MISO_IN_2_PJM_ROR | MISO_IN | PJM_ROR | 2030 | B11 | 25 | 0 | 992 | 992 | 992 |  | 0 |  | 16.9978 | 6.0418 |  | 0.059037 | 6.4473
MISO_IN_2_PJM_ROR | MISO_IN | PJM_ROR | 2030 | B12 | 200 | 0 | 992 | 992 | 992 |  | 0 |  | 15.799 | 4.6056 |  | 0.43898 | 6.4473
MISO_IN_2_PJM_ROR | MISO_IN | PJM_ROR | 2030 | B13 | 600 | 600 | 992 | 992 | 992 |  | 376.2 |  | 13.971 | 6.4454 |  | 1.1646 | 6.4473
MISO_IN_2_PJM_ROR | MISO_IN | PJM_ROR | 2030 | B14 | 900 | 0 | 992 | 992 | 992 |  | 0 |  | 9.8758 | 1.4244 |  | 1.2348 | 6.4473
MISO_IN_2_PJM_ROR | MISO_IN | PJM_ROR | 2030 | B15 | 1203 | 0 | 992 | 992 | 992 |  | 0 |  | 0.01187 | 0.01187 |  | 0.0019838 | 6.4473
MISO_IN_2_PJM_ROR | MISO_IN | PJM_ROR | 2030 | B16 | 25 | 25 | 992 | 992 | 992 |  | 36.37 |  | 26.8499 | 6.4454 |  | 0.093255 | 6.4473
MISO_IN_2_PJM_ROR | MISO_IN | PJM_ROR | 2030 | B17 | 100 | 0 | 992 | 992 | 992 |  | 0 |  | 19.7279 | 1.282 |  | 0.27408 | 6.4473
MISO_IN_2_PJM_ROR | MISO_IN | PJM_ROR | 2030 | B18 | 400 | 0 | 992 | 992 | 992 |  | 0 |  | 13.3656 | 6.0893 |  | 0.74274 | 6.4473
MISO_IN_2_PJM_ROR | MISO_IN | PJM_ROR | 2030 | B19 | 700 | 0 | 992 | 992 | 992 |  | 0 |  | 11.6207 | 3.5847 |  | 1.1301 | 6.4473
MISO_IN_2_PJM_ROR | MISO_IN | PJM_ROR | 2030 | B20 | 935 | 0 | 992 | 992 | 992 |  | 0 |  | 3.4186 | 0.03561 |  | 0.44406 | 6.4473
MISO_IN_2_PJM_ROR | MISO_IN | PJM_ROR | 2035 | B1 | 10 | 10 | 992 | 992 | 992 |  | 7872.06 |  | 528.1557 | 6.5285 |  | 0.75472 | 6.5335
MISO_IN_2_PJM_ROR | MISO_IN | PJM_ROR | 2035 | B2 | 25 | 25 | 992 | 992 | 992 |  | 5342.79 |  | 517.259 | 6.5285 |  | 1.8479 | 6.5335
MISO_IN_2_PJM_ROR | MISO_IN | PJM_ROR | 2035 | B3 | 75 | 75 | 992 | 992 | 992 |  | 6374.1 |  | 0.01187 | 6.5285 |  | 0.00012721 | 6.5335
MISO_IN_2_PJM_ROR | MISO_IN | PJM_ROR | 2035 | B4 | 100 | 0 | 992 | 0 | 580.12 |  | 0 |  | 0 | 0 |  | 0 | 6.5335
MISO_IN_2_PJM_ROR | MISO_IN | PJM_ROR | 2035 | B5 | 200 | 0 | 992 | 992 | 0 |  | 0 |  | 0.01187 | 0 |  | 0.00033924 | 6.5335
MISO_IN_2_PJM_ROR | MISO_IN | PJM_ROR | 2035 | B6 | 300 | 0 | 992 | 992 | 0 |  | 0 |  | 0.01187 | 0 |  | 0.00050886 | 6.5335
MISO_IN_2_PJM_ROR | MISO_IN | PJM_ROR | 2035 | B7 | 400 | 0 | 992 | 396.12 | 255.1 |  | 0 |  | 0 | 0 |  | 0 | 6.5335
MISO_IN_2_PJM_ROR | MISO_IN | PJM_ROR | 2035 | B8 | 500 | 0 | 992 | 992 | 337.95 |  | 0 |  | 6.0418 | 0 |  | 0.43168 | 6.5335
MISO_IN_2_PJM_ROR | MISO_IN | PJM_ROR | 2035 | B9 | 800 | 0 | 992 | 992 | 992 |  | 0 |  | 0.01187 | 0.01187 |  | 0.001357 | 6.5335
MISO_IN_2_PJM_ROR | MISO_IN | PJM_ROR | 2035 | B10 | 1262 | 0 | 992 | 0 | 0 |  | 0 |  | 0 | 0 |  | 0 | 6.5335
MISO_IN_2_PJM_ROR | MISO_IN | PJM_ROR | 2035 | B11 | 25 | 25 | 992 | 992 | 992 |  | 896.43 |  | 17.437 | 6.5285 |  | 0.062293 | 6.5335
MISO_IN_2_PJM_ROR | MISO_IN | PJM_ROR | 2035 | B12 | 200 | 0 | 992 | 992 | 992 |  | 0 |  | 14.0303 | 2.92 |  | 0.40098 | 6.5335
MISO_IN_2_PJM_ROR | MISO_IN | PJM_ROR | 2035 | B13 | 600 | 0 | 992 | 992 | 992 |  | 0 |  | 10.7424 | 3.7628 |  | 0.92104 | 6.5335
MISO_IN_2_PJM_ROR | MISO_IN | PJM_ROR | 2035 | B14 | 900 | 900 | 992 | 992 | 992 |  | 369.88 |  | 4.5818 | 6.5285 |  | 0.58926 | 6.5335
MISO_IN_2_PJM_ROR | MISO_IN | PJM_ROR | 2035 | B15 | 1203 | 0 | 992 | 992 | 992 |  | 0 |  | 2.2553 | 2.5283 |  | 0.3877 | 6.5335
MISO_IN_2_PJM_ROR | MISO_IN | PJM_ROR | 2035 | B16 | 25 | 25 | 992 | 992 | 992 |  | 329.76 |  | 23.0041 | 6.5285 |  | 0.082181 | 6.5335
MISO_IN_2_PJM_ROR | MISO_IN | PJM_ROR | 2035 | B17 | 100 | 0 | 992 | 992 | 992 |  | 0 |  | 17.5557 | 5.1516 |  | 0.25087 | 6.5335
MISO_IN_2_PJM_ROR | MISO_IN | PJM_ROR | 2035 | B18 | 400 | 400 | 992 | 992 | 992 |  | 90.06 |  | 12.2024 | 6.5285 |  | 0.69748 | 6.5335
MISO_IN_2_PJM_ROR | MISO_IN | PJM_ROR | 2035 | B19 | 700 | 700 | 992 | 992 | 992 |  | 2001.65 |  | 9.3298 | 6.5285 |  | 0.93325 | 6.5335
MISO_IN_2_PJM_ROR | MISO_IN | PJM_ROR | 2035 | B20 | 935 | 0 | 992 | 992 | 992 |  | 0 |  | 10.1014 | 2.4333 |  | 1.3496 | 6.5335
MISO_IN_2_PJM_ROR | MISO_IN | PJM_ROR | 2040 | B1 | 10 | 10 | 992 | 992 | 992 |  | 6955.31 |  | 452.8049 | 7.122 |  | 0.8882 | 8.5066
MISO_IN_2_PJM_ROR | MISO_IN | PJM_ROR | 2040 | B2 | 25 | 25 | 992 | 992 | 992 |  | 5618.94 |  | 445.7185 | 7.122 |  | 2.1858 | 8.5066
MISO_IN_2_PJM_ROR | MISO_IN | PJM_ROR | 2040 | B3 | 75 | 75 | 992 | 992 | 992 |  | 4138.57 |  | 8.0004 | 7.122 |  | 0.1177 | 8.5066
MISO_IN_2_PJM_ROR | MISO_IN | PJM_ROR | 2040 | B4 | 100 | 0 | 992 | 992 | 0 |  | 0 |  | 0.01187 | 0 |  | 0.00023284 | 8.5066
MISO_IN_2_PJM_ROR | MISO_IN | PJM_ROR | 2040 | B5 | 200 | 0 | 992 | 992 | 0 |  | 0 |  | 0.01187 | 0 |  | 0.00046567 | 8.5066
MISO_IN_2_PJM_ROR | MISO_IN | PJM_ROR | 2040 | B6 | 300 | 0 | 992 | 992 | 0 |  | 0 |  | 0.01187 | 0 |  | 0.00069851 | 8.5066
MISO_IN_2_PJM_ROR | MISO_IN | PJM_ROR | 2040 | B7 | 400 | 0 | 992 | 992 | 531.65 |  | 0 |  | 0.01187 | 0 |  | 0.00093135 | 8.5066
MISO_IN_2_PJM_ROR | MISO_IN | PJM_ROR | 2040 | B8 | 500 | 0 | 992 | 992 | 983.85 |  | 0 |  | 0.4748 | 0 |  | 0.046567 | 8.5066
MISO_IN_2_PJM_ROR | MISO_IN | PJM_ROR | 2040 | B9 | 800 | 0 | 992 | 0 | 992 |  | 0 |  | 0 | 1.8517 |  | 0 | 8.5066
MISO_IN_2_PJM_ROR | MISO_IN | PJM_ROR | 2040 | B10 | 1262 | 0 | 992 | 0 | 0 |  | 0 |  | 0 | 0 |  | 0 | 8.5066
MISO_IN_2_PJM_ROR | MISO_IN | PJM_ROR | 2040 | B11 | 25 | 0 | 992 | 992 | 992 |  | 0 |  | 10.9204 | 4.4275 |  | 0.053552 | 8.5066
MISO_IN_2_PJM_ROR | MISO_IN | PJM_ROR | 2040 | B12 | 200 | 0 | 992 | 992 | 992 |  | 0 |  | 0.01187 | 3.9646 |  | 0.00046567 | 8.5066
MISO_IN_2_PJM_ROR | MISO_IN | PJM_ROR | 2040 | B13 | 600 | 600 | 992 | 261.55 | 992 |  | 333.16 |  | 0 | 7.122 |  | 0 | 8.5066
MISO_IN_2_PJM_ROR | MISO_IN | PJM_ROR | 2040 | B14 | 900 | 0 | 992 | 805.79 | 992 |  | 0 |  | 0 | 4.7124 |  | 0 | 8.5066
MISO_IN_2_PJM_ROR | MISO_IN | PJM_ROR | 2040 | B15 | 1203 | 0 | 992 | 992 | 992 |  | 0 |  | 18.1967 | 2.1603 |  | 4.294 | 8.5066
MISO_IN_2_PJM_ROR | MISO_IN | PJM_ROR | 2040 | B16 | 25 | 25 | 992 | 992 | 992 |  | 1108.26 |  | 23.835 | 7.122 |  | 0.11688 | 8.5066
MISO_IN_2_PJM_ROR | MISO_IN | PJM_ROR | 2040 | B17 | 100 | 0 | 992 | 920.04 | 992 |  | 0 |  | 0 | 3.2049 |  | 0 | 8.5066
MISO_IN_2_PJM_ROR | MISO_IN | PJM_ROR | 2040 | B18 | 400 | 400 | 992 | 992 | 992 |  | 761.86 |  | 2.2553 | 7.122 |  | 0.17696 | 8.5066
MISO_IN_2_PJM_ROR | MISO_IN | PJM_ROR | 2040 | B19 | 700 | 700 | 992 | 992 | 992 |  | 757.56 |  | 2.2553 | 7.122 |  | 0.30967 | 8.5066
MISO_IN_2_PJM_ROR | MISO_IN | PJM_ROR | 2040 | B20 | 935 | 0 | 992 | 992 | 992 |  | 0 |  | 17.1759 | 2.2553 |  | 3.1501 | 8.5066
MISO_IN_2_PJM_ROR | MISO_IN | PJM_ROR | 2045 | B1 | 10 | 0 | 992 | 992 | 992 |  | 0 |  | 480.64 | 5.2822 |  | 0.77548 | 7.2128
MISO_IN_2_PJM_ROR | MISO_IN | PJM_ROR | 2045 | B2 | 25 | 0 | 992 | 992 | 992 |  | 0 |  | 316.1931 | 5.2822 |  | 1.2754 | 7.2128
MISO_IN_2_PJM_ROR | MISO_IN | PJM_ROR | 2045 | B3 | 75 | 0 | 992 | 992 | 992 |  | 0 |  | 16.9978 | 5.2584 |  | 0.20569 | 7.2128
MISO_IN_2_PJM_ROR | MISO_IN | PJM_ROR | 2045 | B4 | 100 | 0 | 992 | 992 | 356.75 |  | 0 |  | 8.0004 | 0 |  | 0.12908 | 7.2128
MISO_IN_2_PJM_ROR | MISO_IN | PJM_ROR | 2045 | B5 | 200 | 0 | 992 | 992 | 992 |  | 0 |  | 0.01187 | 0.01187 |  | 0.00038303 | 7.2128
MISO_IN_2_PJM_ROR | MISO_IN | PJM_ROR | 2045 | B6 | 300 | 0 | 992 | 992 | 992 |  | 0 |  | 10.4219 | 0.01187 |  | 0.50445 | 7.2128
MISO_IN_2_PJM_ROR | MISO_IN | PJM_ROR | 2045 | B7 | 400 | 0 | 992 | 992 | 992 |  | 0 |  | 2.006 | 0.01187 |  | 0.12946 | 7.2128
MISO_IN_2_PJM_ROR | MISO_IN | PJM_ROR | 2045 | B8 | 500 | 0 | 992 | 0 | 992 |  | 0 |  | 0 | 0.03561 |  | 0 | 7.2128
MISO_IN_2_PJM_ROR | MISO_IN | PJM_ROR | 2045 | B9 | 800 | 0 | 992 | 0 | 992 |  | 0 |  | 0 | 4.1308 |  | 0 | 7.2128
MISO_IN_2_PJM_ROR | MISO_IN | PJM_ROR | 2045 | B10 | 1262 | 0 | 992 | 0 | 0 |  | 0 |  | 0 | 0 |  | 0 | 7.2128
MISO_IN_2_PJM_ROR | MISO_IN | PJM_ROR | 2045 | B11 | 25 | 25 | 992 | 992 | 992 |  | 412.64 |  | 0.01187 | 7.1695 |  | 4.7878e-05 | 7.2128
MISO_IN_2_PJM_ROR | MISO_IN | PJM_ROR | 2045 | B12 | 200 | 200 | 992 | 992 | 992 |  | 62.22 |  | 19.8704 | 7.1695 |  | 0.64119 | 7.2128
MISO_IN_2_PJM_ROR | MISO_IN | PJM_ROR | 2045 | B13 | 600 | 0 | 992 | 992 | 992 |  | 0 |  | 0.54602 | 4.5343 |  | 0.052858 | 7.2128
MISO_IN_2_PJM_ROR | MISO_IN | PJM_ROR | 2045 | B14 | 900 | 0 | 992 | 992 | 992 |  | 0 |  | 5.6383 | 4.3326 |  | 0.81872 | 7.2128
MISO_IN_2_PJM_ROR | MISO_IN | PJM_ROR | 2045 | B15 | 1203 | 0 | 992 | 992 | 992 |  | 0 |  | 5.8163 | 4.3326 |  | 1.1289 | 7.2128
MISO_IN_2_PJM_ROR | MISO_IN | PJM_ROR | 2045 | B16 | 25 | 25 | 992 | 992 | 992 |  | 477.94 |  | 103.0791 | 7.1695 |  | 0.41578 | 7.2128
MISO_IN_2_PJM_ROR | MISO_IN | PJM_ROR | 2045 | B17 | 100 | 0 | 992 | 992 | 992 |  | 0 |  | 0.01187 | 4.3326 |  | 0.00019151 | 7.2128
MISO_IN_2_PJM_ROR | MISO_IN | PJM_ROR | 2045 | B18 | 400 | 0 | 992 | 992 | 992 |  | 0 |  | 8.4158 | 5.2822 |  | 0.54313 | 7.2128
MISO_IN_2_PJM_ROR | MISO_IN | PJM_ROR | 2045 | B19 | 700 | 0 | 992 | 992 | 992 |  | 0 |  | 15.0037 | 5.2822 |  | 1.6945 | 7.2128
MISO_IN_2_PJM_ROR | MISO_IN | PJM_ROR | 2045 | B20 | 935 | 0 | 992 | 992 | 992 |  | 0 |  | 8.6295 | 4.3326 |  | 1.3018 | 7.2128
MISO_IN_2_PJM_ROR | MISO_IN | PJM_ROR | 2050 | B1 | 10 | 0 | 992 | 992 | 992 |  | 0 |  | 350.2006 | 5.1753 |  | 0.604 | 4.7443
MISO_IN_2_PJM_ROR | MISO_IN | PJM_ROR | 2050 | B2 | 25 | 0 | 992 | 992 | 992 |  | 0 |  | 84.8942 | 5.1753 |  | 0.36605 | 4.7443
MISO_IN_2_PJM_ROR | MISO_IN | PJM_ROR | 2050 | B3 | 75 | 0 | 992 | 992 | 992 |  | 0 |  | 16.9978 | 5.1753 |  | 0.21988 | 4.7443
MISO_IN_2_PJM_ROR | MISO_IN | PJM_ROR | 2050 | B4 | 100 | 0 | 992 | 992 | 229.83 |  | 0 |  | 8.0004 | 0 |  | 0.13799 | 4.7443
MISO_IN_2_PJM_ROR | MISO_IN | PJM_ROR | 2050 | B5 | 200 | 0 | 992 | 992 | 992 |  | 0 |  | 8.0004 | 0.91399 |  | 0.27597 | 4.7443
MISO_IN_2_PJM_ROR | MISO_IN | PJM_ROR | 2050 | B6 | 300 | 0 | 992 | 992 | 992 |  | 0 |  | 0.01187 | 0.01187 |  | 0.00061418 | 4.7443
MISO_IN_2_PJM_ROR | MISO_IN | PJM_ROR | 2050 | B7 | 400 | 0 | 992 | 0 | 357.12 |  | 0 |  | 0 | 0 |  | 0 | 4.7443
MISO_IN_2_PJM_ROR | MISO_IN | PJM_ROR | 2050 | B8 | 500 | 0 | 992 | 0 | 992 |  | 0 |  | 0 | 1.2107 |  | 0 | 4.7443
MISO_IN_2_PJM_ROR | MISO_IN | PJM_ROR | 2050 | B9 | 800 | 0 | 992 | 0 | 992 |  | 0 |  | 0 | 4.5818 |  | 0 | 4.7443
MISO_IN_2_PJM_ROR | MISO_IN | PJM_ROR | 2050 | B10 | 1262 | 0 | 992 | 0 | 476.7 |  | 0 |  | 0 | 0 |  | 0 | 4.7443
MISO_IN_2_PJM_ROR | MISO_IN | PJM_ROR | 2050 | B11 | 25 | 25 | 992 | 992 | 992 |  | 1061.59 |  | 2.006 | 6.0537 |  | 0.0086497 | 4.7443
MISO_IN_2_PJM_ROR | MISO_IN | PJM_ROR | 2050 | B12 | 200 | 200 | 992 | 992 | 992 |  | 607.43 |  | 13.9829 | 6.0537 |  | 0.48233 | 4.7443
MISO_IN_2_PJM_ROR | MISO_IN | PJM_ROR | 2050 | B13 | 600 | 0 | 992 | 992 | 992 |  | 0 |  | 3.0862 | 3.8459 |  | 0.31937 | 4.7443
MISO_IN_2_PJM_ROR | MISO_IN | PJM_ROR | 2050 | B14 | 900 | 0 | 992 | 992 | 992 |  | 0 |  | 3.0862 | 3.8459 |  | 0.47906 | 4.7443
MISO_IN_2_PJM_ROR | MISO_IN | PJM_ROR | 2050 | B15 | 1203 | 0 | 992 | 992 | 992 |  | 0 |  | 6.1012 | 3.8459 |  | 1.2659 | 4.7443
MISO_IN_2_PJM_ROR | MISO_IN | PJM_ROR | 2050 | B16 | 25 | 25 | 992 | 992 | 992 |  | 766.92 |  | 82.4609 | 6.0537 |  | 0.35556 | 4.7443
MISO_IN_2_PJM_ROR | MISO_IN | PJM_ROR | 2050 | B17 | 100 | 0 | 992 | 992 | 992 |  | 0 |  | 0.01187 | 3.8459 |  | 0.00020473 | 4.7443
MISO_IN_2_PJM_ROR | MISO_IN | PJM_ROR | 2050 | B18 | 400 | 0 | 992 | 992 | 992 |  | 0 |  | 5.9825 | 4.9023 |  | 0.41273 | 4.7443
MISO_IN_2_PJM_ROR | MISO_IN | PJM_ROR | 2050 | B19 | 700 | 0 | 992 | 992 | 992 |  | 0 |  | 1.7924 | 3.8459 |  | 0.2164 | 4.7443
MISO_IN_2_PJM_ROR | MISO_IN | PJM_ROR | 2050 | B20 | 935 | 0 | 992 | 992 | 992 |  | 0 |  | 7.3238 | 3.8459 |  | 1.1811 | 4.7443
MISO_MI_2_IESO | MISO_MI | IESO | 2015 | B1 | 10 | 0 | 1580 | 0 | 0 |  | 0 |  | 0 | 0 |  | 0 | 0
MISO_MI_2_IESO | MISO_MI | IESO | 2015 | B2 | 25 | 0 | 1580 | 0 | 0 |  | 0 |  | 0 | 0 |  | 0 | 0
MISO_MI_2_IESO | MISO_MI | IESO | 2015 | B3 | 75 | 0 | 1580 | 0 | 0 |  | 0 |  | 0 | 0 |  | 0 | 0
MISO_MI_2_IESO | MISO_MI | IESO | 2015 | B4 | 100 | 0 | 1580 | 0 | 0 |  | 0 |  | 0 | 0 |  | 0 | 0
MISO_MI_2_IESO | MISO_MI | IESO | 2015 | B5 | 200 | 0 | 1580 | 0 | 0 |  | 0 |  | 0 | 0 |  | 0 | 0
MISO_MI_2_IESO | MISO_MI | IESO | 2015 | B6 | 300 | 0 | 1580 | 0 | 0 |  | 0 |  | 0 | 0 |  | 0 | 0
MISO_MI_2_IESO | MISO_MI | IESO | 2015 | B7 | 400 | 0 | 1580 | 0 | 0 |  | 0 |  | 0 | 0 |  | 0 | 0
MISO_MI_2_IESO | MISO_MI | IESO | 2015 | B8 | 500 | 0 | 1580 | 0 | 0 |  | 0 |  | 0 | 0 |  | 0 | 0
MISO_MI_2_IESO | MISO_MI | IESO | 2015 | B9 | 800 | 0 | 1580 | 0 | 0 |  | 0 |  | 0 | 0 |  | 0 | 0
MISO_MI_2_IESO | MISO_MI | IESO | 2015 | B10 | 1262 | 0 | 1580 | 0 | 0 |  | 0 |  | 0 | 0 |  | 0 | 0
MISO_MI_2_IESO | MISO_MI | IESO | 2015 | B11 | 25 | 0 | 1580 | 0 | 0 |  | 0 |  | 0 | 0 |  | 0 | 0
MISO_MI_2_IESO | MISO_MI | IESO | 2015 | B12 | 200 | 0 | 1580 | 0 | 0 |  | 0 |  | 0 | 0 |  | 0 | 0
MISO_MI_2_IESO | MISO_MI | IESO | 2015 | B13 | 600 | 0 | 1580 | 0 | 0 |  | 0 |  | 0 | 0 |  | 0 | 0
MISO_MI_2_IESO | MISO_MI | IESO | 2015 | B14 | 900 | 0 | 1580 | 0 | 0 |  | 0 |  | 0 | 0 |  | 0 | 0
MISO_MI_2_IESO | MISO_MI | IESO | 2015 | B15 | 1203 | 0 | 1580 | 0 | 0 |  | 0 |  | 0 | 0 |  | 0 | 0
MISO_MI_2_IESO | MISO_MI | IESO | 2015 | B16 | 25 | 0 | 1580 | 0 | 0 |  | 0 |  | 0 | 0 |  | 0 | 0
MISO_MI_2_IESO | MISO_MI | IESO | 2015 | B17 | 100 | 0 | 1580 | 0 | 0 |  | 0 |  | 0 | 0 |  | 0 | 0
MISO_MI_2_IESO | MISO_MI | IESO | 2015 | B18 | 400 | 0 | 1580 | 0 | 0 |  | 0 |  | 0 | 0 |  | 0 | 0
MISO_MI_2_IESO | MISO_MI | IESO | 2015 | B19 | 700 | 0 | 1580 | 0 | 0 |  | 0 |  | 0 | 0 |  | 0 | 0
MISO_MI_2_IESO | MISO_MI | IESO | 2015 | B20 | 935 | 0 | 1580 | 0 | 0 |  | 0 |  | 0 | 0 |  | 0 | 0
MISO_MI_2_IESO | MISO_MI | IESO | 2020 | B1 | 10 | 0 | 1580 | 0 | 0 |  | 0 |  | 0 | 0 |  | 0 | 0
MISO_MI_2_IESO | MISO_MI | IESO | 2020 | B2 | 25 | 0 | 1580 | 0 | 0 |  | 0 |  | 0 | 0 |  | 0 | 0
MISO_MI_2_IESO | MISO_MI | IESO | 2020 | B3 | 75 | 0 | 1580 | 0 | 0 |  | 0 |  | 0 | 0 |  | 0 | 0
MISO_MI_2_IESO | MISO_MI | IESO | 2020 | B4 | 100 | 0 | 1580 | 0 | 0 |  | 0 |  | 0 | 0 |  | 0 | 0
MISO_MI_2_IESO | MISO_MI | IESO | 2020 | B5 | 200 | 0 | 1580 | 0 | 0 |  | 0 |  | 0 | 0 |  | 0 | 0
MISO_MI_2_IESO | MISO_MI | IESO | 2020 | B6 | 300 | 0 | 1580 | 0 | 0 |  | 0 |  | 0 | 0 |  | 0 | 0
MISO_MI_2_IESO | MISO_MI | IESO | 2020 | B7 | 400 | 0 | 1580 | 0 | 0 |  | 0 |  | 0 | 0 |  | 0 | 0
MISO_MI_2_IESO | MISO_MI | IESO | 2020 | B8 | 500 | 0 | 1580 | 0 | 0 |  | 0 |  | 0 | 0 |  | 0 | 0
MISO_MI_2_IESO | MISO_MI | IESO | 2020 | B9 | 800 | 0 | 1580 | 0 | 0 |  | 0 |  | 0 | 0 |  | 0 | 0
MISO_MI_2_IESO | MISO_MI | IESO | 2020 | B10 | 1262 | 0 | 1580 | 0 | 0 |  | 0 |  | 0 | 0 |  | 0 | 0
MISO_MI_2_IESO | MISO_MI | IESO | 2020 | B11 | 25 | 0 | 1580 | 0 | 0 |  | 0 |  | 0 | 0 |  | 0 | 0
MISO_MI_2_IESO | MISO_MI | IESO | 2020 | B12 | 200 | 0 | 1580 | 0 | 0 |  | 0 |  | 0 | 0 |  | 0 | 0
MISO_MI_2_IESO | MISO_MI | IESO | 2020 | B13 | 600 | 0 | 1580 | 0 | 0 |  | 0 |  | 0 | 0 |  | 0 | 0
MISO_MI_2_IESO | MISO_MI | IESO | 2020 | B14 | 900 | 0 | 1580 | 0 | 0 |  | 0 |  | 0 | 0 |  | 0 | 0
MISO_MI_2_IESO | MISO_MI | IESO | 2020 | B15 | 1203 | 0 | 1580 | 0 | 0 |  | 0 |  | 0 | 0 |  | 0 | 0
MISO_MI_2_IESO | MISO_MI | IESO | 2020 | B16 | 25 | 0 | 1580 | 0 | 0 |  | 0 |  | 0 | 0 |  | 0 | 0
MISO_MI_2_IESO | MISO_MI | IESO | 2020 | B17 | 100 | 0 | 1580 | 0 | 0 |  | 0 |  | 0 | 0 |  | 0 | 0
MISO_MI_2_IESO | MISO_MI | IESO | 2020 | B18 | 400 | 0 | 1580 | 0 | 0 |  | 0 |  | 0 | 0 |  | 0 | 0
MISO_MI_2_IESO | MISO_MI | IESO | 2020 | B19 | 700 | 0 | 1580 | 0 | 0 |  | 0 |  | 0 | 0 |  | 0 | 0
MISO_MI_2_IESO | MISO_MI | IESO | 2020 | B20 | 935 | 0 | 1580 | 0 | 0 |  | 0 |  | 0 | 0 |  | 0 | 0
MISO_MI_2_IESO | MISO_MI | IESO | 2025 | B1 | 10 | 0 | 1580 | 0 | 0 |  | 0 |  | 0 | 0 |  | 0 | 0
MISO_MI_2_IESO | MISO_MI | IESO | 2025 | B2 | 25 | 0 | 1580 | 0 | 0 |  | 0 |  | 0 | 0 |  | 0 | 0
MISO_MI_2_IESO | MISO_MI | IESO | 2025 | B3 | 75 | 0 | 1580 | 0 | 0 |  | 0 |  | 0 | 0 |  | 0 | 0
MISO_MI_2_IESO | MISO_MI | IESO | 2025 | B4 | 100 | 0 | 1580 | 0 | 0 |  | 0 |  | 0 | 0 |  | 0 | 0
MISO_MI_2_IESO | MISO_MI | IESO | 2025 | B5 | 200 | 0 | 1580 | 0 | 0 |  | 0 |  | 0 | 0 |  | 0 | 0
MISO_MI_2_IESO | MISO_MI | IESO | 2025 | B6 | 300 | 0 | 1580 | 0 | 0 |  | 0 |  | 0 | 0 |  | 0 | 0
MISO_MI_2_IESO | MISO_MI | IESO | 2025 | B7 | 400 | 0 | 1580 | 0 | 0 |  | 0 |  | 0 | 0 |  | 0 | 0
MISO_MI_2_IESO | MISO_MI | IESO | 2025 | B8 | 500 | 0 | 1580 | 0 | 0 |  | 0 |  | 0 | 0 |  | 0 | 0
MISO_MI_2_IESO | MISO_MI | IESO | 2025 | B9 | 800 | 0 | 1580 | 0 | 0 |  | 0 |  | 0 | 0 |  | 0 | 0
MISO_MI_2_IESO | MISO_MI | IESO | 2025 | B10 | 1262 | 0 | 1580 | 0 | 0 |  | 0 |  | 0 | 0 |  | 0 | 0
MISO_MI_2_IESO | MISO_MI | IESO | 2025 | B11 | 25 | 0 | 1580 | 0 | 0 |  | 0 |  | 0 | 0 |  | 0 | 0
MISO_MI_2_IESO | MISO_MI | IESO | 2025 | B12 | 200 | 0 | 1580 | 0 | 0 |  | 0 |  | 0 | 0 |  | 0 | 0
MISO_MI_2_IESO | MISO_MI | IESO | 2025 | B13 | 600 | 0 | 1580 | 0 | 0 |  | 0 |  | 0 | 0 |  | 0 | 0
MISO_MI_2_IESO | MISO_MI | IESO | 2025 | B14 | 900 | 0 | 1580 | 0 | 0 |  | 0 |  | 0 | 0 |  | 0 | 0
MISO_MI_2_IESO | MISO_MI | IESO | 2025 | B15 | 1203 | 0 | 1580 | 0 | 0 |  | 0 |  | 0 | 0 |  | 0 | 0
MISO_MI_2_IESO | MISO_MI | IESO | 2025 | B16 | 25 | 0 | 1580 | 0 | 0 |  | 0 |  | 0 | 0 |  | 0 | 0
MISO_MI_2_IESO | MISO_MI | IESO | 2025 | B17 | 100 | 0 | 1580 | 0 | 0 |  | 0 |  | 0 | 0 |  | 0 | 0
MISO_MI_2_IESO | MISO_MI | IESO | 2025 | B18 | 400 | 0 | 1580 | 0 | 0 |  | 0 |  | 0 | 0 |  | 0 | 0
MISO_MI_2_IESO | MISO_MI | IESO | 2025 | B19 | 700 | 0 | 1580 | 0 | 0 |  | 0 |  | 0 | 0 |  | 0 | 0
MISO_MI_2_IESO | MISO_MI | IESO | 2025 | B20 | 935 | 0 | 1580 | 0 | 0 |  | 0 |  | 0 | 0 |  | 0 | 0
MISO_MI_2_IESO | MISO_MI | IESO | 2030 | B1 | 10 | 0 | 1580 | 0 | 0 |  | 0 |  | 0 | 0 |  | 0 | 0
MISO_MI_2_IESO | MISO_MI | IESO | 2030 | B2 | 25 | 0 | 1580 | 0 | 0 |  | 0 |  | 0 | 0 |  | 0 | 0
MISO_MI_2_IESO | MISO_MI | IESO | 2030 | B3 | 75 | 0 | 1580 | 0 | 0 |  | 0 |  | 0 | 0 |  | 0 | 0
MISO_MI_2_IESO | MISO_MI | IESO | 2030 | B4 | 100 | 0 | 1580 | 0 | 0 |  | 0 |  | 0 | 0 |  | 0 | 0
MISO_MI_2_IESO | MISO_MI | IESO | 2030 | B5 | 200 | 0 | 1580 | 0 | 0 |  | 0 |  | 0 | 0 |  | 0 | 0
MISO_MI_2_IESO | MISO_MI | IESO | 2030 | B6 | 300 | 0 | 1580 | 0 | 0 |  | 0 |  | 0 | 0 |  | 0 | 0
MISO_MI_2_IESO | MISO_MI | IESO | 2030 | B7 | 400 | 0 | 1580 | 0 | 0 |  | 0 |  | 0 | 0 |  | 0 | 0
MISO_MI_2_IESO | MISO_MI | IESO | 2030 | B8 | 500 | 0 | 1580 | 0 | 0 |  | 0 |  | 0 | 0 |  | 0 | 0
MISO_MI_2_IESO | MISO_MI | IESO | 2030 | B9 | 800 | 0 | 1580 | 0 | 0 |  | 0 |  | 0 | 0 |  | 0 | 0
MISO_MI_2_IESO | MISO_MI | IESO | 2030 | B10 | 1262 | 0 | 1580 | 0 | 0 |  | 0 |  | 0 | 0 |  | 0 | 0
MISO_MI_2_IESO | MISO_MI | IESO | 2030 | B11 | 25 | 0 | 1580 | 0 | 0 |  | 0 |  | 0 | 0 |  | 0 | 0
MISO_MI_2_IESO | MISO_MI | IESO | 2030 | B12 | 200 | 0 | 1580 | 0 | 0 |  | 0 |  | 0 | 0 |  | 0 | 0
MISO_MI_2_IESO | MISO_MI | IESO | 2030 | B13 | 600 | 0 | 1580 | 0 | 0 |  | 0 |  | 0 | 0 |  | 0 | 0
MISO_MI_2_IESO | MISO_MI | IESO | 2030 | B14 | 900 | 0 | 1580 | 0 | 0 |  | 0 |  | 0 | 0 |  | 0 | 0
MISO_MI_2_IESO | MISO_MI | IESO | 2030 | B15 | 1203 | 0 | 1580 | 0 | 0 |  | 0 |  | 0 | 0 |  | 0 | 0
MISO_MI_2_IESO | MISO_MI | IESO | 2030 | B16 | 25 | 0 | 1580 | 0 | 0 |  | 0 |  | 0 | 0 |  | 0 | 0
MISO_MI_2_IESO | MISO_MI | IESO | 2030 | B17 | 100 | 0 | 1580 | 0 | 0 |  | 0 |  | 0 | 0 |  | 0 | 0
MISO_MI_2_IESO | MISO_MI | IESO | 2030 | B18 | 400 | 0 | 1580 | 0 | 0 |  | 0 |  | 0 | 0 |  | 0 | 0
MISO_MI_2_IESO | MISO_MI | IESO | 2030 | B19 | 700 | 0 | 1580 | 0 | 0 |  | 0 |  | 0 | 0 |  | 0 | 0
MISO_MI_2_IESO | MISO_MI | IESO | 2030 | B20 | 935 | 0 | 1580 | 0 | 0 |  | 0 |  | 0 | 0 |  | 0 | 0
MISO_MI_2_IESO | MISO_MI | IESO | 2035 | B1 | 10 | 0 | 1580 | 0 | 0 |  | 0 |  | 0 | 0 |  | 0 | 0
MISO_MI_2_IESO | MISO_MI | IESO | 2035 | B2 | 25 | 0 | 1580 | 0 | 0 |  | 0 |  | 0 | 0 |  | 0 | 0
MISO_MI_2_IESO | MISO_MI | IESO | 2035 | B3 | 75 | 0 | 1580 | 0 | 0 |  | 0 |  | 0 | 0 |  | 0 | 0
MISO_MI_2_IESO | MISO_MI | IESO | 2035 | B4 | 100 | 0 | 1580 | 0 | 0 |  | 0 |  | 0 | 0 |  | 0 | 0
MISO_MI_2_IESO | MISO_MI | IESO | 2035 | B5 | 200 | 0 | 1580 | 0 | 0 |  | 0 |  | 0 | 0 |  | 0 | 0
MISO_MI_2_IESO | MISO_MI | IESO | 2035 | B6 | 300 | 0 | 1580 | 0 | 0 |  | 0 |  | 0 | 0 |  | 0 | 0
MISO_MI_2_IESO | MISO_MI | IESO | 2035 | B7 | 400 | 0 | 1580 | 0 | 0 |  | 0 |  | 0 | 0 |  | 0 | 0
MISO_MI_2_IESO | MISO_MI | IESO | 2035 | B8 | 500 | 0 | 1580 | 0 | 0 |  | 0 |  | 0 | 0 |  | 0 | 0
MISO_MI_2_IESO | MISO_MI | IESO | 2035 | B9 | 800 | 0 | 1580 | 0 | 0 |  | 0 |  | 0 | 0 |  | 0 | 0
MISO_MI_2_IESO | MISO_MI | IESO | 2035 | B10 | 1262 | 0 | 1580 | 0 | 0 |  | 0 |  | 0 | 0 |  | 0 | 0
MISO_MI_2_IESO | MISO_MI | IESO | 2035 | B11 | 25 | 0 | 1580 | 0 | 0 |  | 0 |  | 0 | 0 |  | 0 | 0
MISO_MI_2_IESO | MISO_MI | IESO | 2035 | B12 | 200 | 0 | 1580 | 0 | 0 |  | 0 |  | 0 | 0 |  | 0 | 0
MISO_MI_2_IESO | MISO_MI | IESO | 2035 | B13 | 600 | 0 | 1580 | 0 | 0 |  | 0 |  | 0 | 0 |  | 0 | 0
MISO_MI_2_IESO | MISO_MI | IESO | 2035 | B14 | 900 | 0 | 1580 | 0 | 0 |  | 0 |  | 0 | 0 |  | 0 | 0
MISO_MI_2_IESO | MISO_MI | IESO | 2035 | B15 | 1203 | 0 | 1580 | 0 | 0 |  | 0 |  | 0 | 0 |  | 0 | 0
MISO_MI_2_IESO | MISO_MI | IESO | 2035 | B16 | 25 | 0 | 1580 | 0 | 0 |  | 0 |  | 0 | 0 |  | 0 | 0
MISO_MI_2_IESO | MISO_MI | IESO | 2035 | B17 | 100 | 0 | 1580 | 0 | 0 |  | 0 |  | 0 | 0 |  | 0 | 0
MISO_MI_2_IESO | MISO_MI | IESO | 2035 | B18 | 400 | 0 | 1580 | 0 | 0 |  | 0 |  | 0 | 0 |  | 0 | 0
MISO_MI_2_IESO | MISO_MI | IESO | 2035 | B19 | 700 | 0 | 1580 | 0 | 0 |  | 0 |  | 0 | 0 |  | 0 | 0
MISO_MI_2_IESO | MISO_MI | IESO | 2035 | B20 | 935 | 0 | 1580 | 0 | 0 |  | 0 |  | 0 | 0 |  | 0 | 0
MISO_MI_2_IESO | MISO_MI | IESO | 2040 | B1 | 10 | 0 | 1580 | 0 | 0 |  | 0 |  | 0 | 0 |  | 0 | 0
MISO_MI_2_IESO | MISO_MI | IESO | 2040 | B2 | 25 | 0 | 1580 | 0 | 0 |  | 0 |  | 0 | 0 |  | 0 | 0
MISO_MI_2_IESO | MISO_MI | IESO | 2040 | B3 | 75 | 0 | 1580 | 0 | 0 |  | 0 |  | 0 | 0 |  | 0 | 0
MISO_MI_2_IESO | MISO_MI | IESO | 2040 | B4 | 100 | 0 | 1580 | 0 | 0 |  | 0 |  | 0 | 0 |  | 0 | 0
MISO_MI_2_IESO | MISO_MI | IESO | 2040 | B5 | 200 | 0 | 1580 | 0 | 0 |  | 0 |  | 0 | 0 |  | 0 | 0
MISO_MI_2_IESO | MISO_MI | IESO | 2040 | B6 | 300 | 0 | 1580 | 0 | 0 |  | 0 |  | 0 | 0 |  | 0 | 0
MISO_MI_2_IESO | MISO_MI | IESO | 2040 | B7 | 400 | 0 | 1580 | 0 | 0 |  | 0 |  | 0 | 0 |  | 0 | 0
MISO_MI_2_IESO | MISO_MI | IESO | 2040 | B8 | 500 | 0 | 1580 | 0 | 0 |  | 0 |  | 0 | 0 |  | 0 | 0
MISO_MI_2_IESO | MISO_MI | IESO | 2040 | B9 | 800 | 0 | 1580 | 0 | 0 |  | 0 |  | 0 | 0 |  | 0 | 0
MISO_MI_2_IESO | MISO_MI | IESO | 2040 | B10 | 1262 | 0 | 1580 | 0 | 0 |  | 0 |  | 0 | 0 |  | 0 | 0
MISO_MI_2_IESO | MISO_MI | IESO | 2040 | B11 | 25 | 0 | 1580 | 0 | 0 |  | 0 |  | 0 | 0 |  | 0 | 0
MISO_MI_2_IESO | MISO_MI | IESO | 2040 | B12 | 200 | 0 | 1580 | 0 | 0 |  | 0 |  | 0 | 0 |  | 0 | 0
MISO_MI_2_IESO | MISO_MI | IESO | 2040 | B13 | 600 | 0 | 1580 | 0 | 0 |  | 0 |  | 0 | 0 |  | 0 | 0
MISO_MI_2_IESO | MISO_MI | IESO | 2040 | B14 | 900 | 0 | 1580 | 0 | 0 |  | 0 |  | 0 | 0 |  | 0 | 0
MISO_MI_2_IESO | MISO_MI | IESO | 2040 | B15 | 1203 | 0 | 1580 | 0 | 0 |  | 0 |  | 0 | 0 |  | 0 | 0
MISO_MI_2_IESO | MISO_MI | IESO | 2040 | B16 | 25 | 0 | 1580 | 0 | 0 |  | 0 |  | 0 | 0 |  | 0 | 0
MISO_MI_2_IESO | MISO_MI | IESO | 2040 | B17 | 100 | 0 | 1580 | 0 | 0 |  | 0 |  | 0 | 0 |  | 0 | 0
MISO_MI_2_IESO | MISO_MI | IESO | 2040 | B18 | 400 | 0 | 1580 | 0 | 0 |  | 0 |  | 0 | 0 |  | 0 | 0
MISO_MI_2_IESO | MISO_MI | IESO | 2040 | B19 | 700 | 0 | 1580 | 0 | 0 |  | 0 |  | 0 | 0 |  | 0 | 0
MISO_MI_2_IESO | MISO_MI | IESO | 2040 | B20 | 935 | 0 | 1580 | 0 | 0 |  | 0 |  | 0 | 0 |  | 0 | 0
MISO_MI_2_IESO | MISO_MI | IESO | 2045 | B1 | 10 | 0 | 1580 | 0 | 0 |  | 0 |  | 0 | 0 |  | 0 | 21.5008
MISO_MI_2_IESO | MISO_MI | IESO | 2045 | B2 | 25 | 0 | 1580 | 605.18 | 0 |  | 0 |  | 0 | 0 |  | 0 | 21.5008
MISO_MI_2_IESO | MISO_MI | IESO | 2045 | B3 | 75 | 0 | 1580 | 0 | 0 |  | 0 |  | 0 | 0 |  | 0 | 21.5008
MISO_MI_2_IESO | MISO_MI | IESO | 2045 | B4 | 100 | 0 | 1580 | 0 | 0 |  | 0 |  | 0 | 0 |  | 0 | 21.5008
MISO_MI_2_IESO | MISO_MI | IESO | 2045 | B5 | 200 | 0 | 1580 | 0 | 0 |  | 0 |  | 0 | 0 |  | 0 | 21.5008
MISO_MI_2_IESO | MISO_MI | IESO | 2045 | B6 | 300 | 0 | 1580 | 0 | 0 |  | 0 |  | 0 | 0 |  | 0 | 21.5008
MISO_MI_2_IESO | MISO_MI | IESO | 2045 | B7 | 400 | 0 | 1580 | 0 | 0 |  | 0 |  | 0 | 0 |  | 0 | 21.5008
MISO_MI_2_IESO | MISO_MI | IESO | 2045 | B8 | 500 | 0 | 1580 | 0 | 0 |  | 0 |  | 0 | 0 |  | 0 | 21.5008
MISO_MI_2_IESO | MISO_MI | IESO | 2045 | B9 | 800 | 0 | 1580 | 0 | 0 |  | 0 |  | 0 | 0 |  | 0 | 21.5008
MISO_MI_2_IESO | MISO_MI | IESO | 2045 | B10 | 1262 | 0 | 1580 | 1580 | 0 |  | 0 |  | 48.94 | 0 |  | 28.1121 | 21.5008
MISO_MI_2_IESO | MISO_MI | IESO | 2045 | B11 | 25 | 0 | 1580 | 0 | 0 |  | 0 |  | 0 | 0 |  | 0 | 21.5008
MISO_MI_2_IESO | MISO_MI | IESO | 2045 | B12 | 200 | 0 | 1580 | 0 | 0 |  | 0 |  | 0 | 0 |  | 0 | 21.5008
MISO_MI_2_IESO | MISO_MI | IESO | 2045 | B13 | 600 | 0 | 1580 | 0 | 0 |  | 0 |  | 0 | 0 |  | 0 | 21.5008
MISO_MI_2_IESO | MISO_MI | IESO | 2045 | B14 | 900 | 0 | 1580 | 0 | 0 |  | 0 |  | 0 | 0 |  | 0 | 21.5008
MISO_MI_2_IESO | MISO_MI | IESO | 2045 | B15 | 1203 | 0 | 1580 | 909.4 | 0 |  | 0 |  | 0 | 0 |  | 0 | 21.5008
MISO_MI_2_IESO | MISO_MI | IESO | 2045 | B16 | 25 | 0 | 1580 | 0 | 0 |  | 0 |  | 0 | 0 |  | 0 | 21.5008
MISO_MI_2_IESO | MISO_MI | IESO | 2045 | B17 | 100 | 0 | 1580 | 0 | 0 |  | 0 |  | 0 | 0 |  | 0 | 21.5008
MISO_MI_2_IESO | MISO_MI | IESO | 2045 | B18 | 400 | 0 | 1580 | 0 | 0 |  | 0 |  | 0 | 0 |  | 0 | 21.5008
MISO_MI_2_IESO | MISO_MI | IESO | 2045 | B19 | 700 | 0 | 1580 | 0 | 0 |  | 0 |  | 0 | 0 |  | 0 | 21.5008
MISO_MI_2_IESO | MISO_MI | IESO | 2045 | B20 | 935 | 0 | 1580 | 1580 | 190.52 |  | 0 |  | 1.3057 | 0 |  | 0.55568 | 21.5008
MISO_MI_2_IESO | MISO_MI | IESO | 2050 | B1 | 10 | 0 | 1580 | 0 | 0 |  | 0 |  | 0 | 0 |  | 0 | 30.3463
MISO_MI_2_IESO | MISO_MI | IESO | 2050 | B2 | 25 | 0 | 1580 | 764.29 | 0 |  | 0 |  | 0 | 0 |  | 0 | 30.3463
MISO_MI_2_IESO | MISO_MI | IESO | 2050 | B3 | 75 | 0 | 1580 | 0 | 0 |  | 0 |  | 0 | 0 |  | 0 | 30.3463
MISO_MI_2_IESO | MISO_MI | IESO | 2050 | B4 | 100 | 0 | 1580 | 0 | 0 |  | 0 |  | 0 | 0 |  | 0 | 30.3463
MISO_MI_2_IESO | MISO_MI | IESO | 2050 | B5 | 200 | 0 | 1580 | 0 | 0 |  | 0 |  | 0 | 0 |  | 0 | 30.3463
MISO_MI_2_IESO | MISO_MI | IESO | 2050 | B6 | 300 | 0 | 1580 | 0 | 0 |  | 0 |  | 0 | 0 |  | 0 | 30.3463
MISO_MI_2_IESO | MISO_MI | IESO | 2050 | B7 | 400 | 0 | 1580 | 0 | 0 |  | 0 |  | 0 | 0 |  | 0 | 30.3463
MISO_MI_2_IESO | MISO_MI | IESO | 2050 | B8 | 500 | 0 | 1580 | 0 | 0 |  | 0 |  | 0 | 0 |  | 0 | 30.3463
MISO_MI_2_IESO | MISO_MI | IESO | 2050 | B9 | 800 | 0 | 1580 | 0 | 0 |  | 0 |  | 0 | 0 |  | 0 | 30.3463
MISO_MI_2_IESO | MISO_MI | IESO | 2050 | B10 | 1262 | 0 | 1580 | 1580 | 0 |  | 0 |  | 77.6061 | 0 |  | 39.7318 | 30.3463
MISO_MI_2_IESO | MISO_MI | IESO | 2050 | B11 | 25 | 0 | 1580 | 0 | 0 |  | 0 |  | 0 | 0 |  | 0 | 30.3463
MISO_MI_2_IESO | MISO_MI | IESO | 2050 | B12 | 200 | 0 | 1580 | 0 | 0 |  | 0 |  | 0 | 0 |  | 0 | 30.3463
MISO_MI_2_IESO | MISO_MI | IESO | 2050 | B13 | 600 | 0 | 1580 | 0 | 0 |  | 0 |  | 0 | 0 |  | 0 | 30.3463
MISO_MI_2_IESO | MISO_MI | IESO | 2050 | B14 | 900 | 0 | 1580 | 0 | 0 |  | 0 |  | 0 | 0 |  | 0 | 30.3463
MISO_MI_2_IESO | MISO_MI | IESO | 2050 | B15 | 1203 | 0 | 1580 | 1580 | 0 |  | 0 |  | 1.4956 | 0 |  | 0.72991 | 30.3463
MISO_MI_2_IESO | MISO_MI | IESO | 2050 | B16 | 25 | 0 | 1580 | 0 | 0 |  | 0 |  | 0 | 0 |  | 0 | 30.3463
MISO_MI_2_IESO | MISO_MI | IESO | 2050 | B17 | 100 | 0 | 1580 | 0 | 0 |  | 0 |  | 0 | 0 |  | 0 | 30.3463
MISO_MI_2_IESO | MISO_MI | IESO | 2050 | B18 | 400 | 0 | 1580 | 0 | 0 |  | 0 |  | 0 | 0 |  | 0 | 30.3463
MISO_MI_2_IESO | MISO_MI | IESO | 2050 | B19 | 700 | 0 | 1580 | 0 | 0 |  | 0 |  | 0 | 0 |  | 0 | 30.3463
MISO_MI_2_IESO | MISO_MI | IESO | 2050 | B20 | 935 | 0 | 1580 | 1578.02 | 316.76 |  | 0 |  | 0 | 0 |  | 0 | 30.3463
MISO_MI_2_MISO_IN | MISO_MI | MISO_IN | 2015 | B1 | 10 | 0 | 2045 | 1979.63 | 2045 |  | 0 |  | 0 | 0.24927 |  | 0 | 2.71
MISO_MI_2_MISO_IN | MISO_MI | MISO_IN | 2015 | B2 | 25 | 0 | 2045 | 2045 | 1947.02 |  | 0 |  | 1.2226 | 0 |  | 0.071918 | 2.71
MISO_MI_2_MISO_IN | MISO_MI | MISO_IN | 2015 | B3 | 75 | 0 | 2045 | 2045 | 2045 |  | 0 |  | 2.0535 | 1.1158 |  | 0.36238 | 2.71
MISO_MI_2_MISO_IN | MISO_MI | MISO_IN | 2015 | B4 | 100 | 0 | 2045 | 2045 | 2045 |  | 0 |  | 4.0002 | 0.09496 |  | 0.94122 | 2.71
MISO_MI_2_MISO_IN | MISO_MI | MISO_IN | 2015 | B5 | 200 | 0 | 2045 | 2045 | 2045 |  | 0 |  | 3.9883 | 1.282 |  | 1.8769 | 2.71
MISO_MI_2_MISO_IN | MISO_MI | MISO_IN | 2015 | B6 | 300 | 0 | 2045 | 693.51 | 295.63 |  | 0 |  | 0 | 0 |  | 0 | 2.71
MISO_MI_2_MISO_IN | MISO_MI | MISO_IN | 2015 | B7 | 400 | 0 | 2045 | 24.78 | 0 |  | 0 |  | 0 | 0 |  | 0 | 2.71
MISO_MI_2_MISO_IN | MISO_MI | MISO_IN | 2015 | B8 | 500 | 0 | 2045 | 88.68 | 0 |  | 0 |  | 0 | 0 |  | 0 | 2.71
MISO_MI_2_MISO_IN | MISO_MI | MISO_IN | 2015 | B9 | 800 | 0 | 2045 | 0 | 0 |  | 0 |  | 0 | 0 |  | 0 | 2.71
MISO_MI_2_MISO_IN | MISO_MI | MISO_IN | 2015 | B10 | 1262 | 0 | 2045 | 0 | 0 |  | 0 |  | 0 | 0 |  | 0 | 2.71
MISO_MI_2_MISO_IN | MISO_MI | MISO_IN | 2015 | B11 | 25 | 0 | 2045 | 2045 | 2045 |  | 0 |  | 6.1368 | 0.09496 |  | 0.36099 | 2.71
MISO_MI_2_MISO_IN | MISO_MI | MISO_IN | 2015 | B12 | 200 | 0 | 2045 | 796.97 | 844.94 |  | 0 |  | 0 | 0 |  | 0 | 2.71
MISO_MI_2_MISO_IN | MISO_MI | MISO_IN | 2015 | B13 | 600 | 0 | 2045 | 298.23 | 0 |  | 0 |  | 0 | 0 |  | 0 | 2.71
MISO_MI_2_MISO_IN | MISO_MI | MISO_IN | 2015 | B14 | 900 | 0 | 2045 | 732.02 | 0 |  | 0 |  | 0 | 0 |  | 0 | 2.71
MISO_MI_2_MISO_IN | MISO_MI | MISO_IN | 2015 | B15 | 1203 | 0 | 2045 | 2041.36 | 124.11 |  | 0 |  | 0 | 0 |  | 0 | 2.71
MISO_MI_2_MISO_IN | MISO_MI | MISO_IN | 2015 | B16 | 25 | 0 | 2045 | 1972 | 2045 |  | 0 |  | 0 | 0.36797 |  | 0 | 2.71
MISO_MI_2_MISO_IN | MISO_MI | MISO_IN | 2015 | B17 | 100 | 0 | 2045 | 0 | 0 |  | 0 |  | 0 | 0 |  | 0 | 2.71
MISO_MI_2_MISO_IN | MISO_MI | MISO_IN | 2015 | B18 | 400 | 0 | 2045 | 40.75 | 0 |  | 0 |  | 0 | 0 |  | 0 | 2.71
MISO_MI_2_MISO_IN | MISO_MI | MISO_IN | 2015 | B19 | 700 | 0 | 2045 | 0 | 0 |  | 0 |  | 0 | 0 |  | 0 | 2.71
MISO_MI_2_MISO_IN | MISO_MI | MISO_IN | 2015 | B20 | 935 | 0 | 2045 | 0 | 0 |  | 0 |  | 0 | 0 |  | 0 | 2.71
MISO_MI_2_MISO_IN | MISO_MI | MISO_IN | 2020 | B1 | 10 | 0 | 2045 | 0 | 0 |  | 0 |  | 0 | 0 |  | 0 | 0
MISO_MI_2_MISO_IN | MISO_MI | MISO_IN | 2020 | B2 | 25 | 25 | 2045 | 359.66 | 2045 |  | 93.7 |  | 0 | 0.01187 |  | 0 | 0
MISO_MI_2_MISO_IN | MISO_MI | MISO_IN | 2020 | B3 | 75 | 75 | 2045 | 0 | 2045 |  | 2193.08 |  | 0 | 0.01187 |  | 0 | 0
MISO_MI_2_MISO_IN | MISO_MI | MISO_IN | 2020 | B4 | 100 | 100 | 2045 | 0 | 2045 |  | 3575.21 |  | 0 | 0.01187 |  | 0 | 0
MISO_MI_2_MISO_IN | MISO_MI | MISO_IN | 2020 | B5 | 200 | 200 | 2045 | 0 | 2045 |  | 1435.17 |  | 0 | 0.01187 |  | 0 | 0
MISO_MI_2_MISO_IN | MISO_MI | MISO_IN | 2020 | B6 | 300 | 300 | 2045 | 0 | 2045 |  | 691.26 |  | 0 | 0.01187 |  | 0 | 0
MISO_MI_2_MISO_IN | MISO_MI | MISO_IN | 2020 | B7 | 400 | 0 | 2045 | 0 | 854.56 |  | 0 |  | 0 | 0 |  | 0 | 0
MISO_MI_2_MISO_IN | MISO_MI | MISO_IN | 2020 | B8 | 500 | 0 | 2045 | 0 | 1072.52 |  | 0 |  | 0 | 0 |  | 0 | 0
MISO_MI_2_MISO_IN | MISO_MI | MISO_IN | 2020 | B9 | 800 | 0 | 2045 | 0 | 0 |  | 0 |  | 0 | 0 |  | 0 | 0
MISO_MI_2_MISO_IN | MISO_MI | MISO_IN | 2020 | B10 | 1262 | 0 | 2045 | 0 | 0 |  | 0 |  | 0 | 0 |  | 0 | 0
MISO_MI_2_MISO_IN | MISO_MI | MISO_IN | 2020 | B11 | 25 | 25 | 2045 | 0 | 2045 |  | 1181.16 |  | 0 | 0.01187 |  | 0 | 0
MISO_MI_2_MISO_IN | MISO_MI | MISO_IN | 2020 | B12 | 200 | 0 | 2045 | 0 | 27.36 |  | 0 |  | 0 | 0 |  | 0 | 0
MISO_MI_2_MISO_IN | MISO_MI | MISO_IN | 2020 | B13 | 600 | 0 | 2045 | 0 | 0 |  | 0 |  | 0 | 0 |  | 0 | 0
MISO_MI_2_MISO_IN | MISO_MI | MISO_IN | 2020 | B14 | 900 | 0 | 2045 | 0 | 0 |  | 0 |  | 0 | 0 |  | 0 | 0
MISO_MI_2_MISO_IN | MISO_MI | MISO_IN | 2020 | B15 | 1203 | 0 | 2045 | 0 | 0 |  | 0 |  | 0 | 0 |  | 0 | 0
MISO_MI_2_MISO_IN | MISO_MI | MISO_IN | 2020 | B16 | 25 | 25 | 2045 | 0 | 2045 |  | 2272.87 |  | 0 | 0.01187 |  | 0 | 0
MISO_MI_2_MISO_IN | MISO_MI | MISO_IN | 2020 | B17 | 100 | 0 | 2045 | 0 | 375.33 |  | 0 |  | 0 | 0 |  | 0 | 0
MISO_MI_2_MISO_IN | MISO_MI | MISO_IN | 2020 | B18 | 400 | 0 | 2045 | 0 | 945.32 |  | 0 |  | 0 | 0 |  | 0 | 0
MISO_MI_2_MISO_IN | MISO_MI | MISO_IN | 2020 | B19 | 700 | 0 | 2045 | 0 | 0 |  | 0 |  | 0 | 0 |  | 0 | 0
MISO_MI_2_MISO_IN | MISO_MI | MISO_IN | 2020 | B20 | 935 | 0 | 2045 | 0 | 0 |  | 0 |  | 0 | 0 |  | 0 | 0
MISO_MI_2_MISO_IN | MISO_MI | MISO_IN | 2025 | B1 | 10 | 10 | 2045 | 858.86 | 2045 |  | 3562.91 |  | 0 | 0.68846 |  | 0 | 0.70006
MISO_MI_2_MISO_IN | MISO_MI | MISO_IN | 2025 | B2 | 25 | 25 | 2045 | 1868.92 | 2045 |  | 4209.25 |  | 0 | 0.68846 |  | 0 | 0.70006
MISO_MI_2_MISO_IN | MISO_MI | MISO_IN | 2025 | B3 | 75 | 75 | 2045 | 2045 | 2045 |  | 4950.56 |  | 0.70033 | 0.68846 |  | 0.191 | 0.70006
MISO_MI_2_MISO_IN | MISO_MI | MISO_IN | 2025 | B4 | 100 | 100 | 2045 | 1519.65 | 2045 |  | 2444.9 |  | 0 | 0.68846 |  | 0 | 0.70006
MISO_MI_2_MISO_IN | MISO_MI | MISO_IN | 2025 | B5 | 200 | 200 | 2045 | 2045 | 2045 |  | 2440.61 |  | 1.0208 | 0.68846 |  | 0.74241 | 0.70006
MISO_MI_2_MISO_IN | MISO_MI | MISO_IN | 2025 | B6 | 300 | 300 | 2045 | 633.31 | 2045 |  | 2507.61 |  | 0 | 0.68846 |  | 0 | 0.70006
MISO_MI_2_MISO_IN | MISO_MI | MISO_IN | 2025 | B7 | 400 | 400 | 2045 | 0 | 2045 |  | 851.68 |  | 0 | 0.68846 |  | 0 | 0.70006
MISO_MI_2_MISO_IN | MISO_MI | MISO_IN | 2025 | B8 | 500 | 0 | 2045 | 0 | 1975.17 |  | 0 |  | 0 | 0 |  | 0 | 0.70006
MISO_MI_2_MISO_IN | MISO_MI | MISO_IN | 2025 | B9 | 800 | 0 | 2045 | 0 | 548.94 |  | 0 |  | 0 | 0 |  | 0 | 0.70006
MISO_MI_2_MISO_IN | MISO_MI | MISO_IN | 2025 | B10 | 1262 | 0 | 2045 | 0 | 0 |  | 0 |  | 0 | 0 |  | 0 | 0.70006
MISO_MI_2_MISO_IN | MISO_MI | MISO_IN | 2025 | B11 | 25 | 25 | 2045 | 68.2 | 2045 |  | 2179.54 |  | 0 | 0.68846 |  | 0 | 0.70006
MISO_MI_2_MISO_IN | MISO_MI | MISO_IN | 2025 | B12 | 200 | 0 | 2045 | 0 | 0 |  | 0 |  | 0 | 0 |  | 0 | 0.70006
MISO_MI_2_MISO_IN | MISO_MI | MISO_IN | 2025 | B13 | 600 | 0 | 2045 | 0 | 0 |  | 0 |  | 0 | 0 |  | 0 | 0.70006
MISO_MI_2_MISO_IN | MISO_MI | MISO_IN | 2025 | B14 | 900 | 0 | 2045 | 0 | 727.82 |  | 0 |  | 0 | 0 |  | 0 | 0.70006
MISO_MI_2_MISO_IN | MISO_MI | MISO_IN | 2025 | B15 | 1203 | 0 | 2045 | 0 | 0 |  | 0 |  | 0 | 0 |  | 0 | 0.70006
MISO_MI_2_MISO_IN | MISO_MI | MISO_IN | 2025 | B16 | 25 | 25 | 2045 | 1638.94 | 2045 |  | 1830.13 |  | 0 | 0.68846 |  | 0 | 0.70006
MISO_MI_2_MISO_IN | MISO_MI | MISO_IN | 2025 | B17 | 100 | 0 | 2045 | 0 | 1491.72 |  | 0 |  | 0 | 0 |  | 0 | 0.70006
MISO_MI_2_MISO_IN | MISO_MI | MISO_IN | 2025 | B18 | 400 | 0 | 2045 | 0 | 1515.85 |  | 0 |  | 0 | 0 |  | 0 | 0.70006
MISO_MI_2_MISO_IN | MISO_MI | MISO_IN | 2025 | B19 | 700 | 700 | 2045 | 0 | 2045 |  | 310.26 |  | 0 | 0.68846 |  | 0 | 0.70006
MISO_MI_2_MISO_IN | MISO_MI | MISO_IN | 2025 | B20 | 935 | 0 | 2045 | 0 | 1287.37 |  | 0 |  | 0 | 0 |  | 0 | 0.70006
MISO_MI_2_MISO_IN | MISO_MI | MISO_IN | 2030 | B1 | 10 | 10 | 2045 | 0 | 2045 |  | 1176.4 |  | 0 | 0.01187 |  | 0 | 0
MISO_MI_2_MISO_IN | MISO_MI | MISO_IN | 2030 | B2 | 25 | 25 | 2045 | 0 | 2045 |  | 1142.29 |  | 0 | 0.01187 |  | 0 | 0
MISO_MI_2_MISO_IN | MISO_MI | MISO_IN | 2030 | B3 | 75 | 75 | 2045 | 0 | 2045 |  | 1102.03 |  | 0 | 0.01187 |  | 0 | 0
MISO_MI_2_MISO_IN | MISO_MI | MISO_IN | 2030 | B4 | 100 | 100 | 2045 | 0 | 2045 |  | 509.52 |  | 0 | 0.01187 |  | 0 | 0
MISO_MI_2_MISO_IN | MISO_MI | MISO_IN | 2030 | B5 | 200 | 200 | 2045 | 0 | 2045 |  | 1009.96 |  | 0 | 0.01187 |  | 0 | 0
MISO_MI_2_MISO_IN | MISO_MI | MISO_IN | 2030 | B6 | 300 | 0 | 2045 | 0 | 868.78 |  | 0 |  | 0 | 0 |  | 0 | 0
MISO_MI_2_MISO_IN | MISO_MI | MISO_IN | 2030 | B7 | 400 | 0 | 2045 | 0 | 0 |  | 0 |  | 0 | 0 |  | 0 | 0
MISO_MI_2_MISO_IN | MISO_MI | MISO_IN | 2030 | B8 | 500 | 0 | 2045 | 0 | 0 |  | 0 |  | 0 | 0 |  | 0 | 0
MISO_MI_2_MISO_IN | MISO_MI | MISO_IN | 2030 | B9 | 800 | 0 | 2045 | 0 | 0 |  | 0 |  | 0 | 0 |  | 0 | 0
MISO_MI_2_MISO_IN | MISO_MI | MISO_IN | 2030 | B10 | 1262 | 0 | 2045 | 0 | 0 |  | 0 |  | 0 | 0 |  | 0 | 0
MISO_MI_2_MISO_IN | MISO_MI | MISO_IN | 2030 | B11 | 25 | 0 | 2045 | 0 | 0 |  | 0 |  | 0 | 0 |  | 0 | 0
MISO_MI_2_MISO_IN | MISO_MI | MISO_IN | 2030 | B12 | 200 | 0 | 2045 | 0 | 0 |  | 0 |  | 0 | 0 |  | 0 | 0
MISO_MI_2_MISO_IN | MISO_MI | MISO_IN | 2030 | B13 | 600 | 0 | 2045 | 0 | 0 |  | 0 |  | 0 | 0 |  | 0 | 0
MISO_MI_2_MISO_IN | MISO_MI | MISO_IN | 2030 | B14 | 900 | 0 | 2045 | 0 | 0 |  | 0 |  | 0 | 0 |  | 0 | 0
MISO_MI_2_MISO_IN | MISO_MI | MISO_IN | 2030 | B15 | 1203 | 0 | 2045 | 0 | 0 |  | 0 |  | 0 | 0 |  | 0 | 0
MISO_MI_2_MISO_IN | MISO_MI | MISO_IN | 2030 | B16 | 25 | 0 | 2045 | 0 | 0 |  | 0 |  | 0 | 0 |  | 0 | 0
MISO_MI_2_MISO_IN | MISO_MI | MISO_IN | 2030 | B17 | 100 | 0 | 2045 | 0 | 0 |  | 0 |  | 0 | 0 |  | 0 | 0
MISO_MI_2_MISO_IN | MISO_MI | MISO_IN | 2030 | B18 | 400 | 0 | 2045 | 0 | 0 |  | 0 |  | 0 | 0 |  | 0 | 0
MISO_MI_2_MISO_IN | MISO_MI | MISO_IN | 2030 | B19 | 700 | 0 | 2045 | 0 | 0 |  | 0 |  | 0 | 0 |  | 0 | 0
MISO_MI_2_MISO_IN | MISO_MI | MISO_IN | 2030 | B20 | 935 | 0 | 2045 | 0 | 0 |  | 0 |  | 0 | 0 |  | 0 | 0
MISO_MI_2_MISO_IN | MISO_MI | MISO_IN | 2035 | B1 | 10 | 10 | 2045 | 0 | 2045 |  | 2043.87 |  | 0 | 0.01187 |  | 0 | 0
MISO_MI_2_MISO_IN | MISO_MI | MISO_IN | 2035 | B2 | 25 | 25 | 2045 | 0 | 2045 |  | 1698.59 |  | 0 | 0.01187 |  | 0 | 0
MISO_MI_2_MISO_IN | MISO_MI | MISO_IN | 2035 | B3 | 75 | 75 | 2045 | 0 | 2045 |  | 2257.34 |  | 0 | 0.01187 |  | 0 | 0
MISO_MI_2_MISO_IN | MISO_MI | MISO_IN | 2035 | B4 | 100 | 0 | 2045 | 0 | 542.6 |  | 0 |  | 0 | 0 |  | 0 | 0
MISO_MI_2_MISO_IN | MISO_MI | MISO_IN | 2035 | B5 | 200 | 0 | 2045 | 0 | 1617.62 |  | 0 |  | 0 | 0 |  | 0 | 0
MISO_MI_2_MISO_IN | MISO_MI | MISO_IN | 2035 | B6 | 300 | 0 | 2045 | 0 | 381.96 |  | 0 |  | 0 | 0 |  | 0 | 0
MISO_MI_2_MISO_IN | MISO_MI | MISO_IN | 2035 | B7 | 400 | 0 | 2045 | 0 | 0 |  | 0 |  | 0 | 0 |  | 0 | 0
MISO_MI_2_MISO_IN | MISO_MI | MISO_IN | 2035 | B8 | 500 | 0 | 2045 | 0 | 0 |  | 0 |  | 0 | 0 |  | 0 | 0
MISO_MI_2_MISO_IN | MISO_MI | MISO_IN | 2035 | B9 | 800 | 0 | 2045 | 0 | 0 |  | 0 |  | 0 | 0 |  | 0 | 0
MISO_MI_2_MISO_IN | MISO_MI | MISO_IN | 2035 | B10 | 1262 | 0 | 2045 | 0 | 0 |  | 0 |  | 0 | 0 |  | 0 | 0
MISO_MI_2_MISO_IN | MISO_MI | MISO_IN | 2035 | B11 | 25 | 0 | 2045 | 0 | 0 |  | 0 |  | 0 | 0 |  | 0 | 0
MISO_MI_2_MISO_IN | MISO_MI | MISO_IN | 2035 | B12 | 200 | 0 | 2045 | 0 | 0 |  | 0 |  | 0 | 0 |  | 0 | 0
MISO_MI_2_MISO_IN | MISO_MI | MISO_IN | 2035 | B13 | 600 | 0 | 2045 | 0 | 0 |  | 0 |  | 0 | 0 |  | 0 | 0
MISO_MI_2_MISO_IN | MISO_MI | MISO_IN | 2035 | B14 | 900 | 0 | 2045 | 0 | 0 |  | 0 |  | 0 | 0 |  | 0 | 0
MISO_MI_2_MISO_IN | MISO_MI | MISO_IN | 2035 | B15 | 1203 | 0 | 2045 | 0 | 0 |  | 0 |  | 0 | 0 |  | 0 | 0
MISO_MI_2_MISO_IN | MISO_MI | MISO_IN | 2035 | B16 | 25 | 0 | 2045 | 0 | 0 |  | 0 |  | 0 | 0 |  | 0 | 0
MISO_MI_2_MISO_IN | MISO_MI | MISO_IN | 2035 | B17 | 100 | 0 | 2045 | 0 | 0 |  | 0 |  | 0 | 0 |  | 0 | 0
MISO_MI_2_MISO_IN | MISO_MI | MISO_IN | 2035 | B18 | 400 | 0 | 2045 | 0 | 0 |  | 0 |  | 0 | 0 |  | 0 | 0
MISO_MI_2_MISO_IN | MISO_MI | MISO_IN | 2035 | B19 | 700 | 0 | 2045 | 0 | 0 |  | 0 |  | 0 | 0 |  | 0 | 0
MISO_MI_2_MISO_IN | MISO_MI | MISO_IN | 2035 | B20 | 935 | 0 | 2045 | 0 | 0 |  | 0 |  | 0 | 0 |  | 0 | 0
MISO_MI_2_MISO_IN | MISO_MI | MISO_IN | 2040 | B1 | 10 | 10 | 2045 | 0 | 2045 |  | 830.55 |  | 0 | 0.01187 |  | 0 | 0
MISO_MI_2_MISO_IN | MISO_MI | MISO_IN | 2040 | B2 | 25 | 25 | 2045 | 0 | 2045 |  | 1688.21 |  | 0 | 0.01187 |  | 0 | 0
MISO_MI_2_MISO_IN | MISO_MI | MISO_IN | 2040 | B3 | 75 | 75 | 2045 | 0 | 2045 |  | 728.23 |  | 0 | 0.01187 |  | 0 | 0
MISO_MI_2_MISO_IN | MISO_MI | MISO_IN | 2040 | B4 | 100 | 0 | 2045 | 0 | 1828.15 |  | 0 |  | 0 | 0 |  | 0 | 0
MISO_MI_2_MISO_IN | MISO_MI | MISO_IN | 2040 | B5 | 200 | 0 | 2045 | 0 | 2012.26 |  | 0 |  | 0 | 0 |  | 0 | 0
MISO_MI_2_MISO_IN | MISO_MI | MISO_IN | 2040 | B6 | 300 | 0 | 2045 | 0 | 0 |  | 0 |  | 0 | 0 |  | 0 | 0
MISO_MI_2_MISO_IN | MISO_MI | MISO_IN | 2040 | B7 | 400 | 0 | 2045 | 0 | 0 |  | 0 |  | 0 | 0 |  | 0 | 0
MISO_MI_2_MISO_IN | MISO_MI | MISO_IN | 2040 | B8 | 500 | 0 | 2045 | 0 | 0 |  | 0 |  | 0 | 0 |  | 0 | 0
MISO_MI_2_MISO_IN | MISO_MI | MISO_IN | 2040 | B9 | 800 | 0 | 2045 | 0 | 0 |  | 0 |  | 0 | 0 |  | 0 | 0
MISO_MI_2_MISO_IN | MISO_MI | MISO_IN | 2040 | B10 | 1262 | 0 | 2045 | 0 | 0 |  | 0 |  | 0 | 0 |  | 0 | 0
MISO_MI_2_MISO_IN | MISO_MI | MISO_IN | 2040 | B11 | 25 | 0 | 2045 | 0 | 0 |  | 0 |  | 0 | 0 |  | 0 | 0
MISO_MI_2_MISO_IN | MISO_MI | MISO_IN | 2040 | B12 | 200 | 0 | 2045 | 0 | 0 |  | 0 |  | 0 | 0 |  | 0 | 0
MISO_MI_2_MISO_IN | MISO_MI | MISO_IN | 2040 | B13 | 600 | 0 | 2045 | 0 | 0 |  | 0 |  | 0 | 0 |  | 0 | 0
MISO_MI_2_MISO_IN | MISO_MI | MISO_IN | 2040 | B14 | 900 | 0 | 2045 | 0 | 0 |  | 0 |  | 0 | 0 |  | 0 | 0
MISO_MI_2_MISO_IN | MISO_MI | MISO_IN | 2040 | B15 | 1203 | 0 | 2045 | 0 | 0 |  | 0 |  | 0 | 0 |  | 0 | 0
MISO_MI_2_MISO_IN | MISO_MI | MISO_IN | 2040 | B16 | 25 | 0 | 2045 | 0 | 0 |  | 0 |  | 0 | 0 |  | 0 | 0
MISO_MI_2_MISO_IN | MISO_MI | MISO_IN | 2040 | B17 | 100 | 0 | 2045 | 0 | 0 |  | 0 |  | 0 | 0 |  | 0 | 0
MISO_MI_2_MISO_IN | MISO_MI | MISO_IN | 2040 | B18 | 400 | 0 | 2045 | 0 | 0 |  | 0 |  | 0 | 0 |  | 0 | 0
MISO_MI_2_MISO_IN | MISO_MI | MISO_IN | 2040 | B19 | 700 | 0 | 2045 | 0 | 0 |  | 0 |  | 0 | 0 |  | 0 | 0
MISO_MI_2_MISO_IN | MISO_MI | MISO_IN | 2040 | B20 | 935 | 0 | 2045 | 0 | 0 |  | 0 |  | 0 | 0 |  | 0 | 0
MISO_MI_2_MISO_IN | MISO_MI | MISO_IN | 2045 | B1 | 10 | 0 | 2045 | 0 | 0 |  | 0 |  | 0 | 0 |  | 0 | 0
MISO_MI_2_MISO_IN | MISO_MI | MISO_IN | 2045 | B2 | 25 | 0 | 2045 | 0 | 0 |  | 0 |  | 0 | 0 |  | 0 | 0
MISO_MI_2_MISO_IN | MISO_MI | MISO_IN | 2045 | B3 | 75 | 0 | 2045 | 0 | 866.37 |  | 0 |  | 0 | 0 |  | 0 | 0
MISO_MI_2_MISO_IN | MISO_MI | MISO_IN | 2045 | B4 | 100 | 100 | 2045 | 0 | 2045 |  | 340.62 |  | 0 | 0.01187 |  | 0 | 0
MISO_MI_2_MISO_IN | MISO_MI | MISO_IN | 2045 | B5 | 200 | 200 | 2045 | 0 | 2045 |  | 1462.15 |  | 0 | 0.01187 |  | 0 | 0
MISO_MI_2_MISO_IN | MISO_MI | MISO_IN | 2045 | B6 | 300 | 0 | 2045 | 0 | 0 |  | 0 |  | 0 | 0 |  | 0 | 0
MISO_MI_2_MISO_IN | MISO_MI | MISO_IN | 2045 | B7 | 400 | 0 | 2045 | 0 | 0 |  | 0 |  | 0 | 0 |  | 0 | 0
MISO_MI_2_MISO_IN | MISO_MI | MISO_IN | 2045 | B8 | 500 | 0 | 2045 | 0 | 0 |  | 0 |  | 0 | 0 |  | 0 | 0
MISO_MI_2_MISO_IN | MISO_MI | MISO_IN | 2045 | B9 | 800 | 0 | 2045 | 0 | 0 |  | 0 |  | 0 | 0 |  | 0 | 0
MISO_MI_2_MISO_IN | MISO_MI | MISO_IN | 2045 | B10 | 1262 | 0 | 2045 | 0 | 0 |  | 0 |  | 0 | 0 |  | 0 | 0
MISO_MI_2_MISO_IN | MISO_MI | MISO_IN | 2045 | B11 | 25 | 0 | 2045 | 0 | 0 |  | 0 |  | 0 | 0 |  | 0 | 0
MISO_MI_2_MISO_IN | MISO_MI | MISO_IN | 2045 | B12 | 200 | 0 | 2045 | 0 | 0 |  | 0 |  | 0 | 0 |  | 0 | 0
MISO_MI_2_MISO_IN | MISO_MI | MISO_IN | 2045 | B13 | 600 | 0 | 2045 | 0 | 0 |  | 0 |  | 0 | 0 |  | 0 | 0
MISO_MI_2_MISO_IN | MISO_MI | MISO_IN | 2045 | B14 | 900 | 0 | 2045 | 0 | 0 |  | 0 |  | 0 | 0 |  | 0 | 0
MISO_MI_2_MISO_IN | MISO_MI | MISO_IN | 2045 | B15 | 1203 | 0 | 2045 | 0 | 0 |  | 0 |  | 0 | 0 |  | 0 | 0
MISO_MI_2_MISO_IN | MISO_MI | MISO_IN | 2045 | B16 | 25 | 0 | 2045 | 0 | 0 |  | 0 |  | 0 | 0 |  | 0 | 0
MISO_MI_2_MISO_IN | MISO_MI | MISO_IN | 2045 | B17 | 100 | 0 | 2045 | 0 | 0 |  | 0 |  | 0 | 0 |  | 0 | 0
MISO_MI_2_MISO_IN | MISO_MI | MISO_IN | 2045 | B18 | 400 | 0 | 2045 | 0 | 0 |  | 0 |  | 0 | 0 |  | 0 | 0
MISO_MI_2_MISO_IN | MISO_MI | MISO_IN | 2045 | B19 | 700 | 0 | 2045 | 0 | 0 |  | 0 |  | 0 | 0 |  | 0 | 0
MISO_MI_2_MISO_IN | MISO_MI | MISO_IN | 2045 | B20 | 935 | 0 | 2045 | 0 | 0 |  | 0 |  | 0 | 0 |  | 0 | 0
MISO_MI_2_MISO_IN | MISO_MI | MISO_IN | 2050 | B1 | 10 | 0 | 2045 | 0 | 0 |  | 0 |  | 0 | 0 |  | 0 | 0
MISO_MI_2_MISO_IN | MISO_MI | MISO_IN | 2050 | B2 | 25 | 0 | 2045 | 0 | 0 |  | 0 |  | 0 | 0 |  | 0 | 0
MISO_MI_2_MISO_IN | MISO_MI | MISO_IN | 2050 | B3 | 75 | 0 | 2045 | 0 | 0 |  | 0 |  | 0 | 0 |  | 0 | 0
MISO_MI_2_MISO_IN | MISO_MI | MISO_IN | 2050 | B4 | 100 | 0 | 2045 | 0 | 1607.1 |  | 0 |  | 0 | 0 |  | 0 | 0
MISO_MI_2_MISO_IN | MISO_MI | MISO_IN | 2050 | B5 | 200 | 200 | 2045 | 0 | 2045 |  | 985.8 |  | 0 | 0.01187 |  | 0 | 0
MISO_MI_2_MISO_IN | MISO_MI | MISO_IN | 2050 | B6 | 300 | 0 | 2045 | 0 | 0 |  | 0 |  | 0 | 0 |  | 0 | 0
MISO_MI_2_MISO_IN | MISO_MI | MISO_IN | 2050 | B7 | 400 | 0 | 2045 | 0 | 0 |  | 0 |  | 0 | 0 |  | 0 | 0
MISO_MI_2_MISO_IN | MISO_MI | MISO_IN | 2050 | B8 | 500 | 0 | 2045 | 0 | 0 |  | 0 |  | 0 | 0 |  | 0 | 0
MISO_MI_2_MISO_IN | MISO_MI | MISO_IN | 2050 | B9 | 800 | 0 | 2045 | 0 | 0 |  | 0 |  | 0 | 0 |  | 0 | 0
MISO_MI_2_MISO_IN | MISO_MI | MISO_IN | 2050 | B10 | 1262 | 0 | 2045 | 0 | 0 |  | 0 |  | 0 | 0 |  | 0 | 0
MISO_MI_2_MISO_IN | MISO_MI | MISO_IN | 2050 | B11 | 25 | 0 | 2045 | 0 | 0 |  | 0 |  | 0 | 0 |  | 0 | 0
MISO_MI_2_MISO_IN | MISO_MI | MISO_IN | 2050 | B12 | 200 | 0 | 2045 | 0 | 0 |  | 0 |  | 0 | 0 |  | 0 | 0
MISO_MI_2_MISO_IN | MISO_MI | MISO_IN | 2050 | B13 | 600 | 0 | 2045 | 0 | 0 |  | 0 |  | 0 | 0 |  | 0 | 0
MISO_MI_2_MISO_IN | MISO_MI | MISO_IN | 2050 | B14 | 900 | 0 | 2045 | 0 | 0 |  | 0 |  | 0 | 0 |  | 0 | 0
MISO_MI_2_MISO_IN | MISO_MI | MISO_IN | 2050 | B15 | 1203 | 0 | 2045 | 0 | 0 |  | 0 |  | 0 | 0 |  | 0 | 0
MISO_MI_2_MISO_IN | MISO_MI | MISO_IN | 2050 | B16 | 25 | 0 | 2045 | 0 | 0 |  | 0 |  | 0 | 0 |  | 0 | 0
MISO_MI_2_MISO_IN | MISO_MI | MISO_IN | 2050 | B17 | 100 | 0 | 2045 | 0 | 0 |  | 0 |  | 0 | 0 |  | 0 | 0
MISO_MI_2_MISO_IN | MISO_MI | MISO_IN | 2050 | B18 | 400 | 0 | 2045 | 0 | 0 |  | 0 |  | 0 | 0 |  | 0 | 0
MISO_MI_2_MISO_IN | MISO_MI | MISO_IN | 2050 | B19 | 700 | 0 | 2045 | 0 | 0 |  | 0 |  | 0 | 0 |  | 0 | 0
MISO_MI_2_MISO_IN | MISO_MI | MISO_IN | 2050 | B20 | 935 | 0 | 2045 | 0 | 0 |  | 0 |  | 0 | 0 |  | 0 | 0
MISO_MI_2_MISO_WUMS | MISO_MI | MISO_WUMS | 2015 | B1 | 10 | 0 | 117 | 0 | 0 |  | 0 |  | 0 | 0 |  | 0 | 0.043906
MISO_MI_2_MISO_WUMS | MISO_MI | MISO_WUMS | 2015 | B2 | 25 | 0 | 117 | 0 | 0 |  | 0 |  | 0 | 0 |  | 0 | 0.043906
MISO_MI_2_MISO_WUMS | MISO_MI | MISO_WUMS | 2015 | B3 | 75 | 0 | 117 | 117 | 0 |  | 0 |  | 0.80716 | 0 |  | 0.047369 | 0.043906
MISO_MI_2_MISO_WUMS | MISO_MI | MISO_WUMS | 2015 | B4 | 100 | 0 | 117 | 0 | 0 |  | 0 |  | 0 | 0 |  | 0 | 0.043906
MISO_MI_2_MISO_WUMS | MISO_MI | MISO_WUMS | 2015 | B5 | 200 | 0 | 117 | 0 | 0 |  | 0 |  | 0 | 0 |  | 0 | 0.043906
MISO_MI_2_MISO_WUMS | MISO_MI | MISO_WUMS | 2015 | B6 | 300 | 0 | 117 | 0 | 0 |  | 0 |  | 0 | 0 |  | 0 | 0.043906
MISO_MI_2_MISO_WUMS | MISO_MI | MISO_WUMS | 2015 | B7 | 400 | 0 | 117 | 0 | 0 |  | 0 |  | 0 | 0 |  | 0 | 0.043906
MISO_MI_2_MISO_WUMS | MISO_MI | MISO_WUMS | 2015 | B8 | 500 | 0 | 117 | 0 | 0 |  | 0 |  | 0 | 0 |  | 0 | 0.043906
MISO_MI_2_MISO_WUMS | MISO_MI | MISO_WUMS | 2015 | B9 | 800 | 0 | 117 | 0 | 0 |  | 0 |  | 0 | 0 |  | 0 | 0.043906
MISO_MI_2_MISO_WUMS | MISO_MI | MISO_WUMS | 2015 | B10 | 1262 | 0 | 117 | 0 | 0 |  | 0 |  | 0 | 0 |  | 0 | 0.043906
MISO_MI_2_MISO_WUMS | MISO_MI | MISO_WUMS | 2015 | B11 | 25 | 0 | 117 | 0 | 0 |  | 0 |  | 0 | 0 |  | 0 | 0.043906
MISO_MI_2_MISO_WUMS | MISO_MI | MISO_WUMS | 2015 | B12 | 200 | 0 | 117 | 0 | 0 |  | 0 |  | 0 | 0 |  | 0 | 0.043906
MISO_MI_2_MISO_WUMS | MISO_MI | MISO_WUMS | 2015 | B13 | 600 | 0 | 117 | 0 | 0 |  | 0 |  | 0 | 0 |  | 0 | 0.043906
MISO_MI_2_MISO_WUMS | MISO_MI | MISO_WUMS | 2015 | B14 | 900 | 0 | 117 | 0 | 0 |  | 0 |  | 0 | 0 |  | 0 | 0.043906
MISO_MI_2_MISO_WUMS | MISO_MI | MISO_WUMS | 2015 | B15 | 1203 | 0 | 117 | 117 | 0 |  | 0 |  | 0.01187 | 0 |  | 0.011173 | 0.043906
MISO_MI_2_MISO_WUMS | MISO_MI | MISO_WUMS | 2015 | B16 | 25 | 0 | 117 | 0 | 70.69 |  | 0 |  | 0 | 0 |  | 0 | 0.043906
MISO_MI_2_MISO_WUMS | MISO_MI | MISO_WUMS | 2015 | B17 | 100 | 0 | 117 | 0 | 0 |  | 0 |  | 0 | 0 |  | 0 | 0.043906
MISO_MI_2_MISO_WUMS | MISO_MI | MISO_WUMS | 2015 | B18 | 400 | 0 | 117 | 0 | 0 |  | 0 |  | 0 | 0 |  | 0 | 0.043906
MISO_MI_2_MISO_WUMS | MISO_MI | MISO_WUMS | 2015 | B19 | 700 | 0 | 117 | 0 | 0 |  | 0 |  | 0 | 0 |  | 0 | 0.043906
MISO_MI_2_MISO_WUMS | MISO_MI | MISO_WUMS | 2015 | B20 | 935 | 0 | 117 | 0 | 0 |  | 0 |  | 0 | 0 |  | 0 | 0.043906
MISO_MI_2_MISO_WUMS | MISO_MI | MISO_WUMS | 2020 | B1 | 10 | 0 | 117 | 117 | 0 |  | 0 |  | 2.7895 | 0 |  | 0.0079539 | 0.83167
MISO_MI_2_MISO_WUMS | MISO_MI | MISO_WUMS | 2020 | B2 | 25 | 0 | 117 | 117 | 0 |  | 0 |  | 3.6797 | 0 |  | 0.026231 | 0.83167
MISO_MI_2_MISO_WUMS | MISO_MI | MISO_WUMS | 2020 | B3 | 75 | 0 | 117 | 117 | 117 |  | 0 |  | 3.9171 | 0.34423 |  | 0.08377 | 0.83167
MISO_MI_2_MISO_WUMS | MISO_MI | MISO_WUMS | 2020 | B4 | 100 | 0 | 117 | 117 | 59.89 |  | 0 |  | 1.9942 | 0 |  | 0.056862 | 0.83167
MISO_MI_2_MISO_WUMS | MISO_MI | MISO_WUMS | 2020 | B5 | 200 | 0 | 117 | 0 | 117 |  | 0 |  | 0 | 0.01187 |  | 0 | 0.83167
MISO_MI_2_MISO_WUMS | MISO_MI | MISO_WUMS | 2020 | B6 | 300 | 0 | 117 | 117 | 68.62 |  | 0 |  | 6.0774 | 0 |  | 0.51988 | 0.83167
MISO_MI_2_MISO_WUMS | MISO_MI | MISO_WUMS | 2020 | B7 | 400 | 0 | 117 | 0 | 86.86 |  | 0 |  | 0 | 0 |  | 0 | 0.83167
MISO_MI_2_MISO_WUMS | MISO_MI | MISO_WUMS | 2020 | B8 | 500 | 0 | 117 | 0 | 72.77 |  | 0 |  | 0 | 0 |  | 0 | 0.83167
MISO_MI_2_MISO_WUMS | MISO_MI | MISO_WUMS | 2020 | B9 | 800 | 0 | 117 | 117 | 117 |  | 0 |  | 1.4363 | 0.30862 |  | 0.32764 | 0.83167
MISO_MI_2_MISO_WUMS | MISO_MI | MISO_WUMS | 2020 | B10 | 1262 | 0 | 117 | 117 | 0 |  | 0 |  | 0.01187 | 0 |  | 0.0042714 | 0.83167
MISO_MI_2_MISO_WUMS | MISO_MI | MISO_WUMS | 2020 | B11 | 25 | 0 | 117 | 0 | 0 |  | 0 |  | 0 | 0 |  | 0 | 0.83167
MISO_MI_2_MISO_WUMS | MISO_MI | MISO_WUMS | 2020 | B12 | 200 | 0 | 117 | 0 | 0 |  | 0 |  | 0 | 0 |  | 0 | 0.83167
MISO_MI_2_MISO_WUMS | MISO_MI | MISO_WUMS | 2020 | B13 | 600 | 0 | 117 | 0 | 0 |  | 0 |  | 0 | 0 |  | 0 | 0.83167
MISO_MI_2_MISO_WUMS | MISO_MI | MISO_WUMS | 2020 | B14 | 900 | 0 | 117 | 0 | 0 |  | 0 |  | 0 | 0 |  | 0 | 0.83167
MISO_MI_2_MISO_WUMS | MISO_MI | MISO_WUMS | 2020 | B15 | 1203 | 0 | 117 | 88.68 | 0 |  | 0 |  | 0 | 0 |  | 0 | 0.83167
MISO_MI_2_MISO_WUMS | MISO_MI | MISO_WUMS | 2020 | B16 | 25 | 0 | 117 | 0 | 0 |  | 0 |  | 0 | 0 |  | 0 | 0.83167
MISO_MI_2_MISO_WUMS | MISO_MI | MISO_WUMS | 2020 | B17 | 100 | 0 | 117 | 0 | 0 |  | 0 |  | 0 | 0 |  | 0 | 0.83167
MISO_MI_2_MISO_WUMS | MISO_MI | MISO_WUMS | 2020 | B18 | 400 | 0 | 117 | 0 | 0 |  | 0 |  | 0 | 0 |  | 0 | 0.83167
MISO_MI_2_MISO_WUMS | MISO_MI | MISO_WUMS | 2020 | B19 | 700 | 0 | 117 | 24.81 | 0 |  | 0 |  | 0 | 0 |  | 0 | 0.83167
MISO_MI_2_MISO_WUMS | MISO_MI | MISO_WUMS | 2020 | B20 | 935 | 0 | 117 | 117 | 108.26 |  | 0 |  | 0.30862 | 0 |  | 0.082281 | 0.83167
MISO_MI_2_MISO_WUMS | MISO_MI | MISO_WUMS | 2025 | B1 | 10 | 0 | 117 | 0 | 0 |  | 0 |  | 0 | 0 |  | 0 | 0.15134
MISO_MI_2_MISO_WUMS | MISO_MI | MISO_WUMS | 2025 | B2 | 25 | 0 | 117 | 0 | 0 |  | 0 |  | 0 | 0 |  | 0 | 0.15134
MISO_MI_2_MISO_WUMS | MISO_MI | MISO_WUMS | 2025 | B3 | 75 | 0 | 117 | 117 | 0 |  | 0 |  | 0.20179 | 0 |  | 0.20179 | 0.15134
MISO_MI_2_MISO_WUMS | MISO_MI | MISO_WUMS | 2025 | B4 | 100 | 0 | 117 | 56.92 | 0 |  | 0 |  | 0 | 0 |  | 0 | 0.15134
MISO_MI_2_MISO_WUMS | MISO_MI | MISO_WUMS | 2025 | B5 | 200 | 0 | 117 | 0 | 0 |  | 0 |  | 0 | 0 |  | 0 | 0.15134
MISO_MI_2_MISO_WUMS | MISO_MI | MISO_WUMS | 2025 | B6 | 300 | 0 | 117 | 0 | 0 |  | 0 |  | 0 | 0 |  | 0 | 0.15134
MISO_MI_2_MISO_WUMS | MISO_MI | MISO_WUMS | 2025 | B7 | 400 | 0 | 117 | 0 | 0 |  | 0 |  | 0 | 0 |  | 0 | 0.15134
MISO_MI_2_MISO_WUMS | MISO_MI | MISO_WUMS | 2025 | B8 | 500 | 0 | 117 | 0 | 0 |  | 0 |  | 0 | 0 |  | 0 | 0.15134
MISO_MI_2_MISO_WUMS | MISO_MI | MISO_WUMS | 2025 | B9 | 800 | 0 | 117 | 0 | 0 |  | 0 |  | 0 | 0 |  | 0 | 0.15134
MISO_MI_2_MISO_WUMS | MISO_MI | MISO_WUMS | 2025 | B10 | 1262 | 0 | 117 | 0 | 0 |  | 0 |  | 0 | 0 |  | 0 | 0.15134
MISO_MI_2_MISO_WUMS | MISO_MI | MISO_WUMS | 2025 | B11 | 25 | 0 | 117 | 0 | 0 |  | 0 |  | 0 | 0 |  | 0 | 0.15134
MISO_MI_2_MISO_WUMS | MISO_MI | MISO_WUMS | 2025 | B12 | 200 | 0 | 117 | 0 | 0 |  | 0 |  | 0 | 0 |  | 0 | 0.15134
MISO_MI_2_MISO_WUMS | MISO_MI | MISO_WUMS | 2025 | B13 | 600 | 0 | 117 | 0 | 0 |  | 0 |  | 0 | 0 |  | 0 | 0.15134
MISO_MI_2_MISO_WUMS | MISO_MI | MISO_WUMS | 2025 | B14 | 900 | 0 | 117 | 0 | 0 |  | 0 |  | 0 | 0 |  | 0 | 0.15134
MISO_MI_2_MISO_WUMS | MISO_MI | MISO_WUMS | 2025 | B15 | 1203 | 0 | 117 | 0 | 0 |  | 0 |  | 0 | 0 |  | 0 | 0.15134
MISO_MI_2_MISO_WUMS | MISO_MI | MISO_WUMS | 2025 | B16 | 25 | 0 | 117 | 0 | 0 |  | 0 |  | 0 | 0 |  | 0 | 0.15134
MISO_MI_2_MISO_WUMS | MISO_MI | MISO_WUMS | 2025 | B17 | 100 | 0 | 117 | 0 | 0 |  | 0 |  | 0 | 0 |  | 0 | 0.15134
MISO_MI_2_MISO_WUMS | MISO_MI | MISO_WUMS | 2025 | B18 | 400 | 0 | 117 | 0 | 0 |  | 0 |  | 0 | 0 |  | 0 | 0.15134
MISO_MI_2_MISO_WUMS | MISO_MI | MISO_WUMS | 2025 | B19 | 700 | 0 | 117 | 0 | 0 |  | 0 |  | 0 | 0 |  | 0 | 0.15134
MISO_MI_2_MISO_WUMS | MISO_MI | MISO_WUMS | 2025 | B20 | 935 | 0 | 117 | 0 | 0 |  | 0 |  | 0 | 0 |  | 0 | 0.15134
MISO_MI_2_MISO_WUMS | MISO_MI | MISO_WUMS | 2030 | B1 | 10 | 0 | 117 | 0 | 0 |  | 0 |  | 0 | 0 |  | 0 | 0.017805
MISO_MI_2_MISO_WUMS | MISO_MI | MISO_WUMS | 2030 | B2 | 25 | 0 | 117 | 0 | 0 |  | 0 |  | 0 | 0 |  | 0 | 0.017805
MISO_MI_2_MISO_WUMS | MISO_MI | MISO_WUMS | 2030 | B3 | 75 | 0 | 117 | 0 | 0 |  | 0 |  | 0 | 0 |  | 0 | 0.017805
MISO_MI_2_MISO_WUMS | MISO_MI | MISO_WUMS | 2030 | B4 | 100 | 0 | 117 | 0 | 0 |  | 0 |  | 0 | 0 |  | 0 | 0.017805
MISO_MI_2_MISO_WUMS | MISO_MI | MISO_WUMS | 2030 | B5 | 200 | 0 | 117 | 0 | 0 |  | 0 |  | 0 | 0 |  | 0 | 0.017805
MISO_MI_2_MISO_WUMS | MISO_MI | MISO_WUMS | 2030 | B6 | 300 | 0 | 117 | 0 | 0 |  | 0 |  | 0 | 0 |  | 0 | 0.017805
MISO_MI_2_MISO_WUMS | MISO_MI | MISO_WUMS | 2030 | B7 | 400 | 0 | 117 | 0 | 0 |  | 0 |  | 0 | 0 |  | 0 | 0.017805
MISO_MI_2_MISO_WUMS | MISO_MI | MISO_WUMS | 2030 | B8 | 500 | 500 | 117 | 0 | 117 |  | 169.45 |  | 0 | 0.01187 |  | 0 | 0.017805
MISO_MI_2_MISO_WUMS | MISO_MI | MISO_WUMS | 2030 | B9 | 800 | 800 | 117 | 74.8 | 117 |  | 18.85 |  | 0 | 0 |  | 0 | 0.017805
MISO_MI_2_MISO_WUMS | MISO_MI | MISO_WUMS | 2030 | B10 | 1262 | 0 | 117 | 0 | 0 |  | 0 |  | 0 | 0 |  | 0 | 0.017805
MISO_MI_2_MISO_WUMS | MISO_MI | MISO_WUMS | 2030 | B11 | 25 | 25 | 117 | 117 | 117 |  | 751.12 |  | 0.02374 | 0.01187 |  | 0.02374 | 0.017805
MISO_MI_2_MISO_WUMS | MISO_MI | MISO_WUMS | 2030 | B12 | 200 | 200 | 117 | 0 | 117 |  | 581.52 |  | 0 | 0.01187 |  | 0 | 0.017805
MISO_MI_2_MISO_WUMS | MISO_MI | MISO_WUMS | 2030 | B13 | 600 | 600 | 117 | 0 | 117 |  | 413.69 |  | 0 | 0.01187 |  | 0 | 0.017805
MISO_MI_2_MISO_WUMS | MISO_MI | MISO_WUMS | 2030 | B14 | 900 | 0 | 117 | 0 | 86 |  | 0 |  | 0 | 0 |  | 0 | 0.017805
MISO_MI_2_MISO_WUMS | MISO_MI | MISO_WUMS | 2030 | B15 | 1203 | 1203 | 117 | 0 | 117 |  | 739.3 |  | 0 | 0.01187 |  | 0 | 0.017805
MISO_MI_2_MISO_WUMS | MISO_MI | MISO_WUMS | 2030 | B16 | 25 | 25 | 117 | 0 | 117 |  | 1034.02 |  | 0 | 0.01187 |  | 0 | 0.017805
MISO_MI_2_MISO_WUMS | MISO_MI | MISO_WUMS | 2030 | B17 | 100 | 100 | 117 | 0 | 117 |  | 1055.71 |  | 0 | 0.01187 |  | 0 | 0.017805
MISO_MI_2_MISO_WUMS | MISO_MI | MISO_WUMS | 2030 | B18 | 400 | 400 | 117 | 0 | 117 |  | 1028.13 |  | 0 | 0.01187 |  | 0 | 0.017805
MISO_MI_2_MISO_WUMS | MISO_MI | MISO_WUMS | 2030 | B19 | 700 | 700 | 117 | 0 | 117 |  | 800.26 |  | 0 | 0.01187 |  | 0 | 0.017805
MISO_MI_2_MISO_WUMS | MISO_MI | MISO_WUMS | 2030 | B20 | 935 | 935 | 117 | 0 | 117 |  | 1978.95 |  | 0 | 0.01187 |  | 0 | 0.017805
MISO_MI_2_MISO_WUMS | MISO_MI | MISO_WUMS | 2035 | B1 | 10 | 0 | 117 | 0 | 0 |  | 0 |  | 0 | 0 |  | 0 | 0.45565
MISO_MI_2_MISO_WUMS | MISO_MI | MISO_WUMS | 2035 | B2 | 25 | 0 | 117 | 0.01 | 0 |  | 0 |  | 0 | 0 |  | 0 | 0.45565
MISO_MI_2_MISO_WUMS | MISO_MI | MISO_WUMS | 2035 | B3 | 75 | 0 | 117 | 0 | 0 |  | 0 |  | 0 | 0 |  | 0 | 0.45565
MISO_MI_2_MISO_WUMS | MISO_MI | MISO_WUMS | 2035 | B4 | 100 | 0 | 117 | 100.11 | 60.58 |  | 0 |  | 0 | 0 |  | 0 | 0.45565
MISO_MI_2_MISO_WUMS | MISO_MI | MISO_WUMS | 2035 | B5 | 200 | 0 | 117 | 0 | 0 |  | 0 |  | 0 | 0 |  | 0 | 0.45565
MISO_MI_2_MISO_WUMS | MISO_MI | MISO_WUMS | 2035 | B6 | 300 | 0 | 117 | 0 | 0 |  | 0 |  | 0 | 0 |  | 0 | 0.45565
MISO_MI_2_MISO_WUMS | MISO_MI | MISO_WUMS | 2035 | B7 | 400 | 0 | 117 | 117 | 0 |  | 0 |  | 0.73594 | 0 |  | 0.26761 | 0.45565
MISO_MI_2_MISO_WUMS | MISO_MI | MISO_WUMS | 2035 | B8 | 500 | 0 | 117 | 0 | 0 |  | 0 |  | 0 | 0 |  | 0 | 0.45565
MISO_MI_2_MISO_WUMS | MISO_MI | MISO_WUMS | 2035 | B9 | 800 | 0 | 117 | 0 | 95.25 |  | 0 |  | 0 | 0 |  | 0 | 0.45565
MISO_MI_2_MISO_WUMS | MISO_MI | MISO_WUMS | 2035 | B10 | 1262 | 0 | 117 | 0 | 0 |  | 0 |  | 0 | 0 |  | 0 | 0.45565
MISO_MI_2_MISO_WUMS | MISO_MI | MISO_WUMS | 2035 | B11 | 25 | 0 | 117 | 0 | 117 |  | 0 |  | 0 | 0.05935 |  | 0 | 0.45565
MISO_MI_2_MISO_WUMS | MISO_MI | MISO_WUMS | 2035 | B12 | 200 | 200 | 117 | 0 | 117 |  | 1621.2 |  | 0 | 0.43919 |  | 0 | 0.45565
MISO_MI_2_MISO_WUMS | MISO_MI | MISO_WUMS | 2035 | B13 | 600 | 600 | 117 | 0 | 117 |  | 1881.19 |  | 0 | 0.43919 |  | 0 | 0.45565
MISO_MI_2_MISO_WUMS | MISO_MI | MISO_WUMS | 2035 | B14 | 900 | 900 | 117 | 0 | 117 |  | 1447.15 |  | 0 | 0.43919 |  | 0 | 0.45565
MISO_MI_2_MISO_WUMS | MISO_MI | MISO_WUMS | 2035 | B15 | 1203 | 1203 | 117 | 0 | 117 |  | 1899.26 |  | 0 | 0.43919 |  | 0 | 0.45565
MISO_MI_2_MISO_WUMS | MISO_MI | MISO_WUMS | 2035 | B16 | 25 | 25 | 117 | 0 | 117 |  | 2008.03 |  | 0 | 0.43919 |  | 0 | 0.45565
MISO_MI_2_MISO_WUMS | MISO_MI | MISO_WUMS | 2035 | B17 | 100 | 100 | 117 | 0 | 117 |  | 2133.84 |  | 0 | 0.43919 |  | 0 | 0.45565
MISO_MI_2_MISO_WUMS | MISO_MI | MISO_WUMS | 2035 | B18 | 400 | 400 | 117 | 0 | 117 |  | 2111.47 |  | 0 | 0.43919 |  | 0 | 0.45565
MISO_MI_2_MISO_WUMS | MISO_MI | MISO_WUMS | 2035 | B19 | 700 | 700 | 117 | 117 | 117 |  | 1892.88 |  | 0.53415 | 0.43919 |  | 0.33991 | 0.45565
MISO_MI_2_MISO_WUMS | MISO_MI | MISO_WUMS | 2035 | B20 | 935 | 935 | 117 | 96.22 | 117 |  | 2088.98 |  | 0 | 0.43919 |  | 0 | 0.45565
MISO_MI_2_MISO_WUMS | MISO_MI | MISO_WUMS | 2040 | B1 | 10 | 0 | 117 | 0 | 0 |  | 0 |  | 0 | 0 |  | 0 | 1.8455
MISO_MI_2_MISO_WUMS | MISO_MI | MISO_WUMS | 2040 | B2 | 25 | 0 | 117 | 0 | 0 |  | 0 |  | 0 | 0 |  | 0 | 1.8455
MISO_MI_2_MISO_WUMS | MISO_MI | MISO_WUMS | 2040 | B3 | 75 | 0 | 117 | 117 | 0 |  | 0 |  | 1.4363 | 0 |  | 0.067325 | 1.8455
MISO_MI_2_MISO_WUMS | MISO_MI | MISO_WUMS | 2040 | B4 | 100 | 0 | 117 | 0 | 62.87 |  | 0 |  | 0 | 0 |  | 0 | 1.8455
MISO_MI_2_MISO_WUMS | MISO_MI | MISO_WUMS | 2040 | B5 | 200 | 0 | 117 | 0 | 0 |  | 0 |  | 0 | 0 |  | 0 | 1.8455
MISO_MI_2_MISO_WUMS | MISO_MI | MISO_WUMS | 2040 | B6 | 300 | 0 | 117 | 117 | 0 |  | 0 |  | 2.1603 | 0 |  | 0.40506 | 1.8455
MISO_MI_2_MISO_WUMS | MISO_MI | MISO_WUMS | 2040 | B7 | 400 | 0 | 117 | 117 | 0 |  | 0 |  | 3.9883 | 0 |  | 0.99708 | 1.8455
MISO_MI_2_MISO_WUMS | MISO_MI | MISO_WUMS | 2040 | B8 | 500 | 500 | 117 | 0 | 117 |  | 14.09 |  | 0 | 1.828 |  | 0 | 1.8455
MISO_MI_2_MISO_WUMS | MISO_MI | MISO_WUMS | 2040 | B9 | 800 | 800 | 117 | 0 | 117 |  | 224.94 |  | 0 | 1.828 |  | 0 | 1.8455
MISO_MI_2_MISO_WUMS | MISO_MI | MISO_WUMS | 2040 | B10 | 1262 | 0 | 117 | 0 | 0 |  | 0 |  | 0 | 0 |  | 0 | 1.8455
MISO_MI_2_MISO_WUMS | MISO_MI | MISO_WUMS | 2040 | B11 | 25 | 25 | 117 | 117 | 117 |  | 1265.11 |  | 10.8254 | 1.828 |  | 0.16915 | 1.8455
MISO_MI_2_MISO_WUMS | MISO_MI | MISO_WUMS | 2040 | B12 | 200 | 200 | 117 | 117 | 117 |  | 1157.64 |  | 0.09496 | 1.828 |  | 0.01187 | 1.8455
MISO_MI_2_MISO_WUMS | MISO_MI | MISO_WUMS | 2040 | B13 | 600 | 600 | 117 | 117 | 117 |  | 1323.97 |  | 2.1603 | 1.828 |  | 0.81013 | 1.8455
MISO_MI_2_MISO_WUMS | MISO_MI | MISO_WUMS | 2040 | B14 | 900 | 900 | 117 | 0 | 117 |  | 840.36 |  | 0 | 1.828 |  | 0 | 1.8455
MISO_MI_2_MISO_WUMS | MISO_MI | MISO_WUMS | 2040 | B15 | 1203 | 0 | 117 | 0 | 0 |  | 0 |  | 0 | 0 |  | 0 | 1.8455
MISO_MI_2_MISO_WUMS | MISO_MI | MISO_WUMS | 2040 | B16 | 25 | 25 | 117 | 0 | 117 |  | 2290.78 |  | 0 | 1.828 |  | 0 | 1.8455
MISO_MI_2_MISO_WUMS | MISO_MI | MISO_WUMS | 2040 | B17 | 100 | 0 | 117 | 0 | 117 |  | 0 |  | 0 | 1.0802 |  | 0 | 1.8455
MISO_MI_2_MISO_WUMS | MISO_MI | MISO_WUMS | 2040 | B18 | 400 | 400 | 117 | 0 | 117 |  | 2408.79 |  | 0 | 1.828 |  | 0 | 1.8455
MISO_MI_2_MISO_WUMS | MISO_MI | MISO_WUMS | 2040 | B19 | 700 | 700 | 117 | 0 | 117 |  | 2199.33 |  | 0 | 1.828 |  | 0 | 1.8455
MISO_MI_2_MISO_WUMS | MISO_MI | MISO_WUMS | 2040 | B20 | 935 | 0 | 117 | 0 | 0 |  | 0 |  | 0 | 0 |  | 0 | 1.8455
MISO_MI_2_MISO_WUMS | MISO_MI | MISO_WUMS | 2045 | B1 | 10 | 0 | 117 | 0 | 0 |  | 0 |  | 0 | 0 |  | 0 | 4.9465
MISO_MI_2_MISO_WUMS | MISO_MI | MISO_WUMS | 2045 | B2 | 25 | 0 | 117 | 0 | 0 |  | 0 |  | 0 | 0 |  | 0 | 4.9465
MISO_MI_2_MISO_WUMS | MISO_MI | MISO_WUMS | 2045 | B3 | 75 | 0 | 117 | 117 | 0 |  | 0 |  | 7.9529 | 0 |  | 0.16121 | 4.9465
MISO_MI_2_MISO_WUMS | MISO_MI | MISO_WUMS | 2045 | B4 | 100 | 0 | 117 | 117 | 117 |  | 0 |  | 7.9766 | 0.02374 |  | 0.21558 | 4.9465
MISO_MI_2_MISO_WUMS | MISO_MI | MISO_WUMS | 2045 | B5 | 200 | 0 | 117 | 0 | 117 |  | 0 |  | 0 | 0.02374 |  | 0 | 4.9465
MISO_MI_2_MISO_WUMS | MISO_MI | MISO_WUMS | 2045 | B6 | 300 | 0 | 117 | 117 | 0 |  | 0 |  | 14.3983 | 0 |  | 1.1674 | 4.9465
MISO_MI_2_MISO_WUMS | MISO_MI | MISO_WUMS | 2045 | B7 | 400 | 0 | 117 | 117 | 0 |  | 0 |  | 5.9825 | 0 |  | 0.64675 | 4.9465
MISO_MI_2_MISO_WUMS | MISO_MI | MISO_WUMS | 2045 | B8 | 500 | 0 | 117 | 0 | 117 |  | 0 |  | 0 | 0.01187 |  | 0 | 4.9465
MISO_MI_2_MISO_WUMS | MISO_MI | MISO_WUMS | 2045 | B9 | 800 | 0 | 117 | 0 | 117 |  | 0 |  | 0 | 4.107 |  | 0 | 4.9465
MISO_MI_2_MISO_WUMS | MISO_MI | MISO_WUMS | 2045 | B10 | 1262 | 0 | 117 | 0 | 0 |  | 0 |  | 0 | 0 |  | 0 | 4.9465
MISO_MI_2_MISO_WUMS | MISO_MI | MISO_WUMS | 2045 | B11 | 25 | 0 | 117 | 117 | 117 |  | 0 |  | 2.3621 | 3.7391 |  | 0.01596 | 4.9465
MISO_MI_2_MISO_WUMS | MISO_MI | MISO_WUMS | 2045 | B12 | 200 | 0 | 117 | 117 | 117 |  | 0 |  | 19.8466 | 3.929 |  | 1.0728 | 4.9465
MISO_MI_2_MISO_WUMS | MISO_MI | MISO_WUMS | 2045 | B13 | 600 | 0 | 117 | 117 | 117 |  | 0 |  | 4.5225 | 3.1456 |  | 0.73337 | 4.9465
MISO_MI_2_MISO_WUMS | MISO_MI | MISO_WUMS | 2045 | B14 | 900 | 0 | 117 | 117 | 117 |  | 0 |  | 5.6145 | 0.78342 |  | 1.3657 | 4.9465
MISO_MI_2_MISO_WUMS | MISO_MI | MISO_WUMS | 2045 | B15 | 1203 | 0 | 117 | 0 | 0 |  | 0 |  | 0 | 0 |  | 0 | 4.9465
MISO_MI_2_MISO_WUMS | MISO_MI | MISO_WUMS | 2045 | B16 | 25 | 0 | 117 | 0 | 117 |  | 0 |  | 0 | 3.929 |  | 0 | 4.9465
MISO_MI_2_MISO_WUMS | MISO_MI | MISO_WUMS | 2045 | B17 | 100 | 0 | 117 | 0 | 117 |  | 0 |  | 0 | 2.9794 |  | 0 | 4.9465
MISO_MI_2_MISO_WUMS | MISO_MI | MISO_WUMS | 2045 | B18 | 400 | 0 | 117 | 117 | 117 |  | 0 |  | 3.7747 | 3.929 |  | 0.40807 | 4.9465
MISO_MI_2_MISO_WUMS | MISO_MI | MISO_WUMS | 2045 | B19 | 700 | 0 | 117 | 117 | 117 |  | 0 |  | 4.2732 | 3.9171 |  | 0.80844 | 4.9465
MISO_MI_2_MISO_WUMS | MISO_MI | MISO_WUMS | 2045 | B20 | 935 | 0 | 117 | 0 | 0 |  | 0 |  | 0 | 0 |  | 0 | 4.9465
MISO_MI_2_MISO_WUMS | MISO_MI | MISO_WUMS | 2050 | B1 | 10 | 0 | 117 | 0 | 0 |  | 0 |  | 0 | 0 |  | 0 | 3.4672
MISO_MI_2_MISO_WUMS | MISO_MI | MISO_WUMS | 2050 | B2 | 25 | 0 | 117 | 0 | 0 |  | 0 |  | 0 | 0 |  | 0 | 3.4672
MISO_MI_2_MISO_WUMS | MISO_MI | MISO_WUMS | 2050 | B3 | 75 | 0 | 117 | 117 | 0 |  | 0 |  | 7.9529 | 0 |  | 0.13556 | 3.4672
MISO_MI_2_MISO_WUMS | MISO_MI | MISO_WUMS | 2050 | B4 | 100 | 0 | 117 | 117 | 52.96 |  | 0 |  | 7.9766 | 0 |  | 0.18129 | 3.4672
MISO_MI_2_MISO_WUMS | MISO_MI | MISO_WUMS | 2050 | B5 | 200 | 0 | 117 | 117 | 117 |  | 0 |  | 11.9768 | 0.02374 |  | 0.5444 | 3.4672
MISO_MI_2_MISO_WUMS | MISO_MI | MISO_WUMS | 2050 | B6 | 300 | 0 | 117 | 117 | 0 |  | 0 |  | 3.9883 | 0 |  | 0.27193 | 3.4672
MISO_MI_2_MISO_WUMS | MISO_MI | MISO_WUMS | 2050 | B7 | 400 | 0 | 117 | 117 | 0 |  | 0 |  | 0.04748 | 0 |  | 0.0043164 | 3.4672
MISO_MI_2_MISO_WUMS | MISO_MI | MISO_WUMS | 2050 | B8 | 500 | 0 | 117 | 117 | 117 |  | 0 |  | 1.9586 | 1.187 |  | 0.22256 | 3.4672
MISO_MI_2_MISO_WUMS | MISO_MI | MISO_WUMS | 2050 | B9 | 800 | 800 | 117 | 0 | 117 |  | 275.11 |  | 0 | 3.4542 |  | 0 | 3.4672
MISO_MI_2_MISO_WUMS | MISO_MI | MISO_WUMS | 2050 | B10 | 1262 | 0 | 117 | 0 | 0 |  | 0 |  | 0 | 0 |  | 0 | 3.4672
MISO_MI_2_MISO_WUMS | MISO_MI | MISO_WUMS | 2050 | B11 | 25 | 25 | 117 | 117 | 117 |  | 64.5 |  | 5.9825 | 3.4542 |  | 0.033991 | 3.4672
MISO_MI_2_MISO_WUMS | MISO_MI | MISO_WUMS | 2050 | B12 | 200 | 0 | 117 | 117 | 64.27 |  | 0 |  | 17.9593 | 0 |  | 0.81633 | 3.4672
MISO_MI_2_MISO_WUMS | MISO_MI | MISO_WUMS | 2050 | B13 | 600 | 0 | 117 | 117 | 117 |  | 0 |  | 7.0627 | 2.374 |  | 0.96309 | 3.4672
MISO_MI_2_MISO_WUMS | MISO_MI | MISO_WUMS | 2050 | B14 | 900 | 0 | 117 | 117 | 117 |  | 0 |  | 3.0625 | 0.04748 |  | 0.62641 | 3.4672
MISO_MI_2_MISO_WUMS | MISO_MI | MISO_WUMS | 2050 | B15 | 1203 | 0 | 117 | 0 | 0 |  | 0 |  | 0 | 0 |  | 0 | 3.4672
MISO_MI_2_MISO_WUMS | MISO_MI | MISO_WUMS | 2050 | B16 | 25 | 25 | 117 | 0 | 117 |  | 507.8 |  | 0 | 3.4542 |  | 0 | 3.4672
MISO_MI_2_MISO_WUMS | MISO_MI | MISO_WUMS | 2050 | B17 | 100 | 0 | 117 | 0 | 117 |  | 0 |  | 0 | 2.1485 |  | 0 | 3.4672
MISO_MI_2_MISO_WUMS | MISO_MI | MISO_WUMS | 2050 | B18 | 400 | 400 | 117 | 117 | 117 |  | 760.01 |  | 5.9587 | 3.4542 |  | 0.5417 | 3.4672
MISO_MI_2_MISO_WUMS | MISO_MI | MISO_WUMS | 2050 | B19 | 700 | 0 | 117 | 117 | 117 |  | 0 |  | 1.7686 | 2.7182 |  | 0.28137 | 3.4672
MISO_MI_2_MISO_WUMS | MISO_MI | MISO_WUMS | 2050 | B20 | 935 | 0 | 117 | 0 | 0 |  | 0 |  | 0 | 0 |  | 0 | 3.4672
MISO_MI_2_PJM_ROR | MISO_MI | PJM_ROR | 2015 | B1 | 10 | 0 | 1424 | 532.4 | 0 |  | 0 |  | 0 | 0 |  | 0 | 0.61427
MISO_MI_2_PJM_ROR | MISO_MI | PJM_ROR | 2015 | B2 | 25 | 0 | 1424 | 586.53 | 0 |  | 0 |  | 0 | 0 |  | 0 | 0.61427
MISO_MI_2_PJM_ROR | MISO_MI | PJM_ROR | 2015 | B3 | 75 | 0 | 1424 | 1424 | 1159.91 |  | 0 |  | 0.81903 | 0 |  | 0.81903 | 0.61427
MISO_MI_2_PJM_ROR | MISO_MI | PJM_ROR | 2015 | B4 | 100 | 0 | 1424 | 517.06 | 0 |  | 0 |  | 0 | 0 |  | 0 | 0.61427
MISO_MI_2_PJM_ROR | MISO_MI | PJM_ROR | 2015 | B5 | 200 | 0 | 1424 | 1320.06 | 463.1 |  | 0 |  | 0 | 0 |  | 0 | 0.61427
MISO_MI_2_PJM_ROR | MISO_MI | PJM_ROR | 2015 | B6 | 300 | 0 | 1424 | 133.26 | 0 |  | 0 |  | 0 | 0 |  | 0 | 0.61427
MISO_MI_2_PJM_ROR | MISO_MI | PJM_ROR | 2015 | B7 | 400 | 0 | 1424 | 0 | 0 |  | 0 |  | 0 | 0 |  | 0 | 0.61427
MISO_MI_2_PJM_ROR | MISO_MI | PJM_ROR | 2015 | B8 | 500 | 0 | 1424 | 0 | 0 |  | 0 |  | 0 | 0 |  | 0 | 0.61427
MISO_MI_2_PJM_ROR | MISO_MI | PJM_ROR | 2015 | B9 | 800 | 0 | 1424 | 0 | 0 |  | 0 |  | 0 | 0 |  | 0 | 0.61427
MISO_MI_2_PJM_ROR | MISO_MI | PJM_ROR | 2015 | B10 | 1262 | 0 | 1424 | 0 | 0 |  | 0 |  | 0 | 0 |  | 0 | 0.61427
MISO_MI_2_PJM_ROR | MISO_MI | PJM_ROR | 2015 | B11 | 25 | 0 | 1424 | 0 | 0 |  | 0 |  | 0 | 0 |  | 0 | 0.61427
MISO_MI_2_PJM_ROR | MISO_MI | PJM_ROR | 2015 | B12 | 200 | 0 | 1424 | 0 | 0 |  | 0 |  | 0 | 0 |  | 0 | 0.61427
MISO_MI_2_PJM_ROR | MISO_MI | PJM_ROR | 2015 | B13 | 600 | 0 | 1424 | 0 | 0 |  | 0 |  | 0 | 0 |  | 0 | 0.61427
MISO_MI_2_PJM_ROR | MISO_MI | PJM_ROR | 2015 | B14 | 900 | 0 | 1424 | 342.55 | 0 |  | 0 |  | 0 | 0 |  | 0 | 0.61427
MISO_MI_2_PJM_ROR | MISO_MI | PJM_ROR | 2015 | B15 | 1203 | 0 | 1424 | 0 | 0 |  | 0 |  | 0 | 0 |  | 0 | 0.61427
MISO_MI_2_PJM_ROR | MISO_MI | PJM_ROR | 2015 | B16 | 25 | 0 | 1424 | 1352.25 | 1424 |  | 0 |  | 0 | 0.39171 |  | 0 | 0.61427
MISO_MI_2_PJM_ROR | MISO_MI | PJM_ROR | 2015 | B17 | 100 | 0 | 1424 | 748.93 | 1399.46 |  | 0 |  | 0 | 0 |  | 0 | 0.61427
MISO_MI_2_PJM_ROR | MISO_MI | PJM_ROR | 2015 | B18 | 400 | 0 | 1424 | 195.13 | 1181.46 |  | 0 |  | 0 | 0 |  | 0 | 0.61427
MISO_MI_2_PJM_ROR | MISO_MI | PJM_ROR | 2015 | B19 | 700 | 0 | 1424 | 1033.81 | 810.46 |  | 0 |  | 0 | 0 |  | 0 | 0.61427
MISO_MI_2_PJM_ROR | MISO_MI | PJM_ROR | 2015 | B20 | 935 | 0 | 1424 | 0 | 0 |  | 0 |  | 0 | 0 |  | 0 | 0.61427
MISO_MI_2_PJM_ROR | MISO_MI | PJM_ROR | 2020 | B1 | 10 | 0 | 1424 | 1424 | 1424 |  | 0 |  | 22.9922 | 0.46293 |  | 0.27536 | 2.8709
MISO_MI_2_PJM_ROR | MISO_MI | PJM_ROR | 2020 | B2 | 25 | 0 | 1424 | 1424 | 1424 |  | 0 |  | 12.7246 | 0.49854 |  | 0.38098 | 2.8709
MISO_MI_2_PJM_ROR | MISO_MI | PJM_ROR | 2020 | B3 | 75 | 0 | 1424 | 120.74 | 0 |  | 0 |  | 0 | 0 |  | 0 | 2.8709
MISO_MI_2_PJM_ROR | MISO_MI | PJM_ROR | 2020 | B4 | 100 | 0 | 1424 | 0 | 0 |  | 0 |  | 0 | 0 |  | 0 | 2.8709
MISO_MI_2_PJM_ROR | MISO_MI | PJM_ROR | 2020 | B5 | 200 | 0 | 1424 | 0 | 1424 |  | 0 |  | 0 | 0.02374 |  | 0 | 2.8709
MISO_MI_2_PJM_ROR | MISO_MI | PJM_ROR | 2020 | B6 | 300 | 0 | 1424 | 1424 | 1424 |  | 0 |  | 6.0893 | 0.02374 |  | 2.1878 | 2.8709
MISO_MI_2_PJM_ROR | MISO_MI | PJM_ROR | 2020 | B7 | 400 | 0 | 1424 | 897.54 | 1424 |  | 0 |  | 0 | 0.01187 |  | 0 | 2.8709
MISO_MI_2_PJM_ROR | MISO_MI | PJM_ROR | 2020 | B8 | 500 | 0 | 1424 | 67.87 | 1424 |  | 0 |  | 0 | 0.01187 |  | 0 | 2.8709
MISO_MI_2_PJM_ROR | MISO_MI | PJM_ROR | 2020 | B9 | 800 | 0 | 1424 | 0 | 0 |  | 0 |  | 0 | 0 |  | 0 | 2.8709
MISO_MI_2_PJM_ROR | MISO_MI | PJM_ROR | 2020 | B10 | 1262 | 0 | 1424 | 0 | 0 |  | 0 |  | 0 | 0 |  | 0 | 2.8709
MISO_MI_2_PJM_ROR | MISO_MI | PJM_ROR | 2020 | B11 | 25 | 0 | 1424 | 78.09 | 0 |  | 0 |  | 0 | 0 |  | 0 | 2.8709
MISO_MI_2_PJM_ROR | MISO_MI | PJM_ROR | 2020 | B12 | 200 | 0 | 1424 | 938.73 | 66.3 |  | 0 |  | 0 | 0 |  | 0 | 2.8709
MISO_MI_2_PJM_ROR | MISO_MI | PJM_ROR | 2020 | B13 | 600 | 0 | 1424 | 425.57 | 0 |  | 0 |  | 0 | 0 |  | 0 | 2.8709
MISO_MI_2_PJM_ROR | MISO_MI | PJM_ROR | 2020 | B14 | 900 | 0 | 1424 | 711.83 | 0 |  | 0 |  | 0 | 0 |  | 0 | 2.8709
MISO_MI_2_PJM_ROR | MISO_MI | PJM_ROR | 2020 | B15 | 1203 | 0 | 1424 | 0 | 0 |  | 0 |  | 0 | 0 |  | 0 | 2.8709
MISO_MI_2_PJM_ROR | MISO_MI | PJM_ROR | 2020 | B16 | 25 | 0 | 1424 | 1257.51 | 1424 |  | 0 |  | 0 | 0.49854 |  | 0 | 2.8709
MISO_MI_2_PJM_ROR | MISO_MI | PJM_ROR | 2020 | B17 | 100 | 0 | 1424 | 1424 | 1424 |  | 0 |  | 4.9854 | 0.48667 |  | 0.59705 | 2.8709
MISO_MI_2_PJM_ROR | MISO_MI | PJM_ROR | 2020 | B18 | 400 | 0 | 1424 | 1424 | 1424 |  | 0 |  | 0.80716 | 0.48667 |  | 0.38666 | 2.8709
MISO_MI_2_PJM_ROR | MISO_MI | PJM_ROR | 2020 | B19 | 700 | 0 | 1424 | 169.94 | 668.39 |  | 0 |  | 0 | 0 |  | 0 | 2.8709
MISO_MI_2_PJM_ROR | MISO_MI | PJM_ROR | 2020 | B20 | 935 | 0 | 1424 | 184.34 | 688.53 |  | 0 |  | 0 | 0 |  | 0 | 2.8709
MISO_MI_2_PJM_ROR | MISO_MI | PJM_ROR | 2025 | B1 | 10 | 0 | 1424 | 1424 | 1424 |  | 0 |  | 23.0159 | 0.86651 |  | 3.836 | 10.4107
MISO_MI_2_PJM_ROR | MISO_MI | PJM_ROR | 2025 | B2 | 25 | 0 | 1424 | 1424 | 1424 |  | 0 |  | 23.0278 | 0.70033 |  | 9.5949 | 10.4107
MISO_MI_2_PJM_ROR | MISO_MI | PJM_ROR | 2025 | B3 | 75 | 0 | 1424 | 1224.44 | 1424 |  | 0 |  | 0 | 0.7122 |  | 0 | 10.4107
MISO_MI_2_PJM_ROR | MISO_MI | PJM_ROR | 2025 | B4 | 100 | 0 | 1424 | 0 | 0 |  | 0 |  | 0 | 0 |  | 0 | 10.4107
MISO_MI_2_PJM_ROR | MISO_MI | PJM_ROR | 2025 | B5 | 200 | 0 | 1424 | 0 | 0 |  | 0 |  | 0 | 0 |  | 0 | 10.4107
MISO_MI_2_PJM_ROR | MISO_MI | PJM_ROR | 2025 | B6 | 300 | 0 | 1424 | 0 | 0 |  | 0 |  | 0 | 0 |  | 0 | 10.4107
MISO_MI_2_PJM_ROR | MISO_MI | PJM_ROR | 2025 | B7 | 400 | 0 | 1424 | 670.22 | 0 |  | 0 |  | 0 | 0 |  | 0 | 10.4107
MISO_MI_2_PJM_ROR | MISO_MI | PJM_ROR | 2025 | B8 | 500 | 0 | 1424 | 0 | 0 |  | 0 |  | 0 | 0 |  | 0 | 10.4107
MISO_MI_2_PJM_ROR | MISO_MI | PJM_ROR | 2025 | B9 | 800 | 0 | 1424 | 0 | 0 |  | 0 |  | 0 | 0 |  | 0 | 10.4107
MISO_MI_2_PJM_ROR | MISO_MI | PJM_ROR | 2025 | B10 | 1262 | 0 | 1424 | 0 | 0 |  | 0 |  | 0 | 0 |  | 0 | 10.4107
MISO_MI_2_PJM_ROR | MISO_MI | PJM_ROR | 2025 | B11 | 25 | 0 | 1424 | 300.4 | 0 |  | 0 |  | 0 | 0 |  | 0 | 10.4107
MISO_MI_2_PJM_ROR | MISO_MI | PJM_ROR | 2025 | B12 | 200 | 0 | 1424 | 223.62 | 0 |  | 0 |  | 0 | 0 |  | 0 | 10.4107
MISO_MI_2_PJM_ROR | MISO_MI | PJM_ROR | 2025 | B13 | 600 | 0 | 1424 | 0 | 0 |  | 0 |  | 0 | 0 |  | 0 | 10.4107
MISO_MI_2_PJM_ROR | MISO_MI | PJM_ROR | 2025 | B14 | 900 | 0 | 1424 | 0 | 0 |  | 0 |  | 0 | 0 |  | 0 | 10.4107
MISO_MI_2_PJM_ROR | MISO_MI | PJM_ROR | 2025 | B15 | 1203 | 0 | 1424 | 343.85 | 0 |  | 0 |  | 0 | 0 |  | 0 | 10.4107
MISO_MI_2_PJM_ROR | MISO_MI | PJM_ROR | 2025 | B16 | 25 | 0 | 1424 | 1424 | 0 |  | 0 |  | 1.0802 | 0 |  | 0.45007 | 10.4107
MISO_MI_2_PJM_ROR | MISO_MI | PJM_ROR | 2025 | B17 | 100 | 0 | 1424 | 1009.04 | 0 |  | 0 |  | 0 | 0 |  | 0 | 10.4107
MISO_MI_2_PJM_ROR | MISO_MI | PJM_ROR | 2025 | B18 | 400 | 0 | 1424 | 614.11 | 0 |  | 0 |  | 0 | 0 |  | 0 | 10.4107
MISO_MI_2_PJM_ROR | MISO_MI | PJM_ROR | 2025 | B19 | 700 | 0 | 1424 | 515.83 | 0 |  | 0 |  | 0 | 0 |  | 0 | 10.4107
MISO_MI_2_PJM_ROR | MISO_MI | PJM_ROR | 2025 | B20 | 935 | 0 | 1424 | 1338.79 | 0 |  | 0 |  | 0 | 0 |  | 0 | 10.4107
MISO_MI_2_PJM_ROR | MISO_MI | PJM_ROR | 2030 | B1 | 10 | 0 | 1424 | 1424 | 1424 |  | 0 |  | 603.364 | 6.4692 |  | 1.4081 | 7.626
MISO_MI_2_PJM_ROR | MISO_MI | PJM_ROR | 2030 | B2 | 25 | 0 | 1424 | 1424 | 1424 |  | 0 |  | 596.693 | 6.4692 |  | 3.4813 | 7.626
MISO_MI_2_PJM_ROR | MISO_MI | PJM_ROR | 2030 | B3 | 75 | 0 | 1424 | 607.57 | 1424 |  | 0 |  | 0 | 6.4692 |  | 0 | 7.626
MISO_MI_2_PJM_ROR | MISO_MI | PJM_ROR | 2030 | B4 | 100 | 0 | 1424 | 0 | 0 |  | 0 |  | 0 | 0 |  | 0 | 7.626
MISO_MI_2_PJM_ROR | MISO_MI | PJM_ROR | 2030 | B5 | 200 | 0 | 1424 | 0 | 810 |  | 0 |  | 0 | 0 |  | 0 | 7.626
MISO_MI_2_PJM_ROR | MISO_MI | PJM_ROR | 2030 | B6 | 300 | 0 | 1424 | 572.08 | 1257.62 |  | 0 |  | 0 | 0 |  | 0 | 7.626
MISO_MI_2_PJM_ROR | MISO_MI | PJM_ROR | 2030 | B7 | 400 | 0 | 1424 | 353.83 | 833.19 |  | 0 |  | 0 | 0 |  | 0 | 7.626
MISO_MI_2_PJM_ROR | MISO_MI | PJM_ROR | 2030 | B8 | 500 | 0 | 1424 | 1424 | 1424 |  | 0 |  | 0.61724 | 0.01187 |  | 0.072023 | 7.626
MISO_MI_2_PJM_ROR | MISO_MI | PJM_ROR | 2030 | B9 | 800 | 0 | 1424 | 1424 | 1424 |  | 0 |  | 0.4748 | 2.8607 |  | 0.088644 | 7.626
MISO_MI_2_PJM_ROR | MISO_MI | PJM_ROR | 2030 | B10 | 1262 | 0 | 1424 | 0 | 0 |  | 0 |  | 0 | 0 |  | 0 | 7.626
MISO_MI_2_PJM_ROR | MISO_MI | PJM_ROR | 2030 | B11 | 25 | 0 | 1424 | 1424 | 1424 |  | 0 |  | 6.4929 | 6.03 |  | 0.037882 | 7.626
MISO_MI_2_PJM_ROR | MISO_MI | PJM_ROR | 2030 | B12 | 200 | 0 | 1424 | 1424 | 1424 |  | 0 |  | 4.4394 | 4.5937 |  | 0.20721 | 7.626
MISO_MI_2_PJM_ROR | MISO_MI | PJM_ROR | 2030 | B13 | 600 | 0 | 1424 | 1424 | 1424 |  | 0 |  | 3.2405 | 6.4335 |  | 0.45375 | 7.626
MISO_MI_2_PJM_ROR | MISO_MI | PJM_ROR | 2030 | B14 | 900 | 0 | 1424 | 1424 | 1424 |  | 0 |  | 9.864 | 1.4125 |  | 2.0718 | 7.626
MISO_MI_2_PJM_ROR | MISO_MI | PJM_ROR | 2030 | B15 | 1203 | 0 | 1424 | 789.5 | 252.12 |  | 0 |  | 0 | 0 |  | 0 | 7.626
MISO_MI_2_PJM_ROR | MISO_MI | PJM_ROR | 2030 | B16 | 25 | 0 | 1424 | 1424 | 1424 |  | 0 |  | 9.401 | 6.4335 |  | 0.054849 | 7.626
MISO_MI_2_PJM_ROR | MISO_MI | PJM_ROR | 2030 | B17 | 100 | 0 | 1424 | 1424 | 1424 |  | 0 |  | 8.6176 | 1.2701 |  | 0.20111 | 7.626
MISO_MI_2_PJM_ROR | MISO_MI | PJM_ROR | 2030 | B18 | 400 | 0 | 1424 | 1424 | 1424 |  | 0 |  | 2.0891 | 6.0774 |  | 0.19502 | 7.626
MISO_MI_2_PJM_ROR | MISO_MI | PJM_ROR | 2030 | B19 | 700 | 0 | 1424 | 1424 | 1424 |  | 0 |  | 11.6089 | 3.5729 |  | 1.8964 | 7.626
MISO_MI_2_PJM_ROR | MISO_MI | PJM_ROR | 2030 | B20 | 935 | 0 | 1424 | 1328.26 | 1424 |  | 0 |  | 0 | 0.02374 |  | 0 | 7.626
MISO_MI_2_PJM_ROR | MISO_MI | PJM_ROR | 2035 | B1 | 10 | 0 | 1424 | 1424 | 1424 |  | 0 |  | 528.1438 | 6.5522 |  | 1.4691 | 7.1314
MISO_MI_2_PJM_ROR | MISO_MI | PJM_ROR | 2035 | B2 | 25 | 0 | 1424 | 1424 | 1424 |  | 0 |  | 517.2471 | 6.5522 |  | 3.597 | 7.1314
MISO_MI_2_PJM_ROR | MISO_MI | PJM_ROR | 2035 | B3 | 75 | 0 | 1424 | 1408.61 | 1424 |  | 0 |  | 0 | 6.5522 |  | 0 | 7.1314
MISO_MI_2_PJM_ROR | MISO_MI | PJM_ROR | 2035 | B4 | 100 | 0 | 1424 | 0 | 1424 |  | 0 |  | 0 | 0.01187 |  | 0 | 7.1314
MISO_MI_2_PJM_ROR | MISO_MI | PJM_ROR | 2035 | B5 | 200 | 0 | 1424 | 762.98 | 952.2 |  | 0 |  | 0 | 0 |  | 0 | 7.1314
MISO_MI_2_PJM_ROR | MISO_MI | PJM_ROR | 2035 | B6 | 300 | 0 | 1424 | 60.82 | 0 |  | 0 |  | 0 | 0 |  | 0 | 7.1314
MISO_MI_2_PJM_ROR | MISO_MI | PJM_ROR | 2035 | B7 | 400 | 0 | 1424 | 0 | 0 |  | 0 |  | 0 | 0 |  | 0 | 7.1314
MISO_MI_2_PJM_ROR | MISO_MI | PJM_ROR | 2035 | B8 | 500 | 0 | 1424 | 1345.72 | 0 |  | 0 |  | 0 | 0 |  | 0 | 7.1314
MISO_MI_2_PJM_ROR | MISO_MI | PJM_ROR | 2035 | B9 | 800 | 0 | 1424 | 0 | 723.07 |  | 0 |  | 0 | 0 |  | 0 | 7.1314
MISO_MI_2_PJM_ROR | MISO_MI | PJM_ROR | 2035 | B10 | 1262 | 0 | 1424 | 0 | 0 |  | 0 |  | 0 | 0 |  | 0 | 7.1314
MISO_MI_2_PJM_ROR | MISO_MI | PJM_ROR | 2035 | B11 | 25 | 0 | 1424 | 985.67 | 1424 |  | 0 |  | 0 | 6.5166 |  | 0 | 7.1314
MISO_MI_2_PJM_ROR | MISO_MI | PJM_ROR | 2035 | B12 | 200 | 0 | 1424 | 1097.94 | 1424 |  | 0 |  | 0 | 2.0773 |  | 0 | 7.1314
MISO_MI_2_PJM_ROR | MISO_MI | PJM_ROR | 2035 | B13 | 600 | 0 | 1424 | 1424 | 1424 |  | 0 |  | 4.7717 | 3.7509 |  | 0.7964 | 7.1314
MISO_MI_2_PJM_ROR | MISO_MI | PJM_ROR | 2035 | B14 | 900 | 0 | 1424 | 1424 | 1424 |  | 0 |  | 4.57 | 6.5166 |  | 1.1441 | 7.1314
MISO_MI_2_PJM_ROR | MISO_MI | PJM_ROR | 2035 | B15 | 1203 | 0 | 1424 | 1111.24 | 191.06 |  | 0 |  | 0 | 0 |  | 0 | 7.1314
MISO_MI_2_PJM_ROR | MISO_MI | PJM_ROR | 2035 | B16 | 25 | 0 | 1424 | 1424 | 1424 |  | 0 |  | 2.2316 | 6.5166 |  | 0.015518 | 7.1314
MISO_MI_2_PJM_ROR | MISO_MI | PJM_ROR | 2035 | B17 | 100 | 0 | 1424 | 773.62 | 1424 |  | 0 |  | 0 | 5.1397 |  | 0 | 7.1314
MISO_MI_2_PJM_ROR | MISO_MI | PJM_ROR | 2035 | B18 | 400 | 0 | 1424 | 1424 | 1424 |  | 0 |  | 5.6145 | 6.5166 |  | 0.6247 | 7.1314
MISO_MI_2_PJM_ROR | MISO_MI | PJM_ROR | 2035 | B19 | 700 | 0 | 1424 | 1424 | 1424 |  | 0 |  | 5.9943 | 6.5166 |  | 1.1672 | 7.1314
MISO_MI_2_PJM_ROR | MISO_MI | PJM_ROR | 2035 | B20 | 935 | 0 | 1424 | 1424 | 810.5 |  | 0 |  | 2.6707 | 0 |  | 0.69462 | 7.1314
MISO_MI_2_PJM_ROR | MISO_MI | PJM_ROR | 2040 | B1 | 10 | 0 | 1424 | 1424 | 1424 |  | 0 |  | 452.793 | 7.1457 |  | 28.2996 | 79.9547
MISO_MI_2_PJM_ROR | MISO_MI | PJM_ROR | 2040 | B2 | 25 | 0 | 1424 | 1424 | 1424 |  | 0 |  | 445.7066 | 7.1457 |  | 69.6417 | 79.9547
MISO_MI_2_PJM_ROR | MISO_MI | PJM_ROR | 2040 | B3 | 75 | 0 | 1424 | 1424 | 1424 |  | 0 |  | 7.9885 | 7.1457 |  | 3.7446 | 79.9547
MISO_MI_2_PJM_ROR | MISO_MI | PJM_ROR | 2040 | B4 | 100 | 0 | 1424 | 426.01 | 651.81 |  | 0 |  | 0 | 0 |  | 0 | 79.9547
MISO_MI_2_PJM_ROR | MISO_MI | PJM_ROR | 2040 | B5 | 200 | 0 | 1424 | 976.2 | 1383.08 |  | 0 |  | 0 | 0 |  | 0 | 79.9547
MISO_MI_2_PJM_ROR | MISO_MI | PJM_ROR | 2040 | B6 | 300 | 0 | 1424 | 522.01 | 0 |  | 0 |  | 0 | 0 |  | 0 | 79.9547
MISO_MI_2_PJM_ROR | MISO_MI | PJM_ROR | 2040 | B7 | 400 | 0 | 1424 | 1145.43 | 0 |  | 0 |  | 0 | 0 |  | 0 | 79.9547
MISO_MI_2_PJM_ROR | MISO_MI | PJM_ROR | 2040 | B8 | 500 | 0 | 1424 | 931.52 | 0 |  | 0 |  | 0 | 0 |  | 0 | 79.9547
MISO_MI_2_PJM_ROR | MISO_MI | PJM_ROR | 2040 | B9 | 800 | 0 | 1424 | 0 | 1424 |  | 0 |  | 0 | 1.8399 |  | 0 | 79.9547
MISO_MI_2_PJM_ROR | MISO_MI | PJM_ROR | 2040 | B10 | 1262 | 0 | 1424 | 0 | 0 |  | 0 |  | 0 | 0 |  | 0 | 79.9547
MISO_MI_2_PJM_ROR | MISO_MI | PJM_ROR | 2040 | B11 | 25 | 0 | 1424 | 1424 | 1424 |  | 0 |  | 10.8492 | 4.4156 |  | 1.6952 | 79.9547
MISO_MI_2_PJM_ROR | MISO_MI | PJM_ROR | 2040 | B12 | 200 | 0 | 1424 | 259.1 | 1424 |  | 0 |  | 0 | 3.9527 |  | 0 | 79.9547
MISO_MI_2_PJM_ROR | MISO_MI | PJM_ROR | 2040 | B13 | 600 | 0 | 1424 | 0 | 1424 |  | 0 |  | 0 | 7.1101 |  | 0 | 79.9547
MISO_MI_2_PJM_ROR | MISO_MI | PJM_ROR | 2040 | B14 | 900 | 0 | 1424 | 0 | 1424 |  | 0 |  | 0 | 4.653 |  | 0 | 79.9547
MISO_MI_2_PJM_ROR | MISO_MI | PJM_ROR | 2040 | B15 | 1203 | 0 | 1424 | 419.53 | 558.37 |  | 0 |  | 0 | 0 |  | 0 | 79.9547
MISO_MI_2_PJM_ROR | MISO_MI | PJM_ROR | 2040 | B16 | 25 | 0 | 1424 | 1424 | 1424 |  | 0 |  | 20.6419 | 7.1101 |  | 3.2253 | 79.9547
MISO_MI_2_PJM_ROR | MISO_MI | PJM_ROR | 2040 | B17 | 100 | 0 | 1424 | 0 | 1424 |  | 0 |  | 0 | 3.193 |  | 0 | 79.9547
MISO_MI_2_PJM_ROR | MISO_MI | PJM_ROR | 2040 | B18 | 400 | 0 | 1424 | 957.74 | 1424 |  | 0 |  | 0 | 7.1101 |  | 0 | 79.9547
MISO_MI_2_PJM_ROR | MISO_MI | PJM_ROR | 2040 | B19 | 700 | 0 | 1424 | 570.53 | 1424 |  | 0 |  | 0 | 7.1101 |  | 0 | 79.9547
MISO_MI_2_PJM_ROR | MISO_MI | PJM_ROR | 2040 | B20 | 935 | 0 | 1424 | 0 | 1424 |  | 0 |  | 0 | 2.0891 |  | 0 | 79.9547
MISO_MI_2_PJM_ROR | MISO_MI | PJM_ROR | 2045 | B1 | 10 | 10 | 1424 | 1424 | 1424 |  | 7548.2 |  | 480.6282 | 5.2703 |  | 1.2868 | 7.0584
MISO_MI_2_PJM_ROR | MISO_MI | PJM_ROR | 2045 | B2 | 25 | 25 | 1424 | 1424 | 1424 |  | 5931.97 |  | 316.1812 | 5.2703 |  | 2.1163 | 7.0584
MISO_MI_2_PJM_ROR | MISO_MI | PJM_ROR | 2045 | B3 | 75 | 75 | 1424 | 1424 | 1424 |  | 3484.75 |  | 16.986 | 5.2703 |  | 0.34108 | 7.0584
MISO_MI_2_PJM_ROR | MISO_MI | PJM_ROR | 2045 | B4 | 100 | 0 | 1424 | 1424 | 1424 |  | 0 |  | 7.9885 | 0.02374 |  | 0.21388 | 7.0584
MISO_MI_2_PJM_ROR | MISO_MI | PJM_ROR | 2045 | B5 | 200 | 0 | 1424 | 953.81 | 1424 |  | 0 |  | 0 | 0.03561 |  | 0 | 7.0584
MISO_MI_2_PJM_ROR | MISO_MI | PJM_ROR | 2045 | B6 | 300 | 0 | 1424 | 1424 | 1181.98 |  | 0 |  | 10.41 | 0 |  | 0.83614 | 7.0584
MISO_MI_2_PJM_ROR | MISO_MI | PJM_ROR | 2045 | B7 | 400 | 0 | 1424 | 1424 | 181.48 |  | 0 |  | 1.9942 | 0 |  | 0.21356 | 7.0584
MISO_MI_2_PJM_ROR | MISO_MI | PJM_ROR | 2045 | B8 | 500 | 0 | 1424 | 0 | 1424 |  | 0 |  | 0 | 0.02374 |  | 0 | 7.0584
MISO_MI_2_PJM_ROR | MISO_MI | PJM_ROR | 2045 | B9 | 800 | 0 | 1424 | 0 | 1424 |  | 0 |  | 0 | 4.1189 |  | 0 | 7.0584
MISO_MI_2_PJM_ROR | MISO_MI | PJM_ROR | 2045 | B10 | 1262 | 0 | 1424 | 0 | 0 |  | 0 |  | 0 | 0 |  | 0 | 7.0584
MISO_MI_2_PJM_ROR | MISO_MI | PJM_ROR | 2045 | B11 | 25 | 25 | 1424 | 79.24 | 1424 |  | 1969.61 |  | 0 | 5.2703 |  | 0 | 7.0584
MISO_MI_2_PJM_ROR | MISO_MI | PJM_ROR | 2045 | B12 | 200 | 200 | 1424 | 1424 | 1424 |  | 24.96 |  | 19.8585 | 5.2703 |  | 1.0634 | 7.0584
MISO_MI_2_PJM_ROR | MISO_MI | PJM_ROR | 2045 | B13 | 600 | 0 | 1424 | 1424 | 1424 |  | 0 |  | 0.53415 | 4.4869 |  | 0.085807 | 7.0584
MISO_MI_2_PJM_ROR | MISO_MI | PJM_ROR | 2045 | B14 | 900 | 0 | 1424 | 1424 | 1424 |  | 0 |  | 5.6264 | 2.1247 |  | 1.3558 | 7.0584
MISO_MI_2_PJM_ROR | MISO_MI | PJM_ROR | 2045 | B15 | 1203 | 0 | 1424 | 0 | 747.4 |  | 0 |  | 0 | 0 |  | 0 | 7.0584
MISO_MI_2_PJM_ROR | MISO_MI | PJM_ROR | 2045 | B16 | 25 | 25 | 1424 | 1424 | 1424 |  | 2276.61 |  | 103.0672 | 5.2703 |  | 0.68987 | 7.0584
MISO_MI_2_PJM_ROR | MISO_MI | PJM_ROR | 2045 | B17 | 100 | 0 | 1424 | 566.18 | 1424 |  | 0 |  | 0 | 4.3207 |  | 0 | 7.0584
MISO_MI_2_PJM_ROR | MISO_MI | PJM_ROR | 2045 | B18 | 400 | 400 | 1424 | 1424 | 1424 |  | 1872.95 |  | 3.7865 | 5.2703 |  | 0.40552 | 7.0584
MISO_MI_2_PJM_ROR | MISO_MI | PJM_ROR | 2045 | B19 | 700 | 0 | 1424 | 1424 | 1424 |  | 0 |  | 4.2851 | 5.2703 |  | 0.80309 | 7.0584
MISO_MI_2_PJM_ROR | MISO_MI | PJM_ROR | 2045 | B20 | 935 | 0 | 1424 | 0 | 1424 |  | 0 |  | 0 | 0.87838 |  | 0 | 7.0584
MISO_MI_2_PJM_ROR | MISO_MI | PJM_ROR | 2050 | B1 | 10 | 10 | 1424 | 1424 | 1424 |  | 6850.06 |  | 349.3341 | 5.1635 |  | 1.0716 | 5.1619
MISO_MI_2_PJM_ROR | MISO_MI | PJM_ROR | 2050 | B2 | 25 | 25 | 1424 | 1424 | 1424 |  | 5031.46 |  | 84.8824 | 5.1635 |  | 0.65094 | 5.1619
MISO_MI_2_PJM_ROR | MISO_MI | PJM_ROR | 2050 | B3 | 75 | 75 | 1424 | 1424 | 1424 |  | 3924.76 |  | 16.986 | 5.1635 |  | 0.39078 | 5.1619
MISO_MI_2_PJM_ROR | MISO_MI | PJM_ROR | 2050 | B4 | 100 | 0 | 1424 | 1424 | 1424 |  | 0 |  | 7.9885 | 0.01187 |  | 0.24505 | 5.1619
MISO_MI_2_PJM_ROR | MISO_MI | PJM_ROR | 2050 | B5 | 200 | 0 | 1424 | 1424 | 1424 |  | 0 |  | 7.9885 | 0.93773 |  | 0.49009 | 5.1619
MISO_MI_2_PJM_ROR | MISO_MI | PJM_ROR | 2050 | B6 | 300 | 0 | 1424 | 600.62 | 430.68 |  | 0 |  | 0 | 0 |  | 0 | 5.1619
MISO_MI_2_PJM_ROR | MISO_MI | PJM_ROR | 2050 | B7 | 400 | 0 | 1424 | 0 | 0 |  | 0 |  | 0 | 0 |  | 0 | 5.1619
MISO_MI_2_PJM_ROR | MISO_MI | PJM_ROR | 2050 | B8 | 500 | 0 | 1424 | 0 | 1424 |  | 0 |  | 0 | 1.1989 |  | 0 | 5.1619
MISO_MI_2_PJM_ROR | MISO_MI | PJM_ROR | 2050 | B9 | 800 | 0 | 1424 | 0 | 1424 |  | 0 |  | 0 | 4.57 |  | 0 | 5.1619
MISO_MI_2_PJM_ROR | MISO_MI | PJM_ROR | 2050 | B10 | 1262 | 0 | 1424 | 0 | 0 |  | 0 |  | 0 | 0 |  | 0 | 5.1619
MISO_MI_2_PJM_ROR | MISO_MI | PJM_ROR | 2050 | B11 | 25 | 0 | 1424 | 1424 | 1424 |  | 0 |  | 1.9942 | 4.6293 |  | 0.015293 | 5.1619
MISO_MI_2_PJM_ROR | MISO_MI | PJM_ROR | 2050 | B12 | 200 | 0 | 1424 | 1424 | 1424 |  | 0 |  | 13.971 | 1.1158 |  | 0.85712 | 5.1619
MISO_MI_2_PJM_ROR | MISO_MI | PJM_ROR | 2050 | B13 | 600 | 0 | 1424 | 1424 | 1424 |  | 0 |  | 3.0743 | 3.4898 |  | 0.56583 | 5.1619
MISO_MI_2_PJM_ROR | MISO_MI | PJM_ROR | 2050 | B14 | 900 | 0 | 1424 | 1424 | 1424 |  | 0 |  | 3.0743 | 1.1633 |  | 0.84874 | 5.1619
MISO_MI_2_PJM_ROR | MISO_MI | PJM_ROR | 2050 | B15 | 1203 | 0 | 1424 | 0 | 23.22 |  | 0 |  | 0 | 0 |  | 0 | 5.1619
MISO_MI_2_PJM_ROR | MISO_MI | PJM_ROR | 2050 | B16 | 25 | 0 | 1424 | 1424 | 1424 |  | 0 |  | 82.449 | 4.57 |  | 0.63228 | 5.1619
MISO_MI_2_PJM_ROR | MISO_MI | PJM_ROR | 2050 | B17 | 100 | 0 | 1424 | 1370.48 | 1424 |  | 0 |  | 0 | 3.2643 |  | 0 | 5.1619
MISO_MI_2_PJM_ROR | MISO_MI | PJM_ROR | 2050 | B18 | 400 | 0 | 1424 | 1424 | 1424 |  | 0 |  | 5.9706 | 4.57 |  | 0.73259 | 5.1619
MISO_MI_2_PJM_ROR | MISO_MI | PJM_ROR | 2050 | B19 | 700 | 0 | 1424 | 1424 | 1424 |  | 0 |  | 1.7805 | 3.834 |  | 0.38232 | 5.1619
MISO_MI_2_PJM_ROR | MISO_MI | PJM_ROR | 2050 | B20 | 935 | 0 | 1424 | 0 | 317.53 |  | 0 |  | 0 | 0 |  | 0 | 5.1619
MISO_MO-IL_2_ENT | MISO_MO-IL | ENT | 2015 | B1 | 10 | 0 | 2540 | 0 | 0 |  | 0 |  | 0 | 0 |  | 0 | 0
MISO_MO-IL_2_ENT | MISO_MO-IL | ENT | 2015 | B2 | 25 | 0 | 2540 | 0 | 0 |  | 0 |  | 0 | 0 |  | 0 | 0
MISO_MO-IL_2_ENT | MISO_MO-IL | ENT | 2015 | B3 | 75 | 0 | 2540 | 0 | 0 |  | 0 |  | 0 | 0 |  | 0 | 0
MISO_MO-IL_2_ENT | MISO_MO-IL | ENT | 2015 | B4 | 100 | 0 | 2540 | 0 | 0 |  | 0 |  | 0 | 0 |  | 0 | 0
MISO_MO-IL_2_ENT | MISO_MO-IL | ENT | 2015 | B5 | 200 | 0 | 2540 | 0 | 0 |  | 0 |  | 0 | 0 |  | 0 | 0
MISO_MO-IL_2_ENT | MISO_MO-IL | ENT | 2015 | B6 | 300 | 0 | 2540 | 0 | 0 |  | 0 |  | 0 | 0 |  | 0 | 0
MISO_MO-IL_2_ENT | MISO_MO-IL | ENT | 2015 | B7 | 400 | 0 | 2540 | 0 | 0 |  | 0 |  | 0 | 0 |  | 0 | 0
MISO_MO-IL_2_ENT | MISO_MO-IL | ENT | 2015 | B8 | 500 | 0 | 2540 | 0 | 0 |  | 0 |  | 0 | 0 |  | 0 | 0
MISO_MO-IL_2_ENT | MISO_MO-IL | ENT | 2015 | B9 | 800 | 0 | 2540 | 0 | 0 |  | 0 |  | 0 | 0 |  | 0 | 0
MISO_MO-IL_2_ENT | MISO_MO-IL | ENT | 2015 | B10 | 1262 | 0 | 2540 | 0 | 0 |  | 0 |  | 0 | 0 |  | 0 | 0
MISO_MO-IL_2_ENT | MISO_MO-IL | ENT | 2015 | B11 | 25 | 0 | 2540 | 0 | 0 |  | 0 |  | 0 | 0 |  | 0 | 0
MISO_MO-IL_2_ENT | MISO_MO-IL | ENT | 2015 | B12 | 200 | 0 | 2540 | 0 | 0 |  | 0 |  | 0 | 0 |  | 0 | 0
MISO_MO-IL_2_ENT | MISO_MO-IL | ENT | 2015 | B13 | 600 | 0 | 2540 | 0 | 0 |  | 0 |  | 0 | 0 |  | 0 | 0
MISO_MO-IL_2_ENT | MISO_MO-IL | ENT | 2015 | B14 | 900 | 0 | 2540 | 0 | 0 |  | 0 |  | 0 | 0 |  | 0 | 0
MISO_MO-IL_2_ENT | MISO_MO-IL | ENT | 2015 | B15 | 1203 | 0 | 2540 | 0 | 0 |  | 0 |  | 0 | 0 |  | 0 | 0
MISO_MO-IL_2_ENT | MISO_MO-IL | ENT | 2015 | B16 | 25 | 0 | 2540 | 0 | 0 |  | 0 |  | 0 | 0 |  | 0 | 0
MISO_MO-IL_2_ENT | MISO_MO-IL | ENT | 2015 | B17 | 100 | 0 | 2540 | 0 | 0 |  | 0 |  | 0 | 0 |  | 0 | 0
MISO_MO-IL_2_ENT | MISO_MO-IL | ENT | 2015 | B18 | 400 | 0 | 2540 | 0 | 0 |  | 0 |  | 0 | 0 |  | 0 | 0
MISO_MO-IL_2_ENT | MISO_MO-IL | ENT | 2015 | B19 | 700 | 0 | 2540 | 0 | 0 |  | 0 |  | 0 | 0 |  | 0 | 0
MISO_MO-IL_2_ENT | MISO_MO-IL | ENT | 2015 | B20 | 935 | 0 | 2540 | 0 | 0 |  | 0 |  | 0 | 0 |  | 0 | 0
MISO_MO-IL_2_ENT | MISO_MO-IL | ENT | 2020 | B1 | 10 | 0 | 2540 | 0 | 0 |  | 0 |  | 0 | 0 |  | 0 | 0
MISO_MO-IL_2_ENT | MISO_MO-IL | ENT | 2020 | B2 | 25 | 0 | 2540 | 0 | 0 |  | 0 |  | 0 | 0 |  | 0 | 0
MISO_MO-IL_2_ENT | MISO_MO-IL | ENT | 2020 | B3 | 75 | 0 | 2540 | 0 | 0 |  | 0 |  | 0 | 0 |  | 0 | 0
MISO_MO-IL_2_ENT | MISO_MO-IL | ENT | 2020 | B4 | 100 | 0 | 2540 | 0 | 0 |  | 0 |  | 0 | 0 |  | 0 | 0
MISO_MO-IL_2_ENT | MISO_MO-IL | ENT | 2020 | B5 | 200 | 0 | 2540 | 0 | 0 |  | 0 |  | 0 | 0 |  | 0 | 0
MISO_MO-IL_2_ENT | MISO_MO-IL | ENT | 2020 | B6 | 300 | 0 | 2540 | 0 | 0 |  | 0 |  | 0 | 0 |  | 0 | 0
MISO_MO-IL_2_ENT | MISO_MO-IL | ENT | 2020 | B7 | 400 | 0 | 2540 | 0 | 0 |  | 0 |  | 0 | 0 |  | 0 | 0
MISO_MO-IL_2_ENT | MISO_MO-IL | ENT | 2020 | B8 | 500 | 0 | 2540 | 0 | 0 |  | 0 |  | 0 | 0 |  | 0 | 0
MISO_MO-IL_2_ENT | MISO_MO-IL | ENT | 2020 | B9 | 800 | 0 | 2540 | 0 | 0 |  | 0 |  | 0 | 0 |  | 0 | 0
MISO_MO-IL_2_ENT | MISO_MO-IL | ENT | 2020 | B10 | 1262 | 0 | 2540 | 0 | 0 |  | 0 |  | 0 | 0 |  | 0 | 0
MISO_MO-IL_2_ENT | MISO_MO-IL | ENT | 2020 | B11 | 25 | 0 | 2540 | 311.18 | 0 |  | 0 |  | 0 | 0 |  | 0 | 0
MISO_MO-IL_2_ENT | MISO_MO-IL | ENT | 2020 | B12 | 200 | 0 | 2540 | 0 | 0 |  | 0 |  | 0 | 0 |  | 0 | 0
MISO_MO-IL_2_ENT | MISO_MO-IL | ENT | 2020 | B13 | 600 | 0 | 2540 | 0 | 0 |  | 0 |  | 0 | 0 |  | 0 | 0
MISO_MO-IL_2_ENT | MISO_MO-IL | ENT | 2020 | B14 | 900 | 0 | 2540 | 0 | 0 |  | 0 |  | 0 | 0 |  | 0 | 0
MISO_MO-IL_2_ENT | MISO_MO-IL | ENT | 2020 | B15 | 1203 | 0 | 2540 | 0 | 0 |  | 0 |  | 0 | 0 |  | 0 | 0
MISO_MO-IL_2_ENT | MISO_MO-IL | ENT | 2020 | B16 | 25 | 0 | 2540 | 0 | 0 |  | 0 |  | 0 | 0 |  | 0 | 0
MISO_MO-IL_2_ENT | MISO_MO-IL | ENT | 2020 | B17 | 100 | 0 | 2540 | 0 | 0 |  | 0 |  | 0 | 0 |  | 0 | 0
MISO_MO-IL_2_ENT | MISO_MO-IL | ENT | 2020 | B18 | 400 | 0 | 2540 | 0 | 0 |  | 0 |  | 0 | 0 |  | 0 | 0
MISO_MO-IL_2_ENT | MISO_MO-IL | ENT | 2020 | B19 | 700 | 0 | 2540 | 0 | 0 |  | 0 |  | 0 | 0 |  | 0 | 0
MISO_MO-IL_2_ENT | MISO_MO-IL | ENT | 2020 | B20 | 935 | 0 | 2540 | 0 | 0 |  | 0 |  | 0 | 0 |  | 0 | 0
MISO_MO-IL_2_ENT | MISO_MO-IL | ENT | 2025 | B1 | 10 | 0 | 2540 | 2369 | 0 |  | 0 |  | 0 | 0 |  | 0 | 0
MISO_MO-IL_2_ENT | MISO_MO-IL | ENT | 2025 | B2 | 25 | 0 | 2540 | 1329.82 | 0 |  | 0 |  | 0 | 0 |  | 0 | 0
MISO_MO-IL_2_ENT | MISO_MO-IL | ENT | 2025 | B3 | 75 | 0 | 2540 | 0 | 1525.67 |  | 0 |  | 0 | 0 |  | 0 | 0
MISO_MO-IL_2_ENT | MISO_MO-IL | ENT | 2025 | B4 | 100 | 0 | 2540 | 0 | 595.74 |  | 0 |  | 0 | 0 |  | 0 | 0
MISO_MO-IL_2_ENT | MISO_MO-IL | ENT | 2025 | B5 | 200 | 0 | 2540 | 0 | 0 |  | 0 |  | 0 | 0 |  | 0 | 0
MISO_MO-IL_2_ENT | MISO_MO-IL | ENT | 2025 | B6 | 300 | 0 | 2540 | 0 | 0 |  | 0 |  | 0 | 0 |  | 0 | 0
MISO_MO-IL_2_ENT | MISO_MO-IL | ENT | 2025 | B7 | 400 | 0 | 2540 | 0 | 0 |  | 0 |  | 0 | 0 |  | 0 | 0
MISO_MO-IL_2_ENT | MISO_MO-IL | ENT | 2025 | B8 | 500 | 0 | 2540 | 0 | 0 |  | 0 |  | 0 | 0 |  | 0 | 0
MISO_MO-IL_2_ENT | MISO_MO-IL | ENT | 2025 | B9 | 800 | 0 | 2540 | 0 | 0 |  | 0 |  | 0 | 0 |  | 0 | 0
MISO_MO-IL_2_ENT | MISO_MO-IL | ENT | 2025 | B10 | 1262 | 1262 | 2540 | 0 | 2540 |  | 340.22 |  | 0 | 0.01187 |  | 0 | 0
MISO_MO-IL_2_ENT | MISO_MO-IL | ENT | 2025 | B11 | 25 | 0 | 2540 | 0 | 641.86 |  | 0 |  | 0 | 0 |  | 0 | 0
MISO_MO-IL_2_ENT | MISO_MO-IL | ENT | 2025 | B12 | 200 | 0 | 2540 | 0 | 0 |  | 0 |  | 0 | 0 |  | 0 | 0
MISO_MO-IL_2_ENT | MISO_MO-IL | ENT | 2025 | B13 | 600 | 0 | 2540 | 0 | 0 |  | 0 |  | 0 | 0 |  | 0 | 0
MISO_MO-IL_2_ENT | MISO_MO-IL | ENT | 2025 | B14 | 900 | 0 | 2540 | 0 | 0 |  | 0 |  | 0 | 0 |  | 0 | 0
MISO_MO-IL_2_ENT | MISO_MO-IL | ENT | 2025 | B15 | 1203 | 0 | 2540 | 0 | 0 |  | 0 |  | 0 | 0 |  | 0 | 0
MISO_MO-IL_2_ENT | MISO_MO-IL | ENT | 2025 | B16 | 25 | 0 | 2540 | 926.54 | 0 |  | 0 |  | 0 | 0 |  | 0 | 0
MISO_MO-IL_2_ENT | MISO_MO-IL | ENT | 2025 | B17 | 100 | 0 | 2540 | 0 | 0 |  | 0 |  | 0 | 0 |  | 0 | 0
MISO_MO-IL_2_ENT | MISO_MO-IL | ENT | 2025 | B18 | 400 | 0 | 2540 | 0 | 0 |  | 0 |  | 0 | 0 |  | 0 | 0
MISO_MO-IL_2_ENT | MISO_MO-IL | ENT | 2025 | B19 | 700 | 0 | 2540 | 0 | 0 |  | 0 |  | 0 | 0 |  | 0 | 0
MISO_MO-IL_2_ENT | MISO_MO-IL | ENT | 2025 | B20 | 935 | 0 | 2540 | 982.31 | 0 |  | 0 |  | 0 | 0 |  | 0 | 0
MISO_MO-IL_2_ENT | MISO_MO-IL | ENT | 2030 | B1 | 10 | 0 | 2540 | 2540 | 2540 |  | 0 |  | 582.544 | 2.8013 |  | 1.1242 | 7.397
MISO_MO-IL_2_ENT | MISO_MO-IL | ENT | 2030 | B2 | 25 | 0 | 2540 | 2540 | 2540 |  | 0 |  | 573.689 | 4.3444 |  | 2.7677 | 7.397
MISO_MO-IL_2_ENT | MISO_MO-IL | ENT | 2030 | B3 | 75 | 0 | 2540 | 0 | 2540 |  | 0 |  | 0 | 2.374 |  | 0 | 7.397
MISO_MO-IL_2_ENT | MISO_MO-IL | ENT | 2030 | B4 | 100 | 0 | 2540 | 389.7 | 667.59 |  | 0 |  | 0 | 0 |  | 0 | 7.397
MISO_MO-IL_2_ENT | MISO_MO-IL | ENT | 2030 | B5 | 200 | 0 | 2540 | 0 | 1189.93 |  | 0 |  | 0 | 0 |  | 0 | 7.397
MISO_MO-IL_2_ENT | MISO_MO-IL | ENT | 2030 | B6 | 300 | 0 | 2540 | 0 | 0 |  | 0 |  | 0 | 0 |  | 0 | 7.397
MISO_MO-IL_2_ENT | MISO_MO-IL | ENT | 2030 | B7 | 400 | 0 | 2540 | 0 | 0 |  | 0 |  | 0 | 0 |  | 0 | 7.397
MISO_MO-IL_2_ENT | MISO_MO-IL | ENT | 2030 | B8 | 500 | 0 | 2540 | 0 | 362.92 |  | 0 |  | 0 | 0 |  | 0 | 7.397
MISO_MO-IL_2_ENT | MISO_MO-IL | ENT | 2030 | B9 | 800 | 0 | 2540 | 1388.98 | 2540 |  | 0 |  | 0 | 0.5935 |  | 0 | 7.397
MISO_MO-IL_2_ENT | MISO_MO-IL | ENT | 2030 | B10 | 1262 | 0 | 2540 | 2540 | 374.96 |  | 0 |  | 5.4721 | 0 |  | 1.3326 | 7.397
MISO_MO-IL_2_ENT | MISO_MO-IL | ENT | 2030 | B11 | 25 | 0 | 2540 | 2540 | 1569.82 |  | 0 |  | 1.4007 | 0 |  | 0.0067573 | 7.397
MISO_MO-IL_2_ENT | MISO_MO-IL | ENT | 2030 | B12 | 200 | 0 | 2540 | 2540 | 2540 |  | 0 |  | 4.2969 | 3.0625 |  | 0.16584 | 7.397
MISO_MO-IL_2_ENT | MISO_MO-IL | ENT | 2030 | B13 | 600 | 0 | 2540 | 2540 | 2540 |  | 0 |  | 6.3979 | 5.2465 |  | 0.74079 | 7.397
MISO_MO-IL_2_ENT | MISO_MO-IL | ENT | 2030 | B14 | 900 | 0 | 2540 | 2540 | 0 |  | 0 |  | 6.3979 | 0 |  | 1.1112 | 7.397
MISO_MO-IL_2_ENT | MISO_MO-IL | ENT | 2030 | B15 | 1203 | 0 | 2540 | 2391.72 | 0 |  | 0 |  | 0 | 0 |  | 0 | 7.397
MISO_MO-IL_2_ENT | MISO_MO-IL | ENT | 2030 | B16 | 25 | 0 | 2540 | 2540 | 2540 |  | 0 |  | 6.9202 | 2.8607 |  | 0.033386 | 7.397
MISO_MO-IL_2_ENT | MISO_MO-IL | ENT | 2030 | B17 | 100 | 0 | 2540 | 2540 | 691.79 |  | 0 |  | 6.754 | 0 |  | 0.13034 | 7.397
MISO_MO-IL_2_ENT | MISO_MO-IL | ENT | 2030 | B18 | 400 | 0 | 2540 | 2540 | 2540 |  | 0 |  | 6.9202 | 5.7095 |  | 0.53417 | 7.397
MISO_MO-IL_2_ENT | MISO_MO-IL | ENT | 2030 | B19 | 700 | 0 | 2540 | 2540 | 1632.28 |  | 0 |  | 6.9202 | 0 |  | 0.9348 | 7.397
MISO_MO-IL_2_ENT | MISO_MO-IL | ENT | 2030 | B20 | 935 | 0 | 2540 | 2540 | 0 |  | 0 |  | 5.4365 | 0 |  | 0.98091 | 7.397
MISO_MO-IL_2_ENT | MISO_MO-IL | ENT | 2035 | B1 | 10 | 0 | 2540 | 2540 | 0 |  | 0 |  | 505.1516 | 0 |  | 1.4339 | 4.4586
MISO_MO-IL_2_ENT | MISO_MO-IL | ENT | 2035 | B2 | 25 | 0 | 2540 | 2540 | 1947.41 |  | 0 |  | 491.2162 | 0 |  | 3.4858 | 4.4586
MISO_MO-IL_2_ENT | MISO_MO-IL | ENT | 2035 | B3 | 75 | 0 | 2540 | 0 | 2540 |  | 0 |  | 0 | 2.2672 |  | 0 | 4.4586
MISO_MO-IL_2_ENT | MISO_MO-IL | ENT | 2035 | B4 | 100 | 0 | 2540 | 0 | 954.93 |  | 0 |  | 0 | 0 |  | 0 | 4.4586
MISO_MO-IL_2_ENT | MISO_MO-IL | ENT | 2035 | B5 | 200 | 0 | 2540 | 0 | 76.55 |  | 0 |  | 0 | 0 |  | 0 | 4.4586
MISO_MO-IL_2_ENT | MISO_MO-IL | ENT | 2035 | B6 | 300 | 0 | 2540 | 0 | 0 |  | 0 |  | 0 | 0 |  | 0 | 4.4586
MISO_MO-IL_2_ENT | MISO_MO-IL | ENT | 2035 | B7 | 400 | 0 | 2540 | 0 | 0 |  | 0 |  | 0 | 0 |  | 0 | 4.4586
MISO_MO-IL_2_ENT | MISO_MO-IL | ENT | 2035 | B8 | 500 | 0 | 2540 | 2540 | 171.48 |  | 0 |  | 0.64098 | 0 |  | 0.090971 | 4.4586
MISO_MO-IL_2_ENT | MISO_MO-IL | ENT | 2035 | B9 | 800 | 0 | 2540 | 2540 | 1063.53 |  | 0 |  | 0.86651 | 0 |  | 0.19677 | 4.4586
MISO_MO-IL_2_ENT | MISO_MO-IL | ENT | 2035 | B10 | 1262 | 0 | 2540 | 1626.45 | 830.23 |  | 0 |  | 0 | 0 |  | 0 | 4.4586
MISO_MO-IL_2_ENT | MISO_MO-IL | ENT | 2035 | B11 | 25 | 0 | 2540 | 2540 | 2011.31 |  | 0 |  | 5.5196 | 0 |  | 0.039168 | 4.4586
MISO_MO-IL_2_ENT | MISO_MO-IL | ENT | 2035 | B12 | 200 | 0 | 2540 | 1642.53 | 2043.97 |  | 0 |  | 0 | 0 |  | 0 | 4.4586
MISO_MO-IL_2_ENT | MISO_MO-IL | ENT | 2035 | B13 | 600 | 600 | 2540 | 431.69 | 2540 |  | 702.55 |  | 0 | 4.4631 |  | 0 | 4.4586
MISO_MO-IL_2_ENT | MISO_MO-IL | ENT | 2035 | B14 | 900 | 0 | 2540 | 317.49 | 0 |  | 0 |  | 0 | 0 |  | 0 | 4.4586
MISO_MO-IL_2_ENT | MISO_MO-IL | ENT | 2035 | B15 | 1203 | 0 | 2540 | 2540 | 0 |  | 0 |  | 1.1277 | 0 |  | 0.38506 | 4.4586
MISO_MO-IL_2_ENT | MISO_MO-IL | ENT | 2035 | B16 | 25 | 0 | 2540 | 2540 | 2540 |  | 0 |  | 16.618 | 0.39171 |  | 0.11793 | 4.4586
MISO_MO-IL_2_ENT | MISO_MO-IL | ENT | 2035 | B17 | 100 | 0 | 2540 | 1713.37 | 0 |  | 0 |  | 0 | 0 |  | 0 | 4.4586
MISO_MO-IL_2_ENT | MISO_MO-IL | ENT | 2035 | B18 | 400 | 0 | 2540 | 1160.97 | 2540 |  | 0 |  | 0 | 0.20179 |  | 0 | 4.4586
MISO_MO-IL_2_ENT | MISO_MO-IL | ENT | 2035 | B19 | 700 | 0 | 2540 | 198.76 | 1251.38 |  | 0 |  | 0 | 0 |  | 0 | 4.4586
MISO_MO-IL_2_ENT | MISO_MO-IL | ENT | 2035 | B20 | 935 | 0 | 2540 | 2540 | 0 |  | 0 |  | 0.73594 | 0 |  | 0.19532 | 4.4586
MISO_MO-IL_2_ENT | MISO_MO-IL | ENT | 2040 | B1 | 10 | 0 | 2540 | 2540 | 0 |  | 0 |  | 429.789 | 0 |  | 1.5801 | 6.4561
MISO_MO-IL_2_ENT | MISO_MO-IL | ENT | 2040 | B2 | 25 | 0 | 2540 | 2540 | 0 |  | 0 |  | 321.5464 | 0 |  | 2.9554 | 6.4561
MISO_MO-IL_2_ENT | MISO_MO-IL | ENT | 2040 | B3 | 75 | 0 | 2540 | 387.17 | 2500.3 |  | 0 |  | 0 | 0 |  | 0 | 6.4561
MISO_MO-IL_2_ENT | MISO_MO-IL | ENT | 2040 | B4 | 100 | 0 | 2540 | 0 | 2540 |  | 0 |  | 0 | 0.99708 |  | 0 | 6.4561
MISO_MO-IL_2_ENT | MISO_MO-IL | ENT | 2040 | B5 | 200 | 0 | 2540 | 0 | 676.7 |  | 0 |  | 0 | 0 |  | 0 | 6.4561
MISO_MO-IL_2_ENT | MISO_MO-IL | ENT | 2040 | B6 | 300 | 0 | 2540 | 0 | 0 |  | 0 |  | 0 | 0 |  | 0 | 6.4561
MISO_MO-IL_2_ENT | MISO_MO-IL | ENT | 2040 | B7 | 400 | 0 | 2540 | 0 | 0 |  | 0 |  | 0 | 0 |  | 0 | 6.4561
MISO_MO-IL_2_ENT | MISO_MO-IL | ENT | 2040 | B8 | 500 | 0 | 2540 | 2540 | 2540 |  | 0 |  | 3.9883 | 0.70033 |  | 0.73315 | 6.4561
MISO_MO-IL_2_ENT | MISO_MO-IL | ENT | 2040 | B9 | 800 | 0 | 2540 | 0 | 2540 |  | 0 |  | 0 | 5.389 |  | 0 | 6.4561
MISO_MO-IL_2_ENT | MISO_MO-IL | ENT | 2040 | B10 | 1262 | 1262 | 2540 | 451.96 | 2540 |  | 246.33 |  | 0 | 5.935 |  | 0 | 6.4561
MISO_MO-IL_2_ENT | MISO_MO-IL | ENT | 2040 | B11 | 25 | 0 | 2540 | 2540 | 2540 |  | 0 |  | 8.9975 | 0.27301 |  | 0.082697 | 6.4561
MISO_MO-IL_2_ENT | MISO_MO-IL | ENT | 2040 | B12 | 200 | 0 | 2540 | 2540 | 2540 |  | 0 |  | 6.4217 | 5.7569 |  | 0.47218 | 6.4561
MISO_MO-IL_2_ENT | MISO_MO-IL | ENT | 2040 | B13 | 600 | 0 | 2540 | 2540 | 2540 |  | 0 |  | 6.1961 | 5.7569 |  | 1.3668 | 6.4561
MISO_MO-IL_2_ENT | MISO_MO-IL | ENT | 2040 | B14 | 900 | 0 | 2540 | 1476.88 | 0 |  | 0 |  | 0 | 0 |  | 0 | 6.4561
MISO_MO-IL_2_ENT | MISO_MO-IL | ENT | 2040 | B15 | 1203 | 0 | 2540 | 2185.54 | 0 |  | 0 |  | 0 | 0 |  | 0 | 6.4561
MISO_MO-IL_2_ENT | MISO_MO-IL | ENT | 2040 | B16 | 25 | 0 | 2540 | 2540 | 2540 |  | 0 |  | 9.8521 | 5.3296 |  | 0.090552 | 6.4561
MISO_MO-IL_2_ENT | MISO_MO-IL | ENT | 2040 | B17 | 100 | 0 | 2540 | 2325.32 | 2540 |  | 0 |  | 0 | 1.2938 |  | 0 | 6.4561
MISO_MO-IL_2_ENT | MISO_MO-IL | ENT | 2040 | B18 | 400 | 400 | 2540 | 2540 | 2540 |  | 1018.25 |  | 8.9975 | 5.935 |  | 1.3232 | 6.4561
MISO_MO-IL_2_ENT | MISO_MO-IL | ENT | 2040 | B19 | 700 | 0 | 2540 | 2219.25 | 2540 |  | 0 |  | 0 | 0.17805 |  | 0 | 6.4561
MISO_MO-IL_2_ENT | MISO_MO-IL | ENT | 2040 | B20 | 935 | 0 | 2540 | 2540 | 0 |  | 0 |  | 0.01187 | 0 |  | 0.0040803 | 6.4561
MISO_MO-IL_2_ENT | MISO_MO-IL | ENT | 2045 | B1 | 10 | 0 | 2540 | 2540 | 0 |  | 0 |  | 320.0745 | 0 |  | 1.4562 | 4.1015
MISO_MO-IL_2_ENT | MISO_MO-IL | ENT | 2045 | B2 | 25 | 0 | 2540 | 2540 | 0 |  | 0 |  | 159.7109 | 0 |  | 1.8165 | 4.1015
MISO_MO-IL_2_ENT | MISO_MO-IL | ENT | 2045 | B3 | 75 | 75 | 2540 | 47.07 | 2540 |  | 266.01 |  | 0 | 4.1782 |  | 0 | 4.1015
MISO_MO-IL_2_ENT | MISO_MO-IL | ENT | 2045 | B4 | 100 | 0 | 2540 | 0 | 2540 |  | 0 |  | 0 | 2.5046 |  | 0 | 4.1015
MISO_MO-IL_2_ENT | MISO_MO-IL | ENT | 2045 | B5 | 200 | 0 | 2540 | 0 | 1975.4 |  | 0 |  | 0 | 0 |  | 0 | 4.1015
MISO_MO-IL_2_ENT | MISO_MO-IL | ENT | 2045 | B6 | 300 | 0 | 2540 | 0 | 0 |  | 0 |  | 0 | 0 |  | 0 | 4.1015
MISO_MO-IL_2_ENT | MISO_MO-IL | ENT | 2045 | B7 | 400 | 0 | 2540 | 179.13 | 0 |  | 0 |  | 0 | 0 |  | 0 | 4.1015
MISO_MO-IL_2_ENT | MISO_MO-IL | ENT | 2045 | B8 | 500 | 0 | 2540 | 0 | 2540 |  | 0 |  | 0 | 2.0298 |  | 0 | 4.1015
MISO_MO-IL_2_ENT | MISO_MO-IL | ENT | 2045 | B9 | 800 | 800 | 2540 | 0 | 2540 |  | 4109.29 |  | 0 | 4.1782 |  | 0 | 4.1015
MISO_MO-IL_2_ENT | MISO_MO-IL | ENT | 2045 | B10 | 1262 | 0 | 2540 | 1159.16 | 65.18 |  | 0 |  | 0 | 0 |  | 0 | 4.1015
MISO_MO-IL_2_ENT | MISO_MO-IL | ENT | 2045 | B11 | 25 | 25 | 2540 | 1546.5 | 2540 |  | 875.24 |  | 0 | 4.1782 |  | 0 | 4.1015
MISO_MO-IL_2_ENT | MISO_MO-IL | ENT | 2045 | B12 | 200 | 0 | 2540 | 1688.83 | 2043.09 |  | 0 |  | 0 | 0 |  | 0 | 4.1015
MISO_MO-IL_2_ENT | MISO_MO-IL | ENT | 2045 | B13 | 600 | 0 | 2540 | 214.81 | 0 |  | 0 |  | 0 | 0 |  | 0 | 4.1015
MISO_MO-IL_2_ENT | MISO_MO-IL | ENT | 2045 | B14 | 900 | 0 | 2540 | 0 | 0 |  | 0 |  | 0 | 0 |  | 0 | 4.1015
MISO_MO-IL_2_ENT | MISO_MO-IL | ENT | 2045 | B15 | 1203 | 0 | 2540 | 2540 | 0 |  | 0 |  | 0.01187 | 0 |  | 0.0064966 | 4.1015
MISO_MO-IL_2_ENT | MISO_MO-IL | ENT | 2045 | B16 | 25 | 0 | 2540 | 2540 | 0 |  | 0 |  | 93.5 | 0 |  | 1.0635 | 4.1015
MISO_MO-IL_2_ENT | MISO_MO-IL | ENT | 2045 | B17 | 100 | 0 | 2540 | 446.72 | 0 |  | 0 |  | 0 | 0 |  | 0 | 4.1015
MISO_MO-IL_2_ENT | MISO_MO-IL | ENT | 2045 | B18 | 400 | 0 | 2540 | 0 | 169.62 |  | 0 |  | 0 | 0 |  | 0 | 4.1015
MISO_MO-IL_2_ENT | MISO_MO-IL | ENT | 2045 | B19 | 700 | 0 | 2540 | 0 | 0 |  | 0 |  | 0 | 0 |  | 0 | 4.1015
MISO_MO-IL_2_ENT | MISO_MO-IL | ENT | 2045 | B20 | 935 | 0 | 2540 | 2540 | 0 |  | 0 |  | 2.647 | 0 |  | 1.126 | 4.1015
MISO_MO-IL_2_ENT | MISO_MO-IL | ENT | 2050 | B1 | 10 | 0 | 2540 | 2236.24 | 0 |  | 0 |  | 0 | 0 |  | 0 | 2.511
MISO_MO-IL_2_ENT | MISO_MO-IL | ENT | 2050 | B2 | 25 | 0 | 2540 | 1924.96 | 0 |  | 0 |  | 0 | 0 |  | 0 | 2.511
MISO_MO-IL_2_ENT | MISO_MO-IL | ENT | 2050 | B3 | 75 | 0 | 2540 | 0 | 2540 |  | 0 |  | 0 | 0.54602 |  | 0 | 2.511
MISO_MO-IL_2_ENT | MISO_MO-IL | ENT | 2050 | B4 | 100 | 0 | 2540 | 0 | 2540 |  | 0 |  | 0 | 0.99708 |  | 0 | 2.511
MISO_MO-IL_2_ENT | MISO_MO-IL | ENT | 2050 | B5 | 200 | 0 | 2540 | 0 | 1044.47 |  | 0 |  | 0 | 0 |  | 0 | 2.511
MISO_MO-IL_2_ENT | MISO_MO-IL | ENT | 2050 | B6 | 300 | 0 | 2540 | 0 | 0 |  | 0 |  | 0 | 0 |  | 0 | 2.511
MISO_MO-IL_2_ENT | MISO_MO-IL | ENT | 2050 | B7 | 400 | 0 | 2540 | 0 | 0 |  | 0 |  | 0 | 0 |  | 0 | 2.511
MISO_MO-IL_2_ENT | MISO_MO-IL | ENT | 2050 | B8 | 500 | 0 | 2540 | 0 | 839.1 |  | 0 |  | 0 | 0 |  | 0 | 2.511
MISO_MO-IL_2_ENT | MISO_MO-IL | ENT | 2050 | B9 | 800 | 800 | 2540 | 0 | 2540 |  | 1121.01 |  | 0 | 3.4542 |  | 0 | 2.511
MISO_MO-IL_2_ENT | MISO_MO-IL | ENT | 2050 | B10 | 1262 | 0 | 2540 | 0 | 0 |  | 0 |  | 0 | 0 |  | 0 | 2.511
MISO_MO-IL_2_ENT | MISO_MO-IL | ENT | 2050 | B11 | 25 | 0 | 2540 | 1374.14 | 2540 |  | 0 |  | 0 | 0.68846 |  | 0 | 2.511
MISO_MO-IL_2_ENT | MISO_MO-IL | ENT | 2050 | B12 | 200 | 0 | 2540 | 1451.07 | 0 |  | 0 |  | 0 | 0 |  | 0 | 2.511
MISO_MO-IL_2_ENT | MISO_MO-IL | ENT | 2050 | B13 | 600 | 0 | 2540 | 1619.41 | 0 |  | 0 |  | 0 | 0 |  | 0 | 2.511
MISO_MO-IL_2_ENT | MISO_MO-IL | ENT | 2050 | B14 | 900 | 0 | 2540 | 554.55 | 0 |  | 0 |  | 0 | 0 |  | 0 | 2.511
MISO_MO-IL_2_ENT | MISO_MO-IL | ENT | 2050 | B15 | 1203 | 0 | 2540 | 0 | 0 |  | 0 |  | 0 | 0 |  | 0 | 2.511
MISO_MO-IL_2_ENT | MISO_MO-IL | ENT | 2050 | B16 | 25 | 0 | 2540 | 2540 | 0 |  | 0 |  | 56.7267 | 0 |  | 3.3369 | 2.511
MISO_MO-IL_2_ENT | MISO_MO-IL | ENT | 2050 | B17 | 100 | 0 | 2540 | 526.58 | 0 |  | 0 |  | 0 | 0 |  | 0 | 2.511
MISO_MO-IL_2_ENT | MISO_MO-IL | ENT | 2050 | B18 | 400 | 0 | 2540 | 2540 | 0 |  | 0 |  | 0.01187 | 0 |  | 0.011172 | 2.511
MISO_MO-IL_2_ENT | MISO_MO-IL | ENT | 2050 | B19 | 700 | 0 | 2540 | 1691.42 | 0 |  | 0 |  | 0 | 0 |  | 0 | 2.511
MISO_MO-IL_2_ENT | MISO_MO-IL | ENT | 2050 | B20 | 935 | 0 | 2540 | 291.54 | 0 |  | 0 |  | 0 | 0 |  | 0 | 2.511
MISO_MO-IL_2_MISO_IN | MISO_MO-IL | MISO_IN | 2015 | B1 | 10 | 10 | 2100 | 1940.55 | 2100 |  | 727.38 |  | 0 | 0.26114 |  | 0 | 0.27677
MISO_MO-IL_2_MISO_IN | MISO_MO-IL | MISO_IN | 2015 | B2 | 25 | 25 | 2100 | 1621.06 | 2100 |  | 571.24 |  | 0 | 0.26114 |  | 0 | 0.27677
MISO_MO-IL_2_MISO_IN | MISO_MO-IL | MISO_IN | 2015 | B3 | 75 | 0 | 2100 | 788.83 | 1741.04 |  | 0 |  | 0 | 0 |  | 0 | 0.27677
MISO_MO-IL_2_MISO_IN | MISO_MO-IL | MISO_IN | 2015 | B4 | 100 | 0 | 2100 | 166.22 | 2029.25 |  | 0 |  | 0 | 0 |  | 0 | 0.27677
MISO_MO-IL_2_MISO_IN | MISO_MO-IL | MISO_IN | 2015 | B5 | 200 | 0 | 2100 | 0 | 1211.58 |  | 0 |  | 0 | 0 |  | 0 | 0.27677
MISO_MO-IL_2_MISO_IN | MISO_MO-IL | MISO_IN | 2015 | B6 | 300 | 0 | 2100 | 227.81 | 1604.8 |  | 0 |  | 0 | 0 |  | 0 | 0.27677
MISO_MO-IL_2_MISO_IN | MISO_MO-IL | MISO_IN | 2015 | B7 | 400 | 0 | 2100 | 620.57 | 2100 |  | 0 |  | 0 | 0.03561 |  | 0 | 0.27677
MISO_MO-IL_2_MISO_IN | MISO_MO-IL | MISO_IN | 2015 | B8 | 500 | 500 | 2100 | 798.74 | 2100 |  | 533.3 |  | 0 | 0.26114 |  | 0 | 0.27677
MISO_MO-IL_2_MISO_IN | MISO_MO-IL | MISO_IN | 2015 | B9 | 800 | 800 | 2100 | 1389.13 | 2100 |  | 409.68 |  | 0 | 0.26114 |  | 0 | 0.27677
MISO_MO-IL_2_MISO_IN | MISO_MO-IL | MISO_IN | 2015 | B10 | 1262 | 1262 | 2100 | 2100 | 2100 |  | 1730.22 |  | 0.14244 | 0.26114 |  | 0.13198 | 0.27677
MISO_MO-IL_2_MISO_IN | MISO_MO-IL | MISO_IN | 2015 | B11 | 25 | 0 | 2100 | 0 | 1258.99 |  | 0 |  | 0 | 0 |  | 0 | 0.27677
MISO_MO-IL_2_MISO_IN | MISO_MO-IL | MISO_IN | 2015 | B12 | 200 | 200 | 2100 | 1248.37 | 2100 |  | 199.62 |  | 0 | 0.26114 |  | 0 | 0.27677
MISO_MO-IL_2_MISO_IN | MISO_MO-IL | MISO_IN | 2015 | B13 | 600 | 600 | 2100 | 1285.47 | 2100 |  | 840.61 |  | 0 | 0.26114 |  | 0 | 0.27677
MISO_MO-IL_2_MISO_IN | MISO_MO-IL | MISO_IN | 2015 | B14 | 900 | 0 | 2100 | 0 | 1952.5 |  | 0 |  | 0 | 0 |  | 0 | 0.27677
MISO_MO-IL_2_MISO_IN | MISO_MO-IL | MISO_IN | 2015 | B15 | 1203 | 0 | 2100 | 0 | 1139.54 |  | 0 |  | 0 | 0 |  | 0 | 0.27677
MISO_MO-IL_2_MISO_IN | MISO_MO-IL | MISO_IN | 2015 | B16 | 25 | 25 | 2100 | 1848.33 | 2100 |  | 3199.17 |  | 0 | 0.26114 |  | 0 | 0.27677
MISO_MO-IL_2_MISO_IN | MISO_MO-IL | MISO_IN | 2015 | B17 | 100 | 100 | 2100 | 2100 | 2100 |  | 3307.68 |  | 3.2286 | 0.26114 |  | 0.23705 | 0.27677
MISO_MO-IL_2_MISO_IN | MISO_MO-IL | MISO_IN | 2015 | B18 | 400 | 400 | 2100 | 1005.74 | 2100 |  | 113.7 |  | 0 | 0.26114 |  | 0 | 0.27677
MISO_MO-IL_2_MISO_IN | MISO_MO-IL | MISO_IN | 2015 | B19 | 700 | 0 | 2100 | 48.81 | 1715.69 |  | 0 |  | 0 | 0 |  | 0 | 0.27677
MISO_MO-IL_2_MISO_IN | MISO_MO-IL | MISO_IN | 2015 | B20 | 935 | 0 | 2100 | 1336.48 | 2100 |  | 0 |  | 0 | 0.16618 |  | 0 | 0.27677
MISO_MO-IL_2_MISO_IN | MISO_MO-IL | MISO_IN | 2020 | B1 | 10 | 10 | 2100 | 0 | 2100 |  | 3773.34 |  | 0 | 0.01187 |  | 0 | 0
MISO_MO-IL_2_MISO_IN | MISO_MO-IL | MISO_IN | 2020 | B2 | 25 | 0 | 2100 | 0 | 23.84 |  | 0 |  | 0 | 0 |  | 0 | 0
MISO_MO-IL_2_MISO_IN | MISO_MO-IL | MISO_IN | 2020 | B3 | 75 | 0 | 2100 | 0 | 0 |  | 0 |  | 0 | 0 |  | 0 | 0
MISO_MO-IL_2_MISO_IN | MISO_MO-IL | MISO_IN | 2020 | B4 | 100 | 0 | 2100 | 0 | 0 |  | 0 |  | 0 | 0 |  | 0 | 0
MISO_MO-IL_2_MISO_IN | MISO_MO-IL | MISO_IN | 2020 | B5 | 200 | 0 | 2100 | 0 | 0 |  | 0 |  | 0 | 0 |  | 0 | 0
MISO_MO-IL_2_MISO_IN | MISO_MO-IL | MISO_IN | 2020 | B6 | 300 | 0 | 2100 | 0 | 0 |  | 0 |  | 0 | 0 |  | 0 | 0
MISO_MO-IL_2_MISO_IN | MISO_MO-IL | MISO_IN | 2020 | B7 | 400 | 0 | 2100 | 0 | 0 |  | 0 |  | 0 | 0 |  | 0 | 0
MISO_MO-IL_2_MISO_IN | MISO_MO-IL | MISO_IN | 2020 | B8 | 500 | 0 | 2100 | 0 | 0 |  | 0 |  | 0 | 0 |  | 0 | 0
MISO_MO-IL_2_MISO_IN | MISO_MO-IL | MISO_IN | 2020 | B9 | 800 | 0 | 2100 | 0 | 0 |  | 0 |  | 0 | 0 |  | 0 | 0
MISO_MO-IL_2_MISO_IN | MISO_MO-IL | MISO_IN | 2020 | B10 | 1262 | 0 | 2100 | 0 | 0 |  | 0 |  | 0 | 0 |  | 0 | 0
MISO_MO-IL_2_MISO_IN | MISO_MO-IL | MISO_IN | 2020 | B11 | 25 | 0 | 2100 | 0 | 0 |  | 0 |  | 0 | 0 |  | 0 | 0
MISO_MO-IL_2_MISO_IN | MISO_MO-IL | MISO_IN | 2020 | B12 | 200 | 0 | 2100 | 0 | 1693.16 |  | 0 |  | 0 | 0 |  | 0 | 0
MISO_MO-IL_2_MISO_IN | MISO_MO-IL | MISO_IN | 2020 | B13 | 600 | 0 | 2100 | 0 | 1953.07 |  | 0 |  | 0 | 0 |  | 0 | 0
MISO_MO-IL_2_MISO_IN | MISO_MO-IL | MISO_IN | 2020 | B14 | 900 | 0 | 2100 | 0 | 1122.12 |  | 0 |  | 0 | 0 |  | 0 | 0
MISO_MO-IL_2_MISO_IN | MISO_MO-IL | MISO_IN | 2020 | B15 | 1203 | 0 | 2100 | 0 | 1719.02 |  | 0 |  | 0 | 0 |  | 0 | 0
MISO_MO-IL_2_MISO_IN | MISO_MO-IL | MISO_IN | 2020 | B16 | 25 | 25 | 2100 | 0 | 2100 |  | 2522.73 |  | 0 | 0.01187 |  | 0 | 0
MISO_MO-IL_2_MISO_IN | MISO_MO-IL | MISO_IN | 2020 | B17 | 100 | 100 | 2100 | 214.22 | 2100 |  | 830.5 |  | 0 | 0.01187 |  | 0 | 0
MISO_MO-IL_2_MISO_IN | MISO_MO-IL | MISO_IN | 2020 | B18 | 400 | 400 | 2100 | 0 | 2100 |  | 180.46 |  | 0 | 0.01187 |  | 0 | 0
MISO_MO-IL_2_MISO_IN | MISO_MO-IL | MISO_IN | 2020 | B19 | 700 | 0 | 2100 | 0 | 428.12 |  | 0 |  | 0 | 0 |  | 0 | 0
MISO_MO-IL_2_MISO_IN | MISO_MO-IL | MISO_IN | 2020 | B20 | 935 | 0 | 2100 | 0 | 0 |  | 0 |  | 0 | 0 |  | 0 | 0
MISO_MO-IL_2_MISO_IN | MISO_MO-IL | MISO_IN | 2025 | B1 | 10 | 0 | 2100 | 0 | 1320.53 |  | 0 |  | 0 | 0 |  | 0 | 2.7668
MISO_MO-IL_2_MISO_IN | MISO_MO-IL | MISO_IN | 2025 | B2 | 25 | 0 | 2100 | 0 | 0 |  | 0 |  | 0 | 0 |  | 0 | 2.7668
MISO_MO-IL_2_MISO_IN | MISO_MO-IL | MISO_IN | 2025 | B3 | 75 | 0 | 2100 | 0 | 0 |  | 0 |  | 0 | 0 |  | 0 | 2.7668
MISO_MO-IL_2_MISO_IN | MISO_MO-IL | MISO_IN | 2025 | B4 | 100 | 0 | 2100 | 0 | 1922.68 |  | 0 |  | 0 | 0 |  | 0 | 2.7668
MISO_MO-IL_2_MISO_IN | MISO_MO-IL | MISO_IN | 2025 | B5 | 200 | 0 | 2100 | 0 | 1091.2 |  | 0 |  | 0 | 0 |  | 0 | 2.7668
MISO_MO-IL_2_MISO_IN | MISO_MO-IL | MISO_IN | 2025 | B6 | 300 | 0 | 2100 | 0 | 2100 |  | 0 |  | 0 | 0.14244 |  | 0 | 2.7668
MISO_MO-IL_2_MISO_IN | MISO_MO-IL | MISO_IN | 2025 | B7 | 400 | 400 | 2100 | 0 | 2100 |  | 854.69 |  | 0 | 2.7538 |  | 0 | 2.7668
MISO_MO-IL_2_MISO_IN | MISO_MO-IL | MISO_IN | 2025 | B8 | 500 | 0 | 2100 | 296.4 | 2100 |  | 0 |  | 0 | 1.8517 |  | 0 | 2.7668
MISO_MO-IL_2_MISO_IN | MISO_MO-IL | MISO_IN | 2025 | B9 | 800 | 800 | 2100 | 0 | 2100 |  | 58.54 |  | 0 | 2.7538 |  | 0 | 2.7668
MISO_MO-IL_2_MISO_IN | MISO_MO-IL | MISO_IN | 2025 | B10 | 1262 | 0 | 2100 | 0 | 2100 |  | 0 |  | 0 | 1.2582 |  | 0 | 2.7668
MISO_MO-IL_2_MISO_IN | MISO_MO-IL | MISO_IN | 2025 | B11 | 25 | 25 | 2100 | 1369.43 | 2100 |  | 558.48 |  | 0 | 2.7538 |  | 0 | 2.7668
MISO_MO-IL_2_MISO_IN | MISO_MO-IL | MISO_IN | 2025 | B12 | 200 | 200 | 2100 | 2100 | 2100 |  | 3483.5 |  | 8.9975 | 2.7538 |  | 0.35542 | 2.7668
MISO_MO-IL_2_MISO_IN | MISO_MO-IL | MISO_IN | 2025 | B13 | 600 | 600 | 2100 | 2100 | 2100 |  | 2290.72 |  | 2.8607 | 2.7538 |  | 0.33901 | 2.7668
MISO_MO-IL_2_MISO_IN | MISO_MO-IL | MISO_IN | 2025 | B14 | 900 | 900 | 2100 | 2100 | 2100 |  | 1798.88 |  | 4.6412 | 2.7538 |  | 0.82502 | 2.7668
MISO_MO-IL_2_MISO_IN | MISO_MO-IL | MISO_IN | 2025 | B15 | 1203 | 1203 | 2100 | 2100 | 2100 |  | 1535.82 |  | 2.374 | 2.7538 |  | 0.56408 | 2.7668
MISO_MO-IL_2_MISO_IN | MISO_MO-IL | MISO_IN | 2025 | B16 | 25 | 25 | 2100 | 2100 | 2100 |  | 2342.58 |  | 35.3489 | 2.7538 |  | 0.17455 | 2.7668
MISO_MO-IL_2_MISO_IN | MISO_MO-IL | MISO_IN | 2025 | B17 | 100 | 100 | 2100 | 2100 | 2100 |  | 2429.47 |  | 14.9799 | 2.7538 |  | 0.29587 | 2.7668
MISO_MO-IL_2_MISO_IN | MISO_MO-IL | MISO_IN | 2025 | B18 | 400 | 400 | 2100 | 2100 | 2100 |  | 2739.05 |  | 5.7095 | 2.7538 |  | 0.45107 | 2.7668
MISO_MO-IL_2_MISO_IN | MISO_MO-IL | MISO_IN | 2025 | B19 | 700 | 700 | 2100 | 2100 | 2100 |  | 552.36 |  | 1.8873 | 2.7538 |  | 0.26094 | 2.7668
MISO_MO-IL_2_MISO_IN | MISO_MO-IL | MISO_IN | 2025 | B20 | 935 | 935 | 2100 | 2100 | 2100 |  | 990.62 |  | 2.2909 | 2.7538 |  | 0.42307 | 2.7668
MISO_MO-IL_2_MISO_IN | MISO_MO-IL | MISO_IN | 2030 | B1 | 10 | 0 | 2100 | 0 | 2100 |  | 0 |  | 0 | 1.9586 |  | 0 | 3.8133
MISO_MO-IL_2_MISO_IN | MISO_MO-IL | MISO_IN | 2030 | B2 | 25 | 0 | 2100 | 0 | 2100 |  | 0 |  | 0 | 1.9586 |  | 0 | 3.8133
MISO_MO-IL_2_MISO_IN | MISO_MO-IL | MISO_IN | 2030 | B3 | 75 | 0 | 2100 | 0 | 80.5 |  | 0 |  | 0 | 0 |  | 0 | 3.8133
MISO_MO-IL_2_MISO_IN | MISO_MO-IL | MISO_IN | 2030 | B4 | 100 | 0 | 2100 | 0 | 2042.91 |  | 0 |  | 0 | 0 |  | 0 | 3.8133
MISO_MO-IL_2_MISO_IN | MISO_MO-IL | MISO_IN | 2030 | B5 | 200 | 0 | 2100 | 0 | 1489.5 |  | 0 |  | 0 | 0 |  | 0 | 3.8133
MISO_MO-IL_2_MISO_IN | MISO_MO-IL | MISO_IN | 2030 | B6 | 300 | 0 | 2100 | 0 | 2100 |  | 0 |  | 0 | 1.6974 |  | 0 | 3.8133
MISO_MO-IL_2_MISO_IN | MISO_MO-IL | MISO_IN | 2030 | B7 | 400 | 0 | 2100 | 0 | 2100 |  | 0 |  | 0 | 2.6351 |  | 0 | 3.8133
MISO_MO-IL_2_MISO_IN | MISO_MO-IL | MISO_IN | 2030 | B8 | 500 | 0 | 2100 | 0 | 2100 |  | 0 |  | 0 | 1.5075 |  | 0 | 3.8133
MISO_MO-IL_2_MISO_IN | MISO_MO-IL | MISO_IN | 2030 | B9 | 800 | 0 | 2100 | 0 | 1138.07 |  | 0 |  | 0 | 0 |  | 0 | 3.8133
MISO_MO-IL_2_MISO_IN | MISO_MO-IL | MISO_IN | 2030 | B10 | 1262 | 1262 | 2100 | 1536.45 | 2100 |  | 912.6 |  | 0 | 3.7984 |  | 0 | 3.8133
MISO_MO-IL_2_MISO_IN | MISO_MO-IL | MISO_IN | 2030 | B11 | 25 | 0 | 2100 | 0 | 2100 |  | 0 |  | 0 | 0.14244 |  | 0 | 3.8133
MISO_MO-IL_2_MISO_IN | MISO_MO-IL | MISO_IN | 2030 | B12 | 200 | 200 | 2100 | 0 | 2100 |  | 340.52 |  | 0 | 3.7984 |  | 0 | 3.8133
MISO_MO-IL_2_MISO_IN | MISO_MO-IL | MISO_IN | 2030 | B13 | 600 | 0 | 2100 | 0 | 2100 |  | 0 |  | 0 | 1.9586 |  | 0 | 3.8133
MISO_MO-IL_2_MISO_IN | MISO_MO-IL | MISO_IN | 2030 | B14 | 900 | 0 | 2100 | 0 | 1911.38 |  | 0 |  | 0 | 0 |  | 0 | 3.8133
MISO_MO-IL_2_MISO_IN | MISO_MO-IL | MISO_IN | 2030 | B15 | 1203 | 1203 | 2100 | 2100 | 2100 |  | 2097.04 |  | 4.1189 | 3.7984 |  | 2.3176 | 3.8133
MISO_MO-IL_2_MISO_IN | MISO_MO-IL | MISO_IN | 2030 | B16 | 25 | 0 | 2100 | 0 | 2100 |  | 0 |  | 0 | 1.9586 |  | 0 | 3.8133
MISO_MO-IL_2_MISO_IN | MISO_MO-IL | MISO_IN | 2030 | B17 | 100 | 100 | 2100 | 0 | 2100 |  | 3387.15 |  | 0 | 3.7984 |  | 0 | 3.8133
MISO_MO-IL_2_MISO_IN | MISO_MO-IL | MISO_IN | 2030 | B18 | 400 | 0 | 2100 | 0 | 2100 |  | 0 |  | 0 | 2.3146 |  | 0 | 3.8133
MISO_MO-IL_2_MISO_IN | MISO_MO-IL | MISO_IN | 2030 | B19 | 700 | 0 | 2100 | 0 | 1597.52 |  | 0 |  | 0 | 0 |  | 0 | 3.8133
MISO_MO-IL_2_MISO_IN | MISO_MO-IL | MISO_IN | 2030 | B20 | 935 | 935 | 2100 | 2100 | 2100 |  | 3400.98 |  | 6.3267 | 3.7984 |  | 2.7668 | 3.8133
MISO_MO-IL_2_MISO_IN | MISO_MO-IL | MISO_IN | 2035 | B1 | 10 | 0 | 2100 | 0 | 2100 |  | 0 |  | 0 | 3.4423 |  | 0 | 3.6453
MISO_MO-IL_2_MISO_IN | MISO_MO-IL | MISO_IN | 2035 | B2 | 25 | 0 | 2100 | 0 | 2100 |  | 0 |  | 0 | 3.4423 |  | 0 | 3.6453
MISO_MO-IL_2_MISO_IN | MISO_MO-IL | MISO_IN | 2035 | B3 | 75 | 0 | 2100 | 0 | 2100 |  | 0 |  | 0 | 2.6589 |  | 0 | 3.6453
MISO_MO-IL_2_MISO_IN | MISO_MO-IL | MISO_IN | 2035 | B4 | 100 | 0 | 2100 | 0 | 2100 |  | 0 |  | 0 | 0.18992 |  | 0 | 3.6453
MISO_MO-IL_2_MISO_IN | MISO_MO-IL | MISO_IN | 2035 | B5 | 200 | 0 | 2100 | 0 | 1855.47 |  | 0 |  | 0 | 0 |  | 0 | 3.6453
MISO_MO-IL_2_MISO_IN | MISO_MO-IL | MISO_IN | 2035 | B6 | 300 | 0 | 2100 | 0 | 2100 |  | 0 |  | 0 | 1.3057 |  | 0 | 3.6453
MISO_MO-IL_2_MISO_IN | MISO_MO-IL | MISO_IN | 2035 | B7 | 400 | 0 | 2100 | 0 | 2100 |  | 0 |  | 0 | 0.92586 |  | 0 | 3.6453
MISO_MO-IL_2_MISO_IN | MISO_MO-IL | MISO_IN | 2035 | B8 | 500 | 0 | 2100 | 0 | 2100 |  | 0 |  | 0 | 1.2701 |  | 0 | 3.6453
MISO_MO-IL_2_MISO_IN | MISO_MO-IL | MISO_IN | 2035 | B9 | 800 | 0 | 2100 | 0 | 649.16 |  | 0 |  | 0 | 0 |  | 0 | 3.6453
MISO_MO-IL_2_MISO_IN | MISO_MO-IL | MISO_IN | 2035 | B10 | 1262 | 0 | 2100 | 2100 | 2100 |  | 0 |  | 5.5077 | 2.9556 |  | 1.1211 | 3.6453
MISO_MO-IL_2_MISO_IN | MISO_MO-IL | MISO_IN | 2035 | B11 | 25 | 0 | 2100 | 0 | 2100 |  | 0 |  | 0 | 0.97334 |  | 0 | 3.6453
MISO_MO-IL_2_MISO_IN | MISO_MO-IL | MISO_IN | 2035 | B12 | 200 | 200 | 2100 | 2100 | 2100 |  | 2401.25 |  | 0.9496 | 3.6322 |  | 0.030632 | 3.6453
MISO_MO-IL_2_MISO_IN | MISO_MO-IL | MISO_IN | 2035 | B13 | 600 | 600 | 2100 | 2100 | 2100 |  | 2137.32 |  | 4.2495 | 3.6322 |  | 0.41124 | 3.6453
MISO_MO-IL_2_MISO_IN | MISO_MO-IL | MISO_IN | 2035 | B14 | 900 | 0 | 2100 | 2100 | 2100 |  | 0 |  | 5.4483 | 3.2286 |  | 0.79089 | 3.6453
MISO_MO-IL_2_MISO_IN | MISO_MO-IL | MISO_IN | 2035 | B15 | 1203 | 1203 | 2100 | 2100 | 2100 |  | 8211.24 |  | 6.4573 | 3.6322 |  | 1.2529 | 3.6453
MISO_MO-IL_2_MISO_IN | MISO_MO-IL | MISO_IN | 2035 | B16 | 25 | 0 | 2100 | 1193.04 | 2100 |  | 0 |  | 0 | 3.4423 |  | 0 | 3.6453
MISO_MO-IL_2_MISO_IN | MISO_MO-IL | MISO_IN | 2035 | B17 | 100 | 100 | 2100 | 629.18 | 2100 |  | 3251.13 |  | 0 | 3.6322 |  | 0 | 3.6453
MISO_MO-IL_2_MISO_IN | MISO_MO-IL | MISO_IN | 2035 | B18 | 400 | 0 | 2100 | 2100 | 2100 |  | 0 |  | 4.4869 | 2.5877 |  | 0.28947 | 3.6453
MISO_MO-IL_2_MISO_IN | MISO_MO-IL | MISO_IN | 2035 | B19 | 700 | 0 | 2100 | 2100 | 2100 |  | 0 |  | 1.1514 | 1.7924 |  | 0.13 | 3.6453
MISO_MO-IL_2_MISO_IN | MISO_MO-IL | MISO_IN | 2035 | B20 | 935 | 935 | 2100 | 2100 | 2100 |  | 5746.72 |  | 5.5314 | 3.6322 |  | 0.83417 | 3.6453
MISO_MO-IL_2_MISO_IN | MISO_MO-IL | MISO_IN | 2040 | B1 | 10 | 0 | 2100 | 0 | 2100 |  | 0 |  | 0 | 2.0773 |  | 0 | 9.2816
MISO_MO-IL_2_MISO_IN | MISO_MO-IL | MISO_IN | 2040 | B2 | 25 | 0 | 2100 | 0 | 2100 |  | 0 |  | 0 | 2.0773 |  | 0 | 9.2816
MISO_MO-IL_2_MISO_IN | MISO_MO-IL | MISO_IN | 2040 | B3 | 75 | 0 | 2100 | 0 | 1134.56 |  | 0 |  | 0 | 0 |  | 0 | 9.2816
MISO_MO-IL_2_MISO_IN | MISO_MO-IL | MISO_IN | 2040 | B4 | 100 | 0 | 2100 | 0 | 0 |  | 0 |  | 0 | 0 |  | 0 | 9.2816
MISO_MO-IL_2_MISO_IN | MISO_MO-IL | MISO_IN | 2040 | B5 | 200 | 0 | 2100 | 0 | 381.34 |  | 0 |  | 0 | 0 |  | 0 | 9.2816
MISO_MO-IL_2_MISO_IN | MISO_MO-IL | MISO_IN | 2040 | B6 | 300 | 0 | 2100 | 0 | 874 |  | 0 |  | 0 | 0 |  | 0 | 9.2816
MISO_MO-IL_2_MISO_IN | MISO_MO-IL | MISO_IN | 2040 | B7 | 400 | 0 | 2100 | 0 | 660.23 |  | 0 |  | 0 | 0 |  | 0 | 9.2816
MISO_MO-IL_2_MISO_IN | MISO_MO-IL | MISO_IN | 2040 | B8 | 500 | 0 | 2100 | 0 | 1455.85 |  | 0 |  | 0 | 0 |  | 0 | 9.2816
MISO_MO-IL_2_MISO_IN | MISO_MO-IL | MISO_IN | 2040 | B9 | 800 | 0 | 2100 | 1471.71 | 677.36 |  | 0 |  | 0 | 0 |  | 0 | 9.2816
MISO_MO-IL_2_MISO_IN | MISO_MO-IL | MISO_IN | 2040 | B10 | 1262 | 0 | 2100 | 2100 | 2100 |  | 0 |  | 24.7015 | 4.9023 |  | 5.8105 | 9.2816
MISO_MO-IL_2_MISO_IN | MISO_MO-IL | MISO_IN | 2040 | B11 | 25 | 0 | 2100 | 0 | 1681.29 |  | 0 |  | 0 | 0 |  | 0 | 9.2816
MISO_MO-IL_2_MISO_IN | MISO_MO-IL | MISO_IN | 2040 | B12 | 200 | 0 | 2100 | 2100 | 2100 |  | 0 |  | 11.6563 | 4.9379 |  | 0.43453 | 9.2816
MISO_MO-IL_2_MISO_IN | MISO_MO-IL | MISO_IN | 2040 | B13 | 600 | 0 | 2100 | 2100 | 2100 |  | 0 |  | 12.4279 | 0.87838 |  | 1.3899 | 9.2816
MISO_MO-IL_2_MISO_IN | MISO_MO-IL | MISO_IN | 2040 | B14 | 900 | 0 | 2100 | 2100 | 2100 |  | 0 |  | 12.4279 | 4.107 |  | 2.0848 | 9.2816
MISO_MO-IL_2_MISO_IN | MISO_MO-IL | MISO_IN | 2040 | B15 | 1203 | 1203 | 2100 | 2100 | 2100 |  | 3707.29 |  | 0.8309 | 5.9825 |  | 0.18631 | 9.2816
MISO_MO-IL_2_MISO_IN | MISO_MO-IL | MISO_IN | 2040 | B16 | 25 | 0 | 2100 | 1783.18 | 2100 |  | 0 |  | 0 | 2.0773 |  | 0 | 9.2816
MISO_MO-IL_2_MISO_IN | MISO_MO-IL | MISO_IN | 2040 | B17 | 100 | 100 | 2100 | 2100 | 2100 |  | 108.1 |  | 4.5225 | 5.9825 |  | 0.084296 | 9.2816
MISO_MO-IL_2_MISO_IN | MISO_MO-IL | MISO_IN | 2040 | B18 | 400 | 0 | 2100 | 2100 | 2100 |  | 0 |  | 11.6326 | 2.0773 |  | 0.8673 | 9.2816
MISO_MO-IL_2_MISO_IN | MISO_MO-IL | MISO_IN | 2040 | B19 | 700 | 0 | 2100 | 2100 | 2100 |  | 0 |  | 11.6326 | 2.0773 |  | 1.5178 | 9.2816
MISO_MO-IL_2_MISO_IN | MISO_MO-IL | MISO_IN | 2040 | B20 | 935 | 935 | 2100 | 1616.26 | 2100 |  | 3581.11 |  | 0 | 5.9825 |  | 0 | 9.2816
MISO_MO-IL_2_MISO_IN | MISO_MO-IL | MISO_IN | 2045 | B1 | 10 | 0 | 2100 | 0 | 2100 |  | 0 |  | 0 | 3.3948 |  | 0 | 9.9125
MISO_MO-IL_2_MISO_IN | MISO_MO-IL | MISO_IN | 2045 | B2 | 25 | 0 | 2100 | 0 | 2100 |  | 0 |  | 0 | 3.3948 |  | 0 | 9.9125
MISO_MO-IL_2_MISO_IN | MISO_MO-IL | MISO_IN | 2045 | B3 | 75 | 0 | 2100 | 0 | 0 |  | 0 |  | 0 | 0 |  | 0 | 9.9125
MISO_MO-IL_2_MISO_IN | MISO_MO-IL | MISO_IN | 2045 | B4 | 100 | 0 | 2100 | 0 | 0 |  | 0 |  | 0 | 0 |  | 0 | 9.9125
MISO_MO-IL_2_MISO_IN | MISO_MO-IL | MISO_IN | 2045 | B5 | 200 | 0 | 2100 | 0 | 0 |  | 0 |  | 0 | 0 |  | 0 | 9.9125
MISO_MO-IL_2_MISO_IN | MISO_MO-IL | MISO_IN | 2045 | B6 | 300 | 0 | 2100 | 0 | 1886.35 |  | 0 |  | 0 | 0 |  | 0 | 9.9125
MISO_MO-IL_2_MISO_IN | MISO_MO-IL | MISO_IN | 2045 | B7 | 400 | 0 | 2100 | 0 | 622.05 |  | 0 |  | 0 | 0 |  | 0 | 9.9125
MISO_MO-IL_2_MISO_IN | MISO_MO-IL | MISO_IN | 2045 | B8 | 500 | 500 | 2100 | 0 | 2100 |  | 426.15 |  | 0 | 4.3326 |  | 0 | 9.9125
MISO_MO-IL_2_MISO_IN | MISO_MO-IL | MISO_IN | 2045 | B9 | 800 | 0 | 2100 | 0 | 1614.15 |  | 0 |  | 0 | 0 |  | 0 | 9.9125
MISO_MO-IL_2_MISO_IN | MISO_MO-IL | MISO_IN | 2045 | B10 | 1262 | 1262 | 2100 | 2100 | 2100 |  | 4955.05 |  | 16.5943 | 4.3326 |  | 6.42 | 9.9125
MISO_MO-IL_2_MISO_IN | MISO_MO-IL | MISO_IN | 2045 | B11 | 25 | 0 | 2100 | 0 | 2018.01 |  | 0 |  | 0 | 0 |  | 0 | 9.9125
MISO_MO-IL_2_MISO_IN | MISO_MO-IL | MISO_IN | 2045 | B12 | 200 | 0 | 2100 | 1651.31 | 2100 |  | 0 |  | 0 | 1.4125 |  | 0 | 9.9125
MISO_MO-IL_2_MISO_IN | MISO_MO-IL | MISO_IN | 2045 | B13 | 600 | 0 | 2100 | 2100 | 2100 |  | 0 |  | 14.4339 | 4.1308 |  | 2.6549 | 9.9125
MISO_MO-IL_2_MISO_IN | MISO_MO-IL | MISO_IN | 2045 | B14 | 900 | 900 | 2100 | 2100 | 2100 |  | 5045.19 |  | 9.3536 | 4.3326 |  | 2.5807 | 9.9125
MISO_MO-IL_2_MISO_IN | MISO_MO-IL | MISO_IN | 2045 | B15 | 1203 | 1203 | 2100 | 1553.72 | 2100 |  | 4185.32 |  | 0 | 4.3326 |  | 0 | 9.9125
MISO_MO-IL_2_MISO_IN | MISO_MO-IL | MISO_IN | 2045 | B16 | 25 | 0 | 2100 | 1120.28 | 2100 |  | 0 |  | 0 | 1.5075 |  | 0 | 9.9125
MISO_MO-IL_2_MISO_IN | MISO_MO-IL | MISO_IN | 2045 | B17 | 100 | 100 | 2100 | 2100 | 2100 |  | 803.71 |  | 14.9799 | 4.3326 |  | 0.45923 | 9.9125
MISO_MO-IL_2_MISO_IN | MISO_MO-IL | MISO_IN | 2045 | B18 | 400 | 0 | 2100 | 2100 | 2100 |  | 0 |  | 8.9856 | 3.3948 |  | 1.1019 | 9.9125
MISO_MO-IL_2_MISO_IN | MISO_MO-IL | MISO_IN | 2045 | B19 | 700 | 0 | 2100 | 1873.42 | 2100 |  | 0 |  | 0 | 3.3948 |  | 0 | 9.9125
MISO_MO-IL_2_MISO_IN | MISO_MO-IL | MISO_IN | 2045 | B20 | 935 | 935 | 2100 | 239.6 | 2100 |  | 2104.45 |  | 0 | 4.3326 |  | 0 | 9.9125
MISO_MO-IL_2_MISO_IN | MISO_MO-IL | MISO_IN | 2050 | B1 | 10 | 0 | 2100 | 0 | 2100 |  | 0 |  | 0 | 1.6025 |  | 0 | 6.0559
MISO_MO-IL_2_MISO_IN | MISO_MO-IL | MISO_IN | 2050 | B2 | 25 | 0 | 2100 | 0 | 2100 |  | 0 |  | 0 | 1.6025 |  | 0 | 6.0559
MISO_MO-IL_2_MISO_IN | MISO_MO-IL | MISO_IN | 2050 | B3 | 75 | 0 | 2100 | 0 | 518 |  | 0 |  | 0 | 0 |  | 0 | 6.0559
MISO_MO-IL_2_MISO_IN | MISO_MO-IL | MISO_IN | 2050 | B4 | 100 | 0 | 2100 | 0 | 0 |  | 0 |  | 0 | 0 |  | 0 | 6.0559
MISO_MO-IL_2_MISO_IN | MISO_MO-IL | MISO_IN | 2050 | B5 | 200 | 0 | 2100 | 0 | 0 |  | 0 |  | 0 | 0 |  | 0 | 6.0559
MISO_MO-IL_2_MISO_IN | MISO_MO-IL | MISO_IN | 2050 | B6 | 300 | 0 | 2100 | 0 | 1209.22 |  | 0 |  | 0 | 0 |  | 0 | 6.0559
MISO_MO-IL_2_MISO_IN | MISO_MO-IL | MISO_IN | 2050 | B7 | 400 | 0 | 2100 | 0 | 0 |  | 0 |  | 0 | 0 |  | 0 | 6.0559
MISO_MO-IL_2_MISO_IN | MISO_MO-IL | MISO_IN | 2050 | B8 | 500 | 500 | 2100 | 1595.61 | 2100 |  | 1158 |  | 0 | 2.9319 |  | 0 | 6.0559
MISO_MO-IL_2_MISO_IN | MISO_MO-IL | MISO_IN | 2050 | B9 | 800 | 0 | 2100 | 2100 | 1949.07 |  | 0 |  | 10.9798 | 0 |  | 4.0628 | 6.0559
MISO_MO-IL_2_MISO_IN | MISO_MO-IL | MISO_IN | 2050 | B10 | 1262 | 1262 | 2100 | 2100 | 2100 |  | 5253.02 |  | 5.6857 | 2.9319 |  | 3.3189 | 6.0559
MISO_MO-IL_2_MISO_IN | MISO_MO-IL | MISO_IN | 2050 | B11 | 25 | 0 | 2100 | 0 | 2100 |  | 0 |  | 0 | 0.7122 |  | 0 | 6.0559
MISO_MO-IL_2_MISO_IN | MISO_MO-IL | MISO_IN | 2050 | B12 | 200 | 0 | 2100 | 1837.68 | 2100 |  | 0 |  | 0 | 0.7122 |  | 0 | 6.0559
MISO_MO-IL_2_MISO_IN | MISO_MO-IL | MISO_IN | 2050 | B13 | 600 | 600 | 2100 | 1833.34 | 2100 |  | 1803.14 |  | 0 | 2.9319 |  | 0 | 6.0559
MISO_MO-IL_2_MISO_IN | MISO_MO-IL | MISO_IN | 2050 | B14 | 900 | 900 | 2100 | 1995.03 | 2100 |  | 4840.96 |  | 0 | 2.9319 |  | 0 | 6.0559
MISO_MO-IL_2_MISO_IN | MISO_MO-IL | MISO_IN | 2050 | B15 | 1203 | 1203 | 2100 | 557.14 | 2100 |  | 3874.2 |  | 0 | 2.9319 |  | 0 | 6.0559
MISO_MO-IL_2_MISO_IN | MISO_MO-IL | MISO_IN | 2050 | B16 | 25 | 0 | 2100 | 399.7 | 2100 |  | 0 |  | 0 | 0.7122 |  | 0 | 6.0559
MISO_MO-IL_2_MISO_IN | MISO_MO-IL | MISO_IN | 2050 | B17 | 100 | 100 | 2100 | 2100 | 2100 |  | 2333.7 |  | 14.9799 | 2.9319 |  | 0.69287 | 6.0559
MISO_MO-IL_2_MISO_IN | MISO_MO-IL | MISO_IN | 2050 | B18 | 400 | 0 | 2100 | 1141.26 | 2100 |  | 0 |  | 0 | 1.8636 |  | 0 | 6.0559
MISO_MO-IL_2_MISO_IN | MISO_MO-IL | MISO_IN | 2050 | B19 | 700 | 700 | 2100 | 1332.16 | 2100 |  | 558.31 |  | 0 | 2.9319 |  | 0 | 6.0559
MISO_MO-IL_2_MISO_IN | MISO_MO-IL | MISO_IN | 2050 | B20 | 935 | 935 | 2100 | 0 | 2100 |  | 1763.06 |  | 0 | 2.9319 |  | 0 | 6.0559
MISO_MO-IL_2_MISO_W | MISO_MO-IL | MISO_W | 2015 | B1 | 10 | 0 | 960 | 0 | 0 |  | 0 |  | 0 | 0 |  | 0 | 0.0089025
MISO_MO-IL_2_MISO_W | MISO_MO-IL | MISO_W | 2015 | B2 | 25 | 0 | 960 | 0 | 0 |  | 0 |  | 0 | 0 |  | 0 | 0.0089025
MISO_MO-IL_2_MISO_W | MISO_MO-IL | MISO_W | 2015 | B3 | 75 | 0 | 960 | 0 | 0 |  | 0 |  | 0 | 0 |  | 0 | 0.0089025
MISO_MO-IL_2_MISO_W | MISO_MO-IL | MISO_W | 2015 | B4 | 100 | 0 | 960 | 0 | 0 |  | 0 |  | 0 | 0 |  | 0 | 0.0089025
MISO_MO-IL_2_MISO_W | MISO_MO-IL | MISO_W | 2015 | B5 | 200 | 0 | 960 | 0 | 0 |  | 0 |  | 0 | 0 |  | 0 | 0.0089025
MISO_MO-IL_2_MISO_W | MISO_MO-IL | MISO_W | 2015 | B6 | 300 | 0 | 960 | 0 | 0 |  | 0 |  | 0 | 0 |  | 0 | 0.0089025
MISO_MO-IL_2_MISO_W | MISO_MO-IL | MISO_W | 2015 | B7 | 400 | 0 | 960 | 0 | 0 |  | 0 |  | 0 | 0 |  | 0 | 0.0089025
MISO_MO-IL_2_MISO_W | MISO_MO-IL | MISO_W | 2015 | B8 | 500 | 0 | 960 | 0 | 0 |  | 0 |  | 0 | 0 |  | 0 | 0.0089025
MISO_MO-IL_2_MISO_W | MISO_MO-IL | MISO_W | 2015 | B9 | 800 | 0 | 960 | 0 | 0 |  | 0 |  | 0 | 0 |  | 0 | 0.0089025
MISO_MO-IL_2_MISO_W | MISO_MO-IL | MISO_W | 2015 | B10 | 1262 | 0 | 960 | 0 | 0 |  | 0 |  | 0 | 0 |  | 0 | 0.0089025
MISO_MO-IL_2_MISO_W | MISO_MO-IL | MISO_W | 2015 | B11 | 25 | 0 | 960 | 0 | 0 |  | 0 |  | 0 | 0 |  | 0 | 0.0089025
MISO_MO-IL_2_MISO_W | MISO_MO-IL | MISO_W | 2015 | B12 | 200 | 0 | 960 | 0 | 0 |  | 0 |  | 0 | 0 |  | 0 | 0.0089025
MISO_MO-IL_2_MISO_W | MISO_MO-IL | MISO_W | 2015 | B13 | 600 | 0 | 960 | 0 | 0 |  | 0 |  | 0 | 0 |  | 0 | 0.0089025
MISO_MO-IL_2_MISO_W | MISO_MO-IL | MISO_W | 2015 | B14 | 900 | 0 | 960 | 0 | 0 |  | 0 |  | 0 | 0 |  | 0 | 0.0089025
MISO_MO-IL_2_MISO_W | MISO_MO-IL | MISO_W | 2015 | B15 | 1203 | 0 | 960 | 943.84 | 51.91 |  | 0 |  | 0 | 0 |  | 0 | 0.0089025
MISO_MO-IL_2_MISO_W | MISO_MO-IL | MISO_W | 2015 | B16 | 25 | 0 | 960 | 0 | 0 |  | 0 |  | 0 | 0 |  | 0 | 0.0089025
MISO_MO-IL_2_MISO_W | MISO_MO-IL | MISO_W | 2015 | B17 | 100 | 0 | 960 | 0 | 0 |  | 0 |  | 0 | 0 |  | 0 | 0.0089025
MISO_MO-IL_2_MISO_W | MISO_MO-IL | MISO_W | 2015 | B18 | 400 | 0 | 960 | 0 | 0 |  | 0 |  | 0 | 0 |  | 0 | 0.0089025
MISO_MO-IL_2_MISO_W | MISO_MO-IL | MISO_W | 2015 | B19 | 700 | 0 | 960 | 960 | 35.88 |  | 0 |  | 0.01187 | 0 |  | 0.01187 | 0.0089025
MISO_MO-IL_2_MISO_W | MISO_MO-IL | MISO_W | 2015 | B20 | 935 | 0 | 960 | 89.37 | 759.85 |  | 0 |  | 0 | 0 |  | 0 | 0.0089025
MISO_MO-IL_2_MISO_W | MISO_MO-IL | MISO_W | 2020 | B1 | 10 | 0 | 960 | 0 | 0 |  | 0 |  | 0 | 0 |  | 0 | 0.33207
MISO_MO-IL_2_MISO_W | MISO_MO-IL | MISO_W | 2020 | B2 | 25 | 0 | 960 | 0 | 0 |  | 0 |  | 0 | 0 |  | 0 | 0.33207
MISO_MO-IL_2_MISO_W | MISO_MO-IL | MISO_W | 2020 | B3 | 75 | 75 | 960 | 115.53 | 960 |  | 217.45 |  | 0 | 0.32049 |  | 0 | 0.33207
MISO_MO-IL_2_MISO_W | MISO_MO-IL | MISO_W | 2020 | B4 | 100 | 0 | 960 | 960 | 0 |  | 0 |  | 1.1039 | 0 |  | 0.048059 | 0.33207
MISO_MO-IL_2_MISO_W | MISO_MO-IL | MISO_W | 2020 | B5 | 200 | 0 | 960 | 946.69 | 0 |  | 0 |  | 0 | 0 |  | 0 | 0.33207
MISO_MO-IL_2_MISO_W | MISO_MO-IL | MISO_W | 2020 | B6 | 300 | 0 | 960 | 0 | 0 |  | 0 |  | 0 | 0 |  | 0 | 0.33207
MISO_MO-IL_2_MISO_W | MISO_MO-IL | MISO_W | 2020 | B7 | 400 | 0 | 960 | 0 | 0 |  | 0 |  | 0 | 0 |  | 0 | 0.33207
MISO_MO-IL_2_MISO_W | MISO_MO-IL | MISO_W | 2020 | B8 | 500 | 0 | 960 | 0 | 0 |  | 0 |  | 0 | 0 |  | 0 | 0.33207
MISO_MO-IL_2_MISO_W | MISO_MO-IL | MISO_W | 2020 | B9 | 800 | 800 | 960 | 122.79 | 960 |  | 198.85 |  | 0 | 0.32049 |  | 0 | 0.33207
MISO_MO-IL_2_MISO_W | MISO_MO-IL | MISO_W | 2020 | B10 | 1262 | 0 | 960 | 960 | 0 |  | 0 |  | 0.49854 | 0 |  | 0.2739 | 0.33207
MISO_MO-IL_2_MISO_W | MISO_MO-IL | MISO_W | 2020 | B11 | 25 | 0 | 960 | 0 | 0 |  | 0 |  | 0 | 0 |  | 0 | 0.33207
MISO_MO-IL_2_MISO_W | MISO_MO-IL | MISO_W | 2020 | B12 | 200 | 0 | 960 | 0 | 0 |  | 0 |  | 0 | 0 |  | 0 | 0.33207
MISO_MO-IL_2_MISO_W | MISO_MO-IL | MISO_W | 2020 | B13 | 600 | 0 | 960 | 0 | 0 |  | 0 |  | 0 | 0 |  | 0 | 0.33207
MISO_MO-IL_2_MISO_W | MISO_MO-IL | MISO_W | 2020 | B14 | 900 | 0 | 960 | 0 | 0 |  | 0 |  | 0 | 0 |  | 0 | 0.33207
MISO_MO-IL_2_MISO_W | MISO_MO-IL | MISO_W | 2020 | B15 | 1203 | 0 | 960 | 157.99 | 0 |  | 0 |  | 0 | 0 |  | 0 | 0.33207
MISO_MO-IL_2_MISO_W | MISO_MO-IL | MISO_W | 2020 | B16 | 25 | 0 | 960 | 0 | 0 |  | 0 |  | 0 | 0 |  | 0 | 0.33207
MISO_MO-IL_2_MISO_W | MISO_MO-IL | MISO_W | 2020 | B17 | 100 | 0 | 960 | 0 | 0 |  | 0 |  | 0 | 0 |  | 0 | 0.33207
MISO_MO-IL_2_MISO_W | MISO_MO-IL | MISO_W | 2020 | B18 | 400 | 0 | 960 | 0 | 0 |  | 0 |  | 0 | 0 |  | 0 | 0.33207
MISO_MO-IL_2_MISO_W | MISO_MO-IL | MISO_W | 2020 | B19 | 700 | 0 | 960 | 0 | 0 |  | 0 |  | 0 | 0 |  | 0 | 0.33207
MISO_MO-IL_2_MISO_W | MISO_MO-IL | MISO_W | 2020 | B20 | 935 | 0 | 960 | 960 | 0 |  | 0 |  | 0.29675 | 0 |  | 0.12079 | 0.33207
MISO_MO-IL_2_MISO_W | MISO_MO-IL | MISO_W | 2025 | B1 | 10 | 0 | 960 | 0 | 0 |  | 0 |  | 0 | 0 |  | 0 | 0.66769
MISO_MO-IL_2_MISO_W | MISO_MO-IL | MISO_W | 2025 | B2 | 25 | 0 | 960 | 0 | 0 |  | 0 |  | 0 | 0 |  | 0 | 0.66769
MISO_MO-IL_2_MISO_W | MISO_MO-IL | MISO_W | 2025 | B3 | 75 | 0 | 960 | 0 | 0 |  | 0 |  | 0 | 0 |  | 0 | 0.66769
MISO_MO-IL_2_MISO_W | MISO_MO-IL | MISO_W | 2025 | B4 | 100 | 0 | 960 | 0 | 0 |  | 0 |  | 0 | 0 |  | 0 | 0.66769
MISO_MO-IL_2_MISO_W | MISO_MO-IL | MISO_W | 2025 | B5 | 200 | 0 | 960 | 960 | 0 |  | 0 |  | 0.89025 | 0 |  | 0.89025 | 0.66769
MISO_MO-IL_2_MISO_W | MISO_MO-IL | MISO_W | 2025 | B6 | 300 | 0 | 960 | 0 | 0 |  | 0 |  | 0 | 0 |  | 0 | 0.66769
MISO_MO-IL_2_MISO_W | MISO_MO-IL | MISO_W | 2025 | B7 | 400 | 0 | 960 | 0 | 0 |  | 0 |  | 0 | 0 |  | 0 | 0.66769
MISO_MO-IL_2_MISO_W | MISO_MO-IL | MISO_W | 2025 | B8 | 500 | 0 | 960 | 0 | 0 |  | 0 |  | 0 | 0 |  | 0 | 0.66769
MISO_MO-IL_2_MISO_W | MISO_MO-IL | MISO_W | 2025 | B9 | 800 | 0 | 960 | 0 | 0 |  | 0 |  | 0 | 0 |  | 0 | 0.66769
MISO_MO-IL_2_MISO_W | MISO_MO-IL | MISO_W | 2025 | B10 | 1262 | 0 | 960 | 0 | 0 |  | 0 |  | 0 | 0 |  | 0 | 0.66769
MISO_MO-IL_2_MISO_W | MISO_MO-IL | MISO_W | 2025 | B11 | 25 | 0 | 960 | 0 | 0 |  | 0 |  | 0 | 0 |  | 0 | 0.66769
MISO_MO-IL_2_MISO_W | MISO_MO-IL | MISO_W | 2025 | B12 | 200 | 0 | 960 | 0 | 0 |  | 0 |  | 0 | 0 |  | 0 | 0.66769
MISO_MO-IL_2_MISO_W | MISO_MO-IL | MISO_W | 2025 | B13 | 600 | 0 | 960 | 0 | 0 |  | 0 |  | 0 | 0 |  | 0 | 0.66769
MISO_MO-IL_2_MISO_W | MISO_MO-IL | MISO_W | 2025 | B14 | 900 | 0 | 960 | 0 | 0 |  | 0 |  | 0 | 0 |  | 0 | 0.66769
MISO_MO-IL_2_MISO_W | MISO_MO-IL | MISO_W | 2025 | B15 | 1203 | 0 | 960 | 0 | 0 |  | 0 |  | 0 | 0 |  | 0 | 0.66769
MISO_MO-IL_2_MISO_W | MISO_MO-IL | MISO_W | 2025 | B16 | 25 | 0 | 960 | 0 | 0 |  | 0 |  | 0 | 0 |  | 0 | 0.66769
MISO_MO-IL_2_MISO_W | MISO_MO-IL | MISO_W | 2025 | B17 | 100 | 0 | 960 | 0 | 0 |  | 0 |  | 0 | 0 |  | 0 | 0.66769
MISO_MO-IL_2_MISO_W | MISO_MO-IL | MISO_W | 2025 | B18 | 400 | 0 | 960 | 0 | 0 |  | 0 |  | 0 | 0 |  | 0 | 0.66769
MISO_MO-IL_2_MISO_W | MISO_MO-IL | MISO_W | 2025 | B19 | 700 | 0 | 960 | 0 | 0 |  | 0 |  | 0 | 0 |  | 0 | 0.66769
MISO_MO-IL_2_MISO_W | MISO_MO-IL | MISO_W | 2025 | B20 | 935 | 0 | 960 | 0 | 0 |  | 0 |  | 0 | 0 |  | 0 | 0.66769
MISO_MO-IL_2_MISO_W | MISO_MO-IL | MISO_W | 2030 | B1 | 10 | 0 | 960 | 0 | 0 |  | 0 |  | 0 | 0 |  | 0 | 1.2001
MISO_MO-IL_2_MISO_W | MISO_MO-IL | MISO_W | 2030 | B2 | 25 | 0 | 960 | 0 | 0 |  | 0 |  | 0 | 0 |  | 0 | 1.2001
MISO_MO-IL_2_MISO_W | MISO_MO-IL | MISO_W | 2030 | B3 | 75 | 0 | 960 | 63.63 | 0 |  | 0 |  | 0 | 0 |  | 0 | 1.2001
MISO_MO-IL_2_MISO_W | MISO_MO-IL | MISO_W | 2030 | B4 | 100 | 0 | 960 | 960 | 0 |  | 0 |  | 0.65285 | 0 |  | 0.52228 | 1.2001
MISO_MO-IL_2_MISO_W | MISO_MO-IL | MISO_W | 2030 | B5 | 200 | 0 | 960 | 368.48 | 0 |  | 0 |  | 0 | 0 |  | 0 | 1.2001
MISO_MO-IL_2_MISO_W | MISO_MO-IL | MISO_W | 2030 | B6 | 300 | 0 | 960 | 812.98 | 0 |  | 0 |  | 0 | 0 |  | 0 | 1.2001
MISO_MO-IL_2_MISO_W | MISO_MO-IL | MISO_W | 2030 | B7 | 400 | 0 | 960 | 0 | 0 |  | 0 |  | 0 | 0 |  | 0 | 1.2001
MISO_MO-IL_2_MISO_W | MISO_MO-IL | MISO_W | 2030 | B8 | 500 | 0 | 960 | 0 | 0 |  | 0 |  | 0 | 0 |  | 0 | 1.2001
MISO_MO-IL_2_MISO_W | MISO_MO-IL | MISO_W | 2030 | B9 | 800 | 0 | 960 | 0 | 0 |  | 0 |  | 0 | 0 |  | 0 | 1.2001
MISO_MO-IL_2_MISO_W | MISO_MO-IL | MISO_W | 2030 | B10 | 1262 | 0 | 960 | 0 | 0 |  | 0 |  | 0 | 0 |  | 0 | 1.2001
MISO_MO-IL_2_MISO_W | MISO_MO-IL | MISO_W | 2030 | B11 | 25 | 0 | 960 | 960 | 0 |  | 0 |  | 5.389 | 0 |  | 1.0778 | 1.2001
MISO_MO-IL_2_MISO_W | MISO_MO-IL | MISO_W | 2030 | B12 | 200 | 0 | 960 | 0 | 0 |  | 0 |  | 0 | 0 |  | 0 | 1.2001
MISO_MO-IL_2_MISO_W | MISO_MO-IL | MISO_W | 2030 | B13 | 600 | 0 | 960 | 0 | 0 |  | 0 |  | 0 | 0 |  | 0 | 1.2001
MISO_MO-IL_2_MISO_W | MISO_MO-IL | MISO_W | 2030 | B14 | 900 | 0 | 960 | 0 | 0 |  | 0 |  | 0 | 0 |  | 0 | 1.2001
MISO_MO-IL_2_MISO_W | MISO_MO-IL | MISO_W | 2030 | B15 | 1203 | 0 | 960 | 0 | 0 |  | 0 |  | 0 | 0 |  | 0 | 1.2001
MISO_MO-IL_2_MISO_W | MISO_MO-IL | MISO_W | 2030 | B16 | 25 | 0 | 960 | 0 | 0 |  | 0 |  | 0 | 0 |  | 0 | 1.2001
MISO_MO-IL_2_MISO_W | MISO_MO-IL | MISO_W | 2030 | B17 | 100 | 0 | 960 | 0 | 0 |  | 0 |  | 0 | 0 |  | 0 | 1.2001
MISO_MO-IL_2_MISO_W | MISO_MO-IL | MISO_W | 2030 | B18 | 400 | 0 | 960 | 0 | 0 |  | 0 |  | 0 | 0 |  | 0 | 1.2001
MISO_MO-IL_2_MISO_W | MISO_MO-IL | MISO_W | 2030 | B19 | 700 | 0 | 960 | 0 | 0 |  | 0 |  | 0 | 0 |  | 0 | 1.2001
MISO_MO-IL_2_MISO_W | MISO_MO-IL | MISO_W | 2030 | B20 | 935 | 0 | 960 | 0 | 0 |  | 0 |  | 0 | 0 |  | 0 | 1.2001
MISO_MO-IL_2_MISO_W | MISO_MO-IL | MISO_W | 2035 | B1 | 10 | 0 | 960 | 0 | 0 |  | 0 |  | 0 | 0 |  | 0 | 1.2341
MISO_MO-IL_2_MISO_W | MISO_MO-IL | MISO_W | 2035 | B2 | 25 | 0 | 960 | 0 | 0 |  | 0 |  | 0 | 0 |  | 0 | 1.2341
MISO_MO-IL_2_MISO_W | MISO_MO-IL | MISO_W | 2035 | B3 | 75 | 0 | 960 | 541.97 | 0 |  | 0 |  | 0 | 0 |  | 0 | 1.2341
MISO_MO-IL_2_MISO_W | MISO_MO-IL | MISO_W | 2035 | B4 | 100 | 0 | 960 | 960 | 0 |  | 0 |  | 1.1989 | 0 |  | 0.22836 | 1.2341
MISO_MO-IL_2_MISO_W | MISO_MO-IL | MISO_W | 2035 | B5 | 200 | 0 | 960 | 899.19 | 0 |  | 0 |  | 0 | 0 |  | 0 | 1.2341
MISO_MO-IL_2_MISO_W | MISO_MO-IL | MISO_W | 2035 | B6 | 300 | 0 | 960 | 723.13 | 0 |  | 0 |  | 0 | 0 |  | 0 | 1.2341
MISO_MO-IL_2_MISO_W | MISO_MO-IL | MISO_W | 2035 | B7 | 400 | 0 | 960 | 960 | 0 |  | 0 |  | 1.2701 | 0 |  | 0.96769 | 1.2341
MISO_MO-IL_2_MISO_W | MISO_MO-IL | MISO_W | 2035 | B8 | 500 | 0 | 960 | 0 | 0 |  | 0 |  | 0 | 0 |  | 0 | 1.2341
MISO_MO-IL_2_MISO_W | MISO_MO-IL | MISO_W | 2035 | B9 | 800 | 0 | 960 | 0 | 0 |  | 0 |  | 0 | 0 |  | 0 | 1.2341
MISO_MO-IL_2_MISO_W | MISO_MO-IL | MISO_W | 2035 | B10 | 1262 | 0 | 960 | 0 | 0 |  | 0 |  | 0 | 0 |  | 0 | 1.2341
MISO_MO-IL_2_MISO_W | MISO_MO-IL | MISO_W | 2035 | B11 | 25 | 0 | 960 | 960 | 0 |  | 0 |  | 9.4367 | 0 |  | 0.44936 | 1.2341
MISO_MO-IL_2_MISO_W | MISO_MO-IL | MISO_W | 2035 | B12 | 200 | 0 | 960 | 0 | 0 |  | 0 |  | 0 | 0 |  | 0 | 1.2341
MISO_MO-IL_2_MISO_W | MISO_MO-IL | MISO_W | 2035 | B13 | 600 | 0 | 960 | 0 | 0 |  | 0 |  | 0 | 0 |  | 0 | 1.2341
MISO_MO-IL_2_MISO_W | MISO_MO-IL | MISO_W | 2035 | B14 | 900 | 0 | 960 | 0 | 0 |  | 0 |  | 0 | 0 |  | 0 | 1.2341
MISO_MO-IL_2_MISO_W | MISO_MO-IL | MISO_W | 2035 | B15 | 1203 | 0 | 960 | 0 | 0 |  | 0 |  | 0 | 0 |  | 0 | 1.2341
MISO_MO-IL_2_MISO_W | MISO_MO-IL | MISO_W | 2035 | B16 | 25 | 0 | 960 | 0 | 0 |  | 0 |  | 0 | 0 |  | 0 | 1.2341
MISO_MO-IL_2_MISO_W | MISO_MO-IL | MISO_W | 2035 | B17 | 100 | 0 | 960 | 0 | 0 |  | 0 |  | 0 | 0 |  | 0 | 1.2341
MISO_MO-IL_2_MISO_W | MISO_MO-IL | MISO_W | 2035 | B18 | 400 | 0 | 960 | 0 | 0 |  | 0 |  | 0 | 0 |  | 0 | 1.2341
MISO_MO-IL_2_MISO_W | MISO_MO-IL | MISO_W | 2035 | B19 | 700 | 0 | 960 | 0 | 0 |  | 0 |  | 0 | 0 |  | 0 | 1.2341
MISO_MO-IL_2_MISO_W | MISO_MO-IL | MISO_W | 2035 | B20 | 935 | 0 | 960 | 0 | 0 |  | 0 |  | 0 | 0 |  | 0 | 1.2341
MISO_MO-IL_2_MISO_W | MISO_MO-IL | MISO_W | 2040 | B1 | 10 | 0 | 960 | 0 | 0 |  | 0 |  | 0 | 0 |  | 0 | 3.0817
MISO_MO-IL_2_MISO_W | MISO_MO-IL | MISO_W | 2040 | B2 | 25 | 0 | 960 | 0 | 0 |  | 0 |  | 0 | 0 |  | 0 | 3.0817
MISO_MO-IL_2_MISO_W | MISO_MO-IL | MISO_W | 2040 | B3 | 75 | 0 | 960 | 0 | 0 |  | 0 |  | 0 | 0 |  | 0 | 3.0817
MISO_MO-IL_2_MISO_W | MISO_MO-IL | MISO_W | 2040 | B4 | 100 | 0 | 960 | 830.1 | 0 |  | 0 |  | 0 | 0 |  | 0 | 3.0817
MISO_MO-IL_2_MISO_W | MISO_MO-IL | MISO_W | 2040 | B5 | 200 | 0 | 960 | 960 | 0 |  | 0 |  | 4.8192 | 0 |  | 1.042 | 3.0817
MISO_MO-IL_2_MISO_W | MISO_MO-IL | MISO_W | 2040 | B6 | 300 | 0 | 960 | 960 | 0 |  | 0 |  | 7.9766 | 0 |  | 2.587 | 3.0817
MISO_MO-IL_2_MISO_W | MISO_MO-IL | MISO_W | 2040 | B7 | 400 | 0 | 960 | 960 | 0 |  | 0 |  | 0.98521 | 0 |  | 0.42604 | 3.0817
MISO_MO-IL_2_MISO_W | MISO_MO-IL | MISO_W | 2040 | B8 | 500 | 0 | 960 | 0 | 0 |  | 0 |  | 0 | 0 |  | 0 | 3.0817
MISO_MO-IL_2_MISO_W | MISO_MO-IL | MISO_W | 2040 | B9 | 800 | 0 | 960 | 0 | 0 |  | 0 |  | 0 | 0 |  | 0 | 3.0817
MISO_MO-IL_2_MISO_W | MISO_MO-IL | MISO_W | 2040 | B10 | 1262 | 0 | 960 | 0 | 0 |  | 0 |  | 0 | 0 |  | 0 | 3.0817
MISO_MO-IL_2_MISO_W | MISO_MO-IL | MISO_W | 2040 | B11 | 25 | 0 | 960 | 960 | 0 |  | 0 |  | 1.9942 | 0 |  | 0.053896 | 3.0817
MISO_MO-IL_2_MISO_W | MISO_MO-IL | MISO_W | 2040 | B12 | 200 | 0 | 960 | 0 | 0 |  | 0 |  | 0 | 0 |  | 0 | 3.0817
MISO_MO-IL_2_MISO_W | MISO_MO-IL | MISO_W | 2040 | B13 | 600 | 0 | 960 | 0 | 0 |  | 0 |  | 0 | 0 |  | 0 | 3.0817
MISO_MO-IL_2_MISO_W | MISO_MO-IL | MISO_W | 2040 | B14 | 900 | 0 | 960 | 0 | 0 |  | 0 |  | 0 | 0 |  | 0 | 3.0817
MISO_MO-IL_2_MISO_W | MISO_MO-IL | MISO_W | 2040 | B15 | 1203 | 0 | 960 | 0 | 0 |  | 0 |  | 0 | 0 |  | 0 | 3.0817
MISO_MO-IL_2_MISO_W | MISO_MO-IL | MISO_W | 2040 | B16 | 25 | 0 | 960 | 0 | 0 |  | 0 |  | 0 | 0 |  | 0 | 3.0817
MISO_MO-IL_2_MISO_W | MISO_MO-IL | MISO_W | 2040 | B17 | 100 | 0 | 960 | 0 | 0 |  | 0 |  | 0 | 0 |  | 0 | 3.0817
MISO_MO-IL_2_MISO_W | MISO_MO-IL | MISO_W | 2040 | B18 | 400 | 0 | 960 | 0 | 0 |  | 0 |  | 0 | 0 |  | 0 | 3.0817
MISO_MO-IL_2_MISO_W | MISO_MO-IL | MISO_W | 2040 | B19 | 700 | 0 | 960 | 0 | 0 |  | 0 |  | 0 | 0 |  | 0 | 3.0817
MISO_MO-IL_2_MISO_W | MISO_MO-IL | MISO_W | 2040 | B20 | 935 | 0 | 960 | 0 | 0 |  | 0 |  | 0 | 0 |  | 0 | 3.0817
MISO_MO-IL_2_MISO_W | MISO_MO-IL | MISO_W | 2045 | B1 | 10 | 0 | 960 | 0 | 0 |  | 0 |  | 0 | 0 |  | 0 | 0.98541
MISO_MO-IL_2_MISO_W | MISO_MO-IL | MISO_W | 2045 | B2 | 25 | 0 | 960 | 0 | 0 |  | 0 |  | 0 | 0 |  | 0 | 0.98541
MISO_MO-IL_2_MISO_W | MISO_MO-IL | MISO_W | 2045 | B3 | 75 | 0 | 960 | 0 | 0 |  | 0 |  | 0 | 0 |  | 0 | 0.98541
MISO_MO-IL_2_MISO_W | MISO_MO-IL | MISO_W | 2045 | B4 | 100 | 0 | 960 | 0 | 0 |  | 0 |  | 0 | 0 |  | 0 | 0.98541
MISO_MO-IL_2_MISO_W | MISO_MO-IL | MISO_W | 2045 | B5 | 200 | 0 | 960 | 869.55 | 0 |  | 0 |  | 0 | 0 |  | 0 | 0.98541
MISO_MO-IL_2_MISO_W | MISO_MO-IL | MISO_W | 2045 | B6 | 300 | 0 | 960 | 960 | 0 |  | 0 |  | 2.8369 | 0 |  | 1.1739 | 0.98541
MISO_MO-IL_2_MISO_W | MISO_MO-IL | MISO_W | 2045 | B7 | 400 | 0 | 960 | 960 | 0 |  | 0 |  | 0.10683 | 0 |  | 0.058941 | 0.98541
MISO_MO-IL_2_MISO_W | MISO_MO-IL | MISO_W | 2045 | B8 | 500 | 0 | 960 | 0 | 0 |  | 0 |  | 0 | 0 |  | 0 | 0.98541
MISO_MO-IL_2_MISO_W | MISO_MO-IL | MISO_W | 2045 | B9 | 800 | 0 | 960 | 0 | 0 |  | 0 |  | 0 | 0 |  | 0 | 0.98541
MISO_MO-IL_2_MISO_W | MISO_MO-IL | MISO_W | 2045 | B10 | 1262 | 0 | 960 | 0 | 0 |  | 0 |  | 0 | 0 |  | 0 | 0.98541
MISO_MO-IL_2_MISO_W | MISO_MO-IL | MISO_W | 2045 | B11 | 25 | 0 | 960 | 960 | 0 |  | 0 |  | 2.3503 | 0 |  | 0.081043 | 0.98541
MISO_MO-IL_2_MISO_W | MISO_MO-IL | MISO_W | 2045 | B12 | 200 | 0 | 960 | 0 | 0 |  | 0 |  | 0 | 0 |  | 0 | 0.98541
MISO_MO-IL_2_MISO_W | MISO_MO-IL | MISO_W | 2045 | B13 | 600 | 0 | 960 | 0 | 0 |  | 0 |  | 0 | 0 |  | 0 | 0.98541
MISO_MO-IL_2_MISO_W | MISO_MO-IL | MISO_W | 2045 | B14 | 900 | 0 | 960 | 0 | 0 |  | 0 |  | 0 | 0 |  | 0 | 0.98541
MISO_MO-IL_2_MISO_W | MISO_MO-IL | MISO_W | 2045 | B15 | 1203 | 0 | 960 | 0 | 0 |  | 0 |  | 0 | 0 |  | 0 | 0.98541
MISO_MO-IL_2_MISO_W | MISO_MO-IL | MISO_W | 2045 | B16 | 25 | 0 | 960 | 0 | 0 |  | 0 |  | 0 | 0 |  | 0 | 0.98541
MISO_MO-IL_2_MISO_W | MISO_MO-IL | MISO_W | 2045 | B17 | 100 | 0 | 960 | 0 | 0 |  | 0 |  | 0 | 0 |  | 0 | 0.98541
MISO_MO-IL_2_MISO_W | MISO_MO-IL | MISO_W | 2045 | B18 | 400 | 0 | 960 | 0 | 0 |  | 0 |  | 0 | 0 |  | 0 | 0.98541
MISO_MO-IL_2_MISO_W | MISO_MO-IL | MISO_W | 2045 | B19 | 700 | 0 | 960 | 0 | 0 |  | 0 |  | 0 | 0 |  | 0 | 0.98541
MISO_MO-IL_2_MISO_W | MISO_MO-IL | MISO_W | 2045 | B20 | 935 | 0 | 960 | 0 | 0 |  | 0 |  | 0 | 0 |  | 0 | 0.98541
MISO_MO-IL_2_MISO_W | MISO_MO-IL | MISO_W | 2050 | B1 | 10 | 0 | 960 | 0 | 0 |  | 0 |  | 0 | 0 |  | 0 | 6.1214
MISO_MO-IL_2_MISO_W | MISO_MO-IL | MISO_W | 2050 | B2 | 25 | 0 | 960 | 0 | 0 |  | 0 |  | 0 | 0 |  | 0 | 6.1214
MISO_MO-IL_2_MISO_W | MISO_MO-IL | MISO_W | 2050 | B3 | 75 | 0 | 960 | 0 | 0 |  | 0 |  | 0 | 0 |  | 0 | 6.1214
MISO_MO-IL_2_MISO_W | MISO_MO-IL | MISO_W | 2050 | B4 | 100 | 0 | 960 | 0 | 0 |  | 0 |  | 0 | 0 |  | 0 | 6.1214
MISO_MO-IL_2_MISO_W | MISO_MO-IL | MISO_W | 2050 | B5 | 200 | 0 | 960 | 960 | 0 |  | 0 |  | 0.92586 | 0 |  | 0.37034 | 6.1214
MISO_MO-IL_2_MISO_W | MISO_MO-IL | MISO_W | 2050 | B6 | 300 | 0 | 960 | 960 | 0 |  | 0 |  | 12.9858 | 0 |  | 7.7915 | 6.1214
MISO_MO-IL_2_MISO_W | MISO_MO-IL | MISO_W | 2050 | B7 | 400 | 0 | 960 | 0 | 0 |  | 0 |  | 0 | 0 |  | 0 | 6.1214
MISO_MO-IL_2_MISO_W | MISO_MO-IL | MISO_W | 2050 | B8 | 500 | 0 | 960 | 0 | 0 |  | 0 |  | 0 | 0 |  | 0 | 6.1214
MISO_MO-IL_2_MISO_W | MISO_MO-IL | MISO_W | 2050 | B9 | 800 | 0 | 960 | 0 | 0 |  | 0 |  | 0 | 0 |  | 0 | 6.1214
MISO_MO-IL_2_MISO_W | MISO_MO-IL | MISO_W | 2050 | B10 | 1262 | 0 | 960 | 0 | 0 |  | 0 |  | 0 | 0 |  | 0 | 6.1214
MISO_MO-IL_2_MISO_W | MISO_MO-IL | MISO_W | 2050 | B11 | 25 | 0 | 960 | 0 | 0 |  | 0 |  | 0 | 0 |  | 0 | 6.1214
MISO_MO-IL_2_MISO_W | MISO_MO-IL | MISO_W | 2050 | B12 | 200 | 0 | 960 | 0 | 0 |  | 0 |  | 0 | 0 |  | 0 | 6.1214
MISO_MO-IL_2_MISO_W | MISO_MO-IL | MISO_W | 2050 | B13 | 600 | 0 | 960 | 0 | 0 |  | 0 |  | 0 | 0 |  | 0 | 6.1214
MISO_MO-IL_2_MISO_W | MISO_MO-IL | MISO_W | 2050 | B14 | 900 | 0 | 960 | 0 | 0 |  | 0 |  | 0 | 0 |  | 0 | 6.1214
MISO_MO-IL_2_MISO_W | MISO_MO-IL | MISO_W | 2050 | B15 | 1203 | 0 | 960 | 0 | 0 |  | 0 |  | 0 | 0 |  | 0 | 6.1214
MISO_MO-IL_2_MISO_W | MISO_MO-IL | MISO_W | 2050 | B16 | 25 | 0 | 960 | 0 | 0 |  | 0 |  | 0 | 0 |  | 0 | 6.1214
MISO_MO-IL_2_MISO_W | MISO_MO-IL | MISO_W | 2050 | B17 | 100 | 0 | 960 | 0 | 0 |  | 0 |  | 0 | 0 |  | 0 | 6.1214
MISO_MO-IL_2_MISO_W | MISO_MO-IL | MISO_W | 2050 | B18 | 400 | 0 | 960 | 0 | 0 |  | 0 |  | 0 | 0 |  | 0 | 6.1214
MISO_MO-IL_2_MISO_W | MISO_MO-IL | MISO_W | 2050 | B19 | 700 | 0 | 960 | 0 | 0 |  | 0 |  | 0 | 0 |  | 0 | 6.1214
MISO_MO-IL_2_MISO_W | MISO_MO-IL | MISO_W | 2050 | B20 | 935 | 0 | 960 | 0 | 0 |  | 0 |  | 0 | 0 |  | 0 | 6.1214
MISO_MO-IL_2_PJM_ROR | MISO_MO-IL | PJM_ROR | 2015 | B1 | 10 | 0 | 1212 | 95.97 | 471.06 |  | 0 |  | 0 | 0 |  | 0 | 0.31159
MISO_MO-IL_2_PJM_ROR | MISO_MO-IL | PJM_ROR | 2015 | B2 | 25 | 0 | 1212 | 0 | 107.15 |  | 0 |  | 0 | 0 |  | 0 | 0.31159
MISO_MO-IL_2_PJM_ROR | MISO_MO-IL | PJM_ROR | 2015 | B3 | 75 | 0 | 1212 | 0 | 0 |  | 0 |  | 0 | 0 |  | 0 | 0.31159
MISO_MO-IL_2_PJM_ROR | MISO_MO-IL | PJM_ROR | 2015 | B4 | 100 | 0 | 1212 | 0 | 0 |  | 0 |  | 0 | 0 |  | 0 | 0.31159
MISO_MO-IL_2_PJM_ROR | MISO_MO-IL | PJM_ROR | 2015 | B5 | 200 | 0 | 1212 | 0 | 0 |  | 0 |  | 0 | 0 |  | 0 | 0.31159
MISO_MO-IL_2_PJM_ROR | MISO_MO-IL | PJM_ROR | 2015 | B6 | 300 | 0 | 1212 | 96.63 | 0 |  | 0 |  | 0 | 0 |  | 0 | 0.31159
MISO_MO-IL_2_PJM_ROR | MISO_MO-IL | PJM_ROR | 2015 | B7 | 400 | 0 | 1212 | 0 | 3.87 |  | 0 |  | 0 | 0 |  | 0 | 0.31159
MISO_MO-IL_2_PJM_ROR | MISO_MO-IL | PJM_ROR | 2015 | B8 | 500 | 0 | 1212 | 0 | 0 |  | 0 |  | 0 | 0 |  | 0 | 0.31159
MISO_MO-IL_2_PJM_ROR | MISO_MO-IL | PJM_ROR | 2015 | B9 | 800 | 0 | 1212 | 0 | 0 |  | 0 |  | 0 | 0 |  | 0 | 0.31159
MISO_MO-IL_2_PJM_ROR | MISO_MO-IL | PJM_ROR | 2015 | B10 | 1262 | 0 | 1212 | 0 | 0 |  | 0 |  | 0 | 0 |  | 0 | 0.31159
MISO_MO-IL_2_PJM_ROR | MISO_MO-IL | PJM_ROR | 2015 | B11 | 25 | 0 | 1212 | 0 | 0 |  | 0 |  | 0 | 0 |  | 0 | 0.31159
MISO_MO-IL_2_PJM_ROR | MISO_MO-IL | PJM_ROR | 2015 | B12 | 200 | 0 | 1212 | 0 | 0 |  | 0 |  | 0 | 0 |  | 0 | 0.31159
MISO_MO-IL_2_PJM_ROR | MISO_MO-IL | PJM_ROR | 2015 | B13 | 600 | 0 | 1212 | 0 | 0 |  | 0 |  | 0 | 0 |  | 0 | 0.31159
MISO_MO-IL_2_PJM_ROR | MISO_MO-IL | PJM_ROR | 2015 | B14 | 900 | 0 | 1212 | 0 | 0 |  | 0 |  | 0 | 0 |  | 0 | 0.31159
MISO_MO-IL_2_PJM_ROR | MISO_MO-IL | PJM_ROR | 2015 | B15 | 1203 | 0 | 1212 | 0 | 0 |  | 0 |  | 0 | 0 |  | 0 | 0.31159
MISO_MO-IL_2_PJM_ROR | MISO_MO-IL | PJM_ROR | 2015 | B16 | 25 | 0 | 1212 | 934.84 | 1212 |  | 0 |  | 0 | 0.28488 |  | 0 | 0.31159
MISO_MO-IL_2_PJM_ROR | MISO_MO-IL | PJM_ROR | 2015 | B17 | 100 | 0 | 1212 | 1212 | 1212 |  | 0 |  | 3.2405 | 0.28488 |  | 0.40506 | 0.31159
MISO_MO-IL_2_PJM_ROR | MISO_MO-IL | PJM_ROR | 2015 | B18 | 400 | 0 | 1212 | 1153.76 | 1212 |  | 0 |  | 0 | 0.27301 |  | 0 | 0.31159
MISO_MO-IL_2_PJM_ROR | MISO_MO-IL | PJM_ROR | 2015 | B19 | 700 | 0 | 1212 | 1212 | 1212 |  | 0 |  | 0.01187 | 0.01187 |  | 0.010386 | 0.31159
MISO_MO-IL_2_PJM_ROR | MISO_MO-IL | PJM_ROR | 2015 | B20 | 935 | 0 | 1212 | 0 | 0 |  | 0 |  | 0 | 0 |  | 0 | 0.31159
MISO_MO-IL_2_PJM_ROR | MISO_MO-IL | PJM_ROR | 2020 | B1 | 10 | 0 | 1212 | 1212 | 1212 |  | 0 |  | 20.1553 | 0.49854 |  | 0.37673 | 1.7527
MISO_MO-IL_2_PJM_ROR | MISO_MO-IL | PJM_ROR | 2020 | B2 | 25 | 0 | 1212 | 1212 | 1212 |  | 0 |  | 8.9975 | 0.48667 |  | 0.42044 | 1.7527
MISO_MO-IL_2_PJM_ROR | MISO_MO-IL | PJM_ROR | 2020 | B3 | 75 | 0 | 1212 | 0 | 0 |  | 0 |  | 0 | 0 |  | 0 | 1.7527
MISO_MO-IL_2_PJM_ROR | MISO_MO-IL | PJM_ROR | 2020 | B4 | 100 | 0 | 1212 | 0 | 0 |  | 0 |  | 0 | 0 |  | 0 | 1.7527
MISO_MO-IL_2_PJM_ROR | MISO_MO-IL | PJM_ROR | 2020 | B5 | 200 | 0 | 1212 | 0 | 0 |  | 0 |  | 0 | 0 |  | 0 | 1.7527
MISO_MO-IL_2_PJM_ROR | MISO_MO-IL | PJM_ROR | 2020 | B6 | 300 | 0 | 1212 | 0 | 0 |  | 0 |  | 0 | 0 |  | 0 | 1.7527
MISO_MO-IL_2_PJM_ROR | MISO_MO-IL | PJM_ROR | 2020 | B7 | 400 | 0 | 1212 | 0 | 0 |  | 0 |  | 0 | 0 |  | 0 | 1.7527
MISO_MO-IL_2_PJM_ROR | MISO_MO-IL | PJM_ROR | 2020 | B8 | 500 | 0 | 1212 | 0 | 0 |  | 0 |  | 0 | 0 |  | 0 | 1.7527
MISO_MO-IL_2_PJM_ROR | MISO_MO-IL | PJM_ROR | 2020 | B9 | 800 | 0 | 1212 | 0 | 0 |  | 0 |  | 0 | 0 |  | 0 | 1.7527
MISO_MO-IL_2_PJM_ROR | MISO_MO-IL | PJM_ROR | 2020 | B10 | 1262 | 0 | 1212 | 0 | 0 |  | 0 |  | 0 | 0 |  | 0 | 1.7527
MISO_MO-IL_2_PJM_ROR | MISO_MO-IL | PJM_ROR | 2020 | B11 | 25 | 0 | 1212 | 0 | 0 |  | 0 |  | 0 | 0 |  | 0 | 1.7527
MISO_MO-IL_2_PJM_ROR | MISO_MO-IL | PJM_ROR | 2020 | B12 | 200 | 0 | 1212 | 903.24 | 1172.3 |  | 0 |  | 0 | 0 |  | 0 | 1.7527
MISO_MO-IL_2_PJM_ROR | MISO_MO-IL | PJM_ROR | 2020 | B13 | 600 | 0 | 1212 | 361.02 | 708.69 |  | 0 |  | 0 | 0 |  | 0 | 1.7527
MISO_MO-IL_2_PJM_ROR | MISO_MO-IL | PJM_ROR | 2020 | B14 | 900 | 0 | 1212 | 591.72 | 848.01 |  | 0 |  | 0 | 0 |  | 0 | 1.7527
MISO_MO-IL_2_PJM_ROR | MISO_MO-IL | PJM_ROR | 2020 | B15 | 1203 | 0 | 1212 | 0 | 0 |  | 0 |  | 0 | 0 |  | 0 | 1.7527
MISO_MO-IL_2_PJM_ROR | MISO_MO-IL | PJM_ROR | 2020 | B16 | 25 | 0 | 1212 | 985.73 | 1212 |  | 0 |  | 0 | 0.49854 |  | 0 | 1.7527
MISO_MO-IL_2_PJM_ROR | MISO_MO-IL | PJM_ROR | 2020 | B17 | 100 | 0 | 1212 | 1212 | 1212 |  | 0 |  | 5.0091 | 0.49854 |  | 0.93629 | 1.7527
MISO_MO-IL_2_PJM_ROR | MISO_MO-IL | PJM_ROR | 2020 | B18 | 400 | 0 | 1212 | 1212 | 1212 |  | 0 |  | 0.80716 | 0.49854 |  | 0.60348 | 1.7527
MISO_MO-IL_2_PJM_ROR | MISO_MO-IL | PJM_ROR | 2020 | B19 | 700 | 0 | 1212 | 128.92 | 1212 |  | 0 |  | 0 | 0.02374 |  | 0 | 1.7527
MISO_MO-IL_2_PJM_ROR | MISO_MO-IL | PJM_ROR | 2020 | B20 | 935 | 0 | 1212 | 123.05 | 533.7 |  | 0 |  | 0 | 0 |  | 0 | 1.7527
MISO_MO-IL_2_PJM_ROR | MISO_MO-IL | PJM_ROR | 2025 | B1 | 10 | 0 | 1212 | 1212 | 1212 |  | 0 |  | 23.0041 | 0.17805 |  | 0.045124 | 2.7123
MISO_MO-IL_2_PJM_ROR | MISO_MO-IL | PJM_ROR | 2025 | B2 | 25 | 0 | 1212 | 1212 | 1165.21 |  | 0 |  | 23.0041 | 0 |  | 0.11281 | 2.7123
MISO_MO-IL_2_PJM_ROR | MISO_MO-IL | PJM_ROR | 2025 | B3 | 75 | 0 | 1212 | 0 | 928.18 |  | 0 |  | 0 | 0 |  | 0 | 2.7123
MISO_MO-IL_2_PJM_ROR | MISO_MO-IL | PJM_ROR | 2025 | B4 | 100 | 0 | 1212 | 0 | 0 |  | 0 |  | 0 | 0 |  | 0 | 2.7123
MISO_MO-IL_2_PJM_ROR | MISO_MO-IL | PJM_ROR | 2025 | B5 | 200 | 0 | 1212 | 0 | 0 |  | 0 |  | 0 | 0 |  | 0 | 2.7123
MISO_MO-IL_2_PJM_ROR | MISO_MO-IL | PJM_ROR | 2025 | B6 | 300 | 0 | 1212 | 0 | 0 |  | 0 |  | 0 | 0 |  | 0 | 2.7123
MISO_MO-IL_2_PJM_ROR | MISO_MO-IL | PJM_ROR | 2025 | B7 | 400 | 0 | 1212 | 95.51 | 0 |  | 0 |  | 0 | 0 |  | 0 | 2.7123
MISO_MO-IL_2_PJM_ROR | MISO_MO-IL | PJM_ROR | 2025 | B8 | 500 | 0 | 1212 | 62.25 | 0 |  | 0 |  | 0 | 0 |  | 0 | 2.7123
MISO_MO-IL_2_PJM_ROR | MISO_MO-IL | PJM_ROR | 2025 | B9 | 800 | 0 | 1212 | 0 | 0 |  | 0 |  | 0 | 0 |  | 0 | 2.7123
MISO_MO-IL_2_PJM_ROR | MISO_MO-IL | PJM_ROR | 2025 | B10 | 1262 | 0 | 1212 | 1044.86 | 0 |  | 0 |  | 0 | 0 |  | 0 | 2.7123
MISO_MO-IL_2_PJM_ROR | MISO_MO-IL | PJM_ROR | 2025 | B11 | 25 | 0 | 1212 | 1137.83 | 0 |  | 0 |  | 0 | 0 |  | 0 | 2.7123
MISO_MO-IL_2_PJM_ROR | MISO_MO-IL | PJM_ROR | 2025 | B12 | 200 | 0 | 1212 | 1212 | 0 |  | 0 |  | 9.0212 | 0 |  | 0.35391 | 2.7123
MISO_MO-IL_2_PJM_ROR | MISO_MO-IL | PJM_ROR | 2025 | B13 | 600 | 0 | 1212 | 1212 | 0 |  | 0 |  | 0.91399 | 0 |  | 0.10757 | 2.7123
MISO_MO-IL_2_PJM_ROR | MISO_MO-IL | PJM_ROR | 2025 | B14 | 900 | 0 | 1212 | 1212 | 1118.71 |  | 0 |  | 4.653 | 0 |  | 0.82145 | 2.7123
MISO_MO-IL_2_PJM_ROR | MISO_MO-IL | PJM_ROR | 2025 | B15 | 1203 | 0 | 1212 | 1212 | 0 |  | 0 |  | 2.3977 | 0 |  | 0.56581 | 2.7123
MISO_MO-IL_2_PJM_ROR | MISO_MO-IL | PJM_ROR | 2025 | B16 | 25 | 0 | 1212 | 1212 | 0 |  | 0 |  | 36.429 | 0 |  | 0.17864 | 2.7123
MISO_MO-IL_2_PJM_ROR | MISO_MO-IL | PJM_ROR | 2025 | B17 | 100 | 0 | 1212 | 1212 | 0 |  | 0 |  | 15.0037 | 0 |  | 0.29431 | 2.7123
MISO_MO-IL_2_PJM_ROR | MISO_MO-IL | PJM_ROR | 2025 | B18 | 400 | 0 | 1212 | 1212 | 0 |  | 0 |  | 5.7332 | 0 |  | 0.44984 | 2.7123
MISO_MO-IL_2_PJM_ROR | MISO_MO-IL | PJM_ROR | 2025 | B19 | 700 | 0 | 1212 | 1212 | 1051.4 |  | 0 |  | 1.9111 | 0 |  | 0.26241 | 2.7123
MISO_MO-IL_2_PJM_ROR | MISO_MO-IL | PJM_ROR | 2025 | B20 | 935 | 0 | 1212 | 1212 | 0 |  | 0 |  | 2.3146 | 0 |  | 0.42452 | 2.7123
MISO_MO-IL_2_PJM_ROR | MISO_MO-IL | PJM_ROR | 2030 | B1 | 10 | 10 | 1212 | 1212 | 1212 |  | 2533.82 |  | 605.548 | 8.4158 |  | 0.94278 | 8.4171
MISO_MO-IL_2_PJM_ROR | MISO_MO-IL | PJM_ROR | 2030 | B2 | 25 | 25 | 1212 | 1212 | 1212 |  | 758.86 |  | 596.693 | 8.4158 |  | 2.3225 | 8.4171
MISO_MO-IL_2_PJM_ROR | MISO_MO-IL | PJM_ROR | 2030 | B3 | 75 | 0 | 1212 | 486.96 | 1212 |  | 0 |  | 0 | 6.4573 |  | 0 | 8.4171
MISO_MO-IL_2_PJM_ROR | MISO_MO-IL | PJM_ROR | 2030 | B4 | 100 | 0 | 1212 | 0 | 0 |  | 0 |  | 0 | 0 |  | 0 | 8.4171
MISO_MO-IL_2_PJM_ROR | MISO_MO-IL | PJM_ROR | 2030 | B5 | 200 | 0 | 1212 | 0 | 0 |  | 0 |  | 0 | 0 |  | 0 | 8.4171
MISO_MO-IL_2_PJM_ROR | MISO_MO-IL | PJM_ROR | 2030 | B6 | 300 | 0 | 1212 | 121.66 | 1212 |  | 0 |  | 0 | 1.6974 |  | 0 | 8.4171
MISO_MO-IL_2_PJM_ROR | MISO_MO-IL | PJM_ROR | 2030 | B7 | 400 | 0 | 1212 | 345.79 | 1212 |  | 0 |  | 0 | 2.647 |  | 0 | 8.4171
MISO_MO-IL_2_PJM_ROR | MISO_MO-IL | PJM_ROR | 2030 | B8 | 500 | 0 | 1212 | 1212 | 1212 |  | 0 |  | 0.61724 | 1.555 |  | 0.048049 | 8.4171
MISO_MO-IL_2_PJM_ROR | MISO_MO-IL | PJM_ROR | 2030 | B9 | 800 | 0 | 1212 | 1212 | 1212 |  | 0 |  | 0.46293 | 2.8844 |  | 0.057659 | 8.4171
MISO_MO-IL_2_PJM_ROR | MISO_MO-IL | PJM_ROR | 2030 | B10 | 1262 | 0 | 1212 | 0 | 1212 |  | 0 |  | 0 | 1.5787 |  | 0 | 8.4171
MISO_MO-IL_2_PJM_ROR | MISO_MO-IL | PJM_ROR | 2030 | B11 | 25 | 0 | 1212 | 1212 | 1212 |  | 0 |  | 8.9975 | 6.1843 |  | 0.03502 | 8.4171
MISO_MO-IL_2_PJM_ROR | MISO_MO-IL | PJM_ROR | 2030 | B12 | 200 | 200 | 1212 | 1212 | 1212 |  | 475.13 |  | 13.6861 | 8.4158 |  | 0.42616 | 8.4171
MISO_MO-IL_2_PJM_ROR | MISO_MO-IL | PJM_ROR | 2030 | B13 | 600 | 600 | 1212 | 1212 | 1212 |  | 1792.08 |  | 13.9591 | 8.4158 |  | 1.304 | 8.4171
MISO_MO-IL_2_PJM_ROR | MISO_MO-IL | PJM_ROR | 2030 | B14 | 900 | 0 | 1212 | 1212 | 1212 |  | 0 |  | 9.864 | 1.4363 |  | 1.3822 | 8.4171
MISO_MO-IL_2_PJM_ROR | MISO_MO-IL | PJM_ROR | 2030 | B15 | 1203 | 0 | 1212 | 1212 | 1212 |  | 0 |  | 4.1426 | 3.8221 |  | 0.7759 | 8.4171
MISO_MO-IL_2_PJM_ROR | MISO_MO-IL | PJM_ROR | 2030 | B16 | 25 | 25 | 1212 | 1212 | 1212 |  | 4082.44 |  | 26.8381 | 8.4158 |  | 0.10446 | 8.4171
MISO_MO-IL_2_PJM_ROR | MISO_MO-IL | PJM_ROR | 2030 | B17 | 100 | 0 | 1212 | 1212 | 1212 |  | 0 |  | 19.7161 | 5.0922 |  | 0.30696 | 8.4171
MISO_MO-IL_2_PJM_ROR | MISO_MO-IL | PJM_ROR | 2030 | B18 | 400 | 400 | 1212 | 1212 | 1212 |  | 1676.15 |  | 13.3537 | 8.4158 |  | 0.83162 | 8.4171
MISO_MO-IL_2_PJM_ROR | MISO_MO-IL | PJM_ROR | 2030 | B19 | 700 | 0 | 1212 | 1212 | 1212 |  | 0 |  | 11.6089 | 3.5966 |  | 1.2652 | 8.4171
MISO_MO-IL_2_PJM_ROR | MISO_MO-IL | PJM_ROR | 2030 | B20 | 935 | 0 | 1212 | 1212 | 1212 |  | 0 |  | 9.7571 | 3.8459 |  | 1.4204 | 8.4171
MISO_MO-IL_2_PJM_ROR | MISO_MO-IL | PJM_ROR | 2035 | B1 | 10 | 10 | 1212 | 1212 | 1212 |  | 9375.5 |  | 528.1438 | 9.9827 |  | 0.82716 | 9.9871
MISO_MO-IL_2_PJM_ROR | MISO_MO-IL | PJM_ROR | 2035 | B2 | 25 | 25 | 1212 | 1212 | 1212 |  | 1514.55 |  | 514.2203 | 9.9827 |  | 2.0134 | 9.9871
MISO_MO-IL_2_PJM_ROR | MISO_MO-IL | PJM_ROR | 2035 | B3 | 75 | 0 | 1212 | 1181.57 | 1212 |  | 0 |  | 0 | 9.2111 |  | 0 | 9.9871
MISO_MO-IL_2_PJM_ROR | MISO_MO-IL | PJM_ROR | 2035 | B4 | 100 | 0 | 1212 | 0 | 1212 |  | 0 |  | 0 | 0.20179 |  | 0 | 9.9871
MISO_MO-IL_2_PJM_ROR | MISO_MO-IL | PJM_ROR | 2035 | B5 | 200 | 0 | 1212 | 0 | 955.09 |  | 0 |  | 0 | 0 |  | 0 | 9.9871
MISO_MO-IL_2_PJM_ROR | MISO_MO-IL | PJM_ROR | 2035 | B6 | 300 | 0 | 1212 | 0 | 1212 |  | 0 |  | 0 | 0.68846 |  | 0 | 9.9871
MISO_MO-IL_2_PJM_ROR | MISO_MO-IL | PJM_ROR | 2035 | B7 | 400 | 0 | 1212 | 0 | 1212 |  | 0 |  | 0 | 0.93773 |  | 0 | 9.9871
MISO_MO-IL_2_PJM_ROR | MISO_MO-IL | PJM_ROR | 2035 | B8 | 500 | 0 | 1212 | 192.22 | 1212 |  | 0 |  | 0 | 1.282 |  | 0 | 9.9871
MISO_MO-IL_2_PJM_ROR | MISO_MO-IL | PJM_ROR | 2035 | B9 | 800 | 0 | 1212 | 607.74 | 1212 |  | 0 |  | 0 | 0.02374 |  | 0 | 9.9871
MISO_MO-IL_2_PJM_ROR | MISO_MO-IL | PJM_ROR | 2035 | B10 | 1262 | 0 | 1212 | 1212 | 1212 |  | 0 |  | 3.2761 | 0.72407 |  | 0.64753 | 9.9871
MISO_MO-IL_2_PJM_ROR | MISO_MO-IL | PJM_ROR | 2035 | B11 | 25 | 0 | 1212 | 1212 | 1212 |  | 0 |  | 9.4367 | 7.5137 |  | 0.036949 | 9.9871
MISO_MO-IL_2_PJM_ROR | MISO_MO-IL | PJM_ROR | 2035 | B12 | 200 | 0 | 1212 | 1212 | 1212 |  | 0 |  | 15.0037 | 6.5641 |  | 0.46997 | 9.9871
MISO_MO-IL_2_PJM_ROR | MISO_MO-IL | PJM_ROR | 2035 | B13 | 600 | 0 | 1212 | 1212 | 1212 |  | 0 |  | 15.0037 | 7.4069 |  | 1.4099 | 9.9871
MISO_MO-IL_2_PJM_ROR | MISO_MO-IL | PJM_ROR | 2035 | B14 | 900 | 0 | 1212 | 1212 | 1212 |  | 0 |  | 10.042 | 9.7809 |  | 1.4155 | 9.9871
MISO_MO-IL_2_PJM_ROR | MISO_MO-IL | PJM_ROR | 2035 | B15 | 1203 | 0 | 1212 | 1212 | 1212 |  | 0 |  | 8.7126 | 6.1843 |  | 1.6415 | 9.9871
MISO_MO-IL_2_PJM_ROR | MISO_MO-IL | PJM_ROR | 2035 | B16 | 25 | 25 | 1212 | 1212 | 1212 |  | 2963.06 |  | 23.0159 | 9.9827 |  | 0.090117 | 9.9871
MISO_MO-IL_2_PJM_ROR | MISO_MO-IL | PJM_ROR | 2035 | B17 | 100 | 0 | 1212 | 1212 | 1212 |  | 0 |  | 17.5676 | 8.8075 |  | 0.27514 | 9.9871
MISO_MO-IL_2_PJM_ROR | MISO_MO-IL | PJM_ROR | 2035 | B18 | 400 | 0 | 1212 | 1212 | 1212 |  | 0 |  | 16.7011 | 9.128 |  | 1.0463 | 9.9871
MISO_MO-IL_2_PJM_ROR | MISO_MO-IL | PJM_ROR | 2035 | B19 | 700 | 0 | 1212 | 1212 | 1212 |  | 0 |  | 10.505 | 8.3327 |  | 1.1517 | 9.9871
MISO_MO-IL_2_PJM_ROR | MISO_MO-IL | PJM_ROR | 2035 | B20 | 935 | 0 | 1212 | 1212 | 1212 |  | 0 |  | 15.6447 | 6.0774 |  | 2.291 | 9.9871
MISO_MO-IL_2_PJM_ROR | MISO_MO-IL | PJM_ROR | 2040 | B1 | 10 | 10 | 1212 | 1212 | 1212 |  | 10489.68 |  | 452.793 | 9.1993 |  | 0.70915 | 13.0361
MISO_MO-IL_2_PJM_ROR | MISO_MO-IL | PJM_ROR | 2040 | B2 | 25 | 25 | 1212 | 1212 | 1212 |  | 2068.44 |  | 445.7066 | 9.1993 |  | 1.7451 | 13.0361
MISO_MO-IL_2_PJM_ROR | MISO_MO-IL | PJM_ROR | 2040 | B3 | 75 | 0 | 1212 | 784.2 | 1212 |  | 0 |  | 0 | 7.1339 |  | 0 | 13.0361
MISO_MO-IL_2_PJM_ROR | MISO_MO-IL | PJM_ROR | 2040 | B4 | 100 | 0 | 1212 | 0 | 0 |  | 0 |  | 0 | 0 |  | 0 | 13.0361
MISO_MO-IL_2_PJM_ROR | MISO_MO-IL | PJM_ROR | 2040 | B5 | 200 | 0 | 1212 | 0 | 245.04 |  | 0 |  | 0 | 0 |  | 0 | 13.0361
MISO_MO-IL_2_PJM_ROR | MISO_MO-IL | PJM_ROR | 2040 | B6 | 300 | 0 | 1212 | 0 | 1172.62 |  | 0 |  | 0 | 0 |  | 0 | 13.0361
MISO_MO-IL_2_PJM_ROR | MISO_MO-IL | PJM_ROR | 2040 | B7 | 400 | 0 | 1212 | 0 | 1212 |  | 0 |  | 0 | 0.01187 |  | 0 | 13.0361
MISO_MO-IL_2_PJM_ROR | MISO_MO-IL | PJM_ROR | 2040 | B8 | 500 | 0 | 1212 | 0 | 1212 |  | 0 |  | 0 | 0.01187 |  | 0 | 13.0361
MISO_MO-IL_2_PJM_ROR | MISO_MO-IL | PJM_ROR | 2040 | B9 | 800 | 0 | 1212 | 0 | 1212 |  | 0 |  | 0 | 1.8636 |  | 0 | 13.0361
MISO_MO-IL_2_PJM_ROR | MISO_MO-IL | PJM_ROR | 2040 | B10 | 1262 | 0 | 1212 | 1212 | 1212 |  | 0 |  | 15.0156 | 2.6707 |  | 2.9678 | 13.0361
MISO_MO-IL_2_PJM_ROR | MISO_MO-IL | PJM_ROR | 2040 | B11 | 25 | 0 | 1212 | 1212 | 1212 |  | 0 |  | 2.006 | 4.4394 |  | 0.0078545 | 13.0361
MISO_MO-IL_2_PJM_ROR | MISO_MO-IL | PJM_ROR | 2040 | B12 | 200 | 0 | 1212 | 1212 | 1212 |  | 0 |  | 11.6801 | 8.9144 |  | 0.36586 | 13.0361
MISO_MO-IL_2_PJM_ROR | MISO_MO-IL | PJM_ROR | 2040 | B13 | 600 | 0 | 1212 | 1212 | 1212 |  | 0 |  | 12.4398 | 8.0004 |  | 1.169 | 13.0361
MISO_MO-IL_2_PJM_ROR | MISO_MO-IL | PJM_ROR | 2040 | B14 | 900 | 0 | 1212 | 1212 | 1212 |  | 0 |  | 12.4398 | 8.8313 |  | 1.7535 | 13.0361
MISO_MO-IL_2_PJM_ROR | MISO_MO-IL | PJM_ROR | 2040 | B15 | 1203 | 0 | 1212 | 1212 | 1212 |  | 0 |  | 19.0395 | 8.1547 |  | 3.5872 | 13.0361
MISO_MO-IL_2_PJM_ROR | MISO_MO-IL | PJM_ROR | 2040 | B16 | 25 | 25 | 1212 | 1212 | 1212 |  | 3475.21 |  | 23.8468 | 9.1993 |  | 0.093371 | 13.0361
MISO_MO-IL_2_PJM_ROR | MISO_MO-IL | PJM_ROR | 2040 | B17 | 100 | 100 | 1212 | 1212 | 1212 |  | 1538.79 |  | 4.5343 | 9.1993 |  | 0.071016 | 13.0361
MISO_MO-IL_2_PJM_ROR | MISO_MO-IL | PJM_ROR | 2040 | B18 | 400 | 400 | 1212 | 1212 | 1212 |  | 575.7 |  | 13.8998 | 9.1993 |  | 0.87078 | 13.0361
MISO_MO-IL_2_PJM_ROR | MISO_MO-IL | PJM_ROR | 2040 | B19 | 700 | 700 | 1212 | 1212 | 1212 |  | 1270.04 |  | 13.8998 | 9.1993 |  | 1.5239 | 13.0361
MISO_MO-IL_2_PJM_ROR | MISO_MO-IL | PJM_ROR | 2040 | B20 | 935 | 0 | 1212 | 1212 | 1212 |  | 0 |  | 17.1878 | 8.2497 |  | 2.5169 | 13.0361
MISO_MO-IL_2_PJM_ROR | MISO_MO-IL | PJM_ROR | 2045 | B1 | 10 | 10 | 1212 | 1212 | 1212 |  | 8732.53 |  | 343.0786 | 8.6888 |  | 0.53314 | 10.6114
MISO_MO-IL_2_PJM_ROR | MISO_MO-IL | PJM_ROR | 2045 | B2 | 25 | 25 | 1212 | 1212 | 1212 |  | 852.92 |  | 316.1812 | 8.6888 |  | 1.2284 | 10.6114
MISO_MO-IL_2_PJM_ROR | MISO_MO-IL | PJM_ROR | 2045 | B3 | 75 | 0 | 1212 | 1212 | 1212 |  | 0 |  | 8.9975 | 5.2465 |  | 0.10487 | 10.6114
MISO_MO-IL_2_PJM_ROR | MISO_MO-IL | PJM_ROR | 2045 | B4 | 100 | 0 | 1212 | 0 | 0 |  | 0 |  | 0 | 0 |  | 0 | 10.6114
MISO_MO-IL_2_PJM_ROR | MISO_MO-IL | PJM_ROR | 2045 | B5 | 200 | 0 | 1212 | 0 | 414.11 |  | 0 |  | 0 | 0 |  | 0 | 10.6114
MISO_MO-IL_2_PJM_ROR | MISO_MO-IL | PJM_ROR | 2045 | B6 | 300 | 0 | 1212 | 0 | 1212 |  | 0 |  | 0 | 0.02374 |  | 0 | 10.6114
MISO_MO-IL_2_PJM_ROR | MISO_MO-IL | PJM_ROR | 2045 | B7 | 400 | 0 | 1212 | 0 | 1212 |  | 0 |  | 0 | 0.02374 |  | 0 | 10.6114
MISO_MO-IL_2_PJM_ROR | MISO_MO-IL | PJM_ROR | 2045 | B8 | 500 | 0 | 1212 | 0 | 1212 |  | 0 |  | 0 | 4.38 |  | 0 | 10.6114
MISO_MO-IL_2_PJM_ROR | MISO_MO-IL | PJM_ROR | 2045 | B9 | 800 | 0 | 1212 | 0 | 1212 |  | 0 |  | 0 | 4.1426 |  | 0 | 10.6114
MISO_MO-IL_2_PJM_ROR | MISO_MO-IL | PJM_ROR | 2045 | B10 | 1262 | 0 | 1212 | 1212 | 1212 |  | 0 |  | 12.6059 | 2.8963 |  | 2.4722 | 10.6114
MISO_MO-IL_2_PJM_ROR | MISO_MO-IL | PJM_ROR | 2045 | B11 | 25 | 0 | 1212 | 85.34 | 1212 |  | 0 |  | 0 | 7.1814 |  | 0 | 10.6114
MISO_MO-IL_2_PJM_ROR | MISO_MO-IL | PJM_ROR | 2045 | B12 | 200 | 0 | 1212 | 1212 | 1212 |  | 0 |  | 19.8823 | 8.5939 |  | 0.61794 | 10.6114
MISO_MO-IL_2_PJM_ROR | MISO_MO-IL | PJM_ROR | 2045 | B13 | 600 | 600 | 1212 | 1212 | 1212 |  | 1536.1 |  | 15.0037 | 8.6888 |  | 1.3989 | 10.6114
MISO_MO-IL_2_PJM_ROR | MISO_MO-IL | PJM_ROR | 2045 | B14 | 900 | 900 | 1212 | 1212 | 1212 |  | 229.71 |  | 15.0037 | 8.6888 |  | 2.0984 | 10.6114
MISO_MO-IL_2_PJM_ROR | MISO_MO-IL | PJM_ROR | 2045 | B15 | 1203 | 1203 | 1212 | 1212 | 1212 |  | 6329.84 |  | 5.8282 | 8.6888 |  | 1.0896 | 10.6114
MISO_MO-IL_2_PJM_ROR | MISO_MO-IL | PJM_ROR | 2045 | B16 | 25 | 25 | 1212 | 1212 | 1212 |  | 4601.25 |  | 103.0909 | 8.6888 |  | 0.40051 | 10.6114
MISO_MO-IL_2_PJM_ROR | MISO_MO-IL | PJM_ROR | 2045 | B17 | 100 | 100 | 1212 | 1212 | 1212 |  | 5953.31 |  | 15.0037 | 8.6888 |  | 0.23316 | 10.6114
MISO_MO-IL_2_PJM_ROR | MISO_MO-IL | PJM_ROR | 2045 | B18 | 400 | 400 | 1212 | 1212 | 1212 |  | 2960.2 |  | 17.4133 | 8.6888 |  | 1.0824 | 10.6114
MISO_MO-IL_2_PJM_ROR | MISO_MO-IL | PJM_ROR | 2045 | B19 | 700 | 700 | 1212 | 1212 | 1212 |  | 3691.37 |  | 15.0156 | 8.6888 |  | 1.6334 | 10.6114
MISO_MO-IL_2_PJM_ROR | MISO_MO-IL | PJM_ROR | 2045 | B20 | 935 | 935 | 1212 | 1212 | 1212 |  | 8627.19 |  | 8.6414 | 8.6888 |  | 1.2556 | 10.6114
MISO_MO-IL_2_PJM_ROR | MISO_MO-IL | PJM_ROR | 2050 | B1 | 10 | 10 | 1212 | 1212 | 1212 |  | 11226.84 |  | 96.2301 | 6.7896 |  | 0.16044 | 4.7855
MISO_MO-IL_2_PJM_ROR | MISO_MO-IL | PJM_ROR | 2050 | B2 | 25 | 25 | 1212 | 1212 | 1212 |  | 7065.98 |  | 84.8824 | 6.7896 |  | 0.35379 | 4.7855
MISO_MO-IL_2_PJM_ROR | MISO_MO-IL | PJM_ROR | 2050 | B3 | 75 | 0 | 1212 | 1212 | 1212 |  | 0 |  | 8.9975 | 5.1872 |  | 0.11251 | 4.7855
MISO_MO-IL_2_PJM_ROR | MISO_MO-IL | PJM_ROR | 2050 | B4 | 100 | 0 | 1212 | 0 | 751.25 |  | 0 |  | 0 | 0 |  | 0 | 4.7855
MISO_MO-IL_2_PJM_ROR | MISO_MO-IL | PJM_ROR | 2050 | B5 | 200 | 0 | 1212 | 0 | 1212 |  | 0 |  | 0 | 0.90212 |  | 0 | 4.7855
MISO_MO-IL_2_PJM_ROR | MISO_MO-IL | PJM_ROR | 2050 | B6 | 300 | 0 | 1212 | 0 | 1212 |  | 0 |  | 0 | 0.02374 |  | 0 | 4.7855
MISO_MO-IL_2_PJM_ROR | MISO_MO-IL | PJM_ROR | 2050 | B7 | 400 | 0 | 1212 | 0 | 1125.1 |  | 0 |  | 0 | 0 |  | 0 | 4.7855
MISO_MO-IL_2_PJM_ROR | MISO_MO-IL | PJM_ROR | 2050 | B8 | 500 | 0 | 1212 | 0 | 1212 |  | 0 |  | 0 | 4.1545 |  | 0 | 4.7855
MISO_MO-IL_2_PJM_ROR | MISO_MO-IL | PJM_ROR | 2050 | B9 | 800 | 0 | 1212 | 1212 | 1212 |  | 0 |  | 7.0033 | 4.5937 |  | 0.93408 | 4.7855
MISO_MO-IL_2_PJM_ROR | MISO_MO-IL | PJM_ROR | 2050 | B10 | 1262 | 0 | 1212 | 0 | 1212 |  | 0 |  | 0 | 2.9438 |  | 0 | 4.7855
MISO_MO-IL_2_PJM_ROR | MISO_MO-IL | PJM_ROR | 2050 | B11 | 25 | 25 | 1212 | 1212 | 1212 |  | 2357.79 |  | 1.9942 | 6.7896 |  | 0.0083118 | 4.7855
MISO_MO-IL_2_PJM_ROR | MISO_MO-IL | PJM_ROR | 2050 | B12 | 200 | 200 | 1212 | 1212 | 1212 |  | 6449.35 |  | 13.9947 | 6.7896 |  | 0.46665 | 4.7855
MISO_MO-IL_2_PJM_ROR | MISO_MO-IL | PJM_ROR | 2050 | B13 | 600 | 600 | 1212 | 1212 | 1212 |  | 3017.6 |  | 3.0981 | 6.7896 |  | 0.30991 | 4.7855
MISO_MO-IL_2_PJM_ROR | MISO_MO-IL | PJM_ROR | 2050 | B14 | 900 | 900 | 1212 | 1212 | 1212 |  | 1651.7 |  | 3.0981 | 6.7896 |  | 0.46487 | 4.7855
MISO_MO-IL_2_PJM_ROR | MISO_MO-IL | PJM_ROR | 2050 | B15 | 1203 | 1203 | 1212 | 1212 | 1212 |  | 10202.02 |  | 6.1131 | 6.7896 |  | 1.2261 | 4.7855
MISO_MO-IL_2_PJM_ROR | MISO_MO-IL | PJM_ROR | 2050 | B16 | 25 | 25 | 1212 | 1212 | 1212 |  | 5821.55 |  | 82.4728 | 6.7896 |  | 0.34375 | 4.7855
MISO_MO-IL_2_PJM_ROR | MISO_MO-IL | PJM_ROR | 2050 | B17 | 100 | 100 | 1212 | 1212 | 1212 |  | 7741.72 |  | 15.0037 | 6.7896 |  | 0.25014 | 4.7855
MISO_MO-IL_2_PJM_ROR | MISO_MO-IL | PJM_ROR | 2050 | B18 | 400 | 400 | 1212 | 1212 | 1212 |  | 4883.23 |  | 5.9943 | 6.7896 |  | 0.39976 | 4.7855
MISO_MO-IL_2_PJM_ROR | MISO_MO-IL | PJM_ROR | 2050 | B19 | 700 | 700 | 1212 | 1212 | 1212 |  | 7974.16 |  | 1.8042 | 6.7896 |  | 0.21056 | 4.7855
MISO_MO-IL_2_PJM_ROR | MISO_MO-IL | PJM_ROR | 2050 | B20 | 935 | 935 | 1212 | 1212 | 1212 |  | 11479.99 |  | 7.3119 | 6.7896 |  | 1.1398 | 4.7855
MISO_MO-IL_2_SPP_N | MISO_MO-IL | SPP_N | 2015 | B1 | 10 | 0 | 2000 | 0 | 0 |  | 0 |  | 0 | 0 |  | 0 | 0
MISO_MO-IL_2_SPP_N | MISO_MO-IL | SPP_N | 2015 | B2 | 25 | 0 | 2000 | 0 | 0 |  | 0 |  | 0 | 0 |  | 0 | 0
MISO_MO-IL_2_SPP_N | MISO_MO-IL | SPP_N | 2015 | B3 | 75 | 0 | 2000 | 0 | 0 |  | 0 |  | 0 | 0 |  | 0 | 0
MISO_MO-IL_2_SPP_N | MISO_MO-IL | SPP_N | 2015 | B4 | 100 | 0 | 2000 | 0 | 0 |  | 0 |  | 0 | 0 |  | 0 | 0
MISO_MO-IL_2_SPP_N | MISO_MO-IL | SPP_N | 2015 | B5 | 200 | 0 | 2000 | 0 | 0 |  | 0 |  | 0 | 0 |  | 0 | 0
MISO_MO-IL_2_SPP_N | MISO_MO-IL | SPP_N | 2015 | B6 | 300 | 0 | 2000 | 0 | 0 |  | 0 |  | 0 | 0 |  | 0 | 0
MISO_MO-IL_2_SPP_N | MISO_MO-IL | SPP_N | 2015 | B7 | 400 | 0 | 2000 | 0 | 0 |  | 0 |  | 0 | 0 |  | 0 | 0
MISO_MO-IL_2_SPP_N | MISO_MO-IL | SPP_N | 2015 | B8 | 500 | 0 | 2000 | 0 | 0 |  | 0 |  | 0 | 0 |  | 0 | 0
MISO_MO-IL_2_SPP_N | MISO_MO-IL | SPP_N | 2015 | B9 | 800 | 0 | 2000 | 0 | 0 |  | 0 |  | 0 | 0 |  | 0 | 0
MISO_MO-IL_2_SPP_N | MISO_MO-IL | SPP_N | 2015 | B10 | 1262 | 0 | 2000 | 0 | 0 |  | 0 |  | 0 | 0 |  | 0 | 0
MISO_MO-IL_2_SPP_N | MISO_MO-IL | SPP_N | 2015 | B11 | 25 | 0 | 2000 | 0 | 0 |  | 0 |  | 0 | 0 |  | 0 | 0
MISO_MO-IL_2_SPP_N | MISO_MO-IL | SPP_N | 2015 | B12 | 200 | 0 | 2000 | 0 | 0 |  | 0 |  | 0 | 0 |  | 0 | 0
MISO_MO-IL_2_SPP_N | MISO_MO-IL | SPP_N | 2015 | B13 | 600 | 0 | 2000 | 0 | 0 |  | 0 |  | 0 | 0 |  | 0 | 0
MISO_MO-IL_2_SPP_N | MISO_MO-IL | SPP_N | 2015 | B14 | 900 | 0 | 2000 | 0 | 0 |  | 0 |  | 0 | 0 |  | 0 | 0
MISO_MO-IL_2_SPP_N | MISO_MO-IL | SPP_N | 2015 | B15 | 1203 | 0 | 2000 | 0 | 0 |  | 0 |  | 0 | 0 |  | 0 | 0
MISO_MO-IL_2_SPP_N | MISO_MO-IL | SPP_N | 2015 | B16 | 25 | 0 | 2000 | 0 | 0 |  | 0 |  | 0 | 0 |  | 0 | 0
MISO_MO-IL_2_SPP_N | MISO_MO-IL | SPP_N | 2015 | B17 | 100 | 0 | 2000 | 0 | 0 |  | 0 |  | 0 | 0 |  | 0 | 0
MISO_MO-IL_2_SPP_N | MISO_MO-IL | SPP_N | 2015 | B18 | 400 | 0 | 2000 | 0 | 0 |  | 0 |  | 0 | 0 |  | 0 | 0
MISO_MO-IL_2_SPP_N | MISO_MO-IL | SPP_N | 2015 | B19 | 700 | 0 | 2000 | 0 | 0 |  | 0 |  | 0 | 0 |  | 0 | 0
MISO_MO-IL_2_SPP_N | MISO_MO-IL | SPP_N | 2015 | B20 | 935 | 0 | 2000 | 0 | 0 |  | 0 |  | 0 | 0 |  | 0 | 0
MISO_MO-IL_2_SPP_N | MISO_MO-IL | SPP_N | 2020 | B1 | 10 | 0 | 2000 | 0 | 0 |  | 0 |  | 0 | 0 |  | 0 | 0
MISO_MO-IL_2_SPP_N | MISO_MO-IL | SPP_N | 2020 | B2 | 25 | 0 | 2000 | 0 | 0 |  | 0 |  | 0 | 0 |  | 0 | 0
MISO_MO-IL_2_SPP_N | MISO_MO-IL | SPP_N | 2020 | B3 | 75 | 0 | 2000 | 0 | 0 |  | 0 |  | 0 | 0 |  | 0 | 0
MISO_MO-IL_2_SPP_N | MISO_MO-IL | SPP_N | 2020 | B4 | 100 | 0 | 2000 | 0 | 0 |  | 0 |  | 0 | 0 |  | 0 | 0
MISO_MO-IL_2_SPP_N | MISO_MO-IL | SPP_N | 2020 | B5 | 200 | 0 | 2000 | 0 | 0 |  | 0 |  | 0 | 0 |  | 0 | 0
MISO_MO-IL_2_SPP_N | MISO_MO-IL | SPP_N | 2020 | B6 | 300 | 0 | 2000 | 0 | 0 |  | 0 |  | 0 | 0 |  | 0 | 0
MISO_MO-IL_2_SPP_N | MISO_MO-IL | SPP_N | 2020 | B7 | 400 | 0 | 2000 | 0 | 0 |  | 0 |  | 0 | 0 |  | 0 | 0
MISO_MO-IL_2_SPP_N | MISO_MO-IL | SPP_N | 2020 | B8 | 500 | 0 | 2000 | 0 | 0 |  | 0 |  | 0 | 0 |  | 0 | 0
MISO_MO-IL_2_SPP_N | MISO_MO-IL | SPP_N | 2020 | B9 | 800 | 0 | 2000 | 0 | 0 |  | 0 |  | 0 | 0 |  | 0 | 0
MISO_MO-IL_2_SPP_N | MISO_MO-IL | SPP_N | 2020 | B10 | 1262 | 0 | 2000 | 0 | 0 |  | 0 |  | 0 | 0 |  | 0 | 0
MISO_MO-IL_2_SPP_N | MISO_MO-IL | SPP_N | 2020 | B11 | 25 | 0 | 2000 | 0 | 0 |  | 0 |  | 0 | 0 |  | 0 | 0
MISO_MO-IL_2_SPP_N | MISO_MO-IL | SPP_N | 2020 | B12 | 200 | 0 | 2000 | 0 | 0 |  | 0 |  | 0 | 0 |  | 0 | 0
MISO_MO-IL_2_SPP_N | MISO_MO-IL | SPP_N | 2020 | B13 | 600 | 0 | 2000 | 0 | 0 |  | 0 |  | 0 | 0 |  | 0 | 0
MISO_MO-IL_2_SPP_N | MISO_MO-IL | SPP_N | 2020 | B14 | 900 | 0 | 2000 | 0 | 0 |  | 0 |  | 0 | 0 |  | 0 | 0
MISO_MO-IL_2_SPP_N | MISO_MO-IL | SPP_N | 2020 | B15 | 1203 | 0 | 2000 | 0 | 0 |  | 0 |  | 0 | 0 |  | 0 | 0
MISO_MO-IL_2_SPP_N | MISO_MO-IL | SPP_N | 2020 | B16 | 25 | 0 | 2000 | 0 | 0 |  | 0 |  | 0 | 0 |  | 0 | 0
MISO_MO-IL_2_SPP_N | MISO_MO-IL | SPP_N | 2020 | B17 | 100 | 0 | 2000 | 0 | 0 |  | 0 |  | 0 | 0 |  | 0 | 0
MISO_MO-IL_2_SPP_N | MISO_MO-IL | SPP_N | 2020 | B18 | 400 | 0 | 2000 | 0 | 0 |  | 0 |  | 0 | 0 |  | 0 | 0
MISO_MO-IL_2_SPP_N | MISO_MO-IL | SPP_N | 2020 | B19 | 700 | 0 | 2000 | 0 | 0 |  | 0 |  | 0 | 0 |  | 0 | 0
MISO_MO-IL_2_SPP_N | MISO_MO-IL | SPP_N | 2020 | B20 | 935 | 0 | 2000 | 0 | 0 |  | 0 |  | 0 | 0 |  | 0 | 0
MISO_MO-IL_2_SPP_N | MISO_MO-IL | SPP_N | 2025 | B1 | 10 | 0 | 2000 | 0 | 0 |  | 0 |  | 0 | 0 |  | 0 | 0
MISO_MO-IL_2_SPP_N | MISO_MO-IL | SPP_N | 2025 | B2 | 25 | 0 | 2000 | 0 | 0 |  | 0 |  | 0 | 0 |  | 0 | 0
MISO_MO-IL_2_SPP_N | MISO_MO-IL | SPP_N | 2025 | B3 | 75 | 0 | 2000 | 0 | 0 |  | 0 |  | 0 | 0 |  | 0 | 0
MISO_MO-IL_2_SPP_N | MISO_MO-IL | SPP_N | 2025 | B4 | 100 | 0 | 2000 | 0 | 0 |  | 0 |  | 0 | 0 |  | 0 | 0
MISO_MO-IL_2_SPP_N | MISO_MO-IL | SPP_N | 2025 | B5 | 200 | 0 | 2000 | 0 | 0 |  | 0 |  | 0 | 0 |  | 0 | 0
MISO_MO-IL_2_SPP_N | MISO_MO-IL | SPP_N | 2025 | B6 | 300 | 0 | 2000 | 0 | 0 |  | 0 |  | 0 | 0 |  | 0 | 0
MISO_MO-IL_2_SPP_N | MISO_MO-IL | SPP_N | 2025 | B7 | 400 | 0 | 2000 | 0 | 0 |  | 0 |  | 0 | 0 |  | 0 | 0
MISO_MO-IL_2_SPP_N | MISO_MO-IL | SPP_N | 2025 | B8 | 500 | 0 | 2000 | 0 | 0 |  | 0 |  | 0 | 0 |  | 0 | 0
MISO_MO-IL_2_SPP_N | MISO_MO-IL | SPP_N | 2025 | B9 | 800 | 0 | 2000 | 0 | 0 |  | 0 |  | 0 | 0 |  | 0 | 0
MISO_MO-IL_2_SPP_N | MISO_MO-IL | SPP_N | 2025 | B10 | 1262 | 0 | 2000 | 0 | 0 |  | 0 |  | 0 | 0 |  | 0 | 0
MISO_MO-IL_2_SPP_N | MISO_MO-IL | SPP_N | 2025 | B11 | 25 | 0 | 2000 | 0 | 0 |  | 0 |  | 0 | 0 |  | 0 | 0
MISO_MO-IL_2_SPP_N | MISO_MO-IL | SPP_N | 2025 | B12 | 200 | 0 | 2000 | 0 | 0 |  | 0 |  | 0 | 0 |  | 0 | 0
MISO_MO-IL_2_SPP_N | MISO_MO-IL | SPP_N | 2025 | B13 | 600 | 0 | 2000 | 0 | 0 |  | 0 |  | 0 | 0 |  | 0 | 0
MISO_MO-IL_2_SPP_N | MISO_MO-IL | SPP_N | 2025 | B14 | 900 | 0 | 2000 | 0 | 0 |  | 0 |  | 0 | 0 |  | 0 | 0
MISO_MO-IL_2_SPP_N | MISO_MO-IL | SPP_N | 2025 | B15 | 1203 | 0 | 2000 | 0 | 0 |  | 0 |  | 0 | 0 |  | 0 | 0
MISO_MO-IL_2_SPP_N | MISO_MO-IL | SPP_N | 2025 | B16 | 25 | 0 | 2000 | 0 | 0 |  | 0 |  | 0 | 0 |  | 0 | 0
MISO_MO-IL_2_SPP_N | MISO_MO-IL | SPP_N | 2025 | B17 | 100 | 0 | 2000 | 0 | 0 |  | 0 |  | 0 | 0 |  | 0 | 0
MISO_MO-IL_2_SPP_N | MISO_MO-IL | SPP_N | 2025 | B18 | 400 | 0 | 2000 | 0 | 0 |  | 0 |  | 0 | 0 |  | 0 | 0
MISO_MO-IL_2_SPP_N | MISO_MO-IL | SPP_N | 2025 | B19 | 700 | 0 | 2000 | 0 | 0 |  | 0 |  | 0 | 0 |  | 0 | 0
MISO_MO-IL_2_SPP_N | MISO_MO-IL | SPP_N | 2025 | B20 | 935 | 0 | 2000 | 0 | 0 |  | 0 |  | 0 | 0 |  | 0 | 0
MISO_MO-IL_2_SPP_N | MISO_MO-IL | SPP_N | 2030 | B1 | 10 | 0 | 2000 | 0 | 0 |  | 0 |  | 0 | 0 |  | 0 | 0
MISO_MO-IL_2_SPP_N | MISO_MO-IL | SPP_N | 2030 | B2 | 25 | 0 | 2000 | 0 | 0 |  | 0 |  | 0 | 0 |  | 0 | 0
MISO_MO-IL_2_SPP_N | MISO_MO-IL | SPP_N | 2030 | B3 | 75 | 0 | 2000 | 0 | 0 |  | 0 |  | 0 | 0 |  | 0 | 0
MISO_MO-IL_2_SPP_N | MISO_MO-IL | SPP_N | 2030 | B4 | 100 | 0 | 2000 | 0 | 0 |  | 0 |  | 0 | 0 |  | 0 | 0
MISO_MO-IL_2_SPP_N | MISO_MO-IL | SPP_N | 2030 | B5 | 200 | 0 | 2000 | 0 | 0 |  | 0 |  | 0 | 0 |  | 0 | 0
MISO_MO-IL_2_SPP_N | MISO_MO-IL | SPP_N | 2030 | B6 | 300 | 0 | 2000 | 0 | 0 |  | 0 |  | 0 | 0 |  | 0 | 0
MISO_MO-IL_2_SPP_N | MISO_MO-IL | SPP_N | 2030 | B7 | 400 | 0 | 2000 | 0 | 0 |  | 0 |  | 0 | 0 |  | 0 | 0
MISO_MO-IL_2_SPP_N | MISO_MO-IL | SPP_N | 2030 | B8 | 500 | 0 | 2000 | 0 | 0 |  | 0 |  | 0 | 0 |  | 0 | 0
MISO_MO-IL_2_SPP_N | MISO_MO-IL | SPP_N | 2030 | B9 | 800 | 0 | 2000 | 0 | 0 |  | 0 |  | 0 | 0 |  | 0 | 0
MISO_MO-IL_2_SPP_N | MISO_MO-IL | SPP_N | 2030 | B10 | 1262 | 0 | 2000 | 0 | 0 |  | 0 |  | 0 | 0 |  | 0 | 0
MISO_MO-IL_2_SPP_N | MISO_MO-IL | SPP_N | 2030 | B11 | 25 | 0 | 2000 | 0 | 0 |  | 0 |  | 0 | 0 |  | 0 | 0
MISO_MO-IL_2_SPP_N | MISO_MO-IL | SPP_N | 2030 | B12 | 200 | 0 | 2000 | 0 | 0 |  | 0 |  | 0 | 0 |  | 0 | 0
MISO_MO-IL_2_SPP_N | MISO_MO-IL | SPP_N | 2030 | B13 | 600 | 0 | 2000 | 0 | 0 |  | 0 |  | 0 | 0 |  | 0 | 0
MISO_MO-IL_2_SPP_N | MISO_MO-IL | SPP_N | 2030 | B14 | 900 | 0 | 2000 | 0 | 0 |  | 0 |  | 0 | 0 |  | 0 | 0
MISO_MO-IL_2_SPP_N | MISO_MO-IL | SPP_N | 2030 | B15 | 1203 | 0 | 2000 | 0 | 0 |  | 0 |  | 0 | 0 |  | 0 | 0
MISO_MO-IL_2_SPP_N | MISO_MO-IL | SPP_N | 2030 | B16 | 25 | 0 | 2000 | 0 | 0 |  | 0 |  | 0 | 0 |  | 0 | 0
MISO_MO-IL_2_SPP_N | MISO_MO-IL | SPP_N | 2030 | B17 | 100 | 0 | 2000 | 0 | 0 |  | 0 |  | 0 | 0 |  | 0 | 0
MISO_MO-IL_2_SPP_N | MISO_MO-IL | SPP_N | 2030 | B18 | 400 | 0 | 2000 | 0 | 0 |  | 0 |  | 0 | 0 |  | 0 | 0
MISO_MO-IL_2_SPP_N | MISO_MO-IL | SPP_N | 2030 | B19 | 700 | 0 | 2000 | 0 | 0 |  | 0 |  | 0 | 0 |  | 0 | 0
MISO_MO-IL_2_SPP_N | MISO_MO-IL | SPP_N | 2030 | B20 | 935 | 0 | 2000 | 0 | 0 |  | 0 |  | 0 | 0 |  | 0 | 0
MISO_MO-IL_2_SPP_N | MISO_MO-IL | SPP_N | 2035 | B1 | 10 | 0 | 2000 | 0 | 0 |  | 0 |  | 0 | 0 |  | 0 | 0
MISO_MO-IL_2_SPP_N | MISO_MO-IL | SPP_N | 2035 | B2 | 25 | 0 | 2000 | 0 | 0 |  | 0 |  | 0 | 0 |  | 0 | 0
MISO_MO-IL_2_SPP_N | MISO_MO-IL | SPP_N | 2035 | B3 | 75 | 0 | 2000 | 0 | 0 |  | 0 |  | 0 | 0 |  | 0 | 0
MISO_MO-IL_2_SPP_N | MISO_MO-IL | SPP_N | 2035 | B4 | 100 | 0 | 2000 | 0 | 0 |  | 0 |  | 0 | 0 |  | 0 | 0
MISO_MO-IL_2_SPP_N | MISO_MO-IL | SPP_N | 2035 | B5 | 200 | 0 | 2000 | 0 | 0 |  | 0 |  | 0 | 0 |  | 0 | 0
MISO_MO-IL_2_SPP_N | MISO_MO-IL | SPP_N | 2035 | B6 | 300 | 0 | 2000 | 0 | 0 |  | 0 |  | 0 | 0 |  | 0 | 0
MISO_MO-IL_2_SPP_N | MISO_MO-IL | SPP_N | 2035 | B7 | 400 | 0 | 2000 | 0 | 0 |  | 0 |  | 0 | 0 |  | 0 | 0
MISO_MO-IL_2_SPP_N | MISO_MO-IL | SPP_N | 2035 | B8 | 500 | 0 | 2000 | 0 | 0 |  | 0 |  | 0 | 0 |  | 0 | 0
MISO_MO-IL_2_SPP_N | MISO_MO-IL | SPP_N | 2035 | B9 | 800 | 0 | 2000 | 0 | 0 |  | 0 |  | 0 | 0 |  | 0 | 0
MISO_MO-IL_2_SPP_N | MISO_MO-IL | SPP_N | 2035 | B10 | 1262 | 0 | 2000 | 0 | 0 |  | 0 |  | 0 | 0 |  | 0 | 0
MISO_MO-IL_2_SPP_N | MISO_MO-IL | SPP_N | 2035 | B11 | 25 | 0 | 2000 | 1266.54 | 0 |  | 0 |  | 0 | 0 |  | 0 | 0
MISO_MO-IL_2_SPP_N | MISO_MO-IL | SPP_N | 2035 | B12 | 200 | 0 | 2000 | 0 | 0 |  | 0 |  | 0 | 0 |  | 0 | 0
MISO_MO-IL_2_SPP_N | MISO_MO-IL | SPP_N | 2035 | B13 | 600 | 0 | 2000 | 0 | 0 |  | 0 |  | 0 | 0 |  | 0 | 0
MISO_MO-IL_2_SPP_N | MISO_MO-IL | SPP_N | 2035 | B14 | 900 | 0 | 2000 | 0 | 0 |  | 0 |  | 0 | 0 |  | 0 | 0
MISO_MO-IL_2_SPP_N | MISO_MO-IL | SPP_N | 2035 | B15 | 1203 | 0 | 2000 | 0 | 0 |  | 0 |  | 0 | 0 |  | 0 | 0
MISO_MO-IL_2_SPP_N | MISO_MO-IL | SPP_N | 2035 | B16 | 25 | 0 | 2000 | 0 | 0 |  | 0 |  | 0 | 0 |  | 0 | 0
MISO_MO-IL_2_SPP_N | MISO_MO-IL | SPP_N | 2035 | B17 | 100 | 0 | 2000 | 0 | 0 |  | 0 |  | 0 | 0 |  | 0 | 0
MISO_MO-IL_2_SPP_N | MISO_MO-IL | SPP_N | 2035 | B18 | 400 | 0 | 2000 | 0 | 0 |  | 0 |  | 0 | 0 |  | 0 | 0
MISO_MO-IL_2_SPP_N | MISO_MO-IL | SPP_N | 2035 | B19 | 700 | 0 | 2000 | 0 | 0 |  | 0 |  | 0 | 0 |  | 0 | 0
MISO_MO-IL_2_SPP_N | MISO_MO-IL | SPP_N | 2035 | B20 | 935 | 0 | 2000 | 0 | 0 |  | 0 |  | 0 | 0 |  | 0 | 0
MISO_MO-IL_2_SPP_N | MISO_MO-IL | SPP_N | 2040 | B1 | 10 | 0 | 2000 | 0 | 0 |  | 0 |  | 0 | 0 |  | 0 | 0
MISO_MO-IL_2_SPP_N | MISO_MO-IL | SPP_N | 2040 | B2 | 25 | 0 | 2000 | 0 | 0 |  | 0 |  | 0 | 0 |  | 0 | 0
MISO_MO-IL_2_SPP_N | MISO_MO-IL | SPP_N | 2040 | B3 | 75 | 0 | 2000 | 0 | 0 |  | 0 |  | 0 | 0 |  | 0 | 0
MISO_MO-IL_2_SPP_N | MISO_MO-IL | SPP_N | 2040 | B4 | 100 | 0 | 2000 | 0 | 0 |  | 0 |  | 0 | 0 |  | 0 | 0
MISO_MO-IL_2_SPP_N | MISO_MO-IL | SPP_N | 2040 | B5 | 200 | 0 | 2000 | 0 | 0 |  | 0 |  | 0 | 0 |  | 0 | 0
MISO_MO-IL_2_SPP_N | MISO_MO-IL | SPP_N | 2040 | B6 | 300 | 0 | 2000 | 1208.66 | 0 |  | 0 |  | 0 | 0 |  | 0 | 0
MISO_MO-IL_2_SPP_N | MISO_MO-IL | SPP_N | 2040 | B7 | 400 | 0 | 2000 | 98.97 | 0 |  | 0 |  | 0 | 0 |  | 0 | 0
MISO_MO-IL_2_SPP_N | MISO_MO-IL | SPP_N | 2040 | B8 | 500 | 0 | 2000 | 0 | 0 |  | 0 |  | 0 | 0 |  | 0 | 0
MISO_MO-IL_2_SPP_N | MISO_MO-IL | SPP_N | 2040 | B9 | 800 | 0 | 2000 | 0 | 0 |  | 0 |  | 0 | 0 |  | 0 | 0
MISO_MO-IL_2_SPP_N | MISO_MO-IL | SPP_N | 2040 | B10 | 1262 | 0 | 2000 | 0 | 0 |  | 0 |  | 0 | 0 |  | 0 | 0
MISO_MO-IL_2_SPP_N | MISO_MO-IL | SPP_N | 2040 | B11 | 25 | 0 | 2000 | 413.82 | 0 |  | 0 |  | 0 | 0 |  | 0 | 0
MISO_MO-IL_2_SPP_N | MISO_MO-IL | SPP_N | 2040 | B12 | 200 | 0 | 2000 | 0 | 0 |  | 0 |  | 0 | 0 |  | 0 | 0
MISO_MO-IL_2_SPP_N | MISO_MO-IL | SPP_N | 2040 | B13 | 600 | 0 | 2000 | 0 | 0 |  | 0 |  | 0 | 0 |  | 0 | 0
MISO_MO-IL_2_SPP_N | MISO_MO-IL | SPP_N | 2040 | B14 | 900 | 0 | 2000 | 0 | 0 |  | 0 |  | 0 | 0 |  | 0 | 0
MISO_MO-IL_2_SPP_N | MISO_MO-IL | SPP_N | 2040 | B15 | 1203 | 0 | 2000 | 0 | 0 |  | 0 |  | 0 | 0 |  | 0 | 0
MISO_MO-IL_2_SPP_N | MISO_MO-IL | SPP_N | 2040 | B16 | 25 | 0 | 2000 | 0 | 0 |  | 0 |  | 0 | 0 |  | 0 | 0
MISO_MO-IL_2_SPP_N | MISO_MO-IL | SPP_N | 2040 | B17 | 100 | 0 | 2000 | 0 | 0 |  | 0 |  | 0 | 0 |  | 0 | 0
MISO_MO-IL_2_SPP_N | MISO_MO-IL | SPP_N | 2040 | B18 | 400 | 0 | 2000 | 0 | 0 |  | 0 |  | 0 | 0 |  | 0 | 0
MISO_MO-IL_2_SPP_N | MISO_MO-IL | SPP_N | 2040 | B19 | 700 | 0 | 2000 | 0 | 0 |  | 0 |  | 0 | 0 |  | 0 | 0
MISO_MO-IL_2_SPP_N | MISO_MO-IL | SPP_N | 2040 | B20 | 935 | 0 | 2000 | 0 | 0 |  | 0 |  | 0 | 0 |  | 0 | 0
MISO_MO-IL_2_SPP_N | MISO_MO-IL | SPP_N | 2045 | B1 | 10 | 0 | 2000 | 0 | 0 |  | 0 |  | 0 | 0 |  | 0 | 0
MISO_MO-IL_2_SPP_N | MISO_MO-IL | SPP_N | 2045 | B2 | 25 | 0 | 2000 | 0 | 0 |  | 0 |  | 0 | 0 |  | 0 | 0
MISO_MO-IL_2_SPP_N | MISO_MO-IL | SPP_N | 2045 | B3 | 75 | 0 | 2000 | 0 | 0 |  | 0 |  | 0 | 0 |  | 0 | 0
MISO_MO-IL_2_SPP_N | MISO_MO-IL | SPP_N | 2045 | B4 | 100 | 0 | 2000 | 0 | 0 |  | 0 |  | 0 | 0 |  | 0 | 0
MISO_MO-IL_2_SPP_N | MISO_MO-IL | SPP_N | 2045 | B5 | 200 | 0 | 2000 | 0 | 0 |  | 0 |  | 0 | 0 |  | 0 | 0
MISO_MO-IL_2_SPP_N | MISO_MO-IL | SPP_N | 2045 | B6 | 300 | 0 | 2000 | 0 | 0 |  | 0 |  | 0 | 0 |  | 0 | 0
MISO_MO-IL_2_SPP_N | MISO_MO-IL | SPP_N | 2045 | B7 | 400 | 0 | 2000 | 0 | 0 |  | 0 |  | 0 | 0 |  | 0 | 0
MISO_MO-IL_2_SPP_N | MISO_MO-IL | SPP_N | 2045 | B8 | 500 | 0 | 2000 | 0 | 0 |  | 0 |  | 0 | 0 |  | 0 | 0
MISO_MO-IL_2_SPP_N | MISO_MO-IL | SPP_N | 2045 | B9 | 800 | 0 | 2000 | 0 | 0 |  | 0 |  | 0 | 0 |  | 0 | 0
MISO_MO-IL_2_SPP_N | MISO_MO-IL | SPP_N | 2045 | B10 | 1262 | 0 | 2000 | 0 | 0 |  | 0 |  | 0 | 0 |  | 0 | 0
MISO_MO-IL_2_SPP_N | MISO_MO-IL | SPP_N | 2045 | B11 | 25 | 0 | 2000 | 0 | 0 |  | 0 |  | 0 | 0 |  | 0 | 0
MISO_MO-IL_2_SPP_N | MISO_MO-IL | SPP_N | 2045 | B12 | 200 | 0 | 2000 | 0 | 0 |  | 0 |  | 0 | 0 |  | 0 | 0
MISO_MO-IL_2_SPP_N | MISO_MO-IL | SPP_N | 2045 | B13 | 600 | 0 | 2000 | 0 | 0 |  | 0 |  | 0 | 0 |  | 0 | 0
MISO_MO-IL_2_SPP_N | MISO_MO-IL | SPP_N | 2045 | B14 | 900 | 0 | 2000 | 0 | 0 |  | 0 |  | 0 | 0 |  | 0 | 0
MISO_MO-IL_2_SPP_N | MISO_MO-IL | SPP_N | 2045 | B15 | 1203 | 0 | 2000 | 0 | 0 |  | 0 |  | 0 | 0 |  | 0 | 0
MISO_MO-IL_2_SPP_N | MISO_MO-IL | SPP_N | 2045 | B16 | 25 | 0 | 2000 | 0 | 0 |  | 0 |  | 0 | 0 |  | 0 | 0
MISO_MO-IL_2_SPP_N | MISO_MO-IL | SPP_N | 2045 | B17 | 100 | 0 | 2000 | 0 | 0 |  | 0 |  | 0 | 0 |  | 0 | 0
MISO_MO-IL_2_SPP_N | MISO_MO-IL | SPP_N | 2045 | B18 | 400 | 0 | 2000 | 0 | 0 |  | 0 |  | 0 | 0 |  | 0 | 0
MISO_MO-IL_2_SPP_N | MISO_MO-IL | SPP_N | 2045 | B19 | 700 | 0 | 2000 | 0 | 0 |  | 0 |  | 0 | 0 |  | 0 | 0
MISO_MO-IL_2_SPP_N | MISO_MO-IL | SPP_N | 2045 | B20 | 935 | 0 | 2000 | 0 | 0 |  | 0 |  | 0 | 0 |  | 0 | 0
MISO_MO-IL_2_SPP_N | MISO_MO-IL | SPP_N | 2050 | B1 | 10 | 0 | 2000 | 0 | 0 |  | 0 |  | 0 | 0 |  | 0 | 0
MISO_MO-IL_2_SPP_N | MISO_MO-IL | SPP_N | 2050 | B2 | 25 | 0 | 2000 | 0 | 0 |  | 0 |  | 0 | 0 |  | 0 | 0
MISO_MO-IL_2_SPP_N | MISO_MO-IL | SPP_N | 2050 | B3 | 75 | 0 | 2000 | 0 | 0 |  | 0 |  | 0 | 0 |  | 0 | 0
MISO_MO-IL_2_SPP_N | MISO_MO-IL | SPP_N | 2050 | B4 | 100 | 0 | 2000 | 0 | 0 |  | 0 |  | 0 | 0 |  | 0 | 0
MISO_MO-IL_2_SPP_N | MISO_MO-IL | SPP_N | 2050 | B5 | 200 | 0 | 2000 | 0 | 0 |  | 0 |  | 0 | 0 |  | 0 | 0
MISO_MO-IL_2_SPP_N | MISO_MO-IL | SPP_N | 2050 | B6 | 300 | 0 | 2000 | 763.27 | 0 |  | 0 |  | 0 | 0 |  | 0 | 0
MISO_MO-IL_2_SPP_N | MISO_MO-IL | SPP_N | 2050 | B7 | 400 | 0 | 2000 | 0 | 0 |  | 0 |  | 0 | 0 |  | 0 | 0
MISO_MO-IL_2_SPP_N | MISO_MO-IL | SPP_N | 2050 | B8 | 500 | 0 | 2000 | 0 | 0 |  | 0 |  | 0 | 0 |  | 0 | 0
MISO_MO-IL_2_SPP_N | MISO_MO-IL | SPP_N | 2050 | B9 | 800 | 0 | 2000 | 0 | 0 |  | 0 |  | 0 | 0 |  | 0 | 0
MISO_MO-IL_2_SPP_N | MISO_MO-IL | SPP_N | 2050 | B10 | 1262 | 0 | 2000 | 0 | 0 |  | 0 |  | 0 | 0 |  | 0 | 0
MISO_MO-IL_2_SPP_N | MISO_MO-IL | SPP_N | 2050 | B11 | 25 | 0 | 2000 | 0 | 0 |  | 0 |  | 0 | 0 |  | 0 | 0
MISO_MO-IL_2_SPP_N | MISO_MO-IL | SPP_N | 2050 | B12 | 200 | 0 | 2000 | 0 | 0 |  | 0 |  | 0 | 0 |  | 0 | 0
MISO_MO-IL_2_SPP_N | MISO_MO-IL | SPP_N | 2050 | B13 | 600 | 0 | 2000 | 0 | 0 |  | 0 |  | 0 | 0 |  | 0 | 0
MISO_MO-IL_2_SPP_N | MISO_MO-IL | SPP_N | 2050 | B14 | 900 | 0 | 2000 | 0 | 0 |  | 0 |  | 0 | 0 |  | 0 | 0
MISO_MO-IL_2_SPP_N | MISO_MO-IL | SPP_N | 2050 | B15 | 1203 | 0 | 2000 | 0 | 0 |  | 0 |  | 0 | 0 |  | 0 | 0
MISO_MO-IL_2_SPP_N | MISO_MO-IL | SPP_N | 2050 | B16 | 25 | 0 | 2000 | 0 | 0 |  | 0 |  | 0 | 0 |  | 0 | 0
MISO_MO-IL_2_SPP_N | MISO_MO-IL | SPP_N | 2050 | B17 | 100 | 0 | 2000 | 0 | 0 |  | 0 |  | 0 | 0 |  | 0 | 0
MISO_MO-IL_2_SPP_N | MISO_MO-IL | SPP_N | 2050 | B18 | 400 | 0 | 2000 | 0 | 0 |  | 0 |  | 0 | 0 |  | 0 | 0
MISO_MO-IL_2_SPP_N | MISO_MO-IL | SPP_N | 2050 | B19 | 700 | 0 | 2000 | 0 | 0 |  | 0 |  | 0 | 0 |  | 0 | 0
MISO_MO-IL_2_SPP_N | MISO_MO-IL | SPP_N | 2050 | B20 | 935 | 0 | 2000 | 0 | 0 |  | 0 |  | 0 | 0 |  | 0 | 0
MISO_MO-IL_2_TVA_Transmission | MISO_MO-IL | TVA_Transmission | 2015 | B1 | 10 | 0 | 4000 | 238.21 | 1145.47 |  | 0 |  | 0 | 0 |  | 0 | 0
MISO_MO-IL_2_TVA_Transmission | MISO_MO-IL | TVA_Transmission | 2015 | B2 | 25 | 0 | 4000 | 0 | 175.03 |  | 0 |  | 0 | 0 |  | 0 | 0
MISO_MO-IL_2_TVA_Transmission | MISO_MO-IL | TVA_Transmission | 2015 | B3 | 75 | 0 | 4000 | 0 | 0 |  | 0 |  | 0 | 0 |  | 0 | 0
MISO_MO-IL_2_TVA_Transmission | MISO_MO-IL | TVA_Transmission | 2015 | B4 | 100 | 0 | 4000 | 0 | 0 |  | 0 |  | 0 | 0 |  | 0 | 0
MISO_MO-IL_2_TVA_Transmission | MISO_MO-IL | TVA_Transmission | 2015 | B5 | 200 | 0 | 4000 | 0 | 0 |  | 0 |  | 0 | 0 |  | 0 | 0
MISO_MO-IL_2_TVA_Transmission | MISO_MO-IL | TVA_Transmission | 2015 | B6 | 300 | 0 | 4000 | 0 | 0 |  | 0 |  | 0 | 0 |  | 0 | 0
MISO_MO-IL_2_TVA_Transmission | MISO_MO-IL | TVA_Transmission | 2015 | B7 | 400 | 0 | 4000 | 0 | 0 |  | 0 |  | 0 | 0 |  | 0 | 0
MISO_MO-IL_2_TVA_Transmission | MISO_MO-IL | TVA_Transmission | 2015 | B8 | 500 | 0 | 4000 | 0 | 0 |  | 0 |  | 0 | 0 |  | 0 | 0
MISO_MO-IL_2_TVA_Transmission | MISO_MO-IL | TVA_Transmission | 2015 | B9 | 800 | 0 | 4000 | 0 | 0 |  | 0 |  | 0 | 0 |  | 0 | 0
MISO_MO-IL_2_TVA_Transmission | MISO_MO-IL | TVA_Transmission | 2015 | B10 | 1262 | 0 | 4000 | 0 | 0 |  | 0 |  | 0 | 0 |  | 0 | 0
MISO_MO-IL_2_TVA_Transmission | MISO_MO-IL | TVA_Transmission | 2015 | B11 | 25 | 0 | 4000 | 0 | 0 |  | 0 |  | 0 | 0 |  | 0 | 0
MISO_MO-IL_2_TVA_Transmission | MISO_MO-IL | TVA_Transmission | 2015 | B12 | 200 | 0 | 4000 | 0 | 0 |  | 0 |  | 0 | 0 |  | 0 | 0
MISO_MO-IL_2_TVA_Transmission | MISO_MO-IL | TVA_Transmission | 2015 | B13 | 600 | 0 | 4000 | 0 | 0 |  | 0 |  | 0 | 0 |  | 0 | 0
MISO_MO-IL_2_TVA_Transmission | MISO_MO-IL | TVA_Transmission | 2015 | B14 | 900 | 0 | 4000 | 0 | 0 |  | 0 |  | 0 | 0 |  | 0 | 0
MISO_MO-IL_2_TVA_Transmission | MISO_MO-IL | TVA_Transmission | 2015 | B15 | 1203 | 0 | 4000 | 0 | 0 |  | 0 |  | 0 | 0 |  | 0 | 0
MISO_MO-IL_2_TVA_Transmission | MISO_MO-IL | TVA_Transmission | 2015 | B16 | 25 | 0 | 4000 | 1177.96 | 973.51 |  | 0 |  | 0 | 0 |  | 0 | 0
MISO_MO-IL_2_TVA_Transmission | MISO_MO-IL | TVA_Transmission | 2015 | B17 | 100 | 0 | 4000 | 0 | 0 |  | 0 |  | 0 | 0 |  | 0 | 0
MISO_MO-IL_2_TVA_Transmission | MISO_MO-IL | TVA_Transmission | 2015 | B18 | 400 | 0 | 4000 | 0 | 0 |  | 0 |  | 0 | 0 |  | 0 | 0
MISO_MO-IL_2_TVA_Transmission | MISO_MO-IL | TVA_Transmission | 2015 | B19 | 700 | 0 | 4000 | 0 | 0 |  | 0 |  | 0 | 0 |  | 0 | 0
MISO_MO-IL_2_TVA_Transmission | MISO_MO-IL | TVA_Transmission | 2015 | B20 | 935 | 0 | 4000 | 0 | 0 |  | 0 |  | 0 | 0 |  | 0 | 0
MISO_MO-IL_2_TVA_Transmission | MISO_MO-IL | TVA_Transmission | 2020 | B1 | 10 | 0 | 4000 | 4000 | 0 |  | 0 |  | 5.1635 | 0 |  | 5.1635 | 3.8726
MISO_MO-IL_2_TVA_Transmission | MISO_MO-IL | TVA_Transmission | 2020 | B2 | 25 | 0 | 4000 | 1670.89 | 3899.67 |  | 0 |  | 0 | 0 |  | 0 | 3.8726
MISO_MO-IL_2_TVA_Transmission | MISO_MO-IL | TVA_Transmission | 2020 | B3 | 75 | 0 | 4000 | 1431.28 | 1464.81 |  | 0 |  | 0 | 0 |  | 0 | 3.8726
MISO_MO-IL_2_TVA_Transmission | MISO_MO-IL | TVA_Transmission | 2020 | B4 | 100 | 0 | 4000 | 730.47 | 764 |  | 0 |  | 0 | 0 |  | 0 | 3.8726
MISO_MO-IL_2_TVA_Transmission | MISO_MO-IL | TVA_Transmission | 2020 | B5 | 200 | 0 | 4000 | 0 | 0 |  | 0 |  | 0 | 0 |  | 0 | 3.8726
MISO_MO-IL_2_TVA_Transmission | MISO_MO-IL | TVA_Transmission | 2020 | B6 | 300 | 0 | 4000 | 0 | 700 |  | 0 |  | 0 | 0 |  | 0 | 3.8726
MISO_MO-IL_2_TVA_Transmission | MISO_MO-IL | TVA_Transmission | 2020 | B7 | 400 | 0 | 4000 | 1496.81 | 700 |  | 0 |  | 0 | 0 |  | 0 | 3.8726
MISO_MO-IL_2_TVA_Transmission | MISO_MO-IL | TVA_Transmission | 2020 | B8 | 500 | 0 | 4000 | 0 | 0 |  | 0 |  | 0 | 0 |  | 0 | 3.8726
MISO_MO-IL_2_TVA_Transmission | MISO_MO-IL | TVA_Transmission | 2020 | B9 | 800 | 0 | 4000 | 0 | 0 |  | 0 |  | 0 | 0 |  | 0 | 3.8726
MISO_MO-IL_2_TVA_Transmission | MISO_MO-IL | TVA_Transmission | 2020 | B10 | 1262 | 0 | 4000 | 0 | 0 |  | 0 |  | 0 | 0 |  | 0 | 3.8726
MISO_MO-IL_2_TVA_Transmission | MISO_MO-IL | TVA_Transmission | 2020 | B11 | 25 | 0 | 4000 | 0 | 3092.98 |  | 0 |  | 0 | 0 |  | 0 | 3.8726
MISO_MO-IL_2_TVA_Transmission | MISO_MO-IL | TVA_Transmission | 2020 | B12 | 200 | 0 | 4000 | 0 | 0 |  | 0 |  | 0 | 0 |  | 0 | 3.8726
MISO_MO-IL_2_TVA_Transmission | MISO_MO-IL | TVA_Transmission | 2020 | B13 | 600 | 0 | 4000 | 0 | 0 |  | 0 |  | 0 | 0 |  | 0 | 3.8726
MISO_MO-IL_2_TVA_Transmission | MISO_MO-IL | TVA_Transmission | 2020 | B14 | 900 | 0 | 4000 | 0 | 0 |  | 0 |  | 0 | 0 |  | 0 | 3.8726
MISO_MO-IL_2_TVA_Transmission | MISO_MO-IL | TVA_Transmission | 2020 | B15 | 1203 | 0 | 4000 | 0 | 0 |  | 0 |  | 0 | 0 |  | 0 | 3.8726
MISO_MO-IL_2_TVA_Transmission | MISO_MO-IL | TVA_Transmission | 2020 | B16 | 25 | 0 | 4000 | 589.04 | 609.59 |  | 0 |  | 0 | 0 |  | 0 | 3.8726
MISO_MO-IL_2_TVA_Transmission | MISO_MO-IL | TVA_Transmission | 2020 | B17 | 100 | 0 | 4000 | 0 | 0 |  | 0 |  | 0 | 0 |  | 0 | 3.8726
MISO_MO-IL_2_TVA_Transmission | MISO_MO-IL | TVA_Transmission | 2020 | B18 | 400 | 0 | 4000 | 0 | 0 |  | 0 |  | 0 | 0 |  | 0 | 3.8726
MISO_MO-IL_2_TVA_Transmission | MISO_MO-IL | TVA_Transmission | 2020 | B19 | 700 | 0 | 4000 | 0 | 0 |  | 0 |  | 0 | 0 |  | 0 | 3.8726
MISO_MO-IL_2_TVA_Transmission | MISO_MO-IL | TVA_Transmission | 2020 | B20 | 935 | 0 | 4000 | 145.32 | 290.13 |  | 0 |  | 0 | 0 |  | 0 | 3.8726
MISO_MO-IL_2_TVA_Transmission | MISO_MO-IL | TVA_Transmission | 2025 | B1 | 10 | 0 | 4000 | 4000 | 2920.24 |  | 0 |  | 8.0004 | 0 |  | 0.036398 | 0.80433
MISO_MO-IL_2_TVA_Transmission | MISO_MO-IL | TVA_Transmission | 2025 | B2 | 25 | 0 | 4000 | 4000 | 4000 |  | 0 |  | 8.0004 | 0.27301 |  | 0.090996 | 0.80433
MISO_MO-IL_2_TVA_Transmission | MISO_MO-IL | TVA_Transmission | 2025 | B3 | 75 | 0 | 4000 | 2680 | 4000 |  | 0 |  | 0 | 0.34423 |  | 0 | 0.80433
MISO_MO-IL_2_TVA_Transmission | MISO_MO-IL | TVA_Transmission | 2025 | B4 | 100 | 0 | 4000 | 1997.03 | 1513.28 |  | 0 |  | 0 | 0 |  | 0 | 0.80433
MISO_MO-IL_2_TVA_Transmission | MISO_MO-IL | TVA_Transmission | 2025 | B5 | 200 | 0 | 4000 | 431.03 | 0 |  | 0 |  | 0 | 0 |  | 0 | 0.80433
MISO_MO-IL_2_TVA_Transmission | MISO_MO-IL | TVA_Transmission | 2025 | B6 | 300 | 0 | 4000 | 0 | 0 |  | 0 |  | 0 | 0 |  | 0 | 0.80433
MISO_MO-IL_2_TVA_Transmission | MISO_MO-IL | TVA_Transmission | 2025 | B7 | 400 | 0 | 4000 | 148.17 | 0 |  | 0 |  | 0 | 0 |  | 0 | 0.80433
MISO_MO-IL_2_TVA_Transmission | MISO_MO-IL | TVA_Transmission | 2025 | B8 | 500 | 0 | 4000 | 11.05 | 0 |  | 0 |  | 0 | 0 |  | 0 | 0.80433
MISO_MO-IL_2_TVA_Transmission | MISO_MO-IL | TVA_Transmission | 2025 | B9 | 800 | 0 | 4000 | 0 | 0 |  | 0 |  | 0 | 0 |  | 0 | 0.80433
MISO_MO-IL_2_TVA_Transmission | MISO_MO-IL | TVA_Transmission | 2025 | B10 | 1262 | 0 | 4000 | 517.7 | 0 |  | 0 |  | 0 | 0 |  | 0 | 0.80433
MISO_MO-IL_2_TVA_Transmission | MISO_MO-IL | TVA_Transmission | 2025 | B11 | 25 | 0 | 4000 | 3888.97 | 1167.98 |  | 0 |  | 0 | 0 |  | 0 | 0.80433
MISO_MO-IL_2_TVA_Transmission | MISO_MO-IL | TVA_Transmission | 2025 | B12 | 200 | 0 | 4000 | 1079.12 | 0 |  | 0 |  | 0 | 0 |  | 0 | 0.80433
MISO_MO-IL_2_TVA_Transmission | MISO_MO-IL | TVA_Transmission | 2025 | B13 | 600 | 0 | 4000 | 0 | 0 |  | 0 |  | 0 | 0 |  | 0 | 0.80433
MISO_MO-IL_2_TVA_Transmission | MISO_MO-IL | TVA_Transmission | 2025 | B14 | 900 | 0 | 4000 | 1929.71 | 0 |  | 0 |  | 0 | 0 |  | 0 | 0.80433
MISO_MO-IL_2_TVA_Transmission | MISO_MO-IL | TVA_Transmission | 2025 | B15 | 1203 | 0 | 4000 | 4000 | 2187.32 |  | 0 |  | 0.81903 | 0 |  | 0.44827 | 0.80433
MISO_MO-IL_2_TVA_Transmission | MISO_MO-IL | TVA_Transmission | 2025 | B16 | 25 | 0 | 4000 | 4000 | 373.23 |  | 0 |  | 26.3633 | 0 |  | 0.29986 | 0.80433
MISO_MO-IL_2_TVA_Transmission | MISO_MO-IL | TVA_Transmission | 2025 | B17 | 100 | 0 | 4000 | 3504.67 | 0 |  | 0 |  | 0 | 0 |  | 0 | 0.80433
MISO_MO-IL_2_TVA_Transmission | MISO_MO-IL | TVA_Transmission | 2025 | B18 | 400 | 0 | 4000 | 0 | 0 |  | 0 |  | 0 | 0 |  | 0 | 0.80433
MISO_MO-IL_2_TVA_Transmission | MISO_MO-IL | TVA_Transmission | 2025 | B19 | 700 | 0 | 4000 | 0 | 0 |  | 0 |  | 0 | 0 |  | 0 | 0.80433
MISO_MO-IL_2_TVA_Transmission | MISO_MO-IL | TVA_Transmission | 2025 | B20 | 935 | 0 | 4000 | 4000 | 626.8 |  | 0 |  | 0.46293 | 0 |  | 0.19692 | 0.80433
MISO_MO-IL_2_TVA_Transmission | MISO_MO-IL | TVA_Transmission | 2030 | B1 | 10 | 0 | 4000 | 4000 | 4000 |  | 0 |  | 590.5444 | 8.4158 |  | 2.3641 | 9.2823
MISO_MO-IL_2_TVA_Transmission | MISO_MO-IL | TVA_Transmission | 2030 | B2 | 25 | 0 | 4000 | 4000 | 4000 |  | 0 |  | 581.6893 | 8.4158 |  | 5.8216 | 9.2823
MISO_MO-IL_2_TVA_Transmission | MISO_MO-IL | TVA_Transmission | 2030 | B3 | 75 | 0 | 4000 | 3277.37 | 4000 |  | 0 |  | 0 | 5.9825 |  | 0 | 9.2823
MISO_MO-IL_2_TVA_Transmission | MISO_MO-IL | TVA_Transmission | 2030 | B4 | 100 | 0 | 4000 | 589.77 | 757.64 |  | 0 |  | 0 | 0 |  | 0 | 9.2823
MISO_MO-IL_2_TVA_Transmission | MISO_MO-IL | TVA_Transmission | 2030 | B5 | 200 | 0 | 4000 | 0 | 0 |  | 0 |  | 0 | 0 |  | 0 | 9.2823
MISO_MO-IL_2_TVA_Transmission | MISO_MO-IL | TVA_Transmission | 2030 | B6 | 300 | 0 | 4000 | 0 | 1292.19 |  | 0 |  | 0 | 0 |  | 0 | 9.2823
MISO_MO-IL_2_TVA_Transmission | MISO_MO-IL | TVA_Transmission | 2030 | B7 | 400 | 0 | 4000 | 0 | 230.01 |  | 0 |  | 0 | 0 |  | 0 | 9.2823
MISO_MO-IL_2_TVA_Transmission | MISO_MO-IL | TVA_Transmission | 2030 | B8 | 500 | 0 | 4000 | 1829.11 | 1345.36 |  | 0 |  | 0 | 0 |  | 0 | 9.2823
MISO_MO-IL_2_TVA_Transmission | MISO_MO-IL | TVA_Transmission | 2030 | B9 | 800 | 0 | 4000 | 2129.67 | 3692.29 |  | 0 |  | 0 | 0 |  | 0 | 9.2823
MISO_MO-IL_2_TVA_Transmission | MISO_MO-IL | TVA_Transmission | 2030 | B10 | 1262 | 0 | 4000 | 0 | 1586.32 |  | 0 |  | 0 | 0 |  | 0 | 9.2823
MISO_MO-IL_2_TVA_Transmission | MISO_MO-IL | TVA_Transmission | 2030 | B11 | 25 | 0 | 4000 | 2360.63 | 3914.72 |  | 0 |  | 0 | 0 |  | 0 | 9.2823
MISO_MO-IL_2_TVA_Transmission | MISO_MO-IL | TVA_Transmission | 2030 | B12 | 200 | 0 | 4000 | 4000 | 3388.53 |  | 0 |  | 2.7776 | 0 |  | 0.22238 | 9.2823
MISO_MO-IL_2_TVA_Transmission | MISO_MO-IL | TVA_Transmission | 2030 | B13 | 600 | 0 | 4000 | 3487.11 | 1987.88 |  | 0 |  | 0 | 0 |  | 0 | 9.2823
MISO_MO-IL_2_TVA_Transmission | MISO_MO-IL | TVA_Transmission | 2030 | B14 | 900 | 0 | 4000 | 3889.41 | 4000 |  | 0 |  | 0 | 0.39171 |  | 0 | 9.2823
MISO_MO-IL_2_TVA_Transmission | MISO_MO-IL | TVA_Transmission | 2030 | B15 | 1203 | 0 | 4000 | 4000 | 4000 |  | 0 |  | 1.8755 | 1.4125 |  | 0.90319 | 9.2823
MISO_MO-IL_2_TVA_Transmission | MISO_MO-IL | TVA_Transmission | 2030 | B16 | 25 | 0 | 4000 | 4000 | 4000 |  | 0 |  | 14.9206 | 8.2853 |  | 0.14933 | 9.2823
MISO_MO-IL_2_TVA_Transmission | MISO_MO-IL | TVA_Transmission | 2030 | B17 | 100 | 0 | 4000 | 4000 | 4000 |  | 0 |  | 8.0241 | 1.2701 |  | 0.32122 | 9.2823
MISO_MO-IL_2_TVA_Transmission | MISO_MO-IL | TVA_Transmission | 2030 | B18 | 400 | 0 | 4000 | 3380.39 | 2597.33 |  | 0 |  | 0 | 0 |  | 0 | 9.2823
MISO_MO-IL_2_TVA_Transmission | MISO_MO-IL | TVA_Transmission | 2030 | B19 | 700 | 0 | 4000 | 3391.84 | 3407.34 |  | 0 |  | 0 | 0 |  | 0 | 9.2823
MISO_MO-IL_2_TVA_Transmission | MISO_MO-IL | TVA_Transmission | 2030 | B20 | 935 | 0 | 4000 | 4000 | 4000 |  | 0 |  | 6.9321 | 0.92586 |  | 2.5947 | 9.2823
MISO_MO-IL_2_TVA_Transmission | MISO_MO-IL | TVA_Transmission | 2035 | B1 | 10 | 0 | 4000 | 4000 | 4000 |  | 0 |  | 513.152 | 5.0685 |  | 1.6564 | 8.0108
MISO_MO-IL_2_TVA_Transmission | MISO_MO-IL | TVA_Transmission | 2035 | B2 | 25 | 0 | 4000 | 4000 | 4000 |  | 0 |  | 499.2166 | 8.0004 |  | 4.0285 | 8.0108
MISO_MO-IL_2_TVA_Transmission | MISO_MO-IL | TVA_Transmission | 2035 | B3 | 75 | 75 | 4000 | 1507.77 | 4000 |  | 132.12 |  | 0 | 8.0122 |  | 0 | 8.0108
MISO_MO-IL_2_TVA_Transmission | MISO_MO-IL | TVA_Transmission | 2035 | B4 | 100 | 0 | 4000 | 0 | 3358.77 |  | 0 |  | 0 | 0 |  | 0 | 8.0108
MISO_MO-IL_2_TVA_Transmission | MISO_MO-IL | TVA_Transmission | 2035 | B5 | 200 | 0 | 4000 | 0 | 1605.26 |  | 0 |  | 0 | 0 |  | 0 | 8.0108
MISO_MO-IL_2_TVA_Transmission | MISO_MO-IL | TVA_Transmission | 2035 | B6 | 300 | 0 | 4000 | 0 | 238.59 |  | 0 |  | 0 | 0 |  | 0 | 8.0108
MISO_MO-IL_2_TVA_Transmission | MISO_MO-IL | TVA_Transmission | 2035 | B7 | 400 | 0 | 4000 | 0 | 0 |  | 0 |  | 0 | 0 |  | 0 | 8.0108
MISO_MO-IL_2_TVA_Transmission | MISO_MO-IL | TVA_Transmission | 2035 | B8 | 500 | 0 | 4000 | 0 | 1650.72 |  | 0 |  | 0 | 0 |  | 0 | 8.0108
MISO_MO-IL_2_TVA_Transmission | MISO_MO-IL | TVA_Transmission | 2035 | B9 | 800 | 0 | 4000 | 0 | 3759.14 |  | 0 |  | 0 | 0 |  | 0 | 8.0108
MISO_MO-IL_2_TVA_Transmission | MISO_MO-IL | TVA_Transmission | 2035 | B10 | 1262 | 0 | 4000 | 1344.06 | 2129.64 |  | 0 |  | 0 | 0 |  | 0 | 8.0108
MISO_MO-IL_2_TVA_Transmission | MISO_MO-IL | TVA_Transmission | 2035 | B11 | 25 | 0 | 4000 | 1265.84 | 3948.52 |  | 0 |  | 0 | 0 |  | 0 | 8.0108
MISO_MO-IL_2_TVA_Transmission | MISO_MO-IL | TVA_Transmission | 2035 | B12 | 200 | 0 | 4000 | 387.96 | 3325.28 |  | 0 |  | 0 | 0 |  | 0 | 8.0108
MISO_MO-IL_2_TVA_Transmission | MISO_MO-IL | TVA_Transmission | 2035 | B13 | 600 | 0 | 4000 | 3178.49 | 1960.33 |  | 0 |  | 0 | 0 |  | 0 | 8.0108
MISO_MO-IL_2_TVA_Transmission | MISO_MO-IL | TVA_Transmission | 2035 | B14 | 900 | 0 | 4000 | 4000 | 4000 |  | 0 |  | 1.1989 | 3.0625 |  | 0.34828 | 8.0108
MISO_MO-IL_2_TVA_Transmission | MISO_MO-IL | TVA_Transmission | 2035 | B15 | 1203 | 0 | 4000 | 4000 | 4000 |  | 0 |  | 6.5166 | 3.9765 |  | 2.5305 | 8.0108
MISO_MO-IL_2_TVA_Transmission | MISO_MO-IL | TVA_Transmission | 2035 | B16 | 25 | 0 | 4000 | 4000 | 4000 |  | 0 |  | 8.0122 | 5.6501 |  | 0.064657 | 8.0108
MISO_MO-IL_2_TVA_Transmission | MISO_MO-IL | TVA_Transmission | 2035 | B17 | 100 | 0 | 4000 | 2901.36 | 4000 |  | 0 |  | 0 | 1.6262 |  | 0 | 8.0108
MISO_MO-IL_2_TVA_Transmission | MISO_MO-IL | TVA_Transmission | 2035 | B18 | 400 | 0 | 4000 | 2116.09 | 3586.7 |  | 0 |  | 0 | 0 |  | 0 | 8.0108
MISO_MO-IL_2_TVA_Transmission | MISO_MO-IL | TVA_Transmission | 2035 | B19 | 700 | 0 | 4000 | 3643.05 | 3388.6 |  | 0 |  | 0 | 0 |  | 0 | 8.0108
MISO_MO-IL_2_TVA_Transmission | MISO_MO-IL | TVA_Transmission | 2035 | B20 | 935 | 0 | 4000 | 4000 | 4000 |  | 0 |  | 6.8015 | 3.1574 |  | 2.0527 | 8.0108
MISO_MO-IL_2_TVA_Transmission | MISO_MO-IL | TVA_Transmission | 2040 | B1 | 10 | 10 | 4000 | 4000 | 4000 |  | 9731.11 |  | 437.7893 | 7.4781 |  | 1.9918 | 10.8412
MISO_MO-IL_2_TVA_Transmission | MISO_MO-IL | TVA_Transmission | 2040 | B2 | 25 | 25 | 4000 | 4000 | 4000 |  | 5186.84 |  | 426.7028 | 7.4781 |  | 4.8533 | 10.8412
MISO_MO-IL_2_TVA_Transmission | MISO_MO-IL | TVA_Transmission | 2040 | B3 | 75 | 75 | 4000 | 2456.61 | 4000 |  | 1137.06 |  | 0 | 7.4781 |  | 0 | 10.8412
MISO_MO-IL_2_TVA_Transmission | MISO_MO-IL | TVA_Transmission | 2040 | B4 | 100 | 0 | 4000 | 0 | 2651.28 |  | 0 |  | 0 | 0 |  | 0 | 10.8412
MISO_MO-IL_2_TVA_Transmission | MISO_MO-IL | TVA_Transmission | 2040 | B5 | 200 | 0 | 4000 | 0 | 492.76 |  | 0 |  | 0 | 0 |  | 0 | 10.8412
MISO_MO-IL_2_TVA_Transmission | MISO_MO-IL | TVA_Transmission | 2040 | B6 | 300 | 0 | 4000 | 0 | 0 |  | 0 |  | 0 | 0 |  | 0 | 10.8412
MISO_MO-IL_2_TVA_Transmission | MISO_MO-IL | TVA_Transmission | 2040 | B7 | 400 | 0 | 4000 | 0 | 0 |  | 0 |  | 0 | 0 |  | 0 | 10.8412
MISO_MO-IL_2_TVA_Transmission | MISO_MO-IL | TVA_Transmission | 2040 | B8 | 500 | 0 | 4000 | 0 | 39.22 |  | 0 |  | 0 | 0 |  | 0 | 10.8412
MISO_MO-IL_2_TVA_Transmission | MISO_MO-IL | TVA_Transmission | 2040 | B9 | 800 | 0 | 4000 | 0 | 2355 |  | 0 |  | 0 | 0 |  | 0 | 10.8412
MISO_MO-IL_2_TVA_Transmission | MISO_MO-IL | TVA_Transmission | 2040 | B10 | 1262 | 0 | 4000 | 2354.34 | 4000 |  | 0 |  | 0 | 1.092 |  | 0 | 10.8412
MISO_MO-IL_2_TVA_Transmission | MISO_MO-IL | TVA_Transmission | 2040 | B11 | 25 | 0 | 4000 | 2668.02 | 2688.22 |  | 0 |  | 0 | 0 |  | 0 | 10.8412
MISO_MO-IL_2_TVA_Transmission | MISO_MO-IL | TVA_Transmission | 2040 | B12 | 200 | 0 | 4000 | 1499.03 | 2868.97 |  | 0 |  | 0 | 0 |  | 0 | 10.8412
MISO_MO-IL_2_TVA_Transmission | MISO_MO-IL | TVA_Transmission | 2040 | B13 | 600 | 0 | 4000 | 1316.06 | 1538.81 |  | 0 |  | 0 | 0 |  | 0 | 10.8412
MISO_MO-IL_2_TVA_Transmission | MISO_MO-IL | TVA_Transmission | 2040 | B14 | 900 | 0 | 4000 | 3184.9 | 4000 |  | 0 |  | 0 | 0.02374 |  | 0 | 10.8412
MISO_MO-IL_2_TVA_Transmission | MISO_MO-IL | TVA_Transmission | 2040 | B15 | 1203 | 0 | 4000 | 4000 | 4000 |  | 0 |  | 8.0004 | 6.1249 |  | 4.3787 | 10.8412
MISO_MO-IL_2_TVA_Transmission | MISO_MO-IL | TVA_Transmission | 2040 | B16 | 25 | 0 | 4000 | 4000 | 4000 |  | 0 |  | 8.8432 | 6.0418 |  | 0.10058 | 10.8412
MISO_MO-IL_2_TVA_Transmission | MISO_MO-IL | TVA_Transmission | 2040 | B17 | 100 | 0 | 4000 | 1398.78 | 3264.83 |  | 0 |  | 0 | 0 |  | 0 | 10.8412
MISO_MO-IL_2_TVA_Transmission | MISO_MO-IL | TVA_Transmission | 2040 | B18 | 400 | 0 | 4000 | 1284.02 | 39.11 |  | 0 |  | 0 | 0 |  | 0 | 10.8412
MISO_MO-IL_2_TVA_Transmission | MISO_MO-IL | TVA_Transmission | 2040 | B19 | 700 | 0 | 4000 | 1820.82 | 931.83 |  | 0 |  | 0 | 0 |  | 0 | 10.8412
MISO_MO-IL_2_TVA_Transmission | MISO_MO-IL | TVA_Transmission | 2040 | B20 | 935 | 0 | 4000 | 4000 | 4000 |  | 0 |  | 7.3594 | 5.2465 |  | 3.1306 | 10.8412
MISO_MO-IL_2_TVA_Transmission | MISO_MO-IL | TVA_Transmission | 2045 | B1 | 10 | 10 | 4000 | 4000 | 4000 |  | 11087.08 |  | 328.0749 | 6.2792 |  | 3.2972 | 11.5606
MISO_MO-IL_2_TVA_Transmission | MISO_MO-IL | TVA_Transmission | 2045 | B2 | 25 | 25 | 4000 | 4000 | 4000 |  | 6539.96 |  | 291.1948 | 6.2792 |  | 7.3165 | 11.5606
MISO_MO-IL_2_TVA_Transmission | MISO_MO-IL | TVA_Transmission | 2045 | B3 | 75 | 75 | 4000 | 1223.09 | 4000 |  | 2515.54 |  | 0 | 6.2792 |  | 0 | 11.5606
MISO_MO-IL_2_TVA_Transmission | MISO_MO-IL | TVA_Transmission | 2045 | B4 | 100 | 0 | 4000 | 0 | 4000 |  | 0 |  | 0 | 1.5075 |  | 0 | 11.5606
MISO_MO-IL_2_TVA_Transmission | MISO_MO-IL | TVA_Transmission | 2045 | B5 | 200 | 0 | 4000 | 0 | 1094.73 |  | 0 |  | 0 | 0 |  | 0 | 11.5606
MISO_MO-IL_2_TVA_Transmission | MISO_MO-IL | TVA_Transmission | 2045 | B6 | 300 | 0 | 4000 | 0 | 0 |  | 0 |  | 0 | 0 |  | 0 | 11.5606
MISO_MO-IL_2_TVA_Transmission | MISO_MO-IL | TVA_Transmission | 2045 | B7 | 400 | 0 | 4000 | 0 | 0 |  | 0 |  | 0 | 0 |  | 0 | 11.5606
MISO_MO-IL_2_TVA_Transmission | MISO_MO-IL | TVA_Transmission | 2045 | B8 | 500 | 0 | 4000 | 0 | 56.71 |  | 0 |  | 0 | 0 |  | 0 | 11.5606
MISO_MO-IL_2_TVA_Transmission | MISO_MO-IL | TVA_Transmission | 2045 | B9 | 800 | 0 | 4000 | 0 | 461.58 |  | 0 |  | 0 | 0 |  | 0 | 11.5606
MISO_MO-IL_2_TVA_Transmission | MISO_MO-IL | TVA_Transmission | 2045 | B10 | 1262 | 0 | 4000 | 188.62 | 3638.69 |  | 0 |  | 0 | 0 |  | 0 | 11.5606
MISO_MO-IL_2_TVA_Transmission | MISO_MO-IL | TVA_Transmission | 2045 | B11 | 25 | 0 | 4000 | 80.99 | 4000 |  | 0 |  | 0 | 0.28488 |  | 0 | 11.5606
MISO_MO-IL_2_TVA_Transmission | MISO_MO-IL | TVA_Transmission | 2045 | B12 | 200 | 0 | 4000 | 2000 | 1285.04 |  | 0 |  | 0 | 0 |  | 0 | 11.5606
MISO_MO-IL_2_TVA_Transmission | MISO_MO-IL | TVA_Transmission | 2045 | B13 | 600 | 0 | 4000 | 2014.45 | 876.33 |  | 0 |  | 0 | 0 |  | 0 | 11.5606
MISO_MO-IL_2_TVA_Transmission | MISO_MO-IL | TVA_Transmission | 2045 | B14 | 900 | 0 | 4000 | 3337.93 | 4000 |  | 0 |  | 0 | 2.3621 |  | 0 | 11.5606
MISO_MO-IL_2_TVA_Transmission | MISO_MO-IL | TVA_Transmission | 2045 | B15 | 1203 | 0 | 4000 | 3461.05 | 4000 |  | 0 |  | 0 | 5.4958 |  | 0 | 11.5606
MISO_MO-IL_2_TVA_Transmission | MISO_MO-IL | TVA_Transmission | 2045 | B16 | 25 | 0 | 4000 | 4000 | 4000 |  | 0 |  | 92.5029 | 3.2049 |  | 2.3242 | 11.5606
MISO_MO-IL_2_TVA_Transmission | MISO_MO-IL | TVA_Transmission | 2045 | B17 | 100 | 0 | 4000 | 2604.63 | 1583.7 |  | 0 |  | 0 | 0 |  | 0 | 11.5606
MISO_MO-IL_2_TVA_Transmission | MISO_MO-IL | TVA_Transmission | 2045 | B18 | 400 | 0 | 4000 | 3005.94 | 0 |  | 0 |  | 0 | 0 |  | 0 | 11.5606
MISO_MO-IL_2_TVA_Transmission | MISO_MO-IL | TVA_Transmission | 2045 | B19 | 700 | 0 | 4000 | 3271.53 | 0 |  | 0 |  | 0 | 0 |  | 0 | 11.5606
MISO_MO-IL_2_TVA_Transmission | MISO_MO-IL | TVA_Transmission | 2045 | B20 | 935 | 0 | 4000 | 4000 | 3997.27 |  | 0 |  | 2.6351 | 0 |  | 2.4762 | 11.5606
MISO_MO-IL_2_TVA_Transmission | MISO_MO-IL | TVA_Transmission | 2050 | B1 | 10 | 10 | 4000 | 4000 | 4000 |  | 1941.57 |  | 81.2264 | 6.754 |  | 0.36955 | 6.2908
MISO_MO-IL_2_TVA_Transmission | MISO_MO-IL | TVA_Transmission | 2050 | B2 | 25 | 25 | 4000 | 4000 | 4000 |  | 1285.16 |  | 69.8787 | 6.754 |  | 0.7948 | 6.2908
MISO_MO-IL_2_TVA_Transmission | MISO_MO-IL | TVA_Transmission | 2050 | B3 | 75 | 0 | 4000 | 2905.01 | 4000 |  | 0 |  | 0 | 5.1872 |  | 0 | 6.2908
MISO_MO-IL_2_TVA_Transmission | MISO_MO-IL | TVA_Transmission | 2050 | B4 | 100 | 0 | 4000 | 0 | 2680.74 |  | 0 |  | 0 | 0 |  | 0 | 6.2908
MISO_MO-IL_2_TVA_Transmission | MISO_MO-IL | TVA_Transmission | 2050 | B5 | 200 | 0 | 4000 | 0 | 404.03 |  | 0 |  | 0 | 0 |  | 0 | 6.2908
MISO_MO-IL_2_TVA_Transmission | MISO_MO-IL | TVA_Transmission | 2050 | B6 | 300 | 0 | 4000 | 0 | 0 |  | 0 |  | 0 | 0 |  | 0 | 6.2908
MISO_MO-IL_2_TVA_Transmission | MISO_MO-IL | TVA_Transmission | 2050 | B7 | 400 | 0 | 4000 | 0 | 0 |  | 0 |  | 0 | 0 |  | 0 | 6.2908
MISO_MO-IL_2_TVA_Transmission | MISO_MO-IL | TVA_Transmission | 2050 | B8 | 500 | 0 | 4000 | 0 | 0 |  | 0 |  | 0 | 0 |  | 0 | 6.2908
MISO_MO-IL_2_TVA_Transmission | MISO_MO-IL | TVA_Transmission | 2050 | B9 | 800 | 0 | 4000 | 0 | 0 |  | 0 |  | 0 | 0 |  | 0 | 6.2908
MISO_MO-IL_2_TVA_Transmission | MISO_MO-IL | TVA_Transmission | 2050 | B10 | 1262 | 0 | 4000 | 0 | 1522.46 |  | 0 |  | 0 | 0 |  | 0 | 6.2908
MISO_MO-IL_2_TVA_Transmission | MISO_MO-IL | TVA_Transmission | 2050 | B11 | 25 | 0 | 4000 | 817.64 | 1585.22 |  | 0 |  | 0 | 0 |  | 0 | 6.2908
MISO_MO-IL_2_TVA_Transmission | MISO_MO-IL | TVA_Transmission | 2050 | B12 | 200 | 0 | 4000 | 0 | 0 |  | 0 |  | 0 | 0 |  | 0 | 6.2908
MISO_MO-IL_2_TVA_Transmission | MISO_MO-IL | TVA_Transmission | 2050 | B13 | 600 | 0 | 4000 | 167.22 | 0 |  | 0 |  | 0 | 0 |  | 0 | 6.2908
MISO_MO-IL_2_TVA_Transmission | MISO_MO-IL | TVA_Transmission | 2050 | B14 | 900 | 0 | 4000 | 2095.47 | 4000 |  | 0 |  | 0 | 1.4007 |  | 0 | 6.2908
MISO_MO-IL_2_TVA_Transmission | MISO_MO-IL | TVA_Transmission | 2050 | B15 | 1203 | 0 | 4000 | 4000 | 4000 |  | 0 |  | 6.1131 | 3.5254 |  | 3.3458 | 6.2908
MISO_MO-IL_2_TVA_Transmission | MISO_MO-IL | TVA_Transmission | 2050 | B16 | 25 | 0 | 4000 | 4000 | 4000 |  | 0 |  | 67.4572 | 0.03561 |  | 0.76726 | 6.2908
MISO_MO-IL_2_TVA_Transmission | MISO_MO-IL | TVA_Transmission | 2050 | B17 | 100 | 0 | 4000 | 1794.42 | 0 |  | 0 |  | 0 | 0 |  | 0 | 6.2908
MISO_MO-IL_2_TVA_Transmission | MISO_MO-IL | TVA_Transmission | 2050 | B18 | 400 | 0 | 4000 | 626.34 | 0 |  | 0 |  | 0 | 0 |  | 0 | 6.2908
MISO_MO-IL_2_TVA_Transmission | MISO_MO-IL | TVA_Transmission | 2050 | B19 | 700 | 0 | 4000 | 1867.48 | 0 |  | 0 |  | 0 | 0 |  | 0 | 6.2908
MISO_MO-IL_2_TVA_Transmission | MISO_MO-IL | TVA_Transmission | 2050 | B20 | 935 | 0 | 4000 | 4000 | 2390.54 |  | 0 |  | 7.3119 | 0 |  | 3.1104 | 6.2908
MISO_W_2_IESO | MISO_W | IESO | 2015 | B1 | 10 | 0 | 90 | 0 | 0 |  | 0 |  | 0 | 0 |  | 0 | 0
MISO_W_2_IESO | MISO_W | IESO | 2015 | B2 | 25 | 0 | 90 | 0 | 0 |  | 0 |  | 0 | 0 |  | 0 | 0
MISO_W_2_IESO | MISO_W | IESO | 2015 | B3 | 75 | 0 | 90 | 0 | 0 |  | 0 |  | 0 | 0 |  | 0 | 0
MISO_W_2_IESO | MISO_W | IESO | 2015 | B4 | 100 | 0 | 90 | 0 | 0 |  | 0 |  | 0 | 0 |  | 0 | 0
MISO_W_2_IESO | MISO_W | IESO | 2015 | B5 | 200 | 0 | 90 | 0 | 0 |  | 0 |  | 0 | 0 |  | 0 | 0
MISO_W_2_IESO | MISO_W | IESO | 2015 | B6 | 300 | 0 | 90 | 0 | 0 |  | 0 |  | 0 | 0 |  | 0 | 0
MISO_W_2_IESO | MISO_W | IESO | 2015 | B7 | 400 | 0 | 90 | 0 | 0 |  | 0 |  | 0 | 0 |  | 0 | 0
MISO_W_2_IESO | MISO_W | IESO | 2015 | B8 | 500 | 0 | 90 | 0 | 0 |  | 0 |  | 0 | 0 |  | 0 | 0
MISO_W_2_IESO | MISO_W | IESO | 2015 | B9 | 800 | 0 | 90 | 0 | 0 |  | 0 |  | 0 | 0 |  | 0 | 0
MISO_W_2_IESO | MISO_W | IESO | 2015 | B10 | 1262 | 0 | 90 | 0 | 0 |  | 0 |  | 0 | 0 |  | 0 | 0
MISO_W_2_IESO | MISO_W | IESO | 2015 | B11 | 25 | 0 | 90 | 0 | 0 |  | 0 |  | 0 | 0 |  | 0 | 0
MISO_W_2_IESO | MISO_W | IESO | 2015 | B12 | 200 | 0 | 90 | 0 | 0 |  | 0 |  | 0 | 0 |  | 0 | 0
MISO_W_2_IESO | MISO_W | IESO | 2015 | B13 | 600 | 0 | 90 | 0 | 0 |  | 0 |  | 0 | 0 |  | 0 | 0
MISO_W_2_IESO | MISO_W | IESO | 2015 | B14 | 900 | 0 | 90 | 0 | 0 |  | 0 |  | 0 | 0 |  | 0 | 0
MISO_W_2_IESO | MISO_W | IESO | 2015 | B15 | 1203 | 0 | 90 | 0 | 0 |  | 0 |  | 0 | 0 |  | 0 | 0
MISO_W_2_IESO | MISO_W | IESO | 2015 | B16 | 25 | 0 | 90 | 0 | 0 |  | 0 |  | 0 | 0 |  | 0 | 0
MISO_W_2_IESO | MISO_W | IESO | 2015 | B17 | 100 | 0 | 90 | 0 | 0 |  | 0 |  | 0 | 0 |  | 0 | 0
MISO_W_2_IESO | MISO_W | IESO | 2015 | B18 | 400 | 0 | 90 | 0 | 0 |  | 0 |  | 0 | 0 |  | 0 | 0
MISO_W_2_IESO | MISO_W | IESO | 2015 | B19 | 700 | 0 | 90 | 0 | 0 |  | 0 |  | 0 | 0 |  | 0 | 0
MISO_W_2_IESO | MISO_W | IESO | 2015 | B20 | 935 | 0 | 90 | 0 | 0 |  | 0 |  | 0 | 0 |  | 0 | 0
MISO_W_2_IESO | MISO_W | IESO | 2020 | B1 | 10 | 0 | 90 | 0 | 0 |  | 0 |  | 0 | 0 |  | 0 | 0
MISO_W_2_IESO | MISO_W | IESO | 2020 | B2 | 25 | 0 | 90 | 0 | 0 |  | 0 |  | 0 | 0 |  | 0 | 0
MISO_W_2_IESO | MISO_W | IESO | 2020 | B3 | 75 | 0 | 90 | 0 | 0 |  | 0 |  | 0 | 0 |  | 0 | 0
MISO_W_2_IESO | MISO_W | IESO | 2020 | B4 | 100 | 0 | 90 | 0 | 0 |  | 0 |  | 0 | 0 |  | 0 | 0
MISO_W_2_IESO | MISO_W | IESO | 2020 | B5 | 200 | 0 | 90 | 0 | 0 |  | 0 |  | 0 | 0 |  | 0 | 0
MISO_W_2_IESO | MISO_W | IESO | 2020 | B6 | 300 | 0 | 90 | 0 | 0 |  | 0 |  | 0 | 0 |  | 0 | 0
MISO_W_2_IESO | MISO_W | IESO | 2020 | B7 | 400 | 0 | 90 | 0 | 0 |  | 0 |  | 0 | 0 |  | 0 | 0
MISO_W_2_IESO | MISO_W | IESO | 2020 | B8 | 500 | 0 | 90 | 0 | 0 |  | 0 |  | 0 | 0 |  | 0 | 0
MISO_W_2_IESO | MISO_W | IESO | 2020 | B9 | 800 | 0 | 90 | 0 | 0 |  | 0 |  | 0 | 0 |  | 0 | 0
MISO_W_2_IESO | MISO_W | IESO | 2020 | B10 | 1262 | 0 | 90 | 0 | 0 |  | 0 |  | 0 | 0 |  | 0 | 0
MISO_W_2_IESO | MISO_W | IESO | 2020 | B11 | 25 | 0 | 90 | 0 | 0 |  | 0 |  | 0 | 0 |  | 0 | 0
MISO_W_2_IESO | MISO_W | IESO | 2020 | B12 | 200 | 0 | 90 | 0 | 0 |  | 0 |  | 0 | 0 |  | 0 | 0
MISO_W_2_IESO | MISO_W | IESO | 2020 | B13 | 600 | 0 | 90 | 0 | 0 |  | 0 |  | 0 | 0 |  | 0 | 0
MISO_W_2_IESO | MISO_W | IESO | 2020 | B14 | 900 | 0 | 90 | 0 | 0 |  | 0 |  | 0 | 0 |  | 0 | 0
MISO_W_2_IESO | MISO_W | IESO | 2020 | B15 | 1203 | 0 | 90 | 0 | 0 |  | 0 |  | 0 | 0 |  | 0 | 0
MISO_W_2_IESO | MISO_W | IESO | 2020 | B16 | 25 | 0 | 90 | 0 | 0 |  | 0 |  | 0 | 0 |  | 0 | 0
MISO_W_2_IESO | MISO_W | IESO | 2020 | B17 | 100 | 0 | 90 | 0 | 0 |  | 0 |  | 0 | 0 |  | 0 | 0
MISO_W_2_IESO | MISO_W | IESO | 2020 | B18 | 400 | 0 | 90 | 0 | 0 |  | 0 |  | 0 | 0 |  | 0 | 0
MISO_W_2_IESO | MISO_W | IESO | 2020 | B19 | 700 | 0 | 90 | 0 | 0 |  | 0 |  | 0 | 0 |  | 0 | 0
MISO_W_2_IESO | MISO_W | IESO | 2020 | B20 | 935 | 0 | 90 | 0 | 0 |  | 0 |  | 0 | 0 |  | 0 | 0
MISO_W_2_IESO | MISO_W | IESO | 2025 | B1 | 10 | 0 | 90 | 0 | 0 |  | 0 |  | 0 | 0 |  | 0 | 0
MISO_W_2_IESO | MISO_W | IESO | 2025 | B2 | 25 | 0 | 90 | 0 | 0 |  | 0 |  | 0 | 0 |  | 0 | 0
MISO_W_2_IESO | MISO_W | IESO | 2025 | B3 | 75 | 0 | 90 | 0 | 0 |  | 0 |  | 0 | 0 |  | 0 | 0
MISO_W_2_IESO | MISO_W | IESO | 2025 | B4 | 100 | 0 | 90 | 0 | 0 |  | 0 |  | 0 | 0 |  | 0 | 0
MISO_W_2_IESO | MISO_W | IESO | 2025 | B5 | 200 | 0 | 90 | 0 | 0 |  | 0 |  | 0 | 0 |  | 0 | 0
MISO_W_2_IESO | MISO_W | IESO | 2025 | B6 | 300 | 0 | 90 | 0 | 0 |  | 0 |  | 0 | 0 |  | 0 | 0
MISO_W_2_IESO | MISO_W | IESO | 2025 | B7 | 400 | 0 | 90 | 0 | 0 |  | 0 |  | 0 | 0 |  | 0 | 0
MISO_W_2_IESO | MISO_W | IESO | 2025 | B8 | 500 | 0 | 90 | 0 | 0 |  | 0 |  | 0 | 0 |  | 0 | 0
MISO_W_2_IESO | MISO_W | IESO | 2025 | B9 | 800 | 0 | 90 | 0 | 0 |  | 0 |  | 0 | 0 |  | 0 | 0
MISO_W_2_IESO | MISO_W | IESO | 2025 | B10 | 1262 | 0 | 90 | 0 | 0 |  | 0 |  | 0 | 0 |  | 0 | 0
MISO_W_2_IESO | MISO_W | IESO | 2025 | B11 | 25 | 0 | 90 | 0 | 0 |  | 0 |  | 0 | 0 |  | 0 | 0
MISO_W_2_IESO | MISO_W | IESO | 2025 | B12 | 200 | 0 | 90 | 0 | 0 |  | 0 |  | 0 | 0 |  | 0 | 0
MISO_W_2_IESO | MISO_W | IESO | 2025 | B13 | 600 | 0 | 90 | 0 | 0 |  | 0 |  | 0 | 0 |  | 0 | 0
MISO_W_2_IESO | MISO_W | IESO | 2025 | B14 | 900 | 0 | 90 | 0 | 0 |  | 0 |  | 0 | 0 |  | 0 | 0
MISO_W_2_IESO | MISO_W | IESO | 2025 | B15 | 1203 | 0 | 90 | 0 | 0 |  | 0 |  | 0 | 0 |  | 0 | 0
MISO_W_2_IESO | MISO_W | IESO | 2025 | B16 | 25 | 0 | 90 | 0 | 0 |  | 0 |  | 0 | 0 |  | 0 | 0
MISO_W_2_IESO | MISO_W | IESO | 2025 | B17 | 100 | 0 | 90 | 0 | 0 |  | 0 |  | 0 | 0 |  | 0 | 0
MISO_W_2_IESO | MISO_W | IESO | 2025 | B18 | 400 | 0 | 90 | 0 | 0 |  | 0 |  | 0 | 0 |  | 0 | 0
MISO_W_2_IESO | MISO_W | IESO | 2025 | B19 | 700 | 0 | 90 | 0 | 0 |  | 0 |  | 0 | 0 |  | 0 | 0
MISO_W_2_IESO | MISO_W | IESO | 2025 | B20 | 935 | 0 | 90 | 79.4 | 0 |  | 0 |  | 0 | 0 |  | 0 | 0
MISO_W_2_IESO | MISO_W | IESO | 2030 | B1 | 10 | 0 | 90 | 0 | 0 |  | 0 |  | 0 | 0 |  | 0 | 0
MISO_W_2_IESO | MISO_W | IESO | 2030 | B2 | 25 | 0 | 90 | 0 | 0 |  | 0 |  | 0 | 0 |  | 0 | 0
MISO_W_2_IESO | MISO_W | IESO | 2030 | B3 | 75 | 0 | 90 | 0 | 0 |  | 0 |  | 0 | 0 |  | 0 | 0
MISO_W_2_IESO | MISO_W | IESO | 2030 | B4 | 100 | 0 | 90 | 0 | 0 |  | 0 |  | 0 | 0 |  | 0 | 0
MISO_W_2_IESO | MISO_W | IESO | 2030 | B5 | 200 | 0 | 90 | 0 | 0 |  | 0 |  | 0 | 0 |  | 0 | 0
MISO_W_2_IESO | MISO_W | IESO | 2030 | B6 | 300 | 0 | 90 | 0 | 0 |  | 0 |  | 0 | 0 |  | 0 | 0
MISO_W_2_IESO | MISO_W | IESO | 2030 | B7 | 400 | 0 | 90 | 0 | 0 |  | 0 |  | 0 | 0 |  | 0 | 0
MISO_W_2_IESO | MISO_W | IESO | 2030 | B8 | 500 | 0 | 90 | 0 | 0 |  | 0 |  | 0 | 0 |  | 0 | 0
MISO_W_2_IESO | MISO_W | IESO | 2030 | B9 | 800 | 0 | 90 | 0 | 0 |  | 0 |  | 0 | 0 |  | 0 | 0
MISO_W_2_IESO | MISO_W | IESO | 2030 | B10 | 1262 | 0 | 90 | 0 | 0 |  | 0 |  | 0 | 0 |  | 0 | 0
MISO_W_2_IESO | MISO_W | IESO | 2030 | B11 | 25 | 0 | 90 | 0 | 0 |  | 0 |  | 0 | 0 |  | 0 | 0
MISO_W_2_IESO | MISO_W | IESO | 2030 | B12 | 200 | 0 | 90 | 0 | 0 |  | 0 |  | 0 | 0 |  | 0 | 0
MISO_W_2_IESO | MISO_W | IESO | 2030 | B13 | 600 | 0 | 90 | 0 | 0 |  | 0 |  | 0 | 0 |  | 0 | 0
MISO_W_2_IESO | MISO_W | IESO | 2030 | B14 | 900 | 0 | 90 | 0 | 0 |  | 0 |  | 0 | 0 |  | 0 | 0
MISO_W_2_IESO | MISO_W | IESO | 2030 | B15 | 1203 | 0 | 90 | 0 | 0 |  | 0 |  | 0 | 0 |  | 0 | 0
MISO_W_2_IESO | MISO_W | IESO | 2030 | B16 | 25 | 0 | 90 | 0 | 0 |  | 0 |  | 0 | 0 |  | 0 | 0
MISO_W_2_IESO | MISO_W | IESO | 2030 | B17 | 100 | 0 | 90 | 0 | 0 |  | 0 |  | 0 | 0 |  | 0 | 0
MISO_W_2_IESO | MISO_W | IESO | 2030 | B18 | 400 | 0 | 90 | 0 | 0 |  | 0 |  | 0 | 0 |  | 0 | 0
MISO_W_2_IESO | MISO_W | IESO | 2030 | B19 | 700 | 0 | 90 | 0 | 0 |  | 0 |  | 0 | 0 |  | 0 | 0
MISO_W_2_IESO | MISO_W | IESO | 2030 | B20 | 935 | 0 | 90 | 0 | 0 |  | 0 |  | 0 | 0 |  | 0 | 0
MISO_W_2_IESO | MISO_W | IESO | 2035 | B1 | 10 | 0 | 90 | 0 | 0 |  | 0 |  | 0 | 0 |  | 0 | 28.2743
MISO_W_2_IESO | MISO_W | IESO | 2035 | B2 | 25 | 0 | 90 | 0 | 0 |  | 0 |  | 0 | 0 |  | 0 | 28.2743
MISO_W_2_IESO | MISO_W | IESO | 2035 | B3 | 75 | 0 | 90 | 0 | 0 |  | 0 |  | 0 | 0 |  | 0 | 28.2743
MISO_W_2_IESO | MISO_W | IESO | 2035 | B4 | 100 | 0 | 90 | 0 | 0 |  | 0 |  | 0 | 0 |  | 0 | 28.2743
MISO_W_2_IESO | MISO_W | IESO | 2035 | B5 | 200 | 0 | 90 | 0 | 0 |  | 0 |  | 0 | 0 |  | 0 | 28.2743
MISO_W_2_IESO | MISO_W | IESO | 2035 | B6 | 300 | 0 | 90 | 0 | 0 |  | 0 |  | 0 | 0 |  | 0 | 28.2743
MISO_W_2_IESO | MISO_W | IESO | 2035 | B7 | 400 | 0 | 90 | 0 | 0 |  | 0 |  | 0 | 0 |  | 0 | 28.2743
MISO_W_2_IESO | MISO_W | IESO | 2035 | B8 | 500 | 0 | 90 | 0 | 0 |  | 0 |  | 0 | 0 |  | 0 | 28.2743
MISO_W_2_IESO | MISO_W | IESO | 2035 | B9 | 800 | 0 | 90 | 0 | 0 |  | 0 |  | 0 | 0 |  | 0 | 28.2743
MISO_W_2_IESO | MISO_W | IESO | 2035 | B10 | 1262 | 0 | 90 | 0 | 0 |  | 0 |  | 0 | 0 |  | 0 | 28.2743
MISO_W_2_IESO | MISO_W | IESO | 2035 | B11 | 25 | 0 | 90 | 0 | 0 |  | 0 |  | 0 | 0 |  | 0 | 28.2743
MISO_W_2_IESO | MISO_W | IESO | 2035 | B12 | 200 | 0 | 90 | 0 | 0 |  | 0 |  | 0 | 0 |  | 0 | 28.2743
MISO_W_2_IESO | MISO_W | IESO | 2035 | B13 | 600 | 0 | 90 | 0 | 0 |  | 0 |  | 0 | 0 |  | 0 | 28.2743
MISO_W_2_IESO | MISO_W | IESO | 2035 | B14 | 900 | 0 | 90 | 0 | 0 |  | 0 |  | 0 | 0 |  | 0 | 28.2743
MISO_W_2_IESO | MISO_W | IESO | 2035 | B15 | 1203 | 0 | 90 | 90 | 90 |  | 0 |  | 37.6991 | 4.0121 |  | 37.6991 | 28.2743
MISO_W_2_IESO | MISO_W | IESO | 2035 | B16 | 25 | 0 | 90 | 0 | 0 |  | 0 |  | 0 | 0 |  | 0 | 28.2743
MISO_W_2_IESO | MISO_W | IESO | 2035 | B17 | 100 | 0 | 90 | 0 | 0 |  | 0 |  | 0 | 0 |  | 0 | 28.2743
MISO_W_2_IESO | MISO_W | IESO | 2035 | B18 | 400 | 0 | 90 | 0 | 0 |  | 0 |  | 0 | 0 |  | 0 | 28.2743
MISO_W_2_IESO | MISO_W | IESO | 2035 | B19 | 700 | 0 | 90 | 0 | 27.39 |  | 0 |  | 0 | 0 |  | 0 | 28.2743
MISO_W_2_IESO | MISO_W | IESO | 2035 | B20 | 935 | 0 | 90 | 0 | 90 |  | 0 |  | 0 | 10.956 |  | 0 | 28.2743
MISO_W_2_IESO | MISO_W | IESO | 2040 | B1 | 10 | 0 | 90 | 0 | 0 |  | 0 |  | 0 | 0 |  | 0 | 16.8626
MISO_W_2_IESO | MISO_W | IESO | 2040 | B2 | 25 | 0 | 90 | 0 | 0 |  | 0 |  | 0 | 0 |  | 0 | 16.8626
MISO_W_2_IESO | MISO_W | IESO | 2040 | B3 | 75 | 0 | 90 | 0 | 0 |  | 0 |  | 0 | 0 |  | 0 | 16.8626
MISO_W_2_IESO | MISO_W | IESO | 2040 | B4 | 100 | 0 | 90 | 0 | 0 |  | 0 |  | 0 | 0 |  | 0 | 16.8626
MISO_W_2_IESO | MISO_W | IESO | 2040 | B5 | 200 | 0 | 90 | 0 | 0 |  | 0 |  | 0 | 0 |  | 0 | 16.8626
MISO_W_2_IESO | MISO_W | IESO | 2040 | B6 | 300 | 0 | 90 | 0 | 0 |  | 0 |  | 0 | 0 |  | 0 | 16.8626
MISO_W_2_IESO | MISO_W | IESO | 2040 | B7 | 400 | 0 | 90 | 0 | 0 |  | 0 |  | 0 | 0 |  | 0 | 16.8626
MISO_W_2_IESO | MISO_W | IESO | 2040 | B8 | 500 | 0 | 90 | 0 | 0 |  | 0 |  | 0 | 0 |  | 0 | 16.8626
MISO_W_2_IESO | MISO_W | IESO | 2040 | B9 | 800 | 0 | 90 | 0 | 0 |  | 0 |  | 0 | 0 |  | 0 | 16.8626
MISO_W_2_IESO | MISO_W | IESO | 2040 | B10 | 1262 | 0 | 90 | 0 | 90 |  | 0 |  | 0 | 4.8667 |  | 0 | 16.8626
MISO_W_2_IESO | MISO_W | IESO | 2040 | B11 | 25 | 0 | 90 | 0 | 0 |  | 0 |  | 0 | 0 |  | 0 | 16.8626
MISO_W_2_IESO | MISO_W | IESO | 2040 | B12 | 200 | 0 | 90 | 0 | 90 |  | 0 |  | 0 | 0.5935 |  | 0 | 16.8626
MISO_W_2_IESO | MISO_W | IESO | 2040 | B13 | 600 | 0 | 90 | 0 | 90 |  | 0 |  | 0 | 1.5075 |  | 0 | 16.8626
MISO_W_2_IESO | MISO_W | IESO | 2040 | B14 | 900 | 0 | 90 | 90 | 90 |  | 0 |  | 22.4699 | 6.576 |  | 9.6162 | 16.8626
MISO_W_2_IESO | MISO_W | IESO | 2040 | B15 | 1203 | 1203 | 90 | 90 | 90 |  | 268.59 |  | 22.4936 | 13.3537 |  | 12.8673 | 16.8626
MISO_W_2_IESO | MISO_W | IESO | 2040 | B16 | 25 | 0 | 90 | 0 | 0 |  | 0 |  | 0 | 0 |  | 0 | 16.8626
MISO_W_2_IESO | MISO_W | IESO | 2040 | B17 | 100 | 0 | 90 | 0 | 0 |  | 0 |  | 0 | 0 |  | 0 | 16.8626
MISO_W_2_IESO | MISO_W | IESO | 2040 | B18 | 400 | 0 | 90 | 0 | 90 |  | 0 |  | 0 | 2.8607 |  | 0 | 16.8626
MISO_W_2_IESO | MISO_W | IESO | 2040 | B19 | 700 | 0 | 90 | 0 | 90 |  | 0 |  | 0 | 4.7361 |  | 0 | 16.8626
MISO_W_2_IESO | MISO_W | IESO | 2040 | B20 | 935 | 935 | 90 | 0 | 90 |  | 48.6 |  | 0 | 13.3537 |  | 0 | 16.8626
MISO_W_2_IESO | MISO_W | IESO | 2045 | B1 | 10 | 0 | 90 | 0 | 0 |  | 0 |  | 0 | 0 |  | 0 | 24.1788
MISO_W_2_IESO | MISO_W | IESO | 2045 | B2 | 25 | 0 | 90 | 90 | 0 |  | 0 |  | 18.1374 | 0 |  | 0.1019 | 24.1788
MISO_W_2_IESO | MISO_W | IESO | 2045 | B3 | 75 | 0 | 90 | 0 | 0 |  | 0 |  | 0 | 0 |  | 0 | 24.1788
MISO_W_2_IESO | MISO_W | IESO | 2045 | B4 | 100 | 0 | 90 | 0 | 0 |  | 0 |  | 0 | 0 |  | 0 | 24.1788
MISO_W_2_IESO | MISO_W | IESO | 2045 | B5 | 200 | 0 | 90 | 0 | 0 |  | 0 |  | 0 | 0 |  | 0 | 24.1788
MISO_W_2_IESO | MISO_W | IESO | 2045 | B6 | 300 | 0 | 90 | 0 | 0 |  | 0 |  | 0 | 0 |  | 0 | 24.1788
MISO_W_2_IESO | MISO_W | IESO | 2045 | B7 | 400 | 0 | 90 | 0 | 0 |  | 0 |  | 0 | 0 |  | 0 | 24.1788
MISO_W_2_IESO | MISO_W | IESO | 2045 | B8 | 500 | 0 | 90 | 0 | 0 |  | 0 |  | 0 | 0 |  | 0 | 24.1788
MISO_W_2_IESO | MISO_W | IESO | 2045 | B9 | 800 | 0 | 90 | 0 | 0 |  | 0 |  | 0 | 0 |  | 0 | 24.1788
MISO_W_2_IESO | MISO_W | IESO | 2045 | B10 | 1262 | 0 | 90 | 90 | 90 |  | 0 |  | 75.8849 | 3.8815 |  | 21.5206 | 24.1788
MISO_W_2_IESO | MISO_W | IESO | 2045 | B11 | 25 | 0 | 90 | 0 | 0 |  | 0 |  | 0 | 0 |  | 0 | 24.1788
MISO_W_2_IESO | MISO_W | IESO | 2045 | B12 | 200 | 0 | 90 | 0 | 0 |  | 0 |  | 0 | 0 |  | 0 | 24.1788
MISO_W_2_IESO | MISO_W | IESO | 2045 | B13 | 600 | 0 | 90 | 0 | 90 |  | 0 |  | 0 | 5.4958 |  | 0 | 24.1788
MISO_W_2_IESO | MISO_W | IESO | 2045 | B14 | 900 | 0 | 90 | 90 | 90 |  | 0 |  | 19.0039 | 7.8579 |  | 3.8435 | 24.1788
MISO_W_2_IESO | MISO_W | IESO | 2045 | B15 | 1203 | 0 | 90 | 90 | 90 |  | 0 |  | 12.4754 | 12.2973 |  | 3.3726 | 24.1788
MISO_W_2_IESO | MISO_W | IESO | 2045 | B16 | 25 | 0 | 90 | 90 | 90 |  | 0 |  | 35.4913 | 2.2909 |  | 0.19939 | 24.1788
MISO_W_2_IESO | MISO_W | IESO | 2045 | B17 | 100 | 0 | 90 | 90 | 90 |  | 0 |  | 11.9056 | 3.7984 |  | 0.26754 | 24.1788
MISO_W_2_IESO | MISO_W | IESO | 2045 | B18 | 400 | 0 | 90 | 0 | 90 |  | 0 |  | 0 | 9.1162 |  | 0 | 24.1788
MISO_W_2_IESO | MISO_W | IESO | 2045 | B19 | 700 | 0 | 90 | 0 | 90 |  | 0 |  | 0 | 9.1162 |  | 0 | 24.1788
MISO_W_2_IESO | MISO_W | IESO | 2045 | B20 | 935 | 935 | 90 | 90 | 90 |  | 664.46 |  | 13.9591 | 15.8108 |  | 2.933 | 24.1788
MISO_W_2_IESO | MISO_W | IESO | 2050 | B1 | 10 | 0 | 90 | 0 | 0 |  | 0 |  | 0 | 0 |  | 0 | 24.3645
MISO_W_2_IESO | MISO_W | IESO | 2050 | B2 | 25 | 0 | 90 | 90 | 0 |  | 0 |  | 24.9507 | 0 |  | 0.14017 | 24.3645
MISO_W_2_IESO | MISO_W | IESO | 2050 | B3 | 75 | 0 | 90 | 0 | 0 |  | 0 |  | 0 | 0 |  | 0 | 24.3645
MISO_W_2_IESO | MISO_W | IESO | 2050 | B4 | 100 | 0 | 90 | 0 | 0 |  | 0 |  | 0 | 0 |  | 0 | 24.3645
MISO_W_2_IESO | MISO_W | IESO | 2050 | B5 | 200 | 0 | 90 | 0 | 0 |  | 0 |  | 0 | 0 |  | 0 | 24.3645
MISO_W_2_IESO | MISO_W | IESO | 2050 | B6 | 300 | 0 | 90 | 0 | 0 |  | 0 |  | 0 | 0 |  | 0 | 24.3645
MISO_W_2_IESO | MISO_W | IESO | 2050 | B7 | 400 | 0 | 90 | 0 | 0 |  | 0 |  | 0 | 0 |  | 0 | 24.3645
MISO_W_2_IESO | MISO_W | IESO | 2050 | B8 | 500 | 0 | 90 | 0 | 0 |  | 0 |  | 0 | 0 |  | 0 | 24.3645
MISO_W_2_IESO | MISO_W | IESO | 2050 | B9 | 800 | 0 | 90 | 0 | 0 |  | 0 |  | 0 | 0 |  | 0 | 24.3645
MISO_W_2_IESO | MISO_W | IESO | 2050 | B10 | 1262 | 0 | 90 | 90 | 90 |  | 0 |  | 83.3274 | 3.5017 |  | 23.6313 | 24.3645
MISO_W_2_IESO | MISO_W | IESO | 2050 | B11 | 25 | 0 | 90 | 0 | 0 |  | 0 |  | 0 | 0 |  | 0 | 24.3645
MISO_W_2_IESO | MISO_W | IESO | 2050 | B12 | 200 | 0 | 90 | 0 | 90 |  | 0 |  | 0 | 3.561 |  | 0 | 24.3645
MISO_W_2_IESO | MISO_W | IESO | 2050 | B13 | 600 | 0 | 90 | 0 | 90 |  | 0 |  | 0 | 8.8906 |  | 0 | 24.3645
MISO_W_2_IESO | MISO_W | IESO | 2050 | B14 | 900 | 0 | 90 | 90 | 90 |  | 0 |  | 13.3775 | 11.2172 |  | 2.7056 | 24.3645
MISO_W_2_IESO | MISO_W | IESO | 2050 | B15 | 1203 | 0 | 90 | 90 | 90 |  | 0 |  | 11.6207 | 14.79 |  | 3.1415 | 24.3645
MISO_W_2_IESO | MISO_W | IESO | 2050 | B16 | 25 | 0 | 90 | 90 | 90 |  | 0 |  | 20.8437 | 4.2613 |  | 0.1171 | 24.3645
MISO_W_2_IESO | MISO_W | IESO | 2050 | B17 | 100 | 0 | 90 | 90 | 90 |  | 0 |  | 16.5112 | 6.303 |  | 0.37104 | 24.3645
MISO_W_2_IESO | MISO_W | IESO | 2050 | B18 | 400 | 0 | 90 | 0 | 90 |  | 0 |  | 0 | 10.2082 |  | 0 | 24.3645
MISO_W_2_IESO | MISO_W | IESO | 2050 | B19 | 700 | 0 | 90 | 0 | 90 |  | 0 |  | 0 | 11.2646 |  | 0 | 24.3645
MISO_W_2_IESO | MISO_W | IESO | 2050 | B20 | 935 | 0 | 90 | 90 | 90 |  | 0 |  | 11.324 | 16.4993 |  | 2.3793 | 24.3645
MISO_W_2_MAPP_CA | MISO_W | MAPP_CA | 2015 | B1 | 10 | 0 | 700 | 0 | 0 |  | 0 |  | 0 | 0 |  | 0 | 1.6166
MISO_W_2_MAPP_CA | MISO_W | MAPP_CA | 2015 | B2 | 25 | 0 | 700 | 0 | 0 |  | 0 |  | 0 | 0 |  | 0 | 1.6166
MISO_W_2_MAPP_CA | MISO_W | MAPP_CA | 2015 | B3 | 75 | 0 | 700 | 0 | 0 |  | 0 |  | 0 | 0 |  | 0 | 1.6166
MISO_W_2_MAPP_CA | MISO_W | MAPP_CA | 2015 | B4 | 100 | 0 | 700 | 0 | 0 |  | 0 |  | 0 | 0 |  | 0 | 1.6166
MISO_W_2_MAPP_CA | MISO_W | MAPP_CA | 2015 | B5 | 200 | 0 | 700 | 0 | 0 |  | 0 |  | 0 | 0 |  | 0 | 1.6166
MISO_W_2_MAPP_CA | MISO_W | MAPP_CA | 2015 | B6 | 300 | 0 | 700 | 0 | 0 |  | 0 |  | 0 | 0 |  | 0 | 1.6166
MISO_W_2_MAPP_CA | MISO_W | MAPP_CA | 2015 | B7 | 400 | 0 | 700 | 0 | 0 |  | 0 |  | 0 | 0 |  | 0 | 1.6166
MISO_W_2_MAPP_CA | MISO_W | MAPP_CA | 2015 | B8 | 500 | 0 | 700 | 0 | 0 |  | 0 |  | 0 | 0 |  | 0 | 1.6166
MISO_W_2_MAPP_CA | MISO_W | MAPP_CA | 2015 | B9 | 800 | 0 | 700 | 0 | 0 |  | 0 |  | 0 | 0 |  | 0 | 1.6166
MISO_W_2_MAPP_CA | MISO_W | MAPP_CA | 2015 | B10 | 1262 | 0 | 700 | 700 | 700 |  | 0 |  | 1.1751 | 1.3057 |  | 0.43618 | 1.6166
MISO_W_2_MAPP_CA | MISO_W | MAPP_CA | 2015 | B11 | 25 | 0 | 700 | 0 | 0 |  | 0 |  | 0 | 0 |  | 0 | 1.6166
MISO_W_2_MAPP_CA | MISO_W | MAPP_CA | 2015 | B12 | 200 | 0 | 700 | 0 | 0 |  | 0 |  | 0 | 0 |  | 0 | 1.6166
MISO_W_2_MAPP_CA | MISO_W | MAPP_CA | 2015 | B13 | 600 | 0 | 700 | 0 | 0 |  | 0 |  | 0 | 0 |  | 0 | 1.6166
MISO_W_2_MAPP_CA | MISO_W | MAPP_CA | 2015 | B14 | 900 | 0 | 700 | 0 | 0 |  | 0 |  | 0 | 0 |  | 0 | 1.6166
MISO_W_2_MAPP_CA | MISO_W | MAPP_CA | 2015 | B15 | 1203 | 0 | 700 | 700 | 700 |  | 0 |  | 1.5194 | 1.4007 |  | 0.53759 | 1.6166
MISO_W_2_MAPP_CA | MISO_W | MAPP_CA | 2015 | B16 | 25 | 0 | 700 | 0 | 0 |  | 0 |  | 0 | 0 |  | 0 | 1.6166
MISO_W_2_MAPP_CA | MISO_W | MAPP_CA | 2015 | B17 | 100 | 0 | 700 | 0 | 0 |  | 0 |  | 0 | 0 |  | 0 | 1.6166
MISO_W_2_MAPP_CA | MISO_W | MAPP_CA | 2015 | B18 | 400 | 0 | 700 | 0 | 0 |  | 0 |  | 0 | 0 |  | 0 | 1.6166
MISO_W_2_MAPP_CA | MISO_W | MAPP_CA | 2015 | B19 | 700 | 0 | 700 | 586.66 | 0 |  | 0 |  | 0 | 0 |  | 0 | 1.6166
MISO_W_2_MAPP_CA | MISO_W | MAPP_CA | 2015 | B20 | 935 | 935 | 700 | 700 | 700 |  | 1281.32 |  | 4.2969 | 1.6025 |  | 1.1817 | 1.6166
MISO_W_2_MAPP_CA | MISO_W | MAPP_CA | 2020 | B1 | 10 | 0 | 700 | 0 | 0 |  | 0 |  | 0 | 0 |  | 0 | 2.7646
MISO_W_2_MAPP_CA | MISO_W | MAPP_CA | 2020 | B2 | 25 | 0 | 700 | 0 | 0 |  | 0 |  | 0 | 0 |  | 0 | 2.7646
MISO_W_2_MAPP_CA | MISO_W | MAPP_CA | 2020 | B3 | 75 | 0 | 700 | 0 | 0 |  | 0 |  | 0 | 0 |  | 0 | 2.7646
MISO_W_2_MAPP_CA | MISO_W | MAPP_CA | 2020 | B4 | 100 | 0 | 700 | 0 | 0 |  | 0 |  | 0 | 0 |  | 0 | 2.7646
MISO_W_2_MAPP_CA | MISO_W | MAPP_CA | 2020 | B5 | 200 | 0 | 700 | 0 | 0 |  | 0 |  | 0 | 0 |  | 0 | 2.7646
MISO_W_2_MAPP_CA | MISO_W | MAPP_CA | 2020 | B6 | 300 | 0 | 700 | 0 | 0 |  | 0 |  | 0 | 0 |  | 0 | 2.7646
MISO_W_2_MAPP_CA | MISO_W | MAPP_CA | 2020 | B7 | 400 | 0 | 700 | 0 | 0 |  | 0 |  | 0 | 0 |  | 0 | 2.7646
MISO_W_2_MAPP_CA | MISO_W | MAPP_CA | 2020 | B8 | 500 | 0 | 700 | 0 | 0 |  | 0 |  | 0 | 0 |  | 0 | 2.7646
MISO_W_2_MAPP_CA | MISO_W | MAPP_CA | 2020 | B9 | 800 | 0 | 700 | 0 | 0 |  | 0 |  | 0 | 0 |  | 0 | 2.7646
MISO_W_2_MAPP_CA | MISO_W | MAPP_CA | 2020 | B10 | 1262 | 0 | 700 | 630.53 | 649.77 |  | 0 |  | 0 | 0 |  | 0 | 2.7646
MISO_W_2_MAPP_CA | MISO_W | MAPP_CA | 2020 | B11 | 25 | 0 | 700 | 0 | 0 |  | 0 |  | 0 | 0 |  | 0 | 2.7646
MISO_W_2_MAPP_CA | MISO_W | MAPP_CA | 2020 | B12 | 200 | 0 | 700 | 0 | 0 |  | 0 |  | 0 | 0 |  | 0 | 2.7646
MISO_W_2_MAPP_CA | MISO_W | MAPP_CA | 2020 | B13 | 600 | 0 | 700 | 0 | 0 |  | 0 |  | 0 | 0 |  | 0 | 2.7646
MISO_W_2_MAPP_CA | MISO_W | MAPP_CA | 2020 | B14 | 900 | 0 | 700 | 0 | 0 |  | 0 |  | 0 | 0 |  | 0 | 2.7646
MISO_W_2_MAPP_CA | MISO_W | MAPP_CA | 2020 | B15 | 1203 | 1203 | 700 | 700 | 700 |  | 152.39 |  | 3.0269 | 2.7538 |  | 1.7031 | 2.7646
MISO_W_2_MAPP_CA | MISO_W | MAPP_CA | 2020 | B16 | 25 | 0 | 700 | 0 | 0 |  | 0 |  | 0 | 0 |  | 0 | 2.7646
MISO_W_2_MAPP_CA | MISO_W | MAPP_CA | 2020 | B17 | 100 | 0 | 700 | 0 | 0 |  | 0 |  | 0 | 0 |  | 0 | 2.7646
MISO_W_2_MAPP_CA | MISO_W | MAPP_CA | 2020 | B18 | 400 | 0 | 700 | 0 | 0 |  | 0 |  | 0 | 0 |  | 0 | 2.7646
MISO_W_2_MAPP_CA | MISO_W | MAPP_CA | 2020 | B19 | 700 | 0 | 700 | 0 | 0 |  | 0 |  | 0 | 0 |  | 0 | 2.7646
MISO_W_2_MAPP_CA | MISO_W | MAPP_CA | 2020 | B20 | 935 | 935 | 700 | 700 | 700 |  | 262.42 |  | 4.5343 | 2.7538 |  | 1.983 | 2.7646
MISO_W_2_MAPP_CA | MISO_W | MAPP_CA | 2025 | B1 | 10 | 0 | 700 | 0 | 0 |  | 0 |  | 0 | 0 |  | 0 | 19.0432
MISO_W_2_MAPP_CA | MISO_W | MAPP_CA | 2025 | B2 | 25 | 0 | 700 | 0 | 0 |  | 0 |  | 0 | 0 |  | 0 | 19.0432
MISO_W_2_MAPP_CA | MISO_W | MAPP_CA | 2025 | B3 | 75 | 0 | 700 | 0 | 0 |  | 0 |  | 0 | 0 |  | 0 | 19.0432
MISO_W_2_MAPP_CA | MISO_W | MAPP_CA | 2025 | B4 | 100 | 0 | 700 | 0 | 0 |  | 0 |  | 0 | 0 |  | 0 | 19.0432
MISO_W_2_MAPP_CA | MISO_W | MAPP_CA | 2025 | B5 | 200 | 0 | 700 | 0 | 0 |  | 0 |  | 0 | 0 |  | 0 | 19.0432
MISO_W_2_MAPP_CA | MISO_W | MAPP_CA | 2025 | B6 | 300 | 0 | 700 | 0 | 0 |  | 0 |  | 0 | 0 |  | 0 | 19.0432
MISO_W_2_MAPP_CA | MISO_W | MAPP_CA | 2025 | B7 | 400 | 0 | 700 | 0 | 0 |  | 0 |  | 0 | 0 |  | 0 | 19.0432
MISO_W_2_MAPP_CA | MISO_W | MAPP_CA | 2025 | B8 | 500 | 0 | 700 | 0 | 0 |  | 0 |  | 0 | 0 |  | 0 | 19.0432
MISO_W_2_MAPP_CA | MISO_W | MAPP_CA | 2025 | B9 | 800 | 0 | 700 | 0 | 0 |  | 0 |  | 0 | 0 |  | 0 | 19.0432
MISO_W_2_MAPP_CA | MISO_W | MAPP_CA | 2025 | B10 | 1262 | 0 | 700 | 0 | 700 |  | 0 |  | 0 | 12.5347 |  | 0 | 19.0432
MISO_W_2_MAPP_CA | MISO_W | MAPP_CA | 2025 | B11 | 25 | 0 | 700 | 0 | 0 |  | 0 |  | 0 | 0 |  | 0 | 19.0432
MISO_W_2_MAPP_CA | MISO_W | MAPP_CA | 2025 | B12 | 200 | 0 | 700 | 0 | 0 |  | 0 |  | 0 | 0 |  | 0 | 19.0432
MISO_W_2_MAPP_CA | MISO_W | MAPP_CA | 2025 | B13 | 600 | 0 | 700 | 0 | 0 |  | 0 |  | 0 | 0 |  | 0 | 19.0432
MISO_W_2_MAPP_CA | MISO_W | MAPP_CA | 2025 | B14 | 900 | 0 | 700 | 0 | 0 |  | 0 |  | 0 | 0 |  | 0 | 19.0432
MISO_W_2_MAPP_CA | MISO_W | MAPP_CA | 2025 | B15 | 1203 | 0 | 700 | 700 | 700 |  | 0 |  | 33.4734 | 9.8877 |  | 18.8347 | 19.0432
MISO_W_2_MAPP_CA | MISO_W | MAPP_CA | 2025 | B16 | 25 | 0 | 700 | 0 | 0 |  | 0 |  | 0 | 0 |  | 0 | 19.0432
MISO_W_2_MAPP_CA | MISO_W | MAPP_CA | 2025 | B17 | 100 | 0 | 700 | 0 | 0 |  | 0 |  | 0 | 0 |  | 0 | 19.0432
MISO_W_2_MAPP_CA | MISO_W | MAPP_CA | 2025 | B18 | 400 | 0 | 700 | 0 | 0 |  | 0 |  | 0 | 0 |  | 0 | 19.0432
MISO_W_2_MAPP_CA | MISO_W | MAPP_CA | 2025 | B19 | 700 | 0 | 700 | 0 | 0 |  | 0 |  | 0 | 0 |  | 0 | 19.0432
MISO_W_2_MAPP_CA | MISO_W | MAPP_CA | 2025 | B20 | 935 | 0 | 700 | 700 | 700 |  | 0 |  | 14.9918 | 10.3744 |  | 6.5563 | 19.0432
MISO_W_2_MAPP_CA | MISO_W | MAPP_CA | 2030 | B1 | 10 | 0 | 700 | 0 | 0 |  | 0 |  | 0 | 0 |  | 0 | 21.1577
MISO_W_2_MAPP_CA | MISO_W | MAPP_CA | 2030 | B2 | 25 | 0 | 700 | 0 | 0 |  | 0 |  | 0 | 0 |  | 0 | 21.1577
MISO_W_2_MAPP_CA | MISO_W | MAPP_CA | 2030 | B3 | 75 | 0 | 700 | 0 | 0 |  | 0 |  | 0 | 0 |  | 0 | 21.1577
MISO_W_2_MAPP_CA | MISO_W | MAPP_CA | 2030 | B4 | 100 | 0 | 700 | 0 | 0 |  | 0 |  | 0 | 0 |  | 0 | 21.1577
MISO_W_2_MAPP_CA | MISO_W | MAPP_CA | 2030 | B5 | 200 | 0 | 700 | 0 | 0 |  | 0 |  | 0 | 0 |  | 0 | 21.1577
MISO_W_2_MAPP_CA | MISO_W | MAPP_CA | 2030 | B6 | 300 | 0 | 700 | 0 | 0 |  | 0 |  | 0 | 0 |  | 0 | 21.1577
MISO_W_2_MAPP_CA | MISO_W | MAPP_CA | 2030 | B7 | 400 | 0 | 700 | 0 | 0 |  | 0 |  | 0 | 0 |  | 0 | 21.1577
MISO_W_2_MAPP_CA | MISO_W | MAPP_CA | 2030 | B8 | 500 | 0 | 700 | 0 | 0 |  | 0 |  | 0 | 0 |  | 0 | 21.1577
MISO_W_2_MAPP_CA | MISO_W | MAPP_CA | 2030 | B9 | 800 | 0 | 700 | 0 | 0 |  | 0 |  | 0 | 0 |  | 0 | 21.1577
MISO_W_2_MAPP_CA | MISO_W | MAPP_CA | 2030 | B10 | 1262 | 0 | 700 | 0 | 645.1 |  | 0 |  | 0 | 0 |  | 0 | 21.1577
MISO_W_2_MAPP_CA | MISO_W | MAPP_CA | 2030 | B11 | 25 | 0 | 700 | 0 | 0 |  | 0 |  | 0 | 0 |  | 0 | 21.1577
MISO_W_2_MAPP_CA | MISO_W | MAPP_CA | 2030 | B12 | 200 | 0 | 700 | 0 | 0 |  | 0 |  | 0 | 0 |  | 0 | 21.1577
MISO_W_2_MAPP_CA | MISO_W | MAPP_CA | 2030 | B13 | 600 | 0 | 700 | 0 | 0 |  | 0 |  | 0 | 0 |  | 0 | 21.1577
MISO_W_2_MAPP_CA | MISO_W | MAPP_CA | 2030 | B14 | 900 | 0 | 700 | 0 | 0 |  | 0 |  | 0 | 0 |  | 0 | 21.1577
MISO_W_2_MAPP_CA | MISO_W | MAPP_CA | 2030 | B15 | 1203 | 0 | 700 | 700 | 559.95 |  | 0 |  | 8.8788 | 0 |  | 4.9959 | 21.1577
MISO_W_2_MAPP_CA | MISO_W | MAPP_CA | 2030 | B16 | 25 | 0 | 700 | 0 | 0 |  | 0 |  | 0 | 0 |  | 0 | 21.1577
MISO_W_2_MAPP_CA | MISO_W | MAPP_CA | 2030 | B17 | 100 | 0 | 700 | 0 | 0 |  | 0 |  | 0 | 0 |  | 0 | 21.1577
MISO_W_2_MAPP_CA | MISO_W | MAPP_CA | 2030 | B18 | 400 | 0 | 700 | 0 | 0 |  | 0 |  | 0 | 0 |  | 0 | 21.1577
MISO_W_2_MAPP_CA | MISO_W | MAPP_CA | 2030 | B19 | 700 | 0 | 700 | 0 | 0 |  | 0 |  | 0 | 0 |  | 0 | 21.1577
MISO_W_2_MAPP_CA | MISO_W | MAPP_CA | 2030 | B20 | 935 | 0 | 700 | 700 | 700 |  | 0 |  | 53.0826 | 5.2109 |  | 23.2143 | 21.1577
MISO_W_2_MAPP_CA | MISO_W | MAPP_CA | 2035 | B1 | 10 | 0 | 700 | 0 | 0 |  | 0 |  | 0 | 0 |  | 0 | 28.2654
MISO_W_2_MAPP_CA | MISO_W | MAPP_CA | 2035 | B2 | 25 | 0 | 700 | 0 | 0 |  | 0 |  | 0 | 0 |  | 0 | 28.2654
MISO_W_2_MAPP_CA | MISO_W | MAPP_CA | 2035 | B3 | 75 | 0 | 700 | 0 | 0 |  | 0 |  | 0 | 0 |  | 0 | 28.2654
MISO_W_2_MAPP_CA | MISO_W | MAPP_CA | 2035 | B4 | 100 | 0 | 700 | 0 | 0 |  | 0 |  | 0 | 0 |  | 0 | 28.2654
MISO_W_2_MAPP_CA | MISO_W | MAPP_CA | 2035 | B5 | 200 | 0 | 700 | 0 | 0 |  | 0 |  | 0 | 0 |  | 0 | 28.2654
MISO_W_2_MAPP_CA | MISO_W | MAPP_CA | 2035 | B6 | 300 | 0 | 700 | 0 | 0 |  | 0 |  | 0 | 0 |  | 0 | 28.2654
MISO_W_2_MAPP_CA | MISO_W | MAPP_CA | 2035 | B7 | 400 | 0 | 700 | 0 | 0 |  | 0 |  | 0 | 0 |  | 0 | 28.2654
MISO_W_2_MAPP_CA | MISO_W | MAPP_CA | 2035 | B8 | 500 | 0 | 700 | 0 | 0 |  | 0 |  | 0 | 0 |  | 0 | 28.2654
MISO_W_2_MAPP_CA | MISO_W | MAPP_CA | 2035 | B9 | 800 | 0 | 700 | 0 | 0 |  | 0 |  | 0 | 0 |  | 0 | 28.2654
MISO_W_2_MAPP_CA | MISO_W | MAPP_CA | 2035 | B10 | 1262 | 0 | 700 | 0 | 700 |  | 0 |  | 0 | 13.1045 |  | 0 | 28.2654
MISO_W_2_MAPP_CA | MISO_W | MAPP_CA | 2035 | B11 | 25 | 0 | 700 | 0 | 0 |  | 0 |  | 0 | 0 |  | 0 | 28.2654
MISO_W_2_MAPP_CA | MISO_W | MAPP_CA | 2035 | B12 | 200 | 0 | 700 | 0 | 0 |  | 0 |  | 0 | 0 |  | 0 | 28.2654
MISO_W_2_MAPP_CA | MISO_W | MAPP_CA | 2035 | B13 | 600 | 0 | 700 | 0 | 0 |  | 0 |  | 0 | 0 |  | 0 | 28.2654
MISO_W_2_MAPP_CA | MISO_W | MAPP_CA | 2035 | B14 | 900 | 0 | 700 | 0 | 0 |  | 0 |  | 0 | 0 |  | 0 | 28.2654
MISO_W_2_MAPP_CA | MISO_W | MAPP_CA | 2035 | B15 | 1203 | 0 | 700 | 700 | 700 |  | 0 |  | 37.6872 | 4.0002 |  | 37.6872 | 28.2654
MISO_W_2_MAPP_CA | MISO_W | MAPP_CA | 2035 | B16 | 25 | 0 | 700 | 337.39 | 0 |  | 0 |  | 0 | 0 |  | 0 | 28.2654
MISO_W_2_MAPP_CA | MISO_W | MAPP_CA | 2035 | B17 | 100 | 0 | 700 | 0 | 0 |  | 0 |  | 0 | 0 |  | 0 | 28.2654
MISO_W_2_MAPP_CA | MISO_W | MAPP_CA | 2035 | B18 | 400 | 0 | 700 | 0 | 0 |  | 0 |  | 0 | 0 |  | 0 | 28.2654
MISO_W_2_MAPP_CA | MISO_W | MAPP_CA | 2035 | B19 | 700 | 0 | 700 | 0 | 0 |  | 0 |  | 0 | 0 |  | 0 | 28.2654
MISO_W_2_MAPP_CA | MISO_W | MAPP_CA | 2035 | B20 | 935 | 0 | 700 | 273.78 | 700 |  | 0 |  | 0 | 10.9323 |  | 0 | 28.2654
MISO_W_2_MAPP_CA | MISO_W | MAPP_CA | 2040 | B1 | 10 | 0 | 700 | 0 | 0 |  | 0 |  | 0 | 0 |  | 0 | 0
MISO_W_2_MAPP_CA | MISO_W | MAPP_CA | 2040 | B2 | 25 | 0 | 700 | 0 | 0 |  | 0 |  | 0 | 0 |  | 0 | 0
MISO_W_2_MAPP_CA | MISO_W | MAPP_CA | 2040 | B3 | 75 | 0 | 700 | 0 | 0 |  | 0 |  | 0 | 0 |  | 0 | 0
MISO_W_2_MAPP_CA | MISO_W | MAPP_CA | 2040 | B4 | 100 | 0 | 700 | 0 | 0 |  | 0 |  | 0 | 0 |  | 0 | 0
MISO_W_2_MAPP_CA | MISO_W | MAPP_CA | 2040 | B5 | 200 | 0 | 700 | 0 | 0 |  | 0 |  | 0 | 0 |  | 0 | 0
MISO_W_2_MAPP_CA | MISO_W | MAPP_CA | 2040 | B6 | 300 | 0 | 700 | 0 | 0 |  | 0 |  | 0 | 0 |  | 0 | 0
MISO_W_2_MAPP_CA | MISO_W | MAPP_CA | 2040 | B7 | 400 | 0 | 700 | 0 | 0 |  | 0 |  | 0 | 0 |  | 0 | 0
MISO_W_2_MAPP_CA | MISO_W | MAPP_CA | 2040 | B8 | 500 | 0 | 700 | 0 | 0 |  | 0 |  | 0 | 0 |  | 0 | 0
MISO_W_2_MAPP_CA | MISO_W | MAPP_CA | 2040 | B9 | 800 | 0 | 700 | 0 | 0 |  | 0 |  | 0 | 0 |  | 0 | 0
MISO_W_2_MAPP_CA | MISO_W | MAPP_CA | 2040 | B10 | 1262 | 0 | 700 | 0 | 700 |  | 0 |  | 0 | 3.4898 |  | 0 | 0
MISO_W_2_MAPP_CA | MISO_W | MAPP_CA | 2040 | B11 | 25 | 0 | 700 | 0 | 0 |  | 0 |  | 0 | 0 |  | 0 | 0
MISO_W_2_MAPP_CA | MISO_W | MAPP_CA | 2040 | B12 | 200 | 0 | 700 | 0 | 0 |  | 0 |  | 0 | 0 |  | 0 | 0
MISO_W_2_MAPP_CA | MISO_W | MAPP_CA | 2040 | B13 | 600 | 0 | 700 | 0 | 0 |  | 0 |  | 0 | 0 |  | 0 | 0
MISO_W_2_MAPP_CA | MISO_W | MAPP_CA | 2040 | B14 | 900 | 0 | 700 | 0 | 0 |  | 0 |  | 0 | 0 |  | 0 | 0
MISO_W_2_MAPP_CA | MISO_W | MAPP_CA | 2040 | B15 | 1203 | 0 | 700 | 271.55 | 700 |  | 0 |  | 0 | 1.3176 |  | 0 | 0
MISO_W_2_MAPP_CA | MISO_W | MAPP_CA | 2040 | B16 | 25 | 0 | 700 | 490.97 | 0 |  | 0 |  | 0 | 0 |  | 0 | 0
MISO_W_2_MAPP_CA | MISO_W | MAPP_CA | 2040 | B17 | 100 | 0 | 700 | 0 | 0 |  | 0 |  | 0 | 0 |  | 0 | 0
MISO_W_2_MAPP_CA | MISO_W | MAPP_CA | 2040 | B18 | 400 | 0 | 700 | 0 | 0 |  | 0 |  | 0 | 0 |  | 0 | 0
MISO_W_2_MAPP_CA | MISO_W | MAPP_CA | 2040 | B19 | 700 | 0 | 700 | 0 | 0 |  | 0 |  | 0 | 0 |  | 0 | 0
MISO_W_2_MAPP_CA | MISO_W | MAPP_CA | 2040 | B20 | 935 | 0 | 700 | 528.01 | 700 |  | 0 |  | 0 | 1.3176 |  | 0 | 0
MISO_W_2_MAPP_CA | MISO_W | MAPP_CA | 2045 | B1 | 10 | 0 | 700 | 0 | 0 |  | 0 |  | 0 | 0 |  | 0 | 5.652
MISO_W_2_MAPP_CA | MISO_W | MAPP_CA | 2045 | B2 | 25 | 0 | 700 | 0 | 0 |  | 0 |  | 0 | 0 |  | 0 | 5.652
MISO_W_2_MAPP_CA | MISO_W | MAPP_CA | 2045 | B3 | 75 | 0 | 700 | 0 | 0 |  | 0 |  | 0 | 0 |  | 0 | 5.652
MISO_W_2_MAPP_CA | MISO_W | MAPP_CA | 2045 | B4 | 100 | 0 | 700 | 0 | 0 |  | 0 |  | 0 | 0 |  | 0 | 5.652
MISO_W_2_MAPP_CA | MISO_W | MAPP_CA | 2045 | B5 | 200 | 0 | 700 | 0 | 0 |  | 0 |  | 0 | 0 |  | 0 | 5.652
MISO_W_2_MAPP_CA | MISO_W | MAPP_CA | 2045 | B6 | 300 | 0 | 700 | 0 | 0 |  | 0 |  | 0 | 0 |  | 0 | 5.652
MISO_W_2_MAPP_CA | MISO_W | MAPP_CA | 2045 | B7 | 400 | 0 | 700 | 0 | 0 |  | 0 |  | 0 | 0 |  | 0 | 5.652
MISO_W_2_MAPP_CA | MISO_W | MAPP_CA | 2045 | B8 | 500 | 0 | 700 | 0 | 0 |  | 0 |  | 0 | 0 |  | 0 | 5.652
MISO_W_2_MAPP_CA | MISO_W | MAPP_CA | 2045 | B9 | 800 | 0 | 700 | 0 | 0 |  | 0 |  | 0 | 0 |  | 0 | 5.652
MISO_W_2_MAPP_CA | MISO_W | MAPP_CA | 2045 | B10 | 1262 | 0 | 700 | 700 | 0 |  | 0 |  | 2.6589 | 0 |  | 1.5101 | 5.652
MISO_W_2_MAPP_CA | MISO_W | MAPP_CA | 2045 | B11 | 25 | 0 | 700 | 0 | 0 |  | 0 |  | 0 | 0 |  | 0 | 5.652
MISO_W_2_MAPP_CA | MISO_W | MAPP_CA | 2045 | B12 | 200 | 0 | 700 | 0 | 0 |  | 0 |  | 0 | 0 |  | 0 | 5.652
MISO_W_2_MAPP_CA | MISO_W | MAPP_CA | 2045 | B13 | 600 | 0 | 700 | 0 | 0 |  | 0 |  | 0 | 0 |  | 0 | 5.652
MISO_W_2_MAPP_CA | MISO_W | MAPP_CA | 2045 | B14 | 900 | 0 | 700 | 0 | 0 |  | 0 |  | 0 | 0 |  | 0 | 5.652
MISO_W_2_MAPP_CA | MISO_W | MAPP_CA | 2045 | B15 | 1203 | 0 | 700 | 25.54 | 0 |  | 0 |  | 0 | 0 |  | 0 | 5.652
MISO_W_2_MAPP_CA | MISO_W | MAPP_CA | 2045 | B16 | 25 | 0 | 700 | 700 | 0 |  | 0 |  | 13.9473 | 0 |  | 0.15692 | 5.652
MISO_W_2_MAPP_CA | MISO_W | MAPP_CA | 2045 | B17 | 100 | 0 | 700 | 0 | 0 |  | 0 |  | 0 | 0 |  | 0 | 5.652
MISO_W_2_MAPP_CA | MISO_W | MAPP_CA | 2045 | B18 | 400 | 0 | 700 | 0 | 0 |  | 0 |  | 0 | 0 |  | 0 | 5.652
MISO_W_2_MAPP_CA | MISO_W | MAPP_CA | 2045 | B19 | 700 | 0 | 700 | 0 | 0 |  | 0 |  | 0 | 0 |  | 0 | 5.652
MISO_W_2_MAPP_CA | MISO_W | MAPP_CA | 2045 | B20 | 935 | 0 | 700 | 700 | 0 |  | 0 |  | 13.9473 | 0 |  | 5.8689 | 5.652
MISO_W_2_MAPP_CA | MISO_W | MAPP_CA | 2050 | B1 | 10 | 0 | 700 | 0 | 0 |  | 0 |  | 0 | 0 |  | 0 | 4.198
MISO_W_2_MAPP_CA | MISO_W | MAPP_CA | 2050 | B2 | 25 | 0 | 700 | 0 | 0 |  | 0 |  | 0 | 0 |  | 0 | 4.198
MISO_W_2_MAPP_CA | MISO_W | MAPP_CA | 2050 | B3 | 75 | 0 | 700 | 0 | 0 |  | 0 |  | 0 | 0 |  | 0 | 4.198
MISO_W_2_MAPP_CA | MISO_W | MAPP_CA | 2050 | B4 | 100 | 0 | 700 | 0 | 0 |  | 0 |  | 0 | 0 |  | 0 | 4.198
MISO_W_2_MAPP_CA | MISO_W | MAPP_CA | 2050 | B5 | 200 | 0 | 700 | 0 | 0 |  | 0 |  | 0 | 0 |  | 0 | 4.198
MISO_W_2_MAPP_CA | MISO_W | MAPP_CA | 2050 | B6 | 300 | 0 | 700 | 0 | 0 |  | 0 |  | 0 | 0 |  | 0 | 4.198
MISO_W_2_MAPP_CA | MISO_W | MAPP_CA | 2050 | B7 | 400 | 0 | 700 | 0 | 0 |  | 0 |  | 0 | 0 |  | 0 | 4.198
MISO_W_2_MAPP_CA | MISO_W | MAPP_CA | 2050 | B8 | 500 | 0 | 700 | 0 | 0 |  | 0 |  | 0 | 0 |  | 0 | 4.198
MISO_W_2_MAPP_CA | MISO_W | MAPP_CA | 2050 | B9 | 800 | 0 | 700 | 0 | 0 |  | 0 |  | 0 | 0 |  | 0 | 4.198
MISO_W_2_MAPP_CA | MISO_W | MAPP_CA | 2050 | B10 | 1262 | 0 | 700 | 700 | 0 |  | 0 |  | 0.07122 | 0 |  | 0.026242 | 4.198
MISO_W_2_MAPP_CA | MISO_W | MAPP_CA | 2050 | B11 | 25 | 0 | 700 | 0 | 0 |  | 0 |  | 0 | 0 |  | 0 | 4.198
MISO_W_2_MAPP_CA | MISO_W | MAPP_CA | 2050 | B12 | 200 | 0 | 700 | 0 | 0 |  | 0 |  | 0 | 0 |  | 0 | 4.198
MISO_W_2_MAPP_CA | MISO_W | MAPP_CA | 2050 | B13 | 600 | 0 | 700 | 0 | 0 |  | 0 |  | 0 | 0 |  | 0 | 4.198
MISO_W_2_MAPP_CA | MISO_W | MAPP_CA | 2050 | B14 | 900 | 0 | 700 | 0 | 0 |  | 0 |  | 0 | 0 |  | 0 | 4.198
MISO_W_2_MAPP_CA | MISO_W | MAPP_CA | 2050 | B15 | 1203 | 0 | 700 | 700 | 0 |  | 0 |  | 6.9796 | 0 |  | 2.4515 | 4.198
MISO_W_2_MAPP_CA | MISO_W | MAPP_CA | 2050 | B16 | 25 | 0 | 700 | 700 | 0 |  | 0 |  | 4.3088 | 0 |  | 0.031451 | 4.198
MISO_W_2_MAPP_CA | MISO_W | MAPP_CA | 2050 | B17 | 100 | 0 | 700 | 0 | 0 |  | 0 |  | 0 | 0 |  | 0 | 4.198
MISO_W_2_MAPP_CA | MISO_W | MAPP_CA | 2050 | B18 | 400 | 0 | 700 | 0 | 0 |  | 0 |  | 0 | 0 |  | 0 | 4.198
MISO_W_2_MAPP_CA | MISO_W | MAPP_CA | 2050 | B19 | 700 | 0 | 700 | 0 | 0 |  | 0 |  | 0 | 0 |  | 0 | 4.198
MISO_W_2_MAPP_CA | MISO_W | MAPP_CA | 2050 | B20 | 935 | 0 | 700 | 700 | 0 |  | 0 |  | 11.3121 | 0 |  | 3.0881 | 4.198
MISO_W_2_MAPP_US | MISO_W | MAPP_US | 2015 | B1 | 10 | 0 | 2300 | 0 | 0 |  | 0 |  | 0 | 0 |  | 0 | 0
MISO_W_2_MAPP_US | MISO_W | MAPP_US | 2015 | B2 | 25 | 0 | 2300 | 0 | 0 |  | 0 |  | 0 | 0 |  | 0 | 0
MISO_W_2_MAPP_US | MISO_W | MAPP_US | 2015 | B3 | 75 | 0 | 2300 | 0 | 0 |  | 0 |  | 0 | 0 |  | 0 | 0
MISO_W_2_MAPP_US | MISO_W | MAPP_US | 2015 | B4 | 100 | 0 | 2300 | 0 | 0 |  | 0 |  | 0 | 0 |  | 0 | 0
MISO_W_2_MAPP_US | MISO_W | MAPP_US | 2015 | B5 | 200 | 0 | 2300 | 0 | 0 |  | 0 |  | 0 | 0 |  | 0 | 0
MISO_W_2_MAPP_US | MISO_W | MAPP_US | 2015 | B6 | 300 | 0 | 2300 | 0 | 0 |  | 0 |  | 0 | 0 |  | 0 | 0
MISO_W_2_MAPP_US | MISO_W | MAPP_US | 2015 | B7 | 400 | 0 | 2300 | 0 | 0 |  | 0 |  | 0 | 0 |  | 0 | 0
MISO_W_2_MAPP_US | MISO_W | MAPP_US | 2015 | B8 | 500 | 0 | 2300 | 0 | 0 |  | 0 |  | 0 | 0 |  | 0 | 0
MISO_W_2_MAPP_US | MISO_W | MAPP_US | 2015 | B9 | 800 | 0 | 2300 | 0 | 0 |  | 0 |  | 0 | 0 |  | 0 | 0
MISO_W_2_MAPP_US | MISO_W | MAPP_US | 2015 | B10 | 1262 | 0 | 2300 | 0 | 0 |  | 0 |  | 0 | 0 |  | 0 | 0
MISO_W_2_MAPP_US | MISO_W | MAPP_US | 2015 | B11 | 25 | 0 | 2300 | 0 | 0 |  | 0 |  | 0 | 0 |  | 0 | 0
MISO_W_2_MAPP_US | MISO_W | MAPP_US | 2015 | B12 | 200 | 0 | 2300 | 0 | 0 |  | 0 |  | 0 | 0 |  | 0 | 0
MISO_W_2_MAPP_US | MISO_W | MAPP_US | 2015 | B13 | 600 | 0 | 2300 | 0 | 0 |  | 0 |  | 0 | 0 |  | 0 | 0
MISO_W_2_MAPP_US | MISO_W | MAPP_US | 2015 | B14 | 900 | 0 | 2300 | 0 | 0 |  | 0 |  | 0 | 0 |  | 0 | 0
MISO_W_2_MAPP_US | MISO_W | MAPP_US | 2015 | B15 | 1203 | 0 | 2300 | 0 | 0 |  | 0 |  | 0 | 0 |  | 0 | 0
MISO_W_2_MAPP_US | MISO_W | MAPP_US | 2015 | B16 | 25 | 0 | 2300 | 0 | 0 |  | 0 |  | 0 | 0 |  | 0 | 0
MISO_W_2_MAPP_US | MISO_W | MAPP_US | 2015 | B17 | 100 | 0 | 2300 | 0 | 0 |  | 0 |  | 0 | 0 |  | 0 | 0
MISO_W_2_MAPP_US | MISO_W | MAPP_US | 2015 | B18 | 400 | 0 | 2300 | 0 | 0 |  | 0 |  | 0 | 0 |  | 0 | 0
MISO_W_2_MAPP_US | MISO_W | MAPP_US | 2015 | B19 | 700 | 0 | 2300 | 0 | 0 |  | 0 |  | 0 | 0 |  | 0 | 0
MISO_W_2_MAPP_US | MISO_W | MAPP_US | 2015 | B20 | 935 | 0 | 2300 | 0 | 0 |  | 0 |  | 0 | 0 |  | 0 | 0
MISO_W_2_MAPP_US | MISO_W | MAPP_US | 2020 | B1 | 10 | 0 | 2300 | 0 | 0 |  | 0 |  | 0 | 0 |  | 0 | 0
MISO_W_2_MAPP_US | MISO_W | MAPP_US | 2020 | B2 | 25 | 0 | 2300 | 0 | 0 |  | 0 |  | 0 | 0 |  | 0 | 0
MISO_W_2_MAPP_US | MISO_W | MAPP_US | 2020 | B3 | 75 | 0 | 2300 | 0 | 0 |  | 0 |  | 0 | 0 |  | 0 | 0
MISO_W_2_MAPP_US | MISO_W | MAPP_US | 2020 | B4 | 100 | 0 | 2300 | 0 | 0 |  | 0 |  | 0 | 0 |  | 0 | 0
MISO_W_2_MAPP_US | MISO_W | MAPP_US | 2020 | B5 | 200 | 0 | 2300 | 0 | 0 |  | 0 |  | 0 | 0 |  | 0 | 0
MISO_W_2_MAPP_US | MISO_W | MAPP_US | 2020 | B6 | 300 | 0 | 2300 | 0 | 0 |  | 0 |  | 0 | 0 |  | 0 | 0
MISO_W_2_MAPP_US | MISO_W | MAPP_US | 2020 | B7 | 400 | 0 | 2300 | 0 | 0 |  | 0 |  | 0 | 0 |  | 0 | 0
MISO_W_2_MAPP_US | MISO_W | MAPP_US | 2020 | B8 | 500 | 0 | 2300 | 0 | 0 |  | 0 |  | 0 | 0 |  | 0 | 0
MISO_W_2_MAPP_US | MISO_W | MAPP_US | 2020 | B9 | 800 | 0 | 2300 | 0 | 0 |  | 0 |  | 0 | 0 |  | 0 | 0
MISO_W_2_MAPP_US | MISO_W | MAPP_US | 2020 | B10 | 1262 | 0 | 2300 | 0 | 0 |  | 0 |  | 0 | 0 |  | 0 | 0
MISO_W_2_MAPP_US | MISO_W | MAPP_US | 2020 | B11 | 25 | 0 | 2300 | 0 | 0 |  | 0 |  | 0 | 0 |  | 0 | 0
MISO_W_2_MAPP_US | MISO_W | MAPP_US | 2020 | B12 | 200 | 0 | 2300 | 0 | 0 |  | 0 |  | 0 | 0 |  | 0 | 0
MISO_W_2_MAPP_US | MISO_W | MAPP_US | 2020 | B13 | 600 | 0 | 2300 | 0 | 0 |  | 0 |  | 0 | 0 |  | 0 | 0
MISO_W_2_MAPP_US | MISO_W | MAPP_US | 2020 | B14 | 900 | 0 | 2300 | 0 | 0 |  | 0 |  | 0 | 0 |  | 0 | 0
MISO_W_2_MAPP_US | MISO_W | MAPP_US | 2020 | B15 | 1203 | 0 | 2300 | 0 | 0 |  | 0 |  | 0 | 0 |  | 0 | 0
MISO_W_2_MAPP_US | MISO_W | MAPP_US | 2020 | B16 | 25 | 0 | 2300 | 0 | 0 |  | 0 |  | 0 | 0 |  | 0 | 0
MISO_W_2_MAPP_US | MISO_W | MAPP_US | 2020 | B17 | 100 | 0 | 2300 | 0 | 0 |  | 0 |  | 0 | 0 |  | 0 | 0
MISO_W_2_MAPP_US | MISO_W | MAPP_US | 2020 | B18 | 400 | 0 | 2300 | 0 | 0 |  | 0 |  | 0 | 0 |  | 0 | 0
MISO_W_2_MAPP_US | MISO_W | MAPP_US | 2020 | B19 | 700 | 0 | 2300 | 0 | 0 |  | 0 |  | 0 | 0 |  | 0 | 0
MISO_W_2_MAPP_US | MISO_W | MAPP_US | 2020 | B20 | 935 | 0 | 2300 | 0 | 0 |  | 0 |  | 0 | 0 |  | 0 | 0
MISO_W_2_MAPP_US | MISO_W | MAPP_US | 2025 | B1 | 10 | 0 | 2300 | 0 | 0 |  | 0 |  | 0 | 0 |  | 0 | 0
MISO_W_2_MAPP_US | MISO_W | MAPP_US | 2025 | B2 | 25 | 0 | 2300 | 0 | 0 |  | 0 |  | 0 | 0 |  | 0 | 0
MISO_W_2_MAPP_US | MISO_W | MAPP_US | 2025 | B3 | 75 | 0 | 2300 | 0 | 0 |  | 0 |  | 0 | 0 |  | 0 | 0
MISO_W_2_MAPP_US | MISO_W | MAPP_US | 2025 | B4 | 100 | 0 | 2300 | 0 | 0 |  | 0 |  | 0 | 0 |  | 0 | 0
MISO_W_2_MAPP_US | MISO_W | MAPP_US | 2025 | B5 | 200 | 0 | 2300 | 0 | 0 |  | 0 |  | 0 | 0 |  | 0 | 0
MISO_W_2_MAPP_US | MISO_W | MAPP_US | 2025 | B6 | 300 | 0 | 2300 | 0 | 0 |  | 0 |  | 0 | 0 |  | 0 | 0
MISO_W_2_MAPP_US | MISO_W | MAPP_US | 2025 | B7 | 400 | 0 | 2300 | 0 | 0 |  | 0 |  | 0 | 0 |  | 0 | 0
MISO_W_2_MAPP_US | MISO_W | MAPP_US | 2025 | B8 | 500 | 0 | 2300 | 0 | 0 |  | 0 |  | 0 | 0 |  | 0 | 0
MISO_W_2_MAPP_US | MISO_W | MAPP_US | 2025 | B9 | 800 | 0 | 2300 | 0 | 0 |  | 0 |  | 0 | 0 |  | 0 | 0
MISO_W_2_MAPP_US | MISO_W | MAPP_US | 2025 | B10 | 1262 | 0 | 2300 | 0 | 0 |  | 0 |  | 0 | 0 |  | 0 | 0
MISO_W_2_MAPP_US | MISO_W | MAPP_US | 2025 | B11 | 25 | 0 | 2300 | 0 | 0 |  | 0 |  | 0 | 0 |  | 0 | 0
MISO_W_2_MAPP_US | MISO_W | MAPP_US | 2025 | B12 | 200 | 0 | 2300 | 0 | 0 |  | 0 |  | 0 | 0 |  | 0 | 0
MISO_W_2_MAPP_US | MISO_W | MAPP_US | 2025 | B13 | 600 | 0 | 2300 | 0 | 0 |  | 0 |  | 0 | 0 |  | 0 | 0
MISO_W_2_MAPP_US | MISO_W | MAPP_US | 2025 | B14 | 900 | 0 | 2300 | 0 | 0 |  | 0 |  | 0 | 0 |  | 0 | 0
MISO_W_2_MAPP_US | MISO_W | MAPP_US | 2025 | B15 | 1203 | 0 | 2300 | 0 | 0 |  | 0 |  | 0 | 0 |  | 0 | 0
MISO_W_2_MAPP_US | MISO_W | MAPP_US | 2025 | B16 | 25 | 0 | 2300 | 0 | 0 |  | 0 |  | 0 | 0 |  | 0 | 0
MISO_W_2_MAPP_US | MISO_W | MAPP_US | 2025 | B17 | 100 | 0 | 2300 | 0 | 0 |  | 0 |  | 0 | 0 |  | 0 | 0
MISO_W_2_MAPP_US | MISO_W | MAPP_US | 2025 | B18 | 400 | 0 | 2300 | 0 | 0 |  | 0 |  | 0 | 0 |  | 0 | 0
MISO_W_2_MAPP_US | MISO_W | MAPP_US | 2025 | B19 | 700 | 0 | 2300 | 0 | 0 |  | 0 |  | 0 | 0 |  | 0 | 0
MISO_W_2_MAPP_US | MISO_W | MAPP_US | 2025 | B20 | 935 | 0 | 2300 | 0 | 0 |  | 0 |  | 0 | 0 |  | 0 | 0
MISO_W_2_MAPP_US | MISO_W | MAPP_US | 2030 | B1 | 10 | 0 | 2300 | 0 | 0 |  | 0 |  | 0 | 0 |  | 0 | 0
MISO_W_2_MAPP_US | MISO_W | MAPP_US | 2030 | B2 | 25 | 0 | 2300 | 0 | 0 |  | 0 |  | 0 | 0 |  | 0 | 0
MISO_W_2_MAPP_US | MISO_W | MAPP_US | 2030 | B3 | 75 | 0 | 2300 | 0 | 0 |  | 0 |  | 0 | 0 |  | 0 | 0
MISO_W_2_MAPP_US | MISO_W | MAPP_US | 2030 | B4 | 100 | 0 | 2300 | 0 | 0 |  | 0 |  | 0 | 0 |  | 0 | 0
MISO_W_2_MAPP_US | MISO_W | MAPP_US | 2030 | B5 | 200 | 0 | 2300 | 0 | 0 |  | 0 |  | 0 | 0 |  | 0 | 0
MISO_W_2_MAPP_US | MISO_W | MAPP_US | 2030 | B6 | 300 | 0 | 2300 | 0 | 0 |  | 0 |  | 0 | 0 |  | 0 | 0
MISO_W_2_MAPP_US | MISO_W | MAPP_US | 2030 | B7 | 400 | 0 | 2300 | 0 | 0 |  | 0 |  | 0 | 0 |  | 0 | 0
MISO_W_2_MAPP_US | MISO_W | MAPP_US | 2030 | B8 | 500 | 0 | 2300 | 0 | 0 |  | 0 |  | 0 | 0 |  | 0 | 0
MISO_W_2_MAPP_US | MISO_W | MAPP_US | 2030 | B9 | 800 | 0 | 2300 | 0 | 0 |  | 0 |  | 0 | 0 |  | 0 | 0
MISO_W_2_MAPP_US | MISO_W | MAPP_US | 2030 | B10 | 1262 | 0 | 2300 | 0 | 0 |  | 0 |  | 0 | 0 |  | 0 | 0
MISO_W_2_MAPP_US | MISO_W | MAPP_US | 2030 | B11 | 25 | 0 | 2300 | 0 | 0 |  | 0 |  | 0 | 0 |  | 0 | 0
MISO_W_2_MAPP_US | MISO_W | MAPP_US | 2030 | B12 | 200 | 0 | 2300 | 0 | 0 |  | 0 |  | 0 | 0 |  | 0 | 0
MISO_W_2_MAPP_US | MISO_W | MAPP_US | 2030 | B13 | 600 | 0 | 2300 | 0 | 0 |  | 0 |  | 0 | 0 |  | 0 | 0
MISO_W_2_MAPP_US | MISO_W | MAPP_US | 2030 | B14 | 900 | 0 | 2300 | 0 | 0 |  | 0 |  | 0 | 0 |  | 0 | 0
MISO_W_2_MAPP_US | MISO_W | MAPP_US | 2030 | B15 | 1203 | 0 | 2300 | 0 | 0 |  | 0 |  | 0 | 0 |  | 0 | 0
MISO_W_2_MAPP_US | MISO_W | MAPP_US | 2030 | B16 | 25 | 0 | 2300 | 0 | 0 |  | 0 |  | 0 | 0 |  | 0 | 0
MISO_W_2_MAPP_US | MISO_W | MAPP_US | 2030 | B17 | 100 | 0 | 2300 | 0 | 0 |  | 0 |  | 0 | 0 |  | 0 | 0
MISO_W_2_MAPP_US | MISO_W | MAPP_US | 2030 | B18 | 400 | 0 | 2300 | 0 | 0 |  | 0 |  | 0 | 0 |  | 0 | 0
MISO_W_2_MAPP_US | MISO_W | MAPP_US | 2030 | B19 | 700 | 0 | 2300 | 0 | 0 |  | 0 |  | 0 | 0 |  | 0 | 0
MISO_W_2_MAPP_US | MISO_W | MAPP_US | 2030 | B20 | 935 | 0 | 2300 | 0 | 0 |  | 0 |  | 0 | 0 |  | 0 | 0
MISO_W_2_MAPP_US | MISO_W | MAPP_US | 2035 | B1 | 10 | 0 | 2300 | 0 | 0 |  | 0 |  | 0 | 0 |  | 0 | 0
MISO_W_2_MAPP_US | MISO_W | MAPP_US | 2035 | B2 | 25 | 0 | 2300 | 0 | 0 |  | 0 |  | 0 | 0 |  | 0 | 0
MISO_W_2_MAPP_US | MISO_W | MAPP_US | 2035 | B3 | 75 | 0 | 2300 | 0 | 0 |  | 0 |  | 0 | 0 |  | 0 | 0
MISO_W_2_MAPP_US | MISO_W | MAPP_US | 2035 | B4 | 100 | 0 | 2300 | 0 | 0 |  | 0 |  | 0 | 0 |  | 0 | 0
MISO_W_2_MAPP_US | MISO_W | MAPP_US | 2035 | B5 | 200 | 0 | 2300 | 0 | 0 |  | 0 |  | 0 | 0 |  | 0 | 0
MISO_W_2_MAPP_US | MISO_W | MAPP_US | 2035 | B6 | 300 | 0 | 2300 | 0 | 0 |  | 0 |  | 0 | 0 |  | 0 | 0
MISO_W_2_MAPP_US | MISO_W | MAPP_US | 2035 | B7 | 400 | 0 | 2300 | 0 | 0 |  | 0 |  | 0 | 0 |  | 0 | 0
MISO_W_2_MAPP_US | MISO_W | MAPP_US | 2035 | B8 | 500 | 0 | 2300 | 0 | 0 |  | 0 |  | 0 | 0 |  | 0 | 0
MISO_W_2_MAPP_US | MISO_W | MAPP_US | 2035 | B9 | 800 | 0 | 2300 | 0 | 0 |  | 0 |  | 0 | 0 |  | 0 | 0
MISO_W_2_MAPP_US | MISO_W | MAPP_US | 2035 | B10 | 1262 | 0 | 2300 | 0 | 0 |  | 0 |  | 0 | 0 |  | 0 | 0
MISO_W_2_MAPP_US | MISO_W | MAPP_US | 2035 | B11 | 25 | 0 | 2300 | 0 | 0 |  | 0 |  | 0 | 0 |  | 0 | 0
MISO_W_2_MAPP_US | MISO_W | MAPP_US | 2035 | B12 | 200 | 0 | 2300 | 0 | 0 |  | 0 |  | 0 | 0 |  | 0 | 0
MISO_W_2_MAPP_US | MISO_W | MAPP_US | 2035 | B13 | 600 | 0 | 2300 | 0 | 0 |  | 0 |  | 0 | 0 |  | 0 | 0
MISO_W_2_MAPP_US | MISO_W | MAPP_US | 2035 | B14 | 900 | 0 | 2300 | 0 | 0 |  | 0 |  | 0 | 0 |  | 0 | 0
MISO_W_2_MAPP_US | MISO_W | MAPP_US | 2035 | B15 | 1203 | 0 | 2300 | 0 | 0 |  | 0 |  | 0 | 0 |  | 0 | 0
MISO_W_2_MAPP_US | MISO_W | MAPP_US | 2035 | B16 | 25 | 0 | 2300 | 0 | 0 |  | 0 |  | 0 | 0 |  | 0 | 0
MISO_W_2_MAPP_US | MISO_W | MAPP_US | 2035 | B17 | 100 | 0 | 2300 | 0 | 0 |  | 0 |  | 0 | 0 |  | 0 | 0
MISO_W_2_MAPP_US | MISO_W | MAPP_US | 2035 | B18 | 400 | 0 | 2300 | 0 | 0 |  | 0 |  | 0 | 0 |  | 0 | 0
MISO_W_2_MAPP_US | MISO_W | MAPP_US | 2035 | B19 | 700 | 0 | 2300 | 0 | 0 |  | 0 |  | 0 | 0 |  | 0 | 0
MISO_W_2_MAPP_US | MISO_W | MAPP_US | 2035 | B20 | 935 | 0 | 2300 | 0 | 0 |  | 0 |  | 0 | 0 |  | 0 | 0
MISO_W_2_MAPP_US | MISO_W | MAPP_US | 2040 | B1 | 10 | 0 | 2300 | 0 | 0 |  | 0 |  | 0 | 0 |  | 0 | 0
MISO_W_2_MAPP_US | MISO_W | MAPP_US | 2040 | B2 | 25 | 0 | 2300 | 0 | 0 |  | 0 |  | 0 | 0 |  | 0 | 0
MISO_W_2_MAPP_US | MISO_W | MAPP_US | 2040 | B3 | 75 | 0 | 2300 | 0 | 0 |  | 0 |  | 0 | 0 |  | 0 | 0
MISO_W_2_MAPP_US | MISO_W | MAPP_US | 2040 | B4 | 100 | 0 | 2300 | 0 | 0 |  | 0 |  | 0 | 0 |  | 0 | 0
MISO_W_2_MAPP_US | MISO_W | MAPP_US | 2040 | B5 | 200 | 0 | 2300 | 0 | 0 |  | 0 |  | 0 | 0 |  | 0 | 0
MISO_W_2_MAPP_US | MISO_W | MAPP_US | 2040 | B6 | 300 | 0 | 2300 | 0 | 0 |  | 0 |  | 0 | 0 |  | 0 | 0
MISO_W_2_MAPP_US | MISO_W | MAPP_US | 2040 | B7 | 400 | 0 | 2300 | 0 | 0 |  | 0 |  | 0 | 0 |  | 0 | 0
MISO_W_2_MAPP_US | MISO_W | MAPP_US | 2040 | B8 | 500 | 0 | 2300 | 0 | 0 |  | 0 |  | 0 | 0 |  | 0 | 0
MISO_W_2_MAPP_US | MISO_W | MAPP_US | 2040 | B9 | 800 | 0 | 2300 | 0 | 0 |  | 0 |  | 0 | 0 |  | 0 | 0
MISO_W_2_MAPP_US | MISO_W | MAPP_US | 2040 | B10 | 1262 | 0 | 2300 | 0 | 0 |  | 0 |  | 0 | 0 |  | 0 | 0
MISO_W_2_MAPP_US | MISO_W | MAPP_US | 2040 | B11 | 25 | 0 | 2300 | 0 | 0 |  | 0 |  | 0 | 0 |  | 0 | 0
MISO_W_2_MAPP_US | MISO_W | MAPP_US | 2040 | B12 | 200 | 0 | 2300 | 0 | 0 |  | 0 |  | 0 | 0 |  | 0 | 0
MISO_W_2_MAPP_US | MISO_W | MAPP_US | 2040 | B13 | 600 | 0 | 2300 | 0 | 0 |  | 0 |  | 0 | 0 |  | 0 | 0
MISO_W_2_MAPP_US | MISO_W | MAPP_US | 2040 | B14 | 900 | 0 | 2300 | 0 | 0 |  | 0 |  | 0 | 0 |  | 0 | 0
MISO_W_2_MAPP_US | MISO_W | MAPP_US | 2040 | B15 | 1203 | 0 | 2300 | 0 | 0 |  | 0 |  | 0 | 0 |  | 0 | 0
MISO_W_2_MAPP_US | MISO_W | MAPP_US | 2040 | B16 | 25 | 0 | 2300 | 0 | 0 |  | 0 |  | 0 | 0 |  | 0 | 0
MISO_W_2_MAPP_US | MISO_W | MAPP_US | 2040 | B17 | 100 | 0 | 2300 | 0 | 0 |  | 0 |  | 0 | 0 |  | 0 | 0
MISO_W_2_MAPP_US | MISO_W | MAPP_US | 2040 | B18 | 400 | 0 | 2300 | 0 | 0 |  | 0 |  | 0 | 0 |  | 0 | 0
MISO_W_2_MAPP_US | MISO_W | MAPP_US | 2040 | B19 | 700 | 0 | 2300 | 0 | 0 |  | 0 |  | 0 | 0 |  | 0 | 0
MISO_W_2_MAPP_US | MISO_W | MAPP_US | 2040 | B20 | 935 | 0 | 2300 | 0 | 0 |  | 0 |  | 0 | 0 |  | 0 | 0
MISO_W_2_MAPP_US | MISO_W | MAPP_US | 2045 | B1 | 10 | 0 | 2300 | 0 | 0 |  | 0 |  | 0 | 0 |  | 0 | 0
MISO_W_2_MAPP_US | MISO_W | MAPP_US | 2045 | B2 | 25 | 0 | 2300 | 0 | 0 |  | 0 |  | 0 | 0 |  | 0 | 0
MISO_W_2_MAPP_US | MISO_W | MAPP_US | 2045 | B3 | 75 | 0 | 2300 | 0 | 0 |  | 0 |  | 0 | 0 |  | 0 | 0
MISO_W_2_MAPP_US | MISO_W | MAPP_US | 2045 | B4 | 100 | 0 | 2300 | 0 | 0 |  | 0 |  | 0 | 0 |  | 0 | 0
MISO_W_2_MAPP_US | MISO_W | MAPP_US | 2045 | B5 | 200 | 0 | 2300 | 0 | 0 |  | 0 |  | 0 | 0 |  | 0 | 0
MISO_W_2_MAPP_US | MISO_W | MAPP_US | 2045 | B6 | 300 | 0 | 2300 | 0 | 0 |  | 0 |  | 0 | 0 |  | 0 | 0
MISO_W_2_MAPP_US | MISO_W | MAPP_US | 2045 | B7 | 400 | 0 | 2300 | 0 | 0 |  | 0 |  | 0 | 0 |  | 0 | 0
MISO_W_2_MAPP_US | MISO_W | MAPP_US | 2045 | B8 | 500 | 0 | 2300 | 0 | 0 |  | 0 |  | 0 | 0 |  | 0 | 0
MISO_W_2_MAPP_US | MISO_W | MAPP_US | 2045 | B9 | 800 | 0 | 2300 | 0 | 0 |  | 0 |  | 0 | 0 |  | 0 | 0
MISO_W_2_MAPP_US | MISO_W | MAPP_US | 2045 | B10 | 1262 | 0 | 2300 | 0 | 0 |  | 0 |  | 0 | 0 |  | 0 | 0
MISO_W_2_MAPP_US | MISO_W | MAPP_US | 2045 | B11 | 25 | 0 | 2300 | 0 | 0 |  | 0 |  | 0 | 0 |  | 0 | 0
MISO_W_2_MAPP_US | MISO_W | MAPP_US | 2045 | B12 | 200 | 0 | 2300 | 0 | 0 |  | 0 |  | 0 | 0 |  | 0 | 0
MISO_W_2_MAPP_US | MISO_W | MAPP_US | 2045 | B13 | 600 | 0 | 2300 | 0 | 0 |  | 0 |  | 0 | 0 |  | 0 | 0
MISO_W_2_MAPP_US | MISO_W | MAPP_US | 2045 | B14 | 900 | 0 | 2300 | 0 | 0 |  | 0 |  | 0 | 0 |  | 0 | 0
MISO_W_2_MAPP_US | MISO_W | MAPP_US | 2045 | B15 | 1203 | 0 | 2300 | 0 | 0 |  | 0 |  | 0 | 0 |  | 0 | 0
MISO_W_2_MAPP_US | MISO_W | MAPP_US | 2045 | B16 | 25 | 0 | 2300 | 0 | 0 |  | 0 |  | 0 | 0 |  | 0 | 0
MISO_W_2_MAPP_US | MISO_W | MAPP_US | 2045 | B17 | 100 | 0 | 2300 | 0 | 0 |  | 0 |  | 0 | 0 |  | 0 | 0
MISO_W_2_MAPP_US | MISO_W | MAPP_US | 2045 | B18 | 400 | 0 | 2300 | 0 | 0 |  | 0 |  | 0 | 0 |  | 0 | 0
MISO_W_2_MAPP_US | MISO_W | MAPP_US | 2045 | B19 | 700 | 0 | 2300 | 0 | 0 |  | 0 |  | 0 | 0 |  | 0 | 0
MISO_W_2_MAPP_US | MISO_W | MAPP_US | 2045 | B20 | 935 | 0 | 2300 | 0 | 0 |  | 0 |  | 0 | 0 |  | 0 | 0
MISO_W_2_MAPP_US | MISO_W | MAPP_US | 2050 | B1 | 10 | 0 | 2300 | 0 | 0 |  | 0 |  | 0 | 0 |  | 0 | 0
MISO_W_2_MAPP_US | MISO_W | MAPP_US | 2050 | B2 | 25 | 0 | 2300 | 0 | 0 |  | 0 |  | 0 | 0 |  | 0 | 0
MISO_W_2_MAPP_US | MISO_W | MAPP_US | 2050 | B3 | 75 | 0 | 2300 | 0 | 0 |  | 0 |  | 0 | 0 |  | 0 | 0
MISO_W_2_MAPP_US | MISO_W | MAPP_US | 2050 | B4 | 100 | 0 | 2300 | 0 | 0 |  | 0 |  | 0 | 0 |  | 0 | 0
MISO_W_2_MAPP_US | MISO_W | MAPP_US | 2050 | B5 | 200 | 0 | 2300 | 0 | 0 |  | 0 |  | 0 | 0 |  | 0 | 0
MISO_W_2_MAPP_US | MISO_W | MAPP_US | 2050 | B6 | 300 | 0 | 2300 | 0 | 0 |  | 0 |  | 0 | 0 |  | 0 | 0
MISO_W_2_MAPP_US | MISO_W | MAPP_US | 2050 | B7 | 400 | 0 | 2300 | 0 | 0 |  | 0 |  | 0 | 0 |  | 0 | 0
MISO_W_2_MAPP_US | MISO_W | MAPP_US | 2050 | B8 | 500 | 0 | 2300 | 0 | 0 |  | 0 |  | 0 | 0 |  | 0 | 0
MISO_W_2_MAPP_US | MISO_W | MAPP_US | 2050 | B9 | 800 | 0 | 2300 | 0 | 0 |  | 0 |  | 0 | 0 |  | 0 | 0
MISO_W_2_MAPP_US | MISO_W | MAPP_US | 2050 | B10 | 1262 | 0 | 2300 | 0 | 0 |  | 0 |  | 0 | 0 |  | 0 | 0
MISO_W_2_MAPP_US | MISO_W | MAPP_US | 2050 | B11 | 25 | 0 | 2300 | 0 | 0 |  | 0 |  | 0 | 0 |  | 0 | 0
MISO_W_2_MAPP_US | MISO_W | MAPP_US | 2050 | B12 | 200 | 0 | 2300 | 0 | 0 |  | 0 |  | 0 | 0 |  | 0 | 0
MISO_W_2_MAPP_US | MISO_W | MAPP_US | 2050 | B13 | 600 | 0 | 2300 | 0 | 0 |  | 0 |  | 0 | 0 |  | 0 | 0
MISO_W_2_MAPP_US | MISO_W | MAPP_US | 2050 | B14 | 900 | 0 | 2300 | 0 | 0 |  | 0 |  | 0 | 0 |  | 0 | 0
MISO_W_2_MAPP_US | MISO_W | MAPP_US | 2050 | B15 | 1203 | 0 | 2300 | 0 | 0 |  | 0 |  | 0 | 0 |  | 0 | 0
MISO_W_2_MAPP_US | MISO_W | MAPP_US | 2050 | B16 | 25 | 0 | 2300 | 0 | 0 |  | 0 |  | 0 | 0 |  | 0 | 0
MISO_W_2_MAPP_US | MISO_W | MAPP_US | 2050 | B17 | 100 | 0 | 2300 | 0 | 0 |  | 0 |  | 0 | 0 |  | 0 | 0
MISO_W_2_MAPP_US | MISO_W | MAPP_US | 2050 | B18 | 400 | 0 | 2300 | 0 | 0 |  | 0 |  | 0 | 0 |  | 0 | 0
MISO_W_2_MAPP_US | MISO_W | MAPP_US | 2050 | B19 | 700 | 0 | 2300 | 0 | 0 |  | 0 |  | 0 | 0 |  | 0 | 0
MISO_W_2_MAPP_US | MISO_W | MAPP_US | 2050 | B20 | 935 | 0 | 2300 | 0 | 0 |  | 0 |  | 0 | 0 |  | 0 | 0
MISO_W_2_MISO_MO-IL | MISO_W | MISO_MO-IL | 2015 | B1 | 10 | 0 | 3800 | 1051.06 | 2318.39 |  | 0 |  | 0 | 0 |  | 0 | 0
MISO_W_2_MISO_MO-IL | MISO_W | MISO_MO-IL | 2015 | B2 | 25 | 0 | 3800 | 728.51 | 361.64 |  | 0 |  | 0 | 0 |  | 0 | 0
MISO_W_2_MISO_MO-IL | MISO_W | MISO_MO-IL | 2015 | B3 | 75 | 0 | 3800 | 621.17 | 2397.54 |  | 0 |  | 0 | 0 |  | 0 | 0
MISO_W_2_MISO_MO-IL | MISO_W | MISO_MO-IL | 2015 | B4 | 100 | 0 | 3800 | 0 | 1769.07 |  | 0 |  | 0 | 0 |  | 0 | 0
MISO_W_2_MISO_MO-IL | MISO_W | MISO_MO-IL | 2015 | B5 | 200 | 0 | 3800 | 0 | 530.42 |  | 0 |  | 0 | 0 |  | 0 | 0
MISO_W_2_MISO_MO-IL | MISO_W | MISO_MO-IL | 2015 | B6 | 300 | 0 | 3800 | 0 | 378.53 |  | 0 |  | 0 | 0 |  | 0 | 0
MISO_W_2_MISO_MO-IL | MISO_W | MISO_MO-IL | 2015 | B7 | 400 | 0 | 3800 | 1353.4 | 1369.78 |  | 0 |  | 0 | 0 |  | 0 | 0
MISO_W_2_MISO_MO-IL | MISO_W | MISO_MO-IL | 2015 | B8 | 500 | 0 | 3800 | 1106.88 | 2119.73 |  | 0 |  | 0 | 0 |  | 0 | 0
MISO_W_2_MISO_MO-IL | MISO_W | MISO_MO-IL | 2015 | B9 | 800 | 0 | 3800 | 1291.98 | 945.61 |  | 0 |  | 0 | 0 |  | 0 | 0
MISO_W_2_MISO_MO-IL | MISO_W | MISO_MO-IL | 2015 | B10 | 1262 | 0 | 3800 | 803.69 | 1815.11 |  | 0 |  | 0 | 0 |  | 0 | 0
MISO_W_2_MISO_MO-IL | MISO_W | MISO_MO-IL | 2015 | B11 | 25 | 0 | 3800 | 1334.15 | 2144.16 |  | 0 |  | 0 | 0 |  | 0 | 0
MISO_W_2_MISO_MO-IL | MISO_W | MISO_MO-IL | 2015 | B12 | 200 | 0 | 3800 | 1952.33 | 2008.08 |  | 0 |  | 0 | 0 |  | 0 | 0
MISO_W_2_MISO_MO-IL | MISO_W | MISO_MO-IL | 2015 | B13 | 600 | 0 | 3800 | 1689.57 | 2936.09 |  | 0 |  | 0 | 0 |  | 0 | 0
MISO_W_2_MISO_MO-IL | MISO_W | MISO_MO-IL | 2015 | B14 | 900 | 0 | 3800 | 496.78 | 1380.56 |  | 0 |  | 0 | 0 |  | 0 | 0
MISO_W_2_MISO_MO-IL | MISO_W | MISO_MO-IL | 2015 | B15 | 1203 | 0 | 3800 | 0 | 0 |  | 0 |  | 0 | 0 |  | 0 | 0
MISO_W_2_MISO_MO-IL | MISO_W | MISO_MO-IL | 2015 | B16 | 25 | 25 | 3800 | 2533.91 | 3800 |  | 1242.15 |  | 0 | 0.01187 |  | 0 | 0
MISO_W_2_MISO_MO-IL | MISO_W | MISO_MO-IL | 2015 | B17 | 100 | 0 | 3800 | 1499.51 | 3592.9 |  | 0 |  | 0 | 0 |  | 0 | 0
MISO_W_2_MISO_MO-IL | MISO_W | MISO_MO-IL | 2015 | B18 | 400 | 0 | 3800 | 59.04 | 852.96 |  | 0 |  | 0 | 0 |  | 0 | 0
MISO_W_2_MISO_MO-IL | MISO_W | MISO_MO-IL | 2015 | B19 | 700 | 0 | 3800 | 0 | 0 |  | 0 |  | 0 | 0 |  | 0 | 0
MISO_W_2_MISO_MO-IL | MISO_W | MISO_MO-IL | 2015 | B20 | 935 | 0 | 3800 | 0 | 0 |  | 0 |  | 0 | 0 |  | 0 | 0
MISO_W_2_MISO_MO-IL | MISO_W | MISO_MO-IL | 2020 | B1 | 10 | 0 | 3800 | 3435.97 | 3800 |  | 0 |  | 0 | 0.02374 |  | 0 | 1.9354
MISO_W_2_MISO_MO-IL | MISO_W | MISO_MO-IL | 2020 | B2 | 25 | 0 | 3800 | 1624.7 | 3630.45 |  | 0 |  | 0 | 0 |  | 0 | 1.9354
MISO_W_2_MISO_MO-IL | MISO_W | MISO_MO-IL | 2020 | B3 | 75 | 0 | 3800 | 0 | 0 |  | 0 |  | 0 | 0 |  | 0 | 1.9354
MISO_W_2_MISO_MO-IL | MISO_W | MISO_MO-IL | 2020 | B4 | 100 | 0 | 3800 | 0 | 445.52 |  | 0 |  | 0 | 0 |  | 0 | 1.9354
MISO_W_2_MISO_MO-IL | MISO_W | MISO_MO-IL | 2020 | B5 | 200 | 0 | 3800 | 0 | 592.92 |  | 0 |  | 0 | 0 |  | 0 | 1.9354
MISO_W_2_MISO_MO-IL | MISO_W | MISO_MO-IL | 2020 | B6 | 300 | 0 | 3800 | 332.8 | 909.94 |  | 0 |  | 0 | 0 |  | 0 | 1.9354
MISO_W_2_MISO_MO-IL | MISO_W | MISO_MO-IL | 2020 | B7 | 400 | 0 | 3800 | 1577.99 | 1053.31 |  | 0 |  | 0 | 0 |  | 0 | 1.9354
MISO_W_2_MISO_MO-IL | MISO_W | MISO_MO-IL | 2020 | B8 | 500 | 0 | 3800 | 603.89 | 361.65 |  | 0 |  | 0 | 0 |  | 0 | 1.9354
MISO_W_2_MISO_MO-IL | MISO_W | MISO_MO-IL | 2020 | B9 | 800 | 0 | 3800 | 0 | 0 |  | 0 |  | 0 | 0 |  | 0 | 1.9354
MISO_W_2_MISO_MO-IL | MISO_W | MISO_MO-IL | 2020 | B10 | 1262 | 0 | 3800 | 0 | 600.86 |  | 0 |  | 0 | 0 |  | 0 | 1.9354
MISO_W_2_MISO_MO-IL | MISO_W | MISO_MO-IL | 2020 | B11 | 25 | 0 | 3800 | 1219.87 | 3800 |  | 0 |  | 0 | 0.09496 |  | 0 | 1.9354
MISO_W_2_MISO_MO-IL | MISO_W | MISO_MO-IL | 2020 | B12 | 200 | 0 | 3800 | 2804.78 | 2033.2 |  | 0 |  | 0 | 0 |  | 0 | 1.9354
MISO_W_2_MISO_MO-IL | MISO_W | MISO_MO-IL | 2020 | B13 | 600 | 0 | 3800 | 913.6 | 1821.86 |  | 0 |  | 0 | 0 |  | 0 | 1.9354
MISO_W_2_MISO_MO-IL | MISO_W | MISO_MO-IL | 2020 | B14 | 900 | 0 | 3800 | 393.82 | 945.2 |  | 0 |  | 0 | 0 |  | 0 | 1.9354
MISO_W_2_MISO_MO-IL | MISO_W | MISO_MO-IL | 2020 | B15 | 1203 | 0 | 3800 | 0 | 827.52 |  | 0 |  | 0 | 0 |  | 0 | 1.9354
MISO_W_2_MISO_MO-IL | MISO_W | MISO_MO-IL | 2020 | B16 | 25 | 0 | 3800 | 3800 | 3800 |  | 0 |  | 1.6499 | 0.02374 |  | 0.32999 | 1.9354
MISO_W_2_MISO_MO-IL | MISO_W | MISO_MO-IL | 2020 | B17 | 100 | 0 | 3800 | 3800 | 3800 |  | 0 |  | 2.8132 | 0.02374 |  | 2.2506 | 1.9354
MISO_W_2_MISO_MO-IL | MISO_W | MISO_MO-IL | 2020 | B18 | 400 | 0 | 3800 | 1452.95 | 2722.12 |  | 0 |  | 0 | 0 |  | 0 | 1.9354
MISO_W_2_MISO_MO-IL | MISO_W | MISO_MO-IL | 2020 | B19 | 700 | 0 | 3800 | 0 | 618.71 |  | 0 |  | 0 | 0 |  | 0 | 1.9354
MISO_W_2_MISO_MO-IL | MISO_W | MISO_MO-IL | 2020 | B20 | 935 | 0 | 3800 | 0 | 0 |  | 0 |  | 0 | 0 |  | 0 | 1.9354
MISO_W_2_MISO_MO-IL | MISO_W | MISO_MO-IL | 2025 | B1 | 10 | 0 | 3800 | 3800 | 3800 |  | 0 |  | 435.3797 | 11.229 |  | 1.1463 | 18.25
MISO_W_2_MISO_MO-IL | MISO_W | MISO_MO-IL | 2025 | B2 | 25 | 0 | 3800 | 3800 | 3800 |  | 0 |  | 493.2579 | 11.4071 |  | 3.2468 | 18.25
MISO_W_2_MISO_MO-IL | MISO_W | MISO_MO-IL | 2025 | B3 | 75 | 0 | 3800 | 1462.22 | 3800 |  | 0 |  | 0 | 11.4071 |  | 0 | 18.25
MISO_W_2_MISO_MO-IL | MISO_W | MISO_MO-IL | 2025 | B4 | 100 | 0 | 3800 | 0 | 3800 |  | 0 |  | 0 | 1.6381 |  | 0 | 18.25
MISO_W_2_MISO_MO-IL | MISO_W | MISO_MO-IL | 2025 | B5 | 200 | 0 | 3800 | 0 | 3800 |  | 0 |  | 0 | 1.8873 |  | 0 | 18.25
MISO_W_2_MISO_MO-IL | MISO_W | MISO_MO-IL | 2025 | B6 | 300 | 0 | 3800 | 601.77 | 3800 |  | 0 |  | 0 | 3.834 |  | 0 | 18.25
MISO_W_2_MISO_MO-IL | MISO_W | MISO_MO-IL | 2025 | B7 | 400 | 0 | 3800 | 1582.29 | 3800 |  | 0 |  | 0 | 7.8817 |  | 0 | 18.25
MISO_W_2_MISO_MO-IL | MISO_W | MISO_MO-IL | 2025 | B8 | 500 | 0 | 3800 | 3751.77 | 3800 |  | 0 |  | 0 | 8.131 |  | 0 | 18.25
MISO_W_2_MISO_MO-IL | MISO_W | MISO_MO-IL | 2025 | B9 | 800 | 0 | 3800 | 1409.08 | 3800 |  | 0 |  | 0 | 7.7155 |  | 0 | 18.25
MISO_W_2_MISO_MO-IL | MISO_W | MISO_MO-IL | 2025 | B10 | 1262 | 0 | 3800 | 2780.5 | 3800 |  | 0 |  | 0 | 14.1372 |  | 0 | 18.25
MISO_W_2_MISO_MO-IL | MISO_W | MISO_MO-IL | 2025 | B11 | 25 | 0 | 3800 | 2339.06 | 3800 |  | 0 |  | 0 | 11.775 |  | 0 | 18.25
MISO_W_2_MISO_MO-IL | MISO_W | MISO_MO-IL | 2025 | B12 | 200 | 0 | 3800 | 3488.39 | 3800 |  | 0 |  | 0 | 12.6416 |  | 0 | 18.25
MISO_W_2_MISO_MO-IL | MISO_W | MISO_MO-IL | 2025 | B13 | 600 | 0 | 3800 | 3800 | 3800 |  | 0 |  | 2.8488 | 12.6416 |  | 0.45005 | 18.25
MISO_W_2_MISO_MO-IL | MISO_W | MISO_MO-IL | 2025 | B14 | 900 | 0 | 3800 | 3800 | 3800 |  | 0 |  | 12.2855 | 11.4071 |  | 2.9112 | 18.25
MISO_W_2_MISO_MO-IL | MISO_W | MISO_MO-IL | 2025 | B15 | 1203 | 0 | 3800 | 3800 | 3800 |  | 0 |  | 41.818 | 12.0718 |  | 13.2457 | 18.25
MISO_W_2_MISO_MO-IL | MISO_W | MISO_MO-IL | 2025 | B16 | 25 | 0 | 3800 | 3800 | 3800 |  | 0 |  | 10.6711 | 12.6534 |  | 0.070242 | 18.25
MISO_W_2_MISO_MO-IL | MISO_W | MISO_MO-IL | 2025 | B17 | 100 | 0 | 3800 | 3800 | 3800 |  | 0 |  | 5.1753 | 12.6534 |  | 0.13626 | 18.25
MISO_W_2_MISO_MO-IL | MISO_W | MISO_MO-IL | 2025 | B18 | 400 | 0 | 3800 | 3510.9 | 3800 |  | 0 |  | 0 | 12.6416 |  | 0 | 18.25
MISO_W_2_MISO_MO-IL | MISO_W | MISO_MO-IL | 2025 | B19 | 700 | 0 | 3800 | 2490.64 | 3800 |  | 0 |  | 0 | 11.4071 |  | 0 | 18.25
MISO_W_2_MISO_MO-IL | MISO_W | MISO_MO-IL | 2025 | B20 | 935 | 0 | 3800 | 3800 | 3800 |  | 0 |  | 12.7009 | 11.4308 |  | 3.1267 | 18.25
MISO_W_2_MISO_MO-IL | MISO_W | MISO_MO-IL | 2030 | B1 | 10 | 0 | 3800 | 0 | 3800 |  | 0 |  | 0 | 13.2588 |  | 0 | 22.0078
MISO_W_2_MISO_MO-IL | MISO_W | MISO_MO-IL | 2030 | B2 | 25 | 0 | 3800 | 3709.61 | 3800 |  | 0 |  | 0 | 13.2588 |  | 0 | 22.0078
MISO_W_2_MISO_MO-IL | MISO_W | MISO_MO-IL | 2030 | B3 | 75 | 0 | 3800 | 0 | 3800 |  | 0 |  | 0 | 4.9973 |  | 0 | 22.0078
MISO_W_2_MISO_MO-IL | MISO_W | MISO_MO-IL | 2030 | B4 | 100 | 0 | 3800 | 0 | 3800 |  | 0 |  | 0 | 9.5079 |  | 0 | 22.0078
MISO_W_2_MISO_MO-IL | MISO_W | MISO_MO-IL | 2030 | B5 | 200 | 0 | 3800 | 0 | 3800 |  | 0 |  | 0 | 9.1162 |  | 0 | 22.0078
MISO_W_2_MISO_MO-IL | MISO_W | MISO_MO-IL | 2030 | B6 | 300 | 0 | 3800 | 0 | 3800 |  | 0 |  | 0 | 8.6176 |  | 0 | 22.0078
MISO_W_2_MISO_MO-IL | MISO_W | MISO_MO-IL | 2030 | B7 | 400 | 0 | 3800 | 1654.19 | 3800 |  | 0 |  | 0 | 7.6799 |  | 0 | 22.0078
MISO_W_2_MISO_MO-IL | MISO_W | MISO_MO-IL | 2030 | B8 | 500 | 0 | 3800 | 2745.89 | 3800 |  | 0 |  | 0 | 11.8819 |  | 0 | 22.0078
MISO_W_2_MISO_MO-IL | MISO_W | MISO_MO-IL | 2030 | B9 | 800 | 0 | 3800 | 1322.06 | 3800 |  | 0 |  | 0 | 18.3392 |  | 0 | 22.0078
MISO_W_2_MISO_MO-IL | MISO_W | MISO_MO-IL | 2030 | B10 | 1262 | 0 | 3800 | 3800 | 3800 |  | 0 |  | 0.24927 | 20.0959 |  | 0.056937 | 22.0078
MISO_W_2_MISO_MO-IL | MISO_W | MISO_MO-IL | 2030 | B11 | 25 | 0 | 3800 | 0 | 3800 |  | 0 |  | 0 | 8.9975 |  | 0 | 22.0078
MISO_W_2_MISO_MO-IL | MISO_W | MISO_MO-IL | 2030 | B12 | 200 | 0 | 3800 | 1365.24 | 3800 |  | 0 |  | 0 | 13.2588 |  | 0 | 22.0078
MISO_W_2_MISO_MO-IL | MISO_W | MISO_MO-IL | 2030 | B13 | 600 | 0 | 3800 | 3607.47 | 3800 |  | 0 |  | 0 | 13.2588 |  | 0 | 22.0078
MISO_W_2_MISO_MO-IL | MISO_W | MISO_MO-IL | 2030 | B14 | 900 | 0 | 3800 | 3800 | 3800 |  | 0 |  | 54.9818 | 20.2502 |  | 8.9563 | 22.0078
MISO_W_2_MISO_MO-IL | MISO_W | MISO_MO-IL | 2030 | B15 | 1203 | 0 | 3800 | 3800 | 3800 |  | 0 |  | 58.6141 | 17.8525 |  | 12.7625 | 22.0078
MISO_W_2_MISO_MO-IL | MISO_W | MISO_MO-IL | 2030 | B16 | 25 | 0 | 3800 | 3800 | 3800 |  | 0 |  | 1.9348 | 13.2588 |  | 0.0087548 | 22.0078
MISO_W_2_MISO_MO-IL | MISO_W | MISO_MO-IL | 2030 | B17 | 100 | 0 | 3800 | 3800 | 3800 |  | 0 |  | 2.101 | 16.5824 |  | 0.038027 | 22.0078
MISO_W_2_MISO_MO-IL | MISO_W | MISO_MO-IL | 2030 | B18 | 400 | 0 | 3800 | 3800 | 3800 |  | 0 |  | 0.01187 | 13.2588 |  | 0.00085937 | 22.0078
MISO_W_2_MISO_MO-IL | MISO_W | MISO_MO-IL | 2030 | B19 | 700 | 0 | 3800 | 3800 | 3800 |  | 0 |  | 0.01187 | 18.078 |  | 0.0015039 | 22.0078
MISO_W_2_MISO_MO-IL | MISO_W | MISO_MO-IL | 2030 | B20 | 935 | 0 | 3800 | 3800 | 3800 |  | 0 |  | 44.4294 | 17.8406 |  | 7.5188 | 22.0078
MISO_W_2_MISO_MO-IL | MISO_W | MISO_MO-IL | 2035 | B1 | 10 | 0 | 3800 | 329.32 | 3800 |  | 0 |  | 0 | 21.093 |  | 0 | 31.5859
MISO_W_2_MISO_MO-IL | MISO_W | MISO_MO-IL | 2035 | B2 | 25 | 0 | 3800 | 2950.5 | 3800 |  | 0 |  | 0 | 21.093 |  | 0 | 31.5859
MISO_W_2_MISO_MO-IL | MISO_W | MISO_MO-IL | 2035 | B3 | 75 | 0 | 3800 | 0 | 3800 |  | 0 |  | 0 | 21.8764 |  | 0 | 31.5859
MISO_W_2_MISO_MO-IL | MISO_W | MISO_MO-IL | 2035 | B4 | 100 | 0 | 3800 | 0 | 3800 |  | 0 |  | 0 | 3.8459 |  | 0 | 31.5859
MISO_W_2_MISO_MO-IL | MISO_W | MISO_MO-IL | 2035 | B5 | 200 | 0 | 3800 | 0 | 3800 |  | 0 |  | 0 | 4.6412 |  | 0 | 31.5859
MISO_W_2_MISO_MO-IL | MISO_W | MISO_MO-IL | 2035 | B6 | 300 | 0 | 3800 | 0 | 3095.09 |  | 0 |  | 0 | 0 |  | 0 | 31.5859
MISO_W_2_MISO_MO-IL | MISO_W | MISO_MO-IL | 2035 | B7 | 400 | 0 | 3800 | 0 | 2792.63 |  | 0 |  | 0 | 0 |  | 0 | 31.5859
MISO_W_2_MISO_MO-IL | MISO_W | MISO_MO-IL | 2035 | B8 | 500 | 0 | 3800 | 595.74 | 3800 |  | 0 |  | 0 | 8.0241 |  | 0 | 31.5859
MISO_W_2_MISO_MO-IL | MISO_W | MISO_MO-IL | 2035 | B9 | 800 | 0 | 3800 | 211.43 | 3800 |  | 0 |  | 0 | 4.2257 |  | 0 | 31.5859
MISO_W_2_MISO_MO-IL | MISO_W | MISO_MO-IL | 2035 | B10 | 1262 | 0 | 3800 | 3800 | 3800 |  | 0 |  | 8.4752 | 30.3635 |  | 1.9359 | 31.5859
MISO_W_2_MISO_MO-IL | MISO_W | MISO_MO-IL | 2035 | B11 | 25 | 0 | 3800 | 0 | 3227.25 |  | 0 |  | 0 | 0 |  | 0 | 31.5859
MISO_W_2_MISO_MO-IL | MISO_W | MISO_MO-IL | 2035 | B12 | 200 | 0 | 3800 | 1805.68 | 3800 |  | 0 |  | 0 | 24.5234 |  | 0 | 31.5859
MISO_W_2_MISO_MO-IL | MISO_W | MISO_MO-IL | 2035 | B13 | 600 | 0 | 3800 | 3795.86 | 3800 |  | 0 |  | 0 | 23.6806 |  | 0 | 31.5859
MISO_W_2_MISO_MO-IL | MISO_W | MISO_MO-IL | 2035 | B14 | 900 | 0 | 3800 | 3800 | 3800 |  | 0 |  | 58.5666 | 21.3067 |  | 9.5403 | 31.5859
MISO_W_2_MISO_MO-IL | MISO_W | MISO_MO-IL | 2035 | B15 | 1203 | 0 | 3800 | 3800 | 3800 |  | 0 |  | 90.9717 | 24.9033 |  | 19.808 | 31.5859
MISO_W_2_MISO_MO-IL | MISO_W | MISO_MO-IL | 2035 | B16 | 25 | 0 | 3800 | 3800 | 3800 |  | 0 |  | 49.2249 | 21.093 |  | 0.22274 | 31.5859
MISO_W_2_MISO_MO-IL | MISO_W | MISO_MO-IL | 2035 | B17 | 100 | 0 | 3800 | 3800 | 3800 |  | 0 |  | 51.6938 | 22.28 |  | 0.93564 | 31.5859
MISO_W_2_MISO_MO-IL | MISO_W | MISO_MO-IL | 2035 | B18 | 400 | 0 | 3800 | 3800 | 3800 |  | 0 |  | 19.6805 | 21.9595 |  | 1.4248 | 31.5859
MISO_W_2_MISO_MO-IL | MISO_W | MISO_MO-IL | 2035 | B19 | 700 | 0 | 3800 | 3800 | 3800 |  | 0 |  | 19.0039 | 22.7548 |  | 2.4077 | 31.5859
MISO_W_2_MISO_MO-IL | MISO_W | MISO_MO-IL | 2035 | B20 | 935 | 0 | 3800 | 3800 | 3800 |  | 0 |  | 34.5061 | 24.9982 |  | 5.8395 | 31.5859
MISO_W_2_MISO_MO-IL | MISO_W | MISO_MO-IL | 2040 | B1 | 10 | 0 | 3800 | 538.42 | 3800 |  | 0 |  | 0 | 18.8377 |  | 0 | 36.3477
MISO_W_2_MISO_MO-IL | MISO_W | MISO_MO-IL | 2040 | B2 | 25 | 0 | 3800 | 2774.56 | 3800 |  | 0 |  | 0 | 18.8377 |  | 0 | 36.3477
MISO_W_2_MISO_MO-IL | MISO_W | MISO_MO-IL | 2040 | B3 | 75 | 0 | 3800 | 212.69 | 3800 |  | 0 |  | 0 | 1.2226 |  | 0 | 36.3477
MISO_W_2_MISO_MO-IL | MISO_W | MISO_MO-IL | 2040 | B4 | 100 | 0 | 3800 | 0 | 2620.21 |  | 0 |  | 0 | 0 |  | 0 | 36.3477
MISO_W_2_MISO_MO-IL | MISO_W | MISO_MO-IL | 2040 | B5 | 200 | 0 | 3800 | 0 | 2161.67 |  | 0 |  | 0 | 0 |  | 0 | 36.3477
MISO_W_2_MISO_MO-IL | MISO_W | MISO_MO-IL | 2040 | B6 | 300 | 0 | 3800 | 0 | 1462.17 |  | 0 |  | 0 | 0 |  | 0 | 36.3477
MISO_W_2_MISO_MO-IL | MISO_W | MISO_MO-IL | 2040 | B7 | 400 | 0 | 3800 | 0 | 1231.12 |  | 0 |  | 0 | 0 |  | 0 | 36.3477
MISO_W_2_MISO_MO-IL | MISO_W | MISO_MO-IL | 2040 | B8 | 500 | 0 | 3800 | 290.65 | 3800 |  | 0 |  | 0 | 7.2526 |  | 0 | 36.3477
MISO_W_2_MISO_MO-IL | MISO_W | MISO_MO-IL | 2040 | B9 | 800 | 0 | 3800 | 2861.11 | 3800 |  | 0 |  | 0 | 7.9529 |  | 0 | 36.3477
MISO_W_2_MISO_MO-IL | MISO_W | MISO_MO-IL | 2040 | B10 | 1262 | 1262 | 3800 | 3800 | 3800 |  | 3741.28 |  | 11.9412 | 21.1167 |  | 2.9036 | 36.3477
MISO_W_2_MISO_MO-IL | MISO_W | MISO_MO-IL | 2040 | B11 | 25 | 0 | 3800 | 0 | 2234.54 |  | 0 |  | 0 | 0 |  | 0 | 36.3477
MISO_W_2_MISO_MO-IL | MISO_W | MISO_MO-IL | 2040 | B12 | 200 | 0 | 3800 | 3286.27 | 3800 |  | 0 |  | 0 | 19.1226 |  | 0 | 36.3477
MISO_W_2_MISO_MO-IL | MISO_W | MISO_MO-IL | 2040 | B13 | 600 | 0 | 3800 | 3800 | 3800 |  | 0 |  | 62.7686 | 20.0366 |  | 7.2565 | 36.3477
MISO_W_2_MISO_MO-IL | MISO_W | MISO_MO-IL | 2040 | B14 | 900 | 0 | 3800 | 3800 | 3800 |  | 0 |  | 98.3073 | 19.2057 |  | 17.0475 | 36.3477
MISO_W_2_MISO_MO-IL | MISO_W | MISO_MO-IL | 2040 | B15 | 1203 | 0 | 3800 | 3800 | 3800 |  | 0 |  | 24.4285 | 19.8823 |  | 5.6623 | 36.3477
MISO_W_2_MISO_MO-IL | MISO_W | MISO_MO-IL | 2040 | B16 | 25 | 0 | 3800 | 3800 | 3800 |  | 0 |  | 88.0398 | 18.8377 |  | 0.42408 | 36.3477
MISO_W_2_MISO_MO-IL | MISO_W | MISO_MO-IL | 2040 | B17 | 100 | 0 | 3800 | 3800 | 3800 |  | 0 |  | 86.6629 | 18.8377 |  | 1.6698 | 36.3477
MISO_W_2_MISO_MO-IL | MISO_W | MISO_MO-IL | 2040 | B18 | 400 | 0 | 3800 | 3800 | 3800 |  | 0 |  | 63.6944 | 18.8377 |  | 4.909 | 36.3477
MISO_W_2_MISO_MO-IL | MISO_W | MISO_MO-IL | 2040 | B19 | 700 | 0 | 3800 | 3800 | 3800 |  | 0 |  | 63.6944 | 18.8377 |  | 8.5908 | 36.3477
MISO_W_2_MISO_MO-IL | MISO_W | MISO_MO-IL | 2040 | B20 | 935 | 0 | 3800 | 3673.07 | 3800 |  | 0 |  | 0 | 19.7992 |  | 0 | 36.3477
MISO_W_2_MISO_MO-IL | MISO_W | MISO_MO-IL | 2045 | B1 | 10 | 0 | 3800 | 813.84 | 3553.8 |  | 0 |  | 0 | 0 |  | 0 | 11.7728
MISO_W_2_MISO_MO-IL | MISO_W | MISO_MO-IL | 2045 | B2 | 25 | 0 | 3800 | 3800 | 3800 |  | 0 |  | 18.1255 | 7.9885 |  | 0.1708 | 11.7728
MISO_W_2_MISO_MO-IL | MISO_W | MISO_MO-IL | 2045 | B3 | 75 | 0 | 3800 | 69.5 | 3800 |  | 0 |  | 0 | 9.8877 |  | 0 | 11.7728
MISO_W_2_MISO_MO-IL | MISO_W | MISO_MO-IL | 2045 | B4 | 100 | 0 | 3800 | 0 | 2435.47 |  | 0 |  | 0 | 0 |  | 0 | 11.7728
MISO_W_2_MISO_MO-IL | MISO_W | MISO_MO-IL | 2045 | B5 | 200 | 0 | 3800 | 0 | 2300.74 |  | 0 |  | 0 | 0 |  | 0 | 11.7728
MISO_W_2_MISO_MO-IL | MISO_W | MISO_MO-IL | 2045 | B6 | 300 | 0 | 3800 | 0 | 1537.59 |  | 0 |  | 0 | 0 |  | 0 | 11.7728
MISO_W_2_MISO_MO-IL | MISO_W | MISO_MO-IL | 2045 | B7 | 400 | 0 | 3800 | 0 | 2223.77 |  | 0 |  | 0 | 0 |  | 0 | 11.7728
MISO_W_2_MISO_MO-IL | MISO_W | MISO_MO-IL | 2045 | B8 | 500 | 500 | 3800 | 737.54 | 3800 |  | 127.42 |  | 0 | 10.9679 |  | 0 | 11.7728
MISO_W_2_MISO_MO-IL | MISO_W | MISO_MO-IL | 2045 | B9 | 800 | 800 | 3800 | 1397.06 | 3800 |  | 2204.5 |  | 0 | 10.9679 |  | 0 | 11.7728
MISO_W_2_MISO_MO-IL | MISO_W | MISO_MO-IL | 2045 | B10 | 1262 | 1262 | 3800 | 3408.53 | 3800 |  | 6680.92 |  | 0 | 10.9679 |  | 0 | 11.7728
MISO_W_2_MISO_MO-IL | MISO_W | MISO_MO-IL | 2045 | B11 | 25 | 0 | 3800 | 0 | 3218.77 |  | 0 |  | 0 | 0 |  | 0 | 11.7728
MISO_W_2_MISO_MO-IL | MISO_W | MISO_MO-IL | 2045 | B12 | 200 | 0 | 3800 | 3523.25 | 3800 |  | 0 |  | 0 | 8.0835 |  | 0 | 11.7728
MISO_W_2_MISO_MO-IL | MISO_W | MISO_MO-IL | 2045 | B13 | 600 | 0 | 3800 | 3494.63 | 3800 |  | 0 |  | 0 | 7.9885 |  | 0 | 11.7728
MISO_W_2_MISO_MO-IL | MISO_W | MISO_MO-IL | 2045 | B14 | 900 | 0 | 3800 | 3800 | 3800 |  | 0 |  | 24.6065 | 7.9885 |  | 8.3475 | 11.7728
MISO_W_2_MISO_MO-IL | MISO_W | MISO_MO-IL | 2045 | B15 | 1203 | 0 | 3800 | 3800 | 3800 |  | 0 |  | 2.6351 | 7.9885 |  | 1.1949 | 11.7728
MISO_W_2_MISO_MO-IL | MISO_W | MISO_MO-IL | 2045 | B16 | 25 | 0 | 3800 | 3800 | 3800 |  | 0 |  | 52.3348 | 7.9885 |  | 0.49317 | 11.7728
MISO_W_2_MISO_MO-IL | MISO_W | MISO_MO-IL | 2045 | B17 | 100 | 0 | 3800 | 3800 | 3800 |  | 0 |  | 126.4392 | 7.9885 |  | 4.7659 | 11.7728
MISO_W_2_MISO_MO-IL | MISO_W | MISO_MO-IL | 2045 | B18 | 400 | 0 | 3800 | 3800 | 3800 |  | 0 |  | 4.8073 | 7.9885 |  | 0.72482 | 11.7728
MISO_W_2_MISO_MO-IL | MISO_W | MISO_MO-IL | 2045 | B19 | 700 | 0 | 3800 | 3717.46 | 3800 |  | 0 |  | 0 | 7.9885 |  | 0 | 11.7728
MISO_W_2_MISO_MO-IL | MISO_W | MISO_MO-IL | 2045 | B20 | 935 | 0 | 3800 | 2884.14 | 3800 |  | 0 |  | 0 | 7.9885 |  | 0 | 11.7728
MISO_W_2_MISO_MO-IL | MISO_W | MISO_MO-IL | 2050 | B1 | 10 | 0 | 3800 | 1354.93 | 3800 |  | 0 |  | 0 | 1.8161 |  | 0 | 14.5951
MISO_W_2_MISO_MO-IL | MISO_W | MISO_MO-IL | 2050 | B2 | 25 | 0 | 3800 | 3800 | 3800 |  | 0 |  | 24.9389 | 9.6978 |  | 0.28999 | 14.5951
MISO_W_2_MISO_MO-IL | MISO_W | MISO_MO-IL | 2050 | B3 | 75 | 0 | 3800 | 786.02 | 3800 |  | 0 |  | 0 | 11.3002 |  | 0 | 14.5951
MISO_W_2_MISO_MO-IL | MISO_W | MISO_MO-IL | 2050 | B4 | 100 | 0 | 3800 | 0 | 2656.17 |  | 0 |  | 0 | 0 |  | 0 | 14.5951
MISO_W_2_MISO_MO-IL | MISO_W | MISO_MO-IL | 2050 | B5 | 200 | 0 | 3800 | 0 | 1368.97 |  | 0 |  | 0 | 0 |  | 0 | 14.5951
MISO_W_2_MISO_MO-IL | MISO_W | MISO_MO-IL | 2050 | B6 | 300 | 0 | 3800 | 0 | 1799.51 |  | 0 |  | 0 | 0 |  | 0 | 14.5951
MISO_W_2_MISO_MO-IL | MISO_W | MISO_MO-IL | 2050 | B7 | 400 | 0 | 3800 | 0 | 2404.45 |  | 0 |  | 0 | 0 |  | 0 | 14.5951
MISO_W_2_MISO_MO-IL | MISO_W | MISO_MO-IL | 2050 | B8 | 500 | 0 | 3800 | 2867.58 | 3800 |  | 0 |  | 0 | 11.229 |  | 0 | 14.5951
MISO_W_2_MISO_MO-IL | MISO_W | MISO_MO-IL | 2050 | B9 | 800 | 0 | 3800 | 2941.64 | 3800 |  | 0 |  | 0 | 11.8937 |  | 0 | 14.5951
MISO_W_2_MISO_MO-IL | MISO_W | MISO_MO-IL | 2050 | B10 | 1262 | 1262 | 3800 | 1774.25 | 3800 |  | 4825.66 |  | 0 | 12.9027 |  | 0 | 14.5951
MISO_W_2_MISO_MO-IL | MISO_W | MISO_MO-IL | 2050 | B11 | 25 | 0 | 3800 | 0 | 3162.04 |  | 0 |  | 0 | 0 |  | 0 | 14.5951
MISO_W_2_MISO_MO-IL | MISO_W | MISO_MO-IL | 2050 | B12 | 200 | 0 | 3800 | 2496.51 | 3800 |  | 0 |  | 0 | 9.6978 |  | 0 | 14.5951
MISO_W_2_MISO_MO-IL | MISO_W | MISO_MO-IL | 2050 | B13 | 600 | 0 | 3800 | 3385.59 | 3800 |  | 0 |  | 0 | 9.6978 |  | 0 | 14.5951
MISO_W_2_MISO_MO-IL | MISO_W | MISO_MO-IL | 2050 | B14 | 900 | 0 | 3800 | 3800 | 3800 |  | 0 |  | 28.3337 | 9.6978 |  | 11.8606 | 14.5951
MISO_W_2_MISO_MO-IL | MISO_W | MISO_MO-IL | 2050 | B15 | 1203 | 0 | 3800 | 2062.46 | 3800 |  | 0 |  | 0 | 9.6978 |  | 0 | 14.5951
MISO_W_2_MISO_MO-IL | MISO_W | MISO_MO-IL | 2050 | B16 | 25 | 0 | 3800 | 3800 | 3800 |  | 0 |  | 49.9846 | 9.6978 |  | 0.58122 | 14.5951
MISO_W_2_MISO_MO-IL | MISO_W | MISO_MO-IL | 2050 | B17 | 100 | 0 | 3800 | 3800 | 3800 |  | 0 |  | 24.013 | 9.6978 |  | 1.1169 | 14.5951
MISO_W_2_MISO_MO-IL | MISO_W | MISO_MO-IL | 2050 | B18 | 400 | 0 | 3800 | 3800 | 3800 |  | 0 |  | 10.9679 | 9.6978 |  | 2.0405 | 14.5951
MISO_W_2_MISO_MO-IL | MISO_W | MISO_MO-IL | 2050 | B19 | 700 | 0 | 3800 | 3800 | 3800 |  | 0 |  | 10.9679 | 9.6978 |  | 3.5709 | 14.5951
MISO_W_2_MISO_MO-IL | MISO_W | MISO_MO-IL | 2050 | B20 | 935 | 0 | 3800 | 928.44 | 3800 |  | 0 |  | 0 | 9.6978 |  | 0 | 14.5951
MISO_W_2_MISO_WUMS | MISO_W | MISO_WUMS | 2015 | B1 | 10 | 0 | 1629 | 68.06 | 272.78 |  | 0 |  | 0 | 0 |  | 0 | 0
MISO_W_2_MISO_WUMS | MISO_W | MISO_WUMS | 2015 | B2 | 25 | 0 | 1629 | 0 | 75.97 |  | 0 |  | 0 | 0 |  | 0 | 0
MISO_W_2_MISO_WUMS | MISO_W | MISO_WUMS | 2015 | B3 | 75 | 0 | 1629 | 0 | 0 |  | 0 |  | 0 | 0 |  | 0 | 0
MISO_W_2_MISO_WUMS | MISO_W | MISO_WUMS | 2015 | B4 | 100 | 0 | 1629 | 0 | 0 |  | 0 |  | 0 | 0 |  | 0 | 0
MISO_W_2_MISO_WUMS | MISO_W | MISO_WUMS | 2015 | B5 | 200 | 0 | 1629 | 0 | 0 |  | 0 |  | 0 | 0 |  | 0 | 0
MISO_W_2_MISO_WUMS | MISO_W | MISO_WUMS | 2015 | B6 | 300 | 0 | 1629 | 0 | 0 |  | 0 |  | 0 | 0 |  | 0 | 0
MISO_W_2_MISO_WUMS | MISO_W | MISO_WUMS | 2015 | B7 | 400 | 0 | 1629 | 0 | 3.64 |  | 0 |  | 0 | 0 |  | 0 | 0
MISO_W_2_MISO_WUMS | MISO_W | MISO_WUMS | 2015 | B8 | 500 | 0 | 1629 | 0 | 0 |  | 0 |  | 0 | 0 |  | 0 | 0
MISO_W_2_MISO_WUMS | MISO_W | MISO_WUMS | 2015 | B9 | 800 | 0 | 1629 | 0 | 510.08 |  | 0 |  | 0 | 0 |  | 0 | 0
MISO_W_2_MISO_WUMS | MISO_W | MISO_WUMS | 2015 | B10 | 1262 | 0 | 1629 | 0 | 171.52 |  | 0 |  | 0 | 0 |  | 0 | 0
MISO_W_2_MISO_WUMS | MISO_W | MISO_WUMS | 2015 | B11 | 25 | 0 | 1629 | 0 | 0 |  | 0 |  | 0 | 0 |  | 0 | 0
MISO_W_2_MISO_WUMS | MISO_W | MISO_WUMS | 2015 | B12 | 200 | 0 | 1629 | 0 | 0 |  | 0 |  | 0 | 0 |  | 0 | 0
MISO_W_2_MISO_WUMS | MISO_W | MISO_WUMS | 2015 | B13 | 600 | 0 | 1629 | 0 | 0 |  | 0 |  | 0 | 0 |  | 0 | 0
MISO_W_2_MISO_WUMS | MISO_W | MISO_WUMS | 2015 | B14 | 900 | 0 | 1629 | 0 | 0 |  | 0 |  | 0 | 0 |  | 0 | 0
MISO_W_2_MISO_WUMS | MISO_W | MISO_WUMS | 2015 | B15 | 1203 | 0 | 1629 | 0 | 0 |  | 0 |  | 0 | 0 |  | 0 | 0
MISO_W_2_MISO_WUMS | MISO_W | MISO_WUMS | 2015 | B16 | 25 | 0 | 1629 | 0 | 0 |  | 0 |  | 0 | 0 |  | 0 | 0
MISO_W_2_MISO_WUMS | MISO_W | MISO_WUMS | 2015 | B17 | 100 | 0 | 1629 | 0 | 0 |  | 0 |  | 0 | 0 |  | 0 | 0
MISO_W_2_MISO_WUMS | MISO_W | MISO_WUMS | 2015 | B18 | 400 | 0 | 1629 | 320.63 | 373.11 |  | 0 |  | 0 | 0 |  | 0 | 0
MISO_W_2_MISO_WUMS | MISO_W | MISO_WUMS | 2015 | B19 | 700 | 0 | 1629 | 0 | 0 |  | 0 |  | 0 | 0 |  | 0 | 0
MISO_W_2_MISO_WUMS | MISO_W | MISO_WUMS | 2015 | B20 | 935 | 0 | 1629 | 522.46 | 831.45 |  | 0 |  | 0 | 0 |  | 0 | 0
MISO_W_2_MISO_WUMS | MISO_W | MISO_WUMS | 2020 | B1 | 10 | 0 | 1629 | 0 | 0 |  | 0 |  | 0 | 0 |  | 0 | 0
MISO_W_2_MISO_WUMS | MISO_W | MISO_WUMS | 2020 | B2 | 25 | 0 | 1629 | 0 | 0 |  | 0 |  | 0 | 0 |  | 0 | 0
MISO_W_2_MISO_WUMS | MISO_W | MISO_WUMS | 2020 | B3 | 75 | 0 | 1629 | 0 | 0 |  | 0 |  | 0 | 0 |  | 0 | 0
MISO_W_2_MISO_WUMS | MISO_W | MISO_WUMS | 2020 | B4 | 100 | 0 | 1629 | 0 | 0 |  | 0 |  | 0 | 0 |  | 0 | 0
MISO_W_2_MISO_WUMS | MISO_W | MISO_WUMS | 2020 | B5 | 200 | 0 | 1629 | 0 | 0 |  | 0 |  | 0 | 0 |  | 0 | 0
MISO_W_2_MISO_WUMS | MISO_W | MISO_WUMS | 2020 | B6 | 300 | 0 | 1629 | 0 | 0 |  | 0 |  | 0 | 0 |  | 0 | 0
MISO_W_2_MISO_WUMS | MISO_W | MISO_WUMS | 2020 | B7 | 400 | 0 | 1629 | 0 | 0 |  | 0 |  | 0 | 0 |  | 0 | 0
MISO_W_2_MISO_WUMS | MISO_W | MISO_WUMS | 2020 | B8 | 500 | 0 | 1629 | 0 | 0 |  | 0 |  | 0 | 0 |  | 0 | 0
MISO_W_2_MISO_WUMS | MISO_W | MISO_WUMS | 2020 | B9 | 800 | 0 | 1629 | 0 | 0 |  | 0 |  | 0 | 0 |  | 0 | 0
MISO_W_2_MISO_WUMS | MISO_W | MISO_WUMS | 2020 | B10 | 1262 | 0 | 1629 | 0 | 0 |  | 0 |  | 0 | 0 |  | 0 | 0
MISO_W_2_MISO_WUMS | MISO_W | MISO_WUMS | 2020 | B11 | 25 | 0 | 1629 | 0 | 0 |  | 0 |  | 0 | 0 |  | 0 | 0
MISO_W_2_MISO_WUMS | MISO_W | MISO_WUMS | 2020 | B12 | 200 | 0 | 1629 | 0 | 1519.06 |  | 0 |  | 0 | 0 |  | 0 | 0
MISO_W_2_MISO_WUMS | MISO_W | MISO_WUMS | 2020 | B13 | 600 | 0 | 1629 | 225.93 | 1208.8 |  | 0 |  | 0 | 0 |  | 0 | 0
MISO_W_2_MISO_WUMS | MISO_W | MISO_WUMS | 2020 | B14 | 900 | 0 | 1629 | 249.52 | 1250.21 |  | 0 |  | 0 | 0 |  | 0 | 0
MISO_W_2_MISO_WUMS | MISO_W | MISO_WUMS | 2020 | B15 | 1203 | 0 | 1629 | 0 | 1283.73 |  | 0 |  | 0 | 0 |  | 0 | 0
MISO_W_2_MISO_WUMS | MISO_W | MISO_WUMS | 2020 | B16 | 25 | 0 | 1629 | 963.81 | 0 |  | 0 |  | 0 | 0 |  | 0 | 0
MISO_W_2_MISO_WUMS | MISO_W | MISO_WUMS | 2020 | B17 | 100 | 0 | 1629 | 778.98 | 0 |  | 0 |  | 0 | 0 |  | 0 | 0
MISO_W_2_MISO_WUMS | MISO_W | MISO_WUMS | 2020 | B18 | 400 | 0 | 1629 | 970.18 | 0 |  | 0 |  | 0 | 0 |  | 0 | 0
MISO_W_2_MISO_WUMS | MISO_W | MISO_WUMS | 2020 | B19 | 700 | 0 | 1629 | 42.77 | 449.25 |  | 0 |  | 0 | 0 |  | 0 | 0
MISO_W_2_MISO_WUMS | MISO_W | MISO_WUMS | 2020 | B20 | 935 | 0 | 1629 | 1075.45 | 183.55 |  | 0 |  | 0 | 0 |  | 0 | 0
MISO_W_2_MISO_WUMS | MISO_W | MISO_WUMS | 2025 | B1 | 10 | 0 | 1629 | 0 | 1629 |  | 0 |  | 0 | 6.0062 |  | 0 | 19.167
MISO_W_2_MISO_WUMS | MISO_W | MISO_WUMS | 2025 | B2 | 25 | 0 | 1629 | 0 | 1629 |  | 0 |  | 0 | 6.1724 |  | 0 | 19.167
MISO_W_2_MISO_WUMS | MISO_W | MISO_WUMS | 2025 | B3 | 75 | 0 | 1629 | 0 | 1629 |  | 0 |  | 0 | 6.1605 |  | 0 | 19.167
MISO_W_2_MISO_WUMS | MISO_W | MISO_WUMS | 2025 | B4 | 100 | 0 | 1629 | 0 | 1246.31 |  | 0 |  | 0 | 0 |  | 0 | 19.167
MISO_W_2_MISO_WUMS | MISO_W | MISO_WUMS | 2025 | B5 | 200 | 0 | 1629 | 0 | 0 |  | 0 |  | 0 | 0 |  | 0 | 19.167
MISO_W_2_MISO_WUMS | MISO_W | MISO_WUMS | 2025 | B6 | 300 | 0 | 1629 | 0 | 0 |  | 0 |  | 0 | 0 |  | 0 | 19.167
MISO_W_2_MISO_WUMS | MISO_W | MISO_WUMS | 2025 | B7 | 400 | 0 | 1629 | 2.14 | 1629 |  | 0 |  | 0 | 5.4127 |  | 0 | 19.167
MISO_W_2_MISO_WUMS | MISO_W | MISO_WUMS | 2025 | B8 | 500 | 0 | 1629 | 147.4 | 1629 |  | 0 |  | 0 | 5.4483 |  | 0 | 19.167
MISO_W_2_MISO_WUMS | MISO_W | MISO_WUMS | 2025 | B9 | 800 | 0 | 1629 | 0 | 1629 |  | 0 |  | 0 | 6.4692 |  | 0 | 19.167
MISO_W_2_MISO_WUMS | MISO_W | MISO_WUMS | 2025 | B10 | 1262 | 0 | 1629 | 888.06 | 1629 |  | 0 |  | 0 | 11.3715 |  | 0 | 19.167
MISO_W_2_MISO_WUMS | MISO_W | MISO_WUMS | 2025 | B11 | 25 | 0 | 1629 | 352.33 | 1629 |  | 0 |  | 0 | 9.2942 |  | 0 | 19.167
MISO_W_2_MISO_WUMS | MISO_W | MISO_WUMS | 2025 | B12 | 200 | 0 | 1629 | 1130.45 | 1629 |  | 0 |  | 0 | 10.8729 |  | 0 | 19.167
MISO_W_2_MISO_WUMS | MISO_W | MISO_WUMS | 2025 | B13 | 600 | 0 | 1629 | 1225.63 | 1629 |  | 0 |  | 0 | 10.8729 |  | 0 | 19.167
MISO_W_2_MISO_WUMS | MISO_W | MISO_WUMS | 2025 | B14 | 900 | 0 | 1629 | 1629 | 1629 |  | 0 |  | 12.3923 | 9.6266 |  | 3.6412 | 19.167
MISO_W_2_MISO_WUMS | MISO_W | MISO_WUMS | 2025 | B15 | 1203 | 0 | 1629 | 1629 | 1629 |  | 0 |  | 44.2157 | 11.4071 |  | 17.3658 | 19.167
MISO_W_2_MISO_WUMS | MISO_W | MISO_WUMS | 2025 | B16 | 25 | 0 | 1629 | 1629 | 1629 |  | 0 |  | 4.6412 | 10.1845 |  | 0.037881 | 19.167
MISO_W_2_MISO_WUMS | MISO_W | MISO_WUMS | 2025 | B17 | 100 | 0 | 1629 | 1526.75 | 1629 |  | 0 |  | 0 | 10.8729 |  | 0 | 19.167
MISO_W_2_MISO_WUMS | MISO_W | MISO_WUMS | 2025 | B18 | 400 | 0 | 1629 | 861.55 | 1629 |  | 0 |  | 0 | 10.8611 |  | 0 | 19.167
MISO_W_2_MISO_WUMS | MISO_W | MISO_WUMS | 2025 | B19 | 700 | 0 | 1629 | 606.27 | 1629 |  | 0 |  | 0 | 8.9381 |  | 0 | 19.167
MISO_W_2_MISO_WUMS | MISO_W | MISO_WUMS | 2025 | B20 | 935 | 0 | 1629 | 1629 | 1629 |  | 0 |  | 14.7782 | 10.9441 |  | 4.5111 | 19.167
MISO_W_2_MISO_WUMS | MISO_W | MISO_WUMS | 2030 | B1 | 10 | 0 | 1629 | 0 | 1629 |  | 0 |  | 0 | 13.1164 |  | 0 | 40.7935
MISO_W_2_MISO_WUMS | MISO_W | MISO_WUMS | 2030 | B2 | 25 | 0 | 1629 | 0 | 1629 |  | 0 |  | 0 | 13.1164 |  | 0 | 40.7935
MISO_W_2_MISO_WUMS | MISO_W | MISO_WUMS | 2030 | B3 | 75 | 0 | 1629 | 0 | 1629 |  | 0 |  | 0 | 4.7599 |  | 0 | 40.7935
MISO_W_2_MISO_WUMS | MISO_W | MISO_WUMS | 2030 | B4 | 100 | 0 | 1629 | 0 | 1629 |  | 0 |  | 0 | 6.3267 |  | 0 | 40.7935
MISO_W_2_MISO_WUMS | MISO_W | MISO_WUMS | 2030 | B5 | 200 | 0 | 1629 | 0 | 1629 |  | 0 |  | 0 | 5.935 |  | 0 | 40.7935
MISO_W_2_MISO_WUMS | MISO_W | MISO_WUMS | 2030 | B6 | 300 | 0 | 1629 | 0 | 1629 |  | 0 |  | 0 | 7.1457 |  | 0 | 40.7935
MISO_W_2_MISO_WUMS | MISO_W | MISO_WUMS | 2030 | B7 | 400 | 0 | 1629 | 0 | 1629 |  | 0 |  | 0 | 7.1457 |  | 0 | 40.7935
MISO_W_2_MISO_WUMS | MISO_W | MISO_WUMS | 2030 | B8 | 500 | 0 | 1629 | 0 | 1629 |  | 0 |  | 0 | 13.4368 |  | 0 | 40.7935
MISO_W_2_MISO_WUMS | MISO_W | MISO_WUMS | 2030 | B9 | 800 | 0 | 1629 | 2.82 | 1629 |  | 0 |  | 0 | 18.3748 |  | 0 | 40.7935
MISO_W_2_MISO_WUMS | MISO_W | MISO_WUMS | 2030 | B10 | 1262 | 0 | 1629 | 13.66 | 1629 |  | 0 |  | 0 | 23.6569 |  | 0 | 40.7935
MISO_W_2_MISO_WUMS | MISO_W | MISO_WUMS | 2030 | B11 | 25 | 0 | 1629 | 0 | 1629 |  | 0 |  | 0 | 9.1755 |  | 0 | 40.7935
MISO_W_2_MISO_WUMS | MISO_W | MISO_WUMS | 2030 | B12 | 200 | 0 | 1629 | 74.61 | 1629 |  | 0 |  | 0 | 17.1047 |  | 0 | 40.7935
MISO_W_2_MISO_WUMS | MISO_W | MISO_WUMS | 2030 | B13 | 600 | 0 | 1629 | 175.01 | 1629 |  | 0 |  | 0 | 15.2648 |  | 0 | 40.7935
MISO_W_2_MISO_WUMS | MISO_W | MISO_WUMS | 2030 | B14 | 900 | 0 | 1629 | 1629 | 1629 |  | 0 |  | 54.7326 | 20.2858 |  | 15.5736 | 40.7935
MISO_W_2_MISO_WUMS | MISO_W | MISO_WUMS | 2030 | B15 | 1203 | 0 | 1629 | 1629 | 1629 |  | 0 |  | 62.7448 | 21.6984 |  | 23.8641 | 40.7935
MISO_W_2_MISO_WUMS | MISO_W | MISO_WUMS | 2030 | B16 | 25 | 0 | 1629 | 1629 | 1629 |  | 0 |  | 1.6618 | 15.2648 |  | 0.013135 | 40.7935
MISO_W_2_MISO_WUMS | MISO_W | MISO_WUMS | 2030 | B17 | 100 | 0 | 1629 | 1629 | 1629 |  | 0 |  | 1.6618 | 20.4283 |  | 0.052539 | 40.7935
MISO_W_2_MISO_WUMS | MISO_W | MISO_WUMS | 2030 | B18 | 400 | 0 | 1629 | 446 | 1629 |  | 0 |  | 0 | 15.6209 |  | 0 | 40.7935
MISO_W_2_MISO_WUMS | MISO_W | MISO_WUMS | 2030 | B19 | 700 | 0 | 1629 | 118.34 | 1629 |  | 0 |  | 0 | 18.1255 |  | 0 | 40.7935
MISO_W_2_MISO_WUMS | MISO_W | MISO_WUMS | 2030 | B20 | 935 | 0 | 1629 | 1629 | 1629 |  | 0 |  | 50.3644 | 21.6746 |  | 14.888 | 40.7935
MISO_W_2_MISO_WUMS | MISO_W | MISO_WUMS | 2035 | B1 | 10 | 0 | 1629 | 0 | 1629 |  | 0 |  | 0 | 22.3037 |  | 0 | 32.6019
MISO_W_2_MISO_WUMS | MISO_W | MISO_WUMS | 2035 | B2 | 25 | 0 | 1629 | 0 | 1629 |  | 0 |  | 0 | 22.3037 |  | 0 | 32.6019
MISO_W_2_MISO_WUMS | MISO_W | MISO_WUMS | 2035 | B3 | 75 | 0 | 1629 | 0 | 1629 |  | 0 |  | 0 | 22.3037 |  | 0 | 32.6019
MISO_W_2_MISO_WUMS | MISO_W | MISO_WUMS | 2035 | B4 | 100 | 0 | 1629 | 0 | 1629 |  | 0 |  | 0 | 4.0477 |  | 0 | 32.6019
MISO_W_2_MISO_WUMS | MISO_W | MISO_WUMS | 2035 | B5 | 200 | 0 | 1629 | 0 | 1629 |  | 0 |  | 0 | 4.6412 |  | 0 | 32.6019
MISO_W_2_MISO_WUMS | MISO_W | MISO_WUMS | 2035 | B6 | 300 | 0 | 1629 | 0 | 1629 |  | 0 |  | 0 | 0.68846 |  | 0 | 32.6019
MISO_W_2_MISO_WUMS | MISO_W | MISO_WUMS | 2035 | B7 | 400 | 0 | 1629 | 0 | 1629 |  | 0 |  | 0 | 0.93773 |  | 0 | 32.6019
MISO_W_2_MISO_WUMS | MISO_W | MISO_WUMS | 2035 | B8 | 500 | 0 | 1629 | 149.24 | 1629 |  | 0 |  | 0 | 9.0924 |  | 0 | 32.6019
MISO_W_2_MISO_WUMS | MISO_W | MISO_WUMS | 2035 | B9 | 800 | 0 | 1629 | 197.99 | 1629 |  | 0 |  | 0 | 4.2613 |  | 0 | 32.6019
MISO_W_2_MISO_WUMS | MISO_W | MISO_WUMS | 2035 | B10 | 1262 | 1262 | 1629 | 1629 | 1629 |  | 2626.28 |  | 13.8167 | 32.595 |  | 2.7568 | 32.6019
MISO_W_2_MISO_WUMS | MISO_W | MISO_WUMS | 2035 | B11 | 25 | 0 | 1629 | 0 | 1629 |  | 0 |  | 0 | 1.0683 |  | 0 | 32.6019
MISO_W_2_MISO_WUMS | MISO_W | MISO_WUMS | 2035 | B12 | 200 | 0 | 1629 | 1629 | 1629 |  | 0 |  | 0.90212 | 29.4613 |  | 0.028526 | 32.6019
MISO_W_2_MISO_WUMS | MISO_W | MISO_WUMS | 2035 | B13 | 600 | 0 | 1629 | 1629 | 1629 |  | 0 |  | 4.202 | 27.7877 |  | 0.39861 | 32.6019
MISO_W_2_MISO_WUMS | MISO_W | MISO_WUMS | 2035 | B14 | 900 | 0 | 1629 | 1629 | 1629 |  | 0 |  | 63.9674 | 25.022 |  | 9.1021 | 32.6019
MISO_W_2_MISO_WUMS | MISO_W | MISO_WUMS | 2035 | B15 | 1203 | 0 | 1629 | 1629 | 1629 |  | 0 |  | 99.6843 | 31.5386 |  | 18.9597 | 32.6019
MISO_W_2_MISO_WUMS | MISO_W | MISO_WUMS | 2035 | B16 | 25 | 0 | 1629 | 1629 | 1629 |  | 0 |  | 51.3377 | 25.022 |  | 0.20292 | 32.6019
MISO_W_2_MISO_WUMS | MISO_W | MISO_WUMS | 2035 | B17 | 100 | 0 | 1629 | 1629 | 1629 |  | 0 |  | 51.587 | 26.387 |  | 0.81561 | 32.6019
MISO_W_2_MISO_WUMS | MISO_W | MISO_WUMS | 2035 | B18 | 400 | 0 | 1629 | 1629 | 1629 |  | 0 |  | 24.0605 | 25.022 |  | 1.5216 | 32.6019
MISO_W_2_MISO_WUMS | MISO_W | MISO_WUMS | 2035 | B19 | 700 | 0 | 1629 | 1629 | 1629 |  | 0 |  | 24.0605 | 25.022 |  | 2.6628 | 32.6019
MISO_W_2_MISO_WUMS | MISO_W | MISO_WUMS | 2035 | B20 | 935 | 0 | 1629 | 1629 | 1629 |  | 0 |  | 47.4919 | 31.5386 |  | 7.0205 | 32.6019
MISO_W_2_MISO_WUMS | MISO_W | MISO_WUMS | 2040 | B1 | 10 | 0 | 1629 | 0 | 1629 |  | 0 |  | 0 | 19.6923 |  | 0 | 39.997
MISO_W_2_MISO_WUMS | MISO_W | MISO_WUMS | 2040 | B2 | 25 | 0 | 1629 | 0 | 1629 |  | 0 |  | 0 | 19.6923 |  | 0 | 39.997
MISO_W_2_MISO_WUMS | MISO_W | MISO_WUMS | 2040 | B3 | 75 | 0 | 1629 | 0 | 1445.33 |  | 0 |  | 0 | 0 |  | 0 | 39.997
MISO_W_2_MISO_WUMS | MISO_W | MISO_WUMS | 2040 | B4 | 100 | 0 | 1629 | 0 | 993.23 |  | 0 |  | 0 | 0 |  | 0 | 39.997
MISO_W_2_MISO_WUMS | MISO_W | MISO_WUMS | 2040 | B5 | 200 | 0 | 1629 | 0 | 825.41 |  | 0 |  | 0 | 0 |  | 0 | 39.997
MISO_W_2_MISO_WUMS | MISO_W | MISO_WUMS | 2040 | B6 | 300 | 0 | 1629 | 0 | 1570.44 |  | 0 |  | 0 | 0 |  | 0 | 39.997
MISO_W_2_MISO_WUMS | MISO_W | MISO_WUMS | 2040 | B7 | 400 | 0 | 1629 | 0 | 1459.29 |  | 0 |  | 0 | 0 |  | 0 | 39.997
MISO_W_2_MISO_WUMS | MISO_W | MISO_WUMS | 2040 | B8 | 500 | 0 | 1629 | 0 | 1629 |  | 0 |  | 0 | 9.1162 |  | 0 | 39.997
MISO_W_2_MISO_WUMS | MISO_W | MISO_WUMS | 2040 | B9 | 800 | 0 | 1629 | 0 | 1629 |  | 0 |  | 0 | 9.8165 |  | 0 | 39.997
MISO_W_2_MISO_WUMS | MISO_W | MISO_WUMS | 2040 | B10 | 1262 | 1262 | 1629 | 1629 | 1629 |  | 1694.07 |  | 26.9568 | 25.936 |  | 5.3786 | 39.997
MISO_W_2_MISO_WUMS | MISO_W | MISO_WUMS | 2040 | B11 | 25 | 0 | 1629 | 0 | 1629 |  | 0 |  | 0 | 1.8636 |  | 0 | 39.997
MISO_W_2_MISO_WUMS | MISO_W | MISO_WUMS | 2040 | B12 | 200 | 200 | 1629 | 1629 | 1629 |  | 325.96 |  | 11.7988 | 25.936 |  | 0.37308 | 39.997
MISO_W_2_MISO_WUMS | MISO_W | MISO_WUMS | 2040 | B13 | 600 | 0 | 1629 | 1629 | 1629 |  | 0 |  | 77.3924 | 22.7785 |  | 7.3416 | 39.997
MISO_W_2_MISO_WUMS | MISO_W | MISO_WUMS | 2040 | B14 | 900 | 0 | 1629 | 1629 | 1629 |  | 0 |  | 110.7352 | 25.2356 |  | 15.7568 | 39.997
MISO_W_2_MISO_WUMS | MISO_W | MISO_WUMS | 2040 | B15 | 1203 | 1203 | 1629 | 1629 | 1629 |  | 3538.63 |  | 43.4679 | 25.936 |  | 8.2675 | 39.997
MISO_W_2_MISO_WUMS | MISO_W | MISO_WUMS | 2040 | B16 | 25 | 0 | 1629 | 1629 | 1629 |  | 0 |  | 22.9566 | 22.7785 |  | 0.090737 | 39.997
MISO_W_2_MISO_WUMS | MISO_W | MISO_WUMS | 2040 | B17 | 100 | 100 | 1629 | 1629 | 1629 |  | 2426.04 |  | 91.2091 | 25.936 |  | 1.442 | 39.997
MISO_W_2_MISO_WUMS | MISO_W | MISO_WUMS | 2040 | B18 | 400 | 0 | 1629 | 1629 | 1629 |  | 0 |  | 77.5942 | 22.7785 |  | 4.9071 | 39.997
MISO_W_2_MISO_WUMS | MISO_W | MISO_WUMS | 2040 | B19 | 700 | 0 | 1629 | 1629 | 1629 |  | 0 |  | 77.5942 | 22.7785 |  | 8.5875 | 39.997
MISO_W_2_MISO_WUMS | MISO_W | MISO_WUMS | 2040 | B20 | 935 | 935 | 1629 | 1629 | 1629 |  | 3626.37 |  | 8.0122 | 25.936 |  | 1.1844 | 39.997
MISO_W_2_MISO_WUMS | MISO_W | MISO_WUMS | 2045 | B1 | 10 | 0 | 1629 | 0 | 1629 |  | 0 |  | 0 | 1.4956 |  | 0 | 15.4699
MISO_W_2_MISO_WUMS | MISO_W | MISO_WUMS | 2045 | B2 | 25 | 0 | 1629 | 0 | 1629 |  | 0 |  | 0 | 9.4841 |  | 0 | 15.4699
MISO_W_2_MISO_WUMS | MISO_W | MISO_WUMS | 2045 | B3 | 75 | 0 | 1629 | 0 | 1629 |  | 0 |  | 0 | 7.941 |  | 0 | 15.4699
MISO_W_2_MISO_WUMS | MISO_W | MISO_WUMS | 2045 | B4 | 100 | 0 | 1629 | 0 | 97.64 |  | 0 |  | 0 | 0 |  | 0 | 15.4699
MISO_W_2_MISO_WUMS | MISO_W | MISO_WUMS | 2045 | B5 | 200 | 0 | 1629 | 0 | 811.59 |  | 0 |  | 0 | 0 |  | 0 | 15.4699
MISO_W_2_MISO_WUMS | MISO_W | MISO_WUMS | 2045 | B6 | 300 | 0 | 1629 | 0 | 1536.48 |  | 0 |  | 0 | 0 |  | 0 | 15.4699
MISO_W_2_MISO_WUMS | MISO_W | MISO_WUMS | 2045 | B7 | 400 | 0 | 1629 | 0 | 1234.78 |  | 0 |  | 0 | 0 |  | 0 | 15.4699
MISO_W_2_MISO_WUMS | MISO_W | MISO_WUMS | 2045 | B8 | 500 | 500 | 1629 | 1629 | 1629 |  | 91.48 |  | 0 | 15.3479 |  | 0 | 15.4699
MISO_W_2_MISO_WUMS | MISO_W | MISO_WUMS | 2045 | B9 | 800 | 0 | 1629 | 1247.37 | 1629 |  | 0 |  | 0 | 15.1105 |  | 0 | 15.4699
MISO_W_2_MISO_WUMS | MISO_W | MISO_WUMS | 2045 | B10 | 1262 | 1262 | 1629 | 1629 | 1629 |  | 2257.62 |  | 12.6059 | 15.3479 |  | 2.9653 | 15.4699
MISO_W_2_MISO_WUMS | MISO_W | MISO_WUMS | 2045 | B11 | 25 | 0 | 1629 | 417.62 | 1629 |  | 0 |  | 0 | 5.662 |  | 0 | 15.4699
MISO_W_2_MISO_WUMS | MISO_W | MISO_WUMS | 2045 | B12 | 200 | 200 | 1629 | 1629 | 1629 |  | 2017.09 |  | 19.8823 | 15.3479 |  | 0.74118 | 15.4699
MISO_W_2_MISO_WUMS | MISO_W | MISO_WUMS | 2045 | B13 | 600 | 600 | 1629 | 1629 | 1629 |  | 1924.53 |  | 19.0039 | 15.3479 |  | 2.1253 | 15.4699
MISO_W_2_MISO_WUMS | MISO_W | MISO_WUMS | 2045 | B14 | 900 | 900 | 1629 | 1629 | 1629 |  | 1451.2 |  | 39.6102 | 15.3479 |  | 6.6448 | 15.4699
MISO_W_2_MISO_WUMS | MISO_W | MISO_WUMS | 2045 | B15 | 1203 | 1203 | 1629 | 1629 | 1629 |  | 3356.63 |  | 8.4633 | 15.3479 |  | 1.8977 | 15.4699
MISO_W_2_MISO_WUMS | MISO_W | MISO_WUMS | 2045 | B16 | 25 | 25 | 1629 | 1598.28 | 1629 |  | 950.68 |  | 0 | 15.3479 |  | 0 | 15.4699
MISO_W_2_MISO_WUMS | MISO_W | MISO_WUMS | 2045 | B17 | 100 | 100 | 1629 | 1629 | 1629 |  | 1095.24 |  | 141.4429 | 15.3479 |  | 2.6364 | 15.4699
MISO_W_2_MISO_WUMS | MISO_W | MISO_WUMS | 2045 | B18 | 400 | 400 | 1629 | 1629 | 1629 |  | 988.52 |  | 22.2206 | 15.3479 |  | 1.6567 | 15.4699
MISO_W_2_MISO_WUMS | MISO_W | MISO_WUMS | 2045 | B19 | 700 | 700 | 1629 | 1629 | 1629 |  | 788.01 |  | 15.0156 | 15.3479 |  | 1.9592 | 15.4699
MISO_W_2_MISO_WUMS | MISO_W | MISO_WUMS | 2045 | B20 | 935 | 935 | 1629 | 1605.66 | 1629 |  | 3532.21 |  | 0 | 15.3479 |  | 0 | 15.4699
MISO_W_2_MISO_WUMS | MISO_W | MISO_WUMS | 2050 | B1 | 10 | 0 | 1629 | 0 | 1629 |  | 0 |  | 0 | 2.2197 |  | 0 | 11.6695
MISO_W_2_MISO_WUMS | MISO_W | MISO_WUMS | 2050 | B2 | 25 | 0 | 1629 | 0 | 1629 |  | 0 |  | 0 | 10.1014 |  | 0 | 11.6695
MISO_W_2_MISO_WUMS | MISO_W | MISO_WUMS | 2050 | B3 | 75 | 0 | 1629 | 0 | 1629 |  | 0 |  | 0 | 10.1014 |  | 0 | 11.6695
MISO_W_2_MISO_WUMS | MISO_W | MISO_WUMS | 2050 | B4 | 100 | 0 | 1629 | 0 | 946.42 |  | 0 |  | 0 | 0 |  | 0 | 11.6695
MISO_W_2_MISO_WUMS | MISO_W | MISO_WUMS | 2050 | B5 | 200 | 0 | 1629 | 0 | 1560.3 |  | 0 |  | 0 | 0 |  | 0 | 11.6695
MISO_W_2_MISO_WUMS | MISO_W | MISO_WUMS | 2050 | B6 | 300 | 0 | 1629 | 0 | 1305.94 |  | 0 |  | 0 | 0 |  | 0 | 11.6695
MISO_W_2_MISO_WUMS | MISO_W | MISO_WUMS | 2050 | B7 | 400 | 0 | 1629 | 622.26 | 866.95 |  | 0 |  | 0 | 0 |  | 0 | 11.6695
MISO_W_2_MISO_WUMS | MISO_W | MISO_WUMS | 2050 | B8 | 500 | 500 | 1629 | 1629 | 1629 |  | 260.57 |  | 1.9942 | 15.3835 |  | 0.236 | 11.6695
MISO_W_2_MISO_WUMS | MISO_W | MISO_WUMS | 2050 | B9 | 800 | 800 | 1629 | 1629 | 1629 |  | 621.53 |  | 11.0035 | 15.3835 |  | 2.0835 | 11.6695
MISO_W_2_MISO_WUMS | MISO_W | MISO_WUMS | 2050 | B10 | 1262 | 1262 | 1629 | 1220.05 | 1629 |  | 3664.65 |  | 0 | 15.3835 |  | 0 | 11.6695
MISO_W_2_MISO_WUMS | MISO_W | MISO_WUMS | 2050 | B11 | 25 | 0 | 1629 | 1629 | 1629 |  | 0 |  | 5.9825 | 5.6145 |  | 0.035399 | 11.6695
MISO_W_2_MISO_WUMS | MISO_W | MISO_WUMS | 2050 | B12 | 200 | 200 | 1629 | 1629 | 1629 |  | 1850.66 |  | 17.9949 | 15.3835 |  | 0.85183 | 11.6695
MISO_W_2_MISO_WUMS | MISO_W | MISO_WUMS | 2050 | B13 | 600 | 600 | 1629 | 1629 | 1629 |  | 1709.28 |  | 7.0983 | 15.3835 |  | 1.008 | 11.6695
MISO_W_2_MISO_WUMS | MISO_W | MISO_WUMS | 2050 | B14 | 900 | 900 | 1629 | 1629 | 1629 |  | 4146.98 |  | 31.4436 | 15.3835 |  | 6.6981 | 11.6695
MISO_W_2_MISO_WUMS | MISO_W | MISO_WUMS | 2050 | B15 | 1203 | 1203 | 1629 | 1613.92 | 1629 |  | 3168.55 |  | 0 | 15.3835 |  | 0 | 11.6695
MISO_W_2_MISO_WUMS | MISO_W | MISO_WUMS | 2050 | B16 | 25 | 25 | 1629 | 1357.69 | 1629 |  | 208.96 |  | 0 | 15.3835 |  | 0 | 11.6695
MISO_W_2_MISO_WUMS | MISO_W | MISO_WUMS | 2050 | B17 | 100 | 100 | 1629 | 1629 | 1629 |  | 870.45 |  | 39.0167 | 15.3835 |  | 0.92347 | 11.6695
MISO_W_2_MISO_WUMS | MISO_W | MISO_WUMS | 2050 | B18 | 400 | 400 | 1629 | 1629 | 1629 |  | 8.67 |  | 16.9741 | 15.3835 |  | 1.607 | 11.6695
MISO_W_2_MISO_WUMS | MISO_W | MISO_WUMS | 2050 | B19 | 700 | 700 | 1629 | 1629 | 1629 |  | 576.98 |  | 12.7721 | 15.3835 |  | 2.1161 | 11.6695
MISO_W_2_MISO_WUMS | MISO_W | MISO_WUMS | 2050 | B20 | 935 | 935 | 1629 | 1410.7 | 1629 |  | 3328.49 |  | 0 | 15.3835 |  | 0 | 11.6695
MISO_W_2_NE | MISO_W | NE | 2015 | B1 | 10 | 0 | 2800 | 0 | 0 |  | 0 |  | 0 | 0 |  | 0 | 0
MISO_W_2_NE | MISO_W | NE | 2015 | B2 | 25 | 0 | 2800 | 0 | 0 |  | 0 |  | 0 | 0 |  | 0 | 0
MISO_W_2_NE | MISO_W | NE | 2015 | B3 | 75 | 0 | 2800 | 0 | 0 |  | 0 |  | 0 | 0 |  | 0 | 0
MISO_W_2_NE | MISO_W | NE | 2015 | B4 | 100 | 0 | 2800 | 0 | 0 |  | 0 |  | 0 | 0 |  | 0 | 0
MISO_W_2_NE | MISO_W | NE | 2015 | B5 | 200 | 0 | 2800 | 0 | 0 |  | 0 |  | 0 | 0 |  | 0 | 0
MISO_W_2_NE | MISO_W | NE | 2015 | B6 | 300 | 0 | 2800 | 0 | 0 |  | 0 |  | 0 | 0 |  | 0 | 0
MISO_W_2_NE | MISO_W | NE | 2015 | B7 | 400 | 0 | 2800 | 0 | 0 |  | 0 |  | 0 | 0 |  | 0 | 0
MISO_W_2_NE | MISO_W | NE | 2015 | B8 | 500 | 0 | 2800 | 0 | 0 |  | 0 |  | 0 | 0 |  | 0 | 0
MISO_W_2_NE | MISO_W | NE | 2015 | B9 | 800 | 0 | 2800 | 0 | 0 |  | 0 |  | 0 | 0 |  | 0 | 0
MISO_W_2_NE | MISO_W | NE | 2015 | B10 | 1262 | 0 | 2800 | 0 | 0 |  | 0 |  | 0 | 0 |  | 0 | 0
MISO_W_2_NE | MISO_W | NE | 2015 | B11 | 25 | 0 | 2800 | 0 | 0 |  | 0 |  | 0 | 0 |  | 0 | 0
MISO_W_2_NE | MISO_W | NE | 2015 | B12 | 200 | 0 | 2800 | 0 | 0 |  | 0 |  | 0 | 0 |  | 0 | 0
MISO_W_2_NE | MISO_W | NE | 2015 | B13 | 600 | 0 | 2800 | 0 | 0 |  | 0 |  | 0 | 0 |  | 0 | 0
MISO_W_2_NE | MISO_W | NE | 2015 | B14 | 900 | 0 | 2800 | 0 | 0 |  | 0 |  | 0 | 0 |  | 0 | 0
MISO_W_2_NE | MISO_W | NE | 2015 | B15 | 1203 | 0 | 2800 | 0 | 0 |  | 0 |  | 0 | 0 |  | 0 | 0
MISO_W_2_NE | MISO_W | NE | 2015 | B16 | 25 | 0 | 2800 | 0 | 0 |  | 0 |  | 0 | 0 |  | 0 | 0
MISO_W_2_NE | MISO_W | NE | 2015 | B17 | 100 | 0 | 2800 | 0 | 0 |  | 0 |  | 0 | 0 |  | 0 | 0
MISO_W_2_NE | MISO_W | NE | 2015 | B18 | 400 | 0 | 2800 | 0 | 0 |  | 0 |  | 0 | 0 |  | 0 | 0
MISO_W_2_NE | MISO_W | NE | 2015 | B19 | 700 | 0 | 2800 | 0 | 0 |  | 0 |  | 0 | 0 |  | 0 | 0
MISO_W_2_NE | MISO_W | NE | 2015 | B20 | 935 | 0 | 2800 | 0 | 0 |  | 0 |  | 0 | 0 |  | 0 | 0
MISO_W_2_NE | MISO_W | NE | 2020 | B1 | 10 | 0 | 2800 | 0 | 0 |  | 0 |  | 0 | 0 |  | 0 | 0
MISO_W_2_NE | MISO_W | NE | 2020 | B2 | 25 | 0 | 2800 | 0 | 0 |  | 0 |  | 0 | 0 |  | 0 | 0
MISO_W_2_NE | MISO_W | NE | 2020 | B3 | 75 | 0 | 2800 | 0 | 0 |  | 0 |  | 0 | 0 |  | 0 | 0
MISO_W_2_NE | MISO_W | NE | 2020 | B4 | 100 | 0 | 2800 | 0 | 0 |  | 0 |  | 0 | 0 |  | 0 | 0
MISO_W_2_NE | MISO_W | NE | 2020 | B5 | 200 | 0 | 2800 | 0 | 0 |  | 0 |  | 0 | 0 |  | 0 | 0
MISO_W_2_NE | MISO_W | NE | 2020 | B6 | 300 | 0 | 2800 | 0 | 0 |  | 0 |  | 0 | 0 |  | 0 | 0
MISO_W_2_NE | MISO_W | NE | 2020 | B7 | 400 | 0 | 2800 | 0 | 0 |  | 0 |  | 0 | 0 |  | 0 | 0
MISO_W_2_NE | MISO_W | NE | 2020 | B8 | 500 | 0 | 2800 | 0 | 0 |  | 0 |  | 0 | 0 |  | 0 | 0
MISO_W_2_NE | MISO_W | NE | 2020 | B9 | 800 | 0 | 2800 | 0 | 0 |  | 0 |  | 0 | 0 |  | 0 | 0
MISO_W_2_NE | MISO_W | NE | 2020 | B10 | 1262 | 0 | 2800 | 0 | 0 |  | 0 |  | 0 | 0 |  | 0 | 0
MISO_W_2_NE | MISO_W | NE | 2020 | B11 | 25 | 0 | 2800 | 0 | 0 |  | 0 |  | 0 | 0 |  | 0 | 0
MISO_W_2_NE | MISO_W | NE | 2020 | B12 | 200 | 0 | 2800 | 0 | 0 |  | 0 |  | 0 | 0 |  | 0 | 0
MISO_W_2_NE | MISO_W | NE | 2020 | B13 | 600 | 0 | 2800 | 0 | 0 |  | 0 |  | 0 | 0 |  | 0 | 0
MISO_W_2_NE | MISO_W | NE | 2020 | B14 | 900 | 0 | 2800 | 0 | 0 |  | 0 |  | 0 | 0 |  | 0 | 0
MISO_W_2_NE | MISO_W | NE | 2020 | B15 | 1203 | 0 | 2800 | 0 | 0 |  | 0 |  | 0 | 0 |  | 0 | 0
MISO_W_2_NE | MISO_W | NE | 2020 | B16 | 25 | 0 | 2800 | 0 | 0 |  | 0 |  | 0 | 0 |  | 0 | 0
MISO_W_2_NE | MISO_W | NE | 2020 | B17 | 100 | 0 | 2800 | 0 | 0 |  | 0 |  | 0 | 0 |  | 0 | 0
MISO_W_2_NE | MISO_W | NE | 2020 | B18 | 400 | 0 | 2800 | 0 | 0 |  | 0 |  | 0 | 0 |  | 0 | 0
MISO_W_2_NE | MISO_W | NE | 2020 | B19 | 700 | 0 | 2800 | 0 | 0 |  | 0 |  | 0 | 0 |  | 0 | 0
MISO_W_2_NE | MISO_W | NE | 2020 | B20 | 935 | 0 | 2800 | 0 | 0 |  | 0 |  | 0 | 0 |  | 0 | 0
MISO_W_2_NE | MISO_W | NE | 2025 | B1 | 10 | 0 | 2800 | 0 | 0 |  | 0 |  | 0 | 0 |  | 0 | 0
MISO_W_2_NE | MISO_W | NE | 2025 | B2 | 25 | 0 | 2800 | 0 | 0 |  | 0 |  | 0 | 0 |  | 0 | 0
MISO_W_2_NE | MISO_W | NE | 2025 | B3 | 75 | 0 | 2800 | 0 | 0 |  | 0 |  | 0 | 0 |  | 0 | 0
MISO_W_2_NE | MISO_W | NE | 2025 | B4 | 100 | 0 | 2800 | 0 | 0 |  | 0 |  | 0 | 0 |  | 0 | 0
MISO_W_2_NE | MISO_W | NE | 2025 | B5 | 200 | 0 | 2800 | 0 | 0 |  | 0 |  | 0 | 0 |  | 0 | 0
MISO_W_2_NE | MISO_W | NE | 2025 | B6 | 300 | 0 | 2800 | 0 | 0 |  | 0 |  | 0 | 0 |  | 0 | 0
MISO_W_2_NE | MISO_W | NE | 2025 | B7 | 400 | 0 | 2800 | 0 | 0 |  | 0 |  | 0 | 0 |  | 0 | 0
MISO_W_2_NE | MISO_W | NE | 2025 | B8 | 500 | 0 | 2800 | 0 | 0 |  | 0 |  | 0 | 0 |  | 0 | 0
MISO_W_2_NE | MISO_W | NE | 2025 | B9 | 800 | 0 | 2800 | 0 | 0 |  | 0 |  | 0 | 0 |  | 0 | 0
MISO_W_2_NE | MISO_W | NE | 2025 | B10 | 1262 | 0 | 2800 | 0 | 0 |  | 0 |  | 0 | 0 |  | 0 | 0
MISO_W_2_NE | MISO_W | NE | 2025 | B11 | 25 | 0 | 2800 | 0 | 0 |  | 0 |  | 0 | 0 |  | 0 | 0
MISO_W_2_NE | MISO_W | NE | 2025 | B12 | 200 | 0 | 2800 | 0 | 0 |  | 0 |  | 0 | 0 |  | 0 | 0
MISO_W_2_NE | MISO_W | NE | 2025 | B13 | 600 | 0 | 2800 | 0 | 0 |  | 0 |  | 0 | 0 |  | 0 | 0
MISO_W_2_NE | MISO_W | NE | 2025 | B14 | 900 | 0 | 2800 | 0 | 0 |  | 0 |  | 0 | 0 |  | 0 | 0
MISO_W_2_NE | MISO_W | NE | 2025 | B15 | 1203 | 0 | 2800 | 0 | 0 |  | 0 |  | 0 | 0 |  | 0 | 0
MISO_W_2_NE | MISO_W | NE | 2025 | B16 | 25 | 0 | 2800 | 0 | 0 |  | 0 |  | 0 | 0 |  | 0 | 0
MISO_W_2_NE | MISO_W | NE | 2025 | B17 | 100 | 0 | 2800 | 0 | 0 |  | 0 |  | 0 | 0 |  | 0 | 0
MISO_W_2_NE | MISO_W | NE | 2025 | B18 | 400 | 0 | 2800 | 0 | 0 |  | 0 |  | 0 | 0 |  | 0 | 0
MISO_W_2_NE | MISO_W | NE | 2025 | B19 | 700 | 0 | 2800 | 0 | 0 |  | 0 |  | 0 | 0 |  | 0 | 0
MISO_W_2_NE | MISO_W | NE | 2025 | B20 | 935 | 0 | 2800 | 0 | 0 |  | 0 |  | 0 | 0 |  | 0 | 0
MISO_W_2_NE | MISO_W | NE | 2030 | B1 | 10 | 0 | 2800 | 0 | 0 |  | 0 |  | 0 | 0 |  | 0 | 0
MISO_W_2_NE | MISO_W | NE | 2030 | B2 | 25 | 0 | 2800 | 0 | 0 |  | 0 |  | 0 | 0 |  | 0 | 0
MISO_W_2_NE | MISO_W | NE | 2030 | B3 | 75 | 0 | 2800 | 0 | 0 |  | 0 |  | 0 | 0 |  | 0 | 0
MISO_W_2_NE | MISO_W | NE | 2030 | B4 | 100 | 0 | 2800 | 0 | 0 |  | 0 |  | 0 | 0 |  | 0 | 0
MISO_W_2_NE | MISO_W | NE | 2030 | B5 | 200 | 0 | 2800 | 0 | 0 |  | 0 |  | 0 | 0 |  | 0 | 0
MISO_W_2_NE | MISO_W | NE | 2030 | B6 | 300 | 0 | 2800 | 0 | 0 |  | 0 |  | 0 | 0 |  | 0 | 0
MISO_W_2_NE | MISO_W | NE | 2030 | B7 | 400 | 0 | 2800 | 0 | 0 |  | 0 |  | 0 | 0 |  | 0 | 0
MISO_W_2_NE | MISO_W | NE | 2030 | B8 | 500 | 0 | 2800 | 0 | 0 |  | 0 |  | 0 | 0 |  | 0 | 0
MISO_W_2_NE | MISO_W | NE | 2030 | B9 | 800 | 0 | 2800 | 0 | 0 |  | 0 |  | 0 | 0 |  | 0 | 0
MISO_W_2_NE | MISO_W | NE | 2030 | B10 | 1262 | 0 | 2800 | 0 | 0 |  | 0 |  | 0 | 0 |  | 0 | 0
MISO_W_2_NE | MISO_W | NE | 2030 | B11 | 25 | 0 | 2800 | 0 | 0 |  | 0 |  | 0 | 0 |  | 0 | 0
MISO_W_2_NE | MISO_W | NE | 2030 | B12 | 200 | 0 | 2800 | 0 | 0 |  | 0 |  | 0 | 0 |  | 0 | 0
MISO_W_2_NE | MISO_W | NE | 2030 | B13 | 600 | 0 | 2800 | 0 | 0 |  | 0 |  | 0 | 0 |  | 0 | 0
MISO_W_2_NE | MISO_W | NE | 2030 | B14 | 900 | 0 | 2800 | 0 | 0 |  | 0 |  | 0 | 0 |  | 0 | 0
MISO_W_2_NE | MISO_W | NE | 2030 | B15 | 1203 | 0 | 2800 | 0 | 0 |  | 0 |  | 0 | 0 |  | 0 | 0
MISO_W_2_NE | MISO_W | NE | 2030 | B16 | 25 | 0 | 2800 | 0 | 0 |  | 0 |  | 0 | 0 |  | 0 | 0
MISO_W_2_NE | MISO_W | NE | 2030 | B17 | 100 | 0 | 2800 | 0 | 0 |  | 0 |  | 0 | 0 |  | 0 | 0
MISO_W_2_NE | MISO_W | NE | 2030 | B18 | 400 | 0 | 2800 | 0 | 0 |  | 0 |  | 0 | 0 |  | 0 | 0
MISO_W_2_NE | MISO_W | NE | 2030 | B19 | 700 | 0 | 2800 | 0 | 0 |  | 0 |  | 0 | 0 |  | 0 | 0
MISO_W_2_NE | MISO_W | NE | 2030 | B20 | 935 | 0 | 2800 | 0 | 0 |  | 0 |  | 0 | 0 |  | 0 | 0
MISO_W_2_NE | MISO_W | NE | 2035 | B1 | 10 | 0 | 2800 | 0 | 0 |  | 0 |  | 0 | 0 |  | 0 | 0
MISO_W_2_NE | MISO_W | NE | 2035 | B2 | 25 | 0 | 2800 | 0 | 0 |  | 0 |  | 0 | 0 |  | 0 | 0
MISO_W_2_NE | MISO_W | NE | 2035 | B3 | 75 | 0 | 2800 | 0 | 0 |  | 0 |  | 0 | 0 |  | 0 | 0
MISO_W_2_NE | MISO_W | NE | 2035 | B4 | 100 | 0 | 2800 | 0 | 0 |  | 0 |  | 0 | 0 |  | 0 | 0
MISO_W_2_NE | MISO_W | NE | 2035 | B5 | 200 | 0 | 2800 | 0 | 0 |  | 0 |  | 0 | 0 |  | 0 | 0
MISO_W_2_NE | MISO_W | NE | 2035 | B6 | 300 | 0 | 2800 | 0 | 0 |  | 0 |  | 0 | 0 |  | 0 | 0
MISO_W_2_NE | MISO_W | NE | 2035 | B7 | 400 | 0 | 2800 | 0 | 0 |  | 0 |  | 0 | 0 |  | 0 | 0
MISO_W_2_NE | MISO_W | NE | 2035 | B8 | 500 | 0 | 2800 | 0 | 0 |  | 0 |  | 0 | 0 |  | 0 | 0
MISO_W_2_NE | MISO_W | NE | 2035 | B9 | 800 | 0 | 2800 | 0 | 0 |  | 0 |  | 0 | 0 |  | 0 | 0
MISO_W_2_NE | MISO_W | NE | 2035 | B10 | 1262 | 0 | 2800 | 0 | 0 |  | 0 |  | 0 | 0 |  | 0 | 0
MISO_W_2_NE | MISO_W | NE | 2035 | B11 | 25 | 0 | 2800 | 0 | 0 |  | 0 |  | 0 | 0 |  | 0 | 0
MISO_W_2_NE | MISO_W | NE | 2035 | B12 | 200 | 0 | 2800 | 0 | 0 |  | 0 |  | 0 | 0 |  | 0 | 0
MISO_W_2_NE | MISO_W | NE | 2035 | B13 | 600 | 0 | 2800 | 0 | 0 |  | 0 |  | 0 | 0 |  | 0 | 0
MISO_W_2_NE | MISO_W | NE | 2035 | B14 | 900 | 0 | 2800 | 0 | 0 |  | 0 |  | 0 | 0 |  | 0 | 0
MISO_W_2_NE | MISO_W | NE | 2035 | B15 | 1203 | 0 | 2800 | 0 | 0 |  | 0 |  | 0 | 0 |  | 0 | 0
MISO_W_2_NE | MISO_W | NE | 2035 | B16 | 25 | 0 | 2800 | 0 | 0 |  | 0 |  | 0 | 0 |  | 0 | 0
MISO_W_2_NE | MISO_W | NE | 2035 | B17 | 100 | 0 | 2800 | 0 | 0 |  | 0 |  | 0 | 0 |  | 0 | 0
MISO_W_2_NE | MISO_W | NE | 2035 | B18 | 400 | 0 | 2800 | 0 | 0 |  | 0 |  | 0 | 0 |  | 0 | 0
MISO_W_2_NE | MISO_W | NE | 2035 | B19 | 700 | 0 | 2800 | 0 | 0 |  | 0 |  | 0 | 0 |  | 0 | 0
MISO_W_2_NE | MISO_W | NE | 2035 | B20 | 935 | 0 | 2800 | 0 | 0 |  | 0 |  | 0 | 0 |  | 0 | 0
MISO_W_2_NE | MISO_W | NE | 2040 | B1 | 10 | 0 | 2800 | 0 | 0 |  | 0 |  | 0 | 0 |  | 0 | 0
MISO_W_2_NE | MISO_W | NE | 2040 | B2 | 25 | 0 | 2800 | 0 | 0 |  | 0 |  | 0 | 0 |  | 0 | 0
MISO_W_2_NE | MISO_W | NE | 2040 | B3 | 75 | 0 | 2800 | 0 | 0 |  | 0 |  | 0 | 0 |  | 0 | 0
MISO_W_2_NE | MISO_W | NE | 2040 | B4 | 100 | 0 | 2800 | 0 | 0 |  | 0 |  | 0 | 0 |  | 0 | 0
MISO_W_2_NE | MISO_W | NE | 2040 | B5 | 200 | 0 | 2800 | 0 | 0 |  | 0 |  | 0 | 0 |  | 0 | 0
MISO_W_2_NE | MISO_W | NE | 2040 | B6 | 300 | 0 | 2800 | 0 | 0 |  | 0 |  | 0 | 0 |  | 0 | 0
MISO_W_2_NE | MISO_W | NE | 2040 | B7 | 400 | 0 | 2800 | 0 | 0 |  | 0 |  | 0 | 0 |  | 0 | 0
MISO_W_2_NE | MISO_W | NE | 2040 | B8 | 500 | 0 | 2800 | 0 | 0 |  | 0 |  | 0 | 0 |  | 0 | 0
MISO_W_2_NE | MISO_W | NE | 2040 | B9 | 800 | 0 | 2800 | 0 | 0 |  | 0 |  | 0 | 0 |  | 0 | 0
MISO_W_2_NE | MISO_W | NE | 2040 | B10 | 1262 | 0 | 2800 | 0 | 0 |  | 0 |  | 0 | 0 |  | 0 | 0
MISO_W_2_NE | MISO_W | NE | 2040 | B11 | 25 | 0 | 2800 | 0 | 0 |  | 0 |  | 0 | 0 |  | 0 | 0
MISO_W_2_NE | MISO_W | NE | 2040 | B12 | 200 | 0 | 2800 | 0 | 0 |  | 0 |  | 0 | 0 |  | 0 | 0
MISO_W_2_NE | MISO_W | NE | 2040 | B13 | 600 | 0 | 2800 | 0 | 0 |  | 0 |  | 0 | 0 |  | 0 | 0
MISO_W_2_NE | MISO_W | NE | 2040 | B14 | 900 | 0 | 2800 | 0 | 0 |  | 0 |  | 0 | 0 |  | 0 | 0
MISO_W_2_NE | MISO_W | NE | 2040 | B15 | 1203 | 0 | 2800 | 0 | 0 |  | 0 |  | 0 | 0 |  | 0 | 0
MISO_W_2_NE | MISO_W | NE | 2040 | B16 | 25 | 0 | 2800 | 0 | 0 |  | 0 |  | 0 | 0 |  | 0 | 0
MISO_W_2_NE | MISO_W | NE | 2040 | B17 | 100 | 0 | 2800 | 0 | 0 |  | 0 |  | 0 | 0 |  | 0 | 0
MISO_W_2_NE | MISO_W | NE | 2040 | B18 | 400 | 0 | 2800 | 0 | 0 |  | 0 |  | 0 | 0 |  | 0 | 0
MISO_W_2_NE | MISO_W | NE | 2040 | B19 | 700 | 0 | 2800 | 0 | 0 |  | 0 |  | 0 | 0 |  | 0 | 0
MISO_W_2_NE | MISO_W | NE | 2040 | B20 | 935 | 0 | 2800 | 0 | 0 |  | 0 |  | 0 | 0 |  | 0 | 0
MISO_W_2_NE | MISO_W | NE | 2045 | B1 | 10 | 0 | 2800 | 0 | 0 |  | 0 |  | 0 | 0 |  | 0 | 0
MISO_W_2_NE | MISO_W | NE | 2045 | B2 | 25 | 0 | 2800 | 0 | 0 |  | 0 |  | 0 | 0 |  | 0 | 0
MISO_W_2_NE | MISO_W | NE | 2045 | B3 | 75 | 0 | 2800 | 0 | 0 |  | 0 |  | 0 | 0 |  | 0 | 0
MISO_W_2_NE | MISO_W | NE | 2045 | B4 | 100 | 0 | 2800 | 0 | 0 |  | 0 |  | 0 | 0 |  | 0 | 0
MISO_W_2_NE | MISO_W | NE | 2045 | B5 | 200 | 0 | 2800 | 0 | 0 |  | 0 |  | 0 | 0 |  | 0 | 0
MISO_W_2_NE | MISO_W | NE | 2045 | B6 | 300 | 0 | 2800 | 0 | 0 |  | 0 |  | 0 | 0 |  | 0 | 0
MISO_W_2_NE | MISO_W | NE | 2045 | B7 | 400 | 0 | 2800 | 0 | 0 |  | 0 |  | 0 | 0 |  | 0 | 0
MISO_W_2_NE | MISO_W | NE | 2045 | B8 | 500 | 0 | 2800 | 0 | 0 |  | 0 |  | 0 | 0 |  | 0 | 0
MISO_W_2_NE | MISO_W | NE | 2045 | B9 | 800 | 0 | 2800 | 0 | 0 |  | 0 |  | 0 | 0 |  | 0 | 0
MISO_W_2_NE | MISO_W | NE | 2045 | B10 | 1262 | 0 | 2800 | 0 | 0 |  | 0 |  | 0 | 0 |  | 0 | 0
MISO_W_2_NE | MISO_W | NE | 2045 | B11 | 25 | 0 | 2800 | 0 | 0 |  | 0 |  | 0 | 0 |  | 0 | 0
MISO_W_2_NE | MISO_W | NE | 2045 | B12 | 200 | 0 | 2800 | 0 | 0 |  | 0 |  | 0 | 0 |  | 0 | 0
MISO_W_2_NE | MISO_W | NE | 2045 | B13 | 600 | 0 | 2800 | 0 | 0 |  | 0 |  | 0 | 0 |  | 0 | 0
MISO_W_2_NE | MISO_W | NE | 2045 | B14 | 900 | 0 | 2800 | 0 | 0 |  | 0 |  | 0 | 0 |  | 0 | 0
MISO_W_2_NE | MISO_W | NE | 2045 | B15 | 1203 | 0 | 2800 | 0 | 0 |  | 0 |  | 0 | 0 |  | 0 | 0
MISO_W_2_NE | MISO_W | NE | 2045 | B16 | 25 | 0 | 2800 | 0 | 0 |  | 0 |  | 0 | 0 |  | 0 | 0
MISO_W_2_NE | MISO_W | NE | 2045 | B17 | 100 | 0 | 2800 | 0 | 0 |  | 0 |  | 0 | 0 |  | 0 | 0
MISO_W_2_NE | MISO_W | NE | 2045 | B18 | 400 | 0 | 2800 | 0 | 0 |  | 0 |  | 0 | 0 |  | 0 | 0
MISO_W_2_NE | MISO_W | NE | 2045 | B19 | 700 | 0 | 2800 | 0 | 0 |  | 0 |  | 0 | 0 |  | 0 | 0
MISO_W_2_NE | MISO_W | NE | 2045 | B20 | 935 | 0 | 2800 | 0 | 0 |  | 0 |  | 0 | 0 |  | 0 | 0
MISO_W_2_NE | MISO_W | NE | 2050 | B1 | 10 | 0 | 2800 | 0 | 0 |  | 0 |  | 0 | 0 |  | 0 | 0
MISO_W_2_NE | MISO_W | NE | 2050 | B2 | 25 | 0 | 2800 | 0 | 0 |  | 0 |  | 0 | 0 |  | 0 | 0
MISO_W_2_NE | MISO_W | NE | 2050 | B3 | 75 | 0 | 2800 | 0 | 0 |  | 0 |  | 0 | 0 |  | 0 | 0
MISO_W_2_NE | MISO_W | NE | 2050 | B4 | 100 | 0 | 2800 | 0 | 0 |  | 0 |  | 0 | 0 |  | 0 | 0
MISO_W_2_NE | MISO_W | NE | 2050 | B5 | 200 | 0 | 2800 | 0 | 0 |  | 0 |  | 0 | 0 |  | 0 | 0
MISO_W_2_NE | MISO_W | NE | 2050 | B6 | 300 | 0 | 2800 | 0 | 0 |  | 0 |  | 0 | 0 |  | 0 | 0
MISO_W_2_NE | MISO_W | NE | 2050 | B7 | 400 | 0 | 2800 | 0 | 0 |  | 0 |  | 0 | 0 |  | 0 | 0
MISO_W_2_NE | MISO_W | NE | 2050 | B8 | 500 | 0 | 2800 | 0 | 0 |  | 0 |  | 0 | 0 |  | 0 | 0
MISO_W_2_NE | MISO_W | NE | 2050 | B9 | 800 | 0 | 2800 | 0 | 0 |  | 0 |  | 0 | 0 |  | 0 | 0
MISO_W_2_NE | MISO_W | NE | 2050 | B10 | 1262 | 0 | 2800 | 0 | 0 |  | 0 |  | 0 | 0 |  | 0 | 0
MISO_W_2_NE | MISO_W | NE | 2050 | B11 | 25 | 0 | 2800 | 0 | 0 |  | 0 |  | 0 | 0 |  | 0 | 0
MISO_W_2_NE | MISO_W | NE | 2050 | B12 | 200 | 0 | 2800 | 0 | 0 |  | 0 |  | 0 | 0 |  | 0 | 0
MISO_W_2_NE | MISO_W | NE | 2050 | B13 | 600 | 0 | 2800 | 0 | 0 |  | 0 |  | 0 | 0 |  | 0 | 0
MISO_W_2_NE | MISO_W | NE | 2050 | B14 | 900 | 0 | 2800 | 0 | 0 |  | 0 |  | 0 | 0 |  | 0 | 0
MISO_W_2_NE | MISO_W | NE | 2050 | B15 | 1203 | 0 | 2800 | 0 | 0 |  | 0 |  | 0 | 0 |  | 0 | 0
MISO_W_2_NE | MISO_W | NE | 2050 | B16 | 25 | 0 | 2800 | 0 | 0 |  | 0 |  | 0 | 0 |  | 0 | 0
MISO_W_2_NE | MISO_W | NE | 2050 | B17 | 100 | 0 | 2800 | 0 | 0 |  | 0 |  | 0 | 0 |  | 0 | 0
MISO_W_2_NE | MISO_W | NE | 2050 | B18 | 400 | 0 | 2800 | 0 | 0 |  | 0 |  | 0 | 0 |  | 0 | 0
MISO_W_2_NE | MISO_W | NE | 2050 | B19 | 700 | 0 | 2800 | 0 | 0 |  | 0 |  | 0 | 0 |  | 0 | 0
MISO_W_2_NE | MISO_W | NE | 2050 | B20 | 935 | 0 | 2800 | 0 | 0 |  | 0 |  | 0 | 0 |  | 0 | 0
MISO_W_2_PJM_ROR | MISO_W | PJM_ROR | 2015 | B1 | 10 | 0 | 773 | 773 | 773 |  | 0 |  | 0.01187 | 0.01187 |  | 0.00022187 | 0.46318 |  | xxx
MISO_W_2_PJM_ROR | MISO_W | PJM_ROR | 2015 | B2 | 25 | 0 | 773 | 0 | 773 |  | 0 |  | 0 | 0.01187 |  | 0 | 0.46318
MISO_W_2_PJM_ROR | MISO_W | PJM_ROR | 2015 | B3 | 75 | 0 | 773 | 0 | 0 |  | 0 |  | 0 | 0 |  | 0 | 0.46318
MISO_W_2_PJM_ROR | MISO_W | PJM_ROR | 2015 | B4 | 100 | 0 | 773 | 0 | 0 |  | 0 |  | 0 | 0 |  | 0 | 0.46318
MISO_W_2_PJM_ROR | MISO_W | PJM_ROR | 2015 | B5 | 200 | 0 | 773 | 0 | 0 |  | 0 |  | 0 | 0 |  | 0 | 0.46318
MISO_W_2_PJM_ROR | MISO_W | PJM_ROR | 2015 | B6 | 300 | 0 | 773 | 381.54 | 351.88 |  | 0 |  | 0 | 0 |  | 0 | 0.46318
MISO_W_2_PJM_ROR | MISO_W | PJM_ROR | 2015 | B7 | 400 | 0 | 773 | 0 | 773 |  | 0 |  | 0 | 0.01187 |  | 0 | 0.46318
MISO_W_2_PJM_ROR | MISO_W | PJM_ROR | 2015 | B8 | 500 | 0 | 773 | 0 | 0 |  | 0 |  | 0 | 0 |  | 0 | 0.46318
MISO_W_2_PJM_ROR | MISO_W | PJM_ROR | 2015 | B9 | 800 | 0 | 773 | 0 | 0 |  | 0 |  | 0 | 0 |  | 0 | 0.46318
MISO_W_2_PJM_ROR | MISO_W | PJM_ROR | 2015 | B10 | 1262 | 0 | 773 | 0 | 0 |  | 0 |  | 0 | 0 |  | 0 | 0.46318
MISO_W_2_PJM_ROR | MISO_W | PJM_ROR | 2015 | B11 | 25 | 0 | 773 | 0 | 0 |  | 0 |  | 0 | 0 |  | 0 | 0.46318
MISO_W_2_PJM_ROR | MISO_W | PJM_ROR | 2015 | B12 | 200 | 0 | 773 | 0 | 0 |  | 0 |  | 0 | 0 |  | 0 | 0.46318
MISO_W_2_PJM_ROR | MISO_W | PJM_ROR | 2015 | B13 | 600 | 0 | 773 | 0 | 0 |  | 0 |  | 0 | 0 |  | 0 | 0.46318
MISO_W_2_PJM_ROR | MISO_W | PJM_ROR | 2015 | B14 | 900 | 0 | 773 | 224.93 | 0 |  | 0 |  | 0 | 0 |  | 0 | 0.46318
MISO_W_2_PJM_ROR | MISO_W | PJM_ROR | 2015 | B15 | 1203 | 0 | 773 | 0 | 0 |  | 0 |  | 0 | 0 |  | 0 | 0.46318
MISO_W_2_PJM_ROR | MISO_W | PJM_ROR | 2015 | B16 | 25 | 0 | 773 | 773 | 773 |  | 0 |  | 0.01187 | 0.30862 |  | 0.00055467 | 0.46318
MISO_W_2_PJM_ROR | MISO_W | PJM_ROR | 2015 | B17 | 100 | 0 | 773 | 773 | 773 |  | 0 |  | 3.2524 | 0.29675 |  | 0.60792 | 0.46318
MISO_W_2_PJM_ROR | MISO_W | PJM_ROR | 2015 | B18 | 400 | 0 | 773 | 773 | 773 |  | 0 |  | 0.01187 | 0.28488 |  | 0.0088748 | 0.46318
MISO_W_2_PJM_ROR | MISO_W | PJM_ROR | 2015 | B19 | 700 | 0 | 773 | 0 | 752.27 |  | 0 |  | 0 | 0 |  | 0 | 0.46318
MISO_W_2_PJM_ROR | MISO_W | PJM_ROR | 2015 | B20 | 935 | 0 | 773 | 0 | 0 |  | 0 |  | 0 | 0 |  | 0 | 0.46318
MISO_W_2_PJM_ROR | MISO_W | PJM_ROR | 2020 | B1 | 10 | 0 | 773 | 773 | 773 |  | 0 |  | 20.1671 | 0.53415 |  | 0.089235 | 0.53086
MISO_W_2_PJM_ROR | MISO_W | PJM_ROR | 2020 | B2 | 25 | 0 | 773 | 773 | 773 |  | 0 |  | 9.0093 | 0.49854 |  | 0.099661 | 0.53086
MISO_W_2_PJM_ROR | MISO_W | PJM_ROR | 2020 | B3 | 75 | 0 | 773 | 0 | 0 |  | 0 |  | 0 | 0 |  | 0 | 0.53086
MISO_W_2_PJM_ROR | MISO_W | PJM_ROR | 2020 | B4 | 100 | 0 | 773 | 0 | 0 |  | 0 |  | 0 | 0 |  | 0 | 0.53086
MISO_W_2_PJM_ROR | MISO_W | PJM_ROR | 2020 | B5 | 200 | 0 | 773 | 0 | 11.77 |  | 0 |  | 0 | 0 |  | 0 | 0.53086
MISO_W_2_PJM_ROR | MISO_W | PJM_ROR | 2020 | B6 | 300 | 0 | 773 | 0 | 423.06 |  | 0 |  | 0 | 0 |  | 0 | 0.53086
MISO_W_2_PJM_ROR | MISO_W | PJM_ROR | 2020 | B7 | 400 | 0 | 773 | 0 | 731.49 |  | 0 |  | 0 | 0 |  | 0 | 0.53086
MISO_W_2_PJM_ROR | MISO_W | PJM_ROR | 2020 | B8 | 500 | 0 | 773 | 452.14 | 606.09 |  | 0 |  | 0 | 0 |  | 0 | 0.53086
MISO_W_2_PJM_ROR | MISO_W | PJM_ROR | 2020 | B9 | 800 | 0 | 773 | 0 | 0 |  | 0 |  | 0 | 0 |  | 0 | 0.53086
MISO_W_2_PJM_ROR | MISO_W | PJM_ROR | 2020 | B10 | 1262 | 0 | 773 | 0 | 0 |  | 0 |  | 0 | 0 |  | 0 | 0.53086
MISO_W_2_PJM_ROR | MISO_W | PJM_ROR | 2020 | B11 | 25 | 0 | 773 | 671.39 | 162.9 |  | 0 |  | 0 | 0 |  | 0 | 0.53086
MISO_W_2_PJM_ROR | MISO_W | PJM_ROR | 2020 | B12 | 200 | 0 | 773 | 773 | 773 |  | 0 |  | 0.01187 | 0.01187 |  | 0.0010504 | 0.53086
MISO_W_2_PJM_ROR | MISO_W | PJM_ROR | 2020 | B13 | 600 | 0 | 773 | 773 | 773 |  | 0 |  | 0.01187 | 0.01187 |  | 0.0031513 | 0.53086
MISO_W_2_PJM_ROR | MISO_W | PJM_ROR | 2020 | B14 | 900 | 0 | 773 | 773 | 773 |  | 0 |  | 0.01187 | 0.01187 |  | 0.004727 | 0.53086
MISO_W_2_PJM_ROR | MISO_W | PJM_ROR | 2020 | B15 | 1203 | 0 | 773 | 0 | 0 |  | 0 |  | 0 | 0 |  | 0 | 0.53086
MISO_W_2_PJM_ROR | MISO_W | PJM_ROR | 2020 | B16 | 25 | 25 | 773 | 773 | 773 |  | 6265.41 |  | 1.6618 | 0.53415 |  | 0.018383 | 0.53086
MISO_W_2_PJM_ROR | MISO_W | PJM_ROR | 2020 | B17 | 100 | 100 | 773 | 773 | 773 |  | 4942.05 |  | 7.8342 | 0.53415 |  | 0.34665 | 0.53086
MISO_W_2_PJM_ROR | MISO_W | PJM_ROR | 2020 | B18 | 400 | 0 | 773 | 773 | 773 |  | 0 |  | 0.81903 | 0.51041 |  | 0.14496 | 0.53086
MISO_W_2_PJM_ROR | MISO_W | PJM_ROR | 2020 | B19 | 700 | 0 | 773 | 370.76 | 773 |  | 0 |  | 0 | 0.03561 |  | 0 | 0.53086
MISO_W_2_PJM_ROR | MISO_W | PJM_ROR | 2020 | B20 | 935 | 0 | 773 | 0 | 9.67 |  | 0 |  | 0 | 0 |  | 0 | 0.53086
MISO_W_2_PJM_ROR | MISO_W | PJM_ROR | 2025 | B1 | 10 | 10 | 773 | 773 | 773 |  | 11465.55 |  | 458.3957 | 11.4189 |  | 0.62923 | 11.4225
MISO_W_2_PJM_ROR | MISO_W | PJM_ROR | 2025 | B2 | 25 | 25 | 773 | 773 | 773 |  | 10941.03 |  | 516.2738 | 11.4189 |  | 1.7717 | 11.4225
MISO_W_2_PJM_ROR | MISO_W | PJM_ROR | 2025 | B3 | 75 | 75 | 773 | 0 | 773 |  | 1344.46 |  | 0 | 11.4189 |  | 0 | 11.4225
MISO_W_2_PJM_ROR | MISO_W | PJM_ROR | 2025 | B4 | 100 | 0 | 773 | 0 | 773 |  | 0 |  | 0 | 0.28488 |  | 0 | 11.4225
MISO_W_2_PJM_ROR | MISO_W | PJM_ROR | 2025 | B5 | 200 | 0 | 773 | 0 | 0 |  | 0 |  | 0 | 0 |  | 0 | 11.4225
MISO_W_2_PJM_ROR | MISO_W | PJM_ROR | 2025 | B6 | 300 | 0 | 773 | 0 | 569.84 |  | 0 |  | 0 | 0 |  | 0 | 11.4225
MISO_W_2_PJM_ROR | MISO_W | PJM_ROR | 2025 | B7 | 400 | 0 | 773 | 773 | 773 |  | 0 |  | 0.01187 | 7.4662 |  | 0.00065175 | 11.4225
MISO_W_2_PJM_ROR | MISO_W | PJM_ROR | 2025 | B8 | 500 | 0 | 773 | 773 | 773 |  | 0 |  | 0.01187 | 6.0062 |  | 0.00081469 | 11.4225
MISO_W_2_PJM_ROR | MISO_W | PJM_ROR | 2025 | B9 | 800 | 0 | 773 | 0 | 773 |  | 0 |  | 0 | 6.481 |  | 0 | 11.4225
MISO_W_2_PJM_ROR | MISO_W | PJM_ROR | 2025 | B10 | 1262 | 1262 | 773 | 773 | 773 |  | 1298.73 |  | 0.01187 | 11.4189 |  | 0.0020563 | 11.4225
MISO_W_2_PJM_ROR | MISO_W | PJM_ROR | 2025 | B11 | 25 | 25 | 773 | 773 | 773 |  | 114.72 |  | 0.01187 | 11.4189 |  | 4.0734e-05 | 11.4225
MISO_W_2_PJM_ROR | MISO_W | PJM_ROR | 2025 | B12 | 200 | 200 | 773 | 773 | 773 |  | 2847.56 |  | 9.0331 | 11.4189 |  | 0.24799 | 11.4225
MISO_W_2_PJM_ROR | MISO_W | PJM_ROR | 2025 | B13 | 600 | 600 | 773 | 773 | 773 |  | 2712.34 |  | 3.7747 | 11.4189 |  | 0.31088 | 11.4225
MISO_W_2_PJM_ROR | MISO_W | PJM_ROR | 2025 | B14 | 900 | 900 | 773 | 773 | 773 |  | 4404.05 |  | 16.9504 | 11.4189 |  | 2.0941 | 11.4225
MISO_W_2_PJM_ROR | MISO_W | PJM_ROR | 2025 | B15 | 1203 | 1203 | 773 | 773 | 773 |  | 5468.65 |  | 44.2276 | 11.4189 |  | 7.3035 | 11.4225
MISO_W_2_PJM_ROR | MISO_W | PJM_ROR | 2025 | B16 | 25 | 25 | 773 | 773 | 773 |  | 16704.38 |  | 47.112 | 11.4189 |  | 0.16167 | 11.4225
MISO_W_2_PJM_ROR | MISO_W | PJM_ROR | 2025 | B17 | 100 | 100 | 773 | 773 | 773 |  | 13116.31 |  | 20.179 | 11.4189 |  | 0.27699 | 11.4225
MISO_W_2_PJM_ROR | MISO_W | PJM_ROR | 2025 | B18 | 400 | 400 | 773 | 773 | 773 |  | 4435.11 |  | 5.7451 | 11.4189 |  | 0.31545 | 11.4225
MISO_W_2_PJM_ROR | MISO_W | PJM_ROR | 2025 | B19 | 700 | 700 | 773 | 773 | 773 |  | 2151.56 |  | 1.9229 | 11.4189 |  | 0.18477 | 11.4225
MISO_W_2_PJM_ROR | MISO_W | PJM_ROR | 2025 | B20 | 935 | 935 | 773 | 773 | 773 |  | 5722.17 |  | 15.0393 | 11.4189 |  | 1.9302 | 11.4225
MISO_W_2_PJM_ROR | MISO_W | PJM_ROR | 2030 | B1 | 10 | 10 | 773 | 773 | 773 |  | 7113.34 |  | 605.548 | 21.6865 |  | 0.74898 | 21.6909
MISO_W_2_PJM_ROR | MISO_W | PJM_ROR | 2030 | B2 | 25 | 25 | 773 | 773 | 773 |  | 9490.43 |  | 596.7049 | 21.6865 |  | 1.8451 | 21.6909
MISO_W_2_PJM_ROR | MISO_W | PJM_ROR | 2030 | B3 | 75 | 0 | 773 | 0 | 773 |  | 0 |  | 0 | 11.4783 |  | 0 | 21.6909
MISO_W_2_PJM_ROR | MISO_W | PJM_ROR | 2030 | B4 | 100 | 0 | 773 | 0 | 773 |  | 0 |  | 0 | 8.6414 |  | 0 | 21.6909
MISO_W_2_PJM_ROR | MISO_W | PJM_ROR | 2030 | B5 | 200 | 0 | 773 | 0 | 773 |  | 0 |  | 0 | 9.1162 |  | 0 | 21.6909
MISO_W_2_PJM_ROR | MISO_W | PJM_ROR | 2030 | B6 | 300 | 0 | 773 | 0 | 773 |  | 0 |  | 0 | 10.3388 |  | 0 | 21.6909
MISO_W_2_PJM_ROR | MISO_W | PJM_ROR | 2030 | B7 | 400 | 0 | 773 | 773 | 773 |  | 0 |  | 0.01187 | 10.3388 |  | 0.00058726 | 21.6909
MISO_W_2_PJM_ROR | MISO_W | PJM_ROR | 2030 | B8 | 500 | 0 | 773 | 773 | 773 |  | 0 |  | 0.62911 | 13.4487 |  | 0.038906 | 21.6909
MISO_W_2_PJM_ROR | MISO_W | PJM_ROR | 2030 | B9 | 800 | 0 | 773 | 773 | 773 |  | 0 |  | 0.4748 | 21.2354 |  | 0.046981 | 21.6909
MISO_W_2_PJM_ROR | MISO_W | PJM_ROR | 2030 | B10 | 1262 | 1262 | 773 | 773 | 773 |  | 6642.88 |  | 0.01187 | 21.6865 |  | 0.0018528 | 21.6909
MISO_W_2_PJM_ROR | MISO_W | PJM_ROR | 2030 | B11 | 25 | 0 | 773 | 773 | 773 |  | 0 |  | 3.5966 | 15.1936 |  | 0.011121 | 21.6909
MISO_W_2_PJM_ROR | MISO_W | PJM_ROR | 2030 | B12 | 200 | 200 | 773 | 773 | 773 |  | 6172.1 |  | 13.698 | 21.6865 |  | 0.33885 | 21.6909
MISO_W_2_PJM_ROR | MISO_W | PJM_ROR | 2030 | B13 | 600 | 600 | 773 | 773 | 773 |  | 6266.23 |  | 13.971 | 21.6865 |  | 1.0368 | 21.6909
MISO_W_2_PJM_ROR | MISO_W | PJM_ROR | 2030 | B14 | 900 | 900 | 773 | 773 | 773 |  | 10623.61 |  | 64.8577 | 21.6865 |  | 7.2198 | 21.6909
MISO_W_2_PJM_ROR | MISO_W | PJM_ROR | 2030 | B15 | 1203 | 1203 | 773 | 773 | 773 |  | 14756.45 |  | 62.7567 | 21.6865 |  | 9.3378 | 21.6909
MISO_W_2_PJM_ROR | MISO_W | PJM_ROR | 2030 | B16 | 25 | 25 | 773 | 773 | 773 |  | 19768.02 |  | 28.7848 | 21.6865 |  | 0.089007 | 21.6909
MISO_W_2_PJM_ROR | MISO_W | PJM_ROR | 2030 | B17 | 100 | 100 | 773 | 773 | 773 |  | 16449.08 |  | 21.8289 | 21.6865 |  | 0.26999 | 21.6909
MISO_W_2_PJM_ROR | MISO_W | PJM_ROR | 2030 | B18 | 400 | 400 | 773 | 773 | 773 |  | 9388.47 |  | 13.3775 | 21.6865 |  | 0.66184 | 21.6909
MISO_W_2_PJM_ROR | MISO_W | PJM_ROR | 2030 | B19 | 700 | 700 | 773 | 773 | 773 |  | 6132.76 |  | 11.6326 | 21.6865 |  | 1.0072 | 21.6909
MISO_W_2_PJM_ROR | MISO_W | PJM_ROR | 2030 | B20 | 935 | 935 | 773 | 773 | 773 |  | 12503.85 |  | 54.1866 | 21.6865 |  | 6.2665 | 21.6909
MISO_W_2_PJM_ROR | MISO_W | PJM_ROR | 2035 | B1 | 10 | 10 | 773 | 773 | 773 |  | 2391.86 |  | 528.1557 | 31.0994 |  | 0.6895 | 31.0942
MISO_W_2_PJM_ROR | MISO_W | PJM_ROR | 2035 | B2 | 25 | 25 | 773 | 773 | 773 |  | 7804 |  | 514.2321 | 31.0994 |  | 1.6783 | 31.0942
MISO_W_2_PJM_ROR | MISO_W | PJM_ROR | 2035 | B3 | 75 | 75 | 773 | 0 | 773 |  | 1027.76 |  | 0 | 31.0994 |  | 0 | 31.0942
MISO_W_2_PJM_ROR | MISO_W | PJM_ROR | 2035 | B4 | 100 | 0 | 773 | 0 | 773 |  | 0 |  | 0 | 4.0595 |  | 0 | 31.0942
MISO_W_2_PJM_ROR | MISO_W | PJM_ROR | 2035 | B5 | 200 | 0 | 773 | 0 | 773 |  | 0 |  | 0 | 4.653 |  | 0 | 31.0942
MISO_W_2_PJM_ROR | MISO_W | PJM_ROR | 2035 | B6 | 300 | 0 | 773 | 0 | 773 |  | 0 |  | 0 | 0.70033 |  | 0 | 31.0942
MISO_W_2_PJM_ROR | MISO_W | PJM_ROR | 2035 | B7 | 400 | 0 | 773 | 0 | 773 |  | 0 |  | 0 | 0.9496 |  | 0 | 31.0942
MISO_W_2_PJM_ROR | MISO_W | PJM_ROR | 2035 | B8 | 500 | 0 | 773 | 773 | 773 |  | 0 |  | 0.01187 | 9.3179 |  | 0.0007748 | 31.0942
MISO_W_2_PJM_ROR | MISO_W | PJM_ROR | 2035 | B9 | 800 | 0 | 773 | 773 | 773 |  | 0 |  | 0.01187 | 4.2613 |  | 0.0012397 | 31.0942
MISO_W_2_PJM_ROR | MISO_W | PJM_ROR | 2035 | B10 | 1262 | 1262 | 773 | 773 | 773 |  | 945.78 |  | 11.775 | 31.0994 |  | 1.94 | 31.0942
MISO_W_2_PJM_ROR | MISO_W | PJM_ROR | 2035 | B11 | 25 | 0 | 773 | 0 | 773 |  | 0 |  | 0 | 7.5256 |  | 0 | 31.0942
MISO_W_2_PJM_ROR | MISO_W | PJM_ROR | 2035 | B12 | 200 | 200 | 773 | 773 | 773 |  | 3432.12 |  | 15.0156 | 31.0994 |  | 0.39205 | 31.0942
MISO_W_2_PJM_ROR | MISO_W | PJM_ROR | 2035 | B13 | 600 | 600 | 773 | 773 | 773 |  | 4614.32 |  | 15.0156 | 31.0994 |  | 1.1762 | 31.0942
MISO_W_2_PJM_ROR | MISO_W | PJM_ROR | 2035 | B14 | 900 | 900 | 773 | 773 | 773 |  | 6683.91 |  | 68.6205 | 31.0994 |  | 8.0625 | 31.0942
MISO_W_2_PJM_ROR | MISO_W | PJM_ROR | 2035 | B15 | 1203 | 1203 | 773 | 773 | 773 |  | 6447.26 |  | 99.6961 | 31.0994 |  | 15.6572 | 31.0942
MISO_W_2_PJM_ROR | MISO_W | PJM_ROR | 2035 | B16 | 25 | 25 | 773 | 773 | 773 |  | 11840.72 |  | 72.2527 | 31.0994 |  | 0.23581 | 31.0942
MISO_W_2_PJM_ROR | MISO_W | PJM_ROR | 2035 | B17 | 100 | 100 | 773 | 773 | 773 |  | 10264.1 |  | 69.2733 | 31.0994 |  | 0.90435 | 31.0942
MISO_W_2_PJM_ROR | MISO_W | PJM_ROR | 2035 | B18 | 400 | 400 | 773 | 773 | 773 |  | 6243.98 |  | 36.3934 | 31.0994 |  | 1.9004 | 31.0942
MISO_W_2_PJM_ROR | MISO_W | PJM_ROR | 2035 | B19 | 700 | 700 | 773 | 773 | 773 |  | 3686.92 |  | 29.5207 | 31.0994 |  | 2.6977 | 31.0942
MISO_W_2_PJM_ROR | MISO_W | PJM_ROR | 2035 | B20 | 935 | 935 | 773 | 773 | 773 |  | 6186.32 |  | 50.1626 | 31.0994 |  | 6.123 | 31.0942
MISO_W_2_PJM_ROR | MISO_W | PJM_ROR | 2040 | B1 | 10 | 10 | 773 | 773 | 773 |  | 700.04 |  | 452.8049 | 28.0488 |  | 0.70366 | 42.2521
MISO_W_2_PJM_ROR | MISO_W | PJM_ROR | 2040 | B2 | 25 | 25 | 773 | 773 | 773 |  | 6355.72 |  | 445.7185 | 28.0488 |  | 1.7316 | 42.2521
MISO_W_2_PJM_ROR | MISO_W | PJM_ROR | 2040 | B3 | 75 | 0 | 773 | 773 | 773 |  | 0 |  | 0.01187 | 8.3683 |  | 0.00013834 | 42.2521
MISO_W_2_PJM_ROR | MISO_W | PJM_ROR | 2040 | B4 | 100 | 0 | 773 | 0 | 239.13 |  | 0 |  | 0 | 0 |  | 0 | 42.2521
MISO_W_2_PJM_ROR | MISO_W | PJM_ROR | 2040 | B5 | 200 | 0 | 773 | 0 | 773 |  | 0 |  | 0 | 0.01187 |  | 0 | 42.2521
MISO_W_2_PJM_ROR | MISO_W | PJM_ROR | 2040 | B6 | 300 | 0 | 773 | 0 | 773 |  | 0 |  | 0 | 0.01187 |  | 0 | 42.2521
MISO_W_2_PJM_ROR | MISO_W | PJM_ROR | 2040 | B7 | 400 | 0 | 773 | 0 | 773 |  | 0 |  | 0 | 0.02374 |  | 0 | 42.2521
MISO_W_2_PJM_ROR | MISO_W | PJM_ROR | 2040 | B8 | 500 | 0 | 773 | 546.79 | 773 |  | 0 |  | 0 | 7.2763 |  | 0 | 42.2521
MISO_W_2_PJM_ROR | MISO_W | PJM_ROR | 2040 | B9 | 800 | 0 | 773 | 0 | 773 |  | 0 |  | 0 | 9.8284 |  | 0 | 42.2521
MISO_W_2_PJM_ROR | MISO_W | PJM_ROR | 2040 | B10 | 1262 | 0 | 773 | 773 | 773 |  | 0 |  | 26.9686 | 23.7994 |  | 5.289 | 42.2521
MISO_W_2_PJM_ROR | MISO_W | PJM_ROR | 2040 | B11 | 25 | 0 | 773 | 303 | 773 |  | 0 |  | 0 | 4.4512 |  | 0 | 42.2521
MISO_W_2_PJM_ROR | MISO_W | PJM_ROR | 2040 | B12 | 200 | 200 | 773 | 773 | 773 |  | 3682.6 |  | 11.692 | 28.0488 |  | 0.36339 | 42.2521
MISO_W_2_PJM_ROR | MISO_W | PJM_ROR | 2040 | B13 | 600 | 600 | 773 | 773 | 773 |  | 4951.74 |  | 75.2202 | 28.0488 |  | 7.0135 | 42.2521
MISO_W_2_PJM_ROR | MISO_W | PJM_ROR | 2040 | B14 | 900 | 900 | 773 | 773 | 773 |  | 6956.64 |  | 110.7471 | 28.0488 |  | 15.4891 | 42.2521
MISO_W_2_PJM_ROR | MISO_W | PJM_ROR | 2040 | B15 | 1203 | 1203 | 773 | 773 | 773 |  | 2790.63 |  | 43.4798 | 28.0488 |  | 8.1284 | 42.2521
MISO_W_2_PJM_ROR | MISO_W | PJM_ROR | 2040 | B16 | 25 | 25 | 773 | 773 | 773 |  | 14107.81 |  | 111.8985 | 28.0488 |  | 0.43473 | 42.2521
MISO_W_2_PJM_ROR | MISO_W | PJM_ROR | 2040 | B17 | 100 | 100 | 773 | 773 | 773 |  | 9336.95 |  | 91.221 | 28.0488 |  | 1.4176 | 42.2521
MISO_W_2_PJM_ROR | MISO_W | PJM_ROR | 2040 | B18 | 400 | 400 | 773 | 773 | 773 |  | 6145.59 |  | 77.6061 | 28.0488 |  | 4.824 | 42.2521
MISO_W_2_PJM_ROR | MISO_W | PJM_ROR | 2040 | B19 | 700 | 700 | 773 | 773 | 773 |  | 5229.42 |  | 77.6061 | 28.0488 |  | 8.442 | 42.2521
MISO_W_2_PJM_ROR | MISO_W | PJM_ROR | 2040 | B20 | 935 | 935 | 773 | 773 | 773 |  | 2671.04 |  | 17.1996 | 28.0488 |  | 2.4991 | 42.2521
MISO_W_2_PJM_ROR | MISO_W | PJM_ROR | 2045 | B1 | 10 | 0 | 773 | 773 | 773 |  | 0 |  | 343.0905 | 8.7007 |  | 0.53316 | 15.4739
MISO_W_2_PJM_ROR | MISO_W | PJM_ROR | 2045 | B2 | 25 | 25 | 773 | 773 | 773 |  | 5643.02 |  | 334.3186 | 16.6892 |  | 1.2988 | 15.4739
MISO_W_2_PJM_ROR | MISO_W | PJM_ROR | 2045 | B3 | 75 | 0 | 773 | 773 | 773 |  | 0 |  | 9.0093 | 15.1461 |  | 0.105 | 15.4739
MISO_W_2_PJM_ROR | MISO_W | PJM_ROR | 2045 | B4 | 100 | 0 | 773 | 0 | 434.85 |  | 0 |  | 0 | 0 |  | 0 | 15.4739
MISO_W_2_PJM_ROR | MISO_W | PJM_ROR | 2045 | B5 | 200 | 0 | 773 | 0 | 773 |  | 0 |  | 0 | 0.01187 |  | 0 | 15.4739
MISO_W_2_PJM_ROR | MISO_W | PJM_ROR | 2045 | B6 | 300 | 0 | 773 | 0 | 773 |  | 0 |  | 0 | 0.03561 |  | 0 | 15.4739
MISO_W_2_PJM_ROR | MISO_W | PJM_ROR | 2045 | B7 | 400 | 0 | 773 | 0 | 773 |  | 0 |  | 0 | 0.03561 |  | 0 | 15.4739
MISO_W_2_PJM_ROR | MISO_W | PJM_ROR | 2045 | B8 | 500 | 0 | 773 | 0 | 773 |  | 0 |  | 0 | 15.3598 |  | 0 | 15.4739
MISO_W_2_PJM_ROR | MISO_W | PJM_ROR | 2045 | B9 | 800 | 0 | 773 | 0 | 773 |  | 0 |  | 0 | 15.1224 |  | 0 | 15.4739
MISO_W_2_PJM_ROR | MISO_W | PJM_ROR | 2045 | B10 | 1262 | 0 | 773 | 773 | 773 |  | 0 |  | 12.6178 | 13.876 |  | 2.4745 | 15.4739
MISO_W_2_PJM_ROR | MISO_W | PJM_ROR | 2045 | B11 | 25 | 0 | 773 | 0 | 773 |  | 0 |  | 0 | 7.1932 |  | 0 | 15.4739
MISO_W_2_PJM_ROR | MISO_W | PJM_ROR | 2045 | B12 | 200 | 200 | 773 | 773 | 773 |  | 3432.29 |  | 19.8941 | 16.6892 |  | 0.61831 | 15.4739
MISO_W_2_PJM_ROR | MISO_W | PJM_ROR | 2045 | B13 | 600 | 600 | 773 | 773 | 773 |  | 4656.02 |  | 15.0156 | 16.6892 |  | 1.4001 | 15.4739
MISO_W_2_PJM_ROR | MISO_W | PJM_ROR | 2045 | B14 | 900 | 900 | 773 | 773 | 773 |  | 5717.55 |  | 39.6221 | 16.6892 |  | 5.5415 | 15.4739
MISO_W_2_PJM_ROR | MISO_W | PJM_ROR | 2045 | B15 | 1203 | 1203 | 773 | 773 | 773 |  | 6397.11 |  | 8.4752 | 16.6892 |  | 1.5844 | 15.4739
MISO_W_2_PJM_ROR | MISO_W | PJM_ROR | 2045 | B16 | 25 | 25 | 773 | 773 | 773 |  | 15768.45 |  | 155.4258 | 16.6892 |  | 0.60383 | 15.4739
MISO_W_2_PJM_ROR | MISO_W | PJM_ROR | 2045 | B17 | 100 | 100 | 773 | 773 | 773 |  | 12296.5 |  | 141.4548 | 16.6892 |  | 2.1982 | 15.4739
MISO_W_2_PJM_ROR | MISO_W | PJM_ROR | 2045 | B18 | 400 | 400 | 773 | 773 | 773 |  | 7305.32 |  | 22.2325 | 16.6892 |  | 1.382 | 15.4739
MISO_W_2_PJM_ROR | MISO_W | PJM_ROR | 2045 | B19 | 700 | 700 | 773 | 773 | 773 |  | 4908.28 |  | 15.0274 | 16.6892 |  | 1.6347 | 15.4739
MISO_W_2_PJM_ROR | MISO_W | PJM_ROR | 2045 | B20 | 935 | 935 | 773 | 773 | 773 |  | 4435.63 |  | 8.6532 | 16.6892 |  | 1.2573 | 15.4739
MISO_W_2_PJM_ROR | MISO_W | PJM_ROR | 2050 | B1 | 10 | 0 | 773 | 773 | 773 |  | 0 |  | 96.242 | 8.6176 |  | 0.16046 | 10.028
MISO_W_2_PJM_ROR | MISO_W | PJM_ROR | 2050 | B2 | 25 | 25 | 773 | 773 | 773 |  | 4522.33 |  | 109.8331 | 16.4993 |  | 0.45779 | 10.028
MISO_W_2_PJM_ROR | MISO_W | PJM_ROR | 2050 | B3 | 75 | 75 | 773 | 773 | 773 |  | 654.63 |  | 9.0093 | 16.4993 |  | 0.11265 | 10.028
MISO_W_2_PJM_ROR | MISO_W | PJM_ROR | 2050 | B4 | 100 | 0 | 773 | 0 | 773 |  | 0 |  | 0 | 0.01187 |  | 0 | 10.028
MISO_W_2_PJM_ROR | MISO_W | PJM_ROR | 2050 | B5 | 200 | 0 | 773 | 0 | 773 |  | 0 |  | 0 | 0.91399 |  | 0 | 10.028
MISO_W_2_PJM_ROR | MISO_W | PJM_ROR | 2050 | B6 | 300 | 0 | 773 | 0 | 773 |  | 0 |  | 0 | 0.03561 |  | 0 | 10.028
MISO_W_2_PJM_ROR | MISO_W | PJM_ROR | 2050 | B7 | 400 | 0 | 773 | 0 | 773 |  | 0 |  | 0 | 0.01187 |  | 0 | 10.028
MISO_W_2_PJM_ROR | MISO_W | PJM_ROR | 2050 | B8 | 500 | 0 | 773 | 0 | 773 |  | 0 |  | 0 | 15.3954 |  | 0 | 10.028
MISO_W_2_PJM_ROR | MISO_W | PJM_ROR | 2050 | B9 | 800 | 800 | 773 | 773 | 773 |  | 1426.5 |  | 7.0152 | 16.4993 |  | 0.93567 | 10.028
MISO_W_2_PJM_ROR | MISO_W | PJM_ROR | 2050 | B10 | 1262 | 0 | 773 | 740.17 | 773 |  | 0 |  | 0 | 15.8465 |  | 0 | 10.028
MISO_W_2_PJM_ROR | MISO_W | PJM_ROR | 2050 | B11 | 25 | 0 | 773 | 773 | 773 |  | 0 |  | 1.9942 | 6.8015 |  | 0.0083118 | 10.028
MISO_W_2_PJM_ROR | MISO_W | PJM_ROR | 2050 | B12 | 200 | 200 | 773 | 773 | 773 |  | 2506.68 |  | 14.0066 | 16.4993 |  | 0.46704 | 10.028
MISO_W_2_PJM_ROR | MISO_W | PJM_ROR | 2050 | B13 | 600 | 600 | 773 | 773 | 773 |  | 3728.24 |  | 3.1099 | 16.4993 |  | 0.3111 | 10.028
MISO_W_2_PJM_ROR | MISO_W | PJM_ROR | 2050 | B14 | 900 | 900 | 773 | 773 | 773 |  | 2999.56 |  | 31.4555 | 16.4993 |  | 4.7199 | 10.028
MISO_W_2_PJM_ROR | MISO_W | PJM_ROR | 2050 | B15 | 1203 | 1203 | 773 | 773 | 773 |  | 6953.67 |  | 6.1249 | 16.4993 |  | 1.2285 | 10.028
MISO_W_2_PJM_ROR | MISO_W | PJM_ROR | 2050 | B16 | 25 | 25 | 773 | 773 | 773 |  | 16794.79 |  | 132.4692 | 16.4993 |  | 0.55214 | 10.028
MISO_W_2_PJM_ROR | MISO_W | PJM_ROR | 2050 | B17 | 100 | 100 | 773 | 773 | 773 |  | 12790.88 |  | 39.0286 | 16.4993 |  | 0.65069 | 10.028
MISO_W_2_PJM_ROR | MISO_W | PJM_ROR | 2050 | B18 | 400 | 400 | 773 | 773 | 773 |  | 8234.45 |  | 16.986 | 16.4993 |  | 1.1328 | 10.028
MISO_W_2_PJM_ROR | MISO_W | PJM_ROR | 2050 | B19 | 700 | 700 | 773 | 773 | 773 |  | 5161.1 |  | 12.784 | 16.4993 |  | 1.492 | 10.028
MISO_W_2_PJM_ROR | MISO_W | PJM_ROR | 2050 | B20 | 935 | 935 | 773 | 773 | 773 |  | 5699.74 |  | 7.3238 | 16.4993 |  | 1.1417 | 10.028
MISO_W_2_SPP_N | MISO_W | SPP_N | 2015 | B1 | 10 | 0 | 3200 | 0 | 0 |  | 0 |  | 0 | 0 |  | 0 | 0
MISO_W_2_SPP_N | MISO_W | SPP_N | 2015 | B2 | 25 | 0 | 3200 | 0 | 0 |  | 0 |  | 0 | 0 |  | 0 | 0
MISO_W_2_SPP_N | MISO_W | SPP_N | 2015 | B3 | 75 | 0 | 3200 | 0 | 0 |  | 0 |  | 0 | 0 |  | 0 | 0
MISO_W_2_SPP_N | MISO_W | SPP_N | 2015 | B4 | 100 | 0 | 3200 | 0 | 0 |  | 0 |  | 0 | 0 |  | 0 | 0
MISO_W_2_SPP_N | MISO_W | SPP_N | 2015 | B5 | 200 | 0 | 3200 | 246.44 | 2684.43 |  | 0 |  | 0 | 0 |  | 0 | 0
MISO_W_2_SPP_N | MISO_W | SPP_N | 2015 | B6 | 300 | 0 | 3200 | 357.45 | 680.12 |  | 0 |  | 0 | 0 |  | 0 | 0
MISO_W_2_SPP_N | MISO_W | SPP_N | 2015 | B7 | 400 | 0 | 3200 | 0 | 0 |  | 0 |  | 0 | 0 |  | 0 | 0
MISO_W_2_SPP_N | MISO_W | SPP_N | 2015 | B8 | 500 | 0 | 3200 | 0 | 0 |  | 0 |  | 0 | 0 |  | 0 | 0
MISO_W_2_SPP_N | MISO_W | SPP_N | 2015 | B9 | 800 | 0 | 3200 | 0 | 0 |  | 0 |  | 0 | 0 |  | 0 | 0
MISO_W_2_SPP_N | MISO_W | SPP_N | 2015 | B10 | 1262 | 0 | 3200 | 0 | 0 |  | 0 |  | 0 | 0 |  | 0 | 0
MISO_W_2_SPP_N | MISO_W | SPP_N | 2015 | B11 | 25 | 0 | 3200 | 109.82 | 2175.74 |  | 0 |  | 0 | 0 |  | 0 | 0
MISO_W_2_SPP_N | MISO_W | SPP_N | 2015 | B12 | 200 | 0 | 3200 | 0 | 0 |  | 0 |  | 0 | 0 |  | 0 | 0
MISO_W_2_SPP_N | MISO_W | SPP_N | 2015 | B13 | 600 | 0 | 3200 | 0 | 0 |  | 0 |  | 0 | 0 |  | 0 | 0
MISO_W_2_SPP_N | MISO_W | SPP_N | 2015 | B14 | 900 | 0 | 3200 | 0 | 0 |  | 0 |  | 0 | 0 |  | 0 | 0
MISO_W_2_SPP_N | MISO_W | SPP_N | 2015 | B15 | 1203 | 0 | 3200 | 0 | 0 |  | 0 |  | 0 | 0 |  | 0 | 0
MISO_W_2_SPP_N | MISO_W | SPP_N | 2015 | B16 | 25 | 0 | 3200 | 0 | 0 |  | 0 |  | 0 | 0 |  | 0 | 0
MISO_W_2_SPP_N | MISO_W | SPP_N | 2015 | B17 | 100 | 0 | 3200 | 0 | 0 |  | 0 |  | 0 | 0 |  | 0 | 0
MISO_W_2_SPP_N | MISO_W | SPP_N | 2015 | B18 | 400 | 0 | 3200 | 0 | 0 |  | 0 |  | 0 | 0 |  | 0 | 0
MISO_W_2_SPP_N | MISO_W | SPP_N | 2015 | B19 | 700 | 0 | 3200 | 0 | 0 |  | 0 |  | 0 | 0 |  | 0 | 0
MISO_W_2_SPP_N | MISO_W | SPP_N | 2015 | B20 | 935 | 0 | 3200 | 0 | 0 |  | 0 |  | 0 | 0 |  | 0 | 0
MISO_W_2_SPP_N | MISO_W | SPP_N | 2020 | B1 | 10 | 0 | 3200 | 0 | 0 |  | 0 |  | 0 | 0 |  | 0 | 0
MISO_W_2_SPP_N | MISO_W | SPP_N | 2020 | B2 | 25 | 0 | 3200 | 0 | 0 |  | 0 |  | 0 | 0 |  | 0 | 0
MISO_W_2_SPP_N | MISO_W | SPP_N | 2020 | B3 | 75 | 0 | 3200 | 0 | 0 |  | 0 |  | 0 | 0 |  | 0 | 0
MISO_W_2_SPP_N | MISO_W | SPP_N | 2020 | B4 | 100 | 0 | 3200 | 0 | 0 |  | 0 |  | 0 | 0 |  | 0 | 0
MISO_W_2_SPP_N | MISO_W | SPP_N | 2020 | B5 | 200 | 0 | 3200 | 0 | 0 |  | 0 |  | 0 | 0 |  | 0 | 0
MISO_W_2_SPP_N | MISO_W | SPP_N | 2020 | B6 | 300 | 0 | 3200 | 0 | 0 |  | 0 |  | 0 | 0 |  | 0 | 0
MISO_W_2_SPP_N | MISO_W | SPP_N | 2020 | B7 | 400 | 0 | 3200 | 0 | 0 |  | 0 |  | 0 | 0 |  | 0 | 0
MISO_W_2_SPP_N | MISO_W | SPP_N | 2020 | B8 | 500 | 0 | 3200 | 0 | 0 |  | 0 |  | 0 | 0 |  | 0 | 0
MISO_W_2_SPP_N | MISO_W | SPP_N | 2020 | B9 | 800 | 0 | 3200 | 0 | 0 |  | 0 |  | 0 | 0 |  | 0 | 0
MISO_W_2_SPP_N | MISO_W | SPP_N | 2020 | B10 | 1262 | 0 | 3200 | 0 | 0 |  | 0 |  | 0 | 0 |  | 0 | 0
MISO_W_2_SPP_N | MISO_W | SPP_N | 2020 | B11 | 25 | 0 | 3200 | 0 | 0 |  | 0 |  | 0 | 0 |  | 0 | 0
MISO_W_2_SPP_N | MISO_W | SPP_N | 2020 | B12 | 200 | 0 | 3200 | 0 | 0 |  | 0 |  | 0 | 0 |  | 0 | 0
MISO_W_2_SPP_N | MISO_W | SPP_N | 2020 | B13 | 600 | 0 | 3200 | 0 | 0 |  | 0 |  | 0 | 0 |  | 0 | 0
MISO_W_2_SPP_N | MISO_W | SPP_N | 2020 | B14 | 900 | 0 | 3200 | 0 | 0 |  | 0 |  | 0 | 0 |  | 0 | 0
MISO_W_2_SPP_N | MISO_W | SPP_N | 2020 | B15 | 1203 | 0 | 3200 | 0 | 0 |  | 0 |  | 0 | 0 |  | 0 | 0
MISO_W_2_SPP_N | MISO_W | SPP_N | 2020 | B16 | 25 | 0 | 3200 | 0 | 0 |  | 0 |  | 0 | 0 |  | 0 | 0
MISO_W_2_SPP_N | MISO_W | SPP_N | 2020 | B17 | 100 | 0 | 3200 | 0 | 0 |  | 0 |  | 0 | 0 |  | 0 | 0
MISO_W_2_SPP_N | MISO_W | SPP_N | 2020 | B18 | 400 | 0 | 3200 | 0 | 0 |  | 0 |  | 0 | 0 |  | 0 | 0
MISO_W_2_SPP_N | MISO_W | SPP_N | 2020 | B19 | 700 | 0 | 3200 | 0 | 0 |  | 0 |  | 0 | 0 |  | 0 | 0
MISO_W_2_SPP_N | MISO_W | SPP_N | 2020 | B20 | 935 | 0 | 3200 | 0 | 0 |  | 0 |  | 0 | 0 |  | 0 | 0
MISO_W_2_SPP_N | MISO_W | SPP_N | 2025 | B1 | 10 | 0 | 3200 | 0 | 0 |  | 0 |  | 0 | 0 |  | 0 | 0
MISO_W_2_SPP_N | MISO_W | SPP_N | 2025 | B2 | 25 | 0 | 3200 | 0 | 0 |  | 0 |  | 0 | 0 |  | 0 | 0
MISO_W_2_SPP_N | MISO_W | SPP_N | 2025 | B3 | 75 | 0 | 3200 | 0 | 0 |  | 0 |  | 0 | 0 |  | 0 | 0
MISO_W_2_SPP_N | MISO_W | SPP_N | 2025 | B4 | 100 | 0 | 3200 | 0 | 0 |  | 0 |  | 0 | 0 |  | 0 | 0
MISO_W_2_SPP_N | MISO_W | SPP_N | 2025 | B5 | 200 | 0 | 3200 | 0 | 0 |  | 0 |  | 0 | 0 |  | 0 | 0
MISO_W_2_SPP_N | MISO_W | SPP_N | 2025 | B6 | 300 | 0 | 3200 | 0 | 0 |  | 0 |  | 0 | 0 |  | 0 | 0
MISO_W_2_SPP_N | MISO_W | SPP_N | 2025 | B7 | 400 | 0 | 3200 | 0 | 0 |  | 0 |  | 0 | 0 |  | 0 | 0
MISO_W_2_SPP_N | MISO_W | SPP_N | 2025 | B8 | 500 | 0 | 3200 | 0 | 0 |  | 0 |  | 0 | 0 |  | 0 | 0
MISO_W_2_SPP_N | MISO_W | SPP_N | 2025 | B9 | 800 | 0 | 3200 | 0 | 305.42 |  | 0 |  | 0 | 0 |  | 0 | 0
MISO_W_2_SPP_N | MISO_W | SPP_N | 2025 | B10 | 1262 | 0 | 3200 | 0 | 0 |  | 0 |  | 0 | 0 |  | 0 | 0
MISO_W_2_SPP_N | MISO_W | SPP_N | 2025 | B11 | 25 | 0 | 3200 | 0 | 0 |  | 0 |  | 0 | 0 |  | 0 | 0
MISO_W_2_SPP_N | MISO_W | SPP_N | 2025 | B12 | 200 | 0 | 3200 | 0 | 0 |  | 0 |  | 0 | 0 |  | 0 | 0
MISO_W_2_SPP_N | MISO_W | SPP_N | 2025 | B13 | 600 | 0 | 3200 | 0 | 0 |  | 0 |  | 0 | 0 |  | 0 | 0
MISO_W_2_SPP_N | MISO_W | SPP_N | 2025 | B14 | 900 | 0 | 3200 | 0 | 0 |  | 0 |  | 0 | 0 |  | 0 | 0
MISO_W_2_SPP_N | MISO_W | SPP_N | 2025 | B15 | 1203 | 0 | 3200 | 0 | 0 |  | 0 |  | 0 | 0 |  | 0 | 0
MISO_W_2_SPP_N | MISO_W | SPP_N | 2025 | B16 | 25 | 0 | 3200 | 0 | 0 |  | 0 |  | 0 | 0 |  | 0 | 0
MISO_W_2_SPP_N | MISO_W | SPP_N | 2025 | B17 | 100 | 0 | 3200 | 0 | 0 |  | 0 |  | 0 | 0 |  | 0 | 0
MISO_W_2_SPP_N | MISO_W | SPP_N | 2025 | B18 | 400 | 0 | 3200 | 0 | 0 |  | 0 |  | 0 | 0 |  | 0 | 0
MISO_W_2_SPP_N | MISO_W | SPP_N | 2025 | B19 | 700 | 0 | 3200 | 0 | 0 |  | 0 |  | 0 | 0 |  | 0 | 0
MISO_W_2_SPP_N | MISO_W | SPP_N | 2025 | B20 | 935 | 0 | 3200 | 0 | 0 |  | 0 |  | 0 | 0 |  | 0 | 0
MISO_W_2_SPP_N | MISO_W | SPP_N | 2030 | B1 | 10 | 0 | 3200 | 0 | 0 |  | 0 |  | 0 | 0 |  | 0 | 0
MISO_W_2_SPP_N | MISO_W | SPP_N | 2030 | B2 | 25 | 0 | 3200 | 0 | 0 |  | 0 |  | 0 | 0 |  | 0 | 0
MISO_W_2_SPP_N | MISO_W | SPP_N | 2030 | B3 | 75 | 0 | 3200 | 0 | 0 |  | 0 |  | 0 | 0 |  | 0 | 0
MISO_W_2_SPP_N | MISO_W | SPP_N | 2030 | B4 | 100 | 0 | 3200 | 0 | 271.51 |  | 0 |  | 0 | 0 |  | 0 | 0
MISO_W_2_SPP_N | MISO_W | SPP_N | 2030 | B5 | 200 | 0 | 3200 | 0 | 0 |  | 0 |  | 0 | 0 |  | 0 | 0
MISO_W_2_SPP_N | MISO_W | SPP_N | 2030 | B6 | 300 | 0 | 3200 | 8.78 | 0 |  | 0 |  | 0 | 0 |  | 0 | 0
MISO_W_2_SPP_N | MISO_W | SPP_N | 2030 | B7 | 400 | 0 | 3200 | 0 | 1594.79 |  | 0 |  | 0 | 0 |  | 0 | 0
MISO_W_2_SPP_N | MISO_W | SPP_N | 2030 | B8 | 500 | 0 | 3200 | 0 | 149.08 |  | 0 |  | 0 | 0 |  | 0 | 0
MISO_W_2_SPP_N | MISO_W | SPP_N | 2030 | B9 | 800 | 0 | 3200 | 0 | 1084.55 |  | 0 |  | 0 | 0 |  | 0 | 0
MISO_W_2_SPP_N | MISO_W | SPP_N | 2030 | B10 | 1262 | 0 | 3200 | 0 | 0 |  | 0 |  | 0 | 0 |  | 0 | 0
MISO_W_2_SPP_N | MISO_W | SPP_N | 2030 | B11 | 25 | 0 | 3200 | 0 | 0 |  | 0 |  | 0 | 0 |  | 0 | 0
MISO_W_2_SPP_N | MISO_W | SPP_N | 2030 | B12 | 200 | 0 | 3200 | 934.66 | 0 |  | 0 |  | 0 | 0 |  | 0 | 0
MISO_W_2_SPP_N | MISO_W | SPP_N | 2030 | B13 | 600 | 0 | 3200 | 0 | 0 |  | 0 |  | 0 | 0 |  | 0 | 0
MISO_W_2_SPP_N | MISO_W | SPP_N | 2030 | B14 | 900 | 0 | 3200 | 0 | 0 |  | 0 |  | 0 | 0 |  | 0 | 0
MISO_W_2_SPP_N | MISO_W | SPP_N | 2030 | B15 | 1203 | 0 | 3200 | 0 | 0 |  | 0 |  | 0 | 0 |  | 0 | 0
MISO_W_2_SPP_N | MISO_W | SPP_N | 2030 | B16 | 25 | 0 | 3200 | 216.88 | 0 |  | 0 |  | 0 | 0 |  | 0 | 0
MISO_W_2_SPP_N | MISO_W | SPP_N | 2030 | B17 | 100 | 0 | 3200 | 0 | 0 |  | 0 |  | 0 | 0 |  | 0 | 0
MISO_W_2_SPP_N | MISO_W | SPP_N | 2030 | B18 | 400 | 0 | 3200 | 697.29 | 0 |  | 0 |  | 0 | 0 |  | 0 | 0
MISO_W_2_SPP_N | MISO_W | SPP_N | 2030 | B19 | 700 | 0 | 3200 | 0 | 0 |  | 0 |  | 0 | 0 |  | 0 | 0
MISO_W_2_SPP_N | MISO_W | SPP_N | 2030 | B20 | 935 | 0 | 3200 | 0 | 0 |  | 0 |  | 0 | 0 |  | 0 | 0
MISO_W_2_SPP_N | MISO_W | SPP_N | 2035 | B1 | 10 | 0 | 3200 | 0 | 0 |  | 0 |  | 0 | 0 |  | 0 | 0
MISO_W_2_SPP_N | MISO_W | SPP_N | 2035 | B2 | 25 | 0 | 3200 | 0 | 0 |  | 0 |  | 0 | 0 |  | 0 | 0
MISO_W_2_SPP_N | MISO_W | SPP_N | 2035 | B3 | 75 | 0 | 3200 | 0 | 0 |  | 0 |  | 0 | 0 |  | 0 | 0
MISO_W_2_SPP_N | MISO_W | SPP_N | 2035 | B4 | 100 | 0 | 3200 | 0 | 0 |  | 0 |  | 0 | 0 |  | 0 | 0
MISO_W_2_SPP_N | MISO_W | SPP_N | 2035 | B5 | 200 | 0 | 3200 | 0 | 0 |  | 0 |  | 0 | 0 |  | 0 | 0
MISO_W_2_SPP_N | MISO_W | SPP_N | 2035 | B6 | 300 | 0 | 3200 | 0 | 0 |  | 0 |  | 0 | 0 |  | 0 | 0
MISO_W_2_SPP_N | MISO_W | SPP_N | 2035 | B7 | 400 | 0 | 3200 | 0 | 0 |  | 0 |  | 0 | 0 |  | 0 | 0
MISO_W_2_SPP_N | MISO_W | SPP_N | 2035 | B8 | 500 | 0 | 3200 | 0 | 0 |  | 0 |  | 0 | 0 |  | 0 | 0
MISO_W_2_SPP_N | MISO_W | SPP_N | 2035 | B9 | 800 | 0 | 3200 | 0 | 0 |  | 0 |  | 0 | 0 |  | 0 | 0
MISO_W_2_SPP_N | MISO_W | SPP_N | 2035 | B10 | 1262 | 0 | 3200 | 0 | 0 |  | 0 |  | 0 | 0 |  | 0 | 0
MISO_W_2_SPP_N | MISO_W | SPP_N | 2035 | B11 | 25 | 0 | 3200 | 0 | 0 |  | 0 |  | 0 | 0 |  | 0 | 0
MISO_W_2_SPP_N | MISO_W | SPP_N | 2035 | B12 | 200 | 0 | 3200 | 0 | 0 |  | 0 |  | 0 | 0 |  | 0 | 0
MISO_W_2_SPP_N | MISO_W | SPP_N | 2035 | B13 | 600 | 0 | 3200 | 0 | 0 |  | 0 |  | 0 | 0 |  | 0 | 0
MISO_W_2_SPP_N | MISO_W | SPP_N | 2035 | B14 | 900 | 0 | 3200 | 0 | 0 |  | 0 |  | 0 | 0 |  | 0 | 0
MISO_W_2_SPP_N | MISO_W | SPP_N | 2035 | B15 | 1203 | 0 | 3200 | 0 | 0 |  | 0 |  | 0 | 0 |  | 0 | 0
MISO_W_2_SPP_N | MISO_W | SPP_N | 2035 | B16 | 25 | 0 | 3200 | 0 | 0 |  | 0 |  | 0 | 0 |  | 0 | 0
MISO_W_2_SPP_N | MISO_W | SPP_N | 2035 | B17 | 100 | 0 | 3200 | 0 | 0 |  | 0 |  | 0 | 0 |  | 0 | 0
MISO_W_2_SPP_N | MISO_W | SPP_N | 2035 | B18 | 400 | 0 | 3200 | 0 | 0 |  | 0 |  | 0 | 0 |  | 0 | 0
MISO_W_2_SPP_N | MISO_W | SPP_N | 2035 | B19 | 700 | 0 | 3200 | 0 | 0 |  | 0 |  | 0 | 0 |  | 0 | 0
MISO_W_2_SPP_N | MISO_W | SPP_N | 2035 | B20 | 935 | 0 | 3200 | 0 | 0 |  | 0 |  | 0 | 0 |  | 0 | 0
MISO_W_2_SPP_N | MISO_W | SPP_N | 2040 | B1 | 10 | 0 | 3200 | 0 | 0 |  | 0 |  | 0 | 0 |  | 0 | 0
MISO_W_2_SPP_N | MISO_W | SPP_N | 2040 | B2 | 25 | 0 | 3200 | 0 | 0 |  | 0 |  | 0 | 0 |  | 0 | 0
MISO_W_2_SPP_N | MISO_W | SPP_N | 2040 | B3 | 75 | 0 | 3200 | 0 | 0 |  | 0 |  | 0 | 0 |  | 0 | 0
MISO_W_2_SPP_N | MISO_W | SPP_N | 2040 | B4 | 100 | 0 | 3200 | 0 | 0 |  | 0 |  | 0 | 0 |  | 0 | 0
MISO_W_2_SPP_N | MISO_W | SPP_N | 2040 | B5 | 200 | 0 | 3200 | 0 | 0 |  | 0 |  | 0 | 0 |  | 0 | 0
MISO_W_2_SPP_N | MISO_W | SPP_N | 2040 | B6 | 300 | 0 | 3200 | 0 | 0 |  | 0 |  | 0 | 0 |  | 0 | 0
MISO_W_2_SPP_N | MISO_W | SPP_N | 2040 | B7 | 400 | 0 | 3200 | 237.12 | 0 |  | 0 |  | 0 | 0 |  | 0 | 0
MISO_W_2_SPP_N | MISO_W | SPP_N | 2040 | B8 | 500 | 0 | 3200 | 1027.09 | 0 |  | 0 |  | 0 | 0 |  | 0 | 0
MISO_W_2_SPP_N | MISO_W | SPP_N | 2040 | B9 | 800 | 0 | 3200 | 0 | 0 |  | 0 |  | 0 | 0 |  | 0 | 0
MISO_W_2_SPP_N | MISO_W | SPP_N | 2040 | B10 | 1262 | 0 | 3200 | 0 | 0 |  | 0 |  | 0 | 0 |  | 0 | 0
MISO_W_2_SPP_N | MISO_W | SPP_N | 2040 | B11 | 25 | 0 | 3200 | 0 | 0 |  | 0 |  | 0 | 0 |  | 0 | 0
MISO_W_2_SPP_N | MISO_W | SPP_N | 2040 | B12 | 200 | 0 | 3200 | 0 | 0 |  | 0 |  | 0 | 0 |  | 0 | 0
MISO_W_2_SPP_N | MISO_W | SPP_N | 2040 | B13 | 600 | 0 | 3200 | 0 | 0 |  | 0 |  | 0 | 0 |  | 0 | 0
MISO_W_2_SPP_N | MISO_W | SPP_N | 2040 | B14 | 900 | 0 | 3200 | 0 | 0 |  | 0 |  | 0 | 0 |  | 0 | 0
MISO_W_2_SPP_N | MISO_W | SPP_N | 2040 | B15 | 1203 | 0 | 3200 | 0 | 0 |  | 0 |  | 0 | 0 |  | 0 | 0
MISO_W_2_SPP_N | MISO_W | SPP_N | 2040 | B16 | 25 | 0 | 3200 | 0 | 0 |  | 0 |  | 0 | 0 |  | 0 | 0
MISO_W_2_SPP_N | MISO_W | SPP_N | 2040 | B17 | 100 | 0 | 3200 | 0 | 0 |  | 0 |  | 0 | 0 |  | 0 | 0
MISO_W_2_SPP_N | MISO_W | SPP_N | 2040 | B18 | 400 | 0 | 3200 | 0 | 0 |  | 0 |  | 0 | 0 |  | 0 | 0
MISO_W_2_SPP_N | MISO_W | SPP_N | 2040 | B19 | 700 | 0 | 3200 | 0 | 0 |  | 0 |  | 0 | 0 |  | 0 | 0
MISO_W_2_SPP_N | MISO_W | SPP_N | 2040 | B20 | 935 | 0 | 3200 | 0 | 0 |  | 0 |  | 0 | 0 |  | 0 | 0
MISO_W_2_SPP_N | MISO_W | SPP_N | 2045 | B1 | 10 | 0 | 3200 | 0 | 0 |  | 0 |  | 0 | 0 |  | 0 | 0
MISO_W_2_SPP_N | MISO_W | SPP_N | 2045 | B2 | 25 | 0 | 3200 | 0 | 0 |  | 0 |  | 0 | 0 |  | 0 | 0
MISO_W_2_SPP_N | MISO_W | SPP_N | 2045 | B3 | 75 | 0 | 3200 | 0 | 0 |  | 0 |  | 0 | 0 |  | 0 | 0
MISO_W_2_SPP_N | MISO_W | SPP_N | 2045 | B4 | 100 | 0 | 3200 | 0 | 0 |  | 0 |  | 0 | 0 |  | 0 | 0
MISO_W_2_SPP_N | MISO_W | SPP_N | 2045 | B5 | 200 | 0 | 3200 | 0 | 0 |  | 0 |  | 0 | 0 |  | 0 | 0
MISO_W_2_SPP_N | MISO_W | SPP_N | 2045 | B6 | 300 | 0 | 3200 | 0 | 0 |  | 0 |  | 0 | 0 |  | 0 | 0
MISO_W_2_SPP_N | MISO_W | SPP_N | 2045 | B7 | 400 | 0 | 3200 | 1161.95 | 0 |  | 0 |  | 0 | 0 |  | 0 | 0
MISO_W_2_SPP_N | MISO_W | SPP_N | 2045 | B8 | 500 | 0 | 3200 | 0 | 0 |  | 0 |  | 0 | 0 |  | 0 | 0
MISO_W_2_SPP_N | MISO_W | SPP_N | 2045 | B9 | 800 | 0 | 3200 | 0 | 0 |  | 0 |  | 0 | 0 |  | 0 | 0
MISO_W_2_SPP_N | MISO_W | SPP_N | 2045 | B10 | 1262 | 0 | 3200 | 0 | 0 |  | 0 |  | 0 | 0 |  | 0 | 0
MISO_W_2_SPP_N | MISO_W | SPP_N | 2045 | B11 | 25 | 0 | 3200 | 0 | 0 |  | 0 |  | 0 | 0 |  | 0 | 0
MISO_W_2_SPP_N | MISO_W | SPP_N | 2045 | B12 | 200 | 0 | 3200 | 0 | 0 |  | 0 |  | 0 | 0 |  | 0 | 0
MISO_W_2_SPP_N | MISO_W | SPP_N | 2045 | B13 | 600 | 0 | 3200 | 0 | 0 |  | 0 |  | 0 | 0 |  | 0 | 0
MISO_W_2_SPP_N | MISO_W | SPP_N | 2045 | B14 | 900 | 0 | 3200 | 0 | 0 |  | 0 |  | 0 | 0 |  | 0 | 0
MISO_W_2_SPP_N | MISO_W | SPP_N | 2045 | B15 | 1203 | 0 | 3200 | 0 | 0 |  | 0 |  | 0 | 0 |  | 0 | 0
MISO_W_2_SPP_N | MISO_W | SPP_N | 2045 | B16 | 25 | 0 | 3200 | 0 | 0 |  | 0 |  | 0 | 0 |  | 0 | 0
MISO_W_2_SPP_N | MISO_W | SPP_N | 2045 | B17 | 100 | 0 | 3200 | 0 | 0 |  | 0 |  | 0 | 0 |  | 0 | 0
MISO_W_2_SPP_N | MISO_W | SPP_N | 2045 | B18 | 400 | 0 | 3200 | 0 | 0 |  | 0 |  | 0 | 0 |  | 0 | 0
MISO_W_2_SPP_N | MISO_W | SPP_N | 2045 | B19 | 700 | 0 | 3200 | 0 | 0 |  | 0 |  | 0 | 0 |  | 0 | 0
MISO_W_2_SPP_N | MISO_W | SPP_N | 2045 | B20 | 935 | 0 | 3200 | 0 | 0 |  | 0 |  | 0 | 0 |  | 0 | 0
MISO_W_2_SPP_N | MISO_W | SPP_N | 2050 | B1 | 10 | 0 | 3200 | 0 | 0 |  | 0 |  | 0 | 0 |  | 0 | 0
MISO_W_2_SPP_N | MISO_W | SPP_N | 2050 | B2 | 25 | 0 | 3200 | 0 | 0 |  | 0 |  | 0 | 0 |  | 0 | 0
MISO_W_2_SPP_N | MISO_W | SPP_N | 2050 | B3 | 75 | 0 | 3200 | 0 | 0 |  | 0 |  | 0 | 0 |  | 0 | 0
MISO_W_2_SPP_N | MISO_W | SPP_N | 2050 | B4 | 100 | 0 | 3200 | 0 | 0 |  | 0 |  | 0 | 0 |  | 0 | 0
MISO_W_2_SPP_N | MISO_W | SPP_N | 2050 | B5 | 200 | 0 | 3200 | 0 | 0 |  | 0 |  | 0 | 0 |  | 0 | 0
MISO_W_2_SPP_N | MISO_W | SPP_N | 2050 | B6 | 300 | 0 | 3200 | 0 | 0 |  | 0 |  | 0 | 0 |  | 0 | 0
MISO_W_2_SPP_N | MISO_W | SPP_N | 2050 | B7 | 400 | 0 | 3200 | 0 | 0 |  | 0 |  | 0 | 0 |  | 0 | 0
MISO_W_2_SPP_N | MISO_W | SPP_N | 2050 | B8 | 500 | 0 | 3200 | 0 | 0 |  | 0 |  | 0 | 0 |  | 0 | 0
MISO_W_2_SPP_N | MISO_W | SPP_N | 2050 | B9 | 800 | 0 | 3200 | 0 | 0 |  | 0 |  | 0 | 0 |  | 0 | 0
MISO_W_2_SPP_N | MISO_W | SPP_N | 2050 | B10 | 1262 | 0 | 3200 | 0 | 0 |  | 0 |  | 0 | 0 |  | 0 | 0
MISO_W_2_SPP_N | MISO_W | SPP_N | 2050 | B11 | 25 | 0 | 3200 | 0 | 0 |  | 0 |  | 0 | 0 |  | 0 | 0
MISO_W_2_SPP_N | MISO_W | SPP_N | 2050 | B12 | 200 | 0 | 3200 | 0 | 0 |  | 0 |  | 0 | 0 |  | 0 | 0
MISO_W_2_SPP_N | MISO_W | SPP_N | 2050 | B13 | 600 | 0 | 3200 | 0 | 0 |  | 0 |  | 0 | 0 |  | 0 | 0
MISO_W_2_SPP_N | MISO_W | SPP_N | 2050 | B14 | 900 | 0 | 3200 | 0 | 0 |  | 0 |  | 0 | 0 |  | 0 | 0
MISO_W_2_SPP_N | MISO_W | SPP_N | 2050 | B15 | 1203 | 0 | 3200 | 0 | 0 |  | 0 |  | 0 | 0 |  | 0 | 0
MISO_W_2_SPP_N | MISO_W | SPP_N | 2050 | B16 | 25 | 0 | 3200 | 0 | 0 |  | 0 |  | 0 | 0 |  | 0 | 0
MISO_W_2_SPP_N | MISO_W | SPP_N | 2050 | B17 | 100 | 0 | 3200 | 0 | 0 |  | 0 |  | 0 | 0 |  | 0 | 0
MISO_W_2_SPP_N | MISO_W | SPP_N | 2050 | B18 | 400 | 0 | 3200 | 0 | 0 |  | 0 |  | 0 | 0 |  | 0 | 0
MISO_W_2_SPP_N | MISO_W | SPP_N | 2050 | B19 | 700 | 0 | 3200 | 0 | 0 |  | 0 |  | 0 | 0 |  | 0 | 0
MISO_W_2_SPP_N | MISO_W | SPP_N | 2050 | B20 | 935 | 0 | 3200 | 0 | 0 |  | 0 |  | 0 | 0 |  | 0 | 0
MISO_WUMS_2_MISO_MI | MISO_WUMS | MISO_MI | 2015 | B1 | 10 | 0 | 99 | 0 | 0 |  | 0 |  | 0 | 0 |  | 0 | 0.62045
MISO_WUMS_2_MISO_MI | MISO_WUMS | MISO_MI | 2015 | B2 | 25 | 0 | 99 | 0 | 99 |  | 0 |  | 0 | 0.24927 |  | 0 | 0.62045
MISO_WUMS_2_MISO_MI | MISO_WUMS | MISO_MI | 2015 | B3 | 75 | 0 | 99 | 0 | 0 |  | 0 |  | 0 | 0 |  | 0 | 0.62045
MISO_WUMS_2_MISO_MI | MISO_WUMS | MISO_MI | 2015 | B4 | 100 | 0 | 99 | 0 | 99 |  | 0 |  | 0 | 0.36797 |  | 0 | 0.62045
MISO_WUMS_2_MISO_MI | MISO_WUMS | MISO_MI | 2015 | B5 | 200 | 0 | 99 | 99 | 0 |  | 0 |  | 9.1518 | 0 |  | 0.44513 | 0.62045
MISO_WUMS_2_MISO_MI | MISO_WUMS | MISO_MI | 2015 | B6 | 300 | 0 | 99 | 64.82 | 99 |  | 0 |  | 0 | 0.01187 |  | 0 | 0.62045
MISO_WUMS_2_MISO_MI | MISO_WUMS | MISO_MI | 2015 | B7 | 400 | 0 | 99 | 99 | 99 |  | 0 |  | 0.01187 | 0.04748 |  | 0.0011547 | 0.62045
MISO_WUMS_2_MISO_MI | MISO_WUMS | MISO_MI | 2015 | B8 | 500 | 0 | 99 | 99 | 99 |  | 0 |  | 0.1187 | 0.29675 |  | 0.014433 | 0.62045
MISO_WUMS_2_MISO_MI | MISO_WUMS | MISO_MI | 2015 | B9 | 800 | 0 | 99 | 99 | 99 |  | 0 |  | 0.20179 | 0.27301 |  | 0.039259 | 0.62045
MISO_WUMS_2_MISO_MI | MISO_WUMS | MISO_MI | 2015 | B10 | 1262 | 0 | 99 | 99 | 99 |  | 0 |  | 0.17805 | 0.27301 |  | 0.054645 | 0.62045
MISO_WUMS_2_MISO_MI | MISO_WUMS | MISO_MI | 2015 | B11 | 25 | 25 | 99 | 99 | 99 |  | 983.61 |  | 11.1222 | 0.60537 |  | 0.06762 | 0.62045
MISO_WUMS_2_MISO_MI | MISO_WUMS | MISO_MI | 2015 | B12 | 200 | 0 | 99 | 99 | 99 |  | 0 |  | 0.62911 | 0.27301 |  | 0.030599 | 0.62045
MISO_WUMS_2_MISO_MI | MISO_WUMS | MISO_MI | 2015 | B13 | 600 | 0 | 99 | 99 | 99 |  | 0 |  | 0.65285 | 0.45106 |  | 0.09526 | 0.62045
MISO_WUMS_2_MISO_MI | MISO_WUMS | MISO_MI | 2015 | B14 | 900 | 0 | 99 | 49.82 | 99 |  | 0 |  | 0 | 0.03561 |  | 0 | 0.62045
MISO_WUMS_2_MISO_MI | MISO_WUMS | MISO_MI | 2015 | B15 | 1203 | 0 | 99 | 0 | 0 |  | 0 |  | 0 | 0 |  | 0 | 0.62045
MISO_WUMS_2_MISO_MI | MISO_WUMS | MISO_MI | 2015 | B16 | 25 | 0 | 99 | 99 | 0 |  | 0 |  | 0.01187 | 0 |  | 7.2167e-05 | 0.62045
MISO_WUMS_2_MISO_MI | MISO_WUMS | MISO_MI | 2015 | B17 | 100 | 100 | 99 | 99 | 99 |  | 20 |  | 3.2524 | 0.60537 |  | 0.079095 | 0.62045
MISO_WUMS_2_MISO_MI | MISO_WUMS | MISO_MI | 2015 | B18 | 400 | 0 | 99 | 0 | 99 |  | 0 |  | 0 | 0.26114 |  | 0 | 0.62045
MISO_WUMS_2_MISO_MI | MISO_WUMS | MISO_MI | 2015 | B19 | 700 | 0 | 99 | 0 | 8.07 |  | 0 |  | 0 | 0 |  | 0 | 0.62045
MISO_WUMS_2_MISO_MI | MISO_WUMS | MISO_MI | 2015 | B20 | 935 | 0 | 99 | 0 | 99 |  | 0 |  | 0 | 0.15431 |  | 0 | 0.62045
MISO_WUMS_2_MISO_MI | MISO_WUMS | MISO_MI | 2020 | B1 | 10 | 0 | 99 | 0 | 99 |  | 0 |  | 0 | 0.07122 |  | 0 | 1.9407
MISO_WUMS_2_MISO_MI | MISO_WUMS | MISO_MI | 2020 | B2 | 25 | 0 | 99 | 0 | 25.69 |  | 0 |  | 0 | 0 |  | 0 | 1.9407
MISO_WUMS_2_MISO_MI | MISO_WUMS | MISO_MI | 2020 | B3 | 75 | 0 | 99 | 0 | 0 |  | 0 |  | 0 | 0 |  | 0 | 1.9407
MISO_WUMS_2_MISO_MI | MISO_WUMS | MISO_MI | 2020 | B4 | 100 | 0 | 99 | 0 | 0 |  | 0 |  | 0 | 0 |  | 0 | 1.9407
MISO_WUMS_2_MISO_MI | MISO_WUMS | MISO_MI | 2020 | B5 | 200 | 0 | 99 | 34.18 | 0 |  | 0 |  | 0 | 0 |  | 0 | 1.9407
MISO_WUMS_2_MISO_MI | MISO_WUMS | MISO_MI | 2020 | B6 | 300 | 0 | 99 | 0 | 0 |  | 0 |  | 0 | 0 |  | 0 | 1.9407
MISO_WUMS_2_MISO_MI | MISO_WUMS | MISO_MI | 2020 | B7 | 400 | 0 | 99 | 0 | 0 |  | 0 |  | 0 | 0 |  | 0 | 1.9407
MISO_WUMS_2_MISO_MI | MISO_WUMS | MISO_MI | 2020 | B8 | 500 | 0 | 99 | 0 | 0 |  | 0 |  | 0 | 0 |  | 0 | 1.9407
MISO_WUMS_2_MISO_MI | MISO_WUMS | MISO_MI | 2020 | B9 | 800 | 0 | 99 | 0 | 0 |  | 0 |  | 0 | 0 |  | 0 | 1.9407
MISO_WUMS_2_MISO_MI | MISO_WUMS | MISO_MI | 2020 | B10 | 1262 | 0 | 99 | 0 | 99 |  | 0 |  | 0 | 0.37984 |  | 0 | 1.9407
MISO_WUMS_2_MISO_MI | MISO_WUMS | MISO_MI | 2020 | B11 | 25 | 0 | 99 | 0 | 99 |  | 0 |  | 0 | 0.05935 |  | 0 | 1.9407
MISO_WUMS_2_MISO_MI | MISO_WUMS | MISO_MI | 2020 | B12 | 200 | 0 | 99 | 43.41 | 0 |  | 0 |  | 0 | 0 |  | 0 | 1.9407
MISO_WUMS_2_MISO_MI | MISO_WUMS | MISO_MI | 2020 | B13 | 600 | 0 | 99 | 0 | 99 |  | 0 |  | 0 | 0.01187 |  | 0 | 1.9407
MISO_WUMS_2_MISO_MI | MISO_WUMS | MISO_MI | 2020 | B14 | 900 | 0 | 99 | 0 | 99 |  | 0 |  | 0 | 0.01187 |  | 0 | 1.9407
MISO_WUMS_2_MISO_MI | MISO_WUMS | MISO_MI | 2020 | B15 | 1203 | 0 | 99 | 0 | 99 |  | 0 |  | 0 | 0.01187 |  | 0 | 1.9407
MISO_WUMS_2_MISO_MI | MISO_WUMS | MISO_MI | 2020 | B16 | 25 | 0 | 99 | 99 | 99 |  | 0 |  | 1.6381 | 0.03561 |  | 0.32761 | 1.9407
MISO_WUMS_2_MISO_MI | MISO_WUMS | MISO_MI | 2020 | B17 | 100 | 0 | 99 | 99 | 99 |  | 0 |  | 2.8251 | 0.04748 |  | 2.26 | 1.9407
MISO_WUMS_2_MISO_MI | MISO_WUMS | MISO_MI | 2020 | B18 | 400 | 0 | 99 | 0 | 99 |  | 0 |  | 0 | 0.02374 |  | 0 | 1.9407
MISO_WUMS_2_MISO_MI | MISO_WUMS | MISO_MI | 2020 | B19 | 700 | 0 | 99 | 0 | 99 |  | 0 |  | 0 | 0.01187 |  | 0 | 1.9407
MISO_WUMS_2_MISO_MI | MISO_WUMS | MISO_MI | 2020 | B20 | 935 | 0 | 99 | 0 | 0 |  | 0 |  | 0 | 0 |  | 0 | 1.9407
MISO_WUMS_2_MISO_MI | MISO_WUMS | MISO_MI | 2025 | B1 | 10 | 10 | 99 | 99 | 99 |  | 2686.64 |  | 435.3797 | 4.5225 |  | 0.79232 | 4.5379
MISO_WUMS_2_MISO_MI | MISO_WUMS | MISO_MI | 2025 | B2 | 25 | 25 | 99 | 99 | 99 |  | 2315.71 |  | 493.246 | 4.5225 |  | 2.2441 | 4.5379
MISO_WUMS_2_MISO_MI | MISO_WUMS | MISO_MI | 2025 | B3 | 75 | 75 | 99 | 0 | 99 |  | 2392.72 |  | 0 | 4.5225 |  | 0 | 4.5379
MISO_WUMS_2_MISO_MI | MISO_WUMS | MISO_MI | 2025 | B4 | 100 | 0 | 99 | 0 | 99 |  | 0 |  | 0 | 0.93773 |  | 0 | 4.5379
MISO_WUMS_2_MISO_MI | MISO_WUMS | MISO_MI | 2025 | B5 | 200 | 0 | 99 | 78.54 | 99 |  | 0 |  | 0 | 1.1989 |  | 0 | 4.5379
MISO_WUMS_2_MISO_MI | MISO_WUMS | MISO_MI | 2025 | B6 | 300 | 0 | 99 | 99 | 99 |  | 0 |  | 1.1277 | 3.288 |  | 0.061564 | 4.5379
MISO_WUMS_2_MISO_MI | MISO_WUMS | MISO_MI | 2025 | B7 | 400 | 400 | 99 | 0 | 99 |  | 714.62 |  | 0 | 4.5225 |  | 0 | 4.5379
MISO_WUMS_2_MISO_MI | MISO_WUMS | MISO_MI | 2025 | B8 | 500 | 500 | 99 | 99 | 99 |  | 927.44 |  | 0.01187 | 4.5225 |  | 0.0010801 | 4.5379
MISO_WUMS_2_MISO_MI | MISO_WUMS | MISO_MI | 2025 | B9 | 800 | 0 | 99 | 99 | 99 |  | 0 |  | 0.01187 | 3.9883 |  | 0.0017281 | 4.5379
MISO_WUMS_2_MISO_MI | MISO_WUMS | MISO_MI | 2025 | B10 | 1262 | 0 | 99 | 58.99 | 99 |  | 0 |  | 0 | 4.0239 |  | 0 | 4.5379
MISO_WUMS_2_MISO_MI | MISO_WUMS | MISO_MI | 2025 | B11 | 25 | 25 | 99 | 0 | 99 |  | 501.64 |  | 0 | 4.5225 |  | 0 | 4.5379
MISO_WUMS_2_MISO_MI | MISO_WUMS | MISO_MI | 2025 | B12 | 200 | 200 | 99 | 99 | 99 |  | 658.66 |  | 9.0093 | 4.5225 |  | 0.32791 | 4.5379
MISO_WUMS_2_MISO_MI | MISO_WUMS | MISO_MI | 2025 | B13 | 600 | 600 | 99 | 99 | 99 |  | 366.62 |  | 5.7095 | 4.5225 |  | 0.62342 | 4.5379
MISO_WUMS_2_MISO_MI | MISO_WUMS | MISO_MI | 2025 | B14 | 900 | 900 | 99 | 99 | 99 |  | 846.29 |  | 4.5462 | 4.5225 |  | 0.7446 | 4.5379
MISO_WUMS_2_MISO_MI | MISO_WUMS | MISO_MI | 2025 | B15 | 1203 | 0 | 99 | 0 | 99 |  | 0 |  | 0 | 3.4186 |  | 0 | 4.5379
MISO_WUMS_2_MISO_MI | MISO_WUMS | MISO_MI | 2025 | B16 | 25 | 25 | 99 | 99 | 99 |  | 226.83 |  | 41.367 | 4.5225 |  | 0.1882 | 4.5379
MISO_WUMS_2_MISO_MI | MISO_WUMS | MISO_MI | 2025 | B17 | 100 | 100 | 99 | 99 | 99 |  | 389.03 |  | 20.1553 | 4.5225 |  | 0.36679 | 4.5379
MISO_WUMS_2_MISO_MI | MISO_WUMS | MISO_MI | 2025 | B18 | 400 | 400 | 99 | 99 | 99 |  | 70.48 |  | 5.7213 | 4.5225 |  | 0.41648 | 4.5379
MISO_WUMS_2_MISO_MI | MISO_WUMS | MISO_MI | 2025 | B19 | 700 | 700 | 99 | 99 | 99 |  | 260.32 |  | 1.8992 | 4.5225 |  | 0.24194 | 4.5379
MISO_WUMS_2_MISO_MI | MISO_WUMS | MISO_MI | 2025 | B20 | 935 | 0 | 99 | 99 | 99 |  | 0 |  | 0.2374 | 3.2286 |  | 0.040395 | 4.5379
MISO_WUMS_2_MISO_MI | MISO_WUMS | MISO_MI | 2030 | B1 | 10 | 0 | 99 | 99 | 99 |  | 0 |  | 60.0978 | 2.0773 |  | 0.10089 | 3.1766
MISO_WUMS_2_MISO_MI | MISO_WUMS | MISO_MI | 2030 | B2 | 25 | 0 | 99 | 99 | 99 |  | 0 |  | 0.26114 | 2.0773 |  | 0.0010959 | 3.1766
MISO_WUMS_2_MISO_MI | MISO_WUMS | MISO_MI | 2030 | B3 | 75 | 0 | 99 | 0 | 99 |  | 0 |  | 0 | 0.22553 |  | 0 | 3.1766
MISO_WUMS_2_MISO_MI | MISO_WUMS | MISO_MI | 2030 | B4 | 100 | 100 | 99 | 99 | 99 |  | 169.05 |  | 2.469 | 3.1693 |  | 0.041446 | 3.1766
MISO_WUMS_2_MISO_MI | MISO_WUMS | MISO_MI | 2030 | B5 | 200 | 200 | 99 | 99 | 99 |  | 687.66 |  | 2.3977 | 3.1693 |  | 0.080502 | 3.1766
MISO_WUMS_2_MISO_MI | MISO_WUMS | MISO_MI | 2030 | B6 | 300 | 300 | 99 | 99 | 99 |  | 1189.24 |  | 10.1845 | 3.1693 |  | 0.5129 | 3.1766
MISO_WUMS_2_MISO_MI | MISO_WUMS | MISO_MI | 2030 | B7 | 400 | 0 | 99 | 99 | 99 |  | 0 |  | 4.8667 | 3.1574 |  | 0.32679 | 3.1766
MISO_WUMS_2_MISO_MI | MISO_WUMS | MISO_MI | 2030 | B8 | 500 | 0 | 99 | 99 | 0 |  | 0 |  | 0.4748 | 0 |  | 0.039852 | 3.1766
MISO_WUMS_2_MISO_MI | MISO_WUMS | MISO_MI | 2030 | B9 | 800 | 0 | 99 | 0 | 0 |  | 0 |  | 0 | 0 |  | 0 | 3.1766
MISO_WUMS_2_MISO_MI | MISO_WUMS | MISO_MI | 2030 | B10 | 1262 | 0 | 99 | 99 | 99 |  | 0 |  | 0.40358 | 0.26114 |  | 0.085499 | 3.1766
MISO_WUMS_2_MISO_MI | MISO_WUMS | MISO_MI | 2030 | B11 | 25 | 0 | 99 | 0 | 0 |  | 0 |  | 0 | 0 |  | 0 | 3.1766
MISO_WUMS_2_MISO_MI | MISO_WUMS | MISO_MI | 2030 | B12 | 200 | 0 | 99 | 99 | 0 |  | 0 |  | 9.2349 | 0 |  | 0.31005 | 3.1766
MISO_WUMS_2_MISO_MI | MISO_WUMS | MISO_MI | 2030 | B13 | 600 | 0 | 99 | 99 | 0 |  | 0 |  | 10.7067 | 0 |  | 1.0784 | 3.1766
MISO_WUMS_2_MISO_MI | MISO_WUMS | MISO_MI | 2030 | B14 | 900 | 0 | 99 | 99 | 0 |  | 0 |  | 0.24927 | 0 |  | 0.03766 | 3.1766
MISO_WUMS_2_MISO_MI | MISO_WUMS | MISO_MI | 2030 | B15 | 1203 | 0 | 99 | 0 | 0 |  | 0 |  | 0 | 0 |  | 0 | 3.1766
MISO_WUMS_2_MISO_MI | MISO_WUMS | MISO_MI | 2030 | B16 | 25 | 0 | 99 | 99 | 0 |  | 0 |  | 17.6982 | 0 |  | 0.074275 | 3.1766
MISO_WUMS_2_MISO_MI | MISO_WUMS | MISO_MI | 2030 | B17 | 100 | 0 | 99 | 99 | 0 |  | 0 |  | 11.5258 | 0 |  | 0.19348 | 3.1766
MISO_WUMS_2_MISO_MI | MISO_WUMS | MISO_MI | 2030 | B18 | 400 | 0 | 99 | 99 | 0 |  | 0 |  | 11.2646 | 0 |  | 0.7564 | 3.1766
MISO_WUMS_2_MISO_MI | MISO_WUMS | MISO_MI | 2030 | B19 | 700 | 0 | 99 | 22.82 | 0 |  | 0 |  | 0 | 0 |  | 0 | 3.1766
MISO_WUMS_2_MISO_MI | MISO_WUMS | MISO_MI | 2030 | B20 | 935 | 0 | 99 | 99 | 0 |  | 0 |  | 3.7984 | 0 |  | 0.59619 | 3.1766
MISO_WUMS_2_MISO_MI | MISO_WUMS | MISO_MI | 2035 | B1 | 10 | 10 | 99 | 99 | 99 |  | 1415.71 |  | 89.5354 | 2.2078 |  | 0.20837 | 2.2223
MISO_WUMS_2_MISO_MI | MISO_WUMS | MISO_MI | 2035 | B2 | 25 | 25 | 99 | 0 | 99 |  | 1120.2 |  | 0 | 2.2078 |  | 0 | 2.2223
MISO_WUMS_2_MISO_MI | MISO_WUMS | MISO_MI | 2035 | B3 | 75 | 75 | 99 | 0 | 99 |  | 1325.14 |  | 0 | 2.2078 |  | 0 | 2.2223
MISO_WUMS_2_MISO_MI | MISO_WUMS | MISO_MI | 2035 | B4 | 100 | 0 | 99 | 0 | 0 |  | 0 |  | 0 | 0 |  | 0 | 2.2223
MISO_WUMS_2_MISO_MI | MISO_WUMS | MISO_MI | 2035 | B5 | 200 | 0 | 99 | 0 | 0 |  | 0 |  | 0 | 0 |  | 0 | 2.2223
MISO_WUMS_2_MISO_MI | MISO_WUMS | MISO_MI | 2035 | B6 | 300 | 0 | 99 | 0 | 99 |  | 0 |  | 0 | 0.60537 |  | 0 | 2.2223
MISO_WUMS_2_MISO_MI | MISO_WUMS | MISO_MI | 2035 | B7 | 400 | 0 | 99 | 0 | 89.14 |  | 0 |  | 0 | 0 |  | 0 | 2.2223
MISO_WUMS_2_MISO_MI | MISO_WUMS | MISO_MI | 2035 | B8 | 500 | 0 | 99 | 0 | 99 |  | 0 |  | 0 | 0.20179 |  | 0 | 2.2223
MISO_WUMS_2_MISO_MI | MISO_WUMS | MISO_MI | 2035 | B9 | 800 | 0 | 99 | 99 | 0 |  | 0 |  | 0.27301 | 0 |  | 0.050828 | 2.2223
MISO_WUMS_2_MISO_MI | MISO_WUMS | MISO_MI | 2035 | B10 | 1262 | 0 | 99 | 99 | 99 |  | 0 |  | 0.17805 | 0.73594 |  | 0.052292 | 2.2223
MISO_WUMS_2_MISO_MI | MISO_WUMS | MISO_MI | 2035 | B11 | 25 | 0 | 99 | 0 | 0 |  | 0 |  | 0 | 0 |  | 0 | 2.2223
MISO_WUMS_2_MISO_MI | MISO_WUMS | MISO_MI | 2035 | B12 | 200 | 0 | 99 | 99 | 0 |  | 0 |  | 14.0897 | 0 |  | 0.65579 | 2.2223
MISO_WUMS_2_MISO_MI | MISO_WUMS | MISO_MI | 2035 | B13 | 600 | 0 | 99 | 99 | 0 |  | 0 |  | 6.0181 | 0 |  | 0.84032 | 2.2223
MISO_WUMS_2_MISO_MI | MISO_WUMS | MISO_MI | 2035 | B14 | 900 | 0 | 99 | 99 | 0 |  | 0 |  | 0.05935 | 0 |  | 0.012431 | 2.2223
MISO_WUMS_2_MISO_MI | MISO_WUMS | MISO_MI | 2035 | B15 | 1203 | 0 | 99 | 0 | 0 |  | 0 |  | 0 | 0 |  | 0 | 2.2223
MISO_WUMS_2_MISO_MI | MISO_WUMS | MISO_MI | 2035 | B16 | 25 | 0 | 99 | 99 | 0 |  | 0 |  | 18.6596 | 0 |  | 0.10856 | 2.2223
MISO_WUMS_2_MISO_MI | MISO_WUMS | MISO_MI | 2035 | B17 | 100 | 0 | 99 | 99 | 0 |  | 0 |  | 17.6744 | 0 |  | 0.41132 | 2.2223
MISO_WUMS_2_MISO_MI | MISO_WUMS | MISO_MI | 2035 | B18 | 400 | 0 | 99 | 99 | 0 |  | 0 |  | 6.6947 | 0 |  | 0.6232 | 2.2223
MISO_WUMS_2_MISO_MI | MISO_WUMS | MISO_MI | 2035 | B19 | 700 | 0 | 99 | 0 | 0 |  | 0 |  | 0 | 0 |  | 0 | 2.2223
MISO_WUMS_2_MISO_MI | MISO_WUMS | MISO_MI | 2035 | B20 | 935 | 0 | 99 | 0 | 0 |  | 0 |  | 0 | 0 |  | 0 | 2.2223
MISO_WUMS_2_MISO_MI | MISO_WUMS | MISO_MI | 2040 | B1 | 10 | 0 | 99 | 99 | 99 |  | 0 |  | 119.0561 | 1.1989 |  | 0.38945 | 5.9135
MISO_WUMS_2_MISO_MI | MISO_WUMS | MISO_MI | 2040 | B2 | 25 | 0 | 99 | 99 | 99 |  | 0 |  | 0.01187 | 1.1989 |  | 9.7072e-05 | 5.9135
MISO_WUMS_2_MISO_MI | MISO_WUMS | MISO_MI | 2040 | B3 | 75 | 0 | 99 | 0 | 99 |  | 0 |  | 0 | 1.1989 |  | 0 | 5.9135
MISO_WUMS_2_MISO_MI | MISO_WUMS | MISO_MI | 2040 | B4 | 100 | 0 | 99 | 0 | 0 |  | 0 |  | 0 | 0 |  | 0 | 5.9135
MISO_WUMS_2_MISO_MI | MISO_WUMS | MISO_MI | 2040 | B5 | 200 | 0 | 99 | 0 | 0 |  | 0 |  | 0 | 0 |  | 0 | 5.9135
MISO_WUMS_2_MISO_MI | MISO_WUMS | MISO_MI | 2040 | B6 | 300 | 0 | 99 | 0 | 22.09 |  | 0 |  | 0 | 0 |  | 0 | 5.9135
MISO_WUMS_2_MISO_MI | MISO_WUMS | MISO_MI | 2040 | B7 | 400 | 0 | 99 | 0 | 99 |  | 0 |  | 0 | 0.01187 |  | 0 | 5.9135
MISO_WUMS_2_MISO_MI | MISO_WUMS | MISO_MI | 2040 | B8 | 500 | 0 | 99 | 0 | 0 |  | 0 |  | 0 | 0 |  | 0 | 5.9135
MISO_WUMS_2_MISO_MI | MISO_WUMS | MISO_MI | 2040 | B9 | 800 | 0 | 99 | 99 | 0 |  | 0 |  | 0.08309 | 0 |  | 0.021744 | 5.9135
MISO_WUMS_2_MISO_MI | MISO_WUMS | MISO_MI | 2040 | B10 | 1262 | 0 | 99 | 99 | 99 |  | 0 |  | 9.6978 | 0.08309 |  | 4.0035 | 5.9135
MISO_WUMS_2_MISO_MI | MISO_WUMS | MISO_MI | 2040 | B11 | 25 | 0 | 99 | 0 | 0 |  | 0 |  | 0 | 0 |  | 0 | 5.9135
MISO_WUMS_2_MISO_MI | MISO_WUMS | MISO_MI | 2040 | B12 | 200 | 0 | 99 | 0 | 0 |  | 0 |  | 0 | 0 |  | 0 | 5.9135
MISO_WUMS_2_MISO_MI | MISO_WUMS | MISO_MI | 2040 | B13 | 600 | 0 | 99 | 0 | 0 |  | 0 |  | 0 | 0 |  | 0 | 5.9135
MISO_WUMS_2_MISO_MI | MISO_WUMS | MISO_MI | 2040 | B14 | 900 | 0 | 99 | 14.16 | 0 |  | 0 |  | 0 | 0 |  | 0 | 5.9135
MISO_WUMS_2_MISO_MI | MISO_WUMS | MISO_MI | 2040 | B15 | 1203 | 0 | 99 | 0 | 99 |  | 0 |  | 0 | 2.0891 |  | 0 | 5.9135
MISO_WUMS_2_MISO_MI | MISO_WUMS | MISO_MI | 2040 | B16 | 25 | 0 | 99 | 99 | 0 |  | 0 |  | 68.2644 | 0 |  | 0.55826 | 5.9135
MISO_WUMS_2_MISO_MI | MISO_WUMS | MISO_MI | 2040 | B17 | 100 | 0 | 99 | 32.34 | 0 |  | 0 |  | 0 | 0 |  | 0 | 5.9135
MISO_WUMS_2_MISO_MI | MISO_WUMS | MISO_MI | 2040 | B18 | 400 | 0 | 99 | 0 | 0 |  | 0 |  | 0 | 0 |  | 0 | 5.9135
MISO_WUMS_2_MISO_MI | MISO_WUMS | MISO_MI | 2040 | B19 | 700 | 0 | 99 | 0 | 0 |  | 0 |  | 0 | 0 |  | 0 | 5.9135
MISO_WUMS_2_MISO_MI | MISO_WUMS | MISO_MI | 2040 | B20 | 935 | 0 | 99 | 99 | 4.16 |  | 0 |  | 9.5197 | 0 |  | 2.9117 | 5.9135
MISO_WUMS_2_MISO_MI | MISO_WUMS | MISO_MI | 2045 | B1 | 10 | 0 | 99 | 99 | 99 |  | 0 |  | 18.2917 | 1.9229 |  | 0.052866 | 7.9406
MISO_WUMS_2_MISO_MI | MISO_WUMS | MISO_MI | 2045 | B2 | 25 | 0 | 99 | 99 | 99 |  | 0 |  | 18.1374 | 1.9229 |  | 0.13105 | 7.9406
MISO_WUMS_2_MISO_MI | MISO_WUMS | MISO_MI | 2045 | B3 | 75 | 0 | 99 | 0 | 99 |  | 0 |  | 0 | 1.9229 |  | 0 | 7.9406
MISO_WUMS_2_MISO_MI | MISO_WUMS | MISO_MI | 2045 | B4 | 100 | 0 | 99 | 0 | 0 |  | 0 |  | 0 | 0 |  | 0 | 7.9406
MISO_WUMS_2_MISO_MI | MISO_WUMS | MISO_MI | 2045 | B5 | 200 | 0 | 99 | 0 | 0 |  | 0 |  | 0 | 0 |  | 0 | 7.9406
MISO_WUMS_2_MISO_MI | MISO_WUMS | MISO_MI | 2045 | B6 | 300 | 0 | 99 | 0 | 99 |  | 0 |  | 0 | 0.01187 |  | 0 | 7.9406
MISO_WUMS_2_MISO_MI | MISO_WUMS | MISO_MI | 2045 | B7 | 400 | 0 | 99 | 0 | 99 |  | 0 |  | 0 | 0.01187 |  | 0 | 7.9406
MISO_WUMS_2_MISO_MI | MISO_WUMS | MISO_MI | 2045 | B8 | 500 | 0 | 99 | 0 | 0 |  | 0 |  | 0 | 0 |  | 0 | 7.9406
MISO_WUMS_2_MISO_MI | MISO_WUMS | MISO_MI | 2045 | B9 | 800 | 0 | 99 | 0 | 0 |  | 0 |  | 0 | 0 |  | 0 | 7.9406
MISO_WUMS_2_MISO_MI | MISO_WUMS | MISO_MI | 2045 | B10 | 1262 | 0 | 99 | 99 | 99 |  | 0 |  | 14.3271 | 1.3888 |  | 5.2257 | 7.9406
MISO_WUMS_2_MISO_MI | MISO_WUMS | MISO_MI | 2045 | B11 | 25 | 0 | 99 | 0 | 0 |  | 0 |  | 0 | 0 |  | 0 | 7.9406
MISO_WUMS_2_MISO_MI | MISO_WUMS | MISO_MI | 2045 | B12 | 200 | 0 | 99 | 0 | 0 |  | 0 |  | 0 | 0 |  | 0 | 7.9406
MISO_WUMS_2_MISO_MI | MISO_WUMS | MISO_MI | 2045 | B13 | 600 | 0 | 99 | 0 | 0 |  | 0 |  | 0 | 0 |  | 0 | 7.9406
MISO_WUMS_2_MISO_MI | MISO_WUMS | MISO_MI | 2045 | B14 | 900 | 0 | 99 | 0 | 0 |  | 0 |  | 0 | 0 |  | 0 | 7.9406
MISO_WUMS_2_MISO_MI | MISO_WUMS | MISO_MI | 2045 | B15 | 1203 | 0 | 99 | 99 | 99 |  | 0 |  | 3.9883 | 1.3176 |  | 1.3867 | 7.9406
MISO_WUMS_2_MISO_MI | MISO_WUMS | MISO_MI | 2045 | B16 | 25 | 0 | 99 | 99 | 0 |  | 0 |  | 52.3467 | 0 |  | 0.37823 | 7.9406
MISO_WUMS_2_MISO_MI | MISO_WUMS | MISO_MI | 2045 | B17 | 100 | 0 | 99 | 0 | 0 |  | 0 |  | 0 | 0 |  | 0 | 7.9406
MISO_WUMS_2_MISO_MI | MISO_WUMS | MISO_MI | 2045 | B18 | 400 | 0 | 99 | 0 | 0 |  | 0 |  | 0 | 0 |  | 0 | 7.9406
MISO_WUMS_2_MISO_MI | MISO_WUMS | MISO_MI | 2045 | B19 | 700 | 0 | 99 | 0 | 0 |  | 0 |  | 0 | 0 |  | 0 | 7.9406
MISO_WUMS_2_MISO_MI | MISO_WUMS | MISO_MI | 2045 | B20 | 935 | 0 | 99 | 99 | 99 |  | 0 |  | 12.6297 | 0.43919 |  | 3.4129 | 7.9406
MISO_WUMS_2_MISO_MI | MISO_WUMS | MISO_MI | 2050 | B1 | 10 | 0 | 99 | 99 | 99 |  | 0 |  | 0.78342 | 1.2107 |  | 0.0022642 | 8.1778
MISO_WUMS_2_MISO_MI | MISO_WUMS | MISO_MI | 2050 | B2 | 25 | 0 | 99 | 99 | 99 |  | 0 |  | 262.4457 | 1.2107 |  | 1.8963 | 8.1778
MISO_WUMS_2_MISO_MI | MISO_WUMS | MISO_MI | 2050 | B3 | 75 | 0 | 99 | 0 | 99 |  | 0 |  | 0 | 1.2107 |  | 0 | 8.1778
MISO_WUMS_2_MISO_MI | MISO_WUMS | MISO_MI | 2050 | B4 | 100 | 0 | 99 | 0 | 0 |  | 0 |  | 0 | 0 |  | 0 | 8.1778
MISO_WUMS_2_MISO_MI | MISO_WUMS | MISO_MI | 2050 | B5 | 200 | 0 | 99 | 0 | 0 |  | 0 |  | 0 | 0 |  | 0 | 8.1778
MISO_WUMS_2_MISO_MI | MISO_WUMS | MISO_MI | 2050 | B6 | 300 | 0 | 99 | 0 | 99 |  | 0 |  | 0 | 0.01187 |  | 0 | 8.1778
MISO_WUMS_2_MISO_MI | MISO_WUMS | MISO_MI | 2050 | B7 | 400 | 0 | 99 | 0 | 63.69 |  | 0 |  | 0 | 0 |  | 0 | 8.1778
MISO_WUMS_2_MISO_MI | MISO_WUMS | MISO_MI | 2050 | B8 | 500 | 0 | 99 | 0 | 0 |  | 0 |  | 0 | 0 |  | 0 | 8.1778
MISO_WUMS_2_MISO_MI | MISO_WUMS | MISO_MI | 2050 | B9 | 800 | 0 | 99 | 0 | 0 |  | 0 |  | 0 | 0 |  | 0 | 8.1778
MISO_WUMS_2_MISO_MI | MISO_WUMS | MISO_MI | 2050 | B10 | 1262 | 0 | 99 | 99 | 99 |  | 0 |  | 5.6976 | 1.7449 |  | 2.0781 | 8.1778
MISO_WUMS_2_MISO_MI | MISO_WUMS | MISO_MI | 2050 | B11 | 25 | 0 | 99 | 0 | 0 |  | 0 |  | 0 | 0 |  | 0 | 8.1778
MISO_WUMS_2_MISO_MI | MISO_WUMS | MISO_MI | 2050 | B12 | 200 | 0 | 99 | 0 | 0 |  | 0 |  | 0 | 0 |  | 0 | 8.1778
MISO_WUMS_2_MISO_MI | MISO_WUMS | MISO_MI | 2050 | B13 | 600 | 0 | 99 | 0 | 0 |  | 0 |  | 0 | 0 |  | 0 | 8.1778
MISO_WUMS_2_MISO_MI | MISO_WUMS | MISO_MI | 2050 | B14 | 900 | 0 | 99 | 0 | 0 |  | 0 |  | 0 | 0 |  | 0 | 8.1778
MISO_WUMS_2_MISO_MI | MISO_WUMS | MISO_MI | 2050 | B15 | 1203 | 0 | 99 | 99 | 99 |  | 0 |  | 10.1014 | 1.092 |  | 3.5121 | 8.1778
MISO_WUMS_2_MISO_MI | MISO_WUMS | MISO_MI | 2050 | B16 | 25 | 0 | 99 | 99 | 0 |  | 0 |  | 49.9964 | 0 |  | 0.36125 | 8.1778
MISO_WUMS_2_MISO_MI | MISO_WUMS | MISO_MI | 2050 | B17 | 100 | 0 | 99 | 0 | 0 |  | 0 |  | 0 | 0 |  | 0 | 8.1778
MISO_WUMS_2_MISO_MI | MISO_WUMS | MISO_MI | 2050 | B18 | 400 | 0 | 99 | 0 | 0 |  | 0 |  | 0 | 0 |  | 0 | 8.1778
MISO_WUMS_2_MISO_MI | MISO_WUMS | MISO_MI | 2050 | B19 | 700 | 0 | 99 | 0 | 0 |  | 0 |  | 0 | 0 |  | 0 | 8.1778
MISO_WUMS_2_MISO_MI | MISO_WUMS | MISO_MI | 2050 | B20 | 935 | 0 | 99 | 99 | 99 |  | 0 |  | 11.3002 | 1.092 |  | 3.0537 | 8.1778
MISO_WUMS_2_MISO_W | MISO_WUMS | MISO_W | 2015 | B1 | 10 | 0 | 1137 | 0 | 0 |  | 0 |  | 0 | 0 |  | 0 | 1.27
MISO_WUMS_2_MISO_W | MISO_WUMS | MISO_W | 2015 | B2 | 25 | 0 | 1137 | 1137 | 0 |  | 0 |  | 1.1989 | 0 |  | 0.01187 | 1.27
MISO_WUMS_2_MISO_W | MISO_WUMS | MISO_W | 2015 | B3 | 75 | 0 | 1137 | 1137 | 1137 |  | 0 |  | 1.1989 | 1.092 |  | 0.03561 | 1.27
MISO_WUMS_2_MISO_W | MISO_WUMS | MISO_W | 2015 | B4 | 100 | 0 | 1137 | 1137 | 1137 |  | 0 |  | 3.9883 | 0.45106 |  | 0.15795 | 1.27
MISO_WUMS_2_MISO_W | MISO_WUMS | MISO_W | 2015 | B5 | 200 | 200 | 1137 | 1137 | 1137 |  | 389.85 |  | 13.152 | 1.2582 |  | 1.0417 | 1.27
MISO_WUMS_2_MISO_W | MISO_WUMS | MISO_W | 2015 | B6 | 300 | 0 | 1137 | 948.01 | 480.6 |  | 0 |  | 0 | 0 |  | 0 | 1.27
MISO_WUMS_2_MISO_W | MISO_WUMS | MISO_W | 2015 | B7 | 400 | 0 | 1137 | 507.69 | 0 |  | 0 |  | 0 | 0 |  | 0 | 1.27
MISO_WUMS_2_MISO_W | MISO_WUMS | MISO_W | 2015 | B8 | 500 | 0 | 1137 | 1137 | 849.14 |  | 0 |  | 0.10683 | 0 |  | 0.021154 | 1.27
MISO_WUMS_2_MISO_W | MISO_WUMS | MISO_W | 2015 | B9 | 800 | 0 | 1137 | 1137 | 0 |  | 0 |  | 0.16618 | 0 |  | 0.052651 | 1.27
MISO_WUMS_2_MISO_W | MISO_WUMS | MISO_W | 2015 | B10 | 1262 | 0 | 1137 | 117.77 | 0 |  | 0 |  | 0 | 0 |  | 0 | 1.27
MISO_WUMS_2_MISO_W | MISO_WUMS | MISO_W | 2015 | B11 | 25 | 0 | 1137 | 1137 | 1137 |  | 0 |  | 17.2827 | 0.68846 |  | 0.17112 | 1.27
MISO_WUMS_2_MISO_W | MISO_WUMS | MISO_W | 2015 | B12 | 200 | 0 | 1137 | 1137 | 848.71 |  | 0 |  | 0.61724 | 0 |  | 0.04889 | 1.27
MISO_WUMS_2_MISO_W | MISO_WUMS | MISO_W | 2015 | B13 | 600 | 0 | 1137 | 1137 | 1137 |  | 0 |  | 0.64098 | 0.14244 |  | 0.15231 | 1.27
MISO_WUMS_2_MISO_W | MISO_WUMS | MISO_W | 2015 | B14 | 900 | 0 | 1137 | 621.88 | 462.39 |  | 0 |  | 0 | 0 |  | 0 | 1.27
MISO_WUMS_2_MISO_W | MISO_WUMS | MISO_W | 2015 | B15 | 1203 | 0 | 1137 | 737.07 | 328.28 |  | 0 |  | 0 | 0 |  | 0 | 1.27
MISO_WUMS_2_MISO_W | MISO_WUMS | MISO_W | 2015 | B16 | 25 | 0 | 1137 | 528.72 | 1137 |  | 0 |  | 0 | 0.05935 |  | 0 | 1.27
MISO_WUMS_2_MISO_W | MISO_WUMS | MISO_W | 2015 | B17 | 100 | 0 | 1137 | 710.93 | 1137 |  | 0 |  | 0 | 0.30862 |  | 0 | 1.27
MISO_WUMS_2_MISO_W | MISO_WUMS | MISO_W | 2015 | B18 | 400 | 0 | 1137 | 0 | 0 |  | 0 |  | 0 | 0 |  | 0 | 1.27
MISO_WUMS_2_MISO_W | MISO_WUMS | MISO_W | 2015 | B19 | 700 | 0 | 1137 | 538.25 | 6.72 |  | 0 |  | 0 | 0 |  | 0 | 1.27
MISO_WUMS_2_MISO_W | MISO_WUMS | MISO_W | 2015 | B20 | 935 | 0 | 1137 | 0 | 0 |  | 0 |  | 0 | 0 |  | 0 | 1.27
MISO_WUMS_2_MISO_W | MISO_WUMS | MISO_W | 2020 | B1 | 10 | 0 | 1137 | 1066.41 | 283.3 |  | 0 |  | 0 | 0 |  | 0 | 1.3566
MISO_WUMS_2_MISO_W | MISO_WUMS | MISO_W | 2020 | B2 | 25 | 0 | 1137 | 841.03 | 415.18 |  | 0 |  | 0 | 0 |  | 0 | 1.3566
MISO_WUMS_2_MISO_W | MISO_WUMS | MISO_W | 2020 | B3 | 75 | 0 | 1137 | 302.87 | 21 |  | 0 |  | 0 | 0 |  | 0 | 1.3566
MISO_WUMS_2_MISO_W | MISO_WUMS | MISO_W | 2020 | B4 | 100 | 0 | 1137 | 1020.57 | 680.85 |  | 0 |  | 0 | 0 |  | 0 | 1.3566
MISO_WUMS_2_MISO_W | MISO_WUMS | MISO_W | 2020 | B5 | 200 | 0 | 1137 | 1137 | 0 |  | 0 |  | 1.6262 | 0 |  | 0.15043 | 1.3566
MISO_WUMS_2_MISO_W | MISO_WUMS | MISO_W | 2020 | B6 | 300 | 0 | 1137 | 1137 | 123.97 |  | 0 |  | 3.9765 | 0 |  | 0.55177 | 1.3566
MISO_WUMS_2_MISO_W | MISO_WUMS | MISO_W | 2020 | B7 | 400 | 0 | 1137 | 1137 | 0 |  | 0 |  | 1.4125 | 0 |  | 0.26134 | 1.3566
MISO_WUMS_2_MISO_W | MISO_WUMS | MISO_W | 2020 | B8 | 500 | 0 | 1137 | 0 | 0 |  | 0 |  | 0 | 0 |  | 0 | 1.3566
MISO_WUMS_2_MISO_W | MISO_WUMS | MISO_W | 2020 | B9 | 800 | 0 | 1137 | 1094.58 | 810.96 |  | 0 |  | 0 | 0 |  | 0 | 1.3566
MISO_WUMS_2_MISO_W | MISO_WUMS | MISO_W | 2020 | B10 | 1262 | 0 | 1137 | 1137 | 1137 |  | 0 |  | 1.4481 | 0.36797 |  | 0.84531 | 1.3566
MISO_WUMS_2_MISO_W | MISO_WUMS | MISO_W | 2020 | B11 | 25 | 0 | 1137 | 0 | 0 |  | 0 |  | 0 | 0 |  | 0 | 1.3566
MISO_WUMS_2_MISO_W | MISO_WUMS | MISO_W | 2020 | B12 | 200 | 0 | 1137 | 0 | 0 |  | 0 |  | 0 | 0 |  | 0 | 1.3566
MISO_WUMS_2_MISO_W | MISO_WUMS | MISO_W | 2020 | B13 | 600 | 0 | 1137 | 0 | 0 |  | 0 |  | 0 | 0 |  | 0 | 1.3566
MISO_WUMS_2_MISO_W | MISO_WUMS | MISO_W | 2020 | B14 | 900 | 0 | 1137 | 0 | 0 |  | 0 |  | 0 | 0 |  | 0 | 1.3566
MISO_WUMS_2_MISO_W | MISO_WUMS | MISO_W | 2020 | B15 | 1203 | 0 | 1137 | 0 | 0 |  | 0 |  | 0 | 0 |  | 0 | 1.3566
MISO_WUMS_2_MISO_W | MISO_WUMS | MISO_W | 2020 | B16 | 25 | 0 | 1137 | 0 | 397.29 |  | 0 |  | 0 | 0 |  | 0 | 1.3566
MISO_WUMS_2_MISO_W | MISO_WUMS | MISO_W | 2020 | B17 | 100 | 0 | 1137 | 0 | 585.15 |  | 0 |  | 0 | 0 |  | 0 | 1.3566
MISO_WUMS_2_MISO_W | MISO_WUMS | MISO_W | 2020 | B18 | 400 | 0 | 1137 | 0 | 434.4 |  | 0 |  | 0 | 0 |  | 0 | 1.3566
MISO_WUMS_2_MISO_W | MISO_WUMS | MISO_W | 2020 | B19 | 700 | 0 | 1137 | 0 | 0 |  | 0 |  | 0 | 0 |  | 0 | 1.3566
MISO_WUMS_2_MISO_W | MISO_WUMS | MISO_W | 2020 | B20 | 935 | 0 | 1137 | 0 | 0 |  | 0 |  | 0 | 0 |  | 0 | 1.3566
MISO_WUMS_2_MISO_W | MISO_WUMS | MISO_W | 2025 | B1 | 10 | 0 | 1137 | 663.84 | 0 |  | 0 |  | 0 | 0 |  | 0 | 1.0013
MISO_WUMS_2_MISO_W | MISO_WUMS | MISO_W | 2025 | B2 | 25 | 0 | 1137 | 442.45 | 0 |  | 0 |  | 0 | 0 |  | 0 | 1.0013
MISO_WUMS_2_MISO_W | MISO_WUMS | MISO_W | 2025 | B3 | 75 | 0 | 1137 | 1137 | 0 |  | 0 |  | 0.48667 | 0 |  | 0.063479 | 1.0013
MISO_WUMS_2_MISO_W | MISO_WUMS | MISO_W | 2025 | B4 | 100 | 0 | 1137 | 744.77 | 0 |  | 0 |  | 0 | 0 |  | 0 | 1.0013
MISO_WUMS_2_MISO_W | MISO_WUMS | MISO_W | 2025 | B5 | 200 | 0 | 1137 | 1137 | 0 |  | 0 |  | 1.9467 | 0 |  | 0.67711 | 1.0013
MISO_WUMS_2_MISO_W | MISO_WUMS | MISO_W | 2025 | B6 | 300 | 0 | 1137 | 1137 | 0 |  | 0 |  | 1.1395 | 0 |  | 0.59453 | 1.0013
MISO_WUMS_2_MISO_W | MISO_WUMS | MISO_W | 2025 | B7 | 400 | 0 | 1137 | 0 | 0 |  | 0 |  | 0 | 0 |  | 0 | 1.0013
MISO_WUMS_2_MISO_W | MISO_WUMS | MISO_W | 2025 | B8 | 500 | 0 | 1137 | 0 | 0 |  | 0 |  | 0 | 0 |  | 0 | 1.0013
MISO_WUMS_2_MISO_W | MISO_WUMS | MISO_W | 2025 | B9 | 800 | 0 | 1137 | 87.42 | 0 |  | 0 |  | 0 | 0 |  | 0 | 1.0013
MISO_WUMS_2_MISO_W | MISO_WUMS | MISO_W | 2025 | B10 | 1262 | 0 | 1137 | 0 | 0 |  | 0 |  | 0 | 0 |  | 0 | 1.0013
MISO_WUMS_2_MISO_W | MISO_WUMS | MISO_W | 2025 | B11 | 25 | 0 | 1137 | 0 | 0 |  | 0 |  | 0 | 0 |  | 0 | 1.0013
MISO_WUMS_2_MISO_W | MISO_WUMS | MISO_W | 2025 | B12 | 200 | 0 | 1137 | 0 | 0 |  | 0 |  | 0 | 0 |  | 0 | 1.0013
MISO_WUMS_2_MISO_W | MISO_WUMS | MISO_W | 2025 | B13 | 600 | 0 | 1137 | 0 | 0 |  | 0 |  | 0 | 0 |  | 0 | 1.0013
MISO_WUMS_2_MISO_W | MISO_WUMS | MISO_W | 2025 | B14 | 900 | 0 | 1137 | 0 | 0 |  | 0 |  | 0 | 0 |  | 0 | 1.0013
MISO_WUMS_2_MISO_W | MISO_WUMS | MISO_W | 2025 | B15 | 1203 | 0 | 1137 | 0 | 0 |  | 0 |  | 0 | 0 |  | 0 | 1.0013
MISO_WUMS_2_MISO_W | MISO_WUMS | MISO_W | 2025 | B16 | 25 | 0 | 1137 | 0 | 0 |  | 0 |  | 0 | 0 |  | 0 | 1.0013
MISO_WUMS_2_MISO_W | MISO_WUMS | MISO_W | 2025 | B17 | 100 | 0 | 1137 | 0 | 0 |  | 0 |  | 0 | 0 |  | 0 | 1.0013
MISO_WUMS_2_MISO_W | MISO_WUMS | MISO_W | 2025 | B18 | 400 | 0 | 1137 | 0 | 0 |  | 0 |  | 0 | 0 |  | 0 | 1.0013
MISO_WUMS_2_MISO_W | MISO_WUMS | MISO_W | 2025 | B19 | 700 | 0 | 1137 | 0 | 0 |  | 0 |  | 0 | 0 |  | 0 | 1.0013
MISO_WUMS_2_MISO_W | MISO_WUMS | MISO_W | 2025 | B20 | 935 | 0 | 1137 | 0 | 0 |  | 0 |  | 0 | 0 |  | 0 | 1.0013
MISO_WUMS_2_MISO_W | MISO_WUMS | MISO_W | 2030 | B1 | 10 | 0 | 1137 | 1137 | 0 |  | 0 |  | 57.9137 | 0 |  | 0.37124 | 3.3653
MISO_WUMS_2_MISO_W | MISO_WUMS | MISO_W | 2030 | B2 | 25 | 0 | 1137 | 1137 | 0 |  | 0 |  | 0.24927 | 0 |  | 0.0039947 | 3.3653
MISO_WUMS_2_MISO_W | MISO_WUMS | MISO_W | 2030 | B3 | 75 | 0 | 1137 | 113.31 | 0 |  | 0 |  | 0 | 0 |  | 0 | 3.3653
MISO_WUMS_2_MISO_W | MISO_WUMS | MISO_W | 2030 | B4 | 100 | 0 | 1137 | 1137 | 0 |  | 0 |  | 3.1337 | 0 |  | 0.20088 | 3.3653
MISO_WUMS_2_MISO_W | MISO_WUMS | MISO_W | 2030 | B5 | 200 | 0 | 1137 | 1137 | 0 |  | 0 |  | 3.9883 | 0 |  | 0.51132 | 3.3653
MISO_WUMS_2_MISO_W | MISO_WUMS | MISO_W | 2030 | B6 | 300 | 0 | 1137 | 1137 | 0 |  | 0 |  | 10.1963 | 0 |  | 1.9608 | 3.3653
MISO_WUMS_2_MISO_W | MISO_WUMS | MISO_W | 2030 | B7 | 400 | 0 | 1137 | 1137 | 0 |  | 0 |  | 4.8548 | 0 |  | 1.2448 | 3.3653
MISO_WUMS_2_MISO_W | MISO_WUMS | MISO_W | 2030 | B8 | 500 | 0 | 1137 | 1137 | 0 |  | 0 |  | 0.46293 | 0 |  | 0.14838 | 3.3653
MISO_WUMS_2_MISO_W | MISO_WUMS | MISO_W | 2030 | B9 | 800 | 0 | 1137 | 0 | 0 |  | 0 |  | 0 | 0 |  | 0 | 3.3653
MISO_WUMS_2_MISO_W | MISO_WUMS | MISO_W | 2030 | B10 | 1262 | 0 | 1137 | 0 | 0 |  | 0 |  | 0 | 0 |  | 0 | 3.3653
MISO_WUMS_2_MISO_W | MISO_WUMS | MISO_W | 2030 | B11 | 25 | 0 | 1137 | 1137 | 0 |  | 0 |  | 2.8488 | 0 |  | 0.045654 | 3.3653
MISO_WUMS_2_MISO_W | MISO_WUMS | MISO_W | 2030 | B12 | 200 | 0 | 1137 | 0 | 0 |  | 0 |  | 0 | 0 |  | 0 | 3.3653
MISO_WUMS_2_MISO_W | MISO_WUMS | MISO_W | 2030 | B13 | 600 | 0 | 1137 | 0 | 0 |  | 0 |  | 0 | 0 |  | 0 | 3.3653
MISO_WUMS_2_MISO_W | MISO_WUMS | MISO_W | 2030 | B14 | 900 | 0 | 1137 | 0 | 0 |  | 0 |  | 0 | 0 |  | 0 | 3.3653
MISO_WUMS_2_MISO_W | MISO_WUMS | MISO_W | 2030 | B15 | 1203 | 0 | 1137 | 0 | 0 |  | 0 |  | 0 | 0 |  | 0 | 3.3653
MISO_WUMS_2_MISO_W | MISO_WUMS | MISO_W | 2030 | B16 | 25 | 0 | 1137 | 0 | 0 |  | 0 |  | 0 | 0 |  | 0 | 3.3653
MISO_WUMS_2_MISO_W | MISO_WUMS | MISO_W | 2030 | B17 | 100 | 0 | 1137 | 0 | 0 |  | 0 |  | 0 | 0 |  | 0 | 3.3653
MISO_WUMS_2_MISO_W | MISO_WUMS | MISO_W | 2030 | B18 | 400 | 0 | 1137 | 0 | 0 |  | 0 |  | 0 | 0 |  | 0 | 3.3653
MISO_WUMS_2_MISO_W | MISO_WUMS | MISO_W | 2030 | B19 | 700 | 0 | 1137 | 0 | 0 |  | 0 |  | 0 | 0 |  | 0 | 3.3653
MISO_WUMS_2_MISO_W | MISO_WUMS | MISO_W | 2030 | B20 | 935 | 0 | 1137 | 0 | 0 |  | 0 |  | 0 | 0 |  | 0 | 3.3653
MISO_WUMS_2_MISO_W | MISO_WUMS | MISO_W | 2035 | B1 | 10 | 0 | 1137 | 1137 | 0 |  | 0 |  | 89.5235 | 0 |  | 0.86496 | 3.6945
MISO_WUMS_2_MISO_W | MISO_WUMS | MISO_W | 2035 | B2 | 25 | 0 | 1137 | 1137 | 0 |  | 0 |  | 2.9912 | 0 |  | 0.072252 | 3.6945
MISO_WUMS_2_MISO_W | MISO_WUMS | MISO_W | 2035 | B3 | 75 | 0 | 1137 | 30.24 | 0 |  | 0 |  | 0 | 0 |  | 0 | 3.6945
MISO_WUMS_2_MISO_W | MISO_WUMS | MISO_W | 2035 | B4 | 100 | 0 | 1137 | 1137 | 0 |  | 0 |  | 1.6974 | 0 |  | 0.164 | 3.6945
MISO_WUMS_2_MISO_W | MISO_WUMS | MISO_W | 2035 | B5 | 200 | 0 | 1137 | 1137 | 0 |  | 0 |  | 8.2853 | 0 |  | 1.601 | 3.6945
MISO_WUMS_2_MISO_W | MISO_WUMS | MISO_W | 2035 | B6 | 300 | 0 | 1137 | 1137 | 0 |  | 0 |  | 4.0002 | 0 |  | 1.1595 | 3.6945
MISO_WUMS_2_MISO_W | MISO_WUMS | MISO_W | 2035 | B7 | 400 | 0 | 1137 | 1137 | 0 |  | 0 |  | 2.7538 | 0 |  | 1.0643 | 3.6945
MISO_WUMS_2_MISO_W | MISO_WUMS | MISO_W | 2035 | B8 | 500 | 0 | 1137 | 0 | 0 |  | 0 |  | 0 | 0 |  | 0 | 3.6945
MISO_WUMS_2_MISO_W | MISO_WUMS | MISO_W | 2035 | B9 | 800 | 0 | 1137 | 0 | 0 |  | 0 |  | 0 | 0 |  | 0 | 3.6945
MISO_WUMS_2_MISO_W | MISO_WUMS | MISO_W | 2035 | B10 | 1262 | 0 | 1137 | 0 | 0 |  | 0 |  | 0 | 0 |  | 0 | 3.6945
MISO_WUMS_2_MISO_W | MISO_WUMS | MISO_W | 2035 | B11 | 25 | 0 | 1137 | 374.83 | 0 |  | 0 |  | 0 | 0 |  | 0 | 3.6945
MISO_WUMS_2_MISO_W | MISO_WUMS | MISO_W | 2035 | B12 | 200 | 0 | 1137 | 0 | 0 |  | 0 |  | 0 | 0 |  | 0 | 3.6945
MISO_WUMS_2_MISO_W | MISO_WUMS | MISO_W | 2035 | B13 | 600 | 0 | 1137 | 0 | 0 |  | 0 |  | 0 | 0 |  | 0 | 3.6945
MISO_WUMS_2_MISO_W | MISO_WUMS | MISO_W | 2035 | B14 | 900 | 0 | 1137 | 0 | 0 |  | 0 |  | 0 | 0 |  | 0 | 3.6945
MISO_WUMS_2_MISO_W | MISO_WUMS | MISO_W | 2035 | B15 | 1203 | 0 | 1137 | 0 | 0 |  | 0 |  | 0 | 0 |  | 0 | 3.6945
MISO_WUMS_2_MISO_W | MISO_WUMS | MISO_W | 2035 | B16 | 25 | 0 | 1137 | 0 | 0 |  | 0 |  | 0 | 0 |  | 0 | 3.6945
MISO_WUMS_2_MISO_W | MISO_WUMS | MISO_W | 2035 | B17 | 100 | 0 | 1137 | 0 | 0 |  | 0 |  | 0 | 0 |  | 0 | 3.6945
MISO_WUMS_2_MISO_W | MISO_WUMS | MISO_W | 2035 | B18 | 400 | 0 | 1137 | 0 | 0 |  | 0 |  | 0 | 0 |  | 0 | 3.6945
MISO_WUMS_2_MISO_W | MISO_WUMS | MISO_W | 2035 | B19 | 700 | 0 | 1137 | 0 | 0 |  | 0 |  | 0 | 0 |  | 0 | 3.6945
MISO_WUMS_2_MISO_W | MISO_WUMS | MISO_W | 2035 | B20 | 935 | 0 | 1137 | 0 | 0 |  | 0 |  | 0 | 0 |  | 0 | 3.6945
MISO_WUMS_2_MISO_W | MISO_WUMS | MISO_W | 2040 | B1 | 10 | 0 | 1137 | 1137 | 0 |  | 0 |  | 119.0442 | 0 |  | 0.63153 | 3.3167
MISO_WUMS_2_MISO_W | MISO_WUMS | MISO_W | 2040 | B2 | 25 | 0 | 1137 | 747.89 | 0 |  | 0 |  | 0 | 0 |  | 0 | 3.3167
MISO_WUMS_2_MISO_W | MISO_WUMS | MISO_W | 2040 | B3 | 75 | 0 | 1137 | 1137 | 0 |  | 0 |  | 6.5166 | 0 |  | 0.25928 | 3.3167
MISO_WUMS_2_MISO_W | MISO_WUMS | MISO_W | 2040 | B4 | 100 | 0 | 1137 | 1137 | 0 |  | 0 |  | 3.9883 | 0 |  | 0.21158 | 3.3167
MISO_WUMS_2_MISO_W | MISO_WUMS | MISO_W | 2040 | B5 | 200 | 0 | 1137 | 1137 | 0 |  | 0 |  | 14.4933 | 0 |  | 1.5377 | 3.3167
MISO_WUMS_2_MISO_W | MISO_WUMS | MISO_W | 2040 | B6 | 300 | 0 | 1137 | 1137 | 0 |  | 0 |  | 9.9945 | 0 |  | 1.5906 | 3.3167
MISO_WUMS_2_MISO_W | MISO_WUMS | MISO_W | 2040 | B7 | 400 | 0 | 1137 | 1137 | 0 |  | 0 |  | 0.80716 | 0 |  | 0.17128 | 3.3167
MISO_WUMS_2_MISO_W | MISO_WUMS | MISO_W | 2040 | B8 | 500 | 0 | 1137 | 0 | 0 |  | 0 |  | 0 | 0 |  | 0 | 3.3167
MISO_WUMS_2_MISO_W | MISO_WUMS | MISO_W | 2040 | B9 | 800 | 0 | 1137 | 1137 | 0 |  | 0 |  | 0.04748 | 0 |  | 0.020151 | 3.3167
MISO_WUMS_2_MISO_W | MISO_WUMS | MISO_W | 2040 | B10 | 1262 | 0 | 1137 | 0 | 0 |  | 0 |  | 0 | 0 |  | 0 | 3.3167
MISO_WUMS_2_MISO_W | MISO_WUMS | MISO_W | 2040 | B11 | 25 | 0 | 1137 | 333.39 | 0 |  | 0 |  | 0 | 0 |  | 0 | 3.3167
MISO_WUMS_2_MISO_W | MISO_WUMS | MISO_W | 2040 | B12 | 200 | 0 | 1137 | 0 | 0 |  | 0 |  | 0 | 0 |  | 0 | 3.3167
MISO_WUMS_2_MISO_W | MISO_WUMS | MISO_W | 2040 | B13 | 600 | 0 | 1137 | 0 | 0 |  | 0 |  | 0 | 0 |  | 0 | 3.3167
MISO_WUMS_2_MISO_W | MISO_WUMS | MISO_W | 2040 | B14 | 900 | 0 | 1137 | 0 | 0 |  | 0 |  | 0 | 0 |  | 0 | 3.3167
MISO_WUMS_2_MISO_W | MISO_WUMS | MISO_W | 2040 | B15 | 1203 | 0 | 1137 | 0 | 0 |  | 0 |  | 0 | 0 |  | 0 | 3.3167
MISO_WUMS_2_MISO_W | MISO_WUMS | MISO_W | 2040 | B16 | 25 | 0 | 1137 | 0 | 0 |  | 0 |  | 0 | 0 |  | 0 | 3.3167
MISO_WUMS_2_MISO_W | MISO_WUMS | MISO_W | 2040 | B17 | 100 | 0 | 1137 | 0 | 0 |  | 0 |  | 0 | 0 |  | 0 | 3.3167
MISO_WUMS_2_MISO_W | MISO_WUMS | MISO_W | 2040 | B18 | 400 | 0 | 1137 | 0 | 0 |  | 0 |  | 0 | 0 |  | 0 | 3.3167
MISO_WUMS_2_MISO_W | MISO_WUMS | MISO_W | 2040 | B19 | 700 | 0 | 1137 | 0 | 0 |  | 0 |  | 0 | 0 |  | 0 | 3.3167
MISO_WUMS_2_MISO_W | MISO_WUMS | MISO_W | 2040 | B20 | 935 | 0 | 1137 | 0 | 0 |  | 0 |  | 0 | 0 |  | 0 | 3.3167
MISO_WUMS_2_MISO_W | MISO_WUMS | MISO_W | 2045 | B1 | 10 | 0 | 1137 | 1137 | 0 |  | 0 |  | 155.8294 | 0 |  | 1.5429 | 9.0583
MISO_WUMS_2_MISO_W | MISO_WUMS | MISO_W | 2045 | B2 | 25 | 0 | 1137 | 1021.41 | 0 |  | 0 |  | 0 | 0 |  | 0 | 9.0583
MISO_WUMS_2_MISO_W | MISO_WUMS | MISO_W | 2045 | B3 | 75 | 0 | 1137 | 170.89 | 0 |  | 0 |  | 0 | 0 |  | 0 | 9.0583
MISO_WUMS_2_MISO_W | MISO_WUMS | MISO_W | 2045 | B4 | 100 | 0 | 1137 | 1137 | 0 |  | 0 |  | 16.986 | 0 |  | 1.6818 | 9.0583
MISO_WUMS_2_MISO_W | MISO_WUMS | MISO_W | 2045 | B5 | 200 | 0 | 1137 | 1137 | 0 |  | 0 |  | 16.9978 | 0 |  | 3.3659 | 9.0583
MISO_WUMS_2_MISO_W | MISO_WUMS | MISO_W | 2045 | B6 | 300 | 0 | 1137 | 1137 | 0 |  | 0 |  | 11.6682 | 0 |  | 3.4658 | 9.0583
MISO_WUMS_2_MISO_W | MISO_WUMS | MISO_W | 2045 | B7 | 400 | 0 | 1137 | 1137 | 0 |  | 0 |  | 5.1041 | 0 |  | 2.0214 | 9.0583
MISO_WUMS_2_MISO_W | MISO_WUMS | MISO_W | 2045 | B8 | 500 | 0 | 1137 | 0 | 0 |  | 0 |  | 0 | 0 |  | 0 | 9.0583
MISO_WUMS_2_MISO_W | MISO_WUMS | MISO_W | 2045 | B9 | 800 | 0 | 1137 | 0 | 0 |  | 0 |  | 0 | 0 |  | 0 | 9.0583
MISO_WUMS_2_MISO_W | MISO_WUMS | MISO_W | 2045 | B10 | 1262 | 0 | 1137 | 0 | 0 |  | 0 |  | 0 | 0 |  | 0 | 9.0583
MISO_WUMS_2_MISO_W | MISO_WUMS | MISO_W | 2045 | B11 | 25 | 0 | 1137 | 0 | 0 |  | 0 |  | 0 | 0 |  | 0 | 9.0583
MISO_WUMS_2_MISO_W | MISO_WUMS | MISO_W | 2045 | B12 | 200 | 0 | 1137 | 0 | 0 |  | 0 |  | 0 | 0 |  | 0 | 9.0583
MISO_WUMS_2_MISO_W | MISO_WUMS | MISO_W | 2045 | B13 | 600 | 0 | 1137 | 0 | 0 |  | 0 |  | 0 | 0 |  | 0 | 9.0583
MISO_WUMS_2_MISO_W | MISO_WUMS | MISO_W | 2045 | B14 | 900 | 0 | 1137 | 0 | 0 |  | 0 |  | 0 | 0 |  | 0 | 9.0583
MISO_WUMS_2_MISO_W | MISO_WUMS | MISO_W | 2045 | B15 | 1203 | 0 | 1137 | 0 | 0 |  | 0 |  | 0 | 0 |  | 0 | 9.0583
MISO_WUMS_2_MISO_W | MISO_WUMS | MISO_W | 2045 | B16 | 25 | 0 | 1137 | 0 | 0 |  | 0 |  | 0 | 0 |  | 0 | 9.0583
MISO_WUMS_2_MISO_W | MISO_WUMS | MISO_W | 2045 | B17 | 100 | 0 | 1137 | 0 | 0 |  | 0 |  | 0 | 0 |  | 0 | 9.0583
MISO_WUMS_2_MISO_W | MISO_WUMS | MISO_W | 2045 | B18 | 400 | 0 | 1137 | 0 | 0 |  | 0 |  | 0 | 0 |  | 0 | 9.0583
MISO_WUMS_2_MISO_W | MISO_WUMS | MISO_W | 2045 | B19 | 700 | 0 | 1137 | 0 | 0 |  | 0 |  | 0 | 0 |  | 0 | 9.0583
MISO_WUMS_2_MISO_W | MISO_WUMS | MISO_W | 2045 | B20 | 935 | 0 | 1137 | 0 | 0 |  | 0 |  | 0 | 0 |  | 0 | 9.0583
MISO_WUMS_2_MISO_W | MISO_WUMS | MISO_W | 2050 | B1 | 10 | 0 | 1137 | 1137 | 0 |  | 0 |  | 253.8756 | 0 |  | 3.998 | 23.0817
MISO_WUMS_2_MISO_W | MISO_WUMS | MISO_W | 2050 | B2 | 25 | 0 | 1137 | 1137 | 0 |  | 0 |  | 237.495 | 0 |  | 9.3502 | 23.0817
MISO_WUMS_2_MISO_W | MISO_WUMS | MISO_W | 2050 | B3 | 75 | 0 | 1137 | 254.57 | 0 |  | 0 |  | 0 | 0 |  | 0 | 23.0817
MISO_WUMS_2_MISO_W | MISO_WUMS | MISO_W | 2050 | B4 | 100 | 0 | 1137 | 1137 | 0 |  | 0 |  | 4.8667 | 0 |  | 0.76641 | 23.0817
MISO_WUMS_2_MISO_W | MISO_WUMS | MISO_W | 2050 | B5 | 200 | 0 | 1137 | 1137 | 0 |  | 0 |  | 13.9235 | 0 |  | 4.3854 | 23.0817
MISO_WUMS_2_MISO_W | MISO_WUMS | MISO_W | 2050 | B6 | 300 | 0 | 1137 | 1137 | 0 |  | 0 |  | 25.9834 | 0 |  | 12.2756 | 23.0817
MISO_WUMS_2_MISO_W | MISO_WUMS | MISO_W | 2050 | B7 | 400 | 0 | 1137 | 0 | 0 |  | 0 |  | 0 | 0 |  | 0 | 23.0817
MISO_WUMS_2_MISO_W | MISO_WUMS | MISO_W | 2050 | B8 | 500 | 0 | 1137 | 0 | 0 |  | 0 |  | 0 | 0 |  | 0 | 23.0817
MISO_WUMS_2_MISO_W | MISO_WUMS | MISO_W | 2050 | B9 | 800 | 0 | 1137 | 0 | 0 |  | 0 |  | 0 | 0 |  | 0 | 23.0817
MISO_WUMS_2_MISO_W | MISO_WUMS | MISO_W | 2050 | B10 | 1262 | 0 | 1137 | 0 | 0 |  | 0 |  | 0 | 0 |  | 0 | 23.0817
MISO_WUMS_2_MISO_W | MISO_WUMS | MISO_W | 2050 | B11 | 25 | 0 | 1137 | 0 | 0 |  | 0 |  | 0 | 0 |  | 0 | 23.0817
MISO_WUMS_2_MISO_W | MISO_WUMS | MISO_W | 2050 | B12 | 200 | 0 | 1137 | 0 | 0 |  | 0 |  | 0 | 0 |  | 0 | 23.0817
MISO_WUMS_2_MISO_W | MISO_WUMS | MISO_W | 2050 | B13 | 600 | 0 | 1137 | 0 | 0 |  | 0 |  | 0 | 0 |  | 0 | 23.0817
MISO_WUMS_2_MISO_W | MISO_WUMS | MISO_W | 2050 | B14 | 900 | 0 | 1137 | 0 | 0 |  | 0 |  | 0 | 0 |  | 0 | 23.0817
MISO_WUMS_2_MISO_W | MISO_WUMS | MISO_W | 2050 | B15 | 1203 | 0 | 1137 | 0 | 0 |  | 0 |  | 0 | 0 |  | 0 | 23.0817
MISO_WUMS_2_MISO_W | MISO_WUMS | MISO_W | 2050 | B16 | 25 | 0 | 1137 | 0 | 0 |  | 0 |  | 0 | 0 |  | 0 | 23.0817
MISO_WUMS_2_MISO_W | MISO_WUMS | MISO_W | 2050 | B17 | 100 | 0 | 1137 | 0 | 0 |  | 0 |  | 0 | 0 |  | 0 | 23.0817
MISO_WUMS_2_MISO_W | MISO_WUMS | MISO_W | 2050 | B18 | 400 | 0 | 1137 | 0 | 0 |  | 0 |  | 0 | 0 |  | 0 | 23.0817
MISO_WUMS_2_MISO_W | MISO_WUMS | MISO_W | 2050 | B19 | 700 | 0 | 1137 | 0 | 0 |  | 0 |  | 0 | 0 |  | 0 | 23.0817
MISO_WUMS_2_MISO_W | MISO_WUMS | MISO_W | 2050 | B20 | 935 | 0 | 1137 | 0 | 0 |  | 0 |  | 0 | 0 |  | 0 | 23.0817
MISO_WUMS_2_PJM_ROR | MISO_WUMS | PJM_ROR | 2015 | B1 | 10 | 0 | 1600 | 1383.94 | 1289.41 |  | 0 |  | 0 | 0 |  | 0 | 1.1522
MISO_WUMS_2_PJM_ROR | MISO_WUMS | PJM_ROR | 2015 | B2 | 25 | 0 | 1600 | 232.45 | 1054.63 |  | 0 |  | 0 | 0 |  | 0 | 1.1522
MISO_WUMS_2_PJM_ROR | MISO_WUMS | PJM_ROR | 2015 | B3 | 75 | 0 | 1600 | 904.59 | 500.79 |  | 0 |  | 0 | 0 |  | 0 | 1.1522
MISO_WUMS_2_PJM_ROR | MISO_WUMS | PJM_ROR | 2015 | B4 | 100 | 0 | 1600 | 1501.87 | 1116.07 |  | 0 |  | 0 | 0 |  | 0 | 1.1522
MISO_WUMS_2_PJM_ROR | MISO_WUMS | PJM_ROR | 2015 | B5 | 200 | 0 | 1600 | 1600 | 1359.75 |  | 0 |  | 9.1636 | 0 |  | 1.1824 | 1.1522
MISO_WUMS_2_PJM_ROR | MISO_WUMS | PJM_ROR | 2015 | B6 | 300 | 0 | 1600 | 1600 | 1600 |  | 0 |  | 0.01187 | 0.01187 |  | 0.0022974 | 1.1522
MISO_WUMS_2_PJM_ROR | MISO_WUMS | PJM_ROR | 2015 | B7 | 400 | 0 | 1600 | 576.32 | 800.85 |  | 0 |  | 0 | 0 |  | 0 | 1.1522
MISO_WUMS_2_PJM_ROR | MISO_WUMS | PJM_ROR | 2015 | B8 | 500 | 0 | 1600 | 310.88 | 0 |  | 0 |  | 0 | 0 |  | 0 | 1.1522
MISO_WUMS_2_PJM_ROR | MISO_WUMS | PJM_ROR | 2015 | B9 | 800 | 0 | 1600 | 0 | 0 |  | 0 |  | 0 | 0 |  | 0 | 1.1522
MISO_WUMS_2_PJM_ROR | MISO_WUMS | PJM_ROR | 2015 | B10 | 1262 | 0 | 1600 | 0 | 0 |  | 0 |  | 0 | 0 |  | 0 | 1.1522
MISO_WUMS_2_PJM_ROR | MISO_WUMS | PJM_ROR | 2015 | B11 | 25 | 0 | 1600 | 1600 | 0 |  | 0 |  | 8.2853 | 0 |  | 0.13363 | 1.1522
MISO_WUMS_2_PJM_ROR | MISO_WUMS | PJM_ROR | 2015 | B12 | 200 | 0 | 1600 | 1248.72 | 542.95 |  | 0 |  | 0 | 0 |  | 0 | 1.1522
MISO_WUMS_2_PJM_ROR | MISO_WUMS | PJM_ROR | 2015 | B13 | 600 | 0 | 1600 | 775.11 | 0 |  | 0 |  | 0 | 0 |  | 0 | 1.1522
MISO_WUMS_2_PJM_ROR | MISO_WUMS | PJM_ROR | 2015 | B14 | 900 | 0 | 1600 | 1600 | 935.19 |  | 0 |  | 0.01187 | 0 |  | 0.0068923 | 1.1522
MISO_WUMS_2_PJM_ROR | MISO_WUMS | PJM_ROR | 2015 | B15 | 1203 | 0 | 1600 | 0 | 0 |  | 0 |  | 0 | 0 |  | 0 | 1.1522
MISO_WUMS_2_PJM_ROR | MISO_WUMS | PJM_ROR | 2015 | B16 | 25 | 0 | 1600 | 1600 | 1600 |  | 0 |  | 0.02374 | 0.37984 |  | 0.0003829 | 1.1522
MISO_WUMS_2_PJM_ROR | MISO_WUMS | PJM_ROR | 2015 | B17 | 100 | 0 | 1600 | 1600 | 1600 |  | 0 |  | 3.2643 | 0.61724 |  | 0.2106 | 1.1522
MISO_WUMS_2_PJM_ROR | MISO_WUMS | PJM_ROR | 2015 | B18 | 400 | 0 | 1600 | 1200.45 | 1600 |  | 0 |  | 0 | 0.27301 |  | 0 | 1.1522
MISO_WUMS_2_PJM_ROR | MISO_WUMS | PJM_ROR | 2015 | B19 | 700 | 0 | 1600 | 627.98 | 1600 |  | 0 |  | 0 | 0.01187 |  | 0 | 1.1522
MISO_WUMS_2_PJM_ROR | MISO_WUMS | PJM_ROR | 2015 | B20 | 935 | 0 | 1600 | 0 | 0 |  | 0 |  | 0 | 0 |  | 0 | 1.1522
MISO_WUMS_2_PJM_ROR | MISO_WUMS | PJM_ROR | 2020 | B1 | 10 | 0 | 1600 | 1600 | 1600 |  | 0 |  | 20.179 | 0.54602 |  | 0.26551 | 1.5553
MISO_WUMS_2_PJM_ROR | MISO_WUMS | PJM_ROR | 2020 | B2 | 25 | 0 | 1600 | 1600 | 1600 |  | 0 |  | 9.0212 | 0.51041 |  | 0.29675 | 1.5553
MISO_WUMS_2_PJM_ROR | MISO_WUMS | PJM_ROR | 2020 | B3 | 75 | 0 | 1600 | 0 | 0 |  | 0 |  | 0 | 0 |  | 0 | 1.5553
MISO_WUMS_2_PJM_ROR | MISO_WUMS | PJM_ROR | 2020 | B4 | 100 | 0 | 1600 | 0 | 0 |  | 0 |  | 0 | 0 |  | 0 | 1.5553
MISO_WUMS_2_PJM_ROR | MISO_WUMS | PJM_ROR | 2020 | B5 | 200 | 0 | 1600 | 269.32 | 1274.9 |  | 0 |  | 0 | 0 |  | 0 | 1.5553
MISO_WUMS_2_PJM_ROR | MISO_WUMS | PJM_ROR | 2020 | B6 | 300 | 0 | 1600 | 917.71 | 1600 |  | 0 |  | 0 | 0.01187 |  | 0 | 1.5553
MISO_WUMS_2_PJM_ROR | MISO_WUMS | PJM_ROR | 2020 | B7 | 400 | 0 | 1600 | 4.76 | 731.59 |  | 0 |  | 0 | 0 |  | 0 | 1.5553
MISO_WUMS_2_PJM_ROR | MISO_WUMS | PJM_ROR | 2020 | B8 | 500 | 0 | 1600 | 554.08 | 345.48 |  | 0 |  | 0 | 0 |  | 0 | 1.5553
MISO_WUMS_2_PJM_ROR | MISO_WUMS | PJM_ROR | 2020 | B9 | 800 | 0 | 1600 | 0 | 0 |  | 0 |  | 0 | 0 |  | 0 | 1.5553
MISO_WUMS_2_PJM_ROR | MISO_WUMS | PJM_ROR | 2020 | B10 | 1262 | 0 | 1600 | 0 | 0 |  | 0 |  | 0 | 0 |  | 0 | 1.5553
MISO_WUMS_2_PJM_ROR | MISO_WUMS | PJM_ROR | 2020 | B11 | 25 | 0 | 1600 | 1553.01 | 15.57 |  | 0 |  | 0 | 0 |  | 0 | 1.5553
MISO_WUMS_2_PJM_ROR | MISO_WUMS | PJM_ROR | 2020 | B12 | 200 | 0 | 1600 | 1600 | 1539.6 |  | 0 |  | 0.01187 | 0 |  | 0.0031237 | 1.5553
MISO_WUMS_2_PJM_ROR | MISO_WUMS | PJM_ROR | 2020 | B13 | 600 | 0 | 1600 | 1081.37 | 526.55 |  | 0 |  | 0 | 0 |  | 0 | 1.5553
MISO_WUMS_2_PJM_ROR | MISO_WUMS | PJM_ROR | 2020 | B14 | 900 | 0 | 1600 | 1009.37 | 508.22 |  | 0 |  | 0 | 0 |  | 0 | 1.5553
MISO_WUMS_2_PJM_ROR | MISO_WUMS | PJM_ROR | 2020 | B15 | 1203 | 0 | 1600 | 0 | 0 |  | 0 |  | 0 | 0 |  | 0 | 1.5553
MISO_WUMS_2_PJM_ROR | MISO_WUMS | PJM_ROR | 2020 | B16 | 25 | 0 | 1600 | 1600 | 1600 |  | 0 |  | 1.6499 | 0.54602 |  | 0.054274 | 1.5553
MISO_WUMS_2_PJM_ROR | MISO_WUMS | PJM_ROR | 2020 | B17 | 100 | 0 | 1600 | 1600 | 1600 |  | 0 |  | 7.8223 | 0.54602 |  | 1.0293 | 1.5553
MISO_WUMS_2_PJM_ROR | MISO_WUMS | PJM_ROR | 2020 | B18 | 400 | 0 | 1600 | 1600 | 1600 |  | 0 |  | 0.80716 | 0.52228 |  | 0.42482 | 1.5553
MISO_WUMS_2_PJM_ROR | MISO_WUMS | PJM_ROR | 2020 | B19 | 700 | 0 | 1600 | 0 | 1600 |  | 0 |  | 0 | 0.02374 |  | 0 | 1.5553
MISO_WUMS_2_PJM_ROR | MISO_WUMS | PJM_ROR | 2020 | B20 | 935 | 0 | 1600 | 0 | 0 |  | 0 |  | 0 | 0 |  | 0 | 1.5553
MISO_WUMS_2_PJM_ROR | MISO_WUMS | PJM_ROR | 2025 | B1 | 10 | 0 | 1600 | 1600 | 1600 |  | 0 |  | 458.4075 | 5.4009 |  | 1.1769 | 6.2748
MISO_WUMS_2_PJM_ROR | MISO_WUMS | PJM_ROR | 2025 | B2 | 25 | 0 | 1600 | 1600 | 1600 |  | 0 |  | 516.2857 | 5.2347 |  | 3.3138 | 6.2748
MISO_WUMS_2_PJM_ROR | MISO_WUMS | PJM_ROR | 2025 | B3 | 75 | 0 | 1600 | 0 | 1600 |  | 0 |  | 0 | 5.2465 |  | 0 | 6.2748
MISO_WUMS_2_PJM_ROR | MISO_WUMS | PJM_ROR | 2025 | B4 | 100 | 0 | 1600 | 0 | 1600 |  | 0 |  | 0 | 0.27301 |  | 0 | 6.2748
MISO_WUMS_2_PJM_ROR | MISO_WUMS | PJM_ROR | 2025 | B5 | 200 | 0 | 1600 | 0 | 881.38 |  | 0 |  | 0 | 0 |  | 0 | 6.2748
MISO_WUMS_2_PJM_ROR | MISO_WUMS | PJM_ROR | 2025 | B6 | 300 | 0 | 1600 | 468.76 | 1376.19 |  | 0 |  | 0 | 0 |  | 0 | 6.2748
MISO_WUMS_2_PJM_ROR | MISO_WUMS | PJM_ROR | 2025 | B7 | 400 | 0 | 1600 | 1597.73 | 1600 |  | 0 |  | 0 | 2.0416 |  | 0 | 6.2748
MISO_WUMS_2_PJM_ROR | MISO_WUMS | PJM_ROR | 2025 | B8 | 500 | 0 | 1600 | 1364.53 | 1600 |  | 0 |  | 0 | 0.54602 |  | 0 | 6.2748
MISO_WUMS_2_PJM_ROR | MISO_WUMS | PJM_ROR | 2025 | B9 | 800 | 0 | 1600 | 1381.91 | 552.29 |  | 0 |  | 0 | 0 |  | 0 | 6.2748
MISO_WUMS_2_PJM_ROR | MISO_WUMS | PJM_ROR | 2025 | B10 | 1262 | 0 | 1600 | 1324.35 | 1600 |  | 0 |  | 0 | 0.03561 |  | 0 | 6.2748
MISO_WUMS_2_PJM_ROR | MISO_WUMS | PJM_ROR | 2025 | B11 | 25 | 0 | 1600 | 1536.55 | 1600 |  | 0 |  | 0 | 2.1129 |  | 0 | 6.2748
MISO_WUMS_2_PJM_ROR | MISO_WUMS | PJM_ROR | 2025 | B12 | 200 | 0 | 1600 | 1600 | 1600 |  | 0 |  | 9.0212 | 0.53415 |  | 0.46322 | 6.2748
MISO_WUMS_2_PJM_ROR | MISO_WUMS | PJM_ROR | 2025 | B13 | 600 | 0 | 1600 | 1600 | 1600 |  | 0 |  | 3.7628 | 0.53415 |  | 0.57963 | 6.2748
MISO_WUMS_2_PJM_ROR | MISO_WUMS | PJM_ROR | 2025 | B14 | 900 | 0 | 1600 | 1600 | 1600 |  | 0 |  | 4.5462 | 1.7805 |  | 1.0505 | 6.2748
MISO_WUMS_2_PJM_ROR | MISO_WUMS | PJM_ROR | 2025 | B15 | 1203 | 0 | 1600 | 1571.46 | 1388.86 |  | 0 |  | 0 | 0 |  | 0 | 6.2748
MISO_WUMS_2_PJM_ROR | MISO_WUMS | PJM_ROR | 2025 | B16 | 25 | 0 | 1600 | 1600 | 1600 |  | 0 |  | 42.459 | 1.2226 |  | 0.27252 | 6.2748
MISO_WUMS_2_PJM_ROR | MISO_WUMS | PJM_ROR | 2025 | B17 | 100 | 0 | 1600 | 1600 | 1600 |  | 0 |  | 20.1671 | 0.53415 |  | 0.51777 | 6.2748
MISO_WUMS_2_PJM_ROR | MISO_WUMS | PJM_ROR | 2025 | B18 | 400 | 0 | 1600 | 1600 | 1600 |  | 0 |  | 5.7332 | 0.54602 |  | 0.58878 | 6.2748
MISO_WUMS_2_PJM_ROR | MISO_WUMS | PJM_ROR | 2025 | B19 | 700 | 0 | 1600 | 1600 | 1600 |  | 0 |  | 1.9111 | 2.469 |  | 0.34345 | 6.2748
MISO_WUMS_2_PJM_ROR | MISO_WUMS | PJM_ROR | 2025 | B20 | 935 | 0 | 1600 | 1600 | 1600 |  | 0 |  | 0.24927 | 0.46293 |  | 0.059838 | 6.2748
MISO_WUMS_2_PJM_ROR | MISO_WUMS | PJM_ROR | 2030 | B1 | 10 | 10 | 1600 | 1600 | 1600 |  | 2901.69 |  | 663.4737 | 8.5701 |  | 1.1207 | 8.5661
MISO_WUMS_2_PJM_ROR | MISO_WUMS | PJM_ROR | 2030 | B2 | 25 | 25 | 1600 | 1600 | 1600 |  | 2611.57 |  | 596.966 | 8.5701 |  | 2.521 | 8.5661
MISO_WUMS_2_PJM_ROR | MISO_WUMS | PJM_ROR | 2030 | B3 | 75 | 0 | 1600 | 1435.15 | 1600 |  | 0 |  | 0 | 6.7066 |  | 0 | 8.5661
MISO_WUMS_2_PJM_ROR | MISO_WUMS | PJM_ROR | 2030 | B4 | 100 | 0 | 1600 | 758 | 1600 |  | 0 |  | 0 | 2.3146 |  | 0 | 8.5661
MISO_WUMS_2_PJM_ROR | MISO_WUMS | PJM_ROR | 2030 | B5 | 200 | 0 | 1600 | 1276.61 | 1600 |  | 0 |  | 0 | 3.1812 |  | 0 | 8.5661
MISO_WUMS_2_PJM_ROR | MISO_WUMS | PJM_ROR | 2030 | B6 | 300 | 0 | 1600 | 1600 | 1600 |  | 0 |  | 10.1963 | 3.1812 |  | 0.51671 | 8.5661
MISO_WUMS_2_PJM_ROR | MISO_WUMS | PJM_ROR | 2030 | B7 | 400 | 0 | 1600 | 1600 | 1600 |  | 0 |  | 4.8786 | 3.1693 |  | 0.32963 | 8.5661
MISO_WUMS_2_PJM_ROR | MISO_WUMS | PJM_ROR | 2030 | B8 | 500 | 0 | 1600 | 1600 | 1421.13 |  | 0 |  | 1.1039 | 0 |  | 0.093236 | 8.5661
MISO_WUMS_2_PJM_ROR | MISO_WUMS | PJM_ROR | 2030 | B9 | 800 | 0 | 1600 | 1600 | 1600 |  | 0 |  | 0.46293 | 2.8369 |  | 0.062558 | 8.5661
MISO_WUMS_2_PJM_ROR | MISO_WUMS | PJM_ROR | 2030 | B10 | 1262 | 0 | 1600 | 1366.33 | 0 |  | 0 |  | 0 | 0 |  | 0 | 8.5661
MISO_WUMS_2_PJM_ROR | MISO_WUMS | PJM_ROR | 2030 | B11 | 25 | 0 | 1600 | 1600 | 1600 |  | 0 |  | 6.4573 | 6.0062 |  | 0.027269 | 8.5661
MISO_WUMS_2_PJM_ROR | MISO_WUMS | PJM_ROR | 2030 | B12 | 200 | 0 | 1600 | 1600 | 1600 |  | 0 |  | 13.6861 | 4.57 |  | 0.46237 | 8.5661
MISO_WUMS_2_PJM_ROR | MISO_WUMS | PJM_ROR | 2030 | B13 | 600 | 0 | 1600 | 1600 | 1600 |  | 0 |  | 13.9591 | 6.4217 |  | 1.4148 | 8.5661
MISO_WUMS_2_PJM_ROR | MISO_WUMS | PJM_ROR | 2030 | B14 | 900 | 0 | 1600 | 1600 | 1600 |  | 0 |  | 10.1251 | 1.4007 |  | 1.5393 | 8.5661
MISO_WUMS_2_PJM_ROR | MISO_WUMS | PJM_ROR | 2030 | B15 | 1203 | 0 | 1600 | 1163.73 | 0 |  | 0 |  | 0 | 0 |  | 0 | 8.5661
MISO_WUMS_2_PJM_ROR | MISO_WUMS | PJM_ROR | 2030 | B16 | 25 | 0 | 1600 | 1600 | 1600 |  | 0 |  | 27.1111 | 6.4217 |  | 0.11449 | 8.5661
MISO_WUMS_2_PJM_ROR | MISO_WUMS | PJM_ROR | 2030 | B17 | 100 | 0 | 1600 | 1600 | 1600 |  | 0 |  | 20.1553 | 1.2464 |  | 0.34046 | 8.5661
MISO_WUMS_2_PJM_ROR | MISO_WUMS | PJM_ROR | 2030 | B18 | 400 | 0 | 1600 | 1600 | 1600 |  | 0 |  | 13.3656 | 6.0537 |  | 0.90308 | 8.5661
MISO_WUMS_2_PJM_ROR | MISO_WUMS | PJM_ROR | 2030 | B19 | 700 | 0 | 1600 | 1600 | 1600 |  | 0 |  | 11.6207 | 3.5491 |  | 1.3741 | 8.5661
MISO_WUMS_2_PJM_ROR | MISO_WUMS | PJM_ROR | 2030 | B20 | 935 | 0 | 1600 | 1600 | 1468.84 |  | 0 |  | 3.8103 | 0 |  | 0.60179 | 8.5661
MISO_WUMS_2_PJM_ROR | MISO_WUMS | PJM_ROR | 2035 | B1 | 10 | 0 | 1600 | 1600 | 1600 |  | 0 |  | 617.6911 | 8.7838 |  | 1.5859 | 8.8779
MISO_WUMS_2_PJM_ROR | MISO_WUMS | PJM_ROR | 2035 | B2 | 25 | 0 | 1600 | 1600 | 1600 |  | 0 |  | 517.2353 | 8.7838 |  | 3.3199 | 8.8779
MISO_WUMS_2_PJM_ROR | MISO_WUMS | PJM_ROR | 2035 | B3 | 75 | 0 | 1600 | 675.59 | 1600 |  | 0 |  | 0 | 8.7838 |  | 0 | 8.8779
MISO_WUMS_2_PJM_ROR | MISO_WUMS | PJM_ROR | 2035 | B4 | 100 | 0 | 1600 | 0 | 411.2 |  | 0 |  | 0 | 0 |  | 0 | 8.8779
MISO_WUMS_2_PJM_ROR | MISO_WUMS | PJM_ROR | 2035 | B5 | 200 | 0 | 1600 | 409.58 | 860.31 |  | 0 |  | 0 | 0 |  | 0 | 8.8779
MISO_WUMS_2_PJM_ROR | MISO_WUMS | PJM_ROR | 2035 | B6 | 300 | 0 | 1600 | 758.89 | 1254.88 |  | 0 |  | 0 | 0 |  | 0 | 8.8779
MISO_WUMS_2_PJM_ROR | MISO_WUMS | PJM_ROR | 2035 | B7 | 400 | 0 | 1600 | 0 | 1581.56 |  | 0 |  | 0 | 0 |  | 0 | 8.8779
MISO_WUMS_2_PJM_ROR | MISO_WUMS | PJM_ROR | 2035 | B8 | 500 | 0 | 1600 | 913.16 | 1600 |  | 0 |  | 0 | 0.20179 |  | 0 | 8.8779
MISO_WUMS_2_PJM_ROR | MISO_WUMS | PJM_ROR | 2035 | B9 | 800 | 0 | 1600 | 936.75 | 0 |  | 0 |  | 0 | 0 |  | 0 | 8.8779
MISO_WUMS_2_PJM_ROR | MISO_WUMS | PJM_ROR | 2035 | B10 | 1262 | 0 | 1600 | 0 | 0 |  | 0 |  | 0 | 0 |  | 0 | 8.8779
MISO_WUMS_2_PJM_ROR | MISO_WUMS | PJM_ROR | 2035 | B11 | 25 | 0 | 1600 | 910.64 | 1600 |  | 0 |  | 0 | 6.4454 |  | 0 | 8.8779
MISO_WUMS_2_PJM_ROR | MISO_WUMS | PJM_ROR | 2035 | B12 | 200 | 0 | 1600 | 1600 | 1600 |  | 0 |  | 14.1016 | 1.6143 |  | 0.72409 | 8.8779
MISO_WUMS_2_PJM_ROR | MISO_WUMS | PJM_ROR | 2035 | B13 | 600 | 0 | 1600 | 1600 | 1600 |  | 0 |  | 10.8017 | 3.288 |  | 1.6639 | 8.8779
MISO_WUMS_2_PJM_ROR | MISO_WUMS | PJM_ROR | 2035 | B14 | 900 | 0 | 1600 | 1600 | 1600 |  | 0 |  | 4.6412 | 6.0656 |  | 1.0724 | 8.8779
MISO_WUMS_2_PJM_ROR | MISO_WUMS | PJM_ROR | 2035 | B15 | 1203 | 0 | 1600 | 1186.39 | 0 |  | 0 |  | 0 | 0 |  | 0 | 8.8779
MISO_WUMS_2_PJM_ROR | MISO_WUMS | PJM_ROR | 2035 | B16 | 25 | 0 | 1600 | 1600 | 1600 |  | 0 |  | 20.9031 | 6.0656 |  | 0.13417 | 8.8779
MISO_WUMS_2_PJM_ROR | MISO_WUMS | PJM_ROR | 2035 | B17 | 100 | 0 | 1600 | 1600 | 1600 |  | 0 |  | 17.6863 | 4.6887 |  | 0.45408 | 8.8779
MISO_WUMS_2_PJM_ROR | MISO_WUMS | PJM_ROR | 2035 | B18 | 400 | 0 | 1600 | 1600 | 1600 |  | 0 |  | 12.3211 | 6.0656 |  | 1.2653 | 8.8779
MISO_WUMS_2_PJM_ROR | MISO_WUMS | PJM_ROR | 2035 | B19 | 700 | 0 | 1600 | 1600 | 1600 |  | 0 |  | 5.4483 | 6.0656 |  | 0.97916 | 8.8779
MISO_WUMS_2_PJM_ROR | MISO_WUMS | PJM_ROR | 2035 | B20 | 935 | 0 | 1600 | 1600 | 0 |  | 0 |  | 2.6589 | 0 |  | 0.63827 | 8.8779
MISO_WUMS_2_PJM_ROR | MISO_WUMS | PJM_ROR | 2040 | B1 | 10 | 10 | 1600 | 1600 | 1600 |  | 1668.89 |  | 571.8491 | 8.3565 |  | 5.2224 | 19.284
MISO_WUMS_2_PJM_ROR | MISO_WUMS | PJM_ROR | 2040 | B2 | 25 | 25 | 1600 | 1600 | 1600 |  | 1368.09 |  | 445.7304 | 8.3565 |  | 10.1765 | 19.284
MISO_WUMS_2_PJM_ROR | MISO_WUMS | PJM_ROR | 2040 | B3 | 75 | 75 | 1600 | 1600 | 1600 |  | 1376.22 |  | 6.5404 | 8.3565 |  | 0.44797 | 19.284
MISO_WUMS_2_PJM_ROR | MISO_WUMS | PJM_ROR | 2040 | B4 | 100 | 0 | 1600 | 393.2 | 0 |  | 0 |  | 0 | 0 |  | 0 | 19.284
MISO_WUMS_2_PJM_ROR | MISO_WUMS | PJM_ROR | 2040 | B5 | 200 | 0 | 1600 | 731.67 | 270.23 |  | 0 |  | 0 | 0 |  | 0 | 19.284
MISO_WUMS_2_PJM_ROR | MISO_WUMS | PJM_ROR | 2040 | B6 | 300 | 0 | 1600 | 0 | 1478.87 |  | 0 |  | 0 | 0 |  | 0 | 19.284
MISO_WUMS_2_PJM_ROR | MISO_WUMS | PJM_ROR | 2040 | B7 | 400 | 0 | 1600 | 0 | 1600 |  | 0 |  | 0 | 0.01187 |  | 0 | 19.284
MISO_WUMS_2_PJM_ROR | MISO_WUMS | PJM_ROR | 2040 | B8 | 500 | 0 | 1600 | 1229.03 | 0 |  | 0 |  | 0 | 0 |  | 0 | 19.284
MISO_WUMS_2_PJM_ROR | MISO_WUMS | PJM_ROR | 2040 | B9 | 800 | 0 | 1600 | 0 | 493.6 |  | 0 |  | 0 | 0 |  | 0 | 19.284
MISO_WUMS_2_PJM_ROR | MISO_WUMS | PJM_ROR | 2040 | B10 | 1262 | 0 | 1600 | 376.75 | 0 |  | 0 |  | 0 | 0 |  | 0 | 19.284
MISO_WUMS_2_PJM_ROR | MISO_WUMS | PJM_ROR | 2040 | B11 | 25 | 0 | 1600 | 1600 | 1600 |  | 0 |  | 0.01187 | 2.5639 |  | 0.000271 | 19.284
MISO_WUMS_2_PJM_ROR | MISO_WUMS | PJM_ROR | 2040 | B12 | 200 | 0 | 1600 | 0 | 1600 |  | 0 |  | 0 | 2.101 |  | 0 | 19.284
MISO_WUMS_2_PJM_ROR | MISO_WUMS | PJM_ROR | 2040 | B13 | 600 | 0 | 1600 | 0 | 1600 |  | 0 |  | 0 | 5.2584 |  | 0 | 19.284
MISO_WUMS_2_PJM_ROR | MISO_WUMS | PJM_ROR | 2040 | B14 | 900 | 0 | 1600 | 19.39 | 1600 |  | 0 |  | 0 | 2.8013 |  | 0 | 19.284
MISO_WUMS_2_PJM_ROR | MISO_WUMS | PJM_ROR | 2040 | B15 | 1203 | 0 | 1600 | 1597.24 | 1600 |  | 0 |  | 0 | 2.101 |  | 0 | 19.284
MISO_WUMS_2_PJM_ROR | MISO_WUMS | PJM_ROR | 2040 | B16 | 25 | 0 | 1600 | 1600 | 1600 |  | 0 |  | 88.9182 | 5.2584 |  | 2.0301 | 19.284
MISO_WUMS_2_PJM_ROR | MISO_WUMS | PJM_ROR | 2040 | B17 | 100 | 0 | 1600 | 559.33 | 1600 |  | 0 |  | 0 | 2.101 |  | 0 | 19.284
MISO_WUMS_2_PJM_ROR | MISO_WUMS | PJM_ROR | 2040 | B18 | 400 | 0 | 1600 | 156 | 1600 |  | 0 |  | 0 | 5.2584 |  | 0 | 19.284
MISO_WUMS_2_PJM_ROR | MISO_WUMS | PJM_ROR | 2040 | B19 | 700 | 0 | 1600 | 277.26 | 1600 |  | 0 |  | 0 | 5.2584 |  | 0 | 19.284
MISO_WUMS_2_PJM_ROR | MISO_WUMS | PJM_ROR | 2040 | B20 | 935 | 0 | 1600 | 1600 | 1600 |  | 0 |  | 9.1755 | 2.101 |  | 7.8348 | 19.284
MISO_WUMS_2_PJM_ROR | MISO_WUMS | PJM_ROR | 2045 | B1 | 10 | 10 | 1600 | 1600 | 1600 |  | 1947.62 |  | 498.9317 | 7.1932 |  | 4.6629 | 18.2167
MISO_WUMS_2_PJM_ROR | MISO_WUMS | PJM_ROR | 2045 | B2 | 25 | 25 | 1600 | 1600 | 1600 |  | 1641.62 |  | 334.3304 | 7.1932 |  | 7.8115 | 18.2167
MISO_WUMS_2_PJM_ROR | MISO_WUMS | PJM_ROR | 2045 | B3 | 75 | 75 | 1600 | 1600 | 1600 |  | 1820.51 |  | 9.0212 | 7.1932 |  | 0.63233 | 18.2167
MISO_WUMS_2_PJM_ROR | MISO_WUMS | PJM_ROR | 2045 | B4 | 100 | 0 | 1600 | 758.56 | 0 |  | 0 |  | 0 | 0 |  | 0 | 18.2167
MISO_WUMS_2_PJM_ROR | MISO_WUMS | PJM_ROR | 2045 | B5 | 200 | 0 | 1600 | 0 | 613.14 |  | 0 |  | 0 | 0 |  | 0 | 18.2167
MISO_WUMS_2_PJM_ROR | MISO_WUMS | PJM_ROR | 2045 | B6 | 300 | 0 | 1600 | 0 | 1600 |  | 0 |  | 0 | 0.02374 |  | 0 | 18.2167
MISO_WUMS_2_PJM_ROR | MISO_WUMS | PJM_ROR | 2045 | B7 | 400 | 0 | 1600 | 0 | 1600 |  | 0 |  | 0 | 0.02374 |  | 0 | 18.2167
MISO_WUMS_2_PJM_ROR | MISO_WUMS | PJM_ROR | 2045 | B8 | 500 | 0 | 1600 | 0 | 294.02 |  | 0 |  | 0 | 0 |  | 0 | 18.2167
MISO_WUMS_2_PJM_ROR | MISO_WUMS | PJM_ROR | 2045 | B9 | 800 | 0 | 1600 | 0 | 476.47 |  | 0 |  | 0 | 0 |  | 0 | 18.2167
MISO_WUMS_2_PJM_ROR | MISO_WUMS | PJM_ROR | 2045 | B10 | 1262 | 0 | 1600 | 469.23 | 0 |  | 0 |  | 0 | 0 |  | 0 | 18.2167
MISO_WUMS_2_PJM_ROR | MISO_WUMS | PJM_ROR | 2045 | B11 | 25 | 0 | 1600 | 0 | 1600 |  | 0 |  | 0 | 1.5075 |  | 0 | 18.2167
MISO_WUMS_2_PJM_ROR | MISO_WUMS | PJM_ROR | 2045 | B12 | 200 | 0 | 1600 | 57.6 | 1600 |  | 0 |  | 0 | 1.3294 |  | 0 | 18.2167
MISO_WUMS_2_PJM_ROR | MISO_WUMS | PJM_ROR | 2045 | B13 | 600 | 0 | 1600 | 0 | 1600 |  | 0 |  | 0 | 1.3294 |  | 0 | 18.2167
MISO_WUMS_2_PJM_ROR | MISO_WUMS | PJM_ROR | 2045 | B14 | 900 | 0 | 1600 | 303.17 | 1600 |  | 0 |  | 0 | 1.3294 |  | 0 | 18.2167
MISO_WUMS_2_PJM_ROR | MISO_WUMS | PJM_ROR | 2045 | B15 | 1203 | 0 | 1600 | 1426.99 | 1600 |  | 0 |  | 0 | 1.3294 |  | 0 | 18.2167
MISO_WUMS_2_PJM_ROR | MISO_WUMS | PJM_ROR | 2045 | B16 | 25 | 0 | 1600 | 1600 | 1600 |  | 0 |  | 155.4139 | 1.3294 |  | 3.6312 | 18.2167
MISO_WUMS_2_PJM_ROR | MISO_WUMS | PJM_ROR | 2045 | B17 | 100 | 0 | 1600 | 725.13 | 1600 |  | 0 |  | 0 | 1.3294 |  | 0 | 18.2167
MISO_WUMS_2_PJM_ROR | MISO_WUMS | PJM_ROR | 2045 | B18 | 400 | 0 | 1600 | 167.62 | 1600 |  | 0 |  | 0 | 1.3294 |  | 0 | 18.2167
MISO_WUMS_2_PJM_ROR | MISO_WUMS | PJM_ROR | 2045 | B19 | 700 | 0 | 1600 | 189.26 | 1600 |  | 0 |  | 0 | 1.3294 |  | 0 | 18.2167
MISO_WUMS_2_PJM_ROR | MISO_WUMS | PJM_ROR | 2045 | B20 | 935 | 0 | 1600 | 1600 | 1600 |  | 0 |  | 8.6414 | 1.3294 |  | 7.5511 | 18.2167
MISO_WUMS_2_PJM_ROR | MISO_WUMS | PJM_ROR | 2050 | B1 | 10 | 10 | 1600 | 1600 | 1600 |  | 2224.09 |  | 350.1294 | 6.3861 |  | 1.5404 | 10.0187
MISO_WUMS_2_PJM_ROR | MISO_WUMS | PJM_ROR | 2050 | B2 | 25 | 25 | 1600 | 1600 | 1600 |  | 1912.98 |  | 347.3399 | 6.3861 |  | 3.8203 | 10.0187
MISO_WUMS_2_PJM_ROR | MISO_WUMS | PJM_ROR | 2050 | B3 | 75 | 75 | 1600 | 1600 | 1600 |  | 2079.18 |  | 9.0212 | 6.3861 |  | 0.29766 | 10.0187
MISO_WUMS_2_PJM_ROR | MISO_WUMS | PJM_ROR | 2050 | B4 | 100 | 0 | 1600 | 849.41 | 1031.37 |  | 0 |  | 0 | 0 |  | 0 | 10.0187
MISO_WUMS_2_PJM_ROR | MISO_WUMS | PJM_ROR | 2050 | B5 | 200 | 0 | 1600 | 0 | 1600 |  | 0 |  | 0 | 0.90212 |  | 0 | 10.0187
MISO_WUMS_2_PJM_ROR | MISO_WUMS | PJM_ROR | 2050 | B6 | 300 | 0 | 1600 | 0 | 1600 |  | 0 |  | 0 | 0.02374 |  | 0 | 10.0187
MISO_WUMS_2_PJM_ROR | MISO_WUMS | PJM_ROR | 2050 | B7 | 400 | 0 | 1600 | 0 | 1490.66 |  | 0 |  | 0 | 0 |  | 0 | 10.0187
MISO_WUMS_2_PJM_ROR | MISO_WUMS | PJM_ROR | 2050 | B8 | 500 | 0 | 1600 | 0 | 678.56 |  | 0 |  | 0 | 0 |  | 0 | 10.0187
MISO_WUMS_2_PJM_ROR | MISO_WUMS | PJM_ROR | 2050 | B9 | 800 | 0 | 1600 | 0 | 1600 |  | 0 |  | 0 | 1.1039 |  | 0 | 10.0187
MISO_WUMS_2_PJM_ROR | MISO_WUMS | PJM_ROR | 2050 | B10 | 1262 | 0 | 1600 | 0 | 1600 |  | 0 |  | 0 | 0.46293 |  | 0 | 10.0187
MISO_WUMS_2_PJM_ROR | MISO_WUMS | PJM_ROR | 2050 | B11 | 25 | 0 | 1600 | 0 | 1600 |  | 0 |  | 0 | 1.1633 |  | 0 | 10.0187
MISO_WUMS_2_PJM_ROR | MISO_WUMS | PJM_ROR | 2050 | B12 | 200 | 0 | 1600 | 0 | 1600 |  | 0 |  | 0 | 1.1039 |  | 0 | 10.0187
MISO_WUMS_2_PJM_ROR | MISO_WUMS | PJM_ROR | 2050 | B13 | 600 | 0 | 1600 | 0 | 1600 |  | 0 |  | 0 | 1.1039 |  | 0 | 10.0187
MISO_WUMS_2_PJM_ROR | MISO_WUMS | PJM_ROR | 2050 | B14 | 900 | 0 | 1600 | 165.19 | 1600 |  | 0 |  | 0 | 1.1039 |  | 0 | 10.0187
MISO_WUMS_2_PJM_ROR | MISO_WUMS | PJM_ROR | 2050 | B15 | 1203 | 0 | 1600 | 1600 | 1600 |  | 0 |  | 6.1131 | 1.1039 |  | 3.2354 | 10.0187
MISO_WUMS_2_PJM_ROR | MISO_WUMS | PJM_ROR | 2050 | B16 | 25 | 0 | 1600 | 1600 | 1600 |  | 0 |  | 132.4573 | 1.1039 |  | 1.4569 | 10.0187
MISO_WUMS_2_PJM_ROR | MISO_WUMS | PJM_ROR | 2050 | B17 | 100 | 0 | 1600 | 599.14 | 1600 |  | 0 |  | 0 | 1.1039 |  | 0 | 10.0187
MISO_WUMS_2_PJM_ROR | MISO_WUMS | PJM_ROR | 2050 | B18 | 400 | 0 | 1600 | 166.72 | 1600 |  | 0 |  | 0 | 1.1039 |  | 0 | 10.0187
MISO_WUMS_2_PJM_ROR | MISO_WUMS | PJM_ROR | 2050 | B19 | 700 | 0 | 1600 | 179.55 | 1600 |  | 0 |  | 0 | 1.1039 |  | 0 | 10.0187
MISO_WUMS_2_PJM_ROR | MISO_WUMS | PJM_ROR | 2050 | B20 | 935 | 0 | 1600 | 1600 | 1600 |  | 0 |  | 7.3119 | 1.1039 |  | 3.0078 | 10.0187
NE_2_MAPP_US | NE | MAPP_US | 2015 | B1 | 10 | 0 | 1600 | 0 | 0 |  | 0 |  | 0 | 0 |  | 0 | 0
NE_2_MAPP_US | NE | MAPP_US | 2015 | B2 | 25 | 0 | 1600 | 0 | 0 |  | 0 |  | 0 | 0 |  | 0 | 0
NE_2_MAPP_US | NE | MAPP_US | 2015 | B3 | 75 | 0 | 1600 | 0 | 0 |  | 0 |  | 0 | 0 |  | 0 | 0
NE_2_MAPP_US | NE | MAPP_US | 2015 | B4 | 100 | 0 | 1600 | 0 | 0 |  | 0 |  | 0 | 0 |  | 0 | 0
NE_2_MAPP_US | NE | MAPP_US | 2015 | B5 | 200 | 0 | 1600 | 0 | 0 |  | 0 |  | 0 | 0 |  | 0 | 0
NE_2_MAPP_US | NE | MAPP_US | 2015 | B6 | 300 | 0 | 1600 | 0 | 0 |  | 0 |  | 0 | 0 |  | 0 | 0
NE_2_MAPP_US | NE | MAPP_US | 2015 | B7 | 400 | 0 | 1600 | 0 | 0 |  | 0 |  | 0 | 0 |  | 0 | 0
NE_2_MAPP_US | NE | MAPP_US | 2015 | B8 | 500 | 0 | 1600 | 0 | 0 |  | 0 |  | 0 | 0 |  | 0 | 0
NE_2_MAPP_US | NE | MAPP_US | 2015 | B9 | 800 | 0 | 1600 | 0 | 0 |  | 0 |  | 0 | 0 |  | 0 | 0
NE_2_MAPP_US | NE | MAPP_US | 2015 | B10 | 1262 | 0 | 1600 | 0 | 0 |  | 0 |  | 0 | 0 |  | 0 | 0
NE_2_MAPP_US | NE | MAPP_US | 2015 | B11 | 25 | 0 | 1600 | 0 | 0 |  | 0 |  | 0 | 0 |  | 0 | 0
NE_2_MAPP_US | NE | MAPP_US | 2015 | B12 | 200 | 0 | 1600 | 0 | 0 |  | 0 |  | 0 | 0 |  | 0 | 0
NE_2_MAPP_US | NE | MAPP_US | 2015 | B13 | 600 | 0 | 1600 | 0 | 0 |  | 0 |  | 0 | 0 |  | 0 | 0
NE_2_MAPP_US | NE | MAPP_US | 2015 | B14 | 900 | 0 | 1600 | 0 | 0 |  | 0 |  | 0 | 0 |  | 0 | 0
NE_2_MAPP_US | NE | MAPP_US | 2015 | B15 | 1203 | 0 | 1600 | 0 | 0 |  | 0 |  | 0 | 0 |  | 0 | 0
NE_2_MAPP_US | NE | MAPP_US | 2015 | B16 | 25 | 0 | 1600 | 0 | 0 |  | 0 |  | 0 | 0 |  | 0 | 0
NE_2_MAPP_US | NE | MAPP_US | 2015 | B17 | 100 | 0 | 1600 | 0 | 0 |  | 0 |  | 0 | 0 |  | 0 | 0
NE_2_MAPP_US | NE | MAPP_US | 2015 | B18 | 400 | 0 | 1600 | 0 | 0 |  | 0 |  | 0 | 0 |  | 0 | 0
NE_2_MAPP_US | NE | MAPP_US | 2015 | B19 | 700 | 0 | 1600 | 0 | 0 |  | 0 |  | 0 | 0 |  | 0 | 0
NE_2_MAPP_US | NE | MAPP_US | 2015 | B20 | 935 | 0 | 1600 | 0 | 0 |  | 0 |  | 0 | 0 |  | 0 | 0
NE_2_MAPP_US | NE | MAPP_US | 2020 | B1 | 10 | 0 | 1600 | 302.46 | 0 |  | 0 |  | 0 | 0 |  | 0 | 8.5553
NE_2_MAPP_US | NE | MAPP_US | 2020 | B2 | 25 | 0 | 1600 | 0 | 0 |  | 0 |  | 0 | 0 |  | 0 | 8.5553
NE_2_MAPP_US | NE | MAPP_US | 2020 | B3 | 75 | 0 | 1600 | 0 | 0 |  | 0 |  | 0 | 0 |  | 0 | 8.5553
NE_2_MAPP_US | NE | MAPP_US | 2020 | B4 | 100 | 0 | 1600 | 0 | 0 |  | 0 |  | 0 | 0 |  | 0 | 8.5553
NE_2_MAPP_US | NE | MAPP_US | 2020 | B5 | 200 | 0 | 1600 | 0 | 0 |  | 0 |  | 0 | 0 |  | 0 | 8.5553
NE_2_MAPP_US | NE | MAPP_US | 2020 | B6 | 300 | 0 | 1600 | 0 | 0 |  | 0 |  | 0 | 0 |  | 0 | 8.5553
NE_2_MAPP_US | NE | MAPP_US | 2020 | B7 | 400 | 0 | 1600 | 0 | 0 |  | 0 |  | 0 | 0 |  | 0 | 8.5553
NE_2_MAPP_US | NE | MAPP_US | 2020 | B8 | 500 | 0 | 1600 | 0 | 0 |  | 0 |  | 0 | 0 |  | 0 | 8.5553
NE_2_MAPP_US | NE | MAPP_US | 2020 | B9 | 800 | 0 | 1600 | 0 | 0 |  | 0 |  | 0 | 0 |  | 0 | 8.5553
NE_2_MAPP_US | NE | MAPP_US | 2020 | B10 | 1262 | 0 | 1600 | 0 | 0 |  | 0 |  | 0 | 0 |  | 0 | 8.5553
NE_2_MAPP_US | NE | MAPP_US | 2020 | B11 | 25 | 0 | 1600 | 0 | 0 |  | 0 |  | 0 | 0 |  | 0 | 8.5553
NE_2_MAPP_US | NE | MAPP_US | 2020 | B12 | 200 | 0 | 1600 | 0 | 0 |  | 0 |  | 0 | 0 |  | 0 | 8.5553
NE_2_MAPP_US | NE | MAPP_US | 2020 | B13 | 600 | 0 | 1600 | 0 | 0 |  | 0 |  | 0 | 0 |  | 0 | 8.5553
NE_2_MAPP_US | NE | MAPP_US | 2020 | B14 | 900 | 0 | 1600 | 0 | 0 |  | 0 |  | 0 | 0 |  | 0 | 8.5553
NE_2_MAPP_US | NE | MAPP_US | 2020 | B15 | 1203 | 0 | 1600 | 1600 | 0 |  | 0 |  | 11.4071 | 0 |  | 11.4071 | 8.5553
NE_2_MAPP_US | NE | MAPP_US | 2020 | B16 | 25 | 0 | 1600 | 417.81 | 0 |  | 0 |  | 0 | 0 |  | 0 | 8.5553
NE_2_MAPP_US | NE | MAPP_US | 2020 | B17 | 100 | 0 | 1600 | 463.96 | 0 |  | 0 |  | 0 | 0 |  | 0 | 8.5553
NE_2_MAPP_US | NE | MAPP_US | 2020 | B18 | 400 | 0 | 1600 | 0 | 0 |  | 0 |  | 0 | 0 |  | 0 | 8.5553
NE_2_MAPP_US | NE | MAPP_US | 2020 | B19 | 700 | 0 | 1600 | 0 | 0 |  | 0 |  | 0 | 0 |  | 0 | 8.5553
NE_2_MAPP_US | NE | MAPP_US | 2020 | B20 | 935 | 0 | 1600 | 0 | 0 |  | 0 |  | 0 | 0 |  | 0 | 8.5553
NE_2_MAPP_US | NE | MAPP_US | 2025 | B1 | 10 | 0 | 1600 | 399.75 | 0 |  | 0 |  | 0 | 0 |  | 0 | 1.2374
NE_2_MAPP_US | NE | MAPP_US | 2025 | B2 | 25 | 0 | 1600 | 0 | 0 |  | 0 |  | 0 | 0 |  | 0 | 1.2374
NE_2_MAPP_US | NE | MAPP_US | 2025 | B3 | 75 | 0 | 1600 | 0 | 0 |  | 0 |  | 0 | 0 |  | 0 | 1.2374
NE_2_MAPP_US | NE | MAPP_US | 2025 | B4 | 100 | 0 | 1600 | 0 | 0 |  | 0 |  | 0 | 0 |  | 0 | 1.2374
NE_2_MAPP_US | NE | MAPP_US | 2025 | B5 | 200 | 0 | 1600 | 0 | 0 |  | 0 |  | 0 | 0 |  | 0 | 1.2374
NE_2_MAPP_US | NE | MAPP_US | 2025 | B6 | 300 | 0 | 1600 | 0 | 0 |  | 0 |  | 0 | 0 |  | 0 | 1.2374
NE_2_MAPP_US | NE | MAPP_US | 2025 | B7 | 400 | 0 | 1600 | 0 | 0 |  | 0 |  | 0 | 0 |  | 0 | 1.2374
NE_2_MAPP_US | NE | MAPP_US | 2025 | B8 | 500 | 0 | 1600 | 0 | 0 |  | 0 |  | 0 | 0 |  | 0 | 1.2374
NE_2_MAPP_US | NE | MAPP_US | 2025 | B9 | 800 | 0 | 1600 | 0 | 0 |  | 0 |  | 0 | 0 |  | 0 | 1.2374
NE_2_MAPP_US | NE | MAPP_US | 2025 | B10 | 1262 | 0 | 1600 | 0 | 0 |  | 0 |  | 0 | 0 |  | 0 | 1.2374
NE_2_MAPP_US | NE | MAPP_US | 2025 | B11 | 25 | 0 | 1600 | 0 | 0 |  | 0 |  | 0 | 0 |  | 0 | 1.2374
NE_2_MAPP_US | NE | MAPP_US | 2025 | B12 | 200 | 0 | 1600 | 0 | 0 |  | 0 |  | 0 | 0 |  | 0 | 1.2374
NE_2_MAPP_US | NE | MAPP_US | 2025 | B13 | 600 | 0 | 1600 | 0 | 0 |  | 0 |  | 0 | 0 |  | 0 | 1.2374
NE_2_MAPP_US | NE | MAPP_US | 2025 | B14 | 900 | 0 | 1600 | 1426.83 | 0 |  | 0 |  | 0 | 0 |  | 0 | 1.2374
NE_2_MAPP_US | NE | MAPP_US | 2025 | B15 | 1203 | 0 | 1600 | 1338.82 | 0 |  | 0 |  | 0 | 0 |  | 0 | 1.2374
NE_2_MAPP_US | NE | MAPP_US | 2025 | B16 | 25 | 0 | 1600 | 925.58 | 0 |  | 0 |  | 0 | 0 |  | 0 | 1.2374
NE_2_MAPP_US | NE | MAPP_US | 2025 | B17 | 100 | 0 | 1600 | 309.83 | 0 |  | 0 |  | 0 | 0 |  | 0 | 1.2374
NE_2_MAPP_US | NE | MAPP_US | 2025 | B18 | 400 | 0 | 1600 | 0 | 0 |  | 0 |  | 0 | 0 |  | 0 | 1.2374
NE_2_MAPP_US | NE | MAPP_US | 2025 | B19 | 700 | 0 | 1600 | 0 | 0 |  | 0 |  | 0 | 0 |  | 0 | 1.2374
NE_2_MAPP_US | NE | MAPP_US | 2025 | B20 | 935 | 0 | 1600 | 1600 | 0 |  | 0 |  | 1.6499 | 0 |  | 1.6499 | 1.2374
NE_2_MAPP_US | NE | MAPP_US | 2030 | B1 | 10 | 0 | 1600 | 0 | 0 |  | 0 |  | 0 | 0 |  | 0 | 0
NE_2_MAPP_US | NE | MAPP_US | 2030 | B2 | 25 | 0 | 1600 | 0 | 0 |  | 0 |  | 0 | 0 |  | 0 | 0
NE_2_MAPP_US | NE | MAPP_US | 2030 | B3 | 75 | 0 | 1600 | 0 | 0 |  | 0 |  | 0 | 0 |  | 0 | 0
NE_2_MAPP_US | NE | MAPP_US | 2030 | B4 | 100 | 0 | 1600 | 0 | 0 |  | 0 |  | 0 | 0 |  | 0 | 0
NE_2_MAPP_US | NE | MAPP_US | 2030 | B5 | 200 | 0 | 1600 | 0 | 0 |  | 0 |  | 0 | 0 |  | 0 | 0
NE_2_MAPP_US | NE | MAPP_US | 2030 | B6 | 300 | 0 | 1600 | 0 | 0 |  | 0 |  | 0 | 0 |  | 0 | 0
NE_2_MAPP_US | NE | MAPP_US | 2030 | B7 | 400 | 0 | 1600 | 0 | 0 |  | 0 |  | 0 | 0 |  | 0 | 0
NE_2_MAPP_US | NE | MAPP_US | 2030 | B8 | 500 | 0 | 1600 | 0 | 0 |  | 0 |  | 0 | 0 |  | 0 | 0
NE_2_MAPP_US | NE | MAPP_US | 2030 | B9 | 800 | 0 | 1600 | 0 | 0 |  | 0 |  | 0 | 0 |  | 0 | 0
NE_2_MAPP_US | NE | MAPP_US | 2030 | B10 | 1262 | 0 | 1600 | 0 | 0 |  | 0 |  | 0 | 0 |  | 0 | 0
NE_2_MAPP_US | NE | MAPP_US | 2030 | B11 | 25 | 0 | 1600 | 0 | 0 |  | 0 |  | 0 | 0 |  | 0 | 0
NE_2_MAPP_US | NE | MAPP_US | 2030 | B12 | 200 | 0 | 1600 | 0 | 0 |  | 0 |  | 0 | 0 |  | 0 | 0
NE_2_MAPP_US | NE | MAPP_US | 2030 | B13 | 600 | 0 | 1600 | 0 | 0 |  | 0 |  | 0 | 0 |  | 0 | 0
NE_2_MAPP_US | NE | MAPP_US | 2030 | B14 | 900 | 0 | 1600 | 707.51 | 0 |  | 0 |  | 0 | 0 |  | 0 | 0
NE_2_MAPP_US | NE | MAPP_US | 2030 | B15 | 1203 | 0 | 1600 | 1085.7 | 0 |  | 0 |  | 0 | 0 |  | 0 | 0
NE_2_MAPP_US | NE | MAPP_US | 2030 | B16 | 25 | 0 | 1600 | 1049.48 | 0 |  | 0 |  | 0 | 0 |  | 0 | 0
NE_2_MAPP_US | NE | MAPP_US | 2030 | B17 | 100 | 0 | 1600 | 430.87 | 0 |  | 0 |  | 0 | 0 |  | 0 | 0
NE_2_MAPP_US | NE | MAPP_US | 2030 | B18 | 400 | 0 | 1600 | 215.75 | 0 |  | 0 |  | 0 | 0 |  | 0 | 0
NE_2_MAPP_US | NE | MAPP_US | 2030 | B19 | 700 | 0 | 1600 | 63.34 | 0 |  | 0 |  | 0 | 0 |  | 0 | 0
NE_2_MAPP_US | NE | MAPP_US | 2030 | B20 | 935 | 0 | 1600 | 1022.55 | 0 |  | 0 |  | 0 | 0 |  | 0 | 0
NE_2_MAPP_US | NE | MAPP_US | 2035 | B1 | 10 | 0 | 1600 | 0 | 0 |  | 0 |  | 0 | 0 |  | 0 | 27.6674
NE_2_MAPP_US | NE | MAPP_US | 2035 | B2 | 25 | 0 | 1600 | 0 | 211.46 |  | 0 |  | 0 | 0 |  | 0 | 27.6674
NE_2_MAPP_US | NE | MAPP_US | 2035 | B3 | 75 | 0 | 1600 | 0 | 0 |  | 0 |  | 0 | 0 |  | 0 | 27.6674
NE_2_MAPP_US | NE | MAPP_US | 2035 | B4 | 100 | 0 | 1600 | 0 | 0 |  | 0 |  | 0 | 0 |  | 0 | 27.6674
NE_2_MAPP_US | NE | MAPP_US | 2035 | B5 | 200 | 0 | 1600 | 0 | 0 |  | 0 |  | 0 | 0 |  | 0 | 27.6674
NE_2_MAPP_US | NE | MAPP_US | 2035 | B6 | 300 | 0 | 1600 | 0 | 0 |  | 0 |  | 0 | 0 |  | 0 | 27.6674
NE_2_MAPP_US | NE | MAPP_US | 2035 | B7 | 400 | 0 | 1600 | 0 | 0 |  | 0 |  | 0 | 0 |  | 0 | 27.6674
NE_2_MAPP_US | NE | MAPP_US | 2035 | B8 | 500 | 0 | 1600 | 0 | 0 |  | 0 |  | 0 | 0 |  | 0 | 27.6674
NE_2_MAPP_US | NE | MAPP_US | 2035 | B9 | 800 | 0 | 1600 | 0 | 0 |  | 0 |  | 0 | 0 |  | 0 | 27.6674
NE_2_MAPP_US | NE | MAPP_US | 2035 | B10 | 1262 | 0 | 1600 | 417.43 | 0 |  | 0 |  | 0 | 0 |  | 0 | 27.6674
NE_2_MAPP_US | NE | MAPP_US | 2035 | B11 | 25 | 0 | 1600 | 0 | 0 |  | 0 |  | 0 | 0 |  | 0 | 27.6674
NE_2_MAPP_US | NE | MAPP_US | 2035 | B12 | 200 | 0 | 1600 | 0 | 0 |  | 0 |  | 0 | 0 |  | 0 | 27.6674
NE_2_MAPP_US | NE | MAPP_US | 2035 | B13 | 600 | 0 | 1600 | 1097.66 | 0 |  | 0 |  | 0 | 0 |  | 0 | 27.6674
NE_2_MAPP_US | NE | MAPP_US | 2035 | B14 | 900 | 0 | 1600 | 1600 | 1286.23 |  | 0 |  | 38.7912 | 0 |  | 9.0375 | 27.6674
NE_2_MAPP_US | NE | MAPP_US | 2035 | B15 | 1203 | 0 | 1600 | 1600 | 1157.67 |  | 0 |  | 1.0802 | 0 |  | 0.33638 | 27.6674
NE_2_MAPP_US | NE | MAPP_US | 2035 | B16 | 25 | 0 | 1600 | 1600 | 0 |  | 0 |  | 47.2901 | 0 |  | 0.30605 | 27.6674
NE_2_MAPP_US | NE | MAPP_US | 2035 | B17 | 100 | 0 | 1600 | 1600 | 110.96 |  | 0 |  | 53.9966 | 0 |  | 1.3978 | 27.6674
NE_2_MAPP_US | NE | MAPP_US | 2035 | B18 | 400 | 0 | 1600 | 749.7 | 87.11 |  | 0 |  | 0 | 0 |  | 0 | 27.6674
NE_2_MAPP_US | NE | MAPP_US | 2035 | B19 | 700 | 0 | 1600 | 1600 | 1569.67 |  | 0 |  | 70.1636 | 0 |  | 12.7141 | 27.6674
NE_2_MAPP_US | NE | MAPP_US | 2035 | B20 | 935 | 0 | 1600 | 1600 | 1321.32 |  | 0 |  | 54.1153 | 0 |  | 13.0981 | 27.6674
NE_2_MAPP_US | NE | MAPP_US | 2040 | B1 | 10 | 0 | 1600 | 0 | 0 |  | 0 |  | 0 | 0 |  | 0 | 25.7052
NE_2_MAPP_US | NE | MAPP_US | 2040 | B2 | 25 | 0 | 1600 | 0 | 1179.93 |  | 0 |  | 0 | 0 |  | 0 | 25.7052
NE_2_MAPP_US | NE | MAPP_US | 2040 | B3 | 75 | 0 | 1600 | 0 | 0 |  | 0 |  | 0 | 0 |  | 0 | 25.7052
NE_2_MAPP_US | NE | MAPP_US | 2040 | B4 | 100 | 0 | 1600 | 0 | 0 |  | 0 |  | 0 | 0 |  | 0 | 25.7052
NE_2_MAPP_US | NE | MAPP_US | 2040 | B5 | 200 | 0 | 1600 | 0 | 0 |  | 0 |  | 0 | 0 |  | 0 | 25.7052
NE_2_MAPP_US | NE | MAPP_US | 2040 | B6 | 300 | 0 | 1600 | 0 | 0 |  | 0 |  | 0 | 0 |  | 0 | 25.7052
NE_2_MAPP_US | NE | MAPP_US | 2040 | B7 | 400 | 0 | 1600 | 0 | 0 |  | 0 |  | 0 | 0 |  | 0 | 25.7052
NE_2_MAPP_US | NE | MAPP_US | 2040 | B8 | 500 | 0 | 1600 | 0 | 0 |  | 0 |  | 0 | 0 |  | 0 | 25.7052
NE_2_MAPP_US | NE | MAPP_US | 2040 | B9 | 800 | 0 | 1600 | 0 | 0 |  | 0 |  | 0 | 0 |  | 0 | 25.7052
NE_2_MAPP_US | NE | MAPP_US | 2040 | B10 | 1262 | 0 | 1600 | 1238.39 | 1055.4 |  | 0 |  | 0 | 0 |  | 0 | 25.7052
NE_2_MAPP_US | NE | MAPP_US | 2040 | B11 | 25 | 0 | 1600 | 0 | 0 |  | 0 |  | 0 | 0 |  | 0 | 25.7052
NE_2_MAPP_US | NE | MAPP_US | 2040 | B12 | 200 | 0 | 1600 | 684.72 | 439.07 |  | 0 |  | 0 | 0 |  | 0 | 25.7052
NE_2_MAPP_US | NE | MAPP_US | 2040 | B13 | 600 | 0 | 1600 | 1600 | 197.13 |  | 0 |  | 3.7628 | 0 |  | 0.46426 | 25.7052
NE_2_MAPP_US | NE | MAPP_US | 2040 | B14 | 900 | 0 | 1600 | 1600 | 1600 |  | 0 |  | 29.0696 | 2.0416 |  | 5.3799 | 25.7052
NE_2_MAPP_US | NE | MAPP_US | 2040 | B15 | 1203 | 0 | 1600 | 1600 | 1600 |  | 0 |  | 29.0459 | 7.5018 |  | 7.1853 | 25.7052
NE_2_MAPP_US | NE | MAPP_US | 2040 | B16 | 25 | 0 | 1600 | 1600 | 1272.57 |  | 0 |  | 53.4625 | 0 |  | 0.27484 | 25.7052
NE_2_MAPP_US | NE | MAPP_US | 2040 | B17 | 100 | 0 | 1600 | 1600 | 1478.95 |  | 0 |  | 53.4862 | 0 |  | 1.0999 | 25.7052
NE_2_MAPP_US | NE | MAPP_US | 2040 | B18 | 400 | 0 | 1600 | 1600 | 16.1 |  | 0 |  | 0.80716 | 0 |  | 0.066392 | 25.7052
NE_2_MAPP_US | NE | MAPP_US | 2040 | B19 | 700 | 0 | 1600 | 1600 | 1600 |  | 0 |  | 66.1634 | 2.742 |  | 9.5238 | 25.7052
NE_2_MAPP_US | NE | MAPP_US | 2040 | B20 | 935 | 0 | 1600 | 1600 | 1600 |  | 0 |  | 53.4625 | 7.1814 |  | 10.2791 | 25.7052
NE_2_MAPP_US | NE | MAPP_US | 2045 | B1 | 10 | 0 | 1600 | 0 | 0 |  | 0 |  | 0 | 0 |  | 0 | 39.5329
NE_2_MAPP_US | NE | MAPP_US | 2045 | B2 | 25 | 0 | 1600 | 0 | 1600 |  | 0 |  | 0 | 6.6947 |  | 0 | 39.5329
NE_2_MAPP_US | NE | MAPP_US | 2045 | B3 | 75 | 0 | 1600 | 0 | 0 |  | 0 |  | 0 | 0 |  | 0 | 39.5329
NE_2_MAPP_US | NE | MAPP_US | 2045 | B4 | 100 | 0 | 1600 | 0 | 0 |  | 0 |  | 0 | 0 |  | 0 | 39.5329
NE_2_MAPP_US | NE | MAPP_US | 2045 | B5 | 200 | 0 | 1600 | 0 | 0 |  | 0 |  | 0 | 0 |  | 0 | 39.5329
NE_2_MAPP_US | NE | MAPP_US | 2045 | B6 | 300 | 0 | 1600 | 0 | 0 |  | 0 |  | 0 | 0 |  | 0 | 39.5329
NE_2_MAPP_US | NE | MAPP_US | 2045 | B7 | 400 | 0 | 1600 | 0 | 0 |  | 0 |  | 0 | 0 |  | 0 | 39.5329
NE_2_MAPP_US | NE | MAPP_US | 2045 | B8 | 500 | 0 | 1600 | 0 | 0 |  | 0 |  | 0 | 0 |  | 0 | 39.5329
NE_2_MAPP_US | NE | MAPP_US | 2045 | B9 | 800 | 0 | 1600 | 0 | 0 |  | 0 |  | 0 | 0 |  | 0 | 39.5329
NE_2_MAPP_US | NE | MAPP_US | 2045 | B10 | 1262 | 0 | 1600 | 1561.73 | 1600 |  | 0 |  | 0 | 1.2345 |  | 0 | 39.5329
NE_2_MAPP_US | NE | MAPP_US | 2045 | B11 | 25 | 0 | 1600 | 0 | 0 |  | 0 |  | 0 | 0 |  | 0 | 39.5329
NE_2_MAPP_US | NE | MAPP_US | 2045 | B12 | 200 | 0 | 1600 | 698.2 | 1558.35 |  | 0 |  | 0 | 0 |  | 0 | 39.5329
NE_2_MAPP_US | NE | MAPP_US | 2045 | B13 | 600 | 0 | 1600 | 1600 | 1600 |  | 0 |  | 39.3372 | 5.3296 |  | 4.8534 | 39.5329
NE_2_MAPP_US | NE | MAPP_US | 2045 | B14 | 900 | 0 | 1600 | 1600 | 1600 |  | 0 |  | 50.8511 | 6.7184 |  | 9.4111 | 39.5329
NE_2_MAPP_US | NE | MAPP_US | 2045 | B15 | 1203 | 0 | 1600 | 1600 | 1600 |  | 0 |  | 50.8273 | 7.3713 |  | 12.5736 | 39.5329
NE_2_MAPP_US | NE | MAPP_US | 2045 | B16 | 25 | 0 | 1600 | 1600 | 1600 |  | 0 |  | 50.8273 | 8.5464 |  | 0.2613 | 39.5329
NE_2_MAPP_US | NE | MAPP_US | 2045 | B17 | 100 | 0 | 1600 | 1600 | 1600 |  | 0 |  | 64.8102 | 8.5464 |  | 1.3327 | 39.5329
NE_2_MAPP_US | NE | MAPP_US | 2045 | B18 | 400 | 0 | 1600 | 1600 | 1600 |  | 0 |  | 56.8098 | 4.202 |  | 4.6728 | 39.5329
NE_2_MAPP_US | NE | MAPP_US | 2045 | B19 | 700 | 0 | 1600 | 1600 | 1600 |  | 0 |  | 68.3119 | 6.5166 |  | 9.8331 | 39.5329
NE_2_MAPP_US | NE | MAPP_US | 2045 | B20 | 935 | 0 | 1600 | 1600 | 1600 |  | 0 |  | 50.8273 | 8.5464 |  | 9.7725 | 39.5329
NE_2_MAPP_US | NE | MAPP_US | 2050 | B1 | 10 | 0 | 1600 | 0 | 224.89 |  | 0 |  | 0 | 0 |  | 0 | 16.2596
NE_2_MAPP_US | NE | MAPP_US | 2050 | B2 | 25 | 0 | 1600 | 0 | 252.16 |  | 0 |  | 0 | 0 |  | 0 | 16.2596
NE_2_MAPP_US | NE | MAPP_US | 2050 | B3 | 75 | 0 | 1600 | 0 | 171.44 |  | 0 |  | 0 | 0 |  | 0 | 16.2596
NE_2_MAPP_US | NE | MAPP_US | 2050 | B4 | 100 | 0 | 1600 | 0 | 0 |  | 0 |  | 0 | 0 |  | 0 | 16.2596
NE_2_MAPP_US | NE | MAPP_US | 2050 | B5 | 200 | 0 | 1600 | 0 | 0 |  | 0 |  | 0 | 0 |  | 0 | 16.2596
NE_2_MAPP_US | NE | MAPP_US | 2050 | B6 | 300 | 0 | 1600 | 0 | 0 |  | 0 |  | 0 | 0 |  | 0 | 16.2596
NE_2_MAPP_US | NE | MAPP_US | 2050 | B7 | 400 | 0 | 1600 | 0 | 0 |  | 0 |  | 0 | 0 |  | 0 | 16.2596
NE_2_MAPP_US | NE | MAPP_US | 2050 | B8 | 500 | 0 | 1600 | 0 | 0 |  | 0 |  | 0 | 0 |  | 0 | 16.2596
NE_2_MAPP_US | NE | MAPP_US | 2050 | B9 | 800 | 0 | 1600 | 449.65 | 0 |  | 0 |  | 0 | 0 |  | 0 | 16.2596
NE_2_MAPP_US | NE | MAPP_US | 2050 | B10 | 1262 | 0 | 1600 | 1600 | 915.85 |  | 0 |  | 5.6857 | 0 |  | 1.1715 | 16.2596
NE_2_MAPP_US | NE | MAPP_US | 2050 | B11 | 25 | 0 | 1600 | 0 | 0 |  | 0 |  | 0 | 0 |  | 0 | 16.2596
NE_2_MAPP_US | NE | MAPP_US | 2050 | B12 | 200 | 0 | 1600 | 354.5 | 359.58 |  | 0 |  | 0 | 0 |  | 0 | 16.2596
NE_2_MAPP_US | NE | MAPP_US | 2050 | B13 | 600 | 0 | 1600 | 1600 | 265.81 |  | 0 |  | 22.7429 | 0 |  | 2.2279 | 16.2596
NE_2_MAPP_US | NE | MAPP_US | 2050 | B14 | 900 | 0 | 1600 | 1600 | 1337.42 |  | 0 |  | 25.1288 | 0 |  | 3.6924 | 16.2596
NE_2_MAPP_US | NE | MAPP_US | 2050 | B15 | 1203 | 0 | 1600 | 1600 | 1600 |  | 0 |  | 25.1288 | 1.5075 |  | 4.9355 | 16.2596
NE_2_MAPP_US | NE | MAPP_US | 2050 | B16 | 25 | 0 | 1600 | 1600 | 1600 |  | 0 |  | 25.1288 | 1.5075 |  | 0.10257 | 16.2596
NE_2_MAPP_US | NE | MAPP_US | 2050 | B17 | 100 | 0 | 1600 | 1600 | 1600 |  | 0 |  | 29.4613 | 1.5075 |  | 0.481 | 16.2596
NE_2_MAPP_US | NE | MAPP_US | 2050 | B18 | 400 | 0 | 1600 | 1600 | 1326.47 |  | 0 |  | 9.769 | 0 |  | 0.63798 | 16.2596
NE_2_MAPP_US | NE | MAPP_US | 2050 | B19 | 700 | 0 | 1600 | 1600 | 1395.96 |  | 0 |  | 40.2037 | 0 |  | 4.5947 | 16.2596
NE_2_MAPP_US | NE | MAPP_US | 2050 | B20 | 935 | 0 | 1600 | 1600 | 1600 |  | 0 |  | 25.1288 | 1.5075 |  | 3.836 | 16.2596
NE_2_MISO_W | NE | MISO_W | 2015 | B1 | 10 | 0 | 1600 | 0 | 0 |  | 0 |  | 0 | 0 |  | 0 | 0
NE_2_MISO_W | NE | MISO_W | 2015 | B2 | 25 | 0 | 1600 | 0 | 0 |  | 0 |  | 0 | 0 |  | 0 | 0
NE_2_MISO_W | NE | MISO_W | 2015 | B3 | 75 | 0 | 1600 | 0 | 0 |  | 0 |  | 0 | 0 |  | 0 | 0
NE_2_MISO_W | NE | MISO_W | 2015 | B4 | 100 | 0 | 1600 | 0 | 0 |  | 0 |  | 0 | 0 |  | 0 | 0
NE_2_MISO_W | NE | MISO_W | 2015 | B5 | 200 | 0 | 1600 | 0 | 0 |  | 0 |  | 0 | 0 |  | 0 | 0
NE_2_MISO_W | NE | MISO_W | 2015 | B6 | 300 | 0 | 1600 | 0 | 0 |  | 0 |  | 0 | 0 |  | 0 | 0
NE_2_MISO_W | NE | MISO_W | 2015 | B7 | 400 | 0 | 1600 | 0 | 0 |  | 0 |  | 0 | 0 |  | 0 | 0
NE_2_MISO_W | NE | MISO_W | 2015 | B8 | 500 | 0 | 1600 | 0 | 0 |  | 0 |  | 0 | 0 |  | 0 | 0
NE_2_MISO_W | NE | MISO_W | 2015 | B9 | 800 | 0 | 1600 | 0 | 0 |  | 0 |  | 0 | 0 |  | 0 | 0
NE_2_MISO_W | NE | MISO_W | 2015 | B10 | 1262 | 0 | 1600 | 0 | 0 |  | 0 |  | 0 | 0 |  | 0 | 0
NE_2_MISO_W | NE | MISO_W | 2015 | B11 | 25 | 0 | 1600 | 0 | 0 |  | 0 |  | 0 | 0 |  | 0 | 0
NE_2_MISO_W | NE | MISO_W | 2015 | B12 | 200 | 0 | 1600 | 0 | 0 |  | 0 |  | 0 | 0 |  | 0 | 0
NE_2_MISO_W | NE | MISO_W | 2015 | B13 | 600 | 0 | 1600 | 0 | 0 |  | 0 |  | 0 | 0 |  | 0 | 0
NE_2_MISO_W | NE | MISO_W | 2015 | B14 | 900 | 0 | 1600 | 0 | 0 |  | 0 |  | 0 | 0 |  | 0 | 0
NE_2_MISO_W | NE | MISO_W | 2015 | B15 | 1203 | 0 | 1600 | 0 | 0 |  | 0 |  | 0 | 0 |  | 0 | 0
NE_2_MISO_W | NE | MISO_W | 2015 | B16 | 25 | 0 | 1600 | 265.88 | 0 |  | 0 |  | 0 | 0 |  | 0 | 0
NE_2_MISO_W | NE | MISO_W | 2015 | B17 | 100 | 0 | 1600 | 153.86 | 187.35 |  | 0 |  | 0 | 0 |  | 0 | 0
NE_2_MISO_W | NE | MISO_W | 2015 | B18 | 400 | 0 | 1600 | 0 | 0 |  | 0 |  | 0 | 0 |  | 0 | 0
NE_2_MISO_W | NE | MISO_W | 2015 | B19 | 700 | 0 | 1600 | 0 | 0 |  | 0 |  | 0 | 0 |  | 0 | 0
NE_2_MISO_W | NE | MISO_W | 2015 | B20 | 935 | 0 | 1600 | 0 | 0 |  | 0 |  | 0 | 0 |  | 0 | 0
NE_2_MISO_W | NE | MISO_W | 2020 | B1 | 10 | 0 | 1600 | 1600 | 1159.66 |  | 0 |  | 7.0033 | 0 |  | 0.015657 | 5.1291
NE_2_MISO_W | NE | MISO_W | 2020 | B2 | 25 | 0 | 1600 | 608.56 | 1600 |  | 0 |  | 0 | 2.374 |  | 0 | 5.1291
NE_2_MISO_W | NE | MISO_W | 2020 | B3 | 75 | 0 | 1600 | 0 | 0 |  | 0 |  | 0 | 0 |  | 0 | 5.1291
NE_2_MISO_W | NE | MISO_W | 2020 | B4 | 100 | 0 | 1600 | 0 | 339.25 |  | 0 |  | 0 | 0 |  | 0 | 5.1291
NE_2_MISO_W | NE | MISO_W | 2020 | B5 | 200 | 0 | 1600 | 0 | 566.93 |  | 0 |  | 0 | 0 |  | 0 | 5.1291
NE_2_MISO_W | NE | MISO_W | 2020 | B6 | 300 | 0 | 1600 | 307.57 | 440.62 |  | 0 |  | 0 | 0 |  | 0 | 5.1291
NE_2_MISO_W | NE | MISO_W | 2020 | B7 | 400 | 0 | 1600 | 194.39 | 81.93 |  | 0 |  | 0 | 0 |  | 0 | 5.1291
NE_2_MISO_W | NE | MISO_W | 2020 | B8 | 500 | 0 | 1600 | 0 | 0 |  | 0 |  | 0 | 0 |  | 0 | 5.1291
NE_2_MISO_W | NE | MISO_W | 2020 | B9 | 800 | 0 | 1600 | 0 | 0 |  | 0 |  | 0 | 0 |  | 0 | 5.1291
NE_2_MISO_W | NE | MISO_W | 2020 | B10 | 1262 | 0 | 1600 | 516.34 | 1600 |  | 0 |  | 0 | 0.46293 |  | 0 | 5.1291
NE_2_MISO_W | NE | MISO_W | 2020 | B11 | 25 | 0 | 1600 | 1450.27 | 1600 |  | 0 |  | 0 | 3.5135 |  | 0 | 5.1291
NE_2_MISO_W | NE | MISO_W | 2020 | B12 | 200 | 0 | 1600 | 1600 | 1600 |  | 0 |  | 4.653 | 3.383 |  | 0.20805 | 5.1291
NE_2_MISO_W | NE | MISO_W | 2020 | B13 | 600 | 0 | 1600 | 1340.33 | 1600 |  | 0 |  | 0 | 1.8992 |  | 0 | 5.1291
NE_2_MISO_W | NE | MISO_W | 2020 | B14 | 900 | 900 | 1600 | 1600 | 1600 |  | 216.86 |  | 0.01187 | 5.1278 |  | 0.0023883 | 5.1291
NE_2_MISO_W | NE | MISO_W | 2020 | B15 | 1203 | 1203 | 1600 | 1600 | 1600 |  | 3027.7 |  | 18.4104 | 5.1278 |  | 4.9514 | 5.1291
NE_2_MISO_W | NE | MISO_W | 2020 | B16 | 25 | 25 | 1600 | 1600 | 1600 |  | 5442.76 |  | 36.7258 | 5.1278 |  | 0.20526 | 5.1291
NE_2_MISO_W | NE | MISO_W | 2020 | B17 | 100 | 100 | 1600 | 1600 | 1600 |  | 4286.26 |  | 10.4812 | 5.1278 |  | 0.23432 | 5.1291
NE_2_MISO_W | NE | MISO_W | 2020 | B18 | 400 | 0 | 1600 | 1600 | 1600 |  | 0 |  | 3.1812 | 5.021 |  | 0.28448 | 5.1291
NE_2_MISO_W | NE | MISO_W | 2020 | B19 | 700 | 0 | 1600 | 1600 | 1600 |  | 0 |  | 0.01187 | 3.5729 |  | 0.0018576 | 5.1291
NE_2_MISO_W | NE | MISO_W | 2020 | B20 | 935 | 935 | 1600 | 1600 | 1600 |  | 1197.99 |  | 4.475 | 5.1278 |  | 0.93542 | 5.1291
NE_2_MISO_W | NE | MISO_W | 2025 | B1 | 10 | 10 | 1600 | 1600 | 1600 |  | 1196.77 |  | 7.0033 | 5.4602 |  | 0.01639 | 5.4548
NE_2_MISO_W | NE | MISO_W | 2025 | B2 | 25 | 25 | 1600 | 1174.06 | 1600 |  | 2491.26 |  | 0 | 5.4602 |  | 0 | 5.4548
NE_2_MISO_W | NE | MISO_W | 2025 | B3 | 75 | 0 | 1600 | 0 | 758.69 |  | 0 |  | 0 | 0 |  | 0 | 5.4548
NE_2_MISO_W | NE | MISO_W | 2025 | B4 | 100 | 0 | 1600 | 0 | 0 |  | 0 |  | 0 | 0 |  | 0 | 5.4548
NE_2_MISO_W | NE | MISO_W | 2025 | B5 | 200 | 0 | 1600 | 0 | 0 |  | 0 |  | 0 | 0 |  | 0 | 5.4548
NE_2_MISO_W | NE | MISO_W | 2025 | B6 | 300 | 0 | 1600 | 0 | 0 |  | 0 |  | 0 | 0 |  | 0 | 5.4548
NE_2_MISO_W | NE | MISO_W | 2025 | B7 | 400 | 0 | 1600 | 314.58 | 0 |  | 0 |  | 0 | 0 |  | 0 | 5.4548
NE_2_MISO_W | NE | MISO_W | 2025 | B8 | 500 | 0 | 1600 | 0 | 0 |  | 0 |  | 0 | 0 |  | 0 | 5.4548
NE_2_MISO_W | NE | MISO_W | 2025 | B9 | 800 | 0 | 1600 | 0 | 0 |  | 0 |  | 0 | 0 |  | 0 | 5.4548
NE_2_MISO_W | NE | MISO_W | 2025 | B10 | 1262 | 0 | 1600 | 778.54 | 1544.62 |  | 0 |  | 0 | 0 |  | 0 | 5.4548
NE_2_MISO_W | NE | MISO_W | 2025 | B11 | 25 | 0 | 1600 | 1352.22 | 0 |  | 0 |  | 0 | 0 |  | 0 | 5.4548
NE_2_MISO_W | NE | MISO_W | 2025 | B12 | 200 | 0 | 1600 | 735.4 | 975.48 |  | 0 |  | 0 | 0 |  | 0 | 5.4548
NE_2_MISO_W | NE | MISO_W | 2025 | B13 | 600 | 600 | 1600 | 1117.76 | 1600 |  | 698.45 |  | 0 | 5.4602 |  | 0 | 5.4548
NE_2_MISO_W | NE | MISO_W | 2025 | B14 | 900 | 900 | 1600 | 1600 | 1600 |  | 2365.22 |  | 7.0033 | 5.4602 |  | 1.4751 | 5.4548
NE_2_MISO_W | NE | MISO_W | 2025 | B15 | 1203 | 1203 | 1600 | 1600 | 1600 |  | 3160.17 |  | 7.0033 | 5.4602 |  | 1.9717 | 5.4548
NE_2_MISO_W | NE | MISO_W | 2025 | B16 | 25 | 25 | 1600 | 1600 | 1600 |  | 2553.42 |  | 7.0033 | 5.4602 |  | 0.040974 | 5.4548
NE_2_MISO_W | NE | MISO_W | 2025 | B17 | 100 | 100 | 1600 | 1600 | 1600 |  | 3639.72 |  | 7.0033 | 5.4602 |  | 0.1639 | 5.4548
NE_2_MISO_W | NE | MISO_W | 2025 | B18 | 400 | 400 | 1600 | 1600 | 1600 |  | 628.85 |  | 6.6591 | 5.4602 |  | 0.62336 | 5.4548
NE_2_MISO_W | NE | MISO_W | 2025 | B19 | 700 | 700 | 1600 | 1600 | 1600 |  | 2460.05 |  | 6.6591 | 5.4602 |  | 1.0909 | 5.4548
NE_2_MISO_W | NE | MISO_W | 2025 | B20 | 935 | 935 | 1600 | 1600 | 1600 |  | 3435.32 |  | 8.6414 | 5.4602 |  | 1.8909 | 5.4548
NE_2_MISO_W | NE | MISO_W | 2030 | B1 | 10 | 0 | 1600 | 276.52 | 1600 |  | 0 |  | 0 | 3.3473 |  | 0 | 5.2525
NE_2_MISO_W | NE | MISO_W | 2030 | B2 | 25 | 0 | 1600 | 94.73 | 1600 |  | 0 |  | 0 | 0.39171 |  | 0 | 5.2525
NE_2_MISO_W | NE | MISO_W | 2030 | B3 | 75 | 0 | 1600 | 0 | 0 |  | 0 |  | 0 | 0 |  | 0 | 5.2525
NE_2_MISO_W | NE | MISO_W | 2030 | B4 | 100 | 0 | 1600 | 0 | 0 |  | 0 |  | 0 | 0 |  | 0 | 5.2525
NE_2_MISO_W | NE | MISO_W | 2030 | B5 | 200 | 0 | 1600 | 0 | 0 |  | 0 |  | 0 | 0 |  | 0 | 5.2525
NE_2_MISO_W | NE | MISO_W | 2030 | B6 | 300 | 0 | 1600 | 0 | 0 |  | 0 |  | 0 | 0 |  | 0 | 5.2525
NE_2_MISO_W | NE | MISO_W | 2030 | B7 | 400 | 0 | 1600 | 0 | 0 |  | 0 |  | 0 | 0 |  | 0 | 5.2525
NE_2_MISO_W | NE | MISO_W | 2030 | B8 | 500 | 0 | 1600 | 0 | 0 |  | 0 |  | 0 | 0 |  | 0 | 5.2525
NE_2_MISO_W | NE | MISO_W | 2030 | B9 | 800 | 0 | 1600 | 0 | 0 |  | 0 |  | 0 | 0 |  | 0 | 5.2525
NE_2_MISO_W | NE | MISO_W | 2030 | B10 | 1262 | 1262 | 1600 | 892.72 | 1600 |  | 58.8 |  | 0 | 5.2465 |  | 0 | 5.2525
NE_2_MISO_W | NE | MISO_W | 2030 | B11 | 25 | 0 | 1600 | 0 | 0 |  | 0 |  | 0 | 0 |  | 0 | 5.2525
NE_2_MISO_W | NE | MISO_W | 2030 | B12 | 200 | 200 | 1600 | 610.33 | 1600 |  | 1102.4 |  | 0 | 5.2465 |  | 0 | 5.2525
NE_2_MISO_W | NE | MISO_W | 2030 | B13 | 600 | 0 | 1600 | 1225.14 | 1600 |  | 0 |  | 0 | 3.656 |  | 0 | 5.2525
NE_2_MISO_W | NE | MISO_W | 2030 | B14 | 900 | 900 | 1600 | 1600 | 1600 |  | 2469.93 |  | 7.0033 | 5.2584 |  | 1.4785 | 5.2525
NE_2_MISO_W | NE | MISO_W | 2030 | B15 | 1203 | 1203 | 1600 | 1600 | 1600 |  | 3259.39 |  | 7.0033 | 5.2584 |  | 1.9763 | 5.2525
NE_2_MISO_W | NE | MISO_W | 2030 | B16 | 25 | 25 | 1600 | 1600 | 1600 |  | 4552.97 |  | 7.0033 | 5.2584 |  | 0.04107 | 5.2525
NE_2_MISO_W | NE | MISO_W | 2030 | B17 | 100 | 100 | 1600 | 1600 | 1600 |  | 3796.86 |  | 7.0033 | 5.2584 |  | 0.16428 | 5.2525
NE_2_MISO_W | NE | MISO_W | 2030 | B18 | 400 | 400 | 1600 | 1600 | 1600 |  | 1028.48 |  | 7.0033 | 5.2465 |  | 0.65712 | 5.2525
NE_2_MISO_W | NE | MISO_W | 2030 | B19 | 700 | 700 | 1600 | 1600 | 1600 |  | 1037.93 |  | 7.0033 | 5.2465 |  | 1.15 | 5.2525
NE_2_MISO_W | NE | MISO_W | 2030 | B20 | 935 | 935 | 1600 | 1600 | 1600 |  | 3548.74 |  | 7.0033 | 5.2584 |  | 1.536 | 5.2525
NE_2_MISO_W | NE | MISO_W | 2035 | B1 | 10 | 0 | 1600 | 0 | 798.07 |  | 0 |  | 0 | 0 |  | 0 | 26.1575
NE_2_MISO_W | NE | MISO_W | 2035 | B2 | 25 | 0 | 1600 | 449.68 | 1600 |  | 0 |  | 0 | 9.2705 |  | 0 | 26.1575
NE_2_MISO_W | NE | MISO_W | 2035 | B3 | 75 | 0 | 1600 | 0 | 0 |  | 0 |  | 0 | 0 |  | 0 | 26.1575
NE_2_MISO_W | NE | MISO_W | 2035 | B4 | 100 | 0 | 1600 | 0 | 0 |  | 0 |  | 0 | 0 |  | 0 | 26.1575
NE_2_MISO_W | NE | MISO_W | 2035 | B5 | 200 | 0 | 1600 | 369.71 | 0 |  | 0 |  | 0 | 0 |  | 0 | 26.1575
NE_2_MISO_W | NE | MISO_W | 2035 | B6 | 300 | 0 | 1600 | 0 | 0 |  | 0 |  | 0 | 0 |  | 0 | 26.1575
NE_2_MISO_W | NE | MISO_W | 2035 | B7 | 400 | 0 | 1600 | 0 | 0 |  | 0 |  | 0 | 0 |  | 0 | 26.1575
NE_2_MISO_W | NE | MISO_W | 2035 | B8 | 500 | 0 | 1600 | 0 | 0 |  | 0 |  | 0 | 0 |  | 0 | 26.1575
NE_2_MISO_W | NE | MISO_W | 2035 | B9 | 800 | 0 | 1600 | 0 | 0 |  | 0 |  | 0 | 0 |  | 0 | 26.1575
NE_2_MISO_W | NE | MISO_W | 2035 | B10 | 1262 | 0 | 1600 | 1600 | 1600 |  | 0 |  | 7.0033 | 0.01187 |  | 1.3973 | 26.1575
NE_2_MISO_W | NE | MISO_W | 2035 | B11 | 25 | 0 | 1600 | 0 | 0 |  | 0 |  | 0 | 0 |  | 0 | 26.1575
NE_2_MISO_W | NE | MISO_W | 2035 | B12 | 200 | 0 | 1600 | 1600 | 1600 |  | 0 |  | 0.01187 | 5.8519 |  | 0.00037534 | 26.1575
NE_2_MISO_W | NE | MISO_W | 2035 | B13 | 600 | 0 | 1600 | 1600 | 1600 |  | 0 |  | 65.6767 | 2.2316 |  | 6.2302 | 26.1575
NE_2_MISO_W | NE | MISO_W | 2035 | B14 | 900 | 0 | 1600 | 1600 | 1600 |  | 0 |  | 45.7826 | 11.9768 |  | 6.5145 | 26.1575
NE_2_MISO_W | NE | MISO_W | 2035 | B15 | 1203 | 0 | 1600 | 1600 | 1600 |  | 0 |  | 8.0835 | 8.404 |  | 1.5375 | 26.1575
NE_2_MISO_W | NE | MISO_W | 2035 | B16 | 25 | 0 | 1600 | 1600 | 1600 |  | 0 |  | 54.2815 | 11.0747 |  | 0.21455 | 26.1575
NE_2_MISO_W | NE | MISO_W | 2035 | B17 | 100 | 0 | 1600 | 1600 | 1600 |  | 0 |  | 60.9881 | 13.2113 |  | 0.96424 | 26.1575
NE_2_MISO_W | NE | MISO_W | 2035 | B18 | 400 | 0 | 1600 | 1600 | 1600 |  | 0 |  | 7.0033 | 8.214 |  | 0.4429 | 26.1575
NE_2_MISO_W | NE | MISO_W | 2035 | B19 | 700 | 0 | 1600 | 1600 | 1600 |  | 0 |  | 77.1669 | 7.0152 |  | 8.5402 | 26.1575
NE_2_MISO_W | NE | MISO_W | 2035 | B20 | 935 | 0 | 1600 | 1600 | 1600 |  | 0 |  | 61.1186 | 8.2971 |  | 9.0349 | 26.1575
NE_2_MISO_W | NE | MISO_W | 2040 | B1 | 10 | 0 | 1600 | 35.19 | 1600 |  | 0 |  | 0 | 4.5581 |  | 0 | 28.5587
NE_2_MISO_W | NE | MISO_W | 2040 | B2 | 25 | 0 | 1600 | 496.94 | 1600 |  | 0 |  | 0 | 14.5051 |  | 0 | 28.5587
NE_2_MISO_W | NE | MISO_W | 2040 | B3 | 75 | 0 | 1600 | 0 | 0 |  | 0 |  | 0 | 0 |  | 0 | 28.5587
NE_2_MISO_W | NE | MISO_W | 2040 | B4 | 100 | 0 | 1600 | 171.81 | 0 |  | 0 |  | 0 | 0 |  | 0 | 28.5587
NE_2_MISO_W | NE | MISO_W | 2040 | B5 | 200 | 0 | 1600 | 0 | 0 |  | 0 |  | 0 | 0 |  | 0 | 28.5587
NE_2_MISO_W | NE | MISO_W | 2040 | B6 | 300 | 0 | 1600 | 0 | 0 |  | 0 |  | 0 | 0 |  | 0 | 28.5587
NE_2_MISO_W | NE | MISO_W | 2040 | B7 | 400 | 0 | 1600 | 0 | 0 |  | 0 |  | 0 | 0 |  | 0 | 28.5587
NE_2_MISO_W | NE | MISO_W | 2040 | B8 | 500 | 0 | 1600 | 0 | 0 |  | 0 |  | 0 | 0 |  | 0 | 28.5587
NE_2_MISO_W | NE | MISO_W | 2040 | B9 | 800 | 0 | 1600 | 0 | 0 |  | 0 |  | 0 | 0 |  | 0 | 28.5587
NE_2_MISO_W | NE | MISO_W | 2040 | B10 | 1262 | 0 | 1600 | 1600 | 1600 |  | 0 |  | 7.0033 | 7.0033 |  | 1.3973 | 28.5587
NE_2_MISO_W | NE | MISO_W | 2040 | B11 | 25 | 0 | 1600 | 0 | 0 |  | 0 |  | 0 | 0 |  | 0 | 28.5587
NE_2_MISO_W | NE | MISO_W | 2040 | B12 | 200 | 0 | 1600 | 1600 | 1600 |  | 0 |  | 49.8065 | 9.7215 |  | 1.5749 | 28.5587
NE_2_MISO_W | NE | MISO_W | 2040 | B13 | 600 | 0 | 1600 | 1600 | 1600 |  | 0 |  | 46.293 | 8.8313 |  | 4.3914 | 28.5587
NE_2_MISO_W | NE | MISO_W | 2040 | B14 | 900 | 0 | 1600 | 1600 | 1600 |  | 0 |  | 36.0729 | 16.5468 |  | 5.1329 | 28.5587
NE_2_MISO_W | NE | MISO_W | 2040 | B15 | 1203 | 0 | 1600 | 1600 | 1600 |  | 0 |  | 36.0492 | 16.7248 |  | 6.8565 | 28.5587
NE_2_MISO_W | NE | MISO_W | 2040 | B16 | 25 | 0 | 1600 | 1600 | 1600 |  | 0 |  | 60.4658 | 14.5051 |  | 0.239 | 28.5587
NE_2_MISO_W | NE | MISO_W | 2040 | B17 | 100 | 0 | 1600 | 1600 | 1600 |  | 0 |  | 60.4895 | 14.5051 |  | 0.95636 | 28.5587
NE_2_MISO_W | NE | MISO_W | 2040 | B18 | 400 | 0 | 1600 | 1600 | 1600 |  | 0 |  | 7.8105 | 9.864 |  | 0.49394 | 28.5587
NE_2_MISO_W | NE | MISO_W | 2040 | B19 | 700 | 0 | 1600 | 1600 | 1600 |  | 0 |  | 73.1667 | 12.1668 |  | 8.0975 | 28.5587
NE_2_MISO_W | NE | MISO_W | 2040 | B20 | 935 | 0 | 1600 | 1600 | 1600 |  | 0 |  | 60.4658 | 16.4043 |  | 8.9384 | 28.5587
NE_2_MISO_W | NE | MISO_W | 2045 | B1 | 10 | 0 | 1600 | 132.03 | 1600 |  | 0 |  | 0 | 6.9677 |  | 0 | 39.7433
NE_2_MISO_W | NE | MISO_W | 2045 | B2 | 25 | 0 | 1600 | 1352.17 | 1600 |  | 0 |  | 0 | 18.6359 |  | 0 | 39.7433
NE_2_MISO_W | NE | MISO_W | 2045 | B3 | 75 | 0 | 1600 | 426.38 | 1600 |  | 0 |  | 0 | 0.01187 |  | 0 | 39.7433
NE_2_MISO_W | NE | MISO_W | 2045 | B4 | 100 | 0 | 1600 | 394.69 | 64.89 |  | 0 |  | 0 | 0 |  | 0 | 39.7433
NE_2_MISO_W | NE | MISO_W | 2045 | B5 | 200 | 0 | 1600 | 0 | 870.44 |  | 0 |  | 0 | 0 |  | 0 | 39.7433
NE_2_MISO_W | NE | MISO_W | 2045 | B6 | 300 | 0 | 1600 | 0 | 268 |  | 0 |  | 0 | 0 |  | 0 | 39.7433
NE_2_MISO_W | NE | MISO_W | 2045 | B7 | 400 | 0 | 1600 | 0 | 0 |  | 0 |  | 0 | 0 |  | 0 | 39.7433
NE_2_MISO_W | NE | MISO_W | 2045 | B8 | 500 | 0 | 1600 | 71.17 | 0 |  | 0 |  | 0 | 0 |  | 0 | 39.7433
NE_2_MISO_W | NE | MISO_W | 2045 | B9 | 800 | 0 | 1600 | 216.75 | 1396.29 |  | 0 |  | 0 | 0 |  | 0 | 39.7433
NE_2_MISO_W | NE | MISO_W | 2045 | B10 | 1262 | 0 | 1600 | 1600 | 1600 |  | 0 |  | 7.0033 | 13.1757 |  | 1.3973 | 39.7433
NE_2_MISO_W | NE | MISO_W | 2045 | B11 | 25 | 0 | 1600 | 0 | 1244.82 |  | 0 |  | 0 | 0 |  | 0 | 39.7433
NE_2_MISO_W | NE | MISO_W | 2045 | B12 | 200 | 0 | 1600 | 1600 | 1600 |  | 0 |  | 79.9326 | 11.9412 |  | 2.5275 | 39.7433
NE_2_MISO_W | NE | MISO_W | 2045 | B13 | 600 | 0 | 1600 | 1600 | 1600 |  | 0 |  | 71.7898 | 17.2709 |  | 6.8101 | 39.7433
NE_2_MISO_W | NE | MISO_W | 2045 | B14 | 900 | 0 | 1600 | 1600 | 1600 |  | 0 |  | 57.8544 | 18.6596 |  | 8.2322 | 39.7433
NE_2_MISO_W | NE | MISO_W | 2045 | B15 | 1203 | 0 | 1600 | 1600 | 1600 |  | 0 |  | 57.8306 | 19.3125 |  | 10.9993 | 39.7433
NE_2_MISO_W | NE | MISO_W | 2045 | B16 | 25 | 25 | 1600 | 1600 | 1600 |  | 1410.05 |  | 57.8306 | 20.4876 |  | 0.22858 | 39.7433
NE_2_MISO_W | NE | MISO_W | 2045 | B17 | 100 | 100 | 1600 | 1600 | 1600 |  | 450.12 |  | 71.8016 | 20.4876 |  | 1.1352 | 39.7433
NE_2_MISO_W | NE | MISO_W | 2045 | B18 | 400 | 0 | 1600 | 1600 | 1600 |  | 0 |  | 68.0744 | 16.1432 |  | 4.3051 | 39.7433
NE_2_MISO_W | NE | MISO_W | 2045 | B19 | 700 | 0 | 1600 | 1600 | 1600 |  | 0 |  | 79.5765 | 18.4579 |  | 8.8069 | 39.7433
NE_2_MISO_W | NE | MISO_W | 2045 | B20 | 935 | 935 | 1600 | 1600 | 1600 |  | 61.77 |  | 57.8306 | 20.4876 |  | 8.5489 | 39.7433
NE_2_MISO_W | NE | MISO_W | 2050 | B1 | 10 | 0 | 1600 | 192.24 | 1600 |  | 0 |  | 0 | 7.0033 |  | 0 | 19.6272
NE_2_MISO_W | NE | MISO_W | 2050 | B2 | 25 | 0 | 1600 | 1534.41 | 1600 |  | 0 |  | 0 | 10.6949 |  | 0 | 19.6272
NE_2_MISO_W | NE | MISO_W | 2050 | B3 | 75 | 0 | 1600 | 736.42 | 1600 |  | 0 |  | 0 | 7.0033 |  | 0 | 19.6272
NE_2_MISO_W | NE | MISO_W | 2050 | B4 | 100 | 0 | 1600 | 0 | 159.81 |  | 0 |  | 0 | 0 |  | 0 | 19.6272
NE_2_MISO_W | NE | MISO_W | 2050 | B5 | 200 | 0 | 1600 | 0 | 464.2 |  | 0 |  | 0 | 0 |  | 0 | 19.6272
NE_2_MISO_W | NE | MISO_W | 2050 | B6 | 300 | 0 | 1600 | 789.9 | 597.65 |  | 0 |  | 0 | 0 |  | 0 | 19.6272
NE_2_MISO_W | NE | MISO_W | 2050 | B7 | 400 | 0 | 1600 | 0 | 0 |  | 0 |  | 0 | 0 |  | 0 | 19.6272
NE_2_MISO_W | NE | MISO_W | 2050 | B8 | 500 | 0 | 1600 | 1258.99 | 0 |  | 0 |  | 0 | 0 |  | 0 | 19.6272
NE_2_MISO_W | NE | MISO_W | 2050 | B9 | 800 | 0 | 1600 | 1600 | 717.26 |  | 0 |  | 7.0033 | 0 |  | 0.78359 | 19.6272
NE_2_MISO_W | NE | MISO_W | 2050 | B10 | 1262 | 0 | 1600 | 1600 | 1600 |  | 0 |  | 12.6059 | 7.49 |  | 2.225 | 19.6272
NE_2_MISO_W | NE | MISO_W | 2050 | B11 | 25 | 0 | 1600 | 1600 | 1071.8 |  | 0 |  | 0.01187 | 0 |  | 4.1503e-05 | 19.6272
NE_2_MISO_W | NE | MISO_W | 2050 | B12 | 200 | 0 | 1600 | 1600 | 1600 |  | 0 |  | 7.0033 | 10.4812 |  | 0.1959 | 19.6272
NE_2_MISO_W | NE | MISO_W | 2050 | B13 | 600 | 0 | 1600 | 1600 | 1600 |  | 0 |  | 58.0799 | 11.0866 |  | 4.8738 | 19.6272
NE_2_MISO_W | NE | MISO_W | 2050 | B14 | 900 | 0 | 1600 | 1600 | 1600 |  | 0 |  | 32.1202 | 10.6949 |  | 4.0431 | 19.6272
NE_2_MISO_W | NE | MISO_W | 2050 | B15 | 1203 | 1203 | 1600 | 1600 | 1600 |  | 34.21 |  | 25.1288 | 12.5941 |  | 4.228 | 19.6272
NE_2_MISO_W | NE | MISO_W | 2050 | B16 | 25 | 25 | 1600 | 1600 | 1600 |  | 1453.65 |  | 32.1202 | 12.5941 |  | 0.11231 | 19.6272
NE_2_MISO_W | NE | MISO_W | 2050 | B17 | 100 | 100 | 1600 | 1600 | 1600 |  | 490.98 |  | 36.4646 | 12.5941 |  | 0.50999 | 19.6272
NE_2_MISO_W | NE | MISO_W | 2050 | B18 | 400 | 0 | 1600 | 1600 | 1600 |  | 0 |  | 19.0514 | 11.0866 |  | 1.0658 | 19.6272
NE_2_MISO_W | NE | MISO_W | 2050 | B19 | 700 | 0 | 1600 | 1600 | 1600 |  | 0 |  | 49.4979 | 10.6949 |  | 4.8459 | 19.6272
NE_2_MISO_W | NE | MISO_W | 2050 | B20 | 935 | 935 | 1600 | 1600 | 1600 |  | 99.31 |  | 25.1288 | 12.5941 |  | 3.2861 | 19.6272
NE_2_SPP_N | NE | SPP_N | 2015 | B1 | 10 | 0 | 1800 | 1800 | 1800 |  | 0 |  | 0.81903 | 0.8309 |  | 0.0029979 | 2.4241
NE_2_SPP_N | NE | SPP_N | 2015 | B2 | 25 | 0 | 1800 | 1800 | 1800 |  | 0 |  | 1.1989 | 1.1989 |  | 0.010971 | 2.4241
NE_2_SPP_N | NE | SPP_N | 2015 | B3 | 75 | 0 | 1800 | 1800 | 1800 |  | 0 |  | 1.1989 | 1.1989 |  | 0.032912 | 2.4241
NE_2_SPP_N | NE | SPP_N | 2015 | B4 | 100 | 0 | 1800 | 1800 | 1496.04 |  | 0 |  | 3.6322 | 0 |  | 0.13295 | 2.4241
NE_2_SPP_N | NE | SPP_N | 2015 | B5 | 200 | 200 | 1800 | 1739.7 | 1800 |  | 217.64 |  | 0 | 2.4096 |  | 0 | 2.4241
NE_2_SPP_N | NE | SPP_N | 2015 | B6 | 300 | 300 | 1800 | 1800 | 1800 |  | 201.31 |  | 6.9914 | 2.4096 |  | 0.76773 | 2.4241
NE_2_SPP_N | NE | SPP_N | 2015 | B7 | 400 | 0 | 1800 | 1597.15 | 1766.87 |  | 0 |  | 0 | 0 |  | 0 | 2.4241
NE_2_SPP_N | NE | SPP_N | 2015 | B8 | 500 | 0 | 1800 | 1259.96 | 1259.96 |  | 0 |  | 0 | 0 |  | 0 | 2.4241
NE_2_SPP_N | NE | SPP_N | 2015 | B9 | 800 | 0 | 1800 | 1490.19 | 1490.19 |  | 0 |  | 0 | 0 |  | 0 | 2.4241
NE_2_SPP_N | NE | SPP_N | 2015 | B10 | 1262 | 1262 | 1800 | 1800 | 1800 |  | 61.32 |  | 3.8221 | 2.4096 |  | 1.7656 | 2.4241
NE_2_SPP_N | NE | SPP_N | 2015 | B11 | 25 | 25 | 1800 | 1800 | 1800 |  | 382.97 |  | 6.9914 | 2.4096 |  | 0.063977 | 2.4241
NE_2_SPP_N | NE | SPP_N | 2015 | B12 | 200 | 0 | 1800 | 704.5 | 704.5 |  | 0 |  | 0 | 0 |  | 0 | 2.4241
NE_2_SPP_N | NE | SPP_N | 2015 | B13 | 600 | 0 | 1800 | 837.03 | 837.03 |  | 0 |  | 0 | 0 |  | 0 | 2.4241
NE_2_SPP_N | NE | SPP_N | 2015 | B14 | 900 | 0 | 1800 | 1038.54 | 1033.02 |  | 0 |  | 0 | 0 |  | 0 | 2.4241
NE_2_SPP_N | NE | SPP_N | 2015 | B15 | 1203 | 0 | 1800 | 1407.17 | 1411.31 |  | 0 |  | 0 | 0 |  | 0 | 2.4241
NE_2_SPP_N | NE | SPP_N | 2015 | B16 | 25 | 0 | 1800 | 1002.69 | 1268.56 |  | 0 |  | 0 | 0 |  | 0 | 2.4241
NE_2_SPP_N | NE | SPP_N | 2015 | B17 | 100 | 0 | 1800 | 1114.15 | 1080.66 |  | 0 |  | 0 | 0 |  | 0 | 2.4241
NE_2_SPP_N | NE | SPP_N | 2015 | B18 | 400 | 0 | 1800 | 1353.2 | 1353.2 |  | 0 |  | 0 | 0 |  | 0 | 2.4241
NE_2_SPP_N | NE | SPP_N | 2015 | B19 | 700 | 0 | 1800 | 1370.23 | 1370.23 |  | 0 |  | 0 | 0 |  | 0 | 2.4241
NE_2_SPP_N | NE | SPP_N | 2015 | B20 | 935 | 0 | 1800 | 1800 | 1800 |  | 0 |  | 1.3294 | 1.1751 |  | 0.45499 | 2.4241
NE_2_SPP_N | NE | SPP_N | 2020 | B1 | 10 | 0 | 1800 | 0 | 0 |  | 0 |  | 0 | 0 |  | 0 | 2.0356
NE_2_SPP_N | NE | SPP_N | 2020 | B2 | 25 | 0 | 1800 | 672.48 | 423.15 |  | 0 |  | 0 | 0 |  | 0 | 2.0356
NE_2_SPP_N | NE | SPP_N | 2020 | B3 | 75 | 0 | 1800 | 712.1 | 1397.4 |  | 0 |  | 0 | 0 |  | 0 | 2.0356
NE_2_SPP_N | NE | SPP_N | 2020 | B4 | 100 | 0 | 1800 | 106.25 | 485.68 |  | 0 |  | 0 | 0 |  | 0 | 2.0356
NE_2_SPP_N | NE | SPP_N | 2020 | B5 | 200 | 0 | 1800 | 582.73 | 571.46 |  | 0 |  | 0 | 0 |  | 0 | 2.0356
NE_2_SPP_N | NE | SPP_N | 2020 | B6 | 300 | 0 | 1800 | 411.15 | 1052.35 |  | 0 |  | 0 | 0 |  | 0 | 2.0356
NE_2_SPP_N | NE | SPP_N | 2020 | B7 | 400 | 0 | 1800 | 845.06 | 1800 |  | 0 |  | 0 | 0.60537 |  | 0 | 2.0356
NE_2_SPP_N | NE | SPP_N | 2020 | B8 | 500 | 500 | 1800 | 1800 | 1800 |  | 1012.71 |  | 0.48667 | 2.0179 |  | 0.060501 | 2.0356
NE_2_SPP_N | NE | SPP_N | 2020 | B9 | 800 | 800 | 1800 | 1800 | 1800 |  | 563.32 |  | 3.0506 | 2.0179 |  | 0.60678 | 2.0356
NE_2_SPP_N | NE | SPP_N | 2020 | B10 | 1262 | 0 | 1800 | 1800 | 1800 |  | 0 |  | 1.9111 | 1.4838 |  | 0.59964 | 2.0356
NE_2_SPP_N | NE | SPP_N | 2020 | B11 | 25 | 0 | 1800 | 0 | 363.44 |  | 0 |  | 0 | 0 |  | 0 | 2.0356
NE_2_SPP_N | NE | SPP_N | 2020 | B12 | 200 | 0 | 1800 | 279.04 | 1352.28 |  | 0 |  | 0 | 0 |  | 0 | 2.0356
NE_2_SPP_N | NE | SPP_N | 2020 | B13 | 600 | 0 | 1800 | 1111.35 | 1800 |  | 0 |  | 0 | 1.8873 |  | 0 | 2.0356
NE_2_SPP_N | NE | SPP_N | 2020 | B14 | 900 | 0 | 1800 | 822.06 | 1800 |  | 0 |  | 0 | 0.62911 |  | 0 | 2.0356
NE_2_SPP_N | NE | SPP_N | 2020 | B15 | 1203 | 0 | 1800 | 0 | 0 |  | 0 |  | 0 | 0 |  | 0 | 2.0356
NE_2_SPP_N | NE | SPP_N | 2020 | B16 | 25 | 0 | 1800 | 1800 | 0 |  | 0 |  | 12.416 | 0 |  | 0.077176 | 2.0356
NE_2_SPP_N | NE | SPP_N | 2020 | B17 | 100 | 0 | 1800 | 1800 | 0 |  | 0 |  | 4.6412 | 0 |  | 0.11539 | 2.0356
NE_2_SPP_N | NE | SPP_N | 2020 | B18 | 400 | 400 | 1800 | 1800 | 1800 |  | 1553.37 |  | 2.9319 | 2.0179 |  | 0.29159 | 2.0356
NE_2_SPP_N | NE | SPP_N | 2020 | B19 | 700 | 700 | 1800 | 1759.67 | 1800 |  | 510.52 |  | 0 | 2.0179 |  | 0 | 2.0356
NE_2_SPP_N | NE | SPP_N | 2020 | B20 | 935 | 935 | 1800 | 1800 | 1800 |  | 135.74 |  | 4.1426 | 2.0179 |  | 0.96304 | 2.0356
NE_2_SPP_N | NE | SPP_N | 2025 | B1 | 10 | 0 | 1800 | 0 | 0 |  | 0 |  | 0 | 0 |  | 0 | 3.1455
NE_2_SPP_N | NE | SPP_N | 2025 | B2 | 25 | 0 | 1800 | 1762.31 | 223.4 |  | 0 |  | 0 | 0 |  | 0 | 3.1455
NE_2_SPP_N | NE | SPP_N | 2025 | B3 | 75 | 75 | 1800 | 1800 | 1800 |  | 178.76 |  | 0.77155 | 3.1337 |  | 0.014246 | 3.1455
NE_2_SPP_N | NE | SPP_N | 2025 | B4 | 100 | 0 | 1800 | 1800 | 1124.31 |  | 0 |  | 1.4125 | 0 |  | 0.034774 | 3.1455
NE_2_SPP_N | NE | SPP_N | 2025 | B5 | 200 | 0 | 1800 | 1392.01 | 1024.74 |  | 0 |  | 0 | 0 |  | 0 | 3.1455
NE_2_SPP_N | NE | SPP_N | 2025 | B6 | 300 | 0 | 1800 | 1076.12 | 1461.81 |  | 0 |  | 0 | 0 |  | 0 | 3.1455
NE_2_SPP_N | NE | SPP_N | 2025 | B7 | 400 | 0 | 1800 | 1151 | 1800 |  | 0 |  | 0 | 2.8844 |  | 0 | 3.1455
NE_2_SPP_N | NE | SPP_N | 2025 | B8 | 500 | 500 | 1800 | 1410.62 | 1800 |  | 1821.89 |  | 0 | 3.1337 |  | 0 | 3.1455
NE_2_SPP_N | NE | SPP_N | 2025 | B9 | 800 | 800 | 1800 | 1800 | 1800 |  | 1816.98 |  | 1.5194 | 3.1337 |  | 0.29923 | 3.1455
NE_2_SPP_N | NE | SPP_N | 2025 | B10 | 1262 | 0 | 1800 | 1800 | 1800 |  | 0 |  | 2.7657 | 2.3503 |  | 0.85926 | 3.1455
NE_2_SPP_N | NE | SPP_N | 2025 | B11 | 25 | 0 | 1800 | 647.6 | 1438.48 |  | 0 |  | 0 | 0 |  | 0 | 3.1455
NE_2_SPP_N | NE | SPP_N | 2025 | B12 | 200 | 0 | 1800 | 1566.19 | 1480.31 |  | 0 |  | 0 | 0 |  | 0 | 3.1455
NE_2_SPP_N | NE | SPP_N | 2025 | B13 | 600 | 0 | 1800 | 1800 | 852.07 |  | 0 |  | 2.8488 | 0 |  | 0.4208 | 3.1455
NE_2_SPP_N | NE | SPP_N | 2025 | B14 | 900 | 0 | 1800 | 0 | 0 |  | 0 |  | 0 | 0 |  | 0 | 3.1455
NE_2_SPP_N | NE | SPP_N | 2025 | B15 | 1203 | 0 | 1800 | 0 | 0 |  | 0 |  | 0 | 0 |  | 0 | 3.1455
NE_2_SPP_N | NE | SPP_N | 2025 | B16 | 25 | 0 | 1800 | 1800 | 1800 |  | 0 |  | 17.6626 | 0.07122 |  | 0.10871 | 3.1455
NE_2_SPP_N | NE | SPP_N | 2025 | B17 | 100 | 0 | 1800 | 1800 | 0 |  | 0 |  | 12.1668 | 0 |  | 0.29953 | 3.1455
NE_2_SPP_N | NE | SPP_N | 2025 | B18 | 400 | 400 | 1800 | 1800 | 1800 |  | 261.43 |  | 10.2557 | 3.1337 |  | 1.0099 | 3.1455
NE_2_SPP_N | NE | SPP_N | 2025 | B19 | 700 | 0 | 1800 | 1800 | 0 |  | 0 |  | 6.6591 | 0 |  | 1.1476 | 3.1455
NE_2_SPP_N | NE | SPP_N | 2025 | B20 | 935 | 0 | 1800 | 562.45 | 0 |  | 0 |  | 0 | 0 |  | 0 | 3.1455
NE_2_SPP_N | NE | SPP_N | 2030 | B1 | 10 | 0 | 1800 | 0 | 0 |  | 0 |  | 0 | 0 |  | 0 | 4.1307
NE_2_SPP_N | NE | SPP_N | 2030 | B2 | 25 | 0 | 1800 | 1800 | 1215.62 |  | 0 |  | 5.0685 | 0 |  | 0.022988 | 4.1307
NE_2_SPP_N | NE | SPP_N | 2030 | B3 | 75 | 75 | 1800 | 1800 | 1800 |  | 1062.16 |  | 2.3384 | 4.1189 |  | 0.031818 | 4.1307
NE_2_SPP_N | NE | SPP_N | 2030 | B4 | 100 | 100 | 1800 | 1800 | 1800 |  | 145.83 |  | 5.0922 | 4.1189 |  | 0.092384 | 4.1307
NE_2_SPP_N | NE | SPP_N | 2030 | B5 | 200 | 200 | 1800 | 1710.07 | 1800 |  | 236.64 |  | 0 | 4.1189 |  | 0 | 4.1307
NE_2_SPP_N | NE | SPP_N | 2030 | B6 | 300 | 0 | 1800 | 1800 | 1552.47 |  | 0 |  | 6.9914 | 0 |  | 0.38052 | 4.1307
NE_2_SPP_N | NE | SPP_N | 2030 | B7 | 400 | 400 | 1800 | 1800 | 1800 |  | 1155.23 |  | 2.196 | 4.1189 |  | 0.15936 | 4.1307
NE_2_SPP_N | NE | SPP_N | 2030 | B8 | 500 | 500 | 1800 | 1800 | 1800 |  | 2929.05 |  | 2.4333 | 4.1189 |  | 0.22073 | 4.1307
NE_2_SPP_N | NE | SPP_N | 2030 | B9 | 800 | 800 | 1800 | 1800 | 1800 |  | 2215.02 |  | 5.5908 | 4.1189 |  | 0.81143 | 4.1307
NE_2_SPP_N | NE | SPP_N | 2030 | B10 | 1262 | 0 | 1800 | 1800 | 1800 |  | 0 |  | 0.24927 | 0.77155 |  | 0.057072 | 4.1307
NE_2_SPP_N | NE | SPP_N | 2030 | B11 | 25 | 25 | 1800 | 1800 | 1800 |  | 797.26 |  | 0.13057 | 4.1189 |  | 0.00059221 | 4.1307
NE_2_SPP_N | NE | SPP_N | 2030 | B12 | 200 | 0 | 1800 | 1800 | 0 |  | 0 |  | 11.9887 | 0 |  | 0.435 | 4.1307
NE_2_SPP_N | NE | SPP_N | 2030 | B13 | 600 | 0 | 1800 | 1800 | 1659.21 |  | 0 |  | 7.122 | 0 |  | 0.77525 | 4.1307
NE_2_SPP_N | NE | SPP_N | 2030 | B14 | 900 | 0 | 1800 | 0 | 0 |  | 0 |  | 0 | 0 |  | 0 | 4.1307
NE_2_SPP_N | NE | SPP_N | 2030 | B15 | 1203 | 0 | 1800 | 0 | 0 |  | 0 |  | 0 | 0 |  | 0 | 4.1307
NE_2_SPP_N | NE | SPP_N | 2030 | B16 | 25 | 0 | 1800 | 1800 | 0 |  | 0 |  | 18.992 | 0 |  | 0.086139 | 4.1307
NE_2_SPP_N | NE | SPP_N | 2030 | B17 | 100 | 0 | 1800 | 1800 | 0 |  | 0 |  | 9.1043 | 0 |  | 0.16517 | 4.1307
NE_2_SPP_N | NE | SPP_N | 2030 | B18 | 400 | 0 | 1800 | 1800 | 1800 |  | 0 |  | 18.992 | 2.0535 |  | 1.3782 | 4.1307
NE_2_SPP_N | NE | SPP_N | 2030 | B19 | 700 | 0 | 1800 | 1800 | 1357.77 |  | 0 |  | 7.0152 | 0 |  | 0.8909 | 4.1307
NE_2_SPP_N | NE | SPP_N | 2030 | B20 | 935 | 0 | 1800 | 41.88 | 0 |  | 0 |  | 0 | 0 |  | 0 | 4.1307
NE_2_SPP_N | NE | SPP_N | 2035 | B1 | 10 | 0 | 1800 | 0 | 0 |  | 0 |  | 0 | 0 |  | 0 | 2.2002
NE_2_SPP_N | NE | SPP_N | 2035 | B2 | 25 | 0 | 1800 | 921.92 | 607.69 |  | 0 |  | 0 | 0 |  | 0 | 2.2002
NE_2_SPP_N | NE | SPP_N | 2035 | B3 | 75 | 0 | 1800 | 1800 | 1800 |  | 0 |  | 1.9586 | 0.02374 |  | 0.082756 | 2.2002
NE_2_SPP_N | NE | SPP_N | 2035 | B4 | 100 | 0 | 1800 | 1528.85 | 1028.89 |  | 0 |  | 0 | 0 |  | 0 | 2.2002
NE_2_SPP_N | NE | SPP_N | 2035 | B5 | 200 | 0 | 1800 | 0 | 324.71 |  | 0 |  | 0 | 0 |  | 0 | 2.2002
NE_2_SPP_N | NE | SPP_N | 2035 | B6 | 300 | 0 | 1800 | 229.35 | 0 |  | 0 |  | 0 | 0 |  | 0 | 2.2002
NE_2_SPP_N | NE | SPP_N | 2035 | B7 | 400 | 0 | 1800 | 1800 | 1800 |  | 0 |  | 0.3561 | 0.24927 |  | 0.080248 | 2.2002
NE_2_SPP_N | NE | SPP_N | 2035 | B8 | 500 | 500 | 1800 | 1800 | 1800 |  | 1805.22 |  | 3.6441 | 2.1841 |  | 1.0265 | 2.2002
NE_2_SPP_N | NE | SPP_N | 2035 | B9 | 800 | 800 | 1800 | 1800 | 1800 |  | 881.61 |  | 3.8696 | 2.1841 |  | 1.7441 | 2.2002
NE_2_SPP_N | NE | SPP_N | 2035 | B10 | 1262 | 0 | 1800 | 608.92 | 686.62 |  | 0 |  | 0 | 0 |  | 0 | 2.2002
NE_2_SPP_N | NE | SPP_N | 2035 | B11 | 25 | 0 | 1800 | 1184.28 | 1371.27 |  | 0 |  | 0 | 0 |  | 0 | 2.2002
NE_2_SPP_N | NE | SPP_N | 2035 | B12 | 200 | 0 | 1800 | 1002.99 | 91.18 |  | 0 |  | 0 | 0 |  | 0 | 2.2002
NE_2_SPP_N | NE | SPP_N | 2035 | B13 | 600 | 0 | 1800 | 42.75 | 783.21 |  | 0 |  | 0 | 0 |  | 0 | 2.2002
NE_2_SPP_N | NE | SPP_N | 2035 | B14 | 900 | 0 | 1800 | 0 | 0 |  | 0 |  | 0 | 0 |  | 0 | 2.2002
NE_2_SPP_N | NE | SPP_N | 2035 | B15 | 1203 | 0 | 1800 | 0 | 888.95 |  | 0 |  | 0 | 0 |  | 0 | 2.2002
NE_2_SPP_N | NE | SPP_N | 2035 | B16 | 25 | 25 | 1800 | 1787.96 | 1800 |  | 1258.28 |  | 0 | 2.1841 |  | 0 | 2.2002
NE_2_SPP_N | NE | SPP_N | 2035 | B17 | 100 | 100 | 1800 | 899.96 | 1800 |  | 307.44 |  | 0 | 2.1841 |  | 0 | 2.2002
NE_2_SPP_N | NE | SPP_N | 2035 | B18 | 400 | 0 | 1800 | 1710.6 | 1546.8 |  | 0 |  | 0 | 0 |  | 0 | 2.2002
NE_2_SPP_N | NE | SPP_N | 2035 | B19 | 700 | 0 | 1800 | 47.55 | 0 |  | 0 |  | 0 | 0 |  | 0 | 2.2002
NE_2_SPP_N | NE | SPP_N | 2035 | B20 | 935 | 0 | 1800 | 0 | 724.47 |  | 0 |  | 0 | 0 |  | 0 | 2.2002
NE_2_SPP_N | NE | SPP_N | 2040 | B1 | 10 | 0 | 1800 | 0 | 0 |  | 0 |  | 0 | 0 |  | 0 | 5.151
NE_2_SPP_N | NE | SPP_N | 2040 | B2 | 25 | 0 | 1800 | 863.61 | 0 |  | 0 |  | 0 | 0 |  | 0 | 5.151
NE_2_SPP_N | NE | SPP_N | 2040 | B3 | 75 | 0 | 1800 | 1800 | 1163.02 |  | 0 |  | 5.6857 | 0 |  | 0.42643 | 5.151
NE_2_SPP_N | NE | SPP_N | 2040 | B4 | 100 | 0 | 1800 | 128.96 | 201.18 |  | 0 |  | 0 | 0 |  | 0 | 5.151
NE_2_SPP_N | NE | SPP_N | 2040 | B5 | 200 | 0 | 1800 | 0 | 0 |  | 0 |  | 0 | 0 |  | 0 | 5.151
NE_2_SPP_N | NE | SPP_N | 2040 | B6 | 300 | 0 | 1800 | 568.52 | 0 |  | 0 |  | 0 | 0 |  | 0 | 5.151
NE_2_SPP_N | NE | SPP_N | 2040 | B7 | 400 | 0 | 1800 | 1800 | 1800 |  | 0 |  | 6.9914 | 1.3769 |  | 2.7966 | 5.151
NE_2_SPP_N | NE | SPP_N | 2040 | B8 | 500 | 500 | 1800 | 1800 | 1800 |  | 1330.66 |  | 6.9914 | 5.3534 |  | 3.4957 | 5.151
NE_2_SPP_N | NE | SPP_N | 2040 | B9 | 800 | 800 | 1800 | 1580.1 | 1800 |  | 470.11 |  | 0 | 5.3534 |  | 0 | 5.151
NE_2_SPP_N | NE | SPP_N | 2040 | B10 | 1262 | 0 | 1800 | 0 | 0 |  | 0 |  | 0 | 0 |  | 0 | 5.151
NE_2_SPP_N | NE | SPP_N | 2040 | B11 | 25 | 0 | 1800 | 1800 | 1172.71 |  | 0 |  | 5.9706 | 0 |  | 0.14927 | 5.151
NE_2_SPP_N | NE | SPP_N | 2040 | B12 | 200 | 0 | 1800 | 591.57 | 0 |  | 0 |  | 0 | 0 |  | 0 | 5.151
NE_2_SPP_N | NE | SPP_N | 2040 | B13 | 600 | 0 | 1800 | 0 | 628.7 |  | 0 |  | 0 | 0 |  | 0 | 5.151
NE_2_SPP_N | NE | SPP_N | 2040 | B14 | 900 | 0 | 1800 | 0 | 0 |  | 0 |  | 0 | 0 |  | 0 | 5.151
NE_2_SPP_N | NE | SPP_N | 2040 | B15 | 1203 | 0 | 1800 | 0 | 481.25 |  | 0 |  | 0 | 0 |  | 0 | 5.151
NE_2_SPP_N | NE | SPP_N | 2040 | B16 | 25 | 0 | 1800 | 700.39 | 1800 |  | 0 |  | 0 | 4.0358 |  | 0 | 5.151
NE_2_SPP_N | NE | SPP_N | 2040 | B17 | 100 | 0 | 1800 | 0 | 831.89 |  | 0 |  | 0 | 0 |  | 0 | 5.151
NE_2_SPP_N | NE | SPP_N | 2040 | B18 | 400 | 0 | 1800 | 578.73 | 1684.22 |  | 0 |  | 0 | 0 |  | 0 | 5.151
NE_2_SPP_N | NE | SPP_N | 2040 | B19 | 700 | 0 | 1800 | 0 | 0 |  | 0 |  | 0 | 0 |  | 0 | 5.151
NE_2_SPP_N | NE | SPP_N | 2040 | B20 | 935 | 0 | 1800 | 0 | 483.82 |  | 0 |  | 0 | 0 |  | 0 | 5.151
NE_2_SPP_N | NE | SPP_N | 2045 | B1 | 10 | 0 | 1800 | 0 | 0 |  | 0 |  | 0 | 0 |  | 0 | 3.751
NE_2_SPP_N | NE | SPP_N | 2045 | B2 | 25 | 0 | 1800 | 121.57 | 0 |  | 0 |  | 0 | 0 |  | 0 | 3.751
NE_2_SPP_N | NE | SPP_N | 2045 | B3 | 75 | 0 | 1800 | 1800 | 25.87 |  | 0 |  | 7.9885 | 0 |  | 0.28874 | 3.751
NE_2_SPP_N | NE | SPP_N | 2045 | B4 | 100 | 0 | 1800 | 0 | 54.51 |  | 0 |  | 0 | 0 |  | 0 | 3.751
NE_2_SPP_N | NE | SPP_N | 2045 | B5 | 200 | 0 | 1800 | 67.48 | 0 |  | 0 |  | 0 | 0 |  | 0 | 3.751
NE_2_SPP_N | NE | SPP_N | 2045 | B6 | 300 | 0 | 1800 | 1800 | 0 |  | 0 |  | 3.7272 | 0 |  | 0.53887 | 3.751
NE_2_SPP_N | NE | SPP_N | 2045 | B7 | 400 | 0 | 1800 | 1800 | 1066.73 |  | 0 |  | 6.9914 | 0 |  | 1.3477 | 3.751
NE_2_SPP_N | NE | SPP_N | 2045 | B8 | 500 | 500 | 1800 | 1800 | 1800 |  | 1377.71 |  | 7.1695 | 4.6887 |  | 1.7276 | 3.751
NE_2_SPP_N | NE | SPP_N | 2045 | B9 | 800 | 0 | 1800 | 1800 | 836.41 |  | 0 |  | 2.8488 | 0 |  | 1.0983 | 3.751
NE_2_SPP_N | NE | SPP_N | 2045 | B10 | 1262 | 0 | 1800 | 0 | 252.81 |  | 0 |  | 0 | 0 |  | 0 | 3.751
NE_2_SPP_N | NE | SPP_N | 2045 | B11 | 25 | 0 | 1800 | 1791.68 | 0 |  | 0 |  | 0 | 0 |  | 0 | 3.751
NE_2_SPP_N | NE | SPP_N | 2045 | B12 | 200 | 0 | 1800 | 0 | 0 |  | 0 |  | 0 | 0 |  | 0 | 3.751
NE_2_SPP_N | NE | SPP_N | 2045 | B13 | 600 | 0 | 1800 | 0 | 425.77 |  | 0 |  | 0 | 0 |  | 0 | 3.751
NE_2_SPP_N | NE | SPP_N | 2045 | B14 | 900 | 0 | 1800 | 0 | 942.92 |  | 0 |  | 0 | 0 |  | 0 | 3.751
NE_2_SPP_N | NE | SPP_N | 2045 | B15 | 1203 | 0 | 1800 | 0 | 1800 |  | 0 |  | 0 | 0.66472 |  | 0 | 3.751
NE_2_SPP_N | NE | SPP_N | 2045 | B16 | 25 | 0 | 1800 | 31.57 | 1800 |  | 0 |  | 0 | 4.2257 |  | 0 | 3.751
NE_2_SPP_N | NE | SPP_N | 2045 | B17 | 100 | 0 | 1800 | 0 | 1800 |  | 0 |  | 0 | 1.828 |  | 0 | 3.751
NE_2_SPP_N | NE | SPP_N | 2045 | B18 | 400 | 0 | 1800 | 691.95 | 1486.67 |  | 0 |  | 0 | 0 |  | 0 | 3.751
NE_2_SPP_N | NE | SPP_N | 2045 | B19 | 700 | 0 | 1800 | 0 | 974.84 |  | 0 |  | 0 | 0 |  | 0 | 3.751
NE_2_SPP_N | NE | SPP_N | 2045 | B20 | 935 | 0 | 1800 | 0 | 1800 |  | 0 |  | 0 | 1.828 |  | 0 | 3.751
NE_2_SPP_N | NE | SPP_N | 2050 | B1 | 10 | 0 | 1800 | 0 | 0 |  | 0 |  | 0 | 0 |  | 0 | 0
NE_2_SPP_N | NE | SPP_N | 2050 | B2 | 25 | 0 | 1800 | 0 | 1409.12 |  | 0 |  | 0 | 0 |  | 0 | 0
NE_2_SPP_N | NE | SPP_N | 2050 | B3 | 75 | 0 | 1800 | 195.76 | 316.45 |  | 0 |  | 0 | 0 |  | 0 | 0
NE_2_SPP_N | NE | SPP_N | 2050 | B4 | 100 | 0 | 1800 | 0 | 131.5 |  | 0 |  | 0 | 0 |  | 0 | 0
NE_2_SPP_N | NE | SPP_N | 2050 | B5 | 200 | 0 | 1800 | 434.39 | 0 |  | 0 |  | 0 | 0 |  | 0 | 0
NE_2_SPP_N | NE | SPP_N | 2050 | B6 | 300 | 0 | 1800 | 0 | 55.51 |  | 0 |  | 0 | 0 |  | 0 | 0
NE_2_SPP_N | NE | SPP_N | 2050 | B7 | 400 | 0 | 1800 | 1604.64 | 1514.65 |  | 0 |  | 0 | 0 |  | 0 | 0
NE_2_SPP_N | NE | SPP_N | 2050 | B8 | 500 | 500 | 1800 | 401.08 | 1800 |  | 1978.56 |  | 0 | 5.0091 |  | 0 | 0
NE_2_SPP_N | NE | SPP_N | 2050 | B9 | 800 | 0 | 1800 | 0 | 1559.77 |  | 0 |  | 0 | 0 |  | 0 | 0
NE_2_SPP_N | NE | SPP_N | 2050 | B10 | 1262 | 0 | 1800 | 0 | 975.24 |  | 0 |  | 0 | 0 |  | 0 | 0
NE_2_SPP_N | NE | SPP_N | 2050 | B11 | 25 | 0 | 1800 | 129.14 | 214.68 |  | 0 |  | 0 | 0 |  | 0 | 0
NE_2_SPP_N | NE | SPP_N | 2050 | B12 | 200 | 0 | 1800 | 311.42 | 906.46 |  | 0 |  | 0 | 0 |  | 0 | 0
NE_2_SPP_N | NE | SPP_N | 2050 | B13 | 600 | 0 | 1800 | 0 | 1800 |  | 0 |  | 0 | 0.39171 |  | 0 | 0
NE_2_SPP_N | NE | SPP_N | 2050 | B14 | 900 | 0 | 1800 | 0 | 1247.69 |  | 0 |  | 0 | 0 |  | 0 | 0
NE_2_SPP_N | NE | SPP_N | 2050 | B15 | 1203 | 0 | 1800 | 0 | 1800 |  | 0 |  | 0 | 1.8992 |  | 0 | 0
NE_2_SPP_N | NE | SPP_N | 2050 | B16 | 25 | 0 | 1800 | 0 | 1800 |  | 0 |  | 0 | 1.8992 |  | 0 | 0
NE_2_SPP_N | NE | SPP_N | 2050 | B17 | 100 | 0 | 1800 | 0 | 1800 |  | 0 |  | 0 | 1.8992 |  | 0 | 0
NE_2_SPP_N | NE | SPP_N | 2050 | B18 | 400 | 0 | 1800 | 751.58 | 1800 |  | 0 |  | 0 | 0.39171 |  | 0 | 0
NE_2_SPP_N | NE | SPP_N | 2050 | B19 | 700 | 0 | 1800 | 0 | 1223.86 |  | 0 |  | 0 | 0 |  | 0 | 0
NE_2_SPP_N | NE | SPP_N | 2050 | B20 | 935 | 0 | 1800 | 0 | 1800 |  | 0 |  | 0 | 1.8992 |  | 0 | 0
NEISO_2_NYISO_A-F | NEISO | NYISO_A-F | 2015 | B1 | 10 | 0 | 600 | 0 | 0 |  | 0 |  | 0 | 0 |  | 0 | 3.3548
NEISO_2_NYISO_A-F | NEISO | NYISO_A-F | 2015 | B2 | 25 | 0 | 600 | 0 | 0 |  | 0 |  | 0 | 0 |  | 0 | 3.3548
NEISO_2_NYISO_A-F | NEISO | NYISO_A-F | 2015 | B3 | 75 | 0 | 600 | 0 | 600 |  | 0 |  | 0 | 0.91399 |  | 0 | 3.3548
NEISO_2_NYISO_A-F | NEISO | NYISO_A-F | 2015 | B4 | 100 | 0 | 600 | 600 | 600 |  | 0 |  | 8.0004 | 2.8488 |  | 1.2801 | 3.3548
NEISO_2_NYISO_A-F | NEISO | NYISO_A-F | 2015 | B5 | 200 | 200 | 600 | 600 | 600 |  | 251.46 |  | 7.3713 | 3.3592 |  | 2.3588 | 3.3548
NEISO_2_NYISO_A-F | NEISO | NYISO_A-F | 2015 | B6 | 300 | 0 | 600 | 600 | 600 |  | 0 |  | 1.7093 | 1.282 |  | 0.82045 | 3.3548
NEISO_2_NYISO_A-F | NEISO | NYISO_A-F | 2015 | B7 | 400 | 0 | 600 | 392.85 | 0 |  | 0 |  | 0 | 0 |  | 0 | 3.3548
NEISO_2_NYISO_A-F | NEISO | NYISO_A-F | 2015 | B8 | 500 | 0 | 600 | 0 | 0 |  | 0 |  | 0 | 0 |  | 0 | 3.3548
NEISO_2_NYISO_A-F | NEISO | NYISO_A-F | 2015 | B9 | 800 | 0 | 600 | 0 | 0 |  | 0 |  | 0 | 0 |  | 0 | 3.3548
NEISO_2_NYISO_A-F | NEISO | NYISO_A-F | 2015 | B10 | 1262 | 0 | 600 | 0 | 0 |  | 0 |  | 0 | 0 |  | 0 | 3.3548
NEISO_2_NYISO_A-F | NEISO | NYISO_A-F | 2015 | B11 | 25 | 25 | 600 | 600 | 600 |  | 1045.23 |  | 0.34423 | 3.3592 |  | 0.013769 | 3.3548
NEISO_2_NYISO_A-F | NEISO | NYISO_A-F | 2015 | B12 | 200 | 0 | 600 | 0 | 0 |  | 0 |  | 0 | 0 |  | 0 | 3.3548
NEISO_2_NYISO_A-F | NEISO | NYISO_A-F | 2015 | B13 | 600 | 0 | 600 | 0 | 0 |  | 0 |  | 0 | 0 |  | 0 | 3.3548
NEISO_2_NYISO_A-F | NEISO | NYISO_A-F | 2015 | B14 | 900 | 0 | 600 | 0 | 0 |  | 0 |  | 0 | 0 |  | 0 | 3.3548
NEISO_2_NYISO_A-F | NEISO | NYISO_A-F | 2015 | B15 | 1203 | 0 | 600 | 0 | 0 |  | 0 |  | 0 | 0 |  | 0 | 3.3548
NEISO_2_NYISO_A-F | NEISO | NYISO_A-F | 2015 | B16 | 25 | 0 | 600 | 0 | 600 |  | 0 |  | 0 | 0.41545 |  | 0 | 3.3548
NEISO_2_NYISO_A-F | NEISO | NYISO_A-F | 2015 | B17 | 100 | 0 | 600 | 0 | 0 |  | 0 |  | 0 | 0 |  | 0 | 3.3548
NEISO_2_NYISO_A-F | NEISO | NYISO_A-F | 2015 | B18 | 400 | 0 | 600 | 0 | 0 |  | 0 |  | 0 | 0 |  | 0 | 3.3548
NEISO_2_NYISO_A-F | NEISO | NYISO_A-F | 2015 | B19 | 700 | 0 | 600 | 0 | 0 |  | 0 |  | 0 | 0 |  | 0 | 3.3548
NEISO_2_NYISO_A-F | NEISO | NYISO_A-F | 2015 | B20 | 935 | 0 | 600 | 0 | 0 |  | 0 |  | 0 | 0 |  | 0 | 3.3548
NEISO_2_NYISO_A-F | NEISO | NYISO_A-F | 2020 | B1 | 10 | 0 | 600 | 0 | 0 |  | 0 |  | 0 | 0 |  | 0 | 0.85464
NEISO_2_NYISO_A-F | NEISO | NYISO_A-F | 2020 | B2 | 25 | 0 | 600 | 0 | 0 |  | 0 |  | 0 | 0 |  | 0 | 0.85464
NEISO_2_NYISO_A-F | NEISO | NYISO_A-F | 2020 | B3 | 75 | 0 | 600 | 0 | 235.47 |  | 0 |  | 0 | 0 |  | 0 | 0.85464
NEISO_2_NYISO_A-F | NEISO | NYISO_A-F | 2020 | B4 | 100 | 0 | 600 | 0 | 0 |  | 0 |  | 0 | 0 |  | 0 | 0.85464
NEISO_2_NYISO_A-F | NEISO | NYISO_A-F | 2020 | B5 | 200 | 0 | 600 | 279.93 | 0 |  | 0 |  | 0 | 0 |  | 0 | 0.85464
NEISO_2_NYISO_A-F | NEISO | NYISO_A-F | 2020 | B6 | 300 | 0 | 600 | 600 | 593.48 |  | 0 |  | 1.1395 | 0 |  | 0.48837 | 0.85464
NEISO_2_NYISO_A-F | NEISO | NYISO_A-F | 2020 | B7 | 400 | 400 | 600 | 600 | 600 |  | 365.94 |  | 1.1395 | 0.85464 |  | 0.65115 | 0.85464
NEISO_2_NYISO_A-F | NEISO | NYISO_A-F | 2020 | B8 | 500 | 0 | 600 | 0 | 0 |  | 0 |  | 0 | 0 |  | 0 | 0.85464
NEISO_2_NYISO_A-F | NEISO | NYISO_A-F | 2020 | B9 | 800 | 0 | 600 | 0 | 0 |  | 0 |  | 0 | 0 |  | 0 | 0.85464
NEISO_2_NYISO_A-F | NEISO | NYISO_A-F | 2020 | B10 | 1262 | 0 | 600 | 0 | 0 |  | 0 |  | 0 | 0 |  | 0 | 0.85464
NEISO_2_NYISO_A-F | NEISO | NYISO_A-F | 2020 | B11 | 25 | 25 | 600 | 0 | 600 |  | 192.4 |  | 0 | 0.85464 |  | 0 | 0.85464
NEISO_2_NYISO_A-F | NEISO | NYISO_A-F | 2020 | B12 | 200 | 0 | 600 | 0 | 160.16 |  | 0 |  | 0 | 0 |  | 0 | 0.85464
NEISO_2_NYISO_A-F | NEISO | NYISO_A-F | 2020 | B13 | 600 | 0 | 600 | 0 | 0 |  | 0 |  | 0 | 0 |  | 0 | 0.85464
NEISO_2_NYISO_A-F | NEISO | NYISO_A-F | 2020 | B14 | 900 | 0 | 600 | 0 | 0 |  | 0 |  | 0 | 0 |  | 0 | 0.85464
NEISO_2_NYISO_A-F | NEISO | NYISO_A-F | 2020 | B15 | 1203 | 0 | 600 | 0 | 0 |  | 0 |  | 0 | 0 |  | 0 | 0.85464
NEISO_2_NYISO_A-F | NEISO | NYISO_A-F | 2020 | B16 | 25 | 0 | 600 | 0 | 0 |  | 0 |  | 0 | 0 |  | 0 | 0.85464
NEISO_2_NYISO_A-F | NEISO | NYISO_A-F | 2020 | B17 | 100 | 0 | 600 | 0 | 0 |  | 0 |  | 0 | 0 |  | 0 | 0.85464
NEISO_2_NYISO_A-F | NEISO | NYISO_A-F | 2020 | B18 | 400 | 0 | 600 | 0 | 0 |  | 0 |  | 0 | 0 |  | 0 | 0.85464
NEISO_2_NYISO_A-F | NEISO | NYISO_A-F | 2020 | B19 | 700 | 0 | 600 | 0 | 0 |  | 0 |  | 0 | 0 |  | 0 | 0.85464
NEISO_2_NYISO_A-F | NEISO | NYISO_A-F | 2020 | B20 | 935 | 0 | 600 | 0 | 0 |  | 0 |  | 0 | 0 |  | 0 | 0.85464
NEISO_2_NYISO_A-F | NEISO | NYISO_A-F | 2025 | B1 | 10 | 0 | 600 | 0 | 0 |  | 0 |  | 0 | 0 |  | 0 | 1.3888
NEISO_2_NYISO_A-F | NEISO | NYISO_A-F | 2025 | B2 | 25 | 0 | 600 | 0 | 0 |  | 0 |  | 0 | 0 |  | 0 | 1.3888
NEISO_2_NYISO_A-F | NEISO | NYISO_A-F | 2025 | B3 | 75 | 0 | 600 | 0 | 0 |  | 0 |  | 0 | 0 |  | 0 | 1.3888
NEISO_2_NYISO_A-F | NEISO | NYISO_A-F | 2025 | B4 | 100 | 0 | 600 | 590.12 | 0 |  | 0 |  | 0 | 0 |  | 0 | 1.3888
NEISO_2_NYISO_A-F | NEISO | NYISO_A-F | 2025 | B5 | 200 | 0 | 600 | 242.25 | 0 |  | 0 |  | 0 | 0 |  | 0 | 1.3888
NEISO_2_NYISO_A-F | NEISO | NYISO_A-F | 2025 | B6 | 300 | 0 | 600 | 600 | 0 |  | 0 |  | 1.8517 | 0 |  | 0.79359 | 1.3888
NEISO_2_NYISO_A-F | NEISO | NYISO_A-F | 2025 | B7 | 400 | 400 | 600 | 600 | 600 |  | 153.3 |  | 1.8517 | 1.3888 |  | 1.0581 | 1.3888
NEISO_2_NYISO_A-F | NEISO | NYISO_A-F | 2025 | B8 | 500 | 0 | 600 | 351.24 | 0 |  | 0 |  | 0 | 0 |  | 0 | 1.3888
NEISO_2_NYISO_A-F | NEISO | NYISO_A-F | 2025 | B9 | 800 | 0 | 600 | 0 | 0 |  | 0 |  | 0 | 0 |  | 0 | 1.3888
NEISO_2_NYISO_A-F | NEISO | NYISO_A-F | 2025 | B10 | 1262 | 0 | 600 | 0 | 0 |  | 0 |  | 0 | 0 |  | 0 | 1.3888
NEISO_2_NYISO_A-F | NEISO | NYISO_A-F | 2025 | B11 | 25 | 0 | 600 | 251.74 | 0 |  | 0 |  | 0 | 0 |  | 0 | 1.3888
NEISO_2_NYISO_A-F | NEISO | NYISO_A-F | 2025 | B12 | 200 | 0 | 600 | 145.21 | 0 |  | 0 |  | 0 | 0 |  | 0 | 1.3888
NEISO_2_NYISO_A-F | NEISO | NYISO_A-F | 2025 | B13 | 600 | 0 | 600 | 524.36 | 0 |  | 0 |  | 0 | 0 |  | 0 | 1.3888
NEISO_2_NYISO_A-F | NEISO | NYISO_A-F | 2025 | B14 | 900 | 0 | 600 | 0 | 0 |  | 0 |  | 0 | 0 |  | 0 | 1.3888
NEISO_2_NYISO_A-F | NEISO | NYISO_A-F | 2025 | B15 | 1203 | 0 | 600 | 0 | 0 |  | 0 |  | 0 | 0 |  | 0 | 1.3888
NEISO_2_NYISO_A-F | NEISO | NYISO_A-F | 2025 | B16 | 25 | 0 | 600 | 0 | 0 |  | 0 |  | 0 | 0 |  | 0 | 1.3888
NEISO_2_NYISO_A-F | NEISO | NYISO_A-F | 2025 | B17 | 100 | 0 | 600 | 0 | 0 |  | 0 |  | 0 | 0 |  | 0 | 1.3888
NEISO_2_NYISO_A-F | NEISO | NYISO_A-F | 2025 | B18 | 400 | 0 | 600 | 0 | 0 |  | 0 |  | 0 | 0 |  | 0 | 1.3888
NEISO_2_NYISO_A-F | NEISO | NYISO_A-F | 2025 | B19 | 700 | 0 | 600 | 0 | 0 |  | 0 |  | 0 | 0 |  | 0 | 1.3888
NEISO_2_NYISO_A-F | NEISO | NYISO_A-F | 2025 | B20 | 935 | 0 | 600 | 0 | 0 |  | 0 |  | 0 | 0 |  | 0 | 1.3888
NEISO_2_NYISO_A-F | NEISO | NYISO_A-F | 2030 | B1 | 10 | 0 | 600 | 0 | 0 |  | 0 |  | 0 | 0 |  | 0 | 2.7716
NEISO_2_NYISO_A-F | NEISO | NYISO_A-F | 2030 | B2 | 25 | 0 | 600 | 0 | 0 |  | 0 |  | 0 | 0 |  | 0 | 2.7716
NEISO_2_NYISO_A-F | NEISO | NYISO_A-F | 2030 | B3 | 75 | 0 | 600 | 0 | 0 |  | 0 |  | 0 | 0 |  | 0 | 2.7716
NEISO_2_NYISO_A-F | NEISO | NYISO_A-F | 2030 | B4 | 100 | 100 | 600 | 600 | 600 |  | 388.03 |  | 0.99708 | 2.7657 |  | 0.08309 | 2.7716
NEISO_2_NYISO_A-F | NEISO | NYISO_A-F | 2030 | B5 | 200 | 200 | 600 | 600 | 600 |  | 1474.77 |  | 0.74781 | 2.7776 |  | 0.12464 | 2.7716
NEISO_2_NYISO_A-F | NEISO | NYISO_A-F | 2030 | B6 | 300 | 0 | 600 | 600 | 600 |  | 0 |  | 2.4927 | 2.4927 |  | 0.62318 | 2.7716
NEISO_2_NYISO_A-F | NEISO | NYISO_A-F | 2030 | B7 | 400 | 0 | 600 | 600 | 600 |  | 0 |  | 3.7747 | 2.5639 |  | 1.2582 | 2.7716
NEISO_2_NYISO_A-F | NEISO | NYISO_A-F | 2030 | B8 | 500 | 0 | 600 | 220.08 | 0 |  | 0 |  | 0 | 0 |  | 0 | 2.7716
NEISO_2_NYISO_A-F | NEISO | NYISO_A-F | 2030 | B9 | 800 | 0 | 600 | 554.15 | 0 |  | 0 |  | 0 | 0 |  | 0 | 2.7716
NEISO_2_NYISO_A-F | NEISO | NYISO_A-F | 2030 | B10 | 1262 | 0 | 600 | 285.97 | 0 |  | 0 |  | 0 | 0 |  | 0 | 2.7716
NEISO_2_NYISO_A-F | NEISO | NYISO_A-F | 2030 | B11 | 25 | 25 | 600 | 535.25 | 600 |  | 207.52 |  | 0 | 2.7657 |  | 0 | 2.7716
NEISO_2_NYISO_A-F | NEISO | NYISO_A-F | 2030 | B12 | 200 | 0 | 600 | 600 | 600 |  | 0 |  | 9.6384 | 0.97334 |  | 1.6064 | 2.7716
NEISO_2_NYISO_A-F | NEISO | NYISO_A-F | 2030 | B13 | 600 | 0 | 600 | 420.75 | 0 |  | 0 |  | 0 | 0 |  | 0 | 2.7716
NEISO_2_NYISO_A-F | NEISO | NYISO_A-F | 2030 | B14 | 900 | 0 | 600 | 40.33 | 11.26 |  | 0 |  | 0 | 0 |  | 0 | 2.7716
NEISO_2_NYISO_A-F | NEISO | NYISO_A-F | 2030 | B15 | 1203 | 0 | 600 | 19.53 | 9.02 |  | 0 |  | 0 | 0 |  | 0 | 2.7716
NEISO_2_NYISO_A-F | NEISO | NYISO_A-F | 2030 | B16 | 25 | 0 | 600 | 69.85 | 0 |  | 0 |  | 0 | 0 |  | 0 | 2.7716
NEISO_2_NYISO_A-F | NEISO | NYISO_A-F | 2030 | B17 | 100 | 0 | 600 | 0 | 0 |  | 0 |  | 0 | 0 |  | 0 | 2.7716
NEISO_2_NYISO_A-F | NEISO | NYISO_A-F | 2030 | B18 | 400 | 0 | 600 | 0 | 0 |  | 0 |  | 0 | 0 |  | 0 | 2.7716
NEISO_2_NYISO_A-F | NEISO | NYISO_A-F | 2030 | B19 | 700 | 0 | 600 | 0 | 0 |  | 0 |  | 0 | 0 |  | 0 | 2.7716
NEISO_2_NYISO_A-F | NEISO | NYISO_A-F | 2030 | B20 | 935 | 0 | 600 | 0 | 0 |  | 0 |  | 0 | 0 |  | 0 | 2.7716
NEISO_2_NYISO_A-F | NEISO | NYISO_A-F | 2035 | B1 | 10 | 0 | 600 | 0 | 0 |  | 0 |  | 0 | 0 |  | 0 | 1.1751
NEISO_2_NYISO_A-F | NEISO | NYISO_A-F | 2035 | B2 | 25 | 0 | 600 | 0 | 0 |  | 0 |  | 0 | 0 |  | 0 | 1.1751
NEISO_2_NYISO_A-F | NEISO | NYISO_A-F | 2035 | B3 | 75 | 0 | 600 | 0 | 0 |  | 0 |  | 0 | 0 |  | 0 | 1.1751
NEISO_2_NYISO_A-F | NEISO | NYISO_A-F | 2035 | B4 | 100 | 0 | 600 | 600 | 557.15 |  | 0 |  | 0.99708 | 0 |  | 0.19942 | 1.1751
NEISO_2_NYISO_A-F | NEISO | NYISO_A-F | 2035 | B5 | 200 | 0 | 600 | 410.89 | 578.82 |  | 0 |  | 0 | 0 |  | 0 | 1.1751
NEISO_2_NYISO_A-F | NEISO | NYISO_A-F | 2035 | B6 | 300 | 300 | 600 | 264.5 | 600 |  | 942.6 |  | 0 | 1.1751 |  | 0 | 1.1751
NEISO_2_NYISO_A-F | NEISO | NYISO_A-F | 2035 | B7 | 400 | 400 | 600 | 600 | 600 |  | 731.79 |  | 1.7093 | 1.1751 |  | 1.3674 | 1.1751
NEISO_2_NYISO_A-F | NEISO | NYISO_A-F | 2035 | B8 | 500 | 0 | 600 | 222.9 | 0 |  | 0 |  | 0 | 0 |  | 0 | 1.1751
NEISO_2_NYISO_A-F | NEISO | NYISO_A-F | 2035 | B9 | 800 | 0 | 600 | 225.06 | 0 |  | 0 |  | 0 | 0 |  | 0 | 1.1751
NEISO_2_NYISO_A-F | NEISO | NYISO_A-F | 2035 | B10 | 1262 | 0 | 600 | 86.07 | 0 |  | 0 |  | 0 | 0 |  | 0 | 1.1751
NEISO_2_NYISO_A-F | NEISO | NYISO_A-F | 2035 | B11 | 25 | 25 | 600 | 0 | 600 |  | 375.54 |  | 0 | 1.1751 |  | 0 | 1.1751
NEISO_2_NYISO_A-F | NEISO | NYISO_A-F | 2035 | B12 | 200 | 200 | 600 | 0 | 600 |  | 382.65 |  | 0 | 1.1751 |  | 0 | 1.1751
NEISO_2_NYISO_A-F | NEISO | NYISO_A-F | 2035 | B13 | 600 | 600 | 600 | 0 | 600 |  | 218.51 |  | 0 | 1.1751 |  | 0 | 1.1751
NEISO_2_NYISO_A-F | NEISO | NYISO_A-F | 2035 | B14 | 900 | 0 | 600 | 0 | 182.07 |  | 0 |  | 0 | 0 |  | 0 | 1.1751
NEISO_2_NYISO_A-F | NEISO | NYISO_A-F | 2035 | B15 | 1203 | 0 | 600 | 0 | 111.76 |  | 0 |  | 0 | 0 |  | 0 | 1.1751
NEISO_2_NYISO_A-F | NEISO | NYISO_A-F | 2035 | B16 | 25 | 0 | 600 | 0 | 268.93 |  | 0 |  | 0 | 0 |  | 0 | 1.1751
NEISO_2_NYISO_A-F | NEISO | NYISO_A-F | 2035 | B17 | 100 | 0 | 600 | 0 | 371.37 |  | 0 |  | 0 | 0 |  | 0 | 1.1751
NEISO_2_NYISO_A-F | NEISO | NYISO_A-F | 2035 | B18 | 400 | 0 | 600 | 0 | 133.08 |  | 0 |  | 0 | 0 |  | 0 | 1.1751
NEISO_2_NYISO_A-F | NEISO | NYISO_A-F | 2035 | B19 | 700 | 0 | 600 | 0 | 0 |  | 0 |  | 0 | 0 |  | 0 | 1.1751
NEISO_2_NYISO_A-F | NEISO | NYISO_A-F | 2035 | B20 | 935 | 0 | 600 | 0 | 0 |  | 0 |  | 0 | 0 |  | 0 | 1.1751
NEISO_2_NYISO_A-F | NEISO | NYISO_A-F | 2040 | B1 | 10 | 0 | 600 | 0 | 0 |  | 0 |  | 0 | 0 |  | 0 | 1.2657
NEISO_2_NYISO_A-F | NEISO | NYISO_A-F | 2040 | B2 | 25 | 0 | 600 | 0 | 0 |  | 0 |  | 0 | 0 |  | 0 | 1.2657
NEISO_2_NYISO_A-F | NEISO | NYISO_A-F | 2040 | B3 | 75 | 0 | 600 | 0 | 0 |  | 0 |  | 0 | 0 |  | 0 | 1.2657
NEISO_2_NYISO_A-F | NEISO | NYISO_A-F | 2040 | B4 | 100 | 0 | 600 | 0 | 0 |  | 0 |  | 0 | 0 |  | 0 | 1.2657
NEISO_2_NYISO_A-F | NEISO | NYISO_A-F | 2040 | B5 | 200 | 0 | 600 | 0 | 0 |  | 0 |  | 0 | 0 |  | 0 | 1.2657
NEISO_2_NYISO_A-F | NEISO | NYISO_A-F | 2040 | B6 | 300 | 300 | 600 | 600 | 600 |  | 130.45 |  | 0.20179 | 2.4096 |  | 0.018754 | 1.2657
NEISO_2_NYISO_A-F | NEISO | NYISO_A-F | 2040 | B7 | 400 | 400 | 600 | 0 | 600 |  | 1378.62 |  | 0 | 2.4096 |  | 0 | 1.2657
NEISO_2_NYISO_A-F | NEISO | NYISO_A-F | 2040 | B8 | 500 | 0 | 600 | 0 | 600 |  | 0 |  | 0 | 0.17805 |  | 0 | 1.2657
NEISO_2_NYISO_A-F | NEISO | NYISO_A-F | 2040 | B9 | 800 | 0 | 600 | 0 | 0 |  | 0 |  | 0 | 0 |  | 0 | 1.2657
NEISO_2_NYISO_A-F | NEISO | NYISO_A-F | 2040 | B10 | 1262 | 0 | 600 | 0 | 0 |  | 0 |  | 0 | 0 |  | 0 | 1.2657
NEISO_2_NYISO_A-F | NEISO | NYISO_A-F | 2040 | B11 | 25 | 25 | 600 | 600 | 600 |  | 481.98 |  | 1.8399 | 2.4096 |  | 0.014249 | 1.2657
NEISO_2_NYISO_A-F | NEISO | NYISO_A-F | 2040 | B12 | 200 | 0 | 600 | 600 | 600 |  | 0 |  | 1.8399 | 1.0802 |  | 0.11399 | 1.2657
NEISO_2_NYISO_A-F | NEISO | NYISO_A-F | 2040 | B13 | 600 | 0 | 600 | 600 | 523.04 |  | 0 |  | 1.8399 | 0 |  | 0.34198 | 1.2657
NEISO_2_NYISO_A-F | NEISO | NYISO_A-F | 2040 | B14 | 900 | 0 | 600 | 600 | 307.71 |  | 0 |  | 1.8399 | 0 |  | 0.51297 | 1.2657
NEISO_2_NYISO_A-F | NEISO | NYISO_A-F | 2040 | B15 | 1203 | 0 | 600 | 600 | 212.42 |  | 0 |  | 1.8399 | 0 |  | 0.68567 | 1.2657
NEISO_2_NYISO_A-F | NEISO | NYISO_A-F | 2040 | B16 | 25 | 0 | 600 | 43.23 | 172.93 |  | 0 |  | 0 | 0 |  | 0 | 1.2657
NEISO_2_NYISO_A-F | NEISO | NYISO_A-F | 2040 | B17 | 100 | 0 | 600 | 0 | 588.57 |  | 0 |  | 0 | 0 |  | 0 | 1.2657
NEISO_2_NYISO_A-F | NEISO | NYISO_A-F | 2040 | B18 | 400 | 0 | 600 | 0 | 114.06 |  | 0 |  | 0 | 0 |  | 0 | 1.2657
NEISO_2_NYISO_A-F | NEISO | NYISO_A-F | 2040 | B19 | 700 | 0 | 600 | 0 | 61.91 |  | 0 |  | 0 | 0 |  | 0 | 1.2657
NEISO_2_NYISO_A-F | NEISO | NYISO_A-F | 2040 | B20 | 935 | 0 | 600 | 0 | 44.78 |  | 0 |  | 0 | 0 |  | 0 | 1.2657
NEISO_2_NYISO_A-F | NEISO | NYISO_A-F | 2045 | B1 | 10 | 0 | 600 | 0 | 0 |  | 0 |  | 0 | 0 |  | 0 | 19.0399
NEISO_2_NYISO_A-F | NEISO | NYISO_A-F | 2045 | B2 | 25 | 0 | 600 | 0 | 0 |  | 0 |  | 0 | 0 |  | 0 | 19.0399
NEISO_2_NYISO_A-F | NEISO | NYISO_A-F | 2045 | B3 | 75 | 0 | 600 | 0 | 0 |  | 0 |  | 0 | 0 |  | 0 | 19.0399
NEISO_2_NYISO_A-F | NEISO | NYISO_A-F | 2045 | B4 | 100 | 0 | 600 | 600 | 0 |  | 0 |  | 92.8115 | 0 |  | 1.6317 | 19.0399
NEISO_2_NYISO_A-F | NEISO | NYISO_A-F | 2045 | B5 | 200 | 0 | 600 | 600 | 363.92 |  | 0 |  | 5.5908 | 0 |  | 0.19658 | 19.0399
NEISO_2_NYISO_A-F | NEISO | NYISO_A-F | 2045 | B6 | 300 | 300 | 600 | 600 | 600 |  | 110.88 |  | 10.7305 | 7.7867 |  | 0.56595 | 19.0399
NEISO_2_NYISO_A-F | NEISO | NYISO_A-F | 2045 | B7 | 400 | 0 | 600 | 219.81 | 600 |  | 0 |  | 0 | 4.1426 |  | 0 | 19.0399
NEISO_2_NYISO_A-F | NEISO | NYISO_A-F | 2045 | B8 | 500 | 0 | 600 | 0 | 600 |  | 0 |  | 0 | 1.8873 |  | 0 | 19.0399
NEISO_2_NYISO_A-F | NEISO | NYISO_A-F | 2045 | B9 | 800 | 0 | 600 | 0 | 521.23 |  | 0 |  | 0 | 0 |  | 0 | 19.0399
NEISO_2_NYISO_A-F | NEISO | NYISO_A-F | 2045 | B10 | 1262 | 0 | 600 | 0 | 517.81 |  | 0 |  | 0 | 0 |  | 0 | 19.0399
NEISO_2_NYISO_A-F | NEISO | NYISO_A-F | 2045 | B11 | 25 | 25 | 600 | 600 | 600 |  | 199.4 |  | 39.3965 | 7.7867 |  | 0.17316 | 19.0399
NEISO_2_NYISO_A-F | NEISO | NYISO_A-F | 2045 | B12 | 200 | 200 | 600 | 600 | 600 |  | 193.53 |  | 39.3965 | 7.7867 |  | 1.3853 | 19.0399
NEISO_2_NYISO_A-F | NEISO | NYISO_A-F | 2045 | B13 | 600 | 0 | 600 | 600 | 600 |  | 0 |  | 32.7968 | 1.9467 |  | 3.4596 | 19.0399
NEISO_2_NYISO_A-F | NEISO | NYISO_A-F | 2045 | B14 | 900 | 0 | 600 | 600 | 543.72 |  | 0 |  | 32.7968 | 0 |  | 5.1894 | 19.0399
NEISO_2_NYISO_A-F | NEISO | NYISO_A-F | 2045 | B15 | 1203 | 0 | 600 | 600 | 549.45 |  | 0 |  | 15.253 | 0 |  | 3.226 | 19.0399
NEISO_2_NYISO_A-F | NEISO | NYISO_A-F | 2045 | B16 | 25 | 0 | 600 | 600 | 600 |  | 0 |  | 39.6458 | 2.4096 |  | 0.17425 | 19.0399
NEISO_2_NYISO_A-F | NEISO | NYISO_A-F | 2045 | B17 | 100 | 0 | 600 | 600 | 572.78 |  | 0 |  | 39.6458 | 0 |  | 0.69701 | 19.0399
NEISO_2_NYISO_A-F | NEISO | NYISO_A-F | 2045 | B18 | 400 | 0 | 600 | 600 | 436.32 |  | 0 |  | 32.7968 | 0 |  | 2.3064 | 19.0399
NEISO_2_NYISO_A-F | NEISO | NYISO_A-F | 2045 | B19 | 700 | 0 | 600 | 600 | 59.01 |  | 0 |  | 31.2418 | 0 |  | 3.8448 | 19.0399
NEISO_2_NYISO_A-F | NEISO | NYISO_A-F | 2045 | B20 | 935 | 0 | 600 | 600 | 42.22 |  | 0 |  | 15.431 | 0 |  | 2.5366 | 19.0399
NEISO_2_NYISO_A-F | NEISO | NYISO_A-F | 2050 | B1 | 10 | 0 | 600 | 0 | 0 |  | 0 |  | 0 | 0 |  | 0 | 14.4059
NEISO_2_NYISO_A-F | NEISO | NYISO_A-F | 2050 | B2 | 25 | 0 | 600 | 0 | 0 |  | 0 |  | 0 | 0 |  | 0 | 14.4059
NEISO_2_NYISO_A-F | NEISO | NYISO_A-F | 2050 | B3 | 75 | 0 | 600 | 0 | 0 |  | 0 |  | 0 | 0 |  | 0 | 14.4059
NEISO_2_NYISO_A-F | NEISO | NYISO_A-F | 2050 | B4 | 100 | 0 | 600 | 460.51 | 431.93 |  | 0 |  | 0 | 0 |  | 0 | 14.4059
NEISO_2_NYISO_A-F | NEISO | NYISO_A-F | 2050 | B5 | 200 | 0 | 600 | 0 | 600 |  | 0 |  | 0 | 1.555 |  | 0 | 14.4059
NEISO_2_NYISO_A-F | NEISO | NYISO_A-F | 2050 | B6 | 300 | 0 | 600 | 600 | 600 |  | 0 |  | 106.8063 | 4.2851 |  | 8.7786 | 14.4059
NEISO_2_NYISO_A-F | NEISO | NYISO_A-F | 2050 | B7 | 400 | 0 | 600 | 600 | 600 |  | 0 |  | 8.6058 | 2.6826 |  | 0.9431 | 14.4059
NEISO_2_NYISO_A-F | NEISO | NYISO_A-F | 2050 | B8 | 500 | 0 | 600 | 0 | 0 |  | 0 |  | 0 | 0 |  | 0 | 14.4059
NEISO_2_NYISO_A-F | NEISO | NYISO_A-F | 2050 | B9 | 800 | 0 | 600 | 0 | 0 |  | 0 |  | 0 | 0 |  | 0 | 14.4059
NEISO_2_NYISO_A-F | NEISO | NYISO_A-F | 2050 | B10 | 1262 | 0 | 600 | 0 | 0 |  | 0 |  | 0 | 0 |  | 0 | 14.4059
NEISO_2_NYISO_A-F | NEISO | NYISO_A-F | 2050 | B11 | 25 | 0 | 600 | 600 | 600 |  | 0 |  | 21.7933 | 1.6499 |  | 0.14927 | 14.4059
NEISO_2_NYISO_A-F | NEISO | NYISO_A-F | 2050 | B12 | 200 | 0 | 600 | 600 | 166.88 |  | 0 |  | 22.7667 | 0 |  | 1.2475 | 14.4059
NEISO_2_NYISO_A-F | NEISO | NYISO_A-F | 2050 | B13 | 600 | 0 | 600 | 600 | 0 |  | 0 |  | 16.6299 | 0 |  | 2.7337 | 14.4059
NEISO_2_NYISO_A-F | NEISO | NYISO_A-F | 2050 | B14 | 900 | 0 | 600 | 600 | 0 |  | 0 |  | 8.7601 | 0 |  | 2.16 | 14.4059
NEISO_2_NYISO_A-F | NEISO | NYISO_A-F | 2050 | B15 | 1203 | 0 | 600 | 85.64 | 0 |  | 0 |  | 0 | 0 |  | 0 | 14.4059
NEISO_2_NYISO_A-F | NEISO | NYISO_A-F | 2050 | B16 | 25 | 0 | 600 | 600 | 0 |  | 0 |  | 16.2263 | 0 |  | 0.11114 | 14.4059
NEISO_2_NYISO_A-F | NEISO | NYISO_A-F | 2050 | B17 | 100 | 0 | 600 | 600 | 0 |  | 0 |  | 16.2263 | 0 |  | 0.44456 | 14.4059
NEISO_2_NYISO_A-F | NEISO | NYISO_A-F | 2050 | B18 | 400 | 0 | 600 | 600 | 0 |  | 0 |  | 8.7601 | 0 |  | 0.96001 | 14.4059
NEISO_2_NYISO_A-F | NEISO | NYISO_A-F | 2050 | B19 | 700 | 0 | 600 | 600 | 0 |  | 0 |  | 8.7601 | 0 |  | 1.68 | 14.4059
NEISO_2_NYISO_A-F | NEISO | NYISO_A-F | 2050 | B20 | 935 | 0 | 600 | 0 | 0 |  | 0 |  | 0 | 0 |  | 0 | 14.4059
NEISO_2_NYISO_G-I | NEISO | NYISO_G-I | 2015 | B1 | 10 | 0 | 600 | 407.4 | 0 |  | 0 |  | 0 | 0 |  | 0 | 7.5592
NEISO_2_NYISO_G-I | NEISO | NYISO_G-I | 2015 | B2 | 25 | 0 | 600 | 600 | 231.33 |  | 0 |  | 8.0122 | 0 |  | 0.17418 | 7.5592
NEISO_2_NYISO_G-I | NEISO | NYISO_G-I | 2015 | B3 | 75 | 0 | 600 | 600 | 600 |  | 0 |  | 5.2822 | 3.6797 |  | 0.34449 | 7.5592
NEISO_2_NYISO_G-I | NEISO | NYISO_G-I | 2015 | B4 | 100 | 0 | 600 | 600 | 600 |  | 0 |  | 18.6478 | 3.6797 |  | 1.6215 | 7.5592
NEISO_2_NYISO_G-I | NEISO | NYISO_G-I | 2015 | B5 | 200 | 0 | 600 | 600 | 600 |  | 0 |  | 20.5945 | 3.6797 |  | 3.5816 | 7.5592
NEISO_2_NYISO_G-I | NEISO | NYISO_G-I | 2015 | B6 | 300 | 0 | 600 | 600 | 600 |  | 0 |  | 14.0066 | 3.6797 |  | 3.6539 | 7.5592
NEISO_2_NYISO_G-I | NEISO | NYISO_G-I | 2015 | B7 | 400 | 0 | 600 | 600 | 600 |  | 0 |  | 1.3413 | 1.3413 |  | 0.46654 | 7.5592
NEISO_2_NYISO_G-I | NEISO | NYISO_G-I | 2015 | B8 | 500 | 0 | 600 | 177.9 | 177.9 |  | 0 |  | 0 | 0 |  | 0 | 7.5592
NEISO_2_NYISO_G-I | NEISO | NYISO_G-I | 2015 | B9 | 800 | 0 | 600 | 0 | 0 |  | 0 |  | 0 | 0 |  | 0 | 7.5592
NEISO_2_NYISO_G-I | NEISO | NYISO_G-I | 2015 | B10 | 1262 | 0 | 600 | 0 | 0 |  | 0 |  | 0 | 0 |  | 0 | 7.5592
NEISO_2_NYISO_G-I | NEISO | NYISO_G-I | 2015 | B11 | 25 | 0 | 600 | 600 | 600 |  | 0 |  | 6.7184 | 3.6916 |  | 0.14605 | 7.5592
NEISO_2_NYISO_G-I | NEISO | NYISO_G-I | 2015 | B12 | 200 | 0 | 600 | 329 | 368.79 |  | 0 |  | 0 | 0 |  | 0 | 7.5592
NEISO_2_NYISO_G-I | NEISO | NYISO_G-I | 2015 | B13 | 600 | 0 | 600 | 0 | 0 |  | 0 |  | 0 | 0 |  | 0 | 7.5592
NEISO_2_NYISO_G-I | NEISO | NYISO_G-I | 2015 | B14 | 900 | 0 | 600 | 0 | 0 |  | 0 |  | 0 | 0 |  | 0 | 7.5592
NEISO_2_NYISO_G-I | NEISO | NYISO_G-I | 2015 | B15 | 1203 | 0 | 600 | 0 | 0 |  | 0 |  | 0 | 0 |  | 0 | 7.5592
NEISO_2_NYISO_G-I | NEISO | NYISO_G-I | 2015 | B16 | 25 | 0 | 600 | 600 | 600 |  | 0 |  | 4.1664 | 3.1812 |  | 0.090573 | 7.5592
NEISO_2_NYISO_G-I | NEISO | NYISO_G-I | 2015 | B17 | 100 | 0 | 600 | 448.7 | 0 |  | 0 |  | 0 | 0 |  | 0 | 7.5592
NEISO_2_NYISO_G-I | NEISO | NYISO_G-I | 2015 | B18 | 400 | 0 | 600 | 290.76 | 0 |  | 0 |  | 0 | 0 |  | 0 | 7.5592
NEISO_2_NYISO_G-I | NEISO | NYISO_G-I | 2015 | B19 | 700 | 0 | 600 | 0 | 0 |  | 0 |  | 0 | 0 |  | 0 | 7.5592
NEISO_2_NYISO_G-I | NEISO | NYISO_G-I | 2015 | B20 | 935 | 0 | 600 | 0 | 0 |  | 0 |  | 0 | 0 |  | 0 | 7.5592
NEISO_2_NYISO_G-I | NEISO | NYISO_G-I | 2020 | B1 | 10 | 0 | 600 | 0 | 0 |  | 0 |  | 0 | 0 |  | 0 | 4.7962
NEISO_2_NYISO_G-I | NEISO | NYISO_G-I | 2020 | B2 | 25 | 0 | 600 | 45.79 | 0 |  | 0 |  | 0 | 0 |  | 0 | 4.7962
NEISO_2_NYISO_G-I | NEISO | NYISO_G-I | 2020 | B3 | 75 | 0 | 600 | 600 | 600 |  | 0 |  | 6.0418 | 3.5491 |  | 0.17946 | 4.7962
NEISO_2_NYISO_G-I | NEISO | NYISO_G-I | 2020 | B4 | 100 | 0 | 600 | 600 | 600 |  | 0 |  | 13.0689 | 3.9646 |  | 0.51758 | 4.7962
NEISO_2_NYISO_G-I | NEISO | NYISO_G-I | 2020 | B5 | 200 | 0 | 600 | 600 | 600 |  | 0 |  | 23.2533 | 3.9765 |  | 1.8418 | 4.7962
NEISO_2_NYISO_G-I | NEISO | NYISO_G-I | 2020 | B6 | 300 | 0 | 600 | 600 | 600 |  | 0 |  | 21.8764 | 3.9646 |  | 2.5992 | 4.7962
NEISO_2_NYISO_G-I | NEISO | NYISO_G-I | 2020 | B7 | 400 | 0 | 600 | 600 | 600 |  | 0 |  | 2.9082 | 2.6114 |  | 0.4607 | 4.7962
NEISO_2_NYISO_G-I | NEISO | NYISO_G-I | 2020 | B8 | 500 | 0 | 600 | 436.2 | 436.2 |  | 0 |  | 0 | 0 |  | 0 | 4.7962
NEISO_2_NYISO_G-I | NEISO | NYISO_G-I | 2020 | B9 | 800 | 0 | 600 | 0 | 0 |  | 0 |  | 0 | 0 |  | 0 | 4.7962
NEISO_2_NYISO_G-I | NEISO | NYISO_G-I | 2020 | B10 | 1262 | 0 | 600 | 0 | 0 |  | 0 |  | 0 | 0 |  | 0 | 4.7962
NEISO_2_NYISO_G-I | NEISO | NYISO_G-I | 2020 | B11 | 25 | 0 | 600 | 600 | 600 |  | 0 |  | 23.2415 | 3.9646 |  | 0.23011 | 4.7962
NEISO_2_NYISO_G-I | NEISO | NYISO_G-I | 2020 | B12 | 200 | 0 | 600 | 600 | 600 |  | 0 |  | 1.9586 | 1.1277 |  | 0.15513 | 4.7962
NEISO_2_NYISO_G-I | NEISO | NYISO_G-I | 2020 | B13 | 600 | 0 | 600 | 0 | 0 |  | 0 |  | 0 | 0 |  | 0 | 4.7962
NEISO_2_NYISO_G-I | NEISO | NYISO_G-I | 2020 | B14 | 900 | 0 | 600 | 0 | 0 |  | 0 |  | 0 | 0 |  | 0 | 4.7962
NEISO_2_NYISO_G-I | NEISO | NYISO_G-I | 2020 | B15 | 1203 | 0 | 600 | 0 | 0 |  | 0 |  | 0 | 0 |  | 0 | 4.7962
NEISO_2_NYISO_G-I | NEISO | NYISO_G-I | 2020 | B16 | 25 | 0 | 600 | 600 | 600 |  | 0 |  | 19.6092 | 3.9646 |  | 0.19415 | 4.7962
NEISO_2_NYISO_G-I | NEISO | NYISO_G-I | 2020 | B17 | 100 | 0 | 600 | 600 | 0 |  | 0 |  | 4.5581 | 0 |  | 0.18052 | 4.7962
NEISO_2_NYISO_G-I | NEISO | NYISO_G-I | 2020 | B18 | 400 | 0 | 600 | 600 | 0 |  | 0 |  | 0.08309 | 0 |  | 0.013163 | 4.7962
NEISO_2_NYISO_G-I | NEISO | NYISO_G-I | 2020 | B19 | 700 | 0 | 600 | 600 | 0 |  | 0 |  | 0.08309 | 0 |  | 0.023035 | 4.7962
NEISO_2_NYISO_G-I | NEISO | NYISO_G-I | 2020 | B20 | 935 | 0 | 600 | 0 | 0 |  | 0 |  | 0 | 0 |  | 0 | 4.7962
NEISO_2_NYISO_G-I | NEISO | NYISO_G-I | 2025 | B1 | 10 | 0 | 600 | 0 | 393.46 |  | 0 |  | 0 | 0 |  | 0 | 4.9411
NEISO_2_NYISO_G-I | NEISO | NYISO_G-I | 2025 | B2 | 25 | 0 | 600 | 0 | 600 |  | 0 |  | 0 | 2.6826 |  | 0 | 4.9411
NEISO_2_NYISO_G-I | NEISO | NYISO_G-I | 2025 | B3 | 75 | 0 | 600 | 600 | 600 |  | 0 |  | 9.8877 | 2.6826 |  | 0.20457 | 4.9411
NEISO_2_NYISO_G-I | NEISO | NYISO_G-I | 2025 | B4 | 100 | 0 | 600 | 600 | 600 |  | 0 |  | 4.1308 | 2.6826 |  | 0.11395 | 4.9411
NEISO_2_NYISO_G-I | NEISO | NYISO_G-I | 2025 | B5 | 200 | 0 | 600 | 600 | 600 |  | 0 |  | 6.1012 | 2.6826 |  | 0.33662 | 4.9411
NEISO_2_NYISO_G-I | NEISO | NYISO_G-I | 2025 | B6 | 300 | 0 | 600 | 600 | 600 |  | 0 |  | 24.0011 | 2.6826 |  | 1.9863 | 4.9411
NEISO_2_NYISO_G-I | NEISO | NYISO_G-I | 2025 | B7 | 400 | 0 | 600 | 600 | 600 |  | 0 |  | 16.4874 | 2.6826 |  | 1.8193 | 4.9411
NEISO_2_NYISO_G-I | NEISO | NYISO_G-I | 2025 | B8 | 500 | 0 | 600 | 600 | 348.06 |  | 0 |  | 1.1039 | 0 |  | 0.15226 | 4.9411
NEISO_2_NYISO_G-I | NEISO | NYISO_G-I | 2025 | B9 | 800 | 0 | 600 | 0 | 0 |  | 0 |  | 0 | 0 |  | 0 | 4.9411
NEISO_2_NYISO_G-I | NEISO | NYISO_G-I | 2025 | B10 | 1262 | 0 | 600 | 0 | 0 |  | 0 |  | 0 | 0 |  | 0 | 4.9411
NEISO_2_NYISO_G-I | NEISO | NYISO_G-I | 2025 | B11 | 25 | 0 | 600 | 600 | 600 |  | 0 |  | 21.461 | 2.6826 |  | 0.14801 | 4.9411
NEISO_2_NYISO_G-I | NEISO | NYISO_G-I | 2025 | B12 | 200 | 0 | 600 | 600 | 600 |  | 0 |  | 6.3742 | 1.6855 |  | 0.35168 | 4.9411
NEISO_2_NYISO_G-I | NEISO | NYISO_G-I | 2025 | B13 | 600 | 0 | 600 | 600 | 600 |  | 0 |  | 0.01187 | 1.0564 |  | 0.0019647 | 4.9411
NEISO_2_NYISO_G-I | NEISO | NYISO_G-I | 2025 | B14 | 900 | 0 | 600 | 205.82 | 0 |  | 0 |  | 0 | 0 |  | 0 | 4.9411
NEISO_2_NYISO_G-I | NEISO | NYISO_G-I | 2025 | B15 | 1203 | 0 | 600 | 68.64 | 0 |  | 0 |  | 0 | 0 |  | 0 | 4.9411
NEISO_2_NYISO_G-I | NEISO | NYISO_G-I | 2025 | B16 | 25 | 0 | 600 | 600 | 600 |  | 0 |  | 31.5267 | 2.6826 |  | 0.21743 | 4.9411
NEISO_2_NYISO_G-I | NEISO | NYISO_G-I | 2025 | B17 | 100 | 0 | 600 | 600 | 600 |  | 0 |  | 10.1489 | 0.3561 |  | 0.27997 | 4.9411
NEISO_2_NYISO_G-I | NEISO | NYISO_G-I | 2025 | B18 | 400 | 0 | 600 | 600 | 600 |  | 0 |  | 3.2168 | 2.6826 |  | 0.35495 | 4.9411
NEISO_2_NYISO_G-I | NEISO | NYISO_G-I | 2025 | B19 | 700 | 0 | 600 | 600 | 600 |  | 0 |  | 3.2168 | 2.6826 |  | 0.62117 | 4.9411
NEISO_2_NYISO_G-I | NEISO | NYISO_G-I | 2025 | B20 | 935 | 0 | 600 | 366.05 | 0 |  | 0 |  | 0 | 0 |  | 0 | 4.9411
NEISO_2_NYISO_G-I | NEISO | NYISO_G-I | 2030 | B1 | 10 | 0 | 600 | 193.73 | 0 |  | 0 |  | 0 | 0 |  | 0 | 4.1548
NEISO_2_NYISO_G-I | NEISO | NYISO_G-I | 2030 | B2 | 25 | 0 | 600 | 357.6 | 0 |  | 0 |  | 0 | 0 |  | 0 | 4.1548
NEISO_2_NYISO_G-I | NEISO | NYISO_G-I | 2030 | B3 | 75 | 0 | 600 | 600 | 600 |  | 0 |  | 22.0545 | 4.1308 |  | 0.18958 | 4.1548
NEISO_2_NYISO_G-I | NEISO | NYISO_G-I | 2030 | B4 | 100 | 0 | 600 | 600 | 600 |  | 0 |  | 8.0835 | 4.1308 |  | 0.092647 | 4.1548
NEISO_2_NYISO_G-I | NEISO | NYISO_G-I | 2030 | B5 | 200 | 0 | 600 | 600 | 600 |  | 0 |  | 31.6217 | 4.1308 |  | 0.72485 | 4.1548
NEISO_2_NYISO_G-I | NEISO | NYISO_G-I | 2030 | B6 | 300 | 0 | 600 | 600 | 600 |  | 0 |  | 12.2617 | 4.1308 |  | 0.42161 | 4.1548
NEISO_2_NYISO_G-I | NEISO | NYISO_G-I | 2030 | B7 | 400 | 0 | 600 | 600 | 600 |  | 0 |  | 5.7807 | 4.1308 |  | 0.26502 | 4.1548
NEISO_2_NYISO_G-I | NEISO | NYISO_G-I | 2030 | B8 | 500 | 0 | 600 | 600 | 600 |  | 0 |  | 2.1366 | 2.6351 |  | 0.12244 | 4.1548
NEISO_2_NYISO_G-I | NEISO | NYISO_G-I | 2030 | B9 | 800 | 0 | 600 | 600 | 600 |  | 0 |  | 0.48667 | 0.97334 |  | 0.044623 | 4.1548
NEISO_2_NYISO_G-I | NEISO | NYISO_G-I | 2030 | B10 | 1262 | 0 | 600 | 600 | 475.24 |  | 0 |  | 0.01187 | 0 |  | 0.0017169 | 4.1548
NEISO_2_NYISO_G-I | NEISO | NYISO_G-I | 2030 | B11 | 25 | 0 | 600 | 600 | 600 |  | 0 |  | 11.692 | 4.1308 |  | 0.033501 | 4.1548
NEISO_2_NYISO_G-I | NEISO | NYISO_G-I | 2030 | B12 | 200 | 0 | 600 | 600 | 600 |  | 0 |  | 9.8758 | 4.1308 |  | 0.22638 | 4.1548
NEISO_2_NYISO_G-I | NEISO | NYISO_G-I | 2030 | B13 | 600 | 0 | 600 | 600 | 600 |  | 0 |  | 8.7719 | 4.1308 |  | 0.60323 | 4.1548
NEISO_2_NYISO_G-I | NEISO | NYISO_G-I | 2030 | B14 | 900 | 0 | 600 | 600 | 600 |  | 0 |  | 8.7719 | 4.1308 |  | 0.90484 | 4.1548
NEISO_2_NYISO_G-I | NEISO | NYISO_G-I | 2030 | B15 | 1203 | 0 | 600 | 600 | 600 |  | 0 |  | 0.01187 | 0.01187 |  | 0.0016366 | 4.1548
NEISO_2_NYISO_G-I | NEISO | NYISO_G-I | 2030 | B16 | 25 | 0 | 600 | 600 | 600 |  | 0 |  | 14.3271 | 4.1189 |  | 0.041052 | 4.1548
NEISO_2_NYISO_G-I | NEISO | NYISO_G-I | 2030 | B17 | 100 | 0 | 600 | 600 | 600 |  | 0 |  | 13.3775 | 4.1308 |  | 0.15332 | 4.1548
NEISO_2_NYISO_G-I | NEISO | NYISO_G-I | 2030 | B18 | 400 | 0 | 600 | 600 | 600 |  | 0 |  | 13.3775 | 4.1308 |  | 0.61329 | 4.1548
NEISO_2_NYISO_G-I | NEISO | NYISO_G-I | 2030 | B19 | 700 | 0 | 600 | 600 | 600 |  | 0 |  | 13.3775 | 4.1308 |  | 1.0733 | 4.1548
NEISO_2_NYISO_G-I | NEISO | NYISO_G-I | 2030 | B20 | 935 | 0 | 600 | 600 | 46.62 |  | 0 |  | 0.24927 | 0 |  | 0.026713 | 4.1548
NEISO_2_NYISO_G-I | NEISO | NYISO_G-I | 2035 | B1 | 10 | 0 | 600 | 299.22 | 236.12 |  | 0 |  | 0 | 0 |  | 0 | 25.6363
NEISO_2_NYISO_G-I | NEISO | NYISO_G-I | 2035 | B2 | 25 | 0 | 600 | 182.18 | 392.55 |  | 0 |  | 0 | 0 |  | 0 | 25.6363
NEISO_2_NYISO_G-I | NEISO | NYISO_G-I | 2035 | B3 | 75 | 0 | 600 | 600 | 600 |  | 0 |  | 60.8219 | 18.0661 |  | 0.52282 | 25.6363
NEISO_2_NYISO_G-I | NEISO | NYISO_G-I | 2035 | B4 | 100 | 0 | 600 | 600 | 600 |  | 0 |  | 30.3991 | 25.5324 |  | 0.34841 | 25.6363
NEISO_2_NYISO_G-I | NEISO | NYISO_G-I | 2035 | B5 | 200 | 0 | 600 | 600 | 600 |  | 0 |  | 35.6219 | 18.8733 |  | 0.81655 | 25.6363
NEISO_2_NYISO_G-I | NEISO | NYISO_G-I | 2035 | B6 | 300 | 0 | 600 | 600 | 600 |  | 0 |  | 21.1049 | 14.4458 |  | 0.72567 | 25.6363
NEISO_2_NYISO_G-I | NEISO | NYISO_G-I | 2035 | B7 | 400 | 0 | 600 | 600 | 600 |  | 0 |  | 22.8141 | 2.7301 |  | 1.0459 | 25.6363
NEISO_2_NYISO_G-I | NEISO | NYISO_G-I | 2035 | B8 | 500 | 0 | 600 | 600 | 0 |  | 0 |  | 16.4518 | 0 |  | 0.9428 | 25.6363
NEISO_2_NYISO_G-I | NEISO | NYISO_G-I | 2035 | B9 | 800 | 0 | 600 | 600 | 0 |  | 0 |  | 14.6594 | 0 |  | 1.3441 | 25.6363
NEISO_2_NYISO_G-I | NEISO | NYISO_G-I | 2035 | B10 | 1262 | 0 | 600 | 600 | 0 |  | 0 |  | 0.01187 | 0 |  | 0.0017169 | 25.6363
NEISO_2_NYISO_G-I | NEISO | NYISO_G-I | 2035 | B11 | 25 | 0 | 600 | 600 | 600 |  | 0 |  | 59.5637 | 7.6324 |  | 0.17067 | 25.6363
NEISO_2_NYISO_G-I | NEISO | NYISO_G-I | 2035 | B12 | 200 | 0 | 600 | 600 | 600 |  | 0 |  | 52.2399 | 1.187 |  | 1.1975 | 25.6363
NEISO_2_NYISO_G-I | NEISO | NYISO_G-I | 2035 | B13 | 600 | 0 | 600 | 600 | 600 |  | 0 |  | 51.1597 | 3.6678 |  | 3.5181 | 25.6363
NEISO_2_NYISO_G-I | NEISO | NYISO_G-I | 2035 | B14 | 900 | 0 | 600 | 600 | 600 |  | 0 |  | 51.1597 | 3.6678 |  | 5.2772 | 25.6363
NEISO_2_NYISO_G-I | NEISO | NYISO_G-I | 2035 | B15 | 1203 | 0 | 600 | 600 | 600 |  | 0 |  | 33.4497 | 0.01187 |  | 4.612 | 25.6363
NEISO_2_NYISO_G-I | NEISO | NYISO_G-I | 2035 | B16 | 25 | 0 | 600 | 600 | 600 |  | 0 |  | 64.2523 | 7.4544 |  | 0.1841 | 25.6363
NEISO_2_NYISO_G-I | NEISO | NYISO_G-I | 2035 | B17 | 100 | 0 | 600 | 600 | 600 |  | 0 |  | 64.2523 | 12.1549 |  | 0.73642 | 25.6363
NEISO_2_NYISO_G-I | NEISO | NYISO_G-I | 2035 | B18 | 400 | 0 | 600 | 600 | 600 |  | 0 |  | 64.2523 | 12.1549 |  | 2.9457 | 25.6363
NEISO_2_NYISO_G-I | NEISO | NYISO_G-I | 2035 | B19 | 700 | 0 | 600 | 600 | 600 |  | 0 |  | 62.4837 | 12.1549 |  | 5.013 | 25.6363
NEISO_2_NYISO_G-I | NEISO | NYISO_G-I | 2035 | B20 | 935 | 0 | 600 | 600 | 35.49 |  | 0 |  | 44.5956 | 0 |  | 4.779 | 25.6363
NEISO_2_NYISO_G-I | NEISO | NYISO_G-I | 2040 | B1 | 10 | 0 | 600 | 0 | 0 |  | 0 |  | 0 | 0 |  | 0 | 39.8778
NEISO_2_NYISO_G-I | NEISO | NYISO_G-I | 2040 | B2 | 25 | 0 | 600 | 0 | 0 |  | 0 |  | 0 | 0 |  | 0 | 39.8778
NEISO_2_NYISO_G-I | NEISO | NYISO_G-I | 2040 | B3 | 75 | 0 | 600 | 157.39 | 541.89 |  | 0 |  | 0 | 0 |  | 0 | 39.8778
NEISO_2_NYISO_G-I | NEISO | NYISO_G-I | 2040 | B4 | 100 | 0 | 600 | 573.97 | 600 |  | 0 |  | 0 | 14.6951 |  | 0 | 39.8778
NEISO_2_NYISO_G-I | NEISO | NYISO_G-I | 2040 | B5 | 200 | 0 | 600 | 15.93 | 600 |  | 0 |  | 0 | 14.6951 |  | 0 | 39.8778
NEISO_2_NYISO_G-I | NEISO | NYISO_G-I | 2040 | B6 | 300 | 0 | 600 | 600 | 600 |  | 0 |  | 0.21366 | 14.6951 |  | 0.014394 | 39.8778
NEISO_2_NYISO_G-I | NEISO | NYISO_G-I | 2040 | B7 | 400 | 0 | 600 | 168.24 | 600 |  | 0 |  | 0 | 4.1545 |  | 0 | 39.8778
NEISO_2_NYISO_G-I | NEISO | NYISO_G-I | 2040 | B8 | 500 | 0 | 600 | 16.62 | 600 |  | 0 |  | 0 | 0.18992 |  | 0 | 39.8778
NEISO_2_NYISO_G-I | NEISO | NYISO_G-I | 2040 | B9 | 800 | 0 | 600 | 473.84 | 0 |  | 0 |  | 0 | 0 |  | 0 | 39.8778
NEISO_2_NYISO_G-I | NEISO | NYISO_G-I | 2040 | B10 | 1262 | 0 | 600 | 0 | 0 |  | 0 |  | 0 | 0 |  | 0 | 39.8778
NEISO_2_NYISO_G-I | NEISO | NYISO_G-I | 2040 | B11 | 25 | 0 | 600 | 600 | 600 |  | 0 |  | 94.046 | 4.5581 |  | 0.52799 | 39.8778
NEISO_2_NYISO_G-I | NEISO | NYISO_G-I | 2040 | B12 | 200 | 0 | 600 | 600 | 600 |  | 0 |  | 94.046 | 1.092 |  | 4.2239 | 39.8778
NEISO_2_NYISO_G-I | NEISO | NYISO_G-I | 2040 | B13 | 600 | 0 | 600 | 600 | 600 |  | 0 |  | 83.1493 | 0.01187 |  | 11.2036 | 39.8778
NEISO_2_NYISO_G-I | NEISO | NYISO_G-I | 2040 | B14 | 900 | 0 | 600 | 600 | 600 |  | 0 |  | 69.9262 | 0.01187 |  | 14.1328 | 39.8778
NEISO_2_NYISO_G-I | NEISO | NYISO_G-I | 2040 | B15 | 1203 | 0 | 600 | 600 | 600 |  | 0 |  | 1.8517 | 0.01187 |  | 0.50025 | 39.8778
NEISO_2_NYISO_G-I | NEISO | NYISO_G-I | 2040 | B16 | 25 | 0 | 600 | 600 | 600 |  | 0 |  | 104.7409 | 8.1666 |  | 0.58804 | 39.8778
NEISO_2_NYISO_G-I | NEISO | NYISO_G-I | 2040 | B17 | 100 | 0 | 600 | 600 | 600 |  | 0 |  | 88.0398 | 8.1666 |  | 1.9771 | 39.8778
NEISO_2_NYISO_G-I | NEISO | NYISO_G-I | 2040 | B18 | 400 | 0 | 600 | 600 | 600 |  | 0 |  | 87.1139 | 11.3715 |  | 7.8252 | 39.8778
NEISO_2_NYISO_G-I | NEISO | NYISO_G-I | 2040 | B19 | 700 | 0 | 600 | 600 | 600 |  | 0 |  | 77.4636 | 8.9737 |  | 12.1771 | 39.8778
NEISO_2_NYISO_G-I | NEISO | NYISO_G-I | 2040 | B20 | 935 | 0 | 600 | 263.33 | 600 |  | 0 |  | 0 | 0.01187 |  | 0 | 39.8778
NEISO_2_NYISO_G-I | NEISO | NYISO_G-I | 2045 | B1 | 10 | 0 | 600 | 0 | 0 |  | 0 |  | 0 | 0 |  | 0 | 26.7774
NEISO_2_NYISO_G-I | NEISO | NYISO_G-I | 2045 | B2 | 25 | 0 | 600 | 0 | 0 |  | 0 |  | 0 | 0 |  | 0 | 26.7774
NEISO_2_NYISO_G-I | NEISO | NYISO_G-I | 2045 | B3 | 75 | 75 | 600 | 4.49 | 600 |  | 173.37 |  | 0 | 11.1103 |  | 0 | 26.7774
NEISO_2_NYISO_G-I | NEISO | NYISO_G-I | 2045 | B4 | 100 | 100 | 600 | 600 | 600 |  | 1704.66 |  | 92.8234 | 11.1103 |  | 1.3476 | 26.7774
NEISO_2_NYISO_G-I | NEISO | NYISO_G-I | 2045 | B5 | 200 | 200 | 600 | 600 | 600 |  | 2061.65 |  | 5.6026 | 11.1103 |  | 0.16268 | 26.7774
NEISO_2_NYISO_G-I | NEISO | NYISO_G-I | 2045 | B6 | 300 | 300 | 600 | 600 | 600 |  | 1181.12 |  | 15.1699 | 11.1103 |  | 0.66071 | 26.7774
NEISO_2_NYISO_G-I | NEISO | NYISO_G-I | 2045 | B7 | 400 | 0 | 600 | 600 | 600 |  | 0 |  | 0.01187 | 7.4188 |  | 0.00068931 | 26.7774
NEISO_2_NYISO_G-I | NEISO | NYISO_G-I | 2045 | B8 | 500 | 0 | 600 | 39.92 | 600 |  | 0 |  | 0 | 3.0981 |  | 0 | 26.7774
NEISO_2_NYISO_G-I | NEISO | NYISO_G-I | 2045 | B9 | 800 | 0 | 600 | 600 | 600 |  | 0 |  | 32.8799 | 0.01187 |  | 3.8188 | 26.7774
NEISO_2_NYISO_G-I | NEISO | NYISO_G-I | 2045 | B10 | 1262 | 0 | 600 | 0 | 600 |  | 0 |  | 0 | 0.01187 |  | 0 | 26.7774
NEISO_2_NYISO_G-I | NEISO | NYISO_G-I | 2045 | B11 | 25 | 0 | 600 | 600 | 600 |  | 0 |  | 157.8354 | 9.9827 |  | 0.57286 | 26.7774
NEISO_2_NYISO_G-I | NEISO | NYISO_G-I | 2045 | B12 | 200 | 0 | 600 | 600 | 600 |  | 0 |  | 126.5579 | 7.8817 |  | 3.6747 | 26.7774
NEISO_2_NYISO_G-I | NEISO | NYISO_G-I | 2045 | B13 | 600 | 0 | 600 | 600 | 600 |  | 0 |  | 47.2782 | 4.5581 |  | 4.1183 | 26.7774
NEISO_2_NYISO_G-I | NEISO | NYISO_G-I | 2045 | B14 | 900 | 0 | 600 | 600 | 600 |  | 0 |  | 46.4354 | 4.5581 |  | 6.0673 | 26.7774
NEISO_2_NYISO_G-I | NEISO | NYISO_G-I | 2045 | B15 | 1203 | 0 | 600 | 600 | 600 |  | 0 |  | 15.2648 | 0.01187 |  | 2.666 | 26.7774
NEISO_2_NYISO_G-I | NEISO | NYISO_G-I | 2045 | B16 | 25 | 25 | 600 | 600 | 600 |  | 64.79 |  | 162.2154 | 11.1103 |  | 0.58876 | 26.7774
NEISO_2_NYISO_G-I | NEISO | NYISO_G-I | 2045 | B17 | 100 | 100 | 600 | 600 | 600 |  | 69.47 |  | 162.2154 | 11.1103 |  | 2.355 | 26.7774
NEISO_2_NYISO_G-I | NEISO | NYISO_G-I | 2045 | B18 | 400 | 400 | 600 | 600 | 600 |  | 19.49 |  | 54.1984 | 11.1103 |  | 3.1474 | 26.7774
NEISO_2_NYISO_G-I | NEISO | NYISO_G-I | 2045 | B19 | 700 | 0 | 600 | 600 | 600 |  | 0 |  | 43.551 | 9.5791 |  | 4.4259 | 26.7774
NEISO_2_NYISO_G-I | NEISO | NYISO_G-I | 2045 | B20 | 935 | 0 | 600 | 600 | 600 |  | 0 |  | 15.4429 | 0.01187 |  | 2.0963 | 26.7774
NEISO_2_NYISO_G-I | NEISO | NYISO_G-I | 2050 | B1 | 10 | 10 | 600 | 0 | 600 |  | 20.8 |  | 0 | 4.2969 |  | 0 | 11.6953
NEISO_2_NYISO_G-I | NEISO | NYISO_G-I | 2050 | B2 | 25 | 0 | 600 | 0 | 0 |  | 0 |  | 0 | 0 |  | 0 | 11.6953
NEISO_2_NYISO_G-I | NEISO | NYISO_G-I | 2050 | B3 | 75 | 0 | 600 | 0 | 307.73 |  | 0 |  | 0 | 0 |  | 0 | 11.6953
NEISO_2_NYISO_G-I | NEISO | NYISO_G-I | 2050 | B4 | 100 | 0 | 600 | 600 | 600 |  | 0 |  | 0.01187 | 2.7895 |  | 0.00023965 | 11.6953
NEISO_2_NYISO_G-I | NEISO | NYISO_G-I | 2050 | B5 | 200 | 200 | 600 | 244.54 | 600 |  | 735.4 |  | 0 | 4.2969 |  | 0 | 11.6953
NEISO_2_NYISO_G-I | NEISO | NYISO_G-I | 2050 | B6 | 300 | 300 | 600 | 600 | 600 |  | 118.59 |  | 106.8181 | 4.2969 |  | 6.4699 | 11.6953
NEISO_2_NYISO_G-I | NEISO | NYISO_G-I | 2050 | B7 | 400 | 0 | 600 | 600 | 600 |  | 0 |  | 8.6176 | 2.6945 |  | 0.69595 | 11.6953
NEISO_2_NYISO_G-I | NEISO | NYISO_G-I | 2050 | B8 | 500 | 0 | 600 | 0 | 587.43 |  | 0 |  | 0 | 0 |  | 0 | 11.6953
NEISO_2_NYISO_G-I | NEISO | NYISO_G-I | 2050 | B9 | 800 | 0 | 600 | 0 | 592.44 |  | 0 |  | 0 | 0 |  | 0 | 11.6953
NEISO_2_NYISO_G-I | NEISO | NYISO_G-I | 2050 | B10 | 1262 | 0 | 600 | 0 | 593.28 |  | 0 |  | 0 | 0 |  | 0 | 11.6953
NEISO_2_NYISO_G-I | NEISO | NYISO_G-I | 2050 | B11 | 25 | 0 | 600 | 600 | 600 |  | 0 |  | 56.7742 | 1.6618 |  | 0.28656 | 11.6953
NEISO_2_NYISO_G-I | NEISO | NYISO_G-I | 2050 | B12 | 200 | 0 | 600 | 600 | 600 |  | 0 |  | 22.7785 | 0.01187 |  | 0.91979 | 11.6953
NEISO_2_NYISO_G-I | NEISO | NYISO_G-I | 2050 | B13 | 600 | 0 | 600 | 600 | 14.9 |  | 0 |  | 16.6417 | 0 |  | 2.016 | 11.6953
NEISO_2_NYISO_G-I | NEISO | NYISO_G-I | 2050 | B14 | 900 | 0 | 600 | 600 | 0 |  | 0 |  | 8.7719 | 0 |  | 1.5939 | 11.6953
NEISO_2_NYISO_G-I | NEISO | NYISO_G-I | 2050 | B15 | 1203 | 0 | 600 | 600 | 0 |  | 0 |  | 0.01187 | 0 |  | 0.002883 | 11.6953
NEISO_2_NYISO_G-I | NEISO | NYISO_G-I | 2050 | B16 | 25 | 0 | 600 | 600 | 600 |  | 0 |  | 264.0125 | 3.1456 |  | 1.3326 | 11.6953
NEISO_2_NYISO_G-I | NEISO | NYISO_G-I | 2050 | B17 | 100 | 0 | 600 | 600 | 600 |  | 0 |  | 16.2382 | 3.1456 |  | 0.32784 | 11.6953
NEISO_2_NYISO_G-I | NEISO | NYISO_G-I | 2050 | B18 | 400 | 0 | 600 | 600 | 600 |  | 0 |  | 8.7719 | 2.3503 |  | 0.70841 | 11.6953
NEISO_2_NYISO_G-I | NEISO | NYISO_G-I | 2050 | B19 | 700 | 0 | 600 | 600 | 449.51 |  | 0 |  | 8.7719 | 0 |  | 1.2397 | 11.6953
NEISO_2_NYISO_G-I | NEISO | NYISO_G-I | 2050 | B20 | 935 | 0 | 600 | 0 | 0 |  | 0 |  | 0 | 0 |  | 0 | 11.6953
NEISO_2_NYISO_J-K | NEISO | NYISO_J-K | 2015 | B1 | 10 | 0 | 430 | 430 | 220.59 |  | 0 |  | 0.01187 | 0 |  | 5.0297e-05 | 3.6924
NEISO_2_NYISO_J-K | NEISO | NYISO_J-K | 2015 | B2 | 25 | 0 | 430 | 430 | 430 |  | 0 |  | 8.0241 | 0.01187 |  | 0.085001 | 3.6924
NEISO_2_NYISO_J-K | NEISO | NYISO_J-K | 2015 | B3 | 75 | 75 | 430 | 430 | 430 |  | 391.89 |  | 5.294 | 3.6916 |  | 0.16824 | 3.6924
NEISO_2_NYISO_J-K | NEISO | NYISO_J-K | 2015 | B4 | 100 | 100 | 430 | 430 | 430 |  | 307.25 |  | 18.6596 | 3.6916 |  | 0.79066 | 3.6924
NEISO_2_NYISO_J-K | NEISO | NYISO_J-K | 2015 | B5 | 200 | 200 | 430 | 430 | 430 |  | 1131.09 |  | 20.6063 | 3.6916 |  | 1.7463 | 3.6924
NEISO_2_NYISO_J-K | NEISO | NYISO_J-K | 2015 | B6 | 300 | 300 | 430 | 430 | 430 |  | 136.39 |  | 14.0185 | 3.6916 |  | 1.782 | 3.6924
NEISO_2_NYISO_J-K | NEISO | NYISO_J-K | 2015 | B7 | 400 | 0 | 430 | 430 | 430 |  | 0 |  | 1.3532 | 1.3532 |  | 0.22935 | 3.6924
NEISO_2_NYISO_J-K | NEISO | NYISO_J-K | 2015 | B8 | 500 | 0 | 430 | 430 | 430 |  | 0 |  | 0.01187 | 0.01187 |  | 0.0025148 | 3.6924
NEISO_2_NYISO_J-K | NEISO | NYISO_J-K | 2015 | B9 | 800 | 0 | 430 | 0 | 0 |  | 0 |  | 0 | 0 |  | 0 | 3.6924
NEISO_2_NYISO_J-K | NEISO | NYISO_J-K | 2015 | B10 | 1262 | 0 | 430 | 0 | 0 |  | 0 |  | 0 | 0 |  | 0 | 3.6924
NEISO_2_NYISO_J-K | NEISO | NYISO_J-K | 2015 | B11 | 25 | 25 | 430 | 430 | 430 |  | 4427.08 |  | 6.7303 | 3.6916 |  | 0.071295 | 3.6924
NEISO_2_NYISO_J-K | NEISO | NYISO_J-K | 2015 | B12 | 200 | 0 | 430 | 430 | 430 |  | 0 |  | 0.01187 | 0.01187 |  | 0.0010059 | 3.6924
NEISO_2_NYISO_J-K | NEISO | NYISO_J-K | 2015 | B13 | 600 | 0 | 430 | 159.05 | 0 |  | 0 |  | 0 | 0 |  | 0 | 3.6924
NEISO_2_NYISO_J-K | NEISO | NYISO_J-K | 2015 | B14 | 900 | 0 | 430 | 0 | 0 |  | 0 |  | 0 | 0 |  | 0 | 3.6924
NEISO_2_NYISO_J-K | NEISO | NYISO_J-K | 2015 | B15 | 1203 | 0 | 430 | 0 | 0 |  | 0 |  | 0 | 0 |  | 0 | 3.6924
NEISO_2_NYISO_J-K | NEISO | NYISO_J-K | 2015 | B16 | 25 | 0 | 430 | 430 | 430 |  | 0 |  | 4.1782 | 3.193 |  | 0.044261 | 3.6924
NEISO_2_NYISO_J-K | NEISO | NYISO_J-K | 2015 | B17 | 100 | 0 | 430 | 430 | 0 |  | 0 |  | 0.01187 | 0 |  | 0.00050297 | 3.6924
NEISO_2_NYISO_J-K | NEISO | NYISO_J-K | 2015 | B18 | 400 | 0 | 430 | 430 | 0 |  | 0 |  | 0.01187 | 0 |  | 0.0020119 | 3.6924
NEISO_2_NYISO_J-K | NEISO | NYISO_J-K | 2015 | B19 | 700 | 0 | 430 | 130.18 | 0 |  | 0 |  | 0 | 0 |  | 0 | 3.6924
NEISO_2_NYISO_J-K | NEISO | NYISO_J-K | 2015 | B20 | 935 | 0 | 430 | 0 | 0 |  | 0 |  | 0 | 0 |  | 0 | 3.6924
NEISO_2_NYISO_J-K | NEISO | NYISO_J-K | 2020 | B1 | 10 | 0 | 430 | 0 | 0 |  | 0 |  | 0 | 0 |  | 0 | 3.9795
NEISO_2_NYISO_J-K | NEISO | NYISO_J-K | 2020 | B2 | 25 | 0 | 430 | 430 | 419.13 |  | 0 |  | 0.01187 | 0 |  | 9.7295e-05 | 3.9795
NEISO_2_NYISO_J-K | NEISO | NYISO_J-K | 2020 | B3 | 75 | 0 | 430 | 430 | 430 |  | 0 |  | 6.0537 | 3.561 |  | 0.14886 | 3.9795
NEISO_2_NYISO_J-K | NEISO | NYISO_J-K | 2020 | B4 | 100 | 100 | 430 | 430 | 430 |  | 2089.15 |  | 13.0807 | 3.9765 |  | 0.42888 | 3.9795
NEISO_2_NYISO_J-K | NEISO | NYISO_J-K | 2020 | B5 | 200 | 200 | 430 | 430 | 430 |  | 3255.43 |  | 23.2652 | 3.9765 |  | 1.5256 | 3.9795
NEISO_2_NYISO_J-K | NEISO | NYISO_J-K | 2020 | B6 | 300 | 300 | 430 | 430 | 430 |  | 2335.47 |  | 21.8883 | 3.9765 |  | 2.1529 | 3.9795
NEISO_2_NYISO_J-K | NEISO | NYISO_J-K | 2020 | B7 | 400 | 0 | 430 | 430 | 430 |  | 0 |  | 2.92 | 2.6233 |  | 0.38295 | 3.9795
NEISO_2_NYISO_J-K | NEISO | NYISO_J-K | 2020 | B8 | 500 | 0 | 430 | 430 | 430 |  | 0 |  | 0.01187 | 0.01187 |  | 0.0019459 | 3.9795
NEISO_2_NYISO_J-K | NEISO | NYISO_J-K | 2020 | B9 | 800 | 0 | 430 | 0 | 0 |  | 0 |  | 0 | 0 |  | 0 | 3.9795
NEISO_2_NYISO_J-K | NEISO | NYISO_J-K | 2020 | B10 | 1262 | 0 | 430 | 0 | 0 |  | 0 |  | 0 | 0 |  | 0 | 3.9795
NEISO_2_NYISO_J-K | NEISO | NYISO_J-K | 2020 | B11 | 25 | 25 | 430 | 430 | 430 |  | 3324.49 |  | 23.2533 | 3.9765 |  | 0.1906 | 3.9795
NEISO_2_NYISO_J-K | NEISO | NYISO_J-K | 2020 | B12 | 200 | 0 | 430 | 430 | 430 |  | 0 |  | 1.9704 | 1.1395 |  | 0.12921 | 3.9795
NEISO_2_NYISO_J-K | NEISO | NYISO_J-K | 2020 | B13 | 600 | 0 | 430 | 368.25 | 368.25 |  | 0 |  | 0 | 0 |  | 0 | 3.9795
NEISO_2_NYISO_J-K | NEISO | NYISO_J-K | 2020 | B14 | 900 | 0 | 430 | 0 | 0 |  | 0 |  | 0 | 0 |  | 0 | 3.9795
NEISO_2_NYISO_J-K | NEISO | NYISO_J-K | 2020 | B15 | 1203 | 0 | 430 | 0 | 0 |  | 0 |  | 0 | 0 |  | 0 | 3.9795
NEISO_2_NYISO_J-K | NEISO | NYISO_J-K | 2020 | B16 | 25 | 25 | 430 | 430 | 430 |  | 1028.71 |  | 19.6211 | 3.9765 |  | 0.16083 | 3.9795
NEISO_2_NYISO_J-K | NEISO | NYISO_J-K | 2020 | B17 | 100 | 0 | 430 | 430 | 0 |  | 0 |  | 4.57 | 0 |  | 0.14983 | 3.9795
NEISO_2_NYISO_J-K | NEISO | NYISO_J-K | 2020 | B18 | 400 | 0 | 430 | 430 | 0 |  | 0 |  | 0.09496 | 0 |  | 0.012454 | 3.9795
NEISO_2_NYISO_J-K | NEISO | NYISO_J-K | 2020 | B19 | 700 | 0 | 430 | 430 | 0 |  | 0 |  | 0.09496 | 0 |  | 0.021794 | 3.9795
NEISO_2_NYISO_J-K | NEISO | NYISO_J-K | 2020 | B20 | 935 | 0 | 430 | 0 | 0 |  | 0 |  | 0 | 0 |  | 0 | 3.9795
NEISO_2_NYISO_J-K | NEISO | NYISO_J-K | 2025 | B1 | 10 | 0 | 430 | 0 | 430 |  | 0 |  | 0 | 0.01187 |  | 0 | 2.6971
NEISO_2_NYISO_J-K | NEISO | NYISO_J-K | 2025 | B2 | 25 | 25 | 430 | 10.93 | 430 |  | 241.03 |  | 0 | 2.6945 |  | 0 | 2.6971
NEISO_2_NYISO_J-K | NEISO | NYISO_J-K | 2025 | B3 | 75 | 75 | 430 | 430 | 430 |  | 2115.53 |  | 9.8996 | 2.6945 |  | 0.11143 | 2.6971
NEISO_2_NYISO_J-K | NEISO | NYISO_J-K | 2025 | B4 | 100 | 100 | 430 | 430 | 430 |  | 3209.64 |  | 4.1426 | 2.6945 |  | 0.062174 | 2.6971
NEISO_2_NYISO_J-K | NEISO | NYISO_J-K | 2025 | B5 | 200 | 200 | 430 | 430 | 430 |  | 4343.34 |  | 6.1131 | 2.6945 |  | 0.18349 | 2.6971
NEISO_2_NYISO_J-K | NEISO | NYISO_J-K | 2025 | B6 | 300 | 300 | 430 | 430 | 430 |  | 3988.96 |  | 24.013 | 2.6945 |  | 1.0812 | 2.6971
NEISO_2_NYISO_J-K | NEISO | NYISO_J-K | 2025 | B7 | 400 | 400 | 430 | 430 | 430 |  | 671.42 |  | 16.4993 | 2.6945 |  | 0.9905 | 2.6971
NEISO_2_NYISO_J-K | NEISO | NYISO_J-K | 2025 | B8 | 500 | 0 | 430 | 430 | 430 |  | 0 |  | 1.1158 | 0.01187 |  | 0.08373 | 2.6971
NEISO_2_NYISO_J-K | NEISO | NYISO_J-K | 2025 | B9 | 800 | 0 | 430 | 0 | 0 |  | 0 |  | 0 | 0 |  | 0 | 2.6971
NEISO_2_NYISO_J-K | NEISO | NYISO_J-K | 2025 | B10 | 1262 | 0 | 430 | 0 | 0 |  | 0 |  | 0 | 0 |  | 0 | 2.6971
NEISO_2_NYISO_J-K | NEISO | NYISO_J-K | 2025 | B11 | 25 | 25 | 430 | 430 | 430 |  | 3611.62 |  | 21.4728 | 2.6945 |  | 0.080567 | 2.6971
NEISO_2_NYISO_J-K | NEISO | NYISO_J-K | 2025 | B12 | 200 | 0 | 430 | 430 | 430 |  | 0 |  | 6.3861 | 1.6974 |  | 0.19169 | 2.6971
NEISO_2_NYISO_J-K | NEISO | NYISO_J-K | 2025 | B13 | 600 | 0 | 430 | 430 | 430 |  | 0 |  | 0.02374 | 1.0683 |  | 0.0021378 | 2.6971
NEISO_2_NYISO_J-K | NEISO | NYISO_J-K | 2025 | B14 | 900 | 0 | 430 | 430 | 400.76 |  | 0 |  | 0.01187 | 0 |  | 0.0016033 | 2.6971
NEISO_2_NYISO_J-K | NEISO | NYISO_J-K | 2025 | B15 | 1203 | 0 | 430 | 430 | 397.06 |  | 0 |  | 0.01187 | 0 |  | 0.0021431 | 2.6971
NEISO_2_NYISO_J-K | NEISO | NYISO_J-K | 2025 | B16 | 25 | 25 | 430 | 430 | 430 |  | 414.05 |  | 31.5386 | 2.6945 |  | 0.11833 | 2.6971
NEISO_2_NYISO_J-K | NEISO | NYISO_J-K | 2025 | B17 | 100 | 0 | 430 | 430 | 430 |  | 0 |  | 10.1607 | 0.36797 |  | 0.15249 | 2.6971
NEISO_2_NYISO_J-K | NEISO | NYISO_J-K | 2025 | B18 | 400 | 400 | 430 | 430 | 430 |  | 700.18 |  | 3.2286 | 2.6945 |  | 0.19383 | 2.6971
NEISO_2_NYISO_J-K | NEISO | NYISO_J-K | 2025 | B19 | 700 | 700 | 430 | 430 | 430 |  | 695.01 |  | 3.2286 | 2.6945 |  | 0.33919 | 2.6971
NEISO_2_NYISO_J-K | NEISO | NYISO_J-K | 2025 | B20 | 935 | 0 | 430 | 430 | 0 |  | 0 |  | 0.01187 | 0 |  | 0.0016657 | 2.6971
NEISO_2_NYISO_J-K | NEISO | NYISO_J-K | 2030 | B1 | 10 | 0 | 430 | 430 | 0 |  | 0 |  | 0.01187 | 0 |  | 1.355e-05 | 4.1471
NEISO_2_NYISO_J-K | NEISO | NYISO_J-K | 2030 | B2 | 25 | 0 | 430 | 430 | 31 |  | 0 |  | 0.01187 | 0 |  | 3.3876e-05 | 4.1471
NEISO_2_NYISO_J-K | NEISO | NYISO_J-K | 2030 | B3 | 75 | 75 | 430 | 430 | 430 |  | 388.33 |  | 22.0663 | 4.1426 |  | 0.18892 | 4.1471
NEISO_2_NYISO_J-K | NEISO | NYISO_J-K | 2030 | B4 | 100 | 100 | 430 | 430 | 430 |  | 765.71 |  | 8.0953 | 4.1426 |  | 0.092413 | 4.1471
NEISO_2_NYISO_J-K | NEISO | NYISO_J-K | 2030 | B5 | 200 | 200 | 430 | 430 | 430 |  | 792.55 |  | 31.6335 | 4.1426 |  | 0.72223 | 4.1471
NEISO_2_NYISO_J-K | NEISO | NYISO_J-K | 2030 | B6 | 300 | 300 | 430 | 430 | 430 |  | 1434 |  | 12.2736 | 4.1426 |  | 0.42033 | 4.1471
NEISO_2_NYISO_J-K | NEISO | NYISO_J-K | 2030 | B7 | 400 | 400 | 430 | 430 | 430 |  | 231.25 |  | 5.7926 | 4.1426 |  | 0.2645 | 4.1471
NEISO_2_NYISO_J-K | NEISO | NYISO_J-K | 2030 | B8 | 500 | 0 | 430 | 430 | 430 |  | 0 |  | 2.1485 | 2.647 |  | 0.12263 | 4.1471
NEISO_2_NYISO_J-K | NEISO | NYISO_J-K | 2030 | B9 | 800 | 0 | 430 | 430 | 430 |  | 0 |  | 0.49854 | 0.98521 |  | 0.045529 | 4.1471
NEISO_2_NYISO_J-K | NEISO | NYISO_J-K | 2030 | B10 | 1262 | 0 | 430 | 430 | 430 |  | 0 |  | 0.02374 | 0.01187 |  | 0.0034201 | 4.1471
NEISO_2_NYISO_J-K | NEISO | NYISO_J-K | 2030 | B11 | 25 | 25 | 430 | 430 | 430 |  | 858.94 |  | 11.7038 | 4.1426 |  | 0.033401 | 4.1471
NEISO_2_NYISO_J-K | NEISO | NYISO_J-K | 2030 | B12 | 200 | 200 | 430 | 430 | 430 |  | 737.01 |  | 9.8877 | 4.1426 |  | 0.22575 | 4.1471
NEISO_2_NYISO_J-K | NEISO | NYISO_J-K | 2030 | B13 | 600 | 600 | 430 | 430 | 430 |  | 1744.26 |  | 8.7838 | 4.1426 |  | 0.60163 | 4.1471
NEISO_2_NYISO_J-K | NEISO | NYISO_J-K | 2030 | B14 | 900 | 900 | 430 | 430 | 430 |  | 1053.35 |  | 8.7838 | 4.1426 |  | 0.90245 | 4.1471
NEISO_2_NYISO_J-K | NEISO | NYISO_J-K | 2030 | B15 | 1203 | 0 | 430 | 430 | 430 |  | 0 |  | 0.02374 | 0.02374 |  | 0.0032602 | 4.1471
NEISO_2_NYISO_J-K | NEISO | NYISO_J-K | 2030 | B16 | 25 | 25 | 430 | 430 | 430 |  | 1021.28 |  | 14.339 | 4.1426 |  | 0.040922 | 4.1471
NEISO_2_NYISO_J-K | NEISO | NYISO_J-K | 2030 | B17 | 100 | 100 | 430 | 430 | 430 |  | 1470.77 |  | 13.3894 | 4.1426 |  | 0.15285 | 4.1471
NEISO_2_NYISO_J-K | NEISO | NYISO_J-K | 2030 | B18 | 400 | 400 | 430 | 430 | 430 |  | 1909.47 |  | 13.3894 | 4.1426 |  | 0.61139 | 4.1471
NEISO_2_NYISO_J-K | NEISO | NYISO_J-K | 2030 | B19 | 700 | 700 | 430 | 430 | 430 |  | 438.92 |  | 13.3894 | 4.1426 |  | 1.0699 | 4.1471
NEISO_2_NYISO_J-K | NEISO | NYISO_J-K | 2030 | B20 | 935 | 0 | 430 | 430 | 430 |  | 0 |  | 0.26114 | 0.01187 |  | 0.027873 | 4.1471
NEISO_2_NYISO_J-K | NEISO | NYISO_J-K | 2035 | B1 | 10 | 0 | 430 | 430 | 430 |  | 0 |  | 0.01187 | 0.01187 |  | 1.355e-05 | 25.5428
NEISO_2_NYISO_J-K | NEISO | NYISO_J-K | 2035 | B2 | 25 | 0 | 430 | 430 | 430 |  | 0 |  | 0.01187 | 0.01187 |  | 3.3876e-05 | 25.5428
NEISO_2_NYISO_J-K | NEISO | NYISO_J-K | 2035 | B3 | 75 | 0 | 430 | 430 | 430 |  | 0 |  | 60.8338 | 18.078 |  | 0.52084 | 25.5428
NEISO_2_NYISO_J-K | NEISO | NYISO_J-K | 2035 | B4 | 100 | 100 | 430 | 430 | 430 |  | 626.68 |  | 30.4109 | 25.5442 |  | 0.34716 | 25.5428
NEISO_2_NYISO_J-K | NEISO | NYISO_J-K | 2035 | B5 | 200 | 0 | 430 | 430 | 430 |  | 0 |  | 35.6337 | 18.8852 |  | 0.81356 | 25.5428
NEISO_2_NYISO_J-K | NEISO | NYISO_J-K | 2035 | B6 | 300 | 0 | 430 | 430 | 430 |  | 0 |  | 21.1167 | 14.4577 |  | 0.72318 | 25.5428
NEISO_2_NYISO_J-K | NEISO | NYISO_J-K | 2035 | B7 | 400 | 0 | 430 | 430 | 430 |  | 0 |  | 22.826 | 2.742 |  | 1.0423 | 25.5428
NEISO_2_NYISO_J-K | NEISO | NYISO_J-K | 2035 | B8 | 500 | 0 | 430 | 430 | 398.46 |  | 0 |  | 16.4637 | 0 |  | 0.93971 | 25.5428
NEISO_2_NYISO_J-K | NEISO | NYISO_J-K | 2035 | B9 | 800 | 0 | 430 | 430 | 379.84 |  | 0 |  | 14.6713 | 0 |  | 1.3398 | 25.5428
NEISO_2_NYISO_J-K | NEISO | NYISO_J-K | 2035 | B10 | 1262 | 0 | 430 | 430 | 131.97 |  | 0 |  | 0.02374 | 0 |  | 0.0034201 | 25.5428
NEISO_2_NYISO_J-K | NEISO | NYISO_J-K | 2035 | B11 | 25 | 0 | 430 | 430 | 430 |  | 0 |  | 59.5755 | 7.6443 |  | 0.17002 | 25.5428
NEISO_2_NYISO_J-K | NEISO | NYISO_J-K | 2035 | B12 | 200 | 0 | 430 | 430 | 430 |  | 0 |  | 52.2517 | 1.1989 |  | 1.193 | 25.5428
NEISO_2_NYISO_J-K | NEISO | NYISO_J-K | 2035 | B13 | 600 | 0 | 430 | 430 | 430 |  | 0 |  | 51.1716 | 3.6797 |  | 3.5049 | 25.5428
NEISO_2_NYISO_J-K | NEISO | NYISO_J-K | 2035 | B14 | 900 | 0 | 430 | 430 | 430 |  | 0 |  | 51.1716 | 3.6797 |  | 5.2574 | 25.5428
NEISO_2_NYISO_J-K | NEISO | NYISO_J-K | 2035 | B15 | 1203 | 0 | 430 | 430 | 430 |  | 0 |  | 33.4615 | 0.02374 |  | 4.5952 | 25.5428
NEISO_2_NYISO_J-K | NEISO | NYISO_J-K | 2035 | B16 | 25 | 0 | 430 | 430 | 430 |  | 0 |  | 64.2642 | 7.4662 |  | 0.1834 | 25.5428
NEISO_2_NYISO_J-K | NEISO | NYISO_J-K | 2035 | B17 | 100 | 0 | 430 | 430 | 430 |  | 0 |  | 64.2642 | 12.1668 |  | 0.73361 | 25.5428
NEISO_2_NYISO_J-K | NEISO | NYISO_J-K | 2035 | B18 | 400 | 0 | 430 | 430 | 430 |  | 0 |  | 64.2642 | 12.1668 |  | 2.9344 | 25.5428
NEISO_2_NYISO_J-K | NEISO | NYISO_J-K | 2035 | B19 | 700 | 0 | 430 | 430 | 430 |  | 0 |  | 62.4956 | 12.1668 |  | 4.9939 | 25.5428
NEISO_2_NYISO_J-K | NEISO | NYISO_J-K | 2035 | B20 | 935 | 0 | 430 | 430 | 430 |  | 0 |  | 44.6075 | 0.01187 |  | 4.7612 | 25.5428
NEISO_2_NYISO_J-K | NEISO | NYISO_J-K | 2040 | B1 | 10 | 0 | 430 | 0 | 0 |  | 0 |  | 0 | 0 |  | 0 | 26.0758
NEISO_2_NYISO_J-K | NEISO | NYISO_J-K | 2040 | B2 | 25 | 0 | 430 | 0 | 0 |  | 0 |  | 0 | 0 |  | 0 | 26.0758
NEISO_2_NYISO_J-K | NEISO | NYISO_J-K | 2040 | B3 | 75 | 0 | 430 | 430 | 430 |  | 0 |  | 0.01187 | 0.01187 |  | 0.00011929 | 26.0758
NEISO_2_NYISO_J-K | NEISO | NYISO_J-K | 2040 | B4 | 100 | 100 | 430 | 430 | 430 |  | 915.8 |  | 0.01187 | 14.7069 |  | 0.00015905 | 26.0758
NEISO_2_NYISO_J-K | NEISO | NYISO_J-K | 2040 | B5 | 200 | 200 | 430 | 430 | 430 |  | 1897.91 |  | 0.01187 | 14.7069 |  | 0.0003181 | 26.0758
NEISO_2_NYISO_J-K | NEISO | NYISO_J-K | 2040 | B6 | 300 | 300 | 430 | 430 | 430 |  | 684.03 |  | 8.8075 | 14.7069 |  | 0.35405 | 26.0758
NEISO_2_NYISO_J-K | NEISO | NYISO_J-K | 2040 | B7 | 400 | 0 | 430 | 430 | 430 |  | 0 |  | 0.01187 | 4.1664 |  | 0.00063621 | 26.0758
NEISO_2_NYISO_J-K | NEISO | NYISO_J-K | 2040 | B8 | 500 | 0 | 430 | 430 | 430 |  | 0 |  | 0.01187 | 0.20179 |  | 0.00079526 | 26.0758
NEISO_2_NYISO_J-K | NEISO | NYISO_J-K | 2040 | B9 | 800 | 0 | 430 | 430 | 308.69 |  | 0 |  | 13.0689 | 0 |  | 1.4009 | 26.0758
NEISO_2_NYISO_J-K | NEISO | NYISO_J-K | 2040 | B10 | 1262 | 0 | 430 | 0 | 178.72 |  | 0 |  | 0 | 0 |  | 0 | 26.0758
NEISO_2_NYISO_J-K | NEISO | NYISO_J-K | 2040 | B11 | 25 | 0 | 430 | 430 | 430 |  | 0 |  | 94.0579 | 4.57 |  | 0.31508 | 26.0758
NEISO_2_NYISO_J-K | NEISO | NYISO_J-K | 2040 | B12 | 200 | 0 | 430 | 430 | 430 |  | 0 |  | 94.0579 | 1.1039 |  | 2.5206 | 26.0758
NEISO_2_NYISO_J-K | NEISO | NYISO_J-K | 2040 | B13 | 600 | 0 | 430 | 430 | 430 |  | 0 |  | 83.1612 | 0.02374 |  | 6.6859 | 26.0758
NEISO_2_NYISO_J-K | NEISO | NYISO_J-K | 2040 | B14 | 900 | 0 | 430 | 430 | 430 |  | 0 |  | 69.938 | 0.02374 |  | 8.4342 | 26.0758
NEISO_2_NYISO_J-K | NEISO | NYISO_J-K | 2040 | B15 | 1203 | 0 | 430 | 430 | 430 |  | 0 |  | 1.8636 | 0.02374 |  | 0.3004 | 26.0758
NEISO_2_NYISO_J-K | NEISO | NYISO_J-K | 2040 | B16 | 25 | 0 | 430 | 430 | 430 |  | 0 |  | 108.0526 | 8.1784 |  | 0.36196 | 26.0758
NEISO_2_NYISO_J-K | NEISO | NYISO_J-K | 2040 | B17 | 100 | 0 | 430 | 430 | 430 |  | 0 |  | 108.0526 | 8.1784 |  | 1.4478 | 26.0758
NEISO_2_NYISO_J-K | NEISO | NYISO_J-K | 2040 | B18 | 400 | 0 | 430 | 430 | 430 |  | 0 |  | 98.2836 | 11.3833 |  | 5.2678 | 26.0758
NEISO_2_NYISO_J-K | NEISO | NYISO_J-K | 2040 | B19 | 700 | 0 | 430 | 430 | 430 |  | 0 |  | 81.8318 | 11.3833 |  | 7.6755 | 26.0758
NEISO_2_NYISO_J-K | NEISO | NYISO_J-K | 2040 | B20 | 935 | 0 | 430 | 430 | 430 |  | 0 |  | 0.01187 | 0.02374 |  | 0.0014871 | 26.0758
NEISO_2_NYISO_J-K | NEISO | NYISO_J-K | 2045 | B1 | 10 | 0 | 430 | 0 | 26.01 |  | 0 |  | 0 | 0 |  | 0 | 48.7678
NEISO_2_NYISO_J-K | NEISO | NYISO_J-K | 2045 | B2 | 25 | 0 | 430 | 0 | 0 |  | 0 |  | 0 | 0 |  | 0 | 48.7678
NEISO_2_NYISO_J-K | NEISO | NYISO_J-K | 2045 | B3 | 75 | 0 | 430 | 430 | 430 |  | 0 |  | 0.01187 | 11.1222 |  | 0.00011929 | 48.7678
NEISO_2_NYISO_J-K | NEISO | NYISO_J-K | 2045 | B4 | 100 | 0 | 430 | 430 | 430 |  | 0 |  | 92.8353 | 11.1222 |  | 1.2439 | 48.7678
NEISO_2_NYISO_J-K | NEISO | NYISO_J-K | 2045 | B5 | 200 | 0 | 430 | 430 | 430 |  | 0 |  | 13.6505 | 15.7396 |  | 0.36582 | 48.7678
NEISO_2_NYISO_J-K | NEISO | NYISO_J-K | 2045 | B6 | 300 | 0 | 430 | 430 | 430 |  | 0 |  | 18.7427 | 11.1222 |  | 0.75343 | 48.7678
NEISO_2_NYISO_J-K | NEISO | NYISO_J-K | 2045 | B7 | 400 | 0 | 430 | 430 | 430 |  | 0 |  | 25.7342 | 7.4306 |  | 1.3793 | 48.7678
NEISO_2_NYISO_J-K | NEISO | NYISO_J-K | 2045 | B8 | 500 | 0 | 430 | 430 | 430 |  | 0 |  | 30.6009 | 3.1099 |  | 2.0502 | 48.7678
NEISO_2_NYISO_J-K | NEISO | NYISO_J-K | 2045 | B9 | 800 | 0 | 430 | 430 | 430 |  | 0 |  | 40.2749 | 0.02374 |  | 4.3173 | 48.7678
NEISO_2_NYISO_J-K | NEISO | NYISO_J-K | 2045 | B10 | 1262 | 0 | 430 | 0 | 430 |  | 0 |  | 0 | 0.02374 |  | 0 | 48.7678
NEISO_2_NYISO_J-K | NEISO | NYISO_J-K | 2045 | B11 | 25 | 0 | 430 | 430 | 430 |  | 0 |  | 171.8301 | 9.9945 |  | 0.57561 | 48.7678
NEISO_2_NYISO_J-K | NEISO | NYISO_J-K | 2045 | B12 | 200 | 0 | 430 | 430 | 430 |  | 0 |  | 156.1736 | 7.8936 |  | 4.1853 | 48.7678
NEISO_2_NYISO_J-K | NEISO | NYISO_J-K | 2045 | B13 | 600 | 0 | 430 | 430 | 430 |  | 0 |  | 156.1736 | 4.57 |  | 12.5558 | 48.7678
NEISO_2_NYISO_J-K | NEISO | NYISO_J-K | 2045 | B14 | 900 | 0 | 430 | 430 | 430 |  | 0 |  | 60.4302 | 4.57 |  | 7.2876 | 48.7678
NEISO_2_NYISO_J-K | NEISO | NYISO_J-K | 2045 | B15 | 1203 | 0 | 430 | 430 | 430 |  | 0 |  | 15.2767 | 0.02374 |  | 2.4625 | 48.7678
NEISO_2_NYISO_J-K | NEISO | NYISO_J-K | 2045 | B16 | 25 | 0 | 430 | 430 | 430 |  | 0 |  | 176.222 | 11.1222 |  | 0.59032 | 48.7678
NEISO_2_NYISO_J-K | NEISO | NYISO_J-K | 2045 | B17 | 100 | 0 | 430 | 430 | 430 |  | 0 |  | 168.7439 | 13.1045 |  | 2.2611 | 48.7678
NEISO_2_NYISO_J-K | NEISO | NYISO_J-K | 2045 | B18 | 400 | 0 | 430 | 430 | 430 |  | 0 |  | 168.7439 | 13.1045 |  | 9.0443 | 48.7678
NEISO_2_NYISO_J-K | NEISO | NYISO_J-K | 2045 | B19 | 700 | 0 | 430 | 430 | 430 |  | 0 |  | 149.4196 | 13.1045 |  | 14.015 | 48.7678
NEISO_2_NYISO_J-K | NEISO | NYISO_J-K | 2045 | B20 | 935 | 0 | 430 | 430 | 430 |  | 0 |  | 15.4547 | 0.02374 |  | 1.9362 | 48.7678
NEISO_2_NYISO_J-K | NEISO | NYISO_J-K | 2050 | B1 | 10 | 0 | 430 | 0 | 430 |  | 0 |  | 0 | 4.3088 |  | 0 | 84.6444
NEISO_2_NYISO_J-K | NEISO | NYISO_J-K | 2050 | B2 | 25 | 0 | 430 | 0 | 0 |  | 0 |  | 0 | 0 |  | 0 | 84.6444
NEISO_2_NYISO_J-K | NEISO | NYISO_J-K | 2050 | B3 | 75 | 0 | 430 | 190.06 | 430 |  | 0 |  | 0 | 0.01187 |  | 0 | 84.6444
NEISO_2_NYISO_J-K | NEISO | NYISO_J-K | 2050 | B4 | 100 | 0 | 430 | 430 | 430 |  | 0 |  | 0.02374 | 2.8013 |  | 0.00036789 | 84.6444
NEISO_2_NYISO_J-K | NEISO | NYISO_J-K | 2050 | B5 | 200 | 0 | 430 | 430 | 430 |  | 0 |  | 29.0696 | 4.3088 |  | 0.90096 | 84.6444
NEISO_2_NYISO_J-K | NEISO | NYISO_J-K | 2050 | B6 | 300 | 0 | 430 | 430 | 430 |  | 0 |  | 155.9955 | 4.3088 |  | 7.2522 | 84.6444
NEISO_2_NYISO_J-K | NEISO | NYISO_J-K | 2050 | B7 | 400 | 0 | 430 | 430 | 430 |  | 0 |  | 155.9955 | 2.7064 |  | 9.6696 | 84.6444
NEISO_2_NYISO_J-K | NEISO | NYISO_J-K | 2050 | B8 | 500 | 0 | 430 | 430 | 430 |  | 0 |  | 195.0716 | 0.01187 |  | 15.1148 | 84.6444
NEISO_2_NYISO_J-K | NEISO | NYISO_J-K | 2050 | B9 | 800 | 0 | 430 | 430 | 430 |  | 0 |  | 158.0134 | 0.01187 |  | 19.5895 | 84.6444
NEISO_2_NYISO_J-K | NEISO | NYISO_J-K | 2050 | B10 | 1262 | 0 | 430 | 0 | 430 |  | 0 |  | 0 | 0.01187 |  | 0 | 84.6444
NEISO_2_NYISO_J-K | NEISO | NYISO_J-K | 2050 | B11 | 25 | 0 | 430 | 430 | 430 |  | 0 |  | 288.8802 | 1.6737 |  | 1.1192 | 84.6444
NEISO_2_NYISO_J-K | NEISO | NYISO_J-K | 2050 | B12 | 200 | 0 | 430 | 430 | 430 |  | 0 |  | 288.8802 | 0.02374 |  | 8.9534 | 84.6444
NEISO_2_NYISO_J-K | NEISO | NYISO_J-K | 2050 | B13 | 600 | 0 | 430 | 430 | 430 |  | 0 |  | 251.6084 | 0.01187 |  | 23.3946 | 84.6444
NEISO_2_NYISO_J-K | NEISO | NYISO_J-K | 2050 | B14 | 900 | 0 | 430 | 430 | 393.65 |  | 0 |  | 8.7838 | 0 |  | 1.2251 | 84.6444
NEISO_2_NYISO_J-K | NEISO | NYISO_J-K | 2050 | B15 | 1203 | 0 | 430 | 430 | 392.55 |  | 0 |  | 0.02374 | 0 |  | 0.0044257 | 84.6444
NEISO_2_NYISO_J-K | NEISO | NYISO_J-K | 2050 | B16 | 25 | 0 | 430 | 430 | 430 |  | 0 |  | 301.7829 | 3.1574 |  | 1.1692 | 84.6444
NEISO_2_NYISO_J-K | NEISO | NYISO_J-K | 2050 | B17 | 100 | 0 | 430 | 430 | 430 |  | 0 |  | 301.7829 | 3.1574 |  | 4.6766 | 84.6444
NEISO_2_NYISO_J-K | NEISO | NYISO_J-K | 2050 | B18 | 400 | 0 | 430 | 430 | 430 |  | 0 |  | 301.7829 | 3.1574 |  | 18.7065 | 84.6444
NEISO_2_NYISO_J-K | NEISO | NYISO_J-K | 2050 | B19 | 700 | 0 | 430 | 430 | 430 |  | 0 |  | 9.9827 | 3.1574 |  | 1.0829 | 84.6444
NEISO_2_NYISO_J-K | NEISO | NYISO_J-K | 2050 | B20 | 935 | 0 | 430 | 0 | 0 |  | 0 |  | 0 | 0 |  | 0 | 84.6444
NonRTO_Midwest_2_MISO_IN | NonRTO_Midwest | MISO_IN | 2015 | B1 | 10 | 0 | 4450 | 0 | 0 |  | 0 |  | 0 | 0 |  | 0 | 0
NonRTO_Midwest_2_MISO_IN | NonRTO_Midwest | MISO_IN | 2015 | B2 | 25 | 0 | 4450 | 0 | 0 |  | 0 |  | 0 | 0 |  | 0 | 0
NonRTO_Midwest_2_MISO_IN | NonRTO_Midwest | MISO_IN | 2015 | B3 | 75 | 0 | 4450 | 0 | 0 |  | 0 |  | 0 | 0 |  | 0 | 0
NonRTO_Midwest_2_MISO_IN | NonRTO_Midwest | MISO_IN | 2015 | B4 | 100 | 0 | 4450 | 0 | 0 |  | 0 |  | 0 | 0 |  | 0 | 0
NonRTO_Midwest_2_MISO_IN | NonRTO_Midwest | MISO_IN | 2015 | B5 | 200 | 0 | 4450 | 0 | 0 |  | 0 |  | 0 | 0 |  | 0 | 0
NonRTO_Midwest_2_MISO_IN | NonRTO_Midwest | MISO_IN | 2015 | B6 | 300 | 0 | 4450 | 0 | 0 |  | 0 |  | 0 | 0 |  | 0 | 0
NonRTO_Midwest_2_MISO_IN | NonRTO_Midwest | MISO_IN | 2015 | B7 | 400 | 0 | 4450 | 0 | 0 |  | 0 |  | 0 | 0 |  | 0 | 0
NonRTO_Midwest_2_MISO_IN | NonRTO_Midwest | MISO_IN | 2015 | B8 | 500 | 0 | 4450 | 0 | 0 |  | 0 |  | 0 | 0 |  | 0 | 0
NonRTO_Midwest_2_MISO_IN | NonRTO_Midwest | MISO_IN | 2015 | B9 | 800 | 0 | 4450 | 0 | 0 |  | 0 |  | 0 | 0 |  | 0 | 0
NonRTO_Midwest_2_MISO_IN | NonRTO_Midwest | MISO_IN | 2015 | B10 | 1262 | 0 | 4450 | 0 | 0 |  | 0 |  | 0 | 0 |  | 0 | 0
NonRTO_Midwest_2_MISO_IN | NonRTO_Midwest | MISO_IN | 2015 | B11 | 25 | 0 | 4450 | 0 | 0 |  | 0 |  | 0 | 0 |  | 0 | 0
NonRTO_Midwest_2_MISO_IN | NonRTO_Midwest | MISO_IN | 2015 | B12 | 200 | 0 | 4450 | 0 | 0 |  | 0 |  | 0 | 0 |  | 0 | 0
NonRTO_Midwest_2_MISO_IN | NonRTO_Midwest | MISO_IN | 2015 | B13 | 600 | 0 | 4450 | 0 | 0 |  | 0 |  | 0 | 0 |  | 0 | 0
NonRTO_Midwest_2_MISO_IN | NonRTO_Midwest | MISO_IN | 2015 | B14 | 900 | 0 | 4450 | 0 | 0 |  | 0 |  | 0 | 0 |  | 0 | 0
NonRTO_Midwest_2_MISO_IN | NonRTO_Midwest | MISO_IN | 2015 | B15 | 1203 | 0 | 4450 | 0 | 0 |  | 0 |  | 0 | 0 |  | 0 | 0
NonRTO_Midwest_2_MISO_IN | NonRTO_Midwest | MISO_IN | 2015 | B16 | 25 | 0 | 4450 | 0 | 0 |  | 0 |  | 0 | 0 |  | 0 | 0
NonRTO_Midwest_2_MISO_IN | NonRTO_Midwest | MISO_IN | 2015 | B17 | 100 | 0 | 4450 | 0 | 0 |  | 0 |  | 0 | 0 |  | 0 | 0
NonRTO_Midwest_2_MISO_IN | NonRTO_Midwest | MISO_IN | 2015 | B18 | 400 | 0 | 4450 | 0 | 0 |  | 0 |  | 0 | 0 |  | 0 | 0
NonRTO_Midwest_2_MISO_IN | NonRTO_Midwest | MISO_IN | 2015 | B19 | 700 | 0 | 4450 | 0 | 0 |  | 0 |  | 0 | 0 |  | 0 | 0
NonRTO_Midwest_2_MISO_IN | NonRTO_Midwest | MISO_IN | 2015 | B20 | 935 | 0 | 4450 | 0 | 0 |  | 0 |  | 0 | 0 |  | 0 | 0
NonRTO_Midwest_2_MISO_IN | NonRTO_Midwest | MISO_IN | 2020 | B1 | 10 | 0 | 4450 | 0 | 0 |  | 0 |  | 0 | 0 |  | 0 | 0
NonRTO_Midwest_2_MISO_IN | NonRTO_Midwest | MISO_IN | 2020 | B2 | 25 | 0 | 4450 | 0 | 0 |  | 0 |  | 0 | 0 |  | 0 | 0
NonRTO_Midwest_2_MISO_IN | NonRTO_Midwest | MISO_IN | 2020 | B3 | 75 | 0 | 4450 | 0 | 0 |  | 0 |  | 0 | 0 |  | 0 | 0
NonRTO_Midwest_2_MISO_IN | NonRTO_Midwest | MISO_IN | 2020 | B4 | 100 | 0 | 4450 | 0 | 0 |  | 0 |  | 0 | 0 |  | 0 | 0
NonRTO_Midwest_2_MISO_IN | NonRTO_Midwest | MISO_IN | 2020 | B5 | 200 | 0 | 4450 | 0 | 0 |  | 0 |  | 0 | 0 |  | 0 | 0
NonRTO_Midwest_2_MISO_IN | NonRTO_Midwest | MISO_IN | 2020 | B6 | 300 | 0 | 4450 | 0 | 0 |  | 0 |  | 0 | 0 |  | 0 | 0
NonRTO_Midwest_2_MISO_IN | NonRTO_Midwest | MISO_IN | 2020 | B7 | 400 | 0 | 4450 | 0 | 0 |  | 0 |  | 0 | 0 |  | 0 | 0
NonRTO_Midwest_2_MISO_IN | NonRTO_Midwest | MISO_IN | 2020 | B8 | 500 | 0 | 4450 | 0 | 0 |  | 0 |  | 0 | 0 |  | 0 | 0
NonRTO_Midwest_2_MISO_IN | NonRTO_Midwest | MISO_IN | 2020 | B9 | 800 | 0 | 4450 | 0 | 0 |  | 0 |  | 0 | 0 |  | 0 | 0
NonRTO_Midwest_2_MISO_IN | NonRTO_Midwest | MISO_IN | 2020 | B10 | 1262 | 0 | 4450 | 0 | 0 |  | 0 |  | 0 | 0 |  | 0 | 0
NonRTO_Midwest_2_MISO_IN | NonRTO_Midwest | MISO_IN | 2020 | B11 | 25 | 0 | 4450 | 0 | 0 |  | 0 |  | 0 | 0 |  | 0 | 0
NonRTO_Midwest_2_MISO_IN | NonRTO_Midwest | MISO_IN | 2020 | B12 | 200 | 0 | 4450 | 0 | 0 |  | 0 |  | 0 | 0 |  | 0 | 0
NonRTO_Midwest_2_MISO_IN | NonRTO_Midwest | MISO_IN | 2020 | B13 | 600 | 0 | 4450 | 0 | 0 |  | 0 |  | 0 | 0 |  | 0 | 0
NonRTO_Midwest_2_MISO_IN | NonRTO_Midwest | MISO_IN | 2020 | B14 | 900 | 0 | 4450 | 0 | 0 |  | 0 |  | 0 | 0 |  | 0 | 0
NonRTO_Midwest_2_MISO_IN | NonRTO_Midwest | MISO_IN | 2020 | B15 | 1203 | 0 | 4450 | 0 | 0 |  | 0 |  | 0 | 0 |  | 0 | 0
NonRTO_Midwest_2_MISO_IN | NonRTO_Midwest | MISO_IN | 2020 | B16 | 25 | 0 | 4450 | 0 | 0 |  | 0 |  | 0 | 0 |  | 0 | 0
NonRTO_Midwest_2_MISO_IN | NonRTO_Midwest | MISO_IN | 2020 | B17 | 100 | 0 | 4450 | 0 | 0 |  | 0 |  | 0 | 0 |  | 0 | 0
NonRTO_Midwest_2_MISO_IN | NonRTO_Midwest | MISO_IN | 2020 | B18 | 400 | 0 | 4450 | 0 | 0 |  | 0 |  | 0 | 0 |  | 0 | 0
NonRTO_Midwest_2_MISO_IN | NonRTO_Midwest | MISO_IN | 2020 | B19 | 700 | 0 | 4450 | 0 | 0 |  | 0 |  | 0 | 0 |  | 0 | 0
NonRTO_Midwest_2_MISO_IN | NonRTO_Midwest | MISO_IN | 2020 | B20 | 935 | 0 | 4450 | 0 | 0 |  | 0 |  | 0 | 0 |  | 0 | 0
NonRTO_Midwest_2_MISO_IN | NonRTO_Midwest | MISO_IN | 2025 | B1 | 10 | 0 | 4450 | 0 | 0 |  | 0 |  | 0 | 0 |  | 0 | 0
NonRTO_Midwest_2_MISO_IN | NonRTO_Midwest | MISO_IN | 2025 | B2 | 25 | 0 | 4450 | 0 | 0 |  | 0 |  | 0 | 0 |  | 0 | 0
NonRTO_Midwest_2_MISO_IN | NonRTO_Midwest | MISO_IN | 2025 | B3 | 75 | 0 | 4450 | 0 | 0 |  | 0 |  | 0 | 0 |  | 0 | 0
NonRTO_Midwest_2_MISO_IN | NonRTO_Midwest | MISO_IN | 2025 | B4 | 100 | 0 | 4450 | 0 | 0 |  | 0 |  | 0 | 0 |  | 0 | 0
NonRTO_Midwest_2_MISO_IN | NonRTO_Midwest | MISO_IN | 2025 | B5 | 200 | 0 | 4450 | 0 | 0 |  | 0 |  | 0 | 0 |  | 0 | 0
NonRTO_Midwest_2_MISO_IN | NonRTO_Midwest | MISO_IN | 2025 | B6 | 300 | 0 | 4450 | 0 | 0 |  | 0 |  | 0 | 0 |  | 0 | 0
NonRTO_Midwest_2_MISO_IN | NonRTO_Midwest | MISO_IN | 2025 | B7 | 400 | 0 | 4450 | 0 | 0 |  | 0 |  | 0 | 0 |  | 0 | 0
NonRTO_Midwest_2_MISO_IN | NonRTO_Midwest | MISO_IN | 2025 | B8 | 500 | 0 | 4450 | 0 | 0 |  | 0 |  | 0 | 0 |  | 0 | 0
NonRTO_Midwest_2_MISO_IN | NonRTO_Midwest | MISO_IN | 2025 | B9 | 800 | 0 | 4450 | 0 | 0 |  | 0 |  | 0 | 0 |  | 0 | 0
NonRTO_Midwest_2_MISO_IN | NonRTO_Midwest | MISO_IN | 2025 | B10 | 1262 | 0 | 4450 | 0 | 0 |  | 0 |  | 0 | 0 |  | 0 | 0
NonRTO_Midwest_2_MISO_IN | NonRTO_Midwest | MISO_IN | 2025 | B11 | 25 | 0 | 4450 | 0 | 0 |  | 0 |  | 0 | 0 |  | 0 | 0
NonRTO_Midwest_2_MISO_IN | NonRTO_Midwest | MISO_IN | 2025 | B12 | 200 | 0 | 4450 | 0 | 0 |  | 0 |  | 0 | 0 |  | 0 | 0
NonRTO_Midwest_2_MISO_IN | NonRTO_Midwest | MISO_IN | 2025 | B13 | 600 | 0 | 4450 | 0 | 0 |  | 0 |  | 0 | 0 |  | 0 | 0
NonRTO_Midwest_2_MISO_IN | NonRTO_Midwest | MISO_IN | 2025 | B14 | 900 | 0 | 4450 | 0 | 0 |  | 0 |  | 0 | 0 |  | 0 | 0
NonRTO_Midwest_2_MISO_IN | NonRTO_Midwest | MISO_IN | 2025 | B15 | 1203 | 0 | 4450 | 0 | 0 |  | 0 |  | 0 | 0 |  | 0 | 0
NonRTO_Midwest_2_MISO_IN | NonRTO_Midwest | MISO_IN | 2025 | B16 | 25 | 0 | 4450 | 0 | 0 |  | 0 |  | 0 | 0 |  | 0 | 0
NonRTO_Midwest_2_MISO_IN | NonRTO_Midwest | MISO_IN | 2025 | B17 | 100 | 0 | 4450 | 0 | 0 |  | 0 |  | 0 | 0 |  | 0 | 0
NonRTO_Midwest_2_MISO_IN | NonRTO_Midwest | MISO_IN | 2025 | B18 | 400 | 0 | 4450 | 0 | 0 |  | 0 |  | 0 | 0 |  | 0 | 0
NonRTO_Midwest_2_MISO_IN | NonRTO_Midwest | MISO_IN | 2025 | B19 | 700 | 0 | 4450 | 0 | 0 |  | 0 |  | 0 | 0 |  | 0 | 0
NonRTO_Midwest_2_MISO_IN | NonRTO_Midwest | MISO_IN | 2025 | B20 | 935 | 0 | 4450 | 0 | 0 |  | 0 |  | 0 | 0 |  | 0 | 0
NonRTO_Midwest_2_MISO_IN | NonRTO_Midwest | MISO_IN | 2030 | B1 | 10 | 0 | 4450 | 0 | 0 |  | 0 |  | 0 | 0 |  | 0 | 0
NonRTO_Midwest_2_MISO_IN | NonRTO_Midwest | MISO_IN | 2030 | B2 | 25 | 0 | 4450 | 0 | 0 |  | 0 |  | 0 | 0 |  | 0 | 0
NonRTO_Midwest_2_MISO_IN | NonRTO_Midwest | MISO_IN | 2030 | B3 | 75 | 0 | 4450 | 0 | 0 |  | 0 |  | 0 | 0 |  | 0 | 0
NonRTO_Midwest_2_MISO_IN | NonRTO_Midwest | MISO_IN | 2030 | B4 | 100 | 0 | 4450 | 0 | 0 |  | 0 |  | 0 | 0 |  | 0 | 0
NonRTO_Midwest_2_MISO_IN | NonRTO_Midwest | MISO_IN | 2030 | B5 | 200 | 0 | 4450 | 0 | 0 |  | 0 |  | 0 | 0 |  | 0 | 0
NonRTO_Midwest_2_MISO_IN | NonRTO_Midwest | MISO_IN | 2030 | B6 | 300 | 0 | 4450 | 0 | 0 |  | 0 |  | 0 | 0 |  | 0 | 0
NonRTO_Midwest_2_MISO_IN | NonRTO_Midwest | MISO_IN | 2030 | B7 | 400 | 0 | 4450 | 0 | 0 |  | 0 |  | 0 | 0 |  | 0 | 0
NonRTO_Midwest_2_MISO_IN | NonRTO_Midwest | MISO_IN | 2030 | B8 | 500 | 0 | 4450 | 0 | 0 |  | 0 |  | 0 | 0 |  | 0 | 0
NonRTO_Midwest_2_MISO_IN | NonRTO_Midwest | MISO_IN | 2030 | B9 | 800 | 0 | 4450 | 0 | 0 |  | 0 |  | 0 | 0 |  | 0 | 0
NonRTO_Midwest_2_MISO_IN | NonRTO_Midwest | MISO_IN | 2030 | B10 | 1262 | 0 | 4450 | 0 | 0 |  | 0 |  | 0 | 0 |  | 0 | 0
NonRTO_Midwest_2_MISO_IN | NonRTO_Midwest | MISO_IN | 2030 | B11 | 25 | 0 | 4450 | 0 | 0 |  | 0 |  | 0 | 0 |  | 0 | 0
NonRTO_Midwest_2_MISO_IN | NonRTO_Midwest | MISO_IN | 2030 | B12 | 200 | 0 | 4450 | 0 | 0 |  | 0 |  | 0 | 0 |  | 0 | 0
NonRTO_Midwest_2_MISO_IN | NonRTO_Midwest | MISO_IN | 2030 | B13 | 600 | 0 | 4450 | 0 | 0 |  | 0 |  | 0 | 0 |  | 0 | 0
NonRTO_Midwest_2_MISO_IN | NonRTO_Midwest | MISO_IN | 2030 | B14 | 900 | 0 | 4450 | 0 | 0 |  | 0 |  | 0 | 0 |  | 0 | 0
NonRTO_Midwest_2_MISO_IN | NonRTO_Midwest | MISO_IN | 2030 | B15 | 1203 | 0 | 4450 | 0 | 0 |  | 0 |  | 0 | 0 |  | 0 | 0
NonRTO_Midwest_2_MISO_IN | NonRTO_Midwest | MISO_IN | 2030 | B16 | 25 | 0 | 4450 | 0 | 0 |  | 0 |  | 0 | 0 |  | 0 | 0
NonRTO_Midwest_2_MISO_IN | NonRTO_Midwest | MISO_IN | 2030 | B17 | 100 | 0 | 4450 | 0 | 0 |  | 0 |  | 0 | 0 |  | 0 | 0
NonRTO_Midwest_2_MISO_IN | NonRTO_Midwest | MISO_IN | 2030 | B18 | 400 | 0 | 4450 | 0 | 0 |  | 0 |  | 0 | 0 |  | 0 | 0
NonRTO_Midwest_2_MISO_IN | NonRTO_Midwest | MISO_IN | 2030 | B19 | 700 | 0 | 4450 | 0 | 0 |  | 0 |  | 0 | 0 |  | 0 | 0
NonRTO_Midwest_2_MISO_IN | NonRTO_Midwest | MISO_IN | 2030 | B20 | 935 | 0 | 4450 | 0 | 0 |  | 0 |  | 0 | 0 |  | 0 | 0
NonRTO_Midwest_2_MISO_IN | NonRTO_Midwest | MISO_IN | 2035 | B1 | 10 | 0 | 4450 | 0 | 0 |  | 0 |  | 0 | 0 |  | 0 | 0
NonRTO_Midwest_2_MISO_IN | NonRTO_Midwest | MISO_IN | 2035 | B2 | 25 | 0 | 4450 | 0 | 0 |  | 0 |  | 0 | 0 |  | 0 | 0
NonRTO_Midwest_2_MISO_IN | NonRTO_Midwest | MISO_IN | 2035 | B3 | 75 | 0 | 4450 | 0 | 0 |  | 0 |  | 0 | 0 |  | 0 | 0
NonRTO_Midwest_2_MISO_IN | NonRTO_Midwest | MISO_IN | 2035 | B4 | 100 | 0 | 4450 | 0 | 0 |  | 0 |  | 0 | 0 |  | 0 | 0
NonRTO_Midwest_2_MISO_IN | NonRTO_Midwest | MISO_IN | 2035 | B5 | 200 | 0 | 4450 | 0 | 0 |  | 0 |  | 0 | 0 |  | 0 | 0
NonRTO_Midwest_2_MISO_IN | NonRTO_Midwest | MISO_IN | 2035 | B6 | 300 | 0 | 4450 | 0 | 0 |  | 0 |  | 0 | 0 |  | 0 | 0
NonRTO_Midwest_2_MISO_IN | NonRTO_Midwest | MISO_IN | 2035 | B7 | 400 | 0 | 4450 | 544.68 | 0 |  | 0 |  | 0 | 0 |  | 0 | 0
NonRTO_Midwest_2_MISO_IN | NonRTO_Midwest | MISO_IN | 2035 | B8 | 500 | 0 | 4450 | 0 | 0 |  | 0 |  | 0 | 0 |  | 0 | 0
NonRTO_Midwest_2_MISO_IN | NonRTO_Midwest | MISO_IN | 2035 | B9 | 800 | 0 | 4450 | 0 | 0 |  | 0 |  | 0 | 0 |  | 0 | 0
NonRTO_Midwest_2_MISO_IN | NonRTO_Midwest | MISO_IN | 2035 | B10 | 1262 | 0 | 4450 | 0 | 0 |  | 0 |  | 0 | 0 |  | 0 | 0
NonRTO_Midwest_2_MISO_IN | NonRTO_Midwest | MISO_IN | 2035 | B11 | 25 | 0 | 4450 | 0 | 0 |  | 0 |  | 0 | 0 |  | 0 | 0
NonRTO_Midwest_2_MISO_IN | NonRTO_Midwest | MISO_IN | 2035 | B12 | 200 | 0 | 4450 | 0 | 0 |  | 0 |  | 0 | 0 |  | 0 | 0
NonRTO_Midwest_2_MISO_IN | NonRTO_Midwest | MISO_IN | 2035 | B13 | 600 | 0 | 4450 | 0 | 0 |  | 0 |  | 0 | 0 |  | 0 | 0
NonRTO_Midwest_2_MISO_IN | NonRTO_Midwest | MISO_IN | 2035 | B14 | 900 | 0 | 4450 | 0 | 0 |  | 0 |  | 0 | 0 |  | 0 | 0
NonRTO_Midwest_2_MISO_IN | NonRTO_Midwest | MISO_IN | 2035 | B15 | 1203 | 0 | 4450 | 0 | 0 |  | 0 |  | 0 | 0 |  | 0 | 0
NonRTO_Midwest_2_MISO_IN | NonRTO_Midwest | MISO_IN | 2035 | B16 | 25 | 0 | 4450 | 0 | 0 |  | 0 |  | 0 | 0 |  | 0 | 0
NonRTO_Midwest_2_MISO_IN | NonRTO_Midwest | MISO_IN | 2035 | B17 | 100 | 0 | 4450 | 0 | 0 |  | 0 |  | 0 | 0 |  | 0 | 0
NonRTO_Midwest_2_MISO_IN | NonRTO_Midwest | MISO_IN | 2035 | B18 | 400 | 0 | 4450 | 0 | 0 |  | 0 |  | 0 | 0 |  | 0 | 0
NonRTO_Midwest_2_MISO_IN | NonRTO_Midwest | MISO_IN | 2035 | B19 | 700 | 0 | 4450 | 0 | 0 |  | 0 |  | 0 | 0 |  | 0 | 0
NonRTO_Midwest_2_MISO_IN | NonRTO_Midwest | MISO_IN | 2035 | B20 | 935 | 0 | 4450 | 0 | 0 |  | 0 |  | 0 | 0 |  | 0 | 0
NonRTO_Midwest_2_MISO_IN | NonRTO_Midwest | MISO_IN | 2040 | B1 | 10 | 0 | 4450 | 0 | 0 |  | 0 |  | 0 | 0 |  | 0 | 0
NonRTO_Midwest_2_MISO_IN | NonRTO_Midwest | MISO_IN | 2040 | B2 | 25 | 0 | 4450 | 0 | 0 |  | 0 |  | 0 | 0 |  | 0 | 0
NonRTO_Midwest_2_MISO_IN | NonRTO_Midwest | MISO_IN | 2040 | B3 | 75 | 0 | 4450 | 0 | 0 |  | 0 |  | 0 | 0 |  | 0 | 0
NonRTO_Midwest_2_MISO_IN | NonRTO_Midwest | MISO_IN | 2040 | B4 | 100 | 0 | 4450 | 0 | 0 |  | 0 |  | 0 | 0 |  | 0 | 0
NonRTO_Midwest_2_MISO_IN | NonRTO_Midwest | MISO_IN | 2040 | B5 | 200 | 0 | 4450 | 0 | 0 |  | 0 |  | 0 | 0 |  | 0 | 0
NonRTO_Midwest_2_MISO_IN | NonRTO_Midwest | MISO_IN | 2040 | B6 | 300 | 0 | 4450 | 0 | 0 |  | 0 |  | 0 | 0 |  | 0 | 0
NonRTO_Midwest_2_MISO_IN | NonRTO_Midwest | MISO_IN | 2040 | B7 | 400 | 0 | 4450 | 0 | 0 |  | 0 |  | 0 | 0 |  | 0 | 0
NonRTO_Midwest_2_MISO_IN | NonRTO_Midwest | MISO_IN | 2040 | B8 | 500 | 0 | 4450 | 0 | 0 |  | 0 |  | 0 | 0 |  | 0 | 0
NonRTO_Midwest_2_MISO_IN | NonRTO_Midwest | MISO_IN | 2040 | B9 | 800 | 0 | 4450 | 0 | 0 |  | 0 |  | 0 | 0 |  | 0 | 0
NonRTO_Midwest_2_MISO_IN | NonRTO_Midwest | MISO_IN | 2040 | B10 | 1262 | 0 | 4450 | 0 | 0 |  | 0 |  | 0 | 0 |  | 0 | 0
NonRTO_Midwest_2_MISO_IN | NonRTO_Midwest | MISO_IN | 2040 | B11 | 25 | 0 | 4450 | 0 | 0 |  | 0 |  | 0 | 0 |  | 0 | 0
NonRTO_Midwest_2_MISO_IN | NonRTO_Midwest | MISO_IN | 2040 | B12 | 200 | 0 | 4450 | 0 | 0 |  | 0 |  | 0 | 0 |  | 0 | 0
NonRTO_Midwest_2_MISO_IN | NonRTO_Midwest | MISO_IN | 2040 | B13 | 600 | 0 | 4450 | 0 | 0 |  | 0 |  | 0 | 0 |  | 0 | 0
NonRTO_Midwest_2_MISO_IN | NonRTO_Midwest | MISO_IN | 2040 | B14 | 900 | 0 | 4450 | 0 | 0 |  | 0 |  | 0 | 0 |  | 0 | 0
NonRTO_Midwest_2_MISO_IN | NonRTO_Midwest | MISO_IN | 2040 | B15 | 1203 | 0 | 4450 | 0 | 0 |  | 0 |  | 0 | 0 |  | 0 | 0
NonRTO_Midwest_2_MISO_IN | NonRTO_Midwest | MISO_IN | 2040 | B16 | 25 | 0 | 4450 | 0 | 0 |  | 0 |  | 0 | 0 |  | 0 | 0
NonRTO_Midwest_2_MISO_IN | NonRTO_Midwest | MISO_IN | 2040 | B17 | 100 | 0 | 4450 | 0 | 0 |  | 0 |  | 0 | 0 |  | 0 | 0
NonRTO_Midwest_2_MISO_IN | NonRTO_Midwest | MISO_IN | 2040 | B18 | 400 | 0 | 4450 | 0 | 0 |  | 0 |  | 0 | 0 |  | 0 | 0
NonRTO_Midwest_2_MISO_IN | NonRTO_Midwest | MISO_IN | 2040 | B19 | 700 | 0 | 4450 | 0 | 0 |  | 0 |  | 0 | 0 |  | 0 | 0
NonRTO_Midwest_2_MISO_IN | NonRTO_Midwest | MISO_IN | 2040 | B20 | 935 | 0 | 4450 | 0 | 0 |  | 0 |  | 0 | 0 |  | 0 | 0
NonRTO_Midwest_2_MISO_IN | NonRTO_Midwest | MISO_IN | 2045 | B1 | 10 | 0 | 4450 | 0 | 0 |  | 0 |  | 0 | 0 |  | 0 | 0
NonRTO_Midwest_2_MISO_IN | NonRTO_Midwest | MISO_IN | 2045 | B2 | 25 | 0 | 4450 | 0 | 0 |  | 0 |  | 0 | 0 |  | 0 | 0
NonRTO_Midwest_2_MISO_IN | NonRTO_Midwest | MISO_IN | 2045 | B3 | 75 | 0 | 4450 | 0 | 0 |  | 0 |  | 0 | 0 |  | 0 | 0
NonRTO_Midwest_2_MISO_IN | NonRTO_Midwest | MISO_IN | 2045 | B4 | 100 | 0 | 4450 | 0 | 0 |  | 0 |  | 0 | 0 |  | 0 | 0
NonRTO_Midwest_2_MISO_IN | NonRTO_Midwest | MISO_IN | 2045 | B5 | 200 | 0 | 4450 | 0 | 0 |  | 0 |  | 0 | 0 |  | 0 | 0
NonRTO_Midwest_2_MISO_IN | NonRTO_Midwest | MISO_IN | 2045 | B6 | 300 | 0 | 4450 | 0 | 0 |  | 0 |  | 0 | 0 |  | 0 | 0
NonRTO_Midwest_2_MISO_IN | NonRTO_Midwest | MISO_IN | 2045 | B7 | 400 | 0 | 4450 | 0 | 0 |  | 0 |  | 0 | 0 |  | 0 | 0
NonRTO_Midwest_2_MISO_IN | NonRTO_Midwest | MISO_IN | 2045 | B8 | 500 | 0 | 4450 | 0 | 0 |  | 0 |  | 0 | 0 |  | 0 | 0
NonRTO_Midwest_2_MISO_IN | NonRTO_Midwest | MISO_IN | 2045 | B9 | 800 | 0 | 4450 | 236.87 | 0 |  | 0 |  | 0 | 0 |  | 0 | 0
NonRTO_Midwest_2_MISO_IN | NonRTO_Midwest | MISO_IN | 2045 | B10 | 1262 | 0 | 4450 | 1544.88 | 0 |  | 0 |  | 0 | 0 |  | 0 | 0
NonRTO_Midwest_2_MISO_IN | NonRTO_Midwest | MISO_IN | 2045 | B11 | 25 | 0 | 4450 | 0 | 0 |  | 0 |  | 0 | 0 |  | 0 | 0
NonRTO_Midwest_2_MISO_IN | NonRTO_Midwest | MISO_IN | 2045 | B12 | 200 | 0 | 4450 | 0 | 0 |  | 0 |  | 0 | 0 |  | 0 | 0
NonRTO_Midwest_2_MISO_IN | NonRTO_Midwest | MISO_IN | 2045 | B13 | 600 | 0 | 4450 | 0 | 0 |  | 0 |  | 0 | 0 |  | 0 | 0
NonRTO_Midwest_2_MISO_IN | NonRTO_Midwest | MISO_IN | 2045 | B14 | 900 | 0 | 4450 | 47.66 | 0 |  | 0 |  | 0 | 0 |  | 0 | 0
NonRTO_Midwest_2_MISO_IN | NonRTO_Midwest | MISO_IN | 2045 | B15 | 1203 | 0 | 4450 | 0 | 0 |  | 0 |  | 0 | 0 |  | 0 | 0
NonRTO_Midwest_2_MISO_IN | NonRTO_Midwest | MISO_IN | 2045 | B16 | 25 | 0 | 4450 | 0 | 0 |  | 0 |  | 0 | 0 |  | 0 | 0
NonRTO_Midwest_2_MISO_IN | NonRTO_Midwest | MISO_IN | 2045 | B17 | 100 | 0 | 4450 | 0 | 0 |  | 0 |  | 0 | 0 |  | 0 | 0
NonRTO_Midwest_2_MISO_IN | NonRTO_Midwest | MISO_IN | 2045 | B18 | 400 | 0 | 4450 | 0 | 0 |  | 0 |  | 0 | 0 |  | 0 | 0
NonRTO_Midwest_2_MISO_IN | NonRTO_Midwest | MISO_IN | 2045 | B19 | 700 | 0 | 4450 | 0 | 0 |  | 0 |  | 0 | 0 |  | 0 | 0
NonRTO_Midwest_2_MISO_IN | NonRTO_Midwest | MISO_IN | 2045 | B20 | 935 | 0 | 4450 | 0 | 0 |  | 0 |  | 0 | 0 |  | 0 | 0
NonRTO_Midwest_2_MISO_IN | NonRTO_Midwest | MISO_IN | 2050 | B1 | 10 | 0 | 4450 | 0 | 0 |  | 0 |  | 0 | 0 |  | 0 | 0
NonRTO_Midwest_2_MISO_IN | NonRTO_Midwest | MISO_IN | 2050 | B2 | 25 | 0 | 4450 | 0 | 0 |  | 0 |  | 0 | 0 |  | 0 | 0
NonRTO_Midwest_2_MISO_IN | NonRTO_Midwest | MISO_IN | 2050 | B3 | 75 | 0 | 4450 | 0 | 0 |  | 0 |  | 0 | 0 |  | 0 | 0
NonRTO_Midwest_2_MISO_IN | NonRTO_Midwest | MISO_IN | 2050 | B4 | 100 | 0 | 4450 | 0 | 0 |  | 0 |  | 0 | 0 |  | 0 | 0
NonRTO_Midwest_2_MISO_IN | NonRTO_Midwest | MISO_IN | 2050 | B5 | 200 | 0 | 4450 | 0 | 0 |  | 0 |  | 0 | 0 |  | 0 | 0
NonRTO_Midwest_2_MISO_IN | NonRTO_Midwest | MISO_IN | 2050 | B6 | 300 | 0 | 4450 | 0 | 0 |  | 0 |  | 0 | 0 |  | 0 | 0
NonRTO_Midwest_2_MISO_IN | NonRTO_Midwest | MISO_IN | 2050 | B7 | 400 | 0 | 4450 | 1583.24 | 546.93 |  | 0 |  | 0 | 0 |  | 0 | 0
NonRTO_Midwest_2_MISO_IN | NonRTO_Midwest | MISO_IN | 2050 | B8 | 500 | 0 | 4450 | 1383.72 | 0 |  | 0 |  | 0 | 0 |  | 0 | 0
NonRTO_Midwest_2_MISO_IN | NonRTO_Midwest | MISO_IN | 2050 | B9 | 800 | 0 | 4450 | 1412.67 | 0 |  | 0 |  | 0 | 0 |  | 0 | 0
NonRTO_Midwest_2_MISO_IN | NonRTO_Midwest | MISO_IN | 2050 | B10 | 1262 | 0 | 4450 | 0 | 0 |  | 0 |  | 0 | 0 |  | 0 | 0
NonRTO_Midwest_2_MISO_IN | NonRTO_Midwest | MISO_IN | 2050 | B11 | 25 | 0 | 4450 | 0 | 0 |  | 0 |  | 0 | 0 |  | 0 | 0
NonRTO_Midwest_2_MISO_IN | NonRTO_Midwest | MISO_IN | 2050 | B12 | 200 | 0 | 4450 | 0 | 0 |  | 0 |  | 0 | 0 |  | 0 | 0
NonRTO_Midwest_2_MISO_IN | NonRTO_Midwest | MISO_IN | 2050 | B13 | 600 | 0 | 4450 | 0 | 0 |  | 0 |  | 0 | 0 |  | 0 | 0
NonRTO_Midwest_2_MISO_IN | NonRTO_Midwest | MISO_IN | 2050 | B14 | 900 | 0 | 4450 | 0 | 0 |  | 0 |  | 0 | 0 |  | 0 | 0
NonRTO_Midwest_2_MISO_IN | NonRTO_Midwest | MISO_IN | 2050 | B15 | 1203 | 0 | 4450 | 0 | 0 |  | 0 |  | 0 | 0 |  | 0 | 0
NonRTO_Midwest_2_MISO_IN | NonRTO_Midwest | MISO_IN | 2050 | B16 | 25 | 0 | 4450 | 0 | 0 |  | 0 |  | 0 | 0 |  | 0 | 0
NonRTO_Midwest_2_MISO_IN | NonRTO_Midwest | MISO_IN | 2050 | B17 | 100 | 0 | 4450 | 0 | 0 |  | 0 |  | 0 | 0 |  | 0 | 0
NonRTO_Midwest_2_MISO_IN | NonRTO_Midwest | MISO_IN | 2050 | B18 | 400 | 0 | 4450 | 0 | 0 |  | 0 |  | 0 | 0 |  | 0 | 0
NonRTO_Midwest_2_MISO_IN | NonRTO_Midwest | MISO_IN | 2050 | B19 | 700 | 0 | 4450 | 0 | 0 |  | 0 |  | 0 | 0 |  | 0 | 0
NonRTO_Midwest_2_MISO_IN | NonRTO_Midwest | MISO_IN | 2050 | B20 | 935 | 0 | 4450 | 0 | 0 |  | 0 |  | 0 | 0 |  | 0 | 0
NonRTO_Midwest_2_TVA_Transmission | NonRTO_Midwest | TVA_Transmission | 2015 | B1 | 10 | 0 | 2400 | 0 | 0 |  | 0 |  | 0 | 0 |  | 0 | 0
NonRTO_Midwest_2_TVA_Transmission | NonRTO_Midwest | TVA_Transmission | 2015 | B2 | 25 | 0 | 2400 | 0 | 0 |  | 0 |  | 0 | 0 |  | 0 | 0
NonRTO_Midwest_2_TVA_Transmission | NonRTO_Midwest | TVA_Transmission | 2015 | B3 | 75 | 0 | 2400 | 0 | 0 |  | 0 |  | 0 | 0 |  | 0 | 0
NonRTO_Midwest_2_TVA_Transmission | NonRTO_Midwest | TVA_Transmission | 2015 | B4 | 100 | 0 | 2400 | 0 | 0 |  | 0 |  | 0 | 0 |  | 0 | 0
NonRTO_Midwest_2_TVA_Transmission | NonRTO_Midwest | TVA_Transmission | 2015 | B5 | 200 | 0 | 2400 | 0 | 0 |  | 0 |  | 0 | 0 |  | 0 | 0
NonRTO_Midwest_2_TVA_Transmission | NonRTO_Midwest | TVA_Transmission | 2015 | B6 | 300 | 0 | 2400 | 0 | 0 |  | 0 |  | 0 | 0 |  | 0 | 0
NonRTO_Midwest_2_TVA_Transmission | NonRTO_Midwest | TVA_Transmission | 2015 | B7 | 400 | 0 | 2400 | 0 | 0 |  | 0 |  | 0 | 0 |  | 0 | 0
NonRTO_Midwest_2_TVA_Transmission | NonRTO_Midwest | TVA_Transmission | 2015 | B8 | 500 | 0 | 2400 | 0 | 0 |  | 0 |  | 0 | 0 |  | 0 | 0
NonRTO_Midwest_2_TVA_Transmission | NonRTO_Midwest | TVA_Transmission | 2015 | B9 | 800 | 0 | 2400 | 0 | 0 |  | 0 |  | 0 | 0 |  | 0 | 0
NonRTO_Midwest_2_TVA_Transmission | NonRTO_Midwest | TVA_Transmission | 2015 | B10 | 1262 | 0 | 2400 | 0 | 0 |  | 0 |  | 0 | 0 |  | 0 | 0
NonRTO_Midwest_2_TVA_Transmission | NonRTO_Midwest | TVA_Transmission | 2015 | B11 | 25 | 0 | 2400 | 0 | 0 |  | 0 |  | 0 | 0 |  | 0 | 0
NonRTO_Midwest_2_TVA_Transmission | NonRTO_Midwest | TVA_Transmission | 2015 | B12 | 200 | 0 | 2400 | 0 | 0 |  | 0 |  | 0 | 0 |  | 0 | 0
NonRTO_Midwest_2_TVA_Transmission | NonRTO_Midwest | TVA_Transmission | 2015 | B13 | 600 | 0 | 2400 | 0 | 0 |  | 0 |  | 0 | 0 |  | 0 | 0
NonRTO_Midwest_2_TVA_Transmission | NonRTO_Midwest | TVA_Transmission | 2015 | B14 | 900 | 0 | 2400 | 0 | 0 |  | 0 |  | 0 | 0 |  | 0 | 0
NonRTO_Midwest_2_TVA_Transmission | NonRTO_Midwest | TVA_Transmission | 2015 | B15 | 1203 | 0 | 2400 | 0 | 0 |  | 0 |  | 0 | 0 |  | 0 | 0
NonRTO_Midwest_2_TVA_Transmission | NonRTO_Midwest | TVA_Transmission | 2015 | B16 | 25 | 0 | 2400 | 0 | 0 |  | 0 |  | 0 | 0 |  | 0 | 0
NonRTO_Midwest_2_TVA_Transmission | NonRTO_Midwest | TVA_Transmission | 2015 | B17 | 100 | 0 | 2400 | 0 | 0 |  | 0 |  | 0 | 0 |  | 0 | 0
NonRTO_Midwest_2_TVA_Transmission | NonRTO_Midwest | TVA_Transmission | 2015 | B18 | 400 | 0 | 2400 | 0 | 0 |  | 0 |  | 0 | 0 |  | 0 | 0
NonRTO_Midwest_2_TVA_Transmission | NonRTO_Midwest | TVA_Transmission | 2015 | B19 | 700 | 0 | 2400 | 0 | 0 |  | 0 |  | 0 | 0 |  | 0 | 0
NonRTO_Midwest_2_TVA_Transmission | NonRTO_Midwest | TVA_Transmission | 2015 | B20 | 935 | 0 | 2400 | 0 | 0 |  | 0 |  | 0 | 0 |  | 0 | 0
NonRTO_Midwest_2_TVA_Transmission | NonRTO_Midwest | TVA_Transmission | 2020 | B1 | 10 | 0 | 2400 | 1630.52 | 0 |  | 0 |  | 0 | 0 |  | 0 | 0
NonRTO_Midwest_2_TVA_Transmission | NonRTO_Midwest | TVA_Transmission | 2020 | B2 | 25 | 0 | 2400 | 383.32 | 0 |  | 0 |  | 0 | 0 |  | 0 | 0
NonRTO_Midwest_2_TVA_Transmission | NonRTO_Midwest | TVA_Transmission | 2020 | B3 | 75 | 0 | 2400 | 0 | 0 |  | 0 |  | 0 | 0 |  | 0 | 0
NonRTO_Midwest_2_TVA_Transmission | NonRTO_Midwest | TVA_Transmission | 2020 | B4 | 100 | 0 | 2400 | 0 | 0 |  | 0 |  | 0 | 0 |  | 0 | 0
NonRTO_Midwest_2_TVA_Transmission | NonRTO_Midwest | TVA_Transmission | 2020 | B5 | 200 | 0 | 2400 | 0 | 0 |  | 0 |  | 0 | 0 |  | 0 | 0
NonRTO_Midwest_2_TVA_Transmission | NonRTO_Midwest | TVA_Transmission | 2020 | B6 | 300 | 0 | 2400 | 0 | 0 |  | 0 |  | 0 | 0 |  | 0 | 0
NonRTO_Midwest_2_TVA_Transmission | NonRTO_Midwest | TVA_Transmission | 2020 | B7 | 400 | 0 | 2400 | 0 | 0 |  | 0 |  | 0 | 0 |  | 0 | 0
NonRTO_Midwest_2_TVA_Transmission | NonRTO_Midwest | TVA_Transmission | 2020 | B8 | 500 | 0 | 2400 | 0 | 0 |  | 0 |  | 0 | 0 |  | 0 | 0
NonRTO_Midwest_2_TVA_Transmission | NonRTO_Midwest | TVA_Transmission | 2020 | B9 | 800 | 0 | 2400 | 0 | 0 |  | 0 |  | 0 | 0 |  | 0 | 0
NonRTO_Midwest_2_TVA_Transmission | NonRTO_Midwest | TVA_Transmission | 2020 | B10 | 1262 | 0 | 2400 | 0 | 0 |  | 0 |  | 0 | 0 |  | 0 | 0
NonRTO_Midwest_2_TVA_Transmission | NonRTO_Midwest | TVA_Transmission | 2020 | B11 | 25 | 0 | 2400 | 0 | 0 |  | 0 |  | 0 | 0 |  | 0 | 0
NonRTO_Midwest_2_TVA_Transmission | NonRTO_Midwest | TVA_Transmission | 2020 | B12 | 200 | 0 | 2400 | 0 | 0 |  | 0 |  | 0 | 0 |  | 0 | 0
NonRTO_Midwest_2_TVA_Transmission | NonRTO_Midwest | TVA_Transmission | 2020 | B13 | 600 | 0 | 2400 | 0 | 0 |  | 0 |  | 0 | 0 |  | 0 | 0
NonRTO_Midwest_2_TVA_Transmission | NonRTO_Midwest | TVA_Transmission | 2020 | B14 | 900 | 0 | 2400 | 0 | 0 |  | 0 |  | 0 | 0 |  | 0 | 0
NonRTO_Midwest_2_TVA_Transmission | NonRTO_Midwest | TVA_Transmission | 2020 | B15 | 1203 | 0 | 2400 | 0 | 0 |  | 0 |  | 0 | 0 |  | 0 | 0
NonRTO_Midwest_2_TVA_Transmission | NonRTO_Midwest | TVA_Transmission | 2020 | B16 | 25 | 0 | 2400 | 0 | 0 |  | 0 |  | 0 | 0 |  | 0 | 0
NonRTO_Midwest_2_TVA_Transmission | NonRTO_Midwest | TVA_Transmission | 2020 | B17 | 100 | 0 | 2400 | 0 | 0 |  | 0 |  | 0 | 0 |  | 0 | 0
NonRTO_Midwest_2_TVA_Transmission | NonRTO_Midwest | TVA_Transmission | 2020 | B18 | 400 | 0 | 2400 | 0 | 0 |  | 0 |  | 0 | 0 |  | 0 | 0
NonRTO_Midwest_2_TVA_Transmission | NonRTO_Midwest | TVA_Transmission | 2020 | B19 | 700 | 0 | 2400 | 0 | 0 |  | 0 |  | 0 | 0 |  | 0 | 0
NonRTO_Midwest_2_TVA_Transmission | NonRTO_Midwest | TVA_Transmission | 2020 | B20 | 935 | 0 | 2400 | 0 | 0 |  | 0 |  | 0 | 0 |  | 0 | 0
NonRTO_Midwest_2_TVA_Transmission | NonRTO_Midwest | TVA_Transmission | 2025 | B1 | 10 | 0 | 2400 | 1190.24 | 0 |  | 0 |  | 0 | 0 |  | 0 | 0.0089025
NonRTO_Midwest_2_TVA_Transmission | NonRTO_Midwest | TVA_Transmission | 2025 | B2 | 25 | 0 | 2400 | 2400 | 0 |  | 0 |  | 0.01187 | 0 |  | 0.01187 | 0.0089025
NonRTO_Midwest_2_TVA_Transmission | NonRTO_Midwest | TVA_Transmission | 2025 | B3 | 75 | 0 | 2400 | 0 | 0 |  | 0 |  | 0 | 0 |  | 0 | 0.0089025
NonRTO_Midwest_2_TVA_Transmission | NonRTO_Midwest | TVA_Transmission | 2025 | B4 | 100 | 0 | 2400 | 0 | 0 |  | 0 |  | 0 | 0 |  | 0 | 0.0089025
NonRTO_Midwest_2_TVA_Transmission | NonRTO_Midwest | TVA_Transmission | 2025 | B5 | 200 | 0 | 2400 | 0 | 0 |  | 0 |  | 0 | 0 |  | 0 | 0.0089025
NonRTO_Midwest_2_TVA_Transmission | NonRTO_Midwest | TVA_Transmission | 2025 | B6 | 300 | 0 | 2400 | 0 | 0 |  | 0 |  | 0 | 0 |  | 0 | 0.0089025
NonRTO_Midwest_2_TVA_Transmission | NonRTO_Midwest | TVA_Transmission | 2025 | B7 | 400 | 0 | 2400 | 0 | 0 |  | 0 |  | 0 | 0 |  | 0 | 0.0089025
NonRTO_Midwest_2_TVA_Transmission | NonRTO_Midwest | TVA_Transmission | 2025 | B8 | 500 | 0 | 2400 | 0 | 0 |  | 0 |  | 0 | 0 |  | 0 | 0.0089025
NonRTO_Midwest_2_TVA_Transmission | NonRTO_Midwest | TVA_Transmission | 2025 | B9 | 800 | 0 | 2400 | 0 | 0 |  | 0 |  | 0 | 0 |  | 0 | 0.0089025
NonRTO_Midwest_2_TVA_Transmission | NonRTO_Midwest | TVA_Transmission | 2025 | B10 | 1262 | 0 | 2400 | 0 | 0 |  | 0 |  | 0 | 0 |  | 0 | 0.0089025
NonRTO_Midwest_2_TVA_Transmission | NonRTO_Midwest | TVA_Transmission | 2025 | B11 | 25 | 0 | 2400 | 0 | 0 |  | 0 |  | 0 | 0 |  | 0 | 0.0089025
NonRTO_Midwest_2_TVA_Transmission | NonRTO_Midwest | TVA_Transmission | 2025 | B12 | 200 | 0 | 2400 | 0 | 0 |  | 0 |  | 0 | 0 |  | 0 | 0.0089025
NonRTO_Midwest_2_TVA_Transmission | NonRTO_Midwest | TVA_Transmission | 2025 | B13 | 600 | 0 | 2400 | 0 | 0 |  | 0 |  | 0 | 0 |  | 0 | 0.0089025
NonRTO_Midwest_2_TVA_Transmission | NonRTO_Midwest | TVA_Transmission | 2025 | B14 | 900 | 0 | 2400 | 0 | 0 |  | 0 |  | 0 | 0 |  | 0 | 0.0089025
NonRTO_Midwest_2_TVA_Transmission | NonRTO_Midwest | TVA_Transmission | 2025 | B15 | 1203 | 0 | 2400 | 0 | 0 |  | 0 |  | 0 | 0 |  | 0 | 0.0089025
NonRTO_Midwest_2_TVA_Transmission | NonRTO_Midwest | TVA_Transmission | 2025 | B16 | 25 | 0 | 2400 | 0 | 0 |  | 0 |  | 0 | 0 |  | 0 | 0.0089025
NonRTO_Midwest_2_TVA_Transmission | NonRTO_Midwest | TVA_Transmission | 2025 | B17 | 100 | 0 | 2400 | 0 | 0 |  | 0 |  | 0 | 0 |  | 0 | 0.0089025
NonRTO_Midwest_2_TVA_Transmission | NonRTO_Midwest | TVA_Transmission | 2025 | B18 | 400 | 0 | 2400 | 0 | 0 |  | 0 |  | 0 | 0 |  | 0 | 0.0089025
NonRTO_Midwest_2_TVA_Transmission | NonRTO_Midwest | TVA_Transmission | 2025 | B19 | 700 | 0 | 2400 | 0 | 0 |  | 0 |  | 0 | 0 |  | 0 | 0.0089025
NonRTO_Midwest_2_TVA_Transmission | NonRTO_Midwest | TVA_Transmission | 2025 | B20 | 935 | 0 | 2400 | 0 | 0 |  | 0 |  | 0 | 0 |  | 0 | 0.0089025
NonRTO_Midwest_2_TVA_Transmission | NonRTO_Midwest | TVA_Transmission | 2030 | B1 | 10 | 0 | 2400 | 2400 | 0 |  | 0 |  | 582.5559 | 0 |  | 166.4445 | 432.1731
NonRTO_Midwest_2_TVA_Transmission | NonRTO_Midwest | TVA_Transmission | 2030 | B2 | 25 | 0 | 2400 | 2400 | 0 |  | 0 |  | 573.7008 | 0 |  | 409.7863 | 432.1731
NonRTO_Midwest_2_TVA_Transmission | NonRTO_Midwest | TVA_Transmission | 2030 | B3 | 75 | 0 | 2400 | 0 | 0 |  | 0 |  | 0 | 0 |  | 0 | 432.1731
NonRTO_Midwest_2_TVA_Transmission | NonRTO_Midwest | TVA_Transmission | 2030 | B4 | 100 | 0 | 2400 | 0 | 0 |  | 0 |  | 0 | 0 |  | 0 | 432.1731
NonRTO_Midwest_2_TVA_Transmission | NonRTO_Midwest | TVA_Transmission | 2030 | B5 | 200 | 0 | 2400 | 0 | 0 |  | 0 |  | 0 | 0 |  | 0 | 432.1731
NonRTO_Midwest_2_TVA_Transmission | NonRTO_Midwest | TVA_Transmission | 2030 | B6 | 300 | 0 | 2400 | 0 | 0 |  | 0 |  | 0 | 0 |  | 0 | 432.1731
NonRTO_Midwest_2_TVA_Transmission | NonRTO_Midwest | TVA_Transmission | 2030 | B7 | 400 | 0 | 2400 | 0 | 0 |  | 0 |  | 0 | 0 |  | 0 | 432.1731
NonRTO_Midwest_2_TVA_Transmission | NonRTO_Midwest | TVA_Transmission | 2030 | B8 | 500 | 0 | 2400 | 0 | 0 |  | 0 |  | 0 | 0 |  | 0 | 432.1731
NonRTO_Midwest_2_TVA_Transmission | NonRTO_Midwest | TVA_Transmission | 2030 | B9 | 800 | 0 | 2400 | 0 | 0 |  | 0 |  | 0 | 0 |  | 0 | 432.1731
NonRTO_Midwest_2_TVA_Transmission | NonRTO_Midwest | TVA_Transmission | 2030 | B10 | 1262 | 0 | 2400 | 0 | 0 |  | 0 |  | 0 | 0 |  | 0 | 432.1731
NonRTO_Midwest_2_TVA_Transmission | NonRTO_Midwest | TVA_Transmission | 2030 | B11 | 25 | 0 | 2400 | 2277 | 0 |  | 0 |  | 0 | 0 |  | 0 | 432.1731
NonRTO_Midwest_2_TVA_Transmission | NonRTO_Midwest | TVA_Transmission | 2030 | B12 | 200 | 0 | 2400 | 0 | 0 |  | 0 |  | 0 | 0 |  | 0 | 432.1731
NonRTO_Midwest_2_TVA_Transmission | NonRTO_Midwest | TVA_Transmission | 2030 | B13 | 600 | 0 | 2400 | 0 | 0 |  | 0 |  | 0 | 0 |  | 0 | 432.1731
NonRTO_Midwest_2_TVA_Transmission | NonRTO_Midwest | TVA_Transmission | 2030 | B14 | 900 | 0 | 2400 | 0 | 0 |  | 0 |  | 0 | 0 |  | 0 | 432.1731
NonRTO_Midwest_2_TVA_Transmission | NonRTO_Midwest | TVA_Transmission | 2030 | B15 | 1203 | 0 | 2400 | 0 | 0 |  | 0 |  | 0 | 0 |  | 0 | 432.1731
NonRTO_Midwest_2_TVA_Transmission | NonRTO_Midwest | TVA_Transmission | 2030 | B16 | 25 | 0 | 2400 | 0 | 0 |  | 0 |  | 0 | 0 |  | 0 | 432.1731
NonRTO_Midwest_2_TVA_Transmission | NonRTO_Midwest | TVA_Transmission | 2030 | B17 | 100 | 0 | 2400 | 980.26 | 0 |  | 0 |  | 0 | 0 |  | 0 | 432.1731
NonRTO_Midwest_2_TVA_Transmission | NonRTO_Midwest | TVA_Transmission | 2030 | B18 | 400 | 0 | 2400 | 0 | 0 |  | 0 |  | 0 | 0 |  | 0 | 432.1731
NonRTO_Midwest_2_TVA_Transmission | NonRTO_Midwest | TVA_Transmission | 2030 | B19 | 700 | 0 | 2400 | 0 | 0 |  | 0 |  | 0 | 0 |  | 0 | 432.1731
NonRTO_Midwest_2_TVA_Transmission | NonRTO_Midwest | TVA_Transmission | 2030 | B20 | 935 | 0 | 2400 | 0 | 0 |  | 0 |  | 0 | 0 |  | 0 | 432.1731
NonRTO_Midwest_2_TVA_Transmission | NonRTO_Midwest | TVA_Transmission | 2035 | B1 | 10 | 0 | 2400 | 2400 | 0 |  | 0 |  | 505.1635 | 0 |  | 144.3324 | 373.0287
NonRTO_Midwest_2_TVA_Transmission | NonRTO_Midwest | TVA_Transmission | 2035 | B2 | 25 | 0 | 2400 | 2400 | 0 |  | 0 |  | 494.2549 | 0 |  | 353.0392 | 373.0287
NonRTO_Midwest_2_TVA_Transmission | NonRTO_Midwest | TVA_Transmission | 2035 | B3 | 75 | 0 | 2400 | 0 | 0 |  | 0 |  | 0 | 0 |  | 0 | 373.0287
NonRTO_Midwest_2_TVA_Transmission | NonRTO_Midwest | TVA_Transmission | 2035 | B4 | 100 | 0 | 2400 | 0 | 0 |  | 0 |  | 0 | 0 |  | 0 | 373.0287
NonRTO_Midwest_2_TVA_Transmission | NonRTO_Midwest | TVA_Transmission | 2035 | B5 | 200 | 0 | 2400 | 0 | 0 |  | 0 |  | 0 | 0 |  | 0 | 373.0287
NonRTO_Midwest_2_TVA_Transmission | NonRTO_Midwest | TVA_Transmission | 2035 | B6 | 300 | 0 | 2400 | 0 | 0 |  | 0 |  | 0 | 0 |  | 0 | 373.0287
NonRTO_Midwest_2_TVA_Transmission | NonRTO_Midwest | TVA_Transmission | 2035 | B7 | 400 | 0 | 2400 | 0 | 0 |  | 0 |  | 0 | 0 |  | 0 | 373.0287
NonRTO_Midwest_2_TVA_Transmission | NonRTO_Midwest | TVA_Transmission | 2035 | B8 | 500 | 0 | 2400 | 380.93 | 0 |  | 0 |  | 0 | 0 |  | 0 | 373.0287
NonRTO_Midwest_2_TVA_Transmission | NonRTO_Midwest | TVA_Transmission | 2035 | B9 | 800 | 0 | 2400 | 0 | 0 |  | 0 |  | 0 | 0 |  | 0 | 373.0287
NonRTO_Midwest_2_TVA_Transmission | NonRTO_Midwest | TVA_Transmission | 2035 | B10 | 1262 | 0 | 2400 | 0 | 0 |  | 0 |  | 0 | 0 |  | 0 | 373.0287
NonRTO_Midwest_2_TVA_Transmission | NonRTO_Midwest | TVA_Transmission | 2035 | B11 | 25 | 0 | 2400 | 129.95 | 0 |  | 0 |  | 0 | 0 |  | 0 | 373.0287
NonRTO_Midwest_2_TVA_Transmission | NonRTO_Midwest | TVA_Transmission | 2035 | B12 | 200 | 0 | 2400 | 0 | 0 |  | 0 |  | 0 | 0 |  | 0 | 373.0287
NonRTO_Midwest_2_TVA_Transmission | NonRTO_Midwest | TVA_Transmission | 2035 | B13 | 600 | 0 | 2400 | 0 | 0 |  | 0 |  | 0 | 0 |  | 0 | 373.0287
NonRTO_Midwest_2_TVA_Transmission | NonRTO_Midwest | TVA_Transmission | 2035 | B14 | 900 | 0 | 2400 | 0 | 0 |  | 0 |  | 0 | 0 |  | 0 | 373.0287
NonRTO_Midwest_2_TVA_Transmission | NonRTO_Midwest | TVA_Transmission | 2035 | B15 | 1203 | 0 | 2400 | 0 | 0 |  | 0 |  | 0 | 0 |  | 0 | 373.0287
NonRTO_Midwest_2_TVA_Transmission | NonRTO_Midwest | TVA_Transmission | 2035 | B16 | 25 | 0 | 2400 | 1183.2 | 0 |  | 0 |  | 0 | 0 |  | 0 | 373.0287
NonRTO_Midwest_2_TVA_Transmission | NonRTO_Midwest | TVA_Transmission | 2035 | B17 | 100 | 0 | 2400 | 0 | 0 |  | 0 |  | 0 | 0 |  | 0 | 373.0287
NonRTO_Midwest_2_TVA_Transmission | NonRTO_Midwest | TVA_Transmission | 2035 | B18 | 400 | 0 | 2400 | 0 | 0 |  | 0 |  | 0 | 0 |  | 0 | 373.0287
NonRTO_Midwest_2_TVA_Transmission | NonRTO_Midwest | TVA_Transmission | 2035 | B19 | 700 | 0 | 2400 | 0 | 0 |  | 0 |  | 0 | 0 |  | 0 | 373.0287
NonRTO_Midwest_2_TVA_Transmission | NonRTO_Midwest | TVA_Transmission | 2035 | B20 | 935 | 0 | 2400 | 0 | 0 |  | 0 |  | 0 | 0 |  | 0 | 373.0287
NonRTO_Midwest_2_TVA_Transmission | NonRTO_Midwest | TVA_Transmission | 2040 | B1 | 10 | 0 | 2400 | 2400 | 0 |  | 0 |  | 429.8008 | 0 |  | 50.5648 | 130.6693
NonRTO_Midwest_2_TVA_Transmission | NonRTO_Midwest | TVA_Transmission | 2040 | B2 | 25 | 0 | 2400 | 2400 | 0 |  | 0 |  | 418.7142 | 0 |  | 123.1513 | 130.6693
NonRTO_Midwest_2_TVA_Transmission | NonRTO_Midwest | TVA_Transmission | 2040 | B3 | 75 | 0 | 2400 | 1662.54 | 0 |  | 0 |  | 0 | 0 |  | 0 | 130.6693
NonRTO_Midwest_2_TVA_Transmission | NonRTO_Midwest | TVA_Transmission | 2040 | B4 | 100 | 0 | 2400 | 0 | 0 |  | 0 |  | 0 | 0 |  | 0 | 130.6693
NonRTO_Midwest_2_TVA_Transmission | NonRTO_Midwest | TVA_Transmission | 2040 | B5 | 200 | 0 | 2400 | 0 | 0 |  | 0 |  | 0 | 0 |  | 0 | 130.6693
NonRTO_Midwest_2_TVA_Transmission | NonRTO_Midwest | TVA_Transmission | 2040 | B6 | 300 | 0 | 2400 | 192.45 | 0 |  | 0 |  | 0 | 0 |  | 0 | 130.6693
NonRTO_Midwest_2_TVA_Transmission | NonRTO_Midwest | TVA_Transmission | 2040 | B7 | 400 | 0 | 2400 | 723.68 | 0 |  | 0 |  | 0 | 0 |  | 0 | 130.6693
NonRTO_Midwest_2_TVA_Transmission | NonRTO_Midwest | TVA_Transmission | 2040 | B8 | 500 | 0 | 2400 | 0 | 146.98 |  | 0 |  | 0 | 0 |  | 0 | 130.6693
NonRTO_Midwest_2_TVA_Transmission | NonRTO_Midwest | TVA_Transmission | 2040 | B9 | 800 | 0 | 2400 | 0 | 0 |  | 0 |  | 0 | 0 |  | 0 | 130.6693
NonRTO_Midwest_2_TVA_Transmission | NonRTO_Midwest | TVA_Transmission | 2040 | B10 | 1262 | 0 | 2400 | 0 | 0 |  | 0 |  | 0 | 0 |  | 0 | 130.6693
NonRTO_Midwest_2_TVA_Transmission | NonRTO_Midwest | TVA_Transmission | 2040 | B11 | 25 | 0 | 2400 | 2400 | 0 |  | 0 |  | 0.90212 | 0 |  | 0.26533 | 130.6693
NonRTO_Midwest_2_TVA_Transmission | NonRTO_Midwest | TVA_Transmission | 2040 | B12 | 200 | 0 | 2400 | 0 | 0 |  | 0 |  | 0 | 0 |  | 0 | 130.6693
NonRTO_Midwest_2_TVA_Transmission | NonRTO_Midwest | TVA_Transmission | 2040 | B13 | 600 | 0 | 2400 | 0 | 0 |  | 0 |  | 0 | 0 |  | 0 | 130.6693
NonRTO_Midwest_2_TVA_Transmission | NonRTO_Midwest | TVA_Transmission | 2040 | B14 | 900 | 0 | 2400 | 0 | 0 |  | 0 |  | 0 | 0 |  | 0 | 130.6693
NonRTO_Midwest_2_TVA_Transmission | NonRTO_Midwest | TVA_Transmission | 2040 | B15 | 1203 | 0 | 2400 | 0 | 0 |  | 0 |  | 0 | 0 |  | 0 | 130.6693
NonRTO_Midwest_2_TVA_Transmission | NonRTO_Midwest | TVA_Transmission | 2040 | B16 | 25 | 0 | 2400 | 2400 | 0 |  | 0 |  | 0.8309 | 0 |  | 0.24438 | 130.6693
NonRTO_Midwest_2_TVA_Transmission | NonRTO_Midwest | TVA_Transmission | 2040 | B17 | 100 | 0 | 2400 | 0 | 0 |  | 0 |  | 0 | 0 |  | 0 | 130.6693
NonRTO_Midwest_2_TVA_Transmission | NonRTO_Midwest | TVA_Transmission | 2040 | B18 | 400 | 0 | 2400 | 0 | 0 |  | 0 |  | 0 | 0 |  | 0 | 130.6693
NonRTO_Midwest_2_TVA_Transmission | NonRTO_Midwest | TVA_Transmission | 2040 | B19 | 700 | 0 | 2400 | 0 | 0 |  | 0 |  | 0 | 0 |  | 0 | 130.6693
NonRTO_Midwest_2_TVA_Transmission | NonRTO_Midwest | TVA_Transmission | 2040 | B20 | 935 | 0 | 2400 | 0 | 0 |  | 0 |  | 0 | 0 |  | 0 | 130.6693
NonRTO_Midwest_2_TVA_Transmission | NonRTO_Midwest | TVA_Transmission | 2045 | B1 | 10 | 0 | 2400 | 2400 | 0 |  | 0 |  | 457.636 | 0 |  | 76.2727 | 172.1098
NonRTO_Midwest_2_TVA_Transmission | NonRTO_Midwest | TVA_Transmission | 2045 | B2 | 25 | 0 | 2400 | 2400 | 0 |  | 0 |  | 283.2063 | 0 |  | 118.0026 | 172.1098
NonRTO_Midwest_2_TVA_Transmission | NonRTO_Midwest | TVA_Transmission | 2045 | B3 | 75 | 0 | 2400 | 1614.31 | 0 |  | 0 |  | 0 | 0 |  | 0 | 172.1098
NonRTO_Midwest_2_TVA_Transmission | NonRTO_Midwest | TVA_Transmission | 2045 | B4 | 100 | 0 | 2400 | 1352.07 | 0 |  | 0 |  | 0 | 0 |  | 0 | 172.1098
NonRTO_Midwest_2_TVA_Transmission | NonRTO_Midwest | TVA_Transmission | 2045 | B5 | 200 | 0 | 2400 | 0 | 0 |  | 0 |  | 0 | 0 |  | 0 | 172.1098
NonRTO_Midwest_2_TVA_Transmission | NonRTO_Midwest | TVA_Transmission | 2045 | B6 | 300 | 0 | 2400 | 1438.45 | 0 |  | 0 |  | 0 | 0 |  | 0 | 172.1098
NonRTO_Midwest_2_TVA_Transmission | NonRTO_Midwest | TVA_Transmission | 2045 | B7 | 400 | 0 | 2400 | 630.32 | 363.56 |  | 0 |  | 0 | 0 |  | 0 | 172.1098
NonRTO_Midwest_2_TVA_Transmission | NonRTO_Midwest | TVA_Transmission | 2045 | B8 | 500 | 0 | 2400 | 442.42 | 804.4 |  | 0 |  | 0 | 0 |  | 0 | 172.1098
NonRTO_Midwest_2_TVA_Transmission | NonRTO_Midwest | TVA_Transmission | 2045 | B9 | 800 | 0 | 2400 | 350.79 | 0 |  | 0 |  | 0 | 0 |  | 0 | 172.1098
NonRTO_Midwest_2_TVA_Transmission | NonRTO_Midwest | TVA_Transmission | 2045 | B10 | 1262 | 0 | 2400 | 0 | 0 |  | 0 |  | 0 | 0 |  | 0 | 172.1098
NonRTO_Midwest_2_TVA_Transmission | NonRTO_Midwest | TVA_Transmission | 2045 | B11 | 25 | 0 | 2400 | 0 | 0 |  | 0 |  | 0 | 0 |  | 0 | 172.1098
NonRTO_Midwest_2_TVA_Transmission | NonRTO_Midwest | TVA_Transmission | 2045 | B12 | 200 | 0 | 2400 | 0 | 0 |  | 0 |  | 0 | 0 |  | 0 | 172.1098
NonRTO_Midwest_2_TVA_Transmission | NonRTO_Midwest | TVA_Transmission | 2045 | B13 | 600 | 0 | 2400 | 0 | 0 |  | 0 |  | 0 | 0 |  | 0 | 172.1098
NonRTO_Midwest_2_TVA_Transmission | NonRTO_Midwest | TVA_Transmission | 2045 | B14 | 900 | 0 | 2400 | 0 | 0 |  | 0 |  | 0 | 0 |  | 0 | 172.1098
NonRTO_Midwest_2_TVA_Transmission | NonRTO_Midwest | TVA_Transmission | 2045 | B15 | 1203 | 0 | 2400 | 0 | 0 |  | 0 |  | 0 | 0 |  | 0 | 172.1098
NonRTO_Midwest_2_TVA_Transmission | NonRTO_Midwest | TVA_Transmission | 2045 | B16 | 25 | 0 | 2400 | 2400 | 0 |  | 0 |  | 84.4907 | 0 |  | 35.2044 | 172.1098
NonRTO_Midwest_2_TVA_Transmission | NonRTO_Midwest | TVA_Transmission | 2045 | B17 | 100 | 0 | 2400 | 0 | 0 |  | 0 |  | 0 | 0 |  | 0 | 172.1098
NonRTO_Midwest_2_TVA_Transmission | NonRTO_Midwest | TVA_Transmission | 2045 | B18 | 400 | 0 | 2400 | 0 | 0 |  | 0 |  | 0 | 0 |  | 0 | 172.1098
NonRTO_Midwest_2_TVA_Transmission | NonRTO_Midwest | TVA_Transmission | 2045 | B19 | 700 | 0 | 2400 | 0 | 0 |  | 0 |  | 0 | 0 |  | 0 | 172.1098
NonRTO_Midwest_2_TVA_Transmission | NonRTO_Midwest | TVA_Transmission | 2045 | B20 | 935 | 0 | 2400 | 0 | 0 |  | 0 |  | 0 | 0 |  | 0 | 172.1098
NonRTO_Midwest_2_TVA_Transmission | NonRTO_Midwest | TVA_Transmission | 2050 | B1 | 10 | 0 | 2400 | 2400 | 0 |  | 0 |  | 327.2084 | 0 |  | 54.5347 | 78.8183
NonRTO_Midwest_2_TVA_Transmission | NonRTO_Midwest | TVA_Transmission | 2050 | B2 | 25 | 0 | 2400 | 2400 | 0 |  | 0 |  | 61.8902 | 0 |  | 25.7876 | 78.8183
NonRTO_Midwest_2_TVA_Transmission | NonRTO_Midwest | TVA_Transmission | 2050 | B3 | 75 | 0 | 2400 | 2098.73 | 0 |  | 0 |  | 0 | 0 |  | 0 | 78.8183
NonRTO_Midwest_2_TVA_Transmission | NonRTO_Midwest | TVA_Transmission | 2050 | B4 | 100 | 0 | 2400 | 913.94 | 0 |  | 0 |  | 0 | 0 |  | 0 | 78.8183
NonRTO_Midwest_2_TVA_Transmission | NonRTO_Midwest | TVA_Transmission | 2050 | B5 | 200 | 0 | 2400 | 757.11 | 0 |  | 0 |  | 0 | 0 |  | 0 | 78.8183
NonRTO_Midwest_2_TVA_Transmission | NonRTO_Midwest | TVA_Transmission | 2050 | B6 | 300 | 0 | 2400 | 977.88 | 41.67 |  | 0 |  | 0 | 0 |  | 0 | 78.8183
NonRTO_Midwest_2_TVA_Transmission | NonRTO_Midwest | TVA_Transmission | 2050 | B7 | 400 | 0 | 2400 | 0 | 0 |  | 0 |  | 0 | 0 |  | 0 | 78.8183
NonRTO_Midwest_2_TVA_Transmission | NonRTO_Midwest | TVA_Transmission | 2050 | B8 | 500 | 0 | 2400 | 0 | 0 |  | 0 |  | 0 | 0 |  | 0 | 78.8183
NonRTO_Midwest_2_TVA_Transmission | NonRTO_Midwest | TVA_Transmission | 2050 | B9 | 800 | 0 | 2400 | 0 | 0 |  | 0 |  | 0 | 0 |  | 0 | 78.8183
NonRTO_Midwest_2_TVA_Transmission | NonRTO_Midwest | TVA_Transmission | 2050 | B10 | 1262 | 0 | 2400 | 0 | 0 |  | 0 |  | 0 | 0 |  | 0 | 78.8183
NonRTO_Midwest_2_TVA_Transmission | NonRTO_Midwest | TVA_Transmission | 2050 | B11 | 25 | 0 | 2400 | 523.51 | 0 |  | 0 |  | 0 | 0 |  | 0 | 78.8183
NonRTO_Midwest_2_TVA_Transmission | NonRTO_Midwest | TVA_Transmission | 2050 | B12 | 200 | 0 | 2400 | 0 | 0 |  | 0 |  | 0 | 0 |  | 0 | 78.8183
NonRTO_Midwest_2_TVA_Transmission | NonRTO_Midwest | TVA_Transmission | 2050 | B13 | 600 | 0 | 2400 | 0 | 0 |  | 0 |  | 0 | 0 |  | 0 | 78.8183
NonRTO_Midwest_2_TVA_Transmission | NonRTO_Midwest | TVA_Transmission | 2050 | B14 | 900 | 0 | 2400 | 0 | 0 |  | 0 |  | 0 | 0 |  | 0 | 78.8183
NonRTO_Midwest_2_TVA_Transmission | NonRTO_Midwest | TVA_Transmission | 2050 | B15 | 1203 | 0 | 2400 | 0 | 0 |  | 0 |  | 0 | 0 |  | 0 | 78.8183
NonRTO_Midwest_2_TVA_Transmission | NonRTO_Midwest | TVA_Transmission | 2050 | B16 | 25 | 0 | 2400 | 2400 | 0 |  | 0 |  | 59.445 | 0 |  | 24.7687 | 78.8183
NonRTO_Midwest_2_TVA_Transmission | NonRTO_Midwest | TVA_Transmission | 2050 | B17 | 100 | 0 | 2400 | 0 | 0 |  | 0 |  | 0 | 0 |  | 0 | 78.8183
NonRTO_Midwest_2_TVA_Transmission | NonRTO_Midwest | TVA_Transmission | 2050 | B18 | 400 | 0 | 2400 | 0 | 0 |  | 0 |  | 0 | 0 |  | 0 | 78.8183
NonRTO_Midwest_2_TVA_Transmission | NonRTO_Midwest | TVA_Transmission | 2050 | B19 | 700 | 0 | 2400 | 0 | 0 |  | 0 |  | 0 | 0 |  | 0 | 78.8183
NonRTO_Midwest_2_TVA_Transmission | NonRTO_Midwest | TVA_Transmission | 2050 | B20 | 935 | 0 | 2400 | 0 | 0 |  | 0 |  | 0 | 0 |  | 0 | 78.8183
NYISO_A-F_2_IESO | NYISO_A-F | IESO | 2015 | B1 | 10 | 0 | 1600 | 0 | 0 |  | 0 |  | 0 | 0 |  | 0 | 0
NYISO_A-F_2_IESO | NYISO_A-F | IESO | 2015 | B2 | 25 | 0 | 1600 | 0 | 0 |  | 0 |  | 0 | 0 |  | 0 | 0
NYISO_A-F_2_IESO | NYISO_A-F | IESO | 2015 | B3 | 75 | 0 | 1600 | 0 | 0 |  | 0 |  | 0 | 0 |  | 0 | 0
NYISO_A-F_2_IESO | NYISO_A-F | IESO | 2015 | B4 | 100 | 0 | 1600 | 0 | 0 |  | 0 |  | 0 | 0 |  | 0 | 0
NYISO_A-F_2_IESO | NYISO_A-F | IESO | 2015 | B5 | 200 | 0 | 1600 | 0 | 0 |  | 0 |  | 0 | 0 |  | 0 | 0
NYISO_A-F_2_IESO | NYISO_A-F | IESO | 2015 | B6 | 300 | 0 | 1600 | 0 | 0 |  | 0 |  | 0 | 0 |  | 0 | 0
NYISO_A-F_2_IESO | NYISO_A-F | IESO | 2015 | B7 | 400 | 0 | 1600 | 0 | 0 |  | 0 |  | 0 | 0 |  | 0 | 0
NYISO_A-F_2_IESO | NYISO_A-F | IESO | 2015 | B8 | 500 | 0 | 1600 | 0 | 0 |  | 0 |  | 0 | 0 |  | 0 | 0
NYISO_A-F_2_IESO | NYISO_A-F | IESO | 2015 | B9 | 800 | 0 | 1600 | 0 | 0 |  | 0 |  | 0 | 0 |  | 0 | 0
NYISO_A-F_2_IESO | NYISO_A-F | IESO | 2015 | B10 | 1262 | 0 | 1600 | 0 | 0 |  | 0 |  | 0 | 0 |  | 0 | 0
NYISO_A-F_2_IESO | NYISO_A-F | IESO | 2015 | B11 | 25 | 0 | 1600 | 0 | 0 |  | 0 |  | 0 | 0 |  | 0 | 0
NYISO_A-F_2_IESO | NYISO_A-F | IESO | 2015 | B12 | 200 | 0 | 1600 | 0 | 0 |  | 0 |  | 0 | 0 |  | 0 | 0
NYISO_A-F_2_IESO | NYISO_A-F | IESO | 2015 | B13 | 600 | 0 | 1600 | 0 | 0 |  | 0 |  | 0 | 0 |  | 0 | 0
NYISO_A-F_2_IESO | NYISO_A-F | IESO | 2015 | B14 | 900 | 0 | 1600 | 0 | 0 |  | 0 |  | 0 | 0 |  | 0 | 0
NYISO_A-F_2_IESO | NYISO_A-F | IESO | 2015 | B15 | 1203 | 0 | 1600 | 0 | 0 |  | 0 |  | 0 | 0 |  | 0 | 0
NYISO_A-F_2_IESO | NYISO_A-F | IESO | 2015 | B16 | 25 | 0 | 1600 | 0 | 0 |  | 0 |  | 0 | 0 |  | 0 | 0
NYISO_A-F_2_IESO | NYISO_A-F | IESO | 2015 | B17 | 100 | 0 | 1600 | 0 | 0 |  | 0 |  | 0 | 0 |  | 0 | 0
NYISO_A-F_2_IESO | NYISO_A-F | IESO | 2015 | B18 | 400 | 0 | 1600 | 0 | 0 |  | 0 |  | 0 | 0 |  | 0 | 0
NYISO_A-F_2_IESO | NYISO_A-F | IESO | 2015 | B19 | 700 | 0 | 1600 | 0 | 0 |  | 0 |  | 0 | 0 |  | 0 | 0
NYISO_A-F_2_IESO | NYISO_A-F | IESO | 2015 | B20 | 935 | 0 | 1600 | 0 | 0 |  | 0 |  | 0 | 0 |  | 0 | 0
NYISO_A-F_2_IESO | NYISO_A-F | IESO | 2020 | B1 | 10 | 0 | 1600 | 0 | 0 |  | 0 |  | 0 | 0 |  | 0 | 0
NYISO_A-F_2_IESO | NYISO_A-F | IESO | 2020 | B2 | 25 | 0 | 1600 | 0 | 0 |  | 0 |  | 0 | 0 |  | 0 | 0
NYISO_A-F_2_IESO | NYISO_A-F | IESO | 2020 | B3 | 75 | 0 | 1600 | 0 | 0 |  | 0 |  | 0 | 0 |  | 0 | 0
NYISO_A-F_2_IESO | NYISO_A-F | IESO | 2020 | B4 | 100 | 0 | 1600 | 0 | 0 |  | 0 |  | 0 | 0 |  | 0 | 0
NYISO_A-F_2_IESO | NYISO_A-F | IESO | 2020 | B5 | 200 | 0 | 1600 | 0 | 0 |  | 0 |  | 0 | 0 |  | 0 | 0
NYISO_A-F_2_IESO | NYISO_A-F | IESO | 2020 | B6 | 300 | 0 | 1600 | 0 | 0 |  | 0 |  | 0 | 0 |  | 0 | 0
NYISO_A-F_2_IESO | NYISO_A-F | IESO | 2020 | B7 | 400 | 0 | 1600 | 0 | 0 |  | 0 |  | 0 | 0 |  | 0 | 0
NYISO_A-F_2_IESO | NYISO_A-F | IESO | 2020 | B8 | 500 | 0 | 1600 | 0 | 0 |  | 0 |  | 0 | 0 |  | 0 | 0
NYISO_A-F_2_IESO | NYISO_A-F | IESO | 2020 | B9 | 800 | 0 | 1600 | 0 | 0 |  | 0 |  | 0 | 0 |  | 0 | 0
NYISO_A-F_2_IESO | NYISO_A-F | IESO | 2020 | B10 | 1262 | 0 | 1600 | 0 | 0 |  | 0 |  | 0 | 0 |  | 0 | 0
NYISO_A-F_2_IESO | NYISO_A-F | IESO | 2020 | B11 | 25 | 0 | 1600 | 0 | 0 |  | 0 |  | 0 | 0 |  | 0 | 0
NYISO_A-F_2_IESO | NYISO_A-F | IESO | 2020 | B12 | 200 | 0 | 1600 | 0 | 0 |  | 0 |  | 0 | 0 |  | 0 | 0
NYISO_A-F_2_IESO | NYISO_A-F | IESO | 2020 | B13 | 600 | 0 | 1600 | 0 | 0 |  | 0 |  | 0 | 0 |  | 0 | 0
NYISO_A-F_2_IESO | NYISO_A-F | IESO | 2020 | B14 | 900 | 0 | 1600 | 0 | 0 |  | 0 |  | 0 | 0 |  | 0 | 0
NYISO_A-F_2_IESO | NYISO_A-F | IESO | 2020 | B15 | 1203 | 0 | 1600 | 0 | 0 |  | 0 |  | 0 | 0 |  | 0 | 0
NYISO_A-F_2_IESO | NYISO_A-F | IESO | 2020 | B16 | 25 | 0 | 1600 | 0 | 0 |  | 0 |  | 0 | 0 |  | 0 | 0
NYISO_A-F_2_IESO | NYISO_A-F | IESO | 2020 | B17 | 100 | 0 | 1600 | 0 | 0 |  | 0 |  | 0 | 0 |  | 0 | 0
NYISO_A-F_2_IESO | NYISO_A-F | IESO | 2020 | B18 | 400 | 0 | 1600 | 0 | 0 |  | 0 |  | 0 | 0 |  | 0 | 0
NYISO_A-F_2_IESO | NYISO_A-F | IESO | 2020 | B19 | 700 | 0 | 1600 | 0 | 0 |  | 0 |  | 0 | 0 |  | 0 | 0
NYISO_A-F_2_IESO | NYISO_A-F | IESO | 2020 | B20 | 935 | 0 | 1600 | 0 | 0 |  | 0 |  | 0 | 0 |  | 0 | 0
NYISO_A-F_2_IESO | NYISO_A-F | IESO | 2025 | B1 | 10 | 0 | 1600 | 0 | 0 |  | 0 |  | 0 | 0 |  | 0 | 0
NYISO_A-F_2_IESO | NYISO_A-F | IESO | 2025 | B2 | 25 | 0 | 1600 | 0 | 0 |  | 0 |  | 0 | 0 |  | 0 | 0
NYISO_A-F_2_IESO | NYISO_A-F | IESO | 2025 | B3 | 75 | 0 | 1600 | 0 | 0 |  | 0 |  | 0 | 0 |  | 0 | 0
NYISO_A-F_2_IESO | NYISO_A-F | IESO | 2025 | B4 | 100 | 0 | 1600 | 0 | 0 |  | 0 |  | 0 | 0 |  | 0 | 0
NYISO_A-F_2_IESO | NYISO_A-F | IESO | 2025 | B5 | 200 | 0 | 1600 | 0 | 0 |  | 0 |  | 0 | 0 |  | 0 | 0
NYISO_A-F_2_IESO | NYISO_A-F | IESO | 2025 | B6 | 300 | 0 | 1600 | 0 | 0 |  | 0 |  | 0 | 0 |  | 0 | 0
NYISO_A-F_2_IESO | NYISO_A-F | IESO | 2025 | B7 | 400 | 0 | 1600 | 0 | 0 |  | 0 |  | 0 | 0 |  | 0 | 0
NYISO_A-F_2_IESO | NYISO_A-F | IESO | 2025 | B8 | 500 | 0 | 1600 | 0 | 0 |  | 0 |  | 0 | 0 |  | 0 | 0
NYISO_A-F_2_IESO | NYISO_A-F | IESO | 2025 | B9 | 800 | 0 | 1600 | 0 | 0 |  | 0 |  | 0 | 0 |  | 0 | 0
NYISO_A-F_2_IESO | NYISO_A-F | IESO | 2025 | B10 | 1262 | 0 | 1600 | 0 | 0 |  | 0 |  | 0 | 0 |  | 0 | 0
NYISO_A-F_2_IESO | NYISO_A-F | IESO | 2025 | B11 | 25 | 0 | 1600 | 0 | 0 |  | 0 |  | 0 | 0 |  | 0 | 0
NYISO_A-F_2_IESO | NYISO_A-F | IESO | 2025 | B12 | 200 | 0 | 1600 | 0 | 0 |  | 0 |  | 0 | 0 |  | 0 | 0
NYISO_A-F_2_IESO | NYISO_A-F | IESO | 2025 | B13 | 600 | 0 | 1600 | 0 | 0 |  | 0 |  | 0 | 0 |  | 0 | 0
NYISO_A-F_2_IESO | NYISO_A-F | IESO | 2025 | B14 | 900 | 0 | 1600 | 0 | 0 |  | 0 |  | 0 | 0 |  | 0 | 0
NYISO_A-F_2_IESO | NYISO_A-F | IESO | 2025 | B15 | 1203 | 0 | 1600 | 0 | 0 |  | 0 |  | 0 | 0 |  | 0 | 0
NYISO_A-F_2_IESO | NYISO_A-F | IESO | 2025 | B16 | 25 | 0 | 1600 | 0 | 0 |  | 0 |  | 0 | 0 |  | 0 | 0
NYISO_A-F_2_IESO | NYISO_A-F | IESO | 2025 | B17 | 100 | 0 | 1600 | 0 | 0 |  | 0 |  | 0 | 0 |  | 0 | 0
NYISO_A-F_2_IESO | NYISO_A-F | IESO | 2025 | B18 | 400 | 0 | 1600 | 0 | 0 |  | 0 |  | 0 | 0 |  | 0 | 0
NYISO_A-F_2_IESO | NYISO_A-F | IESO | 2025 | B19 | 700 | 0 | 1600 | 0 | 0 |  | 0 |  | 0 | 0 |  | 0 | 0
NYISO_A-F_2_IESO | NYISO_A-F | IESO | 2025 | B20 | 935 | 0 | 1600 | 0 | 0 |  | 0 |  | 0 | 0 |  | 0 | 0
NYISO_A-F_2_IESO | NYISO_A-F | IESO | 2030 | B1 | 10 | 0 | 1600 | 0 | 0 |  | 0 |  | 0 | 0 |  | 0 | 0
NYISO_A-F_2_IESO | NYISO_A-F | IESO | 2030 | B2 | 25 | 0 | 1600 | 0 | 0 |  | 0 |  | 0 | 0 |  | 0 | 0
NYISO_A-F_2_IESO | NYISO_A-F | IESO | 2030 | B3 | 75 | 0 | 1600 | 0 | 0 |  | 0 |  | 0 | 0 |  | 0 | 0
NYISO_A-F_2_IESO | NYISO_A-F | IESO | 2030 | B4 | 100 | 0 | 1600 | 0 | 0 |  | 0 |  | 0 | 0 |  | 0 | 0
NYISO_A-F_2_IESO | NYISO_A-F | IESO | 2030 | B5 | 200 | 0 | 1600 | 0 | 0 |  | 0 |  | 0 | 0 |  | 0 | 0
NYISO_A-F_2_IESO | NYISO_A-F | IESO | 2030 | B6 | 300 | 0 | 1600 | 0 | 0 |  | 0 |  | 0 | 0 |  | 0 | 0
NYISO_A-F_2_IESO | NYISO_A-F | IESO | 2030 | B7 | 400 | 0 | 1600 | 0 | 0 |  | 0 |  | 0 | 0 |  | 0 | 0
NYISO_A-F_2_IESO | NYISO_A-F | IESO | 2030 | B8 | 500 | 0 | 1600 | 0 | 0 |  | 0 |  | 0 | 0 |  | 0 | 0
NYISO_A-F_2_IESO | NYISO_A-F | IESO | 2030 | B9 | 800 | 0 | 1600 | 0 | 0 |  | 0 |  | 0 | 0 |  | 0 | 0
NYISO_A-F_2_IESO | NYISO_A-F | IESO | 2030 | B10 | 1262 | 0 | 1600 | 0 | 0 |  | 0 |  | 0 | 0 |  | 0 | 0
NYISO_A-F_2_IESO | NYISO_A-F | IESO | 2030 | B11 | 25 | 0 | 1600 | 0 | 0 |  | 0 |  | 0 | 0 |  | 0 | 0
NYISO_A-F_2_IESO | NYISO_A-F | IESO | 2030 | B12 | 200 | 0 | 1600 | 0 | 0 |  | 0 |  | 0 | 0 |  | 0 | 0
NYISO_A-F_2_IESO | NYISO_A-F | IESO | 2030 | B13 | 600 | 0 | 1600 | 0 | 0 |  | 0 |  | 0 | 0 |  | 0 | 0
NYISO_A-F_2_IESO | NYISO_A-F | IESO | 2030 | B14 | 900 | 0 | 1600 | 0 | 0 |  | 0 |  | 0 | 0 |  | 0 | 0
NYISO_A-F_2_IESO | NYISO_A-F | IESO | 2030 | B15 | 1203 | 0 | 1600 | 0 | 0 |  | 0 |  | 0 | 0 |  | 0 | 0
NYISO_A-F_2_IESO | NYISO_A-F | IESO | 2030 | B16 | 25 | 0 | 1600 | 0 | 0 |  | 0 |  | 0 | 0 |  | 0 | 0
NYISO_A-F_2_IESO | NYISO_A-F | IESO | 2030 | B17 | 100 | 0 | 1600 | 0 | 0 |  | 0 |  | 0 | 0 |  | 0 | 0
NYISO_A-F_2_IESO | NYISO_A-F | IESO | 2030 | B18 | 400 | 0 | 1600 | 0 | 0 |  | 0 |  | 0 | 0 |  | 0 | 0
NYISO_A-F_2_IESO | NYISO_A-F | IESO | 2030 | B19 | 700 | 0 | 1600 | 0 | 0 |  | 0 |  | 0 | 0 |  | 0 | 0
NYISO_A-F_2_IESO | NYISO_A-F | IESO | 2030 | B20 | 935 | 0 | 1600 | 0 | 0 |  | 0 |  | 0 | 0 |  | 0 | 0
NYISO_A-F_2_IESO | NYISO_A-F | IESO | 2035 | B1 | 10 | 0 | 1600 | 0 | 0 |  | 0 |  | 0 | 0 |  | 0 | 0
NYISO_A-F_2_IESO | NYISO_A-F | IESO | 2035 | B2 | 25 | 0 | 1600 | 0 | 0 |  | 0 |  | 0 | 0 |  | 0 | 0
NYISO_A-F_2_IESO | NYISO_A-F | IESO | 2035 | B3 | 75 | 0 | 1600 | 0 | 0 |  | 0 |  | 0 | 0 |  | 0 | 0
NYISO_A-F_2_IESO | NYISO_A-F | IESO | 2035 | B4 | 100 | 0 | 1600 | 0 | 0 |  | 0 |  | 0 | 0 |  | 0 | 0
NYISO_A-F_2_IESO | NYISO_A-F | IESO | 2035 | B5 | 200 | 0 | 1600 | 0 | 0 |  | 0 |  | 0 | 0 |  | 0 | 0
NYISO_A-F_2_IESO | NYISO_A-F | IESO | 2035 | B6 | 300 | 0 | 1600 | 0 | 0 |  | 0 |  | 0 | 0 |  | 0 | 0
NYISO_A-F_2_IESO | NYISO_A-F | IESO | 2035 | B7 | 400 | 0 | 1600 | 0 | 0 |  | 0 |  | 0 | 0 |  | 0 | 0
NYISO_A-F_2_IESO | NYISO_A-F | IESO | 2035 | B8 | 500 | 0 | 1600 | 0 | 0 |  | 0 |  | 0 | 0 |  | 0 | 0
NYISO_A-F_2_IESO | NYISO_A-F | IESO | 2035 | B9 | 800 | 0 | 1600 | 0 | 0 |  | 0 |  | 0 | 0 |  | 0 | 0
NYISO_A-F_2_IESO | NYISO_A-F | IESO | 2035 | B10 | 1262 | 0 | 1600 | 0 | 0 |  | 0 |  | 0 | 0 |  | 0 | 0
NYISO_A-F_2_IESO | NYISO_A-F | IESO | 2035 | B11 | 25 | 0 | 1600 | 0 | 0 |  | 0 |  | 0 | 0 |  | 0 | 0
NYISO_A-F_2_IESO | NYISO_A-F | IESO | 2035 | B12 | 200 | 0 | 1600 | 0 | 0 |  | 0 |  | 0 | 0 |  | 0 | 0
NYISO_A-F_2_IESO | NYISO_A-F | IESO | 2035 | B13 | 600 | 0 | 1600 | 0 | 0 |  | 0 |  | 0 | 0 |  | 0 | 0
NYISO_A-F_2_IESO | NYISO_A-F | IESO | 2035 | B14 | 900 | 0 | 1600 | 0 | 0 |  | 0 |  | 0 | 0 |  | 0 | 0
NYISO_A-F_2_IESO | NYISO_A-F | IESO | 2035 | B15 | 1203 | 0 | 1600 | 0 | 0 |  | 0 |  | 0 | 0 |  | 0 | 0
NYISO_A-F_2_IESO | NYISO_A-F | IESO | 2035 | B16 | 25 | 0 | 1600 | 0 | 0 |  | 0 |  | 0 | 0 |  | 0 | 0
NYISO_A-F_2_IESO | NYISO_A-F | IESO | 2035 | B17 | 100 | 0 | 1600 | 0 | 0 |  | 0 |  | 0 | 0 |  | 0 | 0
NYISO_A-F_2_IESO | NYISO_A-F | IESO | 2035 | B18 | 400 | 0 | 1600 | 0 | 0 |  | 0 |  | 0 | 0 |  | 0 | 0
NYISO_A-F_2_IESO | NYISO_A-F | IESO | 2035 | B19 | 700 | 0 | 1600 | 0 | 0 |  | 0 |  | 0 | 0 |  | 0 | 0
NYISO_A-F_2_IESO | NYISO_A-F | IESO | 2035 | B20 | 935 | 0 | 1600 | 0 | 0 |  | 0 |  | 0 | 0 |  | 0 | 0
NYISO_A-F_2_IESO | NYISO_A-F | IESO | 2040 | B1 | 10 | 0 | 1600 | 0 | 0 |  | 0 |  | 0 | 0 |  | 0 | 0
NYISO_A-F_2_IESO | NYISO_A-F | IESO | 2040 | B2 | 25 | 0 | 1600 | 0 | 0 |  | 0 |  | 0 | 0 |  | 0 | 0
NYISO_A-F_2_IESO | NYISO_A-F | IESO | 2040 | B3 | 75 | 0 | 1600 | 0 | 0 |  | 0 |  | 0 | 0 |  | 0 | 0
NYISO_A-F_2_IESO | NYISO_A-F | IESO | 2040 | B4 | 100 | 0 | 1600 | 0 | 0 |  | 0 |  | 0 | 0 |  | 0 | 0
NYISO_A-F_2_IESO | NYISO_A-F | IESO | 2040 | B5 | 200 | 0 | 1600 | 0 | 0 |  | 0 |  | 0 | 0 |  | 0 | 0
NYISO_A-F_2_IESO | NYISO_A-F | IESO | 2040 | B6 | 300 | 0 | 1600 | 0 | 0 |  | 0 |  | 0 | 0 |  | 0 | 0
NYISO_A-F_2_IESO | NYISO_A-F | IESO | 2040 | B7 | 400 | 0 | 1600 | 0 | 0 |  | 0 |  | 0 | 0 |  | 0 | 0
NYISO_A-F_2_IESO | NYISO_A-F | IESO | 2040 | B8 | 500 | 0 | 1600 | 0 | 0 |  | 0 |  | 0 | 0 |  | 0 | 0
NYISO_A-F_2_IESO | NYISO_A-F | IESO | 2040 | B9 | 800 | 0 | 1600 | 0 | 0 |  | 0 |  | 0 | 0 |  | 0 | 0
NYISO_A-F_2_IESO | NYISO_A-F | IESO | 2040 | B10 | 1262 | 0 | 1600 | 0 | 0 |  | 0 |  | 0 | 0 |  | 0 | 0
NYISO_A-F_2_IESO | NYISO_A-F | IESO | 2040 | B11 | 25 | 0 | 1600 | 0 | 0 |  | 0 |  | 0 | 0 |  | 0 | 0
NYISO_A-F_2_IESO | NYISO_A-F | IESO | 2040 | B12 | 200 | 0 | 1600 | 0 | 0 |  | 0 |  | 0 | 0 |  | 0 | 0
NYISO_A-F_2_IESO | NYISO_A-F | IESO | 2040 | B13 | 600 | 0 | 1600 | 0 | 0 |  | 0 |  | 0 | 0 |  | 0 | 0
NYISO_A-F_2_IESO | NYISO_A-F | IESO | 2040 | B14 | 900 | 0 | 1600 | 0 | 0 |  | 0 |  | 0 | 0 |  | 0 | 0
NYISO_A-F_2_IESO | NYISO_A-F | IESO | 2040 | B15 | 1203 | 0 | 1600 | 0 | 0 |  | 0 |  | 0 | 0 |  | 0 | 0
NYISO_A-F_2_IESO | NYISO_A-F | IESO | 2040 | B16 | 25 | 0 | 1600 | 0 | 0 |  | 0 |  | 0 | 0 |  | 0 | 0
NYISO_A-F_2_IESO | NYISO_A-F | IESO | 2040 | B17 | 100 | 0 | 1600 | 0 | 0 |  | 0 |  | 0 | 0 |  | 0 | 0
NYISO_A-F_2_IESO | NYISO_A-F | IESO | 2040 | B18 | 400 | 0 | 1600 | 0 | 0 |  | 0 |  | 0 | 0 |  | 0 | 0
NYISO_A-F_2_IESO | NYISO_A-F | IESO | 2040 | B19 | 700 | 0 | 1600 | 0 | 0 |  | 0 |  | 0 | 0 |  | 0 | 0
NYISO_A-F_2_IESO | NYISO_A-F | IESO | 2040 | B20 | 935 | 0 | 1600 | 0 | 0 |  | 0 |  | 0 | 0 |  | 0 | 0
NYISO_A-F_2_IESO | NYISO_A-F | IESO | 2045 | B1 | 10 | 0 | 1600 | 1133.82 | 0 |  | 0 |  | 0 | 0 |  | 0 | 8.6551
NYISO_A-F_2_IESO | NYISO_A-F | IESO | 2045 | B2 | 25 | 0 | 1600 | 0 | 0 |  | 0 |  | 0 | 0 |  | 0 | 8.6551
NYISO_A-F_2_IESO | NYISO_A-F | IESO | 2045 | B3 | 75 | 0 | 1600 | 0 | 0 |  | 0 |  | 0 | 0 |  | 0 | 8.6551
NYISO_A-F_2_IESO | NYISO_A-F | IESO | 2045 | B4 | 100 | 0 | 1600 | 0 | 0 |  | 0 |  | 0 | 0 |  | 0 | 8.6551
NYISO_A-F_2_IESO | NYISO_A-F | IESO | 2045 | B5 | 200 | 0 | 1600 | 0 | 0 |  | 0 |  | 0 | 0 |  | 0 | 8.6551
NYISO_A-F_2_IESO | NYISO_A-F | IESO | 2045 | B6 | 300 | 0 | 1600 | 0 | 0 |  | 0 |  | 0 | 0 |  | 0 | 8.6551
NYISO_A-F_2_IESO | NYISO_A-F | IESO | 2045 | B7 | 400 | 0 | 1600 | 0 | 0 |  | 0 |  | 0 | 0 |  | 0 | 8.6551
NYISO_A-F_2_IESO | NYISO_A-F | IESO | 2045 | B8 | 500 | 0 | 1600 | 0 | 0 |  | 0 |  | 0 | 0 |  | 0 | 8.6551
NYISO_A-F_2_IESO | NYISO_A-F | IESO | 2045 | B9 | 800 | 0 | 1600 | 0 | 0 |  | 0 |  | 0 | 0 |  | 0 | 8.6551
NYISO_A-F_2_IESO | NYISO_A-F | IESO | 2045 | B10 | 1262 | 0 | 1600 | 0 | 0 |  | 0 |  | 0 | 0 |  | 0 | 8.6551
NYISO_A-F_2_IESO | NYISO_A-F | IESO | 2045 | B11 | 25 | 0 | 1600 | 445.2 | 0 |  | 0 |  | 0 | 0 |  | 0 | 8.6551
NYISO_A-F_2_IESO | NYISO_A-F | IESO | 2045 | B12 | 200 | 0 | 1600 | 555.8 | 0 |  | 0 |  | 0 | 0 |  | 0 | 8.6551
NYISO_A-F_2_IESO | NYISO_A-F | IESO | 2045 | B13 | 600 | 0 | 1600 | 240.97 | 0 |  | 0 |  | 0 | 0 |  | 0 | 8.6551
NYISO_A-F_2_IESO | NYISO_A-F | IESO | 2045 | B14 | 900 | 0 | 1600 | 628.73 | 0 |  | 0 |  | 0 | 0 |  | 0 | 8.6551
NYISO_A-F_2_IESO | NYISO_A-F | IESO | 2045 | B15 | 1203 | 0 | 1600 | 1600 | 0 |  | 0 |  | 10.9916 | 0 |  | 6.1132 | 8.6551
NYISO_A-F_2_IESO | NYISO_A-F | IESO | 2045 | B16 | 25 | 0 | 1600 | 1600 | 0 |  | 0 |  | 9.6147 | 0 |  | 0.11113 | 8.6551
NYISO_A-F_2_IESO | NYISO_A-F | IESO | 2045 | B17 | 100 | 0 | 1600 | 1217.96 | 0 |  | 0 |  | 0 | 0 |  | 0 | 8.6551
NYISO_A-F_2_IESO | NYISO_A-F | IESO | 2045 | B18 | 400 | 0 | 1600 | 1026.63 | 0 |  | 0 |  | 0 | 0 |  | 0 | 8.6551
NYISO_A-F_2_IESO | NYISO_A-F | IESO | 2045 | B19 | 700 | 0 | 1600 | 1453.86 | 0 |  | 0 |  | 0 | 0 |  | 0 | 8.6551
NYISO_A-F_2_IESO | NYISO_A-F | IESO | 2045 | B20 | 935 | 0 | 1600 | 1600 | 0 |  | 0 |  | 12.2973 | 0 |  | 5.3158 | 8.6551
NYISO_A-F_2_IESO | NYISO_A-F | IESO | 2050 | B1 | 10 | 0 | 1600 | 93.35 | 0 |  | 0 |  | 0 | 0 |  | 0 | 0
NYISO_A-F_2_IESO | NYISO_A-F | IESO | 2050 | B2 | 25 | 0 | 1600 | 0 | 0 |  | 0 |  | 0 | 0 |  | 0 | 0
NYISO_A-F_2_IESO | NYISO_A-F | IESO | 2050 | B3 | 75 | 0 | 1600 | 0 | 0 |  | 0 |  | 0 | 0 |  | 0 | 0
NYISO_A-F_2_IESO | NYISO_A-F | IESO | 2050 | B4 | 100 | 0 | 1600 | 0 | 0 |  | 0 |  | 0 | 0 |  | 0 | 0
NYISO_A-F_2_IESO | NYISO_A-F | IESO | 2050 | B5 | 200 | 0 | 1600 | 0 | 0 |  | 0 |  | 0 | 0 |  | 0 | 0
NYISO_A-F_2_IESO | NYISO_A-F | IESO | 2050 | B6 | 300 | 0 | 1600 | 0 | 0 |  | 0 |  | 0 | 0 |  | 0 | 0
NYISO_A-F_2_IESO | NYISO_A-F | IESO | 2050 | B7 | 400 | 0 | 1600 | 0 | 0 |  | 0 |  | 0 | 0 |  | 0 | 0
NYISO_A-F_2_IESO | NYISO_A-F | IESO | 2050 | B8 | 500 | 0 | 1600 | 0 | 0 |  | 0 |  | 0 | 0 |  | 0 | 0
NYISO_A-F_2_IESO | NYISO_A-F | IESO | 2050 | B9 | 800 | 0 | 1600 | 0 | 0 |  | 0 |  | 0 | 0 |  | 0 | 0
NYISO_A-F_2_IESO | NYISO_A-F | IESO | 2050 | B10 | 1262 | 0 | 1600 | 0 | 0 |  | 0 |  | 0 | 0 |  | 0 | 0
NYISO_A-F_2_IESO | NYISO_A-F | IESO | 2050 | B11 | 25 | 0 | 1600 | 593.49 | 0 |  | 0 |  | 0 | 0 |  | 0 | 0
NYISO_A-F_2_IESO | NYISO_A-F | IESO | 2050 | B12 | 200 | 0 | 1600 | 0 | 0 |  | 0 |  | 0 | 0 |  | 0 | 0
NYISO_A-F_2_IESO | NYISO_A-F | IESO | 2050 | B13 | 600 | 0 | 1600 | 0 | 0 |  | 0 |  | 0 | 0 |  | 0 | 0
NYISO_A-F_2_IESO | NYISO_A-F | IESO | 2050 | B14 | 900 | 0 | 1600 | 103.33 | 0 |  | 0 |  | 0 | 0 |  | 0 | 0
NYISO_A-F_2_IESO | NYISO_A-F | IESO | 2050 | B15 | 1203 | 0 | 1600 | 993.18 | 0 |  | 0 |  | 0 | 0 |  | 0 | 0
NYISO_A-F_2_IESO | NYISO_A-F | IESO | 2050 | B16 | 25 | 0 | 1600 | 1430.68 | 0 |  | 0 |  | 0 | 0 |  | 0 | 0
NYISO_A-F_2_IESO | NYISO_A-F | IESO | 2050 | B17 | 100 | 0 | 1600 | 1056.26 | 0 |  | 0 |  | 0 | 0 |  | 0 | 0
NYISO_A-F_2_IESO | NYISO_A-F | IESO | 2050 | B18 | 400 | 0 | 1600 | 446.68 | 0 |  | 0 |  | 0 | 0 |  | 0 | 0
NYISO_A-F_2_IESO | NYISO_A-F | IESO | 2050 | B19 | 700 | 0 | 1600 | 1014.45 | 0 |  | 0 |  | 0 | 0 |  | 0 | 0
NYISO_A-F_2_IESO | NYISO_A-F | IESO | 2050 | B20 | 935 | 0 | 1600 | 1277.13 | 0 |  | 0 |  | 0 | 0 |  | 0 | 0
NYISO_A-F_2_NEISO | NYISO_A-F | NEISO | 2015 | B1 | 10 | 0 | 600 | 600 | 0 |  | 0 |  | 26.6363 | 0 |  | 26.6363 | 19.9772
NYISO_A-F_2_NEISO | NYISO_A-F | NEISO | 2015 | B2 | 25 | 0 | 600 | 351.87 | 0 |  | 0 |  | 0 | 0 |  | 0 | 19.9772
NYISO_A-F_2_NEISO | NYISO_A-F | NEISO | 2015 | B3 | 75 | 0 | 600 | 0 | 0 |  | 0 |  | 0 | 0 |  | 0 | 19.9772
NYISO_A-F_2_NEISO | NYISO_A-F | NEISO | 2015 | B4 | 100 | 0 | 600 | 0 | 0 |  | 0 |  | 0 | 0 |  | 0 | 19.9772
NYISO_A-F_2_NEISO | NYISO_A-F | NEISO | 2015 | B5 | 200 | 0 | 600 | 0 | 0 |  | 0 |  | 0 | 0 |  | 0 | 19.9772
NYISO_A-F_2_NEISO | NYISO_A-F | NEISO | 2015 | B6 | 300 | 0 | 600 | 0 | 0 |  | 0 |  | 0 | 0 |  | 0 | 19.9772
NYISO_A-F_2_NEISO | NYISO_A-F | NEISO | 2015 | B7 | 400 | 0 | 600 | 0 | 0 |  | 0 |  | 0 | 0 |  | 0 | 19.9772
NYISO_A-F_2_NEISO | NYISO_A-F | NEISO | 2015 | B8 | 500 | 0 | 600 | 0 | 0 |  | 0 |  | 0 | 0 |  | 0 | 19.9772
NYISO_A-F_2_NEISO | NYISO_A-F | NEISO | 2015 | B9 | 800 | 0 | 600 | 0 | 0 |  | 0 |  | 0 | 0 |  | 0 | 19.9772
NYISO_A-F_2_NEISO | NYISO_A-F | NEISO | 2015 | B10 | 1262 | 0 | 600 | 0 | 0 |  | 0 |  | 0 | 0 |  | 0 | 19.9772
NYISO_A-F_2_NEISO | NYISO_A-F | NEISO | 2015 | B11 | 25 | 0 | 600 | 0 | 0 |  | 0 |  | 0 | 0 |  | 0 | 19.9772
NYISO_A-F_2_NEISO | NYISO_A-F | NEISO | 2015 | B12 | 200 | 0 | 600 | 0 | 0 |  | 0 |  | 0 | 0 |  | 0 | 19.9772
NYISO_A-F_2_NEISO | NYISO_A-F | NEISO | 2015 | B13 | 600 | 0 | 600 | 0 | 0 |  | 0 |  | 0 | 0 |  | 0 | 19.9772
NYISO_A-F_2_NEISO | NYISO_A-F | NEISO | 2015 | B14 | 900 | 0 | 600 | 0 | 0 |  | 0 |  | 0 | 0 |  | 0 | 19.9772
NYISO_A-F_2_NEISO | NYISO_A-F | NEISO | 2015 | B15 | 1203 | 0 | 600 | 0 | 0 |  | 0 |  | 0 | 0 |  | 0 | 19.9772
NYISO_A-F_2_NEISO | NYISO_A-F | NEISO | 2015 | B16 | 25 | 0 | 600 | 0 | 0 |  | 0 |  | 0 | 0 |  | 0 | 19.9772
NYISO_A-F_2_NEISO | NYISO_A-F | NEISO | 2015 | B17 | 100 | 0 | 600 | 0 | 0 |  | 0 |  | 0 | 0 |  | 0 | 19.9772
NYISO_A-F_2_NEISO | NYISO_A-F | NEISO | 2015 | B18 | 400 | 0 | 600 | 140.45 | 0 |  | 0 |  | 0 | 0 |  | 0 | 19.9772
NYISO_A-F_2_NEISO | NYISO_A-F | NEISO | 2015 | B19 | 700 | 0 | 600 | 113.84 | 0 |  | 0 |  | 0 | 0 |  | 0 | 19.9772
NYISO_A-F_2_NEISO | NYISO_A-F | NEISO | 2015 | B20 | 935 | 0 | 600 | 91.63 | 0 |  | 0 |  | 0 | 0 |  | 0 | 19.9772
NYISO_A-F_2_NEISO | NYISO_A-F | NEISO | 2020 | B1 | 10 | 0 | 600 | 600 | 256.49 |  | 0 |  | 298.0438 | 0 |  | 18.6277 | 24.7442
NYISO_A-F_2_NEISO | NYISO_A-F | NEISO | 2020 | B2 | 25 | 0 | 600 | 600 | 0 |  | 0 |  | 86.8291 | 0 |  | 13.567 | 24.7442
NYISO_A-F_2_NEISO | NYISO_A-F | NEISO | 2020 | B3 | 75 | 0 | 600 | 334.34 | 0 |  | 0 |  | 0 | 0 |  | 0 | 24.7442
NYISO_A-F_2_NEISO | NYISO_A-F | NEISO | 2020 | B4 | 100 | 0 | 600 | 128.76 | 0 |  | 0 |  | 0 | 0 |  | 0 | 24.7442
NYISO_A-F_2_NEISO | NYISO_A-F | NEISO | 2020 | B5 | 200 | 0 | 600 | 0 | 0 |  | 0 |  | 0 | 0 |  | 0 | 24.7442
NYISO_A-F_2_NEISO | NYISO_A-F | NEISO | 2020 | B6 | 300 | 0 | 600 | 0 | 0 |  | 0 |  | 0 | 0 |  | 0 | 24.7442
NYISO_A-F_2_NEISO | NYISO_A-F | NEISO | 2020 | B7 | 400 | 0 | 600 | 0 | 0 |  | 0 |  | 0 | 0 |  | 0 | 24.7442
NYISO_A-F_2_NEISO | NYISO_A-F | NEISO | 2020 | B8 | 500 | 0 | 600 | 0 | 0 |  | 0 |  | 0 | 0 |  | 0 | 24.7442
NYISO_A-F_2_NEISO | NYISO_A-F | NEISO | 2020 | B9 | 800 | 0 | 600 | 0 | 0 |  | 0 |  | 0 | 0 |  | 0 | 24.7442
NYISO_A-F_2_NEISO | NYISO_A-F | NEISO | 2020 | B10 | 1262 | 0 | 600 | 0 | 0 |  | 0 |  | 0 | 0 |  | 0 | 24.7442
NYISO_A-F_2_NEISO | NYISO_A-F | NEISO | 2020 | B11 | 25 | 0 | 600 | 0 | 0 |  | 0 |  | 0 | 0 |  | 0 | 24.7442
NYISO_A-F_2_NEISO | NYISO_A-F | NEISO | 2020 | B12 | 200 | 0 | 600 | 0 | 0 |  | 0 |  | 0 | 0 |  | 0 | 24.7442
NYISO_A-F_2_NEISO | NYISO_A-F | NEISO | 2020 | B13 | 600 | 0 | 600 | 0 | 0 |  | 0 |  | 0 | 0 |  | 0 | 24.7442
NYISO_A-F_2_NEISO | NYISO_A-F | NEISO | 2020 | B14 | 900 | 0 | 600 | 0 | 0 |  | 0 |  | 0 | 0 |  | 0 | 24.7442
NYISO_A-F_2_NEISO | NYISO_A-F | NEISO | 2020 | B15 | 1203 | 0 | 600 | 0 | 0 |  | 0 |  | 0 | 0 |  | 0 | 24.7442
NYISO_A-F_2_NEISO | NYISO_A-F | NEISO | 2020 | B16 | 25 | 0 | 600 | 600 | 0 |  | 0 |  | 1.0208 | 0 |  | 0.1595 | 24.7442
NYISO_A-F_2_NEISO | NYISO_A-F | NEISO | 2020 | B17 | 100 | 0 | 600 | 600 | 139.91 |  | 0 |  | 1.0208 | 0 |  | 0.63801 | 24.7442
NYISO_A-F_2_NEISO | NYISO_A-F | NEISO | 2020 | B18 | 400 | 0 | 600 | 500.44 | 0 |  | 0 |  | 0 | 0 |  | 0 | 24.7442
NYISO_A-F_2_NEISO | NYISO_A-F | NEISO | 2020 | B19 | 700 | 0 | 600 | 456.33 | 0 |  | 0 |  | 0 | 0 |  | 0 | 24.7442
NYISO_A-F_2_NEISO | NYISO_A-F | NEISO | 2020 | B20 | 935 | 0 | 600 | 352.94 | 0 |  | 0 |  | 0 | 0 |  | 0 | 24.7442
NYISO_A-F_2_NEISO | NYISO_A-F | NEISO | 2025 | B1 | 10 | 0 | 600 | 600 | 600 |  | 0 |  | 649.384 | 4.5106 |  | 185.5383 | 440.8912
NYISO_A-F_2_NEISO | NYISO_A-F | NEISO | 2025 | B2 | 25 | 0 | 600 | 600 | 600 |  | 0 |  | 563.2434 | 1.8161 |  | 402.3167 | 440.8912
NYISO_A-F_2_NEISO | NYISO_A-F | NEISO | 2025 | B3 | 75 | 0 | 600 | 490.94 | 366.67 |  | 0 |  | 0 | 0 |  | 0 | 440.8912
NYISO_A-F_2_NEISO | NYISO_A-F | NEISO | 2025 | B4 | 100 | 0 | 600 | 0 | 0 |  | 0 |  | 0 | 0 |  | 0 | 440.8912
NYISO_A-F_2_NEISO | NYISO_A-F | NEISO | 2025 | B5 | 200 | 0 | 600 | 0 | 0 |  | 0 |  | 0 | 0 |  | 0 | 440.8912
NYISO_A-F_2_NEISO | NYISO_A-F | NEISO | 2025 | B6 | 300 | 0 | 600 | 0 | 0 |  | 0 |  | 0 | 0 |  | 0 | 440.8912
NYISO_A-F_2_NEISO | NYISO_A-F | NEISO | 2025 | B7 | 400 | 0 | 600 | 0 | 0 |  | 0 |  | 0 | 0 |  | 0 | 440.8912
NYISO_A-F_2_NEISO | NYISO_A-F | NEISO | 2025 | B8 | 500 | 0 | 600 | 0 | 0 |  | 0 |  | 0 | 0 |  | 0 | 440.8912
NYISO_A-F_2_NEISO | NYISO_A-F | NEISO | 2025 | B9 | 800 | 0 | 600 | 0 | 0 |  | 0 |  | 0 | 0 |  | 0 | 440.8912
NYISO_A-F_2_NEISO | NYISO_A-F | NEISO | 2025 | B10 | 1262 | 0 | 600 | 0 | 0 |  | 0 |  | 0 | 0 |  | 0 | 440.8912
NYISO_A-F_2_NEISO | NYISO_A-F | NEISO | 2025 | B11 | 25 | 0 | 600 | 0 | 0 |  | 0 |  | 0 | 0 |  | 0 | 440.8912
NYISO_A-F_2_NEISO | NYISO_A-F | NEISO | 2025 | B12 | 200 | 0 | 600 | 0 | 0 |  | 0 |  | 0 | 0 |  | 0 | 440.8912
NYISO_A-F_2_NEISO | NYISO_A-F | NEISO | 2025 | B13 | 600 | 0 | 600 | 0 | 0 |  | 0 |  | 0 | 0 |  | 0 | 440.8912
NYISO_A-F_2_NEISO | NYISO_A-F | NEISO | 2025 | B14 | 900 | 0 | 600 | 0 | 0 |  | 0 |  | 0 | 0 |  | 0 | 440.8912
NYISO_A-F_2_NEISO | NYISO_A-F | NEISO | 2025 | B15 | 1203 | 0 | 600 | 0 | 0 |  | 0 |  | 0 | 0 |  | 0 | 440.8912
NYISO_A-F_2_NEISO | NYISO_A-F | NEISO | 2025 | B16 | 25 | 0 | 600 | 470.5 | 600 |  | 0 |  | 0 | 1.2701 |  | 0 | 440.8912
NYISO_A-F_2_NEISO | NYISO_A-F | NEISO | 2025 | B17 | 100 | 0 | 600 | 0 | 239.32 |  | 0 |  | 0 | 0 |  | 0 | 440.8912
NYISO_A-F_2_NEISO | NYISO_A-F | NEISO | 2025 | B18 | 400 | 0 | 600 | 0 | 600 |  | 0 |  | 0 | 0.01187 |  | 0 | 440.8912
NYISO_A-F_2_NEISO | NYISO_A-F | NEISO | 2025 | B19 | 700 | 0 | 600 | 175.88 | 600 |  | 0 |  | 0 | 0.21366 |  | 0 | 440.8912
NYISO_A-F_2_NEISO | NYISO_A-F | NEISO | 2025 | B20 | 935 | 0 | 600 | 149.55 | 279.58 |  | 0 |  | 0 | 0 |  | 0 | 440.8912
NYISO_A-F_2_NEISO | NYISO_A-F | NEISO | 2030 | B1 | 10 | 0 | 600 | 600 | 600 |  | 0 |  | 627.0565 | 8.309 |  | 179.159 | 267.5761
NYISO_A-F_2_NEISO | NYISO_A-F | NEISO | 2030 | B2 | 25 | 0 | 600 | 600 | 600 |  | 0 |  | 248.6528 | 2.3265 |  | 177.6091 | 267.5761
NYISO_A-F_2_NEISO | NYISO_A-F | NEISO | 2030 | B3 | 75 | 0 | 600 | 195.65 | 0 |  | 0 |  | 0 | 0 |  | 0 | 267.5761
NYISO_A-F_2_NEISO | NYISO_A-F | NEISO | 2030 | B4 | 100 | 0 | 600 | 0 | 0 |  | 0 |  | 0 | 0 |  | 0 | 267.5761
NYISO_A-F_2_NEISO | NYISO_A-F | NEISO | 2030 | B5 | 200 | 0 | 600 | 0 | 0 |  | 0 |  | 0 | 0 |  | 0 | 267.5761
NYISO_A-F_2_NEISO | NYISO_A-F | NEISO | 2030 | B6 | 300 | 0 | 600 | 0 | 0 |  | 0 |  | 0 | 0 |  | 0 | 267.5761
NYISO_A-F_2_NEISO | NYISO_A-F | NEISO | 2030 | B7 | 400 | 0 | 600 | 0 | 0 |  | 0 |  | 0 | 0 |  | 0 | 267.5761
NYISO_A-F_2_NEISO | NYISO_A-F | NEISO | 2030 | B8 | 500 | 0 | 600 | 0 | 0 |  | 0 |  | 0 | 0 |  | 0 | 267.5761
NYISO_A-F_2_NEISO | NYISO_A-F | NEISO | 2030 | B9 | 800 | 0 | 600 | 0 | 0 |  | 0 |  | 0 | 0 |  | 0 | 267.5761
NYISO_A-F_2_NEISO | NYISO_A-F | NEISO | 2030 | B10 | 1262 | 0 | 600 | 0 | 0 |  | 0 |  | 0 | 0 |  | 0 | 267.5761
NYISO_A-F_2_NEISO | NYISO_A-F | NEISO | 2030 | B11 | 25 | 0 | 600 | 0 | 0 |  | 0 |  | 0 | 0 |  | 0 | 267.5761
NYISO_A-F_2_NEISO | NYISO_A-F | NEISO | 2030 | B12 | 200 | 0 | 600 | 0 | 0 |  | 0 |  | 0 | 0 |  | 0 | 267.5761
NYISO_A-F_2_NEISO | NYISO_A-F | NEISO | 2030 | B13 | 600 | 0 | 600 | 0 | 0 |  | 0 |  | 0 | 0 |  | 0 | 267.5761
NYISO_A-F_2_NEISO | NYISO_A-F | NEISO | 2030 | B14 | 900 | 0 | 600 | 0 | 0 |  | 0 |  | 0 | 0 |  | 0 | 267.5761
NYISO_A-F_2_NEISO | NYISO_A-F | NEISO | 2030 | B15 | 1203 | 0 | 600 | 0 | 0 |  | 0 |  | 0 | 0 |  | 0 | 267.5761
NYISO_A-F_2_NEISO | NYISO_A-F | NEISO | 2030 | B16 | 25 | 0 | 600 | 0 | 0 |  | 0 |  | 0 | 0 |  | 0 | 267.5761
NYISO_A-F_2_NEISO | NYISO_A-F | NEISO | 2030 | B17 | 100 | 0 | 600 | 10.5 | 0 |  | 0 |  | 0 | 0 |  | 0 | 267.5761
NYISO_A-F_2_NEISO | NYISO_A-F | NEISO | 2030 | B18 | 400 | 0 | 600 | 101.71 | 0 |  | 0 |  | 0 | 0 |  | 0 | 267.5761
NYISO_A-F_2_NEISO | NYISO_A-F | NEISO | 2030 | B19 | 700 | 0 | 600 | 141.48 | 0 |  | 0 |  | 0 | 0 |  | 0 | 267.5761
NYISO_A-F_2_NEISO | NYISO_A-F | NEISO | 2030 | B20 | 935 | 0 | 600 | 135.17 | 0 |  | 0 |  | 0 | 0 |  | 0 | 267.5761
NYISO_A-F_2_NEISO | NYISO_A-F | NEISO | 2035 | B1 | 10 | 10 | 600 | 600 | 600 |  | 1568.96 |  | 622.807 | 6.6709 |  | 1.2651 | 6.6687
NYISO_A-F_2_NEISO | NYISO_A-F | NEISO | 2035 | B2 | 25 | 25 | 600 | 600 | 600 |  | 1542.93 |  | 578.983 | 6.6709 |  | 2.9402 | 6.6687
NYISO_A-F_2_NEISO | NYISO_A-F | NEISO | 2035 | B3 | 75 | 0 | 600 | 169.32 | 431.66 |  | 0 |  | 0 | 0 |  | 0 | 6.6687
NYISO_A-F_2_NEISO | NYISO_A-F | NEISO | 2035 | B4 | 100 | 0 | 600 | 0 | 0 |  | 0 |  | 0 | 0 |  | 0 | 6.6687
NYISO_A-F_2_NEISO | NYISO_A-F | NEISO | 2035 | B5 | 200 | 0 | 600 | 0 | 0 |  | 0 |  | 0 | 0 |  | 0 | 6.6687
NYISO_A-F_2_NEISO | NYISO_A-F | NEISO | 2035 | B6 | 300 | 0 | 600 | 0 | 0 |  | 0 |  | 0 | 0 |  | 0 | 6.6687
NYISO_A-F_2_NEISO | NYISO_A-F | NEISO | 2035 | B7 | 400 | 0 | 600 | 0 | 0 |  | 0 |  | 0 | 0 |  | 0 | 6.6687
NYISO_A-F_2_NEISO | NYISO_A-F | NEISO | 2035 | B8 | 500 | 0 | 600 | 0 | 0 |  | 0 |  | 0 | 0 |  | 0 | 6.6687
NYISO_A-F_2_NEISO | NYISO_A-F | NEISO | 2035 | B9 | 800 | 0 | 600 | 0 | 0 |  | 0 |  | 0 | 0 |  | 0 | 6.6687
NYISO_A-F_2_NEISO | NYISO_A-F | NEISO | 2035 | B10 | 1262 | 0 | 600 | 0 | 0 |  | 0 |  | 0 | 0 |  | 0 | 6.6687
NYISO_A-F_2_NEISO | NYISO_A-F | NEISO | 2035 | B11 | 25 | 0 | 600 | 600 | 0 |  | 0 |  | 4.8667 | 0 |  | 0.024714 | 6.6687
NYISO_A-F_2_NEISO | NYISO_A-F | NEISO | 2035 | B12 | 200 | 0 | 600 | 436.69 | 0 |  | 0 |  | 0 | 0 |  | 0 | 6.6687
NYISO_A-F_2_NEISO | NYISO_A-F | NEISO | 2035 | B13 | 600 | 0 | 600 | 600 | 0 |  | 0 |  | 4.8667 | 0 |  | 0.59314 | 6.6687
NYISO_A-F_2_NEISO | NYISO_A-F | NEISO | 2035 | B14 | 900 | 0 | 600 | 600 | 0 |  | 0 |  | 4.8667 | 0 |  | 0.88971 | 6.6687
NYISO_A-F_2_NEISO | NYISO_A-F | NEISO | 2035 | B15 | 1203 | 0 | 600 | 600 | 0 |  | 0 |  | 4.8667 | 0 |  | 1.1892 | 6.6687
NYISO_A-F_2_NEISO | NYISO_A-F | NEISO | 2035 | B16 | 25 | 0 | 600 | 600 | 0 |  | 0 |  | 4.5343 | 0 |  | 0.023026 | 6.6687
NYISO_A-F_2_NEISO | NYISO_A-F | NEISO | 2035 | B17 | 100 | 0 | 600 | 600 | 0 |  | 0 |  | 4.5343 | 0 |  | 0.092105 | 6.6687
NYISO_A-F_2_NEISO | NYISO_A-F | NEISO | 2035 | B18 | 400 | 0 | 600 | 600 | 0 |  | 0 |  | 4.5343 | 0 |  | 0.36842 | 6.6687
NYISO_A-F_2_NEISO | NYISO_A-F | NEISO | 2035 | B19 | 700 | 0 | 600 | 600 | 0 |  | 0 |  | 4.5343 | 0 |  | 0.64474 | 6.6687
NYISO_A-F_2_NEISO | NYISO_A-F | NEISO | 2035 | B20 | 935 | 0 | 600 | 600 | 0 |  | 0 |  | 4.5343 | 0 |  | 0.86118 | 6.6687
NYISO_A-F_2_NEISO | NYISO_A-F | NEISO | 2040 | B1 | 10 | 0 | 600 | 600 | 600 |  | 0 |  | 570.852 | 21.5797 |  | 163.1006 | 357.8919
NYISO_A-F_2_NEISO | NYISO_A-F | NEISO | 2040 | B2 | 25 | 0 | 600 | 600 | 600 |  | 0 |  | 439.7242 | 21.5797 |  | 314.0887 | 357.8919
NYISO_A-F_2_NEISO | NYISO_A-F | NEISO | 2040 | B3 | 75 | 0 | 600 | 0 | 600 |  | 0 |  | 0 | 1.2345 |  | 0 | 357.8919
NYISO_A-F_2_NEISO | NYISO_A-F | NEISO | 2040 | B4 | 100 | 0 | 600 | 0 | 40.02 |  | 0 |  | 0 | 0 |  | 0 | 357.8919
NYISO_A-F_2_NEISO | NYISO_A-F | NEISO | 2040 | B5 | 200 | 0 | 600 | 0 | 0 |  | 0 |  | 0 | 0 |  | 0 | 357.8919
NYISO_A-F_2_NEISO | NYISO_A-F | NEISO | 2040 | B6 | 300 | 0 | 600 | 0 | 0 |  | 0 |  | 0 | 0 |  | 0 | 357.8919
NYISO_A-F_2_NEISO | NYISO_A-F | NEISO | 2040 | B7 | 400 | 0 | 600 | 0 | 0 |  | 0 |  | 0 | 0 |  | 0 | 357.8919
NYISO_A-F_2_NEISO | NYISO_A-F | NEISO | 2040 | B8 | 500 | 0 | 600 | 582.49 | 0 |  | 0 |  | 0 | 0 |  | 0 | 357.8919
NYISO_A-F_2_NEISO | NYISO_A-F | NEISO | 2040 | B9 | 800 | 0 | 600 | 452.22 | 0 |  | 0 |  | 0 | 0 |  | 0 | 357.8919
NYISO_A-F_2_NEISO | NYISO_A-F | NEISO | 2040 | B10 | 1262 | 0 | 600 | 585.26 | 0 |  | 0 |  | 0 | 0 |  | 0 | 357.8919
NYISO_A-F_2_NEISO | NYISO_A-F | NEISO | 2040 | B11 | 25 | 0 | 600 | 0 | 0 |  | 0 |  | 0 | 0 |  | 0 | 357.8919
NYISO_A-F_2_NEISO | NYISO_A-F | NEISO | 2040 | B12 | 200 | 0 | 600 | 0 | 0 |  | 0 |  | 0 | 0 |  | 0 | 357.8919
NYISO_A-F_2_NEISO | NYISO_A-F | NEISO | 2040 | B13 | 600 | 0 | 600 | 0 | 0 |  | 0 |  | 0 | 0 |  | 0 | 357.8919
NYISO_A-F_2_NEISO | NYISO_A-F | NEISO | 2040 | B14 | 900 | 0 | 600 | 0 | 0 |  | 0 |  | 0 | 0 |  | 0 | 357.8919
NYISO_A-F_2_NEISO | NYISO_A-F | NEISO | 2040 | B15 | 1203 | 0 | 600 | 0 | 0 |  | 0 |  | 0 | 0 |  | 0 | 357.8919
NYISO_A-F_2_NEISO | NYISO_A-F | NEISO | 2040 | B16 | 25 | 0 | 600 | 0 | 0 |  | 0 |  | 0 | 0 |  | 0 | 357.8919
NYISO_A-F_2_NEISO | NYISO_A-F | NEISO | 2040 | B17 | 100 | 0 | 600 | 0 | 0 |  | 0 |  | 0 | 0 |  | 0 | 357.8919
NYISO_A-F_2_NEISO | NYISO_A-F | NEISO | 2040 | B18 | 400 | 0 | 600 | 0 | 0 |  | 0 |  | 0 | 0 |  | 0 | 357.8919
NYISO_A-F_2_NEISO | NYISO_A-F | NEISO | 2040 | B19 | 700 | 0 | 600 | 0 | 0 |  | 0 |  | 0 | 0 |  | 0 | 357.8919
NYISO_A-F_2_NEISO | NYISO_A-F | NEISO | 2040 | B20 | 935 | 0 | 600 | 0 | 0 |  | 0 |  | 0 | 0 |  | 0 | 357.8919
NYISO_A-F_2_NEISO | NYISO_A-F | NEISO | 2045 | B1 | 10 | 0 | 600 | 600 | 600 |  | 0 |  | 329.8554 | 18.4222 |  | 94.2444 | 231.507
NYISO_A-F_2_NEISO | NYISO_A-F | NEISO | 2045 | B2 | 25 | 0 | 600 | 600 | 600 |  | 0 |  | 300.2042 | 18.4222 |  | 214.4316 | 231.507
NYISO_A-F_2_NEISO | NYISO_A-F | NEISO | 2045 | B3 | 75 | 0 | 600 | 0 | 181.63 |  | 0 |  | 0 | 0 |  | 0 | 231.507
NYISO_A-F_2_NEISO | NYISO_A-F | NEISO | 2045 | B4 | 100 | 0 | 600 | 0 | 256.63 |  | 0 |  | 0 | 0 |  | 0 | 231.507
NYISO_A-F_2_NEISO | NYISO_A-F | NEISO | 2045 | B5 | 200 | 0 | 600 | 0 | 0 |  | 0 |  | 0 | 0 |  | 0 | 231.507
NYISO_A-F_2_NEISO | NYISO_A-F | NEISO | 2045 | B6 | 300 | 0 | 600 | 0 | 0 |  | 0 |  | 0 | 0 |  | 0 | 231.507
NYISO_A-F_2_NEISO | NYISO_A-F | NEISO | 2045 | B7 | 400 | 0 | 600 | 0 | 0 |  | 0 |  | 0 | 0 |  | 0 | 231.507
NYISO_A-F_2_NEISO | NYISO_A-F | NEISO | 2045 | B8 | 500 | 0 | 600 | 0 | 0 |  | 0 |  | 0 | 0 |  | 0 | 231.507
NYISO_A-F_2_NEISO | NYISO_A-F | NEISO | 2045 | B9 | 800 | 0 | 600 | 375.69 | 0 |  | 0 |  | 0 | 0 |  | 0 | 231.507
NYISO_A-F_2_NEISO | NYISO_A-F | NEISO | 2045 | B10 | 1262 | 0 | 600 | 599.09 | 0 |  | 0 |  | 0 | 0 |  | 0 | 231.507
NYISO_A-F_2_NEISO | NYISO_A-F | NEISO | 2045 | B11 | 25 | 0 | 600 | 0 | 0 |  | 0 |  | 0 | 0 |  | 0 | 231.507
NYISO_A-F_2_NEISO | NYISO_A-F | NEISO | 2045 | B12 | 200 | 0 | 600 | 0 | 0 |  | 0 |  | 0 | 0 |  | 0 | 231.507
NYISO_A-F_2_NEISO | NYISO_A-F | NEISO | 2045 | B13 | 600 | 0 | 600 | 0 | 0 |  | 0 |  | 0 | 0 |  | 0 | 231.507
NYISO_A-F_2_NEISO | NYISO_A-F | NEISO | 2045 | B14 | 900 | 0 | 600 | 0 | 0 |  | 0 |  | 0 | 0 |  | 0 | 231.507
NYISO_A-F_2_NEISO | NYISO_A-F | NEISO | 2045 | B15 | 1203 | 0 | 600 | 0 | 0 |  | 0 |  | 0 | 0 |  | 0 | 231.507
NYISO_A-F_2_NEISO | NYISO_A-F | NEISO | 2045 | B16 | 25 | 0 | 600 | 0 | 0 |  | 0 |  | 0 | 0 |  | 0 | 231.507
NYISO_A-F_2_NEISO | NYISO_A-F | NEISO | 2045 | B17 | 100 | 0 | 600 | 0 | 0 |  | 0 |  | 0 | 0 |  | 0 | 231.507
NYISO_A-F_2_NEISO | NYISO_A-F | NEISO | 2045 | B18 | 400 | 0 | 600 | 0 | 0 |  | 0 |  | 0 | 0 |  | 0 | 231.507
NYISO_A-F_2_NEISO | NYISO_A-F | NEISO | 2045 | B19 | 700 | 0 | 600 | 0 | 0 |  | 0 |  | 0 | 0 |  | 0 | 231.507
NYISO_A-F_2_NEISO | NYISO_A-F | NEISO | 2045 | B20 | 935 | 0 | 600 | 0 | 0 |  | 0 |  | 0 | 0 |  | 0 | 231.507
NYISO_A-F_2_NEISO | NYISO_A-F | NEISO | 2050 | B1 | 10 | 10 | 600 | 600 | 600 |  | 1896.92 |  | 357.3464 | 22.375 |  | 1.7041 | 22.376
NYISO_A-F_2_NEISO | NYISO_A-F | NEISO | 2050 | B2 | 25 | 25 | 600 | 600 | 600 |  | 837.87 |  | 5.0091 | 22.375 |  | 0.059718 | 22.376
NYISO_A-F_2_NEISO | NYISO_A-F | NEISO | 2050 | B3 | 75 | 0 | 600 | 0 | 600 |  | 0 |  | 0 | 6.9083 |  | 0 | 22.376
NYISO_A-F_2_NEISO | NYISO_A-F | NEISO | 2050 | B4 | 100 | 0 | 600 | 0 | 0 |  | 0 |  | 0 | 0 |  | 0 | 22.376
NYISO_A-F_2_NEISO | NYISO_A-F | NEISO | 2050 | B5 | 200 | 0 | 600 | 0 | 0 |  | 0 |  | 0 | 0 |  | 0 | 22.376
NYISO_A-F_2_NEISO | NYISO_A-F | NEISO | 2050 | B6 | 300 | 0 | 600 | 0 | 0 |  | 0 |  | 0 | 0 |  | 0 | 22.376
NYISO_A-F_2_NEISO | NYISO_A-F | NEISO | 2050 | B7 | 400 | 0 | 600 | 0 | 0 |  | 0 |  | 0 | 0 |  | 0 | 22.376
NYISO_A-F_2_NEISO | NYISO_A-F | NEISO | 2050 | B8 | 500 | 0 | 600 | 467.62 | 0 |  | 0 |  | 0 | 0 |  | 0 | 22.376
NYISO_A-F_2_NEISO | NYISO_A-F | NEISO | 2050 | B9 | 800 | 0 | 600 | 600 | 0 |  | 0 |  | 28.5474 | 0 |  | 10.8907 | 22.376
NYISO_A-F_2_NEISO | NYISO_A-F | NEISO | 2050 | B10 | 1262 | 0 | 600 | 600 | 0 |  | 0 |  | 28.5474 | 0 |  | 17.1801 | 22.376
NYISO_A-F_2_NEISO | NYISO_A-F | NEISO | 2050 | B11 | 25 | 0 | 600 | 0 | 0 |  | 0 |  | 0 | 0 |  | 0 | 22.376
NYISO_A-F_2_NEISO | NYISO_A-F | NEISO | 2050 | B12 | 200 | 0 | 600 | 0 | 0 |  | 0 |  | 0 | 0 |  | 0 | 22.376
NYISO_A-F_2_NEISO | NYISO_A-F | NEISO | 2050 | B13 | 600 | 0 | 600 | 0 | 0 |  | 0 |  | 0 | 0 |  | 0 | 22.376
NYISO_A-F_2_NEISO | NYISO_A-F | NEISO | 2050 | B14 | 900 | 0 | 600 | 0 | 0 |  | 0 |  | 0 | 0 |  | 0 | 22.376
NYISO_A-F_2_NEISO | NYISO_A-F | NEISO | 2050 | B15 | 1203 | 0 | 600 | 0 | 0 |  | 0 |  | 0 | 0 |  | 0 | 22.376
NYISO_A-F_2_NEISO | NYISO_A-F | NEISO | 2050 | B16 | 25 | 0 | 600 | 0 | 0 |  | 0 |  | 0 | 0 |  | 0 | 22.376
NYISO_A-F_2_NEISO | NYISO_A-F | NEISO | 2050 | B17 | 100 | 0 | 600 | 0 | 0 |  | 0 |  | 0 | 0 |  | 0 | 22.376
NYISO_A-F_2_NEISO | NYISO_A-F | NEISO | 2050 | B18 | 400 | 0 | 600 | 0 | 0 |  | 0 |  | 0 | 0 |  | 0 | 22.376
NYISO_A-F_2_NEISO | NYISO_A-F | NEISO | 2050 | B19 | 700 | 0 | 600 | 0 | 0 |  | 0 |  | 0 | 0 |  | 0 | 22.376
NYISO_A-F_2_NEISO | NYISO_A-F | NEISO | 2050 | B20 | 935 | 0 | 600 | 0 | 0 |  | 0 |  | 0 | 0 |  | 0 | 22.376
NYISO_A-F_2_NYISO_G-I | NYISO_A-F | NYISO_G-I | 2015 | B1 | 10 | 10 | 4250 | 4250 | 4250 |  | 2006.04 |  | 32.6188 | 2.7538 |  | 0.061603 | 2.7652
NYISO_A-F_2_NYISO_G-I | NYISO_A-F | NYISO_G-I | 2015 | B2 | 25 | 25 | 4250 | 4250 | 4250 |  | 968.02 |  | 13.9947 | 2.7538 |  | 0.066075 | 2.7652
NYISO_A-F_2_NYISO_G-I | NYISO_A-F | NYISO_G-I | 2015 | B3 | 75 | 75 | 4250 | 4250 | 4250 |  | 654.81 |  | 5.4602 | 2.7538 |  | 0.07734 | 2.7652
NYISO_A-F_2_NYISO_G-I | NYISO_A-F | NYISO_G-I | 2015 | B4 | 100 | 0 | 4250 | 4250 | 4250 |  | 0 |  | 10.6355 | 0.81903 |  | 0.20086 | 2.7652
NYISO_A-F_2_NYISO_G-I | NYISO_A-F | NYISO_G-I | 2015 | B5 | 200 | 0 | 4250 | 4250 | 4250 |  | 0 |  | 13.2113 | 0.30862 |  | 0.49901 | 2.7652
NYISO_A-F_2_NYISO_G-I | NYISO_A-F | NYISO_G-I | 2015 | B6 | 300 | 0 | 4250 | 4250 | 4250 |  | 0 |  | 12.2855 | 2.3859 |  | 0.69606 | 2.7652
NYISO_A-F_2_NYISO_G-I | NYISO_A-F | NYISO_G-I | 2015 | B7 | 400 | 0 | 4250 | 4250 | 4250 |  | 0 |  | 1.3294 | 1.6143 |  | 0.10043 | 2.7652
NYISO_A-F_2_NYISO_G-I | NYISO_A-F | NYISO_G-I | 2015 | B8 | 500 | 0 | 4250 | 4250 | 4250 |  | 0 |  | 0.55789 | 0.87838 |  | 0.052681 | 2.7652
NYISO_A-F_2_NYISO_G-I | NYISO_A-F | NYISO_G-I | 2015 | B9 | 800 | 0 | 4250 | 3953.63 | 3995.53 |  | 0 |  | 0 | 0 |  | 0 | 2.7652
NYISO_A-F_2_NYISO_G-I | NYISO_A-F | NYISO_G-I | 2015 | B10 | 1262 | 0 | 4250 | 1946.34 | 2356.97 |  | 0 |  | 0 | 0 |  | 0 | 2.7652
NYISO_A-F_2_NYISO_G-I | NYISO_A-F | NYISO_G-I | 2015 | B11 | 25 | 0 | 4250 | 4250 | 4250 |  | 0 |  | 6.3623 | 0.32049 |  | 0.030039 | 2.7652
NYISO_A-F_2_NYISO_G-I | NYISO_A-F | NYISO_G-I | 2015 | B12 | 200 | 0 | 4250 | 4032.75 | 3762.13 |  | 0 |  | 0 | 0 |  | 0 | 2.7652
NYISO_A-F_2_NYISO_G-I | NYISO_A-F | NYISO_G-I | 2015 | B13 | 600 | 0 | 4250 | 4250 | 4178.21 |  | 0 |  | 1.9229 | 0 |  | 0.2179 | 2.7652
NYISO_A-F_2_NYISO_G-I | NYISO_A-F | NYISO_G-I | 2015 | B14 | 900 | 0 | 4250 | 4250 | 4250 |  | 0 |  | 0.93773 | 0.93773 |  | 0.15939 | 2.7652
NYISO_A-F_2_NYISO_G-I | NYISO_A-F | NYISO_G-I | 2015 | B15 | 1203 | 0 | 4250 | 3367.55 | 2795.29 |  | 0 |  | 0 | 0 |  | 0 | 2.7652
NYISO_A-F_2_NYISO_G-I | NYISO_A-F | NYISO_G-I | 2015 | B16 | 25 | 25 | 4250 | 4250 | 4250 |  | 648.08 |  | 9.7809 | 2.7538 |  | 0.04618 | 2.7652
NYISO_A-F_2_NYISO_G-I | NYISO_A-F | NYISO_G-I | 2015 | B17 | 100 | 100 | 4250 | 4250 | 4250 |  | 1933.01 |  | 5.6145 | 2.7538 |  | 0.10603 | 2.7652
NYISO_A-F_2_NYISO_G-I | NYISO_A-F | NYISO_G-I | 2015 | B18 | 400 | 400 | 4250 | 4250 | 4250 |  | 3258.85 |  | 5.9825 | 2.7538 |  | 0.45193 | 2.7652
NYISO_A-F_2_NYISO_G-I | NYISO_A-F | NYISO_G-I | 2015 | B19 | 700 | 700 | 4250 | 4250 | 4250 |  | 2668.27 |  | 5.9706 | 2.7538 |  | 0.78932 | 2.7652
NYISO_A-F_2_NYISO_G-I | NYISO_A-F | NYISO_G-I | 2015 | B20 | 935 | 0 | 4250 | 4250 | 4250 |  | 0 |  | 0.74781 | 0.36797 |  | 0.13205 | 2.7652
NYISO_A-F_2_NYISO_G-I | NYISO_A-F | NYISO_G-I | 2020 | B1 | 10 | 10 | 4250 | 4250 | 4250 |  | 4289.26 |  | 298.032 | 4.9142 |  | 0.54237 | 4.9228
NYISO_A-F_2_NYISO_G-I | NYISO_A-F | NYISO_G-I | 2020 | B2 | 25 | 25 | 4250 | 4250 | 4250 |  | 2840.12 |  | 92.8115 | 4.9142 |  | 0.42225 | 4.9228
NYISO_A-F_2_NYISO_G-I | NYISO_A-F | NYISO_G-I | 2020 | B3 | 75 | 0 | 4250 | 4250 | 4250 |  | 0 |  | 12.0243 | 3.5373 |  | 0.16412 | 4.9228
NYISO_A-F_2_NYISO_G-I | NYISO_A-F | NYISO_G-I | 2020 | B4 | 100 | 100 | 4250 | 4250 | 4250 |  | 110.03 |  | 19.0632 | 4.9142 |  | 0.34692 | 4.9228
NYISO_A-F_2_NYISO_G-I | NYISO_A-F | NYISO_G-I | 2020 | B5 | 200 | 200 | 4250 | 4250 | 4250 |  | 466.54 |  | 23.2415 | 4.9142 |  | 0.84591 | 4.9228
NYISO_A-F_2_NYISO_G-I | NYISO_A-F | NYISO_G-I | 2020 | B6 | 300 | 0 | 4250 | 4250 | 4250 |  | 0 |  | 20.725 | 3.9527 |  | 1.1315 | 4.9228
NYISO_A-F_2_NYISO_G-I | NYISO_A-F | NYISO_G-I | 2020 | B7 | 400 | 0 | 4250 | 4250 | 4250 |  | 0 |  | 1.7568 | 1.7449 |  | 0.12788 | 4.9228
NYISO_A-F_2_NYISO_G-I | NYISO_A-F | NYISO_G-I | 2020 | B8 | 500 | 0 | 4250 | 4250 | 4250 |  | 0 |  | 1.5906 | 1.828 |  | 0.14473 | 4.9228
NYISO_A-F_2_NYISO_G-I | NYISO_A-F | NYISO_G-I | 2020 | B9 | 800 | 0 | 4250 | 4160.8 | 4250 |  | 0 |  | 0 | 0.24927 |  | 0 | 4.9228
NYISO_A-F_2_NYISO_G-I | NYISO_A-F | NYISO_G-I | 2020 | B10 | 1262 | 0 | 4250 | 2401.42 | 3000.55 |  | 0 |  | 0 | 0 |  | 0 | 4.9228
NYISO_A-F_2_NYISO_G-I | NYISO_A-F | NYISO_G-I | 2020 | B11 | 25 | 0 | 4250 | 4250 | 4250 |  | 0 |  | 23.7163 | 3.0981 |  | 0.1079 | 4.9228
NYISO_A-F_2_NYISO_G-I | NYISO_A-F | NYISO_G-I | 2020 | B12 | 200 | 0 | 4250 | 4250 | 4250 |  | 0 |  | 2.4333 | 1.1158 |  | 0.088566 | 4.9228
NYISO_A-F_2_NYISO_G-I | NYISO_A-F | NYISO_G-I | 2020 | B13 | 600 | 0 | 4250 | 4250 | 4250 |  | 0 |  | 2.7064 | 2.8251 |  | 0.29551 | 4.9228
NYISO_A-F_2_NYISO_G-I | NYISO_A-F | NYISO_G-I | 2020 | B14 | 900 | 0 | 4250 | 4250 | 4250 |  | 0 |  | 0.96147 | 0.96147 |  | 0.15747 | 4.9228
NYISO_A-F_2_NYISO_G-I | NYISO_A-F | NYISO_G-I | 2020 | B15 | 1203 | 0 | 4250 | 3447.36 | 3036.22 |  | 0 |  | 0 | 0 |  | 0 | 4.9228
NYISO_A-F_2_NYISO_G-I | NYISO_A-F | NYISO_G-I | 2020 | B16 | 25 | 0 | 4250 | 4250 | 4250 |  | 0 |  | 26.6244 | 3.9646 |  | 0.12113 | 4.9228
NYISO_A-F_2_NYISO_G-I | NYISO_A-F | NYISO_G-I | 2020 | B17 | 100 | 100 | 4250 | 4250 | 4250 |  | 1116.67 |  | 11.5732 | 4.9142 |  | 0.21061 | 4.9228
NYISO_A-F_2_NYISO_G-I | NYISO_A-F | NYISO_G-I | 2020 | B18 | 400 | 400 | 4250 | 4250 | 4250 |  | 2389.51 |  | 6.0774 | 4.9142 |  | 0.4424 | 4.9228
NYISO_A-F_2_NYISO_G-I | NYISO_A-F | NYISO_G-I | 2020 | B19 | 700 | 700 | 4250 | 4250 | 4250 |  | 1803.55 |  | 6.0774 | 4.9142 |  | 0.7742 | 4.9228
NYISO_A-F_2_NYISO_G-I | NYISO_A-F | NYISO_G-I | 2020 | B20 | 935 | 0 | 4250 | 4250 | 4250 |  | 0 |  | 3.7628 | 3.3711 |  | 0.64026 | 4.9228
NYISO_A-F_2_NYISO_G-I | NYISO_A-F | NYISO_G-I | 2025 | B1 | 10 | 10 | 4250 | 4250 | 4250 |  | 1193.13 |  | 652.3515 | 10.4931 |  | 1.6329 | 10.5066
NYISO_A-F_2_NYISO_G-I | NYISO_A-F | NYISO_G-I | 2025 | B2 | 25 | 25 | 4250 | 4250 | 4250 |  | 281.74 |  | 569.214 | 10.4931 |  | 3.562 | 10.5066
NYISO_A-F_2_NYISO_G-I | NYISO_A-F | NYISO_G-I | 2025 | B3 | 75 | 0 | 4250 | 4250 | 4250 |  | 0 |  | 15.8702 | 8.677 |  | 0.29794 | 10.5066
NYISO_A-F_2_NYISO_G-I | NYISO_A-F | NYISO_G-I | 2025 | B4 | 100 | 0 | 4250 | 4250 | 4250 |  | 0 |  | 4.1189 | 5.8163 |  | 0.1031 | 10.5066
NYISO_A-F_2_NYISO_G-I | NYISO_A-F | NYISO_G-I | 2025 | B5 | 200 | 0 | 4250 | 4250 | 4250 |  | 0 |  | 6.0893 | 5.8044 |  | 0.30485 | 10.5066
NYISO_A-F_2_NYISO_G-I | NYISO_A-F | NYISO_G-I | 2025 | B6 | 300 | 0 | 4250 | 4250 | 4250 |  | 0 |  | 22.1376 | 5.8163 |  | 1.6624 | 10.5066
NYISO_A-F_2_NYISO_G-I | NYISO_A-F | NYISO_G-I | 2025 | B7 | 400 | 0 | 4250 | 4250 | 4250 |  | 0 |  | 14.6357 | 1.282 |  | 1.4654 | 10.5066
NYISO_A-F_2_NYISO_G-I | NYISO_A-F | NYISO_G-I | 2025 | B8 | 500 | 0 | 4250 | 4250 | 4250 |  | 0 |  | 1.092 | 1.1751 |  | 0.13668 | 10.5066
NYISO_A-F_2_NYISO_G-I | NYISO_A-F | NYISO_G-I | 2025 | B9 | 800 | 0 | 4250 | 4175.07 | 4125.59 |  | 0 |  | 0 | 0 |  | 0 | 10.5066
NYISO_A-F_2_NYISO_G-I | NYISO_A-F | NYISO_G-I | 2025 | B10 | 1262 | 0 | 4250 | 2866.14 | 2707.01 |  | 0 |  | 0 | 0 |  | 0 | 10.5066
NYISO_A-F_2_NYISO_G-I | NYISO_A-F | NYISO_G-I | 2025 | B11 | 25 | 0 | 4250 | 4250 | 4250 |  | 0 |  | 21.4491 | 2.6945 |  | 0.13422 | 10.5066
NYISO_A-F_2_NYISO_G-I | NYISO_A-F | NYISO_G-I | 2025 | B12 | 200 | 0 | 4250 | 4250 | 4250 |  | 0 |  | 6.3623 | 1.6974 |  | 0.31851 | 10.5066
NYISO_A-F_2_NYISO_G-I | NYISO_A-F | NYISO_G-I | 2025 | B13 | 600 | 0 | 4250 | 4147.15 | 4250 |  | 0 |  | 0 | 1.0683 |  | 0 | 10.5066
NYISO_A-F_2_NYISO_G-I | NYISO_A-F | NYISO_G-I | 2025 | B14 | 900 | 0 | 4250 | 4115.93 | 4185.9 |  | 0 |  | 0 | 0 |  | 0 | 10.5066
NYISO_A-F_2_NYISO_G-I | NYISO_A-F | NYISO_G-I | 2025 | B15 | 1203 | 0 | 4250 | 3634.53 | 3620.14 |  | 0 |  | 0 | 0 |  | 0 | 10.5066
NYISO_A-F_2_NYISO_G-I | NYISO_A-F | NYISO_G-I | 2025 | B16 | 25 | 0 | 4250 | 4250 | 4250 |  | 0 |  | 37.5092 | 9.9471 |  | 0.23473 | 10.5066
NYISO_A-F_2_NYISO_G-I | NYISO_A-F | NYISO_G-I | 2025 | B17 | 100 | 0 | 4250 | 4250 | 4250 |  | 0 |  | 15.3717 | 6.3504 |  | 0.38477 | 10.5066
NYISO_A-F_2_NYISO_G-I | NYISO_A-F | NYISO_G-I | 2025 | B18 | 400 | 0 | 4250 | 4250 | 4250 |  | 0 |  | 7.5612 | 8.6888 |  | 0.75707 | 10.5066
NYISO_A-F_2_NYISO_G-I | NYISO_A-F | NYISO_G-I | 2025 | B19 | 700 | 0 | 4250 | 4250 | 4250 |  | 0 |  | 9.2111 | 8.8788 |  | 1.614 | 10.5066
NYISO_A-F_2_NYISO_G-I | NYISO_A-F | NYISO_G-I | 2025 | B20 | 935 | 0 | 4250 | 4250 | 4250 |  | 0 |  | 5.9825 | 2.8369 |  | 1.4002 | 10.5066
NYISO_A-F_2_NYISO_G-I | NYISO_A-F | NYISO_G-I | 2030 | B1 | 10 | 10 | 4250 | 4250 | 4250 |  | 1758.58 |  | 633.039 | 8.2971 |  | 1.0056 | 8.3118
NYISO_A-F_2_NYISO_G-I | NYISO_A-F | NYISO_G-I | 2030 | B2 | 25 | 25 | 4250 | 4250 | 4250 |  | 1462.78 |  | 254.6352 | 8.2971 |  | 1.0113 | 8.3118
NYISO_A-F_2_NYISO_G-I | NYISO_A-F | NYISO_G-I | 2030 | B3 | 75 | 75 | 4250 | 4250 | 4250 |  | 712.66 |  | 28.0488 | 8.2971 |  | 0.33418 | 8.3118
NYISO_A-F_2_NYISO_G-I | NYISO_A-F | NYISO_G-I | 2030 | B4 | 100 | 0 | 4250 | 4250 | 4250 |  | 0 |  | 7.0745 | 1.3532 |  | 0.11238 | 8.3118
NYISO_A-F_2_NYISO_G-I | NYISO_A-F | NYISO_G-I | 2030 | B5 | 200 | 0 | 4250 | 4250 | 4250 |  | 0 |  | 30.862 | 1.3532 |  | 0.98052 | 8.3118
NYISO_A-F_2_NYISO_G-I | NYISO_A-F | NYISO_G-I | 2030 | B6 | 300 | 0 | 4250 | 4250 | 4250 |  | 0 |  | 9.7571 | 1.6381 |  | 0.46499 | 8.3118
NYISO_A-F_2_NYISO_G-I | NYISO_A-F | NYISO_G-I | 2030 | B7 | 400 | 0 | 4250 | 4250 | 4250 |  | 0 |  | 1.9942 | 1.555 |  | 0.12671 | 8.3118
NYISO_A-F_2_NYISO_G-I | NYISO_A-F | NYISO_G-I | 2030 | B8 | 500 | 0 | 4250 | 4250 | 4250 |  | 0 |  | 2.1247 | 2.6351 |  | 0.16876 | 8.3118
NYISO_A-F_2_NYISO_G-I | NYISO_A-F | NYISO_G-I | 2030 | B9 | 800 | 0 | 4250 | 4250 | 4250 |  | 0 |  | 0.4748 | 0.97334 |  | 0.06034 | 8.3118
NYISO_A-F_2_NYISO_G-I | NYISO_A-F | NYISO_G-I | 2030 | B10 | 1262 | 0 | 4250 | 3667.15 | 2254.46 |  | 0 |  | 0 | 0 |  | 0 | 8.3118
NYISO_A-F_2_NYISO_G-I | NYISO_A-F | NYISO_G-I | 2030 | B11 | 25 | 0 | 4250 | 4250 | 4250 |  | 0 |  | 11.6801 | 1.3532 |  | 0.046386 | 8.3118
NYISO_A-F_2_NYISO_G-I | NYISO_A-F | NYISO_G-I | 2030 | B12 | 200 | 0 | 4250 | 4250 | 4250 |  | 0 |  | 0.21366 | 3.1456 |  | 0.0067882 | 8.3118
NYISO_A-F_2_NYISO_G-I | NYISO_A-F | NYISO_G-I | 2030 | B13 | 600 | 0 | 4250 | 4250 | 4250 |  | 0 |  | 8.7601 | 5.1872 |  | 0.83495 | 8.3118
NYISO_A-F_2_NYISO_G-I | NYISO_A-F | NYISO_G-I | 2030 | B14 | 900 | 0 | 4250 | 4250 | 4250 |  | 0 |  | 8.7601 | 4.1189 |  | 1.2524 | 8.3118
NYISO_A-F_2_NYISO_G-I | NYISO_A-F | NYISO_G-I | 2030 | B15 | 1203 | 0 | 4250 | 3257.26 | 3311.66 |  | 0 |  | 0 | 0 |  | 0 | 8.3118
NYISO_A-F_2_NYISO_G-I | NYISO_A-F | NYISO_G-I | 2030 | B16 | 25 | 25 | 4250 | 4250 | 4250 |  | 727.54 |  | 14.3152 | 8.2971 |  | 0.056852 | 8.3118
NYISO_A-F_2_NYISO_G-I | NYISO_A-F | NYISO_G-I | 2030 | B17 | 100 | 100 | 4250 | 4250 | 4250 |  | 674.06 |  | 19.3718 | 8.2971 |  | 0.30773 | 8.3118
NYISO_A-F_2_NYISO_G-I | NYISO_A-F | NYISO_G-I | 2030 | B18 | 400 | 400 | 4250 | 4250 | 4250 |  | 104.78 |  | 19.3718 | 8.2971 |  | 1.2309 | 8.3118
NYISO_A-F_2_NYISO_G-I | NYISO_A-F | NYISO_G-I | 2030 | B19 | 700 | 700 | 4250 | 4250 | 4250 |  | 1003.39 |  | 19.3718 | 8.2971 |  | 2.1541 | 8.3118
NYISO_A-F_2_NYISO_G-I | NYISO_A-F | NYISO_G-I | 2030 | B20 | 935 | 0 | 4250 | 4250 | 4250 |  | 0 |  | 6.2436 | 4.1664 |  | 0.92737 | 8.3118
NYISO_A-F_2_NYISO_G-I | NYISO_A-F | NYISO_G-I | 2035 | B1 | 10 | 0 | 4250 | 4250 | 4250 |  | 0 |  | 628.8014 | 12.6534 |  | 0.83863 | 37.2402
NYISO_A-F_2_NYISO_G-I | NYISO_A-F | NYISO_G-I | 2035 | B2 | 25 | 0 | 4250 | 4250 | 4250 |  | 0 |  | 584.9773 | 12.6534 |  | 1.9504 | 37.2402
NYISO_A-F_2_NYISO_G-I | NYISO_A-F | NYISO_G-I | 2035 | B3 | 75 | 0 | 4250 | 4250 | 4250 |  | 0 |  | 66.8044 | 24.0605 |  | 0.66822 | 37.2402
NYISO_A-F_2_NYISO_G-I | NYISO_A-F | NYISO_G-I | 2035 | B4 | 100 | 0 | 4250 | 4250 | 4250 |  | 0 |  | 29.3783 | 25.5205 |  | 0.39181 | 37.2402
NYISO_A-F_2_NYISO_G-I | NYISO_A-F | NYISO_G-I | 2035 | B5 | 200 | 0 | 4250 | 4250 | 4250 |  | 0 |  | 35.61 | 18.8614 |  | 0.94985 | 37.2402
NYISO_A-F_2_NYISO_G-I | NYISO_A-F | NYISO_G-I | 2035 | B6 | 300 | 0 | 4250 | 4250 | 4250 |  | 0 |  | 21.093 | 13.2588 |  | 0.84394 | 37.2402
NYISO_A-F_2_NYISO_G-I | NYISO_A-F | NYISO_G-I | 2035 | B7 | 400 | 0 | 4250 | 4250 | 4250 |  | 0 |  | 21.093 | 1.5431 |  | 1.1253 | 37.2402
NYISO_A-F_2_NYISO_G-I | NYISO_A-F | NYISO_G-I | 2035 | B8 | 500 | 0 | 4250 | 4250 | 4234.71 |  | 0 |  | 16.4399 | 0 |  | 1.0963 | 37.2402
NYISO_A-F_2_NYISO_G-I | NYISO_A-F | NYISO_G-I | 2035 | B9 | 800 | 0 | 4250 | 4250 | 3716.02 |  | 0 |  | 14.6476 | 0 |  | 1.5628 | 37.2402
NYISO_A-F_2_NYISO_G-I | NYISO_A-F | NYISO_G-I | 2035 | B10 | 1262 | 0 | 4250 | 3702.41 | 2250.29 |  | 0 |  | 0 | 0 |  | 0 | 37.2402
NYISO_A-F_2_NYISO_G-I | NYISO_A-F | NYISO_G-I | 2035 | B11 | 25 | 0 | 4250 | 4250 | 4250 |  | 0 |  | 70.4128 | 6.4454 |  | 0.23477 | 37.2402
NYISO_A-F_2_NYISO_G-I | NYISO_A-F | NYISO_G-I | 2035 | B12 | 200 | 0 | 4250 | 4250 | 3849.59 |  | 0 |  | 58.2342 | 0 |  | 1.5533 | 37.2402
NYISO_A-F_2_NYISO_G-I | NYISO_A-F | NYISO_G-I | 2035 | B13 | 600 | 0 | 4250 | 4250 | 4250 |  | 0 |  | 62.0089 | 2.4808 |  | 4.962 | 37.2402
NYISO_A-F_2_NYISO_G-I | NYISO_A-F | NYISO_G-I | 2035 | B14 | 900 | 0 | 4250 | 4250 | 4250 |  | 0 |  | 62.0089 | 3.656 |  | 7.4431 | 37.2402
NYISO_A-F_2_NYISO_G-I | NYISO_A-F | NYISO_G-I | 2035 | B15 | 1203 | 0 | 4250 | 4250 | 3197.32 |  | 0 |  | 44.3107 | 0 |  | 7.1093 | 37.2402
NYISO_A-F_2_NYISO_G-I | NYISO_A-F | NYISO_G-I | 2035 | B16 | 25 | 0 | 4250 | 4250 | 4250 |  | 0 |  | 74.781 | 7.4425 |  | 0.24934 | 37.2402
NYISO_A-F_2_NYISO_G-I | NYISO_A-F | NYISO_G-I | 2035 | B17 | 100 | 0 | 4250 | 4250 | 4250 |  | 0 |  | 74.781 | 12.143 |  | 0.99735 | 37.2402
NYISO_A-F_2_NYISO_G-I | NYISO_A-F | NYISO_G-I | 2035 | B18 | 400 | 0 | 4250 | 4250 | 4250 |  | 0 |  | 74.781 | 12.143 |  | 3.9894 | 37.2402
NYISO_A-F_2_NYISO_G-I | NYISO_A-F | NYISO_G-I | 2035 | B19 | 700 | 0 | 4250 | 4250 | 4250 |  | 0 |  | 73.0005 | 12.1549 |  | 6.8152 | 37.2402
NYISO_A-F_2_NYISO_G-I | NYISO_A-F | NYISO_G-I | 2035 | B20 | 935 | 0 | 4250 | 4250 | 4172.39 |  | 0 |  | 55.1124 | 0 |  | 6.8725 | 37.2402
NYISO_A-F_2_NYISO_G-I | NYISO_A-F | NYISO_G-I | 2040 | B1 | 10 | 0 | 4250 | 4250 | 4250 |  | 0 |  | 570.8402 | 21.5559 |  | 1.3322 | 44.7655
NYISO_A-F_2_NYISO_G-I | NYISO_A-F | NYISO_G-I | 2040 | B2 | 25 | 0 | 4250 | 4250 | 4250 |  | 0 |  | 439.7123 | 21.5559 |  | 2.5654 | 44.7655
NYISO_A-F_2_NYISO_G-I | NYISO_A-F | NYISO_G-I | 2040 | B3 | 75 | 0 | 4250 | 4213.1 | 4250 |  | 0 |  | 0 | 7.2288 |  | 0 | 44.7655
NYISO_A-F_2_NYISO_G-I | NYISO_A-F | NYISO_G-I | 2040 | B4 | 100 | 0 | 4250 | 3987.63 | 4250 |  | 0 |  | 0 | 20.6775 |  | 0 | 44.7655
NYISO_A-F_2_NYISO_G-I | NYISO_A-F | NYISO_G-I | 2040 | B5 | 200 | 0 | 4250 | 4235.71 | 4250 |  | 0 |  | 0 | 15.2886 |  | 0 | 44.7655
NYISO_A-F_2_NYISO_G-I | NYISO_A-F | NYISO_G-I | 2040 | B6 | 300 | 0 | 4250 | 4072.62 | 4250 |  | 0 |  | 0 | 12.2617 |  | 0 | 44.7655
NYISO_A-F_2_NYISO_G-I | NYISO_A-F | NYISO_G-I | 2040 | B7 | 400 | 0 | 4250 | 4140.53 | 4250 |  | 0 |  | 0 | 1.733 |  | 0 | 44.7655
NYISO_A-F_2_NYISO_G-I | NYISO_A-F | NYISO_G-I | 2040 | B8 | 500 | 0 | 4250 | 4250 | 3392.52 |  | 0 |  | 5.9825 | 0 |  | 0.69807 | 44.7655
NYISO_A-F_2_NYISO_G-I | NYISO_A-F | NYISO_G-I | 2040 | B9 | 800 | 0 | 4250 | 4250 | 3100.57 |  | 0 |  | 5.9825 | 0 |  | 1.1169 | 44.7655
NYISO_A-F_2_NYISO_G-I | NYISO_A-F | NYISO_G-I | 2040 | B10 | 1262 | 0 | 4250 | 3556.38 | 1144.24 |  | 0 |  | 0 | 0 |  | 0 | 44.7655
NYISO_A-F_2_NYISO_G-I | NYISO_A-F | NYISO_G-I | 2040 | B11 | 25 | 0 | 4250 | 4250 | 4250 |  | 0 |  | 92.1943 | 2.1247 |  | 0.53789 | 44.7655
NYISO_A-F_2_NYISO_G-I | NYISO_A-F | NYISO_G-I | 2040 | B12 | 200 | 0 | 4250 | 4250 | 4021.7 |  | 0 |  | 92.1943 | 0 |  | 4.3031 | 44.7655
NYISO_A-F_2_NYISO_G-I | NYISO_A-F | NYISO_G-I | 2040 | B13 | 600 | 0 | 4250 | 4250 | 3788.86 |  | 0 |  | 81.2976 | 0 |  | 11.3836 | 44.7655
NYISO_A-F_2_NYISO_G-I | NYISO_A-F | NYISO_G-I | 2040 | B14 | 900 | 0 | 4250 | 4250 | 3987.11 |  | 0 |  | 68.0744 | 0 |  | 14.298 | 44.7655
NYISO_A-F_2_NYISO_G-I | NYISO_A-F | NYISO_G-I | 2040 | B15 | 1203 | 0 | 4250 | 4152.84 | 2796.46 |  | 0 |  | 0 | 0 |  | 0 | 44.7655
NYISO_A-F_2_NYISO_G-I | NYISO_A-F | NYISO_G-I | 2040 | B16 | 25 | 0 | 4250 | 4250 | 4250 |  | 0 |  | 104.729 | 8.1547 |  | 0.61102 | 44.7655
NYISO_A-F_2_NYISO_G-I | NYISO_A-F | NYISO_G-I | 2040 | B17 | 100 | 0 | 4250 | 4250 | 4250 |  | 0 |  | 88.0398 | 8.1547 |  | 2.0546 | 44.7655
NYISO_A-F_2_NYISO_G-I | NYISO_A-F | NYISO_G-I | 2040 | B18 | 400 | 0 | 4250 | 4250 | 4250 |  | 0 |  | 87.1139 | 11.3596 |  | 8.132 | 44.7655
NYISO_A-F_2_NYISO_G-I | NYISO_A-F | NYISO_G-I | 2040 | B19 | 700 | 0 | 4250 | 4250 | 4250 |  | 0 |  | 77.4636 | 8.9619 |  | 12.6545 | 44.7655
NYISO_A-F_2_NYISO_G-I | NYISO_A-F | NYISO_G-I | 2040 | B20 | 935 | 0 | 4250 | 3833.47 | 3545.64 |  | 0 |  | 0 | 0 |  | 0 | 44.7655
NYISO_A-F_2_NYISO_G-I | NYISO_A-F | NYISO_G-I | 2045 | B1 | 10 | 10 | 4250 | 4250 | 4250 |  | 2214.25 |  | 329.8436 | 18.4104 |  | 0.80745 | 21.4227
NYISO_A-F_2_NYISO_G-I | NYISO_A-F | NYISO_G-I | 2045 | B2 | 25 | 25 | 4250 | 4250 | 4250 |  | 1590.97 |  | 284.9631 | 18.4104 |  | 1.744 | 21.4227
NYISO_A-F_2_NYISO_G-I | NYISO_A-F | NYISO_G-I | 2045 | B3 | 75 | 0 | 4250 | 3135.36 | 4250 |  | 0 |  | 0 | 17.0928 |  | 0 | 21.4227
NYISO_A-F_2_NYISO_G-I | NYISO_A-F | NYISO_G-I | 2045 | B4 | 100 | 0 | 4250 | 3130.73 | 4250 |  | 0 |  | 0 | 17.0928 |  | 0 | 21.4227
NYISO_A-F_2_NYISO_G-I | NYISO_A-F | NYISO_G-I | 2045 | B5 | 200 | 0 | 4250 | 4035.02 | 4250 |  | 0 |  | 0 | 11.0984 |  | 0 | 21.4227
NYISO_A-F_2_NYISO_G-I | NYISO_A-F | NYISO_G-I | 2045 | B6 | 300 | 0 | 4250 | 4250 | 4250 |  | 0 |  | 4.4275 | 3.3117 |  | 0.32515 | 21.4227
NYISO_A-F_2_NYISO_G-I | NYISO_A-F | NYISO_G-I | 2045 | B7 | 400 | 0 | 4250 | 4123.14 | 4250 |  | 0 |  | 0 | 3.2761 |  | 0 | 21.4227
NYISO_A-F_2_NYISO_G-I | NYISO_A-F | NYISO_G-I | 2045 | B8 | 500 | 0 | 4250 | 3981.06 | 4250 |  | 0 |  | 0 | 1.1989 |  | 0 | 21.4227
NYISO_A-F_2_NYISO_G-I | NYISO_A-F | NYISO_G-I | 2045 | B9 | 800 | 0 | 4250 | 4250 | 3591.83 |  | 0 |  | 38.8743 | 0 |  | 7.6131 | 21.4227
NYISO_A-F_2_NYISO_G-I | NYISO_A-F | NYISO_G-I | 2045 | B10 | 1262 | 0 | 4250 | 1859.26 | 1291.75 |  | 0 |  | 0 | 0 |  | 0 | 21.4227
NYISO_A-F_2_NYISO_G-I | NYISO_A-F | NYISO_G-I | 2045 | B11 | 25 | 0 | 4250 | 4250 | 4250 |  | 0 |  | 118.4151 | 2.1841 |  | 0.72469 | 21.4227
NYISO_A-F_2_NYISO_G-I | NYISO_A-F | NYISO_G-I | 2045 | B12 | 200 | 0 | 4250 | 4250 | 4250 |  | 0 |  | 87.1495 | 0.08309 |  | 4.2668 | 21.4227
NYISO_A-F_2_NYISO_G-I | NYISO_A-F | NYISO_G-I | 2045 | B13 | 600 | 0 | 4250 | 4250 | 4250 |  | 0 |  | 14.4695 | 2.5995 |  | 2.1253 | 21.4227
NYISO_A-F_2_NYISO_G-I | NYISO_A-F | NYISO_G-I | 2045 | B14 | 900 | 0 | 4250 | 4250 | 4250 |  | 0 |  | 13.6386 | 4.5462 |  | 3.0048 | 21.4227
NYISO_A-F_2_NYISO_G-I | NYISO_A-F | NYISO_G-I | 2045 | B15 | 1203 | 0 | 4250 | 1699.79 | 2959.03 |  | 0 |  | 0 | 0 |  | 0 | 21.4227
NYISO_A-F_2_NYISO_G-I | NYISO_A-F | NYISO_G-I | 2045 | B16 | 25 | 0 | 4250 | 4250 | 4250 |  | 0 |  | 122.5696 | 8.6888 |  | 0.75012 | 21.4227
NYISO_A-F_2_NYISO_G-I | NYISO_A-F | NYISO_G-I | 2045 | B17 | 100 | 0 | 4250 | 4250 | 4250 |  | 0 |  | 122.5696 | 11.0984 |  | 3.0005 | 21.4227
NYISO_A-F_2_NYISO_G-I | NYISO_A-F | NYISO_G-I | 2045 | B18 | 400 | 0 | 4250 | 4250 | 4250 |  | 0 |  | 21.3897 | 11.0984 |  | 2.0945 | 21.4227
NYISO_A-F_2_NYISO_G-I | NYISO_A-F | NYISO_G-I | 2045 | B19 | 700 | 0 | 4250 | 4250 | 4250 |  | 0 |  | 12.2973 | 9.5672 |  | 2.1073 | 21.4227
NYISO_A-F_2_NYISO_G-I | NYISO_A-F | NYISO_G-I | 2045 | B20 | 935 | 0 | 4250 | 2301.86 | 3363.53 |  | 0 |  | 0 | 0 |  | 0 | 21.4227
NYISO_A-F_2_NYISO_G-I | NYISO_A-F | NYISO_G-I | 2050 | B1 | 10 | 0 | 4250 | 4250 | 4250 |  | 0 |  | 357.3345 | 32.6544 |  | 59.5557 | 133.0278
NYISO_A-F_2_NYISO_G-I | NYISO_A-F | NYISO_G-I | 2050 | B2 | 25 | 0 | 4250 | 4152.31 | 4250 |  | 0 |  | 0 | 23.6213 |  | 0 | 133.0278
NYISO_A-F_2_NYISO_G-I | NYISO_A-F | NYISO_G-I | 2050 | B3 | 75 | 0 | 4250 | 3288.76 | 4250 |  | 0 |  | 0 | 12.8908 |  | 0 | 133.0278
NYISO_A-F_2_NYISO_G-I | NYISO_A-F | NYISO_G-I | 2050 | B4 | 100 | 0 | 4250 | 3566.39 | 4250 |  | 0 |  | 0 | 2.7776 |  | 0 | 133.0278
NYISO_A-F_2_NYISO_G-I | NYISO_A-F | NYISO_G-I | 2050 | B5 | 200 | 0 | 4250 | 3728.98 | 4250 |  | 0 |  | 0 | 2.7301 |  | 0 | 133.0278
NYISO_A-F_2_NYISO_G-I | NYISO_A-F | NYISO_G-I | 2050 | B6 | 300 | 0 | 4250 | 3402.78 | 4224.83 |  | 0 |  | 0 | 0 |  | 0 | 133.0278
NYISO_A-F_2_NYISO_G-I | NYISO_A-F | NYISO_G-I | 2050 | B7 | 400 | 0 | 4250 | 3654.85 | 3801.78 |  | 0 |  | 0 | 0 |  | 0 | 133.0278
NYISO_A-F_2_NYISO_G-I | NYISO_A-F | NYISO_G-I | 2050 | B8 | 500 | 0 | 4250 | 3578.69 | 3222.94 |  | 0 |  | 0 | 0 |  | 0 | 133.0278
NYISO_A-F_2_NYISO_G-I | NYISO_A-F | NYISO_G-I | 2050 | B9 | 800 | 0 | 4250 | 3018.01 | 2218.06 |  | 0 |  | 0 | 0 |  | 0 | 133.0278
NYISO_A-F_2_NYISO_G-I | NYISO_A-F | NYISO_G-I | 2050 | B10 | 1262 | 0 | 4250 | 1306.22 | 159 |  | 0 |  | 0 | 0 |  | 0 | 133.0278
NYISO_A-F_2_NYISO_G-I | NYISO_A-F | NYISO_G-I | 2050 | B11 | 25 | 0 | 4250 | 4250 | 4002.55 |  | 0 |  | 34.9809 | 0 |  | 14.5754 | 133.0278
NYISO_A-F_2_NYISO_G-I | NYISO_A-F | NYISO_G-I | 2050 | B12 | 200 | 0 | 4250 | 4220.41 | 3099.07 |  | 0 |  | 0 | 0 |  | 0 | 133.0278
NYISO_A-F_2_NYISO_G-I | NYISO_A-F | NYISO_G-I | 2050 | B13 | 600 | 0 | 4250 | 4114.11 | 3315.24 |  | 0 |  | 0 | 0 |  | 0 | 133.0278
NYISO_A-F_2_NYISO_G-I | NYISO_A-F | NYISO_G-I | 2050 | B14 | 900 | 0 | 4250 | 3664.53 | 3174.9 |  | 0 |  | 0 | 0 |  | 0 | 133.0278
NYISO_A-F_2_NYISO_G-I | NYISO_A-F | NYISO_G-I | 2050 | B15 | 1203 | 0 | 4250 | 285.1 | 1378.21 |  | 0 |  | 0 | 0 |  | 0 | 133.0278
NYISO_A-F_2_NYISO_G-I | NYISO_A-F | NYISO_G-I | 2050 | B16 | 25 | 0 | 4250 | 4250 | 4250 |  | 0 |  | 247.7744 | 4.653 |  | 103.2393 | 133.0278
NYISO_A-F_2_NYISO_G-I | NYISO_A-F | NYISO_G-I | 2050 | B17 | 100 | 0 | 4250 | 4208.04 | 4250 |  | 0 |  | 0 | 4.653 |  | 0 | 133.0278
NYISO_A-F_2_NYISO_G-I | NYISO_A-F | NYISO_G-I | 2050 | B18 | 400 | 0 | 4250 | 4158.58 | 4250 |  | 0 |  | 0 | 3.8578 |  | 0 | 133.0278
NYISO_A-F_2_NYISO_G-I | NYISO_A-F | NYISO_G-I | 2050 | B19 | 700 | 0 | 4250 | 4008.09 | 4250 |  | 0 |  | 0 | 1.5075 |  | 0 | 133.0278
NYISO_A-F_2_NYISO_G-I | NYISO_A-F | NYISO_G-I | 2050 | B20 | 935 | 0 | 4250 | 1637.43 | 3815.62 |  | 0 |  | 0 | 0 |  | 0 | 133.0278
NYISO_A-F_2_PJM_ROM | NYISO_A-F | PJM_ROM | 2015 | B1 | 10 | 0 | 1000 | 604.1 | 0 |  | 0 |  | 0 | 0 |  | 0 | 3.33
NYISO_A-F_2_PJM_ROM | NYISO_A-F | PJM_ROM | 2015 | B2 | 25 | 0 | 1000 | 224.35 | 0 |  | 0 |  | 0 | 0 |  | 0 | 3.33
NYISO_A-F_2_PJM_ROM | NYISO_A-F | PJM_ROM | 2015 | B3 | 75 | 0 | 1000 | 1000 | 1000 |  | 0 |  | 5.4839 | 2.7895 |  | 0.78342 | 3.33
NYISO_A-F_2_PJM_ROM | NYISO_A-F | PJM_ROM | 2015 | B4 | 100 | 0 | 1000 | 1000 | 634.7 |  | 0 |  | 10.6355 | 0 |  | 2.0258 | 3.33
NYISO_A-F_2_PJM_ROM | NYISO_A-F | PJM_ROM | 2015 | B5 | 200 | 0 | 1000 | 1000 | 981.6 |  | 0 |  | 2.279 | 0 |  | 0.86821 | 3.33
NYISO_A-F_2_PJM_ROM | NYISO_A-F | PJM_ROM | 2015 | B6 | 300 | 0 | 1000 | 0 | 0 |  | 0 |  | 0 | 0 |  | 0 | 3.33
NYISO_A-F_2_PJM_ROM | NYISO_A-F | PJM_ROM | 2015 | B7 | 400 | 0 | 1000 | 0 | 0 |  | 0 |  | 0 | 0 |  | 0 | 3.33
NYISO_A-F_2_PJM_ROM | NYISO_A-F | PJM_ROM | 2015 | B8 | 500 | 0 | 1000 | 0 | 0 |  | 0 |  | 0 | 0 |  | 0 | 3.33
NYISO_A-F_2_PJM_ROM | NYISO_A-F | PJM_ROM | 2015 | B9 | 800 | 0 | 1000 | 0 | 0 |  | 0 |  | 0 | 0 |  | 0 | 3.33
NYISO_A-F_2_PJM_ROM | NYISO_A-F | PJM_ROM | 2015 | B10 | 1262 | 0 | 1000 | 0 | 0 |  | 0 |  | 0 | 0 |  | 0 | 3.33
NYISO_A-F_2_PJM_ROM | NYISO_A-F | PJM_ROM | 2015 | B11 | 25 | 0 | 1000 | 1000 | 1000 |  | 0 |  | 6.3861 | 0.3561 |  | 0.3041 | 3.33
NYISO_A-F_2_PJM_ROM | NYISO_A-F | PJM_ROM | 2015 | B12 | 200 | 0 | 1000 | 0 | 0 |  | 0 |  | 0 | 0 |  | 0 | 3.33
NYISO_A-F_2_PJM_ROM | NYISO_A-F | PJM_ROM | 2015 | B13 | 600 | 0 | 1000 | 0 | 0 |  | 0 |  | 0 | 0 |  | 0 | 3.33
NYISO_A-F_2_PJM_ROM | NYISO_A-F | PJM_ROM | 2015 | B14 | 900 | 0 | 1000 | 0 | 0 |  | 0 |  | 0 | 0 |  | 0 | 3.33
NYISO_A-F_2_PJM_ROM | NYISO_A-F | PJM_ROM | 2015 | B15 | 1203 | 0 | 1000 | 0 | 0 |  | 0 |  | 0 | 0 |  | 0 | 3.33
NYISO_A-F_2_PJM_ROM | NYISO_A-F | PJM_ROM | 2015 | B16 | 25 | 0 | 1000 | 1000 | 1000 |  | 0 |  | 7.5374 | 0.61724 |  | 0.35893 | 3.33
NYISO_A-F_2_PJM_ROM | NYISO_A-F | PJM_ROM | 2015 | B17 | 100 | 0 | 1000 | 1000 | 0 |  | 0 |  | 0.52228 | 0 |  | 0.099482 | 3.33
NYISO_A-F_2_PJM_ROM | NYISO_A-F | PJM_ROM | 2015 | B18 | 400 | 0 | 1000 | 0 | 0 |  | 0 |  | 0 | 0 |  | 0 | 3.33
NYISO_A-F_2_PJM_ROM | NYISO_A-F | PJM_ROM | 2015 | B19 | 700 | 0 | 1000 | 0 | 0 |  | 0 |  | 0 | 0 |  | 0 | 3.33
NYISO_A-F_2_PJM_ROM | NYISO_A-F | PJM_ROM | 2015 | B20 | 935 | 0 | 1000 | 0 | 0 |  | 0 |  | 0 | 0 |  | 0 | 3.33
NYISO_A-F_2_PJM_ROM | NYISO_A-F | PJM_ROM | 2020 | B1 | 10 | 0 | 1000 | 1000 | 1000 |  | 0 |  | 284.0254 | 8.4989 |  | 1.9454 | 11.8445
NYISO_A-F_2_PJM_ROM | NYISO_A-F | PJM_ROM | 2020 | B2 | 25 | 0 | 1000 | 1000 | 1000 |  | 0 |  | 39.5271 | 4.9142 |  | 0.67683 | 11.8445
NYISO_A-F_2_PJM_ROM | NYISO_A-F | PJM_ROM | 2020 | B3 | 75 | 0 | 1000 | 1000 | 1000 |  | 0 |  | 12.0481 | 3.561 |  | 0.61891 | 11.8445
NYISO_A-F_2_PJM_ROM | NYISO_A-F | PJM_ROM | 2020 | B4 | 100 | 0 | 1000 | 1000 | 1000 |  | 0 |  | 19.087 | 8.5227 |  | 1.3073 | 11.8445
NYISO_A-F_2_PJM_ROM | NYISO_A-F | PJM_ROM | 2020 | B5 | 200 | 0 | 1000 | 1000 | 1000 |  | 0 |  | 30.3397 | 8.5345 |  | 4.1561 | 11.8445
NYISO_A-F_2_PJM_ROM | NYISO_A-F | PJM_ROM | 2020 | B6 | 300 | 0 | 1000 | 1000 | 1000 |  | 0 |  | 20.7488 | 7.5731 |  | 4.2634 | 11.8445
NYISO_A-F_2_PJM_ROM | NYISO_A-F | PJM_ROM | 2020 | B7 | 400 | 0 | 1000 | 1000 | 1000 |  | 0 |  | 1.7805 | 1.7686 |  | 0.48781 | 11.8445
NYISO_A-F_2_PJM_ROM | NYISO_A-F | PJM_ROM | 2020 | B8 | 500 | 0 | 1000 | 0 | 0 |  | 0 |  | 0 | 0 |  | 0 | 11.8445
NYISO_A-F_2_PJM_ROM | NYISO_A-F | PJM_ROM | 2020 | B9 | 800 | 0 | 1000 | 0 | 0 |  | 0 |  | 0 | 0 |  | 0 | 11.8445
NYISO_A-F_2_PJM_ROM | NYISO_A-F | PJM_ROM | 2020 | B10 | 1262 | 0 | 1000 | 0 | 0 |  | 0 |  | 0 | 0 |  | 0 | 11.8445
NYISO_A-F_2_PJM_ROM | NYISO_A-F | PJM_ROM | 2020 | B11 | 25 | 0 | 1000 | 1000 | 1000 |  | 0 |  | 23.74 | 6.7184 |  | 0.40651 | 11.8445
NYISO_A-F_2_PJM_ROM | NYISO_A-F | PJM_ROM | 2020 | B12 | 200 | 0 | 1000 | 1000 | 1000 |  | 0 |  | 4.9617 | 1.1395 |  | 0.67968 | 11.8445
NYISO_A-F_2_PJM_ROM | NYISO_A-F | PJM_ROM | 2020 | B13 | 600 | 0 | 1000 | 296.53 | 0 |  | 0 |  | 0 | 0 |  | 0 | 11.8445
NYISO_A-F_2_PJM_ROM | NYISO_A-F | PJM_ROM | 2020 | B14 | 900 | 0 | 1000 | 0 | 0 |  | 0 |  | 0 | 0 |  | 0 | 11.8445
NYISO_A-F_2_PJM_ROM | NYISO_A-F | PJM_ROM | 2020 | B15 | 1203 | 0 | 1000 | 0 | 0 |  | 0 |  | 0 | 0 |  | 0 | 11.8445
NYISO_A-F_2_PJM_ROM | NYISO_A-F | PJM_ROM | 2020 | B16 | 25 | 0 | 1000 | 1000 | 1000 |  | 0 |  | 26.6482 | 6.7066 |  | 0.4563 | 11.8445
NYISO_A-F_2_PJM_ROM | NYISO_A-F | PJM_ROM | 2020 | B17 | 100 | 0 | 1000 | 1000 | 1000 |  | 0 |  | 11.597 | 2.0179 |  | 0.79431 | 11.8445
NYISO_A-F_2_PJM_ROM | NYISO_A-F | PJM_ROM | 2020 | B18 | 400 | 0 | 1000 | 0 | 0 |  | 0 |  | 0 | 0 |  | 0 | 11.8445
NYISO_A-F_2_PJM_ROM | NYISO_A-F | PJM_ROM | 2020 | B19 | 700 | 0 | 1000 | 0 | 0 |  | 0 |  | 0 | 0 |  | 0 | 11.8445
NYISO_A-F_2_PJM_ROM | NYISO_A-F | PJM_ROM | 2020 | B20 | 935 | 0 | 1000 | 0 | 0 |  | 0 |  | 0 | 0 |  | 0 | 11.8445
NYISO_A-F_2_PJM_ROM | NYISO_A-F | PJM_ROM | 2025 | B1 | 10 | 0 | 1000 | 1000 | 1000 |  | 0 |  | 644.3748 | 10.4931 |  | 2.1769 | 12.2092
NYISO_A-F_2_PJM_ROM | NYISO_A-F | PJM_ROM | 2025 | B2 | 25 | 0 | 1000 | 1000 | 1000 |  | 0 |  | 555.2311 | 10.4931 |  | 4.6895 | 12.2092
NYISO_A-F_2_PJM_ROM | NYISO_A-F | PJM_ROM | 2025 | B3 | 75 | 75 | 1000 | 1000 | 1000 |  | 608.67 |  | 15.8939 | 12.2142 |  | 0.40272 | 12.2092
NYISO_A-F_2_PJM_ROM | NYISO_A-F | PJM_ROM | 2025 | B4 | 100 | 100 | 1000 | 1000 | 1000 |  | 1284.38 |  | 13.5437 | 12.2142 |  | 0.45756 | 12.2092
NYISO_A-F_2_PJM_ROM | NYISO_A-F | PJM_ROM | 2025 | B5 | 200 | 200 | 1000 | 1000 | 1000 |  | 1632.16 |  | 15.4904 | 12.2142 |  | 1.0466 | 12.2092
NYISO_A-F_2_PJM_ROM | NYISO_A-F | PJM_ROM | 2025 | B6 | 300 | 300 | 1000 | 1000 | 1000 |  | 563.51 |  | 33.7939 | 12.2142 |  | 3.4251 | 12.2092
NYISO_A-F_2_PJM_ROM | NYISO_A-F | PJM_ROM | 2025 | B7 | 400 | 0 | 1000 | 1000 | 1000 |  | 0 |  | 14.6594 | 6.4335 |  | 1.981 | 12.2092
NYISO_A-F_2_PJM_ROM | NYISO_A-F | PJM_ROM | 2025 | B8 | 500 | 0 | 1000 | 1000 | 0 |  | 0 |  | 1.1158 | 0 |  | 0.18848 | 12.2092
NYISO_A-F_2_PJM_ROM | NYISO_A-F | PJM_ROM | 2025 | B9 | 800 | 0 | 1000 | 0 | 0 |  | 0 |  | 0 | 0 |  | 0 | 12.2092
NYISO_A-F_2_PJM_ROM | NYISO_A-F | PJM_ROM | 2025 | B10 | 1262 | 0 | 1000 | 0 | 0 |  | 0 |  | 0 | 0 |  | 0 | 12.2092
NYISO_A-F_2_PJM_ROM | NYISO_A-F | PJM_ROM | 2025 | B11 | 25 | 0 | 1000 | 1000 | 1000 |  | 0 |  | 21.4728 | 9.1043 |  | 0.18136 | 12.2092
NYISO_A-F_2_PJM_ROM | NYISO_A-F | PJM_ROM | 2025 | B12 | 200 | 0 | 1000 | 1000 | 1000 |  | 0 |  | 8.7957 | 2.1247 |  | 0.5943 | 12.2092
NYISO_A-F_2_PJM_ROM | NYISO_A-F | PJM_ROM | 2025 | B13 | 600 | 0 | 1000 | 1000 | 0 |  | 0 |  | 0.02374 | 0 |  | 0.0048122 | 12.2092
NYISO_A-F_2_PJM_ROM | NYISO_A-F | PJM_ROM | 2025 | B14 | 900 | 0 | 1000 | 0 | 0 |  | 0 |  | 0 | 0 |  | 0 | 12.2092
NYISO_A-F_2_PJM_ROM | NYISO_A-F | PJM_ROM | 2025 | B15 | 1203 | 0 | 1000 | 0 | 0 |  | 0 |  | 0 | 0 |  | 0 | 12.2092
NYISO_A-F_2_PJM_ROM | NYISO_A-F | PJM_ROM | 2025 | B16 | 25 | 0 | 1000 | 1000 | 1000 |  | 0 |  | 37.5329 | 9.591 |  | 0.317 | 12.2092
NYISO_A-F_2_PJM_ROM | NYISO_A-F | PJM_ROM | 2025 | B17 | 100 | 0 | 1000 | 1000 | 1000 |  | 0 |  | 15.3954 | 1.9942 |  | 0.52011 | 12.2092
NYISO_A-F_2_PJM_ROM | NYISO_A-F | PJM_ROM | 2025 | B18 | 400 | 0 | 1000 | 1000 | 489.28 |  | 0 |  | 2.1722 | 0 |  | 0.29354 | 12.2092
NYISO_A-F_2_PJM_ROM | NYISO_A-F | PJM_ROM | 2025 | B19 | 700 | 0 | 1000 | 389.27 | 0 |  | 0 |  | 0 | 0 |  | 0 | 12.2092
NYISO_A-F_2_PJM_ROM | NYISO_A-F | PJM_ROM | 2025 | B20 | 935 | 0 | 1000 | 0 | 0 |  | 0 |  | 0 | 0 |  | 0 | 12.2092
NYISO_A-F_2_PJM_ROM | NYISO_A-F | PJM_ROM | 2030 | B1 | 10 | 0 | 1000 | 1000 | 0 |  | 0 |  | 633.0508 | 0 |  | 1.8296 | 10.1217
NYISO_A-F_2_PJM_ROM | NYISO_A-F | PJM_ROM | 2030 | B2 | 25 | 0 | 1000 | 1000 | 0 |  | 0 |  | 254.6352 | 0 |  | 1.8398 | 10.1217
NYISO_A-F_2_PJM_ROM | NYISO_A-F | PJM_ROM | 2030 | B3 | 75 | 0 | 1000 | 1000 | 1000 |  | 0 |  | 28.0725 | 8.3209 |  | 0.60851 | 10.1217
NYISO_A-F_2_PJM_ROM | NYISO_A-F | PJM_ROM | 2030 | B4 | 100 | 100 | 1000 | 1000 | 1000 |  | 1957.28 |  | 22.1613 | 10.1251 |  | 0.6405 | 10.1217
NYISO_A-F_2_PJM_ROM | NYISO_A-F | PJM_ROM | 2030 | B5 | 200 | 200 | 1000 | 1000 | 1000 |  | 3383.36 |  | 44.4413 | 10.1251 |  | 2.5689 | 10.1217
NYISO_A-F_2_PJM_ROM | NYISO_A-F | PJM_ROM | 2030 | B6 | 300 | 0 | 1000 | 1000 | 1000 |  | 0 |  | 9.7809 | 7.1576 |  | 0.84805 | 10.1217
NYISO_A-F_2_PJM_ROM | NYISO_A-F | PJM_ROM | 2030 | B7 | 400 | 0 | 1000 | 807 | 609.68 |  | 0 |  | 0 | 0 |  | 0 | 10.1217
NYISO_A-F_2_PJM_ROM | NYISO_A-F | PJM_ROM | 2030 | B8 | 500 | 0 | 1000 | 82.16 | 0 |  | 0 |  | 0 | 0 |  | 0 | 10.1217
NYISO_A-F_2_PJM_ROM | NYISO_A-F | PJM_ROM | 2030 | B9 | 800 | 0 | 1000 | 0 | 0 |  | 0 |  | 0 | 0 |  | 0 | 10.1217
NYISO_A-F_2_PJM_ROM | NYISO_A-F | PJM_ROM | 2030 | B10 | 1262 | 0 | 1000 | 0 | 0 |  | 0 |  | 0 | 0 |  | 0 | 10.1217
NYISO_A-F_2_PJM_ROM | NYISO_A-F | PJM_ROM | 2030 | B11 | 25 | 0 | 1000 | 1000 | 1000 |  | 0 |  | 11.7038 | 1.3769 |  | 0.084565 | 10.1217
NYISO_A-F_2_PJM_ROM | NYISO_A-F | PJM_ROM | 2030 | B12 | 200 | 0 | 1000 | 801.47 | 394.58 |  | 0 |  | 0 | 0 |  | 0 | 10.1217
NYISO_A-F_2_PJM_ROM | NYISO_A-F | PJM_ROM | 2030 | B13 | 600 | 0 | 1000 | 1000 | 257.01 |  | 0 |  | 7.8105 | 0 |  | 1.3544 | 10.1217
NYISO_A-F_2_PJM_ROM | NYISO_A-F | PJM_ROM | 2030 | B14 | 900 | 0 | 1000 | 1000 | 0 |  | 0 |  | 3.7153 | 0 |  | 0.96641 | 10.1217
NYISO_A-F_2_PJM_ROM | NYISO_A-F | PJM_ROM | 2030 | B15 | 1203 | 0 | 1000 | 0 | 0 |  | 0 |  | 0 | 0 |  | 0 | 10.1217
NYISO_A-F_2_PJM_ROM | NYISO_A-F | PJM_ROM | 2030 | B16 | 25 | 0 | 1000 | 1000 | 0 |  | 0 |  | 14.339 | 0 |  | 0.10361 | 10.1217
NYISO_A-F_2_PJM_ROM | NYISO_A-F | PJM_ROM | 2030 | B17 | 100 | 0 | 1000 | 1000 | 212.84 |  | 0 |  | 14.6357 | 0 |  | 0.423 | 10.1217
NYISO_A-F_2_PJM_ROM | NYISO_A-F | PJM_ROM | 2030 | B18 | 400 | 0 | 1000 | 1000 | 1000 |  | 0 |  | 8.1191 | 2.196 |  | 0.93862 | 10.1217
NYISO_A-F_2_PJM_ROM | NYISO_A-F | PJM_ROM | 2030 | B19 | 700 | 0 | 1000 | 1000 | 0 |  | 0 |  | 6.3742 | 0 |  | 1.2896 | 10.1217
NYISO_A-F_2_PJM_ROM | NYISO_A-F | PJM_ROM | 2030 | B20 | 935 | 0 | 1000 | 0 | 0 |  | 0 |  | 0 | 0 |  | 0 | 10.1217
NYISO_A-F_2_PJM_ROM | NYISO_A-F | PJM_ROM | 2035 | B1 | 10 | 0 | 1000 | 1000 | 0 |  | 0 |  | 628.8014 | 0 |  | 0.93879 | 35.0366
NYISO_A-F_2_PJM_ROM | NYISO_A-F | PJM_ROM | 2035 | B2 | 25 | 0 | 1000 | 1000 | 0 |  | 0 |  | 584.9773 | 0 |  | 2.1834 | 35.0366
NYISO_A-F_2_PJM_ROM | NYISO_A-F | PJM_ROM | 2035 | B3 | 75 | 0 | 1000 | 1000 | 1000 |  | 0 |  | 66.8044 | 24.0605 |  | 0.74803 | 35.0366
NYISO_A-F_2_PJM_ROM | NYISO_A-F | PJM_ROM | 2035 | B4 | 100 | 0 | 1000 | 1000 | 1000 |  | 0 |  | 56.3944 | 30.9451 |  | 0.84196 | 35.0366
NYISO_A-F_2_PJM_ROM | NYISO_A-F | PJM_ROM | 2035 | B5 | 200 | 200 | 1000 | 1000 | 1000 |  | 159.37 |  | 21.1761 | 35.0402 |  | 0.63231 | 35.0366
NYISO_A-F_2_PJM_ROM | NYISO_A-F | PJM_ROM | 2035 | B6 | 300 | 0 | 1000 | 1000 | 1000 |  | 0 |  | 21.1167 | 13.2825 |  | 0.94581 | 35.0366
NYISO_A-F_2_PJM_ROM | NYISO_A-F | PJM_ROM | 2035 | B7 | 400 | 0 | 1000 | 1000 | 1000 |  | 0 |  | 13.6386 | 1.5668 |  | 0.81449 | 35.0366
NYISO_A-F_2_PJM_ROM | NYISO_A-F | PJM_ROM | 2035 | B8 | 500 | 0 | 1000 | 1000 | 0 |  | 0 |  | 10.5762 | 0 |  | 0.7895 | 35.0366
NYISO_A-F_2_PJM_ROM | NYISO_A-F | PJM_ROM | 2035 | B9 | 800 | 0 | 1000 | 730.34 | 0 |  | 0 |  | 0 | 0 |  | 0 | 35.0366
NYISO_A-F_2_PJM_ROM | NYISO_A-F | PJM_ROM | 2035 | B10 | 1262 | 0 | 1000 | 0 | 0 |  | 0 |  | 0 | 0 |  | 0 | 35.0366
NYISO_A-F_2_PJM_ROM | NYISO_A-F | PJM_ROM | 2035 | B11 | 25 | 0 | 1000 | 1000 | 1000 |  | 0 |  | 60.5014 | 6.4692 |  | 0.22582 | 35.0366
NYISO_A-F_2_PJM_ROM | NYISO_A-F | PJM_ROM | 2035 | B12 | 200 | 0 | 1000 | 1000 | 1000 |  | 0 |  | 52.228 | 0.02374 |  | 1.5595 | 35.0366
NYISO_A-F_2_PJM_ROM | NYISO_A-F | PJM_ROM | 2035 | B13 | 600 | 0 | 1000 | 1000 | 902.04 |  | 0 |  | 56.881 | 0 |  | 5.0953 | 35.0366
NYISO_A-F_2_PJM_ROM | NYISO_A-F | PJM_ROM | 2035 | B14 | 900 | 0 | 1000 | 1000 | 0 |  | 0 |  | 53.3557 | 0 |  | 7.1693 | 35.0366
NYISO_A-F_2_PJM_ROM | NYISO_A-F | PJM_ROM | 2035 | B15 | 1203 | 0 | 1000 | 1000 | 0 |  | 0 |  | 41.0108 | 0 |  | 7.3658 | 35.0366
NYISO_A-F_2_PJM_ROM | NYISO_A-F | PJM_ROM | 2035 | B16 | 25 | 0 | 1000 | 1000 | 1000 |  | 0 |  | 66.2583 | 2.1366 |  | 0.24731 | 35.0366
NYISO_A-F_2_PJM_ROM | NYISO_A-F | PJM_ROM | 2035 | B17 | 100 | 0 | 1000 | 1000 | 1000 |  | 0 |  | 63.3146 | 5.4839 |  | 0.94528 | 35.0366
NYISO_A-F_2_PJM_ROM | NYISO_A-F | PJM_ROM | 2035 | B18 | 400 | 0 | 1000 | 1000 | 1000 |  | 0 |  | 62.6261 | 0.4748 |  | 3.74 | 35.0366
NYISO_A-F_2_PJM_ROM | NYISO_A-F | PJM_ROM | 2035 | B19 | 700 | 0 | 1000 | 1000 | 406.79 |  | 0 |  | 60.3352 | 0 |  | 6.3056 | 35.0366
NYISO_A-F_2_PJM_ROM | NYISO_A-F | PJM_ROM | 2035 | B20 | 935 | 0 | 1000 | 1000 | 0 |  | 0 |  | 44.1801 | 0 |  | 6.1673 | 35.0366
NYISO_A-F_2_PJM_ROM | NYISO_A-F | PJM_ROM | 2040 | B1 | 10 | 0 | 1000 | 1000 | 981.79 |  | 0 |  | 570.8402 | 0 |  | 1.4415 | 44.2996
NYISO_A-F_2_PJM_ROM | NYISO_A-F | PJM_ROM | 2040 | B2 | 25 | 0 | 1000 | 1000 | 260.95 |  | 0 |  | 439.7123 | 0 |  | 2.776 | 44.2996
NYISO_A-F_2_PJM_ROM | NYISO_A-F | PJM_ROM | 2040 | B3 | 75 | 0 | 1000 | 1000 | 223.59 |  | 0 |  | 35.1233 | 0 |  | 0.66521 | 44.2996
NYISO_A-F_2_PJM_ROM | NYISO_A-F | PJM_ROM | 2040 | B4 | 100 | 0 | 1000 | 1000 | 1000 |  | 0 |  | 35.1471 | 21.2829 |  | 0.88755 | 44.2996
NYISO_A-F_2_PJM_ROM | NYISO_A-F | PJM_ROM | 2040 | B5 | 200 | 0 | 1000 | 0 | 1000 |  | 0 |  | 0 | 15.8821 |  | 0 | 44.2996
NYISO_A-F_2_PJM_ROM | NYISO_A-F | PJM_ROM | 2040 | B6 | 300 | 0 | 1000 | 744.64 | 1000 |  | 0 |  | 0 | 12.2855 |  | 0 | 44.2996
NYISO_A-F_2_PJM_ROM | NYISO_A-F | PJM_ROM | 2040 | B7 | 400 | 0 | 1000 | 0 | 1000 |  | 0 |  | 0 | 1.7568 |  | 0 | 44.2996
NYISO_A-F_2_PJM_ROM | NYISO_A-F | PJM_ROM | 2040 | B8 | 500 | 0 | 1000 | 0 | 892.48 |  | 0 |  | 0 | 0 |  | 0 | 44.2996
NYISO_A-F_2_PJM_ROM | NYISO_A-F | PJM_ROM | 2040 | B9 | 800 | 0 | 1000 | 1000 | 0 |  | 0 |  | 5.0566 | 0 |  | 1.0215 | 44.2996
NYISO_A-F_2_PJM_ROM | NYISO_A-F | PJM_ROM | 2040 | B10 | 1262 | 0 | 1000 | 0 | 0 |  | 0 |  | 0 | 0 |  | 0 | 44.2996
NYISO_A-F_2_PJM_ROM | NYISO_A-F | PJM_ROM | 2040 | B11 | 25 | 0 | 1000 | 1000 | 1000 |  | 0 |  | 80.2768 | 2.1485 |  | 0.5068 | 44.2996
NYISO_A-F_2_PJM_ROM | NYISO_A-F | PJM_ROM | 2040 | B12 | 200 | 0 | 1000 | 1000 | 0 |  | 0 |  | 69.3683 | 0 |  | 3.5034 | 44.2996
NYISO_A-F_2_PJM_ROM | NYISO_A-F | PJM_ROM | 2040 | B13 | 600 | 0 | 1000 | 1000 | 536.6 |  | 0 |  | 67.291 | 0 |  | 10.1956 | 44.2996
NYISO_A-F_2_PJM_ROM | NYISO_A-F | PJM_ROM | 2040 | B14 | 900 | 0 | 1000 | 1000 | 0 |  | 0 |  | 67.291 | 0 |  | 15.2934 | 44.2996
NYISO_A-F_2_PJM_ROM | NYISO_A-F | PJM_ROM | 2040 | B15 | 1203 | 0 | 1000 | 902.78 | 0 |  | 0 |  | 0 | 0 |  | 0 | 44.2996
NYISO_A-F_2_PJM_ROM | NYISO_A-F | PJM_ROM | 2040 | B16 | 25 | 0 | 1000 | 1000 | 23.63 |  | 0 |  | 94.6751 | 0 |  | 0.5977 | 44.2996
NYISO_A-F_2_PJM_ROM | NYISO_A-F | PJM_ROM | 2040 | B17 | 100 | 0 | 1000 | 1000 | 585.79 |  | 0 |  | 74.0451 | 0 |  | 1.8698 | 44.2996
NYISO_A-F_2_PJM_ROM | NYISO_A-F | PJM_ROM | 2040 | B18 | 400 | 0 | 1000 | 1000 | 24.77 |  | 0 |  | 73.1073 | 0 |  | 7.3846 | 44.2996
NYISO_A-F_2_PJM_ROM | NYISO_A-F | PJM_ROM | 2040 | B19 | 700 | 0 | 1000 | 1000 | 0 |  | 0 |  | 73.1073 | 0 |  | 12.923 | 44.2996
NYISO_A-F_2_PJM_ROM | NYISO_A-F | PJM_ROM | 2040 | B20 | 935 | 0 | 1000 | 427.34 | 0 |  | 0 |  | 0 | 0 |  | 0 | 44.2996
NYISO_A-F_2_PJM_ROM | NYISO_A-F | PJM_ROM | 2045 | B1 | 10 | 0 | 1000 | 1000 | 1000 |  | 0 |  | 488.6404 | 15.2886 |  | 1.147 | 21.7719
NYISO_A-F_2_PJM_ROM | NYISO_A-F | PJM_ROM | 2045 | B2 | 25 | 0 | 1000 | 1000 | 1000 |  | 0 |  | 295.1832 | 15.2767 |  | 1.7323 | 21.7719
NYISO_A-F_2_PJM_ROM | NYISO_A-F | PJM_ROM | 2045 | B3 | 75 | 0 | 1000 | 1000 | 1000 |  | 0 |  | 11.0035 | 17.0928 |  | 0.19372 | 21.7719
NYISO_A-F_2_PJM_ROM | NYISO_A-F | PJM_ROM | 2045 | B4 | 100 | 0 | 1000 | 1000 | 1000 |  | 0 |  | 3.561 | 17.7931 |  | 0.083592 | 21.7719
NYISO_A-F_2_PJM_ROM | NYISO_A-F | PJM_ROM | 2045 | B5 | 200 | 0 | 1000 | 966.04 | 1000 |  | 0 |  | 0 | 16.4162 |  | 0 | 21.7719
NYISO_A-F_2_PJM_ROM | NYISO_A-F | PJM_ROM | 2045 | B6 | 300 | 0 | 1000 | 1000 | 1000 |  | 0 |  | 4.4275 | 4.0121 |  | 0.3118 | 21.7719
NYISO_A-F_2_PJM_ROM | NYISO_A-F | PJM_ROM | 2045 | B7 | 400 | 0 | 1000 | 901 | 1000 |  | 0 |  | 0 | 3.9646 |  | 0 | 21.7719
NYISO_A-F_2_PJM_ROM | NYISO_A-F | PJM_ROM | 2045 | B8 | 500 | 0 | 1000 | 706.23 | 1000 |  | 0 |  | 0 | 1.2226 |  | 0 | 21.7719
NYISO_A-F_2_PJM_ROM | NYISO_A-F | PJM_ROM | 2045 | B9 | 800 | 0 | 1000 | 1000 | 587.03 |  | 0 |  | 47.8598 | 0 |  | 8.9878 | 21.7719
NYISO_A-F_2_PJM_ROM | NYISO_A-F | PJM_ROM | 2045 | B10 | 1262 | 0 | 1000 | 0 | 0 |  | 0 |  | 0 | 0 |  | 0 | 21.7719
NYISO_A-F_2_PJM_ROM | NYISO_A-F | PJM_ROM | 2045 | B11 | 25 | 0 | 1000 | 1000 | 1000 |  | 0 |  | 118.4151 | 2.2078 |  | 0.69492 | 21.7719
NYISO_A-F_2_PJM_ROM | NYISO_A-F | PJM_ROM | 2045 | B12 | 200 | 0 | 1000 | 1000 | 1000 |  | 0 |  | 77.8553 | 0.10683 |  | 3.6552 | 21.7719
NYISO_A-F_2_PJM_ROM | NYISO_A-F | PJM_ROM | 2045 | B13 | 600 | 0 | 1000 | 1000 | 459.17 |  | 0 |  | 14.4695 | 0 |  | 2.038 | 21.7719
NYISO_A-F_2_PJM_ROM | NYISO_A-F | PJM_ROM | 2045 | B14 | 900 | 0 | 1000 | 1000 | 0 |  | 0 |  | 13.6386 | 0 |  | 2.8814 | 21.7719
NYISO_A-F_2_PJM_ROM | NYISO_A-F | PJM_ROM | 2045 | B15 | 1203 | 0 | 1000 | 223.94 | 0 |  | 0 |  | 0 | 0 |  | 0 | 21.7719
NYISO_A-F_2_PJM_ROM | NYISO_A-F | PJM_ROM | 2045 | B16 | 25 | 0 | 1000 | 1000 | 1000 |  | 0 |  | 122.5696 | 2.4333 |  | 0.71931 | 21.7719
NYISO_A-F_2_PJM_ROM | NYISO_A-F | PJM_ROM | 2045 | B17 | 100 | 0 | 1000 | 1000 | 1000 |  | 0 |  | 122.5696 | 5.3178 |  | 2.8772 | 21.7719
NYISO_A-F_2_PJM_ROM | NYISO_A-F | PJM_ROM | 2045 | B18 | 400 | 0 | 1000 | 1000 | 1000 |  | 0 |  | 17.9593 | 0 |  | 1.6863 | 21.7719
NYISO_A-F_2_PJM_ROM | NYISO_A-F | PJM_ROM | 2045 | B19 | 700 | 0 | 1000 | 1000 | 302.19 |  | 0 |  | 12.2973 | 0 |  | 2.0207 | 21.7719
NYISO_A-F_2_PJM_ROM | NYISO_A-F | PJM_ROM | 2045 | B20 | 935 | 0 | 1000 | 410.02 | 0 |  | 0 |  | 0 | 0 |  | 0 | 21.7719
NYISO_A-F_2_PJM_ROM | NYISO_A-F | PJM_ROM | 2050 | B1 | 10 | 0 | 1000 | 1000 | 1000 |  | 0 |  | 357.3345 | 4.8192 |  | 1.0328 | 17.5686
NYISO_A-F_2_PJM_ROM | NYISO_A-F | PJM_ROM | 2050 | B2 | 25 | 0 | 1000 | 509.12 | 1000 |  | 0 |  | 0 | 9.6147 |  | 0 | 17.5686
NYISO_A-F_2_PJM_ROM | NYISO_A-F | PJM_ROM | 2050 | B3 | 75 | 0 | 1000 | 977.19 | 1000 |  | 0 |  | 0 | 12.8908 |  | 0 | 17.5686
NYISO_A-F_2_PJM_ROM | NYISO_A-F | PJM_ROM | 2050 | B4 | 100 | 0 | 1000 | 1000 | 1000 |  | 0 |  | 1.9704 | 2.7776 |  | 0.056949 | 17.5686
NYISO_A-F_2_PJM_ROM | NYISO_A-F | PJM_ROM | 2050 | B5 | 200 | 0 | 1000 | 691.82 | 1000 |  | 0 |  | 0 | 3.8103 |  | 0 | 17.5686
NYISO_A-F_2_PJM_ROM | NYISO_A-F | PJM_ROM | 2050 | B6 | 300 | 0 | 1000 | 750.87 | 968.31 |  | 0 |  | 0 | 0 |  | 0 | 17.5686
NYISO_A-F_2_PJM_ROM | NYISO_A-F | PJM_ROM | 2050 | B7 | 400 | 0 | 1000 | 1000 | 863.6 |  | 0 |  | 94.2359 | 0 |  | 10.8943 | 17.5686
NYISO_A-F_2_PJM_ROM | NYISO_A-F | PJM_ROM | 2050 | B8 | 500 | 0 | 1000 | 449.92 | 0 |  | 0 |  | 0 | 0 |  | 0 | 17.5686
NYISO_A-F_2_PJM_ROM | NYISO_A-F | PJM_ROM | 2050 | B9 | 800 | 0 | 1000 | 0 | 0 |  | 0 |  | 0 | 0 |  | 0 | 17.5686
NYISO_A-F_2_PJM_ROM | NYISO_A-F | PJM_ROM | 2050 | B10 | 1262 | 0 | 1000 | 0 | 0 |  | 0 |  | 0 | 0 |  | 0 | 17.5686
NYISO_A-F_2_PJM_ROM | NYISO_A-F | PJM_ROM | 2050 | B11 | 25 | 0 | 1000 | 1000 | 735.86 |  | 0 |  | 261.6385 | 0 |  | 1.8905 | 17.5686
NYISO_A-F_2_PJM_ROM | NYISO_A-F | PJM_ROM | 2050 | B12 | 200 | 0 | 1000 | 1000 | 0 |  | 0 |  | 7.9885 | 0 |  | 0.46176 | 17.5686
NYISO_A-F_2_PJM_ROM | NYISO_A-F | PJM_ROM | 2050 | B13 | 600 | 0 | 1000 | 1000 | 0 |  | 0 |  | 3.2168 | 0 |  | 0.55782 | 17.5686
NYISO_A-F_2_PJM_ROM | NYISO_A-F | PJM_ROM | 2050 | B14 | 900 | 0 | 1000 | 1000 | 0 |  | 0 |  | 11.0866 | 0 |  | 2.8838 | 17.5686
NYISO_A-F_2_PJM_ROM | NYISO_A-F | PJM_ROM | 2050 | B15 | 1203 | 0 | 1000 | 0 | 0 |  | 0 |  | 0 | 0 |  | 0 | 17.5686
NYISO_A-F_2_PJM_ROM | NYISO_A-F | PJM_ROM | 2050 | B16 | 25 | 0 | 1000 | 1000 | 0 |  | 0 |  | 221.5179 | 0 |  | 1.6006 | 17.5686
NYISO_A-F_2_PJM_ROM | NYISO_A-F | PJM_ROM | 2050 | B17 | 100 | 0 | 1000 | 1000 | 0 |  | 0 |  | 15.526 | 0 |  | 0.44873 | 17.5686
NYISO_A-F_2_PJM_ROM | NYISO_A-F | PJM_ROM | 2050 | B18 | 400 | 0 | 1000 | 1000 | 0 |  | 0 |  | 13.9829 | 0 |  | 1.6165 | 17.5686
NYISO_A-F_2_PJM_ROM | NYISO_A-F | PJM_ROM | 2050 | B19 | 700 | 0 | 1000 | 1000 | 0 |  | 0 |  | 9.7927 | 0 |  | 1.9812 | 17.5686
NYISO_A-F_2_PJM_ROM | NYISO_A-F | PJM_ROM | 2050 | B20 | 935 | 0 | 1000 | 0 | 0 |  | 0 |  | 0 | 0 |  | 0 | 17.5686
NYISO_G-I_2_NEISO | NYISO_G-I | NEISO | 2015 | B1 | 10 | 0 | 600 | 0 | 0 |  | 0 |  | 0 | 0 |  | 0 | 0
NYISO_G-I_2_NEISO | NYISO_G-I | NEISO | 2015 | B2 | 25 | 0 | 600 | 0 | 0 |  | 0 |  | 0 | 0 |  | 0 | 0
NYISO_G-I_2_NEISO | NYISO_G-I | NEISO | 2015 | B3 | 75 | 0 | 600 | 0 | 0 |  | 0 |  | 0 | 0 |  | 0 | 0
NYISO_G-I_2_NEISO | NYISO_G-I | NEISO | 2015 | B4 | 100 | 0 | 600 | 0 | 0 |  | 0 |  | 0 | 0 |  | 0 | 0
NYISO_G-I_2_NEISO | NYISO_G-I | NEISO | 2015 | B5 | 200 | 0 | 600 | 0 | 0 |  | 0 |  | 0 | 0 |  | 0 | 0
NYISO_G-I_2_NEISO | NYISO_G-I | NEISO | 2015 | B6 | 300 | 0 | 600 | 0 | 0 |  | 0 |  | 0 | 0 |  | 0 | 0
NYISO_G-I_2_NEISO | NYISO_G-I | NEISO | 2015 | B7 | 400 | 0 | 600 | 0 | 0 |  | 0 |  | 0 | 0 |  | 0 | 0
NYISO_G-I_2_NEISO | NYISO_G-I | NEISO | 2015 | B8 | 500 | 0 | 600 | 0 | 0 |  | 0 |  | 0 | 0 |  | 0 | 0
NYISO_G-I_2_NEISO | NYISO_G-I | NEISO | 2015 | B9 | 800 | 0 | 600 | 0 | 0 |  | 0 |  | 0 | 0 |  | 0 | 0
NYISO_G-I_2_NEISO | NYISO_G-I | NEISO | 2015 | B10 | 1262 | 0 | 600 | 0 | 0 |  | 0 |  | 0 | 0 |  | 0 | 0
NYISO_G-I_2_NEISO | NYISO_G-I | NEISO | 2015 | B11 | 25 | 0 | 600 | 0 | 0 |  | 0 |  | 0 | 0 |  | 0 | 0
NYISO_G-I_2_NEISO | NYISO_G-I | NEISO | 2015 | B12 | 200 | 0 | 600 | 0 | 0 |  | 0 |  | 0 | 0 |  | 0 | 0
NYISO_G-I_2_NEISO | NYISO_G-I | NEISO | 2015 | B13 | 600 | 0 | 600 | 0 | 0 |  | 0 |  | 0 | 0 |  | 0 | 0
NYISO_G-I_2_NEISO | NYISO_G-I | NEISO | 2015 | B14 | 900 | 0 | 600 | 0 | 0 |  | 0 |  | 0 | 0 |  | 0 | 0
NYISO_G-I_2_NEISO | NYISO_G-I | NEISO | 2015 | B15 | 1203 | 0 | 600 | 0 | 0 |  | 0 |  | 0 | 0 |  | 0 | 0
NYISO_G-I_2_NEISO | NYISO_G-I | NEISO | 2015 | B16 | 25 | 0 | 600 | 0 | 0 |  | 0 |  | 0 | 0 |  | 0 | 0
NYISO_G-I_2_NEISO | NYISO_G-I | NEISO | 2015 | B17 | 100 | 0 | 600 | 0 | 0 |  | 0 |  | 0 | 0 |  | 0 | 0
NYISO_G-I_2_NEISO | NYISO_G-I | NEISO | 2015 | B18 | 400 | 0 | 600 | 0 | 0 |  | 0 |  | 0 | 0 |  | 0 | 0
NYISO_G-I_2_NEISO | NYISO_G-I | NEISO | 2015 | B19 | 700 | 0 | 600 | 0 | 0 |  | 0 |  | 0 | 0 |  | 0 | 0
NYISO_G-I_2_NEISO | NYISO_G-I | NEISO | 2015 | B20 | 935 | 0 | 600 | 0 | 0 |  | 0 |  | 0 | 0 |  | 0 | 0
NYISO_G-I_2_NEISO | NYISO_G-I | NEISO | 2020 | B1 | 10 | 0 | 600 | 195.59 | 0 |  | 0 |  | 0 | 0 |  | 0 | 0
NYISO_G-I_2_NEISO | NYISO_G-I | NEISO | 2020 | B2 | 25 | 0 | 600 | 0 | 0 |  | 0 |  | 0 | 0 |  | 0 | 0
NYISO_G-I_2_NEISO | NYISO_G-I | NEISO | 2020 | B3 | 75 | 0 | 600 | 0 | 0 |  | 0 |  | 0 | 0 |  | 0 | 0
NYISO_G-I_2_NEISO | NYISO_G-I | NEISO | 2020 | B4 | 100 | 0 | 600 | 0 | 0 |  | 0 |  | 0 | 0 |  | 0 | 0
NYISO_G-I_2_NEISO | NYISO_G-I | NEISO | 2020 | B5 | 200 | 0 | 600 | 0 | 0 |  | 0 |  | 0 | 0 |  | 0 | 0
NYISO_G-I_2_NEISO | NYISO_G-I | NEISO | 2020 | B6 | 300 | 0 | 600 | 0 | 0 |  | 0 |  | 0 | 0 |  | 0 | 0
NYISO_G-I_2_NEISO | NYISO_G-I | NEISO | 2020 | B7 | 400 | 0 | 600 | 0 | 0 |  | 0 |  | 0 | 0 |  | 0 | 0
NYISO_G-I_2_NEISO | NYISO_G-I | NEISO | 2020 | B8 | 500 | 0 | 600 | 0 | 0 |  | 0 |  | 0 | 0 |  | 0 | 0
NYISO_G-I_2_NEISO | NYISO_G-I | NEISO | 2020 | B9 | 800 | 0 | 600 | 0 | 0 |  | 0 |  | 0 | 0 |  | 0 | 0
NYISO_G-I_2_NEISO | NYISO_G-I | NEISO | 2020 | B10 | 1262 | 0 | 600 | 0 | 0 |  | 0 |  | 0 | 0 |  | 0 | 0
NYISO_G-I_2_NEISO | NYISO_G-I | NEISO | 2020 | B11 | 25 | 0 | 600 | 0 | 0 |  | 0 |  | 0 | 0 |  | 0 | 0
NYISO_G-I_2_NEISO | NYISO_G-I | NEISO | 2020 | B12 | 200 | 0 | 600 | 0 | 0 |  | 0 |  | 0 | 0 |  | 0 | 0
NYISO_G-I_2_NEISO | NYISO_G-I | NEISO | 2020 | B13 | 600 | 0 | 600 | 0 | 0 |  | 0 |  | 0 | 0 |  | 0 | 0
NYISO_G-I_2_NEISO | NYISO_G-I | NEISO | 2020 | B14 | 900 | 0 | 600 | 0 | 0 |  | 0 |  | 0 | 0 |  | 0 | 0
NYISO_G-I_2_NEISO | NYISO_G-I | NEISO | 2020 | B15 | 1203 | 0 | 600 | 0 | 0 |  | 0 |  | 0 | 0 |  | 0 | 0
NYISO_G-I_2_NEISO | NYISO_G-I | NEISO | 2020 | B16 | 25 | 0 | 600 | 0 | 0 |  | 0 |  | 0 | 0 |  | 0 | 0
NYISO_G-I_2_NEISO | NYISO_G-I | NEISO | 2020 | B17 | 100 | 0 | 600 | 0 | 0 |  | 0 |  | 0 | 0 |  | 0 | 0
NYISO_G-I_2_NEISO | NYISO_G-I | NEISO | 2020 | B18 | 400 | 0 | 600 | 0 | 0 |  | 0 |  | 0 | 0 |  | 0 | 0
NYISO_G-I_2_NEISO | NYISO_G-I | NEISO | 2020 | B19 | 700 | 0 | 600 | 0 | 0 |  | 0 |  | 0 | 0 |  | 0 | 0
NYISO_G-I_2_NEISO | NYISO_G-I | NEISO | 2020 | B20 | 935 | 0 | 600 | 0 | 0 |  | 0 |  | 0 | 0 |  | 0 | 0
NYISO_G-I_2_NEISO | NYISO_G-I | NEISO | 2025 | B1 | 10 | 0 | 600 | 0 | 0 |  | 0 |  | 0 | 0 |  | 0 | 0
NYISO_G-I_2_NEISO | NYISO_G-I | NEISO | 2025 | B2 | 25 | 0 | 600 | 0 | 0 |  | 0 |  | 0 | 0 |  | 0 | 0
NYISO_G-I_2_NEISO | NYISO_G-I | NEISO | 2025 | B3 | 75 | 0 | 600 | 0 | 0 |  | 0 |  | 0 | 0 |  | 0 | 0
NYISO_G-I_2_NEISO | NYISO_G-I | NEISO | 2025 | B4 | 100 | 0 | 600 | 0 | 0 |  | 0 |  | 0 | 0 |  | 0 | 0
NYISO_G-I_2_NEISO | NYISO_G-I | NEISO | 2025 | B5 | 200 | 0 | 600 | 0 | 0 |  | 0 |  | 0 | 0 |  | 0 | 0
NYISO_G-I_2_NEISO | NYISO_G-I | NEISO | 2025 | B6 | 300 | 0 | 600 | 0 | 0 |  | 0 |  | 0 | 0 |  | 0 | 0
NYISO_G-I_2_NEISO | NYISO_G-I | NEISO | 2025 | B7 | 400 | 0 | 600 | 0 | 0 |  | 0 |  | 0 | 0 |  | 0 | 0
NYISO_G-I_2_NEISO | NYISO_G-I | NEISO | 2025 | B8 | 500 | 0 | 600 | 0 | 0 |  | 0 |  | 0 | 0 |  | 0 | 0
NYISO_G-I_2_NEISO | NYISO_G-I | NEISO | 2025 | B9 | 800 | 0 | 600 | 0 | 0 |  | 0 |  | 0 | 0 |  | 0 | 0
NYISO_G-I_2_NEISO | NYISO_G-I | NEISO | 2025 | B10 | 1262 | 0 | 600 | 0 | 0 |  | 0 |  | 0 | 0 |  | 0 | 0
NYISO_G-I_2_NEISO | NYISO_G-I | NEISO | 2025 | B11 | 25 | 0 | 600 | 0 | 0 |  | 0 |  | 0 | 0 |  | 0 | 0
NYISO_G-I_2_NEISO | NYISO_G-I | NEISO | 2025 | B12 | 200 | 0 | 600 | 0 | 0 |  | 0 |  | 0 | 0 |  | 0 | 0
NYISO_G-I_2_NEISO | NYISO_G-I | NEISO | 2025 | B13 | 600 | 0 | 600 | 0 | 0 |  | 0 |  | 0 | 0 |  | 0 | 0
NYISO_G-I_2_NEISO | NYISO_G-I | NEISO | 2025 | B14 | 900 | 0 | 600 | 0 | 0 |  | 0 |  | 0 | 0 |  | 0 | 0
NYISO_G-I_2_NEISO | NYISO_G-I | NEISO | 2025 | B15 | 1203 | 0 | 600 | 0 | 0 |  | 0 |  | 0 | 0 |  | 0 | 0
NYISO_G-I_2_NEISO | NYISO_G-I | NEISO | 2025 | B16 | 25 | 0 | 600 | 0 | 0 |  | 0 |  | 0 | 0 |  | 0 | 0
NYISO_G-I_2_NEISO | NYISO_G-I | NEISO | 2025 | B17 | 100 | 0 | 600 | 0 | 0 |  | 0 |  | 0 | 0 |  | 0 | 0
NYISO_G-I_2_NEISO | NYISO_G-I | NEISO | 2025 | B18 | 400 | 0 | 600 | 0 | 0 |  | 0 |  | 0 | 0 |  | 0 | 0
NYISO_G-I_2_NEISO | NYISO_G-I | NEISO | 2025 | B19 | 700 | 0 | 600 | 0 | 0 |  | 0 |  | 0 | 0 |  | 0 | 0
NYISO_G-I_2_NEISO | NYISO_G-I | NEISO | 2025 | B20 | 935 | 0 | 600 | 0 | 0 |  | 0 |  | 0 | 0 |  | 0 | 0
NYISO_G-I_2_NEISO | NYISO_G-I | NEISO | 2030 | B1 | 10 | 0 | 600 | 0 | 132.87 |  | 0 |  | 0 | 0 |  | 0 | 0
NYISO_G-I_2_NEISO | NYISO_G-I | NEISO | 2030 | B2 | 25 | 0 | 600 | 0 | 0 |  | 0 |  | 0 | 0 |  | 0 | 0
NYISO_G-I_2_NEISO | NYISO_G-I | NEISO | 2030 | B3 | 75 | 0 | 600 | 0 | 0 |  | 0 |  | 0 | 0 |  | 0 | 0
NYISO_G-I_2_NEISO | NYISO_G-I | NEISO | 2030 | B4 | 100 | 0 | 600 | 0 | 0 |  | 0 |  | 0 | 0 |  | 0 | 0
NYISO_G-I_2_NEISO | NYISO_G-I | NEISO | 2030 | B5 | 200 | 0 | 600 | 0 | 0 |  | 0 |  | 0 | 0 |  | 0 | 0
NYISO_G-I_2_NEISO | NYISO_G-I | NEISO | 2030 | B6 | 300 | 0 | 600 | 0 | 0 |  | 0 |  | 0 | 0 |  | 0 | 0
NYISO_G-I_2_NEISO | NYISO_G-I | NEISO | 2030 | B7 | 400 | 0 | 600 | 0 | 0 |  | 0 |  | 0 | 0 |  | 0 | 0
NYISO_G-I_2_NEISO | NYISO_G-I | NEISO | 2030 | B8 | 500 | 0 | 600 | 0 | 0 |  | 0 |  | 0 | 0 |  | 0 | 0
NYISO_G-I_2_NEISO | NYISO_G-I | NEISO | 2030 | B9 | 800 | 0 | 600 | 0 | 0 |  | 0 |  | 0 | 0 |  | 0 | 0
NYISO_G-I_2_NEISO | NYISO_G-I | NEISO | 2030 | B10 | 1262 | 0 | 600 | 0 | 0 |  | 0 |  | 0 | 0 |  | 0 | 0
NYISO_G-I_2_NEISO | NYISO_G-I | NEISO | 2030 | B11 | 25 | 0 | 600 | 0 | 0 |  | 0 |  | 0 | 0 |  | 0 | 0
NYISO_G-I_2_NEISO | NYISO_G-I | NEISO | 2030 | B12 | 200 | 0 | 600 | 0 | 0 |  | 0 |  | 0 | 0 |  | 0 | 0
NYISO_G-I_2_NEISO | NYISO_G-I | NEISO | 2030 | B13 | 600 | 0 | 600 | 0 | 0 |  | 0 |  | 0 | 0 |  | 0 | 0
NYISO_G-I_2_NEISO | NYISO_G-I | NEISO | 2030 | B14 | 900 | 0 | 600 | 0 | 0 |  | 0 |  | 0 | 0 |  | 0 | 0
NYISO_G-I_2_NEISO | NYISO_G-I | NEISO | 2030 | B15 | 1203 | 0 | 600 | 0 | 0 |  | 0 |  | 0 | 0 |  | 0 | 0
NYISO_G-I_2_NEISO | NYISO_G-I | NEISO | 2030 | B16 | 25 | 0 | 600 | 0 | 0 |  | 0 |  | 0 | 0 |  | 0 | 0
NYISO_G-I_2_NEISO | NYISO_G-I | NEISO | 2030 | B17 | 100 | 0 | 600 | 0 | 0 |  | 0 |  | 0 | 0 |  | 0 | 0
NYISO_G-I_2_NEISO | NYISO_G-I | NEISO | 2030 | B18 | 400 | 0 | 600 | 0 | 0 |  | 0 |  | 0 | 0 |  | 0 | 0
NYISO_G-I_2_NEISO | NYISO_G-I | NEISO | 2030 | B19 | 700 | 0 | 600 | 0 | 0 |  | 0 |  | 0 | 0 |  | 0 | 0
NYISO_G-I_2_NEISO | NYISO_G-I | NEISO | 2030 | B20 | 935 | 0 | 600 | 0 | 0 |  | 0 |  | 0 | 0 |  | 0 | 0
NYISO_G-I_2_NEISO | NYISO_G-I | NEISO | 2035 | B1 | 10 | 0 | 600 | 0 | 0 |  | 0 |  | 0 | 0 |  | 0 | 0
NYISO_G-I_2_NEISO | NYISO_G-I | NEISO | 2035 | B2 | 25 | 0 | 600 | 0 | 0 |  | 0 |  | 0 | 0 |  | 0 | 0
NYISO_G-I_2_NEISO | NYISO_G-I | NEISO | 2035 | B3 | 75 | 0 | 600 | 0 | 0 |  | 0 |  | 0 | 0 |  | 0 | 0
NYISO_G-I_2_NEISO | NYISO_G-I | NEISO | 2035 | B4 | 100 | 0 | 600 | 0 | 0 |  | 0 |  | 0 | 0 |  | 0 | 0
NYISO_G-I_2_NEISO | NYISO_G-I | NEISO | 2035 | B5 | 200 | 0 | 600 | 0 | 0 |  | 0 |  | 0 | 0 |  | 0 | 0
NYISO_G-I_2_NEISO | NYISO_G-I | NEISO | 2035 | B6 | 300 | 0 | 600 | 0 | 0 |  | 0 |  | 0 | 0 |  | 0 | 0
NYISO_G-I_2_NEISO | NYISO_G-I | NEISO | 2035 | B7 | 400 | 0 | 600 | 0 | 0 |  | 0 |  | 0 | 0 |  | 0 | 0
NYISO_G-I_2_NEISO | NYISO_G-I | NEISO | 2035 | B8 | 500 | 0 | 600 | 0 | 0 |  | 0 |  | 0 | 0 |  | 0 | 0
NYISO_G-I_2_NEISO | NYISO_G-I | NEISO | 2035 | B9 | 800 | 0 | 600 | 0 | 0 |  | 0 |  | 0 | 0 |  | 0 | 0
NYISO_G-I_2_NEISO | NYISO_G-I | NEISO | 2035 | B10 | 1262 | 0 | 600 | 0 | 0 |  | 0 |  | 0 | 0 |  | 0 | 0
NYISO_G-I_2_NEISO | NYISO_G-I | NEISO | 2035 | B11 | 25 | 0 | 600 | 0 | 0 |  | 0 |  | 0 | 0 |  | 0 | 0
NYISO_G-I_2_NEISO | NYISO_G-I | NEISO | 2035 | B12 | 200 | 0 | 600 | 0 | 0 |  | 0 |  | 0 | 0 |  | 0 | 0
NYISO_G-I_2_NEISO | NYISO_G-I | NEISO | 2035 | B13 | 600 | 0 | 600 | 0 | 0 |  | 0 |  | 0 | 0 |  | 0 | 0
NYISO_G-I_2_NEISO | NYISO_G-I | NEISO | 2035 | B14 | 900 | 0 | 600 | 0 | 0 |  | 0 |  | 0 | 0 |  | 0 | 0
NYISO_G-I_2_NEISO | NYISO_G-I | NEISO | 2035 | B15 | 1203 | 0 | 600 | 0 | 0 |  | 0 |  | 0 | 0 |  | 0 | 0
NYISO_G-I_2_NEISO | NYISO_G-I | NEISO | 2035 | B16 | 25 | 0 | 600 | 0 | 0 |  | 0 |  | 0 | 0 |  | 0 | 0
NYISO_G-I_2_NEISO | NYISO_G-I | NEISO | 2035 | B17 | 100 | 0 | 600 | 0 | 0 |  | 0 |  | 0 | 0 |  | 0 | 0
NYISO_G-I_2_NEISO | NYISO_G-I | NEISO | 2035 | B18 | 400 | 0 | 600 | 0 | 0 |  | 0 |  | 0 | 0 |  | 0 | 0
NYISO_G-I_2_NEISO | NYISO_G-I | NEISO | 2035 | B19 | 700 | 0 | 600 | 0 | 0 |  | 0 |  | 0 | 0 |  | 0 | 0
NYISO_G-I_2_NEISO | NYISO_G-I | NEISO | 2035 | B20 | 935 | 0 | 600 | 0 | 0 |  | 0 |  | 0 | 0 |  | 0 | 0
NYISO_G-I_2_NEISO | NYISO_G-I | NEISO | 2040 | B1 | 10 | 10 | 600 | 22.83 | 600 |  | 383.78 |  | 0 | 0.01187 |  | 0 | 0
NYISO_G-I_2_NEISO | NYISO_G-I | NEISO | 2040 | B2 | 25 | 25 | 600 | 599.99 | 600 |  | 250.42 |  | 0 | 0.01187 |  | 0 | 0
NYISO_G-I_2_NEISO | NYISO_G-I | NEISO | 2040 | B3 | 75 | 0 | 600 | 0 | 0 |  | 0 |  | 0 | 0 |  | 0 | 0
NYISO_G-I_2_NEISO | NYISO_G-I | NEISO | 2040 | B4 | 100 | 0 | 600 | 0 | 0 |  | 0 |  | 0 | 0 |  | 0 | 0
NYISO_G-I_2_NEISO | NYISO_G-I | NEISO | 2040 | B5 | 200 | 0 | 600 | 0 | 0 |  | 0 |  | 0 | 0 |  | 0 | 0
NYISO_G-I_2_NEISO | NYISO_G-I | NEISO | 2040 | B6 | 300 | 0 | 600 | 0 | 0 |  | 0 |  | 0 | 0 |  | 0 | 0
NYISO_G-I_2_NEISO | NYISO_G-I | NEISO | 2040 | B7 | 400 | 0 | 600 | 0 | 0 |  | 0 |  | 0 | 0 |  | 0 | 0
NYISO_G-I_2_NEISO | NYISO_G-I | NEISO | 2040 | B8 | 500 | 0 | 600 | 0 | 0 |  | 0 |  | 0 | 0 |  | 0 | 0
NYISO_G-I_2_NEISO | NYISO_G-I | NEISO | 2040 | B9 | 800 | 0 | 600 | 0 | 0 |  | 0 |  | 0 | 0 |  | 0 | 0
NYISO_G-I_2_NEISO | NYISO_G-I | NEISO | 2040 | B10 | 1262 | 0 | 600 | 0 | 0 |  | 0 |  | 0 | 0 |  | 0 | 0
NYISO_G-I_2_NEISO | NYISO_G-I | NEISO | 2040 | B11 | 25 | 0 | 600 | 0 | 0 |  | 0 |  | 0 | 0 |  | 0 | 0
NYISO_G-I_2_NEISO | NYISO_G-I | NEISO | 2040 | B12 | 200 | 0 | 600 | 0 | 0 |  | 0 |  | 0 | 0 |  | 0 | 0
NYISO_G-I_2_NEISO | NYISO_G-I | NEISO | 2040 | B13 | 600 | 0 | 600 | 0 | 0 |  | 0 |  | 0 | 0 |  | 0 | 0
NYISO_G-I_2_NEISO | NYISO_G-I | NEISO | 2040 | B14 | 900 | 0 | 600 | 0 | 0 |  | 0 |  | 0 | 0 |  | 0 | 0
NYISO_G-I_2_NEISO | NYISO_G-I | NEISO | 2040 | B15 | 1203 | 0 | 600 | 0 | 0 |  | 0 |  | 0 | 0 |  | 0 | 0
NYISO_G-I_2_NEISO | NYISO_G-I | NEISO | 2040 | B16 | 25 | 0 | 600 | 0 | 0 |  | 0 |  | 0 | 0 |  | 0 | 0
NYISO_G-I_2_NEISO | NYISO_G-I | NEISO | 2040 | B17 | 100 | 0 | 600 | 0 | 0 |  | 0 |  | 0 | 0 |  | 0 | 0
NYISO_G-I_2_NEISO | NYISO_G-I | NEISO | 2040 | B18 | 400 | 0 | 600 | 0 | 0 |  | 0 |  | 0 | 0 |  | 0 | 0
NYISO_G-I_2_NEISO | NYISO_G-I | NEISO | 2040 | B19 | 700 | 0 | 600 | 0 | 0 |  | 0 |  | 0 | 0 |  | 0 | 0
NYISO_G-I_2_NEISO | NYISO_G-I | NEISO | 2040 | B20 | 935 | 0 | 600 | 0 | 0 |  | 0 |  | 0 | 0 |  | 0 | 0
NYISO_G-I_2_NEISO | NYISO_G-I | NEISO | 2045 | B1 | 10 | 0 | 600 | 39.49 | 221.54 |  | 0 |  | 0 | 0 |  | 0 | 11.4219
NYISO_G-I_2_NEISO | NYISO_G-I | NEISO | 2045 | B2 | 25 | 0 | 600 | 600 | 108.87 |  | 0 |  | 15.2292 | 0 |  | 15.2292 | 11.4219
NYISO_G-I_2_NEISO | NYISO_G-I | NEISO | 2045 | B3 | 75 | 0 | 600 | 0 | 0 |  | 0 |  | 0 | 0 |  | 0 | 11.4219
NYISO_G-I_2_NEISO | NYISO_G-I | NEISO | 2045 | B4 | 100 | 0 | 600 | 0 | 0 |  | 0 |  | 0 | 0 |  | 0 | 11.4219
NYISO_G-I_2_NEISO | NYISO_G-I | NEISO | 2045 | B5 | 200 | 0 | 600 | 0 | 0 |  | 0 |  | 0 | 0 |  | 0 | 11.4219
NYISO_G-I_2_NEISO | NYISO_G-I | NEISO | 2045 | B6 | 300 | 0 | 600 | 0 | 0 |  | 0 |  | 0 | 0 |  | 0 | 11.4219
NYISO_G-I_2_NEISO | NYISO_G-I | NEISO | 2045 | B7 | 400 | 0 | 600 | 0 | 0 |  | 0 |  | 0 | 0 |  | 0 | 11.4219
NYISO_G-I_2_NEISO | NYISO_G-I | NEISO | 2045 | B8 | 500 | 0 | 600 | 0 | 0 |  | 0 |  | 0 | 0 |  | 0 | 11.4219
NYISO_G-I_2_NEISO | NYISO_G-I | NEISO | 2045 | B9 | 800 | 0 | 600 | 0 | 0 |  | 0 |  | 0 | 0 |  | 0 | 11.4219
NYISO_G-I_2_NEISO | NYISO_G-I | NEISO | 2045 | B10 | 1262 | 0 | 600 | 0 | 0 |  | 0 |  | 0 | 0 |  | 0 | 11.4219
NYISO_G-I_2_NEISO | NYISO_G-I | NEISO | 2045 | B11 | 25 | 0 | 600 | 0 | 0 |  | 0 |  | 0 | 0 |  | 0 | 11.4219
NYISO_G-I_2_NEISO | NYISO_G-I | NEISO | 2045 | B12 | 200 | 0 | 600 | 0 | 0 |  | 0 |  | 0 | 0 |  | 0 | 11.4219
NYISO_G-I_2_NEISO | NYISO_G-I | NEISO | 2045 | B13 | 600 | 0 | 600 | 0 | 0 |  | 0 |  | 0 | 0 |  | 0 | 11.4219
NYISO_G-I_2_NEISO | NYISO_G-I | NEISO | 2045 | B14 | 900 | 0 | 600 | 0 | 0 |  | 0 |  | 0 | 0 |  | 0 | 11.4219
NYISO_G-I_2_NEISO | NYISO_G-I | NEISO | 2045 | B15 | 1203 | 0 | 600 | 0 | 0 |  | 0 |  | 0 | 0 |  | 0 | 11.4219
NYISO_G-I_2_NEISO | NYISO_G-I | NEISO | 2045 | B16 | 25 | 0 | 600 | 0 | 0 |  | 0 |  | 0 | 0 |  | 0 | 11.4219
NYISO_G-I_2_NEISO | NYISO_G-I | NEISO | 2045 | B17 | 100 | 0 | 600 | 0 | 0 |  | 0 |  | 0 | 0 |  | 0 | 11.4219
NYISO_G-I_2_NEISO | NYISO_G-I | NEISO | 2045 | B18 | 400 | 0 | 600 | 0 | 0 |  | 0 |  | 0 | 0 |  | 0 | 11.4219
NYISO_G-I_2_NEISO | NYISO_G-I | NEISO | 2045 | B19 | 700 | 0 | 600 | 0 | 0 |  | 0 |  | 0 | 0 |  | 0 | 11.4219
NYISO_G-I_2_NEISO | NYISO_G-I | NEISO | 2045 | B20 | 935 | 0 | 600 | 0 | 0 |  | 0 |  | 0 | 0 |  | 0 | 11.4219
NYISO_G-I_2_NEISO | NYISO_G-I | NEISO | 2050 | B1 | 10 | 0 | 600 | 152.29 | 0 |  | 0 |  | 0 | 0 |  | 0 | 21.1901
NYISO_G-I_2_NEISO | NYISO_G-I | NEISO | 2050 | B2 | 25 | 0 | 600 | 600 | 0 |  | 0 |  | 4.9973 | 0 |  | 0.059862 | 21.1901
NYISO_G-I_2_NEISO | NYISO_G-I | NEISO | 2050 | B3 | 75 | 0 | 600 | 0 | 0 |  | 0 |  | 0 | 0 |  | 0 | 21.1901
NYISO_G-I_2_NEISO | NYISO_G-I | NEISO | 2050 | B4 | 100 | 0 | 600 | 0 | 0 |  | 0 |  | 0 | 0 |  | 0 | 21.1901
NYISO_G-I_2_NEISO | NYISO_G-I | NEISO | 2050 | B5 | 200 | 0 | 600 | 0 | 0 |  | 0 |  | 0 | 0 |  | 0 | 21.1901
NYISO_G-I_2_NEISO | NYISO_G-I | NEISO | 2050 | B6 | 300 | 0 | 600 | 0 | 0 |  | 0 |  | 0 | 0 |  | 0 | 21.1901
NYISO_G-I_2_NEISO | NYISO_G-I | NEISO | 2050 | B7 | 400 | 0 | 600 | 0 | 0 |  | 0 |  | 0 | 0 |  | 0 | 21.1901
NYISO_G-I_2_NEISO | NYISO_G-I | NEISO | 2050 | B8 | 500 | 0 | 600 | 0 | 0 |  | 0 |  | 0 | 0 |  | 0 | 21.1901
NYISO_G-I_2_NEISO | NYISO_G-I | NEISO | 2050 | B9 | 800 | 0 | 600 | 600 | 0 |  | 0 |  | 28.5355 | 0 |  | 10.9384 | 21.1901
NYISO_G-I_2_NEISO | NYISO_G-I | NEISO | 2050 | B10 | 1262 | 0 | 600 | 600 | 0 |  | 0 |  | 28.5355 | 0 |  | 17.2553 | 21.1901
NYISO_G-I_2_NEISO | NYISO_G-I | NEISO | 2050 | B11 | 25 | 0 | 600 | 0 | 0 |  | 0 |  | 0 | 0 |  | 0 | 21.1901
NYISO_G-I_2_NEISO | NYISO_G-I | NEISO | 2050 | B12 | 200 | 0 | 600 | 0 | 0 |  | 0 |  | 0 | 0 |  | 0 | 21.1901
NYISO_G-I_2_NEISO | NYISO_G-I | NEISO | 2050 | B13 | 600 | 0 | 600 | 0 | 0 |  | 0 |  | 0 | 0 |  | 0 | 21.1901
NYISO_G-I_2_NEISO | NYISO_G-I | NEISO | 2050 | B14 | 900 | 0 | 600 | 0 | 0 |  | 0 |  | 0 | 0 |  | 0 | 21.1901
NYISO_G-I_2_NEISO | NYISO_G-I | NEISO | 2050 | B15 | 1203 | 0 | 600 | 0 | 0 |  | 0 |  | 0 | 0 |  | 0 | 21.1901
NYISO_G-I_2_NEISO | NYISO_G-I | NEISO | 2050 | B16 | 25 | 0 | 600 | 0 | 0 |  | 0 |  | 0 | 0 |  | 0 | 21.1901
NYISO_G-I_2_NEISO | NYISO_G-I | NEISO | 2050 | B17 | 100 | 0 | 600 | 0 | 0 |  | 0 |  | 0 | 0 |  | 0 | 21.1901
NYISO_G-I_2_NEISO | NYISO_G-I | NEISO | 2050 | B18 | 400 | 0 | 600 | 0 | 0 |  | 0 |  | 0 | 0 |  | 0 | 21.1901
NYISO_G-I_2_NEISO | NYISO_G-I | NEISO | 2050 | B19 | 700 | 0 | 600 | 0 | 0 |  | 0 |  | 0 | 0 |  | 0 | 21.1901
NYISO_G-I_2_NEISO | NYISO_G-I | NEISO | 2050 | B20 | 935 | 0 | 600 | 0 | 0 |  | 0 |  | 0 | 0 |  | 0 | 21.1901
NYISO_G-I_2_NYISO_A-F | NYISO_G-I | NYISO_A-F | 2015 | B1 | 10 | 0 | 1999 | 0 | 0 |  | 0 |  | 0 | 0 |  | 0 | 0
NYISO_G-I_2_NYISO_A-F | NYISO_G-I | NYISO_A-F | 2015 | B2 | 25 | 0 | 1999 | 0 | 0 |  | 0 |  | 0 | 0 |  | 0 | 0
NYISO_G-I_2_NYISO_A-F | NYISO_G-I | NYISO_A-F | 2015 | B3 | 75 | 0 | 1999 | 0 | 0 |  | 0 |  | 0 | 0 |  | 0 | 0
NYISO_G-I_2_NYISO_A-F | NYISO_G-I | NYISO_A-F | 2015 | B4 | 100 | 0 | 1999 | 0 | 0 |  | 0 |  | 0 | 0 |  | 0 | 0
NYISO_G-I_2_NYISO_A-F | NYISO_G-I | NYISO_A-F | 2015 | B5 | 200 | 0 | 1999 | 0 | 0 |  | 0 |  | 0 | 0 |  | 0 | 0
NYISO_G-I_2_NYISO_A-F | NYISO_G-I | NYISO_A-F | 2015 | B6 | 300 | 0 | 1999 | 0 | 0 |  | 0 |  | 0 | 0 |  | 0 | 0
NYISO_G-I_2_NYISO_A-F | NYISO_G-I | NYISO_A-F | 2015 | B7 | 400 | 0 | 1999 | 0 | 0 |  | 0 |  | 0 | 0 |  | 0 | 0
NYISO_G-I_2_NYISO_A-F | NYISO_G-I | NYISO_A-F | 2015 | B8 | 500 | 0 | 1999 | 0 | 0 |  | 0 |  | 0 | 0 |  | 0 | 0
NYISO_G-I_2_NYISO_A-F | NYISO_G-I | NYISO_A-F | 2015 | B9 | 800 | 0 | 1999 | 0 | 0 |  | 0 |  | 0 | 0 |  | 0 | 0
NYISO_G-I_2_NYISO_A-F | NYISO_G-I | NYISO_A-F | 2015 | B10 | 1262 | 0 | 1999 | 0 | 0 |  | 0 |  | 0 | 0 |  | 0 | 0
NYISO_G-I_2_NYISO_A-F | NYISO_G-I | NYISO_A-F | 2015 | B11 | 25 | 0 | 1999 | 0 | 0 |  | 0 |  | 0 | 0 |  | 0 | 0
NYISO_G-I_2_NYISO_A-F | NYISO_G-I | NYISO_A-F | 2015 | B12 | 200 | 0 | 1999 | 0 | 0 |  | 0 |  | 0 | 0 |  | 0 | 0
NYISO_G-I_2_NYISO_A-F | NYISO_G-I | NYISO_A-F | 2015 | B13 | 600 | 0 | 1999 | 0 | 0 |  | 0 |  | 0 | 0 |  | 0 | 0
NYISO_G-I_2_NYISO_A-F | NYISO_G-I | NYISO_A-F | 2015 | B14 | 900 | 0 | 1999 | 0 | 0 |  | 0 |  | 0 | 0 |  | 0 | 0
NYISO_G-I_2_NYISO_A-F | NYISO_G-I | NYISO_A-F | 2015 | B15 | 1203 | 0 | 1999 | 0 | 0 |  | 0 |  | 0 | 0 |  | 0 | 0
NYISO_G-I_2_NYISO_A-F | NYISO_G-I | NYISO_A-F | 2015 | B16 | 25 | 0 | 1999 | 0 | 0 |  | 0 |  | 0 | 0 |  | 0 | 0
NYISO_G-I_2_NYISO_A-F | NYISO_G-I | NYISO_A-F | 2015 | B17 | 100 | 0 | 1999 | 0 | 0 |  | 0 |  | 0 | 0 |  | 0 | 0
NYISO_G-I_2_NYISO_A-F | NYISO_G-I | NYISO_A-F | 2015 | B18 | 400 | 0 | 1999 | 0 | 0 |  | 0 |  | 0 | 0 |  | 0 | 0
NYISO_G-I_2_NYISO_A-F | NYISO_G-I | NYISO_A-F | 2015 | B19 | 700 | 0 | 1999 | 0 | 0 |  | 0 |  | 0 | 0 |  | 0 | 0
NYISO_G-I_2_NYISO_A-F | NYISO_G-I | NYISO_A-F | 2015 | B20 | 935 | 0 | 1999 | 0 | 0 |  | 0 |  | 0 | 0 |  | 0 | 0
NYISO_G-I_2_NYISO_A-F | NYISO_G-I | NYISO_A-F | 2020 | B1 | 10 | 0 | 1999 | 0 | 0 |  | 0 |  | 0 | 0 |  | 0 | 0
NYISO_G-I_2_NYISO_A-F | NYISO_G-I | NYISO_A-F | 2020 | B2 | 25 | 0 | 1999 | 0 | 0 |  | 0 |  | 0 | 0 |  | 0 | 0
NYISO_G-I_2_NYISO_A-F | NYISO_G-I | NYISO_A-F | 2020 | B3 | 75 | 0 | 1999 | 0 | 0 |  | 0 |  | 0 | 0 |  | 0 | 0
NYISO_G-I_2_NYISO_A-F | NYISO_G-I | NYISO_A-F | 2020 | B4 | 100 | 0 | 1999 | 0 | 0 |  | 0 |  | 0 | 0 |  | 0 | 0
NYISO_G-I_2_NYISO_A-F | NYISO_G-I | NYISO_A-F | 2020 | B5 | 200 | 0 | 1999 | 0 | 0 |  | 0 |  | 0 | 0 |  | 0 | 0
NYISO_G-I_2_NYISO_A-F | NYISO_G-I | NYISO_A-F | 2020 | B6 | 300 | 0 | 1999 | 0 | 0 |  | 0 |  | 0 | 0 |  | 0 | 0
NYISO_G-I_2_NYISO_A-F | NYISO_G-I | NYISO_A-F | 2020 | B7 | 400 | 0 | 1999 | 0 | 0 |  | 0 |  | 0 | 0 |  | 0 | 0
NYISO_G-I_2_NYISO_A-F | NYISO_G-I | NYISO_A-F | 2020 | B8 | 500 | 0 | 1999 | 0 | 0 |  | 0 |  | 0 | 0 |  | 0 | 0
NYISO_G-I_2_NYISO_A-F | NYISO_G-I | NYISO_A-F | 2020 | B9 | 800 | 0 | 1999 | 0 | 0 |  | 0 |  | 0 | 0 |  | 0 | 0
NYISO_G-I_2_NYISO_A-F | NYISO_G-I | NYISO_A-F | 2020 | B10 | 1262 | 0 | 1999 | 0 | 0 |  | 0 |  | 0 | 0 |  | 0 | 0
NYISO_G-I_2_NYISO_A-F | NYISO_G-I | NYISO_A-F | 2020 | B11 | 25 | 0 | 1999 | 0 | 0 |  | 0 |  | 0 | 0 |  | 0 | 0
NYISO_G-I_2_NYISO_A-F | NYISO_G-I | NYISO_A-F | 2020 | B12 | 200 | 0 | 1999 | 0 | 0 |  | 0 |  | 0 | 0 |  | 0 | 0
NYISO_G-I_2_NYISO_A-F | NYISO_G-I | NYISO_A-F | 2020 | B13 | 600 | 0 | 1999 | 0 | 0 |  | 0 |  | 0 | 0 |  | 0 | 0
NYISO_G-I_2_NYISO_A-F | NYISO_G-I | NYISO_A-F | 2020 | B14 | 900 | 0 | 1999 | 0 | 0 |  | 0 |  | 0 | 0 |  | 0 | 0
NYISO_G-I_2_NYISO_A-F | NYISO_G-I | NYISO_A-F | 2020 | B15 | 1203 | 0 | 1999 | 0 | 0 |  | 0 |  | 0 | 0 |  | 0 | 0
NYISO_G-I_2_NYISO_A-F | NYISO_G-I | NYISO_A-F | 2020 | B16 | 25 | 0 | 1999 | 0 | 0 |  | 0 |  | 0 | 0 |  | 0 | 0
NYISO_G-I_2_NYISO_A-F | NYISO_G-I | NYISO_A-F | 2020 | B17 | 100 | 0 | 1999 | 0 | 0 |  | 0 |  | 0 | 0 |  | 0 | 0
NYISO_G-I_2_NYISO_A-F | NYISO_G-I | NYISO_A-F | 2020 | B18 | 400 | 0 | 1999 | 0 | 0 |  | 0 |  | 0 | 0 |  | 0 | 0
NYISO_G-I_2_NYISO_A-F | NYISO_G-I | NYISO_A-F | 2020 | B19 | 700 | 0 | 1999 | 0 | 0 |  | 0 |  | 0 | 0 |  | 0 | 0
NYISO_G-I_2_NYISO_A-F | NYISO_G-I | NYISO_A-F | 2020 | B20 | 935 | 0 | 1999 | 0 | 0 |  | 0 |  | 0 | 0 |  | 0 | 0
NYISO_G-I_2_NYISO_A-F | NYISO_G-I | NYISO_A-F | 2025 | B1 | 10 | 0 | 1999 | 0 | 0 |  | 0 |  | 0 | 0 |  | 0 | 0
NYISO_G-I_2_NYISO_A-F | NYISO_G-I | NYISO_A-F | 2025 | B2 | 25 | 0 | 1999 | 0 | 0 |  | 0 |  | 0 | 0 |  | 0 | 0
NYISO_G-I_2_NYISO_A-F | NYISO_G-I | NYISO_A-F | 2025 | B3 | 75 | 0 | 1999 | 0 | 0 |  | 0 |  | 0 | 0 |  | 0 | 0
NYISO_G-I_2_NYISO_A-F | NYISO_G-I | NYISO_A-F | 2025 | B4 | 100 | 0 | 1999 | 0 | 0 |  | 0 |  | 0 | 0 |  | 0 | 0
NYISO_G-I_2_NYISO_A-F | NYISO_G-I | NYISO_A-F | 2025 | B5 | 200 | 0 | 1999 | 0 | 0 |  | 0 |  | 0 | 0 |  | 0 | 0
NYISO_G-I_2_NYISO_A-F | NYISO_G-I | NYISO_A-F | 2025 | B6 | 300 | 0 | 1999 | 0 | 0 |  | 0 |  | 0 | 0 |  | 0 | 0
NYISO_G-I_2_NYISO_A-F | NYISO_G-I | NYISO_A-F | 2025 | B7 | 400 | 0 | 1999 | 0 | 0 |  | 0 |  | 0 | 0 |  | 0 | 0
NYISO_G-I_2_NYISO_A-F | NYISO_G-I | NYISO_A-F | 2025 | B8 | 500 | 0 | 1999 | 0 | 0 |  | 0 |  | 0 | 0 |  | 0 | 0
NYISO_G-I_2_NYISO_A-F | NYISO_G-I | NYISO_A-F | 2025 | B9 | 800 | 0 | 1999 | 0 | 0 |  | 0 |  | 0 | 0 |  | 0 | 0
NYISO_G-I_2_NYISO_A-F | NYISO_G-I | NYISO_A-F | 2025 | B10 | 1262 | 0 | 1999 | 0 | 0 |  | 0 |  | 0 | 0 |  | 0 | 0
NYISO_G-I_2_NYISO_A-F | NYISO_G-I | NYISO_A-F | 2025 | B11 | 25 | 0 | 1999 | 0 | 0 |  | 0 |  | 0 | 0 |  | 0 | 0
NYISO_G-I_2_NYISO_A-F | NYISO_G-I | NYISO_A-F | 2025 | B12 | 200 | 0 | 1999 | 0 | 0 |  | 0 |  | 0 | 0 |  | 0 | 0
NYISO_G-I_2_NYISO_A-F | NYISO_G-I | NYISO_A-F | 2025 | B13 | 600 | 0 | 1999 | 0 | 0 |  | 0 |  | 0 | 0 |  | 0 | 0
NYISO_G-I_2_NYISO_A-F | NYISO_G-I | NYISO_A-F | 2025 | B14 | 900 | 0 | 1999 | 0 | 0 |  | 0 |  | 0 | 0 |  | 0 | 0
NYISO_G-I_2_NYISO_A-F | NYISO_G-I | NYISO_A-F | 2025 | B15 | 1203 | 0 | 1999 | 0 | 0 |  | 0 |  | 0 | 0 |  | 0 | 0
NYISO_G-I_2_NYISO_A-F | NYISO_G-I | NYISO_A-F | 2025 | B16 | 25 | 0 | 1999 | 0 | 0 |  | 0 |  | 0 | 0 |  | 0 | 0
NYISO_G-I_2_NYISO_A-F | NYISO_G-I | NYISO_A-F | 2025 | B17 | 100 | 0 | 1999 | 0 | 0 |  | 0 |  | 0 | 0 |  | 0 | 0
NYISO_G-I_2_NYISO_A-F | NYISO_G-I | NYISO_A-F | 2025 | B18 | 400 | 0 | 1999 | 0 | 0 |  | 0 |  | 0 | 0 |  | 0 | 0
NYISO_G-I_2_NYISO_A-F | NYISO_G-I | NYISO_A-F | 2025 | B19 | 700 | 0 | 1999 | 0 | 0 |  | 0 |  | 0 | 0 |  | 0 | 0
NYISO_G-I_2_NYISO_A-F | NYISO_G-I | NYISO_A-F | 2025 | B20 | 935 | 0 | 1999 | 0 | 0 |  | 0 |  | 0 | 0 |  | 0 | 0
NYISO_G-I_2_NYISO_A-F | NYISO_G-I | NYISO_A-F | 2030 | B1 | 10 | 0 | 1999 | 0 | 0 |  | 0 |  | 0 | 0 |  | 0 | 0
NYISO_G-I_2_NYISO_A-F | NYISO_G-I | NYISO_A-F | 2030 | B2 | 25 | 0 | 1999 | 0 | 0 |  | 0 |  | 0 | 0 |  | 0 | 0
NYISO_G-I_2_NYISO_A-F | NYISO_G-I | NYISO_A-F | 2030 | B3 | 75 | 0 | 1999 | 0 | 0 |  | 0 |  | 0 | 0 |  | 0 | 0
NYISO_G-I_2_NYISO_A-F | NYISO_G-I | NYISO_A-F | 2030 | B4 | 100 | 0 | 1999 | 0 | 0 |  | 0 |  | 0 | 0 |  | 0 | 0
NYISO_G-I_2_NYISO_A-F | NYISO_G-I | NYISO_A-F | 2030 | B5 | 200 | 0 | 1999 | 0 | 0 |  | 0 |  | 0 | 0 |  | 0 | 0
NYISO_G-I_2_NYISO_A-F | NYISO_G-I | NYISO_A-F | 2030 | B6 | 300 | 0 | 1999 | 0 | 0 |  | 0 |  | 0 | 0 |  | 0 | 0
NYISO_G-I_2_NYISO_A-F | NYISO_G-I | NYISO_A-F | 2030 | B7 | 400 | 0 | 1999 | 0 | 0 |  | 0 |  | 0 | 0 |  | 0 | 0
NYISO_G-I_2_NYISO_A-F | NYISO_G-I | NYISO_A-F | 2030 | B8 | 500 | 0 | 1999 | 0 | 0 |  | 0 |  | 0 | 0 |  | 0 | 0
NYISO_G-I_2_NYISO_A-F | NYISO_G-I | NYISO_A-F | 2030 | B9 | 800 | 0 | 1999 | 0 | 0 |  | 0 |  | 0 | 0 |  | 0 | 0
NYISO_G-I_2_NYISO_A-F | NYISO_G-I | NYISO_A-F | 2030 | B10 | 1262 | 0 | 1999 | 0 | 0 |  | 0 |  | 0 | 0 |  | 0 | 0
NYISO_G-I_2_NYISO_A-F | NYISO_G-I | NYISO_A-F | 2030 | B11 | 25 | 0 | 1999 | 0 | 0 |  | 0 |  | 0 | 0 |  | 0 | 0
NYISO_G-I_2_NYISO_A-F | NYISO_G-I | NYISO_A-F | 2030 | B12 | 200 | 0 | 1999 | 0 | 0 |  | 0 |  | 0 | 0 |  | 0 | 0
NYISO_G-I_2_NYISO_A-F | NYISO_G-I | NYISO_A-F | 2030 | B13 | 600 | 0 | 1999 | 0 | 0 |  | 0 |  | 0 | 0 |  | 0 | 0
NYISO_G-I_2_NYISO_A-F | NYISO_G-I | NYISO_A-F | 2030 | B14 | 900 | 0 | 1999 | 0 | 0 |  | 0 |  | 0 | 0 |  | 0 | 0
NYISO_G-I_2_NYISO_A-F | NYISO_G-I | NYISO_A-F | 2030 | B15 | 1203 | 0 | 1999 | 0 | 0 |  | 0 |  | 0 | 0 |  | 0 | 0
NYISO_G-I_2_NYISO_A-F | NYISO_G-I | NYISO_A-F | 2030 | B16 | 25 | 0 | 1999 | 0 | 0 |  | 0 |  | 0 | 0 |  | 0 | 0
NYISO_G-I_2_NYISO_A-F | NYISO_G-I | NYISO_A-F | 2030 | B17 | 100 | 0 | 1999 | 0 | 0 |  | 0 |  | 0 | 0 |  | 0 | 0
NYISO_G-I_2_NYISO_A-F | NYISO_G-I | NYISO_A-F | 2030 | B18 | 400 | 0 | 1999 | 0 | 0 |  | 0 |  | 0 | 0 |  | 0 | 0
NYISO_G-I_2_NYISO_A-F | NYISO_G-I | NYISO_A-F | 2030 | B19 | 700 | 0 | 1999 | 0 | 0 |  | 0 |  | 0 | 0 |  | 0 | 0
NYISO_G-I_2_NYISO_A-F | NYISO_G-I | NYISO_A-F | 2030 | B20 | 935 | 0 | 1999 | 0 | 0 |  | 0 |  | 0 | 0 |  | 0 | 0
NYISO_G-I_2_NYISO_A-F | NYISO_G-I | NYISO_A-F | 2035 | B1 | 10 | 0 | 1999 | 0 | 0 |  | 0 |  | 0 | 0 |  | 0 | 0
NYISO_G-I_2_NYISO_A-F | NYISO_G-I | NYISO_A-F | 2035 | B2 | 25 | 0 | 1999 | 0 | 0 |  | 0 |  | 0 | 0 |  | 0 | 0
NYISO_G-I_2_NYISO_A-F | NYISO_G-I | NYISO_A-F | 2035 | B3 | 75 | 0 | 1999 | 0 | 0 |  | 0 |  | 0 | 0 |  | 0 | 0
NYISO_G-I_2_NYISO_A-F | NYISO_G-I | NYISO_A-F | 2035 | B4 | 100 | 0 | 1999 | 0 | 0 |  | 0 |  | 0 | 0 |  | 0 | 0
NYISO_G-I_2_NYISO_A-F | NYISO_G-I | NYISO_A-F | 2035 | B5 | 200 | 0 | 1999 | 0 | 0 |  | 0 |  | 0 | 0 |  | 0 | 0
NYISO_G-I_2_NYISO_A-F | NYISO_G-I | NYISO_A-F | 2035 | B6 | 300 | 0 | 1999 | 0 | 0 |  | 0 |  | 0 | 0 |  | 0 | 0
NYISO_G-I_2_NYISO_A-F | NYISO_G-I | NYISO_A-F | 2035 | B7 | 400 | 0 | 1999 | 0 | 0 |  | 0 |  | 0 | 0 |  | 0 | 0
NYISO_G-I_2_NYISO_A-F | NYISO_G-I | NYISO_A-F | 2035 | B8 | 500 | 0 | 1999 | 0 | 0 |  | 0 |  | 0 | 0 |  | 0 | 0
NYISO_G-I_2_NYISO_A-F | NYISO_G-I | NYISO_A-F | 2035 | B9 | 800 | 0 | 1999 | 0 | 0 |  | 0 |  | 0 | 0 |  | 0 | 0
NYISO_G-I_2_NYISO_A-F | NYISO_G-I | NYISO_A-F | 2035 | B10 | 1262 | 0 | 1999 | 0 | 0 |  | 0 |  | 0 | 0 |  | 0 | 0
NYISO_G-I_2_NYISO_A-F | NYISO_G-I | NYISO_A-F | 2035 | B11 | 25 | 0 | 1999 | 0 | 0 |  | 0 |  | 0 | 0 |  | 0 | 0
NYISO_G-I_2_NYISO_A-F | NYISO_G-I | NYISO_A-F | 2035 | B12 | 200 | 0 | 1999 | 0 | 0 |  | 0 |  | 0 | 0 |  | 0 | 0
NYISO_G-I_2_NYISO_A-F | NYISO_G-I | NYISO_A-F | 2035 | B13 | 600 | 0 | 1999 | 0 | 0 |  | 0 |  | 0 | 0 |  | 0 | 0
NYISO_G-I_2_NYISO_A-F | NYISO_G-I | NYISO_A-F | 2035 | B14 | 900 | 0 | 1999 | 0 | 0 |  | 0 |  | 0 | 0 |  | 0 | 0
NYISO_G-I_2_NYISO_A-F | NYISO_G-I | NYISO_A-F | 2035 | B15 | 1203 | 0 | 1999 | 0 | 0 |  | 0 |  | 0 | 0 |  | 0 | 0
NYISO_G-I_2_NYISO_A-F | NYISO_G-I | NYISO_A-F | 2035 | B16 | 25 | 0 | 1999 | 0 | 0 |  | 0 |  | 0 | 0 |  | 0 | 0
NYISO_G-I_2_NYISO_A-F | NYISO_G-I | NYISO_A-F | 2035 | B17 | 100 | 0 | 1999 | 0 | 0 |  | 0 |  | 0 | 0 |  | 0 | 0
NYISO_G-I_2_NYISO_A-F | NYISO_G-I | NYISO_A-F | 2035 | B18 | 400 | 0 | 1999 | 0 | 0 |  | 0 |  | 0 | 0 |  | 0 | 0
NYISO_G-I_2_NYISO_A-F | NYISO_G-I | NYISO_A-F | 2035 | B19 | 700 | 0 | 1999 | 0 | 0 |  | 0 |  | 0 | 0 |  | 0 | 0
NYISO_G-I_2_NYISO_A-F | NYISO_G-I | NYISO_A-F | 2035 | B20 | 935 | 0 | 1999 | 0 | 0 |  | 0 |  | 0 | 0 |  | 0 | 0
NYISO_G-I_2_NYISO_A-F | NYISO_G-I | NYISO_A-F | 2040 | B1 | 10 | 0 | 1999 | 0 | 0 |  | 0 |  | 0 | 0 |  | 0 | 0
NYISO_G-I_2_NYISO_A-F | NYISO_G-I | NYISO_A-F | 2040 | B2 | 25 | 0 | 1999 | 0 | 0 |  | 0 |  | 0 | 0 |  | 0 | 0
NYISO_G-I_2_NYISO_A-F | NYISO_G-I | NYISO_A-F | 2040 | B3 | 75 | 0 | 1999 | 0 | 0 |  | 0 |  | 0 | 0 |  | 0 | 0
NYISO_G-I_2_NYISO_A-F | NYISO_G-I | NYISO_A-F | 2040 | B4 | 100 | 0 | 1999 | 0 | 0 |  | 0 |  | 0 | 0 |  | 0 | 0
NYISO_G-I_2_NYISO_A-F | NYISO_G-I | NYISO_A-F | 2040 | B5 | 200 | 0 | 1999 | 0 | 0 |  | 0 |  | 0 | 0 |  | 0 | 0
NYISO_G-I_2_NYISO_A-F | NYISO_G-I | NYISO_A-F | 2040 | B6 | 300 | 0 | 1999 | 0 | 0 |  | 0 |  | 0 | 0 |  | 0 | 0
NYISO_G-I_2_NYISO_A-F | NYISO_G-I | NYISO_A-F | 2040 | B7 | 400 | 0 | 1999 | 0 | 0 |  | 0 |  | 0 | 0 |  | 0 | 0
NYISO_G-I_2_NYISO_A-F | NYISO_G-I | NYISO_A-F | 2040 | B8 | 500 | 0 | 1999 | 0 | 0 |  | 0 |  | 0 | 0 |  | 0 | 0
NYISO_G-I_2_NYISO_A-F | NYISO_G-I | NYISO_A-F | 2040 | B9 | 800 | 0 | 1999 | 0 | 0 |  | 0 |  | 0 | 0 |  | 0 | 0
NYISO_G-I_2_NYISO_A-F | NYISO_G-I | NYISO_A-F | 2040 | B10 | 1262 | 0 | 1999 | 0 | 0 |  | 0 |  | 0 | 0 |  | 0 | 0
NYISO_G-I_2_NYISO_A-F | NYISO_G-I | NYISO_A-F | 2040 | B11 | 25 | 0 | 1999 | 0 | 0 |  | 0 |  | 0 | 0 |  | 0 | 0
NYISO_G-I_2_NYISO_A-F | NYISO_G-I | NYISO_A-F | 2040 | B12 | 200 | 0 | 1999 | 0 | 0 |  | 0 |  | 0 | 0 |  | 0 | 0
NYISO_G-I_2_NYISO_A-F | NYISO_G-I | NYISO_A-F | 2040 | B13 | 600 | 0 | 1999 | 0 | 0 |  | 0 |  | 0 | 0 |  | 0 | 0
NYISO_G-I_2_NYISO_A-F | NYISO_G-I | NYISO_A-F | 2040 | B14 | 900 | 0 | 1999 | 0 | 0 |  | 0 |  | 0 | 0 |  | 0 | 0
NYISO_G-I_2_NYISO_A-F | NYISO_G-I | NYISO_A-F | 2040 | B15 | 1203 | 0 | 1999 | 0 | 0 |  | 0 |  | 0 | 0 |  | 0 | 0
NYISO_G-I_2_NYISO_A-F | NYISO_G-I | NYISO_A-F | 2040 | B16 | 25 | 0 | 1999 | 0 | 0 |  | 0 |  | 0 | 0 |  | 0 | 0
NYISO_G-I_2_NYISO_A-F | NYISO_G-I | NYISO_A-F | 2040 | B17 | 100 | 0 | 1999 | 0 | 0 |  | 0 |  | 0 | 0 |  | 0 | 0
NYISO_G-I_2_NYISO_A-F | NYISO_G-I | NYISO_A-F | 2040 | B18 | 400 | 0 | 1999 | 0 | 0 |  | 0 |  | 0 | 0 |  | 0 | 0
NYISO_G-I_2_NYISO_A-F | NYISO_G-I | NYISO_A-F | 2040 | B19 | 700 | 0 | 1999 | 0 | 0 |  | 0 |  | 0 | 0 |  | 0 | 0
NYISO_G-I_2_NYISO_A-F | NYISO_G-I | NYISO_A-F | 2040 | B20 | 935 | 0 | 1999 | 0 | 0 |  | 0 |  | 0 | 0 |  | 0 | 0
NYISO_G-I_2_NYISO_A-F | NYISO_G-I | NYISO_A-F | 2045 | B1 | 10 | 0 | 1999 | 0 | 0 |  | 0 |  | 0 | 0 |  | 0 | 0
NYISO_G-I_2_NYISO_A-F | NYISO_G-I | NYISO_A-F | 2045 | B2 | 25 | 0 | 1999 | 0 | 0 |  | 0 |  | 0 | 0 |  | 0 | 0
NYISO_G-I_2_NYISO_A-F | NYISO_G-I | NYISO_A-F | 2045 | B3 | 75 | 0 | 1999 | 0 | 0 |  | 0 |  | 0 | 0 |  | 0 | 0
NYISO_G-I_2_NYISO_A-F | NYISO_G-I | NYISO_A-F | 2045 | B4 | 100 | 0 | 1999 | 0 | 0 |  | 0 |  | 0 | 0 |  | 0 | 0
NYISO_G-I_2_NYISO_A-F | NYISO_G-I | NYISO_A-F | 2045 | B5 | 200 | 0 | 1999 | 0 | 0 |  | 0 |  | 0 | 0 |  | 0 | 0
NYISO_G-I_2_NYISO_A-F | NYISO_G-I | NYISO_A-F | 2045 | B6 | 300 | 0 | 1999 | 0 | 0 |  | 0 |  | 0 | 0 |  | 0 | 0
NYISO_G-I_2_NYISO_A-F | NYISO_G-I | NYISO_A-F | 2045 | B7 | 400 | 0 | 1999 | 0 | 0 |  | 0 |  | 0 | 0 |  | 0 | 0
NYISO_G-I_2_NYISO_A-F | NYISO_G-I | NYISO_A-F | 2045 | B8 | 500 | 0 | 1999 | 0 | 0 |  | 0 |  | 0 | 0 |  | 0 | 0
NYISO_G-I_2_NYISO_A-F | NYISO_G-I | NYISO_A-F | 2045 | B9 | 800 | 0 | 1999 | 0 | 0 |  | 0 |  | 0 | 0 |  | 0 | 0
NYISO_G-I_2_NYISO_A-F | NYISO_G-I | NYISO_A-F | 2045 | B10 | 1262 | 0 | 1999 | 0 | 0 |  | 0 |  | 0 | 0 |  | 0 | 0
NYISO_G-I_2_NYISO_A-F | NYISO_G-I | NYISO_A-F | 2045 | B11 | 25 | 0 | 1999 | 0 | 0 |  | 0 |  | 0 | 0 |  | 0 | 0
NYISO_G-I_2_NYISO_A-F | NYISO_G-I | NYISO_A-F | 2045 | B12 | 200 | 0 | 1999 | 0 | 0 |  | 0 |  | 0 | 0 |  | 0 | 0
NYISO_G-I_2_NYISO_A-F | NYISO_G-I | NYISO_A-F | 2045 | B13 | 600 | 0 | 1999 | 0 | 0 |  | 0 |  | 0 | 0 |  | 0 | 0
NYISO_G-I_2_NYISO_A-F | NYISO_G-I | NYISO_A-F | 2045 | B14 | 900 | 0 | 1999 | 0 | 0 |  | 0 |  | 0 | 0 |  | 0 | 0
NYISO_G-I_2_NYISO_A-F | NYISO_G-I | NYISO_A-F | 2045 | B15 | 1203 | 0 | 1999 | 0 | 0 |  | 0 |  | 0 | 0 |  | 0 | 0
NYISO_G-I_2_NYISO_A-F | NYISO_G-I | NYISO_A-F | 2045 | B16 | 25 | 0 | 1999 | 0 | 0 |  | 0 |  | 0 | 0 |  | 0 | 0
NYISO_G-I_2_NYISO_A-F | NYISO_G-I | NYISO_A-F | 2045 | B17 | 100 | 0 | 1999 | 0 | 0 |  | 0 |  | 0 | 0 |  | 0 | 0
NYISO_G-I_2_NYISO_A-F | NYISO_G-I | NYISO_A-F | 2045 | B18 | 400 | 0 | 1999 | 0 | 0 |  | 0 |  | 0 | 0 |  | 0 | 0
NYISO_G-I_2_NYISO_A-F | NYISO_G-I | NYISO_A-F | 2045 | B19 | 700 | 0 | 1999 | 0 | 0 |  | 0 |  | 0 | 0 |  | 0 | 0
NYISO_G-I_2_NYISO_A-F | NYISO_G-I | NYISO_A-F | 2045 | B20 | 935 | 0 | 1999 | 0 | 0 |  | 0 |  | 0 | 0 |  | 0 | 0
NYISO_G-I_2_NYISO_A-F | NYISO_G-I | NYISO_A-F | 2050 | B1 | 10 | 0 | 1999 | 0 | 0 |  | 0 |  | 0 | 0 |  | 0 | 0
NYISO_G-I_2_NYISO_A-F | NYISO_G-I | NYISO_A-F | 2050 | B2 | 25 | 0 | 1999 | 0 | 0 |  | 0 |  | 0 | 0 |  | 0 | 0
NYISO_G-I_2_NYISO_A-F | NYISO_G-I | NYISO_A-F | 2050 | B3 | 75 | 0 | 1999 | 0 | 0 |  | 0 |  | 0 | 0 |  | 0 | 0
NYISO_G-I_2_NYISO_A-F | NYISO_G-I | NYISO_A-F | 2050 | B4 | 100 | 0 | 1999 | 0 | 0 |  | 0 |  | 0 | 0 |  | 0 | 0
NYISO_G-I_2_NYISO_A-F | NYISO_G-I | NYISO_A-F | 2050 | B5 | 200 | 0 | 1999 | 0 | 0 |  | 0 |  | 0 | 0 |  | 0 | 0
NYISO_G-I_2_NYISO_A-F | NYISO_G-I | NYISO_A-F | 2050 | B6 | 300 | 0 | 1999 | 0 | 0 |  | 0 |  | 0 | 0 |  | 0 | 0
NYISO_G-I_2_NYISO_A-F | NYISO_G-I | NYISO_A-F | 2050 | B7 | 400 | 0 | 1999 | 0 | 0 |  | 0 |  | 0 | 0 |  | 0 | 0
NYISO_G-I_2_NYISO_A-F | NYISO_G-I | NYISO_A-F | 2050 | B8 | 500 | 0 | 1999 | 0 | 0 |  | 0 |  | 0 | 0 |  | 0 | 0
NYISO_G-I_2_NYISO_A-F | NYISO_G-I | NYISO_A-F | 2050 | B9 | 800 | 0 | 1999 | 0 | 0 |  | 0 |  | 0 | 0 |  | 0 | 0
NYISO_G-I_2_NYISO_A-F | NYISO_G-I | NYISO_A-F | 2050 | B10 | 1262 | 0 | 1999 | 0 | 0 |  | 0 |  | 0 | 0 |  | 0 | 0
NYISO_G-I_2_NYISO_A-F | NYISO_G-I | NYISO_A-F | 2050 | B11 | 25 | 0 | 1999 | 0 | 0 |  | 0 |  | 0 | 0 |  | 0 | 0
NYISO_G-I_2_NYISO_A-F | NYISO_G-I | NYISO_A-F | 2050 | B12 | 200 | 0 | 1999 | 0 | 0 |  | 0 |  | 0 | 0 |  | 0 | 0
NYISO_G-I_2_NYISO_A-F | NYISO_G-I | NYISO_A-F | 2050 | B13 | 600 | 0 | 1999 | 0 | 0 |  | 0 |  | 0 | 0 |  | 0 | 0
NYISO_G-I_2_NYISO_A-F | NYISO_G-I | NYISO_A-F | 2050 | B14 | 900 | 0 | 1999 | 0 | 0 |  | 0 |  | 0 | 0 |  | 0 | 0
NYISO_G-I_2_NYISO_A-F | NYISO_G-I | NYISO_A-F | 2050 | B15 | 1203 | 0 | 1999 | 0 | 0 |  | 0 |  | 0 | 0 |  | 0 | 0
NYISO_G-I_2_NYISO_A-F | NYISO_G-I | NYISO_A-F | 2050 | B16 | 25 | 0 | 1999 | 0 | 0 |  | 0 |  | 0 | 0 |  | 0 | 0
NYISO_G-I_2_NYISO_A-F | NYISO_G-I | NYISO_A-F | 2050 | B17 | 100 | 0 | 1999 | 0 | 0 |  | 0 |  | 0 | 0 |  | 0 | 0
NYISO_G-I_2_NYISO_A-F | NYISO_G-I | NYISO_A-F | 2050 | B18 | 400 | 0 | 1999 | 0 | 0 |  | 0 |  | 0 | 0 |  | 0 | 0
NYISO_G-I_2_NYISO_A-F | NYISO_G-I | NYISO_A-F | 2050 | B19 | 700 | 0 | 1999 | 0 | 0 |  | 0 |  | 0 | 0 |  | 0 | 0
NYISO_G-I_2_NYISO_A-F | NYISO_G-I | NYISO_A-F | 2050 | B20 | 935 | 0 | 1999 | 0 | 0 |  | 0 |  | 0 | 0 |  | 0 | 0
NYISO_G-I_2_NYISO_J-K | NYISO_G-I | NYISO_J-K | 2015 | B1 | 10 | 0 | 6130 | 4532.69 | 5631.33 |  | 0 |  | 0 | 0 |  | 0 | 0
NYISO_G-I_2_NYISO_J-K | NYISO_G-I | NYISO_J-K | 2015 | B2 | 25 | 0 | 6130 | 4653.67 | 4983.67 |  | 0 |  | 0 | 0 |  | 0 | 0
NYISO_G-I_2_NYISO_J-K | NYISO_G-I | NYISO_J-K | 2015 | B3 | 75 | 0 | 6130 | 3666.8 | 3274.91 |  | 0 |  | 0 | 0 |  | 0 | 0
NYISO_G-I_2_NYISO_J-K | NYISO_G-I | NYISO_J-K | 2015 | B4 | 100 | 0 | 6130 | 4175.92 | 5033.59 |  | 0 |  | 0 | 0 |  | 0 | 0
NYISO_G-I_2_NYISO_J-K | NYISO_G-I | NYISO_J-K | 2015 | B5 | 200 | 0 | 6130 | 5164.67 | 5164.67 |  | 0 |  | 0 | 0 |  | 0 | 0
NYISO_G-I_2_NYISO_J-K | NYISO_G-I | NYISO_J-K | 2015 | B6 | 300 | 0 | 6130 | 5353 | 5335.16 |  | 0 |  | 0 | 0 |  | 0 | 0
NYISO_G-I_2_NYISO_J-K | NYISO_G-I | NYISO_J-K | 2015 | B7 | 400 | 0 | 6130 | 5523.66 | 5523.66 |  | 0 |  | 0 | 0 |  | 0 | 0
NYISO_G-I_2_NYISO_J-K | NYISO_G-I | NYISO_J-K | 2015 | B8 | 500 | 0 | 6130 | 5251.49 | 5251.49 |  | 0 |  | 0 | 0 |  | 0 | 0
NYISO_G-I_2_NYISO_J-K | NYISO_G-I | NYISO_J-K | 2015 | B9 | 800 | 0 | 6130 | 4852.25 | 4852.25 |  | 0 |  | 0 | 0 |  | 0 | 0
NYISO_G-I_2_NYISO_J-K | NYISO_G-I | NYISO_J-K | 2015 | B10 | 1262 | 0 | 6130 | 3174.1 | 3174.1 |  | 0 |  | 0 | 0 |  | 0 | 0
NYISO_G-I_2_NYISO_J-K | NYISO_G-I | NYISO_J-K | 2015 | B11 | 25 | 0 | 6130 | 3881.72 | 0 |  | 0 |  | 0 | 0 |  | 0 | 0
NYISO_G-I_2_NYISO_J-K | NYISO_G-I | NYISO_J-K | 2015 | B12 | 200 | 0 | 6130 | 4553.11 | 4553.11 |  | 0 |  | 0 | 0 |  | 0 | 0
NYISO_G-I_2_NYISO_J-K | NYISO_G-I | NYISO_J-K | 2015 | B13 | 600 | 0 | 6130 | 4558.46 | 4717.51 |  | 0 |  | 0 | 0 |  | 0 | 0
NYISO_G-I_2_NYISO_J-K | NYISO_G-I | NYISO_J-K | 2015 | B14 | 900 | 0 | 6130 | 4036.86 | 4036.86 |  | 0 |  | 0 | 0 |  | 0 | 0
NYISO_G-I_2_NYISO_J-K | NYISO_G-I | NYISO_J-K | 2015 | B15 | 1203 | 0 | 6130 | 3391.11 | 2818.85 |  | 0 |  | 0 | 0 |  | 0 | 0
NYISO_G-I_2_NYISO_J-K | NYISO_G-I | NYISO_J-K | 2015 | B16 | 25 | 0 | 6130 | 5496.5 | 5819.05 |  | 0 |  | 0 | 0 |  | 0 | 0
NYISO_G-I_2_NYISO_J-K | NYISO_G-I | NYISO_J-K | 2015 | B17 | 100 | 100 | 6130 | 5460.5 | 6130 |  | 501.9 |  | 0 | 0.01187 |  | 0 | 0
NYISO_G-I_2_NYISO_J-K | NYISO_G-I | NYISO_J-K | 2015 | B18 | 400 | 400 | 6130 | 5372.98 | 6130 |  | 1142.48 |  | 0 | 0.01187 |  | 0 | 0
NYISO_G-I_2_NYISO_J-K | NYISO_G-I | NYISO_J-K | 2015 | B19 | 700 | 700 | 6130 | 5249.39 | 6130 |  | 719.07 |  | 0 | 0.01187 |  | 0 | 0
NYISO_G-I_2_NYISO_J-K | NYISO_G-I | NYISO_J-K | 2015 | B20 | 935 | 0 | 6130 | 4937.79 | 4937.79 |  | 0 |  | 0 | 0 |  | 0 | 0
NYISO_G-I_2_NYISO_J-K | NYISO_G-I | NYISO_J-K | 2020 | B1 | 10 | 10 | 6130 | 3830.57 | 6130 |  | 213.9 |  | 0 | 0.01187 |  | 0 | 0
NYISO_G-I_2_NYISO_J-K | NYISO_G-I | NYISO_J-K | 2020 | B2 | 25 | 0 | 6130 | 4418.02 | 6015.89 |  | 0 |  | 0 | 0 |  | 0 | 0
NYISO_G-I_2_NYISO_J-K | NYISO_G-I | NYISO_J-K | 2020 | B3 | 75 | 0 | 6130 | 4691.36 | 4691.36 |  | 0 |  | 0 | 0 |  | 0 | 0
NYISO_G-I_2_NYISO_J-K | NYISO_G-I | NYISO_J-K | 2020 | B4 | 100 | 0 | 6130 | 3614.18 | 1525.03 |  | 0 |  | 0 | 0 |  | 0 | 0
NYISO_G-I_2_NYISO_J-K | NYISO_G-I | NYISO_J-K | 2020 | B5 | 200 | 0 | 6130 | 3672.74 | 0 |  | 0 |  | 0 | 0 |  | 0 | 0
NYISO_G-I_2_NYISO_J-K | NYISO_G-I | NYISO_J-K | 2020 | B6 | 300 | 0 | 6130 | 5292.84 | 3361.04 |  | 0 |  | 0 | 0 |  | 0 | 0
NYISO_G-I_2_NYISO_J-K | NYISO_G-I | NYISO_J-K | 2020 | B7 | 400 | 0 | 6130 | 4782.88 | 4782.88 |  | 0 |  | 0 | 0 |  | 0 | 0
NYISO_G-I_2_NYISO_J-K | NYISO_G-I | NYISO_J-K | 2020 | B8 | 500 | 0 | 6130 | 5499.4 | 5499.4 |  | 0 |  | 0 | 0 |  | 0 | 0
NYISO_G-I_2_NYISO_J-K | NYISO_G-I | NYISO_J-K | 2020 | B9 | 800 | 0 | 6130 | 5096.38 | 5096.38 |  | 0 |  | 0 | 0 |  | 0 | 0
NYISO_G-I_2_NYISO_J-K | NYISO_G-I | NYISO_J-K | 2020 | B10 | 1262 | 0 | 6130 | 3373.94 | 3373.94 |  | 0 |  | 0 | 0 |  | 0 | 0
NYISO_G-I_2_NYISO_J-K | NYISO_G-I | NYISO_J-K | 2020 | B11 | 25 | 0 | 6130 | 4229.81 | 793.39 |  | 0 |  | 0 | 0 |  | 0 | 0
NYISO_G-I_2_NYISO_J-K | NYISO_G-I | NYISO_J-K | 2020 | B12 | 200 | 0 | 6130 | 3541.15 | 4082.5 |  | 0 |  | 0 | 0 |  | 0 | 0
NYISO_G-I_2_NYISO_J-K | NYISO_G-I | NYISO_J-K | 2020 | B13 | 600 | 0 | 6130 | 4558.95 | 4558.95 |  | 0 |  | 0 | 0 |  | 0 | 0
NYISO_G-I_2_NYISO_J-K | NYISO_G-I | NYISO_J-K | 2020 | B14 | 900 | 0 | 6130 | 4227.61 | 4227.61 |  | 0 |  | 0 | 0 |  | 0 | 0
NYISO_G-I_2_NYISO_J-K | NYISO_G-I | NYISO_J-K | 2020 | B15 | 1203 | 0 | 6130 | 3475.71 | 3064.57 |  | 0 |  | 0 | 0 |  | 0 | 0
NYISO_G-I_2_NYISO_J-K | NYISO_G-I | NYISO_J-K | 2020 | B16 | 25 | 0 | 6130 | 4869.51 | 4014.14 |  | 0 |  | 0 | 0 |  | 0 | 0
NYISO_G-I_2_NYISO_J-K | NYISO_G-I | NYISO_J-K | 2020 | B17 | 100 | 100 | 6130 | 4524.87 | 6130 |  | 9.55 |  | 0 | 0.01187 |  | 0 | 0
NYISO_G-I_2_NYISO_J-K | NYISO_G-I | NYISO_J-K | 2020 | B18 | 400 | 400 | 6130 | 5687.49 | 6130 |  | 1347 |  | 0 | 0.01187 |  | 0 | 0
NYISO_G-I_2_NYISO_J-K | NYISO_G-I | NYISO_J-K | 2020 | B19 | 700 | 700 | 6130 | 5851.69 | 6130 |  | 925.25 |  | 0 | 0.01187 |  | 0 | 0
NYISO_G-I_2_NYISO_J-K | NYISO_G-I | NYISO_J-K | 2020 | B20 | 935 | 0 | 6130 | 5432.21 | 5432.21 |  | 0 |  | 0 | 0 |  | 0 | 0
NYISO_G-I_2_NYISO_J-K | NYISO_G-I | NYISO_J-K | 2025 | B1 | 10 | 0 | 6130 | 3758.41 | 4197.18 |  | 0 |  | 0 | 0 |  | 0 | 0
NYISO_G-I_2_NYISO_J-K | NYISO_G-I | NYISO_J-K | 2025 | B2 | 25 | 0 | 6130 | 3906.74 | 4315.86 |  | 0 |  | 0 | 0 |  | 0 | 0
NYISO_G-I_2_NYISO_J-K | NYISO_G-I | NYISO_J-K | 2025 | B3 | 75 | 0 | 6130 | 4598.06 | 3323.49 |  | 0 |  | 0 | 0 |  | 0 | 0
NYISO_G-I_2_NYISO_J-K | NYISO_G-I | NYISO_J-K | 2025 | B4 | 100 | 0 | 6130 | 3571.69 | 1159.12 |  | 0 |  | 0 | 0 |  | 0 | 0
NYISO_G-I_2_NYISO_J-K | NYISO_G-I | NYISO_J-K | 2025 | B5 | 200 | 0 | 6130 | 3700.27 | 0 |  | 0 |  | 0 | 0 |  | 0 | 0
NYISO_G-I_2_NYISO_J-K | NYISO_G-I | NYISO_J-K | 2025 | B6 | 300 | 0 | 6130 | 3883.42 | 1632.91 |  | 0 |  | 0 | 0 |  | 0 | 0
NYISO_G-I_2_NYISO_J-K | NYISO_G-I | NYISO_J-K | 2025 | B7 | 400 | 0 | 6130 | 4710.83 | 4042.69 |  | 0 |  | 0 | 0 |  | 0 | 0
NYISO_G-I_2_NYISO_J-K | NYISO_G-I | NYISO_J-K | 2025 | B8 | 500 | 0 | 6130 | 5431.46 | 5434.75 |  | 0 |  | 0 | 0 |  | 0 | 0
NYISO_G-I_2_NYISO_J-K | NYISO_G-I | NYISO_J-K | 2025 | B9 | 800 | 0 | 6130 | 5033.79 | 5037.08 |  | 0 |  | 0 | 0 |  | 0 | 0
NYISO_G-I_2_NYISO_J-K | NYISO_G-I | NYISO_J-K | 2025 | B10 | 1262 | 0 | 6130 | 3322.42 | 3325.7 |  | 0 |  | 0 | 0 |  | 0 | 0
NYISO_G-I_2_NYISO_J-K | NYISO_G-I | NYISO_J-K | 2025 | B11 | 25 | 0 | 6130 | 4277.84 | 441.94 |  | 0 |  | 0 | 0 |  | 0 | 0
NYISO_G-I_2_NYISO_J-K | NYISO_G-I | NYISO_J-K | 2025 | B12 | 200 | 0 | 6130 | 3577.9 | 3563.91 |  | 0 |  | 0 | 0 |  | 0 | 0
NYISO_G-I_2_NYISO_J-K | NYISO_G-I | NYISO_J-K | 2025 | B13 | 600 | 0 | 6130 | 4439.15 | 4439.15 |  | 0 |  | 0 | 0 |  | 0 | 0
NYISO_G-I_2_NYISO_J-K | NYISO_G-I | NYISO_J-K | 2025 | B14 | 900 | 0 | 6130 | 3960.73 | 3824.87 |  | 0 |  | 0 | 0 |  | 0 | 0
NYISO_G-I_2_NYISO_J-K | NYISO_G-I | NYISO_J-K | 2025 | B15 | 1203 | 0 | 6130 | 3748.92 | 3665.89 |  | 0 |  | 0 | 0 |  | 0 | 0
NYISO_G-I_2_NYISO_J-K | NYISO_G-I | NYISO_J-K | 2025 | B16 | 25 | 0 | 6130 | 4682.3 | 5526.41 |  | 0 |  | 0 | 0 |  | 0 | 0
NYISO_G-I_2_NYISO_J-K | NYISO_G-I | NYISO_J-K | 2025 | B17 | 100 | 0 | 6130 | 4339.88 | 5646.79 |  | 0 |  | 0 | 0 |  | 0 | 0
NYISO_G-I_2_NYISO_J-K | NYISO_G-I | NYISO_J-K | 2025 | B18 | 400 | 0 | 6130 | 5710.86 | 5710.86 |  | 0 |  | 0 | 0 |  | 0 | 0
NYISO_G-I_2_NYISO_J-K | NYISO_G-I | NYISO_J-K | 2025 | B19 | 700 | 0 | 6130 | 5873.76 | 5873.76 |  | 0 |  | 0 | 0 |  | 0 | 0
NYISO_G-I_2_NYISO_J-K | NYISO_G-I | NYISO_J-K | 2025 | B20 | 935 | 0 | 6130 | 4961.73 | 4726.97 |  | 0 |  | 0 | 0 |  | 0 | 0
NYISO_G-I_2_NYISO_J-K | NYISO_G-I | NYISO_J-K | 2030 | B1 | 10 | 0 | 6130 | 4036.25 | 5709.48 |  | 0 |  | 0 | 0 |  | 0 | 0
NYISO_G-I_2_NYISO_J-K | NYISO_G-I | NYISO_J-K | 2030 | B2 | 25 | 0 | 6130 | 3633.43 | 5570.98 |  | 0 |  | 0 | 0 |  | 0 | 0
NYISO_G-I_2_NYISO_J-K | NYISO_G-I | NYISO_J-K | 2030 | B3 | 75 | 0 | 6130 | 4379.94 | 5179.77 |  | 0 |  | 0 | 0 |  | 0 | 0
NYISO_G-I_2_NYISO_J-K | NYISO_G-I | NYISO_J-K | 2030 | B4 | 100 | 0 | 6130 | 3739 | 3739 |  | 0 |  | 0 | 0 |  | 0 | 0
NYISO_G-I_2_NYISO_J-K | NYISO_G-I | NYISO_J-K | 2030 | B5 | 200 | 0 | 6130 | 3872.57 | 3872.57 |  | 0 |  | 0 | 0 |  | 0 | 0
NYISO_G-I_2_NYISO_J-K | NYISO_G-I | NYISO_J-K | 2030 | B6 | 300 | 0 | 6130 | 5415.66 | 4039.44 |  | 0 |  | 0 | 0 |  | 0 | 0
NYISO_G-I_2_NYISO_J-K | NYISO_G-I | NYISO_J-K | 2030 | B7 | 400 | 0 | 6130 | 5697.12 | 5697.12 |  | 0 |  | 0 | 0 |  | 0 | 0
NYISO_G-I_2_NYISO_J-K | NYISO_G-I | NYISO_J-K | 2030 | B8 | 500 | 0 | 6130 | 5253.85 | 5296.23 |  | 0 |  | 0 | 0 |  | 0 | 0
NYISO_G-I_2_NYISO_J-K | NYISO_G-I | NYISO_J-K | 2030 | B9 | 800 | 0 | 6130 | 4975.89 | 4975.89 |  | 0 |  | 0 | 0 |  | 0 | 0
NYISO_G-I_2_NYISO_J-K | NYISO_G-I | NYISO_J-K | 2030 | B10 | 1262 | 0 | 6130 | 4807.42 | 3508.64 |  | 0 |  | 0 | 0 |  | 0 | 0
NYISO_G-I_2_NYISO_J-K | NYISO_G-I | NYISO_J-K | 2030 | B11 | 25 | 0 | 6130 | 5196.64 | 4424.4 |  | 0 |  | 0 | 0 |  | 0 | 0
NYISO_G-I_2_NYISO_J-K | NYISO_G-I | NYISO_J-K | 2030 | B12 | 200 | 0 | 6130 | 4530.02 | 4397.62 |  | 0 |  | 0 | 0 |  | 0 | 0
NYISO_G-I_2_NYISO_J-K | NYISO_G-I | NYISO_J-K | 2030 | B13 | 600 | 0 | 6130 | 4507.56 | 4507.56 |  | 0 |  | 0 | 0 |  | 0 | 0
NYISO_G-I_2_NYISO_J-K | NYISO_G-I | NYISO_J-K | 2030 | B14 | 900 | 0 | 6130 | 4652.35 | 4652.35 |  | 0 |  | 0 | 0 |  | 0 | 0
NYISO_G-I_2_NYISO_J-K | NYISO_G-I | NYISO_J-K | 2030 | B15 | 1203 | 0 | 6130 | 4057.16 | 4111.56 |  | 0 |  | 0 | 0 |  | 0 | 0
NYISO_G-I_2_NYISO_J-K | NYISO_G-I | NYISO_J-K | 2030 | B16 | 25 | 25 | 6130 | 5728.55 | 6130 |  | 122.79 |  | 0 | 0.01187 |  | 0 | 0
NYISO_G-I_2_NYISO_J-K | NYISO_G-I | NYISO_J-K | 2030 | B17 | 100 | 0 | 6130 | 5857.51 | 5462.99 |  | 0 |  | 0 | 0 |  | 0 | 0
NYISO_G-I_2_NYISO_J-K | NYISO_G-I | NYISO_J-K | 2030 | B18 | 400 | 0 | 6130 | 5909.05 | 4945.25 |  | 0 |  | 0 | 0 |  | 0 | 0
NYISO_G-I_2_NYISO_J-K | NYISO_G-I | NYISO_J-K | 2030 | B19 | 700 | 0 | 6130 | 6064.64 | 5999.45 |  | 0 |  | 0 | 0 |  | 0 | 0
NYISO_G-I_2_NYISO_J-K | NYISO_G-I | NYISO_J-K | 2030 | B20 | 935 | 0 | 6130 | 5389.49 | 4836.11 |  | 0 |  | 0 | 0 |  | 0 | 0
NYISO_G-I_2_NYISO_J-K | NYISO_G-I | NYISO_J-K | 2035 | B1 | 10 | 0 | 6130 | 4024.43 | 4721.75 |  | 0 |  | 0 | 0 |  | 0 | 0
NYISO_G-I_2_NYISO_J-K | NYISO_G-I | NYISO_J-K | 2035 | B2 | 25 | 0 | 6130 | 3645.16 | 4997.06 |  | 0 |  | 0 | 0 |  | 0 | 0
NYISO_G-I_2_NYISO_J-K | NYISO_G-I | NYISO_J-K | 2035 | B3 | 75 | 0 | 6130 | 4240.71 | 4923.97 |  | 0 |  | 0 | 0 |  | 0 | 0
NYISO_G-I_2_NYISO_J-K | NYISO_G-I | NYISO_J-K | 2035 | B4 | 100 | 0 | 6130 | 3626.74 | 3798.34 |  | 0 |  | 0 | 0 |  | 0 | 0
NYISO_G-I_2_NYISO_J-K | NYISO_G-I | NYISO_J-K | 2035 | B5 | 200 | 0 | 6130 | 5759.31 | 3929.91 |  | 0 |  | 0 | 0 |  | 0 | 0
NYISO_G-I_2_NYISO_J-K | NYISO_G-I | NYISO_J-K | 2035 | B6 | 300 | 0 | 6130 | 5342.61 | 5402.02 |  | 0 |  | 0 | 0 |  | 0 | 0
NYISO_G-I_2_NYISO_J-K | NYISO_G-I | NYISO_J-K | 2035 | B7 | 400 | 0 | 6130 | 5581 | 5139.31 |  | 0 |  | 0 | 0 |  | 0 | 0
NYISO_G-I_2_NYISO_J-K | NYISO_G-I | NYISO_J-K | 2035 | B8 | 500 | 0 | 6130 | 5150.77 | 5266.3 |  | 0 |  | 0 | 0 |  | 0 | 0
NYISO_G-I_2_NYISO_J-K | NYISO_G-I | NYISO_J-K | 2035 | B9 | 800 | 0 | 6130 | 5357.11 | 4467.85 |  | 0 |  | 0 | 0 |  | 0 | 0
NYISO_G-I_2_NYISO_J-K | NYISO_G-I | NYISO_J-K | 2035 | B10 | 1262 | 0 | 6130 | 4720.54 | 3026.26 |  | 0 |  | 0 | 0 |  | 0 | 0
NYISO_G-I_2_NYISO_J-K | NYISO_G-I | NYISO_J-K | 2035 | B11 | 25 | 0 | 6130 | 5119.49 | 3857.42 |  | 0 |  | 0 | 0 |  | 0 | 0
NYISO_G-I_2_NYISO_J-K | NYISO_G-I | NYISO_J-K | 2035 | B12 | 200 | 0 | 6130 | 4651.6 | 4523.23 |  | 0 |  | 0 | 0 |  | 0 | 0
NYISO_G-I_2_NYISO_J-K | NYISO_G-I | NYISO_J-K | 2035 | B13 | 600 | 0 | 6130 | 4421.88 | 4578.06 |  | 0 |  | 0 | 0 |  | 0 | 0
NYISO_G-I_2_NYISO_J-K | NYISO_G-I | NYISO_J-K | 2035 | B14 | 900 | 0 | 6130 | 4565.52 | 4721.7 |  | 0 |  | 0 | 0 |  | 0 | 0
NYISO_G-I_2_NYISO_J-K | NYISO_G-I | NYISO_J-K | 2035 | B15 | 1203 | 0 | 6130 | 4959.88 | 4063.37 |  | 0 |  | 0 | 0 |  | 0 | 0
NYISO_G-I_2_NYISO_J-K | NYISO_G-I | NYISO_J-K | 2035 | B16 | 25 | 0 | 6130 | 5631.23 | 5801.83 |  | 0 |  | 0 | 0 |  | 0 | 0
NYISO_G-I_2_NYISO_J-K | NYISO_G-I | NYISO_J-K | 2035 | B17 | 100 | 0 | 6130 | 5740.68 | 5911.29 |  | 0 |  | 0 | 0 |  | 0 | 0
NYISO_G-I_2_NYISO_J-K | NYISO_G-I | NYISO_J-K | 2035 | B18 | 400 | 0 | 6130 | 5791.7 | 5962.31 |  | 0 |  | 0 | 0 |  | 0 | 0
NYISO_G-I_2_NYISO_J-K | NYISO_G-I | NYISO_J-K | 2035 | B19 | 700 | 0 | 6130 | 5946 | 6116.61 |  | 0 |  | 0 | 0 |  | 0 | 0
NYISO_G-I_2_NYISO_J-K | NYISO_G-I | NYISO_J-K | 2035 | B20 | 935 | 0 | 6130 | 5267.8 | 4796.28 |  | 0 |  | 0 | 0 |  | 0 | 0
NYISO_G-I_2_NYISO_J-K | NYISO_G-I | NYISO_J-K | 2040 | B1 | 10 | 0 | 6130 | 4827.37 | 3641.72 |  | 0 |  | 0 | 0 |  | 0 | 7.2978
NYISO_G-I_2_NYISO_J-K | NYISO_G-I | NYISO_J-K | 2040 | B2 | 25 | 0 | 6130 | 4450.83 | 3892.77 |  | 0 |  | 0 | 0 |  | 0 | 7.2978
NYISO_G-I_2_NYISO_J-K | NYISO_G-I | NYISO_J-K | 2040 | B3 | 75 | 0 | 6130 | 4266.28 | 5148.7 |  | 0 |  | 0 | 0 |  | 0 | 7.2978
NYISO_G-I_2_NYISO_J-K | NYISO_G-I | NYISO_J-K | 2040 | B4 | 100 | 0 | 6130 | 4682.66 | 3932.06 |  | 0 |  | 0 | 0 |  | 0 | 7.2978
NYISO_G-I_2_NYISO_J-K | NYISO_G-I | NYISO_J-K | 2040 | B5 | 200 | 0 | 6130 | 6004.28 | 4062.64 |  | 0 |  | 0 | 0 |  | 0 | 7.2978
NYISO_G-I_2_NYISO_J-K | NYISO_G-I | NYISO_J-K | 2040 | B6 | 300 | 0 | 6130 | 6130 | 4638.09 |  | 0 |  | 8.5939 | 0 |  | 1.1089 | 7.2978
NYISO_G-I_2_NYISO_J-K | NYISO_G-I | NYISO_J-K | 2040 | B7 | 400 | 0 | 6130 | 5691.38 | 4431.83 |  | 0 |  | 0 | 0 |  | 0 | 7.2978
NYISO_G-I_2_NYISO_J-K | NYISO_G-I | NYISO_J-K | 2040 | B8 | 500 | 0 | 6130 | 5971.33 | 5164.64 |  | 0 |  | 0 | 0 |  | 0 | 7.2978
NYISO_G-I_2_NYISO_J-K | NYISO_G-I | NYISO_J-K | 2040 | B9 | 800 | 0 | 6130 | 6130 | 4474.13 |  | 0 |  | 13.057 | 0 |  | 4.4927 | 7.2978
NYISO_G-I_2_NYISO_J-K | NYISO_G-I | NYISO_J-K | 2040 | B10 | 1262 | 0 | 6130 | 5870.22 | 2925.5 |  | 0 |  | 0 | 0 |  | 0 | 7.2978
NYISO_G-I_2_NYISO_J-K | NYISO_G-I | NYISO_J-K | 2040 | B11 | 25 | 0 | 6130 | 5455.51 | 5144.48 |  | 0 |  | 0 | 0 |  | 0 | 7.2978
NYISO_G-I_2_NYISO_J-K | NYISO_G-I | NYISO_J-K | 2040 | B12 | 200 | 0 | 6130 | 5986.13 | 4457.87 |  | 0 |  | 0 | 0 |  | 0 | 7.2978
NYISO_G-I_2_NYISO_J-K | NYISO_G-I | NYISO_J-K | 2040 | B13 | 600 | 0 | 6130 | 5950.9 | 4291.1 |  | 0 |  | 0 | 0 |  | 0 | 7.2978
NYISO_G-I_2_NYISO_J-K | NYISO_G-I | NYISO_J-K | 2040 | B14 | 900 | 0 | 6130 | 5736.72 | 4671.53 |  | 0 |  | 0 | 0 |  | 0 | 7.2978
NYISO_G-I_2_NYISO_J-K | NYISO_G-I | NYISO_J-K | 2040 | B15 | 1203 | 0 | 6130 | 5017.22 | 3872.07 |  | 0 |  | 0 | 0 |  | 0 | 7.2978
NYISO_G-I_2_NYISO_J-K | NYISO_G-I | NYISO_J-K | 2040 | B16 | 25 | 0 | 6130 | 6130 | 5817.97 |  | 0 |  | 3.288 | 0 |  | 0.035355 | 7.2978
NYISO_G-I_2_NYISO_J-K | NYISO_G-I | NYISO_J-K | 2040 | B17 | 100 | 0 | 6130 | 6130 | 5926.48 |  | 0 |  | 20.001 | 0 |  | 0.86026 | 7.2978
NYISO_G-I_2_NYISO_J-K | NYISO_G-I | NYISO_J-K | 2040 | B18 | 400 | 0 | 6130 | 6130 | 5976.98 |  | 0 |  | 11.1697 | 0 |  | 1.9217 | 7.2978
NYISO_G-I_2_NYISO_J-K | NYISO_G-I | NYISO_J-K | 2040 | B19 | 700 | 0 | 6130 | 6130 | 6130 |  | 0 |  | 4.3563 | 2.3859 |  | 1.3116 | 7.2978
NYISO_G-I_2_NYISO_J-K | NYISO_G-I | NYISO_J-K | 2040 | B20 | 935 | 0 | 6130 | 5396.99 | 4744.41 |  | 0 |  | 0 | 0 |  | 0 | 7.2978
NYISO_G-I_2_NYISO_J-K | NYISO_G-I | NYISO_J-K | 2045 | B1 | 10 | 0 | 6130 | 4821.21 | 6130 |  | 0 |  | 0 | 5.9825 |  | 0 | 34.843
NYISO_G-I_2_NYISO_J-K | NYISO_G-I | NYISO_J-K | 2045 | B2 | 25 | 0 | 6130 | 4377.19 | 5735.89 |  | 0 |  | 0 | 0 |  | 0 | 34.843
NYISO_G-I_2_NYISO_J-K | NYISO_G-I | NYISO_J-K | 2045 | B3 | 75 | 0 | 6130 | 4227.7 | 4236.78 |  | 0 |  | 0 | 0 |  | 0 | 34.843
NYISO_G-I_2_NYISO_J-K | NYISO_G-I | NYISO_J-K | 2045 | B4 | 100 | 0 | 6130 | 5041.89 | 5642.4 |  | 0 |  | 0 | 0 |  | 0 | 34.843
NYISO_G-I_2_NYISO_J-K | NYISO_G-I | NYISO_J-K | 2045 | B5 | 200 | 0 | 6130 | 6130 | 6130 |  | 0 |  | 8.036 | 4.6174 |  | 0.31208 | 34.843
NYISO_G-I_2_NYISO_J-K | NYISO_G-I | NYISO_J-K | 2045 | B6 | 300 | 0 | 6130 | 6130 | 5429.92 |  | 0 |  | 3.561 | 0 |  | 0.20744 | 34.843
NYISO_G-I_2_NYISO_J-K | NYISO_G-I | NYISO_J-K | 2045 | B7 | 400 | 0 | 6130 | 6130 | 4402.25 |  | 0 |  | 25.7104 | 0 |  | 1.9969 | 34.843
NYISO_G-I_2_NYISO_J-K | NYISO_G-I | NYISO_J-K | 2045 | B8 | 500 | 0 | 6130 | 6130 | 4786.02 |  | 0 |  | 30.589 | 0 |  | 2.9698 | 34.843
NYISO_G-I_2_NYISO_J-K | NYISO_G-I | NYISO_J-K | 2045 | B9 | 800 | 0 | 6130 | 6130 | 4287.06 |  | 0 |  | 7.3713 | 0 |  | 1.1451 | 34.843
NYISO_G-I_2_NYISO_J-K | NYISO_G-I | NYISO_J-K | 2045 | B10 | 1262 | 0 | 6130 | 5543.64 | 2619.24 |  | 0 |  | 0 | 0 |  | 0 | 34.843
NYISO_G-I_2_NYISO_J-K | NYISO_G-I | NYISO_J-K | 2045 | B11 | 25 | 0 | 6130 | 6130 | 4260.33 |  | 0 |  | 13.9829 | 0 |  | 0.067878 | 34.843
NYISO_G-I_2_NYISO_J-K | NYISO_G-I | NYISO_J-K | 2045 | B12 | 200 | 0 | 6130 | 6130 | 4391.63 |  | 0 |  | 29.6038 | 0 |  | 1.1497 | 34.843
NYISO_G-I_2_NYISO_J-K | NYISO_G-I | NYISO_J-K | 2045 | B13 | 600 | 0 | 6130 | 6130 | 4725.84 |  | 0 |  | 108.8835 | 0 |  | 12.6855 | 34.843
NYISO_G-I_2_NYISO_J-K | NYISO_G-I | NYISO_J-K | 2045 | B14 | 900 | 0 | 6130 | 6130 | 4867.21 |  | 0 |  | 13.9829 | 0 |  | 2.4436 | 34.843
NYISO_G-I_2_NYISO_J-K | NYISO_G-I | NYISO_J-K | 2045 | B15 | 1203 | 0 | 6130 | 4611.27 | 3964.27 |  | 0 |  | 0 | 0 |  | 0 | 34.843
NYISO_G-I_2_NYISO_J-K | NYISO_G-I | NYISO_J-K | 2045 | B16 | 25 | 0 | 6130 | 6130 | 6017.75 |  | 0 |  | 13.9829 | 0 |  | 0.067878 | 34.843
NYISO_G-I_2_NYISO_J-K | NYISO_G-I | NYISO_J-K | 2045 | B17 | 100 | 0 | 6130 | 6130 | 6130 |  | 0 |  | 6.5166 | 1.9823 |  | 0.12654 | 34.843
NYISO_G-I_2_NYISO_J-K | NYISO_G-I | NYISO_J-K | 2045 | B18 | 400 | 0 | 6130 | 6130 | 6130 |  | 0 |  | 114.5455 | 1.9823 |  | 8.8967 | 34.843
NYISO_G-I_2_NYISO_J-K | NYISO_G-I | NYISO_J-K | 2045 | B19 | 700 | 0 | 6130 | 6130 | 6130 |  | 0 |  | 105.8567 | 3.5135 |  | 14.3883 | 34.843
NYISO_G-I_2_NYISO_J-K | NYISO_G-I | NYISO_J-K | 2045 | B20 | 935 | 0 | 6130 | 4913.32 | 4691.56 |  | 0 |  | 0 | 0 |  | 0 | 34.843
NYISO_G-I_2_NYISO_J-K | NYISO_G-I | NYISO_J-K | 2050 | B1 | 10 | 0 | 6130 | 5973.3 | 5288.61 |  | 0 |  | 0 | 0 |  | 0 | 120.2814
NYISO_G-I_2_NYISO_J-K | NYISO_G-I | NYISO_J-K | 2050 | B2 | 25 | 0 | 6130 | 5799.37 | 4662.85 |  | 0 |  | 0 | 0 |  | 0 | 120.2814
NYISO_G-I_2_NYISO_J-K | NYISO_G-I | NYISO_J-K | 2050 | B3 | 75 | 0 | 6130 | 4507.05 | 3937.37 |  | 0 |  | 0 | 0 |  | 0 | 120.2814
NYISO_G-I_2_NYISO_J-K | NYISO_G-I | NYISO_J-K | 2050 | B4 | 100 | 0 | 6130 | 5580.81 | 4158.04 |  | 0 |  | 0 | 0 |  | 0 | 120.2814
NYISO_G-I_2_NYISO_J-K | NYISO_G-I | NYISO_J-K | 2050 | B5 | 200 | 0 | 6130 | 6130 | 4827.23 |  | 0 |  | 29.0578 | 0 |  | 1.3674 | 120.2814
NYISO_G-I_2_NYISO_J-K | NYISO_G-I | NYISO_J-K | 2050 | B6 | 300 | 0 | 6130 | 6130 | 5159.79 |  | 0 |  | 49.1774 | 0 |  | 3.4713 | 120.2814
NYISO_G-I_2_NYISO_J-K | NYISO_G-I | NYISO_J-K | 2050 | B7 | 400 | 0 | 6130 | 6130 | 4280.9 |  | 0 |  | 147.3661 | 0 |  | 13.8697 | 120.2814
NYISO_G-I_2_NYISO_J-K | NYISO_G-I | NYISO_J-K | 2050 | B8 | 500 | 0 | 6130 | 6130 | 5021.71 |  | 0 |  | 201.0422 | 0 |  | 23.652 | 120.2814
NYISO_G-I_2_NYISO_J-K | NYISO_G-I | NYISO_J-K | 2050 | B9 | 800 | 0 | 6130 | 6130 | 4220.28 |  | 0 |  | 192.5433 | 0 |  | 36.2434 | 120.2814
NYISO_G-I_2_NYISO_J-K | NYISO_G-I | NYISO_J-K | 2050 | B10 | 1262 | 0 | 6130 | 5319.32 | 2563.17 |  | 0 |  | 0 | 0 |  | 0 | 120.2814
NYISO_G-I_2_NYISO_J-K | NYISO_G-I | NYISO_J-K | 2050 | B11 | 25 | 0 | 6130 | 6130 | 5002.19 |  | 0 |  | 232.0941 | 0 |  | 1.3653 | 120.2814
NYISO_G-I_2_NYISO_J-K | NYISO_G-I | NYISO_J-K | 2050 | B12 | 200 | 0 | 6130 | 6130 | 4324.36 |  | 0 |  | 266.0898 | 0 |  | 12.5219 | 120.2814
NYISO_G-I_2_NYISO_J-K | NYISO_G-I | NYISO_J-K | 2050 | B13 | 600 | 0 | 6130 | 6130 | 4061.72 |  | 0 |  | 234.9548 | 0 |  | 33.1701 | 120.2814
NYISO_G-I_2_NYISO_J-K | NYISO_G-I | NYISO_J-K | 2050 | B14 | 900 | 0 | 6130 | 5820.66 | 3425.02 |  | 0 |  | 0 | 0 |  | 0 | 120.2814
NYISO_G-I_2_NYISO_J-K | NYISO_G-I | NYISO_J-K | 2050 | B15 | 1203 | 0 | 6130 | 4326.16 | 1872.55 |  | 0 |  | 0 | 0 |  | 0 | 120.2814
NYISO_G-I_2_NYISO_J-K | NYISO_G-I | NYISO_J-K | 2050 | B16 | 25 | 0 | 6130 | 6130 | 5973.9 |  | 0 |  | 37.7466 | 0 |  | 0.22204 | 120.2814
NYISO_G-I_2_NYISO_J-K | NYISO_G-I | NYISO_J-K | 2050 | B17 | 100 | 0 | 6130 | 6130 | 6080.53 |  | 0 |  | 285.521 | 0 |  | 6.7181 | 120.2814
NYISO_G-I_2_NYISO_J-K | NYISO_G-I | NYISO_J-K | 2050 | B18 | 400 | 0 | 6130 | 6130 | 6130 |  | 0 |  | 292.9991 | 0.79529 |  | 27.5764 | 120.2814
NYISO_G-I_2_NYISO_J-K | NYISO_G-I | NYISO_J-K | 2050 | B19 | 700 | 0 | 6130 | 6130 | 6130 |  | 0 |  | 1.1989 | 3.1456 |  | 0.19746 | 120.2814
NYISO_G-I_2_NYISO_J-K | NYISO_G-I | NYISO_J-K | 2050 | B20 | 935 | 0 | 6130 | 5040.71 | 4737.5 |  | 0 |  | 0 | 0 |  | 0 | 120.2814
NYISO_G-I_2_PJM_E | NYISO_G-I | PJM_E | 2015 | B1 | 10 | 0 | 1500 | 0 | 0 |  | 0 |  | 0 | 0 |  | 0 | 0
NYISO_G-I_2_PJM_E | NYISO_G-I | PJM_E | 2015 | B2 | 25 | 0 | 1500 | 0 | 0 |  | 0 |  | 0 | 0 |  | 0 | 0
NYISO_G-I_2_PJM_E | NYISO_G-I | PJM_E | 2015 | B3 | 75 | 75 | 1500 | 1107.01 | 1500 |  | 653.71 |  | 0 | 0.01187 |  | 0 | 0
NYISO_G-I_2_PJM_E | NYISO_G-I | PJM_E | 2015 | B4 | 100 | 0 | 1500 | 857.67 | 0 |  | 0 |  | 0 | 0 |  | 0 | 0
NYISO_G-I_2_PJM_E | NYISO_G-I | PJM_E | 2015 | B5 | 200 | 0 | 1500 | 0 | 0 |  | 0 |  | 0 | 0 |  | 0 | 0
NYISO_G-I_2_PJM_E | NYISO_G-I | PJM_E | 2015 | B6 | 300 | 0 | 1500 | 0 | 0 |  | 0 |  | 0 | 0 |  | 0 | 0
NYISO_G-I_2_PJM_E | NYISO_G-I | PJM_E | 2015 | B7 | 400 | 0 | 1500 | 0 | 0 |  | 0 |  | 0 | 0 |  | 0 | 0
NYISO_G-I_2_PJM_E | NYISO_G-I | PJM_E | 2015 | B8 | 500 | 0 | 1500 | 0 | 0 |  | 0 |  | 0 | 0 |  | 0 | 0
NYISO_G-I_2_PJM_E | NYISO_G-I | PJM_E | 2015 | B9 | 800 | 0 | 1500 | 0 | 0 |  | 0 |  | 0 | 0 |  | 0 | 0
NYISO_G-I_2_PJM_E | NYISO_G-I | PJM_E | 2015 | B10 | 1262 | 0 | 1500 | 0 | 0 |  | 0 |  | 0 | 0 |  | 0 | 0
NYISO_G-I_2_PJM_E | NYISO_G-I | PJM_E | 2015 | B11 | 25 | 25 | 1500 | 1111.3 | 1500 |  | 3723.86 |  | 0 | 0.01187 |  | 0 | 0
NYISO_G-I_2_PJM_E | NYISO_G-I | PJM_E | 2015 | B12 | 200 | 0 | 1500 | 0 | 0 |  | 0 |  | 0 | 0 |  | 0 | 0
NYISO_G-I_2_PJM_E | NYISO_G-I | PJM_E | 2015 | B13 | 600 | 0 | 1500 | 0 | 0 |  | 0 |  | 0 | 0 |  | 0 | 0
NYISO_G-I_2_PJM_E | NYISO_G-I | PJM_E | 2015 | B14 | 900 | 0 | 1500 | 0 | 0 |  | 0 |  | 0 | 0 |  | 0 | 0
NYISO_G-I_2_PJM_E | NYISO_G-I | PJM_E | 2015 | B15 | 1203 | 0 | 1500 | 0 | 0 |  | 0 |  | 0 | 0 |  | 0 | 0
NYISO_G-I_2_PJM_E | NYISO_G-I | PJM_E | 2015 | B16 | 25 | 0 | 1500 | 0 | 0 |  | 0 |  | 0 | 0 |  | 0 | 0
NYISO_G-I_2_PJM_E | NYISO_G-I | PJM_E | 2015 | B17 | 100 | 0 | 1500 | 0 | 0 |  | 0 |  | 0 | 0 |  | 0 | 0
NYISO_G-I_2_PJM_E | NYISO_G-I | PJM_E | 2015 | B18 | 400 | 0 | 1500 | 0 | 0 |  | 0 |  | 0 | 0 |  | 0 | 0
NYISO_G-I_2_PJM_E | NYISO_G-I | PJM_E | 2015 | B19 | 700 | 0 | 1500 | 0 | 0 |  | 0 |  | 0 | 0 |  | 0 | 0
NYISO_G-I_2_PJM_E | NYISO_G-I | PJM_E | 2015 | B20 | 935 | 0 | 1500 | 0 | 0 |  | 0 |  | 0 | 0 |  | 0 | 0
NYISO_G-I_2_PJM_E | NYISO_G-I | PJM_E | 2020 | B1 | 10 | 10 | 1500 | 0 | 1500 |  | 104.04 |  | 0 | 3.5966 |  | 0 | 3.5922
NYISO_G-I_2_PJM_E | NYISO_G-I | PJM_E | 2020 | B2 | 25 | 0 | 1500 | 0 | 632.46 |  | 0 |  | 0 | 0 |  | 0 | 3.5922
NYISO_G-I_2_PJM_E | NYISO_G-I | PJM_E | 2020 | B3 | 75 | 0 | 1500 | 100.57 | 101.57 |  | 0 |  | 0 | 0 |  | 0 | 3.5922
NYISO_G-I_2_PJM_E | NYISO_G-I | PJM_E | 2020 | B4 | 100 | 100 | 1500 | 1428.97 | 1500 |  | 2128.14 |  | 0 | 3.5966 |  | 0 | 3.5922
NYISO_G-I_2_PJM_E | NYISO_G-I | PJM_E | 2020 | B5 | 200 | 200 | 1500 | 1500 | 1500 |  | 4139.29 |  | 7.0745 | 3.5966 |  | 3.5373 | 3.5922
NYISO_G-I_2_PJM_E | NYISO_G-I | PJM_E | 2020 | B6 | 300 | 300 | 1500 | 64.5 | 1500 |  | 496.31 |  | 0 | 3.5966 |  | 0 | 3.5922
NYISO_G-I_2_PJM_E | NYISO_G-I | PJM_E | 2020 | B7 | 400 | 0 | 1500 | 735.18 | 735.18 |  | 0 |  | 0 | 0 |  | 0 | 3.5922
NYISO_G-I_2_PJM_E | NYISO_G-I | PJM_E | 2020 | B8 | 500 | 0 | 1500 | 0 | 0 |  | 0 |  | 0 | 0 |  | 0 | 3.5922
NYISO_G-I_2_PJM_E | NYISO_G-I | PJM_E | 2020 | B9 | 800 | 0 | 1500 | 0 | 0 |  | 0 |  | 0 | 0 |  | 0 | 3.5922
NYISO_G-I_2_PJM_E | NYISO_G-I | PJM_E | 2020 | B10 | 1262 | 0 | 1500 | 0 | 0 |  | 0 |  | 0 | 0 |  | 0 | 3.5922
NYISO_G-I_2_PJM_E | NYISO_G-I | PJM_E | 2020 | B11 | 25 | 25 | 1500 | 765.63 | 1500 |  | 2705.9 |  | 0 | 3.5966 |  | 0 | 3.5922
NYISO_G-I_2_PJM_E | NYISO_G-I | PJM_E | 2020 | B12 | 200 | 0 | 1500 | 1500 | 958.65 |  | 0 |  | 2.5046 | 0 |  | 1.2523 | 3.5922
NYISO_G-I_2_PJM_E | NYISO_G-I | PJM_E | 2020 | B13 | 600 | 0 | 1500 | 0 | 0 |  | 0 |  | 0 | 0 |  | 0 | 3.5922
NYISO_G-I_2_PJM_E | NYISO_G-I | PJM_E | 2020 | B14 | 900 | 0 | 1500 | 0 | 0 |  | 0 |  | 0 | 0 |  | 0 | 3.5922
NYISO_G-I_2_PJM_E | NYISO_G-I | PJM_E | 2020 | B15 | 1203 | 0 | 1500 | 0 | 0 |  | 0 |  | 0 | 0 |  | 0 | 3.5922
NYISO_G-I_2_PJM_E | NYISO_G-I | PJM_E | 2020 | B16 | 25 | 0 | 1500 | 649.86 | 1500 |  | 0 |  | 0 | 2.7182 |  | 0 | 3.5922
NYISO_G-I_2_PJM_E | NYISO_G-I | PJM_E | 2020 | B17 | 100 | 0 | 1500 | 1115.85 | 0 |  | 0 |  | 0 | 0 |  | 0 | 3.5922
NYISO_G-I_2_PJM_E | NYISO_G-I | PJM_E | 2020 | B18 | 400 | 0 | 1500 | 0 | 0 |  | 0 |  | 0 | 0 |  | 0 | 3.5922
NYISO_G-I_2_PJM_E | NYISO_G-I | PJM_E | 2020 | B19 | 700 | 0 | 1500 | 0 | 0 |  | 0 |  | 0 | 0 |  | 0 | 3.5922
NYISO_G-I_2_PJM_E | NYISO_G-I | PJM_E | 2020 | B20 | 935 | 0 | 1500 | 0 | 0 |  | 0 |  | 0 | 0 |  | 0 | 3.5922
NYISO_G-I_2_PJM_E | NYISO_G-I | PJM_E | 2025 | B1 | 10 | 0 | 1500 | 0 | 1082.93 |  | 0 |  | 0 | 0 |  | 0 | 6.3664
NYISO_G-I_2_PJM_E | NYISO_G-I | PJM_E | 2025 | B2 | 25 | 0 | 1500 | 0 | 407.72 |  | 0 |  | 0 | 0 |  | 0 | 6.3664
NYISO_G-I_2_PJM_E | NYISO_G-I | PJM_E | 2025 | B3 | 75 | 0 | 1500 | 225.43 | 1500 |  | 0 |  | 0 | 3.5135 |  | 0 | 6.3664
NYISO_G-I_2_PJM_E | NYISO_G-I | PJM_E | 2025 | B4 | 100 | 100 | 1500 | 1500 | 1500 |  | 2412.57 |  | 9.401 | 6.3623 |  | 1.1751 | 6.3664
NYISO_G-I_2_PJM_E | NYISO_G-I | PJM_E | 2025 | B5 | 200 | 200 | 1500 | 1500 | 1500 |  | 3700.27 |  | 9.3773 | 6.3623 |  | 2.3443 | 6.3664
NYISO_G-I_2_PJM_E | NYISO_G-I | PJM_E | 2025 | B6 | 300 | 300 | 1500 | 1500 | 1500 |  | 2250.5 |  | 11.6445 | 6.3623 |  | 4.3667 | 6.3664
NYISO_G-I_2_PJM_E | NYISO_G-I | PJM_E | 2025 | B7 | 400 | 0 | 1500 | 849.7 | 1500 |  | 0 |  | 0 | 5.116 |  | 0 | 6.3664
NYISO_G-I_2_PJM_E | NYISO_G-I | PJM_E | 2025 | B8 | 500 | 0 | 1500 | 255.22 | 0 |  | 0 |  | 0 | 0 |  | 0 | 6.3664
NYISO_G-I_2_PJM_E | NYISO_G-I | PJM_E | 2025 | B9 | 800 | 0 | 1500 | 0 | 0 |  | 0 |  | 0 | 0 |  | 0 | 6.3664
NYISO_G-I_2_PJM_E | NYISO_G-I | PJM_E | 2025 | B10 | 1262 | 0 | 1500 | 0 | 0 |  | 0 |  | 0 | 0 |  | 0 | 6.3664
NYISO_G-I_2_PJM_E | NYISO_G-I | PJM_E | 2025 | B11 | 25 | 25 | 1500 | 740.89 | 1500 |  | 3062.8 |  | 0 | 6.3623 |  | 0 | 6.3664
NYISO_G-I_2_PJM_E | NYISO_G-I | PJM_E | 2025 | B12 | 200 | 0 | 1500 | 1500 | 1500 |  | 0 |  | 2.4096 | 0.39171 |  | 0.6024 | 6.3664
NYISO_G-I_2_PJM_E | NYISO_G-I | PJM_E | 2025 | B13 | 600 | 0 | 1500 | 638.77 | 0 |  | 0 |  | 0 | 0 |  | 0 | 6.3664
NYISO_G-I_2_PJM_E | NYISO_G-I | PJM_E | 2025 | B14 | 900 | 0 | 1500 | 0 | 0 |  | 0 |  | 0 | 0 |  | 0 | 6.3664
NYISO_G-I_2_PJM_E | NYISO_G-I | PJM_E | 2025 | B15 | 1203 | 0 | 1500 | 0 | 0 |  | 0 |  | 0 | 0 |  | 0 | 6.3664
NYISO_G-I_2_PJM_E | NYISO_G-I | PJM_E | 2025 | B16 | 25 | 0 | 1500 | 861.95 | 0 |  | 0 |  | 0 | 0 |  | 0 | 6.3664
NYISO_G-I_2_PJM_E | NYISO_G-I | PJM_E | 2025 | B17 | 100 | 0 | 1500 | 1324.75 | 0 |  | 0 |  | 0 | 0 |  | 0 | 6.3664
NYISO_G-I_2_PJM_E | NYISO_G-I | PJM_E | 2025 | B18 | 400 | 0 | 1500 | 0 | 0 |  | 0 |  | 0 | 0 |  | 0 | 6.3664
NYISO_G-I_2_PJM_E | NYISO_G-I | PJM_E | 2025 | B19 | 700 | 0 | 1500 | 0 | 0 |  | 0 |  | 0 | 0 |  | 0 | 6.3664
NYISO_G-I_2_PJM_E | NYISO_G-I | PJM_E | 2025 | B20 | 935 | 0 | 1500 | 0 | 0 |  | 0 |  | 0 | 0 |  | 0 | 6.3664
NYISO_G-I_2_PJM_E | NYISO_G-I | PJM_E | 2030 | B1 | 10 | 0 | 1500 | 143.46 | 0 |  | 0 |  | 0 | 0 |  | 0 | 10.5435
NYISO_G-I_2_PJM_E | NYISO_G-I | PJM_E | 2030 | B2 | 25 | 0 | 1500 | 830.25 | 0 |  | 0 |  | 0 | 0 |  | 0 | 10.5435
NYISO_G-I_2_PJM_E | NYISO_G-I | PJM_E | 2030 | B3 | 75 | 0 | 1500 | 630.86 | 543.7 |  | 0 |  | 0 | 0 |  | 0 | 10.5435
NYISO_G-I_2_PJM_E | NYISO_G-I | PJM_E | 2030 | B4 | 100 | 0 | 1500 | 1500 | 1500 |  | 0 |  | 15.063 | 8.7482 |  | 5.021 | 10.5435
NYISO_G-I_2_PJM_E | NYISO_G-I | PJM_E | 2030 | B5 | 200 | 0 | 1500 | 1500 | 1500 |  | 0 |  | 13.5555 | 8.7482 |  | 9.037 | 10.5435
NYISO_G-I_2_PJM_E | NYISO_G-I | PJM_E | 2030 | B6 | 300 | 0 | 1500 | 141.62 | 1500 |  | 0 |  | 0 | 5.4958 |  | 0 | 10.5435
NYISO_G-I_2_PJM_E | NYISO_G-I | PJM_E | 2030 | B7 | 400 | 0 | 1500 | 0 | 0 |  | 0 |  | 0 | 0 |  | 0 | 10.5435
NYISO_G-I_2_PJM_E | NYISO_G-I | PJM_E | 2030 | B8 | 500 | 0 | 1500 | 0 | 0 |  | 0 |  | 0 | 0 |  | 0 | 10.5435
NYISO_G-I_2_PJM_E | NYISO_G-I | PJM_E | 2030 | B9 | 800 | 0 | 1500 | 0 | 0 |  | 0 |  | 0 | 0 |  | 0 | 10.5435
NYISO_G-I_2_PJM_E | NYISO_G-I | PJM_E | 2030 | B10 | 1262 | 0 | 1500 | 0 | 0 |  | 0 |  | 0 | 0 |  | 0 | 10.5435
NYISO_G-I_2_PJM_E | NYISO_G-I | PJM_E | 2030 | B11 | 25 | 0 | 1500 | 7.08 | 942.97 |  | 0 |  | 0 | 0 |  | 0 | 10.5435
NYISO_G-I_2_PJM_E | NYISO_G-I | PJM_E | 2030 | B12 | 200 | 0 | 1500 | 0 | 0 |  | 0 |  | 0 | 0 |  | 0 | 10.5435
NYISO_G-I_2_PJM_E | NYISO_G-I | PJM_E | 2030 | B13 | 600 | 0 | 1500 | 0 | 0 |  | 0 |  | 0 | 0 |  | 0 | 10.5435
NYISO_G-I_2_PJM_E | NYISO_G-I | PJM_E | 2030 | B14 | 900 | 0 | 1500 | 0 | 0 |  | 0 |  | 0 | 0 |  | 0 | 10.5435
NYISO_G-I_2_PJM_E | NYISO_G-I | PJM_E | 2030 | B15 | 1203 | 0 | 1500 | 0 | 0 |  | 0 |  | 0 | 0 |  | 0 | 10.5435
NYISO_G-I_2_PJM_E | NYISO_G-I | PJM_E | 2030 | B16 | 25 | 0 | 1500 | 18.54 | 0 |  | 0 |  | 0 | 0 |  | 0 | 10.5435
NYISO_G-I_2_PJM_E | NYISO_G-I | PJM_E | 2030 | B17 | 100 | 0 | 1500 | 0 | 0 |  | 0 |  | 0 | 0 |  | 0 | 10.5435
NYISO_G-I_2_PJM_E | NYISO_G-I | PJM_E | 2030 | B18 | 400 | 0 | 1500 | 0 | 0 |  | 0 |  | 0 | 0 |  | 0 | 10.5435
NYISO_G-I_2_PJM_E | NYISO_G-I | PJM_E | 2030 | B19 | 700 | 0 | 1500 | 0 | 0 |  | 0 |  | 0 | 0 |  | 0 | 10.5435
NYISO_G-I_2_PJM_E | NYISO_G-I | PJM_E | 2030 | B20 | 935 | 0 | 1500 | 0 | 0 |  | 0 |  | 0 | 0 |  | 0 | 10.5435
NYISO_G-I_2_PJM_E | NYISO_G-I | PJM_E | 2035 | B1 | 10 | 0 | 1500 | 154.71 | 0 |  | 0 |  | 0 | 0 |  | 0 | 20.2354
NYISO_G-I_2_PJM_E | NYISO_G-I | PJM_E | 2035 | B2 | 25 | 0 | 1500 | 535.83 | 0 |  | 0 |  | 0 | 0 |  | 0 | 20.2354
NYISO_G-I_2_PJM_E | NYISO_G-I | PJM_E | 2035 | B3 | 75 | 0 | 1500 | 659.8 | 147.16 |  | 0 |  | 0 | 0 |  | 0 | 20.2354
NYISO_G-I_2_PJM_E | NYISO_G-I | PJM_E | 2035 | B4 | 100 | 0 | 1500 | 1500 | 1500 |  | 0 |  | 26.9805 | 5.4009 |  | 26.9805 | 20.2354
NYISO_G-I_2_PJM_E | NYISO_G-I | PJM_E | 2035 | B5 | 200 | 0 | 1500 | 0 | 1500 |  | 0 |  | 0 | 16.1551 |  | 0 | 20.2354
NYISO_G-I_2_PJM_E | NYISO_G-I | PJM_E | 2035 | B6 | 300 | 0 | 1500 | 82.14 | 211.17 |  | 0 |  | 0 | 0 |  | 0 | 20.2354
NYISO_G-I_2_PJM_E | NYISO_G-I | PJM_E | 2035 | B7 | 400 | 0 | 1500 | 0 | 612.3 |  | 0 |  | 0 | 0 |  | 0 | 20.2354
NYISO_G-I_2_PJM_E | NYISO_G-I | PJM_E | 2035 | B8 | 500 | 0 | 1500 | 0 | 0 |  | 0 |  | 0 | 0 |  | 0 | 20.2354
NYISO_G-I_2_PJM_E | NYISO_G-I | PJM_E | 2035 | B9 | 800 | 0 | 1500 | 0 | 0 |  | 0 |  | 0 | 0 |  | 0 | 20.2354
NYISO_G-I_2_PJM_E | NYISO_G-I | PJM_E | 2035 | B10 | 1262 | 0 | 1500 | 0 | 0 |  | 0 |  | 0 | 0 |  | 0 | 20.2354
NYISO_G-I_2_PJM_E | NYISO_G-I | PJM_E | 2035 | B11 | 25 | 0 | 1500 | 0 | 1418.23 |  | 0 |  | 0 | 0 |  | 0 | 20.2354
NYISO_G-I_2_PJM_E | NYISO_G-I | PJM_E | 2035 | B12 | 200 | 0 | 1500 | 0 | 379.49 |  | 0 |  | 0 | 0 |  | 0 | 20.2354
NYISO_G-I_2_PJM_E | NYISO_G-I | PJM_E | 2035 | B13 | 600 | 0 | 1500 | 0 | 0 |  | 0 |  | 0 | 0 |  | 0 | 20.2354
NYISO_G-I_2_PJM_E | NYISO_G-I | PJM_E | 2035 | B14 | 900 | 0 | 1500 | 0 | 0 |  | 0 |  | 0 | 0 |  | 0 | 20.2354
NYISO_G-I_2_PJM_E | NYISO_G-I | PJM_E | 2035 | B15 | 1203 | 0 | 1500 | 0 | 0 |  | 0 |  | 0 | 0 |  | 0 | 20.2354
NYISO_G-I_2_PJM_E | NYISO_G-I | PJM_E | 2035 | B16 | 25 | 0 | 1500 | 0 | 0 |  | 0 |  | 0 | 0 |  | 0 | 20.2354
NYISO_G-I_2_PJM_E | NYISO_G-I | PJM_E | 2035 | B17 | 100 | 0 | 1500 | 0 | 0 |  | 0 |  | 0 | 0 |  | 0 | 20.2354
NYISO_G-I_2_PJM_E | NYISO_G-I | PJM_E | 2035 | B18 | 400 | 0 | 1500 | 0 | 0 |  | 0 |  | 0 | 0 |  | 0 | 20.2354
NYISO_G-I_2_PJM_E | NYISO_G-I | PJM_E | 2035 | B19 | 700 | 0 | 1500 | 0 | 0 |  | 0 |  | 0 | 0 |  | 0 | 20.2354
NYISO_G-I_2_PJM_E | NYISO_G-I | PJM_E | 2035 | B20 | 935 | 0 | 1500 | 0 | 0 |  | 0 |  | 0 | 0 |  | 0 | 20.2354
NYISO_G-I_2_PJM_E | NYISO_G-I | PJM_E | 2040 | B1 | 10 | 0 | 1500 | 314.3 | 0 |  | 0 |  | 0 | 0 |  | 0 | 26.3527
NYISO_G-I_2_PJM_E | NYISO_G-I | PJM_E | 2040 | B2 | 25 | 0 | 1500 | 231.36 | 0 |  | 0 |  | 0 | 0 |  | 0 | 26.3527
NYISO_G-I_2_PJM_E | NYISO_G-I | PJM_E | 2040 | B3 | 75 | 0 | 1500 | 1500 | 0 |  | 0 |  | 35.1233 | 0 |  | 15.0529 | 26.3527
NYISO_G-I_2_PJM_E | NYISO_G-I | PJM_E | 2040 | B4 | 100 | 0 | 1500 | 1500 | 1500 |  | 0 |  | 35.1471 | 0.56976 |  | 20.084 | 26.3527
NYISO_G-I_2_PJM_E | NYISO_G-I | PJM_E | 2040 | B5 | 200 | 0 | 1500 | 0 | 1500 |  | 0 |  | 0 | 0.56976 |  | 0 | 26.3527
NYISO_G-I_2_PJM_E | NYISO_G-I | PJM_E | 2040 | B6 | 300 | 0 | 1500 | 477.12 | 1106.41 |  | 0 |  | 0 | 0 |  | 0 | 26.3527
NYISO_G-I_2_PJM_E | NYISO_G-I | PJM_E | 2040 | B7 | 400 | 0 | 1500 | 0 | 1449.68 |  | 0 |  | 0 | 0 |  | 0 | 26.3527
NYISO_G-I_2_PJM_E | NYISO_G-I | PJM_E | 2040 | B8 | 500 | 0 | 1500 | 0 | 0 |  | 0 |  | 0 | 0 |  | 0 | 26.3527
NYISO_G-I_2_PJM_E | NYISO_G-I | PJM_E | 2040 | B9 | 800 | 0 | 1500 | 0 | 0 |  | 0 |  | 0 | 0 |  | 0 | 26.3527
NYISO_G-I_2_PJM_E | NYISO_G-I | PJM_E | 2040 | B10 | 1262 | 0 | 1500 | 0 | 0 |  | 0 |  | 0 | 0 |  | 0 | 26.3527
NYISO_G-I_2_PJM_E | NYISO_G-I | PJM_E | 2040 | B11 | 25 | 0 | 1500 | 0 | 346.47 |  | 0 |  | 0 | 0 |  | 0 | 26.3527
NYISO_G-I_2_PJM_E | NYISO_G-I | PJM_E | 2040 | B12 | 200 | 0 | 1500 | 0 | 0 |  | 0 |  | 0 | 0 |  | 0 | 26.3527
NYISO_G-I_2_PJM_E | NYISO_G-I | PJM_E | 2040 | B13 | 600 | 0 | 1500 | 0 | 39.69 |  | 0 |  | 0 | 0 |  | 0 | 26.3527
NYISO_G-I_2_PJM_E | NYISO_G-I | PJM_E | 2040 | B14 | 900 | 0 | 1500 | 0 | 0 |  | 0 |  | 0 | 0 |  | 0 | 26.3527
NYISO_G-I_2_PJM_E | NYISO_G-I | PJM_E | 2040 | B15 | 1203 | 0 | 1500 | 1013.53 | 0 |  | 0 |  | 0 | 0 |  | 0 | 26.3527
NYISO_G-I_2_PJM_E | NYISO_G-I | PJM_E | 2040 | B16 | 25 | 0 | 1500 | 0 | 0 |  | 0 |  | 0 | 0 |  | 0 | 26.3527
NYISO_G-I_2_PJM_E | NYISO_G-I | PJM_E | 2040 | B17 | 100 | 0 | 1500 | 0 | 0 |  | 0 |  | 0 | 0 |  | 0 | 26.3527
NYISO_G-I_2_PJM_E | NYISO_G-I | PJM_E | 2040 | B18 | 400 | 0 | 1500 | 0 | 0 |  | 0 |  | 0 | 0 |  | 0 | 26.3527
NYISO_G-I_2_PJM_E | NYISO_G-I | PJM_E | 2040 | B19 | 700 | 0 | 1500 | 0 | 0 |  | 0 |  | 0 | 0 |  | 0 | 26.3527
NYISO_G-I_2_PJM_E | NYISO_G-I | PJM_E | 2040 | B20 | 935 | 0 | 1500 | 367.15 | 0 |  | 0 |  | 0 | 0 |  | 0 | 26.3527
NYISO_G-I_2_PJM_E | NYISO_G-I | PJM_E | 2045 | B1 | 10 | 0 | 1500 | 1500 | 0 |  | 0 |  | 158.7969 | 0 |  | 1.5722 | 7.5844
NYISO_G-I_2_PJM_E | NYISO_G-I | PJM_E | 2045 | B2 | 25 | 0 | 1500 | 1500 | 0 |  | 0 |  | 10.2319 | 0 |  | 0.25327 | 7.5844
NYISO_G-I_2_PJM_E | NYISO_G-I | PJM_E | 2045 | B3 | 75 | 0 | 1500 | 1500 | 1151.03 |  | 0 |  | 11.0035 | 0 |  | 0.81709 | 7.5844
NYISO_G-I_2_PJM_E | NYISO_G-I | PJM_E | 2045 | B4 | 100 | 0 | 1500 | 1500 | 1500 |  | 0 |  | 3.561 | 0.67659 |  | 0.35257 | 7.5844
NYISO_G-I_2_PJM_E | NYISO_G-I | PJM_E | 2045 | B5 | 200 | 0 | 1500 | 1446.77 | 1500 |  | 0 |  | 0 | 5.294 |  | 0 | 7.5844
NYISO_G-I_2_PJM_E | NYISO_G-I | PJM_E | 2045 | B6 | 300 | 0 | 1500 | 1007.11 | 1500 |  | 0 |  | 0 | 0.67659 |  | 0 | 7.5844
NYISO_G-I_2_PJM_E | NYISO_G-I | PJM_E | 2045 | B7 | 400 | 0 | 1500 | 1033.7 | 1500 |  | 0 |  | 0 | 0.67659 |  | 0 | 7.5844
NYISO_G-I_2_PJM_E | NYISO_G-I | PJM_E | 2045 | B8 | 500 | 0 | 1500 | 471.04 | 1255.72 |  | 0 |  | 0 | 0 |  | 0 | 7.5844
NYISO_G-I_2_PJM_E | NYISO_G-I | PJM_E | 2045 | B9 | 800 | 0 | 1500 | 1500 | 227.87 |  | 0 |  | 8.9856 | 0 |  | 7.1173 | 7.5844
NYISO_G-I_2_PJM_E | NYISO_G-I | PJM_E | 2045 | B10 | 1262 | 0 | 1500 | 0 | 0 |  | 0 |  | 0 | 0 |  | 0 | 7.5844
NYISO_G-I_2_PJM_E | NYISO_G-I | PJM_E | 2045 | B11 | 25 | 0 | 1500 | 656.09 | 1165.96 |  | 0 |  | 0 | 0 |  | 0 | 7.5844
NYISO_G-I_2_PJM_E | NYISO_G-I | PJM_E | 2045 | B12 | 200 | 0 | 1500 | 686.19 | 1064.77 |  | 0 |  | 0 | 0 |  | 0 | 7.5844
NYISO_G-I_2_PJM_E | NYISO_G-I | PJM_E | 2045 | B13 | 600 | 0 | 1500 | 793.39 | 0 |  | 0 |  | 0 | 0 |  | 0 | 7.5844
NYISO_G-I_2_PJM_E | NYISO_G-I | PJM_E | 2045 | B14 | 900 | 0 | 1500 | 934.76 | 0 |  | 0 |  | 0 | 0 |  | 0 | 7.5844
NYISO_G-I_2_PJM_E | NYISO_G-I | PJM_E | 2045 | B15 | 1203 | 0 | 1500 | 291.31 | 0 |  | 0 |  | 0 | 0 |  | 0 | 7.5844
NYISO_G-I_2_PJM_E | NYISO_G-I | PJM_E | 2045 | B16 | 25 | 0 | 1500 | 679.62 | 0 |  | 0 |  | 0 | 0 |  | 0 | 7.5844
NYISO_G-I_2_PJM_E | NYISO_G-I | PJM_E | 2045 | B17 | 100 | 0 | 1500 | 787.19 | 0 |  | 0 |  | 0 | 0 |  | 0 | 7.5844
NYISO_G-I_2_PJM_E | NYISO_G-I | PJM_E | 2045 | B18 | 400 | 0 | 1500 | 837.17 | 0 |  | 0 |  | 0 | 0 |  | 0 | 7.5844
NYISO_G-I_2_PJM_E | NYISO_G-I | PJM_E | 2045 | B19 | 700 | 0 | 1500 | 988.92 | 0 |  | 0 |  | 0 | 0 |  | 0 | 7.5844
NYISO_G-I_2_PJM_E | NYISO_G-I | PJM_E | 2045 | B20 | 935 | 0 | 1500 | 641.8 | 0 |  | 0 |  | 0 | 0 |  | 0 | 7.5844
NYISO_G-I_2_PJM_E | NYISO_G-I | PJM_E | 2050 | B1 | 10 | 0 | 1500 | 344.43 | 0 |  | 0 |  | 0 | 0 |  | 0 | 15.5616
NYISO_G-I_2_PJM_E | NYISO_G-I | PJM_E | 2050 | B2 | 25 | 0 | 1500 | 88.27 | 0 |  | 0 |  | 0 | 0 |  | 0 | 15.5616
NYISO_G-I_2_PJM_E | NYISO_G-I | PJM_E | 2050 | B3 | 75 | 0 | 1500 | 1474.76 | 1011.19 |  | 0 |  | 0 | 0 |  | 0 | 15.5616
NYISO_G-I_2_PJM_E | NYISO_G-I | PJM_E | 2050 | B4 | 100 | 0 | 1500 | 1500 | 1304.17 |  | 0 |  | 1.9704 | 0 |  | 0.057531 | 15.5616
NYISO_G-I_2_PJM_E | NYISO_G-I | PJM_E | 2050 | B5 | 200 | 0 | 1500 | 887.56 | 1500 |  | 0 |  | 0 | 1.0564 |  | 0 | 15.5616
NYISO_G-I_2_PJM_E | NYISO_G-I | PJM_E | 2050 | B6 | 300 | 0 | 1500 | 1095.87 | 704.51 |  | 0 |  | 0 | 0 |  | 0 | 15.5616
NYISO_G-I_2_PJM_E | NYISO_G-I | PJM_E | 2050 | B7 | 400 | 0 | 1500 | 1500 | 1193.82 |  | 0 |  | 94.2359 | 0 |  | 11.0057 | 15.5616
NYISO_G-I_2_PJM_E | NYISO_G-I | PJM_E | 2050 | B8 | 500 | 0 | 1500 | 962.24 | 0 |  | 0 |  | 0 | 0 |  | 0 | 15.5616
NYISO_G-I_2_PJM_E | NYISO_G-I | PJM_E | 2050 | B9 | 800 | 0 | 1500 | 0 | 0 |  | 0 |  | 0 | 0 |  | 0 | 15.5616
NYISO_G-I_2_PJM_E | NYISO_G-I | PJM_E | 2050 | B10 | 1262 | 0 | 1500 | 0 | 0 |  | 0 |  | 0 | 0 |  | 0 | 15.5616
NYISO_G-I_2_PJM_E | NYISO_G-I | PJM_E | 2050 | B11 | 25 | 0 | 1500 | 1500 | 196.06 |  | 0 |  | 226.6695 | 0 |  | 1.6545 | 15.5616
NYISO_G-I_2_PJM_E | NYISO_G-I | PJM_E | 2050 | B12 | 200 | 0 | 1500 | 1500 | 0 |  | 0 |  | 7.9885 | 0 |  | 0.46648 | 15.5616
NYISO_G-I_2_PJM_E | NYISO_G-I | PJM_E | 2050 | B13 | 600 | 0 | 1500 | 1500 | 0 |  | 0 |  | 3.2168 | 0 |  | 0.56352 | 15.5616
NYISO_G-I_2_PJM_E | NYISO_G-I | PJM_E | 2050 | B14 | 900 | 0 | 1500 | 1500 | 0 |  | 0 |  | 11.0866 | 0 |  | 2.9133 | 15.5616
NYISO_G-I_2_PJM_E | NYISO_G-I | PJM_E | 2050 | B15 | 1203 | 0 | 1500 | 0 | 0 |  | 0 |  | 0 | 0 |  | 0 | 15.5616
NYISO_G-I_2_PJM_E | NYISO_G-I | PJM_E | 2050 | B16 | 25 | 0 | 1500 | 1435.33 | 0 |  | 0 |  | 0 | 0 |  | 0 | 15.5616
NYISO_G-I_2_PJM_E | NYISO_G-I | PJM_E | 2050 | B17 | 100 | 0 | 1500 | 1500 | 0 |  | 0 |  | 15.526 | 0 |  | 0.45331 | 15.5616
NYISO_G-I_2_PJM_E | NYISO_G-I | PJM_E | 2050 | B18 | 400 | 0 | 1500 | 1500 | 0 |  | 0 |  | 13.9829 | 0 |  | 1.633 | 15.5616
NYISO_G-I_2_PJM_E | NYISO_G-I | PJM_E | 2050 | B19 | 700 | 0 | 1500 | 1500 | 0 |  | 0 |  | 9.7927 | 0 |  | 2.0014 | 15.5616
NYISO_G-I_2_PJM_E | NYISO_G-I | PJM_E | 2050 | B20 | 935 | 0 | 1500 | 0 | 0 |  | 0 |  | 0 | 0 |  | 0 | 15.5616
NYISO_J-K_2_NEISO | NYISO_J-K | NEISO | 2015 | B1 | 10 | 0 | 0.001 | 0 | 0 |  | 0 |  | 0 | 0 |  | 0 | 0
NYISO_J-K_2_NEISO | NYISO_J-K | NEISO | 2015 | B2 | 25 | 0 | 0.001 | 0 | 0 |  | 0 |  | 0 | 0 |  | 0 | 0
NYISO_J-K_2_NEISO | NYISO_J-K | NEISO | 2015 | B3 | 75 | 0 | 0.001 | 0 | 0 |  | 0 |  | 0 | 0 |  | 0 | 0
NYISO_J-K_2_NEISO | NYISO_J-K | NEISO | 2015 | B4 | 100 | 0 | 0.001 | 0 | 0 |  | 0 |  | 0 | 0 |  | 0 | 0
NYISO_J-K_2_NEISO | NYISO_J-K | NEISO | 2015 | B5 | 200 | 0 | 0.001 | 0 | 0 |  | 0 |  | 0 | 0 |  | 0 | 0
NYISO_J-K_2_NEISO | NYISO_J-K | NEISO | 2015 | B6 | 300 | 0 | 0.001 | 0 | 0 |  | 0 |  | 0 | 0 |  | 0 | 0
NYISO_J-K_2_NEISO | NYISO_J-K | NEISO | 2015 | B7 | 400 | 0 | 0.001 | 0 | 0 |  | 0 |  | 0 | 0 |  | 0 | 0
NYISO_J-K_2_NEISO | NYISO_J-K | NEISO | 2015 | B8 | 500 | 0 | 0.001 | 0 | 0 |  | 0 |  | 0 | 0 |  | 0 | 0
NYISO_J-K_2_NEISO | NYISO_J-K | NEISO | 2015 | B9 | 800 | 0 | 0.001 | 0 | 0 |  | 0 |  | 0 | 0 |  | 0 | 0
NYISO_J-K_2_NEISO | NYISO_J-K | NEISO | 2015 | B10 | 1262 | 0 | 0.001 | 0 | 0 |  | 0 |  | 0 | 0 |  | 0 | 0
NYISO_J-K_2_NEISO | NYISO_J-K | NEISO | 2015 | B11 | 25 | 0 | 0.001 | 0 | 0 |  | 0 |  | 0 | 0 |  | 0 | 0
NYISO_J-K_2_NEISO | NYISO_J-K | NEISO | 2015 | B12 | 200 | 0 | 0.001 | 0 | 0 |  | 0 |  | 0 | 0 |  | 0 | 0
NYISO_J-K_2_NEISO | NYISO_J-K | NEISO | 2015 | B13 | 600 | 0 | 0.001 | 0 | 0 |  | 0 |  | 0 | 0 |  | 0 | 0
NYISO_J-K_2_NEISO | NYISO_J-K | NEISO | 2015 | B14 | 900 | 0 | 0.001 | 0 | 0 |  | 0 |  | 0 | 0 |  | 0 | 0
NYISO_J-K_2_NEISO | NYISO_J-K | NEISO | 2015 | B15 | 1203 | 0 | 0.001 | 0 | 0 |  | 0 |  | 0 | 0 |  | 0 | 0
NYISO_J-K_2_NEISO | NYISO_J-K | NEISO | 2015 | B16 | 25 | 0 | 0.001 | 0 | 0 |  | 0 |  | 0 | 0 |  | 0 | 0
NYISO_J-K_2_NEISO | NYISO_J-K | NEISO | 2015 | B17 | 100 | 0 | 0.001 | 0 | 0 |  | 0 |  | 0 | 0 |  | 0 | 0
NYISO_J-K_2_NEISO | NYISO_J-K | NEISO | 2015 | B18 | 400 | 0 | 0.001 | 0 | 0 |  | 0 |  | 0 | 0 |  | 0 | 0
NYISO_J-K_2_NEISO | NYISO_J-K | NEISO | 2015 | B19 | 700 | 0 | 0.001 | 0 | 0 |  | 0 |  | 0 | 0 |  | 0 | 0
NYISO_J-K_2_NEISO | NYISO_J-K | NEISO | 2015 | B20 | 935 | 0 | 0.001 | 0 | 0 |  | 0 |  | 0 | 0 |  | 0 | 0
NYISO_J-K_2_NEISO | NYISO_J-K | NEISO | 2020 | B1 | 10 | 0 | 0.001 | 0 | 0 |  | 0 |  | 0 | 0 |  | 0 | 0
NYISO_J-K_2_NEISO | NYISO_J-K | NEISO | 2020 | B2 | 25 | 0 | 0.001 | 0 | 0 |  | 0 |  | 0 | 0 |  | 0 | 0
NYISO_J-K_2_NEISO | NYISO_J-K | NEISO | 2020 | B3 | 75 | 0 | 0.001 | 0 | 0 |  | 0 |  | 0 | 0 |  | 0 | 0
NYISO_J-K_2_NEISO | NYISO_J-K | NEISO | 2020 | B4 | 100 | 0 | 0.001 | 0 | 0 |  | 0 |  | 0 | 0 |  | 0 | 0
NYISO_J-K_2_NEISO | NYISO_J-K | NEISO | 2020 | B5 | 200 | 0 | 0.001 | 0 | 0 |  | 0 |  | 0 | 0 |  | 0 | 0
NYISO_J-K_2_NEISO | NYISO_J-K | NEISO | 2020 | B6 | 300 | 0 | 0.001 | 0 | 0 |  | 0 |  | 0 | 0 |  | 0 | 0
NYISO_J-K_2_NEISO | NYISO_J-K | NEISO | 2020 | B7 | 400 | 0 | 0.001 | 0 | 0 |  | 0 |  | 0 | 0 |  | 0 | 0
NYISO_J-K_2_NEISO | NYISO_J-K | NEISO | 2020 | B8 | 500 | 0 | 0.001 | 0 | 0 |  | 0 |  | 0 | 0 |  | 0 | 0
NYISO_J-K_2_NEISO | NYISO_J-K | NEISO | 2020 | B9 | 800 | 0 | 0.001 | 0 | 0 |  | 0 |  | 0 | 0 |  | 0 | 0
NYISO_J-K_2_NEISO | NYISO_J-K | NEISO | 2020 | B10 | 1262 | 0 | 0.001 | 0 | 0 |  | 0 |  | 0 | 0 |  | 0 | 0
NYISO_J-K_2_NEISO | NYISO_J-K | NEISO | 2020 | B11 | 25 | 0 | 0.001 | 0 | 0 |  | 0 |  | 0 | 0 |  | 0 | 0
NYISO_J-K_2_NEISO | NYISO_J-K | NEISO | 2020 | B12 | 200 | 0 | 0.001 | 0 | 0 |  | 0 |  | 0 | 0 |  | 0 | 0
NYISO_J-K_2_NEISO | NYISO_J-K | NEISO | 2020 | B13 | 600 | 0 | 0.001 | 0 | 0 |  | 0 |  | 0 | 0 |  | 0 | 0
NYISO_J-K_2_NEISO | NYISO_J-K | NEISO | 2020 | B14 | 900 | 0 | 0.001 | 0 | 0 |  | 0 |  | 0 | 0 |  | 0 | 0
NYISO_J-K_2_NEISO | NYISO_J-K | NEISO | 2020 | B15 | 1203 | 0 | 0.001 | 0 | 0 |  | 0 |  | 0 | 0 |  | 0 | 0
NYISO_J-K_2_NEISO | NYISO_J-K | NEISO | 2020 | B16 | 25 | 0 | 0.001 | 0 | 0 |  | 0 |  | 0 | 0 |  | 0 | 0
NYISO_J-K_2_NEISO | NYISO_J-K | NEISO | 2020 | B17 | 100 | 0 | 0.001 | 0 | 0 |  | 0 |  | 0 | 0 |  | 0 | 0
NYISO_J-K_2_NEISO | NYISO_J-K | NEISO | 2020 | B18 | 400 | 0 | 0.001 | 0 | 0 |  | 0 |  | 0 | 0 |  | 0 | 0
NYISO_J-K_2_NEISO | NYISO_J-K | NEISO | 2020 | B19 | 700 | 0 | 0.001 | 0 | 0 |  | 0 |  | 0 | 0 |  | 0 | 0
NYISO_J-K_2_NEISO | NYISO_J-K | NEISO | 2020 | B20 | 935 | 0 | 0.001 | 0 | 0 |  | 0 |  | 0 | 0 |  | 0 | 0
NYISO_J-K_2_NEISO | NYISO_J-K | NEISO | 2025 | B1 | 10 | 0 | 0.001 | 0 | 0 |  | 0 |  | 0 | 0 |  | 0 | 0
NYISO_J-K_2_NEISO | NYISO_J-K | NEISO | 2025 | B2 | 25 | 0 | 0.001 | 0 | 0 |  | 0 |  | 0 | 0 |  | 0 | 0
NYISO_J-K_2_NEISO | NYISO_J-K | NEISO | 2025 | B3 | 75 | 0 | 0.001 | 0 | 0 |  | 0 |  | 0 | 0 |  | 0 | 0
NYISO_J-K_2_NEISO | NYISO_J-K | NEISO | 2025 | B4 | 100 | 0 | 0.001 | 0 | 0 |  | 0 |  | 0 | 0 |  | 0 | 0
NYISO_J-K_2_NEISO | NYISO_J-K | NEISO | 2025 | B5 | 200 | 0 | 0.001 | 0 | 0 |  | 0 |  | 0 | 0 |  | 0 | 0
NYISO_J-K_2_NEISO | NYISO_J-K | NEISO | 2025 | B6 | 300 | 0 | 0.001 | 0 | 0 |  | 0 |  | 0 | 0 |  | 0 | 0
NYISO_J-K_2_NEISO | NYISO_J-K | NEISO | 2025 | B7 | 400 | 0 | 0.001 | 0 | 0 |  | 0 |  | 0 | 0 |  | 0 | 0
NYISO_J-K_2_NEISO | NYISO_J-K | NEISO | 2025 | B8 | 500 | 0 | 0.001 | 0 | 0 |  | 0 |  | 0 | 0 |  | 0 | 0
NYISO_J-K_2_NEISO | NYISO_J-K | NEISO | 2025 | B9 | 800 | 0 | 0.001 | 0 | 0 |  | 0 |  | 0 | 0 |  | 0 | 0
NYISO_J-K_2_NEISO | NYISO_J-K | NEISO | 2025 | B10 | 1262 | 0 | 0.001 | 0 | 0 |  | 0 |  | 0 | 0 |  | 0 | 0
NYISO_J-K_2_NEISO | NYISO_J-K | NEISO | 2025 | B11 | 25 | 0 | 0.001 | 0 | 0 |  | 0 |  | 0 | 0 |  | 0 | 0
NYISO_J-K_2_NEISO | NYISO_J-K | NEISO | 2025 | B12 | 200 | 0 | 0.001 | 0 | 0 |  | 0 |  | 0 | 0 |  | 0 | 0
NYISO_J-K_2_NEISO | NYISO_J-K | NEISO | 2025 | B13 | 600 | 0 | 0.001 | 0 | 0 |  | 0 |  | 0 | 0 |  | 0 | 0
NYISO_J-K_2_NEISO | NYISO_J-K | NEISO | 2025 | B14 | 900 | 0 | 0.001 | 0 | 0 |  | 0 |  | 0 | 0 |  | 0 | 0
NYISO_J-K_2_NEISO | NYISO_J-K | NEISO | 2025 | B15 | 1203 | 0 | 0.001 | 0 | 0 |  | 0 |  | 0 | 0 |  | 0 | 0
NYISO_J-K_2_NEISO | NYISO_J-K | NEISO | 2025 | B16 | 25 | 0 | 0.001 | 0 | 0 |  | 0 |  | 0 | 0 |  | 0 | 0
NYISO_J-K_2_NEISO | NYISO_J-K | NEISO | 2025 | B17 | 100 | 0 | 0.001 | 0 | 0 |  | 0 |  | 0 | 0 |  | 0 | 0
NYISO_J-K_2_NEISO | NYISO_J-K | NEISO | 2025 | B18 | 400 | 0 | 0.001 | 0 | 0 |  | 0 |  | 0 | 0 |  | 0 | 0
NYISO_J-K_2_NEISO | NYISO_J-K | NEISO | 2025 | B19 | 700 | 0 | 0.001 | 0 | 0 |  | 0 |  | 0 | 0 |  | 0 | 0
NYISO_J-K_2_NEISO | NYISO_J-K | NEISO | 2025 | B20 | 935 | 0 | 0.001 | 0 | 0 |  | 0 |  | 0 | 0 |  | 0 | 0
NYISO_J-K_2_NEISO | NYISO_J-K | NEISO | 2030 | B1 | 10 | 0 | 0.001 | 0 | 0 |  | 0 |  | 0 | 0 |  | 0 | 0
NYISO_J-K_2_NEISO | NYISO_J-K | NEISO | 2030 | B2 | 25 | 0 | 0.001 | 0 | 0 |  | 0 |  | 0 | 0 |  | 0 | 0
NYISO_J-K_2_NEISO | NYISO_J-K | NEISO | 2030 | B3 | 75 | 0 | 0.001 | 0 | 0 |  | 0 |  | 0 | 0 |  | 0 | 0
NYISO_J-K_2_NEISO | NYISO_J-K | NEISO | 2030 | B4 | 100 | 0 | 0.001 | 0 | 0 |  | 0 |  | 0 | 0 |  | 0 | 0
NYISO_J-K_2_NEISO | NYISO_J-K | NEISO | 2030 | B5 | 200 | 0 | 0.001 | 0 | 0 |  | 0 |  | 0 | 0 |  | 0 | 0
NYISO_J-K_2_NEISO | NYISO_J-K | NEISO | 2030 | B6 | 300 | 0 | 0.001 | 0 | 0 |  | 0 |  | 0 | 0 |  | 0 | 0
NYISO_J-K_2_NEISO | NYISO_J-K | NEISO | 2030 | B7 | 400 | 0 | 0.001 | 0 | 0 |  | 0 |  | 0 | 0 |  | 0 | 0
NYISO_J-K_2_NEISO | NYISO_J-K | NEISO | 2030 | B8 | 500 | 0 | 0.001 | 0 | 0 |  | 0 |  | 0 | 0 |  | 0 | 0
NYISO_J-K_2_NEISO | NYISO_J-K | NEISO | 2030 | B9 | 800 | 0 | 0.001 | 0 | 0 |  | 0 |  | 0 | 0 |  | 0 | 0
NYISO_J-K_2_NEISO | NYISO_J-K | NEISO | 2030 | B10 | 1262 | 0 | 0.001 | 0 | 0 |  | 0 |  | 0 | 0 |  | 0 | 0
NYISO_J-K_2_NEISO | NYISO_J-K | NEISO | 2030 | B11 | 25 | 0 | 0.001 | 0 | 0 |  | 0 |  | 0 | 0 |  | 0 | 0
NYISO_J-K_2_NEISO | NYISO_J-K | NEISO | 2030 | B12 | 200 | 0 | 0.001 | 0 | 0 |  | 0 |  | 0 | 0 |  | 0 | 0
NYISO_J-K_2_NEISO | NYISO_J-K | NEISO | 2030 | B13 | 600 | 0 | 0.001 | 0 | 0 |  | 0 |  | 0 | 0 |  | 0 | 0
NYISO_J-K_2_NEISO | NYISO_J-K | NEISO | 2030 | B14 | 900 | 0 | 0.001 | 0 | 0 |  | 0 |  | 0 | 0 |  | 0 | 0
NYISO_J-K_2_NEISO | NYISO_J-K | NEISO | 2030 | B15 | 1203 | 0 | 0.001 | 0 | 0 |  | 0 |  | 0 | 0 |  | 0 | 0
NYISO_J-K_2_NEISO | NYISO_J-K | NEISO | 2030 | B16 | 25 | 0 | 0.001 | 0 | 0 |  | 0 |  | 0 | 0 |  | 0 | 0
NYISO_J-K_2_NEISO | NYISO_J-K | NEISO | 2030 | B17 | 100 | 0 | 0.001 | 0 | 0 |  | 0 |  | 0 | 0 |  | 0 | 0
NYISO_J-K_2_NEISO | NYISO_J-K | NEISO | 2030 | B18 | 400 | 0 | 0.001 | 0 | 0 |  | 0 |  | 0 | 0 |  | 0 | 0
NYISO_J-K_2_NEISO | NYISO_J-K | NEISO | 2030 | B19 | 700 | 0 | 0.001 | 0 | 0 |  | 0 |  | 0 | 0 |  | 0 | 0
NYISO_J-K_2_NEISO | NYISO_J-K | NEISO | 2030 | B20 | 935 | 0 | 0.001 | 0 | 0 |  | 0 |  | 0 | 0 |  | 0 | 0
NYISO_J-K_2_NEISO | NYISO_J-K | NEISO | 2035 | B1 | 10 | 0 | 0.001 | 0 | 0 |  | 0 |  | 0 | 0 |  | 0 | 0
NYISO_J-K_2_NEISO | NYISO_J-K | NEISO | 2035 | B2 | 25 | 0 | 0.001 | 0 | 0 |  | 0 |  | 0 | 0 |  | 0 | 0
NYISO_J-K_2_NEISO | NYISO_J-K | NEISO | 2035 | B3 | 75 | 0 | 0.001 | 0 | 0 |  | 0 |  | 0 | 0 |  | 0 | 0
NYISO_J-K_2_NEISO | NYISO_J-K | NEISO | 2035 | B4 | 100 | 0 | 0.001 | 0 | 0 |  | 0 |  | 0 | 0 |  | 0 | 0
NYISO_J-K_2_NEISO | NYISO_J-K | NEISO | 2035 | B5 | 200 | 0 | 0.001 | 0 | 0 |  | 0 |  | 0 | 0 |  | 0 | 0
NYISO_J-K_2_NEISO | NYISO_J-K | NEISO | 2035 | B6 | 300 | 0 | 0.001 | 0 | 0 |  | 0 |  | 0 | 0 |  | 0 | 0
NYISO_J-K_2_NEISO | NYISO_J-K | NEISO | 2035 | B7 | 400 | 0 | 0.001 | 0 | 0 |  | 0 |  | 0 | 0 |  | 0 | 0
NYISO_J-K_2_NEISO | NYISO_J-K | NEISO | 2035 | B8 | 500 | 0 | 0.001 | 0 | 0 |  | 0 |  | 0 | 0 |  | 0 | 0
NYISO_J-K_2_NEISO | NYISO_J-K | NEISO | 2035 | B9 | 800 | 0 | 0.001 | 0 | 0 |  | 0 |  | 0 | 0 |  | 0 | 0
NYISO_J-K_2_NEISO | NYISO_J-K | NEISO | 2035 | B10 | 1262 | 0 | 0.001 | 0 | 0 |  | 0 |  | 0 | 0 |  | 0 | 0
NYISO_J-K_2_NEISO | NYISO_J-K | NEISO | 2035 | B11 | 25 | 0 | 0.001 | 0 | 0 |  | 0 |  | 0 | 0 |  | 0 | 0
NYISO_J-K_2_NEISO | NYISO_J-K | NEISO | 2035 | B12 | 200 | 0 | 0.001 | 0 | 0 |  | 0 |  | 0 | 0 |  | 0 | 0
NYISO_J-K_2_NEISO | NYISO_J-K | NEISO | 2035 | B13 | 600 | 0 | 0.001 | 0 | 0 |  | 0 |  | 0 | 0 |  | 0 | 0
NYISO_J-K_2_NEISO | NYISO_J-K | NEISO | 2035 | B14 | 900 | 0 | 0.001 | 0 | 0 |  | 0 |  | 0 | 0 |  | 0 | 0
NYISO_J-K_2_NEISO | NYISO_J-K | NEISO | 2035 | B15 | 1203 | 0 | 0.001 | 0 | 0 |  | 0 |  | 0 | 0 |  | 0 | 0
NYISO_J-K_2_NEISO | NYISO_J-K | NEISO | 2035 | B16 | 25 | 0 | 0.001 | 0 | 0 |  | 0 |  | 0 | 0 |  | 0 | 0
NYISO_J-K_2_NEISO | NYISO_J-K | NEISO | 2035 | B17 | 100 | 0 | 0.001 | 0 | 0 |  | 0 |  | 0 | 0 |  | 0 | 0
NYISO_J-K_2_NEISO | NYISO_J-K | NEISO | 2035 | B18 | 400 | 0 | 0.001 | 0 | 0 |  | 0 |  | 0 | 0 |  | 0 | 0
NYISO_J-K_2_NEISO | NYISO_J-K | NEISO | 2035 | B19 | 700 | 0 | 0.001 | 0 | 0 |  | 0 |  | 0 | 0 |  | 0 | 0
NYISO_J-K_2_NEISO | NYISO_J-K | NEISO | 2035 | B20 | 935 | 0 | 0.001 | 0 | 0 |  | 0 |  | 0 | 0 |  | 0 | 0
NYISO_J-K_2_NEISO | NYISO_J-K | NEISO | 2040 | B1 | 10 | 0 | 0.001 | 0 | 0 |  | 0 |  | 0 | 0 |  | 0 | 0
NYISO_J-K_2_NEISO | NYISO_J-K | NEISO | 2040 | B2 | 25 | 0 | 0.001 | 0 | 0 |  | 0 |  | 0 | 0 |  | 0 | 0
NYISO_J-K_2_NEISO | NYISO_J-K | NEISO | 2040 | B3 | 75 | 0 | 0.001 | 0 | 0 |  | 0 |  | 0 | 0 |  | 0 | 0
NYISO_J-K_2_NEISO | NYISO_J-K | NEISO | 2040 | B4 | 100 | 0 | 0.001 | 0 | 0 |  | 0 |  | 0 | 0 |  | 0 | 0
NYISO_J-K_2_NEISO | NYISO_J-K | NEISO | 2040 | B5 | 200 | 0 | 0.001 | 0 | 0 |  | 0 |  | 0 | 0 |  | 0 | 0
NYISO_J-K_2_NEISO | NYISO_J-K | NEISO | 2040 | B6 | 300 | 0 | 0.001 | 0 | 0 |  | 0 |  | 0 | 0 |  | 0 | 0
NYISO_J-K_2_NEISO | NYISO_J-K | NEISO | 2040 | B7 | 400 | 0 | 0.001 | 0 | 0 |  | 0 |  | 0 | 0 |  | 0 | 0
NYISO_J-K_2_NEISO | NYISO_J-K | NEISO | 2040 | B8 | 500 | 0 | 0.001 | 0 | 0 |  | 0 |  | 0 | 0 |  | 0 | 0
NYISO_J-K_2_NEISO | NYISO_J-K | NEISO | 2040 | B9 | 800 | 0 | 0.001 | 0 | 0 |  | 0 |  | 0 | 0 |  | 0 | 0
NYISO_J-K_2_NEISO | NYISO_J-K | NEISO | 2040 | B10 | 1262 | 0 | 0.001 | 0 | 0 |  | 0 |  | 0 | 0 |  | 0 | 0
NYISO_J-K_2_NEISO | NYISO_J-K | NEISO | 2040 | B11 | 25 | 0 | 0.001 | 0 | 0 |  | 0 |  | 0 | 0 |  | 0 | 0
NYISO_J-K_2_NEISO | NYISO_J-K | NEISO | 2040 | B12 | 200 | 0 | 0.001 | 0 | 0 |  | 0 |  | 0 | 0 |  | 0 | 0
NYISO_J-K_2_NEISO | NYISO_J-K | NEISO | 2040 | B13 | 600 | 0 | 0.001 | 0 | 0 |  | 0 |  | 0 | 0 |  | 0 | 0
NYISO_J-K_2_NEISO | NYISO_J-K | NEISO | 2040 | B14 | 900 | 0 | 0.001 | 0 | 0 |  | 0 |  | 0 | 0 |  | 0 | 0
NYISO_J-K_2_NEISO | NYISO_J-K | NEISO | 2040 | B15 | 1203 | 0 | 0.001 | 0 | 0 |  | 0 |  | 0 | 0 |  | 0 | 0
NYISO_J-K_2_NEISO | NYISO_J-K | NEISO | 2040 | B16 | 25 | 0 | 0.001 | 0 | 0 |  | 0 |  | 0 | 0 |  | 0 | 0
NYISO_J-K_2_NEISO | NYISO_J-K | NEISO | 2040 | B17 | 100 | 0 | 0.001 | 0 | 0 |  | 0 |  | 0 | 0 |  | 0 | 0
NYISO_J-K_2_NEISO | NYISO_J-K | NEISO | 2040 | B18 | 400 | 0 | 0.001 | 0 | 0 |  | 0 |  | 0 | 0 |  | 0 | 0
NYISO_J-K_2_NEISO | NYISO_J-K | NEISO | 2040 | B19 | 700 | 0 | 0.001 | 0 | 0 |  | 0 |  | 0 | 0 |  | 0 | 0
NYISO_J-K_2_NEISO | NYISO_J-K | NEISO | 2040 | B20 | 935 | 0 | 0.001 | 0 | 0 |  | 0 |  | 0 | 0 |  | 0 | 0
NYISO_J-K_2_NEISO | NYISO_J-K | NEISO | 2045 | B1 | 10 | 0 | 0.001 | 0 | 0 |  | 0 |  | 0.01187 | 0 |  | 0.0033914 | 8.1547
NYISO_J-K_2_NEISO | NYISO_J-K | NEISO | 2045 | B2 | 25 | 0 | 0.001 | 0.01 | 0 |  | 0 |  | 15.2173 | 0 |  | 10.8695 | 8.1547
NYISO_J-K_2_NEISO | NYISO_J-K | NEISO | 2045 | B3 | 75 | 0 | 0.001 | 0 | 0 |  | 0 |  | 0 | 0 |  | 0 | 8.1547
NYISO_J-K_2_NEISO | NYISO_J-K | NEISO | 2045 | B4 | 100 | 0 | 0.001 | 0 | 0 |  | 0 |  | 0 | 0 |  | 0 | 8.1547
NYISO_J-K_2_NEISO | NYISO_J-K | NEISO | 2045 | B5 | 200 | 0 | 0.001 | 0 | 0 |  | 0 |  | 0 | 0 |  | 0 | 8.1547
NYISO_J-K_2_NEISO | NYISO_J-K | NEISO | 2045 | B6 | 300 | 0 | 0.001 | 0 | 0 |  | 0 |  | 0 | 0 |  | 0 | 8.1547
NYISO_J-K_2_NEISO | NYISO_J-K | NEISO | 2045 | B7 | 400 | 0 | 0.001 | 0 | 0 |  | 0 |  | 0 | 0 |  | 0 | 8.1547
NYISO_J-K_2_NEISO | NYISO_J-K | NEISO | 2045 | B8 | 500 | 0 | 0.001 | 0 | 0 |  | 0 |  | 0 | 0 |  | 0 | 8.1547
NYISO_J-K_2_NEISO | NYISO_J-K | NEISO | 2045 | B9 | 800 | 0 | 0.001 | 0 | 0 |  | 0 |  | 0 | 0 |  | 0 | 8.1547
NYISO_J-K_2_NEISO | NYISO_J-K | NEISO | 2045 | B10 | 1262 | 0 | 0.001 | 0 | 0 |  | 0 |  | 0 | 0 |  | 0 | 8.1547
NYISO_J-K_2_NEISO | NYISO_J-K | NEISO | 2045 | B11 | 25 | 0 | 0.001 | 0 | 0 |  | 0 |  | 0 | 0 |  | 0 | 8.1547
NYISO_J-K_2_NEISO | NYISO_J-K | NEISO | 2045 | B12 | 200 | 0 | 0.001 | 0 | 0 |  | 0 |  | 0 | 0 |  | 0 | 8.1547
NYISO_J-K_2_NEISO | NYISO_J-K | NEISO | 2045 | B13 | 600 | 0 | 0.001 | 0 | 0 |  | 0 |  | 0 | 0 |  | 0 | 8.1547
NYISO_J-K_2_NEISO | NYISO_J-K | NEISO | 2045 | B14 | 900 | 0 | 0.001 | 0 | 0 |  | 0 |  | 0 | 0 |  | 0 | 8.1547
NYISO_J-K_2_NEISO | NYISO_J-K | NEISO | 2045 | B15 | 1203 | 0 | 0.001 | 0 | 0 |  | 0 |  | 0 | 0 |  | 0 | 8.1547
NYISO_J-K_2_NEISO | NYISO_J-K | NEISO | 2045 | B16 | 25 | 0 | 0.001 | 0 | 0 |  | 0 |  | 0 | 0 |  | 0 | 8.1547
NYISO_J-K_2_NEISO | NYISO_J-K | NEISO | 2045 | B17 | 100 | 0 | 0.001 | 0 | 0 |  | 0 |  | 0 | 0 |  | 0 | 8.1547
NYISO_J-K_2_NEISO | NYISO_J-K | NEISO | 2045 | B18 | 400 | 0 | 0.001 | 0 | 0 |  | 0 |  | 0 | 0 |  | 0 | 8.1547
NYISO_J-K_2_NEISO | NYISO_J-K | NEISO | 2045 | B19 | 700 | 0 | 0.001 | 0 | 0 |  | 0 |  | 0 | 0 |  | 0 | 8.1547
NYISO_J-K_2_NEISO | NYISO_J-K | NEISO | 2045 | B20 | 935 | 0 | 0.001 | 0 | 0 |  | 0 |  | 0 | 0 |  | 0 | 8.1547
NYISO_J-K_2_NEISO | NYISO_J-K | NEISO | 2050 | B1 | 10 | 0 | 0.001 | 0 | 0 |  | 0 |  | 0 | 0 |  | 0 | 21.0585
NYISO_J-K_2_NEISO | NYISO_J-K | NEISO | 2050 | B2 | 25 | 0 | 0.001 | 0.01 | 0 |  | 0 |  | 4.9854 | 0 |  | 0.096841 | 21.0585
NYISO_J-K_2_NEISO | NYISO_J-K | NEISO | 2050 | B3 | 75 | 0 | 0.001 | 0 | 0 |  | 0 |  | 0 | 0 |  | 0 | 21.0585
NYISO_J-K_2_NEISO | NYISO_J-K | NEISO | 2050 | B4 | 100 | 0 | 0.001 | 0 | 0 |  | 0 |  | 0 | 0 |  | 0 | 21.0585
NYISO_J-K_2_NEISO | NYISO_J-K | NEISO | 2050 | B5 | 200 | 0 | 0.001 | 0 | 0 |  | 0 |  | 0 | 0 |  | 0 | 21.0585
NYISO_J-K_2_NEISO | NYISO_J-K | NEISO | 2050 | B6 | 300 | 0 | 0.001 | 0 | 0 |  | 0 |  | 0 | 0 |  | 0 | 21.0585
NYISO_J-K_2_NEISO | NYISO_J-K | NEISO | 2050 | B7 | 400 | 0 | 0.001 | 0 | 0 |  | 0 |  | 0 | 0 |  | 0 | 21.0585
NYISO_J-K_2_NEISO | NYISO_J-K | NEISO | 2050 | B8 | 500 | 0 | 0.001 | 0 | 0 |  | 0 |  | 0 | 0 |  | 0 | 21.0585
NYISO_J-K_2_NEISO | NYISO_J-K | NEISO | 2050 | B9 | 800 | 0 | 0.001 | 0 | 0 |  | 0 |  | 0 | 0 |  | 0 | 21.0585
NYISO_J-K_2_NEISO | NYISO_J-K | NEISO | 2050 | B10 | 1262 | 0 | 0.001 | 0.01 | 0 |  | 0 |  | 28.5355 | 0 |  | 27.9812 | 21.0585
NYISO_J-K_2_NEISO | NYISO_J-K | NEISO | 2050 | B11 | 25 | 0 | 0.001 | 0 | 0 |  | 0 |  | 0 | 0 |  | 0 | 21.0585
NYISO_J-K_2_NEISO | NYISO_J-K | NEISO | 2050 | B12 | 200 | 0 | 0.001 | 0 | 0 |  | 0 |  | 0 | 0 |  | 0 | 21.0585
NYISO_J-K_2_NEISO | NYISO_J-K | NEISO | 2050 | B13 | 600 | 0 | 0.001 | 0 | 0 |  | 0 |  | 0 | 0 |  | 0 | 21.0585
NYISO_J-K_2_NEISO | NYISO_J-K | NEISO | 2050 | B14 | 900 | 0 | 0.001 | 0 | 0 |  | 0 |  | 0 | 0 |  | 0 | 21.0585
NYISO_J-K_2_NEISO | NYISO_J-K | NEISO | 2050 | B15 | 1203 | 0 | 0.001 | 0 | 0 |  | 0 |  | 0 | 0 |  | 0 | 21.0585
NYISO_J-K_2_NEISO | NYISO_J-K | NEISO | 2050 | B16 | 25 | 0 | 0.001 | 0 | 0 |  | 0 |  | 0 | 0 |  | 0 | 21.0585
NYISO_J-K_2_NEISO | NYISO_J-K | NEISO | 2050 | B17 | 100 | 0 | 0.001 | 0 | 0 |  | 0 |  | 0 | 0 |  | 0 | 21.0585
NYISO_J-K_2_NEISO | NYISO_J-K | NEISO | 2050 | B18 | 400 | 0 | 0.001 | 0 | 0 |  | 0 |  | 0 | 0 |  | 0 | 21.0585
NYISO_J-K_2_NEISO | NYISO_J-K | NEISO | 2050 | B19 | 700 | 0 | 0.001 | 0 | 0 |  | 0 |  | 0 | 0 |  | 0 | 21.0585
NYISO_J-K_2_NEISO | NYISO_J-K | NEISO | 2050 | B20 | 935 | 0 | 0.001 | 0 | 0 |  | 0 |  | 0 | 0 |  | 0 | 21.0585
NYISO_J-K_2_NYISO_G-I | NYISO_J-K | NYISO_G-I | 2015 | B1 | 10 | 0 | 1999 | 0 | 0 |  | 0 |  | 0 | 0 |  | 0 | 0
NYISO_J-K_2_NYISO_G-I | NYISO_J-K | NYISO_G-I | 2015 | B2 | 25 | 0 | 1999 | 0 | 0 |  | 0 |  | 0 | 0 |  | 0 | 0
NYISO_J-K_2_NYISO_G-I | NYISO_J-K | NYISO_G-I | 2015 | B3 | 75 | 0 | 1999 | 0 | 0 |  | 0 |  | 0 | 0 |  | 0 | 0
NYISO_J-K_2_NYISO_G-I | NYISO_J-K | NYISO_G-I | 2015 | B4 | 100 | 0 | 1999 | 0 | 0 |  | 0 |  | 0 | 0 |  | 0 | 0
NYISO_J-K_2_NYISO_G-I | NYISO_J-K | NYISO_G-I | 2015 | B5 | 200 | 0 | 1999 | 0 | 0 |  | 0 |  | 0 | 0 |  | 0 | 0
NYISO_J-K_2_NYISO_G-I | NYISO_J-K | NYISO_G-I | 2015 | B6 | 300 | 0 | 1999 | 0 | 0 |  | 0 |  | 0 | 0 |  | 0 | 0
NYISO_J-K_2_NYISO_G-I | NYISO_J-K | NYISO_G-I | 2015 | B7 | 400 | 0 | 1999 | 0 | 0 |  | 0 |  | 0 | 0 |  | 0 | 0
NYISO_J-K_2_NYISO_G-I | NYISO_J-K | NYISO_G-I | 2015 | B8 | 500 | 0 | 1999 | 0 | 0 |  | 0 |  | 0 | 0 |  | 0 | 0
NYISO_J-K_2_NYISO_G-I | NYISO_J-K | NYISO_G-I | 2015 | B9 | 800 | 0 | 1999 | 0 | 0 |  | 0 |  | 0 | 0 |  | 0 | 0
NYISO_J-K_2_NYISO_G-I | NYISO_J-K | NYISO_G-I | 2015 | B10 | 1262 | 0 | 1999 | 0 | 0 |  | 0 |  | 0 | 0 |  | 0 | 0
NYISO_J-K_2_NYISO_G-I | NYISO_J-K | NYISO_G-I | 2015 | B11 | 25 | 0 | 1999 | 0 | 0 |  | 0 |  | 0 | 0 |  | 0 | 0
NYISO_J-K_2_NYISO_G-I | NYISO_J-K | NYISO_G-I | 2015 | B12 | 200 | 0 | 1999 | 0 | 0 |  | 0 |  | 0 | 0 |  | 0 | 0
NYISO_J-K_2_NYISO_G-I | NYISO_J-K | NYISO_G-I | 2015 | B13 | 600 | 0 | 1999 | 0 | 0 |  | 0 |  | 0 | 0 |  | 0 | 0
NYISO_J-K_2_NYISO_G-I | NYISO_J-K | NYISO_G-I | 2015 | B14 | 900 | 0 | 1999 | 0 | 0 |  | 0 |  | 0 | 0 |  | 0 | 0
NYISO_J-K_2_NYISO_G-I | NYISO_J-K | NYISO_G-I | 2015 | B15 | 1203 | 0 | 1999 | 0 | 0 |  | 0 |  | 0 | 0 |  | 0 | 0
NYISO_J-K_2_NYISO_G-I | NYISO_J-K | NYISO_G-I | 2015 | B16 | 25 | 0 | 1999 | 0 | 0 |  | 0 |  | 0 | 0 |  | 0 | 0
NYISO_J-K_2_NYISO_G-I | NYISO_J-K | NYISO_G-I | 2015 | B17 | 100 | 0 | 1999 | 0 | 0 |  | 0 |  | 0 | 0 |  | 0 | 0
NYISO_J-K_2_NYISO_G-I | NYISO_J-K | NYISO_G-I | 2015 | B18 | 400 | 0 | 1999 | 0 | 0 |  | 0 |  | 0 | 0 |  | 0 | 0
NYISO_J-K_2_NYISO_G-I | NYISO_J-K | NYISO_G-I | 2015 | B19 | 700 | 0 | 1999 | 0 | 0 |  | 0 |  | 0 | 0 |  | 0 | 0
NYISO_J-K_2_NYISO_G-I | NYISO_J-K | NYISO_G-I | 2015 | B20 | 935 | 0 | 1999 | 0 | 0 |  | 0 |  | 0 | 0 |  | 0 | 0
NYISO_J-K_2_NYISO_G-I | NYISO_J-K | NYISO_G-I | 2020 | B1 | 10 | 0 | 1999 | 0 | 0 |  | 0 |  | 0 | 0 |  | 0 | 0
NYISO_J-K_2_NYISO_G-I | NYISO_J-K | NYISO_G-I | 2020 | B2 | 25 | 0 | 1999 | 0 | 0 |  | 0 |  | 0 | 0 |  | 0 | 0
NYISO_J-K_2_NYISO_G-I | NYISO_J-K | NYISO_G-I | 2020 | B3 | 75 | 0 | 1999 | 0 | 0 |  | 0 |  | 0 | 0 |  | 0 | 0
NYISO_J-K_2_NYISO_G-I | NYISO_J-K | NYISO_G-I | 2020 | B4 | 100 | 0 | 1999 | 0 | 0 |  | 0 |  | 0 | 0 |  | 0 | 0
NYISO_J-K_2_NYISO_G-I | NYISO_J-K | NYISO_G-I | 2020 | B5 | 200 | 0 | 1999 | 0 | 0 |  | 0 |  | 0 | 0 |  | 0 | 0
NYISO_J-K_2_NYISO_G-I | NYISO_J-K | NYISO_G-I | 2020 | B6 | 300 | 0 | 1999 | 0 | 0 |  | 0 |  | 0 | 0 |  | 0 | 0
NYISO_J-K_2_NYISO_G-I | NYISO_J-K | NYISO_G-I | 2020 | B7 | 400 | 0 | 1999 | 0 | 0 |  | 0 |  | 0 | 0 |  | 0 | 0
NYISO_J-K_2_NYISO_G-I | NYISO_J-K | NYISO_G-I | 2020 | B8 | 500 | 0 | 1999 | 0 | 0 |  | 0 |  | 0 | 0 |  | 0 | 0
NYISO_J-K_2_NYISO_G-I | NYISO_J-K | NYISO_G-I | 2020 | B9 | 800 | 0 | 1999 | 0 | 0 |  | 0 |  | 0 | 0 |  | 0 | 0
NYISO_J-K_2_NYISO_G-I | NYISO_J-K | NYISO_G-I | 2020 | B10 | 1262 | 0 | 1999 | 0 | 0 |  | 0 |  | 0 | 0 |  | 0 | 0
NYISO_J-K_2_NYISO_G-I | NYISO_J-K | NYISO_G-I | 2020 | B11 | 25 | 0 | 1999 | 0 | 0 |  | 0 |  | 0 | 0 |  | 0 | 0
NYISO_J-K_2_NYISO_G-I | NYISO_J-K | NYISO_G-I | 2020 | B12 | 200 | 0 | 1999 | 0 | 0 |  | 0 |  | 0 | 0 |  | 0 | 0
NYISO_J-K_2_NYISO_G-I | NYISO_J-K | NYISO_G-I | 2020 | B13 | 600 | 0 | 1999 | 0 | 0 |  | 0 |  | 0 | 0 |  | 0 | 0
NYISO_J-K_2_NYISO_G-I | NYISO_J-K | NYISO_G-I | 2020 | B14 | 900 | 0 | 1999 | 0 | 0 |  | 0 |  | 0 | 0 |  | 0 | 0
NYISO_J-K_2_NYISO_G-I | NYISO_J-K | NYISO_G-I | 2020 | B15 | 1203 | 0 | 1999 | 0 | 0 |  | 0 |  | 0 | 0 |  | 0 | 0
NYISO_J-K_2_NYISO_G-I | NYISO_J-K | NYISO_G-I | 2020 | B16 | 25 | 0 | 1999 | 0 | 0 |  | 0 |  | 0 | 0 |  | 0 | 0
NYISO_J-K_2_NYISO_G-I | NYISO_J-K | NYISO_G-I | 2020 | B17 | 100 | 0 | 1999 | 0 | 0 |  | 0 |  | 0 | 0 |  | 0 | 0
NYISO_J-K_2_NYISO_G-I | NYISO_J-K | NYISO_G-I | 2020 | B18 | 400 | 0 | 1999 | 0 | 0 |  | 0 |  | 0 | 0 |  | 0 | 0
NYISO_J-K_2_NYISO_G-I | NYISO_J-K | NYISO_G-I | 2020 | B19 | 700 | 0 | 1999 | 0 | 0 |  | 0 |  | 0 | 0 |  | 0 | 0
NYISO_J-K_2_NYISO_G-I | NYISO_J-K | NYISO_G-I | 2020 | B20 | 935 | 0 | 1999 | 0 | 0 |  | 0 |  | 0 | 0 |  | 0 | 0
NYISO_J-K_2_NYISO_G-I | NYISO_J-K | NYISO_G-I | 2025 | B1 | 10 | 0 | 1999 | 0 | 0 |  | 0 |  | 0 | 0 |  | 0 | 0
NYISO_J-K_2_NYISO_G-I | NYISO_J-K | NYISO_G-I | 2025 | B2 | 25 | 0 | 1999 | 0 | 0 |  | 0 |  | 0 | 0 |  | 0 | 0
NYISO_J-K_2_NYISO_G-I | NYISO_J-K | NYISO_G-I | 2025 | B3 | 75 | 0 | 1999 | 0 | 0 |  | 0 |  | 0 | 0 |  | 0 | 0
NYISO_J-K_2_NYISO_G-I | NYISO_J-K | NYISO_G-I | 2025 | B4 | 100 | 0 | 1999 | 0 | 0 |  | 0 |  | 0 | 0 |  | 0 | 0
NYISO_J-K_2_NYISO_G-I | NYISO_J-K | NYISO_G-I | 2025 | B5 | 200 | 0 | 1999 | 0 | 0 |  | 0 |  | 0 | 0 |  | 0 | 0
NYISO_J-K_2_NYISO_G-I | NYISO_J-K | NYISO_G-I | 2025 | B6 | 300 | 0 | 1999 | 0 | 0 |  | 0 |  | 0 | 0 |  | 0 | 0
NYISO_J-K_2_NYISO_G-I | NYISO_J-K | NYISO_G-I | 2025 | B7 | 400 | 0 | 1999 | 0 | 0 |  | 0 |  | 0 | 0 |  | 0 | 0
NYISO_J-K_2_NYISO_G-I | NYISO_J-K | NYISO_G-I | 2025 | B8 | 500 | 0 | 1999 | 0 | 0 |  | 0 |  | 0 | 0 |  | 0 | 0
NYISO_J-K_2_NYISO_G-I | NYISO_J-K | NYISO_G-I | 2025 | B9 | 800 | 0 | 1999 | 0 | 0 |  | 0 |  | 0 | 0 |  | 0 | 0
NYISO_J-K_2_NYISO_G-I | NYISO_J-K | NYISO_G-I | 2025 | B10 | 1262 | 0 | 1999 | 0 | 0 |  | 0 |  | 0 | 0 |  | 0 | 0
NYISO_J-K_2_NYISO_G-I | NYISO_J-K | NYISO_G-I | 2025 | B11 | 25 | 0 | 1999 | 0 | 0 |  | 0 |  | 0 | 0 |  | 0 | 0
NYISO_J-K_2_NYISO_G-I | NYISO_J-K | NYISO_G-I | 2025 | B12 | 200 | 0 | 1999 | 0 | 0 |  | 0 |  | 0 | 0 |  | 0 | 0
NYISO_J-K_2_NYISO_G-I | NYISO_J-K | NYISO_G-I | 2025 | B13 | 600 | 0 | 1999 | 0 | 0 |  | 0 |  | 0 | 0 |  | 0 | 0
NYISO_J-K_2_NYISO_G-I | NYISO_J-K | NYISO_G-I | 2025 | B14 | 900 | 0 | 1999 | 0 | 0 |  | 0 |  | 0 | 0 |  | 0 | 0
NYISO_J-K_2_NYISO_G-I | NYISO_J-K | NYISO_G-I | 2025 | B15 | 1203 | 0 | 1999 | 0 | 0 |  | 0 |  | 0 | 0 |  | 0 | 0
NYISO_J-K_2_NYISO_G-I | NYISO_J-K | NYISO_G-I | 2025 | B16 | 25 | 0 | 1999 | 0 | 0 |  | 0 |  | 0 | 0 |  | 0 | 0
NYISO_J-K_2_NYISO_G-I | NYISO_J-K | NYISO_G-I | 2025 | B17 | 100 | 0 | 1999 | 0 | 0 |  | 0 |  | 0 | 0 |  | 0 | 0
NYISO_J-K_2_NYISO_G-I | NYISO_J-K | NYISO_G-I | 2025 | B18 | 400 | 0 | 1999 | 0 | 0 |  | 0 |  | 0 | 0 |  | 0 | 0
NYISO_J-K_2_NYISO_G-I | NYISO_J-K | NYISO_G-I | 2025 | B19 | 700 | 0 | 1999 | 0 | 0 |  | 0 |  | 0 | 0 |  | 0 | 0
NYISO_J-K_2_NYISO_G-I | NYISO_J-K | NYISO_G-I | 2025 | B20 | 935 | 0 | 1999 | 0 | 0 |  | 0 |  | 0 | 0 |  | 0 | 0
NYISO_J-K_2_NYISO_G-I | NYISO_J-K | NYISO_G-I | 2030 | B1 | 10 | 0 | 1999 | 0 | 0 |  | 0 |  | 0 | 0 |  | 0 | 0
NYISO_J-K_2_NYISO_G-I | NYISO_J-K | NYISO_G-I | 2030 | B2 | 25 | 0 | 1999 | 0 | 0 |  | 0 |  | 0 | 0 |  | 0 | 0
NYISO_J-K_2_NYISO_G-I | NYISO_J-K | NYISO_G-I | 2030 | B3 | 75 | 0 | 1999 | 0 | 0 |  | 0 |  | 0 | 0 |  | 0 | 0
NYISO_J-K_2_NYISO_G-I | NYISO_J-K | NYISO_G-I | 2030 | B4 | 100 | 0 | 1999 | 0 | 0 |  | 0 |  | 0 | 0 |  | 0 | 0
NYISO_J-K_2_NYISO_G-I | NYISO_J-K | NYISO_G-I | 2030 | B5 | 200 | 0 | 1999 | 0 | 0 |  | 0 |  | 0 | 0 |  | 0 | 0
NYISO_J-K_2_NYISO_G-I | NYISO_J-K | NYISO_G-I | 2030 | B6 | 300 | 0 | 1999 | 0 | 0 |  | 0 |  | 0 | 0 |  | 0 | 0
NYISO_J-K_2_NYISO_G-I | NYISO_J-K | NYISO_G-I | 2030 | B7 | 400 | 0 | 1999 | 0 | 0 |  | 0 |  | 0 | 0 |  | 0 | 0
NYISO_J-K_2_NYISO_G-I | NYISO_J-K | NYISO_G-I | 2030 | B8 | 500 | 0 | 1999 | 0 | 0 |  | 0 |  | 0 | 0 |  | 0 | 0
NYISO_J-K_2_NYISO_G-I | NYISO_J-K | NYISO_G-I | 2030 | B9 | 800 | 0 | 1999 | 0 | 0 |  | 0 |  | 0 | 0 |  | 0 | 0
NYISO_J-K_2_NYISO_G-I | NYISO_J-K | NYISO_G-I | 2030 | B10 | 1262 | 0 | 1999 | 0 | 0 |  | 0 |  | 0 | 0 |  | 0 | 0
NYISO_J-K_2_NYISO_G-I | NYISO_J-K | NYISO_G-I | 2030 | B11 | 25 | 0 | 1999 | 0 | 0 |  | 0 |  | 0 | 0 |  | 0 | 0
NYISO_J-K_2_NYISO_G-I | NYISO_J-K | NYISO_G-I | 2030 | B12 | 200 | 0 | 1999 | 0 | 0 |  | 0 |  | 0 | 0 |  | 0 | 0
NYISO_J-K_2_NYISO_G-I | NYISO_J-K | NYISO_G-I | 2030 | B13 | 600 | 0 | 1999 | 0 | 0 |  | 0 |  | 0 | 0 |  | 0 | 0
NYISO_J-K_2_NYISO_G-I | NYISO_J-K | NYISO_G-I | 2030 | B14 | 900 | 0 | 1999 | 0 | 0 |  | 0 |  | 0 | 0 |  | 0 | 0
NYISO_J-K_2_NYISO_G-I | NYISO_J-K | NYISO_G-I | 2030 | B15 | 1203 | 0 | 1999 | 0 | 0 |  | 0 |  | 0 | 0 |  | 0 | 0
NYISO_J-K_2_NYISO_G-I | NYISO_J-K | NYISO_G-I | 2030 | B16 | 25 | 0 | 1999 | 0 | 0 |  | 0 |  | 0 | 0 |  | 0 | 0
NYISO_J-K_2_NYISO_G-I | NYISO_J-K | NYISO_G-I | 2030 | B17 | 100 | 0 | 1999 | 0 | 0 |  | 0 |  | 0 | 0 |  | 0 | 0
NYISO_J-K_2_NYISO_G-I | NYISO_J-K | NYISO_G-I | 2030 | B18 | 400 | 0 | 1999 | 0 | 0 |  | 0 |  | 0 | 0 |  | 0 | 0
NYISO_J-K_2_NYISO_G-I | NYISO_J-K | NYISO_G-I | 2030 | B19 | 700 | 0 | 1999 | 0 | 0 |  | 0 |  | 0 | 0 |  | 0 | 0
NYISO_J-K_2_NYISO_G-I | NYISO_J-K | NYISO_G-I | 2030 | B20 | 935 | 0 | 1999 | 0 | 0 |  | 0 |  | 0 | 0 |  | 0 | 0
NYISO_J-K_2_NYISO_G-I | NYISO_J-K | NYISO_G-I | 2035 | B1 | 10 | 0 | 1999 | 0 | 0 |  | 0 |  | 0 | 0 |  | 0 | 0
NYISO_J-K_2_NYISO_G-I | NYISO_J-K | NYISO_G-I | 2035 | B2 | 25 | 0 | 1999 | 0 | 0 |  | 0 |  | 0 | 0 |  | 0 | 0
NYISO_J-K_2_NYISO_G-I | NYISO_J-K | NYISO_G-I | 2035 | B3 | 75 | 0 | 1999 | 0 | 0 |  | 0 |  | 0 | 0 |  | 0 | 0
NYISO_J-K_2_NYISO_G-I | NYISO_J-K | NYISO_G-I | 2035 | B4 | 100 | 0 | 1999 | 0 | 0 |  | 0 |  | 0 | 0 |  | 0 | 0
NYISO_J-K_2_NYISO_G-I | NYISO_J-K | NYISO_G-I | 2035 | B5 | 200 | 0 | 1999 | 0 | 0 |  | 0 |  | 0 | 0 |  | 0 | 0
NYISO_J-K_2_NYISO_G-I | NYISO_J-K | NYISO_G-I | 2035 | B6 | 300 | 0 | 1999 | 0 | 0 |  | 0 |  | 0 | 0 |  | 0 | 0
NYISO_J-K_2_NYISO_G-I | NYISO_J-K | NYISO_G-I | 2035 | B7 | 400 | 0 | 1999 | 0 | 0 |  | 0 |  | 0 | 0 |  | 0 | 0
NYISO_J-K_2_NYISO_G-I | NYISO_J-K | NYISO_G-I | 2035 | B8 | 500 | 0 | 1999 | 0 | 0 |  | 0 |  | 0 | 0 |  | 0 | 0
NYISO_J-K_2_NYISO_G-I | NYISO_J-K | NYISO_G-I | 2035 | B9 | 800 | 0 | 1999 | 0 | 0 |  | 0 |  | 0 | 0 |  | 0 | 0
NYISO_J-K_2_NYISO_G-I | NYISO_J-K | NYISO_G-I | 2035 | B10 | 1262 | 0 | 1999 | 0 | 0 |  | 0 |  | 0 | 0 |  | 0 | 0
NYISO_J-K_2_NYISO_G-I | NYISO_J-K | NYISO_G-I | 2035 | B11 | 25 | 0 | 1999 | 0 | 0 |  | 0 |  | 0 | 0 |  | 0 | 0
NYISO_J-K_2_NYISO_G-I | NYISO_J-K | NYISO_G-I | 2035 | B12 | 200 | 0 | 1999 | 0 | 0 |  | 0 |  | 0 | 0 |  | 0 | 0
NYISO_J-K_2_NYISO_G-I | NYISO_J-K | NYISO_G-I | 2035 | B13 | 600 | 0 | 1999 | 0 | 0 |  | 0 |  | 0 | 0 |  | 0 | 0
NYISO_J-K_2_NYISO_G-I | NYISO_J-K | NYISO_G-I | 2035 | B14 | 900 | 0 | 1999 | 0 | 0 |  | 0 |  | 0 | 0 |  | 0 | 0
NYISO_J-K_2_NYISO_G-I | NYISO_J-K | NYISO_G-I | 2035 | B15 | 1203 | 0 | 1999 | 0 | 0 |  | 0 |  | 0 | 0 |  | 0 | 0
NYISO_J-K_2_NYISO_G-I | NYISO_J-K | NYISO_G-I | 2035 | B16 | 25 | 0 | 1999 | 0 | 0 |  | 0 |  | 0 | 0 |  | 0 | 0
NYISO_J-K_2_NYISO_G-I | NYISO_J-K | NYISO_G-I | 2035 | B17 | 100 | 0 | 1999 | 0 | 0 |  | 0 |  | 0 | 0 |  | 0 | 0
NYISO_J-K_2_NYISO_G-I | NYISO_J-K | NYISO_G-I | 2035 | B18 | 400 | 0 | 1999 | 0 | 0 |  | 0 |  | 0 | 0 |  | 0 | 0
NYISO_J-K_2_NYISO_G-I | NYISO_J-K | NYISO_G-I | 2035 | B19 | 700 | 0 | 1999 | 0 | 0 |  | 0 |  | 0 | 0 |  | 0 | 0
NYISO_J-K_2_NYISO_G-I | NYISO_J-K | NYISO_G-I | 2035 | B20 | 935 | 0 | 1999 | 0 | 0 |  | 0 |  | 0 | 0 |  | 0 | 0
NYISO_J-K_2_NYISO_G-I | NYISO_J-K | NYISO_G-I | 2040 | B1 | 10 | 0 | 1999 | 0 | 0 |  | 0 |  | 0 | 0 |  | 0 | 0
NYISO_J-K_2_NYISO_G-I | NYISO_J-K | NYISO_G-I | 2040 | B2 | 25 | 0 | 1999 | 0 | 0 |  | 0 |  | 0 | 0 |  | 0 | 0
NYISO_J-K_2_NYISO_G-I | NYISO_J-K | NYISO_G-I | 2040 | B3 | 75 | 0 | 1999 | 0 | 0 |  | 0 |  | 0 | 0 |  | 0 | 0
NYISO_J-K_2_NYISO_G-I | NYISO_J-K | NYISO_G-I | 2040 | B4 | 100 | 0 | 1999 | 0 | 0 |  | 0 |  | 0 | 0 |  | 0 | 0
NYISO_J-K_2_NYISO_G-I | NYISO_J-K | NYISO_G-I | 2040 | B5 | 200 | 0 | 1999 | 0 | 0 |  | 0 |  | 0 | 0 |  | 0 | 0
NYISO_J-K_2_NYISO_G-I | NYISO_J-K | NYISO_G-I | 2040 | B6 | 300 | 0 | 1999 | 0 | 0 |  | 0 |  | 0 | 0 |  | 0 | 0
NYISO_J-K_2_NYISO_G-I | NYISO_J-K | NYISO_G-I | 2040 | B7 | 400 | 0 | 1999 | 0 | 0 |  | 0 |  | 0 | 0 |  | 0 | 0
NYISO_J-K_2_NYISO_G-I | NYISO_J-K | NYISO_G-I | 2040 | B8 | 500 | 0 | 1999 | 0 | 0 |  | 0 |  | 0 | 0 |  | 0 | 0
NYISO_J-K_2_NYISO_G-I | NYISO_J-K | NYISO_G-I | 2040 | B9 | 800 | 0 | 1999 | 0 | 0 |  | 0 |  | 0 | 0 |  | 0 | 0
NYISO_J-K_2_NYISO_G-I | NYISO_J-K | NYISO_G-I | 2040 | B10 | 1262 | 0 | 1999 | 0 | 0 |  | 0 |  | 0 | 0 |  | 0 | 0
NYISO_J-K_2_NYISO_G-I | NYISO_J-K | NYISO_G-I | 2040 | B11 | 25 | 0 | 1999 | 0 | 0 |  | 0 |  | 0 | 0 |  | 0 | 0
NYISO_J-K_2_NYISO_G-I | NYISO_J-K | NYISO_G-I | 2040 | B12 | 200 | 0 | 1999 | 0 | 0 |  | 0 |  | 0 | 0 |  | 0 | 0
NYISO_J-K_2_NYISO_G-I | NYISO_J-K | NYISO_G-I | 2040 | B13 | 600 | 0 | 1999 | 0 | 0 |  | 0 |  | 0 | 0 |  | 0 | 0
NYISO_J-K_2_NYISO_G-I | NYISO_J-K | NYISO_G-I | 2040 | B14 | 900 | 0 | 1999 | 0 | 0 |  | 0 |  | 0 | 0 |  | 0 | 0
NYISO_J-K_2_NYISO_G-I | NYISO_J-K | NYISO_G-I | 2040 | B15 | 1203 | 0 | 1999 | 0 | 0 |  | 0 |  | 0 | 0 |  | 0 | 0
NYISO_J-K_2_NYISO_G-I | NYISO_J-K | NYISO_G-I | 2040 | B16 | 25 | 0 | 1999 | 0 | 0 |  | 0 |  | 0 | 0 |  | 0 | 0
NYISO_J-K_2_NYISO_G-I | NYISO_J-K | NYISO_G-I | 2040 | B17 | 100 | 0 | 1999 | 0 | 0 |  | 0 |  | 0 | 0 |  | 0 | 0
NYISO_J-K_2_NYISO_G-I | NYISO_J-K | NYISO_G-I | 2040 | B18 | 400 | 0 | 1999 | 0 | 0 |  | 0 |  | 0 | 0 |  | 0 | 0
NYISO_J-K_2_NYISO_G-I | NYISO_J-K | NYISO_G-I | 2040 | B19 | 700 | 0 | 1999 | 0 | 0 |  | 0 |  | 0 | 0 |  | 0 | 0
NYISO_J-K_2_NYISO_G-I | NYISO_J-K | NYISO_G-I | 2040 | B20 | 935 | 0 | 1999 | 0 | 0 |  | 0 |  | 0 | 0 |  | 0 | 0
NYISO_J-K_2_NYISO_G-I | NYISO_J-K | NYISO_G-I | 2045 | B1 | 10 | 0 | 1999 | 0 | 0 |  | 0 |  | 0 | 0 |  | 0 | 0
NYISO_J-K_2_NYISO_G-I | NYISO_J-K | NYISO_G-I | 2045 | B2 | 25 | 0 | 1999 | 0 | 0 |  | 0 |  | 0 | 0 |  | 0 | 0
NYISO_J-K_2_NYISO_G-I | NYISO_J-K | NYISO_G-I | 2045 | B3 | 75 | 0 | 1999 | 0 | 0 |  | 0 |  | 0 | 0 |  | 0 | 0
NYISO_J-K_2_NYISO_G-I | NYISO_J-K | NYISO_G-I | 2045 | B4 | 100 | 0 | 1999 | 0 | 0 |  | 0 |  | 0 | 0 |  | 0 | 0
NYISO_J-K_2_NYISO_G-I | NYISO_J-K | NYISO_G-I | 2045 | B5 | 200 | 0 | 1999 | 0 | 0 |  | 0 |  | 0 | 0 |  | 0 | 0
NYISO_J-K_2_NYISO_G-I | NYISO_J-K | NYISO_G-I | 2045 | B6 | 300 | 0 | 1999 | 0 | 0 |  | 0 |  | 0 | 0 |  | 0 | 0
NYISO_J-K_2_NYISO_G-I | NYISO_J-K | NYISO_G-I | 2045 | B7 | 400 | 0 | 1999 | 0 | 0 |  | 0 |  | 0 | 0 |  | 0 | 0
NYISO_J-K_2_NYISO_G-I | NYISO_J-K | NYISO_G-I | 2045 | B8 | 500 | 0 | 1999 | 0 | 0 |  | 0 |  | 0 | 0 |  | 0 | 0
NYISO_J-K_2_NYISO_G-I | NYISO_J-K | NYISO_G-I | 2045 | B9 | 800 | 0 | 1999 | 0 | 0 |  | 0 |  | 0 | 0 |  | 0 | 0
NYISO_J-K_2_NYISO_G-I | NYISO_J-K | NYISO_G-I | 2045 | B10 | 1262 | 0 | 1999 | 0 | 0 |  | 0 |  | 0 | 0 |  | 0 | 0
NYISO_J-K_2_NYISO_G-I | NYISO_J-K | NYISO_G-I | 2045 | B11 | 25 | 0 | 1999 | 0 | 0 |  | 0 |  | 0 | 0 |  | 0 | 0
NYISO_J-K_2_NYISO_G-I | NYISO_J-K | NYISO_G-I | 2045 | B12 | 200 | 0 | 1999 | 0 | 0 |  | 0 |  | 0 | 0 |  | 0 | 0
NYISO_J-K_2_NYISO_G-I | NYISO_J-K | NYISO_G-I | 2045 | B13 | 600 | 0 | 1999 | 0 | 0 |  | 0 |  | 0 | 0 |  | 0 | 0
NYISO_J-K_2_NYISO_G-I | NYISO_J-K | NYISO_G-I | 2045 | B14 | 900 | 0 | 1999 | 0 | 0 |  | 0 |  | 0 | 0 |  | 0 | 0
NYISO_J-K_2_NYISO_G-I | NYISO_J-K | NYISO_G-I | 2045 | B15 | 1203 | 0 | 1999 | 0 | 0 |  | 0 |  | 0 | 0 |  | 0 | 0
NYISO_J-K_2_NYISO_G-I | NYISO_J-K | NYISO_G-I | 2045 | B16 | 25 | 0 | 1999 | 0 | 0 |  | 0 |  | 0 | 0 |  | 0 | 0
NYISO_J-K_2_NYISO_G-I | NYISO_J-K | NYISO_G-I | 2045 | B17 | 100 | 0 | 1999 | 0 | 0 |  | 0 |  | 0 | 0 |  | 0 | 0
NYISO_J-K_2_NYISO_G-I | NYISO_J-K | NYISO_G-I | 2045 | B18 | 400 | 0 | 1999 | 0 | 0 |  | 0 |  | 0 | 0 |  | 0 | 0
NYISO_J-K_2_NYISO_G-I | NYISO_J-K | NYISO_G-I | 2045 | B19 | 700 | 0 | 1999 | 0 | 0 |  | 0 |  | 0 | 0 |  | 0 | 0
NYISO_J-K_2_NYISO_G-I | NYISO_J-K | NYISO_G-I | 2045 | B20 | 935 | 0 | 1999 | 0 | 0 |  | 0 |  | 0 | 0 |  | 0 | 0
NYISO_J-K_2_NYISO_G-I | NYISO_J-K | NYISO_G-I | 2050 | B1 | 10 | 0 | 1999 | 0 | 0 |  | 0 |  | 0 | 0 |  | 0 | 0
NYISO_J-K_2_NYISO_G-I | NYISO_J-K | NYISO_G-I | 2050 | B2 | 25 | 0 | 1999 | 0 | 0 |  | 0 |  | 0 | 0 |  | 0 | 0
NYISO_J-K_2_NYISO_G-I | NYISO_J-K | NYISO_G-I | 2050 | B3 | 75 | 0 | 1999 | 0 | 0 |  | 0 |  | 0 | 0 |  | 0 | 0
NYISO_J-K_2_NYISO_G-I | NYISO_J-K | NYISO_G-I | 2050 | B4 | 100 | 0 | 1999 | 0 | 0 |  | 0 |  | 0 | 0 |  | 0 | 0
NYISO_J-K_2_NYISO_G-I | NYISO_J-K | NYISO_G-I | 2050 | B5 | 200 | 0 | 1999 | 0 | 0 |  | 0 |  | 0 | 0 |  | 0 | 0
NYISO_J-K_2_NYISO_G-I | NYISO_J-K | NYISO_G-I | 2050 | B6 | 300 | 0 | 1999 | 0 | 0 |  | 0 |  | 0 | 0 |  | 0 | 0
NYISO_J-K_2_NYISO_G-I | NYISO_J-K | NYISO_G-I | 2050 | B7 | 400 | 0 | 1999 | 0 | 0 |  | 0 |  | 0 | 0 |  | 0 | 0
NYISO_J-K_2_NYISO_G-I | NYISO_J-K | NYISO_G-I | 2050 | B8 | 500 | 0 | 1999 | 0 | 0 |  | 0 |  | 0 | 0 |  | 0 | 0
NYISO_J-K_2_NYISO_G-I | NYISO_J-K | NYISO_G-I | 2050 | B9 | 800 | 0 | 1999 | 0 | 0 |  | 0 |  | 0 | 0 |  | 0 | 0
NYISO_J-K_2_NYISO_G-I | NYISO_J-K | NYISO_G-I | 2050 | B10 | 1262 | 0 | 1999 | 0 | 0 |  | 0 |  | 0 | 0 |  | 0 | 0
NYISO_J-K_2_NYISO_G-I | NYISO_J-K | NYISO_G-I | 2050 | B11 | 25 | 0 | 1999 | 0 | 0 |  | 0 |  | 0 | 0 |  | 0 | 0
NYISO_J-K_2_NYISO_G-I | NYISO_J-K | NYISO_G-I | 2050 | B12 | 200 | 0 | 1999 | 0 | 0 |  | 0 |  | 0 | 0 |  | 0 | 0
NYISO_J-K_2_NYISO_G-I | NYISO_J-K | NYISO_G-I | 2050 | B13 | 600 | 0 | 1999 | 0 | 0 |  | 0 |  | 0 | 0 |  | 0 | 0
NYISO_J-K_2_NYISO_G-I | NYISO_J-K | NYISO_G-I | 2050 | B14 | 900 | 0 | 1999 | 0 | 0 |  | 0 |  | 0 | 0 |  | 0 | 0
NYISO_J-K_2_NYISO_G-I | NYISO_J-K | NYISO_G-I | 2050 | B15 | 1203 | 0 | 1999 | 0 | 0 |  | 0 |  | 0 | 0 |  | 0 | 0
NYISO_J-K_2_NYISO_G-I | NYISO_J-K | NYISO_G-I | 2050 | B16 | 25 | 0 | 1999 | 0 | 0 |  | 0 |  | 0 | 0 |  | 0 | 0
NYISO_J-K_2_NYISO_G-I | NYISO_J-K | NYISO_G-I | 2050 | B17 | 100 | 0 | 1999 | 0 | 0 |  | 0 |  | 0 | 0 |  | 0 | 0
NYISO_J-K_2_NYISO_G-I | NYISO_J-K | NYISO_G-I | 2050 | B18 | 400 | 0 | 1999 | 0 | 0 |  | 0 |  | 0 | 0 |  | 0 | 0
NYISO_J-K_2_NYISO_G-I | NYISO_J-K | NYISO_G-I | 2050 | B19 | 700 | 0 | 1999 | 0 | 0 |  | 0 |  | 0 | 0 |  | 0 | 0
NYISO_J-K_2_NYISO_G-I | NYISO_J-K | NYISO_G-I | 2050 | B20 | 935 | 0 | 1999 | 0 | 0 |  | 0 |  | 0 | 0 |  | 0 | 0
NYISO_J-K_2_PJM_E | NYISO_J-K | PJM_E | 2015 | B1 | 10 | 0 | 0.001 | 0 | 0 |  | 0 |  | 0 | 0 |  | 0 | 0
NYISO_J-K_2_PJM_E | NYISO_J-K | PJM_E | 2015 | B2 | 25 | 0 | 0.001 | 0 | 0 |  | 0 |  | 0 | 0 |  | 0 | 0
NYISO_J-K_2_PJM_E | NYISO_J-K | PJM_E | 2015 | B3 | 75 | 0 | 0.001 | 0 | 0 |  | 0 |  | 0 | 0 |  | 0 | 0
NYISO_J-K_2_PJM_E | NYISO_J-K | PJM_E | 2015 | B4 | 100 | 0 | 0.001 | 0 | 0 |  | 0 |  | 0 | 0 |  | 0 | 0
NYISO_J-K_2_PJM_E | NYISO_J-K | PJM_E | 2015 | B5 | 200 | 0 | 0.001 | 0 | 0 |  | 0 |  | 0 | 0 |  | 0 | 0
NYISO_J-K_2_PJM_E | NYISO_J-K | PJM_E | 2015 | B6 | 300 | 0 | 0.001 | 0 | 0 |  | 0 |  | 0 | 0 |  | 0 | 0
NYISO_J-K_2_PJM_E | NYISO_J-K | PJM_E | 2015 | B7 | 400 | 0 | 0.001 | 0 | 0 |  | 0 |  | 0 | 0 |  | 0 | 0
NYISO_J-K_2_PJM_E | NYISO_J-K | PJM_E | 2015 | B8 | 500 | 0 | 0.001 | 0 | 0 |  | 0 |  | 0 | 0 |  | 0 | 0
NYISO_J-K_2_PJM_E | NYISO_J-K | PJM_E | 2015 | B9 | 800 | 0 | 0.001 | 0 | 0 |  | 0 |  | 0 | 0 |  | 0 | 0
NYISO_J-K_2_PJM_E | NYISO_J-K | PJM_E | 2015 | B10 | 1262 | 0 | 0.001 | 0 | 0 |  | 0 |  | 0 | 0 |  | 0 | 0
NYISO_J-K_2_PJM_E | NYISO_J-K | PJM_E | 2015 | B11 | 25 | 25 | 0.001 | 0 | 0 |  | 545.36 |  | 0 | 0 |  | 0 | 0
NYISO_J-K_2_PJM_E | NYISO_J-K | PJM_E | 2015 | B12 | 200 | 0 | 0.001 | 0 | 0 |  | 0 |  | 0 | 0 |  | 0 | 0
NYISO_J-K_2_PJM_E | NYISO_J-K | PJM_E | 2015 | B13 | 600 | 0 | 0.001 | 0 | 0 |  | 0 |  | 0 | 0 |  | 0 | 0
NYISO_J-K_2_PJM_E | NYISO_J-K | PJM_E | 2015 | B14 | 900 | 0 | 0.001 | 0 | 0 |  | 0 |  | 0 | 0 |  | 0 | 0
NYISO_J-K_2_PJM_E | NYISO_J-K | PJM_E | 2015 | B15 | 1203 | 0 | 0.001 | 0 | 0 |  | 0 |  | 0 | 0 |  | 0 | 0
NYISO_J-K_2_PJM_E | NYISO_J-K | PJM_E | 2015 | B16 | 25 | 0 | 0.001 | 0 | 0 |  | 0 |  | 0 | 0 |  | 0 | 0
NYISO_J-K_2_PJM_E | NYISO_J-K | PJM_E | 2015 | B17 | 100 | 0 | 0.001 | 0 | 0 |  | 0 |  | 0 | 0 |  | 0 | 0
NYISO_J-K_2_PJM_E | NYISO_J-K | PJM_E | 2015 | B18 | 400 | 0 | 0.001 | 0 | 0 |  | 0 |  | 0 | 0 |  | 0 | 0
NYISO_J-K_2_PJM_E | NYISO_J-K | PJM_E | 2015 | B19 | 700 | 0 | 0.001 | 0 | 0 |  | 0 |  | 0 | 0 |  | 0 | 0
NYISO_J-K_2_PJM_E | NYISO_J-K | PJM_E | 2015 | B20 | 935 | 0 | 0.001 | 0 | 0 |  | 0 |  | 0 | 0 |  | 0 | 0
NYISO_J-K_2_PJM_E | NYISO_J-K | PJM_E | 2020 | B1 | 10 | 0 | 0.001 | 0 | 0 |  | 0 |  | 0 | 0 |  | 0 | 3.5833
NYISO_J-K_2_PJM_E | NYISO_J-K | PJM_E | 2020 | B2 | 25 | 0 | 0.001 | 0 | 0 |  | 0 |  | 0 | 0 |  | 0 | 3.5833
NYISO_J-K_2_PJM_E | NYISO_J-K | PJM_E | 2020 | B3 | 75 | 0 | 0.001 | 0 | 0 |  | 0 |  | 0 | 0 |  | 0 | 3.5833
NYISO_J-K_2_PJM_E | NYISO_J-K | PJM_E | 2020 | B4 | 100 | 0 | 0.001 | 0 | 0 |  | 0 |  | 0 | 0 |  | 0 | 3.5833
NYISO_J-K_2_PJM_E | NYISO_J-K | PJM_E | 2020 | B5 | 200 | 200 | 0.001 | 0.01 | 0 |  | 146.02 |  | 7.0627 | 0 |  | 3.5313 | 3.5833
NYISO_J-K_2_PJM_E | NYISO_J-K | PJM_E | 2020 | B6 | 300 | 0 | 0.001 | 0 | 0 |  | 0 |  | 0 | 0 |  | 0 | 3.5833
NYISO_J-K_2_PJM_E | NYISO_J-K | PJM_E | 2020 | B7 | 400 | 0 | 0.001 | 0 | 0 |  | 0 |  | 0 | 0 |  | 0 | 3.5833
NYISO_J-K_2_PJM_E | NYISO_J-K | PJM_E | 2020 | B8 | 500 | 0 | 0.001 | 0 | 0 |  | 0 |  | 0 | 0 |  | 0 | 3.5833
NYISO_J-K_2_PJM_E | NYISO_J-K | PJM_E | 2020 | B9 | 800 | 0 | 0.001 | 0 | 0 |  | 0 |  | 0 | 0 |  | 0 | 3.5833
NYISO_J-K_2_PJM_E | NYISO_J-K | PJM_E | 2020 | B10 | 1262 | 0 | 0.001 | 0 | 0 |  | 0 |  | 0 | 0 |  | 0 | 3.5833
NYISO_J-K_2_PJM_E | NYISO_J-K | PJM_E | 2020 | B11 | 25 | 0 | 0.001 | 0 | 0 |  | 0 |  | 0 | 0 |  | 0 | 3.5833
NYISO_J-K_2_PJM_E | NYISO_J-K | PJM_E | 2020 | B12 | 200 | 0 | 0.001 | 0.01 | 0 |  | 0 |  | 2.4927 | 0 |  | 1.2464 | 3.5833
NYISO_J-K_2_PJM_E | NYISO_J-K | PJM_E | 2020 | B13 | 600 | 0 | 0.001 | 0 | 0 |  | 0 |  | 0 | 0 |  | 0 | 3.5833
NYISO_J-K_2_PJM_E | NYISO_J-K | PJM_E | 2020 | B14 | 900 | 0 | 0.001 | 0 | 0 |  | 0 |  | 0 | 0 |  | 0 | 3.5833
NYISO_J-K_2_PJM_E | NYISO_J-K | PJM_E | 2020 | B15 | 1203 | 0 | 0.001 | 0 | 0 |  | 0 |  | 0 | 0 |  | 0 | 3.5833
NYISO_J-K_2_PJM_E | NYISO_J-K | PJM_E | 2020 | B16 | 25 | 0 | 0.001 | 0 | 0 |  | 0 |  | 0 | 0 |  | 0 | 3.5833
NYISO_J-K_2_PJM_E | NYISO_J-K | PJM_E | 2020 | B17 | 100 | 0 | 0.001 | 0 | 0 |  | 0 |  | 0 | 0 |  | 0 | 3.5833
NYISO_J-K_2_PJM_E | NYISO_J-K | PJM_E | 2020 | B18 | 400 | 0 | 0.001 | 0 | 0 |  | 0 |  | 0 | 0 |  | 0 | 3.5833
NYISO_J-K_2_PJM_E | NYISO_J-K | PJM_E | 2020 | B19 | 700 | 0 | 0.001 | 0 | 0 |  | 0 |  | 0 | 0 |  | 0 | 3.5833
NYISO_J-K_2_PJM_E | NYISO_J-K | PJM_E | 2020 | B20 | 935 | 0 | 0.001 | 0 | 0 |  | 0 |  | 0 | 0 |  | 0 | 3.5833
NYISO_J-K_2_PJM_E | NYISO_J-K | PJM_E | 2025 | B1 | 10 | 0 | 0.001 | 0 | 0 |  | 0 |  | 0 | 0 |  | 0 | 6.3575
NYISO_J-K_2_PJM_E | NYISO_J-K | PJM_E | 2025 | B2 | 25 | 0 | 0.001 | 0 | 0 |  | 0 |  | 0 | 0 |  | 0 | 6.3575
NYISO_J-K_2_PJM_E | NYISO_J-K | PJM_E | 2025 | B3 | 75 | 0 | 0.001 | 0 | 0 |  | 0 |  | 0 | 0 |  | 0 | 6.3575
NYISO_J-K_2_PJM_E | NYISO_J-K | PJM_E | 2025 | B4 | 100 | 0 | 0.001 | 0.01 | 0 |  | 0 |  | 9.3892 | 0 |  | 1.1736 | 6.3575
NYISO_J-K_2_PJM_E | NYISO_J-K | PJM_E | 2025 | B5 | 200 | 200 | 0.001 | 0.01 | 0 |  | 476.12 |  | 9.3654 | 0 |  | 2.3414 | 6.3575
NYISO_J-K_2_PJM_E | NYISO_J-K | PJM_E | 2025 | B6 | 300 | 0 | 0.001 | 0.01 | 0 |  | 0 |  | 11.6326 | 0 |  | 4.3622 | 6.3575
NYISO_J-K_2_PJM_E | NYISO_J-K | PJM_E | 2025 | B7 | 400 | 0 | 0.001 | 0 | 0 |  | 0 |  | 0 | 0 |  | 0 | 6.3575
NYISO_J-K_2_PJM_E | NYISO_J-K | PJM_E | 2025 | B8 | 500 | 0 | 0.001 | 0 | 0 |  | 0 |  | 0 | 0 |  | 0 | 6.3575
NYISO_J-K_2_PJM_E | NYISO_J-K | PJM_E | 2025 | B9 | 800 | 0 | 0.001 | 0 | 0 |  | 0 |  | 0 | 0 |  | 0 | 6.3575
NYISO_J-K_2_PJM_E | NYISO_J-K | PJM_E | 2025 | B10 | 1262 | 0 | 0.001 | 0 | 0 |  | 0 |  | 0 | 0 |  | 0 | 6.3575
NYISO_J-K_2_PJM_E | NYISO_J-K | PJM_E | 2025 | B11 | 25 | 0 | 0.001 | 0 | 0 |  | 0 |  | 0 | 0 |  | 0 | 6.3575
NYISO_J-K_2_PJM_E | NYISO_J-K | PJM_E | 2025 | B12 | 200 | 0 | 0.001 | 0.01 | 0 |  | 0 |  | 2.3977 | 0 |  | 0.59944 | 6.3575
NYISO_J-K_2_PJM_E | NYISO_J-K | PJM_E | 2025 | B13 | 600 | 0 | 0.001 | 0 | 0 |  | 0 |  | 0 | 0 |  | 0 | 6.3575
NYISO_J-K_2_PJM_E | NYISO_J-K | PJM_E | 2025 | B14 | 900 | 0 | 0.001 | 0 | 0 |  | 0 |  | 0 | 0 |  | 0 | 6.3575
NYISO_J-K_2_PJM_E | NYISO_J-K | PJM_E | 2025 | B15 | 1203 | 0 | 0.001 | 0 | 0 |  | 0 |  | 0 | 0 |  | 0 | 6.3575
NYISO_J-K_2_PJM_E | NYISO_J-K | PJM_E | 2025 | B16 | 25 | 0 | 0.001 | 0 | 0 |  | 0 |  | 0 | 0 |  | 0 | 6.3575
NYISO_J-K_2_PJM_E | NYISO_J-K | PJM_E | 2025 | B17 | 100 | 0 | 0.001 | 0 | 0 |  | 0 |  | 0 | 0 |  | 0 | 6.3575
NYISO_J-K_2_PJM_E | NYISO_J-K | PJM_E | 2025 | B18 | 400 | 0 | 0.001 | 0 | 0 |  | 0 |  | 0 | 0 |  | 0 | 6.3575
NYISO_J-K_2_PJM_E | NYISO_J-K | PJM_E | 2025 | B19 | 700 | 0 | 0.001 | 0 | 0 |  | 0 |  | 0 | 0 |  | 0 | 6.3575
NYISO_J-K_2_PJM_E | NYISO_J-K | PJM_E | 2025 | B20 | 935 | 0 | 0.001 | 0 | 0 |  | 0 |  | 0 | 0 |  | 0 | 6.3575
NYISO_J-K_2_PJM_E | NYISO_J-K | PJM_E | 2030 | B1 | 10 | 0 | 0.001 | 0 | 0 |  | 0 |  | 0 | 0 |  | 0 | 10.5346
NYISO_J-K_2_PJM_E | NYISO_J-K | PJM_E | 2030 | B2 | 25 | 0 | 0.001 | 0 | 0 |  | 0 |  | 0 | 0 |  | 0 | 10.5346
NYISO_J-K_2_PJM_E | NYISO_J-K | PJM_E | 2030 | B3 | 75 | 0 | 0.001 | 0 | 0 |  | 0 |  | 0 | 0 |  | 0 | 10.5346
NYISO_J-K_2_PJM_E | NYISO_J-K | PJM_E | 2030 | B4 | 100 | 0 | 0.001 | 0.01 | 0 |  | 0 |  | 15.0512 | 0 |  | 5.0171 | 10.5346
NYISO_J-K_2_PJM_E | NYISO_J-K | PJM_E | 2030 | B5 | 200 | 0 | 0.001 | 0.01 | 0 |  | 0 |  | 13.5437 | 0 |  | 9.0291 | 10.5346
NYISO_J-K_2_PJM_E | NYISO_J-K | PJM_E | 2030 | B6 | 300 | 0 | 0.001 | 0 | 0 |  | 0 |  | 0 | 0 |  | 0 | 10.5346
NYISO_J-K_2_PJM_E | NYISO_J-K | PJM_E | 2030 | B7 | 400 | 0 | 0.001 | 0 | 0 |  | 0 |  | 0 | 0 |  | 0 | 10.5346
NYISO_J-K_2_PJM_E | NYISO_J-K | PJM_E | 2030 | B8 | 500 | 0 | 0.001 | 0 | 0 |  | 0 |  | 0 | 0 |  | 0 | 10.5346
NYISO_J-K_2_PJM_E | NYISO_J-K | PJM_E | 2030 | B9 | 800 | 0 | 0.001 | 0 | 0 |  | 0 |  | 0 | 0 |  | 0 | 10.5346
NYISO_J-K_2_PJM_E | NYISO_J-K | PJM_E | 2030 | B10 | 1262 | 0 | 0.001 | 0 | 0 |  | 0 |  | 0 | 0 |  | 0 | 10.5346
NYISO_J-K_2_PJM_E | NYISO_J-K | PJM_E | 2030 | B11 | 25 | 0 | 0.001 | 0 | 0 |  | 0 |  | 0 | 0 |  | 0 | 10.5346
NYISO_J-K_2_PJM_E | NYISO_J-K | PJM_E | 2030 | B12 | 200 | 0 | 0.001 | 0 | 0 |  | 0 |  | 0 | 0 |  | 0 | 10.5346
NYISO_J-K_2_PJM_E | NYISO_J-K | PJM_E | 2030 | B13 | 600 | 0 | 0.001 | 0 | 0 |  | 0 |  | 0 | 0 |  | 0 | 10.5346
NYISO_J-K_2_PJM_E | NYISO_J-K | PJM_E | 2030 | B14 | 900 | 0 | 0.001 | 0 | 0 |  | 0 |  | 0 | 0 |  | 0 | 10.5346
NYISO_J-K_2_PJM_E | NYISO_J-K | PJM_E | 2030 | B15 | 1203 | 0 | 0.001 | 0 | 0 |  | 0 |  | 0 | 0 |  | 0 | 10.5346
NYISO_J-K_2_PJM_E | NYISO_J-K | PJM_E | 2030 | B16 | 25 | 0 | 0.001 | 0 | 0 |  | 0 |  | 0 | 0 |  | 0 | 10.5346
NYISO_J-K_2_PJM_E | NYISO_J-K | PJM_E | 2030 | B17 | 100 | 0 | 0.001 | 0 | 0 |  | 0 |  | 0 | 0 |  | 0 | 10.5346
NYISO_J-K_2_PJM_E | NYISO_J-K | PJM_E | 2030 | B18 | 400 | 0 | 0.001 | 0 | 0 |  | 0 |  | 0 | 0 |  | 0 | 10.5346
NYISO_J-K_2_PJM_E | NYISO_J-K | PJM_E | 2030 | B19 | 700 | 0 | 0.001 | 0 | 0 |  | 0 |  | 0 | 0 |  | 0 | 10.5346
NYISO_J-K_2_PJM_E | NYISO_J-K | PJM_E | 2030 | B20 | 935 | 0 | 0.001 | 0 | 0 |  | 0 |  | 0 | 0 |  | 0 | 10.5346
NYISO_J-K_2_PJM_E | NYISO_J-K | PJM_E | 2035 | B1 | 10 | 0 | 0.001 | 0 | 0 |  | 0 |  | 0 | 0 |  | 0 | 20.2265
NYISO_J-K_2_PJM_E | NYISO_J-K | PJM_E | 2035 | B2 | 25 | 0 | 0.001 | 0 | 0 |  | 0 |  | 0 | 0 |  | 0 | 20.2265
NYISO_J-K_2_PJM_E | NYISO_J-K | PJM_E | 2035 | B3 | 75 | 0 | 0.001 | 0 | 0 |  | 0 |  | 0 | 0 |  | 0 | 20.2265
NYISO_J-K_2_PJM_E | NYISO_J-K | PJM_E | 2035 | B4 | 100 | 0 | 0.001 | 0.01 | 0 |  | 0 |  | 26.9686 | 0 |  | 26.9686 | 20.2265
NYISO_J-K_2_PJM_E | NYISO_J-K | PJM_E | 2035 | B5 | 200 | 0 | 0.001 | 0 | 0 |  | 0 |  | 0 | 0 |  | 0 | 20.2265
NYISO_J-K_2_PJM_E | NYISO_J-K | PJM_E | 2035 | B6 | 300 | 0 | 0.001 | 0 | 0 |  | 0 |  | 0 | 0 |  | 0 | 20.2265
NYISO_J-K_2_PJM_E | NYISO_J-K | PJM_E | 2035 | B7 | 400 | 0 | 0.001 | 0 | 0 |  | 0 |  | 0 | 0 |  | 0 | 20.2265
NYISO_J-K_2_PJM_E | NYISO_J-K | PJM_E | 2035 | B8 | 500 | 0 | 0.001 | 0 | 0 |  | 0 |  | 0 | 0 |  | 0 | 20.2265
NYISO_J-K_2_PJM_E | NYISO_J-K | PJM_E | 2035 | B9 | 800 | 0 | 0.001 | 0 | 0 |  | 0 |  | 0 | 0 |  | 0 | 20.2265
NYISO_J-K_2_PJM_E | NYISO_J-K | PJM_E | 2035 | B10 | 1262 | 0 | 0.001 | 0 | 0 |  | 0 |  | 0 | 0 |  | 0 | 20.2265
NYISO_J-K_2_PJM_E | NYISO_J-K | PJM_E | 2035 | B11 | 25 | 0 | 0.001 | 0 | 0 |  | 0 |  | 0 | 0 |  | 0 | 20.2265
NYISO_J-K_2_PJM_E | NYISO_J-K | PJM_E | 2035 | B12 | 200 | 0 | 0.001 | 0 | 0 |  | 0 |  | 0 | 0 |  | 0 | 20.2265
NYISO_J-K_2_PJM_E | NYISO_J-K | PJM_E | 2035 | B13 | 600 | 0 | 0.001 | 0 | 0 |  | 0 |  | 0 | 0 |  | 0 | 20.2265
NYISO_J-K_2_PJM_E | NYISO_J-K | PJM_E | 2035 | B14 | 900 | 0 | 0.001 | 0 | 0 |  | 0 |  | 0 | 0 |  | 0 | 20.2265
NYISO_J-K_2_PJM_E | NYISO_J-K | PJM_E | 2035 | B15 | 1203 | 0 | 0.001 | 0 | 0 |  | 0 |  | 0 | 0 |  | 0 | 20.2265
NYISO_J-K_2_PJM_E | NYISO_J-K | PJM_E | 2035 | B16 | 25 | 0 | 0.001 | 0 | 0 |  | 0 |  | 0 | 0 |  | 0 | 20.2265
NYISO_J-K_2_PJM_E | NYISO_J-K | PJM_E | 2035 | B17 | 100 | 0 | 0.001 | 0 | 0 |  | 0 |  | 0 | 0 |  | 0 | 20.2265
NYISO_J-K_2_PJM_E | NYISO_J-K | PJM_E | 2035 | B18 | 400 | 0 | 0.001 | 0 | 0 |  | 0 |  | 0 | 0 |  | 0 | 20.2265
NYISO_J-K_2_PJM_E | NYISO_J-K | PJM_E | 2035 | B19 | 700 | 0 | 0.001 | 0 | 0 |  | 0 |  | 0 | 0 |  | 0 | 20.2265
NYISO_J-K_2_PJM_E | NYISO_J-K | PJM_E | 2035 | B20 | 935 | 0 | 0.001 | 0 | 0 |  | 0 |  | 0 | 0 |  | 0 | 20.2265
NYISO_J-K_2_PJM_E | NYISO_J-K | PJM_E | 2040 | B1 | 10 | 0 | 0.001 | 0 | 0 |  | 0 |  | 0 | 0 |  | 0 | 26.3438
NYISO_J-K_2_PJM_E | NYISO_J-K | PJM_E | 2040 | B2 | 25 | 0 | 0.001 | 0 | 0 |  | 0 |  | 0 | 0 |  | 0 | 26.3438
NYISO_J-K_2_PJM_E | NYISO_J-K | PJM_E | 2040 | B3 | 75 | 0 | 0.001 | 0.01 | 0 |  | 0 |  | 35.1115 | 0 |  | 15.0478 | 26.3438
NYISO_J-K_2_PJM_E | NYISO_J-K | PJM_E | 2040 | B4 | 100 | 100 | 0.001 | 0.01 | 0 |  | 511.05 |  | 35.1352 | 0 |  | 20.0773 | 26.3438
NYISO_J-K_2_PJM_E | NYISO_J-K | PJM_E | 2040 | B5 | 200 | 200 | 0.001 | 0 | 0 |  | 2115.68 |  | 0 | 0 |  | 0 | 26.3438
NYISO_J-K_2_PJM_E | NYISO_J-K | PJM_E | 2040 | B6 | 300 | 0 | 0.001 | 0 | 0 |  | 0 |  | 0 | 0 |  | 0 | 26.3438
NYISO_J-K_2_PJM_E | NYISO_J-K | PJM_E | 2040 | B7 | 400 | 0 | 0.001 | 0 | 0 |  | 0 |  | 0 | 0 |  | 0 | 26.3438
NYISO_J-K_2_PJM_E | NYISO_J-K | PJM_E | 2040 | B8 | 500 | 0 | 0.001 | 0 | 0 |  | 0 |  | 0 | 0 |  | 0 | 26.3438
NYISO_J-K_2_PJM_E | NYISO_J-K | PJM_E | 2040 | B9 | 800 | 0 | 0.001 | 0 | 0 |  | 0 |  | 0 | 0 |  | 0 | 26.3438
NYISO_J-K_2_PJM_E | NYISO_J-K | PJM_E | 2040 | B10 | 1262 | 0 | 0.001 | 0 | 0 |  | 0 |  | 0 | 0 |  | 0 | 26.3438
NYISO_J-K_2_PJM_E | NYISO_J-K | PJM_E | 2040 | B11 | 25 | 0 | 0.001 | 0 | 0 |  | 0 |  | 0 | 0 |  | 0 | 26.3438
NYISO_J-K_2_PJM_E | NYISO_J-K | PJM_E | 2040 | B12 | 200 | 0 | 0.001 | 0 | 0 |  | 0 |  | 0 | 0 |  | 0 | 26.3438
NYISO_J-K_2_PJM_E | NYISO_J-K | PJM_E | 2040 | B13 | 600 | 0 | 0.001 | 0 | 0 |  | 0 |  | 0 | 0 |  | 0 | 26.3438
NYISO_J-K_2_PJM_E | NYISO_J-K | PJM_E | 2040 | B14 | 900 | 0 | 0.001 | 0 | 0 |  | 0 |  | 0 | 0 |  | 0 | 26.3438
NYISO_J-K_2_PJM_E | NYISO_J-K | PJM_E | 2040 | B15 | 1203 | 0 | 0.001 | 0 | 0 |  | 0 |  | 0 | 0 |  | 0 | 26.3438
NYISO_J-K_2_PJM_E | NYISO_J-K | PJM_E | 2040 | B16 | 25 | 0 | 0.001 | 0 | 0 |  | 0 |  | 0 | 0 |  | 0 | 26.3438
NYISO_J-K_2_PJM_E | NYISO_J-K | PJM_E | 2040 | B17 | 100 | 0 | 0.001 | 0 | 0 |  | 0 |  | 0 | 0 |  | 0 | 26.3438
NYISO_J-K_2_PJM_E | NYISO_J-K | PJM_E | 2040 | B18 | 400 | 0 | 0.001 | 0 | 0 |  | 0 |  | 0 | 0 |  | 0 | 26.3438
NYISO_J-K_2_PJM_E | NYISO_J-K | PJM_E | 2040 | B19 | 700 | 0 | 0.001 | 0 | 0 |  | 0 |  | 0 | 0 |  | 0 | 26.3438
NYISO_J-K_2_PJM_E | NYISO_J-K | PJM_E | 2040 | B20 | 935 | 0 | 0.001 | 0 | 0 |  | 0 |  | 0 | 0 |  | 0 | 26.3438
NYISO_J-K_2_PJM_E | NYISO_J-K | PJM_E | 2045 | B1 | 10 | 0 | 0.001 | 0.01 | 0 |  | 0 |  | 158.785 | 0 |  | 1.5721 | 3.1965
NYISO_J-K_2_PJM_E | NYISO_J-K | PJM_E | 2045 | B2 | 25 | 0 | 0.001 | 0.01 | 0 |  | 0 |  | 10.2201 | 0 |  | 0.25297 | 3.1965
NYISO_J-K_2_PJM_E | NYISO_J-K | PJM_E | 2045 | B3 | 75 | 0 | 0.001 | 0.01 | 0 |  | 0 |  | 10.9916 | 0 |  | 0.81621 | 3.1965
NYISO_J-K_2_PJM_E | NYISO_J-K | PJM_E | 2045 | B4 | 100 | 100 | 0.001 | 0.01 | 0 |  | 1394.54 |  | 3.5491 | 0 |  | 0.3514 | 3.1965
NYISO_J-K_2_PJM_E | NYISO_J-K | PJM_E | 2045 | B5 | 200 | 200 | 0.001 | 0 | 0 |  | 2370.91 |  | 0 | 0 |  | 0 | 3.1965
NYISO_J-K_2_PJM_E | NYISO_J-K | PJM_E | 2045 | B6 | 300 | 300 | 0.001 | 0 | 0 |  | 188.51 |  | 0 | 0 |  | 0 | 3.1965
NYISO_J-K_2_PJM_E | NYISO_J-K | PJM_E | 2045 | B7 | 400 | 400 | 0.001 | 0 | 0 |  | 45.4 |  | 0 | 0 |  | 0 | 3.1965
NYISO_J-K_2_PJM_E | NYISO_J-K | PJM_E | 2045 | B8 | 500 | 0 | 0.001 | 0 | 0 |  | 0 |  | 0 | 0 |  | 0 | 3.1965
NYISO_J-K_2_PJM_E | NYISO_J-K | PJM_E | 2045 | B9 | 800 | 0 | 0.001 | 0.01 | 0 |  | 0 |  | 1.6025 | 0 |  | 1.2693 | 3.1965
NYISO_J-K_2_PJM_E | NYISO_J-K | PJM_E | 2045 | B10 | 1262 | 0 | 0.001 | 0 | 0 |  | 0 |  | 0 | 0 |  | 0 | 3.1965
NYISO_J-K_2_PJM_E | NYISO_J-K | PJM_E | 2045 | B11 | 25 | 0 | 0.001 | 0 | 0 |  | 0 |  | 0 | 0 |  | 0 | 3.1965
NYISO_J-K_2_PJM_E | NYISO_J-K | PJM_E | 2045 | B12 | 200 | 0 | 0.001 | 0 | 0 |  | 0 |  | 0 | 0 |  | 0 | 3.1965
NYISO_J-K_2_PJM_E | NYISO_J-K | PJM_E | 2045 | B13 | 600 | 0 | 0.001 | 0 | 0 |  | 0 |  | 0 | 0 |  | 0 | 3.1965
NYISO_J-K_2_PJM_E | NYISO_J-K | PJM_E | 2045 | B14 | 900 | 0 | 0.001 | 0 | 0 |  | 0 |  | 0 | 0 |  | 0 | 3.1965
NYISO_J-K_2_PJM_E | NYISO_J-K | PJM_E | 2045 | B15 | 1203 | 0 | 0.001 | 0 | 0 |  | 0 |  | 0 | 0 |  | 0 | 3.1965
NYISO_J-K_2_PJM_E | NYISO_J-K | PJM_E | 2045 | B16 | 25 | 0 | 0.001 | 0 | 0 |  | 0 |  | 0 | 0 |  | 0 | 3.1965
NYISO_J-K_2_PJM_E | NYISO_J-K | PJM_E | 2045 | B17 | 100 | 0 | 0.001 | 0 | 0 |  | 0 |  | 0 | 0 |  | 0 | 3.1965
NYISO_J-K_2_PJM_E | NYISO_J-K | PJM_E | 2045 | B18 | 400 | 0 | 0.001 | 0 | 0 |  | 0 |  | 0 | 0 |  | 0 | 3.1965
NYISO_J-K_2_PJM_E | NYISO_J-K | PJM_E | 2045 | B19 | 700 | 0 | 0.001 | 0 | 0 |  | 0 |  | 0 | 0 |  | 0 | 3.1965
NYISO_J-K_2_PJM_E | NYISO_J-K | PJM_E | 2045 | B20 | 935 | 0 | 0.001 | 0 | 0 |  | 0 |  | 0 | 0 |  | 0 | 3.1965
NYISO_J-K_2_PJM_E | NYISO_J-K | PJM_E | 2050 | B1 | 10 | 0 | 0.001 | 0 | 0 |  | 0 |  | 0 | 0 |  | 0 | 7.1309
NYISO_J-K_2_PJM_E | NYISO_J-K | PJM_E | 2050 | B2 | 25 | 0 | 0.001 | 0 | 0 |  | 0 |  | 0 | 0 |  | 0 | 7.1309
NYISO_J-K_2_PJM_E | NYISO_J-K | PJM_E | 2050 | B3 | 75 | 0 | 0.001 | 0 | 0 |  | 0 |  | 0 | 0 |  | 0 | 7.1309
NYISO_J-K_2_PJM_E | NYISO_J-K | PJM_E | 2050 | B4 | 100 | 0 | 0.001 | 0.01 | 0 |  | 0 |  | 1.9704 | 0 |  | 0.11591 | 7.1309
NYISO_J-K_2_PJM_E | NYISO_J-K | PJM_E | 2050 | B5 | 200 | 200 | 0.001 | 0 | 0 |  | 1154.82 |  | 0 | 0 |  | 0 | 7.1309
NYISO_J-K_2_PJM_E | NYISO_J-K | PJM_E | 2050 | B6 | 300 | 0 | 0.001 | 0 | 0 |  | 0 |  | 0 | 0 |  | 0 | 7.1309
NYISO_J-K_2_PJM_E | NYISO_J-K | PJM_E | 2050 | B7 | 400 | 0 | 0.001 | 0 | 0 |  | 0 |  | 0 | 0 |  | 0 | 7.1309
NYISO_J-K_2_PJM_E | NYISO_J-K | PJM_E | 2050 | B8 | 500 | 0 | 0.001 | 0 | 0 |  | 0 |  | 0 | 0 |  | 0 | 7.1309
NYISO_J-K_2_PJM_E | NYISO_J-K | PJM_E | 2050 | B9 | 800 | 0 | 0.001 | 0 | 0 |  | 0 |  | 0 | 0 |  | 0 | 7.1309
NYISO_J-K_2_PJM_E | NYISO_J-K | PJM_E | 2050 | B10 | 1262 | 0 | 0.001 | 0 | 0 |  | 0 |  | 0 | 0 |  | 0 | 7.1309
NYISO_J-K_2_PJM_E | NYISO_J-K | PJM_E | 2050 | B11 | 25 | 0 | 0.001 | 0 | 0 |  | 0 |  | 0 | 0 |  | 0 | 7.1309
NYISO_J-K_2_PJM_E | NYISO_J-K | PJM_E | 2050 | B12 | 200 | 0 | 0.001 | 0 | 0 |  | 0 |  | 0 | 0 |  | 0 | 7.1309
NYISO_J-K_2_PJM_E | NYISO_J-K | PJM_E | 2050 | B13 | 600 | 0 | 0.001 | 0 | 0 |  | 0 |  | 0 | 0 |  | 0 | 7.1309
NYISO_J-K_2_PJM_E | NYISO_J-K | PJM_E | 2050 | B14 | 900 | 0 | 0.001 | 0.01 | 0 |  | 0 |  | 11.0747 | 0 |  | 5.8631 | 7.1309
NYISO_J-K_2_PJM_E | NYISO_J-K | PJM_E | 2050 | B15 | 1203 | 0 | 0.001 | 0 | 0 |  | 0 |  | 0 | 0 |  | 0 | 7.1309
NYISO_J-K_2_PJM_E | NYISO_J-K | PJM_E | 2050 | B16 | 25 | 0 | 0.001 | 0 | 0 |  | 0 |  | 0 | 0 |  | 0 | 7.1309
NYISO_J-K_2_PJM_E | NYISO_J-K | PJM_E | 2050 | B17 | 100 | 0 | 0.001 | 0 | 0 |  | 0 |  | 0 | 0 |  | 0 | 7.1309
NYISO_J-K_2_PJM_E | NYISO_J-K | PJM_E | 2050 | B18 | 400 | 0 | 0.001 | 0 | 0 |  | 0 |  | 0 | 0 |  | 0 | 7.1309
NYISO_J-K_2_PJM_E | NYISO_J-K | PJM_E | 2050 | B19 | 700 | 0 | 0.001 | 0.01 | 0 |  | 0 |  | 8.5701 | 0 |  | 3.5289 | 7.1309
NYISO_J-K_2_PJM_E | NYISO_J-K | PJM_E | 2050 | B20 | 935 | 0 | 0.001 | 0 | 0 |  | 0 |  | 0 | 0 |  | 0 | 7.1309
PJM_E_2_NYISO_G-I | PJM_E | NYISO_G-I | 2015 | B1 | 10 | 0 | 500 | 500 | 0 |  | 0 |  | 18.624 | 0 |  | 18.624 | 13.968
PJM_E_2_NYISO_G-I | PJM_E | NYISO_G-I | 2015 | B2 | 25 | 0 | 500 | 269.35 | 0 |  | 0 |  | 0 | 0 |  | 0 | 13.968
PJM_E_2_NYISO_G-I | PJM_E | NYISO_G-I | 2015 | B3 | 75 | 0 | 500 | 0 | 0 |  | 0 |  | 0 | 0 |  | 0 | 13.968
PJM_E_2_NYISO_G-I | PJM_E | NYISO_G-I | 2015 | B4 | 100 | 0 | 500 | 0 | 0 |  | 0 |  | 0 | 0 |  | 0 | 13.968
PJM_E_2_NYISO_G-I | PJM_E | NYISO_G-I | 2015 | B5 | 200 | 0 | 500 | 0 | 0 |  | 0 |  | 0 | 0 |  | 0 | 13.968
PJM_E_2_NYISO_G-I | PJM_E | NYISO_G-I | 2015 | B6 | 300 | 0 | 500 | 0 | 0 |  | 0 |  | 0 | 0 |  | 0 | 13.968
PJM_E_2_NYISO_G-I | PJM_E | NYISO_G-I | 2015 | B7 | 400 | 0 | 500 | 0 | 0 |  | 0 |  | 0 | 0 |  | 0 | 13.968
PJM_E_2_NYISO_G-I | PJM_E | NYISO_G-I | 2015 | B8 | 500 | 0 | 500 | 0 | 0 |  | 0 |  | 0 | 0 |  | 0 | 13.968
PJM_E_2_NYISO_G-I | PJM_E | NYISO_G-I | 2015 | B9 | 800 | 0 | 500 | 0 | 0 |  | 0 |  | 0 | 0 |  | 0 | 13.968
PJM_E_2_NYISO_G-I | PJM_E | NYISO_G-I | 2015 | B10 | 1262 | 0 | 500 | 0 | 0 |  | 0 |  | 0 | 0 |  | 0 | 13.968
PJM_E_2_NYISO_G-I | PJM_E | NYISO_G-I | 2015 | B11 | 25 | 0 | 500 | 0 | 0 |  | 0 |  | 0 | 0 |  | 0 | 13.968
PJM_E_2_NYISO_G-I | PJM_E | NYISO_G-I | 2015 | B12 | 200 | 0 | 500 | 0 | 0 |  | 0 |  | 0 | 0 |  | 0 | 13.968
PJM_E_2_NYISO_G-I | PJM_E | NYISO_G-I | 2015 | B13 | 600 | 0 | 500 | 0 | 0 |  | 0 |  | 0 | 0 |  | 0 | 13.968
PJM_E_2_NYISO_G-I | PJM_E | NYISO_G-I | 2015 | B14 | 900 | 0 | 500 | 0 | 0 |  | 0 |  | 0 | 0 |  | 0 | 13.968
PJM_E_2_NYISO_G-I | PJM_E | NYISO_G-I | 2015 | B15 | 1203 | 0 | 500 | 0 | 0 |  | 0 |  | 0 | 0 |  | 0 | 13.968
PJM_E_2_NYISO_G-I | PJM_E | NYISO_G-I | 2015 | B16 | 25 | 0 | 500 | 0 | 0 |  | 0 |  | 0 | 0 |  | 0 | 13.968
PJM_E_2_NYISO_G-I | PJM_E | NYISO_G-I | 2015 | B17 | 100 | 0 | 500 | 0 | 0 |  | 0 |  | 0 | 0 |  | 0 | 13.968
PJM_E_2_NYISO_G-I | PJM_E | NYISO_G-I | 2015 | B18 | 400 | 0 | 500 | 0 | 0 |  | 0 |  | 0 | 0 |  | 0 | 13.968
PJM_E_2_NYISO_G-I | PJM_E | NYISO_G-I | 2015 | B19 | 700 | 0 | 500 | 0 | 0 |  | 0 |  | 0 | 0 |  | 0 | 13.968
PJM_E_2_NYISO_G-I | PJM_E | NYISO_G-I | 2015 | B20 | 935 | 0 | 500 | 368.51 | 368.51 |  | 0 |  | 0 | 0 |  | 0 | 13.968
PJM_E_2_NYISO_G-I | PJM_E | NYISO_G-I | 2020 | B1 | 10 | 0 | 500 | 302.59 | 0 |  | 0 |  | 0 | 0 |  | 0 | 29.4673
PJM_E_2_NYISO_G-I | PJM_E | NYISO_G-I | 2020 | B2 | 25 | 0 | 500 | 500 | 0 |  | 0 |  | 39.2897 | 0 |  | 39.2897 | 29.4673
PJM_E_2_NYISO_G-I | PJM_E | NYISO_G-I | 2020 | B3 | 75 | 0 | 500 | 0 | 0 |  | 0 |  | 0 | 0 |  | 0 | 29.4673
PJM_E_2_NYISO_G-I | PJM_E | NYISO_G-I | 2020 | B4 | 100 | 0 | 500 | 0 | 0 |  | 0 |  | 0 | 0 |  | 0 | 29.4673
PJM_E_2_NYISO_G-I | PJM_E | NYISO_G-I | 2020 | B5 | 200 | 0 | 500 | 0 | 0 |  | 0 |  | 0 | 0 |  | 0 | 29.4673
PJM_E_2_NYISO_G-I | PJM_E | NYISO_G-I | 2020 | B6 | 300 | 0 | 500 | 0 | 0 |  | 0 |  | 0 | 0 |  | 0 | 29.4673
PJM_E_2_NYISO_G-I | PJM_E | NYISO_G-I | 2020 | B7 | 400 | 0 | 500 | 0 | 0 |  | 0 |  | 0 | 0 |  | 0 | 29.4673
PJM_E_2_NYISO_G-I | PJM_E | NYISO_G-I | 2020 | B8 | 500 | 0 | 500 | 0 | 0 |  | 0 |  | 0 | 0 |  | 0 | 29.4673
PJM_E_2_NYISO_G-I | PJM_E | NYISO_G-I | 2020 | B9 | 800 | 0 | 500 | 0 | 0 |  | 0 |  | 0 | 0 |  | 0 | 29.4673
PJM_E_2_NYISO_G-I | PJM_E | NYISO_G-I | 2020 | B10 | 1262 | 0 | 500 | 0 | 0 |  | 0 |  | 0 | 0 |  | 0 | 29.4673
PJM_E_2_NYISO_G-I | PJM_E | NYISO_G-I | 2020 | B11 | 25 | 0 | 500 | 0 | 0 |  | 0 |  | 0 | 0 |  | 0 | 29.4673
PJM_E_2_NYISO_G-I | PJM_E | NYISO_G-I | 2020 | B12 | 200 | 0 | 500 | 0 | 0 |  | 0 |  | 0 | 0 |  | 0 | 29.4673
PJM_E_2_NYISO_G-I | PJM_E | NYISO_G-I | 2020 | B13 | 600 | 0 | 500 | 0 | 0 |  | 0 |  | 0 | 0 |  | 0 | 29.4673
PJM_E_2_NYISO_G-I | PJM_E | NYISO_G-I | 2020 | B14 | 900 | 0 | 500 | 0 | 0 |  | 0 |  | 0 | 0 |  | 0 | 29.4673
PJM_E_2_NYISO_G-I | PJM_E | NYISO_G-I | 2020 | B15 | 1203 | 0 | 500 | 0 | 0 |  | 0 |  | 0 | 0 |  | 0 | 29.4673
PJM_E_2_NYISO_G-I | PJM_E | NYISO_G-I | 2020 | B16 | 25 | 0 | 500 | 0 | 0 |  | 0 |  | 0 | 0 |  | 0 | 29.4673
PJM_E_2_NYISO_G-I | PJM_E | NYISO_G-I | 2020 | B17 | 100 | 0 | 500 | 0 | 0 |  | 0 |  | 0 | 0 |  | 0 | 29.4673
PJM_E_2_NYISO_G-I | PJM_E | NYISO_G-I | 2020 | B18 | 400 | 0 | 500 | 0 | 0 |  | 0 |  | 0 | 0 |  | 0 | 29.4673
PJM_E_2_NYISO_G-I | PJM_E | NYISO_G-I | 2020 | B19 | 700 | 0 | 500 | 0 | 0 |  | 0 |  | 0 | 0 |  | 0 | 29.4673
PJM_E_2_NYISO_G-I | PJM_E | NYISO_G-I | 2020 | B20 | 935 | 0 | 500 | 0 | 0 |  | 0 |  | 0 | 0 |  | 0 | 29.4673
PJM_E_2_NYISO_G-I | PJM_E | NYISO_G-I | 2025 | B1 | 10 | 0 | 500 | 0 | 0 |  | 0 |  | 0 | 0 |  | 0 | 0
PJM_E_2_NYISO_G-I | PJM_E | NYISO_G-I | 2025 | B2 | 25 | 0 | 500 | 0 | 0 |  | 0 |  | 0 | 0 |  | 0 | 0
PJM_E_2_NYISO_G-I | PJM_E | NYISO_G-I | 2025 | B3 | 75 | 0 | 500 | 0 | 0 |  | 0 |  | 0 | 0 |  | 0 | 0
PJM_E_2_NYISO_G-I | PJM_E | NYISO_G-I | 2025 | B4 | 100 | 0 | 500 | 0 | 0 |  | 0 |  | 0 | 0 |  | 0 | 0
PJM_E_2_NYISO_G-I | PJM_E | NYISO_G-I | 2025 | B5 | 200 | 0 | 500 | 0 | 0 |  | 0 |  | 0 | 0 |  | 0 | 0
PJM_E_2_NYISO_G-I | PJM_E | NYISO_G-I | 2025 | B6 | 300 | 0 | 500 | 0 | 0 |  | 0 |  | 0 | 0 |  | 0 | 0
PJM_E_2_NYISO_G-I | PJM_E | NYISO_G-I | 2025 | B7 | 400 | 0 | 500 | 0 | 0 |  | 0 |  | 0 | 0 |  | 0 | 0
PJM_E_2_NYISO_G-I | PJM_E | NYISO_G-I | 2025 | B8 | 500 | 0 | 500 | 0 | 0 |  | 0 |  | 0 | 0 |  | 0 | 0
PJM_E_2_NYISO_G-I | PJM_E | NYISO_G-I | 2025 | B9 | 800 | 0 | 500 | 0 | 0 |  | 0 |  | 0 | 0 |  | 0 | 0
PJM_E_2_NYISO_G-I | PJM_E | NYISO_G-I | 2025 | B10 | 1262 | 0 | 500 | 0 | 0 |  | 0 |  | 0 | 0 |  | 0 | 0
PJM_E_2_NYISO_G-I | PJM_E | NYISO_G-I | 2025 | B11 | 25 | 0 | 500 | 0 | 0 |  | 0 |  | 0 | 0 |  | 0 | 0
PJM_E_2_NYISO_G-I | PJM_E | NYISO_G-I | 2025 | B12 | 200 | 0 | 500 | 0 | 0 |  | 0 |  | 0 | 0 |  | 0 | 0
PJM_E_2_NYISO_G-I | PJM_E | NYISO_G-I | 2025 | B13 | 600 | 0 | 500 | 0 | 0 |  | 0 |  | 0 | 0 |  | 0 | 0
PJM_E_2_NYISO_G-I | PJM_E | NYISO_G-I | 2025 | B14 | 900 | 0 | 500 | 0 | 0 |  | 0 |  | 0 | 0 |  | 0 | 0
PJM_E_2_NYISO_G-I | PJM_E | NYISO_G-I | 2025 | B15 | 1203 | 0 | 500 | 0 | 0 |  | 0 |  | 0 | 0 |  | 0 | 0
PJM_E_2_NYISO_G-I | PJM_E | NYISO_G-I | 2025 | B16 | 25 | 0 | 500 | 0 | 0 |  | 0 |  | 0 | 0 |  | 0 | 0
PJM_E_2_NYISO_G-I | PJM_E | NYISO_G-I | 2025 | B17 | 100 | 0 | 500 | 0 | 0 |  | 0 |  | 0 | 0 |  | 0 | 0
PJM_E_2_NYISO_G-I | PJM_E | NYISO_G-I | 2025 | B18 | 400 | 0 | 500 | 0 | 0 |  | 0 |  | 0 | 0 |  | 0 | 0
PJM_E_2_NYISO_G-I | PJM_E | NYISO_G-I | 2025 | B19 | 700 | 0 | 500 | 0 | 0 |  | 0 |  | 0 | 0 |  | 0 | 0
PJM_E_2_NYISO_G-I | PJM_E | NYISO_G-I | 2025 | B20 | 935 | 0 | 500 | 0 | 131.29 |  | 0 |  | 0 | 0 |  | 0 | 0
PJM_E_2_NYISO_G-I | PJM_E | NYISO_G-I | 2030 | B1 | 10 | 0 | 500 | 0 | 162.69 |  | 0 |  | 0 | 0 |  | 0 | 0
PJM_E_2_NYISO_G-I | PJM_E | NYISO_G-I | 2030 | B2 | 25 | 0 | 500 | 0 | 67.02 |  | 0 |  | 0 | 0 |  | 0 | 0
PJM_E_2_NYISO_G-I | PJM_E | NYISO_G-I | 2030 | B3 | 75 | 0 | 500 | 0 | 0 |  | 0 |  | 0 | 0 |  | 0 | 0
PJM_E_2_NYISO_G-I | PJM_E | NYISO_G-I | 2030 | B4 | 100 | 0 | 500 | 0 | 0 |  | 0 |  | 0 | 0 |  | 0 | 0
PJM_E_2_NYISO_G-I | PJM_E | NYISO_G-I | 2030 | B5 | 200 | 0 | 500 | 0 | 0 |  | 0 |  | 0 | 0 |  | 0 | 0
PJM_E_2_NYISO_G-I | PJM_E | NYISO_G-I | 2030 | B6 | 300 | 0 | 500 | 0 | 0 |  | 0 |  | 0 | 0 |  | 0 | 0
PJM_E_2_NYISO_G-I | PJM_E | NYISO_G-I | 2030 | B7 | 400 | 0 | 500 | 0 | 0 |  | 0 |  | 0 | 0 |  | 0 | 0
PJM_E_2_NYISO_G-I | PJM_E | NYISO_G-I | 2030 | B8 | 500 | 0 | 500 | 0 | 0 |  | 0 |  | 0 | 0 |  | 0 | 0
PJM_E_2_NYISO_G-I | PJM_E | NYISO_G-I | 2030 | B9 | 800 | 0 | 500 | 0 | 0 |  | 0 |  | 0 | 0 |  | 0 | 0
PJM_E_2_NYISO_G-I | PJM_E | NYISO_G-I | 2030 | B10 | 1262 | 0 | 500 | 0 | 238.68 |  | 0 |  | 0 | 0 |  | 0 | 0
PJM_E_2_NYISO_G-I | PJM_E | NYISO_G-I | 2030 | B11 | 25 | 0 | 500 | 0 | 0 |  | 0 |  | 0 | 0 |  | 0 | 0
PJM_E_2_NYISO_G-I | PJM_E | NYISO_G-I | 2030 | B12 | 200 | 0 | 500 | 0 | 0 |  | 0 |  | 0 | 0 |  | 0 | 0
PJM_E_2_NYISO_G-I | PJM_E | NYISO_G-I | 2030 | B13 | 600 | 0 | 500 | 0 | 0 |  | 0 |  | 0 | 0 |  | 0 | 0
PJM_E_2_NYISO_G-I | PJM_E | NYISO_G-I | 2030 | B14 | 900 | 0 | 500 | 0 | 0 |  | 0 |  | 0 | 0 |  | 0 | 0
PJM_E_2_NYISO_G-I | PJM_E | NYISO_G-I | 2030 | B15 | 1203 | 0 | 500 | 0 | 0 |  | 0 |  | 0 | 0 |  | 0 | 0
PJM_E_2_NYISO_G-I | PJM_E | NYISO_G-I | 2030 | B16 | 25 | 0 | 500 | 0 | 0 |  | 0 |  | 0 | 0 |  | 0 | 0
PJM_E_2_NYISO_G-I | PJM_E | NYISO_G-I | 2030 | B17 | 100 | 0 | 500 | 0 | 0 |  | 0 |  | 0 | 0 |  | 0 | 0
PJM_E_2_NYISO_G-I | PJM_E | NYISO_G-I | 2030 | B18 | 400 | 0 | 500 | 0 | 0 |  | 0 |  | 0 | 0 |  | 0 | 0
PJM_E_2_NYISO_G-I | PJM_E | NYISO_G-I | 2030 | B19 | 700 | 0 | 500 | 0 | 0 |  | 0 |  | 0 | 0 |  | 0 | 0
PJM_E_2_NYISO_G-I | PJM_E | NYISO_G-I | 2030 | B20 | 935 | 0 | 500 | 0 | 0 |  | 0 |  | 0 | 0 |  | 0 | 0
PJM_E_2_NYISO_G-I | PJM_E | NYISO_G-I | 2035 | B1 | 10 | 0 | 500 | 0 | 500 |  | 0 |  | 0 | 0.45106 |  | 0 | 0.45759
PJM_E_2_NYISO_G-I | PJM_E | NYISO_G-I | 2035 | B2 | 25 | 0 | 500 | 0 | 500 |  | 0 |  | 0 | 0.45106 |  | 0 | 0.45759
PJM_E_2_NYISO_G-I | PJM_E | NYISO_G-I | 2035 | B3 | 75 | 0 | 500 | 0 | 0 |  | 0 |  | 0 | 0 |  | 0 | 0.45759
PJM_E_2_NYISO_G-I | PJM_E | NYISO_G-I | 2035 | B4 | 100 | 0 | 500 | 0 | 0 |  | 0 |  | 0 | 0 |  | 0 | 0.45759
PJM_E_2_NYISO_G-I | PJM_E | NYISO_G-I | 2035 | B5 | 200 | 0 | 500 | 500 | 0 |  | 0 |  | 0.43919 | 0 |  | 0.087838 | 0.45759
PJM_E_2_NYISO_G-I | PJM_E | NYISO_G-I | 2035 | B6 | 300 | 0 | 500 | 0 | 0 |  | 0 |  | 0 | 0 |  | 0 | 0.45759
PJM_E_2_NYISO_G-I | PJM_E | NYISO_G-I | 2035 | B7 | 400 | 0 | 500 | 0 | 0 |  | 0 |  | 0 | 0 |  | 0 | 0.45759
PJM_E_2_NYISO_G-I | PJM_E | NYISO_G-I | 2035 | B8 | 500 | 0 | 500 | 0 | 0 |  | 0 |  | 0 | 0 |  | 0 | 0.45759
PJM_E_2_NYISO_G-I | PJM_E | NYISO_G-I | 2035 | B9 | 800 | 0 | 500 | 500 | 0 |  | 0 |  | 0.65285 | 0 |  | 0.52228 | 0.45759
PJM_E_2_NYISO_G-I | PJM_E | NYISO_G-I | 2035 | B10 | 1262 | 0 | 500 | 0 | 0 |  | 0 |  | 0 | 0 |  | 0 | 0.45759
PJM_E_2_NYISO_G-I | PJM_E | NYISO_G-I | 2035 | B11 | 25 | 0 | 500 | 0 | 0 |  | 0 |  | 0 | 0 |  | 0 | 0.45759
PJM_E_2_NYISO_G-I | PJM_E | NYISO_G-I | 2035 | B12 | 200 | 0 | 500 | 0 | 0 |  | 0 |  | 0 | 0 |  | 0 | 0.45759
PJM_E_2_NYISO_G-I | PJM_E | NYISO_G-I | 2035 | B13 | 600 | 0 | 500 | 0 | 0 |  | 0 |  | 0 | 0 |  | 0 | 0.45759
PJM_E_2_NYISO_G-I | PJM_E | NYISO_G-I | 2035 | B14 | 900 | 0 | 500 | 0 | 0 |  | 0 |  | 0 | 0 |  | 0 | 0.45759
PJM_E_2_NYISO_G-I | PJM_E | NYISO_G-I | 2035 | B15 | 1203 | 0 | 500 | 0 | 0 |  | 0 |  | 0 | 0 |  | 0 | 0.45759
PJM_E_2_NYISO_G-I | PJM_E | NYISO_G-I | 2035 | B16 | 25 | 0 | 500 | 0 | 0 |  | 0 |  | 0 | 0 |  | 0 | 0.45759
PJM_E_2_NYISO_G-I | PJM_E | NYISO_G-I | 2035 | B17 | 100 | 0 | 500 | 0 | 0 |  | 0 |  | 0 | 0 |  | 0 | 0.45759
PJM_E_2_NYISO_G-I | PJM_E | NYISO_G-I | 2035 | B18 | 400 | 0 | 500 | 0 | 0 |  | 0 |  | 0 | 0 |  | 0 | 0.45759
PJM_E_2_NYISO_G-I | PJM_E | NYISO_G-I | 2035 | B19 | 700 | 0 | 500 | 0 | 0 |  | 0 |  | 0 | 0 |  | 0 | 0.45759
PJM_E_2_NYISO_G-I | PJM_E | NYISO_G-I | 2035 | B20 | 935 | 0 | 500 | 0 | 0 |  | 0 |  | 0 | 0 |  | 0 | 0.45759
PJM_E_2_NYISO_G-I | PJM_E | NYISO_G-I | 2040 | B1 | 10 | 0 | 500 | 0 | 500 |  | 0 |  | 0 | 7.5612 |  | 0 | 15.532
PJM_E_2_NYISO_G-I | PJM_E | NYISO_G-I | 2040 | B2 | 25 | 0 | 500 | 0 | 500 |  | 0 |  | 0 | 7.5612 |  | 0 | 15.532
PJM_E_2_NYISO_G-I | PJM_E | NYISO_G-I | 2040 | B3 | 75 | 0 | 500 | 0 | 0 |  | 0 |  | 0 | 0 |  | 0 | 15.532
PJM_E_2_NYISO_G-I | PJM_E | NYISO_G-I | 2040 | B4 | 100 | 0 | 500 | 0 | 0 |  | 0 |  | 0 | 0 |  | 0 | 15.532
PJM_E_2_NYISO_G-I | PJM_E | NYISO_G-I | 2040 | B5 | 200 | 0 | 500 | 0 | 0 |  | 0 |  | 0 | 0 |  | 0 | 15.532
PJM_E_2_NYISO_G-I | PJM_E | NYISO_G-I | 2040 | B6 | 300 | 0 | 500 | 0 | 0 |  | 0 |  | 0 | 0 |  | 0 | 15.532
PJM_E_2_NYISO_G-I | PJM_E | NYISO_G-I | 2040 | B7 | 400 | 0 | 500 | 0 | 0 |  | 0 |  | 0 | 0 |  | 0 | 15.532
PJM_E_2_NYISO_G-I | PJM_E | NYISO_G-I | 2040 | B8 | 500 | 0 | 500 | 500 | 0 |  | 0 |  | 5.9469 | 0 |  | 1.5155 | 15.532
PJM_E_2_NYISO_G-I | PJM_E | NYISO_G-I | 2040 | B9 | 800 | 0 | 500 | 0 | 0 |  | 0 |  | 0 | 0 |  | 0 | 15.532
PJM_E_2_NYISO_G-I | PJM_E | NYISO_G-I | 2040 | B10 | 1262 | 0 | 500 | 500 | 0 |  | 0 |  | 28.4405 | 0 |  | 18.2935 | 15.532
PJM_E_2_NYISO_G-I | PJM_E | NYISO_G-I | 2040 | B11 | 25 | 0 | 500 | 0 | 0 |  | 0 |  | 0 | 0 |  | 0 | 15.532
PJM_E_2_NYISO_G-I | PJM_E | NYISO_G-I | 2040 | B12 | 200 | 0 | 500 | 500 | 0 |  | 0 |  | 8.8313 | 0 |  | 0.90023 | 15.532
PJM_E_2_NYISO_G-I | PJM_E | NYISO_G-I | 2040 | B13 | 600 | 0 | 500 | 356.67 | 0 |  | 0 |  | 0 | 0 |  | 0 | 15.532
PJM_E_2_NYISO_G-I | PJM_E | NYISO_G-I | 2040 | B14 | 900 | 0 | 500 | 0 | 0 |  | 0 |  | 0 | 0 |  | 0 | 15.532
PJM_E_2_NYISO_G-I | PJM_E | NYISO_G-I | 2040 | B15 | 1203 | 0 | 500 | 0 | 0 |  | 0 |  | 0 | 0 |  | 0 | 15.532
PJM_E_2_NYISO_G-I | PJM_E | NYISO_G-I | 2040 | B16 | 25 | 0 | 500 | 0 | 0 |  | 0 |  | 0 | 0 |  | 0 | 15.532
PJM_E_2_NYISO_G-I | PJM_E | NYISO_G-I | 2040 | B17 | 100 | 0 | 500 | 203.52 | 0 |  | 0 |  | 0 | 0 |  | 0 | 15.532
PJM_E_2_NYISO_G-I | PJM_E | NYISO_G-I | 2040 | B18 | 400 | 0 | 500 | 153.02 | 0 |  | 0 |  | 0 | 0 |  | 0 | 15.532
PJM_E_2_NYISO_G-I | PJM_E | NYISO_G-I | 2040 | B19 | 700 | 0 | 500 | 0 | 0 |  | 0 |  | 0 | 0 |  | 0 | 15.532
PJM_E_2_NYISO_G-I | PJM_E | NYISO_G-I | 2040 | B20 | 935 | 0 | 500 | 0 | 0 |  | 0 |  | 0 | 0 |  | 0 | 15.532
PJM_E_2_NYISO_G-I | PJM_E | NYISO_G-I | 2045 | B1 | 10 | 0 | 500 | 0 | 0 |  | 0 |  | 0 | 0 |  | 0 | 43.6579
PJM_E_2_NYISO_G-I | PJM_E | NYISO_G-I | 2045 | B2 | 25 | 0 | 500 | 0 | 0 |  | 0 |  | 0 | 0 |  | 0 | 43.6579
PJM_E_2_NYISO_G-I | PJM_E | NYISO_G-I | 2045 | B3 | 75 | 0 | 500 | 0 | 0 |  | 0 |  | 0 | 0 |  | 0 | 43.6579
PJM_E_2_NYISO_G-I | PJM_E | NYISO_G-I | 2045 | B4 | 100 | 0 | 500 | 0 | 0 |  | 0 |  | 0 | 0 |  | 0 | 43.6579
PJM_E_2_NYISO_G-I | PJM_E | NYISO_G-I | 2045 | B5 | 200 | 0 | 500 | 0 | 0 |  | 0 |  | 0 | 0 |  | 0 | 43.6579
PJM_E_2_NYISO_G-I | PJM_E | NYISO_G-I | 2045 | B6 | 300 | 0 | 500 | 0 | 0 |  | 0 |  | 0 | 0 |  | 0 | 43.6579
PJM_E_2_NYISO_G-I | PJM_E | NYISO_G-I | 2045 | B7 | 400 | 0 | 500 | 0 | 0 |  | 0 |  | 0 | 0 |  | 0 | 43.6579
PJM_E_2_NYISO_G-I | PJM_E | NYISO_G-I | 2045 | B8 | 500 | 0 | 500 | 0 | 0 |  | 0 |  | 0 | 0 |  | 0 | 43.6579
PJM_E_2_NYISO_G-I | PJM_E | NYISO_G-I | 2045 | B9 | 800 | 0 | 500 | 0 | 0 |  | 0 |  | 0 | 0 |  | 0 | 43.6579
PJM_E_2_NYISO_G-I | PJM_E | NYISO_G-I | 2045 | B10 | 1262 | 0 | 500 | 500 | 0 |  | 0 |  | 58.2105 | 0 |  | 58.2105 | 43.6579
PJM_E_2_NYISO_G-I | PJM_E | NYISO_G-I | 2045 | B11 | 25 | 0 | 500 | 0 | 0 |  | 0 |  | 0 | 0 |  | 0 | 43.6579
PJM_E_2_NYISO_G-I | PJM_E | NYISO_G-I | 2045 | B12 | 200 | 0 | 500 | 0 | 0 |  | 0 |  | 0 | 0 |  | 0 | 43.6579
PJM_E_2_NYISO_G-I | PJM_E | NYISO_G-I | 2045 | B13 | 600 | 0 | 500 | 0 | 0 |  | 0 |  | 0 | 0 |  | 0 | 43.6579
PJM_E_2_NYISO_G-I | PJM_E | NYISO_G-I | 2045 | B14 | 900 | 0 | 500 | 0 | 0 |  | 0 |  | 0 | 0 |  | 0 | 43.6579
PJM_E_2_NYISO_G-I | PJM_E | NYISO_G-I | 2045 | B15 | 1203 | 0 | 500 | 0 | 0 |  | 0 |  | 0 | 0 |  | 0 | 43.6579
PJM_E_2_NYISO_G-I | PJM_E | NYISO_G-I | 2045 | B16 | 25 | 0 | 500 | 0 | 0 |  | 0 |  | 0 | 0 |  | 0 | 43.6579
PJM_E_2_NYISO_G-I | PJM_E | NYISO_G-I | 2045 | B17 | 100 | 0 | 500 | 0 | 0 |  | 0 |  | 0 | 0 |  | 0 | 43.6579
PJM_E_2_NYISO_G-I | PJM_E | NYISO_G-I | 2045 | B18 | 400 | 0 | 500 | 0 | 0 |  | 0 |  | 0 | 0 |  | 0 | 43.6579
PJM_E_2_NYISO_G-I | PJM_E | NYISO_G-I | 2045 | B19 | 700 | 0 | 500 | 0 | 0 |  | 0 |  | 0 | 0 |  | 0 | 43.6579
PJM_E_2_NYISO_G-I | PJM_E | NYISO_G-I | 2045 | B20 | 935 | 0 | 500 | 0 | 0 |  | 0 |  | 0 | 0 |  | 0 | 43.6579
PJM_E_2_NYISO_G-I | PJM_E | NYISO_G-I | 2050 | B1 | 10 | 0 | 500 | 0 | 500 |  | 0 |  | 0 | 12.3685 |  | 0 | 66.377
PJM_E_2_NYISO_G-I | PJM_E | NYISO_G-I | 2050 | B2 | 25 | 0 | 500 | 0 | 379.74 |  | 0 |  | 0 | 0 |  | 0 | 66.377
PJM_E_2_NYISO_G-I | PJM_E | NYISO_G-I | 2050 | B3 | 75 | 0 | 500 | 0 | 0 |  | 0 |  | 0 | 0 |  | 0 | 66.377
PJM_E_2_NYISO_G-I | PJM_E | NYISO_G-I | 2050 | B4 | 100 | 0 | 500 | 0 | 0 |  | 0 |  | 0 | 0 |  | 0 | 66.377
PJM_E_2_NYISO_G-I | PJM_E | NYISO_G-I | 2050 | B5 | 200 | 0 | 500 | 0 | 0 |  | 0 |  | 0 | 0 |  | 0 | 66.377
PJM_E_2_NYISO_G-I | PJM_E | NYISO_G-I | 2050 | B6 | 300 | 0 | 500 | 0 | 0 |  | 0 |  | 0 | 0 |  | 0 | 66.377
PJM_E_2_NYISO_G-I | PJM_E | NYISO_G-I | 2050 | B7 | 400 | 0 | 500 | 0 | 0 |  | 0 |  | 0 | 0 |  | 0 | 66.377
PJM_E_2_NYISO_G-I | PJM_E | NYISO_G-I | 2050 | B8 | 500 | 0 | 500 | 0 | 0 |  | 0 |  | 0 | 0 |  | 0 | 66.377
PJM_E_2_NYISO_G-I | PJM_E | NYISO_G-I | 2050 | B9 | 800 | 0 | 500 | 0 | 0 |  | 0 |  | 0 | 0 |  | 0 | 66.377
PJM_E_2_NYISO_G-I | PJM_E | NYISO_G-I | 2050 | B10 | 1262 | 0 | 500 | 500 | 0 |  | 0 |  | 88.5027 | 0 |  | 88.5027 | 66.377
PJM_E_2_NYISO_G-I | PJM_E | NYISO_G-I | 2050 | B11 | 25 | 0 | 500 | 0 | 0 |  | 0 |  | 0 | 0 |  | 0 | 66.377
PJM_E_2_NYISO_G-I | PJM_E | NYISO_G-I | 2050 | B12 | 200 | 0 | 500 | 0 | 0 |  | 0 |  | 0 | 0 |  | 0 | 66.377
PJM_E_2_NYISO_G-I | PJM_E | NYISO_G-I | 2050 | B13 | 600 | 0 | 500 | 0 | 0 |  | 0 |  | 0 | 0 |  | 0 | 66.377
PJM_E_2_NYISO_G-I | PJM_E | NYISO_G-I | 2050 | B14 | 900 | 0 | 500 | 0 | 0 |  | 0 |  | 0 | 0 |  | 0 | 66.377
PJM_E_2_NYISO_G-I | PJM_E | NYISO_G-I | 2050 | B15 | 1203 | 0 | 500 | 0 | 0 |  | 0 |  | 0 | 0 |  | 0 | 66.377
PJM_E_2_NYISO_G-I | PJM_E | NYISO_G-I | 2050 | B16 | 25 | 0 | 500 | 0 | 0 |  | 0 |  | 0 | 0 |  | 0 | 66.377
PJM_E_2_NYISO_G-I | PJM_E | NYISO_G-I | 2050 | B17 | 100 | 0 | 500 | 0 | 0 |  | 0 |  | 0 | 0 |  | 0 | 66.377
PJM_E_2_NYISO_G-I | PJM_E | NYISO_G-I | 2050 | B18 | 400 | 0 | 500 | 0 | 0 |  | 0 |  | 0 | 0 |  | 0 | 66.377
PJM_E_2_NYISO_G-I | PJM_E | NYISO_G-I | 2050 | B19 | 700 | 0 | 500 | 0 | 0 |  | 0 |  | 0 | 0 |  | 0 | 66.377
PJM_E_2_NYISO_G-I | PJM_E | NYISO_G-I | 2050 | B20 | 935 | 0 | 500 | 0 | 178.61 |  | 0 |  | 0 | 0 |  | 0 | 66.377
PJM_E_2_NYISO_J-K | PJM_E | NYISO_J-K | 2015 | B1 | 10 | 0 | 330 | 330 | 0 |  | 0 |  | 18.6359 | 0 |  | 0.19212 | 0.1529
PJM_E_2_NYISO_J-K | PJM_E | NYISO_J-K | 2015 | B2 | 25 | 0 | 330 | 330 | 0 |  | 0 |  | 0.01187 | 0 |  | 0.00030593 | 0.1529
PJM_E_2_NYISO_J-K | PJM_E | NYISO_J-K | 2015 | B3 | 75 | 0 | 330 | 0 | 0 |  | 0 |  | 0 | 0 |  | 0 | 0.1529
PJM_E_2_NYISO_J-K | PJM_E | NYISO_J-K | 2015 | B4 | 100 | 0 | 330 | 0 | 0 |  | 0 |  | 0 | 0 |  | 0 | 0.1529
PJM_E_2_NYISO_J-K | PJM_E | NYISO_J-K | 2015 | B5 | 200 | 0 | 330 | 0 | 0 |  | 0 |  | 0 | 0 |  | 0 | 0.1529
PJM_E_2_NYISO_J-K | PJM_E | NYISO_J-K | 2015 | B6 | 300 | 0 | 330 | 118.55 | 0 |  | 0 |  | 0 | 0 |  | 0 | 0.1529
PJM_E_2_NYISO_J-K | PJM_E | NYISO_J-K | 2015 | B7 | 400 | 0 | 330 | 0 | 0 |  | 0 |  | 0 | 0 |  | 0 | 0.1529
PJM_E_2_NYISO_J-K | PJM_E | NYISO_J-K | 2015 | B8 | 500 | 0 | 330 | 0 | 0 |  | 0 |  | 0 | 0 |  | 0 | 0.1529
PJM_E_2_NYISO_J-K | PJM_E | NYISO_J-K | 2015 | B9 | 800 | 0 | 330 | 0 | 0 |  | 0 |  | 0 | 0 |  | 0 | 0.1529
PJM_E_2_NYISO_J-K | PJM_E | NYISO_J-K | 2015 | B10 | 1262 | 0 | 330 | 0 | 0 |  | 0 |  | 0 | 0 |  | 0 | 0.1529
PJM_E_2_NYISO_J-K | PJM_E | NYISO_J-K | 2015 | B11 | 25 | 0 | 330 | 0 | 0 |  | 0 |  | 0 | 0 |  | 0 | 0.1529
PJM_E_2_NYISO_J-K | PJM_E | NYISO_J-K | 2015 | B12 | 200 | 0 | 330 | 0 | 0 |  | 0 |  | 0 | 0 |  | 0 | 0.1529
PJM_E_2_NYISO_J-K | PJM_E | NYISO_J-K | 2015 | B13 | 600 | 0 | 330 | 0 | 0 |  | 0 |  | 0 | 0 |  | 0 | 0.1529
PJM_E_2_NYISO_J-K | PJM_E | NYISO_J-K | 2015 | B14 | 900 | 0 | 330 | 0 | 0 |  | 0 |  | 0 | 0 |  | 0 | 0.1529
PJM_E_2_NYISO_J-K | PJM_E | NYISO_J-K | 2015 | B15 | 1203 | 0 | 330 | 0 | 0 |  | 0 |  | 0 | 0 |  | 0 | 0.1529
PJM_E_2_NYISO_J-K | PJM_E | NYISO_J-K | 2015 | B16 | 25 | 0 | 330 | 0 | 0 |  | 0 |  | 0 | 0 |  | 0 | 0.1529
PJM_E_2_NYISO_J-K | PJM_E | NYISO_J-K | 2015 | B17 | 100 | 0 | 330 | 0 | 0 |  | 0 |  | 0 | 0 |  | 0 | 0.1529
PJM_E_2_NYISO_J-K | PJM_E | NYISO_J-K | 2015 | B18 | 400 | 0 | 330 | 0 | 0 |  | 0 |  | 0 | 0 |  | 0 | 0.1529
PJM_E_2_NYISO_J-K | PJM_E | NYISO_J-K | 2015 | B19 | 700 | 0 | 330 | 0 | 0 |  | 0 |  | 0 | 0 |  | 0 | 0.1529
PJM_E_2_NYISO_J-K | PJM_E | NYISO_J-K | 2015 | B20 | 935 | 0 | 330 | 330 | 330 |  | 0 |  | 0.01187 | 0.01187 |  | 0.011442 | 0.1529
PJM_E_2_NYISO_J-K | PJM_E | NYISO_J-K | 2020 | B1 | 10 | 0 | 330 | 330 | 0 |  | 0 |  | 0.01187 | 0 |  | 0.0033914 | 21.057
PJM_E_2_NYISO_J-K | PJM_E | NYISO_J-K | 2020 | B2 | 25 | 0 | 330 | 330 | 0 |  | 0 |  | 39.3016 | 0 |  | 28.0725 | 21.057
PJM_E_2_NYISO_J-K | PJM_E | NYISO_J-K | 2020 | B3 | 75 | 0 | 330 | 0 | 0 |  | 0 |  | 0 | 0 |  | 0 | 21.057
PJM_E_2_NYISO_J-K | PJM_E | NYISO_J-K | 2020 | B4 | 100 | 0 | 330 | 0 | 0 |  | 0 |  | 0 | 0 |  | 0 | 21.057
PJM_E_2_NYISO_J-K | PJM_E | NYISO_J-K | 2020 | B5 | 200 | 0 | 330 | 0 | 0 |  | 0 |  | 0 | 0 |  | 0 | 21.057
PJM_E_2_NYISO_J-K | PJM_E | NYISO_J-K | 2020 | B6 | 300 | 0 | 330 | 0 | 0 |  | 0 |  | 0 | 0 |  | 0 | 21.057
PJM_E_2_NYISO_J-K | PJM_E | NYISO_J-K | 2020 | B7 | 400 | 0 | 330 | 0 | 0 |  | 0 |  | 0 | 0 |  | 0 | 21.057
PJM_E_2_NYISO_J-K | PJM_E | NYISO_J-K | 2020 | B8 | 500 | 0 | 330 | 0 | 0 |  | 0 |  | 0 | 0 |  | 0 | 21.057
PJM_E_2_NYISO_J-K | PJM_E | NYISO_J-K | 2020 | B9 | 800 | 0 | 330 | 0 | 0 |  | 0 |  | 0 | 0 |  | 0 | 21.057
PJM_E_2_NYISO_J-K | PJM_E | NYISO_J-K | 2020 | B10 | 1262 | 0 | 330 | 0 | 0 |  | 0 |  | 0 | 0 |  | 0 | 21.057
PJM_E_2_NYISO_J-K | PJM_E | NYISO_J-K | 2020 | B11 | 25 | 0 | 330 | 0 | 0 |  | 0 |  | 0 | 0 |  | 0 | 21.057
PJM_E_2_NYISO_J-K | PJM_E | NYISO_J-K | 2020 | B12 | 200 | 0 | 330 | 0 | 0 |  | 0 |  | 0 | 0 |  | 0 | 21.057
PJM_E_2_NYISO_J-K | PJM_E | NYISO_J-K | 2020 | B13 | 600 | 0 | 330 | 0 | 0 |  | 0 |  | 0 | 0 |  | 0 | 21.057
PJM_E_2_NYISO_J-K | PJM_E | NYISO_J-K | 2020 | B14 | 900 | 0 | 330 | 0 | 0 |  | 0 |  | 0 | 0 |  | 0 | 21.057
PJM_E_2_NYISO_J-K | PJM_E | NYISO_J-K | 2020 | B15 | 1203 | 0 | 330 | 0 | 0 |  | 0 |  | 0 | 0 |  | 0 | 21.057
PJM_E_2_NYISO_J-K | PJM_E | NYISO_J-K | 2020 | B16 | 25 | 0 | 330 | 0 | 0 |  | 0 |  | 0 | 0 |  | 0 | 21.057
PJM_E_2_NYISO_J-K | PJM_E | NYISO_J-K | 2020 | B17 | 100 | 0 | 330 | 0 | 0 |  | 0 |  | 0 | 0 |  | 0 | 21.057
PJM_E_2_NYISO_J-K | PJM_E | NYISO_J-K | 2020 | B18 | 400 | 0 | 330 | 0 | 0 |  | 0 |  | 0 | 0 |  | 0 | 21.057
PJM_E_2_NYISO_J-K | PJM_E | NYISO_J-K | 2020 | B19 | 700 | 0 | 330 | 0 | 0 |  | 0 |  | 0 | 0 |  | 0 | 21.057
PJM_E_2_NYISO_J-K | PJM_E | NYISO_J-K | 2020 | B20 | 935 | 0 | 330 | 0 | 0 |  | 0 |  | 0 | 0 |  | 0 | 21.057
PJM_E_2_NYISO_J-K | PJM_E | NYISO_J-K | 2025 | B1 | 10 | 0 | 330 | 0 | 0 |  | 0 |  | 0 | 0 |  | 0 | 0
PJM_E_2_NYISO_J-K | PJM_E | NYISO_J-K | 2025 | B2 | 25 | 0 | 330 | 38.09 | 0 |  | 0 |  | 0 | 0 |  | 0 | 0
PJM_E_2_NYISO_J-K | PJM_E | NYISO_J-K | 2025 | B3 | 75 | 0 | 330 | 0 | 0 |  | 0 |  | 0 | 0 |  | 0 | 0
PJM_E_2_NYISO_J-K | PJM_E | NYISO_J-K | 2025 | B4 | 100 | 0 | 330 | 0 | 0 |  | 0 |  | 0 | 0 |  | 0 | 0
PJM_E_2_NYISO_J-K | PJM_E | NYISO_J-K | 2025 | B5 | 200 | 0 | 330 | 0 | 0 |  | 0 |  | 0 | 0 |  | 0 | 0
PJM_E_2_NYISO_J-K | PJM_E | NYISO_J-K | 2025 | B6 | 300 | 0 | 330 | 0 | 0 |  | 0 |  | 0 | 0 |  | 0 | 0
PJM_E_2_NYISO_J-K | PJM_E | NYISO_J-K | 2025 | B7 | 400 | 0 | 330 | 0 | 0 |  | 0 |  | 0 | 0 |  | 0 | 0
PJM_E_2_NYISO_J-K | PJM_E | NYISO_J-K | 2025 | B8 | 500 | 0 | 330 | 0 | 0 |  | 0 |  | 0 | 0 |  | 0 | 0
PJM_E_2_NYISO_J-K | PJM_E | NYISO_J-K | 2025 | B9 | 800 | 0 | 330 | 0 | 0 |  | 0 |  | 0 | 0 |  | 0 | 0
PJM_E_2_NYISO_J-K | PJM_E | NYISO_J-K | 2025 | B10 | 1262 | 0 | 330 | 0 | 0 |  | 0 |  | 0 | 0 |  | 0 | 0
PJM_E_2_NYISO_J-K | PJM_E | NYISO_J-K | 2025 | B11 | 25 | 0 | 330 | 0 | 0 |  | 0 |  | 0 | 0 |  | 0 | 0
PJM_E_2_NYISO_J-K | PJM_E | NYISO_J-K | 2025 | B12 | 200 | 0 | 330 | 0 | 0 |  | 0 |  | 0 | 0 |  | 0 | 0
PJM_E_2_NYISO_J-K | PJM_E | NYISO_J-K | 2025 | B13 | 600 | 0 | 330 | 0 | 0 |  | 0 |  | 0 | 0 |  | 0 | 0
PJM_E_2_NYISO_J-K | PJM_E | NYISO_J-K | 2025 | B14 | 900 | 0 | 330 | 0 | 0 |  | 0 |  | 0 | 0 |  | 0 | 0
PJM_E_2_NYISO_J-K | PJM_E | NYISO_J-K | 2025 | B15 | 1203 | 0 | 330 | 0 | 0 |  | 0 |  | 0 | 0 |  | 0 | 0
PJM_E_2_NYISO_J-K | PJM_E | NYISO_J-K | 2025 | B16 | 25 | 0 | 330 | 0 | 0 |  | 0 |  | 0 | 0 |  | 0 | 0
PJM_E_2_NYISO_J-K | PJM_E | NYISO_J-K | 2025 | B17 | 100 | 0 | 330 | 0 | 0 |  | 0 |  | 0 | 0 |  | 0 | 0
PJM_E_2_NYISO_J-K | PJM_E | NYISO_J-K | 2025 | B18 | 400 | 0 | 330 | 0 | 0 |  | 0 |  | 0 | 0 |  | 0 | 0
PJM_E_2_NYISO_J-K | PJM_E | NYISO_J-K | 2025 | B19 | 700 | 0 | 330 | 0 | 0 |  | 0 |  | 0 | 0 |  | 0 | 0
PJM_E_2_NYISO_J-K | PJM_E | NYISO_J-K | 2025 | B20 | 935 | 935 | 330 | 0 | 330 |  | 329.18 |  | 0 | 0.01187 |  | 0 | 0
PJM_E_2_NYISO_J-K | PJM_E | NYISO_J-K | 2030 | B1 | 10 | 10 | 330 | 0 | 330 |  | 1683.76 |  | 0 | 0.01187 |  | 0 | 0
PJM_E_2_NYISO_J-K | PJM_E | NYISO_J-K | 2030 | B2 | 25 | 25 | 330 | 0 | 330 |  | 105.95 |  | 0 | 0.01187 |  | 0 | 0
PJM_E_2_NYISO_J-K | PJM_E | NYISO_J-K | 2030 | B3 | 75 | 0 | 330 | 0 | 0 |  | 0 |  | 0 | 0 |  | 0 | 0
PJM_E_2_NYISO_J-K | PJM_E | NYISO_J-K | 2030 | B4 | 100 | 0 | 330 | 0 | 0 |  | 0 |  | 0 | 0 |  | 0 | 0
PJM_E_2_NYISO_J-K | PJM_E | NYISO_J-K | 2030 | B5 | 200 | 0 | 330 | 0 | 0 |  | 0 |  | 0 | 0 |  | 0 | 0
PJM_E_2_NYISO_J-K | PJM_E | NYISO_J-K | 2030 | B6 | 300 | 0 | 330 | 0 | 0 |  | 0 |  | 0 | 0 |  | 0 | 0
PJM_E_2_NYISO_J-K | PJM_E | NYISO_J-K | 2030 | B7 | 400 | 0 | 330 | 0 | 0 |  | 0 |  | 0 | 0 |  | 0 | 0
PJM_E_2_NYISO_J-K | PJM_E | NYISO_J-K | 2030 | B8 | 500 | 0 | 330 | 0 | 0 |  | 0 |  | 0 | 0 |  | 0 | 0
PJM_E_2_NYISO_J-K | PJM_E | NYISO_J-K | 2030 | B9 | 800 | 0 | 330 | 0 | 0 |  | 0 |  | 0 | 0 |  | 0 | 0
PJM_E_2_NYISO_J-K | PJM_E | NYISO_J-K | 2030 | B10 | 1262 | 1262 | 330 | 0 | 330 |  | 1012.86 |  | 0 | 0.01187 |  | 0 | 0
PJM_E_2_NYISO_J-K | PJM_E | NYISO_J-K | 2030 | B11 | 25 | 0 | 330 | 0 | 0 |  | 0 |  | 0 | 0 |  | 0 | 0
PJM_E_2_NYISO_J-K | PJM_E | NYISO_J-K | 2030 | B12 | 200 | 0 | 330 | 0 | 0 |  | 0 |  | 0 | 0 |  | 0 | 0
PJM_E_2_NYISO_J-K | PJM_E | NYISO_J-K | 2030 | B13 | 600 | 0 | 330 | 0 | 0 |  | 0 |  | 0 | 0 |  | 0 | 0
PJM_E_2_NYISO_J-K | PJM_E | NYISO_J-K | 2030 | B14 | 900 | 0 | 330 | 0 | 0 |  | 0 |  | 0 | 0 |  | 0 | 0
PJM_E_2_NYISO_J-K | PJM_E | NYISO_J-K | 2030 | B15 | 1203 | 0 | 330 | 0 | 0 |  | 0 |  | 0 | 0 |  | 0 | 0
PJM_E_2_NYISO_J-K | PJM_E | NYISO_J-K | 2030 | B16 | 25 | 0 | 330 | 0 | 0 |  | 0 |  | 0 | 0 |  | 0 | 0
PJM_E_2_NYISO_J-K | PJM_E | NYISO_J-K | 2030 | B17 | 100 | 0 | 330 | 0 | 0 |  | 0 |  | 0 | 0 |  | 0 | 0
PJM_E_2_NYISO_J-K | PJM_E | NYISO_J-K | 2030 | B18 | 400 | 0 | 330 | 0 | 0 |  | 0 |  | 0 | 0 |  | 0 | 0
PJM_E_2_NYISO_J-K | PJM_E | NYISO_J-K | 2030 | B19 | 700 | 0 | 330 | 0 | 0 |  | 0 |  | 0 | 0 |  | 0 | 0
PJM_E_2_NYISO_J-K | PJM_E | NYISO_J-K | 2030 | B20 | 935 | 0 | 330 | 0 | 0 |  | 0 |  | 0 | 0 |  | 0 | 0
PJM_E_2_NYISO_J-K | PJM_E | NYISO_J-K | 2035 | B1 | 10 | 10 | 330 | 0 | 330 |  | 886.9 |  | 0 | 0.46293 |  | 0 | 0.46649
PJM_E_2_NYISO_J-K | PJM_E | NYISO_J-K | 2035 | B2 | 25 | 25 | 330 | 0 | 330 |  | 186.02 |  | 0 | 0.46293 |  | 0 | 0.46649
PJM_E_2_NYISO_J-K | PJM_E | NYISO_J-K | 2035 | B3 | 75 | 0 | 330 | 0 | 0 |  | 0 |  | 0 | 0 |  | 0 | 0.46649
PJM_E_2_NYISO_J-K | PJM_E | NYISO_J-K | 2035 | B4 | 100 | 0 | 330 | 0 | 0 |  | 0 |  | 0 | 0 |  | 0 | 0.46649
PJM_E_2_NYISO_J-K | PJM_E | NYISO_J-K | 2035 | B5 | 200 | 0 | 330 | 330 | 0 |  | 0 |  | 0.45106 | 0 |  | 0.090212 | 0.46649
PJM_E_2_NYISO_J-K | PJM_E | NYISO_J-K | 2035 | B6 | 300 | 0 | 330 | 0 | 0 |  | 0 |  | 0 | 0 |  | 0 | 0.46649
PJM_E_2_NYISO_J-K | PJM_E | NYISO_J-K | 2035 | B7 | 400 | 0 | 330 | 0 | 0 |  | 0 |  | 0 | 0 |  | 0 | 0.46649
PJM_E_2_NYISO_J-K | PJM_E | NYISO_J-K | 2035 | B8 | 500 | 0 | 330 | 0 | 0 |  | 0 |  | 0 | 0 |  | 0 | 0.46649
PJM_E_2_NYISO_J-K | PJM_E | NYISO_J-K | 2035 | B9 | 800 | 0 | 330 | 330 | 0 |  | 0 |  | 0.66472 | 0 |  | 0.53178 | 0.46649
PJM_E_2_NYISO_J-K | PJM_E | NYISO_J-K | 2035 | B10 | 1262 | 0 | 330 | 0 | 0 |  | 0 |  | 0 | 0 |  | 0 | 0.46649
PJM_E_2_NYISO_J-K | PJM_E | NYISO_J-K | 2035 | B11 | 25 | 0 | 330 | 0 | 0 |  | 0 |  | 0 | 0 |  | 0 | 0.46649
PJM_E_2_NYISO_J-K | PJM_E | NYISO_J-K | 2035 | B12 | 200 | 0 | 330 | 0 | 0 |  | 0 |  | 0 | 0 |  | 0 | 0.46649
PJM_E_2_NYISO_J-K | PJM_E | NYISO_J-K | 2035 | B13 | 600 | 0 | 330 | 0 | 0 |  | 0 |  | 0 | 0 |  | 0 | 0.46649
PJM_E_2_NYISO_J-K | PJM_E | NYISO_J-K | 2035 | B14 | 900 | 0 | 330 | 0 | 0 |  | 0 |  | 0 | 0 |  | 0 | 0.46649
PJM_E_2_NYISO_J-K | PJM_E | NYISO_J-K | 2035 | B15 | 1203 | 0 | 330 | 0 | 0 |  | 0 |  | 0 | 0 |  | 0 | 0.46649
PJM_E_2_NYISO_J-K | PJM_E | NYISO_J-K | 2035 | B16 | 25 | 0 | 330 | 0 | 0 |  | 0 |  | 0 | 0 |  | 0 | 0.46649
PJM_E_2_NYISO_J-K | PJM_E | NYISO_J-K | 2035 | B17 | 100 | 0 | 330 | 0 | 0 |  | 0 |  | 0 | 0 |  | 0 | 0.46649
PJM_E_2_NYISO_J-K | PJM_E | NYISO_J-K | 2035 | B18 | 400 | 0 | 330 | 0 | 0 |  | 0 |  | 0 | 0 |  | 0 | 0.46649
PJM_E_2_NYISO_J-K | PJM_E | NYISO_J-K | 2035 | B19 | 700 | 0 | 330 | 0 | 0 |  | 0 |  | 0 | 0 |  | 0 | 0.46649
PJM_E_2_NYISO_J-K | PJM_E | NYISO_J-K | 2035 | B20 | 935 | 0 | 330 | 0 | 0 |  | 0 |  | 0 | 0 |  | 0 | 0.46649
PJM_E_2_NYISO_J-K | PJM_E | NYISO_J-K | 2040 | B1 | 10 | 10 | 330 | 0 | 330 |  | 2290.92 |  | 0 | 7.5731 |  | 0 | 11.5454
PJM_E_2_NYISO_J-K | PJM_E | NYISO_J-K | 2040 | B2 | 25 | 25 | 330 | 0 | 330 |  | 1358.27 |  | 0 | 7.5731 |  | 0 | 11.5454
PJM_E_2_NYISO_J-K | PJM_E | NYISO_J-K | 2040 | B3 | 75 | 0 | 330 | 0 | 0 |  | 0 |  | 0 | 0 |  | 0 | 11.5454
PJM_E_2_NYISO_J-K | PJM_E | NYISO_J-K | 2040 | B4 | 100 | 0 | 330 | 0 | 0 |  | 0 |  | 0 | 0 |  | 0 | 11.5454
PJM_E_2_NYISO_J-K | PJM_E | NYISO_J-K | 2040 | B5 | 200 | 0 | 330 | 0 | 0 |  | 0 |  | 0 | 0 |  | 0 | 11.5454
PJM_E_2_NYISO_J-K | PJM_E | NYISO_J-K | 2040 | B6 | 300 | 0 | 330 | 0 | 0 |  | 0 |  | 0 | 0 |  | 0 | 11.5454
PJM_E_2_NYISO_J-K | PJM_E | NYISO_J-K | 2040 | B7 | 400 | 0 | 330 | 0 | 0 |  | 0 |  | 0 | 0 |  | 0 | 11.5454
PJM_E_2_NYISO_J-K | PJM_E | NYISO_J-K | 2040 | B8 | 500 | 0 | 330 | 330 | 0 |  | 0 |  | 5.9587 | 0 |  | 0.97301 | 11.5454
PJM_E_2_NYISO_J-K | PJM_E | NYISO_J-K | 2040 | B9 | 800 | 0 | 330 | 205.23 | 0 |  | 0 |  | 0 | 0 |  | 0 | 11.5454
PJM_E_2_NYISO_J-K | PJM_E | NYISO_J-K | 2040 | B10 | 1262 | 0 | 330 | 330 | 0 |  | 0 |  | 28.4524 | 0 |  | 11.7266 | 11.5454
PJM_E_2_NYISO_J-K | PJM_E | NYISO_J-K | 2040 | B11 | 25 | 0 | 330 | 0 | 0 |  | 0 |  | 0 | 0 |  | 0 | 11.5454
PJM_E_2_NYISO_J-K | PJM_E | NYISO_J-K | 2040 | B12 | 200 | 0 | 330 | 330 | 0 |  | 0 |  | 8.8432 | 0 |  | 0.57761 | 11.5454
PJM_E_2_NYISO_J-K | PJM_E | NYISO_J-K | 2040 | B13 | 600 | 0 | 330 | 330 | 0 |  | 0 |  | 0.01187 | 0 |  | 0.0023259 | 11.5454
PJM_E_2_NYISO_J-K | PJM_E | NYISO_J-K | 2040 | B14 | 900 | 0 | 330 | 0 | 0 |  | 0 |  | 0 | 0 |  | 0 | 11.5454
PJM_E_2_NYISO_J-K | PJM_E | NYISO_J-K | 2040 | B15 | 1203 | 0 | 330 | 0 | 0 |  | 0 |  | 0 | 0 |  | 0 | 11.5454
PJM_E_2_NYISO_J-K | PJM_E | NYISO_J-K | 2040 | B16 | 25 | 0 | 330 | 0 | 0 |  | 0 |  | 0 | 0 |  | 0 | 11.5454
PJM_E_2_NYISO_J-K | PJM_E | NYISO_J-K | 2040 | B17 | 100 | 0 | 330 | 330 | 0 |  | 0 |  | 20.0128 | 0 |  | 0.65359 | 11.5454
PJM_E_2_NYISO_J-K | PJM_E | NYISO_J-K | 2040 | B18 | 400 | 0 | 330 | 330 | 0 |  | 0 |  | 11.1815 | 0 |  | 1.4607 | 11.5454
PJM_E_2_NYISO_J-K | PJM_E | NYISO_J-K | 2040 | B19 | 700 | 0 | 330 | 0 | 0 |  | 0 |  | 0 | 0 |  | 0 | 11.5454
PJM_E_2_NYISO_J-K | PJM_E | NYISO_J-K | 2040 | B20 | 935 | 0 | 330 | 0 | 0 |  | 0 |  | 0 | 0 |  | 0 | 11.5454
PJM_E_2_NYISO_J-K | PJM_E | NYISO_J-K | 2045 | B1 | 10 | 0 | 330 | 0 | 0 |  | 0 |  | 0 | 0 |  | 0 | 46.3533
PJM_E_2_NYISO_J-K | PJM_E | NYISO_J-K | 2045 | B2 | 25 | 0 | 330 | 0 | 0 |  | 0 |  | 0 | 0 |  | 0 | 46.3533
PJM_E_2_NYISO_J-K | PJM_E | NYISO_J-K | 2045 | B3 | 75 | 0 | 330 | 0 | 0 |  | 0 |  | 0 | 0 |  | 0 | 46.3533
PJM_E_2_NYISO_J-K | PJM_E | NYISO_J-K | 2045 | B4 | 100 | 0 | 330 | 0 | 0 |  | 0 |  | 0 | 0 |  | 0 | 46.3533
PJM_E_2_NYISO_J-K | PJM_E | NYISO_J-K | 2045 | B5 | 200 | 0 | 330 | 0 | 0 |  | 0 |  | 0 | 0 |  | 0 | 46.3533
PJM_E_2_NYISO_J-K | PJM_E | NYISO_J-K | 2045 | B6 | 300 | 0 | 330 | 0 | 0 |  | 0 |  | 0 | 0 |  | 0 | 46.3533
PJM_E_2_NYISO_J-K | PJM_E | NYISO_J-K | 2045 | B7 | 400 | 0 | 330 | 330 | 0 |  | 0 |  | 11.7276 | 0 |  | 1.1549 | 46.3533
PJM_E_2_NYISO_J-K | PJM_E | NYISO_J-K | 2045 | B8 | 500 | 0 | 330 | 330 | 0 |  | 0 |  | 16.6061 | 0 |  | 2.0441 | 46.3533
PJM_E_2_NYISO_J-K | PJM_E | NYISO_J-K | 2045 | B9 | 800 | 0 | 330 | 0 | 0 |  | 0 |  | 0 | 0 |  | 0 | 46.3533
PJM_E_2_NYISO_J-K | PJM_E | NYISO_J-K | 2045 | B10 | 1262 | 0 | 330 | 330 | 0 |  | 0 |  | 58.2223 | 0 |  | 18.0888 | 46.3533
PJM_E_2_NYISO_J-K | PJM_E | NYISO_J-K | 2045 | B11 | 25 | 0 | 330 | 235.55 | 0 |  | 0 |  | 0 | 0 |  | 0 | 46.3533
PJM_E_2_NYISO_J-K | PJM_E | NYISO_J-K | 2045 | B12 | 200 | 0 | 330 | 330 | 0 |  | 0 |  | 15.6091 | 0 |  | 0.76854 | 46.3533
PJM_E_2_NYISO_J-K | PJM_E | NYISO_J-K | 2045 | B13 | 600 | 0 | 330 | 330 | 0 |  | 0 |  | 94.8888 | 0 |  | 14.0161 | 46.3533
PJM_E_2_NYISO_J-K | PJM_E | NYISO_J-K | 2045 | B14 | 900 | 0 | 330 | 8.95 | 0 |  | 0 |  | 0 | 0 |  | 0 | 46.3533
PJM_E_2_NYISO_J-K | PJM_E | NYISO_J-K | 2045 | B15 | 1203 | 0 | 330 | 0 | 0 |  | 0 |  | 0 | 0 |  | 0 | 46.3533
PJM_E_2_NYISO_J-K | PJM_E | NYISO_J-K | 2045 | B16 | 25 | 0 | 330 | 188.04 | 0 |  | 0 |  | 0 | 0 |  | 0 | 46.3533
PJM_E_2_NYISO_J-K | PJM_E | NYISO_J-K | 2045 | B17 | 100 | 0 | 330 | 0 | 0 |  | 0 |  | 0 | 0 |  | 0 | 46.3533
PJM_E_2_NYISO_J-K | PJM_E | NYISO_J-K | 2045 | B18 | 400 | 0 | 330 | 330 | 0 |  | 0 |  | 100.5508 | 0 |  | 9.9016 | 46.3533
PJM_E_2_NYISO_J-K | PJM_E | NYISO_J-K | 2045 | B19 | 700 | 0 | 330 | 330 | 0 |  | 0 |  | 91.8619 | 0 |  | 15.8305 | 46.3533
PJM_E_2_NYISO_J-K | PJM_E | NYISO_J-K | 2045 | B20 | 935 | 0 | 330 | 0 | 0 |  | 0 |  | 0 | 0 |  | 0 | 46.3533
PJM_E_2_NYISO_J-K | PJM_E | NYISO_J-K | 2050 | B1 | 10 | 0 | 330 | 0 | 330 |  | 0 |  | 0 | 12.3804 |  | 0 | 108.1963
PJM_E_2_NYISO_J-K | PJM_E | NYISO_J-K | 2050 | B2 | 25 | 0 | 330 | 0 | 330 |  | 0 |  | 0 | 0.01187 |  | 0 | 108.1963
PJM_E_2_NYISO_J-K | PJM_E | NYISO_J-K | 2050 | B3 | 75 | 0 | 330 | 0 | 0 |  | 0 |  | 0 | 0 |  | 0 | 108.1963
PJM_E_2_NYISO_J-K | PJM_E | NYISO_J-K | 2050 | B4 | 100 | 0 | 330 | 0 | 0 |  | 0 |  | 0 | 0 |  | 0 | 108.1963
PJM_E_2_NYISO_J-K | PJM_E | NYISO_J-K | 2050 | B5 | 200 | 0 | 330 | 330 | 0 |  | 0 |  | 15.0749 | 0 |  | 0.62983 | 108.1963
PJM_E_2_NYISO_J-K | PJM_E | NYISO_J-K | 2050 | B6 | 300 | 0 | 330 | 330 | 0 |  | 0 |  | 35.1827 | 0 |  | 2.2049 | 108.1963
PJM_E_2_NYISO_J-K | PJM_E | NYISO_J-K | 2050 | B7 | 400 | 0 | 330 | 330 | 0 |  | 0 |  | 39.1473 | 0 |  | 3.2711 | 108.1963
PJM_E_2_NYISO_J-K | PJM_E | NYISO_J-K | 2050 | B8 | 500 | 0 | 330 | 330 | 0 |  | 0 |  | 187.0593 | 0 |  | 19.5383 | 108.1963
PJM_E_2_NYISO_J-K | PJM_E | NYISO_J-K | 2050 | B9 | 800 | 0 | 330 | 330 | 0 |  | 0 |  | 180.5546 | 0 |  | 30.1741 | 108.1963
PJM_E_2_NYISO_J-K | PJM_E | NYISO_J-K | 2050 | B10 | 1262 | 0 | 330 | 330 | 0 |  | 0 |  | 88.5146 | 0 |  | 23.3352 | 108.1963
PJM_E_2_NYISO_J-K | PJM_E | NYISO_J-K | 2050 | B11 | 25 | 0 | 330 | 0 | 0 |  | 0 |  | 0 | 0 |  | 0 | 108.1963
PJM_E_2_NYISO_J-K | PJM_E | NYISO_J-K | 2050 | B12 | 200 | 0 | 330 | 330 | 0 |  | 0 |  | 244.1184 | 0 |  | 10.1992 | 108.1963
PJM_E_2_NYISO_J-K | PJM_E | NYISO_J-K | 2050 | B13 | 600 | 0 | 330 | 330 | 0 |  | 0 |  | 217.7433 | 0 |  | 27.2918 | 108.1963
PJM_E_2_NYISO_J-K | PJM_E | NYISO_J-K | 2050 | B14 | 900 | 0 | 330 | 0 | 0 |  | 0 |  | 0 | 0 |  | 0 | 108.1963
PJM_E_2_NYISO_J-K | PJM_E | NYISO_J-K | 2050 | B15 | 1203 | 0 | 330 | 0 | 0 |  | 0 |  | 0 | 0 |  | 0 | 108.1963
PJM_E_2_NYISO_J-K | PJM_E | NYISO_J-K | 2050 | B16 | 25 | 0 | 330 | 330 | 0 |  | 0 |  | 23.7637 | 0 |  | 0.12411 | 108.1963
PJM_E_2_NYISO_J-K | PJM_E | NYISO_J-K | 2050 | B17 | 100 | 0 | 330 | 330 | 0 |  | 0 |  | 256.0122 | 0 |  | 5.3481 | 108.1963
PJM_E_2_NYISO_J-K | PJM_E | NYISO_J-K | 2050 | B18 | 400 | 0 | 330 | 330 | 0 |  | 0 |  | 265.0215 | 0 |  | 22.1451 | 108.1963
PJM_E_2_NYISO_J-K | PJM_E | NYISO_J-K | 2050 | B19 | 700 | 0 | 330 | 0 | 0 |  | 0 |  | 0 | 0 |  | 0 | 108.1963
PJM_E_2_NYISO_J-K | PJM_E | NYISO_J-K | 2050 | B20 | 935 | 0 | 330 | 0 | 330 |  | 0 |  | 0 | 0.01187 |  | 0 | 108.1963
PJM_E_2_PJM_ROM | PJM_E | PJM_ROM | 2015 | B1 | 10 | 0 | 8000 | 0 | 0 |  | 0 |  | 0 | 0 |  | 0 | 0
PJM_E_2_PJM_ROM | PJM_E | PJM_ROM | 2015 | B2 | 25 | 0 | 8000 | 0 | 0 |  | 0 |  | 0 | 0 |  | 0 | 0
PJM_E_2_PJM_ROM | PJM_E | PJM_ROM | 2015 | B3 | 75 | 0 | 8000 | 183.14 | 145.42 |  | 0 |  | 0 | 0 |  | 0 | 0
PJM_E_2_PJM_ROM | PJM_E | PJM_ROM | 2015 | B4 | 100 | 0 | 8000 | 0 | 0 |  | 0 |  | 0 | 0 |  | 0 | 0
PJM_E_2_PJM_ROM | PJM_E | PJM_ROM | 2015 | B5 | 200 | 0 | 8000 | 0 | 0 |  | 0 |  | 0 | 0 |  | 0 | 0
PJM_E_2_PJM_ROM | PJM_E | PJM_ROM | 2015 | B6 | 300 | 0 | 8000 | 0 | 0 |  | 0 |  | 0 | 0 |  | 0 | 0
PJM_E_2_PJM_ROM | PJM_E | PJM_ROM | 2015 | B7 | 400 | 0 | 8000 | 0 | 0 |  | 0 |  | 0 | 0 |  | 0 | 0
PJM_E_2_PJM_ROM | PJM_E | PJM_ROM | 2015 | B8 | 500 | 0 | 8000 | 7.89 | 7.89 |  | 0 |  | 0 | 0 |  | 0 | 0
PJM_E_2_PJM_ROM | PJM_E | PJM_ROM | 2015 | B9 | 800 | 0 | 8000 | 5.06 | 0 |  | 0 |  | 0 | 0 |  | 0 | 0
PJM_E_2_PJM_ROM | PJM_E | PJM_ROM | 2015 | B10 | 1262 | 0 | 8000 | 486.76 | 486.76 |  | 0 |  | 0 | 0 |  | 0 | 0
PJM_E_2_PJM_ROM | PJM_E | PJM_ROM | 2015 | B11 | 25 | 0 | 8000 | 3012.06 | 7043.12 |  | 0 |  | 0 | 0 |  | 0 | 0
PJM_E_2_PJM_ROM | PJM_E | PJM_ROM | 2015 | B12 | 200 | 0 | 8000 | 1891.19 | 1421.88 |  | 0 |  | 0 | 0 |  | 0 | 0
PJM_E_2_PJM_ROM | PJM_E | PJM_ROM | 2015 | B13 | 600 | 0 | 8000 | 0 | 0 |  | 0 |  | 0 | 0 |  | 0 | 0
PJM_E_2_PJM_ROM | PJM_E | PJM_ROM | 2015 | B14 | 900 | 0 | 8000 | 67.32 | 67.32 |  | 0 |  | 0 | 0 |  | 0 | 0
PJM_E_2_PJM_ROM | PJM_E | PJM_ROM | 2015 | B15 | 1203 | 0 | 8000 | 0 | 0 |  | 0 |  | 0 | 0 |  | 0 | 0
PJM_E_2_PJM_ROM | PJM_E | PJM_ROM | 2015 | B16 | 25 | 0 | 8000 | 749.16 | 365.48 |  | 0 |  | 0 | 0 |  | 0 | 0
PJM_E_2_PJM_ROM | PJM_E | PJM_ROM | 2015 | B17 | 100 | 0 | 8000 | 891.78 | 262.29 |  | 0 |  | 0 | 0 |  | 0 | 0
PJM_E_2_PJM_ROM | PJM_E | PJM_ROM | 2015 | B18 | 400 | 0 | 8000 | 0 | 0 |  | 0 |  | 0 | 0 |  | 0 | 0
PJM_E_2_PJM_ROM | PJM_E | PJM_ROM | 2015 | B19 | 700 | 0 | 8000 | 0 | 0 |  | 0 |  | 0 | 0 |  | 0 | 0
PJM_E_2_PJM_ROM | PJM_E | PJM_ROM | 2015 | B20 | 935 | 0 | 8000 | 0 | 0 |  | 0 |  | 0 | 0 |  | 0 | 0
PJM_E_2_PJM_ROM | PJM_E | PJM_ROM | 2020 | B1 | 10 | 0 | 8000 | 0 | 0 |  | 0 |  | 0 | 0 |  | 0 | 0
PJM_E_2_PJM_ROM | PJM_E | PJM_ROM | 2020 | B2 | 25 | 0 | 8000 | 0 | 0 |  | 0 |  | 0 | 0 |  | 0 | 0
PJM_E_2_PJM_ROM | PJM_E | PJM_ROM | 2020 | B3 | 75 | 0 | 8000 | 917.66 | 918.66 |  | 0 |  | 0 | 0 |  | 0 | 0
PJM_E_2_PJM_ROM | PJM_E | PJM_ROM | 2020 | B4 | 100 | 0 | 8000 | 4003.55 | 6202.73 |  | 0 |  | 0 | 0 |  | 0 | 0
PJM_E_2_PJM_ROM | PJM_E | PJM_ROM | 2020 | B5 | 200 | 200 | 8000 | 5010.46 | 8000 |  | 1295.76 |  | 0 | 0.01187 |  | 0 | 0
PJM_E_2_PJM_ROM | PJM_E | PJM_ROM | 2020 | B6 | 300 | 0 | 8000 | 2885.67 | 4817.48 |  | 0 |  | 0 | 0 |  | 0 | 0
PJM_E_2_PJM_ROM | PJM_E | PJM_ROM | 2020 | B7 | 400 | 0 | 8000 | 4034.22 | 4034.22 |  | 0 |  | 0 | 0 |  | 0 | 0
PJM_E_2_PJM_ROM | PJM_E | PJM_ROM | 2020 | B8 | 500 | 0 | 8000 | 3513.02 | 1861.4 |  | 0 |  | 0 | 0 |  | 0 | 0
PJM_E_2_PJM_ROM | PJM_E | PJM_ROM | 2020 | B9 | 800 | 0 | 8000 | 2598.31 | 2598.31 |  | 0 |  | 0 | 0 |  | 0 | 0
PJM_E_2_PJM_ROM | PJM_E | PJM_ROM | 2020 | B10 | 1262 | 0 | 8000 | 1193.7 | 1193.7 |  | 0 |  | 0 | 0 |  | 0 | 0
PJM_E_2_PJM_ROM | PJM_E | PJM_ROM | 2020 | B11 | 25 | 0 | 8000 | 4944.16 | 8000 |  | 0 |  | 0 | 0 |  | 0 | 0
PJM_E_2_PJM_ROM | PJM_E | PJM_ROM | 2020 | B12 | 200 | 0 | 8000 | 5264.08 | 4722.72 |  | 0 |  | 0 | 0 |  | 0 | 0
PJM_E_2_PJM_ROM | PJM_E | PJM_ROM | 2020 | B13 | 600 | 0 | 8000 | 4419.6 | 4419.6 |  | 0 |  | 0 | 0 |  | 0 | 0
PJM_E_2_PJM_ROM | PJM_E | PJM_ROM | 2020 | B14 | 900 | 0 | 8000 | 2545.08 | 2545.08 |  | 0 |  | 0 | 0 |  | 0 | 0
PJM_E_2_PJM_ROM | PJM_E | PJM_ROM | 2020 | B15 | 1203 | 0 | 8000 | 737.77 | 721.41 |  | 0 |  | 0 | 0 |  | 0 | 0
PJM_E_2_PJM_ROM | PJM_E | PJM_ROM | 2020 | B16 | 25 | 0 | 8000 | 2373.98 | 2201.04 |  | 0 |  | 0 | 0 |  | 0 | 0
PJM_E_2_PJM_ROM | PJM_E | PJM_ROM | 2020 | B17 | 100 | 0 | 8000 | 2942.02 | 1375.45 |  | 0 |  | 0 | 0 |  | 0 | 0
PJM_E_2_PJM_ROM | PJM_E | PJM_ROM | 2020 | B18 | 400 | 0 | 8000 | 78.58 | 78.58 |  | 0 |  | 0 | 0 |  | 0 | 0
PJM_E_2_PJM_ROM | PJM_E | PJM_ROM | 2020 | B19 | 700 | 0 | 8000 | 774.38 | 0 |  | 0 |  | 0 | 0 |  | 0 | 0
PJM_E_2_PJM_ROM | PJM_E | PJM_ROM | 2020 | B20 | 935 | 0 | 8000 | 495.62 | 509.88 |  | 0 |  | 0 | 0 |  | 0 | 0
PJM_E_2_PJM_ROM | PJM_E | PJM_ROM | 2025 | B1 | 10 | 0 | 8000 | 0 | 0 |  | 0 |  | 0 | 0 |  | 0 | 0
PJM_E_2_PJM_ROM | PJM_E | PJM_ROM | 2025 | B2 | 25 | 0 | 8000 | 0 | 0 |  | 0 |  | 0 | 0 |  | 0 | 0
PJM_E_2_PJM_ROM | PJM_E | PJM_ROM | 2025 | B3 | 75 | 0 | 8000 | 1419.36 | 2693.93 |  | 0 |  | 0 | 0 |  | 0 | 0
PJM_E_2_PJM_ROM | PJM_E | PJM_ROM | 2025 | B4 | 100 | 0 | 8000 | 4432.86 | 6845.42 |  | 0 |  | 0 | 0 |  | 0 | 0
PJM_E_2_PJM_ROM | PJM_E | PJM_ROM | 2025 | B5 | 200 | 200 | 8000 | 5364.2 | 8000 |  | 1540.57 |  | 0 | 0.01187 |  | 0 | 0
PJM_E_2_PJM_ROM | PJM_E | PJM_ROM | 2025 | B6 | 300 | 0 | 8000 | 6965.43 | 6898.45 |  | 0 |  | 0 | 0 |  | 0 | 0
PJM_E_2_PJM_ROM | PJM_E | PJM_ROM | 2025 | B7 | 400 | 0 | 8000 | 5364.9 | 5989.16 |  | 0 |  | 0 | 0 |  | 0 | 0
PJM_E_2_PJM_ROM | PJM_E | PJM_ROM | 2025 | B8 | 500 | 0 | 8000 | 5581.27 | 5326.05 |  | 0 |  | 0 | 0 |  | 0 | 0
PJM_E_2_PJM_ROM | PJM_E | PJM_ROM | 2025 | B9 | 800 | 0 | 8000 | 3842.53 | 3842.53 |  | 0 |  | 0 | 0 |  | 0 | 0
PJM_E_2_PJM_ROM | PJM_E | PJM_ROM | 2025 | B10 | 1262 | 0 | 8000 | 1749.54 | 1749.54 |  | 0 |  | 0 | 0 |  | 0 | 0
PJM_E_2_PJM_ROM | PJM_E | PJM_ROM | 2025 | B11 | 25 | 25 | 8000 | 5547.66 | 8000 |  | 1466.93 |  | 0 | 0.01187 |  | 0 | 0
PJM_E_2_PJM_ROM | PJM_E | PJM_ROM | 2025 | B12 | 200 | 0 | 8000 | 6321.77 | 5949.36 |  | 0 |  | 0 | 0 |  | 0 | 0
PJM_E_2_PJM_ROM | PJM_E | PJM_ROM | 2025 | B13 | 600 | 0 | 8000 | 5776.9 | 5021.33 |  | 0 |  | 0 | 0 |  | 0 | 0
PJM_E_2_PJM_ROM | PJM_E | PJM_ROM | 2025 | B14 | 900 | 0 | 8000 | 6061.96 | 3236.51 |  | 0 |  | 0 | 0 |  | 0 | 0
PJM_E_2_PJM_ROM | PJM_E | PJM_ROM | 2025 | B15 | 1203 | 0 | 8000 | 1370.23 | 1370.23 |  | 0 |  | 0 | 0 |  | 0 | 0
PJM_E_2_PJM_ROM | PJM_E | PJM_ROM | 2025 | B16 | 25 | 0 | 8000 | 3103.5 | 1390.82 |  | 0 |  | 0 | 0 |  | 0 | 0
PJM_E_2_PJM_ROM | PJM_E | PJM_ROM | 2025 | B17 | 100 | 0 | 8000 | 4020.87 | 2219.36 |  | 0 |  | 0 | 0 |  | 0 | 0
PJM_E_2_PJM_ROM | PJM_E | PJM_ROM | 2025 | B18 | 400 | 0 | 8000 | 2842.06 | 843.99 |  | 0 |  | 0 | 0 |  | 0 | 0
PJM_E_2_PJM_ROM | PJM_E | PJM_ROM | 2025 | B19 | 700 | 0 | 8000 | 1976.17 | 0 |  | 0 |  | 0 | 0 |  | 0 | 0
PJM_E_2_PJM_ROM | PJM_E | PJM_ROM | 2025 | B20 | 935 | 0 | 8000 | 1195.53 | 0 |  | 0 |  | 0 | 0 |  | 0 | 0
PJM_E_2_PJM_ROM | PJM_E | PJM_ROM | 2030 | B1 | 10 | 0 | 8000 | 0 | 0 |  | 0 |  | 0 | 0 |  | 0 | 0
PJM_E_2_PJM_ROM | PJM_E | PJM_ROM | 2030 | B2 | 25 | 0 | 8000 | 0 | 0 |  | 0 |  | 0 | 0 |  | 0 | 0
PJM_E_2_PJM_ROM | PJM_E | PJM_ROM | 2030 | B3 | 75 | 0 | 8000 | 2151.88 | 2090.76 |  | 0 |  | 0 | 0 |  | 0 | 0
PJM_E_2_PJM_ROM | PJM_E | PJM_ROM | 2030 | B4 | 100 | 0 | 8000 | 4730.86 | 4730.85 |  | 0 |  | 0 | 0 |  | 0 | 0
PJM_E_2_PJM_ROM | PJM_E | PJM_ROM | 2030 | B5 | 200 | 0 | 8000 | 5646.92 | 5646.91 |  | 0 |  | 0 | 0 |  | 0 | 0
PJM_E_2_PJM_ROM | PJM_E | PJM_ROM | 2030 | B6 | 300 | 0 | 8000 | 3354.5 | 4226.76 |  | 0 |  | 0 | 0 |  | 0 | 0
PJM_E_2_PJM_ROM | PJM_E | PJM_ROM | 2030 | B7 | 400 | 0 | 8000 | 4315.26 | 3875.4 |  | 0 |  | 0 | 0 |  | 0 | 0
PJM_E_2_PJM_ROM | PJM_E | PJM_ROM | 2030 | B8 | 500 | 0 | 8000 | 2754.59 | 2754.59 |  | 0 |  | 0 | 0 |  | 0 | 0
PJM_E_2_PJM_ROM | PJM_E | PJM_ROM | 2030 | B9 | 800 | 0 | 8000 | 3492.73 | 1999.01 |  | 0 |  | 0 | 0 |  | 0 | 0
PJM_E_2_PJM_ROM | PJM_E | PJM_ROM | 2030 | B10 | 1262 | 0 | 8000 | 2007.62 | 437.3 |  | 0 |  | 0 | 0 |  | 0 | 0
PJM_E_2_PJM_ROM | PJM_E | PJM_ROM | 2030 | B11 | 25 | 0 | 8000 | 3681.16 | 5227.42 |  | 0 |  | 0 | 0 |  | 0 | 0
PJM_E_2_PJM_ROM | PJM_E | PJM_ROM | 2030 | B12 | 200 | 0 | 8000 | 3021.21 | 1862.27 |  | 0 |  | 0 | 0 |  | 0 | 0
PJM_E_2_PJM_ROM | PJM_E | PJM_ROM | 2030 | B13 | 600 | 0 | 8000 | 2540.45 | 0 |  | 0 |  | 0 | 0 |  | 0 | 0
PJM_E_2_PJM_ROM | PJM_E | PJM_ROM | 2030 | B14 | 900 | 0 | 8000 | 2867.87 | 0 |  | 0 |  | 0 | 0 |  | 0 | 0
PJM_E_2_PJM_ROM | PJM_E | PJM_ROM | 2030 | B15 | 1203 | 0 | 8000 | 1556.91 | 0 |  | 0 |  | 0 | 0 |  | 0 | 0
PJM_E_2_PJM_ROM | PJM_E | PJM_ROM | 2030 | B16 | 25 | 0 | 8000 | 2488.58 | 0 |  | 0 |  | 0 | 0 |  | 0 | 0
PJM_E_2_PJM_ROM | PJM_E | PJM_ROM | 2030 | B17 | 100 | 0 | 8000 | 1593.84 | 0 |  | 0 |  | 0 | 0 |  | 0 | 0
PJM_E_2_PJM_ROM | PJM_E | PJM_ROM | 2030 | B18 | 400 | 0 | 8000 | 0 | 0 |  | 0 |  | 0 | 0 |  | 0 | 0
PJM_E_2_PJM_ROM | PJM_E | PJM_ROM | 2030 | B19 | 700 | 0 | 8000 | 0 | 0 |  | 0 |  | 0 | 0 |  | 0 | 0
PJM_E_2_PJM_ROM | PJM_E | PJM_ROM | 2030 | B20 | 935 | 0 | 8000 | 0 | 0 |  | 0 |  | 0 | 0 |  | 0 | 0
PJM_E_2_PJM_ROM | PJM_E | PJM_ROM | 2035 | B1 | 10 | 0 | 8000 | 0 | 0 |  | 0 |  | 0 | 0 |  | 0 | 0
PJM_E_2_PJM_ROM | PJM_E | PJM_ROM | 2035 | B2 | 25 | 0 | 8000 | 0 | 0 |  | 0 |  | 0 | 0 |  | 0 | 0
PJM_E_2_PJM_ROM | PJM_E | PJM_ROM | 2035 | B3 | 75 | 0 | 8000 | 0 | 0 |  | 0 |  | 0 | 0 |  | 0 | 0
PJM_E_2_PJM_ROM | PJM_E | PJM_ROM | 2035 | B4 | 100 | 0 | 8000 | 1883.44 | 2360.19 |  | 0 |  | 0 | 0 |  | 0 | 0
PJM_E_2_PJM_ROM | PJM_E | PJM_ROM | 2035 | B5 | 200 | 0 | 8000 | 0 | 3235.2 |  | 0 |  | 0 | 0 |  | 0 | 0
PJM_E_2_PJM_ROM | PJM_E | PJM_ROM | 2035 | B6 | 300 | 0 | 8000 | 222.29 | 1202.04 |  | 0 |  | 0 | 0 |  | 0 | 0
PJM_E_2_PJM_ROM | PJM_E | PJM_ROM | 2035 | B7 | 400 | 0 | 8000 | 0 | 2460.37 |  | 0 |  | 0 | 0 |  | 0 | 0
PJM_E_2_PJM_ROM | PJM_E | PJM_ROM | 2035 | B8 | 500 | 0 | 8000 | 0 | 2200.05 |  | 0 |  | 0 | 0 |  | 0 | 0
PJM_E_2_PJM_ROM | PJM_E | PJM_ROM | 2035 | B9 | 800 | 0 | 8000 | 0 | 1560.85 |  | 0 |  | 0 | 0 |  | 0 | 0
PJM_E_2_PJM_ROM | PJM_E | PJM_ROM | 2035 | B10 | 1262 | 0 | 8000 | 93.74 | 0 |  | 0 |  | 0 | 0 |  | 0 | 0
PJM_E_2_PJM_ROM | PJM_E | PJM_ROM | 2035 | B11 | 25 | 0 | 8000 | 0 | 3739.75 |  | 0 |  | 0 | 0 |  | 0 | 0
PJM_E_2_PJM_ROM | PJM_E | PJM_ROM | 2035 | B12 | 200 | 0 | 8000 | 0 | 3092.77 |  | 0 |  | 0 | 0 |  | 0 | 0
PJM_E_2_PJM_ROM | PJM_E | PJM_ROM | 2035 | B13 | 600 | 0 | 8000 | 0 | 555.6 |  | 0 |  | 0 | 0 |  | 0 | 0
PJM_E_2_PJM_ROM | PJM_E | PJM_ROM | 2035 | B14 | 900 | 0 | 8000 | 0 | 1448.04 |  | 0 |  | 0 | 0 |  | 0 | 0
PJM_E_2_PJM_ROM | PJM_E | PJM_ROM | 2035 | B15 | 1203 | 0 | 8000 | 101.33 | 101.33 |  | 0 |  | 0 | 0 |  | 0 | 0
PJM_E_2_PJM_ROM | PJM_E | PJM_ROM | 2035 | B16 | 25 | 0 | 8000 | 0 | 0 |  | 0 |  | 0 | 0 |  | 0 | 0
PJM_E_2_PJM_ROM | PJM_E | PJM_ROM | 2035 | B17 | 100 | 0 | 8000 | 0 | 0 |  | 0 |  | 0 | 0 |  | 0 | 0
PJM_E_2_PJM_ROM | PJM_E | PJM_ROM | 2035 | B18 | 400 | 0 | 8000 | 0 | 0 |  | 0 |  | 0 | 0 |  | 0 | 0
PJM_E_2_PJM_ROM | PJM_E | PJM_ROM | 2035 | B19 | 700 | 0 | 8000 | 0 | 0 |  | 0 |  | 0 | 0 |  | 0 | 0
PJM_E_2_PJM_ROM | PJM_E | PJM_ROM | 2035 | B20 | 935 | 0 | 8000 | 0 | 0 |  | 0 |  | 0 | 0 |  | 0 | 0
PJM_E_2_PJM_ROM | PJM_E | PJM_ROM | 2040 | B1 | 10 | 0 | 8000 | 0 | 0 |  | 0 |  | 0 | 0 |  | 0 | 0
PJM_E_2_PJM_ROM | PJM_E | PJM_ROM | 2040 | B2 | 25 | 0 | 8000 | 0 | 0 |  | 0 |  | 0 | 0 |  | 0 | 0
PJM_E_2_PJM_ROM | PJM_E | PJM_ROM | 2040 | B3 | 75 | 0 | 8000 | 0 | 0 |  | 0 |  | 0 | 0 |  | 0 | 0
PJM_E_2_PJM_ROM | PJM_E | PJM_ROM | 2040 | B4 | 100 | 0 | 8000 | 0 | 2075.44 |  | 0 |  | 0 | 0 |  | 0 | 0
PJM_E_2_PJM_ROM | PJM_E | PJM_ROM | 2040 | B5 | 200 | 0 | 8000 | 0 | 4540.31 |  | 0 |  | 0 | 0 |  | 0 | 0
PJM_E_2_PJM_ROM | PJM_E | PJM_ROM | 2040 | B6 | 300 | 0 | 8000 | 0 | 861.09 |  | 0 |  | 0 | 0 |  | 0 | 0
PJM_E_2_PJM_ROM | PJM_E | PJM_ROM | 2040 | B7 | 400 | 0 | 8000 | 0 | 2432.63 |  | 0 |  | 0 | 0 |  | 0 | 0
PJM_E_2_PJM_ROM | PJM_E | PJM_ROM | 2040 | B8 | 500 | 0 | 8000 | 0 | 2203.23 |  | 0 |  | 0 | 0 |  | 0 | 0
PJM_E_2_PJM_ROM | PJM_E | PJM_ROM | 2040 | B9 | 800 | 0 | 8000 | 0 | 651.23 |  | 0 |  | 0 | 0 |  | 0 | 0
PJM_E_2_PJM_ROM | PJM_E | PJM_ROM | 2040 | B10 | 1262 | 0 | 8000 | 0 | 0 |  | 0 |  | 0 | 0 |  | 0 | 0
PJM_E_2_PJM_ROM | PJM_E | PJM_ROM | 2040 | B11 | 25 | 0 | 8000 | 0 | 2052.39 |  | 0 |  | 0 | 0 |  | 0 | 0
PJM_E_2_PJM_ROM | PJM_E | PJM_ROM | 2040 | B12 | 200 | 0 | 8000 | 0 | 317.26 |  | 0 |  | 0 | 0 |  | 0 | 0
PJM_E_2_PJM_ROM | PJM_E | PJM_ROM | 2040 | B13 | 600 | 0 | 8000 | 0 | 0 |  | 0 |  | 0 | 0 |  | 0 | 0
PJM_E_2_PJM_ROM | PJM_E | PJM_ROM | 2040 | B14 | 900 | 0 | 8000 | 0 | 0 |  | 0 |  | 0 | 0 |  | 0 | 0
PJM_E_2_PJM_ROM | PJM_E | PJM_ROM | 2040 | B15 | 1203 | 0 | 8000 | 0 | 0 |  | 0 |  | 0 | 0 |  | 0 | 0
PJM_E_2_PJM_ROM | PJM_E | PJM_ROM | 2040 | B16 | 25 | 0 | 8000 | 0 | 0 |  | 0 |  | 0 | 0 |  | 0 | 0
PJM_E_2_PJM_ROM | PJM_E | PJM_ROM | 2040 | B17 | 100 | 0 | 8000 | 0 | 0 |  | 0 |  | 0 | 0 |  | 0 | 0
PJM_E_2_PJM_ROM | PJM_E | PJM_ROM | 2040 | B18 | 400 | 0 | 8000 | 0 | 0 |  | 0 |  | 0 | 0 |  | 0 | 0
PJM_E_2_PJM_ROM | PJM_E | PJM_ROM | 2040 | B19 | 700 | 0 | 8000 | 0 | 0 |  | 0 |  | 0 | 0 |  | 0 | 0
PJM_E_2_PJM_ROM | PJM_E | PJM_ROM | 2040 | B20 | 935 | 0 | 8000 | 0 | 0 |  | 0 |  | 0 | 0 |  | 0 | 0
PJM_E_2_PJM_ROM | PJM_E | PJM_ROM | 2045 | B1 | 10 | 0 | 8000 | 0 | 0 |  | 0 |  | 0 | 0 |  | 0 | 0
PJM_E_2_PJM_ROM | PJM_E | PJM_ROM | 2045 | B2 | 25 | 0 | 8000 | 0 | 0 |  | 0 |  | 0 | 0 |  | 0 | 0
PJM_E_2_PJM_ROM | PJM_E | PJM_ROM | 2045 | B3 | 75 | 0 | 8000 | 0 | 0 |  | 0 |  | 0 | 0 |  | 0 | 0
PJM_E_2_PJM_ROM | PJM_E | PJM_ROM | 2045 | B4 | 100 | 0 | 8000 | 0 | 1890.85 |  | 0 |  | 0 | 0 |  | 0 | 0
PJM_E_2_PJM_ROM | PJM_E | PJM_ROM | 2045 | B5 | 200 | 0 | 8000 | 0 | 3706.37 |  | 0 |  | 0 | 0 |  | 0 | 0
PJM_E_2_PJM_ROM | PJM_E | PJM_ROM | 2045 | B6 | 300 | 0 | 8000 | 0 | 328.81 |  | 0 |  | 0 | 0 |  | 0 | 0
PJM_E_2_PJM_ROM | PJM_E | PJM_ROM | 2045 | B7 | 400 | 0 | 8000 | 0 | 1398.68 |  | 0 |  | 0 | 0 |  | 0 | 0
PJM_E_2_PJM_ROM | PJM_E | PJM_ROM | 2045 | B8 | 500 | 0 | 8000 | 0 | 2353.63 |  | 0 |  | 0 | 0 |  | 0 | 0
PJM_E_2_PJM_ROM | PJM_E | PJM_ROM | 2045 | B9 | 800 | 0 | 8000 | 0 | 0 |  | 0 |  | 0 | 0 |  | 0 | 0
PJM_E_2_PJM_ROM | PJM_E | PJM_ROM | 2045 | B10 | 1262 | 0 | 8000 | 0 | 0 |  | 0 |  | 0 | 0 |  | 0 | 0
PJM_E_2_PJM_ROM | PJM_E | PJM_ROM | 2045 | B11 | 25 | 0 | 8000 | 0 | 1823.7 |  | 0 |  | 0 | 0 |  | 0 | 0
PJM_E_2_PJM_ROM | PJM_E | PJM_ROM | 2045 | B12 | 200 | 0 | 8000 | 0 | 2269.36 |  | 0 |  | 0 | 0 |  | 0 | 0
PJM_E_2_PJM_ROM | PJM_E | PJM_ROM | 2045 | B13 | 600 | 0 | 8000 | 0 | 0 |  | 0 |  | 0 | 0 |  | 0 | 0
PJM_E_2_PJM_ROM | PJM_E | PJM_ROM | 2045 | B14 | 900 | 0 | 8000 | 0 | 0 |  | 0 |  | 0 | 0 |  | 0 | 0
PJM_E_2_PJM_ROM | PJM_E | PJM_ROM | 2045 | B15 | 1203 | 0 | 8000 | 0 | 0 |  | 0 |  | 0 | 0 |  | 0 | 0
PJM_E_2_PJM_ROM | PJM_E | PJM_ROM | 2045 | B16 | 25 | 0 | 8000 | 0 | 0 |  | 0 |  | 0 | 0 |  | 0 | 0
PJM_E_2_PJM_ROM | PJM_E | PJM_ROM | 2045 | B17 | 100 | 0 | 8000 | 0 | 0 |  | 0 |  | 0 | 0 |  | 0 | 0
PJM_E_2_PJM_ROM | PJM_E | PJM_ROM | 2045 | B18 | 400 | 0 | 8000 | 0 | 0 |  | 0 |  | 0 | 0 |  | 0 | 0
PJM_E_2_PJM_ROM | PJM_E | PJM_ROM | 2045 | B19 | 700 | 0 | 8000 | 0 | 0 |  | 0 |  | 0 | 0 |  | 0 | 0
PJM_E_2_PJM_ROM | PJM_E | PJM_ROM | 2045 | B20 | 935 | 0 | 8000 | 0 | 0 |  | 0 |  | 0 | 0 |  | 0 | 0
PJM_E_2_PJM_ROM | PJM_E | PJM_ROM | 2050 | B1 | 10 | 0 | 8000 | 0 | 0 |  | 0 |  | 0 | 0 |  | 0 | 0
PJM_E_2_PJM_ROM | PJM_E | PJM_ROM | 2050 | B2 | 25 | 0 | 8000 | 0 | 0 |  | 0 |  | 0 | 0 |  | 0 | 0
PJM_E_2_PJM_ROM | PJM_E | PJM_ROM | 2050 | B3 | 75 | 0 | 8000 | 0 | 0 |  | 0 |  | 0 | 0 |  | 0 | 0
PJM_E_2_PJM_ROM | PJM_E | PJM_ROM | 2050 | B4 | 100 | 0 | 8000 | 0 | 0 |  | 0 |  | 0 | 0 |  | 0 | 0
PJM_E_2_PJM_ROM | PJM_E | PJM_ROM | 2050 | B5 | 200 | 0 | 8000 | 0 | 620.29 |  | 0 |  | 0 | 0 |  | 0 | 0
PJM_E_2_PJM_ROM | PJM_E | PJM_ROM | 2050 | B6 | 300 | 0 | 8000 | 0 | 0 |  | 0 |  | 0 | 0 |  | 0 | 0
PJM_E_2_PJM_ROM | PJM_E | PJM_ROM | 2050 | B7 | 400 | 0 | 8000 | 0 | 0 |  | 0 |  | 0 | 0 |  | 0 | 0
PJM_E_2_PJM_ROM | PJM_E | PJM_ROM | 2050 | B8 | 500 | 0 | 8000 | 0 | 0 |  | 0 |  | 0 | 0 |  | 0 | 0
PJM_E_2_PJM_ROM | PJM_E | PJM_ROM | 2050 | B9 | 800 | 0 | 8000 | 0 | 0 |  | 0 |  | 0 | 0 |  | 0 | 0
PJM_E_2_PJM_ROM | PJM_E | PJM_ROM | 2050 | B10 | 1262 | 0 | 8000 | 0 | 0 |  | 0 |  | 0 | 0 |  | 0 | 0
PJM_E_2_PJM_ROM | PJM_E | PJM_ROM | 2050 | B11 | 25 | 0 | 8000 | 0 | 0 |  | 0 |  | 0 | 0 |  | 0 | 0
PJM_E_2_PJM_ROM | PJM_E | PJM_ROM | 2050 | B12 | 200 | 0 | 8000 | 0 | 0 |  | 0 |  | 0 | 0 |  | 0 | 0
PJM_E_2_PJM_ROM | PJM_E | PJM_ROM | 2050 | B13 | 600 | 0 | 8000 | 0 | 0 |  | 0 |  | 0 | 0 |  | 0 | 0
PJM_E_2_PJM_ROM | PJM_E | PJM_ROM | 2050 | B14 | 900 | 0 | 8000 | 0 | 0 |  | 0 |  | 0 | 0 |  | 0 | 0
PJM_E_2_PJM_ROM | PJM_E | PJM_ROM | 2050 | B15 | 1203 | 0 | 8000 | 0 | 0 |  | 0 |  | 0 | 0 |  | 0 | 0
PJM_E_2_PJM_ROM | PJM_E | PJM_ROM | 2050 | B16 | 25 | 0 | 8000 | 0 | 0 |  | 0 |  | 0 | 0 |  | 0 | 0
PJM_E_2_PJM_ROM | PJM_E | PJM_ROM | 2050 | B17 | 100 | 0 | 8000 | 0 | 0 |  | 0 |  | 0 | 0 |  | 0 | 0
PJM_E_2_PJM_ROM | PJM_E | PJM_ROM | 2050 | B18 | 400 | 0 | 8000 | 0 | 0 |  | 0 |  | 0 | 0 |  | 0 | 0
PJM_E_2_PJM_ROM | PJM_E | PJM_ROM | 2050 | B19 | 700 | 0 | 8000 | 0 | 0 |  | 0 |  | 0 | 0 |  | 0 | 0
PJM_E_2_PJM_ROM | PJM_E | PJM_ROM | 2050 | B20 | 935 | 0 | 8000 | 0 | 0 |  | 0 |  | 0 | 0 |  | 0 | 0
PJM_ROM_2_NYISO_A-F | PJM_ROM | NYISO_A-F | 2015 | B1 | 10 | 0 | 2000 | 0 | 0 |  | 0 |  | 0 | 0 |  | 0 | 0
PJM_ROM_2_NYISO_A-F | PJM_ROM | NYISO_A-F | 2015 | B2 | 25 | 0 | 2000 | 0 | 0 |  | 0 |  | 0 | 0 |  | 0 | 0
PJM_ROM_2_NYISO_A-F | PJM_ROM | NYISO_A-F | 2015 | B3 | 75 | 0 | 2000 | 0 | 0 |  | 0 |  | 0 | 0 |  | 0 | 0
PJM_ROM_2_NYISO_A-F | PJM_ROM | NYISO_A-F | 2015 | B4 | 100 | 0 | 2000 | 0 | 0 |  | 0 |  | 0 | 0 |  | 0 | 0
PJM_ROM_2_NYISO_A-F | PJM_ROM | NYISO_A-F | 2015 | B5 | 200 | 0 | 2000 | 0 | 0 |  | 0 |  | 0 | 0 |  | 0 | 0
PJM_ROM_2_NYISO_A-F | PJM_ROM | NYISO_A-F | 2015 | B6 | 300 | 0 | 2000 | 0 | 0 |  | 0 |  | 0 | 0 |  | 0 | 0
PJM_ROM_2_NYISO_A-F | PJM_ROM | NYISO_A-F | 2015 | B7 | 400 | 0 | 2000 | 0 | 0 |  | 0 |  | 0 | 0 |  | 0 | 0
PJM_ROM_2_NYISO_A-F | PJM_ROM | NYISO_A-F | 2015 | B8 | 500 | 0 | 2000 | 0 | 0 |  | 0 |  | 0 | 0 |  | 0 | 0
PJM_ROM_2_NYISO_A-F | PJM_ROM | NYISO_A-F | 2015 | B9 | 800 | 0 | 2000 | 0 | 0 |  | 0 |  | 0 | 0 |  | 0 | 0
PJM_ROM_2_NYISO_A-F | PJM_ROM | NYISO_A-F | 2015 | B10 | 1262 | 0 | 2000 | 0 | 0 |  | 0 |  | 0 | 0 |  | 0 | 0
PJM_ROM_2_NYISO_A-F | PJM_ROM | NYISO_A-F | 2015 | B11 | 25 | 0 | 2000 | 0 | 0 |  | 0 |  | 0 | 0 |  | 0 | 0
PJM_ROM_2_NYISO_A-F | PJM_ROM | NYISO_A-F | 2015 | B12 | 200 | 0 | 2000 | 0 | 0 |  | 0 |  | 0 | 0 |  | 0 | 0
PJM_ROM_2_NYISO_A-F | PJM_ROM | NYISO_A-F | 2015 | B13 | 600 | 0 | 2000 | 0 | 0 |  | 0 |  | 0 | 0 |  | 0 | 0
PJM_ROM_2_NYISO_A-F | PJM_ROM | NYISO_A-F | 2015 | B14 | 900 | 0 | 2000 | 0 | 0 |  | 0 |  | 0 | 0 |  | 0 | 0
PJM_ROM_2_NYISO_A-F | PJM_ROM | NYISO_A-F | 2015 | B15 | 1203 | 0 | 2000 | 0 | 0 |  | 0 |  | 0 | 0 |  | 0 | 0
PJM_ROM_2_NYISO_A-F | PJM_ROM | NYISO_A-F | 2015 | B16 | 25 | 0 | 2000 | 0 | 0 |  | 0 |  | 0 | 0 |  | 0 | 0
PJM_ROM_2_NYISO_A-F | PJM_ROM | NYISO_A-F | 2015 | B17 | 100 | 0 | 2000 | 0 | 0 |  | 0 |  | 0 | 0 |  | 0 | 0
PJM_ROM_2_NYISO_A-F | PJM_ROM | NYISO_A-F | 2015 | B18 | 400 | 0 | 2000 | 0 | 0 |  | 0 |  | 0 | 0 |  | 0 | 0
PJM_ROM_2_NYISO_A-F | PJM_ROM | NYISO_A-F | 2015 | B19 | 700 | 0 | 2000 | 0 | 0 |  | 0 |  | 0 | 0 |  | 0 | 0
PJM_ROM_2_NYISO_A-F | PJM_ROM | NYISO_A-F | 2015 | B20 | 935 | 0 | 2000 | 0 | 0 |  | 0 |  | 0 | 0 |  | 0 | 0
PJM_ROM_2_NYISO_A-F | PJM_ROM | NYISO_A-F | 2020 | B1 | 10 | 0 | 2000 | 0 | 0 |  | 0 |  | 0 | 0 |  | 0 | 0
PJM_ROM_2_NYISO_A-F | PJM_ROM | NYISO_A-F | 2020 | B2 | 25 | 0 | 2000 | 0 | 0 |  | 0 |  | 0 | 0 |  | 0 | 0
PJM_ROM_2_NYISO_A-F | PJM_ROM | NYISO_A-F | 2020 | B3 | 75 | 0 | 2000 | 0 | 0 |  | 0 |  | 0 | 0 |  | 0 | 0
PJM_ROM_2_NYISO_A-F | PJM_ROM | NYISO_A-F | 2020 | B4 | 100 | 0 | 2000 | 0 | 0 |  | 0 |  | 0 | 0 |  | 0 | 0
PJM_ROM_2_NYISO_A-F | PJM_ROM | NYISO_A-F | 2020 | B5 | 200 | 0 | 2000 | 0 | 0 |  | 0 |  | 0 | 0 |  | 0 | 0
PJM_ROM_2_NYISO_A-F | PJM_ROM | NYISO_A-F | 2020 | B6 | 300 | 0 | 2000 | 0 | 0 |  | 0 |  | 0 | 0 |  | 0 | 0
PJM_ROM_2_NYISO_A-F | PJM_ROM | NYISO_A-F | 2020 | B7 | 400 | 0 | 2000 | 0 | 0 |  | 0 |  | 0 | 0 |  | 0 | 0
PJM_ROM_2_NYISO_A-F | PJM_ROM | NYISO_A-F | 2020 | B8 | 500 | 0 | 2000 | 0 | 0 |  | 0 |  | 0 | 0 |  | 0 | 0
PJM_ROM_2_NYISO_A-F | PJM_ROM | NYISO_A-F | 2020 | B9 | 800 | 0 | 2000 | 0 | 0 |  | 0 |  | 0 | 0 |  | 0 | 0
PJM_ROM_2_NYISO_A-F | PJM_ROM | NYISO_A-F | 2020 | B10 | 1262 | 0 | 2000 | 0 | 0 |  | 0 |  | 0 | 0 |  | 0 | 0
PJM_ROM_2_NYISO_A-F | PJM_ROM | NYISO_A-F | 2020 | B11 | 25 | 0 | 2000 | 0 | 0 |  | 0 |  | 0 | 0 |  | 0 | 0
PJM_ROM_2_NYISO_A-F | PJM_ROM | NYISO_A-F | 2020 | B12 | 200 | 0 | 2000 | 0 | 0 |  | 0 |  | 0 | 0 |  | 0 | 0
PJM_ROM_2_NYISO_A-F | PJM_ROM | NYISO_A-F | 2020 | B13 | 600 | 0 | 2000 | 0 | 0 |  | 0 |  | 0 | 0 |  | 0 | 0
PJM_ROM_2_NYISO_A-F | PJM_ROM | NYISO_A-F | 2020 | B14 | 900 | 0 | 2000 | 0 | 0 |  | 0 |  | 0 | 0 |  | 0 | 0
PJM_ROM_2_NYISO_A-F | PJM_ROM | NYISO_A-F | 2020 | B15 | 1203 | 0 | 2000 | 0 | 0 |  | 0 |  | 0 | 0 |  | 0 | 0
PJM_ROM_2_NYISO_A-F | PJM_ROM | NYISO_A-F | 2020 | B16 | 25 | 0 | 2000 | 0 | 0 |  | 0 |  | 0 | 0 |  | 0 | 0
PJM_ROM_2_NYISO_A-F | PJM_ROM | NYISO_A-F | 2020 | B17 | 100 | 0 | 2000 | 0 | 0 |  | 0 |  | 0 | 0 |  | 0 | 0
PJM_ROM_2_NYISO_A-F | PJM_ROM | NYISO_A-F | 2020 | B18 | 400 | 0 | 2000 | 0 | 0 |  | 0 |  | 0 | 0 |  | 0 | 0
PJM_ROM_2_NYISO_A-F | PJM_ROM | NYISO_A-F | 2020 | B19 | 700 | 0 | 2000 | 0 | 0 |  | 0 |  | 0 | 0 |  | 0 | 0
PJM_ROM_2_NYISO_A-F | PJM_ROM | NYISO_A-F | 2020 | B20 | 935 | 0 | 2000 | 0 | 0 |  | 0 |  | 0 | 0 |  | 0 | 0
PJM_ROM_2_NYISO_A-F | PJM_ROM | NYISO_A-F | 2025 | B1 | 10 | 0 | 2000 | 0 | 0 |  | 0 |  | 0 | 0 |  | 0 | 0
PJM_ROM_2_NYISO_A-F | PJM_ROM | NYISO_A-F | 2025 | B2 | 25 | 0 | 2000 | 0 | 0 |  | 0 |  | 0 | 0 |  | 0 | 0
PJM_ROM_2_NYISO_A-F | PJM_ROM | NYISO_A-F | 2025 | B3 | 75 | 0 | 2000 | 0 | 0 |  | 0 |  | 0 | 0 |  | 0 | 0
PJM_ROM_2_NYISO_A-F | PJM_ROM | NYISO_A-F | 2025 | B4 | 100 | 0 | 2000 | 0 | 0 |  | 0 |  | 0 | 0 |  | 0 | 0
PJM_ROM_2_NYISO_A-F | PJM_ROM | NYISO_A-F | 2025 | B5 | 200 | 0 | 2000 | 0 | 0 |  | 0 |  | 0 | 0 |  | 0 | 0
PJM_ROM_2_NYISO_A-F | PJM_ROM | NYISO_A-F | 2025 | B6 | 300 | 0 | 2000 | 0 | 0 |  | 0 |  | 0 | 0 |  | 0 | 0
PJM_ROM_2_NYISO_A-F | PJM_ROM | NYISO_A-F | 2025 | B7 | 400 | 0 | 2000 | 0 | 0 |  | 0 |  | 0 | 0 |  | 0 | 0
PJM_ROM_2_NYISO_A-F | PJM_ROM | NYISO_A-F | 2025 | B8 | 500 | 0 | 2000 | 0 | 0 |  | 0 |  | 0 | 0 |  | 0 | 0
PJM_ROM_2_NYISO_A-F | PJM_ROM | NYISO_A-F | 2025 | B9 | 800 | 0 | 2000 | 0 | 0 |  | 0 |  | 0 | 0 |  | 0 | 0
PJM_ROM_2_NYISO_A-F | PJM_ROM | NYISO_A-F | 2025 | B10 | 1262 | 0 | 2000 | 0 | 0 |  | 0 |  | 0 | 0 |  | 0 | 0
PJM_ROM_2_NYISO_A-F | PJM_ROM | NYISO_A-F | 2025 | B11 | 25 | 0 | 2000 | 0 | 0 |  | 0 |  | 0 | 0 |  | 0 | 0
PJM_ROM_2_NYISO_A-F | PJM_ROM | NYISO_A-F | 2025 | B12 | 200 | 0 | 2000 | 0 | 0 |  | 0 |  | 0 | 0 |  | 0 | 0
PJM_ROM_2_NYISO_A-F | PJM_ROM | NYISO_A-F | 2025 | B13 | 600 | 0 | 2000 | 0 | 0 |  | 0 |  | 0 | 0 |  | 0 | 0
PJM_ROM_2_NYISO_A-F | PJM_ROM | NYISO_A-F | 2025 | B14 | 900 | 0 | 2000 | 0 | 0 |  | 0 |  | 0 | 0 |  | 0 | 0
PJM_ROM_2_NYISO_A-F | PJM_ROM | NYISO_A-F | 2025 | B15 | 1203 | 0 | 2000 | 0 | 0 |  | 0 |  | 0 | 0 |  | 0 | 0
PJM_ROM_2_NYISO_A-F | PJM_ROM | NYISO_A-F | 2025 | B16 | 25 | 0 | 2000 | 0 | 0 |  | 0 |  | 0 | 0 |  | 0 | 0
PJM_ROM_2_NYISO_A-F | PJM_ROM | NYISO_A-F | 2025 | B17 | 100 | 0 | 2000 | 0 | 0 |  | 0 |  | 0 | 0 |  | 0 | 0
PJM_ROM_2_NYISO_A-F | PJM_ROM | NYISO_A-F | 2025 | B18 | 400 | 0 | 2000 | 0 | 0 |  | 0 |  | 0 | 0 |  | 0 | 0
PJM_ROM_2_NYISO_A-F | PJM_ROM | NYISO_A-F | 2025 | B19 | 700 | 0 | 2000 | 0 | 0 |  | 0 |  | 0 | 0 |  | 0 | 0
PJM_ROM_2_NYISO_A-F | PJM_ROM | NYISO_A-F | 2025 | B20 | 935 | 0 | 2000 | 0 | 0 |  | 0 |  | 0 | 0 |  | 0 | 0
PJM_ROM_2_NYISO_A-F | PJM_ROM | NYISO_A-F | 2030 | B1 | 10 | 0 | 2000 | 0 | 0 |  | 0 |  | 0 | 0 |  | 0 | 0
PJM_ROM_2_NYISO_A-F | PJM_ROM | NYISO_A-F | 2030 | B2 | 25 | 0 | 2000 | 0 | 0 |  | 0 |  | 0 | 0 |  | 0 | 0
PJM_ROM_2_NYISO_A-F | PJM_ROM | NYISO_A-F | 2030 | B3 | 75 | 0 | 2000 | 0 | 0 |  | 0 |  | 0 | 0 |  | 0 | 0
PJM_ROM_2_NYISO_A-F | PJM_ROM | NYISO_A-F | 2030 | B4 | 100 | 0 | 2000 | 0 | 0 |  | 0 |  | 0 | 0 |  | 0 | 0
PJM_ROM_2_NYISO_A-F | PJM_ROM | NYISO_A-F | 2030 | B5 | 200 | 0 | 2000 | 0 | 0 |  | 0 |  | 0 | 0 |  | 0 | 0
PJM_ROM_2_NYISO_A-F | PJM_ROM | NYISO_A-F | 2030 | B6 | 300 | 0 | 2000 | 0 | 0 |  | 0 |  | 0 | 0 |  | 0 | 0
PJM_ROM_2_NYISO_A-F | PJM_ROM | NYISO_A-F | 2030 | B7 | 400 | 0 | 2000 | 0 | 0 |  | 0 |  | 0 | 0 |  | 0 | 0
PJM_ROM_2_NYISO_A-F | PJM_ROM | NYISO_A-F | 2030 | B8 | 500 | 0 | 2000 | 0 | 0 |  | 0 |  | 0 | 0 |  | 0 | 0
PJM_ROM_2_NYISO_A-F | PJM_ROM | NYISO_A-F | 2030 | B9 | 800 | 0 | 2000 | 0 | 0 |  | 0 |  | 0 | 0 |  | 0 | 0
PJM_ROM_2_NYISO_A-F | PJM_ROM | NYISO_A-F | 2030 | B10 | 1262 | 0 | 2000 | 0 | 0 |  | 0 |  | 0 | 0 |  | 0 | 0
PJM_ROM_2_NYISO_A-F | PJM_ROM | NYISO_A-F | 2030 | B11 | 25 | 0 | 2000 | 0 | 0 |  | 0 |  | 0 | 0 |  | 0 | 0
PJM_ROM_2_NYISO_A-F | PJM_ROM | NYISO_A-F | 2030 | B12 | 200 | 0 | 2000 | 0 | 0 |  | 0 |  | 0 | 0 |  | 0 | 0
PJM_ROM_2_NYISO_A-F | PJM_ROM | NYISO_A-F | 2030 | B13 | 600 | 0 | 2000 | 0 | 0 |  | 0 |  | 0 | 0 |  | 0 | 0
PJM_ROM_2_NYISO_A-F | PJM_ROM | NYISO_A-F | 2030 | B14 | 900 | 0 | 2000 | 0 | 0 |  | 0 |  | 0 | 0 |  | 0 | 0
PJM_ROM_2_NYISO_A-F | PJM_ROM | NYISO_A-F | 2030 | B15 | 1203 | 0 | 2000 | 0 | 0 |  | 0 |  | 0 | 0 |  | 0 | 0
PJM_ROM_2_NYISO_A-F | PJM_ROM | NYISO_A-F | 2030 | B16 | 25 | 0 | 2000 | 0 | 0 |  | 0 |  | 0 | 0 |  | 0 | 0
PJM_ROM_2_NYISO_A-F | PJM_ROM | NYISO_A-F | 2030 | B17 | 100 | 0 | 2000 | 0 | 0 |  | 0 |  | 0 | 0 |  | 0 | 0
PJM_ROM_2_NYISO_A-F | PJM_ROM | NYISO_A-F | 2030 | B18 | 400 | 0 | 2000 | 0 | 0 |  | 0 |  | 0 | 0 |  | 0 | 0
PJM_ROM_2_NYISO_A-F | PJM_ROM | NYISO_A-F | 2030 | B19 | 700 | 0 | 2000 | 0 | 0 |  | 0 |  | 0 | 0 |  | 0 | 0
PJM_ROM_2_NYISO_A-F | PJM_ROM | NYISO_A-F | 2030 | B20 | 935 | 0 | 2000 | 0 | 0 |  | 0 |  | 0 | 0 |  | 0 | 0
PJM_ROM_2_NYISO_A-F | PJM_ROM | NYISO_A-F | 2035 | B1 | 10 | 0 | 2000 | 0 | 0 |  | 0 |  | 0 | 0 |  | 0 | 0
PJM_ROM_2_NYISO_A-F | PJM_ROM | NYISO_A-F | 2035 | B2 | 25 | 0 | 2000 | 0 | 0 |  | 0 |  | 0 | 0 |  | 0 | 0
PJM_ROM_2_NYISO_A-F | PJM_ROM | NYISO_A-F | 2035 | B3 | 75 | 0 | 2000 | 0 | 0 |  | 0 |  | 0 | 0 |  | 0 | 0
PJM_ROM_2_NYISO_A-F | PJM_ROM | NYISO_A-F | 2035 | B4 | 100 | 0 | 2000 | 0 | 0 |  | 0 |  | 0 | 0 |  | 0 | 0
PJM_ROM_2_NYISO_A-F | PJM_ROM | NYISO_A-F | 2035 | B5 | 200 | 0 | 2000 | 0 | 0 |  | 0 |  | 0 | 0 |  | 0 | 0
PJM_ROM_2_NYISO_A-F | PJM_ROM | NYISO_A-F | 2035 | B6 | 300 | 0 | 2000 | 0 | 0 |  | 0 |  | 0 | 0 |  | 0 | 0
PJM_ROM_2_NYISO_A-F | PJM_ROM | NYISO_A-F | 2035 | B7 | 400 | 0 | 2000 | 0 | 0 |  | 0 |  | 0 | 0 |  | 0 | 0
PJM_ROM_2_NYISO_A-F | PJM_ROM | NYISO_A-F | 2035 | B8 | 500 | 0 | 2000 | 0 | 0 |  | 0 |  | 0 | 0 |  | 0 | 0
PJM_ROM_2_NYISO_A-F | PJM_ROM | NYISO_A-F | 2035 | B9 | 800 | 0 | 2000 | 0 | 0 |  | 0 |  | 0 | 0 |  | 0 | 0
PJM_ROM_2_NYISO_A-F | PJM_ROM | NYISO_A-F | 2035 | B10 | 1262 | 0 | 2000 | 0 | 0 |  | 0 |  | 0 | 0 |  | 0 | 0
PJM_ROM_2_NYISO_A-F | PJM_ROM | NYISO_A-F | 2035 | B11 | 25 | 0 | 2000 | 0 | 0 |  | 0 |  | 0 | 0 |  | 0 | 0
PJM_ROM_2_NYISO_A-F | PJM_ROM | NYISO_A-F | 2035 | B12 | 200 | 0 | 2000 | 0 | 0 |  | 0 |  | 0 | 0 |  | 0 | 0
PJM_ROM_2_NYISO_A-F | PJM_ROM | NYISO_A-F | 2035 | B13 | 600 | 0 | 2000 | 0 | 0 |  | 0 |  | 0 | 0 |  | 0 | 0
PJM_ROM_2_NYISO_A-F | PJM_ROM | NYISO_A-F | 2035 | B14 | 900 | 0 | 2000 | 0 | 0 |  | 0 |  | 0 | 0 |  | 0 | 0
PJM_ROM_2_NYISO_A-F | PJM_ROM | NYISO_A-F | 2035 | B15 | 1203 | 0 | 2000 | 0 | 0 |  | 0 |  | 0 | 0 |  | 0 | 0
PJM_ROM_2_NYISO_A-F | PJM_ROM | NYISO_A-F | 2035 | B16 | 25 | 0 | 2000 | 0 | 0 |  | 0 |  | 0 | 0 |  | 0 | 0
PJM_ROM_2_NYISO_A-F | PJM_ROM | NYISO_A-F | 2035 | B17 | 100 | 0 | 2000 | 0 | 0 |  | 0 |  | 0 | 0 |  | 0 | 0
PJM_ROM_2_NYISO_A-F | PJM_ROM | NYISO_A-F | 2035 | B18 | 400 | 0 | 2000 | 0 | 0 |  | 0 |  | 0 | 0 |  | 0 | 0
PJM_ROM_2_NYISO_A-F | PJM_ROM | NYISO_A-F | 2035 | B19 | 700 | 0 | 2000 | 0 | 0 |  | 0 |  | 0 | 0 |  | 0 | 0
PJM_ROM_2_NYISO_A-F | PJM_ROM | NYISO_A-F | 2035 | B20 | 935 | 0 | 2000 | 0 | 0 |  | 0 |  | 0 | 0 |  | 0 | 0
PJM_ROM_2_NYISO_A-F | PJM_ROM | NYISO_A-F | 2040 | B1 | 10 | 0 | 2000 | 0 | 0 |  | 0 |  | 0 | 0 |  | 0 | 21.3304
PJM_ROM_2_NYISO_A-F | PJM_ROM | NYISO_A-F | 2040 | B2 | 25 | 0 | 2000 | 0 | 0 |  | 0 |  | 0 | 0 |  | 0 | 21.3304
PJM_ROM_2_NYISO_A-F | PJM_ROM | NYISO_A-F | 2040 | B3 | 75 | 0 | 2000 | 0 | 0 |  | 0 |  | 0 | 0 |  | 0 | 21.3304
PJM_ROM_2_NYISO_A-F | PJM_ROM | NYISO_A-F | 2040 | B4 | 100 | 0 | 2000 | 0 | 0 |  | 0 |  | 0 | 0 |  | 0 | 21.3304
PJM_ROM_2_NYISO_A-F | PJM_ROM | NYISO_A-F | 2040 | B5 | 200 | 0 | 2000 | 0 | 0 |  | 0 |  | 0 | 0 |  | 0 | 21.3304
PJM_ROM_2_NYISO_A-F | PJM_ROM | NYISO_A-F | 2040 | B6 | 300 | 0 | 2000 | 0 | 0 |  | 0 |  | 0 | 0 |  | 0 | 21.3304
PJM_ROM_2_NYISO_A-F | PJM_ROM | NYISO_A-F | 2040 | B7 | 400 | 0 | 2000 | 0 | 0 |  | 0 |  | 0 | 0 |  | 0 | 21.3304
PJM_ROM_2_NYISO_A-F | PJM_ROM | NYISO_A-F | 2040 | B8 | 500 | 0 | 2000 | 0 | 0 |  | 0 |  | 0 | 0 |  | 0 | 21.3304
PJM_ROM_2_NYISO_A-F | PJM_ROM | NYISO_A-F | 2040 | B9 | 800 | 0 | 2000 | 0 | 0 |  | 0 |  | 0 | 0 |  | 0 | 21.3304
PJM_ROM_2_NYISO_A-F | PJM_ROM | NYISO_A-F | 2040 | B10 | 1262 | 0 | 2000 | 2000 | 0 |  | 0 |  | 28.4405 | 0 |  | 28.4405 | 21.3304
PJM_ROM_2_NYISO_A-F | PJM_ROM | NYISO_A-F | 2040 | B11 | 25 | 0 | 2000 | 0 | 0 |  | 0 |  | 0 | 0 |  | 0 | 21.3304
PJM_ROM_2_NYISO_A-F | PJM_ROM | NYISO_A-F | 2040 | B12 | 200 | 0 | 2000 | 0 | 0 |  | 0 |  | 0 | 0 |  | 0 | 21.3304
PJM_ROM_2_NYISO_A-F | PJM_ROM | NYISO_A-F | 2040 | B13 | 600 | 0 | 2000 | 0 | 0 |  | 0 |  | 0 | 0 |  | 0 | 21.3304
PJM_ROM_2_NYISO_A-F | PJM_ROM | NYISO_A-F | 2040 | B14 | 900 | 0 | 2000 | 0 | 0 |  | 0 |  | 0 | 0 |  | 0 | 21.3304
PJM_ROM_2_NYISO_A-F | PJM_ROM | NYISO_A-F | 2040 | B15 | 1203 | 0 | 2000 | 0 | 0 |  | 0 |  | 0 | 0 |  | 0 | 21.3304
PJM_ROM_2_NYISO_A-F | PJM_ROM | NYISO_A-F | 2040 | B16 | 25 | 0 | 2000 | 0 | 0 |  | 0 |  | 0 | 0 |  | 0 | 21.3304
PJM_ROM_2_NYISO_A-F | PJM_ROM | NYISO_A-F | 2040 | B17 | 100 | 0 | 2000 | 0 | 0 |  | 0 |  | 0 | 0 |  | 0 | 21.3304
PJM_ROM_2_NYISO_A-F | PJM_ROM | NYISO_A-F | 2040 | B18 | 400 | 0 | 2000 | 0 | 0 |  | 0 |  | 0 | 0 |  | 0 | 21.3304
PJM_ROM_2_NYISO_A-F | PJM_ROM | NYISO_A-F | 2040 | B19 | 700 | 0 | 2000 | 0 | 0 |  | 0 |  | 0 | 0 |  | 0 | 21.3304
PJM_ROM_2_NYISO_A-F | PJM_ROM | NYISO_A-F | 2040 | B20 | 935 | 0 | 2000 | 0 | 0 |  | 0 |  | 0 | 0 |  | 0 | 21.3304
PJM_ROM_2_NYISO_A-F | PJM_ROM | NYISO_A-F | 2045 | B1 | 10 | 0 | 2000 | 0 | 0 |  | 0 |  | 0 | 0 |  | 0 | 43.6579
PJM_ROM_2_NYISO_A-F | PJM_ROM | NYISO_A-F | 2045 | B2 | 25 | 0 | 2000 | 0 | 0 |  | 0 |  | 0 | 0 |  | 0 | 43.6579
PJM_ROM_2_NYISO_A-F | PJM_ROM | NYISO_A-F | 2045 | B3 | 75 | 0 | 2000 | 0 | 0 |  | 0 |  | 0 | 0 |  | 0 | 43.6579
PJM_ROM_2_NYISO_A-F | PJM_ROM | NYISO_A-F | 2045 | B4 | 100 | 0 | 2000 | 0 | 0 |  | 0 |  | 0 | 0 |  | 0 | 43.6579
PJM_ROM_2_NYISO_A-F | PJM_ROM | NYISO_A-F | 2045 | B5 | 200 | 0 | 2000 | 0 | 0 |  | 0 |  | 0 | 0 |  | 0 | 43.6579
PJM_ROM_2_NYISO_A-F | PJM_ROM | NYISO_A-F | 2045 | B6 | 300 | 0 | 2000 | 0 | 0 |  | 0 |  | 0 | 0 |  | 0 | 43.6579
PJM_ROM_2_NYISO_A-F | PJM_ROM | NYISO_A-F | 2045 | B7 | 400 | 0 | 2000 | 0 | 0 |  | 0 |  | 0 | 0 |  | 0 | 43.6579
PJM_ROM_2_NYISO_A-F | PJM_ROM | NYISO_A-F | 2045 | B8 | 500 | 0 | 2000 | 0 | 0 |  | 0 |  | 0 | 0 |  | 0 | 43.6579
PJM_ROM_2_NYISO_A-F | PJM_ROM | NYISO_A-F | 2045 | B9 | 800 | 0 | 2000 | 0 | 0 |  | 0 |  | 0 | 0 |  | 0 | 43.6579
PJM_ROM_2_NYISO_A-F | PJM_ROM | NYISO_A-F | 2045 | B10 | 1262 | 0 | 2000 | 2000 | 0 |  | 0 |  | 58.2105 | 0 |  | 58.2105 | 43.6579
PJM_ROM_2_NYISO_A-F | PJM_ROM | NYISO_A-F | 2045 | B11 | 25 | 0 | 2000 | 0 | 0 |  | 0 |  | 0 | 0 |  | 0 | 43.6579
PJM_ROM_2_NYISO_A-F | PJM_ROM | NYISO_A-F | 2045 | B12 | 200 | 0 | 2000 | 0 | 0 |  | 0 |  | 0 | 0 |  | 0 | 43.6579
PJM_ROM_2_NYISO_A-F | PJM_ROM | NYISO_A-F | 2045 | B13 | 600 | 0 | 2000 | 0 | 0 |  | 0 |  | 0 | 0 |  | 0 | 43.6579
PJM_ROM_2_NYISO_A-F | PJM_ROM | NYISO_A-F | 2045 | B14 | 900 | 0 | 2000 | 0 | 0 |  | 0 |  | 0 | 0 |  | 0 | 43.6579
PJM_ROM_2_NYISO_A-F | PJM_ROM | NYISO_A-F | 2045 | B15 | 1203 | 0 | 2000 | 0 | 0 |  | 0 |  | 0 | 0 |  | 0 | 43.6579
PJM_ROM_2_NYISO_A-F | PJM_ROM | NYISO_A-F | 2045 | B16 | 25 | 0 | 2000 | 0 | 0 |  | 0 |  | 0 | 0 |  | 0 | 43.6579
PJM_ROM_2_NYISO_A-F | PJM_ROM | NYISO_A-F | 2045 | B17 | 100 | 0 | 2000 | 0 | 0 |  | 0 |  | 0 | 0 |  | 0 | 43.6579
PJM_ROM_2_NYISO_A-F | PJM_ROM | NYISO_A-F | 2045 | B18 | 400 | 0 | 2000 | 0 | 0 |  | 0 |  | 0 | 0 |  | 0 | 43.6579
PJM_ROM_2_NYISO_A-F | PJM_ROM | NYISO_A-F | 2045 | B19 | 700 | 0 | 2000 | 0 | 0 |  | 0 |  | 0 | 0 |  | 0 | 43.6579
PJM_ROM_2_NYISO_A-F | PJM_ROM | NYISO_A-F | 2045 | B20 | 935 | 0 | 2000 | 0 | 0 |  | 0 |  | 0 | 0 |  | 0 | 43.6579
PJM_ROM_2_NYISO_A-F | PJM_ROM | NYISO_A-F | 2050 | B1 | 10 | 0 | 2000 | 0 | 0 |  | 0 |  | 0 | 0 |  | 0 | 66.377
PJM_ROM_2_NYISO_A-F | PJM_ROM | NYISO_A-F | 2050 | B2 | 25 | 0 | 2000 | 0 | 0 |  | 0 |  | 0 | 0 |  | 0 | 66.377
PJM_ROM_2_NYISO_A-F | PJM_ROM | NYISO_A-F | 2050 | B3 | 75 | 0 | 2000 | 0 | 0 |  | 0 |  | 0 | 0 |  | 0 | 66.377
PJM_ROM_2_NYISO_A-F | PJM_ROM | NYISO_A-F | 2050 | B4 | 100 | 0 | 2000 | 0 | 0 |  | 0 |  | 0 | 0 |  | 0 | 66.377
PJM_ROM_2_NYISO_A-F | PJM_ROM | NYISO_A-F | 2050 | B5 | 200 | 0 | 2000 | 0 | 0 |  | 0 |  | 0 | 0 |  | 0 | 66.377
PJM_ROM_2_NYISO_A-F | PJM_ROM | NYISO_A-F | 2050 | B6 | 300 | 0 | 2000 | 0 | 0 |  | 0 |  | 0 | 0 |  | 0 | 66.377
PJM_ROM_2_NYISO_A-F | PJM_ROM | NYISO_A-F | 2050 | B7 | 400 | 0 | 2000 | 0 | 0 |  | 0 |  | 0 | 0 |  | 0 | 66.377
PJM_ROM_2_NYISO_A-F | PJM_ROM | NYISO_A-F | 2050 | B8 | 500 | 0 | 2000 | 0 | 0 |  | 0 |  | 0 | 0 |  | 0 | 66.377
PJM_ROM_2_NYISO_A-F | PJM_ROM | NYISO_A-F | 2050 | B9 | 800 | 0 | 2000 | 0 | 0 |  | 0 |  | 0 | 0 |  | 0 | 66.377
PJM_ROM_2_NYISO_A-F | PJM_ROM | NYISO_A-F | 2050 | B10 | 1262 | 0 | 2000 | 2000 | 0 |  | 0 |  | 88.5027 | 0 |  | 88.5027 | 66.377
PJM_ROM_2_NYISO_A-F | PJM_ROM | NYISO_A-F | 2050 | B11 | 25 | 0 | 2000 | 0 | 0 |  | 0 |  | 0 | 0 |  | 0 | 66.377
PJM_ROM_2_NYISO_A-F | PJM_ROM | NYISO_A-F | 2050 | B12 | 200 | 0 | 2000 | 0 | 0 |  | 0 |  | 0 | 0 |  | 0 | 66.377
PJM_ROM_2_NYISO_A-F | PJM_ROM | NYISO_A-F | 2050 | B13 | 600 | 0 | 2000 | 0 | 0 |  | 0 |  | 0 | 0 |  | 0 | 66.377
PJM_ROM_2_NYISO_A-F | PJM_ROM | NYISO_A-F | 2050 | B14 | 900 | 0 | 2000 | 0 | 0 |  | 0 |  | 0 | 0 |  | 0 | 66.377
PJM_ROM_2_NYISO_A-F | PJM_ROM | NYISO_A-F | 2050 | B15 | 1203 | 0 | 2000 | 0 | 0 |  | 0 |  | 0 | 0 |  | 0 | 66.377
PJM_ROM_2_NYISO_A-F | PJM_ROM | NYISO_A-F | 2050 | B16 | 25 | 0 | 2000 | 0 | 0 |  | 0 |  | 0 | 0 |  | 0 | 66.377
PJM_ROM_2_NYISO_A-F | PJM_ROM | NYISO_A-F | 2050 | B17 | 100 | 0 | 2000 | 0 | 0 |  | 0 |  | 0 | 0 |  | 0 | 66.377
PJM_ROM_2_NYISO_A-F | PJM_ROM | NYISO_A-F | 2050 | B18 | 400 | 0 | 2000 | 0 | 0 |  | 0 |  | 0 | 0 |  | 0 | 66.377
PJM_ROM_2_NYISO_A-F | PJM_ROM | NYISO_A-F | 2050 | B19 | 700 | 0 | 2000 | 0 | 0 |  | 0 |  | 0 | 0 |  | 0 | 66.377
PJM_ROM_2_NYISO_A-F | PJM_ROM | NYISO_A-F | 2050 | B20 | 935 | 0 | 2000 | 0 | 84.31 |  | 0 |  | 0 | 0 |  | 0 | 66.377
PJM_ROM_2_PJM_E | PJM_ROM | PJM_E | 2015 | B1 | 10 | 0 | 8000 | 3220.2 | 3474.61 |  | 0 |  | 0 | 0 |  | 0 | 0
PJM_ROM_2_PJM_E | PJM_ROM | PJM_E | 2015 | B2 | 25 | 0 | 8000 | 2496.53 | 2576.59 |  | 0 |  | 0 | 0 |  | 0 | 0
PJM_ROM_2_PJM_E | PJM_ROM | PJM_E | 2015 | B3 | 75 | 0 | 8000 | 0 | 0 |  | 0 |  | 0 | 0 |  | 0 | 0
PJM_ROM_2_PJM_E | PJM_ROM | PJM_E | 2015 | B4 | 100 | 0 | 8000 | 211.43 | 1069.1 |  | 0 |  | 0 | 0 |  | 0 | 0
PJM_ROM_2_PJM_E | PJM_ROM | PJM_E | 2015 | B5 | 200 | 0 | 8000 | 526.25 | 526.25 |  | 0 |  | 0 | 0 |  | 0 | 0
PJM_ROM_2_PJM_E | PJM_ROM | PJM_E | 2015 | B6 | 300 | 0 | 8000 | 248.35 | 129.8 |  | 0 |  | 0 | 0 |  | 0 | 0
PJM_ROM_2_PJM_E | PJM_ROM | PJM_E | 2015 | B7 | 400 | 0 | 8000 | 945.1 | 945.1 |  | 0 |  | 0 | 0 |  | 0 | 0
PJM_ROM_2_PJM_E | PJM_ROM | PJM_E | 2015 | B8 | 500 | 0 | 8000 | 0 | 0 |  | 0 |  | 0 | 0 |  | 0 | 0
PJM_ROM_2_PJM_E | PJM_ROM | PJM_E | 2015 | B9 | 800 | 0 | 8000 | 0 | 1934.98 |  | 0 |  | 0 | 0 |  | 0 | 0
PJM_ROM_2_PJM_E | PJM_ROM | PJM_E | 2015 | B10 | 1262 | 0 | 8000 | 0 | 0 |  | 0 |  | 0 | 0 |  | 0 | 0
PJM_ROM_2_PJM_E | PJM_ROM | PJM_E | 2015 | B11 | 25 | 0 | 8000 | 0 | 0 |  | 0 |  | 0 | 0 |  | 0 | 0
PJM_ROM_2_PJM_E | PJM_ROM | PJM_E | 2015 | B12 | 200 | 0 | 8000 | 0 | 0 |  | 0 |  | 0 | 0 |  | 0 | 0
PJM_ROM_2_PJM_E | PJM_ROM | PJM_E | 2015 | B13 | 600 | 0 | 8000 | 187.54 | 187.54 |  | 0 |  | 0 | 0 |  | 0 | 0
PJM_ROM_2_PJM_E | PJM_ROM | PJM_E | 2015 | B14 | 900 | 0 | 8000 | 0 | 0 |  | 0 |  | 0 | 0 |  | 0 | 0
PJM_ROM_2_PJM_E | PJM_ROM | PJM_E | 2015 | B15 | 1203 | 0 | 8000 | 109.25 | 109.25 |  | 0 |  | 0 | 0 |  | 0 | 0
PJM_ROM_2_PJM_E | PJM_ROM | PJM_E | 2015 | B16 | 25 | 0 | 8000 | 0 | 0 |  | 0 |  | 0 | 0 |  | 0 | 0
PJM_ROM_2_PJM_E | PJM_ROM | PJM_E | 2015 | B17 | 100 | 0 | 8000 | 0 | 0 |  | 0 |  | 0 | 0 |  | 0 | 0
PJM_ROM_2_PJM_E | PJM_ROM | PJM_E | 2015 | B18 | 400 | 0 | 8000 | 1584.33 | 3965.76 |  | 0 |  | 0 | 0 |  | 0 | 0
PJM_ROM_2_PJM_E | PJM_ROM | PJM_E | 2015 | B19 | 700 | 0 | 8000 | 2153.78 | 2740.61 |  | 0 |  | 0 | 0 |  | 0 | 0
PJM_ROM_2_PJM_E | PJM_ROM | PJM_E | 2015 | B20 | 935 | 0 | 8000 | 1282.06 | 1336 |  | 0 |  | 0 | 0 |  | 0 | 0
PJM_ROM_2_PJM_E | PJM_ROM | PJM_E | 2020 | B1 | 10 | 0 | 8000 | 1021.38 | 997.21 |  | 0 |  | 0 | 0 |  | 0 | 0
PJM_ROM_2_PJM_E | PJM_ROM | PJM_E | 2020 | B2 | 25 | 0 | 8000 | 1462.52 | 1157.16 |  | 0 |  | 0 | 0 |  | 0 | 0
PJM_ROM_2_PJM_E | PJM_ROM | PJM_E | 2020 | B3 | 75 | 0 | 8000 | 0 | 0 |  | 0 |  | 0 | 0 |  | 0 | 0
PJM_ROM_2_PJM_E | PJM_ROM | PJM_E | 2020 | B4 | 100 | 0 | 8000 | 0 | 0 |  | 0 |  | 0 | 0 |  | 0 | 0
PJM_ROM_2_PJM_E | PJM_ROM | PJM_E | 2020 | B5 | 200 | 0 | 8000 | 0 | 0 |  | 0 |  | 0 | 0 |  | 0 | 0
PJM_ROM_2_PJM_E | PJM_ROM | PJM_E | 2020 | B6 | 300 | 0 | 8000 | 0 | 0 |  | 0 |  | 0 | 0 |  | 0 | 0
PJM_ROM_2_PJM_E | PJM_ROM | PJM_E | 2020 | B7 | 400 | 0 | 8000 | 0 | 0 |  | 0 |  | 0 | 0 |  | 0 | 0
PJM_ROM_2_PJM_E | PJM_ROM | PJM_E | 2020 | B8 | 500 | 0 | 8000 | 0 | 0 |  | 0 |  | 0 | 0 |  | 0 | 0
PJM_ROM_2_PJM_E | PJM_ROM | PJM_E | 2020 | B9 | 800 | 0 | 8000 | 0 | 0 |  | 0 |  | 0 | 0 |  | 0 | 0
PJM_ROM_2_PJM_E | PJM_ROM | PJM_E | 2020 | B10 | 1262 | 0 | 8000 | 0 | 0 |  | 0 |  | 0 | 0 |  | 0 | 0
PJM_ROM_2_PJM_E | PJM_ROM | PJM_E | 2020 | B11 | 25 | 0 | 8000 | 0 | 0 |  | 0 |  | 0 | 0 |  | 0 | 0
PJM_ROM_2_PJM_E | PJM_ROM | PJM_E | 2020 | B12 | 200 | 0 | 8000 | 0 | 0 |  | 0 |  | 0 | 0 |  | 0 | 0
PJM_ROM_2_PJM_E | PJM_ROM | PJM_E | 2020 | B13 | 600 | 0 | 8000 | 0 | 0 |  | 0 |  | 0 | 0 |  | 0 | 0
PJM_ROM_2_PJM_E | PJM_ROM | PJM_E | 2020 | B14 | 900 | 0 | 8000 | 0 | 0 |  | 0 |  | 0 | 0 |  | 0 | 0
PJM_ROM_2_PJM_E | PJM_ROM | PJM_E | 2020 | B15 | 1203 | 0 | 8000 | 0 | 0 |  | 0 |  | 0 | 0 |  | 0 | 0
PJM_ROM_2_PJM_E | PJM_ROM | PJM_E | 2020 | B16 | 25 | 0 | 8000 | 0 | 0 |  | 0 |  | 0 | 0 |  | 0 | 0
PJM_ROM_2_PJM_E | PJM_ROM | PJM_E | 2020 | B17 | 100 | 0 | 8000 | 0 | 0 |  | 0 |  | 0 | 0 |  | 0 | 0
PJM_ROM_2_PJM_E | PJM_ROM | PJM_E | 2020 | B18 | 400 | 0 | 8000 | 0 | 0 |  | 0 |  | 0 | 0 |  | 0 | 0
PJM_ROM_2_PJM_E | PJM_ROM | PJM_E | 2020 | B19 | 700 | 0 | 8000 | 0 | 1160.22 |  | 0 |  | 0 | 0 |  | 0 | 0
PJM_ROM_2_PJM_E | PJM_ROM | PJM_E | 2020 | B20 | 935 | 0 | 8000 | 0 | 0 |  | 0 |  | 0 | 0 |  | 0 | 0
PJM_ROM_2_PJM_E | PJM_ROM | PJM_E | 2025 | B1 | 10 | 0 | 8000 | 0 | 919.58 |  | 0 |  | 0 | 0 |  | 0 | 0
PJM_ROM_2_PJM_E | PJM_ROM | PJM_E | 2025 | B2 | 25 | 0 | 8000 | 1330.93 | 885.12 |  | 0 |  | 0 | 0 |  | 0 | 0
PJM_ROM_2_PJM_E | PJM_ROM | PJM_E | 2025 | B3 | 75 | 0 | 8000 | 0 | 0 |  | 0 |  | 0 | 0 |  | 0 | 0
PJM_ROM_2_PJM_E | PJM_ROM | PJM_E | 2025 | B4 | 100 | 0 | 8000 | 0 | 0 |  | 0 |  | 0 | 0 |  | 0 | 0
PJM_ROM_2_PJM_E | PJM_ROM | PJM_E | 2025 | B5 | 200 | 0 | 8000 | 0 | 0 |  | 0 |  | 0 | 0 |  | 0 | 0
PJM_ROM_2_PJM_E | PJM_ROM | PJM_E | 2025 | B6 | 300 | 0 | 8000 | 0 | 0 |  | 0 |  | 0 | 0 |  | 0 | 0
PJM_ROM_2_PJM_E | PJM_ROM | PJM_E | 2025 | B7 | 400 | 0 | 8000 | 0 | 0 |  | 0 |  | 0 | 0 |  | 0 | 0
PJM_ROM_2_PJM_E | PJM_ROM | PJM_E | 2025 | B8 | 500 | 0 | 8000 | 0 | 0 |  | 0 |  | 0 | 0 |  | 0 | 0
PJM_ROM_2_PJM_E | PJM_ROM | PJM_E | 2025 | B9 | 800 | 0 | 8000 | 0 | 0 |  | 0 |  | 0 | 0 |  | 0 | 0
PJM_ROM_2_PJM_E | PJM_ROM | PJM_E | 2025 | B10 | 1262 | 0 | 8000 | 0 | 0 |  | 0 |  | 0 | 0 |  | 0 | 0
PJM_ROM_2_PJM_E | PJM_ROM | PJM_E | 2025 | B11 | 25 | 0 | 8000 | 0 | 0 |  | 0 |  | 0 | 0 |  | 0 | 0
PJM_ROM_2_PJM_E | PJM_ROM | PJM_E | 2025 | B12 | 200 | 0 | 8000 | 0 | 0 |  | 0 |  | 0 | 0 |  | 0 | 0
PJM_ROM_2_PJM_E | PJM_ROM | PJM_E | 2025 | B13 | 600 | 0 | 8000 | 0 | 0 |  | 0 |  | 0 | 0 |  | 0 | 0
PJM_ROM_2_PJM_E | PJM_ROM | PJM_E | 2025 | B14 | 900 | 0 | 8000 | 0 | 0 |  | 0 |  | 0 | 0 |  | 0 | 0
PJM_ROM_2_PJM_E | PJM_ROM | PJM_E | 2025 | B15 | 1203 | 0 | 8000 | 0 | 0 |  | 0 |  | 0 | 0 |  | 0 | 0
PJM_ROM_2_PJM_E | PJM_ROM | PJM_E | 2025 | B16 | 25 | 0 | 8000 | 0 | 0 |  | 0 |  | 0 | 0 |  | 0 | 0
PJM_ROM_2_PJM_E | PJM_ROM | PJM_E | 2025 | B17 | 100 | 0 | 8000 | 0 | 0 |  | 0 |  | 0 | 0 |  | 0 | 0
PJM_ROM_2_PJM_E | PJM_ROM | PJM_E | 2025 | B18 | 400 | 0 | 8000 | 0 | 0 |  | 0 |  | 0 | 0 |  | 0 | 0
PJM_ROM_2_PJM_E | PJM_ROM | PJM_E | 2025 | B19 | 700 | 0 | 8000 | 0 | 849.49 |  | 0 |  | 0 | 0 |  | 0 | 0
PJM_ROM_2_PJM_E | PJM_ROM | PJM_E | 2025 | B20 | 935 | 0 | 8000 | 0 | 1502.91 |  | 0 |  | 0 | 0 |  | 0 | 0
PJM_ROM_2_PJM_E | PJM_ROM | PJM_E | 2030 | B1 | 10 | 0 | 8000 | 0 | 3769.89 |  | 0 |  | 0 | 0 |  | 0 | 0
PJM_ROM_2_PJM_E | PJM_ROM | PJM_E | 2030 | B2 | 25 | 0 | 8000 | 67.25 | 1400.47 |  | 0 |  | 0 | 0 |  | 0 | 0
PJM_ROM_2_PJM_E | PJM_ROM | PJM_E | 2030 | B3 | 75 | 0 | 8000 | 0 | 0 |  | 0 |  | 0 | 0 |  | 0 | 0
PJM_ROM_2_PJM_E | PJM_ROM | PJM_E | 2030 | B4 | 100 | 0 | 8000 | 0 | 0 |  | 0 |  | 0 | 0 |  | 0 | 0
PJM_ROM_2_PJM_E | PJM_ROM | PJM_E | 2030 | B5 | 200 | 0 | 8000 | 0 | 0 |  | 0 |  | 0 | 0 |  | 0 | 0
PJM_ROM_2_PJM_E | PJM_ROM | PJM_E | 2030 | B6 | 300 | 0 | 8000 | 0 | 0 |  | 0 |  | 0 | 0 |  | 0 | 0
PJM_ROM_2_PJM_E | PJM_ROM | PJM_E | 2030 | B7 | 400 | 0 | 8000 | 0 | 0 |  | 0 |  | 0 | 0 |  | 0 | 0
PJM_ROM_2_PJM_E | PJM_ROM | PJM_E | 2030 | B8 | 500 | 0 | 8000 | 0 | 0 |  | 0 |  | 0 | 0 |  | 0 | 0
PJM_ROM_2_PJM_E | PJM_ROM | PJM_E | 2030 | B9 | 800 | 0 | 8000 | 0 | 0 |  | 0 |  | 0 | 0 |  | 0 | 0
PJM_ROM_2_PJM_E | PJM_ROM | PJM_E | 2030 | B10 | 1262 | 0 | 8000 | 0 | 0 |  | 0 |  | 0 | 0 |  | 0 | 0
PJM_ROM_2_PJM_E | PJM_ROM | PJM_E | 2030 | B11 | 25 | 0 | 8000 | 0 | 0 |  | 0 |  | 0 | 0 |  | 0 | 0
PJM_ROM_2_PJM_E | PJM_ROM | PJM_E | 2030 | B12 | 200 | 0 | 8000 | 0 | 0 |  | 0 |  | 0 | 0 |  | 0 | 0
PJM_ROM_2_PJM_E | PJM_ROM | PJM_E | 2030 | B13 | 600 | 0 | 8000 | 0 | 310.43 |  | 0 |  | 0 | 0 |  | 0 | 0
PJM_ROM_2_PJM_E | PJM_ROM | PJM_E | 2030 | B14 | 900 | 0 | 8000 | 0 | 547.27 |  | 0 |  | 0 | 0 |  | 0 | 0
PJM_ROM_2_PJM_E | PJM_ROM | PJM_E | 2030 | B15 | 1203 | 0 | 8000 | 0 | 878.16 |  | 0 |  | 0 | 0 |  | 0 | 0
PJM_ROM_2_PJM_E | PJM_ROM | PJM_E | 2030 | B16 | 25 | 0 | 8000 | 0 | 3007.46 |  | 0 |  | 0 | 0 |  | 0 | 0
PJM_ROM_2_PJM_E | PJM_ROM | PJM_E | 2030 | B17 | 100 | 0 | 8000 | 0 | 2343.79 |  | 0 |  | 0 | 0 |  | 0 | 0
PJM_ROM_2_PJM_E | PJM_ROM | PJM_E | 2030 | B18 | 400 | 0 | 8000 | 153.85 | 1733.38 |  | 0 |  | 0 | 0 |  | 0 | 0
PJM_ROM_2_PJM_E | PJM_ROM | PJM_E | 2030 | B19 | 700 | 0 | 8000 | 619.08 | 619.08 |  | 0 |  | 0 | 0 |  | 0 | 0
PJM_ROM_2_PJM_E | PJM_ROM | PJM_E | 2030 | B20 | 935 | 0 | 8000 | 1262.25 | 1262.25 |  | 0 |  | 0 | 0 |  | 0 | 0
PJM_ROM_2_PJM_E | PJM_ROM | PJM_E | 2035 | B1 | 10 | 0 | 8000 | 1589.05 | 5623.43 |  | 0 |  | 0 | 0 |  | 0 | 0
PJM_ROM_2_PJM_E | PJM_ROM | PJM_E | 2035 | B2 | 25 | 0 | 8000 | 3138.98 | 4240.11 |  | 0 |  | 0 | 0 |  | 0 | 0
PJM_ROM_2_PJM_E | PJM_ROM | PJM_E | 2035 | B3 | 75 | 0 | 8000 | 637.99 | 673.88 |  | 0 |  | 0 | 0 |  | 0 | 0
PJM_ROM_2_PJM_E | PJM_ROM | PJM_E | 2035 | B4 | 100 | 0 | 8000 | 0 | 0 |  | 0 |  | 0 | 0 |  | 0 | 0
PJM_ROM_2_PJM_E | PJM_ROM | PJM_E | 2035 | B5 | 200 | 0 | 8000 | 1838.52 | 0 |  | 0 |  | 0 | 0 |  | 0 | 0
PJM_ROM_2_PJM_E | PJM_ROM | PJM_E | 2035 | B6 | 300 | 0 | 8000 | 0 | 0 |  | 0 |  | 0 | 0 |  | 0 | 0
PJM_ROM_2_PJM_E | PJM_ROM | PJM_E | 2035 | B7 | 400 | 0 | 8000 | 977.38 | 0 |  | 0 |  | 0 | 0 |  | 0 | 0
PJM_ROM_2_PJM_E | PJM_ROM | PJM_E | 2035 | B8 | 500 | 0 | 8000 | 1657.08 | 0 |  | 0 |  | 0 | 0 |  | 0 | 0
PJM_ROM_2_PJM_E | PJM_ROM | PJM_E | 2035 | B9 | 800 | 0 | 8000 | 2684.29 | 0 |  | 0 |  | 0 | 0 |  | 0 | 0
PJM_ROM_2_PJM_E | PJM_ROM | PJM_E | 2035 | B10 | 1262 | 0 | 8000 | 0 | 33.05 |  | 0 |  | 0 | 0 |  | 0 | 0
PJM_ROM_2_PJM_E | PJM_ROM | PJM_E | 2035 | B11 | 25 | 0 | 8000 | 1137.89 | 0 |  | 0 |  | 0 | 0 |  | 0 | 0
PJM_ROM_2_PJM_E | PJM_ROM | PJM_E | 2035 | B12 | 200 | 0 | 8000 | 746.13 | 0 |  | 0 |  | 0 | 0 |  | 0 | 0
PJM_ROM_2_PJM_E | PJM_ROM | PJM_E | 2035 | B13 | 600 | 0 | 8000 | 1829.23 | 0 |  | 0 |  | 0 | 0 |  | 0 | 0
PJM_ROM_2_PJM_E | PJM_ROM | PJM_E | 2035 | B14 | 900 | 0 | 8000 | 1967.1 | 0 |  | 0 |  | 0 | 0 |  | 0 | 0
PJM_ROM_2_PJM_E | PJM_ROM | PJM_E | 2035 | B15 | 1203 | 0 | 8000 | 0 | 0 |  | 0 |  | 0 | 0 |  | 0 | 0
PJM_ROM_2_PJM_E | PJM_ROM | PJM_E | 2035 | B16 | 25 | 0 | 8000 | 1788.78 | 998.44 |  | 0 |  | 0 | 0 |  | 0 | 0
PJM_ROM_2_PJM_E | PJM_ROM | PJM_E | 2035 | B17 | 100 | 0 | 8000 | 968.48 | 1827.85 |  | 0 |  | 0 | 0 |  | 0 | 0
PJM_ROM_2_PJM_E | PJM_ROM | PJM_E | 2035 | B18 | 400 | 0 | 8000 | 3644.62 | 1854.24 |  | 0 |  | 0 | 0 |  | 0 | 0
PJM_ROM_2_PJM_E | PJM_ROM | PJM_E | 2035 | B19 | 700 | 0 | 8000 | 2547.91 | 2547.91 |  | 0 |  | 0 | 0 |  | 0 | 0
PJM_ROM_2_PJM_E | PJM_ROM | PJM_E | 2035 | B20 | 935 | 0 | 8000 | 559.42 | 559.42 |  | 0 |  | 0 | 0 |  | 0 | 0
PJM_ROM_2_PJM_E | PJM_ROM | PJM_E | 2040 | B1 | 10 | 0 | 8000 | 1673.79 | 7741.04 |  | 0 |  | 0 | 0 |  | 0 | 0
PJM_ROM_2_PJM_E | PJM_ROM | PJM_E | 2040 | B2 | 25 | 0 | 8000 | 5373.85 | 6139.22 |  | 0 |  | 0 | 0 |  | 0 | 0
PJM_ROM_2_PJM_E | PJM_ROM | PJM_E | 2040 | B3 | 75 | 0 | 8000 | 1769 | 1588.71 |  | 0 |  | 0 | 0 |  | 0 | 0
PJM_ROM_2_PJM_E | PJM_ROM | PJM_E | 2040 | B4 | 100 | 0 | 8000 | 115.9 | 0 |  | 0 |  | 0 | 0 |  | 0 | 0
PJM_ROM_2_PJM_E | PJM_ROM | PJM_E | 2040 | B5 | 200 | 0 | 8000 | 1819.09 | 0 |  | 0 |  | 0 | 0 |  | 0 | 0
PJM_ROM_2_PJM_E | PJM_ROM | PJM_E | 2040 | B6 | 300 | 0 | 8000 | 2644.37 | 0 |  | 0 |  | 0 | 0 |  | 0 | 0
PJM_ROM_2_PJM_E | PJM_ROM | PJM_E | 2040 | B7 | 400 | 0 | 8000 | 2006.16 | 0 |  | 0 |  | 0 | 0 |  | 0 | 0
PJM_ROM_2_PJM_E | PJM_ROM | PJM_E | 2040 | B8 | 500 | 0 | 8000 | 4867.37 | 0 |  | 0 |  | 0 | 0 |  | 0 | 0
PJM_ROM_2_PJM_E | PJM_ROM | PJM_E | 2040 | B9 | 800 | 0 | 8000 | 2969.15 | 0 |  | 0 |  | 0 | 0 |  | 0 | 0
PJM_ROM_2_PJM_E | PJM_ROM | PJM_E | 2040 | B10 | 1262 | 0 | 8000 | 5683.37 | 855.62 |  | 0 |  | 0 | 0 |  | 0 | 0
PJM_ROM_2_PJM_E | PJM_ROM | PJM_E | 2040 | B11 | 25 | 0 | 8000 | 3915.28 | 0 |  | 0 |  | 0 | 0 |  | 0 | 0
PJM_ROM_2_PJM_E | PJM_ROM | PJM_E | 2040 | B12 | 200 | 0 | 8000 | 4364.84 | 0 |  | 0 |  | 0 | 0 |  | 0 | 0
PJM_ROM_2_PJM_E | PJM_ROM | PJM_E | 2040 | B13 | 600 | 0 | 8000 | 3732.21 | 41.88 |  | 0 |  | 0 | 0 |  | 0 | 0
PJM_ROM_2_PJM_E | PJM_ROM | PJM_E | 2040 | B14 | 900 | 0 | 8000 | 2253.69 | 1102.48 |  | 0 |  | 0 | 0 |  | 0 | 0
PJM_ROM_2_PJM_E | PJM_ROM | PJM_E | 2040 | B15 | 1203 | 0 | 8000 | 3524.39 | 586.29 |  | 0 |  | 0 | 0 |  | 0 | 0
PJM_ROM_2_PJM_E | PJM_ROM | PJM_E | 2040 | B16 | 25 | 0 | 8000 | 5824.75 | 3512.25 |  | 0 |  | 0 | 0 |  | 0 | 0
PJM_ROM_2_PJM_E | PJM_ROM | PJM_E | 2040 | B17 | 100 | 0 | 8000 | 5554.68 | 2708.66 |  | 0 |  | 0 | 0 |  | 0 | 0
PJM_ROM_2_PJM_E | PJM_ROM | PJM_E | 2040 | B18 | 400 | 0 | 8000 | 5002.34 | 2122.22 |  | 0 |  | 0 | 0 |  | 0 | 0
PJM_ROM_2_PJM_E | PJM_ROM | PJM_E | 2040 | B19 | 700 | 0 | 8000 | 3606.24 | 3457.89 |  | 0 |  | 0 | 0 |  | 0 | 0
PJM_ROM_2_PJM_E | PJM_ROM | PJM_E | 2040 | B20 | 935 | 0 | 8000 | 4500.93 | 1503.92 |  | 0 |  | 0 | 0 |  | 0 | 0
PJM_ROM_2_PJM_E | PJM_ROM | PJM_E | 2045 | B1 | 10 | 0 | 8000 | 2558.61 | 5699.44 |  | 0 |  | 0 | 0 |  | 0 | 4.0358
PJM_ROM_2_PJM_E | PJM_ROM | PJM_E | 2045 | B2 | 25 | 0 | 8000 | 5096.1 | 4990.71 |  | 0 |  | 0 | 0 |  | 0 | 4.0358
PJM_ROM_2_PJM_E | PJM_ROM | PJM_E | 2045 | B3 | 75 | 0 | 8000 | 2811.23 | 1471.53 |  | 0 |  | 0 | 0 |  | 0 | 4.0358
PJM_ROM_2_PJM_E | PJM_ROM | PJM_E | 2045 | B4 | 100 | 0 | 8000 | 2274.74 | 0 |  | 0 |  | 0 | 0 |  | 0 | 4.0358
PJM_ROM_2_PJM_E | PJM_ROM | PJM_E | 2045 | B5 | 200 | 0 | 8000 | 4299.67 | 0 |  | 0 |  | 0 | 0 |  | 0 | 4.0358
PJM_ROM_2_PJM_E | PJM_ROM | PJM_E | 2045 | B6 | 300 | 0 | 8000 | 3257.48 | 0 |  | 0 |  | 0 | 0 |  | 0 | 4.0358
PJM_ROM_2_PJM_E | PJM_ROM | PJM_E | 2045 | B7 | 400 | 0 | 8000 | 5466.99 | 0 |  | 0 |  | 0 | 0 |  | 0 | 4.0358
PJM_ROM_2_PJM_E | PJM_ROM | PJM_E | 2045 | B8 | 500 | 0 | 8000 | 4990.57 | 0 |  | 0 |  | 0 | 0 |  | 0 | 4.0358
PJM_ROM_2_PJM_E | PJM_ROM | PJM_E | 2045 | B9 | 800 | 0 | 8000 | 2425.21 | 261.45 |  | 0 |  | 0 | 0 |  | 0 | 4.0358
PJM_ROM_2_PJM_E | PJM_ROM | PJM_E | 2045 | B10 | 1262 | 0 | 8000 | 6794.74 | 1995.77 |  | 0 |  | 0 | 0 |  | 0 | 4.0358
PJM_ROM_2_PJM_E | PJM_ROM | PJM_E | 2045 | B11 | 25 | 0 | 8000 | 5634.06 | 0 |  | 0 |  | 0 | 0 |  | 0 | 4.0358
PJM_ROM_2_PJM_E | PJM_ROM | PJM_E | 2045 | B12 | 200 | 0 | 8000 | 8000 | 0 |  | 0 |  | 9.2823 | 0 |  | 3.0941 | 4.0358
PJM_ROM_2_PJM_E | PJM_ROM | PJM_E | 2045 | B13 | 600 | 0 | 8000 | 7300.84 | 999.7 |  | 0 |  | 0 | 0 |  | 0 | 4.0358
PJM_ROM_2_PJM_E | PJM_ROM | PJM_E | 2045 | B14 | 900 | 0 | 8000 | 6319.49 | 131.02 |  | 0 |  | 0 | 0 |  | 0 | 4.0358
PJM_ROM_2_PJM_E | PJM_ROM | PJM_E | 2045 | B15 | 1203 | 0 | 8000 | 5383.77 | 1534.3 |  | 0 |  | 0 | 0 |  | 0 | 4.0358
PJM_ROM_2_PJM_E | PJM_ROM | PJM_E | 2045 | B16 | 25 | 0 | 8000 | 5896.97 | 4785.58 |  | 0 |  | 0 | 0 |  | 0 | 4.0358
PJM_ROM_2_PJM_E | PJM_ROM | PJM_E | 2045 | B17 | 100 | 0 | 8000 | 4635.71 | 3926.09 |  | 0 |  | 0 | 0 |  | 0 | 4.0358
PJM_ROM_2_PJM_E | PJM_ROM | PJM_E | 2045 | B18 | 400 | 0 | 8000 | 8000 | 5726.97 |  | 0 |  | 3.4304 | 0 |  | 2.287 | 4.0358
PJM_ROM_2_PJM_E | PJM_ROM | PJM_E | 2045 | B19 | 700 | 0 | 8000 | 7147.62 | 4690.86 |  | 0 |  | 0 | 0 |  | 0 | 4.0358
PJM_ROM_2_PJM_E | PJM_ROM | PJM_E | 2045 | B20 | 935 | 0 | 8000 | 5683.41 | 2737.94 |  | 0 |  | 0 | 0 |  | 0 | 4.0358
PJM_ROM_2_PJM_E | PJM_ROM | PJM_E | 2050 | B1 | 10 | 10 | 8000 | 618.58 | 8000 |  | 331.71 |  | 0 | 1.46 |  | 0 | 19.6834
PJM_ROM_2_PJM_E | PJM_ROM | PJM_E | 2050 | B2 | 25 | 0 | 8000 | 1621.34 | 7515.55 |  | 0 |  | 0 | 0 |  | 0 | 19.6834
PJM_ROM_2_PJM_E | PJM_ROM | PJM_E | 2050 | B3 | 75 | 0 | 8000 | 3102.92 | 3465.93 |  | 0 |  | 0 | 0 |  | 0 | 19.6834
PJM_ROM_2_PJM_E | PJM_ROM | PJM_E | 2050 | B4 | 100 | 0 | 8000 | 1478.9 | 1581.27 |  | 0 |  | 0 | 0 |  | 0 | 19.6834
PJM_ROM_2_PJM_E | PJM_ROM | PJM_E | 2050 | B5 | 200 | 0 | 8000 | 4407.32 | 0 |  | 0 |  | 0 | 0 |  | 0 | 19.6834
PJM_ROM_2_PJM_E | PJM_ROM | PJM_E | 2050 | B6 | 300 | 0 | 8000 | 6157.08 | 2549.95 |  | 0 |  | 0 | 0 |  | 0 | 19.6834
PJM_ROM_2_PJM_E | PJM_ROM | PJM_E | 2050 | B7 | 400 | 0 | 8000 | 4108.38 | 875.63 |  | 0 |  | 0 | 0 |  | 0 | 19.6834
PJM_ROM_2_PJM_E | PJM_ROM | PJM_E | 2050 | B8 | 500 | 0 | 8000 | 7562.9 | 846.16 |  | 0 |  | 0 | 0 |  | 0 | 19.6834
PJM_ROM_2_PJM_E | PJM_ROM | PJM_E | 2050 | B9 | 800 | 0 | 8000 | 7449.46 | 2455.08 |  | 0 |  | 0 | 0 |  | 0 | 19.6834
PJM_ROM_2_PJM_E | PJM_ROM | PJM_E | 2050 | B10 | 1262 | 0 | 8000 | 6175.03 | 3999.95 |  | 0 |  | 0 | 0 |  | 0 | 19.6834
PJM_ROM_2_PJM_E | PJM_ROM | PJM_E | 2050 | B11 | 25 | 0 | 8000 | 7089.14 | 304.18 |  | 0 |  | 0 | 0 |  | 0 | 19.6834
PJM_ROM_2_PJM_E | PJM_ROM | PJM_E | 2050 | B12 | 200 | 0 | 8000 | 6845.23 | 1369.4 |  | 0 |  | 0 | 0 |  | 0 | 19.6834
PJM_ROM_2_PJM_E | PJM_ROM | PJM_E | 2050 | B13 | 600 | 0 | 8000 | 6325.43 | 2178.52 |  | 0 |  | 0 | 0 |  | 0 | 19.6834
PJM_ROM_2_PJM_E | PJM_ROM | PJM_E | 2050 | B14 | 900 | 0 | 8000 | 5423.17 | 1324.64 |  | 0 |  | 0 | 0 |  | 0 | 19.6834
PJM_ROM_2_PJM_E | PJM_ROM | PJM_E | 2050 | B15 | 1203 | 0 | 8000 | 5386.53 | 2761.89 |  | 0 |  | 0 | 0 |  | 0 | 19.6834
PJM_ROM_2_PJM_E | PJM_ROM | PJM_E | 2050 | B16 | 25 | 0 | 8000 | 8000 | 5433.65 |  | 0 |  | 26.2446 | 0 |  | 26.2446 | 19.6834
PJM_ROM_2_PJM_E | PJM_ROM | PJM_E | 2050 | B17 | 100 | 0 | 8000 | 6985.82 | 6177.52 |  | 0 |  | 0 | 0 |  | 0 | 19.6834
PJM_ROM_2_PJM_E | PJM_ROM | PJM_E | 2050 | B18 | 400 | 0 | 8000 | 6310.56 | 5574.8 |  | 0 |  | 0 | 0 |  | 0 | 19.6834
PJM_ROM_2_PJM_E | PJM_ROM | PJM_E | 2050 | B19 | 700 | 0 | 8000 | 5324.3 | 6970.5 |  | 0 |  | 0 | 0 |  | 0 | 19.6834
PJM_ROM_2_PJM_E | PJM_ROM | PJM_E | 2050 | B20 | 935 | 0 | 8000 | 5376.36 | 5559.56 |  | 0 |  | 0 | 0 |  | 0 | 19.6834
PJM_ROM_2_PJM_ROR | PJM_ROM | PJM_ROR | 2015 | B1 | 10 | 0 | 8000 | 0 | 0 |  | 0 |  | 0 | 0 |  | 0 | 0
PJM_ROM_2_PJM_ROR | PJM_ROM | PJM_ROR | 2015 | B2 | 25 | 0 | 8000 | 0 | 0 |  | 0 |  | 0 | 0 |  | 0 | 0
PJM_ROM_2_PJM_ROR | PJM_ROM | PJM_ROR | 2015 | B3 | 75 | 0 | 8000 | 0 | 0 |  | 0 |  | 0 | 0 |  | 0 | 0
PJM_ROM_2_PJM_ROR | PJM_ROM | PJM_ROR | 2015 | B4 | 100 | 0 | 8000 | 0 | 0 |  | 0 |  | 0 | 0 |  | 0 | 0
PJM_ROM_2_PJM_ROR | PJM_ROM | PJM_ROR | 2015 | B5 | 200 | 0 | 8000 | 0 | 0 |  | 0 |  | 0 | 0 |  | 0 | 0
PJM_ROM_2_PJM_ROR | PJM_ROM | PJM_ROR | 2015 | B6 | 300 | 0 | 8000 | 0 | 0 |  | 0 |  | 0 | 0 |  | 0 | 0
PJM_ROM_2_PJM_ROR | PJM_ROM | PJM_ROR | 2015 | B7 | 400 | 0 | 8000 | 0 | 0 |  | 0 |  | 0 | 0 |  | 0 | 0
PJM_ROM_2_PJM_ROR | PJM_ROM | PJM_ROR | 2015 | B8 | 500 | 0 | 8000 | 0 | 0 |  | 0 |  | 0 | 0 |  | 0 | 0
PJM_ROM_2_PJM_ROR | PJM_ROM | PJM_ROR | 2015 | B9 | 800 | 0 | 8000 | 0 | 0 |  | 0 |  | 0 | 0 |  | 0 | 0
PJM_ROM_2_PJM_ROR | PJM_ROM | PJM_ROR | 2015 | B10 | 1262 | 0 | 8000 | 0 | 0 |  | 0 |  | 0 | 0 |  | 0 | 0
PJM_ROM_2_PJM_ROR | PJM_ROM | PJM_ROR | 2015 | B11 | 25 | 0 | 8000 | 0 | 2160.93 |  | 0 |  | 0 | 0 |  | 0 | 0
PJM_ROM_2_PJM_ROR | PJM_ROM | PJM_ROR | 2015 | B12 | 200 | 0 | 8000 | 0 | 0 |  | 0 |  | 0 | 0 |  | 0 | 0
PJM_ROM_2_PJM_ROR | PJM_ROM | PJM_ROR | 2015 | B13 | 600 | 0 | 8000 | 0 | 0 |  | 0 |  | 0 | 0 |  | 0 | 0
PJM_ROM_2_PJM_ROR | PJM_ROM | PJM_ROR | 2015 | B14 | 900 | 0 | 8000 | 0 | 0 |  | 0 |  | 0 | 0 |  | 0 | 0
PJM_ROM_2_PJM_ROR | PJM_ROM | PJM_ROR | 2015 | B15 | 1203 | 0 | 8000 | 0 | 0 |  | 0 |  | 0 | 0 |  | 0 | 0
PJM_ROM_2_PJM_ROR | PJM_ROM | PJM_ROR | 2015 | B16 | 25 | 0 | 8000 | 0 | 0 |  | 0 |  | 0 | 0 |  | 0 | 0
PJM_ROM_2_PJM_ROR | PJM_ROM | PJM_ROR | 2015 | B17 | 100 | 0 | 8000 | 0 | 0 |  | 0 |  | 0 | 0 |  | 0 | 0
PJM_ROM_2_PJM_ROR | PJM_ROM | PJM_ROR | 2015 | B18 | 400 | 0 | 8000 | 0 | 0 |  | 0 |  | 0 | 0 |  | 0 | 0
PJM_ROM_2_PJM_ROR | PJM_ROM | PJM_ROR | 2015 | B19 | 700 | 0 | 8000 | 0 | 0 |  | 0 |  | 0 | 0 |  | 0 | 0
PJM_ROM_2_PJM_ROR | PJM_ROM | PJM_ROR | 2015 | B20 | 935 | 0 | 8000 | 0 | 0 |  | 0 |  | 0 | 0 |  | 0 | 0
PJM_ROM_2_PJM_ROR | PJM_ROM | PJM_ROR | 2020 | B1 | 10 | 0 | 8000 | 0 | 0 |  | 0 |  | 0 | 0 |  | 0 | 0
PJM_ROM_2_PJM_ROR | PJM_ROM | PJM_ROR | 2020 | B2 | 25 | 0 | 8000 | 0 | 0 |  | 0 |  | 0 | 0 |  | 0 | 0
PJM_ROM_2_PJM_ROR | PJM_ROM | PJM_ROR | 2020 | B3 | 75 | 0 | 8000 | 0 | 0 |  | 0 |  | 0 | 0 |  | 0 | 0
PJM_ROM_2_PJM_ROR | PJM_ROM | PJM_ROR | 2020 | B4 | 100 | 0 | 8000 | 0 | 563.08 |  | 0 |  | 0 | 0 |  | 0 | 0
PJM_ROM_2_PJM_ROR | PJM_ROM | PJM_ROR | 2020 | B5 | 200 | 0 | 8000 | 0 | 4263.91 |  | 0 |  | 0 | 0 |  | 0 | 0
PJM_ROM_2_PJM_ROR | PJM_ROM | PJM_ROR | 2020 | B6 | 300 | 0 | 8000 | 0 | 785.77 |  | 0 |  | 0 | 0 |  | 0 | 0
PJM_ROM_2_PJM_ROR | PJM_ROM | PJM_ROR | 2020 | B7 | 400 | 0 | 8000 | 0 | 0 |  | 0 |  | 0 | 0 |  | 0 | 0
PJM_ROM_2_PJM_ROR | PJM_ROM | PJM_ROR | 2020 | B8 | 500 | 0 | 8000 | 0 | 0 |  | 0 |  | 0 | 0 |  | 0 | 0
PJM_ROM_2_PJM_ROR | PJM_ROM | PJM_ROR | 2020 | B9 | 800 | 0 | 8000 | 0 | 0 |  | 0 |  | 0 | 0 |  | 0 | 0
PJM_ROM_2_PJM_ROR | PJM_ROM | PJM_ROR | 2020 | B10 | 1262 | 0 | 8000 | 0 | 0 |  | 0 |  | 0 | 0 |  | 0 | 0
PJM_ROM_2_PJM_ROR | PJM_ROM | PJM_ROR | 2020 | B11 | 25 | 0 | 8000 | 1218.95 | 4375.32 |  | 0 |  | 0 | 0 |  | 0 | 0
PJM_ROM_2_PJM_ROR | PJM_ROM | PJM_ROR | 2020 | B12 | 200 | 0 | 8000 | 257.98 | 0 |  | 0 |  | 0 | 0 |  | 0 | 0
PJM_ROM_2_PJM_ROR | PJM_ROM | PJM_ROR | 2020 | B13 | 600 | 0 | 8000 | 0 | 0 |  | 0 |  | 0 | 0 |  | 0 | 0
PJM_ROM_2_PJM_ROR | PJM_ROM | PJM_ROR | 2020 | B14 | 900 | 0 | 8000 | 0 | 0 |  | 0 |  | 0 | 0 |  | 0 | 0
PJM_ROM_2_PJM_ROR | PJM_ROM | PJM_ROR | 2020 | B15 | 1203 | 0 | 8000 | 0 | 0 |  | 0 |  | 0 | 0 |  | 0 | 0
PJM_ROM_2_PJM_ROR | PJM_ROM | PJM_ROR | 2020 | B16 | 25 | 0 | 8000 | 0 | 0 |  | 0 |  | 0 | 0 |  | 0 | 0
PJM_ROM_2_PJM_ROR | PJM_ROM | PJM_ROR | 2020 | B17 | 100 | 0 | 8000 | 0 | 0 |  | 0 |  | 0 | 0 |  | 0 | 0
PJM_ROM_2_PJM_ROR | PJM_ROM | PJM_ROR | 2020 | B18 | 400 | 0 | 8000 | 0 | 0 |  | 0 |  | 0 | 0 |  | 0 | 0
PJM_ROM_2_PJM_ROR | PJM_ROM | PJM_ROR | 2020 | B19 | 700 | 0 | 8000 | 0 | 0 |  | 0 |  | 0 | 0 |  | 0 | 0
PJM_ROM_2_PJM_ROR | PJM_ROM | PJM_ROR | 2020 | B20 | 935 | 0 | 8000 | 0 | 0 |  | 0 |  | 0 | 0 |  | 0 | 0
PJM_ROM_2_PJM_ROR | PJM_ROM | PJM_ROR | 2025 | B1 | 10 | 0 | 8000 | 0 | 0 |  | 0 |  | 0 | 0 |  | 0 | 0
PJM_ROM_2_PJM_ROR | PJM_ROM | PJM_ROR | 2025 | B2 | 25 | 0 | 8000 | 0 | 0 |  | 0 |  | 0 | 0 |  | 0 | 0
PJM_ROM_2_PJM_ROR | PJM_ROM | PJM_ROR | 2025 | B3 | 75 | 0 | 8000 | 0 | 0 |  | 0 |  | 0 | 0 |  | 0 | 0
PJM_ROM_2_PJM_ROR | PJM_ROM | PJM_ROR | 2025 | B4 | 100 | 0 | 8000 | 0 | 4051.49 |  | 0 |  | 0 | 0 |  | 0 | 0
PJM_ROM_2_PJM_ROR | PJM_ROM | PJM_ROR | 2025 | B5 | 200 | 0 | 8000 | 497.85 | 6306.39 |  | 0 |  | 0 | 0 |  | 0 | 0
PJM_ROM_2_PJM_ROR | PJM_ROM | PJM_ROR | 2025 | B6 | 300 | 0 | 8000 | 3097.86 | 3579.44 |  | 0 |  | 0 | 0 |  | 0 | 0
PJM_ROM_2_PJM_ROR | PJM_ROM | PJM_ROR | 2025 | B7 | 400 | 0 | 8000 | 730.91 | 1323.83 |  | 0 |  | 0 | 0 |  | 0 | 0
PJM_ROM_2_PJM_ROR | PJM_ROM | PJM_ROR | 2025 | B8 | 500 | 0 | 8000 | 1098.57 | 0 |  | 0 |  | 0 | 0 |  | 0 | 0
PJM_ROM_2_PJM_ROR | PJM_ROM | PJM_ROR | 2025 | B9 | 800 | 0 | 8000 | 0 | 0 |  | 0 |  | 0 | 0 |  | 0 | 0
PJM_ROM_2_PJM_ROR | PJM_ROM | PJM_ROR | 2025 | B10 | 1262 | 0 | 8000 | 0 | 0 |  | 0 |  | 0 | 0 |  | 0 | 0
PJM_ROM_2_PJM_ROR | PJM_ROM | PJM_ROR | 2025 | B11 | 25 | 0 | 8000 | 1836.4 | 6039.05 |  | 0 |  | 0 | 0 |  | 0 | 0
PJM_ROM_2_PJM_ROR | PJM_ROM | PJM_ROR | 2025 | B12 | 200 | 0 | 8000 | 1324.44 | 1212.48 |  | 0 |  | 0 | 0 |  | 0 | 0
PJM_ROM_2_PJM_ROR | PJM_ROM | PJM_ROR | 2025 | B13 | 600 | 0 | 8000 | 1461 | 0 |  | 0 |  | 0 | 0 |  | 0 | 0
PJM_ROM_2_PJM_ROR | PJM_ROM | PJM_ROR | 2025 | B14 | 900 | 0 | 8000 | 30.87 | 0 |  | 0 |  | 0 | 0 |  | 0 | 0
PJM_ROM_2_PJM_ROR | PJM_ROM | PJM_ROR | 2025 | B15 | 1203 | 0 | 8000 | 0 | 0 |  | 0 |  | 0 | 0 |  | 0 | 0
PJM_ROM_2_PJM_ROR | PJM_ROM | PJM_ROR | 2025 | B16 | 25 | 0 | 8000 | 0 | 0 |  | 0 |  | 0 | 0 |  | 0 | 0
PJM_ROM_2_PJM_ROR | PJM_ROM | PJM_ROR | 2025 | B17 | 100 | 0 | 8000 | 0 | 0 |  | 0 |  | 0 | 0 |  | 0 | 0
PJM_ROM_2_PJM_ROR | PJM_ROM | PJM_ROR | 2025 | B18 | 400 | 0 | 8000 | 0 | 0 |  | 0 |  | 0 | 0 |  | 0 | 0
PJM_ROM_2_PJM_ROR | PJM_ROM | PJM_ROR | 2025 | B19 | 700 | 0 | 8000 | 0 | 0 |  | 0 |  | 0 | 0 |  | 0 | 0
PJM_ROM_2_PJM_ROR | PJM_ROM | PJM_ROR | 2025 | B20 | 935 | 0 | 8000 | 0 | 0 |  | 0 |  | 0 | 0 |  | 0 | 0
PJM_ROM_2_PJM_ROR | PJM_ROM | PJM_ROR | 2030 | B1 | 10 | 0 | 8000 | 0 | 0 |  | 0 |  | 0 | 0 |  | 0 | 0
PJM_ROM_2_PJM_ROR | PJM_ROM | PJM_ROR | 2030 | B2 | 25 | 0 | 8000 | 0 | 0 |  | 0 |  | 0 | 0 |  | 0 | 0
PJM_ROM_2_PJM_ROR | PJM_ROM | PJM_ROR | 2030 | B3 | 75 | 0 | 8000 | 0 | 0 |  | 0 |  | 0 | 0 |  | 0 | 0
PJM_ROM_2_PJM_ROR | PJM_ROM | PJM_ROR | 2030 | B4 | 100 | 0 | 8000 | 1154.73 | 3158.18 |  | 0 |  | 0 | 0 |  | 0 | 0
PJM_ROM_2_PJM_ROR | PJM_ROM | PJM_ROR | 2030 | B5 | 200 | 0 | 8000 | 1325.41 | 4693.82 |  | 0 |  | 0 | 0 |  | 0 | 0
PJM_ROM_2_PJM_ROR | PJM_ROM | PJM_ROR | 2030 | B6 | 300 | 0 | 8000 | 0 | 0 |  | 0 |  | 0 | 0 |  | 0 | 0
PJM_ROM_2_PJM_ROR | PJM_ROM | PJM_ROR | 2030 | B7 | 400 | 0 | 8000 | 0 | 0 |  | 0 |  | 0 | 0 |  | 0 | 0
PJM_ROM_2_PJM_ROR | PJM_ROM | PJM_ROR | 2030 | B8 | 500 | 0 | 8000 | 0 | 0 |  | 0 |  | 0 | 0 |  | 0 | 0
PJM_ROM_2_PJM_ROR | PJM_ROM | PJM_ROR | 2030 | B9 | 800 | 0 | 8000 | 0 | 0 |  | 0 |  | 0 | 0 |  | 0 | 0
PJM_ROM_2_PJM_ROR | PJM_ROM | PJM_ROR | 2030 | B10 | 1262 | 0 | 8000 | 0 | 0 |  | 0 |  | 0 | 0 |  | 0 | 0
PJM_ROM_2_PJM_ROR | PJM_ROM | PJM_ROR | 2030 | B11 | 25 | 0 | 8000 | 0 | 0 |  | 0 |  | 0 | 0 |  | 0 | 0
PJM_ROM_2_PJM_ROR | PJM_ROM | PJM_ROR | 2030 | B12 | 200 | 0 | 8000 | 0 | 0 |  | 0 |  | 0 | 0 |  | 0 | 0
PJM_ROM_2_PJM_ROR | PJM_ROM | PJM_ROR | 2030 | B13 | 600 | 0 | 8000 | 0 | 0 |  | 0 |  | 0 | 0 |  | 0 | 0
PJM_ROM_2_PJM_ROR | PJM_ROM | PJM_ROR | 2030 | B14 | 900 | 0 | 8000 | 0 | 0 |  | 0 |  | 0 | 0 |  | 0 | 0
PJM_ROM_2_PJM_ROR | PJM_ROM | PJM_ROR | 2030 | B15 | 1203 | 0 | 8000 | 0 | 0 |  | 0 |  | 0 | 0 |  | 0 | 0
PJM_ROM_2_PJM_ROR | PJM_ROM | PJM_ROR | 2030 | B16 | 25 | 0 | 8000 | 0 | 0 |  | 0 |  | 0 | 0 |  | 0 | 0
PJM_ROM_2_PJM_ROR | PJM_ROM | PJM_ROR | 2030 | B17 | 100 | 0 | 8000 | 0 | 0 |  | 0 |  | 0 | 0 |  | 0 | 0
PJM_ROM_2_PJM_ROR | PJM_ROM | PJM_ROR | 2030 | B18 | 400 | 0 | 8000 | 0 | 0 |  | 0 |  | 0 | 0 |  | 0 | 0
PJM_ROM_2_PJM_ROR | PJM_ROM | PJM_ROR | 2030 | B19 | 700 | 0 | 8000 | 0 | 0 |  | 0 |  | 0 | 0 |  | 0 | 0
PJM_ROM_2_PJM_ROR | PJM_ROM | PJM_ROR | 2030 | B20 | 935 | 0 | 8000 | 0 | 0 |  | 0 |  | 0 | 0 |  | 0 | 0
PJM_ROM_2_PJM_ROR | PJM_ROM | PJM_ROR | 2035 | B1 | 10 | 0 | 8000 | 0 | 0 |  | 0 |  | 0 | 0 |  | 0 | 0
PJM_ROM_2_PJM_ROR | PJM_ROM | PJM_ROR | 2035 | B2 | 25 | 0 | 8000 | 0 | 0 |  | 0 |  | 0 | 0 |  | 0 | 0
PJM_ROM_2_PJM_ROR | PJM_ROM | PJM_ROR | 2035 | B3 | 75 | 0 | 8000 | 0 | 0 |  | 0 |  | 0 | 0 |  | 0 | 0
PJM_ROM_2_PJM_ROR | PJM_ROM | PJM_ROR | 2035 | B4 | 100 | 0 | 8000 | 0 | 2275.59 |  | 0 |  | 0 | 0 |  | 0 | 0
PJM_ROM_2_PJM_ROR | PJM_ROM | PJM_ROR | 2035 | B5 | 200 | 0 | 8000 | 0 | 3863.55 |  | 0 |  | 0 | 0 |  | 0 | 0
PJM_ROM_2_PJM_ROR | PJM_ROM | PJM_ROR | 2035 | B6 | 300 | 0 | 8000 | 0 | 1254.09 |  | 0 |  | 0 | 0 |  | 0 | 0
PJM_ROM_2_PJM_ROR | PJM_ROM | PJM_ROR | 2035 | B7 | 400 | 0 | 8000 | 0 | 1516.35 |  | 0 |  | 0 | 0 |  | 0 | 0
PJM_ROM_2_PJM_ROR | PJM_ROM | PJM_ROR | 2035 | B8 | 500 | 0 | 8000 | 0 | 0 |  | 0 |  | 0 | 0 |  | 0 | 0
PJM_ROM_2_PJM_ROR | PJM_ROM | PJM_ROR | 2035 | B9 | 800 | 0 | 8000 | 0 | 147.94 |  | 0 |  | 0 | 0 |  | 0 | 0
PJM_ROM_2_PJM_ROR | PJM_ROM | PJM_ROR | 2035 | B10 | 1262 | 0 | 8000 | 0 | 0 |  | 0 |  | 0 | 0 |  | 0 | 0
PJM_ROM_2_PJM_ROR | PJM_ROM | PJM_ROR | 2035 | B11 | 25 | 0 | 8000 | 0 | 2870.15 |  | 0 |  | 0 | 0 |  | 0 | 0
PJM_ROM_2_PJM_ROR | PJM_ROM | PJM_ROR | 2035 | B12 | 200 | 0 | 8000 | 0 | 1486.23 |  | 0 |  | 0 | 0 |  | 0 | 0
PJM_ROM_2_PJM_ROR | PJM_ROM | PJM_ROR | 2035 | B13 | 600 | 0 | 8000 | 0 | 0 |  | 0 |  | 0 | 0 |  | 0 | 0
PJM_ROM_2_PJM_ROR | PJM_ROM | PJM_ROR | 2035 | B14 | 900 | 0 | 8000 | 0 | 0 |  | 0 |  | 0 | 0 |  | 0 | 0
PJM_ROM_2_PJM_ROR | PJM_ROM | PJM_ROR | 2035 | B15 | 1203 | 0 | 8000 | 0 | 0 |  | 0 |  | 0 | 0 |  | 0 | 0
PJM_ROM_2_PJM_ROR | PJM_ROM | PJM_ROR | 2035 | B16 | 25 | 0 | 8000 | 0 | 0 |  | 0 |  | 0 | 0 |  | 0 | 0
PJM_ROM_2_PJM_ROR | PJM_ROM | PJM_ROR | 2035 | B17 | 100 | 0 | 8000 | 0 | 0 |  | 0 |  | 0 | 0 |  | 0 | 0
PJM_ROM_2_PJM_ROR | PJM_ROM | PJM_ROR | 2035 | B18 | 400 | 0 | 8000 | 0 | 0 |  | 0 |  | 0 | 0 |  | 0 | 0
PJM_ROM_2_PJM_ROR | PJM_ROM | PJM_ROR | 2035 | B19 | 700 | 0 | 8000 | 0 | 0 |  | 0 |  | 0 | 0 |  | 0 | 0
PJM_ROM_2_PJM_ROR | PJM_ROM | PJM_ROR | 2035 | B20 | 935 | 0 | 8000 | 0 | 0 |  | 0 |  | 0 | 0 |  | 0 | 0
PJM_ROM_2_PJM_ROR | PJM_ROM | PJM_ROR | 2040 | B1 | 10 | 0 | 8000 | 0 | 0 |  | 0 |  | 0 | 0 |  | 0 | 0
PJM_ROM_2_PJM_ROR | PJM_ROM | PJM_ROR | 2040 | B2 | 25 | 0 | 8000 | 0 | 0 |  | 0 |  | 0 | 0 |  | 0 | 0
PJM_ROM_2_PJM_ROR | PJM_ROM | PJM_ROR | 2040 | B3 | 75 | 0 | 8000 | 0 | 1802.42 |  | 0 |  | 0 | 0 |  | 0 | 0
PJM_ROM_2_PJM_ROR | PJM_ROM | PJM_ROR | 2040 | B4 | 100 | 0 | 8000 | 1237.61 | 7258.99 |  | 0 |  | 0 | 0 |  | 0 | 0
PJM_ROM_2_PJM_ROR | PJM_ROM | PJM_ROR | 2040 | B5 | 200 | 200 | 8000 | 0 | 8000 |  | 882.08 |  | 0 | 4.0595 |  | 0 | 0
PJM_ROM_2_PJM_ROR | PJM_ROM | PJM_ROR | 2040 | B6 | 300 | 0 | 8000 | 0 | 6156.43 |  | 0 |  | 0 | 0 |  | 0 | 0
PJM_ROM_2_PJM_ROR | PJM_ROM | PJM_ROR | 2040 | B7 | 400 | 0 | 8000 | 0 | 6709.62 |  | 0 |  | 0 | 0 |  | 0 | 0
PJM_ROM_2_PJM_ROR | PJM_ROM | PJM_ROR | 2040 | B8 | 500 | 0 | 8000 | 0 | 5618.96 |  | 0 |  | 0 | 0 |  | 0 | 0
PJM_ROM_2_PJM_ROR | PJM_ROM | PJM_ROR | 2040 | B9 | 800 | 0 | 8000 | 0 | 2773.76 |  | 0 |  | 0 | 0 |  | 0 | 0
PJM_ROM_2_PJM_ROR | PJM_ROM | PJM_ROR | 2040 | B10 | 1262 | 0 | 8000 | 0 | 1974.59 |  | 0 |  | 0 | 0 |  | 0 | 0
PJM_ROM_2_PJM_ROR | PJM_ROM | PJM_ROR | 2040 | B11 | 25 | 0 | 8000 | 0 | 6619.73 |  | 0 |  | 0 | 0 |  | 0 | 0
PJM_ROM_2_PJM_ROR | PJM_ROM | PJM_ROR | 2040 | B12 | 200 | 0 | 8000 | 0 | 3142.73 |  | 0 |  | 0 | 0 |  | 0 | 0
PJM_ROM_2_PJM_ROR | PJM_ROM | PJM_ROR | 2040 | B13 | 600 | 0 | 8000 | 0 | 4154.28 |  | 0 |  | 0 | 0 |  | 0 | 0
PJM_ROM_2_PJM_ROR | PJM_ROM | PJM_ROR | 2040 | B14 | 900 | 0 | 8000 | 0 | 245.45 |  | 0 |  | 0 | 0 |  | 0 | 0
PJM_ROM_2_PJM_ROR | PJM_ROM | PJM_ROR | 2040 | B15 | 1203 | 0 | 8000 | 0 | 2920.62 |  | 0 |  | 0 | 0 |  | 0 | 0
PJM_ROM_2_PJM_ROR | PJM_ROM | PJM_ROR | 2040 | B16 | 25 | 0 | 8000 | 0 | 0 |  | 0 |  | 0 | 0 |  | 0 | 0
PJM_ROM_2_PJM_ROR | PJM_ROM | PJM_ROR | 2040 | B17 | 100 | 0 | 8000 | 0 | 0 |  | 0 |  | 0 | 0 |  | 0 | 0
PJM_ROM_2_PJM_ROR | PJM_ROM | PJM_ROR | 2040 | B18 | 400 | 0 | 8000 | 0 | 0 |  | 0 |  | 0 | 0 |  | 0 | 0
PJM_ROM_2_PJM_ROR | PJM_ROM | PJM_ROR | 2040 | B19 | 700 | 0 | 8000 | 0 | 0 |  | 0 |  | 0 | 0 |  | 0 | 0
PJM_ROM_2_PJM_ROR | PJM_ROM | PJM_ROR | 2040 | B20 | 935 | 0 | 8000 | 0 | 0 |  | 0 |  | 0 | 0 |  | 0 | 0
PJM_ROM_2_PJM_ROR | PJM_ROM | PJM_ROR | 2045 | B1 | 10 | 0 | 8000 | 0 | 0 |  | 0 |  | 0 | 0 |  | 0 | 0
PJM_ROM_2_PJM_ROR | PJM_ROM | PJM_ROR | 2045 | B2 | 25 | 0 | 8000 | 0 | 0 |  | 0 |  | 0 | 0 |  | 0 | 0
PJM_ROM_2_PJM_ROR | PJM_ROM | PJM_ROR | 2045 | B3 | 75 | 0 | 8000 | 0 | 3801.29 |  | 0 |  | 0 | 0 |  | 0 | 0
PJM_ROM_2_PJM_ROR | PJM_ROM | PJM_ROR | 2045 | B4 | 100 | 100 | 8000 | 224.73 | 8000 |  | 161.51 |  | 0 | 3.561 |  | 0 | 0
PJM_ROM_2_PJM_ROR | PJM_ROM | PJM_ROR | 2045 | B5 | 200 | 200 | 8000 | 0 | 8000 |  | 1126.06 |  | 0 | 3.561 |  | 0 | 0
PJM_ROM_2_PJM_ROR | PJM_ROM | PJM_ROR | 2045 | B6 | 300 | 0 | 8000 | 0 | 5278.66 |  | 0 |  | 0 | 0 |  | 0 | 0
PJM_ROM_2_PJM_ROR | PJM_ROM | PJM_ROR | 2045 | B7 | 400 | 0 | 8000 | 0 | 6928.65 |  | 0 |  | 0 | 0 |  | 0 | 0
PJM_ROM_2_PJM_ROR | PJM_ROM | PJM_ROR | 2045 | B8 | 500 | 0 | 8000 | 0 | 8000 |  | 0 |  | 0 | 0.17805 |  | 0 | 0
PJM_ROM_2_PJM_ROR | PJM_ROM | PJM_ROR | 2045 | B9 | 800 | 0 | 8000 | 0 | 5101.25 |  | 0 |  | 0 | 0 |  | 0 | 0
PJM_ROM_2_PJM_ROR | PJM_ROM | PJM_ROR | 2045 | B10 | 1262 | 0 | 8000 | 0 | 2241.52 |  | 0 |  | 0 | 0 |  | 0 | 0
PJM_ROM_2_PJM_ROR | PJM_ROM | PJM_ROR | 2045 | B11 | 25 | 0 | 8000 | 0 | 8000 |  | 0 |  | 0 | 1.8517 |  | 0 | 0
PJM_ROM_2_PJM_ROR | PJM_ROM | PJM_ROR | 2045 | B12 | 200 | 0 | 8000 | 0 | 7698.94 |  | 0 |  | 0 | 0 |  | 0 | 0
PJM_ROM_2_PJM_ROR | PJM_ROM | PJM_ROR | 2045 | B13 | 600 | 0 | 8000 | 0 | 4710.54 |  | 0 |  | 0 | 0 |  | 0 | 0
PJM_ROM_2_PJM_ROR | PJM_ROM | PJM_ROR | 2045 | B14 | 900 | 0 | 8000 | 0 | 2790.28 |  | 0 |  | 0 | 0 |  | 0 | 0
PJM_ROM_2_PJM_ROR | PJM_ROM | PJM_ROR | 2045 | B15 | 1203 | 0 | 8000 | 0 | 3504.43 |  | 0 |  | 0 | 0 |  | 0 | 0
PJM_ROM_2_PJM_ROR | PJM_ROM | PJM_ROR | 2045 | B16 | 25 | 0 | 8000 | 0 | 0 |  | 0 |  | 0 | 0 |  | 0 | 0
PJM_ROM_2_PJM_ROR | PJM_ROM | PJM_ROR | 2045 | B17 | 100 | 0 | 8000 | 0 | 0 |  | 0 |  | 0 | 0 |  | 0 | 0
PJM_ROM_2_PJM_ROR | PJM_ROM | PJM_ROR | 2045 | B18 | 400 | 0 | 8000 | 0 | 0 |  | 0 |  | 0 | 0 |  | 0 | 0
PJM_ROM_2_PJM_ROR | PJM_ROM | PJM_ROR | 2045 | B19 | 700 | 0 | 8000 | 0 | 0 |  | 0 |  | 0 | 0 |  | 0 | 0
PJM_ROM_2_PJM_ROR | PJM_ROM | PJM_ROR | 2045 | B20 | 935 | 0 | 8000 | 0 | 0 |  | 0 |  | 0 | 0 |  | 0 | 0
PJM_ROM_2_PJM_ROR | PJM_ROM | PJM_ROR | 2050 | B1 | 10 | 0 | 8000 | 0 | 893.78 |  | 0 |  | 0 | 0 |  | 0 | 0
PJM_ROM_2_PJM_ROR | PJM_ROM | PJM_ROR | 2050 | B2 | 25 | 0 | 8000 | 0 | 2140.07 |  | 0 |  | 0 | 0 |  | 0 | 0
PJM_ROM_2_PJM_ROR | PJM_ROM | PJM_ROR | 2050 | B3 | 75 | 0 | 8000 | 0 | 7554.06 |  | 0 |  | 0 | 0 |  | 0 | 0
PJM_ROM_2_PJM_ROR | PJM_ROM | PJM_ROR | 2050 | B4 | 100 | 100 | 8000 | 1446.85 | 8000 |  | 2418.71 |  | 0 | 4.9735 |  | 0 | 0
PJM_ROM_2_PJM_ROR | PJM_ROM | PJM_ROR | 2050 | B5 | 200 | 200 | 8000 | 0 | 8000 |  | 3791.61 |  | 0 | 4.9735 |  | 0 | 0
PJM_ROM_2_PJM_ROR | PJM_ROM | PJM_ROR | 2050 | B6 | 300 | 0 | 8000 | 0 | 8000 |  | 0 |  | 0 | 3.7153 |  | 0 | 0
PJM_ROM_2_PJM_ROR | PJM_ROM | PJM_ROR | 2050 | B7 | 400 | 400 | 8000 | 0 | 8000 |  | 2020.82 |  | 0 | 4.9735 |  | 0 | 0
PJM_ROM_2_PJM_ROR | PJM_ROM | PJM_ROR | 2050 | B8 | 500 | 500 | 8000 | 0 | 8000 |  | 398.81 |  | 0 | 4.9735 |  | 0 | 0
PJM_ROM_2_PJM_ROR | PJM_ROM | PJM_ROR | 2050 | B9 | 800 | 0 | 8000 | 0 | 8000 |  | 0 |  | 0 | 2.3146 |  | 0 | 0
PJM_ROM_2_PJM_ROR | PJM_ROM | PJM_ROR | 2050 | B10 | 1262 | 0 | 8000 | 0 | 5907 |  | 0 |  | 0 | 0 |  | 0 | 0
PJM_ROM_2_PJM_ROR | PJM_ROM | PJM_ROR | 2050 | B11 | 25 | 25 | 8000 | 0 | 8000 |  | 2026.33 |  | 0 | 4.9735 |  | 0 | 0
PJM_ROM_2_PJM_ROR | PJM_ROM | PJM_ROR | 2050 | B12 | 200 | 0 | 8000 | 0 | 8000 |  | 0 |  | 0 | 2.1722 |  | 0 | 0
PJM_ROM_2_PJM_ROR | PJM_ROM | PJM_ROR | 2050 | B13 | 600 | 0 | 8000 | 0 | 8000 |  | 0 |  | 0 | 1.6974 |  | 0 | 0
PJM_ROM_2_PJM_ROR | PJM_ROM | PJM_ROR | 2050 | B14 | 900 | 0 | 8000 | 0 | 8000 |  | 0 |  | 0 | 0 |  | 0 | 0
PJM_ROM_2_PJM_ROR | PJM_ROM | PJM_ROR | 2050 | B15 | 1203 | 0 | 8000 | 0 | 7145.58 |  | 0 |  | 0 | 0 |  | 0 | 0
PJM_ROM_2_PJM_ROR | PJM_ROM | PJM_ROR | 2050 | B16 | 25 | 0 | 8000 | 0 | 0 |  | 0 |  | 0 | 0 |  | 0 | 0
PJM_ROM_2_PJM_ROR | PJM_ROM | PJM_ROR | 2050 | B17 | 100 | 0 | 8000 | 0 | 0 |  | 0 |  | 0 | 0 |  | 0 | 0
PJM_ROM_2_PJM_ROR | PJM_ROM | PJM_ROR | 2050 | B18 | 400 | 0 | 8000 | 0 | 0 |  | 0 |  | 0 | 0 |  | 0 | 0
PJM_ROM_2_PJM_ROR | PJM_ROM | PJM_ROR | 2050 | B19 | 700 | 0 | 8000 | 0 | 0 |  | 0 |  | 0 | 0 |  | 0 | 0
PJM_ROM_2_PJM_ROR | PJM_ROM | PJM_ROR | 2050 | B20 | 935 | 0 | 8000 | 0 | 0 |  | 0 |  | 0 | 0 |  | 0 | 0
PJM_ROR_2_MISO_IN | PJM_ROR | MISO_IN | 2015 | B1 | 10 | 0 | 909 | 0 | 0 |  | 0 |  | 0 | 0 |  | 0 | 0.75671
PJM_ROR_2_MISO_IN | PJM_ROR | MISO_IN | 2015 | B2 | 25 | 0 | 909 | 0 | 0 |  | 0 |  | 0 | 0 |  | 0 | 0.75671
PJM_ROR_2_MISO_IN | PJM_ROR | MISO_IN | 2015 | B3 | 75 | 0 | 909 | 0 | 0 |  | 0 |  | 0 | 0 |  | 0 | 0.75671
PJM_ROR_2_MISO_IN | PJM_ROR | MISO_IN | 2015 | B4 | 100 | 0 | 909 | 909 | 0 |  | 0 |  | 0.01187 | 0 |  | 0.009496 | 0.75671
PJM_ROR_2_MISO_IN | PJM_ROR | MISO_IN | 2015 | B5 | 200 | 0 | 909 | 257.55 | 0 |  | 0 |  | 0 | 0 |  | 0 | 0.75671
PJM_ROR_2_MISO_IN | PJM_ROR | MISO_IN | 2015 | B6 | 300 | 0 | 909 | 0 | 0 |  | 0 |  | 0 | 0 |  | 0 | 0.75671
PJM_ROR_2_MISO_IN | PJM_ROR | MISO_IN | 2015 | B7 | 400 | 0 | 909 | 0 | 0 |  | 0 |  | 0 | 0 |  | 0 | 0.75671
PJM_ROR_2_MISO_IN | PJM_ROR | MISO_IN | 2015 | B8 | 500 | 0 | 909 | 0 | 0 |  | 0 |  | 0 | 0 |  | 0 | 0.75671
PJM_ROR_2_MISO_IN | PJM_ROR | MISO_IN | 2015 | B9 | 800 | 0 | 909 | 0 | 0 |  | 0 |  | 0 | 0 |  | 0 | 0.75671
PJM_ROR_2_MISO_IN | PJM_ROR | MISO_IN | 2015 | B10 | 1262 | 0 | 909 | 0 | 0 |  | 0 |  | 0 | 0 |  | 0 | 0.75671
PJM_ROR_2_MISO_IN | PJM_ROR | MISO_IN | 2015 | B11 | 25 | 0 | 909 | 909 | 909 |  | 0 |  | 4.9973 | 0.02374 |  | 0.99945 | 0.75671
PJM_ROR_2_MISO_IN | PJM_ROR | MISO_IN | 2015 | B12 | 200 | 0 | 909 | 0 | 0 |  | 0 |  | 0 | 0 |  | 0 | 0.75671
PJM_ROR_2_MISO_IN | PJM_ROR | MISO_IN | 2015 | B13 | 600 | 0 | 909 | 0 | 0 |  | 0 |  | 0 | 0 |  | 0 | 0.75671
PJM_ROR_2_MISO_IN | PJM_ROR | MISO_IN | 2015 | B14 | 900 | 0 | 909 | 0 | 0 |  | 0 |  | 0 | 0 |  | 0 | 0.75671
PJM_ROR_2_MISO_IN | PJM_ROR | MISO_IN | 2015 | B15 | 1203 | 0 | 909 | 0 | 0 |  | 0 |  | 0 | 0 |  | 0 | 0.75671
PJM_ROR_2_MISO_IN | PJM_ROR | MISO_IN | 2015 | B16 | 25 | 0 | 909 | 0 | 0 |  | 0 |  | 0 | 0 |  | 0 | 0.75671
PJM_ROR_2_MISO_IN | PJM_ROR | MISO_IN | 2015 | B17 | 100 | 0 | 909 | 0 | 0 |  | 0 |  | 0 | 0 |  | 0 | 0.75671
PJM_ROR_2_MISO_IN | PJM_ROR | MISO_IN | 2015 | B18 | 400 | 0 | 909 | 0 | 0 |  | 0 |  | 0 | 0 |  | 0 | 0.75671
PJM_ROR_2_MISO_IN | PJM_ROR | MISO_IN | 2015 | B19 | 700 | 0 | 909 | 0 | 0 |  | 0 |  | 0 | 0 |  | 0 | 0.75671
PJM_ROR_2_MISO_IN | PJM_ROR | MISO_IN | 2015 | B20 | 935 | 0 | 909 | 0 | 0 |  | 0 |  | 0 | 0 |  | 0 | 0.75671
PJM_ROR_2_MISO_IN | PJM_ROR | MISO_IN | 2020 | B1 | 10 | 0 | 909 | 0 | 0 |  | 0 |  | 0 | 0 |  | 0 | 0
PJM_ROR_2_MISO_IN | PJM_ROR | MISO_IN | 2020 | B2 | 25 | 0 | 909 | 0 | 0 |  | 0 |  | 0 | 0 |  | 0 | 0
PJM_ROR_2_MISO_IN | PJM_ROR | MISO_IN | 2020 | B3 | 75 | 0 | 909 | 0 | 0 |  | 0 |  | 0 | 0 |  | 0 | 0
PJM_ROR_2_MISO_IN | PJM_ROR | MISO_IN | 2020 | B4 | 100 | 0 | 909 | 0 | 0 |  | 0 |  | 0 | 0 |  | 0 | 0
PJM_ROR_2_MISO_IN | PJM_ROR | MISO_IN | 2020 | B5 | 200 | 0 | 909 | 0 | 0 |  | 0 |  | 0 | 0 |  | 0 | 0
PJM_ROR_2_MISO_IN | PJM_ROR | MISO_IN | 2020 | B6 | 300 | 0 | 909 | 0 | 0 |  | 0 |  | 0 | 0 |  | 0 | 0
PJM_ROR_2_MISO_IN | PJM_ROR | MISO_IN | 2020 | B7 | 400 | 0 | 909 | 0 | 0 |  | 0 |  | 0 | 0 |  | 0 | 0
PJM_ROR_2_MISO_IN | PJM_ROR | MISO_IN | 2020 | B8 | 500 | 0 | 909 | 0 | 0 |  | 0 |  | 0 | 0 |  | 0 | 0
PJM_ROR_2_MISO_IN | PJM_ROR | MISO_IN | 2020 | B9 | 800 | 0 | 909 | 0 | 0 |  | 0 |  | 0 | 0 |  | 0 | 0
PJM_ROR_2_MISO_IN | PJM_ROR | MISO_IN | 2020 | B10 | 1262 | 0 | 909 | 0 | 0 |  | 0 |  | 0 | 0 |  | 0 | 0
PJM_ROR_2_MISO_IN | PJM_ROR | MISO_IN | 2020 | B11 | 25 | 0 | 909 | 0 | 0 |  | 0 |  | 0 | 0 |  | 0 | 0
PJM_ROR_2_MISO_IN | PJM_ROR | MISO_IN | 2020 | B12 | 200 | 0 | 909 | 0 | 0 |  | 0 |  | 0 | 0 |  | 0 | 0
PJM_ROR_2_MISO_IN | PJM_ROR | MISO_IN | 2020 | B13 | 600 | 0 | 909 | 0 | 0 |  | 0 |  | 0 | 0 |  | 0 | 0
PJM_ROR_2_MISO_IN | PJM_ROR | MISO_IN | 2020 | B14 | 900 | 0 | 909 | 0 | 0 |  | 0 |  | 0 | 0 |  | 0 | 0
PJM_ROR_2_MISO_IN | PJM_ROR | MISO_IN | 2020 | B15 | 1203 | 0 | 909 | 0 | 0 |  | 0 |  | 0 | 0 |  | 0 | 0
PJM_ROR_2_MISO_IN | PJM_ROR | MISO_IN | 2020 | B16 | 25 | 0 | 909 | 0 | 0 |  | 0 |  | 0 | 0 |  | 0 | 0
PJM_ROR_2_MISO_IN | PJM_ROR | MISO_IN | 2020 | B17 | 100 | 0 | 909 | 0 | 0 |  | 0 |  | 0 | 0 |  | 0 | 0
PJM_ROR_2_MISO_IN | PJM_ROR | MISO_IN | 2020 | B18 | 400 | 0 | 909 | 0 | 0 |  | 0 |  | 0 | 0 |  | 0 | 0
PJM_ROR_2_MISO_IN | PJM_ROR | MISO_IN | 2020 | B19 | 700 | 0 | 909 | 0 | 0 |  | 0 |  | 0 | 0 |  | 0 | 0
PJM_ROR_2_MISO_IN | PJM_ROR | MISO_IN | 2020 | B20 | 935 | 0 | 909 | 0 | 0 |  | 0 |  | 0 | 0 |  | 0 | 0
PJM_ROR_2_MISO_IN | PJM_ROR | MISO_IN | 2025 | B1 | 10 | 0 | 909 | 0 | 0 |  | 0 |  | 0 | 0 |  | 0 | 0
PJM_ROR_2_MISO_IN | PJM_ROR | MISO_IN | 2025 | B2 | 25 | 0 | 909 | 0 | 0 |  | 0 |  | 0 | 0 |  | 0 | 0
PJM_ROR_2_MISO_IN | PJM_ROR | MISO_IN | 2025 | B3 | 75 | 0 | 909 | 0 | 0 |  | 0 |  | 0 | 0 |  | 0 | 0
PJM_ROR_2_MISO_IN | PJM_ROR | MISO_IN | 2025 | B4 | 100 | 0 | 909 | 0 | 0 |  | 0 |  | 0 | 0 |  | 0 | 0
PJM_ROR_2_MISO_IN | PJM_ROR | MISO_IN | 2025 | B5 | 200 | 0 | 909 | 0 | 0 |  | 0 |  | 0 | 0 |  | 0 | 0
PJM_ROR_2_MISO_IN | PJM_ROR | MISO_IN | 2025 | B6 | 300 | 0 | 909 | 0 | 805.72 |  | 0 |  | 0 | 0 |  | 0 | 0
PJM_ROR_2_MISO_IN | PJM_ROR | MISO_IN | 2025 | B7 | 400 | 0 | 909 | 0 | 0 |  | 0 |  | 0 | 0 |  | 0 | 0
PJM_ROR_2_MISO_IN | PJM_ROR | MISO_IN | 2025 | B8 | 500 | 0 | 909 | 0 | 821.06 |  | 0 |  | 0 | 0 |  | 0 | 0
PJM_ROR_2_MISO_IN | PJM_ROR | MISO_IN | 2025 | B9 | 800 | 800 | 909 | 0 | 909 |  | 112.44 |  | 0 | 0.01187 |  | 0 | 0
PJM_ROR_2_MISO_IN | PJM_ROR | MISO_IN | 2025 | B10 | 1262 | 0 | 909 | 0 | 231.89 |  | 0 |  | 0 | 0 |  | 0 | 0
PJM_ROR_2_MISO_IN | PJM_ROR | MISO_IN | 2025 | B11 | 25 | 0 | 909 | 0 | 0 |  | 0 |  | 0 | 0 |  | 0 | 0
PJM_ROR_2_MISO_IN | PJM_ROR | MISO_IN | 2025 | B12 | 200 | 0 | 909 | 0 | 188.79 |  | 0 |  | 0 | 0 |  | 0 | 0
PJM_ROR_2_MISO_IN | PJM_ROR | MISO_IN | 2025 | B13 | 600 | 0 | 909 | 0 | 492.24 |  | 0 |  | 0 | 0 |  | 0 | 0
PJM_ROR_2_MISO_IN | PJM_ROR | MISO_IN | 2025 | B14 | 900 | 0 | 909 | 0 | 0 |  | 0 |  | 0 | 0 |  | 0 | 0
PJM_ROR_2_MISO_IN | PJM_ROR | MISO_IN | 2025 | B15 | 1203 | 0 | 909 | 0 | 0 |  | 0 |  | 0 | 0 |  | 0 | 0
PJM_ROR_2_MISO_IN | PJM_ROR | MISO_IN | 2025 | B16 | 25 | 25 | 909 | 0 | 909 |  | 249.1 |  | 0 | 0.01187 |  | 0 | 0
PJM_ROR_2_MISO_IN | PJM_ROR | MISO_IN | 2025 | B17 | 100 | 100 | 909 | 0 | 909 |  | 1091.34 |  | 0 | 0.01187 |  | 0 | 0
PJM_ROR_2_MISO_IN | PJM_ROR | MISO_IN | 2025 | B18 | 400 | 0 | 909 | 0 | 24.87 |  | 0 |  | 0 | 0 |  | 0 | 0
PJM_ROR_2_MISO_IN | PJM_ROR | MISO_IN | 2025 | B19 | 700 | 0 | 909 | 0 | 0 |  | 0 |  | 0 | 0 |  | 0 | 0
PJM_ROR_2_MISO_IN | PJM_ROR | MISO_IN | 2025 | B20 | 935 | 0 | 909 | 0 | 0 |  | 0 |  | 0 | 0 |  | 0 | 0
PJM_ROR_2_MISO_IN | PJM_ROR | MISO_IN | 2030 | B1 | 10 | 0 | 909 | 0 | 0 |  | 0 |  | 0 | 0 |  | 0 | 0
PJM_ROR_2_MISO_IN | PJM_ROR | MISO_IN | 2030 | B2 | 25 | 0 | 909 | 0 | 0 |  | 0 |  | 0 | 0 |  | 0 | 0
PJM_ROR_2_MISO_IN | PJM_ROR | MISO_IN | 2030 | B3 | 75 | 0 | 909 | 0 | 0 |  | 0 |  | 0 | 0 |  | 0 | 0
PJM_ROR_2_MISO_IN | PJM_ROR | MISO_IN | 2030 | B4 | 100 | 0 | 909 | 0 | 0 |  | 0 |  | 0 | 0 |  | 0 | 0
PJM_ROR_2_MISO_IN | PJM_ROR | MISO_IN | 2030 | B5 | 200 | 0 | 909 | 0 | 0 |  | 0 |  | 0 | 0 |  | 0 | 0
PJM_ROR_2_MISO_IN | PJM_ROR | MISO_IN | 2030 | B6 | 300 | 0 | 909 | 0 | 0 |  | 0 |  | 0 | 0 |  | 0 | 0
PJM_ROR_2_MISO_IN | PJM_ROR | MISO_IN | 2030 | B7 | 400 | 0 | 909 | 0 | 0 |  | 0 |  | 0 | 0 |  | 0 | 0
PJM_ROR_2_MISO_IN | PJM_ROR | MISO_IN | 2030 | B8 | 500 | 0 | 909 | 0 | 0 |  | 0 |  | 0 | 0 |  | 0 | 0
PJM_ROR_2_MISO_IN | PJM_ROR | MISO_IN | 2030 | B9 | 800 | 0 | 909 | 0 | 0 |  | 0 |  | 0 | 0 |  | 0 | 0
PJM_ROR_2_MISO_IN | PJM_ROR | MISO_IN | 2030 | B10 | 1262 | 0 | 909 | 0 | 0 |  | 0 |  | 0 | 0 |  | 0 | 0
PJM_ROR_2_MISO_IN | PJM_ROR | MISO_IN | 2030 | B11 | 25 | 0 | 909 | 0 | 0 |  | 0 |  | 0 | 0 |  | 0 | 0
PJM_ROR_2_MISO_IN | PJM_ROR | MISO_IN | 2030 | B12 | 200 | 0 | 909 | 0 | 0 |  | 0 |  | 0 | 0 |  | 0 | 0
PJM_ROR_2_MISO_IN | PJM_ROR | MISO_IN | 2030 | B13 | 600 | 0 | 909 | 0 | 0 |  | 0 |  | 0 | 0 |  | 0 | 0
PJM_ROR_2_MISO_IN | PJM_ROR | MISO_IN | 2030 | B14 | 900 | 0 | 909 | 0 | 0 |  | 0 |  | 0 | 0 |  | 0 | 0
PJM_ROR_2_MISO_IN | PJM_ROR | MISO_IN | 2030 | B15 | 1203 | 0 | 909 | 0 | 0 |  | 0 |  | 0 | 0 |  | 0 | 0
PJM_ROR_2_MISO_IN | PJM_ROR | MISO_IN | 2030 | B16 | 25 | 0 | 909 | 0 | 0 |  | 0 |  | 0 | 0 |  | 0 | 0
PJM_ROR_2_MISO_IN | PJM_ROR | MISO_IN | 2030 | B17 | 100 | 0 | 909 | 0 | 0 |  | 0 |  | 0 | 0 |  | 0 | 0
PJM_ROR_2_MISO_IN | PJM_ROR | MISO_IN | 2030 | B18 | 400 | 0 | 909 | 0 | 0 |  | 0 |  | 0 | 0 |  | 0 | 0
PJM_ROR_2_MISO_IN | PJM_ROR | MISO_IN | 2030 | B19 | 700 | 0 | 909 | 0 | 0 |  | 0 |  | 0 | 0 |  | 0 | 0
PJM_ROR_2_MISO_IN | PJM_ROR | MISO_IN | 2030 | B20 | 935 | 0 | 909 | 0 | 0 |  | 0 |  | 0 | 0 |  | 0 | 0
PJM_ROR_2_MISO_IN | PJM_ROR | MISO_IN | 2035 | B1 | 10 | 0 | 909 | 0 | 0 |  | 0 |  | 0 | 0 |  | 0 | 0
PJM_ROR_2_MISO_IN | PJM_ROR | MISO_IN | 2035 | B2 | 25 | 0 | 909 | 0 | 0 |  | 0 |  | 0 | 0 |  | 0 | 0
PJM_ROR_2_MISO_IN | PJM_ROR | MISO_IN | 2035 | B3 | 75 | 0 | 909 | 0 | 0 |  | 0 |  | 0 | 0 |  | 0 | 0
PJM_ROR_2_MISO_IN | PJM_ROR | MISO_IN | 2035 | B4 | 100 | 0 | 909 | 0 | 0 |  | 0 |  | 0 | 0 |  | 0 | 0
PJM_ROR_2_MISO_IN | PJM_ROR | MISO_IN | 2035 | B5 | 200 | 0 | 909 | 0 | 0 |  | 0 |  | 0 | 0 |  | 0 | 0
PJM_ROR_2_MISO_IN | PJM_ROR | MISO_IN | 2035 | B6 | 300 | 0 | 909 | 0 | 0 |  | 0 |  | 0 | 0 |  | 0 | 0
PJM_ROR_2_MISO_IN | PJM_ROR | MISO_IN | 2035 | B7 | 400 | 0 | 909 | 0 | 0 |  | 0 |  | 0 | 0 |  | 0 | 0
PJM_ROR_2_MISO_IN | PJM_ROR | MISO_IN | 2035 | B8 | 500 | 0 | 909 | 0 | 0 |  | 0 |  | 0 | 0 |  | 0 | 0
PJM_ROR_2_MISO_IN | PJM_ROR | MISO_IN | 2035 | B9 | 800 | 0 | 909 | 0 | 0 |  | 0 |  | 0 | 0 |  | 0 | 0
PJM_ROR_2_MISO_IN | PJM_ROR | MISO_IN | 2035 | B10 | 1262 | 0 | 909 | 0 | 0 |  | 0 |  | 0 | 0 |  | 0 | 0
PJM_ROR_2_MISO_IN | PJM_ROR | MISO_IN | 2035 | B11 | 25 | 0 | 909 | 0 | 0 |  | 0 |  | 0 | 0 |  | 0 | 0
PJM_ROR_2_MISO_IN | PJM_ROR | MISO_IN | 2035 | B12 | 200 | 0 | 909 | 0 | 0 |  | 0 |  | 0 | 0 |  | 0 | 0
PJM_ROR_2_MISO_IN | PJM_ROR | MISO_IN | 2035 | B13 | 600 | 0 | 909 | 0 | 0 |  | 0 |  | 0 | 0 |  | 0 | 0
PJM_ROR_2_MISO_IN | PJM_ROR | MISO_IN | 2035 | B14 | 900 | 0 | 909 | 0 | 0 |  | 0 |  | 0 | 0 |  | 0 | 0
PJM_ROR_2_MISO_IN | PJM_ROR | MISO_IN | 2035 | B15 | 1203 | 0 | 909 | 0 | 0 |  | 0 |  | 0 | 0 |  | 0 | 0
PJM_ROR_2_MISO_IN | PJM_ROR | MISO_IN | 2035 | B16 | 25 | 0 | 909 | 0 | 0 |  | 0 |  | 0 | 0 |  | 0 | 0
PJM_ROR_2_MISO_IN | PJM_ROR | MISO_IN | 2035 | B17 | 100 | 0 | 909 | 0 | 0 |  | 0 |  | 0 | 0 |  | 0 | 0
PJM_ROR_2_MISO_IN | PJM_ROR | MISO_IN | 2035 | B18 | 400 | 0 | 909 | 0 | 0 |  | 0 |  | 0 | 0 |  | 0 | 0
PJM_ROR_2_MISO_IN | PJM_ROR | MISO_IN | 2035 | B19 | 700 | 0 | 909 | 0 | 0 |  | 0 |  | 0 | 0 |  | 0 | 0
PJM_ROR_2_MISO_IN | PJM_ROR | MISO_IN | 2035 | B20 | 935 | 0 | 909 | 0 | 0 |  | 0 |  | 0 | 0 |  | 0 | 0
PJM_ROR_2_MISO_IN | PJM_ROR | MISO_IN | 2040 | B1 | 10 | 0 | 909 | 0 | 0 |  | 0 |  | 0 | 0 |  | 0 | 4.2732
PJM_ROR_2_MISO_IN | PJM_ROR | MISO_IN | 2040 | B2 | 25 | 0 | 909 | 0 | 0 |  | 0 |  | 0 | 0 |  | 0 | 4.2732
PJM_ROR_2_MISO_IN | PJM_ROR | MISO_IN | 2040 | B3 | 75 | 0 | 909 | 0 | 0 |  | 0 |  | 0 | 0 |  | 0 | 4.2732
PJM_ROR_2_MISO_IN | PJM_ROR | MISO_IN | 2040 | B4 | 100 | 0 | 909 | 0 | 0 |  | 0 |  | 0 | 0 |  | 0 | 4.2732
PJM_ROR_2_MISO_IN | PJM_ROR | MISO_IN | 2040 | B5 | 200 | 0 | 909 | 0 | 0 |  | 0 |  | 0 | 0 |  | 0 | 4.2732
PJM_ROR_2_MISO_IN | PJM_ROR | MISO_IN | 2040 | B6 | 300 | 0 | 909 | 0 | 0 |  | 0 |  | 0 | 0 |  | 0 | 4.2732
PJM_ROR_2_MISO_IN | PJM_ROR | MISO_IN | 2040 | B7 | 400 | 0 | 909 | 0 | 0 |  | 0 |  | 0 | 0 |  | 0 | 4.2732
PJM_ROR_2_MISO_IN | PJM_ROR | MISO_IN | 2040 | B8 | 500 | 0 | 909 | 0 | 0 |  | 0 |  | 0 | 0 |  | 0 | 4.2732
PJM_ROR_2_MISO_IN | PJM_ROR | MISO_IN | 2040 | B9 | 800 | 0 | 909 | 0 | 0 |  | 0 |  | 0 | 0 |  | 0 | 4.2732
PJM_ROR_2_MISO_IN | PJM_ROR | MISO_IN | 2040 | B10 | 1262 | 0 | 909 | 909 | 0 |  | 0 |  | 5.6976 | 0 |  | 5.6976 | 4.2732
PJM_ROR_2_MISO_IN | PJM_ROR | MISO_IN | 2040 | B11 | 25 | 0 | 909 | 0 | 0 |  | 0 |  | 0 | 0 |  | 0 | 4.2732
PJM_ROR_2_MISO_IN | PJM_ROR | MISO_IN | 2040 | B12 | 200 | 0 | 909 | 0 | 0 |  | 0 |  | 0 | 0 |  | 0 | 4.2732
PJM_ROR_2_MISO_IN | PJM_ROR | MISO_IN | 2040 | B13 | 600 | 0 | 909 | 0 | 0 |  | 0 |  | 0 | 0 |  | 0 | 4.2732
PJM_ROR_2_MISO_IN | PJM_ROR | MISO_IN | 2040 | B14 | 900 | 0 | 909 | 0 | 0 |  | 0 |  | 0 | 0 |  | 0 | 4.2732
PJM_ROR_2_MISO_IN | PJM_ROR | MISO_IN | 2040 | B15 | 1203 | 0 | 909 | 0 | 0 |  | 0 |  | 0 | 0 |  | 0 | 4.2732
PJM_ROR_2_MISO_IN | PJM_ROR | MISO_IN | 2040 | B16 | 25 | 0 | 909 | 0 | 0 |  | 0 |  | 0 | 0 |  | 0 | 4.2732
PJM_ROR_2_MISO_IN | PJM_ROR | MISO_IN | 2040 | B17 | 100 | 0 | 909 | 0 | 0 |  | 0 |  | 0 | 0 |  | 0 | 4.2732
PJM_ROR_2_MISO_IN | PJM_ROR | MISO_IN | 2040 | B18 | 400 | 0 | 909 | 0 | 0 |  | 0 |  | 0 | 0 |  | 0 | 4.2732
PJM_ROR_2_MISO_IN | PJM_ROR | MISO_IN | 2040 | B19 | 700 | 0 | 909 | 0 | 0 |  | 0 |  | 0 | 0 |  | 0 | 4.2732
PJM_ROR_2_MISO_IN | PJM_ROR | MISO_IN | 2040 | B20 | 935 | 0 | 909 | 0 | 0 |  | 0 |  | 0 | 0 |  | 0 | 4.2732
PJM_ROR_2_MISO_IN | PJM_ROR | MISO_IN | 2045 | B1 | 10 | 0 | 909 | 0 | 0 |  | 0 |  | 0 | 0 |  | 0 | 0
PJM_ROR_2_MISO_IN | PJM_ROR | MISO_IN | 2045 | B2 | 25 | 0 | 909 | 0 | 0 |  | 0 |  | 0 | 0 |  | 0 | 0
PJM_ROR_2_MISO_IN | PJM_ROR | MISO_IN | 2045 | B3 | 75 | 0 | 909 | 0 | 0 |  | 0 |  | 0 | 0 |  | 0 | 0
PJM_ROR_2_MISO_IN | PJM_ROR | MISO_IN | 2045 | B4 | 100 | 0 | 909 | 0 | 0 |  | 0 |  | 0 | 0 |  | 0 | 0
PJM_ROR_2_MISO_IN | PJM_ROR | MISO_IN | 2045 | B5 | 200 | 0 | 909 | 0 | 0 |  | 0 |  | 0 | 0 |  | 0 | 0
PJM_ROR_2_MISO_IN | PJM_ROR | MISO_IN | 2045 | B6 | 300 | 0 | 909 | 0 | 0 |  | 0 |  | 0 | 0 |  | 0 | 0
PJM_ROR_2_MISO_IN | PJM_ROR | MISO_IN | 2045 | B7 | 400 | 0 | 909 | 0 | 0 |  | 0 |  | 0 | 0 |  | 0 | 0
PJM_ROR_2_MISO_IN | PJM_ROR | MISO_IN | 2045 | B8 | 500 | 0 | 909 | 0 | 0 |  | 0 |  | 0 | 0 |  | 0 | 0
PJM_ROR_2_MISO_IN | PJM_ROR | MISO_IN | 2045 | B9 | 800 | 0 | 909 | 0 | 0 |  | 0 |  | 0 | 0 |  | 0 | 0
PJM_ROR_2_MISO_IN | PJM_ROR | MISO_IN | 2045 | B10 | 1262 | 0 | 909 | 419.11 | 0 |  | 0 |  | 0 | 0 |  | 0 | 0
PJM_ROR_2_MISO_IN | PJM_ROR | MISO_IN | 2045 | B11 | 25 | 0 | 909 | 0 | 0 |  | 0 |  | 0 | 0 |  | 0 | 0
PJM_ROR_2_MISO_IN | PJM_ROR | MISO_IN | 2045 | B12 | 200 | 0 | 909 | 0 | 0 |  | 0 |  | 0 | 0 |  | 0 | 0
PJM_ROR_2_MISO_IN | PJM_ROR | MISO_IN | 2045 | B13 | 600 | 0 | 909 | 0 | 0 |  | 0 |  | 0 | 0 |  | 0 | 0
PJM_ROR_2_MISO_IN | PJM_ROR | MISO_IN | 2045 | B14 | 900 | 0 | 909 | 0 | 0 |  | 0 |  | 0 | 0 |  | 0 | 0
PJM_ROR_2_MISO_IN | PJM_ROR | MISO_IN | 2045 | B15 | 1203 | 0 | 909 | 0 | 0 |  | 0 |  | 0 | 0 |  | 0 | 0
PJM_ROR_2_MISO_IN | PJM_ROR | MISO_IN | 2045 | B16 | 25 | 0 | 909 | 0 | 0 |  | 0 |  | 0 | 0 |  | 0 | 0
PJM_ROR_2_MISO_IN | PJM_ROR | MISO_IN | 2045 | B17 | 100 | 0 | 909 | 0 | 0 |  | 0 |  | 0 | 0 |  | 0 | 0
PJM_ROR_2_MISO_IN | PJM_ROR | MISO_IN | 2045 | B18 | 400 | 0 | 909 | 0 | 0 |  | 0 |  | 0 | 0 |  | 0 | 0
PJM_ROR_2_MISO_IN | PJM_ROR | MISO_IN | 2045 | B19 | 700 | 0 | 909 | 0 | 0 |  | 0 |  | 0 | 0 |  | 0 | 0
PJM_ROR_2_MISO_IN | PJM_ROR | MISO_IN | 2045 | B20 | 935 | 0 | 909 | 0 | 0 |  | 0 |  | 0 | 0 |  | 0 | 0
PJM_ROR_2_MISO_IN | PJM_ROR | MISO_IN | 2050 | B1 | 10 | 0 | 909 | 0 | 0 |  | 0 |  | 0 | 0 |  | 0 | 1.282
PJM_ROR_2_MISO_IN | PJM_ROR | MISO_IN | 2050 | B2 | 25 | 0 | 909 | 0 | 0 |  | 0 |  | 0 | 0 |  | 0 | 1.282
PJM_ROR_2_MISO_IN | PJM_ROR | MISO_IN | 2050 | B3 | 75 | 0 | 909 | 0 | 0 |  | 0 |  | 0 | 0 |  | 0 | 1.282
PJM_ROR_2_MISO_IN | PJM_ROR | MISO_IN | 2050 | B4 | 100 | 0 | 909 | 0 | 0 |  | 0 |  | 0 | 0 |  | 0 | 1.282
PJM_ROR_2_MISO_IN | PJM_ROR | MISO_IN | 2050 | B5 | 200 | 0 | 909 | 0 | 0 |  | 0 |  | 0 | 0 |  | 0 | 1.282
PJM_ROR_2_MISO_IN | PJM_ROR | MISO_IN | 2050 | B6 | 300 | 0 | 909 | 0 | 0 |  | 0 |  | 0 | 0 |  | 0 | 1.282
PJM_ROR_2_MISO_IN | PJM_ROR | MISO_IN | 2050 | B7 | 400 | 0 | 909 | 0 | 0 |  | 0 |  | 0 | 0 |  | 0 | 1.282
PJM_ROR_2_MISO_IN | PJM_ROR | MISO_IN | 2050 | B8 | 500 | 0 | 909 | 0 | 0 |  | 0 |  | 0 | 0 |  | 0 | 1.282
PJM_ROR_2_MISO_IN | PJM_ROR | MISO_IN | 2050 | B9 | 800 | 0 | 909 | 0 | 0 |  | 0 |  | 0 | 0 |  | 0 | 1.282
PJM_ROR_2_MISO_IN | PJM_ROR | MISO_IN | 2050 | B10 | 1262 | 0 | 909 | 909 | 0 |  | 0 |  | 1.7093 | 0 |  | 1.7093 | 1.282
PJM_ROR_2_MISO_IN | PJM_ROR | MISO_IN | 2050 | B11 | 25 | 0 | 909 | 0 | 0 |  | 0 |  | 0 | 0 |  | 0 | 1.282
PJM_ROR_2_MISO_IN | PJM_ROR | MISO_IN | 2050 | B12 | 200 | 0 | 909 | 0 | 0 |  | 0 |  | 0 | 0 |  | 0 | 1.282
PJM_ROR_2_MISO_IN | PJM_ROR | MISO_IN | 2050 | B13 | 600 | 0 | 909 | 0 | 0 |  | 0 |  | 0 | 0 |  | 0 | 1.282
PJM_ROR_2_MISO_IN | PJM_ROR | MISO_IN | 2050 | B14 | 900 | 0 | 909 | 0 | 0 |  | 0 |  | 0 | 0 |  | 0 | 1.282
PJM_ROR_2_MISO_IN | PJM_ROR | MISO_IN | 2050 | B15 | 1203 | 0 | 909 | 0 | 0 |  | 0 |  | 0 | 0 |  | 0 | 1.282
PJM_ROR_2_MISO_IN | PJM_ROR | MISO_IN | 2050 | B16 | 25 | 0 | 909 | 0 | 0 |  | 0 |  | 0 | 0 |  | 0 | 1.282
PJM_ROR_2_MISO_IN | PJM_ROR | MISO_IN | 2050 | B17 | 100 | 0 | 909 | 0 | 0 |  | 0 |  | 0 | 0 |  | 0 | 1.282
PJM_ROR_2_MISO_IN | PJM_ROR | MISO_IN | 2050 | B18 | 400 | 0 | 909 | 0 | 0 |  | 0 |  | 0 | 0 |  | 0 | 1.282
PJM_ROR_2_MISO_IN | PJM_ROR | MISO_IN | 2050 | B19 | 700 | 0 | 909 | 0 | 0 |  | 0 |  | 0 | 0 |  | 0 | 1.282
PJM_ROR_2_MISO_IN | PJM_ROR | MISO_IN | 2050 | B20 | 935 | 0 | 909 | 0 | 0 |  | 0 |  | 0 | 0 |  | 0 | 1.282
PJM_ROR_2_MISO_MI | PJM_ROR | MISO_MI | 2015 | B1 | 10 | 0 | 1305 | 0 | 0 |  | 0 |  | 0 | 0 |  | 0 | 0
PJM_ROR_2_MISO_MI | PJM_ROR | MISO_MI | 2015 | B2 | 25 | 0 | 1305 | 0 | 0 |  | 0 |  | 0 | 0 |  | 0 | 0
PJM_ROR_2_MISO_MI | PJM_ROR | MISO_MI | 2015 | B3 | 75 | 0 | 1305 | 0 | 0 |  | 0 |  | 0 | 0 |  | 0 | 0
PJM_ROR_2_MISO_MI | PJM_ROR | MISO_MI | 2015 | B4 | 100 | 0 | 1305 | 0 | 0 |  | 0 |  | 0 | 0 |  | 0 | 0
PJM_ROR_2_MISO_MI | PJM_ROR | MISO_MI | 2015 | B5 | 200 | 0 | 1305 | 0 | 0 |  | 0 |  | 0 | 0 |  | 0 | 0
PJM_ROR_2_MISO_MI | PJM_ROR | MISO_MI | 2015 | B6 | 300 | 0 | 1305 | 0 | 0 |  | 0 |  | 0 | 0 |  | 0 | 0
PJM_ROR_2_MISO_MI | PJM_ROR | MISO_MI | 2015 | B7 | 400 | 0 | 1305 | 0 | 0 |  | 0 |  | 0 | 0 |  | 0 | 0
PJM_ROR_2_MISO_MI | PJM_ROR | MISO_MI | 2015 | B8 | 500 | 0 | 1305 | 0 | 0 |  | 0 |  | 0 | 0 |  | 0 | 0
PJM_ROR_2_MISO_MI | PJM_ROR | MISO_MI | 2015 | B9 | 800 | 0 | 1305 | 0 | 0 |  | 0 |  | 0 | 0 |  | 0 | 0
PJM_ROR_2_MISO_MI | PJM_ROR | MISO_MI | 2015 | B10 | 1262 | 0 | 1305 | 0 | 0 |  | 0 |  | 0 | 0 |  | 0 | 0
PJM_ROR_2_MISO_MI | PJM_ROR | MISO_MI | 2015 | B11 | 25 | 0 | 1305 | 0 | 0 |  | 0 |  | 0 | 0 |  | 0 | 0
PJM_ROR_2_MISO_MI | PJM_ROR | MISO_MI | 2015 | B12 | 200 | 0 | 1305 | 0 | 0 |  | 0 |  | 0 | 0 |  | 0 | 0
PJM_ROR_2_MISO_MI | PJM_ROR | MISO_MI | 2015 | B13 | 600 | 0 | 1305 | 0 | 0 |  | 0 |  | 0 | 0 |  | 0 | 0
PJM_ROR_2_MISO_MI | PJM_ROR | MISO_MI | 2015 | B14 | 900 | 0 | 1305 | 0 | 0 |  | 0 |  | 0 | 0 |  | 0 | 0
PJM_ROR_2_MISO_MI | PJM_ROR | MISO_MI | 2015 | B15 | 1203 | 0 | 1305 | 0 | 0 |  | 0 |  | 0 | 0 |  | 0 | 0
PJM_ROR_2_MISO_MI | PJM_ROR | MISO_MI | 2015 | B16 | 25 | 0 | 1305 | 0 | 0 |  | 0 |  | 0 | 0 |  | 0 | 0
PJM_ROR_2_MISO_MI | PJM_ROR | MISO_MI | 2015 | B17 | 100 | 0 | 1305 | 0 | 0 |  | 0 |  | 0 | 0 |  | 0 | 0
PJM_ROR_2_MISO_MI | PJM_ROR | MISO_MI | 2015 | B18 | 400 | 0 | 1305 | 0 | 0 |  | 0 |  | 0 | 0 |  | 0 | 0
PJM_ROR_2_MISO_MI | PJM_ROR | MISO_MI | 2015 | B19 | 700 | 0 | 1305 | 0 | 0 |  | 0 |  | 0 | 0 |  | 0 | 0
PJM_ROR_2_MISO_MI | PJM_ROR | MISO_MI | 2015 | B20 | 935 | 0 | 1305 | 0 | 0 |  | 0 |  | 0 | 0 |  | 0 | 0
PJM_ROR_2_MISO_MI | PJM_ROR | MISO_MI | 2020 | B1 | 10 | 0 | 1305 | 0 | 0 |  | 0 |  | 0 | 0 |  | 0 | 0
PJM_ROR_2_MISO_MI | PJM_ROR | MISO_MI | 2020 | B2 | 25 | 0 | 1305 | 0 | 0 |  | 0 |  | 0 | 0 |  | 0 | 0
PJM_ROR_2_MISO_MI | PJM_ROR | MISO_MI | 2020 | B3 | 75 | 0 | 1305 | 0 | 0 |  | 0 |  | 0 | 0 |  | 0 | 0
PJM_ROR_2_MISO_MI | PJM_ROR | MISO_MI | 2020 | B4 | 100 | 0 | 1305 | 0 | 0 |  | 0 |  | 0 | 0 |  | 0 | 0
PJM_ROR_2_MISO_MI | PJM_ROR | MISO_MI | 2020 | B5 | 200 | 0 | 1305 | 0 | 0 |  | 0 |  | 0 | 0 |  | 0 | 0
PJM_ROR_2_MISO_MI | PJM_ROR | MISO_MI | 2020 | B6 | 300 | 0 | 1305 | 0 | 0 |  | 0 |  | 0 | 0 |  | 0 | 0
PJM_ROR_2_MISO_MI | PJM_ROR | MISO_MI | 2020 | B7 | 400 | 0 | 1305 | 0 | 0 |  | 0 |  | 0 | 0 |  | 0 | 0
PJM_ROR_2_MISO_MI | PJM_ROR | MISO_MI | 2020 | B8 | 500 | 0 | 1305 | 0 | 0 |  | 0 |  | 0 | 0 |  | 0 | 0
PJM_ROR_2_MISO_MI | PJM_ROR | MISO_MI | 2020 | B9 | 800 | 0 | 1305 | 0 | 0 |  | 0 |  | 0 | 0 |  | 0 | 0
PJM_ROR_2_MISO_MI | PJM_ROR | MISO_MI | 2020 | B10 | 1262 | 0 | 1305 | 0 | 0 |  | 0 |  | 0 | 0 |  | 0 | 0
PJM_ROR_2_MISO_MI | PJM_ROR | MISO_MI | 2020 | B11 | 25 | 0 | 1305 | 0 | 0 |  | 0 |  | 0 | 0 |  | 0 | 0
PJM_ROR_2_MISO_MI | PJM_ROR | MISO_MI | 2020 | B12 | 200 | 0 | 1305 | 0 | 0 |  | 0 |  | 0 | 0 |  | 0 | 0
PJM_ROR_2_MISO_MI | PJM_ROR | MISO_MI | 2020 | B13 | 600 | 0 | 1305 | 0 | 0 |  | 0 |  | 0 | 0 |  | 0 | 0
PJM_ROR_2_MISO_MI | PJM_ROR | MISO_MI | 2020 | B14 | 900 | 0 | 1305 | 0 | 0 |  | 0 |  | 0 | 0 |  | 0 | 0
PJM_ROR_2_MISO_MI | PJM_ROR | MISO_MI | 2020 | B15 | 1203 | 0 | 1305 | 0 | 0 |  | 0 |  | 0 | 0 |  | 0 | 0
PJM_ROR_2_MISO_MI | PJM_ROR | MISO_MI | 2020 | B16 | 25 | 0 | 1305 | 0 | 0 |  | 0 |  | 0 | 0 |  | 0 | 0
PJM_ROR_2_MISO_MI | PJM_ROR | MISO_MI | 2020 | B17 | 100 | 0 | 1305 | 0 | 0 |  | 0 |  | 0 | 0 |  | 0 | 0
PJM_ROR_2_MISO_MI | PJM_ROR | MISO_MI | 2020 | B18 | 400 | 0 | 1305 | 0 | 0 |  | 0 |  | 0 | 0 |  | 0 | 0
PJM_ROR_2_MISO_MI | PJM_ROR | MISO_MI | 2020 | B19 | 700 | 0 | 1305 | 0 | 0 |  | 0 |  | 0 | 0 |  | 0 | 0
PJM_ROR_2_MISO_MI | PJM_ROR | MISO_MI | 2020 | B20 | 935 | 0 | 1305 | 0 | 0 |  | 0 |  | 0 | 0 |  | 0 | 0
PJM_ROR_2_MISO_MI | PJM_ROR | MISO_MI | 2025 | B1 | 10 | 0 | 1305 | 0 | 0 |  | 0 |  | 0 | 0 |  | 0 | 0
PJM_ROR_2_MISO_MI | PJM_ROR | MISO_MI | 2025 | B2 | 25 | 0 | 1305 | 0 | 0 |  | 0 |  | 0 | 0 |  | 0 | 0
PJM_ROR_2_MISO_MI | PJM_ROR | MISO_MI | 2025 | B3 | 75 | 0 | 1305 | 0 | 0 |  | 0 |  | 0 | 0 |  | 0 | 0
PJM_ROR_2_MISO_MI | PJM_ROR | MISO_MI | 2025 | B4 | 100 | 0 | 1305 | 0 | 0 |  | 0 |  | 0 | 0 |  | 0 | 0
PJM_ROR_2_MISO_MI | PJM_ROR | MISO_MI | 2025 | B5 | 200 | 0 | 1305 | 0 | 0 |  | 0 |  | 0 | 0 |  | 0 | 0
PJM_ROR_2_MISO_MI | PJM_ROR | MISO_MI | 2025 | B6 | 300 | 0 | 1305 | 0 | 0 |  | 0 |  | 0 | 0 |  | 0 | 0
PJM_ROR_2_MISO_MI | PJM_ROR | MISO_MI | 2025 | B7 | 400 | 0 | 1305 | 0 | 0 |  | 0 |  | 0 | 0 |  | 0 | 0
PJM_ROR_2_MISO_MI | PJM_ROR | MISO_MI | 2025 | B8 | 500 | 0 | 1305 | 0 | 0 |  | 0 |  | 0 | 0 |  | 0 | 0
PJM_ROR_2_MISO_MI | PJM_ROR | MISO_MI | 2025 | B9 | 800 | 0 | 1305 | 0 | 78.81 |  | 0 |  | 0 | 0 |  | 0 | 0
PJM_ROR_2_MISO_MI | PJM_ROR | MISO_MI | 2025 | B10 | 1262 | 0 | 1305 | 0 | 894.57 |  | 0 |  | 0 | 0 |  | 0 | 0
PJM_ROR_2_MISO_MI | PJM_ROR | MISO_MI | 2025 | B11 | 25 | 0 | 1305 | 0 | 0 |  | 0 |  | 0 | 0 |  | 0 | 0
PJM_ROR_2_MISO_MI | PJM_ROR | MISO_MI | 2025 | B12 | 200 | 0 | 1305 | 0 | 174.53 |  | 0 |  | 0 | 0 |  | 0 | 0
PJM_ROR_2_MISO_MI | PJM_ROR | MISO_MI | 2025 | B13 | 600 | 0 | 1305 | 0 | 224.52 |  | 0 |  | 0 | 0 |  | 0 | 0
PJM_ROR_2_MISO_MI | PJM_ROR | MISO_MI | 2025 | B14 | 900 | 0 | 1305 | 0 | 0 |  | 0 |  | 0 | 0 |  | 0 | 0
PJM_ROR_2_MISO_MI | PJM_ROR | MISO_MI | 2025 | B15 | 1203 | 0 | 1305 | 0 | 0 |  | 0 |  | 0 | 0 |  | 0 | 0
PJM_ROR_2_MISO_MI | PJM_ROR | MISO_MI | 2025 | B16 | 25 | 0 | 1305 | 0 | 0 |  | 0 |  | 0 | 0 |  | 0 | 0
PJM_ROR_2_MISO_MI | PJM_ROR | MISO_MI | 2025 | B17 | 100 | 0 | 1305 | 0 | 283.79 |  | 0 |  | 0 | 0 |  | 0 | 0
PJM_ROR_2_MISO_MI | PJM_ROR | MISO_MI | 2025 | B18 | 400 | 0 | 1305 | 0 | 0 |  | 0 |  | 0 | 0 |  | 0 | 0
PJM_ROR_2_MISO_MI | PJM_ROR | MISO_MI | 2025 | B19 | 700 | 0 | 1305 | 0 | 0 |  | 0 |  | 0 | 0 |  | 0 | 0
PJM_ROR_2_MISO_MI | PJM_ROR | MISO_MI | 2025 | B20 | 935 | 0 | 1305 | 0 | 0 |  | 0 |  | 0 | 0 |  | 0 | 0
PJM_ROR_2_MISO_MI | PJM_ROR | MISO_MI | 2030 | B1 | 10 | 0 | 1305 | 0 | 0 |  | 0 |  | 0 | 0 |  | 0 | 0
PJM_ROR_2_MISO_MI | PJM_ROR | MISO_MI | 2030 | B2 | 25 | 0 | 1305 | 0 | 0 |  | 0 |  | 0 | 0 |  | 0 | 0
PJM_ROR_2_MISO_MI | PJM_ROR | MISO_MI | 2030 | B3 | 75 | 0 | 1305 | 0 | 0 |  | 0 |  | 0 | 0 |  | 0 | 0
PJM_ROR_2_MISO_MI | PJM_ROR | MISO_MI | 2030 | B4 | 100 | 0 | 1305 | 0 | 0 |  | 0 |  | 0 | 0 |  | 0 | 0
PJM_ROR_2_MISO_MI | PJM_ROR | MISO_MI | 2030 | B5 | 200 | 0 | 1305 | 0 | 0 |  | 0 |  | 0 | 0 |  | 0 | 0
PJM_ROR_2_MISO_MI | PJM_ROR | MISO_MI | 2030 | B6 | 300 | 0 | 1305 | 0 | 0 |  | 0 |  | 0 | 0 |  | 0 | 0
PJM_ROR_2_MISO_MI | PJM_ROR | MISO_MI | 2030 | B7 | 400 | 0 | 1305 | 0 | 0 |  | 0 |  | 0 | 0 |  | 0 | 0
PJM_ROR_2_MISO_MI | PJM_ROR | MISO_MI | 2030 | B8 | 500 | 0 | 1305 | 0 | 0 |  | 0 |  | 0 | 0 |  | 0 | 0
PJM_ROR_2_MISO_MI | PJM_ROR | MISO_MI | 2030 | B9 | 800 | 0 | 1305 | 0 | 0 |  | 0 |  | 0 | 0 |  | 0 | 0
PJM_ROR_2_MISO_MI | PJM_ROR | MISO_MI | 2030 | B10 | 1262 | 0 | 1305 | 0 | 0 |  | 0 |  | 0 | 0 |  | 0 | 0
PJM_ROR_2_MISO_MI | PJM_ROR | MISO_MI | 2030 | B11 | 25 | 0 | 1305 | 0 | 0 |  | 0 |  | 0 | 0 |  | 0 | 0
PJM_ROR_2_MISO_MI | PJM_ROR | MISO_MI | 2030 | B12 | 200 | 0 | 1305 | 0 | 0 |  | 0 |  | 0 | 0 |  | 0 | 0
PJM_ROR_2_MISO_MI | PJM_ROR | MISO_MI | 2030 | B13 | 600 | 0 | 1305 | 0 | 0 |  | 0 |  | 0 | 0 |  | 0 | 0
PJM_ROR_2_MISO_MI | PJM_ROR | MISO_MI | 2030 | B14 | 900 | 0 | 1305 | 0 | 0 |  | 0 |  | 0 | 0 |  | 0 | 0
PJM_ROR_2_MISO_MI | PJM_ROR | MISO_MI | 2030 | B15 | 1203 | 0 | 1305 | 0 | 0 |  | 0 |  | 0 | 0 |  | 0 | 0
PJM_ROR_2_MISO_MI | PJM_ROR | MISO_MI | 2030 | B16 | 25 | 0 | 1305 | 0 | 0 |  | 0 |  | 0 | 0 |  | 0 | 0
PJM_ROR_2_MISO_MI | PJM_ROR | MISO_MI | 2030 | B17 | 100 | 0 | 1305 | 0 | 0 |  | 0 |  | 0 | 0 |  | 0 | 0
PJM_ROR_2_MISO_MI | PJM_ROR | MISO_MI | 2030 | B18 | 400 | 0 | 1305 | 0 | 0 |  | 0 |  | 0 | 0 |  | 0 | 0
PJM_ROR_2_MISO_MI | PJM_ROR | MISO_MI | 2030 | B19 | 700 | 0 | 1305 | 0 | 0 |  | 0 |  | 0 | 0 |  | 0 | 0
PJM_ROR_2_MISO_MI | PJM_ROR | MISO_MI | 2030 | B20 | 935 | 0 | 1305 | 0 | 0 |  | 0 |  | 0 | 0 |  | 0 | 0
PJM_ROR_2_MISO_MI | PJM_ROR | MISO_MI | 2035 | B1 | 10 | 0 | 1305 | 0 | 0 |  | 0 |  | 0 | 0 |  | 0 | 0
PJM_ROR_2_MISO_MI | PJM_ROR | MISO_MI | 2035 | B2 | 25 | 0 | 1305 | 0 | 0 |  | 0 |  | 0 | 0 |  | 0 | 0
PJM_ROR_2_MISO_MI | PJM_ROR | MISO_MI | 2035 | B3 | 75 | 0 | 1305 | 0 | 0 |  | 0 |  | 0 | 0 |  | 0 | 0
PJM_ROR_2_MISO_MI | PJM_ROR | MISO_MI | 2035 | B4 | 100 | 0 | 1305 | 0 | 0 |  | 0 |  | 0 | 0 |  | 0 | 0
PJM_ROR_2_MISO_MI | PJM_ROR | MISO_MI | 2035 | B5 | 200 | 0 | 1305 | 0 | 0 |  | 0 |  | 0 | 0 |  | 0 | 0
PJM_ROR_2_MISO_MI | PJM_ROR | MISO_MI | 2035 | B6 | 300 | 0 | 1305 | 0 | 0 |  | 0 |  | 0 | 0 |  | 0 | 0
PJM_ROR_2_MISO_MI | PJM_ROR | MISO_MI | 2035 | B7 | 400 | 0 | 1305 | 0 | 0 |  | 0 |  | 0 | 0 |  | 0 | 0
PJM_ROR_2_MISO_MI | PJM_ROR | MISO_MI | 2035 | B8 | 500 | 0 | 1305 | 0 | 0 |  | 0 |  | 0 | 0 |  | 0 | 0
PJM_ROR_2_MISO_MI | PJM_ROR | MISO_MI | 2035 | B9 | 800 | 0 | 1305 | 0 | 0 |  | 0 |  | 0 | 0 |  | 0 | 0
PJM_ROR_2_MISO_MI | PJM_ROR | MISO_MI | 2035 | B10 | 1262 | 0 | 1305 | 0 | 0 |  | 0 |  | 0 | 0 |  | 0 | 0
PJM_ROR_2_MISO_MI | PJM_ROR | MISO_MI | 2035 | B11 | 25 | 0 | 1305 | 0 | 0 |  | 0 |  | 0 | 0 |  | 0 | 0
PJM_ROR_2_MISO_MI | PJM_ROR | MISO_MI | 2035 | B12 | 200 | 0 | 1305 | 0 | 0 |  | 0 |  | 0 | 0 |  | 0 | 0
PJM_ROR_2_MISO_MI | PJM_ROR | MISO_MI | 2035 | B13 | 600 | 0 | 1305 | 0 | 0 |  | 0 |  | 0 | 0 |  | 0 | 0
PJM_ROR_2_MISO_MI | PJM_ROR | MISO_MI | 2035 | B14 | 900 | 0 | 1305 | 0 | 0 |  | 0 |  | 0 | 0 |  | 0 | 0
PJM_ROR_2_MISO_MI | PJM_ROR | MISO_MI | 2035 | B15 | 1203 | 0 | 1305 | 0 | 0 |  | 0 |  | 0 | 0 |  | 0 | 0
PJM_ROR_2_MISO_MI | PJM_ROR | MISO_MI | 2035 | B16 | 25 | 0 | 1305 | 0 | 0 |  | 0 |  | 0 | 0 |  | 0 | 0
PJM_ROR_2_MISO_MI | PJM_ROR | MISO_MI | 2035 | B17 | 100 | 0 | 1305 | 0 | 0 |  | 0 |  | 0 | 0 |  | 0 | 0
PJM_ROR_2_MISO_MI | PJM_ROR | MISO_MI | 2035 | B18 | 400 | 0 | 1305 | 0 | 0 |  | 0 |  | 0 | 0 |  | 0 | 0
PJM_ROR_2_MISO_MI | PJM_ROR | MISO_MI | 2035 | B19 | 700 | 0 | 1305 | 0 | 0 |  | 0 |  | 0 | 0 |  | 0 | 0
PJM_ROR_2_MISO_MI | PJM_ROR | MISO_MI | 2035 | B20 | 935 | 0 | 1305 | 0 | 0 |  | 0 |  | 0 | 0 |  | 0 | 0
PJM_ROR_2_MISO_MI | PJM_ROR | MISO_MI | 2040 | B1 | 10 | 0 | 1305 | 0 | 0 |  | 0 |  | 0 | 0 |  | 0 | 4.2821
PJM_ROR_2_MISO_MI | PJM_ROR | MISO_MI | 2040 | B2 | 25 | 0 | 1305 | 0 | 0 |  | 0 |  | 0 | 0 |  | 0 | 4.2821
PJM_ROR_2_MISO_MI | PJM_ROR | MISO_MI | 2040 | B3 | 75 | 0 | 1305 | 0 | 0 |  | 0 |  | 0 | 0 |  | 0 | 4.2821
PJM_ROR_2_MISO_MI | PJM_ROR | MISO_MI | 2040 | B4 | 100 | 0 | 1305 | 0 | 0 |  | 0 |  | 0 | 0 |  | 0 | 4.2821
PJM_ROR_2_MISO_MI | PJM_ROR | MISO_MI | 2040 | B5 | 200 | 0 | 1305 | 0 | 0 |  | 0 |  | 0 | 0 |  | 0 | 4.2821
PJM_ROR_2_MISO_MI | PJM_ROR | MISO_MI | 2040 | B6 | 300 | 0 | 1305 | 0 | 0 |  | 0 |  | 0 | 0 |  | 0 | 4.2821
PJM_ROR_2_MISO_MI | PJM_ROR | MISO_MI | 2040 | B7 | 400 | 0 | 1305 | 0 | 0 |  | 0 |  | 0 | 0 |  | 0 | 4.2821
PJM_ROR_2_MISO_MI | PJM_ROR | MISO_MI | 2040 | B8 | 500 | 0 | 1305 | 0 | 0 |  | 0 |  | 0 | 0 |  | 0 | 4.2821
PJM_ROR_2_MISO_MI | PJM_ROR | MISO_MI | 2040 | B9 | 800 | 0 | 1305 | 0 | 0 |  | 0 |  | 0 | 0 |  | 0 | 4.2821
PJM_ROR_2_MISO_MI | PJM_ROR | MISO_MI | 2040 | B10 | 1262 | 0 | 1305 | 1305 | 0 |  | 0 |  | 5.7095 | 0 |  | 5.7095 | 4.2821
PJM_ROR_2_MISO_MI | PJM_ROR | MISO_MI | 2040 | B11 | 25 | 0 | 1305 | 0 | 0 |  | 0 |  | 0 | 0 |  | 0 | 4.2821
PJM_ROR_2_MISO_MI | PJM_ROR | MISO_MI | 2040 | B12 | 200 | 0 | 1305 | 0 | 0 |  | 0 |  | 0 | 0 |  | 0 | 4.2821
PJM_ROR_2_MISO_MI | PJM_ROR | MISO_MI | 2040 | B13 | 600 | 0 | 1305 | 0 | 0 |  | 0 |  | 0 | 0 |  | 0 | 4.2821
PJM_ROR_2_MISO_MI | PJM_ROR | MISO_MI | 2040 | B14 | 900 | 0 | 1305 | 0 | 0 |  | 0 |  | 0 | 0 |  | 0 | 4.2821
PJM_ROR_2_MISO_MI | PJM_ROR | MISO_MI | 2040 | B15 | 1203 | 0 | 1305 | 0 | 0 |  | 0 |  | 0 | 0 |  | 0 | 4.2821
PJM_ROR_2_MISO_MI | PJM_ROR | MISO_MI | 2040 | B16 | 25 | 0 | 1305 | 0 | 0 |  | 0 |  | 0 | 0 |  | 0 | 4.2821
PJM_ROR_2_MISO_MI | PJM_ROR | MISO_MI | 2040 | B17 | 100 | 0 | 1305 | 0 | 0 |  | 0 |  | 0 | 0 |  | 0 | 4.2821
PJM_ROR_2_MISO_MI | PJM_ROR | MISO_MI | 2040 | B18 | 400 | 0 | 1305 | 0 | 0 |  | 0 |  | 0 | 0 |  | 0 | 4.2821
PJM_ROR_2_MISO_MI | PJM_ROR | MISO_MI | 2040 | B19 | 700 | 0 | 1305 | 0 | 0 |  | 0 |  | 0 | 0 |  | 0 | 4.2821
PJM_ROR_2_MISO_MI | PJM_ROR | MISO_MI | 2040 | B20 | 935 | 0 | 1305 | 0 | 0 |  | 0 |  | 0 | 0 |  | 0 | 4.2821
PJM_ROR_2_MISO_MI | PJM_ROR | MISO_MI | 2045 | B1 | 10 | 0 | 1305 | 0 | 0 |  | 0 |  | 0 | 0 |  | 0 | 7.7541
PJM_ROR_2_MISO_MI | PJM_ROR | MISO_MI | 2045 | B2 | 25 | 0 | 1305 | 0 | 0 |  | 0 |  | 0 | 0 |  | 0 | 7.7541
PJM_ROR_2_MISO_MI | PJM_ROR | MISO_MI | 2045 | B3 | 75 | 0 | 1305 | 0 | 0 |  | 0 |  | 0 | 0 |  | 0 | 7.7541
PJM_ROR_2_MISO_MI | PJM_ROR | MISO_MI | 2045 | B4 | 100 | 0 | 1305 | 0 | 0 |  | 0 |  | 0 | 0 |  | 0 | 7.7541
PJM_ROR_2_MISO_MI | PJM_ROR | MISO_MI | 2045 | B5 | 200 | 0 | 1305 | 0 | 0 |  | 0 |  | 0 | 0 |  | 0 | 7.7541
PJM_ROR_2_MISO_MI | PJM_ROR | MISO_MI | 2045 | B6 | 300 | 0 | 1305 | 0 | 0 |  | 0 |  | 0 | 0 |  | 0 | 7.7541
PJM_ROR_2_MISO_MI | PJM_ROR | MISO_MI | 2045 | B7 | 400 | 0 | 1305 | 0 | 0 |  | 0 |  | 0 | 0 |  | 0 | 7.7541
PJM_ROR_2_MISO_MI | PJM_ROR | MISO_MI | 2045 | B8 | 500 | 0 | 1305 | 0 | 0 |  | 0 |  | 0 | 0 |  | 0 | 7.7541
PJM_ROR_2_MISO_MI | PJM_ROR | MISO_MI | 2045 | B9 | 800 | 0 | 1305 | 1261.48 | 0 |  | 0 |  | 0 | 0 |  | 0 | 7.7541
PJM_ROR_2_MISO_MI | PJM_ROR | MISO_MI | 2045 | B10 | 1262 | 0 | 1305 | 1305 | 0 |  | 0 |  | 10.3388 | 0 |  | 10.3388 | 7.7541
PJM_ROR_2_MISO_MI | PJM_ROR | MISO_MI | 2045 | B11 | 25 | 0 | 1305 | 0 | 0 |  | 0 |  | 0 | 0 |  | 0 | 7.7541
PJM_ROR_2_MISO_MI | PJM_ROR | MISO_MI | 2045 | B12 | 200 | 0 | 1305 | 0 | 0 |  | 0 |  | 0 | 0 |  | 0 | 7.7541
PJM_ROR_2_MISO_MI | PJM_ROR | MISO_MI | 2045 | B13 | 600 | 0 | 1305 | 0 | 0 |  | 0 |  | 0 | 0 |  | 0 | 7.7541
PJM_ROR_2_MISO_MI | PJM_ROR | MISO_MI | 2045 | B14 | 900 | 0 | 1305 | 0 | 0 |  | 0 |  | 0 | 0 |  | 0 | 7.7541
PJM_ROR_2_MISO_MI | PJM_ROR | MISO_MI | 2045 | B15 | 1203 | 0 | 1305 | 332.66 | 0 |  | 0 |  | 0 | 0 |  | 0 | 7.7541
PJM_ROR_2_MISO_MI | PJM_ROR | MISO_MI | 2045 | B16 | 25 | 0 | 1305 | 0 | 0 |  | 0 |  | 0 | 0 |  | 0 | 7.7541
PJM_ROR_2_MISO_MI | PJM_ROR | MISO_MI | 2045 | B17 | 100 | 0 | 1305 | 0 | 0 |  | 0 |  | 0 | 0 |  | 0 | 7.7541
PJM_ROR_2_MISO_MI | PJM_ROR | MISO_MI | 2045 | B18 | 400 | 0 | 1305 | 0 | 0 |  | 0 |  | 0 | 0 |  | 0 | 7.7541
PJM_ROR_2_MISO_MI | PJM_ROR | MISO_MI | 2045 | B19 | 700 | 0 | 1305 | 0 | 0 |  | 0 |  | 0 | 0 |  | 0 | 7.7541
PJM_ROR_2_MISO_MI | PJM_ROR | MISO_MI | 2045 | B20 | 935 | 0 | 1305 | 151.58 | 0 |  | 0 |  | 0 | 0 |  | 0 | 7.7541
PJM_ROR_2_MISO_MI | PJM_ROR | MISO_MI | 2050 | B1 | 10 | 0 | 1305 | 0 | 0 |  | 0 |  | 0 | 0 |  | 0 | 1.2909
PJM_ROR_2_MISO_MI | PJM_ROR | MISO_MI | 2050 | B2 | 25 | 0 | 1305 | 0 | 0 |  | 0 |  | 0 | 0 |  | 0 | 1.2909
PJM_ROR_2_MISO_MI | PJM_ROR | MISO_MI | 2050 | B3 | 75 | 0 | 1305 | 0 | 0 |  | 0 |  | 0 | 0 |  | 0 | 1.2909
PJM_ROR_2_MISO_MI | PJM_ROR | MISO_MI | 2050 | B4 | 100 | 0 | 1305 | 0 | 0 |  | 0 |  | 0 | 0 |  | 0 | 1.2909
PJM_ROR_2_MISO_MI | PJM_ROR | MISO_MI | 2050 | B5 | 200 | 0 | 1305 | 0 | 0 |  | 0 |  | 0 | 0 |  | 0 | 1.2909
PJM_ROR_2_MISO_MI | PJM_ROR | MISO_MI | 2050 | B6 | 300 | 0 | 1305 | 0 | 0 |  | 0 |  | 0 | 0 |  | 0 | 1.2909
PJM_ROR_2_MISO_MI | PJM_ROR | MISO_MI | 2050 | B7 | 400 | 0 | 1305 | 0 | 0 |  | 0 |  | 0 | 0 |  | 0 | 1.2909
PJM_ROR_2_MISO_MI | PJM_ROR | MISO_MI | 2050 | B8 | 500 | 0 | 1305 | 0 | 0 |  | 0 |  | 0 | 0 |  | 0 | 1.2909
PJM_ROR_2_MISO_MI | PJM_ROR | MISO_MI | 2050 | B9 | 800 | 0 | 1305 | 368.17 | 0 |  | 0 |  | 0 | 0 |  | 0 | 1.2909
PJM_ROR_2_MISO_MI | PJM_ROR | MISO_MI | 2050 | B10 | 1262 | 0 | 1305 | 1305 | 0 |  | 0 |  | 1.7211 | 0 |  | 1.7211 | 1.2909
PJM_ROR_2_MISO_MI | PJM_ROR | MISO_MI | 2050 | B11 | 25 | 0 | 1305 | 0 | 0 |  | 0 |  | 0 | 0 |  | 0 | 1.2909
PJM_ROR_2_MISO_MI | PJM_ROR | MISO_MI | 2050 | B12 | 200 | 0 | 1305 | 0 | 0 |  | 0 |  | 0 | 0 |  | 0 | 1.2909
PJM_ROR_2_MISO_MI | PJM_ROR | MISO_MI | 2050 | B13 | 600 | 0 | 1305 | 0 | 0 |  | 0 |  | 0 | 0 |  | 0 | 1.2909
PJM_ROR_2_MISO_MI | PJM_ROR | MISO_MI | 2050 | B14 | 900 | 0 | 1305 | 0 | 0 |  | 0 |  | 0 | 0 |  | 0 | 1.2909
PJM_ROR_2_MISO_MI | PJM_ROR | MISO_MI | 2050 | B15 | 1203 | 0 | 1305 | 482.33 | 0 |  | 0 |  | 0 | 0 |  | 0 | 1.2909
PJM_ROR_2_MISO_MI | PJM_ROR | MISO_MI | 2050 | B16 | 25 | 0 | 1305 | 0 | 0 |  | 0 |  | 0 | 0 |  | 0 | 1.2909
PJM_ROR_2_MISO_MI | PJM_ROR | MISO_MI | 2050 | B17 | 100 | 0 | 1305 | 0 | 0 |  | 0 |  | 0 | 0 |  | 0 | 1.2909
PJM_ROR_2_MISO_MI | PJM_ROR | MISO_MI | 2050 | B18 | 400 | 0 | 1305 | 0 | 0 |  | 0 |  | 0 | 0 |  | 0 | 1.2909
PJM_ROR_2_MISO_MI | PJM_ROR | MISO_MI | 2050 | B19 | 700 | 0 | 1305 | 0 | 0 |  | 0 |  | 0 | 0 |  | 0 | 1.2909
PJM_ROR_2_MISO_MI | PJM_ROR | MISO_MI | 2050 | B20 | 935 | 0 | 1305 | 446.53 | 0 |  | 0 |  | 0 | 0 |  | 0 | 1.2909
PJM_ROR_2_MISO_MO-IL | PJM_ROR | MISO_MO-IL | 2015 | B1 | 10 | 0 | 1111 | 0 | 0 |  | 0 |  | 0 | 0 |  | 0 | 3.7569
PJM_ROR_2_MISO_MO-IL | PJM_ROR | MISO_MO-IL | 2015 | B2 | 25 | 0 | 1111 | 0 | 0 |  | 0 |  | 0 | 0 |  | 0 | 3.7569
PJM_ROR_2_MISO_MO-IL | PJM_ROR | MISO_MO-IL | 2015 | B3 | 75 | 0 | 1111 | 0 | 0 |  | 0 |  | 0 | 0 |  | 0 | 3.7569
PJM_ROR_2_MISO_MO-IL | PJM_ROR | MISO_MO-IL | 2015 | B4 | 100 | 0 | 1111 | 807.89 | 0 |  | 0 |  | 0 | 0 |  | 0 | 3.7569
PJM_ROR_2_MISO_MO-IL | PJM_ROR | MISO_MO-IL | 2015 | B5 | 200 | 0 | 1111 | 220.68 | 0 |  | 0 |  | 0 | 0 |  | 0 | 3.7569
PJM_ROR_2_MISO_MO-IL | PJM_ROR | MISO_MO-IL | 2015 | B6 | 300 | 0 | 1111 | 0 | 0 |  | 0 |  | 0 | 0 |  | 0 | 3.7569
PJM_ROR_2_MISO_MO-IL | PJM_ROR | MISO_MO-IL | 2015 | B7 | 400 | 0 | 1111 | 0 | 0 |  | 0 |  | 0 | 0 |  | 0 | 3.7569
PJM_ROR_2_MISO_MO-IL | PJM_ROR | MISO_MO-IL | 2015 | B8 | 500 | 0 | 1111 | 0 | 0 |  | 0 |  | 0 | 0 |  | 0 | 3.7569
PJM_ROR_2_MISO_MO-IL | PJM_ROR | MISO_MO-IL | 2015 | B9 | 800 | 0 | 1111 | 0 | 0 |  | 0 |  | 0 | 0 |  | 0 | 3.7569
PJM_ROR_2_MISO_MO-IL | PJM_ROR | MISO_MO-IL | 2015 | B10 | 1262 | 0 | 1111 | 0 | 0 |  | 0 |  | 0 | 0 |  | 0 | 3.7569
PJM_ROR_2_MISO_MO-IL | PJM_ROR | MISO_MO-IL | 2015 | B11 | 25 | 0 | 1111 | 1111 | 1111 |  | 0 |  | 5.0091 | 0.01187 |  | 5.0091 | 3.7569
PJM_ROR_2_MISO_MO-IL | PJM_ROR | MISO_MO-IL | 2015 | B12 | 200 | 0 | 1111 | 0 | 0 |  | 0 |  | 0 | 0 |  | 0 | 3.7569
PJM_ROR_2_MISO_MO-IL | PJM_ROR | MISO_MO-IL | 2015 | B13 | 600 | 0 | 1111 | 0 | 0 |  | 0 |  | 0 | 0 |  | 0 | 3.7569
PJM_ROR_2_MISO_MO-IL | PJM_ROR | MISO_MO-IL | 2015 | B14 | 900 | 0 | 1111 | 0 | 0 |  | 0 |  | 0 | 0 |  | 0 | 3.7569
PJM_ROR_2_MISO_MO-IL | PJM_ROR | MISO_MO-IL | 2015 | B15 | 1203 | 0 | 1111 | 0 | 0 |  | 0 |  | 0 | 0 |  | 0 | 3.7569
PJM_ROR_2_MISO_MO-IL | PJM_ROR | MISO_MO-IL | 2015 | B16 | 25 | 0 | 1111 | 0 | 0 |  | 0 |  | 0 | 0 |  | 0 | 3.7569
PJM_ROR_2_MISO_MO-IL | PJM_ROR | MISO_MO-IL | 2015 | B17 | 100 | 0 | 1111 | 0 | 0 |  | 0 |  | 0 | 0 |  | 0 | 3.7569
PJM_ROR_2_MISO_MO-IL | PJM_ROR | MISO_MO-IL | 2015 | B18 | 400 | 0 | 1111 | 0 | 0 |  | 0 |  | 0 | 0 |  | 0 | 3.7569
PJM_ROR_2_MISO_MO-IL | PJM_ROR | MISO_MO-IL | 2015 | B19 | 700 | 0 | 1111 | 0 | 0 |  | 0 |  | 0 | 0 |  | 0 | 3.7569
PJM_ROR_2_MISO_MO-IL | PJM_ROR | MISO_MO-IL | 2015 | B20 | 935 | 0 | 1111 | 0 | 0 |  | 0 |  | 0 | 0 |  | 0 | 3.7569
PJM_ROR_2_MISO_MO-IL | PJM_ROR | MISO_MO-IL | 2020 | B1 | 10 | 0 | 1111 | 0 | 0 |  | 0 |  | 0 | 0 |  | 0 | 0
PJM_ROR_2_MISO_MO-IL | PJM_ROR | MISO_MO-IL | 2020 | B2 | 25 | 0 | 1111 | 0 | 0 |  | 0 |  | 0 | 0 |  | 0 | 0
PJM_ROR_2_MISO_MO-IL | PJM_ROR | MISO_MO-IL | 2020 | B3 | 75 | 0 | 1111 | 0 | 0 |  | 0 |  | 0 | 0 |  | 0 | 0
PJM_ROR_2_MISO_MO-IL | PJM_ROR | MISO_MO-IL | 2020 | B4 | 100 | 0 | 1111 | 0 | 0 |  | 0 |  | 0 | 0 |  | 0 | 0
PJM_ROR_2_MISO_MO-IL | PJM_ROR | MISO_MO-IL | 2020 | B5 | 200 | 0 | 1111 | 0 | 0 |  | 0 |  | 0 | 0 |  | 0 | 0
PJM_ROR_2_MISO_MO-IL | PJM_ROR | MISO_MO-IL | 2020 | B6 | 300 | 0 | 1111 | 53.74 | 0 |  | 0 |  | 0 | 0 |  | 0 | 0
PJM_ROR_2_MISO_MO-IL | PJM_ROR | MISO_MO-IL | 2020 | B7 | 400 | 0 | 1111 | 0 | 0 |  | 0 |  | 0 | 0 |  | 0 | 0
PJM_ROR_2_MISO_MO-IL | PJM_ROR | MISO_MO-IL | 2020 | B8 | 500 | 0 | 1111 | 0 | 0 |  | 0 |  | 0 | 0 |  | 0 | 0
PJM_ROR_2_MISO_MO-IL | PJM_ROR | MISO_MO-IL | 2020 | B9 | 800 | 0 | 1111 | 0 | 0 |  | 0 |  | 0 | 0 |  | 0 | 0
PJM_ROR_2_MISO_MO-IL | PJM_ROR | MISO_MO-IL | 2020 | B10 | 1262 | 0 | 1111 | 0 | 0 |  | 0 |  | 0 | 0 |  | 0 | 0
PJM_ROR_2_MISO_MO-IL | PJM_ROR | MISO_MO-IL | 2020 | B11 | 25 | 0 | 1111 | 0 | 0 |  | 0 |  | 0 | 0 |  | 0 | 0
PJM_ROR_2_MISO_MO-IL | PJM_ROR | MISO_MO-IL | 2020 | B12 | 200 | 0 | 1111 | 0 | 0 |  | 0 |  | 0 | 0 |  | 0 | 0
PJM_ROR_2_MISO_MO-IL | PJM_ROR | MISO_MO-IL | 2020 | B13 | 600 | 0 | 1111 | 0 | 0 |  | 0 |  | 0 | 0 |  | 0 | 0
PJM_ROR_2_MISO_MO-IL | PJM_ROR | MISO_MO-IL | 2020 | B14 | 900 | 0 | 1111 | 0 | 0 |  | 0 |  | 0 | 0 |  | 0 | 0
PJM_ROR_2_MISO_MO-IL | PJM_ROR | MISO_MO-IL | 2020 | B15 | 1203 | 0 | 1111 | 0 | 0 |  | 0 |  | 0 | 0 |  | 0 | 0
PJM_ROR_2_MISO_MO-IL | PJM_ROR | MISO_MO-IL | 2020 | B16 | 25 | 0 | 1111 | 0 | 0 |  | 0 |  | 0 | 0 |  | 0 | 0
PJM_ROR_2_MISO_MO-IL | PJM_ROR | MISO_MO-IL | 2020 | B17 | 100 | 0 | 1111 | 0 | 0 |  | 0 |  | 0 | 0 |  | 0 | 0
PJM_ROR_2_MISO_MO-IL | PJM_ROR | MISO_MO-IL | 2020 | B18 | 400 | 0 | 1111 | 0 | 0 |  | 0 |  | 0 | 0 |  | 0 | 0
PJM_ROR_2_MISO_MO-IL | PJM_ROR | MISO_MO-IL | 2020 | B19 | 700 | 0 | 1111 | 0 | 0 |  | 0 |  | 0 | 0 |  | 0 | 0
PJM_ROR_2_MISO_MO-IL | PJM_ROR | MISO_MO-IL | 2020 | B20 | 935 | 0 | 1111 | 0 | 0 |  | 0 |  | 0 | 0 |  | 0 | 0
PJM_ROR_2_MISO_MO-IL | PJM_ROR | MISO_MO-IL | 2025 | B1 | 10 | 0 | 1111 | 0 | 0 |  | 0 |  | 0 | 0 |  | 0 | 0
PJM_ROR_2_MISO_MO-IL | PJM_ROR | MISO_MO-IL | 2025 | B2 | 25 | 0 | 1111 | 0 | 0 |  | 0 |  | 0 | 0 |  | 0 | 0
PJM_ROR_2_MISO_MO-IL | PJM_ROR | MISO_MO-IL | 2025 | B3 | 75 | 0 | 1111 | 0 | 0 |  | 0 |  | 0 | 0 |  | 0 | 0
PJM_ROR_2_MISO_MO-IL | PJM_ROR | MISO_MO-IL | 2025 | B4 | 100 | 0 | 1111 | 750.14 | 0 |  | 0 |  | 0 | 0 |  | 0 | 0
PJM_ROR_2_MISO_MO-IL | PJM_ROR | MISO_MO-IL | 2025 | B5 | 200 | 0 | 1111 | 0 | 0 |  | 0 |  | 0 | 0 |  | 0 | 0
PJM_ROR_2_MISO_MO-IL | PJM_ROR | MISO_MO-IL | 2025 | B6 | 300 | 0 | 1111 | 0 | 0 |  | 0 |  | 0 | 0 |  | 0 | 0
PJM_ROR_2_MISO_MO-IL | PJM_ROR | MISO_MO-IL | 2025 | B7 | 400 | 0 | 1111 | 0 | 0 |  | 0 |  | 0 | 0 |  | 0 | 0
PJM_ROR_2_MISO_MO-IL | PJM_ROR | MISO_MO-IL | 2025 | B8 | 500 | 0 | 1111 | 0 | 0 |  | 0 |  | 0 | 0 |  | 0 | 0
PJM_ROR_2_MISO_MO-IL | PJM_ROR | MISO_MO-IL | 2025 | B9 | 800 | 0 | 1111 | 0 | 0 |  | 0 |  | 0 | 0 |  | 0 | 0
PJM_ROR_2_MISO_MO-IL | PJM_ROR | MISO_MO-IL | 2025 | B10 | 1262 | 0 | 1111 | 0 | 0 |  | 0 |  | 0 | 0 |  | 0 | 0
PJM_ROR_2_MISO_MO-IL | PJM_ROR | MISO_MO-IL | 2025 | B11 | 25 | 0 | 1111 | 0 | 0 |  | 0 |  | 0 | 0 |  | 0 | 0
PJM_ROR_2_MISO_MO-IL | PJM_ROR | MISO_MO-IL | 2025 | B12 | 200 | 0 | 1111 | 0 | 0 |  | 0 |  | 0 | 0 |  | 0 | 0
PJM_ROR_2_MISO_MO-IL | PJM_ROR | MISO_MO-IL | 2025 | B13 | 600 | 0 | 1111 | 0 | 0 |  | 0 |  | 0 | 0 |  | 0 | 0
PJM_ROR_2_MISO_MO-IL | PJM_ROR | MISO_MO-IL | 2025 | B14 | 900 | 0 | 1111 | 0 | 0 |  | 0 |  | 0 | 0 |  | 0 | 0
PJM_ROR_2_MISO_MO-IL | PJM_ROR | MISO_MO-IL | 2025 | B15 | 1203 | 0 | 1111 | 0 | 0 |  | 0 |  | 0 | 0 |  | 0 | 0
PJM_ROR_2_MISO_MO-IL | PJM_ROR | MISO_MO-IL | 2025 | B16 | 25 | 0 | 1111 | 0 | 0 |  | 0 |  | 0 | 0 |  | 0 | 0
PJM_ROR_2_MISO_MO-IL | PJM_ROR | MISO_MO-IL | 2025 | B17 | 100 | 0 | 1111 | 0 | 0 |  | 0 |  | 0 | 0 |  | 0 | 0
PJM_ROR_2_MISO_MO-IL | PJM_ROR | MISO_MO-IL | 2025 | B18 | 400 | 0 | 1111 | 0 | 0 |  | 0 |  | 0 | 0 |  | 0 | 0
PJM_ROR_2_MISO_MO-IL | PJM_ROR | MISO_MO-IL | 2025 | B19 | 700 | 0 | 1111 | 0 | 0 |  | 0 |  | 0 | 0 |  | 0 | 0
PJM_ROR_2_MISO_MO-IL | PJM_ROR | MISO_MO-IL | 2025 | B20 | 935 | 0 | 1111 | 0 | 0 |  | 0 |  | 0 | 0 |  | 0 | 0
PJM_ROR_2_MISO_MO-IL | PJM_ROR | MISO_MO-IL | 2030 | B1 | 10 | 0 | 1111 | 0 | 0 |  | 0 |  | 0 | 0 |  | 0 | 0
PJM_ROR_2_MISO_MO-IL | PJM_ROR | MISO_MO-IL | 2030 | B2 | 25 | 0 | 1111 | 0 | 0 |  | 0 |  | 0 | 0 |  | 0 | 0
PJM_ROR_2_MISO_MO-IL | PJM_ROR | MISO_MO-IL | 2030 | B3 | 75 | 0 | 1111 | 0 | 0 |  | 0 |  | 0 | 0 |  | 0 | 0
PJM_ROR_2_MISO_MO-IL | PJM_ROR | MISO_MO-IL | 2030 | B4 | 100 | 0 | 1111 | 0 | 0 |  | 0 |  | 0 | 0 |  | 0 | 0
PJM_ROR_2_MISO_MO-IL | PJM_ROR | MISO_MO-IL | 2030 | B5 | 200 | 0 | 1111 | 0 | 0 |  | 0 |  | 0 | 0 |  | 0 | 0
PJM_ROR_2_MISO_MO-IL | PJM_ROR | MISO_MO-IL | 2030 | B6 | 300 | 0 | 1111 | 0 | 0 |  | 0 |  | 0 | 0 |  | 0 | 0
PJM_ROR_2_MISO_MO-IL | PJM_ROR | MISO_MO-IL | 2030 | B7 | 400 | 0 | 1111 | 0 | 0 |  | 0 |  | 0 | 0 |  | 0 | 0
PJM_ROR_2_MISO_MO-IL | PJM_ROR | MISO_MO-IL | 2030 | B8 | 500 | 0 | 1111 | 0 | 0 |  | 0 |  | 0 | 0 |  | 0 | 0
PJM_ROR_2_MISO_MO-IL | PJM_ROR | MISO_MO-IL | 2030 | B9 | 800 | 0 | 1111 | 0 | 0 |  | 0 |  | 0 | 0 |  | 0 | 0
PJM_ROR_2_MISO_MO-IL | PJM_ROR | MISO_MO-IL | 2030 | B10 | 1262 | 0 | 1111 | 0 | 0 |  | 0 |  | 0 | 0 |  | 0 | 0
PJM_ROR_2_MISO_MO-IL | PJM_ROR | MISO_MO-IL | 2030 | B11 | 25 | 0 | 1111 | 0 | 0 |  | 0 |  | 0 | 0 |  | 0 | 0
PJM_ROR_2_MISO_MO-IL | PJM_ROR | MISO_MO-IL | 2030 | B12 | 200 | 0 | 1111 | 0 | 0 |  | 0 |  | 0 | 0 |  | 0 | 0
PJM_ROR_2_MISO_MO-IL | PJM_ROR | MISO_MO-IL | 2030 | B13 | 600 | 0 | 1111 | 0 | 0 |  | 0 |  | 0 | 0 |  | 0 | 0
PJM_ROR_2_MISO_MO-IL | PJM_ROR | MISO_MO-IL | 2030 | B14 | 900 | 0 | 1111 | 0 | 0 |  | 0 |  | 0 | 0 |  | 0 | 0
PJM_ROR_2_MISO_MO-IL | PJM_ROR | MISO_MO-IL | 2030 | B15 | 1203 | 0 | 1111 | 0 | 0 |  | 0 |  | 0 | 0 |  | 0 | 0
PJM_ROR_2_MISO_MO-IL | PJM_ROR | MISO_MO-IL | 2030 | B16 | 25 | 0 | 1111 | 0 | 0 |  | 0 |  | 0 | 0 |  | 0 | 0
PJM_ROR_2_MISO_MO-IL | PJM_ROR | MISO_MO-IL | 2030 | B17 | 100 | 0 | 1111 | 0 | 0 |  | 0 |  | 0 | 0 |  | 0 | 0
PJM_ROR_2_MISO_MO-IL | PJM_ROR | MISO_MO-IL | 2030 | B18 | 400 | 0 | 1111 | 0 | 0 |  | 0 |  | 0 | 0 |  | 0 | 0
PJM_ROR_2_MISO_MO-IL | PJM_ROR | MISO_MO-IL | 2030 | B19 | 700 | 0 | 1111 | 0 | 0 |  | 0 |  | 0 | 0 |  | 0 | 0
PJM_ROR_2_MISO_MO-IL | PJM_ROR | MISO_MO-IL | 2030 | B20 | 935 | 0 | 1111 | 0 | 0 |  | 0 |  | 0 | 0 |  | 0 | 0
PJM_ROR_2_MISO_MO-IL | PJM_ROR | MISO_MO-IL | 2035 | B1 | 10 | 0 | 1111 | 0 | 0 |  | 0 |  | 0 | 0 |  | 0 | 3.2138
PJM_ROR_2_MISO_MO-IL | PJM_ROR | MISO_MO-IL | 2035 | B2 | 25 | 0 | 1111 | 0 | 0 |  | 0 |  | 0 | 0 |  | 0 | 3.2138
PJM_ROR_2_MISO_MO-IL | PJM_ROR | MISO_MO-IL | 2035 | B3 | 75 | 0 | 1111 | 0 | 0 |  | 0 |  | 0 | 0 |  | 0 | 3.2138
PJM_ROR_2_MISO_MO-IL | PJM_ROR | MISO_MO-IL | 2035 | B4 | 100 | 0 | 1111 | 0 | 0 |  | 0 |  | 0 | 0 |  | 0 | 3.2138
PJM_ROR_2_MISO_MO-IL | PJM_ROR | MISO_MO-IL | 2035 | B5 | 200 | 0 | 1111 | 1111 | 0 |  | 0 |  | 4.2851 | 0 |  | 4.2851 | 3.2138
PJM_ROR_2_MISO_MO-IL | PJM_ROR | MISO_MO-IL | 2035 | B6 | 300 | 0 | 1111 | 234.42 | 0 |  | 0 |  | 0 | 0 |  | 0 | 3.2138
PJM_ROR_2_MISO_MO-IL | PJM_ROR | MISO_MO-IL | 2035 | B7 | 400 | 0 | 1111 | 0 | 0 |  | 0 |  | 0 | 0 |  | 0 | 3.2138
PJM_ROR_2_MISO_MO-IL | PJM_ROR | MISO_MO-IL | 2035 | B8 | 500 | 0 | 1111 | 0 | 0 |  | 0 |  | 0 | 0 |  | 0 | 3.2138
PJM_ROR_2_MISO_MO-IL | PJM_ROR | MISO_MO-IL | 2035 | B9 | 800 | 0 | 1111 | 0 | 0 |  | 0 |  | 0 | 0 |  | 0 | 3.2138
PJM_ROR_2_MISO_MO-IL | PJM_ROR | MISO_MO-IL | 2035 | B10 | 1262 | 0 | 1111 | 0 | 0 |  | 0 |  | 0 | 0 |  | 0 | 3.2138
PJM_ROR_2_MISO_MO-IL | PJM_ROR | MISO_MO-IL | 2035 | B11 | 25 | 0 | 1111 | 0 | 0 |  | 0 |  | 0 | 0 |  | 0 | 3.2138
PJM_ROR_2_MISO_MO-IL | PJM_ROR | MISO_MO-IL | 2035 | B12 | 200 | 0 | 1111 | 0 | 0 |  | 0 |  | 0 | 0 |  | 0 | 3.2138
PJM_ROR_2_MISO_MO-IL | PJM_ROR | MISO_MO-IL | 2035 | B13 | 600 | 0 | 1111 | 0 | 0 |  | 0 |  | 0 | 0 |  | 0 | 3.2138
PJM_ROR_2_MISO_MO-IL | PJM_ROR | MISO_MO-IL | 2035 | B14 | 900 | 0 | 1111 | 0 | 0 |  | 0 |  | 0 | 0 |  | 0 | 3.2138
PJM_ROR_2_MISO_MO-IL | PJM_ROR | MISO_MO-IL | 2035 | B15 | 1203 | 0 | 1111 | 0 | 0 |  | 0 |  | 0 | 0 |  | 0 | 3.2138
PJM_ROR_2_MISO_MO-IL | PJM_ROR | MISO_MO-IL | 2035 | B16 | 25 | 0 | 1111 | 0 | 0 |  | 0 |  | 0 | 0 |  | 0 | 3.2138
PJM_ROR_2_MISO_MO-IL | PJM_ROR | MISO_MO-IL | 2035 | B17 | 100 | 0 | 1111 | 0 | 0 |  | 0 |  | 0 | 0 |  | 0 | 3.2138
PJM_ROR_2_MISO_MO-IL | PJM_ROR | MISO_MO-IL | 2035 | B18 | 400 | 0 | 1111 | 0 | 0 |  | 0 |  | 0 | 0 |  | 0 | 3.2138
PJM_ROR_2_MISO_MO-IL | PJM_ROR | MISO_MO-IL | 2035 | B19 | 700 | 0 | 1111 | 0 | 0 |  | 0 |  | 0 | 0 |  | 0 | 3.2138
PJM_ROR_2_MISO_MO-IL | PJM_ROR | MISO_MO-IL | 2035 | B20 | 935 | 0 | 1111 | 0 | 0 |  | 0 |  | 0 | 0 |  | 0 | 3.2138
PJM_ROR_2_MISO_MO-IL | PJM_ROR | MISO_MO-IL | 2040 | B1 | 10 | 0 | 1111 | 0 | 0 |  | 0 |  | 0 | 0 |  | 0 | 1.7841
PJM_ROR_2_MISO_MO-IL | PJM_ROR | MISO_MO-IL | 2040 | B2 | 25 | 0 | 1111 | 0 | 0 |  | 0 |  | 0 | 0 |  | 0 | 1.7841
PJM_ROR_2_MISO_MO-IL | PJM_ROR | MISO_MO-IL | 2040 | B3 | 75 | 0 | 1111 | 0 | 0 |  | 0 |  | 0 | 0 |  | 0 | 1.7841
PJM_ROR_2_MISO_MO-IL | PJM_ROR | MISO_MO-IL | 2040 | B4 | 100 | 0 | 1111 | 0 | 0 |  | 0 |  | 0 | 0 |  | 0 | 1.7841
PJM_ROR_2_MISO_MO-IL | PJM_ROR | MISO_MO-IL | 2040 | B5 | 200 | 0 | 1111 | 1111 | 0 |  | 0 |  | 5.662 | 0 |  | 2.2648 | 1.7841
PJM_ROR_2_MISO_MO-IL | PJM_ROR | MISO_MO-IL | 2040 | B6 | 300 | 0 | 1111 | 1111 | 0 |  | 0 |  | 0.18992 | 0 |  | 0.11395 | 1.7841
PJM_ROR_2_MISO_MO-IL | PJM_ROR | MISO_MO-IL | 2040 | B7 | 400 | 0 | 1111 | 0 | 0 |  | 0 |  | 0 | 0 |  | 0 | 1.7841
PJM_ROR_2_MISO_MO-IL | PJM_ROR | MISO_MO-IL | 2040 | B8 | 500 | 0 | 1111 | 0 | 0 |  | 0 |  | 0 | 0 |  | 0 | 1.7841
PJM_ROR_2_MISO_MO-IL | PJM_ROR | MISO_MO-IL | 2040 | B9 | 800 | 0 | 1111 | 0 | 0 |  | 0 |  | 0 | 0 |  | 0 | 1.7841
PJM_ROR_2_MISO_MO-IL | PJM_ROR | MISO_MO-IL | 2040 | B10 | 1262 | 0 | 1111 | 0 | 0 |  | 0 |  | 0 | 0 |  | 0 | 1.7841
PJM_ROR_2_MISO_MO-IL | PJM_ROR | MISO_MO-IL | 2040 | B11 | 25 | 0 | 1111 | 0 | 0 |  | 0 |  | 0 | 0 |  | 0 | 1.7841
PJM_ROR_2_MISO_MO-IL | PJM_ROR | MISO_MO-IL | 2040 | B12 | 200 | 0 | 1111 | 0 | 0 |  | 0 |  | 0 | 0 |  | 0 | 1.7841
PJM_ROR_2_MISO_MO-IL | PJM_ROR | MISO_MO-IL | 2040 | B13 | 600 | 0 | 1111 | 0 | 0 |  | 0 |  | 0 | 0 |  | 0 | 1.7841
PJM_ROR_2_MISO_MO-IL | PJM_ROR | MISO_MO-IL | 2040 | B14 | 900 | 0 | 1111 | 0 | 0 |  | 0 |  | 0 | 0 |  | 0 | 1.7841
PJM_ROR_2_MISO_MO-IL | PJM_ROR | MISO_MO-IL | 2040 | B15 | 1203 | 0 | 1111 | 0 | 0 |  | 0 |  | 0 | 0 |  | 0 | 1.7841
PJM_ROR_2_MISO_MO-IL | PJM_ROR | MISO_MO-IL | 2040 | B16 | 25 | 0 | 1111 | 0 | 0 |  | 0 |  | 0 | 0 |  | 0 | 1.7841
PJM_ROR_2_MISO_MO-IL | PJM_ROR | MISO_MO-IL | 2040 | B17 | 100 | 0 | 1111 | 0 | 0 |  | 0 |  | 0 | 0 |  | 0 | 1.7841
PJM_ROR_2_MISO_MO-IL | PJM_ROR | MISO_MO-IL | 2040 | B18 | 400 | 0 | 1111 | 0 | 0 |  | 0 |  | 0 | 0 |  | 0 | 1.7841
PJM_ROR_2_MISO_MO-IL | PJM_ROR | MISO_MO-IL | 2040 | B19 | 700 | 0 | 1111 | 0 | 0 |  | 0 |  | 0 | 0 |  | 0 | 1.7841
PJM_ROR_2_MISO_MO-IL | PJM_ROR | MISO_MO-IL | 2040 | B20 | 935 | 0 | 1111 | 0 | 0 |  | 0 |  | 0 | 0 |  | 0 | 1.7841
PJM_ROR_2_MISO_MO-IL | PJM_ROR | MISO_MO-IL | 2045 | B1 | 10 | 0 | 1111 | 0 | 0 |  | 0 |  | 0 | 0 |  | 0 | 6.4107
PJM_ROR_2_MISO_MO-IL | PJM_ROR | MISO_MO-IL | 2045 | B2 | 25 | 0 | 1111 | 0 | 0 |  | 0 |  | 0 | 0 |  | 0 | 6.4107
PJM_ROR_2_MISO_MO-IL | PJM_ROR | MISO_MO-IL | 2045 | B3 | 75 | 0 | 1111 | 0 | 0 |  | 0 |  | 0 | 0 |  | 0 | 6.4107
PJM_ROR_2_MISO_MO-IL | PJM_ROR | MISO_MO-IL | 2045 | B4 | 100 | 0 | 1111 | 1111 | 0 |  | 0 |  | 12.9977 | 0 |  | 1.2998 | 6.4107
PJM_ROR_2_MISO_MO-IL | PJM_ROR | MISO_MO-IL | 2045 | B5 | 200 | 0 | 1111 | 1111 | 0 |  | 0 |  | 12.9977 | 0 |  | 2.5995 | 6.4107
PJM_ROR_2_MISO_MO-IL | PJM_ROR | MISO_MO-IL | 2045 | B6 | 300 | 0 | 1111 | 1111 | 0 |  | 0 |  | 8.8313 | 0 |  | 2.6494 | 6.4107
PJM_ROR_2_MISO_MO-IL | PJM_ROR | MISO_MO-IL | 2045 | B7 | 400 | 0 | 1111 | 1111 | 0 |  | 0 |  | 4.9973 | 0 |  | 1.9989 | 6.4107
PJM_ROR_2_MISO_MO-IL | PJM_ROR | MISO_MO-IL | 2045 | B8 | 500 | 0 | 1111 | 0 | 0 |  | 0 |  | 0 | 0 |  | 0 | 6.4107
PJM_ROR_2_MISO_MO-IL | PJM_ROR | MISO_MO-IL | 2045 | B9 | 800 | 0 | 1111 | 883.79 | 0 |  | 0 |  | 0 | 0 |  | 0 | 6.4107
PJM_ROR_2_MISO_MO-IL | PJM_ROR | MISO_MO-IL | 2045 | B10 | 1262 | 0 | 1111 | 0 | 0 |  | 0 |  | 0 | 0 |  | 0 | 6.4107
PJM_ROR_2_MISO_MO-IL | PJM_ROR | MISO_MO-IL | 2045 | B11 | 25 | 0 | 1111 | 0 | 0 |  | 0 |  | 0 | 0 |  | 0 | 6.4107
PJM_ROR_2_MISO_MO-IL | PJM_ROR | MISO_MO-IL | 2045 | B12 | 200 | 0 | 1111 | 0 | 0 |  | 0 |  | 0 | 0 |  | 0 | 6.4107
PJM_ROR_2_MISO_MO-IL | PJM_ROR | MISO_MO-IL | 2045 | B13 | 600 | 0 | 1111 | 0 | 0 |  | 0 |  | 0 | 0 |  | 0 | 6.4107
PJM_ROR_2_MISO_MO-IL | PJM_ROR | MISO_MO-IL | 2045 | B14 | 900 | 0 | 1111 | 0 | 0 |  | 0 |  | 0 | 0 |  | 0 | 6.4107
PJM_ROR_2_MISO_MO-IL | PJM_ROR | MISO_MO-IL | 2045 | B15 | 1203 | 0 | 1111 | 0 | 0 |  | 0 |  | 0 | 0 |  | 0 | 6.4107
PJM_ROR_2_MISO_MO-IL | PJM_ROR | MISO_MO-IL | 2045 | B16 | 25 | 0 | 1111 | 0 | 0 |  | 0 |  | 0 | 0 |  | 0 | 6.4107
PJM_ROR_2_MISO_MO-IL | PJM_ROR | MISO_MO-IL | 2045 | B17 | 100 | 0 | 1111 | 0 | 0 |  | 0 |  | 0 | 0 |  | 0 | 6.4107
PJM_ROR_2_MISO_MO-IL | PJM_ROR | MISO_MO-IL | 2045 | B18 | 400 | 0 | 1111 | 0 | 0 |  | 0 |  | 0 | 0 |  | 0 | 6.4107
PJM_ROR_2_MISO_MO-IL | PJM_ROR | MISO_MO-IL | 2045 | B19 | 700 | 0 | 1111 | 0 | 0 |  | 0 |  | 0 | 0 |  | 0 | 6.4107
PJM_ROR_2_MISO_MO-IL | PJM_ROR | MISO_MO-IL | 2045 | B20 | 935 | 0 | 1111 | 0 | 0 |  | 0 |  | 0 | 0 |  | 0 | 6.4107
PJM_ROR_2_MISO_MO-IL | PJM_ROR | MISO_MO-IL | 2050 | B1 | 10 | 0 | 1111 | 0 | 0 |  | 0 |  | 0 | 0 |  | 0 | 8.2333
PJM_ROR_2_MISO_MO-IL | PJM_ROR | MISO_MO-IL | 2050 | B2 | 25 | 0 | 1111 | 0 | 0 |  | 0 |  | 0 | 0 |  | 0 | 8.2333
PJM_ROR_2_MISO_MO-IL | PJM_ROR | MISO_MO-IL | 2050 | B3 | 75 | 0 | 1111 | 0 | 0 |  | 0 |  | 0 | 0 |  | 0 | 8.2333
PJM_ROR_2_MISO_MO-IL | PJM_ROR | MISO_MO-IL | 2050 | B4 | 100 | 0 | 1111 | 1111 | 0 |  | 0 |  | 0.87838 | 0 |  | 0.1464 | 8.2333
PJM_ROR_2_MISO_MO-IL | PJM_ROR | MISO_MO-IL | 2050 | B5 | 200 | 0 | 1111 | 1111 | 0 |  | 0 |  | 12.9977 | 0 |  | 4.3325 | 8.2333
PJM_ROR_2_MISO_MO-IL | PJM_ROR | MISO_MO-IL | 2050 | B6 | 300 | 0 | 1111 | 1111 | 0 |  | 0 |  | 12.9977 | 0 |  | 6.4988 | 8.2333
PJM_ROR_2_MISO_MO-IL | PJM_ROR | MISO_MO-IL | 2050 | B7 | 400 | 0 | 1111 | 631.64 | 0 |  | 0 |  | 0 | 0 |  | 0 | 8.2333
PJM_ROR_2_MISO_MO-IL | PJM_ROR | MISO_MO-IL | 2050 | B8 | 500 | 0 | 1111 | 0 | 0 |  | 0 |  | 0 | 0 |  | 0 | 8.2333
PJM_ROR_2_MISO_MO-IL | PJM_ROR | MISO_MO-IL | 2050 | B9 | 800 | 0 | 1111 | 0 | 0 |  | 0 |  | 0 | 0 |  | 0 | 8.2333
PJM_ROR_2_MISO_MO-IL | PJM_ROR | MISO_MO-IL | 2050 | B10 | 1262 | 0 | 1111 | 0 | 0 |  | 0 |  | 0 | 0 |  | 0 | 8.2333
PJM_ROR_2_MISO_MO-IL | PJM_ROR | MISO_MO-IL | 2050 | B11 | 25 | 0 | 1111 | 0 | 0 |  | 0 |  | 0 | 0 |  | 0 | 8.2333
PJM_ROR_2_MISO_MO-IL | PJM_ROR | MISO_MO-IL | 2050 | B12 | 200 | 0 | 1111 | 0 | 0 |  | 0 |  | 0 | 0 |  | 0 | 8.2333
PJM_ROR_2_MISO_MO-IL | PJM_ROR | MISO_MO-IL | 2050 | B13 | 600 | 0 | 1111 | 0 | 0 |  | 0 |  | 0 | 0 |  | 0 | 8.2333
PJM_ROR_2_MISO_MO-IL | PJM_ROR | MISO_MO-IL | 2050 | B14 | 900 | 0 | 1111 | 0 | 0 |  | 0 |  | 0 | 0 |  | 0 | 8.2333
PJM_ROR_2_MISO_MO-IL | PJM_ROR | MISO_MO-IL | 2050 | B15 | 1203 | 0 | 1111 | 0 | 0 |  | 0 |  | 0 | 0 |  | 0 | 8.2333
PJM_ROR_2_MISO_MO-IL | PJM_ROR | MISO_MO-IL | 2050 | B16 | 25 | 0 | 1111 | 0 | 0 |  | 0 |  | 0 | 0 |  | 0 | 8.2333
PJM_ROR_2_MISO_MO-IL | PJM_ROR | MISO_MO-IL | 2050 | B17 | 100 | 0 | 1111 | 0 | 0 |  | 0 |  | 0 | 0 |  | 0 | 8.2333
PJM_ROR_2_MISO_MO-IL | PJM_ROR | MISO_MO-IL | 2050 | B18 | 400 | 0 | 1111 | 0 | 0 |  | 0 |  | 0 | 0 |  | 0 | 8.2333
PJM_ROR_2_MISO_MO-IL | PJM_ROR | MISO_MO-IL | 2050 | B19 | 700 | 0 | 1111 | 0 | 0 |  | 0 |  | 0 | 0 |  | 0 | 8.2333
PJM_ROR_2_MISO_MO-IL | PJM_ROR | MISO_MO-IL | 2050 | B20 | 935 | 0 | 1111 | 0 | 0 |  | 0 |  | 0 | 0 |  | 0 | 8.2333
PJM_ROR_2_MISO_W | PJM_ROR | MISO_W | 2015 | B1 | 10 | 0 | 709 | 0 | 0 |  | 0 |  | 0 | 0 |  | 0 | 3.748
PJM_ROR_2_MISO_W | PJM_ROR | MISO_W | 2015 | B2 | 25 | 0 | 709 | 0 | 0 |  | 0 |  | 0 | 0 |  | 0 | 3.748
PJM_ROR_2_MISO_W | PJM_ROR | MISO_W | 2015 | B3 | 75 | 0 | 709 | 0 | 0 |  | 0 |  | 0 | 0 |  | 0 | 3.748
PJM_ROR_2_MISO_W | PJM_ROR | MISO_W | 2015 | B4 | 100 | 0 | 709 | 455.07 | 0 |  | 0 |  | 0 | 0 |  | 0 | 3.748
PJM_ROR_2_MISO_W | PJM_ROR | MISO_W | 2015 | B5 | 200 | 0 | 709 | 204.03 | 0 |  | 0 |  | 0 | 0 |  | 0 | 3.748
PJM_ROR_2_MISO_W | PJM_ROR | MISO_W | 2015 | B6 | 300 | 0 | 709 | 0 | 0 |  | 0 |  | 0 | 0 |  | 0 | 3.748
PJM_ROR_2_MISO_W | PJM_ROR | MISO_W | 2015 | B7 | 400 | 0 | 709 | 0 | 0 |  | 0 |  | 0 | 0 |  | 0 | 3.748
PJM_ROR_2_MISO_W | PJM_ROR | MISO_W | 2015 | B8 | 500 | 0 | 709 | 0 | 0 |  | 0 |  | 0 | 0 |  | 0 | 3.748
PJM_ROR_2_MISO_W | PJM_ROR | MISO_W | 2015 | B9 | 800 | 0 | 709 | 0 | 0 |  | 0 |  | 0 | 0 |  | 0 | 3.748
PJM_ROR_2_MISO_W | PJM_ROR | MISO_W | 2015 | B10 | 1262 | 0 | 709 | 0 | 0 |  | 0 |  | 0 | 0 |  | 0 | 3.748
PJM_ROR_2_MISO_W | PJM_ROR | MISO_W | 2015 | B11 | 25 | 0 | 709 | 709 | 56.45 |  | 0 |  | 4.9973 | 0 |  | 4.9973 | 3.748
PJM_ROR_2_MISO_W | PJM_ROR | MISO_W | 2015 | B12 | 200 | 0 | 709 | 0 | 0 |  | 0 |  | 0 | 0 |  | 0 | 3.748
PJM_ROR_2_MISO_W | PJM_ROR | MISO_W | 2015 | B13 | 600 | 0 | 709 | 0 | 0 |  | 0 |  | 0 | 0 |  | 0 | 3.748
PJM_ROR_2_MISO_W | PJM_ROR | MISO_W | 2015 | B14 | 900 | 0 | 709 | 0 | 0 |  | 0 |  | 0 | 0 |  | 0 | 3.748
PJM_ROR_2_MISO_W | PJM_ROR | MISO_W | 2015 | B15 | 1203 | 0 | 709 | 0 | 0 |  | 0 |  | 0 | 0 |  | 0 | 3.748
PJM_ROR_2_MISO_W | PJM_ROR | MISO_W | 2015 | B16 | 25 | 0 | 709 | 0 | 0 |  | 0 |  | 0 | 0 |  | 0 | 3.748
PJM_ROR_2_MISO_W | PJM_ROR | MISO_W | 2015 | B17 | 100 | 0 | 709 | 0 | 0 |  | 0 |  | 0 | 0 |  | 0 | 3.748
PJM_ROR_2_MISO_W | PJM_ROR | MISO_W | 2015 | B18 | 400 | 0 | 709 | 0 | 0 |  | 0 |  | 0 | 0 |  | 0 | 3.748
PJM_ROR_2_MISO_W | PJM_ROR | MISO_W | 2015 | B19 | 700 | 0 | 709 | 0 | 0 |  | 0 |  | 0 | 0 |  | 0 | 3.748
PJM_ROR_2_MISO_W | PJM_ROR | MISO_W | 2015 | B20 | 935 | 0 | 709 | 0 | 0 |  | 0 |  | 0 | 0 |  | 0 | 3.748
PJM_ROR_2_MISO_W | PJM_ROR | MISO_W | 2020 | B1 | 10 | 0 | 709 | 0 | 0 |  | 0 |  | 0 | 0 |  | 0 | 0
PJM_ROR_2_MISO_W | PJM_ROR | MISO_W | 2020 | B2 | 25 | 0 | 709 | 0 | 0 |  | 0 |  | 0 | 0 |  | 0 | 0
PJM_ROR_2_MISO_W | PJM_ROR | MISO_W | 2020 | B3 | 75 | 0 | 709 | 0 | 0 |  | 0 |  | 0 | 0 |  | 0 | 0
PJM_ROR_2_MISO_W | PJM_ROR | MISO_W | 2020 | B4 | 100 | 0 | 709 | 0 | 0 |  | 0 |  | 0 | 0 |  | 0 | 0
PJM_ROR_2_MISO_W | PJM_ROR | MISO_W | 2020 | B5 | 200 | 0 | 709 | 0 | 0 |  | 0 |  | 0 | 0 |  | 0 | 0
PJM_ROR_2_MISO_W | PJM_ROR | MISO_W | 2020 | B6 | 300 | 0 | 709 | 0 | 0 |  | 0 |  | 0 | 0 |  | 0 | 0
PJM_ROR_2_MISO_W | PJM_ROR | MISO_W | 2020 | B7 | 400 | 0 | 709 | 0 | 0 |  | 0 |  | 0 | 0 |  | 0 | 0
PJM_ROR_2_MISO_W | PJM_ROR | MISO_W | 2020 | B8 | 500 | 0 | 709 | 0 | 0 |  | 0 |  | 0 | 0 |  | 0 | 0
PJM_ROR_2_MISO_W | PJM_ROR | MISO_W | 2020 | B9 | 800 | 0 | 709 | 0 | 0 |  | 0 |  | 0 | 0 |  | 0 | 0
PJM_ROR_2_MISO_W | PJM_ROR | MISO_W | 2020 | B10 | 1262 | 0 | 709 | 0 | 0 |  | 0 |  | 0 | 0 |  | 0 | 0
PJM_ROR_2_MISO_W | PJM_ROR | MISO_W | 2020 | B11 | 25 | 0 | 709 | 0 | 0 |  | 0 |  | 0 | 0 |  | 0 | 0
PJM_ROR_2_MISO_W | PJM_ROR | MISO_W | 2020 | B12 | 200 | 0 | 709 | 0 | 0 |  | 0 |  | 0 | 0 |  | 0 | 0
PJM_ROR_2_MISO_W | PJM_ROR | MISO_W | 2020 | B13 | 600 | 0 | 709 | 0 | 0 |  | 0 |  | 0 | 0 |  | 0 | 0
PJM_ROR_2_MISO_W | PJM_ROR | MISO_W | 2020 | B14 | 900 | 0 | 709 | 0 | 0 |  | 0 |  | 0 | 0 |  | 0 | 0
PJM_ROR_2_MISO_W | PJM_ROR | MISO_W | 2020 | B15 | 1203 | 0 | 709 | 0 | 0 |  | 0 |  | 0 | 0 |  | 0 | 0
PJM_ROR_2_MISO_W | PJM_ROR | MISO_W | 2020 | B16 | 25 | 0 | 709 | 0 | 0 |  | 0 |  | 0 | 0 |  | 0 | 0
PJM_ROR_2_MISO_W | PJM_ROR | MISO_W | 2020 | B17 | 100 | 0 | 709 | 0 | 0 |  | 0 |  | 0 | 0 |  | 0 | 0
PJM_ROR_2_MISO_W | PJM_ROR | MISO_W | 2020 | B18 | 400 | 0 | 709 | 0 | 0 |  | 0 |  | 0 | 0 |  | 0 | 0
PJM_ROR_2_MISO_W | PJM_ROR | MISO_W | 2020 | B19 | 700 | 0 | 709 | 0 | 0 |  | 0 |  | 0 | 0 |  | 0 | 0
PJM_ROR_2_MISO_W | PJM_ROR | MISO_W | 2020 | B20 | 935 | 0 | 709 | 0 | 0 |  | 0 |  | 0 | 0 |  | 0 | 0
PJM_ROR_2_MISO_W | PJM_ROR | MISO_W | 2025 | B1 | 10 | 0 | 709 | 0 | 0 |  | 0 |  | 0 | 0 |  | 0 | 0
PJM_ROR_2_MISO_W | PJM_ROR | MISO_W | 2025 | B2 | 25 | 0 | 709 | 0 | 0 |  | 0 |  | 0 | 0 |  | 0 | 0
PJM_ROR_2_MISO_W | PJM_ROR | MISO_W | 2025 | B3 | 75 | 0 | 709 | 0 | 0 |  | 0 |  | 0 | 0 |  | 0 | 0
PJM_ROR_2_MISO_W | PJM_ROR | MISO_W | 2025 | B4 | 100 | 0 | 709 | 406.18 | 0 |  | 0 |  | 0 | 0 |  | 0 | 0
PJM_ROR_2_MISO_W | PJM_ROR | MISO_W | 2025 | B5 | 200 | 0 | 709 | 0 | 0 |  | 0 |  | 0 | 0 |  | 0 | 0
PJM_ROR_2_MISO_W | PJM_ROR | MISO_W | 2025 | B6 | 300 | 0 | 709 | 0 | 0 |  | 0 |  | 0 | 0 |  | 0 | 0
PJM_ROR_2_MISO_W | PJM_ROR | MISO_W | 2025 | B7 | 400 | 0 | 709 | 0 | 0 |  | 0 |  | 0 | 0 |  | 0 | 0
PJM_ROR_2_MISO_W | PJM_ROR | MISO_W | 2025 | B8 | 500 | 0 | 709 | 0 | 0 |  | 0 |  | 0 | 0 |  | 0 | 0
PJM_ROR_2_MISO_W | PJM_ROR | MISO_W | 2025 | B9 | 800 | 0 | 709 | 0 | 0 |  | 0 |  | 0 | 0 |  | 0 | 0
PJM_ROR_2_MISO_W | PJM_ROR | MISO_W | 2025 | B10 | 1262 | 0 | 709 | 0 | 0 |  | 0 |  | 0 | 0 |  | 0 | 0
PJM_ROR_2_MISO_W | PJM_ROR | MISO_W | 2025 | B11 | 25 | 0 | 709 | 0 | 0 |  | 0 |  | 0 | 0 |  | 0 | 0
PJM_ROR_2_MISO_W | PJM_ROR | MISO_W | 2025 | B12 | 200 | 0 | 709 | 0 | 0 |  | 0 |  | 0 | 0 |  | 0 | 0
PJM_ROR_2_MISO_W | PJM_ROR | MISO_W | 2025 | B13 | 600 | 0 | 709 | 0 | 0 |  | 0 |  | 0 | 0 |  | 0 | 0
PJM_ROR_2_MISO_W | PJM_ROR | MISO_W | 2025 | B14 | 900 | 0 | 709 | 0 | 0 |  | 0 |  | 0 | 0 |  | 0 | 0
PJM_ROR_2_MISO_W | PJM_ROR | MISO_W | 2025 | B15 | 1203 | 0 | 709 | 0 | 0 |  | 0 |  | 0 | 0 |  | 0 | 0
PJM_ROR_2_MISO_W | PJM_ROR | MISO_W | 2025 | B16 | 25 | 0 | 709 | 0 | 0 |  | 0 |  | 0 | 0 |  | 0 | 0
PJM_ROR_2_MISO_W | PJM_ROR | MISO_W | 2025 | B17 | 100 | 0 | 709 | 0 | 0 |  | 0 |  | 0 | 0 |  | 0 | 0
PJM_ROR_2_MISO_W | PJM_ROR | MISO_W | 2025 | B18 | 400 | 0 | 709 | 0 | 0 |  | 0 |  | 0 | 0 |  | 0 | 0
PJM_ROR_2_MISO_W | PJM_ROR | MISO_W | 2025 | B19 | 700 | 0 | 709 | 0 | 0 |  | 0 |  | 0 | 0 |  | 0 | 0
PJM_ROR_2_MISO_W | PJM_ROR | MISO_W | 2025 | B20 | 935 | 0 | 709 | 0 | 0 |  | 0 |  | 0 | 0 |  | 0 | 0
PJM_ROR_2_MISO_W | PJM_ROR | MISO_W | 2030 | B1 | 10 | 0 | 709 | 0 | 0 |  | 0 |  | 0 | 0 |  | 0 | 0
PJM_ROR_2_MISO_W | PJM_ROR | MISO_W | 2030 | B2 | 25 | 0 | 709 | 0 | 0 |  | 0 |  | 0 | 0 |  | 0 | 0
PJM_ROR_2_MISO_W | PJM_ROR | MISO_W | 2030 | B3 | 75 | 0 | 709 | 0 | 0 |  | 0 |  | 0 | 0 |  | 0 | 0
PJM_ROR_2_MISO_W | PJM_ROR | MISO_W | 2030 | B4 | 100 | 0 | 709 | 0 | 0 |  | 0 |  | 0 | 0 |  | 0 | 0
PJM_ROR_2_MISO_W | PJM_ROR | MISO_W | 2030 | B5 | 200 | 0 | 709 | 481.18 | 0 |  | 0 |  | 0 | 0 |  | 0 | 0
PJM_ROR_2_MISO_W | PJM_ROR | MISO_W | 2030 | B6 | 300 | 0 | 709 | 0 | 0 |  | 0 |  | 0 | 0 |  | 0 | 0
PJM_ROR_2_MISO_W | PJM_ROR | MISO_W | 2030 | B7 | 400 | 0 | 709 | 0 | 0 |  | 0 |  | 0 | 0 |  | 0 | 0
PJM_ROR_2_MISO_W | PJM_ROR | MISO_W | 2030 | B8 | 500 | 0 | 709 | 0 | 0 |  | 0 |  | 0 | 0 |  | 0 | 0
PJM_ROR_2_MISO_W | PJM_ROR | MISO_W | 2030 | B9 | 800 | 0 | 709 | 0 | 0 |  | 0 |  | 0 | 0 |  | 0 | 0
PJM_ROR_2_MISO_W | PJM_ROR | MISO_W | 2030 | B10 | 1262 | 0 | 709 | 0 | 0 |  | 0 |  | 0 | 0 |  | 0 | 0
PJM_ROR_2_MISO_W | PJM_ROR | MISO_W | 2030 | B11 | 25 | 0 | 709 | 0 | 0 |  | 0 |  | 0 | 0 |  | 0 | 0
PJM_ROR_2_MISO_W | PJM_ROR | MISO_W | 2030 | B12 | 200 | 0 | 709 | 0 | 0 |  | 0 |  | 0 | 0 |  | 0 | 0
PJM_ROR_2_MISO_W | PJM_ROR | MISO_W | 2030 | B13 | 600 | 0 | 709 | 0 | 0 |  | 0 |  | 0 | 0 |  | 0 | 0
PJM_ROR_2_MISO_W | PJM_ROR | MISO_W | 2030 | B14 | 900 | 0 | 709 | 0 | 0 |  | 0 |  | 0 | 0 |  | 0 | 0
PJM_ROR_2_MISO_W | PJM_ROR | MISO_W | 2030 | B15 | 1203 | 0 | 709 | 0 | 0 |  | 0 |  | 0 | 0 |  | 0 | 0
PJM_ROR_2_MISO_W | PJM_ROR | MISO_W | 2030 | B16 | 25 | 0 | 709 | 0 | 0 |  | 0 |  | 0 | 0 |  | 0 | 0
PJM_ROR_2_MISO_W | PJM_ROR | MISO_W | 2030 | B17 | 100 | 0 | 709 | 0 | 0 |  | 0 |  | 0 | 0 |  | 0 | 0
PJM_ROR_2_MISO_W | PJM_ROR | MISO_W | 2030 | B18 | 400 | 0 | 709 | 0 | 0 |  | 0 |  | 0 | 0 |  | 0 | 0
PJM_ROR_2_MISO_W | PJM_ROR | MISO_W | 2030 | B19 | 700 | 0 | 709 | 0 | 0 |  | 0 |  | 0 | 0 |  | 0 | 0
PJM_ROR_2_MISO_W | PJM_ROR | MISO_W | 2030 | B20 | 935 | 0 | 709 | 0 | 0 |  | 0 |  | 0 | 0 |  | 0 | 0
PJM_ROR_2_MISO_W | PJM_ROR | MISO_W | 2035 | B1 | 10 | 0 | 709 | 0 | 0 |  | 0 |  | 0 | 0 |  | 0 | 1.2944
PJM_ROR_2_MISO_W | PJM_ROR | MISO_W | 2035 | B2 | 25 | 0 | 709 | 0 | 0 |  | 0 |  | 0 | 0 |  | 0 | 1.2944
PJM_ROR_2_MISO_W | PJM_ROR | MISO_W | 2035 | B3 | 75 | 0 | 709 | 0 | 0 |  | 0 |  | 0 | 0 |  | 0 | 1.2944
PJM_ROR_2_MISO_W | PJM_ROR | MISO_W | 2035 | B4 | 100 | 0 | 709 | 0 | 0 |  | 0 |  | 0 | 0 |  | 0 | 1.2944
PJM_ROR_2_MISO_W | PJM_ROR | MISO_W | 2035 | B5 | 200 | 0 | 709 | 709 | 0 |  | 0 |  | 4.2969 | 0 |  | 1.7188 | 1.2944
PJM_ROR_2_MISO_W | PJM_ROR | MISO_W | 2035 | B6 | 300 | 0 | 709 | 709 | 0 |  | 0 |  | 0.01187 | 0 |  | 0.007122 | 1.2944
PJM_ROR_2_MISO_W | PJM_ROR | MISO_W | 2035 | B7 | 400 | 0 | 709 | 0 | 0 |  | 0 |  | 0 | 0 |  | 0 | 1.2944
PJM_ROR_2_MISO_W | PJM_ROR | MISO_W | 2035 | B8 | 500 | 0 | 709 | 0 | 0 |  | 0 |  | 0 | 0 |  | 0 | 1.2944
PJM_ROR_2_MISO_W | PJM_ROR | MISO_W | 2035 | B9 | 800 | 0 | 709 | 0 | 0 |  | 0 |  | 0 | 0 |  | 0 | 1.2944
PJM_ROR_2_MISO_W | PJM_ROR | MISO_W | 2035 | B10 | 1262 | 0 | 709 | 0 | 0 |  | 0 |  | 0 | 0 |  | 0 | 1.2944
PJM_ROR_2_MISO_W | PJM_ROR | MISO_W | 2035 | B11 | 25 | 0 | 709 | 0 | 0 |  | 0 |  | 0 | 0 |  | 0 | 1.2944
PJM_ROR_2_MISO_W | PJM_ROR | MISO_W | 2035 | B12 | 200 | 0 | 709 | 0 | 0 |  | 0 |  | 0 | 0 |  | 0 | 1.2944
PJM_ROR_2_MISO_W | PJM_ROR | MISO_W | 2035 | B13 | 600 | 0 | 709 | 0 | 0 |  | 0 |  | 0 | 0 |  | 0 | 1.2944
PJM_ROR_2_MISO_W | PJM_ROR | MISO_W | 2035 | B14 | 900 | 0 | 709 | 0 | 0 |  | 0 |  | 0 | 0 |  | 0 | 1.2944
PJM_ROR_2_MISO_W | PJM_ROR | MISO_W | 2035 | B15 | 1203 | 0 | 709 | 0 | 0 |  | 0 |  | 0 | 0 |  | 0 | 1.2944
PJM_ROR_2_MISO_W | PJM_ROR | MISO_W | 2035 | B16 | 25 | 0 | 709 | 0 | 0 |  | 0 |  | 0 | 0 |  | 0 | 1.2944
PJM_ROR_2_MISO_W | PJM_ROR | MISO_W | 2035 | B17 | 100 | 0 | 709 | 0 | 0 |  | 0 |  | 0 | 0 |  | 0 | 1.2944
PJM_ROR_2_MISO_W | PJM_ROR | MISO_W | 2035 | B18 | 400 | 0 | 709 | 0 | 0 |  | 0 |  | 0 | 0 |  | 0 | 1.2944
PJM_ROR_2_MISO_W | PJM_ROR | MISO_W | 2035 | B19 | 700 | 0 | 709 | 0 | 0 |  | 0 |  | 0 | 0 |  | 0 | 1.2944
PJM_ROR_2_MISO_W | PJM_ROR | MISO_W | 2035 | B20 | 935 | 0 | 709 | 0 | 0 |  | 0 |  | 0 | 0 |  | 0 | 1.2944
PJM_ROR_2_MISO_W | PJM_ROR | MISO_W | 2040 | B1 | 10 | 0 | 709 | 0 | 0 |  | 0 |  | 0 | 0 |  | 0 | 4.0684
PJM_ROR_2_MISO_W | PJM_ROR | MISO_W | 2040 | B2 | 25 | 0 | 709 | 0 | 0 |  | 0 |  | 0 | 0 |  | 0 | 4.0684
PJM_ROR_2_MISO_W | PJM_ROR | MISO_W | 2040 | B3 | 75 | 0 | 709 | 0 | 0 |  | 0 |  | 0 | 0 |  | 0 | 4.0684
PJM_ROR_2_MISO_W | PJM_ROR | MISO_W | 2040 | B4 | 100 | 0 | 709 | 131.31 | 0 |  | 0 |  | 0 | 0 |  | 0 | 4.0684
PJM_ROR_2_MISO_W | PJM_ROR | MISO_W | 2040 | B5 | 200 | 0 | 709 | 709 | 0 |  | 0 |  | 10.505 | 0 |  | 2.3344 | 4.0684
PJM_ROR_2_MISO_W | PJM_ROR | MISO_W | 2040 | B6 | 300 | 0 | 709 | 709 | 0 |  | 0 |  | 8.1784 | 0 |  | 2.7261 | 4.0684
PJM_ROR_2_MISO_W | PJM_ROR | MISO_W | 2040 | B7 | 400 | 0 | 709 | 709 | 0 |  | 0 |  | 0.81903 | 0 |  | 0.36401 | 4.0684
PJM_ROR_2_MISO_W | PJM_ROR | MISO_W | 2040 | B8 | 500 | 0 | 709 | 0 | 0 |  | 0 |  | 0 | 0 |  | 0 | 4.0684
PJM_ROR_2_MISO_W | PJM_ROR | MISO_W | 2040 | B9 | 800 | 0 | 709 | 0 | 0 |  | 0 |  | 0 | 0 |  | 0 | 4.0684
PJM_ROR_2_MISO_W | PJM_ROR | MISO_W | 2040 | B10 | 1262 | 0 | 709 | 0 | 0 |  | 0 |  | 0 | 0 |  | 0 | 4.0684
PJM_ROR_2_MISO_W | PJM_ROR | MISO_W | 2040 | B11 | 25 | 0 | 709 | 0 | 0 |  | 0 |  | 0 | 0 |  | 0 | 4.0684
PJM_ROR_2_MISO_W | PJM_ROR | MISO_W | 2040 | B12 | 200 | 0 | 709 | 0 | 0 |  | 0 |  | 0 | 0 |  | 0 | 4.0684
PJM_ROR_2_MISO_W | PJM_ROR | MISO_W | 2040 | B13 | 600 | 0 | 709 | 0 | 0 |  | 0 |  | 0 | 0 |  | 0 | 4.0684
PJM_ROR_2_MISO_W | PJM_ROR | MISO_W | 2040 | B14 | 900 | 0 | 709 | 0 | 0 |  | 0 |  | 0 | 0 |  | 0 | 4.0684
PJM_ROR_2_MISO_W | PJM_ROR | MISO_W | 2040 | B15 | 1203 | 0 | 709 | 0 | 0 |  | 0 |  | 0 | 0 |  | 0 | 4.0684
PJM_ROR_2_MISO_W | PJM_ROR | MISO_W | 2040 | B16 | 25 | 0 | 709 | 0 | 0 |  | 0 |  | 0 | 0 |  | 0 | 4.0684
PJM_ROR_2_MISO_W | PJM_ROR | MISO_W | 2040 | B17 | 100 | 0 | 709 | 0 | 0 |  | 0 |  | 0 | 0 |  | 0 | 4.0684
PJM_ROR_2_MISO_W | PJM_ROR | MISO_W | 2040 | B18 | 400 | 0 | 709 | 0 | 0 |  | 0 |  | 0 | 0 |  | 0 | 4.0684
PJM_ROR_2_MISO_W | PJM_ROR | MISO_W | 2040 | B19 | 700 | 0 | 709 | 0 | 0 |  | 0 |  | 0 | 0 |  | 0 | 4.0684
PJM_ROR_2_MISO_W | PJM_ROR | MISO_W | 2040 | B20 | 935 | 0 | 709 | 0 | 0 |  | 0 |  | 0 | 0 |  | 0 | 4.0684
PJM_ROR_2_MISO_W | PJM_ROR | MISO_W | 2045 | B1 | 10 | 0 | 709 | 0 | 0 |  | 0 |  | 0 | 0 |  | 0 | 7.0891
PJM_ROR_2_MISO_W | PJM_ROR | MISO_W | 2045 | B2 | 25 | 0 | 709 | 0 | 0 |  | 0 |  | 0 | 0 |  | 0 | 7.0891
PJM_ROR_2_MISO_W | PJM_ROR | MISO_W | 2045 | B3 | 75 | 0 | 709 | 0 | 0 |  | 0 |  | 0 | 0 |  | 0 | 7.0891
PJM_ROR_2_MISO_W | PJM_ROR | MISO_W | 2045 | B4 | 100 | 0 | 709 | 709 | 0 |  | 0 |  | 12.9977 | 0 |  | 1.2998 | 7.0891
PJM_ROR_2_MISO_W | PJM_ROR | MISO_W | 2045 | B5 | 200 | 0 | 709 | 709 | 0 |  | 0 |  | 13.0095 | 0 |  | 2.6019 | 7.0891
PJM_ROR_2_MISO_W | PJM_ROR | MISO_W | 2045 | B6 | 300 | 0 | 709 | 709 | 0 |  | 0 |  | 11.6801 | 0 |  | 3.504 | 7.0891
PJM_ROR_2_MISO_W | PJM_ROR | MISO_W | 2045 | B7 | 400 | 0 | 709 | 709 | 0 |  | 0 |  | 5.116 | 0 |  | 2.0464 | 7.0891
PJM_ROR_2_MISO_W | PJM_ROR | MISO_W | 2045 | B8 | 500 | 0 | 709 | 0 | 0 |  | 0 |  | 0 | 0 |  | 0 | 7.0891
PJM_ROR_2_MISO_W | PJM_ROR | MISO_W | 2045 | B9 | 800 | 0 | 709 | 0 | 0 |  | 0 |  | 0 | 0 |  | 0 | 7.0891
PJM_ROR_2_MISO_W | PJM_ROR | MISO_W | 2045 | B10 | 1262 | 0 | 709 | 0 | 0 |  | 0 |  | 0 | 0 |  | 0 | 7.0891
PJM_ROR_2_MISO_W | PJM_ROR | MISO_W | 2045 | B11 | 25 | 0 | 709 | 0 | 0 |  | 0 |  | 0 | 0 |  | 0 | 7.0891
PJM_ROR_2_MISO_W | PJM_ROR | MISO_W | 2045 | B12 | 200 | 0 | 709 | 0 | 0 |  | 0 |  | 0 | 0 |  | 0 | 7.0891
PJM_ROR_2_MISO_W | PJM_ROR | MISO_W | 2045 | B13 | 600 | 0 | 709 | 0 | 0 |  | 0 |  | 0 | 0 |  | 0 | 7.0891
PJM_ROR_2_MISO_W | PJM_ROR | MISO_W | 2045 | B14 | 900 | 0 | 709 | 0 | 0 |  | 0 |  | 0 | 0 |  | 0 | 7.0891
PJM_ROR_2_MISO_W | PJM_ROR | MISO_W | 2045 | B15 | 1203 | 0 | 709 | 0 | 0 |  | 0 |  | 0 | 0 |  | 0 | 7.0891
PJM_ROR_2_MISO_W | PJM_ROR | MISO_W | 2045 | B16 | 25 | 0 | 709 | 0 | 0 |  | 0 |  | 0 | 0 |  | 0 | 7.0891
PJM_ROR_2_MISO_W | PJM_ROR | MISO_W | 2045 | B17 | 100 | 0 | 709 | 0 | 0 |  | 0 |  | 0 | 0 |  | 0 | 7.0891
PJM_ROR_2_MISO_W | PJM_ROR | MISO_W | 2045 | B18 | 400 | 0 | 709 | 0 | 0 |  | 0 |  | 0 | 0 |  | 0 | 7.0891
PJM_ROR_2_MISO_W | PJM_ROR | MISO_W | 2045 | B19 | 700 | 0 | 709 | 0 | 0 |  | 0 |  | 0 | 0 |  | 0 | 7.0891
PJM_ROR_2_MISO_W | PJM_ROR | MISO_W | 2045 | B20 | 935 | 0 | 709 | 0 | 0 |  | 0 |  | 0 | 0 |  | 0 | 7.0891
PJM_ROR_2_MISO_W | PJM_ROR | MISO_W | 2050 | B1 | 10 | 0 | 709 | 0 | 0 |  | 0 |  | 0 | 0 |  | 0 | 13.3419
PJM_ROR_2_MISO_W | PJM_ROR | MISO_W | 2050 | B2 | 25 | 0 | 709 | 0 | 0 |  | 0 |  | 0 | 0 |  | 0 | 13.3419
PJM_ROR_2_MISO_W | PJM_ROR | MISO_W | 2050 | B3 | 75 | 0 | 709 | 0 | 0 |  | 0 |  | 0 | 0 |  | 0 | 13.3419
PJM_ROR_2_MISO_W | PJM_ROR | MISO_W | 2050 | B4 | 100 | 0 | 709 | 709 | 0 |  | 0 |  | 0.87838 | 0 |  | 0.1464 | 13.3419
PJM_ROR_2_MISO_W | PJM_ROR | MISO_W | 2050 | B5 | 200 | 0 | 709 | 709 | 0 |  | 0 |  | 13.9354 | 0 |  | 4.6451 | 13.3419
PJM_ROR_2_MISO_W | PJM_ROR | MISO_W | 2050 | B6 | 300 | 0 | 709 | 709 | 0 |  | 0 |  | 25.9953 | 0 |  | 12.9977 | 13.3419
PJM_ROR_2_MISO_W | PJM_ROR | MISO_W | 2050 | B7 | 400 | 0 | 709 | 640.96 | 0 |  | 0 |  | 0 | 0 |  | 0 | 13.3419
PJM_ROR_2_MISO_W | PJM_ROR | MISO_W | 2050 | B8 | 500 | 0 | 709 | 0 | 0 |  | 0 |  | 0 | 0 |  | 0 | 13.3419
PJM_ROR_2_MISO_W | PJM_ROR | MISO_W | 2050 | B9 | 800 | 0 | 709 | 0 | 0 |  | 0 |  | 0 | 0 |  | 0 | 13.3419
PJM_ROR_2_MISO_W | PJM_ROR | MISO_W | 2050 | B10 | 1262 | 0 | 709 | 0 | 0 |  | 0 |  | 0 | 0 |  | 0 | 13.3419
PJM_ROR_2_MISO_W | PJM_ROR | MISO_W | 2050 | B11 | 25 | 0 | 709 | 0 | 0 |  | 0 |  | 0 | 0 |  | 0 | 13.3419
PJM_ROR_2_MISO_W | PJM_ROR | MISO_W | 2050 | B12 | 200 | 0 | 709 | 0 | 0 |  | 0 |  | 0 | 0 |  | 0 | 13.3419
PJM_ROR_2_MISO_W | PJM_ROR | MISO_W | 2050 | B13 | 600 | 0 | 709 | 0 | 0 |  | 0 |  | 0 | 0 |  | 0 | 13.3419
PJM_ROR_2_MISO_W | PJM_ROR | MISO_W | 2050 | B14 | 900 | 0 | 709 | 0 | 0 |  | 0 |  | 0 | 0 |  | 0 | 13.3419
PJM_ROR_2_MISO_W | PJM_ROR | MISO_W | 2050 | B15 | 1203 | 0 | 709 | 0 | 0 |  | 0 |  | 0 | 0 |  | 0 | 13.3419
PJM_ROR_2_MISO_W | PJM_ROR | MISO_W | 2050 | B16 | 25 | 0 | 709 | 0 | 0 |  | 0 |  | 0 | 0 |  | 0 | 13.3419
PJM_ROR_2_MISO_W | PJM_ROR | MISO_W | 2050 | B17 | 100 | 0 | 709 | 0 | 0 |  | 0 |  | 0 | 0 |  | 0 | 13.3419
PJM_ROR_2_MISO_W | PJM_ROR | MISO_W | 2050 | B18 | 400 | 0 | 709 | 0 | 0 |  | 0 |  | 0 | 0 |  | 0 | 13.3419
PJM_ROR_2_MISO_W | PJM_ROR | MISO_W | 2050 | B19 | 700 | 0 | 709 | 0 | 0 |  | 0 |  | 0 | 0 |  | 0 | 13.3419
PJM_ROR_2_MISO_W | PJM_ROR | MISO_W | 2050 | B20 | 935 | 0 | 709 | 0 | 0 |  | 0 |  | 0 | 0 |  | 0 | 13.3419
PJM_ROR_2_MISO_WUMS | PJM_ROR | MISO_WUMS | 2015 | B1 | 10 | 0 | 1467 | 0 | 0 |  | 0 |  | 0 | 0 |  | 0 | 0
PJM_ROR_2_MISO_WUMS | PJM_ROR | MISO_WUMS | 2015 | B2 | 25 | 0 | 1467 | 0 | 0 |  | 0 |  | 0 | 0 |  | 0 | 0
PJM_ROR_2_MISO_WUMS | PJM_ROR | MISO_WUMS | 2015 | B3 | 75 | 0 | 1467 | 0 | 0 |  | 0 |  | 0 | 0 |  | 0 | 0
PJM_ROR_2_MISO_WUMS | PJM_ROR | MISO_WUMS | 2015 | B4 | 100 | 0 | 1467 | 0 | 0 |  | 0 |  | 0 | 0 |  | 0 | 0
PJM_ROR_2_MISO_WUMS | PJM_ROR | MISO_WUMS | 2015 | B5 | 200 | 0 | 1467 | 0 | 0 |  | 0 |  | 0 | 0 |  | 0 | 0
PJM_ROR_2_MISO_WUMS | PJM_ROR | MISO_WUMS | 2015 | B6 | 300 | 0 | 1467 | 0 | 0 |  | 0 |  | 0 | 0 |  | 0 | 0
PJM_ROR_2_MISO_WUMS | PJM_ROR | MISO_WUMS | 2015 | B7 | 400 | 0 | 1467 | 0 | 0 |  | 0 |  | 0 | 0 |  | 0 | 0
PJM_ROR_2_MISO_WUMS | PJM_ROR | MISO_WUMS | 2015 | B8 | 500 | 0 | 1467 | 0 | 0 |  | 0 |  | 0 | 0 |  | 0 | 0
PJM_ROR_2_MISO_WUMS | PJM_ROR | MISO_WUMS | 2015 | B9 | 800 | 0 | 1467 | 0 | 0 |  | 0 |  | 0 | 0 |  | 0 | 0
PJM_ROR_2_MISO_WUMS | PJM_ROR | MISO_WUMS | 2015 | B10 | 1262 | 0 | 1467 | 0 | 0 |  | 0 |  | 0 | 0 |  | 0 | 0
PJM_ROR_2_MISO_WUMS | PJM_ROR | MISO_WUMS | 2015 | B11 | 25 | 0 | 1467 | 0 | 0 |  | 0 |  | 0 | 0 |  | 0 | 0
PJM_ROR_2_MISO_WUMS | PJM_ROR | MISO_WUMS | 2015 | B12 | 200 | 0 | 1467 | 0 | 0 |  | 0 |  | 0 | 0 |  | 0 | 0
PJM_ROR_2_MISO_WUMS | PJM_ROR | MISO_WUMS | 2015 | B13 | 600 | 0 | 1467 | 0 | 0 |  | 0 |  | 0 | 0 |  | 0 | 0
PJM_ROR_2_MISO_WUMS | PJM_ROR | MISO_WUMS | 2015 | B14 | 900 | 0 | 1467 | 0 | 0 |  | 0 |  | 0 | 0 |  | 0 | 0
PJM_ROR_2_MISO_WUMS | PJM_ROR | MISO_WUMS | 2015 | B15 | 1203 | 0 | 1467 | 0 | 0 |  | 0 |  | 0 | 0 |  | 0 | 0
PJM_ROR_2_MISO_WUMS | PJM_ROR | MISO_WUMS | 2015 | B16 | 25 | 0 | 1467 | 0 | 0 |  | 0 |  | 0 | 0 |  | 0 | 0
PJM_ROR_2_MISO_WUMS | PJM_ROR | MISO_WUMS | 2015 | B17 | 100 | 0 | 1467 | 0 | 0 |  | 0 |  | 0 | 0 |  | 0 | 0
PJM_ROR_2_MISO_WUMS | PJM_ROR | MISO_WUMS | 2015 | B18 | 400 | 0 | 1467 | 0 | 0 |  | 0 |  | 0 | 0 |  | 0 | 0
PJM_ROR_2_MISO_WUMS | PJM_ROR | MISO_WUMS | 2015 | B19 | 700 | 0 | 1467 | 0 | 0 |  | 0 |  | 0 | 0 |  | 0 | 0
PJM_ROR_2_MISO_WUMS | PJM_ROR | MISO_WUMS | 2015 | B20 | 935 | 0 | 1467 | 0 | 0 |  | 0 |  | 0 | 0 |  | 0 | 0
PJM_ROR_2_MISO_WUMS | PJM_ROR | MISO_WUMS | 2020 | B1 | 10 | 0 | 1467 | 0 | 0 |  | 0 |  | 0 | 0 |  | 0 | 0
PJM_ROR_2_MISO_WUMS | PJM_ROR | MISO_WUMS | 2020 | B2 | 25 | 0 | 1467 | 0 | 0 |  | 0 |  | 0 | 0 |  | 0 | 0
PJM_ROR_2_MISO_WUMS | PJM_ROR | MISO_WUMS | 2020 | B3 | 75 | 0 | 1467 | 0 | 0 |  | 0 |  | 0 | 0 |  | 0 | 0
PJM_ROR_2_MISO_WUMS | PJM_ROR | MISO_WUMS | 2020 | B4 | 100 | 0 | 1467 | 0 | 0 |  | 0 |  | 0 | 0 |  | 0 | 0
PJM_ROR_2_MISO_WUMS | PJM_ROR | MISO_WUMS | 2020 | B5 | 200 | 0 | 1467 | 0 | 0 |  | 0 |  | 0 | 0 |  | 0 | 0
PJM_ROR_2_MISO_WUMS | PJM_ROR | MISO_WUMS | 2020 | B6 | 300 | 0 | 1467 | 0 | 0 |  | 0 |  | 0 | 0 |  | 0 | 0
PJM_ROR_2_MISO_WUMS | PJM_ROR | MISO_WUMS | 2020 | B7 | 400 | 0 | 1467 | 0 | 0 |  | 0 |  | 0 | 0 |  | 0 | 0
PJM_ROR_2_MISO_WUMS | PJM_ROR | MISO_WUMS | 2020 | B8 | 500 | 0 | 1467 | 0 | 0 |  | 0 |  | 0 | 0 |  | 0 | 0
PJM_ROR_2_MISO_WUMS | PJM_ROR | MISO_WUMS | 2020 | B9 | 800 | 0 | 1467 | 0 | 0 |  | 0 |  | 0 | 0 |  | 0 | 0
PJM_ROR_2_MISO_WUMS | PJM_ROR | MISO_WUMS | 2020 | B10 | 1262 | 0 | 1467 | 0 | 0 |  | 0 |  | 0 | 0 |  | 0 | 0
PJM_ROR_2_MISO_WUMS | PJM_ROR | MISO_WUMS | 2020 | B11 | 25 | 0 | 1467 | 0 | 0 |  | 0 |  | 0 | 0 |  | 0 | 0
PJM_ROR_2_MISO_WUMS | PJM_ROR | MISO_WUMS | 2020 | B12 | 200 | 0 | 1467 | 0 | 0 |  | 0 |  | 0 | 0 |  | 0 | 0
PJM_ROR_2_MISO_WUMS | PJM_ROR | MISO_WUMS | 2020 | B13 | 600 | 0 | 1467 | 0 | 0 |  | 0 |  | 0 | 0 |  | 0 | 0
PJM_ROR_2_MISO_WUMS | PJM_ROR | MISO_WUMS | 2020 | B14 | 900 | 0 | 1467 | 0 | 0 |  | 0 |  | 0 | 0 |  | 0 | 0
PJM_ROR_2_MISO_WUMS | PJM_ROR | MISO_WUMS | 2020 | B15 | 1203 | 0 | 1467 | 0 | 0 |  | 0 |  | 0 | 0 |  | 0 | 0
PJM_ROR_2_MISO_WUMS | PJM_ROR | MISO_WUMS | 2020 | B16 | 25 | 0 | 1467 | 0 | 0 |  | 0 |  | 0 | 0 |  | 0 | 0
PJM_ROR_2_MISO_WUMS | PJM_ROR | MISO_WUMS | 2020 | B17 | 100 | 0 | 1467 | 0 | 0 |  | 0 |  | 0 | 0 |  | 0 | 0
PJM_ROR_2_MISO_WUMS | PJM_ROR | MISO_WUMS | 2020 | B18 | 400 | 0 | 1467 | 0 | 0 |  | 0 |  | 0 | 0 |  | 0 | 0
PJM_ROR_2_MISO_WUMS | PJM_ROR | MISO_WUMS | 2020 | B19 | 700 | 0 | 1467 | 0 | 0 |  | 0 |  | 0 | 0 |  | 0 | 0
PJM_ROR_2_MISO_WUMS | PJM_ROR | MISO_WUMS | 2020 | B20 | 935 | 0 | 1467 | 0 | 0 |  | 0 |  | 0 | 0 |  | 0 | 0
PJM_ROR_2_MISO_WUMS | PJM_ROR | MISO_WUMS | 2025 | B1 | 10 | 0 | 1467 | 0 | 0 |  | 0 |  | 0 | 0 |  | 0 | 0
PJM_ROR_2_MISO_WUMS | PJM_ROR | MISO_WUMS | 2025 | B2 | 25 | 0 | 1467 | 0 | 0 |  | 0 |  | 0 | 0 |  | 0 | 0
PJM_ROR_2_MISO_WUMS | PJM_ROR | MISO_WUMS | 2025 | B3 | 75 | 0 | 1467 | 0 | 0 |  | 0 |  | 0 | 0 |  | 0 | 0
PJM_ROR_2_MISO_WUMS | PJM_ROR | MISO_WUMS | 2025 | B4 | 100 | 0 | 1467 | 0 | 0 |  | 0 |  | 0 | 0 |  | 0 | 0
PJM_ROR_2_MISO_WUMS | PJM_ROR | MISO_WUMS | 2025 | B5 | 200 | 0 | 1467 | 0 | 0 |  | 0 |  | 0 | 0 |  | 0 | 0
PJM_ROR_2_MISO_WUMS | PJM_ROR | MISO_WUMS | 2025 | B6 | 300 | 0 | 1467 | 0 | 0 |  | 0 |  | 0 | 0 |  | 0 | 0
PJM_ROR_2_MISO_WUMS | PJM_ROR | MISO_WUMS | 2025 | B7 | 400 | 0 | 1467 | 0 | 0 |  | 0 |  | 0 | 0 |  | 0 | 0
PJM_ROR_2_MISO_WUMS | PJM_ROR | MISO_WUMS | 2025 | B8 | 500 | 0 | 1467 | 0 | 0 |  | 0 |  | 0 | 0 |  | 0 | 0
PJM_ROR_2_MISO_WUMS | PJM_ROR | MISO_WUMS | 2025 | B9 | 800 | 0 | 1467 | 0 | 0 |  | 0 |  | 0 | 0 |  | 0 | 0
PJM_ROR_2_MISO_WUMS | PJM_ROR | MISO_WUMS | 2025 | B10 | 1262 | 0 | 1467 | 0 | 0 |  | 0 |  | 0 | 0 |  | 0 | 0
PJM_ROR_2_MISO_WUMS | PJM_ROR | MISO_WUMS | 2025 | B11 | 25 | 0 | 1467 | 0 | 0 |  | 0 |  | 0 | 0 |  | 0 | 0
PJM_ROR_2_MISO_WUMS | PJM_ROR | MISO_WUMS | 2025 | B12 | 200 | 0 | 1467 | 0 | 0 |  | 0 |  | 0 | 0 |  | 0 | 0
PJM_ROR_2_MISO_WUMS | PJM_ROR | MISO_WUMS | 2025 | B13 | 600 | 0 | 1467 | 0 | 0 |  | 0 |  | 0 | 0 |  | 0 | 0
PJM_ROR_2_MISO_WUMS | PJM_ROR | MISO_WUMS | 2025 | B14 | 900 | 0 | 1467 | 0 | 0 |  | 0 |  | 0 | 0 |  | 0 | 0
PJM_ROR_2_MISO_WUMS | PJM_ROR | MISO_WUMS | 2025 | B15 | 1203 | 0 | 1467 | 0 | 0 |  | 0 |  | 0 | 0 |  | 0 | 0
PJM_ROR_2_MISO_WUMS | PJM_ROR | MISO_WUMS | 2025 | B16 | 25 | 0 | 1467 | 0 | 0 |  | 0 |  | 0 | 0 |  | 0 | 0
PJM_ROR_2_MISO_WUMS | PJM_ROR | MISO_WUMS | 2025 | B17 | 100 | 0 | 1467 | 0 | 0 |  | 0 |  | 0 | 0 |  | 0 | 0
PJM_ROR_2_MISO_WUMS | PJM_ROR | MISO_WUMS | 2025 | B18 | 400 | 0 | 1467 | 0 | 0 |  | 0 |  | 0 | 0 |  | 0 | 0
PJM_ROR_2_MISO_WUMS | PJM_ROR | MISO_WUMS | 2025 | B19 | 700 | 0 | 1467 | 0 | 0 |  | 0 |  | 0 | 0 |  | 0 | 0
PJM_ROR_2_MISO_WUMS | PJM_ROR | MISO_WUMS | 2025 | B20 | 935 | 0 | 1467 | 0 | 0 |  | 0 |  | 0 | 0 |  | 0 | 0
PJM_ROR_2_MISO_WUMS | PJM_ROR | MISO_WUMS | 2030 | B1 | 10 | 0 | 1467 | 0 | 0 |  | 0 |  | 0 | 0 |  | 0 | 0
PJM_ROR_2_MISO_WUMS | PJM_ROR | MISO_WUMS | 2030 | B2 | 25 | 0 | 1467 | 0 | 0 |  | 0 |  | 0 | 0 |  | 0 | 0
PJM_ROR_2_MISO_WUMS | PJM_ROR | MISO_WUMS | 2030 | B3 | 75 | 0 | 1467 | 0 | 0 |  | 0 |  | 0 | 0 |  | 0 | 0
PJM_ROR_2_MISO_WUMS | PJM_ROR | MISO_WUMS | 2030 | B4 | 100 | 0 | 1467 | 0 | 0 |  | 0 |  | 0 | 0 |  | 0 | 0
PJM_ROR_2_MISO_WUMS | PJM_ROR | MISO_WUMS | 2030 | B5 | 200 | 0 | 1467 | 0 | 0 |  | 0 |  | 0 | 0 |  | 0 | 0
PJM_ROR_2_MISO_WUMS | PJM_ROR | MISO_WUMS | 2030 | B6 | 300 | 0 | 1467 | 0 | 0 |  | 0 |  | 0 | 0 |  | 0 | 0
PJM_ROR_2_MISO_WUMS | PJM_ROR | MISO_WUMS | 2030 | B7 | 400 | 0 | 1467 | 0 | 0 |  | 0 |  | 0 | 0 |  | 0 | 0
PJM_ROR_2_MISO_WUMS | PJM_ROR | MISO_WUMS | 2030 | B8 | 500 | 0 | 1467 | 0 | 0 |  | 0 |  | 0 | 0 |  | 0 | 0
PJM_ROR_2_MISO_WUMS | PJM_ROR | MISO_WUMS | 2030 | B9 | 800 | 0 | 1467 | 0 | 0 |  | 0 |  | 0 | 0 |  | 0 | 0
PJM_ROR_2_MISO_WUMS | PJM_ROR | MISO_WUMS | 2030 | B10 | 1262 | 0 | 1467 | 0 | 0 |  | 0 |  | 0 | 0 |  | 0 | 0
PJM_ROR_2_MISO_WUMS | PJM_ROR | MISO_WUMS | 2030 | B11 | 25 | 0 | 1467 | 0 | 0 |  | 0 |  | 0 | 0 |  | 0 | 0
PJM_ROR_2_MISO_WUMS | PJM_ROR | MISO_WUMS | 2030 | B12 | 200 | 0 | 1467 | 0 | 0 |  | 0 |  | 0 | 0 |  | 0 | 0
PJM_ROR_2_MISO_WUMS | PJM_ROR | MISO_WUMS | 2030 | B13 | 600 | 0 | 1467 | 0 | 0 |  | 0 |  | 0 | 0 |  | 0 | 0
PJM_ROR_2_MISO_WUMS | PJM_ROR | MISO_WUMS | 2030 | B14 | 900 | 0 | 1467 | 0 | 0 |  | 0 |  | 0 | 0 |  | 0 | 0
PJM_ROR_2_MISO_WUMS | PJM_ROR | MISO_WUMS | 2030 | B15 | 1203 | 0 | 1467 | 0 | 0 |  | 0 |  | 0 | 0 |  | 0 | 0
PJM_ROR_2_MISO_WUMS | PJM_ROR | MISO_WUMS | 2030 | B16 | 25 | 0 | 1467 | 0 | 0 |  | 0 |  | 0 | 0 |  | 0 | 0
PJM_ROR_2_MISO_WUMS | PJM_ROR | MISO_WUMS | 2030 | B17 | 100 | 0 | 1467 | 0 | 0 |  | 0 |  | 0 | 0 |  | 0 | 0
PJM_ROR_2_MISO_WUMS | PJM_ROR | MISO_WUMS | 2030 | B18 | 400 | 0 | 1467 | 0 | 0 |  | 0 |  | 0 | 0 |  | 0 | 0
PJM_ROR_2_MISO_WUMS | PJM_ROR | MISO_WUMS | 2030 | B19 | 700 | 0 | 1467 | 0 | 0 |  | 0 |  | 0 | 0 |  | 0 | 0
PJM_ROR_2_MISO_WUMS | PJM_ROR | MISO_WUMS | 2030 | B20 | 935 | 0 | 1467 | 0 | 0 |  | 0 |  | 0 | 0 |  | 0 | 0
PJM_ROR_2_MISO_WUMS | PJM_ROR | MISO_WUMS | 2035 | B1 | 10 | 0 | 1467 | 0 | 0 |  | 0 |  | 0 | 0 |  | 0 | 0
PJM_ROR_2_MISO_WUMS | PJM_ROR | MISO_WUMS | 2035 | B2 | 25 | 0 | 1467 | 0 | 0 |  | 0 |  | 0 | 0 |  | 0 | 0
PJM_ROR_2_MISO_WUMS | PJM_ROR | MISO_WUMS | 2035 | B3 | 75 | 0 | 1467 | 0 | 0 |  | 0 |  | 0 | 0 |  | 0 | 0
PJM_ROR_2_MISO_WUMS | PJM_ROR | MISO_WUMS | 2035 | B4 | 100 | 0 | 1467 | 0 | 0 |  | 0 |  | 0 | 0 |  | 0 | 0
PJM_ROR_2_MISO_WUMS | PJM_ROR | MISO_WUMS | 2035 | B5 | 200 | 0 | 1467 | 0 | 0 |  | 0 |  | 0 | 0 |  | 0 | 0
PJM_ROR_2_MISO_WUMS | PJM_ROR | MISO_WUMS | 2035 | B6 | 300 | 0 | 1467 | 0 | 0 |  | 0 |  | 0 | 0 |  | 0 | 0
PJM_ROR_2_MISO_WUMS | PJM_ROR | MISO_WUMS | 2035 | B7 | 400 | 0 | 1467 | 0 | 0 |  | 0 |  | 0 | 0 |  | 0 | 0
PJM_ROR_2_MISO_WUMS | PJM_ROR | MISO_WUMS | 2035 | B8 | 500 | 0 | 1467 | 0 | 0 |  | 0 |  | 0 | 0 |  | 0 | 0
PJM_ROR_2_MISO_WUMS | PJM_ROR | MISO_WUMS | 2035 | B9 | 800 | 0 | 1467 | 0 | 0 |  | 0 |  | 0 | 0 |  | 0 | 0
PJM_ROR_2_MISO_WUMS | PJM_ROR | MISO_WUMS | 2035 | B10 | 1262 | 0 | 1467 | 0 | 0 |  | 0 |  | 0 | 0 |  | 0 | 0
PJM_ROR_2_MISO_WUMS | PJM_ROR | MISO_WUMS | 2035 | B11 | 25 | 0 | 1467 | 0 | 0 |  | 0 |  | 0 | 0 |  | 0 | 0
PJM_ROR_2_MISO_WUMS | PJM_ROR | MISO_WUMS | 2035 | B12 | 200 | 0 | 1467 | 0 | 0 |  | 0 |  | 0 | 0 |  | 0 | 0
PJM_ROR_2_MISO_WUMS | PJM_ROR | MISO_WUMS | 2035 | B13 | 600 | 0 | 1467 | 0 | 0 |  | 0 |  | 0 | 0 |  | 0 | 0
PJM_ROR_2_MISO_WUMS | PJM_ROR | MISO_WUMS | 2035 | B14 | 900 | 0 | 1467 | 0 | 0 |  | 0 |  | 0 | 0 |  | 0 | 0
PJM_ROR_2_MISO_WUMS | PJM_ROR | MISO_WUMS | 2035 | B15 | 1203 | 0 | 1467 | 0 | 0 |  | 0 |  | 0 | 0 |  | 0 | 0
PJM_ROR_2_MISO_WUMS | PJM_ROR | MISO_WUMS | 2035 | B16 | 25 | 0 | 1467 | 0 | 0 |  | 0 |  | 0 | 0 |  | 0 | 0
PJM_ROR_2_MISO_WUMS | PJM_ROR | MISO_WUMS | 2035 | B17 | 100 | 0 | 1467 | 0 | 0 |  | 0 |  | 0 | 0 |  | 0 | 0
PJM_ROR_2_MISO_WUMS | PJM_ROR | MISO_WUMS | 2035 | B18 | 400 | 0 | 1467 | 0 | 0 |  | 0 |  | 0 | 0 |  | 0 | 0
PJM_ROR_2_MISO_WUMS | PJM_ROR | MISO_WUMS | 2035 | B19 | 700 | 0 | 1467 | 0 | 0 |  | 0 |  | 0 | 0 |  | 0 | 0
PJM_ROR_2_MISO_WUMS | PJM_ROR | MISO_WUMS | 2035 | B20 | 935 | 0 | 1467 | 0 | 0 |  | 0 |  | 0 | 0 |  | 0 | 0
PJM_ROR_2_MISO_WUMS | PJM_ROR | MISO_WUMS | 2040 | B1 | 10 | 0 | 1467 | 0 | 0 |  | 0 |  | 0 | 0 |  | 0 | 0
PJM_ROR_2_MISO_WUMS | PJM_ROR | MISO_WUMS | 2040 | B2 | 25 | 0 | 1467 | 0 | 0 |  | 0 |  | 0 | 0 |  | 0 | 0
PJM_ROR_2_MISO_WUMS | PJM_ROR | MISO_WUMS | 2040 | B3 | 75 | 0 | 1467 | 0 | 0 |  | 0 |  | 0 | 0 |  | 0 | 0
PJM_ROR_2_MISO_WUMS | PJM_ROR | MISO_WUMS | 2040 | B4 | 100 | 0 | 1467 | 0 | 0 |  | 0 |  | 0 | 0 |  | 0 | 0
PJM_ROR_2_MISO_WUMS | PJM_ROR | MISO_WUMS | 2040 | B5 | 200 | 0 | 1467 | 0 | 0 |  | 0 |  | 0 | 0 |  | 0 | 0
PJM_ROR_2_MISO_WUMS | PJM_ROR | MISO_WUMS | 2040 | B6 | 300 | 0 | 1467 | 0 | 0 |  | 0 |  | 0 | 0 |  | 0 | 0
PJM_ROR_2_MISO_WUMS | PJM_ROR | MISO_WUMS | 2040 | B7 | 400 | 0 | 1467 | 399.1 | 0 |  | 0 |  | 0 | 0 |  | 0 | 0
PJM_ROR_2_MISO_WUMS | PJM_ROR | MISO_WUMS | 2040 | B8 | 500 | 0 | 1467 | 0 | 0 |  | 0 |  | 0 | 0 |  | 0 | 0
PJM_ROR_2_MISO_WUMS | PJM_ROR | MISO_WUMS | 2040 | B9 | 800 | 0 | 1467 | 0 | 0 |  | 0 |  | 0 | 0 |  | 0 | 0
PJM_ROR_2_MISO_WUMS | PJM_ROR | MISO_WUMS | 2040 | B10 | 1262 | 0 | 1467 | 0 | 0 |  | 0 |  | 0 | 0 |  | 0 | 0
PJM_ROR_2_MISO_WUMS | PJM_ROR | MISO_WUMS | 2040 | B11 | 25 | 0 | 1467 | 0 | 0 |  | 0 |  | 0 | 0 |  | 0 | 0
PJM_ROR_2_MISO_WUMS | PJM_ROR | MISO_WUMS | 2040 | B12 | 200 | 0 | 1467 | 0 | 0 |  | 0 |  | 0 | 0 |  | 0 | 0
PJM_ROR_2_MISO_WUMS | PJM_ROR | MISO_WUMS | 2040 | B13 | 600 | 0 | 1467 | 0 | 0 |  | 0 |  | 0 | 0 |  | 0 | 0
PJM_ROR_2_MISO_WUMS | PJM_ROR | MISO_WUMS | 2040 | B14 | 900 | 0 | 1467 | 0 | 0 |  | 0 |  | 0 | 0 |  | 0 | 0
PJM_ROR_2_MISO_WUMS | PJM_ROR | MISO_WUMS | 2040 | B15 | 1203 | 0 | 1467 | 0 | 0 |  | 0 |  | 0 | 0 |  | 0 | 0
PJM_ROR_2_MISO_WUMS | PJM_ROR | MISO_WUMS | 2040 | B16 | 25 | 0 | 1467 | 0 | 0 |  | 0 |  | 0 | 0 |  | 0 | 0
PJM_ROR_2_MISO_WUMS | PJM_ROR | MISO_WUMS | 2040 | B17 | 100 | 0 | 1467 | 0 | 0 |  | 0 |  | 0 | 0 |  | 0 | 0
PJM_ROR_2_MISO_WUMS | PJM_ROR | MISO_WUMS | 2040 | B18 | 400 | 0 | 1467 | 0 | 0 |  | 0 |  | 0 | 0 |  | 0 | 0
PJM_ROR_2_MISO_WUMS | PJM_ROR | MISO_WUMS | 2040 | B19 | 700 | 0 | 1467 | 0 | 0 |  | 0 |  | 0 | 0 |  | 0 | 0
PJM_ROR_2_MISO_WUMS | PJM_ROR | MISO_WUMS | 2040 | B20 | 935 | 0 | 1467 | 0 | 0 |  | 0 |  | 0 | 0 |  | 0 | 0
PJM_ROR_2_MISO_WUMS | PJM_ROR | MISO_WUMS | 2045 | B1 | 10 | 0 | 1467 | 0 | 0 |  | 0 |  | 0 | 0 |  | 0 | 0
PJM_ROR_2_MISO_WUMS | PJM_ROR | MISO_WUMS | 2045 | B2 | 25 | 0 | 1467 | 0 | 0 |  | 0 |  | 0 | 0 |  | 0 | 0
PJM_ROR_2_MISO_WUMS | PJM_ROR | MISO_WUMS | 2045 | B3 | 75 | 0 | 1467 | 0 | 0 |  | 0 |  | 0 | 0 |  | 0 | 0
PJM_ROR_2_MISO_WUMS | PJM_ROR | MISO_WUMS | 2045 | B4 | 100 | 0 | 1467 | 0 | 0 |  | 0 |  | 0 | 0 |  | 0 | 0
PJM_ROR_2_MISO_WUMS | PJM_ROR | MISO_WUMS | 2045 | B5 | 200 | 0 | 1467 | 0 | 0 |  | 0 |  | 0 | 0 |  | 0 | 0
PJM_ROR_2_MISO_WUMS | PJM_ROR | MISO_WUMS | 2045 | B6 | 300 | 0 | 1467 | 733.88 | 0 |  | 0 |  | 0 | 0 |  | 0 | 0
PJM_ROR_2_MISO_WUMS | PJM_ROR | MISO_WUMS | 2045 | B7 | 400 | 0 | 1467 | 174.59 | 0 |  | 0 |  | 0 | 0 |  | 0 | 0
PJM_ROR_2_MISO_WUMS | PJM_ROR | MISO_WUMS | 2045 | B8 | 500 | 0 | 1467 | 0 | 0 |  | 0 |  | 0 | 0 |  | 0 | 0
PJM_ROR_2_MISO_WUMS | PJM_ROR | MISO_WUMS | 2045 | B9 | 800 | 0 | 1467 | 1302.63 | 0 |  | 0 |  | 0 | 0 |  | 0 | 0
PJM_ROR_2_MISO_WUMS | PJM_ROR | MISO_WUMS | 2045 | B10 | 1262 | 0 | 1467 | 0 | 0 |  | 0 |  | 0 | 0 |  | 0 | 0
PJM_ROR_2_MISO_WUMS | PJM_ROR | MISO_WUMS | 2045 | B11 | 25 | 0 | 1467 | 0 | 0 |  | 0 |  | 0 | 0 |  | 0 | 0
PJM_ROR_2_MISO_WUMS | PJM_ROR | MISO_WUMS | 2045 | B12 | 200 | 0 | 1467 | 0 | 0 |  | 0 |  | 0 | 0 |  | 0 | 0
PJM_ROR_2_MISO_WUMS | PJM_ROR | MISO_WUMS | 2045 | B13 | 600 | 0 | 1467 | 403.42 | 0 |  | 0 |  | 0 | 0 |  | 0 | 0
PJM_ROR_2_MISO_WUMS | PJM_ROR | MISO_WUMS | 2045 | B14 | 900 | 0 | 1467 | 0 | 0 |  | 0 |  | 0 | 0 |  | 0 | 0
PJM_ROR_2_MISO_WUMS | PJM_ROR | MISO_WUMS | 2045 | B15 | 1203 | 0 | 1467 | 0 | 0 |  | 0 |  | 0 | 0 |  | 0 | 0
PJM_ROR_2_MISO_WUMS | PJM_ROR | MISO_WUMS | 2045 | B16 | 25 | 0 | 1467 | 0 | 0 |  | 0 |  | 0 | 0 |  | 0 | 0
PJM_ROR_2_MISO_WUMS | PJM_ROR | MISO_WUMS | 2045 | B17 | 100 | 0 | 1467 | 0 | 0 |  | 0 |  | 0 | 0 |  | 0 | 0
PJM_ROR_2_MISO_WUMS | PJM_ROR | MISO_WUMS | 2045 | B18 | 400 | 0 | 1467 | 0 | 0 |  | 0 |  | 0 | 0 |  | 0 | 0
PJM_ROR_2_MISO_WUMS | PJM_ROR | MISO_WUMS | 2045 | B19 | 700 | 0 | 1467 | 0 | 0 |  | 0 |  | 0 | 0 |  | 0 | 0
PJM_ROR_2_MISO_WUMS | PJM_ROR | MISO_WUMS | 2045 | B20 | 935 | 0 | 1467 | 0 | 0 |  | 0 |  | 0 | 0 |  | 0 | 0
PJM_ROR_2_MISO_WUMS | PJM_ROR | MISO_WUMS | 2050 | B1 | 10 | 0 | 1467 | 0 | 0 |  | 0 |  | 0 | 0 |  | 0 | 0.0089025
PJM_ROR_2_MISO_WUMS | PJM_ROR | MISO_WUMS | 2050 | B2 | 25 | 0 | 1467 | 0 | 0 |  | 0 |  | 0 | 0 |  | 0 | 0.0089025
PJM_ROR_2_MISO_WUMS | PJM_ROR | MISO_WUMS | 2050 | B3 | 75 | 0 | 1467 | 0 | 0 |  | 0 |  | 0 | 0 |  | 0 | 0.0089025
PJM_ROR_2_MISO_WUMS | PJM_ROR | MISO_WUMS | 2050 | B4 | 100 | 0 | 1467 | 0 | 0 |  | 0 |  | 0 | 0 |  | 0 | 0.0089025
PJM_ROR_2_MISO_WUMS | PJM_ROR | MISO_WUMS | 2050 | B5 | 200 | 0 | 1467 | 1062.15 | 0 |  | 0 |  | 0 | 0 |  | 0 | 0.0089025
PJM_ROR_2_MISO_WUMS | PJM_ROR | MISO_WUMS | 2050 | B6 | 300 | 0 | 1467 | 496.66 | 0 |  | 0 |  | 0 | 0 |  | 0 | 0.0089025
PJM_ROR_2_MISO_WUMS | PJM_ROR | MISO_WUMS | 2050 | B7 | 400 | 0 | 1467 | 1467 | 0 |  | 0 |  | 0.01187 | 0 |  | 0.01187 | 0.0089025
PJM_ROR_2_MISO_WUMS | PJM_ROR | MISO_WUMS | 2050 | B8 | 500 | 0 | 1467 | 637.92 | 0 |  | 0 |  | 0 | 0 |  | 0 | 0.0089025
PJM_ROR_2_MISO_WUMS | PJM_ROR | MISO_WUMS | 2050 | B9 | 800 | 0 | 1467 | 707.55 | 0 |  | 0 |  | 0 | 0 |  | 0 | 0.0089025
PJM_ROR_2_MISO_WUMS | PJM_ROR | MISO_WUMS | 2050 | B10 | 1262 | 0 | 1467 | 0 | 0 |  | 0 |  | 0 | 0 |  | 0 | 0.0089025
PJM_ROR_2_MISO_WUMS | PJM_ROR | MISO_WUMS | 2050 | B11 | 25 | 0 | 1467 | 23.8 | 0 |  | 0 |  | 0 | 0 |  | 0 | 0.0089025
PJM_ROR_2_MISO_WUMS | PJM_ROR | MISO_WUMS | 2050 | B12 | 200 | 0 | 1467 | 300.53 | 0 |  | 0 |  | 0 | 0 |  | 0 | 0.0089025
PJM_ROR_2_MISO_WUMS | PJM_ROR | MISO_WUMS | 2050 | B13 | 600 | 0 | 1467 | 592.33 | 0 |  | 0 |  | 0 | 0 |  | 0 | 0.0089025
PJM_ROR_2_MISO_WUMS | PJM_ROR | MISO_WUMS | 2050 | B14 | 900 | 0 | 1467 | 0 | 0 |  | 0 |  | 0 | 0 |  | 0 | 0.0089025
PJM_ROR_2_MISO_WUMS | PJM_ROR | MISO_WUMS | 2050 | B15 | 1203 | 0 | 1467 | 0 | 0 |  | 0 |  | 0 | 0 |  | 0 | 0.0089025
PJM_ROR_2_MISO_WUMS | PJM_ROR | MISO_WUMS | 2050 | B16 | 25 | 0 | 1467 | 0 | 0 |  | 0 |  | 0 | 0 |  | 0 | 0.0089025
PJM_ROR_2_MISO_WUMS | PJM_ROR | MISO_WUMS | 2050 | B17 | 100 | 0 | 1467 | 0 | 0 |  | 0 |  | 0 | 0 |  | 0 | 0.0089025
PJM_ROR_2_MISO_WUMS | PJM_ROR | MISO_WUMS | 2050 | B18 | 400 | 0 | 1467 | 0 | 0 |  | 0 |  | 0 | 0 |  | 0 | 0.0089025
PJM_ROR_2_MISO_WUMS | PJM_ROR | MISO_WUMS | 2050 | B19 | 700 | 0 | 1467 | 0 | 0 |  | 0 |  | 0 | 0 |  | 0 | 0.0089025
PJM_ROR_2_MISO_WUMS | PJM_ROR | MISO_WUMS | 2050 | B20 | 935 | 0 | 1467 | 0 | 0 |  | 0 |  | 0 | 0 |  | 0 | 0.0089025
PJM_ROR_2_PJM_ROM | PJM_ROR | PJM_ROM | 2015 | B1 | 10 | 10 | 8000 | 8000 | 8000 |  | 285.41 |  | 1.2345 | 1.6499 |  | 0.0026434 | 1.6662
PJM_ROR_2_PJM_ROM | PJM_ROR | PJM_ROM | 2015 | B2 | 25 | 25 | 8000 | 8000 | 8000 |  | 289.46 |  | 0.74781 | 1.6499 |  | 0.0040033 | 1.6662
PJM_ROR_2_PJM_ROM | PJM_ROR | PJM_ROM | 2015 | B3 | 75 | 0 | 8000 | 3014.45 | 3052.16 |  | 0 |  | 0 | 0 |  | 0 | 1.6662
PJM_ROR_2_PJM_ROM | PJM_ROR | PJM_ROM | 2015 | B4 | 100 | 0 | 8000 | 2267.2 | 3490.17 |  | 0 |  | 0 | 0 |  | 0 | 1.6662
PJM_ROR_2_PJM_ROM | PJM_ROR | PJM_ROM | 2015 | B5 | 200 | 0 | 8000 | 5323.42 | 5341.82 |  | 0 |  | 0 | 0 |  | 0 | 1.6662
PJM_ROR_2_PJM_ROM | PJM_ROR | PJM_ROM | 2015 | B6 | 300 | 0 | 8000 | 6766.51 | 6647.96 |  | 0 |  | 0 | 0 |  | 0 | 1.6662
PJM_ROR_2_PJM_ROM | PJM_ROR | PJM_ROM | 2015 | B7 | 400 | 400 | 8000 | 8000 | 8000 |  | 219.23 |  | 2.1366 | 1.6499 |  | 0.18301 | 1.6662
PJM_ROR_2_PJM_ROM | PJM_ROR | PJM_ROM | 2015 | B8 | 500 | 500 | 8000 | 8000 | 8000 |  | 118.03 |  | 1.2226 | 1.6499 |  | 0.1309 | 1.6662
PJM_ROR_2_PJM_ROM | PJM_ROR | PJM_ROM | 2015 | B9 | 800 | 800 | 8000 | 8000 | 8000 |  | 1971.38 |  | 2.9912 | 1.6499 |  | 0.51242 | 1.6662
PJM_ROR_2_PJM_ROM | PJM_ROR | PJM_ROM | 2015 | B10 | 1262 | 0 | 8000 | 6573.67 | 6573.67 |  | 0 |  | 0 | 0 |  | 0 | 1.6662
PJM_ROR_2_PJM_ROM | PJM_ROR | PJM_ROM | 2015 | B11 | 25 | 0 | 8000 | 2335.52 | 0 |  | 0 |  | 0 | 0 |  | 0 | 1.6662
PJM_ROR_2_PJM_ROM | PJM_ROR | PJM_ROM | 2015 | B12 | 200 | 0 | 8000 | 5283.58 | 5227.72 |  | 0 |  | 0 | 0 |  | 0 | 1.6662
PJM_ROR_2_PJM_ROM | PJM_ROR | PJM_ROM | 2015 | B13 | 600 | 0 | 8000 | 7670.76 | 7389.79 |  | 0 |  | 0 | 0 |  | 0 | 1.6662
PJM_ROR_2_PJM_ROM | PJM_ROR | PJM_ROM | 2015 | B14 | 900 | 0 | 8000 | 8000 | 8000 |  | 0 |  | 1.3057 | 1.4481 |  | 0.25163 | 1.6662
PJM_ROR_2_PJM_ROM | PJM_ROR | PJM_ROM | 2015 | B15 | 1203 | 0 | 8000 | 6202.38 | 6201.99 |  | 0 |  | 0 | 0 |  | 0 | 1.6662
PJM_ROR_2_PJM_ROM | PJM_ROR | PJM_ROM | 2015 | B16 | 25 | 0 | 8000 | 3909.4 | 6455.82 |  | 0 |  | 0 | 0 |  | 0 | 1.6662
PJM_ROR_2_PJM_ROM | PJM_ROR | PJM_ROM | 2015 | B17 | 100 | 0 | 8000 | 4559.06 | 8000 |  | 0 |  | 0 | 1.3769 |  | 0 | 1.6662
PJM_ROR_2_PJM_ROM | PJM_ROR | PJM_ROM | 2015 | B18 | 400 | 400 | 8000 | 8000 | 8000 |  | 4285.62 |  | 3.2524 | 1.6499 |  | 0.27858 | 1.6662
PJM_ROR_2_PJM_ROM | PJM_ROR | PJM_ROM | 2015 | B19 | 700 | 700 | 8000 | 8000 | 8000 |  | 3040.98 |  | 4.6174 | 1.6499 |  | 0.69212 | 1.6662
PJM_ROR_2_PJM_ROM | PJM_ROR | PJM_ROM | 2015 | B20 | 935 | 0 | 8000 | 8000 | 8000 |  | 0 |  | 0.8309 | 1.3176 |  | 0.16636 | 1.6662
PJM_ROR_2_PJM_ROM | PJM_ROR | PJM_ROM | 2020 | B1 | 10 | 0 | 8000 | 8000 | 8000 |  | 0 |  | 230.2661 | 29.4376 |  | 65.7903 | 61.3929
PJM_ROR_2_PJM_ROM | PJM_ROR | PJM_ROM | 2020 | B2 | 25 | 0 | 8000 | 8000 | 8000 |  | 0 |  | 22.4936 | 16.072 |  | 16.0669 | 61.3929
PJM_ROR_2_PJM_ROM | PJM_ROR | PJM_ROM | 2020 | B3 | 75 | 0 | 8000 | 5805.07 | 4761.75 |  | 0 |  | 0 | 0 |  | 0 | 61.3929
PJM_ROR_2_PJM_ROM | PJM_ROR | PJM_ROM | 2020 | B4 | 100 | 0 | 8000 | 1636.1 | 0 |  | 0 |  | 0 | 0 |  | 0 | 61.3929
PJM_ROR_2_PJM_ROM | PJM_ROR | PJM_ROM | 2020 | B5 | 200 | 0 | 8000 | 21.38 | 0 |  | 0 |  | 0 | 0 |  | 0 | 61.3929
PJM_ROR_2_PJM_ROM | PJM_ROR | PJM_ROM | 2020 | B6 | 300 | 0 | 8000 | 1146.03 | 0 |  | 0 |  | 0 | 0 |  | 0 | 61.3929
PJM_ROR_2_PJM_ROM | PJM_ROR | PJM_ROM | 2020 | B7 | 400 | 0 | 8000 | 725.53 | 725.53 |  | 0 |  | 0 | 0 |  | 0 | 61.3929
PJM_ROR_2_PJM_ROM | PJM_ROR | PJM_ROM | 2020 | B8 | 500 | 0 | 8000 | 3626.13 | 5277.76 |  | 0 |  | 0 | 0 |  | 0 | 61.3929
PJM_ROR_2_PJM_ROM | PJM_ROR | PJM_ROM | 2020 | B9 | 800 | 0 | 8000 | 3273.22 | 3273.22 |  | 0 |  | 0 | 0 |  | 0 | 61.3929
PJM_ROR_2_PJM_ROM | PJM_ROR | PJM_ROM | 2020 | B10 | 1262 | 0 | 8000 | 5447.23 | 5447.23 |  | 0 |  | 0 | 0 |  | 0 | 61.3929
PJM_ROR_2_PJM_ROM | PJM_ROR | PJM_ROM | 2020 | B11 | 25 | 0 | 8000 | 0 | 0 |  | 0 |  | 0 | 0 |  | 0 | 61.3929
PJM_ROR_2_PJM_ROM | PJM_ROR | PJM_ROM | 2020 | B12 | 200 | 0 | 8000 | 0 | 0 |  | 0 |  | 0 | 0 |  | 0 | 61.3929
PJM_ROR_2_PJM_ROM | PJM_ROR | PJM_ROM | 2020 | B13 | 600 | 0 | 8000 | 1434.17 | 1730.71 |  | 0 |  | 0 | 0 |  | 0 | 61.3929
PJM_ROR_2_PJM_ROM | PJM_ROR | PJM_ROM | 2020 | B14 | 900 | 0 | 8000 | 3772.87 | 3772.87 |  | 0 |  | 0 | 0 |  | 0 | 61.3929
PJM_ROR_2_PJM_ROM | PJM_ROR | PJM_ROM | 2020 | B15 | 1203 | 0 | 8000 | 5704.68 | 5738.89 |  | 0 |  | 0 | 0 |  | 0 | 61.3929
PJM_ROR_2_PJM_ROM | PJM_ROR | PJM_ROM | 2020 | B16 | 25 | 0 | 8000 | 3087.78 | 5157.85 |  | 0 |  | 0 | 0 |  | 0 | 61.3929
PJM_ROR_2_PJM_ROM | PJM_ROR | PJM_ROM | 2020 | B17 | 100 | 0 | 8000 | 3184.46 | 5285.23 |  | 0 |  | 0 | 0 |  | 0 | 61.3929
PJM_ROR_2_PJM_ROM | PJM_ROR | PJM_ROM | 2020 | B18 | 400 | 0 | 8000 | 7262.76 | 7262.76 |  | 0 |  | 0 | 0 |  | 0 | 61.3929
PJM_ROR_2_PJM_ROM | PJM_ROR | PJM_ROM | 2020 | B19 | 700 | 0 | 8000 | 6065.4 | 8000 |  | 0 |  | 0 | 0.02374 |  | 0 | 61.3929
PJM_ROR_2_PJM_ROM | PJM_ROR | PJM_ROM | 2020 | B20 | 935 | 0 | 8000 | 6472.04 | 6403.84 |  | 0 |  | 0 | 0 |  | 0 | 61.3929
PJM_ROR_2_PJM_ROM | PJM_ROR | PJM_ROM | 2025 | B1 | 10 | 0 | 8000 | 5684.57 | 8000 |  | 0 |  | 0 | 31.7641 |  | 0 | 68.8163
PJM_ROR_2_PJM_ROM | PJM_ROR | PJM_ROM | 2025 | B2 | 25 | 0 | 8000 | 8000 | 7508.01 |  | 0 |  | 91.7551 | 0 |  | 91.7551 | 68.8163
PJM_ROR_2_PJM_ROM | PJM_ROR | PJM_ROM | 2025 | B3 | 75 | 0 | 8000 | 3768.78 | 1839.36 |  | 0 |  | 0 | 0 |  | 0 | 68.8163
PJM_ROR_2_PJM_ROM | PJM_ROR | PJM_ROM | 2025 | B4 | 100 | 0 | 8000 | 1031.45 | 0 |  | 0 |  | 0 | 0 |  | 0 | 68.8163
PJM_ROR_2_PJM_ROM | PJM_ROR | PJM_ROM | 2025 | B5 | 200 | 0 | 8000 | 0 | 0 |  | 0 |  | 0 | 0 |  | 0 | 68.8163
PJM_ROR_2_PJM_ROM | PJM_ROR | PJM_ROM | 2025 | B6 | 300 | 0 | 8000 | 0 | 0 |  | 0 |  | 0 | 0 |  | 0 | 68.8163
PJM_ROR_2_PJM_ROM | PJM_ROR | PJM_ROM | 2025 | B7 | 400 | 0 | 8000 | 0 | 0 |  | 0 |  | 0 | 0 |  | 0 | 68.8163
PJM_ROR_2_PJM_ROM | PJM_ROR | PJM_ROM | 2025 | B8 | 500 | 0 | 8000 | 0 | 1256.23 |  | 0 |  | 0 | 0 |  | 0 | 68.8163
PJM_ROR_2_PJM_ROM | PJM_ROR | PJM_ROM | 2025 | B9 | 800 | 0 | 8000 | 1461.19 | 1461.19 |  | 0 |  | 0 | 0 |  | 0 | 68.8163
PJM_ROR_2_PJM_ROM | PJM_ROR | PJM_ROM | 2025 | B10 | 1262 | 0 | 8000 | 4370.34 | 4370.34 |  | 0 |  | 0 | 0 |  | 0 | 68.8163
PJM_ROR_2_PJM_ROM | PJM_ROR | PJM_ROM | 2025 | B11 | 25 | 0 | 8000 | 0 | 0 |  | 0 |  | 0 | 0 |  | 0 | 68.8163
PJM_ROR_2_PJM_ROM | PJM_ROR | PJM_ROM | 2025 | B12 | 200 | 0 | 8000 | 0 | 0 |  | 0 |  | 0 | 0 |  | 0 | 68.8163
PJM_ROR_2_PJM_ROM | PJM_ROR | PJM_ROM | 2025 | B13 | 600 | 0 | 8000 | 0 | 1156.62 |  | 0 |  | 0 | 0 |  | 0 | 68.8163
PJM_ROR_2_PJM_ROM | PJM_ROR | PJM_ROM | 2025 | B14 | 900 | 0 | 8000 | 0 | 2794.58 |  | 0 |  | 0 | 0 |  | 0 | 68.8163
PJM_ROR_2_PJM_ROM | PJM_ROR | PJM_ROM | 2025 | B15 | 1203 | 0 | 8000 | 4829.82 | 4829.82 |  | 0 |  | 0 | 0 |  | 0 | 68.8163
PJM_ROR_2_PJM_ROM | PJM_ROR | PJM_ROM | 2025 | B16 | 25 | 0 | 8000 | 2289.61 | 5899.41 |  | 0 |  | 0 | 0 |  | 0 | 68.8163
PJM_ROR_2_PJM_ROM | PJM_ROR | PJM_ROM | 2025 | B17 | 100 | 0 | 8000 | 2052.46 | 4798.27 |  | 0 |  | 0 | 0 |  | 0 | 68.8163
PJM_ROR_2_PJM_ROM | PJM_ROR | PJM_ROM | 2025 | B18 | 400 | 0 | 8000 | 3497.46 | 6006.25 |  | 0 |  | 0 | 0 |  | 0 | 68.8163
PJM_ROR_2_PJM_ROM | PJM_ROR | PJM_ROM | 2025 | B19 | 700 | 0 | 8000 | 4495.12 | 7710.06 |  | 0 |  | 0 | 0 |  | 0 | 68.8163
PJM_ROR_2_PJM_ROM | PJM_ROR | PJM_ROM | 2025 | B20 | 935 | 0 | 8000 | 5355.49 | 8000 |  | 0 |  | 0 | 0.74781 |  | 0 | 68.8163
PJM_ROR_2_PJM_ROM | PJM_ROR | PJM_ROM | 2030 | B1 | 10 | 10 | 8000 | 5595.84 | 8000 |  | 3240.58 |  | 0 | 0.87838 |  | 0 | 0.89025
PJM_ROR_2_PJM_ROM | PJM_ROR | PJM_ROM | 2030 | B2 | 25 | 25 | 8000 | 6124.64 | 8000 |  | 411.68 |  | 0 | 0.87838 |  | 0 | 0.89025
PJM_ROR_2_PJM_ROM | PJM_ROR | PJM_ROM | 2030 | B3 | 75 | 0 | 8000 | 2477.49 | 2461.09 |  | 0 |  | 0 | 0 |  | 0 | 0.89025
PJM_ROR_2_PJM_ROM | PJM_ROR | PJM_ROM | 2030 | B4 | 100 | 0 | 8000 | 0 | 0 |  | 0 |  | 0 | 0 |  | 0 | 0.89025
PJM_ROR_2_PJM_ROM | PJM_ROR | PJM_ROM | 2030 | B5 | 200 | 0 | 8000 | 0 | 0 |  | 0 |  | 0 | 0 |  | 0 | 0.89025
PJM_ROR_2_PJM_ROM | PJM_ROR | PJM_ROM | 2030 | B6 | 300 | 0 | 8000 | 1510.11 | 637.84 |  | 0 |  | 0 | 0 |  | 0 | 0.89025
PJM_ROR_2_PJM_ROM | PJM_ROR | PJM_ROM | 2030 | B7 | 400 | 0 | 8000 | 1302.33 | 1939.51 |  | 0 |  | 0 | 0 |  | 0 | 0.89025
PJM_ROR_2_PJM_ROM | PJM_ROR | PJM_ROM | 2030 | B8 | 500 | 0 | 8000 | 3206.7 | 3288.86 |  | 0 |  | 0 | 0 |  | 0 | 0.89025
PJM_ROR_2_PJM_ROM | PJM_ROR | PJM_ROM | 2030 | B9 | 800 | 0 | 8000 | 2692.64 | 5188.44 |  | 0 |  | 0 | 0 |  | 0 | 0.89025
PJM_ROR_2_PJM_ROM | PJM_ROR | PJM_ROM | 2030 | B10 | 1262 | 0 | 8000 | 3120.52 | 4690.84 |  | 0 |  | 0 | 0 |  | 0 | 0.89025
PJM_ROR_2_PJM_ROM | PJM_ROR | PJM_ROM | 2030 | B11 | 25 | 0 | 8000 | 2061.93 | 515.68 |  | 0 |  | 0 | 0 |  | 0 | 0.89025
PJM_ROR_2_PJM_ROM | PJM_ROR | PJM_ROM | 2030 | B12 | 200 | 0 | 8000 | 2552.77 | 4118.59 |  | 0 |  | 0 | 0 |  | 0 | 0.89025
PJM_ROR_2_PJM_ROM | PJM_ROR | PJM_ROM | 2030 | B13 | 600 | 0 | 8000 | 1975.07 | 8000 |  | 0 |  | 0 | 0.13057 |  | 0 | 0.89025
PJM_ROR_2_PJM_ROM | PJM_ROR | PJM_ROM | 2030 | B14 | 900 | 900 | 8000 | 3253.39 | 8000 |  | 337.23 |  | 0 | 0.87838 |  | 0 | 0.89025
PJM_ROR_2_PJM_ROM | PJM_ROR | PJM_ROM | 2030 | B15 | 1203 | 0 | 8000 | 3988.82 | 8000 |  | 0 |  | 0 | 0.10683 |  | 0 | 0.89025
PJM_ROR_2_PJM_ROM | PJM_ROR | PJM_ROM | 2030 | B16 | 25 | 25 | 8000 | 3655.26 | 8000 |  | 3463.08 |  | 0 | 0.87838 |  | 0 | 0.89025
PJM_ROR_2_PJM_ROM | PJM_ROR | PJM_ROM | 2030 | B17 | 100 | 100 | 8000 | 5032.04 | 8000 |  | 1957 |  | 0 | 0.87838 |  | 0 | 0.89025
PJM_ROR_2_PJM_ROM | PJM_ROR | PJM_ROM | 2030 | B18 | 400 | 400 | 8000 | 5720.01 | 8000 |  | 1018.72 |  | 0 | 0.87838 |  | 0 | 0.89025
PJM_ROR_2_PJM_ROM | PJM_ROR | PJM_ROM | 2030 | B19 | 700 | 700 | 8000 | 7451.89 | 8000 |  | 451.89 |  | 0 | 0.87838 |  | 0 | 0.89025
PJM_ROR_2_PJM_ROM | PJM_ROR | PJM_ROM | 2030 | B20 | 935 | 935 | 8000 | 8000 | 8000 |  | 163.47 |  | 1.187 | 0.87838 |  | 1.187 | 0.89025
PJM_ROR_2_PJM_ROM | PJM_ROR | PJM_ROM | 2035 | B1 | 10 | 10 | 8000 | 6843.32 | 8000 |  | 1629.46 |  | 0 | 3.7153 |  | 0 | 3.7273
PJM_ROR_2_PJM_ROM | PJM_ROR | PJM_ROM | 2035 | B2 | 25 | 0 | 8000 | 7941.31 | 7794.19 |  | 0 |  | 0 | 0 |  | 0 | 3.7273
PJM_ROR_2_PJM_ROM | PJM_ROR | PJM_ROM | 2035 | B3 | 75 | 0 | 8000 | 4036.65 | 1792.95 |  | 0 |  | 0 | 0 |  | 0 | 3.7273
PJM_ROR_2_PJM_ROM | PJM_ROR | PJM_ROM | 2035 | B4 | 100 | 0 | 8000 | 480.75 | 0 |  | 0 |  | 0 | 0 |  | 0 | 3.7273
PJM_ROR_2_PJM_ROM | PJM_ROR | PJM_ROM | 2035 | B5 | 200 | 0 | 8000 | 4957.61 | 0 |  | 0 |  | 0 | 0 |  | 0 | 3.7273
PJM_ROR_2_PJM_ROM | PJM_ROR | PJM_ROM | 2035 | B6 | 300 | 0 | 8000 | 4752.51 | 0 |  | 0 |  | 0 | 0 |  | 0 | 3.7273
PJM_ROR_2_PJM_ROM | PJM_ROR | PJM_ROM | 2035 | B7 | 400 | 0 | 8000 | 5223.04 | 0 |  | 0 |  | 0 | 0 |  | 0 | 3.7273
PJM_ROR_2_PJM_ROM | PJM_ROR | PJM_ROM | 2035 | B8 | 500 | 0 | 8000 | 7970.47 | 480.2 |  | 0 |  | 0 | 0 |  | 0 | 3.7273
PJM_ROR_2_PJM_ROM | PJM_ROR | PJM_ROM | 2035 | B9 | 800 | 0 | 8000 | 8000 | 0 |  | 0 |  | 1.9586 | 0 |  | 0.46084 | 3.7273
PJM_ROR_2_PJM_ROM | PJM_ROR | PJM_ROM | 2035 | B10 | 1262 | 0 | 8000 | 3938.21 | 2342.49 |  | 0 |  | 0 | 0 |  | 0 | 3.7273
PJM_ROR_2_PJM_ROM | PJM_ROR | PJM_ROM | 2035 | B11 | 25 | 0 | 8000 | 6612.29 | 0 |  | 0 |  | 0 | 0 |  | 0 | 3.7273
PJM_ROR_2_PJM_ROM | PJM_ROR | PJM_ROM | 2035 | B12 | 200 | 0 | 8000 | 6748.03 | 0 |  | 0 |  | 0 | 0 |  | 0 | 3.7273
PJM_ROR_2_PJM_ROM | PJM_ROR | PJM_ROM | 2035 | B13 | 600 | 0 | 8000 | 8000 | 302 |  | 0 |  | 3.0743 | 0 |  | 0.54253 | 3.7273
PJM_ROR_2_PJM_ROM | PJM_ROR | PJM_ROM | 2035 | B14 | 900 | 0 | 8000 | 8000 | 2526.9 |  | 0 |  | 5.7095 | 0 |  | 1.5113 | 3.7273
PJM_ROR_2_PJM_ROM | PJM_ROR | PJM_ROM | 2035 | B15 | 1203 | 0 | 8000 | 3730.32 | 1750.27 |  | 0 |  | 0 | 0 |  | 0 | 3.7273
PJM_ROR_2_PJM_ROM | PJM_ROR | PJM_ROM | 2035 | B16 | 25 | 0 | 8000 | 7095.63 | 6423.97 |  | 0 |  | 0 | 0 |  | 0 | 3.7273
PJM_ROR_2_PJM_ROM | PJM_ROR | PJM_ROM | 2035 | B17 | 100 | 0 | 8000 | 5460.57 | 6438.62 |  | 0 |  | 0 | 0 |  | 0 | 3.7273
PJM_ROR_2_PJM_ROM | PJM_ROR | PJM_ROM | 2035 | B18 | 400 | 0 | 8000 | 8000 | 5424.61 |  | 0 |  | 4.6649 | 0 |  | 0.54881 | 3.7273
PJM_ROR_2_PJM_ROM | PJM_ROR | PJM_ROM | 2035 | B19 | 700 | 0 | 8000 | 8000 | 8000 |  | 0 |  | 9.2586 | 0.7122 |  | 1.9062 | 3.7273
PJM_ROR_2_PJM_ROM | PJM_ROR | PJM_ROM | 2035 | B20 | 935 | 0 | 8000 | 4007.37 | 4414.16 |  | 0 |  | 0 | 0 |  | 0 | 3.7273
PJM_ROR_2_PJM_ROM | PJM_ROR | PJM_ROM | 2040 | B1 | 10 | 0 | 8000 | 3160.56 | 5447.33 |  | 0 |  | 0 | 0 |  | 0 | 9.036
PJM_ROR_2_PJM_ROM | PJM_ROR | PJM_ROM | 2040 | B2 | 25 | 0 | 8000 | 6416.07 | 4121.8 |  | 0 |  | 0 | 0 |  | 0 | 9.036
PJM_ROR_2_PJM_ROM | PJM_ROR | PJM_ROM | 2040 | B3 | 75 | 0 | 8000 | 1431.49 | 0 |  | 0 |  | 0 | 0 |  | 0 | 9.036
PJM_ROR_2_PJM_ROM | PJM_ROR | PJM_ROM | 2040 | B4 | 100 | 0 | 8000 | 0 | 0 |  | 0 |  | 0 | 0 |  | 0 | 9.036
PJM_ROR_2_PJM_ROM | PJM_ROR | PJM_ROM | 2040 | B5 | 200 | 0 | 8000 | 981.77 | 0 |  | 0 |  | 0 | 0 |  | 0 | 9.036
PJM_ROR_2_PJM_ROM | PJM_ROR | PJM_ROM | 2040 | B6 | 300 | 0 | 8000 | 108.85 | 0 |  | 0 |  | 0 | 0 |  | 0 | 9.036
PJM_ROR_2_PJM_ROM | PJM_ROR | PJM_ROM | 2040 | B7 | 400 | 0 | 8000 | 2557.91 | 0 |  | 0 |  | 0 | 0 |  | 0 | 9.036
PJM_ROR_2_PJM_ROM | PJM_ROR | PJM_ROM | 2040 | B8 | 500 | 0 | 8000 | 5967.86 | 0 |  | 0 |  | 0 | 0 |  | 0 | 9.036
PJM_ROR_2_PJM_ROM | PJM_ROR | PJM_ROM | 2040 | B9 | 800 | 0 | 8000 | 1821.69 | 0 |  | 0 |  | 0 | 0 |  | 0 | 9.036
PJM_ROR_2_PJM_ROM | PJM_ROR | PJM_ROM | 2040 | B10 | 1262 | 0 | 8000 | 8000 | 0 |  | 0 |  | 12.0481 | 0 |  | 12.0481 | 9.036
PJM_ROR_2_PJM_ROM | PJM_ROR | PJM_ROM | 2040 | B11 | 25 | 0 | 8000 | 4082.3 | 0 |  | 0 |  | 0 | 0 |  | 0 | 9.036
PJM_ROR_2_PJM_ROM | PJM_ROR | PJM_ROM | 2040 | B12 | 200 | 0 | 8000 | 4174.16 | 0 |  | 0 |  | 0 | 0 |  | 0 | 9.036
PJM_ROR_2_PJM_ROM | PJM_ROR | PJM_ROM | 2040 | B13 | 600 | 0 | 8000 | 3378.59 | 0 |  | 0 |  | 0 | 0 |  | 0 | 9.036
PJM_ROR_2_PJM_ROM | PJM_ROR | PJM_ROM | 2040 | B14 | 900 | 0 | 8000 | 2045.19 | 0 |  | 0 |  | 0 | 0 |  | 0 | 9.036
PJM_ROR_2_PJM_ROM | PJM_ROR | PJM_ROM | 2040 | B15 | 1203 | 0 | 8000 | 4920.53 | 0 |  | 0 |  | 0 | 0 |  | 0 | 9.036
PJM_ROR_2_PJM_ROM | PJM_ROR | PJM_ROM | 2040 | B16 | 25 | 0 | 8000 | 7007.94 | 6346.88 |  | 0 |  | 0 | 0 |  | 0 | 9.036
PJM_ROR_2_PJM_ROM | PJM_ROR | PJM_ROM | 2040 | B17 | 100 | 0 | 8000 | 5937.83 | 4181.1 |  | 0 |  | 0 | 0 |  | 0 | 9.036
PJM_ROR_2_PJM_ROM | PJM_ROR | PJM_ROM | 2040 | B18 | 400 | 0 | 8000 | 4570.12 | 3134.29 |  | 0 |  | 0 | 0 |  | 0 | 9.036
PJM_ROR_2_PJM_ROM | PJM_ROR | PJM_ROM | 2040 | B19 | 700 | 0 | 8000 | 3573.15 | 5804.74 |  | 0 |  | 0 | 0 |  | 0 | 9.036
PJM_ROR_2_PJM_ROM | PJM_ROR | PJM_ROM | 2040 | B20 | 935 | 0 | 8000 | 6203.93 | 1887.94 |  | 0 |  | 0 | 0 |  | 0 | 9.036
PJM_ROR_2_PJM_ROM | PJM_ROR | PJM_ROM | 2045 | B1 | 10 | 0 | 8000 | 2850.44 | 2251.43 |  | 0 |  | 0 | 0 |  | 0 | 9.036
PJM_ROR_2_PJM_ROM | PJM_ROR | PJM_ROM | 2045 | B2 | 25 | 0 | 8000 | 4950.66 | 1105.42 |  | 0 |  | 0 | 0 |  | 0 | 9.036
PJM_ROR_2_PJM_ROM | PJM_ROR | PJM_ROM | 2045 | B3 | 75 | 0 | 8000 | 1309.6 | 0 |  | 0 |  | 0 | 0 |  | 0 | 9.036
PJM_ROR_2_PJM_ROM | PJM_ROR | PJM_ROM | 2045 | B4 | 100 | 0 | 8000 | 0 | 0 |  | 0 |  | 0 | 0 |  | 0 | 9.036
PJM_ROR_2_PJM_ROM | PJM_ROR | PJM_ROM | 2045 | B5 | 200 | 0 | 8000 | 1267.78 | 0 |  | 0 |  | 0 | 0 |  | 0 | 9.036
PJM_ROR_2_PJM_ROM | PJM_ROR | PJM_ROM | 2045 | B6 | 300 | 0 | 8000 | 1213.4 | 0 |  | 0 |  | 0 | 0 |  | 0 | 9.036
PJM_ROR_2_PJM_ROM | PJM_ROR | PJM_ROM | 2045 | B7 | 400 | 0 | 8000 | 3926.37 | 0 |  | 0 |  | 0 | 0 |  | 0 | 9.036
PJM_ROR_2_PJM_ROM | PJM_ROR | PJM_ROM | 2045 | B8 | 500 | 0 | 8000 | 4210.67 | 0 |  | 0 |  | 0 | 0 |  | 0 | 9.036
PJM_ROR_2_PJM_ROM | PJM_ROR | PJM_ROM | 2045 | B9 | 800 | 0 | 8000 | 122.67 | 0 |  | 0 |  | 0 | 0 |  | 0 | 9.036
PJM_ROR_2_PJM_ROM | PJM_ROR | PJM_ROM | 2045 | B10 | 1262 | 0 | 8000 | 8000 | 0 |  | 0 |  | 12.0481 | 0 |  | 12.0481 | 9.036
PJM_ROR_2_PJM_ROM | PJM_ROR | PJM_ROM | 2045 | B11 | 25 | 0 | 8000 | 4705.54 | 0 |  | 0 |  | 0 | 0 |  | 0 | 9.036
PJM_ROR_2_PJM_ROM | PJM_ROR | PJM_ROM | 2045 | B12 | 200 | 0 | 8000 | 7954.28 | 0 |  | 0 |  | 0 | 0 |  | 0 | 9.036
PJM_ROR_2_PJM_ROM | PJM_ROR | PJM_ROM | 2045 | B13 | 600 | 0 | 8000 | 6433.62 | 0 |  | 0 |  | 0 | 0 |  | 0 | 9.036
PJM_ROR_2_PJM_ROM | PJM_ROR | PJM_ROM | 2045 | B14 | 900 | 0 | 8000 | 6734.11 | 0 |  | 0 |  | 0 | 0 |  | 0 | 9.036
PJM_ROR_2_PJM_ROM | PJM_ROR | PJM_ROM | 2045 | B15 | 1203 | 0 | 8000 | 7021.64 | 0 |  | 0 |  | 0 | 0 |  | 0 | 9.036
PJM_ROR_2_PJM_ROM | PJM_ROR | PJM_ROM | 2045 | B16 | 25 | 0 | 8000 | 6029.96 | 6466.22 |  | 0 |  | 0 | 0 |  | 0 | 9.036
PJM_ROR_2_PJM_ROM | PJM_ROR | PJM_ROM | 2045 | B17 | 100 | 0 | 8000 | 3983.16 | 4821.18 |  | 0 |  | 0 | 0 |  | 0 | 9.036
PJM_ROR_2_PJM_ROM | PJM_ROR | PJM_ROM | 2045 | B18 | 400 | 0 | 8000 | 7920.84 | 5619.34 |  | 0 |  | 0 | 0 |  | 0 | 9.036
PJM_ROR_2_PJM_ROM | PJM_ROR | PJM_ROM | 2045 | B19 | 700 | 0 | 8000 | 7812.47 | 4893 |  | 0 |  | 0 | 0 |  | 0 | 9.036
PJM_ROR_2_PJM_ROM | PJM_ROR | PJM_ROM | 2045 | B20 | 935 | 0 | 8000 | 6944.6 | 3039.26 |  | 0 |  | 0 | 0 |  | 0 | 9.036
PJM_ROR_2_PJM_ROM | PJM_ROR | PJM_ROM | 2050 | B1 | 10 | 0 | 8000 | 0 | 0 |  | 0 |  | 0 | 0 |  | 0 | 4.6449
PJM_ROR_2_PJM_ROM | PJM_ROR | PJM_ROM | 2050 | B2 | 25 | 0 | 8000 | 1530.84 | 0 |  | 0 |  | 0 | 0 |  | 0 | 4.6449
PJM_ROR_2_PJM_ROM | PJM_ROR | PJM_ROM | 2050 | B3 | 75 | 0 | 8000 | 1179.96 | 0 |  | 0 |  | 0 | 0 |  | 0 | 4.6449
PJM_ROR_2_PJM_ROM | PJM_ROR | PJM_ROM | 2050 | B4 | 100 | 0 | 8000 | 0 | 0 |  | 0 |  | 0 | 0 |  | 0 | 4.6449
PJM_ROR_2_PJM_ROM | PJM_ROR | PJM_ROM | 2050 | B5 | 200 | 0 | 8000 | 1657.61 | 0 |  | 0 |  | 0 | 0 |  | 0 | 4.6449
PJM_ROR_2_PJM_ROM | PJM_ROR | PJM_ROM | 2050 | B6 | 300 | 0 | 8000 | 4430.88 | 0 |  | 0 |  | 0 | 0 |  | 0 | 4.6449
PJM_ROR_2_PJM_ROM | PJM_ROR | PJM_ROM | 2050 | B7 | 400 | 0 | 8000 | 1469.61 | 0 |  | 0 |  | 0 | 0 |  | 0 | 4.6449
PJM_ROR_2_PJM_ROM | PJM_ROR | PJM_ROM | 2050 | B8 | 500 | 0 | 8000 | 8000 | 0 |  | 0 |  | 3.6322 | 0 |  | 0.69529 | 4.6449
PJM_ROR_2_PJM_ROM | PJM_ROR | PJM_ROM | 2050 | B9 | 800 | 0 | 8000 | 8000 | 0 |  | 0 |  | 6.481 | 0 |  | 1.985 | 4.6449
PJM_ROR_2_PJM_ROM | PJM_ROR | PJM_ROM | 2050 | B10 | 1262 | 0 | 8000 | 8000 | 0 |  | 0 |  | 1.8161 | 0 |  | 0.87746 | 4.6449
PJM_ROR_2_PJM_ROM | PJM_ROR | PJM_ROM | 2050 | B11 | 25 | 0 | 8000 | 8000 | 0 |  | 0 |  | 158.4526 | 0 |  | 1.5166 | 4.6449
PJM_ROR_2_PJM_ROM | PJM_ROR | PJM_ROM | 2050 | B12 | 200 | 0 | 8000 | 7408.02 | 0 |  | 0 |  | 0 | 0 |  | 0 | 4.6449
PJM_ROR_2_PJM_ROM | PJM_ROR | PJM_ROM | 2050 | B13 | 600 | 0 | 8000 | 6855.68 | 0 |  | 0 |  | 0 | 0 |  | 0 | 4.6449
PJM_ROR_2_PJM_ROM | PJM_ROR | PJM_ROM | 2050 | B14 | 900 | 0 | 8000 | 7136.02 | 0 |  | 0 |  | 0 | 0 |  | 0 | 4.6449
PJM_ROR_2_PJM_ROM | PJM_ROR | PJM_ROM | 2050 | B15 | 1203 | 0 | 8000 | 7712.51 | 0 |  | 0 |  | 0 | 0 |  | 0 | 4.6449
PJM_ROR_2_PJM_ROM | PJM_ROR | PJM_ROM | 2050 | B16 | 25 | 0 | 8000 | 8000 | 2901.36 |  | 0 |  | 116.8958 | 0 |  | 1.1188 | 4.6449
PJM_ROR_2_PJM_ROM | PJM_ROR | PJM_ROM | 2050 | B17 | 100 | 0 | 8000 | 6214.52 | 2873.93 |  | 0 |  | 0 | 0 |  | 0 | 4.6449
PJM_ROR_2_PJM_ROM | PJM_ROR | PJM_ROM | 2050 | B18 | 400 | 0 | 8000 | 4940.23 | 1286.86 |  | 0 |  | 0 | 0 |  | 0 | 4.6449
PJM_ROR_2_PJM_ROM | PJM_ROR | PJM_ROM | 2050 | B19 | 700 | 0 | 8000 | 5255.2 | 4034.49 |  | 0 |  | 0 | 0 |  | 0 | 4.6449
PJM_ROR_2_PJM_ROM | PJM_ROR | PJM_ROM | 2050 | B20 | 935 | 0 | 8000 | 6318.95 | 825.6 |  | 0 |  | 0 | 0 |  | 0 | 4.6449
PJM_ROR_2_TVA_Transmission | PJM_ROR | TVA_Transmission | 2015 | B1 | 10 | 0 | 2500 | 2322.17 | 1436.76 |  | 0 |  | 0 | 0 |  | 0 | 0
PJM_ROR_2_TVA_Transmission | PJM_ROR | TVA_Transmission | 2015 | B2 | 25 | 0 | 2500 | 2301.8 | 2164.85 |  | 0 |  | 0 | 0 |  | 0 | 0
PJM_ROR_2_TVA_Transmission | PJM_ROR | TVA_Transmission | 2015 | B3 | 75 | 0 | 2500 | 1031.49 | 1069.56 |  | 0 |  | 0 | 0 |  | 0 | 0
PJM_ROR_2_TVA_Transmission | PJM_ROR | TVA_Transmission | 2015 | B4 | 100 | 0 | 2500 | 455.82 | 493.89 |  | 0 |  | 0 | 0 |  | 0 | 0
PJM_ROR_2_TVA_Transmission | PJM_ROR | TVA_Transmission | 2015 | B5 | 200 | 0 | 2500 | 661.73 | 0 |  | 0 |  | 0 | 0 |  | 0 | 0
PJM_ROR_2_TVA_Transmission | PJM_ROR | TVA_Transmission | 2015 | B6 | 300 | 0 | 2500 | 0 | 0 |  | 0 |  | 0 | 0 |  | 0 | 0
PJM_ROR_2_TVA_Transmission | PJM_ROR | TVA_Transmission | 2015 | B7 | 400 | 0 | 2500 | 0 | 0 |  | 0 |  | 0 | 0 |  | 0 | 0
PJM_ROR_2_TVA_Transmission | PJM_ROR | TVA_Transmission | 2015 | B8 | 500 | 0 | 2500 | 0 | 0 |  | 0 |  | 0 | 0 |  | 0 | 0
PJM_ROR_2_TVA_Transmission | PJM_ROR | TVA_Transmission | 2015 | B9 | 800 | 0 | 2500 | 0 | 0 |  | 0 |  | 0 | 0 |  | 0 | 0
PJM_ROR_2_TVA_Transmission | PJM_ROR | TVA_Transmission | 2015 | B10 | 1262 | 0 | 2500 | 0 | 0 |  | 0 |  | 0 | 0 |  | 0 | 0
PJM_ROR_2_TVA_Transmission | PJM_ROR | TVA_Transmission | 2015 | B11 | 25 | 0 | 2500 | 872.9 | 572.03 |  | 0 |  | 0 | 0 |  | 0 | 0
PJM_ROR_2_TVA_Transmission | PJM_ROR | TVA_Transmission | 2015 | B12 | 200 | 0 | 2500 | 0 | 0 |  | 0 |  | 0 | 0 |  | 0 | 0
PJM_ROR_2_TVA_Transmission | PJM_ROR | TVA_Transmission | 2015 | B13 | 600 | 0 | 2500 | 0 | 0 |  | 0 |  | 0 | 0 |  | 0 | 0
PJM_ROR_2_TVA_Transmission | PJM_ROR | TVA_Transmission | 2015 | B14 | 900 | 0 | 2500 | 0 | 0 |  | 0 |  | 0 | 0 |  | 0 | 0
PJM_ROR_2_TVA_Transmission | PJM_ROR | TVA_Transmission | 2015 | B15 | 1203 | 0 | 2500 | 45.3 | 992.02 |  | 0 |  | 0 | 0 |  | 0 | 0
PJM_ROR_2_TVA_Transmission | PJM_ROR | TVA_Transmission | 2015 | B16 | 25 | 0 | 2500 | 274.34 | 0 |  | 0 |  | 0 | 0 |  | 0 | 0
PJM_ROR_2_TVA_Transmission | PJM_ROR | TVA_Transmission | 2015 | B17 | 100 | 0 | 2500 | 0 | 0 |  | 0 |  | 0 | 0 |  | 0 | 0
PJM_ROR_2_TVA_Transmission | PJM_ROR | TVA_Transmission | 2015 | B18 | 400 | 0 | 2500 | 0 | 0 |  | 0 |  | 0 | 0 |  | 0 | 0
PJM_ROR_2_TVA_Transmission | PJM_ROR | TVA_Transmission | 2015 | B19 | 700 | 0 | 2500 | 0 | 0 |  | 0 |  | 0 | 0 |  | 0 | 0
PJM_ROR_2_TVA_Transmission | PJM_ROR | TVA_Transmission | 2015 | B20 | 935 | 0 | 2500 | 1323.2 | 1346.62 |  | 0 |  | 0 | 0 |  | 0 | 0
PJM_ROR_2_TVA_Transmission | PJM_ROR | TVA_Transmission | 2020 | B1 | 10 | 0 | 2500 | 0 | 0 |  | 0 |  | 0 | 0 |  | 0 | 0.88745
PJM_ROR_2_TVA_Transmission | PJM_ROR | TVA_Transmission | 2020 | B2 | 25 | 0 | 2500 | 0 | 0 |  | 0 |  | 0 | 0 |  | 0 | 0.88745
PJM_ROR_2_TVA_Transmission | PJM_ROR | TVA_Transmission | 2020 | B3 | 75 | 0 | 2500 | 2500 | 2500 |  | 0 |  | 3.929 | 0.21366 |  | 0.33677 | 0.88745
PJM_ROR_2_TVA_Transmission | PJM_ROR | TVA_Transmission | 2020 | B4 | 100 | 0 | 2500 | 2500 | 2500 |  | 0 |  | 1.6262 | 0.75968 |  | 0.18585 | 0.88745
PJM_ROR_2_TVA_Transmission | PJM_ROR | TVA_Transmission | 2020 | B5 | 200 | 0 | 2500 | 1623.52 | 1657.04 |  | 0 |  | 0 | 0 |  | 0 | 0.88745
PJM_ROR_2_TVA_Transmission | PJM_ROR | TVA_Transmission | 2020 | B6 | 300 | 0 | 2500 | 2500 | 2500 |  | 0 |  | 0.01187 | 0.01187 |  | 0.0040697 | 0.88745
PJM_ROR_2_TVA_Transmission | PJM_ROR | TVA_Transmission | 2020 | B7 | 400 | 0 | 2500 | 2500 | 2500 |  | 0 |  | 1.4363 | 0.01187 |  | 0.65658 | 0.88745
PJM_ROR_2_TVA_Transmission | PJM_ROR | TVA_Transmission | 2020 | B8 | 500 | 0 | 2500 | 1294.58 | 882.67 |  | 0 |  | 0 | 0 |  | 0 | 0.88745
PJM_ROR_2_TVA_Transmission | PJM_ROR | TVA_Transmission | 2020 | B9 | 800 | 0 | 2500 | 1222.73 | 1207.26 |  | 0 |  | 0 | 0 |  | 0 | 0.88745
PJM_ROR_2_TVA_Transmission | PJM_ROR | TVA_Transmission | 2020 | B10 | 1262 | 0 | 2500 | 0 | 0 |  | 0 |  | 0 | 0 |  | 0 | 0.88745
PJM_ROR_2_TVA_Transmission | PJM_ROR | TVA_Transmission | 2020 | B11 | 25 | 0 | 2500 | 1025.9 | 2500 |  | 0 |  | 0 | 0.10683 |  | 0 | 0.88745
PJM_ROR_2_TVA_Transmission | PJM_ROR | TVA_Transmission | 2020 | B12 | 200 | 0 | 2500 | 0 | 0 |  | 0 |  | 0 | 0 |  | 0 | 0.88745
PJM_ROR_2_TVA_Transmission | PJM_ROR | TVA_Transmission | 2020 | B13 | 600 | 0 | 2500 | 0 | 0 |  | 0 |  | 0 | 0 |  | 0 | 0.88745
PJM_ROR_2_TVA_Transmission | PJM_ROR | TVA_Transmission | 2020 | B14 | 900 | 0 | 2500 | 0 | 0 |  | 0 |  | 0 | 0 |  | 0 | 0.88745
PJM_ROR_2_TVA_Transmission | PJM_ROR | TVA_Transmission | 2020 | B15 | 1203 | 0 | 2500 | 1894.03 | 1966.24 |  | 0 |  | 0 | 0 |  | 0 | 0.88745
PJM_ROR_2_TVA_Transmission | PJM_ROR | TVA_Transmission | 2020 | B16 | 25 | 0 | 2500 | 188.57 | 0 |  | 0 |  | 0 | 0 |  | 0 | 0.88745
PJM_ROR_2_TVA_Transmission | PJM_ROR | TVA_Transmission | 2020 | B17 | 100 | 0 | 2500 | 0 | 0 |  | 0 |  | 0 | 0 |  | 0 | 0.88745
PJM_ROR_2_TVA_Transmission | PJM_ROR | TVA_Transmission | 2020 | B18 | 400 | 0 | 2500 | 0 | 0 |  | 0 |  | 0 | 0 |  | 0 | 0.88745
PJM_ROR_2_TVA_Transmission | PJM_ROR | TVA_Transmission | 2020 | B19 | 700 | 0 | 2500 | 0 | 0 |  | 0 |  | 0 | 0 |  | 0 | 0.88745
PJM_ROR_2_TVA_Transmission | PJM_ROR | TVA_Transmission | 2020 | B20 | 935 | 0 | 2500 | 974.76 | 403.11 |  | 0 |  | 0 | 0 |  | 0 | 0.88745
PJM_ROR_2_TVA_Transmission | PJM_ROR | TVA_Transmission | 2025 | B1 | 10 | 0 | 2500 | 0 | 0 |  | 0 |  | 0 | 0 |  | 0 | 1.8108
PJM_ROR_2_TVA_Transmission | PJM_ROR | TVA_Transmission | 2025 | B2 | 25 | 0 | 2500 | 0 | 2500 |  | 0 |  | 0 | 0.27301 |  | 0 | 1.8108
PJM_ROR_2_TVA_Transmission | PJM_ROR | TVA_Transmission | 2025 | B3 | 75 | 0 | 2500 | 2500 | 2500 |  | 0 |  | 0.72407 | 0.34423 |  | 0.14481 | 1.8108
PJM_ROR_2_TVA_Transmission | PJM_ROR | TVA_Transmission | 2025 | B4 | 100 | 0 | 2500 | 2500 | 2500 |  | 0 |  | 4.0002 | 1.3532 |  | 1.0667 | 1.8108
PJM_ROR_2_TVA_Transmission | PJM_ROR | TVA_Transmission | 2025 | B5 | 200 | 0 | 2500 | 2500 | 2500 |  | 0 |  | 2.2553 | 0.3561 |  | 1.2028 | 1.8108
PJM_ROR_2_TVA_Transmission | PJM_ROR | TVA_Transmission | 2025 | B6 | 300 | 0 | 2500 | 715.44 | 2172.01 |  | 0 |  | 0 | 0 |  | 0 | 1.8108
PJM_ROR_2_TVA_Transmission | PJM_ROR | TVA_Transmission | 2025 | B7 | 400 | 0 | 2500 | 1948.04 | 2500 |  | 0 |  | 0 | 0.34423 |  | 0 | 1.8108
PJM_ROR_2_TVA_Transmission | PJM_ROR | TVA_Transmission | 2025 | B8 | 500 | 0 | 2500 | 18.17 | 0 |  | 0 |  | 0 | 0 |  | 0 | 1.8108
PJM_ROR_2_TVA_Transmission | PJM_ROR | TVA_Transmission | 2025 | B9 | 800 | 0 | 2500 | 171.78 | 0 |  | 0 |  | 0 | 0 |  | 0 | 1.8108
PJM_ROR_2_TVA_Transmission | PJM_ROR | TVA_Transmission | 2025 | B10 | 1262 | 1262 | 2500 | 203.98 | 2500 |  | 45.99 |  | 0 | 1.8161 |  | 0 | 1.8108
PJM_ROR_2_TVA_Transmission | PJM_ROR | TVA_Transmission | 2025 | B11 | 25 | 0 | 2500 | 258.74 | 2500 |  | 0 |  | 0 | 0.3561 |  | 0 | 1.8108
PJM_ROR_2_TVA_Transmission | PJM_ROR | TVA_Transmission | 2025 | B12 | 200 | 0 | 2500 | 0 | 0 |  | 0 |  | 0 | 0 |  | 0 | 1.8108
PJM_ROR_2_TVA_Transmission | PJM_ROR | TVA_Transmission | 2025 | B13 | 600 | 0 | 2500 | 0 | 0 |  | 0 |  | 0 | 0 |  | 0 | 1.8108
PJM_ROR_2_TVA_Transmission | PJM_ROR | TVA_Transmission | 2025 | B14 | 900 | 0 | 2500 | 0 | 0 |  | 0 |  | 0 | 0 |  | 0 | 1.8108
PJM_ROR_2_TVA_Transmission | PJM_ROR | TVA_Transmission | 2025 | B15 | 1203 | 0 | 2500 | 0 | 2500 |  | 0 |  | 0 | 0.65285 |  | 0 | 1.8108
PJM_ROR_2_TVA_Transmission | PJM_ROR | TVA_Transmission | 2025 | B16 | 25 | 0 | 2500 | 0 | 2500 |  | 0 |  | 0 | 1.2464 |  | 0 | 1.8108
PJM_ROR_2_TVA_Transmission | PJM_ROR | TVA_Transmission | 2025 | B17 | 100 | 0 | 2500 | 0 | 0 |  | 0 |  | 0 | 0 |  | 0 | 1.8108
PJM_ROR_2_TVA_Transmission | PJM_ROR | TVA_Transmission | 2025 | B18 | 400 | 0 | 2500 | 0 | 0 |  | 0 |  | 0 | 0 |  | 0 | 1.8108
PJM_ROR_2_TVA_Transmission | PJM_ROR | TVA_Transmission | 2025 | B19 | 700 | 0 | 2500 | 0 | 0 |  | 0 |  | 0 | 0 |  | 0 | 1.8108
PJM_ROR_2_TVA_Transmission | PJM_ROR | TVA_Transmission | 2025 | B20 | 935 | 0 | 2500 | 0 | 2500 |  | 0 |  | 0 | 0.02374 |  | 0 | 1.8108
PJM_ROR_2_TVA_Transmission | PJM_ROR | TVA_Transmission | 2030 | B1 | 10 | 0 | 2500 | 0 | 1340.94 |  | 0 |  | 0 | 0 |  | 0 | 1.8606
PJM_ROR_2_TVA_Transmission | PJM_ROR | TVA_Transmission | 2030 | B2 | 25 | 0 | 2500 | 0 | 607.4 |  | 0 |  | 0 | 0 |  | 0 | 1.8606
PJM_ROR_2_TVA_Transmission | PJM_ROR | TVA_Transmission | 2030 | B3 | 75 | 0 | 2500 | 2064.13 | 0 |  | 0 |  | 0 | 0 |  | 0 | 1.8606
PJM_ROR_2_TVA_Transmission | PJM_ROR | TVA_Transmission | 2030 | B4 | 100 | 0 | 2500 | 2500 | 2500 |  | 0 |  | 2.4808 | 0.87838 |  | 2.4808 | 1.8606
PJM_ROR_2_TVA_Transmission | PJM_ROR | TVA_Transmission | 2030 | B5 | 200 | 0 | 2500 | 0 | 1731.55 |  | 0 |  | 0 | 0 |  | 0 | 1.8606
PJM_ROR_2_TVA_Transmission | PJM_ROR | TVA_Transmission | 2030 | B6 | 300 | 0 | 2500 | 0 | 0 |  | 0 |  | 0 | 0 |  | 0 | 1.8606
PJM_ROR_2_TVA_Transmission | PJM_ROR | TVA_Transmission | 2030 | B7 | 400 | 0 | 2500 | 0 | 0 |  | 0 |  | 0 | 0 |  | 0 | 1.8606
PJM_ROR_2_TVA_Transmission | PJM_ROR | TVA_Transmission | 2030 | B8 | 500 | 0 | 2500 | 0 | 0 |  | 0 |  | 0 | 0 |  | 0 | 1.8606
PJM_ROR_2_TVA_Transmission | PJM_ROR | TVA_Transmission | 2030 | B9 | 800 | 0 | 2500 | 0 | 0 |  | 0 |  | 0 | 0 |  | 0 | 1.8606
PJM_ROR_2_TVA_Transmission | PJM_ROR | TVA_Transmission | 2030 | B10 | 1262 | 0 | 2500 | 2065.58 | 0 |  | 0 |  | 0 | 0 |  | 0 | 1.8606
PJM_ROR_2_TVA_Transmission | PJM_ROR | TVA_Transmission | 2030 | B11 | 25 | 0 | 2500 | 0 | 0 |  | 0 |  | 0 | 0 |  | 0 | 1.8606
PJM_ROR_2_TVA_Transmission | PJM_ROR | TVA_Transmission | 2030 | B12 | 200 | 0 | 2500 | 0 | 0 |  | 0 |  | 0 | 0 |  | 0 | 1.8606
PJM_ROR_2_TVA_Transmission | PJM_ROR | TVA_Transmission | 2030 | B13 | 600 | 0 | 2500 | 0 | 0 |  | 0 |  | 0 | 0 |  | 0 | 1.8606
PJM_ROR_2_TVA_Transmission | PJM_ROR | TVA_Transmission | 2030 | B14 | 900 | 0 | 2500 | 0 | 0 |  | 0 |  | 0 | 0 |  | 0 | 1.8606
PJM_ROR_2_TVA_Transmission | PJM_ROR | TVA_Transmission | 2030 | B15 | 1203 | 0 | 2500 | 0 | 0 |  | 0 |  | 0 | 0 |  | 0 | 1.8606
PJM_ROR_2_TVA_Transmission | PJM_ROR | TVA_Transmission | 2030 | B16 | 25 | 0 | 2500 | 0 | 0 |  | 0 |  | 0 | 0 |  | 0 | 1.8606
PJM_ROR_2_TVA_Transmission | PJM_ROR | TVA_Transmission | 2030 | B17 | 100 | 0 | 2500 | 0 | 0 |  | 0 |  | 0 | 0 |  | 0 | 1.8606
PJM_ROR_2_TVA_Transmission | PJM_ROR | TVA_Transmission | 2030 | B18 | 400 | 0 | 2500 | 0 | 0 |  | 0 |  | 0 | 0 |  | 0 | 1.8606
PJM_ROR_2_TVA_Transmission | PJM_ROR | TVA_Transmission | 2030 | B19 | 700 | 0 | 2500 | 0 | 0 |  | 0 |  | 0 | 0 |  | 0 | 1.8606
PJM_ROR_2_TVA_Transmission | PJM_ROR | TVA_Transmission | 2030 | B20 | 935 | 0 | 2500 | 0 | 0 |  | 0 |  | 0 | 0 |  | 0 | 1.8606
PJM_ROR_2_TVA_Transmission | PJM_ROR | TVA_Transmission | 2035 | B1 | 10 | 0 | 2500 | 0 | 0 |  | 0 |  | 0 | 0 |  | 0 | 0
PJM_ROR_2_TVA_Transmission | PJM_ROR | TVA_Transmission | 2035 | B2 | 25 | 0 | 2500 | 0 | 0 |  | 0 |  | 0 | 0 |  | 0 | 0
PJM_ROR_2_TVA_Transmission | PJM_ROR | TVA_Transmission | 2035 | B3 | 75 | 0 | 2500 | 29.78 | 0 |  | 0 |  | 0 | 0 |  | 0 | 0
PJM_ROR_2_TVA_Transmission | PJM_ROR | TVA_Transmission | 2035 | B4 | 100 | 0 | 2500 | 0 | 0 |  | 0 |  | 0 | 0 |  | 0 | 0
PJM_ROR_2_TVA_Transmission | PJM_ROR | TVA_Transmission | 2035 | B5 | 200 | 0 | 2500 | 0 | 266.31 |  | 0 |  | 0 | 0 |  | 0 | 0
PJM_ROR_2_TVA_Transmission | PJM_ROR | TVA_Transmission | 2035 | B6 | 300 | 0 | 2500 | 0 | 0 |  | 0 |  | 0 | 0 |  | 0 | 0
PJM_ROR_2_TVA_Transmission | PJM_ROR | TVA_Transmission | 2035 | B7 | 400 | 0 | 2500 | 0 | 0 |  | 0 |  | 0 | 0 |  | 0 | 0
PJM_ROR_2_TVA_Transmission | PJM_ROR | TVA_Transmission | 2035 | B8 | 500 | 0 | 2500 | 0 | 0 |  | 0 |  | 0 | 0 |  | 0 | 0
PJM_ROR_2_TVA_Transmission | PJM_ROR | TVA_Transmission | 2035 | B9 | 800 | 0 | 2500 | 0 | 0 |  | 0 |  | 0 | 0 |  | 0 | 0
PJM_ROR_2_TVA_Transmission | PJM_ROR | TVA_Transmission | 2035 | B10 | 1262 | 0 | 2500 | 0 | 0 |  | 0 |  | 0 | 0 |  | 0 | 0
PJM_ROR_2_TVA_Transmission | PJM_ROR | TVA_Transmission | 2035 | B11 | 25 | 0 | 2500 | 0 | 0 |  | 0 |  | 0 | 0 |  | 0 | 0
PJM_ROR_2_TVA_Transmission | PJM_ROR | TVA_Transmission | 2035 | B12 | 200 | 0 | 2500 | 0 | 0 |  | 0 |  | 0 | 0 |  | 0 | 0
PJM_ROR_2_TVA_Transmission | PJM_ROR | TVA_Transmission | 2035 | B13 | 600 | 0 | 2500 | 0 | 0 |  | 0 |  | 0 | 0 |  | 0 | 0
PJM_ROR_2_TVA_Transmission | PJM_ROR | TVA_Transmission | 2035 | B14 | 900 | 0 | 2500 | 0 | 0 |  | 0 |  | 0 | 0 |  | 0 | 0
PJM_ROR_2_TVA_Transmission | PJM_ROR | TVA_Transmission | 2035 | B15 | 1203 | 0 | 2500 | 0 | 0 |  | 0 |  | 0 | 0 |  | 0 | 0
PJM_ROR_2_TVA_Transmission | PJM_ROR | TVA_Transmission | 2035 | B16 | 25 | 0 | 2500 | 0 | 0 |  | 0 |  | 0 | 0 |  | 0 | 0
PJM_ROR_2_TVA_Transmission | PJM_ROR | TVA_Transmission | 2035 | B17 | 100 | 0 | 2500 | 0 | 0 |  | 0 |  | 0 | 0 |  | 0 | 0
PJM_ROR_2_TVA_Transmission | PJM_ROR | TVA_Transmission | 2035 | B18 | 400 | 0 | 2500 | 0 | 0 |  | 0 |  | 0 | 0 |  | 0 | 0
PJM_ROR_2_TVA_Transmission | PJM_ROR | TVA_Transmission | 2035 | B19 | 700 | 0 | 2500 | 0 | 0 |  | 0 |  | 0 | 0 |  | 0 | 0
PJM_ROR_2_TVA_Transmission | PJM_ROR | TVA_Transmission | 2035 | B20 | 935 | 0 | 2500 | 0 | 0 |  | 0 |  | 0 | 0 |  | 0 | 0
PJM_ROR_2_TVA_Transmission | PJM_ROR | TVA_Transmission | 2040 | B1 | 10 | 0 | 2500 | 0 | 0 |  | 0 |  | 0 | 0 |  | 0 | 0
PJM_ROR_2_TVA_Transmission | PJM_ROR | TVA_Transmission | 2040 | B2 | 25 | 0 | 2500 | 0 | 0 |  | 0 |  | 0 | 0 |  | 0 | 0
PJM_ROR_2_TVA_Transmission | PJM_ROR | TVA_Transmission | 2040 | B3 | 75 | 0 | 2500 | 747.56 | 2500 |  | 0 |  | 0 | 0.34423 |  | 0 | 0
PJM_ROR_2_TVA_Transmission | PJM_ROR | TVA_Transmission | 2040 | B4 | 100 | 0 | 2500 | 2200.52 | 2500 |  | 0 |  | 0 | 0.01187 |  | 0 | 0
PJM_ROR_2_TVA_Transmission | PJM_ROR | TVA_Transmission | 2040 | B5 | 200 | 0 | 2500 | 752.36 | 1372.54 |  | 0 |  | 0 | 0 |  | 0 | 0
PJM_ROR_2_TVA_Transmission | PJM_ROR | TVA_Transmission | 2040 | B6 | 300 | 0 | 2500 | 0 | 0 |  | 0 |  | 0 | 0 |  | 0 | 0
PJM_ROR_2_TVA_Transmission | PJM_ROR | TVA_Transmission | 2040 | B7 | 400 | 0 | 2500 | 0 | 0 |  | 0 |  | 0 | 0 |  | 0 | 0
PJM_ROR_2_TVA_Transmission | PJM_ROR | TVA_Transmission | 2040 | B8 | 500 | 0 | 2500 | 511.72 | 0 |  | 0 |  | 0 | 0 |  | 0 | 0
PJM_ROR_2_TVA_Transmission | PJM_ROR | TVA_Transmission | 2040 | B9 | 800 | 0 | 2500 | 0 | 0 |  | 0 |  | 0 | 0 |  | 0 | 0
PJM_ROR_2_TVA_Transmission | PJM_ROR | TVA_Transmission | 2040 | B10 | 1262 | 0 | 2500 | 0 | 0 |  | 0 |  | 0 | 0 |  | 0 | 0
PJM_ROR_2_TVA_Transmission | PJM_ROR | TVA_Transmission | 2040 | B11 | 25 | 0 | 2500 | 0 | 0 |  | 0 |  | 0 | 0 |  | 0 | 0
PJM_ROR_2_TVA_Transmission | PJM_ROR | TVA_Transmission | 2040 | B12 | 200 | 0 | 2500 | 0 | 0 |  | 0 |  | 0 | 0 |  | 0 | 0
PJM_ROR_2_TVA_Transmission | PJM_ROR | TVA_Transmission | 2040 | B13 | 600 | 0 | 2500 | 0 | 0 |  | 0 |  | 0 | 0 |  | 0 | 0
PJM_ROR_2_TVA_Transmission | PJM_ROR | TVA_Transmission | 2040 | B14 | 900 | 0 | 2500 | 0 | 0 |  | 0 |  | 0 | 0 |  | 0 | 0
PJM_ROR_2_TVA_Transmission | PJM_ROR | TVA_Transmission | 2040 | B15 | 1203 | 0 | 2500 | 0 | 0 |  | 0 |  | 0 | 0 |  | 0 | 0
PJM_ROR_2_TVA_Transmission | PJM_ROR | TVA_Transmission | 2040 | B16 | 25 | 0 | 2500 | 0 | 0 |  | 0 |  | 0 | 0 |  | 0 | 0
PJM_ROR_2_TVA_Transmission | PJM_ROR | TVA_Transmission | 2040 | B17 | 100 | 0 | 2500 | 0 | 0 |  | 0 |  | 0 | 0 |  | 0 | 0
PJM_ROR_2_TVA_Transmission | PJM_ROR | TVA_Transmission | 2040 | B18 | 400 | 0 | 2500 | 0 | 0 |  | 0 |  | 0 | 0 |  | 0 | 0
PJM_ROR_2_TVA_Transmission | PJM_ROR | TVA_Transmission | 2040 | B19 | 700 | 0 | 2500 | 0 | 0 |  | 0 |  | 0 | 0 |  | 0 | 0
PJM_ROR_2_TVA_Transmission | PJM_ROR | TVA_Transmission | 2040 | B20 | 935 | 0 | 2500 | 0 | 0 |  | 0 |  | 0 | 0 |  | 0 | 0
PJM_ROR_2_TVA_Transmission | PJM_ROR | TVA_Transmission | 2045 | B1 | 10 | 0 | 2500 | 0 | 0 |  | 0 |  | 0 | 0 |  | 0 | 0
PJM_ROR_2_TVA_Transmission | PJM_ROR | TVA_Transmission | 2045 | B2 | 25 | 0 | 2500 | 0 | 0 |  | 0 |  | 0 | 0 |  | 0 | 0
PJM_ROR_2_TVA_Transmission | PJM_ROR | TVA_Transmission | 2045 | B3 | 75 | 0 | 2500 | 0 | 2500 |  | 0 |  | 0 | 1.0327 |  | 0 | 0
PJM_ROR_2_TVA_Transmission | PJM_ROR | TVA_Transmission | 2045 | B4 | 100 | 0 | 2500 | 1346.14 | 2500 |  | 0 |  | 0 | 1.5194 |  | 0 | 0
PJM_ROR_2_TVA_Transmission | PJM_ROR | TVA_Transmission | 2045 | B5 | 200 | 0 | 2500 | 1855.98 | 1151.32 |  | 0 |  | 0 | 0 |  | 0 | 0
PJM_ROR_2_TVA_Transmission | PJM_ROR | TVA_Transmission | 2045 | B6 | 300 | 0 | 2500 | 0 | 0 |  | 0 |  | 0 | 0 |  | 0 | 0
PJM_ROR_2_TVA_Transmission | PJM_ROR | TVA_Transmission | 2045 | B7 | 400 | 0 | 2500 | 208.06 | 0 |  | 0 |  | 0 | 0 |  | 0 | 0
PJM_ROR_2_TVA_Transmission | PJM_ROR | TVA_Transmission | 2045 | B8 | 500 | 0 | 2500 | 0 | 0 |  | 0 |  | 0 | 0 |  | 0 | 0
PJM_ROR_2_TVA_Transmission | PJM_ROR | TVA_Transmission | 2045 | B9 | 800 | 0 | 2500 | 0 | 0 |  | 0 |  | 0 | 0 |  | 0 | 0
PJM_ROR_2_TVA_Transmission | PJM_ROR | TVA_Transmission | 2045 | B10 | 1262 | 0 | 2500 | 0 | 0 |  | 0 |  | 0 | 0 |  | 0 | 0
PJM_ROR_2_TVA_Transmission | PJM_ROR | TVA_Transmission | 2045 | B11 | 25 | 0 | 2500 | 757.45 | 0 |  | 0 |  | 0 | 0 |  | 0 | 0
PJM_ROR_2_TVA_Transmission | PJM_ROR | TVA_Transmission | 2045 | B12 | 200 | 0 | 2500 | 0 | 0 |  | 0 |  | 0 | 0 |  | 0 | 0
PJM_ROR_2_TVA_Transmission | PJM_ROR | TVA_Transmission | 2045 | B13 | 600 | 0 | 2500 | 0 | 0 |  | 0 |  | 0 | 0 |  | 0 | 0
PJM_ROR_2_TVA_Transmission | PJM_ROR | TVA_Transmission | 2045 | B14 | 900 | 0 | 2500 | 0 | 0 |  | 0 |  | 0 | 0 |  | 0 | 0
PJM_ROR_2_TVA_Transmission | PJM_ROR | TVA_Transmission | 2045 | B15 | 1203 | 0 | 2500 | 0 | 0 |  | 0 |  | 0 | 0 |  | 0 | 0
PJM_ROR_2_TVA_Transmission | PJM_ROR | TVA_Transmission | 2045 | B16 | 25 | 0 | 2500 | 0 | 0 |  | 0 |  | 0 | 0 |  | 0 | 0
PJM_ROR_2_TVA_Transmission | PJM_ROR | TVA_Transmission | 2045 | B17 | 100 | 0 | 2500 | 0 | 0 |  | 0 |  | 0 | 0 |  | 0 | 0
PJM_ROR_2_TVA_Transmission | PJM_ROR | TVA_Transmission | 2045 | B18 | 400 | 0 | 2500 | 0 | 0 |  | 0 |  | 0 | 0 |  | 0 | 0
PJM_ROR_2_TVA_Transmission | PJM_ROR | TVA_Transmission | 2045 | B19 | 700 | 0 | 2500 | 0 | 0 |  | 0 |  | 0 | 0 |  | 0 | 0
PJM_ROR_2_TVA_Transmission | PJM_ROR | TVA_Transmission | 2045 | B20 | 935 | 0 | 2500 | 0 | 0 |  | 0 |  | 0 | 0 |  | 0 | 0
PJM_ROR_2_TVA_Transmission | PJM_ROR | TVA_Transmission | 2050 | B1 | 10 | 0 | 2500 | 0 | 0 |  | 0 |  | 0 | 0 |  | 0 | 0
PJM_ROR_2_TVA_Transmission | PJM_ROR | TVA_Transmission | 2050 | B2 | 25 | 0 | 2500 | 0 | 0 |  | 0 |  | 0 | 0 |  | 0 | 0
PJM_ROR_2_TVA_Transmission | PJM_ROR | TVA_Transmission | 2050 | B3 | 75 | 0 | 2500 | 0 | 2080.73 |  | 0 |  | 0 | 0 |  | 0 | 0
PJM_ROR_2_TVA_Transmission | PJM_ROR | TVA_Transmission | 2050 | B4 | 100 | 0 | 2500 | 2176.12 | 1216.19 |  | 0 |  | 0 | 0 |  | 0 | 0
PJM_ROR_2_TVA_Transmission | PJM_ROR | TVA_Transmission | 2050 | B5 | 200 | 0 | 2500 | 78.1 | 0 |  | 0 |  | 0 | 0 |  | 0 | 0
PJM_ROR_2_TVA_Transmission | PJM_ROR | TVA_Transmission | 2050 | B6 | 300 | 0 | 2500 | 187.44 | 0 |  | 0 |  | 0 | 0 |  | 0 | 0
PJM_ROR_2_TVA_Transmission | PJM_ROR | TVA_Transmission | 2050 | B7 | 400 | 0 | 2500 | 0 | 0 |  | 0 |  | 0 | 0 |  | 0 | 0
PJM_ROR_2_TVA_Transmission | PJM_ROR | TVA_Transmission | 2050 | B8 | 500 | 0 | 2500 | 0 | 0 |  | 0 |  | 0 | 0 |  | 0 | 0
PJM_ROR_2_TVA_Transmission | PJM_ROR | TVA_Transmission | 2050 | B9 | 800 | 0 | 2500 | 0 | 0 |  | 0 |  | 0 | 0 |  | 0 | 0
PJM_ROR_2_TVA_Transmission | PJM_ROR | TVA_Transmission | 2050 | B10 | 1262 | 0 | 2500 | 410.66 | 0 |  | 0 |  | 0 | 0 |  | 0 | 0
PJM_ROR_2_TVA_Transmission | PJM_ROR | TVA_Transmission | 2050 | B11 | 25 | 0 | 2500 | 0 | 0 |  | 0 |  | 0 | 0 |  | 0 | 0
PJM_ROR_2_TVA_Transmission | PJM_ROR | TVA_Transmission | 2050 | B12 | 200 | 0 | 2500 | 0 | 0 |  | 0 |  | 0 | 0 |  | 0 | 0
PJM_ROR_2_TVA_Transmission | PJM_ROR | TVA_Transmission | 2050 | B13 | 600 | 0 | 2500 | 0 | 0 |  | 0 |  | 0 | 0 |  | 0 | 0
PJM_ROR_2_TVA_Transmission | PJM_ROR | TVA_Transmission | 2050 | B14 | 900 | 0 | 2500 | 0 | 0 |  | 0 |  | 0 | 0 |  | 0 | 0
PJM_ROR_2_TVA_Transmission | PJM_ROR | TVA_Transmission | 2050 | B15 | 1203 | 0 | 2500 | 535.09 | 0 |  | 0 |  | 0 | 0 |  | 0 | 0
PJM_ROR_2_TVA_Transmission | PJM_ROR | TVA_Transmission | 2050 | B16 | 25 | 0 | 2500 | 0 | 0 |  | 0 |  | 0 | 0 |  | 0 | 0
PJM_ROR_2_TVA_Transmission | PJM_ROR | TVA_Transmission | 2050 | B17 | 100 | 0 | 2500 | 0 | 0 |  | 0 |  | 0 | 0 |  | 0 | 0
PJM_ROR_2_TVA_Transmission | PJM_ROR | TVA_Transmission | 2050 | B18 | 400 | 0 | 2500 | 0 | 0 |  | 0 |  | 0 | 0 |  | 0 | 0
PJM_ROR_2_TVA_Transmission | PJM_ROR | TVA_Transmission | 2050 | B19 | 700 | 0 | 2500 | 0 | 0 |  | 0 |  | 0 | 0 |  | 0 | 0
PJM_ROR_2_TVA_Transmission | PJM_ROR | TVA_Transmission | 2050 | B20 | 935 | 0 | 2500 | 1777.19 | 0 |  | 0 |  | 0 | 0 |  | 0 | 0
PJM_ROR_2_VACAR | PJM_ROR | VACAR | 2015 | B1 | 10 | 10 | 3000 | 3000 | 3000 |  | 1456.66 |  | 0.93773 | 0.9496 |  | 0.005649 | 0.95428
PJM_ROR_2_VACAR | PJM_ROR | VACAR | 2015 | B2 | 25 | 25 | 3000 | 3000 | 3000 |  | 2962.29 |  | 5.1991 | 0.9496 |  | 0.078299 | 0.95428
PJM_ROR_2_VACAR | PJM_ROR | VACAR | 2015 | B3 | 75 | 75 | 3000 | 3000 | 3000 |  | 1365.85 |  | 5.1991 | 0.9496 |  | 0.2349 | 0.95428
PJM_ROR_2_VACAR | PJM_ROR | VACAR | 2015 | B4 | 100 | 100 | 3000 | 3000 | 3000 |  | 1116.55 |  | 0.13057 | 0.9496 |  | 0.0078657 | 0.95428
PJM_ROR_2_VACAR | PJM_ROR | VACAR | 2015 | B5 | 200 | 200 | 3000 | 3000 | 3000 |  | 1317.05 |  | 1.9942 | 0.9496 |  | 0.24026 | 0.95428
PJM_ROR_2_VACAR | PJM_ROR | VACAR | 2015 | B6 | 300 | 0 | 3000 | 2772.65 | 2733.21 |  | 0 |  | 0 | 0 |  | 0 | 0.95428
PJM_ROR_2_VACAR | PJM_ROR | VACAR | 2015 | B7 | 400 | 400 | 3000 | 3000 | 3000 |  | 1890.67 |  | 2.0179 | 0.9496 |  | 0.48624 | 0.95428
PJM_ROR_2_VACAR | PJM_ROR | VACAR | 2015 | B8 | 500 | 0 | 3000 | 2320.41 | 3000 |  | 0 |  | 0 | 0.43919 |  | 0 | 0.95428
PJM_ROR_2_VACAR | PJM_ROR | VACAR | 2015 | B9 | 800 | 800 | 3000 | 3000 | 3000 |  | 8.87 |  | 0.14244 | 0.9496 |  | 0.068646 | 0.95428
PJM_ROR_2_VACAR | PJM_ROR | VACAR | 2015 | B10 | 1262 | 0 | 3000 | 902.63 | 1429.72 |  | 0 |  | 0 | 0 |  | 0 | 0.95428
PJM_ROR_2_VACAR | PJM_ROR | VACAR | 2015 | B11 | 25 | 25 | 3000 | 3000 | 3000 |  | 1418.76 |  | 0.99708 | 0.9496 |  | 0.015016 | 0.95428
PJM_ROR_2_VACAR | PJM_ROR | VACAR | 2015 | B12 | 200 | 0 | 3000 | 0 | 0 |  | 0 |  | 0 | 0 |  | 0 | 0.95428
PJM_ROR_2_VACAR | PJM_ROR | VACAR | 2015 | B13 | 600 | 0 | 3000 | 32.6 | 188.36 |  | 0 |  | 0 | 0 |  | 0 | 0.95428
PJM_ROR_2_VACAR | PJM_ROR | VACAR | 2015 | B14 | 900 | 0 | 3000 | 410.22 | 565.99 |  | 0 |  | 0 | 0 |  | 0 | 0.95428
PJM_ROR_2_VACAR | PJM_ROR | VACAR | 2015 | B15 | 1203 | 0 | 3000 | 1261.77 | 1788.86 |  | 0 |  | 0 | 0 |  | 0 | 0.95428
PJM_ROR_2_VACAR | PJM_ROR | VACAR | 2015 | B16 | 25 | 25 | 3000 | 3000 | 3000 |  | 2563.64 |  | 8.9975 | 0.9496 |  | 0.1355 | 0.95428
PJM_ROR_2_VACAR | PJM_ROR | VACAR | 2015 | B17 | 100 | 0 | 3000 | 1857.51 | 1992.59 |  | 0 |  | 0 | 0 |  | 0 | 0.95428
PJM_ROR_2_VACAR | PJM_ROR | VACAR | 2015 | B18 | 400 | 0 | 3000 | 563.18 | 82.24 |  | 0 |  | 0 | 0 |  | 0 | 0.95428
PJM_ROR_2_VACAR | PJM_ROR | VACAR | 2015 | B19 | 700 | 0 | 3000 | 1401.11 | 1247.79 |  | 0 |  | 0 | 0 |  | 0 | 0.95428
PJM_ROR_2_VACAR | PJM_ROR | VACAR | 2015 | B20 | 935 | 0 | 3000 | 1501.22 | 2016.95 |  | 0 |  | 0 | 0 |  | 0 | 0.95428
PJM_ROR_2_VACAR | PJM_ROR | VACAR | 2020 | B1 | 10 | 10 | 3000 | 2540.81 | 3000 |  | 1574.16 |  | 0 | 4.9379 |  | 0 | 4.9371
PJM_ROR_2_VACAR | PJM_ROR | VACAR | 2020 | B2 | 25 | 25 | 3000 | 2919.98 | 3000 |  | 580.75 |  | 0 | 4.9379 |  | 0 | 4.9371
PJM_ROR_2_VACAR | PJM_ROR | VACAR | 2020 | B3 | 75 | 0 | 3000 | 3000 | 3000 |  | 0 |  | 4.3207 | 3.4542 |  | 0.18786 | 4.9371
PJM_ROR_2_VACAR | PJM_ROR | VACAR | 2020 | B4 | 100 | 100 | 3000 | 3000 | 3000 |  | 3474.02 |  | 5.6501 | 4.9379 |  | 0.32754 | 4.9371
PJM_ROR_2_VACAR | PJM_ROR | VACAR | 2020 | B5 | 200 | 200 | 3000 | 3000 | 3000 |  | 2003.18 |  | 5.6501 | 4.9379 |  | 0.65509 | 4.9371
PJM_ROR_2_VACAR | PJM_ROR | VACAR | 2020 | B6 | 300 | 300 | 3000 | 3000 | 3000 |  | 2761.68 |  | 9.0212 | 4.9379 |  | 1.5689 | 4.9371
PJM_ROR_2_VACAR | PJM_ROR | VACAR | 2020 | B7 | 400 | 400 | 3000 | 3000 | 3000 |  | 2011.04 |  | 11.7988 | 4.9379 |  | 2.7359 | 4.9371
PJM_ROR_2_VACAR | PJM_ROR | VACAR | 2020 | B8 | 500 | 0 | 3000 | 3000 | 3000 |  | 0 |  | 1.9942 | 1.9942 |  | 0.57802 | 4.9371
PJM_ROR_2_VACAR | PJM_ROR | VACAR | 2020 | B9 | 800 | 0 | 3000 | 2787.11 | 3000 |  | 0 |  | 0 | 0.33236 |  | 0 | 4.9371
PJM_ROR_2_VACAR | PJM_ROR | VACAR | 2020 | B10 | 1262 | 0 | 3000 | 0 | 658.88 |  | 0 |  | 0 | 0 |  | 0 | 4.9371
PJM_ROR_2_VACAR | PJM_ROR | VACAR | 2020 | B11 | 25 | 0 | 3000 | 3000 | 3000 |  | 0 |  | 1.9942 | 2.1247 |  | 0.028901 | 4.9371
PJM_ROR_2_VACAR | PJM_ROR | VACAR | 2020 | B12 | 200 | 0 | 3000 | 2708.23 | 2141.09 |  | 0 |  | 0 | 0 |  | 0 | 4.9371
PJM_ROR_2_VACAR | PJM_ROR | VACAR | 2020 | B13 | 600 | 0 | 3000 | 1190.14 | 615.5 |  | 0 |  | 0 | 0 |  | 0 | 4.9371
PJM_ROR_2_VACAR | PJM_ROR | VACAR | 2020 | B14 | 900 | 0 | 3000 | 1788.13 | 1186.05 |  | 0 |  | 0 | 0 |  | 0 | 4.9371
PJM_ROR_2_VACAR | PJM_ROR | VACAR | 2020 | B15 | 1203 | 0 | 3000 | 0 | 0 |  | 0 |  | 0 | 0 |  | 0 | 4.9371
PJM_ROR_2_VACAR | PJM_ROR | VACAR | 2020 | B16 | 25 | 25 | 3000 | 3000 | 3000 |  | 5092.67 |  | 15.5497 | 4.9379 |  | 0.22536 | 4.9371
PJM_ROR_2_VACAR | PJM_ROR | VACAR | 2020 | B17 | 100 | 100 | 3000 | 3000 | 3000 |  | 2358.56 |  | 4.748 | 4.9379 |  | 0.27525 | 4.9371
PJM_ROR_2_VACAR | PJM_ROR | VACAR | 2020 | B18 | 400 | 0 | 3000 | 1953.34 | 3000 |  | 0 |  | 0 | 0.28488 |  | 0 | 4.9371
PJM_ROR_2_VACAR | PJM_ROR | VACAR | 2020 | B19 | 700 | 0 | 3000 | 2109.36 | 2715.84 |  | 0 |  | 0 | 0 |  | 0 | 4.9371
PJM_ROR_2_VACAR | PJM_ROR | VACAR | 2020 | B20 | 935 | 0 | 3000 | 744.93 | 1296.32 |  | 0 |  | 0 | 0 |  | 0 | 4.9371
PJM_ROR_2_VACAR | PJM_ROR | VACAR | 2025 | B1 | 10 | 10 | 3000 | 0 | 3000 |  | 5543.2 |  | 0 | 2.3503 |  | 0 | 2.3472
PJM_ROR_2_VACAR | PJM_ROR | VACAR | 2025 | B2 | 25 | 25 | 3000 | 1263.7 | 3000 |  | 4552.7 |  | 0 | 2.3503 |  | 0 | 2.3472
PJM_ROR_2_VACAR | PJM_ROR | VACAR | 2025 | B3 | 75 | 75 | 3000 | 1358.37 | 3000 |  | 5735.75 |  | 0 | 2.3503 |  | 0 | 2.3472
PJM_ROR_2_VACAR | PJM_ROR | VACAR | 2025 | B4 | 100 | 100 | 3000 | 3000 | 3000 |  | 10307.76 |  | 5.7926 | 2.3503 |  | 0.35106 | 2.3472
PJM_ROR_2_VACAR | PJM_ROR | VACAR | 2025 | B5 | 200 | 200 | 3000 | 3000 | 3000 |  | 7065.72 |  | 5.7926 | 2.3503 |  | 0.70213 | 2.3472
PJM_ROR_2_VACAR | PJM_ROR | VACAR | 2025 | B6 | 300 | 300 | 3000 | 3000 | 3000 |  | 1839.27 |  | 2.3977 | 2.3503 |  | 0.43595 | 2.3472
PJM_ROR_2_VACAR | PJM_ROR | VACAR | 2025 | B7 | 400 | 400 | 3000 | 3000 | 3000 |  | 1365.09 |  | 2.4333 | 2.3503 |  | 0.5899 | 2.3472
PJM_ROR_2_VACAR | PJM_ROR | VACAR | 2025 | B8 | 500 | 500 | 3000 | 3000 | 3000 |  | 730.55 |  | 2.6945 | 2.3503 |  | 0.81651 | 2.3472
PJM_ROR_2_VACAR | PJM_ROR | VACAR | 2025 | B9 | 800 | 0 | 3000 | 935.85 | 3000 |  | 0 |  | 0 | 0.24927 |  | 0 | 2.3472
PJM_ROR_2_VACAR | PJM_ROR | VACAR | 2025 | B10 | 1262 | 0 | 3000 | 74.74 | 710.18 |  | 0 |  | 0 | 0 |  | 0 | 2.3472
PJM_ROR_2_VACAR | PJM_ROR | VACAR | 2025 | B11 | 25 | 25 | 3000 | 3000 | 3000 |  | 3741.62 |  | 2.006 | 2.3503 |  | 0.030394 | 2.3472
PJM_ROR_2_VACAR | PJM_ROR | VACAR | 2025 | B12 | 200 | 200 | 3000 | 1156.14 | 3000 |  | 205.3 |  | 0 | 2.3503 |  | 0 | 2.3472
PJM_ROR_2_VACAR | PJM_ROR | VACAR | 2025 | B13 | 600 | 0 | 3000 | 914.78 | 2950.19 |  | 0 |  | 0 | 0 |  | 0 | 2.3472
PJM_ROR_2_VACAR | PJM_ROR | VACAR | 2025 | B14 | 900 | 0 | 3000 | 1731.1 | 2357.83 |  | 0 |  | 0 | 0 |  | 0 | 2.3472
PJM_ROR_2_VACAR | PJM_ROR | VACAR | 2025 | B15 | 1203 | 0 | 3000 | 0 | 128.43 |  | 0 |  | 0 | 0 |  | 0 | 2.3472
PJM_ROR_2_VACAR | PJM_ROR | VACAR | 2025 | B16 | 25 | 25 | 3000 | 3000 | 3000 |  | 7780.04 |  | 8.9262 | 2.3503 |  | 0.13525 | 2.3472
PJM_ROR_2_VACAR | PJM_ROR | VACAR | 2025 | B17 | 100 | 100 | 3000 | 3000 | 3000 |  | 4105.43 |  | 1.1277 | 2.3503 |  | 0.068342 | 2.3472
PJM_ROR_2_VACAR | PJM_ROR | VACAR | 2025 | B18 | 400 | 400 | 3000 | 1368.68 | 3000 |  | 695.23 |  | 0 | 2.3503 |  | 0 | 2.3472
PJM_ROR_2_VACAR | PJM_ROR | VACAR | 2025 | B19 | 700 | 700 | 3000 | 2623.02 | 3000 |  | 188.98 |  | 0 | 2.3503 |  | 0 | 2.3472
PJM_ROR_2_VACAR | PJM_ROR | VACAR | 2025 | B20 | 935 | 0 | 3000 | 1146.89 | 3000 |  | 0 |  | 0 | 0.04748 |  | 0 | 2.3472
PJM_ROR_2_VACAR | PJM_ROR | VACAR | 2030 | B1 | 10 | 10 | 3000 | 0 | 3000 |  | 5982.43 |  | 0 | 1.5194 |  | 0 | 1.5237
PJM_ROR_2_VACAR | PJM_ROR | VACAR | 2030 | B2 | 25 | 25 | 3000 | 2464.07 | 3000 |  | 9871.14 |  | 0 | 1.5194 |  | 0 | 1.5237
PJM_ROR_2_VACAR | PJM_ROR | VACAR | 2030 | B3 | 75 | 75 | 3000 | 3000 | 3000 |  | 5554.87 |  | 9.0093 | 1.5194 |  | 0.66901 | 1.5237
PJM_ROR_2_VACAR | PJM_ROR | VACAR | 2030 | B4 | 100 | 100 | 3000 | 2745.01 | 3000 |  | 5084.7 |  | 0 | 1.5194 |  | 0 | 1.5237
PJM_ROR_2_VACAR | PJM_ROR | VACAR | 2030 | B5 | 200 | 200 | 3000 | 0 | 3000 |  | 277.9 |  | 0 | 1.5194 |  | 0 | 1.5237
PJM_ROR_2_VACAR | PJM_ROR | VACAR | 2030 | B6 | 300 | 300 | 3000 | 0 | 3000 |  | 761.9 |  | 0 | 1.5194 |  | 0 | 1.5237
PJM_ROR_2_VACAR | PJM_ROR | VACAR | 2030 | B7 | 400 | 400 | 3000 | 1031.51 | 3000 |  | 27.06 |  | 0 | 1.5194 |  | 0 | 1.5237
PJM_ROR_2_VACAR | PJM_ROR | VACAR | 2030 | B8 | 500 | 0 | 3000 | 0 | 2203.39 |  | 0 |  | 0 | 0 |  | 0 | 1.5237
PJM_ROR_2_VACAR | PJM_ROR | VACAR | 2030 | B9 | 800 | 0 | 3000 | 0 | 0 |  | 0 |  | 0 | 0 |  | 0 | 1.5237
PJM_ROR_2_VACAR | PJM_ROR | VACAR | 2030 | B10 | 1262 | 0 | 3000 | 0 | 3000 |  | 0 |  | 0 | 0.49854 |  | 0 | 1.5237
PJM_ROR_2_VACAR | PJM_ROR | VACAR | 2030 | B11 | 25 | 0 | 3000 | 669.81 | 2094.67 |  | 0 |  | 0 | 0 |  | 0 | 1.5237
PJM_ROR_2_VACAR | PJM_ROR | VACAR | 2030 | B12 | 200 | 0 | 3000 | 0 | 2156.27 |  | 0 |  | 0 | 0 |  | 0 | 1.5237
PJM_ROR_2_VACAR | PJM_ROR | VACAR | 2030 | B13 | 600 | 0 | 3000 | 0 | 1184.89 |  | 0 |  | 0 | 0 |  | 0 | 1.5237
PJM_ROR_2_VACAR | PJM_ROR | VACAR | 2030 | B14 | 900 | 0 | 3000 | 0 | 1425.15 |  | 0 |  | 0 | 0 |  | 0 | 1.5237
PJM_ROR_2_VACAR | PJM_ROR | VACAR | 2030 | B15 | 1203 | 0 | 3000 | 1124.98 | 3000 |  | 0 |  | 0 | 0.96147 |  | 0 | 1.5237
PJM_ROR_2_VACAR | PJM_ROR | VACAR | 2030 | B16 | 25 | 25 | 3000 | 2232.63 | 3000 |  | 7526.37 |  | 0 | 1.5194 |  | 0 | 1.5237
PJM_ROR_2_VACAR | PJM_ROR | VACAR | 2030 | B17 | 100 | 100 | 3000 | 0 | 3000 |  | 3248.61 |  | 0 | 1.5194 |  | 0 | 1.5237
PJM_ROR_2_VACAR | PJM_ROR | VACAR | 2030 | B18 | 400 | 0 | 3000 | 0 | 2107.47 |  | 0 |  | 0 | 0 |  | 0 | 1.5237
PJM_ROR_2_VACAR | PJM_ROR | VACAR | 2030 | B19 | 700 | 0 | 3000 | 0 | 812.28 |  | 0 |  | 0 | 0 |  | 0 | 1.5237
PJM_ROR_2_VACAR | PJM_ROR | VACAR | 2030 | B20 | 935 | 935 | 3000 | 3000 | 3000 |  | 1791.25 |  | 1.4719 | 1.5194 |  | 1.3626 | 1.5237
PJM_ROR_2_VACAR | PJM_ROR | VACAR | 2035 | B1 | 10 | 10 | 3000 | 0 | 3000 |  | 6667.45 |  | 0 | 0.78342 |  | 0 | 0
PJM_ROR_2_VACAR | PJM_ROR | VACAR | 2035 | B2 | 25 | 25 | 3000 | 472.99 | 3000 |  | 5682.75 |  | 0 | 0.78342 |  | 0 | 0
PJM_ROR_2_VACAR | PJM_ROR | VACAR | 2035 | B3 | 75 | 75 | 3000 | 2552.06 | 3000 |  | 9010.1 |  | 0 | 0.78342 |  | 0 | 0
PJM_ROR_2_VACAR | PJM_ROR | VACAR | 2035 | B4 | 100 | 100 | 3000 | 0 | 3000 |  | 7288.18 |  | 0 | 0.78342 |  | 0 | 0
PJM_ROR_2_VACAR | PJM_ROR | VACAR | 2035 | B5 | 200 | 200 | 3000 | 0 | 3000 |  | 3614.08 |  | 0 | 0.78342 |  | 0 | 0
PJM_ROR_2_VACAR | PJM_ROR | VACAR | 2035 | B6 | 300 | 0 | 3000 | 0 | 2364.77 |  | 0 |  | 0 | 0 |  | 0 | 0
PJM_ROR_2_VACAR | PJM_ROR | VACAR | 2035 | B7 | 400 | 0 | 3000 | 0 | 2692.25 |  | 0 |  | 0 | 0 |  | 0 | 0
PJM_ROR_2_VACAR | PJM_ROR | VACAR | 2035 | B8 | 500 | 0 | 3000 | 0 | 0 |  | 0 |  | 0 | 0 |  | 0 | 0
PJM_ROR_2_VACAR | PJM_ROR | VACAR | 2035 | B9 | 800 | 0 | 3000 | 0 | 0 |  | 0 |  | 0 | 0 |  | 0 | 0
PJM_ROR_2_VACAR | PJM_ROR | VACAR | 2035 | B10 | 1262 | 0 | 3000 | 0 | 0 |  | 0 |  | 0 | 0 |  | 0 | 0
PJM_ROR_2_VACAR | PJM_ROR | VACAR | 2035 | B11 | 25 | 0 | 3000 | 0 | 2700.51 |  | 0 |  | 0 | 0 |  | 0 | 0
PJM_ROR_2_VACAR | PJM_ROR | VACAR | 2035 | B12 | 200 | 0 | 3000 | 0 | 844.92 |  | 0 |  | 0 | 0 |  | 0 | 0
PJM_ROR_2_VACAR | PJM_ROR | VACAR | 2035 | B13 | 600 | 0 | 3000 | 0 | 583.63 |  | 0 |  | 0 | 0 |  | 0 | 0
PJM_ROR_2_VACAR | PJM_ROR | VACAR | 2035 | B14 | 900 | 0 | 3000 | 0 | 0 |  | 0 |  | 0 | 0 |  | 0 | 0
PJM_ROR_2_VACAR | PJM_ROR | VACAR | 2035 | B15 | 1203 | 0 | 3000 | 1466.94 | 3000 |  | 0 |  | 0 | 0.28488 |  | 0 | 0
PJM_ROR_2_VACAR | PJM_ROR | VACAR | 2035 | B16 | 25 | 25 | 3000 | 1000.09 | 3000 |  | 5544.27 |  | 0 | 0.78342 |  | 0 | 0
PJM_ROR_2_VACAR | PJM_ROR | VACAR | 2035 | B17 | 100 | 100 | 3000 | 0 | 3000 |  | 1277.65 |  | 0 | 0.78342 |  | 0 | 0
PJM_ROR_2_VACAR | PJM_ROR | VACAR | 2035 | B18 | 400 | 0 | 3000 | 0 | 238.52 |  | 0 |  | 0 | 0 |  | 0 | 0
PJM_ROR_2_VACAR | PJM_ROR | VACAR | 2035 | B19 | 700 | 0 | 3000 | 0 | 0 |  | 0 |  | 0 | 0 |  | 0 | 0
PJM_ROR_2_VACAR | PJM_ROR | VACAR | 2035 | B20 | 935 | 935 | 3000 | 0 | 3000 |  | 1007.99 |  | 0 | 0.78342 |  | 0 | 0
PJM_ROR_2_VACAR | PJM_ROR | VACAR | 2040 | B1 | 10 | 10 | 3000 | 0 | 3000 |  | 5043.46 |  | 0 | 2.7182 |  | 0 | 11.4397
PJM_ROR_2_VACAR | PJM_ROR | VACAR | 2040 | B2 | 25 | 25 | 3000 | 163.65 | 3000 |  | 4061.66 |  | 0 | 2.7182 |  | 0 | 11.4397
PJM_ROR_2_VACAR | PJM_ROR | VACAR | 2040 | B3 | 75 | 75 | 3000 | 3000 | 3000 |  | 2062.18 |  | 19.0039 | 2.7182 |  | 14.2529 | 11.4397
PJM_ROR_2_VACAR | PJM_ROR | VACAR | 2040 | B4 | 100 | 100 | 3000 | 2967.75 | 3000 |  | 29.44 |  | 0 | 2.7182 |  | 0 | 11.4397
PJM_ROR_2_VACAR | PJM_ROR | VACAR | 2040 | B5 | 200 | 0 | 3000 | 1513.23 | 3000 |  | 0 |  | 0 | 0.99708 |  | 0 | 11.4397
PJM_ROR_2_VACAR | PJM_ROR | VACAR | 2040 | B6 | 300 | 0 | 3000 | 0 | 2865.8 |  | 0 |  | 0 | 0 |  | 0 | 11.4397
PJM_ROR_2_VACAR | PJM_ROR | VACAR | 2040 | B7 | 400 | 0 | 3000 | 780.6 | 1098.17 |  | 0 |  | 0 | 0 |  | 0 | 11.4397
PJM_ROR_2_VACAR | PJM_ROR | VACAR | 2040 | B8 | 500 | 0 | 3000 | 501.92 | 0 |  | 0 |  | 0 | 0 |  | 0 | 11.4397
PJM_ROR_2_VACAR | PJM_ROR | VACAR | 2040 | B9 | 800 | 0 | 3000 | 0 | 0 |  | 0 |  | 0 | 0 |  | 0 | 11.4397
PJM_ROR_2_VACAR | PJM_ROR | VACAR | 2040 | B10 | 1262 | 0 | 3000 | 0 | 0 |  | 0 |  | 0 | 0 |  | 0 | 11.4397
PJM_ROR_2_VACAR | PJM_ROR | VACAR | 2040 | B11 | 25 | 0 | 3000 | 2614.57 | 2054.16 |  | 0 |  | 0 | 0 |  | 0 | 11.4397
PJM_ROR_2_VACAR | PJM_ROR | VACAR | 2040 | B12 | 200 | 0 | 3000 | 0 | 202.16 |  | 0 |  | 0 | 0 |  | 0 | 11.4397
PJM_ROR_2_VACAR | PJM_ROR | VACAR | 2040 | B13 | 600 | 0 | 3000 | 0 | 0 |  | 0 |  | 0 | 0 |  | 0 | 11.4397
PJM_ROR_2_VACAR | PJM_ROR | VACAR | 2040 | B14 | 900 | 0 | 3000 | 0 | 0 |  | 0 |  | 0 | 0 |  | 0 | 11.4397
PJM_ROR_2_VACAR | PJM_ROR | VACAR | 2040 | B15 | 1203 | 0 | 3000 | 0 | 0 |  | 0 |  | 0 | 0 |  | 0 | 11.4397
PJM_ROR_2_VACAR | PJM_ROR | VACAR | 2040 | B16 | 25 | 25 | 3000 | 3000 | 3000 |  | 3245.2 |  | 4.0002 | 2.7182 |  | 1 | 11.4397
PJM_ROR_2_VACAR | PJM_ROR | VACAR | 2040 | B17 | 100 | 0 | 3000 | 447.79 | 2080.27 |  | 0 |  | 0 | 0 |  | 0 | 11.4397
PJM_ROR_2_VACAR | PJM_ROR | VACAR | 2040 | B18 | 400 | 0 | 3000 | 0 | 0 |  | 0 |  | 0 | 0 |  | 0 | 11.4397
PJM_ROR_2_VACAR | PJM_ROR | VACAR | 2040 | B19 | 700 | 0 | 3000 | 0 | 0 |  | 0 |  | 0 | 0 |  | 0 | 11.4397
PJM_ROR_2_VACAR | PJM_ROR | VACAR | 2040 | B20 | 935 | 0 | 3000 | 0 | 0 |  | 0 |  | 0 | 0 |  | 0 | 11.4397
PJM_ROR_2_VACAR | PJM_ROR | VACAR | 2045 | B1 | 10 | 10 | 3000 | 0 | 3000 |  | 4941 |  | 0 | 3.5254 |  | 0 | 0
PJM_ROR_2_VACAR | PJM_ROR | VACAR | 2045 | B2 | 25 | 25 | 3000 | 0 | 3000 |  | 3962.08 |  | 0 | 3.5254 |  | 0 | 0
PJM_ROR_2_VACAR | PJM_ROR | VACAR | 2045 | B3 | 75 | 75 | 3000 | 2557.53 | 3000 |  | 1966.57 |  | 0 | 3.5254 |  | 0 | 0
PJM_ROR_2_VACAR | PJM_ROR | VACAR | 2045 | B4 | 100 | 100 | 3000 | 669.14 | 3000 |  | 296.63 |  | 0 | 3.5254 |  | 0 | 0
PJM_ROR_2_VACAR | PJM_ROR | VACAR | 2045 | B5 | 200 | 0 | 3000 | 0 | 3000 |  | 0 |  | 0 | 0.99708 |  | 0 | 0
PJM_ROR_2_VACAR | PJM_ROR | VACAR | 2045 | B6 | 300 | 0 | 3000 | 0 | 168.69 |  | 0 |  | 0 | 0 |  | 0 | 0
PJM_ROR_2_VACAR | PJM_ROR | VACAR | 2045 | B7 | 400 | 0 | 3000 | 0 | 1025.53 |  | 0 |  | 0 | 0 |  | 0 | 0
PJM_ROR_2_VACAR | PJM_ROR | VACAR | 2045 | B8 | 500 | 0 | 3000 | 0 | 0 |  | 0 |  | 0 | 0 |  | 0 | 0
PJM_ROR_2_VACAR | PJM_ROR | VACAR | 2045 | B9 | 800 | 0 | 3000 | 0 | 0 |  | 0 |  | 0 | 0 |  | 0 | 0
PJM_ROR_2_VACAR | PJM_ROR | VACAR | 2045 | B10 | 1262 | 0 | 3000 | 0 | 0 |  | 0 |  | 0 | 0 |  | 0 | 0
PJM_ROR_2_VACAR | PJM_ROR | VACAR | 2045 | B11 | 25 | 0 | 3000 | 0 | 1984.86 |  | 0 |  | 0 | 0 |  | 0 | 0
PJM_ROR_2_VACAR | PJM_ROR | VACAR | 2045 | B12 | 200 | 0 | 3000 | 0 | 136.43 |  | 0 |  | 0 | 0 |  | 0 | 0
PJM_ROR_2_VACAR | PJM_ROR | VACAR | 2045 | B13 | 600 | 0 | 3000 | 0 | 0 |  | 0 |  | 0 | 0 |  | 0 | 0
PJM_ROR_2_VACAR | PJM_ROR | VACAR | 2045 | B14 | 900 | 0 | 3000 | 0 | 0 |  | 0 |  | 0 | 0 |  | 0 | 0
PJM_ROR_2_VACAR | PJM_ROR | VACAR | 2045 | B15 | 1203 | 0 | 3000 | 0 | 0 |  | 0 |  | 0 | 0 |  | 0 | 0
PJM_ROR_2_VACAR | PJM_ROR | VACAR | 2045 | B16 | 25 | 25 | 3000 | 1467.25 | 3000 |  | 3158.59 |  | 0 | 3.5254 |  | 0 | 0
PJM_ROR_2_VACAR | PJM_ROR | VACAR | 2045 | B17 | 100 | 0 | 3000 | 0 | 3000 |  | 0 |  | 0 | 0.30862 |  | 0 | 0
PJM_ROR_2_VACAR | PJM_ROR | VACAR | 2045 | B18 | 400 | 0 | 3000 | 0 | 0 |  | 0 |  | 0 | 0 |  | 0 | 0
PJM_ROR_2_VACAR | PJM_ROR | VACAR | 2045 | B19 | 700 | 0 | 3000 | 0 | 0 |  | 0 |  | 0 | 0 |  | 0 | 0
PJM_ROR_2_VACAR | PJM_ROR | VACAR | 2045 | B20 | 935 | 0 | 3000 | 0 | 0 |  | 0 |  | 0 | 0 |  | 0 | 0
PJM_ROR_2_VACAR | PJM_ROR | VACAR | 2050 | B1 | 10 | 10 | 3000 | 0 | 3000 |  | 4569.69 |  | 0 | 3.0031 |  | 0 | 0
PJM_ROR_2_VACAR | PJM_ROR | VACAR | 2050 | B2 | 25 | 25 | 3000 | 0 | 3000 |  | 6021.35 |  | 0 | 3.0031 |  | 0 | 0
PJM_ROR_2_VACAR | PJM_ROR | VACAR | 2050 | B3 | 75 | 75 | 3000 | 1748.16 | 3000 |  | 1734 |  | 0 | 3.0031 |  | 0 | 0
PJM_ROR_2_VACAR | PJM_ROR | VACAR | 2050 | B4 | 100 | 0 | 3000 | 139.56 | 3000 |  | 0 |  | 0 | 1.9942 |  | 0 | 0
PJM_ROR_2_VACAR | PJM_ROR | VACAR | 2050 | B5 | 200 | 0 | 3000 | 0 | 2721.01 |  | 0 |  | 0 | 0 |  | 0 | 0
PJM_ROR_2_VACAR | PJM_ROR | VACAR | 2050 | B6 | 300 | 0 | 3000 | 0 | 0 |  | 0 |  | 0 | 0 |  | 0 | 0
PJM_ROR_2_VACAR | PJM_ROR | VACAR | 2050 | B7 | 400 | 0 | 3000 | 0 | 0 |  | 0 |  | 0 | 0 |  | 0 | 0
PJM_ROR_2_VACAR | PJM_ROR | VACAR | 2050 | B8 | 500 | 0 | 3000 | 0 | 0 |  | 0 |  | 0 | 0 |  | 0 | 0
PJM_ROR_2_VACAR | PJM_ROR | VACAR | 2050 | B9 | 800 | 0 | 3000 | 0 | 0 |  | 0 |  | 0 | 0 |  | 0 | 0
PJM_ROR_2_VACAR | PJM_ROR | VACAR | 2050 | B10 | 1262 | 0 | 3000 | 0 | 0 |  | 0 |  | 0 | 0 |  | 0 | 0
PJM_ROR_2_VACAR | PJM_ROR | VACAR | 2050 | B11 | 25 | 0 | 3000 | 484.65 | 1278.41 |  | 0 |  | 0 | 0 |  | 0 | 0
PJM_ROR_2_VACAR | PJM_ROR | VACAR | 2050 | B12 | 200 | 0 | 3000 | 0 | 475.34 |  | 0 |  | 0 | 0 |  | 0 | 0
PJM_ROR_2_VACAR | PJM_ROR | VACAR | 2050 | B13 | 600 | 0 | 3000 | 0 | 0 |  | 0 |  | 0 | 0 |  | 0 | 0
PJM_ROR_2_VACAR | PJM_ROR | VACAR | 2050 | B14 | 900 | 0 | 3000 | 0 | 0 |  | 0 |  | 0 | 0 |  | 0 | 0
PJM_ROR_2_VACAR | PJM_ROR | VACAR | 2050 | B15 | 1203 | 0 | 3000 | 2600.36 | 0 |  | 0 |  | 0 | 0 |  | 0 | 0
PJM_ROR_2_VACAR | PJM_ROR | VACAR | 2050 | B16 | 25 | 25 | 3000 | 0 | 3000 |  | 493.02 |  | 0 | 3.0031 |  | 0 | 0
PJM_ROR_2_VACAR | PJM_ROR | VACAR | 2050 | B17 | 100 | 0 | 3000 | 0 | 1992.13 |  | 0 |  | 0 | 0 |  | 0 | 0
PJM_ROR_2_VACAR | PJM_ROR | VACAR | 2050 | B18 | 400 | 0 | 3000 | 0 | 0 |  | 0 |  | 0 | 0 |  | 0 | 0
PJM_ROR_2_VACAR | PJM_ROR | VACAR | 2050 | B19 | 700 | 0 | 3000 | 0 | 0 |  | 0 |  | 0 | 0 |  | 0 | 0
PJM_ROR_2_VACAR | PJM_ROR | VACAR | 2050 | B20 | 935 | 0 | 3000 | 256.17 | 0 |  | 0 |  | 0 | 0 |  | 0 | 0
SOCO_2_ENT | SOCO | ENT | 2015 | B1 | 10 | 0 | 2400 | 0 | 0 |  | 0 |  | 0 | 0 |  | 0 | 0
SOCO_2_ENT | SOCO | ENT | 2015 | B2 | 25 | 0 | 2400 | 0 | 0 |  | 0 |  | 0 | 0 |  | 0 | 0
SOCO_2_ENT | SOCO | ENT | 2015 | B3 | 75 | 0 | 2400 | 0 | 0 |  | 0 |  | 0 | 0 |  | 0 | 0
SOCO_2_ENT | SOCO | ENT | 2015 | B4 | 100 | 0 | 2400 | 0 | 0 |  | 0 |  | 0 | 0 |  | 0 | 0
SOCO_2_ENT | SOCO | ENT | 2015 | B5 | 200 | 0 | 2400 | 0 | 0 |  | 0 |  | 0 | 0 |  | 0 | 0
SOCO_2_ENT | SOCO | ENT | 2015 | B6 | 300 | 0 | 2400 | 0 | 0 |  | 0 |  | 0 | 0 |  | 0 | 0
SOCO_2_ENT | SOCO | ENT | 2015 | B7 | 400 | 0 | 2400 | 0 | 0 |  | 0 |  | 0 | 0 |  | 0 | 0
SOCO_2_ENT | SOCO | ENT | 2015 | B8 | 500 | 0 | 2400 | 0 | 0 |  | 0 |  | 0 | 0 |  | 0 | 0
SOCO_2_ENT | SOCO | ENT | 2015 | B9 | 800 | 0 | 2400 | 0 | 0 |  | 0 |  | 0 | 0 |  | 0 | 0
SOCO_2_ENT | SOCO | ENT | 2015 | B10 | 1262 | 0 | 2400 | 0 | 0 |  | 0 |  | 0 | 0 |  | 0 | 0
SOCO_2_ENT | SOCO | ENT | 2015 | B11 | 25 | 0 | 2400 | 0 | 0 |  | 0 |  | 0 | 0 |  | 0 | 0
SOCO_2_ENT | SOCO | ENT | 2015 | B12 | 200 | 0 | 2400 | 0 | 0 |  | 0 |  | 0 | 0 |  | 0 | 0
SOCO_2_ENT | SOCO | ENT | 2015 | B13 | 600 | 0 | 2400 | 0 | 0 |  | 0 |  | 0 | 0 |  | 0 | 0
SOCO_2_ENT | SOCO | ENT | 2015 | B14 | 900 | 0 | 2400 | 0 | 0 |  | 0 |  | 0 | 0 |  | 0 | 0
SOCO_2_ENT | SOCO | ENT | 2015 | B15 | 1203 | 0 | 2400 | 0 | 0 |  | 0 |  | 0 | 0 |  | 0 | 0
SOCO_2_ENT | SOCO | ENT | 2015 | B16 | 25 | 0 | 2400 | 0 | 0 |  | 0 |  | 0 | 0 |  | 0 | 0
SOCO_2_ENT | SOCO | ENT | 2015 | B17 | 100 | 0 | 2400 | 0 | 0 |  | 0 |  | 0 | 0 |  | 0 | 0
SOCO_2_ENT | SOCO | ENT | 2015 | B18 | 400 | 0 | 2400 | 0 | 0 |  | 0 |  | 0 | 0 |  | 0 | 0
SOCO_2_ENT | SOCO | ENT | 2015 | B19 | 700 | 0 | 2400 | 0 | 0 |  | 0 |  | 0 | 0 |  | 0 | 0
SOCO_2_ENT | SOCO | ENT | 2015 | B20 | 935 | 0 | 2400 | 0 | 0 |  | 0 |  | 0 | 0 |  | 0 | 0
SOCO_2_ENT | SOCO | ENT | 2020 | B1 | 10 | 0 | 2400 | 0 | 0 |  | 0 |  | 0 | 0 |  | 0 | 0
SOCO_2_ENT | SOCO | ENT | 2020 | B2 | 25 | 0 | 2400 | 0 | 0 |  | 0 |  | 0 | 0 |  | 0 | 0
SOCO_2_ENT | SOCO | ENT | 2020 | B3 | 75 | 0 | 2400 | 0 | 0 |  | 0 |  | 0 | 0 |  | 0 | 0
SOCO_2_ENT | SOCO | ENT | 2020 | B4 | 100 | 0 | 2400 | 0 | 0 |  | 0 |  | 0 | 0 |  | 0 | 0
SOCO_2_ENT | SOCO | ENT | 2020 | B5 | 200 | 0 | 2400 | 0 | 0 |  | 0 |  | 0 | 0 |  | 0 | 0
SOCO_2_ENT | SOCO | ENT | 2020 | B6 | 300 | 0 | 2400 | 0 | 0 |  | 0 |  | 0 | 0 |  | 0 | 0
SOCO_2_ENT | SOCO | ENT | 2020 | B7 | 400 | 0 | 2400 | 0 | 0 |  | 0 |  | 0 | 0 |  | 0 | 0
SOCO_2_ENT | SOCO | ENT | 2020 | B8 | 500 | 0 | 2400 | 0 | 0 |  | 0 |  | 0 | 0 |  | 0 | 0
SOCO_2_ENT | SOCO | ENT | 2020 | B9 | 800 | 0 | 2400 | 0 | 0 |  | 0 |  | 0 | 0 |  | 0 | 0
SOCO_2_ENT | SOCO | ENT | 2020 | B10 | 1262 | 0 | 2400 | 0 | 0 |  | 0 |  | 0 | 0 |  | 0 | 0
SOCO_2_ENT | SOCO | ENT | 2020 | B11 | 25 | 0 | 2400 | 0 | 0 |  | 0 |  | 0 | 0 |  | 0 | 0
SOCO_2_ENT | SOCO | ENT | 2020 | B12 | 200 | 0 | 2400 | 0 | 0 |  | 0 |  | 0 | 0 |  | 0 | 0
SOCO_2_ENT | SOCO | ENT | 2020 | B13 | 600 | 0 | 2400 | 0 | 0 |  | 0 |  | 0 | 0 |  | 0 | 0
SOCO_2_ENT | SOCO | ENT | 2020 | B14 | 900 | 0 | 2400 | 0 | 0 |  | 0 |  | 0 | 0 |  | 0 | 0
SOCO_2_ENT | SOCO | ENT | 2020 | B15 | 1203 | 0 | 2400 | 0 | 0 |  | 0 |  | 0 | 0 |  | 0 | 0
SOCO_2_ENT | SOCO | ENT | 2020 | B16 | 25 | 0 | 2400 | 0 | 0 |  | 0 |  | 0 | 0 |  | 0 | 0
SOCO_2_ENT | SOCO | ENT | 2020 | B17 | 100 | 0 | 2400 | 0 | 0 |  | 0 |  | 0 | 0 |  | 0 | 0
SOCO_2_ENT | SOCO | ENT | 2020 | B18 | 400 | 0 | 2400 | 0 | 0 |  | 0 |  | 0 | 0 |  | 0 | 0
SOCO_2_ENT | SOCO | ENT | 2020 | B19 | 700 | 0 | 2400 | 0 | 0 |  | 0 |  | 0 | 0 |  | 0 | 0
SOCO_2_ENT | SOCO | ENT | 2020 | B20 | 935 | 0 | 2400 | 0 | 0 |  | 0 |  | 0 | 0 |  | 0 | 0
SOCO_2_ENT | SOCO | ENT | 2025 | B1 | 10 | 0 | 2400 | 0 | 0 |  | 0 |  | 0 | 0 |  | 0 | 0
SOCO_2_ENT | SOCO | ENT | 2025 | B2 | 25 | 0 | 2400 | 0 | 0 |  | 0 |  | 0 | 0 |  | 0 | 0
SOCO_2_ENT | SOCO | ENT | 2025 | B3 | 75 | 0 | 2400 | 0 | 0 |  | 0 |  | 0 | 0 |  | 0 | 0
SOCO_2_ENT | SOCO | ENT | 2025 | B4 | 100 | 0 | 2400 | 0 | 0 |  | 0 |  | 0 | 0 |  | 0 | 0
SOCO_2_ENT | SOCO | ENT | 2025 | B5 | 200 | 0 | 2400 | 0 | 0 |  | 0 |  | 0 | 0 |  | 0 | 0
SOCO_2_ENT | SOCO | ENT | 2025 | B6 | 300 | 0 | 2400 | 0 | 0 |  | 0 |  | 0 | 0 |  | 0 | 0
SOCO_2_ENT | SOCO | ENT | 2025 | B7 | 400 | 0 | 2400 | 0 | 0 |  | 0 |  | 0 | 0 |  | 0 | 0
SOCO_2_ENT | SOCO | ENT | 2025 | B8 | 500 | 0 | 2400 | 0 | 0 |  | 0 |  | 0 | 0 |  | 0 | 0
SOCO_2_ENT | SOCO | ENT | 2025 | B9 | 800 | 0 | 2400 | 0 | 0 |  | 0 |  | 0 | 0 |  | 0 | 0
SOCO_2_ENT | SOCO | ENT | 2025 | B10 | 1262 | 0 | 2400 | 0 | 0 |  | 0 |  | 0 | 0 |  | 0 | 0
SOCO_2_ENT | SOCO | ENT | 2025 | B11 | 25 | 0 | 2400 | 0 | 0 |  | 0 |  | 0 | 0 |  | 0 | 0
SOCO_2_ENT | SOCO | ENT | 2025 | B12 | 200 | 0 | 2400 | 0 | 0 |  | 0 |  | 0 | 0 |  | 0 | 0
SOCO_2_ENT | SOCO | ENT | 2025 | B13 | 600 | 0 | 2400 | 0 | 0 |  | 0 |  | 0 | 0 |  | 0 | 0
SOCO_2_ENT | SOCO | ENT | 2025 | B14 | 900 | 0 | 2400 | 0 | 0 |  | 0 |  | 0 | 0 |  | 0 | 0
SOCO_2_ENT | SOCO | ENT | 2025 | B15 | 1203 | 0 | 2400 | 0 | 0 |  | 0 |  | 0 | 0 |  | 0 | 0
SOCO_2_ENT | SOCO | ENT | 2025 | B16 | 25 | 0 | 2400 | 0 | 0 |  | 0 |  | 0 | 0 |  | 0 | 0
SOCO_2_ENT | SOCO | ENT | 2025 | B17 | 100 | 0 | 2400 | 0 | 0 |  | 0 |  | 0 | 0 |  | 0 | 0
SOCO_2_ENT | SOCO | ENT | 2025 | B18 | 400 | 0 | 2400 | 0 | 0 |  | 0 |  | 0 | 0 |  | 0 | 0
SOCO_2_ENT | SOCO | ENT | 2025 | B19 | 700 | 0 | 2400 | 0 | 0 |  | 0 |  | 0 | 0 |  | 0 | 0
SOCO_2_ENT | SOCO | ENT | 2025 | B20 | 935 | 0 | 2400 | 0 | 0 |  | 0 |  | 0 | 0 |  | 0 | 0
SOCO_2_ENT | SOCO | ENT | 2030 | B1 | 10 | 0 | 2400 | 0 | 0 |  | 0 |  | 0 | 0 |  | 0 | 0
SOCO_2_ENT | SOCO | ENT | 2030 | B2 | 25 | 0 | 2400 | 0 | 0 |  | 0 |  | 0 | 0 |  | 0 | 0
SOCO_2_ENT | SOCO | ENT | 2030 | B3 | 75 | 0 | 2400 | 0 | 0 |  | 0 |  | 0 | 0 |  | 0 | 0
SOCO_2_ENT | SOCO | ENT | 2030 | B4 | 100 | 0 | 2400 | 403.1 | 0 |  | 0 |  | 0 | 0 |  | 0 | 0
SOCO_2_ENT | SOCO | ENT | 2030 | B5 | 200 | 0 | 2400 | 0 | 0 |  | 0 |  | 0 | 0 |  | 0 | 0
SOCO_2_ENT | SOCO | ENT | 2030 | B6 | 300 | 0 | 2400 | 0 | 0 |  | 0 |  | 0 | 0 |  | 0 | 0
SOCO_2_ENT | SOCO | ENT | 2030 | B7 | 400 | 0 | 2400 | 0 | 0 |  | 0 |  | 0 | 0 |  | 0 | 0
SOCO_2_ENT | SOCO | ENT | 2030 | B8 | 500 | 0 | 2400 | 0 | 0 |  | 0 |  | 0 | 0 |  | 0 | 0
SOCO_2_ENT | SOCO | ENT | 2030 | B9 | 800 | 0 | 2400 | 0 | 0 |  | 0 |  | 0 | 0 |  | 0 | 0
SOCO_2_ENT | SOCO | ENT | 2030 | B10 | 1262 | 0 | 2400 | 0 | 0 |  | 0 |  | 0 | 0 |  | 0 | 0
SOCO_2_ENT | SOCO | ENT | 2030 | B11 | 25 | 0 | 2400 | 0 | 0 |  | 0 |  | 0 | 0 |  | 0 | 0
SOCO_2_ENT | SOCO | ENT | 2030 | B12 | 200 | 0 | 2400 | 0 | 0 |  | 0 |  | 0 | 0 |  | 0 | 0
SOCO_2_ENT | SOCO | ENT | 2030 | B13 | 600 | 0 | 2400 | 0 | 0 |  | 0 |  | 0 | 0 |  | 0 | 0
SOCO_2_ENT | SOCO | ENT | 2030 | B14 | 900 | 0 | 2400 | 0 | 0 |  | 0 |  | 0 | 0 |  | 0 | 0
SOCO_2_ENT | SOCO | ENT | 2030 | B15 | 1203 | 0 | 2400 | 0 | 0 |  | 0 |  | 0 | 0 |  | 0 | 0
SOCO_2_ENT | SOCO | ENT | 2030 | B16 | 25 | 0 | 2400 | 0 | 0 |  | 0 |  | 0 | 0 |  | 0 | 0
SOCO_2_ENT | SOCO | ENT | 2030 | B17 | 100 | 0 | 2400 | 0 | 0 |  | 0 |  | 0 | 0 |  | 0 | 0
SOCO_2_ENT | SOCO | ENT | 2030 | B18 | 400 | 0 | 2400 | 0 | 0 |  | 0 |  | 0 | 0 |  | 0 | 0
SOCO_2_ENT | SOCO | ENT | 2030 | B19 | 700 | 0 | 2400 | 0 | 0 |  | 0 |  | 0 | 0 |  | 0 | 0
SOCO_2_ENT | SOCO | ENT | 2030 | B20 | 935 | 0 | 2400 | 0 | 0 |  | 0 |  | 0 | 0 |  | 0 | 0
SOCO_2_ENT | SOCO | ENT | 2035 | B1 | 10 | 0 | 2400 | 0 | 0 |  | 0 |  | 0 | 0 |  | 0 | 0
SOCO_2_ENT | SOCO | ENT | 2035 | B2 | 25 | 0 | 2400 | 0 | 0 |  | 0 |  | 0 | 0 |  | 0 | 0
SOCO_2_ENT | SOCO | ENT | 2035 | B3 | 75 | 0 | 2400 | 0 | 0 |  | 0 |  | 0 | 0 |  | 0 | 0
SOCO_2_ENT | SOCO | ENT | 2035 | B4 | 100 | 0 | 2400 | 0 | 0 |  | 0 |  | 0 | 0 |  | 0 | 0
SOCO_2_ENT | SOCO | ENT | 2035 | B5 | 200 | 0 | 2400 | 917.32 | 0 |  | 0 |  | 0 | 0 |  | 0 | 0
SOCO_2_ENT | SOCO | ENT | 2035 | B6 | 300 | 0 | 2400 | 0 | 0 |  | 0 |  | 0 | 0 |  | 0 | 0
SOCO_2_ENT | SOCO | ENT | 2035 | B7 | 400 | 0 | 2400 | 0 | 0 |  | 0 |  | 0 | 0 |  | 0 | 0
SOCO_2_ENT | SOCO | ENT | 2035 | B8 | 500 | 0 | 2400 | 0 | 0 |  | 0 |  | 0 | 0 |  | 0 | 0
SOCO_2_ENT | SOCO | ENT | 2035 | B9 | 800 | 0 | 2400 | 0 | 0 |  | 0 |  | 0 | 0 |  | 0 | 0
SOCO_2_ENT | SOCO | ENT | 2035 | B10 | 1262 | 0 | 2400 | 0 | 0 |  | 0 |  | 0 | 0 |  | 0 | 0
SOCO_2_ENT | SOCO | ENT | 2035 | B11 | 25 | 0 | 2400 | 0 | 0 |  | 0 |  | 0 | 0 |  | 0 | 0
SOCO_2_ENT | SOCO | ENT | 2035 | B12 | 200 | 0 | 2400 | 0 | 0 |  | 0 |  | 0 | 0 |  | 0 | 0
SOCO_2_ENT | SOCO | ENT | 2035 | B13 | 600 | 0 | 2400 | 0 | 0 |  | 0 |  | 0 | 0 |  | 0 | 0
SOCO_2_ENT | SOCO | ENT | 2035 | B14 | 900 | 0 | 2400 | 0 | 0 |  | 0 |  | 0 | 0 |  | 0 | 0
SOCO_2_ENT | SOCO | ENT | 2035 | B15 | 1203 | 0 | 2400 | 0 | 0 |  | 0 |  | 0 | 0 |  | 0 | 0
SOCO_2_ENT | SOCO | ENT | 2035 | B16 | 25 | 0 | 2400 | 0 | 0 |  | 0 |  | 0 | 0 |  | 0 | 0
SOCO_2_ENT | SOCO | ENT | 2035 | B17 | 100 | 0 | 2400 | 0 | 0 |  | 0 |  | 0 | 0 |  | 0 | 0
SOCO_2_ENT | SOCO | ENT | 2035 | B18 | 400 | 0 | 2400 | 0 | 0 |  | 0 |  | 0 | 0 |  | 0 | 0
SOCO_2_ENT | SOCO | ENT | 2035 | B19 | 700 | 0 | 2400 | 0 | 0 |  | 0 |  | 0 | 0 |  | 0 | 0
SOCO_2_ENT | SOCO | ENT | 2035 | B20 | 935 | 0 | 2400 | 0 | 0 |  | 0 |  | 0 | 0 |  | 0 | 0
SOCO_2_ENT | SOCO | ENT | 2040 | B1 | 10 | 0 | 2400 | 0 | 0 |  | 0 |  | 0 | 0 |  | 0 | 0
SOCO_2_ENT | SOCO | ENT | 2040 | B2 | 25 | 0 | 2400 | 0 | 0 |  | 0 |  | 0 | 0 |  | 0 | 0
SOCO_2_ENT | SOCO | ENT | 2040 | B3 | 75 | 0 | 2400 | 0 | 0 |  | 0 |  | 0 | 0 |  | 0 | 0
SOCO_2_ENT | SOCO | ENT | 2040 | B4 | 100 | 0 | 2400 | 0 | 0 |  | 0 |  | 0 | 0 |  | 0 | 0
SOCO_2_ENT | SOCO | ENT | 2040 | B5 | 200 | 0 | 2400 | 294.64 | 0 |  | 0 |  | 0 | 0 |  | 0 | 0
SOCO_2_ENT | SOCO | ENT | 2040 | B6 | 300 | 0 | 2400 | 0 | 0 |  | 0 |  | 0 | 0 |  | 0 | 0
SOCO_2_ENT | SOCO | ENT | 2040 | B7 | 400 | 0 | 2400 | 0 | 0 |  | 0 |  | 0 | 0 |  | 0 | 0
SOCO_2_ENT | SOCO | ENT | 2040 | B8 | 500 | 0 | 2400 | 0 | 0 |  | 0 |  | 0 | 0 |  | 0 | 0
SOCO_2_ENT | SOCO | ENT | 2040 | B9 | 800 | 0 | 2400 | 0 | 0 |  | 0 |  | 0 | 0 |  | 0 | 0
SOCO_2_ENT | SOCO | ENT | 2040 | B10 | 1262 | 0 | 2400 | 362.65 | 0 |  | 0 |  | 0 | 0 |  | 0 | 0
SOCO_2_ENT | SOCO | ENT | 2040 | B11 | 25 | 0 | 2400 | 0 | 0 |  | 0 |  | 0 | 0 |  | 0 | 0
SOCO_2_ENT | SOCO | ENT | 2040 | B12 | 200 | 0 | 2400 | 0 | 0 |  | 0 |  | 0 | 0 |  | 0 | 0
SOCO_2_ENT | SOCO | ENT | 2040 | B13 | 600 | 0 | 2400 | 0 | 0 |  | 0 |  | 0 | 0 |  | 0 | 0
SOCO_2_ENT | SOCO | ENT | 2040 | B14 | 900 | 0 | 2400 | 0 | 0 |  | 0 |  | 0 | 0 |  | 0 | 0
SOCO_2_ENT | SOCO | ENT | 2040 | B15 | 1203 | 0 | 2400 | 0 | 0 |  | 0 |  | 0 | 0 |  | 0 | 0
SOCO_2_ENT | SOCO | ENT | 2040 | B16 | 25 | 0 | 2400 | 0 | 0 |  | 0 |  | 0 | 0 |  | 0 | 0
SOCO_2_ENT | SOCO | ENT | 2040 | B17 | 100 | 0 | 2400 | 0 | 0 |  | 0 |  | 0 | 0 |  | 0 | 0
SOCO_2_ENT | SOCO | ENT | 2040 | B18 | 400 | 0 | 2400 | 0 | 0 |  | 0 |  | 0 | 0 |  | 0 | 0
SOCO_2_ENT | SOCO | ENT | 2040 | B19 | 700 | 0 | 2400 | 0 | 0 |  | 0 |  | 0 | 0 |  | 0 | 0
SOCO_2_ENT | SOCO | ENT | 2040 | B20 | 935 | 0 | 2400 | 0 | 0 |  | 0 |  | 0 | 0 |  | 0 | 0
SOCO_2_ENT | SOCO | ENT | 2045 | B1 | 10 | 0 | 2400 | 0 | 0 |  | 0 |  | 0 | 0 |  | 0 | 0
SOCO_2_ENT | SOCO | ENT | 2045 | B2 | 25 | 0 | 2400 | 0 | 0 |  | 0 |  | 0 | 0 |  | 0 | 0
SOCO_2_ENT | SOCO | ENT | 2045 | B3 | 75 | 0 | 2400 | 0 | 0 |  | 0 |  | 0 | 0 |  | 0 | 0
SOCO_2_ENT | SOCO | ENT | 2045 | B4 | 100 | 0 | 2400 | 445.22 | 0 |  | 0 |  | 0 | 0 |  | 0 | 0
SOCO_2_ENT | SOCO | ENT | 2045 | B5 | 200 | 0 | 2400 | 343.52 | 0 |  | 0 |  | 0 | 0 |  | 0 | 0
SOCO_2_ENT | SOCO | ENT | 2045 | B6 | 300 | 0 | 2400 | 126.93 | 0 |  | 0 |  | 0 | 0 |  | 0 | 0
SOCO_2_ENT | SOCO | ENT | 2045 | B7 | 400 | 0 | 2400 | 1897.78 | 0 |  | 0 |  | 0 | 0 |  | 0 | 0
SOCO_2_ENT | SOCO | ENT | 2045 | B8 | 500 | 0 | 2400 | 0 | 0 |  | 0 |  | 0 | 0 |  | 0 | 0
SOCO_2_ENT | SOCO | ENT | 2045 | B9 | 800 | 0 | 2400 | 0 | 0 |  | 0 |  | 0 | 0 |  | 0 | 0
SOCO_2_ENT | SOCO | ENT | 2045 | B10 | 1262 | 0 | 2400 | 247.8 | 0 |  | 0 |  | 0 | 0 |  | 0 | 0
SOCO_2_ENT | SOCO | ENT | 2045 | B11 | 25 | 0 | 2400 | 0 | 0 |  | 0 |  | 0 | 0 |  | 0 | 0
SOCO_2_ENT | SOCO | ENT | 2045 | B12 | 200 | 0 | 2400 | 0 | 0 |  | 0 |  | 0 | 0 |  | 0 | 0
SOCO_2_ENT | SOCO | ENT | 2045 | B13 | 600 | 0 | 2400 | 0 | 0 |  | 0 |  | 0 | 0 |  | 0 | 0
SOCO_2_ENT | SOCO | ENT | 2045 | B14 | 900 | 0 | 2400 | 0 | 0 |  | 0 |  | 0 | 0 |  | 0 | 0
SOCO_2_ENT | SOCO | ENT | 2045 | B15 | 1203 | 0 | 2400 | 0 | 0 |  | 0 |  | 0 | 0 |  | 0 | 0
SOCO_2_ENT | SOCO | ENT | 2045 | B16 | 25 | 0 | 2400 | 0 | 0 |  | 0 |  | 0 | 0 |  | 0 | 0
SOCO_2_ENT | SOCO | ENT | 2045 | B17 | 100 | 0 | 2400 | 0 | 0 |  | 0 |  | 0 | 0 |  | 0 | 0
SOCO_2_ENT | SOCO | ENT | 2045 | B18 | 400 | 0 | 2400 | 0 | 0 |  | 0 |  | 0 | 0 |  | 0 | 0
SOCO_2_ENT | SOCO | ENT | 2045 | B19 | 700 | 0 | 2400 | 0 | 0 |  | 0 |  | 0 | 0 |  | 0 | 0
SOCO_2_ENT | SOCO | ENT | 2045 | B20 | 935 | 0 | 2400 | 0 | 0 |  | 0 |  | 0 | 0 |  | 0 | 0
SOCO_2_ENT | SOCO | ENT | 2050 | B1 | 10 | 0 | 2400 | 0 | 0 |  | 0 |  | 0 | 0 |  | 0 | 0
SOCO_2_ENT | SOCO | ENT | 2050 | B2 | 25 | 0 | 2400 | 0 | 0 |  | 0 |  | 0 | 0 |  | 0 | 0
SOCO_2_ENT | SOCO | ENT | 2050 | B3 | 75 | 0 | 2400 | 0 | 0 |  | 0 |  | 0 | 0 |  | 0 | 0
SOCO_2_ENT | SOCO | ENT | 2050 | B4 | 100 | 0 | 2400 | 0 | 0 |  | 0 |  | 0 | 0 |  | 0 | 0
SOCO_2_ENT | SOCO | ENT | 2050 | B5 | 200 | 0 | 2400 | 1212.17 | 0 |  | 0 |  | 0 | 0 |  | 0 | 0
SOCO_2_ENT | SOCO | ENT | 2050 | B6 | 300 | 0 | 2400 | 206.05 | 0 |  | 0 |  | 0 | 0 |  | 0 | 0
SOCO_2_ENT | SOCO | ENT | 2050 | B7 | 400 | 0 | 2400 | 0 | 0 |  | 0 |  | 0 | 0 |  | 0 | 0
SOCO_2_ENT | SOCO | ENT | 2050 | B8 | 500 | 0 | 2400 | 0 | 0 |  | 0 |  | 0 | 0 |  | 0 | 0
SOCO_2_ENT | SOCO | ENT | 2050 | B9 | 800 | 0 | 2400 | 0 | 0 |  | 0 |  | 0 | 0 |  | 0 | 0
SOCO_2_ENT | SOCO | ENT | 2050 | B10 | 1262 | 0 | 2400 | 0 | 0 |  | 0 |  | 0 | 0 |  | 0 | 0
SOCO_2_ENT | SOCO | ENT | 2050 | B11 | 25 | 0 | 2400 | 0 | 0 |  | 0 |  | 0 | 0 |  | 0 | 0
SOCO_2_ENT | SOCO | ENT | 2050 | B12 | 200 | 0 | 2400 | 0 | 0 |  | 0 |  | 0 | 0 |  | 0 | 0
SOCO_2_ENT | SOCO | ENT | 2050 | B13 | 600 | 0 | 2400 | 0 | 0 |  | 0 |  | 0 | 0 |  | 0 | 0
SOCO_2_ENT | SOCO | ENT | 2050 | B14 | 900 | 0 | 2400 | 0 | 0 |  | 0 |  | 0 | 0 |  | 0 | 0
SOCO_2_ENT | SOCO | ENT | 2050 | B15 | 1203 | 0 | 2400 | 0 | 0 |  | 0 |  | 0 | 0 |  | 0 | 0
SOCO_2_ENT | SOCO | ENT | 2050 | B16 | 25 | 0 | 2400 | 0 | 0 |  | 0 |  | 0 | 0 |  | 0 | 0
SOCO_2_ENT | SOCO | ENT | 2050 | B17 | 100 | 0 | 2400 | 0 | 0 |  | 0 |  | 0 | 0 |  | 0 | 0
SOCO_2_ENT | SOCO | ENT | 2050 | B18 | 400 | 0 | 2400 | 0 | 0 |  | 0 |  | 0 | 0 |  | 0 | 0
SOCO_2_ENT | SOCO | ENT | 2050 | B19 | 700 | 0 | 2400 | 0 | 0 |  | 0 |  | 0 | 0 |  | 0 | 0
SOCO_2_ENT | SOCO | ENT | 2050 | B20 | 935 | 0 | 2400 | 0 | 0 |  | 0 |  | 0 | 0 |  | 0 | 0
SOCO_2_FRCC | SOCO | FRCC | 2015 | B1 | 10 | 0 | 3700 | 0 | 0 |  | 0 |  | 0 | 0 |  | 0 | 0
SOCO_2_FRCC | SOCO | FRCC | 2015 | B2 | 25 | 0 | 3700 | 0 | 0 |  | 0 |  | 0 | 0 |  | 0 | 0
SOCO_2_FRCC | SOCO | FRCC | 2015 | B3 | 75 | 0 | 3700 | 0 | 0 |  | 0 |  | 0 | 0 |  | 0 | 0
SOCO_2_FRCC | SOCO | FRCC | 2015 | B4 | 100 | 0 | 3700 | 0 | 0 |  | 0 |  | 0 | 0 |  | 0 | 0
SOCO_2_FRCC | SOCO | FRCC | 2015 | B5 | 200 | 0 | 3700 | 2511.33 | 2511.33 |  | 0 |  | 0 | 0 |  | 0 | 0
SOCO_2_FRCC | SOCO | FRCC | 2015 | B6 | 300 | 0 | 3700 | 653.18 | 653.18 |  | 0 |  | 0 | 0 |  | 0 | 0
SOCO_2_FRCC | SOCO | FRCC | 2015 | B7 | 400 | 0 | 3700 | 0 | 0 |  | 0 |  | 0 | 0 |  | 0 | 0
SOCO_2_FRCC | SOCO | FRCC | 2015 | B8 | 500 | 0 | 3700 | 0 | 0 |  | 0 |  | 0 | 0 |  | 0 | 0
SOCO_2_FRCC | SOCO | FRCC | 2015 | B9 | 800 | 0 | 3700 | 0 | 0 |  | 0 |  | 0 | 0 |  | 0 | 0
SOCO_2_FRCC | SOCO | FRCC | 2015 | B10 | 1262 | 0 | 3700 | 0 | 0 |  | 0 |  | 0 | 0 |  | 0 | 0
SOCO_2_FRCC | SOCO | FRCC | 2015 | B11 | 25 | 0 | 3700 | 3609.81 | 3609.81 |  | 0 |  | 0 | 0 |  | 0 | 0
SOCO_2_FRCC | SOCO | FRCC | 2015 | B12 | 200 | 0 | 3700 | 0 | 0 |  | 0 |  | 0 | 0 |  | 0 | 0
SOCO_2_FRCC | SOCO | FRCC | 2015 | B13 | 600 | 0 | 3700 | 0 | 0 |  | 0 |  | 0 | 0 |  | 0 | 0
SOCO_2_FRCC | SOCO | FRCC | 2015 | B14 | 900 | 0 | 3700 | 0 | 0 |  | 0 |  | 0 | 0 |  | 0 | 0
SOCO_2_FRCC | SOCO | FRCC | 2015 | B15 | 1203 | 0 | 3700 | 0 | 0 |  | 0 |  | 0 | 0 |  | 0 | 0
SOCO_2_FRCC | SOCO | FRCC | 2015 | B16 | 25 | 0 | 3700 | 0 | 0 |  | 0 |  | 0 | 0 |  | 0 | 0
SOCO_2_FRCC | SOCO | FRCC | 2015 | B17 | 100 | 0 | 3700 | 0 | 0 |  | 0 |  | 0 | 0 |  | 0 | 0
SOCO_2_FRCC | SOCO | FRCC | 2015 | B18 | 400 | 0 | 3700 | 0 | 0 |  | 0 |  | 0 | 0 |  | 0 | 0
SOCO_2_FRCC | SOCO | FRCC | 2015 | B19 | 700 | 0 | 3700 | 0 | 0 |  | 0 |  | 0 | 0 |  | 0 | 0
SOCO_2_FRCC | SOCO | FRCC | 2015 | B20 | 935 | 0 | 3700 | 0 | 0 |  | 0 |  | 0 | 0 |  | 0 | 0
SOCO_2_FRCC | SOCO | FRCC | 2020 | B1 | 10 | 0 | 3700 | 1786.9 | 2478.63 |  | 0 |  | 0 | 0 |  | 0 | 0
SOCO_2_FRCC | SOCO | FRCC | 2020 | B2 | 25 | 0 | 3700 | 0 | 0 |  | 0 |  | 0 | 0 |  | 0 | 0
SOCO_2_FRCC | SOCO | FRCC | 2020 | B3 | 75 | 0 | 3700 | 0 | 0 |  | 0 |  | 0 | 0 |  | 0 | 0
SOCO_2_FRCC | SOCO | FRCC | 2020 | B4 | 100 | 0 | 3700 | 0 | 0 |  | 0 |  | 0 | 0 |  | 0 | 0
SOCO_2_FRCC | SOCO | FRCC | 2020 | B5 | 200 | 0 | 3700 | 0 | 0 |  | 0 |  | 0 | 0 |  | 0 | 0
SOCO_2_FRCC | SOCO | FRCC | 2020 | B6 | 300 | 0 | 3700 | 145.67 | 3284.1 |  | 0 |  | 0 | 0 |  | 0 | 0
SOCO_2_FRCC | SOCO | FRCC | 2020 | B7 | 400 | 0 | 3700 | 1384.75 | 1384.76 |  | 0 |  | 0 | 0 |  | 0 | 0
SOCO_2_FRCC | SOCO | FRCC | 2020 | B8 | 500 | 0 | 3700 | 0 | 0 |  | 0 |  | 0 | 0 |  | 0 | 0
SOCO_2_FRCC | SOCO | FRCC | 2020 | B9 | 800 | 0 | 3700 | 0 | 0 |  | 0 |  | 0 | 0 |  | 0 | 0
SOCO_2_FRCC | SOCO | FRCC | 2020 | B10 | 1262 | 0 | 3700 | 0 | 0 |  | 0 |  | 0 | 0 |  | 0 | 0
SOCO_2_FRCC | SOCO | FRCC | 2020 | B11 | 25 | 25 | 3700 | 0 | 3700 |  | 1599.88 |  | 0 | 0.01187 |  | 0 | 0
SOCO_2_FRCC | SOCO | FRCC | 2020 | B12 | 200 | 0 | 3700 | 0 | 0 |  | 0 |  | 0 | 0 |  | 0 | 0
SOCO_2_FRCC | SOCO | FRCC | 2020 | B13 | 600 | 0 | 3700 | 0 | 0 |  | 0 |  | 0 | 0 |  | 0 | 0
SOCO_2_FRCC | SOCO | FRCC | 2020 | B14 | 900 | 0 | 3700 | 0 | 0 |  | 0 |  | 0 | 0 |  | 0 | 0
SOCO_2_FRCC | SOCO | FRCC | 2020 | B15 | 1203 | 0 | 3700 | 0 | 0 |  | 0 |  | 0 | 0 |  | 0 | 0
SOCO_2_FRCC | SOCO | FRCC | 2020 | B16 | 25 | 0 | 3700 | 0 | 2783.56 |  | 0 |  | 0 | 0 |  | 0 | 0
SOCO_2_FRCC | SOCO | FRCC | 2020 | B17 | 100 | 0 | 3700 | 0 | 0 |  | 0 |  | 0 | 0 |  | 0 | 0
SOCO_2_FRCC | SOCO | FRCC | 2020 | B18 | 400 | 0 | 3700 | 0 | 0 |  | 0 |  | 0 | 0 |  | 0 | 0
SOCO_2_FRCC | SOCO | FRCC | 2020 | B19 | 700 | 0 | 3700 | 0 | 0 |  | 0 |  | 0 | 0 |  | 0 | 0
SOCO_2_FRCC | SOCO | FRCC | 2020 | B20 | 935 | 0 | 3700 | 0 | 0 |  | 0 |  | 0 | 0 |  | 0 | 0
SOCO_2_FRCC | SOCO | FRCC | 2025 | B1 | 10 | 10 | 3700 | 0 | 3700 |  | 2492.78 |  | 0 | 0.01187 |  | 0 | 0
SOCO_2_FRCC | SOCO | FRCC | 2025 | B2 | 25 | 0 | 3700 | 0 | 3535.45 |  | 0 |  | 0 | 0 |  | 0 | 0
SOCO_2_FRCC | SOCO | FRCC | 2025 | B3 | 75 | 0 | 3700 | 0 | 2090.07 |  | 0 |  | 0 | 0 |  | 0 | 0
SOCO_2_FRCC | SOCO | FRCC | 2025 | B4 | 100 | 0 | 3700 | 0 | 1471.43 |  | 0 |  | 0 | 0 |  | 0 | 0
SOCO_2_FRCC | SOCO | FRCC | 2025 | B5 | 200 | 0 | 3700 | 0 | 267.13 |  | 0 |  | 0 | 0 |  | 0 | 0
SOCO_2_FRCC | SOCO | FRCC | 2025 | B6 | 300 | 0 | 3700 | 0 | 0 |  | 0 |  | 0 | 0 |  | 0 | 0
SOCO_2_FRCC | SOCO | FRCC | 2025 | B7 | 400 | 0 | 3700 | 0 | 932.4 |  | 0 |  | 0 | 0 |  | 0 | 0
SOCO_2_FRCC | SOCO | FRCC | 2025 | B8 | 500 | 0 | 3700 | 0 | 0 |  | 0 |  | 0 | 0 |  | 0 | 0
SOCO_2_FRCC | SOCO | FRCC | 2025 | B9 | 800 | 0 | 3700 | 0 | 0 |  | 0 |  | 0 | 0 |  | 0 | 0
SOCO_2_FRCC | SOCO | FRCC | 2025 | B10 | 1262 | 0 | 3700 | 0 | 0 |  | 0 |  | 0 | 0 |  | 0 | 0
SOCO_2_FRCC | SOCO | FRCC | 2025 | B11 | 25 | 25 | 3700 | 3365.94 | 3700 |  | 1202.24 |  | 0 | 0.01187 |  | 0 | 0
SOCO_2_FRCC | SOCO | FRCC | 2025 | B12 | 200 | 0 | 3700 | 0 | 0 |  | 0 |  | 0 | 0 |  | 0 | 0
SOCO_2_FRCC | SOCO | FRCC | 2025 | B13 | 600 | 0 | 3700 | 0 | 0 |  | 0 |  | 0 | 0 |  | 0 | 0
SOCO_2_FRCC | SOCO | FRCC | 2025 | B14 | 900 | 0 | 3700 | 0 | 0 |  | 0 |  | 0 | 0 |  | 0 | 0
SOCO_2_FRCC | SOCO | FRCC | 2025 | B15 | 1203 | 0 | 3700 | 0 | 0 |  | 0 |  | 0 | 0 |  | 0 | 0
SOCO_2_FRCC | SOCO | FRCC | 2025 | B16 | 25 | 0 | 3700 | 0 | 2431.28 |  | 0 |  | 0 | 0 |  | 0 | 0
SOCO_2_FRCC | SOCO | FRCC | 2025 | B17 | 100 | 0 | 3700 | 0 | 0 |  | 0 |  | 0 | 0 |  | 0 | 0
SOCO_2_FRCC | SOCO | FRCC | 2025 | B18 | 400 | 0 | 3700 | 0 | 0 |  | 0 |  | 0 | 0 |  | 0 | 0
SOCO_2_FRCC | SOCO | FRCC | 2025 | B19 | 700 | 0 | 3700 | 0 | 0 |  | 0 |  | 0 | 0 |  | 0 | 0
SOCO_2_FRCC | SOCO | FRCC | 2025 | B20 | 935 | 0 | 3700 | 0 | 0 |  | 0 |  | 0 | 0 |  | 0 | 0
SOCO_2_FRCC | SOCO | FRCC | 2030 | B1 | 10 | 10 | 3700 | 0 | 3700 |  | 2098.97 |  | 0 | 0.01187 |  | 0 | 0
SOCO_2_FRCC | SOCO | FRCC | 2030 | B2 | 25 | 0 | 3700 | 0 | 3111.26 |  | 0 |  | 0 | 0 |  | 0 | 0
SOCO_2_FRCC | SOCO | FRCC | 2030 | B3 | 75 | 0 | 3700 | 0 | 1649.24 |  | 0 |  | 0 | 0 |  | 0 | 0
SOCO_2_FRCC | SOCO | FRCC | 2030 | B4 | 100 | 0 | 3700 | 0 | 1023.05 |  | 0 |  | 0 | 0 |  | 0 | 0
SOCO_2_FRCC | SOCO | FRCC | 2030 | B5 | 200 | 0 | 3700 | 0 | 0 |  | 0 |  | 0 | 0 |  | 0 | 0
SOCO_2_FRCC | SOCO | FRCC | 2030 | B6 | 300 | 0 | 3700 | 0 | 0 |  | 0 |  | 0 | 0 |  | 0 | 0
SOCO_2_FRCC | SOCO | FRCC | 2030 | B7 | 400 | 0 | 3700 | 0 | 0 |  | 0 |  | 0 | 0 |  | 0 | 0
SOCO_2_FRCC | SOCO | FRCC | 2030 | B8 | 500 | 0 | 3700 | 0 | 0 |  | 0 |  | 0 | 0 |  | 0 | 0
SOCO_2_FRCC | SOCO | FRCC | 2030 | B9 | 800 | 0 | 3700 | 0 | 0 |  | 0 |  | 0 | 0 |  | 0 | 0
SOCO_2_FRCC | SOCO | FRCC | 2030 | B10 | 1262 | 0 | 3700 | 0 | 0 |  | 0 |  | 0 | 0 |  | 0 | 0
SOCO_2_FRCC | SOCO | FRCC | 2030 | B11 | 25 | 0 | 3700 | 0 | 2790.06 |  | 0 |  | 0 | 0 |  | 0 | 0
SOCO_2_FRCC | SOCO | FRCC | 2030 | B12 | 200 | 0 | 3700 | 0 | 0 |  | 0 |  | 0 | 0 |  | 0 | 0
SOCO_2_FRCC | SOCO | FRCC | 2030 | B13 | 600 | 0 | 3700 | 0 | 0 |  | 0 |  | 0 | 0 |  | 0 | 0
SOCO_2_FRCC | SOCO | FRCC | 2030 | B14 | 900 | 0 | 3700 | 0 | 0 |  | 0 |  | 0 | 0 |  | 0 | 0
SOCO_2_FRCC | SOCO | FRCC | 2030 | B15 | 1203 | 0 | 3700 | 0 | 0 |  | 0 |  | 0 | 0 |  | 0 | 0
SOCO_2_FRCC | SOCO | FRCC | 2030 | B16 | 25 | 0 | 3700 | 0 | 0 |  | 0 |  | 0 | 0 |  | 0 | 0
SOCO_2_FRCC | SOCO | FRCC | 2030 | B17 | 100 | 0 | 3700 | 0 | 0 |  | 0 |  | 0 | 0 |  | 0 | 0
SOCO_2_FRCC | SOCO | FRCC | 2030 | B18 | 400 | 0 | 3700 | 0 | 0 |  | 0 |  | 0 | 0 |  | 0 | 0
SOCO_2_FRCC | SOCO | FRCC | 2030 | B19 | 700 | 0 | 3700 | 0 | 0 |  | 0 |  | 0 | 0 |  | 0 | 0
SOCO_2_FRCC | SOCO | FRCC | 2030 | B20 | 935 | 0 | 3700 | 0 | 0 |  | 0 |  | 0 | 0 |  | 0 | 0
SOCO_2_FRCC | SOCO | FRCC | 2035 | B1 | 10 | 10 | 3700 | 0 | 3700 |  | 4508.91 |  | 0 | 0.01187 |  | 0 | 0
SOCO_2_FRCC | SOCO | FRCC | 2035 | B2 | 25 | 25 | 3700 | 2011.6 | 3700 |  | 1790.48 |  | 0 | 0.01187 |  | 0 | 0
SOCO_2_FRCC | SOCO | FRCC | 2035 | B3 | 75 | 75 | 3700 | 1865.83 | 3700 |  | 311.63 |  | 0 | 0.01187 |  | 0 | 0
SOCO_2_FRCC | SOCO | FRCC | 2035 | B4 | 100 | 0 | 3700 | 1232 | 3377.8 |  | 0 |  | 0 | 0 |  | 0 | 0
SOCO_2_FRCC | SOCO | FRCC | 2035 | B5 | 200 | 0 | 3700 | 0 | 2145.8 |  | 0 |  | 0 | 0 |  | 0 | 0
SOCO_2_FRCC | SOCO | FRCC | 2035 | B6 | 300 | 0 | 3700 | 0 | 0 |  | 0 |  | 0 | 0 |  | 0 | 0
SOCO_2_FRCC | SOCO | FRCC | 2035 | B7 | 400 | 0 | 3700 | 92.65 | 0 |  | 0 |  | 0 | 0 |  | 0 | 0
SOCO_2_FRCC | SOCO | FRCC | 2035 | B8 | 500 | 0 | 3700 | 989.75 | 0 |  | 0 |  | 0 | 0 |  | 0 | 0
SOCO_2_FRCC | SOCO | FRCC | 2035 | B9 | 800 | 0 | 3700 | 0 | 0 |  | 0 |  | 0 | 0 |  | 0 | 0
SOCO_2_FRCC | SOCO | FRCC | 2035 | B10 | 1262 | 0 | 3700 | 0 | 0 |  | 0 |  | 0 | 0 |  | 0 | 0
SOCO_2_FRCC | SOCO | FRCC | 2035 | B11 | 25 | 0 | 3700 | 0 | 2839.85 |  | 0 |  | 0 | 0 |  | 0 | 0
SOCO_2_FRCC | SOCO | FRCC | 2035 | B12 | 200 | 0 | 3700 | 1007.53 | 0 |  | 0 |  | 0 | 0 |  | 0 | 0
SOCO_2_FRCC | SOCO | FRCC | 2035 | B13 | 600 | 0 | 3700 | 0 | 0 |  | 0 |  | 0 | 0 |  | 0 | 0
SOCO_2_FRCC | SOCO | FRCC | 2035 | B14 | 900 | 0 | 3700 | 0 | 0 |  | 0 |  | 0 | 0 |  | 0 | 0
SOCO_2_FRCC | SOCO | FRCC | 2035 | B15 | 1203 | 0 | 3700 | 0 | 0 |  | 0 |  | 0 | 0 |  | 0 | 0
SOCO_2_FRCC | SOCO | FRCC | 2035 | B16 | 25 | 0 | 3700 | 129.26 | 0 |  | 0 |  | 0 | 0 |  | 0 | 0
SOCO_2_FRCC | SOCO | FRCC | 2035 | B17 | 100 | 0 | 3700 | 1290.58 | 0 |  | 0 |  | 0 | 0 |  | 0 | 0
SOCO_2_FRCC | SOCO | FRCC | 2035 | B18 | 400 | 0 | 3700 | 0 | 0 |  | 0 |  | 0 | 0 |  | 0 | 0
SOCO_2_FRCC | SOCO | FRCC | 2035 | B19 | 700 | 0 | 3700 | 0 | 0 |  | 0 |  | 0 | 0 |  | 0 | 0
SOCO_2_FRCC | SOCO | FRCC | 2035 | B20 | 935 | 0 | 3700 | 0 | 0 |  | 0 |  | 0 | 0 |  | 0 | 0
SOCO_2_FRCC | SOCO | FRCC | 2040 | B1 | 10 | 10 | 3700 | 0 | 3700 |  | 2528.42 |  | 0 | 0.1187 |  | 0 | 0.11573
SOCO_2_FRCC | SOCO | FRCC | 2040 | B2 | 25 | 0 | 3700 | 31.94 | 3478.91 |  | 0 |  | 0 | 0 |  | 0 | 0.11573
SOCO_2_FRCC | SOCO | FRCC | 2040 | B3 | 75 | 0 | 3700 | 142.77 | 1983.04 |  | 0 |  | 0 | 0 |  | 0 | 0.11573
SOCO_2_FRCC | SOCO | FRCC | 2040 | B4 | 100 | 0 | 3700 | 0 | 1341.48 |  | 0 |  | 0 | 0 |  | 0 | 0.11573
SOCO_2_FRCC | SOCO | FRCC | 2040 | B5 | 200 | 0 | 3700 | 0 | 95.4 |  | 0 |  | 0 | 0 |  | 0 | 0.11573
SOCO_2_FRCC | SOCO | FRCC | 2040 | B6 | 300 | 0 | 3700 | 0 | 0 |  | 0 |  | 0 | 0 |  | 0 | 0.11573
SOCO_2_FRCC | SOCO | FRCC | 2040 | B7 | 400 | 0 | 3700 | 0 | 0 |  | 0 |  | 0 | 0 |  | 0 | 0.11573
SOCO_2_FRCC | SOCO | FRCC | 2040 | B8 | 500 | 0 | 3700 | 0 | 0 |  | 0 |  | 0 | 0 |  | 0 | 0.11573
SOCO_2_FRCC | SOCO | FRCC | 2040 | B9 | 800 | 0 | 3700 | 0 | 0 |  | 0 |  | 0 | 0 |  | 0 | 0.11573
SOCO_2_FRCC | SOCO | FRCC | 2040 | B10 | 1262 | 0 | 3700 | 0 | 0 |  | 0 |  | 0 | 0 |  | 0 | 0.11573
SOCO_2_FRCC | SOCO | FRCC | 2040 | B11 | 25 | 0 | 3700 | 3700 | 0 |  | 0 |  | 0.15431 | 0 |  | 0.15431 | 0.11573
SOCO_2_FRCC | SOCO | FRCC | 2040 | B12 | 200 | 0 | 3700 | 0 | 0 |  | 0 |  | 0 | 0 |  | 0 | 0.11573
SOCO_2_FRCC | SOCO | FRCC | 2040 | B13 | 600 | 0 | 3700 | 44.94 | 0 |  | 0 |  | 0 | 0 |  | 0 | 0.11573
SOCO_2_FRCC | SOCO | FRCC | 2040 | B14 | 900 | 0 | 3700 | 31.32 | 0 |  | 0 |  | 0 | 0 |  | 0 | 0.11573
SOCO_2_FRCC | SOCO | FRCC | 2040 | B15 | 1203 | 0 | 3700 | 0 | 0 |  | 0 |  | 0 | 0 |  | 0 | 0.11573
SOCO_2_FRCC | SOCO | FRCC | 2040 | B16 | 25 | 0 | 3700 | 2462.16 | 0 |  | 0 |  | 0 | 0 |  | 0 | 0.11573
SOCO_2_FRCC | SOCO | FRCC | 2040 | B17 | 100 | 0 | 3700 | 0 | 0 |  | 0 |  | 0 | 0 |  | 0 | 0.11573
SOCO_2_FRCC | SOCO | FRCC | 2040 | B18 | 400 | 0 | 3700 | 913.86 | 0 |  | 0 |  | 0 | 0 |  | 0 | 0.11573
SOCO_2_FRCC | SOCO | FRCC | 2040 | B19 | 700 | 0 | 3700 | 1956.54 | 0 |  | 0 |  | 0 | 0 |  | 0 | 0.11573
SOCO_2_FRCC | SOCO | FRCC | 2040 | B20 | 935 | 0 | 3700 | 0 | 0 |  | 0 |  | 0 | 0 |  | 0 | 0.11573
SOCO_2_FRCC | SOCO | FRCC | 2045 | B1 | 10 | 10 | 3700 | 0 | 3700 |  | 2780.94 |  | 0 | 35.7999 |  | 0 | 36.3791
SOCO_2_FRCC | SOCO | FRCC | 2045 | B2 | 25 | 0 | 3700 | 464.66 | 3700 |  | 0 |  | 0 | 33.3191 |  | 0 | 36.3791
SOCO_2_FRCC | SOCO | FRCC | 2045 | B3 | 75 | 0 | 3700 | 649.38 | 2186.91 |  | 0 |  | 0 | 0 |  | 0 | 36.3791
SOCO_2_FRCC | SOCO | FRCC | 2045 | B4 | 100 | 0 | 3700 | 0 | 1537.53 |  | 0 |  | 0 | 0 |  | 0 | 36.3791
SOCO_2_FRCC | SOCO | FRCC | 2045 | B5 | 200 | 0 | 3700 | 0 | 277.21 |  | 0 |  | 0 | 0 |  | 0 | 36.3791
SOCO_2_FRCC | SOCO | FRCC | 2045 | B6 | 300 | 0 | 3700 | 2068.52 | 0 |  | 0 |  | 0 | 0 |  | 0 | 36.3791
SOCO_2_FRCC | SOCO | FRCC | 2045 | B7 | 400 | 0 | 3700 | 58.1 | 0 |  | 0 |  | 0 | 0 |  | 0 | 36.3791
SOCO_2_FRCC | SOCO | FRCC | 2045 | B8 | 500 | 0 | 3700 | 0 | 0 |  | 0 |  | 0 | 0 |  | 0 | 36.3791
SOCO_2_FRCC | SOCO | FRCC | 2045 | B9 | 800 | 0 | 3700 | 3700 | 0 |  | 0 |  | 1.7568 | 0 |  | 0.48048 | 36.3791
SOCO_2_FRCC | SOCO | FRCC | 2045 | B10 | 1262 | 0 | 3700 | 0 | 0 |  | 0 |  | 0 | 0 |  | 0 | 36.3791
SOCO_2_FRCC | SOCO | FRCC | 2045 | B11 | 25 | 0 | 3700 | 3700 | 23.02 |  | 0 |  | 25.7816 | 0 |  | 0.22036 | 36.3791
SOCO_2_FRCC | SOCO | FRCC | 2045 | B12 | 200 | 0 | 3700 | 3700 | 1746.79 |  | 0 |  | 45.747 | 0 |  | 3.128 | 36.3791
SOCO_2_FRCC | SOCO | FRCC | 2045 | B13 | 600 | 0 | 3700 | 3700 | 0 |  | 0 |  | 114.6167 | 0 |  | 23.5111 | 36.3791
SOCO_2_FRCC | SOCO | FRCC | 2045 | B14 | 900 | 0 | 3700 | 3700 | 0 |  | 0 |  | 16.4756 | 0 |  | 5.0694 | 36.3791
SOCO_2_FRCC | SOCO | FRCC | 2045 | B15 | 1203 | 0 | 3700 | 0 | 0 |  | 0 |  | 0 | 0 |  | 0 | 36.3791
SOCO_2_FRCC | SOCO | FRCC | 2045 | B16 | 25 | 0 | 3700 | 2790.85 | 43.4 |  | 0 |  | 0 | 0 |  | 0 | 36.3791
SOCO_2_FRCC | SOCO | FRCC | 2045 | B17 | 100 | 0 | 3700 | 1584.13 | 1780.03 |  | 0 |  | 0 | 0 |  | 0 | 36.3791
SOCO_2_FRCC | SOCO | FRCC | 2045 | B18 | 400 | 0 | 3700 | 3700 | 0 |  | 0 |  | 117.7029 | 0 |  | 16.0961 | 36.3791
SOCO_2_FRCC | SOCO | FRCC | 2045 | B19 | 700 | 0 | 3700 | 2794.02 | 0 |  | 0 |  | 0 | 0 |  | 0 | 36.3791
SOCO_2_FRCC | SOCO | FRCC | 2045 | B20 | 935 | 0 | 3700 | 0 | 0 |  | 0 |  | 0 | 0 |  | 0 | 36.3791
SOCO_2_FRCC | SOCO | FRCC | 2050 | B1 | 10 | 10 | 3700 | 0 | 3700 |  | 3056.29 |  | 0 | 44.7499 |  | 0 | 47.2196
SOCO_2_FRCC | SOCO | FRCC | 2050 | B2 | 25 | 25 | 3700 | 0 | 3700 |  | 243.56 |  | 0 | 44.7499 |  | 0 | 47.2196
SOCO_2_FRCC | SOCO | FRCC | 2050 | B3 | 75 | 0 | 3700 | 1932.02 | 2413.06 |  | 0 |  | 0 | 0 |  | 0 | 47.2196
SOCO_2_FRCC | SOCO | FRCC | 2050 | B4 | 100 | 0 | 3700 | 1274.74 | 1755.78 |  | 0 |  | 0 | 0 |  | 0 | 47.2196
SOCO_2_FRCC | SOCO | FRCC | 2050 | B5 | 200 | 0 | 3700 | 0 | 481.04 |  | 0 |  | 0 | 0 |  | 0 | 47.2196
SOCO_2_FRCC | SOCO | FRCC | 2050 | B6 | 300 | 0 | 3700 | 0 | 0 |  | 0 |  | 0 | 0 |  | 0 | 47.2196
SOCO_2_FRCC | SOCO | FRCC | 2050 | B7 | 400 | 0 | 3700 | 3035.31 | 0 |  | 0 |  | 0 | 0 |  | 0 | 47.2196
SOCO_2_FRCC | SOCO | FRCC | 2050 | B8 | 500 | 0 | 3700 | 3700 | 385.04 |  | 0 |  | 33.9719 | 0 |  | 19.9835 | 47.2196
SOCO_2_FRCC | SOCO | FRCC | 2050 | B9 | 800 | 0 | 3700 | 149.56 | 0 |  | 0 |  | 0 | 0 |  | 0 | 47.2196
SOCO_2_FRCC | SOCO | FRCC | 2050 | B10 | 1262 | 0 | 3700 | 0 | 0 |  | 0 |  | 0 | 0 |  | 0 | 47.2196
SOCO_2_FRCC | SOCO | FRCC | 2050 | B11 | 25 | 0 | 3700 | 3700 | 224.67 |  | 0 |  | 153.123 | 0 |  | 4.5036 | 47.2196
SOCO_2_FRCC | SOCO | FRCC | 2050 | B12 | 200 | 0 | 3700 | 3700 | 1880.97 |  | 0 |  | 95.1974 | 0 |  | 22.3994 | 47.2196
SOCO_2_FRCC | SOCO | FRCC | 2050 | B13 | 600 | 0 | 3700 | 1596.66 | 0 |  | 0 |  | 0 | 0 |  | 0 | 47.2196
SOCO_2_FRCC | SOCO | FRCC | 2050 | B14 | 900 | 0 | 3700 | 0 | 0 |  | 0 |  | 0 | 0 |  | 0 | 47.2196
SOCO_2_FRCC | SOCO | FRCC | 2050 | B15 | 1203 | 0 | 3700 | 0 | 0 |  | 0 |  | 0 | 0 |  | 0 | 47.2196
SOCO_2_FRCC | SOCO | FRCC | 2050 | B16 | 25 | 0 | 3700 | 3700 | 186.48 |  | 0 |  | 171.1061 | 0 |  | 5.0325 | 47.2196
SOCO_2_FRCC | SOCO | FRCC | 2050 | B17 | 100 | 0 | 3700 | 3700 | 1982.37 |  | 0 |  | 93.8442 | 0 |  | 11.0405 | 47.2196
SOCO_2_FRCC | SOCO | FRCC | 2050 | B18 | 400 | 0 | 3700 | 1653.97 | 0 |  | 0 |  | 0 | 0 |  | 0 | 47.2196
SOCO_2_FRCC | SOCO | FRCC | 2050 | B19 | 700 | 0 | 3700 | 165.55 | 0 |  | 0 |  | 0 | 0 |  | 0 | 47.2196
SOCO_2_FRCC | SOCO | FRCC | 2050 | B20 | 935 | 0 | 3700 | 0 | 0 |  | 0 |  | 0 | 0 |  | 0 | 47.2196
SOCO_2_TVA_Transmission | SOCO | TVA_Transmission | 2015 | B1 | 10 | 0 | 2600 | 0 | 0 |  | 0 |  | 0 | 0 |  | 0 | 0
SOCO_2_TVA_Transmission | SOCO | TVA_Transmission | 2015 | B2 | 25 | 0 | 2600 | 0 | 0 |  | 0 |  | 0 | 0 |  | 0 | 0
SOCO_2_TVA_Transmission | SOCO | TVA_Transmission | 2015 | B3 | 75 | 0 | 2600 | 0 | 0 |  | 0 |  | 0 | 0 |  | 0 | 0
SOCO_2_TVA_Transmission | SOCO | TVA_Transmission | 2015 | B4 | 100 | 0 | 2600 | 0 | 0 |  | 0 |  | 0 | 0 |  | 0 | 0
SOCO_2_TVA_Transmission | SOCO | TVA_Transmission | 2015 | B5 | 200 | 0 | 2600 | 0 | 0 |  | 0 |  | 0 | 0 |  | 0 | 0
SOCO_2_TVA_Transmission | SOCO | TVA_Transmission | 2015 | B6 | 300 | 0 | 2600 | 0 | 0 |  | 0 |  | 0 | 0 |  | 0 | 0
SOCO_2_TVA_Transmission | SOCO | TVA_Transmission | 2015 | B7 | 400 | 0 | 2600 | 0 | 0 |  | 0 |  | 0 | 0 |  | 0 | 0
SOCO_2_TVA_Transmission | SOCO | TVA_Transmission | 2015 | B8 | 500 | 0 | 2600 | 0 | 0 |  | 0 |  | 0 | 0 |  | 0 | 0
SOCO_2_TVA_Transmission | SOCO | TVA_Transmission | 2015 | B9 | 800 | 0 | 2600 | 0 | 0 |  | 0 |  | 0 | 0 |  | 0 | 0
SOCO_2_TVA_Transmission | SOCO | TVA_Transmission | 2015 | B10 | 1262 | 0 | 2600 | 0 | 0 |  | 0 |  | 0 | 0 |  | 0 | 0
SOCO_2_TVA_Transmission | SOCO | TVA_Transmission | 2015 | B11 | 25 | 0 | 2600 | 0 | 0 |  | 0 |  | 0 | 0 |  | 0 | 0
SOCO_2_TVA_Transmission | SOCO | TVA_Transmission | 2015 | B12 | 200 | 0 | 2600 | 0 | 0 |  | 0 |  | 0 | 0 |  | 0 | 0
SOCO_2_TVA_Transmission | SOCO | TVA_Transmission | 2015 | B13 | 600 | 0 | 2600 | 0 | 0 |  | 0 |  | 0 | 0 |  | 0 | 0
SOCO_2_TVA_Transmission | SOCO | TVA_Transmission | 2015 | B14 | 900 | 0 | 2600 | 0 | 0 |  | 0 |  | 0 | 0 |  | 0 | 0
SOCO_2_TVA_Transmission | SOCO | TVA_Transmission | 2015 | B15 | 1203 | 0 | 2600 | 0 | 0 |  | 0 |  | 0 | 0 |  | 0 | 0
SOCO_2_TVA_Transmission | SOCO | TVA_Transmission | 2015 | B16 | 25 | 0 | 2600 | 0 | 0 |  | 0 |  | 0 | 0 |  | 0 | 0
SOCO_2_TVA_Transmission | SOCO | TVA_Transmission | 2015 | B17 | 100 | 0 | 2600 | 0 | 0 |  | 0 |  | 0 | 0 |  | 0 | 0
SOCO_2_TVA_Transmission | SOCO | TVA_Transmission | 2015 | B18 | 400 | 0 | 2600 | 0 | 0 |  | 0 |  | 0 | 0 |  | 0 | 0
SOCO_2_TVA_Transmission | SOCO | TVA_Transmission | 2015 | B19 | 700 | 0 | 2600 | 0 | 0 |  | 0 |  | 0 | 0 |  | 0 | 0
SOCO_2_TVA_Transmission | SOCO | TVA_Transmission | 2015 | B20 | 935 | 0 | 2600 | 0 | 0 |  | 0 |  | 0 | 0 |  | 0 | 0
SOCO_2_TVA_Transmission | SOCO | TVA_Transmission | 2020 | B1 | 10 | 0 | 2600 | 0 | 0 |  | 0 |  | 0 | 0 |  | 0 | 0
SOCO_2_TVA_Transmission | SOCO | TVA_Transmission | 2020 | B2 | 25 | 0 | 2600 | 0 | 0 |  | 0 |  | 0 | 0 |  | 0 | 0
SOCO_2_TVA_Transmission | SOCO | TVA_Transmission | 2020 | B3 | 75 | 0 | 2600 | 0 | 0 |  | 0 |  | 0 | 0 |  | 0 | 0
SOCO_2_TVA_Transmission | SOCO | TVA_Transmission | 2020 | B4 | 100 | 0 | 2600 | 0 | 0 |  | 0 |  | 0 | 0 |  | 0 | 0
SOCO_2_TVA_Transmission | SOCO | TVA_Transmission | 2020 | B5 | 200 | 0 | 2600 | 0 | 0 |  | 0 |  | 0 | 0 |  | 0 | 0
SOCO_2_TVA_Transmission | SOCO | TVA_Transmission | 2020 | B6 | 300 | 0 | 2600 | 0 | 0 |  | 0 |  | 0 | 0 |  | 0 | 0
SOCO_2_TVA_Transmission | SOCO | TVA_Transmission | 2020 | B7 | 400 | 0 | 2600 | 0 | 0 |  | 0 |  | 0 | 0 |  | 0 | 0
SOCO_2_TVA_Transmission | SOCO | TVA_Transmission | 2020 | B8 | 500 | 0 | 2600 | 0 | 0 |  | 0 |  | 0 | 0 |  | 0 | 0
SOCO_2_TVA_Transmission | SOCO | TVA_Transmission | 2020 | B9 | 800 | 0 | 2600 | 0 | 0 |  | 0 |  | 0 | 0 |  | 0 | 0
SOCO_2_TVA_Transmission | SOCO | TVA_Transmission | 2020 | B10 | 1262 | 0 | 2600 | 0 | 0 |  | 0 |  | 0 | 0 |  | 0 | 0
SOCO_2_TVA_Transmission | SOCO | TVA_Transmission | 2020 | B11 | 25 | 0 | 2600 | 0 | 0 |  | 0 |  | 0 | 0 |  | 0 | 0
SOCO_2_TVA_Transmission | SOCO | TVA_Transmission | 2020 | B12 | 200 | 0 | 2600 | 0 | 0 |  | 0 |  | 0 | 0 |  | 0 | 0
SOCO_2_TVA_Transmission | SOCO | TVA_Transmission | 2020 | B13 | 600 | 0 | 2600 | 0 | 0 |  | 0 |  | 0 | 0 |  | 0 | 0
SOCO_2_TVA_Transmission | SOCO | TVA_Transmission | 2020 | B14 | 900 | 0 | 2600 | 0 | 0 |  | 0 |  | 0 | 0 |  | 0 | 0
SOCO_2_TVA_Transmission | SOCO | TVA_Transmission | 2020 | B15 | 1203 | 0 | 2600 | 0 | 0 |  | 0 |  | 0 | 0 |  | 0 | 0
SOCO_2_TVA_Transmission | SOCO | TVA_Transmission | 2020 | B16 | 25 | 0 | 2600 | 0 | 0 |  | 0 |  | 0 | 0 |  | 0 | 0
SOCO_2_TVA_Transmission | SOCO | TVA_Transmission | 2020 | B17 | 100 | 0 | 2600 | 0 | 0 |  | 0 |  | 0 | 0 |  | 0 | 0
SOCO_2_TVA_Transmission | SOCO | TVA_Transmission | 2020 | B18 | 400 | 0 | 2600 | 0 | 0 |  | 0 |  | 0 | 0 |  | 0 | 0
SOCO_2_TVA_Transmission | SOCO | TVA_Transmission | 2020 | B19 | 700 | 0 | 2600 | 0 | 0 |  | 0 |  | 0 | 0 |  | 0 | 0
SOCO_2_TVA_Transmission | SOCO | TVA_Transmission | 2020 | B20 | 935 | 0 | 2600 | 0 | 0 |  | 0 |  | 0 | 0 |  | 0 | 0
SOCO_2_TVA_Transmission | SOCO | TVA_Transmission | 2025 | B1 | 10 | 0 | 2600 | 0 | 0 |  | 0 |  | 0 | 0 |  | 0 | 0
SOCO_2_TVA_Transmission | SOCO | TVA_Transmission | 2025 | B2 | 25 | 0 | 2600 | 0 | 0 |  | 0 |  | 0 | 0 |  | 0 | 0
SOCO_2_TVA_Transmission | SOCO | TVA_Transmission | 2025 | B3 | 75 | 0 | 2600 | 0 | 0 |  | 0 |  | 0 | 0 |  | 0 | 0
SOCO_2_TVA_Transmission | SOCO | TVA_Transmission | 2025 | B4 | 100 | 0 | 2600 | 0 | 0 |  | 0 |  | 0 | 0 |  | 0 | 0
SOCO_2_TVA_Transmission | SOCO | TVA_Transmission | 2025 | B5 | 200 | 0 | 2600 | 0 | 0 |  | 0 |  | 0 | 0 |  | 0 | 0
SOCO_2_TVA_Transmission | SOCO | TVA_Transmission | 2025 | B6 | 300 | 0 | 2600 | 0 | 0 |  | 0 |  | 0 | 0 |  | 0 | 0
SOCO_2_TVA_Transmission | SOCO | TVA_Transmission | 2025 | B7 | 400 | 0 | 2600 | 0 | 0 |  | 0 |  | 0 | 0 |  | 0 | 0
SOCO_2_TVA_Transmission | SOCO | TVA_Transmission | 2025 | B8 | 500 | 0 | 2600 | 0 | 0 |  | 0 |  | 0 | 0 |  | 0 | 0
SOCO_2_TVA_Transmission | SOCO | TVA_Transmission | 2025 | B9 | 800 | 0 | 2600 | 0 | 0 |  | 0 |  | 0 | 0 |  | 0 | 0
SOCO_2_TVA_Transmission | SOCO | TVA_Transmission | 2025 | B10 | 1262 | 0 | 2600 | 0 | 0 |  | 0 |  | 0 | 0 |  | 0 | 0
SOCO_2_TVA_Transmission | SOCO | TVA_Transmission | 2025 | B11 | 25 | 0 | 2600 | 0 | 0 |  | 0 |  | 0 | 0 |  | 0 | 0
SOCO_2_TVA_Transmission | SOCO | TVA_Transmission | 2025 | B12 | 200 | 0 | 2600 | 0 | 0 |  | 0 |  | 0 | 0 |  | 0 | 0
SOCO_2_TVA_Transmission | SOCO | TVA_Transmission | 2025 | B13 | 600 | 0 | 2600 | 0 | 0 |  | 0 |  | 0 | 0 |  | 0 | 0
SOCO_2_TVA_Transmission | SOCO | TVA_Transmission | 2025 | B14 | 900 | 0 | 2600 | 0 | 0 |  | 0 |  | 0 | 0 |  | 0 | 0
SOCO_2_TVA_Transmission | SOCO | TVA_Transmission | 2025 | B15 | 1203 | 0 | 2600 | 0 | 0 |  | 0 |  | 0 | 0 |  | 0 | 0
SOCO_2_TVA_Transmission | SOCO | TVA_Transmission | 2025 | B16 | 25 | 0 | 2600 | 0 | 0 |  | 0 |  | 0 | 0 |  | 0 | 0
SOCO_2_TVA_Transmission | SOCO | TVA_Transmission | 2025 | B17 | 100 | 0 | 2600 | 0 | 0 |  | 0 |  | 0 | 0 |  | 0 | 0
SOCO_2_TVA_Transmission | SOCO | TVA_Transmission | 2025 | B18 | 400 | 0 | 2600 | 0 | 0 |  | 0 |  | 0 | 0 |  | 0 | 0
SOCO_2_TVA_Transmission | SOCO | TVA_Transmission | 2025 | B19 | 700 | 0 | 2600 | 0 | 0 |  | 0 |  | 0 | 0 |  | 0 | 0
SOCO_2_TVA_Transmission | SOCO | TVA_Transmission | 2025 | B20 | 935 | 0 | 2600 | 0 | 0 |  | 0 |  | 0 | 0 |  | 0 | 0
SOCO_2_TVA_Transmission | SOCO | TVA_Transmission | 2030 | B1 | 10 | 0 | 2600 | 0 | 0 |  | 0 |  | 0 | 0 |  | 0 | 0
SOCO_2_TVA_Transmission | SOCO | TVA_Transmission | 2030 | B2 | 25 | 0 | 2600 | 0 | 0 |  | 0 |  | 0 | 0 |  | 0 | 0
SOCO_2_TVA_Transmission | SOCO | TVA_Transmission | 2030 | B3 | 75 | 0 | 2600 | 0 | 0 |  | 0 |  | 0 | 0 |  | 0 | 0
SOCO_2_TVA_Transmission | SOCO | TVA_Transmission | 2030 | B4 | 100 | 0 | 2600 | 651.63 | 0 |  | 0 |  | 0 | 0 |  | 0 | 0
SOCO_2_TVA_Transmission | SOCO | TVA_Transmission | 2030 | B5 | 200 | 0 | 2600 | 2092.5 | 0 |  | 0 |  | 0 | 0 |  | 0 | 0
SOCO_2_TVA_Transmission | SOCO | TVA_Transmission | 2030 | B6 | 300 | 0 | 2600 | 1513.45 | 0 |  | 0 |  | 0 | 0 |  | 0 | 0
SOCO_2_TVA_Transmission | SOCO | TVA_Transmission | 2030 | B7 | 400 | 0 | 2600 | 0 | 0 |  | 0 |  | 0 | 0 |  | 0 | 0
SOCO_2_TVA_Transmission | SOCO | TVA_Transmission | 2030 | B8 | 500 | 0 | 2600 | 0 | 0 |  | 0 |  | 0 | 0 |  | 0 | 0
SOCO_2_TVA_Transmission | SOCO | TVA_Transmission | 2030 | B9 | 800 | 0 | 2600 | 0 | 0 |  | 0 |  | 0 | 0 |  | 0 | 0
SOCO_2_TVA_Transmission | SOCO | TVA_Transmission | 2030 | B10 | 1262 | 0 | 2600 | 0 | 0 |  | 0 |  | 0 | 0 |  | 0 | 0
SOCO_2_TVA_Transmission | SOCO | TVA_Transmission | 2030 | B11 | 25 | 0 | 2600 | 0 | 0 |  | 0 |  | 0 | 0 |  | 0 | 0
SOCO_2_TVA_Transmission | SOCO | TVA_Transmission | 2030 | B12 | 200 | 0 | 2600 | 0 | 0 |  | 0 |  | 0 | 0 |  | 0 | 0
SOCO_2_TVA_Transmission | SOCO | TVA_Transmission | 2030 | B13 | 600 | 0 | 2600 | 0 | 0 |  | 0 |  | 0 | 0 |  | 0 | 0
SOCO_2_TVA_Transmission | SOCO | TVA_Transmission | 2030 | B14 | 900 | 0 | 2600 | 0 | 0 |  | 0 |  | 0 | 0 |  | 0 | 0
SOCO_2_TVA_Transmission | SOCO | TVA_Transmission | 2030 | B15 | 1203 | 0 | 2600 | 0 | 0 |  | 0 |  | 0 | 0 |  | 0 | 0
SOCO_2_TVA_Transmission | SOCO | TVA_Transmission | 2030 | B16 | 25 | 0 | 2600 | 0 | 0 |  | 0 |  | 0 | 0 |  | 0 | 0
SOCO_2_TVA_Transmission | SOCO | TVA_Transmission | 2030 | B17 | 100 | 0 | 2600 | 0 | 0 |  | 0 |  | 0 | 0 |  | 0 | 0
SOCO_2_TVA_Transmission | SOCO | TVA_Transmission | 2030 | B18 | 400 | 0 | 2600 | 0 | 0 |  | 0 |  | 0 | 0 |  | 0 | 0
SOCO_2_TVA_Transmission | SOCO | TVA_Transmission | 2030 | B19 | 700 | 0 | 2600 | 0 | 0 |  | 0 |  | 0 | 0 |  | 0 | 0
SOCO_2_TVA_Transmission | SOCO | TVA_Transmission | 2030 | B20 | 935 | 0 | 2600 | 0 | 0 |  | 0 |  | 0 | 0 |  | 0 | 0
SOCO_2_TVA_Transmission | SOCO | TVA_Transmission | 2035 | B1 | 10 | 0 | 2600 | 0 | 0 |  | 0 |  | 0 | 0 |  | 0 | 0
SOCO_2_TVA_Transmission | SOCO | TVA_Transmission | 2035 | B2 | 25 | 0 | 2600 | 0 | 0 |  | 0 |  | 0 | 0 |  | 0 | 0
SOCO_2_TVA_Transmission | SOCO | TVA_Transmission | 2035 | B3 | 75 | 0 | 2600 | 0 | 0 |  | 0 |  | 0 | 0 |  | 0 | 0
SOCO_2_TVA_Transmission | SOCO | TVA_Transmission | 2035 | B4 | 100 | 0 | 2600 | 0 | 0 |  | 0 |  | 0 | 0 |  | 0 | 0
SOCO_2_TVA_Transmission | SOCO | TVA_Transmission | 2035 | B5 | 200 | 0 | 2600 | 0 | 0 |  | 0 |  | 0 | 0 |  | 0 | 0
SOCO_2_TVA_Transmission | SOCO | TVA_Transmission | 2035 | B6 | 300 | 0 | 2600 | 0 | 0 |  | 0 |  | 0 | 0 |  | 0 | 0
SOCO_2_TVA_Transmission | SOCO | TVA_Transmission | 2035 | B7 | 400 | 0 | 2600 | 0 | 0 |  | 0 |  | 0 | 0 |  | 0 | 0
SOCO_2_TVA_Transmission | SOCO | TVA_Transmission | 2035 | B8 | 500 | 0 | 2600 | 0 | 0 |  | 0 |  | 0 | 0 |  | 0 | 0
SOCO_2_TVA_Transmission | SOCO | TVA_Transmission | 2035 | B9 | 800 | 0 | 2600 | 0 | 0 |  | 0 |  | 0 | 0 |  | 0 | 0
SOCO_2_TVA_Transmission | SOCO | TVA_Transmission | 2035 | B10 | 1262 | 0 | 2600 | 0 | 0 |  | 0 |  | 0 | 0 |  | 0 | 0
SOCO_2_TVA_Transmission | SOCO | TVA_Transmission | 2035 | B11 | 25 | 0 | 2600 | 0 | 0 |  | 0 |  | 0 | 0 |  | 0 | 0
SOCO_2_TVA_Transmission | SOCO | TVA_Transmission | 2035 | B12 | 200 | 0 | 2600 | 0 | 0 |  | 0 |  | 0 | 0 |  | 0 | 0
SOCO_2_TVA_Transmission | SOCO | TVA_Transmission | 2035 | B13 | 600 | 0 | 2600 | 0 | 0 |  | 0 |  | 0 | 0 |  | 0 | 0
SOCO_2_TVA_Transmission | SOCO | TVA_Transmission | 2035 | B14 | 900 | 0 | 2600 | 0 | 0 |  | 0 |  | 0 | 0 |  | 0 | 0
SOCO_2_TVA_Transmission | SOCO | TVA_Transmission | 2035 | B15 | 1203 | 0 | 2600 | 0 | 0 |  | 0 |  | 0 | 0 |  | 0 | 0
SOCO_2_TVA_Transmission | SOCO | TVA_Transmission | 2035 | B16 | 25 | 0 | 2600 | 0 | 0 |  | 0 |  | 0 | 0 |  | 0 | 0
SOCO_2_TVA_Transmission | SOCO | TVA_Transmission | 2035 | B17 | 100 | 0 | 2600 | 0 | 0 |  | 0 |  | 0 | 0 |  | 0 | 0
SOCO_2_TVA_Transmission | SOCO | TVA_Transmission | 2035 | B18 | 400 | 0 | 2600 | 0 | 0 |  | 0 |  | 0 | 0 |  | 0 | 0
SOCO_2_TVA_Transmission | SOCO | TVA_Transmission | 2035 | B19 | 700 | 0 | 2600 | 0 | 0 |  | 0 |  | 0 | 0 |  | 0 | 0
SOCO_2_TVA_Transmission | SOCO | TVA_Transmission | 2035 | B20 | 935 | 0 | 2600 | 0 | 0 |  | 0 |  | 0 | 0 |  | 0 | 0
SOCO_2_TVA_Transmission | SOCO | TVA_Transmission | 2040 | B1 | 10 | 0 | 2600 | 0 | 0 |  | 0 |  | 0 | 0 |  | 0 | 0
SOCO_2_TVA_Transmission | SOCO | TVA_Transmission | 2040 | B2 | 25 | 0 | 2600 | 0 | 0 |  | 0 |  | 0 | 0 |  | 0 | 0
SOCO_2_TVA_Transmission | SOCO | TVA_Transmission | 2040 | B3 | 75 | 0 | 2600 | 0 | 0 |  | 0 |  | 0 | 0 |  | 0 | 0
SOCO_2_TVA_Transmission | SOCO | TVA_Transmission | 2040 | B4 | 100 | 0 | 2600 | 0 | 0 |  | 0 |  | 0 | 0 |  | 0 | 0
SOCO_2_TVA_Transmission | SOCO | TVA_Transmission | 2040 | B5 | 200 | 0 | 2600 | 0 | 0 |  | 0 |  | 0 | 0 |  | 0 | 0
SOCO_2_TVA_Transmission | SOCO | TVA_Transmission | 2040 | B6 | 300 | 0 | 2600 | 0 | 0 |  | 0 |  | 0 | 0 |  | 0 | 0
SOCO_2_TVA_Transmission | SOCO | TVA_Transmission | 2040 | B7 | 400 | 0 | 2600 | 0 | 0 |  | 0 |  | 0 | 0 |  | 0 | 0
SOCO_2_TVA_Transmission | SOCO | TVA_Transmission | 2040 | B8 | 500 | 0 | 2600 | 0 | 0 |  | 0 |  | 0 | 0 |  | 0 | 0
SOCO_2_TVA_Transmission | SOCO | TVA_Transmission | 2040 | B9 | 800 | 0 | 2600 | 0 | 0 |  | 0 |  | 0 | 0 |  | 0 | 0
SOCO_2_TVA_Transmission | SOCO | TVA_Transmission | 2040 | B10 | 1262 | 0 | 2600 | 1023.76 | 0 |  | 0 |  | 0 | 0 |  | 0 | 0
SOCO_2_TVA_Transmission | SOCO | TVA_Transmission | 2040 | B11 | 25 | 0 | 2600 | 0 | 0 |  | 0 |  | 0 | 0 |  | 0 | 0
SOCO_2_TVA_Transmission | SOCO | TVA_Transmission | 2040 | B12 | 200 | 0 | 2600 | 0 | 0 |  | 0 |  | 0 | 0 |  | 0 | 0
SOCO_2_TVA_Transmission | SOCO | TVA_Transmission | 2040 | B13 | 600 | 0 | 2600 | 0 | 0 |  | 0 |  | 0 | 0 |  | 0 | 0
SOCO_2_TVA_Transmission | SOCO | TVA_Transmission | 2040 | B14 | 900 | 0 | 2600 | 0 | 0 |  | 0 |  | 0 | 0 |  | 0 | 0
SOCO_2_TVA_Transmission | SOCO | TVA_Transmission | 2040 | B15 | 1203 | 0 | 2600 | 0 | 0 |  | 0 |  | 0 | 0 |  | 0 | 0
SOCO_2_TVA_Transmission | SOCO | TVA_Transmission | 2040 | B16 | 25 | 0 | 2600 | 0 | 0 |  | 0 |  | 0 | 0 |  | 0 | 0
SOCO_2_TVA_Transmission | SOCO | TVA_Transmission | 2040 | B17 | 100 | 0 | 2600 | 0 | 0 |  | 0 |  | 0 | 0 |  | 0 | 0
SOCO_2_TVA_Transmission | SOCO | TVA_Transmission | 2040 | B18 | 400 | 0 | 2600 | 0 | 0 |  | 0 |  | 0 | 0 |  | 0 | 0
SOCO_2_TVA_Transmission | SOCO | TVA_Transmission | 2040 | B19 | 700 | 0 | 2600 | 0 | 0 |  | 0 |  | 0 | 0 |  | 0 | 0
SOCO_2_TVA_Transmission | SOCO | TVA_Transmission | 2040 | B20 | 935 | 0 | 2600 | 0 | 0 |  | 0 |  | 0 | 0 |  | 0 | 0
SOCO_2_TVA_Transmission | SOCO | TVA_Transmission | 2045 | B1 | 10 | 0 | 2600 | 0 | 0 |  | 0 |  | 0 | 0 |  | 0 | 0
SOCO_2_TVA_Transmission | SOCO | TVA_Transmission | 2045 | B2 | 25 | 0 | 2600 | 0 | 0 |  | 0 |  | 0 | 0 |  | 0 | 0
SOCO_2_TVA_Transmission | SOCO | TVA_Transmission | 2045 | B3 | 75 | 0 | 2600 | 0 | 0 |  | 0 |  | 0 | 0 |  | 0 | 0
SOCO_2_TVA_Transmission | SOCO | TVA_Transmission | 2045 | B4 | 100 | 0 | 2600 | 0 | 0 |  | 0 |  | 0 | 0 |  | 0 | 0
SOCO_2_TVA_Transmission | SOCO | TVA_Transmission | 2045 | B5 | 200 | 0 | 2600 | 0 | 0 |  | 0 |  | 0 | 0 |  | 0 | 0
SOCO_2_TVA_Transmission | SOCO | TVA_Transmission | 2045 | B6 | 300 | 0 | 2600 | 0 | 0 |  | 0 |  | 0 | 0 |  | 0 | 0
SOCO_2_TVA_Transmission | SOCO | TVA_Transmission | 2045 | B7 | 400 | 0 | 2600 | 0 | 0 |  | 0 |  | 0 | 0 |  | 0 | 0
SOCO_2_TVA_Transmission | SOCO | TVA_Transmission | 2045 | B8 | 500 | 0 | 2600 | 0 | 0 |  | 0 |  | 0 | 0 |  | 0 | 0
SOCO_2_TVA_Transmission | SOCO | TVA_Transmission | 2045 | B9 | 800 | 0 | 2600 | 0 | 0 |  | 0 |  | 0 | 0 |  | 0 | 0
SOCO_2_TVA_Transmission | SOCO | TVA_Transmission | 2045 | B10 | 1262 | 0 | 2600 | 155.36 | 0 |  | 0 |  | 0 | 0 |  | 0 | 0
SOCO_2_TVA_Transmission | SOCO | TVA_Transmission | 2045 | B11 | 25 | 0 | 2600 | 0 | 0 |  | 0 |  | 0 | 0 |  | 0 | 0
SOCO_2_TVA_Transmission | SOCO | TVA_Transmission | 2045 | B12 | 200 | 0 | 2600 | 0 | 0 |  | 0 |  | 0 | 0 |  | 0 | 0
SOCO_2_TVA_Transmission | SOCO | TVA_Transmission | 2045 | B13 | 600 | 0 | 2600 | 0 | 0 |  | 0 |  | 0 | 0 |  | 0 | 0
SOCO_2_TVA_Transmission | SOCO | TVA_Transmission | 2045 | B14 | 900 | 0 | 2600 | 0 | 0 |  | 0 |  | 0 | 0 |  | 0 | 0
SOCO_2_TVA_Transmission | SOCO | TVA_Transmission | 2045 | B15 | 1203 | 0 | 2600 | 0 | 0 |  | 0 |  | 0 | 0 |  | 0 | 0
SOCO_2_TVA_Transmission | SOCO | TVA_Transmission | 2045 | B16 | 25 | 0 | 2600 | 0 | 0 |  | 0 |  | 0 | 0 |  | 0 | 0
SOCO_2_TVA_Transmission | SOCO | TVA_Transmission | 2045 | B17 | 100 | 0 | 2600 | 0 | 0 |  | 0 |  | 0 | 0 |  | 0 | 0
SOCO_2_TVA_Transmission | SOCO | TVA_Transmission | 2045 | B18 | 400 | 0 | 2600 | 0 | 0 |  | 0 |  | 0 | 0 |  | 0 | 0
SOCO_2_TVA_Transmission | SOCO | TVA_Transmission | 2045 | B19 | 700 | 0 | 2600 | 0 | 0 |  | 0 |  | 0 | 0 |  | 0 | 0
SOCO_2_TVA_Transmission | SOCO | TVA_Transmission | 2045 | B20 | 935 | 0 | 2600 | 0 | 0 |  | 0 |  | 0 | 0 |  | 0 | 0
SOCO_2_TVA_Transmission | SOCO | TVA_Transmission | 2050 | B1 | 10 | 0 | 2600 | 0 | 0 |  | 0 |  | 0 | 0 |  | 0 | 0
SOCO_2_TVA_Transmission | SOCO | TVA_Transmission | 2050 | B2 | 25 | 0 | 2600 | 0 | 0 |  | 0 |  | 0 | 0 |  | 0 | 0
SOCO_2_TVA_Transmission | SOCO | TVA_Transmission | 2050 | B3 | 75 | 0 | 2600 | 0 | 0 |  | 0 |  | 0 | 0 |  | 0 | 0
SOCO_2_TVA_Transmission | SOCO | TVA_Transmission | 2050 | B4 | 100 | 0 | 2600 | 0 | 0 |  | 0 |  | 0 | 0 |  | 0 | 0
SOCO_2_TVA_Transmission | SOCO | TVA_Transmission | 2050 | B5 | 200 | 0 | 2600 | 0 | 0 |  | 0 |  | 0 | 0 |  | 0 | 0
SOCO_2_TVA_Transmission | SOCO | TVA_Transmission | 2050 | B6 | 300 | 0 | 2600 | 0 | 157.99 |  | 0 |  | 0 | 0 |  | 0 | 0
SOCO_2_TVA_Transmission | SOCO | TVA_Transmission | 2050 | B7 | 400 | 0 | 2600 | 0 | 0 |  | 0 |  | 0 | 0 |  | 0 | 0
SOCO_2_TVA_Transmission | SOCO | TVA_Transmission | 2050 | B8 | 500 | 0 | 2600 | 0 | 0 |  | 0 |  | 0 | 0 |  | 0 | 0
SOCO_2_TVA_Transmission | SOCO | TVA_Transmission | 2050 | B9 | 800 | 0 | 2600 | 1525.93 | 0 |  | 0 |  | 0 | 0 |  | 0 | 0
SOCO_2_TVA_Transmission | SOCO | TVA_Transmission | 2050 | B10 | 1262 | 0 | 2600 | 1818.7 | 0 |  | 0 |  | 0 | 0 |  | 0 | 0
SOCO_2_TVA_Transmission | SOCO | TVA_Transmission | 2050 | B11 | 25 | 0 | 2600 | 0 | 0 |  | 0 |  | 0 | 0 |  | 0 | 0
SOCO_2_TVA_Transmission | SOCO | TVA_Transmission | 2050 | B12 | 200 | 0 | 2600 | 0 | 0 |  | 0 |  | 0 | 0 |  | 0 | 0
SOCO_2_TVA_Transmission | SOCO | TVA_Transmission | 2050 | B13 | 600 | 0 | 2600 | 0 | 0 |  | 0 |  | 0 | 0 |  | 0 | 0
SOCO_2_TVA_Transmission | SOCO | TVA_Transmission | 2050 | B14 | 900 | 0 | 2600 | 0 | 0 |  | 0 |  | 0 | 0 |  | 0 | 0
SOCO_2_TVA_Transmission | SOCO | TVA_Transmission | 2050 | B15 | 1203 | 0 | 2600 | 0 | 0 |  | 0 |  | 0 | 0 |  | 0 | 0
SOCO_2_TVA_Transmission | SOCO | TVA_Transmission | 2050 | B16 | 25 | 0 | 2600 | 0 | 0 |  | 0 |  | 0 | 0 |  | 0 | 0
SOCO_2_TVA_Transmission | SOCO | TVA_Transmission | 2050 | B17 | 100 | 0 | 2600 | 0 | 0 |  | 0 |  | 0 | 0 |  | 0 | 0
SOCO_2_TVA_Transmission | SOCO | TVA_Transmission | 2050 | B18 | 400 | 0 | 2600 | 0 | 0 |  | 0 |  | 0 | 0 |  | 0 | 0
SOCO_2_TVA_Transmission | SOCO | TVA_Transmission | 2050 | B19 | 700 | 0 | 2600 | 0 | 0 |  | 0 |  | 0 | 0 |  | 0 | 0
SOCO_2_TVA_Transmission | SOCO | TVA_Transmission | 2050 | B20 | 935 | 0 | 2600 | 0 | 0 |  | 0 |  | 0 | 0 |  | 0 | 0
SOCO_2_VACAR | SOCO | VACAR | 2015 | B1 | 10 | 0 | 2000 | 0 | 0 |  | 0 |  | 0 | 0 |  | 0 | 0
SOCO_2_VACAR | SOCO | VACAR | 2015 | B2 | 25 | 0 | 2000 | 0 | 0 |  | 0 |  | 0 | 0 |  | 0 | 0
SOCO_2_VACAR | SOCO | VACAR | 2015 | B3 | 75 | 0 | 2000 | 0 | 0 |  | 0 |  | 0 | 0 |  | 0 | 0
SOCO_2_VACAR | SOCO | VACAR | 2015 | B4 | 100 | 0 | 2000 | 0 | 0 |  | 0 |  | 0 | 0 |  | 0 | 0
SOCO_2_VACAR | SOCO | VACAR | 2015 | B5 | 200 | 0 | 2000 | 0 | 0 |  | 0 |  | 0 | 0 |  | 0 | 0
SOCO_2_VACAR | SOCO | VACAR | 2015 | B6 | 300 | 0 | 2000 | 0 | 0 |  | 0 |  | 0 | 0 |  | 0 | 0
SOCO_2_VACAR | SOCO | VACAR | 2015 | B7 | 400 | 0 | 2000 | 0 | 0 |  | 0 |  | 0 | 0 |  | 0 | 0
SOCO_2_VACAR | SOCO | VACAR | 2015 | B8 | 500 | 0 | 2000 | 0 | 0 |  | 0 |  | 0 | 0 |  | 0 | 0
SOCO_2_VACAR | SOCO | VACAR | 2015 | B9 | 800 | 0 | 2000 | 0 | 0 |  | 0 |  | 0 | 0 |  | 0 | 0
SOCO_2_VACAR | SOCO | VACAR | 2015 | B10 | 1262 | 0 | 2000 | 0 | 0 |  | 0 |  | 0 | 0 |  | 0 | 0
SOCO_2_VACAR | SOCO | VACAR | 2015 | B11 | 25 | 0 | 2000 | 0 | 0 |  | 0 |  | 0 | 0 |  | 0 | 0
SOCO_2_VACAR | SOCO | VACAR | 2015 | B12 | 200 | 0 | 2000 | 0 | 0 |  | 0 |  | 0 | 0 |  | 0 | 0
SOCO_2_VACAR | SOCO | VACAR | 2015 | B13 | 600 | 0 | 2000 | 0 | 0 |  | 0 |  | 0 | 0 |  | 0 | 0
SOCO_2_VACAR | SOCO | VACAR | 2015 | B14 | 900 | 0 | 2000 | 0 | 0 |  | 0 |  | 0 | 0 |  | 0 | 0
SOCO_2_VACAR | SOCO | VACAR | 2015 | B15 | 1203 | 0 | 2000 | 0 | 0 |  | 0 |  | 0 | 0 |  | 0 | 0
SOCO_2_VACAR | SOCO | VACAR | 2015 | B16 | 25 | 0 | 2000 | 0 | 0 |  | 0 |  | 0 | 0 |  | 0 | 0
SOCO_2_VACAR | SOCO | VACAR | 2015 | B17 | 100 | 0 | 2000 | 0 | 0 |  | 0 |  | 0 | 0 |  | 0 | 0
SOCO_2_VACAR | SOCO | VACAR | 2015 | B18 | 400 | 0 | 2000 | 0 | 0 |  | 0 |  | 0 | 0 |  | 0 | 0
SOCO_2_VACAR | SOCO | VACAR | 2015 | B19 | 700 | 0 | 2000 | 0 | 0 |  | 0 |  | 0 | 0 |  | 0 | 0
SOCO_2_VACAR | SOCO | VACAR | 2015 | B20 | 935 | 0 | 2000 | 0 | 0 |  | 0 |  | 0 | 0 |  | 0 | 0
SOCO_2_VACAR | SOCO | VACAR | 2020 | B1 | 10 | 0 | 2000 | 0 | 0 |  | 0 |  | 0 | 0 |  | 0 | 0
SOCO_2_VACAR | SOCO | VACAR | 2020 | B2 | 25 | 0 | 2000 | 0 | 0 |  | 0 |  | 0 | 0 |  | 0 | 0
SOCO_2_VACAR | SOCO | VACAR | 2020 | B3 | 75 | 0 | 2000 | 0 | 0 |  | 0 |  | 0 | 0 |  | 0 | 0
SOCO_2_VACAR | SOCO | VACAR | 2020 | B4 | 100 | 0 | 2000 | 0 | 0 |  | 0 |  | 0 | 0 |  | 0 | 0
SOCO_2_VACAR | SOCO | VACAR | 2020 | B5 | 200 | 0 | 2000 | 0 | 0 |  | 0 |  | 0 | 0 |  | 0 | 0
SOCO_2_VACAR | SOCO | VACAR | 2020 | B6 | 300 | 0 | 2000 | 0 | 0 |  | 0 |  | 0 | 0 |  | 0 | 0
SOCO_2_VACAR | SOCO | VACAR | 2020 | B7 | 400 | 0 | 2000 | 0 | 0 |  | 0 |  | 0 | 0 |  | 0 | 0
SOCO_2_VACAR | SOCO | VACAR | 2020 | B8 | 500 | 0 | 2000 | 0 | 0 |  | 0 |  | 0 | 0 |  | 0 | 0
SOCO_2_VACAR | SOCO | VACAR | 2020 | B9 | 800 | 0 | 2000 | 0 | 0 |  | 0 |  | 0 | 0 |  | 0 | 0
SOCO_2_VACAR | SOCO | VACAR | 2020 | B10 | 1262 | 0 | 2000 | 0 | 0 |  | 0 |  | 0 | 0 |  | 0 | 0
SOCO_2_VACAR | SOCO | VACAR | 2020 | B11 | 25 | 0 | 2000 | 0 | 0 |  | 0 |  | 0 | 0 |  | 0 | 0
SOCO_2_VACAR | SOCO | VACAR | 2020 | B12 | 200 | 0 | 2000 | 0 | 0 |  | 0 |  | 0 | 0 |  | 0 | 0
SOCO_2_VACAR | SOCO | VACAR | 2020 | B13 | 600 | 0 | 2000 | 0 | 0 |  | 0 |  | 0 | 0 |  | 0 | 0
SOCO_2_VACAR | SOCO | VACAR | 2020 | B14 | 900 | 0 | 2000 | 0 | 0 |  | 0 |  | 0 | 0 |  | 0 | 0
SOCO_2_VACAR | SOCO | VACAR | 2020 | B15 | 1203 | 0 | 2000 | 0 | 0 |  | 0 |  | 0 | 0 |  | 0 | 0
SOCO_2_VACAR | SOCO | VACAR | 2020 | B16 | 25 | 0 | 2000 | 0 | 0 |  | 0 |  | 0 | 0 |  | 0 | 0
SOCO_2_VACAR | SOCO | VACAR | 2020 | B17 | 100 | 0 | 2000 | 1265.4 | 0 |  | 0 |  | 0 | 0 |  | 0 | 0
SOCO_2_VACAR | SOCO | VACAR | 2020 | B18 | 400 | 0 | 2000 | 0 | 0 |  | 0 |  | 0 | 0 |  | 0 | 0
SOCO_2_VACAR | SOCO | VACAR | 2020 | B19 | 700 | 0 | 2000 | 0 | 0 |  | 0 |  | 0 | 0 |  | 0 | 0
SOCO_2_VACAR | SOCO | VACAR | 2020 | B20 | 935 | 0 | 2000 | 0 | 0 |  | 0 |  | 0 | 0 |  | 0 | 0
SOCO_2_VACAR | SOCO | VACAR | 2025 | B1 | 10 | 0 | 2000 | 0 | 0 |  | 0 |  | 0 | 0 |  | 0 | 0
SOCO_2_VACAR | SOCO | VACAR | 2025 | B2 | 25 | 0 | 2000 | 1056.11 | 0 |  | 0 |  | 0 | 0 |  | 0 | 0
SOCO_2_VACAR | SOCO | VACAR | 2025 | B3 | 75 | 0 | 2000 | 0 | 0 |  | 0 |  | 0 | 0 |  | 0 | 0
SOCO_2_VACAR | SOCO | VACAR | 2025 | B4 | 100 | 0 | 2000 | 0 | 0 |  | 0 |  | 0 | 0 |  | 0 | 0
SOCO_2_VACAR | SOCO | VACAR | 2025 | B5 | 200 | 0 | 2000 | 0 | 0 |  | 0 |  | 0 | 0 |  | 0 | 0
SOCO_2_VACAR | SOCO | VACAR | 2025 | B6 | 300 | 0 | 2000 | 0 | 0 |  | 0 |  | 0 | 0 |  | 0 | 0
SOCO_2_VACAR | SOCO | VACAR | 2025 | B7 | 400 | 0 | 2000 | 0 | 0 |  | 0 |  | 0 | 0 |  | 0 | 0
SOCO_2_VACAR | SOCO | VACAR | 2025 | B8 | 500 | 0 | 2000 | 0 | 0 |  | 0 |  | 0 | 0 |  | 0 | 0
SOCO_2_VACAR | SOCO | VACAR | 2025 | B9 | 800 | 0 | 2000 | 0 | 0 |  | 0 |  | 0 | 0 |  | 0 | 0
SOCO_2_VACAR | SOCO | VACAR | 2025 | B10 | 1262 | 0 | 2000 | 0 | 0 |  | 0 |  | 0 | 0 |  | 0 | 0
SOCO_2_VACAR | SOCO | VACAR | 2025 | B11 | 25 | 0 | 2000 | 0 | 0 |  | 0 |  | 0 | 0 |  | 0 | 0
SOCO_2_VACAR | SOCO | VACAR | 2025 | B12 | 200 | 0 | 2000 | 0 | 0 |  | 0 |  | 0 | 0 |  | 0 | 0
SOCO_2_VACAR | SOCO | VACAR | 2025 | B13 | 600 | 0 | 2000 | 0 | 0 |  | 0 |  | 0 | 0 |  | 0 | 0
SOCO_2_VACAR | SOCO | VACAR | 2025 | B14 | 900 | 0 | 2000 | 0 | 0 |  | 0 |  | 0 | 0 |  | 0 | 0
SOCO_2_VACAR | SOCO | VACAR | 2025 | B15 | 1203 | 0 | 2000 | 0 | 0 |  | 0 |  | 0 | 0 |  | 0 | 0
SOCO_2_VACAR | SOCO | VACAR | 2025 | B16 | 25 | 0 | 2000 | 1639.94 | 0 |  | 0 |  | 0 | 0 |  | 0 | 0
SOCO_2_VACAR | SOCO | VACAR | 2025 | B17 | 100 | 0 | 2000 | 1471.27 | 0 |  | 0 |  | 0 | 0 |  | 0 | 0
SOCO_2_VACAR | SOCO | VACAR | 2025 | B18 | 400 | 0 | 2000 | 0 | 0 |  | 0 |  | 0 | 0 |  | 0 | 0
SOCO_2_VACAR | SOCO | VACAR | 2025 | B19 | 700 | 0 | 2000 | 0 | 0 |  | 0 |  | 0 | 0 |  | 0 | 0
SOCO_2_VACAR | SOCO | VACAR | 2025 | B20 | 935 | 0 | 2000 | 0 | 0 |  | 0 |  | 0 | 0 |  | 0 | 0
SOCO_2_VACAR | SOCO | VACAR | 2030 | B1 | 10 | 0 | 2000 | 0 | 0 |  | 0 |  | 0 | 0 |  | 0 | 5.9202
SOCO_2_VACAR | SOCO | VACAR | 2030 | B2 | 25 | 0 | 2000 | 1150.1 | 0 |  | 0 |  | 0 | 0 |  | 0 | 5.9202
SOCO_2_VACAR | SOCO | VACAR | 2030 | B3 | 75 | 0 | 2000 | 0 | 0 |  | 0 |  | 0 | 0 |  | 0 | 5.9202
SOCO_2_VACAR | SOCO | VACAR | 2030 | B4 | 100 | 0 | 2000 | 0 | 0 |  | 0 |  | 0 | 0 |  | 0 | 5.9202
SOCO_2_VACAR | SOCO | VACAR | 2030 | B5 | 200 | 0 | 2000 | 1282.35 | 0 |  | 0 |  | 0 | 0 |  | 0 | 5.9202
SOCO_2_VACAR | SOCO | VACAR | 2030 | B6 | 300 | 0 | 2000 | 1766.35 | 0 |  | 0 |  | 0 | 0 |  | 0 | 5.9202
SOCO_2_VACAR | SOCO | VACAR | 2030 | B7 | 400 | 0 | 2000 | 0 | 0 |  | 0 |  | 0 | 0 |  | 0 | 5.9202
SOCO_2_VACAR | SOCO | VACAR | 2030 | B8 | 500 | 0 | 2000 | 0 | 0 |  | 0 |  | 0 | 0 |  | 0 | 5.9202
SOCO_2_VACAR | SOCO | VACAR | 2030 | B9 | 800 | 0 | 2000 | 0 | 0 |  | 0 |  | 0 | 0 |  | 0 | 5.9202
SOCO_2_VACAR | SOCO | VACAR | 2030 | B10 | 1262 | 0 | 2000 | 0 | 0 |  | 0 |  | 0 | 0 |  | 0 | 5.9202
SOCO_2_VACAR | SOCO | VACAR | 2030 | B11 | 25 | 0 | 2000 | 0 | 0 |  | 0 |  | 0 | 0 |  | 0 | 5.9202
SOCO_2_VACAR | SOCO | VACAR | 2030 | B12 | 200 | 0 | 2000 | 0 | 0 |  | 0 |  | 0 | 0 |  | 0 | 5.9202
SOCO_2_VACAR | SOCO | VACAR | 2030 | B13 | 600 | 0 | 2000 | 0 | 0 |  | 0 |  | 0 | 0 |  | 0 | 5.9202
SOCO_2_VACAR | SOCO | VACAR | 2030 | B14 | 900 | 0 | 2000 | 0 | 0 |  | 0 |  | 0 | 0 |  | 0 | 5.9202
SOCO_2_VACAR | SOCO | VACAR | 2030 | B15 | 1203 | 0 | 2000 | 0 | 0 |  | 0 |  | 0 | 0 |  | 0 | 5.9202
SOCO_2_VACAR | SOCO | VACAR | 2030 | B16 | 25 | 0 | 2000 | 2000 | 0 |  | 0 |  | 7.8936 | 0 |  | 7.8936 | 5.9202
SOCO_2_VACAR | SOCO | VACAR | 2030 | B17 | 100 | 0 | 2000 | 1004.68 | 0 |  | 0 |  | 0 | 0 |  | 0 | 5.9202
SOCO_2_VACAR | SOCO | VACAR | 2030 | B18 | 400 | 0 | 2000 | 0 | 0 |  | 0 |  | 0 | 0 |  | 0 | 5.9202
SOCO_2_VACAR | SOCO | VACAR | 2030 | B19 | 700 | 0 | 2000 | 0 | 0 |  | 0 |  | 0 | 0 |  | 0 | 5.9202
SOCO_2_VACAR | SOCO | VACAR | 2030 | B20 | 935 | 0 | 2000 | 0 | 0 |  | 0 |  | 0 | 0 |  | 0 | 5.9202
SOCO_2_VACAR | SOCO | VACAR | 2035 | B1 | 10 | 0 | 2000 | 0 | 0 |  | 0 |  | 0 | 0 |  | 0 | 0
SOCO_2_VACAR | SOCO | VACAR | 2035 | B2 | 25 | 0 | 2000 | 0 | 0 |  | 0 |  | 0 | 0 |  | 0 | 0
SOCO_2_VACAR | SOCO | VACAR | 2035 | B3 | 75 | 0 | 2000 | 0 | 0 |  | 0 |  | 0 | 0 |  | 0 | 0
SOCO_2_VACAR | SOCO | VACAR | 2035 | B4 | 100 | 0 | 2000 | 0 | 0 |  | 0 |  | 0 | 0 |  | 0 | 0
SOCO_2_VACAR | SOCO | VACAR | 2035 | B5 | 200 | 0 | 2000 | 0 | 0 |  | 0 |  | 0 | 0 |  | 0 | 0
SOCO_2_VACAR | SOCO | VACAR | 2035 | B6 | 300 | 0 | 2000 | 0 | 0 |  | 0 |  | 0 | 0 |  | 0 | 0
SOCO_2_VACAR | SOCO | VACAR | 2035 | B7 | 400 | 0 | 2000 | 0 | 0 |  | 0 |  | 0 | 0 |  | 0 | 0
SOCO_2_VACAR | SOCO | VACAR | 2035 | B8 | 500 | 0 | 2000 | 0 | 0 |  | 0 |  | 0 | 0 |  | 0 | 0
SOCO_2_VACAR | SOCO | VACAR | 2035 | B9 | 800 | 0 | 2000 | 0 | 0 |  | 0 |  | 0 | 0 |  | 0 | 0
SOCO_2_VACAR | SOCO | VACAR | 2035 | B10 | 1262 | 0 | 2000 | 0 | 0 |  | 0 |  | 0 | 0 |  | 0 | 0
SOCO_2_VACAR | SOCO | VACAR | 2035 | B11 | 25 | 0 | 2000 | 0 | 0 |  | 0 |  | 0 | 0 |  | 0 | 0
SOCO_2_VACAR | SOCO | VACAR | 2035 | B12 | 200 | 0 | 2000 | 0 | 0 |  | 0 |  | 0 | 0 |  | 0 | 0
SOCO_2_VACAR | SOCO | VACAR | 2035 | B13 | 600 | 0 | 2000 | 0 | 0 |  | 0 |  | 0 | 0 |  | 0 | 0
SOCO_2_VACAR | SOCO | VACAR | 2035 | B14 | 900 | 0 | 2000 | 0 | 0 |  | 0 |  | 0 | 0 |  | 0 | 0
SOCO_2_VACAR | SOCO | VACAR | 2035 | B15 | 1203 | 0 | 2000 | 0 | 0 |  | 0 |  | 0 | 0 |  | 0 | 0
SOCO_2_VACAR | SOCO | VACAR | 2035 | B16 | 25 | 0 | 2000 | 0 | 0 |  | 0 |  | 0 | 0 |  | 0 | 0
SOCO_2_VACAR | SOCO | VACAR | 2035 | B17 | 100 | 0 | 2000 | 0 | 0 |  | 0 |  | 0 | 0 |  | 0 | 0
SOCO_2_VACAR | SOCO | VACAR | 2035 | B18 | 400 | 0 | 2000 | 0 | 0 |  | 0 |  | 0 | 0 |  | 0 | 0
SOCO_2_VACAR | SOCO | VACAR | 2035 | B19 | 700 | 0 | 2000 | 0 | 0 |  | 0 |  | 0 | 0 |  | 0 | 0
SOCO_2_VACAR | SOCO | VACAR | 2035 | B20 | 935 | 0 | 2000 | 0 | 0 |  | 0 |  | 0 | 0 |  | 0 | 0
SOCO_2_VACAR | SOCO | VACAR | 2040 | B1 | 10 | 0 | 2000 | 0 | 0 |  | 0 |  | 0 | 0 |  | 0 | 0
SOCO_2_VACAR | SOCO | VACAR | 2040 | B2 | 25 | 0 | 2000 | 30.5 | 0 |  | 0 |  | 0 | 0 |  | 0 | 0
SOCO_2_VACAR | SOCO | VACAR | 2040 | B3 | 75 | 0 | 2000 | 950.49 | 0 |  | 0 |  | 0 | 0 |  | 0 | 0
SOCO_2_VACAR | SOCO | VACAR | 2040 | B4 | 100 | 0 | 2000 | 0 | 0 |  | 0 |  | 0 | 0 |  | 0 | 0
SOCO_2_VACAR | SOCO | VACAR | 2040 | B5 | 200 | 0 | 2000 | 0 | 0 |  | 0 |  | 0 | 0 |  | 0 | 0
SOCO_2_VACAR | SOCO | VACAR | 2040 | B6 | 300 | 0 | 2000 | 0 | 0 |  | 0 |  | 0 | 0 |  | 0 | 0
SOCO_2_VACAR | SOCO | VACAR | 2040 | B7 | 400 | 0 | 2000 | 0 | 0 |  | 0 |  | 0 | 0 |  | 0 | 0
SOCO_2_VACAR | SOCO | VACAR | 2040 | B8 | 500 | 0 | 2000 | 0 | 0 |  | 0 |  | 0 | 0 |  | 0 | 0
SOCO_2_VACAR | SOCO | VACAR | 2040 | B9 | 800 | 0 | 2000 | 0 | 0 |  | 0 |  | 0 | 0 |  | 0 | 0
SOCO_2_VACAR | SOCO | VACAR | 2040 | B10 | 1262 | 0 | 2000 | 0 | 0 |  | 0 |  | 0 | 0 |  | 0 | 0
SOCO_2_VACAR | SOCO | VACAR | 2040 | B11 | 25 | 0 | 2000 | 0 | 0 |  | 0 |  | 0 | 0 |  | 0 | 0
SOCO_2_VACAR | SOCO | VACAR | 2040 | B12 | 200 | 0 | 2000 | 0 | 0 |  | 0 |  | 0 | 0 |  | 0 | 0
SOCO_2_VACAR | SOCO | VACAR | 2040 | B13 | 600 | 0 | 2000 | 0 | 0 |  | 0 |  | 0 | 0 |  | 0 | 0
SOCO_2_VACAR | SOCO | VACAR | 2040 | B14 | 900 | 0 | 2000 | 0 | 0 |  | 0 |  | 0 | 0 |  | 0 | 0
SOCO_2_VACAR | SOCO | VACAR | 2040 | B15 | 1203 | 0 | 2000 | 0 | 0 |  | 0 |  | 0 | 0 |  | 0 | 0
SOCO_2_VACAR | SOCO | VACAR | 2040 | B16 | 25 | 0 | 2000 | 653.3 | 0 |  | 0 |  | 0 | 0 |  | 0 | 0
SOCO_2_VACAR | SOCO | VACAR | 2040 | B17 | 100 | 0 | 2000 | 0 | 0 |  | 0 |  | 0 | 0 |  | 0 | 0
SOCO_2_VACAR | SOCO | VACAR | 2040 | B18 | 400 | 0 | 2000 | 0 | 0 |  | 0 |  | 0 | 0 |  | 0 | 0
SOCO_2_VACAR | SOCO | VACAR | 2040 | B19 | 700 | 0 | 2000 | 0 | 0 |  | 0 |  | 0 | 0 |  | 0 | 0
SOCO_2_VACAR | SOCO | VACAR | 2040 | B20 | 935 | 0 | 2000 | 0 | 0 |  | 0 |  | 0 | 0 |  | 0 | 0
SOCO_2_VACAR | SOCO | VACAR | 2045 | B1 | 10 | 0 | 2000 | 0 | 0 |  | 0 |  | 0 | 0 |  | 0 | 0
SOCO_2_VACAR | SOCO | VACAR | 2045 | B2 | 25 | 0 | 2000 | 817.78 | 0 |  | 0 |  | 0 | 0 |  | 0 | 0
SOCO_2_VACAR | SOCO | VACAR | 2045 | B3 | 75 | 0 | 2000 | 0 | 0 |  | 0 |  | 0 | 0 |  | 0 | 0
SOCO_2_VACAR | SOCO | VACAR | 2045 | B4 | 100 | 0 | 2000 | 0 | 0 |  | 0 |  | 0 | 0 |  | 0 | 0
SOCO_2_VACAR | SOCO | VACAR | 2045 | B5 | 200 | 0 | 2000 | 0 | 0 |  | 0 |  | 0 | 0 |  | 0 | 0
SOCO_2_VACAR | SOCO | VACAR | 2045 | B6 | 300 | 0 | 2000 | 0 | 0 |  | 0 |  | 0 | 0 |  | 0 | 0
SOCO_2_VACAR | SOCO | VACAR | 2045 | B7 | 400 | 0 | 2000 | 0 | 0 |  | 0 |  | 0 | 0 |  | 0 | 0
SOCO_2_VACAR | SOCO | VACAR | 2045 | B8 | 500 | 0 | 2000 | 0 | 0 |  | 0 |  | 0 | 0 |  | 0 | 0
SOCO_2_VACAR | SOCO | VACAR | 2045 | B9 | 800 | 0 | 2000 | 0 | 0 |  | 0 |  | 0 | 0 |  | 0 | 0
SOCO_2_VACAR | SOCO | VACAR | 2045 | B10 | 1262 | 0 | 2000 | 178.03 | 0 |  | 0 |  | 0 | 0 |  | 0 | 0
SOCO_2_VACAR | SOCO | VACAR | 2045 | B11 | 25 | 0 | 2000 | 0 | 0 |  | 0 |  | 0 | 0 |  | 0 | 0
SOCO_2_VACAR | SOCO | VACAR | 2045 | B12 | 200 | 0 | 2000 | 0 | 0 |  | 0 |  | 0 | 0 |  | 0 | 0
SOCO_2_VACAR | SOCO | VACAR | 2045 | B13 | 600 | 0 | 2000 | 0 | 0 |  | 0 |  | 0 | 0 |  | 0 | 0
SOCO_2_VACAR | SOCO | VACAR | 2045 | B14 | 900 | 0 | 2000 | 0 | 0 |  | 0 |  | 0 | 0 |  | 0 | 0
SOCO_2_VACAR | SOCO | VACAR | 2045 | B15 | 1203 | 0 | 2000 | 0 | 0 |  | 0 |  | 0 | 0 |  | 0 | 0
SOCO_2_VACAR | SOCO | VACAR | 2045 | B16 | 25 | 0 | 2000 | 0 | 0 |  | 0 |  | 0 | 0 |  | 0 | 0
SOCO_2_VACAR | SOCO | VACAR | 2045 | B17 | 100 | 0 | 2000 | 0 | 0 |  | 0 |  | 0 | 0 |  | 0 | 0
SOCO_2_VACAR | SOCO | VACAR | 2045 | B18 | 400 | 0 | 2000 | 0 | 0 |  | 0 |  | 0 | 0 |  | 0 | 0
SOCO_2_VACAR | SOCO | VACAR | 2045 | B19 | 700 | 0 | 2000 | 0 | 0 |  | 0 |  | 0 | 0 |  | 0 | 0
SOCO_2_VACAR | SOCO | VACAR | 2045 | B20 | 935 | 0 | 2000 | 0 | 0 |  | 0 |  | 0 | 0 |  | 0 | 0
SOCO_2_VACAR | SOCO | VACAR | 2050 | B1 | 10 | 0 | 2000 | 0 | 0 |  | 0 |  | 0 | 0 |  | 0 | 0
SOCO_2_VACAR | SOCO | VACAR | 2050 | B2 | 25 | 0 | 2000 | 0 | 0 |  | 0 |  | 0 | 0 |  | 0 | 0
SOCO_2_VACAR | SOCO | VACAR | 2050 | B3 | 75 | 0 | 2000 | 0 | 0 |  | 0 |  | 0 | 0 |  | 0 | 0
SOCO_2_VACAR | SOCO | VACAR | 2050 | B4 | 100 | 0 | 2000 | 0 | 0 |  | 0 |  | 0 | 0 |  | 0 | 0
SOCO_2_VACAR | SOCO | VACAR | 2050 | B5 | 200 | 0 | 2000 | 0 | 0 |  | 0 |  | 0 | 0 |  | 0 | 0
SOCO_2_VACAR | SOCO | VACAR | 2050 | B6 | 300 | 0 | 2000 | 0 | 0 |  | 0 |  | 0 | 0 |  | 0 | 0
SOCO_2_VACAR | SOCO | VACAR | 2050 | B7 | 400 | 0 | 2000 | 0 | 0 |  | 0 |  | 0 | 0 |  | 0 | 0
SOCO_2_VACAR | SOCO | VACAR | 2050 | B8 | 500 | 0 | 2000 | 0 | 0 |  | 0 |  | 0 | 0 |  | 0 | 0
SOCO_2_VACAR | SOCO | VACAR | 2050 | B9 | 800 | 0 | 2000 | 0 | 0 |  | 0 |  | 0 | 0 |  | 0 | 0
SOCO_2_VACAR | SOCO | VACAR | 2050 | B10 | 1262 | 0 | 2000 | 0 | 0 |  | 0 |  | 0 | 0 |  | 0 | 0
SOCO_2_VACAR | SOCO | VACAR | 2050 | B11 | 25 | 0 | 2000 | 0 | 0 |  | 0 |  | 0 | 0 |  | 0 | 0
SOCO_2_VACAR | SOCO | VACAR | 2050 | B12 | 200 | 0 | 2000 | 0 | 421.09 |  | 0 |  | 0 | 0 |  | 0 | 0
SOCO_2_VACAR | SOCO | VACAR | 2050 | B13 | 600 | 0 | 2000 | 0 | 0 |  | 0 |  | 0 | 0 |  | 0 | 0
SOCO_2_VACAR | SOCO | VACAR | 2050 | B14 | 900 | 0 | 2000 | 0 | 0 |  | 0 |  | 0 | 0 |  | 0 | 0
SOCO_2_VACAR | SOCO | VACAR | 2050 | B15 | 1203 | 0 | 2000 | 0 | 0 |  | 0 |  | 0 | 0 |  | 0 | 0
SOCO_2_VACAR | SOCO | VACAR | 2050 | B16 | 25 | 0 | 2000 | 0 | 0 |  | 0 |  | 0 | 0 |  | 0 | 0
SOCO_2_VACAR | SOCO | VACAR | 2050 | B17 | 100 | 0 | 2000 | 0 | 0 |  | 0 |  | 0 | 0 |  | 0 | 0
SOCO_2_VACAR | SOCO | VACAR | 2050 | B18 | 400 | 0 | 2000 | 0 | 0 |  | 0 |  | 0 | 0 |  | 0 | 0
SOCO_2_VACAR | SOCO | VACAR | 2050 | B19 | 700 | 0 | 2000 | 0 | 0 |  | 0 |  | 0 | 0 |  | 0 | 0
SOCO_2_VACAR | SOCO | VACAR | 2050 | B20 | 935 | 0 | 2000 | 0 | 0 |  | 0 |  | 0 | 0 |  | 0 | 0
SPP_N_2_ENT | SPP_N | ENT | 2015 | B1 | 10 | 0 | 1800 | 0 | 0 |  | 0 |  | 0 | 0 |  | 0 | 0
SPP_N_2_ENT | SPP_N | ENT | 2015 | B2 | 25 | 0 | 1800 | 0 | 0 |  | 0 |  | 0 | 0 |  | 0 | 0
SPP_N_2_ENT | SPP_N | ENT | 2015 | B3 | 75 | 0 | 1800 | 0 | 0 |  | 0 |  | 0 | 0 |  | 0 | 0
SPP_N_2_ENT | SPP_N | ENT | 2015 | B4 | 100 | 0 | 1800 | 0 | 0 |  | 0 |  | 0 | 0 |  | 0 | 0
SPP_N_2_ENT | SPP_N | ENT | 2015 | B5 | 200 | 0 | 1800 | 0 | 0 |  | 0 |  | 0 | 0 |  | 0 | 0
SPP_N_2_ENT | SPP_N | ENT | 2015 | B6 | 300 | 0 | 1800 | 0 | 0 |  | 0 |  | 0 | 0 |  | 0 | 0
SPP_N_2_ENT | SPP_N | ENT | 2015 | B7 | 400 | 0 | 1800 | 0 | 0 |  | 0 |  | 0 | 0 |  | 0 | 0
SPP_N_2_ENT | SPP_N | ENT | 2015 | B8 | 500 | 0 | 1800 | 0 | 0 |  | 0 |  | 0 | 0 |  | 0 | 0
SPP_N_2_ENT | SPP_N | ENT | 2015 | B9 | 800 | 0 | 1800 | 0 | 0 |  | 0 |  | 0 | 0 |  | 0 | 0
SPP_N_2_ENT | SPP_N | ENT | 2015 | B10 | 1262 | 0 | 1800 | 0 | 0 |  | 0 |  | 0 | 0 |  | 0 | 0
SPP_N_2_ENT | SPP_N | ENT | 2015 | B11 | 25 | 0 | 1800 | 0 | 0 |  | 0 |  | 0 | 0 |  | 0 | 0
SPP_N_2_ENT | SPP_N | ENT | 2015 | B12 | 200 | 0 | 1800 | 0 | 0 |  | 0 |  | 0 | 0 |  | 0 | 0
SPP_N_2_ENT | SPP_N | ENT | 2015 | B13 | 600 | 0 | 1800 | 0 | 0 |  | 0 |  | 0 | 0 |  | 0 | 0
SPP_N_2_ENT | SPP_N | ENT | 2015 | B14 | 900 | 0 | 1800 | 0 | 0 |  | 0 |  | 0 | 0 |  | 0 | 0
SPP_N_2_ENT | SPP_N | ENT | 2015 | B15 | 1203 | 0 | 1800 | 0 | 0 |  | 0 |  | 0 | 0 |  | 0 | 0
SPP_N_2_ENT | SPP_N | ENT | 2015 | B16 | 25 | 0 | 1800 | 160.81 | 314.86 |  | 0 |  | 0 | 0 |  | 0 | 0
SPP_N_2_ENT | SPP_N | ENT | 2015 | B17 | 100 | 0 | 1800 | 0 | 0 |  | 0 |  | 0 | 0 |  | 0 | 0
SPP_N_2_ENT | SPP_N | ENT | 2015 | B18 | 400 | 0 | 1800 | 0 | 0 |  | 0 |  | 0 | 0 |  | 0 | 0
SPP_N_2_ENT | SPP_N | ENT | 2015 | B19 | 700 | 0 | 1800 | 0 | 0 |  | 0 |  | 0 | 0 |  | 0 | 0
SPP_N_2_ENT | SPP_N | ENT | 2015 | B20 | 935 | 0 | 1800 | 0 | 0 |  | 0 |  | 0 | 0 |  | 0 | 0
SPP_N_2_ENT | SPP_N | ENT | 2020 | B1 | 10 | 0 | 1800 | 1800 | 1800 |  | 0 |  | 67.4928 | 2.374 |  | 0.14922 | 5.7756
SPP_N_2_ENT | SPP_N | ENT | 2020 | B2 | 25 | 0 | 1800 | 1800 | 1800 |  | 0 |  | 0.89025 | 2.374 |  | 0.0049207 | 5.7756
SPP_N_2_ENT | SPP_N | ENT | 2020 | B3 | 75 | 0 | 1800 | 743.44 | 1607.07 |  | 0 |  | 0 | 0 |  | 0 | 5.7756
SPP_N_2_ENT | SPP_N | ENT | 2020 | B4 | 100 | 0 | 1800 | 804.9 | 1800 |  | 0 |  | 0 | 4.2138 |  | 0 | 5.7756
SPP_N_2_ENT | SPP_N | ENT | 2020 | B5 | 200 | 0 | 1800 | 1800 | 1800 |  | 0 |  | 0.43919 | 4.0121 |  | 0.01942 | 5.7756
SPP_N_2_ENT | SPP_N | ENT | 2020 | B6 | 300 | 300 | 1800 | 1375.39 | 1800 |  | 406.48 |  | 0 | 5.7807 |  | 0 | 5.7756
SPP_N_2_ENT | SPP_N | ENT | 2020 | B7 | 400 | 0 | 1800 | 1512.04 | 1800 |  | 0 |  | 0 | 4.475 |  | 0 | 5.7756
SPP_N_2_ENT | SPP_N | ENT | 2020 | B8 | 500 | 0 | 1800 | 0 | 1002.38 |  | 0 |  | 0 | 0 |  | 0 | 5.7756
SPP_N_2_ENT | SPP_N | ENT | 2020 | B9 | 800 | 0 | 1800 | 0 | 0 |  | 0 |  | 0 | 0 |  | 0 | 5.7756
SPP_N_2_ENT | SPP_N | ENT | 2020 | B10 | 1262 | 0 | 1800 | 1319.94 | 1800 |  | 0 |  | 0 | 1.9586 |  | 0 | 5.7756
SPP_N_2_ENT | SPP_N | ENT | 2020 | B11 | 25 | 25 | 1800 | 1800 | 1800 |  | 1156.98 |  | 8.0122 | 5.7807 |  | 0.044286 | 5.7756
SPP_N_2_ENT | SPP_N | ENT | 2020 | B12 | 200 | 0 | 1800 | 0 | 1145.27 |  | 0 |  | 0 | 0 |  | 0 | 5.7756
SPP_N_2_ENT | SPP_N | ENT | 2020 | B13 | 600 | 0 | 1800 | 255.88 | 1800 |  | 0 |  | 0 | 0.20179 |  | 0 | 5.7756
SPP_N_2_ENT | SPP_N | ENT | 2020 | B14 | 900 | 900 | 1800 | 1800 | 1800 |  | 3199.19 |  | 0.98521 | 5.7807 |  | 0.19604 | 5.7756
SPP_N_2_ENT | SPP_N | ENT | 2020 | B15 | 1203 | 1203 | 1800 | 1800 | 1800 |  | 3309.76 |  | 22.458 | 5.7807 |  | 5.9733 | 5.7756
SPP_N_2_ENT | SPP_N | ENT | 2020 | B16 | 25 | 25 | 1800 | 1800 | 1800 |  | 757.86 |  | 23.3483 | 5.7807 |  | 0.12905 | 5.7756
SPP_N_2_ENT | SPP_N | ENT | 2020 | B17 | 100 | 0 | 1800 | 1800 | 1800 |  | 0 |  | 0.65285 | 2.2672 |  | 0.014434 | 5.7756
SPP_N_2_ENT | SPP_N | ENT | 2020 | B18 | 400 | 0 | 1800 | 1800 | 1800 |  | 0 |  | 0.01187 | 2.742 |  | 0.0010497 | 5.7756
SPP_N_2_ENT | SPP_N | ENT | 2020 | B19 | 700 | 0 | 1800 | 1800 | 1800 |  | 0 |  | 0.45106 | 2.1603 |  | 0.069808 | 5.7756
SPP_N_2_ENT | SPP_N | ENT | 2020 | B20 | 935 | 935 | 1800 | 1800 | 1800 |  | 3017.05 |  | 5.3178 | 5.7807 |  | 1.0993 | 5.7756
SPP_N_2_ENT | SPP_N | ENT | 2025 | B1 | 10 | 10 | 1800 | 1800 | 1800 |  | 17691.57 |  | 614.4268 | 19.7992 |  | 1.0856 | 19.7997
SPP_N_2_ENT | SPP_N | ENT | 2025 | B2 | 25 | 25 | 1800 | 1800 | 1800 |  | 9171.17 |  | 501.2582 | 19.7992 |  | 2.214 | 19.7997
SPP_N_2_ENT | SPP_N | ENT | 2025 | B3 | 75 | 0 | 1800 | 0 | 1800 |  | 0 |  | 0 | 16.2738 |  | 0 | 19.7997
SPP_N_2_ENT | SPP_N | ENT | 2025 | B4 | 100 | 0 | 1800 | 18.36 | 1800 |  | 0 |  | 0 | 4.6293 |  | 0 | 19.7997
SPP_N_2_ENT | SPP_N | ENT | 2025 | B5 | 200 | 0 | 1800 | 0 | 1800 |  | 0 |  | 0 | 7.4544 |  | 0 | 19.7997
SPP_N_2_ENT | SPP_N | ENT | 2025 | B6 | 300 | 0 | 1800 | 258.46 | 1800 |  | 0 |  | 0 | 0.01187 |  | 0 | 19.7997
SPP_N_2_ENT | SPP_N | ENT | 2025 | B7 | 400 | 0 | 1800 | 267.97 | 1800 |  | 0 |  | 0 | 2.5758 |  | 0 | 19.7997
SPP_N_2_ENT | SPP_N | ENT | 2025 | B8 | 500 | 0 | 1800 | 0 | 1077.75 |  | 0 |  | 0 | 0 |  | 0 | 19.7997
SPP_N_2_ENT | SPP_N | ENT | 2025 | B9 | 800 | 0 | 1800 | 0 | 1800 |  | 0 |  | 0 | 0.2374 |  | 0 | 19.7997
SPP_N_2_ENT | SPP_N | ENT | 2025 | B10 | 1262 | 1262 | 1800 | 1800 | 1800 |  | 1358.59 |  | 2.3265 | 19.7992 |  | 0.51874 | 19.7997
SPP_N_2_ENT | SPP_N | ENT | 2025 | B11 | 25 | 0 | 1800 | 1730.43 | 1800 |  | 0 |  | 0 | 15.7634 |  | 0 | 19.7997
SPP_N_2_ENT | SPP_N | ENT | 2025 | B12 | 200 | 0 | 1800 | 112.14 | 1800 |  | 0 |  | 0 | 8.0122 |  | 0 | 19.7997
SPP_N_2_ENT | SPP_N | ENT | 2025 | B13 | 600 | 0 | 1800 | 1800 | 1800 |  | 0 |  | 0.01187 | 18.3392 |  | 0.0012583 | 19.7997
SPP_N_2_ENT | SPP_N | ENT | 2025 | B14 | 900 | 900 | 1800 | 1800 | 1800 |  | 5647.88 |  | 22.7073 | 19.7992 |  | 3.6107 | 19.7997
SPP_N_2_ENT | SPP_N | ENT | 2025 | B15 | 1203 | 1203 | 1800 | 1800 | 1800 |  | 8741.34 |  | 65.653 | 19.7992 |  | 13.9542 | 19.7997
SPP_N_2_ENT | SPP_N | ENT | 2025 | B16 | 25 | 25 | 1800 | 1800 | 1800 |  | 1252.89 |  | 8.0004 | 19.7992 |  | 0.035337 | 19.7997
SPP_N_2_ENT | SPP_N | ENT | 2025 | B17 | 100 | 0 | 1800 | 1711.49 | 1800 |  | 0 |  | 0 | 15.4666 |  | 0 | 19.7997
SPP_N_2_ENT | SPP_N | ENT | 2025 | B18 | 400 | 0 | 1800 | 1778.25 | 1800 |  | 0 |  | 0 | 14.8969 |  | 0 | 19.7997
SPP_N_2_ENT | SPP_N | ENT | 2025 | B19 | 700 | 0 | 1800 | 1800 | 1800 |  | 0 |  | 1.0564 | 17.7694 |  | 0.13065 | 19.7997
SPP_N_2_ENT | SPP_N | ENT | 2025 | B20 | 935 | 935 | 1800 | 1800 | 1800 |  | 5043.27 |  | 29.3545 | 19.7992 |  | 4.8492 | 19.7997
SPP_N_2_ENT | SPP_N | ENT | 2030 | B1 | 10 | 0 | 1800 | 1800 | 1800 |  | 0 |  | 590.5444 | 30.1379 |  | 0.92853 | 32.5735
SPP_N_2_ENT | SPP_N | ENT | 2030 | B2 | 25 | 0 | 1800 | 1800 | 1800 |  | 0 |  | 576.6209 | 25.9953 |  | 2.2666 | 32.5735
SPP_N_2_ENT | SPP_N | ENT | 2030 | B3 | 75 | 0 | 1800 | 0 | 1800 |  | 0 |  | 0 | 5.2822 |  | 0 | 32.5735
SPP_N_2_ENT | SPP_N | ENT | 2030 | B4 | 100 | 0 | 1800 | 0 | 1800 |  | 0 |  | 0 | 5.5196 |  | 0 | 32.5735
SPP_N_2_ENT | SPP_N | ENT | 2030 | B5 | 200 | 0 | 1800 | 0 | 1800 |  | 0 |  | 0 | 8.0004 |  | 0 | 32.5735
SPP_N_2_ENT | SPP_N | ENT | 2030 | B6 | 300 | 0 | 1800 | 0 | 1773.42 |  | 0 |  | 0 | 0 |  | 0 | 32.5735
SPP_N_2_ENT | SPP_N | ENT | 2030 | B7 | 400 | 0 | 1800 | 0 | 1800 |  | 0 |  | 0 | 1.9586 |  | 0 | 32.5735
SPP_N_2_ENT | SPP_N | ENT | 2030 | B8 | 500 | 0 | 1800 | 0 | 1800 |  | 0 |  | 0 | 7.8936 |  | 0 | 32.5735
SPP_N_2_ENT | SPP_N | ENT | 2030 | B9 | 800 | 0 | 1800 | 0 | 1800 |  | 0 |  | 0 | 14.9443 |  | 0 | 32.5735
SPP_N_2_ENT | SPP_N | ENT | 2030 | B10 | 1262 | 1262 | 1800 | 1800 | 1800 |  | 1209.81 |  | 13.4606 | 32.5713 |  | 2.671 | 32.5735
SPP_N_2_ENT | SPP_N | ENT | 2030 | B11 | 25 | 0 | 1800 | 0 | 1800 |  | 0 |  | 0 | 7.8817 |  | 0 | 32.5735
SPP_N_2_ENT | SPP_N | ENT | 2030 | B12 | 200 | 0 | 1800 | 1800 | 1800 |  | 0 |  | 0.30862 | 29.5919 |  | 0.009705 | 32.5735
SPP_N_2_ENT | SPP_N | ENT | 2030 | B13 | 600 | 0 | 1800 | 1800 | 1800 |  | 0 |  | 7.2763 | 30.1617 |  | 0.68644 | 32.5735
SPP_N_2_ENT | SPP_N | ENT | 2030 | B14 | 900 | 0 | 1800 | 1800 | 1800 |  | 0 |  | 80.0275 | 30.1617 |  | 11.3247 | 32.5735
SPP_N_2_ENT | SPP_N | ENT | 2030 | B15 | 1203 | 0 | 1800 | 1800 | 1800 |  | 0 |  | 73.6415 | 30.1617 |  | 13.9294 | 32.5735
SPP_N_2_ENT | SPP_N | ENT | 2030 | B16 | 25 | 0 | 1800 | 1800 | 1800 |  | 0 |  | 4.8667 | 30.1617 |  | 0.01913 | 32.5735
SPP_N_2_ENT | SPP_N | ENT | 2030 | B17 | 100 | 0 | 1800 | 1800 | 1800 |  | 0 |  | 14.7544 | 30.1617 |  | 0.23199 | 32.5735
SPP_N_2_ENT | SPP_N | ENT | 2030 | B18 | 400 | 0 | 1800 | 1800 | 1800 |  | 0 |  | 2.9438 | 30.1617 |  | 0.18514 | 32.5735
SPP_N_2_ENT | SPP_N | ENT | 2030 | B19 | 700 | 0 | 1800 | 1800 | 1800 |  | 0 |  | 14.9206 | 31.3368 |  | 1.6422 | 32.5735
SPP_N_2_ENT | SPP_N | ENT | 2030 | B20 | 935 | 0 | 1800 | 1800 | 1800 |  | 0 |  | 64.8696 | 31.7641 |  | 9.5366 | 32.5735
SPP_N_2_ENT | SPP_N | ENT | 2035 | B1 | 10 | 10 | 1800 | 1800 | 1800 |  | 3692.34 |  | 594.865 | 38.3638 |  | 0.92084 | 60.9323
SPP_N_2_ENT | SPP_N | ENT | 2035 | B2 | 25 | 25 | 1800 | 1800 | 1800 |  | 3938.26 |  | 499.2166 | 38.3638 |  | 1.932 | 60.9323
SPP_N_2_ENT | SPP_N | ENT | 2035 | B3 | 75 | 0 | 1800 | 1800 | 1800 |  | 0 |  | 0.01187 | 27.1111 |  | 0.00013781 | 60.9323
SPP_N_2_ENT | SPP_N | ENT | 2035 | B4 | 100 | 0 | 1800 | 1385.07 | 1800 |  | 0 |  | 0 | 6.849 |  | 0 | 60.9323
SPP_N_2_ENT | SPP_N | ENT | 2035 | B5 | 200 | 0 | 1800 | 0 | 1800 |  | 0 |  | 0 | 7.6443 |  | 0 | 60.9323
SPP_N_2_ENT | SPP_N | ENT | 2035 | B6 | 300 | 0 | 1800 | 0 | 765.57 |  | 0 |  | 0 | 0 |  | 0 | 60.9323
SPP_N_2_ENT | SPP_N | ENT | 2035 | B7 | 400 | 0 | 1800 | 0 | 505.27 |  | 0 |  | 0 | 0 |  | 0 | 60.9323
SPP_N_2_ENT | SPP_N | ENT | 2035 | B8 | 500 | 0 | 1800 | 41.5 | 1800 |  | 0 |  | 0 | 4.4512 |  | 0 | 60.9323
SPP_N_2_ENT | SPP_N | ENT | 2035 | B9 | 800 | 0 | 1800 | 1009.06 | 1800 |  | 0 |  | 0 | 5.0329 |  | 0 | 60.9323
SPP_N_2_ENT | SPP_N | ENT | 2035 | B10 | 1262 | 1262 | 1800 | 1800 | 1800 |  | 3315.55 |  | 23.4789 | 38.3638 |  | 4.5867 | 60.9323
SPP_N_2_ENT | SPP_N | ENT | 2035 | B11 | 25 | 0 | 1800 | 1800 | 1800 |  | 0 |  | 0.52228 | 3.0031 |  | 0.0020212 | 60.9323
SPP_N_2_ENT | SPP_N | ENT | 2035 | B12 | 200 | 200 | 1800 | 1800 | 1800 |  | 1026 |  | 8.0122 | 38.3638 |  | 0.24806 | 60.9323
SPP_N_2_ENT | SPP_N | ENT | 2035 | B13 | 600 | 600 | 1800 | 1800 | 1800 |  | 2990.13 |  | 73.6771 | 38.3638 |  | 6.8431 | 60.9323
SPP_N_2_ENT | SPP_N | ENT | 2035 | B14 | 900 | 900 | 1800 | 1800 | 1800 |  | 5769.29 |  | 112.3733 | 38.3638 |  | 15.6557 | 60.9323
SPP_N_2_ENT | SPP_N | ENT | 2035 | B15 | 1203 | 1203 | 1800 | 1800 | 1800 |  | 2787.3 |  | 108.1951 | 38.3638 |  | 20.1484 | 60.9323
SPP_N_2_ENT | SPP_N | ENT | 2035 | B16 | 25 | 25 | 1800 | 1800 | 1800 |  | 6274.3 |  | 128.1367 | 38.3638 |  | 0.49588 | 60.9323
SPP_N_2_ENT | SPP_N | ENT | 2035 | B17 | 100 | 100 | 1800 | 1800 | 1800 |  | 5882.83 |  | 120.6823 | 38.3638 |  | 1.8681 | 60.9323
SPP_N_2_ENT | SPP_N | ENT | 2035 | B18 | 400 | 400 | 1800 | 1800 | 1800 |  | 2711.04 |  | 34.6841 | 38.3638 |  | 2.1476 | 60.9323
SPP_N_2_ENT | SPP_N | ENT | 2035 | B19 | 700 | 700 | 1800 | 1800 | 1800 |  | 2995.21 |  | 104.1711 | 38.3638 |  | 11.2879 | 60.9323
SPP_N_2_ENT | SPP_N | ENT | 2035 | B20 | 935 | 935 | 1800 | 1800 | 1800 |  | 5250.26 |  | 104.3729 | 38.3638 |  | 15.1066 | 60.9323
SPP_N_2_ENT | SPP_N | ENT | 2040 | B1 | 10 | 0 | 1800 | 1800 | 1800 |  | 0 |  | 548.8807 | 39.0048 |  | 0.84966 | 66.6535
SPP_N_2_ENT | SPP_N | ENT | 2040 | B2 | 25 | 0 | 1800 | 1800 | 1800 |  | 0 |  | 329.5468 | 39.0048 |  | 1.2753 | 66.6535
SPP_N_2_ENT | SPP_N | ENT | 2040 | B3 | 75 | 0 | 1800 | 1800 | 1800 |  | 0 |  | 1.2582 | 8.0004 |  | 0.014608 | 66.6535
SPP_N_2_ENT | SPP_N | ENT | 2040 | B4 | 100 | 0 | 1800 | 420.04 | 1800 |  | 0 |  | 0 | 4.0002 |  | 0 | 66.6535
SPP_N_2_ENT | SPP_N | ENT | 2040 | B5 | 200 | 0 | 1800 | 0 | 1800 |  | 0 |  | 0 | 8.0004 |  | 0 | 66.6535
SPP_N_2_ENT | SPP_N | ENT | 2040 | B6 | 300 | 0 | 1800 | 0 | 1031.85 |  | 0 |  | 0 | 0 |  | 0 | 66.6535
SPP_N_2_ENT | SPP_N | ENT | 2040 | B7 | 400 | 0 | 1800 | 0 | 936.75 |  | 0 |  | 0 | 0 |  | 0 | 66.6535
SPP_N_2_ENT | SPP_N | ENT | 2040 | B8 | 500 | 0 | 1800 | 1465.98 | 1800 |  | 0 |  | 0 | 5.5789 |  | 0 | 66.6535
SPP_N_2_ENT | SPP_N | ENT | 2040 | B9 | 800 | 0 | 1800 | 1062.41 | 1800 |  | 0 |  | 0 | 10.9798 |  | 0 | 66.6535
SPP_N_2_ENT | SPP_N | ENT | 2040 | B10 | 1262 | 1262 | 1800 | 1800 | 1800 |  | 1931.85 |  | 26.9686 | 42.637 |  | 5.2685 | 66.6535
SPP_N_2_ENT | SPP_N | ENT | 2040 | B11 | 25 | 0 | 1800 | 1800 | 1800 |  | 0 |  | 4.0002 | 3.2761 |  | 0.015481 | 66.6535
SPP_N_2_ENT | SPP_N | ENT | 2040 | B12 | 200 | 200 | 1800 | 1800 | 1800 |  | 1023.19 |  | 64.2286 | 42.637 |  | 1.9885 | 66.6535
SPP_N_2_ENT | SPP_N | ENT | 2040 | B13 | 600 | 600 | 1800 | 1800 | 1800 |  | 3203.99 |  | 137.0748 | 42.637 |  | 12.7314 | 66.6535
SPP_N_2_ENT | SPP_N | ENT | 2040 | B14 | 900 | 900 | 1800 | 1800 | 1800 |  | 5629.37 |  | 142.3807 | 42.637 |  | 19.8363 | 66.6535
SPP_N_2_ENT | SPP_N | ENT | 2040 | B15 | 1203 | 1203 | 1800 | 1800 | 1800 |  | 6997.89 |  | 68.4899 | 42.637 |  | 12.7544 | 66.6535
SPP_N_2_ENT | SPP_N | ENT | 2040 | B16 | 25 | 25 | 1800 | 1800 | 1800 |  | 5397.12 |  | 166.3462 | 42.637 |  | 0.64375 | 66.6535
SPP_N_2_ENT | SPP_N | ENT | 2040 | B17 | 100 | 100 | 1800 | 1800 | 1800 |  | 5087.47 |  | 155.1646 | 42.637 |  | 2.4019 | 66.6535
SPP_N_2_ENT | SPP_N | ENT | 2040 | B18 | 400 | 400 | 1800 | 1800 | 1800 |  | 3234.61 |  | 88.5027 | 42.637 |  | 5.48 | 66.6535
SPP_N_2_ENT | SPP_N | ENT | 2040 | B19 | 700 | 700 | 1800 | 1800 | 1800 |  | 3037.98 |  | 144.8734 | 42.637 |  | 15.6984 | 66.6535
SPP_N_2_ENT | SPP_N | ENT | 2040 | B20 | 935 | 935 | 1800 | 1800 | 1800 |  | 7301.8 |  | 68.4899 | 42.637 |  | 9.913 | 66.6535
SPP_N_2_ENT | SPP_N | ENT | 2045 | B1 | 10 | 0 | 1800 | 1800 | 1800 |  | 0 |  | 512.3092 | 29.8056 |  | 0.70566 | 50.6398
SPP_N_2_ENT | SPP_N | ENT | 2045 | B2 | 25 | 25 | 1800 | 1800 | 1800 |  | 1428.1 |  | 185.8367 | 32.1321 |  | 0.63993 | 50.6398
SPP_N_2_ENT | SPP_N | ENT | 2045 | B3 | 75 | 0 | 1800 | 1800 | 1800 |  | 0 |  | 0.01187 | 22.0782 |  | 0.00012262 | 50.6398
SPP_N_2_ENT | SPP_N | ENT | 2045 | B4 | 100 | 0 | 1800 | 0 | 1800 |  | 0 |  | 0 | 10.505 |  | 0 | 50.6398
SPP_N_2_ENT | SPP_N | ENT | 2045 | B5 | 200 | 0 | 1800 | 0 | 1800 |  | 0 |  | 0 | 22.0307 |  | 0 | 50.6398
SPP_N_2_ENT | SPP_N | ENT | 2045 | B6 | 300 | 0 | 1800 | 0 | 1637.19 |  | 0 |  | 0 | 0 |  | 0 | 50.6398
SPP_N_2_ENT | SPP_N | ENT | 2045 | B7 | 400 | 0 | 1800 | 0 | 1333.22 |  | 0 |  | 0 | 0 |  | 0 | 50.6398
SPP_N_2_ENT | SPP_N | ENT | 2045 | B8 | 500 | 0 | 1800 | 755.08 | 1800 |  | 0 |  | 0 | 11.3121 |  | 0 | 50.6398
SPP_N_2_ENT | SPP_N | ENT | 2045 | B9 | 800 | 0 | 1800 | 1800 | 1800 |  | 0 |  | 0.01187 | 23.1465 |  | 0.001308 | 50.6398
SPP_N_2_ENT | SPP_N | ENT | 2045 | B10 | 1262 | 1262 | 1800 | 1800 | 1800 |  | 6345.59 |  | 56.976 | 32.1321 |  | 9.9041 | 50.6398
SPP_N_2_ENT | SPP_N | ENT | 2045 | B11 | 25 | 0 | 1800 | 1800 | 1800 |  | 0 |  | 0.62911 | 12.1905 |  | 0.0021664 | 50.6398
SPP_N_2_ENT | SPP_N | ENT | 2045 | B12 | 200 | 200 | 1800 | 1800 | 1800 |  | 4870.87 |  | 87.9567 | 32.1321 |  | 2.423 | 50.6398
SPP_N_2_ENT | SPP_N | ENT | 2045 | B13 | 600 | 600 | 1800 | 1800 | 1800 |  | 6405.27 |  | 79.8139 | 32.1321 |  | 6.5962 | 50.6398
SPP_N_2_ENT | SPP_N | ENT | 2045 | B14 | 900 | 900 | 1800 | 1800 | 1800 |  | 4985.05 |  | 87.565 | 32.1321 |  | 10.8552 | 50.6398
SPP_N_2_ENT | SPP_N | ENT | 2045 | B15 | 1203 | 1203 | 1800 | 1800 | 1800 |  | 5063.26 |  | 68.4899 | 32.1321 |  | 11.3489 | 50.6398
SPP_N_2_ENT | SPP_N | ENT | 2045 | B16 | 25 | 25 | 1800 | 1800 | 1800 |  | 9673.36 |  | 211.6658 | 32.1321 |  | 0.72888 | 50.6398
SPP_N_2_ENT | SPP_N | ENT | 2045 | B17 | 100 | 100 | 1800 | 1800 | 1800 |  | 6987.99 |  | 206.265 | 32.1321 |  | 2.8411 | 50.6398
SPP_N_2_ENT | SPP_N | ENT | 2045 | B18 | 400 | 400 | 1800 | 1800 | 1800 |  | 6366.96 |  | 78.8762 | 32.1321 |  | 4.3458 | 50.6398
SPP_N_2_ENT | SPP_N | ENT | 2045 | B19 | 700 | 700 | 1800 | 1800 | 1800 |  | 7964.57 |  | 86.1525 | 32.1321 |  | 8.3067 | 50.6398
SPP_N_2_ENT | SPP_N | ENT | 2045 | B20 | 935 | 935 | 1800 | 1800 | 1800 |  | 4574.11 |  | 68.4899 | 32.1321 |  | 8.8207 | 50.6398
SPP_N_2_ENT | SPP_N | ENT | 2050 | B1 | 10 | 0 | 1800 | 1800 | 1800 |  | 0 |  | 582.4609 | 25.4374 |  | 0.91223 | 32.212
SPP_N_2_ENT | SPP_N | ENT | 2050 | B2 | 25 | 25 | 1800 | 1800 | 1800 |  | 853.26 |  | 32.9511 | 26.8499 |  | 0.12902 | 32.212
SPP_N_2_ENT | SPP_N | ENT | 2050 | B3 | 75 | 75 | 1800 | 1646.26 | 1800 |  | 412.68 |  | 0 | 26.8499 |  | 0 | 32.212
SPP_N_2_ENT | SPP_N | ENT | 2050 | B4 | 100 | 0 | 1800 | 756.97 | 1800 |  | 0 |  | 0 | 8.9975 |  | 0 | 32.212
SPP_N_2_ENT | SPP_N | ENT | 2050 | B5 | 200 | 0 | 1800 | 0 | 1800 |  | 0 |  | 0 | 8.0122 |  | 0 | 32.212
SPP_N_2_ENT | SPP_N | ENT | 2050 | B6 | 300 | 0 | 1800 | 0 | 1681.07 |  | 0 |  | 0 | 0 |  | 0 | 32.212
SPP_N_2_ENT | SPP_N | ENT | 2050 | B7 | 400 | 0 | 1800 | 1044.08 | 1130.04 |  | 0 |  | 0 | 0 |  | 0 | 32.212
SPP_N_2_ENT | SPP_N | ENT | 2050 | B8 | 500 | 0 | 1800 | 0 | 1800 |  | 0 |  | 0 | 9.223 |  | 0 | 32.212
SPP_N_2_ENT | SPP_N | ENT | 2050 | B9 | 800 | 0 | 1800 | 1527.25 | 1800 |  | 0 |  | 0 | 23.3483 |  | 0 | 32.212
SPP_N_2_ENT | SPP_N | ENT | 2050 | B10 | 1262 | 1262 | 1800 | 1800 | 1800 |  | 5386.69 |  | 16.5112 | 26.8499 |  | 3.2634 | 32.212
SPP_N_2_ENT | SPP_N | ENT | 2050 | B11 | 25 | 0 | 1800 | 1800 | 1800 |  | 0 |  | 8.0004 | 8.6888 |  | 0.031325 | 32.212
SPP_N_2_ENT | SPP_N | ENT | 2050 | B12 | 200 | 200 | 1800 | 1800 | 1800 |  | 5191.55 |  | 15.0037 | 26.8499 |  | 0.46997 | 32.212
SPP_N_2_ENT | SPP_N | ENT | 2050 | B13 | 600 | 600 | 1800 | 1800 | 1800 |  | 4188.1 |  | 66.104 | 26.8499 |  | 6.2118 | 32.212
SPP_N_2_ENT | SPP_N | ENT | 2050 | B14 | 900 | 900 | 1800 | 1800 | 1800 |  | 2589.03 |  | 68.478 | 26.8499 |  | 9.6523 | 32.212
SPP_N_2_ENT | SPP_N | ENT | 2050 | B15 | 1203 | 0 | 1800 | 1800 | 1800 |  | 0 |  | 31.2537 | 26.66 |  | 5.8885 | 32.212
SPP_N_2_ENT | SPP_N | ENT | 2050 | B16 | 25 | 25 | 1800 | 1800 | 1800 |  | 6499.1 |  | 146.8438 | 26.8499 |  | 0.57496 | 32.212
SPP_N_2_ENT | SPP_N | ENT | 2050 | B17 | 100 | 100 | 1800 | 1800 | 1800 |  | 3359.7 |  | 68.4899 | 26.8499 |  | 1.0727 | 32.212
SPP_N_2_ENT | SPP_N | ENT | 2050 | B18 | 400 | 400 | 1800 | 1800 | 1800 |  | 3277.17 |  | 38.0315 | 26.8499 |  | 2.3826 | 32.212
SPP_N_2_ENT | SPP_N | ENT | 2050 | B19 | 700 | 700 | 1800 | 1800 | 1800 |  | 1383.43 |  | 68.478 | 26.8499 |  | 7.5074 | 32.212
SPP_N_2_ENT | SPP_N | ENT | 2050 | B20 | 935 | 935 | 1800 | 1800 | 1800 |  | 1662.56 |  | 33.141 | 26.8499 |  | 4.8531 | 32.212
SPP_N_2_MISO_MO-IL | SPP_N | MISO_MO-IL | 2015 | B1 | 10 | 0 | 2000 | 0 | 0 |  | 0 |  | 0 | 0 |  | 0 | 0
SPP_N_2_MISO_MO-IL | SPP_N | MISO_MO-IL | 2015 | B2 | 25 | 0 | 2000 | 0 | 0 |  | 0 |  | 0 | 0 |  | 0 | 0
SPP_N_2_MISO_MO-IL | SPP_N | MISO_MO-IL | 2015 | B3 | 75 | 0 | 2000 | 0 | 0 |  | 0 |  | 0 | 0 |  | 0 | 0
SPP_N_2_MISO_MO-IL | SPP_N | MISO_MO-IL | 2015 | B4 | 100 | 0 | 2000 | 0 | 0 |  | 0 |  | 0 | 0 |  | 0 | 0
SPP_N_2_MISO_MO-IL | SPP_N | MISO_MO-IL | 2015 | B5 | 200 | 0 | 2000 | 0 | 0 |  | 0 |  | 0 | 0 |  | 0 | 0
SPP_N_2_MISO_MO-IL | SPP_N | MISO_MO-IL | 2015 | B6 | 300 | 0 | 2000 | 0 | 0 |  | 0 |  | 0 | 0 |  | 0 | 0
SPP_N_2_MISO_MO-IL | SPP_N | MISO_MO-IL | 2015 | B7 | 400 | 0 | 2000 | 0 | 0 |  | 0 |  | 0 | 0 |  | 0 | 0
SPP_N_2_MISO_MO-IL | SPP_N | MISO_MO-IL | 2015 | B8 | 500 | 0 | 2000 | 0 | 0 |  | 0 |  | 0 | 0 |  | 0 | 0
SPP_N_2_MISO_MO-IL | SPP_N | MISO_MO-IL | 2015 | B9 | 800 | 0 | 2000 | 0 | 0 |  | 0 |  | 0 | 0 |  | 0 | 0
SPP_N_2_MISO_MO-IL | SPP_N | MISO_MO-IL | 2015 | B10 | 1262 | 0 | 2000 | 0 | 0 |  | 0 |  | 0 | 0 |  | 0 | 0
SPP_N_2_MISO_MO-IL | SPP_N | MISO_MO-IL | 2015 | B11 | 25 | 0 | 2000 | 0 | 0 |  | 0 |  | 0 | 0 |  | 0 | 0
SPP_N_2_MISO_MO-IL | SPP_N | MISO_MO-IL | 2015 | B12 | 200 | 0 | 2000 | 0 | 0 |  | 0 |  | 0 | 0 |  | 0 | 0
SPP_N_2_MISO_MO-IL | SPP_N | MISO_MO-IL | 2015 | B13 | 600 | 0 | 2000 | 0 | 0 |  | 0 |  | 0 | 0 |  | 0 | 0
SPP_N_2_MISO_MO-IL | SPP_N | MISO_MO-IL | 2015 | B14 | 900 | 0 | 2000 | 0 | 0 |  | 0 |  | 0 | 0 |  | 0 | 0
SPP_N_2_MISO_MO-IL | SPP_N | MISO_MO-IL | 2015 | B15 | 1203 | 0 | 2000 | 0 | 0 |  | 0 |  | 0 | 0 |  | 0 | 0
SPP_N_2_MISO_MO-IL | SPP_N | MISO_MO-IL | 2015 | B16 | 25 | 0 | 2000 | 294.04 | 737.81 |  | 0 |  | 0 | 0 |  | 0 | 0
SPP_N_2_MISO_MO-IL | SPP_N | MISO_MO-IL | 2015 | B17 | 100 | 0 | 2000 | 140.45 | 783.18 |  | 0 |  | 0 | 0 |  | 0 | 0
SPP_N_2_MISO_MO-IL | SPP_N | MISO_MO-IL | 2015 | B18 | 400 | 0 | 2000 | 0 | 0 |  | 0 |  | 0 | 0 |  | 0 | 0
SPP_N_2_MISO_MO-IL | SPP_N | MISO_MO-IL | 2015 | B19 | 700 | 0 | 2000 | 0 | 0 |  | 0 |  | 0 | 0 |  | 0 | 0
SPP_N_2_MISO_MO-IL | SPP_N | MISO_MO-IL | 2015 | B20 | 935 | 0 | 2000 | 0 | 0 |  | 0 |  | 0 | 0 |  | 0 | 0
SPP_N_2_MISO_MO-IL | SPP_N | MISO_MO-IL | 2020 | B1 | 10 | 10 | 2000 | 2000 | 2000 |  | 2338.33 |  | 62.3294 | 6.6353 |  | 0.21771 | 6.6346
SPP_N_2_MISO_MO-IL | SPP_N | MISO_MO-IL | 2020 | B2 | 25 | 0 | 2000 | 907.15 | 2000 |  | 0 |  | 0 | 2.374 |  | 0 | 6.6346
SPP_N_2_MISO_MO-IL | SPP_N | MISO_MO-IL | 2020 | B3 | 75 | 0 | 2000 | 0 | 0 |  | 0 |  | 0 | 0 |  | 0 | 6.6346
SPP_N_2_MISO_MO-IL | SPP_N | MISO_MO-IL | 2020 | B4 | 100 | 0 | 2000 | 0 | 309.64 |  | 0 |  | 0 | 0 |  | 0 | 6.6346
SPP_N_2_MISO_MO-IL | SPP_N | MISO_MO-IL | 2020 | B5 | 200 | 0 | 2000 | 0 | 560.91 |  | 0 |  | 0 | 0 |  | 0 | 6.6346
SPP_N_2_MISO_MO-IL | SPP_N | MISO_MO-IL | 2020 | B6 | 300 | 0 | 2000 | 267.65 | 350.21 |  | 0 |  | 0 | 0 |  | 0 | 6.6346
SPP_N_2_MISO_MO-IL | SPP_N | MISO_MO-IL | 2020 | B7 | 400 | 0 | 2000 | 204.1 | 0 |  | 0 |  | 0 | 0 |  | 0 | 6.6346
SPP_N_2_MISO_MO-IL | SPP_N | MISO_MO-IL | 2020 | B8 | 500 | 0 | 2000 | 0 | 0 |  | 0 |  | 0 | 0 |  | 0 | 6.6346
SPP_N_2_MISO_MO-IL | SPP_N | MISO_MO-IL | 2020 | B9 | 800 | 0 | 2000 | 0 | 0 |  | 0 |  | 0 | 0 |  | 0 | 6.6346
SPP_N_2_MISO_MO-IL | SPP_N | MISO_MO-IL | 2020 | B10 | 1262 | 0 | 2000 | 0 | 0 |  | 0 |  | 0 | 0 |  | 0 | 6.6346
SPP_N_2_MISO_MO-IL | SPP_N | MISO_MO-IL | 2020 | B11 | 25 | 0 | 2000 | 2000 | 2000 |  | 0 |  | 0.01187 | 3.6085 |  | 0.00010365 | 6.6346
SPP_N_2_MISO_MO-IL | SPP_N | MISO_MO-IL | 2020 | B12 | 200 | 0 | 2000 | 2000 | 2000 |  | 0 |  | 4.653 | 3.383 |  | 0.32505 | 6.6346
SPP_N_2_MISO_MO-IL | SPP_N | MISO_MO-IL | 2020 | B13 | 600 | 0 | 2000 | 1646.29 | 2000 |  | 0 |  | 0 | 0.01187 |  | 0 | 6.6346
SPP_N_2_MISO_MO-IL | SPP_N | MISO_MO-IL | 2020 | B14 | 900 | 0 | 2000 | 2000 | 2000 |  | 0 |  | 0.01187 | 4.4987 |  | 0.0037314 | 6.6346
SPP_N_2_MISO_MO-IL | SPP_N | MISO_MO-IL | 2020 | B15 | 1203 | 0 | 2000 | 2000 | 2000 |  | 0 |  | 18.4104 | 5.1516 |  | 7.7358 | 6.6346
SPP_N_2_MISO_MO-IL | SPP_N | MISO_MO-IL | 2020 | B16 | 25 | 25 | 2000 | 2000 | 2000 |  | 2825.66 |  | 25.9597 | 6.6353 |  | 0.22668 | 6.6346
SPP_N_2_MISO_MO-IL | SPP_N | MISO_MO-IL | 2020 | B17 | 100 | 0 | 2000 | 2000 | 2000 |  | 0 |  | 8.6532 | 5.9587 |  | 0.30224 | 6.6346
SPP_N_2_MISO_MO-IL | SPP_N | MISO_MO-IL | 2020 | B18 | 400 | 0 | 2000 | 2000 | 2000 |  | 0 |  | 0.24927 | 2.9912 |  | 0.034826 | 6.6346
SPP_N_2_MISO_MO-IL | SPP_N | MISO_MO-IL | 2020 | B19 | 700 | 0 | 2000 | 278.44 | 2000 |  | 0 |  | 0 | 1.5431 |  | 0 | 6.6346
SPP_N_2_MISO_MO-IL | SPP_N | MISO_MO-IL | 2020 | B20 | 935 | 0 | 2000 | 1672.34 | 2000 |  | 0 |  | 0 | 3.0981 |  | 0 | 6.6346
SPP_N_2_MISO_MO-IL | SPP_N | MISO_MO-IL | 2025 | B1 | 10 | 0 | 2000 | 2000 | 2000 |  | 0 |  | 606.4264 | 20.084 |  | 1.9734 | 30.7174
SPP_N_2_MISO_MO-IL | SPP_N | MISO_MO-IL | 2025 | B2 | 25 | 0 | 2000 | 2000 | 2000 |  | 0 |  | 493.2579 | 16.8673 |  | 4.0128 | 30.7174
SPP_N_2_MISO_MO-IL | SPP_N | MISO_MO-IL | 2025 | B3 | 75 | 0 | 2000 | 0 | 2000 |  | 0 |  | 0 | 8.2734 |  | 0 | 30.7174
SPP_N_2_MISO_MO-IL | SPP_N | MISO_MO-IL | 2025 | B4 | 100 | 0 | 2000 | 0 | 0 |  | 0 |  | 0 | 0 |  | 0 | 30.7174
SPP_N_2_MISO_MO-IL | SPP_N | MISO_MO-IL | 2025 | B5 | 200 | 0 | 2000 | 0 | 598.55 |  | 0 |  | 0 | 0 |  | 0 | 30.7174
SPP_N_2_MISO_MO-IL | SPP_N | MISO_MO-IL | 2025 | B6 | 300 | 0 | 2000 | 0 | 513.37 |  | 0 |  | 0 | 0 |  | 0 | 30.7174
SPP_N_2_MISO_MO-IL | SPP_N | MISO_MO-IL | 2025 | B7 | 400 | 0 | 2000 | 628.75 | 950.56 |  | 0 |  | 0 | 0 |  | 0 | 30.7174
SPP_N_2_MISO_MO-IL | SPP_N | MISO_MO-IL | 2025 | B8 | 500 | 0 | 2000 | 0 | 1087.2 |  | 0 |  | 0 | 0 |  | 0 | 30.7174
SPP_N_2_MISO_MO-IL | SPP_N | MISO_MO-IL | 2025 | B9 | 800 | 0 | 2000 | 0 | 0 |  | 0 |  | 0 | 0 |  | 0 | 30.7174
SPP_N_2_MISO_MO-IL | SPP_N | MISO_MO-IL | 2025 | B10 | 1262 | 0 | 2000 | 0 | 2000 |  | 0 |  | 0 | 11.7869 |  | 0 | 30.7174
SPP_N_2_MISO_MO-IL | SPP_N | MISO_MO-IL | 2025 | B11 | 25 | 0 | 2000 | 1797.13 | 2000 |  | 0 |  | 0 | 7.763 |  | 0 | 30.7174
SPP_N_2_MISO_MO-IL | SPP_N | MISO_MO-IL | 2025 | B12 | 200 | 0 | 2000 | 995.77 | 2000 |  | 0 |  | 0 | 12.6416 |  | 0 | 30.7174
SPP_N_2_MISO_MO-IL | SPP_N | MISO_MO-IL | 2025 | B13 | 600 | 0 | 2000 | 195.24 | 2000 |  | 0 |  | 0 | 18.1017 |  | 0 | 30.7174
SPP_N_2_MISO_MO-IL | SPP_N | MISO_MO-IL | 2025 | B14 | 900 | 0 | 2000 | 2000 | 2000 |  | 0 |  | 19.3006 | 18.3154 |  | 5.6526 | 30.7174
SPP_N_2_MISO_MO-IL | SPP_N | MISO_MO-IL | 2025 | B15 | 1203 | 0 | 2000 | 2000 | 2000 |  | 0 |  | 58.2936 | 18.2204 |  | 22.8204 | 30.7174
SPP_N_2_MISO_MO-IL | SPP_N | MISO_MO-IL | 2025 | B16 | 25 | 0 | 2000 | 1480.07 | 2000 |  | 0 |  | 0 | 18.0424 |  | 0 | 30.7174
SPP_N_2_MISO_MO-IL | SPP_N | MISO_MO-IL | 2025 | B17 | 100 | 0 | 2000 | 1887.86 | 2000 |  | 0 |  | 0 | 19.3006 |  | 0 | 30.7174
SPP_N_2_MISO_MO-IL | SPP_N | MISO_MO-IL | 2025 | B18 | 400 | 0 | 2000 | 0 | 2000 |  | 0 |  | 0 | 14.9681 |  | 0 | 30.7174
SPP_N_2_MISO_MO-IL | SPP_N | MISO_MO-IL | 2025 | B19 | 700 | 0 | 2000 | 408.02 | 2000 |  | 0 |  | 0 | 16.891 |  | 0 | 30.7174
SPP_N_2_MISO_MO-IL | SPP_N | MISO_MO-IL | 2025 | B20 | 935 | 0 | 2000 | 2000 | 2000 |  | 0 |  | 21.3541 | 16.9266 |  | 6.4973 | 30.7174
SPP_N_2_MISO_MO-IL | SPP_N | MISO_MO-IL | 2030 | B1 | 10 | 0 | 2000 | 1542.85 | 2000 |  | 0 |  | 0 | 19.3362 |  | 0 | 45.9458
SPP_N_2_MISO_MO-IL | SPP_N | MISO_MO-IL | 2030 | B2 | 25 | 0 | 2000 | 0 | 2000 |  | 0 |  | 0 | 13.6505 |  | 0 | 45.9458
SPP_N_2_MISO_MO-IL | SPP_N | MISO_MO-IL | 2030 | B3 | 75 | 0 | 2000 | 0 | 0 |  | 0 |  | 0 | 0 |  | 0 | 45.9458
SPP_N_2_MISO_MO-IL | SPP_N | MISO_MO-IL | 2030 | B4 | 100 | 0 | 2000 | 0 | 0 |  | 0 |  | 0 | 0 |  | 0 | 45.9458
SPP_N_2_MISO_MO-IL | SPP_N | MISO_MO-IL | 2030 | B5 | 200 | 0 | 2000 | 0 | 52.45 |  | 0 |  | 0 | 0 |  | 0 | 45.9458
SPP_N_2_MISO_MO-IL | SPP_N | MISO_MO-IL | 2030 | B6 | 300 | 0 | 2000 | 0 | 478.86 |  | 0 |  | 0 | 0 |  | 0 | 45.9458
SPP_N_2_MISO_MO-IL | SPP_N | MISO_MO-IL | 2030 | B7 | 400 | 0 | 2000 | 0 | 0 |  | 0 |  | 0 | 0 |  | 0 | 45.9458
SPP_N_2_MISO_MO-IL | SPP_N | MISO_MO-IL | 2030 | B8 | 500 | 0 | 2000 | 0 | 0 |  | 0 |  | 0 | 0 |  | 0 | 45.9458
SPP_N_2_MISO_MO-IL | SPP_N | MISO_MO-IL | 2030 | B9 | 800 | 0 | 2000 | 0 | 2000 |  | 0 |  | 0 | 6.3504 |  | 0 | 45.9458
SPP_N_2_MISO_MO-IL | SPP_N | MISO_MO-IL | 2030 | B10 | 1262 | 0 | 2000 | 19.37 | 2000 |  | 0 |  | 0 | 24.5709 |  | 0 | 45.9458
SPP_N_2_MISO_MO-IL | SPP_N | MISO_MO-IL | 2030 | B11 | 25 | 0 | 2000 | 0 | 0 |  | 0 |  | 0 | 0 |  | 0 | 45.9458
SPP_N_2_MISO_MO-IL | SPP_N | MISO_MO-IL | 2030 | B12 | 200 | 0 | 2000 | 0 | 2000 |  | 0 |  | 0 | 18.5409 |  | 0 | 45.9458
SPP_N_2_MISO_MO-IL | SPP_N | MISO_MO-IL | 2030 | B13 | 600 | 0 | 2000 | 0 | 2000 |  | 0 |  | 0 | 16.9266 |  | 0 | 45.9458
SPP_N_2_MISO_MO-IL | SPP_N | MISO_MO-IL | 2030 | B14 | 900 | 0 | 2000 | 2000 | 2000 |  | 0 |  | 65.6292 | 26.3158 |  | 19.4425 | 45.9458
SPP_N_2_MISO_MO-IL | SPP_N | MISO_MO-IL | 2030 | B15 | 1203 | 0 | 2000 | 2000 | 2000 |  | 0 |  | 65.6411 | 23.9299 |  | 25.9928 | 45.9458
SPP_N_2_MISO_MO-IL | SPP_N | MISO_MO-IL | 2030 | B16 | 25 | 0 | 2000 | 0 | 2000 |  | 0 |  | 0 | 19.3006 |  | 0 | 45.9458
SPP_N_2_MISO_MO-IL | SPP_N | MISO_MO-IL | 2030 | B17 | 100 | 0 | 2000 | 630.01 | 2000 |  | 0 |  | 0 | 22.1613 |  | 0 | 45.9458
SPP_N_2_MISO_MO-IL | SPP_N | MISO_MO-IL | 2030 | B18 | 400 | 0 | 2000 | 0 | 2000 |  | 0 |  | 0 | 16.4518 |  | 0 | 45.9458
SPP_N_2_MISO_MO-IL | SPP_N | MISO_MO-IL | 2030 | B19 | 700 | 0 | 2000 | 819.66 | 2000 |  | 0 |  | 0 | 23.3364 |  | 0 | 45.9458
SPP_N_2_MISO_MO-IL | SPP_N | MISO_MO-IL | 2030 | B20 | 935 | 0 | 2000 | 2000 | 2000 |  | 0 |  | 51.4208 | 23.9062 |  | 15.8257 | 45.9458
SPP_N_2_MISO_MO-IL | SPP_N | MISO_MO-IL | 2035 | B1 | 10 | 10 | 2000 | 2000 | 2000 |  | 4132.75 |  | 81.7249 | 33.3072 |  | 0.12901 | 53.7658
SPP_N_2_MISO_MO-IL | SPP_N | MISO_MO-IL | 2035 | B2 | 25 | 0 | 2000 | 781.26 | 2000 |  | 0 |  | 0 | 30.3753 |  | 0 | 53.7658
SPP_N_2_MISO_MO-IL | SPP_N | MISO_MO-IL | 2035 | B3 | 75 | 0 | 2000 | 0 | 2000 |  | 0 |  | 0 | 16.8435 |  | 0 | 53.7658
SPP_N_2_MISO_MO-IL | SPP_N | MISO_MO-IL | 2035 | B4 | 100 | 0 | 2000 | 0 | 0 |  | 0 |  | 0 | 0 |  | 0 | 53.7658
SPP_N_2_MISO_MO-IL | SPP_N | MISO_MO-IL | 2035 | B5 | 200 | 0 | 2000 | 0 | 0 |  | 0 |  | 0 | 0 |  | 0 | 53.7658
SPP_N_2_MISO_MO-IL | SPP_N | MISO_MO-IL | 2035 | B6 | 300 | 0 | 2000 | 0 | 0 |  | 0 |  | 0 | 0 |  | 0 | 53.7658
SPP_N_2_MISO_MO-IL | SPP_N | MISO_MO-IL | 2035 | B7 | 400 | 0 | 2000 | 0 | 0 |  | 0 |  | 0 | 0 |  | 0 | 53.7658
SPP_N_2_MISO_MO-IL | SPP_N | MISO_MO-IL | 2035 | B8 | 500 | 0 | 2000 | 0 | 0 |  | 0 |  | 0 | 0 |  | 0 | 53.7658
SPP_N_2_MISO_MO-IL | SPP_N | MISO_MO-IL | 2035 | B9 | 800 | 0 | 2000 | 0 | 0 |  | 0 |  | 0 | 0 |  | 0 | 53.7658
SPP_N_2_MISO_MO-IL | SPP_N | MISO_MO-IL | 2035 | B10 | 1262 | 0 | 2000 | 2000 | 2000 |  | 0 |  | 15.4785 | 30.3753 |  | 3.0835 | 53.7658
SPP_N_2_MISO_MO-IL | SPP_N | MISO_MO-IL | 2035 | B11 | 25 | 0 | 2000 | 0 | 0 |  | 0 |  | 0 | 0 |  | 0 | 53.7658
SPP_N_2_MISO_MO-IL | SPP_N | MISO_MO-IL | 2035 | B12 | 200 | 0 | 2000 | 2000 | 2000 |  | 0 |  | 0.01187 | 30.3753 |  | 0.00037474 | 53.7658
SPP_N_2_MISO_MO-IL | SPP_N | MISO_MO-IL | 2035 | B13 | 600 | 0 | 2000 | 2000 | 2000 |  | 0 |  | 65.6767 | 25.9122 |  | 6.2204 | 53.7658
SPP_N_2_MISO_MO-IL | SPP_N | MISO_MO-IL | 2035 | B14 | 900 | 900 | 2000 | 2000 | 2000 |  | 93.87 |  | 104.3729 | 33.3072 |  | 14.828 | 53.7658
SPP_N_2_MISO_MO-IL | SPP_N | MISO_MO-IL | 2035 | B15 | 1203 | 1203 | 2000 | 2000 | 2000 |  | 6032.67 |  | 99.067 | 33.3072 |  | 18.8126 | 53.7658
SPP_N_2_MISO_MO-IL | SPP_N | MISO_MO-IL | 2035 | B16 | 25 | 0 | 2000 | 2000 | 2000 |  | 0 |  | 103.5064 | 29.9836 |  | 0.40847 | 53.7658
SPP_N_2_MISO_MO-IL | SPP_N | MISO_MO-IL | 2035 | B17 | 100 | 100 | 2000 | 2000 | 2000 |  | 301.61 |  | 112.6819 | 33.3072 |  | 1.7787 | 53.7658
SPP_N_2_MISO_MO-IL | SPP_N | MISO_MO-IL | 2035 | B18 | 400 | 0 | 2000 | 2000 | 2000 |  | 0 |  | 26.6838 | 30.1617 |  | 1.6848 | 53.7658
SPP_N_2_MISO_MO-IL | SPP_N | MISO_MO-IL | 2035 | B19 | 700 | 0 | 2000 | 2000 | 2000 |  | 0 |  | 96.1707 | 30.3753 |  | 10.6266 | 53.7658
SPP_N_2_MISO_MO-IL | SPP_N | MISO_MO-IL | 2035 | B20 | 935 | 935 | 2000 | 2000 | 2000 |  | 2255.26 |  | 95.6366 | 33.3072 |  | 14.1153 | 53.7658
SPP_N_2_MISO_MO-IL | SPP_N | MISO_MO-IL | 2040 | B1 | 10 | 10 | 2000 | 2000 | 2000 |  | 14810.68 |  | 111.0913 | 36.6071 |  | 0.17536 | 59.4124
SPP_N_2_MISO_MO-IL | SPP_N | MISO_MO-IL | 2040 | B2 | 25 | 25 | 2000 | 910.46 | 2000 |  | 3631.75 |  | 0 | 36.6071 |  | 0 | 59.4124
SPP_N_2_MISO_MO-IL | SPP_N | MISO_MO-IL | 2040 | B3 | 75 | 0 | 2000 | 0 | 1849.6 |  | 0 |  | 0 | 0 |  | 0 | 59.4124
SPP_N_2_MISO_MO-IL | SPP_N | MISO_MO-IL | 2040 | B4 | 100 | 0 | 2000 | 0 | 0 |  | 0 |  | 0 | 0 |  | 0 | 59.4124
SPP_N_2_MISO_MO-IL | SPP_N | MISO_MO-IL | 2040 | B5 | 200 | 0 | 2000 | 0 | 530.26 |  | 0 |  | 0 | 0 |  | 0 | 59.4124
SPP_N_2_MISO_MO-IL | SPP_N | MISO_MO-IL | 2040 | B6 | 300 | 0 | 2000 | 0 | 0 |  | 0 |  | 0 | 0 |  | 0 | 59.4124
SPP_N_2_MISO_MO-IL | SPP_N | MISO_MO-IL | 2040 | B7 | 400 | 0 | 2000 | 0 | 0 |  | 0 |  | 0 | 0 |  | 0 | 59.4124
SPP_N_2_MISO_MO-IL | SPP_N | MISO_MO-IL | 2040 | B8 | 500 | 0 | 2000 | 0 | 0 |  | 0 |  | 0 | 0 |  | 0 | 59.4124
SPP_N_2_MISO_MO-IL | SPP_N | MISO_MO-IL | 2040 | B9 | 800 | 0 | 2000 | 0 | 0 |  | 0 |  | 0 | 0 |  | 0 | 59.4124
SPP_N_2_MISO_MO-IL | SPP_N | MISO_MO-IL | 2040 | B10 | 1262 | 0 | 2000 | 2000 | 2000 |  | 0 |  | 18.9683 | 28.7017 |  | 3.7787 | 59.4124
SPP_N_2_MISO_MO-IL | SPP_N | MISO_MO-IL | 2040 | B11 | 25 | 0 | 2000 | 0 | 0 |  | 0 |  | 0 | 0 |  | 0 | 59.4124
SPP_N_2_MISO_MO-IL | SPP_N | MISO_MO-IL | 2040 | B12 | 200 | 0 | 2000 | 2000 | 2000 |  | 0 |  | 49.8065 | 28.8797 |  | 1.5724 | 59.4124
SPP_N_2_MISO_MO-IL | SPP_N | MISO_MO-IL | 2040 | B13 | 600 | 0 | 2000 | 2000 | 2000 |  | 0 |  | 122.8782 | 28.8797 |  | 11.638 | 59.4124
SPP_N_2_MISO_MO-IL | SPP_N | MISO_MO-IL | 2040 | B14 | 900 | 0 | 2000 | 2000 | 2000 |  | 0 |  | 134.3803 | 35.7762 |  | 19.0911 | 59.4124
SPP_N_2_MISO_MO-IL | SPP_N | MISO_MO-IL | 2040 | B15 | 1203 | 1203 | 2000 | 2000 | 2000 |  | 1447.94 |  | 60.4895 | 36.6071 |  | 11.4868 | 59.4124
SPP_N_2_MISO_MO-IL | SPP_N | MISO_MO-IL | 2040 | B16 | 25 | 0 | 2000 | 2000 | 2000 |  | 0 |  | 148.4937 | 29.307 |  | 0.58601 | 59.4124
SPP_N_2_MISO_MO-IL | SPP_N | MISO_MO-IL | 2040 | B17 | 100 | 0 | 2000 | 2000 | 2000 |  | 0 |  | 147.1643 | 33.3428 |  | 2.323 | 59.4124
SPP_N_2_MISO_MO-IL | SPP_N | MISO_MO-IL | 2040 | B18 | 400 | 0 | 2000 | 2000 | 2000 |  | 0 |  | 71.5049 | 28.7017 |  | 4.5149 | 59.4124
SPP_N_2_MISO_MO-IL | SPP_N | MISO_MO-IL | 2040 | B19 | 700 | 0 | 2000 | 2000 | 2000 |  | 0 |  | 136.873 | 34.4586 |  | 15.1241 | 59.4124
SPP_N_2_MISO_MO-IL | SPP_N | MISO_MO-IL | 2040 | B20 | 935 | 0 | 2000 | 2000 | 2000 |  | 0 |  | 60.4777 | 36.2035 |  | 8.9261 | 59.4124
SPP_N_2_MISO_MO-IL | SPP_N | MISO_MO-IL | 2045 | B1 | 10 | 10 | 2000 | 2000 | 2000 |  | 15641.34 |  | 184.2343 | 26.6482 |  | 0.28968 | 50.9068
SPP_N_2_MISO_MO-IL | SPP_N | MISO_MO-IL | 2045 | B2 | 25 | 25 | 2000 | 2000 | 2000 |  | 4760.72 |  | 18.1255 | 26.6482 |  | 0.071248 | 50.9068
SPP_N_2_MISO_MO-IL | SPP_N | MISO_MO-IL | 2045 | B3 | 75 | 0 | 2000 | 0 | 2000 |  | 0 |  | 0 | 9.8996 |  | 0 | 50.9068
SPP_N_2_MISO_MO-IL | SPP_N | MISO_MO-IL | 2045 | B4 | 100 | 0 | 2000 | 224.35 | 1633.52 |  | 0 |  | 0 | 0 |  | 0 | 50.9068
SPP_N_2_MISO_MO-IL | SPP_N | MISO_MO-IL | 2045 | B5 | 200 | 0 | 2000 | 0 | 2000 |  | 0 |  | 0 | 14.0303 |  | 0 | 50.9068
SPP_N_2_MISO_MO-IL | SPP_N | MISO_MO-IL | 2045 | B6 | 300 | 0 | 2000 | 0 | 2000 |  | 0 |  | 0 | 0.01187 |  | 0 | 50.9068
SPP_N_2_MISO_MO-IL | SPP_N | MISO_MO-IL | 2045 | B7 | 400 | 0 | 2000 | 0 | 0 |  | 0 |  | 0 | 0 |  | 0 | 50.9068
SPP_N_2_MISO_MO-IL | SPP_N | MISO_MO-IL | 2045 | B8 | 500 | 0 | 2000 | 0 | 2000 |  | 0 |  | 0 | 1.282 |  | 0 | 50.9068
SPP_N_2_MISO_MO-IL | SPP_N | MISO_MO-IL | 2045 | B9 | 800 | 0 | 2000 | 0 | 2000 |  | 0 |  | 0 | 10.9679 |  | 0 | 50.9068
SPP_N_2_MISO_MO-IL | SPP_N | MISO_MO-IL | 2045 | B10 | 1262 | 0 | 2000 | 2000 | 2000 |  | 0 |  | 48.9756 | 24.1436 |  | 9.7181 | 50.9068
SPP_N_2_MISO_MO-IL | SPP_N | MISO_MO-IL | 2045 | B11 | 25 | 0 | 2000 | 0 | 2000 |  | 0 |  | 0 | 0.01187 |  | 0 | 50.9068
SPP_N_2_MISO_MO-IL | SPP_N | MISO_MO-IL | 2045 | B12 | 200 | 0 | 2000 | 2000 | 2000 |  | 0 |  | 79.9563 | 24.1436 |  | 2.5143 | 50.9068
SPP_N_2_MISO_MO-IL | SPP_N | MISO_MO-IL | 2045 | B13 | 600 | 0 | 2000 | 2000 | 2000 |  | 0 |  | 71.8135 | 25.2712 |  | 6.7749 | 50.9068
SPP_N_2_MISO_MO-IL | SPP_N | MISO_MO-IL | 2045 | B14 | 900 | 900 | 2000 | 2000 | 2000 |  | 6054.22 |  | 82.4728 | 26.6482 |  | 11.6707 | 50.9068
SPP_N_2_MISO_MO-IL | SPP_N | MISO_MO-IL | 2045 | B15 | 1203 | 1203 | 2000 | 2000 | 2000 |  | 9048.09 |  | 60.4777 | 26.6482 |  | 11.4394 | 50.9068
SPP_N_2_MISO_MO-IL | SPP_N | MISO_MO-IL | 2045 | B16 | 25 | 0 | 2000 | 2000 | 2000 |  | 0 |  | 110.1655 | 24.2504 |  | 0.43304 | 50.9068
SPP_N_2_MISO_MO-IL | SPP_N | MISO_MO-IL | 2045 | B17 | 100 | 100 | 2000 | 2000 | 2000 |  | 3153.28 |  | 198.2646 | 26.6482 |  | 3.1174 | 50.9068
SPP_N_2_MISO_MO-IL | SPP_N | MISO_MO-IL | 2045 | B18 | 400 | 0 | 2000 | 2000 | 2000 |  | 0 |  | 72.8818 | 24.1436 |  | 4.5838 | 50.9068
SPP_N_2_MISO_MO-IL | SPP_N | MISO_MO-IL | 2045 | B19 | 700 | 0 | 2000 | 2000 | 2000 |  | 0 |  | 79.5884 | 26.4464 |  | 8.7597 | 50.9068
SPP_N_2_MISO_MO-IL | SPP_N | MISO_MO-IL | 2045 | B20 | 935 | 935 | 2000 | 2000 | 2000 |  | 8210.44 |  | 57.8425 | 26.6482 |  | 8.5036 | 50.9068
SPP_N_2_MISO_MO-IL | SPP_N | MISO_MO-IL | 2050 | B1 | 10 | 10 | 2000 | 2000 | 2000 |  | 9588.79 |  | 574.4605 | 20.3927 |  | 0.80232 | 25.1929
SPP_N_2_MISO_MO-IL | SPP_N | MISO_MO-IL | 2050 | B2 | 25 | 25 | 2000 | 2000 | 2000 |  | 6569.51 |  | 24.9507 | 20.3927 |  | 0.087119 | 25.1929
SPP_N_2_MISO_MO-IL | SPP_N | MISO_MO-IL | 2050 | B3 | 75 | 0 | 2000 | 1780.02 | 2000 |  | 0 |  | 0 | 18.2917 |  | 0 | 25.1929
SPP_N_2_MISO_MO-IL | SPP_N | MISO_MO-IL | 2050 | B4 | 100 | 0 | 2000 | 1711.92 | 1229.84 |  | 0 |  | 0 | 0 |  | 0 | 25.1929
SPP_N_2_MISO_MO-IL | SPP_N | MISO_MO-IL | 2050 | B5 | 200 | 0 | 2000 | 0 | 2000 |  | 0 |  | 0 | 0.01187 |  | 0 | 25.1929
SPP_N_2_MISO_MO-IL | SPP_N | MISO_MO-IL | 2050 | B6 | 300 | 0 | 2000 | 0 | 1943.49 |  | 0 |  | 0 | 0 |  | 0 | 25.1929
SPP_N_2_MISO_MO-IL | SPP_N | MISO_MO-IL | 2050 | B7 | 400 | 0 | 2000 | 0 | 0 |  | 0 |  | 0 | 0 |  | 0 | 25.1929
SPP_N_2_MISO_MO-IL | SPP_N | MISO_MO-IL | 2050 | B8 | 500 | 0 | 2000 | 1817.5 | 2000 |  | 0 |  | 0 | 1.2226 |  | 0 | 25.1929
SPP_N_2_MISO_MO-IL | SPP_N | MISO_MO-IL | 2050 | B9 | 800 | 0 | 2000 | 2000 | 2000 |  | 0 |  | 8.0004 | 11.8937 |  | 0.8939 | 25.1929
SPP_N_2_MISO_MO-IL | SPP_N | MISO_MO-IL | 2050 | B10 | 1262 | 1262 | 2000 | 2000 | 2000 |  | 897.32 |  | 16.523 | 20.3927 |  | 2.9123 | 25.1929
SPP_N_2_MISO_MO-IL | SPP_N | MISO_MO-IL | 2050 | B11 | 25 | 0 | 2000 | 1253.56 | 1845.64 |  | 0 |  | 0 | 0 |  | 0 | 25.1929
SPP_N_2_MISO_MO-IL | SPP_N | MISO_MO-IL | 2050 | B12 | 200 | 0 | 2000 | 2000 | 2000 |  | 0 |  | 7.0033 | 20.1671 |  | 0.19562 | 25.1929
SPP_N_2_MISO_MO-IL | SPP_N | MISO_MO-IL | 2050 | B13 | 600 | 600 | 2000 | 2000 | 2000 |  | 3074.48 |  | 58.1037 | 20.3927 |  | 4.869 | 25.1929
SPP_N_2_MISO_MO-IL | SPP_N | MISO_MO-IL | 2050 | B14 | 900 | 900 | 2000 | 2000 | 2000 |  | 7944.33 |  | 60.4777 | 20.3927 |  | 7.6019 | 25.1929
SPP_N_2_MISO_MO-IL | SPP_N | MISO_MO-IL | 2050 | B15 | 1203 | 1203 | 2000 | 2000 | 2000 |  | 13294.35 |  | 25.1407 | 20.3927 |  | 4.2241 | 25.1929
SPP_N_2_MISO_MO-IL | SPP_N | MISO_MO-IL | 2050 | B16 | 25 | 25 | 2000 | 2000 | 2000 |  | 2106.33 |  | 82.1167 | 20.3927 |  | 0.28672 | 25.1929
SPP_N_2_MISO_MO-IL | SPP_N | MISO_MO-IL | 2050 | B17 | 100 | 100 | 2000 | 2000 | 2000 |  | 5706.67 |  | 60.4895 | 20.3927 |  | 0.84483 | 25.1929
SPP_N_2_MISO_MO-IL | SPP_N | MISO_MO-IL | 2050 | B18 | 400 | 400 | 2000 | 2000 | 2000 |  | 2655.33 |  | 30.0192 | 20.3927 |  | 1.6771 | 25.1929
SPP_N_2_MISO_MO-IL | SPP_N | MISO_MO-IL | 2050 | B19 | 700 | 700 | 2000 | 2000 | 2000 |  | 5750.21 |  | 60.4777 | 20.3927 |  | 5.9126 | 25.1929
SPP_N_2_MISO_MO-IL | SPP_N | MISO_MO-IL | 2050 | B20 | 935 | 935 | 2000 | 2000 | 2000 |  | 10036.24 |  | 25.1407 | 20.3927 |  | 3.283 | 25.1929
SPP_N_2_MISO_W | SPP_N | MISO_W | 2015 | B1 | 10 | 0 | 750 | 0 | 0 |  | 0 |  | 0 | 0 |  | 0 | 0
SPP_N_2_MISO_W | SPP_N | MISO_W | 2015 | B2 | 25 | 0 | 750 | 0 | 0 |  | 0 |  | 0 | 0 |  | 0 | 0
SPP_N_2_MISO_W | SPP_N | MISO_W | 2015 | B3 | 75 | 0 | 750 | 0 | 0 |  | 0 |  | 0 | 0 |  | 0 | 0
SPP_N_2_MISO_W | SPP_N | MISO_W | 2015 | B4 | 100 | 0 | 750 | 0 | 0 |  | 0 |  | 0 | 0 |  | 0 | 0
SPP_N_2_MISO_W | SPP_N | MISO_W | 2015 | B5 | 200 | 0 | 750 | 0 | 0 |  | 0 |  | 0 | 0 |  | 0 | 0
SPP_N_2_MISO_W | SPP_N | MISO_W | 2015 | B6 | 300 | 0 | 750 | 0 | 0 |  | 0 |  | 0 | 0 |  | 0 | 0
SPP_N_2_MISO_W | SPP_N | MISO_W | 2015 | B7 | 400 | 0 | 750 | 0 | 0 |  | 0 |  | 0 | 0 |  | 0 | 0
SPP_N_2_MISO_W | SPP_N | MISO_W | 2015 | B8 | 500 | 0 | 750 | 0 | 0 |  | 0 |  | 0 | 0 |  | 0 | 0
SPP_N_2_MISO_W | SPP_N | MISO_W | 2015 | B9 | 800 | 0 | 750 | 0 | 0 |  | 0 |  | 0 | 0 |  | 0 | 0
SPP_N_2_MISO_W | SPP_N | MISO_W | 2015 | B10 | 1262 | 0 | 750 | 0 | 0 |  | 0 |  | 0 | 0 |  | 0 | 0
SPP_N_2_MISO_W | SPP_N | MISO_W | 2015 | B11 | 25 | 0 | 750 | 0 | 0 |  | 0 |  | 0 | 0 |  | 0 | 0
SPP_N_2_MISO_W | SPP_N | MISO_W | 2015 | B12 | 200 | 0 | 750 | 0 | 0 |  | 0 |  | 0 | 0 |  | 0 | 0
SPP_N_2_MISO_W | SPP_N | MISO_W | 2015 | B13 | 600 | 0 | 750 | 0 | 0 |  | 0 |  | 0 | 0 |  | 0 | 0
SPP_N_2_MISO_W | SPP_N | MISO_W | 2015 | B14 | 900 | 0 | 750 | 0 | 0 |  | 0 |  | 0 | 0 |  | 0 | 0
SPP_N_2_MISO_W | SPP_N | MISO_W | 2015 | B15 | 1203 | 0 | 750 | 0 | 0 |  | 0 |  | 0 | 0 |  | 0 | 0
SPP_N_2_MISO_W | SPP_N | MISO_W | 2015 | B16 | 25 | 0 | 750 | 0 | 0 |  | 0 |  | 0 | 0 |  | 0 | 0
SPP_N_2_MISO_W | SPP_N | MISO_W | 2015 | B17 | 100 | 0 | 750 | 0 | 0 |  | 0 |  | 0 | 0 |  | 0 | 0
SPP_N_2_MISO_W | SPP_N | MISO_W | 2015 | B18 | 400 | 0 | 750 | 0 | 0 |  | 0 |  | 0 | 0 |  | 0 | 0
SPP_N_2_MISO_W | SPP_N | MISO_W | 2015 | B19 | 700 | 0 | 750 | 0 | 0 |  | 0 |  | 0 | 0 |  | 0 | 0
SPP_N_2_MISO_W | SPP_N | MISO_W | 2015 | B20 | 935 | 0 | 750 | 0 | 0 |  | 0 |  | 0 | 0 |  | 0 | 0
SPP_N_2_MISO_W | SPP_N | MISO_W | 2020 | B1 | 10 | 10 | 750 | 750 | 750 |  | 835.81 |  | 62.3175 | 6.5997 |  | 0.21691 | 6.6012
SPP_N_2_MISO_W | SPP_N | MISO_W | 2020 | B2 | 25 | 0 | 750 | 0 | 750 |  | 0 |  | 0 | 2.3621 |  | 0 | 6.6012
SPP_N_2_MISO_W | SPP_N | MISO_W | 2020 | B3 | 75 | 0 | 750 | 0 | 0 |  | 0 |  | 0 | 0 |  | 0 | 6.6012
SPP_N_2_MISO_W | SPP_N | MISO_W | 2020 | B4 | 100 | 0 | 750 | 0 | 0 |  | 0 |  | 0 | 0 |  | 0 | 6.6012
SPP_N_2_MISO_W | SPP_N | MISO_W | 2020 | B5 | 200 | 0 | 750 | 0 | 0 |  | 0 |  | 0 | 0 |  | 0 | 6.6012
SPP_N_2_MISO_W | SPP_N | MISO_W | 2020 | B6 | 300 | 0 | 750 | 0 | 0 |  | 0 |  | 0 | 0 |  | 0 | 6.6012
SPP_N_2_MISO_W | SPP_N | MISO_W | 2020 | B7 | 400 | 0 | 750 | 0 | 0 |  | 0 |  | 0 | 0 |  | 0 | 6.6012
SPP_N_2_MISO_W | SPP_N | MISO_W | 2020 | B8 | 500 | 0 | 750 | 0 | 0 |  | 0 |  | 0 | 0 |  | 0 | 6.6012
SPP_N_2_MISO_W | SPP_N | MISO_W | 2020 | B9 | 800 | 0 | 750 | 0 | 0 |  | 0 |  | 0 | 0 |  | 0 | 6.6012
SPP_N_2_MISO_W | SPP_N | MISO_W | 2020 | B10 | 1262 | 0 | 750 | 0 | 0 |  | 0 |  | 0 | 0 |  | 0 | 6.6012
SPP_N_2_MISO_W | SPP_N | MISO_W | 2020 | B11 | 25 | 0 | 750 | 246.21 | 750 |  | 0 |  | 0 | 3.5017 |  | 0 | 6.6012
SPP_N_2_MISO_W | SPP_N | MISO_W | 2020 | B12 | 200 | 0 | 750 | 750 | 750 |  | 0 |  | 4.6412 | 3.3711 |  | 0.32309 | 6.6012
SPP_N_2_MISO_W | SPP_N | MISO_W | 2020 | B13 | 600 | 0 | 750 | 0 | 268.65 |  | 0 |  | 0 | 0 |  | 0 | 6.6012
SPP_N_2_MISO_W | SPP_N | MISO_W | 2020 | B14 | 900 | 0 | 750 | 427.29 | 750 |  | 0 |  | 0 | 4.4869 |  | 0 | 6.6012
SPP_N_2_MISO_W | SPP_N | MISO_W | 2020 | B15 | 1203 | 0 | 750 | 750 | 750 |  | 0 |  | 18.4222 | 5.1397 |  | 7.7139 | 6.6012
SPP_N_2_MISO_W | SPP_N | MISO_W | 2020 | B16 | 25 | 0 | 750 | 750 | 750 |  | 0 |  | 24.2979 | 6.5997 |  | 0.21143 | 6.6012
SPP_N_2_MISO_W | SPP_N | MISO_W | 2020 | B17 | 100 | 0 | 750 | 750 | 750 |  | 0 |  | 5.8282 | 5.9231 |  | 0.20286 | 6.6012
SPP_N_2_MISO_W | SPP_N | MISO_W | 2020 | B18 | 400 | 0 | 750 | 750 | 750 |  | 0 |  | 0.2374 | 2.9794 |  | 0.033053 | 6.6012
SPP_N_2_MISO_W | SPP_N | MISO_W | 2020 | B19 | 700 | 0 | 750 | 80.91 | 750 |  | 0 |  | 0 | 1.5312 |  | 0 | 6.6012
SPP_N_2_MISO_W | SPP_N | MISO_W | 2020 | B20 | 935 | 0 | 750 | 750 | 750 |  | 0 |  | 0.30862 | 3.0981 |  | 0.10044 | 6.6012
SPP_N_2_MISO_W | SPP_N | MISO_W | 2025 | B1 | 10 | 10 | 750 | 750 | 750 |  | 5417.75 |  | 171.0348 | 8.8313 |  | 0.56114 | 8.8333
SPP_N_2_MISO_W | SPP_N | MISO_W | 2025 | B2 | 25 | 0 | 750 | 0 | 750 |  | 0 |  | 0 | 5.4483 |  | 0 | 8.8333
SPP_N_2_MISO_W | SPP_N | MISO_W | 2025 | B3 | 75 | 0 | 750 | 0 | 0 |  | 0 |  | 0 | 0 |  | 0 | 8.8333
SPP_N_2_MISO_W | SPP_N | MISO_W | 2025 | B4 | 100 | 0 | 750 | 0 | 0 |  | 0 |  | 0 | 0 |  | 0 | 8.8333
SPP_N_2_MISO_W | SPP_N | MISO_W | 2025 | B5 | 200 | 0 | 750 | 0 | 0 |  | 0 |  | 0 | 0 |  | 0 | 8.8333
SPP_N_2_MISO_W | SPP_N | MISO_W | 2025 | B6 | 300 | 0 | 750 | 0 | 0 |  | 0 |  | 0 | 0 |  | 0 | 8.8333
SPP_N_2_MISO_W | SPP_N | MISO_W | 2025 | B7 | 400 | 0 | 750 | 0 | 0 |  | 0 |  | 0 | 0 |  | 0 | 8.8333
SPP_N_2_MISO_W | SPP_N | MISO_W | 2025 | B8 | 500 | 0 | 750 | 0 | 0 |  | 0 |  | 0 | 0 |  | 0 | 8.8333
SPP_N_2_MISO_W | SPP_N | MISO_W | 2025 | B9 | 800 | 0 | 750 | 0 | 0 |  | 0 |  | 0 | 0 |  | 0 | 8.8333
SPP_N_2_MISO_W | SPP_N | MISO_W | 2025 | B10 | 1262 | 0 | 750 | 0 | 0 |  | 0 |  | 0 | 0 |  | 0 | 8.8333
SPP_N_2_MISO_W | SPP_N | MISO_W | 2025 | B11 | 25 | 0 | 750 | 0 | 0 |  | 0 |  | 0 | 0 |  | 0 | 8.8333
SPP_N_2_MISO_W | SPP_N | MISO_W | 2025 | B12 | 200 | 0 | 750 | 0 | 0 |  | 0 |  | 0 | 0 |  | 0 | 8.8333
SPP_N_2_MISO_W | SPP_N | MISO_W | 2025 | B13 | 600 | 0 | 750 | 0 | 750 |  | 0 |  | 0 | 5.4483 |  | 0 | 8.8333
SPP_N_2_MISO_W | SPP_N | MISO_W | 2025 | B14 | 900 | 0 | 750 | 750 | 750 |  | 0 |  | 7.0152 | 6.8846 |  | 2.0714 | 8.8333
SPP_N_2_MISO_W | SPP_N | MISO_W | 2025 | B15 | 1203 | 0 | 750 | 750 | 750 |  | 0 |  | 16.4637 | 6.1368 |  | 6.498 | 8.8333
SPP_N_2_MISO_W | SPP_N | MISO_W | 2025 | B16 | 25 | 0 | 750 | 0 | 750 |  | 0 |  | 0 | 5.3771 |  | 0 | 8.8333
SPP_N_2_MISO_W | SPP_N | MISO_W | 2025 | B17 | 100 | 0 | 750 | 0 | 750 |  | 0 |  | 0 | 6.6353 |  | 0 | 8.8333
SPP_N_2_MISO_W | SPP_N | MISO_W | 2025 | B18 | 400 | 0 | 750 | 0 | 750 |  | 0 |  | 0 | 2.3146 |  | 0 | 8.8333
SPP_N_2_MISO_W | SPP_N | MISO_W | 2025 | B19 | 700 | 0 | 750 | 0 | 750 |  | 0 |  | 0 | 5.4721 |  | 0 | 8.8333
SPP_N_2_MISO_W | SPP_N | MISO_W | 2025 | B20 | 935 | 0 | 750 | 750 | 750 |  | 0 |  | 8.6295 | 5.4839 |  | 2.6472 | 8.8333
SPP_N_2_MISO_W | SPP_N | MISO_W | 2030 | B1 | 10 | 10 | 750 | 408.09 | 750 |  | 3187.32 |  | 0 | 6.0656 |  | 0 | 6.0603
SPP_N_2_MISO_W | SPP_N | MISO_W | 2030 | B2 | 25 | 0 | 750 | 0 | 750 |  | 0 |  | 0 | 0.37984 |  | 0 | 6.0603
SPP_N_2_MISO_W | SPP_N | MISO_W | 2030 | B3 | 75 | 0 | 750 | 0 | 0 |  | 0 |  | 0 | 0 |  | 0 | 6.0603
SPP_N_2_MISO_W | SPP_N | MISO_W | 2030 | B4 | 100 | 0 | 750 | 0 | 0 |  | 0 |  | 0 | 0 |  | 0 | 6.0603
SPP_N_2_MISO_W | SPP_N | MISO_W | 2030 | B5 | 200 | 0 | 750 | 0 | 0 |  | 0 |  | 0 | 0 |  | 0 | 6.0603
SPP_N_2_MISO_W | SPP_N | MISO_W | 2030 | B6 | 300 | 0 | 750 | 0 | 0 |  | 0 |  | 0 | 0 |  | 0 | 6.0603
SPP_N_2_MISO_W | SPP_N | MISO_W | 2030 | B7 | 400 | 0 | 750 | 0 | 0 |  | 0 |  | 0 | 0 |  | 0 | 6.0603
SPP_N_2_MISO_W | SPP_N | MISO_W | 2030 | B8 | 500 | 0 | 750 | 0 | 0 |  | 0 |  | 0 | 0 |  | 0 | 6.0603
SPP_N_2_MISO_W | SPP_N | MISO_W | 2030 | B9 | 800 | 0 | 750 | 0 | 0 |  | 0 |  | 0 | 0 |  | 0 | 6.0603
SPP_N_2_MISO_W | SPP_N | MISO_W | 2030 | B10 | 1262 | 0 | 750 | 0 | 750 |  | 0 |  | 0 | 4.4631 |  | 0 | 6.0603
SPP_N_2_MISO_W | SPP_N | MISO_W | 2030 | B11 | 25 | 0 | 750 | 0 | 0 |  | 0 |  | 0 | 0 |  | 0 | 6.0603
SPP_N_2_MISO_W | SPP_N | MISO_W | 2030 | B12 | 200 | 0 | 750 | 0 | 750 |  | 0 |  | 0 | 5.2584 |  | 0 | 6.0603
SPP_N_2_MISO_W | SPP_N | MISO_W | 2030 | B13 | 600 | 0 | 750 | 0 | 750 |  | 0 |  | 0 | 3.6441 |  | 0 | 6.0603
SPP_N_2_MISO_W | SPP_N | MISO_W | 2030 | B14 | 900 | 900 | 750 | 750 | 750 |  | 1100.99 |  | 10.6355 | 6.0656 |  | 3.1507 | 6.0603
SPP_N_2_MISO_W | SPP_N | MISO_W | 2030 | B15 | 1203 | 1203 | 750 | 750 | 750 |  | 4292.8 |  | 7.0152 | 6.0656 |  | 2.7779 | 6.0603
SPP_N_2_MISO_W | SPP_N | MISO_W | 2030 | B16 | 25 | 0 | 750 | 0 | 750 |  | 0 |  | 0 | 6.03 |  | 0 | 6.0603
SPP_N_2_MISO_W | SPP_N | MISO_W | 2030 | B17 | 100 | 0 | 750 | 0 | 750 |  | 0 |  | 0 | 5.567 |  | 0 | 6.0603
SPP_N_2_MISO_W | SPP_N | MISO_W | 2030 | B18 | 400 | 0 | 750 | 0 | 750 |  | 0 |  | 0 | 3.1812 |  | 0 | 6.0603
SPP_N_2_MISO_W | SPP_N | MISO_W | 2030 | B19 | 700 | 0 | 750 | 0 | 750 |  | 0 |  | 0 | 5.2347 |  | 0 | 6.0603
SPP_N_2_MISO_W | SPP_N | MISO_W | 2030 | B20 | 935 | 935 | 750 | 750 | 750 |  | 1773.96 |  | 6.9914 | 6.0656 |  | 2.1517 | 6.0603
SPP_N_2_MISO_W | SPP_N | MISO_W | 2035 | B1 | 10 | 0 | 750 | 750 | 750 |  | 0 |  | 81.7131 | 12.2024 |  | 0.13319 | 27.0641
SPP_N_2_MISO_W | SPP_N | MISO_W | 2035 | B2 | 25 | 0 | 750 | 0 | 750 |  | 0 |  | 0 | 9.2586 |  | 0 | 27.0641
SPP_N_2_MISO_W | SPP_N | MISO_W | 2035 | B3 | 75 | 0 | 750 | 0 | 0 |  | 0 |  | 0 | 0 |  | 0 | 27.0641
SPP_N_2_MISO_W | SPP_N | MISO_W | 2035 | B4 | 100 | 0 | 750 | 0 | 0 |  | 0 |  | 0 | 0 |  | 0 | 27.0641
SPP_N_2_MISO_W | SPP_N | MISO_W | 2035 | B5 | 200 | 0 | 750 | 140.57 | 0 |  | 0 |  | 0 | 0 |  | 0 | 27.0641
SPP_N_2_MISO_W | SPP_N | MISO_W | 2035 | B6 | 300 | 0 | 750 | 0 | 0 |  | 0 |  | 0 | 0 |  | 0 | 27.0641
SPP_N_2_MISO_W | SPP_N | MISO_W | 2035 | B7 | 400 | 0 | 750 | 0 | 0 |  | 0 |  | 0 | 0 |  | 0 | 27.0641
SPP_N_2_MISO_W | SPP_N | MISO_W | 2035 | B8 | 500 | 0 | 750 | 0 | 0 |  | 0 |  | 0 | 0 |  | 0 | 27.0641
SPP_N_2_MISO_W | SPP_N | MISO_W | 2035 | B9 | 800 | 0 | 750 | 0 | 0 |  | 0 |  | 0 | 0 |  | 0 | 27.0641
SPP_N_2_MISO_W | SPP_N | MISO_W | 2035 | B10 | 1262 | 0 | 750 | 750 | 34.1 |  | 0 |  | 6.9914 | 0 |  | 1.4382 | 27.0641
SPP_N_2_MISO_W | SPP_N | MISO_W | 2035 | B11 | 25 | 0 | 750 | 0 | 0 |  | 0 |  | 0 | 0 |  | 0 | 27.0641
SPP_N_2_MISO_W | SPP_N | MISO_W | 2035 | B12 | 200 | 0 | 750 | 488.19 | 750 |  | 0 |  | 0 | 5.84 |  | 0 | 27.0641
SPP_N_2_MISO_W | SPP_N | MISO_W | 2035 | B13 | 600 | 0 | 750 | 750 | 750 |  | 0 |  | 65.6648 | 2.2197 |  | 6.422 | 27.0641
SPP_N_2_MISO_W | SPP_N | MISO_W | 2035 | B14 | 900 | 0 | 750 | 750 | 750 |  | 0 |  | 45.7945 | 11.9887 |  | 6.718 | 27.0641
SPP_N_2_MISO_W | SPP_N | MISO_W | 2035 | B15 | 1203 | 0 | 750 | 750 | 750 |  | 0 |  | 8.0835 | 8.3921 |  | 1.5851 | 27.0641
SPP_N_2_MISO_W | SPP_N | MISO_W | 2035 | B16 | 25 | 0 | 750 | 750 | 750 |  | 0 |  | 54.2696 | 8.8788 |  | 0.22115 | 27.0641
SPP_N_2_MISO_W | SPP_N | MISO_W | 2035 | B17 | 100 | 0 | 750 | 750 | 750 |  | 0 |  | 60.9762 | 11.0154 |  | 0.99391 | 27.0641
SPP_N_2_MISO_W | SPP_N | MISO_W | 2035 | B18 | 400 | 0 | 750 | 750 | 750 |  | 0 |  | 6.9914 | 8.2022 |  | 0.45584 | 27.0641
SPP_N_2_MISO_W | SPP_N | MISO_W | 2035 | B19 | 700 | 0 | 750 | 750 | 750 |  | 0 |  | 77.155 | 7.6087 |  | 8.8033 | 27.0641
SPP_N_2_MISO_W | SPP_N | MISO_W | 2035 | B20 | 935 | 0 | 750 | 750 | 750 |  | 0 |  | 61.1186 | 8.2853 |  | 9.3147 | 27.0641
SPP_N_2_MISO_W | SPP_N | MISO_W | 2040 | B1 | 10 | 0 | 750 | 750 | 750 |  | 0 |  | 111.0795 | 17.7575 |  | 0.17534 | 29.6258
SPP_N_2_MISO_W | SPP_N | MISO_W | 2040 | B2 | 25 | 0 | 750 | 0 | 750 |  | 0 |  | 0 | 17.7575 |  | 0 | 29.6258
SPP_N_2_MISO_W | SPP_N | MISO_W | 2040 | B3 | 75 | 0 | 750 | 0 | 0 |  | 0 |  | 0 | 0 |  | 0 | 29.6258
SPP_N_2_MISO_W | SPP_N | MISO_W | 2040 | B4 | 100 | 0 | 750 | 0 | 0 |  | 0 |  | 0 | 0 |  | 0 | 29.6258
SPP_N_2_MISO_W | SPP_N | MISO_W | 2040 | B5 | 200 | 0 | 750 | 362.39 | 0 |  | 0 |  | 0 | 0 |  | 0 | 29.6258
SPP_N_2_MISO_W | SPP_N | MISO_W | 2040 | B6 | 300 | 0 | 750 | 0 | 0 |  | 0 |  | 0 | 0 |  | 0 | 29.6258
SPP_N_2_MISO_W | SPP_N | MISO_W | 2040 | B7 | 400 | 0 | 750 | 0 | 0 |  | 0 |  | 0 | 0 |  | 0 | 29.6258
SPP_N_2_MISO_W | SPP_N | MISO_W | 2040 | B8 | 500 | 0 | 750 | 0 | 0 |  | 0 |  | 0 | 0 |  | 0 | 29.6258
SPP_N_2_MISO_W | SPP_N | MISO_W | 2040 | B9 | 800 | 0 | 750 | 0 | 0 |  | 0 |  | 0 | 0 |  | 0 | 29.6258
SPP_N_2_MISO_W | SPP_N | MISO_W | 2040 | B10 | 1262 | 0 | 750 | 750 | 750 |  | 0 |  | 7.0152 | 7.5849 |  | 1.3975 | 29.6258
SPP_N_2_MISO_W | SPP_N | MISO_W | 2040 | B11 | 25 | 0 | 750 | 0 | 0 |  | 0 |  | 0 | 0 |  | 0 | 29.6258
SPP_N_2_MISO_W | SPP_N | MISO_W | 2040 | B12 | 200 | 0 | 750 | 750 | 750 |  | 0 |  | 49.7947 | 9.7334 |  | 1.572 | 29.6258
SPP_N_2_MISO_W | SPP_N | MISO_W | 2040 | B13 | 600 | 0 | 750 | 750 | 750 |  | 0 |  | 60.0859 | 8.8194 |  | 5.6909 | 29.6258
SPP_N_2_MISO_W | SPP_N | MISO_W | 2040 | B14 | 900 | 0 | 750 | 750 | 750 |  | 0 |  | 36.0729 | 16.5587 |  | 5.1248 | 29.6258
SPP_N_2_MISO_W | SPP_N | MISO_W | 2040 | B15 | 1203 | 0 | 750 | 750 | 750 |  | 0 |  | 36.0492 | 16.713 |  | 6.8456 | 29.6258
SPP_N_2_MISO_W | SPP_N | MISO_W | 2040 | B16 | 25 | 0 | 750 | 750 | 750 |  | 0 |  | 60.4539 | 10.4575 |  | 0.23857 | 29.6258
SPP_N_2_MISO_W | SPP_N | MISO_W | 2040 | B17 | 100 | 0 | 750 | 750 | 750 |  | 0 |  | 60.4895 | 14.4933 |  | 0.95485 | 29.6258
SPP_N_2_MISO_W | SPP_N | MISO_W | 2040 | B18 | 400 | 0 | 750 | 750 | 750 |  | 0 |  | 7.7986 | 9.8521 |  | 0.49241 | 29.6258
SPP_N_2_MISO_W | SPP_N | MISO_W | 2040 | B19 | 700 | 0 | 750 | 750 | 750 |  | 0 |  | 73.1667 | 15.6091 |  | 8.0847 | 29.6258
SPP_N_2_MISO_W | SPP_N | MISO_W | 2040 | B20 | 935 | 0 | 750 | 750 | 750 |  | 0 |  | 60.4658 | 16.3925 |  | 8.9243 | 29.6258
SPP_N_2_MISO_W | SPP_N | MISO_W | 2045 | B1 | 10 | 0 | 750 | 750 | 750 |  | 0 |  | 184.2224 | 26.6363 |  | 0.2908 | 46.1684
SPP_N_2_MISO_W | SPP_N | MISO_W | 2045 | B2 | 25 | 0 | 750 | 0 | 750 |  | 0 |  | 0 | 18.6478 |  | 0 | 46.1684
SPP_N_2_MISO_W | SPP_N | MISO_W | 2045 | B3 | 75 | 0 | 750 | 0 | 288.06 |  | 0 |  | 0 | 0 |  | 0 | 46.1684
SPP_N_2_MISO_W | SPP_N | MISO_W | 2045 | B4 | 100 | 0 | 750 | 284.86 | 0 |  | 0 |  | 0 | 0 |  | 0 | 46.1684
SPP_N_2_MISO_W | SPP_N | MISO_W | 2045 | B5 | 200 | 0 | 750 | 0 | 750 |  | 0 |  | 0 | 14.0185 |  | 0 | 46.1684
SPP_N_2_MISO_W | SPP_N | MISO_W | 2045 | B6 | 300 | 0 | 750 | 0 | 524.47 |  | 0 |  | 0 | 0 |  | 0 | 46.1684
SPP_N_2_MISO_W | SPP_N | MISO_W | 2045 | B7 | 400 | 0 | 750 | 0 | 0 |  | 0 |  | 0 | 0 |  | 0 | 46.1684
SPP_N_2_MISO_W | SPP_N | MISO_W | 2045 | B8 | 500 | 0 | 750 | 0 | 0 |  | 0 |  | 0 | 0 |  | 0 | 46.1684
SPP_N_2_MISO_W | SPP_N | MISO_W | 2045 | B9 | 800 | 0 | 750 | 0 | 0 |  | 0 |  | 0 | 0 |  | 0 | 46.1684
SPP_N_2_MISO_W | SPP_N | MISO_W | 2045 | B10 | 1262 | 0 | 750 | 750 | 750 |  | 0 |  | 48.9638 | 13.1638 |  | 9.7541 | 46.1684
SPP_N_2_MISO_W | SPP_N | MISO_W | 2045 | B11 | 25 | 0 | 750 | 0 | 85.34 |  | 0 |  | 0 | 0 |  | 0 | 46.1684
SPP_N_2_MISO_W | SPP_N | MISO_W | 2045 | B12 | 200 | 0 | 750 | 750 | 750 |  | 0 |  | 79.9445 | 16.0364 |  | 2.5239 | 46.1684
SPP_N_2_MISO_W | SPP_N | MISO_W | 2045 | B13 | 600 | 0 | 750 | 750 | 750 |  | 0 |  | 71.8016 | 17.259 |  | 6.8005 | 46.1684
SPP_N_2_MISO_W | SPP_N | MISO_W | 2045 | B14 | 900 | 0 | 750 | 750 | 750 |  | 0 |  | 57.8544 | 18.6478 |  | 8.2192 | 46.1684
SPP_N_2_MISO_W | SPP_N | MISO_W | 2045 | B15 | 1203 | 0 | 750 | 750 | 750 |  | 0 |  | 57.8306 | 18.6478 |  | 10.9819 | 46.1684
SPP_N_2_MISO_W | SPP_N | MISO_W | 2045 | B16 | 25 | 0 | 750 | 750 | 750 |  | 0 |  | 57.8188 | 16.25 |  | 0.22817 | 46.1684
SPP_N_2_MISO_W | SPP_N | MISO_W | 2045 | B17 | 100 | 0 | 750 | 750 | 750 |  | 0 |  | 71.8016 | 18.6478 |  | 1.1334 | 46.1684
SPP_N_2_MISO_W | SPP_N | MISO_W | 2045 | B18 | 400 | 0 | 750 | 750 | 750 |  | 0 |  | 68.0626 | 16.1313 |  | 4.2976 | 46.1684
SPP_N_2_MISO_W | SPP_N | MISO_W | 2045 | B19 | 700 | 0 | 750 | 750 | 750 |  | 0 |  | 79.5765 | 18.446 |  | 8.793 | 46.1684
SPP_N_2_MISO_W | SPP_N | MISO_W | 2045 | B20 | 935 | 0 | 750 | 750 | 750 |  | 0 |  | 57.8306 | 18.6478 |  | 8.5354 | 46.1684
SPP_N_2_MISO_W | SPP_N | MISO_W | 2050 | B1 | 10 | 0 | 750 | 750 | 750 |  | 0 |  | 574.4487 | 18.5647 |  | 0.80511 | 20.8731
SPP_N_2_MISO_W | SPP_N | MISO_W | 2050 | B2 | 25 | 0 | 750 | 592.85 | 750 |  | 0 |  | 0 | 10.683 |  | 0 | 20.8731
SPP_N_2_MISO_W | SPP_N | MISO_W | 2050 | B3 | 75 | 0 | 750 | 0 | 750 |  | 0 |  | 0 | 6.9914 |  | 0 | 20.8731
SPP_N_2_MISO_W | SPP_N | MISO_W | 2050 | B4 | 100 | 0 | 750 | 256.55 | 0 |  | 0 |  | 0 | 0 |  | 0 | 20.8731
SPP_N_2_MISO_W | SPP_N | MISO_W | 2050 | B5 | 200 | 0 | 750 | 0 | 737.13 |  | 0 |  | 0 | 0 |  | 0 | 20.8731
SPP_N_2_MISO_W | SPP_N | MISO_W | 2050 | B6 | 300 | 0 | 750 | 63.98 | 0 |  | 0 |  | 0 | 0 |  | 0 | 20.8731
SPP_N_2_MISO_W | SPP_N | MISO_W | 2050 | B7 | 400 | 0 | 750 | 0 | 0 |  | 0 |  | 0 | 0 |  | 0 | 20.8731
SPP_N_2_MISO_W | SPP_N | MISO_W | 2050 | B8 | 500 | 0 | 750 | 0 | 0 |  | 0 |  | 0 | 0 |  | 0 | 20.8731
SPP_N_2_MISO_W | SPP_N | MISO_W | 2050 | B9 | 800 | 0 | 750 | 750 | 0 |  | 0 |  | 7.9885 | 0 |  | 0.8957 | 20.8731
SPP_N_2_MISO_W | SPP_N | MISO_W | 2050 | B10 | 1262 | 0 | 750 | 750 | 750 |  | 0 |  | 16.5112 | 7.4781 |  | 2.9204 | 20.8731
SPP_N_2_MISO_W | SPP_N | MISO_W | 2050 | B11 | 25 | 0 | 750 | 553.27 | 0 |  | 0 |  | 0 | 0 |  | 0 | 20.8731
SPP_N_2_MISO_W | SPP_N | MISO_W | 2050 | B12 | 200 | 0 | 750 | 750 | 750 |  | 0 |  | 6.9914 | 10.4693 |  | 0.19598 | 20.8731
SPP_N_2_MISO_W | SPP_N | MISO_W | 2050 | B13 | 600 | 0 | 750 | 750 | 750 |  | 0 |  | 58.0918 | 10.683 |  | 4.8851 | 20.8731
SPP_N_2_MISO_W | SPP_N | MISO_W | 2050 | B14 | 900 | 0 | 750 | 750 | 750 |  | 0 |  | 32.1202 | 10.683 |  | 4.0516 | 20.8731
SPP_N_2_MISO_W | SPP_N | MISO_W | 2050 | B15 | 1203 | 0 | 750 | 750 | 750 |  | 0 |  | 25.1288 | 10.683 |  | 4.2369 | 20.8731
SPP_N_2_MISO_W | SPP_N | MISO_W | 2050 | B16 | 25 | 0 | 750 | 750 | 750 |  | 0 |  | 32.1202 | 10.683 |  | 0.11254 | 20.8731
SPP_N_2_MISO_W | SPP_N | MISO_W | 2050 | B17 | 100 | 0 | 750 | 750 | 750 |  | 0 |  | 36.4646 | 10.683 |  | 0.51107 | 20.8731
SPP_N_2_MISO_W | SPP_N | MISO_W | 2050 | B18 | 400 | 0 | 750 | 750 | 750 |  | 0 |  | 19.0395 | 10.683 |  | 1.0674 | 20.8731
SPP_N_2_MISO_W | SPP_N | MISO_W | 2050 | B19 | 700 | 0 | 750 | 750 | 750 |  | 0 |  | 49.4979 | 10.683 |  | 4.8561 | 20.8731
SPP_N_2_MISO_W | SPP_N | MISO_W | 2050 | B20 | 935 | 0 | 750 | 750 | 750 |  | 0 |  | 25.1288 | 10.683 |  | 3.293 | 20.8731
SPP_N_2_NE | SPP_N | NE | 2015 | B1 | 10 | 0 | 330 | 0 | 0 |  | 0 |  | 0 | 0 |  | 0 | 0
SPP_N_2_NE | SPP_N | NE | 2015 | B2 | 25 | 0 | 330 | 0 | 0 |  | 0 |  | 0 | 0 |  | 0 | 0
SPP_N_2_NE | SPP_N | NE | 2015 | B3 | 75 | 0 | 330 | 0 | 0 |  | 0 |  | 0 | 0 |  | 0 | 0
SPP_N_2_NE | SPP_N | NE | 2015 | B4 | 100 | 0 | 330 | 0 | 0 |  | 0 |  | 0 | 0 |  | 0 | 0
SPP_N_2_NE | SPP_N | NE | 2015 | B5 | 200 | 0 | 330 | 0 | 0 |  | 0 |  | 0 | 0 |  | 0 | 0
SPP_N_2_NE | SPP_N | NE | 2015 | B6 | 300 | 0 | 330 | 0 | 0 |  | 0 |  | 0 | 0 |  | 0 | 0
SPP_N_2_NE | SPP_N | NE | 2015 | B7 | 400 | 0 | 330 | 0 | 0 |  | 0 |  | 0 | 0 |  | 0 | 0
SPP_N_2_NE | SPP_N | NE | 2015 | B8 | 500 | 0 | 330 | 0 | 0 |  | 0 |  | 0 | 0 |  | 0 | 0
SPP_N_2_NE | SPP_N | NE | 2015 | B9 | 800 | 0 | 330 | 0 | 0 |  | 0 |  | 0 | 0 |  | 0 | 0
SPP_N_2_NE | SPP_N | NE | 2015 | B10 | 1262 | 0 | 330 | 0 | 0 |  | 0 |  | 0 | 0 |  | 0 | 0
SPP_N_2_NE | SPP_N | NE | 2015 | B11 | 25 | 0 | 330 | 0 | 0 |  | 0 |  | 0 | 0 |  | 0 | 0
SPP_N_2_NE | SPP_N | NE | 2015 | B12 | 200 | 0 | 330 | 0 | 0 |  | 0 |  | 0 | 0 |  | 0 | 0
SPP_N_2_NE | SPP_N | NE | 2015 | B13 | 600 | 0 | 330 | 0 | 0 |  | 0 |  | 0 | 0 |  | 0 | 0
SPP_N_2_NE | SPP_N | NE | 2015 | B14 | 900 | 0 | 330 | 0 | 0 |  | 0 |  | 0 | 0 |  | 0 | 0
SPP_N_2_NE | SPP_N | NE | 2015 | B15 | 1203 | 0 | 330 | 0 | 0 |  | 0 |  | 0 | 0 |  | 0 | 0
SPP_N_2_NE | SPP_N | NE | 2015 | B16 | 25 | 0 | 330 | 0 | 0 |  | 0 |  | 0 | 0 |  | 0 | 0
SPP_N_2_NE | SPP_N | NE | 2015 | B17 | 100 | 0 | 330 | 0 | 0 |  | 0 |  | 0 | 0 |  | 0 | 0
SPP_N_2_NE | SPP_N | NE | 2015 | B18 | 400 | 0 | 330 | 0 | 0 |  | 0 |  | 0 | 0 |  | 0 | 0
SPP_N_2_NE | SPP_N | NE | 2015 | B19 | 700 | 0 | 330 | 0 | 0 |  | 0 |  | 0 | 0 |  | 0 | 0
SPP_N_2_NE | SPP_N | NE | 2015 | B20 | 935 | 0 | 330 | 0 | 0 |  | 0 |  | 0 | 0 |  | 0 | 0
SPP_N_2_NE | SPP_N | NE | 2020 | B1 | 10 | 0 | 330 | 330 | 330 |  | 0 |  | 55.3023 | 6.5879 |  | 55.3023 | 41.4767
SPP_N_2_NE | SPP_N | NE | 2020 | B2 | 25 | 0 | 330 | 0 | 0 |  | 0 |  | 0 | 0 |  | 0 | 41.4767
SPP_N_2_NE | SPP_N | NE | 2020 | B3 | 75 | 0 | 330 | 0 | 0 |  | 0 |  | 0 | 0 |  | 0 | 41.4767
SPP_N_2_NE | SPP_N | NE | 2020 | B4 | 100 | 0 | 330 | 0 | 0 |  | 0 |  | 0 | 0 |  | 0 | 41.4767
SPP_N_2_NE | SPP_N | NE | 2020 | B5 | 200 | 0 | 330 | 0 | 0 |  | 0 |  | 0 | 0 |  | 0 | 41.4767
SPP_N_2_NE | SPP_N | NE | 2020 | B6 | 300 | 0 | 330 | 0 | 0 |  | 0 |  | 0 | 0 |  | 0 | 41.4767
SPP_N_2_NE | SPP_N | NE | 2020 | B7 | 400 | 0 | 330 | 0 | 0 |  | 0 |  | 0 | 0 |  | 0 | 41.4767
SPP_N_2_NE | SPP_N | NE | 2020 | B8 | 500 | 0 | 330 | 0 | 0 |  | 0 |  | 0 | 0 |  | 0 | 41.4767
SPP_N_2_NE | SPP_N | NE | 2020 | B9 | 800 | 0 | 330 | 0 | 0 |  | 0 |  | 0 | 0 |  | 0 | 41.4767
SPP_N_2_NE | SPP_N | NE | 2020 | B10 | 1262 | 0 | 330 | 0 | 0 |  | 0 |  | 0 | 0 |  | 0 | 41.4767
SPP_N_2_NE | SPP_N | NE | 2020 | B11 | 25 | 0 | 330 | 0 | 0 |  | 0 |  | 0 | 0 |  | 0 | 41.4767
SPP_N_2_NE | SPP_N | NE | 2020 | B12 | 200 | 0 | 330 | 0 | 0 |  | 0 |  | 0 | 0 |  | 0 | 41.4767
SPP_N_2_NE | SPP_N | NE | 2020 | B13 | 600 | 0 | 330 | 0 | 0 |  | 0 |  | 0 | 0 |  | 0 | 41.4767
SPP_N_2_NE | SPP_N | NE | 2020 | B14 | 900 | 0 | 330 | 0 | 0 |  | 0 |  | 0 | 0 |  | 0 | 41.4767
SPP_N_2_NE | SPP_N | NE | 2020 | B15 | 1203 | 0 | 330 | 233.74 | 219.57 |  | 0 |  | 0 | 0 |  | 0 | 41.4767
SPP_N_2_NE | SPP_N | NE | 2020 | B16 | 25 | 0 | 330 | 0 | 330 |  | 0 |  | 0 | 1.46 |  | 0 | 41.4767
SPP_N_2_NE | SPP_N | NE | 2020 | B17 | 100 | 0 | 330 | 0 | 330 |  | 0 |  | 0 | 0.78342 |  | 0 | 41.4767
SPP_N_2_NE | SPP_N | NE | 2020 | B18 | 400 | 0 | 330 | 0 | 0 |  | 0 |  | 0 | 0 |  | 0 | 41.4767
SPP_N_2_NE | SPP_N | NE | 2020 | B19 | 700 | 0 | 330 | 0 | 0 |  | 0 |  | 0 | 0 |  | 0 | 41.4767
SPP_N_2_NE | SPP_N | NE | 2020 | B20 | 935 | 0 | 330 | 0 | 0 |  | 0 |  | 0 | 0 |  | 0 | 41.4767
SPP_N_2_NE | SPP_N | NE | 2025 | B1 | 10 | 0 | 330 | 330 | 330 |  | 0 |  | 164.0197 | 3.3711 |  | 1.3522 | 8.0509
SPP_N_2_NE | SPP_N | NE | 2025 | B2 | 25 | 0 | 330 | 0 | 0 |  | 0 |  | 0 | 0 |  | 0 | 8.0509
SPP_N_2_NE | SPP_N | NE | 2025 | B3 | 75 | 0 | 330 | 0 | 0 |  | 0 |  | 0 | 0 |  | 0 | 8.0509
SPP_N_2_NE | SPP_N | NE | 2025 | B4 | 100 | 0 | 330 | 0 | 0 |  | 0 |  | 0 | 0 |  | 0 | 8.0509
SPP_N_2_NE | SPP_N | NE | 2025 | B5 | 200 | 0 | 330 | 0 | 0 |  | 0 |  | 0 | 0 |  | 0 | 8.0509
SPP_N_2_NE | SPP_N | NE | 2025 | B6 | 300 | 0 | 330 | 0 | 0 |  | 0 |  | 0 | 0 |  | 0 | 8.0509
SPP_N_2_NE | SPP_N | NE | 2025 | B7 | 400 | 0 | 330 | 0 | 0 |  | 0 |  | 0 | 0 |  | 0 | 8.0509
SPP_N_2_NE | SPP_N | NE | 2025 | B8 | 500 | 0 | 330 | 0 | 0 |  | 0 |  | 0 | 0 |  | 0 | 8.0509
SPP_N_2_NE | SPP_N | NE | 2025 | B9 | 800 | 0 | 330 | 0 | 0 |  | 0 |  | 0 | 0 |  | 0 | 8.0509
SPP_N_2_NE | SPP_N | NE | 2025 | B10 | 1262 | 0 | 330 | 0 | 0 |  | 0 |  | 0 | 0 |  | 0 | 8.0509
SPP_N_2_NE | SPP_N | NE | 2025 | B11 | 25 | 0 | 330 | 0 | 0 |  | 0 |  | 0 | 0 |  | 0 | 8.0509
SPP_N_2_NE | SPP_N | NE | 2025 | B12 | 200 | 0 | 330 | 0 | 0 |  | 0 |  | 0 | 0 |  | 0 | 8.0509
SPP_N_2_NE | SPP_N | NE | 2025 | B13 | 600 | 0 | 330 | 0 | 0 |  | 0 |  | 0 | 0 |  | 0 | 8.0509
SPP_N_2_NE | SPP_N | NE | 2025 | B14 | 900 | 0 | 330 | 236.26 | 330 |  | 0 |  | 0 | 1.4244 |  | 0 | 8.0509
SPP_N_2_NE | SPP_N | NE | 2025 | B15 | 1203 | 0 | 330 | 330 | 330 |  | 0 |  | 9.4604 | 0.66472 |  | 9.3824 | 8.0509
SPP_N_2_NE | SPP_N | NE | 2025 | B16 | 25 | 0 | 330 | 0 | 0 |  | 0 |  | 0 | 0 |  | 0 | 8.0509
SPP_N_2_NE | SPP_N | NE | 2025 | B17 | 100 | 0 | 330 | 0 | 330 |  | 0 |  | 0 | 1.1751 |  | 0 | 8.0509
SPP_N_2_NE | SPP_N | NE | 2025 | B18 | 400 | 0 | 330 | 0 | 0 |  | 0 |  | 0 | 0 |  | 0 | 8.0509
SPP_N_2_NE | SPP_N | NE | 2025 | B19 | 700 | 0 | 330 | 0 | 182.45 |  | 0 |  | 0 | 0 |  | 0 | 8.0509
SPP_N_2_NE | SPP_N | NE | 2025 | B20 | 935 | 0 | 330 | 0 | 330 |  | 0 |  | 0 | 0.01187 |  | 0 | 8.0509
SPP_N_2_NE | SPP_N | NE | 2030 | B1 | 10 | 10 | 330 | 0 | 330 |  | 1280.73 |  | 0 | 2.7064 |  | 0 | 2.7153
SPP_N_2_NE | SPP_N | NE | 2030 | B2 | 25 | 0 | 330 | 0 | 0 |  | 0 |  | 0 | 0 |  | 0 | 2.7153
SPP_N_2_NE | SPP_N | NE | 2030 | B3 | 75 | 0 | 330 | 0 | 0 |  | 0 |  | 0 | 0 |  | 0 | 2.7153
SPP_N_2_NE | SPP_N | NE | 2030 | B4 | 100 | 0 | 330 | 0 | 0 |  | 0 |  | 0 | 0 |  | 0 | 2.7153
SPP_N_2_NE | SPP_N | NE | 2030 | B5 | 200 | 0 | 330 | 0 | 0 |  | 0 |  | 0 | 0 |  | 0 | 2.7153
SPP_N_2_NE | SPP_N | NE | 2030 | B6 | 300 | 0 | 330 | 0 | 0 |  | 0 |  | 0 | 0 |  | 0 | 2.7153
SPP_N_2_NE | SPP_N | NE | 2030 | B7 | 400 | 0 | 330 | 0 | 0 |  | 0 |  | 0 | 0 |  | 0 | 2.7153
SPP_N_2_NE | SPP_N | NE | 2030 | B8 | 500 | 0 | 330 | 0 | 0 |  | 0 |  | 0 | 0 |  | 0 | 2.7153
SPP_N_2_NE | SPP_N | NE | 2030 | B9 | 800 | 0 | 330 | 0 | 0 |  | 0 |  | 0 | 0 |  | 0 | 2.7153
SPP_N_2_NE | SPP_N | NE | 2030 | B10 | 1262 | 0 | 330 | 0 | 0 |  | 0 |  | 0 | 0 |  | 0 | 2.7153
SPP_N_2_NE | SPP_N | NE | 2030 | B11 | 25 | 0 | 330 | 0 | 0 |  | 0 |  | 0 | 0 |  | 0 | 2.7153
SPP_N_2_NE | SPP_N | NE | 2030 | B12 | 200 | 0 | 330 | 0 | 90.4 |  | 0 |  | 0 | 0 |  | 0 | 2.7153
SPP_N_2_NE | SPP_N | NE | 2030 | B13 | 600 | 0 | 330 | 0 | 0 |  | 0 |  | 0 | 0 |  | 0 | 2.7153
SPP_N_2_NE | SPP_N | NE | 2030 | B14 | 900 | 0 | 330 | 330 | 330 |  | 0 |  | 3.6204 | 0.79529 |  | 3.6204 | 2.7153
SPP_N_2_NE | SPP_N | NE | 2030 | B15 | 1203 | 0 | 330 | 35.03 | 330 |  | 0 |  | 0 | 0.79529 |  | 0 | 2.7153
SPP_N_2_NE | SPP_N | NE | 2030 | B16 | 25 | 0 | 330 | 0 | 330 |  | 0 |  | 0 | 0.77155 |  | 0 | 2.7153
SPP_N_2_NE | SPP_N | NE | 2030 | B17 | 100 | 0 | 330 | 0 | 330 |  | 0 |  | 0 | 0.29675 |  | 0 | 2.7153
SPP_N_2_NE | SPP_N | NE | 2030 | B18 | 400 | 0 | 330 | 0 | 0 |  | 0 |  | 0 | 0 |  | 0 | 2.7153
SPP_N_2_NE | SPP_N | NE | 2030 | B19 | 700 | 0 | 330 | 0 | 0 |  | 0 |  | 0 | 0 |  | 0 | 2.7153
SPP_N_2_NE | SPP_N | NE | 2030 | B20 | 935 | 0 | 330 | 0 | 330 |  | 0 |  | 0 | 0.79529 |  | 0 | 2.7153
SPP_N_2_NE | SPP_N | NE | 2035 | B1 | 10 | 0 | 330 | 330 | 330 |  | 0 |  | 86.01 | 12.1905 |  | 86.01 | 64.5075
SPP_N_2_NE | SPP_N | NE | 2035 | B2 | 25 | 0 | 330 | 0 | 0 |  | 0 |  | 0 | 0 |  | 0 | 64.5075
SPP_N_2_NE | SPP_N | NE | 2035 | B3 | 75 | 0 | 330 | 0 | 0 |  | 0 |  | 0 | 0 |  | 0 | 64.5075
SPP_N_2_NE | SPP_N | NE | 2035 | B4 | 100 | 0 | 330 | 0 | 0 |  | 0 |  | 0 | 0 |  | 0 | 64.5075
SPP_N_2_NE | SPP_N | NE | 2035 | B5 | 200 | 0 | 330 | 0 | 0 |  | 0 |  | 0 | 0 |  | 0 | 64.5075
SPP_N_2_NE | SPP_N | NE | 2035 | B6 | 300 | 0 | 330 | 0 | 250.43 |  | 0 |  | 0 | 0 |  | 0 | 64.5075
SPP_N_2_NE | SPP_N | NE | 2035 | B7 | 400 | 0 | 330 | 0 | 0 |  | 0 |  | 0 | 0 |  | 0 | 64.5075
SPP_N_2_NE | SPP_N | NE | 2035 | B8 | 500 | 0 | 330 | 0 | 0 |  | 0 |  | 0 | 0 |  | 0 | 64.5075
SPP_N_2_NE | SPP_N | NE | 2035 | B9 | 800 | 0 | 330 | 0 | 0 |  | 0 |  | 0 | 0 |  | 0 | 64.5075
SPP_N_2_NE | SPP_N | NE | 2035 | B10 | 1262 | 0 | 330 | 0 | 0 |  | 0 |  | 0 | 0 |  | 0 | 64.5075
SPP_N_2_NE | SPP_N | NE | 2035 | B11 | 25 | 0 | 330 | 0 | 0 |  | 0 |  | 0 | 0 |  | 0 | 64.5075
SPP_N_2_NE | SPP_N | NE | 2035 | B12 | 200 | 0 | 330 | 0 | 0 |  | 0 |  | 0 | 0 |  | 0 | 64.5075
SPP_N_2_NE | SPP_N | NE | 2035 | B13 | 600 | 0 | 330 | 0 | 0 |  | 0 |  | 0 | 0 |  | 0 | 64.5075
SPP_N_2_NE | SPP_N | NE | 2035 | B14 | 900 | 0 | 330 | 20.33 | 23.62 |  | 0 |  | 0 | 0 |  | 0 | 64.5075
SPP_N_2_NE | SPP_N | NE | 2035 | B15 | 1203 | 0 | 330 | 0 | 0 |  | 0 |  | 0 | 0 |  | 0 | 64.5075
SPP_N_2_NE | SPP_N | NE | 2035 | B16 | 25 | 0 | 330 | 0 | 0 |  | 0 |  | 0 | 0 |  | 0 | 64.5075
SPP_N_2_NE | SPP_N | NE | 2035 | B17 | 100 | 0 | 330 | 0 | 0 |  | 0 |  | 0 | 0 |  | 0 | 64.5075
SPP_N_2_NE | SPP_N | NE | 2035 | B18 | 400 | 0 | 330 | 0 | 0 |  | 0 |  | 0 | 0 |  | 0 | 64.5075
SPP_N_2_NE | SPP_N | NE | 2035 | B19 | 700 | 0 | 330 | 0 | 330 |  | 0 |  | 0 | 0.58163 |  | 0 | 64.5075
SPP_N_2_NE | SPP_N | NE | 2035 | B20 | 935 | 0 | 330 | 0 | 0 |  | 0 |  | 0 | 0 |  | 0 | 64.5075
SPP_N_2_NE | SPP_N | NE | 2040 | B1 | 10 | 10 | 330 | 330 | 330 |  | 996.8 |  | 111.0676 | 13.1876 |  | 1.8208 | 11.5407
SPP_N_2_NE | SPP_N | NE | 2040 | B2 | 25 | 0 | 330 | 0 | 330 |  | 0 |  | 0 | 3.2405 |  | 0 | 11.5407
SPP_N_2_NE | SPP_N | NE | 2040 | B3 | 75 | 0 | 330 | 0 | 0 |  | 0 |  | 0 | 0 |  | 0 | 11.5407
SPP_N_2_NE | SPP_N | NE | 2040 | B4 | 100 | 0 | 330 | 0 | 0 |  | 0 |  | 0 | 0 |  | 0 | 11.5407
SPP_N_2_NE | SPP_N | NE | 2040 | B5 | 200 | 0 | 330 | 26.01 | 214.94 |  | 0 |  | 0 | 0 |  | 0 | 11.5407
SPP_N_2_NE | SPP_N | NE | 2040 | B6 | 300 | 0 | 330 | 0 | 330 |  | 0 |  | 0 | 0.5935 |  | 0 | 11.5407
SPP_N_2_NE | SPP_N | NE | 2040 | B7 | 400 | 0 | 330 | 0 | 0 |  | 0 |  | 0 | 0 |  | 0 | 11.5407
SPP_N_2_NE | SPP_N | NE | 2040 | B8 | 500 | 0 | 330 | 0 | 0 |  | 0 |  | 0 | 0 |  | 0 | 11.5407
SPP_N_2_NE | SPP_N | NE | 2040 | B9 | 800 | 0 | 330 | 0 | 0 |  | 0 |  | 0 | 0 |  | 0 | 11.5407
SPP_N_2_NE | SPP_N | NE | 2040 | B10 | 1262 | 0 | 330 | 101.54 | 330 |  | 0 |  | 0 | 0.56976 |  | 0 | 11.5407
SPP_N_2_NE | SPP_N | NE | 2040 | B11 | 25 | 0 | 330 | 0 | 0 |  | 0 |  | 0 | 0 |  | 0 | 11.5407
SPP_N_2_NE | SPP_N | NE | 2040 | B12 | 200 | 0 | 330 | 0 | 303.95 |  | 0 |  | 0 | 0 |  | 0 | 11.5407
SPP_N_2_NE | SPP_N | NE | 2040 | B13 | 600 | 0 | 330 | 330 | 0 |  | 0 |  | 13.7929 | 0 |  | 13.5668 | 11.5407
SPP_N_2_NE | SPP_N | NE | 2040 | B14 | 900 | 0 | 330 | 0 | 297.38 |  | 0 |  | 0 | 0 |  | 0 | 11.5407
SPP_N_2_NE | SPP_N | NE | 2040 | B15 | 1203 | 0 | 330 | 0 | 0 |  | 0 |  | 0 | 0 |  | 0 | 11.5407
SPP_N_2_NE | SPP_N | NE | 2040 | B16 | 25 | 0 | 330 | 0 | 0 |  | 0 |  | 0 | 0 |  | 0 | 11.5407
SPP_N_2_NE | SPP_N | NE | 2040 | B17 | 100 | 0 | 330 | 0 | 0 |  | 0 |  | 0 | 0 |  | 0 | 11.5407
SPP_N_2_NE | SPP_N | NE | 2040 | B18 | 400 | 0 | 330 | 0 | 0 |  | 0 |  | 0 | 0 |  | 0 | 11.5407
SPP_N_2_NE | SPP_N | NE | 2040 | B19 | 700 | 0 | 330 | 0 | 330 |  | 0 |  | 0 | 3.4186 |  | 0 | 11.5407
SPP_N_2_NE | SPP_N | NE | 2040 | B20 | 935 | 0 | 330 | 0 | 0 |  | 0 |  | 0 | 0 |  | 0 | 11.5407
SPP_N_2_NE | SPP_N | NE | 2045 | B1 | 10 | 10 | 330 | 330 | 330 |  | 238.08 |  | 184.2105 | 19.6449 |  | 1.4482 | 32.3002
SPP_N_2_NE | SPP_N | NE | 2045 | B2 | 25 | 0 | 330 | 0 | 11.19 |  | 0 |  | 0 | 0 |  | 0 | 32.3002
SPP_N_2_NE | SPP_N | NE | 2045 | B3 | 75 | 0 | 330 | 0 | 0 |  | 0 |  | 0 | 0 |  | 0 | 32.3002
SPP_N_2_NE | SPP_N | NE | 2045 | B4 | 100 | 0 | 330 | 0 | 0 |  | 0 |  | 0 | 0 |  | 0 | 32.3002
SPP_N_2_NE | SPP_N | NE | 2045 | B5 | 200 | 0 | 330 | 0 | 330 |  | 0 |  | 0 | 14.0066 |  | 0 | 32.3002
SPP_N_2_NE | SPP_N | NE | 2045 | B6 | 300 | 0 | 330 | 0 | 0 |  | 0 |  | 0 | 0 |  | 0 | 32.3002
SPP_N_2_NE | SPP_N | NE | 2045 | B7 | 400 | 0 | 330 | 0 | 0 |  | 0 |  | 0 | 0 |  | 0 | 32.3002
SPP_N_2_NE | SPP_N | NE | 2045 | B8 | 500 | 0 | 330 | 0 | 0 |  | 0 |  | 0 | 0 |  | 0 | 32.3002
SPP_N_2_NE | SPP_N | NE | 2045 | B9 | 800 | 0 | 330 | 0 | 0 |  | 0 |  | 0 | 0 |  | 0 | 32.3002
SPP_N_2_NE | SPP_N | NE | 2045 | B10 | 1262 | 0 | 330 | 330 | 0 |  | 0 |  | 41.9486 | 0 |  | 41.6188 | 32.3002
SPP_N_2_NE | SPP_N | NE | 2045 | B11 | 25 | 0 | 330 | 0 | 0 |  | 0 |  | 0 | 0 |  | 0 | 32.3002
SPP_N_2_NE | SPP_N | NE | 2045 | B12 | 200 | 0 | 330 | 62.74 | 330 |  | 0 |  | 0 | 4.0833 |  | 0 | 32.3002
SPP_N_2_NE | SPP_N | NE | 2045 | B13 | 600 | 0 | 330 | 228.6 | 0 |  | 0 |  | 0 | 0 |  | 0 | 32.3002
SPP_N_2_NE | SPP_N | NE | 2045 | B14 | 900 | 0 | 330 | 0 | 0 |  | 0 |  | 0 | 0 |  | 0 | 32.3002
SPP_N_2_NE | SPP_N | NE | 2045 | B15 | 1203 | 0 | 330 | 0 | 0 |  | 0 |  | 0 | 0 |  | 0 | 32.3002
SPP_N_2_NE | SPP_N | NE | 2045 | B16 | 25 | 0 | 330 | 0 | 0 |  | 0 |  | 0 | 0 |  | 0 | 32.3002
SPP_N_2_NE | SPP_N | NE | 2045 | B17 | 100 | 0 | 330 | 0 | 0 |  | 0 |  | 0 | 0 |  | 0 | 32.3002
SPP_N_2_NE | SPP_N | NE | 2045 | B18 | 400 | 0 | 330 | 0 | 0 |  | 0 |  | 0 | 0 |  | 0 | 32.3002
SPP_N_2_NE | SPP_N | NE | 2045 | B19 | 700 | 0 | 330 | 0 | 0 |  | 0 |  | 0 | 0 |  | 0 | 32.3002
SPP_N_2_NE | SPP_N | NE | 2045 | B20 | 935 | 0 | 330 | 0 | 0 |  | 0 |  | 0 | 0 |  | 0 | 32.3002
SPP_N_2_NE | SPP_N | NE | 2050 | B1 | 10 | 10 | 330 | 330 | 330 |  | 408.38 |  | 574.4368 | 11.5495 |  | 2.7724 | 4.1396
SPP_N_2_NE | SPP_N | NE | 2050 | B2 | 25 | 0 | 330 | 0 | 0 |  | 0 |  | 0 | 0 |  | 0 | 4.1396
SPP_N_2_NE | SPP_N | NE | 2050 | B3 | 75 | 0 | 330 | 0 | 0 |  | 0 |  | 0 | 0 |  | 0 | 4.1396
SPP_N_2_NE | SPP_N | NE | 2050 | B4 | 100 | 0 | 330 | 3.25 | 0 |  | 0 |  | 0 | 0 |  | 0 | 4.1396
SPP_N_2_NE | SPP_N | NE | 2050 | B5 | 200 | 0 | 330 | 0 | 0 |  | 0 |  | 0 | 0 |  | 0 | 4.1396
SPP_N_2_NE | SPP_N | NE | 2050 | B6 | 300 | 0 | 330 | 0 | 0 |  | 0 |  | 0 | 0 |  | 0 | 4.1396
SPP_N_2_NE | SPP_N | NE | 2050 | B7 | 400 | 0 | 330 | 0 | 0 |  | 0 |  | 0 | 0 |  | 0 | 4.1396
SPP_N_2_NE | SPP_N | NE | 2050 | B8 | 500 | 0 | 330 | 0 | 0 |  | 0 |  | 0 | 0 |  | 0 | 4.1396
SPP_N_2_NE | SPP_N | NE | 2050 | B9 | 800 | 0 | 330 | 330 | 0 |  | 0 |  | 0.97334 | 0 |  | 0.37581 | 4.1396
SPP_N_2_NE | SPP_N | NE | 2050 | B10 | 1262 | 0 | 330 | 330 | 0 |  | 0 |  | 3.8934 | 0 |  | 2.3713 | 4.1396
SPP_N_2_NE | SPP_N | NE | 2050 | B11 | 25 | 0 | 330 | 0 | 0 |  | 0 |  | 0 | 0 |  | 0 | 4.1396
SPP_N_2_NE | SPP_N | NE | 2050 | B12 | 200 | 0 | 330 | 0 | 0 |  | 0 |  | 0 | 0 |  | 0 | 4.1396
SPP_N_2_NE | SPP_N | NE | 2050 | B13 | 600 | 0 | 330 | 198.2 | 0 |  | 0 |  | 0 | 0 |  | 0 | 4.1396
SPP_N_2_NE | SPP_N | NE | 2050 | B14 | 900 | 0 | 330 | 0 | 0 |  | 0 |  | 0 | 0 |  | 0 | 4.1396
SPP_N_2_NE | SPP_N | NE | 2050 | B15 | 1203 | 0 | 330 | 0 | 0 |  | 0 |  | 0 | 0 |  | 0 | 4.1396
SPP_N_2_NE | SPP_N | NE | 2050 | B16 | 25 | 0 | 330 | 0 | 0 |  | 0 |  | 0 | 0 |  | 0 | 4.1396
SPP_N_2_NE | SPP_N | NE | 2050 | B17 | 100 | 0 | 330 | 0 | 0 |  | 0 |  | 0 | 0 |  | 0 | 4.1396
SPP_N_2_NE | SPP_N | NE | 2050 | B18 | 400 | 0 | 330 | 0 | 0 |  | 0 |  | 0 | 0 |  | 0 | 4.1396
SPP_N_2_NE | SPP_N | NE | 2050 | B19 | 700 | 0 | 330 | 0 | 0 |  | 0 |  | 0 | 0 |  | 0 | 4.1396
SPP_N_2_NE | SPP_N | NE | 2050 | B20 | 935 | 0 | 330 | 0 | 0 |  | 0 |  | 0 | 0 |  | 0 | 4.1396
SPP_N_2_SPP_S | SPP_N | SPP_S | 2015 | B1 | 10 | 0 | 4000 | 0 | 0 |  | 0 |  | 0 | 0 |  | 0 | 0
SPP_N_2_SPP_S | SPP_N | SPP_S | 2015 | B2 | 25 | 0 | 4000 | 0 | 0 |  | 0 |  | 0 | 0 |  | 0 | 0
SPP_N_2_SPP_S | SPP_N | SPP_S | 2015 | B3 | 75 | 0 | 4000 | 0 | 0 |  | 0 |  | 0 | 0 |  | 0 | 0
SPP_N_2_SPP_S | SPP_N | SPP_S | 2015 | B4 | 100 | 0 | 4000 | 0 | 0 |  | 0 |  | 0 | 0 |  | 0 | 0
SPP_N_2_SPP_S | SPP_N | SPP_S | 2015 | B5 | 200 | 0 | 4000 | 0 | 2168.62 |  | 0 |  | 0 | 0 |  | 0 | 0
SPP_N_2_SPP_S | SPP_N | SPP_S | 2015 | B6 | 300 | 0 | 4000 | 431.07 | 889.71 |  | 0 |  | 0 | 0 |  | 0 | 0
SPP_N_2_SPP_S | SPP_N | SPP_S | 2015 | B7 | 400 | 0 | 4000 | 499.54 | 761.94 |  | 0 |  | 0 | 0 |  | 0 | 0
SPP_N_2_SPP_S | SPP_N | SPP_S | 2015 | B8 | 500 | 0 | 4000 | 1200.31 | 1292.99 |  | 0 |  | 0 | 0 |  | 0 | 0
SPP_N_2_SPP_S | SPP_N | SPP_S | 2015 | B9 | 800 | 0 | 4000 | 1357.43 | 1450.11 |  | 0 |  | 0 | 0 |  | 0 | 0
SPP_N_2_SPP_S | SPP_N | SPP_S | 2015 | B10 | 1262 | 0 | 4000 | 3328.99 | 3482.99 |  | 0 |  | 0 | 0 |  | 0 | 0
SPP_N_2_SPP_S | SPP_N | SPP_S | 2015 | B11 | 25 | 0 | 4000 | 0 | 1513.35 |  | 0 |  | 0 | 0 |  | 0 | 0
SPP_N_2_SPP_S | SPP_N | SPP_S | 2015 | B12 | 200 | 0 | 4000 | 0 | 0 |  | 0 |  | 0 | 0 |  | 0 | 0
SPP_N_2_SPP_S | SPP_N | SPP_S | 2015 | B13 | 600 | 0 | 4000 | 0 | 0 |  | 0 |  | 0 | 0 |  | 0 | 0
SPP_N_2_SPP_S | SPP_N | SPP_S | 2015 | B14 | 900 | 0 | 4000 | 0 | 5.57 |  | 0 |  | 0 | 0 |  | 0 | 0
SPP_N_2_SPP_S | SPP_N | SPP_S | 2015 | B15 | 1203 | 0 | 4000 | 1589.17 | 1682.52 |  | 0 |  | 0 | 0 |  | 0 | 0
SPP_N_2_SPP_S | SPP_N | SPP_S | 2015 | B16 | 25 | 0 | 4000 | 0 | 0 |  | 0 |  | 0 | 0 |  | 0 | 0
SPP_N_2_SPP_S | SPP_N | SPP_S | 2015 | B17 | 100 | 0 | 4000 | 1104.19 | 552.3 |  | 0 |  | 0 | 0 |  | 0 | 0
SPP_N_2_SPP_S | SPP_N | SPP_S | 2015 | B18 | 400 | 0 | 4000 | 1477.14 | 1609.69 |  | 0 |  | 0 | 0 |  | 0 | 0
SPP_N_2_SPP_S | SPP_N | SPP_S | 2015 | B19 | 700 | 0 | 4000 | 1827.89 | 1952.23 |  | 0 |  | 0 | 0 |  | 0 | 0
SPP_N_2_SPP_S | SPP_N | SPP_S | 2015 | B20 | 935 | 0 | 4000 | 3487.26 | 3611.59 |  | 0 |  | 0 | 0 |  | 0 | 0
SPP_N_2_SPP_S | SPP_N | SPP_S | 2020 | B1 | 10 | 0 | 4000 | 0 | 0 |  | 0 |  | 0 | 0 |  | 0 | 0.15134
SPP_N_2_SPP_S | SPP_N | SPP_S | 2020 | B2 | 25 | 0 | 4000 | 0 | 0 |  | 0 |  | 0 | 0 |  | 0 | 0.15134
SPP_N_2_SPP_S | SPP_N | SPP_S | 2020 | B3 | 75 | 0 | 4000 | 0 | 0 |  | 0 |  | 0 | 0 |  | 0 | 0.15134
SPP_N_2_SPP_S | SPP_N | SPP_S | 2020 | B4 | 100 | 0 | 4000 | 0 | 0 |  | 0 |  | 0 | 0 |  | 0 | 0.15134
SPP_N_2_SPP_S | SPP_N | SPP_S | 2020 | B5 | 200 | 0 | 4000 | 0 | 0 |  | 0 |  | 0 | 0 |  | 0 | 0.15134
SPP_N_2_SPP_S | SPP_N | SPP_S | 2020 | B6 | 300 | 0 | 4000 | 0 | 661.63 |  | 0 |  | 0 | 0 |  | 0 | 0.15134
SPP_N_2_SPP_S | SPP_N | SPP_S | 2020 | B7 | 400 | 0 | 4000 | 1682.63 | 2944.67 |  | 0 |  | 0 | 0 |  | 0 | 0.15134
SPP_N_2_SPP_S | SPP_N | SPP_S | 2020 | B8 | 500 | 500 | 4000 | 3313.34 | 4000 |  | 1241.13 |  | 0 | 0.14244 |  | 0 | 0.15134
SPP_N_2_SPP_S | SPP_N | SPP_S | 2020 | B9 | 800 | 800 | 4000 | 4000 | 4000 |  | 1509.69 |  | 0.20179 | 0.14244 |  | 0.20179 | 0.15134
SPP_N_2_SPP_S | SPP_N | SPP_S | 2020 | B10 | 1262 | 1262 | 4000 | 3680.15 | 4000 |  | 827.87 |  | 0 | 0.14244 |  | 0 | 0.15134
SPP_N_2_SPP_S | SPP_N | SPP_S | 2020 | B11 | 25 | 0 | 4000 | 0 | 0 |  | 0 |  | 0 | 0 |  | 0 | 0.15134
SPP_N_2_SPP_S | SPP_N | SPP_S | 2020 | B12 | 200 | 0 | 4000 | 405.44 | 1628.04 |  | 0 |  | 0 | 0 |  | 0 | 0.15134
SPP_N_2_SPP_S | SPP_N | SPP_S | 2020 | B13 | 600 | 0 | 4000 | 1192.43 | 1952.43 |  | 0 |  | 0 | 0 |  | 0 | 0.15134
SPP_N_2_SPP_S | SPP_N | SPP_S | 2020 | B14 | 900 | 0 | 4000 | 238.15 | 0 |  | 0 |  | 0 | 0 |  | 0 | 0.15134
SPP_N_2_SPP_S | SPP_N | SPP_S | 2020 | B15 | 1203 | 0 | 4000 | 0 | 0 |  | 0 |  | 0 | 0 |  | 0 | 0.15134
SPP_N_2_SPP_S | SPP_N | SPP_S | 2020 | B16 | 25 | 0 | 4000 | 1778.7 | 0 |  | 0 |  | 0 | 0 |  | 0 | 0.15134
SPP_N_2_SPP_S | SPP_N | SPP_S | 2020 | B17 | 100 | 0 | 4000 | 2464.43 | 1839.99 |  | 0 |  | 0 | 0 |  | 0 | 0.15134
SPP_N_2_SPP_S | SPP_N | SPP_S | 2020 | B18 | 400 | 0 | 4000 | 1359.14 | 2927.29 |  | 0 |  | 0 | 0 |  | 0 | 0.15134
SPP_N_2_SPP_S | SPP_N | SPP_S | 2020 | B19 | 700 | 0 | 4000 | 2512.84 | 2329.53 |  | 0 |  | 0 | 0 |  | 0 | 0.15134
SPP_N_2_SPP_S | SPP_N | SPP_S | 2020 | B20 | 935 | 0 | 4000 | 1902.83 | 813.44 |  | 0 |  | 0 | 0 |  | 0 | 0.15134
SPP_N_2_SPP_S | SPP_N | SPP_S | 2025 | B1 | 10 | 0 | 4000 | 0 | 0 |  | 0 |  | 0 | 0 |  | 0 | 1.736
SPP_N_2_SPP_S | SPP_N | SPP_S | 2025 | B2 | 25 | 0 | 4000 | 0 | 0 |  | 0 |  | 0 | 0 |  | 0 | 1.736
SPP_N_2_SPP_S | SPP_N | SPP_S | 2025 | B3 | 75 | 0 | 4000 | 0 | 0 |  | 0 |  | 0 | 0 |  | 0 | 1.736
SPP_N_2_SPP_S | SPP_N | SPP_S | 2025 | B4 | 100 | 0 | 4000 | 0 | 0 |  | 0 |  | 0 | 0 |  | 0 | 1.736
SPP_N_2_SPP_S | SPP_N | SPP_S | 2025 | B5 | 200 | 0 | 4000 | 0 | 0 |  | 0 |  | 0 | 0 |  | 0 | 1.736
SPP_N_2_SPP_S | SPP_N | SPP_S | 2025 | B6 | 300 | 0 | 4000 | 0 | 589.86 |  | 0 |  | 0 | 0 |  | 0 | 1.736
SPP_N_2_SPP_S | SPP_N | SPP_S | 2025 | B7 | 400 | 0 | 4000 | 0 | 1453.14 |  | 0 |  | 0 | 0 |  | 0 | 1.736
SPP_N_2_SPP_S | SPP_N | SPP_S | 2025 | B8 | 500 | 500 | 4000 | 1839.35 | 4000 |  | 802.92 |  | 0 | 1.7211 |  | 0 | 1.736
SPP_N_2_SPP_S | SPP_N | SPP_S | 2025 | B9 | 800 | 800 | 4000 | 2771.97 | 4000 |  | 2408.22 |  | 0 | 1.7211 |  | 0 | 1.736
SPP_N_2_SPP_S | SPP_N | SPP_S | 2025 | B10 | 1262 | 1262 | 4000 | 4000 | 4000 |  | 473.75 |  | 2.3146 | 1.7211 |  | 2.3146 | 1.736
SPP_N_2_SPP_S | SPP_N | SPP_S | 2025 | B11 | 25 | 0 | 4000 | 0 | 1743.33 |  | 0 |  | 0 | 0 |  | 0 | 1.736
SPP_N_2_SPP_S | SPP_N | SPP_S | 2025 | B12 | 200 | 0 | 4000 | 2519.42 | 3597.14 |  | 0 |  | 0 | 0 |  | 0 | 1.736
SPP_N_2_SPP_S | SPP_N | SPP_S | 2025 | B13 | 600 | 0 | 4000 | 2395.38 | 2748.38 |  | 0 |  | 0 | 0 |  | 0 | 1.736
SPP_N_2_SPP_S | SPP_N | SPP_S | 2025 | B14 | 900 | 0 | 4000 | 187.93 | 0 |  | 0 |  | 0 | 0 |  | 0 | 1.736
SPP_N_2_SPP_S | SPP_N | SPP_S | 2025 | B15 | 1203 | 0 | 4000 | 0 | 0 |  | 0 |  | 0 | 0 |  | 0 | 1.736
SPP_N_2_SPP_S | SPP_N | SPP_S | 2025 | B16 | 25 | 0 | 4000 | 1109.62 | 3248.7 |  | 0 |  | 0 | 0 |  | 0 | 1.736
SPP_N_2_SPP_S | SPP_N | SPP_S | 2025 | B17 | 100 | 0 | 4000 | 1677.41 | 3051.27 |  | 0 |  | 0 | 0 |  | 0 | 1.736
SPP_N_2_SPP_S | SPP_N | SPP_S | 2025 | B18 | 400 | 0 | 4000 | 2055.35 | 3273.67 |  | 0 |  | 0 | 0 |  | 0 | 1.736
SPP_N_2_SPP_S | SPP_N | SPP_S | 2025 | B19 | 700 | 0 | 4000 | 2715 | 2326.6 |  | 0 |  | 0 | 0 |  | 0 | 1.736
SPP_N_2_SPP_S | SPP_N | SPP_S | 2025 | B20 | 935 | 0 | 4000 | 1872.84 | 603.42 |  | 0 |  | 0 | 0 |  | 0 | 1.736
SPP_N_2_SPP_S | SPP_N | SPP_S | 2030 | B1 | 10 | 0 | 4000 | 0 | 0 |  | 0 |  | 0 | 0 |  | 0 | 7.8787
SPP_N_2_SPP_S | SPP_N | SPP_S | 2030 | B2 | 25 | 0 | 4000 | 0 | 0 |  | 0 |  | 0 | 0 |  | 0 | 7.8787
SPP_N_2_SPP_S | SPP_N | SPP_S | 2030 | B3 | 75 | 0 | 4000 | 0 | 130.99 |  | 0 |  | 0 | 0 |  | 0 | 7.8787
SPP_N_2_SPP_S | SPP_N | SPP_S | 2030 | B4 | 100 | 0 | 4000 | 0 | 577.38 |  | 0 |  | 0 | 0 |  | 0 | 7.8787
SPP_N_2_SPP_S | SPP_N | SPP_S | 2030 | B5 | 200 | 0 | 4000 | 0 | 626.89 |  | 0 |  | 0 | 0 |  | 0 | 7.8787
SPP_N_2_SPP_S | SPP_N | SPP_S | 2030 | B6 | 300 | 0 | 4000 | 54.63 | 445.11 |  | 0 |  | 0 | 0 |  | 0 | 7.8787
SPP_N_2_SPP_S | SPP_N | SPP_S | 2030 | B7 | 400 | 0 | 4000 | 1454.96 | 4000 |  | 0 |  | 0 | 3.0862 |  | 0 | 7.8787
SPP_N_2_SPP_S | SPP_N | SPP_S | 2030 | B8 | 500 | 500 | 4000 | 1870.61 | 4000 |  | 2566.29 |  | 0 | 7.8698 |  | 0 | 7.8787
SPP_N_2_SPP_S | SPP_N | SPP_S | 2030 | B9 | 800 | 800 | 4000 | 2907.6 | 4000 |  | 1721.02 |  | 0 | 7.8698 |  | 0 | 7.8787
SPP_N_2_SPP_S | SPP_N | SPP_S | 2030 | B10 | 1262 | 0 | 4000 | 4000 | 4000 |  | 0 |  | 10.505 | 2.4096 |  | 10.505 | 7.8787
SPP_N_2_SPP_S | SPP_N | SPP_S | 2030 | B11 | 25 | 25 | 4000 | 2091.31 | 4000 |  | 959.35 |  | 0 | 7.8698 |  | 0 | 7.8787
SPP_N_2_SPP_S | SPP_N | SPP_S | 2030 | B12 | 200 | 0 | 4000 | 3117.29 | 1397.92 |  | 0 |  | 0 | 0 |  | 0 | 7.8787
SPP_N_2_SPP_S | SPP_N | SPP_S | 2030 | B13 | 600 | 0 | 4000 | 2624.74 | 3674.38 |  | 0 |  | 0 | 0 |  | 0 | 7.8787
SPP_N_2_SPP_S | SPP_N | SPP_S | 2030 | B14 | 900 | 0 | 4000 | 0 | 3775.64 |  | 0 |  | 0 | 0 |  | 0 | 7.8787
SPP_N_2_SPP_S | SPP_N | SPP_S | 2030 | B15 | 1203 | 0 | 4000 | 0 | 2634.49 |  | 0 |  | 0 | 0 |  | 0 | 7.8787
SPP_N_2_SPP_S | SPP_N | SPP_S | 2030 | B16 | 25 | 0 | 4000 | 2952.01 | 2517.03 |  | 0 |  | 0 | 0 |  | 0 | 7.8787
SPP_N_2_SPP_S | SPP_N | SPP_S | 2030 | B17 | 100 | 0 | 4000 | 2876.99 | 3189.6 |  | 0 |  | 0 | 0 |  | 0 | 7.8787
SPP_N_2_SPP_S | SPP_N | SPP_S | 2030 | B18 | 400 | 0 | 4000 | 2866.83 | 3148.17 |  | 0 |  | 0 | 0 |  | 0 | 7.8787
SPP_N_2_SPP_S | SPP_N | SPP_S | 2030 | B19 | 700 | 0 | 4000 | 2328.44 | 4000 |  | 0 |  | 0 | 1.1751 |  | 0 | 7.8787
SPP_N_2_SPP_S | SPP_N | SPP_S | 2030 | B20 | 935 | 0 | 4000 | 1019.05 | 4000 |  | 0 |  | 0 | 1.6025 |  | 0 | 7.8787
SPP_N_2_SPP_S | SPP_N | SPP_S | 2035 | B1 | 10 | 0 | 4000 | 611.56 | 0 |  | 0 |  | 0 | 0 |  | 0 | 3.7456
SPP_N_2_SPP_S | SPP_N | SPP_S | 2035 | B2 | 25 | 0 | 4000 | 0 | 0 |  | 0 |  | 0 | 0 |  | 0 | 3.7456
SPP_N_2_SPP_S | SPP_N | SPP_S | 2035 | B3 | 75 | 0 | 4000 | 176.42 | 0 |  | 0 |  | 0 | 0 |  | 0 | 3.7456
SPP_N_2_SPP_S | SPP_N | SPP_S | 2035 | B4 | 100 | 0 | 4000 | 0 | 0 |  | 0 |  | 0 | 0 |  | 0 | 3.7456
SPP_N_2_SPP_S | SPP_N | SPP_S | 2035 | B5 | 200 | 0 | 4000 | 0 | 0 |  | 0 |  | 0 | 0 |  | 0 | 3.7456
SPP_N_2_SPP_S | SPP_N | SPP_S | 2035 | B6 | 300 | 0 | 4000 | 343.71 | 0 |  | 0 |  | 0 | 0 |  | 0 | 3.7456
SPP_N_2_SPP_S | SPP_N | SPP_S | 2035 | B7 | 400 | 0 | 4000 | 1932.39 | 2602.16 |  | 0 |  | 0 | 0 |  | 0 | 3.7456
SPP_N_2_SPP_S | SPP_N | SPP_S | 2035 | B8 | 500 | 500 | 4000 | 4000 | 4000 |  | 1345.31 |  | 4.7005 | 4.4394 |  | 1.7738 | 3.7456
SPP_N_2_SPP_S | SPP_N | SPP_S | 2035 | B9 | 800 | 800 | 4000 | 4000 | 4000 |  | 1348.49 |  | 5.3178 | 4.4394 |  | 3.2107 | 3.7456
SPP_N_2_SPP_S | SPP_N | SPP_S | 2035 | B10 | 1262 | 0 | 4000 | 2483.15 | 1534.07 |  | 0 |  | 0 | 0 |  | 0 | 3.7456
SPP_N_2_SPP_S | SPP_N | SPP_S | 2035 | B11 | 25 | 0 | 4000 | 4000 | 4000 |  | 0 |  | 0.51041 | 2.9912 |  | 0.0096304 | 3.7456
SPP_N_2_SPP_S | SPP_N | SPP_S | 2035 | B12 | 200 | 0 | 4000 | 1497.8 | 598.97 |  | 0 |  | 0 | 0 |  | 0 | 3.7456
SPP_N_2_SPP_S | SPP_N | SPP_S | 2035 | B13 | 600 | 0 | 4000 | 800.01 | 0 |  | 0 |  | 0 | 0 |  | 0 | 3.7456
SPP_N_2_SPP_S | SPP_N | SPP_S | 2035 | B14 | 900 | 0 | 4000 | 0 | 0 |  | 0 |  | 0 | 0 |  | 0 | 3.7456
SPP_N_2_SPP_S | SPP_N | SPP_S | 2035 | B15 | 1203 | 0 | 4000 | 0 | 0 |  | 0 |  | 0 | 0 |  | 0 | 3.7456
SPP_N_2_SPP_S | SPP_N | SPP_S | 2035 | B16 | 25 | 0 | 4000 | 1643.78 | 0 |  | 0 |  | 0 | 0 |  | 0 | 3.7456
SPP_N_2_SPP_S | SPP_N | SPP_S | 2035 | B17 | 100 | 0 | 4000 | 1459.81 | 0 |  | 0 |  | 0 | 0 |  | 0 | 3.7456
SPP_N_2_SPP_S | SPP_N | SPP_S | 2035 | B18 | 400 | 0 | 4000 | 1204.18 | 229.65 |  | 0 |  | 0 | 0 |  | 0 | 3.7456
SPP_N_2_SPP_S | SPP_N | SPP_S | 2035 | B19 | 700 | 0 | 4000 | 57.22 | 0 |  | 0 |  | 0 | 0 |  | 0 | 3.7456
SPP_N_2_SPP_S | SPP_N | SPP_S | 2035 | B20 | 935 | 0 | 4000 | 0 | 0 |  | 0 |  | 0 | 0 |  | 0 | 3.7456
SPP_N_2_SPP_S | SPP_N | SPP_S | 2040 | B1 | 10 | 0 | 4000 | 1301.85 | 0 |  | 0 |  | 0 | 0 |  | 0 | 5.8817
SPP_N_2_SPP_S | SPP_N | SPP_S | 2040 | B2 | 25 | 0 | 4000 | 0 | 0 |  | 0 |  | 0 | 0 |  | 0 | 5.8817
SPP_N_2_SPP_S | SPP_N | SPP_S | 2040 | B3 | 75 | 0 | 4000 | 1079.34 | 0 |  | 0 |  | 0 | 0 |  | 0 | 5.8817
SPP_N_2_SPP_S | SPP_N | SPP_S | 2040 | B4 | 100 | 0 | 4000 | 0 | 0 |  | 0 |  | 0 | 0 |  | 0 | 5.8817
SPP_N_2_SPP_S | SPP_N | SPP_S | 2040 | B5 | 200 | 0 | 4000 | 0 | 0 |  | 0 |  | 0 | 0 |  | 0 | 5.8817
SPP_N_2_SPP_S | SPP_N | SPP_S | 2040 | B6 | 300 | 0 | 4000 | 2248.35 | 0 |  | 0 |  | 0 | 0 |  | 0 | 5.8817
SPP_N_2_SPP_S | SPP_N | SPP_S | 2040 | B7 | 400 | 0 | 4000 | 2641.43 | 2227.85 |  | 0 |  | 0 | 0 |  | 0 | 5.8817
SPP_N_2_SPP_S | SPP_N | SPP_S | 2040 | B8 | 500 | 500 | 4000 | 4000 | 4000 |  | 922.43 |  | 12.9858 | 5.567 |  | 4.9003 | 5.8817
SPP_N_2_SPP_S | SPP_N | SPP_S | 2040 | B9 | 800 | 800 | 4000 | 4000 | 4000 |  | 982.19 |  | 4.748 | 5.567 |  | 2.8667 | 5.8817
SPP_N_2_SPP_S | SPP_N | SPP_S | 2040 | B10 | 1262 | 0 | 4000 | 2196.89 | 1222.37 |  | 0 |  | 0 | 0 |  | 0 | 5.8817
SPP_N_2_SPP_S | SPP_N | SPP_S | 2040 | B11 | 25 | 0 | 4000 | 4000 | 3857.8 |  | 0 |  | 3.9883 | 0 |  | 0.075251 | 5.8817
SPP_N_2_SPP_S | SPP_N | SPP_S | 2040 | B12 | 200 | 0 | 4000 | 1194.83 | 251.91 |  | 0 |  | 0 | 0 |  | 0 | 5.8817
SPP_N_2_SPP_S | SPP_N | SPP_S | 2040 | B13 | 600 | 0 | 4000 | 474.29 | 0 |  | 0 |  | 0 | 0 |  | 0 | 5.8817
SPP_N_2_SPP_S | SPP_N | SPP_S | 2040 | B14 | 900 | 0 | 4000 | 0 | 0 |  | 0 |  | 0 | 0 |  | 0 | 5.8817
SPP_N_2_SPP_S | SPP_N | SPP_S | 2040 | B15 | 1203 | 0 | 4000 | 0 | 0 |  | 0 |  | 0 | 0 |  | 0 | 5.8817
SPP_N_2_SPP_S | SPP_N | SPP_S | 2040 | B16 | 25 | 0 | 4000 | 1009.4 | 0 |  | 0 |  | 0 | 0 |  | 0 | 5.8817
SPP_N_2_SPP_S | SPP_N | SPP_S | 2040 | B17 | 100 | 0 | 4000 | 745.87 | 0 |  | 0 |  | 0 | 0 |  | 0 | 5.8817
SPP_N_2_SPP_S | SPP_N | SPP_S | 2040 | B18 | 400 | 0 | 4000 | 863.53 | 0 |  | 0 |  | 0 | 0 |  | 0 | 5.8817
SPP_N_2_SPP_S | SPP_N | SPP_S | 2040 | B19 | 700 | 0 | 4000 | 72.6 | 0 |  | 0 |  | 0 | 0 |  | 0 | 5.8817
SPP_N_2_SPP_S | SPP_N | SPP_S | 2040 | B20 | 935 | 0 | 4000 | 0 | 0 |  | 0 |  | 0 | 0 |  | 0 | 5.8817
SPP_N_2_SPP_S | SPP_N | SPP_S | 2045 | B1 | 10 | 0 | 4000 | 1559.88 | 0 |  | 0 |  | 0 | 0 |  | 0 | 10.1007
SPP_N_2_SPP_S | SPP_N | SPP_S | 2045 | B2 | 25 | 0 | 4000 | 0 | 0 |  | 0 |  | 0 | 0 |  | 0 | 10.1007
SPP_N_2_SPP_S | SPP_N | SPP_S | 2045 | B3 | 75 | 0 | 4000 | 951.32 | 328.8 |  | 0 |  | 0 | 0 |  | 0 | 10.1007
SPP_N_2_SPP_S | SPP_N | SPP_S | 2045 | B4 | 100 | 0 | 4000 | 0 | 284.43 |  | 0 |  | 0 | 0 |  | 0 | 10.1007
SPP_N_2_SPP_S | SPP_N | SPP_S | 2045 | B5 | 200 | 0 | 4000 | 78.03 | 0 |  | 0 |  | 0 | 0 |  | 0 | 10.1007
SPP_N_2_SPP_S | SPP_N | SPP_S | 2045 | B6 | 300 | 0 | 4000 | 1411.98 | 0 |  | 0 |  | 0 | 0 |  | 0 | 10.1007
SPP_N_2_SPP_S | SPP_N | SPP_S | 2045 | B7 | 400 | 0 | 4000 | 4000 | 4000 |  | 0 |  | 20.3333 | 0.56976 |  | 8.7928 | 10.1007
SPP_N_2_SPP_S | SPP_N | SPP_S | 2045 | B8 | 500 | 500 | 4000 | 4000 | 4000 |  | 2141.22 |  | 8.6176 | 5.1041 |  | 4.6582 | 10.1007
SPP_N_2_SPP_S | SPP_N | SPP_S | 2045 | B9 | 800 | 800 | 4000 | 3993.23 | 4000 |  | 622.01 |  | 0 | 5.1041 |  | 0 | 10.1007
SPP_N_2_SPP_S | SPP_N | SPP_S | 2045 | B10 | 1262 | 0 | 4000 | 1840.12 | 915.8 |  | 0 |  | 0 | 0 |  | 0 | 10.1007
SPP_N_2_SPP_S | SPP_N | SPP_S | 2045 | B11 | 25 | 25 | 4000 | 4000 | 4000 |  | 235 |  | 0.61724 | 5.1041 |  | 0.016682 | 10.1007
SPP_N_2_SPP_S | SPP_N | SPP_S | 2045 | B12 | 200 | 0 | 4000 | 844.92 | 0 |  | 0 |  | 0 | 0 |  | 0 | 10.1007
SPP_N_2_SPP_S | SPP_N | SPP_S | 2045 | B13 | 600 | 0 | 4000 | 112.51 | 0 |  | 0 |  | 0 | 0 |  | 0 | 10.1007
SPP_N_2_SPP_S | SPP_N | SPP_S | 2045 | B14 | 900 | 0 | 4000 | 0 | 0 |  | 0 |  | 0 | 0 |  | 0 | 10.1007
SPP_N_2_SPP_S | SPP_N | SPP_S | 2045 | B15 | 1203 | 0 | 4000 | 0 | 0 |  | 0 |  | 0 | 0 |  | 0 | 10.1007
SPP_N_2_SPP_S | SPP_N | SPP_S | 2045 | B16 | 25 | 0 | 4000 | 614.15 | 0 |  | 0 |  | 0 | 0 |  | 0 | 10.1007
SPP_N_2_SPP_S | SPP_N | SPP_S | 2045 | B17 | 100 | 0 | 4000 | 379.33 | 0 |  | 0 |  | 0 | 0 |  | 0 | 10.1007
SPP_N_2_SPP_S | SPP_N | SPP_S | 2045 | B18 | 400 | 0 | 4000 | 534.18 | 0 |  | 0 |  | 0 | 0 |  | 0 | 10.1007
SPP_N_2_SPP_S | SPP_N | SPP_S | 2045 | B19 | 700 | 0 | 4000 | 0 | 0 |  | 0 |  | 0 | 0 |  | 0 | 10.1007
SPP_N_2_SPP_S | SPP_N | SPP_S | 2045 | B20 | 935 | 0 | 4000 | 0 | 0 |  | 0 |  | 0 | 0 |  | 0 | 10.1007
SPP_N_2_SPP_S | SPP_N | SPP_S | 2050 | B1 | 10 | 0 | 4000 | 2239.66 | 0 |  | 0 |  | 0 | 0 |  | 0 | 6.6794
SPP_N_2_SPP_S | SPP_N | SPP_S | 2050 | B2 | 25 | 0 | 4000 | 0 | 0 |  | 0 |  | 0 | 0 |  | 0 | 6.6794
SPP_N_2_SPP_S | SPP_N | SPP_S | 2050 | B3 | 75 | 0 | 4000 | 0 | 0 |  | 0 |  | 0 | 0 |  | 0 | 6.6794
SPP_N_2_SPP_S | SPP_N | SPP_S | 2050 | B4 | 100 | 0 | 4000 | 0 | 0 |  | 0 |  | 0 | 0 |  | 0 | 6.6794
SPP_N_2_SPP_S | SPP_N | SPP_S | 2050 | B5 | 200 | 0 | 4000 | 1727.69 | 0 |  | 0 |  | 0 | 0 |  | 0 | 6.6794
SPP_N_2_SPP_S | SPP_N | SPP_S | 2050 | B6 | 300 | 0 | 4000 | 4000 | 0 |  | 0 |  | 3.466 | 0 |  | 1.4854 | 6.6794
SPP_N_2_SPP_S | SPP_N | SPP_S | 2050 | B7 | 400 | 0 | 4000 | 4000 | 3585.41 |  | 0 |  | 12.9858 | 0 |  | 7.4204 | 6.6794
SPP_N_2_SPP_S | SPP_N | SPP_S | 2050 | B8 | 500 | 500 | 4000 | 3740.43 | 4000 |  | 1670.93 |  | 0 | 5.1753 |  | 0 | 6.6794
SPP_N_2_SPP_S | SPP_N | SPP_S | 2050 | B9 | 800 | 800 | 4000 | 1483.07 | 4000 |  | 267.83 |  | 0 | 5.1753 |  | 0 | 6.6794
SPP_N_2_SPP_S | SPP_N | SPP_S | 2050 | B10 | 1262 | 0 | 4000 | 1101.84 | 614.24 |  | 0 |  | 0 | 0 |  | 0 | 6.6794
SPP_N_2_SPP_S | SPP_N | SPP_S | 2050 | B11 | 25 | 0 | 4000 | 2931.38 | 3894.94 |  | 0 |  | 0 | 0 |  | 0 | 6.6794
SPP_N_2_SPP_S | SPP_N | SPP_S | 2050 | B12 | 200 | 0 | 4000 | 126.33 | 20.98 |  | 0 |  | 0 | 0 |  | 0 | 6.6794
SPP_N_2_SPP_S | SPP_N | SPP_S | 2050 | B13 | 600 | 0 | 4000 | 133.12 | 0 |  | 0 |  | 0 | 0 |  | 0 | 6.6794
SPP_N_2_SPP_S | SPP_N | SPP_S | 2050 | B14 | 900 | 0 | 4000 | 0 | 0 |  | 0 |  | 0 | 0 |  | 0 | 6.6794
SPP_N_2_SPP_S | SPP_N | SPP_S | 2050 | B15 | 1203 | 0 | 4000 | 0 | 0 |  | 0 |  | 0 | 0 |  | 0 | 6.6794
SPP_N_2_SPP_S | SPP_N | SPP_S | 2050 | B16 | 25 | 0 | 4000 | 230.64 | 0 |  | 0 |  | 0 | 0 |  | 0 | 6.6794
SPP_N_2_SPP_S | SPP_N | SPP_S | 2050 | B17 | 100 | 0 | 4000 | 29.11 | 0 |  | 0 |  | 0 | 0 |  | 0 | 6.6794
SPP_N_2_SPP_S | SPP_N | SPP_S | 2050 | B18 | 400 | 0 | 4000 | 181.6 | 0 |  | 0 |  | 0 | 0 |  | 0 | 6.6794
SPP_N_2_SPP_S | SPP_N | SPP_S | 2050 | B19 | 700 | 0 | 4000 | 0 | 0 |  | 0 |  | 0 | 0 |  | 0 | 6.6794
SPP_N_2_SPP_S | SPP_N | SPP_S | 2050 | B20 | 935 | 0 | 4000 | 0 | 0 |  | 0 |  | 0 | 0 |  | 0 | 6.6794
SPP_S_2_ENT | SPP_S | ENT | 2015 | B1 | 10 | 0 | 850 | 0 | 0 |  | 0 |  | 0 | 0 |  | 0 | 0
SPP_S_2_ENT | SPP_S | ENT | 2015 | B2 | 25 | 0 | 850 | 0 | 0 |  | 0 |  | 0 | 0 |  | 0 | 0
SPP_S_2_ENT | SPP_S | ENT | 2015 | B3 | 75 | 0 | 850 | 433.09 | 0 |  | 0 |  | 0 | 0 |  | 0 | 0
SPP_S_2_ENT | SPP_S | ENT | 2015 | B4 | 100 | 0 | 850 | 695.26 | 753.94 |  | 0 |  | 0 | 0 |  | 0 | 0
SPP_S_2_ENT | SPP_S | ENT | 2015 | B5 | 200 | 0 | 850 | 0 | 0 |  | 0 |  | 0 | 0 |  | 0 | 0
SPP_S_2_ENT | SPP_S | ENT | 2015 | B6 | 300 | 0 | 850 | 0 | 0 |  | 0 |  | 0 | 0 |  | 0 | 0
SPP_S_2_ENT | SPP_S | ENT | 2015 | B7 | 400 | 0 | 850 | 0 | 0 |  | 0 |  | 0 | 0 |  | 0 | 0
SPP_S_2_ENT | SPP_S | ENT | 2015 | B8 | 500 | 0 | 850 | 0 | 0 |  | 0 |  | 0 | 0 |  | 0 | 0
SPP_S_2_ENT | SPP_S | ENT | 2015 | B9 | 800 | 0 | 850 | 0 | 0 |  | 0 |  | 0 | 0 |  | 0 | 0
SPP_S_2_ENT | SPP_S | ENT | 2015 | B10 | 1262 | 0 | 850 | 0 | 0 |  | 0 |  | 0 | 0 |  | 0 | 0
SPP_S_2_ENT | SPP_S | ENT | 2015 | B11 | 25 | 0 | 850 | 0 | 0 |  | 0 |  | 0 | 0 |  | 0 | 0
SPP_S_2_ENT | SPP_S | ENT | 2015 | B12 | 200 | 0 | 850 | 0 | 0 |  | 0 |  | 0 | 0 |  | 0 | 0
SPP_S_2_ENT | SPP_S | ENT | 2015 | B13 | 600 | 0 | 850 | 0 | 0 |  | 0 |  | 0 | 0 |  | 0 | 0
SPP_S_2_ENT | SPP_S | ENT | 2015 | B14 | 900 | 0 | 850 | 0 | 0 |  | 0 |  | 0 | 0 |  | 0 | 0
SPP_S_2_ENT | SPP_S | ENT | 2015 | B15 | 1203 | 0 | 850 | 0 | 0 |  | 0 |  | 0 | 0 |  | 0 | 0
SPP_S_2_ENT | SPP_S | ENT | 2015 | B16 | 25 | 25 | 850 | 725.94 | 850 |  | 214.98 |  | 0 | 0.01187 |  | 0 | 0
SPP_S_2_ENT | SPP_S | ENT | 2015 | B17 | 100 | 0 | 850 | 0 | 0 |  | 0 |  | 0 | 0 |  | 0 | 0
SPP_S_2_ENT | SPP_S | ENT | 2015 | B18 | 400 | 0 | 850 | 0 | 0 |  | 0 |  | 0 | 0 |  | 0 | 0
SPP_S_2_ENT | SPP_S | ENT | 2015 | B19 | 700 | 0 | 850 | 0 | 0 |  | 0 |  | 0 | 0 |  | 0 | 0
SPP_S_2_ENT | SPP_S | ENT | 2015 | B20 | 935 | 0 | 850 | 0 | 0 |  | 0 |  | 0 | 0 |  | 0 | 0
SPP_S_2_ENT | SPP_S | ENT | 2020 | B1 | 10 | 10 | 850 | 850 | 850 |  | 11490.69 |  | 68.1694 | 6.4929 |  | 0.15861 | 6.4911
SPP_S_2_ENT | SPP_S | ENT | 2020 | B2 | 25 | 25 | 850 | 850 | 850 |  | 2788.36 |  | 11.5495 | 6.4929 |  | 0.06718 | 6.4911
SPP_S_2_ENT | SPP_S | ENT | 2020 | B3 | 75 | 0 | 850 | 850 | 850 |  | 0 |  | 2.0535 | 4.1189 |  | 0.035834 | 6.4911
SPP_S_2_ENT | SPP_S | ENT | 2020 | B4 | 100 | 0 | 850 | 850 | 850 |  | 0 |  | 7.395 | 6.2317 |  | 0.17206 | 6.4911
SPP_S_2_ENT | SPP_S | ENT | 2020 | B5 | 200 | 0 | 850 | 850 | 850 |  | 0 |  | 4.0239 | 4.0239 |  | 0.18725 | 6.4911
SPP_S_2_ENT | SPP_S | ENT | 2020 | B6 | 300 | 0 | 850 | 633.61 | 850 |  | 0 |  | 0 | 5.7688 |  | 0 | 6.4911
SPP_S_2_ENT | SPP_S | ENT | 2020 | B7 | 400 | 0 | 850 | 0 | 850 |  | 0 |  | 0 | 4.4631 |  | 0 | 6.4911
SPP_S_2_ENT | SPP_S | ENT | 2020 | B8 | 500 | 0 | 850 | 0 | 0 |  | 0 |  | 0 | 0 |  | 0 | 6.4911
SPP_S_2_ENT | SPP_S | ENT | 2020 | B9 | 800 | 0 | 850 | 0 | 0 |  | 0 |  | 0 | 0 |  | 0 | 6.4911
SPP_S_2_ENT | SPP_S | ENT | 2020 | B10 | 1262 | 0 | 850 | 0 | 850 |  | 0 |  | 0 | 1.8042 |  | 0 | 6.4911
SPP_S_2_ENT | SPP_S | ENT | 2020 | B11 | 25 | 25 | 850 | 850 | 850 |  | 2787.2 |  | 28.2625 | 6.4929 |  | 0.16439 | 6.4911
SPP_S_2_ENT | SPP_S | ENT | 2020 | B12 | 200 | 0 | 850 | 0 | 0 |  | 0 |  | 0 | 0 |  | 0 | 6.4911
SPP_S_2_ENT | SPP_S | ENT | 2020 | B13 | 600 | 0 | 850 | 0 | 850 |  | 0 |  | 0 | 0.18992 |  | 0 | 6.4911
SPP_S_2_ENT | SPP_S | ENT | 2020 | B14 | 900 | 0 | 850 | 850 | 850 |  | 0 |  | 0.97334 | 5.7926 |  | 0.20382 | 6.4911
SPP_S_2_ENT | SPP_S | ENT | 2020 | B15 | 1203 | 1203 | 850 | 850 | 850 |  | 1225.81 |  | 22.4699 | 6.4929 |  | 6.2893 | 6.4911
SPP_S_2_ENT | SPP_S | ENT | 2020 | B16 | 25 | 25 | 850 | 850 | 850 |  | 5241.45 |  | 23.3364 | 6.4929 |  | 0.13574 | 6.4911
SPP_S_2_ENT | SPP_S | ENT | 2020 | B17 | 100 | 0 | 850 | 850 | 850 |  | 0 |  | 0.64098 | 2.2553 |  | 0.014913 | 6.4911
SPP_S_2_ENT | SPP_S | ENT | 2020 | B18 | 400 | 0 | 850 | 143.87 | 850 |  | 0 |  | 0 | 2.7301 |  | 0 | 6.4911
SPP_S_2_ENT | SPP_S | ENT | 2020 | B19 | 700 | 0 | 850 | 850 | 850 |  | 0 |  | 0.43919 | 2.1485 |  | 0.071529 | 6.4911
SPP_S_2_ENT | SPP_S | ENT | 2020 | B20 | 935 | 0 | 850 | 850 | 850 |  | 0 |  | 5.3059 | 5.7688 |  | 1.1543 | 6.4911
SPP_S_2_ENT | SPP_S | ENT | 2025 | B1 | 10 | 0 | 850 | 850 | 850 |  | 0 |  | 656.8858 | 24.9151 |  | 1.4852 | 25.4865
SPP_S_2_ENT | SPP_S | ENT | 2025 | B2 | 25 | 0 | 850 | 850 | 850 |  | 0 |  | 515.8109 | 24.9151 |  | 2.9155 | 25.4865
SPP_S_2_ENT | SPP_S | ENT | 2025 | B3 | 75 | 0 | 850 | 819.87 | 850 |  | 0 |  | 0 | 16.2856 |  | 0 | 25.4865
SPP_S_2_ENT | SPP_S | ENT | 2025 | B4 | 100 | 0 | 850 | 850 | 850 |  | 0 |  | 2.8013 | 4.6412 |  | 0.063335 | 25.4865
SPP_S_2_ENT | SPP_S | ENT | 2025 | B5 | 200 | 0 | 850 | 850 | 850 |  | 0 |  | 4.8311 | 11.3952 |  | 0.21845 | 25.4865
SPP_S_2_ENT | SPP_S | ENT | 2025 | B6 | 300 | 0 | 850 | 850 | 577.6 |  | 0 |  | 4.8311 | 0 |  | 0.32768 | 25.4865
SPP_S_2_ENT | SPP_S | ENT | 2025 | B7 | 400 | 0 | 850 | 67.97 | 850 |  | 0 |  | 0 | 2.5639 |  | 0 | 25.4865
SPP_S_2_ENT | SPP_S | ENT | 2025 | B8 | 500 | 0 | 850 | 0 | 0 |  | 0 |  | 0 | 0 |  | 0 | 25.4865
SPP_S_2_ENT | SPP_S | ENT | 2025 | B9 | 800 | 0 | 850 | 0 | 0 |  | 0 |  | 0 | 0 |  | 0 | 25.4865
SPP_S_2_ENT | SPP_S | ENT | 2025 | B10 | 1262 | 0 | 850 | 815.92 | 850 |  | 0 |  | 0 | 18.0661 |  | 0 | 25.4865
SPP_S_2_ENT | SPP_S | ENT | 2025 | B11 | 25 | 0 | 850 | 850 | 850 |  | 0 |  | 14.8019 | 15.7515 |  | 0.083664 | 25.4865
SPP_S_2_ENT | SPP_S | ENT | 2025 | B12 | 200 | 0 | 850 | 0 | 850 |  | 0 |  | 0 | 8.0004 |  | 0 | 25.4865
SPP_S_2_ENT | SPP_S | ENT | 2025 | B13 | 600 | 0 | 850 | 748.93 | 850 |  | 0 |  | 0 | 18.3273 |  | 0 | 25.4865
SPP_S_2_ENT | SPP_S | ENT | 2025 | B14 | 900 | 0 | 850 | 850 | 850 |  | 0 |  | 22.6954 | 24.9151 |  | 4.6181 | 25.4865
SPP_S_2_ENT | SPP_S | ENT | 2025 | B15 | 1203 | 0 | 850 | 850 | 850 |  | 0 |  | 65.653 | 24.9151 |  | 17.8568 | 25.4865
SPP_S_2_ENT | SPP_S | ENT | 2025 | B16 | 25 | 0 | 850 | 850 | 850 |  | 0 |  | 7.9885 | 19.7873 |  | 0.045153 | 25.4865
SPP_S_2_ENT | SPP_S | ENT | 2025 | B17 | 100 | 0 | 850 | 0 | 850 |  | 0 |  | 0 | 15.4547 |  | 0 | 25.4865
SPP_S_2_ENT | SPP_S | ENT | 2025 | B18 | 400 | 0 | 850 | 0 | 850 |  | 0 |  | 0 | 14.885 |  | 0 | 25.4865
SPP_S_2_ENT | SPP_S | ENT | 2025 | B19 | 700 | 0 | 850 | 850 | 850 |  | 0 |  | 1.0446 | 17.7575 |  | 0.16532 | 25.4865
SPP_S_2_ENT | SPP_S | ENT | 2025 | B20 | 935 | 0 | 850 | 850 | 850 |  | 0 |  | 29.3426 | 19.7873 |  | 6.2029 | 25.4865
SPP_S_2_ENT | SPP_S | ENT | 2030 | B1 | 10 | 10 | 850 | 850 | 850 |  | 10549.73 |  | 640.5289 | 30.1498 |  | 0.96176 | 30.1518
SPP_S_2_ENT | SPP_S | ENT | 2030 | B2 | 25 | 25 | 850 | 850 | 850 |  | 1480.83 |  | 584.0159 | 30.1498 |  | 2.1923 | 30.1518
SPP_S_2_ENT | SPP_S | ENT | 2030 | B3 | 75 | 0 | 850 | 818.38 | 850 |  | 0 |  | 0 | 5.2703 |  | 0 | 30.1518
SPP_S_2_ENT | SPP_S | ENT | 2030 | B4 | 100 | 0 | 850 | 850 | 850 |  | 0 |  | 0.92586 | 5.5077 |  | 0.013902 | 30.1518
SPP_S_2_ENT | SPP_S | ENT | 2030 | B5 | 200 | 0 | 850 | 850 | 850 |  | 0 |  | 2.3265 | 7.9885 |  | 0.069865 | 30.1518
SPP_S_2_ENT | SPP_S | ENT | 2030 | B6 | 300 | 0 | 850 | 0 | 0 |  | 0 |  | 0 | 0 |  | 0 | 30.1518
SPP_S_2_ENT | SPP_S | ENT | 2030 | B7 | 400 | 0 | 850 | 0 | 0 |  | 0 |  | 0 | 0 |  | 0 | 30.1518
SPP_S_2_ENT | SPP_S | ENT | 2030 | B8 | 500 | 0 | 850 | 0 | 850 |  | 0 |  | 0 | 0.02374 |  | 0 | 30.1518
SPP_S_2_ENT | SPP_S | ENT | 2030 | B9 | 800 | 0 | 850 | 0 | 850 |  | 0 |  | 0 | 7.0627 |  | 0 | 30.1518
SPP_S_2_ENT | SPP_S | ENT | 2030 | B10 | 1262 | 1262 | 850 | 850 | 850 |  | 2149 |  | 2.9438 | 30.1498 |  | 0.55781 | 30.1518
SPP_S_2_ENT | SPP_S | ENT | 2030 | B11 | 25 | 0 | 850 | 0 | 284 |  | 0 |  | 0 | 0 |  | 0 | 30.1518
SPP_S_2_ENT | SPP_S | ENT | 2030 | B12 | 200 | 0 | 850 | 850 | 850 |  | 0 |  | 0.29675 | 29.58 |  | 0.0089114 | 30.1518
SPP_S_2_ENT | SPP_S | ENT | 2030 | B13 | 600 | 600 | 850 | 850 | 850 |  | 3046.05 |  | 7.2644 | 30.1498 |  | 0.65445 | 30.1518
SPP_S_2_ENT | SPP_S | ENT | 2030 | B14 | 900 | 900 | 850 | 850 | 850 |  | 7725.46 |  | 84.0159 | 30.1498 |  | 11.3535 | 30.1518
SPP_S_2_ENT | SPP_S | ENT | 2030 | B15 | 1203 | 1203 | 850 | 850 | 850 |  | 8147.63 |  | 73.6415 | 30.1498 |  | 13.3019 | 30.1518
SPP_S_2_ENT | SPP_S | ENT | 2030 | B16 | 25 | 25 | 850 | 850 | 850 |  | 1985.39 |  | 4.8548 | 30.1498 |  | 0.018224 | 30.1518
SPP_S_2_ENT | SPP_S | ENT | 2030 | B17 | 100 | 100 | 850 | 850 | 850 |  | 2888.62 |  | 14.7425 | 30.1498 |  | 0.22136 | 30.1518
SPP_S_2_ENT | SPP_S | ENT | 2030 | B18 | 400 | 400 | 850 | 850 | 850 |  | 2126.1 |  | 2.9319 | 30.1498 |  | 0.17609 | 30.1518
SPP_S_2_ENT | SPP_S | ENT | 2030 | B19 | 700 | 700 | 850 | 850 | 850 |  | 4365.41 |  | 14.9087 | 30.1498 |  | 1.567 | 30.1518
SPP_S_2_ENT | SPP_S | ENT | 2030 | B20 | 935 | 935 | 850 | 850 | 850 |  | 6664.81 |  | 64.8577 | 30.1498 |  | 9.1054 | 30.1518
SPP_S_2_ENT | SPP_S | ENT | 2035 | B1 | 10 | 10 | 850 | 850 | 850 |  | 13569.4 |  | 594.8532 | 40.8684 |  | 0.92083 | 60.995
SPP_S_2_ENT | SPP_S | ENT | 2035 | B2 | 25 | 25 | 850 | 850 | 850 |  | 6458.27 |  | 522.8854 | 40.8684 |  | 2.0236 | 60.995
SPP_S_2_ENT | SPP_S | ENT | 2035 | B3 | 75 | 0 | 850 | 839.06 | 850 |  | 0 |  | 0 | 27.123 |  | 0 | 60.995
SPP_S_2_ENT | SPP_S | ENT | 2035 | B4 | 100 | 0 | 850 | 850 | 850 |  | 0 |  | 0.01187 | 6.8609 |  | 0.00018375 | 60.995
SPP_S_2_ENT | SPP_S | ENT | 2035 | B5 | 200 | 0 | 850 | 406.01 | 850 |  | 0 |  | 0 | 13.0214 |  | 0 | 60.995
SPP_S_2_ENT | SPP_S | ENT | 2035 | B6 | 300 | 0 | 850 | 0 | 707.63 |  | 0 |  | 0 | 0 |  | 0 | 60.995
SPP_S_2_ENT | SPP_S | ENT | 2035 | B7 | 400 | 0 | 850 | 0 | 0 |  | 0 |  | 0 | 0 |  | 0 | 60.995
SPP_S_2_ENT | SPP_S | ENT | 2035 | B8 | 500 | 0 | 850 | 0 | 119.95 |  | 0 |  | 0 | 0 |  | 0 | 60.995
SPP_S_2_ENT | SPP_S | ENT | 2035 | B9 | 800 | 0 | 850 | 0 | 850 |  | 0 |  | 0 | 0.58163 |  | 0 | 60.995
SPP_S_2_ENT | SPP_S | ENT | 2035 | B10 | 1262 | 0 | 850 | 850 | 850 |  | 0 |  | 23.467 | 38.352 |  | 4.5844 | 60.995
SPP_S_2_ENT | SPP_S | ENT | 2035 | B11 | 25 | 0 | 850 | 431.15 | 562.13 |  | 0 |  | 0 | 0 |  | 0 | 60.995
SPP_S_2_ENT | SPP_S | ENT | 2035 | B12 | 200 | 0 | 850 | 850 | 850 |  | 0 |  | 8.0004 | 38.352 |  | 0.24769 | 60.995
SPP_S_2_ENT | SPP_S | ENT | 2035 | B13 | 600 | 0 | 850 | 850 | 850 |  | 0 |  | 73.6652 | 38.3757 |  | 6.842 | 60.995
SPP_S_2_ENT | SPP_S | ENT | 2035 | B14 | 900 | 900 | 850 | 850 | 850 |  | 3624.42 |  | 112.3733 | 40.8684 |  | 15.6557 | 60.995
SPP_S_2_ENT | SPP_S | ENT | 2035 | B15 | 1203 | 1203 | 850 | 850 | 850 |  | 4753.45 |  | 108.1951 | 40.8684 |  | 20.1484 | 60.995
SPP_S_2_ENT | SPP_S | ENT | 2035 | B16 | 25 | 0 | 850 | 850 | 850 |  | 0 |  | 128.1248 | 38.3757 |  | 0.49584 | 60.995
SPP_S_2_ENT | SPP_S | ENT | 2035 | B17 | 100 | 0 | 850 | 850 | 850 |  | 0 |  | 120.6704 | 38.3757 |  | 1.868 | 60.995
SPP_S_2_ENT | SPP_S | ENT | 2035 | B18 | 400 | 0 | 850 | 850 | 850 |  | 0 |  | 34.6723 | 38.352 |  | 2.1469 | 60.995
SPP_S_2_ENT | SPP_S | ENT | 2035 | B19 | 700 | 700 | 850 | 850 | 850 |  | 54.34 |  | 104.1593 | 40.8684 |  | 11.2866 | 60.995
SPP_S_2_ENT | SPP_S | ENT | 2035 | B20 | 935 | 935 | 850 | 850 | 850 |  | 1988.48 |  | 104.3729 | 40.8684 |  | 15.1066 | 60.995
SPP_S_2_ENT | SPP_S | ENT | 2040 | B1 | 10 | 10 | 850 | 850 | 850 |  | 5603.73 |  | 548.8688 | 45.2128 |  | 0.83989 | 66.102
SPP_S_2_ENT | SPP_S | ENT | 2040 | B2 | 25 | 25 | 850 | 850 | 850 |  | 5237.35 |  | 358.1535 | 45.2128 |  | 1.3701 | 66.102
SPP_S_2_ENT | SPP_S | ENT | 2040 | B3 | 75 | 0 | 850 | 850 | 850 |  | 0 |  | 1.2464 | 8.0122 |  | 0.014304 | 66.102
SPP_S_2_ENT | SPP_S | ENT | 2040 | B4 | 100 | 0 | 850 | 850 | 850 |  | 0 |  | 12.8552 | 5.7332 |  | 0.19671 | 66.102
SPP_S_2_ENT | SPP_S | ENT | 2040 | B5 | 200 | 0 | 850 | 0 | 850 |  | 0 |  | 0 | 14.2084 |  | 0 | 66.102
SPP_S_2_ENT | SPP_S | ENT | 2040 | B6 | 300 | 0 | 850 | 0 | 850 |  | 0 |  | 0 | 0.01187 |  | 0 | 66.102
SPP_S_2_ENT | SPP_S | ENT | 2040 | B7 | 400 | 0 | 850 | 0 | 0 |  | 0 |  | 0 | 0 |  | 0 | 66.102
SPP_S_2_ENT | SPP_S | ENT | 2040 | B8 | 500 | 0 | 850 | 0 | 105.48 |  | 0 |  | 0 | 0 |  | 0 | 66.102
SPP_S_2_ENT | SPP_S | ENT | 2040 | B9 | 800 | 0 | 850 | 0 | 850 |  | 0 |  | 0 | 5.4009 |  | 0 | 66.102
SPP_S_2_ENT | SPP_S | ENT | 2040 | B10 | 1262 | 0 | 850 | 850 | 850 |  | 0 |  | 26.9568 | 42.6252 |  | 5.2057 | 66.102
SPP_S_2_ENT | SPP_S | ENT | 2040 | B11 | 25 | 0 | 850 | 61.22 | 850 |  | 0 |  | 0 | 3.2643 |  | 0 | 66.102
SPP_S_2_ENT | SPP_S | ENT | 2040 | B12 | 200 | 0 | 850 | 850 | 850 |  | 0 |  | 64.2167 | 42.6252 |  | 1.9653 | 66.102
SPP_S_2_ENT | SPP_S | ENT | 2040 | B13 | 600 | 0 | 850 | 850 | 850 |  | 0 |  | 137.0629 | 42.6489 |  | 12.5842 | 66.102
SPP_S_2_ENT | SPP_S | ENT | 2040 | B14 | 900 | 900 | 850 | 850 | 850 |  | 3933.84 |  | 142.3807 | 45.2128 |  | 19.6087 | 66.102
SPP_S_2_ENT | SPP_S | ENT | 2040 | B15 | 1203 | 1203 | 850 | 850 | 850 |  | 5024.73 |  | 68.4899 | 45.2128 |  | 12.608 | 66.102
SPP_S_2_ENT | SPP_S | ENT | 2040 | B16 | 25 | 25 | 850 | 850 | 850 |  | 66.54 |  | 166.3343 | 45.2128 |  | 0.63632 | 66.102
SPP_S_2_ENT | SPP_S | ENT | 2040 | B17 | 100 | 100 | 850 | 850 | 850 |  | 227.49 |  | 155.1528 | 45.2128 |  | 2.3742 | 66.102
SPP_S_2_ENT | SPP_S | ENT | 2040 | B18 | 400 | 0 | 850 | 850 | 850 |  | 0 |  | 88.4908 | 42.6489 |  | 5.4164 | 66.102
SPP_S_2_ENT | SPP_S | ENT | 2040 | B19 | 700 | 700 | 850 | 850 | 850 |  | 377.82 |  | 144.8615 | 45.2128 |  | 15.5169 | 66.102
SPP_S_2_ENT | SPP_S | ENT | 2040 | B20 | 935 | 935 | 850 | 850 | 850 |  | 2281.17 |  | 68.4899 | 45.2128 |  | 9.7992 | 66.102
SPP_S_2_ENT | SPP_S | ENT | 2045 | B1 | 10 | 10 | 850 | 850 | 850 |  | 5873.58 |  | 512.2973 | 34.6129 |  | 0.8055 | 57.8263
SPP_S_2_ENT | SPP_S | ENT | 2045 | B2 | 25 | 25 | 850 | 850 | 850 |  | 4087.98 |  | 195.0478 | 34.6129 |  | 0.7667 | 57.8263
SPP_S_2_ENT | SPP_S | ENT | 2045 | B3 | 75 | 0 | 850 | 714.61 | 850 |  | 0 |  | 0 | 22.0663 |  | 0 | 57.8263
SPP_S_2_ENT | SPP_S | ENT | 2045 | B4 | 100 | 0 | 850 | 768.45 | 850 |  | 0 |  | 0 | 10.4931 |  | 0 | 57.8263
SPP_S_2_ENT | SPP_S | ENT | 2045 | B5 | 200 | 0 | 850 | 0 | 850 |  | 0 |  | 0 | 26.8262 |  | 0 | 57.8263
SPP_S_2_ENT | SPP_S | ENT | 2045 | B6 | 300 | 0 | 850 | 0 | 850 |  | 0 |  | 0 | 0.01187 |  | 0 | 57.8263
SPP_S_2_ENT | SPP_S | ENT | 2045 | B7 | 400 | 0 | 850 | 0 | 0 |  | 0 |  | 0 | 0 |  | 0 | 57.8263
SPP_S_2_ENT | SPP_S | ENT | 2045 | B8 | 500 | 0 | 850 | 0 | 850 |  | 0 |  | 0 | 6.1843 |  | 0 | 57.8263
SPP_S_2_ENT | SPP_S | ENT | 2045 | B9 | 800 | 0 | 850 | 323.41 | 850 |  | 0 |  | 0 | 18.0305 |  | 0 | 57.8263
SPP_S_2_ENT | SPP_S | ENT | 2045 | B10 | 1262 | 0 | 850 | 850 | 850 |  | 0 |  | 56.9641 | 32.1202 |  | 11.3033 | 57.8263
SPP_S_2_ENT | SPP_S | ENT | 2045 | B11 | 25 | 0 | 850 | 66.5 | 850 |  | 0 |  | 0 | 7.0745 |  | 0 | 57.8263
SPP_S_2_ENT | SPP_S | ENT | 2045 | B12 | 200 | 0 | 850 | 850 | 850 |  | 0 |  | 87.9448 | 32.144 |  | 2.7656 | 57.8263
SPP_S_2_ENT | SPP_S | ENT | 2045 | B13 | 600 | 0 | 850 | 850 | 850 |  | 0 |  | 79.802 | 32.144 |  | 7.5285 | 57.8263
SPP_S_2_ENT | SPP_S | ENT | 2045 | B14 | 900 | 900 | 850 | 850 | 850 |  | 4238.18 |  | 87.565 | 34.6129 |  | 12.3913 | 57.8263
SPP_S_2_ENT | SPP_S | ENT | 2045 | B15 | 1203 | 1203 | 850 | 850 | 850 |  | 5588.21 |  | 68.4899 | 34.6129 |  | 12.9549 | 57.8263
SPP_S_2_ENT | SPP_S | ENT | 2045 | B16 | 25 | 25 | 850 | 850 | 850 |  | 6.66 |  | 211.654 | 34.6129 |  | 0.83197 | 57.8263
SPP_S_2_ENT | SPP_S | ENT | 2045 | B17 | 100 | 100 | 850 | 850 | 850 |  | 133.71 |  | 206.2531 | 34.6129 |  | 3.243 | 57.8263
SPP_S_2_ENT | SPP_S | ENT | 2045 | B18 | 400 | 0 | 850 | 850 | 850 |  | 0 |  | 78.8643 | 32.1321 |  | 4.96 | 57.8263
SPP_S_2_ENT | SPP_S | ENT | 2045 | B19 | 700 | 700 | 850 | 850 | 850 |  | 695.96 |  | 86.1525 | 34.6129 |  | 9.4822 | 57.8263
SPP_S_2_ENT | SPP_S | ENT | 2045 | B20 | 935 | 935 | 850 | 850 | 850 |  | 2902.99 |  | 68.4899 | 34.6129 |  | 10.0689 | 57.8263
SPP_S_2_ENT | SPP_S | ENT | 2050 | B1 | 10 | 10 | 850 | 850 | 850 |  | 13109.2 |  | 582.449 | 27.7877 |  | 0.88788 | 32.0649
SPP_S_2_ENT | SPP_S | ENT | 2050 | B2 | 25 | 25 | 850 | 850 | 850 |  | 4877.46 |  | 244.8544 | 27.7877 |  | 0.93313 | 32.0649
SPP_S_2_ENT | SPP_S | ENT | 2050 | B3 | 75 | 0 | 850 | 850 | 850 |  | 0 |  | 0.01187 | 26.8618 |  | 0.00013571 | 32.0649
SPP_S_2_ENT | SPP_S | ENT | 2050 | B4 | 100 | 0 | 850 | 850 | 850 |  | 0 |  | 9.6266 | 9.0093 |  | 0.14675 | 32.0649
SPP_S_2_ENT | SPP_S | ENT | 2050 | B5 | 200 | 0 | 850 | 0 | 850 |  | 0 |  | 0 | 16.1669 |  | 0 | 32.0649
SPP_S_2_ENT | SPP_S | ENT | 2050 | B6 | 300 | 0 | 850 | 0 | 850 |  | 0 |  | 0 | 1.3176 |  | 0 | 32.0649
SPP_S_2_ENT | SPP_S | ENT | 2050 | B7 | 400 | 0 | 850 | 0 | 0 |  | 0 |  | 0 | 0 |  | 0 | 32.0649
SPP_S_2_ENT | SPP_S | ENT | 2050 | B8 | 500 | 0 | 850 | 0 | 850 |  | 0 |  | 0 | 4.0358 |  | 0 | 32.0649
SPP_S_2_ENT | SPP_S | ENT | 2050 | B9 | 800 | 0 | 850 | 0 | 850 |  | 0 |  | 0 | 18.1611 |  | 0 | 32.0649
SPP_S_2_ENT | SPP_S | ENT | 2050 | B10 | 1262 | 0 | 850 | 850 | 850 |  | 0 |  | 16.4993 | 26.8381 |  | 3.1741 | 32.0649
SPP_S_2_ENT | SPP_S | ENT | 2050 | B11 | 25 | 0 | 850 | 850 | 850 |  | 0 |  | 7.9885 | 8.677 |  | 0.030444 | 32.0649
SPP_S_2_ENT | SPP_S | ENT | 2050 | B12 | 200 | 0 | 850 | 850 | 850 |  | 0 |  | 14.9918 | 26.8381 |  | 0.45707 | 32.0649
SPP_S_2_ENT | SPP_S | ENT | 2050 | B13 | 600 | 600 | 850 | 850 | 850 |  | 23.98 |  | 66.0922 | 27.7877 |  | 6.045 | 32.0649
SPP_S_2_ENT | SPP_S | ENT | 2050 | B14 | 900 | 900 | 850 | 850 | 850 |  | 4537.53 |  | 68.478 | 27.7877 |  | 9.3949 | 32.0649
SPP_S_2_ENT | SPP_S | ENT | 2050 | B15 | 1203 | 1203 | 850 | 850 | 850 |  | 5949.67 |  | 31.2537 | 27.7877 |  | 5.7314 | 32.0649
SPP_S_2_ENT | SPP_S | ENT | 2050 | B16 | 25 | 25 | 850 | 850 | 850 |  | 386.32 |  | 146.8319 | 27.7877 |  | 0.55957 | 32.0649
SPP_S_2_ENT | SPP_S | ENT | 2050 | B17 | 100 | 100 | 850 | 850 | 850 |  | 480.08 |  | 68.478 | 27.7877 |  | 1.0439 | 32.0649
SPP_S_2_ENT | SPP_S | ENT | 2050 | B18 | 400 | 0 | 850 | 850 | 850 |  | 0 |  | 38.0196 | 26.8618 |  | 2.3183 | 32.0649
SPP_S_2_ENT | SPP_S | ENT | 2050 | B19 | 700 | 700 | 850 | 850 | 850 |  | 1008.88 |  | 68.478 | 27.7877 |  | 7.3071 | 32.0649
SPP_S_2_ENT | SPP_S | ENT | 2050 | B20 | 935 | 935 | 850 | 850 | 850 |  | 3186.23 |  | 33.141 | 27.7877 |  | 4.7236 | 32.0649
SPP_S_2_SPP_N | SPP_S | SPP_N | 2015 | B1 | 10 | 10 | 640 | 640 | 640 |  | 251.11 |  | 5.7332 | 3.466 |  | 0.1318 | 3.4823
SPP_S_2_SPP_N | SPP_S | SPP_N | 2015 | B2 | 25 | 25 | 640 | 640 | 640 |  | 485.59 |  | 2.1485 | 3.466 |  | 0.12348 | 3.4823
SPP_S_2_SPP_N | SPP_S | SPP_N | 2015 | B3 | 75 | 75 | 640 | 640 | 640 |  | 1130.93 |  | 8.7838 | 3.466 |  | 1.5144 | 3.4823
SPP_S_2_SPP_N | SPP_S | SPP_N | 2015 | B4 | 100 | 100 | 640 | 640 | 640 |  | 986.4 |  | 8.1903 | 3.466 |  | 1.8828 | 3.4823
SPP_S_2_SPP_N | SPP_S | SPP_N | 2015 | B5 | 200 | 0 | 640 | 640 | 0 |  | 0 |  | 1.5906 | 0 |  | 0.7313 | 3.4823
SPP_S_2_SPP_N | SPP_S | SPP_N | 2015 | B6 | 300 | 0 | 640 | 0 | 0 |  | 0 |  | 0 | 0 |  | 0 | 3.4823
SPP_S_2_SPP_N | SPP_S | SPP_N | 2015 | B7 | 400 | 0 | 640 | 0 | 0 |  | 0 |  | 0 | 0 |  | 0 | 3.4823
SPP_S_2_SPP_N | SPP_S | SPP_N | 2015 | B8 | 500 | 0 | 640 | 0 | 0 |  | 0 |  | 0 | 0 |  | 0 | 3.4823
SPP_S_2_SPP_N | SPP_S | SPP_N | 2015 | B9 | 800 | 0 | 640 | 0 | 0 |  | 0 |  | 0 | 0 |  | 0 | 3.4823
SPP_S_2_SPP_N | SPP_S | SPP_N | 2015 | B10 | 1262 | 0 | 640 | 0 | 0 |  | 0 |  | 0 | 0 |  | 0 | 3.4823
SPP_S_2_SPP_N | SPP_S | SPP_N | 2015 | B11 | 25 | 0 | 640 | 640 | 0 |  | 0 |  | 4.5106 | 0 |  | 0.25923 | 3.4823
SPP_S_2_SPP_N | SPP_S | SPP_N | 2015 | B12 | 200 | 0 | 640 | 235.7 | 148.83 |  | 0 |  | 0 | 0 |  | 0 | 3.4823
SPP_S_2_SPP_N | SPP_S | SPP_N | 2015 | B13 | 600 | 0 | 640 | 168.1 | 81.23 |  | 0 |  | 0 | 0 |  | 0 | 3.4823
SPP_S_2_SPP_N | SPP_S | SPP_N | 2015 | B14 | 900 | 0 | 640 | 0 | 0 |  | 0 |  | 0 | 0 |  | 0 | 3.4823
SPP_S_2_SPP_N | SPP_S | SPP_N | 2015 | B15 | 1203 | 0 | 640 | 0 | 0 |  | 0 |  | 0 | 0 |  | 0 | 3.4823
SPP_S_2_SPP_N | SPP_S | SPP_N | 2015 | B16 | 25 | 0 | 640 | 0 | 207.61 |  | 0 |  | 0 | 0 |  | 0 | 3.4823
SPP_S_2_SPP_N | SPP_S | SPP_N | 2015 | B17 | 100 | 0 | 640 | 0 | 0 |  | 0 |  | 0 | 0 |  | 0 | 3.4823
SPP_S_2_SPP_N | SPP_S | SPP_N | 2015 | B18 | 400 | 0 | 640 | 0 | 0 |  | 0 |  | 0 | 0 |  | 0 | 3.4823
SPP_S_2_SPP_N | SPP_S | SPP_N | 2015 | B19 | 700 | 0 | 640 | 0 | 0 |  | 0 |  | 0 | 0 |  | 0 | 3.4823
SPP_S_2_SPP_N | SPP_S | SPP_N | 2015 | B20 | 935 | 0 | 640 | 0 | 0 |  | 0 |  | 0 | 0 |  | 0 | 3.4823
SPP_S_2_SPP_N | SPP_S | SPP_N | 2020 | B1 | 10 | 10 | 640 | 640 | 640 |  | 126.48 |  | 0.67659 | 4.107 |  | 0.015554 | 4.1155
SPP_S_2_SPP_N | SPP_S | SPP_N | 2020 | B2 | 25 | 25 | 640 | 640 | 640 |  | 1449.22 |  | 10.6355 | 4.107 |  | 0.61124 | 4.1155
SPP_S_2_SPP_N | SPP_S | SPP_N | 2020 | B3 | 75 | 75 | 640 | 640 | 640 |  | 66.2 |  | 2.0416 | 4.107 |  | 0.35201 | 4.1155
SPP_S_2_SPP_N | SPP_S | SPP_N | 2020 | B4 | 100 | 0 | 640 | 640 | 640 |  | 0 |  | 7.3831 | 2.006 |  | 1.6973 | 4.1155
SPP_S_2_SPP_N | SPP_S | SPP_N | 2020 | B5 | 200 | 0 | 640 | 640 | 426.37 |  | 0 |  | 3.5847 | 0 |  | 1.6482 | 4.1155
SPP_S_2_SPP_N | SPP_S | SPP_N | 2020 | B6 | 300 | 0 | 640 | 0 | 0 |  | 0 |  | 0 | 0 |  | 0 | 4.1155
SPP_S_2_SPP_N | SPP_S | SPP_N | 2020 | B7 | 400 | 0 | 640 | 0 | 0 |  | 0 |  | 0 | 0 |  | 0 | 4.1155
SPP_S_2_SPP_N | SPP_S | SPP_N | 2020 | B8 | 500 | 0 | 640 | 0 | 0 |  | 0 |  | 0 | 0 |  | 0 | 4.1155
SPP_S_2_SPP_N | SPP_S | SPP_N | 2020 | B9 | 800 | 0 | 640 | 0 | 0 |  | 0 |  | 0 | 0 |  | 0 | 4.1155
SPP_S_2_SPP_N | SPP_S | SPP_N | 2020 | B10 | 1262 | 0 | 640 | 0 | 0 |  | 0 |  | 0 | 0 |  | 0 | 4.1155
SPP_S_2_SPP_N | SPP_S | SPP_N | 2020 | B11 | 25 | 0 | 640 | 640 | 640 |  | 0 |  | 20.2384 | 0.70033 |  | 1.1631 | 4.1155
SPP_S_2_SPP_N | SPP_S | SPP_N | 2020 | B12 | 200 | 0 | 640 | 0 | 0 |  | 0 |  | 0 | 0 |  | 0 | 4.1155
SPP_S_2_SPP_N | SPP_S | SPP_N | 2020 | B13 | 600 | 0 | 640 | 0 | 0 |  | 0 |  | 0 | 0 |  | 0 | 4.1155
SPP_S_2_SPP_N | SPP_S | SPP_N | 2020 | B14 | 900 | 0 | 640 | 0 | 393.72 |  | 0 |  | 0 | 0 |  | 0 | 4.1155
SPP_S_2_SPP_N | SPP_S | SPP_N | 2020 | B15 | 1203 | 0 | 640 | 245.94 | 640 |  | 0 |  | 0 | 0.70033 |  | 0 | 4.1155
SPP_S_2_SPP_N | SPP_S | SPP_N | 2020 | B16 | 25 | 0 | 640 | 0 | 640 |  | 0 |  | 0 | 0.70033 |  | 0 | 4.1155
SPP_S_2_SPP_N | SPP_S | SPP_N | 2020 | B17 | 100 | 0 | 640 | 0 | 0 |  | 0 |  | 0 | 0 |  | 0 | 4.1155
SPP_S_2_SPP_N | SPP_S | SPP_N | 2020 | B18 | 400 | 0 | 640 | 0 | 0 |  | 0 |  | 0 | 0 |  | 0 | 4.1155
SPP_S_2_SPP_N | SPP_S | SPP_N | 2020 | B19 | 700 | 0 | 640 | 0 | 0 |  | 0 |  | 0 | 0 |  | 0 | 4.1155
SPP_S_2_SPP_N | SPP_S | SPP_N | 2020 | B20 | 935 | 0 | 640 | 0 | 0 |  | 0 |  | 0 | 0 |  | 0 | 4.1155
SPP_S_2_SPP_N | SPP_S | SPP_N | 2025 | B1 | 10 | 10 | 640 | 640 | 640 |  | 12438.94 |  | 42.4353 | 5.1041 |  | 0.57735 | 5.1201
SPP_S_2_SPP_N | SPP_S | SPP_N | 2025 | B2 | 25 | 25 | 640 | 640 | 640 |  | 4787.75 |  | 14.5408 | 5.1041 |  | 0.49458 | 5.1201
SPP_S_2_SPP_N | SPP_S | SPP_N | 2025 | B3 | 75 | 0 | 640 | 640 | 342.64 |  | 0 |  | 1.282 | 0 |  | 0.13081 | 5.1201
SPP_S_2_SPP_N | SPP_S | SPP_N | 2025 | B4 | 100 | 0 | 640 | 640 | 227.81 |  | 0 |  | 2.7895 | 0 |  | 0.37952 | 5.1201
SPP_S_2_SPP_N | SPP_S | SPP_N | 2025 | B5 | 200 | 0 | 640 | 640 | 640 |  | 0 |  | 10.1963 | 3.929 |  | 2.7745 | 5.1201
SPP_S_2_SPP_N | SPP_S | SPP_N | 2025 | B6 | 300 | 0 | 640 | 640 | 0 |  | 0 |  | 4.8192 | 0 |  | 1.967 | 5.1201
SPP_S_2_SPP_N | SPP_S | SPP_N | 2025 | B7 | 400 | 0 | 640 | 0 | 0 |  | 0 |  | 0 | 0 |  | 0 | 5.1201
SPP_S_2_SPP_N | SPP_S | SPP_N | 2025 | B8 | 500 | 0 | 640 | 0 | 0 |  | 0 |  | 0 | 0 |  | 0 | 5.1201
SPP_S_2_SPP_N | SPP_S | SPP_N | 2025 | B9 | 800 | 0 | 640 | 0 | 0 |  | 0 |  | 0 | 0 |  | 0 | 5.1201
SPP_S_2_SPP_N | SPP_S | SPP_N | 2025 | B10 | 1262 | 0 | 640 | 0 | 0 |  | 0 |  | 0 | 0 |  | 0 | 5.1201
SPP_S_2_SPP_N | SPP_S | SPP_N | 2025 | B11 | 25 | 0 | 640 | 640 | 0 |  | 0 |  | 14.79 | 0 |  | 0.50306 | 5.1201
SPP_S_2_SPP_N | SPP_S | SPP_N | 2025 | B12 | 200 | 0 | 640 | 0 | 0 |  | 0 |  | 0 | 0 |  | 0 | 5.1201
SPP_S_2_SPP_N | SPP_S | SPP_N | 2025 | B13 | 600 | 0 | 640 | 0 | 0 |  | 0 |  | 0 | 0 |  | 0 | 5.1201
SPP_S_2_SPP_N | SPP_S | SPP_N | 2025 | B14 | 900 | 900 | 640 | 0 | 640 |  | 247.38 |  | 0 | 5.1041 |  | 0 | 5.1201
SPP_S_2_SPP_N | SPP_S | SPP_N | 2025 | B15 | 1203 | 1203 | 640 | 0 | 640 |  | 1283.72 |  | 0 | 5.1041 |  | 0 | 5.1201
SPP_S_2_SPP_N | SPP_S | SPP_N | 2025 | B16 | 25 | 0 | 640 | 0 | 0 |  | 0 |  | 0 | 0 |  | 0 | 5.1201
SPP_S_2_SPP_N | SPP_S | SPP_N | 2025 | B17 | 100 | 0 | 640 | 0 | 0 |  | 0 |  | 0 | 0 |  | 0 | 5.1201
SPP_S_2_SPP_N | SPP_S | SPP_N | 2025 | B18 | 400 | 0 | 640 | 0 | 0 |  | 0 |  | 0 | 0 |  | 0 | 5.1201
SPP_S_2_SPP_N | SPP_S | SPP_N | 2025 | B19 | 700 | 0 | 640 | 0 | 0 |  | 0 |  | 0 | 0 |  | 0 | 5.1201
SPP_S_2_SPP_N | SPP_S | SPP_N | 2025 | B20 | 935 | 0 | 640 | 0 | 0 |  | 0 |  | 0 | 0 |  | 0 | 5.1201
SPP_S_2_SPP_N | SPP_S | SPP_N | 2030 | B1 | 10 | 0 | 640 | 640 | 259.15 |  | 0 |  | 49.9846 | 0 |  | 0.40473 | 4.2621
SPP_S_2_SPP_N | SPP_S | SPP_N | 2030 | B2 | 25 | 0 | 640 | 640 | 640 |  | 0 |  | 7.3831 | 4.1545 |  | 0.14946 | 4.2621
SPP_S_2_SPP_N | SPP_S | SPP_N | 2030 | B3 | 75 | 0 | 640 | 51.78 | 0 |  | 0 |  | 0 | 0 |  | 0 | 4.2621
SPP_S_2_SPP_N | SPP_S | SPP_N | 2030 | B4 | 100 | 0 | 640 | 640 | 0 |  | 0 |  | 3.6916 | 0 |  | 0.29891 | 4.2621
SPP_S_2_SPP_N | SPP_S | SPP_N | 2030 | B5 | 200 | 0 | 640 | 640 | 0 |  | 0 |  | 11.9294 | 0 |  | 1.9319 | 4.2621
SPP_S_2_SPP_N | SPP_S | SPP_N | 2030 | B6 | 300 | 0 | 640 | 0 | 0 |  | 0 |  | 0 | 0 |  | 0 | 4.2621
SPP_S_2_SPP_N | SPP_S | SPP_N | 2030 | B7 | 400 | 0 | 640 | 0 | 0 |  | 0 |  | 0 | 0 |  | 0 | 4.2621
SPP_S_2_SPP_N | SPP_S | SPP_N | 2030 | B8 | 500 | 0 | 640 | 0 | 0 |  | 0 |  | 0 | 0 |  | 0 | 4.2621
SPP_S_2_SPP_N | SPP_S | SPP_N | 2030 | B9 | 800 | 0 | 640 | 0 | 0 |  | 0 |  | 0 | 0 |  | 0 | 4.2621
SPP_S_2_SPP_N | SPP_S | SPP_N | 2030 | B10 | 1262 | 0 | 640 | 0 | 0 |  | 0 |  | 0 | 0 |  | 0 | 4.2621
SPP_S_2_SPP_N | SPP_S | SPP_N | 2030 | B11 | 25 | 0 | 640 | 0 | 0 |  | 0 |  | 0 | 0 |  | 0 | 4.2621
SPP_S_2_SPP_N | SPP_S | SPP_N | 2030 | B12 | 200 | 0 | 640 | 0 | 0 |  | 0 |  | 0 | 0 |  | 0 | 4.2621
SPP_S_2_SPP_N | SPP_S | SPP_N | 2030 | B13 | 600 | 0 | 640 | 0 | 0 |  | 0 |  | 0 | 0 |  | 0 | 4.2621
SPP_S_2_SPP_N | SPP_S | SPP_N | 2030 | B14 | 900 | 0 | 640 | 640 | 0 |  | 0 |  | 3.9765 | 0 |  | 2.8978 | 4.2621
SPP_S_2_SPP_N | SPP_S | SPP_N | 2030 | B15 | 1203 | 0 | 640 | 0 | 0 |  | 0 |  | 0 | 0 |  | 0 | 4.2621
SPP_S_2_SPP_N | SPP_S | SPP_N | 2030 | B16 | 25 | 0 | 640 | 0 | 0 |  | 0 |  | 0 | 0 |  | 0 | 4.2621
SPP_S_2_SPP_N | SPP_S | SPP_N | 2030 | B17 | 100 | 0 | 640 | 0 | 0 |  | 0 |  | 0 | 0 |  | 0 | 4.2621
SPP_S_2_SPP_N | SPP_S | SPP_N | 2030 | B18 | 400 | 0 | 640 | 0 | 0 |  | 0 |  | 0 | 0 |  | 0 | 4.2621
SPP_S_2_SPP_N | SPP_S | SPP_N | 2030 | B19 | 700 | 0 | 640 | 0 | 0 |  | 0 |  | 0 | 0 |  | 0 | 4.2621
SPP_S_2_SPP_N | SPP_S | SPP_N | 2030 | B20 | 935 | 0 | 640 | 0 | 0 |  | 0 |  | 0 | 0 |  | 0 | 4.2621
SPP_S_2_SPP_N | SPP_S | SPP_N | 2035 | B1 | 10 | 0 | 640 | 0 | 640 |  | 0 |  | 0 | 2.4927 |  | 0 | 4.6619
SPP_S_2_SPP_N | SPP_S | SPP_N | 2035 | B2 | 25 | 0 | 640 | 640 | 640 |  | 0 |  | 23.6569 | 2.4927 |  | 2.6285 | 4.6619
SPP_S_2_SPP_N | SPP_S | SPP_N | 2035 | B3 | 75 | 0 | 640 | 0 | 328.75 |  | 0 |  | 0 | 0 |  | 0 | 4.6619
SPP_S_2_SPP_N | SPP_S | SPP_N | 2035 | B4 | 100 | 0 | 640 | 590.89 | 540.75 |  | 0 |  | 0 | 0 |  | 0 | 4.6619
SPP_S_2_SPP_N | SPP_S | SPP_N | 2035 | B5 | 200 | 200 | 640 | 640 | 640 |  | 115.55 |  | 4.0358 | 5.3771 |  | 3.5874 | 4.6619
SPP_S_2_SPP_N | SPP_S | SPP_N | 2035 | B6 | 300 | 0 | 640 | 0 | 0 |  | 0 |  | 0 | 0 |  | 0 | 4.6619
SPP_S_2_SPP_N | SPP_S | SPP_N | 2035 | B7 | 400 | 0 | 640 | 0 | 0 |  | 0 |  | 0 | 0 |  | 0 | 4.6619
SPP_S_2_SPP_N | SPP_S | SPP_N | 2035 | B8 | 500 | 0 | 640 | 0 | 0 |  | 0 |  | 0 | 0 |  | 0 | 4.6619
SPP_S_2_SPP_N | SPP_S | SPP_N | 2035 | B9 | 800 | 0 | 640 | 0 | 0 |  | 0 |  | 0 | 0 |  | 0 | 4.6619
SPP_S_2_SPP_N | SPP_S | SPP_N | 2035 | B10 | 1262 | 0 | 640 | 0 | 0 |  | 0 |  | 0 | 0 |  | 0 | 4.6619
SPP_S_2_SPP_N | SPP_S | SPP_N | 2035 | B11 | 25 | 0 | 640 | 0 | 0 |  | 0 |  | 0 | 0 |  | 0 | 4.6619
SPP_S_2_SPP_N | SPP_S | SPP_N | 2035 | B12 | 200 | 0 | 640 | 0 | 0 |  | 0 |  | 0 | 0 |  | 0 | 4.6619
SPP_S_2_SPP_N | SPP_S | SPP_N | 2035 | B13 | 600 | 0 | 640 | 0 | 148.87 |  | 0 |  | 0 | 0 |  | 0 | 4.6619
SPP_S_2_SPP_N | SPP_S | SPP_N | 2035 | B14 | 900 | 0 | 640 | 0 | 640 |  | 0 |  | 0 | 2.4927 |  | 0 | 4.6619
SPP_S_2_SPP_N | SPP_S | SPP_N | 2035 | B15 | 1203 | 0 | 640 | 0 | 640 |  | 0 |  | 0 | 2.4927 |  | 0 | 4.6619
SPP_S_2_SPP_N | SPP_S | SPP_N | 2035 | B16 | 25 | 0 | 640 | 0 | 313.82 |  | 0 |  | 0 | 0 |  | 0 | 4.6619
SPP_S_2_SPP_N | SPP_S | SPP_N | 2035 | B17 | 100 | 0 | 640 | 0 | 509.3 |  | 0 |  | 0 | 0 |  | 0 | 4.6619
SPP_S_2_SPP_N | SPP_S | SPP_N | 2035 | B18 | 400 | 0 | 640 | 0 | 0 |  | 0 |  | 0 | 0 |  | 0 | 4.6619
SPP_S_2_SPP_N | SPP_S | SPP_N | 2035 | B19 | 700 | 0 | 640 | 0 | 640 |  | 0 |  | 0 | 2.4927 |  | 0 | 4.6619
SPP_S_2_SPP_N | SPP_S | SPP_N | 2035 | B20 | 935 | 0 | 640 | 0 | 640 |  | 0 |  | 0 | 2.4927 |  | 0 | 4.6619
SPP_S_2_SPP_N | SPP_S | SPP_N | 2040 | B1 | 10 | 10 | 640 | 0 | 640 |  | 7613.49 |  | 0 | 6.1961 |  | 0 | 6.7721
SPP_S_2_SPP_N | SPP_S | SPP_N | 2040 | B2 | 25 | 25 | 640 | 640 | 640 |  | 554.69 |  | 28.5948 | 6.1961 |  | 2.1996 | 6.7721
SPP_S_2_SPP_N | SPP_S | SPP_N | 2040 | B3 | 75 | 0 | 640 | 0 | 588.54 |  | 0 |  | 0 | 0 |  | 0 | 6.7721
SPP_S_2_SPP_N | SPP_S | SPP_N | 2040 | B4 | 100 | 0 | 640 | 640 | 640 |  | 0 |  | 12.8433 | 1.7211 |  | 3.9518 | 6.7721
SPP_S_2_SPP_N | SPP_S | SPP_N | 2040 | B5 | 200 | 200 | 640 | 640 | 640 |  | 1118.74 |  | 4.6768 | 6.1961 |  | 2.878 | 6.7721
SPP_S_2_SPP_N | SPP_S | SPP_N | 2040 | B6 | 300 | 0 | 640 | 0 | 93.83 |  | 0 |  | 0 | 0 |  | 0 | 6.7721
SPP_S_2_SPP_N | SPP_S | SPP_N | 2040 | B7 | 400 | 0 | 640 | 0 | 0 |  | 0 |  | 0 | 0 |  | 0 | 6.7721
SPP_S_2_SPP_N | SPP_S | SPP_N | 2040 | B8 | 500 | 0 | 640 | 0 | 0 |  | 0 |  | 0 | 0 |  | 0 | 6.7721
SPP_S_2_SPP_N | SPP_S | SPP_N | 2040 | B9 | 800 | 0 | 640 | 0 | 0 |  | 0 |  | 0 | 0 |  | 0 | 6.7721
SPP_S_2_SPP_N | SPP_S | SPP_N | 2040 | B10 | 1262 | 0 | 640 | 0 | 0 |  | 0 |  | 0 | 0 |  | 0 | 6.7721
SPP_S_2_SPP_N | SPP_S | SPP_N | 2040 | B11 | 25 | 0 | 640 | 0 | 0 |  | 0 |  | 0 | 0 |  | 0 | 6.7721
SPP_S_2_SPP_N | SPP_S | SPP_N | 2040 | B12 | 200 | 0 | 640 | 0 | 0 |  | 0 |  | 0 | 0 |  | 0 | 6.7721
SPP_S_2_SPP_N | SPP_S | SPP_N | 2040 | B13 | 600 | 0 | 640 | 0 | 474.59 |  | 0 |  | 0 | 0 |  | 0 | 6.7721
SPP_S_2_SPP_N | SPP_S | SPP_N | 2040 | B14 | 900 | 0 | 640 | 0 | 640 |  | 0 |  | 0 | 2.5639 |  | 0 | 6.7721
SPP_S_2_SPP_N | SPP_S | SPP_N | 2040 | B15 | 1203 | 0 | 640 | 0 | 640 |  | 0 |  | 0 | 2.5639 |  | 0 | 6.7721
SPP_S_2_SPP_N | SPP_S | SPP_N | 2040 | B16 | 25 | 0 | 640 | 0 | 640 |  | 0 |  | 0 | 2.5639 |  | 0 | 6.7721
SPP_S_2_SPP_N | SPP_S | SPP_N | 2040 | B17 | 100 | 0 | 640 | 0 | 640 |  | 0 |  | 0 | 2.5639 |  | 0 | 6.7721
SPP_S_2_SPP_N | SPP_S | SPP_N | 2040 | B18 | 400 | 0 | 640 | 0 | 111 |  | 0 |  | 0 | 0 |  | 0 | 6.7721
SPP_S_2_SPP_N | SPP_S | SPP_N | 2040 | B19 | 700 | 0 | 640 | 0 | 640 |  | 0 |  | 0 | 2.5639 |  | 0 | 6.7721
SPP_S_2_SPP_N | SPP_S | SPP_N | 2040 | B20 | 935 | 0 | 640 | 0 | 640 |  | 0 |  | 0 | 2.5639 |  | 0 | 6.7721
SPP_S_2_SPP_N | SPP_S | SPP_N | 2045 | B1 | 10 | 10 | 640 | 0 | 640 |  | 4838.27 |  | 0 | 4.7836 |  | 0 | 3.9937
SPP_S_2_SPP_N | SPP_S | SPP_N | 2045 | B2 | 25 | 0 | 640 | 640 | 640 |  | 0 |  | 9.1993 | 2.4571 |  | 1.8399 | 3.9937
SPP_S_2_SPP_N | SPP_S | SPP_N | 2045 | B3 | 75 | 0 | 640 | 0 | 0 |  | 0 |  | 0 | 0 |  | 0 | 3.9937
SPP_S_2_SPP_N | SPP_S | SPP_N | 2045 | B4 | 100 | 0 | 640 | 640 | 0 |  | 0 |  | 4.3563 | 0 |  | 3.485 | 3.9937
SPP_S_2_SPP_N | SPP_S | SPP_N | 2045 | B5 | 200 | 200 | 640 | 0 | 640 |  | 940.56 |  | 0 | 4.7836 |  | 0 | 3.9937
SPP_S_2_SPP_N | SPP_S | SPP_N | 2045 | B6 | 300 | 0 | 640 | 0 | 171.1 |  | 0 |  | 0 | 0 |  | 0 | 3.9937
SPP_S_2_SPP_N | SPP_S | SPP_N | 2045 | B7 | 400 | 0 | 640 | 0 | 0 |  | 0 |  | 0 | 0 |  | 0 | 3.9937
SPP_S_2_SPP_N | SPP_S | SPP_N | 2045 | B8 | 500 | 0 | 640 | 0 | 0 |  | 0 |  | 0 | 0 |  | 0 | 3.9937
SPP_S_2_SPP_N | SPP_S | SPP_N | 2045 | B9 | 800 | 0 | 640 | 0 | 0 |  | 0 |  | 0 | 0 |  | 0 | 3.9937
SPP_S_2_SPP_N | SPP_S | SPP_N | 2045 | B10 | 1262 | 0 | 640 | 0 | 0 |  | 0 |  | 0 | 0 |  | 0 | 3.9937
SPP_S_2_SPP_N | SPP_S | SPP_N | 2045 | B11 | 25 | 0 | 640 | 0 | 0 |  | 0 |  | 0 | 0 |  | 0 | 3.9937
SPP_S_2_SPP_N | SPP_S | SPP_N | 2045 | B12 | 200 | 0 | 640 | 0 | 89.38 |  | 0 |  | 0 | 0 |  | 0 | 3.9937
SPP_S_2_SPP_N | SPP_S | SPP_N | 2045 | B13 | 600 | 0 | 640 | 0 | 348.92 |  | 0 |  | 0 | 0 |  | 0 | 3.9937
SPP_S_2_SPP_N | SPP_S | SPP_N | 2045 | B14 | 900 | 0 | 640 | 0 | 640 |  | 0 |  | 0 | 2.4571 |  | 0 | 3.9937
SPP_S_2_SPP_N | SPP_S | SPP_N | 2045 | B15 | 1203 | 0 | 640 | 0 | 640 |  | 0 |  | 0 | 2.4571 |  | 0 | 3.9937
SPP_S_2_SPP_N | SPP_S | SPP_N | 2045 | B16 | 25 | 0 | 640 | 0 | 640 |  | 0 |  | 0 | 2.4571 |  | 0 | 3.9937
SPP_S_2_SPP_N | SPP_S | SPP_N | 2045 | B17 | 100 | 0 | 640 | 0 | 640 |  | 0 |  | 0 | 2.4571 |  | 0 | 3.9937
SPP_S_2_SPP_N | SPP_S | SPP_N | 2045 | B18 | 400 | 0 | 640 | 0 | 0 |  | 0 |  | 0 | 0 |  | 0 | 3.9937
SPP_S_2_SPP_N | SPP_S | SPP_N | 2045 | B19 | 700 | 0 | 640 | 0 | 640 |  | 0 |  | 0 | 2.4571 |  | 0 | 3.9937
SPP_S_2_SPP_N | SPP_S | SPP_N | 2045 | B20 | 935 | 0 | 640 | 0 | 640 |  | 0 |  | 0 | 2.4571 |  | 0 | 3.9937
SPP_S_2_SPP_N | SPP_S | SPP_N | 2050 | B1 | 10 | 0 | 640 | 0 | 640 |  | 0 |  | 0 | 2.3384 |  | 0 | 37.5525
SPP_S_2_SPP_N | SPP_S | SPP_N | 2050 | B2 | 25 | 0 | 640 | 640 | 640 |  | 0 |  | 211.8914 | 0.93773 |  | 42.3783 | 37.5525
SPP_S_2_SPP_N | SPP_S | SPP_N | 2050 | B3 | 75 | 0 | 640 | 611.72 | 40.75 |  | 0 |  | 0 | 0 |  | 0 | 37.5525
SPP_S_2_SPP_N | SPP_S | SPP_N | 2050 | B4 | 100 | 0 | 640 | 640 | 77.92 |  | 0 |  | 9.6147 | 0 |  | 7.6918 | 37.5525
SPP_S_2_SPP_N | SPP_S | SPP_N | 2050 | B5 | 200 | 200 | 640 | 0 | 640 |  | 1543.52 |  | 0 | 8.1428 |  | 0 | 37.5525
SPP_S_2_SPP_N | SPP_S | SPP_N | 2050 | B6 | 300 | 0 | 640 | 0 | 640 |  | 0 |  | 0 | 1.3057 |  | 0 | 37.5525
SPP_S_2_SPP_N | SPP_S | SPP_N | 2050 | B7 | 400 | 0 | 640 | 0 | 0 |  | 0 |  | 0 | 0 |  | 0 | 37.5525
SPP_S_2_SPP_N | SPP_S | SPP_N | 2050 | B8 | 500 | 0 | 640 | 0 | 0 |  | 0 |  | 0 | 0 |  | 0 | 37.5525
SPP_S_2_SPP_N | SPP_S | SPP_N | 2050 | B9 | 800 | 0 | 640 | 0 | 0 |  | 0 |  | 0 | 0 |  | 0 | 37.5525
SPP_S_2_SPP_N | SPP_S | SPP_N | 2050 | B10 | 1262 | 0 | 640 | 0 | 0 |  | 0 |  | 0 | 0 |  | 0 | 37.5525
SPP_S_2_SPP_N | SPP_S | SPP_N | 2050 | B11 | 25 | 0 | 640 | 0 | 0 |  | 0 |  | 0 | 0 |  | 0 | 37.5525
SPP_S_2_SPP_N | SPP_S | SPP_N | 2050 | B12 | 200 | 0 | 640 | 0 | 0 |  | 0 |  | 0 | 0 |  | 0 | 37.5525
SPP_S_2_SPP_N | SPP_S | SPP_N | 2050 | B13 | 600 | 0 | 640 | 0 | 640 |  | 0 |  | 0 | 0.93773 |  | 0 | 37.5525
SPP_S_2_SPP_N | SPP_S | SPP_N | 2050 | B14 | 900 | 0 | 640 | 0 | 640 |  | 0 |  | 0 | 0.93773 |  | 0 | 37.5525
SPP_S_2_SPP_N | SPP_S | SPP_N | 2050 | B15 | 1203 | 0 | 640 | 0 | 640 |  | 0 |  | 0 | 1.1277 |  | 0 | 37.5525
SPP_S_2_SPP_N | SPP_S | SPP_N | 2050 | B16 | 25 | 0 | 640 | 0 | 640 |  | 0 |  | 0 | 0.93773 |  | 0 | 37.5525
SPP_S_2_SPP_N | SPP_S | SPP_N | 2050 | B17 | 100 | 0 | 640 | 0 | 640 |  | 0 |  | 0 | 0.93773 |  | 0 | 37.5525
SPP_S_2_SPP_N | SPP_S | SPP_N | 2050 | B18 | 400 | 0 | 640 | 0 | 329.46 |  | 0 |  | 0 | 0 |  | 0 | 37.5525
SPP_S_2_SPP_N | SPP_S | SPP_N | 2050 | B19 | 700 | 0 | 640 | 0 | 640 |  | 0 |  | 0 | 0.93773 |  | 0 | 37.5525
SPP_S_2_SPP_N | SPP_S | SPP_N | 2050 | B20 | 935 | 0 | 640 | 0 | 640 |  | 0 |  | 0 | 0.93773 |  | 0 | 37.5525
TVA_2_ENT | TVA | ENT | 2015 | B1 | 10 | 0 | 500 | 0 | 0 |  | 0 |  | 0 | 0 |  | 0 | 0
TVA_2_ENT | TVA | ENT | 2015 | B2 | 25 | 0 | 500 | 0 | 0 |  | 0 |  | 0 | 0 |  | 0 | 0
TVA_2_ENT | TVA | ENT | 2015 | B3 | 75 | 0 | 500 | 0 | 0 |  | 0 |  | 0 | 0 |  | 0 | 0
TVA_2_ENT | TVA | ENT | 2015 | B4 | 100 | 0 | 500 | 0 | 0 |  | 0 |  | 0 | 0 |  | 0 | 0
TVA_2_ENT | TVA | ENT | 2015 | B5 | 200 | 0 | 500 | 0 | 0 |  | 0 |  | 0 | 0 |  | 0 | 0
TVA_2_ENT | TVA | ENT | 2015 | B6 | 300 | 0 | 500 | 0 | 0 |  | 0 |  | 0 | 0 |  | 0 | 0
TVA_2_ENT | TVA | ENT | 2015 | B7 | 400 | 0 | 500 | 0 | 0 |  | 0 |  | 0 | 0 |  | 0 | 0
TVA_2_ENT | TVA | ENT | 2015 | B8 | 500 | 0 | 500 | 0 | 0 |  | 0 |  | 0 | 0 |  | 0 | 0
TVA_2_ENT | TVA | ENT | 2015 | B9 | 800 | 0 | 500 | 0 | 0 |  | 0 |  | 0 | 0 |  | 0 | 0
TVA_2_ENT | TVA | ENT | 2015 | B10 | 1262 | 0 | 500 | 0 | 0 |  | 0 |  | 0 | 0 |  | 0 | 0
TVA_2_ENT | TVA | ENT | 2015 | B11 | 25 | 0 | 500 | 0 | 0 |  | 0 |  | 0 | 0 |  | 0 | 0
TVA_2_ENT | TVA | ENT | 2015 | B12 | 200 | 0 | 500 | 0 | 0 |  | 0 |  | 0 | 0 |  | 0 | 0
TVA_2_ENT | TVA | ENT | 2015 | B13 | 600 | 0 | 500 | 0 | 0 |  | 0 |  | 0 | 0 |  | 0 | 0
TVA_2_ENT | TVA | ENT | 2015 | B14 | 900 | 0 | 500 | 0 | 0 |  | 0 |  | 0 | 0 |  | 0 | 0
TVA_2_ENT | TVA | ENT | 2015 | B15 | 1203 | 0 | 500 | 0 | 0 |  | 0 |  | 0 | 0 |  | 0 | 0
TVA_2_ENT | TVA | ENT | 2015 | B16 | 25 | 0 | 500 | 0 | 0 |  | 0 |  | 0 | 0 |  | 0 | 0
TVA_2_ENT | TVA | ENT | 2015 | B17 | 100 | 0 | 500 | 0 | 0 |  | 0 |  | 0 | 0 |  | 0 | 0
TVA_2_ENT | TVA | ENT | 2015 | B18 | 400 | 0 | 500 | 0 | 0 |  | 0 |  | 0 | 0 |  | 0 | 0
TVA_2_ENT | TVA | ENT | 2015 | B19 | 700 | 0 | 500 | 0 | 0 |  | 0 |  | 0 | 0 |  | 0 | 0
TVA_2_ENT | TVA | ENT | 2015 | B20 | 935 | 0 | 500 | 0 | 0 |  | 0 |  | 0 | 0 |  | 0 | 0
TVA_2_ENT | TVA | ENT | 2020 | B1 | 10 | 0 | 500 | 0 | 0 |  | 0 |  | 0 | 0 |  | 0 | 0
TVA_2_ENT | TVA | ENT | 2020 | B2 | 25 | 0 | 500 | 0 | 0 |  | 0 |  | 0 | 0 |  | 0 | 0
TVA_2_ENT | TVA | ENT | 2020 | B3 | 75 | 0 | 500 | 0 | 0 |  | 0 |  | 0 | 0 |  | 0 | 0
TVA_2_ENT | TVA | ENT | 2020 | B4 | 100 | 0 | 500 | 0 | 0 |  | 0 |  | 0 | 0 |  | 0 | 0
TVA_2_ENT | TVA | ENT | 2020 | B5 | 200 | 0 | 500 | 0 | 0 |  | 0 |  | 0 | 0 |  | 0 | 0
TVA_2_ENT | TVA | ENT | 2020 | B6 | 300 | 0 | 500 | 0 | 0 |  | 0 |  | 0 | 0 |  | 0 | 0
TVA_2_ENT | TVA | ENT | 2020 | B7 | 400 | 0 | 500 | 0 | 0 |  | 0 |  | 0 | 0 |  | 0 | 0
TVA_2_ENT | TVA | ENT | 2020 | B8 | 500 | 0 | 500 | 0 | 0 |  | 0 |  | 0 | 0 |  | 0 | 0
TVA_2_ENT | TVA | ENT | 2020 | B9 | 800 | 0 | 500 | 0 | 0 |  | 0 |  | 0 | 0 |  | 0 | 0
TVA_2_ENT | TVA | ENT | 2020 | B10 | 1262 | 0 | 500 | 0 | 0 |  | 0 |  | 0 | 0 |  | 0 | 0
TVA_2_ENT | TVA | ENT | 2020 | B11 | 25 | 0 | 500 | 0 | 0 |  | 0 |  | 0 | 0 |  | 0 | 0
TVA_2_ENT | TVA | ENT | 2020 | B12 | 200 | 0 | 500 | 0 | 0 |  | 0 |  | 0 | 0 |  | 0 | 0
TVA_2_ENT | TVA | ENT | 2020 | B13 | 600 | 0 | 500 | 0 | 0 |  | 0 |  | 0 | 0 |  | 0 | 0
TVA_2_ENT | TVA | ENT | 2020 | B14 | 900 | 0 | 500 | 0 | 0 |  | 0 |  | 0 | 0 |  | 0 | 0
TVA_2_ENT | TVA | ENT | 2020 | B15 | 1203 | 0 | 500 | 0 | 0 |  | 0 |  | 0 | 0 |  | 0 | 0
TVA_2_ENT | TVA | ENT | 2020 | B16 | 25 | 0 | 500 | 0 | 0 |  | 0 |  | 0 | 0 |  | 0 | 0
TVA_2_ENT | TVA | ENT | 2020 | B17 | 100 | 0 | 500 | 0 | 0 |  | 0 |  | 0 | 0 |  | 0 | 0
TVA_2_ENT | TVA | ENT | 2020 | B18 | 400 | 0 | 500 | 0 | 0 |  | 0 |  | 0 | 0 |  | 0 | 0
TVA_2_ENT | TVA | ENT | 2020 | B19 | 700 | 0 | 500 | 0 | 0 |  | 0 |  | 0 | 0 |  | 0 | 0
TVA_2_ENT | TVA | ENT | 2020 | B20 | 935 | 0 | 500 | 0 | 0 |  | 0 |  | 0 | 0 |  | 0 | 0
TVA_2_ENT | TVA | ENT | 2025 | B1 | 10 | 0 | 500 | 0 | 0 |  | 0 |  | 0 | 0 |  | 0 | 0
TVA_2_ENT | TVA | ENT | 2025 | B2 | 25 | 0 | 500 | 0 | 0 |  | 0 |  | 0 | 0 |  | 0 | 0
TVA_2_ENT | TVA | ENT | 2025 | B3 | 75 | 0 | 500 | 0 | 0 |  | 0 |  | 0 | 0 |  | 0 | 0
TVA_2_ENT | TVA | ENT | 2025 | B4 | 100 | 0 | 500 | 0 | 0 |  | 0 |  | 0 | 0 |  | 0 | 0
TVA_2_ENT | TVA | ENT | 2025 | B5 | 200 | 0 | 500 | 0 | 0 |  | 0 |  | 0 | 0 |  | 0 | 0
TVA_2_ENT | TVA | ENT | 2025 | B6 | 300 | 0 | 500 | 0 | 0 |  | 0 |  | 0 | 0 |  | 0 | 0
TVA_2_ENT | TVA | ENT | 2025 | B7 | 400 | 0 | 500 | 0 | 0 |  | 0 |  | 0 | 0 |  | 0 | 0
TVA_2_ENT | TVA | ENT | 2025 | B8 | 500 | 0 | 500 | 0 | 0 |  | 0 |  | 0 | 0 |  | 0 | 0
TVA_2_ENT | TVA | ENT | 2025 | B9 | 800 | 0 | 500 | 0 | 0 |  | 0 |  | 0 | 0 |  | 0 | 0
TVA_2_ENT | TVA | ENT | 2025 | B10 | 1262 | 0 | 500 | 0 | 0 |  | 0 |  | 0 | 0 |  | 0 | 0
TVA_2_ENT | TVA | ENT | 2025 | B11 | 25 | 0 | 500 | 0 | 0 |  | 0 |  | 0 | 0 |  | 0 | 0
TVA_2_ENT | TVA | ENT | 2025 | B12 | 200 | 0 | 500 | 0 | 0 |  | 0 |  | 0 | 0 |  | 0 | 0
TVA_2_ENT | TVA | ENT | 2025 | B13 | 600 | 0 | 500 | 0 | 0 |  | 0 |  | 0 | 0 |  | 0 | 0
TVA_2_ENT | TVA | ENT | 2025 | B14 | 900 | 0 | 500 | 0 | 0 |  | 0 |  | 0 | 0 |  | 0 | 0
TVA_2_ENT | TVA | ENT | 2025 | B15 | 1203 | 0 | 500 | 0 | 0 |  | 0 |  | 0 | 0 |  | 0 | 0
TVA_2_ENT | TVA | ENT | 2025 | B16 | 25 | 0 | 500 | 0 | 0 |  | 0 |  | 0 | 0 |  | 0 | 0
TVA_2_ENT | TVA | ENT | 2025 | B17 | 100 | 0 | 500 | 0 | 0 |  | 0 |  | 0 | 0 |  | 0 | 0
TVA_2_ENT | TVA | ENT | 2025 | B18 | 400 | 0 | 500 | 0 | 0 |  | 0 |  | 0 | 0 |  | 0 | 0
TVA_2_ENT | TVA | ENT | 2025 | B19 | 700 | 0 | 500 | 0 | 0 |  | 0 |  | 0 | 0 |  | 0 | 0
TVA_2_ENT | TVA | ENT | 2025 | B20 | 935 | 0 | 500 | 0 | 0 |  | 0 |  | 0 | 0 |  | 0 | 0
TVA_2_ENT | TVA | ENT | 2030 | B1 | 10 | 0 | 500 | 0 | 0 |  | 0 |  | 0 | 0 |  | 0 | 0
TVA_2_ENT | TVA | ENT | 2030 | B2 | 25 | 0 | 500 | 0 | 0 |  | 0 |  | 0 | 0 |  | 0 | 0
TVA_2_ENT | TVA | ENT | 2030 | B3 | 75 | 0 | 500 | 0 | 0 |  | 0 |  | 0 | 0 |  | 0 | 0
TVA_2_ENT | TVA | ENT | 2030 | B4 | 100 | 0 | 500 | 0 | 0 |  | 0 |  | 0 | 0 |  | 0 | 0
TVA_2_ENT | TVA | ENT | 2030 | B5 | 200 | 0 | 500 | 0 | 0 |  | 0 |  | 0 | 0 |  | 0 | 0
TVA_2_ENT | TVA | ENT | 2030 | B6 | 300 | 0 | 500 | 0 | 0 |  | 0 |  | 0 | 0 |  | 0 | 0
TVA_2_ENT | TVA | ENT | 2030 | B7 | 400 | 0 | 500 | 0 | 0 |  | 0 |  | 0 | 0 |  | 0 | 0
TVA_2_ENT | TVA | ENT | 2030 | B8 | 500 | 0 | 500 | 0 | 0 |  | 0 |  | 0 | 0 |  | 0 | 0
TVA_2_ENT | TVA | ENT | 2030 | B9 | 800 | 0 | 500 | 0 | 0 |  | 0 |  | 0 | 0 |  | 0 | 0
TVA_2_ENT | TVA | ENT | 2030 | B10 | 1262 | 0 | 500 | 0 | 0 |  | 0 |  | 0 | 0 |  | 0 | 0
TVA_2_ENT | TVA | ENT | 2030 | B11 | 25 | 0 | 500 | 0 | 0 |  | 0 |  | 0 | 0 |  | 0 | 0
TVA_2_ENT | TVA | ENT | 2030 | B12 | 200 | 0 | 500 | 0 | 0 |  | 0 |  | 0 | 0 |  | 0 | 0
TVA_2_ENT | TVA | ENT | 2030 | B13 | 600 | 0 | 500 | 0 | 0 |  | 0 |  | 0 | 0 |  | 0 | 0
TVA_2_ENT | TVA | ENT | 2030 | B14 | 900 | 0 | 500 | 0 | 0 |  | 0 |  | 0 | 0 |  | 0 | 0
TVA_2_ENT | TVA | ENT | 2030 | B15 | 1203 | 0 | 500 | 0 | 0 |  | 0 |  | 0 | 0 |  | 0 | 0
TVA_2_ENT | TVA | ENT | 2030 | B16 | 25 | 0 | 500 | 0 | 0 |  | 0 |  | 0 | 0 |  | 0 | 0
TVA_2_ENT | TVA | ENT | 2030 | B17 | 100 | 0 | 500 | 0 | 0 |  | 0 |  | 0 | 0 |  | 0 | 0
TVA_2_ENT | TVA | ENT | 2030 | B18 | 400 | 0 | 500 | 0 | 0 |  | 0 |  | 0 | 0 |  | 0 | 0
TVA_2_ENT | TVA | ENT | 2030 | B19 | 700 | 0 | 500 | 0 | 0 |  | 0 |  | 0 | 0 |  | 0 | 0
TVA_2_ENT | TVA | ENT | 2030 | B20 | 935 | 0 | 500 | 0 | 0 |  | 0 |  | 0 | 0 |  | 0 | 0
TVA_2_ENT | TVA | ENT | 2035 | B1 | 10 | 0 | 500 | 0 | 0 |  | 0 |  | 0 | 0 |  | 0 | 5.5759
TVA_2_ENT | TVA | ENT | 2035 | B2 | 25 | 0 | 500 | 0 | 0 |  | 0 |  | 0 | 0 |  | 0 | 5.5759
TVA_2_ENT | TVA | ENT | 2035 | B3 | 75 | 0 | 500 | 0 | 0 |  | 0 |  | 0 | 0 |  | 0 | 5.5759
TVA_2_ENT | TVA | ENT | 2035 | B4 | 100 | 0 | 500 | 0 | 0 |  | 0 |  | 0 | 0 |  | 0 | 5.5759
TVA_2_ENT | TVA | ENT | 2035 | B5 | 200 | 0 | 500 | 0 | 0 |  | 0 |  | 0 | 0 |  | 0 | 5.5759
TVA_2_ENT | TVA | ENT | 2035 | B6 | 300 | 0 | 500 | 0 | 0 |  | 0 |  | 0 | 0 |  | 0 | 5.5759
TVA_2_ENT | TVA | ENT | 2035 | B7 | 400 | 0 | 500 | 500 | 0 |  | 0 |  | 6.6235 | 0 |  | 2.9438 | 5.5759
TVA_2_ENT | TVA | ENT | 2035 | B8 | 500 | 0 | 500 | 500 | 0 |  | 0 |  | 8.0835 | 0 |  | 4.4908 | 5.5759
TVA_2_ENT | TVA | ENT | 2035 | B9 | 800 | 0 | 500 | 0 | 0 |  | 0 |  | 0 | 0 |  | 0 | 5.5759
TVA_2_ENT | TVA | ENT | 2035 | B10 | 1262 | 0 | 500 | 0 | 0 |  | 0 |  | 0 | 0 |  | 0 | 5.5759
TVA_2_ENT | TVA | ENT | 2035 | B11 | 25 | 0 | 500 | 0 | 0 |  | 0 |  | 0 | 0 |  | 0 | 5.5759
TVA_2_ENT | TVA | ENT | 2035 | B12 | 200 | 0 | 500 | 0 | 0 |  | 0 |  | 0 | 0 |  | 0 | 5.5759
TVA_2_ENT | TVA | ENT | 2035 | B13 | 600 | 0 | 500 | 0 | 0 |  | 0 |  | 0 | 0 |  | 0 | 5.5759
TVA_2_ENT | TVA | ENT | 2035 | B14 | 900 | 0 | 500 | 0 | 0 |  | 0 |  | 0 | 0 |  | 0 | 5.5759
TVA_2_ENT | TVA | ENT | 2035 | B15 | 1203 | 0 | 500 | 0 | 0 |  | 0 |  | 0 | 0 |  | 0 | 5.5759
TVA_2_ENT | TVA | ENT | 2035 | B16 | 25 | 0 | 500 | 0 | 0 |  | 0 |  | 0 | 0 |  | 0 | 5.5759
TVA_2_ENT | TVA | ENT | 2035 | B17 | 100 | 0 | 500 | 0 | 0 |  | 0 |  | 0 | 0 |  | 0 | 5.5759
TVA_2_ENT | TVA | ENT | 2035 | B18 | 400 | 0 | 500 | 0 | 0 |  | 0 |  | 0 | 0 |  | 0 | 5.5759
TVA_2_ENT | TVA | ENT | 2035 | B19 | 700 | 0 | 500 | 0 | 0 |  | 0 |  | 0 | 0 |  | 0 | 5.5759
TVA_2_ENT | TVA | ENT | 2035 | B20 | 935 | 0 | 500 | 0 | 0 |  | 0 |  | 0 | 0 |  | 0 | 5.5759
TVA_2_ENT | TVA | ENT | 2040 | B1 | 10 | 0 | 500 | 0 | 0 |  | 0 |  | 0 | 0 |  | 0 | 0
TVA_2_ENT | TVA | ENT | 2040 | B2 | 25 | 0 | 500 | 0 | 0 |  | 0 |  | 0 | 0 |  | 0 | 0
TVA_2_ENT | TVA | ENT | 2040 | B3 | 75 | 0 | 500 | 0 | 0 |  | 0 |  | 0 | 0 |  | 0 | 0
TVA_2_ENT | TVA | ENT | 2040 | B4 | 100 | 0 | 500 | 0 | 0 |  | 0 |  | 0 | 0 |  | 0 | 0
TVA_2_ENT | TVA | ENT | 2040 | B5 | 200 | 0 | 500 | 0 | 0 |  | 0 |  | 0 | 0 |  | 0 | 0
TVA_2_ENT | TVA | ENT | 2040 | B6 | 300 | 0 | 500 | 0 | 0 |  | 0 |  | 0 | 0 |  | 0 | 0
TVA_2_ENT | TVA | ENT | 2040 | B7 | 400 | 0 | 500 | 202.89 | 0 |  | 0 |  | 0 | 0 |  | 0 | 0
TVA_2_ENT | TVA | ENT | 2040 | B8 | 500 | 0 | 500 | 0 | 0 |  | 0 |  | 0 | 0 |  | 0 | 0
TVA_2_ENT | TVA | ENT | 2040 | B9 | 800 | 0 | 500 | 0 | 0 |  | 0 |  | 0 | 0 |  | 0 | 0
TVA_2_ENT | TVA | ENT | 2040 | B10 | 1262 | 0 | 500 | 0 | 0 |  | 0 |  | 0 | 0 |  | 0 | 0
TVA_2_ENT | TVA | ENT | 2040 | B11 | 25 | 0 | 500 | 0 | 0 |  | 0 |  | 0 | 0 |  | 0 | 0
TVA_2_ENT | TVA | ENT | 2040 | B12 | 200 | 0 | 500 | 0 | 0 |  | 0 |  | 0 | 0 |  | 0 | 0
TVA_2_ENT | TVA | ENT | 2040 | B13 | 600 | 0 | 500 | 0 | 0 |  | 0 |  | 0 | 0 |  | 0 | 0
TVA_2_ENT | TVA | ENT | 2040 | B14 | 900 | 0 | 500 | 0 | 0 |  | 0 |  | 0 | 0 |  | 0 | 0
TVA_2_ENT | TVA | ENT | 2040 | B15 | 1203 | 0 | 500 | 0 | 0 |  | 0 |  | 0 | 0 |  | 0 | 0
TVA_2_ENT | TVA | ENT | 2040 | B16 | 25 | 0 | 500 | 0 | 0 |  | 0 |  | 0 | 0 |  | 0 | 0
TVA_2_ENT | TVA | ENT | 2040 | B17 | 100 | 0 | 500 | 0 | 0 |  | 0 |  | 0 | 0 |  | 0 | 0
TVA_2_ENT | TVA | ENT | 2040 | B18 | 400 | 0 | 500 | 0 | 0 |  | 0 |  | 0 | 0 |  | 0 | 0
TVA_2_ENT | TVA | ENT | 2040 | B19 | 700 | 0 | 500 | 0 | 0 |  | 0 |  | 0 | 0 |  | 0 | 0
TVA_2_ENT | TVA | ENT | 2040 | B20 | 935 | 0 | 500 | 0 | 0 |  | 0 |  | 0 | 0 |  | 0 | 0
TVA_2_ENT | TVA | ENT | 2045 | B1 | 10 | 0 | 500 | 0 | 0 |  | 0 |  | 0 | 0 |  | 0 | 4.2287
TVA_2_ENT | TVA | ENT | 2045 | B2 | 25 | 0 | 500 | 0 | 0 |  | 0 |  | 0 | 0 |  | 0 | 4.2287
TVA_2_ENT | TVA | ENT | 2045 | B3 | 75 | 0 | 500 | 0 | 0 |  | 0 |  | 0 | 0 |  | 0 | 4.2287
TVA_2_ENT | TVA | ENT | 2045 | B4 | 100 | 0 | 500 | 0 | 0 |  | 0 |  | 0 | 0 |  | 0 | 4.2287
TVA_2_ENT | TVA | ENT | 2045 | B5 | 200 | 0 | 500 | 0 | 0 |  | 0 |  | 0 | 0 |  | 0 | 4.2287
TVA_2_ENT | TVA | ENT | 2045 | B6 | 300 | 0 | 500 | 0 | 0 |  | 0 |  | 0 | 0 |  | 0 | 4.2287
TVA_2_ENT | TVA | ENT | 2045 | B7 | 400 | 0 | 500 | 500 | 0 |  | 0 |  | 5.6383 | 0 |  | 5.6383 | 4.2287
TVA_2_ENT | TVA | ENT | 2045 | B8 | 500 | 0 | 500 | 0 | 0 |  | 0 |  | 0 | 0 |  | 0 | 4.2287
TVA_2_ENT | TVA | ENT | 2045 | B9 | 800 | 0 | 500 | 0 | 0 |  | 0 |  | 0 | 0 |  | 0 | 4.2287
TVA_2_ENT | TVA | ENT | 2045 | B10 | 1262 | 0 | 500 | 0 | 0 |  | 0 |  | 0 | 0 |  | 0 | 4.2287
TVA_2_ENT | TVA | ENT | 2045 | B11 | 25 | 0 | 500 | 0 | 0 |  | 0 |  | 0 | 0 |  | 0 | 4.2287
TVA_2_ENT | TVA | ENT | 2045 | B12 | 200 | 0 | 500 | 0 | 0 |  | 0 |  | 0 | 0 |  | 0 | 4.2287
TVA_2_ENT | TVA | ENT | 2045 | B13 | 600 | 0 | 500 | 0 | 0 |  | 0 |  | 0 | 0 |  | 0 | 4.2287
TVA_2_ENT | TVA | ENT | 2045 | B14 | 900 | 0 | 500 | 0 | 0 |  | 0 |  | 0 | 0 |  | 0 | 4.2287
TVA_2_ENT | TVA | ENT | 2045 | B15 | 1203 | 0 | 500 | 0 | 0 |  | 0 |  | 0 | 0 |  | 0 | 4.2287
TVA_2_ENT | TVA | ENT | 2045 | B16 | 25 | 0 | 500 | 0 | 0 |  | 0 |  | 0 | 0 |  | 0 | 4.2287
TVA_2_ENT | TVA | ENT | 2045 | B17 | 100 | 0 | 500 | 0 | 0 |  | 0 |  | 0 | 0 |  | 0 | 4.2287
TVA_2_ENT | TVA | ENT | 2045 | B18 | 400 | 0 | 500 | 0 | 0 |  | 0 |  | 0 | 0 |  | 0 | 4.2287
TVA_2_ENT | TVA | ENT | 2045 | B19 | 700 | 0 | 500 | 0 | 0 |  | 0 |  | 0 | 0 |  | 0 | 4.2287
TVA_2_ENT | TVA | ENT | 2045 | B20 | 935 | 0 | 500 | 0 | 0 |  | 0 |  | 0 | 0 |  | 0 | 4.2287
TVA_2_ENT | TVA | ENT | 2050 | B1 | 10 | 0 | 500 | 0 | 0 |  | 0 |  | 0 | 0 |  | 0 | 57.1808
TVA_2_ENT | TVA | ENT | 2050 | B2 | 25 | 0 | 500 | 0 | 0 |  | 0 |  | 0 | 0 |  | 0 | 57.1808
TVA_2_ENT | TVA | ENT | 2050 | B3 | 75 | 0 | 500 | 0 | 0 |  | 0 |  | 0 | 0 |  | 0 | 57.1808
TVA_2_ENT | TVA | ENT | 2050 | B4 | 100 | 0 | 500 | 0 | 0 |  | 0 |  | 0 | 0 |  | 0 | 57.1808
TVA_2_ENT | TVA | ENT | 2050 | B5 | 200 | 0 | 500 | 0 | 0 |  | 0 |  | 0 | 0 |  | 0 | 57.1808
TVA_2_ENT | TVA | ENT | 2050 | B6 | 300 | 0 | 500 | 183.41 | 0 |  | 0 |  | 0 | 0 |  | 0 | 57.1808
TVA_2_ENT | TVA | ENT | 2050 | B7 | 400 | 0 | 500 | 500 | 500 |  | 0 |  | 76.241 | 3.0031 |  | 76.241 | 57.1808
TVA_2_ENT | TVA | ENT | 2050 | B8 | 500 | 0 | 500 | 404.86 | 500 |  | 0 |  | 0 | 1.8517 |  | 0 | 57.1808
TVA_2_ENT | TVA | ENT | 2050 | B9 | 800 | 0 | 500 | 0 | 276.4 |  | 0 |  | 0 | 0 |  | 0 | 57.1808
TVA_2_ENT | TVA | ENT | 2050 | B10 | 1262 | 0 | 500 | 0 | 0 |  | 0 |  | 0 | 0 |  | 0 | 57.1808
TVA_2_ENT | TVA | ENT | 2050 | B11 | 25 | 0 | 500 | 0 | 0 |  | 0 |  | 0 | 0 |  | 0 | 57.1808
TVA_2_ENT | TVA | ENT | 2050 | B12 | 200 | 0 | 500 | 0 | 0 |  | 0 |  | 0 | 0 |  | 0 | 57.1808
TVA_2_ENT | TVA | ENT | 2050 | B13 | 600 | 0 | 500 | 0 | 0 |  | 0 |  | 0 | 0 |  | 0 | 57.1808
TVA_2_ENT | TVA | ENT | 2050 | B14 | 900 | 0 | 500 | 0 | 0 |  | 0 |  | 0 | 0 |  | 0 | 57.1808
TVA_2_ENT | TVA | ENT | 2050 | B15 | 1203 | 0 | 500 | 0 | 0 |  | 0 |  | 0 | 0 |  | 0 | 57.1808
TVA_2_ENT | TVA | ENT | 2050 | B16 | 25 | 0 | 500 | 0 | 0 |  | 0 |  | 0 | 0 |  | 0 | 57.1808
TVA_2_ENT | TVA | ENT | 2050 | B17 | 100 | 0 | 500 | 0 | 0 |  | 0 |  | 0 | 0 |  | 0 | 57.1808
TVA_2_ENT | TVA | ENT | 2050 | B18 | 400 | 0 | 500 | 0 | 0 |  | 0 |  | 0 | 0 |  | 0 | 57.1808
TVA_2_ENT | TVA | ENT | 2050 | B19 | 700 | 0 | 500 | 0 | 0 |  | 0 |  | 0 | 0 |  | 0 | 57.1808
TVA_2_ENT | TVA | ENT | 2050 | B20 | 935 | 0 | 500 | 0 | 0 |  | 0 |  | 0 | 0 |  | 0 | 57.1808
TVA_2_MISO_MO-IL | TVA | MISO_MO-IL | 2015 | B1 | 10 | 0 | 50 | 0 | 0 |  | 0 |  | 0 | 0 |  | 0 | 0
TVA_2_MISO_MO-IL | TVA | MISO_MO-IL | 2015 | B2 | 25 | 0 | 50 | 0 | 0 |  | 0 |  | 0 | 0 |  | 0 | 0
TVA_2_MISO_MO-IL | TVA | MISO_MO-IL | 2015 | B3 | 75 | 0 | 50 | 0 | 0 |  | 0 |  | 0 | 0 |  | 0 | 0
TVA_2_MISO_MO-IL | TVA | MISO_MO-IL | 2015 | B4 | 100 | 0 | 50 | 0 | 0 |  | 0 |  | 0 | 0 |  | 0 | 0
TVA_2_MISO_MO-IL | TVA | MISO_MO-IL | 2015 | B5 | 200 | 0 | 50 | 0 | 0 |  | 0 |  | 0 | 0 |  | 0 | 0
TVA_2_MISO_MO-IL | TVA | MISO_MO-IL | 2015 | B6 | 300 | 0 | 50 | 0 | 0 |  | 0 |  | 0 | 0 |  | 0 | 0
TVA_2_MISO_MO-IL | TVA | MISO_MO-IL | 2015 | B7 | 400 | 0 | 50 | 0 | 0 |  | 0 |  | 0 | 0 |  | 0 | 0
TVA_2_MISO_MO-IL | TVA | MISO_MO-IL | 2015 | B8 | 500 | 0 | 50 | 0 | 0 |  | 0 |  | 0 | 0 |  | 0 | 0
TVA_2_MISO_MO-IL | TVA | MISO_MO-IL | 2015 | B9 | 800 | 0 | 50 | 0 | 0 |  | 0 |  | 0 | 0 |  | 0 | 0
TVA_2_MISO_MO-IL | TVA | MISO_MO-IL | 2015 | B10 | 1262 | 0 | 50 | 0 | 0 |  | 0 |  | 0 | 0 |  | 0 | 0
TVA_2_MISO_MO-IL | TVA | MISO_MO-IL | 2015 | B11 | 25 | 0 | 50 | 0 | 0 |  | 0 |  | 0 | 0 |  | 0 | 0
TVA_2_MISO_MO-IL | TVA | MISO_MO-IL | 2015 | B12 | 200 | 0 | 50 | 0 | 0 |  | 0 |  | 0 | 0 |  | 0 | 0
TVA_2_MISO_MO-IL | TVA | MISO_MO-IL | 2015 | B13 | 600 | 0 | 50 | 0 | 0 |  | 0 |  | 0 | 0 |  | 0 | 0
TVA_2_MISO_MO-IL | TVA | MISO_MO-IL | 2015 | B14 | 900 | 0 | 50 | 0 | 0 |  | 0 |  | 0 | 0 |  | 0 | 0
TVA_2_MISO_MO-IL | TVA | MISO_MO-IL | 2015 | B15 | 1203 | 0 | 50 | 0 | 0 |  | 0 |  | 0 | 0 |  | 0 | 0
TVA_2_MISO_MO-IL | TVA | MISO_MO-IL | 2015 | B16 | 25 | 0 | 50 | 0 | 0 |  | 0 |  | 0 | 0 |  | 0 | 0
TVA_2_MISO_MO-IL | TVA | MISO_MO-IL | 2015 | B17 | 100 | 0 | 50 | 0 | 0 |  | 0 |  | 0 | 0 |  | 0 | 0
TVA_2_MISO_MO-IL | TVA | MISO_MO-IL | 2015 | B18 | 400 | 0 | 50 | 0 | 0 |  | 0 |  | 0 | 0 |  | 0 | 0
TVA_2_MISO_MO-IL | TVA | MISO_MO-IL | 2015 | B19 | 700 | 0 | 50 | 0 | 0 |  | 0 |  | 0 | 0 |  | 0 | 0
TVA_2_MISO_MO-IL | TVA | MISO_MO-IL | 2015 | B20 | 935 | 0 | 50 | 0 | 0 |  | 0 |  | 0 | 0 |  | 0 | 0
TVA_2_MISO_MO-IL | TVA | MISO_MO-IL | 2020 | B1 | 10 | 0 | 50 | 0 | 0 |  | 0 |  | 0 | 0 |  | 0 | 0
TVA_2_MISO_MO-IL | TVA | MISO_MO-IL | 2020 | B2 | 25 | 0 | 50 | 0 | 0 |  | 0 |  | 0 | 0 |  | 0 | 0
TVA_2_MISO_MO-IL | TVA | MISO_MO-IL | 2020 | B3 | 75 | 0 | 50 | 0 | 0 |  | 0 |  | 0 | 0 |  | 0 | 0
TVA_2_MISO_MO-IL | TVA | MISO_MO-IL | 2020 | B4 | 100 | 0 | 50 | 0 | 0 |  | 0 |  | 0 | 0 |  | 0 | 0
TVA_2_MISO_MO-IL | TVA | MISO_MO-IL | 2020 | B5 | 200 | 0 | 50 | 0 | 0 |  | 0 |  | 0 | 0 |  | 0 | 0
TVA_2_MISO_MO-IL | TVA | MISO_MO-IL | 2020 | B6 | 300 | 0 | 50 | 0 | 0 |  | 0 |  | 0 | 0 |  | 0 | 0
TVA_2_MISO_MO-IL | TVA | MISO_MO-IL | 2020 | B7 | 400 | 0 | 50 | 0 | 0 |  | 0 |  | 0 | 0 |  | 0 | 0
TVA_2_MISO_MO-IL | TVA | MISO_MO-IL | 2020 | B8 | 500 | 0 | 50 | 0 | 0 |  | 0 |  | 0 | 0 |  | 0 | 0
TVA_2_MISO_MO-IL | TVA | MISO_MO-IL | 2020 | B9 | 800 | 0 | 50 | 0 | 0 |  | 0 |  | 0 | 0 |  | 0 | 0
TVA_2_MISO_MO-IL | TVA | MISO_MO-IL | 2020 | B10 | 1262 | 0 | 50 | 0 | 0 |  | 0 |  | 0 | 0 |  | 0 | 0
TVA_2_MISO_MO-IL | TVA | MISO_MO-IL | 2020 | B11 | 25 | 0 | 50 | 0 | 0 |  | 0 |  | 0 | 0 |  | 0 | 0
TVA_2_MISO_MO-IL | TVA | MISO_MO-IL | 2020 | B12 | 200 | 0 | 50 | 0 | 0 |  | 0 |  | 0 | 0 |  | 0 | 0
TVA_2_MISO_MO-IL | TVA | MISO_MO-IL | 2020 | B13 | 600 | 0 | 50 | 0 | 0 |  | 0 |  | 0 | 0 |  | 0 | 0
TVA_2_MISO_MO-IL | TVA | MISO_MO-IL | 2020 | B14 | 900 | 0 | 50 | 0 | 0 |  | 0 |  | 0 | 0 |  | 0 | 0
TVA_2_MISO_MO-IL | TVA | MISO_MO-IL | 2020 | B15 | 1203 | 0 | 50 | 0 | 0 |  | 0 |  | 0 | 0 |  | 0 | 0
TVA_2_MISO_MO-IL | TVA | MISO_MO-IL | 2020 | B16 | 25 | 0 | 50 | 0 | 0 |  | 0 |  | 0 | 0 |  | 0 | 0
TVA_2_MISO_MO-IL | TVA | MISO_MO-IL | 2020 | B17 | 100 | 0 | 50 | 0 | 0 |  | 0 |  | 0 | 0 |  | 0 | 0
TVA_2_MISO_MO-IL | TVA | MISO_MO-IL | 2020 | B18 | 400 | 0 | 50 | 0 | 0 |  | 0 |  | 0 | 0 |  | 0 | 0
TVA_2_MISO_MO-IL | TVA | MISO_MO-IL | 2020 | B19 | 700 | 0 | 50 | 0 | 0 |  | 0 |  | 0 | 0 |  | 0 | 0
TVA_2_MISO_MO-IL | TVA | MISO_MO-IL | 2020 | B20 | 935 | 0 | 50 | 0 | 0 |  | 0 |  | 0 | 0 |  | 0 | 0
TVA_2_MISO_MO-IL | TVA | MISO_MO-IL | 2025 | B1 | 10 | 0 | 50 | 0 | 0 |  | 0 |  | 0 | 0 |  | 0 | 0
TVA_2_MISO_MO-IL | TVA | MISO_MO-IL | 2025 | B2 | 25 | 0 | 50 | 0 | 0 |  | 0 |  | 0 | 0 |  | 0 | 0
TVA_2_MISO_MO-IL | TVA | MISO_MO-IL | 2025 | B3 | 75 | 0 | 50 | 0 | 0 |  | 0 |  | 0 | 0 |  | 0 | 0
TVA_2_MISO_MO-IL | TVA | MISO_MO-IL | 2025 | B4 | 100 | 0 | 50 | 0 | 0 |  | 0 |  | 0 | 0 |  | 0 | 0
TVA_2_MISO_MO-IL | TVA | MISO_MO-IL | 2025 | B5 | 200 | 0 | 50 | 0 | 0 |  | 0 |  | 0 | 0 |  | 0 | 0
TVA_2_MISO_MO-IL | TVA | MISO_MO-IL | 2025 | B6 | 300 | 0 | 50 | 0 | 0 |  | 0 |  | 0 | 0 |  | 0 | 0
TVA_2_MISO_MO-IL | TVA | MISO_MO-IL | 2025 | B7 | 400 | 0 | 50 | 0 | 0 |  | 0 |  | 0 | 0 |  | 0 | 0
TVA_2_MISO_MO-IL | TVA | MISO_MO-IL | 2025 | B8 | 500 | 0 | 50 | 0 | 0 |  | 0 |  | 0 | 0 |  | 0 | 0
TVA_2_MISO_MO-IL | TVA | MISO_MO-IL | 2025 | B9 | 800 | 0 | 50 | 0 | 0 |  | 0 |  | 0 | 0 |  | 0 | 0
TVA_2_MISO_MO-IL | TVA | MISO_MO-IL | 2025 | B10 | 1262 | 0 | 50 | 0 | 0 |  | 0 |  | 0 | 0 |  | 0 | 0
TVA_2_MISO_MO-IL | TVA | MISO_MO-IL | 2025 | B11 | 25 | 0 | 50 | 0 | 0 |  | 0 |  | 0 | 0 |  | 0 | 0
TVA_2_MISO_MO-IL | TVA | MISO_MO-IL | 2025 | B12 | 200 | 0 | 50 | 0 | 0 |  | 0 |  | 0 | 0 |  | 0 | 0
TVA_2_MISO_MO-IL | TVA | MISO_MO-IL | 2025 | B13 | 600 | 0 | 50 | 0 | 0 |  | 0 |  | 0 | 0 |  | 0 | 0
TVA_2_MISO_MO-IL | TVA | MISO_MO-IL | 2025 | B14 | 900 | 0 | 50 | 0 | 0 |  | 0 |  | 0 | 0 |  | 0 | 0
TVA_2_MISO_MO-IL | TVA | MISO_MO-IL | 2025 | B15 | 1203 | 0 | 50 | 0 | 0 |  | 0 |  | 0 | 0 |  | 0 | 0
TVA_2_MISO_MO-IL | TVA | MISO_MO-IL | 2025 | B16 | 25 | 0 | 50 | 0 | 0 |  | 0 |  | 0 | 0 |  | 0 | 0
TVA_2_MISO_MO-IL | TVA | MISO_MO-IL | 2025 | B17 | 100 | 0 | 50 | 0 | 0 |  | 0 |  | 0 | 0 |  | 0 | 0
TVA_2_MISO_MO-IL | TVA | MISO_MO-IL | 2025 | B18 | 400 | 0 | 50 | 0 | 0 |  | 0 |  | 0 | 0 |  | 0 | 0
TVA_2_MISO_MO-IL | TVA | MISO_MO-IL | 2025 | B19 | 700 | 0 | 50 | 0 | 0 |  | 0 |  | 0 | 0 |  | 0 | 0
TVA_2_MISO_MO-IL | TVA | MISO_MO-IL | 2025 | B20 | 935 | 0 | 50 | 0 | 0 |  | 0 |  | 0 | 0 |  | 0 | 0
TVA_2_MISO_MO-IL | TVA | MISO_MO-IL | 2030 | B1 | 10 | 0 | 50 | 0 | 0 |  | 0 |  | 0 | 0 |  | 0 | 0
TVA_2_MISO_MO-IL | TVA | MISO_MO-IL | 2030 | B2 | 25 | 0 | 50 | 0 | 0 |  | 0 |  | 0 | 0 |  | 0 | 0
TVA_2_MISO_MO-IL | TVA | MISO_MO-IL | 2030 | B3 | 75 | 0 | 50 | 0 | 0 |  | 0 |  | 0 | 0 |  | 0 | 0
TVA_2_MISO_MO-IL | TVA | MISO_MO-IL | 2030 | B4 | 100 | 0 | 50 | 0 | 0 |  | 0 |  | 0 | 0 |  | 0 | 0
TVA_2_MISO_MO-IL | TVA | MISO_MO-IL | 2030 | B5 | 200 | 0 | 50 | 0 | 0 |  | 0 |  | 0 | 0 |  | 0 | 0
TVA_2_MISO_MO-IL | TVA | MISO_MO-IL | 2030 | B6 | 300 | 0 | 50 | 0 | 0 |  | 0 |  | 0 | 0 |  | 0 | 0
TVA_2_MISO_MO-IL | TVA | MISO_MO-IL | 2030 | B7 | 400 | 0 | 50 | 0 | 0 |  | 0 |  | 0 | 0 |  | 0 | 0
TVA_2_MISO_MO-IL | TVA | MISO_MO-IL | 2030 | B8 | 500 | 0 | 50 | 0 | 0 |  | 0 |  | 0 | 0 |  | 0 | 0
TVA_2_MISO_MO-IL | TVA | MISO_MO-IL | 2030 | B9 | 800 | 0 | 50 | 0 | 0 |  | 0 |  | 0 | 0 |  | 0 | 0
TVA_2_MISO_MO-IL | TVA | MISO_MO-IL | 2030 | B10 | 1262 | 0 | 50 | 0 | 0 |  | 0 |  | 0 | 0 |  | 0 | 0
TVA_2_MISO_MO-IL | TVA | MISO_MO-IL | 2030 | B11 | 25 | 0 | 50 | 0 | 0 |  | 0 |  | 0 | 0 |  | 0 | 0
TVA_2_MISO_MO-IL | TVA | MISO_MO-IL | 2030 | B12 | 200 | 0 | 50 | 0 | 0 |  | 0 |  | 0 | 0 |  | 0 | 0
TVA_2_MISO_MO-IL | TVA | MISO_MO-IL | 2030 | B13 | 600 | 0 | 50 | 0 | 0 |  | 0 |  | 0 | 0 |  | 0 | 0
TVA_2_MISO_MO-IL | TVA | MISO_MO-IL | 2030 | B14 | 900 | 0 | 50 | 0 | 0 |  | 0 |  | 0 | 0 |  | 0 | 0
TVA_2_MISO_MO-IL | TVA | MISO_MO-IL | 2030 | B15 | 1203 | 0 | 50 | 0 | 0 |  | 0 |  | 0 | 0 |  | 0 | 0
TVA_2_MISO_MO-IL | TVA | MISO_MO-IL | 2030 | B16 | 25 | 0 | 50 | 0 | 0 |  | 0 |  | 0 | 0 |  | 0 | 0
TVA_2_MISO_MO-IL | TVA | MISO_MO-IL | 2030 | B17 | 100 | 0 | 50 | 0 | 0 |  | 0 |  | 0 | 0 |  | 0 | 0
TVA_2_MISO_MO-IL | TVA | MISO_MO-IL | 2030 | B18 | 400 | 0 | 50 | 0 | 0 |  | 0 |  | 0 | 0 |  | 0 | 0
TVA_2_MISO_MO-IL | TVA | MISO_MO-IL | 2030 | B19 | 700 | 0 | 50 | 0 | 0 |  | 0 |  | 0 | 0 |  | 0 | 0
TVA_2_MISO_MO-IL | TVA | MISO_MO-IL | 2030 | B20 | 935 | 0 | 50 | 0 | 0 |  | 0 |  | 0 | 0 |  | 0 | 0
TVA_2_MISO_MO-IL | TVA | MISO_MO-IL | 2035 | B1 | 10 | 0 | 50 | 0 | 0 |  | 0 |  | 0 | 0 |  | 0 | 0.18695
TVA_2_MISO_MO-IL | TVA | MISO_MO-IL | 2035 | B2 | 25 | 0 | 50 | 0 | 0 |  | 0 |  | 0 | 0 |  | 0 | 0.18695
TVA_2_MISO_MO-IL | TVA | MISO_MO-IL | 2035 | B3 | 75 | 0 | 50 | 0 | 0 |  | 0 |  | 0 | 0 |  | 0 | 0.18695
TVA_2_MISO_MO-IL | TVA | MISO_MO-IL | 2035 | B4 | 100 | 0 | 50 | 0 | 0 |  | 0 |  | 0 | 0 |  | 0 | 0.18695
TVA_2_MISO_MO-IL | TVA | MISO_MO-IL | 2035 | B5 | 200 | 0 | 50 | 0 | 0 |  | 0 |  | 0 | 0 |  | 0 | 0.18695
TVA_2_MISO_MO-IL | TVA | MISO_MO-IL | 2035 | B6 | 300 | 0 | 50 | 0 | 0 |  | 0 |  | 0 | 0 |  | 0 | 0.18695
TVA_2_MISO_MO-IL | TVA | MISO_MO-IL | 2035 | B7 | 400 | 0 | 50 | 50 | 0 |  | 0 |  | 0.24927 | 0 |  | 0.24927 | 0.18695
TVA_2_MISO_MO-IL | TVA | MISO_MO-IL | 2035 | B8 | 500 | 0 | 50 | 0 | 0 |  | 0 |  | 0 | 0 |  | 0 | 0.18695
TVA_2_MISO_MO-IL | TVA | MISO_MO-IL | 2035 | B9 | 800 | 0 | 50 | 0 | 0 |  | 0 |  | 0 | 0 |  | 0 | 0.18695
TVA_2_MISO_MO-IL | TVA | MISO_MO-IL | 2035 | B10 | 1262 | 0 | 50 | 0 | 0 |  | 0 |  | 0 | 0 |  | 0 | 0.18695
TVA_2_MISO_MO-IL | TVA | MISO_MO-IL | 2035 | B11 | 25 | 0 | 50 | 0 | 0 |  | 0 |  | 0 | 0 |  | 0 | 0.18695
TVA_2_MISO_MO-IL | TVA | MISO_MO-IL | 2035 | B12 | 200 | 0 | 50 | 0 | 0 |  | 0 |  | 0 | 0 |  | 0 | 0.18695
TVA_2_MISO_MO-IL | TVA | MISO_MO-IL | 2035 | B13 | 600 | 0 | 50 | 0 | 0 |  | 0 |  | 0 | 0 |  | 0 | 0.18695
TVA_2_MISO_MO-IL | TVA | MISO_MO-IL | 2035 | B14 | 900 | 0 | 50 | 0 | 0 |  | 0 |  | 0 | 0 |  | 0 | 0.18695
TVA_2_MISO_MO-IL | TVA | MISO_MO-IL | 2035 | B15 | 1203 | 0 | 50 | 0 | 0 |  | 0 |  | 0 | 0 |  | 0 | 0.18695
TVA_2_MISO_MO-IL | TVA | MISO_MO-IL | 2035 | B16 | 25 | 0 | 50 | 0 | 0 |  | 0 |  | 0 | 0 |  | 0 | 0.18695
TVA_2_MISO_MO-IL | TVA | MISO_MO-IL | 2035 | B17 | 100 | 0 | 50 | 0 | 0 |  | 0 |  | 0 | 0 |  | 0 | 0.18695
TVA_2_MISO_MO-IL | TVA | MISO_MO-IL | 2035 | B18 | 400 | 0 | 50 | 0 | 0 |  | 0 |  | 0 | 0 |  | 0 | 0.18695
TVA_2_MISO_MO-IL | TVA | MISO_MO-IL | 2035 | B19 | 700 | 0 | 50 | 0 | 0 |  | 0 |  | 0 | 0 |  | 0 | 0.18695
TVA_2_MISO_MO-IL | TVA | MISO_MO-IL | 2035 | B20 | 935 | 0 | 50 | 0 | 0 |  | 0 |  | 0 | 0 |  | 0 | 0.18695
TVA_2_MISO_MO-IL | TVA | MISO_MO-IL | 2040 | B1 | 10 | 0 | 50 | 0 | 0 |  | 0 |  | 0 | 0 |  | 0 | 0
TVA_2_MISO_MO-IL | TVA | MISO_MO-IL | 2040 | B2 | 25 | 0 | 50 | 0 | 0 |  | 0 |  | 0 | 0 |  | 0 | 0
TVA_2_MISO_MO-IL | TVA | MISO_MO-IL | 2040 | B3 | 75 | 0 | 50 | 0 | 0 |  | 0 |  | 0 | 0 |  | 0 | 0
TVA_2_MISO_MO-IL | TVA | MISO_MO-IL | 2040 | B4 | 100 | 0 | 50 | 0 | 0 |  | 0 |  | 0 | 0 |  | 0 | 0
TVA_2_MISO_MO-IL | TVA | MISO_MO-IL | 2040 | B5 | 200 | 0 | 50 | 0 | 0 |  | 0 |  | 0 | 0 |  | 0 | 0
TVA_2_MISO_MO-IL | TVA | MISO_MO-IL | 2040 | B6 | 300 | 0 | 50 | 0 | 0 |  | 0 |  | 0 | 0 |  | 0 | 0
TVA_2_MISO_MO-IL | TVA | MISO_MO-IL | 2040 | B7 | 400 | 0 | 50 | 0 | 0 |  | 0 |  | 0 | 0 |  | 0 | 0
TVA_2_MISO_MO-IL | TVA | MISO_MO-IL | 2040 | B8 | 500 | 0 | 50 | 0 | 0 |  | 0 |  | 0 | 0 |  | 0 | 0
TVA_2_MISO_MO-IL | TVA | MISO_MO-IL | 2040 | B9 | 800 | 0 | 50 | 0 | 0 |  | 0 |  | 0 | 0 |  | 0 | 0
TVA_2_MISO_MO-IL | TVA | MISO_MO-IL | 2040 | B10 | 1262 | 0 | 50 | 0 | 0 |  | 0 |  | 0 | 0 |  | 0 | 0
TVA_2_MISO_MO-IL | TVA | MISO_MO-IL | 2040 | B11 | 25 | 0 | 50 | 0 | 0 |  | 0 |  | 0 | 0 |  | 0 | 0
TVA_2_MISO_MO-IL | TVA | MISO_MO-IL | 2040 | B12 | 200 | 0 | 50 | 0 | 0 |  | 0 |  | 0 | 0 |  | 0 | 0
TVA_2_MISO_MO-IL | TVA | MISO_MO-IL | 2040 | B13 | 600 | 0 | 50 | 0 | 0 |  | 0 |  | 0 | 0 |  | 0 | 0
TVA_2_MISO_MO-IL | TVA | MISO_MO-IL | 2040 | B14 | 900 | 0 | 50 | 0 | 0 |  | 0 |  | 0 | 0 |  | 0 | 0
TVA_2_MISO_MO-IL | TVA | MISO_MO-IL | 2040 | B15 | 1203 | 0 | 50 | 0 | 0 |  | 0 |  | 0 | 0 |  | 0 | 0
TVA_2_MISO_MO-IL | TVA | MISO_MO-IL | 2040 | B16 | 25 | 0 | 50 | 0 | 0 |  | 0 |  | 0 | 0 |  | 0 | 0
TVA_2_MISO_MO-IL | TVA | MISO_MO-IL | 2040 | B17 | 100 | 0 | 50 | 0 | 0 |  | 0 |  | 0 | 0 |  | 0 | 0
TVA_2_MISO_MO-IL | TVA | MISO_MO-IL | 2040 | B18 | 400 | 0 | 50 | 0 | 0 |  | 0 |  | 0 | 0 |  | 0 | 0
TVA_2_MISO_MO-IL | TVA | MISO_MO-IL | 2040 | B19 | 700 | 0 | 50 | 0 | 0 |  | 0 |  | 0 | 0 |  | 0 | 0
TVA_2_MISO_MO-IL | TVA | MISO_MO-IL | 2040 | B20 | 935 | 0 | 50 | 0 | 0 |  | 0 |  | 0 | 0 |  | 0 | 0
TVA_2_MISO_MO-IL | TVA | MISO_MO-IL | 2045 | B1 | 10 | 0 | 50 | 0 | 0 |  | 0 |  | 0 | 0 |  | 0 | 0
TVA_2_MISO_MO-IL | TVA | MISO_MO-IL | 2045 | B2 | 25 | 0 | 50 | 0 | 0 |  | 0 |  | 0 | 0 |  | 0 | 0
TVA_2_MISO_MO-IL | TVA | MISO_MO-IL | 2045 | B3 | 75 | 0 | 50 | 0 | 0 |  | 0 |  | 0 | 0 |  | 0 | 0
TVA_2_MISO_MO-IL | TVA | MISO_MO-IL | 2045 | B4 | 100 | 0 | 50 | 0 | 0 |  | 0 |  | 0 | 0 |  | 0 | 0
TVA_2_MISO_MO-IL | TVA | MISO_MO-IL | 2045 | B5 | 200 | 0 | 50 | 0 | 0 |  | 0 |  | 0 | 0 |  | 0 | 0
TVA_2_MISO_MO-IL | TVA | MISO_MO-IL | 2045 | B6 | 300 | 0 | 50 | 0 | 0 |  | 0 |  | 0 | 0 |  | 0 | 0
TVA_2_MISO_MO-IL | TVA | MISO_MO-IL | 2045 | B7 | 400 | 0 | 50 | 0 | 0 |  | 0 |  | 0 | 0 |  | 0 | 0
TVA_2_MISO_MO-IL | TVA | MISO_MO-IL | 2045 | B8 | 500 | 0 | 50 | 0 | 0 |  | 0 |  | 0 | 0 |  | 0 | 0
TVA_2_MISO_MO-IL | TVA | MISO_MO-IL | 2045 | B9 | 800 | 0 | 50 | 0 | 0 |  | 0 |  | 0 | 0 |  | 0 | 0
TVA_2_MISO_MO-IL | TVA | MISO_MO-IL | 2045 | B10 | 1262 | 0 | 50 | 0 | 0 |  | 0 |  | 0 | 0 |  | 0 | 0
TVA_2_MISO_MO-IL | TVA | MISO_MO-IL | 2045 | B11 | 25 | 0 | 50 | 0 | 0 |  | 0 |  | 0 | 0 |  | 0 | 0
TVA_2_MISO_MO-IL | TVA | MISO_MO-IL | 2045 | B12 | 200 | 0 | 50 | 0 | 0 |  | 0 |  | 0 | 0 |  | 0 | 0
TVA_2_MISO_MO-IL | TVA | MISO_MO-IL | 2045 | B13 | 600 | 0 | 50 | 0 | 0 |  | 0 |  | 0 | 0 |  | 0 | 0
TVA_2_MISO_MO-IL | TVA | MISO_MO-IL | 2045 | B14 | 900 | 0 | 50 | 0 | 0 |  | 0 |  | 0 | 0 |  | 0 | 0
TVA_2_MISO_MO-IL | TVA | MISO_MO-IL | 2045 | B15 | 1203 | 0 | 50 | 0 | 0 |  | 0 |  | 0 | 0 |  | 0 | 0
TVA_2_MISO_MO-IL | TVA | MISO_MO-IL | 2045 | B16 | 25 | 0 | 50 | 0 | 0 |  | 0 |  | 0 | 0 |  | 0 | 0
TVA_2_MISO_MO-IL | TVA | MISO_MO-IL | 2045 | B17 | 100 | 0 | 50 | 0 | 0 |  | 0 |  | 0 | 0 |  | 0 | 0
TVA_2_MISO_MO-IL | TVA | MISO_MO-IL | 2045 | B18 | 400 | 0 | 50 | 0 | 0 |  | 0 |  | 0 | 0 |  | 0 | 0
TVA_2_MISO_MO-IL | TVA | MISO_MO-IL | 2045 | B19 | 700 | 0 | 50 | 0 | 0 |  | 0 |  | 0 | 0 |  | 0 | 0
TVA_2_MISO_MO-IL | TVA | MISO_MO-IL | 2045 | B20 | 935 | 0 | 50 | 0 | 0 |  | 0 |  | 0 | 0 |  | 0 | 0
TVA_2_MISO_MO-IL | TVA | MISO_MO-IL | 2050 | B1 | 10 | 0 | 50 | 0 | 0 |  | 0 |  | 0 | 0 |  | 0 | 21.2688
TVA_2_MISO_MO-IL | TVA | MISO_MO-IL | 2050 | B2 | 25 | 0 | 50 | 0 | 0 |  | 0 |  | 0 | 0 |  | 0 | 21.2688
TVA_2_MISO_MO-IL | TVA | MISO_MO-IL | 2050 | B3 | 75 | 0 | 50 | 0 | 0 |  | 0 |  | 0 | 0 |  | 0 | 21.2688
TVA_2_MISO_MO-IL | TVA | MISO_MO-IL | 2050 | B4 | 100 | 0 | 50 | 0 | 0 |  | 0 |  | 0 | 0 |  | 0 | 21.2688
TVA_2_MISO_MO-IL | TVA | MISO_MO-IL | 2050 | B5 | 200 | 0 | 50 | 0 | 0 |  | 0 |  | 0 | 0 |  | 0 | 21.2688
TVA_2_MISO_MO-IL | TVA | MISO_MO-IL | 2050 | B6 | 300 | 0 | 50 | 50 | 0 |  | 0 |  | 1.2464 | 0 |  | 0.31159 | 21.2688
TVA_2_MISO_MO-IL | TVA | MISO_MO-IL | 2050 | B7 | 400 | 0 | 50 | 50 | 0 |  | 0 |  | 74.14 | 0 |  | 24.7133 | 21.2688
TVA_2_MISO_MO-IL | TVA | MISO_MO-IL | 2050 | B8 | 500 | 0 | 50 | 50 | 0 |  | 0 |  | 8.0004 | 0 |  | 3.3335 | 21.2688
TVA_2_MISO_MO-IL | TVA | MISO_MO-IL | 2050 | B9 | 800 | 0 | 50 | 0 | 0 |  | 0 |  | 0 | 0 |  | 0 | 21.2688
TVA_2_MISO_MO-IL | TVA | MISO_MO-IL | 2050 | B10 | 1262 | 0 | 50 | 0 | 0 |  | 0 |  | 0 | 0 |  | 0 | 21.2688
TVA_2_MISO_MO-IL | TVA | MISO_MO-IL | 2050 | B11 | 25 | 0 | 50 | 0 | 0 |  | 0 |  | 0 | 0 |  | 0 | 21.2688
TVA_2_MISO_MO-IL | TVA | MISO_MO-IL | 2050 | B12 | 200 | 0 | 50 | 0 | 0 |  | 0 |  | 0 | 0 |  | 0 | 21.2688
TVA_2_MISO_MO-IL | TVA | MISO_MO-IL | 2050 | B13 | 600 | 0 | 50 | 0 | 0 |  | 0 |  | 0 | 0 |  | 0 | 21.2688
TVA_2_MISO_MO-IL | TVA | MISO_MO-IL | 2050 | B14 | 900 | 0 | 50 | 0 | 0 |  | 0 |  | 0 | 0 |  | 0 | 21.2688
TVA_2_MISO_MO-IL | TVA | MISO_MO-IL | 2050 | B15 | 1203 | 0 | 50 | 0 | 0 |  | 0 |  | 0 | 0 |  | 0 | 21.2688
TVA_2_MISO_MO-IL | TVA | MISO_MO-IL | 2050 | B16 | 25 | 0 | 50 | 0 | 0 |  | 0 |  | 0 | 0 |  | 0 | 21.2688
TVA_2_MISO_MO-IL | TVA | MISO_MO-IL | 2050 | B17 | 100 | 0 | 50 | 0 | 0 |  | 0 |  | 0 | 0 |  | 0 | 21.2688
TVA_2_MISO_MO-IL | TVA | MISO_MO-IL | 2050 | B18 | 400 | 0 | 50 | 0 | 0 |  | 0 |  | 0 | 0 |  | 0 | 21.2688
TVA_2_MISO_MO-IL | TVA | MISO_MO-IL | 2050 | B19 | 700 | 0 | 50 | 0 | 0 |  | 0 |  | 0 | 0 |  | 0 | 21.2688
TVA_2_MISO_MO-IL | TVA | MISO_MO-IL | 2050 | B20 | 935 | 0 | 50 | 0 | 0 |  | 0 |  | 0 | 0 |  | 0 | 21.2688
TVA_2_NonRTO_Midwest | TVA | NonRTO_Midwest | 2015 | B1 | 10 | 0 | 100 | 0 | 0 |  | 0 |  | 0 | 0 |  | 0 | 2.0921
TVA_2_NonRTO_Midwest | TVA | NonRTO_Midwest | 2015 | B2 | 25 | 0 | 100 | 0 | 0 |  | 0 |  | 0 | 0 |  | 0 | 2.0921
TVA_2_NonRTO_Midwest | TVA | NonRTO_Midwest | 2015 | B3 | 75 | 0 | 100 | 0 | 0 |  | 0 |  | 0 | 0 |  | 0 | 2.0921
TVA_2_NonRTO_Midwest | TVA | NonRTO_Midwest | 2015 | B4 | 100 | 0 | 100 | 0 | 0 |  | 0 |  | 0 | 0 |  | 0 | 2.0921
TVA_2_NonRTO_Midwest | TVA | NonRTO_Midwest | 2015 | B5 | 200 | 0 | 100 | 0 | 0 |  | 0 |  | 0 | 0 |  | 0 | 2.0921
TVA_2_NonRTO_Midwest | TVA | NonRTO_Midwest | 2015 | B6 | 300 | 0 | 100 | 25.18 | 0 |  | 0 |  | 0 | 0 |  | 0 | 2.0921
TVA_2_NonRTO_Midwest | TVA | NonRTO_Midwest | 2015 | B7 | 400 | 0 | 100 | 0 | 0 |  | 0 |  | 0 | 0 |  | 0 | 2.0921
TVA_2_NonRTO_Midwest | TVA | NonRTO_Midwest | 2015 | B8 | 500 | 0 | 100 | 0 | 0 |  | 0 |  | 0 | 0 |  | 0 | 2.0921
TVA_2_NonRTO_Midwest | TVA | NonRTO_Midwest | 2015 | B9 | 800 | 0 | 100 | 0 | 0 |  | 0 |  | 0 | 0 |  | 0 | 2.0921
TVA_2_NonRTO_Midwest | TVA | NonRTO_Midwest | 2015 | B10 | 1262 | 0 | 100 | 0 | 0 |  | 0 |  | 0 | 0 |  | 0 | 2.0921
TVA_2_NonRTO_Midwest | TVA | NonRTO_Midwest | 2015 | B11 | 25 | 0 | 100 | 0 | 0 |  | 0 |  | 0 | 0 |  | 0 | 2.0921
TVA_2_NonRTO_Midwest | TVA | NonRTO_Midwest | 2015 | B12 | 200 | 0 | 100 | 88 | 0 |  | 0 |  | 0 | 0 |  | 0 | 2.0921
TVA_2_NonRTO_Midwest | TVA | NonRTO_Midwest | 2015 | B13 | 600 | 0 | 100 | 0 | 0 |  | 0 |  | 0 | 0 |  | 0 | 2.0921
TVA_2_NonRTO_Midwest | TVA | NonRTO_Midwest | 2015 | B14 | 900 | 0 | 100 | 0 | 0 |  | 0 |  | 0 | 0 |  | 0 | 2.0921
TVA_2_NonRTO_Midwest | TVA | NonRTO_Midwest | 2015 | B15 | 1203 | 0 | 100 | 0 | 0 |  | 0 |  | 0 | 0 |  | 0 | 2.0921
TVA_2_NonRTO_Midwest | TVA | NonRTO_Midwest | 2015 | B16 | 25 | 0 | 100 | 0 | 0 |  | 0 |  | 0 | 0 |  | 0 | 2.0921
TVA_2_NonRTO_Midwest | TVA | NonRTO_Midwest | 2015 | B17 | 100 | 0 | 100 | 100 | 0 |  | 0 |  | 2.7895 | 0 |  | 2.7895 | 2.0921
TVA_2_NonRTO_Midwest | TVA | NonRTO_Midwest | 2015 | B18 | 400 | 0 | 100 | 0 | 0 |  | 0 |  | 0 | 0 |  | 0 | 2.0921
TVA_2_NonRTO_Midwest | TVA | NonRTO_Midwest | 2015 | B19 | 700 | 0 | 100 | 0 | 0 |  | 0 |  | 0 | 0 |  | 0 | 2.0921
TVA_2_NonRTO_Midwest | TVA | NonRTO_Midwest | 2015 | B20 | 935 | 0 | 100 | 0 | 0 |  | 0 |  | 0 | 0 |  | 0 | 2.0921
TVA_2_NonRTO_Midwest | TVA | NonRTO_Midwest | 2020 | B1 | 10 | 0 | 100 | 0 | 0 |  | 0 |  | 0 | 0 |  | 0 | 0.73891
TVA_2_NonRTO_Midwest | TVA | NonRTO_Midwest | 2020 | B2 | 25 | 0 | 100 | 0 | 0 |  | 0 |  | 0 | 0 |  | 0 | 0.73891
TVA_2_NonRTO_Midwest | TVA | NonRTO_Midwest | 2020 | B3 | 75 | 0 | 100 | 0 | 0 |  | 0 |  | 0 | 0 |  | 0 | 0.73891
TVA_2_NonRTO_Midwest | TVA | NonRTO_Midwest | 2020 | B4 | 100 | 0 | 100 | 0 | 0 |  | 0 |  | 0 | 0 |  | 0 | 0.73891
TVA_2_NonRTO_Midwest | TVA | NonRTO_Midwest | 2020 | B5 | 200 | 0 | 100 | 0 | 0 |  | 0 |  | 0 | 0 |  | 0 | 0.73891
TVA_2_NonRTO_Midwest | TVA | NonRTO_Midwest | 2020 | B6 | 300 | 0 | 100 | 0 | 0 |  | 0 |  | 0 | 0 |  | 0 | 0.73891
TVA_2_NonRTO_Midwest | TVA | NonRTO_Midwest | 2020 | B7 | 400 | 0 | 100 | 100 | 0 |  | 0 |  | 0.98521 | 0 |  | 0.98521 | 0.73891
TVA_2_NonRTO_Midwest | TVA | NonRTO_Midwest | 2020 | B8 | 500 | 0 | 100 | 0 | 0 |  | 0 |  | 0 | 0 |  | 0 | 0.73891
TVA_2_NonRTO_Midwest | TVA | NonRTO_Midwest | 2020 | B9 | 800 | 0 | 100 | 0 | 0 |  | 0 |  | 0 | 0 |  | 0 | 0.73891
TVA_2_NonRTO_Midwest | TVA | NonRTO_Midwest | 2020 | B10 | 1262 | 0 | 100 | 0 | 0 |  | 0 |  | 0 | 0 |  | 0 | 0.73891
TVA_2_NonRTO_Midwest | TVA | NonRTO_Midwest | 2020 | B11 | 25 | 0 | 100 | 0 | 0 |  | 0 |  | 0 | 0 |  | 0 | 0.73891
TVA_2_NonRTO_Midwest | TVA | NonRTO_Midwest | 2020 | B12 | 200 | 0 | 100 | 0 | 0 |  | 0 |  | 0 | 0 |  | 0 | 0.73891
TVA_2_NonRTO_Midwest | TVA | NonRTO_Midwest | 2020 | B13 | 600 | 0 | 100 | 0 | 0 |  | 0 |  | 0 | 0 |  | 0 | 0.73891
TVA_2_NonRTO_Midwest | TVA | NonRTO_Midwest | 2020 | B14 | 900 | 0 | 100 | 0 | 0 |  | 0 |  | 0 | 0 |  | 0 | 0.73891
TVA_2_NonRTO_Midwest | TVA | NonRTO_Midwest | 2020 | B15 | 1203 | 0 | 100 | 0 | 0 |  | 0 |  | 0 | 0 |  | 0 | 0.73891
TVA_2_NonRTO_Midwest | TVA | NonRTO_Midwest | 2020 | B16 | 25 | 0 | 100 | 0 | 0 |  | 0 |  | 0 | 0 |  | 0 | 0.73891
TVA_2_NonRTO_Midwest | TVA | NonRTO_Midwest | 2020 | B17 | 100 | 0 | 100 | 0 | 0 |  | 0 |  | 0 | 0 |  | 0 | 0.73891
TVA_2_NonRTO_Midwest | TVA | NonRTO_Midwest | 2020 | B18 | 400 | 0 | 100 | 0 | 0 |  | 0 |  | 0 | 0 |  | 0 | 0.73891
TVA_2_NonRTO_Midwest | TVA | NonRTO_Midwest | 2020 | B19 | 700 | 0 | 100 | 0 | 0 |  | 0 |  | 0 | 0 |  | 0 | 0.73891
TVA_2_NonRTO_Midwest | TVA | NonRTO_Midwest | 2020 | B20 | 935 | 0 | 100 | 0 | 0 |  | 0 |  | 0 | 0 |  | 0 | 0.73891
TVA_2_NonRTO_Midwest | TVA | NonRTO_Midwest | 2025 | B1 | 10 | 0 | 100 | 0 | 0 |  | 0 |  | 0 | 0 |  | 0 | 4.478
TVA_2_NonRTO_Midwest | TVA | NonRTO_Midwest | 2025 | B2 | 25 | 0 | 100 | 0 | 0 |  | 0 |  | 0 | 0 |  | 0 | 4.478
TVA_2_NonRTO_Midwest | TVA | NonRTO_Midwest | 2025 | B3 | 75 | 0 | 100 | 0 | 0 |  | 0 |  | 0 | 0 |  | 0 | 4.478
TVA_2_NonRTO_Midwest | TVA | NonRTO_Midwest | 2025 | B4 | 100 | 0 | 100 | 0 | 0 |  | 0 |  | 0 | 0 |  | 0 | 4.478
TVA_2_NonRTO_Midwest | TVA | NonRTO_Midwest | 2025 | B5 | 200 | 0 | 100 | 0 | 0 |  | 0 |  | 0 | 0 |  | 0 | 4.478
TVA_2_NonRTO_Midwest | TVA | NonRTO_Midwest | 2025 | B6 | 300 | 0 | 100 | 0 | 0 |  | 0 |  | 0 | 0 |  | 0 | 4.478
TVA_2_NonRTO_Midwest | TVA | NonRTO_Midwest | 2025 | B7 | 400 | 0 | 100 | 0 | 0 |  | 0 |  | 0 | 0 |  | 0 | 4.478
TVA_2_NonRTO_Midwest | TVA | NonRTO_Midwest | 2025 | B8 | 500 | 0 | 100 | 0 | 0 |  | 0 |  | 0 | 0 |  | 0 | 4.478
TVA_2_NonRTO_Midwest | TVA | NonRTO_Midwest | 2025 | B9 | 800 | 0 | 100 | 0 | 0 |  | 0 |  | 0 | 0 |  | 0 | 4.478
TVA_2_NonRTO_Midwest | TVA | NonRTO_Midwest | 2025 | B10 | 1262 | 0 | 100 | 0 | 0 |  | 0 |  | 0 | 0 |  | 0 | 4.478
TVA_2_NonRTO_Midwest | TVA | NonRTO_Midwest | 2025 | B11 | 25 | 0 | 100 | 0 | 0 |  | 0 |  | 0 | 0 |  | 0 | 4.478
TVA_2_NonRTO_Midwest | TVA | NonRTO_Midwest | 2025 | B12 | 200 | 0 | 100 | 36.63 | 0 |  | 0 |  | 0 | 0 |  | 0 | 4.478
TVA_2_NonRTO_Midwest | TVA | NonRTO_Midwest | 2025 | B13 | 600 | 0 | 100 | 0 | 0 |  | 0 |  | 0 | 0 |  | 0 | 4.478
TVA_2_NonRTO_Midwest | TVA | NonRTO_Midwest | 2025 | B14 | 900 | 0 | 100 | 0 | 0 |  | 0 |  | 0 | 0 |  | 0 | 4.478
TVA_2_NonRTO_Midwest | TVA | NonRTO_Midwest | 2025 | B15 | 1203 | 0 | 100 | 0 | 0 |  | 0 |  | 0 | 0 |  | 0 | 4.478
TVA_2_NonRTO_Midwest | TVA | NonRTO_Midwest | 2025 | B16 | 25 | 0 | 100 | 0 | 0 |  | 0 |  | 0 | 0 |  | 0 | 4.478
TVA_2_NonRTO_Midwest | TVA | NonRTO_Midwest | 2025 | B17 | 100 | 0 | 100 | 100 | 0 |  | 0 |  | 5.9706 | 0 |  | 5.9706 | 4.478
TVA_2_NonRTO_Midwest | TVA | NonRTO_Midwest | 2025 | B18 | 400 | 0 | 100 | 0 | 0 |  | 0 |  | 0 | 0 |  | 0 | 4.478
TVA_2_NonRTO_Midwest | TVA | NonRTO_Midwest | 2025 | B19 | 700 | 0 | 100 | 0 | 0 |  | 0 |  | 0 | 0 |  | 0 | 4.478
TVA_2_NonRTO_Midwest | TVA | NonRTO_Midwest | 2025 | B20 | 935 | 0 | 100 | 0 | 0 |  | 0 |  | 0 | 0 |  | 0 | 4.478
TVA_2_NonRTO_Midwest | TVA | NonRTO_Midwest | 2030 | B1 | 10 | 0 | 100 | 0 | 0 |  | 0 |  | 0 | 0 |  | 0 | 0
TVA_2_NonRTO_Midwest | TVA | NonRTO_Midwest | 2030 | B2 | 25 | 0 | 100 | 0 | 0 |  | 0 |  | 0 | 0 |  | 0 | 0
TVA_2_NonRTO_Midwest | TVA | NonRTO_Midwest | 2030 | B3 | 75 | 0 | 100 | 0 | 0 |  | 0 |  | 0 | 0 |  | 0 | 0
TVA_2_NonRTO_Midwest | TVA | NonRTO_Midwest | 2030 | B4 | 100 | 0 | 100 | 0 | 0 |  | 0 |  | 0 | 0 |  | 0 | 0
TVA_2_NonRTO_Midwest | TVA | NonRTO_Midwest | 2030 | B5 | 200 | 0 | 100 | 0 | 0 |  | 0 |  | 0 | 0 |  | 0 | 0
TVA_2_NonRTO_Midwest | TVA | NonRTO_Midwest | 2030 | B6 | 300 | 0 | 100 | 0 | 0 |  | 0 |  | 0 | 0 |  | 0 | 0
TVA_2_NonRTO_Midwest | TVA | NonRTO_Midwest | 2030 | B7 | 400 | 0 | 100 | 0 | 0 |  | 0 |  | 0 | 0 |  | 0 | 0
TVA_2_NonRTO_Midwest | TVA | NonRTO_Midwest | 2030 | B8 | 500 | 0 | 100 | 0 | 0 |  | 0 |  | 0 | 0 |  | 0 | 0
TVA_2_NonRTO_Midwest | TVA | NonRTO_Midwest | 2030 | B9 | 800 | 0 | 100 | 0 | 0 |  | 0 |  | 0 | 0 |  | 0 | 0
TVA_2_NonRTO_Midwest | TVA | NonRTO_Midwest | 2030 | B10 | 1262 | 0 | 100 | 0 | 0 |  | 0 |  | 0 | 0 |  | 0 | 0
TVA_2_NonRTO_Midwest | TVA | NonRTO_Midwest | 2030 | B11 | 25 | 0 | 100 | 0 | 0 |  | 0 |  | 0 | 0 |  | 0 | 0
TVA_2_NonRTO_Midwest | TVA | NonRTO_Midwest | 2030 | B12 | 200 | 0 | 100 | 0 | 0 |  | 0 |  | 0 | 0 |  | 0 | 0
TVA_2_NonRTO_Midwest | TVA | NonRTO_Midwest | 2030 | B13 | 600 | 0 | 100 | 0 | 0 |  | 0 |  | 0 | 0 |  | 0 | 0
TVA_2_NonRTO_Midwest | TVA | NonRTO_Midwest | 2030 | B14 | 900 | 0 | 100 | 0 | 0 |  | 0 |  | 0 | 0 |  | 0 | 0
TVA_2_NonRTO_Midwest | TVA | NonRTO_Midwest | 2030 | B15 | 1203 | 0 | 100 | 0 | 0 |  | 0 |  | 0 | 0 |  | 0 | 0
TVA_2_NonRTO_Midwest | TVA | NonRTO_Midwest | 2030 | B16 | 25 | 0 | 100 | 0 | 0 |  | 0 |  | 0 | 0 |  | 0 | 0
TVA_2_NonRTO_Midwest | TVA | NonRTO_Midwest | 2030 | B17 | 100 | 0 | 100 | 0 | 0 |  | 0 |  | 0 | 0 |  | 0 | 0
TVA_2_NonRTO_Midwest | TVA | NonRTO_Midwest | 2030 | B18 | 400 | 0 | 100 | 0 | 0 |  | 0 |  | 0 | 0 |  | 0 | 0
TVA_2_NonRTO_Midwest | TVA | NonRTO_Midwest | 2030 | B19 | 700 | 0 | 100 | 0 | 0 |  | 0 |  | 0 | 0 |  | 0 | 0
TVA_2_NonRTO_Midwest | TVA | NonRTO_Midwest | 2030 | B20 | 935 | 0 | 100 | 0 | 0 |  | 0 |  | 0 | 0 |  | 0 | 0
TVA_2_NonRTO_Midwest | TVA | NonRTO_Midwest | 2035 | B1 | 10 | 0 | 100 | 0 | 0 |  | 0 |  | 0 | 0 |  | 0 | 0
TVA_2_NonRTO_Midwest | TVA | NonRTO_Midwest | 2035 | B2 | 25 | 0 | 100 | 0 | 0 |  | 0 |  | 0 | 0 |  | 0 | 0
TVA_2_NonRTO_Midwest | TVA | NonRTO_Midwest | 2035 | B3 | 75 | 0 | 100 | 0 | 0 |  | 0 |  | 0 | 0 |  | 0 | 0
TVA_2_NonRTO_Midwest | TVA | NonRTO_Midwest | 2035 | B4 | 100 | 0 | 100 | 0 | 0 |  | 0 |  | 0 | 0 |  | 0 | 0
TVA_2_NonRTO_Midwest | TVA | NonRTO_Midwest | 2035 | B5 | 200 | 0 | 100 | 0 | 0 |  | 0 |  | 0 | 0 |  | 0 | 0
TVA_2_NonRTO_Midwest | TVA | NonRTO_Midwest | 2035 | B6 | 300 | 0 | 100 | 0 | 0 |  | 0 |  | 0 | 0 |  | 0 | 0
TVA_2_NonRTO_Midwest | TVA | NonRTO_Midwest | 2035 | B7 | 400 | 0 | 100 | 0 | 0 |  | 0 |  | 0 | 0 |  | 0 | 0
TVA_2_NonRTO_Midwest | TVA | NonRTO_Midwest | 2035 | B8 | 500 | 0 | 100 | 0 | 0 |  | 0 |  | 0 | 0 |  | 0 | 0
TVA_2_NonRTO_Midwest | TVA | NonRTO_Midwest | 2035 | B9 | 800 | 0 | 100 | 0 | 0 |  | 0 |  | 0 | 0 |  | 0 | 0
TVA_2_NonRTO_Midwest | TVA | NonRTO_Midwest | 2035 | B10 | 1262 | 0 | 100 | 0 | 0 |  | 0 |  | 0 | 0 |  | 0 | 0
TVA_2_NonRTO_Midwest | TVA | NonRTO_Midwest | 2035 | B11 | 25 | 0 | 100 | 0 | 0 |  | 0 |  | 0 | 0 |  | 0 | 0
TVA_2_NonRTO_Midwest | TVA | NonRTO_Midwest | 2035 | B12 | 200 | 0 | 100 | 0 | 0 |  | 0 |  | 0 | 0 |  | 0 | 0
TVA_2_NonRTO_Midwest | TVA | NonRTO_Midwest | 2035 | B13 | 600 | 0 | 100 | 0 | 0 |  | 0 |  | 0 | 0 |  | 0 | 0
TVA_2_NonRTO_Midwest | TVA | NonRTO_Midwest | 2035 | B14 | 900 | 0 | 100 | 0 | 0 |  | 0 |  | 0 | 0 |  | 0 | 0
TVA_2_NonRTO_Midwest | TVA | NonRTO_Midwest | 2035 | B15 | 1203 | 0 | 100 | 0 | 0 |  | 0 |  | 0 | 0 |  | 0 | 0
TVA_2_NonRTO_Midwest | TVA | NonRTO_Midwest | 2035 | B16 | 25 | 0 | 100 | 0 | 0 |  | 0 |  | 0 | 0 |  | 0 | 0
TVA_2_NonRTO_Midwest | TVA | NonRTO_Midwest | 2035 | B17 | 100 | 0 | 100 | 0 | 0 |  | 0 |  | 0 | 0 |  | 0 | 0
TVA_2_NonRTO_Midwest | TVA | NonRTO_Midwest | 2035 | B18 | 400 | 0 | 100 | 0 | 0 |  | 0 |  | 0 | 0 |  | 0 | 0
TVA_2_NonRTO_Midwest | TVA | NonRTO_Midwest | 2035 | B19 | 700 | 0 | 100 | 0 | 0 |  | 0 |  | 0 | 0 |  | 0 | 0
TVA_2_NonRTO_Midwest | TVA | NonRTO_Midwest | 2035 | B20 | 935 | 0 | 100 | 0 | 0 |  | 0 |  | 0 | 0 |  | 0 | 0
TVA_2_NonRTO_Midwest | TVA | NonRTO_Midwest | 2040 | B1 | 10 | 0 | 100 | 0 | 0 |  | 0 |  | 0 | 0 |  | 0 | 1.3806
TVA_2_NonRTO_Midwest | TVA | NonRTO_Midwest | 2040 | B2 | 25 | 0 | 100 | 0 | 0 |  | 0 |  | 0 | 0 |  | 0 | 1.3806
TVA_2_NonRTO_Midwest | TVA | NonRTO_Midwest | 2040 | B3 | 75 | 0 | 100 | 0 | 0 |  | 0 |  | 0 | 0 |  | 0 | 1.3806
TVA_2_NonRTO_Midwest | TVA | NonRTO_Midwest | 2040 | B4 | 100 | 0 | 100 | 0 | 0 |  | 0 |  | 0 | 0 |  | 0 | 1.3806
TVA_2_NonRTO_Midwest | TVA | NonRTO_Midwest | 2040 | B5 | 200 | 0 | 100 | 0 | 0 |  | 0 |  | 0 | 0 |  | 0 | 1.3806
TVA_2_NonRTO_Midwest | TVA | NonRTO_Midwest | 2040 | B6 | 300 | 0 | 100 | 0 | 0 |  | 0 |  | 0 | 0 |  | 0 | 1.3806
TVA_2_NonRTO_Midwest | TVA | NonRTO_Midwest | 2040 | B7 | 400 | 0 | 100 | 0 | 0 |  | 0 |  | 0 | 0 |  | 0 | 1.3806
TVA_2_NonRTO_Midwest | TVA | NonRTO_Midwest | 2040 | B8 | 500 | 0 | 100 | 0 | 0 |  | 0 |  | 0 | 0 |  | 0 | 1.3806
TVA_2_NonRTO_Midwest | TVA | NonRTO_Midwest | 2040 | B9 | 800 | 0 | 100 | 0 | 0 |  | 0 |  | 0 | 0 |  | 0 | 1.3806
TVA_2_NonRTO_Midwest | TVA | NonRTO_Midwest | 2040 | B10 | 1262 | 0 | 100 | 0 | 0 |  | 0 |  | 0 | 0 |  | 0 | 1.3806
TVA_2_NonRTO_Midwest | TVA | NonRTO_Midwest | 2040 | B11 | 25 | 0 | 100 | 0 | 0 |  | 0 |  | 0 | 0 |  | 0 | 1.3806
TVA_2_NonRTO_Midwest | TVA | NonRTO_Midwest | 2040 | B12 | 200 | 0 | 100 | 0 | 0 |  | 0 |  | 0 | 0 |  | 0 | 1.3806
TVA_2_NonRTO_Midwest | TVA | NonRTO_Midwest | 2040 | B13 | 600 | 0 | 100 | 100 | 0 |  | 0 |  | 1.2582 | 0 |  | 0.29036 | 1.3806
TVA_2_NonRTO_Midwest | TVA | NonRTO_Midwest | 2040 | B14 | 900 | 0 | 100 | 100 | 0 |  | 0 |  | 1.2582 | 0 |  | 0.43554 | 1.3806
TVA_2_NonRTO_Midwest | TVA | NonRTO_Midwest | 2040 | B15 | 1203 | 0 | 100 | 0 | 0 |  | 0 |  | 0 | 0 |  | 0 | 1.3806
TVA_2_NonRTO_Midwest | TVA | NonRTO_Midwest | 2040 | B16 | 25 | 0 | 100 | 0 | 0 |  | 0 |  | 0 | 0 |  | 0 | 1.3806
TVA_2_NonRTO_Midwest | TVA | NonRTO_Midwest | 2040 | B17 | 100 | 0 | 100 | 0 | 0 |  | 0 |  | 0 | 0 |  | 0 | 1.3806
TVA_2_NonRTO_Midwest | TVA | NonRTO_Midwest | 2040 | B18 | 400 | 0 | 100 | 100 | 0 |  | 0 |  | 2.6351 | 0 |  | 0.40541 | 1.3806
TVA_2_NonRTO_Midwest | TVA | NonRTO_Midwest | 2040 | B19 | 700 | 0 | 100 | 100 | 0 |  | 0 |  | 2.6351 | 0 |  | 0.70946 | 1.3806
TVA_2_NonRTO_Midwest | TVA | NonRTO_Midwest | 2040 | B20 | 935 | 0 | 100 | 0 | 0 |  | 0 |  | 0 | 0 |  | 0 | 1.3806
TVA_2_NonRTO_Midwest | TVA | NonRTO_Midwest | 2045 | B1 | 10 | 0 | 100 | 0 | 0 |  | 0 |  | 0 | 0 |  | 0 | 0
TVA_2_NonRTO_Midwest | TVA | NonRTO_Midwest | 2045 | B2 | 25 | 0 | 100 | 0 | 0 |  | 0 |  | 0 | 0 |  | 0 | 0
TVA_2_NonRTO_Midwest | TVA | NonRTO_Midwest | 2045 | B3 | 75 | 0 | 100 | 0 | 0 |  | 0 |  | 0 | 0 |  | 0 | 0
TVA_2_NonRTO_Midwest | TVA | NonRTO_Midwest | 2045 | B4 | 100 | 0 | 100 | 0 | 0 |  | 0 |  | 0 | 0 |  | 0 | 0
TVA_2_NonRTO_Midwest | TVA | NonRTO_Midwest | 2045 | B5 | 200 | 0 | 100 | 0 | 0 |  | 0 |  | 0 | 0 |  | 0 | 0
TVA_2_NonRTO_Midwest | TVA | NonRTO_Midwest | 2045 | B6 | 300 | 0 | 100 | 0 | 0 |  | 0 |  | 0 | 0 |  | 0 | 0
TVA_2_NonRTO_Midwest | TVA | NonRTO_Midwest | 2045 | B7 | 400 | 0 | 100 | 0 | 0 |  | 0 |  | 0 | 0 |  | 0 | 0
TVA_2_NonRTO_Midwest | TVA | NonRTO_Midwest | 2045 | B8 | 500 | 0 | 100 | 0 | 0 |  | 0 |  | 0 | 0 |  | 0 | 0
TVA_2_NonRTO_Midwest | TVA | NonRTO_Midwest | 2045 | B9 | 800 | 0 | 100 | 0 | 0 |  | 0 |  | 0 | 0 |  | 0 | 0
TVA_2_NonRTO_Midwest | TVA | NonRTO_Midwest | 2045 | B10 | 1262 | 0 | 100 | 0 | 0 |  | 0 |  | 0 | 0 |  | 0 | 0
TVA_2_NonRTO_Midwest | TVA | NonRTO_Midwest | 2045 | B11 | 25 | 0 | 100 | 0 | 0 |  | 0 |  | 0 | 0 |  | 0 | 0
TVA_2_NonRTO_Midwest | TVA | NonRTO_Midwest | 2045 | B12 | 200 | 0 | 100 | 0 | 0 |  | 0 |  | 0 | 0 |  | 0 | 0
TVA_2_NonRTO_Midwest | TVA | NonRTO_Midwest | 2045 | B13 | 600 | 0 | 100 | 24.91 | 0 |  | 0 |  | 0 | 0 |  | 0 | 0
TVA_2_NonRTO_Midwest | TVA | NonRTO_Midwest | 2045 | B14 | 900 | 0 | 100 | 0 | 0 |  | 0 |  | 0 | 0 |  | 0 | 0
TVA_2_NonRTO_Midwest | TVA | NonRTO_Midwest | 2045 | B15 | 1203 | 0 | 100 | 0 | 0 |  | 0 |  | 0 | 0 |  | 0 | 0
TVA_2_NonRTO_Midwest | TVA | NonRTO_Midwest | 2045 | B16 | 25 | 0 | 100 | 0 | 0 |  | 0 |  | 0 | 0 |  | 0 | 0
TVA_2_NonRTO_Midwest | TVA | NonRTO_Midwest | 2045 | B17 | 100 | 0 | 100 | 0 | 0 |  | 0 |  | 0 | 0 |  | 0 | 0
TVA_2_NonRTO_Midwest | TVA | NonRTO_Midwest | 2045 | B18 | 400 | 0 | 100 | 0 | 0 |  | 0 |  | 0 | 0 |  | 0 | 0
TVA_2_NonRTO_Midwest | TVA | NonRTO_Midwest | 2045 | B19 | 700 | 0 | 100 | 0 | 0 |  | 0 |  | 0 | 0 |  | 0 | 0
TVA_2_NonRTO_Midwest | TVA | NonRTO_Midwest | 2045 | B20 | 935 | 0 | 100 | 0 | 0 |  | 0 |  | 0 | 0 |  | 0 | 0
TVA_2_NonRTO_Midwest | TVA | NonRTO_Midwest | 2050 | B1 | 10 | 0 | 100 | 0 | 0 |  | 0 |  | 0 | 0 |  | 0 | 20.2808
TVA_2_NonRTO_Midwest | TVA | NonRTO_Midwest | 2050 | B2 | 25 | 0 | 100 | 0 | 0 |  | 0 |  | 0 | 0 |  | 0 | 20.2808
TVA_2_NonRTO_Midwest | TVA | NonRTO_Midwest | 2050 | B3 | 75 | 0 | 100 | 0 | 0 |  | 0 |  | 0 | 0 |  | 0 | 20.2808
TVA_2_NonRTO_Midwest | TVA | NonRTO_Midwest | 2050 | B4 | 100 | 0 | 100 | 0 | 0 |  | 0 |  | 0 | 0 |  | 0 | 20.2808
TVA_2_NonRTO_Midwest | TVA | NonRTO_Midwest | 2050 | B5 | 200 | 0 | 100 | 0 | 0 |  | 0 |  | 0 | 0 |  | 0 | 20.2808
TVA_2_NonRTO_Midwest | TVA | NonRTO_Midwest | 2050 | B6 | 300 | 0 | 100 | 0 | 0 |  | 0 |  | 0 | 0 |  | 0 | 20.2808
TVA_2_NonRTO_Midwest | TVA | NonRTO_Midwest | 2050 | B7 | 400 | 0 | 100 | 100 | 0 |  | 0 |  | 66.0922 | 0 |  | 26.4369 | 20.2808
TVA_2_NonRTO_Midwest | TVA | NonRTO_Midwest | 2050 | B8 | 500 | 0 | 100 | 100 | 0 |  | 0 |  | 0.01187 | 0 |  | 0.005935 | 20.2808
TVA_2_NonRTO_Midwest | TVA | NonRTO_Midwest | 2050 | B9 | 800 | 0 | 100 | 0 | 0 |  | 0 |  | 0 | 0 |  | 0 | 20.2808
TVA_2_NonRTO_Midwest | TVA | NonRTO_Midwest | 2050 | B10 | 1262 | 0 | 100 | 0 | 0 |  | 0 |  | 0 | 0 |  | 0 | 20.2808
TVA_2_NonRTO_Midwest | TVA | NonRTO_Midwest | 2050 | B11 | 25 | 0 | 100 | 0 | 0 |  | 0 |  | 0 | 0 |  | 0 | 20.2808
TVA_2_NonRTO_Midwest | TVA | NonRTO_Midwest | 2050 | B12 | 200 | 0 | 100 | 0 | 0 |  | 0 |  | 0 | 0 |  | 0 | 20.2808
TVA_2_NonRTO_Midwest | TVA | NonRTO_Midwest | 2050 | B13 | 600 | 0 | 100 | 0 | 0 |  | 0 |  | 0 | 0 |  | 0 | 20.2808
TVA_2_NonRTO_Midwest | TVA | NonRTO_Midwest | 2050 | B14 | 900 | 0 | 100 | 0 | 0 |  | 0 |  | 0 | 0 |  | 0 | 20.2808
TVA_2_NonRTO_Midwest | TVA | NonRTO_Midwest | 2050 | B15 | 1203 | 0 | 100 | 0 | 0 |  | 0 |  | 0 | 0 |  | 0 | 20.2808
TVA_2_NonRTO_Midwest | TVA | NonRTO_Midwest | 2050 | B16 | 25 | 0 | 100 | 0 | 0 |  | 0 |  | 0 | 0 |  | 0 | 20.2808
TVA_2_NonRTO_Midwest | TVA | NonRTO_Midwest | 2050 | B17 | 100 | 0 | 100 | 100 | 0 |  | 0 |  | 5.9825 | 0 |  | 0.59825 | 20.2808
TVA_2_NonRTO_Midwest | TVA | NonRTO_Midwest | 2050 | B18 | 400 | 0 | 100 | 0 | 0 |  | 0 |  | 0 | 0 |  | 0 | 20.2808
TVA_2_NonRTO_Midwest | TVA | NonRTO_Midwest | 2050 | B19 | 700 | 0 | 100 | 0 | 0 |  | 0 |  | 0 | 0 |  | 0 | 20.2808
TVA_2_NonRTO_Midwest | TVA | NonRTO_Midwest | 2050 | B20 | 935 | 0 | 100 | 0 | 0 |  | 0 |  | 0 | 0 |  | 0 | 20.2808
TVA_2_PJM_ROR | TVA | PJM_ROR | 2015 | B1 | 10 | 0 | 500 | 0 | 0 |  | 0 |  | 0 | 0 |  | 0 | 0
TVA_2_PJM_ROR | TVA | PJM_ROR | 2015 | B2 | 25 | 0 | 500 | 0 | 0 |  | 0 |  | 0 | 0 |  | 0 | 0
TVA_2_PJM_ROR | TVA | PJM_ROR | 2015 | B3 | 75 | 0 | 500 | 0 | 0 |  | 0 |  | 0 | 0 |  | 0 | 0
TVA_2_PJM_ROR | TVA | PJM_ROR | 2015 | B4 | 100 | 0 | 500 | 0 | 0 |  | 0 |  | 0 | 0 |  | 0 | 0
TVA_2_PJM_ROR | TVA | PJM_ROR | 2015 | B5 | 200 | 0 | 500 | 0 | 0 |  | 0 |  | 0 | 0 |  | 0 | 0
TVA_2_PJM_ROR | TVA | PJM_ROR | 2015 | B6 | 300 | 0 | 500 | 0 | 0 |  | 0 |  | 0 | 0 |  | 0 | 0
TVA_2_PJM_ROR | TVA | PJM_ROR | 2015 | B7 | 400 | 0 | 500 | 0 | 0 |  | 0 |  | 0 | 0 |  | 0 | 0
TVA_2_PJM_ROR | TVA | PJM_ROR | 2015 | B8 | 500 | 0 | 500 | 0 | 0 |  | 0 |  | 0 | 0 |  | 0 | 0
TVA_2_PJM_ROR | TVA | PJM_ROR | 2015 | B9 | 800 | 0 | 500 | 0 | 0 |  | 0 |  | 0 | 0 |  | 0 | 0
TVA_2_PJM_ROR | TVA | PJM_ROR | 2015 | B10 | 1262 | 0 | 500 | 0 | 0 |  | 0 |  | 0 | 0 |  | 0 | 0
TVA_2_PJM_ROR | TVA | PJM_ROR | 2015 | B11 | 25 | 0 | 500 | 0 | 0 |  | 0 |  | 0 | 0 |  | 0 | 0
TVA_2_PJM_ROR | TVA | PJM_ROR | 2015 | B12 | 200 | 0 | 500 | 0 | 0 |  | 0 |  | 0 | 0 |  | 0 | 0
TVA_2_PJM_ROR | TVA | PJM_ROR | 2015 | B13 | 600 | 0 | 500 | 0 | 0 |  | 0 |  | 0 | 0 |  | 0 | 0
TVA_2_PJM_ROR | TVA | PJM_ROR | 2015 | B14 | 900 | 0 | 500 | 0 | 0 |  | 0 |  | 0 | 0 |  | 0 | 0
TVA_2_PJM_ROR | TVA | PJM_ROR | 2015 | B15 | 1203 | 0 | 500 | 0 | 0 |  | 0 |  | 0 | 0 |  | 0 | 0
TVA_2_PJM_ROR | TVA | PJM_ROR | 2015 | B16 | 25 | 0 | 500 | 0 | 0 |  | 0 |  | 0 | 0 |  | 0 | 0
TVA_2_PJM_ROR | TVA | PJM_ROR | 2015 | B17 | 100 | 0 | 500 | 0 | 0 |  | 0 |  | 0 | 0 |  | 0 | 0
TVA_2_PJM_ROR | TVA | PJM_ROR | 2015 | B18 | 400 | 0 | 500 | 0 | 0 |  | 0 |  | 0 | 0 |  | 0 | 0
TVA_2_PJM_ROR | TVA | PJM_ROR | 2015 | B19 | 700 | 0 | 500 | 0 | 0 |  | 0 |  | 0 | 0 |  | 0 | 0
TVA_2_PJM_ROR | TVA | PJM_ROR | 2015 | B20 | 935 | 0 | 500 | 0 | 0 |  | 0 |  | 0 | 0 |  | 0 | 0
TVA_2_PJM_ROR | TVA | PJM_ROR | 2020 | B1 | 10 | 0 | 500 | 0 | 0 |  | 0 |  | 0 | 0 |  | 0 | 0
TVA_2_PJM_ROR | TVA | PJM_ROR | 2020 | B2 | 25 | 0 | 500 | 0 | 0 |  | 0 |  | 0 | 0 |  | 0 | 0
TVA_2_PJM_ROR | TVA | PJM_ROR | 2020 | B3 | 75 | 0 | 500 | 0 | 0 |  | 0 |  | 0 | 0 |  | 0 | 0
TVA_2_PJM_ROR | TVA | PJM_ROR | 2020 | B4 | 100 | 0 | 500 | 0 | 0 |  | 0 |  | 0 | 0 |  | 0 | 0
TVA_2_PJM_ROR | TVA | PJM_ROR | 2020 | B5 | 200 | 0 | 500 | 0 | 0 |  | 0 |  | 0 | 0 |  | 0 | 0
TVA_2_PJM_ROR | TVA | PJM_ROR | 2020 | B6 | 300 | 0 | 500 | 0 | 0 |  | 0 |  | 0 | 0 |  | 0 | 0
TVA_2_PJM_ROR | TVA | PJM_ROR | 2020 | B7 | 400 | 0 | 500 | 0 | 0 |  | 0 |  | 0 | 0 |  | 0 | 0
TVA_2_PJM_ROR | TVA | PJM_ROR | 2020 | B8 | 500 | 0 | 500 | 0 | 0 |  | 0 |  | 0 | 0 |  | 0 | 0
TVA_2_PJM_ROR | TVA | PJM_ROR | 2020 | B9 | 800 | 0 | 500 | 0 | 0 |  | 0 |  | 0 | 0 |  | 0 | 0
TVA_2_PJM_ROR | TVA | PJM_ROR | 2020 | B10 | 1262 | 0 | 500 | 0 | 0 |  | 0 |  | 0 | 0 |  | 0 | 0
TVA_2_PJM_ROR | TVA | PJM_ROR | 2020 | B11 | 25 | 0 | 500 | 0 | 0 |  | 0 |  | 0 | 0 |  | 0 | 0
TVA_2_PJM_ROR | TVA | PJM_ROR | 2020 | B12 | 200 | 0 | 500 | 0 | 0 |  | 0 |  | 0 | 0 |  | 0 | 0
TVA_2_PJM_ROR | TVA | PJM_ROR | 2020 | B13 | 600 | 0 | 500 | 0 | 0 |  | 0 |  | 0 | 0 |  | 0 | 0
TVA_2_PJM_ROR | TVA | PJM_ROR | 2020 | B14 | 900 | 0 | 500 | 0 | 0 |  | 0 |  | 0 | 0 |  | 0 | 0
TVA_2_PJM_ROR | TVA | PJM_ROR | 2020 | B15 | 1203 | 0 | 500 | 0 | 0 |  | 0 |  | 0 | 0 |  | 0 | 0
TVA_2_PJM_ROR | TVA | PJM_ROR | 2020 | B16 | 25 | 0 | 500 | 0 | 0 |  | 0 |  | 0 | 0 |  | 0 | 0
TVA_2_PJM_ROR | TVA | PJM_ROR | 2020 | B17 | 100 | 0 | 500 | 0 | 0 |  | 0 |  | 0 | 0 |  | 0 | 0
TVA_2_PJM_ROR | TVA | PJM_ROR | 2020 | B18 | 400 | 0 | 500 | 0 | 0 |  | 0 |  | 0 | 0 |  | 0 | 0
TVA_2_PJM_ROR | TVA | PJM_ROR | 2020 | B19 | 700 | 0 | 500 | 0 | 0 |  | 0 |  | 0 | 0 |  | 0 | 0
TVA_2_PJM_ROR | TVA | PJM_ROR | 2020 | B20 | 935 | 0 | 500 | 0 | 0 |  | 0 |  | 0 | 0 |  | 0 | 0
TVA_2_PJM_ROR | TVA | PJM_ROR | 2025 | B1 | 10 | 0 | 500 | 0 | 0 |  | 0 |  | 0 | 0 |  | 0 | 0
TVA_2_PJM_ROR | TVA | PJM_ROR | 2025 | B2 | 25 | 0 | 500 | 0 | 0 |  | 0 |  | 0 | 0 |  | 0 | 0
TVA_2_PJM_ROR | TVA | PJM_ROR | 2025 | B3 | 75 | 0 | 500 | 0 | 0 |  | 0 |  | 0 | 0 |  | 0 | 0
TVA_2_PJM_ROR | TVA | PJM_ROR | 2025 | B4 | 100 | 0 | 500 | 0 | 0 |  | 0 |  | 0 | 0 |  | 0 | 0
TVA_2_PJM_ROR | TVA | PJM_ROR | 2025 | B5 | 200 | 0 | 500 | 0 | 0 |  | 0 |  | 0 | 0 |  | 0 | 0
TVA_2_PJM_ROR | TVA | PJM_ROR | 2025 | B6 | 300 | 0 | 500 | 0 | 0 |  | 0 |  | 0 | 0 |  | 0 | 0
TVA_2_PJM_ROR | TVA | PJM_ROR | 2025 | B7 | 400 | 0 | 500 | 0 | 0 |  | 0 |  | 0 | 0 |  | 0 | 0
TVA_2_PJM_ROR | TVA | PJM_ROR | 2025 | B8 | 500 | 0 | 500 | 0 | 0 |  | 0 |  | 0 | 0 |  | 0 | 0
TVA_2_PJM_ROR | TVA | PJM_ROR | 2025 | B9 | 800 | 0 | 500 | 0 | 0 |  | 0 |  | 0 | 0 |  | 0 | 0
TVA_2_PJM_ROR | TVA | PJM_ROR | 2025 | B10 | 1262 | 0 | 500 | 0 | 0 |  | 0 |  | 0 | 0 |  | 0 | 0
TVA_2_PJM_ROR | TVA | PJM_ROR | 2025 | B11 | 25 | 0 | 500 | 0 | 0 |  | 0 |  | 0 | 0 |  | 0 | 0
TVA_2_PJM_ROR | TVA | PJM_ROR | 2025 | B12 | 200 | 0 | 500 | 0 | 0 |  | 0 |  | 0 | 0 |  | 0 | 0
TVA_2_PJM_ROR | TVA | PJM_ROR | 2025 | B13 | 600 | 0 | 500 | 0 | 0 |  | 0 |  | 0 | 0 |  | 0 | 0
TVA_2_PJM_ROR | TVA | PJM_ROR | 2025 | B14 | 900 | 0 | 500 | 0 | 0 |  | 0 |  | 0 | 0 |  | 0 | 0
TVA_2_PJM_ROR | TVA | PJM_ROR | 2025 | B15 | 1203 | 0 | 500 | 0 | 0 |  | 0 |  | 0 | 0 |  | 0 | 0
TVA_2_PJM_ROR | TVA | PJM_ROR | 2025 | B16 | 25 | 0 | 500 | 0 | 0 |  | 0 |  | 0 | 0 |  | 0 | 0
TVA_2_PJM_ROR | TVA | PJM_ROR | 2025 | B17 | 100 | 0 | 500 | 0 | 0 |  | 0 |  | 0 | 0 |  | 0 | 0
TVA_2_PJM_ROR | TVA | PJM_ROR | 2025 | B18 | 400 | 0 | 500 | 0 | 0 |  | 0 |  | 0 | 0 |  | 0 | 0
TVA_2_PJM_ROR | TVA | PJM_ROR | 2025 | B19 | 700 | 0 | 500 | 0 | 0 |  | 0 |  | 0 | 0 |  | 0 | 0
TVA_2_PJM_ROR | TVA | PJM_ROR | 2025 | B20 | 935 | 0 | 500 | 0 | 0 |  | 0 |  | 0 | 0 |  | 0 | 0
TVA_2_PJM_ROR | TVA | PJM_ROR | 2030 | B1 | 10 | 0 | 500 | 0 | 0 |  | 0 |  | 0 | 0 |  | 0 | 0
TVA_2_PJM_ROR | TVA | PJM_ROR | 2030 | B2 | 25 | 0 | 500 | 409.9 | 0 |  | 0 |  | 0 | 0 |  | 0 | 0
TVA_2_PJM_ROR | TVA | PJM_ROR | 2030 | B3 | 75 | 0 | 500 | 0 | 0 |  | 0 |  | 0 | 0 |  | 0 | 0
TVA_2_PJM_ROR | TVA | PJM_ROR | 2030 | B4 | 100 | 0 | 500 | 0 | 0 |  | 0 |  | 0 | 0 |  | 0 | 0
TVA_2_PJM_ROR | TVA | PJM_ROR | 2030 | B5 | 200 | 0 | 500 | 0 | 0 |  | 0 |  | 0 | 0 |  | 0 | 0
TVA_2_PJM_ROR | TVA | PJM_ROR | 2030 | B6 | 300 | 0 | 500 | 0 | 0 |  | 0 |  | 0 | 0 |  | 0 | 0
TVA_2_PJM_ROR | TVA | PJM_ROR | 2030 | B7 | 400 | 0 | 500 | 0 | 0 |  | 0 |  | 0 | 0 |  | 0 | 0
TVA_2_PJM_ROR | TVA | PJM_ROR | 2030 | B8 | 500 | 0 | 500 | 0 | 0 |  | 0 |  | 0 | 0 |  | 0 | 0
TVA_2_PJM_ROR | TVA | PJM_ROR | 2030 | B9 | 800 | 0 | 500 | 0 | 0 |  | 0 |  | 0 | 0 |  | 0 | 0
TVA_2_PJM_ROR | TVA | PJM_ROR | 2030 | B10 | 1262 | 0 | 500 | 0 | 0 |  | 0 |  | 0 | 0 |  | 0 | 0
TVA_2_PJM_ROR | TVA | PJM_ROR | 2030 | B11 | 25 | 0 | 500 | 0 | 0 |  | 0 |  | 0 | 0 |  | 0 | 0
TVA_2_PJM_ROR | TVA | PJM_ROR | 2030 | B12 | 200 | 0 | 500 | 0 | 0 |  | 0 |  | 0 | 0 |  | 0 | 0
TVA_2_PJM_ROR | TVA | PJM_ROR | 2030 | B13 | 600 | 0 | 500 | 0 | 0 |  | 0 |  | 0 | 0 |  | 0 | 0
TVA_2_PJM_ROR | TVA | PJM_ROR | 2030 | B14 | 900 | 0 | 500 | 0 | 0 |  | 0 |  | 0 | 0 |  | 0 | 0
TVA_2_PJM_ROR | TVA | PJM_ROR | 2030 | B15 | 1203 | 0 | 500 | 0 | 0 |  | 0 |  | 0 | 0 |  | 0 | 0
TVA_2_PJM_ROR | TVA | PJM_ROR | 2030 | B16 | 25 | 0 | 500 | 0 | 0 |  | 0 |  | 0 | 0 |  | 0 | 0
TVA_2_PJM_ROR | TVA | PJM_ROR | 2030 | B17 | 100 | 0 | 500 | 0 | 0 |  | 0 |  | 0 | 0 |  | 0 | 0
TVA_2_PJM_ROR | TVA | PJM_ROR | 2030 | B18 | 400 | 0 | 500 | 0 | 0 |  | 0 |  | 0 | 0 |  | 0 | 0
TVA_2_PJM_ROR | TVA | PJM_ROR | 2030 | B19 | 700 | 0 | 500 | 0 | 0 |  | 0 |  | 0 | 0 |  | 0 | 0
TVA_2_PJM_ROR | TVA | PJM_ROR | 2030 | B20 | 935 | 0 | 500 | 0 | 0 |  | 0 |  | 0 | 0 |  | 0 | 0
TVA_2_PJM_ROR | TVA | PJM_ROR | 2035 | B1 | 10 | 0 | 500 | 0 | 0 |  | 0 |  | 0 | 0 |  | 0 | 1.0475
TVA_2_PJM_ROR | TVA | PJM_ROR | 2035 | B2 | 25 | 0 | 500 | 0 | 0 |  | 0 |  | 0 | 0 |  | 0 | 1.0475
TVA_2_PJM_ROR | TVA | PJM_ROR | 2035 | B3 | 75 | 0 | 500 | 0 | 0 |  | 0 |  | 0 | 0 |  | 0 | 1.0475
TVA_2_PJM_ROR | TVA | PJM_ROR | 2035 | B4 | 100 | 0 | 500 | 0 | 0 |  | 0 |  | 0 | 0 |  | 0 | 1.0475
TVA_2_PJM_ROR | TVA | PJM_ROR | 2035 | B5 | 200 | 0 | 500 | 0 | 0 |  | 0 |  | 0 | 0 |  | 0 | 1.0475
TVA_2_PJM_ROR | TVA | PJM_ROR | 2035 | B6 | 300 | 0 | 500 | 0 | 0 |  | 0 |  | 0 | 0 |  | 0 | 1.0475
TVA_2_PJM_ROR | TVA | PJM_ROR | 2035 | B7 | 400 | 0 | 500 | 291.32 | 0 |  | 0 |  | 0 | 0 |  | 0 | 1.0475
TVA_2_PJM_ROR | TVA | PJM_ROR | 2035 | B8 | 500 | 0 | 500 | 500 | 0 |  | 0 |  | 1.4481 | 0 |  | 0.60339 | 1.0475
TVA_2_PJM_ROR | TVA | PJM_ROR | 2035 | B9 | 800 | 0 | 500 | 0 | 0 |  | 0 |  | 0 | 0 |  | 0 | 1.0475
TVA_2_PJM_ROR | TVA | PJM_ROR | 2035 | B10 | 1262 | 0 | 500 | 0 | 0 |  | 0 |  | 0 | 0 |  | 0 | 1.0475
TVA_2_PJM_ROR | TVA | PJM_ROR | 2035 | B11 | 25 | 0 | 500 | 0 | 0 |  | 0 |  | 0 | 0 |  | 0 | 1.0475
TVA_2_PJM_ROR | TVA | PJM_ROR | 2035 | B12 | 200 | 0 | 500 | 500 | 0 |  | 0 |  | 0.08309 | 0 |  | 0.013848 | 1.0475
TVA_2_PJM_ROR | TVA | PJM_ROR | 2035 | B13 | 600 | 0 | 500 | 0 | 0 |  | 0 |  | 0 | 0 |  | 0 | 1.0475
TVA_2_PJM_ROR | TVA | PJM_ROR | 2035 | B14 | 900 | 0 | 500 | 0 | 0 |  | 0 |  | 0 | 0 |  | 0 | 1.0475
TVA_2_PJM_ROR | TVA | PJM_ROR | 2035 | B15 | 1203 | 0 | 500 | 0 | 0 |  | 0 |  | 0 | 0 |  | 0 | 1.0475
TVA_2_PJM_ROR | TVA | PJM_ROR | 2035 | B16 | 25 | 0 | 500 | 0 | 0 |  | 0 |  | 0 | 0 |  | 0 | 1.0475
TVA_2_PJM_ROR | TVA | PJM_ROR | 2035 | B17 | 100 | 0 | 500 | 500 | 0 |  | 0 |  | 2.5639 | 0 |  | 0.21366 | 1.0475
TVA_2_PJM_ROR | TVA | PJM_ROR | 2035 | B18 | 400 | 0 | 500 | 500 | 0 |  | 0 |  | 1.6974 | 0 |  | 0.5658 | 1.0475
TVA_2_PJM_ROR | TVA | PJM_ROR | 2035 | B19 | 700 | 0 | 500 | 0 | 0 |  | 0 |  | 0 | 0 |  | 0 | 1.0475
TVA_2_PJM_ROR | TVA | PJM_ROR | 2035 | B20 | 935 | 0 | 500 | 0 | 0 |  | 0 |  | 0 | 0 |  | 0 | 1.0475
TVA_2_PJM_ROR | TVA | PJM_ROR | 2040 | B1 | 10 | 0 | 500 | 0 | 0 |  | 0 |  | 0 | 0 |  | 0 | 2.9912
TVA_2_PJM_ROR | TVA | PJM_ROR | 2040 | B2 | 25 | 0 | 500 | 500 | 0 |  | 0 |  | 3.9883 | 0 |  | 3.9883 | 2.9912
TVA_2_PJM_ROR | TVA | PJM_ROR | 2040 | B3 | 75 | 0 | 500 | 0 | 0 |  | 0 |  | 0 | 0 |  | 0 | 2.9912
TVA_2_PJM_ROR | TVA | PJM_ROR | 2040 | B4 | 100 | 0 | 500 | 0 | 0 |  | 0 |  | 0 | 0 |  | 0 | 2.9912
TVA_2_PJM_ROR | TVA | PJM_ROR | 2040 | B5 | 200 | 0 | 500 | 0 | 0 |  | 0 |  | 0 | 0 |  | 0 | 2.9912
TVA_2_PJM_ROR | TVA | PJM_ROR | 2040 | B6 | 300 | 0 | 500 | 0 | 0 |  | 0 |  | 0 | 0 |  | 0 | 2.9912
TVA_2_PJM_ROR | TVA | PJM_ROR | 2040 | B7 | 400 | 0 | 500 | 0 | 0 |  | 0 |  | 0 | 0 |  | 0 | 2.9912
TVA_2_PJM_ROR | TVA | PJM_ROR | 2040 | B8 | 500 | 0 | 500 | 0 | 0 |  | 0 |  | 0 | 0 |  | 0 | 2.9912
TVA_2_PJM_ROR | TVA | PJM_ROR | 2040 | B9 | 800 | 0 | 500 | 0 | 0 |  | 0 |  | 0 | 0 |  | 0 | 2.9912
TVA_2_PJM_ROR | TVA | PJM_ROR | 2040 | B10 | 1262 | 0 | 500 | 134.02 | 0 |  | 0 |  | 0 | 0 |  | 0 | 2.9912
TVA_2_PJM_ROR | TVA | PJM_ROR | 2040 | B11 | 25 | 0 | 500 | 0 | 0 |  | 0 |  | 0 | 0 |  | 0 | 2.9912
TVA_2_PJM_ROR | TVA | PJM_ROR | 2040 | B12 | 200 | 0 | 500 | 0 | 0 |  | 0 |  | 0 | 0 |  | 0 | 2.9912
TVA_2_PJM_ROR | TVA | PJM_ROR | 2040 | B13 | 600 | 0 | 500 | 0 | 0 |  | 0 |  | 0 | 0 |  | 0 | 2.9912
TVA_2_PJM_ROR | TVA | PJM_ROR | 2040 | B14 | 900 | 0 | 500 | 0 | 0 |  | 0 |  | 0 | 0 |  | 0 | 2.9912
TVA_2_PJM_ROR | TVA | PJM_ROR | 2040 | B15 | 1203 | 0 | 500 | 0 | 0 |  | 0 |  | 0 | 0 |  | 0 | 2.9912
TVA_2_PJM_ROR | TVA | PJM_ROR | 2040 | B16 | 25 | 0 | 500 | 0 | 0 |  | 0 |  | 0 | 0 |  | 0 | 2.9912
TVA_2_PJM_ROR | TVA | PJM_ROR | 2040 | B17 | 100 | 0 | 500 | 0 | 0 |  | 0 |  | 0 | 0 |  | 0 | 2.9912
TVA_2_PJM_ROR | TVA | PJM_ROR | 2040 | B18 | 400 | 0 | 500 | 0 | 0 |  | 0 |  | 0 | 0 |  | 0 | 2.9912
TVA_2_PJM_ROR | TVA | PJM_ROR | 2040 | B19 | 700 | 0 | 500 | 0 | 0 |  | 0 |  | 0 | 0 |  | 0 | 2.9912
TVA_2_PJM_ROR | TVA | PJM_ROR | 2040 | B20 | 935 | 0 | 500 | 0 | 0 |  | 0 |  | 0 | 0 |  | 0 | 2.9912
TVA_2_PJM_ROR | TVA | PJM_ROR | 2045 | B1 | 10 | 0 | 500 | 0.01 | 0 |  | 0 |  | 0 | 0 |  | 0 | 2.8598
TVA_2_PJM_ROR | TVA | PJM_ROR | 2045 | B2 | 25 | 0 | 500 | 500 | 0 |  | 0 |  | 9.9589 | 0 |  | 0.39836 | 2.8598
TVA_2_PJM_ROR | TVA | PJM_ROR | 2045 | B3 | 75 | 0 | 500 | 0 | 0 |  | 0 |  | 0 | 0 |  | 0 | 2.8598
TVA_2_PJM_ROR | TVA | PJM_ROR | 2045 | B4 | 100 | 0 | 500 | 0 | 0 |  | 0 |  | 0 | 0 |  | 0 | 2.8598
TVA_2_PJM_ROR | TVA | PJM_ROR | 2045 | B5 | 200 | 0 | 500 | 0 | 0 |  | 0 |  | 0 | 0 |  | 0 | 2.8598
TVA_2_PJM_ROR | TVA | PJM_ROR | 2045 | B6 | 300 | 0 | 500 | 0 | 0 |  | 0 |  | 0 | 0 |  | 0 | 2.8598
TVA_2_PJM_ROR | TVA | PJM_ROR | 2045 | B7 | 400 | 0 | 500 | 0 | 0 |  | 0 |  | 0 | 0 |  | 0 | 2.8598
TVA_2_PJM_ROR | TVA | PJM_ROR | 2045 | B8 | 500 | 0 | 500 | 0 | 0 |  | 0 |  | 0 | 0 |  | 0 | 2.8598
TVA_2_PJM_ROR | TVA | PJM_ROR | 2045 | B9 | 800 | 0 | 500 | 0 | 0 |  | 0 |  | 0 | 0 |  | 0 | 2.8598
TVA_2_PJM_ROR | TVA | PJM_ROR | 2045 | B10 | 1262 | 0 | 500 | 0 | 0 |  | 0 |  | 0 | 0 |  | 0 | 2.8598
TVA_2_PJM_ROR | TVA | PJM_ROR | 2045 | B11 | 25 | 0 | 500 | 0 | 0 |  | 0 |  | 0 | 0 |  | 0 | 2.8598
TVA_2_PJM_ROR | TVA | PJM_ROR | 2045 | B12 | 200 | 0 | 500 | 500 | 0 |  | 0 |  | 5.8757 | 0 |  | 1.8802 | 2.8598
TVA_2_PJM_ROR | TVA | PJM_ROR | 2045 | B13 | 600 | 0 | 500 | 41.07 | 0 |  | 0 |  | 0 | 0 |  | 0 | 2.8598
TVA_2_PJM_ROR | TVA | PJM_ROR | 2045 | B14 | 900 | 0 | 500 | 0 | 0 |  | 0 |  | 0 | 0 |  | 0 | 2.8598
TVA_2_PJM_ROR | TVA | PJM_ROR | 2045 | B15 | 1203 | 0 | 500 | 0 | 0 |  | 0 |  | 0 | 0 |  | 0 | 2.8598
TVA_2_PJM_ROR | TVA | PJM_ROR | 2045 | B16 | 25 | 0 | 500 | 0 | 0 |  | 0 |  | 0 | 0 |  | 0 | 2.8598
TVA_2_PJM_ROR | TVA | PJM_ROR | 2045 | B17 | 100 | 0 | 500 | 0 | 0 |  | 0 |  | 0 | 0 |  | 0 | 2.8598
TVA_2_PJM_ROR | TVA | PJM_ROR | 2045 | B18 | 400 | 0 | 500 | 500 | 0 |  | 0 |  | 2.3977 | 0 |  | 1.5346 | 2.8598
TVA_2_PJM_ROR | TVA | PJM_ROR | 2045 | B19 | 700 | 0 | 500 | 497.03 | 0 |  | 0 |  | 0 | 0 |  | 0 | 2.8598
TVA_2_PJM_ROR | TVA | PJM_ROR | 2045 | B20 | 935 | 0 | 500 | 0 | 0 |  | 0 |  | 0 | 0 |  | 0 | 2.8598
TVA_2_PJM_ROR | TVA | PJM_ROR | 2050 | B1 | 10 | 0 | 500 | 0 | 0 |  | 0 |  | 0 | 0 |  | 0 | 27.3821
TVA_2_PJM_ROR | TVA | PJM_ROR | 2050 | B2 | 25 | 0 | 500 | 0 | 0 |  | 0 |  | 0 | 0 |  | 0 | 27.3821
TVA_2_PJM_ROR | TVA | PJM_ROR | 2050 | B3 | 75 | 0 | 500 | 0 | 0 |  | 0 |  | 0 | 0 |  | 0 | 27.3821
TVA_2_PJM_ROR | TVA | PJM_ROR | 2050 | B4 | 100 | 0 | 500 | 0 | 0 |  | 0 |  | 0 | 0 |  | 0 | 27.3821
TVA_2_PJM_ROR | TVA | PJM_ROR | 2050 | B5 | 200 | 0 | 500 | 0 | 0 |  | 0 |  | 0 | 0 |  | 0 | 27.3821
TVA_2_PJM_ROR | TVA | PJM_ROR | 2050 | B6 | 300 | 0 | 500 | 0 | 0 |  | 0 |  | 0 | 0 |  | 0 | 27.3821
TVA_2_PJM_ROR | TVA | PJM_ROR | 2050 | B7 | 400 | 0 | 500 | 500 | 2.59 |  | 0 |  | 72.1459 | 0 |  | 32.0648 | 27.3821
TVA_2_PJM_ROR | TVA | PJM_ROR | 2050 | B8 | 500 | 0 | 500 | 500 | 327.88 |  | 0 |  | 8.0004 | 0 |  | 4.4447 | 27.3821
TVA_2_PJM_ROR | TVA | PJM_ROR | 2050 | B9 | 800 | 0 | 500 | 0 | 0 |  | 0 |  | 0 | 0 |  | 0 | 27.3821
TVA_2_PJM_ROR | TVA | PJM_ROR | 2050 | B10 | 1262 | 0 | 500 | 0 | 0 |  | 0 |  | 0 | 0 |  | 0 | 27.3821
TVA_2_PJM_ROR | TVA | PJM_ROR | 2050 | B11 | 25 | 0 | 500 | 0 | 0 |  | 0 |  | 0 | 0 |  | 0 | 27.3821
TVA_2_PJM_ROR | TVA | PJM_ROR | 2050 | B12 | 200 | 0 | 500 | 0 | 0 |  | 0 |  | 0 | 0 |  | 0 | 27.3821
TVA_2_PJM_ROR | TVA | PJM_ROR | 2050 | B13 | 600 | 0 | 500 | 0 | 0 |  | 0 |  | 0 | 0 |  | 0 | 27.3821
TVA_2_PJM_ROR | TVA | PJM_ROR | 2050 | B14 | 900 | 0 | 500 | 0 | 0 |  | 0 |  | 0 | 0 |  | 0 | 27.3821
TVA_2_PJM_ROR | TVA | PJM_ROR | 2050 | B15 | 1203 | 0 | 500 | 0 | 0 |  | 0 |  | 0 | 0 |  | 0 | 27.3821
TVA_2_PJM_ROR | TVA | PJM_ROR | 2050 | B16 | 25 | 0 | 500 | 207.83 | 0 |  | 0 |  | 0 | 0 |  | 0 | 27.3821
TVA_2_PJM_ROR | TVA | PJM_ROR | 2050 | B17 | 100 | 0 | 500 | 129.65 | 0 |  | 0 |  | 0 | 0 |  | 0 | 27.3821
TVA_2_PJM_ROR | TVA | PJM_ROR | 2050 | B18 | 400 | 0 | 500 | 0 | 0 |  | 0 |  | 0 | 0 |  | 0 | 27.3821
TVA_2_PJM_ROR | TVA | PJM_ROR | 2050 | B19 | 700 | 0 | 500 | 0 | 0 |  | 0 |  | 0 | 0 |  | 0 | 27.3821
TVA_2_PJM_ROR | TVA | PJM_ROR | 2050 | B20 | 935 | 0 | 500 | 0 | 0 |  | 0 |  | 0 | 0 |  | 0 | 27.3821
TVA_2_SOCO | TVA | SOCO | 2015 | B1 | 10 | 0 | 500 | 0 | 0 |  | 0 |  | 0 | 0 |  | 0 | 2.8775
TVA_2_SOCO | TVA | SOCO | 2015 | B2 | 25 | 0 | 500 | 0 | 0 |  | 0 |  | 0 | 0 |  | 0 | 2.8775
TVA_2_SOCO | TVA | SOCO | 2015 | B3 | 75 | 0 | 500 | 0 | 0 |  | 0 |  | 0 | 0 |  | 0 | 2.8775
TVA_2_SOCO | TVA | SOCO | 2015 | B4 | 100 | 0 | 500 | 0 | 0 |  | 0 |  | 0 | 0 |  | 0 | 2.8775
TVA_2_SOCO | TVA | SOCO | 2015 | B5 | 200 | 200 | 500 | 500 | 500 |  | 343.79 |  | 4.9142 | 2.8725 |  | 1.092 | 2.8775
TVA_2_SOCO | TVA | SOCO | 2015 | B6 | 300 | 300 | 500 | 500 | 500 |  | 572.4 |  | 7.6799 | 2.8725 |  | 2.56 | 2.8775
TVA_2_SOCO | TVA | SOCO | 2015 | B7 | 400 | 0 | 500 | 500 | 500 |  | 0 |  | 0.41545 | 0.66472 |  | 0.18464 | 2.8775
TVA_2_SOCO | TVA | SOCO | 2015 | B8 | 500 | 0 | 500 | 0 | 0 |  | 0 |  | 0 | 0 |  | 0 | 2.8775
TVA_2_SOCO | TVA | SOCO | 2015 | B9 | 800 | 0 | 500 | 0 | 0 |  | 0 |  | 0 | 0 |  | 0 | 2.8775
TVA_2_SOCO | TVA | SOCO | 2015 | B10 | 1262 | 0 | 500 | 0 | 0 |  | 0 |  | 0 | 0 |  | 0 | 2.8775
TVA_2_SOCO | TVA | SOCO | 2015 | B11 | 25 | 0 | 500 | 0 | 0 |  | 0 |  | 0 | 0 |  | 0 | 2.8775
TVA_2_SOCO | TVA | SOCO | 2015 | B12 | 200 | 0 | 500 | 0 | 0 |  | 0 |  | 0 | 0 |  | 0 | 2.8775
TVA_2_SOCO | TVA | SOCO | 2015 | B13 | 600 | 0 | 500 | 0 | 0 |  | 0 |  | 0 | 0 |  | 0 | 2.8775
TVA_2_SOCO | TVA | SOCO | 2015 | B14 | 900 | 0 | 500 | 0 | 0 |  | 0 |  | 0 | 0 |  | 0 | 2.8775
TVA_2_SOCO | TVA | SOCO | 2015 | B15 | 1203 | 0 | 500 | 0 | 0 |  | 0 |  | 0 | 0 |  | 0 | 2.8775
TVA_2_SOCO | TVA | SOCO | 2015 | B16 | 25 | 0 | 500 | 0 | 0 |  | 0 |  | 0 | 0 |  | 0 | 2.8775
TVA_2_SOCO | TVA | SOCO | 2015 | B17 | 100 | 0 | 500 | 0 | 0 |  | 0 |  | 0 | 0 |  | 0 | 2.8775
TVA_2_SOCO | TVA | SOCO | 2015 | B18 | 400 | 0 | 500 | 0 | 0 |  | 0 |  | 0 | 0 |  | 0 | 2.8775
TVA_2_SOCO | TVA | SOCO | 2015 | B19 | 700 | 0 | 500 | 0 | 0 |  | 0 |  | 0 | 0 |  | 0 | 2.8775
TVA_2_SOCO | TVA | SOCO | 2015 | B20 | 935 | 0 | 500 | 0 | 0 |  | 0 |  | 0 | 0 |  | 0 | 2.8775
TVA_2_SOCO | TVA | SOCO | 2020 | B1 | 10 | 0 | 500 | 0 | 0 |  | 0 |  | 0 | 0 |  | 0 | 5.9231
TVA_2_SOCO | TVA | SOCO | 2020 | B2 | 25 | 0 | 500 | 0 | 0 |  | 0 |  | 0 | 0 |  | 0 | 5.9231
TVA_2_SOCO | TVA | SOCO | 2020 | B3 | 75 | 0 | 500 | 0 | 0 |  | 0 |  | 0 | 0 |  | 0 | 5.9231
TVA_2_SOCO | TVA | SOCO | 2020 | B4 | 100 | 0 | 500 | 0 | 0 |  | 0 |  | 0 | 0 |  | 0 | 5.9231
TVA_2_SOCO | TVA | SOCO | 2020 | B5 | 200 | 0 | 500 | 0 | 0 |  | 0 |  | 0 | 0 |  | 0 | 5.9231
TVA_2_SOCO | TVA | SOCO | 2020 | B6 | 300 | 0 | 500 | 500 | 500 |  | 0 |  | 0.33236 | 4.8311 |  | 0.08309 | 5.9231
TVA_2_SOCO | TVA | SOCO | 2020 | B7 | 400 | 400 | 500 | 500 | 500 |  | 721.22 |  | 18.992 | 5.9231 |  | 6.3307 | 5.9231
TVA_2_SOCO | TVA | SOCO | 2020 | B8 | 500 | 0 | 500 | 500 | 500 |  | 0 |  | 3.561 | 2.4215 |  | 1.4838 | 5.9231
TVA_2_SOCO | TVA | SOCO | 2020 | B9 | 800 | 0 | 500 | 0 | 0 |  | 0 |  | 0 | 0 |  | 0 | 5.9231
TVA_2_SOCO | TVA | SOCO | 2020 | B10 | 1262 | 0 | 500 | 0 | 0 |  | 0 |  | 0 | 0 |  | 0 | 5.9231
TVA_2_SOCO | TVA | SOCO | 2020 | B11 | 25 | 0 | 500 | 0 | 371.12 |  | 0 |  | 0 | 0 |  | 0 | 5.9231
TVA_2_SOCO | TVA | SOCO | 2020 | B12 | 200 | 0 | 500 | 0 | 0 |  | 0 |  | 0 | 0 |  | 0 | 5.9231
TVA_2_SOCO | TVA | SOCO | 2020 | B13 | 600 | 0 | 500 | 0 | 0 |  | 0 |  | 0 | 0 |  | 0 | 5.9231
TVA_2_SOCO | TVA | SOCO | 2020 | B14 | 900 | 0 | 500 | 0 | 0 |  | 0 |  | 0 | 0 |  | 0 | 5.9231
TVA_2_SOCO | TVA | SOCO | 2020 | B15 | 1203 | 0 | 500 | 0 | 0 |  | 0 |  | 0 | 0 |  | 0 | 5.9231
TVA_2_SOCO | TVA | SOCO | 2020 | B16 | 25 | 0 | 500 | 0 | 0 |  | 0 |  | 0 | 0 |  | 0 | 5.9231
TVA_2_SOCO | TVA | SOCO | 2020 | B17 | 100 | 0 | 500 | 0 | 0 |  | 0 |  | 0 | 0 |  | 0 | 5.9231
TVA_2_SOCO | TVA | SOCO | 2020 | B18 | 400 | 0 | 500 | 0 | 0 |  | 0 |  | 0 | 0 |  | 0 | 5.9231
TVA_2_SOCO | TVA | SOCO | 2020 | B19 | 700 | 0 | 500 | 0 | 0 |  | 0 |  | 0 | 0 |  | 0 | 5.9231
TVA_2_SOCO | TVA | SOCO | 2020 | B20 | 935 | 0 | 500 | 0 | 0 |  | 0 |  | 0 | 0 |  | 0 | 5.9231
TVA_2_SOCO | TVA | SOCO | 2025 | B1 | 10 | 0 | 500 | 0 | 0 |  | 0 |  | 0 | 0 |  | 0 | 0
TVA_2_SOCO | TVA | SOCO | 2025 | B2 | 25 | 0 | 500 | 0 | 0 |  | 0 |  | 0 | 0 |  | 0 | 0
TVA_2_SOCO | TVA | SOCO | 2025 | B3 | 75 | 0 | 500 | 0 | 0 |  | 0 |  | 0 | 0 |  | 0 | 0
TVA_2_SOCO | TVA | SOCO | 2025 | B4 | 100 | 0 | 500 | 0 | 0 |  | 0 |  | 0 | 0 |  | 0 | 0
TVA_2_SOCO | TVA | SOCO | 2025 | B5 | 200 | 0 | 500 | 0 | 0 |  | 0 |  | 0 | 0 |  | 0 | 0
TVA_2_SOCO | TVA | SOCO | 2025 | B6 | 300 | 0 | 500 | 0 | 0 |  | 0 |  | 0 | 0 |  | 0 | 0
TVA_2_SOCO | TVA | SOCO | 2025 | B7 | 400 | 0 | 500 | 0 | 317.63 |  | 0 |  | 0 | 0 |  | 0 | 0
TVA_2_SOCO | TVA | SOCO | 2025 | B8 | 500 | 0 | 500 | 0 | 287.26 |  | 0 |  | 0 | 0 |  | 0 | 0
TVA_2_SOCO | TVA | SOCO | 2025 | B9 | 800 | 0 | 500 | 0 | 0 |  | 0 |  | 0 | 0 |  | 0 | 0
TVA_2_SOCO | TVA | SOCO | 2025 | B10 | 1262 | 0 | 500 | 0 | 0 |  | 0 |  | 0 | 0 |  | 0 | 0
TVA_2_SOCO | TVA | SOCO | 2025 | B11 | 25 | 0 | 500 | 164.49 | 0 |  | 0 |  | 0 | 0 |  | 0 | 0
TVA_2_SOCO | TVA | SOCO | 2025 | B12 | 200 | 0 | 500 | 0 | 0 |  | 0 |  | 0 | 0 |  | 0 | 0
TVA_2_SOCO | TVA | SOCO | 2025 | B13 | 600 | 0 | 500 | 0 | 0 |  | 0 |  | 0 | 0 |  | 0 | 0
TVA_2_SOCO | TVA | SOCO | 2025 | B14 | 900 | 0 | 500 | 0 | 0 |  | 0 |  | 0 | 0 |  | 0 | 0
TVA_2_SOCO | TVA | SOCO | 2025 | B15 | 1203 | 0 | 500 | 0 | 0 |  | 0 |  | 0 | 0 |  | 0 | 0
TVA_2_SOCO | TVA | SOCO | 2025 | B16 | 25 | 0 | 500 | 0 | 0 |  | 0 |  | 0 | 0 |  | 0 | 0
TVA_2_SOCO | TVA | SOCO | 2025 | B17 | 100 | 0 | 500 | 0 | 0 |  | 0 |  | 0 | 0 |  | 0 | 0
TVA_2_SOCO | TVA | SOCO | 2025 | B18 | 400 | 0 | 500 | 0 | 0 |  | 0 |  | 0 | 0 |  | 0 | 0
TVA_2_SOCO | TVA | SOCO | 2025 | B19 | 700 | 0 | 500 | 0 | 0 |  | 0 |  | 0 | 0 |  | 0 | 0
TVA_2_SOCO | TVA | SOCO | 2025 | B20 | 935 | 0 | 500 | 0 | 0 |  | 0 |  | 0 | 0 |  | 0 | 0
TVA_2_SOCO | TVA | SOCO | 2030 | B1 | 10 | 0 | 500 | 0 | 0 |  | 0 |  | 0 | 0 |  | 0 | 0
TVA_2_SOCO | TVA | SOCO | 2030 | B2 | 25 | 0 | 500 | 0 | 0 |  | 0 |  | 0 | 0 |  | 0 | 0
TVA_2_SOCO | TVA | SOCO | 2030 | B3 | 75 | 0 | 500 | 0 | 0 |  | 0 |  | 0 | 0 |  | 0 | 0
TVA_2_SOCO | TVA | SOCO | 2030 | B4 | 100 | 0 | 500 | 0 | 0 |  | 0 |  | 0 | 0 |  | 0 | 0
TVA_2_SOCO | TVA | SOCO | 2030 | B5 | 200 | 0 | 500 | 0 | 0 |  | 0 |  | 0 | 0 |  | 0 | 0
TVA_2_SOCO | TVA | SOCO | 2030 | B6 | 300 | 0 | 500 | 0 | 0 |  | 0 |  | 0 | 0 |  | 0 | 0
TVA_2_SOCO | TVA | SOCO | 2030 | B7 | 400 | 0 | 500 | 0 | 0 |  | 0 |  | 0 | 0 |  | 0 | 0
TVA_2_SOCO | TVA | SOCO | 2030 | B8 | 500 | 0 | 500 | 0 | 0 |  | 0 |  | 0 | 0 |  | 0 | 0
TVA_2_SOCO | TVA | SOCO | 2030 | B9 | 800 | 0 | 500 | 0 | 0 |  | 0 |  | 0 | 0 |  | 0 | 0
TVA_2_SOCO | TVA | SOCO | 2030 | B10 | 1262 | 0 | 500 | 0 | 0 |  | 0 |  | 0 | 0 |  | 0 | 0
TVA_2_SOCO | TVA | SOCO | 2030 | B11 | 25 | 0 | 500 | 0 | 0 |  | 0 |  | 0 | 0 |  | 0 | 0
TVA_2_SOCO | TVA | SOCO | 2030 | B12 | 200 | 0 | 500 | 0 | 0 |  | 0 |  | 0 | 0 |  | 0 | 0
TVA_2_SOCO | TVA | SOCO | 2030 | B13 | 600 | 0 | 500 | 0 | 0 |  | 0 |  | 0 | 0 |  | 0 | 0
TVA_2_SOCO | TVA | SOCO | 2030 | B14 | 900 | 0 | 500 | 0 | 0 |  | 0 |  | 0 | 0 |  | 0 | 0
TVA_2_SOCO | TVA | SOCO | 2030 | B15 | 1203 | 0 | 500 | 0 | 0 |  | 0 |  | 0 | 0 |  | 0 | 0
TVA_2_SOCO | TVA | SOCO | 2030 | B16 | 25 | 0 | 500 | 0 | 0 |  | 0 |  | 0 | 0 |  | 0 | 0
TVA_2_SOCO | TVA | SOCO | 2030 | B17 | 100 | 0 | 500 | 0 | 0 |  | 0 |  | 0 | 0 |  | 0 | 0
TVA_2_SOCO | TVA | SOCO | 2030 | B18 | 400 | 0 | 500 | 0 | 0 |  | 0 |  | 0 | 0 |  | 0 | 0
TVA_2_SOCO | TVA | SOCO | 2030 | B19 | 700 | 0 | 500 | 0 | 0 |  | 0 |  | 0 | 0 |  | 0 | 0
TVA_2_SOCO | TVA | SOCO | 2030 | B20 | 935 | 0 | 500 | 0 | 0 |  | 0 |  | 0 | 0 |  | 0 | 0
TVA_2_SOCO | TVA | SOCO | 2035 | B1 | 10 | 0 | 500 | 0 | 0 |  | 0 |  | 0 | 0 |  | 0 | 0
TVA_2_SOCO | TVA | SOCO | 2035 | B2 | 25 | 0 | 500 | 0 | 0 |  | 0 |  | 0 | 0 |  | 0 | 0
TVA_2_SOCO | TVA | SOCO | 2035 | B3 | 75 | 0 | 500 | 0 | 0 |  | 0 |  | 0 | 0 |  | 0 | 0
TVA_2_SOCO | TVA | SOCO | 2035 | B4 | 100 | 0 | 500 | 0 | 0 |  | 0 |  | 0 | 0 |  | 0 | 0
TVA_2_SOCO | TVA | SOCO | 2035 | B5 | 200 | 0 | 500 | 0 | 0 |  | 0 |  | 0 | 0 |  | 0 | 0
TVA_2_SOCO | TVA | SOCO | 2035 | B6 | 300 | 0 | 500 | 0 | 0 |  | 0 |  | 0 | 0 |  | 0 | 0
TVA_2_SOCO | TVA | SOCO | 2035 | B7 | 400 | 0 | 500 | 290.68 | 0 |  | 0 |  | 0 | 0 |  | 0 | 0
TVA_2_SOCO | TVA | SOCO | 2035 | B8 | 500 | 0 | 500 | 0 | 0 |  | 0 |  | 0 | 0 |  | 0 | 0
TVA_2_SOCO | TVA | SOCO | 2035 | B9 | 800 | 0 | 500 | 0 | 0 |  | 0 |  | 0 | 0 |  | 0 | 0
TVA_2_SOCO | TVA | SOCO | 2035 | B10 | 1262 | 0 | 500 | 0 | 0 |  | 0 |  | 0 | 0 |  | 0 | 0
TVA_2_SOCO | TVA | SOCO | 2035 | B11 | 25 | 0 | 500 | 0 | 0 |  | 0 |  | 0 | 0 |  | 0 | 0
TVA_2_SOCO | TVA | SOCO | 2035 | B12 | 200 | 0 | 500 | 0 | 0 |  | 0 |  | 0 | 0 |  | 0 | 0
TVA_2_SOCO | TVA | SOCO | 2035 | B13 | 600 | 0 | 500 | 0 | 0 |  | 0 |  | 0 | 0 |  | 0 | 0
TVA_2_SOCO | TVA | SOCO | 2035 | B14 | 900 | 0 | 500 | 0 | 0 |  | 0 |  | 0 | 0 |  | 0 | 0
TVA_2_SOCO | TVA | SOCO | 2035 | B15 | 1203 | 0 | 500 | 0 | 0 |  | 0 |  | 0 | 0 |  | 0 | 0
TVA_2_SOCO | TVA | SOCO | 2035 | B16 | 25 | 0 | 500 | 0 | 0 |  | 0 |  | 0 | 0 |  | 0 | 0
TVA_2_SOCO | TVA | SOCO | 2035 | B17 | 100 | 0 | 500 | 0 | 0 |  | 0 |  | 0 | 0 |  | 0 | 0
TVA_2_SOCO | TVA | SOCO | 2035 | B18 | 400 | 0 | 500 | 0 | 0 |  | 0 |  | 0 | 0 |  | 0 | 0
TVA_2_SOCO | TVA | SOCO | 2035 | B19 | 700 | 0 | 500 | 0 | 0 |  | 0 |  | 0 | 0 |  | 0 | 0
TVA_2_SOCO | TVA | SOCO | 2035 | B20 | 935 | 0 | 500 | 0 | 0 |  | 0 |  | 0 | 0 |  | 0 | 0
TVA_2_SOCO | TVA | SOCO | 2040 | B1 | 10 | 0 | 500 | 0 | 0 |  | 0 |  | 0 | 0 |  | 0 | 2.0832
TVA_2_SOCO | TVA | SOCO | 2040 | B2 | 25 | 0 | 500 | 0 | 0 |  | 0 |  | 0 | 0 |  | 0 | 2.0832
TVA_2_SOCO | TVA | SOCO | 2040 | B3 | 75 | 0 | 500 | 0 | 0 |  | 0 |  | 0 | 0 |  | 0 | 2.0832
TVA_2_SOCO | TVA | SOCO | 2040 | B4 | 100 | 0 | 500 | 0 | 0 |  | 0 |  | 0 | 0 |  | 0 | 2.0832
TVA_2_SOCO | TVA | SOCO | 2040 | B5 | 200 | 0 | 500 | 0 | 0 |  | 0 |  | 0 | 0 |  | 0 | 2.0832
TVA_2_SOCO | TVA | SOCO | 2040 | B6 | 300 | 0 | 500 | 0 | 0 |  | 0 |  | 0 | 0 |  | 0 | 2.0832
TVA_2_SOCO | TVA | SOCO | 2040 | B7 | 400 | 0 | 500 | 500 | 0 |  | 0 |  | 2.7776 | 0 |  | 2.7776 | 2.0832
TVA_2_SOCO | TVA | SOCO | 2040 | B8 | 500 | 0 | 500 | 0 | 0 |  | 0 |  | 0 | 0 |  | 0 | 2.0832
TVA_2_SOCO | TVA | SOCO | 2040 | B9 | 800 | 0 | 500 | 0 | 0 |  | 0 |  | 0 | 0 |  | 0 | 2.0832
TVA_2_SOCO | TVA | SOCO | 2040 | B10 | 1262 | 0 | 500 | 0 | 0 |  | 0 |  | 0 | 0 |  | 0 | 2.0832
TVA_2_SOCO | TVA | SOCO | 2040 | B11 | 25 | 0 | 500 | 408.99 | 0 |  | 0 |  | 0 | 0 |  | 0 | 2.0832
TVA_2_SOCO | TVA | SOCO | 2040 | B12 | 200 | 0 | 500 | 0 | 0 |  | 0 |  | 0 | 0 |  | 0 | 2.0832
TVA_2_SOCO | TVA | SOCO | 2040 | B13 | 600 | 0 | 500 | 0 | 0 |  | 0 |  | 0 | 0 |  | 0 | 2.0832
TVA_2_SOCO | TVA | SOCO | 2040 | B14 | 900 | 0 | 500 | 0 | 0 |  | 0 |  | 0 | 0 |  | 0 | 2.0832
TVA_2_SOCO | TVA | SOCO | 2040 | B15 | 1203 | 0 | 500 | 0 | 0 |  | 0 |  | 0 | 0 |  | 0 | 2.0832
TVA_2_SOCO | TVA | SOCO | 2040 | B16 | 25 | 0 | 500 | 0 | 0 |  | 0 |  | 0 | 0 |  | 0 | 2.0832
TVA_2_SOCO | TVA | SOCO | 2040 | B17 | 100 | 0 | 500 | 0 | 0 |  | 0 |  | 0 | 0 |  | 0 | 2.0832
TVA_2_SOCO | TVA | SOCO | 2040 | B18 | 400 | 0 | 500 | 0 | 0 |  | 0 |  | 0 | 0 |  | 0 | 2.0832
TVA_2_SOCO | TVA | SOCO | 2040 | B19 | 700 | 0 | 500 | 0 | 0 |  | 0 |  | 0 | 0 |  | 0 | 2.0832
TVA_2_SOCO | TVA | SOCO | 2040 | B20 | 935 | 0 | 500 | 0 | 0 |  | 0 |  | 0 | 0 |  | 0 | 2.0832
TVA_2_SOCO | TVA | SOCO | 2045 | B1 | 10 | 0 | 500 | 0.01 | 250.37 |  | 0 |  | 0 | 0 |  | 0 | 0
TVA_2_SOCO | TVA | SOCO | 2045 | B2 | 25 | 0 | 500 | 0 | 244.88 |  | 0 |  | 0 | 0 |  | 0 | 0
TVA_2_SOCO | TVA | SOCO | 2045 | B3 | 75 | 0 | 500 | 0 | 223.52 |  | 0 |  | 0 | 0 |  | 0 | 0
TVA_2_SOCO | TVA | SOCO | 2045 | B4 | 100 | 0 | 500 | 0 | 0 |  | 0 |  | 0 | 0 |  | 0 | 0
TVA_2_SOCO | TVA | SOCO | 2045 | B5 | 200 | 0 | 500 | 0 | 0 |  | 0 |  | 0 | 0 |  | 0 | 0
TVA_2_SOCO | TVA | SOCO | 2045 | B6 | 300 | 0 | 500 | 0 | 0 |  | 0 |  | 0 | 0 |  | 0 | 0
TVA_2_SOCO | TVA | SOCO | 2045 | B7 | 400 | 0 | 500 | 0 | 76.75 |  | 0 |  | 0 | 0 |  | 0 | 0
TVA_2_SOCO | TVA | SOCO | 2045 | B8 | 500 | 0 | 500 | 0 | 0 |  | 0 |  | 0 | 0 |  | 0 | 0
TVA_2_SOCO | TVA | SOCO | 2045 | B9 | 800 | 0 | 500 | 0 | 0 |  | 0 |  | 0 | 0 |  | 0 | 0
TVA_2_SOCO | TVA | SOCO | 2045 | B10 | 1262 | 0 | 500 | 0 | 0 |  | 0 |  | 0 | 0 |  | 0 | 0
TVA_2_SOCO | TVA | SOCO | 2045 | B11 | 25 | 0 | 500 | 0 | 0 |  | 0 |  | 0 | 0 |  | 0 | 0
TVA_2_SOCO | TVA | SOCO | 2045 | B12 | 200 | 0 | 500 | 12.75 | 0 |  | 0 |  | 0 | 0 |  | 0 | 0
TVA_2_SOCO | TVA | SOCO | 2045 | B13 | 600 | 0 | 500 | 0 | 0 |  | 0 |  | 0 | 0 |  | 0 | 0
TVA_2_SOCO | TVA | SOCO | 2045 | B14 | 900 | 0 | 500 | 0 | 0 |  | 0 |  | 0 | 0 |  | 0 | 0
TVA_2_SOCO | TVA | SOCO | 2045 | B15 | 1203 | 0 | 500 | 0 | 0 |  | 0 |  | 0 | 0 |  | 0 | 0
TVA_2_SOCO | TVA | SOCO | 2045 | B16 | 25 | 0 | 500 | 0 | 0 |  | 0 |  | 0 | 0 |  | 0 | 0
TVA_2_SOCO | TVA | SOCO | 2045 | B17 | 100 | 0 | 500 | 0 | 0 |  | 0 |  | 0 | 0 |  | 0 | 0
TVA_2_SOCO | TVA | SOCO | 2045 | B18 | 400 | 0 | 500 | 0 | 0 |  | 0 |  | 0 | 0 |  | 0 | 0
TVA_2_SOCO | TVA | SOCO | 2045 | B19 | 700 | 0 | 500 | 0 | 0 |  | 0 |  | 0 | 0 |  | 0 | 0
TVA_2_SOCO | TVA | SOCO | 2045 | B20 | 935 | 0 | 500 | 0 | 0 |  | 0 |  | 0 | 0 |  | 0 | 0
TVA_2_SOCO | TVA | SOCO | 2050 | B1 | 10 | 0 | 500 | 0 | 500 |  | 0 |  | 0 | 1.0208 |  | 0 | 52.2681
TVA_2_SOCO | TVA | SOCO | 2050 | B2 | 25 | 0 | 500 | 0 | 500 |  | 0 |  | 0 | 1.5787 |  | 0 | 52.2681
TVA_2_SOCO | TVA | SOCO | 2050 | B3 | 75 | 0 | 500 | 0 | 500 |  | 0 |  | 0 | 0.99708 |  | 0 | 52.2681
TVA_2_SOCO | TVA | SOCO | 2050 | B4 | 100 | 0 | 500 | 0 | 0 |  | 0 |  | 0 | 0 |  | 0 | 52.2681
TVA_2_SOCO | TVA | SOCO | 2050 | B5 | 200 | 0 | 500 | 0 | 0 |  | 0 |  | 0 | 0 |  | 0 | 52.2681
TVA_2_SOCO | TVA | SOCO | 2050 | B6 | 300 | 0 | 500 | 0 | 0 |  | 0 |  | 0 | 0 |  | 0 | 52.2681
TVA_2_SOCO | TVA | SOCO | 2050 | B7 | 400 | 0 | 500 | 500 | 500 |  | 0 |  | 73.9145 | 1.5668 |  | 69.5666 | 52.2681
TVA_2_SOCO | TVA | SOCO | 2050 | B8 | 500 | 0 | 500 | 0 | 0 |  | 0 |  | 0 | 0 |  | 0 | 52.2681
TVA_2_SOCO | TVA | SOCO | 2050 | B9 | 800 | 0 | 500 | 0 | 0 |  | 0 |  | 0 | 0 |  | 0 | 52.2681
TVA_2_SOCO | TVA | SOCO | 2050 | B10 | 1262 | 0 | 500 | 0 | 0 |  | 0 |  | 0 | 0 |  | 0 | 52.2681
TVA_2_SOCO | TVA | SOCO | 2050 | B11 | 25 | 0 | 500 | 0 | 0 |  | 0 |  | 0 | 0 |  | 0 | 52.2681
TVA_2_SOCO | TVA | SOCO | 2050 | B12 | 200 | 0 | 500 | 0 | 0 |  | 0 |  | 0 | 0 |  | 0 | 52.2681
TVA_2_SOCO | TVA | SOCO | 2050 | B13 | 600 | 0 | 500 | 0 | 0 |  | 0 |  | 0 | 0 |  | 0 | 52.2681
TVA_2_SOCO | TVA | SOCO | 2050 | B14 | 900 | 0 | 500 | 0 | 0 |  | 0 |  | 0 | 0 |  | 0 | 52.2681
TVA_2_SOCO | TVA | SOCO | 2050 | B15 | 1203 | 0 | 500 | 0 | 0 |  | 0 |  | 0 | 0 |  | 0 | 52.2681
TVA_2_SOCO | TVA | SOCO | 2050 | B16 | 25 | 0 | 500 | 500 | 0 |  | 0 |  | 2.1129 | 0 |  | 0.12429 | 52.2681
TVA_2_SOCO | TVA | SOCO | 2050 | B17 | 100 | 0 | 500 | 0 | 0 |  | 0 |  | 0 | 0 |  | 0 | 52.2681
TVA_2_SOCO | TVA | SOCO | 2050 | B18 | 400 | 0 | 500 | 0 | 0 |  | 0 |  | 0 | 0 |  | 0 | 52.2681
TVA_2_SOCO | TVA | SOCO | 2050 | B19 | 700 | 0 | 500 | 0 | 0 |  | 0 |  | 0 | 0 |  | 0 | 52.2681
TVA_2_SOCO | TVA | SOCO | 2050 | B20 | 935 | 0 | 500 | 0 | 0 |  | 0 |  | 0 | 0 |  | 0 | 52.2681
TVA_2_VACAR | TVA | VACAR | 2015 | B1 | 10 | 0 | 150 | 0 | 0 |  | 0 |  | 0 | 0 |  | 0 | 0.91028
TVA_2_VACAR | TVA | VACAR | 2015 | B2 | 25 | 0 | 150 | 0 | 0 |  | 0 |  | 0 | 0 |  | 0 | 0.91028
TVA_2_VACAR | TVA | VACAR | 2015 | B3 | 75 | 0 | 150 | 0 | 0 |  | 0 |  | 0 | 0 |  | 0 | 0.91028
TVA_2_VACAR | TVA | VACAR | 2015 | B4 | 100 | 0 | 150 | 0 | 0 |  | 0 |  | 0 | 0 |  | 0 | 0.91028
TVA_2_VACAR | TVA | VACAR | 2015 | B5 | 200 | 0 | 150 | 0 | 0 |  | 0 |  | 0 | 0 |  | 0 | 0.91028
TVA_2_VACAR | TVA | VACAR | 2015 | B6 | 300 | 0 | 150 | 150 | 0 |  | 0 |  | 0.68846 | 0 |  | 0.51634 | 0.91028
TVA_2_VACAR | TVA | VACAR | 2015 | B7 | 400 | 0 | 150 | 0 | 0 |  | 0 |  | 0 | 0 |  | 0 | 0.91028
TVA_2_VACAR | TVA | VACAR | 2015 | B8 | 500 | 0 | 150 | 0 | 0 |  | 0 |  | 0 | 0 |  | 0 | 0.91028
TVA_2_VACAR | TVA | VACAR | 2015 | B9 | 800 | 0 | 150 | 0 | 0 |  | 0 |  | 0 | 0 |  | 0 | 0.91028
TVA_2_VACAR | TVA | VACAR | 2015 | B10 | 1262 | 0 | 150 | 0 | 0 |  | 0 |  | 0 | 0 |  | 0 | 0.91028
TVA_2_VACAR | TVA | VACAR | 2015 | B11 | 25 | 0 | 150 | 0 | 0 |  | 0 |  | 0 | 0 |  | 0 | 0.91028
TVA_2_VACAR | TVA | VACAR | 2015 | B12 | 200 | 0 | 150 | 0 | 0 |  | 0 |  | 0 | 0 |  | 0 | 0.91028
TVA_2_VACAR | TVA | VACAR | 2015 | B13 | 600 | 0 | 150 | 0 | 0 |  | 0 |  | 0 | 0 |  | 0 | 0.91028
TVA_2_VACAR | TVA | VACAR | 2015 | B14 | 900 | 0 | 150 | 0 | 0 |  | 0 |  | 0 | 0 |  | 0 | 0.91028
TVA_2_VACAR | TVA | VACAR | 2015 | B15 | 1203 | 0 | 150 | 0 | 0 |  | 0 |  | 0 | 0 |  | 0 | 0.91028
TVA_2_VACAR | TVA | VACAR | 2015 | B16 | 25 | 0 | 150 | 0 | 0 |  | 0 |  | 0 | 0 |  | 0 | 0.91028
TVA_2_VACAR | TVA | VACAR | 2015 | B17 | 100 | 0 | 150 | 150 | 0 |  | 0 |  | 2.7895 | 0 |  | 0.69736 | 0.91028
TVA_2_VACAR | TVA | VACAR | 2015 | B18 | 400 | 0 | 150 | 0 | 0 |  | 0 |  | 0 | 0 |  | 0 | 0.91028
TVA_2_VACAR | TVA | VACAR | 2015 | B19 | 700 | 0 | 150 | 0 | 0 |  | 0 |  | 0 | 0 |  | 0 | 0.91028
TVA_2_VACAR | TVA | VACAR | 2015 | B20 | 935 | 0 | 150 | 0 | 0 |  | 0 |  | 0 | 0 |  | 0 | 0.91028
TVA_2_VACAR | TVA | VACAR | 2020 | B1 | 10 | 0 | 150 | 150 | 0 |  | 0 |  | 5.9825 | 0 |  | 0.071646 | 5.6719
TVA_2_VACAR | TVA | VACAR | 2020 | B2 | 25 | 0 | 150 | 0 | 0 |  | 0 |  | 0 | 0 |  | 0 | 5.6719
TVA_2_VACAR | TVA | VACAR | 2020 | B3 | 75 | 0 | 150 | 0 | 0 |  | 0 |  | 0 | 0 |  | 0 | 5.6719
TVA_2_VACAR | TVA | VACAR | 2020 | B4 | 100 | 0 | 150 | 0 | 0 |  | 0 |  | 0 | 0 |  | 0 | 5.6719
TVA_2_VACAR | TVA | VACAR | 2020 | B5 | 200 | 0 | 150 | 0 | 0 |  | 0 |  | 0 | 0 |  | 0 | 5.6719
TVA_2_VACAR | TVA | VACAR | 2020 | B6 | 300 | 0 | 150 | 150 | 0 |  | 0 |  | 0.33236 | 0 |  | 0.11941 | 5.6719
TVA_2_VACAR | TVA | VACAR | 2020 | B7 | 400 | 0 | 150 | 150 | 0 |  | 0 |  | 12.7959 | 0 |  | 6.1298 | 5.6719
TVA_2_VACAR | TVA | VACAR | 2020 | B8 | 500 | 0 | 150 | 0 | 0 |  | 0 |  | 0 | 0 |  | 0 | 5.6719
TVA_2_VACAR | TVA | VACAR | 2020 | B9 | 800 | 0 | 150 | 0 | 0 |  | 0 |  | 0 | 0 |  | 0 | 5.6719
TVA_2_VACAR | TVA | VACAR | 2020 | B10 | 1262 | 0 | 150 | 0 | 0 |  | 0 |  | 0 | 0 |  | 0 | 5.6719
TVA_2_VACAR | TVA | VACAR | 2020 | B11 | 25 | 0 | 150 | 0 | 0 |  | 0 |  | 0 | 0 |  | 0 | 5.6719
TVA_2_VACAR | TVA | VACAR | 2020 | B12 | 200 | 0 | 150 | 21.87 | 0 |  | 0 |  | 0 | 0 |  | 0 | 5.6719
TVA_2_VACAR | TVA | VACAR | 2020 | B13 | 600 | 0 | 150 | 0 | 0 |  | 0 |  | 0 | 0 |  | 0 | 5.6719
TVA_2_VACAR | TVA | VACAR | 2020 | B14 | 900 | 0 | 150 | 0 | 0 |  | 0 |  | 0 | 0 |  | 0 | 5.6719
TVA_2_VACAR | TVA | VACAR | 2020 | B15 | 1203 | 0 | 150 | 0 | 0 |  | 0 |  | 0 | 0 |  | 0 | 5.6719
TVA_2_VACAR | TVA | VACAR | 2020 | B16 | 25 | 0 | 150 | 150 | 0 |  | 0 |  | 6.5285 | 0 |  | 0.19546 | 5.6719
TVA_2_VACAR | TVA | VACAR | 2020 | B17 | 100 | 0 | 150 | 150 | 150 |  | 0 |  | 8.7363 | 0.10683 |  | 1.0463 | 5.6719
TVA_2_VACAR | TVA | VACAR | 2020 | B18 | 400 | 0 | 150 | 0 | 0 |  | 0 |  | 0 | 0 |  | 0 | 5.6719
TVA_2_VACAR | TVA | VACAR | 2020 | B19 | 700 | 0 | 150 | 0 | 0 |  | 0 |  | 0 | 0 |  | 0 | 5.6719
TVA_2_VACAR | TVA | VACAR | 2020 | B20 | 935 | 0 | 150 | 0 | 0 |  | 0 |  | 0 | 0 |  | 0 | 5.6719
TVA_2_VACAR | TVA | VACAR | 2025 | B1 | 10 | 0 | 150 | 70.36 | 0 |  | 0 |  | 0 | 0 |  | 0 | 2.3865
TVA_2_VACAR | TVA | VACAR | 2025 | B2 | 25 | 0 | 150 | 150 | 0 |  | 0 |  | 5.9825 | 0 |  | 0.42732 | 2.3865
TVA_2_VACAR | TVA | VACAR | 2025 | B3 | 75 | 0 | 150 | 0 | 0 |  | 0 |  | 0 | 0 |  | 0 | 2.3865
TVA_2_VACAR | TVA | VACAR | 2025 | B4 | 100 | 0 | 150 | 0 | 0 |  | 0 |  | 0 | 0 |  | 0 | 2.3865
TVA_2_VACAR | TVA | VACAR | 2025 | B5 | 200 | 0 | 150 | 0 | 0 |  | 0 |  | 0 | 0 |  | 0 | 2.3865
TVA_2_VACAR | TVA | VACAR | 2025 | B6 | 300 | 0 | 150 | 0 | 0 |  | 0 |  | 0 | 0 |  | 0 | 2.3865
TVA_2_VACAR | TVA | VACAR | 2025 | B7 | 400 | 0 | 150 | 0 | 0 |  | 0 |  | 0 | 0 |  | 0 | 2.3865
TVA_2_VACAR | TVA | VACAR | 2025 | B8 | 500 | 0 | 150 | 0 | 0 |  | 0 |  | 0 | 0 |  | 0 | 2.3865
TVA_2_VACAR | TVA | VACAR | 2025 | B9 | 800 | 0 | 150 | 0 | 0 |  | 0 |  | 0 | 0 |  | 0 | 2.3865
TVA_2_VACAR | TVA | VACAR | 2025 | B10 | 1262 | 0 | 150 | 0 | 0 |  | 0 |  | 0 | 0 |  | 0 | 2.3865
TVA_2_VACAR | TVA | VACAR | 2025 | B11 | 25 | 0 | 150 | 0 | 0 |  | 0 |  | 0 | 0 |  | 0 | 2.3865
TVA_2_VACAR | TVA | VACAR | 2025 | B12 | 200 | 0 | 150 | 150 | 0 |  | 0 |  | 0.01187 | 0 |  | 0.0067829 | 2.3865
TVA_2_VACAR | TVA | VACAR | 2025 | B13 | 600 | 0 | 150 | 0 | 0 |  | 0 |  | 0 | 0 |  | 0 | 2.3865
TVA_2_VACAR | TVA | VACAR | 2025 | B14 | 900 | 0 | 150 | 0 | 0 |  | 0 |  | 0 | 0 |  | 0 | 2.3865
TVA_2_VACAR | TVA | VACAR | 2025 | B15 | 1203 | 0 | 150 | 0 | 0 |  | 0 |  | 0 | 0 |  | 0 | 2.3865
TVA_2_VACAR | TVA | VACAR | 2025 | B16 | 25 | 0 | 150 | 150 | 0 |  | 0 |  | 9.9827 | 0 |  | 0.71305 | 2.3865
TVA_2_VACAR | TVA | VACAR | 2025 | B17 | 100 | 0 | 150 | 150 | 0 |  | 0 |  | 7.122 | 0 |  | 2.0349 | 2.3865
TVA_2_VACAR | TVA | VACAR | 2025 | B18 | 400 | 0 | 150 | 0 | 0 |  | 0 |  | 0 | 0 |  | 0 | 2.3865
TVA_2_VACAR | TVA | VACAR | 2025 | B19 | 700 | 0 | 150 | 0 | 0 |  | 0 |  | 0 | 0 |  | 0 | 2.3865
TVA_2_VACAR | TVA | VACAR | 2025 | B20 | 935 | 0 | 150 | 0 | 0 |  | 0 |  | 0 | 0 |  | 0 | 2.3865
TVA_2_VACAR | TVA | VACAR | 2030 | B1 | 10 | 0 | 150 | 81.4 | 0 |  | 0 |  | 0 | 0 |  | 0 | 1.9793
TVA_2_VACAR | TVA | VACAR | 2030 | B2 | 25 | 0 | 150 | 150 | 0 |  | 0 |  | 5.9943 | 0 |  | 0.99906 | 1.9793
TVA_2_VACAR | TVA | VACAR | 2030 | B3 | 75 | 0 | 150 | 34.52 | 0 |  | 0 |  | 0 | 0 |  | 0 | 1.9793
TVA_2_VACAR | TVA | VACAR | 2030 | B4 | 100 | 0 | 150 | 0 | 0 |  | 0 |  | 0 | 0 |  | 0 | 1.9793
TVA_2_VACAR | TVA | VACAR | 2030 | B5 | 200 | 0 | 150 | 0 | 0 |  | 0 |  | 0 | 0 |  | 0 | 1.9793
TVA_2_VACAR | TVA | VACAR | 2030 | B6 | 300 | 0 | 150 | 0 | 0 |  | 0 |  | 0 | 0 |  | 0 | 1.9793
TVA_2_VACAR | TVA | VACAR | 2030 | B7 | 400 | 0 | 150 | 0 | 0 |  | 0 |  | 0 | 0 |  | 0 | 1.9793
TVA_2_VACAR | TVA | VACAR | 2030 | B8 | 500 | 0 | 150 | 0 | 0 |  | 0 |  | 0 | 0 |  | 0 | 1.9793
TVA_2_VACAR | TVA | VACAR | 2030 | B9 | 800 | 0 | 150 | 0 | 0 |  | 0 |  | 0 | 0 |  | 0 | 1.9793
TVA_2_VACAR | TVA | VACAR | 2030 | B10 | 1262 | 0 | 150 | 0 | 0 |  | 0 |  | 0 | 0 |  | 0 | 1.9793
TVA_2_VACAR | TVA | VACAR | 2030 | B11 | 25 | 0 | 150 | 0 | 0 |  | 0 |  | 0 | 0 |  | 0 | 1.9793
TVA_2_VACAR | TVA | VACAR | 2030 | B12 | 200 | 0 | 150 | 0 | 0 |  | 0 |  | 0 | 0 |  | 0 | 1.9793
TVA_2_VACAR | TVA | VACAR | 2030 | B13 | 600 | 0 | 150 | 0 | 0 |  | 0 |  | 0 | 0 |  | 0 | 1.9793
TVA_2_VACAR | TVA | VACAR | 2030 | B14 | 900 | 0 | 150 | 0 | 0 |  | 0 |  | 0 | 0 |  | 0 | 1.9793
TVA_2_VACAR | TVA | VACAR | 2030 | B15 | 1203 | 0 | 150 | 0 | 0 |  | 0 |  | 0 | 0 |  | 0 | 1.9793
TVA_2_VACAR | TVA | VACAR | 2030 | B16 | 25 | 0 | 150 | 150 | 0 |  | 0 |  | 2.9082 | 0 |  | 0.48469 | 1.9793
TVA_2_VACAR | TVA | VACAR | 2030 | B17 | 100 | 0 | 150 | 150 | 0 |  | 0 |  | 1.733 | 0 |  | 1.1553 | 1.9793
TVA_2_VACAR | TVA | VACAR | 2030 | B18 | 400 | 0 | 150 | 0 | 0 |  | 0 |  | 0 | 0 |  | 0 | 1.9793
TVA_2_VACAR | TVA | VACAR | 2030 | B19 | 700 | 0 | 150 | 0 | 0 |  | 0 |  | 0 | 0 |  | 0 | 1.9793
TVA_2_VACAR | TVA | VACAR | 2030 | B20 | 935 | 0 | 150 | 0 | 0 |  | 0 |  | 0 | 0 |  | 0 | 1.9793
TVA_2_VACAR | TVA | VACAR | 2035 | B1 | 10 | 0 | 150 | 150 | 0 |  | 0 |  | 0.01187 | 0 |  | 0.0019783 | 3.7405
TVA_2_VACAR | TVA | VACAR | 2035 | B2 | 25 | 0 | 150 | 150 | 0 |  | 0 |  | 5.9825 | 0 |  | 2.4927 | 3.7405
TVA_2_VACAR | TVA | VACAR | 2035 | B3 | 75 | 0 | 150 | 0 | 0 |  | 0 |  | 0 | 0 |  | 0 | 3.7405
TVA_2_VACAR | TVA | VACAR | 2035 | B4 | 100 | 0 | 150 | 0 | 0 |  | 0 |  | 0 | 0 |  | 0 | 3.7405
TVA_2_VACAR | TVA | VACAR | 2035 | B5 | 200 | 0 | 150 | 0 | 0 |  | 0 |  | 0 | 0 |  | 0 | 3.7405
TVA_2_VACAR | TVA | VACAR | 2035 | B6 | 300 | 0 | 150 | 0 | 0 |  | 0 |  | 0 | 0 |  | 0 | 3.7405
TVA_2_VACAR | TVA | VACAR | 2035 | B7 | 400 | 0 | 150 | 0 | 0 |  | 0 |  | 0 | 0 |  | 0 | 3.7405
TVA_2_VACAR | TVA | VACAR | 2035 | B8 | 500 | 0 | 150 | 0 | 0 |  | 0 |  | 0 | 0 |  | 0 | 3.7405
TVA_2_VACAR | TVA | VACAR | 2035 | B9 | 800 | 0 | 150 | 0 | 0 |  | 0 |  | 0 | 0 |  | 0 | 3.7405
TVA_2_VACAR | TVA | VACAR | 2035 | B10 | 1262 | 0 | 150 | 0 | 0 |  | 0 |  | 0 | 0 |  | 0 | 3.7405
TVA_2_VACAR | TVA | VACAR | 2035 | B11 | 25 | 0 | 150 | 0 | 0 |  | 0 |  | 0 | 0 |  | 0 | 3.7405
TVA_2_VACAR | TVA | VACAR | 2035 | B12 | 200 | 0 | 150 | 0 | 0 |  | 0 |  | 0 | 0 |  | 0 | 3.7405
TVA_2_VACAR | TVA | VACAR | 2035 | B13 | 600 | 0 | 150 | 0 | 0 |  | 0 |  | 0 | 0 |  | 0 | 3.7405
TVA_2_VACAR | TVA | VACAR | 2035 | B14 | 900 | 0 | 150 | 0 | 0 |  | 0 |  | 0 | 0 |  | 0 | 3.7405
TVA_2_VACAR | TVA | VACAR | 2035 | B15 | 1203 | 0 | 150 | 0 | 0 |  | 0 |  | 0 | 0 |  | 0 | 3.7405
TVA_2_VACAR | TVA | VACAR | 2035 | B16 | 25 | 0 | 150 | 150 | 0 |  | 0 |  | 5.9825 | 0 |  | 2.4927 | 3.7405
TVA_2_VACAR | TVA | VACAR | 2035 | B17 | 100 | 0 | 150 | 0 | 0 |  | 0 |  | 0 | 0 |  | 0 | 3.7405
TVA_2_VACAR | TVA | VACAR | 2035 | B18 | 400 | 0 | 150 | 0 | 150 |  | 0 |  | 0 | 0.1187 |  | 0 | 3.7405
TVA_2_VACAR | TVA | VACAR | 2035 | B19 | 700 | 0 | 150 | 0 | 0 |  | 0 |  | 0 | 0 |  | 0 | 3.7405
TVA_2_VACAR | TVA | VACAR | 2035 | B20 | 935 | 0 | 150 | 0 | 0 |  | 0 |  | 0 | 0 |  | 0 | 3.7405
TVA_2_VACAR | TVA | VACAR | 2040 | B1 | 10 | 0 | 150 | 150 | 0 |  | 0 |  | 0.01187 | 0 |  | 0.00087926 | 6.9331
TVA_2_VACAR | TVA | VACAR | 2040 | B2 | 25 | 0 | 150 | 150 | 0 |  | 0 |  | 9.9827 | 0 |  | 1.8486 | 6.9331
TVA_2_VACAR | TVA | VACAR | 2040 | B3 | 75 | 0 | 150 | 150 | 0 |  | 0 |  | 9.9827 | 0 |  | 5.5459 | 6.9331
TVA_2_VACAR | TVA | VACAR | 2040 | B4 | 100 | 0 | 150 | 0 | 0 |  | 0 |  | 0 | 0 |  | 0 | 6.9331
TVA_2_VACAR | TVA | VACAR | 2040 | B5 | 200 | 0 | 150 | 0 | 0 |  | 0 |  | 0 | 0 |  | 0 | 6.9331
TVA_2_VACAR | TVA | VACAR | 2040 | B6 | 300 | 0 | 150 | 0 | 0 |  | 0 |  | 0 | 0 |  | 0 | 6.9331
TVA_2_VACAR | TVA | VACAR | 2040 | B7 | 400 | 0 | 150 | 0 | 0 |  | 0 |  | 0 | 0 |  | 0 | 6.9331
TVA_2_VACAR | TVA | VACAR | 2040 | B8 | 500 | 0 | 150 | 0 | 0 |  | 0 |  | 0 | 0 |  | 0 | 6.9331
TVA_2_VACAR | TVA | VACAR | 2040 | B9 | 800 | 0 | 150 | 0 | 0 |  | 0 |  | 0 | 0 |  | 0 | 6.9331
TVA_2_VACAR | TVA | VACAR | 2040 | B10 | 1262 | 0 | 150 | 0 | 0 |  | 0 |  | 0 | 0 |  | 0 | 6.9331
TVA_2_VACAR | TVA | VACAR | 2040 | B11 | 25 | 0 | 150 | 0 | 0 |  | 0 |  | 0 | 0 |  | 0 | 6.9331
TVA_2_VACAR | TVA | VACAR | 2040 | B12 | 200 | 0 | 150 | 0 | 0 |  | 0 |  | 0 | 0 |  | 0 | 6.9331
TVA_2_VACAR | TVA | VACAR | 2040 | B13 | 600 | 0 | 150 | 0 | 0 |  | 0 |  | 0 | 0 |  | 0 | 6.9331
TVA_2_VACAR | TVA | VACAR | 2040 | B14 | 900 | 0 | 150 | 0 | 0 |  | 0 |  | 0 | 0 |  | 0 | 6.9331
TVA_2_VACAR | TVA | VACAR | 2040 | B15 | 1203 | 0 | 150 | 0 | 0 |  | 0 |  | 0 | 0 |  | 0 | 6.9331
TVA_2_VACAR | TVA | VACAR | 2040 | B16 | 25 | 0 | 150 | 150 | 0 |  | 0 |  | 9.9827 | 0 |  | 1.8486 | 6.9331
TVA_2_VACAR | TVA | VACAR | 2040 | B17 | 100 | 0 | 150 | 0 | 150 |  | 0 |  | 0 | 0.18992 |  | 0 | 6.9331
TVA_2_VACAR | TVA | VACAR | 2040 | B18 | 400 | 0 | 150 | 0 | 0 |  | 0 |  | 0 | 0 |  | 0 | 6.9331
TVA_2_VACAR | TVA | VACAR | 2040 | B19 | 700 | 0 | 150 | 0 | 0 |  | 0 |  | 0 | 0 |  | 0 | 6.9331
TVA_2_VACAR | TVA | VACAR | 2040 | B20 | 935 | 0 | 150 | 0 | 0 |  | 0 |  | 0 | 0 |  | 0 | 6.9331
TVA_2_VACAR | TVA | VACAR | 2045 | B1 | 10 | 0 | 150 | 149.99 | 0 |  | 0 |  | 0.01187 | 0 |  | 0.0019783 | 3.6107
TVA_2_VACAR | TVA | VACAR | 2045 | B2 | 25 | 0 | 150 | 150 | 0 |  | 0 |  | 9.9827 | 0 |  | 4.1594 | 3.6107
TVA_2_VACAR | TVA | VACAR | 2045 | B3 | 75 | 0 | 150 | 0 | 0 |  | 0 |  | 0 | 0 |  | 0 | 3.6107
TVA_2_VACAR | TVA | VACAR | 2045 | B4 | 100 | 0 | 150 | 0 | 0 |  | 0 |  | 0 | 0 |  | 0 | 3.6107
TVA_2_VACAR | TVA | VACAR | 2045 | B5 | 200 | 0 | 150 | 0 | 0 |  | 0 |  | 0 | 0 |  | 0 | 3.6107
TVA_2_VACAR | TVA | VACAR | 2045 | B6 | 300 | 0 | 150 | 0 | 0 |  | 0 |  | 0 | 0 |  | 0 | 3.6107
TVA_2_VACAR | TVA | VACAR | 2045 | B7 | 400 | 0 | 150 | 0 | 0 |  | 0 |  | 0 | 0 |  | 0 | 3.6107
TVA_2_VACAR | TVA | VACAR | 2045 | B8 | 500 | 0 | 150 | 0 | 0 |  | 0 |  | 0 | 0 |  | 0 | 3.6107
TVA_2_VACAR | TVA | VACAR | 2045 | B9 | 800 | 0 | 150 | 0 | 0 |  | 0 |  | 0 | 0 |  | 0 | 3.6107
TVA_2_VACAR | TVA | VACAR | 2045 | B10 | 1262 | 0 | 150 | 0 | 0 |  | 0 |  | 0 | 0 |  | 0 | 3.6107
TVA_2_VACAR | TVA | VACAR | 2045 | B11 | 25 | 0 | 150 | 0 | 0 |  | 0 |  | 0 | 0 |  | 0 | 3.6107
TVA_2_VACAR | TVA | VACAR | 2045 | B12 | 200 | 0 | 150 | 0 | 0 |  | 0 |  | 0 | 0 |  | 0 | 3.6107
TVA_2_VACAR | TVA | VACAR | 2045 | B13 | 600 | 0 | 150 | 0 | 0 |  | 0 |  | 0 | 0 |  | 0 | 3.6107
TVA_2_VACAR | TVA | VACAR | 2045 | B14 | 900 | 0 | 150 | 0 | 0 |  | 0 |  | 0 | 0 |  | 0 | 3.6107
TVA_2_VACAR | TVA | VACAR | 2045 | B15 | 1203 | 0 | 150 | 0 | 0 |  | 0 |  | 0 | 0 |  | 0 | 3.6107
TVA_2_VACAR | TVA | VACAR | 2045 | B16 | 25 | 0 | 150 | 150 | 0 |  | 0 |  | 1.5668 | 0 |  | 0.65285 | 3.6107
TVA_2_VACAR | TVA | VACAR | 2045 | B17 | 100 | 0 | 150 | 0 | 0 |  | 0 |  | 0 | 0 |  | 0 | 3.6107
TVA_2_VACAR | TVA | VACAR | 2045 | B18 | 400 | 0 | 150 | 0 | 0 |  | 0 |  | 0 | 0 |  | 0 | 3.6107
TVA_2_VACAR | TVA | VACAR | 2045 | B19 | 700 | 0 | 150 | 0 | 0 |  | 0 |  | 0 | 0 |  | 0 | 3.6107
TVA_2_VACAR | TVA | VACAR | 2045 | B20 | 935 | 0 | 150 | 0 | 0 |  | 0 |  | 0 | 0 |  | 0 | 3.6107
TVA_2_VACAR | TVA | VACAR | 2050 | B1 | 10 | 0 | 150 | 0 | 0 |  | 0 |  | 0 | 0 |  | 0 | 45.9835
TVA_2_VACAR | TVA | VACAR | 2050 | B2 | 25 | 0 | 150 | 150 | 0 |  | 0 |  | 0.01187 | 0 |  | 0.00069824 | 45.9835
TVA_2_VACAR | TVA | VACAR | 2050 | B3 | 75 | 0 | 150 | 0 | 0 |  | 0 |  | 0 | 0 |  | 0 | 45.9835
TVA_2_VACAR | TVA | VACAR | 2050 | B4 | 100 | 0 | 150 | 0 | 0 |  | 0 |  | 0 | 0 |  | 0 | 45.9835
TVA_2_VACAR | TVA | VACAR | 2050 | B5 | 200 | 0 | 150 | 0 | 0 |  | 0 |  | 0 | 0 |  | 0 | 45.9835
TVA_2_VACAR | TVA | VACAR | 2050 | B6 | 300 | 0 | 150 | 0 | 0 |  | 0 |  | 0 | 0 |  | 0 | 45.9835
TVA_2_VACAR | TVA | VACAR | 2050 | B7 | 400 | 0 | 150 | 150 | 111.68 |  | 0 |  | 65.1426 | 0 |  | 61.3106 | 45.9835
TVA_2_VACAR | TVA | VACAR | 2050 | B8 | 500 | 0 | 150 | 0 | 0 |  | 0 |  | 0 | 0 |  | 0 | 45.9835
TVA_2_VACAR | TVA | VACAR | 2050 | B9 | 800 | 0 | 150 | 0 | 0 |  | 0 |  | 0 | 0 |  | 0 | 45.9835
TVA_2_VACAR | TVA | VACAR | 2050 | B10 | 1262 | 0 | 150 | 0 | 0 |  | 0 |  | 0 | 0 |  | 0 | 45.9835
TVA_2_VACAR | TVA | VACAR | 2050 | B11 | 25 | 0 | 150 | 0 | 0 |  | 0 |  | 0 | 0 |  | 0 | 45.9835
TVA_2_VACAR | TVA | VACAR | 2050 | B12 | 200 | 0 | 150 | 0 | 150 |  | 0 |  | 0 | 1.3057 |  | 0 | 45.9835
TVA_2_VACAR | TVA | VACAR | 2050 | B13 | 600 | 0 | 150 | 0 | 0 |  | 0 |  | 0 | 0 |  | 0 | 45.9835
TVA_2_VACAR | TVA | VACAR | 2050 | B14 | 900 | 0 | 150 | 0 | 0 |  | 0 |  | 0 | 0 |  | 0 | 45.9835
TVA_2_VACAR | TVA | VACAR | 2050 | B15 | 1203 | 0 | 150 | 0 | 0 |  | 0 |  | 0 | 0 |  | 0 | 45.9835
TVA_2_VACAR | TVA | VACAR | 2050 | B16 | 25 | 0 | 150 | 34.29 | 150 |  | 0 |  | 0 | 0.74781 |  | 0 | 45.9835
TVA_2_VACAR | TVA | VACAR | 2050 | B17 | 100 | 0 | 150 | 0 | 150 |  | 0 |  | 0 | 0.33236 |  | 0 | 45.9835
TVA_2_VACAR | TVA | VACAR | 2050 | B18 | 400 | 0 | 150 | 0 | 0 |  | 0 |  | 0 | 0 |  | 0 | 45.9835
TVA_2_VACAR | TVA | VACAR | 2050 | B19 | 700 | 0 | 150 | 0 | 0 |  | 0 |  | 0 | 0 |  | 0 | 45.9835
TVA_2_VACAR | TVA | VACAR | 2050 | B20 | 935 | 0 | 150 | 0 | 0 |  | 0 |  | 0 | 0 |  | 0 | 45.9835
TVA_Transmission_2_ENT | TVA_Transmission | ENT | 2015 | B1 | 10 | 0 | 3000 | 0 | 0 |  | 0 |  | 0 | 0 |  | 0 | 0
TVA_Transmission_2_ENT | TVA_Transmission | ENT | 2015 | B2 | 25 | 0 | 3000 | 0 | 0 |  | 0 |  | 0 | 0 |  | 0 | 0
TVA_Transmission_2_ENT | TVA_Transmission | ENT | 2015 | B3 | 75 | 0 | 3000 | 0 | 0 |  | 0 |  | 0 | 0 |  | 0 | 0
TVA_Transmission_2_ENT | TVA_Transmission | ENT | 2015 | B4 | 100 | 0 | 3000 | 0 | 0 |  | 0 |  | 0 | 0 |  | 0 | 0
TVA_Transmission_2_ENT | TVA_Transmission | ENT | 2015 | B5 | 200 | 0 | 3000 | 0 | 0 |  | 0 |  | 0 | 0 |  | 0 | 0
TVA_Transmission_2_ENT | TVA_Transmission | ENT | 2015 | B6 | 300 | 0 | 3000 | 0 | 0 |  | 0 |  | 0 | 0 |  | 0 | 0
TVA_Transmission_2_ENT | TVA_Transmission | ENT | 2015 | B7 | 400 | 0 | 3000 | 0 | 0 |  | 0 |  | 0 | 0 |  | 0 | 0
TVA_Transmission_2_ENT | TVA_Transmission | ENT | 2015 | B8 | 500 | 0 | 3000 | 0 | 0 |  | 0 |  | 0 | 0 |  | 0 | 0
TVA_Transmission_2_ENT | TVA_Transmission | ENT | 2015 | B9 | 800 | 0 | 3000 | 0 | 0 |  | 0 |  | 0 | 0 |  | 0 | 0
TVA_Transmission_2_ENT | TVA_Transmission | ENT | 2015 | B10 | 1262 | 0 | 3000 | 0 | 0 |  | 0 |  | 0 | 0 |  | 0 | 0
TVA_Transmission_2_ENT | TVA_Transmission | ENT | 2015 | B11 | 25 | 0 | 3000 | 0 | 0 |  | 0 |  | 0 | 0 |  | 0 | 0
TVA_Transmission_2_ENT | TVA_Transmission | ENT | 2015 | B12 | 200 | 0 | 3000 | 0 | 0 |  | 0 |  | 0 | 0 |  | 0 | 0
TVA_Transmission_2_ENT | TVA_Transmission | ENT | 2015 | B13 | 600 | 0 | 3000 | 0 | 0 |  | 0 |  | 0 | 0 |  | 0 | 0
TVA_Transmission_2_ENT | TVA_Transmission | ENT | 2015 | B14 | 900 | 0 | 3000 | 0 | 0 |  | 0 |  | 0 | 0 |  | 0 | 0
TVA_Transmission_2_ENT | TVA_Transmission | ENT | 2015 | B15 | 1203 | 0 | 3000 | 0 | 0 |  | 0 |  | 0 | 0 |  | 0 | 0
TVA_Transmission_2_ENT | TVA_Transmission | ENT | 2015 | B16 | 25 | 0 | 3000 | 0 | 0 |  | 0 |  | 0 | 0 |  | 0 | 0
TVA_Transmission_2_ENT | TVA_Transmission | ENT | 2015 | B17 | 100 | 0 | 3000 | 0 | 0 |  | 0 |  | 0 | 0 |  | 0 | 0
TVA_Transmission_2_ENT | TVA_Transmission | ENT | 2015 | B18 | 400 | 0 | 3000 | 0 | 0 |  | 0 |  | 0 | 0 |  | 0 | 0
TVA_Transmission_2_ENT | TVA_Transmission | ENT | 2015 | B19 | 700 | 0 | 3000 | 0 | 0 |  | 0 |  | 0 | 0 |  | 0 | 0
TVA_Transmission_2_ENT | TVA_Transmission | ENT | 2015 | B20 | 935 | 0 | 3000 | 0 | 0 |  | 0 |  | 0 | 0 |  | 0 | 0
TVA_Transmission_2_ENT | TVA_Transmission | ENT | 2020 | B1 | 10 | 0 | 3000 | 0 | 0 |  | 0 |  | 0 | 0 |  | 0 | 0
TVA_Transmission_2_ENT | TVA_Transmission | ENT | 2020 | B2 | 25 | 0 | 3000 | 0 | 0 |  | 0 |  | 0 | 0 |  | 0 | 0
TVA_Transmission_2_ENT | TVA_Transmission | ENT | 2020 | B3 | 75 | 0 | 3000 | 0 | 0 |  | 0 |  | 0 | 0 |  | 0 | 0
TVA_Transmission_2_ENT | TVA_Transmission | ENT | 2020 | B4 | 100 | 0 | 3000 | 0 | 0 |  | 0 |  | 0 | 0 |  | 0 | 0
TVA_Transmission_2_ENT | TVA_Transmission | ENT | 2020 | B5 | 200 | 0 | 3000 | 0 | 0 |  | 0 |  | 0 | 0 |  | 0 | 0
TVA_Transmission_2_ENT | TVA_Transmission | ENT | 2020 | B6 | 300 | 0 | 3000 | 0 | 0 |  | 0 |  | 0 | 0 |  | 0 | 0
TVA_Transmission_2_ENT | TVA_Transmission | ENT | 2020 | B7 | 400 | 0 | 3000 | 0 | 0 |  | 0 |  | 0 | 0 |  | 0 | 0
TVA_Transmission_2_ENT | TVA_Transmission | ENT | 2020 | B8 | 500 | 0 | 3000 | 0 | 0 |  | 0 |  | 0 | 0 |  | 0 | 0
TVA_Transmission_2_ENT | TVA_Transmission | ENT | 2020 | B9 | 800 | 0 | 3000 | 0 | 0 |  | 0 |  | 0 | 0 |  | 0 | 0
TVA_Transmission_2_ENT | TVA_Transmission | ENT | 2020 | B10 | 1262 | 0 | 3000 | 0 | 0 |  | 0 |  | 0 | 0 |  | 0 | 0
TVA_Transmission_2_ENT | TVA_Transmission | ENT | 2020 | B11 | 25 | 0 | 3000 | 0 | 0 |  | 0 |  | 0 | 0 |  | 0 | 0
TVA_Transmission_2_ENT | TVA_Transmission | ENT | 2020 | B12 | 200 | 0 | 3000 | 0 | 0 |  | 0 |  | 0 | 0 |  | 0 | 0
TVA_Transmission_2_ENT | TVA_Transmission | ENT | 2020 | B13 | 600 | 0 | 3000 | 0 | 0 |  | 0 |  | 0 | 0 |  | 0 | 0
TVA_Transmission_2_ENT | TVA_Transmission | ENT | 2020 | B14 | 900 | 0 | 3000 | 0 | 0 |  | 0 |  | 0 | 0 |  | 0 | 0
TVA_Transmission_2_ENT | TVA_Transmission | ENT | 2020 | B15 | 1203 | 0 | 3000 | 0 | 0 |  | 0 |  | 0 | 0 |  | 0 | 0
TVA_Transmission_2_ENT | TVA_Transmission | ENT | 2020 | B16 | 25 | 0 | 3000 | 0 | 0 |  | 0 |  | 0 | 0 |  | 0 | 0
TVA_Transmission_2_ENT | TVA_Transmission | ENT | 2020 | B17 | 100 | 0 | 3000 | 0 | 0 |  | 0 |  | 0 | 0 |  | 0 | 0
TVA_Transmission_2_ENT | TVA_Transmission | ENT | 2020 | B18 | 400 | 0 | 3000 | 0 | 0 |  | 0 |  | 0 | 0 |  | 0 | 0
TVA_Transmission_2_ENT | TVA_Transmission | ENT | 2020 | B19 | 700 | 0 | 3000 | 0 | 0 |  | 0 |  | 0 | 0 |  | 0 | 0
TVA_Transmission_2_ENT | TVA_Transmission | ENT | 2020 | B20 | 935 | 0 | 3000 | 0 | 0 |  | 0 |  | 0 | 0 |  | 0 | 0
TVA_Transmission_2_ENT | TVA_Transmission | ENT | 2025 | B1 | 10 | 0 | 3000 | 0 | 0 |  | 0 |  | 0 | 0 |  | 0 | 0
TVA_Transmission_2_ENT | TVA_Transmission | ENT | 2025 | B2 | 25 | 0 | 3000 | 0 | 0 |  | 0 |  | 0 | 0 |  | 0 | 0
TVA_Transmission_2_ENT | TVA_Transmission | ENT | 2025 | B3 | 75 | 0 | 3000 | 0 | 0 |  | 0 |  | 0 | 0 |  | 0 | 0
TVA_Transmission_2_ENT | TVA_Transmission | ENT | 2025 | B4 | 100 | 0 | 3000 | 0 | 0 |  | 0 |  | 0 | 0 |  | 0 | 0
TVA_Transmission_2_ENT | TVA_Transmission | ENT | 2025 | B5 | 200 | 0 | 3000 | 0 | 0 |  | 0 |  | 0 | 0 |  | 0 | 0
TVA_Transmission_2_ENT | TVA_Transmission | ENT | 2025 | B6 | 300 | 0 | 3000 | 0 | 0 |  | 0 |  | 0 | 0 |  | 0 | 0
TVA_Transmission_2_ENT | TVA_Transmission | ENT | 2025 | B7 | 400 | 0 | 3000 | 0 | 0 |  | 0 |  | 0 | 0 |  | 0 | 0
TVA_Transmission_2_ENT | TVA_Transmission | ENT | 2025 | B8 | 500 | 0 | 3000 | 0 | 0 |  | 0 |  | 0 | 0 |  | 0 | 0
TVA_Transmission_2_ENT | TVA_Transmission | ENT | 2025 | B9 | 800 | 0 | 3000 | 0 | 0 |  | 0 |  | 0 | 0 |  | 0 | 0
TVA_Transmission_2_ENT | TVA_Transmission | ENT | 2025 | B10 | 1262 | 0 | 3000 | 0 | 0 |  | 0 |  | 0 | 0 |  | 0 | 0
TVA_Transmission_2_ENT | TVA_Transmission | ENT | 2025 | B11 | 25 | 0 | 3000 | 0 | 0 |  | 0 |  | 0 | 0 |  | 0 | 0
TVA_Transmission_2_ENT | TVA_Transmission | ENT | 2025 | B12 | 200 | 0 | 3000 | 0 | 0 |  | 0 |  | 0 | 0 |  | 0 | 0
TVA_Transmission_2_ENT | TVA_Transmission | ENT | 2025 | B13 | 600 | 0 | 3000 | 0 | 0 |  | 0 |  | 0 | 0 |  | 0 | 0
TVA_Transmission_2_ENT | TVA_Transmission | ENT | 2025 | B14 | 900 | 0 | 3000 | 0 | 0 |  | 0 |  | 0 | 0 |  | 0 | 0
TVA_Transmission_2_ENT | TVA_Transmission | ENT | 2025 | B15 | 1203 | 0 | 3000 | 0 | 0 |  | 0 |  | 0 | 0 |  | 0 | 0
TVA_Transmission_2_ENT | TVA_Transmission | ENT | 2025 | B16 | 25 | 0 | 3000 | 0 | 0 |  | 0 |  | 0 | 0 |  | 0 | 0
TVA_Transmission_2_ENT | TVA_Transmission | ENT | 2025 | B17 | 100 | 0 | 3000 | 0 | 0 |  | 0 |  | 0 | 0 |  | 0 | 0
TVA_Transmission_2_ENT | TVA_Transmission | ENT | 2025 | B18 | 400 | 0 | 3000 | 0 | 0 |  | 0 |  | 0 | 0 |  | 0 | 0
TVA_Transmission_2_ENT | TVA_Transmission | ENT | 2025 | B19 | 700 | 0 | 3000 | 0 | 0 |  | 0 |  | 0 | 0 |  | 0 | 0
TVA_Transmission_2_ENT | TVA_Transmission | ENT | 2025 | B20 | 935 | 0 | 3000 | 0 | 0 |  | 0 |  | 0 | 0 |  | 0 | 0
TVA_Transmission_2_ENT | TVA_Transmission | ENT | 2030 | B1 | 10 | 0 | 3000 | 0 | 0 |  | 0 |  | 0 | 0 |  | 0 | 0
TVA_Transmission_2_ENT | TVA_Transmission | ENT | 2030 | B2 | 25 | 0 | 3000 | 0 | 0 |  | 0 |  | 0 | 0 |  | 0 | 0
TVA_Transmission_2_ENT | TVA_Transmission | ENT | 2030 | B3 | 75 | 0 | 3000 | 0 | 0 |  | 0 |  | 0 | 0 |  | 0 | 0
TVA_Transmission_2_ENT | TVA_Transmission | ENT | 2030 | B4 | 100 | 0 | 3000 | 0 | 0 |  | 0 |  | 0 | 0 |  | 0 | 0
TVA_Transmission_2_ENT | TVA_Transmission | ENT | 2030 | B5 | 200 | 0 | 3000 | 0 | 0 |  | 0 |  | 0 | 0 |  | 0 | 0
TVA_Transmission_2_ENT | TVA_Transmission | ENT | 2030 | B6 | 300 | 0 | 3000 | 0 | 0 |  | 0 |  | 0 | 0 |  | 0 | 0
TVA_Transmission_2_ENT | TVA_Transmission | ENT | 2030 | B7 | 400 | 0 | 3000 | 0 | 0 |  | 0 |  | 0 | 0 |  | 0 | 0
TVA_Transmission_2_ENT | TVA_Transmission | ENT | 2030 | B8 | 500 | 0 | 3000 | 0 | 0 |  | 0 |  | 0 | 0 |  | 0 | 0
TVA_Transmission_2_ENT | TVA_Transmission | ENT | 2030 | B9 | 800 | 0 | 3000 | 0 | 0 |  | 0 |  | 0 | 0 |  | 0 | 0
TVA_Transmission_2_ENT | TVA_Transmission | ENT | 2030 | B10 | 1262 | 0 | 3000 | 0 | 0 |  | 0 |  | 0 | 0 |  | 0 | 0
TVA_Transmission_2_ENT | TVA_Transmission | ENT | 2030 | B11 | 25 | 0 | 3000 | 0 | 0 |  | 0 |  | 0 | 0 |  | 0 | 0
TVA_Transmission_2_ENT | TVA_Transmission | ENT | 2030 | B12 | 200 | 0 | 3000 | 0 | 0 |  | 0 |  | 0 | 0 |  | 0 | 0
TVA_Transmission_2_ENT | TVA_Transmission | ENT | 2030 | B13 | 600 | 0 | 3000 | 0 | 0 |  | 0 |  | 0 | 0 |  | 0 | 0
TVA_Transmission_2_ENT | TVA_Transmission | ENT | 2030 | B14 | 900 | 0 | 3000 | 0 | 0 |  | 0 |  | 0 | 0 |  | 0 | 0
TVA_Transmission_2_ENT | TVA_Transmission | ENT | 2030 | B15 | 1203 | 0 | 3000 | 0 | 0 |  | 0 |  | 0 | 0 |  | 0 | 0
TVA_Transmission_2_ENT | TVA_Transmission | ENT | 2030 | B16 | 25 | 0 | 3000 | 0 | 0 |  | 0 |  | 0 | 0 |  | 0 | 0
TVA_Transmission_2_ENT | TVA_Transmission | ENT | 2030 | B17 | 100 | 0 | 3000 | 0 | 0 |  | 0 |  | 0 | 0 |  | 0 | 0
TVA_Transmission_2_ENT | TVA_Transmission | ENT | 2030 | B18 | 400 | 0 | 3000 | 0 | 0 |  | 0 |  | 0 | 0 |  | 0 | 0
TVA_Transmission_2_ENT | TVA_Transmission | ENT | 2030 | B19 | 700 | 0 | 3000 | 0 | 0 |  | 0 |  | 0 | 0 |  | 0 | 0
TVA_Transmission_2_ENT | TVA_Transmission | ENT | 2030 | B20 | 935 | 0 | 3000 | 0 | 0 |  | 0 |  | 0 | 0 |  | 0 | 0
TVA_Transmission_2_ENT | TVA_Transmission | ENT | 2035 | B1 | 10 | 0 | 3000 | 0 | 0 |  | 0 |  | 0 | 0 |  | 0 | 0
TVA_Transmission_2_ENT | TVA_Transmission | ENT | 2035 | B2 | 25 | 0 | 3000 | 0 | 0 |  | 0 |  | 0 | 0 |  | 0 | 0
TVA_Transmission_2_ENT | TVA_Transmission | ENT | 2035 | B3 | 75 | 0 | 3000 | 0 | 0 |  | 0 |  | 0 | 0 |  | 0 | 0
TVA_Transmission_2_ENT | TVA_Transmission | ENT | 2035 | B4 | 100 | 0 | 3000 | 0 | 0 |  | 0 |  | 0 | 0 |  | 0 | 0
TVA_Transmission_2_ENT | TVA_Transmission | ENT | 2035 | B5 | 200 | 0 | 3000 | 0 | 0 |  | 0 |  | 0 | 0 |  | 0 | 0
TVA_Transmission_2_ENT | TVA_Transmission | ENT | 2035 | B6 | 300 | 0 | 3000 | 0 | 0 |  | 0 |  | 0 | 0 |  | 0 | 0
TVA_Transmission_2_ENT | TVA_Transmission | ENT | 2035 | B7 | 400 | 0 | 3000 | 0 | 0 |  | 0 |  | 0 | 0 |  | 0 | 0
TVA_Transmission_2_ENT | TVA_Transmission | ENT | 2035 | B8 | 500 | 0 | 3000 | 380.93 | 0 |  | 0 |  | 0 | 0 |  | 0 | 0
TVA_Transmission_2_ENT | TVA_Transmission | ENT | 2035 | B9 | 800 | 0 | 3000 | 0 | 0 |  | 0 |  | 0 | 0 |  | 0 | 0
TVA_Transmission_2_ENT | TVA_Transmission | ENT | 2035 | B10 | 1262 | 0 | 3000 | 0 | 0 |  | 0 |  | 0 | 0 |  | 0 | 0
TVA_Transmission_2_ENT | TVA_Transmission | ENT | 2035 | B11 | 25 | 0 | 3000 | 0 | 0 |  | 0 |  | 0 | 0 |  | 0 | 0
TVA_Transmission_2_ENT | TVA_Transmission | ENT | 2035 | B12 | 200 | 0 | 3000 | 0 | 0 |  | 0 |  | 0 | 0 |  | 0 | 0
TVA_Transmission_2_ENT | TVA_Transmission | ENT | 2035 | B13 | 600 | 0 | 3000 | 0 | 0 |  | 0 |  | 0 | 0 |  | 0 | 0
TVA_Transmission_2_ENT | TVA_Transmission | ENT | 2035 | B14 | 900 | 0 | 3000 | 0 | 0 |  | 0 |  | 0 | 0 |  | 0 | 0
TVA_Transmission_2_ENT | TVA_Transmission | ENT | 2035 | B15 | 1203 | 0 | 3000 | 0 | 0 |  | 0 |  | 0 | 0 |  | 0 | 0
TVA_Transmission_2_ENT | TVA_Transmission | ENT | 2035 | B16 | 25 | 0 | 3000 | 0 | 0 |  | 0 |  | 0 | 0 |  | 0 | 0
TVA_Transmission_2_ENT | TVA_Transmission | ENT | 2035 | B17 | 100 | 0 | 3000 | 0 | 0 |  | 0 |  | 0 | 0 |  | 0 | 0
TVA_Transmission_2_ENT | TVA_Transmission | ENT | 2035 | B18 | 400 | 0 | 3000 | 0 | 0 |  | 0 |  | 0 | 0 |  | 0 | 0
TVA_Transmission_2_ENT | TVA_Transmission | ENT | 2035 | B19 | 700 | 0 | 3000 | 0 | 0 |  | 0 |  | 0 | 0 |  | 0 | 0
TVA_Transmission_2_ENT | TVA_Transmission | ENT | 2035 | B20 | 935 | 0 | 3000 | 0 | 0 |  | 0 |  | 0 | 0 |  | 0 | 0
TVA_Transmission_2_ENT | TVA_Transmission | ENT | 2040 | B1 | 10 | 0 | 3000 | 0 | 0 |  | 0 |  | 0 | 0 |  | 0 | 0
TVA_Transmission_2_ENT | TVA_Transmission | ENT | 2040 | B2 | 25 | 0 | 3000 | 0 | 0 |  | 0 |  | 0 | 0 |  | 0 | 0
TVA_Transmission_2_ENT | TVA_Transmission | ENT | 2040 | B3 | 75 | 0 | 3000 | 0 | 0 |  | 0 |  | 0 | 0 |  | 0 | 0
TVA_Transmission_2_ENT | TVA_Transmission | ENT | 2040 | B4 | 100 | 0 | 3000 | 0 | 0 |  | 0 |  | 0 | 0 |  | 0 | 0
TVA_Transmission_2_ENT | TVA_Transmission | ENT | 2040 | B5 | 200 | 0 | 3000 | 0 | 0 |  | 0 |  | 0 | 0 |  | 0 | 0
TVA_Transmission_2_ENT | TVA_Transmission | ENT | 2040 | B6 | 300 | 0 | 3000 | 0 | 0 |  | 0 |  | 0 | 0 |  | 0 | 0
TVA_Transmission_2_ENT | TVA_Transmission | ENT | 2040 | B7 | 400 | 0 | 3000 | 0 | 0 |  | 0 |  | 0 | 0 |  | 0 | 0
TVA_Transmission_2_ENT | TVA_Transmission | ENT | 2040 | B8 | 500 | 0 | 3000 | 0 | 0 |  | 0 |  | 0 | 0 |  | 0 | 0
TVA_Transmission_2_ENT | TVA_Transmission | ENT | 2040 | B9 | 800 | 0 | 3000 | 0 | 0 |  | 0 |  | 0 | 0 |  | 0 | 0
TVA_Transmission_2_ENT | TVA_Transmission | ENT | 2040 | B10 | 1262 | 0 | 3000 | 0 | 0 |  | 0 |  | 0 | 0 |  | 0 | 0
TVA_Transmission_2_ENT | TVA_Transmission | ENT | 2040 | B11 | 25 | 0 | 3000 | 392.83 | 0 |  | 0 |  | 0 | 0 |  | 0 | 0
TVA_Transmission_2_ENT | TVA_Transmission | ENT | 2040 | B12 | 200 | 0 | 3000 | 0 | 0 |  | 0 |  | 0 | 0 |  | 0 | 0
TVA_Transmission_2_ENT | TVA_Transmission | ENT | 2040 | B13 | 600 | 0 | 3000 | 0 | 0 |  | 0 |  | 0 | 0 |  | 0 | 0
TVA_Transmission_2_ENT | TVA_Transmission | ENT | 2040 | B14 | 900 | 0 | 3000 | 0 | 0 |  | 0 |  | 0 | 0 |  | 0 | 0
TVA_Transmission_2_ENT | TVA_Transmission | ENT | 2040 | B15 | 1203 | 0 | 3000 | 0 | 0 |  | 0 |  | 0 | 0 |  | 0 | 0
TVA_Transmission_2_ENT | TVA_Transmission | ENT | 2040 | B16 | 25 | 0 | 3000 | 0 | 0 |  | 0 |  | 0 | 0 |  | 0 | 0
TVA_Transmission_2_ENT | TVA_Transmission | ENT | 2040 | B17 | 100 | 0 | 3000 | 0 | 0 |  | 0 |  | 0 | 0 |  | 0 | 0
TVA_Transmission_2_ENT | TVA_Transmission | ENT | 2040 | B18 | 400 | 0 | 3000 | 575.04 | 0 |  | 0 |  | 0 | 0 |  | 0 | 0
TVA_Transmission_2_ENT | TVA_Transmission | ENT | 2040 | B19 | 700 | 0 | 3000 | 0 | 0 |  | 0 |  | 0 | 0 |  | 0 | 0
TVA_Transmission_2_ENT | TVA_Transmission | ENT | 2040 | B20 | 935 | 0 | 3000 | 0 | 0 |  | 0 |  | 0 | 0 |  | 0 | 0
TVA_Transmission_2_ENT | TVA_Transmission | ENT | 2045 | B1 | 10 | 0 | 3000 | 0 | 0 |  | 0 |  | 0 | 0 |  | 0 | 0
TVA_Transmission_2_ENT | TVA_Transmission | ENT | 2045 | B2 | 25 | 0 | 3000 | 0 | 0 |  | 0 |  | 0 | 0 |  | 0 | 0
TVA_Transmission_2_ENT | TVA_Transmission | ENT | 2045 | B3 | 75 | 0 | 3000 | 0 | 0 |  | 0 |  | 0 | 0 |  | 0 | 0
TVA_Transmission_2_ENT | TVA_Transmission | ENT | 2045 | B4 | 100 | 0 | 3000 | 0 | 0 |  | 0 |  | 0 | 0 |  | 0 | 0
TVA_Transmission_2_ENT | TVA_Transmission | ENT | 2045 | B5 | 200 | 0 | 3000 | 0 | 0 |  | 0 |  | 0 | 0 |  | 0 | 0
TVA_Transmission_2_ENT | TVA_Transmission | ENT | 2045 | B6 | 300 | 0 | 3000 | 1570.46 | 0 |  | 0 |  | 0 | 0 |  | 0 | 0
TVA_Transmission_2_ENT | TVA_Transmission | ENT | 2045 | B7 | 400 | 0 | 3000 | 838.37 | 0 |  | 0 |  | 0 | 0 |  | 0 | 0
TVA_Transmission_2_ENT | TVA_Transmission | ENT | 2045 | B8 | 500 | 0 | 3000 | 0 | 0 |  | 0 |  | 0 | 0 |  | 0 | 0
TVA_Transmission_2_ENT | TVA_Transmission | ENT | 2045 | B9 | 800 | 0 | 3000 | 0 | 0 |  | 0 |  | 0 | 0 |  | 0 | 0
TVA_Transmission_2_ENT | TVA_Transmission | ENT | 2045 | B10 | 1262 | 0 | 3000 | 0 | 0 |  | 0 |  | 0 | 0 |  | 0 | 0
TVA_Transmission_2_ENT | TVA_Transmission | ENT | 2045 | B11 | 25 | 0 | 3000 | 0 | 0 |  | 0 |  | 0 | 0 |  | 0 | 0
TVA_Transmission_2_ENT | TVA_Transmission | ENT | 2045 | B12 | 200 | 0 | 3000 | 0 | 0 |  | 0 |  | 0 | 0 |  | 0 | 0
TVA_Transmission_2_ENT | TVA_Transmission | ENT | 2045 | B13 | 600 | 0 | 3000 | 0 | 0 |  | 0 |  | 0 | 0 |  | 0 | 0
TVA_Transmission_2_ENT | TVA_Transmission | ENT | 2045 | B14 | 900 | 0 | 3000 | 0 | 0 |  | 0 |  | 0 | 0 |  | 0 | 0
TVA_Transmission_2_ENT | TVA_Transmission | ENT | 2045 | B15 | 1203 | 0 | 3000 | 0 | 0 |  | 0 |  | 0 | 0 |  | 0 | 0
TVA_Transmission_2_ENT | TVA_Transmission | ENT | 2045 | B16 | 25 | 0 | 3000 | 0 | 0 |  | 0 |  | 0 | 0 |  | 0 | 0
TVA_Transmission_2_ENT | TVA_Transmission | ENT | 2045 | B17 | 100 | 0 | 3000 | 0 | 0 |  | 0 |  | 0 | 0 |  | 0 | 0
TVA_Transmission_2_ENT | TVA_Transmission | ENT | 2045 | B18 | 400 | 0 | 3000 | 0 | 0 |  | 0 |  | 0 | 0 |  | 0 | 0
TVA_Transmission_2_ENT | TVA_Transmission | ENT | 2045 | B19 | 700 | 0 | 3000 | 0 | 0 |  | 0 |  | 0 | 0 |  | 0 | 0
TVA_Transmission_2_ENT | TVA_Transmission | ENT | 2045 | B20 | 935 | 0 | 3000 | 0 | 0 |  | 0 |  | 0 | 0 |  | 0 | 0
TVA_Transmission_2_ENT | TVA_Transmission | ENT | 2050 | B1 | 10 | 0 | 3000 | 0 | 0 |  | 0 |  | 0 | 0 |  | 0 | 0
TVA_Transmission_2_ENT | TVA_Transmission | ENT | 2050 | B2 | 25 | 0 | 3000 | 0 | 0 |  | 0 |  | 0 | 0 |  | 0 | 0
TVA_Transmission_2_ENT | TVA_Transmission | ENT | 2050 | B3 | 75 | 0 | 3000 | 0 | 0 |  | 0 |  | 0 | 0 |  | 0 | 0
TVA_Transmission_2_ENT | TVA_Transmission | ENT | 2050 | B4 | 100 | 0 | 3000 | 0 | 0 |  | 0 |  | 0 | 0 |  | 0 | 0
TVA_Transmission_2_ENT | TVA_Transmission | ENT | 2050 | B5 | 200 | 0 | 3000 | 0 | 0 |  | 0 |  | 0 | 0 |  | 0 | 0
TVA_Transmission_2_ENT | TVA_Transmission | ENT | 2050 | B6 | 300 | 0 | 3000 | 0 | 0 |  | 0 |  | 0 | 0 |  | 0 | 0
TVA_Transmission_2_ENT | TVA_Transmission | ENT | 2050 | B7 | 400 | 0 | 3000 | 0 | 0 |  | 0 |  | 0 | 0 |  | 0 | 0
TVA_Transmission_2_ENT | TVA_Transmission | ENT | 2050 | B8 | 500 | 0 | 3000 | 0 | 0 |  | 0 |  | 0 | 0 |  | 0 | 0
TVA_Transmission_2_ENT | TVA_Transmission | ENT | 2050 | B9 | 800 | 0 | 3000 | 0 | 0 |  | 0 |  | 0 | 0 |  | 0 | 0
TVA_Transmission_2_ENT | TVA_Transmission | ENT | 2050 | B10 | 1262 | 0 | 3000 | 0 | 0 |  | 0 |  | 0 | 0 |  | 0 | 0
TVA_Transmission_2_ENT | TVA_Transmission | ENT | 2050 | B11 | 25 | 0 | 3000 | 0 | 0 |  | 0 |  | 0 | 0 |  | 0 | 0
TVA_Transmission_2_ENT | TVA_Transmission | ENT | 2050 | B12 | 200 | 0 | 3000 | 0 | 0 |  | 0 |  | 0 | 0 |  | 0 | 0
TVA_Transmission_2_ENT | TVA_Transmission | ENT | 2050 | B13 | 600 | 0 | 3000 | 0 | 0 |  | 0 |  | 0 | 0 |  | 0 | 0
TVA_Transmission_2_ENT | TVA_Transmission | ENT | 2050 | B14 | 900 | 0 | 3000 | 0 | 0 |  | 0 |  | 0 | 0 |  | 0 | 0
TVA_Transmission_2_ENT | TVA_Transmission | ENT | 2050 | B15 | 1203 | 0 | 3000 | 0 | 0 |  | 0 |  | 0 | 0 |  | 0 | 0
TVA_Transmission_2_ENT | TVA_Transmission | ENT | 2050 | B16 | 25 | 0 | 3000 | 0 | 0 |  | 0 |  | 0 | 0 |  | 0 | 0
TVA_Transmission_2_ENT | TVA_Transmission | ENT | 2050 | B17 | 100 | 0 | 3000 | 0 | 0 |  | 0 |  | 0 | 0 |  | 0 | 0
TVA_Transmission_2_ENT | TVA_Transmission | ENT | 2050 | B18 | 400 | 0 | 3000 | 0 | 0 |  | 0 |  | 0 | 0 |  | 0 | 0
TVA_Transmission_2_ENT | TVA_Transmission | ENT | 2050 | B19 | 700 | 0 | 3000 | 0 | 0 |  | 0 |  | 0 | 0 |  | 0 | 0
TVA_Transmission_2_ENT | TVA_Transmission | ENT | 2050 | B20 | 935 | 0 | 3000 | 0 | 0 |  | 0 |  | 0 | 0 |  | 0 | 0
TVA_Transmission_2_MISO_MO-IL | TVA_Transmission | MISO_MO-IL | 2015 | B1 | 10 | 0 | 4000 | 0 | 0 |  | 0 |  | 0 | 0 |  | 0 | 0
TVA_Transmission_2_MISO_MO-IL | TVA_Transmission | MISO_MO-IL | 2015 | B2 | 25 | 0 | 4000 | 0 | 0 |  | 0 |  | 0 | 0 |  | 0 | 0
TVA_Transmission_2_MISO_MO-IL | TVA_Transmission | MISO_MO-IL | 2015 | B3 | 75 | 0 | 4000 | 0 | 0 |  | 0 |  | 0 | 0 |  | 0 | 0
TVA_Transmission_2_MISO_MO-IL | TVA_Transmission | MISO_MO-IL | 2015 | B4 | 100 | 0 | 4000 | 0 | 0 |  | 0 |  | 0 | 0 |  | 0 | 0
TVA_Transmission_2_MISO_MO-IL | TVA_Transmission | MISO_MO-IL | 2015 | B5 | 200 | 0 | 4000 | 0 | 0 |  | 0 |  | 0 | 0 |  | 0 | 0
TVA_Transmission_2_MISO_MO-IL | TVA_Transmission | MISO_MO-IL | 2015 | B6 | 300 | 0 | 4000 | 0 | 0 |  | 0 |  | 0 | 0 |  | 0 | 0
TVA_Transmission_2_MISO_MO-IL | TVA_Transmission | MISO_MO-IL | 2015 | B7 | 400 | 0 | 4000 | 0 | 0 |  | 0 |  | 0 | 0 |  | 0 | 0
TVA_Transmission_2_MISO_MO-IL | TVA_Transmission | MISO_MO-IL | 2015 | B8 | 500 | 0 | 4000 | 0 | 0 |  | 0 |  | 0 | 0 |  | 0 | 0
TVA_Transmission_2_MISO_MO-IL | TVA_Transmission | MISO_MO-IL | 2015 | B9 | 800 | 0 | 4000 | 0 | 0 |  | 0 |  | 0 | 0 |  | 0 | 0
TVA_Transmission_2_MISO_MO-IL | TVA_Transmission | MISO_MO-IL | 2015 | B10 | 1262 | 0 | 4000 | 0 | 0 |  | 0 |  | 0 | 0 |  | 0 | 0
TVA_Transmission_2_MISO_MO-IL | TVA_Transmission | MISO_MO-IL | 2015 | B11 | 25 | 0 | 4000 | 0 | 0 |  | 0 |  | 0 | 0 |  | 0 | 0
TVA_Transmission_2_MISO_MO-IL | TVA_Transmission | MISO_MO-IL | 2015 | B12 | 200 | 0 | 4000 | 0 | 0 |  | 0 |  | 0 | 0 |  | 0 | 0
TVA_Transmission_2_MISO_MO-IL | TVA_Transmission | MISO_MO-IL | 2015 | B13 | 600 | 0 | 4000 | 0 | 0 |  | 0 |  | 0 | 0 |  | 0 | 0
TVA_Transmission_2_MISO_MO-IL | TVA_Transmission | MISO_MO-IL | 2015 | B14 | 900 | 0 | 4000 | 0 | 0 |  | 0 |  | 0 | 0 |  | 0 | 0
TVA_Transmission_2_MISO_MO-IL | TVA_Transmission | MISO_MO-IL | 2015 | B15 | 1203 | 0 | 4000 | 0 | 0 |  | 0 |  | 0 | 0 |  | 0 | 0
TVA_Transmission_2_MISO_MO-IL | TVA_Transmission | MISO_MO-IL | 2015 | B16 | 25 | 0 | 4000 | 0 | 0 |  | 0 |  | 0 | 0 |  | 0 | 0
TVA_Transmission_2_MISO_MO-IL | TVA_Transmission | MISO_MO-IL | 2015 | B17 | 100 | 0 | 4000 | 0 | 0 |  | 0 |  | 0 | 0 |  | 0 | 0
TVA_Transmission_2_MISO_MO-IL | TVA_Transmission | MISO_MO-IL | 2015 | B18 | 400 | 0 | 4000 | 0 | 0 |  | 0 |  | 0 | 0 |  | 0 | 0
TVA_Transmission_2_MISO_MO-IL | TVA_Transmission | MISO_MO-IL | 2015 | B19 | 700 | 0 | 4000 | 0 | 0 |  | 0 |  | 0 | 0 |  | 0 | 0
TVA_Transmission_2_MISO_MO-IL | TVA_Transmission | MISO_MO-IL | 2015 | B20 | 935 | 0 | 4000 | 0 | 0 |  | 0 |  | 0 | 0 |  | 0 | 0
TVA_Transmission_2_MISO_MO-IL | TVA_Transmission | MISO_MO-IL | 2020 | B1 | 10 | 0 | 4000 | 0 | 0 |  | 0 |  | 0 | 0 |  | 0 | 0
TVA_Transmission_2_MISO_MO-IL | TVA_Transmission | MISO_MO-IL | 2020 | B2 | 25 | 0 | 4000 | 0 | 0 |  | 0 |  | 0 | 0 |  | 0 | 0
TVA_Transmission_2_MISO_MO-IL | TVA_Transmission | MISO_MO-IL | 2020 | B3 | 75 | 0 | 4000 | 0 | 0 |  | 0 |  | 0 | 0 |  | 0 | 0
TVA_Transmission_2_MISO_MO-IL | TVA_Transmission | MISO_MO-IL | 2020 | B4 | 100 | 0 | 4000 | 0 | 0 |  | 0 |  | 0 | 0 |  | 0 | 0
TVA_Transmission_2_MISO_MO-IL | TVA_Transmission | MISO_MO-IL | 2020 | B5 | 200 | 0 | 4000 | 0 | 0 |  | 0 |  | 0 | 0 |  | 0 | 0
TVA_Transmission_2_MISO_MO-IL | TVA_Transmission | MISO_MO-IL | 2020 | B6 | 300 | 0 | 4000 | 0 | 0 |  | 0 |  | 0 | 0 |  | 0 | 0
TVA_Transmission_2_MISO_MO-IL | TVA_Transmission | MISO_MO-IL | 2020 | B7 | 400 | 0 | 4000 | 0 | 0 |  | 0 |  | 0 | 0 |  | 0 | 0
TVA_Transmission_2_MISO_MO-IL | TVA_Transmission | MISO_MO-IL | 2020 | B8 | 500 | 0 | 4000 | 0 | 0 |  | 0 |  | 0 | 0 |  | 0 | 0
TVA_Transmission_2_MISO_MO-IL | TVA_Transmission | MISO_MO-IL | 2020 | B9 | 800 | 0 | 4000 | 0 | 0 |  | 0 |  | 0 | 0 |  | 0 | 0
TVA_Transmission_2_MISO_MO-IL | TVA_Transmission | MISO_MO-IL | 2020 | B10 | 1262 | 0 | 4000 | 0 | 0 |  | 0 |  | 0 | 0 |  | 0 | 0
TVA_Transmission_2_MISO_MO-IL | TVA_Transmission | MISO_MO-IL | 2020 | B11 | 25 | 0 | 4000 | 0 | 0 |  | 0 |  | 0 | 0 |  | 0 | 0
TVA_Transmission_2_MISO_MO-IL | TVA_Transmission | MISO_MO-IL | 2020 | B12 | 200 | 0 | 4000 | 0 | 0 |  | 0 |  | 0 | 0 |  | 0 | 0
TVA_Transmission_2_MISO_MO-IL | TVA_Transmission | MISO_MO-IL | 2020 | B13 | 600 | 0 | 4000 | 0 | 0 |  | 0 |  | 0 | 0 |  | 0 | 0
TVA_Transmission_2_MISO_MO-IL | TVA_Transmission | MISO_MO-IL | 2020 | B14 | 900 | 0 | 4000 | 0 | 0 |  | 0 |  | 0 | 0 |  | 0 | 0
TVA_Transmission_2_MISO_MO-IL | TVA_Transmission | MISO_MO-IL | 2020 | B15 | 1203 | 0 | 4000 | 0 | 0 |  | 0 |  | 0 | 0 |  | 0 | 0
TVA_Transmission_2_MISO_MO-IL | TVA_Transmission | MISO_MO-IL | 2020 | B16 | 25 | 0 | 4000 | 0 | 0 |  | 0 |  | 0 | 0 |  | 0 | 0
TVA_Transmission_2_MISO_MO-IL | TVA_Transmission | MISO_MO-IL | 2020 | B17 | 100 | 0 | 4000 | 0 | 0 |  | 0 |  | 0 | 0 |  | 0 | 0
TVA_Transmission_2_MISO_MO-IL | TVA_Transmission | MISO_MO-IL | 2020 | B18 | 400 | 0 | 4000 | 0 | 0 |  | 0 |  | 0 | 0 |  | 0 | 0
TVA_Transmission_2_MISO_MO-IL | TVA_Transmission | MISO_MO-IL | 2020 | B19 | 700 | 0 | 4000 | 0 | 0 |  | 0 |  | 0 | 0 |  | 0 | 0
TVA_Transmission_2_MISO_MO-IL | TVA_Transmission | MISO_MO-IL | 2020 | B20 | 935 | 0 | 4000 | 0 | 0 |  | 0 |  | 0 | 0 |  | 0 | 0
TVA_Transmission_2_MISO_MO-IL | TVA_Transmission | MISO_MO-IL | 2025 | B1 | 10 | 0 | 4000 | 0 | 0 |  | 0 |  | 0 | 0 |  | 0 | 0
TVA_Transmission_2_MISO_MO-IL | TVA_Transmission | MISO_MO-IL | 2025 | B2 | 25 | 0 | 4000 | 0 | 0 |  | 0 |  | 0 | 0 |  | 0 | 0
TVA_Transmission_2_MISO_MO-IL | TVA_Transmission | MISO_MO-IL | 2025 | B3 | 75 | 0 | 4000 | 0 | 0 |  | 0 |  | 0 | 0 |  | 0 | 0
TVA_Transmission_2_MISO_MO-IL | TVA_Transmission | MISO_MO-IL | 2025 | B4 | 100 | 0 | 4000 | 0 | 0 |  | 0 |  | 0 | 0 |  | 0 | 0
TVA_Transmission_2_MISO_MO-IL | TVA_Transmission | MISO_MO-IL | 2025 | B5 | 200 | 0 | 4000 | 0 | 0 |  | 0 |  | 0 | 0 |  | 0 | 0
TVA_Transmission_2_MISO_MO-IL | TVA_Transmission | MISO_MO-IL | 2025 | B6 | 300 | 0 | 4000 | 0 | 0 |  | 0 |  | 0 | 0 |  | 0 | 0
TVA_Transmission_2_MISO_MO-IL | TVA_Transmission | MISO_MO-IL | 2025 | B7 | 400 | 0 | 4000 | 0 | 0 |  | 0 |  | 0 | 0 |  | 0 | 0
TVA_Transmission_2_MISO_MO-IL | TVA_Transmission | MISO_MO-IL | 2025 | B8 | 500 | 0 | 4000 | 0 | 0 |  | 0 |  | 0 | 0 |  | 0 | 0
TVA_Transmission_2_MISO_MO-IL | TVA_Transmission | MISO_MO-IL | 2025 | B9 | 800 | 0 | 4000 | 0 | 0 |  | 0 |  | 0 | 0 |  | 0 | 0
TVA_Transmission_2_MISO_MO-IL | TVA_Transmission | MISO_MO-IL | 2025 | B10 | 1262 | 0 | 4000 | 0 | 0 |  | 0 |  | 0 | 0 |  | 0 | 0
TVA_Transmission_2_MISO_MO-IL | TVA_Transmission | MISO_MO-IL | 2025 | B11 | 25 | 0 | 4000 | 0 | 0 |  | 0 |  | 0 | 0 |  | 0 | 0
TVA_Transmission_2_MISO_MO-IL | TVA_Transmission | MISO_MO-IL | 2025 | B12 | 200 | 0 | 4000 | 0 | 0 |  | 0 |  | 0 | 0 |  | 0 | 0
TVA_Transmission_2_MISO_MO-IL | TVA_Transmission | MISO_MO-IL | 2025 | B13 | 600 | 0 | 4000 | 0 | 0 |  | 0 |  | 0 | 0 |  | 0 | 0
TVA_Transmission_2_MISO_MO-IL | TVA_Transmission | MISO_MO-IL | 2025 | B14 | 900 | 0 | 4000 | 0 | 0 |  | 0 |  | 0 | 0 |  | 0 | 0
TVA_Transmission_2_MISO_MO-IL | TVA_Transmission | MISO_MO-IL | 2025 | B15 | 1203 | 0 | 4000 | 0 | 0 |  | 0 |  | 0 | 0 |  | 0 | 0
TVA_Transmission_2_MISO_MO-IL | TVA_Transmission | MISO_MO-IL | 2025 | B16 | 25 | 0 | 4000 | 0 | 0 |  | 0 |  | 0 | 0 |  | 0 | 0
TVA_Transmission_2_MISO_MO-IL | TVA_Transmission | MISO_MO-IL | 2025 | B17 | 100 | 0 | 4000 | 0 | 0 |  | 0 |  | 0 | 0 |  | 0 | 0
TVA_Transmission_2_MISO_MO-IL | TVA_Transmission | MISO_MO-IL | 2025 | B18 | 400 | 0 | 4000 | 0 | 0 |  | 0 |  | 0 | 0 |  | 0 | 0
TVA_Transmission_2_MISO_MO-IL | TVA_Transmission | MISO_MO-IL | 2025 | B19 | 700 | 0 | 4000 | 0 | 0 |  | 0 |  | 0 | 0 |  | 0 | 0
TVA_Transmission_2_MISO_MO-IL | TVA_Transmission | MISO_MO-IL | 2025 | B20 | 935 | 0 | 4000 | 0 | 0 |  | 0 |  | 0 | 0 |  | 0 | 0
TVA_Transmission_2_MISO_MO-IL | TVA_Transmission | MISO_MO-IL | 2030 | B1 | 10 | 0 | 4000 | 0 | 0 |  | 0 |  | 0 | 0 |  | 0 | 0
TVA_Transmission_2_MISO_MO-IL | TVA_Transmission | MISO_MO-IL | 2030 | B2 | 25 | 0 | 4000 | 0 | 0 |  | 0 |  | 0 | 0 |  | 0 | 0
TVA_Transmission_2_MISO_MO-IL | TVA_Transmission | MISO_MO-IL | 2030 | B3 | 75 | 0 | 4000 | 0 | 0 |  | 0 |  | 0 | 0 |  | 0 | 0
TVA_Transmission_2_MISO_MO-IL | TVA_Transmission | MISO_MO-IL | 2030 | B4 | 100 | 0 | 4000 | 0 | 0 |  | 0 |  | 0 | 0 |  | 0 | 0
TVA_Transmission_2_MISO_MO-IL | TVA_Transmission | MISO_MO-IL | 2030 | B5 | 200 | 0 | 4000 | 0 | 0 |  | 0 |  | 0 | 0 |  | 0 | 0
TVA_Transmission_2_MISO_MO-IL | TVA_Transmission | MISO_MO-IL | 2030 | B6 | 300 | 0 | 4000 | 0 | 0 |  | 0 |  | 0 | 0 |  | 0 | 0
TVA_Transmission_2_MISO_MO-IL | TVA_Transmission | MISO_MO-IL | 2030 | B7 | 400 | 0 | 4000 | 0 | 0 |  | 0 |  | 0 | 0 |  | 0 | 0
TVA_Transmission_2_MISO_MO-IL | TVA_Transmission | MISO_MO-IL | 2030 | B8 | 500 | 0 | 4000 | 0 | 0 |  | 0 |  | 0 | 0 |  | 0 | 0
TVA_Transmission_2_MISO_MO-IL | TVA_Transmission | MISO_MO-IL | 2030 | B9 | 800 | 0 | 4000 | 0 | 0 |  | 0 |  | 0 | 0 |  | 0 | 0
TVA_Transmission_2_MISO_MO-IL | TVA_Transmission | MISO_MO-IL | 2030 | B10 | 1262 | 0 | 4000 | 0 | 0 |  | 0 |  | 0 | 0 |  | 0 | 0
TVA_Transmission_2_MISO_MO-IL | TVA_Transmission | MISO_MO-IL | 2030 | B11 | 25 | 0 | 4000 | 0 | 0 |  | 0 |  | 0 | 0 |  | 0 | 0
TVA_Transmission_2_MISO_MO-IL | TVA_Transmission | MISO_MO-IL | 2030 | B12 | 200 | 0 | 4000 | 0 | 0 |  | 0 |  | 0 | 0 |  | 0 | 0
TVA_Transmission_2_MISO_MO-IL | TVA_Transmission | MISO_MO-IL | 2030 | B13 | 600 | 0 | 4000 | 0 | 0 |  | 0 |  | 0 | 0 |  | 0 | 0
TVA_Transmission_2_MISO_MO-IL | TVA_Transmission | MISO_MO-IL | 2030 | B14 | 900 | 0 | 4000 | 0 | 0 |  | 0 |  | 0 | 0 |  | 0 | 0
TVA_Transmission_2_MISO_MO-IL | TVA_Transmission | MISO_MO-IL | 2030 | B15 | 1203 | 0 | 4000 | 0 | 0 |  | 0 |  | 0 | 0 |  | 0 | 0
TVA_Transmission_2_MISO_MO-IL | TVA_Transmission | MISO_MO-IL | 2030 | B16 | 25 | 0 | 4000 | 0 | 0 |  | 0 |  | 0 | 0 |  | 0 | 0
TVA_Transmission_2_MISO_MO-IL | TVA_Transmission | MISO_MO-IL | 2030 | B17 | 100 | 0 | 4000 | 0 | 0 |  | 0 |  | 0 | 0 |  | 0 | 0
TVA_Transmission_2_MISO_MO-IL | TVA_Transmission | MISO_MO-IL | 2030 | B18 | 400 | 0 | 4000 | 0 | 0 |  | 0 |  | 0 | 0 |  | 0 | 0
TVA_Transmission_2_MISO_MO-IL | TVA_Transmission | MISO_MO-IL | 2030 | B19 | 700 | 0 | 4000 | 0 | 0 |  | 0 |  | 0 | 0 |  | 0 | 0
TVA_Transmission_2_MISO_MO-IL | TVA_Transmission | MISO_MO-IL | 2030 | B20 | 935 | 0 | 4000 | 0 | 0 |  | 0 |  | 0 | 0 |  | 0 | 0
TVA_Transmission_2_MISO_MO-IL | TVA_Transmission | MISO_MO-IL | 2035 | B1 | 10 | 0 | 4000 | 0 | 0 |  | 0 |  | 0 | 0 |  | 0 | 0
TVA_Transmission_2_MISO_MO-IL | TVA_Transmission | MISO_MO-IL | 2035 | B2 | 25 | 0 | 4000 | 0 | 0 |  | 0 |  | 0 | 0 |  | 0 | 0
TVA_Transmission_2_MISO_MO-IL | TVA_Transmission | MISO_MO-IL | 2035 | B3 | 75 | 0 | 4000 | 0 | 0 |  | 0 |  | 0 | 0 |  | 0 | 0
TVA_Transmission_2_MISO_MO-IL | TVA_Transmission | MISO_MO-IL | 2035 | B4 | 100 | 0 | 4000 | 0 | 0 |  | 0 |  | 0 | 0 |  | 0 | 0
TVA_Transmission_2_MISO_MO-IL | TVA_Transmission | MISO_MO-IL | 2035 | B5 | 200 | 0 | 4000 | 0 | 0 |  | 0 |  | 0 | 0 |  | 0 | 0
TVA_Transmission_2_MISO_MO-IL | TVA_Transmission | MISO_MO-IL | 2035 | B6 | 300 | 0 | 4000 | 0 | 0 |  | 0 |  | 0 | 0 |  | 0 | 0
TVA_Transmission_2_MISO_MO-IL | TVA_Transmission | MISO_MO-IL | 2035 | B7 | 400 | 0 | 4000 | 0 | 0 |  | 0 |  | 0 | 0 |  | 0 | 0
TVA_Transmission_2_MISO_MO-IL | TVA_Transmission | MISO_MO-IL | 2035 | B8 | 500 | 0 | 4000 | 0 | 0 |  | 0 |  | 0 | 0 |  | 0 | 0
TVA_Transmission_2_MISO_MO-IL | TVA_Transmission | MISO_MO-IL | 2035 | B9 | 800 | 0 | 4000 | 0 | 0 |  | 0 |  | 0 | 0 |  | 0 | 0
TVA_Transmission_2_MISO_MO-IL | TVA_Transmission | MISO_MO-IL | 2035 | B10 | 1262 | 0 | 4000 | 0 | 0 |  | 0 |  | 0 | 0 |  | 0 | 0
TVA_Transmission_2_MISO_MO-IL | TVA_Transmission | MISO_MO-IL | 2035 | B11 | 25 | 0 | 4000 | 0 | 0 |  | 0 |  | 0 | 0 |  | 0 | 0
TVA_Transmission_2_MISO_MO-IL | TVA_Transmission | MISO_MO-IL | 2035 | B12 | 200 | 0 | 4000 | 0 | 0 |  | 0 |  | 0 | 0 |  | 0 | 0
TVA_Transmission_2_MISO_MO-IL | TVA_Transmission | MISO_MO-IL | 2035 | B13 | 600 | 0 | 4000 | 0 | 0 |  | 0 |  | 0 | 0 |  | 0 | 0
TVA_Transmission_2_MISO_MO-IL | TVA_Transmission | MISO_MO-IL | 2035 | B14 | 900 | 0 | 4000 | 0 | 0 |  | 0 |  | 0 | 0 |  | 0 | 0
TVA_Transmission_2_MISO_MO-IL | TVA_Transmission | MISO_MO-IL | 2035 | B15 | 1203 | 0 | 4000 | 0 | 0 |  | 0 |  | 0 | 0 |  | 0 | 0
TVA_Transmission_2_MISO_MO-IL | TVA_Transmission | MISO_MO-IL | 2035 | B16 | 25 | 0 | 4000 | 0 | 0 |  | 0 |  | 0 | 0 |  | 0 | 0
TVA_Transmission_2_MISO_MO-IL | TVA_Transmission | MISO_MO-IL | 2035 | B17 | 100 | 0 | 4000 | 0 | 0 |  | 0 |  | 0 | 0 |  | 0 | 0
TVA_Transmission_2_MISO_MO-IL | TVA_Transmission | MISO_MO-IL | 2035 | B18 | 400 | 0 | 4000 | 0 | 0 |  | 0 |  | 0 | 0 |  | 0 | 0
TVA_Transmission_2_MISO_MO-IL | TVA_Transmission | MISO_MO-IL | 2035 | B19 | 700 | 0 | 4000 | 0 | 0 |  | 0 |  | 0 | 0 |  | 0 | 0
TVA_Transmission_2_MISO_MO-IL | TVA_Transmission | MISO_MO-IL | 2035 | B20 | 935 | 0 | 4000 | 0 | 0 |  | 0 |  | 0 | 0 |  | 0 | 0
TVA_Transmission_2_MISO_MO-IL | TVA_Transmission | MISO_MO-IL | 2040 | B1 | 10 | 0 | 4000 | 0 | 0 |  | 0 |  | 0 | 0 |  | 0 | 0
TVA_Transmission_2_MISO_MO-IL | TVA_Transmission | MISO_MO-IL | 2040 | B2 | 25 | 0 | 4000 | 0 | 0 |  | 0 |  | 0 | 0 |  | 0 | 0
TVA_Transmission_2_MISO_MO-IL | TVA_Transmission | MISO_MO-IL | 2040 | B3 | 75 | 0 | 4000 | 0 | 0 |  | 0 |  | 0 | 0 |  | 0 | 0
TVA_Transmission_2_MISO_MO-IL | TVA_Transmission | MISO_MO-IL | 2040 | B4 | 100 | 0 | 4000 | 0 | 0 |  | 0 |  | 0 | 0 |  | 0 | 0
TVA_Transmission_2_MISO_MO-IL | TVA_Transmission | MISO_MO-IL | 2040 | B5 | 200 | 0 | 4000 | 0 | 0 |  | 0 |  | 0 | 0 |  | 0 | 0
TVA_Transmission_2_MISO_MO-IL | TVA_Transmission | MISO_MO-IL | 2040 | B6 | 300 | 0 | 4000 | 0 | 0 |  | 0 |  | 0 | 0 |  | 0 | 0
TVA_Transmission_2_MISO_MO-IL | TVA_Transmission | MISO_MO-IL | 2040 | B7 | 400 | 0 | 4000 | 0 | 0 |  | 0 |  | 0 | 0 |  | 0 | 0
TVA_Transmission_2_MISO_MO-IL | TVA_Transmission | MISO_MO-IL | 2040 | B8 | 500 | 0 | 4000 | 0 | 0 |  | 0 |  | 0 | 0 |  | 0 | 0
TVA_Transmission_2_MISO_MO-IL | TVA_Transmission | MISO_MO-IL | 2040 | B9 | 800 | 0 | 4000 | 0 | 0 |  | 0 |  | 0 | 0 |  | 0 | 0
TVA_Transmission_2_MISO_MO-IL | TVA_Transmission | MISO_MO-IL | 2040 | B10 | 1262 | 0 | 4000 | 0 | 0 |  | 0 |  | 0 | 0 |  | 0 | 0
TVA_Transmission_2_MISO_MO-IL | TVA_Transmission | MISO_MO-IL | 2040 | B11 | 25 | 0 | 4000 | 0 | 0 |  | 0 |  | 0 | 0 |  | 0 | 0
TVA_Transmission_2_MISO_MO-IL | TVA_Transmission | MISO_MO-IL | 2040 | B12 | 200 | 0 | 4000 | 0 | 0 |  | 0 |  | 0 | 0 |  | 0 | 0
TVA_Transmission_2_MISO_MO-IL | TVA_Transmission | MISO_MO-IL | 2040 | B13 | 600 | 0 | 4000 | 0 | 0 |  | 0 |  | 0 | 0 |  | 0 | 0
TVA_Transmission_2_MISO_MO-IL | TVA_Transmission | MISO_MO-IL | 2040 | B14 | 900 | 0 | 4000 | 0 | 0 |  | 0 |  | 0 | 0 |  | 0 | 0
TVA_Transmission_2_MISO_MO-IL | TVA_Transmission | MISO_MO-IL | 2040 | B15 | 1203 | 0 | 4000 | 0 | 0 |  | 0 |  | 0 | 0 |  | 0 | 0
TVA_Transmission_2_MISO_MO-IL | TVA_Transmission | MISO_MO-IL | 2040 | B16 | 25 | 0 | 4000 | 0 | 0 |  | 0 |  | 0 | 0 |  | 0 | 0
TVA_Transmission_2_MISO_MO-IL | TVA_Transmission | MISO_MO-IL | 2040 | B17 | 100 | 0 | 4000 | 0 | 0 |  | 0 |  | 0 | 0 |  | 0 | 0
TVA_Transmission_2_MISO_MO-IL | TVA_Transmission | MISO_MO-IL | 2040 | B18 | 400 | 0 | 4000 | 0 | 0 |  | 0 |  | 0 | 0 |  | 0 | 0
TVA_Transmission_2_MISO_MO-IL | TVA_Transmission | MISO_MO-IL | 2040 | B19 | 700 | 0 | 4000 | 0 | 0 |  | 0 |  | 0 | 0 |  | 0 | 0
TVA_Transmission_2_MISO_MO-IL | TVA_Transmission | MISO_MO-IL | 2040 | B20 | 935 | 0 | 4000 | 0 | 0 |  | 0 |  | 0 | 0 |  | 0 | 0
TVA_Transmission_2_MISO_MO-IL | TVA_Transmission | MISO_MO-IL | 2045 | B1 | 10 | 0 | 4000 | 0 | 0 |  | 0 |  | 0 | 0 |  | 0 | 0
TVA_Transmission_2_MISO_MO-IL | TVA_Transmission | MISO_MO-IL | 2045 | B2 | 25 | 0 | 4000 | 0 | 0 |  | 0 |  | 0 | 0 |  | 0 | 0
TVA_Transmission_2_MISO_MO-IL | TVA_Transmission | MISO_MO-IL | 2045 | B3 | 75 | 0 | 4000 | 0 | 0 |  | 0 |  | 0 | 0 |  | 0 | 0
TVA_Transmission_2_MISO_MO-IL | TVA_Transmission | MISO_MO-IL | 2045 | B4 | 100 | 0 | 4000 | 617.43 | 0 |  | 0 |  | 0 | 0 |  | 0 | 0
TVA_Transmission_2_MISO_MO-IL | TVA_Transmission | MISO_MO-IL | 2045 | B5 | 200 | 0 | 4000 | 1186.43 | 0 |  | 0 |  | 0 | 0 |  | 0 | 0
TVA_Transmission_2_MISO_MO-IL | TVA_Transmission | MISO_MO-IL | 2045 | B6 | 300 | 0 | 4000 | 0 | 0 |  | 0 |  | 0 | 0 |  | 0 | 0
TVA_Transmission_2_MISO_MO-IL | TVA_Transmission | MISO_MO-IL | 2045 | B7 | 400 | 0 | 4000 | 0 | 0 |  | 0 |  | 0 | 0 |  | 0 | 0
TVA_Transmission_2_MISO_MO-IL | TVA_Transmission | MISO_MO-IL | 2045 | B8 | 500 | 0 | 4000 | 0 | 0 |  | 0 |  | 0 | 0 |  | 0 | 0
TVA_Transmission_2_MISO_MO-IL | TVA_Transmission | MISO_MO-IL | 2045 | B9 | 800 | 0 | 4000 | 0 | 0 |  | 0 |  | 0 | 0 |  | 0 | 0
TVA_Transmission_2_MISO_MO-IL | TVA_Transmission | MISO_MO-IL | 2045 | B10 | 1262 | 0 | 4000 | 0 | 0 |  | 0 |  | 0 | 0 |  | 0 | 0
TVA_Transmission_2_MISO_MO-IL | TVA_Transmission | MISO_MO-IL | 2045 | B11 | 25 | 0 | 4000 | 0 | 0 |  | 0 |  | 0 | 0 |  | 0 | 0
TVA_Transmission_2_MISO_MO-IL | TVA_Transmission | MISO_MO-IL | 2045 | B12 | 200 | 0 | 4000 | 0 | 0 |  | 0 |  | 0 | 0 |  | 0 | 0
TVA_Transmission_2_MISO_MO-IL | TVA_Transmission | MISO_MO-IL | 2045 | B13 | 600 | 0 | 4000 | 0 | 0 |  | 0 |  | 0 | 0 |  | 0 | 0
TVA_Transmission_2_MISO_MO-IL | TVA_Transmission | MISO_MO-IL | 2045 | B14 | 900 | 0 | 4000 | 0 | 0 |  | 0 |  | 0 | 0 |  | 0 | 0
TVA_Transmission_2_MISO_MO-IL | TVA_Transmission | MISO_MO-IL | 2045 | B15 | 1203 | 0 | 4000 | 0 | 0 |  | 0 |  | 0 | 0 |  | 0 | 0
TVA_Transmission_2_MISO_MO-IL | TVA_Transmission | MISO_MO-IL | 2045 | B16 | 25 | 0 | 4000 | 0 | 0 |  | 0 |  | 0 | 0 |  | 0 | 0
TVA_Transmission_2_MISO_MO-IL | TVA_Transmission | MISO_MO-IL | 2045 | B17 | 100 | 0 | 4000 | 0 | 0 |  | 0 |  | 0 | 0 |  | 0 | 0
TVA_Transmission_2_MISO_MO-IL | TVA_Transmission | MISO_MO-IL | 2045 | B18 | 400 | 0 | 4000 | 0 | 0 |  | 0 |  | 0 | 0 |  | 0 | 0
TVA_Transmission_2_MISO_MO-IL | TVA_Transmission | MISO_MO-IL | 2045 | B19 | 700 | 0 | 4000 | 0 | 0 |  | 0 |  | 0 | 0 |  | 0 | 0
TVA_Transmission_2_MISO_MO-IL | TVA_Transmission | MISO_MO-IL | 2045 | B20 | 935 | 0 | 4000 | 0 | 0 |  | 0 |  | 0 | 0 |  | 0 | 0
TVA_Transmission_2_MISO_MO-IL | TVA_Transmission | MISO_MO-IL | 2050 | B1 | 10 | 0 | 4000 | 0 | 0 |  | 0 |  | 0 | 0 |  | 0 | 0
TVA_Transmission_2_MISO_MO-IL | TVA_Transmission | MISO_MO-IL | 2050 | B2 | 25 | 0 | 4000 | 0 | 0 |  | 0 |  | 0 | 0 |  | 0 | 0
TVA_Transmission_2_MISO_MO-IL | TVA_Transmission | MISO_MO-IL | 2050 | B3 | 75 | 0 | 4000 | 0 | 0 |  | 0 |  | 0 | 0 |  | 0 | 0
TVA_Transmission_2_MISO_MO-IL | TVA_Transmission | MISO_MO-IL | 2050 | B4 | 100 | 0 | 4000 | 0 | 0 |  | 0 |  | 0 | 0 |  | 0 | 0
TVA_Transmission_2_MISO_MO-IL | TVA_Transmission | MISO_MO-IL | 2050 | B5 | 200 | 0 | 4000 | 20.4 | 0 |  | 0 |  | 0 | 0 |  | 0 | 0
TVA_Transmission_2_MISO_MO-IL | TVA_Transmission | MISO_MO-IL | 2050 | B6 | 300 | 0 | 4000 | 2065.32 | 0 |  | 0 |  | 0 | 0 |  | 0 | 0
TVA_Transmission_2_MISO_MO-IL | TVA_Transmission | MISO_MO-IL | 2050 | B7 | 400 | 0 | 4000 | 0 | 0 |  | 0 |  | 0 | 0 |  | 0 | 0
TVA_Transmission_2_MISO_MO-IL | TVA_Transmission | MISO_MO-IL | 2050 | B8 | 500 | 0 | 4000 | 451.1 | 0 |  | 0 |  | 0 | 0 |  | 0 | 0
TVA_Transmission_2_MISO_MO-IL | TVA_Transmission | MISO_MO-IL | 2050 | B9 | 800 | 0 | 4000 | 0 | 0 |  | 0 |  | 0 | 0 |  | 0 | 0
TVA_Transmission_2_MISO_MO-IL | TVA_Transmission | MISO_MO-IL | 2050 | B10 | 1262 | 0 | 4000 | 0 | 0 |  | 0 |  | 0 | 0 |  | 0 | 0
TVA_Transmission_2_MISO_MO-IL | TVA_Transmission | MISO_MO-IL | 2050 | B11 | 25 | 0 | 4000 | 0 | 0 |  | 0 |  | 0 | 0 |  | 0 | 0
TVA_Transmission_2_MISO_MO-IL | TVA_Transmission | MISO_MO-IL | 2050 | B12 | 200 | 0 | 4000 | 0 | 0 |  | 0 |  | 0 | 0 |  | 0 | 0
TVA_Transmission_2_MISO_MO-IL | TVA_Transmission | MISO_MO-IL | 2050 | B13 | 600 | 0 | 4000 | 0 | 0 |  | 0 |  | 0 | 0 |  | 0 | 0
TVA_Transmission_2_MISO_MO-IL | TVA_Transmission | MISO_MO-IL | 2050 | B14 | 900 | 0 | 4000 | 0 | 0 |  | 0 |  | 0 | 0 |  | 0 | 0
TVA_Transmission_2_MISO_MO-IL | TVA_Transmission | MISO_MO-IL | 2050 | B15 | 1203 | 0 | 4000 | 0 | 0 |  | 0 |  | 0 | 0 |  | 0 | 0
TVA_Transmission_2_MISO_MO-IL | TVA_Transmission | MISO_MO-IL | 2050 | B16 | 25 | 0 | 4000 | 0 | 0 |  | 0 |  | 0 | 0 |  | 0 | 0
TVA_Transmission_2_MISO_MO-IL | TVA_Transmission | MISO_MO-IL | 2050 | B17 | 100 | 0 | 4000 | 0 | 0 |  | 0 |  | 0 | 0 |  | 0 | 0
TVA_Transmission_2_MISO_MO-IL | TVA_Transmission | MISO_MO-IL | 2050 | B18 | 400 | 0 | 4000 | 0 | 0 |  | 0 |  | 0 | 0 |  | 0 | 0
TVA_Transmission_2_MISO_MO-IL | TVA_Transmission | MISO_MO-IL | 2050 | B19 | 700 | 0 | 4000 | 0 | 0 |  | 0 |  | 0 | 0 |  | 0 | 0
TVA_Transmission_2_MISO_MO-IL | TVA_Transmission | MISO_MO-IL | 2050 | B20 | 935 | 0 | 4000 | 0 | 0 |  | 0 |  | 0 | 0 |  | 0 | 0
TVA_Transmission_2_NonRTO_Midwest | TVA_Transmission | NonRTO_Midwest | 2015 | B1 | 10 | 0 | 700 | 0 | 0 |  | 0 |  | 0 | 0 |  | 0 | 0
TVA_Transmission_2_NonRTO_Midwest | TVA_Transmission | NonRTO_Midwest | 2015 | B2 | 25 | 0 | 700 | 0 | 0 |  | 0 |  | 0 | 0 |  | 0 | 0
TVA_Transmission_2_NonRTO_Midwest | TVA_Transmission | NonRTO_Midwest | 2015 | B3 | 75 | 0 | 700 | 0 | 0 |  | 0 |  | 0 | 0 |  | 0 | 0
TVA_Transmission_2_NonRTO_Midwest | TVA_Transmission | NonRTO_Midwest | 2015 | B4 | 100 | 0 | 700 | 0 | 0 |  | 0 |  | 0 | 0 |  | 0 | 0
TVA_Transmission_2_NonRTO_Midwest | TVA_Transmission | NonRTO_Midwest | 2015 | B5 | 200 | 0 | 700 | 0 | 0 |  | 0 |  | 0 | 0 |  | 0 | 0
TVA_Transmission_2_NonRTO_Midwest | TVA_Transmission | NonRTO_Midwest | 2015 | B6 | 300 | 0 | 700 | 0 | 0 |  | 0 |  | 0 | 0 |  | 0 | 0
TVA_Transmission_2_NonRTO_Midwest | TVA_Transmission | NonRTO_Midwest | 2015 | B7 | 400 | 0 | 700 | 0 | 0 |  | 0 |  | 0 | 0 |  | 0 | 0
TVA_Transmission_2_NonRTO_Midwest | TVA_Transmission | NonRTO_Midwest | 2015 | B8 | 500 | 0 | 700 | 0 | 0 |  | 0 |  | 0 | 0 |  | 0 | 0
TVA_Transmission_2_NonRTO_Midwest | TVA_Transmission | NonRTO_Midwest | 2015 | B9 | 800 | 0 | 700 | 0 | 0 |  | 0 |  | 0 | 0 |  | 0 | 0
TVA_Transmission_2_NonRTO_Midwest | TVA_Transmission | NonRTO_Midwest | 2015 | B10 | 1262 | 0 | 700 | 0 | 0 |  | 0 |  | 0 | 0 |  | 0 | 0
TVA_Transmission_2_NonRTO_Midwest | TVA_Transmission | NonRTO_Midwest | 2015 | B11 | 25 | 0 | 700 | 354.19 | 0 |  | 0 |  | 0 | 0 |  | 0 | 0
TVA_Transmission_2_NonRTO_Midwest | TVA_Transmission | NonRTO_Midwest | 2015 | B12 | 200 | 0 | 700 | 0 | 0 |  | 0 |  | 0 | 0 |  | 0 | 0
TVA_Transmission_2_NonRTO_Midwest | TVA_Transmission | NonRTO_Midwest | 2015 | B13 | 600 | 0 | 700 | 0 | 0 |  | 0 |  | 0 | 0 |  | 0 | 0
TVA_Transmission_2_NonRTO_Midwest | TVA_Transmission | NonRTO_Midwest | 2015 | B14 | 900 | 0 | 700 | 0 | 0 |  | 0 |  | 0 | 0 |  | 0 | 0
TVA_Transmission_2_NonRTO_Midwest | TVA_Transmission | NonRTO_Midwest | 2015 | B15 | 1203 | 0 | 700 | 0 | 0 |  | 0 |  | 0 | 0 |  | 0 | 0
TVA_Transmission_2_NonRTO_Midwest | TVA_Transmission | NonRTO_Midwest | 2015 | B16 | 25 | 0 | 700 | 0 | 0 |  | 0 |  | 0 | 0 |  | 0 | 0
TVA_Transmission_2_NonRTO_Midwest | TVA_Transmission | NonRTO_Midwest | 2015 | B17 | 100 | 0 | 700 | 0 | 0 |  | 0 |  | 0 | 0 |  | 0 | 0
TVA_Transmission_2_NonRTO_Midwest | TVA_Transmission | NonRTO_Midwest | 2015 | B18 | 400 | 0 | 700 | 0 | 0 |  | 0 |  | 0 | 0 |  | 0 | 0
TVA_Transmission_2_NonRTO_Midwest | TVA_Transmission | NonRTO_Midwest | 2015 | B19 | 700 | 0 | 700 | 0 | 0 |  | 0 |  | 0 | 0 |  | 0 | 0
TVA_Transmission_2_NonRTO_Midwest | TVA_Transmission | NonRTO_Midwest | 2015 | B20 | 935 | 0 | 700 | 0 | 0 |  | 0 |  | 0 | 0 |  | 0 | 0
TVA_Transmission_2_NonRTO_Midwest | TVA_Transmission | NonRTO_Midwest | 2020 | B1 | 10 | 0 | 700 | 0 | 0 |  | 0 |  | 0 | 0 |  | 0 | 0
TVA_Transmission_2_NonRTO_Midwest | TVA_Transmission | NonRTO_Midwest | 2020 | B2 | 25 | 0 | 700 | 0 | 0 |  | 0 |  | 0 | 0 |  | 0 | 0
TVA_Transmission_2_NonRTO_Midwest | TVA_Transmission | NonRTO_Midwest | 2020 | B3 | 75 | 0 | 700 | 0 | 0 |  | 0 |  | 0 | 0 |  | 0 | 0
TVA_Transmission_2_NonRTO_Midwest | TVA_Transmission | NonRTO_Midwest | 2020 | B4 | 100 | 0 | 700 | 0 | 0 |  | 0 |  | 0 | 0 |  | 0 | 0
TVA_Transmission_2_NonRTO_Midwest | TVA_Transmission | NonRTO_Midwest | 2020 | B5 | 200 | 0 | 700 | 0 | 0 |  | 0 |  | 0 | 0 |  | 0 | 0
TVA_Transmission_2_NonRTO_Midwest | TVA_Transmission | NonRTO_Midwest | 2020 | B6 | 300 | 0 | 700 | 0 | 0 |  | 0 |  | 0 | 0 |  | 0 | 0
TVA_Transmission_2_NonRTO_Midwest | TVA_Transmission | NonRTO_Midwest | 2020 | B7 | 400 | 0 | 700 | 0 | 0 |  | 0 |  | 0 | 0 |  | 0 | 0
TVA_Transmission_2_NonRTO_Midwest | TVA_Transmission | NonRTO_Midwest | 2020 | B8 | 500 | 0 | 700 | 0 | 0 |  | 0 |  | 0 | 0 |  | 0 | 0
TVA_Transmission_2_NonRTO_Midwest | TVA_Transmission | NonRTO_Midwest | 2020 | B9 | 800 | 0 | 700 | 0 | 0 |  | 0 |  | 0 | 0 |  | 0 | 0
TVA_Transmission_2_NonRTO_Midwest | TVA_Transmission | NonRTO_Midwest | 2020 | B10 | 1262 | 0 | 700 | 0 | 0 |  | 0 |  | 0 | 0 |  | 0 | 0
TVA_Transmission_2_NonRTO_Midwest | TVA_Transmission | NonRTO_Midwest | 2020 | B11 | 25 | 0 | 700 | 0 | 0 |  | 0 |  | 0 | 0 |  | 0 | 0
TVA_Transmission_2_NonRTO_Midwest | TVA_Transmission | NonRTO_Midwest | 2020 | B12 | 200 | 0 | 700 | 0 | 0 |  | 0 |  | 0 | 0 |  | 0 | 0
TVA_Transmission_2_NonRTO_Midwest | TVA_Transmission | NonRTO_Midwest | 2020 | B13 | 600 | 0 | 700 | 0 | 0 |  | 0 |  | 0 | 0 |  | 0 | 0
TVA_Transmission_2_NonRTO_Midwest | TVA_Transmission | NonRTO_Midwest | 2020 | B14 | 900 | 0 | 700 | 0 | 0 |  | 0 |  | 0 | 0 |  | 0 | 0
TVA_Transmission_2_NonRTO_Midwest | TVA_Transmission | NonRTO_Midwest | 2020 | B15 | 1203 | 0 | 700 | 0 | 0 |  | 0 |  | 0 | 0 |  | 0 | 0
TVA_Transmission_2_NonRTO_Midwest | TVA_Transmission | NonRTO_Midwest | 2020 | B16 | 25 | 0 | 700 | 0 | 0 |  | 0 |  | 0 | 0 |  | 0 | 0
TVA_Transmission_2_NonRTO_Midwest | TVA_Transmission | NonRTO_Midwest | 2020 | B17 | 100 | 0 | 700 | 0 | 0 |  | 0 |  | 0 | 0 |  | 0 | 0
TVA_Transmission_2_NonRTO_Midwest | TVA_Transmission | NonRTO_Midwest | 2020 | B18 | 400 | 0 | 700 | 0 | 0 |  | 0 |  | 0 | 0 |  | 0 | 0
TVA_Transmission_2_NonRTO_Midwest | TVA_Transmission | NonRTO_Midwest | 2020 | B19 | 700 | 0 | 700 | 0 | 0 |  | 0 |  | 0 | 0 |  | 0 | 0
TVA_Transmission_2_NonRTO_Midwest | TVA_Transmission | NonRTO_Midwest | 2020 | B20 | 935 | 0 | 700 | 0 | 0 |  | 0 |  | 0 | 0 |  | 0 | 0
TVA_Transmission_2_NonRTO_Midwest | TVA_Transmission | NonRTO_Midwest | 2025 | B1 | 10 | 0 | 700 | 0 | 0 |  | 0 |  | 0 | 0 |  | 0 | 1.5016
TVA_Transmission_2_NonRTO_Midwest | TVA_Transmission | NonRTO_Midwest | 2025 | B2 | 25 | 0 | 700 | 0 | 0 |  | 0 |  | 0 | 0 |  | 0 | 1.5016
TVA_Transmission_2_NonRTO_Midwest | TVA_Transmission | NonRTO_Midwest | 2025 | B3 | 75 | 0 | 700 | 0 | 0 |  | 0 |  | 0 | 0 |  | 0 | 1.5016
TVA_Transmission_2_NonRTO_Midwest | TVA_Transmission | NonRTO_Midwest | 2025 | B4 | 100 | 0 | 700 | 0 | 0 |  | 0 |  | 0 | 0 |  | 0 | 1.5016
TVA_Transmission_2_NonRTO_Midwest | TVA_Transmission | NonRTO_Midwest | 2025 | B5 | 200 | 0 | 700 | 0 | 0 |  | 0 |  | 0 | 0 |  | 0 | 1.5016
TVA_Transmission_2_NonRTO_Midwest | TVA_Transmission | NonRTO_Midwest | 2025 | B6 | 300 | 0 | 700 | 0 | 0 |  | 0 |  | 0 | 0 |  | 0 | 1.5016
TVA_Transmission_2_NonRTO_Midwest | TVA_Transmission | NonRTO_Midwest | 2025 | B7 | 400 | 0 | 700 | 0 | 0 |  | 0 |  | 0 | 0 |  | 0 | 1.5016
TVA_Transmission_2_NonRTO_Midwest | TVA_Transmission | NonRTO_Midwest | 2025 | B8 | 500 | 0 | 700 | 0 | 0 |  | 0 |  | 0 | 0 |  | 0 | 1.5016
TVA_Transmission_2_NonRTO_Midwest | TVA_Transmission | NonRTO_Midwest | 2025 | B9 | 800 | 0 | 700 | 0 | 0 |  | 0 |  | 0 | 0 |  | 0 | 1.5016
TVA_Transmission_2_NonRTO_Midwest | TVA_Transmission | NonRTO_Midwest | 2025 | B10 | 1262 | 0 | 700 | 0 | 0 |  | 0 |  | 0 | 0 |  | 0 | 1.5016
TVA_Transmission_2_NonRTO_Midwest | TVA_Transmission | NonRTO_Midwest | 2025 | B11 | 25 | 0 | 700 | 0 | 0 |  | 0 |  | 0 | 0 |  | 0 | 1.5016
TVA_Transmission_2_NonRTO_Midwest | TVA_Transmission | NonRTO_Midwest | 2025 | B12 | 200 | 0 | 700 | 700 | 0 |  | 0 |  | 0.01187 | 0 |  | 0.0079133 | 1.5016
TVA_Transmission_2_NonRTO_Midwest | TVA_Transmission | NonRTO_Midwest | 2025 | B13 | 600 | 0 | 700 | 0 | 0 |  | 0 |  | 0 | 0 |  | 0 | 1.5016
TVA_Transmission_2_NonRTO_Midwest | TVA_Transmission | NonRTO_Midwest | 2025 | B14 | 900 | 0 | 700 | 0 | 0 |  | 0 |  | 0 | 0 |  | 0 | 1.5016
TVA_Transmission_2_NonRTO_Midwest | TVA_Transmission | NonRTO_Midwest | 2025 | B15 | 1203 | 0 | 700 | 0 | 0 |  | 0 |  | 0 | 0 |  | 0 | 1.5016
TVA_Transmission_2_NonRTO_Midwest | TVA_Transmission | NonRTO_Midwest | 2025 | B16 | 25 | 0 | 700 | 0.01 | 0 |  | 0 |  | 0 | 0 |  | 0 | 1.5016
TVA_Transmission_2_NonRTO_Midwest | TVA_Transmission | NonRTO_Midwest | 2025 | B17 | 100 | 0 | 700 | 700 | 0 |  | 0 |  | 5.9825 | 0 |  | 1.9942 | 1.5016
TVA_Transmission_2_NonRTO_Midwest | TVA_Transmission | NonRTO_Midwest | 2025 | B18 | 400 | 0 | 700 | 0 | 0 |  | 0 |  | 0 | 0 |  | 0 | 1.5016
TVA_Transmission_2_NonRTO_Midwest | TVA_Transmission | NonRTO_Midwest | 2025 | B19 | 700 | 0 | 700 | 0 | 0 |  | 0 |  | 0 | 0 |  | 0 | 1.5016
TVA_Transmission_2_NonRTO_Midwest | TVA_Transmission | NonRTO_Midwest | 2025 | B20 | 935 | 0 | 700 | 0 | 0 |  | 0 |  | 0 | 0 |  | 0 | 1.5016
TVA_Transmission_2_NonRTO_Midwest | TVA_Transmission | NonRTO_Midwest | 2030 | B1 | 10 | 0 | 700 | 0 | 0 |  | 0 |  | 0 | 0 |  | 0 | 0
TVA_Transmission_2_NonRTO_Midwest | TVA_Transmission | NonRTO_Midwest | 2030 | B2 | 25 | 0 | 700 | 0 | 0 |  | 0 |  | 0 | 0 |  | 0 | 0
TVA_Transmission_2_NonRTO_Midwest | TVA_Transmission | NonRTO_Midwest | 2030 | B3 | 75 | 0 | 700 | 0 | 0 |  | 0 |  | 0 | 0 |  | 0 | 0
TVA_Transmission_2_NonRTO_Midwest | TVA_Transmission | NonRTO_Midwest | 2030 | B4 | 100 | 0 | 700 | 0 | 0 |  | 0 |  | 0 | 0 |  | 0 | 0
TVA_Transmission_2_NonRTO_Midwest | TVA_Transmission | NonRTO_Midwest | 2030 | B5 | 200 | 0 | 700 | 0 | 0 |  | 0 |  | 0 | 0 |  | 0 | 0
TVA_Transmission_2_NonRTO_Midwest | TVA_Transmission | NonRTO_Midwest | 2030 | B6 | 300 | 0 | 700 | 0 | 0 |  | 0 |  | 0 | 0 |  | 0 | 0
TVA_Transmission_2_NonRTO_Midwest | TVA_Transmission | NonRTO_Midwest | 2030 | B7 | 400 | 0 | 700 | 0 | 0 |  | 0 |  | 0 | 0 |  | 0 | 0
TVA_Transmission_2_NonRTO_Midwest | TVA_Transmission | NonRTO_Midwest | 2030 | B8 | 500 | 0 | 700 | 0 | 0 |  | 0 |  | 0 | 0 |  | 0 | 0
TVA_Transmission_2_NonRTO_Midwest | TVA_Transmission | NonRTO_Midwest | 2030 | B9 | 800 | 0 | 700 | 0 | 0 |  | 0 |  | 0 | 0 |  | 0 | 0
TVA_Transmission_2_NonRTO_Midwest | TVA_Transmission | NonRTO_Midwest | 2030 | B10 | 1262 | 0 | 700 | 0 | 0 |  | 0 |  | 0 | 0 |  | 0 | 0
TVA_Transmission_2_NonRTO_Midwest | TVA_Transmission | NonRTO_Midwest | 2030 | B11 | 25 | 0 | 700 | 0 | 0 |  | 0 |  | 0 | 0 |  | 0 | 0
TVA_Transmission_2_NonRTO_Midwest | TVA_Transmission | NonRTO_Midwest | 2030 | B12 | 200 | 0 | 700 | 0 | 0 |  | 0 |  | 0 | 0 |  | 0 | 0
TVA_Transmission_2_NonRTO_Midwest | TVA_Transmission | NonRTO_Midwest | 2030 | B13 | 600 | 0 | 700 | 0 | 0 |  | 0 |  | 0 | 0 |  | 0 | 0
TVA_Transmission_2_NonRTO_Midwest | TVA_Transmission | NonRTO_Midwest | 2030 | B14 | 900 | 0 | 700 | 0 | 0 |  | 0 |  | 0 | 0 |  | 0 | 0
TVA_Transmission_2_NonRTO_Midwest | TVA_Transmission | NonRTO_Midwest | 2030 | B15 | 1203 | 0 | 700 | 0 | 0 |  | 0 |  | 0 | 0 |  | 0 | 0
TVA_Transmission_2_NonRTO_Midwest | TVA_Transmission | NonRTO_Midwest | 2030 | B16 | 25 | 0 | 700 | 15.64 | 0 |  | 0 |  | 0 | 0 |  | 0 | 0
TVA_Transmission_2_NonRTO_Midwest | TVA_Transmission | NonRTO_Midwest | 2030 | B17 | 100 | 0 | 700 | 0 | 0 |  | 0 |  | 0 | 0 |  | 0 | 0
TVA_Transmission_2_NonRTO_Midwest | TVA_Transmission | NonRTO_Midwest | 2030 | B18 | 400 | 0 | 700 | 0 | 0 |  | 0 |  | 0 | 0 |  | 0 | 0
TVA_Transmission_2_NonRTO_Midwest | TVA_Transmission | NonRTO_Midwest | 2030 | B19 | 700 | 0 | 700 | 0 | 0 |  | 0 |  | 0 | 0 |  | 0 | 0
TVA_Transmission_2_NonRTO_Midwest | TVA_Transmission | NonRTO_Midwest | 2030 | B20 | 935 | 0 | 700 | 0 | 0 |  | 0 |  | 0 | 0 |  | 0 | 0
TVA_Transmission_2_NonRTO_Midwest | TVA_Transmission | NonRTO_Midwest | 2035 | B1 | 10 | 0 | 700 | 0 | 0 |  | 0 |  | 0 | 0 |  | 0 | 0
TVA_Transmission_2_NonRTO_Midwest | TVA_Transmission | NonRTO_Midwest | 2035 | B2 | 25 | 0 | 700 | 0 | 0 |  | 0 |  | 0 | 0 |  | 0 | 0
TVA_Transmission_2_NonRTO_Midwest | TVA_Transmission | NonRTO_Midwest | 2035 | B3 | 75 | 0 | 700 | 0 | 0 |  | 0 |  | 0 | 0 |  | 0 | 0
TVA_Transmission_2_NonRTO_Midwest | TVA_Transmission | NonRTO_Midwest | 2035 | B4 | 100 | 0 | 700 | 0 | 0 |  | 0 |  | 0 | 0 |  | 0 | 0
TVA_Transmission_2_NonRTO_Midwest | TVA_Transmission | NonRTO_Midwest | 2035 | B5 | 200 | 0 | 700 | 0 | 0 |  | 0 |  | 0 | 0 |  | 0 | 0
TVA_Transmission_2_NonRTO_Midwest | TVA_Transmission | NonRTO_Midwest | 2035 | B6 | 300 | 0 | 700 | 0 | 0 |  | 0 |  | 0 | 0 |  | 0 | 0
TVA_Transmission_2_NonRTO_Midwest | TVA_Transmission | NonRTO_Midwest | 2035 | B7 | 400 | 0 | 700 | 0 | 0 |  | 0 |  | 0 | 0 |  | 0 | 0
TVA_Transmission_2_NonRTO_Midwest | TVA_Transmission | NonRTO_Midwest | 2035 | B8 | 500 | 0 | 700 | 0 | 0 |  | 0 |  | 0 | 0 |  | 0 | 0
TVA_Transmission_2_NonRTO_Midwest | TVA_Transmission | NonRTO_Midwest | 2035 | B9 | 800 | 0 | 700 | 0 | 0 |  | 0 |  | 0 | 0 |  | 0 | 0
TVA_Transmission_2_NonRTO_Midwest | TVA_Transmission | NonRTO_Midwest | 2035 | B10 | 1262 | 0 | 700 | 0 | 0 |  | 0 |  | 0 | 0 |  | 0 | 0
TVA_Transmission_2_NonRTO_Midwest | TVA_Transmission | NonRTO_Midwest | 2035 | B11 | 25 | 0 | 700 | 0 | 0 |  | 0 |  | 0 | 0 |  | 0 | 0
TVA_Transmission_2_NonRTO_Midwest | TVA_Transmission | NonRTO_Midwest | 2035 | B12 | 200 | 0 | 700 | 0 | 0 |  | 0 |  | 0 | 0 |  | 0 | 0
TVA_Transmission_2_NonRTO_Midwest | TVA_Transmission | NonRTO_Midwest | 2035 | B13 | 600 | 0 | 700 | 0 | 0 |  | 0 |  | 0 | 0 |  | 0 | 0
TVA_Transmission_2_NonRTO_Midwest | TVA_Transmission | NonRTO_Midwest | 2035 | B14 | 900 | 0 | 700 | 0 | 0 |  | 0 |  | 0 | 0 |  | 0 | 0
TVA_Transmission_2_NonRTO_Midwest | TVA_Transmission | NonRTO_Midwest | 2035 | B15 | 1203 | 0 | 700 | 0 | 0 |  | 0 |  | 0 | 0 |  | 0 | 0
TVA_Transmission_2_NonRTO_Midwest | TVA_Transmission | NonRTO_Midwest | 2035 | B16 | 25 | 0 | 700 | 0 | 0 |  | 0 |  | 0 | 0 |  | 0 | 0
TVA_Transmission_2_NonRTO_Midwest | TVA_Transmission | NonRTO_Midwest | 2035 | B17 | 100 | 0 | 700 | 0 | 0 |  | 0 |  | 0 | 0 |  | 0 | 0
TVA_Transmission_2_NonRTO_Midwest | TVA_Transmission | NonRTO_Midwest | 2035 | B18 | 400 | 0 | 700 | 0 | 0 |  | 0 |  | 0 | 0 |  | 0 | 0
TVA_Transmission_2_NonRTO_Midwest | TVA_Transmission | NonRTO_Midwest | 2035 | B19 | 700 | 0 | 700 | 0 | 0 |  | 0 |  | 0 | 0 |  | 0 | 0
TVA_Transmission_2_NonRTO_Midwest | TVA_Transmission | NonRTO_Midwest | 2035 | B20 | 935 | 0 | 700 | 0 | 0 |  | 0 |  | 0 | 0 |  | 0 | 0
TVA_Transmission_2_NonRTO_Midwest | TVA_Transmission | NonRTO_Midwest | 2040 | B1 | 10 | 0 | 700 | 0 | 0 |  | 0 |  | 0 | 0 |  | 0 | 1.3895
TVA_Transmission_2_NonRTO_Midwest | TVA_Transmission | NonRTO_Midwest | 2040 | B2 | 25 | 0 | 700 | 0 | 0 |  | 0 |  | 0 | 0 |  | 0 | 1.3895
TVA_Transmission_2_NonRTO_Midwest | TVA_Transmission | NonRTO_Midwest | 2040 | B3 | 75 | 0 | 700 | 0 | 0 |  | 0 |  | 0 | 0 |  | 0 | 1.3895
TVA_Transmission_2_NonRTO_Midwest | TVA_Transmission | NonRTO_Midwest | 2040 | B4 | 100 | 0 | 700 | 0 | 0 |  | 0 |  | 0 | 0 |  | 0 | 1.3895
TVA_Transmission_2_NonRTO_Midwest | TVA_Transmission | NonRTO_Midwest | 2040 | B5 | 200 | 0 | 700 | 0 | 0 |  | 0 |  | 0 | 0 |  | 0 | 1.3895
TVA_Transmission_2_NonRTO_Midwest | TVA_Transmission | NonRTO_Midwest | 2040 | B6 | 300 | 0 | 700 | 0 | 0 |  | 0 |  | 0 | 0 |  | 0 | 1.3895
TVA_Transmission_2_NonRTO_Midwest | TVA_Transmission | NonRTO_Midwest | 2040 | B7 | 400 | 0 | 700 | 0 | 0 |  | 0 |  | 0 | 0 |  | 0 | 1.3895
TVA_Transmission_2_NonRTO_Midwest | TVA_Transmission | NonRTO_Midwest | 2040 | B8 | 500 | 0 | 700 | 0 | 0 |  | 0 |  | 0 | 0 |  | 0 | 1.3895
TVA_Transmission_2_NonRTO_Midwest | TVA_Transmission | NonRTO_Midwest | 2040 | B9 | 800 | 0 | 700 | 0 | 0 |  | 0 |  | 0 | 0 |  | 0 | 1.3895
TVA_Transmission_2_NonRTO_Midwest | TVA_Transmission | NonRTO_Midwest | 2040 | B10 | 1262 | 0 | 700 | 596.57 | 0 |  | 0 |  | 0 | 0 |  | 0 | 1.3895
TVA_Transmission_2_NonRTO_Midwest | TVA_Transmission | NonRTO_Midwest | 2040 | B11 | 25 | 0 | 700 | 0 | 0 |  | 0 |  | 0 | 0 |  | 0 | 1.3895
TVA_Transmission_2_NonRTO_Midwest | TVA_Transmission | NonRTO_Midwest | 2040 | B12 | 200 | 0 | 700 | 329.83 | 0 |  | 0 |  | 0 | 0 |  | 0 | 1.3895
TVA_Transmission_2_NonRTO_Midwest | TVA_Transmission | NonRTO_Midwest | 2040 | B13 | 600 | 0 | 700 | 700 | 0 |  | 0 |  | 1.2701 | 0 |  | 0.2931 | 1.3895
TVA_Transmission_2_NonRTO_Midwest | TVA_Transmission | NonRTO_Midwest | 2040 | B14 | 900 | 0 | 700 | 700 | 0 |  | 0 |  | 1.2701 | 0 |  | 0.43965 | 1.3895
TVA_Transmission_2_NonRTO_Midwest | TVA_Transmission | NonRTO_Midwest | 2040 | B15 | 1203 | 0 | 700 | 0 | 0 |  | 0 |  | 0 | 0 |  | 0 | 1.3895
TVA_Transmission_2_NonRTO_Midwest | TVA_Transmission | NonRTO_Midwest | 2040 | B16 | 25 | 0 | 700 | 0 | 0 |  | 0 |  | 0 | 0 |  | 0 | 1.3895
TVA_Transmission_2_NonRTO_Midwest | TVA_Transmission | NonRTO_Midwest | 2040 | B17 | 100 | 0 | 700 | 0 | 0 |  | 0 |  | 0 | 0 |  | 0 | 1.3895
TVA_Transmission_2_NonRTO_Midwest | TVA_Transmission | NonRTO_Midwest | 2040 | B18 | 400 | 0 | 700 | 700 | 0 |  | 0 |  | 2.647 | 0 |  | 0.40723 | 1.3895
TVA_Transmission_2_NonRTO_Midwest | TVA_Transmission | NonRTO_Midwest | 2040 | B19 | 700 | 0 | 700 | 700 | 0 |  | 0 |  | 2.647 | 0 |  | 0.71266 | 1.3895
TVA_Transmission_2_NonRTO_Midwest | TVA_Transmission | NonRTO_Midwest | 2040 | B20 | 935 | 0 | 700 | 0 | 0 |  | 0 |  | 0 | 0 |  | 0 | 1.3895
TVA_Transmission_2_NonRTO_Midwest | TVA_Transmission | NonRTO_Midwest | 2045 | B1 | 10 | 0 | 700 | 0 | 0 |  | 0 |  | 0 | 0 |  | 0 | 0
TVA_Transmission_2_NonRTO_Midwest | TVA_Transmission | NonRTO_Midwest | 2045 | B2 | 25 | 0 | 700 | 0 | 0 |  | 0 |  | 0 | 0 |  | 0 | 0
TVA_Transmission_2_NonRTO_Midwest | TVA_Transmission | NonRTO_Midwest | 2045 | B3 | 75 | 0 | 700 | 0 | 0 |  | 0 |  | 0 | 0 |  | 0 | 0
TVA_Transmission_2_NonRTO_Midwest | TVA_Transmission | NonRTO_Midwest | 2045 | B4 | 100 | 0 | 700 | 0 | 0 |  | 0 |  | 0 | 0 |  | 0 | 0
TVA_Transmission_2_NonRTO_Midwest | TVA_Transmission | NonRTO_Midwest | 2045 | B5 | 200 | 0 | 700 | 0 | 0 |  | 0 |  | 0 | 0 |  | 0 | 0
TVA_Transmission_2_NonRTO_Midwest | TVA_Transmission | NonRTO_Midwest | 2045 | B6 | 300 | 0 | 700 | 0 | 0 |  | 0 |  | 0 | 0 |  | 0 | 0
TVA_Transmission_2_NonRTO_Midwest | TVA_Transmission | NonRTO_Midwest | 2045 | B7 | 400 | 0 | 700 | 0 | 0 |  | 0 |  | 0 | 0 |  | 0 | 0
TVA_Transmission_2_NonRTO_Midwest | TVA_Transmission | NonRTO_Midwest | 2045 | B8 | 500 | 0 | 700 | 0 | 0 |  | 0 |  | 0 | 0 |  | 0 | 0
TVA_Transmission_2_NonRTO_Midwest | TVA_Transmission | NonRTO_Midwest | 2045 | B9 | 800 | 0 | 700 | 0 | 0 |  | 0 |  | 0 | 0 |  | 0 | 0
TVA_Transmission_2_NonRTO_Midwest | TVA_Transmission | NonRTO_Midwest | 2045 | B10 | 1262 | 0 | 700 | 0 | 0 |  | 0 |  | 0 | 0 |  | 0 | 0
TVA_Transmission_2_NonRTO_Midwest | TVA_Transmission | NonRTO_Midwest | 2045 | B11 | 25 | 0 | 700 | 0 | 0 |  | 0 |  | 0 | 0 |  | 0 | 0
TVA_Transmission_2_NonRTO_Midwest | TVA_Transmission | NonRTO_Midwest | 2045 | B12 | 200 | 0 | 700 | 0 | 0 |  | 0 |  | 0 | 0 |  | 0 | 0
TVA_Transmission_2_NonRTO_Midwest | TVA_Transmission | NonRTO_Midwest | 2045 | B13 | 600 | 0 | 700 | 294.41 | 0 |  | 0 |  | 0 | 0 |  | 0 | 0
TVA_Transmission_2_NonRTO_Midwest | TVA_Transmission | NonRTO_Midwest | 2045 | B14 | 900 | 0 | 700 | 0 | 0 |  | 0 |  | 0 | 0 |  | 0 | 0
TVA_Transmission_2_NonRTO_Midwest | TVA_Transmission | NonRTO_Midwest | 2045 | B15 | 1203 | 0 | 700 | 0 | 0 |  | 0 |  | 0 | 0 |  | 0 | 0
TVA_Transmission_2_NonRTO_Midwest | TVA_Transmission | NonRTO_Midwest | 2045 | B16 | 25 | 0 | 700 | 0 | 0 |  | 0 |  | 0 | 0 |  | 0 | 0
TVA_Transmission_2_NonRTO_Midwest | TVA_Transmission | NonRTO_Midwest | 2045 | B17 | 100 | 0 | 700 | 653.42 | 0 |  | 0 |  | 0 | 0 |  | 0 | 0
TVA_Transmission_2_NonRTO_Midwest | TVA_Transmission | NonRTO_Midwest | 2045 | B18 | 400 | 0 | 700 | 661.18 | 0 |  | 0 |  | 0 | 0 |  | 0 | 0
TVA_Transmission_2_NonRTO_Midwest | TVA_Transmission | NonRTO_Midwest | 2045 | B19 | 700 | 0 | 700 | 0 | 0 |  | 0 |  | 0 | 0 |  | 0 | 0
TVA_Transmission_2_NonRTO_Midwest | TVA_Transmission | NonRTO_Midwest | 2045 | B20 | 935 | 0 | 700 | 0 | 0 |  | 0 |  | 0 | 0 |  | 0 | 0
TVA_Transmission_2_NonRTO_Midwest | TVA_Transmission | NonRTO_Midwest | 2050 | B1 | 10 | 0 | 700 | 0 | 0 |  | 0 |  | 0 | 0 |  | 0 | 4.4869
TVA_Transmission_2_NonRTO_Midwest | TVA_Transmission | NonRTO_Midwest | 2050 | B2 | 25 | 0 | 700 | 0 | 0 |  | 0 |  | 0 | 0 |  | 0 | 4.4869
TVA_Transmission_2_NonRTO_Midwest | TVA_Transmission | NonRTO_Midwest | 2050 | B3 | 75 | 0 | 700 | 0 | 0 |  | 0 |  | 0 | 0 |  | 0 | 4.4869
TVA_Transmission_2_NonRTO_Midwest | TVA_Transmission | NonRTO_Midwest | 2050 | B4 | 100 | 0 | 700 | 0 | 0 |  | 0 |  | 0 | 0 |  | 0 | 4.4869
TVA_Transmission_2_NonRTO_Midwest | TVA_Transmission | NonRTO_Midwest | 2050 | B5 | 200 | 0 | 700 | 0 | 0 |  | 0 |  | 0 | 0 |  | 0 | 4.4869
TVA_Transmission_2_NonRTO_Midwest | TVA_Transmission | NonRTO_Midwest | 2050 | B6 | 300 | 0 | 700 | 0 | 0 |  | 0 |  | 0 | 0 |  | 0 | 4.4869
TVA_Transmission_2_NonRTO_Midwest | TVA_Transmission | NonRTO_Midwest | 2050 | B7 | 400 | 0 | 700 | 0 | 0 |  | 0 |  | 0 | 0 |  | 0 | 4.4869
TVA_Transmission_2_NonRTO_Midwest | TVA_Transmission | NonRTO_Midwest | 2050 | B8 | 500 | 0 | 700 | 0 | 0 |  | 0 |  | 0 | 0 |  | 0 | 4.4869
TVA_Transmission_2_NonRTO_Midwest | TVA_Transmission | NonRTO_Midwest | 2050 | B9 | 800 | 0 | 700 | 0 | 0 |  | 0 |  | 0 | 0 |  | 0 | 4.4869
TVA_Transmission_2_NonRTO_Midwest | TVA_Transmission | NonRTO_Midwest | 2050 | B10 | 1262 | 0 | 700 | 0 | 0 |  | 0 |  | 0 | 0 |  | 0 | 4.4869
TVA_Transmission_2_NonRTO_Midwest | TVA_Transmission | NonRTO_Midwest | 2050 | B11 | 25 | 0 | 700 | 0 | 0 |  | 0 |  | 0 | 0 |  | 0 | 4.4869
TVA_Transmission_2_NonRTO_Midwest | TVA_Transmission | NonRTO_Midwest | 2050 | B12 | 200 | 0 | 700 | 0 | 0 |  | 0 |  | 0 | 0 |  | 0 | 4.4869
TVA_Transmission_2_NonRTO_Midwest | TVA_Transmission | NonRTO_Midwest | 2050 | B13 | 600 | 0 | 700 | 0 | 0 |  | 0 |  | 0 | 0 |  | 0 | 4.4869
TVA_Transmission_2_NonRTO_Midwest | TVA_Transmission | NonRTO_Midwest | 2050 | B14 | 900 | 0 | 700 | 0 | 0 |  | 0 |  | 0 | 0 |  | 0 | 4.4869
TVA_Transmission_2_NonRTO_Midwest | TVA_Transmission | NonRTO_Midwest | 2050 | B15 | 1203 | 0 | 700 | 0 | 0 |  | 0 |  | 0 | 0 |  | 0 | 4.4869
TVA_Transmission_2_NonRTO_Midwest | TVA_Transmission | NonRTO_Midwest | 2050 | B16 | 25 | 0 | 700 | 0 | 0 |  | 0 |  | 0 | 0 |  | 0 | 4.4869
TVA_Transmission_2_NonRTO_Midwest | TVA_Transmission | NonRTO_Midwest | 2050 | B17 | 100 | 0 | 700 | 700 | 0 |  | 0 |  | 5.9825 | 0 |  | 5.9825 | 4.4869
TVA_Transmission_2_NonRTO_Midwest | TVA_Transmission | NonRTO_Midwest | 2050 | B18 | 400 | 0 | 700 | 0 | 0 |  | 0 |  | 0 | 0 |  | 0 | 4.4869
TVA_Transmission_2_NonRTO_Midwest | TVA_Transmission | NonRTO_Midwest | 2050 | B19 | 700 | 0 | 700 | 0 | 0 |  | 0 |  | 0 | 0 |  | 0 | 4.4869
TVA_Transmission_2_NonRTO_Midwest | TVA_Transmission | NonRTO_Midwest | 2050 | B20 | 935 | 0 | 700 | 0 | 0 |  | 0 |  | 0 | 0 |  | 0 | 4.4869
TVA_Transmission_2_PJM_ROR | TVA_Transmission | PJM_ROR | 2015 | B1 | 10 | 0 | 2000 | 0 | 0 |  | 0 |  | 0 | 0 |  | 0 | 0
TVA_Transmission_2_PJM_ROR | TVA_Transmission | PJM_ROR | 2015 | B2 | 25 | 0 | 2000 | 0 | 0 |  | 0 |  | 0 | 0 |  | 0 | 0
TVA_Transmission_2_PJM_ROR | TVA_Transmission | PJM_ROR | 2015 | B3 | 75 | 0 | 2000 | 0 | 0 |  | 0 |  | 0 | 0 |  | 0 | 0
TVA_Transmission_2_PJM_ROR | TVA_Transmission | PJM_ROR | 2015 | B4 | 100 | 0 | 2000 | 0 | 0 |  | 0 |  | 0 | 0 |  | 0 | 0
TVA_Transmission_2_PJM_ROR | TVA_Transmission | PJM_ROR | 2015 | B5 | 200 | 0 | 2000 | 0 | 0 |  | 0 |  | 0 | 0 |  | 0 | 0
TVA_Transmission_2_PJM_ROR | TVA_Transmission | PJM_ROR | 2015 | B6 | 300 | 0 | 2000 | 0 | 0 |  | 0 |  | 0 | 0 |  | 0 | 0
TVA_Transmission_2_PJM_ROR | TVA_Transmission | PJM_ROR | 2015 | B7 | 400 | 0 | 2000 | 0 | 0 |  | 0 |  | 0 | 0 |  | 0 | 0
TVA_Transmission_2_PJM_ROR | TVA_Transmission | PJM_ROR | 2015 | B8 | 500 | 0 | 2000 | 0 | 0 |  | 0 |  | 0 | 0 |  | 0 | 0
TVA_Transmission_2_PJM_ROR | TVA_Transmission | PJM_ROR | 2015 | B9 | 800 | 0 | 2000 | 0 | 0 |  | 0 |  | 0 | 0 |  | 0 | 0
TVA_Transmission_2_PJM_ROR | TVA_Transmission | PJM_ROR | 2015 | B10 | 1262 | 0 | 2000 | 0 | 0 |  | 0 |  | 0 | 0 |  | 0 | 0
TVA_Transmission_2_PJM_ROR | TVA_Transmission | PJM_ROR | 2015 | B11 | 25 | 0 | 2000 | 0 | 0 |  | 0 |  | 0 | 0 |  | 0 | 0
TVA_Transmission_2_PJM_ROR | TVA_Transmission | PJM_ROR | 2015 | B12 | 200 | 0 | 2000 | 0 | 0 |  | 0 |  | 0 | 0 |  | 0 | 0
TVA_Transmission_2_PJM_ROR | TVA_Transmission | PJM_ROR | 2015 | B13 | 600 | 0 | 2000 | 0 | 0 |  | 0 |  | 0 | 0 |  | 0 | 0
TVA_Transmission_2_PJM_ROR | TVA_Transmission | PJM_ROR | 2015 | B14 | 900 | 0 | 2000 | 0 | 0 |  | 0 |  | 0 | 0 |  | 0 | 0
TVA_Transmission_2_PJM_ROR | TVA_Transmission | PJM_ROR | 2015 | B15 | 1203 | 0 | 2000 | 0 | 0 |  | 0 |  | 0 | 0 |  | 0 | 0
TVA_Transmission_2_PJM_ROR | TVA_Transmission | PJM_ROR | 2015 | B16 | 25 | 0 | 2000 | 0 | 0 |  | 0 |  | 0 | 0 |  | 0 | 0
TVA_Transmission_2_PJM_ROR | TVA_Transmission | PJM_ROR | 2015 | B17 | 100 | 0 | 2000 | 0 | 0 |  | 0 |  | 0 | 0 |  | 0 | 0
TVA_Transmission_2_PJM_ROR | TVA_Transmission | PJM_ROR | 2015 | B18 | 400 | 0 | 2000 | 0 | 0 |  | 0 |  | 0 | 0 |  | 0 | 0
TVA_Transmission_2_PJM_ROR | TVA_Transmission | PJM_ROR | 2015 | B19 | 700 | 0 | 2000 | 0 | 0 |  | 0 |  | 0 | 0 |  | 0 | 0
TVA_Transmission_2_PJM_ROR | TVA_Transmission | PJM_ROR | 2015 | B20 | 935 | 0 | 2000 | 0 | 0 |  | 0 |  | 0 | 0 |  | 0 | 0
TVA_Transmission_2_PJM_ROR | TVA_Transmission | PJM_ROR | 2020 | B1 | 10 | 0 | 2000 | 1548.19 | 0 |  | 0 |  | 0 | 0 |  | 0 | 0
TVA_Transmission_2_PJM_ROR | TVA_Transmission | PJM_ROR | 2020 | B2 | 25 | 0 | 2000 | 0 | 0 |  | 0 |  | 0 | 0 |  | 0 | 0
TVA_Transmission_2_PJM_ROR | TVA_Transmission | PJM_ROR | 2020 | B3 | 75 | 0 | 2000 | 0 | 0 |  | 0 |  | 0 | 0 |  | 0 | 0
TVA_Transmission_2_PJM_ROR | TVA_Transmission | PJM_ROR | 2020 | B4 | 100 | 0 | 2000 | 0 | 0 |  | 0 |  | 0 | 0 |  | 0 | 0
TVA_Transmission_2_PJM_ROR | TVA_Transmission | PJM_ROR | 2020 | B5 | 200 | 0 | 2000 | 0 | 0 |  | 0 |  | 0 | 0 |  | 0 | 0
TVA_Transmission_2_PJM_ROR | TVA_Transmission | PJM_ROR | 2020 | B6 | 300 | 0 | 2000 | 0 | 0 |  | 0 |  | 0 | 0 |  | 0 | 0
TVA_Transmission_2_PJM_ROR | TVA_Transmission | PJM_ROR | 2020 | B7 | 400 | 0 | 2000 | 0 | 0 |  | 0 |  | 0 | 0 |  | 0 | 0
TVA_Transmission_2_PJM_ROR | TVA_Transmission | PJM_ROR | 2020 | B8 | 500 | 0 | 2000 | 0 | 0 |  | 0 |  | 0 | 0 |  | 0 | 0
TVA_Transmission_2_PJM_ROR | TVA_Transmission | PJM_ROR | 2020 | B9 | 800 | 0 | 2000 | 0 | 0 |  | 0 |  | 0 | 0 |  | 0 | 0
TVA_Transmission_2_PJM_ROR | TVA_Transmission | PJM_ROR | 2020 | B10 | 1262 | 0 | 2000 | 0 | 0 |  | 0 |  | 0 | 0 |  | 0 | 0
TVA_Transmission_2_PJM_ROR | TVA_Transmission | PJM_ROR | 2020 | B11 | 25 | 0 | 2000 | 0 | 0 |  | 0 |  | 0 | 0 |  | 0 | 0
TVA_Transmission_2_PJM_ROR | TVA_Transmission | PJM_ROR | 2020 | B12 | 200 | 0 | 2000 | 0 | 0 |  | 0 |  | 0 | 0 |  | 0 | 0
TVA_Transmission_2_PJM_ROR | TVA_Transmission | PJM_ROR | 2020 | B13 | 600 | 0 | 2000 | 0 | 0 |  | 0 |  | 0 | 0 |  | 0 | 0
TVA_Transmission_2_PJM_ROR | TVA_Transmission | PJM_ROR | 2020 | B14 | 900 | 0 | 2000 | 0 | 0 |  | 0 |  | 0 | 0 |  | 0 | 0
TVA_Transmission_2_PJM_ROR | TVA_Transmission | PJM_ROR | 2020 | B15 | 1203 | 0 | 2000 | 0 | 0 |  | 0 |  | 0 | 0 |  | 0 | 0
TVA_Transmission_2_PJM_ROR | TVA_Transmission | PJM_ROR | 2020 | B16 | 25 | 0 | 2000 | 0 | 0 |  | 0 |  | 0 | 0 |  | 0 | 0
TVA_Transmission_2_PJM_ROR | TVA_Transmission | PJM_ROR | 2020 | B17 | 100 | 0 | 2000 | 0 | 0 |  | 0 |  | 0 | 0 |  | 0 | 0
TVA_Transmission_2_PJM_ROR | TVA_Transmission | PJM_ROR | 2020 | B18 | 400 | 0 | 2000 | 0 | 0 |  | 0 |  | 0 | 0 |  | 0 | 0
TVA_Transmission_2_PJM_ROR | TVA_Transmission | PJM_ROR | 2020 | B19 | 700 | 0 | 2000 | 0 | 0 |  | 0 |  | 0 | 0 |  | 0 | 0
TVA_Transmission_2_PJM_ROR | TVA_Transmission | PJM_ROR | 2020 | B20 | 935 | 0 | 2000 | 0 | 0 |  | 0 |  | 0 | 0 |  | 0 | 0
TVA_Transmission_2_PJM_ROR | TVA_Transmission | PJM_ROR | 2025 | B1 | 10 | 0 | 2000 | 329.29 | 0 |  | 0 |  | 0 | 0 |  | 0 | 0
TVA_Transmission_2_PJM_ROR | TVA_Transmission | PJM_ROR | 2025 | B2 | 25 | 0 | 2000 | 1647.42 | 0 |  | 0 |  | 0 | 0 |  | 0 | 0
TVA_Transmission_2_PJM_ROR | TVA_Transmission | PJM_ROR | 2025 | B3 | 75 | 0 | 2000 | 0 | 0 |  | 0 |  | 0 | 0 |  | 0 | 0
TVA_Transmission_2_PJM_ROR | TVA_Transmission | PJM_ROR | 2025 | B4 | 100 | 0 | 2000 | 0 | 0 |  | 0 |  | 0 | 0 |  | 0 | 0
TVA_Transmission_2_PJM_ROR | TVA_Transmission | PJM_ROR | 2025 | B5 | 200 | 0 | 2000 | 0 | 0 |  | 0 |  | 0 | 0 |  | 0 | 0
TVA_Transmission_2_PJM_ROR | TVA_Transmission | PJM_ROR | 2025 | B6 | 300 | 0 | 2000 | 0 | 0 |  | 0 |  | 0 | 0 |  | 0 | 0
TVA_Transmission_2_PJM_ROR | TVA_Transmission | PJM_ROR | 2025 | B7 | 400 | 0 | 2000 | 0 | 0 |  | 0 |  | 0 | 0 |  | 0 | 0
TVA_Transmission_2_PJM_ROR | TVA_Transmission | PJM_ROR | 2025 | B8 | 500 | 0 | 2000 | 0 | 0 |  | 0 |  | 0 | 0 |  | 0 | 0
TVA_Transmission_2_PJM_ROR | TVA_Transmission | PJM_ROR | 2025 | B9 | 800 | 0 | 2000 | 0 | 0 |  | 0 |  | 0 | 0 |  | 0 | 0
TVA_Transmission_2_PJM_ROR | TVA_Transmission | PJM_ROR | 2025 | B10 | 1262 | 0 | 2000 | 0 | 0 |  | 0 |  | 0 | 0 |  | 0 | 0
TVA_Transmission_2_PJM_ROR | TVA_Transmission | PJM_ROR | 2025 | B11 | 25 | 0 | 2000 | 0 | 0 |  | 0 |  | 0 | 0 |  | 0 | 0
TVA_Transmission_2_PJM_ROR | TVA_Transmission | PJM_ROR | 2025 | B12 | 200 | 0 | 2000 | 0 | 0 |  | 0 |  | 0 | 0 |  | 0 | 0
TVA_Transmission_2_PJM_ROR | TVA_Transmission | PJM_ROR | 2025 | B13 | 600 | 0 | 2000 | 0 | 0 |  | 0 |  | 0 | 0 |  | 0 | 0
TVA_Transmission_2_PJM_ROR | TVA_Transmission | PJM_ROR | 2025 | B14 | 900 | 0 | 2000 | 0 | 0 |  | 0 |  | 0 | 0 |  | 0 | 0
TVA_Transmission_2_PJM_ROR | TVA_Transmission | PJM_ROR | 2025 | B15 | 1203 | 0 | 2000 | 0 | 0 |  | 0 |  | 0 | 0 |  | 0 | 0
TVA_Transmission_2_PJM_ROR | TVA_Transmission | PJM_ROR | 2025 | B16 | 25 | 0 | 2000 | 0 | 0 |  | 0 |  | 0 | 0 |  | 0 | 0
TVA_Transmission_2_PJM_ROR | TVA_Transmission | PJM_ROR | 2025 | B17 | 100 | 0 | 2000 | 1813.86 | 0 |  | 0 |  | 0 | 0 |  | 0 | 0
TVA_Transmission_2_PJM_ROR | TVA_Transmission | PJM_ROR | 2025 | B18 | 400 | 0 | 2000 | 0 | 0 |  | 0 |  | 0 | 0 |  | 0 | 0
TVA_Transmission_2_PJM_ROR | TVA_Transmission | PJM_ROR | 2025 | B19 | 700 | 0 | 2000 | 0 | 0 |  | 0 |  | 0 | 0 |  | 0 | 0
TVA_Transmission_2_PJM_ROR | TVA_Transmission | PJM_ROR | 2025 | B20 | 935 | 0 | 2000 | 0 | 0 |  | 0 |  | 0 | 0 |  | 0 | 0
TVA_Transmission_2_PJM_ROR | TVA_Transmission | PJM_ROR | 2030 | B1 | 10 | 0 | 2000 | 903.15 | 0 |  | 0 |  | 0 | 0 |  | 0 | 0.0089025
TVA_Transmission_2_PJM_ROR | TVA_Transmission | PJM_ROR | 2030 | B2 | 25 | 0 | 2000 | 2000 | 0 |  | 0 |  | 0.01187 | 0 |  | 0.01187 | 0.0089025
TVA_Transmission_2_PJM_ROR | TVA_Transmission | PJM_ROR | 2030 | B3 | 75 | 0 | 2000 | 0 | 0 |  | 0 |  | 0 | 0 |  | 0 | 0.0089025
TVA_Transmission_2_PJM_ROR | TVA_Transmission | PJM_ROR | 2030 | B4 | 100 | 0 | 2000 | 0 | 0 |  | 0 |  | 0 | 0 |  | 0 | 0.0089025
TVA_Transmission_2_PJM_ROR | TVA_Transmission | PJM_ROR | 2030 | B5 | 200 | 0 | 2000 | 0 | 0 |  | 0 |  | 0 | 0 |  | 0 | 0.0089025
TVA_Transmission_2_PJM_ROR | TVA_Transmission | PJM_ROR | 2030 | B6 | 300 | 0 | 2000 | 0 | 0 |  | 0 |  | 0 | 0 |  | 0 | 0.0089025
TVA_Transmission_2_PJM_ROR | TVA_Transmission | PJM_ROR | 2030 | B7 | 400 | 0 | 2000 | 0 | 0 |  | 0 |  | 0 | 0 |  | 0 | 0.0089025
TVA_Transmission_2_PJM_ROR | TVA_Transmission | PJM_ROR | 2030 | B8 | 500 | 0 | 2000 | 0 | 0 |  | 0 |  | 0 | 0 |  | 0 | 0.0089025
TVA_Transmission_2_PJM_ROR | TVA_Transmission | PJM_ROR | 2030 | B9 | 800 | 0 | 2000 | 0 | 0 |  | 0 |  | 0 | 0 |  | 0 | 0.0089025
TVA_Transmission_2_PJM_ROR | TVA_Transmission | PJM_ROR | 2030 | B10 | 1262 | 0 | 2000 | 0 | 0 |  | 0 |  | 0 | 0 |  | 0 | 0.0089025
TVA_Transmission_2_PJM_ROR | TVA_Transmission | PJM_ROR | 2030 | B11 | 25 | 0 | 2000 | 0 | 0 |  | 0 |  | 0 | 0 |  | 0 | 0.0089025
TVA_Transmission_2_PJM_ROR | TVA_Transmission | PJM_ROR | 2030 | B12 | 200 | 0 | 2000 | 0 | 0 |  | 0 |  | 0 | 0 |  | 0 | 0.0089025
TVA_Transmission_2_PJM_ROR | TVA_Transmission | PJM_ROR | 2030 | B13 | 600 | 0 | 2000 | 0 | 0 |  | 0 |  | 0 | 0 |  | 0 | 0.0089025
TVA_Transmission_2_PJM_ROR | TVA_Transmission | PJM_ROR | 2030 | B14 | 900 | 0 | 2000 | 0 | 0 |  | 0 |  | 0 | 0 |  | 0 | 0.0089025
TVA_Transmission_2_PJM_ROR | TVA_Transmission | PJM_ROR | 2030 | B15 | 1203 | 0 | 2000 | 0 | 0 |  | 0 |  | 0 | 0 |  | 0 | 0.0089025
TVA_Transmission_2_PJM_ROR | TVA_Transmission | PJM_ROR | 2030 | B16 | 25 | 0 | 2000 | 0 | 0 |  | 0 |  | 0 | 0 |  | 0 | 0.0089025
TVA_Transmission_2_PJM_ROR | TVA_Transmission | PJM_ROR | 2030 | B17 | 100 | 0 | 2000 | 0 | 0 |  | 0 |  | 0 | 0 |  | 0 | 0.0089025
TVA_Transmission_2_PJM_ROR | TVA_Transmission | PJM_ROR | 2030 | B18 | 400 | 0 | 2000 | 0 | 0 |  | 0 |  | 0 | 0 |  | 0 | 0.0089025
TVA_Transmission_2_PJM_ROR | TVA_Transmission | PJM_ROR | 2030 | B19 | 700 | 0 | 2000 | 0 | 0 |  | 0 |  | 0 | 0 |  | 0 | 0.0089025
TVA_Transmission_2_PJM_ROR | TVA_Transmission | PJM_ROR | 2030 | B20 | 935 | 0 | 2000 | 0 | 0 |  | 0 |  | 0 | 0 |  | 0 | 0.0089025
TVA_Transmission_2_PJM_ROR | TVA_Transmission | PJM_ROR | 2035 | B1 | 10 | 0 | 2000 | 1543.77 | 0 |  | 0 |  | 0 | 0 |  | 0 | 1.4119
TVA_Transmission_2_PJM_ROR | TVA_Transmission | PJM_ROR | 2035 | B2 | 25 | 0 | 2000 | 1692.59 | 0 |  | 0 |  | 0 | 0 |  | 0 | 1.4119
TVA_Transmission_2_PJM_ROR | TVA_Transmission | PJM_ROR | 2035 | B3 | 75 | 0 | 2000 | 0 | 0 |  | 0 |  | 0 | 0 |  | 0 | 1.4119
TVA_Transmission_2_PJM_ROR | TVA_Transmission | PJM_ROR | 2035 | B4 | 100 | 0 | 2000 | 0 | 0 |  | 0 |  | 0 | 0 |  | 0 | 1.4119
TVA_Transmission_2_PJM_ROR | TVA_Transmission | PJM_ROR | 2035 | B5 | 200 | 0 | 2000 | 0 | 0 |  | 0 |  | 0 | 0 |  | 0 | 1.4119
TVA_Transmission_2_PJM_ROR | TVA_Transmission | PJM_ROR | 2035 | B6 | 300 | 0 | 2000 | 0 | 0 |  | 0 |  | 0 | 0 |  | 0 | 1.4119
TVA_Transmission_2_PJM_ROR | TVA_Transmission | PJM_ROR | 2035 | B7 | 400 | 0 | 2000 | 0 | 0 |  | 0 |  | 0 | 0 |  | 0 | 1.4119
TVA_Transmission_2_PJM_ROR | TVA_Transmission | PJM_ROR | 2035 | B8 | 500 | 0 | 2000 | 0 | 0 |  | 0 |  | 0 | 0 |  | 0 | 1.4119
TVA_Transmission_2_PJM_ROR | TVA_Transmission | PJM_ROR | 2035 | B9 | 800 | 0 | 2000 | 0 | 0 |  | 0 |  | 0 | 0 |  | 0 | 1.4119
TVA_Transmission_2_PJM_ROR | TVA_Transmission | PJM_ROR | 2035 | B10 | 1262 | 0 | 2000 | 0 | 0 |  | 0 |  | 0 | 0 |  | 0 | 1.4119
TVA_Transmission_2_PJM_ROR | TVA_Transmission | PJM_ROR | 2035 | B11 | 25 | 0 | 2000 | 0 | 0 |  | 0 |  | 0 | 0 |  | 0 | 1.4119
TVA_Transmission_2_PJM_ROR | TVA_Transmission | PJM_ROR | 2035 | B12 | 200 | 0 | 2000 | 387.96 | 0 |  | 0 |  | 0 | 0 |  | 0 | 1.4119
TVA_Transmission_2_PJM_ROR | TVA_Transmission | PJM_ROR | 2035 | B13 | 600 | 0 | 2000 | 1441.13 | 0 |  | 0 |  | 0 | 0 |  | 0 | 1.4119
TVA_Transmission_2_PJM_ROR | TVA_Transmission | PJM_ROR | 2035 | B14 | 900 | 0 | 2000 | 0 | 0 |  | 0 |  | 0 | 0 |  | 0 | 1.4119
TVA_Transmission_2_PJM_ROR | TVA_Transmission | PJM_ROR | 2035 | B15 | 1203 | 0 | 2000 | 0 | 0 |  | 0 |  | 0 | 0 |  | 0 | 1.4119
TVA_Transmission_2_PJM_ROR | TVA_Transmission | PJM_ROR | 2035 | B16 | 25 | 0 | 2000 | 1126.56 | 0 |  | 0 |  | 0 | 0 |  | 0 | 1.4119
TVA_Transmission_2_PJM_ROR | TVA_Transmission | PJM_ROR | 2035 | B17 | 100 | 0 | 2000 | 2000 | 0 |  | 0 |  | 2.5758 | 0 |  | 0.51516 | 1.4119
TVA_Transmission_2_PJM_ROR | TVA_Transmission | PJM_ROR | 2035 | B18 | 400 | 0 | 2000 | 2000 | 0 |  | 0 |  | 1.7093 | 0 |  | 1.3674 | 1.4119
TVA_Transmission_2_PJM_ROR | TVA_Transmission | PJM_ROR | 2035 | B19 | 700 | 0 | 2000 | 0 | 0 |  | 0 |  | 0 | 0 |  | 0 | 1.4119
TVA_Transmission_2_PJM_ROR | TVA_Transmission | PJM_ROR | 2035 | B20 | 935 | 0 | 2000 | 0 | 0 |  | 0 |  | 0 | 0 |  | 0 | 1.4119
TVA_Transmission_2_PJM_ROR | TVA_Transmission | PJM_ROR | 2040 | B1 | 10 | 0 | 2000 | 440.26 | 0 |  | 0 |  | 0 | 0 |  | 0 | 0.067007
TVA_Transmission_2_PJM_ROR | TVA_Transmission | PJM_ROR | 2040 | B2 | 25 | 0 | 2000 | 2000 | 0 |  | 0 |  | 4.0002 | 0 |  | 0.077704 | 0.067007
TVA_Transmission_2_PJM_ROR | TVA_Transmission | PJM_ROR | 2040 | B3 | 75 | 0 | 2000 | 0 | 0 |  | 0 |  | 0 | 0 |  | 0 | 0.067007
TVA_Transmission_2_PJM_ROR | TVA_Transmission | PJM_ROR | 2040 | B4 | 100 | 0 | 2000 | 0 | 0 |  | 0 |  | 0 | 0 |  | 0 | 0.067007
TVA_Transmission_2_PJM_ROR | TVA_Transmission | PJM_ROR | 2040 | B5 | 200 | 0 | 2000 | 0 | 0 |  | 0 |  | 0 | 0 |  | 0 | 0.067007
TVA_Transmission_2_PJM_ROR | TVA_Transmission | PJM_ROR | 2040 | B6 | 300 | 0 | 2000 | 0 | 0 |  | 0 |  | 0 | 0 |  | 0 | 0.067007
TVA_Transmission_2_PJM_ROR | TVA_Transmission | PJM_ROR | 2040 | B7 | 400 | 0 | 2000 | 0 | 0 |  | 0 |  | 0 | 0 |  | 0 | 0.067007
TVA_Transmission_2_PJM_ROR | TVA_Transmission | PJM_ROR | 2040 | B8 | 500 | 0 | 2000 | 0 | 0 |  | 0 |  | 0 | 0 |  | 0 | 0.067007
TVA_Transmission_2_PJM_ROR | TVA_Transmission | PJM_ROR | 2040 | B9 | 800 | 0 | 2000 | 0 | 0 |  | 0 |  | 0 | 0 |  | 0 | 0.067007
TVA_Transmission_2_PJM_ROR | TVA_Transmission | PJM_ROR | 2040 | B10 | 1262 | 0 | 2000 | 2000 | 0 |  | 0 |  | 0.01187 | 0 |  | 0.011639 | 0.067007
TVA_Transmission_2_PJM_ROR | TVA_Transmission | PJM_ROR | 2040 | B11 | 25 | 0 | 2000 | 0 | 0 |  | 0 |  | 0 | 0 |  | 0 | 0.067007
TVA_Transmission_2_PJM_ROR | TVA_Transmission | PJM_ROR | 2040 | B12 | 200 | 0 | 2000 | 0 | 0 |  | 0 |  | 0 | 0 |  | 0 | 0.067007
TVA_Transmission_2_PJM_ROR | TVA_Transmission | PJM_ROR | 2040 | B13 | 600 | 0 | 2000 | 0 | 0 |  | 0 |  | 0 | 0 |  | 0 | 0.067007
TVA_Transmission_2_PJM_ROR | TVA_Transmission | PJM_ROR | 2040 | B14 | 900 | 0 | 2000 | 0 | 0 |  | 0 |  | 0 | 0 |  | 0 | 0.067007
TVA_Transmission_2_PJM_ROR | TVA_Transmission | PJM_ROR | 2040 | B15 | 1203 | 0 | 2000 | 0 | 0 |  | 0 |  | 0 | 0 |  | 0 | 0.067007
TVA_Transmission_2_PJM_ROR | TVA_Transmission | PJM_ROR | 2040 | B16 | 25 | 0 | 2000 | 607.98 | 0 |  | 0 |  | 0 | 0 |  | 0 | 0.067007
TVA_Transmission_2_PJM_ROR | TVA_Transmission | PJM_ROR | 2040 | B17 | 100 | 0 | 2000 | 0 | 0 |  | 0 |  | 0 | 0 |  | 0 | 0.067007
TVA_Transmission_2_PJM_ROR | TVA_Transmission | PJM_ROR | 2040 | B18 | 400 | 0 | 2000 | 0 | 0 |  | 0 |  | 0 | 0 |  | 0 | 0.067007
TVA_Transmission_2_PJM_ROR | TVA_Transmission | PJM_ROR | 2040 | B19 | 700 | 0 | 2000 | 0 | 0 |  | 0 |  | 0 | 0 |  | 0 | 0.067007
TVA_Transmission_2_PJM_ROR | TVA_Transmission | PJM_ROR | 2040 | B20 | 935 | 0 | 2000 | 0 | 0 |  | 0 |  | 0 | 0 |  | 0 | 0.067007
TVA_Transmission_2_PJM_ROR | TVA_Transmission | PJM_ROR | 2045 | B1 | 10 | 0 | 2000 | 1697.73 | 0 |  | 0 |  | 0 | 0 |  | 0 | 1.2437
TVA_Transmission_2_PJM_ROR | TVA_Transmission | PJM_ROR | 2045 | B2 | 25 | 0 | 2000 | 2000 | 0 |  | 0 |  | 9.9708 | 0 |  | 0.18813 | 1.2437
TVA_Transmission_2_PJM_ROR | TVA_Transmission | PJM_ROR | 2045 | B3 | 75 | 0 | 2000 | 0 | 0 |  | 0 |  | 0 | 0 |  | 0 | 1.2437
TVA_Transmission_2_PJM_ROR | TVA_Transmission | PJM_ROR | 2045 | B4 | 100 | 0 | 2000 | 0 | 0 |  | 0 |  | 0 | 0 |  | 0 | 1.2437
TVA_Transmission_2_PJM_ROR | TVA_Transmission | PJM_ROR | 2045 | B5 | 200 | 0 | 2000 | 0 | 0 |  | 0 |  | 0 | 0 |  | 0 | 1.2437
TVA_Transmission_2_PJM_ROR | TVA_Transmission | PJM_ROR | 2045 | B6 | 300 | 0 | 2000 | 0 | 0 |  | 0 |  | 0 | 0 |  | 0 | 1.2437
TVA_Transmission_2_PJM_ROR | TVA_Transmission | PJM_ROR | 2045 | B7 | 400 | 0 | 2000 | 0 | 0 |  | 0 |  | 0 | 0 |  | 0 | 1.2437
TVA_Transmission_2_PJM_ROR | TVA_Transmission | PJM_ROR | 2045 | B8 | 500 | 0 | 2000 | 0 | 0 |  | 0 |  | 0 | 0 |  | 0 | 1.2437
TVA_Transmission_2_PJM_ROR | TVA_Transmission | PJM_ROR | 2045 | B9 | 800 | 0 | 2000 | 0 | 0 |  | 0 |  | 0 | 0 |  | 0 | 1.2437
TVA_Transmission_2_PJM_ROR | TVA_Transmission | PJM_ROR | 2045 | B10 | 1262 | 0 | 2000 | 0 | 0 |  | 0 |  | 0 | 0 |  | 0 | 1.2437
TVA_Transmission_2_PJM_ROR | TVA_Transmission | PJM_ROR | 2045 | B11 | 25 | 0 | 2000 | 0 | 0 |  | 0 |  | 0 | 0 |  | 0 | 1.2437
TVA_Transmission_2_PJM_ROR | TVA_Transmission | PJM_ROR | 2045 | B12 | 200 | 0 | 2000 | 2000 | 0 |  | 0 |  | 4.8786 | 0 |  | 0.73639 | 1.2437
TVA_Transmission_2_PJM_ROR | TVA_Transmission | PJM_ROR | 2045 | B13 | 600 | 0 | 2000 | 1720.04 | 0 |  | 0 |  | 0 | 0 |  | 0 | 1.2437
TVA_Transmission_2_PJM_ROR | TVA_Transmission | PJM_ROR | 2045 | B14 | 900 | 0 | 2000 | 1308.82 | 0 |  | 0 |  | 0 | 0 |  | 0 | 1.2437
TVA_Transmission_2_PJM_ROR | TVA_Transmission | PJM_ROR | 2045 | B15 | 1203 | 0 | 2000 | 0 | 0 |  | 0 |  | 0 | 0 |  | 0 | 1.2437
TVA_Transmission_2_PJM_ROR | TVA_Transmission | PJM_ROR | 2045 | B16 | 25 | 0 | 2000 | 0 | 0 |  | 0 |  | 0 | 0 |  | 0 | 1.2437
TVA_Transmission_2_PJM_ROR | TVA_Transmission | PJM_ROR | 2045 | B17 | 100 | 0 | 2000 | 1422.65 | 0 |  | 0 |  | 0 | 0 |  | 0 | 1.2437
TVA_Transmission_2_PJM_ROR | TVA_Transmission | PJM_ROR | 2045 | B18 | 400 | 0 | 2000 | 2000 | 0 |  | 0 |  | 2.4096 | 0 |  | 0.72743 | 1.2437
TVA_Transmission_2_PJM_ROR | TVA_Transmission | PJM_ROR | 2045 | B19 | 700 | 0 | 2000 | 2000 | 0 |  | 0 |  | 0.01187 | 0 |  | 0.0062709 | 1.2437
TVA_Transmission_2_PJM_ROR | TVA_Transmission | PJM_ROR | 2045 | B20 | 935 | 0 | 2000 | 0 | 0 |  | 0 |  | 0 | 0 |  | 0 | 1.2437
TVA_Transmission_2_PJM_ROR | TVA_Transmission | PJM_ROR | 2050 | B1 | 10 | 0 | 2000 | 1079.8 | 0 |  | 0 |  | 0 | 0 |  | 0 | 0.0089025
TVA_Transmission_2_PJM_ROR | TVA_Transmission | PJM_ROR | 2050 | B2 | 25 | 0 | 2000 | 1997.67 | 0 |  | 0 |  | 0 | 0 |  | 0 | 0.0089025
TVA_Transmission_2_PJM_ROR | TVA_Transmission | PJM_ROR | 2050 | B3 | 75 | 0 | 2000 | 0 | 0 |  | 0 |  | 0 | 0 |  | 0 | 0.0089025
TVA_Transmission_2_PJM_ROR | TVA_Transmission | PJM_ROR | 2050 | B4 | 100 | 0 | 2000 | 0 | 0 |  | 0 |  | 0 | 0 |  | 0 | 0.0089025
TVA_Transmission_2_PJM_ROR | TVA_Transmission | PJM_ROR | 2050 | B5 | 200 | 0 | 2000 | 0 | 0 |  | 0 |  | 0 | 0 |  | 0 | 0.0089025
TVA_Transmission_2_PJM_ROR | TVA_Transmission | PJM_ROR | 2050 | B6 | 300 | 0 | 2000 | 0 | 0 |  | 0 |  | 0 | 0 |  | 0 | 0.0089025
TVA_Transmission_2_PJM_ROR | TVA_Transmission | PJM_ROR | 2050 | B7 | 400 | 0 | 2000 | 0 | 0 |  | 0 |  | 0 | 0 |  | 0 | 0.0089025
TVA_Transmission_2_PJM_ROR | TVA_Transmission | PJM_ROR | 2050 | B8 | 500 | 0 | 2000 | 448.9 | 0 |  | 0 |  | 0 | 0 |  | 0 | 0.0089025
TVA_Transmission_2_PJM_ROR | TVA_Transmission | PJM_ROR | 2050 | B9 | 800 | 0 | 2000 | 1984.21 | 0 |  | 0 |  | 0 | 0 |  | 0 | 0.0089025
TVA_Transmission_2_PJM_ROR | TVA_Transmission | PJM_ROR | 2050 | B10 | 1262 | 0 | 2000 | 0 | 0 |  | 0 |  | 0 | 0 |  | 0 | 0.0089025
TVA_Transmission_2_PJM_ROR | TVA_Transmission | PJM_ROR | 2050 | B11 | 25 | 0 | 2000 | 0 | 0 |  | 0 |  | 0 | 0 |  | 0 | 0.0089025
TVA_Transmission_2_PJM_ROR | TVA_Transmission | PJM_ROR | 2050 | B12 | 200 | 0 | 2000 | 0 | 0 |  | 0 |  | 0 | 0 |  | 0 | 0.0089025
TVA_Transmission_2_PJM_ROR | TVA_Transmission | PJM_ROR | 2050 | B13 | 600 | 0 | 2000 | 0 | 0 |  | 0 |  | 0 | 0 |  | 0 | 0.0089025
TVA_Transmission_2_PJM_ROR | TVA_Transmission | PJM_ROR | 2050 | B14 | 900 | 0 | 2000 | 0 | 0 |  | 0 |  | 0 | 0 |  | 0 | 0.0089025
TVA_Transmission_2_PJM_ROR | TVA_Transmission | PJM_ROR | 2050 | B15 | 1203 | 0 | 2000 | 0 | 0 |  | 0 |  | 0 | 0 |  | 0 | 0.0089025
TVA_Transmission_2_PJM_ROR | TVA_Transmission | PJM_ROR | 2050 | B16 | 25 | 0 | 2000 | 2000 | 0 |  | 0 |  | 0.01187 | 0 |  | 0.01187 | 0.0089025
TVA_Transmission_2_PJM_ROR | TVA_Transmission | PJM_ROR | 2050 | B17 | 100 | 0 | 2000 | 1094.42 | 0 |  | 0 |  | 0 | 0 |  | 0 | 0.0089025
TVA_Transmission_2_PJM_ROR | TVA_Transmission | PJM_ROR | 2050 | B18 | 400 | 0 | 2000 | 0 | 0 |  | 0 |  | 0 | 0 |  | 0 | 0.0089025
TVA_Transmission_2_PJM_ROR | TVA_Transmission | PJM_ROR | 2050 | B19 | 700 | 0 | 2000 | 0 | 0 |  | 0 |  | 0 | 0 |  | 0 | 0.0089025
TVA_Transmission_2_PJM_ROR | TVA_Transmission | PJM_ROR | 2050 | B20 | 935 | 0 | 2000 | 0 | 0 |  | 0 |  | 0 | 0 |  | 0 | 0.0089025
TVA_Transmission_2_SOCO | TVA_Transmission | SOCO | 2015 | B1 | 10 | 0 | 3200 | 0 | 0 |  | 0 |  | 0 | 0 |  | 0 | 0
TVA_Transmission_2_SOCO | TVA_Transmission | SOCO | 2015 | B2 | 25 | 0 | 3200 | 0 | 0 |  | 0 |  | 0 | 0 |  | 0 | 0
TVA_Transmission_2_SOCO | TVA_Transmission | SOCO | 2015 | B3 | 75 | 0 | 3200 | 0 | 0 |  | 0 |  | 0 | 0 |  | 0 | 0
TVA_Transmission_2_SOCO | TVA_Transmission | SOCO | 2015 | B4 | 100 | 0 | 3200 | 0 | 0 |  | 0 |  | 0 | 0 |  | 0 | 0
TVA_Transmission_2_SOCO | TVA_Transmission | SOCO | 2015 | B5 | 200 | 0 | 3200 | 661.73 | 0 |  | 0 |  | 0 | 0 |  | 0 | 0
TVA_Transmission_2_SOCO | TVA_Transmission | SOCO | 2015 | B6 | 300 | 0 | 3200 | 0 | 0 |  | 0 |  | 0 | 0 |  | 0 | 0
TVA_Transmission_2_SOCO | TVA_Transmission | SOCO | 2015 | B7 | 400 | 0 | 3200 | 0 | 0 |  | 0 |  | 0 | 0 |  | 0 | 0
TVA_Transmission_2_SOCO | TVA_Transmission | SOCO | 2015 | B8 | 500 | 0 | 3200 | 0 | 0 |  | 0 |  | 0 | 0 |  | 0 | 0
TVA_Transmission_2_SOCO | TVA_Transmission | SOCO | 2015 | B9 | 800 | 0 | 3200 | 0 | 0 |  | 0 |  | 0 | 0 |  | 0 | 0
TVA_Transmission_2_SOCO | TVA_Transmission | SOCO | 2015 | B10 | 1262 | 0 | 3200 | 0 | 0 |  | 0 |  | 0 | 0 |  | 0 | 0
TVA_Transmission_2_SOCO | TVA_Transmission | SOCO | 2015 | B11 | 25 | 0 | 3200 | 0 | 0 |  | 0 |  | 0 | 0 |  | 0 | 0
TVA_Transmission_2_SOCO | TVA_Transmission | SOCO | 2015 | B12 | 200 | 0 | 3200 | 0 | 0 |  | 0 |  | 0 | 0 |  | 0 | 0
TVA_Transmission_2_SOCO | TVA_Transmission | SOCO | 2015 | B13 | 600 | 0 | 3200 | 0 | 0 |  | 0 |  | 0 | 0 |  | 0 | 0
TVA_Transmission_2_SOCO | TVA_Transmission | SOCO | 2015 | B14 | 900 | 0 | 3200 | 0 | 0 |  | 0 |  | 0 | 0 |  | 0 | 0
TVA_Transmission_2_SOCO | TVA_Transmission | SOCO | 2015 | B15 | 1203 | 0 | 3200 | 0 | 0 |  | 0 |  | 0 | 0 |  | 0 | 0
TVA_Transmission_2_SOCO | TVA_Transmission | SOCO | 2015 | B16 | 25 | 0 | 3200 | 0 | 0 |  | 0 |  | 0 | 0 |  | 0 | 0
TVA_Transmission_2_SOCO | TVA_Transmission | SOCO | 2015 | B17 | 100 | 0 | 3200 | 0 | 0 |  | 0 |  | 0 | 0 |  | 0 | 0
TVA_Transmission_2_SOCO | TVA_Transmission | SOCO | 2015 | B18 | 400 | 0 | 3200 | 0 | 0 |  | 0 |  | 0 | 0 |  | 0 | 0
TVA_Transmission_2_SOCO | TVA_Transmission | SOCO | 2015 | B19 | 700 | 0 | 3200 | 0 | 0 |  | 0 |  | 0 | 0 |  | 0 | 0
TVA_Transmission_2_SOCO | TVA_Transmission | SOCO | 2015 | B20 | 935 | 0 | 3200 | 0 | 0 |  | 0 |  | 0 | 0 |  | 0 | 0
TVA_Transmission_2_SOCO | TVA_Transmission | SOCO | 2020 | B1 | 10 | 0 | 3200 | 2460.95 | 0 |  | 0 |  | 0 | 0 |  | 0 | 5.662
TVA_Transmission_2_SOCO | TVA_Transmission | SOCO | 2020 | B2 | 25 | 0 | 3200 | 0 | 0 |  | 0 |  | 0 | 0 |  | 0 | 5.662
TVA_Transmission_2_SOCO | TVA_Transmission | SOCO | 2020 | B3 | 75 | 0 | 3200 | 0 | 0 |  | 0 |  | 0 | 0 |  | 0 | 5.662
TVA_Transmission_2_SOCO | TVA_Transmission | SOCO | 2020 | B4 | 100 | 0 | 3200 | 0 | 0 |  | 0 |  | 0 | 0 |  | 0 | 5.662
TVA_Transmission_2_SOCO | TVA_Transmission | SOCO | 2020 | B5 | 200 | 0 | 3200 | 0 | 0 |  | 0 |  | 0 | 0 |  | 0 | 5.662
TVA_Transmission_2_SOCO | TVA_Transmission | SOCO | 2020 | B6 | 300 | 0 | 3200 | 2386.55 | 3200 |  | 0 |  | 0 | 2.92 |  | 0 | 5.662
TVA_Transmission_2_SOCO | TVA_Transmission | SOCO | 2020 | B7 | 400 | 0 | 3200 | 3200 | 3200 |  | 0 |  | 7.5493 | 2.92 |  | 7.5493 | 5.662
TVA_Transmission_2_SOCO | TVA_Transmission | SOCO | 2020 | B8 | 500 | 0 | 3200 | 1294.58 | 882.67 |  | 0 |  | 0 | 0 |  | 0 | 5.662
TVA_Transmission_2_SOCO | TVA_Transmission | SOCO | 2020 | B9 | 800 | 0 | 3200 | 0 | 0 |  | 0 |  | 0 | 0 |  | 0 | 5.662
TVA_Transmission_2_SOCO | TVA_Transmission | SOCO | 2020 | B10 | 1262 | 0 | 3200 | 0 | 0 |  | 0 |  | 0 | 0 |  | 0 | 5.662
TVA_Transmission_2_SOCO | TVA_Transmission | SOCO | 2020 | B11 | 25 | 0 | 3200 | 768.91 | 3200 |  | 0 |  | 0 | 0.01187 |  | 0 | 5.662
TVA_Transmission_2_SOCO | TVA_Transmission | SOCO | 2020 | B12 | 200 | 0 | 3200 | 0 | 0 |  | 0 |  | 0 | 0 |  | 0 | 5.662
TVA_Transmission_2_SOCO | TVA_Transmission | SOCO | 2020 | B13 | 600 | 0 | 3200 | 0 | 0 |  | 0 |  | 0 | 0 |  | 0 | 5.662
TVA_Transmission_2_SOCO | TVA_Transmission | SOCO | 2020 | B14 | 900 | 0 | 3200 | 0 | 0 |  | 0 |  | 0 | 0 |  | 0 | 5.662
TVA_Transmission_2_SOCO | TVA_Transmission | SOCO | 2020 | B15 | 1203 | 0 | 3200 | 0 | 0 |  | 0 |  | 0 | 0 |  | 0 | 5.662
TVA_Transmission_2_SOCO | TVA_Transmission | SOCO | 2020 | B16 | 25 | 0 | 3200 | 832.19 | 0 |  | 0 |  | 0 | 0 |  | 0 | 5.662
TVA_Transmission_2_SOCO | TVA_Transmission | SOCO | 2020 | B17 | 100 | 0 | 3200 | 0 | 0 |  | 0 |  | 0 | 0 |  | 0 | 5.662
TVA_Transmission_2_SOCO | TVA_Transmission | SOCO | 2020 | B18 | 400 | 0 | 3200 | 0 | 0 |  | 0 |  | 0 | 0 |  | 0 | 5.662
TVA_Transmission_2_SOCO | TVA_Transmission | SOCO | 2020 | B19 | 700 | 0 | 3200 | 0 | 0 |  | 0 |  | 0 | 0 |  | 0 | 5.662
TVA_Transmission_2_SOCO | TVA_Transmission | SOCO | 2020 | B20 | 935 | 0 | 3200 | 0 | 0 |  | 0 |  | 0 | 0 |  | 0 | 5.662
TVA_Transmission_2_SOCO | TVA_Transmission | SOCO | 2025 | B1 | 10 | 0 | 3200 | 75.19 | 0 |  | 0 |  | 0 | 0 |  | 0 | 0.0089025
TVA_Transmission_2_SOCO | TVA_Transmission | SOCO | 2025 | B2 | 25 | 0 | 3200 | 0 | 2232.49 |  | 0 |  | 0 | 0 |  | 0 | 0.0089025
TVA_Transmission_2_SOCO | TVA_Transmission | SOCO | 2025 | B3 | 75 | 75 | 3200 | 0 | 3200 |  | 510.55 |  | 0 | 0.01187 |  | 0 | 0.0089025
TVA_Transmission_2_SOCO | TVA_Transmission | SOCO | 2025 | B4 | 100 | 0 | 3200 | 0 | 0 |  | 0 |  | 0 | 0 |  | 0 | 0.0089025
TVA_Transmission_2_SOCO | TVA_Transmission | SOCO | 2025 | B5 | 200 | 0 | 3200 | 0 | 52.72 |  | 0 |  | 0 | 0 |  | 0 | 0.0089025
TVA_Transmission_2_SOCO | TVA_Transmission | SOCO | 2025 | B6 | 300 | 0 | 3200 | 0 | 1940.32 |  | 0 |  | 0 | 0 |  | 0 | 0.0089025
TVA_Transmission_2_SOCO | TVA_Transmission | SOCO | 2025 | B7 | 400 | 0 | 3200 | 2068.77 | 2500 |  | 0 |  | 0 | 0 |  | 0 | 0.0089025
TVA_Transmission_2_SOCO | TVA_Transmission | SOCO | 2025 | B8 | 500 | 0 | 3200 | 0 | 0 |  | 0 |  | 0 | 0 |  | 0 | 0.0089025
TVA_Transmission_2_SOCO | TVA_Transmission | SOCO | 2025 | B9 | 800 | 0 | 3200 | 0 | 0 |  | 0 |  | 0 | 0 |  | 0 | 0.0089025
TVA_Transmission_2_SOCO | TVA_Transmission | SOCO | 2025 | B10 | 1262 | 0 | 3200 | 0 | 0 |  | 0 |  | 0 | 0 |  | 0 | 0.0089025
TVA_Transmission_2_SOCO | TVA_Transmission | SOCO | 2025 | B11 | 25 | 0 | 3200 | 3200 | 1456.72 |  | 0 |  | 0.01187 | 0 |  | 0.01187 | 0.0089025
TVA_Transmission_2_SOCO | TVA_Transmission | SOCO | 2025 | B12 | 200 | 0 | 3200 | 0 | 0 |  | 0 |  | 0 | 0 |  | 0 | 0.0089025
TVA_Transmission_2_SOCO | TVA_Transmission | SOCO | 2025 | B13 | 600 | 0 | 3200 | 0 | 0 |  | 0 |  | 0 | 0 |  | 0 | 0.0089025
TVA_Transmission_2_SOCO | TVA_Transmission | SOCO | 2025 | B14 | 900 | 0 | 3200 | 0 | 0 |  | 0 |  | 0 | 0 |  | 0 | 0.0089025
TVA_Transmission_2_SOCO | TVA_Transmission | SOCO | 2025 | B15 | 1203 | 0 | 3200 | 0 | 0 |  | 0 |  | 0 | 0 |  | 0 | 0.0089025
TVA_Transmission_2_SOCO | TVA_Transmission | SOCO | 2025 | B16 | 25 | 0 | 3200 | 3196.3 | 0 |  | 0 |  | 0 | 0 |  | 0 | 0.0089025
TVA_Transmission_2_SOCO | TVA_Transmission | SOCO | 2025 | B17 | 100 | 0 | 3200 | 0 | 0 |  | 0 |  | 0 | 0 |  | 0 | 0.0089025
TVA_Transmission_2_SOCO | TVA_Transmission | SOCO | 2025 | B18 | 400 | 0 | 3200 | 0 | 0 |  | 0 |  | 0 | 0 |  | 0 | 0.0089025
TVA_Transmission_2_SOCO | TVA_Transmission | SOCO | 2025 | B19 | 700 | 0 | 3200 | 0 | 0 |  | 0 |  | 0 | 0 |  | 0 | 0.0089025
TVA_Transmission_2_SOCO | TVA_Transmission | SOCO | 2025 | B20 | 935 | 0 | 3200 | 0 | 0 |  | 0 |  | 0 | 0 |  | 0 | 0.0089025
TVA_Transmission_2_SOCO | TVA_Transmission | SOCO | 2030 | B1 | 10 | 0 | 3200 | 457.05 | 0 |  | 0 |  | 0 | 0 |  | 0 | 0
TVA_Transmission_2_SOCO | TVA_Transmission | SOCO | 2030 | B2 | 25 | 0 | 3200 | 0 | 0 |  | 0 |  | 0 | 0 |  | 0 | 0
TVA_Transmission_2_SOCO | TVA_Transmission | SOCO | 2030 | B3 | 75 | 0 | 3200 | 0 | 833.04 |  | 0 |  | 0 | 0 |  | 0 | 0
TVA_Transmission_2_SOCO | TVA_Transmission | SOCO | 2030 | B4 | 100 | 0 | 3200 | 0 | 0 |  | 0 |  | 0 | 0 |  | 0 | 0
TVA_Transmission_2_SOCO | TVA_Transmission | SOCO | 2030 | B5 | 200 | 0 | 3200 | 0 | 0 |  | 0 |  | 0 | 0 |  | 0 | 0
TVA_Transmission_2_SOCO | TVA_Transmission | SOCO | 2030 | B6 | 300 | 0 | 3200 | 0 | 0 |  | 0 |  | 0 | 0 |  | 0 | 0
TVA_Transmission_2_SOCO | TVA_Transmission | SOCO | 2030 | B7 | 400 | 0 | 3200 | 0 | 0 |  | 0 |  | 0 | 0 |  | 0 | 0
TVA_Transmission_2_SOCO | TVA_Transmission | SOCO | 2030 | B8 | 500 | 0 | 3200 | 0 | 0 |  | 0 |  | 0 | 0 |  | 0 | 0
TVA_Transmission_2_SOCO | TVA_Transmission | SOCO | 2030 | B9 | 800 | 0 | 3200 | 0 | 0 |  | 0 |  | 0 | 0 |  | 0 | 0
TVA_Transmission_2_SOCO | TVA_Transmission | SOCO | 2030 | B10 | 1262 | 0 | 3200 | 0 | 0 |  | 0 |  | 0 | 0 |  | 0 | 0
TVA_Transmission_2_SOCO | TVA_Transmission | SOCO | 2030 | B11 | 25 | 0 | 3200 | 0 | 412.38 |  | 0 |  | 0 | 0 |  | 0 | 0
TVA_Transmission_2_SOCO | TVA_Transmission | SOCO | 2030 | B12 | 200 | 0 | 3200 | 0 | 0 |  | 0 |  | 0 | 0 |  | 0 | 0
TVA_Transmission_2_SOCO | TVA_Transmission | SOCO | 2030 | B13 | 600 | 0 | 3200 | 0 | 0 |  | 0 |  | 0 | 0 |  | 0 | 0
TVA_Transmission_2_SOCO | TVA_Transmission | SOCO | 2030 | B14 | 900 | 0 | 3200 | 0 | 0 |  | 0 |  | 0 | 0 |  | 0 | 0
TVA_Transmission_2_SOCO | TVA_Transmission | SOCO | 2030 | B15 | 1203 | 0 | 3200 | 0 | 0 |  | 0 |  | 0 | 0 |  | 0 | 0
TVA_Transmission_2_SOCO | TVA_Transmission | SOCO | 2030 | B16 | 25 | 0 | 3200 | 0 | 0 |  | 0 |  | 0 | 0 |  | 0 | 0
TVA_Transmission_2_SOCO | TVA_Transmission | SOCO | 2030 | B17 | 100 | 0 | 3200 | 0 | 0 |  | 0 |  | 0 | 0 |  | 0 | 0
TVA_Transmission_2_SOCO | TVA_Transmission | SOCO | 2030 | B18 | 400 | 0 | 3200 | 0 | 0 |  | 0 |  | 0 | 0 |  | 0 | 0
TVA_Transmission_2_SOCO | TVA_Transmission | SOCO | 2030 | B19 | 700 | 0 | 3200 | 0 | 0 |  | 0 |  | 0 | 0 |  | 0 | 0
TVA_Transmission_2_SOCO | TVA_Transmission | SOCO | 2030 | B20 | 935 | 0 | 3200 | 0 | 0 |  | 0 |  | 0 | 0 |  | 0 | 0
TVA_Transmission_2_SOCO | TVA_Transmission | SOCO | 2035 | B1 | 10 | 0 | 3200 | 828.63 | 0 |  | 0 |  | 0 | 0 |  | 0 | 0
TVA_Transmission_2_SOCO | TVA_Transmission | SOCO | 2035 | B2 | 25 | 0 | 3200 | 1732.14 | 0 |  | 0 |  | 0 | 0 |  | 0 | 0
TVA_Transmission_2_SOCO | TVA_Transmission | SOCO | 2035 | B3 | 75 | 0 | 3200 | 0 | 551.22 |  | 0 |  | 0 | 0 |  | 0 | 0
TVA_Transmission_2_SOCO | TVA_Transmission | SOCO | 2035 | B4 | 100 | 0 | 3200 | 0 | 0 |  | 0 |  | 0 | 0 |  | 0 | 0
TVA_Transmission_2_SOCO | TVA_Transmission | SOCO | 2035 | B5 | 200 | 0 | 3200 | 0 | 0 |  | 0 |  | 0 | 0 |  | 0 | 0
TVA_Transmission_2_SOCO | TVA_Transmission | SOCO | 2035 | B6 | 300 | 0 | 3200 | 0 | 0 |  | 0 |  | 0 | 0 |  | 0 | 0
TVA_Transmission_2_SOCO | TVA_Transmission | SOCO | 2035 | B7 | 400 | 0 | 3200 | 0 | 0 |  | 0 |  | 0 | 0 |  | 0 | 0
TVA_Transmission_2_SOCO | TVA_Transmission | SOCO | 2035 | B8 | 500 | 0 | 3200 | 0 | 0 |  | 0 |  | 0 | 0 |  | 0 | 0
TVA_Transmission_2_SOCO | TVA_Transmission | SOCO | 2035 | B9 | 800 | 0 | 3200 | 0 | 0 |  | 0 |  | 0 | 0 |  | 0 | 0
TVA_Transmission_2_SOCO | TVA_Transmission | SOCO | 2035 | B10 | 1262 | 0 | 3200 | 0 | 0 |  | 0 |  | 0 | 0 |  | 0 | 0
TVA_Transmission_2_SOCO | TVA_Transmission | SOCO | 2035 | B11 | 25 | 0 | 3200 | 0 | 322.71 |  | 0 |  | 0 | 0 |  | 0 | 0
TVA_Transmission_2_SOCO | TVA_Transmission | SOCO | 2035 | B12 | 200 | 0 | 3200 | 0 | 0 |  | 0 |  | 0 | 0 |  | 0 | 0
TVA_Transmission_2_SOCO | TVA_Transmission | SOCO | 2035 | B13 | 600 | 0 | 3200 | 0 | 0 |  | 0 |  | 0 | 0 |  | 0 | 0
TVA_Transmission_2_SOCO | TVA_Transmission | SOCO | 2035 | B14 | 900 | 0 | 3200 | 0 | 0 |  | 0 |  | 0 | 0 |  | 0 | 0
TVA_Transmission_2_SOCO | TVA_Transmission | SOCO | 2035 | B15 | 1203 | 0 | 3200 | 0 | 0 |  | 0 |  | 0 | 0 |  | 0 | 0
TVA_Transmission_2_SOCO | TVA_Transmission | SOCO | 2035 | B16 | 25 | 0 | 3200 | 0 | 0 |  | 0 |  | 0 | 0 |  | 0 | 0
TVA_Transmission_2_SOCO | TVA_Transmission | SOCO | 2035 | B17 | 100 | 0 | 3200 | 0 | 0 |  | 0 |  | 0 | 0 |  | 0 | 0
TVA_Transmission_2_SOCO | TVA_Transmission | SOCO | 2035 | B18 | 400 | 0 | 3200 | 0 | 0 |  | 0 |  | 0 | 0 |  | 0 | 0
TVA_Transmission_2_SOCO | TVA_Transmission | SOCO | 2035 | B19 | 700 | 0 | 3200 | 0 | 0 |  | 0 |  | 0 | 0 |  | 0 | 0
TVA_Transmission_2_SOCO | TVA_Transmission | SOCO | 2035 | B20 | 935 | 0 | 3200 | 0 | 0 |  | 0 |  | 0 | 0 |  | 0 | 0
TVA_Transmission_2_SOCO | TVA_Transmission | SOCO | 2040 | B1 | 10 | 10 | 3200 | 1777.74 | 3200 |  | 6619.74 |  | 0 | 0.01187 |  | 0 | 0.0089025
TVA_Transmission_2_SOCO | TVA_Transmission | SOCO | 2040 | B2 | 25 | 25 | 3200 | 743.03 | 3200 |  | 2772.08 |  | 0 | 0.01187 |  | 0 | 0.0089025
TVA_Transmission_2_SOCO | TVA_Transmission | SOCO | 2040 | B3 | 75 | 75 | 3200 | 983 | 3200 |  | 490.34 |  | 0 | 0.01187 |  | 0 | 0.0089025
TVA_Transmission_2_SOCO | TVA_Transmission | SOCO | 2040 | B4 | 100 | 0 | 3200 | 0 | 1836.68 |  | 0 |  | 0 | 0 |  | 0 | 0.0089025
TVA_Transmission_2_SOCO | TVA_Transmission | SOCO | 2040 | B5 | 200 | 0 | 3200 | 0 | 0 |  | 0 |  | 0 | 0 |  | 0 | 0.0089025
TVA_Transmission_2_SOCO | TVA_Transmission | SOCO | 2040 | B6 | 300 | 0 | 3200 | 0 | 0 |  | 0 |  | 0 | 0 |  | 0 | 0.0089025
TVA_Transmission_2_SOCO | TVA_Transmission | SOCO | 2040 | B7 | 400 | 0 | 3200 | 723.68 | 0 |  | 0 |  | 0 | 0 |  | 0 | 0.0089025
TVA_Transmission_2_SOCO | TVA_Transmission | SOCO | 2040 | B8 | 500 | 0 | 3200 | 0 | 0 |  | 0 |  | 0 | 0 |  | 0 | 0.0089025
TVA_Transmission_2_SOCO | TVA_Transmission | SOCO | 2040 | B9 | 800 | 0 | 3200 | 0 | 0 |  | 0 |  | 0 | 0 |  | 0 | 0.0089025
TVA_Transmission_2_SOCO | TVA_Transmission | SOCO | 2040 | B10 | 1262 | 0 | 3200 | 0 | 0 |  | 0 |  | 0 | 0 |  | 0 | 0.0089025
TVA_Transmission_2_SOCO | TVA_Transmission | SOCO | 2040 | B11 | 25 | 0 | 3200 | 3200 | 0 |  | 0 |  | 0.01187 | 0 |  | 0.01187 | 0.0089025
TVA_Transmission_2_SOCO | TVA_Transmission | SOCO | 2040 | B12 | 200 | 0 | 3200 | 0 | 0 |  | 0 |  | 0 | 0 |  | 0 | 0.0089025
TVA_Transmission_2_SOCO | TVA_Transmission | SOCO | 2040 | B13 | 600 | 0 | 3200 | 0 | 0 |  | 0 |  | 0 | 0 |  | 0 | 0.0089025
TVA_Transmission_2_SOCO | TVA_Transmission | SOCO | 2040 | B14 | 900 | 0 | 3200 | 0 | 0 |  | 0 |  | 0 | 0 |  | 0 | 0.0089025
TVA_Transmission_2_SOCO | TVA_Transmission | SOCO | 2040 | B15 | 1203 | 0 | 3200 | 0 | 0 |  | 0 |  | 0 | 0 |  | 0 | 0.0089025
TVA_Transmission_2_SOCO | TVA_Transmission | SOCO | 2040 | B16 | 25 | 0 | 3200 | 2539.73 | 0 |  | 0 |  | 0 | 0 |  | 0 | 0.0089025
TVA_Transmission_2_SOCO | TVA_Transmission | SOCO | 2040 | B17 | 100 | 0 | 3200 | 0 | 0 |  | 0 |  | 0 | 0 |  | 0 | 0.0089025
TVA_Transmission_2_SOCO | TVA_Transmission | SOCO | 2040 | B18 | 400 | 0 | 3200 | 0 | 0 |  | 0 |  | 0 | 0 |  | 0 | 0.0089025
TVA_Transmission_2_SOCO | TVA_Transmission | SOCO | 2040 | B19 | 700 | 0 | 3200 | 0 | 0 |  | 0 |  | 0 | 0 |  | 0 | 0.0089025
TVA_Transmission_2_SOCO | TVA_Transmission | SOCO | 2040 | B20 | 935 | 0 | 3200 | 0 | 0 |  | 0 |  | 0 | 0 |  | 0 | 0.0089025
TVA_Transmission_2_SOCO | TVA_Transmission | SOCO | 2045 | B1 | 10 | 10 | 3200 | 717.56 | 3200 |  | 7450.2 |  | 0 | 0.01187 |  | 0 | 0
TVA_Transmission_2_SOCO | TVA_Transmission | SOCO | 2045 | B2 | 25 | 25 | 3200 | 913.69 | 3200 |  | 3587.43 |  | 0 | 0.01187 |  | 0 | 0
TVA_Transmission_2_SOCO | TVA_Transmission | SOCO | 2045 | B3 | 75 | 75 | 3200 | 0 | 3200 |  | 1317.59 |  | 0 | 0.01187 |  | 0 | 0
TVA_Transmission_2_SOCO | TVA_Transmission | SOCO | 2045 | B4 | 100 | 0 | 3200 | 0 | 2841.6 |  | 0 |  | 0 | 0 |  | 0 | 0
TVA_Transmission_2_SOCO | TVA_Transmission | SOCO | 2045 | B5 | 200 | 0 | 3200 | 0 | 0 |  | 0 |  | 0 | 0 |  | 0 | 0
TVA_Transmission_2_SOCO | TVA_Transmission | SOCO | 2045 | B6 | 300 | 0 | 3200 | 0 | 0 |  | 0 |  | 0 | 0 |  | 0 | 0
TVA_Transmission_2_SOCO | TVA_Transmission | SOCO | 2045 | B7 | 400 | 0 | 3200 | 0 | 363.56 |  | 0 |  | 0 | 0 |  | 0 | 0
TVA_Transmission_2_SOCO | TVA_Transmission | SOCO | 2045 | B8 | 500 | 0 | 3200 | 0 | 0 |  | 0 |  | 0 | 0 |  | 0 | 0
TVA_Transmission_2_SOCO | TVA_Transmission | SOCO | 2045 | B9 | 800 | 0 | 3200 | 0 | 0 |  | 0 |  | 0 | 0 |  | 0 | 0
TVA_Transmission_2_SOCO | TVA_Transmission | SOCO | 2045 | B10 | 1262 | 0 | 3200 | 0 | 0 |  | 0 |  | 0 | 0 |  | 0 | 0
TVA_Transmission_2_SOCO | TVA_Transmission | SOCO | 2045 | B11 | 25 | 0 | 3200 | 0 | 934.53 |  | 0 |  | 0 | 0 |  | 0 | 0
TVA_Transmission_2_SOCO | TVA_Transmission | SOCO | 2045 | B12 | 200 | 0 | 3200 | 0 | 0 |  | 0 |  | 0 | 0 |  | 0 | 0
TVA_Transmission_2_SOCO | TVA_Transmission | SOCO | 2045 | B13 | 600 | 0 | 3200 | 0 | 0 |  | 0 |  | 0 | 0 |  | 0 | 0
TVA_Transmission_2_SOCO | TVA_Transmission | SOCO | 2045 | B14 | 900 | 0 | 3200 | 0 | 0 |  | 0 |  | 0 | 0 |  | 0 | 0
TVA_Transmission_2_SOCO | TVA_Transmission | SOCO | 2045 | B15 | 1203 | 0 | 3200 | 0 | 0 |  | 0 |  | 0 | 0 |  | 0 | 0
TVA_Transmission_2_SOCO | TVA_Transmission | SOCO | 2045 | B16 | 25 | 0 | 3200 | 2650.73 | 0 |  | 0 |  | 0 | 0 |  | 0 | 0
TVA_Transmission_2_SOCO | TVA_Transmission | SOCO | 2045 | B17 | 100 | 0 | 3200 | 0 | 0 |  | 0 |  | 0 | 0 |  | 0 | 0
TVA_Transmission_2_SOCO | TVA_Transmission | SOCO | 2045 | B18 | 400 | 0 | 3200 | 0 | 0 |  | 0 |  | 0 | 0 |  | 0 | 0
TVA_Transmission_2_SOCO | TVA_Transmission | SOCO | 2045 | B19 | 700 | 0 | 3200 | 0 | 0 |  | 0 |  | 0 | 0 |  | 0 | 0
TVA_Transmission_2_SOCO | TVA_Transmission | SOCO | 2045 | B20 | 935 | 0 | 3200 | 0 | 0 |  | 0 |  | 0 | 0 |  | 0 | 0
TVA_Transmission_2_SOCO | TVA_Transmission | SOCO | 2050 | B1 | 10 | 0 | 3200 | 1120.28 | 3200 |  | 0 |  | 0 | 1.0327 |  | 0 | 1.5935
TVA_Transmission_2_SOCO | TVA_Transmission | SOCO | 2050 | B2 | 25 | 25 | 3200 | 456.37 | 3200 |  | 5.15 |  | 0 | 1.5906 |  | 0 | 1.5935
TVA_Transmission_2_SOCO | TVA_Transmission | SOCO | 2050 | B3 | 75 | 0 | 3200 | 1612.95 | 3200 |  | 0 |  | 0 | 1.009 |  | 0 | 1.5935
TVA_Transmission_2_SOCO | TVA_Transmission | SOCO | 2050 | B4 | 100 | 0 | 3200 | 0 | 2116.54 |  | 0 |  | 0 | 0 |  | 0 | 1.5935
TVA_Transmission_2_SOCO | TVA_Transmission | SOCO | 2050 | B5 | 200 | 0 | 3200 | 0 | 0 |  | 0 |  | 0 | 0 |  | 0 | 1.5935
TVA_Transmission_2_SOCO | TVA_Transmission | SOCO | 2050 | B6 | 300 | 0 | 3200 | 0 | 0 |  | 0 |  | 0 | 0 |  | 0 | 1.5935
TVA_Transmission_2_SOCO | TVA_Transmission | SOCO | 2050 | B7 | 400 | 0 | 3200 | 0 | 0 |  | 0 |  | 0 | 0 |  | 0 | 1.5935
TVA_Transmission_2_SOCO | TVA_Transmission | SOCO | 2050 | B8 | 500 | 0 | 3200 | 0 | 0 |  | 0 |  | 0 | 0 |  | 0 | 1.5935
TVA_Transmission_2_SOCO | TVA_Transmission | SOCO | 2050 | B9 | 800 | 0 | 3200 | 0 | 0 |  | 0 |  | 0 | 0 |  | 0 | 1.5935
TVA_Transmission_2_SOCO | TVA_Transmission | SOCO | 2050 | B10 | 1262 | 0 | 3200 | 0 | 0 |  | 0 |  | 0 | 0 |  | 0 | 1.5935
TVA_Transmission_2_SOCO | TVA_Transmission | SOCO | 2050 | B11 | 25 | 0 | 3200 | 732.2 | 0 |  | 0 |  | 0 | 0 |  | 0 | 1.5935
TVA_Transmission_2_SOCO | TVA_Transmission | SOCO | 2050 | B12 | 200 | 0 | 3200 | 0 | 0 |  | 0 |  | 0 | 0 |  | 0 | 1.5935
TVA_Transmission_2_SOCO | TVA_Transmission | SOCO | 2050 | B13 | 600 | 0 | 3200 | 0 | 0 |  | 0 |  | 0 | 0 |  | 0 | 1.5935
TVA_Transmission_2_SOCO | TVA_Transmission | SOCO | 2050 | B14 | 900 | 0 | 3200 | 0 | 0 |  | 0 |  | 0 | 0 |  | 0 | 1.5935
TVA_Transmission_2_SOCO | TVA_Transmission | SOCO | 2050 | B15 | 1203 | 0 | 3200 | 0 | 0 |  | 0 |  | 0 | 0 |  | 0 | 1.5935
TVA_Transmission_2_SOCO | TVA_Transmission | SOCO | 2050 | B16 | 25 | 0 | 3200 | 3200 | 0 |  | 0 |  | 2.1247 | 0 |  | 2.1247 | 1.5935
TVA_Transmission_2_SOCO | TVA_Transmission | SOCO | 2050 | B17 | 100 | 0 | 3200 | 0 | 0 |  | 0 |  | 0 | 0 |  | 0 | 1.5935
TVA_Transmission_2_SOCO | TVA_Transmission | SOCO | 2050 | B18 | 400 | 0 | 3200 | 0 | 0 |  | 0 |  | 0 | 0 |  | 0 | 1.5935
TVA_Transmission_2_SOCO | TVA_Transmission | SOCO | 2050 | B19 | 700 | 0 | 3200 | 0 | 0 |  | 0 |  | 0 | 0 |  | 0 | 1.5935
TVA_Transmission_2_SOCO | TVA_Transmission | SOCO | 2050 | B20 | 935 | 0 | 3200 | 0 | 0 |  | 0 |  | 0 | 0 |  | 0 | 1.5935
TVA_Transmission_2_TVA | TVA_Transmission | TVA | 2015 | B1 | 10 | 0 | 99999 | 2967.77 | 3005.84 |  | 0 |  | 0 | 0 |  | 0 | 0
TVA_Transmission_2_TVA | TVA_Transmission | TVA | 2015 | B2 | 25 | 0 | 99999 | 2301.8 | 2339.88 |  | 0 |  | 0 | 0 |  | 0 | 0
TVA_Transmission_2_TVA | TVA_Transmission | TVA | 2015 | B3 | 75 | 0 | 99999 | 1031.49 | 1069.56 |  | 0 |  | 0 | 0 |  | 0 | 0
TVA_Transmission_2_TVA | TVA_Transmission | TVA | 2015 | B4 | 100 | 0 | 99999 | 455.82 | 493.89 |  | 0 |  | 0 | 0 |  | 0 | 0
TVA_Transmission_2_TVA | TVA_Transmission | TVA | 2015 | B5 | 200 | 0 | 99999 | 0 | 0 |  | 0 |  | 0 | 0 |  | 0 | 0
TVA_Transmission_2_TVA | TVA_Transmission | TVA | 2015 | B6 | 300 | 0 | 99999 | 0 | 0 |  | 0 |  | 0 | 0 |  | 0 | 0
TVA_Transmission_2_TVA | TVA_Transmission | TVA | 2015 | B7 | 400 | 0 | 99999 | 0 | 0 |  | 0 |  | 0 | 0 |  | 0 | 0
TVA_Transmission_2_TVA | TVA_Transmission | TVA | 2015 | B8 | 500 | 0 | 99999 | 0 | 0 |  | 0 |  | 0 | 0 |  | 0 | 0
TVA_Transmission_2_TVA | TVA_Transmission | TVA | 2015 | B9 | 800 | 0 | 99999 | 0 | 0 |  | 0 |  | 0 | 0 |  | 0 | 0
TVA_Transmission_2_TVA | TVA_Transmission | TVA | 2015 | B10 | 1262 | 0 | 99999 | 0 | 0 |  | 0 |  | 0 | 0 |  | 0 | 0
TVA_Transmission_2_TVA | TVA_Transmission | TVA | 2015 | B11 | 25 | 0 | 99999 | 518.71 | 572.03 |  | 0 |  | 0 | 0 |  | 0 | 0
TVA_Transmission_2_TVA | TVA_Transmission | TVA | 2015 | B12 | 200 | 0 | 99999 | 0 | 0 |  | 0 |  | 0 | 0 |  | 0 | 0
TVA_Transmission_2_TVA | TVA_Transmission | TVA | 2015 | B13 | 600 | 0 | 99999 | 0 | 0 |  | 0 |  | 0 | 0 |  | 0 | 0
TVA_Transmission_2_TVA | TVA_Transmission | TVA | 2015 | B14 | 900 | 0 | 99999 | 0 | 0 |  | 0 |  | 0 | 0 |  | 0 | 0
TVA_Transmission_2_TVA | TVA_Transmission | TVA | 2015 | B15 | 1203 | 0 | 99999 | 45.3 | 992.02 |  | 0 |  | 0 | 0 |  | 0 | 0
TVA_Transmission_2_TVA | TVA_Transmission | TVA | 2015 | B16 | 25 | 0 | 99999 | 2561.85 | 2585.26 |  | 0 |  | 0 | 0 |  | 0 | 0
TVA_Transmission_2_TVA | TVA_Transmission | TVA | 2015 | B17 | 100 | 0 | 99999 | 0 | 0 |  | 0 |  | 0 | 0 |  | 0 | 0
TVA_Transmission_2_TVA | TVA_Transmission | TVA | 2015 | B18 | 400 | 0 | 99999 | 0 | 0 |  | 0 |  | 0 | 0 |  | 0 | 0
TVA_Transmission_2_TVA | TVA_Transmission | TVA | 2015 | B19 | 700 | 0 | 99999 | 0 | 0 |  | 0 |  | 0 | 0 |  | 0 | 0
TVA_Transmission_2_TVA | TVA_Transmission | TVA | 2015 | B20 | 935 | 0 | 99999 | 1323.2 | 1346.62 |  | 0 |  | 0 | 0 |  | 0 | 0
TVA_Transmission_2_TVA | TVA_Transmission | TVA | 2020 | B1 | 10 | 0 | 99999 | 1128.89 | 6253.9 |  | 0 |  | 0 | 0 |  | 0 | 0
TVA_Transmission_2_TVA | TVA_Transmission | TVA | 2020 | B2 | 25 | 0 | 99999 | 1659.8 | 5481.48 |  | 0 |  | 0 | 0 |  | 0 | 0
TVA_Transmission_2_TVA | TVA_Transmission | TVA | 2020 | B3 | 75 | 0 | 99999 | 3931.28 | 3964.81 |  | 0 |  | 0 | 0 |  | 0 | 0
TVA_Transmission_2_TVA | TVA_Transmission | TVA | 2020 | B4 | 100 | 0 | 99999 | 3230.47 | 3264 |  | 0 |  | 0 | 0 |  | 0 | 0
TVA_Transmission_2_TVA | TVA_Transmission | TVA | 2020 | B5 | 200 | 0 | 99999 | 1623.52 | 1657.04 |  | 0 |  | 0 | 0 |  | 0 | 0
TVA_Transmission_2_TVA | TVA_Transmission | TVA | 2020 | B6 | 300 | 0 | 99999 | 0 | 0 |  | 0 |  | 0 | 0 |  | 0 | 0
TVA_Transmission_2_TVA | TVA_Transmission | TVA | 2020 | B7 | 400 | 0 | 99999 | 0 | 0 |  | 0 |  | 0 | 0 |  | 0 | 0
TVA_Transmission_2_TVA | TVA_Transmission | TVA | 2020 | B8 | 500 | 0 | 99999 | 0 | 0 |  | 0 |  | 0 | 0 |  | 0 | 0
TVA_Transmission_2_TVA | TVA_Transmission | TVA | 2020 | B9 | 800 | 0 | 99999 | 1222.73 | 1207.26 |  | 0 |  | 0 | 0 |  | 0 | 0
TVA_Transmission_2_TVA | TVA_Transmission | TVA | 2020 | B10 | 1262 | 0 | 99999 | 0 | 0 |  | 0 |  | 0 | 0 |  | 0 | 0
TVA_Transmission_2_TVA | TVA_Transmission | TVA | 2020 | B11 | 25 | 0 | 99999 | 256.99 | 2392.98 |  | 0 |  | 0 | 0 |  | 0 | 0
TVA_Transmission_2_TVA | TVA_Transmission | TVA | 2020 | B12 | 200 | 0 | 99999 | 0 | 0 |  | 0 |  | 0 | 0 |  | 0 | 0
TVA_Transmission_2_TVA | TVA_Transmission | TVA | 2020 | B13 | 600 | 0 | 99999 | 0 | 0 |  | 0 |  | 0 | 0 |  | 0 | 0
TVA_Transmission_2_TVA | TVA_Transmission | TVA | 2020 | B14 | 900 | 0 | 99999 | 0 | 0 |  | 0 |  | 0 | 0 |  | 0 | 0
TVA_Transmission_2_TVA | TVA_Transmission | TVA | 2020 | B15 | 1203 | 0 | 99999 | 1894.03 | 1966.24 |  | 0 |  | 0 | 0 |  | 0 | 0
TVA_Transmission_2_TVA | TVA_Transmission | TVA | 2020 | B16 | 25 | 0 | 99999 | 1145.41 | 2709.59 |  | 0 |  | 0 | 0 |  | 0 | 0
TVA_Transmission_2_TVA | TVA_Transmission | TVA | 2020 | B17 | 100 | 0 | 99999 | 81.59 | 52.77 |  | 0 |  | 0 | 0 |  | 0 | 0
TVA_Transmission_2_TVA | TVA_Transmission | TVA | 2020 | B18 | 400 | 0 | 99999 | 0 | 0 |  | 0 |  | 0 | 0 |  | 0 | 0
TVA_Transmission_2_TVA | TVA_Transmission | TVA | 2020 | B19 | 700 | 0 | 99999 | 0 | 0 |  | 0 |  | 0 | 0 |  | 0 | 0
TVA_Transmission_2_TVA | TVA_Transmission | TVA | 2020 | B20 | 935 | 0 | 99999 | 1120.08 | 693.24 |  | 0 |  | 0 | 0 |  | 0 | 0
TVA_Transmission_2_TVA | TVA_Transmission | TVA | 2025 | B1 | 10 | 0 | 99999 | 5101.93 | 5020.24 |  | 0 |  | 0 | 0 |  | 0 | 0
TVA_Transmission_2_TVA | TVA_Transmission | TVA | 2025 | B2 | 25 | 0 | 99999 | 4428.85 | 4267.51 |  | 0 |  | 0 | 0 |  | 0 | 0
TVA_Transmission_2_TVA | TVA_Transmission | TVA | 2025 | B3 | 75 | 0 | 99999 | 5180 | 2789.45 |  | 0 |  | 0 | 0 |  | 0 | 0
TVA_Transmission_2_TVA | TVA_Transmission | TVA | 2025 | B4 | 100 | 0 | 99999 | 4497.03 | 4013.28 |  | 0 |  | 0 | 0 |  | 0 | 0
TVA_Transmission_2_TVA | TVA_Transmission | TVA | 2025 | B5 | 200 | 0 | 99999 | 2931.03 | 2447.28 |  | 0 |  | 0 | 0 |  | 0 | 0
TVA_Transmission_2_TVA | TVA_Transmission | TVA | 2025 | B6 | 300 | 0 | 99999 | 715.44 | 231.69 |  | 0 |  | 0 | 0 |  | 0 | 0
TVA_Transmission_2_TVA | TVA_Transmission | TVA | 2025 | B7 | 400 | 0 | 99999 | 166.12 | 0 |  | 0 |  | 0 | 0 |  | 0 | 0
TVA_Transmission_2_TVA | TVA_Transmission | TVA | 2025 | B8 | 500 | 0 | 99999 | 196.49 | 0 |  | 0 |  | 0 | 0 |  | 0 | 0
TVA_Transmission_2_TVA | TVA_Transmission | TVA | 2025 | B9 | 800 | 0 | 99999 | 171.78 | 0 |  | 0 |  | 0 | 0 |  | 0 | 0
TVA_Transmission_2_TVA | TVA_Transmission | TVA | 2025 | B10 | 1262 | 0 | 99999 | 721.68 | 2545.99 |  | 0 |  | 0 | 0 |  | 0 | 0
TVA_Transmission_2_TVA | TVA_Transmission | TVA | 2025 | B11 | 25 | 0 | 99999 | 1638.68 | 2211.26 |  | 0 |  | 0 | 0 |  | 0 | 0
TVA_Transmission_2_TVA | TVA_Transmission | TVA | 2025 | B12 | 200 | 0 | 99999 | 1430.4 | 237.84 |  | 0 |  | 0 | 0 |  | 0 | 0
TVA_Transmission_2_TVA | TVA_Transmission | TVA | 2025 | B13 | 600 | 0 | 99999 | 0 | 0 |  | 0 |  | 0 | 0 |  | 0 | 0
TVA_Transmission_2_TVA | TVA_Transmission | TVA | 2025 | B14 | 900 | 0 | 99999 | 1929.71 | 0 |  | 0 |  | 0 | 0 |  | 0 | 0
TVA_Transmission_2_TVA | TVA_Transmission | TVA | 2025 | B15 | 1203 | 0 | 99999 | 4000 | 4687.32 |  | 0 |  | 0 | 0 |  | 0 | 0
TVA_Transmission_2_TVA | TVA_Transmission | TVA | 2025 | B16 | 25 | 0 | 99999 | 2003.7 | 2873.23 |  | 0 |  | 0 | 0 |  | 0 | 0
TVA_Transmission_2_TVA | TVA_Transmission | TVA | 2025 | B17 | 100 | 0 | 99999 | 1106.99 | 1222.73 |  | 0 |  | 0 | 0 |  | 0 | 0
TVA_Transmission_2_TVA | TVA_Transmission | TVA | 2025 | B18 | 400 | 0 | 99999 | 0 | 0 |  | 0 |  | 0 | 0 |  | 0 | 0
TVA_Transmission_2_TVA | TVA_Transmission | TVA | 2025 | B19 | 700 | 0 | 99999 | 0 | 0 |  | 0 |  | 0 | 0 |  | 0 | 0
TVA_Transmission_2_TVA | TVA_Transmission | TVA | 2025 | B20 | 935 | 0 | 99999 | 4000 | 3126.8 |  | 0 |  | 0 | 0 |  | 0 | 0
TVA_Transmission_2_TVA | TVA_Transmission | TVA | 2030 | B1 | 10 | 0 | 99999 | 5433.67 | 5340.94 |  | 0 |  | 0 | 0 |  | 0 | 0
TVA_Transmission_2_TVA | TVA_Transmission | TVA | 2030 | B2 | 25 | 0 | 99999 | 5178.63 | 4607.4 |  | 0 |  | 0 | 0 |  | 0 | 0
TVA_Transmission_2_TVA | TVA_Transmission | TVA | 2030 | B3 | 75 | 0 | 99999 | 4441.5 | 3166.96 |  | 0 |  | 0 | 0 |  | 0 | 0
TVA_Transmission_2_TVA | TVA_Transmission | TVA | 2030 | B4 | 100 | 0 | 99999 | 3741.4 | 3257.64 |  | 0 |  | 0 | 0 |  | 0 | 0
TVA_Transmission_2_TVA | TVA_Transmission | TVA | 2030 | B5 | 200 | 0 | 99999 | 2215.31 | 1731.55 |  | 0 |  | 0 | 0 |  | 0 | 0
TVA_Transmission_2_TVA | TVA_Transmission | TVA | 2030 | B6 | 300 | 0 | 99999 | 1799.17 | 1315.41 |  | 0 |  | 0 | 0 |  | 0 | 0
TVA_Transmission_2_TVA | TVA_Transmission | TVA | 2030 | B7 | 400 | 0 | 99999 | 0 | 230.01 |  | 0 |  | 0 | 0 |  | 0 | 0
TVA_Transmission_2_TVA | TVA_Transmission | TVA | 2030 | B8 | 500 | 0 | 99999 | 1829.11 | 1345.36 |  | 0 |  | 0 | 0 |  | 0 | 0
TVA_Transmission_2_TVA | TVA_Transmission | TVA | 2030 | B9 | 800 | 0 | 99999 | 2168.47 | 3692.29 |  | 0 |  | 0 | 0 |  | 0 | 0
TVA_Transmission_2_TVA | TVA_Transmission | TVA | 2030 | B10 | 1262 | 0 | 99999 | 2065.58 | 1586.32 |  | 0 |  | 0 | 0 |  | 0 | 0
TVA_Transmission_2_TVA | TVA_Transmission | TVA | 2030 | B11 | 25 | 0 | 99999 | 4193.13 | 3502.34 |  | 0 |  | 0 | 0 |  | 0 | 0
TVA_Transmission_2_TVA | TVA_Transmission | TVA | 2030 | B12 | 200 | 0 | 99999 | 3921.86 | 3388.53 |  | 0 |  | 0 | 0 |  | 0 | 0
TVA_Transmission_2_TVA | TVA_Transmission | TVA | 2030 | B13 | 600 | 0 | 99999 | 3487.11 | 1987.88 |  | 0 |  | 0 | 0 |  | 0 | 0
TVA_Transmission_2_TVA | TVA_Transmission | TVA | 2030 | B14 | 900 | 0 | 99999 | 3889.41 | 4000 |  | 0 |  | 0 | 0 |  | 0 | 0
TVA_Transmission_2_TVA | TVA_Transmission | TVA | 2030 | B15 | 1203 | 0 | 99999 | 4000 | 4000 |  | 0 |  | 0 | 0 |  | 0 | 0
TVA_Transmission_2_TVA | TVA_Transmission | TVA | 2030 | B16 | 25 | 0 | 99999 | 3491.84 | 4000 |  | 0 |  | 0 | 0 |  | 0 | 0
TVA_Transmission_2_TVA | TVA_Transmission | TVA | 2030 | B17 | 100 | 0 | 99999 | 4080.26 | 4000 |  | 0 |  | 0 | 0 |  | 0 | 0
TVA_Transmission_2_TVA | TVA_Transmission | TVA | 2030 | B18 | 400 | 0 | 99999 | 3380.39 | 2597.33 |  | 0 |  | 0 | 0 |  | 0 | 0
TVA_Transmission_2_TVA | TVA_Transmission | TVA | 2030 | B19 | 700 | 0 | 99999 | 3391.84 | 3407.34 |  | 0 |  | 0 | 0 |  | 0 | 0
TVA_Transmission_2_TVA | TVA_Transmission | TVA | 2030 | B20 | 935 | 0 | 99999 | 4000 | 4000 |  | 0 |  | 0 | 0 |  | 0 | 0
TVA_Transmission_2_TVA | TVA_Transmission | TVA | 2035 | B1 | 10 | 0 | 99999 | 3810.98 | 5699.51 |  | 0 |  | 0 | 0 |  | 0 | 0
TVA_Transmission_2_TVA | TVA_Transmission | TVA | 2035 | B2 | 25 | 0 | 99999 | 3096.53 | 4984.67 |  | 0 |  | 0 | 0 |  | 0 | 0
TVA_Transmission_2_TVA | TVA_Transmission | TVA | 2035 | B3 | 75 | 0 | 99999 | 1537.55 | 3580.9 |  | 0 |  | 0 | 0 |  | 0 | 0
TVA_Transmission_2_TVA | TVA_Transmission | TVA | 2035 | B4 | 100 | 0 | 99999 | 887.84 | 3358.77 |  | 0 |  | 0 | 0 |  | 0 | 0
TVA_Transmission_2_TVA | TVA_Transmission | TVA | 2035 | B5 | 200 | 0 | 99999 | 900 | 1871.57 |  | 0 |  | 0 | 0 |  | 0 | 0
TVA_Transmission_2_TVA | TVA_Transmission | TVA | 2035 | B6 | 300 | 0 | 99999 | 0 | 238.59 |  | 0 |  | 0 | 0 |  | 0 | 0
TVA_Transmission_2_TVA | TVA_Transmission | TVA | 2035 | B7 | 400 | 0 | 99999 | 0 | 0 |  | 0 |  | 0 | 0 |  | 0 | 0
TVA_Transmission_2_TVA | TVA_Transmission | TVA | 2035 | B8 | 500 | 0 | 99999 | 0 | 1650.72 |  | 0 |  | 0 | 0 |  | 0 | 0
TVA_Transmission_2_TVA | TVA_Transmission | TVA | 2035 | B9 | 800 | 0 | 99999 | 0 | 3759.14 |  | 0 |  | 0 | 0 |  | 0 | 0
TVA_Transmission_2_TVA | TVA_Transmission | TVA | 2035 | B10 | 1262 | 0 | 99999 | 2244.06 | 2129.64 |  | 0 |  | 0 | 0 |  | 0 | 0
TVA_Transmission_2_TVA | TVA_Transmission | TVA | 2035 | B11 | 25 | 0 | 99999 | 1395.79 | 3625.82 |  | 0 |  | 0 | 0 |  | 0 | 0
TVA_Transmission_2_TVA | TVA_Transmission | TVA | 2035 | B12 | 200 | 0 | 99999 | 0 | 3325.28 |  | 0 |  | 0 | 0 |  | 0 | 0
TVA_Transmission_2_TVA | TVA_Transmission | TVA | 2035 | B13 | 600 | 0 | 99999 | 1737.37 | 1960.33 |  | 0 |  | 0 | 0 |  | 0 | 0
TVA_Transmission_2_TVA | TVA_Transmission | TVA | 2035 | B14 | 900 | 0 | 99999 | 4000 | 4000 |  | 0 |  | 0 | 0 |  | 0 | 0
TVA_Transmission_2_TVA | TVA_Transmission | TVA | 2035 | B15 | 1203 | 0 | 99999 | 4000 | 4000 |  | 0 |  | 0 | 0 |  | 0 | 0
TVA_Transmission_2_TVA | TVA_Transmission | TVA | 2035 | B16 | 25 | 0 | 99999 | 3156.64 | 4000 |  | 0 |  | 0 | 0 |  | 0 | 0
TVA_Transmission_2_TVA | TVA_Transmission | TVA | 2035 | B17 | 100 | 0 | 99999 | 901.36 | 4000 |  | 0 |  | 0 | 0 |  | 0 | 0
TVA_Transmission_2_TVA | TVA_Transmission | TVA | 2035 | B18 | 400 | 0 | 99999 | 116.09 | 2686.7 |  | 0 |  | 0 | 0 |  | 0 | 0
TVA_Transmission_2_TVA | TVA_Transmission | TVA | 2035 | B19 | 700 | 0 | 99999 | 3643.05 | 3388.6 |  | 0 |  | 0 | 0 |  | 0 | 0
TVA_Transmission_2_TVA | TVA_Transmission | TVA | 2035 | B20 | 935 | 0 | 99999 | 4000 | 4000 |  | 0 |  | 0 | 0 |  | 0 | 0
TVA_Transmission_2_TVA | TVA_Transmission | TVA | 2040 | B1 | 10 | 0 | 99999 | 5053.19 | 6011.38 |  | 0 |  | 0 | 0 |  | 0 | 0
TVA_Transmission_2_TVA | TVA_Transmission | TVA | 2040 | B2 | 25 | 0 | 99999 | 4856.97 | 5314.76 |  | 0 |  | 0 | 0 |  | 0 | 0
TVA_Transmission_2_TVA | TVA_Transmission | TVA | 2040 | B3 | 75 | 0 | 99999 | 2983.72 | 3946.72 |  | 0 |  | 0 | 0 |  | 0 | 0
TVA_Transmission_2_TVA | TVA_Transmission | TVA | 2040 | B4 | 100 | 0 | 99999 | 2200.52 | 3314.6 |  | 0 |  | 0 | 0 |  | 0 | 0
TVA_Transmission_2_TVA | TVA_Transmission | TVA | 2040 | B5 | 200 | 0 | 99999 | 752.36 | 1865.3 |  | 0 |  | 0 | 0 |  | 0 | 0
TVA_Transmission_2_TVA | TVA_Transmission | TVA | 2040 | B6 | 300 | 0 | 99999 | 192.45 | 0 |  | 0 |  | 0 | 0 |  | 0 | 0
TVA_Transmission_2_TVA | TVA_Transmission | TVA | 2040 | B7 | 400 | 0 | 99999 | 0 | 0 |  | 0 |  | 0 | 0 |  | 0 | 0
TVA_Transmission_2_TVA | TVA_Transmission | TVA | 2040 | B8 | 500 | 0 | 99999 | 511.72 | 186.19 |  | 0 |  | 0 | 0 |  | 0 | 0
TVA_Transmission_2_TVA | TVA_Transmission | TVA | 2040 | B9 | 800 | 0 | 99999 | 667.13 | 2355 |  | 0 |  | 0 | 0 |  | 0 | 0
TVA_Transmission_2_TVA | TVA_Transmission | TVA | 2040 | B10 | 1262 | 0 | 99999 | 1681.52 | 4000 |  | 0 |  | 0 | 0 |  | 0 | 0
TVA_Transmission_2_TVA | TVA_Transmission | TVA | 2040 | B11 | 25 | 0 | 99999 | 1475.19 | 2688.22 |  | 0 |  | 0 | 0 |  | 0 | 0
TVA_Transmission_2_TVA | TVA_Transmission | TVA | 2040 | B12 | 200 | 0 | 99999 | 770.1 | 2868.97 |  | 0 |  | 0 | 0 |  | 0 | 0
TVA_Transmission_2_TVA | TVA_Transmission | TVA | 2040 | B13 | 600 | 0 | 99999 | 616.06 | 1538.81 |  | 0 |  | 0 | 0 |  | 0 | 0
TVA_Transmission_2_TVA | TVA_Transmission | TVA | 2040 | B14 | 900 | 0 | 99999 | 2484.9 | 4000 |  | 0 |  | 0 | 0 |  | 0 | 0
TVA_Transmission_2_TVA | TVA_Transmission | TVA | 2040 | B15 | 1203 | 0 | 99999 | 4555.78 | 6100 |  | 0 |  | 0 | 0 |  | 0 | 0
TVA_Transmission_2_TVA | TVA_Transmission | TVA | 2040 | B16 | 25 | 0 | 99999 | 2352.29 | 4000 |  | 0 |  | 0 | 0 |  | 0 | 0
TVA_Transmission_2_TVA | TVA_Transmission | TVA | 2040 | B17 | 100 | 0 | 99999 | 1398.78 | 2364.83 |  | 0 |  | 0 | 0 |  | 0 | 0
TVA_Transmission_2_TVA | TVA_Transmission | TVA | 2040 | B18 | 400 | 0 | 99999 | 8.98 | 39.11 |  | 0 |  | 0 | 0 |  | 0 | 0
TVA_Transmission_2_TVA | TVA_Transmission | TVA | 2040 | B19 | 700 | 0 | 99999 | 1120.82 | 931.83 |  | 0 |  | 0 | 0 |  | 0 | 0
TVA_Transmission_2_TVA | TVA_Transmission | TVA | 2040 | B20 | 935 | 0 | 99999 | 4000 | 4000 |  | 0 |  | 0 | 0 |  | 0 | 0
TVA_Transmission_2_TVA | TVA_Transmission | TVA | 2045 | B1 | 10 | 0 | 99999 | 4864.78 | 6536.88 |  | 0 |  | 0 | 0 |  | 0 | 0
TVA_Transmission_2_TVA | TVA_Transmission | TVA | 2045 | B2 | 25 | 0 | 99999 | 4686.31 | 5852.53 |  | 0 |  | 0 | 0 |  | 0 | 0
TVA_Transmission_2_TVA | TVA_Transmission | TVA | 2045 | B3 | 75 | 0 | 99999 | 2697.89 | 4497.95 |  | 0 |  | 0 | 0 |  | 0 | 0
TVA_Transmission_2_TVA | TVA_Transmission | TVA | 2045 | B4 | 100 | 0 | 99999 | 2080.78 | 3658.4 |  | 0 |  | 0 | 0 |  | 0 | 0
TVA_Transmission_2_TVA | TVA_Transmission | TVA | 2045 | B5 | 200 | 0 | 99999 | 669.55 | 2246.05 |  | 0 |  | 0 | 0 |  | 0 | 0
TVA_Transmission_2_TVA | TVA_Transmission | TVA | 2045 | B6 | 300 | 0 | 99999 | 677.99 | 247.77 |  | 0 |  | 0 | 0 |  | 0 | 0
TVA_Transmission_2_TVA | TVA_Transmission | TVA | 2045 | B7 | 400 | 0 | 99999 | 0 | 0 |  | 0 |  | 0 | 0 |  | 0 | 0
TVA_Transmission_2_TVA | TVA_Transmission | TVA | 2045 | B8 | 500 | 0 | 99999 | 442.42 | 861.11 |  | 0 |  | 0 | 0 |  | 0 | 0
TVA_Transmission_2_TVA | TVA_Transmission | TVA | 2045 | B9 | 800 | 0 | 99999 | 1250.79 | 1081.19 |  | 0 |  | 0 | 0 |  | 0 | 0
TVA_Transmission_2_TVA | TVA_Transmission | TVA | 2045 | B10 | 1262 | 0 | 99999 | 343.98 | 3638.69 |  | 0 |  | 0 | 0 |  | 0 | 0
TVA_Transmission_2_TVA | TVA_Transmission | TVA | 2045 | B11 | 25 | 0 | 99999 | 838.44 | 3065.47 |  | 0 |  | 0 | 0 |  | 0 | 0
TVA_Transmission_2_TVA | TVA_Transmission | TVA | 2045 | B12 | 200 | 0 | 99999 | 0 | 1285.04 |  | 0 |  | 0 | 0 |  | 0 | 0
TVA_Transmission_2_TVA | TVA_Transmission | TVA | 2045 | B13 | 600 | 0 | 99999 | 0 | 876.33 |  | 0 |  | 0 | 0 |  | 0 | 0
TVA_Transmission_2_TVA | TVA_Transmission | TVA | 2045 | B14 | 900 | 0 | 99999 | 2029.12 | 4000 |  | 0 |  | 0 | 0 |  | 0 | 0
TVA_Transmission_2_TVA | TVA_Transmission | TVA | 2045 | B15 | 1203 | 0 | 99999 | 3461.05 | 5277.42 |  | 0 |  | 0 | 0 |  | 0 | 0
TVA_Transmission_2_TVA | TVA_Transmission | TVA | 2045 | B16 | 25 | 0 | 99999 | 2849.27 | 3997.93 |  | 0 |  | 0 | 0 |  | 0 | 0
TVA_Transmission_2_TVA | TVA_Transmission | TVA | 2045 | B17 | 100 | 0 | 99999 | 224.85 | 1526.89 |  | 0 |  | 0 | 0 |  | 0 | 0
TVA_Transmission_2_TVA | TVA_Transmission | TVA | 2045 | B18 | 400 | 0 | 99999 | 344.76 | 0 |  | 0 |  | 0 | 0 |  | 0 | 0
TVA_Transmission_2_TVA | TVA_Transmission | TVA | 2045 | B19 | 700 | 0 | 99999 | 1271.53 | 0 |  | 0 |  | 0 | 0 |  | 0 | 0
TVA_Transmission_2_TVA | TVA_Transmission | TVA | 2045 | B20 | 935 | 0 | 99999 | 4000 | 3997.27 |  | 0 |  | 0 | 0 |  | 0 | 0
TVA_Transmission_2_TVA | TVA_Transmission | TVA | 2050 | B1 | 10 | 0 | 99999 | 5657.13 | 4841.57 |  | 0 |  | 0 | 0 |  | 0 | 0
TVA_Transmission_2_TVA | TVA_Transmission | TVA | 2050 | B2 | 25 | 0 | 99999 | 5145.96 | 4180.02 |  | 0 |  | 0 | 0 |  | 0 | 0
TVA_Transmission_2_TVA | TVA_Transmission | TVA | 2050 | B3 | 75 | 0 | 99999 | 3691.48 | 2880.73 |  | 0 |  | 0 | 0 |  | 0 | 0
TVA_Transmission_2_TVA | TVA_Transmission | TVA | 2050 | B4 | 100 | 0 | 99999 | 3090.05 | 1780.39 |  | 0 |  | 0 | 0 |  | 0 | 0
TVA_Transmission_2_TVA | TVA_Transmission | TVA | 2050 | B5 | 200 | 0 | 99999 | 1714.82 | 404.03 |  | 0 |  | 0 | 0 |  | 0 | 0
TVA_Transmission_2_TVA | TVA_Transmission | TVA | 2050 | B6 | 300 | 0 | 99999 | 0 | 199.66 |  | 0 |  | 0 | 0 |  | 0 | 0
TVA_Transmission_2_TVA | TVA_Transmission | TVA | 2050 | B7 | 400 | 0 | 99999 | 0 | 0 |  | 0 |  | 0 | 0 |  | 0 | 0
TVA_Transmission_2_TVA | TVA_Transmission | TVA | 2050 | B8 | 500 | 0 | 99999 | 0 | 0 |  | 0 |  | 0 | 0 |  | 0 | 0
TVA_Transmission_2_TVA | TVA_Transmission | TVA | 2050 | B9 | 800 | 0 | 99999 | 2042.25 | 0 |  | 0 |  | 0 | 0 |  | 0 | 0
TVA_Transmission_2_TVA | TVA_Transmission | TVA | 2050 | B10 | 1262 | 0 | 99999 | 3306.9 | 1522.46 |  | 0 |  | 0 | 0 |  | 0 | 0
TVA_Transmission_2_TVA | TVA_Transmission | TVA | 2050 | B11 | 25 | 0 | 99999 | 608.96 | 1585.22 |  | 0 |  | 0 | 0 |  | 0 | 0
TVA_Transmission_2_TVA | TVA_Transmission | TVA | 2050 | B12 | 200 | 0 | 99999 | 0 | 0 |  | 0 |  | 0 | 0 |  | 0 | 0
TVA_Transmission_2_TVA | TVA_Transmission | TVA | 2050 | B13 | 600 | 0 | 99999 | 167.22 | 0 |  | 0 |  | 0 | 0 |  | 0 | 0
TVA_Transmission_2_TVA | TVA_Transmission | TVA | 2050 | B14 | 900 | 0 | 99999 | 2095.47 | 4000 |  | 0 |  | 0 | 0 |  | 0 | 0
TVA_Transmission_2_TVA | TVA_Transmission | TVA | 2050 | B15 | 1203 | 0 | 99999 | 5681.21 | 4000 |  | 0 |  | 0 | 0 |  | 0 | 0
TVA_Transmission_2_TVA | TVA_Transmission | TVA | 2050 | B16 | 25 | 0 | 99999 | 2400 | 2408.1 |  | 0 |  | 0 | 0 |  | 0 | 0
TVA_Transmission_2_TVA | TVA_Transmission | TVA | 2050 | B17 | 100 | 0 | 99999 | 0 | 0 |  | 0 |  | 0 | 0 |  | 0 | 0
TVA_Transmission_2_TVA | TVA_Transmission | TVA | 2050 | B18 | 400 | 0 | 99999 | 626.34 | 0 |  | 0 |  | 0 | 0 |  | 0 | 0
TVA_Transmission_2_TVA | TVA_Transmission | TVA | 2050 | B19 | 700 | 0 | 99999 | 1867.48 | 0 |  | 0 |  | 0 | 0 |  | 0 | 0
TVA_Transmission_2_TVA | TVA_Transmission | TVA | 2050 | B20 | 935 | 0 | 99999 | 5777.19 | 2390.54 |  | 0 |  | 0 | 0 |  | 0 | 0
TVA_Transmission_2_VACAR | TVA_Transmission | VACAR | 2015 | B1 | 10 | 0 | 900 | 0 | 0 |  | 0 |  | 0 | 0 |  | 0 | 0
TVA_Transmission_2_VACAR | TVA_Transmission | VACAR | 2015 | B2 | 25 | 0 | 900 | 0 | 0 |  | 0 |  | 0 | 0 |  | 0 | 0
TVA_Transmission_2_VACAR | TVA_Transmission | VACAR | 2015 | B3 | 75 | 0 | 900 | 0 | 0 |  | 0 |  | 0 | 0 |  | 0 | 0
TVA_Transmission_2_VACAR | TVA_Transmission | VACAR | 2015 | B4 | 100 | 0 | 900 | 0 | 0 |  | 0 |  | 0 | 0 |  | 0 | 0
TVA_Transmission_2_VACAR | TVA_Transmission | VACAR | 2015 | B5 | 200 | 0 | 900 | 0 | 0 |  | 0 |  | 0 | 0 |  | 0 | 0
TVA_Transmission_2_VACAR | TVA_Transmission | VACAR | 2015 | B6 | 300 | 0 | 900 | 0 | 0 |  | 0 |  | 0 | 0 |  | 0 | 0
TVA_Transmission_2_VACAR | TVA_Transmission | VACAR | 2015 | B7 | 400 | 0 | 900 | 0 | 0 |  | 0 |  | 0 | 0 |  | 0 | 0
TVA_Transmission_2_VACAR | TVA_Transmission | VACAR | 2015 | B8 | 500 | 0 | 900 | 0 | 0 |  | 0 |  | 0 | 0 |  | 0 | 0
TVA_Transmission_2_VACAR | TVA_Transmission | VACAR | 2015 | B9 | 800 | 0 | 900 | 0 | 0 |  | 0 |  | 0 | 0 |  | 0 | 0
TVA_Transmission_2_VACAR | TVA_Transmission | VACAR | 2015 | B10 | 1262 | 0 | 900 | 0 | 0 |  | 0 |  | 0 | 0 |  | 0 | 0
TVA_Transmission_2_VACAR | TVA_Transmission | VACAR | 2015 | B11 | 25 | 0 | 900 | 0 | 0 |  | 0 |  | 0 | 0 |  | 0 | 0
TVA_Transmission_2_VACAR | TVA_Transmission | VACAR | 2015 | B12 | 200 | 0 | 900 | 0 | 0 |  | 0 |  | 0 | 0 |  | 0 | 0
TVA_Transmission_2_VACAR | TVA_Transmission | VACAR | 2015 | B13 | 600 | 0 | 900 | 0 | 0 |  | 0 |  | 0 | 0 |  | 0 | 0
TVA_Transmission_2_VACAR | TVA_Transmission | VACAR | 2015 | B14 | 900 | 0 | 900 | 0 | 0 |  | 0 |  | 0 | 0 |  | 0 | 0
TVA_Transmission_2_VACAR | TVA_Transmission | VACAR | 2015 | B15 | 1203 | 0 | 900 | 0 | 0 |  | 0 |  | 0 | 0 |  | 0 | 0
TVA_Transmission_2_VACAR | TVA_Transmission | VACAR | 2015 | B16 | 25 | 0 | 900 | 646.34 | 0 |  | 0 |  | 0 | 0 |  | 0 | 0
TVA_Transmission_2_VACAR | TVA_Transmission | VACAR | 2015 | B17 | 100 | 0 | 900 | 0 | 0 |  | 0 |  | 0 | 0 |  | 0 | 0
TVA_Transmission_2_VACAR | TVA_Transmission | VACAR | 2015 | B18 | 400 | 0 | 900 | 0 | 0 |  | 0 |  | 0 | 0 |  | 0 | 0
TVA_Transmission_2_VACAR | TVA_Transmission | VACAR | 2015 | B19 | 700 | 0 | 900 | 0 | 0 |  | 0 |  | 0 | 0 |  | 0 | 0
TVA_Transmission_2_VACAR | TVA_Transmission | VACAR | 2015 | B20 | 935 | 0 | 900 | 0 | 0 |  | 0 |  | 0 | 0 |  | 0 | 0
TVA_Transmission_2_VACAR | TVA_Transmission | VACAR | 2020 | B1 | 10 | 0 | 900 | 900 | 0 |  | 0 |  | 5.9943 | 0 |  | 0.11204 | 2.2984
TVA_Transmission_2_VACAR | TVA_Transmission | VACAR | 2020 | B2 | 25 | 0 | 900 | 394.41 | 0 |  | 0 |  | 0 | 0 |  | 0 | 2.2984
TVA_Transmission_2_VACAR | TVA_Transmission | VACAR | 2020 | B3 | 75 | 0 | 900 | 0 | 0 |  | 0 |  | 0 | 0 |  | 0 | 2.2984
TVA_Transmission_2_VACAR | TVA_Transmission | VACAR | 2020 | B4 | 100 | 0 | 900 | 0 | 0 |  | 0 |  | 0 | 0 |  | 0 | 2.2984
TVA_Transmission_2_VACAR | TVA_Transmission | VACAR | 2020 | B5 | 200 | 0 | 900 | 0 | 0 |  | 0 |  | 0 | 0 |  | 0 | 2.2984
TVA_Transmission_2_VACAR | TVA_Transmission | VACAR | 2020 | B6 | 300 | 0 | 900 | 113.45 | 0 |  | 0 |  | 0 | 0 |  | 0 | 2.2984
TVA_Transmission_2_VACAR | TVA_Transmission | VACAR | 2020 | B7 | 400 | 0 | 900 | 900 | 0 |  | 0 |  | 1.3532 | 0 |  | 1.0117 | 2.2984
TVA_Transmission_2_VACAR | TVA_Transmission | VACAR | 2020 | B8 | 500 | 0 | 900 | 0 | 0 |  | 0 |  | 0 | 0 |  | 0 | 2.2984
TVA_Transmission_2_VACAR | TVA_Transmission | VACAR | 2020 | B9 | 800 | 0 | 900 | 0 | 0 |  | 0 |  | 0 | 0 |  | 0 | 2.2984
TVA_Transmission_2_VACAR | TVA_Transmission | VACAR | 2020 | B10 | 1262 | 0 | 900 | 0 | 0 |  | 0 |  | 0 | 0 |  | 0 | 2.2984
TVA_Transmission_2_VACAR | TVA_Transmission | VACAR | 2020 | B11 | 25 | 0 | 900 | 0 | 0 |  | 0 |  | 0 | 0 |  | 0 | 2.2984
TVA_Transmission_2_VACAR | TVA_Transmission | VACAR | 2020 | B12 | 200 | 0 | 900 | 0 | 0 |  | 0 |  | 0 | 0 |  | 0 | 2.2984
TVA_Transmission_2_VACAR | TVA_Transmission | VACAR | 2020 | B13 | 600 | 0 | 900 | 0 | 0 |  | 0 |  | 0 | 0 |  | 0 | 2.2984
TVA_Transmission_2_VACAR | TVA_Transmission | VACAR | 2020 | B14 | 900 | 0 | 900 | 0 | 0 |  | 0 |  | 0 | 0 |  | 0 | 2.2984
TVA_Transmission_2_VACAR | TVA_Transmission | VACAR | 2020 | B15 | 1203 | 0 | 900 | 0 | 0 |  | 0 |  | 0 | 0 |  | 0 | 2.2984
TVA_Transmission_2_VACAR | TVA_Transmission | VACAR | 2020 | B16 | 25 | 0 | 900 | 900 | 0 |  | 0 |  | 6.5404 | 0 |  | 0.30562 | 2.2984
TVA_Transmission_2_VACAR | TVA_Transmission | VACAR | 2020 | B17 | 100 | 0 | 900 | 900 | 900 |  | 0 |  | 8.7482 | 0.1187 |  | 1.6352 | 2.2984
TVA_Transmission_2_VACAR | TVA_Transmission | VACAR | 2020 | B18 | 400 | 0 | 900 | 0 | 0 |  | 0 |  | 0 | 0 |  | 0 | 2.2984
TVA_Transmission_2_VACAR | TVA_Transmission | VACAR | 2020 | B19 | 700 | 0 | 900 | 0 | 0 |  | 0 |  | 0 | 0 |  | 0 | 2.2984
TVA_Transmission_2_VACAR | TVA_Transmission | VACAR | 2020 | B20 | 935 | 0 | 900 | 0 | 0 |  | 0 |  | 0 | 0 |  | 0 | 2.2984
TVA_Transmission_2_VACAR | TVA_Transmission | VACAR | 2025 | B1 | 10 | 0 | 900 | 900 | 0 |  | 0 |  | 0.01187 | 0 |  | 0.00032972 | 2.3291
TVA_Transmission_2_VACAR | TVA_Transmission | VACAR | 2025 | B2 | 25 | 0 | 900 | 900 | 0 |  | 0 |  | 5.9943 | 0 |  | 0.41627 | 2.3291
TVA_Transmission_2_VACAR | TVA_Transmission | VACAR | 2025 | B3 | 75 | 0 | 900 | 0 | 0 |  | 0 |  | 0 | 0 |  | 0 | 2.3291
TVA_Transmission_2_VACAR | TVA_Transmission | VACAR | 2025 | B4 | 100 | 0 | 900 | 0 | 0 |  | 0 |  | 0 | 0 |  | 0 | 2.3291
TVA_Transmission_2_VACAR | TVA_Transmission | VACAR | 2025 | B5 | 200 | 0 | 900 | 0 | 0 |  | 0 |  | 0 | 0 |  | 0 | 2.3291
TVA_Transmission_2_VACAR | TVA_Transmission | VACAR | 2025 | B6 | 300 | 0 | 900 | 0 | 0 |  | 0 |  | 0 | 0 |  | 0 | 2.3291
TVA_Transmission_2_VACAR | TVA_Transmission | VACAR | 2025 | B7 | 400 | 0 | 900 | 0 | 0 |  | 0 |  | 0 | 0 |  | 0 | 2.3291
TVA_Transmission_2_VACAR | TVA_Transmission | VACAR | 2025 | B8 | 500 | 0 | 900 | 0 | 0 |  | 0 |  | 0 | 0 |  | 0 | 2.3291
TVA_Transmission_2_VACAR | TVA_Transmission | VACAR | 2025 | B9 | 800 | 0 | 900 | 0 | 0 |  | 0 |  | 0 | 0 |  | 0 | 2.3291
TVA_Transmission_2_VACAR | TVA_Transmission | VACAR | 2025 | B10 | 1262 | 0 | 900 | 0 | 0 |  | 0 |  | 0 | 0 |  | 0 | 2.3291
TVA_Transmission_2_VACAR | TVA_Transmission | VACAR | 2025 | B11 | 25 | 0 | 900 | 0 | 0 |  | 0 |  | 0 | 0 |  | 0 | 2.3291
TVA_Transmission_2_VACAR | TVA_Transmission | VACAR | 2025 | B12 | 200 | 0 | 900 | 900 | 0 |  | 0 |  | 0.02374 | 0 |  | 0.013189 | 2.3291
TVA_Transmission_2_VACAR | TVA_Transmission | VACAR | 2025 | B13 | 600 | 0 | 900 | 0 | 0 |  | 0 |  | 0 | 0 |  | 0 | 2.3291
TVA_Transmission_2_VACAR | TVA_Transmission | VACAR | 2025 | B14 | 900 | 0 | 900 | 0 | 0 |  | 0 |  | 0 | 0 |  | 0 | 2.3291
TVA_Transmission_2_VACAR | TVA_Transmission | VACAR | 2025 | B15 | 1203 | 0 | 900 | 0 | 0 |  | 0 |  | 0 | 0 |  | 0 | 2.3291
TVA_Transmission_2_VACAR | TVA_Transmission | VACAR | 2025 | B16 | 25 | 0 | 900 | 900 | 0 |  | 0 |  | 9.9945 | 0 |  | 0.69407 | 2.3291
TVA_Transmission_2_VACAR | TVA_Transmission | VACAR | 2025 | B17 | 100 | 0 | 900 | 900 | 0 |  | 0 |  | 7.1339 | 0 |  | 1.9816 | 2.3291
TVA_Transmission_2_VACAR | TVA_Transmission | VACAR | 2025 | B18 | 400 | 0 | 900 | 0 | 0 |  | 0 |  | 0 | 0 |  | 0 | 2.3291
TVA_Transmission_2_VACAR | TVA_Transmission | VACAR | 2025 | B19 | 700 | 0 | 900 | 0 | 0 |  | 0 |  | 0 | 0 |  | 0 | 2.3291
TVA_Transmission_2_VACAR | TVA_Transmission | VACAR | 2025 | B20 | 935 | 0 | 900 | 0 | 0 |  | 0 |  | 0 | 0 |  | 0 | 2.3291
TVA_Transmission_2_VACAR | TVA_Transmission | VACAR | 2030 | B1 | 10 | 0 | 900 | 900 | 0 |  | 0 |  | 0.01187 | 0 |  | 0.00050511 | 1.2723
TVA_Transmission_2_VACAR | TVA_Transmission | VACAR | 2030 | B2 | 25 | 0 | 900 | 900 | 0 |  | 0 |  | 6.0062 | 0 |  | 0.63896 | 1.2723
TVA_Transmission_2_VACAR | TVA_Transmission | VACAR | 2030 | B3 | 75 | 0 | 900 | 900 | 0 |  | 0 |  | 0.01187 | 0 |  | 0.0037883 | 1.2723
TVA_Transmission_2_VACAR | TVA_Transmission | VACAR | 2030 | B4 | 100 | 0 | 900 | 0 | 0 |  | 0 |  | 0 | 0 |  | 0 | 1.2723
TVA_Transmission_2_VACAR | TVA_Transmission | VACAR | 2030 | B5 | 200 | 0 | 900 | 0 | 0 |  | 0 |  | 0 | 0 |  | 0 | 1.2723
TVA_Transmission_2_VACAR | TVA_Transmission | VACAR | 2030 | B6 | 300 | 0 | 900 | 0 | 0 |  | 0 |  | 0 | 0 |  | 0 | 1.2723
TVA_Transmission_2_VACAR | TVA_Transmission | VACAR | 2030 | B7 | 400 | 0 | 900 | 0 | 0 |  | 0 |  | 0 | 0 |  | 0 | 1.2723
TVA_Transmission_2_VACAR | TVA_Transmission | VACAR | 2030 | B8 | 500 | 0 | 900 | 0 | 0 |  | 0 |  | 0 | 0 |  | 0 | 1.2723
TVA_Transmission_2_VACAR | TVA_Transmission | VACAR | 2030 | B9 | 800 | 0 | 900 | 0 | 0 |  | 0 |  | 0 | 0 |  | 0 | 1.2723
TVA_Transmission_2_VACAR | TVA_Transmission | VACAR | 2030 | B10 | 1262 | 0 | 900 | 0 | 0 |  | 0 |  | 0 | 0 |  | 0 | 1.2723
TVA_Transmission_2_VACAR | TVA_Transmission | VACAR | 2030 | B11 | 25 | 0 | 900 | 444.5 | 0 |  | 0 |  | 0 | 0 |  | 0 | 1.2723
TVA_Transmission_2_VACAR | TVA_Transmission | VACAR | 2030 | B12 | 200 | 0 | 900 | 78.14 | 0 |  | 0 |  | 0 | 0 |  | 0 | 1.2723
TVA_Transmission_2_VACAR | TVA_Transmission | VACAR | 2030 | B13 | 600 | 0 | 900 | 0 | 0 |  | 0 |  | 0 | 0 |  | 0 | 1.2723
TVA_Transmission_2_VACAR | TVA_Transmission | VACAR | 2030 | B14 | 900 | 0 | 900 | 0 | 0 |  | 0 |  | 0 | 0 |  | 0 | 1.2723
TVA_Transmission_2_VACAR | TVA_Transmission | VACAR | 2030 | B15 | 1203 | 0 | 900 | 0 | 0 |  | 0 |  | 0 | 0 |  | 0 | 1.2723
TVA_Transmission_2_VACAR | TVA_Transmission | VACAR | 2030 | B16 | 25 | 0 | 900 | 900 | 0 |  | 0 |  | 2.92 | 0 |  | 0.31064 | 1.2723
TVA_Transmission_2_VACAR | TVA_Transmission | VACAR | 2030 | B17 | 100 | 0 | 900 | 900 | 0 |  | 0 |  | 1.7449 | 0 |  | 0.74251 | 1.2723
TVA_Transmission_2_VACAR | TVA_Transmission | VACAR | 2030 | B18 | 400 | 0 | 900 | 0 | 0 |  | 0 |  | 0 | 0 |  | 0 | 1.2723
TVA_Transmission_2_VACAR | TVA_Transmission | VACAR | 2030 | B19 | 700 | 0 | 900 | 0 | 0 |  | 0 |  | 0 | 0 |  | 0 | 1.2723
TVA_Transmission_2_VACAR | TVA_Transmission | VACAR | 2030 | B20 | 935 | 0 | 900 | 0 | 0 |  | 0 |  | 0 | 0 |  | 0 | 1.2723
TVA_Transmission_2_VACAR | TVA_Transmission | VACAR | 2035 | B1 | 10 | 0 | 900 | 900 | 0 |  | 0 |  | 0.02374 | 0 |  | 0.0039567 | 3.7494
TVA_Transmission_2_VACAR | TVA_Transmission | VACAR | 2035 | B2 | 25 | 0 | 900 | 900 | 0 |  | 0 |  | 5.9943 | 0 |  | 2.4976 | 3.7494
TVA_Transmission_2_VACAR | TVA_Transmission | VACAR | 2035 | B3 | 75 | 0 | 900 | 0 | 0 |  | 0 |  | 0 | 0 |  | 0 | 3.7494
TVA_Transmission_2_VACAR | TVA_Transmission | VACAR | 2035 | B4 | 100 | 0 | 900 | 0 | 0 |  | 0 |  | 0 | 0 |  | 0 | 3.7494
TVA_Transmission_2_VACAR | TVA_Transmission | VACAR | 2035 | B5 | 200 | 0 | 900 | 0 | 0 |  | 0 |  | 0 | 0 |  | 0 | 3.7494
TVA_Transmission_2_VACAR | TVA_Transmission | VACAR | 2035 | B6 | 300 | 0 | 900 | 0 | 0 |  | 0 |  | 0 | 0 |  | 0 | 3.7494
TVA_Transmission_2_VACAR | TVA_Transmission | VACAR | 2035 | B7 | 400 | 0 | 900 | 0 | 0 |  | 0 |  | 0 | 0 |  | 0 | 3.7494
TVA_Transmission_2_VACAR | TVA_Transmission | VACAR | 2035 | B8 | 500 | 0 | 900 | 0 | 0 |  | 0 |  | 0 | 0 |  | 0 | 3.7494
TVA_Transmission_2_VACAR | TVA_Transmission | VACAR | 2035 | B9 | 800 | 0 | 900 | 0 | 0 |  | 0 |  | 0 | 0 |  | 0 | 3.7494
TVA_Transmission_2_VACAR | TVA_Transmission | VACAR | 2035 | B10 | 1262 | 0 | 900 | 0 | 0 |  | 0 |  | 0 | 0 |  | 0 | 3.7494
TVA_Transmission_2_VACAR | TVA_Transmission | VACAR | 2035 | B11 | 25 | 0 | 900 | 0 | 0 |  | 0 |  | 0 | 0 |  | 0 | 3.7494
TVA_Transmission_2_VACAR | TVA_Transmission | VACAR | 2035 | B12 | 200 | 0 | 900 | 0 | 0 |  | 0 |  | 0 | 0 |  | 0 | 3.7494
TVA_Transmission_2_VACAR | TVA_Transmission | VACAR | 2035 | B13 | 600 | 0 | 900 | 0 | 0 |  | 0 |  | 0 | 0 |  | 0 | 3.7494
TVA_Transmission_2_VACAR | TVA_Transmission | VACAR | 2035 | B14 | 900 | 0 | 900 | 0 | 0 |  | 0 |  | 0 | 0 |  | 0 | 3.7494
TVA_Transmission_2_VACAR | TVA_Transmission | VACAR | 2035 | B15 | 1203 | 0 | 900 | 0 | 0 |  | 0 |  | 0 | 0 |  | 0 | 3.7494
TVA_Transmission_2_VACAR | TVA_Transmission | VACAR | 2035 | B16 | 25 | 0 | 900 | 900 | 0 |  | 0 |  | 5.9943 | 0 |  | 2.4976 | 3.7494
TVA_Transmission_2_VACAR | TVA_Transmission | VACAR | 2035 | B17 | 100 | 0 | 900 | 0 | 0 |  | 0 |  | 0 | 0 |  | 0 | 3.7494
TVA_Transmission_2_VACAR | TVA_Transmission | VACAR | 2035 | B18 | 400 | 0 | 900 | 0 | 900 |  | 0 |  | 0 | 0.13057 |  | 0 | 3.7494
TVA_Transmission_2_VACAR | TVA_Transmission | VACAR | 2035 | B19 | 700 | 0 | 900 | 0 | 0 |  | 0 |  | 0 | 0 |  | 0 | 3.7494
TVA_Transmission_2_VACAR | TVA_Transmission | VACAR | 2035 | B20 | 935 | 0 | 900 | 0 | 0 |  | 0 |  | 0 | 0 |  | 0 | 3.7494
TVA_Transmission_2_VACAR | TVA_Transmission | VACAR | 2040 | B1 | 10 | 0 | 900 | 900 | 0 |  | 0 |  | 0.02374 | 0 |  | 0.0017585 | 6.942
TVA_Transmission_2_VACAR | TVA_Transmission | VACAR | 2040 | B2 | 25 | 0 | 900 | 900 | 0 |  | 0 |  | 9.9945 | 0 |  | 1.8508 | 6.942
TVA_Transmission_2_VACAR | TVA_Transmission | VACAR | 2040 | B3 | 75 | 0 | 900 | 900 | 0 |  | 0 |  | 9.9945 | 0 |  | 5.5525 | 6.942
TVA_Transmission_2_VACAR | TVA_Transmission | VACAR | 2040 | B4 | 100 | 0 | 900 | 0 | 0 |  | 0 |  | 0 | 0 |  | 0 | 6.942
TVA_Transmission_2_VACAR | TVA_Transmission | VACAR | 2040 | B5 | 200 | 0 | 900 | 0 | 0 |  | 0 |  | 0 | 0 |  | 0 | 6.942
TVA_Transmission_2_VACAR | TVA_Transmission | VACAR | 2040 | B6 | 300 | 0 | 900 | 0 | 0 |  | 0 |  | 0 | 0 |  | 0 | 6.942
TVA_Transmission_2_VACAR | TVA_Transmission | VACAR | 2040 | B7 | 400 | 0 | 900 | 0 | 0 |  | 0 |  | 0 | 0 |  | 0 | 6.942
TVA_Transmission_2_VACAR | TVA_Transmission | VACAR | 2040 | B8 | 500 | 0 | 900 | 0 | 0 |  | 0 |  | 0 | 0 |  | 0 | 6.942
TVA_Transmission_2_VACAR | TVA_Transmission | VACAR | 2040 | B9 | 800 | 0 | 900 | 0 | 0 |  | 0 |  | 0 | 0 |  | 0 | 6.942
TVA_Transmission_2_VACAR | TVA_Transmission | VACAR | 2040 | B10 | 1262 | 0 | 900 | 0 | 0 |  | 0 |  | 0 | 0 |  | 0 | 6.942
TVA_Transmission_2_VACAR | TVA_Transmission | VACAR | 2040 | B11 | 25 | 0 | 900 | 0 | 0 |  | 0 |  | 0 | 0 |  | 0 | 6.942
TVA_Transmission_2_VACAR | TVA_Transmission | VACAR | 2040 | B12 | 200 | 0 | 900 | 399.11 | 0 |  | 0 |  | 0 | 0 |  | 0 | 6.942
TVA_Transmission_2_VACAR | TVA_Transmission | VACAR | 2040 | B13 | 600 | 0 | 900 | 0 | 0 |  | 0 |  | 0 | 0 |  | 0 | 6.942
TVA_Transmission_2_VACAR | TVA_Transmission | VACAR | 2040 | B14 | 900 | 0 | 900 | 0 | 0 |  | 0 |  | 0 | 0 |  | 0 | 6.942
TVA_Transmission_2_VACAR | TVA_Transmission | VACAR | 2040 | B15 | 1203 | 0 | 900 | 0 | 0 |  | 0 |  | 0 | 0 |  | 0 | 6.942
TVA_Transmission_2_VACAR | TVA_Transmission | VACAR | 2040 | B16 | 25 | 0 | 900 | 900 | 0 |  | 0 |  | 9.9945 | 0 |  | 1.8508 | 6.942
TVA_Transmission_2_VACAR | TVA_Transmission | VACAR | 2040 | B17 | 100 | 0 | 900 | 0 | 900 |  | 0 |  | 0 | 0.20179 |  | 0 | 6.942
TVA_Transmission_2_VACAR | TVA_Transmission | VACAR | 2040 | B18 | 400 | 0 | 900 | 0 | 0 |  | 0 |  | 0 | 0 |  | 0 | 6.942
TVA_Transmission_2_VACAR | TVA_Transmission | VACAR | 2040 | B19 | 700 | 0 | 900 | 0 | 0 |  | 0 |  | 0 | 0 |  | 0 | 6.942
TVA_Transmission_2_VACAR | TVA_Transmission | VACAR | 2040 | B20 | 935 | 0 | 900 | 0 | 0 |  | 0 |  | 0 | 0 |  | 0 | 6.942
TVA_Transmission_2_VACAR | TVA_Transmission | VACAR | 2045 | B1 | 10 | 0 | 900 | 900 | 0 |  | 0 |  | 0.02374 | 0 |  | 0.0039567 | 3.6196
TVA_Transmission_2_VACAR | TVA_Transmission | VACAR | 2045 | B2 | 25 | 0 | 900 | 900 | 0 |  | 0 |  | 9.9945 | 0 |  | 4.1644 | 3.6196
TVA_Transmission_2_VACAR | TVA_Transmission | VACAR | 2045 | B3 | 75 | 0 | 900 | 139.51 | 0 |  | 0 |  | 0 | 0 |  | 0 | 3.6196
TVA_Transmission_2_VACAR | TVA_Transmission | VACAR | 2045 | B4 | 100 | 0 | 900 | 0 | 0 |  | 0 |  | 0 | 0 |  | 0 | 3.6196
TVA_Transmission_2_VACAR | TVA_Transmission | VACAR | 2045 | B5 | 200 | 0 | 900 | 0 | 0 |  | 0 |  | 0 | 0 |  | 0 | 3.6196
TVA_Transmission_2_VACAR | TVA_Transmission | VACAR | 2045 | B6 | 300 | 0 | 900 | 0 | 0 |  | 0 |  | 0 | 0 |  | 0 | 3.6196
TVA_Transmission_2_VACAR | TVA_Transmission | VACAR | 2045 | B7 | 400 | 0 | 900 | 0 | 0 |  | 0 |  | 0 | 0 |  | 0 | 3.6196
TVA_Transmission_2_VACAR | TVA_Transmission | VACAR | 2045 | B8 | 500 | 0 | 900 | 0 | 0 |  | 0 |  | 0 | 0 |  | 0 | 3.6196
TVA_Transmission_2_VACAR | TVA_Transmission | VACAR | 2045 | B9 | 800 | 0 | 900 | 0 | 0 |  | 0 |  | 0 | 0 |  | 0 | 3.6196
TVA_Transmission_2_VACAR | TVA_Transmission | VACAR | 2045 | B10 | 1262 | 0 | 900 | 0 | 0 |  | 0 |  | 0 | 0 |  | 0 | 3.6196
TVA_Transmission_2_VACAR | TVA_Transmission | VACAR | 2045 | B11 | 25 | 0 | 900 | 0 | 0 |  | 0 |  | 0 | 0 |  | 0 | 3.6196
TVA_Transmission_2_VACAR | TVA_Transmission | VACAR | 2045 | B12 | 200 | 0 | 900 | 0 | 0 |  | 0 |  | 0 | 0 |  | 0 | 3.6196
TVA_Transmission_2_VACAR | TVA_Transmission | VACAR | 2045 | B13 | 600 | 0 | 900 | 0 | 0 |  | 0 |  | 0 | 0 |  | 0 | 3.6196
TVA_Transmission_2_VACAR | TVA_Transmission | VACAR | 2045 | B14 | 900 | 0 | 900 | 0 | 0 |  | 0 |  | 0 | 0 |  | 0 | 3.6196
TVA_Transmission_2_VACAR | TVA_Transmission | VACAR | 2045 | B15 | 1203 | 0 | 900 | 0 | 0 |  | 0 |  | 0 | 0 |  | 0 | 3.6196
TVA_Transmission_2_VACAR | TVA_Transmission | VACAR | 2045 | B16 | 25 | 0 | 900 | 900 | 2.07 |  | 0 |  | 1.5787 | 0 |  | 0.6578 | 3.6196
TVA_Transmission_2_VACAR | TVA_Transmission | VACAR | 2045 | B17 | 100 | 0 | 900 | 303.71 | 56.81 |  | 0 |  | 0 | 0 |  | 0 | 3.6196
TVA_Transmission_2_VACAR | TVA_Transmission | VACAR | 2045 | B18 | 400 | 0 | 900 | 0 | 0 |  | 0 |  | 0 | 0 |  | 0 | 3.6196
TVA_Transmission_2_VACAR | TVA_Transmission | VACAR | 2045 | B19 | 700 | 0 | 900 | 0 | 0 |  | 0 |  | 0 | 0 |  | 0 | 3.6196
TVA_Transmission_2_VACAR | TVA_Transmission | VACAR | 2045 | B20 | 935 | 0 | 900 | 0 | 0 |  | 0 |  | 0 | 0 |  | 0 | 3.6196
TVA_Transmission_2_VACAR | TVA_Transmission | VACAR | 2050 | B1 | 10 | 0 | 900 | 642.79 | 0 |  | 0 |  | 0 | 0 |  | 0 | 0.013354
TVA_Transmission_2_VACAR | TVA_Transmission | VACAR | 2050 | B2 | 25 | 0 | 900 | 900 | 0 |  | 0 |  | 0.02374 | 0 |  | 0.01187 | 0.013354
TVA_Transmission_2_VACAR | TVA_Transmission | VACAR | 2050 | B3 | 75 | 0 | 900 | 414.47 | 0 |  | 0 |  | 0 | 0 |  | 0 | 0.013354
TVA_Transmission_2_VACAR | TVA_Transmission | VACAR | 2050 | B4 | 100 | 0 | 900 | 0 | 0 |  | 0 |  | 0 | 0 |  | 0 | 0.013354
TVA_Transmission_2_VACAR | TVA_Transmission | VACAR | 2050 | B5 | 200 | 0 | 900 | 0 | 0 |  | 0 |  | 0 | 0 |  | 0 | 0.013354
TVA_Transmission_2_VACAR | TVA_Transmission | VACAR | 2050 | B6 | 300 | 0 | 900 | 0 | 0 |  | 0 |  | 0 | 0 |  | 0 | 0.013354
TVA_Transmission_2_VACAR | TVA_Transmission | VACAR | 2050 | B7 | 400 | 0 | 900 | 0 | 0 |  | 0 |  | 0 | 0 |  | 0 | 0.013354
TVA_Transmission_2_VACAR | TVA_Transmission | VACAR | 2050 | B8 | 500 | 0 | 900 | 0 | 0 |  | 0 |  | 0 | 0 |  | 0 | 0.013354
TVA_Transmission_2_VACAR | TVA_Transmission | VACAR | 2050 | B9 | 800 | 0 | 900 | 0 | 0 |  | 0 |  | 0 | 0 |  | 0 | 0.013354
TVA_Transmission_2_VACAR | TVA_Transmission | VACAR | 2050 | B10 | 1262 | 0 | 900 | 0 | 0 |  | 0 |  | 0 | 0 |  | 0 | 0.013354
TVA_Transmission_2_VACAR | TVA_Transmission | VACAR | 2050 | B11 | 25 | 0 | 900 | 0 | 0 |  | 0 |  | 0 | 0 |  | 0 | 0.013354
TVA_Transmission_2_VACAR | TVA_Transmission | VACAR | 2050 | B12 | 200 | 0 | 900 | 0 | 0 |  | 0 |  | 0 | 0 |  | 0 | 0.013354
TVA_Transmission_2_VACAR | TVA_Transmission | VACAR | 2050 | B13 | 600 | 0 | 900 | 0 | 0 |  | 0 |  | 0 | 0 |  | 0 | 0.013354
TVA_Transmission_2_VACAR | TVA_Transmission | VACAR | 2050 | B14 | 900 | 0 | 900 | 0 | 0 |  | 0 |  | 0 | 0 |  | 0 | 0.013354
TVA_Transmission_2_VACAR | TVA_Transmission | VACAR | 2050 | B15 | 1203 | 0 | 900 | 0 | 0 |  | 0 |  | 0 | 0 |  | 0 | 0.013354
TVA_Transmission_2_VACAR | TVA_Transmission | VACAR | 2050 | B16 | 25 | 25 | 900 | 900 | 900 |  | 691.9 |  | 0.01187 | 0.75968 |  | 0.005935 | 0.013354
TVA_Transmission_2_VACAR | TVA_Transmission | VACAR | 2050 | B17 | 100 | 0 | 900 | 0 | 0 |  | 0 |  | 0 | 0 |  | 0 | 0.013354
TVA_Transmission_2_VACAR | TVA_Transmission | VACAR | 2050 | B18 | 400 | 0 | 900 | 0 | 0 |  | 0 |  | 0 | 0 |  | 0 | 0.013354
TVA_Transmission_2_VACAR | TVA_Transmission | VACAR | 2050 | B19 | 700 | 0 | 900 | 0 | 0 |  | 0 |  | 0 | 0 |  | 0 | 0.013354
TVA_Transmission_2_VACAR | TVA_Transmission | VACAR | 2050 | B20 | 935 | 0 | 900 | 0 | 0 |  | 0 |  | 0 | 0 |  | 0 | 0.013354
VACAR_2_PJM_ROR | VACAR | PJM_ROR | 2015 | B1 | 10 | 0 | 2000 | 0 | 0 |  | 0 |  | 0 | 0 |  | 0 | 0
VACAR_2_PJM_ROR | VACAR | PJM_ROR | 2015 | B2 | 25 | 0 | 2000 | 0 | 0 |  | 0 |  | 0 | 0 |  | 0 | 0
VACAR_2_PJM_ROR | VACAR | PJM_ROR | 2015 | B3 | 75 | 0 | 2000 | 0 | 0 |  | 0 |  | 0 | 0 |  | 0 | 0
VACAR_2_PJM_ROR | VACAR | PJM_ROR | 2015 | B4 | 100 | 0 | 2000 | 0 | 0 |  | 0 |  | 0 | 0 |  | 0 | 0
VACAR_2_PJM_ROR | VACAR | PJM_ROR | 2015 | B5 | 200 | 0 | 2000 | 0 | 0 |  | 0 |  | 0 | 0 |  | 0 | 0
VACAR_2_PJM_ROR | VACAR | PJM_ROR | 2015 | B6 | 300 | 0 | 2000 | 0 | 0 |  | 0 |  | 0 | 0 |  | 0 | 0
VACAR_2_PJM_ROR | VACAR | PJM_ROR | 2015 | B7 | 400 | 0 | 2000 | 0 | 0 |  | 0 |  | 0 | 0 |  | 0 | 0
VACAR_2_PJM_ROR | VACAR | PJM_ROR | 2015 | B8 | 500 | 0 | 2000 | 0 | 0 |  | 0 |  | 0 | 0 |  | 0 | 0
VACAR_2_PJM_ROR | VACAR | PJM_ROR | 2015 | B9 | 800 | 0 | 2000 | 0 | 0 |  | 0 |  | 0 | 0 |  | 0 | 0
VACAR_2_PJM_ROR | VACAR | PJM_ROR | 2015 | B10 | 1262 | 0 | 2000 | 0 | 0 |  | 0 |  | 0 | 0 |  | 0 | 0
VACAR_2_PJM_ROR | VACAR | PJM_ROR | 2015 | B11 | 25 | 0 | 2000 | 0 | 0 |  | 0 |  | 0 | 0 |  | 0 | 0
VACAR_2_PJM_ROR | VACAR | PJM_ROR | 2015 | B12 | 200 | 0 | 2000 | 0 | 0 |  | 0 |  | 0 | 0 |  | 0 | 0
VACAR_2_PJM_ROR | VACAR | PJM_ROR | 2015 | B13 | 600 | 0 | 2000 | 0 | 0 |  | 0 |  | 0 | 0 |  | 0 | 0
VACAR_2_PJM_ROR | VACAR | PJM_ROR | 2015 | B14 | 900 | 0 | 2000 | 0 | 0 |  | 0 |  | 0 | 0 |  | 0 | 0
VACAR_2_PJM_ROR | VACAR | PJM_ROR | 2015 | B15 | 1203 | 0 | 2000 | 0 | 0 |  | 0 |  | 0 | 0 |  | 0 | 0
VACAR_2_PJM_ROR | VACAR | PJM_ROR | 2015 | B16 | 25 | 0 | 2000 | 0 | 0 |  | 0 |  | 0 | 0 |  | 0 | 0
VACAR_2_PJM_ROR | VACAR | PJM_ROR | 2015 | B17 | 100 | 0 | 2000 | 0 | 0 |  | 0 |  | 0 | 0 |  | 0 | 0
VACAR_2_PJM_ROR | VACAR | PJM_ROR | 2015 | B18 | 400 | 0 | 2000 | 0 | 0 |  | 0 |  | 0 | 0 |  | 0 | 0
VACAR_2_PJM_ROR | VACAR | PJM_ROR | 2015 | B19 | 700 | 0 | 2000 | 0 | 0 |  | 0 |  | 0 | 0 |  | 0 | 0
VACAR_2_PJM_ROR | VACAR | PJM_ROR | 2015 | B20 | 935 | 0 | 2000 | 0 | 0 |  | 0 |  | 0 | 0 |  | 0 | 0
VACAR_2_PJM_ROR | VACAR | PJM_ROR | 2020 | B1 | 10 | 0 | 2000 | 0 | 0 |  | 0 |  | 0 | 0 |  | 0 | 0
VACAR_2_PJM_ROR | VACAR | PJM_ROR | 2020 | B2 | 25 | 0 | 2000 | 0 | 0 |  | 0 |  | 0 | 0 |  | 0 | 0
VACAR_2_PJM_ROR | VACAR | PJM_ROR | 2020 | B3 | 75 | 0 | 2000 | 0 | 0 |  | 0 |  | 0 | 0 |  | 0 | 0
VACAR_2_PJM_ROR | VACAR | PJM_ROR | 2020 | B4 | 100 | 0 | 2000 | 0 | 0 |  | 0 |  | 0 | 0 |  | 0 | 0
VACAR_2_PJM_ROR | VACAR | PJM_ROR | 2020 | B5 | 200 | 0 | 2000 | 0 | 0 |  | 0 |  | 0 | 0 |  | 0 | 0
VACAR_2_PJM_ROR | VACAR | PJM_ROR | 2020 | B6 | 300 | 0 | 2000 | 0 | 0 |  | 0 |  | 0 | 0 |  | 0 | 0
VACAR_2_PJM_ROR | VACAR | PJM_ROR | 2020 | B7 | 400 | 0 | 2000 | 0 | 0 |  | 0 |  | 0 | 0 |  | 0 | 0
VACAR_2_PJM_ROR | VACAR | PJM_ROR | 2020 | B8 | 500 | 0 | 2000 | 0 | 0 |  | 0 |  | 0 | 0 |  | 0 | 0
VACAR_2_PJM_ROR | VACAR | PJM_ROR | 2020 | B9 | 800 | 0 | 2000 | 0 | 0 |  | 0 |  | 0 | 0 |  | 0 | 0
VACAR_2_PJM_ROR | VACAR | PJM_ROR | 2020 | B10 | 1262 | 0 | 2000 | 0 | 0 |  | 0 |  | 0 | 0 |  | 0 | 0
VACAR_2_PJM_ROR | VACAR | PJM_ROR | 2020 | B11 | 25 | 0 | 2000 | 0 | 0 |  | 0 |  | 0 | 0 |  | 0 | 0
VACAR_2_PJM_ROR | VACAR | PJM_ROR | 2020 | B12 | 200 | 0 | 2000 | 0 | 0 |  | 0 |  | 0 | 0 |  | 0 | 0
VACAR_2_PJM_ROR | VACAR | PJM_ROR | 2020 | B13 | 600 | 0 | 2000 | 0 | 0 |  | 0 |  | 0 | 0 |  | 0 | 0
VACAR_2_PJM_ROR | VACAR | PJM_ROR | 2020 | B14 | 900 | 0 | 2000 | 0 | 0 |  | 0 |  | 0 | 0 |  | 0 | 0
VACAR_2_PJM_ROR | VACAR | PJM_ROR | 2020 | B15 | 1203 | 0 | 2000 | 0 | 0 |  | 0 |  | 0 | 0 |  | 0 | 0
VACAR_2_PJM_ROR | VACAR | PJM_ROR | 2020 | B16 | 25 | 0 | 2000 | 0 | 0 |  | 0 |  | 0 | 0 |  | 0 | 0
VACAR_2_PJM_ROR | VACAR | PJM_ROR | 2020 | B17 | 100 | 0 | 2000 | 0 | 0 |  | 0 |  | 0 | 0 |  | 0 | 0
VACAR_2_PJM_ROR | VACAR | PJM_ROR | 2020 | B18 | 400 | 0 | 2000 | 0 | 0 |  | 0 |  | 0 | 0 |  | 0 | 0
VACAR_2_PJM_ROR | VACAR | PJM_ROR | 2020 | B19 | 700 | 0 | 2000 | 0 | 0 |  | 0 |  | 0 | 0 |  | 0 | 0
VACAR_2_PJM_ROR | VACAR | PJM_ROR | 2020 | B20 | 935 | 0 | 2000 | 0 | 0 |  | 0 |  | 0 | 0 |  | 0 | 0
VACAR_2_PJM_ROR | VACAR | PJM_ROR | 2025 | B1 | 10 | 0 | 2000 | 0 | 0 |  | 0 |  | 0 | 0 |  | 0 | 0
VACAR_2_PJM_ROR | VACAR | PJM_ROR | 2025 | B2 | 25 | 0 | 2000 | 0 | 0 |  | 0 |  | 0 | 0 |  | 0 | 0
VACAR_2_PJM_ROR | VACAR | PJM_ROR | 2025 | B3 | 75 | 0 | 2000 | 0 | 0 |  | 0 |  | 0 | 0 |  | 0 | 0
VACAR_2_PJM_ROR | VACAR | PJM_ROR | 2025 | B4 | 100 | 0 | 2000 | 0 | 0 |  | 0 |  | 0 | 0 |  | 0 | 0
VACAR_2_PJM_ROR | VACAR | PJM_ROR | 2025 | B5 | 200 | 0 | 2000 | 0 | 0 |  | 0 |  | 0 | 0 |  | 0 | 0
VACAR_2_PJM_ROR | VACAR | PJM_ROR | 2025 | B6 | 300 | 0 | 2000 | 0 | 0 |  | 0 |  | 0 | 0 |  | 0 | 0
VACAR_2_PJM_ROR | VACAR | PJM_ROR | 2025 | B7 | 400 | 0 | 2000 | 0 | 0 |  | 0 |  | 0 | 0 |  | 0 | 0
VACAR_2_PJM_ROR | VACAR | PJM_ROR | 2025 | B8 | 500 | 0 | 2000 | 0 | 0 |  | 0 |  | 0 | 0 |  | 0 | 0
VACAR_2_PJM_ROR | VACAR | PJM_ROR | 2025 | B9 | 800 | 0 | 2000 | 0 | 0 |  | 0 |  | 0 | 0 |  | 0 | 0
VACAR_2_PJM_ROR | VACAR | PJM_ROR | 2025 | B10 | 1262 | 0 | 2000 | 0 | 0 |  | 0 |  | 0 | 0 |  | 0 | 0
VACAR_2_PJM_ROR | VACAR | PJM_ROR | 2025 | B11 | 25 | 0 | 2000 | 0 | 0 |  | 0 |  | 0 | 0 |  | 0 | 0
VACAR_2_PJM_ROR | VACAR | PJM_ROR | 2025 | B12 | 200 | 0 | 2000 | 0 | 0 |  | 0 |  | 0 | 0 |  | 0 | 0
VACAR_2_PJM_ROR | VACAR | PJM_ROR | 2025 | B13 | 600 | 0 | 2000 | 0 | 0 |  | 0 |  | 0 | 0 |  | 0 | 0
VACAR_2_PJM_ROR | VACAR | PJM_ROR | 2025 | B14 | 900 | 0 | 2000 | 0 | 0 |  | 0 |  | 0 | 0 |  | 0 | 0
VACAR_2_PJM_ROR | VACAR | PJM_ROR | 2025 | B15 | 1203 | 0 | 2000 | 0 | 0 |  | 0 |  | 0 | 0 |  | 0 | 0
VACAR_2_PJM_ROR | VACAR | PJM_ROR | 2025 | B16 | 25 | 0 | 2000 | 0 | 0 |  | 0 |  | 0 | 0 |  | 0 | 0
VACAR_2_PJM_ROR | VACAR | PJM_ROR | 2025 | B17 | 100 | 0 | 2000 | 0 | 0 |  | 0 |  | 0 | 0 |  | 0 | 0
VACAR_2_PJM_ROR | VACAR | PJM_ROR | 2025 | B18 | 400 | 0 | 2000 | 0 | 0 |  | 0 |  | 0 | 0 |  | 0 | 0
VACAR_2_PJM_ROR | VACAR | PJM_ROR | 2025 | B19 | 700 | 0 | 2000 | 0 | 0 |  | 0 |  | 0 | 0 |  | 0 | 0
VACAR_2_PJM_ROR | VACAR | PJM_ROR | 2025 | B20 | 935 | 0 | 2000 | 0 | 0 |  | 0 |  | 0 | 0 |  | 0 | 0
VACAR_2_PJM_ROR | VACAR | PJM_ROR | 2030 | B1 | 10 | 0 | 2000 | 0 | 0 |  | 0 |  | 0 | 0 |  | 0 | 0
VACAR_2_PJM_ROR | VACAR | PJM_ROR | 2030 | B2 | 25 | 0 | 2000 | 0 | 0 |  | 0 |  | 0 | 0 |  | 0 | 0
VACAR_2_PJM_ROR | VACAR | PJM_ROR | 2030 | B3 | 75 | 0 | 2000 | 0 | 0 |  | 0 |  | 0 | 0 |  | 0 | 0
VACAR_2_PJM_ROR | VACAR | PJM_ROR | 2030 | B4 | 100 | 0 | 2000 | 0 | 0 |  | 0 |  | 0 | 0 |  | 0 | 0
VACAR_2_PJM_ROR | VACAR | PJM_ROR | 2030 | B5 | 200 | 0 | 2000 | 0 | 0 |  | 0 |  | 0 | 0 |  | 0 | 0
VACAR_2_PJM_ROR | VACAR | PJM_ROR | 2030 | B6 | 300 | 0 | 2000 | 0 | 0 |  | 0 |  | 0 | 0 |  | 0 | 0
VACAR_2_PJM_ROR | VACAR | PJM_ROR | 2030 | B7 | 400 | 0 | 2000 | 0 | 0 |  | 0 |  | 0 | 0 |  | 0 | 0
VACAR_2_PJM_ROR | VACAR | PJM_ROR | 2030 | B8 | 500 | 0 | 2000 | 0 | 0 |  | 0 |  | 0 | 0 |  | 0 | 0
VACAR_2_PJM_ROR | VACAR | PJM_ROR | 2030 | B9 | 800 | 0 | 2000 | 0 | 0 |  | 0 |  | 0 | 0 |  | 0 | 0
VACAR_2_PJM_ROR | VACAR | PJM_ROR | 2030 | B10 | 1262 | 0 | 2000 | 0 | 0 |  | 0 |  | 0 | 0 |  | 0 | 0
VACAR_2_PJM_ROR | VACAR | PJM_ROR | 2030 | B11 | 25 | 0 | 2000 | 0 | 0 |  | 0 |  | 0 | 0 |  | 0 | 0
VACAR_2_PJM_ROR | VACAR | PJM_ROR | 2030 | B12 | 200 | 0 | 2000 | 0 | 0 |  | 0 |  | 0 | 0 |  | 0 | 0
VACAR_2_PJM_ROR | VACAR | PJM_ROR | 2030 | B13 | 600 | 0 | 2000 | 0 | 0 |  | 0 |  | 0 | 0 |  | 0 | 0
VACAR_2_PJM_ROR | VACAR | PJM_ROR | 2030 | B14 | 900 | 0 | 2000 | 0 | 0 |  | 0 |  | 0 | 0 |  | 0 | 0
VACAR_2_PJM_ROR | VACAR | PJM_ROR | 2030 | B15 | 1203 | 0 | 2000 | 0 | 0 |  | 0 |  | 0 | 0 |  | 0 | 0
VACAR_2_PJM_ROR | VACAR | PJM_ROR | 2030 | B16 | 25 | 0 | 2000 | 0 | 0 |  | 0 |  | 0 | 0 |  | 0 | 0
VACAR_2_PJM_ROR | VACAR | PJM_ROR | 2030 | B17 | 100 | 0 | 2000 | 0 | 0 |  | 0 |  | 0 | 0 |  | 0 | 0
VACAR_2_PJM_ROR | VACAR | PJM_ROR | 2030 | B18 | 400 | 0 | 2000 | 0 | 0 |  | 0 |  | 0 | 0 |  | 0 | 0
VACAR_2_PJM_ROR | VACAR | PJM_ROR | 2030 | B19 | 700 | 0 | 2000 | 0 | 0 |  | 0 |  | 0 | 0 |  | 0 | 0
VACAR_2_PJM_ROR | VACAR | PJM_ROR | 2030 | B20 | 935 | 0 | 2000 | 0 | 0 |  | 0 |  | 0 | 0 |  | 0 | 0
VACAR_2_PJM_ROR | VACAR | PJM_ROR | 2035 | B1 | 10 | 0 | 2000 | 0 | 0 |  | 0 |  | 0 | 0 |  | 0 | 1.7654
VACAR_2_PJM_ROR | VACAR | PJM_ROR | 2035 | B2 | 25 | 0 | 2000 | 0 | 0 |  | 0 |  | 0 | 0 |  | 0 | 1.7654
VACAR_2_PJM_ROR | VACAR | PJM_ROR | 2035 | B3 | 75 | 0 | 2000 | 0 | 0 |  | 0 |  | 0 | 0 |  | 0 | 1.7654
VACAR_2_PJM_ROR | VACAR | PJM_ROR | 2035 | B4 | 100 | 0 | 2000 | 0 | 0 |  | 0 |  | 0 | 0 |  | 0 | 1.7654
VACAR_2_PJM_ROR | VACAR | PJM_ROR | 2035 | B5 | 200 | 0 | 2000 | 2000 | 0 |  | 0 |  | 3.8696 | 0 |  | 0.77392 | 1.7654
VACAR_2_PJM_ROR | VACAR | PJM_ROR | 2035 | B6 | 300 | 0 | 2000 | 604.93 | 0 |  | 0 |  | 0 | 0 |  | 0 | 1.7654
VACAR_2_PJM_ROR | VACAR | PJM_ROR | 2035 | B7 | 400 | 0 | 2000 | 887.24 | 0 |  | 0 |  | 0 | 0 |  | 0 | 1.7654
VACAR_2_PJM_ROR | VACAR | PJM_ROR | 2035 | B8 | 500 | 0 | 2000 | 2000 | 0 |  | 0 |  | 1.9942 | 0 |  | 0.99708 | 1.7654
VACAR_2_PJM_ROR | VACAR | PJM_ROR | 2035 | B9 | 800 | 0 | 2000 | 0 | 0 |  | 0 |  | 0 | 0 |  | 0 | 1.7654
VACAR_2_PJM_ROR | VACAR | PJM_ROR | 2035 | B10 | 1262 | 0 | 2000 | 0 | 0 |  | 0 |  | 0 | 0 |  | 0 | 1.7654
VACAR_2_PJM_ROR | VACAR | PJM_ROR | 2035 | B11 | 25 | 0 | 2000 | 0 | 0 |  | 0 |  | 0 | 0 |  | 0 | 1.7654
VACAR_2_PJM_ROR | VACAR | PJM_ROR | 2035 | B12 | 200 | 0 | 2000 | 2000 | 0 |  | 0 |  | 0.65285 | 0 |  | 0.13057 | 1.7654
VACAR_2_PJM_ROR | VACAR | PJM_ROR | 2035 | B13 | 600 | 0 | 2000 | 0 | 0 |  | 0 |  | 0 | 0 |  | 0 | 1.7654
VACAR_2_PJM_ROR | VACAR | PJM_ROR | 2035 | B14 | 900 | 0 | 2000 | 0 | 0 |  | 0 |  | 0 | 0 |  | 0 | 1.7654
VACAR_2_PJM_ROR | VACAR | PJM_ROR | 2035 | B15 | 1203 | 0 | 2000 | 0 | 0 |  | 0 |  | 0 | 0 |  | 0 | 1.7654
VACAR_2_PJM_ROR | VACAR | PJM_ROR | 2035 | B16 | 25 | 0 | 2000 | 0 | 0 |  | 0 |  | 0 | 0 |  | 0 | 1.7654
VACAR_2_PJM_ROR | VACAR | PJM_ROR | 2035 | B17 | 100 | 0 | 2000 | 2000 | 0 |  | 0 |  | 4.5225 | 0 |  | 0.45225 | 1.7654
VACAR_2_PJM_ROR | VACAR | PJM_ROR | 2035 | B18 | 400 | 0 | 2000 | 0 | 0 |  | 0 |  | 0 | 0 |  | 0 | 1.7654
VACAR_2_PJM_ROR | VACAR | PJM_ROR | 2035 | B19 | 700 | 0 | 2000 | 0 | 0 |  | 0 |  | 0 | 0 |  | 0 | 1.7654
VACAR_2_PJM_ROR | VACAR | PJM_ROR | 2035 | B20 | 935 | 0 | 2000 | 0 | 0 |  | 0 |  | 0 | 0 |  | 0 | 1.7654
VACAR_2_PJM_ROR | VACAR | PJM_ROR | 2040 | B1 | 10 | 0 | 2000 | 0 | 0 |  | 0 |  | 0 | 0 |  | 0 | 9.0093
VACAR_2_PJM_ROR | VACAR | PJM_ROR | 2040 | B2 | 25 | 0 | 2000 | 0 | 0 |  | 0 |  | 0 | 0 |  | 0 | 9.0093
VACAR_2_PJM_ROR | VACAR | PJM_ROR | 2040 | B3 | 75 | 0 | 2000 | 0 | 0 |  | 0 |  | 0 | 0 |  | 0 | 9.0093
VACAR_2_PJM_ROR | VACAR | PJM_ROR | 2040 | B4 | 100 | 0 | 2000 | 0 | 0 |  | 0 |  | 0 | 0 |  | 0 | 9.0093
VACAR_2_PJM_ROR | VACAR | PJM_ROR | 2040 | B5 | 200 | 0 | 2000 | 0 | 0 |  | 0 |  | 0 | 0 |  | 0 | 9.0093
VACAR_2_PJM_ROR | VACAR | PJM_ROR | 2040 | B6 | 300 | 0 | 2000 | 0 | 0 |  | 0 |  | 0 | 0 |  | 0 | 9.0093
VACAR_2_PJM_ROR | VACAR | PJM_ROR | 2040 | B7 | 400 | 0 | 2000 | 0 | 0 |  | 0 |  | 0 | 0 |  | 0 | 9.0093
VACAR_2_PJM_ROR | VACAR | PJM_ROR | 2040 | B8 | 500 | 0 | 2000 | 0 | 0 |  | 0 |  | 0 | 0 |  | 0 | 9.0093
VACAR_2_PJM_ROR | VACAR | PJM_ROR | 2040 | B9 | 800 | 0 | 2000 | 0 | 0 |  | 0 |  | 0 | 0 |  | 0 | 9.0093
VACAR_2_PJM_ROR | VACAR | PJM_ROR | 2040 | B10 | 1262 | 0 | 2000 | 2000 | 0 |  | 0 |  | 12.0124 | 0 |  | 12.0124 | 9.0093
VACAR_2_PJM_ROR | VACAR | PJM_ROR | 2040 | B11 | 25 | 0 | 2000 | 0 | 0 |  | 0 |  | 0 | 0 |  | 0 | 9.0093
VACAR_2_PJM_ROR | VACAR | PJM_ROR | 2040 | B12 | 200 | 0 | 2000 | 0 | 0 |  | 0 |  | 0 | 0 |  | 0 | 9.0093
VACAR_2_PJM_ROR | VACAR | PJM_ROR | 2040 | B13 | 600 | 0 | 2000 | 0 | 0 |  | 0 |  | 0 | 0 |  | 0 | 9.0093
VACAR_2_PJM_ROR | VACAR | PJM_ROR | 2040 | B14 | 900 | 0 | 2000 | 0 | 0 |  | 0 |  | 0 | 0 |  | 0 | 9.0093
VACAR_2_PJM_ROR | VACAR | PJM_ROR | 2040 | B15 | 1203 | 0 | 2000 | 0 | 0 |  | 0 |  | 0 | 0 |  | 0 | 9.0093
VACAR_2_PJM_ROR | VACAR | PJM_ROR | 2040 | B16 | 25 | 0 | 2000 | 0 | 0 |  | 0 |  | 0 | 0 |  | 0 | 9.0093
VACAR_2_PJM_ROR | VACAR | PJM_ROR | 2040 | B17 | 100 | 0 | 2000 | 0 | 0 |  | 0 |  | 0 | 0 |  | 0 | 9.0093
VACAR_2_PJM_ROR | VACAR | PJM_ROR | 2040 | B18 | 400 | 0 | 2000 | 1143.93 | 0 |  | 0 |  | 0 | 0 |  | 0 | 9.0093
VACAR_2_PJM_ROR | VACAR | PJM_ROR | 2040 | B19 | 700 | 0 | 2000 | 536.63 | 0 |  | 0 |  | 0 | 0 |  | 0 | 9.0093
VACAR_2_PJM_ROR | VACAR | PJM_ROR | 2040 | B20 | 935 | 0 | 2000 | 0 | 0 |  | 0 |  | 0 | 0 |  | 0 | 9.0093
VACAR_2_PJM_ROR | VACAR | PJM_ROR | 2045 | B1 | 10 | 0 | 2000 | 0 | 0 |  | 0 |  | 0 | 0 |  | 0 | 1.0861
VACAR_2_PJM_ROR | VACAR | PJM_ROR | 2045 | B2 | 25 | 0 | 2000 | 0 | 0 |  | 0 |  | 0 | 0 |  | 0 | 1.0861
VACAR_2_PJM_ROR | VACAR | PJM_ROR | 2045 | B3 | 75 | 0 | 2000 | 0 | 0 |  | 0 |  | 0 | 0 |  | 0 | 1.0861
VACAR_2_PJM_ROR | VACAR | PJM_ROR | 2045 | B4 | 100 | 0 | 2000 | 0 | 0 |  | 0 |  | 0 | 0 |  | 0 | 1.0861
VACAR_2_PJM_ROR | VACAR | PJM_ROR | 2045 | B5 | 200 | 0 | 2000 | 0 | 0 |  | 0 |  | 0 | 0 |  | 0 | 1.0861
VACAR_2_PJM_ROR | VACAR | PJM_ROR | 2045 | B6 | 300 | 0 | 2000 | 0 | 0 |  | 0 |  | 0 | 0 |  | 0 | 1.0861
VACAR_2_PJM_ROR | VACAR | PJM_ROR | 2045 | B7 | 400 | 0 | 2000 | 0 | 0 |  | 0 |  | 0 | 0 |  | 0 | 1.0861
VACAR_2_PJM_ROR | VACAR | PJM_ROR | 2045 | B8 | 500 | 0 | 2000 | 0 | 0 |  | 0 |  | 0 | 0 |  | 0 | 1.0861
VACAR_2_PJM_ROR | VACAR | PJM_ROR | 2045 | B9 | 800 | 0 | 2000 | 1145.08 | 0 |  | 0 |  | 0 | 0 |  | 0 | 1.0861
VACAR_2_PJM_ROR | VACAR | PJM_ROR | 2045 | B10 | 1262 | 0 | 2000 | 0 | 0 |  | 0 |  | 0 | 0 |  | 0 | 1.0861
VACAR_2_PJM_ROR | VACAR | PJM_ROR | 2045 | B11 | 25 | 0 | 2000 | 0 | 0 |  | 0 |  | 0 | 0 |  | 0 | 1.0861
VACAR_2_PJM_ROR | VACAR | PJM_ROR | 2045 | B12 | 200 | 0 | 2000 | 1401.2 | 0 |  | 0 |  | 0 | 0 |  | 0 | 1.0861
VACAR_2_PJM_ROR | VACAR | PJM_ROR | 2045 | B13 | 600 | 0 | 2000 | 0 | 0 |  | 0 |  | 0 | 0 |  | 0 | 1.0861
VACAR_2_PJM_ROR | VACAR | PJM_ROR | 2045 | B14 | 900 | 0 | 2000 | 574.95 | 0 |  | 0 |  | 0 | 0 |  | 0 | 1.0861
VACAR_2_PJM_ROR | VACAR | PJM_ROR | 2045 | B15 | 1203 | 0 | 2000 | 0 | 0 |  | 0 |  | 0 | 0 |  | 0 | 1.0861
VACAR_2_PJM_ROR | VACAR | PJM_ROR | 2045 | B16 | 25 | 0 | 2000 | 0 | 0 |  | 0 |  | 0 | 0 |  | 0 | 1.0861
VACAR_2_PJM_ROR | VACAR | PJM_ROR | 2045 | B17 | 100 | 0 | 2000 | 0 | 0 |  | 0 |  | 0 | 0 |  | 0 | 1.0861
VACAR_2_PJM_ROR | VACAR | PJM_ROR | 2045 | B18 | 400 | 0 | 2000 | 2000 | 0 |  | 0 |  | 1.4481 | 0 |  | 1.4481 | 1.0861
VACAR_2_PJM_ROR | VACAR | PJM_ROR | 2045 | B19 | 700 | 0 | 2000 | 1488.39 | 0 |  | 0 |  | 0 | 0 |  | 0 | 1.0861
VACAR_2_PJM_ROR | VACAR | PJM_ROR | 2045 | B20 | 935 | 0 | 2000 | 0 | 0 |  | 0 |  | 0 | 0 |  | 0 | 1.0861
VACAR_2_PJM_ROR | VACAR | PJM_ROR | 2050 | B1 | 10 | 0 | 2000 | 0 | 0 |  | 0 |  | 0 | 0 |  | 0 | 9.9746
VACAR_2_PJM_ROR | VACAR | PJM_ROR | 2050 | B2 | 25 | 0 | 2000 | 0 | 0 |  | 0 |  | 0 | 0 |  | 0 | 9.9746
VACAR_2_PJM_ROR | VACAR | PJM_ROR | 2050 | B3 | 75 | 0 | 2000 | 0 | 0 |  | 0 |  | 0 | 0 |  | 0 | 9.9746
VACAR_2_PJM_ROR | VACAR | PJM_ROR | 2050 | B4 | 100 | 0 | 2000 | 0 | 0 |  | 0 |  | 0 | 0 |  | 0 | 9.9746
VACAR_2_PJM_ROR | VACAR | PJM_ROR | 2050 | B5 | 200 | 0 | 2000 | 406.86 | 0 |  | 0 |  | 0 | 0 |  | 0 | 9.9746
VACAR_2_PJM_ROR | VACAR | PJM_ROR | 2050 | B6 | 300 | 0 | 2000 | 0 | 0 |  | 0 |  | 0 | 0 |  | 0 | 9.9746
VACAR_2_PJM_ROR | VACAR | PJM_ROR | 2050 | B7 | 400 | 0 | 2000 | 286.23 | 0 |  | 0 |  | 0 | 0 |  | 0 | 9.9746
VACAR_2_PJM_ROR | VACAR | PJM_ROR | 2050 | B8 | 500 | 0 | 2000 | 2000 | 968.06 |  | 0 |  | 17.4964 | 0 |  | 6.2487 | 9.9746
VACAR_2_PJM_ROR | VACAR | PJM_ROR | 2050 | B9 | 800 | 0 | 2000 | 2000 | 0 |  | 0 |  | 12.2142 | 0 |  | 6.9796 | 9.9746
VACAR_2_PJM_ROR | VACAR | PJM_ROR | 2050 | B10 | 1262 | 0 | 2000 | 637.72 | 0 |  | 0 |  | 0 | 0 |  | 0 | 9.9746
VACAR_2_PJM_ROR | VACAR | PJM_ROR | 2050 | B11 | 25 | 0 | 2000 | 0 | 0 |  | 0 |  | 0 | 0 |  | 0 | 9.9746
VACAR_2_PJM_ROR | VACAR | PJM_ROR | 2050 | B12 | 200 | 0 | 2000 | 1164.76 | 0 |  | 0 |  | 0 | 0 |  | 0 | 9.9746
VACAR_2_PJM_ROR | VACAR | PJM_ROR | 2050 | B13 | 600 | 0 | 2000 | 0 | 0 |  | 0 |  | 0 | 0 |  | 0 | 9.9746
VACAR_2_PJM_ROR | VACAR | PJM_ROR | 2050 | B14 | 900 | 0 | 2000 | 0 | 0 |  | 0 |  | 0 | 0 |  | 0 | 9.9746
VACAR_2_PJM_ROR | VACAR | PJM_ROR | 2050 | B15 | 1203 | 0 | 2000 | 0 | 0 |  | 0 |  | 0 | 0 |  | 0 | 9.9746
VACAR_2_PJM_ROR | VACAR | PJM_ROR | 2050 | B16 | 25 | 0 | 2000 | 0 | 0 |  | 0 |  | 0 | 0 |  | 0 | 9.9746
VACAR_2_PJM_ROR | VACAR | PJM_ROR | 2050 | B17 | 100 | 0 | 2000 | 2000 | 0 |  | 0 |  | 0.99708 | 0 |  | 0.07122 | 9.9746
VACAR_2_PJM_ROR | VACAR | PJM_ROR | 2050 | B18 | 400 | 0 | 2000 | 0 | 0 |  | 0 |  | 0 | 0 |  | 0 | 9.9746
VACAR_2_PJM_ROR | VACAR | PJM_ROR | 2050 | B19 | 700 | 0 | 2000 | 0 | 0 |  | 0 |  | 0 | 0 |  | 0 | 9.9746
VACAR_2_PJM_ROR | VACAR | PJM_ROR | 2050 | B20 | 935 | 0 | 2000 | 0 | 688.11 |  | 0 |  | 0 | 0 |  | 0 | 9.9746
VACAR_2_SOCO | VACAR | SOCO | 2015 | B1 | 10 | 0 | 3000 | 0 | 0 |  | 0 |  | 0 | 0 |  | 0 | 0
VACAR_2_SOCO | VACAR | SOCO | 2015 | B2 | 25 | 0 | 3000 | 0 | 0 |  | 0 |  | 0 | 0 |  | 0 | 0
VACAR_2_SOCO | VACAR | SOCO | 2015 | B3 | 75 | 0 | 3000 | 0 | 0 |  | 0 |  | 0 | 0 |  | 0 | 0
VACAR_2_SOCO | VACAR | SOCO | 2015 | B4 | 100 | 0 | 3000 | 586.62 | 1702.15 |  | 0 |  | 0 | 0 |  | 0 | 0
VACAR_2_SOCO | VACAR | SOCO | 2015 | B5 | 200 | 200 | 3000 | 2041.94 | 3000 |  | 357.96 |  | 0 | 0.01187 |  | 0 | 0
VACAR_2_SOCO | VACAR | SOCO | 2015 | B6 | 300 | 0 | 3000 | 190.47 | 0 |  | 0 |  | 0 | 0 |  | 0 | 0
VACAR_2_SOCO | VACAR | SOCO | 2015 | B7 | 400 | 0 | 3000 | 0 | 0 |  | 0 |  | 0 | 0 |  | 0 | 0
VACAR_2_SOCO | VACAR | SOCO | 2015 | B8 | 500 | 0 | 3000 | 0 | 0 |  | 0 |  | 0 | 0 |  | 0 | 0
VACAR_2_SOCO | VACAR | SOCO | 2015 | B9 | 800 | 0 | 3000 | 0 | 0 |  | 0 |  | 0 | 0 |  | 0 | 0
VACAR_2_SOCO | VACAR | SOCO | 2015 | B10 | 1262 | 0 | 3000 | 0 | 0 |  | 0 |  | 0 | 0 |  | 0 | 0
VACAR_2_SOCO | VACAR | SOCO | 2015 | B11 | 25 | 25 | 3000 | 2586.27 | 3000 |  | 868.7 |  | 0 | 0.01187 |  | 0 | 0
VACAR_2_SOCO | VACAR | SOCO | 2015 | B12 | 200 | 0 | 3000 | 0 | 0 |  | 0 |  | 0 | 0 |  | 0 | 0
VACAR_2_SOCO | VACAR | SOCO | 2015 | B13 | 600 | 0 | 3000 | 0 | 0 |  | 0 |  | 0 | 0 |  | 0 | 0
VACAR_2_SOCO | VACAR | SOCO | 2015 | B14 | 900 | 0 | 3000 | 0 | 0 |  | 0 |  | 0 | 0 |  | 0 | 0
VACAR_2_SOCO | VACAR | SOCO | 2015 | B15 | 1203 | 0 | 3000 | 0 | 0 |  | 0 |  | 0 | 0 |  | 0 | 0
VACAR_2_SOCO | VACAR | SOCO | 2015 | B16 | 25 | 0 | 3000 | 0 | 0 |  | 0 |  | 0 | 0 |  | 0 | 0
VACAR_2_SOCO | VACAR | SOCO | 2015 | B17 | 100 | 0 | 3000 | 0 | 0 |  | 0 |  | 0 | 0 |  | 0 | 0
VACAR_2_SOCO | VACAR | SOCO | 2015 | B18 | 400 | 0 | 3000 | 0 | 0 |  | 0 |  | 0 | 0 |  | 0 | 0
VACAR_2_SOCO | VACAR | SOCO | 2015 | B19 | 700 | 0 | 3000 | 0 | 0 |  | 0 |  | 0 | 0 |  | 0 | 0
VACAR_2_SOCO | VACAR | SOCO | 2015 | B20 | 935 | 0 | 3000 | 0 | 0 |  | 0 |  | 0 | 0 |  | 0 | 0
VACAR_2_SOCO | VACAR | SOCO | 2020 | B1 | 10 | 0 | 3000 | 0 | 0 |  | 0 |  | 0 | 0 |  | 0 | 0
VACAR_2_SOCO | VACAR | SOCO | 2020 | B2 | 25 | 0 | 3000 | 0 | 0 |  | 0 |  | 0 | 0 |  | 0 | 0
VACAR_2_SOCO | VACAR | SOCO | 2020 | B3 | 75 | 0 | 3000 | 0 | 0 |  | 0 |  | 0 | 0 |  | 0 | 0
VACAR_2_SOCO | VACAR | SOCO | 2020 | B4 | 100 | 0 | 3000 | 0 | 0 |  | 0 |  | 0 | 0 |  | 0 | 0
VACAR_2_SOCO | VACAR | SOCO | 2020 | B5 | 200 | 0 | 3000 | 0 | 0 |  | 0 |  | 0 | 0 |  | 0 | 0
VACAR_2_SOCO | VACAR | SOCO | 2020 | B6 | 300 | 0 | 3000 | 0 | 2231.88 |  | 0 |  | 0 | 0 |  | 0 | 0
VACAR_2_SOCO | VACAR | SOCO | 2020 | B7 | 400 | 0 | 3000 | 0 | 493.25 |  | 0 |  | 0 | 0 |  | 0 | 0
VACAR_2_SOCO | VACAR | SOCO | 2020 | B8 | 500 | 0 | 3000 | 24.36 | 343.17 |  | 0 |  | 0 | 0 |  | 0 | 0
VACAR_2_SOCO | VACAR | SOCO | 2020 | B9 | 800 | 0 | 3000 | 0 | 0 |  | 0 |  | 0 | 0 |  | 0 | 0
VACAR_2_SOCO | VACAR | SOCO | 2020 | B10 | 1262 | 0 | 3000 | 0 | 0 |  | 0 |  | 0 | 0 |  | 0 | 0
VACAR_2_SOCO | VACAR | SOCO | 2020 | B11 | 25 | 0 | 3000 | 1443.38 | 1608.49 |  | 0 |  | 0 | 0 |  | 0 | 0
VACAR_2_SOCO | VACAR | SOCO | 2020 | B12 | 200 | 0 | 3000 | 0 | 0 |  | 0 |  | 0 | 0 |  | 0 | 0
VACAR_2_SOCO | VACAR | SOCO | 2020 | B13 | 600 | 0 | 3000 | 0 | 0 |  | 0 |  | 0 | 0 |  | 0 | 0
VACAR_2_SOCO | VACAR | SOCO | 2020 | B14 | 900 | 0 | 3000 | 0 | 0 |  | 0 |  | 0 | 0 |  | 0 | 0
VACAR_2_SOCO | VACAR | SOCO | 2020 | B15 | 1203 | 0 | 3000 | 0 | 0 |  | 0 |  | 0 | 0 |  | 0 | 0
VACAR_2_SOCO | VACAR | SOCO | 2020 | B16 | 25 | 0 | 3000 | 0 | 0 |  | 0 |  | 0 | 0 |  | 0 | 0
VACAR_2_SOCO | VACAR | SOCO | 2020 | B17 | 100 | 0 | 3000 | 0 | 0 |  | 0 |  | 0 | 0 |  | 0 | 0
VACAR_2_SOCO | VACAR | SOCO | 2020 | B18 | 400 | 0 | 3000 | 0 | 0 |  | 0 |  | 0 | 0 |  | 0 | 0
VACAR_2_SOCO | VACAR | SOCO | 2020 | B19 | 700 | 0 | 3000 | 0 | 0 |  | 0 |  | 0 | 0 |  | 0 | 0
VACAR_2_SOCO | VACAR | SOCO | 2020 | B20 | 935 | 0 | 3000 | 0 | 0 |  | 0 |  | 0 | 0 |  | 0 | 0
VACAR_2_SOCO | VACAR | SOCO | 2025 | B1 | 10 | 0 | 3000 | 0 | 0 |  | 0 |  | 0 | 0 |  | 0 | 0
VACAR_2_SOCO | VACAR | SOCO | 2025 | B2 | 25 | 0 | 3000 | 0 | 0 |  | 0 |  | 0 | 0 |  | 0 | 0
VACAR_2_SOCO | VACAR | SOCO | 2025 | B3 | 75 | 75 | 3000 | 0 | 3000 |  | 194.48 |  | 0 | 0.01187 |  | 0 | 0
VACAR_2_SOCO | VACAR | SOCO | 2025 | B4 | 100 | 100 | 3000 | 0 | 3000 |  | 3000.3 |  | 0 | 0.01187 |  | 0 | 0
VACAR_2_SOCO | VACAR | SOCO | 2025 | B5 | 200 | 200 | 3000 | 0 | 3000 |  | 88.8 |  | 0 | 0.01187 |  | 0 | 0
VACAR_2_SOCO | VACAR | SOCO | 2025 | B6 | 300 | 0 | 3000 | 0 | 0 |  | 0 |  | 0 | 0 |  | 0 | 0
VACAR_2_SOCO | VACAR | SOCO | 2025 | B7 | 400 | 0 | 3000 | 0 | 118.29 |  | 0 |  | 0 | 0 |  | 0 | 0
VACAR_2_SOCO | VACAR | SOCO | 2025 | B8 | 500 | 0 | 3000 | 0 | 0 |  | 0 |  | 0 | 0 |  | 0 | 0
VACAR_2_SOCO | VACAR | SOCO | 2025 | B9 | 800 | 0 | 3000 | 0 | 0 |  | 0 |  | 0 | 0 |  | 0 | 0
VACAR_2_SOCO | VACAR | SOCO | 2025 | B10 | 1262 | 0 | 3000 | 0 | 0 |  | 0 |  | 0 | 0 |  | 0 | 0
VACAR_2_SOCO | VACAR | SOCO | 2025 | B11 | 25 | 25 | 3000 | 1547.06 | 3000 |  | 1289.51 |  | 0 | 0.01187 |  | 0 | 0
VACAR_2_SOCO | VACAR | SOCO | 2025 | B12 | 200 | 0 | 3000 | 0 | 0 |  | 0 |  | 0 | 0 |  | 0 | 0
VACAR_2_SOCO | VACAR | SOCO | 2025 | B13 | 600 | 0 | 3000 | 0 | 0 |  | 0 |  | 0 | 0 |  | 0 | 0
VACAR_2_SOCO | VACAR | SOCO | 2025 | B14 | 900 | 0 | 3000 | 0 | 0 |  | 0 |  | 0 | 0 |  | 0 | 0
VACAR_2_SOCO | VACAR | SOCO | 2025 | B15 | 1203 | 0 | 3000 | 0 | 0 |  | 0 |  | 0 | 0 |  | 0 | 0
VACAR_2_SOCO | VACAR | SOCO | 2025 | B16 | 25 | 0 | 3000 | 0 | 2001.68 |  | 0 |  | 0 | 0 |  | 0 | 0
VACAR_2_SOCO | VACAR | SOCO | 2025 | B17 | 100 | 0 | 3000 | 0 | 0 |  | 0 |  | 0 | 0 |  | 0 | 0
VACAR_2_SOCO | VACAR | SOCO | 2025 | B18 | 400 | 0 | 3000 | 0 | 0 |  | 0 |  | 0 | 0 |  | 0 | 0
VACAR_2_SOCO | VACAR | SOCO | 2025 | B19 | 700 | 0 | 3000 | 0 | 0 |  | 0 |  | 0 | 0 |  | 0 | 0
VACAR_2_SOCO | VACAR | SOCO | 2025 | B20 | 935 | 0 | 3000 | 0 | 0 |  | 0 |  | 0 | 0 |  | 0 | 0
VACAR_2_SOCO | VACAR | SOCO | 2030 | B1 | 10 | 0 | 3000 | 0 | 0 |  | 0 |  | 0 | 0 |  | 0 | 0
VACAR_2_SOCO | VACAR | SOCO | 2030 | B2 | 25 | 25 | 3000 | 0 | 3000 |  | 1876.3 |  | 0 | 0.01187 |  | 0 | 0
VACAR_2_SOCO | VACAR | SOCO | 2030 | B3 | 75 | 0 | 3000 | 0 | 2567.47 |  | 0 |  | 0 | 0 |  | 0 | 0
VACAR_2_SOCO | VACAR | SOCO | 2030 | B4 | 100 | 100 | 3000 | 0 | 3000 |  | 1139.77 |  | 0 | 0.01187 |  | 0 | 0
VACAR_2_SOCO | VACAR | SOCO | 2030 | B5 | 200 | 0 | 3000 | 0 | 0 |  | 0 |  | 0 | 0 |  | 0 | 0
VACAR_2_SOCO | VACAR | SOCO | 2030 | B6 | 300 | 0 | 3000 | 0 | 0 |  | 0 |  | 0 | 0 |  | 0 | 0
VACAR_2_SOCO | VACAR | SOCO | 2030 | B7 | 400 | 0 | 3000 | 0 | 0 |  | 0 |  | 0 | 0 |  | 0 | 0
VACAR_2_SOCO | VACAR | SOCO | 2030 | B8 | 500 | 0 | 3000 | 0 | 0 |  | 0 |  | 0 | 0 |  | 0 | 0
VACAR_2_SOCO | VACAR | SOCO | 2030 | B9 | 800 | 0 | 3000 | 1898.25 | 915.56 |  | 0 |  | 0 | 0 |  | 0 | 0
VACAR_2_SOCO | VACAR | SOCO | 2030 | B10 | 1262 | 0 | 3000 | 0 | 0 |  | 0 |  | 0 | 0 |  | 0 | 0
VACAR_2_SOCO | VACAR | SOCO | 2030 | B11 | 25 | 0 | 3000 | 0 | 0 |  | 0 |  | 0 | 0 |  | 0 | 0
VACAR_2_SOCO | VACAR | SOCO | 2030 | B12 | 200 | 0 | 3000 | 0 | 0 |  | 0 |  | 0 | 0 |  | 0 | 0
VACAR_2_SOCO | VACAR | SOCO | 2030 | B13 | 600 | 0 | 3000 | 26.35 | 0 |  | 0 |  | 0 | 0 |  | 0 | 0
VACAR_2_SOCO | VACAR | SOCO | 2030 | B14 | 900 | 0 | 3000 | 239.83 | 828.25 |  | 0 |  | 0 | 0 |  | 0 | 0
VACAR_2_SOCO | VACAR | SOCO | 2030 | B15 | 1203 | 0 | 3000 | 0 | 0 |  | 0 |  | 0 | 0 |  | 0 | 0
VACAR_2_SOCO | VACAR | SOCO | 2030 | B16 | 25 | 0 | 3000 | 0 | 0 |  | 0 |  | 0 | 0 |  | 0 | 0
VACAR_2_SOCO | VACAR | SOCO | 2030 | B17 | 100 | 0 | 3000 | 0 | 0 |  | 0 |  | 0 | 0 |  | 0 | 0
VACAR_2_SOCO | VACAR | SOCO | 2030 | B18 | 400 | 0 | 3000 | 0 | 0 |  | 0 |  | 0 | 0 |  | 0 | 0
VACAR_2_SOCO | VACAR | SOCO | 2030 | B19 | 700 | 0 | 3000 | 584.4 | 0 |  | 0 |  | 0 | 0 |  | 0 | 0
VACAR_2_SOCO | VACAR | SOCO | 2030 | B20 | 935 | 0 | 3000 | 0 | 0 |  | 0 |  | 0 | 0 |  | 0 | 0
VACAR_2_SOCO | VACAR | SOCO | 2035 | B1 | 10 | 0 | 3000 | 0 | 0 |  | 0 |  | 0 | 0 |  | 0 | 0
VACAR_2_SOCO | VACAR | SOCO | 2035 | B2 | 25 | 0 | 3000 | 0 | 0 |  | 0 |  | 0 | 0 |  | 0 | 0
VACAR_2_SOCO | VACAR | SOCO | 2035 | B3 | 75 | 75 | 3000 | 2236.89 | 3000 |  | 2330.8 |  | 0 | 0.01187 |  | 0 | 0
VACAR_2_SOCO | VACAR | SOCO | 2035 | B4 | 100 | 100 | 3000 | 834.6 | 3000 |  | 2646.48 |  | 0 | 0.01187 |  | 0 | 0
VACAR_2_SOCO | VACAR | SOCO | 2035 | B5 | 200 | 200 | 3000 | 0 | 3000 |  | 430.97 |  | 0 | 0.01187 |  | 0 | 0
VACAR_2_SOCO | VACAR | SOCO | 2035 | B6 | 300 | 0 | 3000 | 0 | 0 |  | 0 |  | 0 | 0 |  | 0 | 0
VACAR_2_SOCO | VACAR | SOCO | 2035 | B7 | 400 | 0 | 3000 | 1493.81 | 0 |  | 0 |  | 0 | 0 |  | 0 | 0
VACAR_2_SOCO | VACAR | SOCO | 2035 | B8 | 500 | 0 | 3000 | 12.38 | 0 |  | 0 |  | 0 | 0 |  | 0 | 0
VACAR_2_SOCO | VACAR | SOCO | 2035 | B9 | 800 | 0 | 3000 | 0 | 1709.08 |  | 0 |  | 0 | 0 |  | 0 | 0
VACAR_2_SOCO | VACAR | SOCO | 2035 | B10 | 1262 | 0 | 3000 | 0 | 0 |  | 0 |  | 0 | 0 |  | 0 | 0
VACAR_2_SOCO | VACAR | SOCO | 2035 | B11 | 25 | 0 | 3000 | 144.4 | 0 |  | 0 |  | 0 | 0 |  | 0 | 0
VACAR_2_SOCO | VACAR | SOCO | 2035 | B12 | 200 | 0 | 3000 | 0 | 0 |  | 0 |  | 0 | 0 |  | 0 | 0
VACAR_2_SOCO | VACAR | SOCO | 2035 | B13 | 600 | 0 | 3000 | 0 | 0 |  | 0 |  | 0 | 0 |  | 0 | 0
VACAR_2_SOCO | VACAR | SOCO | 2035 | B14 | 900 | 0 | 3000 | 0 | 0 |  | 0 |  | 0 | 0 |  | 0 | 0
VACAR_2_SOCO | VACAR | SOCO | 2035 | B15 | 1203 | 0 | 3000 | 0 | 0 |  | 0 |  | 0 | 0 |  | 0 | 0
VACAR_2_SOCO | VACAR | SOCO | 2035 | B16 | 25 | 0 | 3000 | 0 | 0 |  | 0 |  | 0 | 0 |  | 0 | 0
VACAR_2_SOCO | VACAR | SOCO | 2035 | B17 | 100 | 0 | 3000 | 0 | 0 |  | 0 |  | 0 | 0 |  | 0 | 0
VACAR_2_SOCO | VACAR | SOCO | 2035 | B18 | 400 | 0 | 3000 | 0 | 0 |  | 0 |  | 0 | 0 |  | 0 | 0
VACAR_2_SOCO | VACAR | SOCO | 2035 | B19 | 700 | 0 | 3000 | 0 | 0 |  | 0 |  | 0 | 0 |  | 0 | 0
VACAR_2_SOCO | VACAR | SOCO | 2035 | B20 | 935 | 0 | 3000 | 0 | 0 |  | 0 |  | 0 | 0 |  | 0 | 0
VACAR_2_SOCO | VACAR | SOCO | 2040 | B1 | 10 | 0 | 3000 | 0 | 0 |  | 0 |  | 0 | 0 |  | 0 | 0
VACAR_2_SOCO | VACAR | SOCO | 2040 | B2 | 25 | 0 | 3000 | 0 | 0 |  | 0 |  | 0 | 0 |  | 0 | 0
VACAR_2_SOCO | VACAR | SOCO | 2040 | B3 | 75 | 0 | 3000 | 0 | 0 |  | 0 |  | 0 | 0 |  | 0 | 0
VACAR_2_SOCO | VACAR | SOCO | 2040 | B4 | 100 | 0 | 3000 | 0 | 0 |  | 0 |  | 0 | 0 |  | 0 | 0
VACAR_2_SOCO | VACAR | SOCO | 2040 | B5 | 200 | 0 | 3000 | 0 | 629.45 |  | 0 |  | 0 | 0 |  | 0 | 0
VACAR_2_SOCO | VACAR | SOCO | 2040 | B6 | 300 | 0 | 3000 | 0 | 0 |  | 0 |  | 0 | 0 |  | 0 | 0
VACAR_2_SOCO | VACAR | SOCO | 2040 | B7 | 400 | 0 | 3000 | 0 | 0 |  | 0 |  | 0 | 0 |  | 0 | 0
VACAR_2_SOCO | VACAR | SOCO | 2040 | B8 | 500 | 0 | 3000 | 109.79 | 0 |  | 0 |  | 0 | 0 |  | 0 | 0
VACAR_2_SOCO | VACAR | SOCO | 2040 | B9 | 800 | 0 | 3000 | 0 | 0 |  | 0 |  | 0 | 0 |  | 0 | 0
VACAR_2_SOCO | VACAR | SOCO | 2040 | B10 | 1262 | 0 | 3000 | 0 | 0 |  | 0 |  | 0 | 0 |  | 0 | 0
VACAR_2_SOCO | VACAR | SOCO | 2040 | B11 | 25 | 0 | 3000 | 1939.12 | 0 |  | 0 |  | 0 | 0 |  | 0 | 0
VACAR_2_SOCO | VACAR | SOCO | 2040 | B12 | 200 | 0 | 3000 | 0 | 0 |  | 0 |  | 0 | 0 |  | 0 | 0
VACAR_2_SOCO | VACAR | SOCO | 2040 | B13 | 600 | 0 | 3000 | 0 | 0 |  | 0 |  | 0 | 0 |  | 0 | 0
VACAR_2_SOCO | VACAR | SOCO | 2040 | B14 | 900 | 0 | 3000 | 0 | 0 |  | 0 |  | 0 | 0 |  | 0 | 0
VACAR_2_SOCO | VACAR | SOCO | 2040 | B15 | 1203 | 0 | 3000 | 0 | 0 |  | 0 |  | 0 | 0 |  | 0 | 0
VACAR_2_SOCO | VACAR | SOCO | 2040 | B16 | 25 | 0 | 3000 | 0 | 0 |  | 0 |  | 0 | 0 |  | 0 | 0
VACAR_2_SOCO | VACAR | SOCO | 2040 | B17 | 100 | 0 | 3000 | 0 | 0 |  | 0 |  | 0 | 0 |  | 0 | 0
VACAR_2_SOCO | VACAR | SOCO | 2040 | B18 | 400 | 0 | 3000 | 0 | 0 |  | 0 |  | 0 | 0 |  | 0 | 0
VACAR_2_SOCO | VACAR | SOCO | 2040 | B19 | 700 | 0 | 3000 | 0 | 0 |  | 0 |  | 0 | 0 |  | 0 | 0
VACAR_2_SOCO | VACAR | SOCO | 2040 | B20 | 935 | 0 | 3000 | 0 | 0 |  | 0 |  | 0 | 0 |  | 0 | 0
VACAR_2_SOCO | VACAR | SOCO | 2045 | B1 | 10 | 0 | 3000 | 0 | 0 |  | 0 |  | 0 | 0 |  | 0 | 0
VACAR_2_SOCO | VACAR | SOCO | 2045 | B2 | 25 | 0 | 3000 | 0 | 0 |  | 0 |  | 0 | 0 |  | 0 | 0
VACAR_2_SOCO | VACAR | SOCO | 2045 | B3 | 75 | 0 | 3000 | 0 | 0 |  | 0 |  | 0 | 0 |  | 0 | 0
VACAR_2_SOCO | VACAR | SOCO | 2045 | B4 | 100 | 0 | 3000 | 0 | 357.96 |  | 0 |  | 0 | 0 |  | 0 | 0
VACAR_2_SOCO | VACAR | SOCO | 2045 | B5 | 200 | 0 | 3000 | 0 | 716.17 |  | 0 |  | 0 | 0 |  | 0 | 0
VACAR_2_SOCO | VACAR | SOCO | 2045 | B6 | 300 | 0 | 3000 | 0 | 0 |  | 0 |  | 0 | 0 |  | 0 | 0
VACAR_2_SOCO | VACAR | SOCO | 2045 | B7 | 400 | 0 | 3000 | 0 | 0 |  | 0 |  | 0 | 0 |  | 0 | 0
VACAR_2_SOCO | VACAR | SOCO | 2045 | B8 | 500 | 0 | 3000 | 0 | 61.08 |  | 0 |  | 0 | 0 |  | 0 | 0
VACAR_2_SOCO | VACAR | SOCO | 2045 | B9 | 800 | 0 | 3000 | 887.73 | 0 |  | 0 |  | 0 | 0 |  | 0 | 0
VACAR_2_SOCO | VACAR | SOCO | 2045 | B10 | 1262 | 0 | 3000 | 0 | 0 |  | 0 |  | 0 | 0 |  | 0 | 0
VACAR_2_SOCO | VACAR | SOCO | 2045 | B11 | 25 | 0 | 3000 | 802.13 | 0 |  | 0 |  | 0 | 0 |  | 0 | 0
VACAR_2_SOCO | VACAR | SOCO | 2045 | B12 | 200 | 0 | 3000 | 0 | 0 |  | 0 |  | 0 | 0 |  | 0 | 0
VACAR_2_SOCO | VACAR | SOCO | 2045 | B13 | 600 | 0 | 3000 | 0 | 0 |  | 0 |  | 0 | 0 |  | 0 | 0
VACAR_2_SOCO | VACAR | SOCO | 2045 | B14 | 900 | 0 | 3000 | 0 | 0 |  | 0 |  | 0 | 0 |  | 0 | 0
VACAR_2_SOCO | VACAR | SOCO | 2045 | B15 | 1203 | 0 | 3000 | 0 | 0 |  | 0 |  | 0 | 0 |  | 0 | 0
VACAR_2_SOCO | VACAR | SOCO | 2045 | B16 | 25 | 0 | 3000 | 0 | 0 |  | 0 |  | 0 | 0 |  | 0 | 0
VACAR_2_SOCO | VACAR | SOCO | 2045 | B17 | 100 | 0 | 3000 | 0 | 0 |  | 0 |  | 0 | 0 |  | 0 | 0
VACAR_2_SOCO | VACAR | SOCO | 2045 | B18 | 400 | 0 | 3000 | 0 | 0 |  | 0 |  | 0 | 0 |  | 0 | 0
VACAR_2_SOCO | VACAR | SOCO | 2045 | B19 | 700 | 0 | 3000 | 0 | 0 |  | 0 |  | 0 | 0 |  | 0 | 0
VACAR_2_SOCO | VACAR | SOCO | 2045 | B20 | 935 | 0 | 3000 | 0 | 0 |  | 0 |  | 0 | 0 |  | 0 | 0
VACAR_2_SOCO | VACAR | SOCO | 2050 | B1 | 10 | 0 | 3000 | 0 | 572.3 |  | 0 |  | 0 | 0 |  | 0 | 1.3265
VACAR_2_SOCO | VACAR | SOCO | 2050 | B2 | 25 | 0 | 3000 | 0 | 3000 |  | 0 |  | 0 | 0.55789 |  | 0 | 1.3265
VACAR_2_SOCO | VACAR | SOCO | 2050 | B3 | 75 | 0 | 3000 | 0 | 704.21 |  | 0 |  | 0 | 0 |  | 0 | 1.3265
VACAR_2_SOCO | VACAR | SOCO | 2050 | B4 | 100 | 0 | 3000 | 0 | 993.27 |  | 0 |  | 0 | 0 |  | 0 | 1.3265
VACAR_2_SOCO | VACAR | SOCO | 2050 | B5 | 200 | 0 | 3000 | 0 | 1579.08 |  | 0 |  | 0 | 0 |  | 0 | 1.3265
VACAR_2_SOCO | VACAR | SOCO | 2050 | B6 | 300 | 0 | 3000 | 485.52 | 0 |  | 0 |  | 0 | 0 |  | 0 | 1.3265
VACAR_2_SOCO | VACAR | SOCO | 2050 | B7 | 400 | 0 | 3000 | 3000 | 0 |  | 0 |  | 1.7686 | 0 |  | 1.7686 | 1.3265
VACAR_2_SOCO | VACAR | SOCO | 2050 | B8 | 500 | 0 | 3000 | 1825.4 | 0 |  | 0 |  | 0 | 0 |  | 0 | 1.3265
VACAR_2_SOCO | VACAR | SOCO | 2050 | B9 | 800 | 0 | 3000 | 0 | 0 |  | 0 |  | 0 | 0 |  | 0 | 1.3265
VACAR_2_SOCO | VACAR | SOCO | 2050 | B10 | 1262 | 0 | 3000 | 0 | 0 |  | 0 |  | 0 | 0 |  | 0 | 1.3265
VACAR_2_SOCO | VACAR | SOCO | 2050 | B11 | 25 | 0 | 3000 | 1080.74 | 0 |  | 0 |  | 0 | 0 |  | 0 | 1.3265
VACAR_2_SOCO | VACAR | SOCO | 2050 | B12 | 200 | 0 | 3000 | 133.29 | 0 |  | 0 |  | 0 | 0 |  | 0 | 1.3265
VACAR_2_SOCO | VACAR | SOCO | 2050 | B13 | 600 | 0 | 3000 | 0 | 0 |  | 0 |  | 0 | 0 |  | 0 | 1.3265
VACAR_2_SOCO | VACAR | SOCO | 2050 | B14 | 900 | 0 | 3000 | 0 | 0 |  | 0 |  | 0 | 0 |  | 0 | 1.3265
VACAR_2_SOCO | VACAR | SOCO | 2050 | B15 | 1203 | 0 | 3000 | 0 | 0 |  | 0 |  | 0 | 0 |  | 0 | 1.3265
VACAR_2_SOCO | VACAR | SOCO | 2050 | B16 | 25 | 0 | 3000 | 0 | 0 |  | 0 |  | 0 | 0 |  | 0 | 1.3265
VACAR_2_SOCO | VACAR | SOCO | 2050 | B17 | 100 | 0 | 3000 | 784.77 | 0 |  | 0 |  | 0 | 0 |  | 0 | 1.3265
VACAR_2_SOCO | VACAR | SOCO | 2050 | B18 | 400 | 0 | 3000 | 0 | 0 |  | 0 |  | 0 | 0 |  | 0 | 1.3265
VACAR_2_SOCO | VACAR | SOCO | 2050 | B19 | 700 | 0 | 3000 | 0 | 0 |  | 0 |  | 0 | 0 |  | 0 | 1.3265
VACAR_2_SOCO | VACAR | SOCO | 2050 | B20 | 935 | 0 | 3000 | 0 | 0 |  | 0 |  | 0 | 0 |  | 0 | 1.3265
VACAR_2_TVA_Transmission | VACAR | TVA_Transmission | 2015 | B1 | 10 | 0 | 900 | 0 | 0 |  | 0 |  | 0 | 0 |  | 0 | 0
VACAR_2_TVA_Transmission | VACAR | TVA_Transmission | 2015 | B2 | 25 | 0 | 900 | 0 | 0 |  | 0 |  | 0 | 0 |  | 0 | 0
VACAR_2_TVA_Transmission | VACAR | TVA_Transmission | 2015 | B3 | 75 | 0 | 900 | 0 | 0 |  | 0 |  | 0 | 0 |  | 0 | 0
VACAR_2_TVA_Transmission | VACAR | TVA_Transmission | 2015 | B4 | 100 | 0 | 900 | 0 | 0 |  | 0 |  | 0 | 0 |  | 0 | 0
VACAR_2_TVA_Transmission | VACAR | TVA_Transmission | 2015 | B5 | 200 | 0 | 900 | 0 | 0 |  | 0 |  | 0 | 0 |  | 0 | 0
VACAR_2_TVA_Transmission | VACAR | TVA_Transmission | 2015 | B6 | 300 | 0 | 900 | 0 | 0 |  | 0 |  | 0 | 0 |  | 0 | 0
VACAR_2_TVA_Transmission | VACAR | TVA_Transmission | 2015 | B7 | 400 | 0 | 900 | 0 | 0 |  | 0 |  | 0 | 0 |  | 0 | 0
VACAR_2_TVA_Transmission | VACAR | TVA_Transmission | 2015 | B8 | 500 | 0 | 900 | 0 | 0 |  | 0 |  | 0 | 0 |  | 0 | 0
VACAR_2_TVA_Transmission | VACAR | TVA_Transmission | 2015 | B9 | 800 | 0 | 900 | 0 | 0 |  | 0 |  | 0 | 0 |  | 0 | 0
VACAR_2_TVA_Transmission | VACAR | TVA_Transmission | 2015 | B10 | 1262 | 0 | 900 | 0 | 0 |  | 0 |  | 0 | 0 |  | 0 | 0
VACAR_2_TVA_Transmission | VACAR | TVA_Transmission | 2015 | B11 | 25 | 0 | 900 | 0 | 0 |  | 0 |  | 0 | 0 |  | 0 | 0
VACAR_2_TVA_Transmission | VACAR | TVA_Transmission | 2015 | B12 | 200 | 0 | 900 | 0 | 0 |  | 0 |  | 0 | 0 |  | 0 | 0
VACAR_2_TVA_Transmission | VACAR | TVA_Transmission | 2015 | B13 | 600 | 0 | 900 | 0 | 0 |  | 0 |  | 0 | 0 |  | 0 | 0
VACAR_2_TVA_Transmission | VACAR | TVA_Transmission | 2015 | B14 | 900 | 0 | 900 | 0 | 0 |  | 0 |  | 0 | 0 |  | 0 | 0
VACAR_2_TVA_Transmission | VACAR | TVA_Transmission | 2015 | B15 | 1203 | 0 | 900 | 0 | 0 |  | 0 |  | 0 | 0 |  | 0 | 0
VACAR_2_TVA_Transmission | VACAR | TVA_Transmission | 2015 | B16 | 25 | 0 | 900 | 0 | 0 |  | 0 |  | 0 | 0 |  | 0 | 0
VACAR_2_TVA_Transmission | VACAR | TVA_Transmission | 2015 | B17 | 100 | 0 | 900 | 0 | 0 |  | 0 |  | 0 | 0 |  | 0 | 0
VACAR_2_TVA_Transmission | VACAR | TVA_Transmission | 2015 | B18 | 400 | 0 | 900 | 0 | 0 |  | 0 |  | 0 | 0 |  | 0 | 0
VACAR_2_TVA_Transmission | VACAR | TVA_Transmission | 2015 | B19 | 700 | 0 | 900 | 0 | 0 |  | 0 |  | 0 | 0 |  | 0 | 0
VACAR_2_TVA_Transmission | VACAR | TVA_Transmission | 2015 | B20 | 935 | 0 | 900 | 0 | 0 |  | 0 |  | 0 | 0 |  | 0 | 0
VACAR_2_TVA_Transmission | VACAR | TVA_Transmission | 2020 | B1 | 10 | 0 | 900 | 0 | 0 |  | 0 |  | 0 | 0 |  | 0 | 0
VACAR_2_TVA_Transmission | VACAR | TVA_Transmission | 2020 | B2 | 25 | 0 | 900 | 0 | 0 |  | 0 |  | 0 | 0 |  | 0 | 0
VACAR_2_TVA_Transmission | VACAR | TVA_Transmission | 2020 | B3 | 75 | 0 | 900 | 0 | 0 |  | 0 |  | 0 | 0 |  | 0 | 0
VACAR_2_TVA_Transmission | VACAR | TVA_Transmission | 2020 | B4 | 100 | 0 | 900 | 0 | 0 |  | 0 |  | 0 | 0 |  | 0 | 0
VACAR_2_TVA_Transmission | VACAR | TVA_Transmission | 2020 | B5 | 200 | 0 | 900 | 0 | 0 |  | 0 |  | 0 | 0 |  | 0 | 0
VACAR_2_TVA_Transmission | VACAR | TVA_Transmission | 2020 | B6 | 300 | 0 | 900 | 0 | 0 |  | 0 |  | 0 | 0 |  | 0 | 0
VACAR_2_TVA_Transmission | VACAR | TVA_Transmission | 2020 | B7 | 400 | 0 | 900 | 0 | 0 |  | 0 |  | 0 | 0 |  | 0 | 0
VACAR_2_TVA_Transmission | VACAR | TVA_Transmission | 2020 | B8 | 500 | 0 | 900 | 0 | 0 |  | 0 |  | 0 | 0 |  | 0 | 0
VACAR_2_TVA_Transmission | VACAR | TVA_Transmission | 2020 | B9 | 800 | 0 | 900 | 0 | 0 |  | 0 |  | 0 | 0 |  | 0 | 0
VACAR_2_TVA_Transmission | VACAR | TVA_Transmission | 2020 | B10 | 1262 | 0 | 900 | 0 | 0 |  | 0 |  | 0 | 0 |  | 0 | 0
VACAR_2_TVA_Transmission | VACAR | TVA_Transmission | 2020 | B11 | 25 | 0 | 900 | 0 | 0 |  | 0 |  | 0 | 0 |  | 0 | 0
VACAR_2_TVA_Transmission | VACAR | TVA_Transmission | 2020 | B12 | 200 | 0 | 900 | 0 | 0 |  | 0 |  | 0 | 0 |  | 0 | 0
VACAR_2_TVA_Transmission | VACAR | TVA_Transmission | 2020 | B13 | 600 | 0 | 900 | 0 | 0 |  | 0 |  | 0 | 0 |  | 0 | 0
VACAR_2_TVA_Transmission | VACAR | TVA_Transmission | 2020 | B14 | 900 | 0 | 900 | 0 | 0 |  | 0 |  | 0 | 0 |  | 0 | 0
VACAR_2_TVA_Transmission | VACAR | TVA_Transmission | 2020 | B15 | 1203 | 0 | 900 | 0 | 0 |  | 0 |  | 0 | 0 |  | 0 | 0
VACAR_2_TVA_Transmission | VACAR | TVA_Transmission | 2020 | B16 | 25 | 0 | 900 | 0 | 0 |  | 0 |  | 0 | 0 |  | 0 | 0
VACAR_2_TVA_Transmission | VACAR | TVA_Transmission | 2020 | B17 | 100 | 0 | 900 | 0 | 0 |  | 0 |  | 0 | 0 |  | 0 | 0
VACAR_2_TVA_Transmission | VACAR | TVA_Transmission | 2020 | B18 | 400 | 0 | 900 | 0 | 0 |  | 0 |  | 0 | 0 |  | 0 | 0
VACAR_2_TVA_Transmission | VACAR | TVA_Transmission | 2020 | B19 | 700 | 0 | 900 | 0 | 0 |  | 0 |  | 0 | 0 |  | 0 | 0
VACAR_2_TVA_Transmission | VACAR | TVA_Transmission | 2020 | B20 | 935 | 0 | 900 | 0 | 0 |  | 0 |  | 0 | 0 |  | 0 | 0
VACAR_2_TVA_Transmission | VACAR | TVA_Transmission | 2025 | B1 | 10 | 0 | 900 | 0 | 0 |  | 0 |  | 0 | 0 |  | 0 | 0
VACAR_2_TVA_Transmission | VACAR | TVA_Transmission | 2025 | B2 | 25 | 0 | 900 | 0 | 0 |  | 0 |  | 0 | 0 |  | 0 | 0
VACAR_2_TVA_Transmission | VACAR | TVA_Transmission | 2025 | B3 | 75 | 0 | 900 | 0 | 0 |  | 0 |  | 0 | 0 |  | 0 | 0
VACAR_2_TVA_Transmission | VACAR | TVA_Transmission | 2025 | B4 | 100 | 0 | 900 | 0 | 0 |  | 0 |  | 0 | 0 |  | 0 | 0
VACAR_2_TVA_Transmission | VACAR | TVA_Transmission | 2025 | B5 | 200 | 0 | 900 | 0 | 0 |  | 0 |  | 0 | 0 |  | 0 | 0
VACAR_2_TVA_Transmission | VACAR | TVA_Transmission | 2025 | B6 | 300 | 0 | 900 | 0 | 0 |  | 0 |  | 0 | 0 |  | 0 | 0
VACAR_2_TVA_Transmission | VACAR | TVA_Transmission | 2025 | B7 | 400 | 0 | 900 | 0 | 0 |  | 0 |  | 0 | 0 |  | 0 | 0
VACAR_2_TVA_Transmission | VACAR | TVA_Transmission | 2025 | B8 | 500 | 0 | 900 | 0 | 0 |  | 0 |  | 0 | 0 |  | 0 | 0
VACAR_2_TVA_Transmission | VACAR | TVA_Transmission | 2025 | B9 | 800 | 0 | 900 | 0 | 0 |  | 0 |  | 0 | 0 |  | 0 | 0
VACAR_2_TVA_Transmission | VACAR | TVA_Transmission | 2025 | B10 | 1262 | 0 | 900 | 0 | 0 |  | 0 |  | 0 | 0 |  | 0 | 0
VACAR_2_TVA_Transmission | VACAR | TVA_Transmission | 2025 | B11 | 25 | 0 | 900 | 0 | 0 |  | 0 |  | 0 | 0 |  | 0 | 0
VACAR_2_TVA_Transmission | VACAR | TVA_Transmission | 2025 | B12 | 200 | 0 | 900 | 0 | 0 |  | 0 |  | 0 | 0 |  | 0 | 0
VACAR_2_TVA_Transmission | VACAR | TVA_Transmission | 2025 | B13 | 600 | 0 | 900 | 0 | 0 |  | 0 |  | 0 | 0 |  | 0 | 0
VACAR_2_TVA_Transmission | VACAR | TVA_Transmission | 2025 | B14 | 900 | 0 | 900 | 0 | 0 |  | 0 |  | 0 | 0 |  | 0 | 0
VACAR_2_TVA_Transmission | VACAR | TVA_Transmission | 2025 | B15 | 1203 | 0 | 900 | 0 | 0 |  | 0 |  | 0 | 0 |  | 0 | 0
VACAR_2_TVA_Transmission | VACAR | TVA_Transmission | 2025 | B16 | 25 | 0 | 900 | 0 | 0 |  | 0 |  | 0 | 0 |  | 0 | 0
VACAR_2_TVA_Transmission | VACAR | TVA_Transmission | 2025 | B17 | 100 | 0 | 900 | 0 | 0 |  | 0 |  | 0 | 0 |  | 0 | 0
VACAR_2_TVA_Transmission | VACAR | TVA_Transmission | 2025 | B18 | 400 | 0 | 900 | 0 | 0 |  | 0 |  | 0 | 0 |  | 0 | 0
VACAR_2_TVA_Transmission | VACAR | TVA_Transmission | 2025 | B19 | 700 | 0 | 900 | 0 | 0 |  | 0 |  | 0 | 0 |  | 0 | 0
VACAR_2_TVA_Transmission | VACAR | TVA_Transmission | 2025 | B20 | 935 | 0 | 900 | 0 | 0 |  | 0 |  | 0 | 0 |  | 0 | 0
VACAR_2_TVA_Transmission | VACAR | TVA_Transmission | 2030 | B1 | 10 | 0 | 900 | 0 | 0 |  | 0 |  | 0 | 0 |  | 0 | 0
VACAR_2_TVA_Transmission | VACAR | TVA_Transmission | 2030 | B2 | 25 | 0 | 900 | 0 | 0 |  | 0 |  | 0 | 0 |  | 0 | 0
VACAR_2_TVA_Transmission | VACAR | TVA_Transmission | 2030 | B3 | 75 | 0 | 900 | 0 | 0 |  | 0 |  | 0 | 0 |  | 0 | 0
VACAR_2_TVA_Transmission | VACAR | TVA_Transmission | 2030 | B4 | 100 | 0 | 900 | 0 | 0 |  | 0 |  | 0 | 0 |  | 0 | 0
VACAR_2_TVA_Transmission | VACAR | TVA_Transmission | 2030 | B5 | 200 | 0 | 900 | 0 | 0 |  | 0 |  | 0 | 0 |  | 0 | 0
VACAR_2_TVA_Transmission | VACAR | TVA_Transmission | 2030 | B6 | 300 | 0 | 900 | 0 | 0 |  | 0 |  | 0 | 0 |  | 0 | 0
VACAR_2_TVA_Transmission | VACAR | TVA_Transmission | 2030 | B7 | 400 | 0 | 900 | 0 | 0 |  | 0 |  | 0 | 0 |  | 0 | 0
VACAR_2_TVA_Transmission | VACAR | TVA_Transmission | 2030 | B8 | 500 | 0 | 900 | 0 | 0 |  | 0 |  | 0 | 0 |  | 0 | 0
VACAR_2_TVA_Transmission | VACAR | TVA_Transmission | 2030 | B9 | 800 | 0 | 900 | 38.8 | 0 |  | 0 |  | 0 | 0 |  | 0 | 0
VACAR_2_TVA_Transmission | VACAR | TVA_Transmission | 2030 | B10 | 1262 | 0 | 900 | 0 | 0 |  | 0 |  | 0 | 0 |  | 0 | 0
VACAR_2_TVA_Transmission | VACAR | TVA_Transmission | 2030 | B11 | 25 | 0 | 900 | 0 | 0 |  | 0 |  | 0 | 0 |  | 0 | 0
VACAR_2_TVA_Transmission | VACAR | TVA_Transmission | 2030 | B12 | 200 | 0 | 900 | 0 | 0 |  | 0 |  | 0 | 0 |  | 0 | 0
VACAR_2_TVA_Transmission | VACAR | TVA_Transmission | 2030 | B13 | 600 | 0 | 900 | 0 | 0 |  | 0 |  | 0 | 0 |  | 0 | 0
VACAR_2_TVA_Transmission | VACAR | TVA_Transmission | 2030 | B14 | 900 | 0 | 900 | 0 | 0 |  | 0 |  | 0 | 0 |  | 0 | 0
VACAR_2_TVA_Transmission | VACAR | TVA_Transmission | 2030 | B15 | 1203 | 0 | 900 | 0 | 0 |  | 0 |  | 0 | 0 |  | 0 | 0
VACAR_2_TVA_Transmission | VACAR | TVA_Transmission | 2030 | B16 | 25 | 0 | 900 | 0 | 0 |  | 0 |  | 0 | 0 |  | 0 | 0
VACAR_2_TVA_Transmission | VACAR | TVA_Transmission | 2030 | B17 | 100 | 0 | 900 | 0 | 0 |  | 0 |  | 0 | 0 |  | 0 | 0
VACAR_2_TVA_Transmission | VACAR | TVA_Transmission | 2030 | B18 | 400 | 0 | 900 | 0 | 0 |  | 0 |  | 0 | 0 |  | 0 | 0
VACAR_2_TVA_Transmission | VACAR | TVA_Transmission | 2030 | B19 | 700 | 0 | 900 | 0 | 0 |  | 0 |  | 0 | 0 |  | 0 | 0
VACAR_2_TVA_Transmission | VACAR | TVA_Transmission | 2030 | B20 | 935 | 0 | 900 | 0 | 0 |  | 0 |  | 0 | 0 |  | 0 | 0
VACAR_2_TVA_Transmission | VACAR | TVA_Transmission | 2035 | B1 | 10 | 0 | 900 | 0 | 0 |  | 0 |  | 0 | 0 |  | 0 | 1.8976
VACAR_2_TVA_Transmission | VACAR | TVA_Transmission | 2035 | B2 | 25 | 0 | 900 | 0 | 0 |  | 0 |  | 0 | 0 |  | 0 | 1.8976
VACAR_2_TVA_Transmission | VACAR | TVA_Transmission | 2035 | B3 | 75 | 0 | 900 | 0 | 0 |  | 0 |  | 0 | 0 |  | 0 | 1.8976
VACAR_2_TVA_Transmission | VACAR | TVA_Transmission | 2035 | B4 | 100 | 0 | 900 | 887.84 | 0 |  | 0 |  | 0 | 0 |  | 0 | 1.8976
VACAR_2_TVA_Transmission | VACAR | TVA_Transmission | 2035 | B5 | 200 | 0 | 900 | 900 | 0 |  | 0 |  | 5.1635 | 0 |  | 0.70635 | 1.8976
VACAR_2_TVA_Transmission | VACAR | TVA_Transmission | 2035 | B6 | 300 | 0 | 900 | 0 | 0 |  | 0 |  | 0 | 0 |  | 0 | 1.8976
VACAR_2_TVA_Transmission | VACAR | TVA_Transmission | 2035 | B7 | 400 | 0 | 900 | 0 | 0 |  | 0 |  | 0 | 0 |  | 0 | 1.8976
VACAR_2_TVA_Transmission | VACAR | TVA_Transmission | 2035 | B8 | 500 | 0 | 900 | 0 | 0 |  | 0 |  | 0 | 0 |  | 0 | 1.8976
VACAR_2_TVA_Transmission | VACAR | TVA_Transmission | 2035 | B9 | 800 | 0 | 900 | 0 | 0 |  | 0 |  | 0 | 0 |  | 0 | 1.8976
VACAR_2_TVA_Transmission | VACAR | TVA_Transmission | 2035 | B10 | 1262 | 0 | 900 | 900 | 0 |  | 0 |  | 2.1129 | 0 |  | 1.8238 | 1.8976
VACAR_2_TVA_Transmission | VACAR | TVA_Transmission | 2035 | B11 | 25 | 0 | 900 | 0 | 0 |  | 0 |  | 0 | 0 |  | 0 | 1.8976
VACAR_2_TVA_Transmission | VACAR | TVA_Transmission | 2035 | B12 | 200 | 0 | 900 | 0 | 0 |  | 0 |  | 0 | 0 |  | 0 | 1.8976
VACAR_2_TVA_Transmission | VACAR | TVA_Transmission | 2035 | B13 | 600 | 0 | 900 | 0 | 0 |  | 0 |  | 0 | 0 |  | 0 | 1.8976
VACAR_2_TVA_Transmission | VACAR | TVA_Transmission | 2035 | B14 | 900 | 0 | 900 | 0 | 0 |  | 0 |  | 0 | 0 |  | 0 | 1.8976
VACAR_2_TVA_Transmission | VACAR | TVA_Transmission | 2035 | B15 | 1203 | 0 | 900 | 0 | 0 |  | 0 |  | 0 | 0 |  | 0 | 1.8976
VACAR_2_TVA_Transmission | VACAR | TVA_Transmission | 2035 | B16 | 25 | 0 | 900 | 0 | 0 |  | 0 |  | 0 | 0 |  | 0 | 1.8976
VACAR_2_TVA_Transmission | VACAR | TVA_Transmission | 2035 | B17 | 100 | 0 | 900 | 0 | 0 |  | 0 |  | 0 | 0 |  | 0 | 1.8976
VACAR_2_TVA_Transmission | VACAR | TVA_Transmission | 2035 | B18 | 400 | 0 | 900 | 0 | 0 |  | 0 |  | 0 | 0 |  | 0 | 1.8976
VACAR_2_TVA_Transmission | VACAR | TVA_Transmission | 2035 | B19 | 700 | 0 | 900 | 0 | 0 |  | 0 |  | 0 | 0 |  | 0 | 1.8976
VACAR_2_TVA_Transmission | VACAR | TVA_Transmission | 2035 | B20 | 935 | 0 | 900 | 0 | 0 |  | 0 |  | 0 | 0 |  | 0 | 1.8976
VACAR_2_TVA_Transmission | VACAR | TVA_Transmission | 2040 | B1 | 10 | 0 | 900 | 0 | 0 |  | 0 |  | 0 | 0 |  | 0 | 2.2523
VACAR_2_TVA_Transmission | VACAR | TVA_Transmission | 2040 | B2 | 25 | 0 | 900 | 0 | 0 |  | 0 |  | 0 | 0 |  | 0 | 2.2523
VACAR_2_TVA_Transmission | VACAR | TVA_Transmission | 2040 | B3 | 75 | 0 | 900 | 0 | 0 |  | 0 |  | 0 | 0 |  | 0 | 2.2523
VACAR_2_TVA_Transmission | VACAR | TVA_Transmission | 2040 | B4 | 100 | 0 | 900 | 0 | 0 |  | 0 |  | 0 | 0 |  | 0 | 2.2523
VACAR_2_TVA_Transmission | VACAR | TVA_Transmission | 2040 | B5 | 200 | 0 | 900 | 0 | 0 |  | 0 |  | 0 | 0 |  | 0 | 2.2523
VACAR_2_TVA_Transmission | VACAR | TVA_Transmission | 2040 | B6 | 300 | 0 | 900 | 0 | 0 |  | 0 |  | 0 | 0 |  | 0 | 2.2523
VACAR_2_TVA_Transmission | VACAR | TVA_Transmission | 2040 | B7 | 400 | 0 | 900 | 0 | 0 |  | 0 |  | 0 | 0 |  | 0 | 2.2523
VACAR_2_TVA_Transmission | VACAR | TVA_Transmission | 2040 | B8 | 500 | 0 | 900 | 0 | 0 |  | 0 |  | 0 | 0 |  | 0 | 2.2523
VACAR_2_TVA_Transmission | VACAR | TVA_Transmission | 2040 | B9 | 800 | 0 | 900 | 667.13 | 0 |  | 0 |  | 0 | 0 |  | 0 | 2.2523
VACAR_2_TVA_Transmission | VACAR | TVA_Transmission | 2040 | B10 | 1262 | 0 | 900 | 900 | 0 |  | 0 |  | 3.0031 | 0 |  | 3.0031 | 2.2523
VACAR_2_TVA_Transmission | VACAR | TVA_Transmission | 2040 | B11 | 25 | 0 | 900 | 0 | 0 |  | 0 |  | 0 | 0 |  | 0 | 2.2523
VACAR_2_TVA_Transmission | VACAR | TVA_Transmission | 2040 | B12 | 200 | 0 | 900 | 0 | 0 |  | 0 |  | 0 | 0 |  | 0 | 2.2523
VACAR_2_TVA_Transmission | VACAR | TVA_Transmission | 2040 | B13 | 600 | 0 | 900 | 0 | 0 |  | 0 |  | 0 | 0 |  | 0 | 2.2523
VACAR_2_TVA_Transmission | VACAR | TVA_Transmission | 2040 | B14 | 900 | 0 | 900 | 0 | 0 |  | 0 |  | 0 | 0 |  | 0 | 2.2523
VACAR_2_TVA_Transmission | VACAR | TVA_Transmission | 2040 | B15 | 1203 | 0 | 900 | 0 | 0 |  | 0 |  | 0 | 0 |  | 0 | 2.2523
VACAR_2_TVA_Transmission | VACAR | TVA_Transmission | 2040 | B16 | 25 | 0 | 900 | 0 | 0 |  | 0 |  | 0 | 0 |  | 0 | 2.2523
VACAR_2_TVA_Transmission | VACAR | TVA_Transmission | 2040 | B17 | 100 | 0 | 900 | 0 | 0 |  | 0 |  | 0 | 0 |  | 0 | 2.2523
VACAR_2_TVA_Transmission | VACAR | TVA_Transmission | 2040 | B18 | 400 | 0 | 900 | 0 | 0 |  | 0 |  | 0 | 0 |  | 0 | 2.2523
VACAR_2_TVA_Transmission | VACAR | TVA_Transmission | 2040 | B19 | 700 | 0 | 900 | 0 | 0 |  | 0 |  | 0 | 0 |  | 0 | 2.2523
VACAR_2_TVA_Transmission | VACAR | TVA_Transmission | 2040 | B20 | 935 | 0 | 900 | 0 | 0 |  | 0 |  | 0 | 0 |  | 0 | 2.2523
VACAR_2_TVA_Transmission | VACAR | TVA_Transmission | 2045 | B1 | 10 | 0 | 900 | 0 | 0 |  | 0 |  | 0 | 0 |  | 0 | 1.4867
VACAR_2_TVA_Transmission | VACAR | TVA_Transmission | 2045 | B2 | 25 | 0 | 900 | 0 | 0 |  | 0 |  | 0 | 0 |  | 0 | 1.4867
VACAR_2_TVA_Transmission | VACAR | TVA_Transmission | 2045 | B3 | 75 | 0 | 900 | 0 | 0 |  | 0 |  | 0 | 0 |  | 0 | 1.4867
VACAR_2_TVA_Transmission | VACAR | TVA_Transmission | 2045 | B4 | 100 | 0 | 900 | 0 | 0 |  | 0 |  | 0 | 0 |  | 0 | 1.4867
VACAR_2_TVA_Transmission | VACAR | TVA_Transmission | 2045 | B5 | 200 | 0 | 900 | 0 | 0 |  | 0 |  | 0 | 0 |  | 0 | 1.4867
VACAR_2_TVA_Transmission | VACAR | TVA_Transmission | 2045 | B6 | 300 | 0 | 900 | 810.01 | 0 |  | 0 |  | 0 | 0 |  | 0 | 1.4867
VACAR_2_TVA_Transmission | VACAR | TVA_Transmission | 2045 | B7 | 400 | 0 | 900 | 0 | 0 |  | 0 |  | 0 | 0 |  | 0 | 1.4867
VACAR_2_TVA_Transmission | VACAR | TVA_Transmission | 2045 | B8 | 500 | 0 | 900 | 0 | 0 |  | 0 |  | 0 | 0 |  | 0 | 1.4867
VACAR_2_TVA_Transmission | VACAR | TVA_Transmission | 2045 | B9 | 800 | 0 | 900 | 900 | 619.61 |  | 0 |  | 1.9823 | 0 |  | 1.9823 | 1.4867
VACAR_2_TVA_Transmission | VACAR | TVA_Transmission | 2045 | B10 | 1262 | 0 | 900 | 0 | 0 |  | 0 |  | 0 | 0 |  | 0 | 1.4867
VACAR_2_TVA_Transmission | VACAR | TVA_Transmission | 2045 | B11 | 25 | 0 | 900 | 0 | 0 |  | 0 |  | 0 | 0 |  | 0 | 1.4867
VACAR_2_TVA_Transmission | VACAR | TVA_Transmission | 2045 | B12 | 200 | 0 | 900 | 0 | 0 |  | 0 |  | 0 | 0 |  | 0 | 1.4867
VACAR_2_TVA_Transmission | VACAR | TVA_Transmission | 2045 | B13 | 600 | 0 | 900 | 0 | 0 |  | 0 |  | 0 | 0 |  | 0 | 1.4867
VACAR_2_TVA_Transmission | VACAR | TVA_Transmission | 2045 | B14 | 900 | 0 | 900 | 0 | 0 |  | 0 |  | 0 | 0 |  | 0 | 1.4867
VACAR_2_TVA_Transmission | VACAR | TVA_Transmission | 2045 | B15 | 1203 | 0 | 900 | 0 | 0 |  | 0 |  | 0 | 0 |  | 0 | 1.4867
VACAR_2_TVA_Transmission | VACAR | TVA_Transmission | 2045 | B16 | 25 | 0 | 900 | 0 | 0 |  | 0 |  | 0 | 0 |  | 0 | 1.4867
VACAR_2_TVA_Transmission | VACAR | TVA_Transmission | 2045 | B17 | 100 | 0 | 900 | 0 | 0 |  | 0 |  | 0 | 0 |  | 0 | 1.4867
VACAR_2_TVA_Transmission | VACAR | TVA_Transmission | 2045 | B18 | 400 | 0 | 900 | 0 | 0 |  | 0 |  | 0 | 0 |  | 0 | 1.4867
VACAR_2_TVA_Transmission | VACAR | TVA_Transmission | 2045 | B19 | 700 | 0 | 900 | 0 | 0 |  | 0 |  | 0 | 0 |  | 0 | 1.4867
VACAR_2_TVA_Transmission | VACAR | TVA_Transmission | 2045 | B20 | 935 | 0 | 900 | 0 | 0 |  | 0 |  | 0 | 0 |  | 0 | 1.4867
VACAR_2_TVA_Transmission | VACAR | TVA_Transmission | 2050 | B1 | 10 | 0 | 900 | 0 | 0 |  | 0 |  | 0 | 0 |  | 0 | 3.9826
VACAR_2_TVA_Transmission | VACAR | TVA_Transmission | 2050 | B2 | 25 | 0 | 900 | 0 | 0 |  | 0 |  | 0 | 0 |  | 0 | 3.9826
VACAR_2_TVA_Transmission | VACAR | TVA_Transmission | 2050 | B3 | 75 | 0 | 900 | 0 | 0 |  | 0 |  | 0 | 0 |  | 0 | 3.9826
VACAR_2_TVA_Transmission | VACAR | TVA_Transmission | 2050 | B4 | 100 | 0 | 900 | 0 | 0 |  | 0 |  | 0 | 0 |  | 0 | 3.9826
VACAR_2_TVA_Transmission | VACAR | TVA_Transmission | 2050 | B5 | 200 | 0 | 900 | 900 | 0 |  | 0 |  | 5.9943 | 0 |  | 0.39153 | 3.9826
VACAR_2_TVA_Transmission | VACAR | TVA_Transmission | 2050 | B6 | 300 | 0 | 900 | 900 | 0 |  | 0 |  | 2.2434 | 0 |  | 0.2198 | 3.9826
VACAR_2_TVA_Transmission | VACAR | TVA_Transmission | 2050 | B7 | 400 | 0 | 900 | 0 | 0 |  | 0 |  | 0 | 0 |  | 0 | 3.9826
VACAR_2_TVA_Transmission | VACAR | TVA_Transmission | 2050 | B8 | 500 | 0 | 900 | 900 | 0 |  | 0 |  | 8.4989 | 0 |  | 1.3878 | 3.9826
VACAR_2_TVA_Transmission | VACAR | TVA_Transmission | 2050 | B9 | 800 | 0 | 900 | 900 | 0 |  | 0 |  | 3.2168 | 0 |  | 0.84044 | 3.9826
VACAR_2_TVA_Transmission | VACAR | TVA_Transmission | 2050 | B10 | 1262 | 0 | 900 | 900 | 0 |  | 0 |  | 5.9943 | 0 |  | 2.4706 | 3.9826
VACAR_2_TVA_Transmission | VACAR | TVA_Transmission | 2050 | B11 | 25 | 0 | 900 | 0 | 0 |  | 0 |  | 0 | 0 |  | 0 | 3.9826
VACAR_2_TVA_Transmission | VACAR | TVA_Transmission | 2050 | B12 | 200 | 0 | 900 | 0 | 0 |  | 0 |  | 0 | 0 |  | 0 | 3.9826
VACAR_2_TVA_Transmission | VACAR | TVA_Transmission | 2050 | B13 | 600 | 0 | 900 | 0 | 0 |  | 0 |  | 0 | 0 |  | 0 | 3.9826
VACAR_2_TVA_Transmission | VACAR | TVA_Transmission | 2050 | B14 | 900 | 0 | 900 | 0 | 0 |  | 0 |  | 0 | 0 |  | 0 | 3.9826
VACAR_2_TVA_Transmission | VACAR | TVA_Transmission | 2050 | B15 | 1203 | 0 | 900 | 0 | 0 |  | 0 |  | 0 | 0 |  | 0 | 3.9826
VACAR_2_TVA_Transmission | VACAR | TVA_Transmission | 2050 | B16 | 25 | 0 | 900 | 0 | 0 |  | 0 |  | 0 | 0 |  | 0 | 3.9826
VACAR_2_TVA_Transmission | VACAR | TVA_Transmission | 2050 | B17 | 100 | 0 | 900 | 0 | 0 |  | 0 |  | 0 | 0 |  | 0 | 3.9826
VACAR_2_TVA_Transmission | VACAR | TVA_Transmission | 2050 | B18 | 400 | 0 | 900 | 0 | 0 |  | 0 |  | 0 | 0 |  | 0 | 3.9826
VACAR_2_TVA_Transmission | VACAR | TVA_Transmission | 2050 | B19 | 700 | 0 | 900 | 0 | 0 |  | 0 |  | 0 | 0 |  | 0 | 3.9826
VACAR_2_TVA_Transmission | VACAR | TVA_Transmission | 2050 | B20 | 935 | 0 | 900 | 0 | 0 |  | 0 |  | 0 | 0 |  | 0 | 3.9826

## OL75Line
Transmission Capacity Calculations |  |  |  |  | 2020 | 2025 | 2030 | 2035 |  | 4-yr avg | All Years Combined
| From | To |  | Base Capacity | 4250 | 4250 | 4250 | 4250 |  |  | w/o Price check | Final | [7 empty] | Base x-axis | 2020 | Base |  | NYISO_A-F_2_NYISO_G-I | 8161
Line of Interest | NYISO_A-F | NYISO_G-I |  | Max OL Capacity | 4289.26 | 1193.13 | 1758.58 | 0.00019 |  | 1810.2425 | [9 empty] | 0 | 0% | 4250 |  | year factor | 19
Scenario: BAU, OL25, OL75 | OL75 |  |  | OL Cap Factor at Max Capacity | 6.782% | 0.1815% | 6.086% | #DIV/0! |  | #DIV/0! |  |  |  |  | Johnson | Combined |  |  |  | 8760 | 100% | 4250 |  | type column | 11
|  |  |  | Overload Charge | 4.9228 | 10.5066 | 8.3118 | 37.2402 |  | 15.2453 |  |  |  |  | OL25/OL75 Ratio Range |  | Design CF | [6 empty] | Scenario Column | 1
Minimum Overload Charge | 0 |  |  | Weghtd Avg OL Capacity | 290.8862 | 2.1662 | 107.0188 | 0.00011845 |  | 100.0178 |  |  |  |  | 0 | 0.8 | 90%
Total Flows Target Cap Factor (derived from cap factor-shadow price curve) | 53.13% |  | OL Cap to Meet Total Target Cap Factor |  | 3643.5163 | 1193.13 | 1758.58 | 0.00013 |  | 1648.8066 | 3189.6322 | 3189.6322 |  |  | 0.8 | 1.2 | 75% |  |  | Flow Duration Curve-NYISO_A-F_2_NYISO_G-I Scenario:OL75
OL Target Capacity Factor (derived from cap factor-shadow price curve) | 35% |  | OL Capacity to meet OL Target Cap Factor |  | 0.00032714 | 0.00028469 | 0.00032467 | 0.00019 | avg w/ no price test | 0.00028162 | 0.0010956 | 0.0010956 |  |  | 1.2 | 1.5 | 70% |  |  | OL75 and OL25 Flow Duration Curve-NYISO_A-F_2_NYISO_G-I
|  | Average of Total and OL target Cap factor that meets min Charge (RHC) |  |  | 1821.7583 | 596.5651 | 879.2902 | 0.00016 | 824.4034 | 824.4034 | 1594.8166 | 1594.8166 |  |  | 1.5 | 2 | 65% |  |  | LoadBlocks for NYISO_A-F_2_NYISO_G-I Scenario:OL75
[15 empty] | 2 | 2.5 | 60%
[15 empty] | 2.5 | 3 | 55%
Avg Cap Factor for Total Line (Johnson) | 75% | [13 empty] | 3 | 1000 | 50%
Threshold Interface Utilization (Johnson) | 90% | OL Line to give Avg CF = 75% (Johnson) |  |  | 1342.2648 | 983.909 | 1004.2299 | 0 | 1020.1966 | 1020.1966 | 1020.1968 | 1020.1968
Flow Duration Curve Target (NGO) | 20% | OL Capacity that meets Thrshold Duration using all years (NGO) |  |  | 0.00012 | 0.00015 | 0.00012 | 0.00017 |  | 0.00035 |  | 0.00035
Year | 2020 | [9 empty] | Flow Duration Curve Calculation
|  |  | Baseload | Overload | BAU Shadow | OL75 Shadow |  | Overload |  | Overload |  | % year at | GWh with | Capacity | [5 empty] | For Block Graph |  |  | For LDC Graph
Blocks | Hours | Cum hours | Flow | Flow | Price | Price |  | Capacity+ |  | MW in Order of Size | hours in block | MW or higher | Increasing MW | factor |  |  |  | Cum Hours | Frac Year |  | 2020 |  |  | 2020 | cap fact
1 | 10 | 10 | 4250 | 4289.26 | 298.032 | 4.9142 |  | 4289.26 | min Cap | 0 | 75 | 100% | 0 | 100% |  |  |  | 75 | 0.99144 | 0 | 8539.26 |  | 1 | 3000.55 | 100%
2 | 25 | 35 | 4250 | 2840.12 | 92.8115 | 4.9142 |  | 2840.12 |  | 1e-05 | 300 | 99.14% | 8.685e-05 | 99.14% |  |  |  | 375 | 0.95719 | 10 | 8539.26 |  | 0.85594 | 3000.55 | 99.83%
3 | 75 | 110 | 4250 | 0 | 12.0243 | 3.5373 |  | 0 |  | 2e-05 | 400 | 95.72% | 0.0001707 | 97.43% |  |  |  | 775 | 0.91153 | 10 | 7090.12 |  | 0.85594 | 3036.22 | 0.99831
4 | 100 | 210 | 4250 | 110.03 | 19.0632 | 4.9142 |  | 110.03 |  | 3e-05 | 500 | 91.15% | 0.00025055 | 95.34% |  |  |  | 1275 | 0.85445 | 35 | 7090.12 |  | 0.71861 | 3036.22 | 91.84%
5 | 200 | 410 | 4250 | 466.54 | 23.2415 | 4.9142 |  | 466.54 |  | 4e-05 | 800 | 85.45% | 0.0003254 | 92.87% |  |  |  | 2075 | 0.76313 | 35 | 4250 |  | 0.71861 | 4250 | 0.91843
6 | 300 | 710 | 4250 | 0 | 20.725 | 3.9527 |  | 1e-05 |  | 5e-05 | 1262 | 76.31% | 0.00039225 | 89.55% |  |  |  | 3337 | 0.61906 | 110 | 4250 |  | 0.71005 | 4250 | 91.84%
7 | 400 | 1110 | 4250 | 0 | 1.7568 | 1.7449 |  | 2e-05 |  | 6e-05 | 25 | 61.91% | 0.00044648 | 84.95% |  |  |  | 3362 | 0.61621 | 110 | 4360.03 |  | 0.71005 | 4250 | 0.91843
8 | 500 | 1610 | 4250 | 0 | 1.5906 | 1.828 |  | 3e-05 |  | 7e-05 | 200 | 61.62% | 0.00050046 | 81.61% |  |  |  | 3562 | 0.59338 | 210 | 4360.03 |  | 0.6758 | 4250 | 91.84%
9 | 800 | 2410 | 4250 | 0 | 0 | 0.24927 |  | 4e-05 |  | 8e-05 | 600 | 59.34% | 0.00055244 | 78.83% |  |  |  | 4162 | 0.52489 | 210 | 4716.54 |  | 0.6758 | 4250 | 0.91843
10 | 1262 | 3672 | 3000.55 | 0 | 0 | 0 |  | 5e-05 |  | 9e-05 | 900 | 52.49% | 0.00059842 | 75.9% |  |  |  | 5062 | 0.42215 | 410 | 4716.54 |  | 0.63014 | 4250 | 91.84%
11 | 25 | 3697 | 4250 | 0 | 23.7163 | 3.0981 |  | 6e-05 |  | 0.0001 | 1203 | 42.21% | 0.0006354 | 72.53% |  |  |  | 6265 | 0.28482 | 410 | 4250 |  | 0.63014 | 4250 | 0.91843
12 | 200 | 3897 | 4250 | 0 | 2.4333 | 1.1158 |  | 7e-05 |  | 0.00011 | 25 | 28.48% | 0.00066035 | 68.53% |  |  |  | 6290 | 0.28196 | 710 | 4250 |  | 0.57306 | 4250 | 91.84%
13 | 600 | 4497 | 4250 | 0 | 2.7064 | 2.8251 |  | 8e-05 |  | 0.00012 | 935 | 28.2% | 0.00068505 | 65.17% |  |  |  | 7225 | 0.17523 | 710 | 4250 |  | 0.57306 | 4250 | 0.91843
14 | 900 | 5397 | 4250 | 0 | 0.96147 | 0.96147 |  | 9e-05 |  | 110.03 | 100 | 17.52% | 168.8966 | 17.52% |  |  |  | 7325 | 0.16381 | 1110 | 4250 |  | 0.48174 | 4250 | 91.84%
15 | 1203 | 6600 | 3036.22 | 0 | 0 | 0 |  | 0.0001 |  | 466.54 | 200 | 16.38% | 680.4884 | 16.65% |  |  |  | 7525 | 0.14098 | 1110 | 4250 |  | 0.48174 | 4250 | 0.91843
16 | 25 | 6625 | 4250 | 0 | 26.6244 | 3.9646 |  | 0.00011 |  | 1116.67 | 100 | 14.1% | 1483.399 | 15.16% |  |  |  | 7625 | 0.12957 | 1610 | 4250 |  | 0.47888 | 4250 | 91.84%
17 | 100 | 6725 | 4250 | 1116.67 | 11.5732 | 4.9142 |  | 1116.67 |  | 1803.55 | 700 | 12.96% | 2263.0078 | 14.32% |  |  |  | 8325 | 0.049658 | 1610 | 4250 |  | 0.47888 | 4250.0001 | 0.91843
18 | 400 | 7125 | 4250 | 2389.51 | 6.0774 | 4.9142 |  | 2389.51 |  | 2389.51 | 400 | 4.966% | 2517.9004 | 12.03% |  |  |  | 8725 | 0.0039954 | 2410 | 4250 |  | 0.45605 | 4250.0001 | 91.84%
19 | 700 | 7825 | 4250 | 1803.55 | 6.0774 | 4.9142 |  | 1803.55 |  | 2840.12 | 25 | 0.3995% | 2533.6717 | 10.18% |  |  |  | 8750 | 0.0011416 | 2410 | 3000.55 |  | 0.45605 | 4250.0001 | 0.91843
20 | 935 | 8760 | 4250 | 0 | 3.7628 | 3.3711 |  | 0.00012 | max cap | 4289.26 | 10 | 0.1142% | 2548.1631 | 6.782% |  |  |  | 8760 | 0 | 3672 | 3000.55 |  | 0.38756 | 4250.0001 | 91.84%
[12 empty] | Wgtd avg MW | 290.8862 | [6 empty] | 3672 | 4250 |  | 0.38756 | 4250.0001 | 0.91843
[20 empty] | 3697 | 4250 |  | 0.28482 | 4250.0001 | 91.84%
[7 empty] | Total | Total |  | Total MW in |  | % year at | GWh with | Capacity | [5 empty] | 3697 | 4250 |  | 0.28482 | 4250.0001 | 0.91843
Total capacity factor crossover point | [5 empty] | Blocks | Flow | Capacity+ |  | Rank Order | hours in block | MW or higher | Increasing MW | factor |  |  |  | Cum Hours | Frac Year | 3897 | 4250 |  | 0.28196 | 4250.0001 | 91.84%
| point | MW | CF | GWh | Hours | 1 | 8539.26 | 8539.26 |  | 3000.55 | 1262 | 100% | 26284.818 | 100% |  |  |  | 1262 | 0.85594 | 3897 | 4250 |  | 0.28196 | 4250.0001 | 0.91843
Before | 19 | 7090.12 | 0.59132 | 36726.6882 |  | 2 | 7090.12 | 7090.12 |  | 3036.22 | 1203 | 85.59% | 26552.2717 | 99.83% |  |  |  | 2465 | 0.71861 | 4497 | 4250 |  | 0.17523 | 4250.0001 | 89.97%
After | 20 | 8539.26 | 0.49117 |  | 10 | 3 | 4250 | 4250 |  | 4250 | 75 | 71.86% | 34193.0168 | 91.84% |  |  |  | 2540 | 0.71005 | 4497 | 4250 |  | 0.17523 | 4360.03 | 0.89967
Target Total Capacity |  | 7893.5163 | 53.13% |  |  | 4 | 4360.03 | 4360.03 |  | 4250 | 300 | 71% | 34193.0168 | 91.84% |  |  |  | 2840 | 0.6758 | 5397 | 4250 |  | 0.16381 | 4360.03 | 84.4%
Less Baseload Capacity |  | 4250 |  |  |  | 5 | 4716.54 | 4716.54 |  | 4250 | 400 | 67.58% | 34193.0169 | 91.84% |  |  |  | 3240 | 0.63014 | 5397 | 3036.22 |  | 0.16381 | 4716.54 | 0.84405
Ruthven Criteria 1 |  | 3643.5163 |  |  |  | 6 | 4250 | 4250 |  | 4250 | 500 | 63.01% | 34193.0169 | 91.84% |  |  |  | 3740 | 0.57306 | 6600 | 3036.22 |  | 0.14098 | 4716.54 | 75.89%
[6 empty] | 7 | 4250 | 4250 |  | 4250 | 800 | 57.31% | 34193.017 | 91.84% |  |  |  | 4540 | 0.48174 | 6600 | 4250 |  | 0.14098 | 5366.67 | 0.75888
[6 empty] | 8 | 4250 | 4250 |  | 4250 | 25 | 48.17% | 34193.017 | 91.84% |  |  |  | 4565 | 0.47888 | 6625 | 4250 |  | 0.12957 | 5366.67 | 68.75%
Overload capacity factor crossover point | [5 empty] | 9 | 4250 | 4250 |  | 4250.0001 | 200 | 47.89% | 34193.0171 | 91.84% |  |  |  | 4765 | 0.45605 | 6625 | 5366.67 |  | 0.12957 | 6053.55 | 0.68747
| point | MW | CF | GWh | Hours | 10 | 3000.55 | 3000.55 |  | 4250.0001 | 600 | 45.61% | 34193.0171 | 91.84% |  |  |  | 5365 | 0.38756 | 6725 | 5366.67 |  | 0.049658 | 6053.55 | 63.12%
Before | 13 | 0.00012 | 0.65168 | 0.00068505 |  | 11 | 4250 | 4250 |  | 4250.0001 | 900 | 38.76% | 34193.0171 | 91.84% |  |  |  | 6265 | 0.28482 | 6725 | 6639.51 |  | 0.049658 | 6639.51 | 0.63118
After | 14 | 110.03 | 0.17523 |  | 1535 | 12 | 4250 | 4250.0001 |  | 4250.0001 | 25 | 28.48% | 34193.0172 | 91.84% |  |  |  | 6290 | 0.28196 | 7125 | 6639.51 |  | 0.0039954 | 6639.51 | 59.13%
Hadley/Ruthven Criteria 2 |  | 0.00032714 | 35% |  |  | 13 | 4250 | 4250.0001 |  | 4250.0001 | 935 | 28.2% | 34193.0172 | 91.84% |  |  |  | 7225 | 0.17523 | 7125 | 6053.55 |  | 0.0039954 | 7090.12 | 0.59132
[6 empty] | 14 | 4250 | 4250.0001 |  | 4360.03 | 100 | 17.52% | 34361.9131 | 89.97% |  |  |  | 7325 | 0.16381 | 7825 | 6053.55 |  | 0.0011416 | 7090.12 | 49.12%
Overload Capacity factor crossover point with sliding scale | [5 empty] | 15 | 3036.22 | 3036.22 |  | 4716.54 | 200 | 16.38% | 34873.5049 | 84.4% |  |  |  | 7525 | 0.14098 | 7825 | 4250 |  | 0.0011416 | 8539.26 | 0.49117
BAU Avg Shadow price | 6.5637 |  | Target Cap Factor |  | 0% | 16 | 4250 | 4250.0001 |  | 5366.67 | 100 | 14.1% | 35676.4155 | 75.89% |  |  |  | 7625 | 0.12957 | 8760 | 4250 |  | 0 | 8539.26 | 0
| point | MW | CF | GWh | Hours | 17 | 5366.67 | 5366.67 |  | 6053.55 | 700 | 12.96% | 36456.0243 | 68.75% |  |  |  | 8325 | 0.049658
Before | 20 | 4289.26 | 0.067817 | 2548.1631 |  | 18 | 6639.51 | 6639.51 |  | 6639.51 | 400 | 4.966% | 36710.9169 | 63.12% |  |  |  | 8725 | 0.0039954
After | 21 | 0 | 0 |  | 0 | 19 | 6053.55 | 6053.55 |  | 7090.12 | 25 | 0.3995% | 36726.6882 | 59.13% |  |  |  | 8750 | 0.0011416
Pradip Chattopadhyay |  | #DIV/0! |  |  |  | 20 | 4250 | 4250.0001 |  | 8539.26 | 10 | 0.1142% | 36741.1796 | 49.12% |  |  |  | 8760 | 0
[12 empty] | Wgtd avg MW | 4194.1986
[12 empty] | Ratio to Base Cap | 0.98687 | 0.75
[12 empty] | (Johnson) OL Line to give Avg CF = 75% | 1342.2648
Year | 2025 | [9 empty] | Flow Duration Curve Calculation
|  |  | Baseload | Overload | BAU Shadow | OL75 Shadow |  | Overload |  | Overload |  | % year at | GWh if Line at this Capacity | [6 empty] | For Block Graph |  |  | For LDC Graph
Blocks | Hours | Cum hours | Flow | Capacity | Price | Price |  | Capacity+ |  | MW in Order of Size |  | MW or higher |  | Capacity factor |  |  |  | Cum Hours | Frac Year |  | 2025 |  | frac year | 2025 | cap fact
1 | 10 | 10 | 4250 | 1193.13 | 652.3515 | 10.4931 |  | 1193.13 | min Cap | 0 | 75 | 100% | 0 | 1 |  |  |  | 75 | 0.99144 | 0 | 5443.13 |  | 1 | 2707.01 | 100%
2 | 25 | 35 | 4250 | 281.74 | 569.214 | 10.4931 |  | 281.74 |  | 1e-05 | 100 | 99.14% | 8.685e-05 | 0.99144 |  |  |  | 175 | 0.98002 | 10 | 5443.13 |  | 0.85594 | 2707.01 | 96.37%
3 | 75 | 110 | 4250 | 0 | 15.8702 | 8.677 |  | 0 |  | 2e-05 | 200 | 98% | 0.0001727 | 0.98573 |  |  |  | 375 | 0.95719 | 10 | 4531.74 |  | 0.85594 | 3620.14 | 0.96366
4 | 100 | 210 | 4250 | 0 | 4.1189 | 5.8163 |  | 1e-05 |  | 3e-05 | 300 | 95.72% | 0.00025655 | 0.97622 |  |  |  | 675 | 0.92295 | 35 | 4531.74 |  | 0.71861 | 3620.14 | 93.36%
5 | 200 | 410 | 4250 | 0 | 6.0893 | 5.8044 |  | 2e-05 |  | 4e-05 | 400 | 92.29% | 0.0003374 | 0.9629 |  |  |  | 1075 | 0.87728 | 35 | 4250 |  | 0.71861 | 4125.59 | 0.93364
6 | 300 | 710 | 4250 | 0 | 22.1376 | 5.8163 |  | 3e-05 |  | 5e-05 | 500 | 87.73% | 0.00041425 | 0.94578 |  |  |  | 1575 | 0.82021 | 110 | 4250 |  | 0.62728 | 4125.59 | 92.92%
7 | 400 | 1110 | 4250 | 0 | 14.6357 | 1.282 |  | 4e-05 |  | 6e-05 | 800 | 82.02% | 0.0004861 | 0.92485 |  |  |  | 2375 | 0.72888 | 110 | 4250 |  | 0.62728 | 4185.9 | 0.92922
8 | 500 | 1610 | 4250 | 0 | 1.092 | 1.1751 |  | 5e-05 |  | 7e-05 | 1262 | 72.89% | 0.00054995 | 0.89685 |  |  |  | 3637 | 0.58482 | 210 | 4250 |  | 0.52454 | 4185.9 | 92.31%
9 | 800 | 2410 | 4125.59 | 0 | 0 | 0 |  | 6e-05 |  | 8e-05 | 25 | 58.48% | 0.00060118 | 0.85785 |  |  |  | 3662 | 0.58196 | 210 | 4250 |  | 0.52454 | 4250 | 0.92312
10 | 1262 | 3672 | 2707.01 | 0 | 0 | 0 |  | 7e-05 |  | 9e-05 | 200 | 58.2% | 0.00065216 | 0.82719 |  |  |  | 3862 | 0.55913 | 410 | 4250 |  | 0.51598 | 4250 | 92.31%
11 | 25 | 3697 | 4250 | 0 | 21.4491 | 2.6945 |  | 8e-05 |  | 0.0001 | 600 | 55.91% | 0.00070114 | 0.80039 |  |  |  | 4462 | 0.49064 | 410 | 4250 |  | 0.51598 | 4250 | 0.92312
12 | 200 | 3897 | 4250 | 0 | 6.3623 | 1.6974 |  | 9e-05 |  | 0.00011 | 900 | 49.06% | 0.00074412 | 0.77223 |  |  |  | 5362 | 0.3879 | 710 | 4250 |  | 0.50457 | 4250 | 92.31%
13 | 600 | 4497 | 4250 | 0 | 0 | 1.0683 |  | 0.0001 |  | 0.00012 | 1203 | 38.79% | 0.0007781 | 0.7402 |  |  |  | 6565 | 0.25057 | 710 | 4250 |  | 0.50457 | 4250 | 0.92312
14 | 900 | 5397 | 4185.9 | 0 | 0 | 0 |  | 0.00011 |  | 0.00013 | 25 | 25.06% | 0.00080005 | 0.70254 |  |  |  | 6590 | 0.24772 | 1110 | 4250 |  | 0.48174 | 4250 | 92.31%
15 | 1203 | 6600 | 3620.14 | 0 | 0 | 0 |  | 0.00012 |  | 0.00014 | 100 | 24.77% | 0.00082175 | 0.67005 |  |  |  | 6690 | 0.2363 | 1110 | 4250 |  | 0.48174 | 4250 | 0.92312
16 | 25 | 6625 | 4250 | 0 | 37.5092 | 9.9471 |  | 0.00013 |  | 0.00015 | 400 | 23.63% | 0.00084245 | 0.64113 |  |  |  | 7090 | 0.19064 | 1610 | 4250 |  | 0.44749 | 4250 | 92.31%
17 | 100 | 6725 | 4250 | 0 | 15.3717 | 6.3504 |  | 0.00014 |  | 0.00016 | 700 | 19.06% | 0.00085915 | 0.61298 |  |  |  | 7790 | 0.11073 | 1610 | 4125.59 |  | 0.44749 | 4250 | 0.92312
18 | 400 | 7125 | 4250 | 0 | 7.5612 | 8.6888 |  | 0.00015 |  | 0.00017 | 935 | 11.07% | 0.00086885 | 0.58343 |  |  |  | 8725 | 0.0039954 | 2410 | 4125.59 |  | 0.40183 | 4250 | 92.31%
19 | 700 | 7825 | 4250 | 0 | 9.2111 | 8.8788 |  | 0.00016 |  | 281.74 | 25 | 0.3995% | 9.8618 | 0.0039958 |  |  |  | 8750 | 0.0011416 | 2410 | 2707.01 |  | 0.40183 | 4250 | 0.92312
20 | 935 | 8760 | 4250 | 0 | 5.9825 | 2.8369 |  | 0.00017 | max cap | 1193.13 | 10 | 0.1142% | 18.9757 | 0.0018155 |  |  |  | 8760 | 0 | 3672 | 2707.01 |  | 0.34475 | 4250 | 92.31%
[12 empty] | Wgtd avg MW | 2.1662 | [6 empty] | 3672 | 4250 |  | 0.34475 | 4250.0001 | 0.92312
[11 empty] | Flow Duration Curve Calculation | [8 empty] | 3697 | 4250 |  | 0.34189 | 4250.0001 | 92.31%
[7 empty] | Total | Total |  |  |  | % year at | GWh with | Capacity | [5 empty] | 3697 | 4250 |  | 0.34189 | 4250.0001 | 0.92312
Total capacity factor crossover point | [5 empty] | Blocks | Flow | Capacity+ |  | Total MW in Order | hours in block | MW or higher | Increasing MW | factor |  |  |  | Cum Hours | Frac Year | 3897 | 4250 |  | 0.31906 | 4250.0001 | 92.31%
| point | MW | CF | GWh | Hours | 1 | 5443.13 | 5443.13 |  | 2707.01 | 1262 | 100% | 23713.4076 | 100% |  |  |  | 1262 | 0.85594 | 3897 | 4250 |  | 0.31906 | 4250.0001 | 0.92312
Before | 20 | 5443.13 | 0.72117 | 34386.7822 |  | 2 | 4531.74 | 4531.74 |  | 3620.14 | 1203 | 85.59% | 30560.0563 | 96.37% |  |  |  | 2465 | 0.71861 | 4497 | 4250 |  | 0.25057 | 4250.0001 | 92.31%
After | 21 | 0 | 0 |  | 0 | 3 | 4250 | 4250 |  | 4125.59 | 800 | 71.86% | 33741.8641 | 93.36% |  |  |  | 3265 | 0.62728 | 4497 | 4185.9 |  | 0.25057 | 4250.0001 | 0.92312
Target Total Capacity |  | 5443.13 | 53.13% |  |  | 4 | 4250 | 4250 |  | 4185.9 | 900 | 62.73% | 34073.2675 | 92.92% |  |  |  | 4165 | 0.52454 | 5397 | 4185.9 |  | 0.24772 | 4250.0001 | 92.31%
Less Baseload Capacity |  | 4250 |  |  |  | 5 | 4250 | 4250 |  | 4250 | 75 | 52.45% | 34367.807 | 92.31% |  |  |  | 4240 | 0.51598 | 5397 | 3620.14 |  | 0.24772 | 4250.0001 | 0.92312
Ruthven Criteria 1 |  | 1193.13 |  |  |  | 6 | 4250 | 4250 |  | 4250 | 100 | 51.6% | 34367.8071 | 92.31% |  |  |  | 4340 | 0.50457 | 6600 | 3620.14 |  | 0.2363 | 4250.0001 | 92.31%
[6 empty] | 7 | 4250 | 4250 |  | 4250 | 200 | 50.46% | 34367.8071 | 92.31% |  |  |  | 4540 | 0.48174 | 6600 | 4250 |  | 0.2363 | 4250.0001 | 0.92312
[6 empty] | 8 | 4250 | 4250 |  | 4250 | 300 | 48.17% | 34367.8072 | 92.31% |  |  |  | 4840 | 0.44749 | 6625 | 4250 |  | 0.19064 | 4250.0001 | 92.31%
Overload capacity factor crossover point | [5 empty] | 9 | 4125.59 | 4125.59 |  | 4250 | 400 | 44.75% | 34367.8072 | 92.31% |  |  |  | 5240 | 0.40183 | 6625 | 4250 |  | 0.19064 | 4250.0001 | 0.92312
| point | MW | CF | GWh | Hours | 10 | 2707.01 | 2707.01 |  | 4250 | 500 | 40.18% | 34367.8072 | 92.31% |  |  |  | 5740 | 0.34475 | 6725 | 4250 |  | 0.11073 | 4250.0001 | 92.31%
Before | 18 | 0.00017 | 0.58343 | 0.00086885 |  | 11 | 4250 | 4250.0001 |  | 4250.0001 | 25 | 34.47% | 34367.8073 | 92.31% |  |  |  | 5765 | 0.34189 | 6725 | 4250 |  | 0.11073 | 4250.0001 | 0.92312
After | 19 | 281.74 | 0.0039958 |  | 35 | 12 | 4250 | 4250.0001 |  | 4250.0001 | 200 | 34.19% | 34367.8073 | 92.31% |  |  |  | 5965 | 0.31906 | 7125 | 4250 |  | 0.0039954 | 4250.0001 | 86.6%
Hadley/Ruthven Criteria 2 |  | 0.00028469 | 35% |  |  | 13 | 4250 | 4250.0001 |  | 4250.0001 | 600 | 31.91% | 34367.8073 | 92.31% |  |  |  | 6565 | 0.25057 | 7125 | 4250 |  | 0.0039954 | 4531.74 | 0.86598
[6 empty] | 14 | 4185.9 | 4185.9 |  | 4250.0001 | 25 | 25.06% | 34367.8074 | 92.31% |  |  |  | 6590 | 0.24772 | 7825 | 4250 |  | 0.0011416 | 4531.74 | 72.12%
Overload Capacity factor crossover point with sliding scale | [5 empty] | 15 | 3620.14 | 3620.14 |  | 4250.0001 | 100 | 24.77% | 34367.8074 | 92.31% |  |  |  | 6690 | 0.2363 | 7825 | 4250 |  | 0.0011416 | 5443.13 | 0.72117
BAU Avg Shadow price | 14.0087 |  | Target Cap Factor |  | 0% | 16 | 4250 | 4250.0001 |  | 4250.0001 | 400 | 23.63% | 34367.8074 | 92.31% |  |  |  | 7090 | 0.19064 | 8760 | 4250 |  | 0 | 5443.13 | 0
| point | MW | CF | GWh | Hours | 17 | 4250 | 4250.0001 |  | 4250.0001 | 700 | 19.06% | 34367.8074 | 92.31% |  |  |  | 7790 | 0.11073
Before | 20 | 1193.13 | 0.0018155 | 18.9757 |  | 18 | 4250 | 4250.0001 |  | 4250.0001 | 935 | 11.07% | 34367.8074 | 92.31% |  |  |  | 8725 | 0.0039954
After | 21 | 0 | 0 |  | 0 | 19 | 4250 | 4250.0001 |  | 4531.74 | 25 | 0.3995% | 34377.6683 | 86.6% |  |  |  | 8750 | 0.0011416
Pradip Chattopadhyay |  | #DIV/0! |  |  |  | 20 | 4250 | 4250.0001 |  | 5443.13 | 10 | 0.1142% | 34386.7822 | 72.12% |  |  |  | 8760 | 0
[12 empty] | Wgtd avg MW | 3925.4318
[12 empty] | Ratio to Base Cap | 0.92363
[12 empty] | (Johnson) OL Line to give Avg CF = 75% | 983.909
Year | 2030 | [9 empty] | Flow Duration Curve Calculation
|  |  | Baseload | Overload | BAU Shadow | OL75 Shadow |  |  |  | Overload |  | % year at | GWh if Line at this Capacity | [6 empty] | For Block Graph |  |  | For LDC Graph
Blocks | Hours | Cum hours | Flow | Capacity | Price | Price |  | Capacity+ |  | MW in Order of Size |  | MW or higher |  | Capacity factor |  |  |  | Cum Hours | Frac Year |  | 2030 |  |  | 2030 | Cap Factor
1 | 10 | 10 | 4250 | 1758.58 | 633.039 | 8.2971 |  | 1758.58 | min Cap | 0 | 100 | 100% | 0 | 1 |  |  |  | 100 | 0.98858 | 0 | 6008.58 |  | 1 | 2254.46 | 100%
2 | 25 | 35 | 4250 | 1462.78 | 254.6352 | 8.2971 |  | 1462.78 |  | 1e-05 | 200 | 98.86% | 8.66e-05 | 0.98858 |  |  |  | 300 | 0.96575 | 10 | 6008.58 |  | 0.85594 | 2254.46 | 95.4%
3 | 75 | 110 | 4250 | 712.66 | 28.0488 | 8.2971 |  | 712.66 |  | 2e-05 | 300 | 96.58% | 0.0001712 | 0.97717 |  |  |  | 600 | 0.93151 | 10 | 5712.78 |  | 0.85594 | 3311.66 | 0.95401
4 | 100 | 210 | 4250 | 0 | 7.0745 | 1.3532 |  | 0 |  | 3e-05 | 400 | 93.15% | 0.0002528 | 0.96195 |  |  |  | 1000 | 0.88584 | 35 | 5712.78 |  | 0.71861 | 3311.66 | 90.2%
5 | 200 | 410 | 4250 | 0 | 30.862 | 1.3532 |  | 1e-05 |  | 4e-05 | 500 | 88.58% | 0.0003304 | 0.94292 |  |  |  | 1500 | 0.82877 | 35 | 4962.66 |  | 0.71861 | 4250 | 0.90204
6 | 300 | 710 | 4250 | 0 | 9.7571 | 1.6381 |  | 2e-05 |  | 5e-05 | 800 | 82.88% | 0.000403 | 0.92009 |  |  |  | 2300 | 0.73744 | 110 | 4962.66 |  | 0.70719 | 4250 | 90.2%
7 | 400 | 1110 | 4250 | 0 | 1.9942 | 1.555 |  | 3e-05 |  | 6e-05 | 1262 | 73.74% | 0.0004676 | 0.88965 |  |  |  | 3562 | 0.59338 | 110 | 4250 |  | 0.70719 | 4250 | 0.90204
8 | 500 | 1610 | 4250 | 0 | 2.1247 | 2.6351 |  | 4e-05 |  | 7e-05 | 25 | 59.34% | 0.00051958 | 0.84733 |  |  |  | 3587 | 0.59053 | 210 | 4250 |  | 0.68436 | 4250 | 90.2%
9 | 800 | 2410 | 4250 | 0 | 0.4748 | 0.97334 |  | 5e-05 |  | 8e-05 | 200 | 59.05% | 0.00057131 | 0.81523 |  |  |  | 3787 | 0.56769 | 210 | 4250 |  | 0.68436 | 4250 | 0.90204
10 | 1262 | 3672 | 2254.46 | 0 | 0 | 0 |  | 6e-05 |  | 9e-05 | 600 | 56.77% | 0.00062104 | 0.78772 |  |  |  | 4387 | 0.4992 | 410 | 4250 |  | 0.65011 | 4250 | 90.2%
11 | 25 | 3697 | 4250 | 0 | 11.6801 | 1.3532 |  | 7e-05 |  | 0.0001 | 900 | 49.92% | 0.00066477 | 0.75887 |  |  |  | 5287 | 0.39646 | 410 | 4250 |  | 0.65011 | 4250 | 0.90204
12 | 200 | 3897 | 4250 | 0 | 0.21366 | 3.1456 |  | 8e-05 |  | 0.00011 | 1203 | 39.65% | 0.0006995 | 0.72592 |  |  |  | 6490 | 0.25913 | 710 | 4250 |  | 0.60445 | 4250 | 90.2%
13 | 600 | 4497 | 4250 | 0 | 8.7601 | 5.1872 |  | 9e-05 |  | 0.00012 | 935 | 25.91% | 0.0007222 | 0.68702 |  |  |  | 7425 | 0.1524 | 710 | 4250 |  | 0.60445 | 4250 | 0.90204
14 | 900 | 5397 | 4250 | 0 | 8.7601 | 4.1189 |  | 0.0001 |  | 104.78 | 400 | 15.24% | 139.8819 | 0.1524 |  |  |  | 7825 | 0.10674 | 1110 | 4250 |  | 0.54737 | 4250 | 90.2%
15 | 1203 | 6600 | 3311.66 | 0 | 0 | 0 |  | 0.00011 |  | 674.06 | 100 | 10.67% | 672.1587 | 0.11383 |  |  |  | 7925 | 0.09532 | 1110 | 4250 |  | 0.54737 | 4250 | 0.90204
16 | 25 | 6625 | 4250 | 727.54 | 14.3152 | 8.2971 |  | 727.54 |  | 712.66 | 75 | 9.532% | 704.3897 | 0.11283 |  |  |  | 8000 | 0.086758 | 1610 | 4250 |  | 0.45605 | 4250 | 90.2%
17 | 100 | 6725 | 4250 | 674.06 | 19.3718 | 8.2971 |  | 674.06 |  | 727.54 | 25 | 8.676% | 715.6985 | 0.1123 |  |  |  | 8025 | 0.083904 | 1610 | 4250 |  | 0.45605 | 4250.0001 | 0.90204
18 | 400 | 7125 | 4250 | 104.78 | 19.3718 | 8.2971 |  | 104.78 |  | 1003.39 | 700 | 8.39% | 918.4482 | 0.10449 |  |  |  | 8725 | 0.0039954 | 2410 | 4250 |  | 0.4532 | 4250.0001 | 90.2%
19 | 700 | 7825 | 4250 | 1003.39 | 19.3718 | 8.2971 |  | 1003.39 |  | 1462.78 | 25 | 0.3995% | 934.5269 | 0.07293 |  |  |  | 8750 | 0.0011416 | 2410 | 2254.46 |  | 0.4532 | 4250.0001 | 0.90204
20 | 935 | 8760 | 4250 | 0 | 6.2436 | 4.1664 |  | 0.00012 | max cap | 1758.58 | 10 | 0.1142% | 937.4849 | 0.060855 |  |  |  | 8760 | 0 | 3672 | 2254.46 |  | 0.43037 | 4250.0001 | 90.2%
[12 empty] | Wgtd avg MW | 107.0188 | [6 empty] | 3672 | 4250 |  | 0.43037 | 4250.0001 | 0.90204
|  | Base Capacity |  | 4250 | [15 empty] | 3697 | 4250 |  | 0.36187 | 4250.0001 | 90.2%
[7 empty] | Total | Total |  |  |  | % year at | GWh with | Capacity | [5 empty] | 3697 | 4250 |  | 0.36187 | 4250.0001 | 0.90204
Total capacity factor crossover point | [5 empty] | Blocks | Flow | Capacity+ |  | Total MW in Order | hours in block | MW or higher | Increasing MW | factor |  |  |  | Cum Hours | Frac Year | 3897 | 4250 |  | 0.25913 | 4250.0001 | 90.2%
| point | MW | CF | GWh | Hours | 1 | 6008.58 | 6008.58 |  | 2254.46 | 1262 | 100% | 19749.0696 | 100% |  |  |  | 1262 | 0.85594 | 3897 | 4250 |  | 0.25913 | 4250.0001 | 0.90204
Before | 20 | 6008.58 | 0.65584 | 34520.2901 |  | 2 | 5712.78 | 5712.78 |  | 3311.66 | 1203 | 85.59% | 27675.9552 | 95.4% |  |  |  | 2465 | 0.71861 | 4497 | 4250 |  | 0.1524 | 4250.0001 | 88.4%
After | 21 | 0 | 0 |  | 0 | 3 | 4962.66 | 4962.66 |  | 4250 | 100 | 71.86% | 33582.8055 | 90.2% |  |  |  | 2565 | 0.70719 | 4497 | 4250 |  | 0.1524 | 4354.78 | 0.884
Target Total Capacity |  | 6008.58 | 53.13% |  |  | 4 | 4250 | 4250 |  | 4250 | 200 | 70.72% | 33582.8056 | 90.2% |  |  |  | 2765 | 0.68436 | 5397 | 4250 |  | 0.10674 | 4354.78 | 79.41%
Less Baseload Capacity |  | 4250 |  |  |  | 5 | 4250 | 4250 |  | 4250 | 300 | 68.44% | 33582.8056 | 90.2% |  |  |  | 3065 | 0.65011 | 5397 | 3311.66 |  | 0.10674 | 4924.06 | 0.79414
Ruthven Criteria 1 |  | 1758.58 |  |  |  | 6 | 4250 | 4250 |  | 4250 | 400 | 65.01% | 33582.8057 | 90.2% |  |  |  | 3465 | 0.60445 | 6600 | 3311.66 |  | 0.09532 | 4924.06 | 78.87%
[6 empty] | 7 | 4250 | 4250 |  | 4250 | 500 | 60.45% | 33582.8057 | 90.2% |  |  |  | 3965 | 0.54737 | 6600 | 4977.54 |  | 0.09532 | 4962.66 | 0.7887
[6 empty] | 8 | 4250 | 4250 |  | 4250 | 800 | 54.74% | 33582.8058 | 90.2% |  |  |  | 4765 | 0.45605 | 6625 | 4977.54 |  | 0.086758 | 4962.66 | 78.66%
Overload capacity factor crossover point | [5 empty] | 9 | 4250 | 4250 |  | 4250.0001 | 25 | 45.61% | 33582.8058 | 90.2% |  |  |  | 4790 | 0.4532 | 6625 | 4924.06 |  | 0.086758 | 4977.54 | 0.7866
| point | MW | CF | GWh | Hours | 10 | 2254.46 | 2254.46 |  | 4250.0001 | 200 | 45.32% | 33582.8059 | 90.2% |  |  |  | 4990 | 0.43037 | 6725 | 4924.06 |  | 0.083904 | 4977.54 | 74.97%
Before | 13 | 0.00012 | 0.68702 | 0.0007222 |  | 11 | 4250 | 4250.0001 |  | 4250.0001 | 600 | 43.04% | 33582.8059 | 90.2% |  |  |  | 5590 | 0.36187 | 6725 | 4354.78 |  | 0.083904 | 5253.39 | 0.74971
After | 14 | 104.78 | 0.1524 |  | 1335 | 12 | 4250 | 4250.0001 |  | 4250.0001 | 900 | 36.19% | 33582.8059 | 90.2% |  |  |  | 6490 | 0.25913 | 7125 | 4354.78 |  | 0.0039954 | 5253.39 | 68.97%
Hadley/Ruthven Criteria 2 |  | 0.00032467 | 35% |  |  | 13 | 4250 | 4250.0001 |  | 4250.0001 | 935 | 25.91% | 33582.806 | 90.2% |  |  |  | 7425 | 0.1524 | 7125 | 5253.39 |  | 0.0039954 | 5712.78 | 0.68974
[6 empty] | 14 | 4250 | 4250.0001 |  | 4354.78 | 400 | 15.24% | 33722.6871 | 88.4% |  |  |  | 7825 | 0.10674 | 7825 | 5253.39 |  | 0.0011416 | 5712.78 | 65.58%
Overload Capacity factor crossover point with sliding scale | [5 empty] | 15 | 3311.66 | 3311.66 |  | 4924.06 | 100 | 10.67% | 34254.9639 | 79.41% |  |  |  | 7925 | 0.09532 | 7825 | 4250 |  | 0.0011416 | 6008.58 | 0.65584
BAU Avg Shadow price | 11.0824 |  | Target Cap Factor |  | 0% | 16 | 4977.54 | 4977.54 |  | 4962.66 | 75 | 9.532% | 34287.1949 | 78.87% |  |  |  | 8000 | 0.086758 | 8760 | 4250 |  | 0 | 6008.58 | 0
| point | MW | CF | GWh | Hours | 17 | 4924.06 | 4924.06 |  | 4977.54 | 25 | 8.676% | 34298.5037 | 78.66% |  |  |  | 8025 | 0.083904
Before | 20 | 1758.58 | 0.060855 | 937.4849 |  | 18 | 4354.78 | 4354.78 |  | 5253.39 | 700 | 8.39% | 34501.2535 | 74.97% |  |  |  | 8725 | 0.0039954
After | 21 | 0 | 0 |  | 0 | 19 | 5253.39 | 5253.39 |  | 5712.78 | 25 | 0.3995% | 34517.3321 | 68.97% |  |  |  | 8750 | 0.0011416
Pradip Chattopadhyay |  | #DIV/0! |  |  |  | 20 | 4250 | 4250.0001 |  | 6008.58 | 10 | 0.1142% | 34520.2901 | 65.58% |  |  |  | 8760 | 0
[12 empty] | Wgtd avg MW | 3940.6724
[12 empty] | Ratio to Base Cap | 0.92722
[12 empty] | (Johnson) OL Line to give Avg CF = 75% | 1004.2299
Year | 2035 | [9 empty] | Flow Duration Curve Calculation
|  |  | Baseload | Overload | BAU Shadow | OL75 Shadow |  |  |  | Overload |  | % year at | GWh if Line at this Capacity | [6 empty] | For Block Graph |  |  | For LDC Graph
Blocks | Hours | Cum hours | Flow | Capacity | Price | Price |  | Capacity+ |  | MW in Order of Size |  | MW or higher |  | Capacity factor |  |  |  | Cum Hours | Frac Year |  | 2035 |  |  | 2035 | Cap fact
1 | 10 | 10 | 4250 | 0 | 628.8014 | 12.6534 |  | 0 | min Cap | 0 | 10 | 100% | 0 | 1 |  |  |  | 10 | 0.99886 | 0 | 4250 |  | 1 | 2250.29 | 100%
2 | 25 | 35 | 4250 | 0 | 584.9773 | 12.6534 |  | 1e-05 |  | 1e-05 | 25 | 99.89% | 8.75e-05 | 0.99886 |  |  |  | 35 | 0.996 | 10 | 4250 |  | 0.85594 | 2250.29 | 95.73%
3 | 75 | 110 | 4250 | 0 | 66.8044 | 24.0605 |  | 2e-05 |  | 2e-05 | 75 | 99.6% | 0.00017475 | 0.99743 |  |  |  | 110 | 0.98744 | 10 | 4250 |  | 0.85594 | 3197.32 | 0.95733
4 | 100 | 210 | 4250 | 0 | 29.3783 | 25.5205 |  | 3e-05 |  | 3e-05 | 100 | 98.74% | 0.00026125 | 0.9941 |  |  |  | 210 | 0.97603 | 35 | 4250 |  | 0.71861 | 3197.32 | 92.4%
5 | 200 | 410 | 4250 | 0 | 35.61 | 18.8614 |  | 4e-05 |  | 4e-05 | 200 | 97.6% | 0.00034675 | 0.98958 |  |  |  | 410 | 0.9532 | 35 | 4250 |  | 0.71861 | 3716.02 | 0.92401
6 | 300 | 710 | 4250 | 0 | 21.093 | 13.2588 |  | 5e-05 |  | 5e-05 | 300 | 95.32% | 0.00043025 | 0.98231 |  |  |  | 710 | 0.91895 | 110 | 4250 |  | 0.62728 | 3716.02 | 91.37%
7 | 400 | 1110 | 4250 | 0 | 21.093 | 1.5431 |  | 6e-05 |  | 6e-05 | 400 | 91.89% | 0.00051075 | 0.97175 |  |  |  | 1110 | 0.87329 | 110 | 4250 |  | 0.62728 | 3849.59 | 0.91371
8 | 500 | 1610 | 4234.71 | 0 | 16.4399 | 0 |  | 7e-05 |  | 7e-05 | 500 | 87.33% | 0.00058725 | 0.95768 |  |  |  | 1610 | 0.81621 | 210 | 4250 |  | 0.60445 | 3849.59 | 88.98%
9 | 800 | 2410 | 3716.02 | 0 | 14.6476 | 0 |  | 8e-05 |  | 8e-05 | 800 | 81.62% | 0.00065875 | 0.94 |  |  |  | 2410 | 0.72489 | 210 | 4250 |  | 0.60445 | 4172.39 | 0.88979
10 | 1262 | 3672 | 2250.29 | 0 | 0 | 0 |  | 9e-05 |  | 9e-05 | 1262 | 72.49% | 0.00072225 | 0.9161 |  |  |  | 3672 | 0.58082 | 410 | 4250 |  | 0.49772 | 4172.39 | 88.4%
11 | 25 | 3697 | 4250 | 0 | 70.4128 | 6.4454 |  | 0.0001 |  | 0.0001 | 25 | 58.08% | 0.00077313 | 0.88257 |  |  |  | 3697 | 0.57797 | 410 | 4250 |  | 0.49772 | 4234.71 | 0.88402
12 | 200 | 3897 | 3849.59 | 0 | 58.2342 | 0 |  | 0.00011 |  | 0.00011 | 200 | 57.8% | 0.00082376 | 0.85488 |  |  |  | 3897 | 0.55514 | 710 | 4250 |  | 0.44064 | 4234.71 | 88.24%
13 | 600 | 4497 | 4250 | 0 | 62.0089 | 2.4808 |  | 0.00012 |  | 0.00012 | 600 | 55.51% | 0.00087239 | 0.8299 |  |  |  | 4497 | 0.48664 | 710 | 4250 |  | 0.44064 | 4250 | 0.88242
14 | 900 | 5397 | 4250 | 0 | 62.0089 | 3.656 |  | 0.00013 |  | 0.00013 | 900 | 48.66% | 0.00091502 | 0.80349 |  |  |  | 5397 | 0.3839 | 1110 | 4250 |  | 0.4395 | 4250 | 88.24%
15 | 1203 | 6600 | 3197.32 | 0 | 44.3107 | 0 |  | 0.00014 |  | 0.00014 | 1203 | 38.39% | 0.00094865 | 0.77352 |  |  |  | 6600 | 0.24658 | 1110 | 4234.71 |  | 0.4395 | 4250 | 0.88242
16 | 25 | 6625 | 4250 | 0 | 74.781 | 7.4425 |  | 0.00015 |  | 0.00015 | 25 | 24.66% | 0.00097025 | 0.73839 |  |  |  | 6625 | 0.24372 | 1610 | 4234.71 |  | 0.43664 | 4250 | 88.24%
17 | 100 | 6725 | 4250 | 0 | 74.781 | 12.143 |  | 0.00016 |  | 0.00016 | 100 | 24.37% | 0.0009916 | 0.70748 |  |  |  | 6725 | 0.23231 | 1610 | 3716.02 |  | 0.43664 | 4250 | 0.88242
18 | 400 | 7125 | 4250 | 0 | 74.781 | 12.143 |  | 0.00017 |  | 0.00017 | 400 | 23.23% | 0.001012 | 0.67953 |  |  |  | 7125 | 0.18664 | 2410 | 3716.02 |  | 0.42808 | 4250 | 88.24%
19 | 700 | 7825 | 4250 | 0 | 73.0005 | 12.1549 |  | 0.00018 |  | 0.00018 | 700 | 18.66% | 0.0010283 | 0.65214 |  |  |  | 7825 | 0.10674 | 2410 | 2250.29 |  | 0.42808 | 4250 | 0.88242
20 | 935 | 8760 | 4172.39 | 0 | 55.1124 | 0 |  | 0.00019 | max cap | 0.00019 | 935 | 10.67% | 0.0010377 | 0.62344 |  |  |  | 8760 | 0 | 3672 | 2250.29 |  | 0.41667 | 4250 | 88.24%
[12 empty] | Wgtd avg MW | 0.00011845 | [6 empty] | 3672 | 4250 |  | 0.41667 | 4250 | 0.88242
[20 empty] | 3697 | 4250 |  | 0.39384 | 4250 | 88.24%
[7 empty] | Total | Total |  | Total MW |  | % year at | GWh with | Capacity | [5 empty] | 3697 | 3849.59 |  | 0.39384 | 4250 | 0.88242
Total capacity factor crossover point | [5 empty] | Blocks | Flow | Capacity+ |  | in Order | hours in block | MW or higher | Increasing MW | factor |  |  |  | Cum Hours | Frac Year | 3897 | 3849.59 |  | 0.35959 | 4250 | 88.24%
| point | MW | CF | GWh | Hours | 1 | 4250 | 4250 |  | 2250.29 | 1262 | 100% | 19712.5404 | 100% |  |  |  | 1262 | 0.85594 | 3897 | 4250 |  | 0.35959 | 4250.0001 | 0.88242
Before | 20 | 4250.0001 | 0.88242 | 32852.5159 |  | 2 | 4250 | 4250 |  | 3197.32 | 1203 | 85.59% | 26813.3713 | 95.73% |  |  |  | 2465 | 0.71861 | 4497 | 4250 |  | 0.31393 | 4250.0001 | 88.24%
After | 21 | 0 | 0 |  | 0 | 3 | 4250 | 4250 |  | 3716.02 | 800 | 71.86% | 30078.5878 | 92.4% |  |  |  | 3265 | 0.62728 | 4497 | 4250 |  | 0.31393 | 4250.0001 | 0.88242
Target Total Capacity |  | 4250.0001 | 53.13% |  |  | 4 | 4250 | 4250 |  | 3849.59 | 200 | 62.73% | 30812.555 | 91.37% |  |  |  | 3465 | 0.60445 | 5397 | 4250 |  | 0.31107 | 4250.0001 | 88.24%
Less Baseload Capacity |  | 4250 |  |  |  | 5 | 4250 | 4250 |  | 4172.39 | 935 | 60.45% | 32521.781 | 88.98% |  |  |  | 4400 | 0.49772 | 5397 | 3197.32 |  | 0.31107 | 4250.0001 | 0.88242
Ruthven Criteria 1 |  | 0.00013 |  |  |  | 6 | 4250 | 4250 |  | 4234.71 | 500 | 49.77% | 32793.4962 | 88.4% |  |  |  | 4900 | 0.44064 | 6600 | 3197.32 |  | 0.24258 | 4250.0001 | 88.24%
[6 empty] | 7 | 4250 | 4250.0001 |  | 4250 | 10 | 44.06% | 32852.5156 | 88.24% |  |  |  | 4910 | 0.4395 | 6600 | 4250 |  | 0.24258 | 4250.0001 | 0.88242
[6 empty] | 8 | 4234.71 | 4234.71 |  | 4250 | 25 | 43.95% | 32852.5156 | 88.24% |  |  |  | 4935 | 0.43664 | 6625 | 4250 |  | 0.13984 | 4250.0001 | 88.24%
Overload capacity factor crossover point | [5 empty] | 9 | 3716.02 | 3716.02 |  | 4250 | 75 | 43.66% | 32852.5157 | 88.24% |  |  |  | 5010 | 0.42808 | 6625 | 4250 |  | 0.13984 | 4250.0001 | 0.88242
| point | MW | CF | GWh | Hours | 10 | 2250.29 | 2250.29 |  | 4250 | 100 | 42.81% | 32852.5157 | 88.24% |  |  |  | 5110 | 0.41667 | 6725 | 4250 |  | 0.13699 | 4250.0001 | 88.24%
Before | 20 | 0.00019 | 0.62344 | 0.0010377 |  | 11 | 4250 | 4250.0001 |  | 4250 | 200 | 41.67% | 32852.5157 | 88.24% |  |  |  | 5310 | 0.39384 | 6725 | 4250 |  | 0.13699 | 4250.0001 | 0.88242
After | 21 | 0 | 0 |  | 0 | 12 | 3849.59 | 3849.59 |  | 4250 | 300 | 39.38% | 32852.5158 | 88.24% |  |  |  | 5610 | 0.35959 | 7125 | 4250 |  | 0.12557 | 4250.0001 | 88.24%
Hadley/Ruthven Criteria 2 |  | 0.00019 | 35% |  |  | 13 | 4250 | 4250.0001 |  | 4250.0001 | 400 | 35.96% | 32852.5158 | 88.24% |  |  |  | 6010 | 0.31393 | 7125 | 4250 |  | 0.12557 | 4250.0001 | 0.88242
[6 empty] | 14 | 4250 | 4250.0001 |  | 4250.0001 | 25 | 31.39% | 32852.5158 | 88.24% |  |  |  | 6035 | 0.31107 | 7825 | 4250 |  | 0.079909 | 4250.0001 | 88.24%
Overload Capacity factor crossover point with sliding scale | [5 empty] | 15 | 3197.32 | 3197.32 |  | 4250.0001 | 600 | 31.11% | 32852.5159 | 88.24% |  |  |  | 6635 | 0.24258 | 7825 | 4172.39 |  | 0.079909 | 4250.0001 | 0.88242
BAU Avg Shadow price | 49.6536 |  | Target Cap Factor |  | 0% | 16 | 4250 | 4250.0001 |  | 4250.0001 | 900 | 24.26% | 32852.5159 | 88.24% |  |  |  | 7535 | 0.13984 | 8760 | 4172.39 |  | 0 | 4250.0001 | 0
| point | MW | CF | GWh | Hours | 17 | 4250 | 4250.0001 |  | 4250.0001 | 25 | 13.98% | 32852.5159 | 88.24% |  |  |  | 7560 | 0.13699
Before | 20 | 0.00019 | 0.62344 | 0.0010377 |  | 18 | 4250 | 4250.0001 |  | 4250.0001 | 100 | 13.7% | 32852.5159 | 88.24% |  |  |  | 7660 | 0.12557
After | 21 | 0 | 0 |  | 0 | 19 | 4250 | 4250.0001 |  | 4250.0001 | 400 | 12.56% | 32852.5159 | 88.24% |  |  |  | 8060 | 0.079909
Pradip Chattopadhyay |  | #DIV/0! |  |  |  | 20 | 4172.39 | 4172.39 |  | 4250.0001 | 700 | 7.991% | 32852.5159 | 88.24% |  |  |  | 8760 | 0
[12 empty] | Wgtd avg MW | 3750.2872
[12 empty] | Ratio to Base Cap | 0.88242
[12 empty] | (Johnson) OL Line to give Avg CF = 75% | 0
Year | All Years | [8 empty] | Flow Duration Curve Calculation
|  |  | Baseload | Overload | Total | BAU Shadow | OL75 Shadow | Total | Total | Hours |  | % year at | GWh with | Capacity |  | Overload | Overload MW | Hours |  | GWh in | Capacity |  | For Flow Duration Graph
Blocks | Hours | Cum hours | Flow | Capacity | Capacity | Price | Price | Capacity+ | MW in Order of Size | in Block | Cum Hours | MW or higher | Increasing MW | Factor |  | Capacity+ | by Size | in block | Cum Hours | Increasing MW | Factor |  | Frac Year |  | All Years
1 | 10 | 10 | 4250 | 4289.26 | 8539.26 | 298.032 | 4.9142 | 8539.26 | 2250.29 | 1262 | 1262 | 100% | 78850.1616 | 100% |  | 4289.26 | 0 | 75 | 75 | 0 | 100% |  | 0.96398 | 1 | 2250.29 | 2980.3196 | 10
2 | 25 | 35 | 4250 | 2840.12 | 7090.12 | 92.8115 | 4.9142 | 7090.12 | 2254.46 | 1262 | 2524 | 96.4% | 78991.0159 | 99.99% |  | 2840.12 | 1e-05 | 300 | 375 | 0.00034965 | 99.79% |  | 0.92797 | 0.96398 | 2250.29 | 2320.2883 | 25
3 | 75 | 110 | 4250 | 0 | 4250 | 12.0243 | 3.5373 | 4250 | 2707.01 | 1262 | 3786 | 92.8% | 93706.1317 | 98.79% |  | 0 | 2e-05 | 400 | 775 | 0.0006963 | 99.36% |  | 0.89195 | 0.96398 | 2254.46 | 901.8233 | 75
4 | 100 | 210 | 4250 | 110.03 | 4360.03 | 19.0632 | 4.9142 | 4360.03 | 3000.55 | 1262 | 5048 | 89.2% | 102880.4308 | 97.85% |  | 110.03 | 3e-05 | 500 | 1275 | 0.001039 | 98.83% |  | 0.85594 | 0.92797 | 2254.46 | 1906.322 | 100
5 | 200 | 410 | 4250 | 466.54 | 4716.54 | 23.2415 | 4.9142 | 4716.54 | 3036.22 | 1203 | 6251 | 85.59% | 103950.2455 | 97.71% |  | 466.54 | 4e-05 | 800 | 2075 | 0.0013766 | 98.22% |  | 0.8216 | 0.92797 | 2707.01 | 4648.292 | 200
6 | 300 | 710 | 4250 | 0 | 4250 | 20.725 | 3.9527 | 4250 | 3197.32 | 1203 | 7454 | 82.16% | 108588.1534 | 96.92% |  | 1e-05 | 5e-05 | 1262 | 3337 | 0.0017062 | 97.39% |  | 0.78727 | 0.89195 | 2707.01 | 6217.506 | 300
7 | 400 | 1110 | 4250 | 0 | 4250 | 1.7568 | 1.7449 | 4250 | 3311.66 | 1203 | 8657 | 78.73% | 111742.3366 | 96.3% |  | 2e-05 | 6e-05 | 25 | 3362 | 0.0020233 | 96.24% |  | 0.75294 | 0.89195 | 3000.55 | 702.704 | 400
8 | 500 | 1610 | 4250 | 0 | 4250 | 1.5906 | 1.828 | 4250 | 3620.14 | 1203 | 9860 | 75.29% | 119880.9644 | 94.51% |  | 3e-05 | 7e-05 | 200 | 3562 | 0.0023401 | 95.4% |  | 0.71861 | 0.85594 | 3000.55 | 795.29 | 500
9 | 800 | 2410 | 4250 | 0 | 4250 | 0 | 0.24927 | 4250 | 3716.02 | 800 | 10660 | 71.86% | 122295.2228 | 93.92% |  | 4e-05 | 8e-05 | 600 | 4162 | 0.0026548 | 94.71% |  | 0.69578 | 0.85594 | 3036.22 | 0
10 | 1262 | 3672 | 3000.55 | 0 | 3000.55 | 0 | 0 | 3000.55 | 3849.59 | 200 | 10860 | 69.58% | 125551.6594 | 93.08% |  | 5e-05 | 9e-05 | 900 | 5062 | 0.0029636 | 93.98% |  | 0.69007 | 0.8216 | 3036.22 | 0
11 | 25 | 3697 | 4250 | 0 | 4250 | 23.7163 | 3.0981 | 4250 | 4125.59 | 800 | 11660 | 69.01% | 132225.3394 | 91.47% |  | 6e-05 | 0.0001 | 1203 | 6265 | 0.0032634 | 93.13% |  | 0.66724 | 0.8216 | 3197.32 | 592.9065 | 25
12 | 200 | 3897 | 4250 | 0 | 4250 | 2.4333 | 1.1158 | 4250.0001 | 4172.39 | 935 | 12595 | 66.72% | 133319.5234 | 91.19% |  | 7e-05 | 0.00011 | 25 | 6290 | 0.0035511 | 92.13% |  | 0.64055 | 0.78727 | 3197.32 | 486.67 | 200
13 | 600 | 4497 | 4250 | 0 | 4250 | 2.7064 | 2.8251 | 4250.0001 | 4185.9 | 900 | 13495 | 64.06% | 133622.7554 | 91.1% |  | 8e-05 | 0.00012 | 935 | 7225 | 0.0038387 | 91.29% |  | 0.61487 | 0.78727 | 3311.66 | 1623.816 | 600
14 | 900 | 5397 | 4250 | 0 | 4250 | 0.96147 | 0.96147 | 4250.0001 | 4234.71 | 500 | 13995 | 61.49% | 134674.3668 | 90.76% |  | 9e-05 | 0.00013 | 75 | 7300 | 0.0041168 | 90.38% |  | 0.6006 | 0.75294 | 3311.66 | 865.323 | 900
15 | 1203 | 6600 | 3036.22 | 0 | 3036.22 | 0 | 0 | 3036.22 | 4250 | 75 | 14070 | 60.06% | 134996.1449 | 90.65% |  | 0.0001 | 0.00014 | 100 | 7400 | 0.0043942 | 89.58% |  | 0.59846 | 0.75294 | 3620.14 | 0
16 | 25 | 6625 | 4250 | 0 | 4250 | 26.6244 | 3.9646 | 4250.0001 | 4250 | 300 | 14370 | 59.85% | 134996.1451 | 90.65% |  | 0.00011 | 0.00015 | 200 | 7600 | 0.0046706 | 88.86% |  | 0.5899 | 0.71861 | 3620.14 | 665.6103 | 25
17 | 100 | 6725 | 4250 | 1116.67 | 5366.67 | 11.5732 | 4.9142 | 5366.67 | 4250 | 400 | 14770 | 58.99% | 134996.1453 | 90.65% |  | 1116.67 | 0.00016 | 300 | 7900 | 0.004945 | 88.2% |  | 0.57848 | 0.71861 | 3716.02 | 1157.325 | 100
18 | 400 | 7125 | 4250 | 2389.51 | 6639.51 | 6.0774 | 4.9142 | 6639.51 | 4250 | 500 | 15270 | 57.85% | 134996.1455 | 90.65% |  | 2389.51 | 0.00017 | 400 | 8300 | 0.0052164 | 87.57% |  | 0.56421 | 0.69578 | 3716.02 | 2430.976 | 400
19 | 700 | 7825 | 4250 | 1803.55 | 6053.55 | 6.0774 | 4.9142 | 6053.55 | 4250 | 800 | 16070 | 56.42% | 134996.1457 | 90.65% |  | 1803.55 | 0.00018 | 500 | 8800 | 0.0054838 | 86.95% |  | 0.54138 | 0.69578 | 3849.59 | 4254.208 | 700 | 2020
20 | 935 | 8760 | 4250 | 0 | 4250 | 3.7628 | 3.3711 | 4250.0001 | 4250 | 25 | 16095 | 54.14% | 134996.1459 | 90.65% |  | 0.00012 | 0.00019 | 800 | 9600 | 0.0057462 | 86.31% |  | 0.54067 | 0.69007 | 3849.59 | 3518.2087 | 935 | 6.5637
21 | 10 | 8770 | 4250 | 1193.13 | 5443.13 | 652.3515 | 10.4931 | 5443.13 | 4250.0001 | 200 | 16295 | 54.07% | 134996.1461 | 90.65% |  | 1193.13 | 0.0002 | 1262 | 10862 | 0.0060006 | 85.62% |  | 0.53496 | 0.69007 | 4125.59 | 6523.5146 | 10
22 | 25 | 8795 | 4250 | 281.74 | 4531.74 | 569.214 | 10.4931 | 4531.74 | 4250.0001 | 600 | 16895 | 53.5% | 134996.1463 | 90.65% |  | 281.74 | 0.00021 | 25 | 10887 | 0.0062424 | 84.83% |  | 0.51784 | 0.66724 | 4125.59 | 14230.3495 | 25
23 | 75 | 8870 | 4250 | 0 | 4250 | 15.8702 | 8.677 | 4250.0001 | 4250.0001 | 900 | 17795 | 51.78% | 134996.1465 | 90.65% |  | 0.00013 | 0.00022 | 200 | 11087 | 0.0064839 | 84.11% |  | 0.49215 | 0.66724 | 4172.39 | 1190.2642 | 75
24 | 100 | 8970 | 4250 | 0 | 4250 | 4.1189 | 5.8163 | 4250.0001 | 4250.0001 | 25 | 17820 | 49.22% | 134996.1466 | 90.65% |  | 0.00014 | 0.00023 | 600 | 11687 | 0.0067234 | 83.43% |  | 0.49144 | 0.64055 | 4172.39 | 411.889 | 100
25 | 200 | 9170 | 4250 | 0 | 4250 | 6.0893 | 5.8044 | 4250.0001 | 4250.0001 | 935 | 18755 | 49.14% | 134996.1468 | 90.65% |  | 0.00015 | 0.00024 | 900 | 12587 | 0.006957 | 82.73% |  | 0.46475 | 0.64055 | 4185.9 | 1217.862 | 200
26 | 300 | 9470 | 4250 | 0 | 4250 | 22.1376 | 5.8163 | 4250.0001 | 4250.0001 | 75 | 18830 | 46.48% | 134996.147 | 90.65% |  | 0.00016 | 0.00025 | 1203 | 13790 | 0.0071815 | 81.98% |  | 0.46261 | 0.61487 | 4185.9 | 6641.265 | 300
27 | 400 | 9870 | 4250 | 0 | 4250 | 14.6357 | 1.282 | 4250.0001 | 4250.0001 | 100 | 18930 | 46.26% | 134996.1471 | 90.65% |  | 0.00017 | 0.00026 | 25 | 13815 | 0.007394 | 81.16% |  | 0.45976 | 0.61487 | 4234.71 | 5854.284 | 400
28 | 500 | 10370 | 4250 | 0 | 4250 | 1.092 | 1.1751 | 4250.0002 | 4250.0001 | 200 | 19130 | 45.98% | 134996.1473 | 90.65% |  | 0.00018 | 0.00027 | 100 | 13915 | 0.0076063 | 80.4% |  | 0.45405 | 0.6006 | 4234.71 | 546.02 | 500
29 | 800 | 11170 | 4125.59 | 0 | 4125.59 | 0 | 0 | 4125.59 | 4250.0001 | 300 | 19430 | 45.41% | 134996.1474 | 90.65% |  | 0.00019 | 0.00028 | 400 | 14315 | 0.0078175 | 79.68% |  | 0.44549 | 0.6006 | 4250 | 0
30 | 1262 | 12432 | 2707.01 | 0 | 2707.01 | 0 | 0 | 2707.01 | 4250.0001 | 400 | 19830 | 44.55% | 134996.1476 | 90.65% |  | 0.0002 | 0.00029 | 700 | 15015 | 0.0080248 | 78.97% |  | 0.43408 | 0.59846 | 4250 | 0
31 | 25 | 12457 | 4250 | 0 | 4250 | 21.4491 | 2.6945 | 4250.0002 | 4250.0002 | 500 | 20330 | 43.41% | 134996.1478 | 90.65% |  | 0.00021 | 0.0003 | 935 | 15950 | 0.008225 | 78.24% |  | 0.41981 | 0.59846 | 4250 | 536.2273 | 25
32 | 200 | 12657 | 4250 | 0 | 4250 | 6.3623 | 1.6974 | 4250.0002 | 4250.0002 | 25 | 20355 | 41.98% | 134996.1479 | 90.65% |  | 0.00022 | 0.00031 | 100 | 16050 | 0.0084159 | 77.48% |  | 0.41909 | 0.5899 | 4250 | 1272.464 | 200
33 | 600 | 13257 | 4250 | 0 | 4250 | 0 | 1.0683 | 4250.0002 | 4250.0002 | 200 | 20555 | 41.91% | 134996.148 | 90.65% |  | 0.00023 | 0.00032 | 200 | 16250 | 0.0086058 | 76.75% |  | 0.41338 | 0.5899 | 4250 | 0
34 | 900 | 14157 | 4185.9 | 0 | 4185.9 | 0 | 0 | 4185.9 | 4250.0002 | 600 | 21155 | 41.34% | 134996.1482 | 90.65% |  | 0.00024 | 0.00033 | 300 | 16550 | 0.0087937 | 76.05% |  | 0.39626 | 0.57848 | 4250 | 0
35 | 1203 | 15360 | 3620.14 | 0 | 3620.14 | 0 | 0 | 3620.14 | 4250.0002 | 25 | 21180 | 39.63% | 134996.1483 | 90.65% |  | 0.00025 | 0.00034 | 400 | 16950 | 0.0089786 | 75.36% |  | 0.39555 | 0.57848 | 4250 | 0
36 | 25 | 15385 | 4250 | 0 | 4250 | 37.5092 | 9.9471 | 4250.0002 | 4250.0002 | 100 | 21280 | 39.55% | 134996.1485 | 90.65% |  | 0.00026 | 0.00035 | 500 | 17450 | 0.0091595 | 74.69% |  | 0.39269 | 0.56421 | 4250 | 937.73 | 25
37 | 100 | 15485 | 4250 | 0 | 4250 | 15.3717 | 6.3504 | 4250.0002 | 4250.0002 | 400 | 21680 | 39.27% | 134996.1486 | 90.65% |  | 0.00027 | 0.00036 | 800 | 18250 | 0.0093354 | 74.01% |  | 0.38128 | 0.56421 | 4250 | 1537.165 | 100
38 | 400 | 15885 | 4250 | 0 | 4250 | 7.5612 | 8.6888 | 4250.0002 | 4250.0002 | 700 | 22380 | 38.13% | 134996.1487 | 90.65% |  | 0.00028 | 0.00037 | 1262 | 19512 | 0.0095033 | 73.3% |  | 0.3613 | 0.54138 | 4250 | 3024.476 | 400
39 | 700 | 16585 | 4250 | 0 | 4250 | 9.2111 | 8.8788 | 4250.0002 | 4250.0002 | 935 | 23315 | 36.13% | 134996.1489 | 90.65% |  | 0.00029 | 0.00038 | 25 | 19537 | 0.0096586 | 72.54% |  | 0.33462 | 0.54138 | 4250 | 6447.784 | 700 | 2025
40 | 935 | 17520 | 4250 | 0 | 4250 | 5.9825 | 2.8369 | 4250.0002 | 4250.0003 | 100 | 23415 | 33.46% | 134996.149 | 90.65% |  | 0.0003 | 0.00039 | 200 | 19737 | 0.0098136 | 71.81% |  | 0.33176 | 0.54067 | 4250 | 5593.6188 | 935 | 14.0087
41 | 10 | 17530 | 4250 | 1758.58 | 6008.58 | 633.039 | 8.2971 | 6008.58 | 4250.0003 | 200 | 23615 | 33.18% | 134996.1491 | 90.65% |  | 1758.58 | 0.0004 | 600 | 20337 | 0.0099666 | 71.11% |  | 0.32606 | 0.54067 | 4250.0001 | 6330.3897 | 10
42 | 25 | 17555 | 4250 | 1462.78 | 5712.78 | 254.6352 | 8.2971 | 5712.78 | 4250.0003 | 300 | 23915 | 32.61% | 134996.1492 | 90.65% |  | 1462.78 | 0.00041 | 900 | 21237 | 0.010114 | 70.4% |  | 0.31749 | 0.53496 | 4250.0001 | 6365.881 | 25
43 | 75 | 17630 | 4250 | 712.66 | 4962.66 | 28.0488 | 8.2971 | 4962.66 | 4250.0003 | 400 | 24315 | 31.75% | 134996.1493 | 90.65% |  | 712.66 | 0.00042 | 1203 | 22440 | 0.010252 | 69.66% |  | 0.30608 | 0.53496 | 4250.0001 | 2103.6608 | 75
44 | 100 | 17730 | 4250 | 0 | 4250 | 7.0745 | 1.3532 | 4250.0003 | 4250.0003 | 500 | 24815 | 30.61% | 134996.1494 | 90.65% |  | 0.00031 | 0.00043 | 935 | 23375 | 0.010378 | 68.88% |  | 0.29181 | 0.51784 | 4250.0001 | 707.452 | 100
45 | 200 | 17930 | 4250 | 0 | 4250 | 30.862 | 1.3532 | 4250.0003 | 4250.0003 | 800 | 25615 | 29.18% | 134996.1495 | 90.65% |  | 0.00032 | 0.00044 | 10 | 23385 | 0.010494 | 68.07% |  | 0.26898 | 0.51784 | 4250.0001 | 6172.4 | 200
46 | 300 | 18230 | 4250 | 0 | 4250 | 9.7571 | 1.6381 | 4250.0003 | 4250.0003 | 25 | 25640 | 26.9% | 134996.1496 | 90.65% |  | 0.00033 | 0.00045 | 25 | 23410 | 0.010611 | 67.29% |  | 0.26826 | 0.49215 | 4250.0001 | 2927.142 | 300
47 | 400 | 18630 | 4250 | 0 | 4250 | 1.9942 | 1.555 | 4250.0003 | 4250.0003 | 200 | 25840 | 26.83% | 134996.1497 | 90.65% |  | 0.00034 | 0.00046 | 75 | 23485 | 0.010727 | 66.55% |  | 0.26256 | 0.49215 | 4250.0001 | 797.664 | 400
48 | 500 | 19130 | 4250 | 0 | 4250 | 2.1247 | 2.6351 | 4250.0003 | 4250.0003 | 600 | 26440 | 26.26% | 134996.1498 | 90.65% |  | 0.00035 | 0.00047 | 100 | 23585 | 0.010843 | 65.84% |  | 0.24543 | 0.49144 | 4250.0001 | 1062.365 | 500
49 | 800 | 19930 | 4250 | 0 | 4250 | 0.4748 | 0.97334 | 4250.0003 | 4250.0003 | 900 | 27340 | 24.54% | 134996.1499 | 90.65% |  | 0.00036 | 0.00048 | 200 | 23785 | 0.010957 | 65.15% |  | 0.21975 | 0.49144 | 4250.0001 | 379.84 | 800
50 | 1262 | 21192 | 2254.46 | 0 | 2254.46 | 0 | 0 | 2254.46 | 4250.0004 | 935 | 28275 | 21.97% | 134996.15 | 90.65% |  | 0.00037 | 0.00049 | 300 | 24085 | 0.01107 | 64.47% |  | 0.19307 | 0.46475 | 4250.0001 | 0
51 | 25 | 21217 | 4250 | 0 | 4250 | 11.6801 | 1.3532 | 4250.0003 | 4250.0004 | 10 | 28285 | 19.31% | 134996.15 | 90.65% |  | 0.00038 | 0.0005 | 400 | 24485 | 0.011179 | 63.81% |  | 0.19278 | 0.46475 | 4250.0001 | 292.002 | 25
52 | 200 | 21417 | 4250 | 0 | 4250 | 0.21366 | 3.1456 | 4250.0003 | 4250.0004 | 25 | 28310 | 19.28% | 134996.1501 | 90.65% |  | 0.00039 | 0.00051 | 500 | 24985 | 0.011285 | 63.15% |  | 0.19207 | 0.46261 | 4250.0001 | 42.732 | 200
53 | 600 | 22017 | 4250 | 0 | 4250 | 8.7601 | 5.1872 | 4250.0003 | 4250.0004 | 75 | 28385 | 19.21% | 134996.1502 | 90.65% |  | 0.0004 | 0.00052 | 800 | 25785 | 0.011385 | 62.49% |  | 0.18993 | 0.46261 | 4250.0001 | 5256.036 | 600
54 | 900 | 22917 | 4250 | 0 | 4250 | 8.7601 | 4.1189 | 4250.0003 | 4250.0004 | 100 | 28485 | 18.99% | 134996.1502 | 90.65% |  | 0.00041 | 0.00053 | 1262 | 27047 | 0.011478 | 61.81% |  | 0.18707 | 0.45976 | 4250.0001 | 7884.054 | 900
55 | 1203 | 24120 | 3311.66 | 0 | 3311.66 | 0 | 0 | 3311.66 | 4250.0004 | 200 | 28685 | 18.71% | 134996.1503 | 90.65% |  | 0.00042 | 0.00054 | 25 | 27072 | 0.011558 | 61.08% |  | 0.18136 | 0.45976 | 4250.0001 | 0
56 | 25 | 24145 | 4250 | 727.54 | 4977.54 | 14.3152 | 8.2971 | 4977.54 | 4250.0004 | 300 | 28985 | 18.14% | 134996.1504 | 90.65% |  | 727.54 | 0.00055 | 200 | 27272 | 0.011638 | 60.39% |  | 0.1728 | 0.45405 | 4250.0001 | 357.8805 | 25
57 | 100 | 24245 | 4250 | 674.06 | 4924.06 | 19.3718 | 8.2971 | 4924.06 | 4250.0004 | 400 | 29385 | 17.28% | 134996.1504 | 90.65% |  | 674.06 | 0.00056 | 600 | 27872 | 0.011715 | 59.7% |  | 0.16139 | 0.45405 | 4250.0001 | 1937.184 | 100
58 | 400 | 24645 | 4250 | 104.78 | 4354.78 | 19.3718 | 8.2971 | 4354.78 | 4250.0004 | 25 | 29410 | 16.14% | 134996.1505 | 90.65% |  | 104.78 | 0.00057 | 900 | 28772 | 0.011787 | 59.02% |  | 0.16067 | 0.44549 | 4250.0001 | 7748.736 | 400
59 | 700 | 25345 | 4250 | 1003.39 | 5253.39 | 19.3718 | 8.2971 | 5253.39 | 4250.0004 | 600 | 30010 | 16.07% | 134996.1506 | 90.65% |  | 1003.39 | 0.00058 | 1203 | 29975 | 0.01185 | 58.31% |  | 0.14355 | 0.44549 | 4250.0001 | 13560.288 | 700 | 2030
60 | 935 | 26280 | 4250 | 0 | 4250 | 6.2436 | 4.1664 | 4250.0004 | 4250.0004 | 900 | 30910 | 14.36% | 134996.1506 | 90.65% |  | 0.00043 | 0.00059 | 25 | 30000 | 0.0119 | 57.56% |  | 0.11787 | 0.43408 | 4250.0001 | 5837.7847 | 935 | 11.0824
61 | 10 | 26290 | 4250 | 0 | 4250 | 628.8014 | 12.6534 | 4250.0004 | 4250.0005 | 25 | 30935 | 11.79% | 134996.1506 | 90.65% |  | 0.00044 | 0.0006 | 100 | 30100 | 0.011951 | 56.84% |  | 0.11715 | 0.43408 | 4250.0002 | 6288.0138 | 10
62 | 25 | 26315 | 4250 | 0 | 4250 | 584.9773 | 12.6534 | 4250.0004 | 4250.0005 | 100 | 31035 | 11.72% | 134996.1507 | 90.65% |  | 0.00045 | 0.00061 | 400 | 30500 | 0.012 | 56.14% |  | 0.1143 | 0.41981 | 4250.0002 | 14624.4335 | 25
63 | 75 | 26390 | 4250 | 0 | 4250 | 66.8044 | 24.0605 | 4250.0004 | 4250.0005 | 400 | 31435 | 11.43% | 134996.1507 | 90.65% |  | 0.00046 | 0.00062 | 700 | 31200 | 0.012046 | 55.45% |  | 0.10288 | 0.41981 | 4250.0002 | 5010.327 | 75
64 | 100 | 26490 | 4250 | 0 | 4250 | 29.3783 | 25.5205 | 4250.0004 | 4250.0005 | 700 | 32135 | 10.29% | 134996.1508 | 90.65% |  | 0.00047 | 0.00063 | 935 | 32135 | 0.012084 | 54.74% |  | 0.082905 | 0.41909 | 4250.0002 | 2937.825 | 100
65 | 200 | 26690 | 4250 | 0 | 4250 | 35.61 | 18.8614 | 4250.0004 | 4354.78 | 400 | 32535 | 8.291% | 135300.5352 | 88.67% |  | 0.00048 | 104.78 | 400 | 32535 | 304.3962 | 8.291% |  | 0.07149 | 0.41909 | 4250.0002 | 7122 | 200
66 | 300 | 26990 | 4250 | 0 | 4250 | 21.093 | 13.2588 | 4250.0004 | 4360.03 | 100 | 32635 | 7.149% | 135313.6865 | 88.57% |  | 0.00049 | 110.03 | 100 | 32635 | 317.5474 | 8.236% |  | 0.068636 | 0.41338 | 4250.0002 | 6327.897 | 300
67 | 400 | 27390 | 4250 | 0 | 4250 | 21.093 | 1.5431 | 4250.0004 | 4531.74 | 25 | 32660 | 6.864% | 135726.649 | 85.47% |  | 0.0005 | 281.74 | 25 | 32660 | 730.51 | 7.4% |  | 0.067922 | 0.41338 | 4250.0002 | 8437.196 | 400
68 | 500 | 27890 | 4234.71 | 0 | 4234.71 | 16.4399 | 0 | 4234.71 | 4716.54 | 200 | 32860 | 6.792% | 136166.473 | 82.39% |  | 0.00051 | 466.54 | 200 | 32860 | 1170.334 | 7.159% |  | 0.062215 | 0.39626 | 4250.0002 | 8219.975 | 500
69 | 800 | 28690 | 3716.02 | 0 | 3716.02 | 14.6476 | 0 | 3716.02 | 4924.06 | 100 | 32960 | 6.221% | 136618.8666 | 79.18% |  | 0.00052 | 674.06 | 100 | 32960 | 1622.7276 | 6.87% |  | 0.059361 | 0.39626 | 4250.0002 | 11718.064 | 800
70 | 1262 | 29952 | 2250.29 | 0 | 2250.29 | 0 | 0 | 2250.29 | 4962.66 | 75 | 33035 | 5.936% | 136699.1546 | 78.61% |  | 0.00053 | 712.66 | 75 | 33035 | 1703.0156 | 6.82% |  | 0.05722 | 0.39555 | 4250.0002 | 0
71 | 25 | 29977 | 4250 | 0 | 4250 | 70.4128 | 6.4454 | 4250.0004 | 4977.54 | 25 | 33060 | 5.722% | 136728.989 | 78.39% |  | 0.00054 | 727.54 | 25 | 33060 | 1732.85 | 6.797% |  | 0.056507 | 0.39555 | 4250.0002 | 1760.321 | 25
72 | 200 | 30177 | 3849.59 | 0 | 3849.59 | 58.2342 | 0 | 3849.59 | 5253.39 | 700 | 33760 | 5.651% | 137275.172 | 74.57% |  | 0.00055 | 1003.39 | 700 | 33760 | 2279.033 | 6.482% |  | 0.03653 | 0.39269 | 4250.0002 | 11646.844 | 200
73 | 600 | 30777 | 4250 | 0 | 4250 | 62.0089 | 2.4808 | 4250.0004 | 5366.67 | 100 | 33860 | 3.653% | 137420.1704 | 73.08% |  | 0.00056 | 1116.67 | 100 | 33860 | 2424.0314 | 6.195% |  | 0.033676 | 0.39269 | 4250.0002 | 37205.328 | 600
74 | 900 | 31677 | 4250 | 0 | 4250 | 62.0089 | 3.656 | 4250.0004 | 5443.13 | 10 | 33870 | 3.368% | 137510.3932 | 72.1% |  | 0.00057 | 1193.13 | 10 | 33870 | 2514.2542 | 6.014% |  | 0.03339 | 0.38128 | 4250.0002 | 55807.992 | 900
75 | 1203 | 32880 | 3197.32 | 0 | 3197.32 | 44.3107 | 0 | 3197.32 | 5712.78 | 25 | 33895 | 3.339% | 137825.8837 | 68.85% |  | 0.00058 | 1462.78 | 25 | 33895 | 2829.7447 | 5.521% |  | 0.032677 | 0.38128 | 4250.0002 | 53305.7841 | 1203
76 | 25 | 32905 | 4250 | 0 | 4250 | 74.781 | 7.4425 | 4250.0005 | 6008.58 | 10 | 33905 | 3.268% | 138164.5747 | 65.62% |  | 0.00059 | 1758.58 | 10 | 33905 | 3168.4357 | 5.142% |  | 0.032392 | 0.3613 | 4250.0002 | 1869.525 | 25
77 | 100 | 33005 | 4250 | 0 | 4250 | 74.781 | 12.143 | 4250.0005 | 6053.55 | 700 | 34605 | 3.239% | 138215.6157 | 65.16% |  | 0.0006 | 1803.55 | 700 | 34605 | 3219.4766 | 5.094% |  | 0.012414 | 0.3613 | 4250.0002 | 7478.1 | 100
78 | 400 | 33405 | 4250 | 0 | 4250 | 74.781 | 12.143 | 4250.0005 | 6639.51 | 400 | 35005 | 1.241% | 138470.5083 | 59.52% |  | 0.00061 | 2389.51 | 400 | 35005 | 3474.3692 | 4.15% |  | 0.00099886 | 0.33462 | 4250.0002 | 29912.4 | 400
79 | 700 | 34105 | 4250 | 0 | 4250 | 73.0005 | 12.1549 | 4250.0005 | 7090.12 | 25 | 35030 | 0.09989% | 138486.2796 | 55.74% |  | 0.00062 | 2840.12 | 25 | 35030 | 3490.1406 | 3.507% |  | 0.00028539 | 0.33462 | 4250.0003 | 51100.35 | 700 | 2035
80 | 935 | 35040 | 4172.39 | 0 | 4172.39 | 55.1124 | 0 | 4172.39 | 8539.26 | 10 | 35040 | 0.02854% | 138500.771 | 46.29% |  | 0.00063 | 4289.26 | 10 | 35040 | 3504.632 | 2.332% |  | 0 | 0.33176 | 4250.0003 | 51530.1034 | 935 | 49.6536
[20 empty] | 100.018 |  |  |  | 0.33176 | 4250.0003 | Marginal Congestion | Congested Hours
Total capacity factor crossover point, Ruthven Criterion 1 | [23 empty] | 0.32606 | 4250.0003 | 534098.4723 | 23283
Base all hour Shadow price | 15.2425 |  | Total Target Cap Factor |  | 53.13% | [18 empty] | 0.32606 | 4250.0003
Base Congested Shadow Price | 22.9394 |  | OL Target Cap Factor |  | 35% | [18 empty] | 0.31749 | 4250.0003
| point | MW | CF | GWh | Hours |  |  |  |  | Total CF |  |  | OL CF | [10 empty] | 0.31749 | 4250.0003
Before | 79 | 7090.12 | 55.74% | 138486.2796 | [5 empty] | 7439.6322 |  |  | 4250.0011 | [10 empty] | 0.30608 | 4250.0003 | Avg Shadow Price | Avg Shadow for Congested Hours (CRA) | Simple Avg of 2020-35 Shadow Prices
After | 80 | 8539.26 | 46.29% |  | 10 |  |  |  | 1% | 8539.26 |  | 1% | 8539.26 | [10 empty] | 0.30608 | 4250.0003 | 15.2425 | 22.9394 | 20.3271
Target Total Capacity |  | 7439.6322 |  |  |  |  | 53.13% |  | 2% | 8539.26 |  | 2% | 8539.26 | [10 empty] | 0.29181 | 4250.0003
Less Baseload Capacity |  | 4250 |  |  |  |  | 7439.6322 |  | 3% | 8539.26 |  | 3% | 7574.7593 | [10 empty] | 0.29181 | 4250.0003
OL using Total CF Target |  | 3189.6322 | 3189.6322 | <-with Price test |  |  |  |  | 4% | 8539.26 |  | 4% | 6731.1476 | [10 empty] | 0.26898 | 4250.0003 | Avg Overload Charge
[7 empty] | Average |  | 5% | 8539.26 |  | 5% | 6098.8476 | [10 empty] | 0.26898 | 4250.0003 | 15.2453
Overload capacity factor crossover point, Ruthven Criterion 2 | [6 empty] | 44.06% |  | 6% | 8539.26 |  | 6% | 5449.3694 | [10 empty] | 0.26826 | 4250.0003
| point | MW | CF | GWh | Hours | 1594.8166 | 5844.8166 |  | 7% | 8539.26 |  | 7% | 4811.8649 | [10 empty] | 0.26826 | 4250.0003
Before | 64 | 0.00063 | 0.5474 | 0.012084 |  |  |  |  | 8% | 8539.26 |  | 8% | 4382.9112 | [10 empty] | 0.26256 | 4250.0003
After | 65 | 104.78 | 0.082908 |  | 2905 |  | 35% |  | 9% | 8539.26 |  | 9% | 4250.0412 | [10 empty] | 0.26256 | 4250.0003
OL using OL CF Target |  | 0.0010956 | 0.0010956 | <-with Price test |  |  | 4250.0011 |  | 10% | 8539.26 |  | 10% | 4250.0171 | [10 empty] | 0.24543 | 4250.0003
[9 empty] | 11% | 8539.26 |  | 11% | 4250.0108 | [10 empty] | 0.24543 | 4250.0003
Overload Capacity factor crossover point with sliding scale | [8 empty] | 12% | 8539.26 |  | 12% | 4250.0079 | [10 empty] | 0.21975 | 4250.0003
BAU Avg Shadow price | 20.3271 |  | Target Cap Factor |  | 0% |  |  |  | 13% | 8539.26 |  | 13% | 4250.0062 | [10 empty] | 0.21975 | 4250.0004
| point | MW | CF | GWh | Hours |  |  |  | 14% | 8539.26 |  | 14% | 4250.0051 | [10 empty] | 0.19307 | 4250.0004
Before | 80 | 4289.26 | 0.023318 | 3504.632 |  |  |  |  | 15% | 8539.26 |  | 15% | 4250.0044 | [10 empty] | 0.19307 | 4250.0004
After | 81 | 0 | 0 |  | 0 |  | 0% |  | 16% | 8539.26 |  | 16% | 4250.0038 | [10 empty] | 0.19278 | 4250.0004
Pradip Chattopadhyay |  | #DIV/0! |  |  |  |  | #DIV/0! |  | 17% | 8539.26 |  | 17% | 4250.0034 | [10 empty] | 0.19278 | 4250.0004
[9 empty] | 18% | 8539.26 |  | 18% | 4250.003 | [10 empty] | 0.19207 | 4250.0004
Johnson Utilization Method | [8 empty] | 19% | 8539.26 |  | 19% | 4250.0027 | [10 empty] | 0.19207 | 4250.0004
Average Generation Mwyr | 3952.6476 | [7 empty] | 20% | 8539.26 |  | 20% | 4250.0025 | [10 empty] | 0.18993 | 4250.0004
Ratio to Base Capacity | 0.93003 | [7 empty] | 21% | 8539.26 |  | 21% | 4250.0023 | [10 empty] | 0.18993 | 4250.0004
Total Line to meet CF | 5270.1968 | [7 empty] | 22% | 8539.26 |  | 22% | 4250.0021 | [10 empty] | 0.18707 | 4250.0004
Less Baseload Capacity | 4250 | [7 empty] | 23% | 8539.26 |  | 23% | 4250.002 | [10 empty] | 0.18707 | 4250.0004
Overload Line Capacity | 1020.1968 |  | 1020.1968 | [5 empty] | 24% | 8539.26 |  | 24% | 4250.0019 | [10 empty] | 0.18136 | 4250.0004
[9 empty] | 25% | 8539.26 |  | 25% | 4250.0018 | [10 empty] | 0.18136 | 4250.0004
NGO Flow Duration Method | [8 empty] | 26% | 8539.26 |  | 26% | 4250.0017 | [10 empty] | 0.1728 | 4250.0004
Flow Duration Curve Target | 20% | [7 empty] | 27% | 8539.26 |  | 27% | 4250.0016 | [10 empty] | 0.1728 | 4250.0004
Total Line Capacity | 4250.0004 | [7 empty] | 28% | 8539.26 |  | 28% | 4250.0015 | [10 empty] | 0.16139 | 4250.0004
Overload Line Capacity | 0.00035 | [7 empty] | 29% | 8539.26 |  | 29% | 4250.0014 | [10 empty] | 0.16139 | 4250.0004
| increase | total | [6 empty] | 30% | 8539.26 |  | 30% | 4250.0013 | [10 empty] | 0.16067 | 4250.0004
average | 871.6713 | 5121.6713 | 0% | [5 empty] | 31% | 8539.26 |  | 31% | 4250.0013 | [10 empty] | 0.16067 | 4250.0004
median | 1020.1968 | 5270.1968 | 4% | [5 empty] | 32% | 8539.26 |  | 32% | 4250.0012 | [10 empty] | 0.14355 | 4250.0004
[9 empty] | 33% | 8539.26 |  | 33% | 4250.0012 | [10 empty] | 0.14355 | 4250.0004
[9 empty] | 34% | 8539.26 |  | 34% | 4250.0011 | [10 empty] | 0.11787 | 4250.0004
[9 empty] | 35% | 8539.26 |  | 35% | 4250.0011 | [10 empty] | 0.11787 | 4250.0005
[9 empty] | 36% | 8539.26 |  | 36% | 4250.0011 | [10 empty] | 0.11715 | 4250.0005
[9 empty] | 37% | 8539.26 |  | 37% | 4250.001 | [10 empty] | 0.11715 | 4250.0005
[9 empty] | 38% | 8539.26 |  | 38% | 4250.001 | [10 empty] | 0.1143 | 4250.0005
[9 empty] | 39% | 8539.26 |  | 39% | 4250.001 | [10 empty] | 0.1143 | 4250.0005
[9 empty] | 40% | 8539.26 |  | 40% | 4250.0009 | [10 empty] | 0.10288 | 4250.0005
[9 empty] | 41% | 8539.26 |  | 41% | 4250.0009 | [10 empty] | 0.10288 | 4250.0005
[9 empty] | 42% | 8539.26 |  | 42% | 4250.0009 | [10 empty] | 0.082905 | 4250.0005
[9 empty] | 43% | 8539.26 |  | 43% | 4250.0008 | [10 empty] | 0.082905 | 4354.78
[9 empty] | 44% | 8539.26 |  | 44% | 4250.0008 | [10 empty] | 0.07149 | 4354.78
[9 empty] | 45% | 8539.26 |  | 45% | 4250.0008 | [10 empty] | 0.07149 | 4360.03
[9 empty] | 46% | 8539.26 |  | 46% | 4250.0008 | [10 empty] | 0.068636 | 4360.03
[9 empty] | 47% | 8409.8099 |  | 47% | 4250.0008 | [10 empty] | 0.068636 | 4531.74
[9 empty] | 48% | 8234.5013 |  | 48% | 4250.0007 | [10 empty] | 0.067922 | 4531.74
[9 empty] | 49% | 8066.3523 |  | 49% | 4250.0007 | [10 empty] | 0.067922 | 4716.54
[9 empty] | 50% | 7904.9331 |  | 50% | 4250.0007 | [10 empty] | 0.062215 | 4716.54
[9 empty] | 51% | 7749.8476 |  | 51% | 4250.0007 | [10 empty] | 0.062215 | 4924.06
[9 empty] | 52% | 7600.7302 |  | 52% | 4250.0007 | [10 empty] | 0.059361 | 4924.06
[9 empty] | 53% | 7457.243 |  | 53% | 4250.0007 | [10 empty] | 0.059361 | 4962.66
[9 empty] | 54% | 7319.0729 |  | 54% | 4250.0006 | [10 empty] | 0.05722 | 4962.66
[9 empty] | 55% | 7185.9297 |  | 55% | 4250.0006 | [10 empty] | 0.05722 | 4977.54
[9 empty] | 56% | 7057.5025 |  | 56% | 4250.0006 | [10 empty] | 0.056507 | 4977.54
[9 empty] | 57% | 6933.4694 |  | 57% | 4250.0006 | [10 empty] | 0.056507 | 5253.39
[9 empty] | 58% | 6813.7206 |  | 58% | 4250.0006 | [10 empty] | 0.03653 | 5253.39
[9 empty] | 59% | 6698.0379 |  | 59% | 4250.0006 | [10 empty] | 0.03653 | 5366.67
[9 empty] | 60% | 6585.1824 |  | 60% | 4250.0006 | [10 empty] | 0.033676 | 5366.67
[9 empty] | 61% | 6474.986 |  | 61% | 4250.0005 | [10 empty] | 0.033676 | 5443.13
[9 empty] | 62% | 6368.4169 |  | 62% | 4250.0005 | [10 empty] | 0.03339 | 5443.13
[9 empty] | 63% | 6265.2989 |  | 63% | 4250.0005 | [10 empty] | 0.03339 | 5712.78
[9 empty] | 64% | 6165.4671 |  | 64% | 4250.0005 | [10 empty] | 0.032677 | 5712.78
[9 empty] | 65% | 6068.7669 |  | 65% | 4250.0005 | [10 empty] | 0.032677 | 6008.58
[9 empty] | 66% | 5972.5382 |  | 66% | 4250.0005 | [10 empty] | 0.032392 | 6008.58
[9 empty] | 67% | 5878.8253 |  | 67% | 4250.0005 | [10 empty] | 0.032392 | 6053.55
[9 empty] | 68% | 5788.0078 |  | 68% | 4250.0004 | [10 empty] | 0.012414 | 6053.55
[9 empty] | 69% | 5699.9396 |  | 69% | 4250.0004 | [10 empty] | 0.012414 | 6639.51
[9 empty] | 70% | 5614.4332 |  | 70% | 4250.0004 | [10 empty] | 0.00099886 | 6639.51
[9 empty] | 71% | 5531.4543 |  | 71% | 4250.0004 | [10 empty] | 0.00099886 | 7090.12
[9 empty] | 72% | 5450.8924 |  | 72% | 4250.0004 | [10 empty] | 0.00028539 | 7090.12
[9 empty] | 73% | 5372.6147 |  | 73% | 4250.0004 | [10 empty] | 0.00028539 | 8539.26
[9 empty] | 74% | 5296.2658 |  | 74% | 4250.0004 | [10 empty] | 0 | 8539.26
[9 empty] | 75% | 5221.13 |  | 75% | 4250.0003
[9 empty] | 76% | 5146.9128 |  | 76% | 4250.0003
[9 empty] | 77% | 5074.776 |  | 77% | 4250.0003
[9 empty] | 78% | 5004.6333 |  | 78% | 4250.0003
[9 empty] | 79% | 4936.2861 |  | 79% | 4250.0003
[9 empty] | 80% | 4869.4266 |  | 80% | 4250.0003
[9 empty] | 81% | 4804.3086 |  | 81% | 4250.0003
[9 empty] | 82% | 4740.9093 |  | 82% | 4250.0002
[9 empty] | 83% | 4678.8815 |  | 83% | 4250.0002
[9 empty] | 84% | 4618.2803 |  | 84% | 4250.0002
[9 empty] | 85% | 4559.2289 |  | 85% | 4250.0002
[9 empty] | 86% | 4501.6414 |  | 86% | 4250.0002
[9 empty] | 87% | 4445.4666 |  | 87% | 4250.0002
[9 empty] | 88% | 4390.6766 |  | 88% | 4250.0002
[9 empty] | 89% | 4336.8917 |  | 89% | 4250.0001
[9 empty] | 90% | 4283.8147 |  | 90% | 4250.0001
[9 empty] | 91% | 4200.3539 |  | 91% | 4250.0001
[9 empty] | 92% | 4029.9589 |  | 92% | 4250.0001
[9 empty] | 93% | 3861.9961 |  | 93% | 4250.0001
[9 empty] | 94% | 3702.9286 |  | 94% | 4250.0001
[9 empty] | 95% | 3529.444 |  | 95% | 4250.0001
[9 empty] | 96% | 3358.9893 |  | 96% | 4250.0001
[9 empty] | 97% | 3180.9892 |  | 97% | 4250.0001
[9 empty] | 98% | 2949.968 |  | 98% | 4250
[9 empty] | 99% | 2615.4741 |  | 99% | 4250
[9 empty] | 100% | 2250.29 |  | 100% | 4250
Note on B13: johnrm: Inserted this cell as needed this parameter to implement johnson suggested criteria
Note on J13: johnrm: Added cell intermediate calculation
Note on K13: johnrm: Adjusted this cell to implement the criteria of johnson suggestion
Note on N20: Stanton Hadley: If Transfer Capacity = the capacity in Column M, the capacity factor for such a line is shown in Column N
Note on I21: Stanton Hadley: For values that are duplicates, an additional 0.001 is added to hellp with sorting from min to max
Note on N21: Stanton Hadley: If Transfer Capacity = the capacity in Column M, the capacity factor for such a line is shown in Column N
Note on N44: Stanton Hadley: If Transfer Capacity = the capacity in Column M, the capacity factor for such a line is shown in Column N
Note on N45: Stanton Hadley: If Transfer Capacity = the capacity in Column M, the capacity factor for such a line is shown in Column N
Note on N68: johnrm: Updated this cell for Johnson suggested criteria
Note on I71: Stanton Hadley: For values that are duplicates, an additional 0.001 is added to hellp with sorting from min to max
Note on N94: Stanton Hadley: If Transfer Capacity = the capacity in Column M, the capacity factor for such a line is shown in Column N
Note on N95: Stanton Hadley: If Transfer Capacity = the capacity in Column M, the capacity factor for such a line is shown in Column N
Note on N118: johnrm: Updated this cell for Johnson suggested criteria
Note on N144: Stanton Hadley: If Transfer Capacity = the capacity in Column M, the capacity factor for such a line is shown in Column N
Note on N145: Stanton Hadley: If Transfer Capacity = the capacity in Column M, the capacity factor for such a line is shown in Column N
Note on N168: johnrm: Updated cell with Johnson suggested criteria
Note on N194: Stanton Hadley: If Transfer Capacity = the capacity in Column M, the capacity factor for such a line is shown in Column N
Note on N195: Stanton Hadley: If Transfer Capacity = the capacity in Column M, the capacity factor for such a line is shown in Column N
Note on N218: johnrm: Updated this cell with johnson suggested criteria
Note on N220: Stanton Hadley: If Transfer Capacity = the capacity in Column M, the capacity factor for such a line is shown in Column N
Note on N221: Stanton Hadley: If Transfer Capacity = the capacity in Column M, the capacity factor for such a line is shown in Column N

## OL25Line
Transmission Capacity Calculations |  |  |  |  | 2020 | 2025 | 2030 | 2035 |  | 4-yr avg | All Years Combined
| From | To |  | Base Capacity | 4250 | 4250 | 4250 | 4250 |  |  | w/o Price check | Final | [7 empty] | Base x-axis | 2020 | Base |  | NYISO_A-F_2_NYISO_G-I | 8161
Line of Interest | NYISO_A-F | NYISO_G-I |  | Max OL Capacity | 0.00019 | 0.00019 | 0.00019 | 0.00019 |  | 0.00019 | [9 empty] | 0 | 0% | 4250 |  | year factor | 19
Scenario: BAU, OL25, OL75 | OL25 |  |  | OL Cap Factor at Max Capacity | #DIV/0! | #DIV/0! | #DIV/0! | #DIV/0! |  | #DIV/0! |  |  |  |  | Johnson | Combined |  |  |  | 8760 | 100% | 4250 |  | type column | 11
|  |  |  | Overload Charge | 0 | 0 | 0 | 0 |  | 0 |  |  |  |  | OL25/OL75 Ratio Range |  | Design CF | [6 empty] | Scenario Column | 2
Minimum Overload Charge | 0 |  |  | Weghtd Avg OL Capacity | 0.00011845 | 0.00011845 | 0.00011845 | 0.00011845 |  | 0.00011845 |  |  |  |  | 0 | 0.8 | 90%
Total Flows Target Cap Factor (derived from cap factor-shadow price curve) | 53.13% |  | OL Cap to Meet Total Target Cap Factor |  | 0 | 0 | 0 | 0 |  | 0 | 0 | 0 |  |  | 0.8 | 1.2 | 75%
OL Target Capacity Factor (derived from cap factor-shadow price curve) | 35% |  | OL Capacity to meet OL Target Cap Factor |  | 0.00019 | 0.00019 | 0.00019 | 0.00019 | avg w/ no price test | 0.00019 | 0.00079 | 0.00079 |  |  | 1.2 | 1.5 | 70%
|  | Average of Total and OL target Cap factor that meets min Charge (RHC) |  |  | 9.5e-05 | 9.5e-05 | 9.5e-05 | 9.5e-05 | 9.5e-05 | 9.5e-05 | 0.000395 | 0.000395 |  |  | 1.5 | 2 | 65%
[15 empty] | 2 | 2.5 | 60%
[15 empty] | 2.5 | 3 | 55%
Avg Cap Factor for Total Line (Johnson) | 75% | [13 empty] | 3 | 1000 | 50%
Threshold Interface Utilization (Johnson) | 90% | OL Line to give Avg CF = 75% (Johnson) |  |  | 0 | 0 | 0 | 0 | 0 | 0 | 0 | 0
Flow Duration Curve Target (NGO) | 20% | OL Capacity that meets Thrshold Duration using all years (NGO) |  |  | 0.00017 | 0.00017 | 0.00017 | 0.00017 |  | 0 |  | 0
Year | 2020 | [9 empty] | Flow Duration Curve Calculation | [8 empty] | LoadBlocks for NYISO_A-F_2_NYISO_G-I Scenario:OL25
|  |  | Baseload | Overload | BAU Shadow | OL25 Shadow |  | Overload |  | Overload |  | % year at | GWh with | Capacity | [5 empty] | For Block Graph |  |  | Flow Duration Curve-NYISO_A-F_2_NYISO_G-I Scenario:OL25
Blocks | Hours | Cum hours | Flow | Flow | Price | Price |  | Capacity+ |  | MW in Order of Size | hours in block | MW or higher | Increasing MW | factor |  |  |  | Cum Hours | Frac Year |  | 2020 |  |  | 2020 | cap fact
1 | 10 | 10 | 0 | 0 | 298.032 | 0 |  | 0 | min Cap | 0 | 10 | 100% | 0 | 100% |  |  |  | 10 | 0.99886 | 0 | 0 |  | 1 | 0 | 100%
2 | 25 | 35 | 0 | 0 | 92.8115 | 0 |  | 1e-05 |  | 1e-05 | 25 | 99.89% | 8.75e-05 | 99.89% |  |  |  | 35 | 0.996 | 10 | 0 |  | 0.99886 | 0 | 99.89%
3 | 75 | 110 | 0 | 0 | 12.0243 | 0 |  | 2e-05 |  | 2e-05 | 75 | 99.6% | 0.00017475 | 99.74% |  |  |  | 110 | 0.98744 | 10 | 0 |  | 0.99886 | 1e-05 | 0.99886
4 | 100 | 210 | 0 | 0 | 19.0632 | 0 |  | 3e-05 |  | 3e-05 | 100 | 98.74% | 0.00026125 | 99.41% |  |  |  | 210 | 0.97603 | 35 | 0 |  | 0.996 | 1e-05 | 99.74%
5 | 200 | 410 | 0 | 0 | 23.2415 | 0 |  | 4e-05 |  | 4e-05 | 200 | 97.6% | 0.00034675 | 98.96% |  |  |  | 410 | 0.9532 | 35 | 0 |  | 0.996 | 2e-05 | 0.99743
6 | 300 | 710 | 0 | 0 | 20.725 | 0 |  | 5e-05 |  | 5e-05 | 300 | 95.32% | 0.00043025 | 98.23% |  |  |  | 710 | 0.91895 | 110 | 0 |  | 0.98744 | 2e-05 | 99.41%
7 | 400 | 1110 | 0 | 0 | 1.7568 | 0 |  | 6e-05 |  | 6e-05 | 400 | 91.89% | 0.00051075 | 97.17% |  |  |  | 1110 | 0.87329 | 110 | 0 |  | 0.98744 | 3e-05 | 0.9941
8 | 500 | 1610 | 0 | 0 | 1.5906 | 0 |  | 7e-05 |  | 7e-05 | 500 | 87.33% | 0.00058725 | 95.77% |  |  |  | 1610 | 0.81621 | 210 | 0 |  | 0.97603 | 3e-05 | 98.96%
9 | 800 | 2410 | 0 | 0 | 0 | 0 |  | 8e-05 |  | 8e-05 | 800 | 81.62% | 0.00065875 | 94% |  |  |  | 2410 | 0.72489 | 210 | 0 |  | 0.97603 | 4e-05 | 0.98958
10 | 1262 | 3672 | 0 | 0 | 0 | 0 |  | 9e-05 |  | 9e-05 | 1262 | 72.49% | 0.00072225 | 91.61% |  |  |  | 3672 | 0.58082 | 410 | 0 |  | 0.9532 | 4e-05 | 98.23%
11 | 25 | 3697 | 0 | 0 | 23.7163 | 0 |  | 0.0001 |  | 0.0001 | 25 | 58.08% | 0.00077313 | 88.26% |  |  |  | 3697 | 0.57797 | 410 | 0 |  | 0.9532 | 5e-05 | 0.98231
12 | 200 | 3897 | 0 | 0 | 2.4333 | 0 |  | 0.00011 |  | 0.00011 | 200 | 57.8% | 0.00082376 | 85.49% |  |  |  | 3897 | 0.55514 | 710 | 0 |  | 0.91895 | 5e-05 | 97.17%
13 | 600 | 4497 | 0 | 0 | 2.7064 | 0 |  | 0.00012 |  | 0.00012 | 600 | 55.51% | 0.00087239 | 82.99% |  |  |  | 4497 | 0.48664 | 710 | 0 |  | 0.91895 | 6e-05 | 0.97175
14 | 900 | 5397 | 0 | 0 | 0.96147 | 0 |  | 0.00013 |  | 0.00013 | 900 | 48.66% | 0.00091502 | 80.35% |  |  |  | 5397 | 0.3839 | 1110 | 0 |  | 0.87329 | 6e-05 | 95.77%
15 | 1203 | 6600 | 0 | 0 | 0 | 0 |  | 0.00014 |  | 0.00014 | 1203 | 38.39% | 0.00094865 | 77.35% |  |  |  | 6600 | 0.24658 | 1110 | 0 |  | 0.87329 | 7e-05 | 0.95768
16 | 25 | 6625 | 0 | 0 | 26.6244 | 0 |  | 0.00015 |  | 0.00015 | 25 | 24.66% | 0.00097025 | 73.84% |  |  |  | 6625 | 0.24372 | 1610 | 0 |  | 0.81621 | 7e-05 | 94%
17 | 100 | 6725 | 0 | 0 | 11.5732 | 0 |  | 0.00016 |  | 0.00016 | 100 | 24.37% | 0.0009916 | 70.75% |  |  |  | 6725 | 0.23231 | 1610 | 0 |  | 0.81621 | 8e-05 | 0.94
18 | 400 | 7125 | 0 | 0 | 6.0774 | 0 |  | 0.00017 |  | 0.00017 | 400 | 23.23% | 0.001012 | 67.95% |  |  |  | 7125 | 0.18664 | 2410 | 0 |  | 0.72489 | 8e-05 | 91.61%
19 | 700 | 7825 | 0 | 0 | 6.0774 | 0 |  | 0.00018 |  | 0.00018 | 700 | 18.66% | 0.0010283 | 65.21% |  |  |  | 7825 | 0.10674 | 2410 | 0 |  | 0.72489 | 9e-05 | 0.9161
20 | 935 | 8760 | 0 | 0 | 3.7628 | 0 |  | 0.00019 | max cap | 0.00019 | 935 | 10.67% | 0.0010377 | 62.34% |  |  |  | 8760 | 0 | 3672 | 0 |  | 0.58082 | 9e-05 | 88.26%
[12 empty] | Wgtd avg MW | 0.00011845 | [6 empty] | 3672 | 0 |  | 0.58082 | 0.0001 | 0.88257
[20 empty] | 3697 | 0 |  | 0.57797 | 0.0001 | 85.49%
[7 empty] | Total | Total |  | Total MW in |  | % year at | GWh with | Capacity | [5 empty] | 3697 | 0 |  | 0.57797 | 0.00011 | 0.85488
Total capacity factor crossover point | [5 empty] | Blocks | Flow | Capacity+ |  | Rank Order | hours in block | MW or higher | Increasing MW | factor |  |  |  | Cum Hours | Frac Year | 3897 | 0 |  | 0.55514 | 0.00011 | 82.99%
| point | MW | CF | GWh | Hours | 1 | 0 | 0 |  | 0 | 10 | 100% | 0 | 100% |  |  |  | 10 | 0.99886 | 3897 | 0 |  | 0.55514 | 0.00012 | 0.8299
Before | 20 | 0.00019 | 0.62344 | 0.0010377 |  | 2 | 0 | 1e-05 |  | 1e-05 | 25 | 99.89% | 8.75e-05 | 99.89% |  |  |  | 35 | 0.996 | 4497 | 0 |  | 0.48664 | 0.00012 | 80.35%
After | 21 | 0 | 0 |  | 0 | 3 | 0 | 2e-05 |  | 2e-05 | 75 | 99.6% | 0.00017475 | 99.74% |  |  |  | 110 | 0.98744 | 4497 | 0 |  | 0.48664 | 0.00013 | 0.80349
Target Total Capacity |  | 0.00019 | 53.13% |  |  | 4 | 0 | 3e-05 |  | 3e-05 | 100 | 98.74% | 0.00026125 | 99.41% |  |  |  | 210 | 0.97603 | 5397 | 0 |  | 0.3839 | 0.00013 | 77.35%
Less Baseload Capacity |  | 4250 |  |  |  | 5 | 0 | 4e-05 |  | 4e-05 | 200 | 97.6% | 0.00034675 | 98.96% |  |  |  | 410 | 0.9532 | 5397 | 0 |  | 0.3839 | 0.00014 | 0.77352
Ruthven Criteria 1 |  | 0 |  |  |  | 6 | 0 | 5e-05 |  | 5e-05 | 300 | 95.32% | 0.00043025 | 98.23% |  |  |  | 710 | 0.91895 | 6600 | 0 |  | 0.24658 | 0.00014 | 73.84%
[6 empty] | 7 | 0 | 6e-05 |  | 6e-05 | 400 | 91.89% | 0.00051075 | 97.17% |  |  |  | 1110 | 0.87329 | 6600 | 0 |  | 0.24658 | 0.00015 | 0.73839
[6 empty] | 8 | 0 | 7e-05 |  | 7e-05 | 500 | 87.33% | 0.00058725 | 95.77% |  |  |  | 1610 | 0.81621 | 6625 | 0 |  | 0.24372 | 0.00015 | 70.75%
Overload capacity factor crossover point | [5 empty] | 9 | 0 | 8e-05 |  | 8e-05 | 800 | 81.62% | 0.00065875 | 94% |  |  |  | 2410 | 0.72489 | 6625 | 0 |  | 0.24372 | 0.00016 | 0.70748
| point | MW | CF | GWh | Hours | 10 | 0 | 9e-05 |  | 9e-05 | 1262 | 72.49% | 0.00072225 | 91.61% |  |  |  | 3672 | 0.58082 | 6725 | 0 |  | 0.23231 | 0.00016 | 67.95%
Before | 20 | 0.00019 | 0.62344 | 0.0010377 |  | 11 | 0 | 0.0001 |  | 0.0001 | 25 | 58.08% | 0.00077313 | 88.26% |  |  |  | 3697 | 0.57797 | 6725 | 0 |  | 0.23231 | 0.00017 | 0.67953
After | 21 | 0 | 0 |  | 0 | 12 | 0 | 0.00011 |  | 0.00011 | 200 | 57.8% | 0.00082376 | 85.49% |  |  |  | 3897 | 0.55514 | 7125 | 0 |  | 0.18664 | 0.00017 | 65.21%
Hadley/Ruthven Criteria 2 |  | 0.00019 | 35% |  |  | 13 | 0 | 0.00012 |  | 0.00012 | 600 | 55.51% | 0.00087239 | 82.99% |  |  |  | 4497 | 0.48664 | 7125 | 0 |  | 0.18664 | 0.00018 | 0.65214
[6 empty] | 14 | 0 | 0.00013 |  | 0.00013 | 900 | 48.66% | 0.00091502 | 80.35% |  |  |  | 5397 | 0.3839 | 7825 | 0 |  | 0.10674 | 0.00018 | 62.34%
Overload Capacity factor crossover point with sliding scale | [5 empty] | 15 | 0 | 0.00014 |  | 0.00014 | 1203 | 38.39% | 0.00094865 | 77.35% |  |  |  | 6600 | 0.24658 | 7825 | 0 |  | 0.10674 | 0.00019 | 0.62344
BAU Avg Shadow price | 0 |  | Target Cap Factor |  | 100% | 16 | 0 | 0.00015 |  | 0.00015 | 25 | 24.66% | 0.00097025 | 73.84% |  |  |  | 6625 | 0.24372 | 8760 | 0 |  | 0 | 0.00019 | 0
| point | MW | CF | GWh | Hours | 17 | 0 | 0.00016 |  | 0.00016 | 100 | 24.37% | 0.0009916 | 70.75% |  |  |  | 6725 | 0.23231
Before | 1 | 0 | 1 | 0 |  | 18 | 0 | 0.00017 |  | 0.00017 | 400 | 23.23% | 0.001012 | 67.95% |  |  |  | 7125 | 0.18664
After | 2 | 1e-05 | 0.99886 |  | 8750 | 19 | 0 | 0.00018 |  | 0.00018 | 700 | 18.66% | 0.0010283 | 65.21% |  |  |  | 7825 | 0.10674
Pradip Chattopadhyay |  | 0 |  |  |  | 20 | 0 | 0.00019 |  | 0.00019 | 935 | 10.67% | 0.0010377 | 62.34% |  |  |  | 8760 | 0
[12 empty] | Wgtd avg MW | 0.00011845
[12 empty] | Ratio to Base Cap | 2.7871e-08 | 2.7871e-08
[12 empty] | (Johnson) OL Line to give Avg CF = 75% | 0
Year | 2025 | [9 empty] | Flow Duration Curve Calculation
|  |  | Baseload | Overload | BAU Shadow | OL25 Shadow |  | Overload |  | Overload |  | % year at | GWh if Line at this Capacity | [6 empty] | For Block Graph |  |  | For LDC Graph
Blocks | Hours | Cum hours | Flow | Capacity | Price | Price |  | Capacity+ |  | MW in Order of Size |  | MW or higher |  | Capacity factor |  |  |  | Cum Hours | Frac Year |  | 2025 |  | frac year | 2025 | cap fact
1 | 10 | 10 | 0 | 0 | 652.3515 | 0 |  | 0 | min Cap | 0 | 10 | 100% | 0 | 1 |  |  |  | 10 | 0.99886 | 0 | 0 |  | 1 | 0 | 100%
2 | 25 | 35 | 0 | 0 | 569.214 | 0 |  | 1e-05 |  | 1e-05 | 25 | 99.89% | 8.75e-05 | 0.99886 |  |  |  | 35 | 0.996 | 10 | 0 |  | 0.99886 | 0 | 99.89%
3 | 75 | 110 | 0 | 0 | 15.8702 | 0 |  | 2e-05 |  | 2e-05 | 75 | 99.6% | 0.00017475 | 0.99743 |  |  |  | 110 | 0.98744 | 10 | 0 |  | 0.99886 | 1e-05 | 0.99886
4 | 100 | 210 | 0 | 0 | 4.1189 | 0 |  | 3e-05 |  | 3e-05 | 100 | 98.74% | 0.00026125 | 0.9941 |  |  |  | 210 | 0.97603 | 35 | 0 |  | 0.996 | 1e-05 | 99.74%
5 | 200 | 410 | 0 | 0 | 6.0893 | 0 |  | 4e-05 |  | 4e-05 | 200 | 97.6% | 0.00034675 | 0.98958 |  |  |  | 410 | 0.9532 | 35 | 0 |  | 0.996 | 2e-05 | 0.99743
6 | 300 | 710 | 0 | 0 | 22.1376 | 0 |  | 5e-05 |  | 5e-05 | 300 | 95.32% | 0.00043025 | 0.98231 |  |  |  | 710 | 0.91895 | 110 | 0 |  | 0.98744 | 2e-05 | 99.41%
7 | 400 | 1110 | 0 | 0 | 14.6357 | 0 |  | 6e-05 |  | 6e-05 | 400 | 91.89% | 0.00051075 | 0.97175 |  |  |  | 1110 | 0.87329 | 110 | 0 |  | 0.98744 | 3e-05 | 0.9941
8 | 500 | 1610 | 0 | 0 | 1.092 | 0 |  | 7e-05 |  | 7e-05 | 500 | 87.33% | 0.00058725 | 0.95768 |  |  |  | 1610 | 0.81621 | 210 | 0 |  | 0.97603 | 3e-05 | 98.96%
9 | 800 | 2410 | 0 | 0 | 0 | 0 |  | 8e-05 |  | 8e-05 | 800 | 81.62% | 0.00065875 | 0.94 |  |  |  | 2410 | 0.72489 | 210 | 0 |  | 0.97603 | 4e-05 | 0.98958
10 | 1262 | 3672 | 0 | 0 | 0 | 0 |  | 9e-05 |  | 9e-05 | 1262 | 72.49% | 0.00072225 | 0.9161 |  |  |  | 3672 | 0.58082 | 410 | 0 |  | 0.9532 | 4e-05 | 98.23%
11 | 25 | 3697 | 0 | 0 | 21.4491 | 0 |  | 0.0001 |  | 0.0001 | 25 | 58.08% | 0.00077313 | 0.88257 |  |  |  | 3697 | 0.57797 | 410 | 0 |  | 0.9532 | 5e-05 | 0.98231
12 | 200 | 3897 | 0 | 0 | 6.3623 | 0 |  | 0.00011 |  | 0.00011 | 200 | 57.8% | 0.00082376 | 0.85488 |  |  |  | 3897 | 0.55514 | 710 | 0 |  | 0.91895 | 5e-05 | 97.17%
13 | 600 | 4497 | 0 | 0 | 0 | 0 |  | 0.00012 |  | 0.00012 | 600 | 55.51% | 0.00087239 | 0.8299 |  |  |  | 4497 | 0.48664 | 710 | 0 |  | 0.91895 | 6e-05 | 0.97175
14 | 900 | 5397 | 0 | 0 | 0 | 0 |  | 0.00013 |  | 0.00013 | 900 | 48.66% | 0.00091502 | 0.80349 |  |  |  | 5397 | 0.3839 | 1110 | 0 |  | 0.87329 | 6e-05 | 95.77%
15 | 1203 | 6600 | 0 | 0 | 0 | 0 |  | 0.00014 |  | 0.00014 | 1203 | 38.39% | 0.00094865 | 0.77352 |  |  |  | 6600 | 0.24658 | 1110 | 0 |  | 0.87329 | 7e-05 | 0.95768
16 | 25 | 6625 | 0 | 0 | 37.5092 | 0 |  | 0.00015 |  | 0.00015 | 25 | 24.66% | 0.00097025 | 0.73839 |  |  |  | 6625 | 0.24372 | 1610 | 0 |  | 0.81621 | 7e-05 | 94%
17 | 100 | 6725 | 0 | 0 | 15.3717 | 0 |  | 0.00016 |  | 0.00016 | 100 | 24.37% | 0.0009916 | 0.70748 |  |  |  | 6725 | 0.23231 | 1610 | 0 |  | 0.81621 | 8e-05 | 0.94
18 | 400 | 7125 | 0 | 0 | 7.5612 | 0 |  | 0.00017 |  | 0.00017 | 400 | 23.23% | 0.001012 | 0.67953 |  |  |  | 7125 | 0.18664 | 2410 | 0 |  | 0.72489 | 8e-05 | 91.61%
19 | 700 | 7825 | 0 | 0 | 9.2111 | 0 |  | 0.00018 |  | 0.00018 | 700 | 18.66% | 0.0010283 | 0.65214 |  |  |  | 7825 | 0.10674 | 2410 | 0 |  | 0.72489 | 9e-05 | 0.9161
20 | 935 | 8760 | 0 | 0 | 5.9825 | 0 |  | 0.00019 | max cap | 0.00019 | 935 | 10.67% | 0.0010377 | 0.62344 |  |  |  | 8760 | 0 | 3672 | 0 |  | 0.58082 | 9e-05 | 88.26%
[12 empty] | Wgtd avg MW | 0.00011845 | [6 empty] | 3672 | 0 |  | 0.58082 | 0.0001 | 0.88257
[11 empty] | Flow Duration Curve Calculation | [8 empty] | 3697 | 0 |  | 0.57797 | 0.0001 | 85.49%
[7 empty] | Total | Total |  |  |  | % year at | GWh with | Capacity | [5 empty] | 3697 | 0 |  | 0.57797 | 0.00011 | 0.85488
Total capacity factor crossover point | [5 empty] | Blocks | Flow | Capacity+ |  | Total MW in Order | hours in block | MW or higher | Increasing MW | factor |  |  |  | Cum Hours | Frac Year | 3897 | 0 |  | 0.55514 | 0.00011 | 82.99%
| point | MW | CF | GWh | Hours | 1 | 0 | 0 |  | 0 | 10 | 100% | 0 | 100% |  |  |  | 10 | 0.99886 | 3897 | 0 |  | 0.55514 | 0.00012 | 0.8299
Before | 20 | 0.00019 | 0.62344 | 0.0010377 |  | 2 | 0 | 1e-05 |  | 1e-05 | 25 | 99.89% | 8.75e-05 | 99.89% |  |  |  | 35 | 0.996 | 4497 | 0 |  | 0.48664 | 0.00012 | 80.35%
After | 21 | 0 | 0 |  | 0 | 3 | 0 | 2e-05 |  | 2e-05 | 75 | 99.6% | 0.00017475 | 99.74% |  |  |  | 110 | 0.98744 | 4497 | 0 |  | 0.48664 | 0.00013 | 0.80349
Target Total Capacity |  | 0.00019 | 53.13% |  |  | 4 | 0 | 3e-05 |  | 3e-05 | 100 | 98.74% | 0.00026125 | 99.41% |  |  |  | 210 | 0.97603 | 5397 | 0 |  | 0.3839 | 0.00013 | 77.35%
Less Baseload Capacity |  | 4250 |  |  |  | 5 | 0 | 4e-05 |  | 4e-05 | 200 | 97.6% | 0.00034675 | 98.96% |  |  |  | 410 | 0.9532 | 5397 | 0 |  | 0.3839 | 0.00014 | 0.77352
Ruthven Criteria 1 |  | 0 |  |  |  | 6 | 0 | 5e-05 |  | 5e-05 | 300 | 95.32% | 0.00043025 | 98.23% |  |  |  | 710 | 0.91895 | 6600 | 0 |  | 0.24658 | 0.00014 | 73.84%
[6 empty] | 7 | 0 | 6e-05 |  | 6e-05 | 400 | 91.89% | 0.00051075 | 97.17% |  |  |  | 1110 | 0.87329 | 6600 | 0 |  | 0.24658 | 0.00015 | 0.73839
[6 empty] | 8 | 0 | 7e-05 |  | 7e-05 | 500 | 87.33% | 0.00058725 | 95.77% |  |  |  | 1610 | 0.81621 | 6625 | 0 |  | 0.24372 | 0.00015 | 70.75%
Overload capacity factor crossover point | [5 empty] | 9 | 0 | 8e-05 |  | 8e-05 | 800 | 81.62% | 0.00065875 | 94% |  |  |  | 2410 | 0.72489 | 6625 | 0 |  | 0.24372 | 0.00016 | 0.70748
| point | MW | CF | GWh | Hours | 10 | 0 | 9e-05 |  | 9e-05 | 1262 | 72.49% | 0.00072225 | 91.61% |  |  |  | 3672 | 0.58082 | 6725 | 0 |  | 0.23231 | 0.00016 | 67.95%
Before | 20 | 0.00019 | 0.62344 | 0.0010377 |  | 11 | 0 | 0.0001 |  | 0.0001 | 25 | 58.08% | 0.00077313 | 88.26% |  |  |  | 3697 | 0.57797 | 6725 | 0 |  | 0.23231 | 0.00017 | 0.67953
After | 21 | 0 | 0 |  | 0 | 12 | 0 | 0.00011 |  | 0.00011 | 200 | 57.8% | 0.00082376 | 85.49% |  |  |  | 3897 | 0.55514 | 7125 | 0 |  | 0.18664 | 0.00017 | 65.21%
Hadley/Ruthven Criteria 2 |  | 0.00019 | 35% |  |  | 13 | 0 | 0.00012 |  | 0.00012 | 600 | 55.51% | 0.00087239 | 82.99% |  |  |  | 4497 | 0.48664 | 7125 | 0 |  | 0.18664 | 0.00018 | 0.65214
[6 empty] | 14 | 0 | 0.00013 |  | 0.00013 | 900 | 48.66% | 0.00091502 | 80.35% |  |  |  | 5397 | 0.3839 | 7825 | 0 |  | 0.10674 | 0.00018 | 62.34%
Overload Capacity factor crossover point with sliding scale | [5 empty] | 15 | 0 | 0.00014 |  | 0.00014 | 1203 | 38.39% | 0.00094865 | 77.35% |  |  |  | 6600 | 0.24658 | 7825 | 0 |  | 0.10674 | 0.00019 | 0.62344
BAU Avg Shadow price | 0 |  | Target Cap Factor |  | 100% | 16 | 0 | 0.00015 |  | 0.00015 | 25 | 24.66% | 0.00097025 | 73.84% |  |  |  | 6625 | 0.24372 | 8760 | 0 |  | 0 | 0.00019 | 0
| point | MW | CF | GWh | Hours | 17 | 0 | 0.00016 |  | 0.00016 | 100 | 24.37% | 0.0009916 | 70.75% |  |  |  | 6725 | 0.23231
Before | 1 | 0 | 1 | 0 |  | 18 | 0 | 0.00017 |  | 0.00017 | 400 | 23.23% | 0.001012 | 67.95% |  |  |  | 7125 | 0.18664
After | 2 | 1e-05 | 0.99886 |  | 8750 | 19 | 0 | 0.00018 |  | 0.00018 | 700 | 18.66% | 0.0010283 | 65.21% |  |  |  | 7825 | 0.10674
Pradip Chattopadhyay |  | 0 |  |  |  | 20 | 0 | 0.00019 |  | 0.00019 | 935 | 10.67% | 0.0010377 | 62.34% |  |  |  | 8760 | 0
[12 empty] | Wgtd avg MW | 0.00011845
[12 empty] | Ratio to Base Cap | 2.7871e-08
[12 empty] | (Johnson) OL Line to give Avg CF = 75% | 0
Year | 2030 | [9 empty] | Flow Duration Curve Calculation
|  |  | Baseload | Overload | BAU Shadow | OL25 Shadow |  |  |  | Overload |  | % year at | GWh if Line at this Capacity | [6 empty] | For Block Graph |  |  | For LDC Graph
Blocks | Hours | Cum hours | Flow | Capacity | Price | Price |  | Capacity+ |  | MW in Order of Size |  | MW or higher |  | Capacity factor |  |  |  | Cum Hours | Frac Year |  | 2030 |  |  | 2030 | Cap Factor
1 | 10 | 10 | 0 | 0 | 633.039 | 0 |  | 0 | min Cap | 0 | 10 | 100% | 0 | 1 |  |  |  | 10 | 0.99886 | 0 | 0 |  | 1 | 0 | 100%
2 | 25 | 35 | 0 | 0 | 254.6352 | 0 |  | 1e-05 |  | 1e-05 | 25 | 99.89% | 8.75e-05 | 0.99886 |  |  |  | 35 | 0.996 | 10 | 0 |  | 0.99886 | 0 | 99.89%
3 | 75 | 110 | 0 | 0 | 28.0488 | 0 |  | 2e-05 |  | 2e-05 | 75 | 99.6% | 0.00017475 | 0.99743 |  |  |  | 110 | 0.98744 | 10 | 0 |  | 0.99886 | 1e-05 | 0.99886
4 | 100 | 210 | 0 | 0 | 7.0745 | 0 |  | 3e-05 |  | 3e-05 | 100 | 98.74% | 0.00026125 | 0.9941 |  |  |  | 210 | 0.97603 | 35 | 0 |  | 0.996 | 1e-05 | 99.74%
5 | 200 | 410 | 0 | 0 | 30.862 | 0 |  | 4e-05 |  | 4e-05 | 200 | 97.6% | 0.00034675 | 0.98958 |  |  |  | 410 | 0.9532 | 35 | 0 |  | 0.996 | 2e-05 | 0.99743
6 | 300 | 710 | 0 | 0 | 9.7571 | 0 |  | 5e-05 |  | 5e-05 | 300 | 95.32% | 0.00043025 | 0.98231 |  |  |  | 710 | 0.91895 | 110 | 0 |  | 0.98744 | 2e-05 | 99.41%
7 | 400 | 1110 | 0 | 0 | 1.9942 | 0 |  | 6e-05 |  | 6e-05 | 400 | 91.89% | 0.00051075 | 0.97175 |  |  |  | 1110 | 0.87329 | 110 | 0 |  | 0.98744 | 3e-05 | 0.9941
8 | 500 | 1610 | 0 | 0 | 2.1247 | 0 |  | 7e-05 |  | 7e-05 | 500 | 87.33% | 0.00058725 | 0.95768 |  |  |  | 1610 | 0.81621 | 210 | 0 |  | 0.97603 | 3e-05 | 98.96%
9 | 800 | 2410 | 0 | 0 | 0.4748 | 0 |  | 8e-05 |  | 8e-05 | 800 | 81.62% | 0.00065875 | 0.94 |  |  |  | 2410 | 0.72489 | 210 | 0 |  | 0.97603 | 4e-05 | 0.98958
10 | 1262 | 3672 | 0 | 0 | 0 | 0 |  | 9e-05 |  | 9e-05 | 1262 | 72.49% | 0.00072225 | 0.9161 |  |  |  | 3672 | 0.58082 | 410 | 0 |  | 0.9532 | 4e-05 | 98.23%
11 | 25 | 3697 | 0 | 0 | 11.6801 | 0 |  | 0.0001 |  | 0.0001 | 25 | 58.08% | 0.00077313 | 0.88257 |  |  |  | 3697 | 0.57797 | 410 | 0 |  | 0.9532 | 5e-05 | 0.98231
12 | 200 | 3897 | 0 | 0 | 0.21366 | 0 |  | 0.00011 |  | 0.00011 | 200 | 57.8% | 0.00082376 | 0.85488 |  |  |  | 3897 | 0.55514 | 710 | 0 |  | 0.91895 | 5e-05 | 97.17%
13 | 600 | 4497 | 0 | 0 | 8.7601 | 0 |  | 0.00012 |  | 0.00012 | 600 | 55.51% | 0.00087239 | 0.8299 |  |  |  | 4497 | 0.48664 | 710 | 0 |  | 0.91895 | 6e-05 | 0.97175
14 | 900 | 5397 | 0 | 0 | 8.7601 | 0 |  | 0.00013 |  | 0.00013 | 900 | 48.66% | 0.00091502 | 0.80349 |  |  |  | 5397 | 0.3839 | 1110 | 0 |  | 0.87329 | 6e-05 | 95.77%
15 | 1203 | 6600 | 0 | 0 | 0 | 0 |  | 0.00014 |  | 0.00014 | 1203 | 38.39% | 0.00094865 | 0.77352 |  |  |  | 6600 | 0.24658 | 1110 | 0 |  | 0.87329 | 7e-05 | 0.95768
16 | 25 | 6625 | 0 | 0 | 14.3152 | 0 |  | 0.00015 |  | 0.00015 | 25 | 24.66% | 0.00097025 | 0.73839 |  |  |  | 6625 | 0.24372 | 1610 | 0 |  | 0.81621 | 7e-05 | 94%
17 | 100 | 6725 | 0 | 0 | 19.3718 | 0 |  | 0.00016 |  | 0.00016 | 100 | 24.37% | 0.0009916 | 0.70748 |  |  |  | 6725 | 0.23231 | 1610 | 0 |  | 0.81621 | 8e-05 | 0.94
18 | 400 | 7125 | 0 | 0 | 19.3718 | 0 |  | 0.00017 |  | 0.00017 | 400 | 23.23% | 0.001012 | 0.67953 |  |  |  | 7125 | 0.18664 | 2410 | 0 |  | 0.72489 | 8e-05 | 91.61%
19 | 700 | 7825 | 0 | 0 | 19.3718 | 0 |  | 0.00018 |  | 0.00018 | 700 | 18.66% | 0.0010283 | 0.65214 |  |  |  | 7825 | 0.10674 | 2410 | 0 |  | 0.72489 | 9e-05 | 0.9161
20 | 935 | 8760 | 0 | 0 | 6.2436 | 0 |  | 0.00019 | max cap | 0.00019 | 935 | 10.67% | 0.0010377 | 0.62344 |  |  |  | 8760 | 0 | 3672 | 0 |  | 0.58082 | 9e-05 | 88.26%
[12 empty] | Wgtd avg MW | 0.00011845 | [6 empty] | 3672 | 0 |  | 0.58082 | 0.0001 | 0.88257
|  | Base Capacity |  | 4250 | [15 empty] | 3697 | 0 |  | 0.57797 | 0.0001 | 85.49%
[7 empty] | Total | Total |  |  |  | % year at | GWh with | Capacity | [5 empty] | 3697 | 0 |  | 0.57797 | 0.00011 | 0.85488
Total capacity factor crossover point | [5 empty] | Blocks | Flow | Capacity+ |  | Total MW in Order | hours in block | MW or higher | Increasing MW | factor |  |  |  | Cum Hours | Frac Year | 3897 | 0 |  | 0.55514 | 0.00011 | 82.99%
| point | MW | CF | GWh | Hours | 1 | 0 | 0 |  | 0 | 10 | 100% | 0 | 100% |  |  |  | 10 | 0.99886 | 3897 | 0 |  | 0.55514 | 0.00012 | 0.8299
Before | 20 | 0.00019 | 0.62344 | 0.0010377 |  | 2 | 0 | 1e-05 |  | 1e-05 | 25 | 99.89% | 8.75e-05 | 99.89% |  |  |  | 35 | 0.996 | 4497 | 0 |  | 0.48664 | 0.00012 | 80.35%
After | 21 | 0 | 0 |  | 0 | 3 | 0 | 2e-05 |  | 2e-05 | 75 | 99.6% | 0.00017475 | 99.74% |  |  |  | 110 | 0.98744 | 4497 | 0 |  | 0.48664 | 0.00013 | 0.80349
Target Total Capacity |  | 0.00019 | 53.13% |  |  | 4 | 0 | 3e-05 |  | 3e-05 | 100 | 98.74% | 0.00026125 | 99.41% |  |  |  | 210 | 0.97603 | 5397 | 0 |  | 0.3839 | 0.00013 | 77.35%
Less Baseload Capacity |  | 4250 |  |  |  | 5 | 0 | 4e-05 |  | 4e-05 | 200 | 97.6% | 0.00034675 | 98.96% |  |  |  | 410 | 0.9532 | 5397 | 0 |  | 0.3839 | 0.00014 | 0.77352
Ruthven Criteria 1 |  | 0 |  |  |  | 6 | 0 | 5e-05 |  | 5e-05 | 300 | 95.32% | 0.00043025 | 98.23% |  |  |  | 710 | 0.91895 | 6600 | 0 |  | 0.24658 | 0.00014 | 73.84%
[6 empty] | 7 | 0 | 6e-05 |  | 6e-05 | 400 | 91.89% | 0.00051075 | 97.17% |  |  |  | 1110 | 0.87329 | 6600 | 0 |  | 0.24658 | 0.00015 | 0.73839
[6 empty] | 8 | 0 | 7e-05 |  | 7e-05 | 500 | 87.33% | 0.00058725 | 95.77% |  |  |  | 1610 | 0.81621 | 6625 | 0 |  | 0.24372 | 0.00015 | 70.75%
Overload capacity factor crossover point | [5 empty] | 9 | 0 | 8e-05 |  | 8e-05 | 800 | 81.62% | 0.00065875 | 94% |  |  |  | 2410 | 0.72489 | 6625 | 0 |  | 0.24372 | 0.00016 | 0.70748
| point | MW | CF | GWh | Hours | 10 | 0 | 9e-05 |  | 9e-05 | 1262 | 72.49% | 0.00072225 | 91.61% |  |  |  | 3672 | 0.58082 | 6725 | 0 |  | 0.23231 | 0.00016 | 67.95%
Before | 20 | 0.00019 | 0.62344 | 0.0010377 |  | 11 | 0 | 0.0001 |  | 0.0001 | 25 | 58.08% | 0.00077313 | 88.26% |  |  |  | 3697 | 0.57797 | 6725 | 0 |  | 0.23231 | 0.00017 | 0.67953
After | 21 | 0 | 0 |  | 0 | 12 | 0 | 0.00011 |  | 0.00011 | 200 | 57.8% | 0.00082376 | 85.49% |  |  |  | 3897 | 0.55514 | 7125 | 0 |  | 0.18664 | 0.00017 | 65.21%
Hadley/Ruthven Criteria 2 |  | 0.00019 | 35% |  |  | 13 | 0 | 0.00012 |  | 0.00012 | 600 | 55.51% | 0.00087239 | 82.99% |  |  |  | 4497 | 0.48664 | 7125 | 0 |  | 0.18664 | 0.00018 | 0.65214
[6 empty] | 14 | 0 | 0.00013 |  | 0.00013 | 900 | 48.66% | 0.00091502 | 80.35% |  |  |  | 5397 | 0.3839 | 7825 | 0 |  | 0.10674 | 0.00018 | 62.34%
Overload Capacity factor crossover point with sliding scale | [5 empty] | 15 | 0 | 0.00014 |  | 0.00014 | 1203 | 38.39% | 0.00094865 | 77.35% |  |  |  | 6600 | 0.24658 | 7825 | 0 |  | 0.10674 | 0.00019 | 0.62344
BAU Avg Shadow price | 0 |  | Target Cap Factor |  | 100% | 16 | 0 | 0.00015 |  | 0.00015 | 25 | 24.66% | 0.00097025 | 73.84% |  |  |  | 6625 | 0.24372 | 8760 | 0 |  | 0 | 0.00019 | 0
| point | MW | CF | GWh | Hours | 17 | 0 | 0.00016 |  | 0.00016 | 100 | 24.37% | 0.0009916 | 70.75% |  |  |  | 6725 | 0.23231
Before | 1 | 0 | 1 | 0 |  | 18 | 0 | 0.00017 |  | 0.00017 | 400 | 23.23% | 0.001012 | 67.95% |  |  |  | 7125 | 0.18664
After | 2 | 1e-05 | 0.99886 |  | 8750 | 19 | 0 | 0.00018 |  | 0.00018 | 700 | 18.66% | 0.0010283 | 65.21% |  |  |  | 7825 | 0.10674
Pradip Chattopadhyay |  | 0 |  |  |  | 20 | 0 | 0.00019 |  | 0.00019 | 935 | 10.67% | 0.0010377 | 62.34% |  |  |  | 8760 | 0
[12 empty] | Wgtd avg MW | 0.00011845
[12 empty] | Ratio to Base Cap | 2.7871e-08
[12 empty] | (Johnson) OL Line to give Avg CF = 75% | 0
Year | 2035 | [9 empty] | Flow Duration Curve Calculation
|  |  | Baseload | Overload | BAU Shadow | OL25 Shadow |  |  |  | Overload |  | % year at | GWh if Line at this Capacity | [6 empty] | For Block Graph |  |  | For LDC Graph
Blocks | Hours | Cum hours | Flow | Capacity | Price | Price |  | Capacity+ |  | MW in Order of Size |  | MW or higher |  | Capacity factor |  |  |  | Cum Hours | Frac Year |  | 2035 |  |  | 2035 | Cap fact
1 | 10 | 10 | 0 | 0 | 628.8014 | 0 |  | 0 | min Cap | 0 | 10 | 100% | 0 | 1 |  |  |  | 10 | 0.99886 | 0 | 0 |  | 1 | 0 | 100%
2 | 25 | 35 | 0 | 0 | 584.9773 | 0 |  | 1e-05 |  | 1e-05 | 25 | 99.89% | 8.75e-05 | 0.99886 |  |  |  | 35 | 0.996 | 10 | 0 |  | 0.99886 | 0 | 99.89%
3 | 75 | 110 | 0 | 0 | 66.8044 | 0 |  | 2e-05 |  | 2e-05 | 75 | 99.6% | 0.00017475 | 0.99743 |  |  |  | 110 | 0.98744 | 10 | 0 |  | 0.99886 | 1e-05 | 0.99886
4 | 100 | 210 | 0 | 0 | 29.3783 | 0 |  | 3e-05 |  | 3e-05 | 100 | 98.74% | 0.00026125 | 0.9941 |  |  |  | 210 | 0.97603 | 35 | 0 |  | 0.996 | 1e-05 | 99.74%
5 | 200 | 410 | 0 | 0 | 35.61 | 0 |  | 4e-05 |  | 4e-05 | 200 | 97.6% | 0.00034675 | 0.98958 |  |  |  | 410 | 0.9532 | 35 | 0 |  | 0.996 | 2e-05 | 0.99743
6 | 300 | 710 | 0 | 0 | 21.093 | 0 |  | 5e-05 |  | 5e-05 | 300 | 95.32% | 0.00043025 | 0.98231 |  |  |  | 710 | 0.91895 | 110 | 0 |  | 0.98744 | 2e-05 | 99.41%
7 | 400 | 1110 | 0 | 0 | 21.093 | 0 |  | 6e-05 |  | 6e-05 | 400 | 91.89% | 0.00051075 | 0.97175 |  |  |  | 1110 | 0.87329 | 110 | 0 |  | 0.98744 | 3e-05 | 0.9941
8 | 500 | 1610 | 0 | 0 | 16.4399 | 0 |  | 7e-05 |  | 7e-05 | 500 | 87.33% | 0.00058725 | 0.95768 |  |  |  | 1610 | 0.81621 | 210 | 0 |  | 0.97603 | 3e-05 | 98.96%
9 | 800 | 2410 | 0 | 0 | 14.6476 | 0 |  | 8e-05 |  | 8e-05 | 800 | 81.62% | 0.00065875 | 0.94 |  |  |  | 2410 | 0.72489 | 210 | 0 |  | 0.97603 | 4e-05 | 0.98958
10 | 1262 | 3672 | 0 | 0 | 0 | 0 |  | 9e-05 |  | 9e-05 | 1262 | 72.49% | 0.00072225 | 0.9161 |  |  |  | 3672 | 0.58082 | 410 | 0 |  | 0.9532 | 4e-05 | 98.23%
11 | 25 | 3697 | 0 | 0 | 70.4128 | 0 |  | 0.0001 |  | 0.0001 | 25 | 58.08% | 0.00077313 | 0.88257 |  |  |  | 3697 | 0.57797 | 410 | 0 |  | 0.9532 | 5e-05 | 0.98231
12 | 200 | 3897 | 0 | 0 | 58.2342 | 0 |  | 0.00011 |  | 0.00011 | 200 | 57.8% | 0.00082376 | 0.85488 |  |  |  | 3897 | 0.55514 | 710 | 0 |  | 0.91895 | 5e-05 | 97.17%
13 | 600 | 4497 | 0 | 0 | 62.0089 | 0 |  | 0.00012 |  | 0.00012 | 600 | 55.51% | 0.00087239 | 0.8299 |  |  |  | 4497 | 0.48664 | 710 | 0 |  | 0.91895 | 6e-05 | 0.97175
14 | 900 | 5397 | 0 | 0 | 62.0089 | 0 |  | 0.00013 |  | 0.00013 | 900 | 48.66% | 0.00091502 | 0.80349 |  |  |  | 5397 | 0.3839 | 1110 | 0 |  | 0.87329 | 6e-05 | 95.77%
15 | 1203 | 6600 | 0 | 0 | 44.3107 | 0 |  | 0.00014 |  | 0.00014 | 1203 | 38.39% | 0.00094865 | 0.77352 |  |  |  | 6600 | 0.24658 | 1110 | 0 |  | 0.87329 | 7e-05 | 0.95768
16 | 25 | 6625 | 0 | 0 | 74.781 | 0 |  | 0.00015 |  | 0.00015 | 25 | 24.66% | 0.00097025 | 0.73839 |  |  |  | 6625 | 0.24372 | 1610 | 0 |  | 0.81621 | 7e-05 | 94%
17 | 100 | 6725 | 0 | 0 | 74.781 | 0 |  | 0.00016 |  | 0.00016 | 100 | 24.37% | 0.0009916 | 0.70748 |  |  |  | 6725 | 0.23231 | 1610 | 0 |  | 0.81621 | 8e-05 | 0.94
18 | 400 | 7125 | 0 | 0 | 74.781 | 0 |  | 0.00017 |  | 0.00017 | 400 | 23.23% | 0.001012 | 0.67953 |  |  |  | 7125 | 0.18664 | 2410 | 0 |  | 0.72489 | 8e-05 | 91.61%
19 | 700 | 7825 | 0 | 0 | 73.0005 | 0 |  | 0.00018 |  | 0.00018 | 700 | 18.66% | 0.0010283 | 0.65214 |  |  |  | 7825 | 0.10674 | 2410 | 0 |  | 0.72489 | 9e-05 | 0.9161
20 | 935 | 8760 | 0 | 0 | 55.1124 | 0 |  | 0.00019 | max cap | 0.00019 | 935 | 10.67% | 0.0010377 | 0.62344 |  |  |  | 8760 | 0 | 3672 | 0 |  | 0.58082 | 9e-05 | 88.26%
[12 empty] | Wgtd avg MW | 0.00011845 | [6 empty] | 3672 | 0 |  | 0.58082 | 0.0001 | 0.88257
[20 empty] | 3697 | 0 |  | 0.57797 | 0.0001 | 85.49%
[7 empty] | Total | Total |  | Total MW |  | % year at | GWh with | Capacity | [5 empty] | 3697 | 0 |  | 0.57797 | 0.00011 | 0.85488
Total capacity factor crossover point | [5 empty] | Blocks | Flow | Capacity+ |  | in Order | hours in block | MW or higher | Increasing MW | factor |  |  |  | Cum Hours | Frac Year | 3897 | 0 |  | 0.55514 | 0.00011 | 82.99%
| point | MW | CF | GWh | Hours | 1 | 0 | 0 |  | 0 | 10 | 100% | 0 | 100% |  |  |  | 10 | 0.99886 | 3897 | 0 |  | 0.55514 | 0.00012 | 0.8299
Before | 20 | 0.00019 | 0.62344 | 0.0010377 |  | 2 | 0 | 1e-05 |  | 1e-05 | 25 | 99.89% | 8.75e-05 | 99.89% |  |  |  | 35 | 0.996 | 4497 | 0 |  | 0.48664 | 0.00012 | 80.35%
After | 21 | 0 | 0 |  | 0 | 3 | 0 | 2e-05 |  | 2e-05 | 75 | 99.6% | 0.00017475 | 99.74% |  |  |  | 110 | 0.98744 | 4497 | 0 |  | 0.48664 | 0.00013 | 0.80349
Target Total Capacity |  | 0.00019 | 53.13% |  |  | 4 | 0 | 3e-05 |  | 3e-05 | 100 | 98.74% | 0.00026125 | 99.41% |  |  |  | 210 | 0.97603 | 5397 | 0 |  | 0.3839 | 0.00013 | 77.35%
Less Baseload Capacity |  | 4250 |  |  |  | 5 | 0 | 4e-05 |  | 4e-05 | 200 | 97.6% | 0.00034675 | 98.96% |  |  |  | 410 | 0.9532 | 5397 | 0 |  | 0.3839 | 0.00014 | 0.77352
Ruthven Criteria 1 |  | 0 |  |  |  | 6 | 0 | 5e-05 |  | 5e-05 | 300 | 95.32% | 0.00043025 | 98.23% |  |  |  | 710 | 0.91895 | 6600 | 0 |  | 0.24658 | 0.00014 | 73.84%
[6 empty] | 7 | 0 | 6e-05 |  | 6e-05 | 400 | 91.89% | 0.00051075 | 97.17% |  |  |  | 1110 | 0.87329 | 6600 | 0 |  | 0.24658 | 0.00015 | 0.73839
[6 empty] | 8 | 0 | 7e-05 |  | 7e-05 | 500 | 87.33% | 0.00058725 | 95.77% |  |  |  | 1610 | 0.81621 | 6625 | 0 |  | 0.24372 | 0.00015 | 70.75%
Overload capacity factor crossover point | [5 empty] | 9 | 0 | 8e-05 |  | 8e-05 | 800 | 81.62% | 0.00065875 | 94% |  |  |  | 2410 | 0.72489 | 6625 | 0 |  | 0.24372 | 0.00016 | 0.70748
| point | MW | CF | GWh | Hours | 10 | 0 | 9e-05 |  | 9e-05 | 1262 | 72.49% | 0.00072225 | 91.61% |  |  |  | 3672 | 0.58082 | 6725 | 0 |  | 0.23231 | 0.00016 | 67.95%
Before | 20 | 0.00019 | 0.62344 | 0.0010377 |  | 11 | 0 | 0.0001 |  | 0.0001 | 25 | 58.08% | 0.00077313 | 88.26% |  |  |  | 3697 | 0.57797 | 6725 | 0 |  | 0.23231 | 0.00017 | 0.67953
After | 21 | 0 | 0 |  | 0 | 12 | 0 | 0.00011 |  | 0.00011 | 200 | 57.8% | 0.00082376 | 85.49% |  |  |  | 3897 | 0.55514 | 7125 | 0 |  | 0.18664 | 0.00017 | 65.21%
Hadley/Ruthven Criteria 2 |  | 0.00019 | 35% |  |  | 13 | 0 | 0.00012 |  | 0.00012 | 600 | 55.51% | 0.00087239 | 82.99% |  |  |  | 4497 | 0.48664 | 7125 | 0 |  | 0.18664 | 0.00018 | 0.65214
[6 empty] | 14 | 0 | 0.00013 |  | 0.00013 | 900 | 48.66% | 0.00091502 | 80.35% |  |  |  | 5397 | 0.3839 | 7825 | 0 |  | 0.10674 | 0.00018 | 62.34%
Overload Capacity factor crossover point with sliding scale | [5 empty] | 15 | 0 | 0.00014 |  | 0.00014 | 1203 | 38.39% | 0.00094865 | 77.35% |  |  |  | 6600 | 0.24658 | 7825 | 0 |  | 0.10674 | 0.00019 | 0.62344
BAU Avg Shadow price | 0 |  | Target Cap Factor |  | 100% | 16 | 0 | 0.00015 |  | 0.00015 | 25 | 24.66% | 0.00097025 | 73.84% |  |  |  | 6625 | 0.24372 | 8760 | 0 |  | 0 | 0.00019 | 0
| point | MW | CF | GWh | Hours | 17 | 0 | 0.00016 |  | 0.00016 | 100 | 24.37% | 0.0009916 | 70.75% |  |  |  | 6725 | 0.23231
Before | 1 | 0 | 1 | 0 |  | 18 | 0 | 0.00017 |  | 0.00017 | 400 | 23.23% | 0.001012 | 67.95% |  |  |  | 7125 | 0.18664
After | 2 | 1e-05 | 0.99886 |  | 8750 | 19 | 0 | 0.00018 |  | 0.00018 | 700 | 18.66% | 0.0010283 | 65.21% |  |  |  | 7825 | 0.10674
Pradip Chattopadhyay |  | 0 |  |  |  | 20 | 0 | 0.00019 |  | 0.00019 | 935 | 10.67% | 0.0010377 | 62.34% |  |  |  | 8760 | 0
[12 empty] | Wgtd avg MW | 0.00011845
[12 empty] | Ratio to Base Cap | 2.7871e-08
[12 empty] | (Johnson) OL Line to give Avg CF = 75% | 0
Year | All Years | [8 empty] | Flow Duration Curve Calculation
|  |  | Baseload | Overload | Total | BAU Shadow | OL25 Shadow | Total | Total | Hours |  | % year at | GWh with | Capacity |  | Overload | Overload MW | Hours |  | GWh in | Capacity |  | For Flow Duration Graph
Blocks | Hours | Cum hours | Flow | Capacity | Capacity | Price | Price | Capacity+ | MW in Order of Size | in Block | Cum Hours | MW or higher | Increasing MW | Factor |  | Capacity+ | by Size | in block | Cum Hours | Increasing MW | Factor |  | Frac Year |  | All Years
1 | 10 | 10 | 0 | 0 | 0 | 298.032 | 0 | 0 | 0 | 10 | 10 | 100% | 0 | 100% |  | 0 | 0 | 10 | 10 | 0 | 100% |  | 0.99971 | 1 | 0 | 2980.3196 | 10
2 | 25 | 35 | 0 | 0 | 0 | 92.8115 | 0 | 1e-05 | 1e-05 | 25 | 35 | 99.97% | 0.0003503 | 99.97% |  | 1e-05 | 1e-05 | 25 | 35 | 0.0003503 | 99.97% |  | 0.999 | 0.99971 | 0 | 2320.2883 | 25
3 | 75 | 110 | 0 | 0 | 0 | 12.0243 | 0 | 2e-05 | 2e-05 | 75 | 110 | 99.9% | 0.00070035 | 99.94% |  | 2e-05 | 2e-05 | 75 | 110 | 0.00070035 | 99.94% |  | 0.99686 | 0.99971 | 1e-05 | 901.8233 | 75
4 | 100 | 210 | 0 | 0 | 0 | 19.0632 | 0 | 3e-05 | 3e-05 | 100 | 210 | 99.69% | 0.0010497 | 99.85% |  | 3e-05 | 3e-05 | 100 | 210 | 0.0010497 | 99.85% |  | 0.99401 | 0.999 | 1e-05 | 1906.322 | 100
5 | 200 | 410 | 0 | 0 | 0 | 23.2415 | 0 | 4e-05 | 4e-05 | 200 | 410 | 99.4% | 0.001398 | 99.74% |  | 4e-05 | 4e-05 | 200 | 410 | 0.001398 | 99.74% |  | 0.9883 | 0.999 | 2e-05 | 4648.292 | 200
6 | 300 | 710 | 0 | 0 | 0 | 20.725 | 0 | 5e-05 | 5e-05 | 300 | 710 | 98.83% | 0.0017442 | 99.56% |  | 5e-05 | 5e-05 | 300 | 710 | 0.0017442 | 99.56% |  | 0.97974 | 0.99686 | 2e-05 | 6217.506 | 300
7 | 400 | 1110 | 0 | 0 | 0 | 1.7568 | 0 | 6e-05 | 6e-05 | 400 | 1110 | 97.97% | 0.0020876 | 99.29% |  | 6e-05 | 6e-05 | 400 | 1110 | 0.0020876 | 99.29% |  | 0.96832 | 0.99686 | 3e-05 | 702.704 | 400
8 | 500 | 1610 | 0 | 0 | 0 | 1.5906 | 0 | 7e-05 | 7e-05 | 500 | 1610 | 96.83% | 0.0024268 | 98.94% |  | 7e-05 | 7e-05 | 500 | 1610 | 0.0024268 | 98.94% |  | 0.95405 | 0.99401 | 3e-05 | 795.29 | 500
9 | 800 | 2410 | 0 | 0 | 0 | 0 | 0 | 8e-05 | 8e-05 | 800 | 2410 | 95.41% | 0.0027612 | 98.5% |  | 8e-05 | 8e-05 | 800 | 2410 | 0.0027612 | 98.5% |  | 0.93122 | 0.99401 | 4e-05 | 0
10 | 1262 | 3672 | 0 | 0 | 0 | 0 | 0 | 9e-05 | 9e-05 | 1262 | 3672 | 93.12% | 0.0030875 | 97.9% |  | 9e-05 | 9e-05 | 1262 | 3672 | 0.0030875 | 97.9% |  | 0.89521 | 0.9883 | 4e-05 | 0
11 | 25 | 3697 | 0 | 0 | 0 | 23.7163 | 0 | 0.0001 | 0.0001 | 25 | 3697 | 89.52% | 0.0034011 | 97.06% |  | 0.0001 | 0.0001 | 25 | 3697 | 0.0034011 | 97.06% |  | 0.89449 | 0.9883 | 5e-05 | 592.9065 | 25
12 | 200 | 3897 | 0 | 0 | 0 | 2.4333 | 0 | 0.00011 | 0.00011 | 200 | 3897 | 89.45% | 0.0037146 | 96.37% |  | 0.00011 | 0.00011 | 200 | 3897 | 0.0037146 | 96.37% |  | 0.88878 | 0.97974 | 5e-05 | 486.67 | 200
13 | 600 | 4497 | 0 | 0 | 0 | 2.7064 | 0 | 0.00012 | 0.00012 | 600 | 4497 | 88.88% | 0.004026 | 95.75% |  | 0.00012 | 0.00012 | 600 | 4497 | 0.004026 | 95.75% |  | 0.87166 | 0.97974 | 6e-05 | 1623.816 | 600
14 | 900 | 5397 | 0 | 0 | 0 | 0.96147 | 0 | 0.00013 | 0.00013 | 900 | 5397 | 87.17% | 0.0043314 | 95.09% |  | 0.00013 | 0.00013 | 900 | 5397 | 0.0043314 | 95.09% |  | 0.84598 | 0.96832 | 6e-05 | 865.323 | 900
15 | 1203 | 6600 | 0 | 0 | 0 | 0 | 0 | 0.00014 | 0.00014 | 1203 | 6600 | 84.6% | 0.0046278 | 94.34% |  | 0.00014 | 0.00014 | 1203 | 6600 | 0.0046278 | 94.34% |  | 0.81164 | 0.96832 | 7e-05 | 0
16 | 25 | 6625 | 0 | 0 | 0 | 26.6244 | 0 | 0.00015 | 0.00015 | 25 | 6625 | 81.16% | 0.0049123 | 93.46% |  | 0.00015 | 0.00015 | 25 | 6625 | 0.0049123 | 93.46% |  | 0.81093 | 0.95405 | 7e-05 | 665.6103 | 25
17 | 100 | 6725 | 0 | 0 | 0 | 11.5732 | 0 | 0.00016 | 0.00016 | 100 | 6725 | 81.09% | 0.0051964 | 92.69% |  | 0.00016 | 0.00016 | 100 | 6725 | 0.0051964 | 92.69% |  | 0.80808 | 0.95405 | 8e-05 | 1157.325 | 100
18 | 400 | 7125 | 0 | 0 | 0 | 6.0774 | 0 | 0.00017 | 0.00017 | 400 | 7125 | 80.81% | 0.0054795 | 91.99% |  | 0.00017 | 0.00017 | 400 | 7125 | 0.0054795 | 91.99% |  | 0.79666 | 0.93122 | 8e-05 | 2430.976 | 400
19 | 700 | 7825 | 0 | 0 | 0 | 6.0774 | 0 | 0.00018 | 0.00018 | 700 | 7825 | 79.67% | 0.0057587 | 91.3% |  | 0.00018 | 0.00018 | 700 | 7825 | 0.0057587 | 91.3% |  | 0.77668 | 0.93122 | 9e-05 | 4254.208 | 700 | 2020
20 | 935 | 8760 | 0 | 0 | 0 | 3.7628 | 0 | 0.00019 | 0.00019 | 935 | 8760 | 77.67% | 0.0060308 | 90.59% |  | 0.00019 | 0.00019 | 935 | 8760 | 0.0060308 | 90.59% |  | 0.75 | 0.89521 | 9e-05 | 3518.2087 | 935 | 6.5637
21 | 10 | 8770 | 0 | 0 | 0 | 652.3515 | 0 | 0.0002 | 0.0002 | 10 | 8770 | 75% | 0.0062936 | 89.81% |  | 0.0002 | 0.0002 | 10 | 8770 | 0.0062936 | 89.81% |  | 0.74971 | 0.89521 | 0.0001 | 6523.5146 | 10
22 | 25 | 8795 | 0 | 0 | 0 | 569.214 | 0 | 0.00021 | 0.00021 | 25 | 8795 | 74.97% | 0.0065563 | 89.1% |  | 0.00021 | 0.00021 | 25 | 8795 | 0.0065563 | 89.1% |  | 0.749 | 0.89449 | 0.0001 | 14230.3495 | 25
23 | 75 | 8870 | 0 | 0 | 0 | 15.8702 | 0 | 0.00022 | 0.00022 | 75 | 8870 | 74.9% | 0.0068188 | 88.45% |  | 0.00022 | 0.00022 | 75 | 8870 | 0.0068188 | 88.45% |  | 0.74686 | 0.89449 | 0.00011 | 1190.2642 | 75
24 | 100 | 8970 | 0 | 0 | 0 | 4.1189 | 0 | 0.00023 | 0.00023 | 100 | 8970 | 74.69% | 0.0070805 | 87.86% |  | 0.00023 | 0.00023 | 100 | 8970 | 0.0070805 | 87.86% |  | 0.74401 | 0.88878 | 0.00011 | 411.889 | 100
25 | 200 | 9170 | 0 | 0 | 0 | 6.0893 | 0 | 0.00024 | 0.00024 | 200 | 9170 | 74.4% | 0.0073412 | 87.3% |  | 0.00024 | 0.00024 | 200 | 9170 | 0.0073412 | 87.3% |  | 0.7383 | 0.88878 | 0.00012 | 1217.862 | 200
26 | 300 | 9470 | 0 | 0 | 0 | 22.1376 | 0 | 0.00025 | 0.00025 | 300 | 9470 | 73.83% | 0.0075999 | 86.76% |  | 0.00025 | 0.00025 | 300 | 9470 | 0.0075999 | 86.76% |  | 0.72974 | 0.87166 | 0.00012 | 6641.265 | 300
27 | 400 | 9870 | 0 | 0 | 0 | 14.6357 | 0 | 0.00026 | 0.00026 | 400 | 9870 | 72.97% | 0.0078556 | 86.23% |  | 0.00026 | 0.00026 | 400 | 9870 | 0.0078556 | 86.23% |  | 0.71832 | 0.87166 | 0.00013 | 5854.284 | 400
28 | 500 | 10370 | 0 | 0 | 0 | 1.092 | 0 | 0.00027 | 0.00027 | 500 | 10370 | 71.83% | 0.0081073 | 85.69% |  | 0.00027 | 0.00027 | 500 | 10370 | 0.0081073 | 85.69% |  | 0.70405 | 0.84598 | 0.00013 | 546.02 | 500
29 | 800 | 11170 | 0 | 0 | 0 | 0 | 0 | 0.00028 | 0.00028 | 800 | 11170 | 70.41% | 0.008354 | 85.15% |  | 0.00028 | 0.00028 | 800 | 11170 | 0.008354 | 85.15% |  | 0.68122 | 0.84598 | 0.00014 | 0
30 | 1262 | 12432 | 0 | 0 | 0 | 0 | 0 | 0.00029 | 0.00029 | 1262 | 12432 | 68.12% | 0.0085927 | 84.56% |  | 0.00029 | 0.00029 | 1262 | 12432 | 0.0085927 | 84.56% |  | 0.64521 | 0.81164 | 0.00014 | 0
31 | 25 | 12457 | 0 | 0 | 0 | 21.4491 | 0 | 0.0003 | 0.0003 | 25 | 12457 | 64.52% | 0.0088188 | 83.89% |  | 0.0003 | 0.0003 | 25 | 12457 | 0.0088188 | 83.89% |  | 0.64449 | 0.81164 | 0.00015 | 536.2273 | 25
32 | 200 | 12657 | 0 | 0 | 0 | 6.3623 | 0 | 0.00031 | 0.00031 | 200 | 12657 | 64.45% | 0.0090446 | 83.27% |  | 0.00031 | 0.00031 | 200 | 12657 | 0.0090446 | 83.27% |  | 0.63878 | 0.81093 | 0.00015 | 1272.464 | 200
33 | 600 | 13257 | 0 | 0 | 0 | 0 | 0 | 0.00032 | 0.00032 | 600 | 13257 | 63.88% | 0.0092684 | 82.66% |  | 0.00032 | 0.00032 | 600 | 13257 | 0.0092684 | 82.66% |  | 0.62166 | 0.81093 | 0.00016 | 0
34 | 900 | 14157 | 0 | 0 | 0 | 0 | 0 | 0.00033 | 0.00033 | 900 | 14157 | 62.17% | 0.0094863 | 82.04% |  | 0.00033 | 0.00033 | 900 | 14157 | 0.0094863 | 82.04% |  | 0.59598 | 0.80808 | 0.00016 | 0
35 | 1203 | 15360 | 0 | 0 | 0 | 0 | 0 | 0.00034 | 0.00034 | 1203 | 15360 | 59.6% | 0.0096951 | 81.38% |  | 0.00034 | 0.00034 | 1203 | 15360 | 0.0096951 | 81.38% |  | 0.56164 | 0.80808 | 0.00017 | 0
36 | 25 | 15385 | 0 | 0 | 0 | 37.5092 | 0 | 0.00035 | 0.00035 | 25 | 15385 | 56.16% | 0.0098919 | 80.66% |  | 0.00035 | 0.00035 | 25 | 15385 | 0.0098919 | 80.66% |  | 0.56093 | 0.79666 | 0.00017 | 937.73 | 25
37 | 100 | 15485 | 0 | 0 | 0 | 15.3717 | 0 | 0.00036 | 0.00036 | 100 | 15485 | 56.09% | 0.010088 | 79.98% |  | 0.00036 | 0.00036 | 100 | 15485 | 0.010088 | 79.98% |  | 0.55808 | 0.79666 | 0.00018 | 1537.165 | 100
38 | 400 | 15885 | 0 | 0 | 0 | 7.5612 | 0 | 0.00037 | 0.00037 | 400 | 15885 | 55.81% | 0.010284 | 79.32% |  | 0.00037 | 0.00037 | 400 | 15885 | 0.010284 | 79.32% |  | 0.54666 | 0.77668 | 0.00018 | 3024.476 | 400
39 | 700 | 16585 | 0 | 0 | 0 | 9.2111 | 0 | 0.00038 | 0.00038 | 700 | 16585 | 54.67% | 0.010476 | 78.67% |  | 0.00038 | 0.00038 | 700 | 16585 | 0.010476 | 78.67% |  | 0.52668 | 0.77668 | 0.00019 | 6447.784 | 700 | 2025
40 | 935 | 17520 | 0 | 0 | 0 | 5.9825 | 0 | 0.00039 | 0.00039 | 935 | 17520 | 52.67% | 0.01066 | 78.01% |  | 0.00039 | 0.00039 | 935 | 17520 | 0.01066 | 78.01% |  | 0.5 | 0.75 | 0.00019 | 5593.6188 | 935 | 14.0087
41 | 10 | 17530 | 0 | 0 | 0 | 633.039 | 0 | 0.0004 | 0.0004 | 10 | 17530 | 50% | 0.010835 | 77.31% |  | 0.0004 | 0.0004 | 10 | 17530 | 0.010835 | 77.31% |  | 0.49971 | 0.75 | 0.0002 | 6330.3897 | 10
42 | 25 | 17555 | 0 | 0 | 0 | 254.6352 | 0 | 0.00041 | 0.00041 | 25 | 17555 | 49.97% | 0.01101 | 76.64% |  | 0.00041 | 0.00041 | 25 | 17555 | 0.01101 | 76.64% |  | 0.499 | 0.74971 | 0.0002 | 6365.881 | 25
43 | 75 | 17630 | 0 | 0 | 0 | 28.0488 | 0 | 0.00042 | 0.00042 | 75 | 17630 | 49.9% | 0.011185 | 76% |  | 0.00042 | 0.00042 | 75 | 17630 | 0.011185 | 76% |  | 0.49686 | 0.74971 | 0.00021 | 2103.6608 | 75
44 | 100 | 17730 | 0 | 0 | 0 | 7.0745 | 0 | 0.00043 | 0.00043 | 100 | 17730 | 49.69% | 0.011359 | 75.39% |  | 0.00043 | 0.00043 | 100 | 17730 | 0.011359 | 75.39% |  | 0.49401 | 0.749 | 0.00021 | 707.452 | 100
45 | 200 | 17930 | 0 | 0 | 0 | 30.862 | 0 | 0.00044 | 0.00044 | 200 | 17930 | 49.4% | 0.011532 | 74.8% |  | 0.00044 | 0.00044 | 200 | 17930 | 0.011532 | 74.8% |  | 0.4883 | 0.749 | 0.00022 | 6172.4 | 200
46 | 300 | 18230 | 0 | 0 | 0 | 9.7571 | 0 | 0.00045 | 0.00045 | 300 | 18230 | 48.83% | 0.011704 | 74.22% |  | 0.00045 | 0.00045 | 300 | 18230 | 0.011704 | 74.22% |  | 0.47974 | 0.74686 | 0.00022 | 2927.142 | 300
47 | 400 | 18630 | 0 | 0 | 0 | 1.9942 | 0 | 0.00046 | 0.00046 | 400 | 18630 | 47.97% | 0.011872 | 73.65% |  | 0.00046 | 0.00046 | 400 | 18630 | 0.011872 | 73.65% |  | 0.46832 | 0.74686 | 0.00023 | 797.664 | 400
48 | 500 | 19130 | 0 | 0 | 0 | 2.1247 | 0 | 0.00047 | 0.00047 | 500 | 19130 | 46.83% | 0.012036 | 73.08% |  | 0.00047 | 0.00047 | 500 | 19130 | 0.012036 | 73.08% |  | 0.45405 | 0.74401 | 0.00023 | 1062.365 | 500
49 | 800 | 19930 | 0 | 0 | 0 | 0.4748 | 0 | 0.00048 | 0.00048 | 800 | 19930 | 45.41% | 0.012195 | 72.51% |  | 0.00048 | 0.00048 | 800 | 19930 | 0.012195 | 72.51% |  | 0.43122 | 0.74401 | 0.00024 | 379.84 | 800
50 | 1262 | 21192 | 0 | 0 | 0 | 0 | 0 | 0.00049 | 0.00049 | 1262 | 21192 | 43.12% | 0.012346 | 71.91% |  | 0.00049 | 0.00049 | 1262 | 21192 | 0.012346 | 71.91% |  | 0.39521 | 0.7383 | 0.00024 | 0
51 | 25 | 21217 | 0 | 0 | 0 | 11.6801 | 0 | 0.0005 | 0.0005 | 25 | 21217 | 39.52% | 0.012484 | 71.26% |  | 0.0005 | 0.0005 | 25 | 21217 | 0.012484 | 71.26% |  | 0.39449 | 0.7383 | 0.00025 | 292.002 | 25
52 | 200 | 21417 | 0 | 0 | 0 | 0.21366 | 0 | 0.00051 | 0.00051 | 200 | 21417 | 39.45% | 0.012623 | 70.63% |  | 0.00051 | 0.00051 | 200 | 21417 | 0.012623 | 70.63% |  | 0.38878 | 0.72974 | 0.00025 | 42.732 | 200
53 | 600 | 22017 | 0 | 0 | 0 | 8.7601 | 0 | 0.00052 | 0.00052 | 600 | 22017 | 38.88% | 0.012759 | 70.02% |  | 0.00052 | 0.00052 | 600 | 22017 | 0.012759 | 70.02% |  | 0.37166 | 0.72974 | 0.00026 | 5256.036 | 600
54 | 900 | 22917 | 0 | 0 | 0 | 8.7601 | 0 | 0.00053 | 0.00053 | 900 | 22917 | 37.17% | 0.012889 | 69.4% |  | 0.00053 | 0.00053 | 900 | 22917 | 0.012889 | 69.4% |  | 0.34598 | 0.71832 | 0.00026 | 7884.054 | 900
55 | 1203 | 24120 | 0 | 0 | 0 | 0 | 0 | 0.00054 | 0.00054 | 1203 | 24120 | 34.6% | 0.01301 | 68.76% |  | 0.00054 | 0.00054 | 1203 | 24120 | 0.01301 | 68.76% |  | 0.31164 | 0.71832 | 0.00027 | 0
56 | 25 | 24145 | 0 | 0 | 0 | 14.3152 | 0 | 0.00055 | 0.00055 | 25 | 24145 | 31.16% | 0.01312 | 68.08% |  | 0.00055 | 0.00055 | 25 | 24145 | 0.01312 | 68.08% |  | 0.31093 | 0.70405 | 0.00027 | 357.8805 | 25
57 | 100 | 24245 | 0 | 0 | 0 | 19.3718 | 0 | 0.00056 | 0.00056 | 100 | 24245 | 31.09% | 0.013228 | 67.42% |  | 0.00056 | 0.00056 | 100 | 24245 | 0.013228 | 67.42% |  | 0.30808 | 0.70405 | 0.00028 | 1937.184 | 100
58 | 400 | 24645 | 0 | 0 | 0 | 19.3718 | 0 | 0.00057 | 0.00057 | 400 | 24645 | 30.81% | 0.013336 | 66.77% |  | 0.00057 | 0.00057 | 400 | 24645 | 0.013336 | 66.77% |  | 0.29666 | 0.68122 | 0.00028 | 7748.736 | 400
59 | 700 | 25345 | 0 | 0 | 0 | 19.3718 | 0 | 0.00058 | 0.00058 | 700 | 25345 | 29.67% | 0.01344 | 66.13% |  | 0.00058 | 0.00058 | 700 | 25345 | 0.01344 | 66.13% |  | 0.27668 | 0.68122 | 0.00029 | 13560.288 | 700 | 2030
60 | 935 | 26280 | 0 | 0 | 0 | 6.2436 | 0 | 0.00059 | 0.00059 | 935 | 26280 | 27.67% | 0.013537 | 65.48% |  | 0.00059 | 0.00059 | 935 | 26280 | 0.013537 | 65.48% |  | 0.25 | 0.64521 | 0.00029 | 5837.7847 | 935 | 11.0824
61 | 10 | 26290 | 0 | 0 | 0 | 628.8014 | 0 | 0.0006 | 0.0006 | 10 | 26290 | 25% | 0.013625 | 64.81% |  | 0.0006 | 0.0006 | 10 | 26290 | 0.013625 | 64.81% |  | 0.24971 | 0.64521 | 0.0003 | 6288.0138 | 10
62 | 25 | 26315 | 0 | 0 | 0 | 584.9773 | 0 | 0.00061 | 0.00061 | 25 | 26315 | 24.97% | 0.013712 | 64.15% |  | 0.00061 | 0.00061 | 25 | 26315 | 0.013712 | 64.15% |  | 0.249 | 0.64449 | 0.0003 | 14624.4335 | 25
63 | 75 | 26390 | 0 | 0 | 0 | 66.8044 | 0 | 0.00062 | 0.00062 | 75 | 26390 | 24.9% | 0.0138 | 63.52% |  | 0.00062 | 0.00062 | 75 | 26390 | 0.0138 | 63.52% |  | 0.24686 | 0.64449 | 0.00031 | 5010.327 | 75
64 | 100 | 26490 | 0 | 0 | 0 | 29.3783 | 0 | 0.00063 | 0.00063 | 100 | 26490 | 24.69% | 0.013886 | 62.9% |  | 0.00063 | 0.00063 | 100 | 26490 | 0.013886 | 62.9% |  | 0.24401 | 0.63878 | 0.00031 | 2937.825 | 100
65 | 200 | 26690 | 0 | 0 | 0 | 35.61 | 0 | 0.00064 | 0.00064 | 200 | 26690 | 24.4% | 0.013972 | 62.3% |  | 0.00064 | 0.00064 | 200 | 26690 | 0.013972 | 62.3% |  | 0.2383 | 0.63878 | 0.00032 | 7122 | 200
66 | 300 | 26990 | 0 | 0 | 0 | 21.093 | 0 | 0.00065 | 0.00065 | 300 | 26990 | 23.83% | 0.014055 | 61.71% |  | 0.00065 | 0.00065 | 300 | 26990 | 0.014055 | 61.71% |  | 0.22974 | 0.62166 | 0.00032 | 6327.897 | 300
67 | 400 | 27390 | 0 | 0 | 0 | 21.093 | 0 | 0.00066 | 0.00066 | 400 | 27390 | 22.97% | 0.014136 | 61.12% |  | 0.00066 | 0.00066 | 400 | 27390 | 0.014136 | 61.12% |  | 0.21832 | 0.62166 | 0.00033 | 8437.196 | 400
68 | 500 | 27890 | 0 | 0 | 0 | 16.4399 | 0 | 0.00067 | 0.00067 | 500 | 27890 | 21.83% | 0.014212 | 60.54% |  | 0.00067 | 0.00067 | 500 | 27890 | 0.014212 | 60.54% |  | 0.20405 | 0.59598 | 0.00033 | 8219.975 | 500
69 | 800 | 28690 | 0 | 0 | 0 | 14.6476 | 0 | 0.00068 | 0.00068 | 800 | 28690 | 20.41% | 0.014284 | 59.95% |  | 0.00068 | 0.00068 | 800 | 28690 | 0.014284 | 59.95% |  | 0.18122 | 0.59598 | 0.00034 | 11718.064 | 800
70 | 1262 | 29952 | 0 | 0 | 0 | 0 | 0 | 0.00069 | 0.00069 | 1262 | 29952 | 18.12% | 0.014347 | 59.34% |  | 0.00069 | 0.00069 | 1262 | 29952 | 0.014347 | 59.34% |  | 0.14521 | 0.56164 | 0.00034 | 0
71 | 25 | 29977 | 0 | 0 | 0 | 70.4128 | 0 | 0.0007 | 0.0007 | 25 | 29977 | 14.52% | 0.014398 | 58.7% |  | 0.0007 | 0.0007 | 25 | 29977 | 0.014398 | 58.7% |  | 0.14449 | 0.56164 | 0.00035 | 1760.321 | 25
72 | 200 | 30177 | 0 | 0 | 0 | 58.2342 | 0 | 0.00071 | 0.00071 | 200 | 30177 | 14.45% | 0.014449 | 58.08% |  | 0.00071 | 0.00071 | 200 | 30177 | 0.014449 | 58.08% |  | 0.13878 | 0.56093 | 0.00035 | 11646.844 | 200
73 | 600 | 30777 | 0 | 0 | 0 | 62.0089 | 0 | 0.00072 | 0.00072 | 600 | 30777 | 13.88% | 0.014497 | 57.46% |  | 0.00072 | 0.00072 | 600 | 30777 | 0.014497 | 57.46% |  | 0.12166 | 0.56093 | 0.00036 | 37205.328 | 600
74 | 900 | 31677 | 0 | 0 | 0 | 62.0089 | 0 | 0.00073 | 0.00073 | 900 | 31677 | 12.17% | 0.01454 | 56.84% |  | 0.00073 | 0.00073 | 900 | 31677 | 0.01454 | 56.84% |  | 0.095976 | 0.55808 | 0.00036 | 55807.992 | 900
75 | 1203 | 32880 | 0 | 0 | 0 | 44.3107 | 0 | 0.00074 | 0.00074 | 1203 | 32880 | 9.598% | 0.014574 | 56.2% |  | 0.00074 | 0.00074 | 1203 | 32880 | 0.014574 | 56.2% |  | 0.061644 | 0.55808 | 0.00037 | 53305.7841 | 1203
76 | 25 | 32905 | 0 | 0 | 0 | 74.781 | 0 | 0.00075 | 0.00075 | 25 | 32905 | 6.164% | 0.014595 | 55.54% |  | 0.00075 | 0.00075 | 25 | 32905 | 0.014595 | 55.54% |  | 0.06093 | 0.54666 | 0.00037 | 1869.525 | 25
77 | 100 | 33005 | 0 | 0 | 0 | 74.781 | 0 | 0.00076 | 0.00076 | 100 | 33005 | 6.093% | 0.014617 | 54.89% |  | 0.00076 | 0.00076 | 100 | 33005 | 0.014617 | 54.89% |  | 0.058076 | 0.54666 | 0.00038 | 7478.1 | 100
78 | 400 | 33405 | 0 | 0 | 0 | 74.781 | 0 | 0.00077 | 0.00077 | 400 | 33405 | 5.808% | 0.014637 | 54.25% |  | 0.00077 | 0.00077 | 400 | 33405 | 0.014637 | 54.25% |  | 0.046661 | 0.52668 | 0.00038 | 29912.4 | 400
79 | 700 | 34105 | 0 | 0 | 0 | 73.0005 | 0 | 0.00078 | 0.00078 | 700 | 34105 | 4.666% | 0.014653 | 53.61% |  | 0.00078 | 0.00078 | 700 | 34105 | 0.014653 | 53.61% |  | 0.026684 | 0.52668 | 0.00039 | 51100.35 | 700 | 2035
80 | 935 | 35040 | 0 | 0 | 0 | 55.1124 | 0 | 0.00079 | 0.00079 | 935 | 35040 | 2.668% | 0.014663 | 52.97% |  | 0.00079 | 0.00079 | 935 | 35040 | 0.014663 | 52.97% |  | 0 | 0.5 | 0.00039 | 51530.1034 | 935 | 49.6536
[20 empty] | 0.00041845 |  |  |  | 0.5 | 0.0004 | Marginal Congestion | Congested Hours
Total capacity factor crossover point, Ruthven Criterion 1 | [23 empty] | 0.49971 | 0.0004 | 534098.4723 | 23283
Base Avg Shadow price | 15.2425 |  | Total Target Cap Factor |  | 53.13% | [18 empty] | 0.49971 | 0.00041
Base Congested Shadow Price | 22.9394 |  | OL Target Cap Factor |  | 35% | [18 empty] | 0.499 | 0.00041
| point | MW | CF | GWh | Hours |  |  |  |  | Total CF |  |  | OL CF | [10 empty] | 0.499 | 0.00042
Before | 79 | 0.00078 | 53.61% | 0.014653 | [5 empty] | 0.00078755 |  |  | 4250.0008 | [10 empty] | 0.49686 | 0.00042 | Avg Shadow Price | Avg Shadow for Congested Hours (CRA) | Simple Avg of 2020-35 Shadow Prices
After | 80 | 0.00079 | 52.97% |  | 935 |  |  |  | 1% | 0.00079 |  | 1% | 4250.0008 | [10 empty] | 0.49686 | 0.00043 | 15.2425 | 22.9394 | 0
Target Total Capacity |  | 0.00078755 |  |  |  |  | 53.13% |  | 2% | 0.00079 |  | 2% | 4250.0008 | [10 empty] | 0.49401 | 0.00043
Less Baseload Capacity |  | 4250 |  |  |  |  | 4250 |  | 3% | 0.00079 |  | 3% | 4250.0008 | [10 empty] | 0.49401 | 0.00044
OL using Total CF Target |  | 0 | 0 | <-with Price test |  |  |  |  | 4% | 0.00079 |  | 4% | 4250.0008 | [10 empty] | 0.4883 | 0.00044 | Avg Overload Charge
[7 empty] | Average |  | 5% | 0.00079 |  | 5% | 4250.0008 | [10 empty] | 0.4883 | 0.00045 | 0
Overload capacity factor crossover point, Ruthven Criterion 2 | [6 empty] | 44.06% |  | 6% | 0.00079 |  | 6% | 4250.0008 | [10 empty] | 0.47974 | 0.00045
| point | MW | CF | GWh | Hours | 0.000395 | 4250.0004 |  | 7% | 0.00079 |  | 7% | 4250.0008 | [10 empty] | 0.47974 | 0.00046
Before | 80 | 0.00079 | 0.52969 | 0.014663 |  |  |  |  | 8% | 0.00079 |  | 8% | 4250.0008 | [10 empty] | 0.46832 | 0.00046
After | 81 | 0 | 0 |  | 0 |  | 35% |  | 9% | 0.00079 |  | 9% | 4250.0008 | [10 empty] | 0.46832 | 0.00047
OL using OL CF Target |  | 0.00079 | 0.00079 | <-with Price test |  |  | 4250.0008 |  | 10% | 0.00079 |  | 10% | 4250.0008 | [10 empty] | 0.45405 | 0.00047
[9 empty] | 11% | 0.00079 |  | 11% | 4250.0008 | [10 empty] | 0.45405 | 0.00048
Overload Capacity factor crossover point with sliding scale | [8 empty] | 12% | 0.00079 |  | 12% | 4250.0008 | [10 empty] | 0.43122 | 0.00048
BAU Avg Shadow price | 0 |  | Target Cap Factor |  | 100% |  |  |  | 13% | 0.00079 |  | 13% | 4250.0008 | [10 empty] | 0.43122 | 0.00049
| point | MW | CF | GWh | Hours |  |  |  | 14% | 0.00079 |  | 14% | 4250.0008 | [10 empty] | 0.39521 | 0.00049
Before | 1 | 0 | 1 | 0 |  |  |  |  | 15% | 0.00079 |  | 15% | 4250.0008 | [10 empty] | 0.39521 | 0.0005
After | 2 | 1e-05 | 0.99971 |  | 35030 |  | 100% |  | 16% | 0.00079 |  | 16% | 4250.0008 | [10 empty] | 0.39449 | 0.0005
Pradip Chattopadhyay |  | 0 |  |  |  |  | 4250 |  | 17% | 0.00079 |  | 17% | 4250.0008 | [10 empty] | 0.39449 | 0.00051
[9 empty] | 18% | 0.00079 |  | 18% | 4250.0008 | [10 empty] | 0.38878 | 0.00051
Johnson Utilization Method | [8 empty] | 19% | 0.00079 |  | 19% | 4250.0008 | [10 empty] | 0.38878 | 0.00052
Average Generation Mwyr | 0.00041845 | [7 empty] | 20% | 0.00079 |  | 20% | 4250.0008 | [10 empty] | 0.37166 | 0.00052
Ratio to Base Capacity | 9.846e-08 | [7 empty] | 21% | 0.00079 |  | 21% | 4250.0008 | [10 empty] | 0.37166 | 0.00053
Total Line to meet CF | 4250 | [7 empty] | 22% | 0.00079 |  | 22% | 4250.0008 | [10 empty] | 0.34598 | 0.00053
Less Baseload Capacity | 4250 | [7 empty] | 23% | 0.00079 |  | 23% | 4250.0008 | [10 empty] | 0.34598 | 0.00054
Overload Line Capacity | 0 |  | 0 | [5 empty] | 24% | 0.00079 |  | 24% | 4250.0008 | [10 empty] | 0.31164 | 0.00054
[9 empty] | 25% | 0.00079 |  | 25% | 4250.0008 | [10 empty] | 0.31164 | 0.00055
NGO Flow Duration Method | [8 empty] | 26% | 0.00079 |  | 26% | 4250.0008 | [10 empty] | 0.31093 | 0.00055
Flow Duration Curve Target | 20% | [7 empty] | 27% | 0.00079 |  | 27% | 4250.0008 | [10 empty] | 0.31093 | 0.00056
Total Line Capacity | 0.00068 | [7 empty] | 28% | 0.00079 |  | 28% | 4250.0008 | [10 empty] | 0.30808 | 0.00056
Overload Line Capacity | 0 | [7 empty] | 29% | 0.00079 |  | 29% | 4250.0008 | [10 empty] | 0.30808 | 0.00057
| increase | total | [6 empty] | 30% | 0.00079 |  | 30% | 4250.0008 | [10 empty] | 0.29666 | 0.00057
average | 0.00013167 | 4250.0001 | 0% | [5 empty] | 31% | 0.00079 |  | 31% | 4250.0008 | [10 empty] | 0.29666 | 0.00058
median | 0 | 4250 | 4% | [5 empty] | 32% | 0.00079 |  | 32% | 4250.0008 | [10 empty] | 0.27668 | 0.00058
[9 empty] | 33% | 0.00079 |  | 33% | 4250.0008 | [10 empty] | 0.27668 | 0.00059
[9 empty] | 34% | 0.00079 |  | 34% | 4250.0008 | [10 empty] | 0.25 | 0.00059
[9 empty] | 35% | 0.00079 |  | 35% | 4250.0008 | [10 empty] | 0.25 | 0.0006
[9 empty] | 36% | 0.00079 |  | 36% | 4250.0008 | [10 empty] | 0.24971 | 0.0006
[9 empty] | 37% | 0.00079 |  | 37% | 4250.0008 | [10 empty] | 0.24971 | 0.00061
[9 empty] | 38% | 0.00079 |  | 38% | 4250.0008 | [10 empty] | 0.249 | 0.00061
[9 empty] | 39% | 0.00079 |  | 39% | 4250.0008 | [10 empty] | 0.249 | 0.00062
[9 empty] | 40% | 0.00079 |  | 40% | 4250.0008 | [10 empty] | 0.24686 | 0.00062
[9 empty] | 41% | 0.00079 |  | 41% | 4250.0008 | [10 empty] | 0.24686 | 0.00063
[9 empty] | 42% | 0.00079 |  | 42% | 4250.0008 | [10 empty] | 0.24401 | 0.00063
[9 empty] | 43% | 0.00079 |  | 43% | 4250.0008 | [10 empty] | 0.24401 | 0.00064
[9 empty] | 44% | 0.00079 |  | 44% | 4250.0008 | [10 empty] | 0.2383 | 0.00064
[9 empty] | 45% | 0.00079 |  | 45% | 4250.0008 | [10 empty] | 0.2383 | 0.00065
[9 empty] | 46% | 0.00079 |  | 46% | 4250.0008 | [10 empty] | 0.22974 | 0.00065
[9 empty] | 47% | 0.00079 |  | 47% | 4250.0008 | [10 empty] | 0.22974 | 0.00066
[9 empty] | 48% | 0.00079 |  | 48% | 4250.0008 | [10 empty] | 0.21832 | 0.00066
[9 empty] | 49% | 0.00079 |  | 49% | 4250.0008 | [10 empty] | 0.21832 | 0.00067
[9 empty] | 50% | 0.00079 |  | 50% | 4250.0008 | [10 empty] | 0.20405 | 0.00067
[9 empty] | 51% | 0.00079 |  | 51% | 4250.0008 | [10 empty] | 0.20405 | 0.00068
[9 empty] | 52% | 0.00079 |  | 52% | 4250.0008 | [10 empty] | 0.18122 | 0.00068
[9 empty] | 53% | 0.00078951 |  | 53% | 4250.0008 | [10 empty] | 0.18122 | 0.00069
[9 empty] | 54% | 0.00077389 |  | 54% | 4250.0008 | [10 empty] | 0.14521 | 0.00069
[9 empty] | 55% | 0.00075824 |  | 55% | 4250.0008 | [10 empty] | 0.14521 | 0.0007
[9 empty] | 56% | 0.00074304 |  | 56% | 4250.0007 | [10 empty] | 0.14449 | 0.0007
[9 empty] | 57% | 0.00072744 |  | 57% | 4250.0007 | [10 empty] | 0.14449 | 0.00071
[9 empty] | 58% | 0.00071124 |  | 58% | 4250.0007 | [10 empty] | 0.13878 | 0.00071
[9 empty] | 59% | 0.00069529 |  | 59% | 4250.0007 | [10 empty] | 0.13878 | 0.00072
[9 empty] | 60% | 0.00067909 |  | 60% | 4250.0007 | [10 empty] | 0.12166 | 0.00072
[9 empty] | 61% | 0.00066208 |  | 61% | 4250.0007 | [10 empty] | 0.12166 | 0.00073
[9 empty] | 62% | 0.00064507 |  | 62% | 4250.0006 | [10 empty] | 0.095976 | 0.00073
[9 empty] | 63% | 0.00062842 |  | 63% | 4250.0006 | [10 empty] | 0.095976 | 0.00074
[9 empty] | 64% | 0.0006124 |  | 64% | 4250.0006 | [10 empty] | 0.061644 | 0.00074
[9 empty] | 65% | 0.0005971 |  | 65% | 4250.0006 | [10 empty] | 0.061644 | 0.00075
[9 empty] | 66% | 0.00058202 |  | 66% | 4250.0006 | [10 empty] | 0.06093 | 0.00075
[9 empty] | 67% | 0.00056643 |  | 67% | 4250.0006 | [10 empty] | 0.06093 | 0.00076
[9 empty] | 68% | 0.00055113 |  | 68% | 4250.0006 | [10 empty] | 0.058076 | 0.00076
[9 empty] | 69% | 0.00053622 |  | 69% | 4250.0005 | [10 empty] | 0.058076 | 0.00077
[9 empty] | 70% | 0.00052038 |  | 70% | 4250.0005 | [10 empty] | 0.046661 | 0.00077
[9 empty] | 71% | 0.00050409 |  | 71% | 4250.0005 | [10 empty] | 0.046661 | 0.00078
[9 empty] | 72% | 0.0004884 |  | 72% | 4250.0005 | [10 empty] | 0.026684 | 0.00078
[9 empty] | 73% | 0.0004714 |  | 73% | 4250.0005 | [10 empty] | 0.026684 | 0.00079
[9 empty] | 74% | 0.00045386 |  | 74% | 4250.0005 | [10 empty] | 0 | 0.00079
[9 empty] | 75% | 0.00043657 |  | 75% | 4250.0004
[9 empty] | 76% | 0.00042005 |  | 76% | 4250.0004
[9 empty] | 77% | 0.00040454 |  | 77% | 4250.0004
[9 empty] | 78% | 0.00039009 |  | 78% | 4250.0004
[9 empty] | 79% | 0.0003749 |  | 79% | 4250.0004
[9 empty] | 80% | 0.00035963 |  | 80% | 4250.0004
[9 empty] | 81% | 0.00034518 |  | 81% | 4250.0003
[9 empty] | 82% | 0.00033057 |  | 82% | 4250.0003
[9 empty] | 83% | 0.0003143 |  | 83% | 4250.0003
[9 empty] | 84% | 0.00029834 |  | 84% | 4250.0003
[9 empty] | 85% | 0.00028245 |  | 85% | 4250.0003
[9 empty] | 86% | 0.00026416 |  | 86% | 4250.0003
[9 empty] | 87% | 0.00024538 |  | 87% | 4250.0002
[9 empty] | 88% | 0.00022751 |  | 88% | 4250.0002
[9 empty] | 89% | 0.00021149 |  | 89% | 4250.0002
[9 empty] | 90% | 0.00019742 |  | 90% | 4250.0002
[9 empty] | 91% | 0.0001841 |  | 91% | 4250.0002
[9 empty] | 92% | 0.00016982 |  | 92% | 4250.0002
[9 empty] | 93% | 0.00015579 |  | 93% | 4250.0002
[9 empty] | 94% | 0.00014369 |  | 94% | 4250.0001
[9 empty] | 95% | 0.00013109 |  | 95% | 4250.0001
[9 empty] | 96% | 0.00011574 |  | 96% | 4250.0001
[9 empty] | 97% | 0.00010085 |  | 97% | 4250.0001
[9 empty] | 98% | 8.8199e-05 |  | 98% | 4250.0001
[9 empty] | 99% | 6.8128e-05 |  | 99% | 4250.0001
[9 empty] | 100% | 0 |  | 100% | 4250
Note on B13: johnrm: Inserted this cell as needed this parameter to implement johnson suggested criteria
Note on J13: johnrm: Added cell intermediate calculation
Note on K13: johnrm: Adjusted this cell to implement the criteria of johnson suggestion
Note on N20: Stanton Hadley: If Transfer Capacity = the capacity in Column M, the capacity factor for such a line is shown in Column N
Note on I21: Stanton Hadley: For values that are duplicates, an additional 0.001 is added to hellp with sorting from min to max
Note on N21: Stanton Hadley: If Transfer Capacity = the capacity in Column M, the capacity factor for such a line is shown in Column N
Note on N44: Stanton Hadley: If Transfer Capacity = the capacity in Column M, the capacity factor for such a line is shown in Column N
Note on N45: Stanton Hadley: If Transfer Capacity = the capacity in Column M, the capacity factor for such a line is shown in Column N
Note on N68: johnrm: Updated this cell for Johnson suggested criteria
Note on I71: Stanton Hadley: For values that are duplicates, an additional 0.001 is added to hellp with sorting from min to max
Note on N94: Stanton Hadley: If Transfer Capacity = the capacity in Column M, the capacity factor for such a line is shown in Column N
Note on N95: Stanton Hadley: If Transfer Capacity = the capacity in Column M, the capacity factor for such a line is shown in Column N
Note on N118: johnrm: Updated this cell for Johnson suggested criteria
Note on N144: Stanton Hadley: If Transfer Capacity = the capacity in Column M, the capacity factor for such a line is shown in Column N
Note on N145: Stanton Hadley: If Transfer Capacity = the capacity in Column M, the capacity factor for such a line is shown in Column N
Note on N168: johnrm: Updated cell with Johnson suggested criteria
Note on N194: Stanton Hadley: If Transfer Capacity = the capacity in Column M, the capacity factor for such a line is shown in Column N
Note on N195: Stanton Hadley: If Transfer Capacity = the capacity in Column M, the capacity factor for such a line is shown in Column N
Note on N218: johnrm: Updated this cell with johnson suggested criteria
Note on N220: Stanton Hadley: If Transfer Capacity = the capacity in Column M, the capacity factor for such a line is shown in Column N
Note on N221: Stanton Hadley: If Transfer Capacity = the capacity in Column M, the capacity factor for such a line is shown in Column N

## Exhibit18_WheelCost&TransCost
Appendix A, Exhibit 18 - Wheeling Charges, Trading Friction, and Total Hurdle
| Working DRAFT | Updated 3/17/11 from CRA
| From | To | Wheeling Cost 2010$/MWh | Trading Friction 2010$/MWh | Total Hurdle 2010$/MWh | All
ENT_2_MISO_MO-IL | ENT | MISO_MO-IL | 3 | 5 | 8 | 3/5/8
ENT_2_SOCO | ENT | SOCO | 3 | 5 | 8 | 3/5/8 | Wheeling/Friction/Hurdle Charge
ENT_2_SPP_N | ENT | SPP_N | 3 | 5 | 8 | 3/5/8 |  | ENT | ERCOT | FRCC | OH | MAPP_CA | MAPP_US | MISO_IN | MISO_MI | MISO_MO-IL | MISO_W | MISO_WUMS | NE | NEISO | NonRTO_Midwest | NWPP_Coal | NYISO_A-F | NYISO_GHI | NYISO_J-K | PJM_E | PJM_ROM | PJM_ROR | RMPA | SOCO | SPP_N | SPP_S | TVA | VACAR
ENT_2_SPP_S | ENT | SPP_S | 3 | 5 | 8 | 3/5/8 | ENT | [8 empty] | 3/5/8 | [13 empty] | 3/5/8 | 3/5/8 | 3/5/8 | 3/5/8
ENT_2_TVA | ENT | TVA | 3 | 5 | 8 | 3/5/8 | ERCOT | [24 empty] | 3/5/8
ERCOT_2_SPP_S | ERCOT | SPP_S | 3 | 5 | 8 | 3/5/8 | FRCC | [22 empty] | 3/5/8
FRCC_2_SOCO | FRCC | SOCO | 3 | 5 | 8 | 3/5/8 | OH |  |  |  |  | 2/5/7 |  |  | 2/5/7 |  | 2/5/7 | [5 empty] | 2/5/7
MAPP_CA_2_MAPP_US | MAPP_CA | MAPP_US | 4 | 3 | 7 | 4/3/7 | MAPP_CA |  |  |  | 5/3/8 |  | 4/3/7 |  |  |  | 0/0/0
MAPP_CA_2_MISO_W | MAPP_CA | MISO_W | 0 | 0 | 0 | 0/0/0 | MAPP_US |  |  |  |  | 4/3/7 |  |  |  |  | 4/3/7 |  | 4/3/7 |  |  | 5/3/8 | [6 empty] | 5/3/8
MAPP_CA_2_OH | MAPP_CA | OH | 5 | 3 | 8 | 5/3/8 | MISO_IN | [7 empty] | 0/0/0 | 0/0/0 |  |  |  |  | 5/3/8 | [6 empty] | 0/2/2
MAPP_US_2_MAPP_CA | MAPP_US | MAPP_CA | 4 | 3 | 7 | 4/3/7 | MISO_MI |  |  |  | 5/3/8 |  |  | 0/0/0 |  |  |  | 0/0/0 | [9 empty] | 0/2/2
MAPP_US_2_MISO_W | MAPP_US | MISO_W | 4 | 3 | 7 | 4/3/7 | MISO_MO-IL | 5/3/8 | [5 empty] | 0/0/0 |  |  | 0/0/0 | [13 empty] | 5/3/8 |  | 5/3/8
MAPP_US_2_NE | MAPP_US | NE | 4 | 3 | 7 | 4/3/7 | MISO_W |  |  |  | 5/3/8 | 0/0/0 | 4/3/7 | 0/0/0 |  | 0/0/0 |  | 0/0/0 | 4/3/7
MAPP_US_2_NWPP_Coal | MAPP_US | NWPP_Coal | 5 | 3 | 8 | 5/3/8 | MISO_WUMS | [7 empty] | 0/0/0 |  | 0/0/0 | [10 empty] | 0/2/2
MAPP_US_2_RMPA | MAPP_US | RMPA | 5 | 3 | 8 | 5/3/8 | NE | [5 empty] | 2/3/5 |  |  |  | 2/3/5 | [11 empty] | 2/3/5 |  | 0/0/0
MISO_IN_2_MISO_MI | MISO_IN | MISO_MI | 0 | 0 | 0 | 0/0/0 | NEISO | [15 empty] | 0/3/3 | 0/3/3
MISO_IN_2_MISO_MO-IL | MISO_IN | MISO_MO-IL | 0 | 0 | 0 | 0/0/0 | NonRTO_Midwest | [6 empty] | 3/5/8 | [18 empty] | 3/5/8
MISO_IN_2_NonRTO_Midwest | MISO_IN | NonRTO_Midwest | 5 | 3 | 8 | 5/3/8 | NWPP_Coal | [5 empty] | 3/5/8
MISO_IN_2_PJM_ROR | MISO_IN | PJM_ROR | 0 | 2 | 2 | 0/2/2 | NYISO_A-F |  |  |  | 4/3/7 | [8 empty] | 0/3/3 |  |  |  | 0/0/0 |  |  | 5/3/8
MISO_MI_2_MISO_IN | MISO_MI | MISO_IN | 0 | 0 | 0 | 0/0/0 | NYISO_GHI | [12 empty] | 0/3/3 |  |  | 0/0/0 |  |  | 5/3/8
MISO_MI_2_MISO_WUMS | MISO_MI | MISO_WUMS | 0 | 0 | 0 | 0/0/0 | NYISO_J-K
MISO_MI_2_OH | MISO_MI | OH | 5 | 3 | 8 | 5/3/8 | PJM_E | [16 empty] | 3/3/6 |  |  | 0/0/0
MISO_MI_2_PJM_ROR | MISO_MI | PJM_ROR | 0 | 2 | 2 | 0/2/2 | PJM_ROM | [15 empty] | 3/3/6 |  |  | 0/0/0 |  | 0/0/0
MISO_MO-IL_2_ENT | MISO_MO-IL | ENT | 5 | 3 | 8 | 5/3/8 | PJM_ROR | [6 empty] | 0/2/2 | 0/2/2 | 0/2/2 | 0/2/2 | 0/2/2 |  |  | 3/3/6 | [5 empty] | 0/0/0 | [5 empty] | 3/3/6 | 3/3/6
MISO_MO-IL_2_MISO_IN | MISO_MO-IL | MISO_IN | 0 | 0 | 0 | 0/0/0 | RMPA | [5 empty] | 3/5/8 | [5 empty] | 3/5/8 | [11 empty] | 3/5/8
MISO_MO-IL_2_MISO_W | MISO_MO-IL | MISO_W | 0 | 0 | 0 | 0/0/0 | SOCO | 5/5/10 |  | 5/5/10 | [22 empty] | 5/5/10 | 5/5/10
MISO_MO-IL_2_PJM ROR | MISO_MO-IL | PJM ROR | 0 | 2 | 2 | 0/2/2 | SPP_N | 2/3/5 | [7 empty] | 2/3/5 | 2/3/5 |  | 0/0/0 | [9 empty] | 2/3/5 |  |  | 0/0/0
MISO_MO-IL_2_SPP_N | MISO_MO-IL | SPP_N | 5 | 3 | 8 | 5/3/8 | SPP_S | 2/3/5 | 2/3/5 | [21 empty] | 0/0/0
MISO_MO-IL_2_TVA | MISO_MO-IL | TVA | 5 | 3 | 8 | 5/3/8 | TVA | 4/5/9 | [12 empty] | 4/5/9 | [6 empty] | 4/5/9 |  | 4/5/9 |  |  |  | 4/5/9
MISO_W_2_MAPP_CA | MISO_W | MAPP_CA | 0 | 0 | 0 | 0/0/0 | VACAR | [20 empty] | 2/5/7 |  | 2/5/7 |  |  | 2/5/7
MISO_W_2_MAPP_US | MISO_W | MAPP_US | 4 | 3 | 7 | 4/3/7
MISO_W_2_MISO_IN | MISO_W | MISO_IN | 0 | 0 | 0 | 0/0/0
MISO_W_2_MISO_MO-IL | MISO_W | MISO_MO-IL | 0 | 0 | 0 | 0/0/0
MISO_W_2_MISO_WUMS | MISO_W | MISO_WUMS | 0 | 0 | 0 | 0/0/0
MISO_W_2_NE | MISO_W | NE | 4 | 3 | 7 | 4/3/7 | From
MISO_W_2_OH | MISO_W | OH | 5 | 3 | 8 | 5/3/8
MISO_W_2_PJM ROR | MISO_W | PJM ROR | 0 | 2 | 2 | 0/2/2 | ENT | ENT
MISO_W_2_SPP-N | MISO_W | SPP-N | 4 | 3 | 7 | 4/3/7 | ERCOT | ERCOT
MISO_WUMS_2_MISO_MI | MISO_WUMS | MISO_MI | 0 | 0 | 0 | 0/0/0 | FRCC | FRCC
MISO_WUMS_2_MISO_W | MISO_WUMS | MISO_W | 0 | 0 | 0 | 0/0/0 | OH | OH
MISO_WUMS_2_PJM_ROR | MISO_WUMS | PJM_ROR | 0 | 2 | 2 | 0/2/2 | MAPP_CA | MAPP_CA
NE_2_MAPP_US | NE | MAPP_US | 2 | 3 | 5 | 2/3/5 | MAPP_US | MAPP_US
NE_2_MISO_W | NE | MISO_W | 2 | 3 | 5 | 2/3/5 | MISO_IN | MISO_IN
NE_2_RMPA | NE | RMPA | 2 | 3 | 5 | 2/3/5 | MISO_MI | MISO_MI
NE_2_SPP_N | NE | SPP_N | 0 | 0 | 0 | 0/0/0 | MISO_MO-IL | MISO_MO-IL
NEISO_2_NYISO_A-F | NEISO | NYISO_A-F | 0 | 3 | 3 | 0/3/3 | MISO_W | MISO_W
NEISO_2_NYISO_GHI | NEISO | NYISO_GHI | 0 | 3 | 3 | 0/3/3 | MISO_WUMS | MISO_WUMS
NEISO_2_NYISO_JK | NEISO | NYISO_JK | 0 | 3 | 3 | 0/3/3 | NE | NE
NonRTO_Midwest_2_MISO_IN | NonRTO_Midwest | MISO_IN | 3 | 5 | 8 | 3/5/8 | NEISO | NEISO
NonRTO_Midwest_2_TVA | NonRTO_Midwest | TVA | 3 | 5 | 8 | 3/5/8 | NonRTO_Midwest | NonRTO_Midwest
NWPP_Coal_2_MAPP_US | NWPP_Coal | MAPP_US | 3 | 5 | 8 | 3/5/8 | NWPP_Coal | NYISO_A-F
NYISO_A-F_2_NEISO | NYISO_A-F | NEISO | 0 | 3 | 3 | 0/3/3 | NYISO_A-F | NYISO_GHI
NYISO_A-F_2_NYISO_GHI | NYISO_A-F | NYISO_GHI | 0 | 0 | 0 | 0/0/0 | NYISO_GHI | NYISO_J-K
NYISO_A-F_2_OH | NYISO_A-F | OH | 4 | 3 | 7 | 4/3/7 | NYISO_JK | PJM_E
NYISO_A-F_2_PJM_ROM | NYISO_A-F | PJM_ROM | 5 | 3 | 8 | 5/3/8 | PJM_E | PJM_ROM
NYISO_GHI_2_NEISO | NYISO_GHI | NEISO | 0 | 3 | 3 | 0/3/3 | PJM_ROM | PJM_ROR
NYISO_GHI_2_NYISO_A-F | NYISO_GHI | NYISO_A-F | 0 | 0 | 0 | 0/0/0 | PJM_ROR | SOCO
NYISO_GHI_2_NYISO_JK | NYISO_GHI | NYISO_JK | 0 | 0 | 0 | 0/0/0 | RMPA | SPP_N
NYISO_GHI_2_PJM_E | NYISO_GHI | PJM_E | 5 | 3 | 8 | 5/3/8 | SOCO | SPP_S
NYISO_JK_2_NEISO | NYISO_JK | NEISO | 0 | 3 | 3 | 0/3/3 | SPP_N | TVA
NYISO_JK_2_NYISO_GHI | NYISO_JK | NYISO_GHI | 0 | 0 | 0 | 0/0/0 | SPP_S | TVA_Transmission
NYISO_JK_2_PJM_E | NYISO_JK | PJM_E | 5 | 3 | 8 | 5/3/8 | TVA | VACAR
OH_2_MAPP_CA | OH | MAPP_CA | 2 | 5 | 7 | 2/5/7 | VACAR
OH_2_MISO_MI | OH | MISO_MI | 2 | 5 | 7 | 2/5/7
OH_2_MISO_W | OH | MISO_W | 2 | 5 | 7 | 2/5/7
OH_2_NYISO_A-F | OH | NYISO_A-F | 2 | 5 | 7 | 2/5/7
PJM_E_2_NYISO_GHI | PJM_E | NYISO_GHI | 3 | 3 | 6 | 3/3/6
PJM_E_2_NYISO_JK | PJM_E | NYISO_JK | 3 | 3 | 6 | 3/3/6
PJM_E_2_PJM_ROM | PJM_E | PJM_ROM | 0 | 0 | 0 | 0/0/0
PJM_ROM_2_NYISO_A-F | PJM_ROM | NYISO_A-F | 3 | 3 | 6 | 3/3/6
PJM_ROM_2_PJM_E | PJM_ROM | PJM_E | 0 | 0 | 0 | 0/0/0
PJM_ROM_2_PJM_ROR | PJM_ROM | PJM_ROR | 0 | 0 | 0 | 0/0/0
PJM_ROR_2_MISO_IN | PJM_ROR | MISO_IN | 0 | 2 | 2 | 0/2/2
PJM_ROR_2_MISO_MI | PJM_ROR | MISO_MI | 0 | 2 | 2 | 0/2/2
PJM_ROR_2_MISO_MO-IL | PJM_ROR | MISO_MO-IL | 0 | 2 | 2 | 0/2/2
PJM_ROR_2_MISO_W | PJM_ROR | MISO_W | 0 | 2 | 2 | 0/2/2
PJM_ROR_2_MISO_WUMS | PJM_ROR | MISO_WUMS | 0 | 2 | 2 | 0/2/2
PJM_ROR_2_NonRTO_Midwest | PJM_ROR | NonRTO_Midwest | 3 | 3 | 6 | 3/3/6
PJM_ROR_2_PJM_ROM | PJM_ROR | PJM_ROM | 0 | 0 | 0 | 0/0/0
PJM_ROR_2_TVA | PJM_ROR | TVA | 3 | 3 | 6 | 3/3/6
PJM_ROR_2_VACAR | PJM_ROR | VACAR | 3 | 3 | 6 | 3/3/6
RMPA_2_MAPP_US | RMPA | MAPP_US | 3 | 5 | 8 | 3/5/8
RMPA_2_NE | RMPA | NE | 3 | 5 | 8 | 3/5/8
RMPA_2_SPP_N | RMPA | SPP_N | 3 | 5 | 8 | 3/5/8
SOCO_2_ENT | SOCO | ENT | 5 | 5 | 10 | 5/5/10
SOCO_2_FRCC | SOCO | FRCC | 5 | 5 | 10 | 5/5/10
SOCO_2_TVA | SOCO | TVA | 5 | 5 | 10 | 5/5/10
SOCO_2_VACAR | SOCO | VACAR | 5 | 5 | 10 | 5/5/10
SPP_N_2_ENT | SPP_N | ENT | 2 | 3 | 5 | 2/3/5
SPP_N_2_MISO_MO-IL | SPP_N | MISO_MO-IL | 2 | 3 | 5 | 2/3/5
SPP_N_2_MISO_W | SPP_N | MISO_W | 2 | 3 | 5 | 2/3/5
SPP_N_2_NE | SPP_N | NE | 0 | 0 | 0 | 0/0/0
SPP_N_2_RMPA | SPP_N | RMPA | 2 | 3 | 5 | 2/3/5
SPP_N_2_SPP_S | SPP_N | SPP_S | 0 | 0 | 0 | 0/0/0
SPP_S_2_AZ_NM_SNV_Coal | SPP_S | AZ_NM_SNV_Coal | 2 | 3 | 5 | 2/3/5
SPP_S_2_ENT | SPP_S | ENT | 2 | 3 | 5 | 2/3/5
SPP_S_2_ERCOT | SPP_S | ERCOT | 2 | 3 | 5 | 2/3/5
SPP_S_2_SPP_N | SPP_S | SPP_N | 0 | 0 | 0 | 0/0/0
TVA_2_ENT | TVA | ENT | 4 | 5 | 9 | 4/5/9
TVA_2_MISO-MO-IL | TVA | MISO-MO-IL | 4 | 5 | 9 | 4/5/9
TVA_2_NonRTO_Midwest | TVA | NonRTO_Midwest | 4 | 5 | 9 | 4/5/9
TVA_2_PJM_ROR | TVA | PJM_ROR | 4 | 5 | 9 | 4/5/9
TVA_2_SOCO | TVA | SOCO | 4 | 5 | 9 | 4/5/9
TVA_2_VACAR | TVA | VACAR | 4 | 5 | 9 | 4/5/9
VACAR_2_PJM_ROR | VACAR | PJM_ROR | 2 | 5 | 7 | 2/5/7
VACAR_2_SOCO | VACAR | SOCO | 2 | 5 | 7 | 2/5/7
VACAR_2_TVA | VACAR | TVA | 2 | 5 | 7 | 2/5/7
The input assumptions contained herein reflect a joint assumptions development process between EIPC, EIPC stakeholders and CRA for purposes of EIPC capacity expansion modeling.
As such, these inputs do not necessarily reflect the opinions or views of CRA or any individual EIPC stakeholder.