## Title
Future 8 Sensitivity 6: Combined Federal Climate and Energy Policy with Soft Constraints at 75% Overload Charges, Flat CO2 Price after 2030, Adjustment to MISO Wind and CC Builds, and Forced Wind and Canadian Expansion
"The results presented herein use modeling assumptions developed by EIPC, EIPC stakeholders and CRA for purposes of EIPC capacity expansion modeling. As such, these results do not necessarily reflect the opinions or views of CRA or any individual EIPC stakeholder."

## Build Summary
EI New Build Summary
EI New Builds by Type
|  | Additions |  |  | Retirements
| 2010 | 2015 | 2020 | 2030 | 2015 | 2020 | 2030 | Total
Coal | 271.9154 | 8.4766 | 0 | 0 | 143.5331 | 92.0401 | 35.3076 | 9.5113
Nuclear | 99.849 | 2.7406 | 4.53 | 28.9317 | 0 | 0.6145 | 1.4882 | 133.9486
CC | 132.682 | 87.6256 | 27.6269 | 0 | 9.5971 | 3.1572 | 22.0964 | 213.0838
CT | 120.329 | 4.6917 | 0.3 | 0 | 4.8401 | 2.4955 | 59.3039 | 58.6813
Steam Oil/Gas | 74.547 | 0 | 0 | 0 | 49.4734 | 8.0184 | 11.9357 | 5.1195
Hydro | 44.6048 | 0 | 0.98477 | 3.5757 | 0 | 0 | 0 | 49.1652
On-Shore Wind | 18.707 | 22.1949 | 90.0096 | 127.8752 | 0 | 0 | 0 | 258.7868
Off-Shore Wind | 0 | 0.469 | 0 | 1.1 | 0 | 0 | 0 | 1.569
Other Renewable | 3.613 | 2.3484 | 2.986 | 3.4182 | 0 | 0 | 0 | 12.3655
New HQ/Maritimes | 0 | 0 | 0 | 0 | 0 | 0 | 0 | 0
Other | 17.054 | 0 | 0 | 0 | 0 | 0 | 0 | 17.054
Total w/o DR | 783.3012 | 128.5467 | 126.4373 | 164.9008 | 207.4437 | 106.3257 | 130.1318 | 759.2849
DR | 33.1 | -1.344 | 54.7248 | 65.9689 | 0 | 0 | 0 | 152.4497
Total w/DR | 816.4013 | 127.2027 | 181.1621 | 230.8698 | 207.4437 | 106.3257 | 130.1318 | 911.7347
EI New Builds by Region
| EI Cumulative New Builds |  |  |  | EI Cumulative New CCs |  |  |  | EI Cumulative New On-Shore Wind |  |  |  | EI Cumulative Coal Retirements
| 2015 | 2020 | 2030 |  |  | 2015 | 2020 | 2030 |  | 2015 | 2020 | 2030 |  | 2015 | 2020 | 2030
ENT | 1847.53 | 5453.85 | 5687.83 |  | ENT | 957.24 | 4505.48 | 4505.48 | ENT | 0 | 0 | 100 | ENT | 1532.9 | 8308.9 | 8308.9
FRCC | 13308.1 | 13308.1 | 30788.26 |  | FRCC | 10598.77 | 10598.77 | 10598.77 | FRCC | 0 | 0 | 0 | FRCC | 7107.4 | 8837.4 | 9463.4
IESO | 5144.99 | 5144.99 | 5144.99 |  | IESO | 1263 | 1263 | 1263 | IESO | 2105.9 | 2105.9 | 2105.9 | IESO | 6416 | 6416 | 6416
MAPP_CA | 833.33 | 1314.1 | 3155.77 |  | MAPP_CA | 530.93 | 530.93 | 530.93 | MAPP_CA | 302.4 | 302.4 | 302.4 | MAPP_CA | 1009.4 | 1745.9 | 1745.9
MAPP_US | 729.6 | 7999.16 | 8976.6 |  | MAPP_US | 0 | 0 | 0 | MAPP_US | 421.3 | 7690.86 | 8596.63 | MAPP_US | 1385.74 | 2878.94 | 3546.5
MISO_IN | 2715.98 | 8531.7 | 29369.04 |  | MISO_IN | 2097.98 | 7548.34 | 7548.34 | MISO_IN | 0 | 148.19 | 20786.84 | MISO_IN | 6182.7 | 8458.7 | 14746.7
MISO_MI | 4357.24 | 7395.6 | 14359.63 |  | MISO_MI | 2357.24 | 5172.23 | 5172.23 | MISO_MI | 2000 | 2223.37 | 9027.15 | MISO_MI | 6340 | 10792 | 10792
MISO_MO-IL | 3652.21 | 6795.28 | 25161 |  | MISO_MO-IL | 1562.21 | 4531.28 | 4531.28 | MISO_MO-IL | 300 | 474 | 18336.39 | MISO_MO-IL | 4698.14 | 11740.7 | 13963.7
MISO_W | 4280.04 | 6406.3 | 58705.63 |  | MISO_W | 1385.21 | 3511.47 | 3511.47 | MISO_W | 2800.5 | 2800.5 | 55028.16 | MISO_W | 4012.54 | 8830.94 | 13407.07
MISO_WUMS | 5696.14 | 5721.8 | 8002.92 |  | MISO_WUMS | 3877.24 | 3877.24 | 3877.24 | MISO_WUMS | 968.9 | 993.56 | 3051.35 | MISO_WUMS | 4191.1 | 6060.1 | 7241.53
NE | 434.1 | 13615.83 | 13687.5 |  | NE | 0 | 0 | 0 | NE | 202 | 13383.73 | 13383.73 | NE | 0 | 3195.8 | 3878
NEISO | 3384.16 | 5390.62 | 8769.32 |  | NEISO | 2049.5 | 2049.5 | 2049.5 | NEISO | 231.2 | 1974.04 | 5280 | NEISO | 2250.13 | 2570.13 | 2570.13
NonRTO_Midwest | 1161.12 | 5573.36 | 6479.61 |  | NonRTO_Midwest | 1161.12 | 5573.36 | 5573.36 | NonRTO_Midwest | 0 | 0 | 0 | NonRTO_Midwest | 2844.3 | 8064.64 | 10426.73
NYISO_A-F | 3289.7 | 4716.52 | 6991.92 |  | NYISO_A-F | 639 | 639 | 639 | NYISO_A-F | 2476.3 | 3903.12 | 6110.59 | NYISO_A-F | 2251.9 | 2251.9 | 2251.9
NYISO_G-I | 0 | 60 | 434.33 |  | NYISO_G-I | 0 | 0 | 0 | NYISO_G-I | 0 | 60 | 360 | NYISO_G-I | 368.2 | 368.2 | 368.2
NYISO_J-K | 1207.4 | 1207.4 | 1281.73 |  | NYISO_J-K | 1175.4 | 1175.4 | 1175.4 | NYISO_J-K | 0 | 0 | 0 | NYISO_J-K | 0 | 0 | 0
PJM_E | 5940.05 | 6072.95 | 7172.95 |  | PJM_E | 4634.3 | 4634.3 | 4634.3 | PJM_E | 1150 | 1150 | 1150 | PJM_E | 3285 | 3853 | 3853
PJM_ROM | 2243.7 | 4558.89 | 6018.24 |  | PJM_ROM | 1678.5 | 1678.5 | 1678.5 | PJM_ROM | 479.8 | 1230 | 1230 | PJM_ROM | 14625.5 | 15859.5 | 16380.5
PJM_ROR | 36129.49 | 40233.67 | 45024.57 |  | PJM_ROR | 25130.39 | 28026.16 | 28026.16 | PJM_ROR | 8325.7 | 8517.4 | 13308.3 | PJM_ROR | 35206.77 | 53263.28 | 59868.2
SOCO | 11096.3 | 14275.35 | 21433.08 |  | SOCO | 10971.3 | 11950.35 | 11950.35 | SOCO | 0 | 0 | 0 | SOCO | 18485 | 25335 | 25335
SPP_N | 465.04 | 29242.78 | 37885.43 |  | SPP_N | 0 | 0 | 0 | SPP_N | 0 | 28777.74 | 37325.39 | SPP_N | 334 | 4174.5 | 7882.5
SPP_S | 1830.99 | 34670.74 | 42892.93 |  | SPP_S | 0 | 0 | 0 | SPP_S | 430 | 32969.75 | 41096.94 | SPP_S | 1528 | 10614.25 | 13139.93
TVA | 6364.58 | 8795.51 | 8929.91 |  | TVA | 4666.69 | 7097.62 | 7097.62 | TVA | 0 | 0 | 0 | TVA | 8665.52 | 13748 | 15159
VACAR | 12434.93 | 18499.54 | 23531.67 |  | VACAR | 10889.57 | 10889.57 | 10889.57 | VACAR | 0.9 | 3500 | 3500 | VACAR | 10812.82 | 18205.39 | 20136
| 128546.72 | 254984.04 | 419884.86 |  |  | 87625.59 | 115252.5 | 115252.5 |  | 22194.9 | 112204.56 | 240079.77 |  | 143533.06 | 235573.17 | 270880.79

## Generation
#1 | Total Generation (GWh)
Total Generation by Reporting Type: Entergy
ReportingType | 2015 | 2020 | 2025 | 2030 | 2035 | 2040
BM | 0 | 0 | 0 | 0 | 0 | 0
CC | 64399.07 | 84991.44 | 68894.46 | 50126.25 | 51592 | 44674.55
CSP | 0 | 0 | 0 | 0 | 0 | 0
CT | 0 | 0 | 0 | 0 | 0 | 0
Coal | 56381.16 | 5536.46 | 799.15 | 76.38 | 145.82 | 145.82
Geo | 0 | 0 | 0 | 0 | 0 | 0
H | 153 | 153 | 153 | 153 | 153 | 153
LFG | 63.07 | 63.07 | 909.81 | 909.81 | 909.81 | 909.81
Nuc | 42234.08 | 42234.08 | 42234.08 | 42234.08 | 35675.42 | 27909.39
PS | 24.19 | 43.36 | 44.84 | 24.19 | 24.19 | 24.19
PV | 0.57 | 112.5 | 163.71 | 163.71 | 163.14 | 154.94
PeakG | 0 | 0 | 80.42 | 0 | 0 | 0
PeakO | 0 | 0 | 0 | 0 | 0 | 0
ST | 0 | 0 | 0 | 0 | 0 | 0
STOG | 369.67 | 721.75 | 0 | 0 | 0 | 0
STWD | 20.39 | 131.63 | 138.82 | 646.26 | 776.04 | 776.04
WT | 315.27 | 315.27 | 315.27 | 609.92 | 609.92 | 609.92
IGCC | 0 | 0 | 0 | 0 | 0 | 0
DemandResponse | 0 | 0 | 0 | 0 | 0 | 0
IGCC-CCS | 0 | 0 | 0 | 0 | 0 | 0
WT_off | 0 | 0 | 0 | 0 | 0 | 0
PseudoUnit | 0 | 0 | 0 | 0 | 0 | 0
FixedInterchange | 0 | 0 | 0 | 0 | 0 | 0
Total Generation by Reporting Type: FRCC
ReportingType | 2015 | 2020 | 2025 | 2030 | 2035 | 2040
BM | 0 | 0 | 0 | 0 | 0 | 0
CC | 182662.03 | 198159.5 | 192521.72 | 73539.86 | 68840.69 | 51537.01
CSP | 0 | 0 | 0 | 0 | 0 | 0
CT | 486.48 | 949.79 | 1644.76 | 910.79 | 0 | 0
Coal | 17431.89 | 3891.26 | 0 | 0 | 0 | 0
Geo | 0 | 0 | 0 | 0 | 0 | 0
H | 27.85 | 27.85 | 27.85 | 27.85 | 27.85 | 27.85
LFG | 3831.62 | 3831.62 | 5392.66 | 5392.66 | 5392.66 | 5392.66
Nuc | 32180.57 | 32180.57 | 42289.04 | 166798.1 | 174533.34 | 194972.13
PS | 0 | 0 | 0 | 0 | 0 | 0
PV | 134.03 | 134.03 | 134.03 | 134.03 | 134.03 | 134.03
PeakG | 386.61 | 1615.74 | 469.3 | 0 | 0 | 0
PeakO | 0 | 0 | 0 | 0 | 0 | 0
ST | 0 | 0 | 0 | 0 | 0 | 0
STOG | 0 | 0 | 0 | 0 | 0 | 0
STWD | 131.51 | 401.05 | 1366.56 | 1366.56 | 1366.56 | 1366.56
WT | 0 | 0 | 0 | 0 | 0 | 0
IGCC | 0 | 0 | 0 | 0 | 0 | 0
DemandResponse | 0 | 0 | 0 | 0 | 0 | 0
IGCC-CCS | 0 | 0 | 0 | 0 | 0 | 0
WT_off | 0 | 0 | 0 | 0 | 0 | 0
PseudoUnit | 0 | 0 | 0 | 0 | 0 | 0
FixedInterchange | 0 | 0 | 0 | 0 | 0 | 0
Total Generation by Reporting Type: MAPP_US
ReportingType | 2015 | 2020 | 2025 | 2030 | 2035 | 2040
BM | 0 | 0 | 0 | 0 | 0 | 0
CC | 202.28 | 363.02 | 192.67 | 111.26 | 190.7 | 188.01
CSP | 0 | 0 | 0 | 0 | 0 | 0
CT | 0 | 0 | 31.68 | 7.01 | 11.45 | 11.45
Coal | 14199.48 | 1032.18 | 0 | 0 | 0 | 0
Geo | 354.6 | 354.6 | 354.6 | 354.6 | 354.6 | 354.6
H | 10150.02 | 10150.02 | 10150.02 | 10150.02 | 10150.02 | 10150.02
LFG | 15.77 | 15.77 | 15.77 | 580.79 | 580.79 | 580.79
Nuc | 0.01 | 0.04 | 0.04 | 0.04 | 0.04 | 0.07
PS | 0 | 0 | 0 | 0 | 0 | 0
PV | 0 | 0 | 0 | 0 | 0 | 0
PeakG | 49.67 | 133.98 | 89.9 | 72.42 | 152.99 | 109.46
PeakO | 0 | 0 | 4.37 | 0 | 0 | 0
ST | 0 | 0 | 0 | 0 | 0 | 0
STOG | 0 | 0 | 0 | 0 | 0 | 0
STWD | 0 | 0 | 0 | 0 | 0 | 0
WT | 5908.78 | 31336.02 | 34504.2 | 34504.2 | 34504.2 | 34504.2
IGCC | 0 | 0 | 0 | 0 | 0 | 0
DemandResponse | 0 | 0 | 0 | 0 | 0 | 0
IGCC-CCS | 0 | 0 | 0 | 0 | 0 | 0
WT_off | 0 | 0 | 0 | 0 | 0 | 0
PseudoUnit | 0 | 0 | 0 | 0 | 0 | 0
FixedInterchange | 0 | 0 | 0 | 0 | 0 | 0
Total Generation by Reporting Type: MISO_IN
ReportingType | 2015 | 2020 | 2025 | 2030 | 2035 | 2040
BM | 0 | 0 | 0 | 0 | 0 | 0
CC | 20034.5 | 63311.12 | 63486.62 | 43788.94 | 45653.6 | 41099.73
CSP | 0 | 0 | 0 | 0 | 0 | 0
CT | 0 | 0 | 0 | 0 | 0 | 0
Coal | 58188 | 37520.73 | 0 | 0 | 0 | 0
Geo | 0 | 0 | 0 | 0 | 0 | 0
H | 417.2 | 417.2 | 417.2 | 417.2 | 417.2 | 417.2
LFG | 291.71 | 291.71 | 923.41 | 923.41 | 923.41 | 923.41
Nuc | 0.01 | 0.04 | 0.07 | 0.07 | 0.12 | 0.12
PS | 0 | 0 | 0 | 0 | 0 | 0
PV | 0 | 361.46 | 558.81 | 558.81 | 558.81 | 522.12
PeakG | 0 | 68.19 | 291.59 | 283.95 | 283.95 | 283.95
PeakO | 0 | 0 | 4.31 | 0 | 0 | 0
ST | 0 | 0 | 0 | 0 | 0 | 0
STOG | 28.64 | 54.68 | 0 | 0 | 0 | 0
STWD | 0 | 0 | 0 | 0 | 0 | 0
WT | 1553.06 | 1933.93 | 6345.21 | 54976.9 | 54976.9 | 54976.9
IGCC | 4427.31 | 4427.31 | 1389.68 | 116.8 | 228.04 | 116.8
DemandResponse | 0 | 0 | 0 | 0 | 0 | 0
IGCC-CCS | 0 | 0 | 0 | 0 | 0 | 0
WT_off | 0 | 0 | 0 | 0 | 0 | 0
PseudoUnit | 0 | 0 | 0 | 0 | 0 | 0
FixedInterchange | 0 | 0 | 0 | 0 | 0 | 0
Total Generation by Reporting Type: MISO_MI
ReportingType | 2015 | 2020 | 2025 | 2030 | 2035 | 2040
BM | 0 | 0 | 0 | 0 | 0 | 0
CC | 27503.93 | 50529.17 | 51501.51 | 31826.6 | 27830.2 | 24564.82
CSP | 0 | 0 | 0 | 0 | 0 | 0
CT | 0 | 0 | 0 | 0 | 0 | 0
Coal | 24736.09 | 0 | 0 | 0 | 0 | 0
Geo | 0 | 0 | 0 | 0 | 0 | 0
H | 410 | 410 | 410 | 410 | 410 | 410
LFG | 1285.09 | 1285.09 | 2548.5 | 2548.5 | 2548.5 | 2548.5
Nuc | 14714.16 | 14714.16 | 14714.16 | 14714.16 | 8654.01 | 8654.01
PS | 800.71 | 850.5 | 1409.2 | 767.52 | 1237.43 | 767.52
PV | 0 | 0 | 0 | 0 | 0 | 0
PeakG | 18.82 | 104.85 | 466.59 | 329.54 | 329.54 | 329.54
PeakO | 0 | 0 | 10.44 | 0 | 0 | 0
ST | 0 | 0 | 0 | 0 | 0 | 0
STOG | 283.11 | 421.11 | 0 | 0 | 0 | 0
STWD | 1142.3 | 1120.35 | 183.62 | 614.05 | 614.05 | 839.35
WT | 5313.26 | 5883.02 | 8467.13 | 21968.93 | 21968.93 | 21968.93
IGCC | 0 | 0 | 0 | 0 | 0 | 0
DemandResponse | 0 | 0 | 0 | 0 | 0 | 0
IGCC-CCS | 0 | 0 | 0 | 0 | 0 | 0
WT_off | 0 | 0 | 0 | 0 | 0 | 0
PseudoUnit | 0 | 0 | 0 | 0 | 0 | 0
FixedInterchange | 0 | 0 | 0 | 0 | 0 | 0
Total Generation by Reporting Type: MISO_MO-IL
ReportingType | 2015 | 2020 | 2025 | 2030 | 2035 | 2040
BM | 0 | 0 | 0 | 0 | 0 | 0
CC | 14687.59 | 38328.04 | 33015.25 | 16521.61 | 17781.99 | 13045.05
CSP | 0 | 0 | 0 | 0 | 0 | 0
CT | 0 | 0 | 0 | 0 | 0 | 0
Coal | 72568.02 | 21303.53 | 2851.96 | 362.52 | 707.77 | 440.93
Geo | 0 | 0 | 0 | 0 | 0 | 0
H | 1317.1 | 1317.1 | 2690.42 | 2690.42 | 2690.42 | 2690.42
LFG | 141.91 | 141.91 | 1902.67 | 1902.67 | 1902.67 | 1902.67
Nuc | 17393.71 | 17393.71 | 17393.71 | 17393.71 | 17393.71 | 17393.71
PS | 191.4 | 330.77 | 334.4 | 312.4 | 312.4 | 312.4
PV | 0 | 0 | 0 | 0 | 0 | 0
PeakG | 140.51 | 441.61 | 850.04 | 441.61 | 843.07 | 613.44
PeakO | 0 | 0 | 12.48 | 0 | 0 | 0
ST | 0 | 0 | 0 | 0 | 0 | 0
STOG | 14.6 | 18.42 | 0 | 0 | 0 | 0
STWD | 0 | 0 | 0 | 0 | 0 | 0
WT | 2075.16 | 2607.71 | 19215.14 | 53135.15 | 53135.15 | 53135.15
IGCC | 0 | 0 | 0 | 0 | 0 | 0
DemandResponse | 0 | 0 | 0 | 0 | 0 | 0
IGCC-CCS | 0 | 0 | 0 | 0 | 0 | 0
WT_off | 0 | 0 | 0 | 0 | 0 | 0
PseudoUnit | 0 | 0 | 0 | 0 | 0 | 0
FixedInterchange | 0 | 0 | 0 | 0 | 0 | 0
Total Generation by Reporting Type: MISO_W
ReportingType | 2015 | 2020 | 2025 | 2030 | 2035 | 2040
BM | 0 | 0 | 0 | 0 | 0 | 0
CC | 18051.37 | 35279.7 | 8204.6 | 4843.65 | 5673.96 | 4235.38
CSP | 0 | 0 | 0 | 0 | 0 | 0
CT | 0 | 0 | 0 | 0 | 0 | 0
Coal | 72021.36 | 26756.14 | 1090.96 | 1090.96 | 1090.96 | 1090.96
Geo | 0 | 0 | 0 | 0 | 0 | 0
H | 1643.73 | 1643.73 | 1643.73 | 1643.73 | 1643.73 | 1643.73
LFG | 1616.22 | 1616.22 | 1616.22 | 2181.24 | 2181.24 | 2181.24
Nuc | 18393.35 | 18393.35 | 18393.35 | 18393.35 | 0.78 | 0.78
PS | 0 | 0 | 0 | 0 | 0 | 0
PV | 0 | 0 | 0 | 0 | 0 | 0
PeakG | 246.23 | 176.93 | 421.47 | 96.98 | 319.24 | 245.16
PeakO | 0 | 0 | 56.16 | 0 | 0 | 0
ST | 0 | 0 | 0 | 0 | 0 | 0
STOG | 0.18 | 1.74 | 0 | 0 | 0 | 0
STWD | 59.16 | 211.75 | 200.01 | 207.05 | 319.73 | 319.73
WT | 27590.66 | 27590.66 | 177251.43 | 199989.45 | 199989.45 | 199989.45
IGCC | 0 | 0 | 0 | 0 | 0 | 0
DemandResponse | 0 | 0 | 0 | 0 | 0 | 0
IGCC-CCS | 0 | 0 | 0 | 0 | 0 | 0
WT_off | 0 | 0 | 0 | 0 | 0 | 0
PseudoUnit | 0 | 0 | 0 | 0 | 0 | 0
FixedInterchange | 0 | 0 | 0 | 0 | 0 | 0
Total Generation by Reporting Type: MISO_WUMS
ReportingType | 2015 | 2020 | 2025 | 2030 | 2035 | 2040
BM | 0 | 0 | 0 | 0 | 0 | 0
CC | 40202.59 | 42225.29 | 35061.54 | 21889.57 | 22654.57 | 20979.59
CSP | 0 | 0 | 0 | 0 | 0 | 0
CT | 0 | 0 | 0 | 0 | 0 | 0
Coal | 10764.3 | 3029.22 | 1027.29 | 626.94 | 671.42 | 671.42
Geo | 0 | 0 | 0 | 0 | 0 | 0
H | 1018.41 | 1023.31 | 1023.31 | 1023.31 | 1023.31 | 1023.31
LFG | 559.76 | 559.76 | 2066.97 | 2320.52 | 2320.52 | 2320.52
Nuc | 14153.33 | 14153.33 | 14153.33 | 14153.33 | 0.78 | 0.78
PS | 0 | 0 | 0 | 0 | 0 | 0
PV | 0 | 0 | 0 | 0 | 0 | 0
PeakG | 0 | 94.39 | 305.93 | 126.78 | 296.66 | 296.66
PeakO | 0 | 0 | 7.23 | 0 | 0 | 0
ST | 0 | 0 | 0 | 0 | 0 | 0
STOG | 0 | 0 | 0 | 0 | 0 | 0
STWD | 42.68 | 71.03 | 67.09 | 116.71 | 156.08 | 203.33
WT | 4016.17 | 4077.56 | 5590.59 | 9305.43 | 9305.43 | 9305.43
IGCC | 0 | 0 | 0 | 0 | 0 | 0
DemandResponse | 0 | 0 | 0 | 0 | 0 | 0
IGCC-CCS | 0 | 0 | 0 | 0 | 0 | 0
WT_off | 0 | 0 | 0 | 0 | 0 | 0
PseudoUnit | 0 | 0 | 0 | 0 | 0 | 0
FixedInterchange | 0 | 0 | 0 | 0 | 0 | 0
Total Generation by Reporting Type: Nebraska
ReportingType | 2015 | 2020 | 2025 | 2030 | 2035 | 2040
BM | 0 | 0 | 0 | 0 | 0 | 0
CC | 387.49 | 253.02 | 238.68 | 137.83 | 238.68 | 238.68
CSP | 0 | 0 | 0 | 0 | 0 | 0
CT | 0 | 0 | 0 | 0 | 0 | 0
Coal | 30719.51 | 3730.99 | 158.92 | 18.46 | 24.62 | 47.01
Geo | 0 | 0 | 0 | 0 | 0 | 0
H | 591 | 591 | 591 | 591 | 591 | 591
LFG | 47.3 | 47.3 | 47.3 | 612.32 | 612.32 | 612.32
Nuc | 9752.32 | 9752.32 | 9752.32 | 9752.32 | 1.56 | 1.56
PS | 0 | 0 | 0 | 0 | 0 | 0
PV | 0 | 0 | 0 | 0 | 0 | 0
PeakG | 37.08 | 0 | 130.33 | 2.19 | 129.72 | 49.94
PeakO | 0 | 0 | 10.22 | 0 | 0 | 0
ST | 0 | 0 | 0 | 0 | 0 | 0
STOG | 0 | 0 | 0 | 0 | 0 | 0
STWD | 0 | 0 | 0 | 0 | 0 | 0
WT | 1220.72 | 47997.54 | 47997.54 | 47997.54 | 47997.54 | 47997.54
IGCC | 0 | 0 | 0 | 0 | 0 | 0
DemandResponse | 0 | 0 | 0 | 0 | 0 | 0
IGCC-CCS | 0 | 0 | 0 | 0 | 0 | 0
WT_off | 0 | 0 | 0 | 0 | 0 | 0
PseudoUnit | 0 | 0 | 0 | 0 | 0 | 0
FixedInterchange | 0 | 0 | 0 | 0 | 0 | 0
Total Generation by Reporting Type: NEISO
ReportingType | 2015 | 2020 | 2025 | 2030 | 2035 | 2040
BM | 1882.96 | 1194.14 | 191.21 | 1504.66 | 1356.25 | 1356.25
CC | 35591.61 | 28294.23 | 21934.75 | 13608.51 | 12557.64 | 10949.7
CSP | 0 | 0 | 0 | 0 | 0 | 0
CT | 3.12 | 10.92 | 34.32 | 33.34 | 0 | 0
Coal | 32.27 | 0 | 0 | 0 | 0 | 0
Geo | 0 | 0 | 0 | 0 | 0 | 0
H | 12289.94 | 12289.94 | 12289.94 | 12303.66 | 12303.66 | 12303.66
LFG | 4582.65 | 4582.65 | 4582.65 | 5132.48 | 5132.48 | 5132.48
Nuc | 36181.73 | 36181.73 | 36181.73 | 36181.73 | 26141.23 | 19310.53
PS | 184.14 | 686.34 | 686.34 | 686.34 | 351.54 | 686.34
PV | 5.26 | 467.11 | 467.11 | 467.11 | 467.11 | 399.81
PeakG | 32.3 | 38.51 | 0 | 0 | 0 | 0
PeakO | 0 | 0 | 0 | 0 | 0 | 0
ST | 0 | 0 | 0 | 0 | 0 | 0
STOG | 0 | 0 | 0 | 0 | 0 | 0
STWD | 2822.12 | 546.77 | 126.25 | 594.34 | 617.24 | 567.83
WT | 1283.3 | 6434.32 | 9886.3 | 16205.23 | 16205.23 | 16205.23
IGCC | 0 | 0 | 0 | 0 | 0 | 0
DemandResponse | 0 | 0 | 0 | 0 | 0 | 0
IGCC-CCS | 0 | 0 | 0 | 0 | 0 | 0
WT_off | 1870.13 | 1870.13 | 1870.13 | 1870.13 | 0 | 0
PseudoUnit | 0 | 0 | 0 | 0 | 0 | 0
FixedInterchange | 0 | 0 | 0 | 0 | 0 | 0
Total Generation by Reporting Type: NonRTO_Midwest
ReportingType | 2015 | 2020 | 2025 | 2030 | 2035 | 2040
BM | 0 | 0 | 0 | 0 | 0 | 0
CC | 8861.35 | 42534.24 | 42465.28 | 42280.2 | 40720.05 | 38590.86
CSP | 0 | 0 | 0 | 0 | 0 | 0
CT | 0 | 0 | 0 | 0 | 0 | 0
Coal | 49219.19 | 14767.64 | 671.4 | 671.4 | 671.4 | 671.4
Geo | 0 | 0 | 0 | 0 | 0 | 0
H | 457.8 | 457.8 | 3593.25 | 3593.25 | 3593.25 | 3593.25
LFG | 110.38 | 110.38 | 1373.79 | 1373.79 | 1373.79 | 1373.79
Nuc | 0.02 | 0.07 | 0.11 | 0.27 | 4756.14 | 8779.72
PS | 0 | 0 | 0 | 0 | 0 | 0
PV | 0 | 0 | 0 | 0 | 0 | 0
PeakG | 150.91 | 248.42 | 1226.58 | 299.71 | 381.88 | 211.28
PeakO | 0 | 0 | 0 | 0 | 0 | 0
ST | 0 | 0 | 0 | 0 | 0 | 0
STOG | 0 | 0 | 0 | 0 | 0 | 0
STWD | 0 | 0 | 0 | 0 | 0 | 0
WT | 151.43 | 151.43 | 151.43 | 151.43 | 151.43 | 151.43
IGCC | 0 | 0 | 0 | 0 | 0 | 0
DemandResponse | 0 | 0 | 0 | 0 | 0 | 0
IGCC-CCS | 0 | 0 | 0 | 0 | 0 | 0
WT_off | 0 | 0 | 0 | 0 | 0 | 0
PseudoUnit | 0 | 0 | 0 | 0 | 0 | 0
FixedInterchange | 0 | 0 | 0 | 0 | 0 | 0
Total Generation by Reporting Type: NYISO_A-F
ReportingType | 2015 | 2020 | 2025 | 2030 | 2035 | 2040
BM | 0 | 0 | 0 | 0 | 0 | 0
CC | 8043.43 | 7940.71 | 5971.32 | 4697.24 | 4051.35 | 2436.78
CSP | 0 | 0 | 0 | 0 | 0 | 0
CT | 0 | 0 | 0 | 0 | 0 | 0
Coal | 0 | 0 | 0 | 0 | 0 | 0
Geo | 0 | 0 | 0 | 0 | 0 | 0
H | 27149.98 | 27149.98 | 27149.98 | 27149.98 | 27149.98 | 27149.98
LFG | 1359.2 | 1359.2 | 1359.2 | 1894.79 | 1894.79 | 1894.79
Nuc | 26211.3 | 26211.3 | 26211.3 | 21372.53 | 16850.79 | 10212.67
PS | 155.32 | 578.92 | 578.92 | 578.92 | 177.91 | 300.36
PV | 0 | 0 | 0 | 0 | 0 | 0
PeakG | 5.88 | 6.58 | 0 | 0 | 0 | 0
PeakO | 0 | 0 | 0 | 0 | 0 | 0
ST | 0 | 0 | 0 | 0 | 0 | 0
STOG | 0 | 0 | 0 | 0 | 0 | 0
STWD | 0 | 0 | 0 | 0 | 0 | 0
WT | 9818.34 | 13699.27 | 13699.27 | 19135.04 | 19135.04 | 19135.04
IGCC | 0 | 0 | 0 | 0 | 0 | 0
DemandResponse | 0 | 0 | 0 | 0 | 0 | 0
IGCC-CCS | 0 | 0 | 0 | 0 | 0 | 0
WT_off | 0 | 0 | 0 | 0 | 0 | 0
PseudoUnit | 0 | 0 | 0 | 0 | 0 | 0
FixedInterchange | 0 | 0 | 0 | 0 | 0 | 0
Total Generation by Reporting Type: NYISO_G-I
ReportingType | 2015 | 2020 | 2025 | 2030 | 2035 | 2040
BM | 0 | 0 | 0 | 0 | 0 | 0
CC | 4260.12 | 5579.78 | 4330.67 | 1476.95 | 12476.42 | 15331.66
CSP | 0 | 0 | 0 | 0 | 0 | 0
CT | 0 | 0 | 0 | 0 | 0 | 0
Coal | 0 | 0 | 0 | 0 | 0 | 0
Geo | 0 | 0 | 0 | 0 | 0 | 0
H | 266.56 | 266.56 | 266.56 | 266.56 | 266.56 | 266.56
LFG | 504.58 | 504.58 | 504.58 | 1090.62 | 1090.62 | 1090.62
Nuc | 15929.31 | 15929.31 | 15929.31 | 15929.31 | 7987.24 | 3.12
PS | 0 | 0 | 0 | 0 | 0 | 0
PV | 0 | 0 | 0 | 0 | 0 | 0
PeakG | 0.03 | 0.11 | 0.11 | 0.11 | 0.21 | 0.41
PeakO | 0 | 0 | 0 | 0 | 0 | 0
ST | 0 | 0 | 0 | 0 | 0 | 0
STOG | 0 | 0 | 0 | 0 | 0 | 0
STWD | 0 | 0 | 0 | 0 | 0 | 0
WT | 0 | 178.23 | 178.23 | 909.97 | 909.97 | 909.97
IGCC | 0 | 0 | 0 | 0 | 0 | 0
DemandResponse | 0 | 0 | 0 | 0 | 0 | 0
IGCC-CCS | 0 | 0 | 0 | 0 | 0 | 0
WT_off | 0 | 0 | 0 | 0 | 0 | 0
PseudoUnit | 0 | 0 | 0 | 0 | 0 | 0
FixedInterchange | 0 | 0 | 0 | 0 | 0 | 0
Total Generation by Reporting Type: NYISO_J-K
ReportingType | 2015 | 2020 | 2025 | 2030 | 2035 | 2040
BM | 0 | 0 | 0 | 0 | 0 | 0
CC | 23522.38 | 23294.75 | 22659.18 | 14459.9 | 19314.95 | 19991.02
CSP | 0 | 0 | 0 | 0 | 0 | 0
CT | 0 | 0 | 0 | 0 | 0 | 0
Coal | 0 | 0 | 0 | 0 | 0 | 0
Geo | 0 | 0 | 0 | 0 | 0 | 0
H | 0 | 0 | 0 | 0 | 0 | 0
LFG | 977.62 | 977.62 | 977.62 | 1563.66 | 1563.66 | 1563.66
Nuc | 0 | 0.04 | 0.04 | 0.05 | 0.19 | 0.19
PS | 0 | 0 | 0 | 0 | 0 | 0
PV | 53.26 | 53.26 | 53.26 | 53.26 | 0 | 0
PeakG | 167.31 | 627.64 | 667.6 | 655.03 | 709.14 | 755.66
PeakO | 0 | 0 | 25.89 | 0 | 0 | 0
ST | 0 | 0 | 0 | 0 | 0 | 0
STOG | 443.87 | 770.5 | 332.62 | 212.58 | 212.58 | 212.58
STWD | 0 | 0 | 0 | 0 | 0 | 0
WT | 0 | 0 | 0 | 0 | 0 | 0
IGCC | 0 | 0 | 0 | 0 | 0 | 0
DemandResponse | 0 | 0 | 0 | 0 | 0 | 0
IGCC-CCS | 0 | 0 | 0 | 0 | 0 | 0
WT_off | 0 | 0 | 0 | 0 | 0 | 0
PseudoUnit | 0 | 0 | 0 | 0 | 0 | 0
FixedInterchange | 0 | 0 | 0 | 0 | 0 | 0
Total Generation by Reporting Type: PJM_E
ReportingType | 2015 | 2020 | 2025 | 2030 | 2035 | 2040
BM | 12.03 | 223.98 | 223.98 | 223.98 | 223.98 | 223.98
CC | 45118.62 | 55243.54 | 51379.88 | 37001.06 | 49060.57 | 47872.96
CSP | 0 | 0 | 0 | 0 | 0 | 0
CT | 0.86 | 10.03 | 10.03 | 0 | 0 | 0
Coal | 359.07 | 131.02 | 19.61 | 2.86 | 5.47 | 5.47
Geo | 0 | 0 | 0 | 0 | 0 | 0
H | 1839.27 | 1839.27 | 1839.27 | 1839.27 | 1839.27 | 1839.27
LFG | 3714.15 | 4761.94 | 4761.94 | 4761.94 | 4761.94 | 4761.94
Nuc | 66287.73 | 61501.14 | 61501.14 | 61501.14 | 44177.54 | 35032.79
PS | 164 | 284 | 388.6 | 284 | 284 | 164
PV | 102.4 | 102.4 | 102.4 | 102.4 | 57.82 | 57.82
PeakG | 80.25 | 940.13 | 940.13 | 940.13 | 940.13 | 940.13
PeakO | 0 | 0 | 0 | 0 | 0 | 0
ST | 0 | 0 | 0 | 0 | 0 | 0
STOG | 107.86 | 0 | 0 | 0 | 0 | 0
STWD | 0 | 0 | 0 | 0 | 0 | 0
WT | 2143.36 | 2143.36 | 2143.36 | 2143.36 | 2143.36 | 2143.36
IGCC | 0 | 0 | 0 | 0 | 0 | 0
DemandResponse | 0 | 0 | 0 | 0 | 0 | 0
IGCC-CCS | 0 | 0 | 0 | 0 | 0 | 0
WT_off | 0 | 0 | 3990.52 | 3990.52 | 3990.52 | 3990.52
PseudoUnit | 0 | 0 | 0 | 0 | 0 | 0
FixedInterchange | 0 | 0 | 0 | 0 | 0 | 0
Total Generation by Reporting Type: PJM_ROM
ReportingType | 2015 | 2020 | 2025 | 2030 | 2035 | 2040
BM | 7.22 | 134.39 | 134.39 | 134.39 | 134.39 | 134.39
CC | 18462.06 | 26820.49 | 26497.32 | 15324.16 | 61542.97 | 118410.89
CSP | 0 | 0 | 0 | 0 | 0 | 0
CT | 0.52 | 6.13 | 6.13 | 3.14 | 0 | 0
Coal | 9334.82 | 1556.03 | 23.61 | 3.45 | 6.58 | 6.58
Geo | 0 | 0 | 0 | 0 | 0 | 0
H | 3645.46 | 3645.46 | 3645.46 | 6490.47 | 6490.47 | 6490.47
LFG | 2813.8 | 4903.85 | 4903.85 | 4903.85 | 4903.85 | 4903.85
Nuc | 39227.38 | 39227.38 | 39227.38 | 39227.38 | 25736.15 | 18733.49
PS | 620.33 | 1074.23 | 1418.91 | 1037.66 | 1074.23 | 1074.23
PV | 10.51 | 2287.91 | 3514.32 | 3656.84 | 3656.84 | 3565.8
PeakG | 13.86 | 132.24 | 291.06 | 291.06 | 568.26 | 291.06
PeakO | 0 | 0 | 0 | 0 | 0 | 0
ST | 0 | 0 | 0 | 0 | 0 | 0
STOG | 691.59 | 0 | 0 | 0 | 0 | 0
STWD | 14.8 | 490.56 | 490.56 | 490.56 | 490.56 | 490.56
WT | 3032.09 | 4910.74 | 4910.74 | 4910.74 | 4910.74 | 4910.74
IGCC | 0 | 0 | 0 | 0 | 0 | 0
DemandResponse | 0 | 0 | 0 | 0 | 0 | 0
IGCC-CCS | 0 | 0 | 0 | 0 | 0 | 0
WT_off | 0 | 0 | 0 | 0 | 0 | 0
PseudoUnit | 0 | 0 | 0 | 0 | 0 | 0
FixedInterchange | 0 | 0 | 0 | 0 | 0 | 0
Total Generation by Reporting Type: PJM_ROR
ReportingType | 2015 | 2020 | 2025 | 2030 | 2035 | 2040
BM | 154.43 | 2874.47 | 2874.47 | 2874.47 | 2874.47 | 1440.97
CC | 225251.05 | 259903.62 | 250636.45 | 203330.95 | 216447.61 | 204522.98
CSP | 0 | 0 | 0 | 0 | 0 | 0
CT | 2.98 | 11.11 | 11.11 | 5.69 | 0 | 0
Coal | 181458.52 | 61858.49 | 7077.62 | 560.1 | 855.65 | 855.65
Geo | 0 | 0 | 0 | 0 | 0 | 0
H | 4602.26 | 6925.78 | 6925.78 | 6925.78 | 6925.78 | 6925.78
LFG | 4252.63 | 8302.71 | 8302.71 | 8302.71 | 8302.71 | 8302.71
Nuc | 156083.84 | 156083.84 | 156083.84 | 149330.43 | 116030.78 | 77993.94
PS | 1340.23 | 2244.99 | 3070.22 | 2187.51 | 2187.51 | 1822.75
PV | 63.07 | 63.07 | 63.07 | 63.07 | 63.07 | 63.07
PeakG | 869.18 | 3035.64 | 5222.23 | 2468.6 | 3416.32 | 1813.19
PeakO | 0 | 0 | 0 | 0 | 0 | 0
ST | 0 | 0 | 0 | 0 | 0 | 0
STOG | 408.99 | 0 | 0 | 0 | 0 | 0
STWD | 36.67 | 1359.55 | 1359.55 | 894.08 | 998.99 | 1139.21
WT | 28147.97 | 28682.04 | 39973.08 | 39973.08 | 39973.08 | 39973.08
IGCC | 0 | 0 | 0 | 0 | 0 | 0
DemandResponse | 0 | 0 | 0 | 0 | 0 | 0
IGCC-CCS | 0 | 0 | 0 | 0 | 0 | 0
WT_off | 0 | 0 | 0 | 0 | 0 | 0
PseudoUnit | 0 | 0 | 0 | 0 | 0 | 0
FixedInterchange | 0 | 0 | 0 | 0 | 0 | 0
Total Generation by Reporting Type: SOCO
ReportingType | 2015 | 2020 | 2025 | 2030 | 2035 | 2040
BM | 38.15 | 96.82 | 299.44 | 410.64 | 410.64 | 410.64
CC | 168407.14 | 182756.39 | 174592.9 | 117823.79 | 99299.97 | 74482.68
CSP | 0 | 0 | 0 | 0 | 0 | 0
CT | 0 | 0 | 0 | 0 | 0 | 0
Coal | 28862.41 | 0 | 0 | 0 | 0 | 0
Geo | 0 | 0 | 0 | 0 | 0 | 0
H | 10893.11 | 10893.11 | 10893.11 | 10893.11 | 10893.11 | 10893.11
LFG | 291.71 | 291.71 | 1138.45 | 1138.45 | 1138.45 | 1138.45
Nuc | 45497.84 | 62634.5 | 62634.5 | 117552.29 | 137897.32 | 161899.68
PS | 728.62 | 1273 | 1265.74 | 686.75 | 838.16 | 686.75
PV | 0 | 0 | 0 | 0 | 0 | 0
PeakG | 480.99 | 2888.4 | 1106.02 | 0 | 0 | 0
PeakO | 0 | 0 | 0 | 0 | 0 | 0
ST | 0 | 0 | 0 | 0 | 0 | 0
STOG | 0 | 0 | 0 | 0 | 0 | 0
STWD | 246.49 | 692.4 | 917.46 | 3249.57 | 2877.69 | 3346.32
WT | 0 | 0 | 0 | 0 | 0 | 0
IGCC | 0 | 0 | 0 | 0 | 0 | 0
DemandResponse | 0 | 0 | 0 | 0 | 0 | 0
IGCC-CCS | 0 | 0 | 0 | 0 | 0 | 0
WT_off | 0 | 0 | 0 | 0 | 0 | 0
PseudoUnit | 0 | 0 | 0 | 0 | 0 | 0
FixedInterchange | 0 | 0 | 0 | 0 | 0 | 0
Total Generation by Reporting Type: SPP_N
ReportingType | 2015 | 2020 | 2025 | 2030 | 2035 | 2040
BM | 0 | 0 | 0 | 0 | 0 | 0
CC | 2969.68 | 1484.94 | 1462.6 | 924.03 | 924.03 | 924.03
CSP | 0 | 0 | 0 | 0 | 0 | 0
CT | 0 | 0 | 0 | 0 | 0 | 0
Coal | 59322.93 | 10568.15 | 318.42 | 11.21 | 49.33 | 94.18
Geo | 0 | 0 | 0 | 0 | 0 | 0
H | 60 | 60 | 60 | 60 | 60 | 60
LFG | 55.19 | 55.19 | 55.19 | 804.17 | 804.17 | 804.17
Nuc | 9035.69 | 9035.69 | 9035.69 | 9035.69 | 9035.69 | 9035.69
PS | 0 | 0 | 0 | 0 | 0 | 0
PV | 0 | 0 | 0 | 0 | 0 | 0
PeakG | 62.89 | 0 | 354.43 | 0 | 311.83 | 339.21
PeakO | 0 | 0 | 34.87 | 0 | 0 | 0
ST | 0 | 0 | 0 | 0 | 0 | 0
STOG | 0 | 0 | 0 | 0 | 0 | 0
STWD | 0 | 0 | 0 | 0 | 0 | 0
WT | 4213.48 | 103035.39 | 132387.76 | 132387.76 | 132387.76 | 132387.76
IGCC | 0 | 0 | 0 | 0 | 0 | 0
DemandResponse | 0 | 0 | 0 | 0 | 0 | 0
IGCC-CCS | 0 | 0 | 0 | 0 | 0 | 0
WT_off | 0 | 0 | 0 | 0 | 0 | 0
PseudoUnit | 0 | 0 | 0 | 0 | 0 | 0
FixedInterchange | 0 | 0 | 0 | 0 | 0 | 0
Total Generation by Reporting Type: SPP_S
ReportingType | 2015 | 2020 | 2025 | 2030 | 2035 | 2040
BM | 0 | 0 | 0 | 0 | 0 | 0
CC | 38298.67 | 11144.79 | 11046.39 | 8486.89 | 8385.94 | 8660.56
CSP | 0 | 0 | 0 | 0 | 0 | 0
CT | 0 | 0 | 73.26 | 66.6 | 91.74 | 44.74
Coal | 89751.68 | 7469.75 | 676.51 | 0 | 23.82 | 104.81
Geo | 0 | 0 | 0 | 0 | 0 | 0
H | 10050.79 | 10050.79 | 10050.79 | 10050.79 | 10050.79 | 10050.79
LFG | 149.8 | 149.8 | 149.8 | 898.78 | 898.78 | 898.78
Nuc | 0.01 | 0.04 | 0.07 | 0.07 | 0.07 | 0.11
PS | 194.01 | 194.01 | 1014.09 | 433.29 | 1097.16 | 1024.24
PV | 0 | 0 | 0 | 0 | 0 | 0
PeakG | 0 | 0 | 305.76 | 206.53 | 303.55 | 291.79
PeakO | 0 | 0 | 3.4 | 0 | 0 | 0
ST | 0 | 0 | 0 | 0 | 0 | 0
STOG | 1225.13 | 911.86 | 1613.12 | 381.73 | 381.73 | 177.81
STWD | 32.89 | 31 | 53.68 | 85.81 | 85.29 | 123.61
WT | 9404.55 | 121623.75 | 121623.75 | 149651.82 | 149651.82 | 149651.82
IGCC | 0 | 0 | 0 | 0 | 0 | 0
DemandResponse | 0 | 0 | 0 | 0 | 0 | 0
IGCC-CCS | 0 | 0 | 0 | 0 | 0 | 0
WT_off | 0 | 0 | 0 | 0 | 0 | 0
PseudoUnit | 0 | 0 | 0 | 0 | 0 | 0
FixedInterchange | 0 | 0 | 0 | 0 | 0 | 0
Total Generation by Reporting Type: TVA
ReportingType | 2015 | 2020 | 2025 | 2030 | 2035 | 2040
BM | 0 | 0 | 0 | 0 | 0 | 0
CC | 45600.12 | 76148.86 | 72074.43 | 57636.11 | 55635.42 | 46591.12
CSP | 0 | 0 | 0 | 0 | 0 | 0
CT | 0 | 0 | 0 | 0 | 0 | 0
Coal | 47295.25 | 8895.32 | 0 | 0 | 0 | 0
Geo | 0 | 0 | 0 | 0 | 0 | 0
H | 17444.8 | 17444.8 | 17444.8 | 17545.57 | 17545.57 | 17545.57
LFG | 102.49 | 102.49 | 949.23 | 949.23 | 949.23 | 949.23
Nuc | 65391.09 | 65391.09 | 65391.09 | 65391.09 | 61390.84 | 67119.5
PS | 714.63 | 1186.09 | 1237.53 | 714.63 | 833.29 | 1190.27
PV | 0 | 0 | 0 | 0 | 0 | 0
PeakG | 0 | 0 | 169.53 | 40.25 | 0 | 0
PeakO | 0 | 0 | 0 | 0 | 0 | 0
ST | 0 | 0 | 0 | 0 | 0 | 0
STOG | 0 | 0 | 0 | 0 | 0 | 0
STWD | 1.06 | 3.38 | 5.63 | 25.75 | 25.75 | 35.04
WT | 73.94 | 73.94 | 73.94 | 73.94 | 73.94 | 73.94
IGCC | 0 | 0 | 0 | 0 | 0 | 0
DemandResponse | 0 | 0 | 0 | 0 | 0 | 0
IGCC-CCS | 0 | 0 | 0 | 0 | 0 | 0
WT_off | 0 | 0 | 0 | 0 | 0 | 0
PseudoUnit | 0 | 0 | 0 | 0 | 0 | 0
FixedInterchange | 0 | 0 | 0 | 0 | 0 | 0
Total Generation by Reporting Type: TVA_Transmission
ReportingType | 2015 | 2020 | 2025 | 2030 | 2035 | 2040
BM | 0 | 0 | 0 | 0 | 0 | 0
CC | 0 | 0 | 0 | 0 | 0 | 0
CSP | 0 | 0 | 0 | 0 | 0 | 0
CT | 0 | 0 | 0 | 0 | 0 | 0
Coal | 0 | 0 | 0 | 0 | 0 | 0
Geo | 0 | 0 | 0 | 0 | 0 | 0
H | 0 | 0 | 0 | 0 | 0 | 0
LFG | 0 | 0 | 0 | 0 | 0 | 0
Nuc | 0 | 0 | 0 | 0 | 0 | 0
PS | 0 | 0 | 0 | 0 | 0 | 0
PV | 0 | 0 | 0 | 0 | 0 | 0
PeakG | 0 | 0 | 0 | 0 | 0 | 0
PeakO | 0 | 0 | 0 | 0 | 0 | 0
ST | 0 | 0 | 0 | 0 | 0 | 0
STOG | 0 | 0 | 0 | 0 | 0 | 0
STWD | 0 | 0 | 0 | 0 | 0 | 0
WT | 0 | 0 | 0 | 0 | 0 | 0
IGCC | 0 | 0 | 0 | 0 | 0 | 0
DemandResponse | 0 | 0 | 0 | 0 | 0 | 0
IGCC-CCS | 0 | 0 | 0 | 0 | 0 | 0
WT_off | 0 | 0 | 0 | 0 | 0 | 0
PseudoUnit | 0 | 0 | 0 | 0 | 0 | 0
FixedInterchange | 0 | 0 | 0 | 0 | 0 | 0
Total Generation by Reporting Type: VACAR
ReportingType | 2015 | 2020 | 2025 | 2030 | 2035 | 2040
BM | 6.84 | 76.33 | 3308.22 | 3308.22 | 3308.22 | 3308.22
CC | 91939.29 | 94717.33 | 92187.37 | 62879.18 | 65020.77 | 40769.62
CSP | 0 | 0 | 0 | 0 | 0 | 0
CT | 6.7 | 274.67 | 140.69 | 0 | 0 | 0
Coal | 36045.26 | 11885.33 | 1431.78 | 167.08 | 326.21 | 326.21
Geo | 0 | 0 | 0 | 0 | 0 | 0
H | 4325 | 4325 | 4325 | 4325 | 4325 | 4325
LFG | 499.37 | 1343.43 | 1343.43 | 1343.43 | 1343.43 | 1343.43
Nuc | 89032.75 | 107182.03 | 107182.03 | 143007.4 | 148775.64 | 179953.32
PS | 1093.64 | 1988.16 | 2541.44 | 1072.56 | 1857.36 | 1072.56
PV | 42.05 | 271.68 | 271.68 | 271.68 | 271.68 | 271.68
PeakG | 21.13 | 658.17 | 656.19 | 0 | 0 | 0
PeakO | 0 | 0 | 0 | 0 | 0 | 0
ST | 0 | 0 | 0 | 0 | 0 | 0
STOG | 0 | 0 | 0 | 0 | 0 | 0
STWD | 1969.25 | 1969.25 | 1969.25 | 1911.72 | 1834.32 | 1757.07
WT | 2.34 | 7866.99 | 7866.99 | 7866.99 | 7866.99 | 7866.99
IGCC | 0 | 0 | 0 | 0 | 0 | 0
DemandResponse | 0 | 0 | 0 | 0 | 0 | 0
IGCC-CCS | 0 | 0 | 0 | 0 | 0 | 0
WT_off | 3.46 | 3.46 | 3.46 | 3.46 | 3.46 | 3.46
PseudoUnit | 0 | 0 | 0 | 0 | 0 | 0
FixedInterchange | 0 | 0 | 0 | 0 | 0 | 0
Total Generation by Reporting Type: IESO
ReportingType | 2015 | 2020 | 2025 | 2030 | 2035 | 2040
BM | 0 | 10.53 | 33.1 | 33.1 | 123.37 | 123.37
CC | 9638.85 | 7503.88 | 842.03 | 130.46 | 486.24 | 486.24
CSP | 0 | 0 | 0 | 0 | 0 | 0
CT | 12.03 | 12.03 | 12.03 | 0 | 0 | 0
Coal | 0 | 0 | 0 | 0 | 0 | 0
Geo | 0 | 0 | 0 | 0 | 0 | 0
H | 46189.03 | 46189.03 | 46189.03 | 46189.03 | 46189.03 | 46189.03
LFG | 926.37 | 926.37 | 926.37 | 926.37 | 930.31 | 930.31
Nuc | 101402.31 | 101402.31 | 101402.31 | 101402.31 | 93379.23 | 81383.57
PS | 50.43 | 87.33 | 87.33 | 87.33 | 50.43 | 50.43
PV | 78.84 | 78.84 | 78.84 | 78.84 | 78.84 | 78.84
PeakG | 9.06 | 15.05 | 15.05 | 0 | 12.13 | 11.34
PeakO | 0 | 0 | 0 | 0 | 0 | 0
ST | 0 | 0 | 0 | 0 | 0 | 0
STOG | 0 | 0 | 0 | 0 | 0 | 0
STWD | 14.96 | 51.29 | 26.27 | 51.29 | 51.29 | 51.29
WT | 8479.75 | 8479.75 | 8479.75 | 8479.75 | 8479.75 | 8479.75
IGCC | 0 | 0 | 0 | 0 | 0 | 0
DemandResponse | 0 | 0 | 0 | 0 | 0 | 0
IGCC-CCS | 0 | 0 | 0 | 0 | 0 | 0
WT_off | 0 | 0 | 0 | 0 | 0 | 0
PseudoUnit | 0 | 0 | 0 | 0 | 0 | 0
FixedInterchange | 0 | 0 | 0 | 0 | 0 | 0
Total Generation by Reporting Type: MAPP_CA
ReportingType | 2015 | 2020 | 2025 | 2030 | 2035 | 2040
BM | 0 | 0 | 0 | 0 | 0 | 0
CC | 9630.7 | 9630.7 | 422.8 | 204.4 | 204.4 | 0
CSP | 0 | 0 | 0 | 0 | 0 | 0
CT | 0 | 0 | 0 | 0 | 0 | 0
Coal | 258.41 | 0 | 0 | 0 | 0 | 0
Geo | 0 | 0 | 0 | 0 | 0 | 0
H | 41520.42 | 44340.44 | 54366.11 | 55142.93 | 55967.19 | 55967.19
LFG | 0 | 0 | 0 | 0 | 0 | 0
Nuc | 0 | 0.04 | 0.02 | 0.04 | 0.04 | 0.02
PS | 0 | 0 | 0 | 0 | 0 | 0
PV | 0 | 0 | 0 | 0 | 0 | 0
PeakG | 60.48 | 177.46 | 0 | 0 | 0 | 0
PeakO | 0 | 0 | 0 | 0 | 0 | 0
ST | 0 | 0 | 0 | 0 | 0 | 0
STOG | 12.93 | 0 | 0 | 0 | 0 | 0
STWD | 0 | 0 | 0 | 0 | 0 | 0
WT | 1446.06 | 1446.06 | 1446.06 | 1446.06 | 688.72 | 688.72
IGCC | 0 | 0 | 0 | 0 | 0 | 0
DemandResponse | 0 | 0 | 0 | 0 | 0 | 0
IGCC-CCS | 0 | 0 | 0 | 0 | 0 | 0
WT_off | 0 | 0 | 0 | 0 | 0 | 0
PseudoUnit | 0 | 0 | 0 | 0 | 0 | 0
FixedInterchange | 0 | 0 | 0 | 0 | 0 | 0
Total Generation by Reporting Type: AZ_NM_SNV_Coal
ReportingType | 2015 | 2020 | 2025 | 2030 | 2035 | 2040
BM | 0 | 0 | 0 | 0 | 0 | 0
CC | 0 | 0 | 0 | 0 | 0 | 0
CSP | 0 | 0 | 0 | 0 | 0 | 0
CT | 0 | 0 | 0 | 0 | 0 | 0
Coal | 61560.54 | 37409.23 | 0 | 0 | 0 | 0
Geo | 0 | 0 | 0 | 0 | 0 | 0
H | 0 | 0 | 0 | 0 | 0 | 0
LFG | 0 | 0 | 0 | 0 | 0 | 0
Nuc | 0 | 0 | 0 | 0 | 0 | 0
PS | 0 | 0 | 0 | 0 | 0 | 0
PV | 0 | 0 | 0 | 0 | 0 | 0
PeakG | 0 | 0 | 0 | 0 | 0 | 0
PeakO | 0 | 0 | 0 | 0 | 0 | 0
ST | 0 | 0 | 0 | 0 | 0 | 0
STOG | 0 | 0 | 0 | 0 | 0 | 0
STWD | 0 | 0 | 0 | 0 | 0 | 0
WT | 0 | 0 | 0 | 0 | 0 | 0
IGCC | 0 | 0 | 0 | 0 | 0 | 0
DemandResponse | 0 | 0 | 0 | 0 | 0 | 0
IGCC-CCS | 0 | 0 | 0 | 0 | 0 | 0
WT_off | 0 | 0 | 0 | 0 | 0 | 0
PseudoUnit | 0 | 0 | 0 | 0 | 0 | 0
FixedInterchange | 0 | 0 | 0 | 0 | 0 | 0
Total Generation by Reporting Type: AZ_NM_SNV_Gas
ReportingType | 2015 | 2020 | 2025 | 2030 | 2035 | 2040
BM | 0 | 0 | 0 | 0 | 0 | 0
CC | 50356.76 | 45911.33 | 73623.15 | 32036.78 | 16123.68 | 14602.06
CSP | 0 | 0 | 0 | 0 | 0 | 0
CT | 0 | 19.83 | 144.37 | 75.62 | 0 | 0
Coal | 0 | 0 | 0 | 0 | 0 | 0
Geo | 0 | 0 | 0 | 0 | 0 | 0
H | 0 | 0 | 0 | 0 | 0 | 0
LFG | 0 | 0 | 0 | 0 | 0 | 0
Nuc | 0 | 0 | 0 | 0 | 0 | 0
PS | 0 | 0 | 0 | 0 | 0 | 0
PV | 0 | 0 | 0 | 0 | 0 | 0
PeakG | 0 | 8.99 | 0 | 0 | 0 | 0
PeakO | 0 | 0 | 0 | 0 | 0 | 0
ST | 0 | 0 | 0 | 0 | 0 | 0
STOG | 0 | 0 | 0 | 0 | 0 | 0
STWD | 0 | 0 | 0 | 0 | 0 | 0
WT | 0 | 0 | 0 | 0 | 0 | 0
IGCC | 0 | 0 | 0 | 0 | 0 | 0
DemandResponse | 0 | 0 | 14.96 | 0 | 10.17 | 19
IGCC-CCS | 0 | 0 | 0 | 0 | 0 | 0
WT_off | 0 | 0 | 0 | 0 | 0 | 0
PseudoUnit | 0 | 0 | 0 | 0 | 0 | 0
FixedInterchange | 0 | 0 | 0 | 0 | 0 | 0
Total Generation by Reporting Type: AZ_NM_SNV_NucRenew
ReportingType | 2015 | 2020 | 2025 | 2030 | 2035 | 2040
BM | 0 | 0 | 0 | 0 | 0 | 0
CC | 0 | 0 | 0 | 0 | 0 | 0
CSP | 0 | 0 | 0 | 0 | 0 | 0
CT | 0 | 0 | 0 | 0 | 0 | 0
Coal | 0 | 0 | 0 | 0 | 0 | 0
Geo | 0 | 0 | 12066.9 | 12066.9 | 12066.9 | 12066.9
H | 8952 | 8952 | 8952 | 8952 | 8952 | 8952
LFG | 55.19 | 55.19 | 533.48 | 533.48 | 533.48 | 533.48
Nuc | 30183.89 | 30183.89 | 30183.89 | 57441.42 | 88915.25 | 90350.02
PS | 2.16 | 23.76 | 88.56 | 45.36 | 45.36 | 45.36
PV | 365.63 | 365.63 | 365.63 | 365.63 | 365.63 | 365.63
PeakG | 0 | 0 | 0 | 0 | 0 | 0
PeakO | 0 | 0 | 0 | 0 | 0 | 0
ST | 981.12 | 2324.78 | 3029.3 | 3077.12 | 3077.12 | 3077.12
STOG | 0 | 0 | 0 | 0 | 0 | 0
STWD | 182.21 | 182.21 | 182.21 | 182.21 | 182.21 | 182.21
WT | 1407.73 | 30302.91 | 30302.91 | 30781.37 | 31252.61 | 31757.61
IGCC | 0 | 0 | 0 | 0 | 0 | 0
DemandResponse | 0 | 0 | 0 | 0 | 0 | 0
IGCC-CCS | 0 | 0 | 0 | 0 | 0 | 0
WT_off | 0 | 0 | 0 | 0 | 0 | 0
PseudoUnit | 0 | 0 | 0 | 0 | 0 | 0
FixedInterchange | 0 | 0 | 0 | 0 | 0 | 0
Total Generation by Reporting Type: ERCOT
ReportingType | 2015 | 2020 | 2025 | 2030 | 2035 | 2040
BM | 58.16 | 100.59 | 154.07 | 1082.59 | 1082.59 | 1082.59
CC | 220969.94 | 221114.49 | 199360.33 | 187613.29 | 181485.72 | 145462.93
CSP | 0 | 0 | 0 | 0 | 0 | 0
CT | 0 | 25.69 | 49.04 | 95.75 | 0 | 0
Coal | 36629.26 | 25406.09 | 934.29 | 214.29 | 214.29 | 386.52
Geo | 0 | 0 | 0 | 0 | 0 | 0
H | 607.38 | 607.38 | 607.38 | 607.38 | 607.38 | 607.38
LFG | 591.3 | 591.3 | 3382.24 | 3382.24 | 3382.24 | 3382.24
Nuc | 39655.79 | 39655.79 | 39655.79 | 43528.06 | 44831.22 | 76765.22
PS | 0 | 0 | 0 | 0 | 0 | 0
PV | 30.84 | 30.84 | 30.84 | 30.84 | 2.63 | 2.63
PeakG | 0 | 239.17 | 682.63 | 588.51 | 389.91 | 132.26
PeakO | 0 | 0.46 | 0 | 0 | 0 | 0
ST | 0 | 0 | 0 | 0 | 0 | 0
STOG | 1977.74 | 2223.04 | 0 | 0 | 0 | 0
STWD | 0 | 0 | 0 | 0 | 0 | 0
WT | 27080.39 | 40526.97 | 79311.26 | 79311.26 | 79311.26 | 77888.11
IGCC | 0 | 0 | 0 | 0 | 0 | 0
DemandResponse | 0 | 4.54 | 90.38 | 88.59 | 87.03 | 85.5
IGCC-CCS | 0 | 0 | 0 | 0 | 0 | 0
WT_off | 0 | 0 | 0 | 0 | 0 | 0
PseudoUnit | 0 | 0 | 0 | 0 | 0 | 0
FixedInterchange | 0 | 0 | 0 | 0 | 0 | 0
Total Generation by Reporting Type: NP15
ReportingType | 2015 | 2020 | 2025 | 2030 | 2035 | 2040
BM | 0 | 0 | 0 | 0 | 0 | 0
CC | 48767.46 | 43655.96 | 48124.43 | 31396.93 | 20021.74 | 6519.01
CSP | 0 | 0 | 0 | 0 | 0 | 0
CT | 0 | 0 | 0 | 0 | 0 | 0
Coal | 1435.64 | 0 | 0 | 0 | 0 | 0
Geo | 9050.48 | 14043.68 | 14043.68 | 14043.68 | 14043.68 | 14043.68
H | 24182 | 24182 | 24182 | 24182 | 24182 | 24182
LFG | 670.14 | 3653.69 | 5124.6 | 5124.6 | 5124.6 | 5124.6
Nuc | 17915.6 | 17915.6 | 17915.6 | 17915.6 | 25644.31 | 55412.42
PS | 0 | 20.06 | 38.26 | 59.85 | 35.61 | 38.72
PV | 153.52 | 153.52 | 153.52 | 153.52 | 153.52 | 153.52
PeakG | 0 | 0 | 7.71 | 3.94 | 0 | 0
PeakO | 0 | 0 | 0 | 0 | 0 | 0
ST | 99.08 | 99.08 | 99.08 | 99.08 | 99.08 | 99.08
STOG | 54.74 | 0 | 0 | 0 | 0 | 0
STWD | 3097.54 | 3097.54 | 1446 | 3097.54 | 3097.54 | 3097.54
WT | 3102.31 | 5354.14 | 9719.25 | 11679.16 | 11679.16 | 11679.16
IGCC | 0 | 0 | 0 | 0 | 0 | 0
DemandResponse | 0 | 0 | 0 | 0 | 0 | 0
IGCC-CCS | 0 | 0 | 0 | 0 | 0 | 0
WT_off | 0 | 0 | 0 | 0 | 0 | 0
PseudoUnit | 0 | 0 | 0 | 0 | 0 | 0
FixedInterchange | 0 | 0 | 0 | 0 | 0 | 0
Total Generation by Reporting Type: NWPP_Coal
ReportingType | 2015 | 2020 | 2025 | 2030 | 2035 | 2040
BM | 0 | 0 | 0 | 0 | 0 | 0
CC | 0 | 0 | 0 | 0 | 0 | 0
CSP | 0 | 0 | 0 | 0 | 0 | 0
CT | 0 | 0 | 0 | 0 | 0 | 0
Coal | 51528.13 | 36895.86 | 1282.61 | 1282.61 | 1282.61 | 1282.61
Geo | 0 | 0 | 0 | 0 | 0 | 0
H | 0 | 0 | 0 | 0 | 0 | 0
LFG | 0 | 0 | 0 | 0 | 0 | 0
Nuc | 0 | 0 | 0 | 0 | 0 | 0
PS | 0 | 0 | 0 | 0 | 0 | 0
PV | 0 | 0 | 0 | 0 | 0 | 0
PeakG | 0 | 0 | 0 | 0 | 0 | 0
PeakO | 0 | 0 | 0 | 0 | 0 | 0
ST | 0 | 0 | 0 | 0 | 0 | 0
STOG | 0 | 0 | 0 | 0 | 0 | 0
STWD | 0 | 0 | 0 | 0 | 0 | 0
WT | 0 | 0 | 0 | 0 | 0 | 0
IGCC | 0 | 0 | 0 | 0 | 0 | 0
DemandResponse | 0 | 0 | 0 | 0 | 0 | 0
IGCC-CCS | 0 | 0 | 0 | 0 | 0 | 0
WT_off | 0 | 0 | 0 | 0 | 0 | 0
PseudoUnit | 0 | 0 | 0 | 0 | 0 | 0
FixedInterchange | 0 | 0 | 0 | 0 | 0 | 0
Total Generation by Reporting Type: NWPP_Gas
ReportingType | 2015 | 2020 | 2025 | 2030 | 2035 | 2040
BM | 0 | 0 | 0 | 0 | 0 | 0
CC | 50575.36 | 60465.45 | 60465.45 | 14395.94 | 12179.61 | 9141.74
CSP | 0 | 0 | 0 | 0 | 0 | 0
CT | 0 | 0 | 0 | 0 | 0 | 0
Coal | 0 | 0 | 0 | 0 | 0 | 0
Geo | 0 | 0 | 0 | 0 | 0 | 0
H | 0 | 0 | 0 | 0 | 0 | 0
LFG | 0 | 0 | 0 | 0 | 0 | 0
Nuc | 0 | 0 | 0 | 0 | 0 | 0
PS | 0 | 0 | 0 | 0 | 0 | 0
PV | 0 | 0 | 0 | 0 | 0 | 0
PeakG | 0 | 0 | 0 | 0 | 0 | 0
PeakO | 0 | 0 | 0 | 0 | 0 | 0
ST | 0 | 0 | 0 | 0 | 0 | 0
STOG | 0 | 0 | 0 | 0 | 0 | 0
STWD | 0 | 0 | 0 | 0 | 0 | 0
WT | 0 | 0 | 0 | 0 | 0 | 0
IGCC | 0 | 0 | 0 | 0 | 0 | 0
DemandResponse | 0 | 0 | 0 | 0 | 0 | 0
IGCC-CCS | 0 | 0 | 0 | 0 | 0 | 0
WT_off | 0 | 0 | 0 | 0 | 0 | 0
PseudoUnit | 0 | 0 | 0 | 0 | 0 | 0
FixedInterchange | 0 | 0 | 0 | 0 | 0 | 0
Total Generation by Reporting Type: NWPP_NucRenew
ReportingType | 2015 | 2020 | 2025 | 2030 | 2035 | 2040
BM | 0 | 65.88 | 243.02 | 243.02 | 243.02 | 243.02
CC | 0 | 0 | 0 | 0 | 0 | 0
CSP | 0 | 0 | 0 | 0 | 0 | 0
CT | 0 | 0 | 0 | 0 | 0 | 0
Coal | 0 | 0 | 0 | 0 | 0 | 0
Geo | 3280.13 | 3488.18 | 6891.88 | 6891.88 | 6891.88 | 6891.88
H | 133486 | 133486 | 133486 | 133486 | 133486 | 133486
LFG | 1013.09 | 1013.09 | 2940.73 | 2940.73 | 2940.73 | 2940.73
Nuc | 8809.8 | 8809.8 | 8809.8 | 64771.07 | 64771.07 | 66794.62
PS | 0 | 0 | 0 | 2.58 | 2.06 | 1.8
PV | 7.88 | 7.88 | 7.88 | 7.88 | 7.88 | 7.88
PeakG | 0 | 0 | 0 | 0 | 0 | 0
PeakO | 0 | 0 | 0 | 0 | 0 | 0
ST | 0 | 0 | 0 | 0 | 0 | 0
STOG | 0 | 0 | 0 | 0 | 0 | 0
STWD | 0 | 0 | 3931.49 | 3931.49 | 3931.49 | 3931.49
WT | 15874.4 | 15874.4 | 15874.4 | 15874.4 | 15874.4 | 15874.4
IGCC | 0 | 0 | 0 | 0 | 0 | 0
DemandResponse | 0 | 0 | 0 | 0 | 0 | 0
IGCC-CCS | 0 | 0 | 0 | 0 | 0 | 0
WT_off | 0 | 0 | 0 | 0 | 0 | 0
PseudoUnit | 0 | 0 | 0 | 0 | 0 | 0
FixedInterchange | 0 | 0 | 0 | 0 | 0 | 0
Total Generation by Reporting Type: RMPA
ReportingType | 2015 | 2020 | 2025 | 2030 | 2035 | 2040
BM | 0 | 0 | 0 | 0 | 0 | 0
CC | 6324.47 | 10728.42 | 16303.56 | 9506.65 | 8854.03 | 5987.57
CSP | 0 | 0 | 0 | 0 | 0 | 0
CT | 0 | 0 | 4.97 | 0 | 0 | 0
Coal | 53324.59 | 35277.36 | 6505.65 | 3548.11 | 3566.78 | 3585.72
Geo | 0 | 0 | 21387.54 | 21387.54 | 21387.54 | 21387.54
H | 4353 | 4353 | 4353 | 4353 | 4353 | 4353
LFG | 58.34 | 58.34 | 286.45 | 286.45 | 286.45 | 286.45
Nuc | 0.01 | 0.04 | 1103.16 | 13234.25 | 14317.16 | 17194.99
PS | 61.93 | 153.93 | 230.83 | 118.23 | 144.7 | 214.18
PV | 54.93 | 54.93 | 54.93 | 54.93 | 54.93 | 54.93
PeakG | 8.47 | 57.06 | 377.24 | 96.09 | 118.59 | 88.06
PeakO | 0 | 0 | 0 | 0 | 0 | 0
ST | 9.83 | 1126.54 | 1141.59 | 1156.95 | 1156.95 | 1156.95
STOG | 0 | 0 | 0 | 0 | 0 | 0
STWD | 0 | 0 | 0 | 0 | 0 | 0
WT | 6354.34 | 17107.24 | 17325.11 | 17547.51 | 17785.27 | 18026.65
IGCC | 0 | 0 | 0 | 0 | 0 | 0
DemandResponse | 0 | 0 | 0 | 0 | 0 | 0
IGCC-CCS | 0 | 0 | 0 | 0 | 0 | 0
WT_off | 0 | 0 | 0 | 0 | 0 | 0
PseudoUnit | 0 | 0 | 0 | 0 | 0 | 0
FixedInterchange | 0 | 0 | 0 | 0 | 0 | 0
Total Generation by Reporting Type: SP15
ReportingType | 2015 | 2020 | 2025 | 2030 | 2035 | 2040
BM | 44.8 | 44.8 | 44.8 | 44.8 | 44.8 | 44.8
CC | 92812.27 | 79307.24 | 88387.05 | 71479.18 | 62970.35 | 48334.95
CSP | 0 | 0 | 0 | 0 | 0 | 0
CT | 0 | 0 | 0 | 0 | 0 | 0
Coal | 1392.49 | 761.6 | 0 | 0 | 0 | 0
Geo | 7774.15 | 19841.05 | 19841.05 | 19841.05 | 19841.05 | 19841.05
H | 5920 | 5920 | 5920 | 5920 | 5920 | 5920
LFG | 1759.71 | 6141.64 | 6141.64 | 6141.64 | 6141.64 | 6141.64
Nuc | 17526.13 | 17526.13 | 17526.13 | 17526.13 | 17526.13 | 17526.13
PS | 6.52 | 112.72 | 298.62 | 211.45 | 240.09 | 302.4
PV | 331.57 | 331.57 | 331.57 | 331.57 | 331.57 | 331.57
PeakG | 0 | 12.63 | 279.95 | 114.04 | 228.99 | 312.21
PeakO | 0 | 0 | 0 | 0 | 0 | 0
ST | 1569.79 | 1569.79 | 1569.79 | 1569.79 | 1569.79 | 1569.79
STOG | 239.26 | 14.08 | 0 | 0 | 0 | 0
STWD | 833.95 | 833.95 | 747.94 | 833.95 | 833.95 | 833.95
WT | 5740.26 | 5740.26 | 5740.26 | 42569.13 | 42569.13 | 42569.13
IGCC | 0 | 0 | 0 | 0 | 0 | 0
DemandResponse | 0 | 0 | 0 | 0 | 0 | 0
IGCC-CCS | 0 | 0 | 0 | 0 | 0 | 0
WT_off | 0 | 0 | 0 | 0 | 0 | 0
PseudoUnit | 0 | 0 | 0 | 0 | 0 | 0
FixedInterchange | 0 | 0 | 0 | 0 | 0 | 0
Total Generation by Reporting Type: ALB
ReportingType | 2015 | 2020 | 2025 | 2030 | 2035 | 2040
BM | 0 | 0 | 0 | 0 | 0 | 0
CC | 17404.01 | 17608.15 | 17543.26 | 782.96 | 547.7 | 0
CSP | 0 | 0 | 0 | 0 | 0 | 0
CT | 0 | 0 | 0 | 0 | 0 | 0
Coal | 46350.59 | 46350.59 | 45276.56 | 0 | 0 | 0
Geo | 0 | 0 | 0 | 0 | 0 | 0
H | 1979.87 | 1979.87 | 1979.87 | 1979.87 | 1979.87 | 1979.87
LFG | 78.84 | 78.84 | 78.84 | 78.84 | 78.84 | 78.84
Nuc | 0 | 0 | 0.12 | 63785.36 | 66804.77 | 68897.59
PS | 0 | 0 | 0 | 0 | 0 | 0
PV | 0 | 0 | 0 | 0 | 0 | 0
PeakG | 0 | 0 | 0 | 0 | 0 | 0
PeakO | 0 | 0 | 0 | 0 | 0 | 0
ST | 0 | 0 | 0 | 0 | 0 | 0
STOG | 0 | 0 | 0 | 0 | 0 | 0
STWD | 0.94 | 569.24 | 1219.39 | 1219.39 | 1219.39 | 1219.39
WT | 1553.84 | 1553.84 | 1553.84 | 1553.84 | 1553.84 | 1553.84
IGCC | 0 | 0 | 0 | 0 | 0 | 0
DemandResponse | 0 | 0 | 0 | 0 | 0 | 0
IGCC-CCS | 0 | 0 | 0 | 0 | 0 | 0
WT_off | 0 | 0 | 0 | 0 | 0 | 0
PseudoUnit | 0 | 0 | 0 | 0 | 0 | 0
FixedInterchange | 0 | 0 | 0 | 0 | 0 | 0
Total Generation by Reporting Type: BC
ReportingType | 2015 | 2020 | 2025 | 2030 | 2035 | 2040
BM | 0 | 0 | 0 | 0 | 0 | 0
CC | 7386.49 | 7386.49 | 7386.49 | 5821.99 | 373.87 | 0
CSP | 0 | 0 | 0 | 0 | 0 | 0
CT | 0 | 0 | 0 | 0 | 0 | 0
Coal | 0 | 0 | 0 | 0 | 0 | 0
Geo | 0 | 0 | 0 | 0 | 0 | 0
H | 54411.22 | 54411.22 | 54411.22 | 54411.22 | 54411.22 | 54411.22
LFG | 189.22 | 189.22 | 189.22 | 189.22 | 189.22 | 189.22
Nuc | 0 | 0 | 0 | 0.78 | 3279.13 | 3279.13
PS | 0 | 0 | 0 | 0 | 0 | 0
PV | 0 | 0 | 0 | 0 | 0 | 0
PeakG | 0 | 0 | 0 | 0 | 0 | 0
PeakO | 0 | 0 | 0 | 0 | 0 | 0
ST | 0 | 0 | 0 | 0 | 0 | 0
STOG | 0 | 0 | 0 | 0 | 0 | 0
STWD | 0 | 860.62 | 3574.08 | 3574.08 | 3574.08 | 3574.08
WT | 568.82 | 568.82 | 568.82 | 568.82 | 568.82 | 568.82
IGCC | 0 | 0 | 0 | 0 | 0 | 0
DemandResponse | 0 | 0 | 0 | 0 | 0 | 0
IGCC-CCS | 0 | 0 | 0 | 0 | 0 | 0
WT_off | 0 | 0 | 0 | 0 | 0 | 0
PseudoUnit | 0 | 0 | 0 | 0 | 0 | 0
FixedInterchange | 0 | 0 | 0 | 0 | 0 | 0
Total Generation by Reporting Type: HQ_IESO
ReportingType | 2015 | 2020 | 2025 | 2030 | 2035 | 2040
BM | 0 | 0 | 0 | 0 | 0 | 0
CC | 0 | 0 | 0 | 0 | 0 | 0
CSP | 0 | 0 | 0 | 0 | 0 | 0
CT | 0 | 0 | 0 | 0 | 0 | 0
Coal | 0 | 0 | 0 | 0 | 0 | 0
Geo | 0 | 0 | 0 | 0 | 0 | 0
H | 0 | 0 | 0 | 0 | 0 | 0
LFG | 0 | 0 | 0 | 0 | 0 | 0
Nuc | 0 | 0.01 | 0.01 | 0.01 | 0.02 | 0.04
PS | 0 | 0 | 0 | 0 | 0 | 0
PV | 0 | 0 | 0 | 0 | 0 | 0
PeakG | 0 | 0 | 0 | 0 | 0 | 0
PeakO | 0 | 0 | 0 | 0 | 0 | 0
ST | 0 | 0 | 0 | 0 | 0 | 0
STOG | 0 | 0 | 0 | 0 | 0 | 0
STWD | 0 | 0 | 0 | 0 | 0 | 0
WT | 0 | 0 | 0 | 0 | 0 | 0
IGCC | 0 | 0 | 0 | 0 | 0 | 0
DemandResponse | 0 | 0 | 0 | 0 | 0 | 0
IGCC-CCS | 0 | 0 | 0 | 0 | 0 | 0
WT_off | 0 | 0 | 0 | 0 | 0 | 0
PseudoUnit | 0 | 0 | 0 | 0 | 0 | 10304.57
FixedInterchange | 2336 | 2336 | 2336 | 2336 | 2336 | 2336
Total Generation by Reporting Type: HQ_NEISO
ReportingType | 2015 | 2020 | 2025 | 2030 | 2035 | 2040
BM | 0 | 0 | 0 | 0 | 0 | 0
CC | 0 | 0 | 0 | 0 | 0 | 0
CSP | 0 | 0 | 0 | 0 | 0 | 0
CT | 0 | 0 | 0 | 0 | 0 | 0
Coal | 0 | 0 | 0 | 0 | 0 | 0
Geo | 0 | 0 | 0 | 0 | 0 | 0
H | 0 | 0 | 0 | 0 | 0 | 0
LFG | 0 | 0 | 0 | 0 | 0 | 0
Nuc | 0 | 0.01 | 0.02 | 0.04 | 0.04 | 0.04
PS | 0 | 0 | 0 | 0 | 0 | 0
PV | 0 | 0 | 0 | 0 | 0 | 0
PeakG | 0 | 0 | 0 | 0 | 0 | 0
PeakO | 0 | 0 | 0 | 0 | 0 | 0
ST | 0 | 0 | 0 | 0 | 0 | 0
STOG | 0 | 0 | 0 | 0 | 0 | 0
STWD | 0 | 0 | 0 | 0 | 0 | 0
WT | 0 | 0 | 0 | 0 | 0 | 0
IGCC | 0 | 0 | 0 | 0 | 0 | 0
DemandResponse | 0 | 0 | 0 | 0 | 0 | 0
IGCC-CCS | 0 | 0 | 0 | 0 | 0 | 0
WT_off | 0 | 0 | 0 | 0 | 0 | 0
PseudoUnit | 0 | 0 | 0 | 0 | 0 | 4996.44
FixedInterchange | 19184.4 | 19184.4 | 19184.4 | 19184.4 | 19184.4 | 19184.4
Total Generation by Reporting Type: HQ_NY
ReportingType | 2015 | 2020 | 2025 | 2030 | 2035 | 2040
BM | 0 | 0 | 0 | 0 | 0 | 0
CC | 0 | 0 | 0 | 0 | 0 | 0
CSP | 0 | 0 | 0 | 0 | 0 | 0
CT | 0 | 0 | 0 | 0 | 0 | 0
Coal | 0 | 0 | 0 | 0 | 0 | 0
Geo | 0 | 0 | 0 | 0 | 0 | 0
H | 0 | 0 | 0 | 0 | 0 | 0
LFG | 0 | 0 | 0 | 0 | 0 | 0
Nuc | 0 | 0.02 | 0.02 | 0.04 | 0.04 | 0.04
PS | 0 | 0 | 0 | 0 | 0 | 0
PV | 0 | 0 | 0 | 0 | 0 | 0
PeakG | 0 | 0 | 0 | 0 | 0 | 0
PeakO | 0 | 0 | 0 | 0 | 0 | 0
ST | 0 | 0 | 0 | 0 | 0 | 0
STOG | 0 | 0 | 0 | 0 | 0 | 0
STWD | 0 | 0 | 0 | 0 | 0 | 0
WT | 0 | 0 | 0 | 0 | 0 | 0
IGCC | 0 | 0 | 0 | 0 | 0 | 0
DemandResponse | 0 | 0 | 0 | 0 | 0 | 0
IGCC-CCS | 0 | 0 | 0 | 0 | 0 | 0
WT_off | 0 | 0 | 0 | 0 | 0 | 0
PseudoUnit | 0 | 0 | 0 | 0 | 4936.14 | 12237.4
FixedInterchange | 5840 | 5840 | 5840 | 5840 | 5840 | 5840
Total Generation by Reporting Type: MARITIMES
ReportingType | 2015 | 2020 | 2025 | 2030 | 2035 | 2040
BM | 0 | 0 | 0 | 0 | 0 | 0
CC | 0 | 0 | 0 | 0 | 0 | 0
CSP | 0 | 0 | 0 | 0 | 0 | 0
CT | 0 | 0 | 0 | 0 | 0 | 0
Coal | 0 | 0 | 0 | 0 | 0 | 0
Geo | 0 | 0 | 0 | 0 | 0 | 0
H | 0 | 0 | 0 | 0 | 0 | 0
LFG | 0 | 0 | 0 | 0 | 0 | 0
Nuc | 0 | 0.01 | 0.02 | 0.04 | 0.04 | 0.04
PS | 0 | 0 | 0 | 0 | 0 | 0
PV | 0 | 0 | 0 | 0 | 0 | 0
PeakG | 0 | 0 | 0 | 0 | 0 | 0
PeakO | 0 | 0 | 0 | 0 | 0 | 0
ST | 0 | 0 | 0 | 0 | 0 | 0
STOG | 0 | 0 | 0 | 0 | 0 | 0
STWD | 0 | 0 | 0 | 0 | 0 | 0
WT | 0 | 0 | 0 | 0 | 0 | 0
IGCC | 0 | 0 | 0 | 0 | 0 | 0
DemandResponse | 0 | 0 | 0 | 0 | 0 | 0
IGCC-CCS | 0 | 0 | 0 | 0 | 0 | 0
WT_off | 0 | 0 | 0 | 0 | 0 | 0
PseudoUnit | 0 | 0 | 0 | 0 | 0 | 2232.65
FixedInterchange | 8760 | 8760 | 8760 | 8760 | 8760 | 8760
Total Generation by Reporting Type: All
ReportingType | 2015 | 2020 | 2025 | 2030 | 2035 | 2040
BM | 2204.6 | 4821.93 | 7506.71 | 9859.88 | 9801.74 | 8368.24
CC | 1598322.68 | 1832616.08 | 1742814.15 | 1176083.1 | 1189141.41 | 1060632.16
CSP | 0 | 0 | 0 | 0 | 0 | 0
CT | 512.69 | 1320.21 | 2162.39 | 1197.94 | 103.19 | 56.19
Coal | 1111170.87 | 402032.97 | 70146.34 | 8636.38 | 9642.74 | 9715.3
Geo | 20459.37 | 37727.52 | 74585.65 | 74585.65 | 74585.65 | 74585.65
H | 430354.22 | 435502.67 | 450037.11 | 453773.42 | 454597.68 | 454597.68
LFG | 32608.22 | 48005.68 | 65429.32 | 71133.39 | 71137.33 | 71137.33
Nuc | 913193.79 | 943693.44 | 954905.24 | 1321573.71 | 1254507.83 | 1314611.17
PS | 6332.27 | 11132.17 | 14733.82 | 9310.57 | 10793.43 | 9778.5
PV | 1434.35 | 4876.64 | 6351.59 | 6494.12 | 6367.49 | 6164.26
PeakG | 2841.65 | 11721.91 | 15407.81 | 7057.46 | 9736.1 | 7114.75
PeakO | 0 | 0.46 | 169.36 | 0 | 0 | 0
ST | 2659.82 | 5120.2 | 5839.76 | 5902.93 | 5902.93 | 5902.93
STOG | 5858.31 | 5137.17 | 1945.75 | 594.31 | 594.31 | 390.39
STWD | 10648.91 | 12623.58 | 18005.87 | 23092.4 | 23052.24 | 23854.6
WT | 177871.77 | 537495.54 | 802903.01 | 1005708.18 | 1005659.85 | 1004983.08
IGCC | 4427.31 | 4427.31 | 1389.68 | 116.8 | 228.04 | 116.8
DemandResponse | 0 | 4.54 | 105.34 | 88.59 | 97.2 | 104.49
IGCC-CCS | 0 | 0 | 0 | 0 | 0 | 0
WT_off | 1873.58 | 1873.58 | 5864.11 | 5864.11 | 3993.98 | 3993.98
PseudoUnit | 0 | 0 | 0 | 0 | 4936.14 | 29771.06
FixedInterchange | 36120.4 | 36120.4 | 36120.4 | 36120.4 | 36120.4 | 36120.4
Total Generation by Reporting Type: EI_US
ReportingType | 2015 | 2020 | 2025 | 2030 | 2035 | 2040
BM | 2101.64 | 4600.13 | 7031.72 | 8456.36 | 8307.96 | 6874.46
CC | 1084456.37 | 1329303.96 | 1230355.6 | 822714.53 | 885894.07 | 830097.65
CSP | 0 | 0 | 0 | 0 | 0 | 0
CT | 500.66 | 1262.65 | 1951.98 | 1026.57 | 103.19 | 56.19
Coal | 858691.21 | 219932.23 | 16147.23 | 3591.37 | 4579.06 | 4460.44
Geo | 354.6 | 354.6 | 354.6 | 354.6 | 354.6 | 354.6
H | 108753.3 | 111081.72 | 115590.5 | 118549.99 | 118549.99 | 118549.99
LFG | 27266.03 | 35298 | 45825.75 | 51529.82 | 51529.82 | 51529.82
Nuc | 697700.24 | 728199.82 | 738308.4 | 941968.67 | 835039.49 | 837007.42
PS | 6211.23 | 10734.37 | 13990.22 | 8785.77 | 10275.18 | 9125.61
PV | 411.15 | 3853.44 | 5328.39 | 5470.91 | 5372.5 | 5169.27
PeakG | 2763.64 | 11211.55 | 14045.24 | 6254.89 | 8986.49 | 6570.89
PeakO | 0 | 0 | 169.36 | 0 | 0 | 0
ST | 0 | 0 | 0 | 0 | 0 | 0
STOG | 3573.64 | 2900.05 | 1945.75 | 594.31 | 594.31 | 390.39
STWD | 6519.32 | 7028.73 | 6878.48 | 10202.45 | 10162.29 | 10964.65
WT | 106263.87 | 410541.16 | 632581.36 | 795896.88 | 795896.88 | 795896.88
IGCC | 4427.31 | 4427.31 | 1389.68 | 116.8 | 228.04 | 116.8
DemandResponse | 0 | 0 | 0 | 0 | 0 | 0
IGCC-CCS | 0 | 0 | 0 | 0 | 0 | 0
WT_off | 1873.58 | 1873.58 | 5864.11 | 5864.11 | 3993.98 | 3993.98
PseudoUnit | 0 | 0 | 0 | 0 | 4936.14 | 19466.49
FixedInterchange | 33784.4 | 33784.4 | 33784.4 | 33784.4 | 33784.4 | 33784.4
Total Generation by Reporting Type: EI_Canada
ReportingType | 2015 | 2020 | 2025 | 2030 | 2035 | 2040
BM | 0 | 10.53 | 33.1 | 33.1 | 123.37 | 123.37
CC | 19269.55 | 17134.58 | 1264.83 | 334.86 | 690.65 | 486.24
CSP | 0 | 0 | 0 | 0 | 0 | 0
CT | 12.03 | 12.03 | 12.03 | 0 | 0 | 0
Coal | 258.41 | 0 | 0 | 0 | 0 | 0
Geo | 0 | 0 | 0 | 0 | 0 | 0
H | 87709.45 | 90529.47 | 100555.14 | 101331.96 | 102156.22 | 102156.22
LFG | 926.37 | 926.37 | 926.37 | 926.37 | 930.31 | 930.31
Nuc | 101402.31 | 101402.36 | 101402.34 | 101402.36 | 93379.29 | 81383.63
PS | 50.43 | 87.33 | 87.33 | 87.33 | 50.43 | 50.43
PV | 78.84 | 78.84 | 78.84 | 78.84 | 78.84 | 78.84
PeakG | 69.54 | 192.51 | 15.05 | 0 | 12.13 | 11.34
PeakO | 0 | 0 | 0 | 0 | 0 | 0
ST | 0 | 0 | 0 | 0 | 0 | 0
STOG | 12.93 | 0 | 0 | 0 | 0 | 0
STWD | 14.96 | 51.29 | 26.27 | 51.29 | 51.29 | 51.29
WT | 9925.81 | 9925.81 | 9925.81 | 9925.81 | 9168.47 | 9168.47
IGCC | 0 | 0 | 0 | 0 | 0 | 0
DemandResponse | 0 | 0 | 0 | 0 | 0 | 0
IGCC-CCS | 0 | 0 | 0 | 0 | 0 | 0
WT_off | 0 | 0 | 0 | 0 | 0 | 0
PseudoUnit | 0 | 0 | 0 | 0 | 0 | 10304.57
FixedInterchange | 2336 | 2336 | 2336 | 2336 | 2336 | 2336
Total Generation by Reporting Type: EI
ReportingType | 2015 | 2020 | 2025 | 2030 | 2035 | 2040
BM | 2101.64 | 4610.66 | 7064.82 | 8489.46 | 8431.33 | 6997.83
CC | 1103725.92 | 1346438.54 | 1231620.42 | 823049.39 | 886584.72 | 830583.9
CSP | 0 | 0 | 0 | 0 | 0 | 0
CT | 512.69 | 1274.69 | 1964.01 | 1026.57 | 103.19 | 56.19
Coal | 858949.62 | 219932.23 | 16147.23 | 3591.37 | 4579.06 | 4460.44
Geo | 354.6 | 354.6 | 354.6 | 354.6 | 354.6 | 354.6
H | 196462.75 | 201611.19 | 216145.64 | 219881.95 | 220706.21 | 220706.21
LFG | 28192.4 | 36224.37 | 46752.12 | 52456.19 | 52460.14 | 52460.14
Nuc | 799102.55 | 829602.17 | 839710.73 | 1043371.02 | 928418.78 | 918391.04
PS | 6261.66 | 10821.7 | 14077.55 | 8873.1 | 10325.61 | 9176.04
PV | 489.99 | 3932.28 | 5407.23 | 5549.75 | 5451.34 | 5248.11
PeakG | 2833.18 | 11404.06 | 14060.29 | 6254.89 | 8998.61 | 6582.22
PeakO | 0 | 0 | 169.36 | 0 | 0 | 0
ST | 0 | 0 | 0 | 0 | 0 | 0
STOG | 3586.57 | 2900.05 | 1945.75 | 594.31 | 594.31 | 390.39
STWD | 6534.28 | 7080.02 | 6904.75 | 10253.74 | 10213.58 | 11015.94
WT | 116189.68 | 420466.97 | 642507.16 | 805822.69 | 805065.35 | 805065.35
IGCC | 4427.31 | 4427.31 | 1389.68 | 116.8 | 228.04 | 116.8
DemandResponse | 0 | 0 | 0 | 0 | 0 | 0
IGCC-CCS | 0 | 0 | 0 | 0 | 0 | 0
WT_off | 1873.58 | 1873.58 | 5864.11 | 5864.11 | 3993.98 | 3993.98
PseudoUnit | 0 | 0 | 0 | 0 | 4936.14 | 29771.06
FixedInterchange | 36120.4 | 36120.4 | 36120.4 | 36120.4 | 36120.4 | 36120.4
Total Generation by Reporting Type: Outside_EI
ReportingType | 2015 | 2020 | 2025 | 2030 | 2035 | 2040
BM | 102.96 | 211.27 | 441.89 | 1370.41 | 1370.41 | 1370.41
CC | 494596.75 | 486177.54 | 511193.72 | 353033.71 | 302556.7 | 230048.26
CSP | 0 | 0 | 0 | 0 | 0 | 0
CT | 0 | 45.52 | 198.38 | 171.37 | 0 | 0
Coal | 252221.25 | 182100.74 | 53999.12 | 5045.01 | 5063.68 | 5254.86
Geo | 20104.76 | 37372.91 | 74231.05 | 74231.05 | 74231.05 | 74231.05
H | 233891.47 | 233891.47 | 233891.47 | 233891.47 | 233891.47 | 233891.47
LFG | 4415.83 | 11781.31 | 18677.2 | 18677.2 | 18677.2 | 18677.2
Nuc | 114091.24 | 114091.27 | 115194.51 | 278202.69 | 326089.05 | 396220.13
PS | 70.61 | 310.47 | 656.27 | 437.47 | 467.82 | 602.46
PV | 944.36 | 944.36 | 944.36 | 944.36 | 916.16 | 916.16
PeakG | 8.47 | 317.85 | 1347.52 | 802.58 | 737.49 | 532.53
PeakO | 0 | 0.46 | 0 | 0 | 0 | 0
ST | 2659.82 | 5120.2 | 5839.76 | 5902.93 | 5902.93 | 5902.93
STOG | 2271.74 | 2237.12 | 0 | 0 | 0 | 0
STWD | 4114.64 | 5543.56 | 11101.11 | 12838.66 | 12838.66 | 12838.66
WT | 61682.09 | 117028.58 | 160395.85 | 199885.49 | 200594.5 | 199917.73
IGCC | 0 | 0 | 0 | 0 | 0 | 0
DemandResponse | 0 | 4.54 | 105.34 | 88.59 | 97.2 | 104.49
IGCC-CCS | 0 | 0 | 0 | 0 | 0 | 0
WT_off | 0 | 0 | 0 | 0 | 0 | 0
PseudoUnit | 0 | 0 | 0 | 0 | 0 | 0
FixedInterchange | 0 | 0 | 0 | 0 | 0 | 0
#2 | Energy Demand (TWh)
Energy Demand by Pool & Region:
Pool/Region | 2015 | 2020 | 2025 | 2030 | 2035 | 2040
ENT | 161.85 | 161.55 | 156.12 | 151.89 | 148.09 | 144.38
FRCC | 238.06 | 242.96 | 245.57 | 248.36 | 251.19 | 254.06
MAPP_US | 29.32 | 29.35 | 28.98 | 28.63 | 28.29 | 27.96
MISO_IN | 96.52 | 96.6 | 94.4 | 92.18 | 90.25 | 88.36
MISO_MI | 93.56 | 92.55 | 91.5 | 90.45 | 89.46 | 88.47
MISO_MO-IL | 95.27 | 94.57 | 93.68 | 92.8 | 91.92 | 91.05
MISO_W | 135.96 | 134.72 | 132.89 | 131.13 | 129.55 | 127.98
MISO_WUMS | 65.69 | 65.66 | 62.17 | 58.35 | 56.64 | 54.89
NE | 30.6 | 31.27 | 30.81 | 30.37 | 29.99 | 29.62
NEISO | 121.87 | 115.61 | 109.29 | 103.8 | 98.46 | 93.38
NonRTO_Midwest | 59.73 | 61.1 | 59.37 | 57.82 | 56.33 | 54.87
NYISO_A-F | 58.12 | 58.02 | 56.3 | 54.83 | 53.38 | 51.95
NYISO_G-I | 17.77 | 17.94 | 17.76 | 17.61 | 17.45 | 17.3
NYISO_J-K | 66.87 | 68.62 | 68.13 | 67.62 | 67.09 | 66.55
PJM_E | 125.5 | 112.35 | 110.15 | 108.19 | 106.24 | 104.31
PJM_ROM | 140.19 | 140.42 | 137.63 | 135.16 | 132.7 | 130.26
PJM_ROR | 522.62 | 488.85 | 478.07 | 467.51 | 457.93 | 448.52
SOCO | 257.48 | 266.57 | 262.41 | 259.62 | 256.96 | 254.33
SPP_N | 75.07 | 77.21 | 76.83 | 76.45 | 76.07 | 75.69
SPP_S | 163.44 | 162.45 | 157.85 | 154.39 | 151.36 | 148.39
TVA | 177.61 | 171.79 | 166.97 | 162.64 | 158.45 | 154.36
TVA_Transmission | 0 | 0 | 0 | 0 | 0 | 0
VACAR | 239.18 | 246.2 | 244.81 | 244.08 | 243.43 | 242.79
IESO | 135.56 | 126.65 | 124.54 | 122.45 | 120.41 | 118.39
MAPP_CA | 51.41 | 52.45 | 51.85 | 51.26 | 50.68 | 50.11
AZ_NM_SNV_Coal | 127.58 | 132.93 | 134.79 | 136.9 | 138.78 | 140.8
AZ_NM_SNV_Gas | 0 | 0 | 0 | 0 | 0 | 0
AZ_NM_SNV_NucRenew | 0 | 0 | 0 | 0 | 0 | 0
ERCOT | 327.58 | 334.86 | 329.59 | 322.99 | 317.26 | 311.56
NP15 | 108.29 | 106.92 | 106 | 106.4 | 106.28 | 106.05
NWPP_Coal | 246.34 | 244.68 | 241.13 | 240.79 | 239.79 | 238.49
NWPP_Gas | 0 | 0 | 0 | 0 | 0 | 0
NWPP_NucRenew | 0 | 0 | 0 | 0 | 0 | 0
RMPA | 71.41 | 73.15 | 74.09 | 75.04 | 75.99 | 76.95
SP15 | 179.67 | 181.91 | 180.43 | 181.19 | 181.07 | 180.77
ALB | 66.23 | 67.54 | 68.87 | 70.24 | 71.63 | 73.04
BC | 64.11 | 63.95 | 63.8 | 63.64 | 63.49 | 63.34
HQ_IESO | 0 | 0 | 0 | 0 | 0 | 0
HQ_NEISO | 0 | 0 | 0 | 0 | 0 | 0
HQ_NY | 0 | 0 | 0 | 0 | 0 | 0
MARITIMES | 0 | 0 | 0 | 0 | 0 | 0
All | 4350.45 | 4321.41 | 4256.78 | 4204.78 | 4156.61 | 4108.96
EI_US | 2972.26 | 2936.36 | 2881.69 | 2833.87 | 2791.23 | 2749.45
EI_Canada | 186.97 | 179.1 | 176.39 | 173.72 | 171.09 | 168.5
EI | 3159.24 | 3115.46 | 3058.08 | 3007.59 | 2962.32 | 2917.96
Outside_EI | 1191.21 | 1205.95 | 1198.7 | 1197.19 | 1194.29 | 1191.01
#3 | Generation Minus Energy (TWh)
Generation Minus Energy by Pool & Region:
Pool/Region | 2015 | 2020 | 2025 | 2030 | 2035 | 2040
ENT | 2.11 | -27.25 | -42.39 | -56.94 | -58.04 | -69.02
FRCC | -0.79 | -1.77 | -1.73 | -0.19 | -0.9 | -0.63
MAPP_US | 1.56 | 14.04 | 16.36 | 17.15 | 17.65 | 17.94
MISO_IN | -11.58 | 11.79 | -20.98 | 8.88 | 12.79 | 9.98
MISO_MI | -17.35 | -17.23 | -11.79 | -17.27 | -25.86 | -28.39
MISO_MO-IL | 13.26 | -12.69 | -15.42 | -0.04 | 2.85 | -1.52
MISO_W | 3.66 | -23.05 | 75.99 | 97.32 | 81.67 | 81.73
MISO_WUMS | 5.07 | -0.42 | -2.87 | -8.79 | -20.21 | -20.09
NE | 12.15 | 31.1 | 28.12 | 28.74 | 19.6 | 19.92
NEISO | -25.11 | -23.02 | -21.04 | -15.21 | -23.33 | -26.46
NonRTO_Midwest | -0.78 | -2.83 | -9.88 | -9.45 | -4.68 | -1.5
NYISO_A-F | 14.63 | 18.92 | 18.67 | 20 | 15.88 | 9.18
NYISO_G-I | 3.19 | 4.51 | 3.45 | 2.07 | 5.28 | 0.3
NYISO_J-K | -41.71 | -42.9 | -43.42 | -50.67 | -45.28 | -44.03
PJM_E | -5.57 | 14.83 | 17.15 | 4.6 | 1.25 | -7.27
PJM_ROM | -62.31 | -55.23 | -52.57 | -58.68 | -23.18 | 28.75
PJM_ROR | 80.05 | 42.5 | 3.53 | -50.59 | -59.85 | -103.66
SOCO | -2.03 | -5.04 | -9.56 | -7.86 | -3.61 | -1.47
SPP_N | 0.65 | 47.03 | 66.88 | 66.77 | 67.51 | 67.96
SPP_S | -14.33 | -10.88 | -11.24 | 15.87 | 19.61 | 22.64
TVA | -0.98 | -2.54 | -9.62 | -20.27 | -21.99 | -20.85
TVA_Transmission | 0 | 0 | 0 | 0 | 0 | 0
VACAR | -14.19 | -13.64 | -21.58 | -17.92 | -8.5 | -1.79
IESO | 31.24 | 38.1 | 33.56 | 34.92 | 29.37 | 19.39
MAPP_CA | 1.52 | 3.15 | 4.38 | 5.53 | 6.18 | 6.55
AZ_NM_SNV_Coal | -66.02 | -95.52 | -134.79 | -136.9 | -138.78 | -140.8
AZ_NM_SNV_Gas | 50.36 | 45.94 | 73.78 | 32.11 | 16.13 | 14.62
AZ_NM_SNV_NucRenew | 42.13 | 72.39 | 85.7 | 113.45 | 145.39 | 147.33
ERCOT | 0.02 | -4.33 | -5.33 | -6.45 | -5.86 | -5.77
NP15 | 0.23 | 5.25 | 14.86 | 1.35 | -2.2 | 14.3
NWPP_Coal | -194.81 | -207.79 | -239.85 | -239.51 | -238.51 | -237.21
NWPP_Gas | 50.58 | 60.47 | 60.47 | 14.4 | 12.18 | 9.14
NWPP_NucRenew | 162.47 | 162.75 | 172.19 | 228.15 | 228.15 | 230.17
RMPA | -0.86 | -4.24 | -5.01 | -3.75 | -3.96 | -4.62
SP15 | -43.72 | -43.75 | -33.6 | -14.61 | -22.86 | -37.04
ALB | 1.14 | 0.6 | -1.22 | -0.84 | 0.56 | 0.69
BC | -1.55 | -0.54 | 2.33 | 0.92 | -1.09 | -1.31
HQ_IESO | 2.34 | 2.34 | 2.34 | 2.34 | 2.34 | 12.64
HQ_NEISO | 19.18 | 19.18 | 19.18 | 19.18 | 19.18 | 24.18
HQ_NY | 5.84 | 5.84 | 5.84 | 5.84 | 10.78 | 18.08
MARITIMES | 8.76 | 8.76 | 8.76 | 8.76 | 8.76 | 10.99
All | 8.44 | 14.84 | 19.65 | 12.41 | 14.39 | 13.04
EI_US | -26.61 | -19.97 | -10.15 | -18.71 | -12.64 | -15.04
EI_Canada | 35.09 | 43.59 | 40.27 | 42.79 | 37.89 | 38.58
EI | 8.48 | 23.61 | 30.12 | 24.08 | 25.25 | 23.54
Outside_EI | -0.04 | -8.77 | -10.48 | -11.67 | -10.86 | -10.5
#4 | Fuel Use (TBtu)
Total Fuel Consumption by Reporting Type: Entergy
ReportingType | 2015 | 2020 | 2025 | 2030 | 2035 | 2040
BM | 0 | 0 | 0 | 0 | 0 | 0
CC | 458.84 | 579.31 | 466.56 | 334.08 | 344.94 | 298.58
CSP | 0 | 0 | 0 | 0 | 0 | 0
CT | 0 | 0 | 0 | 0 | 0 | 0
Coal | 563.57 | 50.94 | 7.35 | 0.7 | 1.34 | 1.34
Geo | 0 | 0 | 0 | 0 | 0 | 0
H | 0 | 0 | 0 | 0 | 0 | 0
LFG | 0 | 0 | 11.56 | 11.56 | 11.56 | 11.56
Nuc | 464.87 | 464.87 | 464.87 | 464.87 | 392.68 | 307.2
PS | 0 | 0 | 0 | 0 | 0 | 0
PV | 0 | 0 | 0 | 0 | 0 | 0
PeakG | 0 | 0 | 0.95 | 0 | 0 | 0
PeakO | 0 | 0 | 0 | 0 | 0 | 0
ST | 0 | 0 | 0 | 0 | 0 | 0
STOG | 3.98 | 7.77 | 0 | 0 | 0 | 0
STWD | 0.27 | 1.73 | 1.82 | 8.48 | 10.18 | 10.18
WT | 0 | 0 | 0 | 0 | 0 | 0
IGCC | 0 | 0 | 0 | 0 | 0 | 0
DemandResponse | 0 | 0 | 0 | 0 | 0 | 0
IGCC-CCS | 0 | 0 | 0 | 0 | 0 | 0
WT_off | 0 | 0 | 0 | 0 | 0 | 0
PseudoUnit | 0 | 0 | 0 | 0 | 0 | 0
FixedInterchange | 0 | 0 | 0 | 0 | 0 | 0
Total Fuel Consumption by Reporting Type: FRCC
ReportingType | 2015 | 2020 | 2025 | 2030 | 2035 | 2040
BM | 0 | 0 | 0 | 0 | 0 | 0
CC | 1230.31 | 1343.7 | 1302.51 | 465.51 | 434.67 | 323.74
CSP | 0 | 0 | 0 | 0 | 0 | 0
CT | 5.26 | 10.27 | 17.78 | 9.85 | 0 | 0
Coal | 180.23 | 41.01 | 0 | 0 | 0 | 0
Geo | 0 | 0 | 0 | 0 | 0 | 0
H | 0 | 0 | 0 | 0 | 0 | 0
LFG | 0 | 0 | 21.31 | 21.31 | 21.31 | 21.31
Nuc | 352.09 | 352.09 | 457.56 | 1756.69 | 1831.02 | 2037.65
PS | 0 | 0 | 0 | 0 | 0 | 0
PV | 0 | 0 | 0 | 0 | 0 | 0
PeakG | 4.35 | 18.19 | 5.28 | 0 | 0 | 0
PeakO | 0 | 0 | 0 | 0 | 0 | 0
ST | 0 | 0 | 0 | 0 | 0 | 0
STOG | 0 | 0 | 0 | 0 | 0 | 0
STWD | 1.49 | 4.53 | 15.45 | 15.45 | 15.45 | 15.45
WT | 0 | 0 | 0 | 0 | 0 | 0
IGCC | 0 | 0 | 0 | 0 | 0 | 0
DemandResponse | 0 | 0 | 0 | 0 | 0 | 0
IGCC-CCS | 0 | 0 | 0 | 0 | 0 | 0
WT_off | 0 | 0 | 0 | 0 | 0 | 0
PseudoUnit | 0 | 0 | 0 | 0 | 0 | 0
FixedInterchange | 0 | 0 | 0 | 0 | 0 | 0
Total Fuel Consumption by Reporting Type: MAPP_US
ReportingType | 2015 | 2020 | 2025 | 2030 | 2035 | 2040
BM | 0 | 0 | 0 | 0 | 0 | 0
CC | 1.46 | 2.62 | 1.39 | 0.8 | 1.37 | 1.35
CSP | 0 | 0 | 0 | 0 | 0 | 0
CT | 0 | 0 | 0.34 | 0.08 | 0.12 | 0.12
Coal | 148.89 | 10.79 | 0 | 0 | 0 | 0
Geo | 0 | 0 | 0 | 0 | 0 | 0
H | 0 | 0 | 0 | 0 | 0 | 0
LFG | 0 | 0 | 0 | 7.71 | 7.71 | 7.71
Nuc | 0 | 0 | 0 | 0 | 0 | 0.01
PS | 0 | 0 | 0 | 0 | 0 | 0
PV | 0 | 0 | 0 | 0 | 0 | 0
PeakG | 0.49 | 1.33 | 0.92 | 0.72 | 1.54 | 1.11
PeakO | 0 | 0 | 0.05 | 0 | 0 | 0
ST | 0 | 0 | 0 | 0 | 0 | 0
STOG | 0 | 0 | 0 | 0 | 0 | 0
STWD | 0 | 0 | 0 | 0 | 0 | 0
WT | 0.01 | 0.03 | 0.03 | 0.03 | 0.03 | 0.03
IGCC | 0 | 0 | 0 | 0 | 0 | 0
DemandResponse | 0 | 0 | 0 | 0 | 0 | 0
IGCC-CCS | 0 | 0 | 0 | 0 | 0 | 0
WT_off | 0 | 0 | 0 | 0 | 0 | 0
PseudoUnit | 0 | 0 | 0 | 0 | 0 | 0
FixedInterchange | 0 | 0 | 0 | 0 | 0 | 0
Total Fuel Consumption by Reporting Type: MISO_IN
ReportingType | 2015 | 2020 | 2025 | 2030 | 2035 | 2040
BM | 0 | 0 | 0 | 0 | 0 | 0
CC | 127.08 | 393.92 | 395.26 | 269.52 | 281.69 | 253.06
CSP | 0 | 0 | 0 | 0 | 0 | 0
CT | 0 | 0 | 0 | 0 | 0 | 0
Coal | 574.31 | 368.16 | 0 | 0 | 0 | 0
Geo | 0 | 0 | 0 | 0 | 0 | 0
H | 0 | 0 | 0 | 0 | 0 | 0
LFG | 0 | 0 | 8.62 | 8.62 | 8.62 | 8.62
Nuc | 0 | 0 | 0.01 | 0.01 | 0.01 | 0.01
PS | 0 | 0 | 0 | 0 | 0 | 0
PV | 0 | 0 | 0 | 0 | 0 | 0
PeakG | 0 | 0.81 | 3.5 | 3.38 | 3.38 | 3.38
PeakO | 0 | 0 | 0.06 | 0 | 0 | 0
ST | 0 | 0 | 0 | 0 | 0 | 0
STOG | 0.34 | 0.65 | 0 | 0 | 0 | 0
STWD | 0 | 0 | 0 | 0 | 0 | 0
WT | 0 | 0 | 0.01 | 0.05 | 0.05 | 0.05
IGCC | 40.45 | 40.45 | 12.7 | 1.07 | 2.08 | 1.07
DemandResponse | 0 | 0 | 0 | 0 | 0 | 0
IGCC-CCS | 0 | 0 | 0 | 0 | 0 | 0
WT_off | 0 | 0 | 0 | 0 | 0 | 0
PseudoUnit | 0 | 0 | 0 | 0 | 0 | 0
FixedInterchange | 0 | 0 | 0 | 0 | 0 | 0
Total Fuel Consumption by Reporting Type: MISO_MI
ReportingType | 2015 | 2020 | 2025 | 2030 | 2035 | 2040
BM | 0 | 0 | 0 | 0 | 0 | 0
CC | 180.7 | 324.37 | 331.86 | 199.7 | 175.86 | 155.05
CSP | 0 | 0 | 0 | 0 | 0 | 0
CT | 0 | 0 | 0 | 0 | 0 | 0
Coal | 242.25 | 0 | 0 | 0 | 0 | 0
Geo | 0 | 0 | 0 | 0 | 0 | 0
H | 0 | 0 | 0 | 0 | 0 | 0
LFG | 0 | 0 | 17.24 | 17.24 | 17.24 | 17.24
Nuc | 174.19 | 174.19 | 174.19 | 174.19 | 102.45 | 102.45
PS | 0 | 0 | 0 | 0 | 0 | 0
PV | 0 | 0 | 0 | 0 | 0 | 0
PeakG | 0.22 | 1.24 | 5.54 | 3.89 | 3.89 | 3.89
PeakO | 0 | 0 | 0.12 | 0 | 0 | 0
ST | 0 | 0 | 0 | 0 | 0 | 0
STOG | 3.38 | 5.02 | 0 | 0 | 0 | 0
STWD | 13.39 | 13.13 | 2.15 | 7.2 | 7.2 | 9.84
WT | 0.01 | 0.01 | 0.01 | 0.02 | 0.02 | 0.02
IGCC | 0 | 0 | 0 | 0 | 0 | 0
DemandResponse | 0 | 0 | 0 | 0 | 0 | 0
IGCC-CCS | 0 | 0 | 0 | 0 | 0 | 0
WT_off | 0 | 0 | 0 | 0 | 0 | 0
PseudoUnit | 0 | 0 | 0 | 0 | 0 | 0
FixedInterchange | 0 | 0 | 0 | 0 | 0 | 0
Total Fuel Consumption by Reporting Type: MISO_MO-IL
ReportingType | 2015 | 2020 | 2025 | 2030 | 2035 | 2040
BM | 0 | 0 | 0 | 0 | 0 | 0
CC | 93.08 | 238.9 | 205.56 | 102.3 | 110.02 | 81.03
CSP | 0 | 0 | 0 | 0 | 0 | 0
CT | 0 | 0 | 0 | 0 | 0 | 0
Coal | 715.85 | 200.9 | 26.24 | 3.34 | 6.51 | 4.06
Geo | 0 | 0 | 0 | 0 | 0 | 0
H | 0 | 0 | 0 | 0 | 0 | 0
LFG | 0 | 0 | 24.03 | 24.03 | 24.03 | 24.03
Nuc | 178.81 | 178.81 | 178.81 | 178.81 | 178.81 | 178.81
PS | 0 | 0 | 0 | 0 | 0 | 0
PV | 0 | 0 | 0 | 0 | 0 | 0
PeakG | 1.58 | 4.97 | 9.61 | 4.97 | 9.48 | 6.9
PeakO | 0 | 0 | 0.14 | 0 | 0 | 0
ST | 0 | 0 | 0 | 0 | 0 | 0
STOG | 0.18 | 0.22 | 0 | 0 | 0 | 0
STWD | 0 | 0 | 0 | 0 | 0 | 0
WT | 0 | 0 | 0.02 | 0.05 | 0.05 | 0.05
IGCC | 0 | 0 | 0 | 0 | 0 | 0
DemandResponse | 0 | 0 | 0 | 0 | 0 | 0
IGCC-CCS | 0 | 0 | 0 | 0 | 0 | 0
WT_off | 0 | 0 | 0 | 0 | 0 | 0
PseudoUnit | 0 | 0 | 0 | 0 | 0 | 0
FixedInterchange | 0 | 0 | 0 | 0 | 0 | 0
Total Fuel Consumption by Reporting Type: MISO_W
ReportingType | 2015 | 2020 | 2025 | 2030 | 2035 | 2040
BM | 0 | 0 | 0 | 0 | 0 | 0
CC | 118.71 | 225.29 | 52.65 | 31.29 | 36.88 | 28.12
CSP | 0 | 0 | 0 | 0 | 0 | 0
CT | 0 | 0 | 0 | 0 | 0 | 0
Coal | 739.33 | 268.4 | 13.62 | 13.62 | 13.62 | 13.62
Geo | 0 | 0 | 0 | 0 | 0 | 0
H | 0 | 0 | 0 | 0 | 0 | 0
LFG | 0 | 0 | 0 | 7.71 | 7.71 | 7.71
Nuc | 190.11 | 190.11 | 190.11 | 190.11 | 0.01 | 0.01
PS | 0 | 0 | 0 | 0 | 0 | 0
PV | 0 | 0 | 0 | 0 | 0 | 0
PeakG | 2.75 | 1.99 | 4.8 | 1.09 | 3.58 | 2.74
PeakO | 0 | 0 | 0.64 | 0 | 0 | 0
ST | 0 | 0 | 0 | 0 | 0 | 0
STOG | 0 | 0.02 | 0 | 0 | 0 | 0
STWD | 0.67 | 2.41 | 2.27 | 2.35 | 3.64 | 3.64
WT | 0.03 | 0.03 | 0.18 | 0.2 | 0.2 | 0.2
IGCC | 0 | 0 | 0 | 0 | 0 | 0
DemandResponse | 0 | 0 | 0 | 0 | 0 | 0
IGCC-CCS | 0 | 0 | 0 | 0 | 0 | 0
WT_off | 0 | 0 | 0 | 0 | 0 | 0
PseudoUnit | 0 | 0 | 0 | 0 | 0 | 0
FixedInterchange | 0 | 0 | 0 | 0 | 0 | 0
Total Fuel Consumption by Reporting Type: MISO_WUMS
ReportingType | 2015 | 2020 | 2025 | 2030 | 2035 | 2040
BM | 0 | 0 | 0 | 0 | 0 | 0
CC | 257.56 | 272.2 | 225.94 | 136.61 | 143.56 | 131.46
CSP | 0 | 0 | 0 | 0 | 0 | 0
CT | 0 | 0 | 0 | 0 | 0 | 0
Coal | 107.22 | 29.84 | 11.44 | 7.76 | 8.17 | 8.17
Geo | 0 | 0 | 0 | 0 | 0 | 0
H | 0 | 0 | 0 | 0 | 0 | 0
LFG | 0 | 0 | 20.57 | 24.03 | 24.03 | 24.03
Nuc | 150.68 | 150.68 | 150.68 | 150.68 | 0.01 | 0.01
PS | 0 | 0 | 0 | 0 | 0 | 0
PV | 0 | 0 | 0 | 0 | 0 | 0
PeakG | 0 | 1.12 | 3.68 | 1.51 | 3.53 | 3.53
PeakO | 0 | 0 | 0.09 | 0 | 0 | 0
ST | 0 | 0 | 0 | 0 | 0 | 0
STOG | 0 | 0 | 0 | 0 | 0 | 0
STWD | 0.56 | 0.94 | 0.88 | 1.54 | 2.06 | 2.68
WT | 0 | 0 | 0.01 | 0.01 | 0.01 | 0.01
IGCC | 0 | 0 | 0 | 0 | 0 | 0
DemandResponse | 0 | 0 | 0 | 0 | 0 | 0
IGCC-CCS | 0 | 0 | 0 | 0 | 0 | 0
WT_off | 0 | 0 | 0 | 0 | 0 | 0
PseudoUnit | 0 | 0 | 0 | 0 | 0 | 0
FixedInterchange | 0 | 0 | 0 | 0 | 0 | 0
Total Fuel Consumption by Reporting Type: Nebraska
ReportingType | 2015 | 2020 | 2025 | 2030 | 2035 | 2040
BM | 0 | 0 | 0 | 0 | 0 | 0
CC | 3.03 | 1.98 | 1.87 | 1.08 | 1.87 | 1.87
CSP | 0 | 0 | 0 | 0 | 0 | 0
CT | 0 | 0 | 0 | 0 | 0 | 0
Coal | 332.69 | 37.03 | 1.46 | 0.17 | 0.23 | 0.43
Geo | 0 | 0 | 0 | 0 | 0 | 0
H | 0 | 0 | 0 | 0 | 0 | 0
LFG | 0 | 0 | 0 | 7.71 | 7.71 | 7.71
Nuc | 104.28 | 104.28 | 104.28 | 104.28 | 0.02 | 0.02
PS | 0 | 0 | 0 | 0 | 0 | 0
PV | 0 | 0 | 0 | 0 | 0 | 0
PeakG | 0.43 | 0 | 1.51 | 0.03 | 1.5 | 0.58
PeakO | 0 | 0 | 0.12 | 0 | 0 | 0
ST | 0 | 0 | 0 | 0 | 0 | 0
STOG | 0 | 0 | 0 | 0 | 0 | 0
STWD | 0 | 0 | 0 | 0 | 0 | 0
WT | 0 | 0.05 | 0.05 | 0.05 | 0.05 | 0.05
IGCC | 0 | 0 | 0 | 0 | 0 | 0
DemandResponse | 0 | 0 | 0 | 0 | 0 | 0
IGCC-CCS | 0 | 0 | 0 | 0 | 0 | 0
WT_off | 0 | 0 | 0 | 0 | 0 | 0
PseudoUnit | 0 | 0 | 0 | 0 | 0 | 0
FixedInterchange | 0 | 0 | 0 | 0 | 0 | 0
Total Fuel Consumption by Reporting Type: NEISO
ReportingType | 2015 | 2020 | 2025 | 2030 | 2035 | 2040
BM | 24.48 | 15.52 | 2.49 | 19.56 | 17.63 | 17.63
CC | 239.29 | 186.78 | 141.01 | 85.05 | 78.42 | 68.15
CSP | 0 | 0 | 0 | 0 | 0 | 0
CT | 0.03 | 0.12 | 0.37 | 0.36 | 0 | 0
Coal | 0.36 | 0 | 0 | 0 | 0 | 0
Geo | 0 | 0 | 0 | 0 | 0 | 0
H | 0 | 0 | 0 | 0 | 0 | 0
LFG | 5.3 | 5.3 | 5.3 | 12.81 | 12.81 | 12.81
Nuc | 365.51 | 365.51 | 365.51 | 365.51 | 264.08 | 195.08
PS | 0 | 0 | 0 | 0 | 0 | 0
PV | 0 | 0 | 0 | 0 | 0 | 0
PeakG | 0.33 | 0.4 | 0 | 0 | 0 | 0
PeakO | 0 | 0 | 0 | 0 | 0 | 0
ST | 0 | 0 | 0 | 0 | 0 | 0
STOG | 0 | 0 | 0 | 0 | 0 | 0
STWD | 33.56 | 6.24 | 1.45 | 6.76 | 7.04 | 6.47
WT | 0 | 0.01 | 0.01 | 0.02 | 0.02 | 0.02
IGCC | 0 | 0 | 0 | 0 | 0 | 0
DemandResponse | 0 | 0 | 0 | 0 | 0 | 0
IGCC-CCS | 0 | 0 | 0 | 0 | 0 | 0
WT_off | 0 | 0 | 0 | 0 | 0 | 0
PseudoUnit | 0 | 0 | 0 | 0 | 0 | 0
FixedInterchange | 0 | 0 | 0 | 0 | 0 | 0
Total Fuel Consumption by Reporting Type: NonRTO_Midwest
ReportingType | 2015 | 2020 | 2025 | 2030 | 2035 | 2040
BM | 0 | 0 | 0 | 0 | 0 | 0
CC | 54.23 | 260.31 | 259.89 | 258.75 | 249.21 | 236.18
CSP | 0 | 0 | 0 | 0 | 0 | 0
CT | 0 | 0 | 0 | 0 | 0 | 0
Coal | 488.21 | 145.02 | 9 | 9 | 9 | 9
Geo | 0 | 0 | 0 | 0 | 0 | 0
H | 0 | 0 | 0 | 0 | 0 | 0
LFG | 0 | 0 | 17.24 | 17.24 | 17.24 | 17.24
Nuc | 0 | 0.01 | 0.01 | 0.03 | 49.65 | 91.63
PS | 0 | 0 | 0 | 0 | 0 | 0
PV | 0 | 0 | 0 | 0 | 0 | 0
PeakG | 1.72 | 2.83 | 14.01 | 3.42 | 4.35 | 2.41
PeakO | 0 | 0 | 0 | 0 | 0 | 0
ST | 0 | 0 | 0 | 0 | 0 | 0
STOG | 0 | 0 | 0 | 0 | 0 | 0
STWD | 0 | 0 | 0 | 0 | 0 | 0
WT | 0 | 0 | 0 | 0 | 0 | 0
IGCC | 0 | 0 | 0 | 0 | 0 | 0
DemandResponse | 0 | 0 | 0 | 0 | 0 | 0
IGCC-CCS | 0 | 0 | 0 | 0 | 0 | 0
WT_off | 0 | 0 | 0 | 0 | 0 | 0
PseudoUnit | 0 | 0 | 0 | 0 | 0 | 0
FixedInterchange | 0 | 0 | 0 | 0 | 0 | 0
Total Fuel Consumption by Reporting Type: NYISO_A-F
ReportingType | 2015 | 2020 | 2025 | 2030 | 2035 | 2040
BM | 0 | 0 | 0 | 0 | 0 | 0
CC | 53.2 | 52.4 | 37.77 | 29.36 | 24.99 | 15.11
CSP | 0 | 0 | 0 | 0 | 0 | 0
CT | 0 | 0 | 0 | 0 | 0 | 0
Coal | 0 | 0 | 0 | 0 | 0 | 0
Geo | 0 | 0 | 0 | 0 | 0 | 0
H | 0 | 0 | 0 | 0 | 0 | 0
LFG | 0.69 | 0.69 | 0.69 | 8 | 8 | 8
Nuc | 270.5 | 270.5 | 270.5 | 220.56 | 173.9 | 105.39
PS | 0 | 0 | 0 | 0 | 0 | 0
PV | 0 | 0 | 0 | 0 | 0 | 0
PeakG | 0.06 | 0.07 | 0 | 0 | 0 | 0
PeakO | 0 | 0 | 0 | 0 | 0 | 0
ST | 0 | 0 | 0 | 0 | 0 | 0
STOG | 0 | 0 | 0 | 0 | 0 | 0
STWD | 0 | 0 | 0 | 0 | 0 | 0
WT | 0.01 | 0.01 | 0.01 | 0.02 | 0.02 | 0.02
IGCC | 0 | 0 | 0 | 0 | 0 | 0
DemandResponse | 0 | 0 | 0 | 0 | 0 | 0
IGCC-CCS | 0 | 0 | 0 | 0 | 0 | 0
WT_off | 0 | 0 | 0 | 0 | 0 | 0
PseudoUnit | 0 | 0 | 0 | 0 | 0 | 0
FixedInterchange | 0 | 0 | 0 | 0 | 0 | 0
Total Fuel Consumption by Reporting Type: NYISO_G-I
ReportingType | 2015 | 2020 | 2025 | 2030 | 2035 | 2040
BM | 0 | 0 | 0 | 0 | 0 | 0
CC | 30.66 | 40.16 | 31.17 | 10.63 | 79.54 | 97.21
CSP | 0 | 0 | 0 | 0 | 0 | 0
CT | 0 | 0 | 0 | 0 | 0 | 0
Coal | 0 | 0 | 0 | 0 | 0 | 0
Geo | 0 | 0 | 0 | 0 | 0 | 0
H | 0 | 0 | 0 | 0 | 0 | 0
LFG | 0 | 0 | 0 | 8 | 8 | 8
Nuc | 162.83 | 162.83 | 162.83 | 162.83 | 81.65 | 0.03
PS | 0 | 0 | 0 | 0 | 0 | 0
PV | 0 | 0 | 0 | 0 | 0 | 0
PeakG | 0 | 0 | 0 | 0 | 0 | 0
PeakO | 0 | 0 | 0 | 0 | 0 | 0
ST | 0 | 0 | 0 | 0 | 0 | 0
STOG | 0 | 0 | 0 | 0 | 0 | 0
STWD | 0 | 0 | 0 | 0 | 0 | 0
WT | 0 | 0 | 0 | 0 | 0 | 0
IGCC | 0 | 0 | 0 | 0 | 0 | 0
DemandResponse | 0 | 0 | 0 | 0 | 0 | 0
IGCC-CCS | 0 | 0 | 0 | 0 | 0 | 0
WT_off | 0 | 0 | 0 | 0 | 0 | 0
PseudoUnit | 0 | 0 | 0 | 0 | 0 | 0
FixedInterchange | 0 | 0 | 0 | 0 | 0 | 0
Total Fuel Consumption by Reporting Type: NYISO_J-K
ReportingType | 2015 | 2020 | 2025 | 2030 | 2035 | 2040
BM | 0 | 0 | 0 | 0 | 0 | 0
CC | 160.17 | 158.73 | 154.15 | 95.42 | 130.08 | 135.14
CSP | 0 | 0 | 0 | 0 | 0 | 0
CT | 0 | 0 | 0 | 0 | 0 | 0
Coal | 0 | 0 | 0 | 0 | 0 | 0
Geo | 0 | 0 | 0 | 0 | 0 | 0
H | 0 | 0 | 0 | 0 | 0 | 0
LFG | 0 | 0 | 0 | 8 | 8 | 8
Nuc | 0 | 0 | 0 | 0.01 | 0.02 | 0.02
PS | 0 | 0 | 0 | 0 | 0 | 0
PV | 0 | 0 | 0 | 0 | 0 | 0
PeakG | 1.66 | 6.25 | 6.87 | 6.68 | 7.52 | 8.24
PeakO | 0 | 0 | 0.32 | 0 | 0 | 0
ST | 0 | 0 | 0 | 0 | 0 | 0
STOG | 4.6 | 7.99 | 3.45 | 2.2 | 2.2 | 2.2
STWD | 0 | 0 | 0 | 0 | 0 | 0
WT | 0 | 0 | 0 | 0 | 0 | 0
IGCC | 0 | 0 | 0 | 0 | 0 | 0
DemandResponse | 0 | 0 | 0 | 0 | 0 | 0
IGCC-CCS | 0 | 0 | 0 | 0 | 0 | 0
WT_off | 0 | 0 | 0 | 0 | 0 | 0
PseudoUnit | 0 | 0 | 0 | 0 | 0 | 0
FixedInterchange | 0 | 0 | 0 | 0 | 0 | 0
Total Fuel Consumption by Reporting Type: PJM_E
ReportingType | 2015 | 2020 | 2025 | 2030 | 2035 | 2040
BM | 0.16 | 2.91 | 2.91 | 2.91 | 2.91 | 2.91
CC | 293.93 | 368.96 | 341.88 | 241.05 | 322.93 | 314.4
CSP | 0 | 0 | 0 | 0 | 0 | 0
CT | 0.01 | 0.11 | 0.11 | 0 | 0 | 0
Coal | 3.82 | 1.21 | 0.18 | 0.03 | 0.05 | 0.05
Geo | 0 | 0 | 0 | 0 | 0 | 0
H | 0 | 0 | 0 | 0 | 0 | 0
LFG | 0.98 | 15.28 | 15.28 | 15.28 | 15.28 | 15.28
Nuc | 702.72 | 651.97 | 651.97 | 651.97 | 468.33 | 371.38
PS | 0 | 0 | 0 | 0 | 0 | 0
PV | 0 | 0 | 0 | 0 | 0 | 0
PeakG | 0.87 | 10.22 | 10.22 | 10.22 | 10.22 | 10.22
PeakO | 0 | 0 | 0 | 0 | 0 | 0
ST | 0 | 0 | 0 | 0 | 0 | 0
STOG | 1.21 | 0 | 0 | 0 | 0 | 0
STWD | 0 | 0 | 0 | 0 | 0 | 0
WT | 0 | 0 | 0 | 0 | 0 | 0
IGCC | 0 | 0 | 0 | 0 | 0 | 0
DemandResponse | 0 | 0 | 0 | 0 | 0 | 0
IGCC-CCS | 0 | 0 | 0 | 0 | 0 | 0
WT_off | 0 | 0 | 0 | 0 | 0 | 0
PseudoUnit | 0 | 0 | 0 | 0 | 0 | 0
FixedInterchange | 0 | 0 | 0 | 0 | 0 | 0
Total Fuel Consumption by Reporting Type: PJM_ROM
ReportingType | 2015 | 2020 | 2025 | 2030 | 2035 | 2040
BM | 0.09 | 1.75 | 1.75 | 1.75 | 1.75 | 1.75
CC | 119.74 | 180.6 | 178.18 | 100.36 | 388.79 | 735.55
CSP | 0 | 0 | 0 | 0 | 0 | 0
CT | 0.01 | 0.07 | 0.07 | 0.03 | 0 | 0
Coal | 90.62 | 15.01 | 0.22 | 0.03 | 0.06 | 0.06
Geo | 0 | 0 | 0 | 0 | 0 | 0
H | 0 | 0 | 0 | 0 | 0 | 0
LFG | 2.04 | 30.56 | 30.56 | 30.56 | 30.56 | 30.56
Nuc | 420.79 | 420.79 | 420.79 | 420.79 | 276.07 | 200.95
PS | 0 | 0 | 0 | 0 | 0 | 0
PV | 0 | 0 | 0 | 0 | 0 | 0
PeakG | 0.16 | 1.52 | 3.33 | 3.33 | 6.5 | 3.33
PeakO | 0 | 0 | 0 | 0 | 0 | 0
ST | 0 | 0 | 0 | 0 | 0 | 0
STOG | 7.33 | 0 | 0 | 0 | 0 | 0
STWD | 0.16 | 5.38 | 5.38 | 5.38 | 5.38 | 5.38
WT | 0 | 0 | 0 | 0 | 0 | 0
IGCC | 0 | 0 | 0 | 0 | 0 | 0
DemandResponse | 0 | 0 | 0 | 0 | 0 | 0
IGCC-CCS | 0 | 0 | 0 | 0 | 0 | 0
WT_off | 0 | 0 | 0 | 0 | 0 | 0
PseudoUnit | 0 | 0 | 0 | 0 | 0 | 0
FixedInterchange | 0 | 0 | 0 | 0 | 0 | 0
Total Fuel Consumption by Reporting Type: PJM_ROR
ReportingType | 2015 | 2020 | 2025 | 2030 | 2035 | 2040
BM | 2.01 | 37.37 | 37.37 | 37.37 | 37.37 | 18.73
CC | 1419.8 | 1649.17 | 1580.42 | 1266.74 | 1345.93 | 1268.64
CSP | 0 | 0 | 0 | 0 | 0 | 0
CT | 0.03 | 0.12 | 0.12 | 0.06 | 0 | 0
Coal | 1769.38 | 588.06 | 65.11 | 5.15 | 7.87 | 7.87
Geo | 0 | 0 | 0 | 0 | 0 | 0
H | 0 | 0 | 0 | 0 | 0 | 0
LFG | 6.18 | 61.46 | 61.46 | 61.46 | 61.46 | 61.46
Nuc | 1644.81 | 1644.81 | 1644.81 | 1573.64 | 1222.73 | 821.9
PS | 0 | 0 | 0 | 0 | 0 | 0
PV | 0 | 0 | 0 | 0 | 0 | 0
PeakG | 9.9 | 34.59 | 59.5 | 28.13 | 38.93 | 20.66
PeakO | 0 | 0 | 0 | 0 | 0 | 0
ST | 0 | 0 | 0 | 0 | 0 | 0
STOG | 4.28 | 0 | 0 | 0 | 0 | 0
STWD | 0.43 | 15.91 | 15.91 | 10.46 | 11.69 | 13.33
WT | 0.03 | 0.03 | 0.04 | 0.04 | 0.04 | 0.04
IGCC | 0 | 0 | 0 | 0 | 0 | 0
DemandResponse | 0 | 0 | 0 | 0 | 0 | 0
IGCC-CCS | 0 | 0 | 0 | 0 | 0 | 0
WT_off | 0 | 0 | 0 | 0 | 0 | 0
PseudoUnit | 0 | 0 | 0 | 0 | 0 | 0
FixedInterchange | 0 | 0 | 0 | 0 | 0 | 0
Total Fuel Consumption by Reporting Type: SOCO
ReportingType | 2015 | 2020 | 2025 | 2030 | 2035 | 2040
BM | 0.5 | 1.26 | 3.89 | 5.34 | 5.34 | 5.34
CC | 1123.22 | 1219.27 | 1159.96 | 749.73 | 623.83 | 467.05
CSP | 0 | 0 | 0 | 0 | 0 | 0
CT | 0 | 0 | 0 | 0 | 0 | 0
Coal | 291.45 | 0 | 0 | 0 | 0 | 0
Geo | 0 | 0 | 0 | 0 | 0 | 0
H | 0 | 0 | 0 | 0 | 0 | 0
LFG | 0 | 0 | 11.56 | 11.56 | 11.56 | 11.56
Nuc | 494.38 | 673.18 | 673.18 | 1246.2 | 1458.48 | 1700.02
PS | 0 | 0 | 0 | 0 | 0 | 0
PV | 0 | 0 | 0 | 0 | 0 | 0
PeakG | 5.52 | 33.21 | 12.91 | 0 | 0 | 0
PeakO | 0 | 0 | 0 | 0 | 0 | 0
ST | 0 | 0 | 0 | 0 | 0 | 0
STOG | 0 | 0 | 0 | 0 | 0 | 0
STWD | 3.17 | 8.89 | 11.78 | 41.74 | 36.96 | 42.98
WT | 0 | 0 | 0 | 0 | 0 | 0
IGCC | 0 | 0 | 0 | 0 | 0 | 0
DemandResponse | 0 | 0 | 0 | 0 | 0 | 0
IGCC-CCS | 0 | 0 | 0 | 0 | 0 | 0
WT_off | 0 | 0 | 0 | 0 | 0 | 0
PseudoUnit | 0 | 0 | 0 | 0 | 0 | 0
FixedInterchange | 0 | 0 | 0 | 0 | 0 | 0
Total Fuel Consumption by Reporting Type: SPP_N
ReportingType | 2015 | 2020 | 2025 | 2030 | 2035 | 2040
BM | 0 | 0 | 0 | 0 | 0 | 0
CC | 21.81 | 10.92 | 10.75 | 6.79 | 6.79 | 6.79
CSP | 0 | 0 | 0 | 0 | 0 | 0
CT | 0 | 0 | 0 | 0 | 0 | 0
Coal | 619.46 | 105.53 | 2.93 | 0.1 | 0.45 | 0.87
Geo | 0 | 0 | 0 | 0 | 0 | 0
H | 0 | 0 | 0 | 0 | 0 | 0
LFG | 0 | 0 | 0 | 10.22 | 10.22 | 10.22
Nuc | 93.19 | 93.19 | 93.19 | 93.19 | 93.19 | 93.19
PS | 0 | 0 | 0 | 0 | 0 | 0
PV | 0 | 0 | 0 | 0 | 0 | 0
PeakG | 0.72 | 0 | 4.12 | 0 | 3.61 | 3.92
PeakO | 0 | 0 | 0.41 | 0 | 0 | 0
ST | 0 | 0 | 0 | 0 | 0 | 0
STOG | 0 | 0 | 0 | 0 | 0 | 0
STWD | 0 | 0 | 0 | 0 | 0 | 0
WT | 0 | 0.1 | 0.13 | 0.13 | 0.13 | 0.13
IGCC | 0 | 0 | 0 | 0 | 0 | 0
DemandResponse | 0 | 0 | 0 | 0 | 0 | 0
IGCC-CCS | 0 | 0 | 0 | 0 | 0 | 0
WT_off | 0 | 0 | 0 | 0 | 0 | 0
PseudoUnit | 0 | 0 | 0 | 0 | 0 | 0
FixedInterchange | 0 | 0 | 0 | 0 | 0 | 0
Total Fuel Consumption by Reporting Type: SPP_S
ReportingType | 2015 | 2020 | 2025 | 2030 | 2035 | 2040
BM | 0 | 0 | 0 | 0 | 0 | 0
CC | 277.59 | 81.73 | 81.33 | 62.32 | 61.7 | 63.44
CSP | 0 | 0 | 0 | 0 | 0 | 0
CT | 0 | 0 | 0.79 | 0.72 | 0.99 | 0.48
Coal | 906.59 | 71.5 | 6.22 | 0 | 0.22 | 0.96
Geo | 0 | 0 | 0 | 0 | 0 | 0
H | 0 | 0 | 0 | 0 | 0 | 0
LFG | 0 | 0 | 0 | 10.22 | 10.22 | 10.22
Nuc | 0 | 0 | 0.01 | 0.01 | 0.01 | 0.01
PS | 0 | 0 | 0 | 0 | 0 | 0
PV | 0 | 0 | 0 | 0 | 0 | 0
PeakG | 0 | 0 | 3.53 | 2.34 | 3.45 | 3.35
PeakO | 0 | 0 | 0.04 | 0 | 0 | 0
ST | 0 | 0 | 0 | 0 | 0 | 0
STOG | 12.98 | 9.65 | 17.06 | 4.04 | 4.04 | 1.88
STWD | 0.43 | 0.4 | 0.7 | 1.12 | 1.11 | 1.61
WT | 0.01 | 0.12 | 0.12 | 0.15 | 0.15 | 0.15
IGCC | 0 | 0 | 0 | 0 | 0 | 0
DemandResponse | 0 | 0 | 0 | 0 | 0 | 0
IGCC-CCS | 0 | 0 | 0 | 0 | 0 | 0
WT_off | 0 | 0 | 0 | 0 | 0 | 0
PseudoUnit | 0 | 0 | 0 | 0 | 0 | 0
FixedInterchange | 0 | 0 | 0 | 0 | 0 | 0
Total Fuel Consumption by Reporting Type: TVA
ReportingType | 2015 | 2020 | 2025 | 2030 | 2035 | 2040
BM | 0 | 0 | 0 | 0 | 0 | 0
CC | 293.04 | 494.44 | 465.85 | 359.72 | 347.1 | 289.17
CSP | 0 | 0 | 0 | 0 | 0 | 0
CT | 0 | 0 | 0 | 0 | 0 | 0
Coal | 471.57 | 90.28 | 0 | 0 | 0 | 0
Geo | 0 | 0 | 0 | 0 | 0 | 0
H | 0 | 0 | 0 | 0 | 0 | 0
LFG | 0 | 0 | 11.56 | 11.56 | 11.56 | 11.56
Nuc | 676.63 | 676.63 | 676.63 | 676.63 | 636.87 | 697.65
PS | 0 | 0 | 0 | 0 | 0 | 0
PV | 0 | 0 | 0 | 0 | 0 | 0
PeakG | 0 | 0 | 2.09 | 0.5 | 0 | 0
PeakO | 0 | 0 | 0 | 0 | 0 | 0
ST | 0 | 0 | 0 | 0 | 0 | 0
STOG | 0 | 0 | 0 | 0 | 0 | 0
STWD | 0.01 | 0.04 | 0.07 | 0.31 | 0.31 | 0.42
WT | 0 | 0 | 0 | 0 | 0 | 0
IGCC | 0 | 0 | 0 | 0 | 0 | 0
DemandResponse | 0 | 0 | 0 | 0 | 0 | 0
IGCC-CCS | 0 | 0 | 0 | 0 | 0 | 0
WT_off | 0 | 0 | 0 | 0 | 0 | 0
PseudoUnit | 0 | 0 | 0 | 0 | 0 | 0
FixedInterchange | 0 | 0 | 0 | 0 | 0 | 0
Total Fuel Consumption by Reporting Type: TVA_Transmission
ReportingType | 2015 | 2020 | 2025 | 2030 | 2035 | 2040
BM | 0 | 0 | 0 | 0 | 0 | 0
CC | 0 | 0 | 0 | 0 | 0 | 0
CSP | 0 | 0 | 0 | 0 | 0 | 0
CT | 0 | 0 | 0 | 0 | 0 | 0
Coal | 0 | 0 | 0 | 0 | 0 | 0
Geo | 0 | 0 | 0 | 0 | 0 | 0
H | 0 | 0 | 0 | 0 | 0 | 0
LFG | 0 | 0 | 0 | 0 | 0 | 0
Nuc | 0 | 0 | 0 | 0 | 0 | 0
PS | 0 | 0 | 0 | 0 | 0 | 0
PV | 0 | 0 | 0 | 0 | 0 | 0
PeakG | 0 | 0 | 0 | 0 | 0 | 0
PeakO | 0 | 0 | 0 | 0 | 0 | 0
ST | 0 | 0 | 0 | 0 | 0 | 0
STOG | 0 | 0 | 0 | 0 | 0 | 0
STWD | 0 | 0 | 0 | 0 | 0 | 0
WT | 0 | 0 | 0 | 0 | 0 | 0
IGCC | 0 | 0 | 0 | 0 | 0 | 0
DemandResponse | 0 | 0 | 0 | 0 | 0 | 0
IGCC-CCS | 0 | 0 | 0 | 0 | 0 | 0
WT_off | 0 | 0 | 0 | 0 | 0 | 0
PseudoUnit | 0 | 0 | 0 | 0 | 0 | 0
FixedInterchange | 0 | 0 | 0 | 0 | 0 | 0
Total Fuel Consumption by Reporting Type: VACAR
ReportingType | 2015 | 2020 | 2025 | 2030 | 2035 | 2040
BM | 0.09 | 0.99 | 43.01 | 43.01 | 43.01 | 43.01
CC | 572.74 | 593.56 | 577.22 | 389.98 | 401.51 | 251.85
CSP | 0 | 0 | 0 | 0 | 0 | 0
CT | 0.07 | 2.97 | 1.52 | 0 | 0 | 0
Coal | 350.52 | 111.97 | 13.17 | 1.54 | 3 | 3
Geo | 0 | 0 | 0 | 0 | 0 | 0
H | 0 | 0 | 0 | 0 | 0 | 0
LFG | 0.04 | 11.56 | 11.56 | 11.56 | 11.56 | 11.56
Nuc | 910.72 | 1100.09 | 1100.09 | 1473.89 | 1539.26 | 1867.53
PS | 0 | 0 | 0 | 0 | 0 | 0
PV | 0 | 0 | 0 | 0 | 0 | 0
PeakG | 0.24 | 7.44 | 7.42 | 0 | 0 | 0
PeakO | 0 | 0 | 0 | 0 | 0 | 0
ST | 0 | 0 | 0 | 0 | 0 | 0
STOG | 0 | 0 | 0 | 0 | 0 | 0
STWD | 24.47 | 24.47 | 24.47 | 23.75 | 22.79 | 21.83
WT | 0 | 0.01 | 0.01 | 0.01 | 0.01 | 0.01
IGCC | 0 | 0 | 0 | 0 | 0 | 0
DemandResponse | 0 | 0 | 0 | 0 | 0 | 0
IGCC-CCS | 0 | 0 | 0 | 0 | 0 | 0
WT_off | 0 | 0 | 0 | 0 | 0 | 0
PseudoUnit | 0 | 0 | 0 | 0 | 0 | 0
FixedInterchange | 0 | 0 | 0 | 0 | 0 | 0
Total Fuel Consumption by Reporting Type: IESO
ReportingType | 2015 | 2020 | 2025 | 2030 | 2035 | 2040
BM | 0 | 0.14 | 0.43 | 0.43 | 1.6 | 1.6
CC | 58.99 | 45.92 | 5.15 | 0.8 | 2.98 | 2.98
CSP | 0 | 0 | 0 | 0 | 0 | 0
CT | 0.13 | 0.13 | 0.13 | 0 | 0 | 0
Coal | 0 | 0 | 0 | 0 | 0 | 0
Geo | 0 | 0 | 0 | 0 | 0 | 0
H | 0 | 0 | 0 | 0 | 0 | 0
LFG | 1.56 | 1.56 | 1.56 | 1.56 | 1.61 | 1.61
Nuc | 1064.72 | 1064.72 | 1064.72 | 1064.72 | 980.48 | 854.53
PS | 0 | 0 | 0 | 0 | 0 | 0
PV | 0 | 0 | 0 | 0 | 0 | 0
PeakG | 0.1 | 0.17 | 0.17 | 0 | 0.14 | 0.13
PeakO | 0 | 0 | 0 | 0 | 0 | 0
ST | 0 | 0 | 0 | 0 | 0 | 0
STOG | 0 | 0 | 0 | 0 | 0 | 0
STWD | 0.16 | 0.54 | 0.28 | 0.54 | 0.54 | 0.54
WT | 0.01 | 0.01 | 0.01 | 0.01 | 0.01 | 0.01
IGCC | 0 | 0 | 0 | 0 | 0 | 0
DemandResponse | 0 | 0 | 0 | 0 | 0 | 0
IGCC-CCS | 0 | 0 | 0 | 0 | 0 | 0
WT_off | 0 | 0 | 0 | 0 | 0 | 0
PseudoUnit | 0 | 0 | 0 | 0 | 0 | 0
FixedInterchange | 0 | 0 | 0 | 0 | 0 | 0
Total Fuel Consumption by Reporting Type: MAPP_CA
ReportingType | 2015 | 2020 | 2025 | 2030 | 2035 | 2040
BM | 0 | 0 | 0 | 0 | 0 | 0
CC | 67.15 | 67.15 | 2.59 | 1.25 | 1.25 | 0
CSP | 0 | 0 | 0 | 0 | 0 | 0
CT | 0 | 0 | 0 | 0 | 0 | 0
Coal | 2.58 | 0 | 0 | 0 | 0 | 0
Geo | 0 | 0 | 0 | 0 | 0 | 0
H | 0 | 0 | 0.01 | 0.01 | 0.01 | 0.01
LFG | 0 | 0 | 0 | 0 | 0 | 0
Nuc | 0 | 0 | 0 | 0 | 0 | 0
PS | 0 | 0 | 0 | 0 | 0 | 0
PV | 0 | 0 | 0 | 0 | 0 | 0
PeakG | 0.69 | 2.03 | 0 | 0 | 0 | 0
PeakO | 0 | 0 | 0 | 0 | 0 | 0
ST | 0 | 0 | 0 | 0 | 0 | 0
STOG | 0.16 | 0 | 0 | 0 | 0 | 0
STWD | 0 | 0 | 0 | 0 | 0 | 0
WT | 0 | 0 | 0 | 0 | 0 | 0
IGCC | 0 | 0 | 0 | 0 | 0 | 0
DemandResponse | 0 | 0 | 0 | 0 | 0 | 0
IGCC-CCS | 0 | 0 | 0 | 0 | 0 | 0
WT_off | 0 | 0 | 0 | 0 | 0 | 0
PseudoUnit | 0 | 0 | 0 | 0 | 0 | 0
FixedInterchange | 0 | 0 | 0 | 0 | 0 | 0
Total Fuel Consumption by Reporting Type: AZ_NM_SNV_Coal
ReportingType | 2015 | 2020 | 2025 | 2030 | 2035 | 2040
BM | 0 | 0 | 0 | 0 | 0 | 0
CC | 0 | 0 | 0 | 0 | 0 | 0
CSP | 0 | 0 | 0 | 0 | 0 | 0
CT | 0 | 0 | 0 | 0 | 0 | 0
Coal | 608.91 | 365.56 | 0 | 0 | 0 | 0
Geo | 0 | 0 | 0 | 0 | 0 | 0
H | 0 | 0 | 0 | 0 | 0 | 0
LFG | 0 | 0 | 0 | 0 | 0 | 0
Nuc | 0 | 0 | 0 | 0 | 0 | 0
PS | 0 | 0 | 0 | 0 | 0 | 0
PV | 0 | 0 | 0 | 0 | 0 | 0
PeakG | 0 | 0 | 0 | 0 | 0 | 0
PeakO | 0 | 0 | 0 | 0 | 0 | 0
ST | 0 | 0 | 0 | 0 | 0 | 0
STOG | 0 | 0 | 0 | 0 | 0 | 0
STWD | 0 | 0 | 0 | 0 | 0 | 0
WT | 0 | 0 | 0 | 0 | 0 | 0
IGCC | 0 | 0 | 0 | 0 | 0 | 0
DemandResponse | 0 | 0 | 0 | 0 | 0 | 0
IGCC-CCS | 0 | 0 | 0 | 0 | 0 | 0
WT_off | 0 | 0 | 0 | 0 | 0 | 0
PseudoUnit | 0 | 0 | 0 | 0 | 0 | 0
FixedInterchange | 0 | 0 | 0 | 0 | 0 | 0
Total Fuel Consumption by Reporting Type: AZ_NM_SNV_Gas
ReportingType | 2015 | 2020 | 2025 | 2030 | 2035 | 2040
BM | 0 | 0 | 0 | 0 | 0 | 0
CC | 356.92 | 325.02 | 524.73 | 225.05 | 110.91 | 101.37
CSP | 0 | 0 | 0 | 0 | 0 | 0
CT | 0 | 0.21 | 1.56 | 0.82 | 0 | 0
Coal | 0 | 0 | 0 | 0 | 0 | 0
Geo | 0 | 0 | 0 | 0 | 0 | 0
H | 0 | 0 | 0 | 0 | 0 | 0
LFG | 0 | 0 | 0 | 0 | 0 | 0
Nuc | 0 | 0 | 0 | 0 | 0 | 0
PS | 0 | 0 | 0 | 0 | 0 | 0
PV | 0 | 0 | 0 | 0 | 0 | 0
PeakG | 0 | 0.1 | 0 | 0 | 0 | 0
PeakO | 0 | 0 | 0 | 0 | 0 | 0
ST | 0 | 0 | 0 | 0 | 0 | 0
STOG | 0 | 0 | 0 | 0 | 0 | 0
STWD | 0 | 0 | 0 | 0 | 0 | 0
WT | 0 | 0 | 0 | 0 | 0 | 0
IGCC | 0 | 0 | 0 | 0 | 0 | 0
DemandResponse | 0 | 0 | 1.5 | 0 | 1.02 | 1.9
IGCC-CCS | 0 | 0 | 0 | 0 | 0 | 0
WT_off | 0 | 0 | 0 | 0 | 0 | 0
PseudoUnit | 0 | 0 | 0 | 0 | 0 | 0
FixedInterchange | 0 | 0 | 0 | 0 | 0 | 0
Total Fuel Consumption by Reporting Type: AZ_NM_SNV_NucRenew
ReportingType | 2015 | 2020 | 2025 | 2030 | 2035 | 2040
BM | 0 | 0 | 0 | 0 | 0 | 0
CC | 0 | 0 | 0 | 0 | 0 | 0
CSP | 0 | 0 | 0 | 0 | 0 | 0
CT | 0 | 0 | 0 | 0 | 0 | 0
Coal | 0 | 0 | 0 | 0 | 0 | 0
Geo | 0 | 0 | 0.01 | 0.01 | 0.01 | 0.01
H | 0 | 0 | 0 | 0 | 0 | 0
LFG | 0 | 0 | 6.53 | 6.53 | 6.53 | 6.53
Nuc | 317.72 | 317.72 | 317.72 | 602.12 | 930.52 | 945.49
PS | 0 | 0 | 0 | 0 | 0 | 0
PV | 0 | 0 | 0 | 0 | 0 | 0
PeakG | 0 | 0 | 0 | 0 | 0 | 0
PeakO | 0 | 0 | 0 | 0 | 0 | 0
ST | 0 | 0 | 0 | 0 | 0 | 0
STOG | 0 | 0 | 0 | 0 | 0 | 0
STWD | 1.77 | 1.77 | 1.77 | 1.77 | 1.77 | 1.77
WT | 0 | 0.03 | 0.03 | 0.03 | 0.03 | 0.03
IGCC | 0 | 0 | 0 | 0 | 0 | 0
DemandResponse | 0 | 0 | 0 | 0 | 0 | 0
IGCC-CCS | 0 | 0 | 0 | 0 | 0 | 0
WT_off | 0 | 0 | 0 | 0 | 0 | 0
PseudoUnit | 0 | 0 | 0 | 0 | 0 | 0
FixedInterchange | 0 | 0 | 0 | 0 | 0 | 0
Total Fuel Consumption by Reporting Type: ERCOT
ReportingType | 2015 | 2020 | 2025 | 2030 | 2035 | 2040
BM | 0.76 | 1.31 | 2 | 14.07 | 14.07 | 14.07
CC | 1453.06 | 1454.8 | 1301.3 | 1218.37 | 1175.42 | 930.25
CSP | 0 | 0 | 0 | 0 | 0 | 0
CT | 0 | 0.28 | 0.53 | 1.04 | 0 | 0
Coal | 357.65 | 241.2 | 8.6 | 1.97 | 1.97 | 3.56
Geo | 0 | 0 | 0 | 0 | 0 | 0
H | 0 | 0 | 0 | 0 | 0 | 0
LFG | 0 | 0 | 38.09 | 38.09 | 38.09 | 38.09
Nuc | 422.69 | 422.69 | 422.69 | 463.09 | 476.69 | 809.89
PS | 0 | 0 | 0 | 0 | 0 | 0
PV | 0 | 0 | 0 | 0 | 0 | 0
PeakG | 0 | 2.79 | 8.02 | 6.85 | 4.54 | 1.54
PeakO | 0 | 0.01 | 0 | 0 | 0 | 0
ST | 0 | 0 | 0 | 0 | 0 | 0
STOG | 21.17 | 23.8 | 0 | 0 | 0 | 0
STWD | 0 | 0 | 0 | 0 | 0 | 0
WT | 0.03 | 0.04 | 0.08 | 0.08 | 0.08 | 0.08
IGCC | 0 | 0 | 0 | 0 | 0 | 0
DemandResponse | 0 | 0.45 | 9.04 | 8.86 | 8.7 | 8.55
IGCC-CCS | 0 | 0 | 0 | 0 | 0 | 0
WT_off | 0 | 0 | 0 | 0 | 0 | 0
PseudoUnit | 0 | 0 | 0 | 0 | 0 | 0
FixedInterchange | 0 | 0 | 0 | 0 | 0 | 0
Total Fuel Consumption by Reporting Type: NP15
ReportingType | 2015 | 2020 | 2025 | 2030 | 2035 | 2040
BM | 0 | 0 | 0 | 0 | 0 | 0
CC | 348.26 | 310.45 | 343.26 | 218.21 | 136.36 | 40.33
CSP | 0 | 0 | 0 | 0 | 0 | 0
CT | 0 | 0 | 0 | 0 | 0 | 0
Coal | 16.77 | 0 | 0 | 0 | 0 | 0
Geo | 0.01 | 0.01 | 0.01 | 0.01 | 0.01 | 0.01
H | 0 | 0 | 0 | 0 | 0 | 0
LFG | 0 | 40.72 | 60.8 | 60.8 | 60.8 | 60.8
Nuc | 187.74 | 187.74 | 187.74 | 187.74 | 268.38 | 578.98
PS | 0 | 0 | 0 | 0 | 0 | 0
PV | 0 | 0 | 0 | 0 | 0 | 0
PeakG | 0 | 0 | 0.08 | 0.04 | 0 | 0
PeakO | 0 | 0 | 0 | 0 | 0 | 0
ST | 0 | 0 | 0 | 0 | 0 | 0
STOG | 0.54 | 0 | 0 | 0 | 0 | 0
STWD | 37.44 | 37.44 | 17.48 | 37.44 | 37.44 | 37.44
WT | 0 | 0.01 | 0.01 | 0.01 | 0.01 | 0.01
IGCC | 0 | 0 | 0 | 0 | 0 | 0
DemandResponse | 0 | 0 | 0 | 0 | 0 | 0
IGCC-CCS | 0 | 0 | 0 | 0 | 0 | 0
WT_off | 0 | 0 | 0 | 0 | 0 | 0
PseudoUnit | 0 | 0 | 0 | 0 | 0 | 0
FixedInterchange | 0 | 0 | 0 | 0 | 0 | 0
Total Fuel Consumption by Reporting Type: NWPP_Coal
ReportingType | 2015 | 2020 | 2025 | 2030 | 2035 | 2040
BM | 0 | 0 | 0 | 0 | 0 | 0
CC | 0 | 0 | 0 | 0 | 0 | 0
CSP | 0 | 0 | 0 | 0 | 0 | 0
CT | 0 | 0 | 0 | 0 | 0 | 0
Coal | 547.34 | 388.75 | 16.32 | 16.32 | 16.32 | 16.32
Geo | 0 | 0 | 0 | 0 | 0 | 0
H | 0 | 0 | 0 | 0 | 0 | 0
LFG | 0 | 0 | 0 | 0 | 0 | 0
Nuc | 0 | 0 | 0 | 0 | 0 | 0
PS | 0 | 0 | 0 | 0 | 0 | 0
PV | 0 | 0 | 0 | 0 | 0 | 0
PeakG | 0 | 0 | 0 | 0 | 0 | 0
PeakO | 0 | 0 | 0 | 0 | 0 | 0
ST | 0 | 0 | 0 | 0 | 0 | 0
STOG | 0 | 0 | 0 | 0 | 0 | 0
STWD | 0 | 0 | 0 | 0 | 0 | 0
WT | 0 | 0 | 0 | 0 | 0 | 0
IGCC | 0 | 0 | 0 | 0 | 0 | 0
DemandResponse | 0 | 0 | 0 | 0 | 0 | 0
IGCC-CCS | 0 | 0 | 0 | 0 | 0 | 0
WT_off | 0 | 0 | 0 | 0 | 0 | 0
PseudoUnit | 0 | 0 | 0 | 0 | 0 | 0
FixedInterchange | 0 | 0 | 0 | 0 | 0 | 0
Total Fuel Consumption by Reporting Type: NWPP_Gas
ReportingType | 2015 | 2020 | 2025 | 2030 | 2035 | 2040
BM | 0 | 0 | 0 | 0 | 0 | 0
CC | 361.48 | 422 | 422 | 90.49 | 74.54 | 55.95
CSP | 0 | 0 | 0 | 0 | 0 | 0
CT | 0 | 0 | 0 | 0 | 0 | 0
Coal | 0 | 0 | 0 | 0 | 0 | 0
Geo | 0 | 0 | 0 | 0 | 0 | 0
H | 0 | 0 | 0 | 0 | 0 | 0
LFG | 0 | 0 | 0 | 0 | 0 | 0
Nuc | 0 | 0 | 0 | 0 | 0 | 0
PS | 0 | 0 | 0 | 0 | 0 | 0
PV | 0 | 0 | 0 | 0 | 0 | 0
PeakG | 0 | 0 | 0 | 0 | 0 | 0
PeakO | 0 | 0 | 0 | 0 | 0 | 0
ST | 0 | 0 | 0 | 0 | 0 | 0
STOG | 0 | 0 | 0 | 0 | 0 | 0
STWD | 0 | 0 | 0 | 0 | 0 | 0
WT | 0 | 0 | 0 | 0 | 0 | 0
IGCC | 0 | 0 | 0 | 0 | 0 | 0
DemandResponse | 0 | 0 | 0 | 0 | 0 | 0
IGCC-CCS | 0 | 0 | 0 | 0 | 0 | 0
WT_off | 0 | 0 | 0 | 0 | 0 | 0
PseudoUnit | 0 | 0 | 0 | 0 | 0 | 0
FixedInterchange | 0 | 0 | 0 | 0 | 0 | 0
Total Fuel Consumption by Reporting Type: NWPP_NucRenew
ReportingType | 2015 | 2020 | 2025 | 2030 | 2035 | 2040
BM | 0 | 0.86 | 3.16 | 3.16 | 3.16 | 3.16
CC | 0 | 0 | 0 | 0 | 0 | 0
CSP | 0 | 0 | 0 | 0 | 0 | 0
CT | 0 | 0 | 0 | 0 | 0 | 0
Coal | 0 | 0 | 0 | 0 | 0 | 0
Geo | 0 | 0 | 0.01 | 0.01 | 0.01 | 0.01
H | 0 | 0 | 0 | 0 | 0 | 0
LFG | 2.74 | 2.74 | 29.05 | 29.05 | 29.05 | 29.05
Nuc | 88.66 | 88.66 | 88.66 | 672.56 | 672.56 | 693.68
PS | 0 | 0 | 0 | 0 | 0 | 0
PV | 0 | 0 | 0 | 0 | 0 | 0
PeakG | 0 | 0 | 0 | 0 | 0 | 0
PeakO | 0 | 0 | 0 | 0 | 0 | 0
ST | 0 | 0 | 0 | 0 | 0 | 0
STOG | 0 | 0 | 0 | 0 | 0 | 0
STWD | 0 | 0 | 46.18 | 46.18 | 46.18 | 46.18
WT | 0.02 | 0.02 | 0.02 | 0.02 | 0.02 | 0.02
IGCC | 0 | 0 | 0 | 0 | 0 | 0
DemandResponse | 0 | 0 | 0 | 0 | 0 | 0
IGCC-CCS | 0 | 0 | 0 | 0 | 0 | 0
WT_off | 0 | 0 | 0 | 0 | 0 | 0
PseudoUnit | 0 | 0 | 0 | 0 | 0 | 0
FixedInterchange | 0 | 0 | 0 | 0 | 0 | 0
Total Fuel Consumption by Reporting Type: RMPA
ReportingType | 2015 | 2020 | 2025 | 2030 | 2035 | 2040
BM | 0 | 0 | 0 | 0 | 0 | 0
CC | 47.92 | 69.67 | 111.92 | 61.21 | 56.93 | 39.04
CSP | 0 | 0 | 0 | 0 | 0 | 0
CT | 0 | 0 | 0.05 | 0 | 0 | 0
Coal | 554.83 | 360.15 | 76.54 | 49.33 | 49.5 | 49.67
Geo | 0 | 0 | 0.02 | 0.02 | 0.02 | 0.02
H | 0 | 0 | 0 | 0 | 0 | 0
LFG | 0.15 | 0.15 | 3.26 | 3.26 | 3.26 | 3.26
Nuc | 0 | 0 | 11.52 | 138.12 | 149.42 | 179.43
PS | 0 | 0 | 0 | 0 | 0 | 0
PV | 0 | 0 | 0 | 0 | 0 | 0
PeakG | 0.09 | 0.62 | 4.11 | 1.05 | 1.29 | 0.96
PeakO | 0 | 0 | 0 | 0 | 0 | 0
ST | 0 | 0 | 0 | 0 | 0 | 0
STOG | 0 | 0 | 0 | 0 | 0 | 0
STWD | 0 | 0 | 0 | 0 | 0 | 0
WT | 0.01 | 0.02 | 0.02 | 0.02 | 0.02 | 0.02
IGCC | 0 | 0 | 0 | 0 | 0 | 0
DemandResponse | 0 | 0 | 0 | 0 | 0 | 0
IGCC-CCS | 0 | 0 | 0 | 0 | 0 | 0
WT_off | 0 | 0 | 0 | 0 | 0 | 0
PseudoUnit | 0 | 0 | 0 | 0 | 0 | 0
FixedInterchange | 0 | 0 | 0 | 0 | 0 | 0
Total Fuel Consumption by Reporting Type: SP15
ReportingType | 2015 | 2020 | 2025 | 2030 | 2035 | 2040
BM | 0.58 | 0.58 | 0.58 | 0.58 | 0.58 | 0.58
CC | 639.05 | 536.3 | 605.32 | 480.84 | 418.76 | 316.21
CSP | 0 | 0 | 0 | 0 | 0 | 0
CT | 0 | 0 | 0 | 0 | 0 | 0
Coal | 15.7 | 8.42 | 0 | 0 | 0 | 0
Geo | 0.01 | 0.02 | 0.02 | 0.02 | 0.02 | 0.02
H | 0 | 0 | 0 | 0 | 0 | 0
LFG | 0.99 | 60.8 | 60.8 | 60.8 | 60.8 | 60.8
Nuc | 173.28 | 173.28 | 173.28 | 173.28 | 173.28 | 173.28
PS | 0 | 0 | 0 | 0 | 0 | 0
PV | 0 | 0 | 0 | 0 | 0 | 0
PeakG | 0 | 0.15 | 3.33 | 1.36 | 2.7 | 3.74
PeakO | 0 | 0 | 0 | 0 | 0 | 0
ST | 0 | 0 | 0 | 0 | 0 | 0
STOG | 2.5 | 0.15 | 0 | 0 | 0 | 0
STWD | 9.59 | 9.59 | 8.6 | 9.59 | 9.59 | 9.59
WT | 0.01 | 0.01 | 0.01 | 0.04 | 0.04 | 0.04
IGCC | 0 | 0 | 0 | 0 | 0 | 0
DemandResponse | 0 | 0 | 0 | 0 | 0 | 0
IGCC-CCS | 0 | 0 | 0 | 0 | 0 | 0
WT_off | 0 | 0 | 0 | 0 | 0 | 0
PseudoUnit | 0 | 0 | 0 | 0 | 0 | 0
FixedInterchange | 0 | 0 | 0 | 0 | 0 | 0
Total Fuel Consumption by Reporting Type: ALB
ReportingType | 2015 | 2020 | 2025 | 2030 | 2035 | 2040
BM | 0 | 0 | 0 | 0 | 0 | 0
CC | 132.26 | 133.85 | 133.35 | 4.79 | 3.35 | 0
CSP | 0 | 0 | 0 | 0 | 0 | 0
CT | 0 | 0 | 0 | 0 | 0 | 0
Coal | 470.15 | 470.15 | 458.46 | 0 | 0 | 0
Geo | 0 | 0 | 0 | 0 | 0 | 0
H | 0 | 0 | 0 | 0 | 0 | 0
LFG | 0 | 0 | 0 | 0 | 0 | 0
Nuc | 0 | 0 | 0.01 | 665.58 | 697.09 | 718.92
PS | 0 | 0 | 0 | 0 | 0 | 0
PV | 0 | 0 | 0 | 0 | 0 | 0
PeakG | 0 | 0 | 0 | 0 | 0 | 0
PeakO | 0 | 0 | 0 | 0 | 0 | 0
ST | 0 | 0 | 0 | 0 | 0 | 0
STOG | 0 | 0 | 0 | 0 | 0 | 0
STWD | 0.01 | 6.08 | 13.02 | 13.02 | 13.02 | 13.02
WT | 0 | 0 | 0 | 0 | 0 | 0
IGCC | 0 | 0 | 0 | 0 | 0 | 0
DemandResponse | 0 | 0 | 0 | 0 | 0 | 0
IGCC-CCS | 0 | 0 | 0 | 0 | 0 | 0
WT_off | 0 | 0 | 0 | 0 | 0 | 0
PseudoUnit | 0 | 0 | 0 | 0 | 0 | 0
FixedInterchange | 0 | 0 | 0 | 0 | 0 | 0
Total Fuel Consumption by Reporting Type: BC
ReportingType | 2015 | 2020 | 2025 | 2030 | 2035 | 2040
BM | 0 | 0 | 0 | 0 | 0 | 0
CC | 46.89 | 46.89 | 46.89 | 35.63 | 2.29 | 0
CSP | 0 | 0 | 0 | 0 | 0 | 0
CT | 0 | 0 | 0 | 0 | 0 | 0
Coal | 0 | 0 | 0 | 0 | 0 | 0
Geo | 0 | 0 | 0 | 0 | 0 | 0
H | 0 | 0 | 0 | 0 | 0 | 0
LFG | 0 | 0 | 0 | 0 | 0 | 0
Nuc | 0 | 0 | 0 | 0.08 | 34.28 | 34.28
PS | 0 | 0 | 0 | 0 | 0 | 0
PV | 0 | 0 | 0 | 0 | 0 | 0
PeakG | 0 | 0 | 0 | 0 | 0 | 0
PeakO | 0 | 0 | 0 | 0 | 0 | 0
ST | 0 | 0 | 0 | 0 | 0 | 0
STOG | 0 | 0 | 0 | 0 | 0 | 0
STWD | 0 | 10.01 | 41.58 | 41.58 | 41.58 | 41.58
WT | 0 | 0 | 0 | 0 | 0 | 0
IGCC | 0 | 0 | 0 | 0 | 0 | 0
DemandResponse | 0 | 0 | 0 | 0 | 0 | 0
IGCC-CCS | 0 | 0 | 0 | 0 | 0 | 0
WT_off | 0 | 0 | 0 | 0 | 0 | 0
PseudoUnit | 0 | 0 | 0 | 0 | 0 | 0
FixedInterchange | 0 | 0 | 0 | 0 | 0 | 0
Total Fuel Consumption by Reporting Type: HQ_IESO
ReportingType | 2015 | 2020 | 2025 | 2030 | 2035 | 2040
BM | 0 | 0 | 0 | 0 | 0 | 0
CC | 0 | 0 | 0 | 0 | 0 | 0
CSP | 0 | 0 | 0 | 0 | 0 | 0
CT | 0 | 0 | 0 | 0 | 0 | 0
Coal | 0 | 0 | 0 | 0 | 0 | 0
Geo | 0 | 0 | 0 | 0 | 0 | 0
H | 0 | 0 | 0 | 0 | 0 | 0
LFG | 0 | 0 | 0 | 0 | 0 | 0
Nuc | 0 | 0 | 0 | 0 | 0 | 0
PS | 0 | 0 | 0 | 0 | 0 | 0
PV | 0 | 0 | 0 | 0 | 0 | 0
PeakG | 0 | 0 | 0 | 0 | 0 | 0
PeakO | 0 | 0 | 0 | 0 | 0 | 0
ST | 0 | 0 | 0 | 0 | 0 | 0
STOG | 0 | 0 | 0 | 0 | 0 | 0
STWD | 0 | 0 | 0 | 0 | 0 | 0
WT | 0 | 0 | 0 | 0 | 0 | 0
IGCC | 0 | 0 | 0 | 0 | 0 | 0
DemandResponse | 0 | 0 | 0 | 0 | 0 | 0
IGCC-CCS | 0 | 0 | 0 | 0 | 0 | 0
WT_off | 0 | 0 | 0 | 0 | 0 | 0
PseudoUnit | 0 | 0 | 0 | 0 | 0 | 0.01
FixedInterchange | 0 | 0 | 0 | 0 | 0 | 0
Total Fuel Consumption by Reporting Type: HQ_NEISO
ReportingType | 2015 | 2020 | 2025 | 2030 | 2035 | 2040
BM | 0 | 0 | 0 | 0 | 0 | 0
CC | 0 | 0 | 0 | 0 | 0 | 0
CSP | 0 | 0 | 0 | 0 | 0 | 0
CT | 0 | 0 | 0 | 0 | 0 | 0
Coal | 0 | 0 | 0 | 0 | 0 | 0
Geo | 0 | 0 | 0 | 0 | 0 | 0
H | 0 | 0 | 0 | 0 | 0 | 0
LFG | 0 | 0 | 0 | 0 | 0 | 0
Nuc | 0 | 0 | 0 | 0 | 0 | 0
PS | 0 | 0 | 0 | 0 | 0 | 0
PV | 0 | 0 | 0 | 0 | 0 | 0
PeakG | 0 | 0 | 0 | 0 | 0 | 0
PeakO | 0 | 0 | 0 | 0 | 0 | 0
ST | 0 | 0 | 0 | 0 | 0 | 0
STOG | 0 | 0 | 0 | 0 | 0 | 0
STWD | 0 | 0 | 0 | 0 | 0 | 0
WT | 0 | 0 | 0 | 0 | 0 | 0
IGCC | 0 | 0 | 0 | 0 | 0 | 0
DemandResponse | 0 | 0 | 0 | 0 | 0 | 0
IGCC-CCS | 0 | 0 | 0 | 0 | 0 | 0
WT_off | 0 | 0 | 0 | 0 | 0 | 0
PseudoUnit | 0 | 0 | 0 | 0 | 0 | 0
FixedInterchange | 0.02 | 0.02 | 0.02 | 0.02 | 0.02 | 0.02
Total Fuel Consumption by Reporting Type: HQ_NY
ReportingType | 2015 | 2020 | 2025 | 2030 | 2035 | 2040
BM | 0 | 0 | 0 | 0 | 0 | 0
CC | 0 | 0 | 0 | 0 | 0 | 0
CSP | 0 | 0 | 0 | 0 | 0 | 0
CT | 0 | 0 | 0 | 0 | 0 | 0
Coal | 0 | 0 | 0 | 0 | 0 | 0
Geo | 0 | 0 | 0 | 0 | 0 | 0
H | 0 | 0 | 0 | 0 | 0 | 0
LFG | 0 | 0 | 0 | 0 | 0 | 0
Nuc | 0 | 0 | 0 | 0 | 0 | 0
PS | 0 | 0 | 0 | 0 | 0 | 0
PV | 0 | 0 | 0 | 0 | 0 | 0
PeakG | 0 | 0 | 0 | 0 | 0 | 0
PeakO | 0 | 0 | 0 | 0 | 0 | 0
ST | 0 | 0 | 0 | 0 | 0 | 0
STOG | 0 | 0 | 0 | 0 | 0 | 0
STWD | 0 | 0 | 0 | 0 | 0 | 0
WT | 0 | 0 | 0 | 0 | 0 | 0
IGCC | 0 | 0 | 0 | 0 | 0 | 0
DemandResponse | 0 | 0 | 0 | 0 | 0 | 0
IGCC-CCS | 0 | 0 | 0 | 0 | 0 | 0
WT_off | 0 | 0 | 0 | 0 | 0 | 0
PseudoUnit | 0 | 0 | 0 | 0 | 0 | 0.01
FixedInterchange | 0.01 | 0.01 | 0.01 | 0.01 | 0.01 | 0.01
Total Fuel Consumption by Reporting Type: MARITIMES
ReportingType | 2015 | 2020 | 2025 | 2030 | 2035 | 2040
BM | 0 | 0 | 0 | 0 | 0 | 0
CC | 0 | 0 | 0 | 0 | 0 | 0
CSP | 0 | 0 | 0 | 0 | 0 | 0
CT | 0 | 0 | 0 | 0 | 0 | 0
Coal | 0 | 0 | 0 | 0 | 0 | 0
Geo | 0 | 0 | 0 | 0 | 0 | 0
H | 0 | 0 | 0 | 0 | 0 | 0
LFG | 0 | 0 | 0 | 0 | 0 | 0
Nuc | 0 | 0 | 0 | 0 | 0 | 0
PS | 0 | 0 | 0 | 0 | 0 | 0
PV | 0 | 0 | 0 | 0 | 0 | 0
PeakG | 0 | 0 | 0 | 0 | 0 | 0
PeakO | 0 | 0 | 0 | 0 | 0 | 0
ST | 0 | 0 | 0 | 0 | 0 | 0
STOG | 0 | 0 | 0 | 0 | 0 | 0
STWD | 0 | 0 | 0 | 0 | 0 | 0
WT | 0 | 0 | 0 | 0 | 0 | 0
IGCC | 0 | 0 | 0 | 0 | 0 | 0
DemandResponse | 0 | 0 | 0 | 0 | 0 | 0
IGCC-CCS | 0 | 0 | 0 | 0 | 0 | 0
WT_off | 0 | 0 | 0 | 0 | 0 | 0
PseudoUnit | 0 | 0 | 0 | 0 | 0 | 0
FixedInterchange | 0.01 | 0.01 | 0.01 | 0.01 | 0.01 | 0.01
Total Fuel Consumption by Reporting Type: All
ReportingType | 2015 | 2020 | 2025 | 2030 | 2035 | 2040
BM | 28.66 | 62.69 | 97.59 | 128.18 | 127.42 | 108.79
CC | 10642.18 | 12091.37 | 11499.67 | 7533.43 | 7574.48 | 6709.05
CSP | 0 | 0 | 0 | 0 | 0 | 0
CT | 5.54 | 14.27 | 23.38 | 12.95 | 1.12 | 0.61
Coal | 11170.27 | 3969.89 | 716.86 | 109.05 | 118.31 | 118.98
Geo | 0.02 | 0.04 | 0.07 | 0.07 | 0.07 | 0.07
H | 0 | 0.01 | 0.02 | 0.02 | 0.02 | 0.02
LFG | 20.69 | 230.83 | 468.63 | 546.48 | 546.54 | 546.54
Nuc | 9611.91 | 9929.37 | 10046.38 | 13872.2 | 13151.94 | 13759.43
PS | 0 | 0 | 0 | 0 | 0 | 0
PV | 0 | 0 | 0.01 | 0.01 | 0.01 | 0.01
PeakG | 31.91 | 132.05 | 175.48 | 79.48 | 110.14 | 80.62
PeakO | 0 | 0.01 | 1.98 | 0 | 0 | 0
ST | 0 | 0.01 | 0.01 | 0.01 | 0.01 | 0.01
STOG | 62.64 | 55.26 | 20.51 | 6.24 | 6.24 | 4.08
STWD | 127.58 | 149.51 | 211.23 | 274.65 | 273.91 | 283.92
WT | 0.18 | 0.54 | 0.8 | 1.01 | 1.01 | 1
IGCC | 40.45 | 40.45 | 12.7 | 1.07 | 2.08 | 1.07
DemandResponse | 0 | 0.45 | 10.53 | 8.86 | 9.72 | 10.45
IGCC-CCS | 0 | 0 | 0 | 0 | 0 | 0
WT_off | 0 | 0 | 0.01 | 0.01 | 0 | 0
PseudoUnit | 0 | 0 | 0 | 0 | 0 | 0.03
FixedInterchange | 0.04 | 0.04 | 0.04 | 0.04 | 0.04 | 0.04
Total Fuel Consumption by Reporting Type: EI_US
ReportingType | 2015 | 2020 | 2025 | 2030 | 2035 | 2040
BM | 27.32 | 59.8 | 91.41 | 109.93 | 108 | 89.37
CC | 7130.19 | 8679.31 | 8003.16 | 5196.8 | 5591.7 | 5222.92
CSP | 0 | 0 | 0 | 0 | 0 | 0
CT | 5.41 | 13.65 | 21.1 | 11.1 | 1.12 | 0.61
Coal | 8596.33 | 2135.66 | 156.94 | 41.43 | 50.52 | 49.43
Geo | 0 | 0 | 0 | 0 | 0 | 0
H | 0 | 0 | 0.01 | 0.01 | 0.01 | 0.01
LFG | 15.24 | 124.86 | 268.54 | 346.39 | 346.39 | 346.39
Nuc | 7357.1 | 7674.55 | 7780.04 | 9904.9 | 8769.23 | 8770.95
PS | 0 | 0 | 0 | 0 | 0 | 0
PV | 0 | 0 | 0.01 | 0.01 | 0.01 | 0.01
PeakG | 31.02 | 126.18 | 159.77 | 70.18 | 101.48 | 74.26
PeakO | 0 | 0 | 1.98 | 0 | 0 | 0
ST | 0 | 0 | 0 | 0 | 0 | 0
STOG | 38.27 | 31.32 | 20.51 | 6.24 | 6.24 | 4.08
STWD | 78.61 | 84.07 | 82.33 | 124.53 | 123.79 | 133.8
WT | 0.11 | 0.41 | 0.63 | 0.8 | 0.8 | 0.8
IGCC | 40.45 | 40.45 | 12.7 | 1.07 | 2.08 | 1.07
DemandResponse | 0 | 0 | 0 | 0 | 0 | 0
IGCC-CCS | 0 | 0 | 0 | 0 | 0 | 0
WT_off | 0 | 0 | 0.01 | 0.01 | 0 | 0
PseudoUnit | 0 | 0 | 0 | 0 | 0 | 0.02
FixedInterchange | 0.03 | 0.03 | 0.03 | 0.03 | 0.03 | 0.03
Total Fuel Consumption by Reporting Type: EI_Canada
ReportingType | 2015 | 2020 | 2025 | 2030 | 2035 | 2040
BM | 0 | 0.14 | 0.43 | 0.43 | 1.6 | 1.6
CC | 126.14 | 113.08 | 7.74 | 2.05 | 4.23 | 2.98
CSP | 0 | 0 | 0 | 0 | 0 | 0
CT | 0.13 | 0.13 | 0.13 | 0 | 0 | 0
Coal | 2.58 | 0 | 0 | 0 | 0 | 0
Geo | 0 | 0 | 0 | 0 | 0 | 0
H | 0 | 0 | 0.01 | 0.01 | 0.01 | 0.01
LFG | 1.56 | 1.56 | 1.56 | 1.56 | 1.61 | 1.61
Nuc | 1064.72 | 1064.73 | 1064.73 | 1064.73 | 980.49 | 854.53
PS | 0 | 0 | 0 | 0 | 0 | 0
PV | 0 | 0 | 0 | 0 | 0 | 0
PeakG | 0.8 | 2.2 | 0.17 | 0 | 0.14 | 0.13
PeakO | 0 | 0 | 0 | 0 | 0 | 0
ST | 0 | 0 | 0 | 0 | 0 | 0
STOG | 0.16 | 0 | 0 | 0 | 0 | 0
STWD | 0.16 | 0.54 | 0.28 | 0.54 | 0.54 | 0.54
WT | 0.01 | 0.01 | 0.01 | 0.01 | 0.01 | 0.01
IGCC | 0 | 0 | 0 | 0 | 0 | 0
DemandResponse | 0 | 0 | 0 | 0 | 0 | 0
IGCC-CCS | 0 | 0 | 0 | 0 | 0 | 0
WT_off | 0 | 0 | 0 | 0 | 0 | 0
PseudoUnit | 0 | 0 | 0 | 0 | 0 | 0.01
FixedInterchange | 0 | 0 | 0 | 0 | 0 | 0
Total Fuel Consumption by Reporting Type: EI
ReportingType | 2015 | 2020 | 2025 | 2030 | 2035 | 2040
BM | 27.32 | 59.94 | 91.84 | 110.36 | 109.61 | 90.97
CC | 7256.33 | 8792.38 | 8010.91 | 5198.85 | 5595.92 | 5225.9
CSP | 0 | 0 | 0 | 0 | 0 | 0
CT | 5.54 | 13.78 | 21.23 | 11.1 | 1.12 | 0.61
Coal | 8598.91 | 2135.66 | 156.94 | 41.43 | 50.52 | 49.43
Geo | 0 | 0 | 0 | 0 | 0 | 0
H | 0 | 0.01 | 0.02 | 0.02 | 0.02 | 0.02
LFG | 16.8 | 126.42 | 270.11 | 347.95 | 348.01 | 348.01
Nuc | 8421.83 | 8739.28 | 8844.76 | 10969.63 | 9749.72 | 9625.48
PS | 0 | 0 | 0 | 0 | 0 | 0
PV | 0 | 0 | 0.01 | 0.01 | 0.01 | 0.01
PeakG | 31.81 | 128.39 | 159.94 | 70.18 | 101.61 | 74.39
PeakO | 0 | 0 | 1.98 | 0 | 0 | 0
ST | 0 | 0 | 0 | 0 | 0 | 0
STOG | 38.43 | 31.32 | 20.51 | 6.24 | 6.24 | 4.08
STWD | 78.77 | 84.61 | 82.61 | 125.08 | 124.34 | 134.34
WT | 0.12 | 0.42 | 0.64 | 0.81 | 0.81 | 0.81
IGCC | 40.45 | 40.45 | 12.7 | 1.07 | 2.08 | 1.07
DemandResponse | 0 | 0 | 0 | 0 | 0 | 0
IGCC-CCS | 0 | 0 | 0 | 0 | 0 | 0
WT_off | 0 | 0 | 0.01 | 0.01 | 0 | 0
PseudoUnit | 0 | 0 | 0 | 0 | 0 | 0.03
FixedInterchange | 0.04 | 0.04 | 0.04 | 0.04 | 0.04 | 0.04
Total Fuel Consumption by Reporting Type: Outside_EI
ReportingType | 2015 | 2020 | 2025 | 2030 | 2035 | 2040
BM | 1.34 | 2.75 | 5.74 | 17.82 | 17.82 | 17.82
CC | 3385.85 | 3298.99 | 3488.76 | 2334.58 | 1978.56 | 1483.16
CSP | 0 | 0 | 0 | 0 | 0 | 0
CT | 0 | 0.49 | 2.14 | 1.85 | 0 | 0
Coal | 2571.35 | 1834.23 | 559.92 | 67.62 | 67.79 | 69.55
Geo | 0.02 | 0.04 | 0.07 | 0.07 | 0.07 | 0.07
H | 0 | 0 | 0 | 0 | 0 | 0
LFG | 3.89 | 104.41 | 198.53 | 198.53 | 198.53 | 198.53
Nuc | 1190.09 | 1190.09 | 1201.62 | 2902.58 | 3402.22 | 4133.95
PS | 0 | 0 | 0 | 0 | 0 | 0
PV | 0 | 0 | 0 | 0 | 0 | 0
PeakG | 0.09 | 3.66 | 15.54 | 9.3 | 8.53 | 6.24
PeakO | 0 | 0.01 | 0 | 0 | 0 | 0
ST | 0 | 0.01 | 0.01 | 0.01 | 0.01 | 0.01
STOG | 24.21 | 23.94 | 0 | 0 | 0 | 0
STWD | 48.81 | 64.89 | 128.62 | 149.58 | 149.58 | 149.58
WT | 0.06 | 0.12 | 0.16 | 0.2 | 0.2 | 0.2
IGCC | 0 | 0 | 0 | 0 | 0 | 0
DemandResponse | 0 | 0.45 | 10.53 | 8.86 | 9.72 | 10.45
IGCC-CCS | 0 | 0 | 0 | 0 | 0 | 0
WT_off | 0 | 0 | 0 | 0 | 0 | 0
PseudoUnit | 0 | 0 | 0 | 0 | 0 | 0
FixedInterchange | 0 | 0 | 0 | 0 | 0 | 0
#5 | Annual Emmission Levels
SO2 Emissions (MMshortTons): Entergy
ReportingType | 2015 | 2020 | 2025 | 2030 | 2035 | 2040
BM | 0 | 0 | 0 | 0 | 0 | 0
CC | 0 | 0 | 0 | 0 | 0 | 0
CSP | 0 | 0 | 0 | 0 | 0 | 0
CT | 0 | 0 | 0 | 0 | 0 | 0
Coal | 0.31 | 0 | 0 | 0 | 0 | 0
Geo | 0 | 0 | 0 | 0 | 0 | 0
H | 0 | 0 | 0 | 0 | 0 | 0
LFG | 0 | 0 | 0 | 0 | 0 | 0
Nuc | 0 | 0 | 0 | 0 | 0 | 0
PS | 0 | 0 | 0 | 0 | 0 | 0
PV | 0 | 0 | 0 | 0 | 0 | 0
PeakG | 0 | 0 | 0 | 0 | 0 | 0
PeakO | 0 | 0 | 0 | 0 | 0 | 0
ST | 0 | 0 | 0 | 0 | 0 | 0
STOG | 0 | 0 | 0 | 0 | 0 | 0
STWD | 0 | 0 | 0 | 0 | 0 | 0
WT | 0 | 0 | 0 | 0 | 0 | 0
IGCC | 0 | 0 | 0 | 0 | 0 | 0
DemandResponse | 0 | 0 | 0 | 0 | 0 | 0
IGCC-CCS | 0 | 0 | 0 | 0 | 0 | 0
WT_off | 0 | 0 | 0 | 0 | 0 | 0
PseudoUnit | 0 | 0 | 0 | 0 | 0 | 0
FixedInterchange | 0 | 0 | 0 | 0 | 0 | 0
SO2 Emissions (MMshortTons): FRCC
ReportingType | 2015 | 2020 | 2025 | 2030 | 2035 | 2040
BM | 0 | 0 | 0 | 0 | 0 | 0
CC | 0 | 0 | 0 | 0 | 0 | 0
CSP | 0 | 0 | 0 | 0 | 0 | 0
CT | 0 | 0 | 0 | 0 | 0 | 0
Coal | 0.04 | 0 | 0 | 0 | 0 | 0
Geo | 0 | 0 | 0 | 0 | 0 | 0
H | 0 | 0 | 0 | 0 | 0 | 0
LFG | 0 | 0 | 0 | 0 | 0 | 0
Nuc | 0 | 0 | 0 | 0 | 0 | 0
PS | 0 | 0 | 0 | 0 | 0 | 0
PV | 0 | 0 | 0 | 0 | 0 | 0
PeakG | 0 | 0 | 0 | 0 | 0 | 0
PeakO | 0 | 0 | 0 | 0 | 0 | 0
ST | 0 | 0 | 0 | 0 | 0 | 0
STOG | 0 | 0 | 0 | 0 | 0 | 0
STWD | 0 | 0 | 0 | 0 | 0 | 0
WT | 0 | 0 | 0 | 0 | 0 | 0
IGCC | 0 | 0 | 0 | 0 | 0 | 0
DemandResponse | 0 | 0 | 0 | 0 | 0 | 0
IGCC-CCS | 0 | 0 | 0 | 0 | 0 | 0
WT_off | 0 | 0 | 0 | 0 | 0 | 0
PseudoUnit | 0 | 0 | 0 | 0 | 0 | 0
FixedInterchange | 0 | 0 | 0 | 0 | 0 | 0
SO2 Emissions (MMshortTons): MAPP_US
ReportingType | 2015 | 2020 | 2025 | 2030 | 2035 | 2040
BM | 0 | 0 | 0 | 0 | 0 | 0
CC | 0 | 0 | 0 | 0 | 0 | 0
CSP | 0 | 0 | 0 | 0 | 0 | 0
CT | 0 | 0 | 0 | 0 | 0 | 0
Coal | 0.03 | 0 | 0 | 0 | 0 | 0
Geo | 0 | 0 | 0 | 0 | 0 | 0
H | 0 | 0 | 0 | 0 | 0 | 0
LFG | 0 | 0 | 0 | 0 | 0 | 0
Nuc | 0 | 0 | 0 | 0 | 0 | 0
PS | 0 | 0 | 0 | 0 | 0 | 0
PV | 0 | 0 | 0 | 0 | 0 | 0
PeakG | 0 | 0 | 0 | 0 | 0 | 0
PeakO | 0 | 0 | 0 | 0 | 0 | 0
ST | 0 | 0 | 0 | 0 | 0 | 0
STOG | 0 | 0 | 0 | 0 | 0 | 0
STWD | 0 | 0 | 0 | 0 | 0 | 0
WT | 0 | 0 | 0 | 0 | 0 | 0
IGCC | 0 | 0 | 0 | 0 | 0 | 0
DemandResponse | 0 | 0 | 0 | 0 | 0 | 0
IGCC-CCS | 0 | 0 | 0 | 0 | 0 | 0
WT_off | 0 | 0 | 0 | 0 | 0 | 0
PseudoUnit | 0 | 0 | 0 | 0 | 0 | 0
FixedInterchange | 0 | 0 | 0 | 0 | 0 | 0
SO2 Emissions (MMshortTons): MISO_IN
ReportingType | 2015 | 2020 | 2025 | 2030 | 2035 | 2040
BM | 0 | 0 | 0 | 0 | 0 | 0
CC | 0 | 0 | 0 | 0 | 0 | 0
CSP | 0 | 0 | 0 | 0 | 0 | 0
CT | 0 | 0 | 0 | 0 | 0 | 0
Coal | 0.23 | 0.04 | 0 | 0 | 0 | 0
Geo | 0 | 0 | 0 | 0 | 0 | 0
H | 0 | 0 | 0 | 0 | 0 | 0
LFG | 0 | 0 | 0 | 0 | 0 | 0
Nuc | 0 | 0 | 0 | 0 | 0 | 0
PS | 0 | 0 | 0 | 0 | 0 | 0
PV | 0 | 0 | 0 | 0 | 0 | 0
PeakG | 0 | 0 | 0 | 0 | 0 | 0
PeakO | 0 | 0 | 0 | 0 | 0 | 0
ST | 0 | 0 | 0 | 0 | 0 | 0
STOG | 0 | 0 | 0 | 0 | 0 | 0
STWD | 0 | 0 | 0 | 0 | 0 | 0
WT | 0 | 0 | 0 | 0 | 0 | 0
IGCC | 0 | 0 | 0 | 0 | 0 | 0
DemandResponse | 0 | 0 | 0 | 0 | 0 | 0
IGCC-CCS | 0 | 0 | 0 | 0 | 0 | 0
WT_off | 0 | 0 | 0 | 0 | 0 | 0
PseudoUnit | 0 | 0 | 0 | 0 | 0 | 0
FixedInterchange | 0 | 0 | 0 | 0 | 0 | 0
SO2 Emissions (MMshortTons): MISO_MI
ReportingType | 2015 | 2020 | 2025 | 2030 | 2035 | 2040
BM | 0 | 0 | 0 | 0 | 0 | 0
CC | 0 | 0 | 0 | 0 | 0 | 0
CSP | 0 | 0 | 0 | 0 | 0 | 0
CT | 0 | 0 | 0 | 0 | 0 | 0
Coal | 0.11 | 0 | 0 | 0 | 0 | 0
Geo | 0 | 0 | 0 | 0 | 0 | 0
H | 0 | 0 | 0 | 0 | 0 | 0
LFG | 0 | 0 | 0 | 0 | 0 | 0
Nuc | 0 | 0 | 0 | 0 | 0 | 0
PS | 0 | 0 | 0 | 0 | 0 | 0
PV | 0 | 0 | 0 | 0 | 0 | 0
PeakG | 0 | 0 | 0 | 0 | 0 | 0
PeakO | 0 | 0 | 0 | 0 | 0 | 0
ST | 0 | 0 | 0 | 0 | 0 | 0
STOG | 0 | 0 | 0 | 0 | 0 | 0
STWD | 0 | 0 | 0 | 0 | 0 | 0
WT | 0 | 0 | 0 | 0 | 0 | 0
IGCC | 0 | 0 | 0 | 0 | 0 | 0
DemandResponse | 0 | 0 | 0 | 0 | 0 | 0
IGCC-CCS | 0 | 0 | 0 | 0 | 0 | 0
WT_off | 0 | 0 | 0 | 0 | 0 | 0
PseudoUnit | 0 | 0 | 0 | 0 | 0 | 0
FixedInterchange | 0 | 0 | 0 | 0 | 0 | 0
SO2 Emissions (MMshortTons): MISO_MO-IL
ReportingType | 2015 | 2020 | 2025 | 2030 | 2035 | 2040
BM | 0 | 0 | 0 | 0 | 0 | 0
CC | 0 | 0 | 0 | 0 | 0 | 0
CSP | 0 | 0 | 0 | 0 | 0 | 0
CT | 0 | 0 | 0 | 0 | 0 | 0
Coal | 0.32 | 0.01 | 0 | 0 | 0 | 0
Geo | 0 | 0 | 0 | 0 | 0 | 0
H | 0 | 0 | 0 | 0 | 0 | 0
LFG | 0 | 0 | 0 | 0 | 0 | 0
Nuc | 0 | 0 | 0 | 0 | 0 | 0
PS | 0 | 0 | 0 | 0 | 0 | 0
PV | 0 | 0 | 0 | 0 | 0 | 0
PeakG | 0 | 0 | 0 | 0 | 0 | 0
PeakO | 0 | 0 | 0 | 0 | 0 | 0
ST | 0 | 0 | 0 | 0 | 0 | 0
STOG | 0 | 0 | 0 | 0 | 0 | 0
STWD | 0 | 0 | 0 | 0 | 0 | 0
WT | 0 | 0 | 0 | 0 | 0 | 0
IGCC | 0 | 0 | 0 | 0 | 0 | 0
DemandResponse | 0 | 0 | 0 | 0 | 0 | 0
IGCC-CCS | 0 | 0 | 0 | 0 | 0 | 0
WT_off | 0 | 0 | 0 | 0 | 0 | 0
PseudoUnit | 0 | 0 | 0 | 0 | 0 | 0
FixedInterchange | 0 | 0 | 0 | 0 | 0 | 0
SO2 Emissions (MMshortTons): MISO_W
ReportingType | 2015 | 2020 | 2025 | 2030 | 2035 | 2040
BM | 0 | 0 | 0 | 0 | 0 | 0
CC | 0 | 0 | 0 | 0 | 0 | 0
CSP | 0 | 0 | 0 | 0 | 0 | 0
CT | 0 | 0 | 0 | 0 | 0 | 0
Coal | 0.2 | 0.01 | 0 | 0 | 0 | 0
Geo | 0 | 0 | 0 | 0 | 0 | 0
H | 0 | 0 | 0 | 0 | 0 | 0
LFG | 0 | 0 | 0 | 0 | 0 | 0
Nuc | 0 | 0 | 0 | 0 | 0 | 0
PS | 0 | 0 | 0 | 0 | 0 | 0
PV | 0 | 0 | 0 | 0 | 0 | 0
PeakG | 0 | 0 | 0 | 0 | 0 | 0
PeakO | 0 | 0 | 0 | 0 | 0 | 0
ST | 0 | 0 | 0 | 0 | 0 | 0
STOG | 0 | 0 | 0 | 0 | 0 | 0
STWD | 0 | 0 | 0 | 0 | 0 | 0
WT | 0 | 0 | 0 | 0 | 0 | 0
IGCC | 0 | 0 | 0 | 0 | 0 | 0
DemandResponse | 0 | 0 | 0 | 0 | 0 | 0
IGCC-CCS | 0 | 0 | 0 | 0 | 0 | 0
WT_off | 0 | 0 | 0 | 0 | 0 | 0
PseudoUnit | 0 | 0 | 0 | 0 | 0 | 0
FixedInterchange | 0 | 0 | 0 | 0 | 0 | 0
SO2 Emissions (MMshortTons): MISO_WUMS
ReportingType | 2015 | 2020 | 2025 | 2030 | 2035 | 2040
BM | 0 | 0 | 0 | 0 | 0 | 0
CC | 0 | 0 | 0 | 0 | 0 | 0
CSP | 0 | 0 | 0 | 0 | 0 | 0
CT | 0 | 0 | 0 | 0 | 0 | 0
Coal | 0.02 | 0 | 0 | 0 | 0 | 0
Geo | 0 | 0 | 0 | 0 | 0 | 0
H | 0 | 0 | 0 | 0 | 0 | 0
LFG | 0 | 0 | 0 | 0 | 0 | 0
Nuc | 0 | 0 | 0 | 0 | 0 | 0
PS | 0 | 0 | 0 | 0 | 0 | 0
PV | 0 | 0 | 0 | 0 | 0 | 0
PeakG | 0 | 0 | 0 | 0 | 0 | 0
PeakO | 0 | 0 | 0 | 0 | 0 | 0
ST | 0 | 0 | 0 | 0 | 0 | 0
STOG | 0 | 0 | 0 | 0 | 0 | 0
STWD | 0 | 0 | 0 | 0 | 0 | 0
WT | 0 | 0 | 0 | 0 | 0 | 0
IGCC | 0 | 0 | 0 | 0 | 0 | 0
DemandResponse | 0 | 0 | 0 | 0 | 0 | 0
IGCC-CCS | 0 | 0 | 0 | 0 | 0 | 0
WT_off | 0 | 0 | 0 | 0 | 0 | 0
PseudoUnit | 0 | 0 | 0 | 0 | 0 | 0
FixedInterchange | 0 | 0 | 0 | 0 | 0 | 0
SO2 Emissions (MMshortTons): Nebraska
ReportingType | 2015 | 2020 | 2025 | 2030 | 2035 | 2040
BM | 0 | 0 | 0 | 0 | 0 | 0
CC | 0 | 0 | 0 | 0 | 0 | 0
CSP | 0 | 0 | 0 | 0 | 0 | 0
CT | 0 | 0 | 0 | 0 | 0 | 0
Coal | 0.1 | 0 | 0 | 0 | 0 | 0
Geo | 0 | 0 | 0 | 0 | 0 | 0
H | 0 | 0 | 0 | 0 | 0 | 0
LFG | 0 | 0 | 0 | 0 | 0 | 0
Nuc | 0 | 0 | 0 | 0 | 0 | 0
PS | 0 | 0 | 0 | 0 | 0 | 0
PV | 0 | 0 | 0 | 0 | 0 | 0
PeakG | 0 | 0 | 0 | 0 | 0 | 0
PeakO | 0 | 0 | 0 | 0 | 0 | 0
ST | 0 | 0 | 0 | 0 | 0 | 0
STOG | 0 | 0 | 0 | 0 | 0 | 0
STWD | 0 | 0 | 0 | 0 | 0 | 0
WT | 0 | 0 | 0 | 0 | 0 | 0
IGCC | 0 | 0 | 0 | 0 | 0 | 0
DemandResponse | 0 | 0 | 0 | 0 | 0 | 0
IGCC-CCS | 0 | 0 | 0 | 0 | 0 | 0
WT_off | 0 | 0 | 0 | 0 | 0 | 0
PseudoUnit | 0 | 0 | 0 | 0 | 0 | 0
FixedInterchange | 0 | 0 | 0 | 0 | 0 | 0
SO2 Emissions (MMshortTons): NEISO
ReportingType | 2015 | 2020 | 2025 | 2030 | 2035 | 2040
BM | 0 | 0 | 0 | 0 | 0 | 0
CC | 0 | 0 | 0 | 0 | 0 | 0
CSP | 0 | 0 | 0 | 0 | 0 | 0
CT | 0 | 0 | 0 | 0 | 0 | 0
Coal | 0 | 0 | 0 | 0 | 0 | 0
Geo | 0 | 0 | 0 | 0 | 0 | 0
H | 0 | 0 | 0 | 0 | 0 | 0
LFG | 0 | 0 | 0 | 0 | 0 | 0
Nuc | 0 | 0 | 0 | 0 | 0 | 0
PS | 0 | 0 | 0 | 0 | 0 | 0
PV | 0 | 0 | 0 | 0 | 0 | 0
PeakG | 0 | 0 | 0 | 0 | 0 | 0
PeakO | 0 | 0 | 0 | 0 | 0 | 0
ST | 0 | 0 | 0 | 0 | 0 | 0
STOG | 0 | 0 | 0 | 0 | 0 | 0
STWD | 0 | 0 | 0 | 0 | 0 | 0
WT | 0 | 0 | 0 | 0 | 0 | 0
IGCC | 0 | 0 | 0 | 0 | 0 | 0
DemandResponse | 0 | 0 | 0 | 0 | 0 | 0
IGCC-CCS | 0 | 0 | 0 | 0 | 0 | 0
WT_off | 0 | 0 | 0 | 0 | 0 | 0
PseudoUnit | 0 | 0 | 0 | 0 | 0 | 0
FixedInterchange | 0 | 0 | 0 | 0 | 0 | 0
SO2 Emissions (MMshortTons): NonRTO_Midwest
ReportingType | 2015 | 2020 | 2025 | 2030 | 2035 | 2040
BM | 0 | 0 | 0 | 0 | 0 | 0
CC | 0 | 0 | 0 | 0 | 0 | 0
CSP | 0 | 0 | 0 | 0 | 0 | 0
CT | 0 | 0 | 0 | 0 | 0 | 0
Coal | 0.14 | 0.03 | 0 | 0 | 0 | 0
Geo | 0 | 0 | 0 | 0 | 0 | 0
H | 0 | 0 | 0 | 0 | 0 | 0
LFG | 0 | 0 | 0 | 0 | 0 | 0
Nuc | 0 | 0 | 0 | 0 | 0 | 0
PS | 0 | 0 | 0 | 0 | 0 | 0
PV | 0 | 0 | 0 | 0 | 0 | 0
PeakG | 0 | 0 | 0 | 0 | 0 | 0
PeakO | 0 | 0 | 0 | 0 | 0 | 0
ST | 0 | 0 | 0 | 0 | 0 | 0
STOG | 0 | 0 | 0 | 0 | 0 | 0
STWD | 0 | 0 | 0 | 0 | 0 | 0
WT | 0 | 0 | 0 | 0 | 0 | 0
IGCC | 0 | 0 | 0 | 0 | 0 | 0
DemandResponse | 0 | 0 | 0 | 0 | 0 | 0
IGCC-CCS | 0 | 0 | 0 | 0 | 0 | 0
WT_off | 0 | 0 | 0 | 0 | 0 | 0
PseudoUnit | 0 | 0 | 0 | 0 | 0 | 0
FixedInterchange | 0 | 0 | 0 | 0 | 0 | 0
SO2 Emissions (MMshortTons): NYISO_A-F
ReportingType | 2015 | 2020 | 2025 | 2030 | 2035 | 2040
BM | 0 | 0 | 0 | 0 | 0 | 0
CC | 0 | 0 | 0 | 0 | 0 | 0
CSP | 0 | 0 | 0 | 0 | 0 | 0
CT | 0 | 0 | 0 | 0 | 0 | 0
Coal | 0 | 0 | 0 | 0 | 0 | 0
Geo | 0 | 0 | 0 | 0 | 0 | 0
H | 0 | 0 | 0 | 0 | 0 | 0
LFG | 0 | 0 | 0 | 0 | 0 | 0
Nuc | 0 | 0 | 0 | 0 | 0 | 0
PS | 0 | 0 | 0 | 0 | 0 | 0
PV | 0 | 0 | 0 | 0 | 0 | 0
PeakG | 0 | 0 | 0 | 0 | 0 | 0
PeakO | 0 | 0 | 0 | 0 | 0 | 0
ST | 0 | 0 | 0 | 0 | 0 | 0
STOG | 0 | 0 | 0 | 0 | 0 | 0
STWD | 0 | 0 | 0 | 0 | 0 | 0
WT | 0 | 0 | 0 | 0 | 0 | 0
IGCC | 0 | 0 | 0 | 0 | 0 | 0
DemandResponse | 0 | 0 | 0 | 0 | 0 | 0
IGCC-CCS | 0 | 0 | 0 | 0 | 0 | 0
WT_off | 0 | 0 | 0 | 0 | 0 | 0
PseudoUnit | 0 | 0 | 0 | 0 | 0 | 0
FixedInterchange | 0 | 0 | 0 | 0 | 0 | 0
SO2 Emissions (MMshortTons): NYISO_G-I
ReportingType | 2015 | 2020 | 2025 | 2030 | 2035 | 2040
BM | 0 | 0 | 0 | 0 | 0 | 0
CC | 0 | 0 | 0 | 0 | 0 | 0
CSP | 0 | 0 | 0 | 0 | 0 | 0
CT | 0 | 0 | 0 | 0 | 0 | 0
Coal | 0 | 0 | 0 | 0 | 0 | 0
Geo | 0 | 0 | 0 | 0 | 0 | 0
H | 0 | 0 | 0 | 0 | 0 | 0
LFG | 0 | 0 | 0 | 0 | 0 | 0
Nuc | 0 | 0 | 0 | 0 | 0 | 0
PS | 0 | 0 | 0 | 0 | 0 | 0
PV | 0 | 0 | 0 | 0 | 0 | 0
PeakG | 0 | 0 | 0 | 0 | 0 | 0
PeakO | 0 | 0 | 0 | 0 | 0 | 0
ST | 0 | 0 | 0 | 0 | 0 | 0
STOG | 0 | 0 | 0 | 0 | 0 | 0
STWD | 0 | 0 | 0 | 0 | 0 | 0
WT | 0 | 0 | 0 | 0 | 0 | 0
IGCC | 0 | 0 | 0 | 0 | 0 | 0
DemandResponse | 0 | 0 | 0 | 0 | 0 | 0
IGCC-CCS | 0 | 0 | 0 | 0 | 0 | 0
WT_off | 0 | 0 | 0 | 0 | 0 | 0
PseudoUnit | 0 | 0 | 0 | 0 | 0 | 0
FixedInterchange | 0 | 0 | 0 | 0 | 0 | 0
SO2 Emissions (MMshortTons): NYISO_J-K
ReportingType | 2015 | 2020 | 2025 | 2030 | 2035 | 2040
BM | 0 | 0 | 0 | 0 | 0 | 0
CC | 0 | 0 | 0 | 0 | 0 | 0
CSP | 0 | 0 | 0 | 0 | 0 | 0
CT | 0 | 0 | 0 | 0 | 0 | 0
Coal | 0 | 0 | 0 | 0 | 0 | 0
Geo | 0 | 0 | 0 | 0 | 0 | 0
H | 0 | 0 | 0 | 0 | 0 | 0
LFG | 0 | 0 | 0 | 0 | 0 | 0
Nuc | 0 | 0 | 0 | 0 | 0 | 0
PS | 0 | 0 | 0 | 0 | 0 | 0
PV | 0 | 0 | 0 | 0 | 0 | 0
PeakG | 0 | 0 | 0 | 0 | 0 | 0
PeakO | 0 | 0 | 0 | 0 | 0 | 0
ST | 0 | 0 | 0 | 0 | 0 | 0
STOG | 0 | 0 | 0 | 0 | 0 | 0
STWD | 0 | 0 | 0 | 0 | 0 | 0
WT | 0 | 0 | 0 | 0 | 0 | 0
IGCC | 0 | 0 | 0 | 0 | 0 | 0
DemandResponse | 0 | 0 | 0 | 0 | 0 | 0
IGCC-CCS | 0 | 0 | 0 | 0 | 0 | 0
WT_off | 0 | 0 | 0 | 0 | 0 | 0
PseudoUnit | 0 | 0 | 0 | 0 | 0 | 0
FixedInterchange | 0 | 0 | 0 | 0 | 0 | 0
SO2 Emissions (MMshortTons): PJM_E
ReportingType | 2015 | 2020 | 2025 | 2030 | 2035 | 2040
BM | 0 | 0 | 0 | 0 | 0 | 0
CC | 0 | 0 | 0 | 0 | 0 | 0
CSP | 0 | 0 | 0 | 0 | 0 | 0
CT | 0 | 0 | 0 | 0 | 0 | 0
Coal | 0 | 0 | 0 | 0 | 0 | 0
Geo | 0 | 0 | 0 | 0 | 0 | 0
H | 0 | 0 | 0 | 0 | 0 | 0
LFG | 0 | 0 | 0 | 0 | 0 | 0
Nuc | 0 | 0 | 0 | 0 | 0 | 0
PS | 0 | 0 | 0 | 0 | 0 | 0
PV | 0 | 0 | 0 | 0 | 0 | 0
PeakG | 0 | 0 | 0 | 0 | 0 | 0
PeakO | 0 | 0 | 0 | 0 | 0 | 0
ST | 0 | 0 | 0 | 0 | 0 | 0
STOG | 0 | 0 | 0 | 0 | 0 | 0
STWD | 0 | 0 | 0 | 0 | 0 | 0
WT | 0 | 0 | 0 | 0 | 0 | 0
IGCC | 0 | 0 | 0 | 0 | 0 | 0
DemandResponse | 0 | 0 | 0 | 0 | 0 | 0
IGCC-CCS | 0 | 0 | 0 | 0 | 0 | 0
WT_off | 0 | 0 | 0 | 0 | 0 | 0
PseudoUnit | 0 | 0 | 0 | 0 | 0 | 0
FixedInterchange | 0 | 0 | 0 | 0 | 0 | 0
SO2 Emissions (MMshortTons): PJM_ROM
ReportingType | 2015 | 2020 | 2025 | 2030 | 2035 | 2040
BM | 0 | 0 | 0 | 0 | 0 | 0
CC | 0 | 0 | 0 | 0 | 0 | 0
CSP | 0 | 0 | 0 | 0 | 0 | 0
CT | 0 | 0 | 0 | 0 | 0 | 0
Coal | 0.15 | 0.01 | 0 | 0 | 0 | 0
Geo | 0 | 0 | 0 | 0 | 0 | 0
H | 0 | 0 | 0 | 0 | 0 | 0
LFG | 0 | 0 | 0 | 0 | 0 | 0
Nuc | 0 | 0 | 0 | 0 | 0 | 0
PS | 0 | 0 | 0 | 0 | 0 | 0
PV | 0 | 0 | 0 | 0 | 0 | 0
PeakG | 0 | 0 | 0 | 0 | 0 | 0
PeakO | 0 | 0 | 0 | 0 | 0 | 0
ST | 0 | 0 | 0 | 0 | 0 | 0
STOG | 0 | 0 | 0 | 0 | 0 | 0
STWD | 0 | 0 | 0 | 0 | 0 | 0
WT | 0 | 0 | 0 | 0 | 0 | 0
IGCC | 0 | 0 | 0 | 0 | 0 | 0
DemandResponse | 0 | 0 | 0 | 0 | 0 | 0
IGCC-CCS | 0 | 0 | 0 | 0 | 0 | 0
WT_off | 0 | 0 | 0 | 0 | 0 | 0
PseudoUnit | 0 | 0 | 0 | 0 | 0 | 0
FixedInterchange | 0 | 0 | 0 | 0 | 0 | 0
SO2 Emissions (MMshortTons): PJM_ROR
ReportingType | 2015 | 2020 | 2025 | 2030 | 2035 | 2040
BM | 0 | 0 | 0 | 0 | 0 | 0
CC | 0 | 0 | 0 | 0 | 0 | 0
CSP | 0 | 0 | 0 | 0 | 0 | 0
CT | 0 | 0 | 0 | 0 | 0 | 0
Coal | 0.99 | 0.05 | 0 | 0 | 0 | 0
Geo | 0 | 0 | 0 | 0 | 0 | 0
H | 0 | 0 | 0 | 0 | 0 | 0
LFG | 0 | 0 | 0 | 0 | 0 | 0
Nuc | 0 | 0 | 0 | 0 | 0 | 0
PS | 0 | 0 | 0 | 0 | 0 | 0
PV | 0 | 0 | 0 | 0 | 0 | 0
PeakG | 0 | 0 | 0 | 0 | 0 | 0
PeakO | 0 | 0 | 0 | 0 | 0 | 0
ST | 0 | 0 | 0 | 0 | 0 | 0
STOG | 0 | 0 | 0 | 0 | 0 | 0
STWD | 0 | 0 | 0 | 0 | 0 | 0
WT | 0 | 0 | 0 | 0 | 0 | 0
IGCC | 0 | 0 | 0 | 0 | 0 | 0
DemandResponse | 0 | 0 | 0 | 0 | 0 | 0
IGCC-CCS | 0 | 0 | 0 | 0 | 0 | 0
WT_off | 0 | 0 | 0 | 0 | 0 | 0
PseudoUnit | 0 | 0 | 0 | 0 | 0 | 0
FixedInterchange | 0 | 0 | 0 | 0 | 0 | 0
SO2 Emissions (MMshortTons): SOCO
ReportingType | 2015 | 2020 | 2025 | 2030 | 2035 | 2040
BM | 0 | 0 | 0 | 0 | 0 | 0
CC | 0 | 0 | 0 | 0 | 0 | 0
CSP | 0 | 0 | 0 | 0 | 0 | 0
CT | 0 | 0 | 0 | 0 | 0 | 0
Coal | 0.21 | 0 | 0 | 0 | 0 | 0
Geo | 0 | 0 | 0 | 0 | 0 | 0
H | 0 | 0 | 0 | 0 | 0 | 0
LFG | 0 | 0 | 0 | 0 | 0 | 0
Nuc | 0 | 0 | 0 | 0 | 0 | 0
PS | 0 | 0 | 0 | 0 | 0 | 0
PV | 0 | 0 | 0 | 0 | 0 | 0
PeakG | 0 | 0 | 0 | 0 | 0 | 0
PeakO | 0 | 0 | 0 | 0 | 0 | 0
ST | 0 | 0 | 0 | 0 | 0 | 0
STOG | 0 | 0 | 0 | 0 | 0 | 0
STWD | 0 | 0 | 0 | 0 | 0 | 0
WT | 0 | 0 | 0 | 0 | 0 | 0
IGCC | 0 | 0 | 0 | 0 | 0 | 0
DemandResponse | 0 | 0 | 0 | 0 | 0 | 0
IGCC-CCS | 0 | 0 | 0 | 0 | 0 | 0
WT_off | 0 | 0 | 0 | 0 | 0 | 0
PseudoUnit | 0 | 0 | 0 | 0 | 0 | 0
FixedInterchange | 0 | 0 | 0 | 0 | 0 | 0
SO2 Emissions (MMshortTons): SPP_N
ReportingType | 2015 | 2020 | 2025 | 2030 | 2035 | 2040
BM | 0 | 0 | 0 | 0 | 0 | 0
CC | 0 | 0 | 0 | 0 | 0 | 0
CSP | 0 | 0 | 0 | 0 | 0 | 0
CT | 0 | 0 | 0 | 0 | 0 | 0
Coal | 0.08 | 0 | 0 | 0 | 0 | 0
Geo | 0 | 0 | 0 | 0 | 0 | 0
H | 0 | 0 | 0 | 0 | 0 | 0
LFG | 0 | 0 | 0 | 0 | 0 | 0
Nuc | 0 | 0 | 0 | 0 | 0 | 0
PS | 0 | 0 | 0 | 0 | 0 | 0
PV | 0 | 0 | 0 | 0 | 0 | 0
PeakG | 0 | 0 | 0 | 0 | 0 | 0
PeakO | 0 | 0 | 0 | 0 | 0 | 0
ST | 0 | 0 | 0 | 0 | 0 | 0
STOG | 0 | 0 | 0 | 0 | 0 | 0
STWD | 0 | 0 | 0 | 0 | 0 | 0
WT | 0 | 0 | 0 | 0 | 0 | 0
IGCC | 0 | 0 | 0 | 0 | 0 | 0
DemandResponse | 0 | 0 | 0 | 0 | 0 | 0
IGCC-CCS | 0 | 0 | 0 | 0 | 0 | 0
WT_off | 0 | 0 | 0 | 0 | 0 | 0
PseudoUnit | 0 | 0 | 0 | 0 | 0 | 0
FixedInterchange | 0 | 0 | 0 | 0 | 0 | 0
SO2 Emissions (MMshortTons): SPP_S
ReportingType | 2015 | 2020 | 2025 | 2030 | 2035 | 2040
BM | 0 | 0 | 0 | 0 | 0 | 0
CC | 0 | 0 | 0 | 0 | 0 | 0
CSP | 0 | 0 | 0 | 0 | 0 | 0
CT | 0 | 0 | 0 | 0 | 0 | 0
Coal | 0.32 | 0 | 0 | 0 | 0 | 0
Geo | 0 | 0 | 0 | 0 | 0 | 0
H | 0 | 0 | 0 | 0 | 0 | 0
LFG | 0 | 0 | 0 | 0 | 0 | 0
Nuc | 0 | 0 | 0 | 0 | 0 | 0
PS | 0 | 0 | 0 | 0 | 0 | 0
PV | 0 | 0 | 0 | 0 | 0 | 0
PeakG | 0 | 0 | 0 | 0 | 0 | 0
PeakO | 0 | 0 | 0 | 0 | 0 | 0
ST | 0 | 0 | 0 | 0 | 0 | 0
STOG | 0 | 0 | 0 | 0 | 0 | 0
STWD | 0 | 0 | 0 | 0 | 0 | 0
WT | 0 | 0 | 0 | 0 | 0 | 0
IGCC | 0 | 0 | 0 | 0 | 0 | 0
DemandResponse | 0 | 0 | 0 | 0 | 0 | 0
IGCC-CCS | 0 | 0 | 0 | 0 | 0 | 0
WT_off | 0 | 0 | 0 | 0 | 0 | 0
PseudoUnit | 0 | 0 | 0 | 0 | 0 | 0
FixedInterchange | 0 | 0 | 0 | 0 | 0 | 0
SO2 Emissions (MMshortTons): TVA
ReportingType | 2015 | 2020 | 2025 | 2030 | 2035 | 2040
BM | 0 | 0 | 0 | 0 | 0 | 0
CC | 0 | 0 | 0 | 0 | 0 | 0
CSP | 0 | 0 | 0 | 0 | 0 | 0
CT | 0 | 0 | 0 | 0 | 0 | 0
Coal | 0.25 | 0.01 | 0 | 0 | 0 | 0
Geo | 0 | 0 | 0 | 0 | 0 | 0
H | 0 | 0 | 0 | 0 | 0 | 0
LFG | 0 | 0 | 0 | 0 | 0 | 0
Nuc | 0 | 0 | 0 | 0 | 0 | 0
PS | 0 | 0 | 0 | 0 | 0 | 0
PV | 0 | 0 | 0 | 0 | 0 | 0
PeakG | 0 | 0 | 0 | 0 | 0 | 0
PeakO | 0 | 0 | 0 | 0 | 0 | 0
ST | 0 | 0 | 0 | 0 | 0 | 0
STOG | 0 | 0 | 0 | 0 | 0 | 0
STWD | 0 | 0 | 0 | 0 | 0 | 0
WT | 0 | 0 | 0 | 0 | 0 | 0
IGCC | 0 | 0 | 0 | 0 | 0 | 0
DemandResponse | 0 | 0 | 0 | 0 | 0 | 0
IGCC-CCS | 0 | 0 | 0 | 0 | 0 | 0
WT_off | 0 | 0 | 0 | 0 | 0 | 0
PseudoUnit | 0 | 0 | 0 | 0 | 0 | 0
FixedInterchange | 0 | 0 | 0 | 0 | 0 | 0
SO2 Emissions (MMshortTons): TVA_Transmission
ReportingType | 2015 | 2020 | 2025 | 2030 | 2035 | 2040
BM | 0 | 0 | 0 | 0 | 0 | 0
CC | 0 | 0 | 0 | 0 | 0 | 0
CSP | 0 | 0 | 0 | 0 | 0 | 0
CT | 0 | 0 | 0 | 0 | 0 | 0
Coal | 0 | 0 | 0 | 0 | 0 | 0
Geo | 0 | 0 | 0 | 0 | 0 | 0
H | 0 | 0 | 0 | 0 | 0 | 0
LFG | 0 | 0 | 0 | 0 | 0 | 0
Nuc | 0 | 0 | 0 | 0 | 0 | 0
PS | 0 | 0 | 0 | 0 | 0 | 0
PV | 0 | 0 | 0 | 0 | 0 | 0
PeakG | 0 | 0 | 0 | 0 | 0 | 0
PeakO | 0 | 0 | 0 | 0 | 0 | 0
ST | 0 | 0 | 0 | 0 | 0 | 0
STOG | 0 | 0 | 0 | 0 | 0 | 0
STWD | 0 | 0 | 0 | 0 | 0 | 0
WT | 0 | 0 | 0 | 0 | 0 | 0
IGCC | 0 | 0 | 0 | 0 | 0 | 0
DemandResponse | 0 | 0 | 0 | 0 | 0 | 0
IGCC-CCS | 0 | 0 | 0 | 0 | 0 | 0
WT_off | 0 | 0 | 0 | 0 | 0 | 0
PseudoUnit | 0 | 0 | 0 | 0 | 0 | 0
FixedInterchange | 0 | 0 | 0 | 0 | 0 | 0
SO2 Emissions (MMshortTons): VACAR
ReportingType | 2015 | 2020 | 2025 | 2030 | 2035 | 2040
BM | 0 | 0 | 0 | 0 | 0 | 0
CC | 0 | 0 | 0 | 0 | 0 | 0
CSP | 0 | 0 | 0 | 0 | 0 | 0
CT | 0 | 0 | 0 | 0 | 0 | 0
Coal | 0.05 | 0.01 | 0 | 0 | 0 | 0
Geo | 0 | 0 | 0 | 0 | 0 | 0
H | 0 | 0 | 0 | 0 | 0 | 0
LFG | 0 | 0 | 0 | 0 | 0 | 0
Nuc | 0 | 0 | 0 | 0 | 0 | 0
PS | 0 | 0 | 0 | 0 | 0 | 0
PV | 0 | 0 | 0 | 0 | 0 | 0
PeakG | 0 | 0 | 0 | 0 | 0 | 0
PeakO | 0 | 0 | 0 | 0 | 0 | 0
ST | 0 | 0 | 0 | 0 | 0 | 0
STOG | 0 | 0 | 0 | 0 | 0 | 0
STWD | 0 | 0 | 0 | 0 | 0 | 0
WT | 0 | 0 | 0 | 0 | 0 | 0
IGCC | 0 | 0 | 0 | 0 | 0 | 0
DemandResponse | 0 | 0 | 0 | 0 | 0 | 0
IGCC-CCS | 0 | 0 | 0 | 0 | 0 | 0
WT_off | 0 | 0 | 0 | 0 | 0 | 0
PseudoUnit | 0 | 0 | 0 | 0 | 0 | 0
FixedInterchange | 0 | 0 | 0 | 0 | 0 | 0
SO2 Emissions (MMshortTons): IESO
ReportingType | 2015 | 2020 | 2025 | 2030 | 2035 | 2040
BM | 0 | 0 | 0 | 0 | 0 | 0
CC | 0 | 0 | 0 | 0 | 0 | 0
CSP | 0 | 0 | 0 | 0 | 0 | 0
CT | 0 | 0 | 0 | 0 | 0 | 0
Coal | 0 | 0 | 0 | 0 | 0 | 0
Geo | 0 | 0 | 0 | 0 | 0 | 0
H | 0 | 0 | 0 | 0 | 0 | 0
LFG | 0 | 0 | 0 | 0 | 0 | 0
Nuc | 0 | 0 | 0 | 0 | 0 | 0
PS | 0 | 0 | 0 | 0 | 0 | 0
PV | 0 | 0 | 0 | 0 | 0 | 0
PeakG | 0 | 0 | 0 | 0 | 0 | 0
PeakO | 0 | 0 | 0 | 0 | 0 | 0
ST | 0 | 0 | 0 | 0 | 0 | 0
STOG | 0 | 0 | 0 | 0 | 0 | 0
STWD | 0 | 0 | 0 | 0 | 0 | 0
WT | 0 | 0 | 0 | 0 | 0 | 0
IGCC | 0 | 0 | 0 | 0 | 0 | 0
DemandResponse | 0 | 0 | 0 | 0 | 0 | 0
IGCC-CCS | 0 | 0 | 0 | 0 | 0 | 0
WT_off | 0 | 0 | 0 | 0 | 0 | 0
PseudoUnit | 0 | 0 | 0 | 0 | 0 | 0
FixedInterchange | 0 | 0 | 0 | 0 | 0 | 0
SO2 Emissions (MMshortTons): MAPP_CA
ReportingType | 2015 | 2020 | 2025 | 2030 | 2035 | 2040
BM | 0 | 0 | 0 | 0 | 0 | 0
CC | 0 | 0 | 0 | 0 | 0 | 0
CSP | 0 | 0 | 0 | 0 | 0 | 0
CT | 0 | 0 | 0 | 0 | 0 | 0
Coal | 0.01 | 0 | 0 | 0 | 0 | 0
Geo | 0 | 0 | 0 | 0 | 0 | 0
H | 0 | 0 | 0 | 0 | 0 | 0
LFG | 0 | 0 | 0 | 0 | 0 | 0
Nuc | 0 | 0 | 0 | 0 | 0 | 0
PS | 0 | 0 | 0 | 0 | 0 | 0
PV | 0 | 0 | 0 | 0 | 0 | 0
PeakG | 0 | 0 | 0 | 0 | 0 | 0
PeakO | 0 | 0 | 0 | 0 | 0 | 0
ST | 0 | 0 | 0 | 0 | 0 | 0
STOG | 0 | 0 | 0 | 0 | 0 | 0
STWD | 0 | 0 | 0 | 0 | 0 | 0
WT | 0 | 0 | 0 | 0 | 0 | 0
IGCC | 0 | 0 | 0 | 0 | 0 | 0
DemandResponse | 0 | 0 | 0 | 0 | 0 | 0
IGCC-CCS | 0 | 0 | 0 | 0 | 0 | 0
WT_off | 0 | 0 | 0 | 0 | 0 | 0
PseudoUnit | 0 | 0 | 0 | 0 | 0 | 0
FixedInterchange | 0 | 0 | 0 | 0 | 0 | 0
SO2 Emissions (MMshortTons): AZ_NM_SNV_Coal
ReportingType | 2015 | 2020 | 2025 | 2030 | 2035 | 2040
BM | 0 | 0 | 0 | 0 | 0 | 0
CC | 0 | 0 | 0 | 0 | 0 | 0
CSP | 0 | 0 | 0 | 0 | 0 | 0
CT | 0 | 0 | 0 | 0 | 0 | 0
Coal | 0.03 | 0.01 | 0 | 0 | 0 | 0
Geo | 0 | 0 | 0 | 0 | 0 | 0
H | 0 | 0 | 0 | 0 | 0 | 0
LFG | 0 | 0 | 0 | 0 | 0 | 0
Nuc | 0 | 0 | 0 | 0 | 0 | 0
PS | 0 | 0 | 0 | 0 | 0 | 0
PV | 0 | 0 | 0 | 0 | 0 | 0
PeakG | 0 | 0 | 0 | 0 | 0 | 0
PeakO | 0 | 0 | 0 | 0 | 0 | 0
ST | 0 | 0 | 0 | 0 | 0 | 0
STOG | 0 | 0 | 0 | 0 | 0 | 0
STWD | 0 | 0 | 0 | 0 | 0 | 0
WT | 0 | 0 | 0 | 0 | 0 | 0
IGCC | 0 | 0 | 0 | 0 | 0 | 0
DemandResponse | 0 | 0 | 0 | 0 | 0 | 0
IGCC-CCS | 0 | 0 | 0 | 0 | 0 | 0
WT_off | 0 | 0 | 0 | 0 | 0 | 0
PseudoUnit | 0 | 0 | 0 | 0 | 0 | 0
FixedInterchange | 0 | 0 | 0 | 0 | 0 | 0
SO2 Emissions (MMshortTons): AZ_NM_SNV_Gas
ReportingType | 2015 | 2020 | 2025 | 2030 | 2035 | 2040
BM | 0 | 0 | 0 | 0 | 0 | 0
CC | 0 | 0 | 0 | 0 | 0 | 0
CSP | 0 | 0 | 0 | 0 | 0 | 0
CT | 0 | 0 | 0 | 0 | 0 | 0
Coal | 0 | 0 | 0 | 0 | 0 | 0
Geo | 0 | 0 | 0 | 0 | 0 | 0
H | 0 | 0 | 0 | 0 | 0 | 0
LFG | 0 | 0 | 0 | 0 | 0 | 0
Nuc | 0 | 0 | 0 | 0 | 0 | 0
PS | 0 | 0 | 0 | 0 | 0 | 0
PV | 0 | 0 | 0 | 0 | 0 | 0
PeakG | 0 | 0 | 0 | 0 | 0 | 0
PeakO | 0 | 0 | 0 | 0 | 0 | 0
ST | 0 | 0 | 0 | 0 | 0 | 0
STOG | 0 | 0 | 0 | 0 | 0 | 0
STWD | 0 | 0 | 0 | 0 | 0 | 0
WT | 0 | 0 | 0 | 0 | 0 | 0
IGCC | 0 | 0 | 0 | 0 | 0 | 0
DemandResponse | 0 | 0 | 0 | 0 | 0 | 0
IGCC-CCS | 0 | 0 | 0 | 0 | 0 | 0
WT_off | 0 | 0 | 0 | 0 | 0 | 0
PseudoUnit | 0 | 0 | 0 | 0 | 0 | 0
FixedInterchange | 0 | 0 | 0 | 0 | 0 | 0
SO2 Emissions (MMshortTons): AZ_NM_SNV_NucRenew
ReportingType | 2015 | 2020 | 2025 | 2030 | 2035 | 2040
BM | 0 | 0 | 0 | 0 | 0 | 0
CC | 0 | 0 | 0 | 0 | 0 | 0
CSP | 0 | 0 | 0 | 0 | 0 | 0
CT | 0 | 0 | 0 | 0 | 0 | 0
Coal | 0 | 0 | 0 | 0 | 0 | 0
Geo | 0 | 0 | 0 | 0 | 0 | 0
H | 0 | 0 | 0 | 0 | 0 | 0
LFG | 0 | 0 | 0 | 0 | 0 | 0
Nuc | 0 | 0 | 0 | 0 | 0 | 0
PS | 0 | 0 | 0 | 0 | 0 | 0
PV | 0 | 0 | 0 | 0 | 0 | 0
PeakG | 0 | 0 | 0 | 0 | 0 | 0
PeakO | 0 | 0 | 0 | 0 | 0 | 0
ST | 0 | 0 | 0 | 0 | 0 | 0
STOG | 0 | 0 | 0 | 0 | 0 | 0
STWD | 0 | 0 | 0 | 0 | 0 | 0
WT | 0 | 0 | 0 | 0 | 0 | 0
IGCC | 0 | 0 | 0 | 0 | 0 | 0
DemandResponse | 0 | 0 | 0 | 0 | 0 | 0
IGCC-CCS | 0 | 0 | 0 | 0 | 0 | 0
WT_off | 0 | 0 | 0 | 0 | 0 | 0
PseudoUnit | 0 | 0 | 0 | 0 | 0 | 0
FixedInterchange | 0 | 0 | 0 | 0 | 0 | 0
SO2 Emissions (MMshortTons): ERCOT
ReportingType | 2015 | 2020 | 2025 | 2030 | 2035 | 2040
BM | 0 | 0 | 0 | 0 | 0 | 0
CC | 0 | 0 | 0 | 0 | 0 | 0
CSP | 0 | 0 | 0 | 0 | 0 | 0
CT | 0 | 0 | 0 | 0 | 0 | 0
Coal | 0.05 | 0.02 | 0 | 0 | 0 | 0
Geo | 0 | 0 | 0 | 0 | 0 | 0
H | 0 | 0 | 0 | 0 | 0 | 0
LFG | 0 | 0 | 0 | 0 | 0 | 0
Nuc | 0 | 0 | 0 | 0 | 0 | 0
PS | 0 | 0 | 0 | 0 | 0 | 0
PV | 0 | 0 | 0 | 0 | 0 | 0
PeakG | 0 | 0 | 0 | 0 | 0 | 0
PeakO | 0 | 0 | 0 | 0 | 0 | 0
ST | 0 | 0 | 0 | 0 | 0 | 0
STOG | 0 | 0 | 0 | 0 | 0 | 0
STWD | 0 | 0 | 0 | 0 | 0 | 0
WT | 0 | 0 | 0 | 0 | 0 | 0
IGCC | 0 | 0 | 0 | 0 | 0 | 0
DemandResponse | 0 | 0 | 0 | 0 | 0 | 0
IGCC-CCS | 0 | 0 | 0 | 0 | 0 | 0
WT_off | 0 | 0 | 0 | 0 | 0 | 0
PseudoUnit | 0 | 0 | 0 | 0 | 0 | 0
FixedInterchange | 0 | 0 | 0 | 0 | 0 | 0
SO2 Emissions (MMshortTons): NP15
ReportingType | 2015 | 2020 | 2025 | 2030 | 2035 | 2040
BM | 0 | 0 | 0 | 0 | 0 | 0
CC | 0 | 0 | 0 | 0 | 0 | 0
CSP | 0 | 0 | 0 | 0 | 0 | 0
CT | 0 | 0 | 0 | 0 | 0 | 0
Coal | 0.01 | 0 | 0 | 0 | 0 | 0
Geo | 0 | 0 | 0 | 0 | 0 | 0
H | 0 | 0 | 0 | 0 | 0 | 0
LFG | 0 | 0 | 0 | 0 | 0 | 0
Nuc | 0 | 0 | 0 | 0 | 0 | 0
PS | 0 | 0 | 0 | 0 | 0 | 0
PV | 0 | 0 | 0 | 0 | 0 | 0
PeakG | 0 | 0 | 0 | 0 | 0 | 0
PeakO | 0 | 0 | 0 | 0 | 0 | 0
ST | 0 | 0 | 0 | 0 | 0 | 0
STOG | 0 | 0 | 0 | 0 | 0 | 0
STWD | 0 | 0 | 0 | 0 | 0 | 0
WT | 0 | 0 | 0 | 0 | 0 | 0
IGCC | 0 | 0 | 0 | 0 | 0 | 0
DemandResponse | 0 | 0 | 0 | 0 | 0 | 0
IGCC-CCS | 0 | 0 | 0 | 0 | 0 | 0
WT_off | 0 | 0 | 0 | 0 | 0 | 0
PseudoUnit | 0 | 0 | 0 | 0 | 0 | 0
FixedInterchange | 0 | 0 | 0 | 0 | 0 | 0
SO2 Emissions (MMshortTons): NWPP_Coal
ReportingType | 2015 | 2020 | 2025 | 2030 | 2035 | 2040
BM | 0 | 0 | 0 | 0 | 0 | 0
CC | 0 | 0 | 0 | 0 | 0 | 0
CSP | 0 | 0 | 0 | 0 | 0 | 0
CT | 0 | 0 | 0 | 0 | 0 | 0
Coal | 0.08 | 0.01 | 0 | 0 | 0 | 0
Geo | 0 | 0 | 0 | 0 | 0 | 0
H | 0 | 0 | 0 | 0 | 0 | 0
LFG | 0 | 0 | 0 | 0 | 0 | 0
Nuc | 0 | 0 | 0 | 0 | 0 | 0
PS | 0 | 0 | 0 | 0 | 0 | 0
PV | 0 | 0 | 0 | 0 | 0 | 0
PeakG | 0 | 0 | 0 | 0 | 0 | 0
PeakO | 0 | 0 | 0 | 0 | 0 | 0
ST | 0 | 0 | 0 | 0 | 0 | 0
STOG | 0 | 0 | 0 | 0 | 0 | 0
STWD | 0 | 0 | 0 | 0 | 0 | 0
WT | 0 | 0 | 0 | 0 | 0 | 0
IGCC | 0 | 0 | 0 | 0 | 0 | 0
DemandResponse | 0 | 0 | 0 | 0 | 0 | 0
IGCC-CCS | 0 | 0 | 0 | 0 | 0 | 0
WT_off | 0 | 0 | 0 | 0 | 0 | 0
PseudoUnit | 0 | 0 | 0 | 0 | 0 | 0
FixedInterchange | 0 | 0 | 0 | 0 | 0 | 0
SO2 Emissions (MMshortTons): NWPP_Gas
ReportingType | 2015 | 2020 | 2025 | 2030 | 2035 | 2040
BM | 0 | 0 | 0 | 0 | 0 | 0
CC | 0 | 0 | 0 | 0 | 0 | 0
CSP | 0 | 0 | 0 | 0 | 0 | 0
CT | 0 | 0 | 0 | 0 | 0 | 0
Coal | 0 | 0 | 0 | 0 | 0 | 0
Geo | 0 | 0 | 0 | 0 | 0 | 0
H | 0 | 0 | 0 | 0 | 0 | 0
LFG | 0 | 0 | 0 | 0 | 0 | 0
Nuc | 0 | 0 | 0 | 0 | 0 | 0
PS | 0 | 0 | 0 | 0 | 0 | 0
PV | 0 | 0 | 0 | 0 | 0 | 0
PeakG | 0 | 0 | 0 | 0 | 0 | 0
PeakO | 0 | 0 | 0 | 0 | 0 | 0
ST | 0 | 0 | 0 | 0 | 0 | 0
STOG | 0 | 0 | 0 | 0 | 0 | 0
STWD | 0 | 0 | 0 | 0 | 0 | 0
WT | 0 | 0 | 0 | 0 | 0 | 0
IGCC | 0 | 0 | 0 | 0 | 0 | 0
DemandResponse | 0 | 0 | 0 | 0 | 0 | 0
IGCC-CCS | 0 | 0 | 0 | 0 | 0 | 0
WT_off | 0 | 0 | 0 | 0 | 0 | 0
PseudoUnit | 0 | 0 | 0 | 0 | 0 | 0
FixedInterchange | 0 | 0 | 0 | 0 | 0 | 0
SO2 Emissions (MMshortTons): NWPP_NucRenew
ReportingType | 2015 | 2020 | 2025 | 2030 | 2035 | 2040
BM | 0 | 0 | 0 | 0 | 0 | 0
CC | 0 | 0 | 0 | 0 | 0 | 0
CSP | 0 | 0 | 0 | 0 | 0 | 0
CT | 0 | 0 | 0 | 0 | 0 | 0
Coal | 0 | 0 | 0 | 0 | 0 | 0
Geo | 0 | 0 | 0 | 0 | 0 | 0
H | 0 | 0 | 0 | 0 | 0 | 0
LFG | 0 | 0 | 0 | 0 | 0 | 0
Nuc | 0 | 0 | 0 | 0 | 0 | 0
PS | 0 | 0 | 0 | 0 | 0 | 0
PV | 0 | 0 | 0 | 0 | 0 | 0
PeakG | 0 | 0 | 0 | 0 | 0 | 0
PeakO | 0 | 0 | 0 | 0 | 0 | 0
ST | 0 | 0 | 0 | 0 | 0 | 0
STOG | 0 | 0 | 0 | 0 | 0 | 0
STWD | 0 | 0 | 0 | 0 | 0 | 0
WT | 0 | 0 | 0 | 0 | 0 | 0
IGCC | 0 | 0 | 0 | 0 | 0 | 0
DemandResponse | 0 | 0 | 0 | 0 | 0 | 0
IGCC-CCS | 0 | 0 | 0 | 0 | 0 | 0
WT_off | 0 | 0 | 0 | 0 | 0 | 0
PseudoUnit | 0 | 0 | 0 | 0 | 0 | 0
FixedInterchange | 0 | 0 | 0 | 0 | 0 | 0
SO2 Emissions (MMshortTons): RMPA
ReportingType | 2015 | 2020 | 2025 | 2030 | 2035 | 2040
BM | 0 | 0 | 0 | 0 | 0 | 0
CC | 0 | 0 | 0 | 0 | 0 | 0
CSP | 0 | 0 | 0 | 0 | 0 | 0
CT | 0 | 0 | 0 | 0 | 0 | 0
Coal | 0.06 | 0.01 | 0 | 0 | 0 | 0
Geo | 0 | 0 | 0 | 0 | 0 | 0
H | 0 | 0 | 0 | 0 | 0 | 0
LFG | 0 | 0 | 0 | 0 | 0 | 0
Nuc | 0 | 0 | 0 | 0 | 0 | 0
PS | 0 | 0 | 0 | 0 | 0 | 0
PV | 0 | 0 | 0 | 0 | 0 | 0
PeakG | 0 | 0 | 0 | 0 | 0 | 0
PeakO | 0 | 0 | 0 | 0 | 0 | 0
ST | 0 | 0 | 0 | 0 | 0 | 0
STOG | 0 | 0 | 0 | 0 | 0 | 0
STWD | 0 | 0 | 0 | 0 | 0 | 0
WT | 0 | 0 | 0 | 0 | 0 | 0
IGCC | 0 | 0 | 0 | 0 | 0 | 0
DemandResponse | 0 | 0 | 0 | 0 | 0 | 0
IGCC-CCS | 0 | 0 | 0 | 0 | 0 | 0
WT_off | 0 | 0 | 0 | 0 | 0 | 0
PseudoUnit | 0 | 0 | 0 | 0 | 0 | 0
FixedInterchange | 0 | 0 | 0 | 0 | 0 | 0
SO2 Emissions (MMshortTons): SP15
ReportingType | 2015 | 2020 | 2025 | 2030 | 2035 | 2040
BM | 0 | 0 | 0 | 0 | 0 | 0
CC | 0 | 0 | 0 | 0 | 0 | 0
CSP | 0 | 0 | 0 | 0 | 0 | 0
CT | 0 | 0 | 0 | 0 | 0 | 0
Coal | 0 | 0 | 0 | 0 | 0 | 0
Geo | 0 | 0 | 0 | 0 | 0 | 0
H | 0 | 0 | 0 | 0 | 0 | 0
LFG | 0 | 0 | 0 | 0 | 0 | 0
Nuc | 0 | 0 | 0 | 0 | 0 | 0
PS | 0 | 0 | 0 | 0 | 0 | 0
PV | 0 | 0 | 0 | 0 | 0 | 0
PeakG | 0 | 0 | 0 | 0 | 0 | 0
PeakO | 0 | 0 | 0 | 0 | 0 | 0
ST | 0 | 0 | 0 | 0 | 0 | 0
STOG | 0 | 0 | 0 | 0 | 0 | 0
STWD | 0 | 0 | 0 | 0 | 0 | 0
WT | 0 | 0 | 0 | 0 | 0 | 0
IGCC | 0 | 0 | 0 | 0 | 0 | 0
DemandResponse | 0 | 0 | 0 | 0 | 0 | 0
IGCC-CCS | 0 | 0 | 0 | 0 | 0 | 0
WT_off | 0 | 0 | 0 | 0 | 0 | 0
PseudoUnit | 0 | 0 | 0 | 0 | 0 | 0
FixedInterchange | 0 | 0 | 0 | 0 | 0 | 0
SO2 Emissions (MMshortTons): ALB
ReportingType | 2015 | 2020 | 2025 | 2030 | 2035 | 2040
BM | 0 | 0 | 0 | 0 | 0 | 0
CC | 0 | 0 | 0 | 0 | 0 | 0
CSP | 0 | 0 | 0 | 0 | 0 | 0
CT | 0 | 0 | 0 | 0 | 0 | 0
Coal | 0.14 | 0.14 | 0.14 | 0 | 0 | 0
Geo | 0 | 0 | 0 | 0 | 0 | 0
H | 0 | 0 | 0 | 0 | 0 | 0
LFG | 0 | 0 | 0 | 0 | 0 | 0
Nuc | 0 | 0 | 0 | 0 | 0 | 0
PS | 0 | 0 | 0 | 0 | 0 | 0
PV | 0 | 0 | 0 | 0 | 0 | 0
PeakG | 0 | 0 | 0 | 0 | 0 | 0
PeakO | 0 | 0 | 0 | 0 | 0 | 0
ST | 0 | 0 | 0 | 0 | 0 | 0
STOG | 0 | 0 | 0 | 0 | 0 | 0
STWD | 0 | 0 | 0 | 0 | 0 | 0
WT | 0 | 0 | 0 | 0 | 0 | 0
IGCC | 0 | 0 | 0 | 0 | 0 | 0
DemandResponse | 0 | 0 | 0 | 0 | 0 | 0
IGCC-CCS | 0 | 0 | 0 | 0 | 0 | 0
WT_off | 0 | 0 | 0 | 0 | 0 | 0
PseudoUnit | 0 | 0 | 0 | 0 | 0 | 0
FixedInterchange | 0 | 0 | 0 | 0 | 0 | 0
SO2 Emissions (MMshortTons): BC
ReportingType | 2015 | 2020 | 2025 | 2030 | 2035 | 2040
BM | 0 | 0 | 0 | 0 | 0 | 0
CC | 0 | 0 | 0 | 0 | 0 | 0
CSP | 0 | 0 | 0 | 0 | 0 | 0
CT | 0 | 0 | 0 | 0 | 0 | 0
Coal | 0 | 0 | 0 | 0 | 0 | 0
Geo | 0 | 0 | 0 | 0 | 0 | 0
H | 0 | 0 | 0 | 0 | 0 | 0
LFG | 0 | 0 | 0 | 0 | 0 | 0
Nuc | 0 | 0 | 0 | 0 | 0 | 0
PS | 0 | 0 | 0 | 0 | 0 | 0
PV | 0 | 0 | 0 | 0 | 0 | 0
PeakG | 0 | 0 | 0 | 0 | 0 | 0
PeakO | 0 | 0 | 0 | 0 | 0 | 0
ST | 0 | 0 | 0 | 0 | 0 | 0
STOG | 0 | 0 | 0 | 0 | 0 | 0
STWD | 0 | 0 | 0 | 0 | 0 | 0
WT | 0 | 0 | 0 | 0 | 0 | 0
IGCC | 0 | 0 | 0 | 0 | 0 | 0
DemandResponse | 0 | 0 | 0 | 0 | 0 | 0
IGCC-CCS | 0 | 0 | 0 | 0 | 0 | 0
WT_off | 0 | 0 | 0 | 0 | 0 | 0
PseudoUnit | 0 | 0 | 0 | 0 | 0 | 0
FixedInterchange | 0 | 0 | 0 | 0 | 0 | 0
SO2 Emissions (MMshortTons): HQ_IESO
ReportingType | 2015 | 2020 | 2025 | 2030 | 2035 | 2040
BM | 0 | 0 | 0 | 0 | 0 | 0
CC | 0 | 0 | 0 | 0 | 0 | 0
CSP | 0 | 0 | 0 | 0 | 0 | 0
CT | 0 | 0 | 0 | 0 | 0 | 0
Coal | 0 | 0 | 0 | 0 | 0 | 0
Geo | 0 | 0 | 0 | 0 | 0 | 0
H | 0 | 0 | 0 | 0 | 0 | 0
LFG | 0 | 0 | 0 | 0 | 0 | 0
Nuc | 0 | 0 | 0 | 0 | 0 | 0
PS | 0 | 0 | 0 | 0 | 0 | 0
PV | 0 | 0 | 0 | 0 | 0 | 0
PeakG | 0 | 0 | 0 | 0 | 0 | 0
PeakO | 0 | 0 | 0 | 0 | 0 | 0
ST | 0 | 0 | 0 | 0 | 0 | 0
STOG | 0 | 0 | 0 | 0 | 0 | 0
STWD | 0 | 0 | 0 | 0 | 0 | 0
WT | 0 | 0 | 0 | 0 | 0 | 0
IGCC | 0 | 0 | 0 | 0 | 0 | 0
DemandResponse | 0 | 0 | 0 | 0 | 0 | 0
IGCC-CCS | 0 | 0 | 0 | 0 | 0 | 0
WT_off | 0 | 0 | 0 | 0 | 0 | 0
PseudoUnit | 0 | 0 | 0 | 0 | 0 | 0
FixedInterchange | 0 | 0 | 0 | 0 | 0 | 0
SO2 Emissions (MMshortTons): HQ_NEISO
ReportingType | 2015 | 2020 | 2025 | 2030 | 2035 | 2040
BM | 0 | 0 | 0 | 0 | 0 | 0
CC | 0 | 0 | 0 | 0 | 0 | 0
CSP | 0 | 0 | 0 | 0 | 0 | 0
CT | 0 | 0 | 0 | 0 | 0 | 0
Coal | 0 | 0 | 0 | 0 | 0 | 0
Geo | 0 | 0 | 0 | 0 | 0 | 0
H | 0 | 0 | 0 | 0 | 0 | 0
LFG | 0 | 0 | 0 | 0 | 0 | 0
Nuc | 0 | 0 | 0 | 0 | 0 | 0
PS | 0 | 0 | 0 | 0 | 0 | 0
PV | 0 | 0 | 0 | 0 | 0 | 0
PeakG | 0 | 0 | 0 | 0 | 0 | 0
PeakO | 0 | 0 | 0 | 0 | 0 | 0
ST | 0 | 0 | 0 | 0 | 0 | 0
STOG | 0 | 0 | 0 | 0 | 0 | 0
STWD | 0 | 0 | 0 | 0 | 0 | 0
WT | 0 | 0 | 0 | 0 | 0 | 0
IGCC | 0 | 0 | 0 | 0 | 0 | 0
DemandResponse | 0 | 0 | 0 | 0 | 0 | 0
IGCC-CCS | 0 | 0 | 0 | 0 | 0 | 0
WT_off | 0 | 0 | 0 | 0 | 0 | 0
PseudoUnit | 0 | 0 | 0 | 0 | 0 | 0
FixedInterchange | 0 | 0 | 0 | 0 | 0 | 0
SO2 Emissions (MMshortTons): HQ_NY
ReportingType | 2015 | 2020 | 2025 | 2030 | 2035 | 2040
BM | 0 | 0 | 0 | 0 | 0 | 0
CC | 0 | 0 | 0 | 0 | 0 | 0
CSP | 0 | 0 | 0 | 0 | 0 | 0
CT | 0 | 0 | 0 | 0 | 0 | 0
Coal | 0 | 0 | 0 | 0 | 0 | 0
Geo | 0 | 0 | 0 | 0 | 0 | 0
H | 0 | 0 | 0 | 0 | 0 | 0
LFG | 0 | 0 | 0 | 0 | 0 | 0
Nuc | 0 | 0 | 0 | 0 | 0 | 0
PS | 0 | 0 | 0 | 0 | 0 | 0
PV | 0 | 0 | 0 | 0 | 0 | 0
PeakG | 0 | 0 | 0 | 0 | 0 | 0
PeakO | 0 | 0 | 0 | 0 | 0 | 0
ST | 0 | 0 | 0 | 0 | 0 | 0
STOG | 0 | 0 | 0 | 0 | 0 | 0
STWD | 0 | 0 | 0 | 0 | 0 | 0
WT | 0 | 0 | 0 | 0 | 0 | 0
IGCC | 0 | 0 | 0 | 0 | 0 | 0
DemandResponse | 0 | 0 | 0 | 0 | 0 | 0
IGCC-CCS | 0 | 0 | 0 | 0 | 0 | 0
WT_off | 0 | 0 | 0 | 0 | 0 | 0
PseudoUnit | 0 | 0 | 0 | 0 | 0 | 0
FixedInterchange | 0 | 0 | 0 | 0 | 0 | 0
SO2 Emissions (MMshortTons): MARITIMES
ReportingType | 2015 | 2020 | 2025 | 2030 | 2035 | 2040
BM | 0 | 0 | 0 | 0 | 0 | 0
CC | 0 | 0 | 0 | 0 | 0 | 0
CSP | 0 | 0 | 0 | 0 | 0 | 0
CT | 0 | 0 | 0 | 0 | 0 | 0
Coal | 0 | 0 | 0 | 0 | 0 | 0
Geo | 0 | 0 | 0 | 0 | 0 | 0
H | 0 | 0 | 0 | 0 | 0 | 0
LFG | 0 | 0 | 0 | 0 | 0 | 0
Nuc | 0 | 0 | 0 | 0 | 0 | 0
PS | 0 | 0 | 0 | 0 | 0 | 0
PV | 0 | 0 | 0 | 0 | 0 | 0
PeakG | 0 | 0 | 0 | 0 | 0 | 0
PeakO | 0 | 0 | 0 | 0 | 0 | 0
ST | 0 | 0 | 0 | 0 | 0 | 0
STOG | 0 | 0 | 0 | 0 | 0 | 0
STWD | 0 | 0 | 0 | 0 | 0 | 0
WT | 0 | 0 | 0 | 0 | 0 | 0
IGCC | 0 | 0 | 0 | 0 | 0 | 0
DemandResponse | 0 | 0 | 0 | 0 | 0 | 0
IGCC-CCS | 0 | 0 | 0 | 0 | 0 | 0
WT_off | 0 | 0 | 0 | 0 | 0 | 0
PseudoUnit | 0 | 0 | 0 | 0 | 0 | 0
FixedInterchange | 0 | 0 | 0 | 0 | 0 | 0
SO2 Emissions (MMshortTons): All
ReportingType | 2015 | 2020 | 2025 | 2030 | 2035 | 2040
BM | 0 | 0 | 0 | 0 | 0 | 0
CC | 0 | 0 | 0 | 0 | 0 | 0
CSP | 0 | 0 | 0 | 0 | 0 | 0
CT | 0 | 0 | 0 | 0 | 0 | 0
Coal | 3.96 | 0.38 | 0.15 | 0.01 | 0.01 | 0.01
Geo | 0 | 0 | 0 | 0 | 0 | 0
H | 0 | 0 | 0 | 0 | 0 | 0
LFG | 0 | 0 | 0 | 0 | 0 | 0
Nuc | 0 | 0 | 0 | 0 | 0 | 0
PS | 0 | 0 | 0 | 0 | 0 | 0
PV | 0 | 0 | 0 | 0 | 0 | 0
PeakG | 0 | 0 | 0 | 0 | 0 | 0
PeakO | 0 | 0 | 0 | 0 | 0 | 0
ST | 0 | 0 | 0 | 0 | 0 | 0
STOG | 0 | 0 | 0 | 0 | 0 | 0
STWD | 0 | 0 | 0 | 0 | 0 | 0
WT | 0 | 0 | 0 | 0 | 0 | 0
IGCC | 0 | 0 | 0 | 0 | 0 | 0
DemandResponse | 0 | 0 | 0 | 0 | 0 | 0
IGCC-CCS | 0 | 0 | 0 | 0 | 0 | 0
WT_off | 0 | 0 | 0 | 0 | 0 | 0
PseudoUnit | 0 | 0 | 0 | 0 | 0 | 0
FixedInterchange | 0 | 0 | 0 | 0 | 0 | 0
SO2 Emissions (MMshortTons): EI_US
ReportingType | 2015 | 2020 | 2025 | 2030 | 2035 | 2040
BM | 0 | 0 | 0 | 0 | 0 | 0
CC | 0 | 0 | 0 | 0 | 0 | 0
CSP | 0 | 0 | 0 | 0 | 0 | 0
CT | 0 | 0 | 0 | 0 | 0 | 0
Coal | 3.58 | 0.18 | 0.01 | 0 | 0 | 0
Geo | 0 | 0 | 0 | 0 | 0 | 0
H | 0 | 0 | 0 | 0 | 0 | 0
LFG | 0 | 0 | 0 | 0 | 0 | 0
Nuc | 0 | 0 | 0 | 0 | 0 | 0
PS | 0 | 0 | 0 | 0 | 0 | 0
PV | 0 | 0 | 0 | 0 | 0 | 0
PeakG | 0 | 0 | 0 | 0 | 0 | 0
PeakO | 0 | 0 | 0 | 0 | 0 | 0
ST | 0 | 0 | 0 | 0 | 0 | 0
STOG | 0 | 0 | 0 | 0 | 0 | 0
STWD | 0 | 0 | 0 | 0 | 0 | 0
WT | 0 | 0 | 0 | 0 | 0 | 0
IGCC | 0 | 0 | 0 | 0 | 0 | 0
DemandResponse | 0 | 0 | 0 | 0 | 0 | 0
IGCC-CCS | 0 | 0 | 0 | 0 | 0 | 0
WT_off | 0 | 0 | 0 | 0 | 0 | 0
PseudoUnit | 0 | 0 | 0 | 0 | 0 | 0
FixedInterchange | 0 | 0 | 0 | 0 | 0 | 0
SO2 Emissions (MMshortTons): EI_Canada
ReportingType | 2015 | 2020 | 2025 | 2030 | 2035 | 2040
BM | 0 | 0 | 0 | 0 | 0 | 0
CC | 0 | 0 | 0 | 0 | 0 | 0
CSP | 0 | 0 | 0 | 0 | 0 | 0
CT | 0 | 0 | 0 | 0 | 0 | 0
Coal | 0.01 | 0 | 0 | 0 | 0 | 0
Geo | 0 | 0 | 0 | 0 | 0 | 0
H | 0 | 0 | 0 | 0 | 0 | 0
LFG | 0 | 0 | 0 | 0 | 0 | 0
Nuc | 0 | 0 | 0 | 0 | 0 | 0
PS | 0 | 0 | 0 | 0 | 0 | 0
PV | 0 | 0 | 0 | 0 | 0 | 0
PeakG | 0 | 0 | 0 | 0 | 0 | 0
PeakO | 0 | 0 | 0 | 0 | 0 | 0
ST | 0 | 0 | 0 | 0 | 0 | 0
STOG | 0 | 0 | 0 | 0 | 0 | 0
STWD | 0 | 0 | 0 | 0 | 0 | 0
WT | 0 | 0 | 0 | 0 | 0 | 0
IGCC | 0 | 0 | 0 | 0 | 0 | 0
DemandResponse | 0 | 0 | 0 | 0 | 0 | 0
IGCC-CCS | 0 | 0 | 0 | 0 | 0 | 0
WT_off | 0 | 0 | 0 | 0 | 0 | 0
PseudoUnit | 0 | 0 | 0 | 0 | 0 | 0
FixedInterchange | 0 | 0 | 0 | 0 | 0 | 0
SO2 Emissions (MMshortTons): EI
ReportingType | 2015 | 2020 | 2025 | 2030 | 2035 | 2040
BM | 0 | 0 | 0 | 0 | 0 | 0
CC | 0 | 0 | 0 | 0 | 0 | 0
CSP | 0 | 0 | 0 | 0 | 0 | 0
CT | 0 | 0 | 0 | 0 | 0 | 0
Coal | 3.58 | 0.18 | 0.01 | 0 | 0 | 0
Geo | 0 | 0 | 0 | 0 | 0 | 0
H | 0 | 0 | 0 | 0 | 0 | 0
LFG | 0 | 0 | 0 | 0 | 0 | 0
Nuc | 0 | 0 | 0 | 0 | 0 | 0
PS | 0 | 0 | 0 | 0 | 0 | 0
PV | 0 | 0 | 0 | 0 | 0 | 0
PeakG | 0 | 0 | 0 | 0 | 0 | 0
PeakO | 0 | 0 | 0 | 0 | 0 | 0
ST | 0 | 0 | 0 | 0 | 0 | 0
STOG | 0 | 0 | 0 | 0 | 0 | 0
STWD | 0 | 0 | 0 | 0 | 0 | 0
WT | 0 | 0 | 0 | 0 | 0 | 0
IGCC | 0 | 0 | 0 | 0 | 0 | 0
DemandResponse | 0 | 0 | 0 | 0 | 0 | 0
IGCC-CCS | 0 | 0 | 0 | 0 | 0 | 0
WT_off | 0 | 0 | 0 | 0 | 0 | 0
PseudoUnit | 0 | 0 | 0 | 0 | 0 | 0
FixedInterchange | 0 | 0 | 0 | 0 | 0 | 0
SO2 Emissions (MMshortTons): Outside_EI
ReportingType | 2015 | 2020 | 2025 | 2030 | 2035 | 2040
BM | 0 | 0 | 0 | 0 | 0 | 0
CC | 0 | 0 | 0 | 0 | 0 | 0
CSP | 0 | 0 | 0 | 0 | 0 | 0
CT | 0 | 0 | 0 | 0 | 0 | 0
Coal | 0.37 | 0.21 | 0.14 | 0 | 0 | 0
Geo | 0 | 0 | 0 | 0 | 0 | 0
H | 0 | 0 | 0 | 0 | 0 | 0
LFG | 0 | 0 | 0 | 0 | 0 | 0
Nuc | 0 | 0 | 0 | 0 | 0 | 0
PS | 0 | 0 | 0 | 0 | 0 | 0
PV | 0 | 0 | 0 | 0 | 0 | 0
PeakG | 0 | 0 | 0 | 0 | 0 | 0
PeakO | 0 | 0 | 0 | 0 | 0 | 0
ST | 0 | 0 | 0 | 0 | 0 | 0
STOG | 0 | 0 | 0 | 0 | 0 | 0
STWD | 0 | 0 | 0 | 0 | 0 | 0
WT | 0 | 0 | 0 | 0 | 0 | 0
IGCC | 0 | 0 | 0 | 0 | 0 | 0
DemandResponse | 0 | 0 | 0 | 0 | 0 | 0
IGCC-CCS | 0 | 0 | 0 | 0 | 0 | 0
WT_off | 0 | 0 | 0 | 0 | 0 | 0
PseudoUnit | 0 | 0 | 0 | 0 | 0 | 0
FixedInterchange | 0 | 0 | 0 | 0 | 0 | 0
NOx Emissions (MMshortTons): Entergy
ReportingType | 2015 | 2020 | 2025 | 2030 | 2035 | 2040
BM | 0 | 0 | 0 | 0 | 0 | 0
CC | 0 | 0.01 | 0 | 0 | 0 | 0
CSP | 0 | 0 | 0 | 0 | 0 | 0
CT | 0 | 0 | 0 | 0 | 0 | 0
Coal | 0.05 | 0 | 0 | 0 | 0 | 0
Geo | 0 | 0 | 0 | 0 | 0 | 0
H | 0 | 0 | 0 | 0 | 0 | 0
LFG | 0 | 0 | 0 | 0 | 0 | 0
Nuc | 0 | 0 | 0 | 0 | 0 | 0
PS | 0 | 0 | 0 | 0 | 0 | 0
PV | 0 | 0 | 0 | 0 | 0 | 0
PeakG | 0 | 0 | 0 | 0 | 0 | 0
PeakO | 0 | 0 | 0 | 0 | 0 | 0
ST | 0 | 0 | 0 | 0 | 0 | 0
STOG | 0 | 0 | 0 | 0 | 0 | 0
STWD | 0 | 0 | 0 | 0 | 0 | 0
WT | 0 | 0 | 0 | 0 | 0 | 0
IGCC | 0 | 0 | 0 | 0 | 0 | 0
DemandResponse | 0 | 0 | 0 | 0 | 0 | 0
IGCC-CCS | 0 | 0 | 0 | 0 | 0 | 0
WT_off | 0 | 0 | 0 | 0 | 0 | 0
PseudoUnit | 0 | 0 | 0 | 0 | 0 | 0
FixedInterchange | 0 | 0 | 0 | 0 | 0 | 0
NOx Emissions (MMshortTons): FRCC
ReportingType | 2015 | 2020 | 2025 | 2030 | 2035 | 2040
BM | 0 | 0 | 0 | 0 | 0 | 0
CC | 0.01 | 0.01 | 0.01 | 0 | 0 | 0
CSP | 0 | 0 | 0 | 0 | 0 | 0
CT | 0 | 0 | 0 | 0 | 0 | 0
Coal | 0.02 | 0 | 0 | 0 | 0 | 0
Geo | 0 | 0 | 0 | 0 | 0 | 0
H | 0 | 0 | 0 | 0 | 0 | 0
LFG | 0 | 0 | 0 | 0 | 0 | 0
Nuc | 0 | 0 | 0 | 0 | 0 | 0
PS | 0 | 0 | 0 | 0 | 0 | 0
PV | 0 | 0 | 0 | 0 | 0 | 0
PeakG | 0 | 0 | 0 | 0 | 0 | 0
PeakO | 0 | 0 | 0 | 0 | 0 | 0
ST | 0 | 0 | 0 | 0 | 0 | 0
STOG | 0 | 0 | 0 | 0 | 0 | 0
STWD | 0 | 0 | 0 | 0 | 0 | 0
WT | 0 | 0 | 0 | 0 | 0 | 0
IGCC | 0 | 0 | 0 | 0 | 0 | 0
DemandResponse | 0 | 0 | 0 | 0 | 0 | 0
IGCC-CCS | 0 | 0 | 0 | 0 | 0 | 0
WT_off | 0 | 0 | 0 | 0 | 0 | 0
PseudoUnit | 0 | 0 | 0 | 0 | 0 | 0
FixedInterchange | 0 | 0 | 0 | 0 | 0 | 0
NOx Emissions (MMshortTons): MAPP_US
ReportingType | 2015 | 2020 | 2025 | 2030 | 2035 | 2040
BM | 0 | 0 | 0 | 0 | 0 | 0
CC | 0 | 0 | 0 | 0 | 0 | 0
CSP | 0 | 0 | 0 | 0 | 0 | 0
CT | 0 | 0 | 0 | 0 | 0 | 0
Coal | 0.03 | 0 | 0 | 0 | 0 | 0
Geo | 0 | 0 | 0 | 0 | 0 | 0
H | 0 | 0 | 0 | 0 | 0 | 0
LFG | 0 | 0 | 0 | 0 | 0 | 0
Nuc | 0 | 0 | 0 | 0 | 0 | 0
PS | 0 | 0 | 0 | 0 | 0 | 0
PV | 0 | 0 | 0 | 0 | 0 | 0
PeakG | 0 | 0 | 0 | 0 | 0 | 0
PeakO | 0 | 0 | 0 | 0 | 0 | 0
ST | 0 | 0 | 0 | 0 | 0 | 0
STOG | 0 | 0 | 0 | 0 | 0 | 0
STWD | 0 | 0 | 0 | 0 | 0 | 0
WT | 0 | 0 | 0 | 0 | 0 | 0
IGCC | 0 | 0 | 0 | 0 | 0 | 0
DemandResponse | 0 | 0 | 0 | 0 | 0 | 0
IGCC-CCS | 0 | 0 | 0 | 0 | 0 | 0
WT_off | 0 | 0 | 0 | 0 | 0 | 0
PseudoUnit | 0 | 0 | 0 | 0 | 0 | 0
FixedInterchange | 0 | 0 | 0 | 0 | 0 | 0
NOx Emissions (MMshortTons): MISO_IN
ReportingType | 2015 | 2020 | 2025 | 2030 | 2035 | 2040
BM | 0 | 0 | 0 | 0 | 0 | 0
CC | 0 | 0 | 0 | 0 | 0 | 0
CSP | 0 | 0 | 0 | 0 | 0 | 0
CT | 0 | 0 | 0 | 0 | 0 | 0
Coal | 0.05 | 0.02 | 0 | 0 | 0 | 0
Geo | 0 | 0 | 0 | 0 | 0 | 0
H | 0 | 0 | 0 | 0 | 0 | 0
LFG | 0 | 0 | 0 | 0 | 0 | 0
Nuc | 0 | 0 | 0 | 0 | 0 | 0
PS | 0 | 0 | 0 | 0 | 0 | 0
PV | 0 | 0 | 0 | 0 | 0 | 0
PeakG | 0 | 0 | 0 | 0 | 0 | 0
PeakO | 0 | 0 | 0 | 0 | 0 | 0
ST | 0 | 0 | 0 | 0 | 0 | 0
STOG | 0 | 0 | 0 | 0 | 0 | 0
STWD | 0 | 0 | 0 | 0 | 0 | 0
WT | 0 | 0 | 0 | 0 | 0 | 0
IGCC | 0 | 0 | 0 | 0 | 0 | 0
DemandResponse | 0 | 0 | 0 | 0 | 0 | 0
IGCC-CCS | 0 | 0 | 0 | 0 | 0 | 0
WT_off | 0 | 0 | 0 | 0 | 0 | 0
PseudoUnit | 0 | 0 | 0 | 0 | 0 | 0
FixedInterchange | 0 | 0 | 0 | 0 | 0 | 0
NOx Emissions (MMshortTons): MISO_MI
ReportingType | 2015 | 2020 | 2025 | 2030 | 2035 | 2040
BM | 0 | 0 | 0 | 0 | 0 | 0
CC | 0 | 0 | 0 | 0 | 0 | 0
CSP | 0 | 0 | 0 | 0 | 0 | 0
CT | 0 | 0 | 0 | 0 | 0 | 0
Coal | 0.03 | 0 | 0 | 0 | 0 | 0
Geo | 0 | 0 | 0 | 0 | 0 | 0
H | 0 | 0 | 0 | 0 | 0 | 0
LFG | 0 | 0 | 0 | 0 | 0 | 0
Nuc | 0 | 0 | 0 | 0 | 0 | 0
PS | 0 | 0 | 0 | 0 | 0 | 0
PV | 0 | 0 | 0 | 0 | 0 | 0
PeakG | 0 | 0 | 0 | 0 | 0 | 0
PeakO | 0 | 0 | 0 | 0 | 0 | 0
ST | 0 | 0 | 0 | 0 | 0 | 0
STOG | 0 | 0 | 0 | 0 | 0 | 0
STWD | 0 | 0 | 0 | 0 | 0 | 0
WT | 0 | 0 | 0 | 0 | 0 | 0
IGCC | 0 | 0 | 0 | 0 | 0 | 0
DemandResponse | 0 | 0 | 0 | 0 | 0 | 0
IGCC-CCS | 0 | 0 | 0 | 0 | 0 | 0
WT_off | 0 | 0 | 0 | 0 | 0 | 0
PseudoUnit | 0 | 0 | 0 | 0 | 0 | 0
FixedInterchange | 0 | 0 | 0 | 0 | 0 | 0
NOx Emissions (MMshortTons): MISO_MO-IL
ReportingType | 2015 | 2020 | 2025 | 2030 | 2035 | 2040
BM | 0 | 0 | 0 | 0 | 0 | 0
CC | 0 | 0 | 0 | 0 | 0 | 0
CSP | 0 | 0 | 0 | 0 | 0 | 0
CT | 0 | 0 | 0 | 0 | 0 | 0
Coal | 0.04 | 0.01 | 0 | 0 | 0 | 0
Geo | 0 | 0 | 0 | 0 | 0 | 0
H | 0 | 0 | 0 | 0 | 0 | 0
LFG | 0 | 0 | 0 | 0 | 0 | 0
Nuc | 0 | 0 | 0 | 0 | 0 | 0
PS | 0 | 0 | 0 | 0 | 0 | 0
PV | 0 | 0 | 0 | 0 | 0 | 0
PeakG | 0 | 0 | 0 | 0 | 0 | 0
PeakO | 0 | 0 | 0 | 0 | 0 | 0
ST | 0 | 0 | 0 | 0 | 0 | 0
STOG | 0 | 0 | 0 | 0 | 0 | 0
STWD | 0 | 0 | 0 | 0 | 0 | 0
WT | 0 | 0 | 0 | 0 | 0 | 0
IGCC | 0 | 0 | 0 | 0 | 0 | 0
DemandResponse | 0 | 0 | 0 | 0 | 0 | 0
IGCC-CCS | 0 | 0 | 0 | 0 | 0 | 0
WT_off | 0 | 0 | 0 | 0 | 0 | 0
PseudoUnit | 0 | 0 | 0 | 0 | 0 | 0
FixedInterchange | 0 | 0 | 0 | 0 | 0 | 0
NOx Emissions (MMshortTons): MISO_W
ReportingType | 2015 | 2020 | 2025 | 2030 | 2035 | 2040
BM | 0 | 0 | 0 | 0 | 0 | 0
CC | 0 | 0 | 0 | 0 | 0 | 0
CSP | 0 | 0 | 0 | 0 | 0 | 0
CT | 0 | 0 | 0 | 0 | 0 | 0
Coal | 0.09 | 0.02 | 0 | 0 | 0 | 0
Geo | 0 | 0 | 0 | 0 | 0 | 0
H | 0 | 0 | 0 | 0 | 0 | 0
LFG | 0 | 0 | 0 | 0 | 0 | 0
Nuc | 0 | 0 | 0 | 0 | 0 | 0
PS | 0 | 0 | 0 | 0 | 0 | 0
PV | 0 | 0 | 0 | 0 | 0 | 0
PeakG | 0 | 0 | 0 | 0 | 0 | 0
PeakO | 0 | 0 | 0 | 0 | 0 | 0
ST | 0 | 0 | 0 | 0 | 0 | 0
STOG | 0 | 0 | 0 | 0 | 0 | 0
STWD | 0 | 0 | 0 | 0 | 0 | 0
WT | 0 | 0 | 0 | 0 | 0 | 0
IGCC | 0 | 0 | 0 | 0 | 0 | 0
DemandResponse | 0 | 0 | 0 | 0 | 0 | 0
IGCC-CCS | 0 | 0 | 0 | 0 | 0 | 0
WT_off | 0 | 0 | 0 | 0 | 0 | 0
PseudoUnit | 0 | 0 | 0 | 0 | 0 | 0
FixedInterchange | 0 | 0 | 0 | 0 | 0 | 0
NOx Emissions (MMshortTons): MISO_WUMS
ReportingType | 2015 | 2020 | 2025 | 2030 | 2035 | 2040
BM | 0 | 0 | 0 | 0 | 0 | 0
CC | 0 | 0 | 0 | 0 | 0 | 0
CSP | 0 | 0 | 0 | 0 | 0 | 0
CT | 0 | 0 | 0 | 0 | 0 | 0
Coal | 0 | 0 | 0 | 0 | 0 | 0
Geo | 0 | 0 | 0 | 0 | 0 | 0
H | 0 | 0 | 0 | 0 | 0 | 0
LFG | 0 | 0 | 0 | 0 | 0 | 0
Nuc | 0 | 0 | 0 | 0 | 0 | 0
PS | 0 | 0 | 0 | 0 | 0 | 0
PV | 0 | 0 | 0 | 0 | 0 | 0
PeakG | 0 | 0 | 0 | 0 | 0 | 0
PeakO | 0 | 0 | 0 | 0 | 0 | 0
ST | 0 | 0 | 0 | 0 | 0 | 0
STOG | 0 | 0 | 0 | 0 | 0 | 0
STWD | 0 | 0 | 0 | 0 | 0 | 0
WT | 0 | 0 | 0 | 0 | 0 | 0
IGCC | 0 | 0 | 0 | 0 | 0 | 0
DemandResponse | 0 | 0 | 0 | 0 | 0 | 0
IGCC-CCS | 0 | 0 | 0 | 0 | 0 | 0
WT_off | 0 | 0 | 0 | 0 | 0 | 0
PseudoUnit | 0 | 0 | 0 | 0 | 0 | 0
FixedInterchange | 0 | 0 | 0 | 0 | 0 | 0
NOx Emissions (MMshortTons): Nebraska
ReportingType | 2015 | 2020 | 2025 | 2030 | 2035 | 2040
BM | 0 | 0 | 0 | 0 | 0 | 0
CC | 0 | 0 | 0 | 0 | 0 | 0
CSP | 0 | 0 | 0 | 0 | 0 | 0
CT | 0 | 0 | 0 | 0 | 0 | 0
Coal | 0.04 | 0 | 0 | 0 | 0 | 0
Geo | 0 | 0 | 0 | 0 | 0 | 0
H | 0 | 0 | 0 | 0 | 0 | 0
LFG | 0 | 0 | 0 | 0 | 0 | 0
Nuc | 0 | 0 | 0 | 0 | 0 | 0
PS | 0 | 0 | 0 | 0 | 0 | 0
PV | 0 | 0 | 0 | 0 | 0 | 0
PeakG | 0 | 0 | 0 | 0 | 0 | 0
PeakO | 0 | 0 | 0 | 0 | 0 | 0
ST | 0 | 0 | 0 | 0 | 0 | 0
STOG | 0 | 0 | 0 | 0 | 0 | 0
STWD | 0 | 0 | 0 | 0 | 0 | 0
WT | 0 | 0 | 0 | 0 | 0 | 0
IGCC | 0 | 0 | 0 | 0 | 0 | 0
DemandResponse | 0 | 0 | 0 | 0 | 0 | 0
IGCC-CCS | 0 | 0 | 0 | 0 | 0 | 0
WT_off | 0 | 0 | 0 | 0 | 0 | 0
PseudoUnit | 0 | 0 | 0 | 0 | 0 | 0
FixedInterchange | 0 | 0 | 0 | 0 | 0 | 0
NOx Emissions (MMshortTons): NEISO
ReportingType | 2015 | 2020 | 2025 | 2030 | 2035 | 2040
BM | 0 | 0 | 0 | 0 | 0 | 0
CC | 0 | 0 | 0 | 0 | 0 | 0
CSP | 0 | 0 | 0 | 0 | 0 | 0
CT | 0 | 0 | 0 | 0 | 0 | 0
Coal | 0 | 0 | 0 | 0 | 0 | 0
Geo | 0 | 0 | 0 | 0 | 0 | 0
H | 0 | 0 | 0 | 0 | 0 | 0
LFG | 0 | 0 | 0 | 0 | 0 | 0
Nuc | 0 | 0 | 0 | 0 | 0 | 0
PS | 0 | 0 | 0 | 0 | 0 | 0
PV | 0 | 0 | 0 | 0 | 0 | 0
PeakG | 0 | 0 | 0 | 0 | 0 | 0
PeakO | 0 | 0 | 0 | 0 | 0 | 0
ST | 0 | 0 | 0 | 0 | 0 | 0
STOG | 0 | 0 | 0 | 0 | 0 | 0
STWD | 0 | 0 | 0 | 0 | 0 | 0
WT | 0 | 0 | 0 | 0 | 0 | 0
IGCC | 0 | 0 | 0 | 0 | 0 | 0
DemandResponse | 0 | 0 | 0 | 0 | 0 | 0
IGCC-CCS | 0 | 0 | 0 | 0 | 0 | 0
WT_off | 0 | 0 | 0 | 0 | 0 | 0
PseudoUnit | 0 | 0 | 0 | 0 | 0 | 0
FixedInterchange | 0 | 0 | 0 | 0 | 0 | 0
NOx Emissions (MMshortTons): NonRTO_Midwest
ReportingType | 2015 | 2020 | 2025 | 2030 | 2035 | 2040
BM | 0 | 0 | 0 | 0 | 0 | 0
CC | 0 | 0 | 0 | 0 | 0 | 0
CSP | 0 | 0 | 0 | 0 | 0 | 0
CT | 0 | 0 | 0 | 0 | 0 | 0
Coal | 0.04 | 0 | 0 | 0 | 0 | 0
Geo | 0 | 0 | 0 | 0 | 0 | 0
H | 0 | 0 | 0 | 0 | 0 | 0
LFG | 0 | 0 | 0 | 0 | 0 | 0
Nuc | 0 | 0 | 0 | 0 | 0 | 0
PS | 0 | 0 | 0 | 0 | 0 | 0
PV | 0 | 0 | 0 | 0 | 0 | 0
PeakG | 0 | 0 | 0 | 0 | 0 | 0
PeakO | 0 | 0 | 0 | 0 | 0 | 0
ST | 0 | 0 | 0 | 0 | 0 | 0
STOG | 0 | 0 | 0 | 0 | 0 | 0
STWD | 0 | 0 | 0 | 0 | 0 | 0
WT | 0 | 0 | 0 | 0 | 0 | 0
IGCC | 0 | 0 | 0 | 0 | 0 | 0
DemandResponse | 0 | 0 | 0 | 0 | 0 | 0
IGCC-CCS | 0 | 0 | 0 | 0 | 0 | 0
WT_off | 0 | 0 | 0 | 0 | 0 | 0
PseudoUnit | 0 | 0 | 0 | 0 | 0 | 0
FixedInterchange | 0 | 0 | 0 | 0 | 0 | 0
NOx Emissions (MMshortTons): NYISO_A-F
ReportingType | 2015 | 2020 | 2025 | 2030 | 2035 | 2040
BM | 0 | 0 | 0 | 0 | 0 | 0
CC | 0 | 0 | 0 | 0 | 0 | 0
CSP | 0 | 0 | 0 | 0 | 0 | 0
CT | 0 | 0 | 0 | 0 | 0 | 0
Coal | 0 | 0 | 0 | 0 | 0 | 0
Geo | 0 | 0 | 0 | 0 | 0 | 0
H | 0 | 0 | 0 | 0 | 0 | 0
LFG | 0 | 0 | 0 | 0 | 0 | 0
Nuc | 0 | 0 | 0 | 0 | 0 | 0
PS | 0 | 0 | 0 | 0 | 0 | 0
PV | 0 | 0 | 0 | 0 | 0 | 0
PeakG | 0 | 0 | 0 | 0 | 0 | 0
PeakO | 0 | 0 | 0 | 0 | 0 | 0
ST | 0 | 0 | 0 | 0 | 0 | 0
STOG | 0 | 0 | 0 | 0 | 0 | 0
STWD | 0 | 0 | 0 | 0 | 0 | 0
WT | 0 | 0 | 0 | 0 | 0 | 0
IGCC | 0 | 0 | 0 | 0 | 0 | 0
DemandResponse | 0 | 0 | 0 | 0 | 0 | 0
IGCC-CCS | 0 | 0 | 0 | 0 | 0 | 0
WT_off | 0 | 0 | 0 | 0 | 0 | 0
PseudoUnit | 0 | 0 | 0 | 0 | 0 | 0
FixedInterchange | 0 | 0 | 0 | 0 | 0 | 0
NOx Emissions (MMshortTons): NYISO_G-I
ReportingType | 2015 | 2020 | 2025 | 2030 | 2035 | 2040
BM | 0 | 0 | 0 | 0 | 0 | 0
CC | 0 | 0 | 0 | 0 | 0 | 0
CSP | 0 | 0 | 0 | 0 | 0 | 0
CT | 0 | 0 | 0 | 0 | 0 | 0
Coal | 0 | 0 | 0 | 0 | 0 | 0
Geo | 0 | 0 | 0 | 0 | 0 | 0
H | 0 | 0 | 0 | 0 | 0 | 0
LFG | 0 | 0 | 0 | 0 | 0 | 0
Nuc | 0 | 0 | 0 | 0 | 0 | 0
PS | 0 | 0 | 0 | 0 | 0 | 0
PV | 0 | 0 | 0 | 0 | 0 | 0
PeakG | 0 | 0 | 0 | 0 | 0 | 0
PeakO | 0 | 0 | 0 | 0 | 0 | 0
ST | 0 | 0 | 0 | 0 | 0 | 0
STOG | 0 | 0 | 0 | 0 | 0 | 0
STWD | 0 | 0 | 0 | 0 | 0 | 0
WT | 0 | 0 | 0 | 0 | 0 | 0
IGCC | 0 | 0 | 0 | 0 | 0 | 0
DemandResponse | 0 | 0 | 0 | 0 | 0 | 0
IGCC-CCS | 0 | 0 | 0 | 0 | 0 | 0
WT_off | 0 | 0 | 0 | 0 | 0 | 0
PseudoUnit | 0 | 0 | 0 | 0 | 0 | 0
FixedInterchange | 0 | 0 | 0 | 0 | 0 | 0
NOx Emissions (MMshortTons): NYISO_J-K
ReportingType | 2015 | 2020 | 2025 | 2030 | 2035 | 2040
BM | 0 | 0 | 0 | 0 | 0 | 0
CC | 0 | 0 | 0 | 0 | 0 | 0
CSP | 0 | 0 | 0 | 0 | 0 | 0
CT | 0 | 0 | 0 | 0 | 0 | 0
Coal | 0 | 0 | 0 | 0 | 0 | 0
Geo | 0 | 0 | 0 | 0 | 0 | 0
H | 0 | 0 | 0 | 0 | 0 | 0
LFG | 0 | 0 | 0 | 0 | 0 | 0
Nuc | 0 | 0 | 0 | 0 | 0 | 0
PS | 0 | 0 | 0 | 0 | 0 | 0
PV | 0 | 0 | 0 | 0 | 0 | 0
PeakG | 0 | 0 | 0 | 0 | 0 | 0
PeakO | 0 | 0 | 0 | 0 | 0 | 0
ST | 0 | 0 | 0 | 0 | 0 | 0
STOG | 0 | 0 | 0 | 0 | 0 | 0
STWD | 0 | 0 | 0 | 0 | 0 | 0
WT | 0 | 0 | 0 | 0 | 0 | 0
IGCC | 0 | 0 | 0 | 0 | 0 | 0
DemandResponse | 0 | 0 | 0 | 0 | 0 | 0
IGCC-CCS | 0 | 0 | 0 | 0 | 0 | 0
WT_off | 0 | 0 | 0 | 0 | 0 | 0
PseudoUnit | 0 | 0 | 0 | 0 | 0 | 0
FixedInterchange | 0 | 0 | 0 | 0 | 0 | 0
NOx Emissions (MMshortTons): PJM_E
ReportingType | 2015 | 2020 | 2025 | 2030 | 2035 | 2040
BM | 0 | 0 | 0 | 0 | 0 | 0
CC | 0 | 0 | 0 | 0 | 0 | 0
CSP | 0 | 0 | 0 | 0 | 0 | 0
CT | 0 | 0 | 0 | 0 | 0 | 0
Coal | 0 | 0 | 0 | 0 | 0 | 0
Geo | 0 | 0 | 0 | 0 | 0 | 0
H | 0 | 0 | 0 | 0 | 0 | 0
LFG | 0 | 0 | 0 | 0 | 0 | 0
Nuc | 0 | 0 | 0 | 0 | 0 | 0
PS | 0 | 0 | 0 | 0 | 0 | 0
PV | 0 | 0 | 0 | 0 | 0 | 0
PeakG | 0 | 0 | 0 | 0 | 0 | 0
PeakO | 0 | 0 | 0 | 0 | 0 | 0
ST | 0 | 0 | 0 | 0 | 0 | 0
STOG | 0 | 0 | 0 | 0 | 0 | 0
STWD | 0 | 0 | 0 | 0 | 0 | 0
WT | 0 | 0 | 0 | 0 | 0 | 0
IGCC | 0 | 0 | 0 | 0 | 0 | 0
DemandResponse | 0 | 0 | 0 | 0 | 0 | 0
IGCC-CCS | 0 | 0 | 0 | 0 | 0 | 0
WT_off | 0 | 0 | 0 | 0 | 0 | 0
PseudoUnit | 0 | 0 | 0 | 0 | 0 | 0
FixedInterchange | 0 | 0 | 0 | 0 | 0 | 0
NOx Emissions (MMshortTons): PJM_ROM
ReportingType | 2015 | 2020 | 2025 | 2030 | 2035 | 2040
BM | 0 | 0 | 0 | 0 | 0 | 0
CC | 0 | 0 | 0 | 0 | 0 | 0.01
CSP | 0 | 0 | 0 | 0 | 0 | 0
CT | 0 | 0 | 0 | 0 | 0 | 0
Coal | 0 | 0 | 0 | 0 | 0 | 0
Geo | 0 | 0 | 0 | 0 | 0 | 0
H | 0 | 0 | 0 | 0 | 0 | 0
LFG | 0 | 0 | 0 | 0 | 0 | 0
Nuc | 0 | 0 | 0 | 0 | 0 | 0
PS | 0 | 0 | 0 | 0 | 0 | 0
PV | 0 | 0 | 0 | 0 | 0 | 0
PeakG | 0 | 0 | 0 | 0 | 0 | 0
PeakO | 0 | 0 | 0 | 0 | 0 | 0
ST | 0 | 0 | 0 | 0 | 0 | 0
STOG | 0 | 0 | 0 | 0 | 0 | 0
STWD | 0 | 0 | 0 | 0 | 0 | 0
WT | 0 | 0 | 0 | 0 | 0 | 0
IGCC | 0 | 0 | 0 | 0 | 0 | 0
DemandResponse | 0 | 0 | 0 | 0 | 0 | 0
IGCC-CCS | 0 | 0 | 0 | 0 | 0 | 0
WT_off | 0 | 0 | 0 | 0 | 0 | 0
PseudoUnit | 0 | 0 | 0 | 0 | 0 | 0
FixedInterchange | 0 | 0 | 0 | 0 | 0 | 0
NOx Emissions (MMshortTons): PJM_ROR
ReportingType | 2015 | 2020 | 2025 | 2030 | 2035 | 2040
BM | 0 | 0 | 0 | 0 | 0 | 0
CC | 0.01 | 0.02 | 0.02 | 0.01 | 0.01 | 0.01
CSP | 0 | 0 | 0 | 0 | 0 | 0
CT | 0 | 0 | 0 | 0 | 0 | 0
Coal | 0.14 | 0.02 | 0 | 0 | 0 | 0
Geo | 0 | 0 | 0 | 0 | 0 | 0
H | 0 | 0 | 0 | 0 | 0 | 0
LFG | 0 | 0 | 0 | 0 | 0 | 0
Nuc | 0 | 0 | 0 | 0 | 0 | 0
PS | 0 | 0 | 0 | 0 | 0 | 0
PV | 0 | 0 | 0 | 0 | 0 | 0
PeakG | 0 | 0 | 0 | 0 | 0 | 0
PeakO | 0 | 0 | 0 | 0 | 0 | 0
ST | 0 | 0 | 0 | 0 | 0 | 0
STOG | 0 | 0 | 0 | 0 | 0 | 0
STWD | 0 | 0 | 0 | 0 | 0 | 0
WT | 0 | 0 | 0 | 0 | 0 | 0
IGCC | 0 | 0 | 0 | 0 | 0 | 0
DemandResponse | 0 | 0 | 0 | 0 | 0 | 0
IGCC-CCS | 0 | 0 | 0 | 0 | 0 | 0
WT_off | 0 | 0 | 0 | 0 | 0 | 0
PseudoUnit | 0 | 0 | 0 | 0 | 0 | 0
FixedInterchange | 0 | 0 | 0 | 0 | 0 | 0
NOx Emissions (MMshortTons): SOCO
ReportingType | 2015 | 2020 | 2025 | 2030 | 2035 | 2040
BM | 0 | 0 | 0 | 0 | 0 | 0
CC | 0.01 | 0.01 | 0.01 | 0.01 | 0.01 | 0
CSP | 0 | 0 | 0 | 0 | 0 | 0
CT | 0 | 0 | 0 | 0 | 0 | 0
Coal | 0.03 | 0 | 0 | 0 | 0 | 0
Geo | 0 | 0 | 0 | 0 | 0 | 0
H | 0 | 0 | 0 | 0 | 0 | 0
LFG | 0 | 0 | 0 | 0 | 0 | 0
Nuc | 0 | 0 | 0 | 0 | 0 | 0
PS | 0 | 0 | 0 | 0 | 0 | 0
PV | 0 | 0 | 0 | 0 | 0 | 0
PeakG | 0 | 0 | 0 | 0 | 0 | 0
PeakO | 0 | 0 | 0 | 0 | 0 | 0
ST | 0 | 0 | 0 | 0 | 0 | 0
STOG | 0 | 0 | 0 | 0 | 0 | 0
STWD | 0 | 0 | 0 | 0 | 0 | 0
WT | 0 | 0 | 0 | 0 | 0 | 0
IGCC | 0 | 0 | 0 | 0 | 0 | 0
DemandResponse | 0 | 0 | 0 | 0 | 0 | 0
IGCC-CCS | 0 | 0 | 0 | 0 | 0 | 0
WT_off | 0 | 0 | 0 | 0 | 0 | 0
PseudoUnit | 0 | 0 | 0 | 0 | 0 | 0
FixedInterchange | 0 | 0 | 0 | 0 | 0 | 0
NOx Emissions (MMshortTons): SPP_N
ReportingType | 2015 | 2020 | 2025 | 2030 | 2035 | 2040
BM | 0 | 0 | 0 | 0 | 0 | 0
CC | 0 | 0 | 0 | 0 | 0 | 0
CSP | 0 | 0 | 0 | 0 | 0 | 0
CT | 0 | 0 | 0 | 0 | 0 | 0
Coal | 0.06 | 0.01 | 0 | 0 | 0 | 0
Geo | 0 | 0 | 0 | 0 | 0 | 0
H | 0 | 0 | 0 | 0 | 0 | 0
LFG | 0 | 0 | 0 | 0 | 0 | 0
Nuc | 0 | 0 | 0 | 0 | 0 | 0
PS | 0 | 0 | 0 | 0 | 0 | 0
PV | 0 | 0 | 0 | 0 | 0 | 0
PeakG | 0 | 0 | 0 | 0 | 0 | 0
PeakO | 0 | 0 | 0 | 0 | 0 | 0
ST | 0 | 0 | 0 | 0 | 0 | 0
STOG | 0 | 0 | 0 | 0 | 0 | 0
STWD | 0 | 0 | 0 | 0 | 0 | 0
WT | 0 | 0 | 0 | 0 | 0 | 0
IGCC | 0 | 0 | 0 | 0 | 0 | 0
DemandResponse | 0 | 0 | 0 | 0 | 0 | 0
IGCC-CCS | 0 | 0 | 0 | 0 | 0 | 0
WT_off | 0 | 0 | 0 | 0 | 0 | 0
PseudoUnit | 0 | 0 | 0 | 0 | 0 | 0
FixedInterchange | 0 | 0 | 0 | 0 | 0 | 0
NOx Emissions (MMshortTons): SPP_S
ReportingType | 2015 | 2020 | 2025 | 2030 | 2035 | 2040
BM | 0 | 0 | 0 | 0 | 0 | 0
CC | 0 | 0 | 0 | 0 | 0 | 0
CSP | 0 | 0 | 0 | 0 | 0 | 0
CT | 0 | 0 | 0 | 0 | 0 | 0
Coal | 0.1 | 0 | 0 | 0 | 0 | 0
Geo | 0 | 0 | 0 | 0 | 0 | 0
H | 0 | 0 | 0 | 0 | 0 | 0
LFG | 0 | 0 | 0 | 0 | 0 | 0
Nuc | 0 | 0 | 0 | 0 | 0 | 0
PS | 0 | 0 | 0 | 0 | 0 | 0
PV | 0 | 0 | 0 | 0 | 0 | 0
PeakG | 0 | 0 | 0 | 0 | 0 | 0
PeakO | 0 | 0 | 0 | 0 | 0 | 0
ST | 0 | 0 | 0 | 0 | 0 | 0
STOG | 0 | 0 | 0 | 0 | 0 | 0
STWD | 0 | 0 | 0 | 0 | 0 | 0
WT | 0 | 0 | 0 | 0 | 0 | 0
IGCC | 0 | 0 | 0 | 0 | 0 | 0
DemandResponse | 0 | 0 | 0 | 0 | 0 | 0
IGCC-CCS | 0 | 0 | 0 | 0 | 0 | 0
WT_off | 0 | 0 | 0 | 0 | 0 | 0
PseudoUnit | 0 | 0 | 0 | 0 | 0 | 0
FixedInterchange | 0 | 0 | 0 | 0 | 0 | 0
NOx Emissions (MMshortTons): TVA
ReportingType | 2015 | 2020 | 2025 | 2030 | 2035 | 2040
BM | 0 | 0 | 0 | 0 | 0 | 0
CC | 0 | 0 | 0 | 0 | 0 | 0
CSP | 0 | 0 | 0 | 0 | 0 | 0
CT | 0 | 0 | 0 | 0 | 0 | 0
Coal | 0.02 | 0 | 0 | 0 | 0 | 0
Geo | 0 | 0 | 0 | 0 | 0 | 0
H | 0 | 0 | 0 | 0 | 0 | 0
LFG | 0 | 0 | 0 | 0 | 0 | 0
Nuc | 0 | 0 | 0 | 0 | 0 | 0
PS | 0 | 0 | 0 | 0 | 0 | 0
PV | 0 | 0 | 0 | 0 | 0 | 0
PeakG | 0 | 0 | 0 | 0 | 0 | 0
PeakO | 0 | 0 | 0 | 0 | 0 | 0
ST | 0 | 0 | 0 | 0 | 0 | 0
STOG | 0 | 0 | 0 | 0 | 0 | 0
STWD | 0 | 0 | 0 | 0 | 0 | 0
WT | 0 | 0 | 0 | 0 | 0 | 0
IGCC | 0 | 0 | 0 | 0 | 0 | 0
DemandResponse | 0 | 0 | 0 | 0 | 0 | 0
IGCC-CCS | 0 | 0 | 0 | 0 | 0 | 0
WT_off | 0 | 0 | 0 | 0 | 0 | 0
PseudoUnit | 0 | 0 | 0 | 0 | 0 | 0
FixedInterchange | 0 | 0 | 0 | 0 | 0 | 0
NOx Emissions (MMshortTons): TVA_Transmission
ReportingType | 2015 | 2020 | 2025 | 2030 | 2035 | 2040
BM | 0 | 0 | 0 | 0 | 0 | 0
CC | 0 | 0 | 0 | 0 | 0 | 0
CSP | 0 | 0 | 0 | 0 | 0 | 0
CT | 0 | 0 | 0 | 0 | 0 | 0
Coal | 0 | 0 | 0 | 0 | 0 | 0
Geo | 0 | 0 | 0 | 0 | 0 | 0
H | 0 | 0 | 0 | 0 | 0 | 0
LFG | 0 | 0 | 0 | 0 | 0 | 0
Nuc | 0 | 0 | 0 | 0 | 0 | 0
PS | 0 | 0 | 0 | 0 | 0 | 0
PV | 0 | 0 | 0 | 0 | 0 | 0
PeakG | 0 | 0 | 0 | 0 | 0 | 0
PeakO | 0 | 0 | 0 | 0 | 0 | 0
ST | 0 | 0 | 0 | 0 | 0 | 0
STOG | 0 | 0 | 0 | 0 | 0 | 0
STWD | 0 | 0 | 0 | 0 | 0 | 0
WT | 0 | 0 | 0 | 0 | 0 | 0
IGCC | 0 | 0 | 0 | 0 | 0 | 0
DemandResponse | 0 | 0 | 0 | 0 | 0 | 0
IGCC-CCS | 0 | 0 | 0 | 0 | 0 | 0
WT_off | 0 | 0 | 0 | 0 | 0 | 0
PseudoUnit | 0 | 0 | 0 | 0 | 0 | 0
FixedInterchange | 0 | 0 | 0 | 0 | 0 | 0
NOx Emissions (MMshortTons): VACAR
ReportingType | 2015 | 2020 | 2025 | 2030 | 2035 | 2040
BM | 0 | 0 | 0 | 0 | 0 | 0
CC | 0.01 | 0.01 | 0.01 | 0 | 0 | 0
CSP | 0 | 0 | 0 | 0 | 0 | 0
CT | 0 | 0 | 0 | 0 | 0 | 0
Coal | 0.01 | 0 | 0 | 0 | 0 | 0
Geo | 0 | 0 | 0 | 0 | 0 | 0
H | 0 | 0 | 0 | 0 | 0 | 0
LFG | 0 | 0 | 0 | 0 | 0 | 0
Nuc | 0 | 0 | 0 | 0 | 0 | 0
PS | 0 | 0 | 0 | 0 | 0 | 0
PV | 0 | 0 | 0 | 0 | 0 | 0
PeakG | 0 | 0 | 0 | 0 | 0 | 0
PeakO | 0 | 0 | 0 | 0 | 0 | 0
ST | 0 | 0 | 0 | 0 | 0 | 0
STOG | 0 | 0 | 0 | 0 | 0 | 0
STWD | 0 | 0 | 0 | 0 | 0 | 0
WT | 0 | 0 | 0 | 0 | 0 | 0
IGCC | 0 | 0 | 0 | 0 | 0 | 0
DemandResponse | 0 | 0 | 0 | 0 | 0 | 0
IGCC-CCS | 0 | 0 | 0 | 0 | 0 | 0
WT_off | 0 | 0 | 0 | 0 | 0 | 0
PseudoUnit | 0 | 0 | 0 | 0 | 0 | 0
FixedInterchange | 0 | 0 | 0 | 0 | 0 | 0
NOx Emissions (MMshortTons): IESO
ReportingType | 2015 | 2020 | 2025 | 2030 | 2035 | 2040
BM | 0 | 0 | 0 | 0 | 0 | 0
CC | 0 | 0 | 0 | 0 | 0 | 0
CSP | 0 | 0 | 0 | 0 | 0 | 0
CT | 0 | 0 | 0 | 0 | 0 | 0
Coal | 0 | 0 | 0 | 0 | 0 | 0
Geo | 0 | 0 | 0 | 0 | 0 | 0
H | 0 | 0 | 0 | 0 | 0 | 0
LFG | 0 | 0 | 0 | 0 | 0 | 0
Nuc | 0 | 0 | 0 | 0 | 0 | 0
PS | 0 | 0 | 0 | 0 | 0 | 0
PV | 0 | 0 | 0 | 0 | 0 | 0
PeakG | 0 | 0 | 0 | 0 | 0 | 0
PeakO | 0 | 0 | 0 | 0 | 0 | 0
ST | 0 | 0 | 0 | 0 | 0 | 0
STOG | 0 | 0 | 0 | 0 | 0 | 0
STWD | 0 | 0 | 0 | 0 | 0 | 0
WT | 0 | 0 | 0 | 0 | 0 | 0
IGCC | 0 | 0 | 0 | 0 | 0 | 0
DemandResponse | 0 | 0 | 0 | 0 | 0 | 0
IGCC-CCS | 0 | 0 | 0 | 0 | 0 | 0
WT_off | 0 | 0 | 0 | 0 | 0 | 0
PseudoUnit | 0 | 0 | 0 | 0 | 0 | 0
FixedInterchange | 0 | 0 | 0 | 0 | 0 | 0
NOx Emissions (MMshortTons): MAPP_CA
ReportingType | 2015 | 2020 | 2025 | 2030 | 2035 | 2040
BM | 0 | 0 | 0 | 0 | 0 | 0
CC | 0 | 0 | 0 | 0 | 0 | 0
CSP | 0 | 0 | 0 | 0 | 0 | 0
CT | 0 | 0 | 0 | 0 | 0 | 0
Coal | 0 | 0 | 0 | 0 | 0 | 0
Geo | 0 | 0 | 0 | 0 | 0 | 0
H | 0 | 0 | 0 | 0 | 0 | 0
LFG | 0 | 0 | 0 | 0 | 0 | 0
Nuc | 0 | 0 | 0 | 0 | 0 | 0
PS | 0 | 0 | 0 | 0 | 0 | 0
PV | 0 | 0 | 0 | 0 | 0 | 0
PeakG | 0 | 0 | 0 | 0 | 0 | 0
PeakO | 0 | 0 | 0 | 0 | 0 | 0
ST | 0 | 0 | 0 | 0 | 0 | 0
STOG | 0 | 0 | 0 | 0 | 0 | 0
STWD | 0 | 0 | 0 | 0 | 0 | 0
WT | 0 | 0 | 0 | 0 | 0 | 0
IGCC | 0 | 0 | 0 | 0 | 0 | 0
DemandResponse | 0 | 0 | 0 | 0 | 0 | 0
IGCC-CCS | 0 | 0 | 0 | 0 | 0 | 0
WT_off | 0 | 0 | 0 | 0 | 0 | 0
PseudoUnit | 0 | 0 | 0 | 0 | 0 | 0
FixedInterchange | 0 | 0 | 0 | 0 | 0 | 0
NOx Emissions (MMshortTons): AZ_NM_SNV_Coal
ReportingType | 2015 | 2020 | 2025 | 2030 | 2035 | 2040
BM | 0 | 0 | 0 | 0 | 0 | 0
CC | 0 | 0 | 0 | 0 | 0 | 0
CSP | 0 | 0 | 0 | 0 | 0 | 0
CT | 0 | 0 | 0 | 0 | 0 | 0
Coal | 0.11 | 0.07 | 0 | 0 | 0 | 0
Geo | 0 | 0 | 0 | 0 | 0 | 0
H | 0 | 0 | 0 | 0 | 0 | 0
LFG | 0 | 0 | 0 | 0 | 0 | 0
Nuc | 0 | 0 | 0 | 0 | 0 | 0
PS | 0 | 0 | 0 | 0 | 0 | 0
PV | 0 | 0 | 0 | 0 | 0 | 0
PeakG | 0 | 0 | 0 | 0 | 0 | 0
PeakO | 0 | 0 | 0 | 0 | 0 | 0
ST | 0 | 0 | 0 | 0 | 0 | 0
STOG | 0 | 0 | 0 | 0 | 0 | 0
STWD | 0 | 0 | 0 | 0 | 0 | 0
WT | 0 | 0 | 0 | 0 | 0 | 0
IGCC | 0 | 0 | 0 | 0 | 0 | 0
DemandResponse | 0 | 0 | 0 | 0 | 0 | 0
IGCC-CCS | 0 | 0 | 0 | 0 | 0 | 0
WT_off | 0 | 0 | 0 | 0 | 0 | 0
PseudoUnit | 0 | 0 | 0 | 0 | 0 | 0
FixedInterchange | 0 | 0 | 0 | 0 | 0 | 0
NOx Emissions (MMshortTons): AZ_NM_SNV_Gas
ReportingType | 2015 | 2020 | 2025 | 2030 | 2035 | 2040
BM | 0 | 0 | 0 | 0 | 0 | 0
CC | 0 | 0 | 0.01 | 0 | 0 | 0
CSP | 0 | 0 | 0 | 0 | 0 | 0
CT | 0 | 0 | 0 | 0 | 0 | 0
Coal | 0 | 0 | 0 | 0 | 0 | 0
Geo | 0 | 0 | 0 | 0 | 0 | 0
H | 0 | 0 | 0 | 0 | 0 | 0
LFG | 0 | 0 | 0 | 0 | 0 | 0
Nuc | 0 | 0 | 0 | 0 | 0 | 0
PS | 0 | 0 | 0 | 0 | 0 | 0
PV | 0 | 0 | 0 | 0 | 0 | 0
PeakG | 0 | 0 | 0 | 0 | 0 | 0
PeakO | 0 | 0 | 0 | 0 | 0 | 0
ST | 0 | 0 | 0 | 0 | 0 | 0
STOG | 0 | 0 | 0 | 0 | 0 | 0
STWD | 0 | 0 | 0 | 0 | 0 | 0
WT | 0 | 0 | 0 | 0 | 0 | 0
IGCC | 0 | 0 | 0 | 0 | 0 | 0
DemandResponse | 0 | 0 | 0 | 0 | 0 | 0
IGCC-CCS | 0 | 0 | 0 | 0 | 0 | 0
WT_off | 0 | 0 | 0 | 0 | 0 | 0
PseudoUnit | 0 | 0 | 0 | 0 | 0 | 0
FixedInterchange | 0 | 0 | 0 | 0 | 0 | 0
NOx Emissions (MMshortTons): AZ_NM_SNV_NucRenew
ReportingType | 2015 | 2020 | 2025 | 2030 | 2035 | 2040
BM | 0 | 0 | 0 | 0 | 0 | 0
CC | 0 | 0 | 0 | 0 | 0 | 0
CSP | 0 | 0 | 0 | 0 | 0 | 0
CT | 0 | 0 | 0 | 0 | 0 | 0
Coal | 0 | 0 | 0 | 0 | 0 | 0
Geo | 0 | 0 | 0 | 0 | 0 | 0
H | 0 | 0 | 0 | 0 | 0 | 0
LFG | 0 | 0 | 0 | 0 | 0 | 0
Nuc | 0 | 0 | 0 | 0 | 0 | 0
PS | 0 | 0 | 0 | 0 | 0 | 0
PV | 0 | 0 | 0 | 0 | 0 | 0
PeakG | 0 | 0 | 0 | 0 | 0 | 0
PeakO | 0 | 0 | 0 | 0 | 0 | 0
ST | 0 | 0 | 0 | 0 | 0 | 0
STOG | 0 | 0 | 0 | 0 | 0 | 0
STWD | 0 | 0 | 0 | 0 | 0 | 0
WT | 0 | 0 | 0 | 0 | 0 | 0
IGCC | 0 | 0 | 0 | 0 | 0 | 0
DemandResponse | 0 | 0 | 0 | 0 | 0 | 0
IGCC-CCS | 0 | 0 | 0 | 0 | 0 | 0
WT_off | 0 | 0 | 0 | 0 | 0 | 0
PseudoUnit | 0 | 0 | 0 | 0 | 0 | 0
FixedInterchange | 0 | 0 | 0 | 0 | 0 | 0
NOx Emissions (MMshortTons): ERCOT
ReportingType | 2015 | 2020 | 2025 | 2030 | 2035 | 2040
BM | 0 | 0 | 0 | 0 | 0 | 0
CC | 0.01 | 0.01 | 0.01 | 0.01 | 0.01 | 0.01
CSP | 0 | 0 | 0 | 0 | 0 | 0
CT | 0 | 0 | 0 | 0 | 0 | 0
Coal | 0.01 | 0.01 | 0 | 0 | 0 | 0
Geo | 0 | 0 | 0 | 0 | 0 | 0
H | 0 | 0 | 0 | 0 | 0 | 0
LFG | 0 | 0 | 0 | 0 | 0 | 0
Nuc | 0 | 0 | 0 | 0 | 0 | 0
PS | 0 | 0 | 0 | 0 | 0 | 0
PV | 0 | 0 | 0 | 0 | 0 | 0
PeakG | 0 | 0 | 0 | 0 | 0 | 0
PeakO | 0 | 0 | 0 | 0 | 0 | 0
ST | 0 | 0 | 0 | 0 | 0 | 0
STOG | 0 | 0 | 0 | 0 | 0 | 0
STWD | 0 | 0 | 0 | 0 | 0 | 0
WT | 0 | 0 | 0 | 0 | 0 | 0
IGCC | 0 | 0 | 0 | 0 | 0 | 0
DemandResponse | 0 | 0 | 0 | 0 | 0 | 0
IGCC-CCS | 0 | 0 | 0 | 0 | 0 | 0
WT_off | 0 | 0 | 0 | 0 | 0 | 0
PseudoUnit | 0 | 0 | 0 | 0 | 0 | 0
FixedInterchange | 0 | 0 | 0 | 0 | 0 | 0
NOx Emissions (MMshortTons): NP15
ReportingType | 2015 | 2020 | 2025 | 2030 | 2035 | 2040
BM | 0 | 0 | 0 | 0 | 0 | 0
CC | 0 | 0 | 0 | 0 | 0 | 0
CSP | 0 | 0 | 0 | 0 | 0 | 0
CT | 0 | 0 | 0 | 0 | 0 | 0
Coal | 0 | 0 | 0 | 0 | 0 | 0
Geo | 0 | 0 | 0 | 0 | 0 | 0
H | 0 | 0 | 0 | 0 | 0 | 0
LFG | 0 | 0 | 0 | 0 | 0 | 0
Nuc | 0 | 0 | 0 | 0 | 0 | 0
PS | 0 | 0 | 0 | 0 | 0 | 0
PV | 0 | 0 | 0 | 0 | 0 | 0
PeakG | 0 | 0 | 0 | 0 | 0 | 0
PeakO | 0 | 0 | 0 | 0 | 0 | 0
ST | 0 | 0 | 0 | 0 | 0 | 0
STOG | 0 | 0 | 0 | 0 | 0 | 0
STWD | 0 | 0 | 0 | 0 | 0 | 0
WT | 0 | 0 | 0 | 0 | 0 | 0
IGCC | 0 | 0 | 0 | 0 | 0 | 0
DemandResponse | 0 | 0 | 0 | 0 | 0 | 0
IGCC-CCS | 0 | 0 | 0 | 0 | 0 | 0
WT_off | 0 | 0 | 0 | 0 | 0 | 0
PseudoUnit | 0 | 0 | 0 | 0 | 0 | 0
FixedInterchange | 0 | 0 | 0 | 0 | 0 | 0
NOx Emissions (MMshortTons): NWPP_Coal
ReportingType | 2015 | 2020 | 2025 | 2030 | 2035 | 2040
BM | 0 | 0 | 0 | 0 | 0 | 0
CC | 0 | 0 | 0 | 0 | 0 | 0
CSP | 0 | 0 | 0 | 0 | 0 | 0
CT | 0 | 0 | 0 | 0 | 0 | 0
Coal | 0.08 | 0.05 | 0 | 0 | 0 | 0
Geo | 0 | 0 | 0 | 0 | 0 | 0
H | 0 | 0 | 0 | 0 | 0 | 0
LFG | 0 | 0 | 0 | 0 | 0 | 0
Nuc | 0 | 0 | 0 | 0 | 0 | 0
PS | 0 | 0 | 0 | 0 | 0 | 0
PV | 0 | 0 | 0 | 0 | 0 | 0
PeakG | 0 | 0 | 0 | 0 | 0 | 0
PeakO | 0 | 0 | 0 | 0 | 0 | 0
ST | 0 | 0 | 0 | 0 | 0 | 0
STOG | 0 | 0 | 0 | 0 | 0 | 0
STWD | 0 | 0 | 0 | 0 | 0 | 0
WT | 0 | 0 | 0 | 0 | 0 | 0
IGCC | 0 | 0 | 0 | 0 | 0 | 0
DemandResponse | 0 | 0 | 0 | 0 | 0 | 0
IGCC-CCS | 0 | 0 | 0 | 0 | 0 | 0
WT_off | 0 | 0 | 0 | 0 | 0 | 0
PseudoUnit | 0 | 0 | 0 | 0 | 0 | 0
FixedInterchange | 0 | 0 | 0 | 0 | 0 | 0
NOx Emissions (MMshortTons): NWPP_Gas
ReportingType | 2015 | 2020 | 2025 | 2030 | 2035 | 2040
BM | 0 | 0 | 0 | 0 | 0 | 0
CC | 0 | 0 | 0 | 0 | 0 | 0
CSP | 0 | 0 | 0 | 0 | 0 | 0
CT | 0 | 0 | 0 | 0 | 0 | 0
Coal | 0 | 0 | 0 | 0 | 0 | 0
Geo | 0 | 0 | 0 | 0 | 0 | 0
H | 0 | 0 | 0 | 0 | 0 | 0
LFG | 0 | 0 | 0 | 0 | 0 | 0
Nuc | 0 | 0 | 0 | 0 | 0 | 0
PS | 0 | 0 | 0 | 0 | 0 | 0
PV | 0 | 0 | 0 | 0 | 0 | 0
PeakG | 0 | 0 | 0 | 0 | 0 | 0
PeakO | 0 | 0 | 0 | 0 | 0 | 0
ST | 0 | 0 | 0 | 0 | 0 | 0
STOG | 0 | 0 | 0 | 0 | 0 | 0
STWD | 0 | 0 | 0 | 0 | 0 | 0
WT | 0 | 0 | 0 | 0 | 0 | 0
IGCC | 0 | 0 | 0 | 0 | 0 | 0
DemandResponse | 0 | 0 | 0 | 0 | 0 | 0
IGCC-CCS | 0 | 0 | 0 | 0 | 0 | 0
WT_off | 0 | 0 | 0 | 0 | 0 | 0
PseudoUnit | 0 | 0 | 0 | 0 | 0 | 0
FixedInterchange | 0 | 0 | 0 | 0 | 0 | 0
NOx Emissions (MMshortTons): NWPP_NucRenew
ReportingType | 2015 | 2020 | 2025 | 2030 | 2035 | 2040
BM | 0 | 0 | 0 | 0 | 0 | 0
CC | 0 | 0 | 0 | 0 | 0 | 0
CSP | 0 | 0 | 0 | 0 | 0 | 0
CT | 0 | 0 | 0 | 0 | 0 | 0
Coal | 0 | 0 | 0 | 0 | 0 | 0
Geo | 0 | 0 | 0 | 0 | 0 | 0
H | 0 | 0 | 0 | 0 | 0 | 0
LFG | 0 | 0 | 0 | 0 | 0 | 0
Nuc | 0 | 0 | 0 | 0 | 0 | 0
PS | 0 | 0 | 0 | 0 | 0 | 0
PV | 0 | 0 | 0 | 0 | 0 | 0
PeakG | 0 | 0 | 0 | 0 | 0 | 0
PeakO | 0 | 0 | 0 | 0 | 0 | 0
ST | 0 | 0 | 0 | 0 | 0 | 0
STOG | 0 | 0 | 0 | 0 | 0 | 0
STWD | 0 | 0 | 0 | 0 | 0 | 0
WT | 0 | 0 | 0 | 0 | 0 | 0
IGCC | 0 | 0 | 0 | 0 | 0 | 0
DemandResponse | 0 | 0 | 0 | 0 | 0 | 0
IGCC-CCS | 0 | 0 | 0 | 0 | 0 | 0
WT_off | 0 | 0 | 0 | 0 | 0 | 0
PseudoUnit | 0 | 0 | 0 | 0 | 0 | 0
FixedInterchange | 0 | 0 | 0 | 0 | 0 | 0
NOx Emissions (MMshortTons): RMPA
ReportingType | 2015 | 2020 | 2025 | 2030 | 2035 | 2040
BM | 0 | 0 | 0 | 0 | 0 | 0
CC | 0 | 0 | 0 | 0 | 0 | 0
CSP | 0 | 0 | 0 | 0 | 0 | 0
CT | 0 | 0 | 0 | 0 | 0 | 0
Coal | 0.06 | 0.03 | 0 | 0 | 0 | 0
Geo | 0 | 0 | 0 | 0 | 0 | 0
H | 0 | 0 | 0 | 0 | 0 | 0
LFG | 0 | 0 | 0 | 0 | 0 | 0
Nuc | 0 | 0 | 0 | 0 | 0 | 0
PS | 0 | 0 | 0 | 0 | 0 | 0
PV | 0 | 0 | 0 | 0 | 0 | 0
PeakG | 0 | 0 | 0 | 0 | 0 | 0
PeakO | 0 | 0 | 0 | 0 | 0 | 0
ST | 0 | 0 | 0 | 0 | 0 | 0
STOG | 0 | 0 | 0 | 0 | 0 | 0
STWD | 0 | 0 | 0 | 0 | 0 | 0
WT | 0 | 0 | 0 | 0 | 0 | 0
IGCC | 0 | 0 | 0 | 0 | 0 | 0
DemandResponse | 0 | 0 | 0 | 0 | 0 | 0
IGCC-CCS | 0 | 0 | 0 | 0 | 0 | 0
WT_off | 0 | 0 | 0 | 0 | 0 | 0
PseudoUnit | 0 | 0 | 0 | 0 | 0 | 0
FixedInterchange | 0 | 0 | 0 | 0 | 0 | 0
NOx Emissions (MMshortTons): SP15
ReportingType | 2015 | 2020 | 2025 | 2030 | 2035 | 2040
BM | 0 | 0 | 0 | 0 | 0 | 0
CC | 0.01 | 0.01 | 0.01 | 0 | 0 | 0
CSP | 0 | 0 | 0 | 0 | 0 | 0
CT | 0 | 0 | 0 | 0 | 0 | 0
Coal | 0 | 0 | 0 | 0 | 0 | 0
Geo | 0 | 0 | 0 | 0 | 0 | 0
H | 0 | 0 | 0 | 0 | 0 | 0
LFG | 0 | 0 | 0 | 0 | 0 | 0
Nuc | 0 | 0 | 0 | 0 | 0 | 0
PS | 0 | 0 | 0 | 0 | 0 | 0
PV | 0 | 0 | 0 | 0 | 0 | 0
PeakG | 0 | 0 | 0 | 0 | 0 | 0
PeakO | 0 | 0 | 0 | 0 | 0 | 0
ST | 0 | 0 | 0 | 0 | 0 | 0
STOG | 0 | 0 | 0 | 0 | 0 | 0
STWD | 0 | 0 | 0 | 0 | 0 | 0
WT | 0 | 0 | 0 | 0 | 0 | 0
IGCC | 0 | 0 | 0 | 0 | 0 | 0
DemandResponse | 0 | 0 | 0 | 0 | 0 | 0
IGCC-CCS | 0 | 0 | 0 | 0 | 0 | 0
WT_off | 0 | 0 | 0 | 0 | 0 | 0
PseudoUnit | 0 | 0 | 0 | 0 | 0 | 0
FixedInterchange | 0 | 0 | 0 | 0 | 0 | 0
NOx Emissions (MMshortTons): ALB
ReportingType | 2015 | 2020 | 2025 | 2030 | 2035 | 2040
BM | 0 | 0 | 0 | 0 | 0 | 0
CC | 0 | 0 | 0 | 0 | 0 | 0
CSP | 0 | 0 | 0 | 0 | 0 | 0
CT | 0 | 0 | 0 | 0 | 0 | 0
Coal | 0.01 | 0.01 | 0.01 | 0 | 0 | 0
Geo | 0 | 0 | 0 | 0 | 0 | 0
H | 0 | 0 | 0 | 0 | 0 | 0
LFG | 0 | 0 | 0 | 0 | 0 | 0
Nuc | 0 | 0 | 0 | 0 | 0 | 0
PS | 0 | 0 | 0 | 0 | 0 | 0
PV | 0 | 0 | 0 | 0 | 0 | 0
PeakG | 0 | 0 | 0 | 0 | 0 | 0
PeakO | 0 | 0 | 0 | 0 | 0 | 0
ST | 0 | 0 | 0 | 0 | 0 | 0
STOG | 0 | 0 | 0 | 0 | 0 | 0
STWD | 0 | 0 | 0 | 0 | 0 | 0
WT | 0 | 0 | 0 | 0 | 0 | 0
IGCC | 0 | 0 | 0 | 0 | 0 | 0
DemandResponse | 0 | 0 | 0 | 0 | 0 | 0
IGCC-CCS | 0 | 0 | 0 | 0 | 0 | 0
WT_off | 0 | 0 | 0 | 0 | 0 | 0
PseudoUnit | 0 | 0 | 0 | 0 | 0 | 0
FixedInterchange | 0 | 0 | 0 | 0 | 0 | 0
NOx Emissions (MMshortTons): BC
ReportingType | 2015 | 2020 | 2025 | 2030 | 2035 | 2040
BM | 0 | 0 | 0 | 0 | 0 | 0
CC | 0 | 0 | 0 | 0 | 0 | 0
CSP | 0 | 0 | 0 | 0 | 0 | 0
CT | 0 | 0 | 0 | 0 | 0 | 0
Coal | 0 | 0 | 0 | 0 | 0 | 0
Geo | 0 | 0 | 0 | 0 | 0 | 0
H | 0 | 0 | 0 | 0 | 0 | 0
LFG | 0 | 0 | 0 | 0 | 0 | 0
Nuc | 0 | 0 | 0 | 0 | 0 | 0
PS | 0 | 0 | 0 | 0 | 0 | 0
PV | 0 | 0 | 0 | 0 | 0 | 0
PeakG | 0 | 0 | 0 | 0 | 0 | 0
PeakO | 0 | 0 | 0 | 0 | 0 | 0
ST | 0 | 0 | 0 | 0 | 0 | 0
STOG | 0 | 0 | 0 | 0 | 0 | 0
STWD | 0 | 0 | 0 | 0 | 0 | 0
WT | 0 | 0 | 0 | 0 | 0 | 0
IGCC | 0 | 0 | 0 | 0 | 0 | 0
DemandResponse | 0 | 0 | 0 | 0 | 0 | 0
IGCC-CCS | 0 | 0 | 0 | 0 | 0 | 0
WT_off | 0 | 0 | 0 | 0 | 0 | 0
PseudoUnit | 0 | 0 | 0 | 0 | 0 | 0
FixedInterchange | 0 | 0 | 0 | 0 | 0 | 0
NOx Emissions (MMshortTons): HQ_IESO
ReportingType | 2015 | 2020 | 2025 | 2030 | 2035 | 2040
BM | 0 | 0 | 0 | 0 | 0 | 0
CC | 0 | 0 | 0 | 0 | 0 | 0
CSP | 0 | 0 | 0 | 0 | 0 | 0
CT | 0 | 0 | 0 | 0 | 0 | 0
Coal | 0 | 0 | 0 | 0 | 0 | 0
Geo | 0 | 0 | 0 | 0 | 0 | 0
H | 0 | 0 | 0 | 0 | 0 | 0
LFG | 0 | 0 | 0 | 0 | 0 | 0
Nuc | 0 | 0 | 0 | 0 | 0 | 0
PS | 0 | 0 | 0 | 0 | 0 | 0
PV | 0 | 0 | 0 | 0 | 0 | 0
PeakG | 0 | 0 | 0 | 0 | 0 | 0
PeakO | 0 | 0 | 0 | 0 | 0 | 0
ST | 0 | 0 | 0 | 0 | 0 | 0
STOG | 0 | 0 | 0 | 0 | 0 | 0
STWD | 0 | 0 | 0 | 0 | 0 | 0
WT | 0 | 0 | 0 | 0 | 0 | 0
IGCC | 0 | 0 | 0 | 0 | 0 | 0
DemandResponse | 0 | 0 | 0 | 0 | 0 | 0
IGCC-CCS | 0 | 0 | 0 | 0 | 0 | 0
WT_off | 0 | 0 | 0 | 0 | 0 | 0
PseudoUnit | 0 | 0 | 0 | 0 | 0 | 0
FixedInterchange | 0 | 0 | 0 | 0 | 0 | 0
NOx Emissions (MMshortTons): HQ_NEISO
ReportingType | 2015 | 2020 | 2025 | 2030 | 2035 | 2040
BM | 0 | 0 | 0 | 0 | 0 | 0
CC | 0 | 0 | 0 | 0 | 0 | 0
CSP | 0 | 0 | 0 | 0 | 0 | 0
CT | 0 | 0 | 0 | 0 | 0 | 0
Coal | 0 | 0 | 0 | 0 | 0 | 0
Geo | 0 | 0 | 0 | 0 | 0 | 0
H | 0 | 0 | 0 | 0 | 0 | 0
LFG | 0 | 0 | 0 | 0 | 0 | 0
Nuc | 0 | 0 | 0 | 0 | 0 | 0
PS | 0 | 0 | 0 | 0 | 0 | 0
PV | 0 | 0 | 0 | 0 | 0 | 0
PeakG | 0 | 0 | 0 | 0 | 0 | 0
PeakO | 0 | 0 | 0 | 0 | 0 | 0
ST | 0 | 0 | 0 | 0 | 0 | 0
STOG | 0 | 0 | 0 | 0 | 0 | 0
STWD | 0 | 0 | 0 | 0 | 0 | 0
WT | 0 | 0 | 0 | 0 | 0 | 0
IGCC | 0 | 0 | 0 | 0 | 0 | 0
DemandResponse | 0 | 0 | 0 | 0 | 0 | 0
IGCC-CCS | 0 | 0 | 0 | 0 | 0 | 0
WT_off | 0 | 0 | 0 | 0 | 0 | 0
PseudoUnit | 0 | 0 | 0 | 0 | 0 | 0
FixedInterchange | 0 | 0 | 0 | 0 | 0 | 0
NOx Emissions (MMshortTons): HQ_NY
ReportingType | 2015 | 2020 | 2025 | 2030 | 2035 | 2040
BM | 0 | 0 | 0 | 0 | 0 | 0
CC | 0 | 0 | 0 | 0 | 0 | 0
CSP | 0 | 0 | 0 | 0 | 0 | 0
CT | 0 | 0 | 0 | 0 | 0 | 0
Coal | 0 | 0 | 0 | 0 | 0 | 0
Geo | 0 | 0 | 0 | 0 | 0 | 0
H | 0 | 0 | 0 | 0 | 0 | 0
LFG | 0 | 0 | 0 | 0 | 0 | 0
Nuc | 0 | 0 | 0 | 0 | 0 | 0
PS | 0 | 0 | 0 | 0 | 0 | 0
PV | 0 | 0 | 0 | 0 | 0 | 0
PeakG | 0 | 0 | 0 | 0 | 0 | 0
PeakO | 0 | 0 | 0 | 0 | 0 | 0
ST | 0 | 0 | 0 | 0 | 0 | 0
STOG | 0 | 0 | 0 | 0 | 0 | 0
STWD | 0 | 0 | 0 | 0 | 0 | 0
WT | 0 | 0 | 0 | 0 | 0 | 0
IGCC | 0 | 0 | 0 | 0 | 0 | 0
DemandResponse | 0 | 0 | 0 | 0 | 0 | 0
IGCC-CCS | 0 | 0 | 0 | 0 | 0 | 0
WT_off | 0 | 0 | 0 | 0 | 0 | 0
PseudoUnit | 0 | 0 | 0 | 0 | 0 | 0
FixedInterchange | 0 | 0 | 0 | 0 | 0 | 0
NOx Emissions (MMshortTons): MARITIMES
ReportingType | 2015 | 2020 | 2025 | 2030 | 2035 | 2040
BM | 0 | 0 | 0 | 0 | 0 | 0
CC | 0 | 0 | 0 | 0 | 0 | 0
CSP | 0 | 0 | 0 | 0 | 0 | 0
CT | 0 | 0 | 0 | 0 | 0 | 0
Coal | 0 | 0 | 0 | 0 | 0 | 0
Geo | 0 | 0 | 0 | 0 | 0 | 0
H | 0 | 0 | 0 | 0 | 0 | 0
LFG | 0 | 0 | 0 | 0 | 0 | 0
Nuc | 0 | 0 | 0 | 0 | 0 | 0
PS | 0 | 0 | 0 | 0 | 0 | 0
PV | 0 | 0 | 0 | 0 | 0 | 0
PeakG | 0 | 0 | 0 | 0 | 0 | 0
PeakO | 0 | 0 | 0 | 0 | 0 | 0
ST | 0 | 0 | 0 | 0 | 0 | 0
STOG | 0 | 0 | 0 | 0 | 0 | 0
STWD | 0 | 0 | 0 | 0 | 0 | 0
WT | 0 | 0 | 0 | 0 | 0 | 0
IGCC | 0 | 0 | 0 | 0 | 0 | 0
DemandResponse | 0 | 0 | 0 | 0 | 0 | 0
IGCC-CCS | 0 | 0 | 0 | 0 | 0 | 0
WT_off | 0 | 0 | 0 | 0 | 0 | 0
PseudoUnit | 0 | 0 | 0 | 0 | 0 | 0
FixedInterchange | 0 | 0 | 0 | 0 | 0 | 0
NOx Emissions (MMshortTons): All
ReportingType | 2015 | 2020 | 2025 | 2030 | 2035 | 2040
BM | 0 | 0 | 0 | 0 | 0 | 0
CC | 0.11 | 0.12 | 0.11 | 0.08 | 0.08 | 0.07
CSP | 0 | 0 | 0 | 0 | 0 | 0
CT | 0 | 0 | 0 | 0 | 0 | 0
Coal | 1.01 | 0.27 | 0.01 | 0 | 0 | 0
Geo | 0 | 0 | 0 | 0 | 0 | 0
H | 0 | 0 | 0 | 0 | 0 | 0
LFG | 0 | 0 | 0 | 0 | 0 | 0
Nuc | 0 | 0 | 0 | 0 | 0 | 0
PS | 0 | 0 | 0 | 0 | 0 | 0
PV | 0 | 0 | 0 | 0 | 0 | 0
PeakG | 0 | 0.01 | 0.01 | 0 | 0.01 | 0
PeakO | 0 | 0 | 0 | 0 | 0 | 0
ST | 0 | 0 | 0 | 0 | 0 | 0
STOG | 0.01 | 0 | 0 | 0 | 0 | 0
STWD | 0 | 0 | 0 | 0 | 0 | 0
WT | 0 | 0 | 0 | 0 | 0 | 0
IGCC | 0 | 0 | 0 | 0 | 0 | 0
DemandResponse | 0 | 0 | 0 | 0 | 0 | 0
IGCC-CCS | 0 | 0 | 0 | 0 | 0 | 0
WT_off | 0 | 0 | 0 | 0 | 0 | 0
PseudoUnit | 0 | 0 | 0 | 0 | 0 | 0
FixedInterchange | 0 | 0 | 0 | 0 | 0 | 0
NOx Emissions (MMshortTons): EI_US
ReportingType | 2015 | 2020 | 2025 | 2030 | 2035 | 2040
BM | 0 | 0 | 0 | 0 | 0 | 0
CC | 0.07 | 0.09 | 0.08 | 0.05 | 0.06 | 0.05
CSP | 0 | 0 | 0 | 0 | 0 | 0
CT | 0 | 0 | 0 | 0 | 0 | 0
Coal | 0.75 | 0.11 | 0 | 0 | 0 | 0
Geo | 0 | 0 | 0 | 0 | 0 | 0
H | 0 | 0 | 0 | 0 | 0 | 0
LFG | 0 | 0 | 0 | 0 | 0 | 0
Nuc | 0 | 0 | 0 | 0 | 0 | 0
PS | 0 | 0 | 0 | 0 | 0 | 0
PV | 0 | 0 | 0 | 0 | 0 | 0
PeakG | 0 | 0.01 | 0.01 | 0 | 0.01 | 0
PeakO | 0 | 0 | 0 | 0 | 0 | 0
ST | 0 | 0 | 0 | 0 | 0 | 0
STOG | 0 | 0 | 0 | 0 | 0 | 0
STWD | 0 | 0 | 0 | 0 | 0 | 0
WT | 0 | 0 | 0 | 0 | 0 | 0
IGCC | 0 | 0 | 0 | 0 | 0 | 0
DemandResponse | 0 | 0 | 0 | 0 | 0 | 0
IGCC-CCS | 0 | 0 | 0 | 0 | 0 | 0
WT_off | 0 | 0 | 0 | 0 | 0 | 0
PseudoUnit | 0 | 0 | 0 | 0 | 0 | 0
FixedInterchange | 0 | 0 | 0 | 0 | 0 | 0
NOx Emissions (MMshortTons): EI_Canada
ReportingType | 2015 | 2020 | 2025 | 2030 | 2035 | 2040
BM | 0 | 0 | 0 | 0 | 0 | 0
CC | 0 | 0 | 0 | 0 | 0 | 0
CSP | 0 | 0 | 0 | 0 | 0 | 0
CT | 0 | 0 | 0 | 0 | 0 | 0
Coal | 0 | 0 | 0 | 0 | 0 | 0
Geo | 0 | 0 | 0 | 0 | 0 | 0
H | 0 | 0 | 0 | 0 | 0 | 0
LFG | 0 | 0 | 0 | 0 | 0 | 0
Nuc | 0 | 0 | 0 | 0 | 0 | 0
PS | 0 | 0 | 0 | 0 | 0 | 0
PV | 0 | 0 | 0 | 0 | 0 | 0
PeakG | 0 | 0 | 0 | 0 | 0 | 0
PeakO | 0 | 0 | 0 | 0 | 0 | 0
ST | 0 | 0 | 0 | 0 | 0 | 0
STOG | 0 | 0 | 0 | 0 | 0 | 0
STWD | 0 | 0 | 0 | 0 | 0 | 0
WT | 0 | 0 | 0 | 0 | 0 | 0
IGCC | 0 | 0 | 0 | 0 | 0 | 0
DemandResponse | 0 | 0 | 0 | 0 | 0 | 0
IGCC-CCS | 0 | 0 | 0 | 0 | 0 | 0
WT_off | 0 | 0 | 0 | 0 | 0 | 0
PseudoUnit | 0 | 0 | 0 | 0 | 0 | 0
FixedInterchange | 0 | 0 | 0 | 0 | 0 | 0
NOx Emissions (MMshortTons): EI
ReportingType | 2015 | 2020 | 2025 | 2030 | 2035 | 2040
BM | 0 | 0 | 0 | 0 | 0 | 0
CC | 0.07 | 0.09 | 0.08 | 0.05 | 0.06 | 0.05
CSP | 0 | 0 | 0 | 0 | 0 | 0
CT | 0 | 0 | 0 | 0 | 0 | 0
Coal | 0.75 | 0.11 | 0 | 0 | 0 | 0
Geo | 0 | 0 | 0 | 0 | 0 | 0
H | 0 | 0 | 0 | 0 | 0 | 0
LFG | 0 | 0 | 0 | 0 | 0 | 0
Nuc | 0 | 0 | 0 | 0 | 0 | 0
PS | 0 | 0 | 0 | 0 | 0 | 0
PV | 0 | 0 | 0 | 0 | 0 | 0
PeakG | 0 | 0.01 | 0.01 | 0 | 0.01 | 0
PeakO | 0 | 0 | 0 | 0 | 0 | 0
ST | 0 | 0 | 0 | 0 | 0 | 0
STOG | 0 | 0 | 0 | 0 | 0 | 0
STWD | 0 | 0 | 0 | 0 | 0 | 0
WT | 0 | 0 | 0 | 0 | 0 | 0
IGCC | 0 | 0 | 0 | 0 | 0 | 0
DemandResponse | 0 | 0 | 0 | 0 | 0 | 0
IGCC-CCS | 0 | 0 | 0 | 0 | 0 | 0
WT_off | 0 | 0 | 0 | 0 | 0 | 0
PseudoUnit | 0 | 0 | 0 | 0 | 0 | 0
FixedInterchange | 0 | 0 | 0 | 0 | 0 | 0
NOx Emissions (MMshortTons): Outside_EI
ReportingType | 2015 | 2020 | 2025 | 2030 | 2035 | 2040
BM | 0 | 0 | 0 | 0 | 0 | 0
CC | 0.03 | 0.03 | 0.03 | 0.02 | 0.02 | 0.01
CSP | 0 | 0 | 0 | 0 | 0 | 0
CT | 0 | 0 | 0 | 0 | 0 | 0
Coal | 0.27 | 0.16 | 0.01 | 0 | 0 | 0
Geo | 0 | 0 | 0 | 0 | 0 | 0
H | 0 | 0 | 0 | 0 | 0 | 0
LFG | 0 | 0 | 0 | 0 | 0 | 0
Nuc | 0 | 0 | 0 | 0 | 0 | 0
PS | 0 | 0 | 0 | 0 | 0 | 0
PV | 0 | 0 | 0 | 0 | 0 | 0
PeakG | 0 | 0 | 0 | 0 | 0 | 0
PeakO | 0 | 0 | 0 | 0 | 0 | 0
ST | 0 | 0 | 0 | 0 | 0 | 0
STOG | 0 | 0 | 0 | 0 | 0 | 0
STWD | 0 | 0 | 0 | 0 | 0 | 0
WT | 0 | 0 | 0 | 0 | 0 | 0
IGCC | 0 | 0 | 0 | 0 | 0 | 0
DemandResponse | 0 | 0 | 0 | 0 | 0 | 0
IGCC-CCS | 0 | 0 | 0 | 0 | 0 | 0
WT_off | 0 | 0 | 0 | 0 | 0 | 0
PseudoUnit | 0 | 0 | 0 | 0 | 0 | 0
FixedInterchange | 0 | 0 | 0 | 0 | 0 | 0
CO2 Emissions (MMshortTons): Entergy
ReportingType | 2015 | 2020 | 2025 | 2030 | 2035 | 2040
BM | 0 | 0 | 0 | 0 | 0 | 0
CC | 26.77 | 33.8 | 27.22 | 19.49 | 20.13 | 17.42
CSP | 0 | 0 | 0 | 0 | 0 | 0
CT | 0 | 0 | 0 | 0 | 0 | 0
Coal | 59.56 | 5.41 | 0.78 | 0.07 | 0.14 | 0.14
Geo | 0 | 0 | 0 | 0 | 0 | 0
H | 0 | 0 | 0 | 0 | 0 | 0
LFG | 0 | 0 | 0 | 0 | 0 | 0
Nuc | 0 | 0 | 0 | 0 | 0 | 0
PS | 0 | 0 | 0 | 0 | 0 | 0
PV | 0 | 0 | 0 | 0 | 0 | 0
PeakG | 0 | 0 | 0.06 | 0 | 0 | 0
PeakO | 0 | 0 | 0 | 0 | 0 | 0
ST | 0 | 0 | 0 | 0 | 0 | 0
STOG | 0.23 | 0.45 | 0 | 0 | 0 | 0
STWD | 0 | 0 | 0 | 0 | 0 | 0
WT | 0 | 0 | 0 | 0 | 0 | 0
IGCC | 0 | 0 | 0 | 0 | 0 | 0
DemandResponse | 0 | 0 | 0 | 0 | 0 | 0
IGCC-CCS | 0 | 0 | 0 | 0 | 0 | 0
WT_off | 0 | 0 | 0 | 0 | 0 | 0
PseudoUnit | 0 | 0 | 0 | 0 | 0 | 0
FixedInterchange | 0 | 0 | 0 | 0 | 0 | 0
CO2 Emissions (MMshortTons): FRCC
ReportingType | 2015 | 2020 | 2025 | 2030 | 2035 | 2040
BM | 0 | 0 | 0 | 0 | 0 | 0
CC | 71.79 | 78.4 | 76 | 27.16 | 25.36 | 18.89
CSP | 0 | 0 | 0 | 0 | 0 | 0
CT | 0.31 | 0.6 | 1.04 | 0.57 | 0 | 0
Coal | 18.5 | 4.21 | 0 | 0 | 0 | 0
Geo | 0 | 0 | 0 | 0 | 0 | 0
H | 0 | 0 | 0 | 0 | 0 | 0
LFG | 0 | 0 | 0 | 0 | 0 | 0
Nuc | 0 | 0 | 0 | 0 | 0 | 0
PS | 0 | 0 | 0 | 0 | 0 | 0
PV | 0 | 0 | 0 | 0 | 0 | 0
PeakG | 0.25 | 1.06 | 0.31 | 0 | 0 | 0
PeakO | 0 | 0 | 0 | 0 | 0 | 0
ST | 0 | 0 | 0 | 0 | 0 | 0
STOG | 0 | 0 | 0 | 0 | 0 | 0
STWD | 0 | 0 | 0 | 0 | 0 | 0
WT | 0 | 0 | 0 | 0 | 0 | 0
IGCC | 0 | 0 | 0 | 0 | 0 | 0
DemandResponse | 0 | 0 | 0 | 0 | 0 | 0
IGCC-CCS | 0 | 0 | 0 | 0 | 0 | 0
WT_off | 0 | 0 | 0 | 0 | 0 | 0
PseudoUnit | 0 | 0 | 0 | 0 | 0 | 0
FixedInterchange | 0 | 0 | 0 | 0 | 0 | 0
CO2 Emissions (MMshortTons): MAPP_US
ReportingType | 2015 | 2020 | 2025 | 2030 | 2035 | 2040
BM | 0 | 0 | 0 | 0 | 0 | 0
CC | 0.09 | 0.15 | 0.08 | 0.05 | 0.08 | 0.08
CSP | 0 | 0 | 0 | 0 | 0 | 0
CT | 0 | 0 | 0.02 | 0 | 0.01 | 0.01
Coal | 15.94 | 1.15 | 0 | 0 | 0 | 0
Geo | 0 | 0 | 0 | 0 | 0 | 0
H | 0 | 0 | 0 | 0 | 0 | 0
LFG | 0 | 0 | 0 | 0 | 0 | 0
Nuc | 0 | 0 | 0 | 0 | 0 | 0
PS | 0 | 0 | 0 | 0 | 0 | 0
PV | 0 | 0 | 0 | 0 | 0 | 0
PeakG | 0.03 | 0.08 | 0.05 | 0.04 | 0.09 | 0.06
PeakO | 0 | 0 | 0 | 0 | 0 | 0
ST | 0 | 0 | 0 | 0 | 0 | 0
STOG | 0 | 0 | 0 | 0 | 0 | 0
STWD | 0 | 0 | 0 | 0 | 0 | 0
WT | 0 | 0 | 0 | 0 | 0 | 0
IGCC | 0 | 0 | 0 | 0 | 0 | 0
DemandResponse | 0 | 0 | 0 | 0 | 0 | 0
IGCC-CCS | 0 | 0 | 0 | 0 | 0 | 0
WT_off | 0 | 0 | 0 | 0 | 0 | 0
PseudoUnit | 0 | 0 | 0 | 0 | 0 | 0
FixedInterchange | 0 | 0 | 0 | 0 | 0 | 0
CO2 Emissions (MMshortTons): MISO_IN
ReportingType | 2015 | 2020 | 2025 | 2030 | 2035 | 2040
BM | 0 | 0 | 0 | 0 | 0 | 0
CC | 7.42 | 22.99 | 23.06 | 15.73 | 16.44 | 14.77
CSP | 0 | 0 | 0 | 0 | 0 | 0
CT | 0 | 0 | 0 | 0 | 0 | 0
Coal | 59.19 | 37.79 | 0 | 0 | 0 | 0
Geo | 0 | 0 | 0 | 0 | 0 | 0
H | 0 | 0 | 0 | 0 | 0 | 0
LFG | 0 | 0 | 0 | 0 | 0 | 0
Nuc | 0 | 0 | 0 | 0 | 0 | 0
PS | 0 | 0 | 0 | 0 | 0 | 0
PV | 0 | 0 | 0 | 0 | 0 | 0
PeakG | 0 | 0.05 | 0.2 | 0.2 | 0.2 | 0.2
PeakO | 0 | 0 | 0 | 0 | 0 | 0
ST | 0 | 0 | 0 | 0 | 0 | 0
STOG | 0.02 | 0.04 | 0 | 0 | 0 | 0
STWD | 0 | 0 | 0 | 0 | 0 | 0
WT | 0 | 0 | 0 | 0 | 0 | 0
IGCC | 4.15 | 4.15 | 1.3 | 0.11 | 0.21 | 0.11
DemandResponse | 0 | 0 | 0 | 0 | 0 | 0
IGCC-CCS | 0 | 0 | 0 | 0 | 0 | 0
WT_off | 0 | 0 | 0 | 0 | 0 | 0
PseudoUnit | 0 | 0 | 0 | 0 | 0 | 0
FixedInterchange | 0 | 0 | 0 | 0 | 0 | 0
CO2 Emissions (MMshortTons): MISO_MI
ReportingType | 2015 | 2020 | 2025 | 2030 | 2035 | 2040
BM | 0 | 0 | 0 | 0 | 0 | 0
CC | 10.54 | 18.93 | 19.36 | 11.65 | 10.26 | 9.05
CSP | 0 | 0 | 0 | 0 | 0 | 0
CT | 0 | 0 | 0 | 0 | 0 | 0
Coal | 25.76 | 0 | 0 | 0 | 0 | 0
Geo | 0 | 0 | 0 | 0 | 0 | 0
H | 0 | 0 | 0 | 0 | 0 | 0
LFG | 0 | 0 | 0 | 0 | 0 | 0
Nuc | 0 | 0 | 0 | 0 | 0 | 0
PS | 0 | 0 | 0 | 0 | 0 | 0
PV | 0 | 0 | 0 | 0 | 0 | 0
PeakG | 0.01 | 0.07 | 0.32 | 0.23 | 0.23 | 0.23
PeakO | 0 | 0 | 0.01 | 0 | 0 | 0
ST | 0 | 0 | 0 | 0 | 0 | 0
STOG | 0.2 | 0.29 | 0 | 0 | 0 | 0
STWD | 0 | 0 | 0 | 0 | 0 | 0
WT | 0 | 0 | 0 | 0 | 0 | 0
IGCC | 0 | 0 | 0 | 0 | 0 | 0
DemandResponse | 0 | 0 | 0 | 0 | 0 | 0
IGCC-CCS | 0 | 0 | 0 | 0 | 0 | 0
WT_off | 0 | 0 | 0 | 0 | 0 | 0
PseudoUnit | 0 | 0 | 0 | 0 | 0 | 0
FixedInterchange | 0 | 0 | 0 | 0 | 0 | 0
CO2 Emissions (MMshortTons): MISO_MO-IL
ReportingType | 2015 | 2020 | 2025 | 2030 | 2035 | 2040
BM | 0 | 0 | 0 | 0 | 0 | 0
CC | 5.43 | 13.94 | 11.99 | 5.97 | 6.42 | 4.73
CSP | 0 | 0 | 0 | 0 | 0 | 0
CT | 0 | 0 | 0 | 0 | 0 | 0
Coal | 75.61 | 21.08 | 2.69 | 0.34 | 0.67 | 0.42
Geo | 0 | 0 | 0 | 0 | 0 | 0
H | 0 | 0 | 0 | 0 | 0 | 0
LFG | 0 | 0 | 0 | 0 | 0 | 0
Nuc | 0 | 0 | 0 | 0 | 0 | 0
PS | 0 | 0 | 0 | 0 | 0 | 0
PV | 0 | 0 | 0 | 0 | 0 | 0
PeakG | 0.09 | 0.29 | 0.56 | 0.29 | 0.55 | 0.4
PeakO | 0 | 0 | 0.01 | 0 | 0 | 0
ST | 0 | 0 | 0 | 0 | 0 | 0
STOG | 0.01 | 0.01 | 0 | 0 | 0 | 0
STWD | 0 | 0 | 0 | 0 | 0 | 0
WT | 0 | 0 | 0 | 0 | 0 | 0
IGCC | 0 | 0 | 0 | 0 | 0 | 0
DemandResponse | 0 | 0 | 0 | 0 | 0 | 0
IGCC-CCS | 0 | 0 | 0 | 0 | 0 | 0
WT_off | 0 | 0 | 0 | 0 | 0 | 0
PseudoUnit | 0 | 0 | 0 | 0 | 0 | 0
FixedInterchange | 0 | 0 | 0 | 0 | 0 | 0
CO2 Emissions (MMshortTons): MISO_W
ReportingType | 2015 | 2020 | 2025 | 2030 | 2035 | 2040
BM | 0 | 0 | 0 | 0 | 0 | 0
CC | 6.93 | 13.15 | 3.07 | 1.83 | 2.15 | 1.64
CSP | 0 | 0 | 0 | 0 | 0 | 0
CT | 0 | 0 | 0 | 0 | 0 | 0
Coal | 78.75 | 28.61 | 0.14 | 0.14 | 0.14 | 0.14
Geo | 0 | 0 | 0 | 0 | 0 | 0
H | 0 | 0 | 0 | 0 | 0 | 0
LFG | 0 | 0 | 0 | 0 | 0 | 0
Nuc | 0 | 0 | 0 | 0 | 0 | 0
PS | 0 | 0 | 0 | 0 | 0 | 0
PV | 0 | 0 | 0 | 0 | 0 | 0
PeakG | 0.16 | 0.12 | 0.28 | 0.06 | 0.21 | 0.16
PeakO | 0 | 0 | 0.05 | 0 | 0 | 0
ST | 0 | 0 | 0 | 0 | 0 | 0
STOG | 0 | 0 | 0 | 0 | 0 | 0
STWD | 0 | 0 | 0 | 0 | 0 | 0
WT | 0 | 0 | 0 | 0 | 0 | 0
IGCC | 0 | 0 | 0 | 0 | 0 | 0
DemandResponse | 0 | 0 | 0 | 0 | 0 | 0
IGCC-CCS | 0 | 0 | 0 | 0 | 0 | 0
WT_off | 0 | 0 | 0 | 0 | 0 | 0
PseudoUnit | 0 | 0 | 0 | 0 | 0 | 0
FixedInterchange | 0 | 0 | 0 | 0 | 0 | 0
CO2 Emissions (MMshortTons): MISO_WUMS
ReportingType | 2015 | 2020 | 2025 | 2030 | 2035 | 2040
BM | 0 | 0 | 0 | 0 | 0 | 0
CC | 15.03 | 15.88 | 13.18 | 7.97 | 8.38 | 7.67
CSP | 0 | 0 | 0 | 0 | 0 | 0
CT | 0 | 0 | 0 | 0 | 0 | 0
Coal | 11.39 | 3.15 | 0.47 | 0.1 | 0.14 | 0.14
Geo | 0 | 0 | 0 | 0 | 0 | 0
H | 0 | 0 | 0 | 0 | 0 | 0
LFG | 0 | 0 | 0 | 0 | 0 | 0
Nuc | 0 | 0 | 0 | 0 | 0 | 0
PS | 0 | 0 | 0 | 0 | 0 | 0
PV | 0 | 0 | 0 | 0 | 0 | 0
PeakG | 0 | 0.07 | 0.21 | 0.09 | 0.21 | 0.21
PeakO | 0 | 0 | 0.01 | 0 | 0 | 0
ST | 0 | 0 | 0 | 0 | 0 | 0
STOG | 0 | 0 | 0 | 0 | 0 | 0
STWD | 0 | 0 | 0 | 0 | 0 | 0
WT | 0 | 0 | 0 | 0 | 0 | 0
IGCC | 0 | 0 | 0 | 0 | 0 | 0
DemandResponse | 0 | 0 | 0 | 0 | 0 | 0
IGCC-CCS | 0 | 0 | 0 | 0 | 0 | 0
WT_off | 0 | 0 | 0 | 0 | 0 | 0
PseudoUnit | 0 | 0 | 0 | 0 | 0 | 0
FixedInterchange | 0 | 0 | 0 | 0 | 0 | 0
CO2 Emissions (MMshortTons): Nebraska
ReportingType | 2015 | 2020 | 2025 | 2030 | 2035 | 2040
BM | 0 | 0 | 0 | 0 | 0 | 0
CC | 0.18 | 0.12 | 0.11 | 0.06 | 0.11 | 0.11
CSP | 0 | 0 | 0 | 0 | 0 | 0
CT | 0 | 0 | 0 | 0 | 0 | 0
Coal | 35.38 | 3.94 | 0.16 | 0.02 | 0.02 | 0.05
Geo | 0 | 0 | 0 | 0 | 0 | 0
H | 0 | 0 | 0 | 0 | 0 | 0
LFG | 0 | 0 | 0 | 0 | 0 | 0
Nuc | 0 | 0 | 0 | 0 | 0 | 0
PS | 0 | 0 | 0 | 0 | 0 | 0
PV | 0 | 0 | 0 | 0 | 0 | 0
PeakG | 0.02 | 0 | 0.09 | 0 | 0.09 | 0.03
PeakO | 0 | 0 | 0.01 | 0 | 0 | 0
ST | 0 | 0 | 0 | 0 | 0 | 0
STOG | 0 | 0 | 0 | 0 | 0 | 0
STWD | 0 | 0 | 0 | 0 | 0 | 0
WT | 0 | 0 | 0 | 0 | 0 | 0
IGCC | 0 | 0 | 0 | 0 | 0 | 0
DemandResponse | 0 | 0 | 0 | 0 | 0 | 0
IGCC-CCS | 0 | 0 | 0 | 0 | 0 | 0
WT_off | 0 | 0 | 0 | 0 | 0 | 0
PseudoUnit | 0 | 0 | 0 | 0 | 0 | 0
FixedInterchange | 0 | 0 | 0 | 0 | 0 | 0
CO2 Emissions (MMshortTons): NEISO
ReportingType | 2015 | 2020 | 2025 | 2030 | 2035 | 2040
BM | 0 | 0 | 0 | 0 | 0 | 0
CC | 13.96 | 10.9 | 8.23 | 4.96 | 4.58 | 3.98
CSP | 0 | 0 | 0 | 0 | 0 | 0
CT | 0 | 0.01 | 0.02 | 0.02 | 0 | 0
Coal | 0.04 | 0 | 0 | 0 | 0 | 0
Geo | 0 | 0 | 0 | 0 | 0 | 0
H | 0 | 0 | 0 | 0 | 0 | 0
LFG | 0 | 0 | 0 | 0 | 0 | 0
Nuc | 0 | 0 | 0 | 0 | 0 | 0
PS | 0 | 0 | 0 | 0 | 0 | 0
PV | 0 | 0 | 0 | 0 | 0 | 0
PeakG | 0.02 | 0.02 | 0 | 0 | 0 | 0
PeakO | 0 | 0 | 0 | 0 | 0 | 0
ST | 0 | 0 | 0 | 0 | 0 | 0
STOG | 0 | 0 | 0 | 0 | 0 | 0
STWD | 0 | 0 | 0 | 0 | 0 | 0
WT | 0 | 0 | 0 | 0 | 0 | 0
IGCC | 0 | 0 | 0 | 0 | 0 | 0
DemandResponse | 0 | 0 | 0 | 0 | 0 | 0
IGCC-CCS | 0 | 0 | 0 | 0 | 0 | 0
WT_off | 0 | 0 | 0 | 0 | 0 | 0
PseudoUnit | 0 | 0 | 0 | 0 | 0 | 0
FixedInterchange | 0 | 0 | 0 | 0 | 0 | 0
CO2 Emissions (MMshortTons): NonRTO_Midwest
ReportingType | 2015 | 2020 | 2025 | 2030 | 2035 | 2040
BM | 0 | 0 | 0 | 0 | 0 | 0
CC | 3.16 | 15.19 | 15.16 | 15.1 | 14.54 | 13.78
CSP | 0 | 0 | 0 | 0 | 0 | 0
CT | 0 | 0 | 0 | 0 | 0 | 0
Coal | 50.11 | 14.89 | 0.09 | 0.09 | 0.09 | 0.09
Geo | 0 | 0 | 0 | 0 | 0 | 0
H | 0 | 0 | 0 | 0 | 0 | 0
LFG | 0 | 0 | 0 | 0 | 0 | 0
Nuc | 0 | 0 | 0 | 0 | 0 | 0
PS | 0 | 0 | 0 | 0 | 0 | 0
PV | 0 | 0 | 0 | 0 | 0 | 0
PeakG | 0.1 | 0.17 | 0.82 | 0.2 | 0.25 | 0.14
PeakO | 0 | 0 | 0 | 0 | 0 | 0
ST | 0 | 0 | 0 | 0 | 0 | 0
STOG | 0 | 0 | 0 | 0 | 0 | 0
STWD | 0 | 0 | 0 | 0 | 0 | 0
WT | 0 | 0 | 0 | 0 | 0 | 0
IGCC | 0 | 0 | 0 | 0 | 0 | 0
DemandResponse | 0 | 0 | 0 | 0 | 0 | 0
IGCC-CCS | 0 | 0 | 0 | 0 | 0 | 0
WT_off | 0 | 0 | 0 | 0 | 0 | 0
PseudoUnit | 0 | 0 | 0 | 0 | 0 | 0
FixedInterchange | 0 | 0 | 0 | 0 | 0 | 0
CO2 Emissions (MMshortTons): NYISO_A-F
ReportingType | 2015 | 2020 | 2025 | 2030 | 2035 | 2040
BM | 0 | 0 | 0 | 0 | 0 | 0
CC | 3.1 | 3.06 | 2.2 | 1.71 | 1.46 | 0.88
CSP | 0 | 0 | 0 | 0 | 0 | 0
CT | 0 | 0 | 0 | 0 | 0 | 0
Coal | 0 | 0 | 0 | 0 | 0 | 0
Geo | 0 | 0 | 0 | 0 | 0 | 0
H | 0 | 0 | 0 | 0 | 0 | 0
LFG | 0 | 0 | 0 | 0 | 0 | 0
Nuc | 0 | 0 | 0 | 0 | 0 | 0
PS | 0 | 0 | 0 | 0 | 0 | 0
PV | 0 | 0 | 0 | 0 | 0 | 0
PeakG | 0 | 0 | 0 | 0 | 0 | 0
PeakO | 0 | 0 | 0 | 0 | 0 | 0
ST | 0 | 0 | 0 | 0 | 0 | 0
STOG | 0 | 0 | 0 | 0 | 0 | 0
STWD | 0 | 0 | 0 | 0 | 0 | 0
WT | 0 | 0 | 0 | 0 | 0 | 0
IGCC | 0 | 0 | 0 | 0 | 0 | 0
DemandResponse | 0 | 0 | 0 | 0 | 0 | 0
IGCC-CCS | 0 | 0 | 0 | 0 | 0 | 0
WT_off | 0 | 0 | 0 | 0 | 0 | 0
PseudoUnit | 0 | 0 | 0 | 0 | 0 | 0
FixedInterchange | 0 | 0 | 0 | 0 | 0 | 0
CO2 Emissions (MMshortTons): NYISO_G-I
ReportingType | 2015 | 2020 | 2025 | 2030 | 2035 | 2040
BM | 0 | 0 | 0 | 0 | 0 | 0
CC | 1.79 | 2.34 | 1.82 | 0.62 | 4.64 | 5.67
CSP | 0 | 0 | 0 | 0 | 0 | 0
CT | 0 | 0 | 0 | 0 | 0 | 0
Coal | 0 | 0 | 0 | 0 | 0 | 0
Geo | 0 | 0 | 0 | 0 | 0 | 0
H | 0 | 0 | 0 | 0 | 0 | 0
LFG | 0 | 0 | 0 | 0 | 0 | 0
Nuc | 0 | 0 | 0 | 0 | 0 | 0
PS | 0 | 0 | 0 | 0 | 0 | 0
PV | 0 | 0 | 0 | 0 | 0 | 0
PeakG | 0 | 0 | 0 | 0 | 0 | 0
PeakO | 0 | 0 | 0 | 0 | 0 | 0
ST | 0 | 0 | 0 | 0 | 0 | 0
STOG | 0 | 0 | 0 | 0 | 0 | 0
STWD | 0 | 0 | 0 | 0 | 0 | 0
WT | 0 | 0 | 0 | 0 | 0 | 0
IGCC | 0 | 0 | 0 | 0 | 0 | 0
DemandResponse | 0 | 0 | 0 | 0 | 0 | 0
IGCC-CCS | 0 | 0 | 0 | 0 | 0 | 0
WT_off | 0 | 0 | 0 | 0 | 0 | 0
PseudoUnit | 0 | 0 | 0 | 0 | 0 | 0
FixedInterchange | 0 | 0 | 0 | 0 | 0 | 0
CO2 Emissions (MMshortTons): NYISO_J-K
ReportingType | 2015 | 2020 | 2025 | 2030 | 2035 | 2040
BM | 0 | 0 | 0 | 0 | 0 | 0
CC | 9.35 | 9.26 | 8.99 | 5.57 | 7.59 | 7.89
CSP | 0 | 0 | 0 | 0 | 0 | 0
CT | 0 | 0 | 0 | 0 | 0 | 0
Coal | 0 | 0 | 0 | 0 | 0 | 0
Geo | 0 | 0 | 0 | 0 | 0 | 0
H | 0 | 0 | 0 | 0 | 0 | 0
LFG | 0 | 0 | 0 | 0 | 0 | 0
Nuc | 0 | 0 | 0 | 0 | 0 | 0
PS | 0 | 0 | 0 | 0 | 0 | 0
PV | 0 | 0 | 0 | 0 | 0 | 0
PeakG | 0.1 | 0.36 | 0.4 | 0.39 | 0.44 | 0.48
PeakO | 0 | 0 | 0.03 | 0 | 0 | 0
ST | 0 | 0 | 0 | 0 | 0 | 0
STOG | 0.27 | 0.47 | 0.2 | 0.13 | 0.13 | 0.13
STWD | 0 | 0 | 0 | 0 | 0 | 0
WT | 0 | 0 | 0 | 0 | 0 | 0
IGCC | 0 | 0 | 0 | 0 | 0 | 0
DemandResponse | 0 | 0 | 0 | 0 | 0 | 0
IGCC-CCS | 0 | 0 | 0 | 0 | 0 | 0
WT_off | 0 | 0 | 0 | 0 | 0 | 0
PseudoUnit | 0 | 0 | 0 | 0 | 0 | 0
FixedInterchange | 0 | 0 | 0 | 0 | 0 | 0
CO2 Emissions (MMshortTons): PJM_E
ReportingType | 2015 | 2020 | 2025 | 2030 | 2035 | 2040
BM | 0 | 0 | 0 | 0 | 0 | 0
CC | 17.15 | 21.53 | 19.95 | 14.06 | 18.84 | 18.35
CSP | 0 | 0 | 0 | 0 | 0 | 0
CT | 0 | 0.01 | 0.01 | 0 | 0 | 0
Coal | 0.39 | 0.12 | 0.02 | 0 | 0.01 | 0.01
Geo | 0 | 0 | 0 | 0 | 0 | 0
H | 0 | 0 | 0 | 0 | 0 | 0
LFG | 0 | 0 | 0 | 0 | 0 | 0
Nuc | 0 | 0 | 0 | 0 | 0 | 0
PS | 0 | 0 | 0 | 0 | 0 | 0
PV | 0 | 0 | 0 | 0 | 0 | 0
PeakG | 0.05 | 0.6 | 0.6 | 0.6 | 0.6 | 0.6
PeakO | 0 | 0 | 0 | 0 | 0 | 0
ST | 0 | 0 | 0 | 0 | 0 | 0
STOG | 0.07 | 0 | 0 | 0 | 0 | 0
STWD | 0 | 0 | 0 | 0 | 0 | 0
WT | 0 | 0 | 0 | 0 | 0 | 0
IGCC | 0 | 0 | 0 | 0 | 0 | 0
DemandResponse | 0 | 0 | 0 | 0 | 0 | 0
IGCC-CCS | 0 | 0 | 0 | 0 | 0 | 0
WT_off | 0 | 0 | 0 | 0 | 0 | 0
PseudoUnit | 0 | 0 | 0 | 0 | 0 | 0
FixedInterchange | 0 | 0 | 0 | 0 | 0 | 0
CO2 Emissions (MMshortTons): PJM_ROM
ReportingType | 2015 | 2020 | 2025 | 2030 | 2035 | 2040
BM | 0 | 0 | 0 | 0 | 0 | 0
CC | 6.99 | 10.54 | 10.4 | 5.86 | 22.69 | 42.92
CSP | 0 | 0 | 0 | 0 | 0 | 0
CT | 0 | 0 | 0 | 0 | 0 | 0
Coal | 9.3 | 1.54 | 0.02 | 0 | 0.01 | 0.01
Geo | 0 | 0 | 0 | 0 | 0 | 0
H | 0 | 0 | 0 | 0 | 0 | 0
LFG | 0 | 0 | 0 | 0 | 0 | 0
Nuc | 0 | 0 | 0 | 0 | 0 | 0
PS | 0 | 0 | 0 | 0 | 0 | 0
PV | 0 | 0 | 0 | 0 | 0 | 0
PeakG | 0.01 | 0.09 | 0.19 | 0.19 | 0.38 | 0.19
PeakO | 0 | 0 | 0 | 0 | 0 | 0
ST | 0 | 0 | 0 | 0 | 0 | 0
STOG | 0.43 | 0 | 0 | 0 | 0 | 0
STWD | 0 | 0 | 0 | 0 | 0 | 0
WT | 0 | 0 | 0 | 0 | 0 | 0
IGCC | 0 | 0 | 0 | 0 | 0 | 0
DemandResponse | 0 | 0 | 0 | 0 | 0 | 0
IGCC-CCS | 0 | 0 | 0 | 0 | 0 | 0
WT_off | 0 | 0 | 0 | 0 | 0 | 0
PseudoUnit | 0 | 0 | 0 | 0 | 0 | 0
FixedInterchange | 0 | 0 | 0 | 0 | 0 | 0
CO2 Emissions (MMshortTons): PJM_ROR
ReportingType | 2015 | 2020 | 2025 | 2030 | 2035 | 2040
BM | 0 | 0 | 0 | 0 | 0 | 0
CC | 82.84 | 96.23 | 92.22 | 73.91 | 78.53 | 74.02
CSP | 0 | 0 | 0 | 0 | 0 | 0
CT | 0 | 0.01 | 0.01 | 0 | 0 | 0
Coal | 182.46 | 60.35 | 6.68 | 0.53 | 0.81 | 0.81
Geo | 0 | 0 | 0 | 0 | 0 | 0
H | 0 | 0 | 0 | 0 | 0 | 0
LFG | 0 | 0 | 0 | 0 | 0 | 0
Nuc | 0 | 0 | 0 | 0 | 0 | 0
PS | 0 | 0 | 0 | 0 | 0 | 0
PV | 0 | 0 | 0 | 0 | 0 | 0
PeakG | 0.58 | 2.02 | 3.47 | 1.64 | 2.27 | 1.21
PeakO | 0 | 0 | 0 | 0 | 0 | 0
ST | 0 | 0 | 0 | 0 | 0 | 0
STOG | 0.25 | 0 | 0 | 0 | 0 | 0
STWD | 0 | 0 | 0 | 0 | 0 | 0
WT | 0 | 0 | 0 | 0 | 0 | 0
IGCC | 0 | 0 | 0 | 0 | 0 | 0
DemandResponse | 0 | 0 | 0 | 0 | 0 | 0
IGCC-CCS | 0 | 0 | 0 | 0 | 0 | 0
WT_off | 0 | 0 | 0 | 0 | 0 | 0
PseudoUnit | 0 | 0 | 0 | 0 | 0 | 0
FixedInterchange | 0 | 0 | 0 | 0 | 0 | 0
CO2 Emissions (MMshortTons): SOCO
ReportingType | 2015 | 2020 | 2025 | 2030 | 2035 | 2040
BM | 0 | 0 | 0 | 0 | 0 | 0
CC | 65.54 | 71.14 | 67.68 | 43.75 | 36.4 | 27.25
CSP | 0 | 0 | 0 | 0 | 0 | 0
CT | 0 | 0 | 0 | 0 | 0 | 0
Coal | 30.05 | 0 | 0 | 0 | 0 | 0
Geo | 0 | 0 | 0 | 0 | 0 | 0
H | 0 | 0 | 0 | 0 | 0 | 0
LFG | 0 | 0 | 0 | 0 | 0 | 0
Nuc | 0 | 0 | 0 | 0 | 0 | 0
PS | 0 | 0 | 0 | 0 | 0 | 0
PV | 0 | 0 | 0 | 0 | 0 | 0
PeakG | 0.32 | 1.94 | 0.75 | 0 | 0 | 0
PeakO | 0 | 0 | 0 | 0 | 0 | 0
ST | 0 | 0 | 0 | 0 | 0 | 0
STOG | 0 | 0 | 0 | 0 | 0 | 0
STWD | 0 | 0 | 0 | 0 | 0 | 0
WT | 0 | 0 | 0 | 0 | 0 | 0
IGCC | 0 | 0 | 0 | 0 | 0 | 0
DemandResponse | 0 | 0 | 0 | 0 | 0 | 0
IGCC-CCS | 0 | 0 | 0 | 0 | 0 | 0
WT_off | 0 | 0 | 0 | 0 | 0 | 0
PseudoUnit | 0 | 0 | 0 | 0 | 0 | 0
FixedInterchange | 0 | 0 | 0 | 0 | 0 | 0
CO2 Emissions (MMshortTons): SPP_N
ReportingType | 2015 | 2020 | 2025 | 2030 | 2035 | 2040
BM | 0 | 0 | 0 | 0 | 0 | 0
CC | 1.27 | 0.64 | 0.63 | 0.4 | 0.4 | 0.4
CSP | 0 | 0 | 0 | 0 | 0 | 0
CT | 0 | 0 | 0 | 0 | 0 | 0
Coal | 65.88 | 11.22 | 0.31 | 0.01 | 0.05 | 0.09
Geo | 0 | 0 | 0 | 0 | 0 | 0
H | 0 | 0 | 0 | 0 | 0 | 0
LFG | 0 | 0 | 0 | 0 | 0 | 0
Nuc | 0 | 0 | 0 | 0 | 0 | 0
PS | 0 | 0 | 0 | 0 | 0 | 0
PV | 0 | 0 | 0 | 0 | 0 | 0
PeakG | 0.04 | 0 | 0.24 | 0 | 0.21 | 0.23
PeakO | 0 | 0 | 0.04 | 0 | 0 | 0
ST | 0 | 0 | 0 | 0 | 0 | 0
STOG | 0 | 0 | 0 | 0 | 0 | 0
STWD | 0 | 0 | 0 | 0 | 0 | 0
WT | 0 | 0 | 0 | 0 | 0 | 0
IGCC | 0 | 0 | 0 | 0 | 0 | 0
DemandResponse | 0 | 0 | 0 | 0 | 0 | 0
IGCC-CCS | 0 | 0 | 0 | 0 | 0 | 0
WT_off | 0 | 0 | 0 | 0 | 0 | 0
PseudoUnit | 0 | 0 | 0 | 0 | 0 | 0
FixedInterchange | 0 | 0 | 0 | 0 | 0 | 0
CO2 Emissions (MMshortTons): SPP_S
ReportingType | 2015 | 2020 | 2025 | 2030 | 2035 | 2040
BM | 0 | 0 | 0 | 0 | 0 | 0
CC | 16.2 | 4.77 | 4.75 | 3.64 | 3.6 | 3.7
CSP | 0 | 0 | 0 | 0 | 0 | 0
CT | 0 | 0 | 0.05 | 0.04 | 0.06 | 0.03
Coal | 96.42 | 7.61 | 0.66 | 0 | 0.02 | 0.1
Geo | 0 | 0 | 0 | 0 | 0 | 0
H | 0 | 0 | 0 | 0 | 0 | 0
LFG | 0 | 0 | 0 | 0 | 0 | 0
Nuc | 0 | 0 | 0 | 0 | 0 | 0
PS | 0 | 0 | 0 | 0 | 0 | 0
PV | 0 | 0 | 0 | 0 | 0 | 0
PeakG | 0 | 0 | 0.21 | 0.14 | 0.2 | 0.2
PeakO | 0 | 0 | 0 | 0 | 0 | 0
ST | 0 | 0 | 0 | 0 | 0 | 0
STOG | 0.76 | 0.56 | 1 | 0.24 | 0.24 | 0.11
STWD | 0 | 0 | 0 | 0 | 0 | 0
WT | 0 | 0 | 0 | 0 | 0 | 0
IGCC | 0 | 0 | 0 | 0 | 0 | 0
DemandResponse | 0 | 0 | 0 | 0 | 0 | 0
IGCC-CCS | 0 | 0 | 0 | 0 | 0 | 0
WT_off | 0 | 0 | 0 | 0 | 0 | 0
PseudoUnit | 0 | 0 | 0 | 0 | 0 | 0
FixedInterchange | 0 | 0 | 0 | 0 | 0 | 0
CO2 Emissions (MMshortTons): TVA
ReportingType | 2015 | 2020 | 2025 | 2030 | 2035 | 2040
BM | 0 | 0 | 0 | 0 | 0 | 0
CC | 17.1 | 28.85 | 27.18 | 20.99 | 20.25 | 16.87
CSP | 0 | 0 | 0 | 0 | 0 | 0
CT | 0 | 0 | 0 | 0 | 0 | 0
Coal | 48.57 | 9.35 | 0 | 0 | 0 | 0
Geo | 0 | 0 | 0 | 0 | 0 | 0
H | 0 | 0 | 0 | 0 | 0 | 0
LFG | 0 | 0 | 0 | 0 | 0 | 0
Nuc | 0 | 0 | 0 | 0 | 0 | 0
PS | 0 | 0 | 0 | 0 | 0 | 0
PV | 0 | 0 | 0 | 0 | 0 | 0
PeakG | 0 | 0 | 0.12 | 0.03 | 0 | 0
PeakO | 0 | 0 | 0 | 0 | 0 | 0
ST | 0 | 0 | 0 | 0 | 0 | 0
STOG | 0 | 0 | 0 | 0 | 0 | 0
STWD | 0 | 0 | 0 | 0 | 0 | 0
WT | 0 | 0 | 0 | 0 | 0 | 0
IGCC | 0 | 0 | 0 | 0 | 0 | 0
DemandResponse | 0 | 0 | 0 | 0 | 0 | 0
IGCC-CCS | 0 | 0 | 0 | 0 | 0 | 0
WT_off | 0 | 0 | 0 | 0 | 0 | 0
PseudoUnit | 0 | 0 | 0 | 0 | 0 | 0
FixedInterchange | 0 | 0 | 0 | 0 | 0 | 0
CO2 Emissions (MMshortTons): TVA_Transmission
ReportingType | 2015 | 2020 | 2025 | 2030 | 2035 | 2040
BM | 0 | 0 | 0 | 0 | 0 | 0
CC | 0 | 0 | 0 | 0 | 0 | 0
CSP | 0 | 0 | 0 | 0 | 0 | 0
CT | 0 | 0 | 0 | 0 | 0 | 0
Coal | 0 | 0 | 0 | 0 | 0 | 0
Geo | 0 | 0 | 0 | 0 | 0 | 0
H | 0 | 0 | 0 | 0 | 0 | 0
LFG | 0 | 0 | 0 | 0 | 0 | 0
Nuc | 0 | 0 | 0 | 0 | 0 | 0
PS | 0 | 0 | 0 | 0 | 0 | 0
PV | 0 | 0 | 0 | 0 | 0 | 0
PeakG | 0 | 0 | 0 | 0 | 0 | 0
PeakO | 0 | 0 | 0 | 0 | 0 | 0
ST | 0 | 0 | 0 | 0 | 0 | 0
STOG | 0 | 0 | 0 | 0 | 0 | 0
STWD | 0 | 0 | 0 | 0 | 0 | 0
WT | 0 | 0 | 0 | 0 | 0 | 0
IGCC | 0 | 0 | 0 | 0 | 0 | 0
DemandResponse | 0 | 0 | 0 | 0 | 0 | 0
IGCC-CCS | 0 | 0 | 0 | 0 | 0 | 0
WT_off | 0 | 0 | 0 | 0 | 0 | 0
PseudoUnit | 0 | 0 | 0 | 0 | 0 | 0
FixedInterchange | 0 | 0 | 0 | 0 | 0 | 0
CO2 Emissions (MMshortTons): VACAR
ReportingType | 2015 | 2020 | 2025 | 2030 | 2035 | 2040
BM | 0 | 0 | 0 | 0 | 0 | 0
CC | 33.42 | 34.63 | 33.68 | 22.75 | 23.43 | 14.7
CSP | 0 | 0 | 0 | 0 | 0 | 0
CT | 0 | 0.17 | 0.09 | 0 | 0 | 0
Coal | 35.98 | 11.49 | 1.35 | 0.16 | 0.31 | 0.31
Geo | 0 | 0 | 0 | 0 | 0 | 0
H | 0 | 0 | 0 | 0 | 0 | 0
LFG | 0 | 0 | 0 | 0 | 0 | 0
Nuc | 0 | 0 | 0 | 0 | 0 | 0
PS | 0 | 0 | 0 | 0 | 0 | 0
PV | 0 | 0 | 0 | 0 | 0 | 0
PeakG | 0.01 | 0.43 | 0.43 | 0 | 0 | 0
PeakO | 0 | 0 | 0 | 0 | 0 | 0
ST | 0 | 0 | 0 | 0 | 0 | 0
STOG | 0 | 0 | 0 | 0 | 0 | 0
STWD | 0 | 0 | 0 | 0 | 0 | 0
WT | 0 | 0 | 0 | 0 | 0 | 0
IGCC | 0 | 0 | 0 | 0 | 0 | 0
DemandResponse | 0 | 0 | 0 | 0 | 0 | 0
IGCC-CCS | 0 | 0 | 0 | 0 | 0 | 0
WT_off | 0 | 0 | 0 | 0 | 0 | 0
PseudoUnit | 0 | 0 | 0 | 0 | 0 | 0
FixedInterchange | 0 | 0 | 0 | 0 | 0 | 0
CO2 Emissions (MMshortTons): IESO
ReportingType | 2015 | 2020 | 2025 | 2030 | 2035 | 2040
BM | 0 | 0 | 0 | 0 | 0 | 0
CC | 3.44 | 2.68 | 0.3 | 0.05 | 0.17 | 0.17
CSP | 0 | 0 | 0 | 0 | 0 | 0
CT | 0.01 | 0.01 | 0.01 | 0 | 0 | 0
Coal | 0 | 0 | 0 | 0 | 0 | 0
Geo | 0 | 0 | 0 | 0 | 0 | 0
H | 0 | 0 | 0 | 0 | 0 | 0
LFG | 0 | 0 | 0 | 0 | 0 | 0
Nuc | 0 | 0 | 0 | 0 | 0 | 0
PS | 0 | 0 | 0 | 0 | 0 | 0
PV | 0 | 0 | 0 | 0 | 0 | 0
PeakG | 0.01 | 0.01 | 0.01 | 0 | 0.01 | 0.01
PeakO | 0 | 0 | 0 | 0 | 0 | 0
ST | 0 | 0 | 0 | 0 | 0 | 0
STOG | 0 | 0 | 0 | 0 | 0 | 0
STWD | 0 | 0 | 0 | 0 | 0 | 0
WT | 0 | 0 | 0 | 0 | 0 | 0
IGCC | 0 | 0 | 0 | 0 | 0 | 0
DemandResponse | 0 | 0 | 0 | 0 | 0 | 0
IGCC-CCS | 0 | 0 | 0 | 0 | 0 | 0
WT_off | 0 | 0 | 0 | 0 | 0 | 0
PseudoUnit | 0 | 0 | 0 | 0 | 0 | 0
FixedInterchange | 0 | 0 | 0 | 0 | 0 | 0
CO2 Emissions (MMshortTons): MAPP_CA
ReportingType | 2015 | 2020 | 2025 | 2030 | 2035 | 2040
BM | 0 | 0 | 0 | 0 | 0 | 0
CC | 3.92 | 3.92 | 0.15 | 0.07 | 0.07 | 0
CSP | 0 | 0 | 0 | 0 | 0 | 0
CT | 0 | 0 | 0 | 0 | 0 | 0
Coal | 0.27 | 0 | 0 | 0 | 0 | 0
Geo | 0 | 0 | 0 | 0 | 0 | 0
H | 0 | 0 | 0 | 0 | 0 | 0
LFG | 0 | 0 | 0 | 0 | 0 | 0
Nuc | 0 | 0 | 0 | 0 | 0 | 0
PS | 0 | 0 | 0 | 0 | 0 | 0
PV | 0 | 0 | 0 | 0 | 0 | 0
PeakG | 0.04 | 0.12 | 0 | 0 | 0 | 0
PeakO | 0 | 0 | 0 | 0 | 0 | 0
ST | 0 | 0 | 0 | 0 | 0 | 0
STOG | 0.01 | 0 | 0 | 0 | 0 | 0
STWD | 0 | 0 | 0 | 0 | 0 | 0
WT | 0 | 0 | 0 | 0 | 0 | 0
IGCC | 0 | 0 | 0 | 0 | 0 | 0
DemandResponse | 0 | 0 | 0 | 0 | 0 | 0
IGCC-CCS | 0 | 0 | 0 | 0 | 0 | 0
WT_off | 0 | 0 | 0 | 0 | 0 | 0
PseudoUnit | 0 | 0 | 0 | 0 | 0 | 0
FixedInterchange | 0 | 0 | 0 | 0 | 0 | 0
CO2 Emissions (MMshortTons): AZ_NM_SNV_Coal
ReportingType | 2015 | 2020 | 2025 | 2030 | 2035 | 2040
BM | 0 | 0 | 0 | 0 | 0 | 0
CC | 0 | 0 | 0 | 0 | 0 | 0
CSP | 0 | 0 | 0 | 0 | 0 | 0
CT | 0 | 0 | 0 | 0 | 0 | 0
Coal | 62.53 | 37.52 | 0 | 0 | 0 | 0
Geo | 0 | 0 | 0 | 0 | 0 | 0
H | 0 | 0 | 0 | 0 | 0 | 0
LFG | 0 | 0 | 0 | 0 | 0 | 0
Nuc | 0 | 0 | 0 | 0 | 0 | 0
PS | 0 | 0 | 0 | 0 | 0 | 0
PV | 0 | 0 | 0 | 0 | 0 | 0
PeakG | 0 | 0 | 0 | 0 | 0 | 0
PeakO | 0 | 0 | 0 | 0 | 0 | 0
ST | 0 | 0 | 0 | 0 | 0 | 0
STOG | 0 | 0 | 0 | 0 | 0 | 0
STWD | 0 | 0 | 0 | 0 | 0 | 0
WT | 0 | 0 | 0 | 0 | 0 | 0
IGCC | 0 | 0 | 0 | 0 | 0 | 0
DemandResponse | 0 | 0 | 0 | 0 | 0 | 0
IGCC-CCS | 0 | 0 | 0 | 0 | 0 | 0
WT_off | 0 | 0 | 0 | 0 | 0 | 0
PseudoUnit | 0 | 0 | 0 | 0 | 0 | 0
FixedInterchange | 0 | 0 | 0 | 0 | 0 | 0
CO2 Emissions (MMshortTons): AZ_NM_SNV_Gas
ReportingType | 2015 | 2020 | 2025 | 2030 | 2035 | 2040
BM | 0 | 0 | 0 | 0 | 0 | 0
CC | 20.83 | 18.96 | 30.62 | 13.13 | 6.47 | 5.92
CSP | 0 | 0 | 0 | 0 | 0 | 0
CT | 0 | 0.01 | 0.09 | 0.05 | 0 | 0
Coal | 0 | 0 | 0 | 0 | 0 | 0
Geo | 0 | 0 | 0 | 0 | 0 | 0
H | 0 | 0 | 0 | 0 | 0 | 0
LFG | 0 | 0 | 0 | 0 | 0 | 0
Nuc | 0 | 0 | 0 | 0 | 0 | 0
PS | 0 | 0 | 0 | 0 | 0 | 0
PV | 0 | 0 | 0 | 0 | 0 | 0
PeakG | 0 | 0.01 | 0 | 0 | 0 | 0
PeakO | 0 | 0 | 0 | 0 | 0 | 0
ST | 0 | 0 | 0 | 0 | 0 | 0
STOG | 0 | 0 | 0 | 0 | 0 | 0
STWD | 0 | 0 | 0 | 0 | 0 | 0
WT | 0 | 0 | 0 | 0 | 0 | 0
IGCC | 0 | 0 | 0 | 0 | 0 | 0
DemandResponse | 0 | 0 | 0 | 0 | 0 | 0
IGCC-CCS | 0 | 0 | 0 | 0 | 0 | 0
WT_off | 0 | 0 | 0 | 0 | 0 | 0
PseudoUnit | 0 | 0 | 0 | 0 | 0 | 0
FixedInterchange | 0 | 0 | 0 | 0 | 0 | 0
CO2 Emissions (MMshortTons): AZ_NM_SNV_NucRenew
ReportingType | 2015 | 2020 | 2025 | 2030 | 2035 | 2040
BM | 0 | 0 | 0 | 0 | 0 | 0
CC | 0 | 0 | 0 | 0 | 0 | 0
CSP | 0 | 0 | 0 | 0 | 0 | 0
CT | 0 | 0 | 0 | 0 | 0 | 0
Coal | 0 | 0 | 0 | 0 | 0 | 0
Geo | 0 | 0 | 0 | 0 | 0 | 0
H | 0 | 0 | 0 | 0 | 0 | 0
LFG | 0 | 0 | 0 | 0 | 0 | 0
Nuc | 0 | 0 | 0 | 0 | 0 | 0
PS | 0 | 0 | 0 | 0 | 0 | 0
PV | 0 | 0 | 0 | 0 | 0 | 0
PeakG | 0 | 0 | 0 | 0 | 0 | 0
PeakO | 0 | 0 | 0 | 0 | 0 | 0
ST | 0 | 0 | 0 | 0 | 0 | 0
STOG | 0 | 0 | 0 | 0 | 0 | 0
STWD | 0 | 0 | 0 | 0 | 0 | 0
WT | 0 | 0 | 0 | 0 | 0 | 0
IGCC | 0 | 0 | 0 | 0 | 0 | 0
DemandResponse | 0 | 0 | 0 | 0 | 0 | 0
IGCC-CCS | 0 | 0 | 0 | 0 | 0 | 0
WT_off | 0 | 0 | 0 | 0 | 0 | 0
PseudoUnit | 0 | 0 | 0 | 0 | 0 | 0
FixedInterchange | 0 | 0 | 0 | 0 | 0 | 0
CO2 Emissions (MMshortTons): ERCOT
ReportingType | 2015 | 2020 | 2025 | 2030 | 2035 | 2040
BM | 0 | 0 | 0 | 0 | 0 | 0
CC | 84.79 | 84.89 | 75.93 | 71.09 | 68.58 | 54.28
CSP | 0 | 0 | 0 | 0 | 0 | 0
CT | 0 | 0.02 | 0.03 | 0.06 | 0 | 0
Coal | 38.25 | 25.77 | 0.91 | 0.21 | 0.21 | 0.38
Geo | 0 | 0 | 0 | 0 | 0 | 0
H | 0 | 0 | 0 | 0 | 0 | 0
LFG | 0 | 0 | 0 | 0 | 0 | 0
Nuc | 0 | 0 | 0 | 0 | 0 | 0
PS | 0 | 0 | 0 | 0 | 0 | 0
PV | 0 | 0 | 0 | 0 | 0 | 0
PeakG | 0 | 0.16 | 0.47 | 0.4 | 0.26 | 0.09
PeakO | 0 | 0 | 0 | 0 | 0 | 0
ST | 0 | 0 | 0 | 0 | 0 | 0
STOG | 1.24 | 1.39 | 0 | 0 | 0 | 0
STWD | 0 | 0 | 0 | 0 | 0 | 0
WT | 0 | 0 | 0 | 0 | 0 | 0
IGCC | 0 | 0 | 0 | 0 | 0 | 0
DemandResponse | 0 | 0 | 0 | 0 | 0 | 0
IGCC-CCS | 0 | 0 | 0 | 0 | 0 | 0
WT_off | 0 | 0 | 0 | 0 | 0 | 0
PseudoUnit | 0 | 0 | 0 | 0 | 0 | 0
FixedInterchange | 0 | 0 | 0 | 0 | 0 | 0
CO2 Emissions (MMshortTons): NP15
ReportingType | 2015 | 2020 | 2025 | 2030 | 2035 | 2040
BM | 0 | 0 | 0 | 0 | 0 | 0
CC | 20.32 | 18.11 | 20.03 | 12.73 | 7.96 | 2.35
CSP | 0 | 0 | 0 | 0 | 0 | 0
CT | 0 | 0 | 0 | 0 | 0 | 0
Coal | 1.73 | 0 | 0 | 0 | 0 | 0
Geo | 0 | 0 | 0 | 0 | 0 | 0
H | 0 | 0 | 0 | 0 | 0 | 0
LFG | 0 | 0 | 0 | 0 | 0 | 0
Nuc | 0 | 0 | 0 | 0 | 0 | 0
PS | 0 | 0 | 0 | 0 | 0 | 0
PV | 0 | 0 | 0 | 0 | 0 | 0
PeakG | 0 | 0 | 0 | 0 | 0 | 0
PeakO | 0 | 0 | 0 | 0 | 0 | 0
ST | 0 | 0 | 0 | 0 | 0 | 0
STOG | 0.03 | 0 | 0 | 0 | 0 | 0
STWD | 0 | 0 | 0 | 0 | 0 | 0
WT | 0 | 0 | 0 | 0 | 0 | 0
IGCC | 0 | 0 | 0 | 0 | 0 | 0
DemandResponse | 0 | 0 | 0 | 0 | 0 | 0
IGCC-CCS | 0 | 0 | 0 | 0 | 0 | 0
WT_off | 0 | 0 | 0 | 0 | 0 | 0
PseudoUnit | 0 | 0 | 0 | 0 | 0 | 0
FixedInterchange | 0 | 0 | 0 | 0 | 0 | 0
CO2 Emissions (MMshortTons): NWPP_Coal
ReportingType | 2015 | 2020 | 2025 | 2030 | 2035 | 2040
BM | 0 | 0 | 0 | 0 | 0 | 0
CC | 0 | 0 | 0 | 0 | 0 | 0
CSP | 0 | 0 | 0 | 0 | 0 | 0
CT | 0 | 0 | 0 | 0 | 0 | 0
Coal | 57.96 | 41.22 | 0.17 | 0.17 | 0.17 | 0.17
Geo | 0 | 0 | 0 | 0 | 0 | 0
H | 0 | 0 | 0 | 0 | 0 | 0
LFG | 0 | 0 | 0 | 0 | 0 | 0
Nuc | 0 | 0 | 0 | 0 | 0 | 0
PS | 0 | 0 | 0 | 0 | 0 | 0
PV | 0 | 0 | 0 | 0 | 0 | 0
PeakG | 0 | 0 | 0 | 0 | 0 | 0
PeakO | 0 | 0 | 0 | 0 | 0 | 0
ST | 0 | 0 | 0 | 0 | 0 | 0
STOG | 0 | 0 | 0 | 0 | 0 | 0
STWD | 0 | 0 | 0 | 0 | 0 | 0
WT | 0 | 0 | 0 | 0 | 0 | 0
IGCC | 0 | 0 | 0 | 0 | 0 | 0
DemandResponse | 0 | 0 | 0 | 0 | 0 | 0
IGCC-CCS | 0 | 0 | 0 | 0 | 0 | 0
WT_off | 0 | 0 | 0 | 0 | 0 | 0
PseudoUnit | 0 | 0 | 0 | 0 | 0 | 0
FixedInterchange | 0 | 0 | 0 | 0 | 0 | 0
CO2 Emissions (MMshortTons): NWPP_Gas
ReportingType | 2015 | 2020 | 2025 | 2030 | 2035 | 2040
BM | 0 | 0 | 0 | 0 | 0 | 0
CC | 21.09 | 24.62 | 24.62 | 5.28 | 4.35 | 3.26
CSP | 0 | 0 | 0 | 0 | 0 | 0
CT | 0 | 0 | 0 | 0 | 0 | 0
Coal | 0 | 0 | 0 | 0 | 0 | 0
Geo | 0 | 0 | 0 | 0 | 0 | 0
H | 0 | 0 | 0 | 0 | 0 | 0
LFG | 0 | 0 | 0 | 0 | 0 | 0
Nuc | 0 | 0 | 0 | 0 | 0 | 0
PS | 0 | 0 | 0 | 0 | 0 | 0
PV | 0 | 0 | 0 | 0 | 0 | 0
PeakG | 0 | 0 | 0 | 0 | 0 | 0
PeakO | 0 | 0 | 0 | 0 | 0 | 0
ST | 0 | 0 | 0 | 0 | 0 | 0
STOG | 0 | 0 | 0 | 0 | 0 | 0
STWD | 0 | 0 | 0 | 0 | 0 | 0
WT | 0 | 0 | 0 | 0 | 0 | 0
IGCC | 0 | 0 | 0 | 0 | 0 | 0
DemandResponse | 0 | 0 | 0 | 0 | 0 | 0
IGCC-CCS | 0 | 0 | 0 | 0 | 0 | 0
WT_off | 0 | 0 | 0 | 0 | 0 | 0
PseudoUnit | 0 | 0 | 0 | 0 | 0 | 0
FixedInterchange | 0 | 0 | 0 | 0 | 0 | 0
CO2 Emissions (MMshortTons): NWPP_NucRenew
ReportingType | 2015 | 2020 | 2025 | 2030 | 2035 | 2040
BM | 0 | 0 | 0 | 0 | 0 | 0
CC | 0 | 0 | 0 | 0 | 0 | 0
CSP | 0 | 0 | 0 | 0 | 0 | 0
CT | 0 | 0 | 0 | 0 | 0 | 0
Coal | 0 | 0 | 0 | 0 | 0 | 0
Geo | 0 | 0 | 0 | 0 | 0 | 0
H | 0 | 0 | 0 | 0 | 0 | 0
LFG | 0 | 0 | 0 | 0 | 0 | 0
Nuc | 0 | 0 | 0 | 0 | 0 | 0
PS | 0 | 0 | 0 | 0 | 0 | 0
PV | 0 | 0 | 0 | 0 | 0 | 0
PeakG | 0 | 0 | 0 | 0 | 0 | 0
PeakO | 0 | 0 | 0 | 0 | 0 | 0
ST | 0 | 0 | 0 | 0 | 0 | 0
STOG | 0 | 0 | 0 | 0 | 0 | 0
STWD | 0 | 0 | 0 | 0 | 0 | 0
WT | 0 | 0 | 0 | 0 | 0 | 0
IGCC | 0 | 0 | 0 | 0 | 0 | 0
DemandResponse | 0 | 0 | 0 | 0 | 0 | 0
IGCC-CCS | 0 | 0 | 0 | 0 | 0 | 0
WT_off | 0 | 0 | 0 | 0 | 0 | 0
PseudoUnit | 0 | 0 | 0 | 0 | 0 | 0
FixedInterchange | 0 | 0 | 0 | 0 | 0 | 0
CO2 Emissions (MMshortTons): RMPA
ReportingType | 2015 | 2020 | 2025 | 2030 | 2035 | 2040
BM | 0 | 0 | 0 | 0 | 0 | 0
CC | 2.8 | 4.07 | 6.53 | 3.57 | 3.32 | 2.28
CSP | 0 | 0 | 0 | 0 | 0 | 0
CT | 0 | 0 | 0 | 0 | 0 | 0
Coal | 58.93 | 38.3 | 3.45 | 0.56 | 0.58 | 0.6
Geo | 0 | 0 | 0 | 0 | 0 | 0
H | 0 | 0 | 0 | 0 | 0 | 0
LFG | 0 | 0 | 0 | 0 | 0 | 0
Nuc | 0 | 0 | 0 | 0 | 0 | 0
PS | 0 | 0 | 0 | 0 | 0 | 0
PV | 0 | 0 | 0 | 0 | 0 | 0
PeakG | 0.01 | 0.04 | 0.24 | 0.06 | 0.08 | 0.06
PeakO | 0 | 0 | 0 | 0 | 0 | 0
ST | 0 | 0 | 0 | 0 | 0 | 0
STOG | 0 | 0 | 0 | 0 | 0 | 0
STWD | 0 | 0 | 0 | 0 | 0 | 0
WT | 0 | 0 | 0 | 0 | 0 | 0
IGCC | 0 | 0 | 0 | 0 | 0 | 0
DemandResponse | 0 | 0 | 0 | 0 | 0 | 0
IGCC-CCS | 0 | 0 | 0 | 0 | 0 | 0
WT_off | 0 | 0 | 0 | 0 | 0 | 0
PseudoUnit | 0 | 0 | 0 | 0 | 0 | 0
FixedInterchange | 0 | 0 | 0 | 0 | 0 | 0
CO2 Emissions (MMshortTons): SP15
ReportingType | 2015 | 2020 | 2025 | 2030 | 2035 | 2040
BM | 0 | 0 | 0 | 0 | 0 | 0
CC | 37.29 | 31.29 | 35.32 | 28.06 | 24.43 | 18.45
CSP | 0 | 0 | 0 | 0 | 0 | 0
CT | 0 | 0 | 0 | 0 | 0 | 0
Coal | 1.64 | 0.9 | 0 | 0 | 0 | 0
Geo | 0 | 0 | 0 | 0 | 0 | 0
H | 0 | 0 | 0 | 0 | 0 | 0
LFG | 0 | 0 | 0 | 0 | 0 | 0
Nuc | 0 | 0 | 0 | 0 | 0 | 0
PS | 0 | 0 | 0 | 0 | 0 | 0
PV | 0 | 0 | 0 | 0 | 0 | 0
PeakG | 0 | 0.01 | 0.19 | 0.08 | 0.16 | 0.22
PeakO | 0 | 0 | 0 | 0 | 0 | 0
ST | 0 | 0 | 0 | 0 | 0 | 0
STOG | 0.15 | 0.01 | 0 | 0 | 0 | 0
STWD | 0 | 0 | 0 | 0 | 0 | 0
WT | 0 | 0 | 0 | 0 | 0 | 0
IGCC | 0 | 0 | 0 | 0 | 0 | 0
DemandResponse | 0 | 0 | 0 | 0 | 0 | 0
IGCC-CCS | 0 | 0 | 0 | 0 | 0 | 0
WT_off | 0 | 0 | 0 | 0 | 0 | 0
PseudoUnit | 0 | 0 | 0 | 0 | 0 | 0
FixedInterchange | 0 | 0 | 0 | 0 | 0 | 0
CO2 Emissions (MMshortTons): ALB
ReportingType | 2015 | 2020 | 2025 | 2030 | 2035 | 2040
BM | 0 | 0 | 0 | 0 | 0 | 0
CC | 7.72 | 7.81 | 7.78 | 0.28 | 0.2 | 0
CSP | 0 | 0 | 0 | 0 | 0 | 0
CT | 0 | 0 | 0 | 0 | 0 | 0
Coal | 50 | 50 | 48.75 | 0 | 0 | 0
Geo | 0 | 0 | 0 | 0 | 0 | 0
H | 0 | 0 | 0 | 0 | 0 | 0
LFG | 0 | 0 | 0 | 0 | 0 | 0
Nuc | 0 | 0 | 0 | 0 | 0 | 0
PS | 0 | 0 | 0 | 0 | 0 | 0
PV | 0 | 0 | 0 | 0 | 0 | 0
PeakG | 0 | 0 | 0 | 0 | 0 | 0
PeakO | 0 | 0 | 0 | 0 | 0 | 0
ST | 0 | 0 | 0 | 0 | 0 | 0
STOG | 0 | 0 | 0 | 0 | 0 | 0
STWD | 0 | 0 | 0 | 0 | 0 | 0
WT | 0 | 0 | 0 | 0 | 0 | 0
IGCC | 0 | 0 | 0 | 0 | 0 | 0
DemandResponse | 0 | 0 | 0 | 0 | 0 | 0
IGCC-CCS | 0 | 0 | 0 | 0 | 0 | 0
WT_off | 0 | 0 | 0 | 0 | 0 | 0
PseudoUnit | 0 | 0 | 0 | 0 | 0 | 0
FixedInterchange | 0 | 0 | 0 | 0 | 0 | 0
CO2 Emissions (MMshortTons): BC
ReportingType | 2015 | 2020 | 2025 | 2030 | 2035 | 2040
BM | 0 | 0 | 0 | 0 | 0 | 0
CC | 2.74 | 2.74 | 2.74 | 2.08 | 0.13 | 0
CSP | 0 | 0 | 0 | 0 | 0 | 0
CT | 0 | 0 | 0 | 0 | 0 | 0
Coal | 0 | 0 | 0 | 0 | 0 | 0
Geo | 0 | 0 | 0 | 0 | 0 | 0
H | 0 | 0 | 0 | 0 | 0 | 0
LFG | 0 | 0 | 0 | 0 | 0 | 0
Nuc | 0 | 0 | 0 | 0 | 0 | 0
PS | 0 | 0 | 0 | 0 | 0 | 0
PV | 0 | 0 | 0 | 0 | 0 | 0
PeakG | 0 | 0 | 0 | 0 | 0 | 0
PeakO | 0 | 0 | 0 | 0 | 0 | 0
ST | 0 | 0 | 0 | 0 | 0 | 0
STOG | 0 | 0 | 0 | 0 | 0 | 0
STWD | 0 | 0 | 0 | 0 | 0 | 0
WT | 0 | 0 | 0 | 0 | 0 | 0
IGCC | 0 | 0 | 0 | 0 | 0 | 0
DemandResponse | 0 | 0 | 0 | 0 | 0 | 0
IGCC-CCS | 0 | 0 | 0 | 0 | 0 | 0
WT_off | 0 | 0 | 0 | 0 | 0 | 0
PseudoUnit | 0 | 0 | 0 | 0 | 0 | 0
FixedInterchange | 0 | 0 | 0 | 0 | 0 | 0
CO2 Emissions (MMshortTons): HQ_IESO
ReportingType | 2015 | 2020 | 2025 | 2030 | 2035 | 2040
BM | 0 | 0 | 0 | 0 | 0 | 0
CC | 0 | 0 | 0 | 0 | 0 | 0
CSP | 0 | 0 | 0 | 0 | 0 | 0
CT | 0 | 0 | 0 | 0 | 0 | 0
Coal | 0 | 0 | 0 | 0 | 0 | 0
Geo | 0 | 0 | 0 | 0 | 0 | 0
H | 0 | 0 | 0 | 0 | 0 | 0
LFG | 0 | 0 | 0 | 0 | 0 | 0
Nuc | 0 | 0 | 0 | 0 | 0 | 0
PS | 0 | 0 | 0 | 0 | 0 | 0
PV | 0 | 0 | 0 | 0 | 0 | 0
PeakG | 0 | 0 | 0 | 0 | 0 | 0
PeakO | 0 | 0 | 0 | 0 | 0 | 0
ST | 0 | 0 | 0 | 0 | 0 | 0
STOG | 0 | 0 | 0 | 0 | 0 | 0
STWD | 0 | 0 | 0 | 0 | 0 | 0
WT | 0 | 0 | 0 | 0 | 0 | 0
IGCC | 0 | 0 | 0 | 0 | 0 | 0
DemandResponse | 0 | 0 | 0 | 0 | 0 | 0
IGCC-CCS | 0 | 0 | 0 | 0 | 0 | 0
WT_off | 0 | 0 | 0 | 0 | 0 | 0
PseudoUnit | 0 | 0 | 0 | 0 | 0 | 0
FixedInterchange | 0 | 0 | 0 | 0 | 0 | 0
CO2 Emissions (MMshortTons): HQ_NEISO
ReportingType | 2015 | 2020 | 2025 | 2030 | 2035 | 2040
BM | 0 | 0 | 0 | 0 | 0 | 0
CC | 0 | 0 | 0 | 0 | 0 | 0
CSP | 0 | 0 | 0 | 0 | 0 | 0
CT | 0 | 0 | 0 | 0 | 0 | 0
Coal | 0 | 0 | 0 | 0 | 0 | 0
Geo | 0 | 0 | 0 | 0 | 0 | 0
H | 0 | 0 | 0 | 0 | 0 | 0
LFG | 0 | 0 | 0 | 0 | 0 | 0
Nuc | 0 | 0 | 0 | 0 | 0 | 0
PS | 0 | 0 | 0 | 0 | 0 | 0
PV | 0 | 0 | 0 | 0 | 0 | 0
PeakG | 0 | 0 | 0 | 0 | 0 | 0
PeakO | 0 | 0 | 0 | 0 | 0 | 0
ST | 0 | 0 | 0 | 0 | 0 | 0
STOG | 0 | 0 | 0 | 0 | 0 | 0
STWD | 0 | 0 | 0 | 0 | 0 | 0
WT | 0 | 0 | 0 | 0 | 0 | 0
IGCC | 0 | 0 | 0 | 0 | 0 | 0
DemandResponse | 0 | 0 | 0 | 0 | 0 | 0
IGCC-CCS | 0 | 0 | 0 | 0 | 0 | 0
WT_off | 0 | 0 | 0 | 0 | 0 | 0
PseudoUnit | 0 | 0 | 0 | 0 | 0 | 0
FixedInterchange | 0 | 0 | 0 | 0 | 0 | 0
CO2 Emissions (MMshortTons): HQ_NY
ReportingType | 2015 | 2020 | 2025 | 2030 | 2035 | 2040
BM | 0 | 0 | 0 | 0 | 0 | 0
CC | 0 | 0 | 0 | 0 | 0 | 0
CSP | 0 | 0 | 0 | 0 | 0 | 0
CT | 0 | 0 | 0 | 0 | 0 | 0
Coal | 0 | 0 | 0 | 0 | 0 | 0
Geo | 0 | 0 | 0 | 0 | 0 | 0
H | 0 | 0 | 0 | 0 | 0 | 0
LFG | 0 | 0 | 0 | 0 | 0 | 0
Nuc | 0 | 0 | 0 | 0 | 0 | 0
PS | 0 | 0 | 0 | 0 | 0 | 0
PV | 0 | 0 | 0 | 0 | 0 | 0
PeakG | 0 | 0 | 0 | 0 | 0 | 0
PeakO | 0 | 0 | 0 | 0 | 0 | 0
ST | 0 | 0 | 0 | 0 | 0 | 0
STOG | 0 | 0 | 0 | 0 | 0 | 0
STWD | 0 | 0 | 0 | 0 | 0 | 0
WT | 0 | 0 | 0 | 0 | 0 | 0
IGCC | 0 | 0 | 0 | 0 | 0 | 0
DemandResponse | 0 | 0 | 0 | 0 | 0 | 0
IGCC-CCS | 0 | 0 | 0 | 0 | 0 | 0
WT_off | 0 | 0 | 0 | 0 | 0 | 0
PseudoUnit | 0 | 0 | 0 | 0 | 0 | 0
FixedInterchange | 0 | 0 | 0 | 0 | 0 | 0
CO2 Emissions (MMshortTons): MARITIMES
ReportingType | 2015 | 2020 | 2025 | 2030 | 2035 | 2040
BM | 0 | 0 | 0 | 0 | 0 | 0
CC | 0 | 0 | 0 | 0 | 0 | 0
CSP | 0 | 0 | 0 | 0 | 0 | 0
CT | 0 | 0 | 0 | 0 | 0 | 0
Coal | 0 | 0 | 0 | 0 | 0 | 0
Geo | 0 | 0 | 0 | 0 | 0 | 0
H | 0 | 0 | 0 | 0 | 0 | 0
LFG | 0 | 0 | 0 | 0 | 0 | 0
Nuc | 0 | 0 | 0 | 0 | 0 | 0
PS | 0 | 0 | 0 | 0 | 0 | 0
PV | 0 | 0 | 0 | 0 | 0 | 0
PeakG | 0 | 0 | 0 | 0 | 0 | 0
PeakO | 0 | 0 | 0 | 0 | 0 | 0
ST | 0 | 0 | 0 | 0 | 0 | 0
STOG | 0 | 0 | 0 | 0 | 0 | 0
STWD | 0 | 0 | 0 | 0 | 0 | 0
WT | 0 | 0 | 0 | 0 | 0 | 0
IGCC | 0 | 0 | 0 | 0 | 0 | 0
DemandResponse | 0 | 0 | 0 | 0 | 0 | 0
IGCC-CCS | 0 | 0 | 0 | 0 | 0 | 0
WT_off | 0 | 0 | 0 | 0 | 0 | 0
PseudoUnit | 0 | 0 | 0 | 0 | 0 | 0
FixedInterchange | 0 | 0 | 0 | 0 | 0 | 0
CO2 Emissions (MMshortTons): All
ReportingType | 2015 | 2020 | 2025 | 2030 | 2035 | 2040
BM | 0 | 0 | 0 | 0 | 0 | 0
CC | 620.96 | 705.52 | 671 | 439.57 | 441.96 | 391.47
CSP | 0 | 0 | 0 | 0 | 0 | 0
CT | 0.32 | 0.83 | 1.36 | 0.76 | 0.07 | 0.04
Coal | 1170.59 | 415.61 | 66.67 | 2.42 | 3.37 | 3.45
Geo | 0 | 0 | 0 | 0 | 0 | 0
H | 0 | 0 | 0 | 0 | 0 | 0
LFG | 0 | 0 | 0 | 0 | 0 | 0
Nuc | 0 | 0 | 0 | 0 | 0 | 0
PS | 0 | 0 | 0 | 0 | 0 | 0
PV | 0 | 0 | 0 | 0 | 0 | 0
PeakG | 1.86 | 7.7 | 10.24 | 4.64 | 6.43 | 4.7
PeakO | 0 | 0 | 0.17 | 0 | 0 | 0
ST | 0 | 0 | 0 | 0 | 0 | 0
STOG | 3.66 | 3.22 | 1.2 | 0.36 | 0.36 | 0.24
STWD | 0 | 0 | 0 | 0 | 0 | 0
WT | 0 | 0 | 0 | 0 | 0 | 0
IGCC | 4.15 | 4.15 | 1.3 | 0.11 | 0.21 | 0.11
DemandResponse | 0 | 0 | 0 | 0 | 0 | 0
IGCC-CCS | 0 | 0 | 0 | 0 | 0 | 0
WT_off | 0 | 0 | 0 | 0 | 0 | 0
PseudoUnit | 0 | 0 | 0 | 0 | 0 | 0
FixedInterchange | 0 | 0 | 0 | 0 | 0 | 0
CO2 Emissions (MMshortTons): EI_US
ReportingType | 2015 | 2020 | 2025 | 2030 | 2035 | 2040
BM | 0 | 0 | 0 | 0 | 0 | 0
CC | 416.04 | 506.43 | 466.98 | 303.23 | 326.27 | 304.75
CSP | 0 | 0 | 0 | 0 | 0 | 0
CT | 0.32 | 0.8 | 1.23 | 0.65 | 0.07 | 0.04
Coal | 899.29 | 221.91 | 13.38 | 1.47 | 2.41 | 2.3
Geo | 0 | 0 | 0 | 0 | 0 | 0
H | 0 | 0 | 0 | 0 | 0 | 0
LFG | 0 | 0 | 0 | 0 | 0 | 0
Nuc | 0 | 0 | 0 | 0 | 0 | 0
PS | 0 | 0 | 0 | 0 | 0 | 0
PV | 0 | 0 | 0 | 0 | 0 | 0
PeakG | 1.81 | 7.36 | 9.32 | 4.1 | 5.92 | 4.33
PeakO | 0 | 0 | 0.17 | 0 | 0 | 0
ST | 0 | 0 | 0 | 0 | 0 | 0
STOG | 2.23 | 1.83 | 1.2 | 0.36 | 0.36 | 0.24
STWD | 0 | 0 | 0 | 0 | 0 | 0
WT | 0 | 0 | 0 | 0 | 0 | 0
IGCC | 4.15 | 4.15 | 1.3 | 0.11 | 0.21 | 0.11
DemandResponse | 0 | 0 | 0 | 0 | 0 | 0
IGCC-CCS | 0 | 0 | 0 | 0 | 0 | 0
WT_off | 0 | 0 | 0 | 0 | 0 | 0
PseudoUnit | 0 | 0 | 0 | 0 | 0 | 0
FixedInterchange | 0 | 0 | 0 | 0 | 0 | 0
CO2 Emissions (MMshortTons): EI_Canada
ReportingType | 2015 | 2020 | 2025 | 2030 | 2035 | 2040
BM | 0 | 0 | 0 | 0 | 0 | 0
CC | 7.36 | 6.6 | 0.45 | 0.12 | 0.25 | 0.17
CSP | 0 | 0 | 0 | 0 | 0 | 0
CT | 0.01 | 0.01 | 0.01 | 0 | 0 | 0
Coal | 0.27 | 0 | 0 | 0 | 0 | 0
Geo | 0 | 0 | 0 | 0 | 0 | 0
H | 0 | 0 | 0 | 0 | 0 | 0
LFG | 0 | 0 | 0 | 0 | 0 | 0
Nuc | 0 | 0 | 0 | 0 | 0 | 0
PS | 0 | 0 | 0 | 0 | 0 | 0
PV | 0 | 0 | 0 | 0 | 0 | 0
PeakG | 0.05 | 0.13 | 0.01 | 0 | 0.01 | 0.01
PeakO | 0 | 0 | 0 | 0 | 0 | 0
ST | 0 | 0 | 0 | 0 | 0 | 0
STOG | 0.01 | 0 | 0 | 0 | 0 | 0
STWD | 0 | 0 | 0 | 0 | 0 | 0
WT | 0 | 0 | 0 | 0 | 0 | 0
IGCC | 0 | 0 | 0 | 0 | 0 | 0
DemandResponse | 0 | 0 | 0 | 0 | 0 | 0
IGCC-CCS | 0 | 0 | 0 | 0 | 0 | 0
WT_off | 0 | 0 | 0 | 0 | 0 | 0
PseudoUnit | 0 | 0 | 0 | 0 | 0 | 0
FixedInterchange | 0 | 0 | 0 | 0 | 0 | 0
CO2 Emissions (MMshortTons): EI
ReportingType | 2015 | 2020 | 2025 | 2030 | 2035 | 2040
BM | 0 | 0 | 0 | 0 | 0 | 0
CC | 423.4 | 513.03 | 467.43 | 303.35 | 326.52 | 304.93
CSP | 0 | 0 | 0 | 0 | 0 | 0
CT | 0.32 | 0.8 | 1.24 | 0.65 | 0.07 | 0.04
Coal | 899.56 | 221.91 | 13.38 | 1.47 | 2.41 | 2.3
Geo | 0 | 0 | 0 | 0 | 0 | 0
H | 0 | 0 | 0 | 0 | 0 | 0
LFG | 0 | 0 | 0 | 0 | 0 | 0
Nuc | 0 | 0 | 0 | 0 | 0 | 0
PS | 0 | 0 | 0 | 0 | 0 | 0
PV | 0 | 0 | 0 | 0 | 0 | 0
PeakG | 1.86 | 7.49 | 9.33 | 4.1 | 5.93 | 4.34
PeakO | 0 | 0 | 0.17 | 0 | 0 | 0
ST | 0 | 0 | 0 | 0 | 0 | 0
STOG | 2.24 | 1.83 | 1.2 | 0.36 | 0.36 | 0.24
STWD | 0 | 0 | 0 | 0 | 0 | 0
WT | 0 | 0 | 0 | 0 | 0 | 0
IGCC | 4.15 | 4.15 | 1.3 | 0.11 | 0.21 | 0.11
DemandResponse | 0 | 0 | 0 | 0 | 0 | 0
IGCC-CCS | 0 | 0 | 0 | 0 | 0 | 0
WT_off | 0 | 0 | 0 | 0 | 0 | 0
PseudoUnit | 0 | 0 | 0 | 0 | 0 | 0
FixedInterchange | 0 | 0 | 0 | 0 | 0 | 0
CO2 Emissions (MMshortTons): Outside_EI
ReportingType | 2015 | 2020 | 2025 | 2030 | 2035 | 2040
BM | 0 | 0 | 0 | 0 | 0 | 0
CC | 197.56 | 192.49 | 203.57 | 136.22 | 115.45 | 86.54
CSP | 0 | 0 | 0 | 0 | 0 | 0
CT | 0 | 0.03 | 0.13 | 0.11 | 0 | 0
Coal | 271.04 | 193.7 | 53.29 | 0.94 | 0.96 | 1.15
Geo | 0 | 0 | 0 | 0 | 0 | 0
H | 0 | 0 | 0 | 0 | 0 | 0
LFG | 0 | 0 | 0 | 0 | 0 | 0
Nuc | 0 | 0 | 0 | 0 | 0 | 0
PS | 0 | 0 | 0 | 0 | 0 | 0
PV | 0 | 0 | 0 | 0 | 0 | 0
PeakG | 0.01 | 0.21 | 0.91 | 0.54 | 0.5 | 0.36
PeakO | 0 | 0 | 0 | 0 | 0 | 0
ST | 0 | 0 | 0 | 0 | 0 | 0
STOG | 1.41 | 1.4 | 0 | 0 | 0 | 0
STWD | 0 | 0 | 0 | 0 | 0 | 0
WT | 0 | 0 | 0 | 0 | 0 | 0
IGCC | 0 | 0 | 0 | 0 | 0 | 0
DemandResponse | 0 | 0 | 0 | 0 | 0 | 0
IGCC-CCS | 0 | 0 | 0 | 0 | 0 | 0
WT_off | 0 | 0 | 0 | 0 | 0 | 0
PseudoUnit | 0 | 0 | 0 | 0 | 0 | 0
FixedInterchange | 0 | 0 | 0 | 0 | 0 | 0
CO2 Emissions (MMmetricTons): Entergy
ReportingType | 2015 | 2020 | 2025 | 2030 | 2035 | 2040
BM | 0 | 0 | 0 | 0 | 0 | 0
CC | 24.29 | 30.66 | 24.7 | 17.68 | 18.26 | 15.8
CSP | 0 | 0 | 0 | 0 | 0 | 0
CT | 0 | 0 | 0 | 0 | 0 | 0
Coal | 54.04 | 4.91 | 0.71 | 0.07 | 0.13 | 0.13
Geo | 0 | 0 | 0 | 0 | 0 | 0
H | 0 | 0 | 0 | 0 | 0 | 0
LFG | 0 | 0 | 0 | 0 | 0 | 0
Nuc | 0 | 0 | 0 | 0 | 0 | 0
PS | 0 | 0 | 0 | 0 | 0 | 0
PV | 0 | 0 | 0 | 0 | 0 | 0
PeakG | 0 | 0 | 0.05 | 0 | 0 | 0
PeakO | 0 | 0 | 0 | 0 | 0 | 0
ST | 0 | 0 | 0 | 0 | 0 | 0
STOG | 0.21 | 0.41 | 0 | 0 | 0 | 0
STWD | 0 | 0 | 0 | 0 | 0 | 0
WT | 0 | 0 | 0 | 0 | 0 | 0
IGCC | 0 | 0 | 0 | 0 | 0 | 0
DemandResponse | 0 | 0 | 0 | 0 | 0 | 0
IGCC-CCS | 0 | 0 | 0 | 0 | 0 | 0
WT_off | 0 | 0 | 0 | 0 | 0 | 0
PseudoUnit | 0 | 0 | 0 | 0 | 0 | 0
FixedInterchange | 0 | 0 | 0 | 0 | 0 | 0
CO2 Emissions (MMmetricTons): FRCC
ReportingType | 2015 | 2020 | 2025 | 2030 | 2035 | 2040
BM | 0 | 0 | 0 | 0 | 0 | 0
CC | 65.12 | 71.13 | 68.95 | 24.64 | 23.01 | 17.14
CSP | 0 | 0 | 0 | 0 | 0 | 0
CT | 0.28 | 0.54 | 0.94 | 0.52 | 0 | 0
Coal | 16.78 | 3.82 | 0 | 0 | 0 | 0
Geo | 0 | 0 | 0 | 0 | 0 | 0
H | 0 | 0 | 0 | 0 | 0 | 0
LFG | 0 | 0 | 0 | 0 | 0 | 0
Nuc | 0 | 0 | 0 | 0 | 0 | 0
PS | 0 | 0 | 0 | 0 | 0 | 0
PV | 0 | 0 | 0 | 0 | 0 | 0
PeakG | 0.23 | 0.96 | 0.28 | 0 | 0 | 0
PeakO | 0 | 0 | 0 | 0 | 0 | 0
ST | 0 | 0 | 0 | 0 | 0 | 0
STOG | 0 | 0 | 0 | 0 | 0 | 0
STWD | 0 | 0 | 0 | 0 | 0 | 0
WT | 0 | 0 | 0 | 0 | 0 | 0
IGCC | 0 | 0 | 0 | 0 | 0 | 0
DemandResponse | 0 | 0 | 0 | 0 | 0 | 0
IGCC-CCS | 0 | 0 | 0 | 0 | 0 | 0
WT_off | 0 | 0 | 0 | 0 | 0 | 0
PseudoUnit | 0 | 0 | 0 | 0 | 0 | 0
FixedInterchange | 0 | 0 | 0 | 0 | 0 | 0
CO2 Emissions (MMmetricTons): MAPP_US
ReportingType | 2015 | 2020 | 2025 | 2030 | 2035 | 2040
BM | 0 | 0 | 0 | 0 | 0 | 0
CC | 0.08 | 0.14 | 0.07 | 0.04 | 0.07 | 0.07
CSP | 0 | 0 | 0 | 0 | 0 | 0
CT | 0 | 0 | 0.02 | 0 | 0.01 | 0.01
Coal | 14.46 | 1.05 | 0 | 0 | 0 | 0
Geo | 0 | 0 | 0 | 0 | 0 | 0
H | 0 | 0 | 0 | 0 | 0 | 0
LFG | 0 | 0 | 0 | 0 | 0 | 0
Nuc | 0 | 0 | 0 | 0 | 0 | 0
PS | 0 | 0 | 0 | 0 | 0 | 0
PV | 0 | 0 | 0 | 0 | 0 | 0
PeakG | 0.03 | 0.07 | 0.05 | 0.04 | 0.08 | 0.06
PeakO | 0 | 0 | 0 | 0 | 0 | 0
ST | 0 | 0 | 0 | 0 | 0 | 0
STOG | 0 | 0 | 0 | 0 | 0 | 0
STWD | 0 | 0 | 0 | 0 | 0 | 0
WT | 0 | 0 | 0 | 0 | 0 | 0
IGCC | 0 | 0 | 0 | 0 | 0 | 0
DemandResponse | 0 | 0 | 0 | 0 | 0 | 0
IGCC-CCS | 0 | 0 | 0 | 0 | 0 | 0
WT_off | 0 | 0 | 0 | 0 | 0 | 0
PseudoUnit | 0 | 0 | 0 | 0 | 0 | 0
FixedInterchange | 0 | 0 | 0 | 0 | 0 | 0
CO2 Emissions (MMmetricTons): MISO_IN
ReportingType | 2015 | 2020 | 2025 | 2030 | 2035 | 2040
BM | 0 | 0 | 0 | 0 | 0 | 0
CC | 6.73 | 20.85 | 20.92 | 14.27 | 14.91 | 13.4
CSP | 0 | 0 | 0 | 0 | 0 | 0
CT | 0 | 0 | 0 | 0 | 0 | 0
Coal | 53.7 | 34.28 | 0 | 0 | 0 | 0
Geo | 0 | 0 | 0 | 0 | 0 | 0
H | 0 | 0 | 0 | 0 | 0 | 0
LFG | 0 | 0 | 0 | 0 | 0 | 0
Nuc | 0 | 0 | 0 | 0 | 0 | 0
PS | 0 | 0 | 0 | 0 | 0 | 0
PV | 0 | 0 | 0 | 0 | 0 | 0
PeakG | 0 | 0.04 | 0.19 | 0.18 | 0.18 | 0.18
PeakO | 0 | 0 | 0 | 0 | 0 | 0
ST | 0 | 0 | 0 | 0 | 0 | 0
STOG | 0.02 | 0.03 | 0 | 0 | 0 | 0
STWD | 0 | 0 | 0 | 0 | 0 | 0
WT | 0 | 0 | 0 | 0 | 0 | 0
IGCC | 3.76 | 3.76 | 1.18 | 0.1 | 0.19 | 0.1
DemandResponse | 0 | 0 | 0 | 0 | 0 | 0
IGCC-CCS | 0 | 0 | 0 | 0 | 0 | 0
WT_off | 0 | 0 | 0 | 0 | 0 | 0
PseudoUnit | 0 | 0 | 0 | 0 | 0 | 0
FixedInterchange | 0 | 0 | 0 | 0 | 0 | 0
CO2 Emissions (MMmetricTons): MISO_MI
ReportingType | 2015 | 2020 | 2025 | 2030 | 2035 | 2040
BM | 0 | 0 | 0 | 0 | 0 | 0
CC | 9.57 | 17.17 | 17.57 | 10.57 | 9.31 | 8.21
CSP | 0 | 0 | 0 | 0 | 0 | 0
CT | 0 | 0 | 0 | 0 | 0 | 0
Coal | 23.37 | 0 | 0 | 0 | 0 | 0
Geo | 0 | 0 | 0 | 0 | 0 | 0
H | 0 | 0 | 0 | 0 | 0 | 0
LFG | 0 | 0 | 0 | 0 | 0 | 0
Nuc | 0 | 0 | 0 | 0 | 0 | 0
PS | 0 | 0 | 0 | 0 | 0 | 0
PV | 0 | 0 | 0 | 0 | 0 | 0
PeakG | 0.01 | 0.07 | 0.29 | 0.21 | 0.21 | 0.21
PeakO | 0 | 0 | 0.01 | 0 | 0 | 0
ST | 0 | 0 | 0 | 0 | 0 | 0
STOG | 0.18 | 0.27 | 0 | 0 | 0 | 0
STWD | 0 | 0 | 0 | 0 | 0 | 0
WT | 0 | 0 | 0 | 0 | 0 | 0
IGCC | 0 | 0 | 0 | 0 | 0 | 0
DemandResponse | 0 | 0 | 0 | 0 | 0 | 0
IGCC-CCS | 0 | 0 | 0 | 0 | 0 | 0
WT_off | 0 | 0 | 0 | 0 | 0 | 0
PseudoUnit | 0 | 0 | 0 | 0 | 0 | 0
FixedInterchange | 0 | 0 | 0 | 0 | 0 | 0
CO2 Emissions (MMmetricTons): MISO_MO-IL
ReportingType | 2015 | 2020 | 2025 | 2030 | 2035 | 2040
BM | 0 | 0 | 0 | 0 | 0 | 0
CC | 4.93 | 12.65 | 10.88 | 5.42 | 5.82 | 4.29
CSP | 0 | 0 | 0 | 0 | 0 | 0
CT | 0 | 0 | 0 | 0 | 0 | 0
Coal | 68.59 | 19.12 | 2.44 | 0.31 | 0.61 | 0.38
Geo | 0 | 0 | 0 | 0 | 0 | 0
H | 0 | 0 | 0 | 0 | 0 | 0
LFG | 0 | 0 | 0 | 0 | 0 | 0
Nuc | 0 | 0 | 0 | 0 | 0 | 0
PS | 0 | 0 | 0 | 0 | 0 | 0
PV | 0 | 0 | 0 | 0 | 0 | 0
PeakG | 0.08 | 0.26 | 0.51 | 0.26 | 0.5 | 0.37
PeakO | 0 | 0 | 0.01 | 0 | 0 | 0
ST | 0 | 0 | 0 | 0 | 0 | 0
STOG | 0.01 | 0.01 | 0 | 0 | 0 | 0
STWD | 0 | 0 | 0 | 0 | 0 | 0
WT | 0 | 0 | 0 | 0 | 0 | 0
IGCC | 0 | 0 | 0 | 0 | 0 | 0
DemandResponse | 0 | 0 | 0 | 0 | 0 | 0
IGCC-CCS | 0 | 0 | 0 | 0 | 0 | 0
WT_off | 0 | 0 | 0 | 0 | 0 | 0
PseudoUnit | 0 | 0 | 0 | 0 | 0 | 0
FixedInterchange | 0 | 0 | 0 | 0 | 0 | 0
CO2 Emissions (MMmetricTons): MISO_W
ReportingType | 2015 | 2020 | 2025 | 2030 | 2035 | 2040
BM | 0 | 0 | 0 | 0 | 0 | 0
CC | 6.28 | 11.93 | 2.79 | 1.66 | 1.95 | 1.49
CSP | 0 | 0 | 0 | 0 | 0 | 0
CT | 0 | 0 | 0 | 0 | 0 | 0
Coal | 71.44 | 25.96 | 0.13 | 0.13 | 0.13 | 0.13
Geo | 0 | 0 | 0 | 0 | 0 | 0
H | 0 | 0 | 0 | 0 | 0 | 0
LFG | 0 | 0 | 0 | 0 | 0 | 0
Nuc | 0 | 0 | 0 | 0 | 0 | 0
PS | 0 | 0 | 0 | 0 | 0 | 0
PV | 0 | 0 | 0 | 0 | 0 | 0
PeakG | 0.15 | 0.11 | 0.25 | 0.06 | 0.19 | 0.14
PeakO | 0 | 0 | 0.05 | 0 | 0 | 0
ST | 0 | 0 | 0 | 0 | 0 | 0
STOG | 0 | 0 | 0 | 0 | 0 | 0
STWD | 0 | 0 | 0 | 0 | 0 | 0
WT | 0 | 0 | 0 | 0 | 0 | 0
IGCC | 0 | 0 | 0 | 0 | 0 | 0
DemandResponse | 0 | 0 | 0 | 0 | 0 | 0
IGCC-CCS | 0 | 0 | 0 | 0 | 0 | 0
WT_off | 0 | 0 | 0 | 0 | 0 | 0
PseudoUnit | 0 | 0 | 0 | 0 | 0 | 0
FixedInterchange | 0 | 0 | 0 | 0 | 0 | 0
CO2 Emissions (MMmetricTons): MISO_WUMS
ReportingType | 2015 | 2020 | 2025 | 2030 | 2035 | 2040
BM | 0 | 0 | 0 | 0 | 0 | 0
CC | 13.63 | 14.41 | 11.96 | 7.23 | 7.6 | 6.96
CSP | 0 | 0 | 0 | 0 | 0 | 0
CT | 0 | 0 | 0 | 0 | 0 | 0
Coal | 10.33 | 2.86 | 0.43 | 0.09 | 0.13 | 0.13
Geo | 0 | 0 | 0 | 0 | 0 | 0
H | 0 | 0 | 0 | 0 | 0 | 0
LFG | 0 | 0 | 0 | 0 | 0 | 0
Nuc | 0 | 0 | 0 | 0 | 0 | 0
PS | 0 | 0 | 0 | 0 | 0 | 0
PV | 0 | 0 | 0 | 0 | 0 | 0
PeakG | 0 | 0.06 | 0.19 | 0.08 | 0.19 | 0.19
PeakO | 0 | 0 | 0.01 | 0 | 0 | 0
ST | 0 | 0 | 0 | 0 | 0 | 0
STOG | 0 | 0 | 0 | 0 | 0 | 0
STWD | 0 | 0 | 0 | 0 | 0 | 0
WT | 0 | 0 | 0 | 0 | 0 | 0
IGCC | 0 | 0 | 0 | 0 | 0 | 0
DemandResponse | 0 | 0 | 0 | 0 | 0 | 0
IGCC-CCS | 0 | 0 | 0 | 0 | 0 | 0
WT_off | 0 | 0 | 0 | 0 | 0 | 0
PseudoUnit | 0 | 0 | 0 | 0 | 0 | 0
FixedInterchange | 0 | 0 | 0 | 0 | 0 | 0
CO2 Emissions (MMmetricTons): Nebraska
ReportingType | 2015 | 2020 | 2025 | 2030 | 2035 | 2040
BM | 0 | 0 | 0 | 0 | 0 | 0
CC | 0.16 | 0.1 | 0.1 | 0.06 | 0.1 | 0.1
CSP | 0 | 0 | 0 | 0 | 0 | 0
CT | 0 | 0 | 0 | 0 | 0 | 0
Coal | 32.1 | 3.57 | 0.14 | 0.02 | 0.02 | 0.04
Geo | 0 | 0 | 0 | 0 | 0 | 0
H | 0 | 0 | 0 | 0 | 0 | 0
LFG | 0 | 0 | 0 | 0 | 0 | 0
Nuc | 0 | 0 | 0 | 0 | 0 | 0
PS | 0 | 0 | 0 | 0 | 0 | 0
PV | 0 | 0 | 0 | 0 | 0 | 0
PeakG | 0.02 | 0 | 0.08 | 0 | 0.08 | 0.03
PeakO | 0 | 0 | 0.01 | 0 | 0 | 0
ST | 0 | 0 | 0 | 0 | 0 | 0
STOG | 0 | 0 | 0 | 0 | 0 | 0
STWD | 0 | 0 | 0 | 0 | 0 | 0
WT | 0 | 0 | 0 | 0 | 0 | 0
IGCC | 0 | 0 | 0 | 0 | 0 | 0
DemandResponse | 0 | 0 | 0 | 0 | 0 | 0
IGCC-CCS | 0 | 0 | 0 | 0 | 0 | 0
WT_off | 0 | 0 | 0 | 0 | 0 | 0
PseudoUnit | 0 | 0 | 0 | 0 | 0 | 0
FixedInterchange | 0 | 0 | 0 | 0 | 0 | 0
CO2 Emissions (MMmetricTons): NEISO
ReportingType | 2015 | 2020 | 2025 | 2030 | 2035 | 2040
BM | 0 | 0 | 0 | 0 | 0 | 0
CC | 12.67 | 9.89 | 7.46 | 4.5 | 4.15 | 3.61
CSP | 0 | 0 | 0 | 0 | 0 | 0
CT | 0 | 0.01 | 0.02 | 0.02 | 0 | 0
Coal | 0.03 | 0 | 0 | 0 | 0 | 0
Geo | 0 | 0 | 0 | 0 | 0 | 0
H | 0 | 0 | 0 | 0 | 0 | 0
LFG | 0 | 0 | 0 | 0 | 0 | 0
Nuc | 0 | 0 | 0 | 0 | 0 | 0
PS | 0 | 0 | 0 | 0 | 0 | 0
PV | 0 | 0 | 0 | 0 | 0 | 0
PeakG | 0.02 | 0.02 | 0 | 0 | 0 | 0
PeakO | 0 | 0 | 0 | 0 | 0 | 0
ST | 0 | 0 | 0 | 0 | 0 | 0
STOG | 0 | 0 | 0 | 0 | 0 | 0
STWD | 0 | 0 | 0 | 0 | 0 | 0
WT | 0 | 0 | 0 | 0 | 0 | 0
IGCC | 0 | 0 | 0 | 0 | 0 | 0
DemandResponse | 0 | 0 | 0 | 0 | 0 | 0
IGCC-CCS | 0 | 0 | 0 | 0 | 0 | 0
WT_off | 0 | 0 | 0 | 0 | 0 | 0
PseudoUnit | 0 | 0 | 0 | 0 | 0 | 0
FixedInterchange | 0 | 0 | 0 | 0 | 0 | 0
CO2 Emissions (MMmetricTons): NonRTO_Midwest
ReportingType | 2015 | 2020 | 2025 | 2030 | 2035 | 2040
BM | 0 | 0 | 0 | 0 | 0 | 0
CC | 2.87 | 13.78 | 13.76 | 13.7 | 13.19 | 12.5
CSP | 0 | 0 | 0 | 0 | 0 | 0
CT | 0 | 0 | 0 | 0 | 0 | 0
Coal | 45.46 | 13.5 | 0.08 | 0.08 | 0.08 | 0.08
Geo | 0 | 0 | 0 | 0 | 0 | 0
H | 0 | 0 | 0 | 0 | 0 | 0
LFG | 0 | 0 | 0 | 0 | 0 | 0
Nuc | 0 | 0 | 0 | 0 | 0 | 0
PS | 0 | 0 | 0 | 0 | 0 | 0
PV | 0 | 0 | 0 | 0 | 0 | 0
PeakG | 0.09 | 0.15 | 0.74 | 0.18 | 0.23 | 0.13
PeakO | 0 | 0 | 0 | 0 | 0 | 0
ST | 0 | 0 | 0 | 0 | 0 | 0
STOG | 0 | 0 | 0 | 0 | 0 | 0
STWD | 0 | 0 | 0 | 0 | 0 | 0
WT | 0 | 0 | 0 | 0 | 0 | 0
IGCC | 0 | 0 | 0 | 0 | 0 | 0
DemandResponse | 0 | 0 | 0 | 0 | 0 | 0
IGCC-CCS | 0 | 0 | 0 | 0 | 0 | 0
WT_off | 0 | 0 | 0 | 0 | 0 | 0
PseudoUnit | 0 | 0 | 0 | 0 | 0 | 0
FixedInterchange | 0 | 0 | 0 | 0 | 0 | 0
CO2 Emissions (MMmetricTons): NYISO_A-F
ReportingType | 2015 | 2020 | 2025 | 2030 | 2035 | 2040
BM | 0 | 0 | 0 | 0 | 0 | 0
CC | 2.82 | 2.77 | 2 | 1.55 | 1.32 | 0.8
CSP | 0 | 0 | 0 | 0 | 0 | 0
CT | 0 | 0 | 0 | 0 | 0 | 0
Coal | 0 | 0 | 0 | 0 | 0 | 0
Geo | 0 | 0 | 0 | 0 | 0 | 0
H | 0 | 0 | 0 | 0 | 0 | 0
LFG | 0 | 0 | 0 | 0 | 0 | 0
Nuc | 0 | 0 | 0 | 0 | 0 | 0
PS | 0 | 0 | 0 | 0 | 0 | 0
PV | 0 | 0 | 0 | 0 | 0 | 0
PeakG | 0 | 0 | 0 | 0 | 0 | 0
PeakO | 0 | 0 | 0 | 0 | 0 | 0
ST | 0 | 0 | 0 | 0 | 0 | 0
STOG | 0 | 0 | 0 | 0 | 0 | 0
STWD | 0 | 0 | 0 | 0 | 0 | 0
WT | 0 | 0 | 0 | 0 | 0 | 0
IGCC | 0 | 0 | 0 | 0 | 0 | 0
DemandResponse | 0 | 0 | 0 | 0 | 0 | 0
IGCC-CCS | 0 | 0 | 0 | 0 | 0 | 0
WT_off | 0 | 0 | 0 | 0 | 0 | 0
PseudoUnit | 0 | 0 | 0 | 0 | 0 | 0
FixedInterchange | 0 | 0 | 0 | 0 | 0 | 0
CO2 Emissions (MMmetricTons): NYISO_G-I
ReportingType | 2015 | 2020 | 2025 | 2030 | 2035 | 2040
BM | 0 | 0 | 0 | 0 | 0 | 0
CC | 1.62 | 2.13 | 1.65 | 0.56 | 4.21 | 5.15
CSP | 0 | 0 | 0 | 0 | 0 | 0
CT | 0 | 0 | 0 | 0 | 0 | 0
Coal | 0 | 0 | 0 | 0 | 0 | 0
Geo | 0 | 0 | 0 | 0 | 0 | 0
H | 0 | 0 | 0 | 0 | 0 | 0
LFG | 0 | 0 | 0 | 0 | 0 | 0
Nuc | 0 | 0 | 0 | 0 | 0 | 0
PS | 0 | 0 | 0 | 0 | 0 | 0
PV | 0 | 0 | 0 | 0 | 0 | 0
PeakG | 0 | 0 | 0 | 0 | 0 | 0
PeakO | 0 | 0 | 0 | 0 | 0 | 0
ST | 0 | 0 | 0 | 0 | 0 | 0
STOG | 0 | 0 | 0 | 0 | 0 | 0
STWD | 0 | 0 | 0 | 0 | 0 | 0
WT | 0 | 0 | 0 | 0 | 0 | 0
IGCC | 0 | 0 | 0 | 0 | 0 | 0
DemandResponse | 0 | 0 | 0 | 0 | 0 | 0
IGCC-CCS | 0 | 0 | 0 | 0 | 0 | 0
WT_off | 0 | 0 | 0 | 0 | 0 | 0
PseudoUnit | 0 | 0 | 0 | 0 | 0 | 0
FixedInterchange | 0 | 0 | 0 | 0 | 0 | 0
CO2 Emissions (MMmetricTons): NYISO_J-K
ReportingType | 2015 | 2020 | 2025 | 2030 | 2035 | 2040
BM | 0 | 0 | 0 | 0 | 0 | 0
CC | 8.48 | 8.4 | 8.16 | 5.05 | 6.89 | 7.15
CSP | 0 | 0 | 0 | 0 | 0 | 0
CT | 0 | 0 | 0 | 0 | 0 | 0
Coal | 0 | 0 | 0 | 0 | 0 | 0
Geo | 0 | 0 | 0 | 0 | 0 | 0
H | 0 | 0 | 0 | 0 | 0 | 0
LFG | 0 | 0 | 0 | 0 | 0 | 0
Nuc | 0 | 0 | 0 | 0 | 0 | 0
PS | 0 | 0 | 0 | 0 | 0 | 0
PV | 0 | 0 | 0 | 0 | 0 | 0
PeakG | 0.09 | 0.33 | 0.36 | 0.35 | 0.4 | 0.44
PeakO | 0 | 0 | 0.02 | 0 | 0 | 0
ST | 0 | 0 | 0 | 0 | 0 | 0
STOG | 0.24 | 0.42 | 0.18 | 0.12 | 0.12 | 0.12
STWD | 0 | 0 | 0 | 0 | 0 | 0
WT | 0 | 0 | 0 | 0 | 0 | 0
IGCC | 0 | 0 | 0 | 0 | 0 | 0
DemandResponse | 0 | 0 | 0 | 0 | 0 | 0
IGCC-CCS | 0 | 0 | 0 | 0 | 0 | 0
WT_off | 0 | 0 | 0 | 0 | 0 | 0
PseudoUnit | 0 | 0 | 0 | 0 | 0 | 0
FixedInterchange | 0 | 0 | 0 | 0 | 0 | 0
CO2 Emissions (MMmetricTons): PJM_E
ReportingType | 2015 | 2020 | 2025 | 2030 | 2035 | 2040
BM | 0 | 0 | 0 | 0 | 0 | 0
CC | 15.56 | 19.53 | 18.1 | 12.76 | 17.09 | 16.64
CSP | 0 | 0 | 0 | 0 | 0 | 0
CT | 0 | 0.01 | 0.01 | 0 | 0 | 0
Coal | 0.36 | 0.11 | 0.02 | 0 | 0 | 0
Geo | 0 | 0 | 0 | 0 | 0 | 0
H | 0 | 0 | 0 | 0 | 0 | 0
LFG | 0 | 0 | 0 | 0 | 0 | 0
Nuc | 0 | 0 | 0 | 0 | 0 | 0
PS | 0 | 0 | 0 | 0 | 0 | 0
PV | 0 | 0 | 0 | 0 | 0 | 0
PeakG | 0.05 | 0.54 | 0.54 | 0.54 | 0.54 | 0.54
PeakO | 0 | 0 | 0 | 0 | 0 | 0
ST | 0 | 0 | 0 | 0 | 0 | 0
STOG | 0.06 | 0 | 0 | 0 | 0 | 0
STWD | 0 | 0 | 0 | 0 | 0 | 0
WT | 0 | 0 | 0 | 0 | 0 | 0
IGCC | 0 | 0 | 0 | 0 | 0 | 0
DemandResponse | 0 | 0 | 0 | 0 | 0 | 0
IGCC-CCS | 0 | 0 | 0 | 0 | 0 | 0
WT_off | 0 | 0 | 0 | 0 | 0 | 0
PseudoUnit | 0 | 0 | 0 | 0 | 0 | 0
FixedInterchange | 0 | 0 | 0 | 0 | 0 | 0
CO2 Emissions (MMmetricTons): PJM_ROM
ReportingType | 2015 | 2020 | 2025 | 2030 | 2035 | 2040
BM | 0 | 0 | 0 | 0 | 0 | 0
CC | 6.34 | 9.56 | 9.43 | 5.31 | 20.58 | 38.94
CSP | 0 | 0 | 0 | 0 | 0 | 0
CT | 0 | 0 | 0 | 0 | 0 | 0
Coal | 8.44 | 1.4 | 0.02 | 0 | 0.01 | 0.01
Geo | 0 | 0 | 0 | 0 | 0 | 0
H | 0 | 0 | 0 | 0 | 0 | 0
LFG | 0 | 0 | 0 | 0 | 0 | 0
Nuc | 0 | 0 | 0 | 0 | 0 | 0
PS | 0 | 0 | 0 | 0 | 0 | 0
PV | 0 | 0 | 0 | 0 | 0 | 0
PeakG | 0.01 | 0.08 | 0.18 | 0.18 | 0.34 | 0.18
PeakO | 0 | 0 | 0 | 0 | 0 | 0
ST | 0 | 0 | 0 | 0 | 0 | 0
STOG | 0.39 | 0 | 0 | 0 | 0 | 0
STWD | 0 | 0 | 0 | 0 | 0 | 0
WT | 0 | 0 | 0 | 0 | 0 | 0
IGCC | 0 | 0 | 0 | 0 | 0 | 0
DemandResponse | 0 | 0 | 0 | 0 | 0 | 0
IGCC-CCS | 0 | 0 | 0 | 0 | 0 | 0
WT_off | 0 | 0 | 0 | 0 | 0 | 0
PseudoUnit | 0 | 0 | 0 | 0 | 0 | 0
FixedInterchange | 0 | 0 | 0 | 0 | 0 | 0
CO2 Emissions (MMmetricTons): PJM_ROR
ReportingType | 2015 | 2020 | 2025 | 2030 | 2035 | 2040
BM | 0 | 0 | 0 | 0 | 0 | 0
CC | 75.16 | 87.3 | 83.66 | 67.05 | 71.25 | 67.15
CSP | 0 | 0 | 0 | 0 | 0 | 0
CT | 0 | 0.01 | 0.01 | 0 | 0 | 0
Coal | 165.53 | 54.75 | 6.06 | 0.48 | 0.73 | 0.73
Geo | 0 | 0 | 0 | 0 | 0 | 0
H | 0 | 0 | 0 | 0 | 0 | 0
LFG | 0 | 0 | 0 | 0 | 0 | 0
Nuc | 0 | 0 | 0 | 0 | 0 | 0
PS | 0 | 0 | 0 | 0 | 0 | 0
PV | 0 | 0 | 0 | 0 | 0 | 0
PeakG | 0.52 | 1.83 | 3.15 | 1.49 | 2.06 | 1.09
PeakO | 0 | 0 | 0 | 0 | 0 | 0
ST | 0 | 0 | 0 | 0 | 0 | 0
STOG | 0.23 | 0 | 0 | 0 | 0 | 0
STWD | 0 | 0 | 0 | 0 | 0 | 0
WT | 0 | 0 | 0 | 0 | 0 | 0
IGCC | 0 | 0 | 0 | 0 | 0 | 0
DemandResponse | 0 | 0 | 0 | 0 | 0 | 0
IGCC-CCS | 0 | 0 | 0 | 0 | 0 | 0
WT_off | 0 | 0 | 0 | 0 | 0 | 0
PseudoUnit | 0 | 0 | 0 | 0 | 0 | 0
FixedInterchange | 0 | 0 | 0 | 0 | 0 | 0
CO2 Emissions (MMmetricTons): SOCO
ReportingType | 2015 | 2020 | 2025 | 2030 | 2035 | 2040
BM | 0 | 0 | 0 | 0 | 0 | 0
CC | 59.46 | 64.54 | 61.4 | 39.69 | 33.02 | 24.72
CSP | 0 | 0 | 0 | 0 | 0 | 0
CT | 0 | 0 | 0 | 0 | 0 | 0
Coal | 27.26 | 0 | 0 | 0 | 0 | 0
Geo | 0 | 0 | 0 | 0 | 0 | 0
H | 0 | 0 | 0 | 0 | 0 | 0
LFG | 0 | 0 | 0 | 0 | 0 | 0
Nuc | 0 | 0 | 0 | 0 | 0 | 0
PS | 0 | 0 | 0 | 0 | 0 | 0
PV | 0 | 0 | 0 | 0 | 0 | 0
PeakG | 0.29 | 1.76 | 0.68 | 0 | 0 | 0
PeakO | 0 | 0 | 0 | 0 | 0 | 0
ST | 0 | 0 | 0 | 0 | 0 | 0
STOG | 0 | 0 | 0 | 0 | 0 | 0
STWD | 0 | 0 | 0 | 0 | 0 | 0
WT | 0 | 0 | 0 | 0 | 0 | 0
IGCC | 0 | 0 | 0 | 0 | 0 | 0
DemandResponse | 0 | 0 | 0 | 0 | 0 | 0
IGCC-CCS | 0 | 0 | 0 | 0 | 0 | 0
WT_off | 0 | 0 | 0 | 0 | 0 | 0
PseudoUnit | 0 | 0 | 0 | 0 | 0 | 0
FixedInterchange | 0 | 0 | 0 | 0 | 0 | 0
CO2 Emissions (MMmetricTons): SPP_N
ReportingType | 2015 | 2020 | 2025 | 2030 | 2035 | 2040
BM | 0 | 0 | 0 | 0 | 0 | 0
CC | 1.15 | 0.58 | 0.57 | 0.36 | 0.36 | 0.36
CSP | 0 | 0 | 0 | 0 | 0 | 0
CT | 0 | 0 | 0 | 0 | 0 | 0
Coal | 59.76 | 10.18 | 0.28 | 0.01 | 0.04 | 0.08
Geo | 0 | 0 | 0 | 0 | 0 | 0
H | 0 | 0 | 0 | 0 | 0 | 0
LFG | 0 | 0 | 0 | 0 | 0 | 0
Nuc | 0 | 0 | 0 | 0 | 0 | 0
PS | 0 | 0 | 0 | 0 | 0 | 0
PV | 0 | 0 | 0 | 0 | 0 | 0
PeakG | 0.04 | 0 | 0.22 | 0 | 0.19 | 0.21
PeakO | 0 | 0 | 0.03 | 0 | 0 | 0
ST | 0 | 0 | 0 | 0 | 0 | 0
STOG | 0 | 0 | 0 | 0 | 0 | 0
STWD | 0 | 0 | 0 | 0 | 0 | 0
WT | 0 | 0 | 0 | 0 | 0 | 0
IGCC | 0 | 0 | 0 | 0 | 0 | 0
DemandResponse | 0 | 0 | 0 | 0 | 0 | 0
IGCC-CCS | 0 | 0 | 0 | 0 | 0 | 0
WT_off | 0 | 0 | 0 | 0 | 0 | 0
PseudoUnit | 0 | 0 | 0 | 0 | 0 | 0
FixedInterchange | 0 | 0 | 0 | 0 | 0 | 0
CO2 Emissions (MMmetricTons): SPP_S
ReportingType | 2015 | 2020 | 2025 | 2030 | 2035 | 2040
BM | 0 | 0 | 0 | 0 | 0 | 0
CC | 14.69 | 4.33 | 4.31 | 3.3 | 3.27 | 3.36
CSP | 0 | 0 | 0 | 0 | 0 | 0
CT | 0 | 0 | 0.04 | 0.04 | 0.05 | 0.03
Coal | 87.47 | 6.9 | 0.6 | 0 | 0.02 | 0.09
Geo | 0 | 0 | 0 | 0 | 0 | 0
H | 0 | 0 | 0 | 0 | 0 | 0
LFG | 0 | 0 | 0 | 0 | 0 | 0
Nuc | 0 | 0 | 0 | 0 | 0 | 0
PS | 0 | 0 | 0 | 0 | 0 | 0
PV | 0 | 0 | 0 | 0 | 0 | 0
PeakG | 0 | 0 | 0.19 | 0.12 | 0.18 | 0.18
PeakO | 0 | 0 | 0 | 0 | 0 | 0
ST | 0 | 0 | 0 | 0 | 0 | 0
STOG | 0.69 | 0.51 | 0.9 | 0.21 | 0.21 | 0.1
STWD | 0 | 0 | 0 | 0 | 0 | 0
WT | 0 | 0 | 0 | 0 | 0 | 0
IGCC | 0 | 0 | 0 | 0 | 0 | 0
DemandResponse | 0 | 0 | 0 | 0 | 0 | 0
IGCC-CCS | 0 | 0 | 0 | 0 | 0 | 0
WT_off | 0 | 0 | 0 | 0 | 0 | 0
PseudoUnit | 0 | 0 | 0 | 0 | 0 | 0
FixedInterchange | 0 | 0 | 0 | 0 | 0 | 0
CO2 Emissions (MMmetricTons): TVA
ReportingType | 2015 | 2020 | 2025 | 2030 | 2035 | 2040
BM | 0 | 0 | 0 | 0 | 0 | 0
CC | 15.51 | 26.17 | 24.66 | 19.04 | 18.37 | 15.31
CSP | 0 | 0 | 0 | 0 | 0 | 0
CT | 0 | 0 | 0 | 0 | 0 | 0
Coal | 44.06 | 8.48 | 0 | 0 | 0 | 0
Geo | 0 | 0 | 0 | 0 | 0 | 0
H | 0 | 0 | 0 | 0 | 0 | 0
LFG | 0 | 0 | 0 | 0 | 0 | 0
Nuc | 0 | 0 | 0 | 0 | 0 | 0
PS | 0 | 0 | 0 | 0 | 0 | 0
PV | 0 | 0 | 0 | 0 | 0 | 0
PeakG | 0 | 0 | 0.11 | 0.03 | 0 | 0
PeakO | 0 | 0 | 0 | 0 | 0 | 0
ST | 0 | 0 | 0 | 0 | 0 | 0
STOG | 0 | 0 | 0 | 0 | 0 | 0
STWD | 0 | 0 | 0 | 0 | 0 | 0
WT | 0 | 0 | 0 | 0 | 0 | 0
IGCC | 0 | 0 | 0 | 0 | 0 | 0
DemandResponse | 0 | 0 | 0 | 0 | 0 | 0
IGCC-CCS | 0 | 0 | 0 | 0 | 0 | 0
WT_off | 0 | 0 | 0 | 0 | 0 | 0
PseudoUnit | 0 | 0 | 0 | 0 | 0 | 0
FixedInterchange | 0 | 0 | 0 | 0 | 0 | 0
CO2 Emissions (MMmetricTons): TVA_Transmission
ReportingType | 2015 | 2020 | 2025 | 2030 | 2035 | 2040
BM | 0 | 0 | 0 | 0 | 0 | 0
CC | 0 | 0 | 0 | 0 | 0 | 0
CSP | 0 | 0 | 0 | 0 | 0 | 0
CT | 0 | 0 | 0 | 0 | 0 | 0
Coal | 0 | 0 | 0 | 0 | 0 | 0
Geo | 0 | 0 | 0 | 0 | 0 | 0
H | 0 | 0 | 0 | 0 | 0 | 0
LFG | 0 | 0 | 0 | 0 | 0 | 0
Nuc | 0 | 0 | 0 | 0 | 0 | 0
PS | 0 | 0 | 0 | 0 | 0 | 0
PV | 0 | 0 | 0 | 0 | 0 | 0
PeakG | 0 | 0 | 0 | 0 | 0 | 0
PeakO | 0 | 0 | 0 | 0 | 0 | 0
ST | 0 | 0 | 0 | 0 | 0 | 0
STOG | 0 | 0 | 0 | 0 | 0 | 0
STWD | 0 | 0 | 0 | 0 | 0 | 0
WT | 0 | 0 | 0 | 0 | 0 | 0
IGCC | 0 | 0 | 0 | 0 | 0 | 0
DemandResponse | 0 | 0 | 0 | 0 | 0 | 0
IGCC-CCS | 0 | 0 | 0 | 0 | 0 | 0
WT_off | 0 | 0 | 0 | 0 | 0 | 0
PseudoUnit | 0 | 0 | 0 | 0 | 0 | 0
FixedInterchange | 0 | 0 | 0 | 0 | 0 | 0
CO2 Emissions (MMmetricTons): VACAR
ReportingType | 2015 | 2020 | 2025 | 2030 | 2035 | 2040
BM | 0 | 0 | 0 | 0 | 0 | 0
CC | 30.32 | 31.42 | 30.55 | 20.64 | 21.25 | 13.33
CSP | 0 | 0 | 0 | 0 | 0 | 0
CT | 0 | 0.16 | 0.08 | 0 | 0 | 0
Coal | 32.64 | 10.42 | 1.23 | 0.14 | 0.28 | 0.28
Geo | 0 | 0 | 0 | 0 | 0 | 0
H | 0 | 0 | 0 | 0 | 0 | 0
LFG | 0 | 0 | 0 | 0 | 0 | 0
Nuc | 0 | 0 | 0 | 0 | 0 | 0
PS | 0 | 0 | 0 | 0 | 0 | 0
PV | 0 | 0 | 0 | 0 | 0 | 0
PeakG | 0.01 | 0.39 | 0.39 | 0 | 0 | 0
PeakO | 0 | 0 | 0 | 0 | 0 | 0
ST | 0 | 0 | 0 | 0 | 0 | 0
STOG | 0 | 0 | 0 | 0 | 0 | 0
STWD | 0 | 0 | 0 | 0 | 0 | 0
WT | 0 | 0 | 0 | 0 | 0 | 0
IGCC | 0 | 0 | 0 | 0 | 0 | 0
DemandResponse | 0 | 0 | 0 | 0 | 0 | 0
IGCC-CCS | 0 | 0 | 0 | 0 | 0 | 0
WT_off | 0 | 0 | 0 | 0 | 0 | 0
PseudoUnit | 0 | 0 | 0 | 0 | 0 | 0
FixedInterchange | 0 | 0 | 0 | 0 | 0 | 0
CO2 Emissions (MMmetricTons): IESO
ReportingType | 2015 | 2020 | 2025 | 2030 | 2035 | 2040
BM | 0 | 0 | 0 | 0 | 0 | 0
CC | 3.12 | 2.43 | 0.27 | 0.04 | 0.16 | 0.16
CSP | 0 | 0 | 0 | 0 | 0 | 0
CT | 0.01 | 0.01 | 0.01 | 0 | 0 | 0
Coal | 0 | 0 | 0 | 0 | 0 | 0
Geo | 0 | 0 | 0 | 0 | 0 | 0
H | 0 | 0 | 0 | 0 | 0 | 0
LFG | 0 | 0 | 0 | 0 | 0 | 0
Nuc | 0 | 0 | 0 | 0 | 0 | 0
PS | 0 | 0 | 0 | 0 | 0 | 0
PV | 0 | 0 | 0 | 0 | 0 | 0
PeakG | 0.01 | 0.01 | 0.01 | 0 | 0.01 | 0.01
PeakO | 0 | 0 | 0 | 0 | 0 | 0
ST | 0 | 0 | 0 | 0 | 0 | 0
STOG | 0 | 0 | 0 | 0 | 0 | 0
STWD | 0 | 0 | 0 | 0 | 0 | 0
WT | 0 | 0 | 0 | 0 | 0 | 0
IGCC | 0 | 0 | 0 | 0 | 0 | 0
DemandResponse | 0 | 0 | 0 | 0 | 0 | 0
IGCC-CCS | 0 | 0 | 0 | 0 | 0 | 0
WT_off | 0 | 0 | 0 | 0 | 0 | 0
PseudoUnit | 0 | 0 | 0 | 0 | 0 | 0
FixedInterchange | 0 | 0 | 0 | 0 | 0 | 0
CO2 Emissions (MMmetricTons): MAPP_CA
ReportingType | 2015 | 2020 | 2025 | 2030 | 2035 | 2040
BM | 0 | 0 | 0 | 0 | 0 | 0
CC | 3.55 | 3.55 | 0.14 | 0.07 | 0.07 | 0
CSP | 0 | 0 | 0 | 0 | 0 | 0
CT | 0 | 0 | 0 | 0 | 0 | 0
Coal | 0.24 | 0 | 0 | 0 | 0 | 0
Geo | 0 | 0 | 0 | 0 | 0 | 0
H | 0 | 0 | 0 | 0 | 0 | 0
LFG | 0 | 0 | 0 | 0 | 0 | 0
Nuc | 0 | 0 | 0 | 0 | 0 | 0
PS | 0 | 0 | 0 | 0 | 0 | 0
PV | 0 | 0 | 0 | 0 | 0 | 0
PeakG | 0.04 | 0.11 | 0 | 0 | 0 | 0
PeakO | 0 | 0 | 0 | 0 | 0 | 0
ST | 0 | 0 | 0 | 0 | 0 | 0
STOG | 0.01 | 0 | 0 | 0 | 0 | 0
STWD | 0 | 0 | 0 | 0 | 0 | 0
WT | 0 | 0 | 0 | 0 | 0 | 0
IGCC | 0 | 0 | 0 | 0 | 0 | 0
DemandResponse | 0 | 0 | 0 | 0 | 0 | 0
IGCC-CCS | 0 | 0 | 0 | 0 | 0 | 0
WT_off | 0 | 0 | 0 | 0 | 0 | 0
PseudoUnit | 0 | 0 | 0 | 0 | 0 | 0
FixedInterchange | 0 | 0 | 0 | 0 | 0 | 0
CO2 Emissions (MMmetricTons): AZ_NM_SNV_Coal
ReportingType | 2015 | 2020 | 2025 | 2030 | 2035 | 2040
BM | 0 | 0 | 0 | 0 | 0 | 0
CC | 0 | 0 | 0 | 0 | 0 | 0
CSP | 0 | 0 | 0 | 0 | 0 | 0
CT | 0 | 0 | 0 | 0 | 0 | 0
Coal | 56.73 | 34.04 | 0 | 0 | 0 | 0
Geo | 0 | 0 | 0 | 0 | 0 | 0
H | 0 | 0 | 0 | 0 | 0 | 0
LFG | 0 | 0 | 0 | 0 | 0 | 0
Nuc | 0 | 0 | 0 | 0 | 0 | 0
PS | 0 | 0 | 0 | 0 | 0 | 0
PV | 0 | 0 | 0 | 0 | 0 | 0
PeakG | 0 | 0 | 0 | 0 | 0 | 0
PeakO | 0 | 0 | 0 | 0 | 0 | 0
ST | 0 | 0 | 0 | 0 | 0 | 0
STOG | 0 | 0 | 0 | 0 | 0 | 0
STWD | 0 | 0 | 0 | 0 | 0 | 0
WT | 0 | 0 | 0 | 0 | 0 | 0
IGCC | 0 | 0 | 0 | 0 | 0 | 0
DemandResponse | 0 | 0 | 0 | 0 | 0 | 0
IGCC-CCS | 0 | 0 | 0 | 0 | 0 | 0
WT_off | 0 | 0 | 0 | 0 | 0 | 0
PseudoUnit | 0 | 0 | 0 | 0 | 0 | 0
FixedInterchange | 0 | 0 | 0 | 0 | 0 | 0
CO2 Emissions (MMmetricTons): AZ_NM_SNV_Gas
ReportingType | 2015 | 2020 | 2025 | 2030 | 2035 | 2040
BM | 0 | 0 | 0 | 0 | 0 | 0
CC | 18.89 | 17.2 | 27.78 | 11.91 | 5.87 | 5.37
CSP | 0 | 0 | 0 | 0 | 0 | 0
CT | 0 | 0.01 | 0.08 | 0.04 | 0 | 0
Coal | 0 | 0 | 0 | 0 | 0 | 0
Geo | 0 | 0 | 0 | 0 | 0 | 0
H | 0 | 0 | 0 | 0 | 0 | 0
LFG | 0 | 0 | 0 | 0 | 0 | 0
Nuc | 0 | 0 | 0 | 0 | 0 | 0
PS | 0 | 0 | 0 | 0 | 0 | 0
PV | 0 | 0 | 0 | 0 | 0 | 0
PeakG | 0 | 0.01 | 0 | 0 | 0 | 0
PeakO | 0 | 0 | 0 | 0 | 0 | 0
ST | 0 | 0 | 0 | 0 | 0 | 0
STOG | 0 | 0 | 0 | 0 | 0 | 0
STWD | 0 | 0 | 0 | 0 | 0 | 0
WT | 0 | 0 | 0 | 0 | 0 | 0
IGCC | 0 | 0 | 0 | 0 | 0 | 0
DemandResponse | 0 | 0 | 0 | 0 | 0 | 0
IGCC-CCS | 0 | 0 | 0 | 0 | 0 | 0
WT_off | 0 | 0 | 0 | 0 | 0 | 0
PseudoUnit | 0 | 0 | 0 | 0 | 0 | 0
FixedInterchange | 0 | 0 | 0 | 0 | 0 | 0
CO2 Emissions (MMmetricTons): AZ_NM_SNV_NucRenew
ReportingType | 2015 | 2020 | 2025 | 2030 | 2035 | 2040
BM | 0 | 0 | 0 | 0 | 0 | 0
CC | 0 | 0 | 0 | 0 | 0 | 0
CSP | 0 | 0 | 0 | 0 | 0 | 0
CT | 0 | 0 | 0 | 0 | 0 | 0
Coal | 0 | 0 | 0 | 0 | 0 | 0
Geo | 0 | 0 | 0 | 0 | 0 | 0
H | 0 | 0 | 0 | 0 | 0 | 0
LFG | 0 | 0 | 0 | 0 | 0 | 0
Nuc | 0 | 0 | 0 | 0 | 0 | 0
PS | 0 | 0 | 0 | 0 | 0 | 0
PV | 0 | 0 | 0 | 0 | 0 | 0
PeakG | 0 | 0 | 0 | 0 | 0 | 0
PeakO | 0 | 0 | 0 | 0 | 0 | 0
ST | 0 | 0 | 0 | 0 | 0 | 0
STOG | 0 | 0 | 0 | 0 | 0 | 0
STWD | 0 | 0 | 0 | 0 | 0 | 0
WT | 0 | 0 | 0 | 0 | 0 | 0
IGCC | 0 | 0 | 0 | 0 | 0 | 0
DemandResponse | 0 | 0 | 0 | 0 | 0 | 0
IGCC-CCS | 0 | 0 | 0 | 0 | 0 | 0
WT_off | 0 | 0 | 0 | 0 | 0 | 0
PseudoUnit | 0 | 0 | 0 | 0 | 0 | 0
FixedInterchange | 0 | 0 | 0 | 0 | 0 | 0
CO2 Emissions (MMmetricTons): ERCOT
ReportingType | 2015 | 2020 | 2025 | 2030 | 2035 | 2040
BM | 0 | 0 | 0 | 0 | 0 | 0
CC | 76.92 | 77.01 | 68.88 | 64.49 | 62.22 | 49.24
CSP | 0 | 0 | 0 | 0 | 0 | 0
CT | 0 | 0.01 | 0.03 | 0.05 | 0 | 0
Coal | 34.7 | 23.38 | 0.83 | 0.19 | 0.19 | 0.34
Geo | 0 | 0 | 0 | 0 | 0 | 0
H | 0 | 0 | 0 | 0 | 0 | 0
LFG | 0 | 0 | 0 | 0 | 0 | 0
Nuc | 0 | 0 | 0 | 0 | 0 | 0
PS | 0 | 0 | 0 | 0 | 0 | 0
PV | 0 | 0 | 0 | 0 | 0 | 0
PeakG | 0 | 0.15 | 0.42 | 0.36 | 0.24 | 0.08
PeakO | 0 | 0 | 0 | 0 | 0 | 0
ST | 0 | 0 | 0 | 0 | 0 | 0
STOG | 1.12 | 1.26 | 0 | 0 | 0 | 0
STWD | 0 | 0 | 0 | 0 | 0 | 0
WT | 0 | 0 | 0 | 0 | 0 | 0
IGCC | 0 | 0 | 0 | 0 | 0 | 0
DemandResponse | 0 | 0 | 0 | 0 | 0 | 0
IGCC-CCS | 0 | 0 | 0 | 0 | 0 | 0
WT_off | 0 | 0 | 0 | 0 | 0 | 0
PseudoUnit | 0 | 0 | 0 | 0 | 0 | 0
FixedInterchange | 0 | 0 | 0 | 0 | 0 | 0
CO2 Emissions (MMmetricTons): NP15
ReportingType | 2015 | 2020 | 2025 | 2030 | 2035 | 2040
BM | 0 | 0 | 0 | 0 | 0 | 0
CC | 18.43 | 16.43 | 18.17 | 11.55 | 7.22 | 2.14
CSP | 0 | 0 | 0 | 0 | 0 | 0
CT | 0 | 0 | 0 | 0 | 0 | 0
Coal | 1.57 | 0 | 0 | 0 | 0 | 0
Geo | 0 | 0 | 0 | 0 | 0 | 0
H | 0 | 0 | 0 | 0 | 0 | 0
LFG | 0 | 0 | 0 | 0 | 0 | 0
Nuc | 0 | 0 | 0 | 0 | 0 | 0
PS | 0 | 0 | 0 | 0 | 0 | 0
PV | 0 | 0 | 0 | 0 | 0 | 0
PeakG | 0 | 0 | 0 | 0 | 0 | 0
PeakO | 0 | 0 | 0 | 0 | 0 | 0
ST | 0 | 0 | 0 | 0 | 0 | 0
STOG | 0.03 | 0 | 0 | 0 | 0 | 0
STWD | 0 | 0 | 0 | 0 | 0 | 0
WT | 0 | 0 | 0 | 0 | 0 | 0
IGCC | 0 | 0 | 0 | 0 | 0 | 0
DemandResponse | 0 | 0 | 0 | 0 | 0 | 0
IGCC-CCS | 0 | 0 | 0 | 0 | 0 | 0
WT_off | 0 | 0 | 0 | 0 | 0 | 0
PseudoUnit | 0 | 0 | 0 | 0 | 0 | 0
FixedInterchange | 0 | 0 | 0 | 0 | 0 | 0
CO2 Emissions (MMmetricTons): NWPP_Coal
ReportingType | 2015 | 2020 | 2025 | 2030 | 2035 | 2040
BM | 0 | 0 | 0 | 0 | 0 | 0
CC | 0 | 0 | 0 | 0 | 0 | 0
CSP | 0 | 0 | 0 | 0 | 0 | 0
CT | 0 | 0 | 0 | 0 | 0 | 0
Coal | 52.58 | 37.39 | 0.16 | 0.16 | 0.16 | 0.16
Geo | 0 | 0 | 0 | 0 | 0 | 0
H | 0 | 0 | 0 | 0 | 0 | 0
LFG | 0 | 0 | 0 | 0 | 0 | 0
Nuc | 0 | 0 | 0 | 0 | 0 | 0
PS | 0 | 0 | 0 | 0 | 0 | 0
PV | 0 | 0 | 0 | 0 | 0 | 0
PeakG | 0 | 0 | 0 | 0 | 0 | 0
PeakO | 0 | 0 | 0 | 0 | 0 | 0
ST | 0 | 0 | 0 | 0 | 0 | 0
STOG | 0 | 0 | 0 | 0 | 0 | 0
STWD | 0 | 0 | 0 | 0 | 0 | 0
WT | 0 | 0 | 0 | 0 | 0 | 0
IGCC | 0 | 0 | 0 | 0 | 0 | 0
DemandResponse | 0 | 0 | 0 | 0 | 0 | 0
IGCC-CCS | 0 | 0 | 0 | 0 | 0 | 0
WT_off | 0 | 0 | 0 | 0 | 0 | 0
PseudoUnit | 0 | 0 | 0 | 0 | 0 | 0
FixedInterchange | 0 | 0 | 0 | 0 | 0 | 0
CO2 Emissions (MMmetricTons): NWPP_Gas
ReportingType | 2015 | 2020 | 2025 | 2030 | 2035 | 2040
BM | 0 | 0 | 0 | 0 | 0 | 0
CC | 19.13 | 22.34 | 22.34 | 4.79 | 3.95 | 2.96
CSP | 0 | 0 | 0 | 0 | 0 | 0
CT | 0 | 0 | 0 | 0 | 0 | 0
Coal | 0 | 0 | 0 | 0 | 0 | 0
Geo | 0 | 0 | 0 | 0 | 0 | 0
H | 0 | 0 | 0 | 0 | 0 | 0
LFG | 0 | 0 | 0 | 0 | 0 | 0
Nuc | 0 | 0 | 0 | 0 | 0 | 0
PS | 0 | 0 | 0 | 0 | 0 | 0
PV | 0 | 0 | 0 | 0 | 0 | 0
PeakG | 0 | 0 | 0 | 0 | 0 | 0
PeakO | 0 | 0 | 0 | 0 | 0 | 0
ST | 0 | 0 | 0 | 0 | 0 | 0
STOG | 0 | 0 | 0 | 0 | 0 | 0
STWD | 0 | 0 | 0 | 0 | 0 | 0
WT | 0 | 0 | 0 | 0 | 0 | 0
IGCC | 0 | 0 | 0 | 0 | 0 | 0
DemandResponse | 0 | 0 | 0 | 0 | 0 | 0
IGCC-CCS | 0 | 0 | 0 | 0 | 0 | 0
WT_off | 0 | 0 | 0 | 0 | 0 | 0
PseudoUnit | 0 | 0 | 0 | 0 | 0 | 0
FixedInterchange | 0 | 0 | 0 | 0 | 0 | 0
CO2 Emissions (MMmetricTons): NWPP_NucRenew
ReportingType | 2015 | 2020 | 2025 | 2030 | 2035 | 2040
BM | 0 | 0 | 0 | 0 | 0 | 0
CC | 0 | 0 | 0 | 0 | 0 | 0
CSP | 0 | 0 | 0 | 0 | 0 | 0
CT | 0 | 0 | 0 | 0 | 0 | 0
Coal | 0 | 0 | 0 | 0 | 0 | 0
Geo | 0 | 0 | 0 | 0 | 0 | 0
H | 0 | 0 | 0 | 0 | 0 | 0
LFG | 0 | 0 | 0 | 0 | 0 | 0
Nuc | 0 | 0 | 0 | 0 | 0 | 0
PS | 0 | 0 | 0 | 0 | 0 | 0
PV | 0 | 0 | 0 | 0 | 0 | 0
PeakG | 0 | 0 | 0 | 0 | 0 | 0
PeakO | 0 | 0 | 0 | 0 | 0 | 0
ST | 0 | 0 | 0 | 0 | 0 | 0
STOG | 0 | 0 | 0 | 0 | 0 | 0
STWD | 0 | 0 | 0 | 0 | 0 | 0
WT | 0 | 0 | 0 | 0 | 0 | 0
IGCC | 0 | 0 | 0 | 0 | 0 | 0
DemandResponse | 0 | 0 | 0 | 0 | 0 | 0
IGCC-CCS | 0 | 0 | 0 | 0 | 0 | 0
WT_off | 0 | 0 | 0 | 0 | 0 | 0
PseudoUnit | 0 | 0 | 0 | 0 | 0 | 0
FixedInterchange | 0 | 0 | 0 | 0 | 0 | 0
CO2 Emissions (MMmetricTons): RMPA
ReportingType | 2015 | 2020 | 2025 | 2030 | 2035 | 2040
BM | 0 | 0 | 0 | 0 | 0 | 0
CC | 2.54 | 3.69 | 5.92 | 3.24 | 3.01 | 2.07
CSP | 0 | 0 | 0 | 0 | 0 | 0
CT | 0 | 0 | 0 | 0 | 0 | 0
Coal | 53.46 | 34.74 | 3.13 | 0.51 | 0.53 | 0.54
Geo | 0 | 0 | 0 | 0 | 0 | 0
H | 0 | 0 | 0 | 0 | 0 | 0
LFG | 0 | 0 | 0 | 0 | 0 | 0
Nuc | 0 | 0 | 0 | 0 | 0 | 0
PS | 0 | 0 | 0 | 0 | 0 | 0
PV | 0 | 0 | 0 | 0 | 0 | 0
PeakG | 0 | 0.03 | 0.22 | 0.06 | 0.07 | 0.05
PeakO | 0 | 0 | 0 | 0 | 0 | 0
ST | 0 | 0 | 0 | 0 | 0 | 0
STOG | 0 | 0 | 0 | 0 | 0 | 0
STWD | 0 | 0 | 0 | 0 | 0 | 0
WT | 0 | 0 | 0 | 0 | 0 | 0
IGCC | 0 | 0 | 0 | 0 | 0 | 0
DemandResponse | 0 | 0 | 0 | 0 | 0 | 0
IGCC-CCS | 0 | 0 | 0 | 0 | 0 | 0
WT_off | 0 | 0 | 0 | 0 | 0 | 0
PseudoUnit | 0 | 0 | 0 | 0 | 0 | 0
FixedInterchange | 0 | 0 | 0 | 0 | 0 | 0
CO2 Emissions (MMmetricTons): SP15
ReportingType | 2015 | 2020 | 2025 | 2030 | 2035 | 2040
BM | 0 | 0 | 0 | 0 | 0 | 0
CC | 33.83 | 28.39 | 32.04 | 25.45 | 22.17 | 16.74
CSP | 0 | 0 | 0 | 0 | 0 | 0
CT | 0 | 0 | 0 | 0 | 0 | 0
Coal | 1.49 | 0.81 | 0 | 0 | 0 | 0
Geo | 0 | 0 | 0 | 0 | 0 | 0
H | 0 | 0 | 0 | 0 | 0 | 0
LFG | 0 | 0 | 0 | 0 | 0 | 0
Nuc | 0 | 0 | 0 | 0 | 0 | 0
PS | 0 | 0 | 0 | 0 | 0 | 0
PV | 0 | 0 | 0 | 0 | 0 | 0
PeakG | 0 | 0.01 | 0.18 | 0.07 | 0.14 | 0.2
PeakO | 0 | 0 | 0 | 0 | 0 | 0
ST | 0 | 0 | 0 | 0 | 0 | 0
STOG | 0.13 | 0.01 | 0 | 0 | 0 | 0
STWD | 0 | 0 | 0 | 0 | 0 | 0
WT | 0 | 0 | 0 | 0 | 0 | 0
IGCC | 0 | 0 | 0 | 0 | 0 | 0
DemandResponse | 0 | 0 | 0 | 0 | 0 | 0
IGCC-CCS | 0 | 0 | 0 | 0 | 0 | 0
WT_off | 0 | 0 | 0 | 0 | 0 | 0
PseudoUnit | 0 | 0 | 0 | 0 | 0 | 0
FixedInterchange | 0 | 0 | 0 | 0 | 0 | 0
CO2 Emissions (MMmetricTons): ALB
ReportingType | 2015 | 2020 | 2025 | 2030 | 2035 | 2040
BM | 0 | 0 | 0 | 0 | 0 | 0
CC | 7 | 7.09 | 7.06 | 0.25 | 0.18 | 0
CSP | 0 | 0 | 0 | 0 | 0 | 0
CT | 0 | 0 | 0 | 0 | 0 | 0
Coal | 45.36 | 45.36 | 44.23 | 0 | 0 | 0
Geo | 0 | 0 | 0 | 0 | 0 | 0
H | 0 | 0 | 0 | 0 | 0 | 0
LFG | 0 | 0 | 0 | 0 | 0 | 0
Nuc | 0 | 0 | 0 | 0 | 0 | 0
PS | 0 | 0 | 0 | 0 | 0 | 0
PV | 0 | 0 | 0 | 0 | 0 | 0
PeakG | 0 | 0 | 0 | 0 | 0 | 0
PeakO | 0 | 0 | 0 | 0 | 0 | 0
ST | 0 | 0 | 0 | 0 | 0 | 0
STOG | 0 | 0 | 0 | 0 | 0 | 0
STWD | 0 | 0 | 0 | 0 | 0 | 0
WT | 0 | 0 | 0 | 0 | 0 | 0
IGCC | 0 | 0 | 0 | 0 | 0 | 0
DemandResponse | 0 | 0 | 0 | 0 | 0 | 0
IGCC-CCS | 0 | 0 | 0 | 0 | 0 | 0
WT_off | 0 | 0 | 0 | 0 | 0 | 0
PseudoUnit | 0 | 0 | 0 | 0 | 0 | 0
FixedInterchange | 0 | 0 | 0 | 0 | 0 | 0
CO2 Emissions (MMmetricTons): BC
ReportingType | 2015 | 2020 | 2025 | 2030 | 2035 | 2040
BM | 0 | 0 | 0 | 0 | 0 | 0
CC | 2.48 | 2.48 | 2.48 | 1.89 | 0.12 | 0
CSP | 0 | 0 | 0 | 0 | 0 | 0
CT | 0 | 0 | 0 | 0 | 0 | 0
Coal | 0 | 0 | 0 | 0 | 0 | 0
Geo | 0 | 0 | 0 | 0 | 0 | 0
H | 0 | 0 | 0 | 0 | 0 | 0
LFG | 0 | 0 | 0 | 0 | 0 | 0
Nuc | 0 | 0 | 0 | 0 | 0 | 0
PS | 0 | 0 | 0 | 0 | 0 | 0
PV | 0 | 0 | 0 | 0 | 0 | 0
PeakG | 0 | 0 | 0 | 0 | 0 | 0
PeakO | 0 | 0 | 0 | 0 | 0 | 0
ST | 0 | 0 | 0 | 0 | 0 | 0
STOG | 0 | 0 | 0 | 0 | 0 | 0
STWD | 0 | 0 | 0 | 0 | 0 | 0
WT | 0 | 0 | 0 | 0 | 0 | 0
IGCC | 0 | 0 | 0 | 0 | 0 | 0
DemandResponse | 0 | 0 | 0 | 0 | 0 | 0
IGCC-CCS | 0 | 0 | 0 | 0 | 0 | 0
WT_off | 0 | 0 | 0 | 0 | 0 | 0
PseudoUnit | 0 | 0 | 0 | 0 | 0 | 0
FixedInterchange | 0 | 0 | 0 | 0 | 0 | 0
CO2 Emissions (MMmetricTons): HQ_IESO
ReportingType | 2015 | 2020 | 2025 | 2030 | 2035 | 2040
BM | 0 | 0 | 0 | 0 | 0 | 0
CC | 0 | 0 | 0 | 0 | 0 | 0
CSP | 0 | 0 | 0 | 0 | 0 | 0
CT | 0 | 0 | 0 | 0 | 0 | 0
Coal | 0 | 0 | 0 | 0 | 0 | 0
Geo | 0 | 0 | 0 | 0 | 0 | 0
H | 0 | 0 | 0 | 0 | 0 | 0
LFG | 0 | 0 | 0 | 0 | 0 | 0
Nuc | 0 | 0 | 0 | 0 | 0 | 0
PS | 0 | 0 | 0 | 0 | 0 | 0
PV | 0 | 0 | 0 | 0 | 0 | 0
PeakG | 0 | 0 | 0 | 0 | 0 | 0
PeakO | 0 | 0 | 0 | 0 | 0 | 0
ST | 0 | 0 | 0 | 0 | 0 | 0
STOG | 0 | 0 | 0 | 0 | 0 | 0
STWD | 0 | 0 | 0 | 0 | 0 | 0
WT | 0 | 0 | 0 | 0 | 0 | 0
IGCC | 0 | 0 | 0 | 0 | 0 | 0
DemandResponse | 0 | 0 | 0 | 0 | 0 | 0
IGCC-CCS | 0 | 0 | 0 | 0 | 0 | 0
WT_off | 0 | 0 | 0 | 0 | 0 | 0
PseudoUnit | 0 | 0 | 0 | 0 | 0 | 0
FixedInterchange | 0 | 0 | 0 | 0 | 0 | 0
CO2 Emissions (MMmetricTons): HQ_NEISO
ReportingType | 2015 | 2020 | 2025 | 2030 | 2035 | 2040
BM | 0 | 0 | 0 | 0 | 0 | 0
CC | 0 | 0 | 0 | 0 | 0 | 0
CSP | 0 | 0 | 0 | 0 | 0 | 0
CT | 0 | 0 | 0 | 0 | 0 | 0
Coal | 0 | 0 | 0 | 0 | 0 | 0
Geo | 0 | 0 | 0 | 0 | 0 | 0
H | 0 | 0 | 0 | 0 | 0 | 0
LFG | 0 | 0 | 0 | 0 | 0 | 0
Nuc | 0 | 0 | 0 | 0 | 0 | 0
PS | 0 | 0 | 0 | 0 | 0 | 0
PV | 0 | 0 | 0 | 0 | 0 | 0
PeakG | 0 | 0 | 0 | 0 | 0 | 0
PeakO | 0 | 0 | 0 | 0 | 0 | 0
ST | 0 | 0 | 0 | 0 | 0 | 0
STOG | 0 | 0 | 0 | 0 | 0 | 0
STWD | 0 | 0 | 0 | 0 | 0 | 0
WT | 0 | 0 | 0 | 0 | 0 | 0
IGCC | 0 | 0 | 0 | 0 | 0 | 0
DemandResponse | 0 | 0 | 0 | 0 | 0 | 0
IGCC-CCS | 0 | 0 | 0 | 0 | 0 | 0
WT_off | 0 | 0 | 0 | 0 | 0 | 0
PseudoUnit | 0 | 0 | 0 | 0 | 0 | 0
FixedInterchange | 0 | 0 | 0 | 0 | 0 | 0
CO2 Emissions (MMmetricTons): HQ_NY
ReportingType | 2015 | 2020 | 2025 | 2030 | 2035 | 2040
BM | 0 | 0 | 0 | 0 | 0 | 0
CC | 0 | 0 | 0 | 0 | 0 | 0
CSP | 0 | 0 | 0 | 0 | 0 | 0
CT | 0 | 0 | 0 | 0 | 0 | 0
Coal | 0 | 0 | 0 | 0 | 0 | 0
Geo | 0 | 0 | 0 | 0 | 0 | 0
H | 0 | 0 | 0 | 0 | 0 | 0
LFG | 0 | 0 | 0 | 0 | 0 | 0
Nuc | 0 | 0 | 0 | 0 | 0 | 0
PS | 0 | 0 | 0 | 0 | 0 | 0
PV | 0 | 0 | 0 | 0 | 0 | 0
PeakG | 0 | 0 | 0 | 0 | 0 | 0
PeakO | 0 | 0 | 0 | 0 | 0 | 0
ST | 0 | 0 | 0 | 0 | 0 | 0
STOG | 0 | 0 | 0 | 0 | 0 | 0
STWD | 0 | 0 | 0 | 0 | 0 | 0
WT | 0 | 0 | 0 | 0 | 0 | 0
IGCC | 0 | 0 | 0 | 0 | 0 | 0
DemandResponse | 0 | 0 | 0 | 0 | 0 | 0
IGCC-CCS | 0 | 0 | 0 | 0 | 0 | 0
WT_off | 0 | 0 | 0 | 0 | 0 | 0
PseudoUnit | 0 | 0 | 0 | 0 | 0 | 0
FixedInterchange | 0 | 0 | 0 | 0 | 0 | 0
CO2 Emissions (MMmetricTons): MARITIMES
ReportingType | 2015 | 2020 | 2025 | 2030 | 2035 | 2040
BM | 0 | 0 | 0 | 0 | 0 | 0
CC | 0 | 0 | 0 | 0 | 0 | 0
CSP | 0 | 0 | 0 | 0 | 0 | 0
CT | 0 | 0 | 0 | 0 | 0 | 0
Coal | 0 | 0 | 0 | 0 | 0 | 0
Geo | 0 | 0 | 0 | 0 | 0 | 0
H | 0 | 0 | 0 | 0 | 0 | 0
LFG | 0 | 0 | 0 | 0 | 0 | 0
Nuc | 0 | 0 | 0 | 0 | 0 | 0
PS | 0 | 0 | 0 | 0 | 0 | 0
PV | 0 | 0 | 0 | 0 | 0 | 0
PeakG | 0 | 0 | 0 | 0 | 0 | 0
PeakO | 0 | 0 | 0 | 0 | 0 | 0
ST | 0 | 0 | 0 | 0 | 0 | 0
STOG | 0 | 0 | 0 | 0 | 0 | 0
STWD | 0 | 0 | 0 | 0 | 0 | 0
WT | 0 | 0 | 0 | 0 | 0 | 0
IGCC | 0 | 0 | 0 | 0 | 0 | 0
DemandResponse | 0 | 0 | 0 | 0 | 0 | 0
IGCC-CCS | 0 | 0 | 0 | 0 | 0 | 0
WT_off | 0 | 0 | 0 | 0 | 0 | 0
PseudoUnit | 0 | 0 | 0 | 0 | 0 | 0
FixedInterchange | 0 | 0 | 0 | 0 | 0 | 0
CO2 Emissions (MMmetricTons): All
ReportingType | 2015 | 2020 | 2025 | 2030 | 2035 | 2040
BM | 0 | 0 | 0 | 0 | 0 | 0
CC | 563.33 | 640.04 | 608.72 | 398.77 | 400.95 | 355.14
CSP | 0 | 0 | 0 | 0 | 0 | 0
CT | 0.29 | 0.76 | 1.24 | 0.69 | 0.06 | 0.03
Coal | 1061.95 | 377.04 | 60.49 | 2.19 | 3.06 | 3.13
Geo | 0 | 0 | 0 | 0 | 0 | 0
H | 0 | 0 | 0 | 0 | 0 | 0
LFG | 0 | 0 | 0 | 0 | 0 | 0
Nuc | 0 | 0 | 0 | 0 | 0 | 0
PS | 0 | 0 | 0 | 0 | 0 | 0
PV | 0 | 0 | 0 | 0 | 0 | 0
PeakG | 1.69 | 6.99 | 9.29 | 4.21 | 5.83 | 4.27
PeakO | 0 | 0 | 0.15 | 0 | 0 | 0
ST | 0 | 0 | 0 | 0 | 0 | 0
STOG | 3.32 | 2.93 | 1.09 | 0.33 | 0.33 | 0.22
STWD | 0 | 0 | 0 | 0 | 0 | 0
WT | 0 | 0 | 0 | 0 | 0 | 0
IGCC | 3.76 | 3.76 | 1.18 | 0.1 | 0.19 | 0.1
DemandResponse | 0 | 0 | 0 | 0 | 0 | 0
IGCC-CCS | 0 | 0 | 0 | 0 | 0 | 0
WT_off | 0 | 0 | 0 | 0 | 0 | 0
PseudoUnit | 0 | 0 | 0 | 0 | 0 | 0
FixedInterchange | 0 | 0 | 0 | 0 | 0 | 0
CO2 Emissions (MMmetricTons): EI_US
ReportingType | 2015 | 2020 | 2025 | 2030 | 2035 | 2040
BM | 0 | 0 | 0 | 0 | 0 | 0
CC | 377.43 | 459.43 | 423.64 | 275.09 | 295.99 | 276.47
CSP | 0 | 0 | 0 | 0 | 0 | 0
CT | 0.29 | 0.72 | 1.12 | 0.59 | 0.06 | 0.03
Coal | 815.83 | 201.31 | 12.14 | 1.34 | 2.19 | 2.09
Geo | 0 | 0 | 0 | 0 | 0 | 0
H | 0 | 0 | 0 | 0 | 0 | 0
LFG | 0 | 0 | 0 | 0 | 0 | 0
Nuc | 0 | 0 | 0 | 0 | 0 | 0
PS | 0 | 0 | 0 | 0 | 0 | 0
PV | 0 | 0 | 0 | 0 | 0 | 0
PeakG | 1.64 | 6.68 | 8.46 | 3.72 | 5.37 | 3.93
PeakO | 0 | 0 | 0.15 | 0 | 0 | 0
ST | 0 | 0 | 0 | 0 | 0 | 0
STOG | 2.03 | 1.66 | 1.09 | 0.33 | 0.33 | 0.22
STWD | 0 | 0 | 0 | 0 | 0 | 0
WT | 0 | 0 | 0 | 0 | 0 | 0
IGCC | 3.76 | 3.76 | 1.18 | 0.1 | 0.19 | 0.1
DemandResponse | 0 | 0 | 0 | 0 | 0 | 0
IGCC-CCS | 0 | 0 | 0 | 0 | 0 | 0
WT_off | 0 | 0 | 0 | 0 | 0 | 0
PseudoUnit | 0 | 0 | 0 | 0 | 0 | 0
FixedInterchange | 0 | 0 | 0 | 0 | 0 | 0
CO2 Emissions (MMmetricTons): EI_Canada
ReportingType | 2015 | 2020 | 2025 | 2030 | 2035 | 2040
BM | 0 | 0 | 0 | 0 | 0 | 0
CC | 6.68 | 5.99 | 0.41 | 0.11 | 0.22 | 0.16
CSP | 0 | 0 | 0 | 0 | 0 | 0
CT | 0.01 | 0.01 | 0.01 | 0 | 0 | 0
Coal | 0.24 | 0 | 0 | 0 | 0 | 0
Geo | 0 | 0 | 0 | 0 | 0 | 0
H | 0 | 0 | 0 | 0 | 0 | 0
LFG | 0 | 0 | 0 | 0 | 0 | 0
Nuc | 0 | 0 | 0 | 0 | 0 | 0
PS | 0 | 0 | 0 | 0 | 0 | 0
PV | 0 | 0 | 0 | 0 | 0 | 0
PeakG | 0.04 | 0.12 | 0.01 | 0 | 0.01 | 0.01
PeakO | 0 | 0 | 0 | 0 | 0 | 0
ST | 0 | 0 | 0 | 0 | 0 | 0
STOG | 0.01 | 0 | 0 | 0 | 0 | 0
STWD | 0 | 0 | 0 | 0 | 0 | 0
WT | 0 | 0 | 0 | 0 | 0 | 0
IGCC | 0 | 0 | 0 | 0 | 0 | 0
DemandResponse | 0 | 0 | 0 | 0 | 0 | 0
IGCC-CCS | 0 | 0 | 0 | 0 | 0 | 0
WT_off | 0 | 0 | 0 | 0 | 0 | 0
PseudoUnit | 0 | 0 | 0 | 0 | 0 | 0
FixedInterchange | 0 | 0 | 0 | 0 | 0 | 0
CO2 Emissions (MMmetricTons): EI
ReportingType | 2015 | 2020 | 2025 | 2030 | 2035 | 2040
BM | 0 | 0 | 0 | 0 | 0 | 0
CC | 384.1 | 465.41 | 424.05 | 275.19 | 296.21 | 276.63
CSP | 0 | 0 | 0 | 0 | 0 | 0
CT | 0.29 | 0.73 | 1.12 | 0.59 | 0.06 | 0.03
Coal | 816.07 | 201.31 | 12.14 | 1.34 | 2.19 | 2.09
Geo | 0 | 0 | 0 | 0 | 0 | 0
H | 0 | 0 | 0 | 0 | 0 | 0
LFG | 0 | 0 | 0 | 0 | 0 | 0
Nuc | 0 | 0 | 0 | 0 | 0 | 0
PS | 0 | 0 | 0 | 0 | 0 | 0
PV | 0 | 0 | 0 | 0 | 0 | 0
PeakG | 1.68 | 6.8 | 8.47 | 3.72 | 5.38 | 3.94
PeakO | 0 | 0 | 0.15 | 0 | 0 | 0
ST | 0 | 0 | 0 | 0 | 0 | 0
STOG | 2.03 | 1.66 | 1.09 | 0.33 | 0.33 | 0.22
STWD | 0 | 0 | 0 | 0 | 0 | 0
WT | 0 | 0 | 0 | 0 | 0 | 0
IGCC | 3.76 | 3.76 | 1.18 | 0.1 | 0.19 | 0.1
DemandResponse | 0 | 0 | 0 | 0 | 0 | 0
IGCC-CCS | 0 | 0 | 0 | 0 | 0 | 0
WT_off | 0 | 0 | 0 | 0 | 0 | 0
PseudoUnit | 0 | 0 | 0 | 0 | 0 | 0
FixedInterchange | 0 | 0 | 0 | 0 | 0 | 0
CO2 Emissions (MMmetricTons): Outside_EI
ReportingType | 2015 | 2020 | 2025 | 2030 | 2035 | 2040
BM | 0 | 0 | 0 | 0 | 0 | 0
CC | 179.23 | 174.63 | 184.67 | 123.58 | 104.73 | 78.51
CSP | 0 | 0 | 0 | 0 | 0 | 0
CT | 0 | 0.03 | 0.11 | 0.1 | 0 | 0
Coal | 245.88 | 175.72 | 48.35 | 0.86 | 0.87 | 1.04
Geo | 0 | 0 | 0 | 0 | 0 | 0
H | 0 | 0 | 0 | 0 | 0 | 0
LFG | 0 | 0 | 0 | 0 | 0 | 0
Nuc | 0 | 0 | 0 | 0 | 0 | 0
PS | 0 | 0 | 0 | 0 | 0 | 0
PV | 0 | 0 | 0 | 0 | 0 | 0
PeakG | 0 | 0.19 | 0.82 | 0.49 | 0.45 | 0.33
PeakO | 0 | 0 | 0 | 0 | 0 | 0
ST | 0 | 0 | 0 | 0 | 0 | 0
STOG | 1.28 | 1.27 | 0 | 0 | 0 | 0
STWD | 0 | 0 | 0 | 0 | 0 | 0
WT | 0 | 0 | 0 | 0 | 0 | 0
IGCC | 0 | 0 | 0 | 0 | 0 | 0
DemandResponse | 0 | 0 | 0 | 0 | 0 | 0
IGCC-CCS | 0 | 0 | 0 | 0 | 0 | 0
WT_off | 0 | 0 | 0 | 0 | 0 | 0
PseudoUnit | 0 | 0 | 0 | 0 | 0 | 0
FixedInterchange | 0 | 0 | 0 | 0 | 0 | 0
#6 | Fuel Cost [includes coal shadow price] ($million)
Fuel Cost by Reporting Type: Entergy
ReportingType | 2015 | 2020 | 2025 | 2030 | 2035 | 2040
BM | 0 | 0 | 0 | 0 | 0 | 0
CC | 2844.45 | 3882.81 | 2870.28 | 1572.52 | 1648.79 | 1588.24
CSP | 0 | 0 | 0 | 0 | 0 | 0
CT | 0 | 0 | 0 | 0 | 0 | 0
Coal | 1210.95 | 114.98 | 16.6 | 1.59 | 3.03 | 3.03
Geo | 0 | 0 | 0 | 0 | 0 | 0
H | 0 | 0 | 0 | 0 | 0 | 0
LFG | 0 | 0 | 0.14 | 0.14 | 0.14 | 0.14
Nuc | 372.97 | 380.57 | 404.36 | 412.26 | 348.24 | 272.43
PS | 0 | 0 | 0 | 0 | 0 | 0
PV | 0 | 0 | 0 | 0 | 0 | 0
PeakG | 0 | 0 | 5.67 | 0 | 0 | 0
PeakO | 0 | 0 | 0 | 0 | 0 | 0
ST | 0 | 0 | 0 | 0 | 0 | 0
STOG | 24.15 | 50.99 | 0 | 0 | 0 | 0
STWD | 1.75 | 11.27 | 11.89 | 55.35 | 66.46 | 66.46
WT | 0 | 0 | 0 | 0 | 0 | 0
IGCC | 0 | 0 | 0 | 0 | 0 | 0
DemandResponse | 0 | 0 | 0 | 0 | 0 | 0
IGCC-CCS | 0 | 0 | 0 | 0 | 0 | 0
WT_off | 0 | 0 | 0 | 0 | 0 | 0
PseudoUnit | 0 | 0 | 0 | 0 | 0 | 0
FixedInterchange | 0 | 0 | 0 | 0 | 0 | 0
Fuel Cost by Reporting Type: FRCC
ReportingType | 2015 | 2020 | 2025 | 2030 | 2035 | 2040
BM | 0 | 0 | 0 | 0 | 0 | 0
CC | 8812.84 | 10353.79 | 9374.43 | 2709.2 | 2574.32 | 2095.06
CSP | 0 | 0 | 0 | 0 | 0 | 0
CT | 37.13 | 77.92 | 125.71 | 56.17 | 0 | 0
Coal | 476.82 | 102.65 | 0 | 0 | 0 | 0
Geo | 0 | 0 | 0 | 0 | 0 | 0
H | 0 | 0 | 0 | 0 | 0 | 0
LFG | 0 | 0 | 0.25 | 0.25 | 0.25 | 0.25
Nuc | 282.48 | 288.24 | 398 | 1557.87 | 1623.79 | 1807.03
PS | 0 | 0 | 0 | 0 | 0 | 0
PV | 0 | 0 | 0 | 0 | 0 | 0
PeakG | 30.72 | 138.04 | 37.35 | 0 | 0 | 0
PeakO | 0 | 0 | 0 | 0 | 0 | 0
ST | 0 | 0 | 0 | 0 | 0 | 0
STOG | 0 | 0 | 0 | 0 | 0 | 0
STWD | 9.7 | 29.59 | 100.84 | 100.84 | 100.84 | 100.84
WT | 0 | 0 | 0 | 0 | 0 | 0
IGCC | 0 | 0 | 0 | 0 | 0 | 0
DemandResponse | 0 | 0 | 0 | 0 | 0 | 0
IGCC-CCS | 0 | 0 | 0 | 0 | 0 | 0
WT_off | 0 | 0 | 0 | 0 | 0 | 0
PseudoUnit | 0 | 0 | 0 | 0 | 0 | 0
FixedInterchange | 0 | 0 | 0 | 0 | 0 | 0
Fuel Cost by Reporting Type: MAPP_US
ReportingType | 2015 | 2020 | 2025 | 2030 | 2035 | 2040
BM | 0 | 0 | 0 | 0 | 0 | 0
CC | 8.42 | 16.7 | 8.09 | 3.62 | 6.36 | 7.02
CSP | 0 | 0 | 0 | 0 | 0 | 0
CT | 0 | 0 | 1.99 | 0.34 | 0.57 | 0.64
Coal | 179.78 | 10.97 | 0 | 0 | 0 | 0
Geo | 0 | 0 | 0 | 0 | 0 | 0
H | 0 | 0 | 0 | 0 | 0 | 0
LFG | 0 | 0 | 0 | 0.09 | 0.09 | 0.09
Nuc | 0 | 0 | 0 | 0 | 0 | 0.01
PS | 0 | 0 | 0 | 0 | 0 | 0
PV | 0 | 0 | 0 | 0 | 0 | 0
PeakG | 2.84 | 8.43 | 5.35 | 3.26 | 7.11 | 5.74
PeakO | 0 | 0 | 1.24 | 0 | 0 | 0
ST | 0 | 0 | 0 | 0 | 0 | 0
STOG | 0 | 0 | 0 | 0 | 0 | 0
STWD | 0 | 0 | 0 | 0 | 0 | 0
WT | 0 | 0 | 0 | 0 | 0 | 0
IGCC | 0 | 0 | 0 | 0 | 0 | 0
DemandResponse | 0 | 0 | 0 | 0 | 0 | 0
IGCC-CCS | 0 | 0 | 0 | 0 | 0 | 0
WT_off | 0 | 0 | 0 | 0 | 0 | 0
PseudoUnit | 0 | 0 | 0 | 0 | 0 | 0
FixedInterchange | 0 | 0 | 0 | 0 | 0 | 0
Fuel Cost by Reporting Type: MISO_IN
ReportingType | 2015 | 2020 | 2025 | 2030 | 2035 | 2040
BM | 0 | 0 | 0 | 0 | 0 | 0
CC | 747.41 | 2497.99 | 2291.09 | 1181.26 | 1248.76 | 1250.79
CSP | 0 | 0 | 0 | 0 | 0 | 0
CT | 0 | 0 | 0 | 0 | 0 | 0
Coal | 1098.39 | 626.77 | 0 | 0 | 0 | 0
Geo | 0 | 0 | 0 | 0 | 0 | 0
H | 0 | 0 | 0 | 0 | 0 | 0
LFG | 0 | 0 | 0.1 | 0.1 | 0.1 | 0.1
Nuc | 0 | 0 | 0.01 | 0.01 | 0.01 | 0.01
PS | 0 | 0 | 0 | 0 | 0 | 0
PV | 0 | 0 | 0 | 0 | 0 | 0
PeakG | 0 | 4.99 | 19.54 | 14.26 | 14.41 | 16.09
PeakO | 0 | 0 | 1.53 | 0 | 0 | 0
ST | 0 | 0 | 0 | 0 | 0 | 0
STOG | 1.94 | 3.98 | 0 | 0 | 0 | 0
STWD | 0 | 0 | 0 | 0 | 0 | 0
WT | 0 | 0 | 0 | 0 | 0 | 0
IGCC | 87.33 | 78.96 | 19.99 | 1.37 | 2.67 | 1.37
DemandResponse | 0 | 0 | 0 | 0 | 0 | 0
IGCC-CCS | 0 | 0 | 0 | 0 | 0 | 0
WT_off | 0 | 0 | 0 | 0 | 0 | 0
PseudoUnit | 0 | 0 | 0 | 0 | 0 | 0
FixedInterchange | 0 | 0 | 0 | 0 | 0 | 0
Fuel Cost by Reporting Type: MISO_MI
ReportingType | 2015 | 2020 | 2025 | 2030 | 2035 | 2040
BM | 0 | 0 | 0 | 0 | 0 | 0
CC | 1040.28 | 2038.8 | 1905.86 | 881.31 | 787.44 | 779.17
CSP | 0 | 0 | 0 | 0 | 0 | 0
CT | 0 | 0 | 0 | 0 | 0 | 0
Coal | 561.74 | 0 | 0 | 0 | 0 | 0
Geo | 0 | 0 | 0 | 0 | 0 | 0
H | 0 | 0 | 0 | 0 | 0 | 0
LFG | 0 | 0 | 0.2 | 0.2 | 0.2 | 0.2
Nuc | 139.75 | 142.6 | 151.51 | 154.47 | 90.85 | 90.85
PS | 0 | 0 | 0 | 0 | 0 | 0
PV | 0 | 0 | 0 | 0 | 0 | 0
PeakG | 1.25 | 7.61 | 30.97 | 16.54 | 16.8 | 18.84
PeakO | 0 | 0 | 3.23 | 0 | 0 | 0
ST | 0 | 0 | 0 | 0 | 0 | 0
STOG | 19.05 | 30.88 | 0 | 0 | 0 | 0
STWD | 87.42 | 85.74 | 14.05 | 47 | 47 | 64.24
WT | 0 | 0 | 0 | 0 | 0 | 0
IGCC | 0 | 0 | 0 | 0 | 0 | 0
DemandResponse | 0 | 0 | 0 | 0 | 0 | 0
IGCC-CCS | 0 | 0 | 0 | 0 | 0 | 0
WT_off | 0 | 0 | 0 | 0 | 0 | 0
PseudoUnit | 0 | 0 | 0 | 0 | 0 | 0
FixedInterchange | 0 | 0 | 0 | 0 | 0 | 0
Fuel Cost by Reporting Type: MISO_MO-IL
ReportingType | 2015 | 2020 | 2025 | 2030 | 2035 | 2040
BM | 0 | 0 | 0 | 0 | 0 | 0
CC | 547.3 | 1521.42 | 1203.95 | 461.42 | 508.28 | 407.73
CSP | 0 | 0 | 0 | 0 | 0 | 0
CT | 0 | 0 | 0 | 0 | 0 | 0
Coal | 1354.02 | 355.16 | 45.53 | 5.23 | 10.21 | 6.36
Geo | 0 | 0 | 0 | 0 | 0 | 0
H | 0 | 0 | 0 | 0 | 0 | 0
LFG | 0 | 0 | 0.29 | 0.29 | 0.29 | 0.29
Nuc | 143.46 | 146.38 | 155.53 | 158.57 | 158.57 | 158.57
PS | 0 | 0 | 0 | 0 | 0 | 0
PV | 0 | 0 | 0 | 0 | 0 | 0
PeakG | 9.04 | 30.76 | 54.67 | 21.75 | 42.17 | 34.29
PeakO | 0 | 0 | 3.72 | 0 | 0 | 0
ST | 0 | 0 | 0 | 0 | 0 | 0
STOG | 1.01 | 1.39 | 0 | 0 | 0 | 0
STWD | 0 | 0 | 0 | 0 | 0 | 0
WT | 0 | 0 | 0 | 0 | 0 | 0
IGCC | 0 | 0 | 0 | 0 | 0 | 0
DemandResponse | 0 | 0 | 0 | 0 | 0 | 0
IGCC-CCS | 0 | 0 | 0 | 0 | 0 | 0
WT_off | 0 | 0 | 0 | 0 | 0 | 0
PseudoUnit | 0 | 0 | 0 | 0 | 0 | 0
FixedInterchange | 0 | 0 | 0 | 0 | 0 | 0
Fuel Cost by Reporting Type: MISO_W
ReportingType | 2015 | 2020 | 2025 | 2030 | 2035 | 2040
BM | 0 | 0 | 0 | 0 | 0 | 0
CC | 703.45 | 1475.41 | 310.21 | 141.63 | 170.64 | 145.51
CSP | 0 | 0 | 0 | 0 | 0 | 0
CT | 0 | 0 | 0 | 0 | 0 | 0
Coal | 1186.86 | 404.3 | 18.39 | 18.39 | 18.39 | 18.39
Geo | 0 | 0 | 0 | 0 | 0 | 0
H | 0 | 0 | 0 | 0 | 0 | 0
LFG | 0 | 0 | 0 | 0.09 | 0.09 | 0.09
Nuc | 152.53 | 155.64 | 165.37 | 168.6 | 0.01 | 0.01
PS | 0 | 0 | 0 | 0 | 0 | 0
PV | 0 | 0 | 0 | 0 | 0 | 0
PeakG | 15.86 | 12.63 | 28.04 | 4.92 | 16.56 | 14.16
PeakO | 0 | 0 | 17.07 | 0 | 0 | 0
ST | 0 | 0 | 0 | 0 | 0 | 0
STOG | 0.01 | 0.14 | 0 | 0 | 0 | 0
STWD | 4.39 | 15.72 | 14.85 | 15.37 | 23.74 | 23.74
WT | 0 | 0 | 0 | 0 | 0 | 0
IGCC | 0 | 0 | 0 | 0 | 0 | 0
DemandResponse | 0 | 0 | 0 | 0 | 0 | 0
IGCC-CCS | 0 | 0 | 0 | 0 | 0 | 0
WT_off | 0 | 0 | 0 | 0 | 0 | 0
PseudoUnit | 0 | 0 | 0 | 0 | 0 | 0
FixedInterchange | 0 | 0 | 0 | 0 | 0 | 0
Fuel Cost by Reporting Type: MISO_WUMS
ReportingType | 2015 | 2020 | 2025 | 2030 | 2035 | 2040
BM | 0 | 0 | 0 | 0 | 0 | 0
CC | 1480.56 | 1709.01 | 1292.92 | 594.82 | 638.03 | 652.76
CSP | 0 | 0 | 0 | 0 | 0 | 0
CT | 0 | 0 | 0 | 0 | 0 | 0
Coal | 233.32 | 72.52 | 28.68 | 15.6 | 16.84 | 16.84
Geo | 0 | 0 | 0 | 0 | 0 | 0
H | 0 | 0 | 0 | 0 | 0 | 0
LFG | 0 | 0 | 0.24 | 0.29 | 0.29 | 0.29
Nuc | 120.89 | 123.35 | 131.06 | 133.62 | 0.01 | 0.01
PS | 0 | 0 | 0 | 0 | 0 | 0
PV | 0 | 0 | 0 | 0 | 0 | 0
PeakG | 0 | 6.85 | 20.36 | 6.32 | 14.98 | 16.79
PeakO | 0 | 0 | 2.32 | 0 | 0 | 0
ST | 0 | 0 | 0 | 0 | 0 | 0
STOG | 0 | 0 | 0 | 0 | 0 | 0
STWD | 3.67 | 6.11 | 5.77 | 10.05 | 13.43 | 17.5
WT | 0 | 0 | 0 | 0 | 0 | 0
IGCC | 0 | 0 | 0 | 0 | 0 | 0
DemandResponse | 0 | 0 | 0 | 0 | 0 | 0
IGCC-CCS | 0 | 0 | 0 | 0 | 0 | 0
WT_off | 0 | 0 | 0 | 0 | 0 | 0
PseudoUnit | 0 | 0 | 0 | 0 | 0 | 0
FixedInterchange | 0 | 0 | 0 | 0 | 0 | 0
Fuel Cost by Reporting Type: Nebraska
ReportingType | 2015 | 2020 | 2025 | 2030 | 2035 | 2040
BM | 0 | 0 | 0 | 0 | 0 | 0
CC | 17.52 | 12.63 | 10.92 | 4.9 | 8.72 | 9.8
CSP | 0 | 0 | 0 | 0 | 0 | 0
CT | 0 | 0 | 0 | 0 | 0 | 0
Coal | 414.89 | 51.13 | 1.96 | 0.23 | 0.3 | 0.58
Geo | 0 | 0 | 0 | 0 | 0 | 0
H | 0 | 0 | 0 | 0 | 0 | 0
LFG | 0 | 0 | 0 | 0.09 | 0.09 | 0.09
Nuc | 83.67 | 85.37 | 90.71 | 92.48 | 0.01 | 0.01
PS | 0 | 0 | 0 | 0 | 0 | 0
PV | 0 | 0 | 0 | 0 | 0 | 0
PeakG | 2.47 | 0 | 8.82 | 0.11 | 6.99 | 3.04
PeakO | 0 | 0 | 3.29 | 0 | 0 | 0
ST | 0 | 0 | 0 | 0 | 0 | 0
STOG | 0 | 0 | 0 | 0 | 0 | 0
STWD | 0 | 0 | 0 | 0 | 0 | 0
WT | 0 | 0 | 0 | 0 | 0 | 0
IGCC | 0 | 0 | 0 | 0 | 0 | 0
DemandResponse | 0 | 0 | 0 | 0 | 0 | 0
IGCC-CCS | 0 | 0 | 0 | 0 | 0 | 0
WT_off | 0 | 0 | 0 | 0 | 0 | 0
PseudoUnit | 0 | 0 | 0 | 0 | 0 | 0
FixedInterchange | 0 | 0 | 0 | 0 | 0 | 0
Fuel Cost by Reporting Type: NEISO
ReportingType | 2015 | 2020 | 2025 | 2030 | 2035 | 2040
BM | 128.98 | 81.8 | 13.1 | 103.07 | 92.9 | 92.9
CC | 1435.47 | 1144.82 | 762.01 | 316.12 | 257.55 | 225.55
CSP | 0 | 0 | 0 | 0 | 0 | 0
CT | 0.19 | 0.68 | 1.88 | 1.26 | 0 | 0
Coal | 1.1 | 0 | 0 | 0 | 0 | 0
Geo | 0 | 0 | 0 | 0 | 0 | 0
H | 0 | 0 | 0 | 0 | 0 | 0
LFG | 0.06 | 0.06 | 0.06 | 0.15 | 0.15 | 0.15
Nuc | 293.25 | 299.23 | 317.93 | 324.14 | 234.19 | 173
PS | 0 | 0 | 0 | 0 | 0 | 0
PV | 0 | 0 | 0 | 0 | 0 | 0
PeakG | 1.88 | 2.34 | 0 | 0 | 0 | 0
PeakO | 0 | 0 | 0 | 0 | 0 | 0
ST | 0 | 0 | 0 | 0 | 0 | 0
STOG | 0 | 0 | 0 | 0 | 0 | 0
STWD | 219.13 | 40.74 | 9.44 | 44.16 | 45.94 | 42.22
WT | 0 | 0 | 0 | 0 | 0 | 0
IGCC | 0 | 0 | 0 | 0 | 0 | 0
DemandResponse | 0 | 0 | 0 | 0 | 0 | 0
IGCC-CCS | 0 | 0 | 0 | 0 | 0 | 0
WT_off | 0 | 0 | 0 | 0 | 0 | 0
PseudoUnit | 0 | 0 | 0 | 0 | 0 | 0
FixedInterchange | 0 | 0 | 0 | 0 | 0 | 0
Fuel Cost by Reporting Type: NonRTO_Midwest
ReportingType | 2015 | 2020 | 2025 | 2030 | 2035 | 2040
BM | 0 | 0 | 0 | 0 | 0 | 0
CC | 349.89 | 1808.81 | 1659.07 | 1297.8 | 1280.04 | 1344.16
CSP | 0 | 0 | 0 | 0 | 0 | 0
CT | 0 | 0 | 0 | 0 | 0 | 0
Coal | 1048.76 | 277.91 | 14.35 | 10.79 | 10.79 | 10.79
Geo | 0 | 0 | 0 | 0 | 0 | 0
H | 0 | 0 | 0 | 0 | 0 | 0
LFG | 0 | 0 | 0.2 | 0.2 | 0.2 | 0.2
Nuc | 0 | 0.01 | 0.01 | 0.02 | 44.03 | 81.26
PS | 0 | 0 | 0 | 0 | 0 | 0
PV | 0 | 0 | 0 | 0 | 0 | 0
PeakG | 10.82 | 19.14 | 86.51 | 16.35 | 21.17 | 12.98
PeakO | 0 | 0 | 0 | 0 | 0 | 0
ST | 0 | 0 | 0 | 0 | 0 | 0
STOG | 0 | 0 | 0 | 0 | 0 | 0
STWD | 0 | 0 | 0 | 0 | 0 | 0
WT | 0 | 0 | 0 | 0 | 0 | 0
IGCC | 0 | 0 | 0 | 0 | 0 | 0
DemandResponse | 0 | 0 | 0 | 0 | 0 | 0
IGCC-CCS | 0 | 0 | 0 | 0 | 0 | 0
WT_off | 0 | 0 | 0 | 0 | 0 | 0
PseudoUnit | 0 | 0 | 0 | 0 | 0 | 0
FixedInterchange | 0 | 0 | 0 | 0 | 0 | 0
Fuel Cost by Reporting Type: NYISO_A-F
ReportingType | 2015 | 2020 | 2025 | 2030 | 2035 | 2040
BM | 0 | 0 | 0 | 0 | 0 | 0
CC | 344.81 | 341.12 | 219.68 | 127.1 | 99.72 | 60.86
CSP | 0 | 0 | 0 | 0 | 0 | 0
CT | 0 | 0 | 0 | 0 | 0 | 0
Coal | 0 | 0 | 0 | 0 | 0 | 0
Geo | 0 | 0 | 0 | 0 | 0 | 0
H | 0 | 0 | 0 | 0 | 0 | 0
LFG | 0.01 | 0.01 | 0.01 | 0.09 | 0.09 | 0.09
Nuc | 217.02 | 221.45 | 235.29 | 195.6 | 154.22 | 93.47
PS | 0 | 0 | 0 | 0 | 0 | 0
PV | 0 | 0 | 0 | 0 | 0 | 0
PeakG | 0.37 | 0.42 | 0 | 0 | 0 | 0
PeakO | 0 | 0 | 0 | 0 | 0 | 0
ST | 0 | 0 | 0 | 0 | 0 | 0
STOG | 0 | 0 | 0 | 0 | 0 | 0
STWD | 0 | 0 | 0 | 0 | 0 | 0
WT | 0 | 0 | 0 | 0 | 0 | 0
IGCC | 0 | 0 | 0 | 0 | 0 | 0
DemandResponse | 0 | 0 | 0 | 0 | 0 | 0
IGCC-CCS | 0 | 0 | 0 | 0 | 0 | 0
WT_off | 0 | 0 | 0 | 0 | 0 | 0
PseudoUnit | 0 | 0 | 0 | 0 | 0 | 0
FixedInterchange | 0 | 0 | 0 | 0 | 0 | 0
Fuel Cost by Reporting Type: NYISO_G-I
ReportingType | 2015 | 2020 | 2025 | 2030 | 2035 | 2040
BM | 0 | 0 | 0 | 0 | 0 | 0
CC | 185.07 | 263.64 | 180.36 | 40.52 | 323.7 | 406.86
CSP | 0 | 0 | 0 | 0 | 0 | 0
CT | 0 | 0 | 0 | 0 | 0 | 0
Coal | 0 | 0 | 0 | 0 | 0 | 0
Geo | 0 | 0 | 0 | 0 | 0 | 0
H | 0 | 0 | 0 | 0 | 0 | 0
LFG | 0 | 0 | 0 | 0.09 | 0.09 | 0.09
Nuc | 130.64 | 133.3 | 141.63 | 144.4 | 72.41 | 0.03
PS | 0 | 0 | 0 | 0 | 0 | 0
PV | 0 | 0 | 0 | 0 | 0 | 0
PeakG | 0 | 0.01 | 0.01 | 0 | 0.01 | 0.02
PeakO | 0 | 0 | 0 | 0 | 0 | 0
ST | 0 | 0 | 0 | 0 | 0 | 0
STOG | 0 | 0 | 0 | 0 | 0 | 0
STWD | 0 | 0 | 0 | 0 | 0 | 0
WT | 0 | 0 | 0 | 0 | 0 | 0
IGCC | 0 | 0 | 0 | 0 | 0 | 0
DemandResponse | 0 | 0 | 0 | 0 | 0 | 0
IGCC-CCS | 0 | 0 | 0 | 0 | 0 | 0
WT_off | 0 | 0 | 0 | 0 | 0 | 0
PseudoUnit | 0 | 0 | 0 | 0 | 0 | 0
FixedInterchange | 0 | 0 | 0 | 0 | 0 | 0
Fuel Cost by Reporting Type: NYISO_J-K
ReportingType | 2015 | 2020 | 2025 | 2030 | 2035 | 2040
BM | 0 | 0 | 0 | 0 | 0 | 0
CC | 965.29 | 966.01 | 838.26 | 368.15 | 469.28 | 494.94
CSP | 0 | 0 | 0 | 0 | 0 | 0
CT | 0 | 0 | 0 | 0 | 0 | 0
Coal | 0 | 0 | 0 | 0 | 0 | 0
Geo | 0 | 0 | 0 | 0 | 0 | 0
H | 0 | 0 | 0 | 0 | 0 | 0
LFG | 0 | 0 | 0 | 0.09 | 0.09 | 0.09
Nuc | 0 | 0 | 0 | 0 | 0.02 | 0.02
PS | 0 | 0 | 0 | 0 | 0 | 0
PV | 0 | 0 | 0 | 0 | 0 | 0
PeakG | 9.55 | 36.3 | 35.14 | 23.87 | 24.13 | 27.07
PeakO | 0 | 0 | 8.65 | 0 | 0 | 0
ST | 0 | 0 | 0 | 0 | 0 | 0
STOG | 26.45 | 46.36 | 17.62 | 7.87 | 7.07 | 7.24
STWD | 0 | 0 | 0 | 0 | 0 | 0
WT | 0 | 0 | 0 | 0 | 0 | 0
IGCC | 0 | 0 | 0 | 0 | 0 | 0
DemandResponse | 0 | 0 | 0 | 0 | 0 | 0
IGCC-CCS | 0 | 0 | 0 | 0 | 0 | 0
WT_off | 0 | 0 | 0 | 0 | 0 | 0
PseudoUnit | 0 | 0 | 0 | 0 | 0 | 0
FixedInterchange | 0 | 0 | 0 | 0 | 0 | 0
Fuel Cost by Reporting Type: PJM_E
ReportingType | 2015 | 2020 | 2025 | 2030 | 2035 | 2040
BM | 0.82 | 15.34 | 15.34 | 15.34 | 15.34 | 15.34
CC | 1871.01 | 2402.79 | 1991.46 | 1031.98 | 1306.45 | 1307.76
CSP | 0 | 0 | 0 | 0 | 0 | 0
CT | 0.06 | 0.68 | 0.61 | 0 | 0 | 0
Coal | 11.26 | 3.45 | 0.47 | 0.06 | 0.11 | 0.11
Geo | 0 | 0 | 0 | 0 | 0 | 0
H | 0 | 0 | 0 | 0 | 0 | 0
LFG | 0.01 | 0.18 | 0.18 | 0.18 | 0.18 | 0.18
Nuc | 563.79 | 533.75 | 567.11 | 578.18 | 415.32 | 329.35
PS | 0 | 0 | 0 | 0 | 0 | 0
PV | 0 | 0 | 0 | 0 | 0 | 0
PeakG | 5.33 | 63.78 | 57.19 | 41.76 | 38.36 | 39.46
PeakO | 0 | 0 | 0 | 0 | 0 | 0
ST | 0 | 0 | 0 | 0 | 0 | 0
STOG | 7.41 | 0 | 0 | 0 | 0 | 0
STWD | 0 | 0 | 0 | 0 | 0 | 0
WT | 0 | 0 | 0 | 0 | 0 | 0
IGCC | 0 | 0 | 0 | 0 | 0 | 0
DemandResponse | 0 | 0 | 0 | 0 | 0 | 0
IGCC-CCS | 0 | 0 | 0 | 0 | 0 | 0
WT_off | 0 | 0 | 0 | 0 | 0 | 0
PseudoUnit | 0 | 0 | 0 | 0 | 0 | 0
FixedInterchange | 0 | 0 | 0 | 0 | 0 | 0
Fuel Cost by Reporting Type: PJM_ROM
ReportingType | 2015 | 2020 | 2025 | 2030 | 2035 | 2040
BM | 0.49 | 9.21 | 9.21 | 9.21 | 9.21 | 9.21
CC | 763.88 | 1182.05 | 1054.57 | 431.27 | 1597.38 | 3124.8
CSP | 0 | 0 | 0 | 0 | 0 | 0
CT | 0.03 | 0.42 | 0.37 | 0.14 | 0 | 0
Coal | 206.4 | 32.1 | 0.57 | 0.07 | 0.13 | 0.13
Geo | 0 | 0 | 0 | 0 | 0 | 0
H | 0 | 0 | 0 | 0 | 0 | 0
LFG | 0.02 | 0.36 | 0.36 | 0.36 | 0.36 | 0.36
Nuc | 337.6 | 344.49 | 366.02 | 373.17 | 244.83 | 178.21
PS | 0 | 0 | 0 | 0 | 0 | 0
PV | 0 | 0 | 0 | 0 | 0 | 0
PeakG | 0.98 | 9.57 | 18.78 | 13.75 | 24.61 | 12.92
PeakO | 0 | 0 | 0 | 0 | 0 | 0
ST | 0 | 0 | 0 | 0 | 0 | 0
STOG | 45.06 | 0 | 0 | 0 | 0 | 0
STWD | 1.06 | 35.1 | 35.1 | 35.1 | 35.1 | 35.1
WT | 0 | 0 | 0 | 0 | 0 | 0
IGCC | 0 | 0 | 0 | 0 | 0 | 0
DemandResponse | 0 | 0 | 0 | 0 | 0 | 0
IGCC-CCS | 0 | 0 | 0 | 0 | 0 | 0
WT_off | 0 | 0 | 0 | 0 | 0 | 0
PseudoUnit | 0 | 0 | 0 | 0 | 0 | 0
FixedInterchange | 0 | 0 | 0 | 0 | 0 | 0
Fuel Cost by Reporting Type: PJM_ROR
ReportingType | 2015 | 2020 | 2025 | 2030 | 2035 | 2040
BM | 10.58 | 196.9 | 196.9 | 196.9 | 196.9 | 98.71
CC | 8328.19 | 10420.94 | 9135.38 | 5598.11 | 6055.51 | 6363.83
CSP | 0 | 0 | 0 | 0 | 0 | 0
CT | 0.18 | 0.73 | 0.67 | 0.26 | 0 | 0
Coal | 3627.5 | 1066.95 | 100.21 | 5.55 | 8.47 | 8.47
Geo | 0 | 0 | 0 | 0 | 0 | 0
H | 0 | 0 | 0 | 0 | 0 | 0
LFG | 0.07 | 0.73 | 0.73 | 0.73 | 0.73 | 0.73
Nuc | 1319.64 | 1346.55 | 1430.71 | 1395.54 | 1084.35 | 728.88
PS | 0 | 0 | 0 | 0 | 0 | 0
PV | 0 | 0 | 0 | 0 | 0 | 0
PeakG | 56.43 | 211.71 | 330.54 | 117.8 | 164.63 | 97.67
PeakO | 0 | 0 | 0 | 0 | 0 | 0
ST | 0 | 0 | 0 | 0 | 0 | 0
STOG | 24.41 | 0 | 0 | 0 | 0 | 0
STWD | 2.8 | 103.87 | 103.87 | 68.3 | 76.32 | 87.03
WT | 0 | 0 | 0 | 0 | 0 | 0
IGCC | 0 | 0 | 0 | 0 | 0 | 0
DemandResponse | 0 | 0 | 0 | 0 | 0 | 0
IGCC-CCS | 0 | 0 | 0 | 0 | 0 | 0
WT_off | 0 | 0 | 0 | 0 | 0 | 0
PseudoUnit | 0 | 0 | 0 | 0 | 0 | 0
FixedInterchange | 0 | 0 | 0 | 0 | 0 | 0
Fuel Cost by Reporting Type: SOCO
ReportingType | 2015 | 2020 | 2025 | 2030 | 2035 | 2040
BM | 2.61 | 6.63 | 20.51 | 28.13 | 28.13 | 28.13
CC | 7340.19 | 8540.38 | 7479.23 | 3804.34 | 3241.1 | 2692.56
CSP | 0 | 0 | 0 | 0 | 0 | 0
CT | 0 | 0 | 0 | 0 | 0 | 0
Coal | 736.76 | 0 | 0 | 0 | 0 | 0
Geo | 0 | 0 | 0 | 0 | 0 | 0
H | 0 | 0 | 0 | 0 | 0 | 0
LFG | 0 | 0 | 0.14 | 0.14 | 0.14 | 0.14
Nuc | 396.64 | 551.11 | 585.56 | 1105.15 | 1293.41 | 1507.61
PS | 0 | 0 | 0 | 0 | 0 | 0
PV | 0 | 0 | 0 | 0 | 0 | 0
PeakG | 35.19 | 226.81 | 80.83 | 0 | 0 | 0
PeakO | 0 | 0 | 0 | 0 | 0 | 0
ST | 0 | 0 | 0 | 0 | 0 | 0
STOG | 0 | 0 | 0 | 0 | 0 | 0
STWD | 20.67 | 58.06 | 76.93 | 272.48 | 241.3 | 280.6
WT | 0 | 0 | 0 | 0 | 0 | 0
IGCC | 0 | 0 | 0 | 0 | 0 | 0
DemandResponse | 0 | 0 | 0 | 0 | 0 | 0
IGCC-CCS | 0 | 0 | 0 | 0 | 0 | 0
WT_off | 0 | 0 | 0 | 0 | 0 | 0
PseudoUnit | 0 | 0 | 0 | 0 | 0 | 0
FixedInterchange | 0 | 0 | 0 | 0 | 0 | 0
Fuel Cost by Reporting Type: SPP_N
ReportingType | 2015 | 2020 | 2025 | 2030 | 2035 | 2040
BM | 0 | 0 | 0 | 0 | 0 | 0
CC | 130.9 | 71.42 | 64.52 | 31.81 | 32.56 | 36.35
CSP | 0 | 0 | 0 | 0 | 0 | 0
CT | 0 | 0 | 0 | 0 | 0 | 0
Coal | 974.51 | 166.69 | 5.73 | 0.2 | 0.89 | 1.7
Geo | 0 | 0 | 0 | 0 | 0 | 0
H | 0 | 0 | 0 | 0 | 0 | 0
LFG | 0 | 0 | 0 | 0.12 | 0.12 | 0.12
Nuc | 74.76 | 76.29 | 81.06 | 82.64 | 82.64 | 82.64
PS | 0 | 0 | 0 | 0 | 0 | 0
PV | 0 | 0 | 0 | 0 | 0 | 0
PeakG | 4.27 | 0 | 24.68 | 0 | 17.3 | 20.99
PeakO | 0 | 0 | 10.93 | 0 | 0 | 0
ST | 0 | 0 | 0 | 0 | 0 | 0
STOG | 0 | 0 | 0 | 0 | 0 | 0
STWD | 0 | 0 | 0 | 0 | 0 | 0
WT | 0 | 0 | 0 | 0 | 0 | 0
IGCC | 0 | 0 | 0 | 0 | 0 | 0
DemandResponse | 0 | 0 | 0 | 0 | 0 | 0
IGCC-CCS | 0 | 0 | 0 | 0 | 0 | 0
WT_off | 0 | 0 | 0 | 0 | 0 | 0
PseudoUnit | 0 | 0 | 0 | 0 | 0 | 0
FixedInterchange | 0 | 0 | 0 | 0 | 0 | 0
Fuel Cost by Reporting Type: SPP_S
ReportingType | 2015 | 2020 | 2025 | 2030 | 2035 | 2040
BM | 0 | 0 | 0 | 0 | 0 | 0
CC | 1699.59 | 534.69 | 483.84 | 284.42 | 285.94 | 327.74
CSP | 0 | 0 | 0 | 0 | 0 | 0
CT | 0 | 0 | 4.71 | 3.29 | 4.6 | 2.5
Coal | 1738.63 | 146.13 | 15.47 | 0 | 0.54 | 2.4
Geo | 0 | 0 | 0 | 0 | 0 | 0
H | 0 | 0 | 0 | 0 | 0 | 0
LFG | 0 | 0 | 0 | 0.12 | 0.12 | 0.12
Nuc | 0 | 0 | 0.01 | 0.01 | 0.01 | 0.01
PS | 0 | 0 | 0 | 0 | 0 | 0
PV | 0 | 0 | 0 | 0 | 0 | 0
PeakG | 0 | 0 | 20.97 | 10.67 | 15.97 | 17.3
PeakO | 0 | 0 | 0.93 | 0 | 0 | 0
ST | 0 | 0 | 0 | 0 | 0 | 0
STOG | 78.15 | 63.03 | 101.45 | 18.42 | 18.71 | 9.72
STWD | 2.8 | 2.64 | 4.56 | 7.3 | 7.25 | 10.51
WT | 0 | 0 | 0 | 0 | 0 | 0
IGCC | 0 | 0 | 0 | 0 | 0 | 0
DemandResponse | 0 | 0 | 0 | 0 | 0 | 0
IGCC-CCS | 0 | 0 | 0 | 0 | 0 | 0
WT_off | 0 | 0 | 0 | 0 | 0 | 0
PseudoUnit | 0 | 0 | 0 | 0 | 0 | 0
FixedInterchange | 0 | 0 | 0 | 0 | 0 | 0
Fuel Cost by Reporting Type: TVA
ReportingType | 2015 | 2020 | 2025 | 2030 | 2035 | 2040
BM | 0 | 0 | 0 | 0 | 0 | 0
CC | 1888.2 | 3437.7 | 2977.79 | 1796.25 | 1770.37 | 1640.91
CSP | 0 | 0 | 0 | 0 | 0 | 0
CT | 0 | 0 | 0 | 0 | 0 | 0
Coal | 983.64 | 163.84 | 0 | 0 | 0 | 0
Geo | 0 | 0 | 0 | 0 | 0 | 0
H | 0 | 0 | 0 | 0 | 0 | 0
LFG | 0 | 0 | 0.14 | 0.14 | 0.14 | 0.14
Nuc | 542.87 | 553.94 | 588.56 | 600.05 | 564.79 | 618.69
PS | 0 | 0 | 0 | 0 | 0 | 0
PV | 0 | 0 | 0 | 0 | 0 | 0
PeakG | 0 | 0 | 12.93 | 2.39 | 0 | 0
PeakO | 0 | 0 | 0 | 0 | 0 | 0
ST | 0 | 0 | 0 | 0 | 0 | 0
STOG | 0 | 0 | 0 | 0 | 0 | 0
STWD | 0.08 | 0.27 | 0.44 | 2.02 | 2.02 | 2.75
WT | 0 | 0 | 0 | 0 | 0 | 0
IGCC | 0 | 0 | 0 | 0 | 0 | 0
DemandResponse | 0 | 0 | 0 | 0 | 0 | 0
IGCC-CCS | 0 | 0 | 0 | 0 | 0 | 0
WT_off | 0 | 0 | 0 | 0 | 0 | 0
PseudoUnit | 0 | 0 | 0 | 0 | 0 | 0
FixedInterchange | 0 | 0 | 0 | 0 | 0 | 0
Fuel Cost by Reporting Type: TVA_Transmission
ReportingType | 2015 | 2020 | 2025 | 2030 | 2035 | 2040
BM | 0 | 0 | 0 | 0 | 0 | 0
CC | 0 | 0 | 0 | 0 | 0 | 0
CSP | 0 | 0 | 0 | 0 | 0 | 0
CT | 0 | 0 | 0 | 0 | 0 | 0
Coal | 0 | 0 | 0 | 0 | 0 | 0
Geo | 0 | 0 | 0 | 0 | 0 | 0
H | 0 | 0 | 0 | 0 | 0 | 0
LFG | 0 | 0 | 0 | 0 | 0 | 0
Nuc | 0 | 0 | 0 | 0 | 0 | 0
PS | 0 | 0 | 0 | 0 | 0 | 0
PV | 0 | 0 | 0 | 0 | 0 | 0
PeakG | 0 | 0 | 0 | 0 | 0 | 0
PeakO | 0 | 0 | 0 | 0 | 0 | 0
ST | 0 | 0 | 0 | 0 | 0 | 0
STOG | 0 | 0 | 0 | 0 | 0 | 0
STWD | 0 | 0 | 0 | 0 | 0 | 0
WT | 0 | 0 | 0 | 0 | 0 | 0
IGCC | 0 | 0 | 0 | 0 | 0 | 0
DemandResponse | 0 | 0 | 0 | 0 | 0 | 0
IGCC-CCS | 0 | 0 | 0 | 0 | 0 | 0
WT_off | 0 | 0 | 0 | 0 | 0 | 0
PseudoUnit | 0 | 0 | 0 | 0 | 0 | 0
FixedInterchange | 0 | 0 | 0 | 0 | 0 | 0
Fuel Cost by Reporting Type: VACAR
ReportingType | 2015 | 2020 | 2025 | 2030 | 2035 | 2040
BM | 0.47 | 5.23 | 226.61 | 226.61 | 226.61 | 226.61
CC | 3993.45 | 4434.26 | 4010.1 | 2147.26 | 2187.41 | 1467.71
CSP | 0 | 0 | 0 | 0 | 0 | 0
CT | 0.49 | 21.42 | 10.14 | 0 | 0 | 0
Coal | 1031.93 | 340.77 | 35.6 | 3.9 | 7.61 | 7.61
Geo | 0 | 0 | 0 | 0 | 0 | 0
H | 0 | 0 | 0 | 0 | 0 | 0
LFG | 0 | 0.14 | 0.14 | 0.14 | 0.14 | 0.14
Nuc | 730.67 | 900.6 | 956.89 | 1307.08 | 1365.05 | 1656.17
PS | 0 | 0 | 0 | 0 | 0 | 0
PV | 0 | 0 | 0 | 0 | 0 | 0
PeakG | 1.61 | 53.68 | 49.46 | 0 | 0 | 0
PeakO | 0 | 0 | 0 | 0 | 0 | 0
ST | 0 | 0 | 0 | 0 | 0 | 0
STOG | 0 | 0 | 0 | 0 | 0 | 0
STWD | 159.73 | 159.73 | 159.73 | 155.06 | 148.78 | 142.52
WT | 0 | 0 | 0 | 0 | 0 | 0
IGCC | 0 | 0 | 0 | 0 | 0 | 0
DemandResponse | 0 | 0 | 0 | 0 | 0 | 0
IGCC-CCS | 0 | 0 | 0 | 0 | 0 | 0
WT_off | 0 | 0 | 0 | 0 | 0 | 0
PseudoUnit | 0 | 0 | 0 | 0 | 0 | 0
FixedInterchange | 0 | 0 | 0 | 0 | 0 | 0
Fuel Cost by Reporting Type: IESO
ReportingType | 2015 | 2020 | 2025 | 2030 | 2035 | 2040
BM | 0 | 0.89 | 2.81 | 2.81 | 10.47 | 10.47
CC | 303.17 | 242.57 | 28.98 | 4.85 | 19.22 | 20.52
CSP | 0 | 0 | 0 | 0 | 0 | 0
CT | 0.65 | 0.66 | 0.73 | 0 | 0 | 0
Coal | 0 | 0 | 0 | 0 | 0 | 0
Geo | 0 | 0 | 0 | 0 | 0 | 0
H | 0 | 0 | 0 | 0 | 0 | 0
LFG | 0.02 | 0.02 | 0.02 | 0.02 | 0.02 | 0.02
Nuc | 854.23 | 871.65 | 926.13 | 944.22 | 869.51 | 757.81
PS | 0 | 0 | 0 | 0 | 0 | 0
PV | 0 | 0 | 0 | 0 | 0 | 0
PeakG | 0.51 | 0.88 | 0.97 | 0 | 0.9 | 0.89
PeakO | 0 | 0 | 0 | 0 | 0 | 0
ST | 0 | 0 | 0 | 0 | 0 | 0
STOG | 0 | 0 | 0 | 0 | 0 | 0
STWD | 1.03 | 3.55 | 1.82 | 3.55 | 3.55 | 3.55
WT | 0 | 0 | 0 | 0 | 0 | 0
IGCC | 0 | 0 | 0 | 0 | 0 | 0
DemandResponse | 0 | 0 | 0 | 0 | 0 | 0
IGCC-CCS | 0 | 0 | 0 | 0 | 0 | 0
WT_off | 0 | 0 | 0 | 0 | 0 | 0
PseudoUnit | 0 | 0 | 0 | 0 | 0 | 0
FixedInterchange | 0 | 0 | 0 | 0 | 0 | 0
Fuel Cost by Reporting Type: MAPP_CA
ReportingType | 2015 | 2020 | 2025 | 2030 | 2035 | 2040
BM | 0 | 0 | 0 | 0 | 0 | 0
CC | 311.77 | 357.36 | 15.1 | 7.93 | 8.92 | 0
CSP | 0 | 0 | 0 | 0 | 0 | 0
CT | 0 | 0 | 0 | 0 | 0 | 0
Coal | 10.92 | 0 | 0 | 0 | 0 | 0
Geo | 0 | 0 | 0 | 0 | 0 | 0
H | 0 | 0 | 0 | 0 | 0 | 0
LFG | 0 | 0 | 0 | 0 | 0 | 0
Nuc | 0 | 0 | 0 | 0 | 0 | 0
PS | 0 | 0 | 0 | 0 | 0 | 0
PV | 0 | 0 | 0 | 0 | 0 | 0
PeakG | 3.09 | 10.37 | 0 | 0 | 0 | 0
PeakO | 0 | 0 | 0 | 0 | 0 | 0
ST | 0 | 0 | 0 | 0 | 0 | 0
STOG | 0.73 | 0 | 0 | 0 | 0 | 0
STWD | 0 | 0 | 0 | 0 | 0 | 0
WT | 0 | 0 | 0 | 0 | 0 | 0
IGCC | 0 | 0 | 0 | 0 | 0 | 0
DemandResponse | 0 | 0 | 0 | 0 | 0 | 0
IGCC-CCS | 0 | 0 | 0 | 0 | 0 | 0
WT_off | 0 | 0 | 0 | 0 | 0 | 0
PseudoUnit | 0 | 0 | 0 | 0 | 0 | 0
FixedInterchange | 0 | 0 | 0 | 0 | 0 | 0
Fuel Cost by Reporting Type: AZ_NM_SNV_Coal
ReportingType | 2015 | 2020 | 2025 | 2030 | 2035 | 2040
BM | 0 | 0 | 0 | 0 | 0 | 0
CC | 0 | 0 | 0 | 0 | 0 | 0
CSP | 0 | 0 | 0 | 0 | 0 | 0
CT | 0 | 0 | 0 | 0 | 0 | 0
Coal | 1002.06 | 466.9 | 0 | 0 | 0 | 0
Geo | 0 | 0 | 0 | 0 | 0 | 0
H | 0 | 0 | 0 | 0 | 0 | 0
LFG | 0 | 0 | 0 | 0 | 0 | 0
Nuc | 0 | 0 | 0 | 0 | 0 | 0
PS | 0 | 0 | 0 | 0 | 0 | 0
PV | 0 | 0 | 0 | 0 | 0 | 0
PeakG | 0 | 0 | 0 | 0 | 0 | 0
PeakO | 0 | 0 | 0 | 0 | 0 | 0
ST | 0 | 0 | 0 | 0 | 0 | 0
STOG | 0 | 0 | 0 | 0 | 0 | 0
STWD | 0 | 0 | 0 | 0 | 0 | 0
WT | 0 | 0 | 0 | 0 | 0 | 0
IGCC | 0 | 0 | 0 | 0 | 0 | 0
DemandResponse | 0 | 0 | 0 | 0 | 0 | 0
IGCC-CCS | 0 | 0 | 0 | 0 | 0 | 0
WT_off | 0 | 0 | 0 | 0 | 0 | 0
PseudoUnit | 0 | 0 | 0 | 0 | 0 | 0
FixedInterchange | 0 | 0 | 0 | 0 | 0 | 0
Fuel Cost by Reporting Type: AZ_NM_SNV_Gas
ReportingType | 2015 | 2020 | 2025 | 2030 | 2035 | 2040
BM | 0 | 0 | 0 | 0 | 0 | 0
CC | 2192.47 | 2203.72 | 3340.3 | 1108.7 | 551.52 | 549.26
CSP | 0 | 0 | 0 | 0 | 0 | 0
CT | 0 | 1.44 | 9.65 | 3.98 | 0 | 0
Coal | 0 | 0 | 0 | 0 | 0 | 0
Geo | 0 | 0 | 0 | 0 | 0 | 0
H | 0 | 0 | 0 | 0 | 0 | 0
LFG | 0 | 0 | 0 | 0 | 0 | 0
Nuc | 0 | 0 | 0 | 0 | 0 | 0
PS | 0 | 0 | 0 | 0 | 0 | 0
PV | 0 | 0 | 0 | 0 | 0 | 0
PeakG | 0 | 0.67 | 0 | 0 | 0 | 0
PeakO | 0 | 0 | 0 | 0 | 0 | 0
ST | 0 | 0 | 0 | 0 | 0 | 0
STOG | 0 | 0 | 0 | 0 | 0 | 0
STWD | 0 | 0 | 0 | 0 | 0 | 0
WT | 0 | 0 | 0 | 0 | 0 | 0
IGCC | 0 | 0 | 0 | 0 | 0 | 0
DemandResponse | 0 | 0 | 0.02 | 0 | 0.01 | 0.02
IGCC-CCS | 0 | 0 | 0 | 0 | 0 | 0
WT_off | 0 | 0 | 0 | 0 | 0 | 0
PseudoUnit | 0 | 0 | 0 | 0 | 0 | 0
FixedInterchange | 0 | 0 | 0 | 0 | 0 | 0
Fuel Cost by Reporting Type: AZ_NM_SNV_NucRenew
ReportingType | 2015 | 2020 | 2025 | 2030 | 2035 | 2040
BM | 0 | 0 | 0 | 0 | 0 | 0
CC | 0 | 0 | 0 | 0 | 0 | 0
CSP | 0 | 0 | 0 | 0 | 0 | 0
CT | 0 | 0 | 0 | 0 | 0 | 0
Coal | 0 | 0 | 0 | 0 | 0 | 0
Geo | 0 | 0 | 0 | 0 | 0 | 0
H | 0 | 0 | 0 | 0 | 0 | 0
LFG | 0 | 0 | 0.08 | 0.08 | 0.08 | 0.08
Nuc | 254.91 | 260.1 | 276.36 | 533.97 | 825.2 | 838.48
PS | 0 | 0 | 0 | 0 | 0 | 0
PV | 0 | 0 | 0 | 0 | 0 | 0
PeakG | 0 | 0 | 0 | 0 | 0 | 0
PeakO | 0 | 0 | 0 | 0 | 0 | 0
ST | 0 | 0 | 0 | 0 | 0 | 0
STOG | 0 | 0 | 0 | 0 | 0 | 0
STWD | 11.54 | 11.54 | 11.54 | 11.54 | 11.54 | 11.54
WT | 0 | 0 | 0 | 0 | 0 | 0
IGCC | 0 | 0 | 0 | 0 | 0 | 0
DemandResponse | 0 | 0 | 0 | 0 | 0 | 0
IGCC-CCS | 0 | 0 | 0 | 0 | 0 | 0
WT_off | 0 | 0 | 0 | 0 | 0 | 0
PseudoUnit | 0 | 0 | 0 | 0 | 0 | 0
FixedInterchange | 0 | 0 | 0 | 0 | 0 | 0
Fuel Cost by Reporting Type: ERCOT
ReportingType | 2015 | 2020 | 2025 | 2030 | 2035 | 2040
BM | 3.98 | 6.89 | 10.55 | 74.16 | 74.16 | 74.16
CC | 8978.2 | 9741.46 | 7971.96 | 5795.14 | 5696.18 | 5006.06
CSP | 0 | 0 | 0 | 0 | 0 | 0
CT | 0 | 1.82 | 3.17 | 4.75 | 0 | 0
Coal | 634.21 | 451.83 | 20.93 | 4.8 | 4.8 | 8.66
Geo | 0 | 0 | 0 | 0 | 0 | 0
H | 0 | 0 | 0 | 0 | 0 | 0
LFG | 0 | 0 | 0.45 | 0.45 | 0.45 | 0.45
Nuc | 339.13 | 346.04 | 367.67 | 410.68 | 422.74 | 718.23
PS | 0 | 0 | 0 | 0 | 0 | 0
PV | 0 | 0 | 0 | 0 | 0 | 0
PeakG | 0 | 18.3 | 47.92 | 31.46 | 21.17 | 8
PeakO | 0 | 0.12 | 0 | 0 | 0 | 0
ST | 0 | 0 | 0 | 0 | 0 | 0
STOG | 128.22 | 156.12 | 0 | 0 | 0 | 0
STWD | 0 | 0 | 0 | 0 | 0 | 0
WT | 0 | 0 | 0 | 0 | 0 | 0
IGCC | 0 | 0 | 0 | 0 | 0 | 0
DemandResponse | 0 | 0.01 | 0.11 | 0.11 | 0.1 | 0.1
IGCC-CCS | 0 | 0 | 0 | 0 | 0 | 0
WT_off | 0 | 0 | 0 | 0 | 0 | 0
PseudoUnit | 0 | 0 | 0 | 0 | 0 | 0
FixedInterchange | 0 | 0 | 0 | 0 | 0 | 0
Fuel Cost by Reporting Type: NP15
ReportingType | 2015 | 2020 | 2025 | 2030 | 2035 | 2040
BM | 0 | 0 | 0 | 0 | 0 | 0
CC | 2273.54 | 2256.11 | 2330.62 | 1209.78 | 764.2 | 249.43
CSP | 0 | 0 | 0 | 0 | 0 | 0
CT | 0 | 0 | 0 | 0 | 0 | 0
Coal | 35.53 | 0 | 0 | 0 | 0 | 0
Geo | 0 | 0 | 0 | 0 | 0 | 0
H | 0 | 0 | 0 | 0 | 0 | 0
LFG | 0 | 0.48 | 0.72 | 0.72 | 0.72 | 0.72
Nuc | 150.62 | 153.69 | 163.3 | 166.49 | 238 | 513.45
PS | 0 | 0 | 0 | 0 | 0 | 0
PV | 0 | 0 | 0 | 0 | 0 | 0
PeakG | 0 | 0 | 0.54 | 0.22 | 0 | 0
PeakO | 0 | 0 | 0 | 0 | 0 | 0
ST | 0 | 0 | 0 | 0 | 0 | 0
STOG | 3.45 | 0 | 0 | 0 | 0 | 0
STWD | 244.45 | 244.45 | 114.11 | 244.45 | 244.45 | 244.45
WT | 0 | 0 | 0 | 0 | 0 | 0
IGCC | 0 | 0 | 0 | 0 | 0 | 0
DemandResponse | 0 | 0 | 0 | 0 | 0 | 0
IGCC-CCS | 0 | 0 | 0 | 0 | 0 | 0
WT_off | 0 | 0 | 0 | 0 | 0 | 0
PseudoUnit | 0 | 0 | 0 | 0 | 0 | 0
FixedInterchange | 0 | 0 | 0 | 0 | 0 | 0
Fuel Cost by Reporting Type: NWPP_Coal
ReportingType | 2015 | 2020 | 2025 | 2030 | 2035 | 2040
BM | 0 | 0 | 0 | 0 | 0 | 0
CC | 0 | 0 | 0 | 0 | 0 | 0
CSP | 0 | 0 | 0 | 0 | 0 | 0
CT | 0 | 0 | 0 | 0 | 0 | 0
Coal | 589.55 | 355.18 | 21.69 | 21.69 | 21.69 | 21.69
Geo | 0 | 0 | 0 | 0 | 0 | 0
H | 0 | 0 | 0 | 0 | 0 | 0
LFG | 0 | 0 | 0 | 0 | 0 | 0
Nuc | 0 | 0 | 0 | 0 | 0 | 0
PS | 0 | 0 | 0 | 0 | 0 | 0
PV | 0 | 0 | 0 | 0 | 0 | 0
PeakG | 0 | 0 | 0 | 0 | 0 | 0
PeakO | 0 | 0 | 0 | 0 | 0 | 0
ST | 0 | 0 | 0 | 0 | 0 | 0
STOG | 0 | 0 | 0 | 0 | 0 | 0
STWD | 0 | 0 | 0 | 0 | 0 | 0
WT | 0 | 0 | 0 | 0 | 0 | 0
IGCC | 0 | 0 | 0 | 0 | 0 | 0
DemandResponse | 0 | 0 | 0 | 0 | 0 | 0
IGCC-CCS | 0 | 0 | 0 | 0 | 0 | 0
WT_off | 0 | 0 | 0 | 0 | 0 | 0
PseudoUnit | 0 | 0 | 0 | 0 | 0 | 0
FixedInterchange | 0 | 0 | 0 | 0 | 0 | 0
Fuel Cost by Reporting Type: NWPP_Gas
ReportingType | 2015 | 2020 | 2025 | 2030 | 2035 | 2040
BM | 0 | 0 | 0 | 0 | 0 | 0
CC | 2207.54 | 2875.52 | 2673.4 | 458.5 | 396.55 | 332.14
CSP | 0 | 0 | 0 | 0 | 0 | 0
CT | 0 | 0 | 0 | 0 | 0 | 0
Coal | 0 | 0 | 0 | 0 | 0 | 0
Geo | 0 | 0 | 0 | 0 | 0 | 0
H | 0 | 0 | 0 | 0 | 0 | 0
LFG | 0 | 0 | 0 | 0 | 0 | 0
Nuc | 0 | 0 | 0 | 0 | 0 | 0
PS | 0 | 0 | 0 | 0 | 0 | 0
PV | 0 | 0 | 0 | 0 | 0 | 0
PeakG | 0 | 0 | 0 | 0 | 0 | 0
PeakO | 0 | 0 | 0 | 0 | 0 | 0
ST | 0 | 0 | 0 | 0 | 0 | 0
STOG | 0 | 0 | 0 | 0 | 0 | 0
STWD | 0 | 0 | 0 | 0 | 0 | 0
WT | 0 | 0 | 0 | 0 | 0 | 0
IGCC | 0 | 0 | 0 | 0 | 0 | 0
DemandResponse | 0 | 0 | 0 | 0 | 0 | 0
IGCC-CCS | 0 | 0 | 0 | 0 | 0 | 0
WT_off | 0 | 0 | 0 | 0 | 0 | 0
PseudoUnit | 0 | 0 | 0 | 0 | 0 | 0
FixedInterchange | 0 | 0 | 0 | 0 | 0 | 0
Fuel Cost by Reporting Type: NWPP_NucRenew
ReportingType | 2015 | 2020 | 2025 | 2030 | 2035 | 2040
BM | 0 | 4.51 | 16.65 | 16.65 | 16.65 | 16.65
CC | 0 | 0 | 0 | 0 | 0 | 0
CSP | 0 | 0 | 0 | 0 | 0 | 0
CT | 0 | 0 | 0 | 0 | 0 | 0
Coal | 0 | 0 | 0 | 0 | 0 | 0
Geo | 0 | 0 | 0 | 0 | 0 | 0
H | 0 | 0 | 0 | 0 | 0 | 0
LFG | 0.03 | 0.03 | 0.34 | 0.34 | 0.34 | 0.34
Nuc | 71.13 | 72.58 | 77.12 | 596.44 | 596.44 | 615.17
PS | 0 | 0 | 0 | 0 | 0 | 0
PV | 0 | 0 | 0 | 0 | 0 | 0
PeakG | 0 | 0 | 0 | 0 | 0 | 0
PeakO | 0 | 0 | 0 | 0 | 0 | 0
ST | 0 | 0 | 0 | 0 | 0 | 0
STOG | 0 | 0 | 0 | 0 | 0 | 0
STWD | 0 | 0 | 301.46 | 301.46 | 301.46 | 301.46
WT | 0 | 0 | 0 | 0 | 0 | 0
IGCC | 0 | 0 | 0 | 0 | 0 | 0
DemandResponse | 0 | 0 | 0 | 0 | 0 | 0
IGCC-CCS | 0 | 0 | 0 | 0 | 0 | 0
WT_off | 0 | 0 | 0 | 0 | 0 | 0
PseudoUnit | 0 | 0 | 0 | 0 | 0 | 0
FixedInterchange | 0 | 0 | 0 | 0 | 0 | 0
Fuel Cost by Reporting Type: RMPA
ReportingType | 2015 | 2020 | 2025 | 2030 | 2035 | 2040
BM | 0 | 0 | 0 | 0 | 0 | 0
CC | 300.83 | 479.09 | 714.18 | 311.24 | 292.28 | 218.3
CSP | 0 | 0 | 0 | 0 | 0 | 0
CT | 0 | 0 | 0.33 | 0 | 0 | 0
Coal | 604.2 | 405 | 92.17 | 60.59 | 60.79 | 60.99
Geo | 0 | 0 | 0 | 0 | 0 | 0
H | 0 | 0 | 0 | 0 | 0 | 0
LFG | 0 | 0 | 0.04 | 0.04 | 0.04 | 0.04
Nuc | 0 | 0 | 10.02 | 122.49 | 132.51 | 159.12
PS | 0 | 0 | 0 | 0 | 0 | 0
PV | 0 | 0 | 0 | 0 | 0 | 0
PeakG | 0.56 | 4.17 | 25.53 | 5.14 | 6.44 | 5.27
PeakO | 0 | 0 | 0 | 0 | 0 | 0
ST | 0 | 0 | 0 | 0 | 0 | 0
STOG | 0 | 0 | 0 | 0 | 0 | 0
STWD | 0 | 0 | 0 | 0 | 0 | 0
WT | 0 | 0 | 0 | 0 | 0 | 0
IGCC | 0 | 0 | 0 | 0 | 0 | 0
DemandResponse | 0 | 0 | 0 | 0 | 0 | 0
IGCC-CCS | 0 | 0 | 0 | 0 | 0 | 0
WT_off | 0 | 0 | 0 | 0 | 0 | 0
PseudoUnit | 0 | 0 | 0 | 0 | 0 | 0
FixedInterchange | 0 | 0 | 0 | 0 | 0 | 0
Fuel Cost by Reporting Type: SP15
ReportingType | 2015 | 2020 | 2025 | 2030 | 2035 | 2040
BM | 3.07 | 3.07 | 3.07 | 3.07 | 3.07 | 3.07
CC | 4169.09 | 3876.16 | 4093.91 | 2619.05 | 2315.63 | 1914.2
CSP | 0 | 0 | 0 | 0 | 0 | 0
CT | 0 | 0 | 0 | 0 | 0 | 0
Coal | 20.36 | 3.9 | 0 | 0 | 0 | 0
Geo | 0 | 0 | 0 | 0 | 0 | 0
H | 0 | 0 | 0 | 0 | 0 | 0
LFG | 0.01 | 0.72 | 0.72 | 0.72 | 0.72 | 0.72
Nuc | 139.02 | 141.86 | 150.73 | 153.67 | 153.67 | 153.67
PS | 0 | 0 | 0 | 0 | 0 | 0
PV | 0 | 0 | 0 | 0 | 0 | 0
PeakG | 0 | 1.04 | 21.87 | 7.16 | 14.53 | 22.15
PeakO | 0 | 0 | 0 | 0 | 0 | 0
ST | 0 | 0 | 0 | 0 | 0 | 0
STOG | 15.9 | 1.04 | 0 | 0 | 0 | 0
STWD | 62.63 | 62.63 | 56.17 | 62.63 | 62.63 | 62.63
WT | 0 | 0 | 0 | 0 | 0 | 0
IGCC | 0 | 0 | 0 | 0 | 0 | 0
DemandResponse | 0 | 0 | 0 | 0 | 0 | 0
IGCC-CCS | 0 | 0 | 0 | 0 | 0 | 0
WT_off | 0 | 0 | 0 | 0 | 0 | 0
PseudoUnit | 0 | 0 | 0 | 0 | 0 | 0
FixedInterchange | 0 | 0 | 0 | 0 | 0 | 0
Fuel Cost by Reporting Type: ALB
ReportingType | 2015 | 2020 | 2025 | 2030 | 2035 | 2040
BM | 0 | 0 | 0 | 0 | 0 | 0
CC | 640.99 | 747.95 | 833.37 | 33.46 | 25.88 | 0
CSP | 0 | 0 | 0 | 0 | 0 | 0
CT | 0 | 0 | 0 | 0 | 0 | 0
Coal | 217.7 | 217.7 | 212.29 | 0 | 0 | 0
Geo | 0 | 0 | 0 | 0 | 0 | 0
H | 0 | 0 | 0 | 0 | 0 | 0
LFG | 0 | 0 | 0 | 0 | 0 | 0
Nuc | 0 | 0 | 0.01 | 590.26 | 618.19 | 637.55
PS | 0 | 0 | 0 | 0 | 0 | 0
PV | 0 | 0 | 0 | 0 | 0 | 0
PeakG | 0 | 0 | 0 | 0 | 0 | 0
PeakO | 0 | 0 | 0 | 0 | 0 | 0
ST | 0 | 0 | 0 | 0 | 0 | 0
STOG | 0 | 0 | 0 | 0 | 0 | 0
STWD | 0.07 | 39.68 | 85 | 85 | 85 | 85
WT | 0 | 0 | 0 | 0 | 0 | 0
IGCC | 0 | 0 | 0 | 0 | 0 | 0
DemandResponse | 0 | 0 | 0 | 0 | 0 | 0
IGCC-CCS | 0 | 0 | 0 | 0 | 0 | 0
WT_off | 0 | 0 | 0 | 0 | 0 | 0
PseudoUnit | 0 | 0 | 0 | 0 | 0 | 0
FixedInterchange | 0 | 0 | 0 | 0 | 0 | 0
Fuel Cost by Reporting Type: BC
ReportingType | 2015 | 2020 | 2025 | 2030 | 2035 | 2040
BM | 0 | 0 | 0 | 0 | 0 | 0
CC | 227.82 | 263.53 | 293.25 | 249.5 | 18.1 | 0
CSP | 0 | 0 | 0 | 0 | 0 | 0
CT | 0 | 0 | 0 | 0 | 0 | 0
Coal | 0 | 0 | 0 | 0 | 0 | 0
Geo | 0 | 0 | 0 | 0 | 0 | 0
H | 0 | 0 | 0 | 0 | 0 | 0
LFG | 0 | 0 | 0 | 0 | 0 | 0
Nuc | 0 | 0 | 0 | 0.07 | 30.4 | 30.4
PS | 0 | 0 | 0 | 0 | 0 | 0
PV | 0 | 0 | 0 | 0 | 0 | 0
PeakG | 0 | 0 | 0 | 0 | 0 | 0
PeakO | 0 | 0 | 0 | 0 | 0 | 0
ST | 0 | 0 | 0 | 0 | 0 | 0
STOG | 0 | 0 | 0 | 0 | 0 | 0
STWD | 0 | 65.36 | 271.44 | 271.44 | 271.44 | 271.44
WT | 0 | 0 | 0 | 0 | 0 | 0
IGCC | 0 | 0 | 0 | 0 | 0 | 0
DemandResponse | 0 | 0 | 0 | 0 | 0 | 0
IGCC-CCS | 0 | 0 | 0 | 0 | 0 | 0
WT_off | 0 | 0 | 0 | 0 | 0 | 0
PseudoUnit | 0 | 0 | 0 | 0 | 0 | 0
FixedInterchange | 0 | 0 | 0 | 0 | 0 | 0
Fuel Cost by Reporting Type: HQ_IESO
ReportingType | 2015 | 2020 | 2025 | 2030 | 2035 | 2040
BM | 0 | 0 | 0 | 0 | 0 | 0
CC | 0 | 0 | 0 | 0 | 0 | 0
CSP | 0 | 0 | 0 | 0 | 0 | 0
CT | 0 | 0 | 0 | 0 | 0 | 0
Coal | 0 | 0 | 0 | 0 | 0 | 0
Geo | 0 | 0 | 0 | 0 | 0 | 0
H | 0 | 0 | 0 | 0 | 0 | 0
LFG | 0 | 0 | 0 | 0 | 0 | 0
Nuc | 0 | 0 | 0 | 0 | 0 | 0
PS | 0 | 0 | 0 | 0 | 0 | 0
PV | 0 | 0 | 0 | 0 | 0 | 0
PeakG | 0 | 0 | 0 | 0 | 0 | 0
PeakO | 0 | 0 | 0 | 0 | 0 | 0
ST | 0 | 0 | 0 | 0 | 0 | 0
STOG | 0 | 0 | 0 | 0 | 0 | 0
STWD | 0 | 0 | 0 | 0 | 0 | 0
WT | 0 | 0 | 0 | 0 | 0 | 0
IGCC | 0 | 0 | 0 | 0 | 0 | 0
DemandResponse | 0 | 0 | 0 | 0 | 0 | 0
IGCC-CCS | 0 | 0 | 0 | 0 | 0 | 0
WT_off | 0 | 0 | 0 | 0 | 0 | 0
PseudoUnit | 0 | 0 | 0 | 0 | 0 | 0
FixedInterchange | 0 | 0 | 0 | 0 | 0 | 0
Fuel Cost by Reporting Type: HQ_NEISO
ReportingType | 2015 | 2020 | 2025 | 2030 | 2035 | 2040
BM | 0 | 0 | 0 | 0 | 0 | 0
CC | 0 | 0 | 0 | 0 | 0 | 0
CSP | 0 | 0 | 0 | 0 | 0 | 0
CT | 0 | 0 | 0 | 0 | 0 | 0
Coal | 0 | 0 | 0 | 0 | 0 | 0
Geo | 0 | 0 | 0 | 0 | 0 | 0
H | 0 | 0 | 0 | 0 | 0 | 0
LFG | 0 | 0 | 0 | 0 | 0 | 0
Nuc | 0 | 0 | 0 | 0 | 0 | 0
PS | 0 | 0 | 0 | 0 | 0 | 0
PV | 0 | 0 | 0 | 0 | 0 | 0
PeakG | 0 | 0 | 0 | 0 | 0 | 0
PeakO | 0 | 0 | 0 | 0 | 0 | 0
ST | 0 | 0 | 0 | 0 | 0 | 0
STOG | 0 | 0 | 0 | 0 | 0 | 0
STWD | 0 | 0 | 0 | 0 | 0 | 0
WT | 0 | 0 | 0 | 0 | 0 | 0
IGCC | 0 | 0 | 0 | 0 | 0 | 0
DemandResponse | 0 | 0 | 0 | 0 | 0 | 0
IGCC-CCS | 0 | 0 | 0 | 0 | 0 | 0
WT_off | 0 | 0 | 0 | 0 | 0 | 0
PseudoUnit | 0 | 0 | 0 | 0 | 0 | 0
FixedInterchange | 0 | 0 | 0 | 0 | 0 | 0
Fuel Cost by Reporting Type: HQ_NY
ReportingType | 2015 | 2020 | 2025 | 2030 | 2035 | 2040
BM | 0 | 0 | 0 | 0 | 0 | 0
CC | 0 | 0 | 0 | 0 | 0 | 0
CSP | 0 | 0 | 0 | 0 | 0 | 0
CT | 0 | 0 | 0 | 0 | 0 | 0
Coal | 0 | 0 | 0 | 0 | 0 | 0
Geo | 0 | 0 | 0 | 0 | 0 | 0
H | 0 | 0 | 0 | 0 | 0 | 0
LFG | 0 | 0 | 0 | 0 | 0 | 0
Nuc | 0 | 0 | 0 | 0 | 0 | 0
PS | 0 | 0 | 0 | 0 | 0 | 0
PV | 0 | 0 | 0 | 0 | 0 | 0
PeakG | 0 | 0 | 0 | 0 | 0 | 0
PeakO | 0 | 0 | 0 | 0 | 0 | 0
ST | 0 | 0 | 0 | 0 | 0 | 0
STOG | 0 | 0 | 0 | 0 | 0 | 0
STWD | 0 | 0 | 0 | 0 | 0 | 0
WT | 0 | 0 | 0 | 0 | 0 | 0
IGCC | 0 | 0 | 0 | 0 | 0 | 0
DemandResponse | 0 | 0 | 0 | 0 | 0 | 0
IGCC-CCS | 0 | 0 | 0 | 0 | 0 | 0
WT_off | 0 | 0 | 0 | 0 | 0 | 0
PseudoUnit | 0 | 0 | 0 | 0 | 0 | 0
FixedInterchange | 0 | 0 | 0 | 0 | 0 | 0
Fuel Cost by Reporting Type: MARITIMES
ReportingType | 2015 | 2020 | 2025 | 2030 | 2035 | 2040
BM | 0 | 0 | 0 | 0 | 0 | 0
CC | 0 | 0 | 0 | 0 | 0 | 0
CSP | 0 | 0 | 0 | 0 | 0 | 0
CT | 0 | 0 | 0 | 0 | 0 | 0
Coal | 0 | 0 | 0 | 0 | 0 | 0
Geo | 0 | 0 | 0 | 0 | 0 | 0
H | 0 | 0 | 0 | 0 | 0 | 0
LFG | 0 | 0 | 0 | 0 | 0 | 0
Nuc | 0 | 0 | 0 | 0 | 0 | 0
PS | 0 | 0 | 0 | 0 | 0 | 0
PV | 0 | 0 | 0 | 0 | 0 | 0
PeakG | 0 | 0 | 0 | 0 | 0 | 0
PeakO | 0 | 0 | 0 | 0 | 0 | 0
ST | 0 | 0 | 0 | 0 | 0 | 0
STOG | 0 | 0 | 0 | 0 | 0 | 0
STWD | 0 | 0 | 0 | 0 | 0 | 0
WT | 0 | 0 | 0 | 0 | 0 | 0
IGCC | 0 | 0 | 0 | 0 | 0 | 0
DemandResponse | 0 | 0 | 0 | 0 | 0 | 0
IGCC-CCS | 0 | 0 | 0 | 0 | 0 | 0
WT_off | 0 | 0 | 0 | 0 | 0 | 0
PseudoUnit | 0 | 0 | 0 | 0 | 0 | 0
FixedInterchange | 0 | 0 | 0 | 0 | 0 | 0
Fuel Cost by Reporting Type: All
ReportingType | 2015 | 2020 | 2025 | 2030 | 2035 | 2040
BM | 151.01 | 330.47 | 514.75 | 675.94 | 673.43 | 575.24
CC | 67103.58 | 82100.64 | 72419.07 | 36623.97 | 36586.83 | 34720.02
CSP | 0 | 0 | 0 | 0 | 0 | 0
CT | 38.72 | 105.77 | 159.96 | 70.2 | 5.17 | 3.14
Coal | 20191.8 | 5836.83 | 630.64 | 148.67 | 164.58 | 167.73
Geo | 0 | 0 | 0 | 0 | 0 | 0
H | 0 | 0 | 0 | 0 | 0 | 0
LFG | 0.25 | 2.74 | 5.56 | 6.49 | 6.49 | 6.49
Nuc | 7711.7 | 8128.85 | 8738.66 | 12302.17 | 11663.43 | 12202.16
PS | 0 | 0 | 0 | 0 | 0 | 0
PV | 0 | 0 | 0 | 0 | 0 | 0
PeakG | 192.8 | 868.5 | 1024.63 | 337.75 | 468.23 | 373.68
PeakO | 0 | 0.12 | 52.92 | 0 | 0 | 0
ST | 0 | 0 | 0 | 0 | 0 | 0
STOG | 375.94 | 353.92 | 119.07 | 26.3 | 25.78 | 16.95
STWD | 832.92 | 976.05 | 1379.01 | 1793.08 | 1788.24 | 1853.56
WT | 0 | 0.01 | 0.01 | 0.01 | 0.01 | 0.01
IGCC | 87.33 | 78.96 | 19.99 | 1.37 | 2.67 | 1.37
DemandResponse | 0 | 0.01 | 0.13 | 0.11 | 0.12 | 0.12
IGCC-CCS | 0 | 0 | 0 | 0 | 0 | 0
WT_off | 0 | 0 | 0 | 0 | 0 | 0
PseudoUnit | 0 | 0 | 0 | 0 | 0 | 0
FixedInterchange | 0 | 0 | 0 | 0 | 0 | 0
Fuel Cost by Reporting Type: EI_US
ReportingType | 2015 | 2020 | 2025 | 2030 | 2035 | 2040
BM | 143.96 | 315.11 | 481.67 | 579.26 | 569.09 | 470.9
CC | 45498.16 | 59057.18 | 50124.01 | 24825.81 | 26498.35 | 26430.1
CSP | 0 | 0 | 0 | 0 | 0 | 0
CT | 38.08 | 101.85 | 146.07 | 61.46 | 5.17 | 3.14
Coal | 17077.27 | 3936.33 | 283.56 | 61.59 | 77.31 | 76.4
Geo | 0 | 0 | 0 | 0 | 0 | 0
H | 0 | 0 | 0 | 0 | 0 | 0
LFG | 0.18 | 1.48 | 3.19 | 4.11 | 4.11 | 4.11
Nuc | 5902.65 | 6282.9 | 6767.32 | 8783.88 | 7776.75 | 7778.27
PS | 0 | 0 | 0 | 0 | 0 | 0
PV | 0 | 0 | 0 | 0 | 0 | 0
PeakG | 188.63 | 833.06 | 927.8 | 293.75 | 425.2 | 337.36
PeakO | 0 | 0 | 52.92 | 0 | 0 | 0
ST | 0 | 0 | 0 | 0 | 0 | 0
STOG | 227.64 | 196.76 | 119.07 | 26.3 | 25.78 | 16.95
STWD | 513.2 | 548.84 | 537.47 | 813.02 | 808.18 | 873.5
WT | 0 | 0 | 0.01 | 0.01 | 0.01 | 0.01
IGCC | 87.33 | 78.96 | 19.99 | 1.37 | 2.67 | 1.37
DemandResponse | 0 | 0 | 0 | 0 | 0 | 0
IGCC-CCS | 0 | 0 | 0 | 0 | 0 | 0
WT_off | 0 | 0 | 0 | 0 | 0 | 0
PseudoUnit | 0 | 0 | 0 | 0 | 0 | 0
FixedInterchange | 0 | 0 | 0 | 0 | 0 | 0
Fuel Cost by Reporting Type: EI_Canada
ReportingType | 2015 | 2020 | 2025 | 2030 | 2035 | 2040
BM | 0 | 0.89 | 2.81 | 2.81 | 10.47 | 10.47
CC | 614.94 | 599.93 | 44.07 | 12.78 | 28.14 | 20.52
CSP | 0 | 0 | 0 | 0 | 0 | 0
CT | 0.65 | 0.66 | 0.73 | 0 | 0 | 0
Coal | 10.92 | 0 | 0 | 0 | 0 | 0
Geo | 0 | 0 | 0 | 0 | 0 | 0
H | 0 | 0 | 0 | 0 | 0 | 0
LFG | 0.02 | 0.02 | 0.02 | 0.02 | 0.02 | 0.02
Nuc | 854.23 | 871.66 | 926.13 | 944.23 | 869.52 | 757.82
PS | 0 | 0 | 0 | 0 | 0 | 0
PV | 0 | 0 | 0 | 0 | 0 | 0
PeakG | 3.61 | 11.25 | 0.97 | 0 | 0.9 | 0.89
PeakO | 0 | 0 | 0 | 0 | 0 | 0
ST | 0 | 0 | 0 | 0 | 0 | 0
STOG | 0.73 | 0 | 0 | 0 | 0 | 0
STWD | 1.03 | 3.55 | 1.82 | 3.55 | 3.55 | 3.55
WT | 0 | 0 | 0 | 0 | 0 | 0
IGCC | 0 | 0 | 0 | 0 | 0 | 0
DemandResponse | 0 | 0 | 0 | 0 | 0 | 0
IGCC-CCS | 0 | 0 | 0 | 0 | 0 | 0
WT_off | 0 | 0 | 0 | 0 | 0 | 0
PseudoUnit | 0 | 0 | 0 | 0 | 0 | 0
FixedInterchange | 0 | 0 | 0 | 0 | 0 | 0
Fuel Cost by Reporting Type: EI
ReportingType | 2015 | 2020 | 2025 | 2030 | 2035 | 2040
BM | 143.96 | 316 | 484.48 | 582.07 | 579.56 | 481.37
CC | 46113.1 | 59657.11 | 50168.09 | 24838.59 | 26526.49 | 26450.62
CSP | 0 | 0 | 0 | 0 | 0 | 0
CT | 38.72 | 102.51 | 146.8 | 61.46 | 5.17 | 3.14
Coal | 17088.18 | 3936.33 | 283.56 | 61.59 | 77.31 | 76.4
Geo | 0 | 0 | 0 | 0 | 0 | 0
H | 0 | 0 | 0 | 0 | 0 | 0
LFG | 0.2 | 1.5 | 3.21 | 4.13 | 4.13 | 4.13
Nuc | 6756.88 | 7154.56 | 7693.45 | 9728.1 | 8646.26 | 8536.09
PS | 0 | 0 | 0 | 0 | 0 | 0
PV | 0 | 0 | 0 | 0 | 0 | 0
PeakG | 192.23 | 844.31 | 928.77 | 293.75 | 426.1 | 338.26
PeakO | 0 | 0 | 52.92 | 0 | 0 | 0
ST | 0 | 0 | 0 | 0 | 0 | 0
STOG | 228.36 | 196.76 | 119.07 | 26.3 | 25.78 | 16.95
STWD | 514.24 | 552.38 | 539.29 | 816.57 | 811.72 | 877.05
WT | 0 | 0 | 0.01 | 0.01 | 0.01 | 0.01
IGCC | 87.33 | 78.96 | 19.99 | 1.37 | 2.67 | 1.37
DemandResponse | 0 | 0 | 0 | 0 | 0 | 0
IGCC-CCS | 0 | 0 | 0 | 0 | 0 | 0
WT_off | 0 | 0 | 0 | 0 | 0 | 0
PseudoUnit | 0 | 0 | 0 | 0 | 0 | 0
FixedInterchange | 0 | 0 | 0 | 0 | 0 | 0
Fuel Cost by Reporting Type: Outside_EI
ReportingType | 2015 | 2020 | 2025 | 2030 | 2035 | 2040
BM | 7.05 | 14.47 | 30.27 | 93.87 | 93.87 | 93.87
CC | 20990.48 | 22443.53 | 22250.99 | 11785.37 | 10060.34 | 8269.4
CSP | 0 | 0 | 0 | 0 | 0 | 0
CT | 0 | 3.26 | 13.15 | 8.74 | 0 | 0
Coal | 3103.61 | 1900.5 | 347.08 | 87.08 | 87.27 | 91.33
Geo | 0 | 0 | 0 | 0 | 0 | 0
H | 0 | 0 | 0 | 0 | 0 | 0
LFG | 0.05 | 1.24 | 2.36 | 2.36 | 2.36 | 2.36
Nuc | 954.81 | 974.29 | 1045.21 | 2574.07 | 3017.17 | 3666.07
PS | 0 | 0 | 0 | 0 | 0 | 0
PV | 0 | 0 | 0 | 0 | 0 | 0
PeakG | 0.56 | 24.19 | 95.85 | 43.99 | 42.14 | 35.42
PeakO | 0 | 0.12 | 0 | 0 | 0 | 0
ST | 0 | 0 | 0 | 0 | 0 | 0
STOG | 147.58 | 157.16 | 0 | 0 | 0 | 0
STWD | 318.69 | 423.66 | 839.72 | 976.51 | 976.51 | 976.51
WT | 0 | 0 | 0 | 0 | 0 | 0
IGCC | 0 | 0 | 0 | 0 | 0 | 0
DemandResponse | 0 | 0.01 | 0.13 | 0.11 | 0.12 | 0.12
IGCC-CCS | 0 | 0 | 0 | 0 | 0 | 0
WT_off | 0 | 0 | 0 | 0 | 0 | 0
PseudoUnit | 0 | 0 | 0 | 0 | 0 | 0
FixedInterchange | 0 | 0 | 0 | 0 | 0 | 0
#7 | Emission Cost ($million)
==== Emission Program: TitleIV_CAIRSO2 : (SO2) ====
Emission Cost by Reporting Type: Entergy
ReportingType | 2015 | 2020 | 2025 | 2030 | 2035 | 2040
BM | 0 | 0 | 0 | 0 | 0 | 0
CC | 0 | 0 | 0 | 0 | 0 | 0
CSP | 0 | 0 | 0 | 0 | 0 | 0
CT | 0 | 0 | 0 | 0 | 0 | 0
Coal | 25.51 | 0 | 0 | 0 | 0 | 0
Geo | 0 | 0 | 0 | 0 | 0 | 0
H | 0 | 0 | 0 | 0 | 0 | 0
LFG | 0 | 0 | 0 | 0 | 0 | 0
Nuc | 0 | 0 | 0 | 0 | 0 | 0
PS | 0 | 0 | 0 | 0 | 0 | 0
PV | 0 | 0 | 0 | 0 | 0 | 0
PeakG | 0 | 0 | 0 | 0 | 0 | 0
PeakO | 0 | 0 | 0 | 0 | 0 | 0
ST | 0 | 0 | 0 | 0 | 0 | 0
STOG | 0 | 0 | 0 | 0 | 0 | 0
STWD | 0 | 0 | 0 | 0 | 0 | 0
WT | 0 | 0 | 0 | 0 | 0 | 0
IGCC | 0 | 0 | 0 | 0 | 0 | 0
DemandResponse | 0 | 0 | 0 | 0 | 0 | 0
IGCC-CCS | 0 | 0 | 0 | 0 | 0 | 0
WT_off | 0 | 0 | 0 | 0 | 0 | 0
PseudoUnit | 0 | 0 | 0 | 0 | 0 | 0
FixedInterchange | 0 | 0 | 0 | 0 | 0 | 0
Emission Cost by Reporting Type: FRCC
ReportingType | 2015 | 2020 | 2025 | 2030 | 2035 | 2040
BM | 0 | 0 | 0 | 0 | 0 | 0
CC | 0 | 0 | 0 | 0 | 0 | 0
CSP | 0 | 0 | 0 | 0 | 0 | 0
CT | 0 | 0 | 0 | 0 | 0 | 0
Coal | 4.4 | 0 | 0 | 0 | 0 | 0
Geo | 0 | 0 | 0 | 0 | 0 | 0
H | 0 | 0 | 0 | 0 | 0 | 0
LFG | 0 | 0 | 0 | 0 | 0 | 0
Nuc | 0 | 0 | 0 | 0 | 0 | 0
PS | 0 | 0 | 0 | 0 | 0 | 0
PV | 0 | 0 | 0 | 0 | 0 | 0
PeakG | 0 | 0 | 0 | 0 | 0 | 0
PeakO | 0 | 0 | 0 | 0 | 0 | 0
ST | 0 | 0 | 0 | 0 | 0 | 0
STOG | 0 | 0 | 0 | 0 | 0 | 0
STWD | 0 | 0 | 0 | 0 | 0 | 0
WT | 0 | 0 | 0 | 0 | 0 | 0
IGCC | 0 | 0 | 0 | 0 | 0 | 0
DemandResponse | 0 | 0 | 0 | 0 | 0 | 0
IGCC-CCS | 0 | 0 | 0 | 0 | 0 | 0
WT_off | 0 | 0 | 0 | 0 | 0 | 0
PseudoUnit | 0 | 0 | 0 | 0 | 0 | 0
FixedInterchange | 0 | 0 | 0 | 0 | 0 | 0
Emission Cost by Reporting Type: MAPP_US
ReportingType | 2015 | 2020 | 2025 | 2030 | 2035 | 2040
BM | 0 | 0 | 0 | 0 | 0 | 0
CC | 0 | 0 | 0 | 0 | 0 | 0
CSP | 0 | 0 | 0 | 0 | 0 | 0
CT | 0 | 0 | 0 | 0 | 0 | 0
Coal | 1.05 | 0 | 0 | 0 | 0 | 0
Geo | 0 | 0 | 0 | 0 | 0 | 0
H | 0 | 0 | 0 | 0 | 0 | 0
LFG | 0 | 0 | 0 | 0 | 0 | 0
Nuc | 0 | 0 | 0 | 0 | 0 | 0
PS | 0 | 0 | 0 | 0 | 0 | 0
PV | 0 | 0 | 0 | 0 | 0 | 0
PeakG | 0 | 0 | 0 | 0 | 0 | 0
PeakO | 0 | 0 | 0 | 0 | 0 | 0
ST | 0 | 0 | 0 | 0 | 0 | 0
STOG | 0 | 0 | 0 | 0 | 0 | 0
STWD | 0 | 0 | 0 | 0 | 0 | 0
WT | 0 | 0 | 0 | 0 | 0 | 0
IGCC | 0 | 0 | 0 | 0 | 0 | 0
DemandResponse | 0 | 0 | 0 | 0 | 0 | 0
IGCC-CCS | 0 | 0 | 0 | 0 | 0 | 0
WT_off | 0 | 0 | 0 | 0 | 0 | 0
PseudoUnit | 0 | 0 | 0 | 0 | 0 | 0
FixedInterchange | 0 | 0 | 0 | 0 | 0 | 0
Emission Cost by Reporting Type: MISO_IN
ReportingType | 2015 | 2020 | 2025 | 2030 | 2035 | 2040
BM | 0 | 0 | 0 | 0 | 0 | 0
CC | 0 | 0 | 0 | 0 | 0 | 0
CSP | 0 | 0 | 0 | 0 | 0 | 0
CT | 0 | 0 | 0 | 0 | 0 | 0
Coal | 23.91 | 0 | 0 | 0 | 0 | 0
Geo | 0 | 0 | 0 | 0 | 0 | 0
H | 0 | 0 | 0 | 0 | 0 | 0
LFG | 0 | 0 | 0 | 0 | 0 | 0
Nuc | 0 | 0 | 0 | 0 | 0 | 0
PS | 0 | 0 | 0 | 0 | 0 | 0
PV | 0 | 0 | 0 | 0 | 0 | 0
PeakG | 0 | 0 | 0 | 0 | 0 | 0
PeakO | 0 | 0 | 0 | 0 | 0 | 0
ST | 0 | 0 | 0 | 0 | 0 | 0
STOG | 0 | 0 | 0 | 0 | 0 | 0
STWD | 0 | 0 | 0 | 0 | 0 | 0
WT | 0 | 0 | 0 | 0 | 0 | 0
IGCC | 0.21 | 0 | 0 | 0 | 0 | 0
DemandResponse | 0 | 0 | 0 | 0 | 0 | 0
IGCC-CCS | 0 | 0 | 0 | 0 | 0 | 0
WT_off | 0 | 0 | 0 | 0 | 0 | 0
PseudoUnit | 0 | 0 | 0 | 0 | 0 | 0
FixedInterchange | 0 | 0 | 0 | 0 | 0 | 0
Emission Cost by Reporting Type: MISO_MI
ReportingType | 2015 | 2020 | 2025 | 2030 | 2035 | 2040
BM | 0 | 0 | 0 | 0 | 0 | 0
CC | 0 | 0 | 0 | 0 | 0 | 0
CSP | 0 | 0 | 0 | 0 | 0 | 0
CT | 0 | 0 | 0 | 0 | 0 | 0
Coal | 11.52 | 0 | 0 | 0 | 0 | 0
Geo | 0 | 0 | 0 | 0 | 0 | 0
H | 0 | 0 | 0 | 0 | 0 | 0
LFG | 0 | 0 | 0 | 0 | 0 | 0
Nuc | 0 | 0 | 0 | 0 | 0 | 0
PS | 0 | 0 | 0 | 0 | 0 | 0
PV | 0 | 0 | 0 | 0 | 0 | 0
PeakG | 0 | 0 | 0 | 0 | 0 | 0
PeakO | 0 | 0 | 0 | 0 | 0 | 0
ST | 0 | 0 | 0 | 0 | 0 | 0
STOG | 0 | 0 | 0 | 0 | 0 | 0
STWD | 0 | 0 | 0 | 0 | 0 | 0
WT | 0 | 0 | 0 | 0 | 0 | 0
IGCC | 0 | 0 | 0 | 0 | 0 | 0
DemandResponse | 0 | 0 | 0 | 0 | 0 | 0
IGCC-CCS | 0 | 0 | 0 | 0 | 0 | 0
WT_off | 0 | 0 | 0 | 0 | 0 | 0
PseudoUnit | 0 | 0 | 0 | 0 | 0 | 0
FixedInterchange | 0 | 0 | 0 | 0 | 0 | 0
Emission Cost by Reporting Type: MISO_MO-IL
ReportingType | 2015 | 2020 | 2025 | 2030 | 2035 | 2040
BM | 0 | 0 | 0 | 0 | 0 | 0
CC | 0 | 0 | 0 | 0 | 0 | 0
CSP | 0 | 0 | 0 | 0 | 0 | 0
CT | 0 | 0 | 0 | 0 | 0 | 0
Coal | 32.78 | 0 | 0 | 0 | 0 | 0
Geo | 0 | 0 | 0 | 0 | 0 | 0
H | 0 | 0 | 0 | 0 | 0 | 0
LFG | 0 | 0 | 0 | 0 | 0 | 0
Nuc | 0 | 0 | 0 | 0 | 0 | 0
PS | 0 | 0 | 0 | 0 | 0 | 0
PV | 0 | 0 | 0 | 0 | 0 | 0
PeakG | 0 | 0 | 0 | 0 | 0 | 0
PeakO | 0 | 0 | 0 | 0 | 0 | 0
ST | 0 | 0 | 0 | 0 | 0 | 0
STOG | 0 | 0 | 0 | 0 | 0 | 0
STWD | 0 | 0 | 0 | 0 | 0 | 0
WT | 0 | 0 | 0 | 0 | 0 | 0
IGCC | 0 | 0 | 0 | 0 | 0 | 0
DemandResponse | 0 | 0 | 0 | 0 | 0 | 0
IGCC-CCS | 0 | 0 | 0 | 0 | 0 | 0
WT_off | 0 | 0 | 0 | 0 | 0 | 0
PseudoUnit | 0 | 0 | 0 | 0 | 0 | 0
FixedInterchange | 0 | 0 | 0 | 0 | 0 | 0
Emission Cost by Reporting Type: MISO_W
ReportingType | 2015 | 2020 | 2025 | 2030 | 2035 | 2040
BM | 0 | 0 | 0 | 0 | 0 | 0
CC | 0 | 0 | 0 | 0 | 0 | 0
CSP | 0 | 0 | 0 | 0 | 0 | 0
CT | 0 | 0 | 0 | 0 | 0 | 0
Coal | 20.46 | 0 | 0 | 0 | 0 | 0
Geo | 0 | 0 | 0 | 0 | 0 | 0
H | 0 | 0 | 0 | 0 | 0 | 0
LFG | 0 | 0 | 0 | 0 | 0 | 0
Nuc | 0 | 0 | 0 | 0 | 0 | 0
PS | 0 | 0 | 0 | 0 | 0 | 0
PV | 0 | 0 | 0 | 0 | 0 | 0
PeakG | 0 | 0 | 0 | 0 | 0 | 0
PeakO | 0 | 0 | 0 | 0 | 0 | 0
ST | 0 | 0 | 0 | 0 | 0 | 0
STOG | 0 | 0 | 0 | 0 | 0 | 0
STWD | 0 | 0 | 0 | 0 | 0 | 0
WT | 0 | 0 | 0 | 0 | 0 | 0
IGCC | 0 | 0 | 0 | 0 | 0 | 0
DemandResponse | 0 | 0 | 0 | 0 | 0 | 0
IGCC-CCS | 0 | 0 | 0 | 0 | 0 | 0
WT_off | 0 | 0 | 0 | 0 | 0 | 0
PseudoUnit | 0 | 0 | 0 | 0 | 0 | 0
FixedInterchange | 0 | 0 | 0 | 0 | 0 | 0
Emission Cost by Reporting Type: MISO_WUMS
ReportingType | 2015 | 2020 | 2025 | 2030 | 2035 | 2040
BM | 0 | 0 | 0 | 0 | 0 | 0
CC | 0 | 0 | 0 | 0 | 0 | 0
CSP | 0 | 0 | 0 | 0 | 0 | 0
CT | 0 | 0 | 0 | 0 | 0 | 0
Coal | 2.35 | 0 | 0 | 0 | 0 | 0
Geo | 0 | 0 | 0 | 0 | 0 | 0
H | 0 | 0 | 0 | 0 | 0 | 0
LFG | 0 | 0 | 0 | 0 | 0 | 0
Nuc | 0 | 0 | 0 | 0 | 0 | 0
PS | 0 | 0 | 0 | 0 | 0 | 0
PV | 0 | 0 | 0 | 0 | 0 | 0
PeakG | 0 | 0 | 0 | 0 | 0 | 0
PeakO | 0 | 0 | 0 | 0 | 0 | 0
ST | 0 | 0 | 0 | 0 | 0 | 0
STOG | 0 | 0 | 0 | 0 | 0 | 0
STWD | 0 | 0 | 0 | 0 | 0 | 0
WT | 0 | 0 | 0 | 0 | 0 | 0
IGCC | 0 | 0 | 0 | 0 | 0 | 0
DemandResponse | 0 | 0 | 0 | 0 | 0 | 0
IGCC-CCS | 0 | 0 | 0 | 0 | 0 | 0
WT_off | 0 | 0 | 0 | 0 | 0 | 0
PseudoUnit | 0 | 0 | 0 | 0 | 0 | 0
FixedInterchange | 0 | 0 | 0 | 0 | 0 | 0
Emission Cost by Reporting Type: Nebraska
ReportingType | 2015 | 2020 | 2025 | 2030 | 2035 | 2040
BM | 0 | 0 | 0 | 0 | 0 | 0
CC | 0 | 0 | 0 | 0 | 0 | 0
CSP | 0 | 0 | 0 | 0 | 0 | 0
CT | 0 | 0 | 0 | 0 | 0 | 0
Coal | 3.75 | 0 | 0 | 0 | 0 | 0
Geo | 0 | 0 | 0 | 0 | 0 | 0
H | 0 | 0 | 0 | 0 | 0 | 0
LFG | 0 | 0 | 0 | 0 | 0 | 0
Nuc | 0 | 0 | 0 | 0 | 0 | 0
PS | 0 | 0 | 0 | 0 | 0 | 0
PV | 0 | 0 | 0 | 0 | 0 | 0
PeakG | 0 | 0 | 0 | 0 | 0 | 0
PeakO | 0 | 0 | 0 | 0 | 0 | 0
ST | 0 | 0 | 0 | 0 | 0 | 0
STOG | 0 | 0 | 0 | 0 | 0 | 0
STWD | 0 | 0 | 0 | 0 | 0 | 0
WT | 0 | 0 | 0 | 0 | 0 | 0
IGCC | 0 | 0 | 0 | 0 | 0 | 0
DemandResponse | 0 | 0 | 0 | 0 | 0 | 0
IGCC-CCS | 0 | 0 | 0 | 0 | 0 | 0
WT_off | 0 | 0 | 0 | 0 | 0 | 0
PseudoUnit | 0 | 0 | 0 | 0 | 0 | 0
FixedInterchange | 0 | 0 | 0 | 0 | 0 | 0
Emission Cost by Reporting Type: NEISO
ReportingType | 2015 | 2020 | 2025 | 2030 | 2035 | 2040
BM | 0 | 0 | 0 | 0 | 0 | 0
CC | 0 | 0 | 0 | 0 | 0 | 0
CSP | 0 | 0 | 0 | 0 | 0 | 0
CT | 0 | 0 | 0 | 0 | 0 | 0
Coal | 0 | 0 | 0 | 0 | 0 | 0
Geo | 0 | 0 | 0 | 0 | 0 | 0
H | 0 | 0 | 0 | 0 | 0 | 0
LFG | 0 | 0 | 0 | 0 | 0 | 0
Nuc | 0 | 0 | 0 | 0 | 0 | 0
PS | 0 | 0 | 0 | 0 | 0 | 0
PV | 0 | 0 | 0 | 0 | 0 | 0
PeakG | 0 | 0 | 0 | 0 | 0 | 0
PeakO | 0 | 0 | 0 | 0 | 0 | 0
ST | 0 | 0 | 0 | 0 | 0 | 0
STOG | 0 | 0 | 0 | 0 | 0 | 0
STWD | 0 | 0 | 0 | 0 | 0 | 0
WT | 0 | 0 | 0 | 0 | 0 | 0
IGCC | 0 | 0 | 0 | 0 | 0 | 0
DemandResponse | 0 | 0 | 0 | 0 | 0 | 0
IGCC-CCS | 0 | 0 | 0 | 0 | 0 | 0
WT_off | 0 | 0 | 0 | 0 | 0 | 0
PseudoUnit | 0 | 0 | 0 | 0 | 0 | 0
FixedInterchange | 0 | 0 | 0 | 0 | 0 | 0
Emission Cost by Reporting Type: NonRTO_Midwest
ReportingType | 2015 | 2020 | 2025 | 2030 | 2035 | 2040
BM | 0 | 0 | 0 | 0 | 0 | 0
CC | 0 | 0 | 0 | 0 | 0 | 0
CSP | 0 | 0 | 0 | 0 | 0 | 0
CT | 0 | 0 | 0 | 0 | 0 | 0
Coal | 14.75 | 0 | 0 | 0 | 0 | 0
Geo | 0 | 0 | 0 | 0 | 0 | 0
H | 0 | 0 | 0 | 0 | 0 | 0
LFG | 0 | 0 | 0 | 0 | 0 | 0
Nuc | 0 | 0 | 0 | 0 | 0 | 0
PS | 0 | 0 | 0 | 0 | 0 | 0
PV | 0 | 0 | 0 | 0 | 0 | 0
PeakG | 0 | 0 | 0 | 0 | 0 | 0
PeakO | 0 | 0 | 0 | 0 | 0 | 0
ST | 0 | 0 | 0 | 0 | 0 | 0
STOG | 0 | 0 | 0 | 0 | 0 | 0
STWD | 0 | 0 | 0 | 0 | 0 | 0
WT | 0 | 0 | 0 | 0 | 0 | 0
IGCC | 0 | 0 | 0 | 0 | 0 | 0
DemandResponse | 0 | 0 | 0 | 0 | 0 | 0
IGCC-CCS | 0 | 0 | 0 | 0 | 0 | 0
WT_off | 0 | 0 | 0 | 0 | 0 | 0
PseudoUnit | 0 | 0 | 0 | 0 | 0 | 0
FixedInterchange | 0 | 0 | 0 | 0 | 0 | 0
Emission Cost by Reporting Type: NYISO_A-F
ReportingType | 2015 | 2020 | 2025 | 2030 | 2035 | 2040
BM | 0 | 0 | 0 | 0 | 0 | 0
CC | 0 | 0 | 0 | 0 | 0 | 0
CSP | 0 | 0 | 0 | 0 | 0 | 0
CT | 0 | 0 | 0 | 0 | 0 | 0
Coal | 0 | 0 | 0 | 0 | 0 | 0
Geo | 0 | 0 | 0 | 0 | 0 | 0
H | 0 | 0 | 0 | 0 | 0 | 0
LFG | 0 | 0 | 0 | 0 | 0 | 0
Nuc | 0 | 0 | 0 | 0 | 0 | 0
PS | 0 | 0 | 0 | 0 | 0 | 0
PV | 0 | 0 | 0 | 0 | 0 | 0
PeakG | 0 | 0 | 0 | 0 | 0 | 0
PeakO | 0 | 0 | 0 | 0 | 0 | 0
ST | 0 | 0 | 0 | 0 | 0 | 0
STOG | 0 | 0 | 0 | 0 | 0 | 0
STWD | 0 | 0 | 0 | 0 | 0 | 0
WT | 0 | 0 | 0 | 0 | 0 | 0
IGCC | 0 | 0 | 0 | 0 | 0 | 0
DemandResponse | 0 | 0 | 0 | 0 | 0 | 0
IGCC-CCS | 0 | 0 | 0 | 0 | 0 | 0
WT_off | 0 | 0 | 0 | 0 | 0 | 0
PseudoUnit | 0 | 0 | 0 | 0 | 0 | 0
FixedInterchange | 0 | 0 | 0 | 0 | 0 | 0
Emission Cost by Reporting Type: NYISO_G-I
ReportingType | 2015 | 2020 | 2025 | 2030 | 2035 | 2040
BM | 0 | 0 | 0 | 0 | 0 | 0
CC | 0 | 0 | 0 | 0 | 0 | 0
CSP | 0 | 0 | 0 | 0 | 0 | 0
CT | 0 | 0 | 0 | 0 | 0 | 0
Coal | 0 | 0 | 0 | 0 | 0 | 0
Geo | 0 | 0 | 0 | 0 | 0 | 0
H | 0 | 0 | 0 | 0 | 0 | 0
LFG | 0 | 0 | 0 | 0 | 0 | 0
Nuc | 0 | 0 | 0 | 0 | 0 | 0
PS | 0 | 0 | 0 | 0 | 0 | 0
PV | 0 | 0 | 0 | 0 | 0 | 0
PeakG | 0 | 0 | 0 | 0 | 0 | 0
PeakO | 0 | 0 | 0 | 0 | 0 | 0
ST | 0 | 0 | 0 | 0 | 0 | 0
STOG | 0 | 0 | 0 | 0 | 0 | 0
STWD | 0 | 0 | 0 | 0 | 0 | 0
WT | 0 | 0 | 0 | 0 | 0 | 0
IGCC | 0 | 0 | 0 | 0 | 0 | 0
DemandResponse | 0 | 0 | 0 | 0 | 0 | 0
IGCC-CCS | 0 | 0 | 0 | 0 | 0 | 0
WT_off | 0 | 0 | 0 | 0 | 0 | 0
PseudoUnit | 0 | 0 | 0 | 0 | 0 | 0
FixedInterchange | 0 | 0 | 0 | 0 | 0 | 0
Emission Cost by Reporting Type: NYISO_J-K
ReportingType | 2015 | 2020 | 2025 | 2030 | 2035 | 2040
BM | 0 | 0 | 0 | 0 | 0 | 0
CC | 0 | 0 | 0 | 0 | 0 | 0
CSP | 0 | 0 | 0 | 0 | 0 | 0
CT | 0 | 0 | 0 | 0 | 0 | 0
Coal | 0 | 0 | 0 | 0 | 0 | 0
Geo | 0 | 0 | 0 | 0 | 0 | 0
H | 0 | 0 | 0 | 0 | 0 | 0
LFG | 0 | 0 | 0 | 0 | 0 | 0
Nuc | 0 | 0 | 0 | 0 | 0 | 0
PS | 0 | 0 | 0 | 0 | 0 | 0
PV | 0 | 0 | 0 | 0 | 0 | 0
PeakG | 0 | 0 | 0 | 0 | 0 | 0
PeakO | 0 | 0 | 0 | 0 | 0 | 0
ST | 0 | 0 | 0 | 0 | 0 | 0
STOG | 0 | 0 | 0 | 0 | 0 | 0
STWD | 0 | 0 | 0 | 0 | 0 | 0
WT | 0 | 0 | 0 | 0 | 0 | 0
IGCC | 0 | 0 | 0 | 0 | 0 | 0
DemandResponse | 0 | 0 | 0 | 0 | 0 | 0
IGCC-CCS | 0 | 0 | 0 | 0 | 0 | 0
WT_off | 0 | 0 | 0 | 0 | 0 | 0
PseudoUnit | 0 | 0 | 0 | 0 | 0 | 0
FixedInterchange | 0 | 0 | 0 | 0 | 0 | 0
Emission Cost by Reporting Type: PJM_E
ReportingType | 2015 | 2020 | 2025 | 2030 | 2035 | 2040
BM | 0 | 0 | 0 | 0 | 0 | 0
CC | 0 | 0 | 0 | 0 | 0 | 0
CSP | 0 | 0 | 0 | 0 | 0 | 0
CT | 0 | 0 | 0 | 0 | 0 | 0
Coal | 0.02 | 0 | 0 | 0 | 0 | 0
Geo | 0 | 0 | 0 | 0 | 0 | 0
H | 0 | 0 | 0 | 0 | 0 | 0
LFG | 0 | 0 | 0 | 0 | 0 | 0
Nuc | 0 | 0 | 0 | 0 | 0 | 0
PS | 0 | 0 | 0 | 0 | 0 | 0
PV | 0 | 0 | 0 | 0 | 0 | 0
PeakG | 0 | 0 | 0 | 0 | 0 | 0
PeakO | 0 | 0 | 0 | 0 | 0 | 0
ST | 0 | 0 | 0 | 0 | 0 | 0
STOG | 0 | 0 | 0 | 0 | 0 | 0
STWD | 0 | 0 | 0 | 0 | 0 | 0
WT | 0 | 0 | 0 | 0 | 0 | 0
IGCC | 0 | 0 | 0 | 0 | 0 | 0
DemandResponse | 0 | 0 | 0 | 0 | 0 | 0
IGCC-CCS | 0 | 0 | 0 | 0 | 0 | 0
WT_off | 0 | 0 | 0 | 0 | 0 | 0
PseudoUnit | 0 | 0 | 0 | 0 | 0 | 0
FixedInterchange | 0 | 0 | 0 | 0 | 0 | 0
Emission Cost by Reporting Type: PJM_ROM
ReportingType | 2015 | 2020 | 2025 | 2030 | 2035 | 2040
BM | 0 | 0 | 0 | 0 | 0 | 0
CC | 0 | 0 | 0 | 0 | 0 | 0
CSP | 0 | 0 | 0 | 0 | 0 | 0
CT | 0 | 0 | 0 | 0 | 0 | 0
Coal | 15.22 | 0 | 0 | 0 | 0 | 0
Geo | 0 | 0 | 0 | 0 | 0 | 0
H | 0 | 0 | 0 | 0 | 0 | 0
LFG | 0 | 0 | 0 | 0 | 0 | 0
Nuc | 0 | 0 | 0 | 0 | 0 | 0
PS | 0 | 0 | 0 | 0 | 0 | 0
PV | 0 | 0 | 0 | 0 | 0 | 0
PeakG | 0 | 0 | 0 | 0 | 0 | 0
PeakO | 0 | 0 | 0 | 0 | 0 | 0
ST | 0 | 0 | 0 | 0 | 0 | 0
STOG | 0 | 0 | 0 | 0 | 0 | 0
STWD | 0 | 0 | 0 | 0 | 0 | 0
WT | 0 | 0 | 0 | 0 | 0 | 0
IGCC | 0 | 0 | 0 | 0 | 0 | 0
DemandResponse | 0 | 0 | 0 | 0 | 0 | 0
IGCC-CCS | 0 | 0 | 0 | 0 | 0 | 0
WT_off | 0 | 0 | 0 | 0 | 0 | 0
PseudoUnit | 0 | 0 | 0 | 0 | 0 | 0
FixedInterchange | 0 | 0 | 0 | 0 | 0 | 0
Emission Cost by Reporting Type: PJM_ROR
ReportingType | 2015 | 2020 | 2025 | 2030 | 2035 | 2040
BM | 0 | 0 | 0 | 0 | 0 | 0
CC | 0 | 0 | 0 | 0 | 0 | 0
CSP | 0 | 0 | 0 | 0 | 0 | 0
CT | 0 | 0 | 0 | 0 | 0 | 0
Coal | 102.17 | 0 | 0 | 0 | 0 | 0
Geo | 0 | 0 | 0 | 0 | 0 | 0
H | 0 | 0 | 0 | 0 | 0 | 0
LFG | 0 | 0 | 0 | 0 | 0 | 0
Nuc | 0 | 0 | 0 | 0 | 0 | 0
PS | 0 | 0 | 0 | 0 | 0 | 0
PV | 0 | 0 | 0 | 0 | 0 | 0
PeakG | 0 | 0 | 0 | 0 | 0 | 0
PeakO | 0 | 0 | 0 | 0 | 0 | 0
ST | 0 | 0 | 0 | 0 | 0 | 0
STOG | 0 | 0 | 0 | 0 | 0 | 0
STWD | 0 | 0 | 0 | 0 | 0 | 0
WT | 0 | 0 | 0 | 0 | 0 | 0
IGCC | 0 | 0 | 0 | 0 | 0 | 0
DemandResponse | 0 | 0 | 0 | 0 | 0 | 0
IGCC-CCS | 0 | 0 | 0 | 0 | 0 | 0
WT_off | 0 | 0 | 0 | 0 | 0 | 0
PseudoUnit | 0 | 0 | 0 | 0 | 0 | 0
FixedInterchange | 0 | 0 | 0 | 0 | 0 | 0
Emission Cost by Reporting Type: SOCO
ReportingType | 2015 | 2020 | 2025 | 2030 | 2035 | 2040
BM | 0 | 0 | 0 | 0 | 0 | 0
CC | 0 | 0 | 0 | 0 | 0 | 0
CSP | 0 | 0 | 0 | 0 | 0 | 0
CT | 0 | 0 | 0 | 0 | 0 | 0
Coal | 21.64 | 0 | 0 | 0 | 0 | 0
Geo | 0 | 0 | 0 | 0 | 0 | 0
H | 0 | 0 | 0 | 0 | 0 | 0
LFG | 0 | 0 | 0 | 0 | 0 | 0
Nuc | 0 | 0 | 0 | 0 | 0 | 0
PS | 0 | 0 | 0 | 0 | 0 | 0
PV | 0 | 0 | 0 | 0 | 0 | 0
PeakG | 0 | 0 | 0 | 0 | 0 | 0
PeakO | 0 | 0 | 0 | 0 | 0 | 0
ST | 0 | 0 | 0 | 0 | 0 | 0
STOG | 0 | 0 | 0 | 0 | 0 | 0
STWD | 0 | 0 | 0 | 0 | 0 | 0
WT | 0 | 0 | 0 | 0 | 0 | 0
IGCC | 0 | 0 | 0 | 0 | 0 | 0
DemandResponse | 0 | 0 | 0 | 0 | 0 | 0
IGCC-CCS | 0 | 0 | 0 | 0 | 0 | 0
WT_off | 0 | 0 | 0 | 0 | 0 | 0
PseudoUnit | 0 | 0 | 0 | 0 | 0 | 0
FixedInterchange | 0 | 0 | 0 | 0 | 0 | 0
Emission Cost by Reporting Type: SPP_N
ReportingType | 2015 | 2020 | 2025 | 2030 | 2035 | 2040
BM | 0 | 0 | 0 | 0 | 0 | 0
CC | 0 | 0 | 0 | 0 | 0 | 0
CSP | 0 | 0 | 0 | 0 | 0 | 0
CT | 0 | 0 | 0 | 0 | 0 | 0
Coal | 5.31 | 0 | 0 | 0 | 0 | 0
Geo | 0 | 0 | 0 | 0 | 0 | 0
H | 0 | 0 | 0 | 0 | 0 | 0
LFG | 0 | 0 | 0 | 0 | 0 | 0
Nuc | 0 | 0 | 0 | 0 | 0 | 0
PS | 0 | 0 | 0 | 0 | 0 | 0
PV | 0 | 0 | 0 | 0 | 0 | 0
PeakG | 0 | 0 | 0 | 0 | 0 | 0
PeakO | 0 | 0 | 0 | 0 | 0 | 0
ST | 0 | 0 | 0 | 0 | 0 | 0
STOG | 0 | 0 | 0 | 0 | 0 | 0
STWD | 0 | 0 | 0 | 0 | 0 | 0
WT | 0 | 0 | 0 | 0 | 0 | 0
IGCC | 0 | 0 | 0 | 0 | 0 | 0
DemandResponse | 0 | 0 | 0 | 0 | 0 | 0
IGCC-CCS | 0 | 0 | 0 | 0 | 0 | 0
WT_off | 0 | 0 | 0 | 0 | 0 | 0
PseudoUnit | 0 | 0 | 0 | 0 | 0 | 0
FixedInterchange | 0 | 0 | 0 | 0 | 0 | 0
Emission Cost by Reporting Type: SPP_S
ReportingType | 2015 | 2020 | 2025 | 2030 | 2035 | 2040
BM | 0 | 0 | 0 | 0 | 0 | 0
CC | 0 | 0 | 0 | 0 | 0 | 0
CSP | 0 | 0 | 0 | 0 | 0 | 0
CT | 0 | 0 | 0 | 0 | 0 | 0
Coal | 18.28 | 0 | 0 | 0 | 0 | 0
Geo | 0 | 0 | 0 | 0 | 0 | 0
H | 0 | 0 | 0 | 0 | 0 | 0
LFG | 0 | 0 | 0 | 0 | 0 | 0
Nuc | 0 | 0 | 0 | 0 | 0 | 0
PS | 0 | 0 | 0 | 0 | 0 | 0
PV | 0 | 0 | 0 | 0 | 0 | 0
PeakG | 0 | 0 | 0 | 0 | 0 | 0
PeakO | 0 | 0 | 0 | 0 | 0 | 0
ST | 0 | 0 | 0 | 0 | 0 | 0
STOG | 0 | 0 | 0 | 0 | 0 | 0
STWD | 0 | 0 | 0 | 0 | 0 | 0
WT | 0 | 0 | 0 | 0 | 0 | 0
IGCC | 0 | 0 | 0 | 0 | 0 | 0
DemandResponse | 0 | 0 | 0 | 0 | 0 | 0
IGCC-CCS | 0 | 0 | 0 | 0 | 0 | 0
WT_off | 0 | 0 | 0 | 0 | 0 | 0
PseudoUnit | 0 | 0 | 0 | 0 | 0 | 0
FixedInterchange | 0 | 0 | 0 | 0 | 0 | 0
Emission Cost by Reporting Type: TVA
ReportingType | 2015 | 2020 | 2025 | 2030 | 2035 | 2040
BM | 0 | 0 | 0 | 0 | 0 | 0
CC | 0 | 0 | 0 | 0 | 0 | 0
CSP | 0 | 0 | 0 | 0 | 0 | 0
CT | 0 | 0 | 0 | 0 | 0 | 0
Coal | 25.94 | 0 | 0 | 0 | 0 | 0
Geo | 0 | 0 | 0 | 0 | 0 | 0
H | 0 | 0 | 0 | 0 | 0 | 0
LFG | 0 | 0 | 0 | 0 | 0 | 0
Nuc | 0 | 0 | 0 | 0 | 0 | 0
PS | 0 | 0 | 0 | 0 | 0 | 0
PV | 0 | 0 | 0 | 0 | 0 | 0
PeakG | 0 | 0 | 0 | 0 | 0 | 0
PeakO | 0 | 0 | 0 | 0 | 0 | 0
ST | 0 | 0 | 0 | 0 | 0 | 0
STOG | 0 | 0 | 0 | 0 | 0 | 0
STWD | 0 | 0 | 0 | 0 | 0 | 0
WT | 0 | 0 | 0 | 0 | 0 | 0
IGCC | 0 | 0 | 0 | 0 | 0 | 0
DemandResponse | 0 | 0 | 0 | 0 | 0 | 0
IGCC-CCS | 0 | 0 | 0 | 0 | 0 | 0
WT_off | 0 | 0 | 0 | 0 | 0 | 0
PseudoUnit | 0 | 0 | 0 | 0 | 0 | 0
FixedInterchange | 0 | 0 | 0 | 0 | 0 | 0
Emission Cost by Reporting Type: TVA_Transmission
ReportingType | 2015 | 2020 | 2025 | 2030 | 2035 | 2040
BM | 0 | 0 | 0 | 0 | 0 | 0
CC | 0 | 0 | 0 | 0 | 0 | 0
CSP | 0 | 0 | 0 | 0 | 0 | 0
CT | 0 | 0 | 0 | 0 | 0 | 0
Coal | 0 | 0 | 0 | 0 | 0 | 0
Geo | 0 | 0 | 0 | 0 | 0 | 0
H | 0 | 0 | 0 | 0 | 0 | 0
LFG | 0 | 0 | 0 | 0 | 0 | 0
Nuc | 0 | 0 | 0 | 0 | 0 | 0
PS | 0 | 0 | 0 | 0 | 0 | 0
PV | 0 | 0 | 0 | 0 | 0 | 0
PeakG | 0 | 0 | 0 | 0 | 0 | 0
PeakO | 0 | 0 | 0 | 0 | 0 | 0
ST | 0 | 0 | 0 | 0 | 0 | 0
STOG | 0 | 0 | 0 | 0 | 0 | 0
STWD | 0 | 0 | 0 | 0 | 0 | 0
WT | 0 | 0 | 0 | 0 | 0 | 0
IGCC | 0 | 0 | 0 | 0 | 0 | 0
DemandResponse | 0 | 0 | 0 | 0 | 0 | 0
IGCC-CCS | 0 | 0 | 0 | 0 | 0 | 0
WT_off | 0 | 0 | 0 | 0 | 0 | 0
PseudoUnit | 0 | 0 | 0 | 0 | 0 | 0
FixedInterchange | 0 | 0 | 0 | 0 | 0 | 0
Emission Cost by Reporting Type: VACAR
ReportingType | 2015 | 2020 | 2025 | 2030 | 2035 | 2040
BM | 0 | 0 | 0 | 0 | 0 | 0
CC | 0 | 0 | 0 | 0 | 0 | 0
CSP | 0 | 0 | 0 | 0 | 0 | 0
CT | 0 | 0 | 0 | 0 | 0 | 0
Coal | 4.82 | 0 | 0 | 0 | 0 | 0
Geo | 0 | 0 | 0 | 0 | 0 | 0
H | 0 | 0 | 0 | 0 | 0 | 0
LFG | 0 | 0 | 0 | 0 | 0 | 0
Nuc | 0 | 0 | 0 | 0 | 0 | 0
PS | 0 | 0 | 0 | 0 | 0 | 0
PV | 0 | 0 | 0 | 0 | 0 | 0
PeakG | 0 | 0 | 0 | 0 | 0 | 0
PeakO | 0 | 0 | 0 | 0 | 0 | 0
ST | 0 | 0 | 0 | 0 | 0 | 0
STOG | 0 | 0 | 0 | 0 | 0 | 0
STWD | 0 | 0 | 0 | 0 | 0 | 0
WT | 0 | 0 | 0 | 0 | 0 | 0
IGCC | 0 | 0 | 0 | 0 | 0 | 0
DemandResponse | 0 | 0 | 0 | 0 | 0 | 0
IGCC-CCS | 0 | 0 | 0 | 0 | 0 | 0
WT_off | 0 | 0 | 0 | 0 | 0 | 0
PseudoUnit | 0 | 0 | 0 | 0 | 0 | 0
FixedInterchange | 0 | 0 | 0 | 0 | 0 | 0
Emission Cost by Reporting Type: IESO
ReportingType | 2015 | 2020 | 2025 | 2030 | 2035 | 2040
BM | 0 | 0 | 0 | 0 | 0 | 0
CC | 0 | 0 | 0 | 0 | 0 | 0
CSP | 0 | 0 | 0 | 0 | 0 | 0
CT | 0 | 0 | 0 | 0 | 0 | 0
Coal | 0 | 0 | 0 | 0 | 0 | 0
Geo | 0 | 0 | 0 | 0 | 0 | 0
H | 0 | 0 | 0 | 0 | 0 | 0
LFG | 0 | 0 | 0 | 0 | 0 | 0
Nuc | 0 | 0 | 0 | 0 | 0 | 0
PS | 0 | 0 | 0 | 0 | 0 | 0
PV | 0 | 0 | 0 | 0 | 0 | 0
PeakG | 0 | 0 | 0 | 0 | 0 | 0
PeakO | 0 | 0 | 0 | 0 | 0 | 0
ST | 0 | 0 | 0 | 0 | 0 | 0
STOG | 0 | 0 | 0 | 0 | 0 | 0
STWD | 0 | 0 | 0 | 0 | 0 | 0
WT | 0 | 0 | 0 | 0 | 0 | 0
IGCC | 0 | 0 | 0 | 0 | 0 | 0
DemandResponse | 0 | 0 | 0 | 0 | 0 | 0
IGCC-CCS | 0 | 0 | 0 | 0 | 0 | 0
WT_off | 0 | 0 | 0 | 0 | 0 | 0
PseudoUnit | 0 | 0 | 0 | 0 | 0 | 0
FixedInterchange | 0 | 0 | 0 | 0 | 0 | 0
Emission Cost by Reporting Type: MAPP_CA
ReportingType | 2015 | 2020 | 2025 | 2030 | 2035 | 2040
BM | 0 | 0 | 0 | 0 | 0 | 0
CC | 0 | 0 | 0 | 0 | 0 | 0
CSP | 0 | 0 | 0 | 0 | 0 | 0
CT | 0 | 0 | 0 | 0 | 0 | 0
Coal | 0 | 0 | 0 | 0 | 0 | 0
Geo | 0 | 0 | 0 | 0 | 0 | 0
H | 0 | 0 | 0 | 0 | 0 | 0
LFG | 0 | 0 | 0 | 0 | 0 | 0
Nuc | 0 | 0 | 0 | 0 | 0 | 0
PS | 0 | 0 | 0 | 0 | 0 | 0
PV | 0 | 0 | 0 | 0 | 0 | 0
PeakG | 0 | 0 | 0 | 0 | 0 | 0
PeakO | 0 | 0 | 0 | 0 | 0 | 0
ST | 0 | 0 | 0 | 0 | 0 | 0
STOG | 0 | 0 | 0 | 0 | 0 | 0
STWD | 0 | 0 | 0 | 0 | 0 | 0
WT | 0 | 0 | 0 | 0 | 0 | 0
IGCC | 0 | 0 | 0 | 0 | 0 | 0
DemandResponse | 0 | 0 | 0 | 0 | 0 | 0
IGCC-CCS | 0 | 0 | 0 | 0 | 0 | 0
WT_off | 0 | 0 | 0 | 0 | 0 | 0
PseudoUnit | 0 | 0 | 0 | 0 | 0 | 0
FixedInterchange | 0 | 0 | 0 | 0 | 0 | 0
Emission Cost by Reporting Type: AZ_NM_SNV_Coal
ReportingType | 2015 | 2020 | 2025 | 2030 | 2035 | 2040
BM | 0 | 0 | 0 | 0 | 0 | 0
CC | 0 | 0 | 0 | 0 | 0 | 0
CSP | 0 | 0 | 0 | 0 | 0 | 0
CT | 0 | 0 | 0 | 0 | 0 | 0
Coal | 1 | 0 | 0 | 0 | 0 | 0
Geo | 0 | 0 | 0 | 0 | 0 | 0
H | 0 | 0 | 0 | 0 | 0 | 0
LFG | 0 | 0 | 0 | 0 | 0 | 0
Nuc | 0 | 0 | 0 | 0 | 0 | 0
PS | 0 | 0 | 0 | 0 | 0 | 0
PV | 0 | 0 | 0 | 0 | 0 | 0
PeakG | 0 | 0 | 0 | 0 | 0 | 0
PeakO | 0 | 0 | 0 | 0 | 0 | 0
ST | 0 | 0 | 0 | 0 | 0 | 0
STOG | 0 | 0 | 0 | 0 | 0 | 0
STWD | 0 | 0 | 0 | 0 | 0 | 0
WT | 0 | 0 | 0 | 0 | 0 | 0
IGCC | 0 | 0 | 0 | 0 | 0 | 0
DemandResponse | 0 | 0 | 0 | 0 | 0 | 0
IGCC-CCS | 0 | 0 | 0 | 0 | 0 | 0
WT_off | 0 | 0 | 0 | 0 | 0 | 0
PseudoUnit | 0 | 0 | 0 | 0 | 0 | 0
FixedInterchange | 0 | 0 | 0 | 0 | 0 | 0
Emission Cost by Reporting Type: AZ_NM_SNV_Gas
ReportingType | 2015 | 2020 | 2025 | 2030 | 2035 | 2040
BM | 0 | 0 | 0 | 0 | 0 | 0
CC | 0 | 0 | 0 | 0 | 0 | 0
CSP | 0 | 0 | 0 | 0 | 0 | 0
CT | 0 | 0 | 0 | 0 | 0 | 0
Coal | 0 | 0 | 0 | 0 | 0 | 0
Geo | 0 | 0 | 0 | 0 | 0 | 0
H | 0 | 0 | 0 | 0 | 0 | 0
LFG | 0 | 0 | 0 | 0 | 0 | 0
Nuc | 0 | 0 | 0 | 0 | 0 | 0
PS | 0 | 0 | 0 | 0 | 0 | 0
PV | 0 | 0 | 0 | 0 | 0 | 0
PeakG | 0 | 0 | 0 | 0 | 0 | 0
PeakO | 0 | 0 | 0 | 0 | 0 | 0
ST | 0 | 0 | 0 | 0 | 0 | 0
STOG | 0 | 0 | 0 | 0 | 0 | 0
STWD | 0 | 0 | 0 | 0 | 0 | 0
WT | 0 | 0 | 0 | 0 | 0 | 0
IGCC | 0 | 0 | 0 | 0 | 0 | 0
DemandResponse | 0 | 0 | 0 | 0 | 0 | 0
IGCC-CCS | 0 | 0 | 0 | 0 | 0 | 0
WT_off | 0 | 0 | 0 | 0 | 0 | 0
PseudoUnit | 0 | 0 | 0 | 0 | 0 | 0
FixedInterchange | 0 | 0 | 0 | 0 | 0 | 0
Emission Cost by Reporting Type: AZ_NM_SNV_NucRenew
ReportingType | 2015 | 2020 | 2025 | 2030 | 2035 | 2040
BM | 0 | 0 | 0 | 0 | 0 | 0
CC | 0 | 0 | 0 | 0 | 0 | 0
CSP | 0 | 0 | 0 | 0 | 0 | 0
CT | 0 | 0 | 0 | 0 | 0 | 0
Coal | 0 | 0 | 0 | 0 | 0 | 0
Geo | 0 | 0 | 0 | 0 | 0 | 0
H | 0 | 0 | 0 | 0 | 0 | 0
LFG | 0 | 0 | 0 | 0 | 0 | 0
Nuc | 0 | 0 | 0 | 0 | 0 | 0
PS | 0 | 0 | 0 | 0 | 0 | 0
PV | 0 | 0 | 0 | 0 | 0 | 0
PeakG | 0 | 0 | 0 | 0 | 0 | 0
PeakO | 0 | 0 | 0 | 0 | 0 | 0
ST | 0 | 0 | 0 | 0 | 0 | 0
STOG | 0 | 0 | 0 | 0 | 0 | 0
STWD | 0 | 0 | 0 | 0 | 0 | 0
WT | 0 | 0 | 0 | 0 | 0 | 0
IGCC | 0 | 0 | 0 | 0 | 0 | 0
DemandResponse | 0 | 0 | 0 | 0 | 0 | 0
IGCC-CCS | 0 | 0 | 0 | 0 | 0 | 0
WT_off | 0 | 0 | 0 | 0 | 0 | 0
PseudoUnit | 0 | 0 | 0 | 0 | 0 | 0
FixedInterchange | 0 | 0 | 0 | 0 | 0 | 0
Emission Cost by Reporting Type: ERCOT
ReportingType | 2015 | 2020 | 2025 | 2030 | 2035 | 2040
BM | 0 | 0 | 0 | 0 | 0 | 0
CC | 0 | 0 | 0 | 0 | 0 | 0
CSP | 0 | 0 | 0 | 0 | 0 | 0
CT | 0 | 0 | 0 | 0 | 0 | 0
Coal | 5.19 | 0 | 0 | 0 | 0 | 0
Geo | 0 | 0 | 0 | 0 | 0 | 0
H | 0 | 0 | 0 | 0 | 0 | 0
LFG | 0 | 0 | 0 | 0 | 0 | 0
Nuc | 0 | 0 | 0 | 0 | 0 | 0
PS | 0 | 0 | 0 | 0 | 0 | 0
PV | 0 | 0 | 0 | 0 | 0 | 0
PeakG | 0 | 0 | 0 | 0 | 0 | 0
PeakO | 0 | 0 | 0 | 0 | 0 | 0
ST | 0 | 0 | 0 | 0 | 0 | 0
STOG | 0 | 0 | 0 | 0 | 0 | 0
STWD | 0 | 0 | 0 | 0 | 0 | 0
WT | 0 | 0 | 0 | 0 | 0 | 0
IGCC | 0 | 0 | 0 | 0 | 0 | 0
DemandResponse | 0 | 0 | 0 | 0 | 0 | 0
IGCC-CCS | 0 | 0 | 0 | 0 | 0 | 0
WT_off | 0 | 0 | 0 | 0 | 0 | 0
PseudoUnit | 0 | 0 | 0 | 0 | 0 | 0
FixedInterchange | 0 | 0 | 0 | 0 | 0 | 0
Emission Cost by Reporting Type: NP15
ReportingType | 2015 | 2020 | 2025 | 2030 | 2035 | 2040
BM | 0 | 0 | 0 | 0 | 0 | 0
CC | 0 | 0 | 0 | 0 | 0 | 0
CSP | 0 | 0 | 0 | 0 | 0 | 0
CT | 0 | 0 | 0 | 0 | 0 | 0
Coal | 0.33 | 0 | 0 | 0 | 0 | 0
Geo | 0 | 0 | 0 | 0 | 0 | 0
H | 0 | 0 | 0 | 0 | 0 | 0
LFG | 0 | 0 | 0 | 0 | 0 | 0
Nuc | 0 | 0 | 0 | 0 | 0 | 0
PS | 0 | 0 | 0 | 0 | 0 | 0
PV | 0 | 0 | 0 | 0 | 0 | 0
PeakG | 0 | 0 | 0 | 0 | 0 | 0
PeakO | 0 | 0 | 0 | 0 | 0 | 0
ST | 0 | 0 | 0 | 0 | 0 | 0
STOG | 0 | 0 | 0 | 0 | 0 | 0
STWD | 0 | 0 | 0 | 0 | 0 | 0
WT | 0 | 0 | 0 | 0 | 0 | 0
IGCC | 0 | 0 | 0 | 0 | 0 | 0
DemandResponse | 0 | 0 | 0 | 0 | 0 | 0
IGCC-CCS | 0 | 0 | 0 | 0 | 0 | 0
WT_off | 0 | 0 | 0 | 0 | 0 | 0
PseudoUnit | 0 | 0 | 0 | 0 | 0 | 0
FixedInterchange | 0 | 0 | 0 | 0 | 0 | 0
Emission Cost by Reporting Type: NWPP_Coal
ReportingType | 2015 | 2020 | 2025 | 2030 | 2035 | 2040
BM | 0 | 0 | 0 | 0 | 0 | 0
CC | 0 | 0 | 0 | 0 | 0 | 0
CSP | 0 | 0 | 0 | 0 | 0 | 0
CT | 0 | 0 | 0 | 0 | 0 | 0
Coal | 2.88 | 0 | 0 | 0 | 0 | 0
Geo | 0 | 0 | 0 | 0 | 0 | 0
H | 0 | 0 | 0 | 0 | 0 | 0
LFG | 0 | 0 | 0 | 0 | 0 | 0
Nuc | 0 | 0 | 0 | 0 | 0 | 0
PS | 0 | 0 | 0 | 0 | 0 | 0
PV | 0 | 0 | 0 | 0 | 0 | 0
PeakG | 0 | 0 | 0 | 0 | 0 | 0
PeakO | 0 | 0 | 0 | 0 | 0 | 0
ST | 0 | 0 | 0 | 0 | 0 | 0
STOG | 0 | 0 | 0 | 0 | 0 | 0
STWD | 0 | 0 | 0 | 0 | 0 | 0
WT | 0 | 0 | 0 | 0 | 0 | 0
IGCC | 0 | 0 | 0 | 0 | 0 | 0
DemandResponse | 0 | 0 | 0 | 0 | 0 | 0
IGCC-CCS | 0 | 0 | 0 | 0 | 0 | 0
WT_off | 0 | 0 | 0 | 0 | 0 | 0
PseudoUnit | 0 | 0 | 0 | 0 | 0 | 0
FixedInterchange | 0 | 0 | 0 | 0 | 0 | 0
Emission Cost by Reporting Type: NWPP_Gas
ReportingType | 2015 | 2020 | 2025 | 2030 | 2035 | 2040
BM | 0 | 0 | 0 | 0 | 0 | 0
CC | 0 | 0 | 0 | 0 | 0 | 0
CSP | 0 | 0 | 0 | 0 | 0 | 0
CT | 0 | 0 | 0 | 0 | 0 | 0
Coal | 0 | 0 | 0 | 0 | 0 | 0
Geo | 0 | 0 | 0 | 0 | 0 | 0
H | 0 | 0 | 0 | 0 | 0 | 0
LFG | 0 | 0 | 0 | 0 | 0 | 0
Nuc | 0 | 0 | 0 | 0 | 0 | 0
PS | 0 | 0 | 0 | 0 | 0 | 0
PV | 0 | 0 | 0 | 0 | 0 | 0
PeakG | 0 | 0 | 0 | 0 | 0 | 0
PeakO | 0 | 0 | 0 | 0 | 0 | 0
ST | 0 | 0 | 0 | 0 | 0 | 0
STOG | 0 | 0 | 0 | 0 | 0 | 0
STWD | 0 | 0 | 0 | 0 | 0 | 0
WT | 0 | 0 | 0 | 0 | 0 | 0
IGCC | 0 | 0 | 0 | 0 | 0 | 0
DemandResponse | 0 | 0 | 0 | 0 | 0 | 0
IGCC-CCS | 0 | 0 | 0 | 0 | 0 | 0
WT_off | 0 | 0 | 0 | 0 | 0 | 0
PseudoUnit | 0 | 0 | 0 | 0 | 0 | 0
FixedInterchange | 0 | 0 | 0 | 0 | 0 | 0
Emission Cost by Reporting Type: NWPP_NucRenew
ReportingType | 2015 | 2020 | 2025 | 2030 | 2035 | 2040
BM | 0 | 0 | 0 | 0 | 0 | 0
CC | 0 | 0 | 0 | 0 | 0 | 0
CSP | 0 | 0 | 0 | 0 | 0 | 0
CT | 0 | 0 | 0 | 0 | 0 | 0
Coal | 0 | 0 | 0 | 0 | 0 | 0
Geo | 0 | 0 | 0 | 0 | 0 | 0
H | 0 | 0 | 0 | 0 | 0 | 0
LFG | 0 | 0 | 0 | 0 | 0 | 0
Nuc | 0 | 0 | 0 | 0 | 0 | 0
PS | 0 | 0 | 0 | 0 | 0 | 0
PV | 0 | 0 | 0 | 0 | 0 | 0
PeakG | 0 | 0 | 0 | 0 | 0 | 0
PeakO | 0 | 0 | 0 | 0 | 0 | 0
ST | 0 | 0 | 0 | 0 | 0 | 0
STOG | 0 | 0 | 0 | 0 | 0 | 0
STWD | 0 | 0 | 0 | 0 | 0 | 0
WT | 0 | 0 | 0 | 0 | 0 | 0
IGCC | 0 | 0 | 0 | 0 | 0 | 0
DemandResponse | 0 | 0 | 0 | 0 | 0 | 0
IGCC-CCS | 0 | 0 | 0 | 0 | 0 | 0
WT_off | 0 | 0 | 0 | 0 | 0 | 0
PseudoUnit | 0 | 0 | 0 | 0 | 0 | 0
FixedInterchange | 0 | 0 | 0 | 0 | 0 | 0
Emission Cost by Reporting Type: RMPA
ReportingType | 2015 | 2020 | 2025 | 2030 | 2035 | 2040
BM | 0 | 0 | 0 | 0 | 0 | 0
CC | 0 | 0 | 0 | 0 | 0 | 0
CSP | 0 | 0 | 0 | 0 | 0 | 0
CT | 0 | 0 | 0 | 0 | 0 | 0
Coal | 2.04 | 0 | 0 | 0 | 0 | 0
Geo | 0 | 0 | 0 | 0 | 0 | 0
H | 0 | 0 | 0 | 0 | 0 | 0
LFG | 0 | 0 | 0 | 0 | 0 | 0
Nuc | 0 | 0 | 0 | 0 | 0 | 0
PS | 0 | 0 | 0 | 0 | 0 | 0
PV | 0 | 0 | 0 | 0 | 0 | 0
PeakG | 0 | 0 | 0 | 0 | 0 | 0
PeakO | 0 | 0 | 0 | 0 | 0 | 0
ST | 0 | 0 | 0 | 0 | 0 | 0
STOG | 0 | 0 | 0 | 0 | 0 | 0
STWD | 0 | 0 | 0 | 0 | 0 | 0
WT | 0 | 0 | 0 | 0 | 0 | 0
IGCC | 0 | 0 | 0 | 0 | 0 | 0
DemandResponse | 0 | 0 | 0 | 0 | 0 | 0
IGCC-CCS | 0 | 0 | 0 | 0 | 0 | 0
WT_off | 0 | 0 | 0 | 0 | 0 | 0
PseudoUnit | 0 | 0 | 0 | 0 | 0 | 0
FixedInterchange | 0 | 0 | 0 | 0 | 0 | 0
Emission Cost by Reporting Type: SP15
ReportingType | 2015 | 2020 | 2025 | 2030 | 2035 | 2040
BM | 0 | 0 | 0 | 0 | 0 | 0
CC | 0 | 0 | 0 | 0 | 0 | 0
CSP | 0 | 0 | 0 | 0 | 0 | 0
CT | 0 | 0 | 0 | 0 | 0 | 0
Coal | 0.17 | 0 | 0 | 0 | 0 | 0
Geo | 0 | 0 | 0 | 0 | 0 | 0
H | 0 | 0 | 0 | 0 | 0 | 0
LFG | 0 | 0 | 0 | 0 | 0 | 0
Nuc | 0 | 0 | 0 | 0 | 0 | 0
PS | 0 | 0 | 0 | 0 | 0 | 0
PV | 0 | 0 | 0 | 0 | 0 | 0
PeakG | 0 | 0 | 0 | 0 | 0 | 0
PeakO | 0 | 0 | 0 | 0 | 0 | 0
ST | 0 | 0 | 0 | 0 | 0 | 0
STOG | 0 | 0 | 0 | 0 | 0 | 0
STWD | 0 | 0 | 0 | 0 | 0 | 0
WT | 0 | 0 | 0 | 0 | 0 | 0
IGCC | 0 | 0 | 0 | 0 | 0 | 0
DemandResponse | 0 | 0 | 0 | 0 | 0 | 0
IGCC-CCS | 0 | 0 | 0 | 0 | 0 | 0
WT_off | 0 | 0 | 0 | 0 | 0 | 0
PseudoUnit | 0 | 0 | 0 | 0 | 0 | 0
FixedInterchange | 0 | 0 | 0 | 0 | 0 | 0
Emission Cost by Reporting Type: ALB
ReportingType | 2015 | 2020 | 2025 | 2030 | 2035 | 2040
BM | 0 | 0 | 0 | 0 | 0 | 0
CC | 0 | 0 | 0 | 0 | 0 | 0
CSP | 0 | 0 | 0 | 0 | 0 | 0
CT | 0 | 0 | 0 | 0 | 0 | 0
Coal | 0 | 0 | 0 | 0 | 0 | 0
Geo | 0 | 0 | 0 | 0 | 0 | 0
H | 0 | 0 | 0 | 0 | 0 | 0
LFG | 0 | 0 | 0 | 0 | 0 | 0
Nuc | 0 | 0 | 0 | 0 | 0 | 0
PS | 0 | 0 | 0 | 0 | 0 | 0
PV | 0 | 0 | 0 | 0 | 0 | 0
PeakG | 0 | 0 | 0 | 0 | 0 | 0
PeakO | 0 | 0 | 0 | 0 | 0 | 0
ST | 0 | 0 | 0 | 0 | 0 | 0
STOG | 0 | 0 | 0 | 0 | 0 | 0
STWD | 0 | 0 | 0 | 0 | 0 | 0
WT | 0 | 0 | 0 | 0 | 0 | 0
IGCC | 0 | 0 | 0 | 0 | 0 | 0
DemandResponse | 0 | 0 | 0 | 0 | 0 | 0
IGCC-CCS | 0 | 0 | 0 | 0 | 0 | 0
WT_off | 0 | 0 | 0 | 0 | 0 | 0
PseudoUnit | 0 | 0 | 0 | 0 | 0 | 0
FixedInterchange | 0 | 0 | 0 | 0 | 0 | 0
Emission Cost by Reporting Type: BC
ReportingType | 2015 | 2020 | 2025 | 2030 | 2035 | 2040
BM | 0 | 0 | 0 | 0 | 0 | 0
CC | 0 | 0 | 0 | 0 | 0 | 0
CSP | 0 | 0 | 0 | 0 | 0 | 0
CT | 0 | 0 | 0 | 0 | 0 | 0
Coal | 0 | 0 | 0 | 0 | 0 | 0
Geo | 0 | 0 | 0 | 0 | 0 | 0
H | 0 | 0 | 0 | 0 | 0 | 0
LFG | 0 | 0 | 0 | 0 | 0 | 0
Nuc | 0 | 0 | 0 | 0 | 0 | 0
PS | 0 | 0 | 0 | 0 | 0 | 0
PV | 0 | 0 | 0 | 0 | 0 | 0
PeakG | 0 | 0 | 0 | 0 | 0 | 0
PeakO | 0 | 0 | 0 | 0 | 0 | 0
ST | 0 | 0 | 0 | 0 | 0 | 0
STOG | 0 | 0 | 0 | 0 | 0 | 0
STWD | 0 | 0 | 0 | 0 | 0 | 0
WT | 0 | 0 | 0 | 0 | 0 | 0
IGCC | 0 | 0 | 0 | 0 | 0 | 0
DemandResponse | 0 | 0 | 0 | 0 | 0 | 0
IGCC-CCS | 0 | 0 | 0 | 0 | 0 | 0
WT_off | 0 | 0 | 0 | 0 | 0 | 0
PseudoUnit | 0 | 0 | 0 | 0 | 0 | 0
FixedInterchange | 0 | 0 | 0 | 0 | 0 | 0
Emission Cost by Reporting Type: HQ_IESO
ReportingType | 2015 | 2020 | 2025 | 2030 | 2035 | 2040
BM | 0 | 0 | 0 | 0 | 0 | 0
CC | 0 | 0 | 0 | 0 | 0 | 0
CSP | 0 | 0 | 0 | 0 | 0 | 0
CT | 0 | 0 | 0 | 0 | 0 | 0
Coal | 0 | 0 | 0 | 0 | 0 | 0
Geo | 0 | 0 | 0 | 0 | 0 | 0
H | 0 | 0 | 0 | 0 | 0 | 0
LFG | 0 | 0 | 0 | 0 | 0 | 0
Nuc | 0 | 0 | 0 | 0 | 0 | 0
PS | 0 | 0 | 0 | 0 | 0 | 0
PV | 0 | 0 | 0 | 0 | 0 | 0
PeakG | 0 | 0 | 0 | 0 | 0 | 0
PeakO | 0 | 0 | 0 | 0 | 0 | 0
ST | 0 | 0 | 0 | 0 | 0 | 0
STOG | 0 | 0 | 0 | 0 | 0 | 0
STWD | 0 | 0 | 0 | 0 | 0 | 0
WT | 0 | 0 | 0 | 0 | 0 | 0
IGCC | 0 | 0 | 0 | 0 | 0 | 0
DemandResponse | 0 | 0 | 0 | 0 | 0 | 0
IGCC-CCS | 0 | 0 | 0 | 0 | 0 | 0
WT_off | 0 | 0 | 0 | 0 | 0 | 0
PseudoUnit | 0 | 0 | 0 | 0 | 0 | 0
FixedInterchange | 0 | 0 | 0 | 0 | 0 | 0
Emission Cost by Reporting Type: HQ_NEISO
ReportingType | 2015 | 2020 | 2025 | 2030 | 2035 | 2040
BM | 0 | 0 | 0 | 0 | 0 | 0
CC | 0 | 0 | 0 | 0 | 0 | 0
CSP | 0 | 0 | 0 | 0 | 0 | 0
CT | 0 | 0 | 0 | 0 | 0 | 0
Coal | 0 | 0 | 0 | 0 | 0 | 0
Geo | 0 | 0 | 0 | 0 | 0 | 0
H | 0 | 0 | 0 | 0 | 0 | 0
LFG | 0 | 0 | 0 | 0 | 0 | 0
Nuc | 0 | 0 | 0 | 0 | 0 | 0
PS | 0 | 0 | 0 | 0 | 0 | 0
PV | 0 | 0 | 0 | 0 | 0 | 0
PeakG | 0 | 0 | 0 | 0 | 0 | 0
PeakO | 0 | 0 | 0 | 0 | 0 | 0
ST | 0 | 0 | 0 | 0 | 0 | 0
STOG | 0 | 0 | 0 | 0 | 0 | 0
STWD | 0 | 0 | 0 | 0 | 0 | 0
WT | 0 | 0 | 0 | 0 | 0 | 0
IGCC | 0 | 0 | 0 | 0 | 0 | 0
DemandResponse | 0 | 0 | 0 | 0 | 0 | 0
IGCC-CCS | 0 | 0 | 0 | 0 | 0 | 0
WT_off | 0 | 0 | 0 | 0 | 0 | 0
PseudoUnit | 0 | 0 | 0 | 0 | 0 | 0
FixedInterchange | 0 | 0 | 0 | 0 | 0 | 0
Emission Cost by Reporting Type: HQ_NY
ReportingType | 2015 | 2020 | 2025 | 2030 | 2035 | 2040
BM | 0 | 0 | 0 | 0 | 0 | 0
CC | 0 | 0 | 0 | 0 | 0 | 0
CSP | 0 | 0 | 0 | 0 | 0 | 0
CT | 0 | 0 | 0 | 0 | 0 | 0
Coal | 0 | 0 | 0 | 0 | 0 | 0
Geo | 0 | 0 | 0 | 0 | 0 | 0
H | 0 | 0 | 0 | 0 | 0 | 0
LFG | 0 | 0 | 0 | 0 | 0 | 0
Nuc | 0 | 0 | 0 | 0 | 0 | 0
PS | 0 | 0 | 0 | 0 | 0 | 0
PV | 0 | 0 | 0 | 0 | 0 | 0
PeakG | 0 | 0 | 0 | 0 | 0 | 0
PeakO | 0 | 0 | 0 | 0 | 0 | 0
ST | 0 | 0 | 0 | 0 | 0 | 0
STOG | 0 | 0 | 0 | 0 | 0 | 0
STWD | 0 | 0 | 0 | 0 | 0 | 0
WT | 0 | 0 | 0 | 0 | 0 | 0
IGCC | 0 | 0 | 0 | 0 | 0 | 0
DemandResponse | 0 | 0 | 0 | 0 | 0 | 0
IGCC-CCS | 0 | 0 | 0 | 0 | 0 | 0
WT_off | 0 | 0 | 0 | 0 | 0 | 0
PseudoUnit | 0 | 0 | 0 | 0 | 0 | 0
FixedInterchange | 0 | 0 | 0 | 0 | 0 | 0
Emission Cost by Reporting Type: MARITIMES
ReportingType | 2015 | 2020 | 2025 | 2030 | 2035 | 2040
BM | 0 | 0 | 0 | 0 | 0 | 0
CC | 0 | 0 | 0 | 0 | 0 | 0
CSP | 0 | 0 | 0 | 0 | 0 | 0
CT | 0 | 0 | 0 | 0 | 0 | 0
Coal | 0 | 0 | 0 | 0 | 0 | 0
Geo | 0 | 0 | 0 | 0 | 0 | 0
H | 0 | 0 | 0 | 0 | 0 | 0
LFG | 0 | 0 | 0 | 0 | 0 | 0
Nuc | 0 | 0 | 0 | 0 | 0 | 0
PS | 0 | 0 | 0 | 0 | 0 | 0
PV | 0 | 0 | 0 | 0 | 0 | 0
PeakG | 0 | 0 | 0 | 0 | 0 | 0
PeakO | 0 | 0 | 0 | 0 | 0 | 0
ST | 0 | 0 | 0 | 0 | 0 | 0
STOG | 0 | 0 | 0 | 0 | 0 | 0
STWD | 0 | 0 | 0 | 0 | 0 | 0
WT | 0 | 0 | 0 | 0 | 0 | 0
IGCC | 0 | 0 | 0 | 0 | 0 | 0
DemandResponse | 0 | 0 | 0 | 0 | 0 | 0
IGCC-CCS | 0 | 0 | 0 | 0 | 0 | 0
WT_off | 0 | 0 | 0 | 0 | 0 | 0
PseudoUnit | 0 | 0 | 0 | 0 | 0 | 0
FixedInterchange | 0 | 0 | 0 | 0 | 0 | 0
Emission Cost by Reporting Type: All
ReportingType | 2015 | 2020 | 2025 | 2030 | 2035 | 2040
BM | 0 | 0 | 0 | 0 | 0 | 0
CC | 0 | 0 | 0 | 0 | 0 | 0
CSP | 0 | 0 | 0 | 0 | 0 | 0
CT | 0 | 0 | 0 | 0 | 0 | 0
Coal | 345.47 | 0 | 0 | 0 | 0 | 0
Geo | 0 | 0 | 0 | 0 | 0 | 0
H | 0 | 0 | 0 | 0 | 0 | 0
LFG | 0 | 0 | 0 | 0 | 0 | 0
Nuc | 0 | 0 | 0 | 0 | 0 | 0
PS | 0 | 0 | 0 | 0 | 0 | 0
PV | 0 | 0 | 0 | 0 | 0 | 0
PeakG | 0 | 0 | 0 | 0 | 0 | 0
PeakO | 0 | 0 | 0 | 0 | 0 | 0
ST | 0 | 0 | 0 | 0 | 0 | 0
STOG | 0 | 0 | 0 | 0 | 0 | 0
STWD | 0 | 0 | 0 | 0 | 0 | 0
WT | 0 | 0 | 0 | 0 | 0 | 0
IGCC | 0.21 | 0 | 0 | 0 | 0 | 0
DemandResponse | 0 | 0 | 0 | 0 | 0 | 0
IGCC-CCS | 0 | 0 | 0 | 0 | 0 | 0
WT_off | 0 | 0 | 0 | 0 | 0 | 0
PseudoUnit | 0 | 0 | 0 | 0 | 0 | 0
FixedInterchange | 0 | 0 | 0 | 0 | 0 | 0
Emission Cost by Reporting Type: EI_US
ReportingType | 2015 | 2020 | 2025 | 2030 | 2035 | 2040
BM | 0 | 0 | 0 | 0 | 0 | 0
CC | 0 | 0 | 0 | 0 | 0 | 0
CSP | 0 | 0 | 0 | 0 | 0 | 0
CT | 0 | 0 | 0 | 0 | 0 | 0
Coal | 333.86 | 0 | 0 | 0 | 0 | 0
Geo | 0 | 0 | 0 | 0 | 0 | 0
H | 0 | 0 | 0 | 0 | 0 | 0
LFG | 0 | 0 | 0 | 0 | 0 | 0
Nuc | 0 | 0 | 0 | 0 | 0 | 0
PS | 0 | 0 | 0 | 0 | 0 | 0
PV | 0 | 0 | 0 | 0 | 0 | 0
PeakG | 0 | 0 | 0 | 0 | 0 | 0
PeakO | 0 | 0 | 0 | 0 | 0 | 0
ST | 0 | 0 | 0 | 0 | 0 | 0
STOG | 0 | 0 | 0 | 0 | 0 | 0
STWD | 0 | 0 | 0 | 0 | 0 | 0
WT | 0 | 0 | 0 | 0 | 0 | 0
IGCC | 0.21 | 0 | 0 | 0 | 0 | 0
DemandResponse | 0 | 0 | 0 | 0 | 0 | 0
IGCC-CCS | 0 | 0 | 0 | 0 | 0 | 0
WT_off | 0 | 0 | 0 | 0 | 0 | 0
PseudoUnit | 0 | 0 | 0 | 0 | 0 | 0
FixedInterchange | 0 | 0 | 0 | 0 | 0 | 0
Emission Cost by Reporting Type: EI_Canada
ReportingType | 2015 | 2020 | 2025 | 2030 | 2035 | 2040
BM | 0 | 0 | 0 | 0 | 0 | 0
CC | 0 | 0 | 0 | 0 | 0 | 0
CSP | 0 | 0 | 0 | 0 | 0 | 0
CT | 0 | 0 | 0 | 0 | 0 | 0
Coal | 0 | 0 | 0 | 0 | 0 | 0
Geo | 0 | 0 | 0 | 0 | 0 | 0
H | 0 | 0 | 0 | 0 | 0 | 0
LFG | 0 | 0 | 0 | 0 | 0 | 0
Nuc | 0 | 0 | 0 | 0 | 0 | 0
PS | 0 | 0 | 0 | 0 | 0 | 0
PV | 0 | 0 | 0 | 0 | 0 | 0
PeakG | 0 | 0 | 0 | 0 | 0 | 0
PeakO | 0 | 0 | 0 | 0 | 0 | 0
ST | 0 | 0 | 0 | 0 | 0 | 0
STOG | 0 | 0 | 0 | 0 | 0 | 0
STWD | 0 | 0 | 0 | 0 | 0 | 0
WT | 0 | 0 | 0 | 0 | 0 | 0
IGCC | 0 | 0 | 0 | 0 | 0 | 0
DemandResponse | 0 | 0 | 0 | 0 | 0 | 0
IGCC-CCS | 0 | 0 | 0 | 0 | 0 | 0
WT_off | 0 | 0 | 0 | 0 | 0 | 0
PseudoUnit | 0 | 0 | 0 | 0 | 0 | 0
FixedInterchange | 0 | 0 | 0 | 0 | 0 | 0
Emission Cost by Reporting Type: EI
ReportingType | 2015 | 2020 | 2025 | 2030 | 2035 | 2040
BM | 0 | 0 | 0 | 0 | 0 | 0
CC | 0 | 0 | 0 | 0 | 0 | 0
CSP | 0 | 0 | 0 | 0 | 0 | 0
CT | 0 | 0 | 0 | 0 | 0 | 0
Coal | 333.86 | 0 | 0 | 0 | 0 | 0
Geo | 0 | 0 | 0 | 0 | 0 | 0
H | 0 | 0 | 0 | 0 | 0 | 0
LFG | 0 | 0 | 0 | 0 | 0 | 0
Nuc | 0 | 0 | 0 | 0 | 0 | 0
PS | 0 | 0 | 0 | 0 | 0 | 0
PV | 0 | 0 | 0 | 0 | 0 | 0
PeakG | 0 | 0 | 0 | 0 | 0 | 0
PeakO | 0 | 0 | 0 | 0 | 0 | 0
ST | 0 | 0 | 0 | 0 | 0 | 0
STOG | 0 | 0 | 0 | 0 | 0 | 0
STWD | 0 | 0 | 0 | 0 | 0 | 0
WT | 0 | 0 | 0 | 0 | 0 | 0
IGCC | 0.21 | 0 | 0 | 0 | 0 | 0
DemandResponse | 0 | 0 | 0 | 0 | 0 | 0
IGCC-CCS | 0 | 0 | 0 | 0 | 0 | 0
WT_off | 0 | 0 | 0 | 0 | 0 | 0
PseudoUnit | 0 | 0 | 0 | 0 | 0 | 0
FixedInterchange | 0 | 0 | 0 | 0 | 0 | 0
Emission Cost by Reporting Type: Outside_EI
ReportingType | 2015 | 2020 | 2025 | 2030 | 2035 | 2040
BM | 0 | 0 | 0 | 0 | 0 | 0
CC | 0 | 0 | 0 | 0 | 0 | 0
CSP | 0 | 0 | 0 | 0 | 0 | 0
CT | 0 | 0 | 0 | 0 | 0 | 0
Coal | 11.61 | 0 | 0 | 0 | 0 | 0
Geo | 0 | 0 | 0 | 0 | 0 | 0
H | 0 | 0 | 0 | 0 | 0 | 0
LFG | 0 | 0 | 0 | 0 | 0 | 0
Nuc | 0 | 0 | 0 | 0 | 0 | 0
PS | 0 | 0 | 0 | 0 | 0 | 0
PV | 0 | 0 | 0 | 0 | 0 | 0
PeakG | 0 | 0 | 0 | 0 | 0 | 0
PeakO | 0 | 0 | 0 | 0 | 0 | 0
ST | 0 | 0 | 0 | 0 | 0 | 0
STOG | 0 | 0 | 0 | 0 | 0 | 0
STWD | 0 | 0 | 0 | 0 | 0 | 0
WT | 0 | 0 | 0 | 0 | 0 | 0
IGCC | 0 | 0 | 0 | 0 | 0 | 0
DemandResponse | 0 | 0 | 0 | 0 | 0 | 0
IGCC-CCS | 0 | 0 | 0 | 0 | 0 | 0
WT_off | 0 | 0 | 0 | 0 | 0 | 0
PseudoUnit | 0 | 0 | 0 | 0 | 0 | 0
FixedInterchange | 0 | 0 | 0 | 0 | 0 | 0
==== Emission Program: CAIRNoxSeasonal : (NOx) ====
Emission Cost by Reporting Type: Entergy
ReportingType | 2015 | 2020 | 2025 | 2030 | 2035 | 2040
BM | 0 | 0 | 0 | 0 | 0 | 0
CC | 0 | 0 | 0 | 0 | 0 | 0
CSP | 0 | 0 | 0 | 0 | 0 | 0
CT | 0 | 0 | 0 | 0 | 0 | 0
Coal | 0 | 0 | 0 | 0 | 0 | 0
Geo | 0 | 0 | 0 | 0 | 0 | 0
H | 0 | 0 | 0 | 0 | 0 | 0
LFG | 0 | 0 | 0 | 0 | 0 | 0
Nuc | 0 | 0 | 0 | 0 | 0 | 0
PS | 0 | 0 | 0 | 0 | 0 | 0
PV | 0 | 0 | 0 | 0 | 0 | 0
PeakG | 0 | 0 | 0 | 0 | 0 | 0
PeakO | 0 | 0 | 0 | 0 | 0 | 0
ST | 0 | 0 | 0 | 0 | 0 | 0
STOG | 0 | 0 | 0 | 0 | 0 | 0
STWD | 0 | 0 | 0 | 0 | 0 | 0
WT | 0 | 0 | 0 | 0 | 0 | 0
IGCC | 0 | 0 | 0 | 0 | 0 | 0
DemandResponse | 0 | 0 | 0 | 0 | 0 | 0
IGCC-CCS | 0 | 0 | 0 | 0 | 0 | 0
WT_off | 0 | 0 | 0 | 0 | 0 | 0
PseudoUnit | 0 | 0 | 0 | 0 | 0 | 0
FixedInterchange | 0 | 0 | 0 | 0 | 0 | 0
Emission Cost by Reporting Type: FRCC
ReportingType | 2015 | 2020 | 2025 | 2030 | 2035 | 2040
BM | 0 | 0 | 0 | 0 | 0 | 0
CC | 0 | 0 | 0 | 0 | 0 | 0
CSP | 0 | 0 | 0 | 0 | 0 | 0
CT | 0 | 0 | 0 | 0 | 0 | 0
Coal | 0 | 0 | 0 | 0 | 0 | 0
Geo | 0 | 0 | 0 | 0 | 0 | 0
H | 0 | 0 | 0 | 0 | 0 | 0
LFG | 0 | 0 | 0 | 0 | 0 | 0
Nuc | 0 | 0 | 0 | 0 | 0 | 0
PS | 0 | 0 | 0 | 0 | 0 | 0
PV | 0 | 0 | 0 | 0 | 0 | 0
PeakG | 0 | 0 | 0 | 0 | 0 | 0
PeakO | 0 | 0 | 0 | 0 | 0 | 0
ST | 0 | 0 | 0 | 0 | 0 | 0
STOG | 0 | 0 | 0 | 0 | 0 | 0
STWD | 0 | 0 | 0 | 0 | 0 | 0
WT | 0 | 0 | 0 | 0 | 0 | 0
IGCC | 0 | 0 | 0 | 0 | 0 | 0
DemandResponse | 0 | 0 | 0 | 0 | 0 | 0
IGCC-CCS | 0 | 0 | 0 | 0 | 0 | 0
WT_off | 0 | 0 | 0 | 0 | 0 | 0
PseudoUnit | 0 | 0 | 0 | 0 | 0 | 0
FixedInterchange | 0 | 0 | 0 | 0 | 0 | 0
Emission Cost by Reporting Type: MAPP_US
ReportingType | 2015 | 2020 | 2025 | 2030 | 2035 | 2040
BM | 0 | 0 | 0 | 0 | 0 | 0
CC | 0 | 0 | 0 | 0 | 0 | 0
CSP | 0 | 0 | 0 | 0 | 0 | 0
CT | 0 | 0 | 0 | 0 | 0 | 0
Coal | 0 | 0 | 0 | 0 | 0 | 0
Geo | 0 | 0 | 0 | 0 | 0 | 0
H | 0 | 0 | 0 | 0 | 0 | 0
LFG | 0 | 0 | 0 | 0 | 0 | 0
Nuc | 0 | 0 | 0 | 0 | 0 | 0
PS | 0 | 0 | 0 | 0 | 0 | 0
PV | 0 | 0 | 0 | 0 | 0 | 0
PeakG | 0 | 0 | 0 | 0 | 0 | 0
PeakO | 0 | 0 | 0 | 0 | 0 | 0
ST | 0 | 0 | 0 | 0 | 0 | 0
STOG | 0 | 0 | 0 | 0 | 0 | 0
STWD | 0 | 0 | 0 | 0 | 0 | 0
WT | 0 | 0 | 0 | 0 | 0 | 0
IGCC | 0 | 0 | 0 | 0 | 0 | 0
DemandResponse | 0 | 0 | 0 | 0 | 0 | 0
IGCC-CCS | 0 | 0 | 0 | 0 | 0 | 0
WT_off | 0 | 0 | 0 | 0 | 0 | 0
PseudoUnit | 0 | 0 | 0 | 0 | 0 | 0
FixedInterchange | 0 | 0 | 0 | 0 | 0 | 0
Emission Cost by Reporting Type: MISO_IN
ReportingType | 2015 | 2020 | 2025 | 2030 | 2035 | 2040
BM | 0 | 0 | 0 | 0 | 0 | 0
CC | 0 | 0 | 0 | 0 | 0 | 0
CSP | 0 | 0 | 0 | 0 | 0 | 0
CT | 0 | 0 | 0 | 0 | 0 | 0
Coal | 0 | 0 | 0 | 0 | 0 | 0
Geo | 0 | 0 | 0 | 0 | 0 | 0
H | 0 | 0 | 0 | 0 | 0 | 0
LFG | 0 | 0 | 0 | 0 | 0 | 0
Nuc | 0 | 0 | 0 | 0 | 0 | 0
PS | 0 | 0 | 0 | 0 | 0 | 0
PV | 0 | 0 | 0 | 0 | 0 | 0
PeakG | 0 | 0 | 0 | 0 | 0 | 0
PeakO | 0 | 0 | 0 | 0 | 0 | 0
ST | 0 | 0 | 0 | 0 | 0 | 0
STOG | 0 | 0 | 0 | 0 | 0 | 0
STWD | 0 | 0 | 0 | 0 | 0 | 0
WT | 0 | 0 | 0 | 0 | 0 | 0
IGCC | 0 | 0 | 0 | 0 | 0 | 0
DemandResponse | 0 | 0 | 0 | 0 | 0 | 0
IGCC-CCS | 0 | 0 | 0 | 0 | 0 | 0
WT_off | 0 | 0 | 0 | 0 | 0 | 0
PseudoUnit | 0 | 0 | 0 | 0 | 0 | 0
FixedInterchange | 0 | 0 | 0 | 0 | 0 | 0
Emission Cost by Reporting Type: MISO_MI
ReportingType | 2015 | 2020 | 2025 | 2030 | 2035 | 2040
BM | 0 | 0 | 0 | 0 | 0 | 0
CC | 0 | 0 | 0 | 0 | 0 | 0
CSP | 0 | 0 | 0 | 0 | 0 | 0
CT | 0 | 0 | 0 | 0 | 0 | 0
Coal | 0 | 0 | 0 | 0 | 0 | 0
Geo | 0 | 0 | 0 | 0 | 0 | 0
H | 0 | 0 | 0 | 0 | 0 | 0
LFG | 0 | 0 | 0 | 0 | 0 | 0
Nuc | 0 | 0 | 0 | 0 | 0 | 0
PS | 0 | 0 | 0 | 0 | 0 | 0
PV | 0 | 0 | 0 | 0 | 0 | 0
PeakG | 0 | 0 | 0 | 0 | 0 | 0
PeakO | 0 | 0 | 0 | 0 | 0 | 0
ST | 0 | 0 | 0 | 0 | 0 | 0
STOG | 0 | 0 | 0 | 0 | 0 | 0
STWD | 0 | 0 | 0 | 0 | 0 | 0
WT | 0 | 0 | 0 | 0 | 0 | 0
IGCC | 0 | 0 | 0 | 0 | 0 | 0
DemandResponse | 0 | 0 | 0 | 0 | 0 | 0
IGCC-CCS | 0 | 0 | 0 | 0 | 0 | 0
WT_off | 0 | 0 | 0 | 0 | 0 | 0
PseudoUnit | 0 | 0 | 0 | 0 | 0 | 0
FixedInterchange | 0 | 0 | 0 | 0 | 0 | 0
Emission Cost by Reporting Type: MISO_MO-IL
ReportingType | 2015 | 2020 | 2025 | 2030 | 2035 | 2040
BM | 0 | 0 | 0 | 0 | 0 | 0
CC | 0 | 0 | 0 | 0 | 0 | 0
CSP | 0 | 0 | 0 | 0 | 0 | 0
CT | 0 | 0 | 0 | 0 | 0 | 0
Coal | 0 | 0 | 0 | 0 | 0 | 0
Geo | 0 | 0 | 0 | 0 | 0 | 0
H | 0 | 0 | 0 | 0 | 0 | 0
LFG | 0 | 0 | 0 | 0 | 0 | 0
Nuc | 0 | 0 | 0 | 0 | 0 | 0
PS | 0 | 0 | 0 | 0 | 0 | 0
PV | 0 | 0 | 0 | 0 | 0 | 0
PeakG | 0 | 0 | 0 | 0 | 0 | 0
PeakO | 0 | 0 | 0 | 0 | 0 | 0
ST | 0 | 0 | 0 | 0 | 0 | 0
STOG | 0 | 0 | 0 | 0 | 0 | 0
STWD | 0 | 0 | 0 | 0 | 0 | 0
WT | 0 | 0 | 0 | 0 | 0 | 0
IGCC | 0 | 0 | 0 | 0 | 0 | 0
DemandResponse | 0 | 0 | 0 | 0 | 0 | 0
IGCC-CCS | 0 | 0 | 0 | 0 | 0 | 0
WT_off | 0 | 0 | 0 | 0 | 0 | 0
PseudoUnit | 0 | 0 | 0 | 0 | 0 | 0
FixedInterchange | 0 | 0 | 0 | 0 | 0 | 0
Emission Cost by Reporting Type: MISO_W
ReportingType | 2015 | 2020 | 2025 | 2030 | 2035 | 2040
BM | 0 | 0 | 0 | 0 | 0 | 0
CC | 0 | 0 | 0 | 0 | 0 | 0
CSP | 0 | 0 | 0 | 0 | 0 | 0
CT | 0 | 0 | 0 | 0 | 0 | 0
Coal | 0 | 0 | 0 | 0 | 0 | 0
Geo | 0 | 0 | 0 | 0 | 0 | 0
H | 0 | 0 | 0 | 0 | 0 | 0
LFG | 0 | 0 | 0 | 0 | 0 | 0
Nuc | 0 | 0 | 0 | 0 | 0 | 0
PS | 0 | 0 | 0 | 0 | 0 | 0
PV | 0 | 0 | 0 | 0 | 0 | 0
PeakG | 0 | 0 | 0 | 0 | 0 | 0
PeakO | 0 | 0 | 0 | 0 | 0 | 0
ST | 0 | 0 | 0 | 0 | 0 | 0
STOG | 0 | 0 | 0 | 0 | 0 | 0
STWD | 0 | 0 | 0 | 0 | 0 | 0
WT | 0 | 0 | 0 | 0 | 0 | 0
IGCC | 0 | 0 | 0 | 0 | 0 | 0
DemandResponse | 0 | 0 | 0 | 0 | 0 | 0
IGCC-CCS | 0 | 0 | 0 | 0 | 0 | 0
WT_off | 0 | 0 | 0 | 0 | 0 | 0
PseudoUnit | 0 | 0 | 0 | 0 | 0 | 0
FixedInterchange | 0 | 0 | 0 | 0 | 0 | 0
Emission Cost by Reporting Type: MISO_WUMS
ReportingType | 2015 | 2020 | 2025 | 2030 | 2035 | 2040
BM | 0 | 0 | 0 | 0 | 0 | 0
CC | 0 | 0 | 0 | 0 | 0 | 0
CSP | 0 | 0 | 0 | 0 | 0 | 0
CT | 0 | 0 | 0 | 0 | 0 | 0
Coal | 0 | 0 | 0 | 0 | 0 | 0
Geo | 0 | 0 | 0 | 0 | 0 | 0
H | 0 | 0 | 0 | 0 | 0 | 0
LFG | 0 | 0 | 0 | 0 | 0 | 0
Nuc | 0 | 0 | 0 | 0 | 0 | 0
PS | 0 | 0 | 0 | 0 | 0 | 0
PV | 0 | 0 | 0 | 0 | 0 | 0
PeakG | 0 | 0 | 0 | 0 | 0 | 0
PeakO | 0 | 0 | 0 | 0 | 0 | 0
ST | 0 | 0 | 0 | 0 | 0 | 0
STOG | 0 | 0 | 0 | 0 | 0 | 0
STWD | 0 | 0 | 0 | 0 | 0 | 0
WT | 0 | 0 | 0 | 0 | 0 | 0
IGCC | 0 | 0 | 0 | 0 | 0 | 0
DemandResponse | 0 | 0 | 0 | 0 | 0 | 0
IGCC-CCS | 0 | 0 | 0 | 0 | 0 | 0
WT_off | 0 | 0 | 0 | 0 | 0 | 0
PseudoUnit | 0 | 0 | 0 | 0 | 0 | 0
FixedInterchange | 0 | 0 | 0 | 0 | 0 | 0
Emission Cost by Reporting Type: Nebraska
ReportingType | 2015 | 2020 | 2025 | 2030 | 2035 | 2040
BM | 0 | 0 | 0 | 0 | 0 | 0
CC | 0 | 0 | 0 | 0 | 0 | 0
CSP | 0 | 0 | 0 | 0 | 0 | 0
CT | 0 | 0 | 0 | 0 | 0 | 0
Coal | 0 | 0 | 0 | 0 | 0 | 0
Geo | 0 | 0 | 0 | 0 | 0 | 0
H | 0 | 0 | 0 | 0 | 0 | 0
LFG | 0 | 0 | 0 | 0 | 0 | 0
Nuc | 0 | 0 | 0 | 0 | 0 | 0
PS | 0 | 0 | 0 | 0 | 0 | 0
PV | 0 | 0 | 0 | 0 | 0 | 0
PeakG | 0 | 0 | 0 | 0 | 0 | 0
PeakO | 0 | 0 | 0 | 0 | 0 | 0
ST | 0 | 0 | 0 | 0 | 0 | 0
STOG | 0 | 0 | 0 | 0 | 0 | 0
STWD | 0 | 0 | 0 | 0 | 0 | 0
WT | 0 | 0 | 0 | 0 | 0 | 0
IGCC | 0 | 0 | 0 | 0 | 0 | 0
DemandResponse | 0 | 0 | 0 | 0 | 0 | 0
IGCC-CCS | 0 | 0 | 0 | 0 | 0 | 0
WT_off | 0 | 0 | 0 | 0 | 0 | 0
PseudoUnit | 0 | 0 | 0 | 0 | 0 | 0
FixedInterchange | 0 | 0 | 0 | 0 | 0 | 0
Emission Cost by Reporting Type: NEISO
ReportingType | 2015 | 2020 | 2025 | 2030 | 2035 | 2040
BM | 0 | 0 | 0 | 0 | 0 | 0
CC | 0 | 0 | 0 | 0 | 0 | 0
CSP | 0 | 0 | 0 | 0 | 0 | 0
CT | 0 | 0 | 0 | 0 | 0 | 0
Coal | 0 | 0 | 0 | 0 | 0 | 0
Geo | 0 | 0 | 0 | 0 | 0 | 0
H | 0 | 0 | 0 | 0 | 0 | 0
LFG | 0 | 0 | 0 | 0 | 0 | 0
Nuc | 0 | 0 | 0 | 0 | 0 | 0
PS | 0 | 0 | 0 | 0 | 0 | 0
PV | 0 | 0 | 0 | 0 | 0 | 0
PeakG | 0 | 0 | 0 | 0 | 0 | 0
PeakO | 0 | 0 | 0 | 0 | 0 | 0
ST | 0 | 0 | 0 | 0 | 0 | 0
STOG | 0 | 0 | 0 | 0 | 0 | 0
STWD | 0 | 0 | 0 | 0 | 0 | 0
WT | 0 | 0 | 0 | 0 | 0 | 0
IGCC | 0 | 0 | 0 | 0 | 0 | 0
DemandResponse | 0 | 0 | 0 | 0 | 0 | 0
IGCC-CCS | 0 | 0 | 0 | 0 | 0 | 0
WT_off | 0 | 0 | 0 | 0 | 0 | 0
PseudoUnit | 0 | 0 | 0 | 0 | 0 | 0
FixedInterchange | 0 | 0 | 0 | 0 | 0 | 0
Emission Cost by Reporting Type: NonRTO_Midwest
ReportingType | 2015 | 2020 | 2025 | 2030 | 2035 | 2040
BM | 0 | 0 | 0 | 0 | 0 | 0
CC | 0 | 0 | 0 | 0 | 0 | 0
CSP | 0 | 0 | 0 | 0 | 0 | 0
CT | 0 | 0 | 0 | 0 | 0 | 0
Coal | 0 | 0 | 0 | 0 | 0 | 0
Geo | 0 | 0 | 0 | 0 | 0 | 0
H | 0 | 0 | 0 | 0 | 0 | 0
LFG | 0 | 0 | 0 | 0 | 0 | 0
Nuc | 0 | 0 | 0 | 0 | 0 | 0
PS | 0 | 0 | 0 | 0 | 0 | 0
PV | 0 | 0 | 0 | 0 | 0 | 0
PeakG | 0 | 0 | 0 | 0 | 0 | 0
PeakO | 0 | 0 | 0 | 0 | 0 | 0
ST | 0 | 0 | 0 | 0 | 0 | 0
STOG | 0 | 0 | 0 | 0 | 0 | 0
STWD | 0 | 0 | 0 | 0 | 0 | 0
WT | 0 | 0 | 0 | 0 | 0 | 0
IGCC | 0 | 0 | 0 | 0 | 0 | 0
DemandResponse | 0 | 0 | 0 | 0 | 0 | 0
IGCC-CCS | 0 | 0 | 0 | 0 | 0 | 0
WT_off | 0 | 0 | 0 | 0 | 0 | 0
PseudoUnit | 0 | 0 | 0 | 0 | 0 | 0
FixedInterchange | 0 | 0 | 0 | 0 | 0 | 0
Emission Cost by Reporting Type: NYISO_A-F
ReportingType | 2015 | 2020 | 2025 | 2030 | 2035 | 2040
BM | 0 | 0 | 0 | 0 | 0 | 0
CC | 0 | 0 | 0 | 0 | 0 | 0
CSP | 0 | 0 | 0 | 0 | 0 | 0
CT | 0 | 0 | 0 | 0 | 0 | 0
Coal | 0 | 0 | 0 | 0 | 0 | 0
Geo | 0 | 0 | 0 | 0 | 0 | 0
H | 0 | 0 | 0 | 0 | 0 | 0
LFG | 0 | 0 | 0 | 0 | 0 | 0
Nuc | 0 | 0 | 0 | 0 | 0 | 0
PS | 0 | 0 | 0 | 0 | 0 | 0
PV | 0 | 0 | 0 | 0 | 0 | 0
PeakG | 0 | 0 | 0 | 0 | 0 | 0
PeakO | 0 | 0 | 0 | 0 | 0 | 0
ST | 0 | 0 | 0 | 0 | 0 | 0
STOG | 0 | 0 | 0 | 0 | 0 | 0
STWD | 0 | 0 | 0 | 0 | 0 | 0
WT | 0 | 0 | 0 | 0 | 0 | 0
IGCC | 0 | 0 | 0 | 0 | 0 | 0
DemandResponse | 0 | 0 | 0 | 0 | 0 | 0
IGCC-CCS | 0 | 0 | 0 | 0 | 0 | 0
WT_off | 0 | 0 | 0 | 0 | 0 | 0
PseudoUnit | 0 | 0 | 0 | 0 | 0 | 0
FixedInterchange | 0 | 0 | 0 | 0 | 0 | 0
Emission Cost by Reporting Type: NYISO_G-I
ReportingType | 2015 | 2020 | 2025 | 2030 | 2035 | 2040
BM | 0 | 0 | 0 | 0 | 0 | 0
CC | 0 | 0 | 0 | 0 | 0 | 0
CSP | 0 | 0 | 0 | 0 | 0 | 0
CT | 0 | 0 | 0 | 0 | 0 | 0
Coal | 0 | 0 | 0 | 0 | 0 | 0
Geo | 0 | 0 | 0 | 0 | 0 | 0
H | 0 | 0 | 0 | 0 | 0 | 0
LFG | 0 | 0 | 0 | 0 | 0 | 0
Nuc | 0 | 0 | 0 | 0 | 0 | 0
PS | 0 | 0 | 0 | 0 | 0 | 0
PV | 0 | 0 | 0 | 0 | 0 | 0
PeakG | 0 | 0 | 0 | 0 | 0 | 0
PeakO | 0 | 0 | 0 | 0 | 0 | 0
ST | 0 | 0 | 0 | 0 | 0 | 0
STOG | 0 | 0 | 0 | 0 | 0 | 0
STWD | 0 | 0 | 0 | 0 | 0 | 0
WT | 0 | 0 | 0 | 0 | 0 | 0
IGCC | 0 | 0 | 0 | 0 | 0 | 0
DemandResponse | 0 | 0 | 0 | 0 | 0 | 0
IGCC-CCS | 0 | 0 | 0 | 0 | 0 | 0
WT_off | 0 | 0 | 0 | 0 | 0 | 0
PseudoUnit | 0 | 0 | 0 | 0 | 0 | 0
FixedInterchange | 0 | 0 | 0 | 0 | 0 | 0
Emission Cost by Reporting Type: NYISO_J-K
ReportingType | 2015 | 2020 | 2025 | 2030 | 2035 | 2040
BM | 0 | 0 | 0 | 0 | 0 | 0
CC | 0 | 0 | 0 | 0 | 0 | 0
CSP | 0 | 0 | 0 | 0 | 0 | 0
CT | 0 | 0 | 0 | 0 | 0 | 0
Coal | 0 | 0 | 0 | 0 | 0 | 0
Geo | 0 | 0 | 0 | 0 | 0 | 0
H | 0 | 0 | 0 | 0 | 0 | 0
LFG | 0 | 0 | 0 | 0 | 0 | 0
Nuc | 0 | 0 | 0 | 0 | 0 | 0
PS | 0 | 0 | 0 | 0 | 0 | 0
PV | 0 | 0 | 0 | 0 | 0 | 0
PeakG | 0 | 0 | 0 | 0 | 0 | 0
PeakO | 0 | 0 | 0 | 0 | 0 | 0
ST | 0 | 0 | 0 | 0 | 0 | 0
STOG | 0 | 0 | 0 | 0 | 0 | 0
STWD | 0 | 0 | 0 | 0 | 0 | 0
WT | 0 | 0 | 0 | 0 | 0 | 0
IGCC | 0 | 0 | 0 | 0 | 0 | 0
DemandResponse | 0 | 0 | 0 | 0 | 0 | 0
IGCC-CCS | 0 | 0 | 0 | 0 | 0 | 0
WT_off | 0 | 0 | 0 | 0 | 0 | 0
PseudoUnit | 0 | 0 | 0 | 0 | 0 | 0
FixedInterchange | 0 | 0 | 0 | 0 | 0 | 0
Emission Cost by Reporting Type: PJM_E
ReportingType | 2015 | 2020 | 2025 | 2030 | 2035 | 2040
BM | 0 | 0 | 0 | 0 | 0 | 0
CC | 0 | 0 | 0 | 0 | 0 | 0
CSP | 0 | 0 | 0 | 0 | 0 | 0
CT | 0 | 0 | 0 | 0 | 0 | 0
Coal | 0 | 0 | 0 | 0 | 0 | 0
Geo | 0 | 0 | 0 | 0 | 0 | 0
H | 0 | 0 | 0 | 0 | 0 | 0
LFG | 0 | 0 | 0 | 0 | 0 | 0
Nuc | 0 | 0 | 0 | 0 | 0 | 0
PS | 0 | 0 | 0 | 0 | 0 | 0
PV | 0 | 0 | 0 | 0 | 0 | 0
PeakG | 0 | 0 | 0 | 0 | 0 | 0
PeakO | 0 | 0 | 0 | 0 | 0 | 0
ST | 0 | 0 | 0 | 0 | 0 | 0
STOG | 0 | 0 | 0 | 0 | 0 | 0
STWD | 0 | 0 | 0 | 0 | 0 | 0
WT | 0 | 0 | 0 | 0 | 0 | 0
IGCC | 0 | 0 | 0 | 0 | 0 | 0
DemandResponse | 0 | 0 | 0 | 0 | 0 | 0
IGCC-CCS | 0 | 0 | 0 | 0 | 0 | 0
WT_off | 0 | 0 | 0 | 0 | 0 | 0
PseudoUnit | 0 | 0 | 0 | 0 | 0 | 0
FixedInterchange | 0 | 0 | 0 | 0 | 0 | 0
Emission Cost by Reporting Type: PJM_ROM
ReportingType | 2015 | 2020 | 2025 | 2030 | 2035 | 2040
BM | 0 | 0 | 0 | 0 | 0 | 0
CC | 0 | 0 | 0 | 0 | 0 | 0
CSP | 0 | 0 | 0 | 0 | 0 | 0
CT | 0 | 0 | 0 | 0 | 0 | 0
Coal | 0 | 0 | 0 | 0 | 0 | 0
Geo | 0 | 0 | 0 | 0 | 0 | 0
H | 0 | 0 | 0 | 0 | 0 | 0
LFG | 0 | 0 | 0 | 0 | 0 | 0
Nuc | 0 | 0 | 0 | 0 | 0 | 0
PS | 0 | 0 | 0 | 0 | 0 | 0
PV | 0 | 0 | 0 | 0 | 0 | 0
PeakG | 0 | 0 | 0 | 0 | 0 | 0
PeakO | 0 | 0 | 0 | 0 | 0 | 0
ST | 0 | 0 | 0 | 0 | 0 | 0
STOG | 0 | 0 | 0 | 0 | 0 | 0
STWD | 0 | 0 | 0 | 0 | 0 | 0
WT | 0 | 0 | 0 | 0 | 0 | 0
IGCC | 0 | 0 | 0 | 0 | 0 | 0
DemandResponse | 0 | 0 | 0 | 0 | 0 | 0
IGCC-CCS | 0 | 0 | 0 | 0 | 0 | 0
WT_off | 0 | 0 | 0 | 0 | 0 | 0
PseudoUnit | 0 | 0 | 0 | 0 | 0 | 0
FixedInterchange | 0 | 0 | 0 | 0 | 0 | 0
Emission Cost by Reporting Type: PJM_ROR
ReportingType | 2015 | 2020 | 2025 | 2030 | 2035 | 2040
BM | 0 | 0 | 0 | 0 | 0 | 0
CC | 0 | 0 | 0 | 0 | 0 | 0
CSP | 0 | 0 | 0 | 0 | 0 | 0
CT | 0 | 0 | 0 | 0 | 0 | 0
Coal | 0 | 0 | 0 | 0 | 0 | 0
Geo | 0 | 0 | 0 | 0 | 0 | 0
H | 0 | 0 | 0 | 0 | 0 | 0
LFG | 0 | 0 | 0 | 0 | 0 | 0
Nuc | 0 | 0 | 0 | 0 | 0 | 0
PS | 0 | 0 | 0 | 0 | 0 | 0
PV | 0 | 0 | 0 | 0 | 0 | 0
PeakG | 0 | 0 | 0 | 0 | 0 | 0
PeakO | 0 | 0 | 0 | 0 | 0 | 0
ST | 0 | 0 | 0 | 0 | 0 | 0
STOG | 0 | 0 | 0 | 0 | 0 | 0
STWD | 0 | 0 | 0 | 0 | 0 | 0
WT | 0 | 0 | 0 | 0 | 0 | 0
IGCC | 0 | 0 | 0 | 0 | 0 | 0
DemandResponse | 0 | 0 | 0 | 0 | 0 | 0
IGCC-CCS | 0 | 0 | 0 | 0 | 0 | 0
WT_off | 0 | 0 | 0 | 0 | 0 | 0
PseudoUnit | 0 | 0 | 0 | 0 | 0 | 0
FixedInterchange | 0 | 0 | 0 | 0 | 0 | 0
Emission Cost by Reporting Type: SOCO
ReportingType | 2015 | 2020 | 2025 | 2030 | 2035 | 2040
BM | 0 | 0 | 0 | 0 | 0 | 0
CC | 0 | 0 | 0 | 0 | 0 | 0
CSP | 0 | 0 | 0 | 0 | 0 | 0
CT | 0 | 0 | 0 | 0 | 0 | 0
Coal | 0 | 0 | 0 | 0 | 0 | 0
Geo | 0 | 0 | 0 | 0 | 0 | 0
H | 0 | 0 | 0 | 0 | 0 | 0
LFG | 0 | 0 | 0 | 0 | 0 | 0
Nuc | 0 | 0 | 0 | 0 | 0 | 0
PS | 0 | 0 | 0 | 0 | 0 | 0
PV | 0 | 0 | 0 | 0 | 0 | 0
PeakG | 0 | 0 | 0 | 0 | 0 | 0
PeakO | 0 | 0 | 0 | 0 | 0 | 0
ST | 0 | 0 | 0 | 0 | 0 | 0
STOG | 0 | 0 | 0 | 0 | 0 | 0
STWD | 0 | 0 | 0 | 0 | 0 | 0
WT | 0 | 0 | 0 | 0 | 0 | 0
IGCC | 0 | 0 | 0 | 0 | 0 | 0
DemandResponse | 0 | 0 | 0 | 0 | 0 | 0
IGCC-CCS | 0 | 0 | 0 | 0 | 0 | 0
WT_off | 0 | 0 | 0 | 0 | 0 | 0
PseudoUnit | 0 | 0 | 0 | 0 | 0 | 0
FixedInterchange | 0 | 0 | 0 | 0 | 0 | 0
Emission Cost by Reporting Type: SPP_N
ReportingType | 2015 | 2020 | 2025 | 2030 | 2035 | 2040
BM | 0 | 0 | 0 | 0 | 0 | 0
CC | 0 | 0 | 0 | 0 | 0 | 0
CSP | 0 | 0 | 0 | 0 | 0 | 0
CT | 0 | 0 | 0 | 0 | 0 | 0
Coal | 0 | 0 | 0 | 0 | 0 | 0
Geo | 0 | 0 | 0 | 0 | 0 | 0
H | 0 | 0 | 0 | 0 | 0 | 0
LFG | 0 | 0 | 0 | 0 | 0 | 0
Nuc | 0 | 0 | 0 | 0 | 0 | 0
PS | 0 | 0 | 0 | 0 | 0 | 0
PV | 0 | 0 | 0 | 0 | 0 | 0
PeakG | 0 | 0 | 0 | 0 | 0 | 0
PeakO | 0 | 0 | 0 | 0 | 0 | 0
ST | 0 | 0 | 0 | 0 | 0 | 0
STOG | 0 | 0 | 0 | 0 | 0 | 0
STWD | 0 | 0 | 0 | 0 | 0 | 0
WT | 0 | 0 | 0 | 0 | 0 | 0
IGCC | 0 | 0 | 0 | 0 | 0 | 0
DemandResponse | 0 | 0 | 0 | 0 | 0 | 0
IGCC-CCS | 0 | 0 | 0 | 0 | 0 | 0
WT_off | 0 | 0 | 0 | 0 | 0 | 0
PseudoUnit | 0 | 0 | 0 | 0 | 0 | 0
FixedInterchange | 0 | 0 | 0 | 0 | 0 | 0
Emission Cost by Reporting Type: SPP_S
ReportingType | 2015 | 2020 | 2025 | 2030 | 2035 | 2040
BM | 0 | 0 | 0 | 0 | 0 | 0
CC | 0 | 0 | 0 | 0 | 0 | 0
CSP | 0 | 0 | 0 | 0 | 0 | 0
CT | 0 | 0 | 0 | 0 | 0 | 0
Coal | 0 | 0 | 0 | 0 | 0 | 0
Geo | 0 | 0 | 0 | 0 | 0 | 0
H | 0 | 0 | 0 | 0 | 0 | 0
LFG | 0 | 0 | 0 | 0 | 0 | 0
Nuc | 0 | 0 | 0 | 0 | 0 | 0
PS | 0 | 0 | 0 | 0 | 0 | 0
PV | 0 | 0 | 0 | 0 | 0 | 0
PeakG | 0 | 0 | 0 | 0 | 0 | 0
PeakO | 0 | 0 | 0 | 0 | 0 | 0
ST | 0 | 0 | 0 | 0 | 0 | 0
STOG | 0 | 0 | 0 | 0 | 0 | 0
STWD | 0 | 0 | 0 | 0 | 0 | 0
WT | 0 | 0 | 0 | 0 | 0 | 0
IGCC | 0 | 0 | 0 | 0 | 0 | 0
DemandResponse | 0 | 0 | 0 | 0 | 0 | 0
IGCC-CCS | 0 | 0 | 0 | 0 | 0 | 0
WT_off | 0 | 0 | 0 | 0 | 0 | 0
PseudoUnit | 0 | 0 | 0 | 0 | 0 | 0
FixedInterchange | 0 | 0 | 0 | 0 | 0 | 0
Emission Cost by Reporting Type: TVA
ReportingType | 2015 | 2020 | 2025 | 2030 | 2035 | 2040
BM | 0 | 0 | 0 | 0 | 0 | 0
CC | 0 | 0 | 0 | 0 | 0 | 0
CSP | 0 | 0 | 0 | 0 | 0 | 0
CT | 0 | 0 | 0 | 0 | 0 | 0
Coal | 0 | 0 | 0 | 0 | 0 | 0
Geo | 0 | 0 | 0 | 0 | 0 | 0
H | 0 | 0 | 0 | 0 | 0 | 0
LFG | 0 | 0 | 0 | 0 | 0 | 0
Nuc | 0 | 0 | 0 | 0 | 0 | 0
PS | 0 | 0 | 0 | 0 | 0 | 0
PV | 0 | 0 | 0 | 0 | 0 | 0
PeakG | 0 | 0 | 0 | 0 | 0 | 0
PeakO | 0 | 0 | 0 | 0 | 0 | 0
ST | 0 | 0 | 0 | 0 | 0 | 0
STOG | 0 | 0 | 0 | 0 | 0 | 0
STWD | 0 | 0 | 0 | 0 | 0 | 0
WT | 0 | 0 | 0 | 0 | 0 | 0
IGCC | 0 | 0 | 0 | 0 | 0 | 0
DemandResponse | 0 | 0 | 0 | 0 | 0 | 0
IGCC-CCS | 0 | 0 | 0 | 0 | 0 | 0
WT_off | 0 | 0 | 0 | 0 | 0 | 0
PseudoUnit | 0 | 0 | 0 | 0 | 0 | 0
FixedInterchange | 0 | 0 | 0 | 0 | 0 | 0
Emission Cost by Reporting Type: TVA_Transmission
ReportingType | 2015 | 2020 | 2025 | 2030 | 2035 | 2040
BM | 0 | 0 | 0 | 0 | 0 | 0
CC | 0 | 0 | 0 | 0 | 0 | 0
CSP | 0 | 0 | 0 | 0 | 0 | 0
CT | 0 | 0 | 0 | 0 | 0 | 0
Coal | 0 | 0 | 0 | 0 | 0 | 0
Geo | 0 | 0 | 0 | 0 | 0 | 0
H | 0 | 0 | 0 | 0 | 0 | 0
LFG | 0 | 0 | 0 | 0 | 0 | 0
Nuc | 0 | 0 | 0 | 0 | 0 | 0
PS | 0 | 0 | 0 | 0 | 0 | 0
PV | 0 | 0 | 0 | 0 | 0 | 0
PeakG | 0 | 0 | 0 | 0 | 0 | 0
PeakO | 0 | 0 | 0 | 0 | 0 | 0
ST | 0 | 0 | 0 | 0 | 0 | 0
STOG | 0 | 0 | 0 | 0 | 0 | 0
STWD | 0 | 0 | 0 | 0 | 0 | 0
WT | 0 | 0 | 0 | 0 | 0 | 0
IGCC | 0 | 0 | 0 | 0 | 0 | 0
DemandResponse | 0 | 0 | 0 | 0 | 0 | 0
IGCC-CCS | 0 | 0 | 0 | 0 | 0 | 0
WT_off | 0 | 0 | 0 | 0 | 0 | 0
PseudoUnit | 0 | 0 | 0 | 0 | 0 | 0
FixedInterchange | 0 | 0 | 0 | 0 | 0 | 0
Emission Cost by Reporting Type: VACAR
ReportingType | 2015 | 2020 | 2025 | 2030 | 2035 | 2040
BM | 0 | 0 | 0 | 0 | 0 | 0
CC | 0 | 0 | 0 | 0 | 0 | 0
CSP | 0 | 0 | 0 | 0 | 0 | 0
CT | 0 | 0 | 0 | 0 | 0 | 0
Coal | 0 | 0 | 0 | 0 | 0 | 0
Geo | 0 | 0 | 0 | 0 | 0 | 0
H | 0 | 0 | 0 | 0 | 0 | 0
LFG | 0 | 0 | 0 | 0 | 0 | 0
Nuc | 0 | 0 | 0 | 0 | 0 | 0
PS | 0 | 0 | 0 | 0 | 0 | 0
PV | 0 | 0 | 0 | 0 | 0 | 0
PeakG | 0 | 0 | 0 | 0 | 0 | 0
PeakO | 0 | 0 | 0 | 0 | 0 | 0
ST | 0 | 0 | 0 | 0 | 0 | 0
STOG | 0 | 0 | 0 | 0 | 0 | 0
STWD | 0 | 0 | 0 | 0 | 0 | 0
WT | 0 | 0 | 0 | 0 | 0 | 0
IGCC | 0 | 0 | 0 | 0 | 0 | 0
DemandResponse | 0 | 0 | 0 | 0 | 0 | 0
IGCC-CCS | 0 | 0 | 0 | 0 | 0 | 0
WT_off | 0 | 0 | 0 | 0 | 0 | 0
PseudoUnit | 0 | 0 | 0 | 0 | 0 | 0
FixedInterchange | 0 | 0 | 0 | 0 | 0 | 0
Emission Cost by Reporting Type: IESO
ReportingType | 2015 | 2020 | 2025 | 2030 | 2035 | 2040
BM | 0 | 0 | 0 | 0 | 0 | 0
CC | 0 | 0 | 0 | 0 | 0 | 0
CSP | 0 | 0 | 0 | 0 | 0 | 0
CT | 0 | 0 | 0 | 0 | 0 | 0
Coal | 0 | 0 | 0 | 0 | 0 | 0
Geo | 0 | 0 | 0 | 0 | 0 | 0
H | 0 | 0 | 0 | 0 | 0 | 0
LFG | 0 | 0 | 0 | 0 | 0 | 0
Nuc | 0 | 0 | 0 | 0 | 0 | 0
PS | 0 | 0 | 0 | 0 | 0 | 0
PV | 0 | 0 | 0 | 0 | 0 | 0
PeakG | 0 | 0 | 0 | 0 | 0 | 0
PeakO | 0 | 0 | 0 | 0 | 0 | 0
ST | 0 | 0 | 0 | 0 | 0 | 0
STOG | 0 | 0 | 0 | 0 | 0 | 0
STWD | 0 | 0 | 0 | 0 | 0 | 0
WT | 0 | 0 | 0 | 0 | 0 | 0
IGCC | 0 | 0 | 0 | 0 | 0 | 0
DemandResponse | 0 | 0 | 0 | 0 | 0 | 0
IGCC-CCS | 0 | 0 | 0 | 0 | 0 | 0
WT_off | 0 | 0 | 0 | 0 | 0 | 0
PseudoUnit | 0 | 0 | 0 | 0 | 0 | 0
FixedInterchange | 0 | 0 | 0 | 0 | 0 | 0
Emission Cost by Reporting Type: MAPP_CA
ReportingType | 2015 | 2020 | 2025 | 2030 | 2035 | 2040
BM | 0 | 0 | 0 | 0 | 0 | 0
CC | 0 | 0 | 0 | 0 | 0 | 0
CSP | 0 | 0 | 0 | 0 | 0 | 0
CT | 0 | 0 | 0 | 0 | 0 | 0
Coal | 0 | 0 | 0 | 0 | 0 | 0
Geo | 0 | 0 | 0 | 0 | 0 | 0
H | 0 | 0 | 0 | 0 | 0 | 0
LFG | 0 | 0 | 0 | 0 | 0 | 0
Nuc | 0 | 0 | 0 | 0 | 0 | 0
PS | 0 | 0 | 0 | 0 | 0 | 0
PV | 0 | 0 | 0 | 0 | 0 | 0
PeakG | 0 | 0 | 0 | 0 | 0 | 0
PeakO | 0 | 0 | 0 | 0 | 0 | 0
ST | 0 | 0 | 0 | 0 | 0 | 0
STOG | 0 | 0 | 0 | 0 | 0 | 0
STWD | 0 | 0 | 0 | 0 | 0 | 0
WT | 0 | 0 | 0 | 0 | 0 | 0
IGCC | 0 | 0 | 0 | 0 | 0 | 0
DemandResponse | 0 | 0 | 0 | 0 | 0 | 0
IGCC-CCS | 0 | 0 | 0 | 0 | 0 | 0
WT_off | 0 | 0 | 0 | 0 | 0 | 0
PseudoUnit | 0 | 0 | 0 | 0 | 0 | 0
FixedInterchange | 0 | 0 | 0 | 0 | 0 | 0
Emission Cost by Reporting Type: AZ_NM_SNV_Coal
ReportingType | 2015 | 2020 | 2025 | 2030 | 2035 | 2040
BM | 0 | 0 | 0 | 0 | 0 | 0
CC | 0 | 0 | 0 | 0 | 0 | 0
CSP | 0 | 0 | 0 | 0 | 0 | 0
CT | 0 | 0 | 0 | 0 | 0 | 0
Coal | 0 | 0 | 0 | 0 | 0 | 0
Geo | 0 | 0 | 0 | 0 | 0 | 0
H | 0 | 0 | 0 | 0 | 0 | 0
LFG | 0 | 0 | 0 | 0 | 0 | 0
Nuc | 0 | 0 | 0 | 0 | 0 | 0
PS | 0 | 0 | 0 | 0 | 0 | 0
PV | 0 | 0 | 0 | 0 | 0 | 0
PeakG | 0 | 0 | 0 | 0 | 0 | 0
PeakO | 0 | 0 | 0 | 0 | 0 | 0
ST | 0 | 0 | 0 | 0 | 0 | 0
STOG | 0 | 0 | 0 | 0 | 0 | 0
STWD | 0 | 0 | 0 | 0 | 0 | 0
WT | 0 | 0 | 0 | 0 | 0 | 0
IGCC | 0 | 0 | 0 | 0 | 0 | 0
DemandResponse | 0 | 0 | 0 | 0 | 0 | 0
IGCC-CCS | 0 | 0 | 0 | 0 | 0 | 0
WT_off | 0 | 0 | 0 | 0 | 0 | 0
PseudoUnit | 0 | 0 | 0 | 0 | 0 | 0
FixedInterchange | 0 | 0 | 0 | 0 | 0 | 0
Emission Cost by Reporting Type: AZ_NM_SNV_Gas
ReportingType | 2015 | 2020 | 2025 | 2030 | 2035 | 2040
BM | 0 | 0 | 0 | 0 | 0 | 0
CC | 0 | 0 | 0 | 0 | 0 | 0
CSP | 0 | 0 | 0 | 0 | 0 | 0
CT | 0 | 0 | 0 | 0 | 0 | 0
Coal | 0 | 0 | 0 | 0 | 0 | 0
Geo | 0 | 0 | 0 | 0 | 0 | 0
H | 0 | 0 | 0 | 0 | 0 | 0
LFG | 0 | 0 | 0 | 0 | 0 | 0
Nuc | 0 | 0 | 0 | 0 | 0 | 0
PS | 0 | 0 | 0 | 0 | 0 | 0
PV | 0 | 0 | 0 | 0 | 0 | 0
PeakG | 0 | 0 | 0 | 0 | 0 | 0
PeakO | 0 | 0 | 0 | 0 | 0 | 0
ST | 0 | 0 | 0 | 0 | 0 | 0
STOG | 0 | 0 | 0 | 0 | 0 | 0
STWD | 0 | 0 | 0 | 0 | 0 | 0
WT | 0 | 0 | 0 | 0 | 0 | 0
IGCC | 0 | 0 | 0 | 0 | 0 | 0
DemandResponse | 0 | 0 | 0 | 0 | 0 | 0
IGCC-CCS | 0 | 0 | 0 | 0 | 0 | 0
WT_off | 0 | 0 | 0 | 0 | 0 | 0
PseudoUnit | 0 | 0 | 0 | 0 | 0 | 0
FixedInterchange | 0 | 0 | 0 | 0 | 0 | 0
Emission Cost by Reporting Type: AZ_NM_SNV_NucRenew
ReportingType | 2015 | 2020 | 2025 | 2030 | 2035 | 2040
BM | 0 | 0 | 0 | 0 | 0 | 0
CC | 0 | 0 | 0 | 0 | 0 | 0
CSP | 0 | 0 | 0 | 0 | 0 | 0
CT | 0 | 0 | 0 | 0 | 0 | 0
Coal | 0 | 0 | 0 | 0 | 0 | 0
Geo | 0 | 0 | 0 | 0 | 0 | 0
H | 0 | 0 | 0 | 0 | 0 | 0
LFG | 0 | 0 | 0 | 0 | 0 | 0
Nuc | 0 | 0 | 0 | 0 | 0 | 0
PS | 0 | 0 | 0 | 0 | 0 | 0
PV | 0 | 0 | 0 | 0 | 0 | 0
PeakG | 0 | 0 | 0 | 0 | 0 | 0
PeakO | 0 | 0 | 0 | 0 | 0 | 0
ST | 0 | 0 | 0 | 0 | 0 | 0
STOG | 0 | 0 | 0 | 0 | 0 | 0
STWD | 0 | 0 | 0 | 0 | 0 | 0
WT | 0 | 0 | 0 | 0 | 0 | 0
IGCC | 0 | 0 | 0 | 0 | 0 | 0
DemandResponse | 0 | 0 | 0 | 0 | 0 | 0
IGCC-CCS | 0 | 0 | 0 | 0 | 0 | 0
WT_off | 0 | 0 | 0 | 0 | 0 | 0
PseudoUnit | 0 | 0 | 0 | 0 | 0 | 0
FixedInterchange | 0 | 0 | 0 | 0 | 0 | 0
Emission Cost by Reporting Type: ERCOT
ReportingType | 2015 | 2020 | 2025 | 2030 | 2035 | 2040
BM | 0 | 0 | 0 | 0 | 0 | 0
CC | 0 | 0 | 0 | 0 | 0 | 0
CSP | 0 | 0 | 0 | 0 | 0 | 0
CT | 0 | 0 | 0 | 0 | 0 | 0
Coal | 0 | 0 | 0 | 0 | 0 | 0
Geo | 0 | 0 | 0 | 0 | 0 | 0
H | 0 | 0 | 0 | 0 | 0 | 0
LFG | 0 | 0 | 0 | 0 | 0 | 0
Nuc | 0 | 0 | 0 | 0 | 0 | 0
PS | 0 | 0 | 0 | 0 | 0 | 0
PV | 0 | 0 | 0 | 0 | 0 | 0
PeakG | 0 | 0 | 0 | 0 | 0 | 0
PeakO | 0 | 0 | 0 | 0 | 0 | 0
ST | 0 | 0 | 0 | 0 | 0 | 0
STOG | 0 | 0 | 0 | 0 | 0 | 0
STWD | 0 | 0 | 0 | 0 | 0 | 0
WT | 0 | 0 | 0 | 0 | 0 | 0
IGCC | 0 | 0 | 0 | 0 | 0 | 0
DemandResponse | 0 | 0 | 0 | 0 | 0 | 0
IGCC-CCS | 0 | 0 | 0 | 0 | 0 | 0
WT_off | 0 | 0 | 0 | 0 | 0 | 0
PseudoUnit | 0 | 0 | 0 | 0 | 0 | 0
FixedInterchange | 0 | 0 | 0 | 0 | 0 | 0
Emission Cost by Reporting Type: NP15
ReportingType | 2015 | 2020 | 2025 | 2030 | 2035 | 2040
BM | 0 | 0 | 0 | 0 | 0 | 0
CC | 0 | 0 | 0 | 0 | 0 | 0
CSP | 0 | 0 | 0 | 0 | 0 | 0
CT | 0 | 0 | 0 | 0 | 0 | 0
Coal | 0 | 0 | 0 | 0 | 0 | 0
Geo | 0 | 0 | 0 | 0 | 0 | 0
H | 0 | 0 | 0 | 0 | 0 | 0
LFG | 0 | 0 | 0 | 0 | 0 | 0
Nuc | 0 | 0 | 0 | 0 | 0 | 0
PS | 0 | 0 | 0 | 0 | 0 | 0
PV | 0 | 0 | 0 | 0 | 0 | 0
PeakG | 0 | 0 | 0 | 0 | 0 | 0
PeakO | 0 | 0 | 0 | 0 | 0 | 0
ST | 0 | 0 | 0 | 0 | 0 | 0
STOG | 0 | 0 | 0 | 0 | 0 | 0
STWD | 0 | 0 | 0 | 0 | 0 | 0
WT | 0 | 0 | 0 | 0 | 0 | 0
IGCC | 0 | 0 | 0 | 0 | 0 | 0
DemandResponse | 0 | 0 | 0 | 0 | 0 | 0
IGCC-CCS | 0 | 0 | 0 | 0 | 0 | 0
WT_off | 0 | 0 | 0 | 0 | 0 | 0
PseudoUnit | 0 | 0 | 0 | 0 | 0 | 0
FixedInterchange | 0 | 0 | 0 | 0 | 0 | 0
Emission Cost by Reporting Type: NWPP_Coal
ReportingType | 2015 | 2020 | 2025 | 2030 | 2035 | 2040
BM | 0 | 0 | 0 | 0 | 0 | 0
CC | 0 | 0 | 0 | 0 | 0 | 0
CSP | 0 | 0 | 0 | 0 | 0 | 0
CT | 0 | 0 | 0 | 0 | 0 | 0
Coal | 0 | 0 | 0 | 0 | 0 | 0
Geo | 0 | 0 | 0 | 0 | 0 | 0
H | 0 | 0 | 0 | 0 | 0 | 0
LFG | 0 | 0 | 0 | 0 | 0 | 0
Nuc | 0 | 0 | 0 | 0 | 0 | 0
PS | 0 | 0 | 0 | 0 | 0 | 0
PV | 0 | 0 | 0 | 0 | 0 | 0
PeakG | 0 | 0 | 0 | 0 | 0 | 0
PeakO | 0 | 0 | 0 | 0 | 0 | 0
ST | 0 | 0 | 0 | 0 | 0 | 0
STOG | 0 | 0 | 0 | 0 | 0 | 0
STWD | 0 | 0 | 0 | 0 | 0 | 0
WT | 0 | 0 | 0 | 0 | 0 | 0
IGCC | 0 | 0 | 0 | 0 | 0 | 0
DemandResponse | 0 | 0 | 0 | 0 | 0 | 0
IGCC-CCS | 0 | 0 | 0 | 0 | 0 | 0
WT_off | 0 | 0 | 0 | 0 | 0 | 0
PseudoUnit | 0 | 0 | 0 | 0 | 0 | 0
FixedInterchange | 0 | 0 | 0 | 0 | 0 | 0
Emission Cost by Reporting Type: NWPP_Gas
ReportingType | 2015 | 2020 | 2025 | 2030 | 2035 | 2040
BM | 0 | 0 | 0 | 0 | 0 | 0
CC | 0 | 0 | 0 | 0 | 0 | 0
CSP | 0 | 0 | 0 | 0 | 0 | 0
CT | 0 | 0 | 0 | 0 | 0 | 0
Coal | 0 | 0 | 0 | 0 | 0 | 0
Geo | 0 | 0 | 0 | 0 | 0 | 0
H | 0 | 0 | 0 | 0 | 0 | 0
LFG | 0 | 0 | 0 | 0 | 0 | 0
Nuc | 0 | 0 | 0 | 0 | 0 | 0
PS | 0 | 0 | 0 | 0 | 0 | 0
PV | 0 | 0 | 0 | 0 | 0 | 0
PeakG | 0 | 0 | 0 | 0 | 0 | 0
PeakO | 0 | 0 | 0 | 0 | 0 | 0
ST | 0 | 0 | 0 | 0 | 0 | 0
STOG | 0 | 0 | 0 | 0 | 0 | 0
STWD | 0 | 0 | 0 | 0 | 0 | 0
WT | 0 | 0 | 0 | 0 | 0 | 0
IGCC | 0 | 0 | 0 | 0 | 0 | 0
DemandResponse | 0 | 0 | 0 | 0 | 0 | 0
IGCC-CCS | 0 | 0 | 0 | 0 | 0 | 0
WT_off | 0 | 0 | 0 | 0 | 0 | 0
PseudoUnit | 0 | 0 | 0 | 0 | 0 | 0
FixedInterchange | 0 | 0 | 0 | 0 | 0 | 0
Emission Cost by Reporting Type: NWPP_NucRenew
ReportingType | 2015 | 2020 | 2025 | 2030 | 2035 | 2040
BM | 0 | 0 | 0 | 0 | 0 | 0
CC | 0 | 0 | 0 | 0 | 0 | 0
CSP | 0 | 0 | 0 | 0 | 0 | 0
CT | 0 | 0 | 0 | 0 | 0 | 0
Coal | 0 | 0 | 0 | 0 | 0 | 0
Geo | 0 | 0 | 0 | 0 | 0 | 0
H | 0 | 0 | 0 | 0 | 0 | 0
LFG | 0 | 0 | 0 | 0 | 0 | 0
Nuc | 0 | 0 | 0 | 0 | 0 | 0
PS | 0 | 0 | 0 | 0 | 0 | 0
PV | 0 | 0 | 0 | 0 | 0 | 0
PeakG | 0 | 0 | 0 | 0 | 0 | 0
PeakO | 0 | 0 | 0 | 0 | 0 | 0
ST | 0 | 0 | 0 | 0 | 0 | 0
STOG | 0 | 0 | 0 | 0 | 0 | 0
STWD | 0 | 0 | 0 | 0 | 0 | 0
WT | 0 | 0 | 0 | 0 | 0 | 0
IGCC | 0 | 0 | 0 | 0 | 0 | 0
DemandResponse | 0 | 0 | 0 | 0 | 0 | 0
IGCC-CCS | 0 | 0 | 0 | 0 | 0 | 0
WT_off | 0 | 0 | 0 | 0 | 0 | 0
PseudoUnit | 0 | 0 | 0 | 0 | 0 | 0
FixedInterchange | 0 | 0 | 0 | 0 | 0 | 0
Emission Cost by Reporting Type: RMPA
ReportingType | 2015 | 2020 | 2025 | 2030 | 2035 | 2040
BM | 0 | 0 | 0 | 0 | 0 | 0
CC | 0 | 0 | 0 | 0 | 0 | 0
CSP | 0 | 0 | 0 | 0 | 0 | 0
CT | 0 | 0 | 0 | 0 | 0 | 0
Coal | 0 | 0 | 0 | 0 | 0 | 0
Geo | 0 | 0 | 0 | 0 | 0 | 0
H | 0 | 0 | 0 | 0 | 0 | 0
LFG | 0 | 0 | 0 | 0 | 0 | 0
Nuc | 0 | 0 | 0 | 0 | 0 | 0
PS | 0 | 0 | 0 | 0 | 0 | 0
PV | 0 | 0 | 0 | 0 | 0 | 0
PeakG | 0 | 0 | 0 | 0 | 0 | 0
PeakO | 0 | 0 | 0 | 0 | 0 | 0
ST | 0 | 0 | 0 | 0 | 0 | 0
STOG | 0 | 0 | 0 | 0 | 0 | 0
STWD | 0 | 0 | 0 | 0 | 0 | 0
WT | 0 | 0 | 0 | 0 | 0 | 0
IGCC | 0 | 0 | 0 | 0 | 0 | 0
DemandResponse | 0 | 0 | 0 | 0 | 0 | 0
IGCC-CCS | 0 | 0 | 0 | 0 | 0 | 0
WT_off | 0 | 0 | 0 | 0 | 0 | 0
PseudoUnit | 0 | 0 | 0 | 0 | 0 | 0
FixedInterchange | 0 | 0 | 0 | 0 | 0 | 0
Emission Cost by Reporting Type: SP15
ReportingType | 2015 | 2020 | 2025 | 2030 | 2035 | 2040
BM | 0 | 0 | 0 | 0 | 0 | 0
CC | 0 | 0 | 0 | 0 | 0 | 0
CSP | 0 | 0 | 0 | 0 | 0 | 0
CT | 0 | 0 | 0 | 0 | 0 | 0
Coal | 0 | 0 | 0 | 0 | 0 | 0
Geo | 0 | 0 | 0 | 0 | 0 | 0
H | 0 | 0 | 0 | 0 | 0 | 0
LFG | 0 | 0 | 0 | 0 | 0 | 0
Nuc | 0 | 0 | 0 | 0 | 0 | 0
PS | 0 | 0 | 0 | 0 | 0 | 0
PV | 0 | 0 | 0 | 0 | 0 | 0
PeakG | 0 | 0 | 0 | 0 | 0 | 0
PeakO | 0 | 0 | 0 | 0 | 0 | 0
ST | 0 | 0 | 0 | 0 | 0 | 0
STOG | 0 | 0 | 0 | 0 | 0 | 0
STWD | 0 | 0 | 0 | 0 | 0 | 0
WT | 0 | 0 | 0 | 0 | 0 | 0
IGCC | 0 | 0 | 0 | 0 | 0 | 0
DemandResponse | 0 | 0 | 0 | 0 | 0 | 0
IGCC-CCS | 0 | 0 | 0 | 0 | 0 | 0
WT_off | 0 | 0 | 0 | 0 | 0 | 0
PseudoUnit | 0 | 0 | 0 | 0 | 0 | 0
FixedInterchange | 0 | 0 | 0 | 0 | 0 | 0
Emission Cost by Reporting Type: ALB
ReportingType | 2015 | 2020 | 2025 | 2030 | 2035 | 2040
BM | 0 | 0 | 0 | 0 | 0 | 0
CC | 0 | 0 | 0 | 0 | 0 | 0
CSP | 0 | 0 | 0 | 0 | 0 | 0
CT | 0 | 0 | 0 | 0 | 0 | 0
Coal | 0 | 0 | 0 | 0 | 0 | 0
Geo | 0 | 0 | 0 | 0 | 0 | 0
H | 0 | 0 | 0 | 0 | 0 | 0
LFG | 0 | 0 | 0 | 0 | 0 | 0
Nuc | 0 | 0 | 0 | 0 | 0 | 0
PS | 0 | 0 | 0 | 0 | 0 | 0
PV | 0 | 0 | 0 | 0 | 0 | 0
PeakG | 0 | 0 | 0 | 0 | 0 | 0
PeakO | 0 | 0 | 0 | 0 | 0 | 0
ST | 0 | 0 | 0 | 0 | 0 | 0
STOG | 0 | 0 | 0 | 0 | 0 | 0
STWD | 0 | 0 | 0 | 0 | 0 | 0
WT | 0 | 0 | 0 | 0 | 0 | 0
IGCC | 0 | 0 | 0 | 0 | 0 | 0
DemandResponse | 0 | 0 | 0 | 0 | 0 | 0
IGCC-CCS | 0 | 0 | 0 | 0 | 0 | 0
WT_off | 0 | 0 | 0 | 0 | 0 | 0
PseudoUnit | 0 | 0 | 0 | 0 | 0 | 0
FixedInterchange | 0 | 0 | 0 | 0 | 0 | 0
Emission Cost by Reporting Type: BC
ReportingType | 2015 | 2020 | 2025 | 2030 | 2035 | 2040
BM | 0 | 0 | 0 | 0 | 0 | 0
CC | 0 | 0 | 0 | 0 | 0 | 0
CSP | 0 | 0 | 0 | 0 | 0 | 0
CT | 0 | 0 | 0 | 0 | 0 | 0
Coal | 0 | 0 | 0 | 0 | 0 | 0
Geo | 0 | 0 | 0 | 0 | 0 | 0
H | 0 | 0 | 0 | 0 | 0 | 0
LFG | 0 | 0 | 0 | 0 | 0 | 0
Nuc | 0 | 0 | 0 | 0 | 0 | 0
PS | 0 | 0 | 0 | 0 | 0 | 0
PV | 0 | 0 | 0 | 0 | 0 | 0
PeakG | 0 | 0 | 0 | 0 | 0 | 0
PeakO | 0 | 0 | 0 | 0 | 0 | 0
ST | 0 | 0 | 0 | 0 | 0 | 0
STOG | 0 | 0 | 0 | 0 | 0 | 0
STWD | 0 | 0 | 0 | 0 | 0 | 0
WT | 0 | 0 | 0 | 0 | 0 | 0
IGCC | 0 | 0 | 0 | 0 | 0 | 0
DemandResponse | 0 | 0 | 0 | 0 | 0 | 0
IGCC-CCS | 0 | 0 | 0 | 0 | 0 | 0
WT_off | 0 | 0 | 0 | 0 | 0 | 0
PseudoUnit | 0 | 0 | 0 | 0 | 0 | 0
FixedInterchange | 0 | 0 | 0 | 0 | 0 | 0
Emission Cost by Reporting Type: HQ_IESO
ReportingType | 2015 | 2020 | 2025 | 2030 | 2035 | 2040
BM | 0 | 0 | 0 | 0 | 0 | 0
CC | 0 | 0 | 0 | 0 | 0 | 0
CSP | 0 | 0 | 0 | 0 | 0 | 0
CT | 0 | 0 | 0 | 0 | 0 | 0
Coal | 0 | 0 | 0 | 0 | 0 | 0
Geo | 0 | 0 | 0 | 0 | 0 | 0
H | 0 | 0 | 0 | 0 | 0 | 0
LFG | 0 | 0 | 0 | 0 | 0 | 0
Nuc | 0 | 0 | 0 | 0 | 0 | 0
PS | 0 | 0 | 0 | 0 | 0 | 0
PV | 0 | 0 | 0 | 0 | 0 | 0
PeakG | 0 | 0 | 0 | 0 | 0 | 0
PeakO | 0 | 0 | 0 | 0 | 0 | 0
ST | 0 | 0 | 0 | 0 | 0 | 0
STOG | 0 | 0 | 0 | 0 | 0 | 0
STWD | 0 | 0 | 0 | 0 | 0 | 0
WT | 0 | 0 | 0 | 0 | 0 | 0
IGCC | 0 | 0 | 0 | 0 | 0 | 0
DemandResponse | 0 | 0 | 0 | 0 | 0 | 0
IGCC-CCS | 0 | 0 | 0 | 0 | 0 | 0
WT_off | 0 | 0 | 0 | 0 | 0 | 0
PseudoUnit | 0 | 0 | 0 | 0 | 0 | 0
FixedInterchange | 0 | 0 | 0 | 0 | 0 | 0
Emission Cost by Reporting Type: HQ_NEISO
ReportingType | 2015 | 2020 | 2025 | 2030 | 2035 | 2040
BM | 0 | 0 | 0 | 0 | 0 | 0
CC | 0 | 0 | 0 | 0 | 0 | 0
CSP | 0 | 0 | 0 | 0 | 0 | 0
CT | 0 | 0 | 0 | 0 | 0 | 0
Coal | 0 | 0 | 0 | 0 | 0 | 0
Geo | 0 | 0 | 0 | 0 | 0 | 0
H | 0 | 0 | 0 | 0 | 0 | 0
LFG | 0 | 0 | 0 | 0 | 0 | 0
Nuc | 0 | 0 | 0 | 0 | 0 | 0
PS | 0 | 0 | 0 | 0 | 0 | 0
PV | 0 | 0 | 0 | 0 | 0 | 0
PeakG | 0 | 0 | 0 | 0 | 0 | 0
PeakO | 0 | 0 | 0 | 0 | 0 | 0
ST | 0 | 0 | 0 | 0 | 0 | 0
STOG | 0 | 0 | 0 | 0 | 0 | 0
STWD | 0 | 0 | 0 | 0 | 0 | 0
WT | 0 | 0 | 0 | 0 | 0 | 0
IGCC | 0 | 0 | 0 | 0 | 0 | 0
DemandResponse | 0 | 0 | 0 | 0 | 0 | 0
IGCC-CCS | 0 | 0 | 0 | 0 | 0 | 0
WT_off | 0 | 0 | 0 | 0 | 0 | 0
PseudoUnit | 0 | 0 | 0 | 0 | 0 | 0
FixedInterchange | 0 | 0 | 0 | 0 | 0 | 0
Emission Cost by Reporting Type: HQ_NY
ReportingType | 2015 | 2020 | 2025 | 2030 | 2035 | 2040
BM | 0 | 0 | 0 | 0 | 0 | 0
CC | 0 | 0 | 0 | 0 | 0 | 0
CSP | 0 | 0 | 0 | 0 | 0 | 0
CT | 0 | 0 | 0 | 0 | 0 | 0
Coal | 0 | 0 | 0 | 0 | 0 | 0
Geo | 0 | 0 | 0 | 0 | 0 | 0
H | 0 | 0 | 0 | 0 | 0 | 0
LFG | 0 | 0 | 0 | 0 | 0 | 0
Nuc | 0 | 0 | 0 | 0 | 0 | 0
PS | 0 | 0 | 0 | 0 | 0 | 0
PV | 0 | 0 | 0 | 0 | 0 | 0
PeakG | 0 | 0 | 0 | 0 | 0 | 0
PeakO | 0 | 0 | 0 | 0 | 0 | 0
ST | 0 | 0 | 0 | 0 | 0 | 0
STOG | 0 | 0 | 0 | 0 | 0 | 0
STWD | 0 | 0 | 0 | 0 | 0 | 0
WT | 0 | 0 | 0 | 0 | 0 | 0
IGCC | 0 | 0 | 0 | 0 | 0 | 0
DemandResponse | 0 | 0 | 0 | 0 | 0 | 0
IGCC-CCS | 0 | 0 | 0 | 0 | 0 | 0
WT_off | 0 | 0 | 0 | 0 | 0 | 0
PseudoUnit | 0 | 0 | 0 | 0 | 0 | 0
FixedInterchange | 0 | 0 | 0 | 0 | 0 | 0
Emission Cost by Reporting Type: MARITIMES
ReportingType | 2015 | 2020 | 2025 | 2030 | 2035 | 2040
BM | 0 | 0 | 0 | 0 | 0 | 0
CC | 0 | 0 | 0 | 0 | 0 | 0
CSP | 0 | 0 | 0 | 0 | 0 | 0
CT | 0 | 0 | 0 | 0 | 0 | 0
Coal | 0 | 0 | 0 | 0 | 0 | 0
Geo | 0 | 0 | 0 | 0 | 0 | 0
H | 0 | 0 | 0 | 0 | 0 | 0
LFG | 0 | 0 | 0 | 0 | 0 | 0
Nuc | 0 | 0 | 0 | 0 | 0 | 0
PS | 0 | 0 | 0 | 0 | 0 | 0
PV | 0 | 0 | 0 | 0 | 0 | 0
PeakG | 0 | 0 | 0 | 0 | 0 | 0
PeakO | 0 | 0 | 0 | 0 | 0 | 0
ST | 0 | 0 | 0 | 0 | 0 | 0
STOG | 0 | 0 | 0 | 0 | 0 | 0
STWD | 0 | 0 | 0 | 0 | 0 | 0
WT | 0 | 0 | 0 | 0 | 0 | 0
IGCC | 0 | 0 | 0 | 0 | 0 | 0
DemandResponse | 0 | 0 | 0 | 0 | 0 | 0
IGCC-CCS | 0 | 0 | 0 | 0 | 0 | 0
WT_off | 0 | 0 | 0 | 0 | 0 | 0
PseudoUnit | 0 | 0 | 0 | 0 | 0 | 0
FixedInterchange | 0 | 0 | 0 | 0 | 0 | 0
Emission Cost by Reporting Type: All
ReportingType | 2015 | 2020 | 2025 | 2030 | 2035 | 2040
BM | 0 | 0 | 0 | 0 | 0 | 0
CC | 0 | 0 | 0 | 0 | 0 | 0
CSP | 0 | 0 | 0 | 0 | 0 | 0
CT | 0 | 0 | 0 | 0 | 0 | 0
Coal | 0 | 0 | 0 | 0 | 0 | 0
Geo | 0 | 0 | 0 | 0 | 0 | 0
H | 0 | 0 | 0 | 0 | 0 | 0
LFG | 0 | 0 | 0 | 0 | 0 | 0
Nuc | 0 | 0 | 0 | 0 | 0 | 0
PS | 0 | 0 | 0 | 0 | 0 | 0
PV | 0 | 0 | 0 | 0 | 0 | 0
PeakG | 0 | 0 | 0 | 0 | 0 | 0
PeakO | 0 | 0 | 0 | 0 | 0 | 0
ST | 0 | 0 | 0 | 0 | 0 | 0
STOG | 0 | 0 | 0 | 0 | 0 | 0
STWD | 0 | 0 | 0 | 0 | 0 | 0
WT | 0 | 0 | 0 | 0 | 0 | 0
IGCC | 0 | 0 | 0 | 0 | 0 | 0
DemandResponse | 0 | 0 | 0 | 0 | 0 | 0
IGCC-CCS | 0 | 0 | 0 | 0 | 0 | 0
WT_off | 0 | 0 | 0 | 0 | 0 | 0
PseudoUnit | 0 | 0 | 0 | 0 | 0 | 0
FixedInterchange | 0 | 0 | 0 | 0 | 0 | 0
Emission Cost by Reporting Type: EI_US
ReportingType | 2015 | 2020 | 2025 | 2030 | 2035 | 2040
BM | 0 | 0 | 0 | 0 | 0 | 0
CC | 0 | 0 | 0 | 0 | 0 | 0
CSP | 0 | 0 | 0 | 0 | 0 | 0
CT | 0 | 0 | 0 | 0 | 0 | 0
Coal | 0 | 0 | 0 | 0 | 0 | 0
Geo | 0 | 0 | 0 | 0 | 0 | 0
H | 0 | 0 | 0 | 0 | 0 | 0
LFG | 0 | 0 | 0 | 0 | 0 | 0
Nuc | 0 | 0 | 0 | 0 | 0 | 0
PS | 0 | 0 | 0 | 0 | 0 | 0
PV | 0 | 0 | 0 | 0 | 0 | 0
PeakG | 0 | 0 | 0 | 0 | 0 | 0
PeakO | 0 | 0 | 0 | 0 | 0 | 0
ST | 0 | 0 | 0 | 0 | 0 | 0
STOG | 0 | 0 | 0 | 0 | 0 | 0
STWD | 0 | 0 | 0 | 0 | 0 | 0
WT | 0 | 0 | 0 | 0 | 0 | 0
IGCC | 0 | 0 | 0 | 0 | 0 | 0
DemandResponse | 0 | 0 | 0 | 0 | 0 | 0
IGCC-CCS | 0 | 0 | 0 | 0 | 0 | 0
WT_off | 0 | 0 | 0 | 0 | 0 | 0
PseudoUnit | 0 | 0 | 0 | 0 | 0 | 0
FixedInterchange | 0 | 0 | 0 | 0 | 0 | 0
Emission Cost by Reporting Type: EI_Canada
ReportingType | 2015 | 2020 | 2025 | 2030 | 2035 | 2040
BM | 0 | 0 | 0 | 0 | 0 | 0
CC | 0 | 0 | 0 | 0 | 0 | 0
CSP | 0 | 0 | 0 | 0 | 0 | 0
CT | 0 | 0 | 0 | 0 | 0 | 0
Coal | 0 | 0 | 0 | 0 | 0 | 0
Geo | 0 | 0 | 0 | 0 | 0 | 0
H | 0 | 0 | 0 | 0 | 0 | 0
LFG | 0 | 0 | 0 | 0 | 0 | 0
Nuc | 0 | 0 | 0 | 0 | 0 | 0
PS | 0 | 0 | 0 | 0 | 0 | 0
PV | 0 | 0 | 0 | 0 | 0 | 0
PeakG | 0 | 0 | 0 | 0 | 0 | 0
PeakO | 0 | 0 | 0 | 0 | 0 | 0
ST | 0 | 0 | 0 | 0 | 0 | 0
STOG | 0 | 0 | 0 | 0 | 0 | 0
STWD | 0 | 0 | 0 | 0 | 0 | 0
WT | 0 | 0 | 0 | 0 | 0 | 0
IGCC | 0 | 0 | 0 | 0 | 0 | 0
DemandResponse | 0 | 0 | 0 | 0 | 0 | 0
IGCC-CCS | 0 | 0 | 0 | 0 | 0 | 0
WT_off | 0 | 0 | 0 | 0 | 0 | 0
PseudoUnit | 0 | 0 | 0 | 0 | 0 | 0
FixedInterchange | 0 | 0 | 0 | 0 | 0 | 0
Emission Cost by Reporting Type: EI
ReportingType | 2015 | 2020 | 2025 | 2030 | 2035 | 2040
BM | 0 | 0 | 0 | 0 | 0 | 0
CC | 0 | 0 | 0 | 0 | 0 | 0
CSP | 0 | 0 | 0 | 0 | 0 | 0
CT | 0 | 0 | 0 | 0 | 0 | 0
Coal | 0 | 0 | 0 | 0 | 0 | 0
Geo | 0 | 0 | 0 | 0 | 0 | 0
H | 0 | 0 | 0 | 0 | 0 | 0
LFG | 0 | 0 | 0 | 0 | 0 | 0
Nuc | 0 | 0 | 0 | 0 | 0 | 0
PS | 0 | 0 | 0 | 0 | 0 | 0
PV | 0 | 0 | 0 | 0 | 0 | 0
PeakG | 0 | 0 | 0 | 0 | 0 | 0
PeakO | 0 | 0 | 0 | 0 | 0 | 0
ST | 0 | 0 | 0 | 0 | 0 | 0
STOG | 0 | 0 | 0 | 0 | 0 | 0
STWD | 0 | 0 | 0 | 0 | 0 | 0
WT | 0 | 0 | 0 | 0 | 0 | 0
IGCC | 0 | 0 | 0 | 0 | 0 | 0
DemandResponse | 0 | 0 | 0 | 0 | 0 | 0
IGCC-CCS | 0 | 0 | 0 | 0 | 0 | 0
WT_off | 0 | 0 | 0 | 0 | 0 | 0
PseudoUnit | 0 | 0 | 0 | 0 | 0 | 0
FixedInterchange | 0 | 0 | 0 | 0 | 0 | 0
Emission Cost by Reporting Type: Outside_EI
ReportingType | 2015 | 2020 | 2025 | 2030 | 2035 | 2040
BM | 0 | 0 | 0 | 0 | 0 | 0
CC | 0 | 0 | 0 | 0 | 0 | 0
CSP | 0 | 0 | 0 | 0 | 0 | 0
CT | 0 | 0 | 0 | 0 | 0 | 0
Coal | 0 | 0 | 0 | 0 | 0 | 0
Geo | 0 | 0 | 0 | 0 | 0 | 0
H | 0 | 0 | 0 | 0 | 0 | 0
LFG | 0 | 0 | 0 | 0 | 0 | 0
Nuc | 0 | 0 | 0 | 0 | 0 | 0
PS | 0 | 0 | 0 | 0 | 0 | 0
PV | 0 | 0 | 0 | 0 | 0 | 0
PeakG | 0 | 0 | 0 | 0 | 0 | 0
PeakO | 0 | 0 | 0 | 0 | 0 | 0
ST | 0 | 0 | 0 | 0 | 0 | 0
STOG | 0 | 0 | 0 | 0 | 0 | 0
STWD | 0 | 0 | 0 | 0 | 0 | 0
WT | 0 | 0 | 0 | 0 | 0 | 0
IGCC | 0 | 0 | 0 | 0 | 0 | 0
DemandResponse | 0 | 0 | 0 | 0 | 0 | 0
IGCC-CCS | 0 | 0 | 0 | 0 | 0 | 0
WT_off | 0 | 0 | 0 | 0 | 0 | 0
PseudoUnit | 0 | 0 | 0 | 0 | 0 | 0
FixedInterchange | 0 | 0 | 0 | 0 | 0 | 0
==== Emission Program: CAMR : (Hg) ====
Emission Cost by Reporting Type: Entergy
ReportingType | 2015 | 2020 | 2025 | 2030 | 2035 | 2040
BM | 0 | 0 | 0 | 0 | 0 | 0
CC | 0 | 0 | 0 | 0 | 0 | 0
CSP | 0 | 0 | 0 | 0 | 0 | 0
CT | 0 | 0 | 0 | 0 | 0 | 0
Coal | 0 | 0 | 0 | 0 | 0 | 0
Geo | 0 | 0 | 0 | 0 | 0 | 0
H | 0 | 0 | 0 | 0 | 0 | 0
LFG | 0 | 0 | 0 | 0 | 0 | 0
Nuc | 0 | 0 | 0 | 0 | 0 | 0
PS | 0 | 0 | 0 | 0 | 0 | 0
PV | 0 | 0 | 0 | 0 | 0 | 0
PeakG | 0 | 0 | 0 | 0 | 0 | 0
PeakO | 0 | 0 | 0 | 0 | 0 | 0
ST | 0 | 0 | 0 | 0 | 0 | 0
STOG | 0 | 0 | 0 | 0 | 0 | 0
STWD | 0 | 0 | 0 | 0 | 0 | 0
WT | 0 | 0 | 0 | 0 | 0 | 0
IGCC | 0 | 0 | 0 | 0 | 0 | 0
DemandResponse | 0 | 0 | 0 | 0 | 0 | 0
IGCC-CCS | 0 | 0 | 0 | 0 | 0 | 0
WT_off | 0 | 0 | 0 | 0 | 0 | 0
PseudoUnit | 0 | 0 | 0 | 0 | 0 | 0
FixedInterchange | 0 | 0 | 0 | 0 | 0 | 0
Emission Cost by Reporting Type: FRCC
ReportingType | 2015 | 2020 | 2025 | 2030 | 2035 | 2040
BM | 0 | 0 | 0 | 0 | 0 | 0
CC | 0 | 0 | 0 | 0 | 0 | 0
CSP | 0 | 0 | 0 | 0 | 0 | 0
CT | 0 | 0 | 0 | 0 | 0 | 0
Coal | 0 | 0 | 0 | 0 | 0 | 0
Geo | 0 | 0 | 0 | 0 | 0 | 0
H | 0 | 0 | 0 | 0 | 0 | 0
LFG | 0 | 0 | 0 | 0 | 0 | 0
Nuc | 0 | 0 | 0 | 0 | 0 | 0
PS | 0 | 0 | 0 | 0 | 0 | 0
PV | 0 | 0 | 0 | 0 | 0 | 0
PeakG | 0 | 0 | 0 | 0 | 0 | 0
PeakO | 0 | 0 | 0 | 0 | 0 | 0
ST | 0 | 0 | 0 | 0 | 0 | 0
STOG | 0 | 0 | 0 | 0 | 0 | 0
STWD | 0 | 0 | 0 | 0 | 0 | 0
WT | 0 | 0 | 0 | 0 | 0 | 0
IGCC | 0 | 0 | 0 | 0 | 0 | 0
DemandResponse | 0 | 0 | 0 | 0 | 0 | 0
IGCC-CCS | 0 | 0 | 0 | 0 | 0 | 0
WT_off | 0 | 0 | 0 | 0 | 0 | 0
PseudoUnit | 0 | 0 | 0 | 0 | 0 | 0
FixedInterchange | 0 | 0 | 0 | 0 | 0 | 0
Emission Cost by Reporting Type: MAPP_US
ReportingType | 2015 | 2020 | 2025 | 2030 | 2035 | 2040
BM | 0 | 0 | 0 | 0 | 0 | 0
CC | 0 | 0 | 0 | 0 | 0 | 0
CSP | 0 | 0 | 0 | 0 | 0 | 0
CT | 0 | 0 | 0 | 0 | 0 | 0
Coal | 0 | 0 | 0 | 0 | 0 | 0
Geo | 0 | 0 | 0 | 0 | 0 | 0
H | 0 | 0 | 0 | 0 | 0 | 0
LFG | 0 | 0 | 0 | 0 | 0 | 0
Nuc | 0 | 0 | 0 | 0 | 0 | 0
PS | 0 | 0 | 0 | 0 | 0 | 0
PV | 0 | 0 | 0 | 0 | 0 | 0
PeakG | 0 | 0 | 0 | 0 | 0 | 0
PeakO | 0 | 0 | 0 | 0 | 0 | 0
ST | 0 | 0 | 0 | 0 | 0 | 0
STOG | 0 | 0 | 0 | 0 | 0 | 0
STWD | 0 | 0 | 0 | 0 | 0 | 0
WT | 0 | 0 | 0 | 0 | 0 | 0
IGCC | 0 | 0 | 0 | 0 | 0 | 0
DemandResponse | 0 | 0 | 0 | 0 | 0 | 0
IGCC-CCS | 0 | 0 | 0 | 0 | 0 | 0
WT_off | 0 | 0 | 0 | 0 | 0 | 0
PseudoUnit | 0 | 0 | 0 | 0 | 0 | 0
FixedInterchange | 0 | 0 | 0 | 0 | 0 | 0
Emission Cost by Reporting Type: MISO_IN
ReportingType | 2015 | 2020 | 2025 | 2030 | 2035 | 2040
BM | 0 | 0 | 0 | 0 | 0 | 0
CC | 0 | 0 | 0 | 0 | 0 | 0
CSP | 0 | 0 | 0 | 0 | 0 | 0
CT | 0 | 0 | 0 | 0 | 0 | 0
Coal | 0 | 0 | 0 | 0 | 0 | 0
Geo | 0 | 0 | 0 | 0 | 0 | 0
H | 0 | 0 | 0 | 0 | 0 | 0
LFG | 0 | 0 | 0 | 0 | 0 | 0
Nuc | 0 | 0 | 0 | 0 | 0 | 0
PS | 0 | 0 | 0 | 0 | 0 | 0
PV | 0 | 0 | 0 | 0 | 0 | 0
PeakG | 0 | 0 | 0 | 0 | 0 | 0
PeakO | 0 | 0 | 0 | 0 | 0 | 0
ST | 0 | 0 | 0 | 0 | 0 | 0
STOG | 0 | 0 | 0 | 0 | 0 | 0
STWD | 0 | 0 | 0 | 0 | 0 | 0
WT | 0 | 0 | 0 | 0 | 0 | 0
IGCC | 0 | 0 | 0 | 0 | 0 | 0
DemandResponse | 0 | 0 | 0 | 0 | 0 | 0
IGCC-CCS | 0 | 0 | 0 | 0 | 0 | 0
WT_off | 0 | 0 | 0 | 0 | 0 | 0
PseudoUnit | 0 | 0 | 0 | 0 | 0 | 0
FixedInterchange | 0 | 0 | 0 | 0 | 0 | 0
Emission Cost by Reporting Type: MISO_MI
ReportingType | 2015 | 2020 | 2025 | 2030 | 2035 | 2040
BM | 0 | 0 | 0 | 0 | 0 | 0
CC | 0 | 0 | 0 | 0 | 0 | 0
CSP | 0 | 0 | 0 | 0 | 0 | 0
CT | 0 | 0 | 0 | 0 | 0 | 0
Coal | 0 | 0 | 0 | 0 | 0 | 0
Geo | 0 | 0 | 0 | 0 | 0 | 0
H | 0 | 0 | 0 | 0 | 0 | 0
LFG | 0 | 0 | 0 | 0 | 0 | 0
Nuc | 0 | 0 | 0 | 0 | 0 | 0
PS | 0 | 0 | 0 | 0 | 0 | 0
PV | 0 | 0 | 0 | 0 | 0 | 0
PeakG | 0 | 0 | 0 | 0 | 0 | 0
PeakO | 0 | 0 | 0 | 0 | 0 | 0
ST | 0 | 0 | 0 | 0 | 0 | 0
STOG | 0 | 0 | 0 | 0 | 0 | 0
STWD | 0 | 0 | 0 | 0 | 0 | 0
WT | 0 | 0 | 0 | 0 | 0 | 0
IGCC | 0 | 0 | 0 | 0 | 0 | 0
DemandResponse | 0 | 0 | 0 | 0 | 0 | 0
IGCC-CCS | 0 | 0 | 0 | 0 | 0 | 0
WT_off | 0 | 0 | 0 | 0 | 0 | 0
PseudoUnit | 0 | 0 | 0 | 0 | 0 | 0
FixedInterchange | 0 | 0 | 0 | 0 | 0 | 0
Emission Cost by Reporting Type: MISO_MO-IL
ReportingType | 2015 | 2020 | 2025 | 2030 | 2035 | 2040
BM | 0 | 0 | 0 | 0 | 0 | 0
CC | 0 | 0 | 0 | 0 | 0 | 0
CSP | 0 | 0 | 0 | 0 | 0 | 0
CT | 0 | 0 | 0 | 0 | 0 | 0
Coal | 0 | 0 | 0 | 0 | 0 | 0
Geo | 0 | 0 | 0 | 0 | 0 | 0
H | 0 | 0 | 0 | 0 | 0 | 0
LFG | 0 | 0 | 0 | 0 | 0 | 0
Nuc | 0 | 0 | 0 | 0 | 0 | 0
PS | 0 | 0 | 0 | 0 | 0 | 0
PV | 0 | 0 | 0 | 0 | 0 | 0
PeakG | 0 | 0 | 0 | 0 | 0 | 0
PeakO | 0 | 0 | 0 | 0 | 0 | 0
ST | 0 | 0 | 0 | 0 | 0 | 0
STOG | 0 | 0 | 0 | 0 | 0 | 0
STWD | 0 | 0 | 0 | 0 | 0 | 0
WT | 0 | 0 | 0 | 0 | 0 | 0
IGCC | 0 | 0 | 0 | 0 | 0 | 0
DemandResponse | 0 | 0 | 0 | 0 | 0 | 0
IGCC-CCS | 0 | 0 | 0 | 0 | 0 | 0
WT_off | 0 | 0 | 0 | 0 | 0 | 0
PseudoUnit | 0 | 0 | 0 | 0 | 0 | 0
FixedInterchange | 0 | 0 | 0 | 0 | 0 | 0
Emission Cost by Reporting Type: MISO_W
ReportingType | 2015 | 2020 | 2025 | 2030 | 2035 | 2040
BM | 0 | 0 | 0 | 0 | 0 | 0
CC | 0 | 0 | 0 | 0 | 0 | 0
CSP | 0 | 0 | 0 | 0 | 0 | 0
CT | 0 | 0 | 0 | 0 | 0 | 0
Coal | 0 | 0 | 0 | 0 | 0 | 0
Geo | 0 | 0 | 0 | 0 | 0 | 0
H | 0 | 0 | 0 | 0 | 0 | 0
LFG | 0 | 0 | 0 | 0 | 0 | 0
Nuc | 0 | 0 | 0 | 0 | 0 | 0
PS | 0 | 0 | 0 | 0 | 0 | 0
PV | 0 | 0 | 0 | 0 | 0 | 0
PeakG | 0 | 0 | 0 | 0 | 0 | 0
PeakO | 0 | 0 | 0 | 0 | 0 | 0
ST | 0 | 0 | 0 | 0 | 0 | 0
STOG | 0 | 0 | 0 | 0 | 0 | 0
STWD | 0 | 0 | 0 | 0 | 0 | 0
WT | 0 | 0 | 0 | 0 | 0 | 0
IGCC | 0 | 0 | 0 | 0 | 0 | 0
DemandResponse | 0 | 0 | 0 | 0 | 0 | 0
IGCC-CCS | 0 | 0 | 0 | 0 | 0 | 0
WT_off | 0 | 0 | 0 | 0 | 0 | 0
PseudoUnit | 0 | 0 | 0 | 0 | 0 | 0
FixedInterchange | 0 | 0 | 0 | 0 | 0 | 0
Emission Cost by Reporting Type: MISO_WUMS
ReportingType | 2015 | 2020 | 2025 | 2030 | 2035 | 2040
BM | 0 | 0 | 0 | 0 | 0 | 0
CC | 0 | 0 | 0 | 0 | 0 | 0
CSP | 0 | 0 | 0 | 0 | 0 | 0
CT | 0 | 0 | 0 | 0 | 0 | 0
Coal | 0 | 0 | 0 | 0 | 0 | 0
Geo | 0 | 0 | 0 | 0 | 0 | 0
H | 0 | 0 | 0 | 0 | 0 | 0
LFG | 0 | 0 | 0 | 0 | 0 | 0
Nuc | 0 | 0 | 0 | 0 | 0 | 0
PS | 0 | 0 | 0 | 0 | 0 | 0
PV | 0 | 0 | 0 | 0 | 0 | 0
PeakG | 0 | 0 | 0 | 0 | 0 | 0
PeakO | 0 | 0 | 0 | 0 | 0 | 0
ST | 0 | 0 | 0 | 0 | 0 | 0
STOG | 0 | 0 | 0 | 0 | 0 | 0
STWD | 0 | 0 | 0 | 0 | 0 | 0
WT | 0 | 0 | 0 | 0 | 0 | 0
IGCC | 0 | 0 | 0 | 0 | 0 | 0
DemandResponse | 0 | 0 | 0 | 0 | 0 | 0
IGCC-CCS | 0 | 0 | 0 | 0 | 0 | 0
WT_off | 0 | 0 | 0 | 0 | 0 | 0
PseudoUnit | 0 | 0 | 0 | 0 | 0 | 0
FixedInterchange | 0 | 0 | 0 | 0 | 0 | 0
Emission Cost by Reporting Type: Nebraska
ReportingType | 2015 | 2020 | 2025 | 2030 | 2035 | 2040
BM | 0 | 0 | 0 | 0 | 0 | 0
CC | 0 | 0 | 0 | 0 | 0 | 0
CSP | 0 | 0 | 0 | 0 | 0 | 0
CT | 0 | 0 | 0 | 0 | 0 | 0
Coal | 0 | 0 | 0 | 0 | 0 | 0
Geo | 0 | 0 | 0 | 0 | 0 | 0
H | 0 | 0 | 0 | 0 | 0 | 0
LFG | 0 | 0 | 0 | 0 | 0 | 0
Nuc | 0 | 0 | 0 | 0 | 0 | 0
PS | 0 | 0 | 0 | 0 | 0 | 0
PV | 0 | 0 | 0 | 0 | 0 | 0
PeakG | 0 | 0 | 0 | 0 | 0 | 0
PeakO | 0 | 0 | 0 | 0 | 0 | 0
ST | 0 | 0 | 0 | 0 | 0 | 0
STOG | 0 | 0 | 0 | 0 | 0 | 0
STWD | 0 | 0 | 0 | 0 | 0 | 0
WT | 0 | 0 | 0 | 0 | 0 | 0
IGCC | 0 | 0 | 0 | 0 | 0 | 0
DemandResponse | 0 | 0 | 0 | 0 | 0 | 0
IGCC-CCS | 0 | 0 | 0 | 0 | 0 | 0
WT_off | 0 | 0 | 0 | 0 | 0 | 0
PseudoUnit | 0 | 0 | 0 | 0 | 0 | 0
FixedInterchange | 0 | 0 | 0 | 0 | 0 | 0
Emission Cost by Reporting Type: NEISO
ReportingType | 2015 | 2020 | 2025 | 2030 | 2035 | 2040
BM | 0 | 0 | 0 | 0 | 0 | 0
CC | 0 | 0 | 0 | 0 | 0 | 0
CSP | 0 | 0 | 0 | 0 | 0 | 0
CT | 0 | 0 | 0 | 0 | 0 | 0
Coal | 0 | 0 | 0 | 0 | 0 | 0
Geo | 0 | 0 | 0 | 0 | 0 | 0
H | 0 | 0 | 0 | 0 | 0 | 0
LFG | 0 | 0 | 0 | 0 | 0 | 0
Nuc | 0 | 0 | 0 | 0 | 0 | 0
PS | 0 | 0 | 0 | 0 | 0 | 0
PV | 0 | 0 | 0 | 0 | 0 | 0
PeakG | 0 | 0 | 0 | 0 | 0 | 0
PeakO | 0 | 0 | 0 | 0 | 0 | 0
ST | 0 | 0 | 0 | 0 | 0 | 0
STOG | 0 | 0 | 0 | 0 | 0 | 0
STWD | 0 | 0 | 0 | 0 | 0 | 0
WT | 0 | 0 | 0 | 0 | 0 | 0
IGCC | 0 | 0 | 0 | 0 | 0 | 0
DemandResponse | 0 | 0 | 0 | 0 | 0 | 0
IGCC-CCS | 0 | 0 | 0 | 0 | 0 | 0
WT_off | 0 | 0 | 0 | 0 | 0 | 0
PseudoUnit | 0 | 0 | 0 | 0 | 0 | 0
FixedInterchange | 0 | 0 | 0 | 0 | 0 | 0
Emission Cost by Reporting Type: NonRTO_Midwest
ReportingType | 2015 | 2020 | 2025 | 2030 | 2035 | 2040
BM | 0 | 0 | 0 | 0 | 0 | 0
CC | 0 | 0 | 0 | 0 | 0 | 0
CSP | 0 | 0 | 0 | 0 | 0 | 0
CT | 0 | 0 | 0 | 0 | 0 | 0
Coal | 0 | 0 | 0 | 0 | 0 | 0
Geo | 0 | 0 | 0 | 0 | 0 | 0
H | 0 | 0 | 0 | 0 | 0 | 0
LFG | 0 | 0 | 0 | 0 | 0 | 0
Nuc | 0 | 0 | 0 | 0 | 0 | 0
PS | 0 | 0 | 0 | 0 | 0 | 0
PV | 0 | 0 | 0 | 0 | 0 | 0
PeakG | 0 | 0 | 0 | 0 | 0 | 0
PeakO | 0 | 0 | 0 | 0 | 0 | 0
ST | 0 | 0 | 0 | 0 | 0 | 0
STOG | 0 | 0 | 0 | 0 | 0 | 0
STWD | 0 | 0 | 0 | 0 | 0 | 0
WT | 0 | 0 | 0 | 0 | 0 | 0
IGCC | 0 | 0 | 0 | 0 | 0 | 0
DemandResponse | 0 | 0 | 0 | 0 | 0 | 0
IGCC-CCS | 0 | 0 | 0 | 0 | 0 | 0
WT_off | 0 | 0 | 0 | 0 | 0 | 0
PseudoUnit | 0 | 0 | 0 | 0 | 0 | 0
FixedInterchange | 0 | 0 | 0 | 0 | 0 | 0
Emission Cost by Reporting Type: NYISO_A-F
ReportingType | 2015 | 2020 | 2025 | 2030 | 2035 | 2040
BM | 0 | 0 | 0 | 0 | 0 | 0
CC | 0 | 0 | 0 | 0 | 0 | 0
CSP | 0 | 0 | 0 | 0 | 0 | 0
CT | 0 | 0 | 0 | 0 | 0 | 0
Coal | 0 | 0 | 0 | 0 | 0 | 0
Geo | 0 | 0 | 0 | 0 | 0 | 0
H | 0 | 0 | 0 | 0 | 0 | 0
LFG | 0 | 0 | 0 | 0 | 0 | 0
Nuc | 0 | 0 | 0 | 0 | 0 | 0
PS | 0 | 0 | 0 | 0 | 0 | 0
PV | 0 | 0 | 0 | 0 | 0 | 0
PeakG | 0 | 0 | 0 | 0 | 0 | 0
PeakO | 0 | 0 | 0 | 0 | 0 | 0
ST | 0 | 0 | 0 | 0 | 0 | 0
STOG | 0 | 0 | 0 | 0 | 0 | 0
STWD | 0 | 0 | 0 | 0 | 0 | 0
WT | 0 | 0 | 0 | 0 | 0 | 0
IGCC | 0 | 0 | 0 | 0 | 0 | 0
DemandResponse | 0 | 0 | 0 | 0 | 0 | 0
IGCC-CCS | 0 | 0 | 0 | 0 | 0 | 0
WT_off | 0 | 0 | 0 | 0 | 0 | 0
PseudoUnit | 0 | 0 | 0 | 0 | 0 | 0
FixedInterchange | 0 | 0 | 0 | 0 | 0 | 0
Emission Cost by Reporting Type: NYISO_G-I
ReportingType | 2015 | 2020 | 2025 | 2030 | 2035 | 2040
BM | 0 | 0 | 0 | 0 | 0 | 0
CC | 0 | 0 | 0 | 0 | 0 | 0
CSP | 0 | 0 | 0 | 0 | 0 | 0
CT | 0 | 0 | 0 | 0 | 0 | 0
Coal | 0 | 0 | 0 | 0 | 0 | 0
Geo | 0 | 0 | 0 | 0 | 0 | 0
H | 0 | 0 | 0 | 0 | 0 | 0
LFG | 0 | 0 | 0 | 0 | 0 | 0
Nuc | 0 | 0 | 0 | 0 | 0 | 0
PS | 0 | 0 | 0 | 0 | 0 | 0
PV | 0 | 0 | 0 | 0 | 0 | 0
PeakG | 0 | 0 | 0 | 0 | 0 | 0
PeakO | 0 | 0 | 0 | 0 | 0 | 0
ST | 0 | 0 | 0 | 0 | 0 | 0
STOG | 0 | 0 | 0 | 0 | 0 | 0
STWD | 0 | 0 | 0 | 0 | 0 | 0
WT | 0 | 0 | 0 | 0 | 0 | 0
IGCC | 0 | 0 | 0 | 0 | 0 | 0
DemandResponse | 0 | 0 | 0 | 0 | 0 | 0
IGCC-CCS | 0 | 0 | 0 | 0 | 0 | 0
WT_off | 0 | 0 | 0 | 0 | 0 | 0
PseudoUnit | 0 | 0 | 0 | 0 | 0 | 0
FixedInterchange | 0 | 0 | 0 | 0 | 0 | 0
Emission Cost by Reporting Type: NYISO_J-K
ReportingType | 2015 | 2020 | 2025 | 2030 | 2035 | 2040
BM | 0 | 0 | 0 | 0 | 0 | 0
CC | 0 | 0 | 0 | 0 | 0 | 0
CSP | 0 | 0 | 0 | 0 | 0 | 0
CT | 0 | 0 | 0 | 0 | 0 | 0
Coal | 0 | 0 | 0 | 0 | 0 | 0
Geo | 0 | 0 | 0 | 0 | 0 | 0
H | 0 | 0 | 0 | 0 | 0 | 0
LFG | 0 | 0 | 0 | 0 | 0 | 0
Nuc | 0 | 0 | 0 | 0 | 0 | 0
PS | 0 | 0 | 0 | 0 | 0 | 0
PV | 0 | 0 | 0 | 0 | 0 | 0
PeakG | 0 | 0 | 0 | 0 | 0 | 0
PeakO | 0 | 0 | 0 | 0 | 0 | 0
ST | 0 | 0 | 0 | 0 | 0 | 0
STOG | 0 | 0 | 0 | 0 | 0 | 0
STWD | 0 | 0 | 0 | 0 | 0 | 0
WT | 0 | 0 | 0 | 0 | 0 | 0
IGCC | 0 | 0 | 0 | 0 | 0 | 0
DemandResponse | 0 | 0 | 0 | 0 | 0 | 0
IGCC-CCS | 0 | 0 | 0 | 0 | 0 | 0
WT_off | 0 | 0 | 0 | 0 | 0 | 0
PseudoUnit | 0 | 0 | 0 | 0 | 0 | 0
FixedInterchange | 0 | 0 | 0 | 0 | 0 | 0
Emission Cost by Reporting Type: PJM_E
ReportingType | 2015 | 2020 | 2025 | 2030 | 2035 | 2040
BM | 0 | 0 | 0 | 0 | 0 | 0
CC | 0 | 0 | 0 | 0 | 0 | 0
CSP | 0 | 0 | 0 | 0 | 0 | 0
CT | 0 | 0 | 0 | 0 | 0 | 0
Coal | 0 | 0 | 0 | 0 | 0 | 0
Geo | 0 | 0 | 0 | 0 | 0 | 0
H | 0 | 0 | 0 | 0 | 0 | 0
LFG | 0 | 0 | 0 | 0 | 0 | 0
Nuc | 0 | 0 | 0 | 0 | 0 | 0
PS | 0 | 0 | 0 | 0 | 0 | 0
PV | 0 | 0 | 0 | 0 | 0 | 0
PeakG | 0 | 0 | 0 | 0 | 0 | 0
PeakO | 0 | 0 | 0 | 0 | 0 | 0
ST | 0 | 0 | 0 | 0 | 0 | 0
STOG | 0 | 0 | 0 | 0 | 0 | 0
STWD | 0 | 0 | 0 | 0 | 0 | 0
WT | 0 | 0 | 0 | 0 | 0 | 0
IGCC | 0 | 0 | 0 | 0 | 0 | 0
DemandResponse | 0 | 0 | 0 | 0 | 0 | 0
IGCC-CCS | 0 | 0 | 0 | 0 | 0 | 0
WT_off | 0 | 0 | 0 | 0 | 0 | 0
PseudoUnit | 0 | 0 | 0 | 0 | 0 | 0
FixedInterchange | 0 | 0 | 0 | 0 | 0 | 0
Emission Cost by Reporting Type: PJM_ROM
ReportingType | 2015 | 2020 | 2025 | 2030 | 2035 | 2040
BM | 0 | 0 | 0 | 0 | 0 | 0
CC | 0 | 0 | 0 | 0 | 0 | 0
CSP | 0 | 0 | 0 | 0 | 0 | 0
CT | 0 | 0 | 0 | 0 | 0 | 0
Coal | 0 | 0 | 0 | 0 | 0 | 0
Geo | 0 | 0 | 0 | 0 | 0 | 0
H | 0 | 0 | 0 | 0 | 0 | 0
LFG | 0 | 0 | 0 | 0 | 0 | 0
Nuc | 0 | 0 | 0 | 0 | 0 | 0
PS | 0 | 0 | 0 | 0 | 0 | 0
PV | 0 | 0 | 0 | 0 | 0 | 0
PeakG | 0 | 0 | 0 | 0 | 0 | 0
PeakO | 0 | 0 | 0 | 0 | 0 | 0
ST | 0 | 0 | 0 | 0 | 0 | 0
STOG | 0 | 0 | 0 | 0 | 0 | 0
STWD | 0 | 0 | 0 | 0 | 0 | 0
WT | 0 | 0 | 0 | 0 | 0 | 0
IGCC | 0 | 0 | 0 | 0 | 0 | 0
DemandResponse | 0 | 0 | 0 | 0 | 0 | 0
IGCC-CCS | 0 | 0 | 0 | 0 | 0 | 0
WT_off | 0 | 0 | 0 | 0 | 0 | 0
PseudoUnit | 0 | 0 | 0 | 0 | 0 | 0
FixedInterchange | 0 | 0 | 0 | 0 | 0 | 0
Emission Cost by Reporting Type: PJM_ROR
ReportingType | 2015 | 2020 | 2025 | 2030 | 2035 | 2040
BM | 0 | 0 | 0 | 0 | 0 | 0
CC | 0 | 0 | 0 | 0 | 0 | 0
CSP | 0 | 0 | 0 | 0 | 0 | 0
CT | 0 | 0 | 0 | 0 | 0 | 0
Coal | 0 | 0 | 0 | 0 | 0 | 0
Geo | 0 | 0 | 0 | 0 | 0 | 0
H | 0 | 0 | 0 | 0 | 0 | 0
LFG | 0 | 0 | 0 | 0 | 0 | 0
Nuc | 0 | 0 | 0 | 0 | 0 | 0
PS | 0 | 0 | 0 | 0 | 0 | 0
PV | 0 | 0 | 0 | 0 | 0 | 0
PeakG | 0 | 0 | 0 | 0 | 0 | 0
PeakO | 0 | 0 | 0 | 0 | 0 | 0
ST | 0 | 0 | 0 | 0 | 0 | 0
STOG | 0 | 0 | 0 | 0 | 0 | 0
STWD | 0 | 0 | 0 | 0 | 0 | 0
WT | 0 | 0 | 0 | 0 | 0 | 0
IGCC | 0 | 0 | 0 | 0 | 0 | 0
DemandResponse | 0 | 0 | 0 | 0 | 0 | 0
IGCC-CCS | 0 | 0 | 0 | 0 | 0 | 0
WT_off | 0 | 0 | 0 | 0 | 0 | 0
PseudoUnit | 0 | 0 | 0 | 0 | 0 | 0
FixedInterchange | 0 | 0 | 0 | 0 | 0 | 0
Emission Cost by Reporting Type: SOCO
ReportingType | 2015 | 2020 | 2025 | 2030 | 2035 | 2040
BM | 0 | 0 | 0 | 0 | 0 | 0
CC | 0 | 0 | 0 | 0 | 0 | 0
CSP | 0 | 0 | 0 | 0 | 0 | 0
CT | 0 | 0 | 0 | 0 | 0 | 0
Coal | 0 | 0 | 0 | 0 | 0 | 0
Geo | 0 | 0 | 0 | 0 | 0 | 0
H | 0 | 0 | 0 | 0 | 0 | 0
LFG | 0 | 0 | 0 | 0 | 0 | 0
Nuc | 0 | 0 | 0 | 0 | 0 | 0
PS | 0 | 0 | 0 | 0 | 0 | 0
PV | 0 | 0 | 0 | 0 | 0 | 0
PeakG | 0 | 0 | 0 | 0 | 0 | 0
PeakO | 0 | 0 | 0 | 0 | 0 | 0
ST | 0 | 0 | 0 | 0 | 0 | 0
STOG | 0 | 0 | 0 | 0 | 0 | 0
STWD | 0 | 0 | 0 | 0 | 0 | 0
WT | 0 | 0 | 0 | 0 | 0 | 0
IGCC | 0 | 0 | 0 | 0 | 0 | 0
DemandResponse | 0 | 0 | 0 | 0 | 0 | 0
IGCC-CCS | 0 | 0 | 0 | 0 | 0 | 0
WT_off | 0 | 0 | 0 | 0 | 0 | 0
PseudoUnit | 0 | 0 | 0 | 0 | 0 | 0
FixedInterchange | 0 | 0 | 0 | 0 | 0 | 0
Emission Cost by Reporting Type: SPP_N
ReportingType | 2015 | 2020 | 2025 | 2030 | 2035 | 2040
BM | 0 | 0 | 0 | 0 | 0 | 0
CC | 0 | 0 | 0 | 0 | 0 | 0
CSP | 0 | 0 | 0 | 0 | 0 | 0
CT | 0 | 0 | 0 | 0 | 0 | 0
Coal | 0 | 0 | 0 | 0 | 0 | 0
Geo | 0 | 0 | 0 | 0 | 0 | 0
H | 0 | 0 | 0 | 0 | 0 | 0
LFG | 0 | 0 | 0 | 0 | 0 | 0
Nuc | 0 | 0 | 0 | 0 | 0 | 0
PS | 0 | 0 | 0 | 0 | 0 | 0
PV | 0 | 0 | 0 | 0 | 0 | 0
PeakG | 0 | 0 | 0 | 0 | 0 | 0
PeakO | 0 | 0 | 0 | 0 | 0 | 0
ST | 0 | 0 | 0 | 0 | 0 | 0
STOG | 0 | 0 | 0 | 0 | 0 | 0
STWD | 0 | 0 | 0 | 0 | 0 | 0
WT | 0 | 0 | 0 | 0 | 0 | 0
IGCC | 0 | 0 | 0 | 0 | 0 | 0
DemandResponse | 0 | 0 | 0 | 0 | 0 | 0
IGCC-CCS | 0 | 0 | 0 | 0 | 0 | 0
WT_off | 0 | 0 | 0 | 0 | 0 | 0
PseudoUnit | 0 | 0 | 0 | 0 | 0 | 0
FixedInterchange | 0 | 0 | 0 | 0 | 0 | 0
Emission Cost by Reporting Type: SPP_S
ReportingType | 2015 | 2020 | 2025 | 2030 | 2035 | 2040
BM | 0 | 0 | 0 | 0 | 0 | 0
CC | 0 | 0 | 0 | 0 | 0 | 0
CSP | 0 | 0 | 0 | 0 | 0 | 0
CT | 0 | 0 | 0 | 0 | 0 | 0
Coal | 0 | 0 | 0 | 0 | 0 | 0
Geo | 0 | 0 | 0 | 0 | 0 | 0
H | 0 | 0 | 0 | 0 | 0 | 0
LFG | 0 | 0 | 0 | 0 | 0 | 0
Nuc | 0 | 0 | 0 | 0 | 0 | 0
PS | 0 | 0 | 0 | 0 | 0 | 0
PV | 0 | 0 | 0 | 0 | 0 | 0
PeakG | 0 | 0 | 0 | 0 | 0 | 0
PeakO | 0 | 0 | 0 | 0 | 0 | 0
ST | 0 | 0 | 0 | 0 | 0 | 0
STOG | 0 | 0 | 0 | 0 | 0 | 0
STWD | 0 | 0 | 0 | 0 | 0 | 0
WT | 0 | 0 | 0 | 0 | 0 | 0
IGCC | 0 | 0 | 0 | 0 | 0 | 0
DemandResponse | 0 | 0 | 0 | 0 | 0 | 0
IGCC-CCS | 0 | 0 | 0 | 0 | 0 | 0
WT_off | 0 | 0 | 0 | 0 | 0 | 0
PseudoUnit | 0 | 0 | 0 | 0 | 0 | 0
FixedInterchange | 0 | 0 | 0 | 0 | 0 | 0
Emission Cost by Reporting Type: TVA
ReportingType | 2015 | 2020 | 2025 | 2030 | 2035 | 2040
BM | 0 | 0 | 0 | 0 | 0 | 0
CC | 0 | 0 | 0 | 0 | 0 | 0
CSP | 0 | 0 | 0 | 0 | 0 | 0
CT | 0 | 0 | 0 | 0 | 0 | 0
Coal | 0 | 0 | 0 | 0 | 0 | 0
Geo | 0 | 0 | 0 | 0 | 0 | 0
H | 0 | 0 | 0 | 0 | 0 | 0
LFG | 0 | 0 | 0 | 0 | 0 | 0
Nuc | 0 | 0 | 0 | 0 | 0 | 0
PS | 0 | 0 | 0 | 0 | 0 | 0
PV | 0 | 0 | 0 | 0 | 0 | 0
PeakG | 0 | 0 | 0 | 0 | 0 | 0
PeakO | 0 | 0 | 0 | 0 | 0 | 0
ST | 0 | 0 | 0 | 0 | 0 | 0
STOG | 0 | 0 | 0 | 0 | 0 | 0
STWD | 0 | 0 | 0 | 0 | 0 | 0
WT | 0 | 0 | 0 | 0 | 0 | 0
IGCC | 0 | 0 | 0 | 0 | 0 | 0
DemandResponse | 0 | 0 | 0 | 0 | 0 | 0
IGCC-CCS | 0 | 0 | 0 | 0 | 0 | 0
WT_off | 0 | 0 | 0 | 0 | 0 | 0
PseudoUnit | 0 | 0 | 0 | 0 | 0 | 0
FixedInterchange | 0 | 0 | 0 | 0 | 0 | 0
Emission Cost by Reporting Type: TVA_Transmission
ReportingType | 2015 | 2020 | 2025 | 2030 | 2035 | 2040
BM | 0 | 0 | 0 | 0 | 0 | 0
CC | 0 | 0 | 0 | 0 | 0 | 0
CSP | 0 | 0 | 0 | 0 | 0 | 0
CT | 0 | 0 | 0 | 0 | 0 | 0
Coal | 0 | 0 | 0 | 0 | 0 | 0
Geo | 0 | 0 | 0 | 0 | 0 | 0
H | 0 | 0 | 0 | 0 | 0 | 0
LFG | 0 | 0 | 0 | 0 | 0 | 0
Nuc | 0 | 0 | 0 | 0 | 0 | 0
PS | 0 | 0 | 0 | 0 | 0 | 0
PV | 0 | 0 | 0 | 0 | 0 | 0
PeakG | 0 | 0 | 0 | 0 | 0 | 0
PeakO | 0 | 0 | 0 | 0 | 0 | 0
ST | 0 | 0 | 0 | 0 | 0 | 0
STOG | 0 | 0 | 0 | 0 | 0 | 0
STWD | 0 | 0 | 0 | 0 | 0 | 0
WT | 0 | 0 | 0 | 0 | 0 | 0
IGCC | 0 | 0 | 0 | 0 | 0 | 0
DemandResponse | 0 | 0 | 0 | 0 | 0 | 0
IGCC-CCS | 0 | 0 | 0 | 0 | 0 | 0
WT_off | 0 | 0 | 0 | 0 | 0 | 0
PseudoUnit | 0 | 0 | 0 | 0 | 0 | 0
FixedInterchange | 0 | 0 | 0 | 0 | 0 | 0
Emission Cost by Reporting Type: VACAR
ReportingType | 2015 | 2020 | 2025 | 2030 | 2035 | 2040
BM | 0 | 0 | 0 | 0 | 0 | 0
CC | 0 | 0 | 0 | 0 | 0 | 0
CSP | 0 | 0 | 0 | 0 | 0 | 0
CT | 0 | 0 | 0 | 0 | 0 | 0
Coal | 0 | 0 | 0 | 0 | 0 | 0
Geo | 0 | 0 | 0 | 0 | 0 | 0
H | 0 | 0 | 0 | 0 | 0 | 0
LFG | 0 | 0 | 0 | 0 | 0 | 0
Nuc | 0 | 0 | 0 | 0 | 0 | 0
PS | 0 | 0 | 0 | 0 | 0 | 0
PV | 0 | 0 | 0 | 0 | 0 | 0
PeakG | 0 | 0 | 0 | 0 | 0 | 0
PeakO | 0 | 0 | 0 | 0 | 0 | 0
ST | 0 | 0 | 0 | 0 | 0 | 0
STOG | 0 | 0 | 0 | 0 | 0 | 0
STWD | 0 | 0 | 0 | 0 | 0 | 0
WT | 0 | 0 | 0 | 0 | 0 | 0
IGCC | 0 | 0 | 0 | 0 | 0 | 0
DemandResponse | 0 | 0 | 0 | 0 | 0 | 0
IGCC-CCS | 0 | 0 | 0 | 0 | 0 | 0
WT_off | 0 | 0 | 0 | 0 | 0 | 0
PseudoUnit | 0 | 0 | 0 | 0 | 0 | 0
FixedInterchange | 0 | 0 | 0 | 0 | 0 | 0
Emission Cost by Reporting Type: IESO
ReportingType | 2015 | 2020 | 2025 | 2030 | 2035 | 2040
BM | 0 | 0 | 0 | 0 | 0 | 0
CC | 0 | 0 | 0 | 0 | 0 | 0
CSP | 0 | 0 | 0 | 0 | 0 | 0
CT | 0 | 0 | 0 | 0 | 0 | 0
Coal | 0 | 0 | 0 | 0 | 0 | 0
Geo | 0 | 0 | 0 | 0 | 0 | 0
H | 0 | 0 | 0 | 0 | 0 | 0
LFG | 0 | 0 | 0 | 0 | 0 | 0
Nuc | 0 | 0 | 0 | 0 | 0 | 0
PS | 0 | 0 | 0 | 0 | 0 | 0
PV | 0 | 0 | 0 | 0 | 0 | 0
PeakG | 0 | 0 | 0 | 0 | 0 | 0
PeakO | 0 | 0 | 0 | 0 | 0 | 0
ST | 0 | 0 | 0 | 0 | 0 | 0
STOG | 0 | 0 | 0 | 0 | 0 | 0
STWD | 0 | 0 | 0 | 0 | 0 | 0
WT | 0 | 0 | 0 | 0 | 0 | 0
IGCC | 0 | 0 | 0 | 0 | 0 | 0
DemandResponse | 0 | 0 | 0 | 0 | 0 | 0
IGCC-CCS | 0 | 0 | 0 | 0 | 0 | 0
WT_off | 0 | 0 | 0 | 0 | 0 | 0
PseudoUnit | 0 | 0 | 0 | 0 | 0 | 0
FixedInterchange | 0 | 0 | 0 | 0 | 0 | 0
Emission Cost by Reporting Type: MAPP_CA
ReportingType | 2015 | 2020 | 2025 | 2030 | 2035 | 2040
BM | 0 | 0 | 0 | 0 | 0 | 0
CC | 0 | 0 | 0 | 0 | 0 | 0
CSP | 0 | 0 | 0 | 0 | 0 | 0
CT | 0 | 0 | 0 | 0 | 0 | 0
Coal | 0 | 0 | 0 | 0 | 0 | 0
Geo | 0 | 0 | 0 | 0 | 0 | 0
H | 0 | 0 | 0 | 0 | 0 | 0
LFG | 0 | 0 | 0 | 0 | 0 | 0
Nuc | 0 | 0 | 0 | 0 | 0 | 0
PS | 0 | 0 | 0 | 0 | 0 | 0
PV | 0 | 0 | 0 | 0 | 0 | 0
PeakG | 0 | 0 | 0 | 0 | 0 | 0
PeakO | 0 | 0 | 0 | 0 | 0 | 0
ST | 0 | 0 | 0 | 0 | 0 | 0
STOG | 0 | 0 | 0 | 0 | 0 | 0
STWD | 0 | 0 | 0 | 0 | 0 | 0
WT | 0 | 0 | 0 | 0 | 0 | 0
IGCC | 0 | 0 | 0 | 0 | 0 | 0
DemandResponse | 0 | 0 | 0 | 0 | 0 | 0
IGCC-CCS | 0 | 0 | 0 | 0 | 0 | 0
WT_off | 0 | 0 | 0 | 0 | 0 | 0
PseudoUnit | 0 | 0 | 0 | 0 | 0 | 0
FixedInterchange | 0 | 0 | 0 | 0 | 0 | 0
Emission Cost by Reporting Type: AZ_NM_SNV_Coal
ReportingType | 2015 | 2020 | 2025 | 2030 | 2035 | 2040
BM | 0 | 0 | 0 | 0 | 0 | 0
CC | 0 | 0 | 0 | 0 | 0 | 0
CSP | 0 | 0 | 0 | 0 | 0 | 0
CT | 0 | 0 | 0 | 0 | 0 | 0
Coal | 0 | 0 | 0 | 0 | 0 | 0
Geo | 0 | 0 | 0 | 0 | 0 | 0
H | 0 | 0 | 0 | 0 | 0 | 0
LFG | 0 | 0 | 0 | 0 | 0 | 0
Nuc | 0 | 0 | 0 | 0 | 0 | 0
PS | 0 | 0 | 0 | 0 | 0 | 0
PV | 0 | 0 | 0 | 0 | 0 | 0
PeakG | 0 | 0 | 0 | 0 | 0 | 0
PeakO | 0 | 0 | 0 | 0 | 0 | 0
ST | 0 | 0 | 0 | 0 | 0 | 0
STOG | 0 | 0 | 0 | 0 | 0 | 0
STWD | 0 | 0 | 0 | 0 | 0 | 0
WT | 0 | 0 | 0 | 0 | 0 | 0
IGCC | 0 | 0 | 0 | 0 | 0 | 0
DemandResponse | 0 | 0 | 0 | 0 | 0 | 0
IGCC-CCS | 0 | 0 | 0 | 0 | 0 | 0
WT_off | 0 | 0 | 0 | 0 | 0 | 0
PseudoUnit | 0 | 0 | 0 | 0 | 0 | 0
FixedInterchange | 0 | 0 | 0 | 0 | 0 | 0
Emission Cost by Reporting Type: AZ_NM_SNV_Gas
ReportingType | 2015 | 2020 | 2025 | 2030 | 2035 | 2040
BM | 0 | 0 | 0 | 0 | 0 | 0
CC | 0 | 0 | 0 | 0 | 0 | 0
CSP | 0 | 0 | 0 | 0 | 0 | 0
CT | 0 | 0 | 0 | 0 | 0 | 0
Coal | 0 | 0 | 0 | 0 | 0 | 0
Geo | 0 | 0 | 0 | 0 | 0 | 0
H | 0 | 0 | 0 | 0 | 0 | 0
LFG | 0 | 0 | 0 | 0 | 0 | 0
Nuc | 0 | 0 | 0 | 0 | 0 | 0
PS | 0 | 0 | 0 | 0 | 0 | 0
PV | 0 | 0 | 0 | 0 | 0 | 0
PeakG | 0 | 0 | 0 | 0 | 0 | 0
PeakO | 0 | 0 | 0 | 0 | 0 | 0
ST | 0 | 0 | 0 | 0 | 0 | 0
STOG | 0 | 0 | 0 | 0 | 0 | 0
STWD | 0 | 0 | 0 | 0 | 0 | 0
WT | 0 | 0 | 0 | 0 | 0 | 0
IGCC | 0 | 0 | 0 | 0 | 0 | 0
DemandResponse | 0 | 0 | 0 | 0 | 0 | 0
IGCC-CCS | 0 | 0 | 0 | 0 | 0 | 0
WT_off | 0 | 0 | 0 | 0 | 0 | 0
PseudoUnit | 0 | 0 | 0 | 0 | 0 | 0
FixedInterchange | 0 | 0 | 0 | 0 | 0 | 0
Emission Cost by Reporting Type: AZ_NM_SNV_NucRenew
ReportingType | 2015 | 2020 | 2025 | 2030 | 2035 | 2040
BM | 0 | 0 | 0 | 0 | 0 | 0
CC | 0 | 0 | 0 | 0 | 0 | 0
CSP | 0 | 0 | 0 | 0 | 0 | 0
CT | 0 | 0 | 0 | 0 | 0 | 0
Coal | 0 | 0 | 0 | 0 | 0 | 0
Geo | 0 | 0 | 0 | 0 | 0 | 0
H | 0 | 0 | 0 | 0 | 0 | 0
LFG | 0 | 0 | 0 | 0 | 0 | 0
Nuc | 0 | 0 | 0 | 0 | 0 | 0
PS | 0 | 0 | 0 | 0 | 0 | 0
PV | 0 | 0 | 0 | 0 | 0 | 0
PeakG | 0 | 0 | 0 | 0 | 0 | 0
PeakO | 0 | 0 | 0 | 0 | 0 | 0
ST | 0 | 0 | 0 | 0 | 0 | 0
STOG | 0 | 0 | 0 | 0 | 0 | 0
STWD | 0 | 0 | 0 | 0 | 0 | 0
WT | 0 | 0 | 0 | 0 | 0 | 0
IGCC | 0 | 0 | 0 | 0 | 0 | 0
DemandResponse | 0 | 0 | 0 | 0 | 0 | 0
IGCC-CCS | 0 | 0 | 0 | 0 | 0 | 0
WT_off | 0 | 0 | 0 | 0 | 0 | 0
PseudoUnit | 0 | 0 | 0 | 0 | 0 | 0
FixedInterchange | 0 | 0 | 0 | 0 | 0 | 0
Emission Cost by Reporting Type: ERCOT
ReportingType | 2015 | 2020 | 2025 | 2030 | 2035 | 2040
BM | 0 | 0 | 0 | 0 | 0 | 0
CC | 0 | 0 | 0 | 0 | 0 | 0
CSP | 0 | 0 | 0 | 0 | 0 | 0
CT | 0 | 0 | 0 | 0 | 0 | 0
Coal | 0 | 0 | 0 | 0 | 0 | 0
Geo | 0 | 0 | 0 | 0 | 0 | 0
H | 0 | 0 | 0 | 0 | 0 | 0
LFG | 0 | 0 | 0 | 0 | 0 | 0
Nuc | 0 | 0 | 0 | 0 | 0 | 0
PS | 0 | 0 | 0 | 0 | 0 | 0
PV | 0 | 0 | 0 | 0 | 0 | 0
PeakG | 0 | 0 | 0 | 0 | 0 | 0
PeakO | 0 | 0 | 0 | 0 | 0 | 0
ST | 0 | 0 | 0 | 0 | 0 | 0
STOG | 0 | 0 | 0 | 0 | 0 | 0
STWD | 0 | 0 | 0 | 0 | 0 | 0
WT | 0 | 0 | 0 | 0 | 0 | 0
IGCC | 0 | 0 | 0 | 0 | 0 | 0
DemandResponse | 0 | 0 | 0 | 0 | 0 | 0
IGCC-CCS | 0 | 0 | 0 | 0 | 0 | 0
WT_off | 0 | 0 | 0 | 0 | 0 | 0
PseudoUnit | 0 | 0 | 0 | 0 | 0 | 0
FixedInterchange | 0 | 0 | 0 | 0 | 0 | 0
Emission Cost by Reporting Type: NP15
ReportingType | 2015 | 2020 | 2025 | 2030 | 2035 | 2040
BM | 0 | 0 | 0 | 0 | 0 | 0
CC | 0 | 0 | 0 | 0 | 0 | 0
CSP | 0 | 0 | 0 | 0 | 0 | 0
CT | 0 | 0 | 0 | 0 | 0 | 0
Coal | 0 | 0 | 0 | 0 | 0 | 0
Geo | 0 | 0 | 0 | 0 | 0 | 0
H | 0 | 0 | 0 | 0 | 0 | 0
LFG | 0 | 0 | 0 | 0 | 0 | 0
Nuc | 0 | 0 | 0 | 0 | 0 | 0
PS | 0 | 0 | 0 | 0 | 0 | 0
PV | 0 | 0 | 0 | 0 | 0 | 0
PeakG | 0 | 0 | 0 | 0 | 0 | 0
PeakO | 0 | 0 | 0 | 0 | 0 | 0
ST | 0 | 0 | 0 | 0 | 0 | 0
STOG | 0 | 0 | 0 | 0 | 0 | 0
STWD | 0 | 0 | 0 | 0 | 0 | 0
WT | 0 | 0 | 0 | 0 | 0 | 0
IGCC | 0 | 0 | 0 | 0 | 0 | 0
DemandResponse | 0 | 0 | 0 | 0 | 0 | 0
IGCC-CCS | 0 | 0 | 0 | 0 | 0 | 0
WT_off | 0 | 0 | 0 | 0 | 0 | 0
PseudoUnit | 0 | 0 | 0 | 0 | 0 | 0
FixedInterchange | 0 | 0 | 0 | 0 | 0 | 0
Emission Cost by Reporting Type: NWPP_Coal
ReportingType | 2015 | 2020 | 2025 | 2030 | 2035 | 2040
BM | 0 | 0 | 0 | 0 | 0 | 0
CC | 0 | 0 | 0 | 0 | 0 | 0
CSP | 0 | 0 | 0 | 0 | 0 | 0
CT | 0 | 0 | 0 | 0 | 0 | 0
Coal | 0 | 0 | 0 | 0 | 0 | 0
Geo | 0 | 0 | 0 | 0 | 0 | 0
H | 0 | 0 | 0 | 0 | 0 | 0
LFG | 0 | 0 | 0 | 0 | 0 | 0
Nuc | 0 | 0 | 0 | 0 | 0 | 0
PS | 0 | 0 | 0 | 0 | 0 | 0
PV | 0 | 0 | 0 | 0 | 0 | 0
PeakG | 0 | 0 | 0 | 0 | 0 | 0
PeakO | 0 | 0 | 0 | 0 | 0 | 0
ST | 0 | 0 | 0 | 0 | 0 | 0
STOG | 0 | 0 | 0 | 0 | 0 | 0
STWD | 0 | 0 | 0 | 0 | 0 | 0
WT | 0 | 0 | 0 | 0 | 0 | 0
IGCC | 0 | 0 | 0 | 0 | 0 | 0
DemandResponse | 0 | 0 | 0 | 0 | 0 | 0
IGCC-CCS | 0 | 0 | 0 | 0 | 0 | 0
WT_off | 0 | 0 | 0 | 0 | 0 | 0
PseudoUnit | 0 | 0 | 0 | 0 | 0 | 0
FixedInterchange | 0 | 0 | 0 | 0 | 0 | 0
Emission Cost by Reporting Type: NWPP_Gas
ReportingType | 2015 | 2020 | 2025 | 2030 | 2035 | 2040
BM | 0 | 0 | 0 | 0 | 0 | 0
CC | 0 | 0 | 0 | 0 | 0 | 0
CSP | 0 | 0 | 0 | 0 | 0 | 0
CT | 0 | 0 | 0 | 0 | 0 | 0
Coal | 0 | 0 | 0 | 0 | 0 | 0
Geo | 0 | 0 | 0 | 0 | 0 | 0
H | 0 | 0 | 0 | 0 | 0 | 0
LFG | 0 | 0 | 0 | 0 | 0 | 0
Nuc | 0 | 0 | 0 | 0 | 0 | 0
PS | 0 | 0 | 0 | 0 | 0 | 0
PV | 0 | 0 | 0 | 0 | 0 | 0
PeakG | 0 | 0 | 0 | 0 | 0 | 0
PeakO | 0 | 0 | 0 | 0 | 0 | 0
ST | 0 | 0 | 0 | 0 | 0 | 0
STOG | 0 | 0 | 0 | 0 | 0 | 0
STWD | 0 | 0 | 0 | 0 | 0 | 0
WT | 0 | 0 | 0 | 0 | 0 | 0
IGCC | 0 | 0 | 0 | 0 | 0 | 0
DemandResponse | 0 | 0 | 0 | 0 | 0 | 0
IGCC-CCS | 0 | 0 | 0 | 0 | 0 | 0
WT_off | 0 | 0 | 0 | 0 | 0 | 0
PseudoUnit | 0 | 0 | 0 | 0 | 0 | 0
FixedInterchange | 0 | 0 | 0 | 0 | 0 | 0
Emission Cost by Reporting Type: NWPP_NucRenew
ReportingType | 2015 | 2020 | 2025 | 2030 | 2035 | 2040
BM | 0 | 0 | 0 | 0 | 0 | 0
CC | 0 | 0 | 0 | 0 | 0 | 0
CSP | 0 | 0 | 0 | 0 | 0 | 0
CT | 0 | 0 | 0 | 0 | 0 | 0
Coal | 0 | 0 | 0 | 0 | 0 | 0
Geo | 0 | 0 | 0 | 0 | 0 | 0
H | 0 | 0 | 0 | 0 | 0 | 0
LFG | 0 | 0 | 0 | 0 | 0 | 0
Nuc | 0 | 0 | 0 | 0 | 0 | 0
PS | 0 | 0 | 0 | 0 | 0 | 0
PV | 0 | 0 | 0 | 0 | 0 | 0
PeakG | 0 | 0 | 0 | 0 | 0 | 0
PeakO | 0 | 0 | 0 | 0 | 0 | 0
ST | 0 | 0 | 0 | 0 | 0 | 0
STOG | 0 | 0 | 0 | 0 | 0 | 0
STWD | 0 | 0 | 0 | 0 | 0 | 0
WT | 0 | 0 | 0 | 0 | 0 | 0
IGCC | 0 | 0 | 0 | 0 | 0 | 0
DemandResponse | 0 | 0 | 0 | 0 | 0 | 0
IGCC-CCS | 0 | 0 | 0 | 0 | 0 | 0
WT_off | 0 | 0 | 0 | 0 | 0 | 0
PseudoUnit | 0 | 0 | 0 | 0 | 0 | 0
FixedInterchange | 0 | 0 | 0 | 0 | 0 | 0
Emission Cost by Reporting Type: RMPA
ReportingType | 2015 | 2020 | 2025 | 2030 | 2035 | 2040
BM | 0 | 0 | 0 | 0 | 0 | 0
CC | 0 | 0 | 0 | 0 | 0 | 0
CSP | 0 | 0 | 0 | 0 | 0 | 0
CT | 0 | 0 | 0 | 0 | 0 | 0
Coal | 0 | 0 | 0 | 0 | 0 | 0
Geo | 0 | 0 | 0 | 0 | 0 | 0
H | 0 | 0 | 0 | 0 | 0 | 0
LFG | 0 | 0 | 0 | 0 | 0 | 0
Nuc | 0 | 0 | 0 | 0 | 0 | 0
PS | 0 | 0 | 0 | 0 | 0 | 0
PV | 0 | 0 | 0 | 0 | 0 | 0
PeakG | 0 | 0 | 0 | 0 | 0 | 0
PeakO | 0 | 0 | 0 | 0 | 0 | 0
ST | 0 | 0 | 0 | 0 | 0 | 0
STOG | 0 | 0 | 0 | 0 | 0 | 0
STWD | 0 | 0 | 0 | 0 | 0 | 0
WT | 0 | 0 | 0 | 0 | 0 | 0
IGCC | 0 | 0 | 0 | 0 | 0 | 0
DemandResponse | 0 | 0 | 0 | 0 | 0 | 0
IGCC-CCS | 0 | 0 | 0 | 0 | 0 | 0
WT_off | 0 | 0 | 0 | 0 | 0 | 0
PseudoUnit | 0 | 0 | 0 | 0 | 0 | 0
FixedInterchange | 0 | 0 | 0 | 0 | 0 | 0
Emission Cost by Reporting Type: SP15
ReportingType | 2015 | 2020 | 2025 | 2030 | 2035 | 2040
BM | 0 | 0 | 0 | 0 | 0 | 0
CC | 0 | 0 | 0 | 0 | 0 | 0
CSP | 0 | 0 | 0 | 0 | 0 | 0
CT | 0 | 0 | 0 | 0 | 0 | 0
Coal | 0 | 0 | 0 | 0 | 0 | 0
Geo | 0 | 0 | 0 | 0 | 0 | 0
H | 0 | 0 | 0 | 0 | 0 | 0
LFG | 0 | 0 | 0 | 0 | 0 | 0
Nuc | 0 | 0 | 0 | 0 | 0 | 0
PS | 0 | 0 | 0 | 0 | 0 | 0
PV | 0 | 0 | 0 | 0 | 0 | 0
PeakG | 0 | 0 | 0 | 0 | 0 | 0
PeakO | 0 | 0 | 0 | 0 | 0 | 0
ST | 0 | 0 | 0 | 0 | 0 | 0
STOG | 0 | 0 | 0 | 0 | 0 | 0
STWD | 0 | 0 | 0 | 0 | 0 | 0
WT | 0 | 0 | 0 | 0 | 0 | 0
IGCC | 0 | 0 | 0 | 0 | 0 | 0
DemandResponse | 0 | 0 | 0 | 0 | 0 | 0
IGCC-CCS | 0 | 0 | 0 | 0 | 0 | 0
WT_off | 0 | 0 | 0 | 0 | 0 | 0
PseudoUnit | 0 | 0 | 0 | 0 | 0 | 0
FixedInterchange | 0 | 0 | 0 | 0 | 0 | 0
Emission Cost by Reporting Type: ALB
ReportingType | 2015 | 2020 | 2025 | 2030 | 2035 | 2040
BM | 0 | 0 | 0 | 0 | 0 | 0
CC | 0 | 0 | 0 | 0 | 0 | 0
CSP | 0 | 0 | 0 | 0 | 0 | 0
CT | 0 | 0 | 0 | 0 | 0 | 0
Coal | 0 | 0 | 0 | 0 | 0 | 0
Geo | 0 | 0 | 0 | 0 | 0 | 0
H | 0 | 0 | 0 | 0 | 0 | 0
LFG | 0 | 0 | 0 | 0 | 0 | 0
Nuc | 0 | 0 | 0 | 0 | 0 | 0
PS | 0 | 0 | 0 | 0 | 0 | 0
PV | 0 | 0 | 0 | 0 | 0 | 0
PeakG | 0 | 0 | 0 | 0 | 0 | 0
PeakO | 0 | 0 | 0 | 0 | 0 | 0
ST | 0 | 0 | 0 | 0 | 0 | 0
STOG | 0 | 0 | 0 | 0 | 0 | 0
STWD | 0 | 0 | 0 | 0 | 0 | 0
WT | 0 | 0 | 0 | 0 | 0 | 0
IGCC | 0 | 0 | 0 | 0 | 0 | 0
DemandResponse | 0 | 0 | 0 | 0 | 0 | 0
IGCC-CCS | 0 | 0 | 0 | 0 | 0 | 0
WT_off | 0 | 0 | 0 | 0 | 0 | 0
PseudoUnit | 0 | 0 | 0 | 0 | 0 | 0
FixedInterchange | 0 | 0 | 0 | 0 | 0 | 0
Emission Cost by Reporting Type: BC
ReportingType | 2015 | 2020 | 2025 | 2030 | 2035 | 2040
BM | 0 | 0 | 0 | 0 | 0 | 0
CC | 0 | 0 | 0 | 0 | 0 | 0
CSP | 0 | 0 | 0 | 0 | 0 | 0
CT | 0 | 0 | 0 | 0 | 0 | 0
Coal | 0 | 0 | 0 | 0 | 0 | 0
Geo | 0 | 0 | 0 | 0 | 0 | 0
H | 0 | 0 | 0 | 0 | 0 | 0
LFG | 0 | 0 | 0 | 0 | 0 | 0
Nuc | 0 | 0 | 0 | 0 | 0 | 0
PS | 0 | 0 | 0 | 0 | 0 | 0
PV | 0 | 0 | 0 | 0 | 0 | 0
PeakG | 0 | 0 | 0 | 0 | 0 | 0
PeakO | 0 | 0 | 0 | 0 | 0 | 0
ST | 0 | 0 | 0 | 0 | 0 | 0
STOG | 0 | 0 | 0 | 0 | 0 | 0
STWD | 0 | 0 | 0 | 0 | 0 | 0
WT | 0 | 0 | 0 | 0 | 0 | 0
IGCC | 0 | 0 | 0 | 0 | 0 | 0
DemandResponse | 0 | 0 | 0 | 0 | 0 | 0
IGCC-CCS | 0 | 0 | 0 | 0 | 0 | 0
WT_off | 0 | 0 | 0 | 0 | 0 | 0
PseudoUnit | 0 | 0 | 0 | 0 | 0 | 0
FixedInterchange | 0 | 0 | 0 | 0 | 0 | 0
Emission Cost by Reporting Type: HQ_IESO
ReportingType | 2015 | 2020 | 2025 | 2030 | 2035 | 2040
BM | 0 | 0 | 0 | 0 | 0 | 0
CC | 0 | 0 | 0 | 0 | 0 | 0
CSP | 0 | 0 | 0 | 0 | 0 | 0
CT | 0 | 0 | 0 | 0 | 0 | 0
Coal | 0 | 0 | 0 | 0 | 0 | 0
Geo | 0 | 0 | 0 | 0 | 0 | 0
H | 0 | 0 | 0 | 0 | 0 | 0
LFG | 0 | 0 | 0 | 0 | 0 | 0
Nuc | 0 | 0 | 0 | 0 | 0 | 0
PS | 0 | 0 | 0 | 0 | 0 | 0
PV | 0 | 0 | 0 | 0 | 0 | 0
PeakG | 0 | 0 | 0 | 0 | 0 | 0
PeakO | 0 | 0 | 0 | 0 | 0 | 0
ST | 0 | 0 | 0 | 0 | 0 | 0
STOG | 0 | 0 | 0 | 0 | 0 | 0
STWD | 0 | 0 | 0 | 0 | 0 | 0
WT | 0 | 0 | 0 | 0 | 0 | 0
IGCC | 0 | 0 | 0 | 0 | 0 | 0
DemandResponse | 0 | 0 | 0 | 0 | 0 | 0
IGCC-CCS | 0 | 0 | 0 | 0 | 0 | 0
WT_off | 0 | 0 | 0 | 0 | 0 | 0
PseudoUnit | 0 | 0 | 0 | 0 | 0 | 0
FixedInterchange | 0 | 0 | 0 | 0 | 0 | 0
Emission Cost by Reporting Type: HQ_NEISO
ReportingType | 2015 | 2020 | 2025 | 2030 | 2035 | 2040
BM | 0 | 0 | 0 | 0 | 0 | 0
CC | 0 | 0 | 0 | 0 | 0 | 0
CSP | 0 | 0 | 0 | 0 | 0 | 0
CT | 0 | 0 | 0 | 0 | 0 | 0
Coal | 0 | 0 | 0 | 0 | 0 | 0
Geo | 0 | 0 | 0 | 0 | 0 | 0
H | 0 | 0 | 0 | 0 | 0 | 0
LFG | 0 | 0 | 0 | 0 | 0 | 0
Nuc | 0 | 0 | 0 | 0 | 0 | 0
PS | 0 | 0 | 0 | 0 | 0 | 0
PV | 0 | 0 | 0 | 0 | 0 | 0
PeakG | 0 | 0 | 0 | 0 | 0 | 0
PeakO | 0 | 0 | 0 | 0 | 0 | 0
ST | 0 | 0 | 0 | 0 | 0 | 0
STOG | 0 | 0 | 0 | 0 | 0 | 0
STWD | 0 | 0 | 0 | 0 | 0 | 0
WT | 0 | 0 | 0 | 0 | 0 | 0
IGCC | 0 | 0 | 0 | 0 | 0 | 0
DemandResponse | 0 | 0 | 0 | 0 | 0 | 0
IGCC-CCS | 0 | 0 | 0 | 0 | 0 | 0
WT_off | 0 | 0 | 0 | 0 | 0 | 0
PseudoUnit | 0 | 0 | 0 | 0 | 0 | 0
FixedInterchange | 0 | 0 | 0 | 0 | 0 | 0
Emission Cost by Reporting Type: HQ_NY
ReportingType | 2015 | 2020 | 2025 | 2030 | 2035 | 2040
BM | 0 | 0 | 0 | 0 | 0 | 0
CC | 0 | 0 | 0 | 0 | 0 | 0
CSP | 0 | 0 | 0 | 0 | 0 | 0
CT | 0 | 0 | 0 | 0 | 0 | 0
Coal | 0 | 0 | 0 | 0 | 0 | 0
Geo | 0 | 0 | 0 | 0 | 0 | 0
H | 0 | 0 | 0 | 0 | 0 | 0
LFG | 0 | 0 | 0 | 0 | 0 | 0
Nuc | 0 | 0 | 0 | 0 | 0 | 0
PS | 0 | 0 | 0 | 0 | 0 | 0
PV | 0 | 0 | 0 | 0 | 0 | 0
PeakG | 0 | 0 | 0 | 0 | 0 | 0
PeakO | 0 | 0 | 0 | 0 | 0 | 0
ST | 0 | 0 | 0 | 0 | 0 | 0
STOG | 0 | 0 | 0 | 0 | 0 | 0
STWD | 0 | 0 | 0 | 0 | 0 | 0
WT | 0 | 0 | 0 | 0 | 0 | 0
IGCC | 0 | 0 | 0 | 0 | 0 | 0
DemandResponse | 0 | 0 | 0 | 0 | 0 | 0
IGCC-CCS | 0 | 0 | 0 | 0 | 0 | 0
WT_off | 0 | 0 | 0 | 0 | 0 | 0
PseudoUnit | 0 | 0 | 0 | 0 | 0 | 0
FixedInterchange | 0 | 0 | 0 | 0 | 0 | 0
Emission Cost by Reporting Type: MARITIMES
ReportingType | 2015 | 2020 | 2025 | 2030 | 2035 | 2040
BM | 0 | 0 | 0 | 0 | 0 | 0
CC | 0 | 0 | 0 | 0 | 0 | 0
CSP | 0 | 0 | 0 | 0 | 0 | 0
CT | 0 | 0 | 0 | 0 | 0 | 0
Coal | 0 | 0 | 0 | 0 | 0 | 0
Geo | 0 | 0 | 0 | 0 | 0 | 0
H | 0 | 0 | 0 | 0 | 0 | 0
LFG | 0 | 0 | 0 | 0 | 0 | 0
Nuc | 0 | 0 | 0 | 0 | 0 | 0
PS | 0 | 0 | 0 | 0 | 0 | 0
PV | 0 | 0 | 0 | 0 | 0 | 0
PeakG | 0 | 0 | 0 | 0 | 0 | 0
PeakO | 0 | 0 | 0 | 0 | 0 | 0
ST | 0 | 0 | 0 | 0 | 0 | 0
STOG | 0 | 0 | 0 | 0 | 0 | 0
STWD | 0 | 0 | 0 | 0 | 0 | 0
WT | 0 | 0 | 0 | 0 | 0 | 0
IGCC | 0 | 0 | 0 | 0 | 0 | 0
DemandResponse | 0 | 0 | 0 | 0 | 0 | 0
IGCC-CCS | 0 | 0 | 0 | 0 | 0 | 0
WT_off | 0 | 0 | 0 | 0 | 0 | 0
PseudoUnit | 0 | 0 | 0 | 0 | 0 | 0
FixedInterchange | 0 | 0 | 0 | 0 | 0 | 0
Emission Cost by Reporting Type: All
ReportingType | 2015 | 2020 | 2025 | 2030 | 2035 | 2040
BM | 0 | 0 | 0 | 0 | 0 | 0
CC | 0 | 0 | 0 | 0 | 0 | 0
CSP | 0 | 0 | 0 | 0 | 0 | 0
CT | 0 | 0 | 0 | 0 | 0 | 0
Coal | 0 | 0 | 0 | 0 | 0 | 0
Geo | 0 | 0 | 0 | 0 | 0 | 0
H | 0 | 0 | 0 | 0 | 0 | 0
LFG | 0 | 0 | 0 | 0 | 0 | 0
Nuc | 0 | 0 | 0 | 0 | 0 | 0
PS | 0 | 0 | 0 | 0 | 0 | 0
PV | 0 | 0 | 0 | 0 | 0 | 0
PeakG | 0 | 0 | 0 | 0 | 0 | 0
PeakO | 0 | 0 | 0 | 0 | 0 | 0
ST | 0 | 0 | 0 | 0 | 0 | 0
STOG | 0 | 0 | 0 | 0 | 0 | 0
STWD | 0 | 0 | 0 | 0 | 0 | 0
WT | 0 | 0 | 0 | 0 | 0 | 0
IGCC | 0 | 0 | 0 | 0 | 0 | 0
DemandResponse | 0 | 0 | 0 | 0 | 0 | 0
IGCC-CCS | 0 | 0 | 0 | 0 | 0 | 0
WT_off | 0 | 0 | 0 | 0 | 0 | 0
PseudoUnit | 0 | 0 | 0 | 0 | 0 | 0
FixedInterchange | 0 | 0 | 0 | 0 | 0 | 0
Emission Cost by Reporting Type: EI_US
ReportingType | 2015 | 2020 | 2025 | 2030 | 2035 | 2040
BM | 0 | 0 | 0 | 0 | 0 | 0
CC | 0 | 0 | 0 | 0 | 0 | 0
CSP | 0 | 0 | 0 | 0 | 0 | 0
CT | 0 | 0 | 0 | 0 | 0 | 0
Coal | 0 | 0 | 0 | 0 | 0 | 0
Geo | 0 | 0 | 0 | 0 | 0 | 0
H | 0 | 0 | 0 | 0 | 0 | 0
LFG | 0 | 0 | 0 | 0 | 0 | 0
Nuc | 0 | 0 | 0 | 0 | 0 | 0
PS | 0 | 0 | 0 | 0 | 0 | 0
PV | 0 | 0 | 0 | 0 | 0 | 0
PeakG | 0 | 0 | 0 | 0 | 0 | 0
PeakO | 0 | 0 | 0 | 0 | 0 | 0
ST | 0 | 0 | 0 | 0 | 0 | 0
STOG | 0 | 0 | 0 | 0 | 0 | 0
STWD | 0 | 0 | 0 | 0 | 0 | 0
WT | 0 | 0 | 0 | 0 | 0 | 0
IGCC | 0 | 0 | 0 | 0 | 0 | 0
DemandResponse | 0 | 0 | 0 | 0 | 0 | 0
IGCC-CCS | 0 | 0 | 0 | 0 | 0 | 0
WT_off | 0 | 0 | 0 | 0 | 0 | 0
PseudoUnit | 0 | 0 | 0 | 0 | 0 | 0
FixedInterchange | 0 | 0 | 0 | 0 | 0 | 0
Emission Cost by Reporting Type: EI_Canada
ReportingType | 2015 | 2020 | 2025 | 2030 | 2035 | 2040
BM | 0 | 0 | 0 | 0 | 0 | 0
CC | 0 | 0 | 0 | 0 | 0 | 0
CSP | 0 | 0 | 0 | 0 | 0 | 0
CT | 0 | 0 | 0 | 0 | 0 | 0
Coal | 0 | 0 | 0 | 0 | 0 | 0
Geo | 0 | 0 | 0 | 0 | 0 | 0
H | 0 | 0 | 0 | 0 | 0 | 0
LFG | 0 | 0 | 0 | 0 | 0 | 0
Nuc | 0 | 0 | 0 | 0 | 0 | 0
PS | 0 | 0 | 0 | 0 | 0 | 0
PV | 0 | 0 | 0 | 0 | 0 | 0
PeakG | 0 | 0 | 0 | 0 | 0 | 0
PeakO | 0 | 0 | 0 | 0 | 0 | 0
ST | 0 | 0 | 0 | 0 | 0 | 0
STOG | 0 | 0 | 0 | 0 | 0 | 0
STWD | 0 | 0 | 0 | 0 | 0 | 0
WT | 0 | 0 | 0 | 0 | 0 | 0
IGCC | 0 | 0 | 0 | 0 | 0 | 0
DemandResponse | 0 | 0 | 0 | 0 | 0 | 0
IGCC-CCS | 0 | 0 | 0 | 0 | 0 | 0
WT_off | 0 | 0 | 0 | 0 | 0 | 0
PseudoUnit | 0 | 0 | 0 | 0 | 0 | 0
FixedInterchange | 0 | 0 | 0 | 0 | 0 | 0
Emission Cost by Reporting Type: EI
ReportingType | 2015 | 2020 | 2025 | 2030 | 2035 | 2040
BM | 0 | 0 | 0 | 0 | 0 | 0
CC | 0 | 0 | 0 | 0 | 0 | 0
CSP | 0 | 0 | 0 | 0 | 0 | 0
CT | 0 | 0 | 0 | 0 | 0 | 0
Coal | 0 | 0 | 0 | 0 | 0 | 0
Geo | 0 | 0 | 0 | 0 | 0 | 0
H | 0 | 0 | 0 | 0 | 0 | 0
LFG | 0 | 0 | 0 | 0 | 0 | 0
Nuc | 0 | 0 | 0 | 0 | 0 | 0
PS | 0 | 0 | 0 | 0 | 0 | 0
PV | 0 | 0 | 0 | 0 | 0 | 0
PeakG | 0 | 0 | 0 | 0 | 0 | 0
PeakO | 0 | 0 | 0 | 0 | 0 | 0
ST | 0 | 0 | 0 | 0 | 0 | 0
STOG | 0 | 0 | 0 | 0 | 0 | 0
STWD | 0 | 0 | 0 | 0 | 0 | 0
WT | 0 | 0 | 0 | 0 | 0 | 0
IGCC | 0 | 0 | 0 | 0 | 0 | 0
DemandResponse | 0 | 0 | 0 | 0 | 0 | 0
IGCC-CCS | 0 | 0 | 0 | 0 | 0 | 0
WT_off | 0 | 0 | 0 | 0 | 0 | 0
PseudoUnit | 0 | 0 | 0 | 0 | 0 | 0
FixedInterchange | 0 | 0 | 0 | 0 | 0 | 0
Emission Cost by Reporting Type: Outside_EI
ReportingType | 2015 | 2020 | 2025 | 2030 | 2035 | 2040
BM | 0 | 0 | 0 | 0 | 0 | 0
CC | 0 | 0 | 0 | 0 | 0 | 0
CSP | 0 | 0 | 0 | 0 | 0 | 0
CT | 0 | 0 | 0 | 0 | 0 | 0
Coal | 0 | 0 | 0 | 0 | 0 | 0
Geo | 0 | 0 | 0 | 0 | 0 | 0
H | 0 | 0 | 0 | 0 | 0 | 0
LFG | 0 | 0 | 0 | 0 | 0 | 0
Nuc | 0 | 0 | 0 | 0 | 0 | 0
PS | 0 | 0 | 0 | 0 | 0 | 0
PV | 0 | 0 | 0 | 0 | 0 | 0
PeakG | 0 | 0 | 0 | 0 | 0 | 0
PeakO | 0 | 0 | 0 | 0 | 0 | 0
ST | 0 | 0 | 0 | 0 | 0 | 0
STOG | 0 | 0 | 0 | 0 | 0 | 0
STWD | 0 | 0 | 0 | 0 | 0 | 0
WT | 0 | 0 | 0 | 0 | 0 | 0
IGCC | 0 | 0 | 0 | 0 | 0 | 0
DemandResponse | 0 | 0 | 0 | 0 | 0 | 0
IGCC-CCS | 0 | 0 | 0 | 0 | 0 | 0
WT_off | 0 | 0 | 0 | 0 | 0 | 0
PseudoUnit | 0 | 0 | 0 | 0 | 0 | 0
FixedInterchange | 0 | 0 | 0 | 0 | 0 | 0
==== Emission Program: CAIRNOxAnnual : (NOx) ====
Emission Cost by Reporting Type: Entergy
ReportingType | 2015 | 2020 | 2025 | 2030 | 2035 | 2040
BM | 0 | 0 | 0 | 0 | 0 | 0
CC | 0 | 0 | 0 | 0 | 0 | 0
CSP | 0 | 0 | 0 | 0 | 0 | 0
CT | 0 | 0 | 0 | 0 | 0 | 0
Coal | 0 | 0 | 0 | 0 | 0 | 0
Geo | 0 | 0 | 0 | 0 | 0 | 0
H | 0 | 0 | 0 | 0 | 0 | 0
LFG | 0 | 0 | 0 | 0 | 0 | 0
Nuc | 0 | 0 | 0 | 0 | 0 | 0
PS | 0 | 0 | 0 | 0 | 0 | 0
PV | 0 | 0 | 0 | 0 | 0 | 0
PeakG | 0 | 0 | 0 | 0 | 0 | 0
PeakO | 0 | 0 | 0 | 0 | 0 | 0
ST | 0 | 0 | 0 | 0 | 0 | 0
STOG | 0 | 0 | 0 | 0 | 0 | 0
STWD | 0 | 0 | 0 | 0 | 0 | 0
WT | 0 | 0 | 0 | 0 | 0 | 0
IGCC | 0 | 0 | 0 | 0 | 0 | 0
DemandResponse | 0 | 0 | 0 | 0 | 0 | 0
IGCC-CCS | 0 | 0 | 0 | 0 | 0 | 0
WT_off | 0 | 0 | 0 | 0 | 0 | 0
PseudoUnit | 0 | 0 | 0 | 0 | 0 | 0
FixedInterchange | 0 | 0 | 0 | 0 | 0 | 0
Emission Cost by Reporting Type: FRCC
ReportingType | 2015 | 2020 | 2025 | 2030 | 2035 | 2040
BM | 0 | 0 | 0 | 0 | 0 | 0
CC | 0 | 0 | 0 | 0 | 0 | 0
CSP | 0 | 0 | 0 | 0 | 0 | 0
CT | 0 | 0 | 0 | 0 | 0 | 0
Coal | 0 | 0 | 0 | 0 | 0 | 0
Geo | 0 | 0 | 0 | 0 | 0 | 0
H | 0 | 0 | 0 | 0 | 0 | 0
LFG | 0 | 0 | 0 | 0 | 0 | 0
Nuc | 0 | 0 | 0 | 0 | 0 | 0
PS | 0 | 0 | 0 | 0 | 0 | 0
PV | 0 | 0 | 0 | 0 | 0 | 0
PeakG | 0 | 0 | 0 | 0 | 0 | 0
PeakO | 0 | 0 | 0 | 0 | 0 | 0
ST | 0 | 0 | 0 | 0 | 0 | 0
STOG | 0 | 0 | 0 | 0 | 0 | 0
STWD | 0 | 0 | 0 | 0 | 0 | 0
WT | 0 | 0 | 0 | 0 | 0 | 0
IGCC | 0 | 0 | 0 | 0 | 0 | 0
DemandResponse | 0 | 0 | 0 | 0 | 0 | 0
IGCC-CCS | 0 | 0 | 0 | 0 | 0 | 0
WT_off | 0 | 0 | 0 | 0 | 0 | 0
PseudoUnit | 0 | 0 | 0 | 0 | 0 | 0
FixedInterchange | 0 | 0 | 0 | 0 | 0 | 0
Emission Cost by Reporting Type: MAPP_US
ReportingType | 2015 | 2020 | 2025 | 2030 | 2035 | 2040
BM | 0 | 0 | 0 | 0 | 0 | 0
CC | 0 | 0 | 0 | 0 | 0 | 0
CSP | 0 | 0 | 0 | 0 | 0 | 0
CT | 0 | 0 | 0 | 0 | 0 | 0
Coal | 0 | 0 | 0 | 0 | 0 | 0
Geo | 0 | 0 | 0 | 0 | 0 | 0
H | 0 | 0 | 0 | 0 | 0 | 0
LFG | 0 | 0 | 0 | 0 | 0 | 0
Nuc | 0 | 0 | 0 | 0 | 0 | 0
PS | 0 | 0 | 0 | 0 | 0 | 0
PV | 0 | 0 | 0 | 0 | 0 | 0
PeakG | 0 | 0 | 0 | 0 | 0 | 0
PeakO | 0 | 0 | 0 | 0 | 0 | 0
ST | 0 | 0 | 0 | 0 | 0 | 0
STOG | 0 | 0 | 0 | 0 | 0 | 0
STWD | 0 | 0 | 0 | 0 | 0 | 0
WT | 0 | 0 | 0 | 0 | 0 | 0
IGCC | 0 | 0 | 0 | 0 | 0 | 0
DemandResponse | 0 | 0 | 0 | 0 | 0 | 0
IGCC-CCS | 0 | 0 | 0 | 0 | 0 | 0
WT_off | 0 | 0 | 0 | 0 | 0 | 0
PseudoUnit | 0 | 0 | 0 | 0 | 0 | 0
FixedInterchange | 0 | 0 | 0 | 0 | 0 | 0
Emission Cost by Reporting Type: MISO_IN
ReportingType | 2015 | 2020 | 2025 | 2030 | 2035 | 2040
BM | 0 | 0 | 0 | 0 | 0 | 0
CC | 0 | 0 | 0 | 0 | 0 | 0
CSP | 0 | 0 | 0 | 0 | 0 | 0
CT | 0 | 0 | 0 | 0 | 0 | 0
Coal | 0 | 0 | 0 | 0 | 0 | 0
Geo | 0 | 0 | 0 | 0 | 0 | 0
H | 0 | 0 | 0 | 0 | 0 | 0
LFG | 0 | 0 | 0 | 0 | 0 | 0
Nuc | 0 | 0 | 0 | 0 | 0 | 0
PS | 0 | 0 | 0 | 0 | 0 | 0
PV | 0 | 0 | 0 | 0 | 0 | 0
PeakG | 0 | 0 | 0 | 0 | 0 | 0
PeakO | 0 | 0 | 0 | 0 | 0 | 0
ST | 0 | 0 | 0 | 0 | 0 | 0
STOG | 0 | 0 | 0 | 0 | 0 | 0
STWD | 0 | 0 | 0 | 0 | 0 | 0
WT | 0 | 0 | 0 | 0 | 0 | 0
IGCC | 0 | 0 | 0 | 0 | 0 | 0
DemandResponse | 0 | 0 | 0 | 0 | 0 | 0
IGCC-CCS | 0 | 0 | 0 | 0 | 0 | 0
WT_off | 0 | 0 | 0 | 0 | 0 | 0
PseudoUnit | 0 | 0 | 0 | 0 | 0 | 0
FixedInterchange | 0 | 0 | 0 | 0 | 0 | 0
Emission Cost by Reporting Type: MISO_MI
ReportingType | 2015 | 2020 | 2025 | 2030 | 2035 | 2040
BM | 0 | 0 | 0 | 0 | 0 | 0
CC | 0 | 0 | 0 | 0 | 0 | 0
CSP | 0 | 0 | 0 | 0 | 0 | 0
CT | 0 | 0 | 0 | 0 | 0 | 0
Coal | 0 | 0 | 0 | 0 | 0 | 0
Geo | 0 | 0 | 0 | 0 | 0 | 0
H | 0 | 0 | 0 | 0 | 0 | 0
LFG | 0 | 0 | 0 | 0 | 0 | 0
Nuc | 0 | 0 | 0 | 0 | 0 | 0
PS | 0 | 0 | 0 | 0 | 0 | 0
PV | 0 | 0 | 0 | 0 | 0 | 0
PeakG | 0 | 0 | 0 | 0 | 0 | 0
PeakO | 0 | 0 | 0 | 0 | 0 | 0
ST | 0 | 0 | 0 | 0 | 0 | 0
STOG | 0 | 0 | 0 | 0 | 0 | 0
STWD | 0 | 0 | 0 | 0 | 0 | 0
WT | 0 | 0 | 0 | 0 | 0 | 0
IGCC | 0 | 0 | 0 | 0 | 0 | 0
DemandResponse | 0 | 0 | 0 | 0 | 0 | 0
IGCC-CCS | 0 | 0 | 0 | 0 | 0 | 0
WT_off | 0 | 0 | 0 | 0 | 0 | 0
PseudoUnit | 0 | 0 | 0 | 0 | 0 | 0
FixedInterchange | 0 | 0 | 0 | 0 | 0 | 0
Emission Cost by Reporting Type: MISO_MO-IL
ReportingType | 2015 | 2020 | 2025 | 2030 | 2035 | 2040
BM | 0 | 0 | 0 | 0 | 0 | 0
CC | 0 | 0 | 0 | 0 | 0 | 0
CSP | 0 | 0 | 0 | 0 | 0 | 0
CT | 0 | 0 | 0 | 0 | 0 | 0
Coal | 0 | 0 | 0 | 0 | 0 | 0
Geo | 0 | 0 | 0 | 0 | 0 | 0
H | 0 | 0 | 0 | 0 | 0 | 0
LFG | 0 | 0 | 0 | 0 | 0 | 0
Nuc | 0 | 0 | 0 | 0 | 0 | 0
PS | 0 | 0 | 0 | 0 | 0 | 0
PV | 0 | 0 | 0 | 0 | 0 | 0
PeakG | 0 | 0 | 0 | 0 | 0 | 0
PeakO | 0 | 0 | 0 | 0 | 0 | 0
ST | 0 | 0 | 0 | 0 | 0 | 0
STOG | 0 | 0 | 0 | 0 | 0 | 0
STWD | 0 | 0 | 0 | 0 | 0 | 0
WT | 0 | 0 | 0 | 0 | 0 | 0
IGCC | 0 | 0 | 0 | 0 | 0 | 0
DemandResponse | 0 | 0 | 0 | 0 | 0 | 0
IGCC-CCS | 0 | 0 | 0 | 0 | 0 | 0
WT_off | 0 | 0 | 0 | 0 | 0 | 0
PseudoUnit | 0 | 0 | 0 | 0 | 0 | 0
FixedInterchange | 0 | 0 | 0 | 0 | 0 | 0
Emission Cost by Reporting Type: MISO_W
ReportingType | 2015 | 2020 | 2025 | 2030 | 2035 | 2040
BM | 0 | 0 | 0 | 0 | 0 | 0
CC | 0 | 0 | 0 | 0 | 0 | 0
CSP | 0 | 0 | 0 | 0 | 0 | 0
CT | 0 | 0 | 0 | 0 | 0 | 0
Coal | 0 | 0 | 0 | 0 | 0 | 0
Geo | 0 | 0 | 0 | 0 | 0 | 0
H | 0 | 0 | 0 | 0 | 0 | 0
LFG | 0 | 0 | 0 | 0 | 0 | 0
Nuc | 0 | 0 | 0 | 0 | 0 | 0
PS | 0 | 0 | 0 | 0 | 0 | 0
PV | 0 | 0 | 0 | 0 | 0 | 0
PeakG | 0 | 0 | 0 | 0 | 0 | 0
PeakO | 0 | 0 | 0 | 0 | 0 | 0
ST | 0 | 0 | 0 | 0 | 0 | 0
STOG | 0 | 0 | 0 | 0 | 0 | 0
STWD | 0 | 0 | 0 | 0 | 0 | 0
WT | 0 | 0 | 0 | 0 | 0 | 0
IGCC | 0 | 0 | 0 | 0 | 0 | 0
DemandResponse | 0 | 0 | 0 | 0 | 0 | 0
IGCC-CCS | 0 | 0 | 0 | 0 | 0 | 0
WT_off | 0 | 0 | 0 | 0 | 0 | 0
PseudoUnit | 0 | 0 | 0 | 0 | 0 | 0
FixedInterchange | 0 | 0 | 0 | 0 | 0 | 0
Emission Cost by Reporting Type: MISO_WUMS
ReportingType | 2015 | 2020 | 2025 | 2030 | 2035 | 2040
BM | 0 | 0 | 0 | 0 | 0 | 0
CC | 0 | 0 | 0 | 0 | 0 | 0
CSP | 0 | 0 | 0 | 0 | 0 | 0
CT | 0 | 0 | 0 | 0 | 0 | 0
Coal | 0 | 0 | 0 | 0 | 0 | 0
Geo | 0 | 0 | 0 | 0 | 0 | 0
H | 0 | 0 | 0 | 0 | 0 | 0
LFG | 0 | 0 | 0 | 0 | 0 | 0
Nuc | 0 | 0 | 0 | 0 | 0 | 0
PS | 0 | 0 | 0 | 0 | 0 | 0
PV | 0 | 0 | 0 | 0 | 0 | 0
PeakG | 0 | 0 | 0 | 0 | 0 | 0
PeakO | 0 | 0 | 0 | 0 | 0 | 0
ST | 0 | 0 | 0 | 0 | 0 | 0
STOG | 0 | 0 | 0 | 0 | 0 | 0
STWD | 0 | 0 | 0 | 0 | 0 | 0
WT | 0 | 0 | 0 | 0 | 0 | 0
IGCC | 0 | 0 | 0 | 0 | 0 | 0
DemandResponse | 0 | 0 | 0 | 0 | 0 | 0
IGCC-CCS | 0 | 0 | 0 | 0 | 0 | 0
WT_off | 0 | 0 | 0 | 0 | 0 | 0
PseudoUnit | 0 | 0 | 0 | 0 | 0 | 0
FixedInterchange | 0 | 0 | 0 | 0 | 0 | 0
Emission Cost by Reporting Type: Nebraska
ReportingType | 2015 | 2020 | 2025 | 2030 | 2035 | 2040
BM | 0 | 0 | 0 | 0 | 0 | 0
CC | 0 | 0 | 0 | 0 | 0 | 0
CSP | 0 | 0 | 0 | 0 | 0 | 0
CT | 0 | 0 | 0 | 0 | 0 | 0
Coal | 0 | 0 | 0 | 0 | 0 | 0
Geo | 0 | 0 | 0 | 0 | 0 | 0
H | 0 | 0 | 0 | 0 | 0 | 0
LFG | 0 | 0 | 0 | 0 | 0 | 0
Nuc | 0 | 0 | 0 | 0 | 0 | 0
PS | 0 | 0 | 0 | 0 | 0 | 0
PV | 0 | 0 | 0 | 0 | 0 | 0
PeakG | 0 | 0 | 0 | 0 | 0 | 0
PeakO | 0 | 0 | 0 | 0 | 0 | 0
ST | 0 | 0 | 0 | 0 | 0 | 0
STOG | 0 | 0 | 0 | 0 | 0 | 0
STWD | 0 | 0 | 0 | 0 | 0 | 0
WT | 0 | 0 | 0 | 0 | 0 | 0
IGCC | 0 | 0 | 0 | 0 | 0 | 0
DemandResponse | 0 | 0 | 0 | 0 | 0 | 0
IGCC-CCS | 0 | 0 | 0 | 0 | 0 | 0
WT_off | 0 | 0 | 0 | 0 | 0 | 0
PseudoUnit | 0 | 0 | 0 | 0 | 0 | 0
FixedInterchange | 0 | 0 | 0 | 0 | 0 | 0
Emission Cost by Reporting Type: NEISO
ReportingType | 2015 | 2020 | 2025 | 2030 | 2035 | 2040
BM | 0 | 0 | 0 | 0 | 0 | 0
CC | 0 | 0 | 0 | 0 | 0 | 0
CSP | 0 | 0 | 0 | 0 | 0 | 0
CT | 0 | 0 | 0 | 0 | 0 | 0
Coal | 0 | 0 | 0 | 0 | 0 | 0
Geo | 0 | 0 | 0 | 0 | 0 | 0
H | 0 | 0 | 0 | 0 | 0 | 0
LFG | 0 | 0 | 0 | 0 | 0 | 0
Nuc | 0 | 0 | 0 | 0 | 0 | 0
PS | 0 | 0 | 0 | 0 | 0 | 0
PV | 0 | 0 | 0 | 0 | 0 | 0
PeakG | 0 | 0 | 0 | 0 | 0 | 0
PeakO | 0 | 0 | 0 | 0 | 0 | 0
ST | 0 | 0 | 0 | 0 | 0 | 0
STOG | 0 | 0 | 0 | 0 | 0 | 0
STWD | 0 | 0 | 0 | 0 | 0 | 0
WT | 0 | 0 | 0 | 0 | 0 | 0
IGCC | 0 | 0 | 0 | 0 | 0 | 0
DemandResponse | 0 | 0 | 0 | 0 | 0 | 0
IGCC-CCS | 0 | 0 | 0 | 0 | 0 | 0
WT_off | 0 | 0 | 0 | 0 | 0 | 0
PseudoUnit | 0 | 0 | 0 | 0 | 0 | 0
FixedInterchange | 0 | 0 | 0 | 0 | 0 | 0
Emission Cost by Reporting Type: NonRTO_Midwest
ReportingType | 2015 | 2020 | 2025 | 2030 | 2035 | 2040
BM | 0 | 0 | 0 | 0 | 0 | 0
CC | 0 | 0 | 0 | 0 | 0 | 0
CSP | 0 | 0 | 0 | 0 | 0 | 0
CT | 0 | 0 | 0 | 0 | 0 | 0
Coal | 0 | 0 | 0 | 0 | 0 | 0
Geo | 0 | 0 | 0 | 0 | 0 | 0
H | 0 | 0 | 0 | 0 | 0 | 0
LFG | 0 | 0 | 0 | 0 | 0 | 0
Nuc | 0 | 0 | 0 | 0 | 0 | 0
PS | 0 | 0 | 0 | 0 | 0 | 0
PV | 0 | 0 | 0 | 0 | 0 | 0
PeakG | 0 | 0 | 0 | 0 | 0 | 0
PeakO | 0 | 0 | 0 | 0 | 0 | 0
ST | 0 | 0 | 0 | 0 | 0 | 0
STOG | 0 | 0 | 0 | 0 | 0 | 0
STWD | 0 | 0 | 0 | 0 | 0 | 0
WT | 0 | 0 | 0 | 0 | 0 | 0
IGCC | 0 | 0 | 0 | 0 | 0 | 0
DemandResponse | 0 | 0 | 0 | 0 | 0 | 0
IGCC-CCS | 0 | 0 | 0 | 0 | 0 | 0
WT_off | 0 | 0 | 0 | 0 | 0 | 0
PseudoUnit | 0 | 0 | 0 | 0 | 0 | 0
FixedInterchange | 0 | 0 | 0 | 0 | 0 | 0
Emission Cost by Reporting Type: NYISO_A-F
ReportingType | 2015 | 2020 | 2025 | 2030 | 2035 | 2040
BM | 0 | 0 | 0 | 0 | 0 | 0
CC | 0 | 0 | 0 | 0 | 0 | 0
CSP | 0 | 0 | 0 | 0 | 0 | 0
CT | 0 | 0 | 0 | 0 | 0 | 0
Coal | 0 | 0 | 0 | 0 | 0 | 0
Geo | 0 | 0 | 0 | 0 | 0 | 0
H | 0 | 0 | 0 | 0 | 0 | 0
LFG | 0 | 0 | 0 | 0 | 0 | 0
Nuc | 0 | 0 | 0 | 0 | 0 | 0
PS | 0 | 0 | 0 | 0 | 0 | 0
PV | 0 | 0 | 0 | 0 | 0 | 0
PeakG | 0 | 0 | 0 | 0 | 0 | 0
PeakO | 0 | 0 | 0 | 0 | 0 | 0
ST | 0 | 0 | 0 | 0 | 0 | 0
STOG | 0 | 0 | 0 | 0 | 0 | 0
STWD | 0 | 0 | 0 | 0 | 0 | 0
WT | 0 | 0 | 0 | 0 | 0 | 0
IGCC | 0 | 0 | 0 | 0 | 0 | 0
DemandResponse | 0 | 0 | 0 | 0 | 0 | 0
IGCC-CCS | 0 | 0 | 0 | 0 | 0 | 0
WT_off | 0 | 0 | 0 | 0 | 0 | 0
PseudoUnit | 0 | 0 | 0 | 0 | 0 | 0
FixedInterchange | 0 | 0 | 0 | 0 | 0 | 0
Emission Cost by Reporting Type: NYISO_G-I
ReportingType | 2015 | 2020 | 2025 | 2030 | 2035 | 2040
BM | 0 | 0 | 0 | 0 | 0 | 0
CC | 0 | 0 | 0 | 0 | 0 | 0
CSP | 0 | 0 | 0 | 0 | 0 | 0
CT | 0 | 0 | 0 | 0 | 0 | 0
Coal | 0 | 0 | 0 | 0 | 0 | 0
Geo | 0 | 0 | 0 | 0 | 0 | 0
H | 0 | 0 | 0 | 0 | 0 | 0
LFG | 0 | 0 | 0 | 0 | 0 | 0
Nuc | 0 | 0 | 0 | 0 | 0 | 0
PS | 0 | 0 | 0 | 0 | 0 | 0
PV | 0 | 0 | 0 | 0 | 0 | 0
PeakG | 0 | 0 | 0 | 0 | 0 | 0
PeakO | 0 | 0 | 0 | 0 | 0 | 0
ST | 0 | 0 | 0 | 0 | 0 | 0
STOG | 0 | 0 | 0 | 0 | 0 | 0
STWD | 0 | 0 | 0 | 0 | 0 | 0
WT | 0 | 0 | 0 | 0 | 0 | 0
IGCC | 0 | 0 | 0 | 0 | 0 | 0
DemandResponse | 0 | 0 | 0 | 0 | 0 | 0
IGCC-CCS | 0 | 0 | 0 | 0 | 0 | 0
WT_off | 0 | 0 | 0 | 0 | 0 | 0
PseudoUnit | 0 | 0 | 0 | 0 | 0 | 0
FixedInterchange | 0 | 0 | 0 | 0 | 0 | 0
Emission Cost by Reporting Type: NYISO_J-K
ReportingType | 2015 | 2020 | 2025 | 2030 | 2035 | 2040
BM | 0 | 0 | 0 | 0 | 0 | 0
CC | 0 | 0 | 0 | 0 | 0 | 0
CSP | 0 | 0 | 0 | 0 | 0 | 0
CT | 0 | 0 | 0 | 0 | 0 | 0
Coal | 0 | 0 | 0 | 0 | 0 | 0
Geo | 0 | 0 | 0 | 0 | 0 | 0
H | 0 | 0 | 0 | 0 | 0 | 0
LFG | 0 | 0 | 0 | 0 | 0 | 0
Nuc | 0 | 0 | 0 | 0 | 0 | 0
PS | 0 | 0 | 0 | 0 | 0 | 0
PV | 0 | 0 | 0 | 0 | 0 | 0
PeakG | 0 | 0 | 0 | 0 | 0 | 0
PeakO | 0 | 0 | 0 | 0 | 0 | 0
ST | 0 | 0 | 0 | 0 | 0 | 0
STOG | 0 | 0 | 0 | 0 | 0 | 0
STWD | 0 | 0 | 0 | 0 | 0 | 0
WT | 0 | 0 | 0 | 0 | 0 | 0
IGCC | 0 | 0 | 0 | 0 | 0 | 0
DemandResponse | 0 | 0 | 0 | 0 | 0 | 0
IGCC-CCS | 0 | 0 | 0 | 0 | 0 | 0
WT_off | 0 | 0 | 0 | 0 | 0 | 0
PseudoUnit | 0 | 0 | 0 | 0 | 0 | 0
FixedInterchange | 0 | 0 | 0 | 0 | 0 | 0
Emission Cost by Reporting Type: PJM_E
ReportingType | 2015 | 2020 | 2025 | 2030 | 2035 | 2040
BM | 0 | 0 | 0 | 0 | 0 | 0
CC | 0 | 0 | 0 | 0 | 0 | 0
CSP | 0 | 0 | 0 | 0 | 0 | 0
CT | 0 | 0 | 0 | 0 | 0 | 0
Coal | 0 | 0 | 0 | 0 | 0 | 0
Geo | 0 | 0 | 0 | 0 | 0 | 0
H | 0 | 0 | 0 | 0 | 0 | 0
LFG | 0 | 0 | 0 | 0 | 0 | 0
Nuc | 0 | 0 | 0 | 0 | 0 | 0
PS | 0 | 0 | 0 | 0 | 0 | 0
PV | 0 | 0 | 0 | 0 | 0 | 0
PeakG | 0 | 0 | 0 | 0 | 0 | 0
PeakO | 0 | 0 | 0 | 0 | 0 | 0
ST | 0 | 0 | 0 | 0 | 0 | 0
STOG | 0 | 0 | 0 | 0 | 0 | 0
STWD | 0 | 0 | 0 | 0 | 0 | 0
WT | 0 | 0 | 0 | 0 | 0 | 0
IGCC | 0 | 0 | 0 | 0 | 0 | 0
DemandResponse | 0 | 0 | 0 | 0 | 0 | 0
IGCC-CCS | 0 | 0 | 0 | 0 | 0 | 0
WT_off | 0 | 0 | 0 | 0 | 0 | 0
PseudoUnit | 0 | 0 | 0 | 0 | 0 | 0
FixedInterchange | 0 | 0 | 0 | 0 | 0 | 0
Emission Cost by Reporting Type: PJM_ROM
ReportingType | 2015 | 2020 | 2025 | 2030 | 2035 | 2040
BM | 0 | 0 | 0 | 0 | 0 | 0
CC | 0 | 0 | 0 | 0 | 0 | 0
CSP | 0 | 0 | 0 | 0 | 0 | 0
CT | 0 | 0 | 0 | 0 | 0 | 0
Coal | 0 | 0 | 0 | 0 | 0 | 0
Geo | 0 | 0 | 0 | 0 | 0 | 0
H | 0 | 0 | 0 | 0 | 0 | 0
LFG | 0 | 0 | 0 | 0 | 0 | 0
Nuc | 0 | 0 | 0 | 0 | 0 | 0
PS | 0 | 0 | 0 | 0 | 0 | 0
PV | 0 | 0 | 0 | 0 | 0 | 0
PeakG | 0 | 0 | 0 | 0 | 0 | 0
PeakO | 0 | 0 | 0 | 0 | 0 | 0
ST | 0 | 0 | 0 | 0 | 0 | 0
STOG | 0 | 0 | 0 | 0 | 0 | 0
STWD | 0 | 0 | 0 | 0 | 0 | 0
WT | 0 | 0 | 0 | 0 | 0 | 0
IGCC | 0 | 0 | 0 | 0 | 0 | 0
DemandResponse | 0 | 0 | 0 | 0 | 0 | 0
IGCC-CCS | 0 | 0 | 0 | 0 | 0 | 0
WT_off | 0 | 0 | 0 | 0 | 0 | 0
PseudoUnit | 0 | 0 | 0 | 0 | 0 | 0
FixedInterchange | 0 | 0 | 0 | 0 | 0 | 0
Emission Cost by Reporting Type: PJM_ROR
ReportingType | 2015 | 2020 | 2025 | 2030 | 2035 | 2040
BM | 0 | 0 | 0 | 0 | 0 | 0
CC | 0 | 0 | 0 | 0 | 0 | 0
CSP | 0 | 0 | 0 | 0 | 0 | 0
CT | 0 | 0 | 0 | 0 | 0 | 0
Coal | 0 | 0 | 0 | 0 | 0 | 0
Geo | 0 | 0 | 0 | 0 | 0 | 0
H | 0 | 0 | 0 | 0 | 0 | 0
LFG | 0 | 0 | 0 | 0 | 0 | 0
Nuc | 0 | 0 | 0 | 0 | 0 | 0
PS | 0 | 0 | 0 | 0 | 0 | 0
PV | 0 | 0 | 0 | 0 | 0 | 0
PeakG | 0 | 0 | 0 | 0 | 0 | 0
PeakO | 0 | 0 | 0 | 0 | 0 | 0
ST | 0 | 0 | 0 | 0 | 0 | 0
STOG | 0 | 0 | 0 | 0 | 0 | 0
STWD | 0 | 0 | 0 | 0 | 0 | 0
WT | 0 | 0 | 0 | 0 | 0 | 0
IGCC | 0 | 0 | 0 | 0 | 0 | 0
DemandResponse | 0 | 0 | 0 | 0 | 0 | 0
IGCC-CCS | 0 | 0 | 0 | 0 | 0 | 0
WT_off | 0 | 0 | 0 | 0 | 0 | 0
PseudoUnit | 0 | 0 | 0 | 0 | 0 | 0
FixedInterchange | 0 | 0 | 0 | 0 | 0 | 0
Emission Cost by Reporting Type: SOCO
ReportingType | 2015 | 2020 | 2025 | 2030 | 2035 | 2040
BM | 0 | 0 | 0 | 0 | 0 | 0
CC | 0 | 0 | 0 | 0 | 0 | 0
CSP | 0 | 0 | 0 | 0 | 0 | 0
CT | 0 | 0 | 0 | 0 | 0 | 0
Coal | 0 | 0 | 0 | 0 | 0 | 0
Geo | 0 | 0 | 0 | 0 | 0 | 0
H | 0 | 0 | 0 | 0 | 0 | 0
LFG | 0 | 0 | 0 | 0 | 0 | 0
Nuc | 0 | 0 | 0 | 0 | 0 | 0
PS | 0 | 0 | 0 | 0 | 0 | 0
PV | 0 | 0 | 0 | 0 | 0 | 0
PeakG | 0 | 0 | 0 | 0 | 0 | 0
PeakO | 0 | 0 | 0 | 0 | 0 | 0
ST | 0 | 0 | 0 | 0 | 0 | 0
STOG | 0 | 0 | 0 | 0 | 0 | 0
STWD | 0 | 0 | 0 | 0 | 0 | 0
WT | 0 | 0 | 0 | 0 | 0 | 0
IGCC | 0 | 0 | 0 | 0 | 0 | 0
DemandResponse | 0 | 0 | 0 | 0 | 0 | 0
IGCC-CCS | 0 | 0 | 0 | 0 | 0 | 0
WT_off | 0 | 0 | 0 | 0 | 0 | 0
PseudoUnit | 0 | 0 | 0 | 0 | 0 | 0
FixedInterchange | 0 | 0 | 0 | 0 | 0 | 0
Emission Cost by Reporting Type: SPP_N
ReportingType | 2015 | 2020 | 2025 | 2030 | 2035 | 2040
BM | 0 | 0 | 0 | 0 | 0 | 0
CC | 0 | 0 | 0 | 0 | 0 | 0
CSP | 0 | 0 | 0 | 0 | 0 | 0
CT | 0 | 0 | 0 | 0 | 0 | 0
Coal | 0 | 0 | 0 | 0 | 0 | 0
Geo | 0 | 0 | 0 | 0 | 0 | 0
H | 0 | 0 | 0 | 0 | 0 | 0
LFG | 0 | 0 | 0 | 0 | 0 | 0
Nuc | 0 | 0 | 0 | 0 | 0 | 0
PS | 0 | 0 | 0 | 0 | 0 | 0
PV | 0 | 0 | 0 | 0 | 0 | 0
PeakG | 0 | 0 | 0 | 0 | 0 | 0
PeakO | 0 | 0 | 0 | 0 | 0 | 0
ST | 0 | 0 | 0 | 0 | 0 | 0
STOG | 0 | 0 | 0 | 0 | 0 | 0
STWD | 0 | 0 | 0 | 0 | 0 | 0
WT | 0 | 0 | 0 | 0 | 0 | 0
IGCC | 0 | 0 | 0 | 0 | 0 | 0
DemandResponse | 0 | 0 | 0 | 0 | 0 | 0
IGCC-CCS | 0 | 0 | 0 | 0 | 0 | 0
WT_off | 0 | 0 | 0 | 0 | 0 | 0
PseudoUnit | 0 | 0 | 0 | 0 | 0 | 0
FixedInterchange | 0 | 0 | 0 | 0 | 0 | 0
Emission Cost by Reporting Type: SPP_S
ReportingType | 2015 | 2020 | 2025 | 2030 | 2035 | 2040
BM | 0 | 0 | 0 | 0 | 0 | 0
CC | 0 | 0 | 0 | 0 | 0 | 0
CSP | 0 | 0 | 0 | 0 | 0 | 0
CT | 0 | 0 | 0 | 0 | 0 | 0
Coal | 0 | 0 | 0 | 0 | 0 | 0
Geo | 0 | 0 | 0 | 0 | 0 | 0
H | 0 | 0 | 0 | 0 | 0 | 0
LFG | 0 | 0 | 0 | 0 | 0 | 0
Nuc | 0 | 0 | 0 | 0 | 0 | 0
PS | 0 | 0 | 0 | 0 | 0 | 0
PV | 0 | 0 | 0 | 0 | 0 | 0
PeakG | 0 | 0 | 0 | 0 | 0 | 0
PeakO | 0 | 0 | 0 | 0 | 0 | 0
ST | 0 | 0 | 0 | 0 | 0 | 0
STOG | 0 | 0 | 0 | 0 | 0 | 0
STWD | 0 | 0 | 0 | 0 | 0 | 0
WT | 0 | 0 | 0 | 0 | 0 | 0
IGCC | 0 | 0 | 0 | 0 | 0 | 0
DemandResponse | 0 | 0 | 0 | 0 | 0 | 0
IGCC-CCS | 0 | 0 | 0 | 0 | 0 | 0
WT_off | 0 | 0 | 0 | 0 | 0 | 0
PseudoUnit | 0 | 0 | 0 | 0 | 0 | 0
FixedInterchange | 0 | 0 | 0 | 0 | 0 | 0
Emission Cost by Reporting Type: TVA
ReportingType | 2015 | 2020 | 2025 | 2030 | 2035 | 2040
BM | 0 | 0 | 0 | 0 | 0 | 0
CC | 0 | 0 | 0 | 0 | 0 | 0
CSP | 0 | 0 | 0 | 0 | 0 | 0
CT | 0 | 0 | 0 | 0 | 0 | 0
Coal | 0 | 0 | 0 | 0 | 0 | 0
Geo | 0 | 0 | 0 | 0 | 0 | 0
H | 0 | 0 | 0 | 0 | 0 | 0
LFG | 0 | 0 | 0 | 0 | 0 | 0
Nuc | 0 | 0 | 0 | 0 | 0 | 0
PS | 0 | 0 | 0 | 0 | 0 | 0
PV | 0 | 0 | 0 | 0 | 0 | 0
PeakG | 0 | 0 | 0 | 0 | 0 | 0
PeakO | 0 | 0 | 0 | 0 | 0 | 0
ST | 0 | 0 | 0 | 0 | 0 | 0
STOG | 0 | 0 | 0 | 0 | 0 | 0
STWD | 0 | 0 | 0 | 0 | 0 | 0
WT | 0 | 0 | 0 | 0 | 0 | 0
IGCC | 0 | 0 | 0 | 0 | 0 | 0
DemandResponse | 0 | 0 | 0 | 0 | 0 | 0
IGCC-CCS | 0 | 0 | 0 | 0 | 0 | 0
WT_off | 0 | 0 | 0 | 0 | 0 | 0
PseudoUnit | 0 | 0 | 0 | 0 | 0 | 0
FixedInterchange | 0 | 0 | 0 | 0 | 0 | 0
Emission Cost by Reporting Type: TVA_Transmission
ReportingType | 2015 | 2020 | 2025 | 2030 | 2035 | 2040
BM | 0 | 0 | 0 | 0 | 0 | 0
CC | 0 | 0 | 0 | 0 | 0 | 0
CSP | 0 | 0 | 0 | 0 | 0 | 0
CT | 0 | 0 | 0 | 0 | 0 | 0
Coal | 0 | 0 | 0 | 0 | 0 | 0
Geo | 0 | 0 | 0 | 0 | 0 | 0
H | 0 | 0 | 0 | 0 | 0 | 0
LFG | 0 | 0 | 0 | 0 | 0 | 0
Nuc | 0 | 0 | 0 | 0 | 0 | 0
PS | 0 | 0 | 0 | 0 | 0 | 0
PV | 0 | 0 | 0 | 0 | 0 | 0
PeakG | 0 | 0 | 0 | 0 | 0 | 0
PeakO | 0 | 0 | 0 | 0 | 0 | 0
ST | 0 | 0 | 0 | 0 | 0 | 0
STOG | 0 | 0 | 0 | 0 | 0 | 0
STWD | 0 | 0 | 0 | 0 | 0 | 0
WT | 0 | 0 | 0 | 0 | 0 | 0
IGCC | 0 | 0 | 0 | 0 | 0 | 0
DemandResponse | 0 | 0 | 0 | 0 | 0 | 0
IGCC-CCS | 0 | 0 | 0 | 0 | 0 | 0
WT_off | 0 | 0 | 0 | 0 | 0 | 0
PseudoUnit | 0 | 0 | 0 | 0 | 0 | 0
FixedInterchange | 0 | 0 | 0 | 0 | 0 | 0
Emission Cost by Reporting Type: VACAR
ReportingType | 2015 | 2020 | 2025 | 2030 | 2035 | 2040
BM | 0 | 0 | 0 | 0 | 0 | 0
CC | 0 | 0 | 0 | 0 | 0 | 0
CSP | 0 | 0 | 0 | 0 | 0 | 0
CT | 0 | 0 | 0 | 0 | 0 | 0
Coal | 0 | 0 | 0 | 0 | 0 | 0
Geo | 0 | 0 | 0 | 0 | 0 | 0
H | 0 | 0 | 0 | 0 | 0 | 0
LFG | 0 | 0 | 0 | 0 | 0 | 0
Nuc | 0 | 0 | 0 | 0 | 0 | 0
PS | 0 | 0 | 0 | 0 | 0 | 0
PV | 0 | 0 | 0 | 0 | 0 | 0
PeakG | 0 | 0 | 0 | 0 | 0 | 0
PeakO | 0 | 0 | 0 | 0 | 0 | 0
ST | 0 | 0 | 0 | 0 | 0 | 0
STOG | 0 | 0 | 0 | 0 | 0 | 0
STWD | 0 | 0 | 0 | 0 | 0 | 0
WT | 0 | 0 | 0 | 0 | 0 | 0
IGCC | 0 | 0 | 0 | 0 | 0 | 0
DemandResponse | 0 | 0 | 0 | 0 | 0 | 0
IGCC-CCS | 0 | 0 | 0 | 0 | 0 | 0
WT_off | 0 | 0 | 0 | 0 | 0 | 0
PseudoUnit | 0 | 0 | 0 | 0 | 0 | 0
FixedInterchange | 0 | 0 | 0 | 0 | 0 | 0
Emission Cost by Reporting Type: IESO
ReportingType | 2015 | 2020 | 2025 | 2030 | 2035 | 2040
BM | 0 | 0 | 0 | 0 | 0 | 0
CC | 0 | 0 | 0 | 0 | 0 | 0
CSP | 0 | 0 | 0 | 0 | 0 | 0
CT | 0 | 0 | 0 | 0 | 0 | 0
Coal | 0 | 0 | 0 | 0 | 0 | 0
Geo | 0 | 0 | 0 | 0 | 0 | 0
H | 0 | 0 | 0 | 0 | 0 | 0
LFG | 0 | 0 | 0 | 0 | 0 | 0
Nuc | 0 | 0 | 0 | 0 | 0 | 0
PS | 0 | 0 | 0 | 0 | 0 | 0
PV | 0 | 0 | 0 | 0 | 0 | 0
PeakG | 0 | 0 | 0 | 0 | 0 | 0
PeakO | 0 | 0 | 0 | 0 | 0 | 0
ST | 0 | 0 | 0 | 0 | 0 | 0
STOG | 0 | 0 | 0 | 0 | 0 | 0
STWD | 0 | 0 | 0 | 0 | 0 | 0
WT | 0 | 0 | 0 | 0 | 0 | 0
IGCC | 0 | 0 | 0 | 0 | 0 | 0
DemandResponse | 0 | 0 | 0 | 0 | 0 | 0
IGCC-CCS | 0 | 0 | 0 | 0 | 0 | 0
WT_off | 0 | 0 | 0 | 0 | 0 | 0
PseudoUnit | 0 | 0 | 0 | 0 | 0 | 0
FixedInterchange | 0 | 0 | 0 | 0 | 0 | 0
Emission Cost by Reporting Type: MAPP_CA
ReportingType | 2015 | 2020 | 2025 | 2030 | 2035 | 2040
BM | 0 | 0 | 0 | 0 | 0 | 0
CC | 0 | 0 | 0 | 0 | 0 | 0
CSP | 0 | 0 | 0 | 0 | 0 | 0
CT | 0 | 0 | 0 | 0 | 0 | 0
Coal | 0 | 0 | 0 | 0 | 0 | 0
Geo | 0 | 0 | 0 | 0 | 0 | 0
H | 0 | 0 | 0 | 0 | 0 | 0
LFG | 0 | 0 | 0 | 0 | 0 | 0
Nuc | 0 | 0 | 0 | 0 | 0 | 0
PS | 0 | 0 | 0 | 0 | 0 | 0
PV | 0 | 0 | 0 | 0 | 0 | 0
PeakG | 0 | 0 | 0 | 0 | 0 | 0
PeakO | 0 | 0 | 0 | 0 | 0 | 0
ST | 0 | 0 | 0 | 0 | 0 | 0
STOG | 0 | 0 | 0 | 0 | 0 | 0
STWD | 0 | 0 | 0 | 0 | 0 | 0
WT | 0 | 0 | 0 | 0 | 0 | 0
IGCC | 0 | 0 | 0 | 0 | 0 | 0
DemandResponse | 0 | 0 | 0 | 0 | 0 | 0
IGCC-CCS | 0 | 0 | 0 | 0 | 0 | 0
WT_off | 0 | 0 | 0 | 0 | 0 | 0
PseudoUnit | 0 | 0 | 0 | 0 | 0 | 0
FixedInterchange | 0 | 0 | 0 | 0 | 0 | 0
Emission Cost by Reporting Type: AZ_NM_SNV_Coal
ReportingType | 2015 | 2020 | 2025 | 2030 | 2035 | 2040
BM | 0 | 0 | 0 | 0 | 0 | 0
CC | 0 | 0 | 0 | 0 | 0 | 0
CSP | 0 | 0 | 0 | 0 | 0 | 0
CT | 0 | 0 | 0 | 0 | 0 | 0
Coal | 0 | 0 | 0 | 0 | 0 | 0
Geo | 0 | 0 | 0 | 0 | 0 | 0
H | 0 | 0 | 0 | 0 | 0 | 0
LFG | 0 | 0 | 0 | 0 | 0 | 0
Nuc | 0 | 0 | 0 | 0 | 0 | 0
PS | 0 | 0 | 0 | 0 | 0 | 0
PV | 0 | 0 | 0 | 0 | 0 | 0
PeakG | 0 | 0 | 0 | 0 | 0 | 0
PeakO | 0 | 0 | 0 | 0 | 0 | 0
ST | 0 | 0 | 0 | 0 | 0 | 0
STOG | 0 | 0 | 0 | 0 | 0 | 0
STWD | 0 | 0 | 0 | 0 | 0 | 0
WT | 0 | 0 | 0 | 0 | 0 | 0
IGCC | 0 | 0 | 0 | 0 | 0 | 0
DemandResponse | 0 | 0 | 0 | 0 | 0 | 0
IGCC-CCS | 0 | 0 | 0 | 0 | 0 | 0
WT_off | 0 | 0 | 0 | 0 | 0 | 0
PseudoUnit | 0 | 0 | 0 | 0 | 0 | 0
FixedInterchange | 0 | 0 | 0 | 0 | 0 | 0
Emission Cost by Reporting Type: AZ_NM_SNV_Gas
ReportingType | 2015 | 2020 | 2025 | 2030 | 2035 | 2040
BM | 0 | 0 | 0 | 0 | 0 | 0
CC | 0 | 0 | 0 | 0 | 0 | 0
CSP | 0 | 0 | 0 | 0 | 0 | 0
CT | 0 | 0 | 0 | 0 | 0 | 0
Coal | 0 | 0 | 0 | 0 | 0 | 0
Geo | 0 | 0 | 0 | 0 | 0 | 0
H | 0 | 0 | 0 | 0 | 0 | 0
LFG | 0 | 0 | 0 | 0 | 0 | 0
Nuc | 0 | 0 | 0 | 0 | 0 | 0
PS | 0 | 0 | 0 | 0 | 0 | 0
PV | 0 | 0 | 0 | 0 | 0 | 0
PeakG | 0 | 0 | 0 | 0 | 0 | 0
PeakO | 0 | 0 | 0 | 0 | 0 | 0
ST | 0 | 0 | 0 | 0 | 0 | 0
STOG | 0 | 0 | 0 | 0 | 0 | 0
STWD | 0 | 0 | 0 | 0 | 0 | 0
WT | 0 | 0 | 0 | 0 | 0 | 0
IGCC | 0 | 0 | 0 | 0 | 0 | 0
DemandResponse | 0 | 0 | 0 | 0 | 0 | 0
IGCC-CCS | 0 | 0 | 0 | 0 | 0 | 0
WT_off | 0 | 0 | 0 | 0 | 0 | 0
PseudoUnit | 0 | 0 | 0 | 0 | 0 | 0
FixedInterchange | 0 | 0 | 0 | 0 | 0 | 0
Emission Cost by Reporting Type: AZ_NM_SNV_NucRenew
ReportingType | 2015 | 2020 | 2025 | 2030 | 2035 | 2040
BM | 0 | 0 | 0 | 0 | 0 | 0
CC | 0 | 0 | 0 | 0 | 0 | 0
CSP | 0 | 0 | 0 | 0 | 0 | 0
CT | 0 | 0 | 0 | 0 | 0 | 0
Coal | 0 | 0 | 0 | 0 | 0 | 0
Geo | 0 | 0 | 0 | 0 | 0 | 0
H | 0 | 0 | 0 | 0 | 0 | 0
LFG | 0 | 0 | 0 | 0 | 0 | 0
Nuc | 0 | 0 | 0 | 0 | 0 | 0
PS | 0 | 0 | 0 | 0 | 0 | 0
PV | 0 | 0 | 0 | 0 | 0 | 0
PeakG | 0 | 0 | 0 | 0 | 0 | 0
PeakO | 0 | 0 | 0 | 0 | 0 | 0
ST | 0 | 0 | 0 | 0 | 0 | 0
STOG | 0 | 0 | 0 | 0 | 0 | 0
STWD | 0 | 0 | 0 | 0 | 0 | 0
WT | 0 | 0 | 0 | 0 | 0 | 0
IGCC | 0 | 0 | 0 | 0 | 0 | 0
DemandResponse | 0 | 0 | 0 | 0 | 0 | 0
IGCC-CCS | 0 | 0 | 0 | 0 | 0 | 0
WT_off | 0 | 0 | 0 | 0 | 0 | 0
PseudoUnit | 0 | 0 | 0 | 0 | 0 | 0
FixedInterchange | 0 | 0 | 0 | 0 | 0 | 0
Emission Cost by Reporting Type: ERCOT
ReportingType | 2015 | 2020 | 2025 | 2030 | 2035 | 2040
BM | 0 | 0 | 0 | 0 | 0 | 0
CC | 0 | 0 | 0 | 0 | 0 | 0
CSP | 0 | 0 | 0 | 0 | 0 | 0
CT | 0 | 0 | 0 | 0 | 0 | 0
Coal | 0 | 0 | 0 | 0 | 0 | 0
Geo | 0 | 0 | 0 | 0 | 0 | 0
H | 0 | 0 | 0 | 0 | 0 | 0
LFG | 0 | 0 | 0 | 0 | 0 | 0
Nuc | 0 | 0 | 0 | 0 | 0 | 0
PS | 0 | 0 | 0 | 0 | 0 | 0
PV | 0 | 0 | 0 | 0 | 0 | 0
PeakG | 0 | 0 | 0 | 0 | 0 | 0
PeakO | 0 | 0 | 0 | 0 | 0 | 0
ST | 0 | 0 | 0 | 0 | 0 | 0
STOG | 0 | 0 | 0 | 0 | 0 | 0
STWD | 0 | 0 | 0 | 0 | 0 | 0
WT | 0 | 0 | 0 | 0 | 0 | 0
IGCC | 0 | 0 | 0 | 0 | 0 | 0
DemandResponse | 0 | 0 | 0 | 0 | 0 | 0
IGCC-CCS | 0 | 0 | 0 | 0 | 0 | 0
WT_off | 0 | 0 | 0 | 0 | 0 | 0
PseudoUnit | 0 | 0 | 0 | 0 | 0 | 0
FixedInterchange | 0 | 0 | 0 | 0 | 0 | 0
Emission Cost by Reporting Type: NP15
ReportingType | 2015 | 2020 | 2025 | 2030 | 2035 | 2040
BM | 0 | 0 | 0 | 0 | 0 | 0
CC | 0 | 0 | 0 | 0 | 0 | 0
CSP | 0 | 0 | 0 | 0 | 0 | 0
CT | 0 | 0 | 0 | 0 | 0 | 0
Coal | 0 | 0 | 0 | 0 | 0 | 0
Geo | 0 | 0 | 0 | 0 | 0 | 0
H | 0 | 0 | 0 | 0 | 0 | 0
LFG | 0 | 0 | 0 | 0 | 0 | 0
Nuc | 0 | 0 | 0 | 0 | 0 | 0
PS | 0 | 0 | 0 | 0 | 0 | 0
PV | 0 | 0 | 0 | 0 | 0 | 0
PeakG | 0 | 0 | 0 | 0 | 0 | 0
PeakO | 0 | 0 | 0 | 0 | 0 | 0
ST | 0 | 0 | 0 | 0 | 0 | 0
STOG | 0 | 0 | 0 | 0 | 0 | 0
STWD | 0 | 0 | 0 | 0 | 0 | 0
WT | 0 | 0 | 0 | 0 | 0 | 0
IGCC | 0 | 0 | 0 | 0 | 0 | 0
DemandResponse | 0 | 0 | 0 | 0 | 0 | 0
IGCC-CCS | 0 | 0 | 0 | 0 | 0 | 0
WT_off | 0 | 0 | 0 | 0 | 0 | 0
PseudoUnit | 0 | 0 | 0 | 0 | 0 | 0
FixedInterchange | 0 | 0 | 0 | 0 | 0 | 0
Emission Cost by Reporting Type: NWPP_Coal
ReportingType | 2015 | 2020 | 2025 | 2030 | 2035 | 2040
BM | 0 | 0 | 0 | 0 | 0 | 0
CC | 0 | 0 | 0 | 0 | 0 | 0
CSP | 0 | 0 | 0 | 0 | 0 | 0
CT | 0 | 0 | 0 | 0 | 0 | 0
Coal | 0 | 0 | 0 | 0 | 0 | 0
Geo | 0 | 0 | 0 | 0 | 0 | 0
H | 0 | 0 | 0 | 0 | 0 | 0
LFG | 0 | 0 | 0 | 0 | 0 | 0
Nuc | 0 | 0 | 0 | 0 | 0 | 0
PS | 0 | 0 | 0 | 0 | 0 | 0
PV | 0 | 0 | 0 | 0 | 0 | 0
PeakG | 0 | 0 | 0 | 0 | 0 | 0
PeakO | 0 | 0 | 0 | 0 | 0 | 0
ST | 0 | 0 | 0 | 0 | 0 | 0
STOG | 0 | 0 | 0 | 0 | 0 | 0
STWD | 0 | 0 | 0 | 0 | 0 | 0
WT | 0 | 0 | 0 | 0 | 0 | 0
IGCC | 0 | 0 | 0 | 0 | 0 | 0
DemandResponse | 0 | 0 | 0 | 0 | 0 | 0
IGCC-CCS | 0 | 0 | 0 | 0 | 0 | 0
WT_off | 0 | 0 | 0 | 0 | 0 | 0
PseudoUnit | 0 | 0 | 0 | 0 | 0 | 0
FixedInterchange | 0 | 0 | 0 | 0 | 0 | 0
Emission Cost by Reporting Type: NWPP_Gas
ReportingType | 2015 | 2020 | 2025 | 2030 | 2035 | 2040
BM | 0 | 0 | 0 | 0 | 0 | 0
CC | 0 | 0 | 0 | 0 | 0 | 0
CSP | 0 | 0 | 0 | 0 | 0 | 0
CT | 0 | 0 | 0 | 0 | 0 | 0
Coal | 0 | 0 | 0 | 0 | 0 | 0
Geo | 0 | 0 | 0 | 0 | 0 | 0
H | 0 | 0 | 0 | 0 | 0 | 0
LFG | 0 | 0 | 0 | 0 | 0 | 0
Nuc | 0 | 0 | 0 | 0 | 0 | 0
PS | 0 | 0 | 0 | 0 | 0 | 0
PV | 0 | 0 | 0 | 0 | 0 | 0
PeakG | 0 | 0 | 0 | 0 | 0 | 0
PeakO | 0 | 0 | 0 | 0 | 0 | 0
ST | 0 | 0 | 0 | 0 | 0 | 0
STOG | 0 | 0 | 0 | 0 | 0 | 0
STWD | 0 | 0 | 0 | 0 | 0 | 0
WT | 0 | 0 | 0 | 0 | 0 | 0
IGCC | 0 | 0 | 0 | 0 | 0 | 0
DemandResponse | 0 | 0 | 0 | 0 | 0 | 0
IGCC-CCS | 0 | 0 | 0 | 0 | 0 | 0
WT_off | 0 | 0 | 0 | 0 | 0 | 0
PseudoUnit | 0 | 0 | 0 | 0 | 0 | 0
FixedInterchange | 0 | 0 | 0 | 0 | 0 | 0
Emission Cost by Reporting Type: NWPP_NucRenew
ReportingType | 2015 | 2020 | 2025 | 2030 | 2035 | 2040
BM | 0 | 0 | 0 | 0 | 0 | 0
CC | 0 | 0 | 0 | 0 | 0 | 0
CSP | 0 | 0 | 0 | 0 | 0 | 0
CT | 0 | 0 | 0 | 0 | 0 | 0
Coal | 0 | 0 | 0 | 0 | 0 | 0
Geo | 0 | 0 | 0 | 0 | 0 | 0
H | 0 | 0 | 0 | 0 | 0 | 0
LFG | 0 | 0 | 0 | 0 | 0 | 0
Nuc | 0 | 0 | 0 | 0 | 0 | 0
PS | 0 | 0 | 0 | 0 | 0 | 0
PV | 0 | 0 | 0 | 0 | 0 | 0
PeakG | 0 | 0 | 0 | 0 | 0 | 0
PeakO | 0 | 0 | 0 | 0 | 0 | 0
ST | 0 | 0 | 0 | 0 | 0 | 0
STOG | 0 | 0 | 0 | 0 | 0 | 0
STWD | 0 | 0 | 0 | 0 | 0 | 0
WT | 0 | 0 | 0 | 0 | 0 | 0
IGCC | 0 | 0 | 0 | 0 | 0 | 0
DemandResponse | 0 | 0 | 0 | 0 | 0 | 0
IGCC-CCS | 0 | 0 | 0 | 0 | 0 | 0
WT_off | 0 | 0 | 0 | 0 | 0 | 0
PseudoUnit | 0 | 0 | 0 | 0 | 0 | 0
FixedInterchange | 0 | 0 | 0 | 0 | 0 | 0
Emission Cost by Reporting Type: RMPA
ReportingType | 2015 | 2020 | 2025 | 2030 | 2035 | 2040
BM | 0 | 0 | 0 | 0 | 0 | 0
CC | 0 | 0 | 0 | 0 | 0 | 0
CSP | 0 | 0 | 0 | 0 | 0 | 0
CT | 0 | 0 | 0 | 0 | 0 | 0
Coal | 0 | 0 | 0 | 0 | 0 | 0
Geo | 0 | 0 | 0 | 0 | 0 | 0
H | 0 | 0 | 0 | 0 | 0 | 0
LFG | 0 | 0 | 0 | 0 | 0 | 0
Nuc | 0 | 0 | 0 | 0 | 0 | 0
PS | 0 | 0 | 0 | 0 | 0 | 0
PV | 0 | 0 | 0 | 0 | 0 | 0
PeakG | 0 | 0 | 0 | 0 | 0 | 0
PeakO | 0 | 0 | 0 | 0 | 0 | 0
ST | 0 | 0 | 0 | 0 | 0 | 0
STOG | 0 | 0 | 0 | 0 | 0 | 0
STWD | 0 | 0 | 0 | 0 | 0 | 0
WT | 0 | 0 | 0 | 0 | 0 | 0
IGCC | 0 | 0 | 0 | 0 | 0 | 0
DemandResponse | 0 | 0 | 0 | 0 | 0 | 0
IGCC-CCS | 0 | 0 | 0 | 0 | 0 | 0
WT_off | 0 | 0 | 0 | 0 | 0 | 0
PseudoUnit | 0 | 0 | 0 | 0 | 0 | 0
FixedInterchange | 0 | 0 | 0 | 0 | 0 | 0
Emission Cost by Reporting Type: SP15
ReportingType | 2015 | 2020 | 2025 | 2030 | 2035 | 2040
BM | 0 | 0 | 0 | 0 | 0 | 0
CC | 0 | 0 | 0 | 0 | 0 | 0
CSP | 0 | 0 | 0 | 0 | 0 | 0
CT | 0 | 0 | 0 | 0 | 0 | 0
Coal | 0 | 0 | 0 | 0 | 0 | 0
Geo | 0 | 0 | 0 | 0 | 0 | 0
H | 0 | 0 | 0 | 0 | 0 | 0
LFG | 0 | 0 | 0 | 0 | 0 | 0
Nuc | 0 | 0 | 0 | 0 | 0 | 0
PS | 0 | 0 | 0 | 0 | 0 | 0
PV | 0 | 0 | 0 | 0 | 0 | 0
PeakG | 0 | 0 | 0 | 0 | 0 | 0
PeakO | 0 | 0 | 0 | 0 | 0 | 0
ST | 0 | 0 | 0 | 0 | 0 | 0
STOG | 0 | 0 | 0 | 0 | 0 | 0
STWD | 0 | 0 | 0 | 0 | 0 | 0
WT | 0 | 0 | 0 | 0 | 0 | 0
IGCC | 0 | 0 | 0 | 0 | 0 | 0
DemandResponse | 0 | 0 | 0 | 0 | 0 | 0
IGCC-CCS | 0 | 0 | 0 | 0 | 0 | 0
WT_off | 0 | 0 | 0 | 0 | 0 | 0
PseudoUnit | 0 | 0 | 0 | 0 | 0 | 0
FixedInterchange | 0 | 0 | 0 | 0 | 0 | 0
Emission Cost by Reporting Type: ALB
ReportingType | 2015 | 2020 | 2025 | 2030 | 2035 | 2040
BM | 0 | 0 | 0 | 0 | 0 | 0
CC | 0 | 0 | 0 | 0 | 0 | 0
CSP | 0 | 0 | 0 | 0 | 0 | 0
CT | 0 | 0 | 0 | 0 | 0 | 0
Coal | 0 | 0 | 0 | 0 | 0 | 0
Geo | 0 | 0 | 0 | 0 | 0 | 0
H | 0 | 0 | 0 | 0 | 0 | 0
LFG | 0 | 0 | 0 | 0 | 0 | 0
Nuc | 0 | 0 | 0 | 0 | 0 | 0
PS | 0 | 0 | 0 | 0 | 0 | 0
PV | 0 | 0 | 0 | 0 | 0 | 0
PeakG | 0 | 0 | 0 | 0 | 0 | 0
PeakO | 0 | 0 | 0 | 0 | 0 | 0
ST | 0 | 0 | 0 | 0 | 0 | 0
STOG | 0 | 0 | 0 | 0 | 0 | 0
STWD | 0 | 0 | 0 | 0 | 0 | 0
WT | 0 | 0 | 0 | 0 | 0 | 0
IGCC | 0 | 0 | 0 | 0 | 0 | 0
DemandResponse | 0 | 0 | 0 | 0 | 0 | 0
IGCC-CCS | 0 | 0 | 0 | 0 | 0 | 0
WT_off | 0 | 0 | 0 | 0 | 0 | 0
PseudoUnit | 0 | 0 | 0 | 0 | 0 | 0
FixedInterchange | 0 | 0 | 0 | 0 | 0 | 0
Emission Cost by Reporting Type: BC
ReportingType | 2015 | 2020 | 2025 | 2030 | 2035 | 2040
BM | 0 | 0 | 0 | 0 | 0 | 0
CC | 0 | 0 | 0 | 0 | 0 | 0
CSP | 0 | 0 | 0 | 0 | 0 | 0
CT | 0 | 0 | 0 | 0 | 0 | 0
Coal | 0 | 0 | 0 | 0 | 0 | 0
Geo | 0 | 0 | 0 | 0 | 0 | 0
H | 0 | 0 | 0 | 0 | 0 | 0
LFG | 0 | 0 | 0 | 0 | 0 | 0
Nuc | 0 | 0 | 0 | 0 | 0 | 0
PS | 0 | 0 | 0 | 0 | 0 | 0
PV | 0 | 0 | 0 | 0 | 0 | 0
PeakG | 0 | 0 | 0 | 0 | 0 | 0
PeakO | 0 | 0 | 0 | 0 | 0 | 0
ST | 0 | 0 | 0 | 0 | 0 | 0
STOG | 0 | 0 | 0 | 0 | 0 | 0
STWD | 0 | 0 | 0 | 0 | 0 | 0
WT | 0 | 0 | 0 | 0 | 0 | 0
IGCC | 0 | 0 | 0 | 0 | 0 | 0
DemandResponse | 0 | 0 | 0 | 0 | 0 | 0
IGCC-CCS | 0 | 0 | 0 | 0 | 0 | 0
WT_off | 0 | 0 | 0 | 0 | 0 | 0
PseudoUnit | 0 | 0 | 0 | 0 | 0 | 0
FixedInterchange | 0 | 0 | 0 | 0 | 0 | 0
Emission Cost by Reporting Type: HQ_IESO
ReportingType | 2015 | 2020 | 2025 | 2030 | 2035 | 2040
BM | 0 | 0 | 0 | 0 | 0 | 0
CC | 0 | 0 | 0 | 0 | 0 | 0
CSP | 0 | 0 | 0 | 0 | 0 | 0
CT | 0 | 0 | 0 | 0 | 0 | 0
Coal | 0 | 0 | 0 | 0 | 0 | 0
Geo | 0 | 0 | 0 | 0 | 0 | 0
H | 0 | 0 | 0 | 0 | 0 | 0
LFG | 0 | 0 | 0 | 0 | 0 | 0
Nuc | 0 | 0 | 0 | 0 | 0 | 0
PS | 0 | 0 | 0 | 0 | 0 | 0
PV | 0 | 0 | 0 | 0 | 0 | 0
PeakG | 0 | 0 | 0 | 0 | 0 | 0
PeakO | 0 | 0 | 0 | 0 | 0 | 0
ST | 0 | 0 | 0 | 0 | 0 | 0
STOG | 0 | 0 | 0 | 0 | 0 | 0
STWD | 0 | 0 | 0 | 0 | 0 | 0
WT | 0 | 0 | 0 | 0 | 0 | 0
IGCC | 0 | 0 | 0 | 0 | 0 | 0
DemandResponse | 0 | 0 | 0 | 0 | 0 | 0
IGCC-CCS | 0 | 0 | 0 | 0 | 0 | 0
WT_off | 0 | 0 | 0 | 0 | 0 | 0
PseudoUnit | 0 | 0 | 0 | 0 | 0 | 0
FixedInterchange | 0 | 0 | 0 | 0 | 0 | 0
Emission Cost by Reporting Type: HQ_NEISO
ReportingType | 2015 | 2020 | 2025 | 2030 | 2035 | 2040
BM | 0 | 0 | 0 | 0 | 0 | 0
CC | 0 | 0 | 0 | 0 | 0 | 0
CSP | 0 | 0 | 0 | 0 | 0 | 0
CT | 0 | 0 | 0 | 0 | 0 | 0
Coal | 0 | 0 | 0 | 0 | 0 | 0
Geo | 0 | 0 | 0 | 0 | 0 | 0
H | 0 | 0 | 0 | 0 | 0 | 0
LFG | 0 | 0 | 0 | 0 | 0 | 0
Nuc | 0 | 0 | 0 | 0 | 0 | 0
PS | 0 | 0 | 0 | 0 | 0 | 0
PV | 0 | 0 | 0 | 0 | 0 | 0
PeakG | 0 | 0 | 0 | 0 | 0 | 0
PeakO | 0 | 0 | 0 | 0 | 0 | 0
ST | 0 | 0 | 0 | 0 | 0 | 0
STOG | 0 | 0 | 0 | 0 | 0 | 0
STWD | 0 | 0 | 0 | 0 | 0 | 0
WT | 0 | 0 | 0 | 0 | 0 | 0
IGCC | 0 | 0 | 0 | 0 | 0 | 0
DemandResponse | 0 | 0 | 0 | 0 | 0 | 0
IGCC-CCS | 0 | 0 | 0 | 0 | 0 | 0
WT_off | 0 | 0 | 0 | 0 | 0 | 0
PseudoUnit | 0 | 0 | 0 | 0 | 0 | 0
FixedInterchange | 0 | 0 | 0 | 0 | 0 | 0
Emission Cost by Reporting Type: HQ_NY
ReportingType | 2015 | 2020 | 2025 | 2030 | 2035 | 2040
BM | 0 | 0 | 0 | 0 | 0 | 0
CC | 0 | 0 | 0 | 0 | 0 | 0
CSP | 0 | 0 | 0 | 0 | 0 | 0
CT | 0 | 0 | 0 | 0 | 0 | 0
Coal | 0 | 0 | 0 | 0 | 0 | 0
Geo | 0 | 0 | 0 | 0 | 0 | 0
H | 0 | 0 | 0 | 0 | 0 | 0
LFG | 0 | 0 | 0 | 0 | 0 | 0
Nuc | 0 | 0 | 0 | 0 | 0 | 0
PS | 0 | 0 | 0 | 0 | 0 | 0
PV | 0 | 0 | 0 | 0 | 0 | 0
PeakG | 0 | 0 | 0 | 0 | 0 | 0
PeakO | 0 | 0 | 0 | 0 | 0 | 0
ST | 0 | 0 | 0 | 0 | 0 | 0
STOG | 0 | 0 | 0 | 0 | 0 | 0
STWD | 0 | 0 | 0 | 0 | 0 | 0
WT | 0 | 0 | 0 | 0 | 0 | 0
IGCC | 0 | 0 | 0 | 0 | 0 | 0
DemandResponse | 0 | 0 | 0 | 0 | 0 | 0
IGCC-CCS | 0 | 0 | 0 | 0 | 0 | 0
WT_off | 0 | 0 | 0 | 0 | 0 | 0
PseudoUnit | 0 | 0 | 0 | 0 | 0 | 0
FixedInterchange | 0 | 0 | 0 | 0 | 0 | 0
Emission Cost by Reporting Type: MARITIMES
ReportingType | 2015 | 2020 | 2025 | 2030 | 2035 | 2040
BM | 0 | 0 | 0 | 0 | 0 | 0
CC | 0 | 0 | 0 | 0 | 0 | 0
CSP | 0 | 0 | 0 | 0 | 0 | 0
CT | 0 | 0 | 0 | 0 | 0 | 0
Coal | 0 | 0 | 0 | 0 | 0 | 0
Geo | 0 | 0 | 0 | 0 | 0 | 0
H | 0 | 0 | 0 | 0 | 0 | 0
LFG | 0 | 0 | 0 | 0 | 0 | 0
Nuc | 0 | 0 | 0 | 0 | 0 | 0
PS | 0 | 0 | 0 | 0 | 0 | 0
PV | 0 | 0 | 0 | 0 | 0 | 0
PeakG | 0 | 0 | 0 | 0 | 0 | 0
PeakO | 0 | 0 | 0 | 0 | 0 | 0
ST | 0 | 0 | 0 | 0 | 0 | 0
STOG | 0 | 0 | 0 | 0 | 0 | 0
STWD | 0 | 0 | 0 | 0 | 0 | 0
WT | 0 | 0 | 0 | 0 | 0 | 0
IGCC | 0 | 0 | 0 | 0 | 0 | 0
DemandResponse | 0 | 0 | 0 | 0 | 0 | 0
IGCC-CCS | 0 | 0 | 0 | 0 | 0 | 0
WT_off | 0 | 0 | 0 | 0 | 0 | 0
PseudoUnit | 0 | 0 | 0 | 0 | 0 | 0
FixedInterchange | 0 | 0 | 0 | 0 | 0 | 0
Emission Cost by Reporting Type: All
ReportingType | 2015 | 2020 | 2025 | 2030 | 2035 | 2040
BM | 0 | 0 | 0 | 0 | 0 | 0
CC | 0 | 0 | 0 | 0 | 0 | 0
CSP | 0 | 0 | 0 | 0 | 0 | 0
CT | 0 | 0 | 0 | 0 | 0 | 0
Coal | 0 | 0 | 0 | 0 | 0 | 0
Geo | 0 | 0 | 0 | 0 | 0 | 0
H | 0 | 0 | 0 | 0 | 0 | 0
LFG | 0 | 0 | 0 | 0 | 0 | 0
Nuc | 0 | 0 | 0 | 0 | 0 | 0
PS | 0 | 0 | 0 | 0 | 0 | 0
PV | 0 | 0 | 0 | 0 | 0 | 0
PeakG | 0 | 0 | 0 | 0 | 0 | 0
PeakO | 0 | 0 | 0 | 0 | 0 | 0
ST | 0 | 0 | 0 | 0 | 0 | 0
STOG | 0 | 0 | 0 | 0 | 0 | 0
STWD | 0 | 0 | 0 | 0 | 0 | 0
WT | 0 | 0 | 0 | 0 | 0 | 0
IGCC | 0 | 0 | 0 | 0 | 0 | 0
DemandResponse | 0 | 0 | 0 | 0 | 0 | 0
IGCC-CCS | 0 | 0 | 0 | 0 | 0 | 0
WT_off | 0 | 0 | 0 | 0 | 0 | 0
PseudoUnit | 0 | 0 | 0 | 0 | 0 | 0
FixedInterchange | 0 | 0 | 0 | 0 | 0 | 0
Emission Cost by Reporting Type: EI_US
ReportingType | 2015 | 2020 | 2025 | 2030 | 2035 | 2040
BM | 0 | 0 | 0 | 0 | 0 | 0
CC | 0 | 0 | 0 | 0 | 0 | 0
CSP | 0 | 0 | 0 | 0 | 0 | 0
CT | 0 | 0 | 0 | 0 | 0 | 0
Coal | 0 | 0 | 0 | 0 | 0 | 0
Geo | 0 | 0 | 0 | 0 | 0 | 0
H | 0 | 0 | 0 | 0 | 0 | 0
LFG | 0 | 0 | 0 | 0 | 0 | 0
Nuc | 0 | 0 | 0 | 0 | 0 | 0
PS | 0 | 0 | 0 | 0 | 0 | 0
PV | 0 | 0 | 0 | 0 | 0 | 0
PeakG | 0 | 0 | 0 | 0 | 0 | 0
PeakO | 0 | 0 | 0 | 0 | 0 | 0
ST | 0 | 0 | 0 | 0 | 0 | 0
STOG | 0 | 0 | 0 | 0 | 0 | 0
STWD | 0 | 0 | 0 | 0 | 0 | 0
WT | 0 | 0 | 0 | 0 | 0 | 0
IGCC | 0 | 0 | 0 | 0 | 0 | 0
DemandResponse | 0 | 0 | 0 | 0 | 0 | 0
IGCC-CCS | 0 | 0 | 0 | 0 | 0 | 0
WT_off | 0 | 0 | 0 | 0 | 0 | 0
PseudoUnit | 0 | 0 | 0 | 0 | 0 | 0
FixedInterchange | 0 | 0 | 0 | 0 | 0 | 0
Emission Cost by Reporting Type: EI_Canada
ReportingType | 2015 | 2020 | 2025 | 2030 | 2035 | 2040
BM | 0 | 0 | 0 | 0 | 0 | 0
CC | 0 | 0 | 0 | 0 | 0 | 0
CSP | 0 | 0 | 0 | 0 | 0 | 0
CT | 0 | 0 | 0 | 0 | 0 | 0
Coal | 0 | 0 | 0 | 0 | 0 | 0
Geo | 0 | 0 | 0 | 0 | 0 | 0
H | 0 | 0 | 0 | 0 | 0 | 0
LFG | 0 | 0 | 0 | 0 | 0 | 0
Nuc | 0 | 0 | 0 | 0 | 0 | 0
PS | 0 | 0 | 0 | 0 | 0 | 0
PV | 0 | 0 | 0 | 0 | 0 | 0
PeakG | 0 | 0 | 0 | 0 | 0 | 0
PeakO | 0 | 0 | 0 | 0 | 0 | 0
ST | 0 | 0 | 0 | 0 | 0 | 0
STOG | 0 | 0 | 0 | 0 | 0 | 0
STWD | 0 | 0 | 0 | 0 | 0 | 0
WT | 0 | 0 | 0 | 0 | 0 | 0
IGCC | 0 | 0 | 0 | 0 | 0 | 0
DemandResponse | 0 | 0 | 0 | 0 | 0 | 0
IGCC-CCS | 0 | 0 | 0 | 0 | 0 | 0
WT_off | 0 | 0 | 0 | 0 | 0 | 0
PseudoUnit | 0 | 0 | 0 | 0 | 0 | 0
FixedInterchange | 0 | 0 | 0 | 0 | 0 | 0
Emission Cost by Reporting Type: EI
ReportingType | 2015 | 2020 | 2025 | 2030 | 2035 | 2040
BM | 0 | 0 | 0 | 0 | 0 | 0
CC | 0 | 0 | 0 | 0 | 0 | 0
CSP | 0 | 0 | 0 | 0 | 0 | 0
CT | 0 | 0 | 0 | 0 | 0 | 0
Coal | 0 | 0 | 0 | 0 | 0 | 0
Geo | 0 | 0 | 0 | 0 | 0 | 0
H | 0 | 0 | 0 | 0 | 0 | 0
LFG | 0 | 0 | 0 | 0 | 0 | 0
Nuc | 0 | 0 | 0 | 0 | 0 | 0
PS | 0 | 0 | 0 | 0 | 0 | 0
PV | 0 | 0 | 0 | 0 | 0 | 0
PeakG | 0 | 0 | 0 | 0 | 0 | 0
PeakO | 0 | 0 | 0 | 0 | 0 | 0
ST | 0 | 0 | 0 | 0 | 0 | 0
STOG | 0 | 0 | 0 | 0 | 0 | 0
STWD | 0 | 0 | 0 | 0 | 0 | 0
WT | 0 | 0 | 0 | 0 | 0 | 0
IGCC | 0 | 0 | 0 | 0 | 0 | 0
DemandResponse | 0 | 0 | 0 | 0 | 0 | 0
IGCC-CCS | 0 | 0 | 0 | 0 | 0 | 0
WT_off | 0 | 0 | 0 | 0 | 0 | 0
PseudoUnit | 0 | 0 | 0 | 0 | 0 | 0
FixedInterchange | 0 | 0 | 0 | 0 | 0 | 0
Emission Cost by Reporting Type: Outside_EI
ReportingType | 2015 | 2020 | 2025 | 2030 | 2035 | 2040
BM | 0 | 0 | 0 | 0 | 0 | 0
CC | 0 | 0 | 0 | 0 | 0 | 0
CSP | 0 | 0 | 0 | 0 | 0 | 0
CT | 0 | 0 | 0 | 0 | 0 | 0
Coal | 0 | 0 | 0 | 0 | 0 | 0
Geo | 0 | 0 | 0 | 0 | 0 | 0
H | 0 | 0 | 0 | 0 | 0 | 0
LFG | 0 | 0 | 0 | 0 | 0 | 0
Nuc | 0 | 0 | 0 | 0 | 0 | 0
PS | 0 | 0 | 0 | 0 | 0 | 0
PV | 0 | 0 | 0 | 0 | 0 | 0
PeakG | 0 | 0 | 0 | 0 | 0 | 0
PeakO | 0 | 0 | 0 | 0 | 0 | 0
ST | 0 | 0 | 0 | 0 | 0 | 0
STOG | 0 | 0 | 0 | 0 | 0 | 0
STWD | 0 | 0 | 0 | 0 | 0 | 0
WT | 0 | 0 | 0 | 0 | 0 | 0
IGCC | 0 | 0 | 0 | 0 | 0 | 0
DemandResponse | 0 | 0 | 0 | 0 | 0 | 0
IGCC-CCS | 0 | 0 | 0 | 0 | 0 | 0
WT_off | 0 | 0 | 0 | 0 | 0 | 0
PseudoUnit | 0 | 0 | 0 | 0 | 0 | 0
FixedInterchange | 0 | 0 | 0 | 0 | 0 | 0
==== Emission Program: Carbon : (CO2) ====
Emission Cost by Reporting Type: Entergy
ReportingType | 2015 | 2020 | 2025 | 2030 | 2035 | 2040
BM | 0 | 0 | 0 | 0 | 0 | 0
CC | 651.63 | 1168.24 | 1540.77 | 2471.1 | 2551.42 | 2208.52
CSP | 0 | 0 | 0 | 0 | 0 | 0
CT | 0 | 0 | 0 | 0 | 0 | 0
Coal | 1449.71 | 187.03 | 44.21 | 9.46 | 18.07 | 18.07
Geo | 0 | 0 | 0 | 0 | 0 | 0
H | 0 | 0 | 0 | 0 | 0 | 0
LFG | 0 | 0 | 0 | 0 | 0 | 0
Nuc | 0 | 0 | 0 | 0 | 0 | 0
PS | 0 | 0 | 0 | 0 | 0 | 0
PV | 0 | 0 | 0 | 0 | 0 | 0
PeakG | 0 | 0 | 3.13 | 0 | 0 | 0
PeakO | 0 | 0 | 0 | 0 | 0 | 0
ST | 0 | 0 | 0 | 0 | 0 | 0
STOG | 5.65 | 15.67 | 0 | 0 | 0 | 0
STWD | 0 | 0 | 0 | 0 | 0 | 0
WT | 0 | 0 | 0 | 0 | 0 | 0
IGCC | 0 | 0 | 0 | 0 | 0 | 0
DemandResponse | 0 | 0 | 0 | 0 | 0 | 0
IGCC-CCS | 0 | 0 | 0 | 0 | 0 | 0
WT_off | 0 | 0 | 0 | 0 | 0 | 0
PseudoUnit | 0 | 0 | 0 | 0 | 0 | 0
FixedInterchange | 0 | 0 | 0 | 0 | 0 | 0
Emission Cost by Reporting Type: FRCC
ReportingType | 2015 | 2020 | 2025 | 2030 | 2035 | 2040
BM | 0 | 0 | 0 | 0 | 0 | 0
CC | 1747.23 | 2709.72 | 4301.45 | 3443.32 | 3215.2 | 2394.61
CSP | 0 | 0 | 0 | 0 | 0 | 0
CT | 7.47 | 20.71 | 58.72 | 72.83 | 0 | 0
Coal | 450.28 | 145.51 | 0 | 0 | 0 | 0
Geo | 0 | 0 | 0 | 0 | 0 | 0
H | 0 | 0 | 0 | 0 | 0 | 0
LFG | 0 | 0 | 0 | 0 | 0 | 0
Nuc | 0 | 0 | 0 | 0 | 0 | 0
PS | 0 | 0 | 0 | 0 | 0 | 0
PV | 0 | 0 | 0 | 0 | 0 | 0
PeakG | 6.18 | 36.68 | 17.45 | 0 | 0 | 0
PeakO | 0 | 0 | 0 | 0 | 0 | 0
ST | 0 | 0 | 0 | 0 | 0 | 0
STOG | 0 | 0 | 0 | 0 | 0 | 0
STWD | 0 | 0 | 0 | 0 | 0 | 0
WT | 0 | 0 | 0 | 0 | 0 | 0
IGCC | 0 | 0 | 0 | 0 | 0 | 0
DemandResponse | 0 | 0 | 0 | 0 | 0 | 0
IGCC-CCS | 0 | 0 | 0 | 0 | 0 | 0
WT_off | 0 | 0 | 0 | 0 | 0 | 0
PseudoUnit | 0 | 0 | 0 | 0 | 0 | 0
FixedInterchange | 0 | 0 | 0 | 0 | 0 | 0
Emission Cost by Reporting Type: MAPP_US
ReportingType | 2015 | 2020 | 2025 | 2030 | 2035 | 2040
BM | 0 | 0 | 0 | 0 | 0 | 0
CC | 2.07 | 5.28 | 4.59 | 5.94 | 10.17 | 10.01
CSP | 0 | 0 | 0 | 0 | 0 | 0
CT | 0 | 0 | 1.13 | 0.56 | 0.92 | 0.92
Coal | 388.03 | 39.84 | 0 | 0 | 0 | 0
Geo | 0 | 0 | 0 | 0 | 0 | 0
H | 0 | 0 | 0 | 0 | 0 | 0
LFG | 0 | 0 | 0 | 0 | 0 | 0
Nuc | 0 | 0 | 0 | 0 | 0 | 0
PS | 0 | 0 | 0 | 0 | 0 | 0
PV | 0 | 0 | 0 | 0 | 0 | 0
PeakG | 0.7 | 2.68 | 3.04 | 5.34 | 11.38 | 8.19
PeakO | 0 | 0 | 0.23 | 0 | 0 | 0
ST | 0 | 0 | 0 | 0 | 0 | 0
STOG | 0 | 0 | 0 | 0 | 0 | 0
STWD | 0 | 0 | 0 | 0 | 0 | 0
WT | 0 | 0 | 0 | 0 | 0 | 0
IGCC | 0 | 0 | 0 | 0 | 0 | 0
DemandResponse | 0 | 0 | 0 | 0 | 0 | 0
IGCC-CCS | 0 | 0 | 0 | 0 | 0 | 0
WT_off | 0 | 0 | 0 | 0 | 0 | 0
PseudoUnit | 0 | 0 | 0 | 0 | 0 | 0
FixedInterchange | 0 | 0 | 0 | 0 | 0 | 0
Emission Cost by Reporting Type: MISO_IN
ReportingType | 2015 | 2020 | 2025 | 2030 | 2035 | 2040
BM | 0 | 0 | 0 | 0 | 0 | 0
CC | 180.48 | 794.39 | 1305.31 | 1993.6 | 2083.59 | 1871.86
CSP | 0 | 0 | 0 | 0 | 0 | 0
CT | 0 | 0 | 0 | 0 | 0 | 0
Coal | 1440.61 | 1306.12 | 0 | 0 | 0 | 0
Geo | 0 | 0 | 0 | 0 | 0 | 0
H | 0 | 0 | 0 | 0 | 0 | 0
LFG | 0 | 0 | 0 | 0 | 0 | 0
Nuc | 0 | 0 | 0 | 0 | 0 | 0
PS | 0 | 0 | 0 | 0 | 0 | 0
PV | 0 | 0 | 0 | 0 | 0 | 0
PeakG | 0 | 1.63 | 11.55 | 24.97 | 24.97 | 24.97
PeakO | 0 | 0 | 0.27 | 0 | 0 | 0
ST | 0 | 0 | 0 | 0 | 0 | 0
STOG | 0.48 | 1.3 | 0 | 0 | 0 | 0
STWD | 0 | 0 | 0 | 0 | 0 | 0
WT | 0 | 0 | 0 | 0 | 0 | 0
IGCC | 100.97 | 143.38 | 73.7 | 13.87 | 27.09 | 13.87
DemandResponse | 0 | 0 | 0 | 0 | 0 | 0
IGCC-CCS | 0 | 0 | 0 | 0 | 0 | 0
WT_off | 0 | 0 | 0 | 0 | 0 | 0
PseudoUnit | 0 | 0 | 0 | 0 | 0 | 0
FixedInterchange | 0 | 0 | 0 | 0 | 0 | 0
Emission Cost by Reporting Type: MISO_MI
ReportingType | 2015 | 2020 | 2025 | 2030 | 2035 | 2040
BM | 0 | 0 | 0 | 0 | 0 | 0
CC | 256.62 | 654.12 | 1095.93 | 1477.14 | 1300.84 | 1146.85
CSP | 0 | 0 | 0 | 0 | 0 | 0
CT | 0 | 0 | 0 | 0 | 0 | 0
Coal | 627.05 | 0 | 0 | 0 | 0 | 0
Geo | 0 | 0 | 0 | 0 | 0 | 0
H | 0 | 0 | 0 | 0 | 0 | 0
LFG | 0 | 0 | 0 | 0 | 0 | 0
Nuc | 0 | 0 | 0 | 0 | 0 | 0
PS | 0 | 0 | 0 | 0 | 0 | 0
PV | 0 | 0 | 0 | 0 | 0 | 0
PeakG | 0.32 | 2.5 | 18.29 | 28.78 | 28.78 | 28.78
PeakO | 0 | 0 | 0.57 | 0 | 0 | 0
ST | 0 | 0 | 0 | 0 | 0 | 0
STOG | 4.8 | 10.13 | 0 | 0 | 0 | 0
STWD | 0 | 0 | 0 | 0 | 0 | 0
WT | 0 | 0 | 0 | 0 | 0 | 0
IGCC | 0 | 0 | 0 | 0 | 0 | 0
DemandResponse | 0 | 0 | 0 | 0 | 0 | 0
IGCC-CCS | 0 | 0 | 0 | 0 | 0 | 0
WT_off | 0 | 0 | 0 | 0 | 0 | 0
PseudoUnit | 0 | 0 | 0 | 0 | 0 | 0
FixedInterchange | 0 | 0 | 0 | 0 | 0 | 0
Emission Cost by Reporting Type: MISO_MO-IL
ReportingType | 2015 | 2020 | 2025 | 2030 | 2035 | 2040
BM | 0 | 0 | 0 | 0 | 0 | 0
CC | 132.18 | 481.77 | 678.84 | 756.71 | 813.77 | 599.34
CSP | 0 | 0 | 0 | 0 | 0 | 0
CT | 0 | 0 | 0 | 0 | 0 | 0
Coal | 1840.15 | 728.48 | 152.28 | 43.36 | 84.65 | 52.73
Geo | 0 | 0 | 0 | 0 | 0 | 0
H | 0 | 0 | 0 | 0 | 0 | 0
LFG | 0 | 0 | 0 | 0 | 0 | 0
Nuc | 0 | 0 | 0 | 0 | 0 | 0
PS | 0 | 0 | 0 | 0 | 0 | 0
PV | 0 | 0 | 0 | 0 | 0 | 0
PeakG | 2.24 | 10.02 | 31.72 | 36.75 | 70.16 | 51.05
PeakO | 0 | 0 | 0.67 | 0 | 0 | 0
ST | 0 | 0 | 0 | 0 | 0 | 0
STOG | 0.25 | 0.45 | 0 | 0 | 0 | 0
STWD | 0 | 0 | 0 | 0 | 0 | 0
WT | 0 | 0 | 0 | 0 | 0 | 0
IGCC | 0 | 0 | 0 | 0 | 0 | 0
DemandResponse | 0 | 0 | 0 | 0 | 0 | 0
IGCC-CCS | 0 | 0 | 0 | 0 | 0 | 0
WT_off | 0 | 0 | 0 | 0 | 0 | 0
PseudoUnit | 0 | 0 | 0 | 0 | 0 | 0
FixedInterchange | 0 | 0 | 0 | 0 | 0 | 0
Emission Cost by Reporting Type: MISO_W
ReportingType | 2015 | 2020 | 2025 | 2030 | 2035 | 2040
BM | 0 | 0 | 0 | 0 | 0 | 0
CC | 168.58 | 454.32 | 173.88 | 231.45 | 272.76 | 207.98
CSP | 0 | 0 | 0 | 0 | 0 | 0
CT | 0 | 0 | 0 | 0 | 0 | 0
Coal | 1916.75 | 988.87 | 8.2 | 18.36 | 18.36 | 18.36
Geo | 0 | 0 | 0 | 0 | 0 | 0
H | 0 | 0 | 0 | 0 | 0 | 0
LFG | 0 | 0 | 0 | 0 | 0 | 0
Nuc | 0 | 0 | 0 | 0 | 0 | 0
PS | 0 | 0 | 0 | 0 | 0 | 0
PV | 0 | 0 | 0 | 0 | 0 | 0
PeakG | 3.91 | 4.01 | 15.86 | 8.04 | 26.49 | 20.26
PeakO | 0 | 0 | 3.09 | 0 | 0 | 0
ST | 0 | 0 | 0 | 0 | 0 | 0
STOG | 0 | 0.04 | 0 | 0 | 0 | 0
STWD | 0 | 0 | 0 | 0 | 0 | 0
WT | 0 | 0 | 0 | 0 | 0 | 0
IGCC | 0 | 0 | 0 | 0 | 0 | 0
DemandResponse | 0 | 0 | 0 | 0 | 0 | 0
IGCC-CCS | 0 | 0 | 0 | 0 | 0 | 0
WT_off | 0 | 0 | 0 | 0 | 0 | 0
PseudoUnit | 0 | 0 | 0 | 0 | 0 | 0
FixedInterchange | 0 | 0 | 0 | 0 | 0 | 0
Emission Cost by Reporting Type: MISO_WUMS
ReportingType | 2015 | 2020 | 2025 | 2030 | 2035 | 2040
BM | 0 | 0 | 0 | 0 | 0 | 0
CC | 365.78 | 548.93 | 746.15 | 1010.47 | 1061.88 | 972.36
CSP | 0 | 0 | 0 | 0 | 0 | 0
CT | 0 | 0 | 0 | 0 | 0 | 0
Coal | 277.25 | 108.95 | 26.88 | 12.33 | 17.65 | 17.65
Geo | 0 | 0 | 0 | 0 | 0 | 0
H | 0 | 0 | 0 | 0 | 0 | 0
LFG | 0 | 0 | 0 | 0 | 0 | 0
Nuc | 0 | 0 | 0 | 0 | 0 | 0
PS | 0 | 0 | 0 | 0 | 0 | 0
PV | 0 | 0 | 0 | 0 | 0 | 0
PeakG | 0 | 2.27 | 12.15 | 11.17 | 26.13 | 26.13
PeakO | 0 | 0 | 0.41 | 0 | 0 | 0
ST | 0 | 0 | 0 | 0 | 0 | 0
STOG | 0 | 0 | 0 | 0 | 0 | 0
STWD | 0 | 0 | 0 | 0 | 0 | 0
WT | 0 | 0 | 0 | 0 | 0 | 0
IGCC | 0 | 0 | 0 | 0 | 0 | 0
DemandResponse | 0 | 0 | 0 | 0 | 0 | 0
IGCC-CCS | 0 | 0 | 0 | 0 | 0 | 0
WT_off | 0 | 0 | 0 | 0 | 0 | 0
PseudoUnit | 0 | 0 | 0 | 0 | 0 | 0
FixedInterchange | 0 | 0 | 0 | 0 | 0 | 0
Emission Cost by Reporting Type: Nebraska
ReportingType | 2015 | 2020 | 2025 | 2030 | 2035 | 2040
BM | 0 | 0 | 0 | 0 | 0 | 0
CC | 4.3 | 3.99 | 6.16 | 7.97 | 13.8 | 13.8
CSP | 0 | 0 | 0 | 0 | 0 | 0
CT | 0 | 0 | 0 | 0 | 0 | 0
Coal | 861.1 | 136.06 | 8.79 | 2.29 | 3.05 | 5.82
Geo | 0 | 0 | 0 | 0 | 0 | 0
H | 0 | 0 | 0 | 0 | 0 | 0
LFG | 0 | 0 | 0 | 0 | 0 | 0
Nuc | 0 | 0 | 0 | 0 | 0 | 0
PS | 0 | 0 | 0 | 0 | 0 | 0
PV | 0 | 0 | 0 | 0 | 0 | 0
PeakG | 0.61 | 0 | 4.98 | 0.19 | 11.07 | 4.28
PeakO | 0 | 0 | 0.6 | 0 | 0 | 0
ST | 0 | 0 | 0 | 0 | 0 | 0
STOG | 0 | 0 | 0 | 0 | 0 | 0
STWD | 0 | 0 | 0 | 0 | 0 | 0
WT | 0 | 0 | 0 | 0 | 0 | 0
IGCC | 0 | 0 | 0 | 0 | 0 | 0
DemandResponse | 0 | 0 | 0 | 0 | 0 | 0
IGCC-CCS | 0 | 0 | 0 | 0 | 0 | 0
WT_off | 0 | 0 | 0 | 0 | 0 | 0
PseudoUnit | 0 | 0 | 0 | 0 | 0 | 0
FixedInterchange | 0 | 0 | 0 | 0 | 0 | 0
Emission Cost by Reporting Type: NEISO
ReportingType | 2015 | 2020 | 2025 | 2030 | 2035 | 2040
BM | 0 | 0 | 0 | 0 | 0 | 0
CC | 339.82 | 376.65 | 465.68 | 629.08 | 580.07 | 504.08
CSP | 0 | 0 | 0 | 0 | 0 | 0
CT | 0.05 | 0.24 | 1.23 | 2.67 | 0 | 0
Coal | 0.9 | 0 | 0 | 0 | 0 | 0
Geo | 0 | 0 | 0 | 0 | 0 | 0
H | 0 | 0 | 0 | 0 | 0 | 0
LFG | 0 | 0 | 0 | 0 | 0 | 0
Nuc | 0 | 0 | 0 | 0 | 0 | 0
PS | 0 | 0 | 0 | 0 | 0 | 0
PV | 0 | 0 | 0 | 0 | 0 | 0
PeakG | 0.47 | 0.81 | 0 | 0 | 0 | 0
PeakO | 0 | 0 | 0 | 0 | 0 | 0
ST | 0 | 0 | 0 | 0 | 0 | 0
STOG | 0 | 0 | 0 | 0 | 0 | 0
STWD | 0 | 0 | 0 | 0 | 0 | 0
WT | 0 | 0 | 0 | 0 | 0 | 0
IGCC | 0 | 0 | 0 | 0 | 0 | 0
DemandResponse | 0 | 0 | 0 | 0 | 0 | 0
IGCC-CCS | 0 | 0 | 0 | 0 | 0 | 0
WT_off | 0 | 0 | 0 | 0 | 0 | 0
PseudoUnit | 0 | 0 | 0 | 0 | 0 | 0
FixedInterchange | 0 | 0 | 0 | 0 | 0 | 0
Emission Cost by Reporting Type: NonRTO_Midwest
ReportingType | 2015 | 2020 | 2025 | 2030 | 2035 | 2040
BM | 0 | 0 | 0 | 0 | 0 | 0
CC | 77.02 | 524.95 | 858.26 | 1913.96 | 1843.33 | 1746.95
CSP | 0 | 0 | 0 | 0 | 0 | 0
CT | 0 | 0 | 0 | 0 | 0 | 0
Coal | 1219.74 | 514.49 | 5.23 | 11.71 | 11.71 | 11.71
Geo | 0 | 0 | 0 | 0 | 0 | 0
H | 0 | 0 | 0 | 0 | 0 | 0
LFG | 0 | 0 | 0 | 0 | 0 | 0
Nuc | 0 | 0 | 0 | 0 | 0 | 0
PS | 0 | 0 | 0 | 0 | 0 | 0
PV | 0 | 0 | 0 | 0 | 0 | 0
PeakG | 2.44 | 5.71 | 46.25 | 25.27 | 32.2 | 17.82
PeakO | 0 | 0 | 0 | 0 | 0 | 0
ST | 0 | 0 | 0 | 0 | 0 | 0
STOG | 0 | 0 | 0 | 0 | 0 | 0
STWD | 0 | 0 | 0 | 0 | 0 | 0
WT | 0 | 0 | 0 | 0 | 0 | 0
IGCC | 0 | 0 | 0 | 0 | 0 | 0
DemandResponse | 0 | 0 | 0 | 0 | 0 | 0
IGCC-CCS | 0 | 0 | 0 | 0 | 0 | 0
WT_off | 0 | 0 | 0 | 0 | 0 | 0
PseudoUnit | 0 | 0 | 0 | 0 | 0 | 0
FixedInterchange | 0 | 0 | 0 | 0 | 0 | 0
Emission Cost by Reporting Type: NYISO_A-F
ReportingType | 2015 | 2020 | 2025 | 2030 | 2035 | 2040
BM | 0 | 0 | 0 | 0 | 0 | 0
CC | 75.56 | 105.68 | 124.73 | 217.17 | 184.88 | 111.79
CSP | 0 | 0 | 0 | 0 | 0 | 0
CT | 0 | 0 | 0 | 0 | 0 | 0
Coal | 0 | 0 | 0 | 0 | 0 | 0
Geo | 0 | 0 | 0 | 0 | 0 | 0
H | 0 | 0 | 0 | 0 | 0 | 0
LFG | 0 | 0 | 0 | 0 | 0 | 0
Nuc | 0 | 0 | 0 | 0 | 0 | 0
PS | 0 | 0 | 0 | 0 | 0 | 0
PV | 0 | 0 | 0 | 0 | 0 | 0
PeakG | 0.08 | 0.13 | 0 | 0 | 0 | 0
PeakO | 0 | 0 | 0 | 0 | 0 | 0
ST | 0 | 0 | 0 | 0 | 0 | 0
STOG | 0 | 0 | 0 | 0 | 0 | 0
STWD | 0 | 0 | 0 | 0 | 0 | 0
WT | 0 | 0 | 0 | 0 | 0 | 0
IGCC | 0 | 0 | 0 | 0 | 0 | 0
DemandResponse | 0 | 0 | 0 | 0 | 0 | 0
IGCC-CCS | 0 | 0 | 0 | 0 | 0 | 0
WT_off | 0 | 0 | 0 | 0 | 0 | 0
PseudoUnit | 0 | 0 | 0 | 0 | 0 | 0
FixedInterchange | 0 | 0 | 0 | 0 | 0 | 0
Emission Cost by Reporting Type: NYISO_G-I
ReportingType | 2015 | 2020 | 2025 | 2030 | 2035 | 2040
BM | 0 | 0 | 0 | 0 | 0 | 0
CC | 43.54 | 80.99 | 102.94 | 78.65 | 588.32 | 719.03
CSP | 0 | 0 | 0 | 0 | 0 | 0
CT | 0 | 0 | 0 | 0 | 0 | 0
Coal | 0 | 0 | 0 | 0 | 0 | 0
Geo | 0 | 0 | 0 | 0 | 0 | 0
H | 0 | 0 | 0 | 0 | 0 | 0
LFG | 0 | 0 | 0 | 0 | 0 | 0
Nuc | 0 | 0 | 0 | 0 | 0 | 0
PS | 0 | 0 | 0 | 0 | 0 | 0
PV | 0 | 0 | 0 | 0 | 0 | 0
PeakG | 0 | 0 | 0 | 0.01 | 0.02 | 0.03
PeakO | 0 | 0 | 0 | 0 | 0 | 0
ST | 0 | 0 | 0 | 0 | 0 | 0
STOG | 0 | 0 | 0 | 0 | 0 | 0
STWD | 0 | 0 | 0 | 0 | 0 | 0
WT | 0 | 0 | 0 | 0 | 0 | 0
IGCC | 0 | 0 | 0 | 0 | 0 | 0
DemandResponse | 0 | 0 | 0 | 0 | 0 | 0
IGCC-CCS | 0 | 0 | 0 | 0 | 0 | 0
WT_off | 0 | 0 | 0 | 0 | 0 | 0
PseudoUnit | 0 | 0 | 0 | 0 | 0 | 0
FixedInterchange | 0 | 0 | 0 | 0 | 0 | 0
Emission Cost by Reporting Type: NYISO_J-K
ReportingType | 2015 | 2020 | 2025 | 2030 | 2035 | 2040
BM | 0 | 0 | 0 | 0 | 0 | 0
CC | 227.46 | 320.1 | 509.05 | 705.78 | 962.18 | 999.57
CSP | 0 | 0 | 0 | 0 | 0 | 0
CT | 0 | 0 | 0 | 0 | 0 | 0
Coal | 0 | 0 | 0 | 0 | 0 | 0
Geo | 0 | 0 | 0 | 0 | 0 | 0
H | 0 | 0 | 0 | 0 | 0 | 0
LFG | 0 | 0 | 0 | 0 | 0 | 0
Nuc | 0 | 0 | 0 | 0 | 0 | 0
PS | 0 | 0 | 0 | 0 | 0 | 0
PV | 0 | 0 | 0 | 0 | 0 | 0
PeakG | 2.36 | 12.61 | 22.7 | 49.4 | 55.61 | 60.95
PeakO | 0 | 0 | 1.55 | 0 | 0 | 0
ST | 0 | 0 | 0 | 0 | 0 | 0
STOG | 6.53 | 16.1 | 11.38 | 16.3 | 16.3 | 16.3
STWD | 0 | 0 | 0 | 0 | 0 | 0
WT | 0 | 0 | 0 | 0 | 0 | 0
IGCC | 0 | 0 | 0 | 0 | 0 | 0
DemandResponse | 0 | 0 | 0 | 0 | 0 | 0
IGCC-CCS | 0 | 0 | 0 | 0 | 0 | 0
WT_off | 0 | 0 | 0 | 0 | 0 | 0
PseudoUnit | 0 | 0 | 0 | 0 | 0 | 0
FixedInterchange | 0 | 0 | 0 | 0 | 0 | 0
Emission Cost by Reporting Type: PJM_E
ReportingType | 2015 | 2020 | 2025 | 2030 | 2035 | 2040
BM | 0 | 0 | 0 | 0 | 0 | 0
CC | 417.43 | 744.04 | 1129.05 | 1782.98 | 2388.66 | 2325.57
CSP | 0 | 0 | 0 | 0 | 0 | 0
CT | 0.01 | 0.22 | 0.36 | 0 | 0 | 0
Coal | 9.54 | 4.27 | 1.05 | 0.34 | 0.65 | 0.65
Geo | 0 | 0 | 0 | 0 | 0 | 0
H | 0 | 0 | 0 | 0 | 0 | 0
LFG | 0 | 0 | 0 | 0 | 0 | 0
Nuc | 0 | 0 | 0 | 0 | 0 | 0
PS | 0 | 0 | 0 | 0 | 0 | 0
PV | 0 | 0 | 0 | 0 | 0 | 0
PeakG | 1.24 | 20.6 | 33.74 | 75.58 | 75.58 | 75.58
PeakO | 0 | 0 | 0 | 0 | 0 | 0
ST | 0 | 0 | 0 | 0 | 0 | 0
STOG | 1.72 | 0 | 0 | 0 | 0 | 0
STWD | 0 | 0 | 0 | 0 | 0 | 0
WT | 0 | 0 | 0 | 0 | 0 | 0
IGCC | 0 | 0 | 0 | 0 | 0 | 0
DemandResponse | 0 | 0 | 0 | 0 | 0 | 0
IGCC-CCS | 0 | 0 | 0 | 0 | 0 | 0
WT_off | 0 | 0 | 0 | 0 | 0 | 0
PseudoUnit | 0 | 0 | 0 | 0 | 0 | 0
FixedInterchange | 0 | 0 | 0 | 0 | 0 | 0
Emission Cost by Reporting Type: PJM_ROM
ReportingType | 2015 | 2020 | 2025 | 2030 | 2035 | 2040
BM | 0 | 0 | 0 | 0 | 0 | 0
CC | 170.06 | 364.2 | 588.42 | 742.35 | 2875.84 | 5440.73
CSP | 0 | 0 | 0 | 0 | 0 | 0
CT | 0.01 | 0.13 | 0.22 | 0.25 | 0 | 0
Coal | 226.4 | 53.26 | 1.26 | 0.41 | 0.79 | 0.79
Geo | 0 | 0 | 0 | 0 | 0 | 0
H | 0 | 0 | 0 | 0 | 0 | 0
LFG | 0 | 0 | 0 | 0 | 0 | 0
Nuc | 0 | 0 | 0 | 0 | 0 | 0
PS | 0 | 0 | 0 | 0 | 0 | 0
PV | 0 | 0 | 0 | 0 | 0 | 0
PeakG | 0.23 | 3.07 | 11 | 24.63 | 48.09 | 24.63
PeakO | 0 | 0 | 0 | 0 | 0 | 0
ST | 0 | 0 | 0 | 0 | 0 | 0
STOG | 10.4 | 0 | 0 | 0 | 0 | 0
STWD | 0 | 0 | 0 | 0 | 0 | 0
WT | 0 | 0 | 0 | 0 | 0 | 0
IGCC | 0 | 0 | 0 | 0 | 0 | 0
DemandResponse | 0 | 0 | 0 | 0 | 0 | 0
IGCC-CCS | 0 | 0 | 0 | 0 | 0 | 0
WT_off | 0 | 0 | 0 | 0 | 0 | 0
PseudoUnit | 0 | 0 | 0 | 0 | 0 | 0
FixedInterchange | 0 | 0 | 0 | 0 | 0 | 0
Emission Cost by Reporting Type: PJM_ROR
ReportingType | 2015 | 2020 | 2025 | 2030 | 2035 | 2040
BM | 0 | 0 | 0 | 0 | 0 | 0
CC | 2016.34 | 3325.75 | 5219.2 | 9369.85 | 9955.58 | 9383.87
CSP | 0 | 0 | 0 | 0 | 0 | 0
CT | 0.05 | 0.24 | 0.4 | 0.45 | 0 | 0
Coal | 4440.91 | 2085.71 | 377.92 | 66.99 | 102.33 | 102.33
Geo | 0 | 0 | 0 | 0 | 0 | 0
H | 0 | 0 | 0 | 0 | 0 | 0
LFG | 0 | 0 | 0 | 0 | 0 | 0
Nuc | 0 | 0 | 0 | 0 | 0 | 0
PS | 0 | 0 | 0 | 0 | 0 | 0
PV | 0 | 0 | 0 | 0 | 0 | 0
PeakG | 14.06 | 69.75 | 196.5 | 208.05 | 287.92 | 152.81
PeakO | 0 | 0 | 0 | 0 | 0 | 0
ST | 0 | 0 | 0 | 0 | 0 | 0
STOG | 6.08 | 0 | 0 | 0 | 0 | 0
STWD | 0 | 0 | 0 | 0 | 0 | 0
WT | 0 | 0 | 0 | 0 | 0 | 0
IGCC | 0 | 0 | 0 | 0 | 0 | 0
DemandResponse | 0 | 0 | 0 | 0 | 0 | 0
IGCC-CCS | 0 | 0 | 0 | 0 | 0 | 0
WT_off | 0 | 0 | 0 | 0 | 0 | 0
PseudoUnit | 0 | 0 | 0 | 0 | 0 | 0
FixedInterchange | 0 | 0 | 0 | 0 | 0 | 0
Emission Cost by Reporting Type: SOCO
ReportingType | 2015 | 2020 | 2025 | 2030 | 2035 | 2040
BM | 0 | 0 | 0 | 0 | 0 | 0
CC | 1595.14 | 2458.8 | 3830.67 | 5545.58 | 4614.38 | 3454.69
CSP | 0 | 0 | 0 | 0 | 0 | 0
CT | 0 | 0 | 0 | 0 | 0 | 0
Coal | 731.46 | 0 | 0 | 0 | 0 | 0
Geo | 0 | 0 | 0 | 0 | 0 | 0
H | 0 | 0 | 0 | 0 | 0 | 0
LFG | 0 | 0 | 0 | 0 | 0 | 0
Nuc | 0 | 0 | 0 | 0 | 0 | 0
PS | 0 | 0 | 0 | 0 | 0 | 0
PV | 0 | 0 | 0 | 0 | 0 | 0
PeakG | 7.84 | 66.97 | 42.63 | 0 | 0 | 0
PeakO | 0 | 0 | 0 | 0 | 0 | 0
ST | 0 | 0 | 0 | 0 | 0 | 0
STOG | 0 | 0 | 0 | 0 | 0 | 0
STWD | 0 | 0 | 0 | 0 | 0 | 0
WT | 0 | 0 | 0 | 0 | 0 | 0
IGCC | 0 | 0 | 0 | 0 | 0 | 0
DemandResponse | 0 | 0 | 0 | 0 | 0 | 0
IGCC-CCS | 0 | 0 | 0 | 0 | 0 | 0
WT_off | 0 | 0 | 0 | 0 | 0 | 0
PseudoUnit | 0 | 0 | 0 | 0 | 0 | 0
FixedInterchange | 0 | 0 | 0 | 0 | 0 | 0
Emission Cost by Reporting Type: SPP_N
ReportingType | 2015 | 2020 | 2025 | 2030 | 2035 | 2040
BM | 0 | 0 | 0 | 0 | 0 | 0
CC | 30.97 | 22.02 | 35.52 | 50.26 | 50.26 | 50.26
CSP | 0 | 0 | 0 | 0 | 0 | 0
CT | 0 | 0 | 0 | 0 | 0 | 0
Coal | 1603.34 | 387.8 | 17.62 | 1.39 | 6.11 | 11.67
Geo | 0 | 0 | 0 | 0 | 0 | 0
H | 0 | 0 | 0 | 0 | 0 | 0
LFG | 0 | 0 | 0 | 0 | 0 | 0
Nuc | 0 | 0 | 0 | 0 | 0 | 0
PS | 0 | 0 | 0 | 0 | 0 | 0
PV | 0 | 0 | 0 | 0 | 0 | 0
PeakG | 1.02 | 0 | 13.59 | 0 | 26.71 | 29.03
PeakO | 0 | 0 | 1.98 | 0 | 0 | 0
ST | 0 | 0 | 0 | 0 | 0 | 0
STOG | 0 | 0 | 0 | 0 | 0 | 0
STWD | 0 | 0 | 0 | 0 | 0 | 0
WT | 0 | 0 | 0 | 0 | 0 | 0
IGCC | 0 | 0 | 0 | 0 | 0 | 0
DemandResponse | 0 | 0 | 0 | 0 | 0 | 0
IGCC-CCS | 0 | 0 | 0 | 0 | 0 | 0
WT_off | 0 | 0 | 0 | 0 | 0 | 0
PseudoUnit | 0 | 0 | 0 | 0 | 0 | 0
FixedInterchange | 0 | 0 | 0 | 0 | 0 | 0
Emission Cost by Reporting Type: SPP_S
ReportingType | 2015 | 2020 | 2025 | 2030 | 2035 | 2040
BM | 0 | 0 | 0 | 0 | 0 | 0
CC | 394.22 | 164.82 | 268.58 | 460.97 | 456.41 | 469.23
CSP | 0 | 0 | 0 | 0 | 0 | 0
CT | 0 | 0 | 2.62 | 5.33 | 7.34 | 3.58
Coal | 2346.77 | 262.91 | 37.42 | 0 | 2.95 | 12.99
Geo | 0 | 0 | 0 | 0 | 0 | 0
H | 0 | 0 | 0 | 0 | 0 | 0
LFG | 0 | 0 | 0 | 0 | 0 | 0
Nuc | 0 | 0 | 0 | 0 | 0 | 0
PS | 0 | 0 | 0 | 0 | 0 | 0
PV | 0 | 0 | 0 | 0 | 0 | 0
PeakG | 0 | 0 | 11.65 | 17.29 | 25.5 | 24.77
PeakO | 0 | 0 | 0.17 | 0 | 0 | 0
ST | 0 | 0 | 0 | 0 | 0 | 0
STOG | 18.43 | 19.47 | 56.35 | 29.87 | 29.87 | 13.91
STWD | 0 | 0 | 0 | 0 | 0 | 0
WT | 0 | 0 | 0 | 0 | 0 | 0
IGCC | 0 | 0 | 0 | 0 | 0 | 0
DemandResponse | 0 | 0 | 0 | 0 | 0 | 0
IGCC-CCS | 0 | 0 | 0 | 0 | 0 | 0
WT_off | 0 | 0 | 0 | 0 | 0 | 0
PseudoUnit | 0 | 0 | 0 | 0 | 0 | 0
FixedInterchange | 0 | 0 | 0 | 0 | 0 | 0
Emission Cost by Reporting Type: TVA
ReportingType | 2015 | 2020 | 2025 | 2030 | 2035 | 2040
BM | 0 | 0 | 0 | 0 | 0 | 0
CC | 416.16 | 997.1 | 1538.42 | 2660.79 | 2567.47 | 2138.92
CSP | 0 | 0 | 0 | 0 | 0 | 0
CT | 0 | 0 | 0 | 0 | 0 | 0
Coal | 1182.18 | 323.16 | 0 | 0 | 0 | 0
Geo | 0 | 0 | 0 | 0 | 0 | 0
H | 0 | 0 | 0 | 0 | 0 | 0
LFG | 0 | 0 | 0 | 0 | 0 | 0
Nuc | 0 | 0 | 0 | 0 | 0 | 0
PS | 0 | 0 | 0 | 0 | 0 | 0
PV | 0 | 0 | 0 | 0 | 0 | 0
PeakG | 0 | 0 | 6.89 | 3.66 | 0 | 0
PeakO | 0 | 0 | 0 | 0 | 0 | 0
ST | 0 | 0 | 0 | 0 | 0 | 0
STOG | 0 | 0 | 0 | 0 | 0 | 0
STWD | 0 | 0 | 0 | 0 | 0 | 0
WT | 0 | 0 | 0 | 0 | 0 | 0
IGCC | 0 | 0 | 0 | 0 | 0 | 0
DemandResponse | 0 | 0 | 0 | 0 | 0 | 0
IGCC-CCS | 0 | 0 | 0 | 0 | 0 | 0
WT_off | 0 | 0 | 0 | 0 | 0 | 0
PseudoUnit | 0 | 0 | 0 | 0 | 0 | 0
FixedInterchange | 0 | 0 | 0 | 0 | 0 | 0
Emission Cost by Reporting Type: TVA_Transmission
ReportingType | 2015 | 2020 | 2025 | 2030 | 2035 | 2040
BM | 0 | 0 | 0 | 0 | 0 | 0
CC | 0 | 0 | 0 | 0 | 0 | 0
CSP | 0 | 0 | 0 | 0 | 0 | 0
CT | 0 | 0 | 0 | 0 | 0 | 0
Coal | 0 | 0 | 0 | 0 | 0 | 0
Geo | 0 | 0 | 0 | 0 | 0 | 0
H | 0 | 0 | 0 | 0 | 0 | 0
LFG | 0 | 0 | 0 | 0 | 0 | 0
Nuc | 0 | 0 | 0 | 0 | 0 | 0
PS | 0 | 0 | 0 | 0 | 0 | 0
PV | 0 | 0 | 0 | 0 | 0 | 0
PeakG | 0 | 0 | 0 | 0 | 0 | 0
PeakO | 0 | 0 | 0 | 0 | 0 | 0
ST | 0 | 0 | 0 | 0 | 0 | 0
STOG | 0 | 0 | 0 | 0 | 0 | 0
STWD | 0 | 0 | 0 | 0 | 0 | 0
WT | 0 | 0 | 0 | 0 | 0 | 0
IGCC | 0 | 0 | 0 | 0 | 0 | 0
DemandResponse | 0 | 0 | 0 | 0 | 0 | 0
IGCC-CCS | 0 | 0 | 0 | 0 | 0 | 0
WT_off | 0 | 0 | 0 | 0 | 0 | 0
PseudoUnit | 0 | 0 | 0 | 0 | 0 | 0
FixedInterchange | 0 | 0 | 0 | 0 | 0 | 0
Emission Cost by Reporting Type: VACAR
ReportingType | 2015 | 2020 | 2025 | 2030 | 2035 | 2040
BM | 0 | 0 | 0 | 0 | 0 | 0
CC | 813.37 | 1196.98 | 1906.22 | 2884.57 | 2969.87 | 1862.91
CSP | 0 | 0 | 0 | 0 | 0 | 0
CT | 0.1 | 5.99 | 5.02 | 0 | 0 | 0
Coal | 875.6 | 397.05 | 76.45 | 19.98 | 39.01 | 39.01
Geo | 0 | 0 | 0 | 0 | 0 | 0
H | 0 | 0 | 0 | 0 | 0 | 0
LFG | 0 | 0 | 0 | 0 | 0 | 0
Nuc | 0 | 0 | 0 | 0 | 0 | 0
PS | 0 | 0 | 0 | 0 | 0 | 0
PV | 0 | 0 | 0 | 0 | 0 | 0
PeakG | 0.34 | 15.01 | 24.5 | 0 | 0 | 0
PeakO | 0 | 0 | 0 | 0 | 0 | 0
ST | 0 | 0 | 0 | 0 | 0 | 0
STOG | 0 | 0 | 0 | 0 | 0 | 0
STWD | 0 | 0 | 0 | 0 | 0 | 0
WT | 0 | 0 | 0 | 0 | 0 | 0
IGCC | 0 | 0 | 0 | 0 | 0 | 0
DemandResponse | 0 | 0 | 0 | 0 | 0 | 0
IGCC-CCS | 0 | 0 | 0 | 0 | 0 | 0
WT_off | 0 | 0 | 0 | 0 | 0 | 0
PseudoUnit | 0 | 0 | 0 | 0 | 0 | 0
FixedInterchange | 0 | 0 | 0 | 0 | 0 | 0
Emission Cost by Reporting Type: IESO
ReportingType | 2015 | 2020 | 2025 | 2030 | 2035 | 2040
BM | 0 | 0 | 0 | 0 | 0 | 0
CC | 83.77 | 92.61 | 17.02 | 5.91 | 22.01 | 22.01
CSP | 0 | 0 | 0 | 0 | 0 | 0
CT | 0.18 | 0.26 | 0.43 | 0 | 0 | 0
Coal | 0 | 0 | 0 | 0 | 0 | 0
Geo | 0 | 0 | 0 | 0 | 0 | 0
H | 0 | 0 | 0 | 0 | 0 | 0
LFG | 0 | 0 | 0 | 0 | 0 | 0
Nuc | 0 | 0 | 0 | 0 | 0 | 0
PS | 0 | 0 | 0 | 0 | 0 | 0
PV | 0 | 0 | 0 | 0 | 0 | 0
PeakG | 0.15 | 0.35 | 0.57 | 0 | 1.03 | 0.96
PeakO | 0 | 0 | 0 | 0 | 0 | 0
ST | 0 | 0 | 0 | 0 | 0 | 0
STOG | 0 | 0 | 0 | 0 | 0 | 0
STWD | 0 | 0 | 0 | 0 | 0 | 0
WT | 0 | 0 | 0 | 0 | 0 | 0
IGCC | 0 | 0 | 0 | 0 | 0 | 0
DemandResponse | 0 | 0 | 0 | 0 | 0 | 0
IGCC-CCS | 0 | 0 | 0 | 0 | 0 | 0
WT_off | 0 | 0 | 0 | 0 | 0 | 0
PseudoUnit | 0 | 0 | 0 | 0 | 0 | 0
FixedInterchange | 0 | 0 | 0 | 0 | 0 | 0
Emission Cost by Reporting Type: MAPP_CA
ReportingType | 2015 | 2020 | 2025 | 2030 | 2035 | 2040
BM | 0 | 0 | 0 | 0 | 0 | 0
CC | 95.37 | 135.42 | 8.55 | 9.25 | 9.25 | 0
CSP | 0 | 0 | 0 | 0 | 0 | 0
CT | 0 | 0 | 0 | 0 | 0 | 0
Coal | 6.46 | 0 | 0 | 0 | 0 | 0
Geo | 0 | 0 | 0 | 0 | 0 | 0
H | 0 | 0 | 0 | 0 | 0 | 0
LFG | 0 | 0 | 0 | 0 | 0 | 0
Nuc | 0 | 0 | 0 | 0 | 0 | 0
PS | 0 | 0 | 0 | 0 | 0 | 0
PV | 0 | 0 | 0 | 0 | 0 | 0
PeakG | 0.98 | 4.1 | 0 | 0 | 0 | 0
PeakO | 0 | 0 | 0 | 0 | 0 | 0
ST | 0 | 0 | 0 | 0 | 0 | 0
STOG | 0.23 | 0 | 0 | 0 | 0 | 0
STWD | 0 | 0 | 0 | 0 | 0 | 0
WT | 0 | 0 | 0 | 0 | 0 | 0
IGCC | 0 | 0 | 0 | 0 | 0 | 0
DemandResponse | 0 | 0 | 0 | 0 | 0 | 0
IGCC-CCS | 0 | 0 | 0 | 0 | 0 | 0
WT_off | 0 | 0 | 0 | 0 | 0 | 0
PseudoUnit | 0 | 0 | 0 | 0 | 0 | 0
FixedInterchange | 0 | 0 | 0 | 0 | 0 | 0
Emission Cost by Reporting Type: AZ_NM_SNV_Coal
ReportingType | 2015 | 2020 | 2025 | 2030 | 2035 | 2040
BM | 0 | 0 | 0 | 0 | 0 | 0
CC | 0 | 0 | 0 | 0 | 0 | 0
CSP | 0 | 0 | 0 | 0 | 0 | 0
CT | 0 | 0 | 0 | 0 | 0 | 0
Coal | 1521.97 | 1296.9 | 0 | 0 | 0 | 0
Geo | 0 | 0 | 0 | 0 | 0 | 0
H | 0 | 0 | 0 | 0 | 0 | 0
LFG | 0 | 0 | 0 | 0 | 0 | 0
Nuc | 0 | 0 | 0 | 0 | 0 | 0
PS | 0 | 0 | 0 | 0 | 0 | 0
PV | 0 | 0 | 0 | 0 | 0 | 0
PeakG | 0 | 0 | 0 | 0 | 0 | 0
PeakO | 0 | 0 | 0 | 0 | 0 | 0
ST | 0 | 0 | 0 | 0 | 0 | 0
STOG | 0 | 0 | 0 | 0 | 0 | 0
STWD | 0 | 0 | 0 | 0 | 0 | 0
WT | 0 | 0 | 0 | 0 | 0 | 0
IGCC | 0 | 0 | 0 | 0 | 0 | 0
DemandResponse | 0 | 0 | 0 | 0 | 0 | 0
IGCC-CCS | 0 | 0 | 0 | 0 | 0 | 0
WT_off | 0 | 0 | 0 | 0 | 0 | 0
PseudoUnit | 0 | 0 | 0 | 0 | 0 | 0
FixedInterchange | 0 | 0 | 0 | 0 | 0 | 0
Emission Cost by Reporting Type: AZ_NM_SNV_Gas
ReportingType | 2015 | 2020 | 2025 | 2030 | 2035 | 2040
BM | 0 | 0 | 0 | 0 | 0 | 0
CC | 506.88 | 655.44 | 1732.89 | 1664.66 | 820.36 | 749.84
CSP | 0 | 0 | 0 | 0 | 0 | 0
CT | 0 | 0.43 | 5.15 | 6.05 | 0 | 0
Coal | 0 | 0 | 0 | 0 | 0 | 0
Geo | 0 | 0 | 0 | 0 | 0 | 0
H | 0 | 0 | 0 | 0 | 0 | 0
LFG | 0 | 0 | 0 | 0 | 0 | 0
Nuc | 0 | 0 | 0 | 0 | 0 | 0
PS | 0 | 0 | 0 | 0 | 0 | 0
PV | 0 | 0 | 0 | 0 | 0 | 0
PeakG | 0 | 0.2 | 0 | 0 | 0 | 0
PeakO | 0 | 0 | 0 | 0 | 0 | 0
ST | 0 | 0 | 0 | 0 | 0 | 0
STOG | 0 | 0 | 0 | 0 | 0 | 0
STWD | 0 | 0 | 0 | 0 | 0 | 0
WT | 0 | 0 | 0 | 0 | 0 | 0
IGCC | 0 | 0 | 0 | 0 | 0 | 0
DemandResponse | 0 | 0 | 0 | 0 | 0 | 0
IGCC-CCS | 0 | 0 | 0 | 0 | 0 | 0
WT_off | 0 | 0 | 0 | 0 | 0 | 0
PseudoUnit | 0 | 0 | 0 | 0 | 0 | 0
FixedInterchange | 0 | 0 | 0 | 0 | 0 | 0
Emission Cost by Reporting Type: AZ_NM_SNV_NucRenew
ReportingType | 2015 | 2020 | 2025 | 2030 | 2035 | 2040
BM | 0 | 0 | 0 | 0 | 0 | 0
CC | 0 | 0 | 0 | 0 | 0 | 0
CSP | 0 | 0 | 0 | 0 | 0 | 0
CT | 0 | 0 | 0 | 0 | 0 | 0
Coal | 0 | 0 | 0 | 0 | 0 | 0
Geo | 0 | 0 | 0 | 0 | 0 | 0
H | 0 | 0 | 0 | 0 | 0 | 0
LFG | 0 | 0 | 0 | 0 | 0 | 0
Nuc | 0 | 0 | 0 | 0 | 0 | 0
PS | 0 | 0 | 0 | 0 | 0 | 0
PV | 0 | 0 | 0 | 0 | 0 | 0
PeakG | 0 | 0 | 0 | 0 | 0 | 0
PeakO | 0 | 0 | 0 | 0 | 0 | 0
ST | 0 | 0 | 0 | 0 | 0 | 0
STOG | 0 | 0 | 0 | 0 | 0 | 0
STWD | 0 | 0 | 0 | 0 | 0 | 0
WT | 0 | 0 | 0 | 0 | 0 | 0
IGCC | 0 | 0 | 0 | 0 | 0 | 0
DemandResponse | 0 | 0 | 0 | 0 | 0 | 0
IGCC-CCS | 0 | 0 | 0 | 0 | 0 | 0
WT_off | 0 | 0 | 0 | 0 | 0 | 0
PseudoUnit | 0 | 0 | 0 | 0 | 0 | 0
FixedInterchange | 0 | 0 | 0 | 0 | 0 | 0
Emission Cost by Reporting Type: ERCOT
ReportingType | 2015 | 2020 | 2025 | 2030 | 2035 | 2040
BM | 0 | 0 | 0 | 0 | 0 | 0
CC | 2063.57 | 2933.79 | 4297.44 | 9012.02 | 8694.32 | 6880.89
CSP | 0 | 0 | 0 | 0 | 0 | 0
CT | 0 | 0.56 | 1.75 | 7.66 | 0 | 0
Coal | 930.87 | 890.59 | 51.69 | 26.55 | 26.55 | 47.89
Geo | 0 | 0 | 0 | 0 | 0 | 0
H | 0 | 0 | 0 | 0 | 0 | 0
LFG | 0 | 0 | 0 | 0 | 0 | 0
Nuc | 0 | 0 | 0 | 0 | 0 | 0
PS | 0 | 0 | 0 | 0 | 0 | 0
PV | 0 | 0 | 0 | 0 | 0 | 0
PeakG | 0 | 5.63 | 26.48 | 50.69 | 33.58 | 11.39
PeakO | 0 | 0.02 | 0 | 0 | 0 | 0
ST | 0 | 0 | 0 | 0 | 0 | 0
STOG | 30.06 | 47.99 | 0 | 0 | 0 | 0
STWD | 0 | 0 | 0 | 0 | 0 | 0
WT | 0 | 0 | 0 | 0 | 0 | 0
IGCC | 0 | 0 | 0 | 0 | 0 | 0
DemandResponse | 0 | 0 | 0 | 0 | 0 | 0
IGCC-CCS | 0 | 0 | 0 | 0 | 0 | 0
WT_off | 0 | 0 | 0 | 0 | 0 | 0
PseudoUnit | 0 | 0 | 0 | 0 | 0 | 0
FixedInterchange | 0 | 0 | 0 | 0 | 0 | 0
Emission Cost by Reporting Type: NP15
ReportingType | 2015 | 2020 | 2025 | 2030 | 2035 | 2040
BM | 0 | 0 | 0 | 0 | 0 | 0
CC | 494.59 | 626.06 | 1133.58 | 1614.08 | 1008.61 | 298.34
CSP | 0 | 0 | 0 | 0 | 0 | 0
CT | 0 | 0 | 0 | 0 | 0 | 0
Coal | 42.12 | 0 | 0 | 0 | 0 | 0
Geo | 0 | 0 | 0 | 0 | 0 | 0
H | 0 | 0 | 0 | 0 | 0 | 0
LFG | 0 | 0 | 0 | 0 | 0 | 0
Nuc | 0 | 0 | 0 | 0 | 0 | 0
PS | 0 | 0 | 0 | 0 | 0 | 0
PV | 0 | 0 | 0 | 0 | 0 | 0
PeakG | 0 | 0 | 0.27 | 0.31 | 0 | 0
PeakO | 0 | 0 | 0 | 0 | 0 | 0
ST | 0 | 0 | 0 | 0 | 0 | 0
STOG | 0.77 | 0 | 0 | 0 | 0 | 0
STWD | 0 | 0 | 0 | 0 | 0 | 0
WT | 0 | 0 | 0 | 0 | 0 | 0
IGCC | 0 | 0 | 0 | 0 | 0 | 0
DemandResponse | 0 | 0 | 0 | 0 | 0 | 0
IGCC-CCS | 0 | 0 | 0 | 0 | 0 | 0
WT_off | 0 | 0 | 0 | 0 | 0 | 0
PseudoUnit | 0 | 0 | 0 | 0 | 0 | 0
FixedInterchange | 0 | 0 | 0 | 0 | 0 | 0
Emission Cost by Reporting Type: NWPP_Coal
ReportingType | 2015 | 2020 | 2025 | 2030 | 2035 | 2040
BM | 0 | 0 | 0 | 0 | 0 | 0
CC | 0 | 0 | 0 | 0 | 0 | 0
CSP | 0 | 0 | 0 | 0 | 0 | 0
CT | 0 | 0 | 0 | 0 | 0 | 0
Coal | 1410.7 | 1424.45 | 9.82 | 22.01 | 22.01 | 22.01
Geo | 0 | 0 | 0 | 0 | 0 | 0
H | 0 | 0 | 0 | 0 | 0 | 0
LFG | 0 | 0 | 0 | 0 | 0 | 0
Nuc | 0 | 0 | 0 | 0 | 0 | 0
PS | 0 | 0 | 0 | 0 | 0 | 0
PV | 0 | 0 | 0 | 0 | 0 | 0
PeakG | 0 | 0 | 0 | 0 | 0 | 0
PeakO | 0 | 0 | 0 | 0 | 0 | 0
ST | 0 | 0 | 0 | 0 | 0 | 0
STOG | 0 | 0 | 0 | 0 | 0 | 0
STWD | 0 | 0 | 0 | 0 | 0 | 0
WT | 0 | 0 | 0 | 0 | 0 | 0
IGCC | 0 | 0 | 0 | 0 | 0 | 0
DemandResponse | 0 | 0 | 0 | 0 | 0 | 0
IGCC-CCS | 0 | 0 | 0 | 0 | 0 | 0
WT_off | 0 | 0 | 0 | 0 | 0 | 0
PseudoUnit | 0 | 0 | 0 | 0 | 0 | 0
FixedInterchange | 0 | 0 | 0 | 0 | 0 | 0
Emission Cost by Reporting Type: NWPP_Gas
ReportingType | 2015 | 2020 | 2025 | 2030 | 2035 | 2040
BM | 0 | 0 | 0 | 0 | 0 | 0
CC | 513.35 | 851.02 | 1393.64 | 669.32 | 551.35 | 413.83
CSP | 0 | 0 | 0 | 0 | 0 | 0
CT | 0 | 0 | 0 | 0 | 0 | 0
Coal | 0 | 0 | 0 | 0 | 0 | 0
Geo | 0 | 0 | 0 | 0 | 0 | 0
H | 0 | 0 | 0 | 0 | 0 | 0
LFG | 0 | 0 | 0 | 0 | 0 | 0
Nuc | 0 | 0 | 0 | 0 | 0 | 0
PS | 0 | 0 | 0 | 0 | 0 | 0
PV | 0 | 0 | 0 | 0 | 0 | 0
PeakG | 0 | 0 | 0 | 0 | 0 | 0
PeakO | 0 | 0 | 0 | 0 | 0 | 0
ST | 0 | 0 | 0 | 0 | 0 | 0
STOG | 0 | 0 | 0 | 0 | 0 | 0
STWD | 0 | 0 | 0 | 0 | 0 | 0
WT | 0 | 0 | 0 | 0 | 0 | 0
IGCC | 0 | 0 | 0 | 0 | 0 | 0
DemandResponse | 0 | 0 | 0 | 0 | 0 | 0
IGCC-CCS | 0 | 0 | 0 | 0 | 0 | 0
WT_off | 0 | 0 | 0 | 0 | 0 | 0
PseudoUnit | 0 | 0 | 0 | 0 | 0 | 0
FixedInterchange | 0 | 0 | 0 | 0 | 0 | 0
Emission Cost by Reporting Type: NWPP_NucRenew
ReportingType | 2015 | 2020 | 2025 | 2030 | 2035 | 2040
BM | 0 | 0 | 0 | 0 | 0 | 0
CC | 0 | 0 | 0 | 0 | 0 | 0
CSP | 0 | 0 | 0 | 0 | 0 | 0
CT | 0 | 0 | 0 | 0 | 0 | 0
Coal | 0 | 0 | 0 | 0 | 0 | 0
Geo | 0 | 0 | 0 | 0 | 0 | 0
H | 0 | 0 | 0 | 0 | 0 | 0
LFG | 0 | 0 | 0 | 0 | 0 | 0
Nuc | 0 | 0 | 0 | 0 | 0 | 0
PS | 0 | 0 | 0 | 0 | 0 | 0
PV | 0 | 0 | 0 | 0 | 0 | 0
PeakG | 0 | 0 | 0 | 0 | 0 | 0
PeakO | 0 | 0 | 0 | 0 | 0 | 0
ST | 0 | 0 | 0 | 0 | 0 | 0
STOG | 0 | 0 | 0 | 0 | 0 | 0
STWD | 0 | 0 | 0 | 0 | 0 | 0
WT | 0 | 0 | 0 | 0 | 0 | 0
IGCC | 0 | 0 | 0 | 0 | 0 | 0
DemandResponse | 0 | 0 | 0 | 0 | 0 | 0
IGCC-CCS | 0 | 0 | 0 | 0 | 0 | 0
WT_off | 0 | 0 | 0 | 0 | 0 | 0
PseudoUnit | 0 | 0 | 0 | 0 | 0 | 0
FixedInterchange | 0 | 0 | 0 | 0 | 0 | 0
Emission Cost by Reporting Type: RMPA
ReportingType | 2015 | 2020 | 2025 | 2030 | 2035 | 2040
BM | 0 | 0 | 0 | 0 | 0 | 0
CC | 68.05 | 140.5 | 369.59 | 452.73 | 421.12 | 288.77
CSP | 0 | 0 | 0 | 0 | 0 | 0
CT | 0 | 0 | 0.18 | 0 | 0 | 0
Coal | 1434.23 | 1323.68 | 195.36 | 71.12 | 73.43 | 75.78
Geo | 0 | 0 | 0 | 0 | 0 | 0
H | 0 | 0 | 0 | 0 | 0 | 0
LFG | 0 | 0 | 0 | 0 | 0 | 0
Nuc | 0 | 0 | 0 | 0 | 0 | 0
PS | 0 | 0 | 0 | 0 | 0 | 0
PV | 0 | 0 | 0 | 0 | 0 | 0
PeakG | 0.13 | 1.25 | 13.58 | 7.75 | 9.56 | 7.1
PeakO | 0 | 0 | 0 | 0 | 0 | 0
ST | 0 | 0 | 0 | 0 | 0 | 0
STOG | 0 | 0 | 0 | 0 | 0 | 0
STWD | 0 | 0 | 0 | 0 | 0 | 0
WT | 0 | 0 | 0 | 0 | 0 | 0
IGCC | 0 | 0 | 0 | 0 | 0 | 0
DemandResponse | 0 | 0 | 0 | 0 | 0 | 0
IGCC-CCS | 0 | 0 | 0 | 0 | 0 | 0
WT_off | 0 | 0 | 0 | 0 | 0 | 0
PseudoUnit | 0 | 0 | 0 | 0 | 0 | 0
FixedInterchange | 0 | 0 | 0 | 0 | 0 | 0
Emission Cost by Reporting Type: SP15
ReportingType | 2015 | 2020 | 2025 | 2030 | 2035 | 2040
BM | 0 | 0 | 0 | 0 | 0 | 0
CC | 907.55 | 1081.52 | 1999.01 | 3556.66 | 3097.51 | 2338.94
CSP | 0 | 0 | 0 | 0 | 0 | 0
CT | 0 | 0 | 0 | 0 | 0 | 0
Coal | 39.99 | 30.93 | 0 | 0 | 0 | 0
Geo | 0 | 0 | 0 | 0 | 0 | 0
H | 0 | 0 | 0 | 0 | 0 | 0
LFG | 0 | 0 | 0 | 0 | 0 | 0
Nuc | 0 | 0 | 0 | 0 | 0 | 0
PS | 0 | 0 | 0 | 0 | 0 | 0
PV | 0 | 0 | 0 | 0 | 0 | 0
PeakG | 0 | 0.3 | 10.99 | 10.04 | 19.95 | 27.64
PeakO | 0 | 0 | 0 | 0 | 0 | 0
ST | 0 | 0 | 0 | 0 | 0 | 0
STOG | 3.55 | 0.3 | 0 | 0 | 0 | 0
STWD | 0 | 0 | 0 | 0 | 0 | 0
WT | 0 | 0 | 0 | 0 | 0 | 0
IGCC | 0 | 0 | 0 | 0 | 0 | 0
DemandResponse | 0 | 0 | 0 | 0 | 0 | 0
IGCC-CCS | 0 | 0 | 0 | 0 | 0 | 0
WT_off | 0 | 0 | 0 | 0 | 0 | 0
PseudoUnit | 0 | 0 | 0 | 0 | 0 | 0
FixedInterchange | 0 | 0 | 0 | 0 | 0 | 0
Emission Cost by Reporting Type: ALB
ReportingType | 2015 | 2020 | 2025 | 2030 | 2035 | 2040
BM | 0 | 0 | 0 | 0 | 0 | 0
CC | 187.84 | 269.92 | 440.36 | 35.44 | 24.79 | 0
CSP | 0 | 0 | 0 | 0 | 0 | 0
CT | 0 | 0 | 0 | 0 | 0 | 0
Coal | 1216.87 | 1727.96 | 2759.35 | 0 | 0 | 0
Geo | 0 | 0 | 0 | 0 | 0 | 0
H | 0 | 0 | 0 | 0 | 0 | 0
LFG | 0 | 0 | 0 | 0 | 0 | 0
Nuc | 0 | 0 | 0 | 0 | 0 | 0
PS | 0 | 0 | 0 | 0 | 0 | 0
PV | 0 | 0 | 0 | 0 | 0 | 0
PeakG | 0 | 0 | 0 | 0 | 0 | 0
PeakO | 0 | 0 | 0 | 0 | 0 | 0
ST | 0 | 0 | 0 | 0 | 0 | 0
STOG | 0 | 0 | 0 | 0 | 0 | 0
STWD | 0 | 0 | 0 | 0 | 0 | 0
WT | 0 | 0 | 0 | 0 | 0 | 0
IGCC | 0 | 0 | 0 | 0 | 0 | 0
DemandResponse | 0 | 0 | 0 | 0 | 0 | 0
IGCC-CCS | 0 | 0 | 0 | 0 | 0 | 0
WT_off | 0 | 0 | 0 | 0 | 0 | 0
PseudoUnit | 0 | 0 | 0 | 0 | 0 | 0
FixedInterchange | 0 | 0 | 0 | 0 | 0 | 0
Emission Cost by Reporting Type: BC
ReportingType | 2015 | 2020 | 2025 | 2030 | 2035 | 2040
BM | 0 | 0 | 0 | 0 | 0 | 0
CC | 66.59 | 94.56 | 154.85 | 263.55 | 16.92 | 0
CSP | 0 | 0 | 0 | 0 | 0 | 0
CT | 0 | 0 | 0 | 0 | 0 | 0
Coal | 0 | 0 | 0 | 0 | 0 | 0
Geo | 0 | 0 | 0 | 0 | 0 | 0
H | 0 | 0 | 0 | 0 | 0 | 0
LFG | 0 | 0 | 0 | 0 | 0 | 0
Nuc | 0 | 0 | 0 | 0 | 0 | 0
PS | 0 | 0 | 0 | 0 | 0 | 0
PV | 0 | 0 | 0 | 0 | 0 | 0
PeakG | 0 | 0 | 0 | 0 | 0 | 0
PeakO | 0 | 0 | 0 | 0 | 0 | 0
ST | 0 | 0 | 0 | 0 | 0 | 0
STOG | 0 | 0 | 0 | 0 | 0 | 0
STWD | 0 | 0 | 0 | 0 | 0 | 0
WT | 0 | 0 | 0 | 0 | 0 | 0
IGCC | 0 | 0 | 0 | 0 | 0 | 0
DemandResponse | 0 | 0 | 0 | 0 | 0 | 0
IGCC-CCS | 0 | 0 | 0 | 0 | 0 | 0
WT_off | 0 | 0 | 0 | 0 | 0 | 0
PseudoUnit | 0 | 0 | 0 | 0 | 0 | 0
FixedInterchange | 0 | 0 | 0 | 0 | 0 | 0
Emission Cost by Reporting Type: HQ_IESO
ReportingType | 2015 | 2020 | 2025 | 2030 | 2035 | 2040
BM | 0 | 0 | 0 | 0 | 0 | 0
CC | 0 | 0 | 0 | 0 | 0 | 0
CSP | 0 | 0 | 0 | 0 | 0 | 0
CT | 0 | 0 | 0 | 0 | 0 | 0
Coal | 0 | 0 | 0 | 0 | 0 | 0
Geo | 0 | 0 | 0 | 0 | 0 | 0
H | 0 | 0 | 0 | 0 | 0 | 0
LFG | 0 | 0 | 0 | 0 | 0 | 0
Nuc | 0 | 0 | 0 | 0 | 0 | 0
PS | 0 | 0 | 0 | 0 | 0 | 0
PV | 0 | 0 | 0 | 0 | 0 | 0
PeakG | 0 | 0 | 0 | 0 | 0 | 0
PeakO | 0 | 0 | 0 | 0 | 0 | 0
ST | 0 | 0 | 0 | 0 | 0 | 0
STOG | 0 | 0 | 0 | 0 | 0 | 0
STWD | 0 | 0 | 0 | 0 | 0 | 0
WT | 0 | 0 | 0 | 0 | 0 | 0
IGCC | 0 | 0 | 0 | 0 | 0 | 0
DemandResponse | 0 | 0 | 0 | 0 | 0 | 0
IGCC-CCS | 0 | 0 | 0 | 0 | 0 | 0
WT_off | 0 | 0 | 0 | 0 | 0 | 0
PseudoUnit | 0 | 0 | 0 | 0 | 0 | 0
FixedInterchange | 0 | 0 | 0 | 0 | 0 | 0
Emission Cost by Reporting Type: HQ_NEISO
ReportingType | 2015 | 2020 | 2025 | 2030 | 2035 | 2040
BM | 0 | 0 | 0 | 0 | 0 | 0
CC | 0 | 0 | 0 | 0 | 0 | 0
CSP | 0 | 0 | 0 | 0 | 0 | 0
CT | 0 | 0 | 0 | 0 | 0 | 0
Coal | 0 | 0 | 0 | 0 | 0 | 0
Geo | 0 | 0 | 0 | 0 | 0 | 0
H | 0 | 0 | 0 | 0 | 0 | 0
LFG | 0 | 0 | 0 | 0 | 0 | 0
Nuc | 0 | 0 | 0 | 0 | 0 | 0
PS | 0 | 0 | 0 | 0 | 0 | 0
PV | 0 | 0 | 0 | 0 | 0 | 0
PeakG | 0 | 0 | 0 | 0 | 0 | 0
PeakO | 0 | 0 | 0 | 0 | 0 | 0
ST | 0 | 0 | 0 | 0 | 0 | 0
STOG | 0 | 0 | 0 | 0 | 0 | 0
STWD | 0 | 0 | 0 | 0 | 0 | 0
WT | 0 | 0 | 0 | 0 | 0 | 0
IGCC | 0 | 0 | 0 | 0 | 0 | 0
DemandResponse | 0 | 0 | 0 | 0 | 0 | 0
IGCC-CCS | 0 | 0 | 0 | 0 | 0 | 0
WT_off | 0 | 0 | 0 | 0 | 0 | 0
PseudoUnit | 0 | 0 | 0 | 0 | 0 | 0
FixedInterchange | 0 | 0 | 0 | 0 | 0 | 0
Emission Cost by Reporting Type: HQ_NY
ReportingType | 2015 | 2020 | 2025 | 2030 | 2035 | 2040
BM | 0 | 0 | 0 | 0 | 0 | 0
CC | 0 | 0 | 0 | 0 | 0 | 0
CSP | 0 | 0 | 0 | 0 | 0 | 0
CT | 0 | 0 | 0 | 0 | 0 | 0
Coal | 0 | 0 | 0 | 0 | 0 | 0
Geo | 0 | 0 | 0 | 0 | 0 | 0
H | 0 | 0 | 0 | 0 | 0 | 0
LFG | 0 | 0 | 0 | 0 | 0 | 0
Nuc | 0 | 0 | 0 | 0 | 0 | 0
PS | 0 | 0 | 0 | 0 | 0 | 0
PV | 0 | 0 | 0 | 0 | 0 | 0
PeakG | 0 | 0 | 0 | 0 | 0 | 0
PeakO | 0 | 0 | 0 | 0 | 0 | 0
ST | 0 | 0 | 0 | 0 | 0 | 0
STOG | 0 | 0 | 0 | 0 | 0 | 0
STWD | 0 | 0 | 0 | 0 | 0 | 0
WT | 0 | 0 | 0 | 0 | 0 | 0
IGCC | 0 | 0 | 0 | 0 | 0 | 0
DemandResponse | 0 | 0 | 0 | 0 | 0 | 0
IGCC-CCS | 0 | 0 | 0 | 0 | 0 | 0
WT_off | 0 | 0 | 0 | 0 | 0 | 0
PseudoUnit | 0 | 0 | 0 | 0 | 0 | 0
FixedInterchange | 0 | 0 | 0 | 0 | 0 | 0
Emission Cost by Reporting Type: MARITIMES
ReportingType | 2015 | 2020 | 2025 | 2030 | 2035 | 2040
BM | 0 | 0 | 0 | 0 | 0 | 0
CC | 0 | 0 | 0 | 0 | 0 | 0
CSP | 0 | 0 | 0 | 0 | 0 | 0
CT | 0 | 0 | 0 | 0 | 0 | 0
Coal | 0 | 0 | 0 | 0 | 0 | 0
Geo | 0 | 0 | 0 | 0 | 0 | 0
H | 0 | 0 | 0 | 0 | 0 | 0
LFG | 0 | 0 | 0 | 0 | 0 | 0
Nuc | 0 | 0 | 0 | 0 | 0 | 0
PS | 0 | 0 | 0 | 0 | 0 | 0
PV | 0 | 0 | 0 | 0 | 0 | 0
PeakG | 0 | 0 | 0 | 0 | 0 | 0
PeakO | 0 | 0 | 0 | 0 | 0 | 0
ST | 0 | 0 | 0 | 0 | 0 | 0
STOG | 0 | 0 | 0 | 0 | 0 | 0
STWD | 0 | 0 | 0 | 0 | 0 | 0
WT | 0 | 0 | 0 | 0 | 0 | 0
IGCC | 0 | 0 | 0 | 0 | 0 | 0
DemandResponse | 0 | 0 | 0 | 0 | 0 | 0
IGCC-CCS | 0 | 0 | 0 | 0 | 0 | 0
WT_off | 0 | 0 | 0 | 0 | 0 | 0
PseudoUnit | 0 | 0 | 0 | 0 | 0 | 0
FixedInterchange | 0 | 0 | 0 | 0 | 0 | 0
Emission Cost by Reporting Type: All
ReportingType | 2015 | 2020 | 2025 | 2030 | 2035 | 2040
BM | 0 | 0 | 0 | 0 | 0 | 0
CC | 15113.53 | 24383.69 | 37976.74 | 55723.31 | 56026.92 | 49625.55
CSP | 0 | 0 | 0 | 0 | 0 | 0
CT | 7.87 | 28.78 | 77.2 | 95.79 | 8.25 | 4.49
Coal | 28490.97 | 14364.01 | 3773.54 | 306.29 | 427.32 | 437.46
Geo | 0 | 0 | 0 | 0 | 0 | 0
H | 0 | 0 | 0 | 0 | 0 | 0
LFG | 0 | 0 | 0 | 0 | 0 | 0
Nuc | 0 | 0 | 0 | 0 | 0 | 0
PS | 0 | 0 | 0 | 0 | 0 | 0
PV | 0 | 0 | 0 | 0 | 0 | 0
PeakG | 45.31 | 266.29 | 579.52 | 587.91 | 814.72 | 596.35
PeakO | 0 | 0.02 | 9.54 | 0 | 0 | 0
ST | 0 | 0 | 0 | 0 | 0 | 0
STOG | 88.96 | 111.45 | 67.73 | 46.16 | 46.16 | 30.21
STWD | 0 | 0 | 0 | 0 | 0 | 0
WT | 0 | 0 | 0 | 0 | 0 | 0
IGCC | 100.97 | 143.38 | 73.7 | 13.87 | 27.09 | 13.87
DemandResponse | 0 | 0 | 0 | 0 | 0 | 0
IGCC-CCS | 0 | 0 | 0 | 0 | 0 | 0
WT_off | 0 | 0 | 0 | 0 | 0 | 0
PseudoUnit | 0 | 0 | 0 | 0 | 0 | 0
FixedInterchange | 0 | 0 | 0 | 0 | 0 | 0
Emission Cost by Reporting Type: EI_US
ReportingType | 2015 | 2020 | 2025 | 2030 | 2035 | 2040
BM | 0 | 0 | 0 | 0 | 0 | 0
CC | 10125.96 | 17502.86 | 26429.82 | 38439.69 | 41360.67 | 38632.92
CSP | 0 | 0 | 0 | 0 | 0 | 0
CT | 7.69 | 27.53 | 69.68 | 82.08 | 8.25 | 4.49
Coal | 21887.77 | 7669.5 | 757.31 | 186.61 | 305.33 | 291.79
Geo | 0 | 0 | 0 | 0 | 0 | 0
H | 0 | 0 | 0 | 0 | 0 | 0
LFG | 0 | 0 | 0 | 0 | 0 | 0
Nuc | 0 | 0 | 0 | 0 | 0 | 0
PS | 0 | 0 | 0 | 0 | 0 | 0
PV | 0 | 0 | 0 | 0 | 0 | 0
PeakG | 44.05 | 254.47 | 527.62 | 519.13 | 750.6 | 549.27
PeakO | 0 | 0 | 9.54 | 0 | 0 | 0
ST | 0 | 0 | 0 | 0 | 0 | 0
STOG | 54.35 | 63.16 | 67.73 | 46.16 | 46.16 | 30.21
STWD | 0 | 0 | 0 | 0 | 0 | 0
WT | 0 | 0 | 0 | 0 | 0 | 0
IGCC | 100.97 | 143.38 | 73.7 | 13.87 | 27.09 | 13.87
DemandResponse | 0 | 0 | 0 | 0 | 0 | 0
IGCC-CCS | 0 | 0 | 0 | 0 | 0 | 0
WT_off | 0 | 0 | 0 | 0 | 0 | 0
PseudoUnit | 0 | 0 | 0 | 0 | 0 | 0
FixedInterchange | 0 | 0 | 0 | 0 | 0 | 0
Emission Cost by Reporting Type: EI_Canada
ReportingType | 2015 | 2020 | 2025 | 2030 | 2035 | 2040
BM | 0 | 0 | 0 | 0 | 0 | 0
CC | 179.14 | 228.03 | 25.56 | 15.16 | 31.26 | 22.01
CSP | 0 | 0 | 0 | 0 | 0 | 0
CT | 0.18 | 0.26 | 0.43 | 0 | 0 | 0
Coal | 6.46 | 0 | 0 | 0 | 0 | 0
Geo | 0 | 0 | 0 | 0 | 0 | 0
H | 0 | 0 | 0 | 0 | 0 | 0
LFG | 0 | 0 | 0 | 0 | 0 | 0
Nuc | 0 | 0 | 0 | 0 | 0 | 0
PS | 0 | 0 | 0 | 0 | 0 | 0
PV | 0 | 0 | 0 | 0 | 0 | 0
PeakG | 1.13 | 4.45 | 0.57 | 0 | 1.03 | 0.96
PeakO | 0 | 0 | 0 | 0 | 0 | 0
ST | 0 | 0 | 0 | 0 | 0 | 0
STOG | 0.23 | 0 | 0 | 0 | 0 | 0
STWD | 0 | 0 | 0 | 0 | 0 | 0
WT | 0 | 0 | 0 | 0 | 0 | 0
IGCC | 0 | 0 | 0 | 0 | 0 | 0
DemandResponse | 0 | 0 | 0 | 0 | 0 | 0
IGCC-CCS | 0 | 0 | 0 | 0 | 0 | 0
WT_off | 0 | 0 | 0 | 0 | 0 | 0
PseudoUnit | 0 | 0 | 0 | 0 | 0 | 0
FixedInterchange | 0 | 0 | 0 | 0 | 0 | 0
Emission Cost by Reporting Type: EI
ReportingType | 2015 | 2020 | 2025 | 2030 | 2035 | 2040
BM | 0 | 0 | 0 | 0 | 0 | 0
CC | 10305.1 | 17730.89 | 26455.38 | 38454.85 | 41391.93 | 38654.93
CSP | 0 | 0 | 0 | 0 | 0 | 0
CT | 7.87 | 27.79 | 70.11 | 82.08 | 8.25 | 4.49
Coal | 21894.22 | 7669.5 | 757.31 | 186.61 | 305.33 | 291.79
Geo | 0 | 0 | 0 | 0 | 0 | 0
H | 0 | 0 | 0 | 0 | 0 | 0
LFG | 0 | 0 | 0 | 0 | 0 | 0
Nuc | 0 | 0 | 0 | 0 | 0 | 0
PS | 0 | 0 | 0 | 0 | 0 | 0
PV | 0 | 0 | 0 | 0 | 0 | 0
PeakG | 45.18 | 258.91 | 528.19 | 519.13 | 751.63 | 550.23
PeakO | 0 | 0 | 9.54 | 0 | 0 | 0
ST | 0 | 0 | 0 | 0 | 0 | 0
STOG | 54.58 | 63.16 | 67.73 | 46.16 | 46.16 | 30.21
STWD | 0 | 0 | 0 | 0 | 0 | 0
WT | 0 | 0 | 0 | 0 | 0 | 0
IGCC | 100.97 | 143.38 | 73.7 | 13.87 | 27.09 | 13.87
DemandResponse | 0 | 0 | 0 | 0 | 0 | 0
IGCC-CCS | 0 | 0 | 0 | 0 | 0 | 0
WT_off | 0 | 0 | 0 | 0 | 0 | 0
PseudoUnit | 0 | 0 | 0 | 0 | 0 | 0
FixedInterchange | 0 | 0 | 0 | 0 | 0 | 0
Emission Cost by Reporting Type: Outside_EI
ReportingType | 2015 | 2020 | 2025 | 2030 | 2035 | 2040
BM | 0 | 0 | 0 | 0 | 0 | 0
CC | 4808.43 | 6652.81 | 11521.36 | 17268.46 | 14634.99 | 10970.62
CSP | 0 | 0 | 0 | 0 | 0 | 0
CT | 0 | 0.99 | 7.08 | 13.7 | 0 | 0
Coal | 6596.75 | 6694.51 | 3016.23 | 119.67 | 121.99 | 145.68
Geo | 0 | 0 | 0 | 0 | 0 | 0
H | 0 | 0 | 0 | 0 | 0 | 0
LFG | 0 | 0 | 0 | 0 | 0 | 0
Nuc | 0 | 0 | 0 | 0 | 0 | 0
PS | 0 | 0 | 0 | 0 | 0 | 0
PV | 0 | 0 | 0 | 0 | 0 | 0
PeakG | 0.13 | 7.38 | 51.33 | 68.78 | 63.09 | 46.13
PeakO | 0 | 0.02 | 0 | 0 | 0 | 0
ST | 0 | 0 | 0 | 0 | 0 | 0
STOG | 34.38 | 48.28 | 0 | 0 | 0 | 0
STWD | 0 | 0 | 0 | 0 | 0 | 0
WT | 0 | 0 | 0 | 0 | 0 | 0
IGCC | 0 | 0 | 0 | 0 | 0 | 0
DemandResponse | 0 | 0 | 0 | 0 | 0 | 0
IGCC-CCS | 0 | 0 | 0 | 0 | 0 | 0
WT_off | 0 | 0 | 0 | 0 | 0 | 0
PseudoUnit | 0 | 0 | 0 | 0 | 0 | 0
FixedInterchange | 0 | 0 | 0 | 0 | 0 | 0
#8 | Base VOM Costs ($million)
Base VOM Costs by Reporting Type: Entergy
ReportingType | 2015 | 2020 | 2025 | 2030 | 2035 | 2040
BM | 0 | 0 | 0 | 0 | 0 | 0
CC | 160.6 | 238.09 | 195.62 | 146.93 | 150.41 | 130.36
CSP | 0 | 0 | 0 | 0 | 0 | 0
CT | 0 | 0 | 0 | 0 | 0 | 0
Coal | 216.47 | 23.53 | 3.4 | 0.32 | 0.62 | 0.62
Geo | 0 | 0 | 0 | 0 | 0 | 0
H | 0 | 0 | 0 | 0 | 0 | 0
LFG | 0 | 0 | 0.01 | 0.01 | 0.01 | 0.01
Nuc | 100.26 | 100.26 | 100.26 | 100.26 | 84.69 | 66.26
PS | 0 | 0 | 0 | 0 | 0 | 0
PV | 0 | 0 | 0 | 0 | 0 | 0
PeakG | 0 | 0 | 0.67 | 0 | 0 | 0
PeakO | 0 | 0 | 0 | 0 | 0 | 0
ST | 0 | 0 | 0 | 0 | 0 | 0
STOG | 0.88 | 1.71 | 0 | 0 | 0 | 0
STWD | 0.05 | 0.31 | 0.33 | 1.53 | 1.84 | 1.84
WT | 0 | 0 | 0 | 0.01 | 0.01 | 0.01
IGCC | 0 | 0 | 0 | 0 | 0 | 0
DemandResponse | 0 | 0 | 0 | 0 | 0 | 0
IGCC-CCS | 0 | 0 | 0 | 0 | 0 | 0
WT_off | 0 | 0 | 0 | 0 | 0 | 0
PseudoUnit | 0 | 0 | 0 | 0 | 0 | 0
FixedInterchange | 0 | 0 | 0 | 0 | 0 | 0
Base VOM Costs by Reporting Type: FRCC
ReportingType | 2015 | 2020 | 2025 | 2030 | 2035 | 2040
BM | 0 | 0 | 0 | 0 | 0 | 0
CC | 519.09 | 555.88 | 542.5 | 237.1 | 223.03 | 168.62
CSP | 0 | 0 | 0 | 0 | 0 | 0
CT | 4.8 | 9.38 | 16.24 | 8.99 | 0 | 0
Coal | 66.15 | 16.31 | 0 | 0 | 0 | 0
Geo | 0 | 0 | 0 | 0 | 0 | 0
H | 0 | 0 | 0 | 0 | 0 | 0
LFG | 0.04 | 0.04 | 0.06 | 0.06 | 0.06 | 0.06
Nuc | 76.4 | 76.4 | 97.03 | 351.24 | 362.85 | 400.23
PS | 0 | 0 | 0 | 0 | 0 | 0
PV | 0 | 0 | 0 | 0 | 0 | 0
PeakG | 3.21 | 13.43 | 3.9 | 0 | 0 | 0
PeakO | 0 | 0 | 0 | 0 | 0 | 0
ST | 0 | 0 | 0 | 0 | 0 | 0
STOG | 0 | 0 | 0 | 0 | 0 | 0
STWD | 0.31 | 0.95 | 3.24 | 3.24 | 3.24 | 3.24
WT | 0 | 0 | 0 | 0 | 0 | 0
IGCC | 0 | 0 | 0 | 0 | 0 | 0
DemandResponse | 0 | 0 | 0 | 0 | 0 | 0
IGCC-CCS | 0 | 0 | 0 | 0 | 0 | 0
WT_off | 0 | 0 | 0 | 0 | 0 | 0
PseudoUnit | 0 | 0 | 0 | 0 | 0 | 0
FixedInterchange | 0 | 0 | 0 | 0 | 0 | 0
Base VOM Costs by Reporting Type: MAPP_US
ReportingType | 2015 | 2020 | 2025 | 2030 | 2035 | 2040
BM | 0 | 0 | 0 | 0 | 0 | 0
CC | 0.48 | 0.86 | 0.46 | 0.26 | 0.45 | 0.45
CSP | 0 | 0 | 0 | 0 | 0 | 0
CT | 0 | 0 | 0.31 | 0.07 | 0.11 | 0.11
Coal | 53.88 | 4.33 | 0 | 0 | 0 | 0
Geo | 0 | 0 | 0 | 0 | 0 | 0
H | 0 | 0 | 0 | 0 | 0 | 0
LFG | 0 | 0 | 0 | 0.01 | 0.01 | 0.01
Nuc | 0 | 0 | 0 | 0 | 0 | 0
PS | 0 | 0 | 0 | 0 | 0 | 0
PV | 0 | 0 | 0 | 0 | 0 | 0
PeakG | 0.41 | 1.11 | 0.75 | 0.6 | 1.27 | 0.91
PeakO | 0 | 0 | 0.04 | 0 | 0 | 0
ST | 0 | 0 | 0 | 0 | 0 | 0
STOG | 0 | 0 | 0 | 0 | 0 | 0
STWD | 0 | 0 | 0 | 0 | 0 | 0
WT | 0.07 | 0.34 | 0.37 | 0.37 | 0.37 | 0.37
IGCC | 0 | 0 | 0 | 0 | 0 | 0
DemandResponse | 0 | 0 | 0 | 0 | 0 | 0
IGCC-CCS | 0 | 0 | 0 | 0 | 0 | 0
WT_off | 0 | 0 | 0 | 0 | 0 | 0
PseudoUnit | 0 | 0 | 0 | 0 | 0 | 0
FixedInterchange | 0 | 0 | 0 | 0 | 0 | 0
Base VOM Costs by Reporting Type: MISO_IN
ReportingType | 2015 | 2020 | 2025 | 2030 | 2035 | 2040
BM | 0 | 0 | 0 | 0 | 0 | 0
CC | 64.48 | 211.16 | 211.57 | 148.81 | 154.52 | 139.58
CSP | 0 | 0 | 0 | 0 | 0 | 0
CT | 0 | 0 | 0 | 0 | 0 | 0
Coal | 220.81 | 157.25 | 0 | 0 | 0 | 0
Geo | 0 | 0 | 0 | 0 | 0 | 0
H | 0 | 0 | 0 | 0 | 0 | 0
LFG | 0 | 0 | 0.01 | 0.01 | 0.01 | 0.01
Nuc | 0 | 0 | 0 | 0 | 0 | 0
PS | 0 | 0 | 0 | 0 | 0 | 0
PV | 0 | 0 | 0.01 | 0.01 | 0.01 | 0.01
PeakG | 0 | 0.57 | 2.42 | 2.36 | 2.36 | 2.36
PeakO | 0 | 0 | 0.04 | 0 | 0 | 0
ST | 0 | 0 | 0 | 0 | 0 | 0
STOG | 0.07 | 0.13 | 0 | 0 | 0 | 0
STWD | 0 | 0 | 0 | 0 | 0 | 0
WT | 0.02 | 0.02 | 0.07 | 0.59 | 0.59 | 0.59
IGCC | 30.43 | 30.43 | 9.55 | 0.8 | 1.57 | 0.8
DemandResponse | 0 | 0 | 0 | 0 | 0 | 0
IGCC-CCS | 0 | 0 | 0 | 0 | 0 | 0
WT_off | 0 | 0 | 0 | 0 | 0 | 0
PseudoUnit | 0 | 0 | 0 | 0 | 0 | 0
FixedInterchange | 0 | 0 | 0 | 0 | 0 | 0
Base VOM Costs by Reporting Type: MISO_MI
ReportingType | 2015 | 2020 | 2025 | 2030 | 2035 | 2040
BM | 0 | 0 | 0 | 0 | 0 | 0
CC | 84.3 | 161.66 | 163.96 | 105.77 | 91.66 | 81.06
CSP | 0 | 0 | 0 | 0 | 0 | 0
CT | 0 | 0 | 0 | 0 | 0 | 0
Coal | 93.87 | 0 | 0 | 0 | 0 | 0
Geo | 0 | 0 | 0 | 0 | 0 | 0
H | 0 | 0 | 0 | 0 | 0 | 0
LFG | 0.01 | 0.01 | 0.03 | 0.03 | 0.03 | 0.03
Nuc | 34.93 | 34.93 | 34.93 | 34.93 | 20.54 | 20.54
PS | 0 | 0 | 0 | 0 | 0 | 0
PV | 0 | 0 | 0 | 0 | 0 | 0
PeakG | 0.16 | 0.87 | 3.88 | 2.74 | 2.74 | 2.74
PeakO | 0 | 0 | 0.09 | 0 | 0 | 0
ST | 0 | 0 | 0 | 0 | 0 | 0
STOG | 0.67 | 1 | 0 | 0 | 0 | 0
STWD | 2.71 | 2.66 | 0.44 | 1.46 | 1.46 | 1.99
WT | 0.06 | 0.06 | 0.09 | 0.23 | 0.23 | 0.23
IGCC | 0 | 0 | 0 | 0 | 0 | 0
DemandResponse | 0 | 0 | 0 | 0 | 0 | 0
IGCC-CCS | 0 | 0 | 0 | 0 | 0 | 0
WT_off | 0 | 0 | 0 | 0 | 0 | 0
PseudoUnit | 0 | 0 | 0 | 0 | 0 | 0
FixedInterchange | 0 | 0 | 0 | 0 | 0 | 0
Base VOM Costs by Reporting Type: MISO_MO-IL
ReportingType | 2015 | 2020 | 2025 | 2030 | 2035 | 2040
BM | 0 | 0 | 0 | 0 | 0 | 0
CC | 47.46 | 127.52 | 110.06 | 55.65 | 59.98 | 43.73
CSP | 0 | 0 | 0 | 0 | 0 | 0
CT | 0 | 0 | 0 | 0 | 0 | 0
Coal | 281.63 | 90.09 | 12.12 | 1.54 | 3.01 | 1.87
Geo | 0 | 0 | 0 | 0 | 0 | 0
H | 0 | 0 | 0.02 | 0.02 | 0.02 | 0.02
LFG | 0 | 0 | 0.02 | 0.02 | 0.02 | 0.02
Nuc | 41.29 | 41.29 | 41.29 | 41.29 | 41.29 | 41.29
PS | 0 | 0 | 0 | 0 | 0 | 0
PV | 0 | 0 | 0 | 0 | 0 | 0
PeakG | 1.17 | 3.67 | 7.06 | 3.67 | 7.01 | 5.1
PeakO | 0 | 0 | 0.1 | 0 | 0 | 0
ST | 0 | 0 | 0 | 0 | 0 | 0
STOG | 0.03 | 0.04 | 0 | 0 | 0 | 0
STWD | 0 | 0 | 0 | 0 | 0 | 0
WT | 0.02 | 0.03 | 0.21 | 0.57 | 0.57 | 0.57
IGCC | 0 | 0 | 0 | 0 | 0 | 0
DemandResponse | 0 | 0 | 0 | 0 | 0 | 0
IGCC-CCS | 0 | 0 | 0 | 0 | 0 | 0
WT_off | 0 | 0 | 0 | 0 | 0 | 0
PseudoUnit | 0 | 0 | 0 | 0 | 0 | 0
FixedInterchange | 0 | 0 | 0 | 0 | 0 | 0
Base VOM Costs by Reporting Type: MISO_W
ReportingType | 2015 | 2020 | 2025 | 2030 | 2035 | 2040
BM | 0 | 0 | 0 | 0 | 0 | 0
CC | 54.02 | 112.06 | 25.9 | 15.04 | 17.4 | 12.44
CSP | 0 | 0 | 0 | 0 | 0 | 0
CT | 0 | 0 | 0 | 0 | 0 | 0
Coal | 273.3 | 112.13 | 4.57 | 4.57 | 4.57 | 4.57
Geo | 0 | 0 | 0 | 0 | 0 | 0
H | 0 | 0 | 0 | 0 | 0 | 0
LFG | 0.02 | 0.02 | 0.02 | 0.02 | 0.02 | 0.02
Nuc | 43.67 | 43.67 | 43.67 | 43.67 | 0 | 0
PS | 0 | 0 | 0 | 0 | 0 | 0
PV | 0 | 0 | 0 | 0 | 0 | 0
PeakG | 2.05 | 1.47 | 3.5 | 0.81 | 2.65 | 2.04
PeakO | 0 | 0 | 0.47 | 0 | 0 | 0
ST | 0 | 0 | 0 | 0 | 0 | 0
STOG | 0 | 0 | 0 | 0 | 0 | 0
STWD | 0.14 | 0.5 | 0.47 | 0.49 | 0.76 | 0.76
WT | 0.32 | 0.32 | 1.91 | 2.15 | 2.15 | 2.15
IGCC | 0 | 0 | 0 | 0 | 0 | 0
DemandResponse | 0 | 0 | 0 | 0 | 0 | 0
IGCC-CCS | 0 | 0 | 0 | 0 | 0 | 0
WT_off | 0 | 0 | 0 | 0 | 0 | 0
PseudoUnit | 0 | 0 | 0 | 0 | 0 | 0
FixedInterchange | 0 | 0 | 0 | 0 | 0 | 0
Base VOM Costs by Reporting Type: MISO_WUMS
ReportingType | 2015 | 2020 | 2025 | 2030 | 2035 | 2040
BM | 0 | 0 | 0 | 0 | 0 | 0
CC | 126.7 | 131.5 | 109.24 | 72.57 | 72.96 | 69.04
CSP | 0 | 0 | 0 | 0 | 0 | 0
CT | 0 | 0 | 0 | 0 | 0 | 0
Coal | 41 | 12.73 | 4.33 | 2.63 | 2.82 | 2.82
Geo | 0 | 0 | 0 | 0 | 0 | 0
H | 0 | 0 | 0 | 0 | 0 | 0
LFG | 0.01 | 0.01 | 0.02 | 0.03 | 0.03 | 0.03
Nuc | 33.6 | 33.6 | 33.6 | 33.6 | 0 | 0
PS | 0 | 0 | 0 | 0 | 0 | 0
PV | 0 | 0 | 0 | 0 | 0 | 0
PeakG | 0 | 0.78 | 2.54 | 1.05 | 2.46 | 2.46
PeakO | 0 | 0 | 0.06 | 0 | 0 | 0
ST | 0 | 0 | 0 | 0 | 0 | 0
STOG | 0 | 0 | 0 | 0 | 0 | 0
STWD | 0.1 | 0.17 | 0.16 | 0.28 | 0.37 | 0.48
WT | 0.04 | 0.05 | 0.06 | 0.1 | 0.1 | 0.1
IGCC | 0 | 0 | 0 | 0 | 0 | 0
DemandResponse | 0 | 0 | 0 | 0 | 0 | 0
IGCC-CCS | 0 | 0 | 0 | 0 | 0 | 0
WT_off | 0 | 0 | 0 | 0 | 0 | 0
PseudoUnit | 0 | 0 | 0 | 0 | 0 | 0
FixedInterchange | 0 | 0 | 0 | 0 | 0 | 0
Base VOM Costs by Reporting Type: Nebraska
ReportingType | 2015 | 2020 | 2025 | 2030 | 2035 | 2040
BM | 0 | 0 | 0 | 0 | 0 | 0
CC | 0.92 | 0.6 | 0.57 | 0.33 | 0.57 | 0.57
CSP | 0 | 0 | 0 | 0 | 0 | 0
CT | 0 | 0 | 0 | 0 | 0 | 0
Coal | 117.38 | 15.73 | 0.68 | 0.08 | 0.1 | 0.2
Geo | 0 | 0 | 0 | 0 | 0 | 0
H | 0 | 0 | 0 | 0 | 0 | 0
LFG | 0 | 0 | 0 | 0.01 | 0.01 | 0.01
Nuc | 23.15 | 23.15 | 23.15 | 23.15 | 0 | 0
PS | 0 | 0 | 0 | 0 | 0 | 0
PV | 0 | 0 | 0 | 0 | 0 | 0
PeakG | 0.31 | 0 | 1.08 | 0.02 | 1.08 | 0.41
PeakO | 0 | 0 | 0.08 | 0 | 0 | 0
ST | 0 | 0 | 0 | 0 | 0 | 0
STOG | 0 | 0 | 0 | 0 | 0 | 0
STWD | 0 | 0 | 0 | 0 | 0 | 0
WT | 0.01 | 0.51 | 0.51 | 0.51 | 0.51 | 0.51
IGCC | 0 | 0 | 0 | 0 | 0 | 0
DemandResponse | 0 | 0 | 0 | 0 | 0 | 0
IGCC-CCS | 0 | 0 | 0 | 0 | 0 | 0
WT_off | 0 | 0 | 0 | 0 | 0 | 0
PseudoUnit | 0 | 0 | 0 | 0 | 0 | 0
FixedInterchange | 0 | 0 | 0 | 0 | 0 | 0
Base VOM Costs by Reporting Type: NEISO
ReportingType | 2015 | 2020 | 2025 | 2030 | 2035 | 2040
BM | 9.41 | 5.97 | 0.96 | 7.52 | 6.78 | 6.78
CC | 101.02 | 83.69 | 68.6 | 44.95 | 41.54 | 36.45
CSP | 0 | 0 | 0 | 0 | 0 | 0
CT | 0.03 | 0.11 | 0.34 | 0.33 | 0 | 0
Coal | 0.12 | 0 | 0 | 0 | 0 | 0
Geo | 0 | 0 | 0 | 0 | 0 | 0
H | 0 | 0 | 0 | 0 | 0 | 0
LFG | 0.05 | 0.05 | 0.05 | 0.06 | 0.06 | 0.06
Nuc | 85.9 | 85.9 | 85.9 | 85.9 | 62.06 | 45.84
PS | 0 | 0 | 0 | 0 | 0 | 0
PV | 0 | 0 | 0 | 0 | 0 | 0
PeakG | 0.27 | 0.32 | 0 | 0 | 0 | 0
PeakO | 0 | 0 | 0 | 0 | 0 | 0
ST | 0 | 0 | 0 | 0 | 0 | 0
STOG | 0 | 0 | 0 | 0 | 0 | 0
STWD | 6.7 | 1.3 | 0.3 | 1.41 | 1.47 | 1.35
WT | 0.01 | 0.07 | 0.11 | 0.17 | 0.17 | 0.17
IGCC | 0 | 0 | 0 | 0 | 0 | 0
DemandResponse | 0 | 0 | 0 | 0 | 0 | 0
IGCC-CCS | 0 | 0 | 0 | 0 | 0 | 0
WT_off | 0.02 | 0.02 | 0.02 | 0.02 | 0 | 0
PseudoUnit | 0 | 0 | 0 | 0 | 0 | 0
FixedInterchange | 0 | 0 | 0 | 0 | 0 | 0
Base VOM Costs by Reporting Type: NonRTO_Midwest
ReportingType | 2015 | 2020 | 2025 | 2030 | 2035 | 2040
BM | 0 | 0 | 0 | 0 | 0 | 0
CC | 30.4 | 145.91 | 145.67 | 145.04 | 139.69 | 132.38
CSP | 0 | 0 | 0 | 0 | 0 | 0
CT | 0 | 0 | 0 | 0 | 0 | 0
Coal | 186.77 | 61.89 | 2.81 | 2.81 | 2.81 | 2.81
Geo | 0 | 0 | 0 | 0 | 0 | 0
H | 0 | 0 | 0.04 | 0.04 | 0.04 | 0.04
LFG | 0 | 0 | 0.01 | 0.01 | 0.01 | 0.01
Nuc | 0 | 0 | 0 | 0 | 9.71 | 17.93
PS | 0 | 0 | 0 | 0 | 0 | 0
PV | 0 | 0 | 0 | 0 | 0 | 0
PeakG | 1.25 | 2.06 | 10.19 | 2.49 | 3.17 | 1.76
PeakO | 0 | 0 | 0 | 0 | 0 | 0
ST | 0 | 0 | 0 | 0 | 0 | 0
STOG | 0 | 0 | 0 | 0 | 0 | 0
STWD | 0 | 0 | 0 | 0 | 0 | 0
WT | 0 | 0 | 0 | 0 | 0 | 0
IGCC | 0 | 0 | 0 | 0 | 0 | 0
DemandResponse | 0 | 0 | 0 | 0 | 0 | 0
IGCC-CCS | 0 | 0 | 0 | 0 | 0 | 0
WT_off | 0 | 0 | 0 | 0 | 0 | 0
PseudoUnit | 0 | 0 | 0 | 0 | 0 | 0
FixedInterchange | 0 | 0 | 0 | 0 | 0 | 0
Base VOM Costs by Reporting Type: NYISO_A-F
ReportingType | 2015 | 2020 | 2025 | 2030 | 2035 | 2040
BM | 0 | 0 | 0 | 0 | 0 | 0
CC | 24.25 | 24 | 19.33 | 15.53 | 13.71 | 8.17
CSP | 0 | 0 | 0 | 0 | 0 | 0
CT | 0 | 0 | 0 | 0 | 0 | 0
Coal | 0 | 0 | 0 | 0 | 0 | 0
Geo | 0 | 0 | 0 | 0 | 0 | 0
H | 0 | 0 | 0 | 0 | 0 | 0
LFG | 0.02 | 0.02 | 0.02 | 0.02 | 0.02 | 0.02
Nuc | 62.23 | 62.23 | 62.23 | 50.74 | 40 | 24.24
PS | 0 | 0 | 0 | 0 | 0 | 0
PV | 0 | 0 | 0 | 0 | 0 | 0
PeakG | 0.05 | 0.05 | 0 | 0 | 0 | 0
PeakO | 0 | 0 | 0 | 0 | 0 | 0
ST | 0 | 0 | 0 | 0 | 0 | 0
STOG | 0 | 0 | 0 | 0 | 0 | 0
STWD | 0 | 0 | 0 | 0 | 0 | 0
WT | 0.11 | 0.15 | 0.15 | 0.21 | 0.21 | 0.21
IGCC | 0 | 0 | 0 | 0 | 0 | 0
DemandResponse | 0 | 0 | 0 | 0 | 0 | 0
IGCC-CCS | 0 | 0 | 0 | 0 | 0 | 0
WT_off | 0 | 0 | 0 | 0 | 0 | 0
PseudoUnit | 0 | 0 | 0 | 0 | 0 | 0
FixedInterchange | 0 | 0 | 0 | 0 | 0 | 0
Base VOM Costs by Reporting Type: NYISO_G-I
ReportingType | 2015 | 2020 | 2025 | 2030 | 2035 | 2040
BM | 0 | 0 | 0 | 0 | 0 | 0
CC | 10.11 | 13.25 | 10.28 | 3.51 | 39.68 | 49.29
CSP | 0 | 0 | 0 | 0 | 0 | 0
CT | 0 | 0 | 0 | 0 | 0 | 0
Coal | 0 | 0 | 0 | 0 | 0 | 0
Geo | 0 | 0 | 0 | 0 | 0 | 0
H | 0 | 0 | 0 | 0 | 0 | 0
LFG | 0.01 | 0.01 | 0.01 | 0.01 | 0.01 | 0.01
Nuc | 37.82 | 37.82 | 37.82 | 37.82 | 18.96 | 0.01
PS | 0 | 0 | 0 | 0 | 0 | 0
PV | 0 | 0 | 0 | 0 | 0 | 0
PeakG | 0 | 0 | 0 | 0 | 0 | 0
PeakO | 0 | 0 | 0 | 0 | 0 | 0
ST | 0 | 0 | 0 | 0 | 0 | 0
STOG | 0 | 0 | 0 | 0 | 0 | 0
STWD | 0 | 0 | 0 | 0 | 0 | 0
WT | 0 | 0 | 0 | 0.01 | 0.01 | 0.01
IGCC | 0 | 0 | 0 | 0 | 0 | 0
DemandResponse | 0 | 0 | 0 | 0 | 0 | 0
IGCC-CCS | 0 | 0 | 0 | 0 | 0 | 0
WT_off | 0 | 0 | 0 | 0 | 0 | 0
PseudoUnit | 0 | 0 | 0 | 0 | 0 | 0
FixedInterchange | 0 | 0 | 0 | 0 | 0 | 0
Base VOM Costs by Reporting Type: NYISO_J-K
ReportingType | 2015 | 2020 | 2025 | 2030 | 2035 | 2040
BM | 0 | 0 | 0 | 0 | 0 | 0
CC | 65.32 | 64.78 | 63.27 | 43.26 | 55.33 | 56.74
CSP | 0 | 0 | 0 | 0 | 0 | 0
CT | 0 | 0 | 0 | 0 | 0 | 0
Coal | 0 | 0 | 0 | 0 | 0 | 0
Geo | 0 | 0 | 0 | 0 | 0 | 0
H | 0 | 0 | 0 | 0 | 0 | 0
LFG | 0.01 | 0.01 | 0.01 | 0.02 | 0.02 | 0.02
Nuc | 0 | 0 | 0 | 0 | 0 | 0
PS | 0 | 0 | 0 | 0 | 0 | 0
PV | 0 | 0 | 0 | 0 | 0 | 0
PeakG | 1.39 | 5.22 | 5.55 | 5.44 | 5.89 | 6.28
PeakO | 0 | 0 | 0.22 | 0 | 0 | 0
ST | 0 | 0 | 0 | 0 | 0 | 0
STOG | 1.05 | 1.83 | 0.79 | 0.5 | 0.5 | 0.5
STWD | 0 | 0 | 0 | 0 | 0 | 0
WT | 0 | 0 | 0 | 0 | 0 | 0
IGCC | 0 | 0 | 0 | 0 | 0 | 0
DemandResponse | 0 | 0 | 0 | 0 | 0 | 0
IGCC-CCS | 0 | 0 | 0 | 0 | 0 | 0
WT_off | 0 | 0 | 0 | 0 | 0 | 0
PseudoUnit | 0 | 0 | 0 | 0 | 0 | 0
FixedInterchange | 0 | 0 | 0 | 0 | 0 | 0
Base VOM Costs by Reporting Type: PJM_E
ReportingType | 2015 | 2020 | 2025 | 2030 | 2035 | 2040
BM | 0.06 | 1.12 | 1.12 | 1.12 | 1.12 | 1.12
CC | 140.07 | 165.8 | 154.49 | 115.62 | 148.85 | 146.03
CSP | 0 | 0 | 0 | 0 | 0 | 0
CT | 0.01 | 0.1 | 0.1 | 0 | 0 | 0
Coal | 1.42 | 0.56 | 0.08 | 0.01 | 0.02 | 0.02
Geo | 0 | 0 | 0 | 0 | 0 | 0
H | 0 | 0 | 0 | 0 | 0 | 0
LFG | 0.04 | 0.05 | 0.05 | 0.05 | 0.05 | 0.05
Nuc | 157.37 | 146 | 146 | 146 | 104.88 | 83.17
PS | 0 | 0 | 0 | 0 | 0 | 0
PV | 0 | 0 | 0 | 0 | 0 | 0
PeakG | 0.67 | 7.81 | 7.81 | 7.81 | 7.81 | 7.81
PeakO | 0 | 0 | 0 | 0 | 0 | 0
ST | 0 | 0 | 0 | 0 | 0 | 0
STOG | 0.26 | 0 | 0 | 0 | 0 | 0
STWD | 0 | 0 | 0 | 0 | 0 | 0
WT | 0.02 | 0.02 | 0.02 | 0.02 | 0.02 | 0.02
IGCC | 0 | 0 | 0 | 0 | 0 | 0
DemandResponse | 0 | 0 | 0 | 0 | 0 | 0
IGCC-CCS | 0 | 0 | 0 | 0 | 0 | 0
WT_off | 0 | 0 | 0.04 | 0.04 | 0.04 | 0.04
PseudoUnit | 0 | 0 | 0 | 0 | 0 | 0
FixedInterchange | 0 | 0 | 0 | 0 | 0 | 0
Base VOM Costs by Reporting Type: PJM_ROM
ReportingType | 2015 | 2020 | 2025 | 2030 | 2035 | 2040
BM | 0.04 | 0.67 | 0.67 | 0.67 | 0.67 | 0.67
CC | 57.36 | 77.2 | 76.44 | 46.81 | 200.28 | 396.52
CSP | 0 | 0 | 0 | 0 | 0 | 0
CT | 0.01 | 0.06 | 0.06 | 0.03 | 0 | 0
Coal | 35.49 | 6.53 | 0.1 | 0.01 | 0.03 | 0.03
Geo | 0 | 0 | 0 | 0 | 0 | 0
H | 0 | 0 | 0 | 0.03 | 0.03 | 0.03
LFG | 0.03 | 0.05 | 0.05 | 0.05 | 0.05 | 0.05
Nuc | 93.13 | 93.13 | 93.13 | 93.13 | 61.1 | 44.47
PS | 0 | 0 | 0 | 0 | 0 | 0
PV | 0 | 0.02 | 0.04 | 0.04 | 0.04 | 0.04
PeakG | 0.12 | 1.1 | 2.42 | 2.42 | 4.72 | 2.42
PeakO | 0 | 0 | 0 | 0 | 0 | 0
ST | 0 | 0 | 0 | 0 | 0 | 0
STOG | 1.64 | 0 | 0 | 0 | 0 | 0
STWD | 0.04 | 1.16 | 1.16 | 1.16 | 1.16 | 1.16
WT | 0.03 | 0.05 | 0.05 | 0.05 | 0.05 | 0.05
IGCC | 0 | 0 | 0 | 0 | 0 | 0
DemandResponse | 0 | 0 | 0 | 0 | 0 | 0
IGCC-CCS | 0 | 0 | 0 | 0 | 0 | 0
WT_off | 0 | 0 | 0 | 0 | 0 | 0
PseudoUnit | 0 | 0 | 0 | 0 | 0 | 0
FixedInterchange | 0 | 0 | 0 | 0 | 0 | 0
Base VOM Costs by Reporting Type: PJM_ROR
ReportingType | 2015 | 2020 | 2025 | 2030 | 2035 | 2040
BM | 0.77 | 14.36 | 14.36 | 14.36 | 14.36 | 7.2
CC | 736.68 | 842.43 | 820.43 | 678.48 | 724.24 | 687.16
CSP | 0 | 0 | 0 | 0 | 0 | 0
CT | 0.03 | 0.11 | 0.11 | 0.06 | 0 | 0
Coal | 696.15 | 260.22 | 30.08 | 2.38 | 3.64 | 3.64
Geo | 0 | 0 | 0 | 0 | 0 | 0
H | 0 | 0.03 | 0.03 | 0.03 | 0.03 | 0.03
LFG | 0.05 | 0.09 | 0.09 | 0.09 | 0.09 | 0.09
Nuc | 370.54 | 370.54 | 370.54 | 354.51 | 275.46 | 185.16
PS | 0 | 0 | 0 | 0 | 0 | 0
PV | 0 | 0 | 0 | 0 | 0 | 0
PeakG | 7.22 | 25.22 | 43.39 | 20.51 | 28.39 | 15.07
PeakO | 0 | 0 | 0 | 0 | 0 | 0
ST | 0 | 0 | 0 | 0 | 0 | 0
STOG | 0.97 | 0 | 0 | 0 | 0 | 0
STWD | 0.09 | 3.23 | 3.23 | 2.12 | 2.37 | 2.7
WT | 0.31 | 0.31 | 0.43 | 0.43 | 0.43 | 0.43
IGCC | 0 | 0 | 0 | 0 | 0 | 0
DemandResponse | 0 | 0 | 0 | 0 | 0 | 0
IGCC-CCS | 0 | 0 | 0 | 0 | 0 | 0
WT_off | 0 | 0 | 0 | 0 | 0 | 0
PseudoUnit | 0 | 0 | 0 | 0 | 0 | 0
FixedInterchange | 0 | 0 | 0 | 0 | 0 | 0
Base VOM Costs by Reporting Type: SOCO
ReportingType | 2015 | 2020 | 2025 | 2030 | 2035 | 2040
BM | 0.19 | 0.48 | 1.5 | 2.05 | 2.05 | 2.05
CC | 488.25 | 530.21 | 510.83 | 376.06 | 324.82 | 244.49
CSP | 0 | 0 | 0 | 0 | 0 | 0
CT | 0 | 0 | 0 | 0 | 0 | 0
Coal | 109.52 | 0 | 0 | 0 | 0 | 0
Geo | 0 | 0 | 0 | 0 | 0 | 0
H | 0 | 0 | 0 | 0 | 0 | 0
LFG | 0 | 0 | 0.01 | 0.01 | 0.01 | 0.01
Nuc | 108.01 | 143 | 143 | 255.12 | 296.66 | 338.81
PS | 0 | 0 | 0 | 0 | 0 | 0
PV | 0 | 0 | 0 | 0 | 0 | 0
PeakG | 4 | 24 | 9.19 | 0 | 0 | 0
PeakO | 0 | 0 | 0 | 0 | 0 | 0
ST | 0 | 0 | 0 | 0 | 0 | 0
STOG | 0 | 0 | 0 | 0 | 0 | 0
STWD | 0.59 | 1.64 | 2.18 | 7.71 | 6.83 | 7.94
WT | 0 | 0 | 0 | 0 | 0 | 0
IGCC | 0 | 0 | 0 | 0 | 0 | 0
DemandResponse | 0 | 0 | 0 | 0 | 0 | 0
IGCC-CCS | 0 | 0 | 0 | 0 | 0 | 0
WT_off | 0 | 0 | 0 | 0 | 0 | 0
PseudoUnit | 0 | 0 | 0 | 0 | 0 | 0
FixedInterchange | 0 | 0 | 0 | 0 | 0 | 0
Base VOM Costs by Reporting Type: SPP_N
ReportingType | 2015 | 2020 | 2025 | 2030 | 2035 | 2040
BM | 0 | 0 | 0 | 0 | 0 | 0
CC | 7.05 | 3.53 | 3.47 | 2.19 | 2.19 | 2.19
CSP | 0 | 0 | 0 | 0 | 0 | 0
CT | 0 | 0 | 0 | 0 | 0 | 0
Coal | 226.74 | 44.44 | 1.35 | 0.05 | 0.21 | 0.4
Geo | 0 | 0 | 0 | 0 | 0 | 0
H | 0 | 0 | 0 | 0 | 0 | 0
LFG | 0 | 0 | 0 | 0.01 | 0.01 | 0.01
Nuc | 21.45 | 21.45 | 21.45 | 21.45 | 21.45 | 21.45
PS | 0 | 0 | 0 | 0 | 0 | 0
PV | 0 | 0 | 0 | 0 | 0 | 0
PeakG | 0.52 | 0 | 2.94 | 0 | 2.59 | 2.82
PeakO | 0 | 0 | 0.29 | 0 | 0 | 0
ST | 0 | 0 | 0 | 0 | 0 | 0
STOG | 0 | 0 | 0 | 0 | 0 | 0
STWD | 0 | 0 | 0 | 0 | 0 | 0
WT | 0.05 | 1.1 | 1.41 | 1.41 | 1.41 | 1.41
IGCC | 0 | 0 | 0 | 0 | 0 | 0
DemandResponse | 0 | 0 | 0 | 0 | 0 | 0
IGCC-CCS | 0 | 0 | 0 | 0 | 0 | 0
WT_off | 0 | 0 | 0 | 0 | 0 | 0
PseudoUnit | 0 | 0 | 0 | 0 | 0 | 0
FixedInterchange | 0 | 0 | 0 | 0 | 0 | 0
Base VOM Costs by Reporting Type: SPP_S
ReportingType | 2015 | 2020 | 2025 | 2030 | 2035 | 2040
BM | 0 | 0 | 0 | 0 | 0 | 0
CC | 90.92 | 26.46 | 26.22 | 20.15 | 19.91 | 20.56
CSP | 0 | 0 | 0 | 0 | 0 | 0
CT | 0 | 0 | 0.72 | 0.66 | 0.91 | 0.44
Coal | 344.04 | 31.54 | 2.87 | 0 | 0.1 | 0.45
Geo | 0 | 0 | 0 | 0 | 0 | 0
H | 0 | 0 | 0 | 0 | 0 | 0
LFG | 0 | 0 | 0 | 0.01 | 0.01 | 0.01
Nuc | 0 | 0 | 0 | 0 | 0 | 0
PS | 0 | 0 | 0 | 0 | 0 | 0
PV | 0 | 0 | 0 | 0 | 0 | 0
PeakG | 0 | 0 | 2.54 | 1.72 | 2.52 | 2.42
PeakO | 0 | 0 | 0.03 | 0 | 0 | 0
ST | 0 | 0 | 0 | 0 | 0 | 0
STOG | 2.91 | 2.16 | 3.83 | 0.91 | 0.91 | 0.42
STWD | 0.08 | 0.07 | 0.13 | 0.2 | 0.2 | 0.29
WT | 0.11 | 1.3 | 1.3 | 1.6 | 1.6 | 1.6
IGCC | 0 | 0 | 0 | 0 | 0 | 0
DemandResponse | 0 | 0 | 0 | 0 | 0 | 0
IGCC-CCS | 0 | 0 | 0 | 0 | 0 | 0
WT_off | 0 | 0 | 0 | 0 | 0 | 0
PseudoUnit | 0 | 0 | 0 | 0 | 0 | 0
FixedInterchange | 0 | 0 | 0 | 0 | 0 | 0
Base VOM Costs by Reporting Type: TVA
ReportingType | 2015 | 2020 | 2025 | 2030 | 2035 | 2040
BM | 0 | 0 | 0 | 0 | 0 | 0
CC | 143.62 | 237.39 | 227.33 | 192 | 185.01 | 155.98
CSP | 0 | 0 | 0 | 0 | 0 | 0
CT | 0 | 0 | 0 | 0 | 0 | 0
Coal | 179.47 | 37.28 | 0 | 0 | 0 | 0
Geo | 0 | 0 | 0 | 0 | 0 | 0
H | 0 | 0 | 0 | 0 | 0 | 0
LFG | 0 | 0 | 0.01 | 0.01 | 0.01 | 0.01
Nuc | 152.12 | 152.12 | 152.12 | 152.12 | 137.45 | 145.84
PS | 0 | 0 | 0 | 0 | 0 | 0
PV | 0 | 0 | 0 | 0 | 0 | 0
PeakG | 0 | 0 | 1.41 | 0.33 | 0 | 0
PeakO | 0 | 0 | 0 | 0 | 0 | 0
ST | 0 | 0 | 0 | 0 | 0 | 0
STOG | 0 | 0 | 0 | 0 | 0 | 0
STWD | 0 | 0.01 | 0.01 | 0.06 | 0.06 | 0.08
WT | 0 | 0 | 0 | 0 | 0 | 0
IGCC | 0 | 0 | 0 | 0 | 0 | 0
DemandResponse | 0 | 0 | 0 | 0 | 0 | 0
IGCC-CCS | 0 | 0 | 0 | 0 | 0 | 0
WT_off | 0 | 0 | 0 | 0 | 0 | 0
PseudoUnit | 0 | 0 | 0 | 0 | 0 | 0
FixedInterchange | 0 | 0 | 0 | 0 | 0 | 0
Base VOM Costs by Reporting Type: TVA_Transmission
ReportingType | 2015 | 2020 | 2025 | 2030 | 2035 | 2040
BM | 0 | 0 | 0 | 0 | 0 | 0
CC | 0 | 0 | 0 | 0 | 0 | 0
CSP | 0 | 0 | 0 | 0 | 0 | 0
CT | 0 | 0 | 0 | 0 | 0 | 0
Coal | 0 | 0 | 0 | 0 | 0 | 0
Geo | 0 | 0 | 0 | 0 | 0 | 0
H | 0 | 0 | 0 | 0 | 0 | 0
LFG | 0 | 0 | 0 | 0 | 0 | 0
Nuc | 0 | 0 | 0 | 0 | 0 | 0
PS | 0 | 0 | 0 | 0 | 0 | 0
PV | 0 | 0 | 0 | 0 | 0 | 0
PeakG | 0 | 0 | 0 | 0 | 0 | 0
PeakO | 0 | 0 | 0 | 0 | 0 | 0
ST | 0 | 0 | 0 | 0 | 0 | 0
STOG | 0 | 0 | 0 | 0 | 0 | 0
STWD | 0 | 0 | 0 | 0 | 0 | 0
WT | 0 | 0 | 0 | 0 | 0 | 0
IGCC | 0 | 0 | 0 | 0 | 0 | 0
DemandResponse | 0 | 0 | 0 | 0 | 0 | 0
IGCC-CCS | 0 | 0 | 0 | 0 | 0 | 0
WT_off | 0 | 0 | 0 | 0 | 0 | 0
PseudoUnit | 0 | 0 | 0 | 0 | 0 | 0
FixedInterchange | 0 | 0 | 0 | 0 | 0 | 0
Base VOM Costs by Reporting Type: VACAR
ReportingType | 2015 | 2020 | 2025 | 2030 | 2035 | 2040
BM | 0.03 | 0.38 | 16.53 | 16.53 | 16.53 | 16.53
CC | 306.06 | 312.65 | 304.31 | 211.07 | 219.53 | 137.56
CSP | 0 | 0 | 0 | 0 | 0 | 0
CT | 0.07 | 2.71 | 1.39 | 0 | 0 | 0
Coal | 139.67 | 50.18 | 6.08 | 0.71 | 1.39 | 1.39
Geo | 0 | 0 | 0 | 0 | 0 | 0
H | 0 | 0 | 0 | 0 | 0 | 0
LFG | 0.01 | 0.01 | 0.01 | 0.01 | 0.01 | 0.01
Nuc | 211.36 | 248.42 | 248.42 | 321.56 | 324.93 | 383.77
PS | 0 | 0 | 0 | 0 | 0 | 0
PV | 0 | 0 | 0 | 0 | 0 | 0
PeakG | 0.18 | 5.47 | 5.45 | 0 | 0 | 0
PeakO | 0 | 0 | 0 | 0 | 0 | 0
ST | 0 | 0 | 0 | 0 | 0 | 0
STOG | 0 | 0 | 0 | 0 | 0 | 0
STWD | 4.67 | 4.67 | 4.67 | 4.54 | 4.35 | 4.17
WT | 0 | 0.08 | 0.08 | 0.08 | 0.08 | 0.08
IGCC | 0 | 0 | 0 | 0 | 0 | 0
DemandResponse | 0 | 0 | 0 | 0 | 0 | 0
IGCC-CCS | 0 | 0 | 0 | 0 | 0 | 0
WT_off | 0 | 0 | 0 | 0 | 0 | 0
PseudoUnit | 0 | 0 | 0 | 0 | 0 | 0
FixedInterchange | 0 | 0 | 0 | 0 | 0 | 0
Base VOM Costs by Reporting Type: IESO
ReportingType | 2015 | 2020 | 2025 | 2030 | 2035 | 2040
BM | 0 | 0.05 | 0.17 | 0.17 | 0.62 | 0.62
CC | 33.07 | 25.74 | 2.89 | 0.45 | 1.67 | 1.67
CSP | 0 | 0 | 0 | 0 | 0 | 0
CT | 0.12 | 0.12 | 0.12 | 0 | 0 | 0
Coal | 0 | 0 | 0 | 0 | 0 | 0
Geo | 0 | 0 | 0 | 0 | 0 | 0
H | 0 | 0 | 0 | 0 | 0 | 0
LFG | 0.01 | 0.01 | 0.01 | 0.01 | 0.01 | 0.01
Nuc | 240.73 | 240.73 | 240.73 | 240.73 | 221.68 | 193.2
PS | 0 | 0 | 0 | 0 | 0 | 0
PV | 0 | 0 | 0 | 0 | 0 | 0
PeakG | 0.08 | 0.13 | 0.13 | 0 | 0.1 | 0.09
PeakO | 0 | 0 | 0 | 0 | 0 | 0
ST | 0 | 0 | 0 | 0 | 0 | 0
STOG | 0 | 0 | 0 | 0 | 0 | 0
STWD | 0.04 | 0.12 | 0.06 | 0.12 | 0.12 | 0.12
WT | 0.09 | 0.09 | 0.09 | 0.09 | 0.09 | 0.09
IGCC | 0 | 0 | 0 | 0 | 0 | 0
DemandResponse | 0 | 0 | 0 | 0 | 0 | 0
IGCC-CCS | 0 | 0 | 0 | 0 | 0 | 0
WT_off | 0 | 0 | 0 | 0 | 0 | 0
PseudoUnit | 0 | 0 | 0 | 0 | 0 | 0
FixedInterchange | 0 | 0 | 0 | 0 | 0 | 0
Base VOM Costs by Reporting Type: MAPP_CA
ReportingType | 2015 | 2020 | 2025 | 2030 | 2035 | 2040
BM | 0 | 0 | 0 | 0 | 0 | 0
CC | 27.14 | 27.14 | 1.45 | 0.7 | 0.7 | 0
CSP | 0 | 0 | 0 | 0 | 0 | 0
CT | 0 | 0 | 0 | 0 | 0 | 0
Coal | 0.92 | 0 | 0 | 0 | 0 | 0
Geo | 0 | 0 | 0 | 0 | 0 | 0
H | 0 | 0.03 | 0.15 | 0.16 | 0.17 | 0.17
LFG | 0 | 0 | 0 | 0 | 0 | 0
Nuc | 0 | 0 | 0 | 0 | 0 | 0
PS | 0 | 0 | 0 | 0 | 0 | 0
PV | 0 | 0 | 0 | 0 | 0 | 0
PeakG | 0.5 | 1.47 | 0 | 0 | 0 | 0
PeakO | 0 | 0 | 0 | 0 | 0 | 0
ST | 0 | 0 | 0 | 0 | 0 | 0
STOG | 0.03 | 0 | 0 | 0 | 0 | 0
STWD | 0 | 0 | 0 | 0 | 0 | 0
WT | 0.02 | 0.02 | 0.02 | 0.02 | 0.01 | 0.01
IGCC | 0 | 0 | 0 | 0 | 0 | 0
DemandResponse | 0 | 0 | 0 | 0 | 0 | 0
IGCC-CCS | 0 | 0 | 0 | 0 | 0 | 0
WT_off | 0 | 0 | 0 | 0 | 0 | 0
PseudoUnit | 0 | 0 | 0 | 0 | 0 | 0
FixedInterchange | 0 | 0 | 0 | 0 | 0 | 0
Base VOM Costs by Reporting Type: AZ_NM_SNV_Coal
ReportingType | 2015 | 2020 | 2025 | 2030 | 2035 | 2040
BM | 0 | 0 | 0 | 0 | 0 | 0
CC | 0 | 0 | 0 | 0 | 0 | 0
CSP | 0 | 0 | 0 | 0 | 0 | 0
CT | 0 | 0 | 0 | 0 | 0 | 0
Coal | 233.61 | 156.78 | 0 | 0 | 0 | 0
Geo | 0 | 0 | 0 | 0 | 0 | 0
H | 0 | 0 | 0 | 0 | 0 | 0
LFG | 0 | 0 | 0 | 0 | 0 | 0
Nuc | 0 | 0 | 0 | 0 | 0 | 0
PS | 0 | 0 | 0 | 0 | 0 | 0
PV | 0 | 0 | 0 | 0 | 0 | 0
PeakG | 0 | 0 | 0 | 0 | 0 | 0
PeakO | 0 | 0 | 0 | 0 | 0 | 0
ST | 0 | 0 | 0 | 0 | 0 | 0
STOG | 0 | 0 | 0 | 0 | 0 | 0
STWD | 0 | 0 | 0 | 0 | 0 | 0
WT | 0 | 0 | 0 | 0 | 0 | 0
IGCC | 0 | 0 | 0 | 0 | 0 | 0
DemandResponse | 0 | 0 | 0 | 0 | 0 | 0
IGCC-CCS | 0 | 0 | 0 | 0 | 0 | 0
WT_off | 0 | 0 | 0 | 0 | 0 | 0
PseudoUnit | 0 | 0 | 0 | 0 | 0 | 0
FixedInterchange | 0 | 0 | 0 | 0 | 0 | 0
Base VOM Costs by Reporting Type: AZ_NM_SNV_Gas
ReportingType | 2015 | 2020 | 2025 | 2030 | 2035 | 2040
BM | 0 | 0 | 0 | 0 | 0 | 0
CC | 124.93 | 114.38 | 180.17 | 81.44 | 43.3 | 38.3
CSP | 0 | 0 | 0 | 0 | 0 | 0
CT | 0 | 0.2 | 1.43 | 0.75 | 0 | 0
Coal | 0 | 0 | 0 | 0 | 0 | 0
Geo | 0 | 0 | 0 | 0 | 0 | 0
H | 0 | 0 | 0 | 0 | 0 | 0
LFG | 0 | 0 | 0 | 0 | 0 | 0
Nuc | 0 | 0 | 0 | 0 | 0 | 0
PS | 0 | 0 | 0 | 0 | 0 | 0
PV | 0 | 0 | 0 | 0 | 0 | 0
PeakG | 0 | 0.07 | 0 | 0 | 0 | 0
PeakO | 0 | 0 | 0 | 0 | 0 | 0
ST | 0 | 0 | 0 | 0 | 0 | 0
STOG | 0 | 0 | 0 | 0 | 0 | 0
STWD | 0 | 0 | 0 | 0 | 0 | 0
WT | 0 | 0 | 0 | 0 | 0 | 0
IGCC | 0 | 0 | 0 | 0 | 0 | 0
DemandResponse | 0 | 0 | 11.22 | 0 | 7.63 | 14.25
IGCC-CCS | 0 | 0 | 0 | 0 | 0 | 0
WT_off | 0 | 0 | 0 | 0 | 0 | 0
PseudoUnit | 0 | 0 | 0 | 0 | 0 | 0
FixedInterchange | 0 | 0 | 0 | 0 | 0 | 0
Base VOM Costs by Reporting Type: AZ_NM_SNV_NucRenew
ReportingType | 2015 | 2020 | 2025 | 2030 | 2035 | 2040
BM | 0 | 0 | 0 | 0 | 0 | 0
CC | 0 | 0 | 0 | 0 | 0 | 0
CSP | 0 | 0 | 0 | 0 | 0 | 0
CT | 0 | 0 | 0 | 0 | 0 | 0
Coal | 0 | 0 | 0 | 0 | 0 | 0
Geo | 0 | 0 | 116.31 | 116.31 | 116.31 | 116.31
H | 0 | 0 | 0 | 0 | 0 | 0
LFG | 0 | 0 | 0.01 | 0.01 | 0.01 | 0.01
Nuc | 71.66 | 71.66 | 71.66 | 127.31 | 191.56 | 194.49
PS | 0 | 0 | 0 | 0 | 0 | 0
PV | 0 | 0 | 0 | 0 | 0 | 0
PeakG | 0 | 0 | 0 | 0 | 0 | 0
PeakO | 0 | 0 | 0 | 0 | 0 | 0
ST | 0.01 | 0.02 | 0.03 | 0.03 | 0.03 | 0.03
STOG | 0 | 0 | 0 | 0 | 0 | 0
STWD | 0.43 | 0.43 | 0.43 | 0.43 | 0.43 | 0.43
WT | 0.02 | 0.32 | 0.32 | 0.33 | 0.33 | 0.34
IGCC | 0 | 0 | 0 | 0 | 0 | 0
DemandResponse | 0 | 0 | 0 | 0 | 0 | 0
IGCC-CCS | 0 | 0 | 0 | 0 | 0 | 0
WT_off | 0 | 0 | 0 | 0 | 0 | 0
PseudoUnit | 0 | 0 | 0 | 0 | 0 | 0
FixedInterchange | 0 | 0 | 0 | 0 | 0 | 0
Base VOM Costs by Reporting Type: ERCOT
ReportingType | 2015 | 2020 | 2025 | 2030 | 2035 | 2040
BM | 0.29 | 0.5 | 0.77 | 5.41 | 5.41 | 5.41
CC | 661.83 | 662.17 | 606.62 | 576.34 | 560.38 | 459.71
CSP | 0 | 0 | 0 | 0 | 0 | 0
CT | 0 | 0.25 | 0.48 | 0.95 | 0 | 0
Coal | 146.06 | 107.38 | 3.97 | 0.91 | 0.91 | 1.64
Geo | 0 | 0 | 0 | 0 | 0 | 0
H | 0 | 0 | 0 | 0 | 0 | 0
LFG | 0.01 | 0.01 | 0.04 | 0.04 | 0.04 | 0.04
Nuc | 94.14 | 94.14 | 94.14 | 102.05 | 104.71 | 169.91
PS | 0 | 0 | 0 | 0 | 0 | 0
PV | 0 | 0 | 0 | 0 | 0 | 0
PeakG | 0 | 1.99 | 5.67 | 4.89 | 3.24 | 1.1
PeakO | 0 | 0 | 0 | 0 | 0 | 0
ST | 0 | 0 | 0 | 0 | 0 | 0
STOG | 4.7 | 5.28 | 0 | 0 | 0 | 0
STWD | 0 | 0 | 0 | 0 | 0 | 0
WT | 0.32 | 0.46 | 0.88 | 0.88 | 0.88 | 0.86
IGCC | 0 | 0 | 0 | 0 | 0 | 0
DemandResponse | 0 | 3.4 | 67.79 | 66.44 | 65.28 | 64.12
IGCC-CCS | 0 | 0 | 0 | 0 | 0 | 0
WT_off | 0 | 0 | 0 | 0 | 0 | 0
PseudoUnit | 0 | 0 | 0 | 0 | 0 | 0
FixedInterchange | 0 | 0 | 0 | 0 | 0 | 0
Base VOM Costs by Reporting Type: NP15
ReportingType | 2015 | 2020 | 2025 | 2030 | 2035 | 2040
BM | 0 | 0 | 0 | 0 | 0 | 0
CC | 123.35 | 111.22 | 121.83 | 82.11 | 55.11 | 21.93
CSP | 0 | 0 | 0 | 0 | 0 | 0
CT | 0 | 0 | 0 | 0 | 0 | 0
Coal | 5.45 | 0 | 0 | 0 | 0 | 0
Geo | 0.11 | 48.23 | 48.23 | 48.23 | 48.23 | 48.23
H | 0 | 0 | 0 | 0 | 0 | 0
LFG | 0.01 | 0.04 | 0.06 | 0.06 | 0.06 | 0.06
Nuc | 42.53 | 42.53 | 42.53 | 42.53 | 58.31 | 119.09
PS | 0 | 0 | 0 | 0 | 0 | 0
PV | 0 | 0 | 0 | 0 | 0 | 0
PeakG | 0 | 0 | 0.06 | 0.03 | 0 | 0
PeakO | 0 | 0 | 0 | 0 | 0 | 0
ST | 0 | 0 | 0 | 0 | 0 | 0
STOG | 0.13 | 0 | 0 | 0 | 0 | 0
STWD | 7.35 | 7.35 | 3.43 | 7.35 | 7.35 | 7.35
WT | 0.04 | 0.06 | 0.11 | 0.13 | 0.13 | 0.13
IGCC | 0 | 0 | 0 | 0 | 0 | 0
DemandResponse | 0 | 0 | 0 | 0 | 0 | 0
IGCC-CCS | 0 | 0 | 0 | 0 | 0 | 0
WT_off | 0 | 0 | 0 | 0 | 0 | 0
PseudoUnit | 0 | 0 | 0 | 0 | 0 | 0
FixedInterchange | 0 | 0 | 0 | 0 | 0 | 0
Base VOM Costs by Reporting Type: NWPP_Coal
ReportingType | 2015 | 2020 | 2025 | 2030 | 2035 | 2040
BM | 0 | 0 | 0 | 0 | 0 | 0
CC | 0 | 0 | 0 | 0 | 0 | 0
CSP | 0 | 0 | 0 | 0 | 0 | 0
CT | 0 | 0 | 0 | 0 | 0 | 0
Coal | 195.53 | 154.63 | 5.38 | 5.38 | 5.38 | 5.38
Geo | 0 | 0 | 0 | 0 | 0 | 0
H | 0 | 0 | 0 | 0 | 0 | 0
LFG | 0 | 0 | 0 | 0 | 0 | 0
Nuc | 0 | 0 | 0 | 0 | 0 | 0
PS | 0 | 0 | 0 | 0 | 0 | 0
PV | 0 | 0 | 0 | 0 | 0 | 0
PeakG | 0 | 0 | 0 | 0 | 0 | 0
PeakO | 0 | 0 | 0 | 0 | 0 | 0
ST | 0 | 0 | 0 | 0 | 0 | 0
STOG | 0 | 0 | 0 | 0 | 0 | 0
STWD | 0 | 0 | 0 | 0 | 0 | 0
WT | 0 | 0 | 0 | 0 | 0 | 0
IGCC | 0 | 0 | 0 | 0 | 0 | 0
DemandResponse | 0 | 0 | 0 | 0 | 0 | 0
IGCC-CCS | 0 | 0 | 0 | 0 | 0 | 0
WT_off | 0 | 0 | 0 | 0 | 0 | 0
PseudoUnit | 0 | 0 | 0 | 0 | 0 | 0
FixedInterchange | 0 | 0 | 0 | 0 | 0 | 0
Base VOM Costs by Reporting Type: NWPP_Gas
ReportingType | 2015 | 2020 | 2025 | 2030 | 2035 | 2040
BM | 0 | 0 | 0 | 0 | 0 | 0
CC | 122.48 | 156.41 | 156.41 | 47.04 | 41.78 | 31.36
CSP | 0 | 0 | 0 | 0 | 0 | 0
CT | 0 | 0 | 0 | 0 | 0 | 0
Coal | 0 | 0 | 0 | 0 | 0 | 0
Geo | 0 | 0 | 0 | 0 | 0 | 0
H | 0 | 0 | 0 | 0 | 0 | 0
LFG | 0 | 0 | 0 | 0 | 0 | 0
Nuc | 0 | 0 | 0 | 0 | 0 | 0
PS | 0 | 0 | 0 | 0 | 0 | 0
PV | 0 | 0 | 0 | 0 | 0 | 0
PeakG | 0 | 0 | 0 | 0 | 0 | 0
PeakO | 0 | 0 | 0 | 0 | 0 | 0
ST | 0 | 0 | 0 | 0 | 0 | 0
STOG | 0 | 0 | 0 | 0 | 0 | 0
STWD | 0 | 0 | 0 | 0 | 0 | 0
WT | 0 | 0 | 0 | 0 | 0 | 0
IGCC | 0 | 0 | 0 | 0 | 0 | 0
DemandResponse | 0 | 0 | 0 | 0 | 0 | 0
IGCC-CCS | 0 | 0 | 0 | 0 | 0 | 0
WT_off | 0 | 0 | 0 | 0 | 0 | 0
PseudoUnit | 0 | 0 | 0 | 0 | 0 | 0
FixedInterchange | 0 | 0 | 0 | 0 | 0 | 0
Base VOM Costs by Reporting Type: NWPP_NucRenew
ReportingType | 2015 | 2020 | 2025 | 2030 | 2035 | 2040
BM | 0 | 0.33 | 1.21 | 1.21 | 1.21 | 1.21
CC | 0 | 0 | 0 | 0 | 0 | 0
CSP | 0 | 0 | 0 | 0 | 0 | 0
CT | 0 | 0 | 0 | 0 | 0 | 0
Coal | 0 | 0 | 0 | 0 | 0 | 0
Geo | 6.93 | 8.93 | 41.74 | 41.74 | 41.74 | 41.74
H | 0 | 0 | 0 | 0 | 0 | 0
LFG | 0.01 | 0.01 | 0.03 | 0.03 | 0.03 | 0.03
Nuc | 20.91 | 20.91 | 20.91 | 135.17 | 135.17 | 139.3
PS | 0 | 0 | 0 | 0 | 0 | 0
PV | 0 | 0 | 0 | 0 | 0 | 0
PeakG | 0 | 0 | 0 | 0 | 0 | 0
PeakO | 0 | 0 | 0 | 0 | 0 | 0
ST | 0 | 0 | 0 | 0 | 0 | 0
STOG | 0 | 0 | 0 | 0 | 0 | 0
STWD | 0 | 0 | 9.33 | 9.33 | 9.33 | 9.33
WT | 0.19 | 0.19 | 0.19 | 0.19 | 0.19 | 0.19
IGCC | 0 | 0 | 0 | 0 | 0 | 0
DemandResponse | 0 | 0 | 0 | 0 | 0 | 0
IGCC-CCS | 0 | 0 | 0 | 0 | 0 | 0
WT_off | 0 | 0 | 0 | 0 | 0 | 0
PseudoUnit | 0 | 0 | 0 | 0 | 0 | 0
FixedInterchange | 0 | 0 | 0 | 0 | 0 | 0
Base VOM Costs by Reporting Type: RMPA
ReportingType | 2015 | 2020 | 2025 | 2030 | 2035 | 2040
BM | 0 | 0 | 0 | 0 | 0 | 0
CC | 15.01 | 33.89 | 47.13 | 30.42 | 28.38 | 18.8
CSP | 0 | 0 | 0 | 0 | 0 | 0
CT | 0 | 0 | 0.05 | 0 | 0 | 0
Coal | 203.72 | 148.02 | 27.44 | 14.87 | 14.95 | 15.03
Geo | 0 | 0 | 206.14 | 206.14 | 206.14 | 206.14
H | 0 | 0 | 0 | 0 | 0 | 0
LFG | 0 | 0 | 0 | 0 | 0 | 0
Nuc | 0 | 0 | 2.25 | 27.02 | 29.23 | 35.11
PS | 0 | 0 | 0 | 0 | 0 | 0
PV | 0 | 0 | 0 | 0 | 0 | 0
PeakG | 0.07 | 0.47 | 3.13 | 0.8 | 0.99 | 0.73
PeakO | 0 | 0 | 0 | 0 | 0 | 0
ST | 0 | 0.01 | 0.01 | 0.01 | 0.01 | 0.01
STOG | 0 | 0 | 0 | 0 | 0 | 0
STWD | 0 | 0 | 0 | 0 | 0 | 0
WT | 0.07 | 0.19 | 0.19 | 0.19 | 0.19 | 0.2
IGCC | 0 | 0 | 0 | 0 | 0 | 0
DemandResponse | 0 | 0 | 0 | 0 | 0 | 0
IGCC-CCS | 0 | 0 | 0 | 0 | 0 | 0
WT_off | 0 | 0 | 0 | 0 | 0 | 0
PseudoUnit | 0 | 0 | 0 | 0 | 0 | 0
FixedInterchange | 0 | 0 | 0 | 0 | 0 | 0
Base VOM Costs by Reporting Type: SP15
ReportingType | 2015 | 2020 | 2025 | 2030 | 2035 | 2040
BM | 0.22 | 0.22 | 0.22 | 0.22 | 0.22 | 0.22
CC | 255.41 | 223.35 | 244.91 | 204.77 | 184.57 | 146.79
CSP | 0 | 0 | 0 | 0 | 0 | 0
CT | 0 | 0 | 0 | 0 | 0 | 0
Coal | 5.28 | 3.19 | 0 | 0 | 0 | 0
Geo | 4.1 | 120.4 | 120.4 | 120.4 | 120.4 | 120.4
H | 0 | 0 | 0 | 0 | 0 | 0
LFG | 0.02 | 0.07 | 0.07 | 0.07 | 0.07 | 0.07
Nuc | 41.61 | 41.61 | 41.61 | 41.61 | 41.61 | 41.61
PS | 0 | 0 | 0 | 0 | 0 | 0
PV | 0 | 0 | 0 | 0 | 0 | 0
PeakG | 0 | 0.1 | 2.33 | 0.95 | 1.9 | 2.59
PeakO | 0 | 0 | 0 | 0 | 0 | 0
ST | 0.02 | 0.02 | 0.02 | 0.02 | 0.02 | 0.02
STOG | 0.57 | 0.03 | 0 | 0 | 0 | 0
STWD | 1.98 | 1.98 | 1.78 | 1.98 | 1.98 | 1.98
WT | 0.07 | 0.07 | 0.07 | 0.46 | 0.46 | 0.46
IGCC | 0 | 0 | 0 | 0 | 0 | 0
DemandResponse | 0 | 0 | 0 | 0 | 0 | 0
IGCC-CCS | 0 | 0 | 0 | 0 | 0 | 0
WT_off | 0 | 0 | 0 | 0 | 0 | 0
PseudoUnit | 0 | 0 | 0 | 0 | 0 | 0
FixedInterchange | 0 | 0 | 0 | 0 | 0 | 0
Base VOM Costs by Reporting Type: ALB
ReportingType | 2015 | 2020 | 2025 | 2030 | 2035 | 2040
BM | 0 | 0 | 0 | 0 | 0 | 0
CC | 42.45 | 42.93 | 42.78 | 2.69 | 1.88 | 0
CSP | 0 | 0 | 0 | 0 | 0 | 0
CT | 0 | 0 | 0 | 0 | 0 | 0
Coal | 167.67 | 167.67 | 163.85 | 0 | 0 | 0
Geo | 0 | 0 | 0 | 0 | 0 | 0
H | 0 | 0 | 0 | 0 | 0 | 0
LFG | 0 | 0 | 0 | 0 | 0 | 0
Nuc | 0 | 0 | 0 | 130.23 | 136.39 | 140.66
PS | 0 | 0 | 0 | 0 | 0 | 0
PV | 0 | 0 | 0 | 0 | 0 | 0
PeakG | 0 | 0 | 0 | 0 | 0 | 0
PeakO | 0 | 0 | 0 | 0 | 0 | 0
ST | 0 | 0 | 0 | 0 | 0 | 0
STOG | 0 | 0 | 0 | 0 | 0 | 0
STWD | 0 | 1.35 | 2.89 | 2.89 | 2.89 | 2.89
WT | 0.02 | 0.02 | 0.02 | 0.02 | 0.02 | 0.02
IGCC | 0 | 0 | 0 | 0 | 0 | 0
DemandResponse | 0 | 0 | 0 | 0 | 0 | 0
IGCC-CCS | 0 | 0 | 0 | 0 | 0 | 0
WT_off | 0 | 0 | 0 | 0 | 0 | 0
PseudoUnit | 0 | 0 | 0 | 0 | 0 | 0
FixedInterchange | 0 | 0 | 0 | 0 | 0 | 0
Base VOM Costs by Reporting Type: BC
ReportingType | 2015 | 2020 | 2025 | 2030 | 2035 | 2040
BM | 0 | 0 | 0 | 0 | 0 | 0
CC | 23.69 | 23.69 | 23.69 | 19.97 | 1.28 | 0
CSP | 0 | 0 | 0 | 0 | 0 | 0
CT | 0 | 0 | 0 | 0 | 0 | 0
Coal | 0 | 0 | 0 | 0 | 0 | 0
Geo | 0 | 0 | 0 | 0 | 0 | 0
H | 0 | 0 | 0 | 0 | 0 | 0
LFG | 0 | 0 | 0 | 0 | 0 | 0
Nuc | 0 | 0 | 0 | 0 | 6.7 | 6.7
PS | 0 | 0 | 0 | 0 | 0 | 0
PV | 0 | 0 | 0 | 0 | 0 | 0
PeakG | 0 | 0 | 0 | 0 | 0 | 0
PeakO | 0 | 0 | 0 | 0 | 0 | 0
ST | 0 | 0 | 0 | 0 | 0 | 0
STOG | 0 | 0 | 0 | 0 | 0 | 0
STWD | 0 | 2.04 | 8.48 | 8.48 | 8.48 | 8.48
WT | 0.01 | 0.01 | 0.01 | 0.01 | 0.01 | 0.01
IGCC | 0 | 0 | 0 | 0 | 0 | 0
DemandResponse | 0 | 0 | 0 | 0 | 0 | 0
IGCC-CCS | 0 | 0 | 0 | 0 | 0 | 0
WT_off | 0 | 0 | 0 | 0 | 0 | 0
PseudoUnit | 0 | 0 | 0 | 0 | 0 | 0
FixedInterchange | 0 | 0 | 0 | 0 | 0 | 0
Base VOM Costs by Reporting Type: HQ_IESO
ReportingType | 2015 | 2020 | 2025 | 2030 | 2035 | 2040
BM | 0 | 0 | 0 | 0 | 0 | 0
CC | 0 | 0 | 0 | 0 | 0 | 0
CSP | 0 | 0 | 0 | 0 | 0 | 0
CT | 0 | 0 | 0 | 0 | 0 | 0
Coal | 0 | 0 | 0 | 0 | 0 | 0
Geo | 0 | 0 | 0 | 0 | 0 | 0
H | 0 | 0 | 0 | 0 | 0 | 0
LFG | 0 | 0 | 0 | 0 | 0 | 0
Nuc | 0 | 0 | 0 | 0 | 0 | 0
PS | 0 | 0 | 0 | 0 | 0 | 0
PV | 0 | 0 | 0 | 0 | 0 | 0
PeakG | 0 | 0 | 0 | 0 | 0 | 0
PeakO | 0 | 0 | 0 | 0 | 0 | 0
ST | 0 | 0 | 0 | 0 | 0 | 0
STOG | 0 | 0 | 0 | 0 | 0 | 0
STWD | 0 | 0 | 0 | 0 | 0 | 0
WT | 0 | 0 | 0 | 0 | 0 | 0
IGCC | 0 | 0 | 0 | 0 | 0 | 0
DemandResponse | 0 | 0 | 0 | 0 | 0 | 0
IGCC-CCS | 0 | 0 | 0 | 0 | 0 | 0
WT_off | 0 | 0 | 0 | 0 | 0 | 0
PseudoUnit | 0 | 0 | 0 | 0 | 0 | 471.26
FixedInterchange | 0 | 0 | 0 | 0 | 0 | 0
Base VOM Costs by Reporting Type: HQ_NEISO
ReportingType | 2015 | 2020 | 2025 | 2030 | 2035 | 2040
BM | 0 | 0 | 0 | 0 | 0 | 0
CC | 0 | 0 | 0 | 0 | 0 | 0
CSP | 0 | 0 | 0 | 0 | 0 | 0
CT | 0 | 0 | 0 | 0 | 0 | 0
Coal | 0 | 0 | 0 | 0 | 0 | 0
Geo | 0 | 0 | 0 | 0 | 0 | 0
H | 0 | 0 | 0 | 0 | 0 | 0
LFG | 0 | 0 | 0 | 0 | 0 | 0
Nuc | 0 | 0 | 0 | 0 | 0 | 0
PS | 0 | 0 | 0 | 0 | 0 | 0
PV | 0 | 0 | 0 | 0 | 0 | 0
PeakG | 0 | 0 | 0 | 0 | 0 | 0
PeakO | 0 | 0 | 0 | 0 | 0 | 0
ST | 0 | 0 | 0 | 0 | 0 | 0
STOG | 0 | 0 | 0 | 0 | 0 | 0
STWD | 0 | 0 | 0 | 0 | 0 | 0
WT | 0 | 0 | 0 | 0 | 0 | 0
IGCC | 0 | 0 | 0 | 0 | 0 | 0
DemandResponse | 0 | 0 | 0 | 0 | 0 | 0
IGCC-CCS | 0 | 0 | 0 | 0 | 0 | 0
WT_off | 0 | 0 | 0 | 0 | 0 | 0
PseudoUnit | 0 | 0 | 0 | 0 | 0 | 228.5
FixedInterchange | 0 | 0 | 0 | 0 | 0 | 0
Base VOM Costs by Reporting Type: HQ_NY
ReportingType | 2015 | 2020 | 2025 | 2030 | 2035 | 2040
BM | 0 | 0 | 0 | 0 | 0 | 0
CC | 0 | 0 | 0 | 0 | 0 | 0
CSP | 0 | 0 | 0 | 0 | 0 | 0
CT | 0 | 0 | 0 | 0 | 0 | 0
Coal | 0 | 0 | 0 | 0 | 0 | 0
Geo | 0 | 0 | 0 | 0 | 0 | 0
H | 0 | 0 | 0 | 0 | 0 | 0
LFG | 0 | 0 | 0 | 0 | 0 | 0
Nuc | 0 | 0 | 0 | 0 | 0 | 0
PS | 0 | 0 | 0 | 0 | 0 | 0
PV | 0 | 0 | 0 | 0 | 0 | 0
PeakG | 0 | 0 | 0 | 0 | 0 | 0
PeakO | 0 | 0 | 0 | 0 | 0 | 0
ST | 0 | 0 | 0 | 0 | 0 | 0
STOG | 0 | 0 | 0 | 0 | 0 | 0
STWD | 0 | 0 | 0 | 0 | 0 | 0
WT | 0 | 0 | 0 | 0 | 0 | 0
IGCC | 0 | 0 | 0 | 0 | 0 | 0
DemandResponse | 0 | 0 | 0 | 0 | 0 | 0
IGCC-CCS | 0 | 0 | 0 | 0 | 0 | 0
WT_off | 0 | 0 | 0 | 0 | 0 | 0
PseudoUnit | 0 | 0 | 0 | 0 | 196.34 | 559.65
FixedInterchange | 0 | 0 | 0 | 0 | 0 | 0
Base VOM Costs by Reporting Type: MARITIMES
ReportingType | 2015 | 2020 | 2025 | 2030 | 2035 | 2040
BM | 0 | 0 | 0 | 0 | 0 | 0
CC | 0 | 0 | 0 | 0 | 0 | 0
CSP | 0 | 0 | 0 | 0 | 0 | 0
CT | 0 | 0 | 0 | 0 | 0 | 0
Coal | 0 | 0 | 0 | 0 | 0 | 0
Geo | 0 | 0 | 0 | 0 | 0 | 0
H | 0 | 0 | 0 | 0 | 0 | 0
LFG | 0 | 0 | 0 | 0 | 0 | 0
Nuc | 0 | 0 | 0 | 0 | 0 | 0
PS | 0 | 0 | 0 | 0 | 0 | 0
PV | 0 | 0 | 0 | 0 | 0 | 0
PeakG | 0 | 0 | 0 | 0 | 0 | 0
PeakO | 0 | 0 | 0 | 0 | 0 | 0
ST | 0 | 0 | 0 | 0 | 0 | 0
STOG | 0 | 0 | 0 | 0 | 0 | 0
STWD | 0 | 0 | 0 | 0 | 0 | 0
WT | 0 | 0 | 0 | 0 | 0 | 0
IGCC | 0 | 0 | 0 | 0 | 0 | 0
DemandResponse | 0 | 0 | 0 | 0 | 0 | 0
IGCC-CCS | 0 | 0 | 0 | 0 | 0 | 0
WT_off | 0 | 0 | 0 | 0 | 0 | 0
PseudoUnit | 0 | 0 | 0 | 0 | 0 | 102.11
FixedInterchange | 0 | 0 | 0 | 0 | 0 | 0
Base VOM Costs by Reporting Type: All
ReportingType | 2015 | 2020 | 2025 | 2030 | 2035 | 2040
BM | 11.02 | 24.1 | 37.51 | 49.27 | 48.98 | 41.82
CC | 4688.54 | 5487.58 | 5218.42 | 3723.06 | 3804.82 | 3437.94
CSP | 0 | 0 | 0 | 0 | 0 | 0
CT | 5.06 | 13.04 | 21.36 | 11.83 | 1.02 | 0.55
Coal | 4242.14 | 1662.41 | 269.11 | 36.28 | 40.56 | 40.87
Geo | 11.14 | 177.58 | 532.83 | 532.83 | 532.83 | 532.83
H | 0 | 0.06 | 0.23 | 0.28 | 0.29 | 0.29
LFG | 0.38 | 0.54 | 0.73 | 0.79 | 0.79 | 0.79
Nuc | 2164.81 | 2225.48 | 2248.37 | 2993.13 | 2787.4 | 2859.09
PS | 0 | 0 | 0 | 0 | 0 | 0
PV | 0.02 | 0.05 | 0.07 | 0.07 | 0.07 | 0.07
PeakG | 23.61 | 97.4 | 128.02 | 58.64 | 80.9 | 59.12
PeakO | 0 | 0 | 1.41 | 0 | 0 | 0
ST | 0.03 | 0.05 | 0.06 | 0.06 | 0.06 | 0.06
STOG | 13.91 | 12.2 | 4.62 | 1.41 | 1.41 | 0.93
STWD | 25.28 | 29.97 | 42.75 | 54.82 | 54.73 | 56.63
WT | 2.03 | 5.85 | 8.67 | 10.82 | 10.82 | 10.82
IGCC | 30.43 | 30.43 | 9.55 | 0.8 | 1.57 | 0.8
DemandResponse | 0 | 3.4 | 79 | 66.44 | 72.9 | 78.37
IGCC-CCS | 0 | 0 | 0 | 0 | 0 | 0
WT_off | 0.02 | 0.02 | 0.06 | 0.06 | 0.04 | 0.04
PseudoUnit | 0 | 0 | 0 | 0 | 196.34 | 1361.51
FixedInterchange | 0 | 0 | 0 | 0 | 0 | 0
Base VOM Costs by Reporting Type: EI_US
ReportingType | 2015 | 2020 | 2025 | 2030 | 2035 | 2040
BM | 10.5 | 22.99 | 35.14 | 42.26 | 41.52 | 34.35
CC | 3259.17 | 4066.65 | 3790.56 | 2677.13 | 2885.76 | 2719.37
CSP | 0 | 0 | 0 | 0 | 0 | 0
CT | 4.94 | 12.47 | 19.28 | 10.14 | 1.02 | 0.55
Coal | 3283.89 | 924.72 | 68.48 | 15.12 | 19.32 | 18.82
Geo | 0 | 0 | 0 | 0 | 0 | 0
H | 0 | 0.03 | 0.08 | 0.12 | 0.12 | 0.12
LFG | 0.32 | 0.4 | 0.51 | 0.57 | 0.57 | 0.57
Nuc | 1653.22 | 1713.9 | 1734.54 | 2146.49 | 1862.04 | 1819.03
PS | 0 | 0 | 0 | 0 | 0 | 0
PV | 0 | 0.04 | 0.06 | 0.06 | 0.06 | 0.06
PeakG | 22.96 | 93.16 | 116.7 | 51.97 | 74.67 | 54.6
PeakO | 0 | 0 | 1.41 | 0 | 0 | 0
ST | 0 | 0 | 0 | 0 | 0 | 0
STOG | 8.48 | 6.88 | 4.62 | 1.41 | 1.41 | 0.93
STWD | 15.48 | 16.69 | 16.33 | 24.22 | 24.13 | 26.03
WT | 1.2 | 4.43 | 6.79 | 8.52 | 8.52 | 8.52
IGCC | 30.43 | 30.43 | 9.55 | 0.8 | 1.57 | 0.8
DemandResponse | 0 | 0 | 0 | 0 | 0 | 0
IGCC-CCS | 0 | 0 | 0 | 0 | 0 | 0
WT_off | 0.02 | 0.02 | 0.06 | 0.06 | 0.04 | 0.04
PseudoUnit | 0 | 0 | 0 | 0 | 196.34 | 890.26
FixedInterchange | 0 | 0 | 0 | 0 | 0 | 0
Base VOM Costs by Reporting Type: EI_Canada
ReportingType | 2015 | 2020 | 2025 | 2030 | 2035 | 2040
BM | 0 | 0.05 | 0.17 | 0.17 | 0.62 | 0.62
CC | 60.21 | 52.89 | 4.34 | 1.15 | 2.37 | 1.67
CSP | 0 | 0 | 0 | 0 | 0 | 0
CT | 0.12 | 0.12 | 0.12 | 0 | 0 | 0
Coal | 0.92 | 0 | 0 | 0 | 0 | 0
Geo | 0 | 0 | 0 | 0 | 0 | 0
H | 0 | 0.03 | 0.15 | 0.16 | 0.17 | 0.17
LFG | 0.01 | 0.01 | 0.01 | 0.01 | 0.01 | 0.01
Nuc | 240.73 | 240.73 | 240.73 | 240.73 | 221.68 | 193.2
PS | 0 | 0 | 0 | 0 | 0 | 0
PV | 0 | 0 | 0 | 0 | 0 | 0
PeakG | 0.58 | 1.6 | 0.13 | 0 | 0.1 | 0.09
PeakO | 0 | 0 | 0 | 0 | 0 | 0
ST | 0 | 0 | 0 | 0 | 0 | 0
STOG | 0.03 | 0 | 0 | 0 | 0 | 0
STWD | 0.04 | 0.12 | 0.06 | 0.12 | 0.12 | 0.12
WT | 0.11 | 0.11 | 0.11 | 0.11 | 0.1 | 0.1
IGCC | 0 | 0 | 0 | 0 | 0 | 0
DemandResponse | 0 | 0 | 0 | 0 | 0 | 0
IGCC-CCS | 0 | 0 | 0 | 0 | 0 | 0
WT_off | 0 | 0 | 0 | 0 | 0 | 0
PseudoUnit | 0 | 0 | 0 | 0 | 0 | 471.26
FixedInterchange | 0 | 0 | 0 | 0 | 0 | 0
Base VOM Costs by Reporting Type: EI
ReportingType | 2015 | 2020 | 2025 | 2030 | 2035 | 2040
BM | 10.5 | 23.04 | 35.3 | 42.42 | 42.13 | 34.97
CC | 3319.38 | 4119.53 | 3794.89 | 2678.28 | 2888.13 | 2721.04
CSP | 0 | 0 | 0 | 0 | 0 | 0
CT | 5.06 | 12.59 | 19.4 | 10.14 | 1.02 | 0.55
Coal | 3284.81 | 924.72 | 68.48 | 15.12 | 19.32 | 18.82
Geo | 0 | 0 | 0 | 0 | 0 | 0
H | 0 | 0.06 | 0.23 | 0.28 | 0.29 | 0.29
LFG | 0.33 | 0.41 | 0.52 | 0.58 | 0.58 | 0.58
Nuc | 1893.95 | 1954.63 | 1975.27 | 2387.22 | 2083.73 | 2012.24
PS | 0 | 0 | 0 | 0 | 0 | 0
PV | 0.01 | 0.04 | 0.06 | 0.06 | 0.06 | 0.06
PeakG | 23.54 | 94.76 | 116.83 | 51.97 | 74.77 | 54.69
PeakO | 0 | 0 | 1.41 | 0 | 0 | 0
ST | 0 | 0 | 0 | 0 | 0 | 0
STOG | 8.51 | 6.88 | 4.62 | 1.41 | 1.41 | 0.93
STWD | 15.51 | 16.81 | 16.39 | 24.34 | 24.25 | 26.15
WT | 1.31 | 4.54 | 6.9 | 8.63 | 8.63 | 8.63
IGCC | 30.43 | 30.43 | 9.55 | 0.8 | 1.57 | 0.8
DemandResponse | 0 | 0 | 0 | 0 | 0 | 0
IGCC-CCS | 0 | 0 | 0 | 0 | 0 | 0
WT_off | 0.02 | 0.02 | 0.06 | 0.06 | 0.04 | 0.04
PseudoUnit | 0 | 0 | 0 | 0 | 196.34 | 1361.51
FixedInterchange | 0 | 0 | 0 | 0 | 0 | 0
Base VOM Costs by Reporting Type: Outside_EI
ReportingType | 2015 | 2020 | 2025 | 2030 | 2035 | 2040
BM | 0.51 | 1.06 | 2.21 | 6.85 | 6.85 | 6.85
CC | 1369.16 | 1368.05 | 1423.53 | 1044.78 | 916.69 | 716.9
CSP | 0 | 0 | 0 | 0 | 0 | 0
CT | 0 | 0.45 | 1.96 | 1.69 | 0 | 0
Coal | 957.32 | 737.68 | 200.64 | 21.16 | 21.24 | 22.05
Geo | 11.13 | 177.57 | 532.83 | 532.83 | 532.83 | 532.83
H | 0 | 0 | 0 | 0 | 0 | 0
LFG | 0.05 | 0.13 | 0.2 | 0.2 | 0.2 | 0.2
Nuc | 270.85 | 270.85 | 273.11 | 605.91 | 703.68 | 846.86
PS | 0 | 0 | 0 | 0 | 0 | 0
PV | 0.01 | 0.01 | 0.01 | 0.01 | 0.01 | 0.01
PeakG | 0.07 | 2.64 | 11.2 | 6.67 | 6.13 | 4.42
PeakO | 0 | 0 | 0 | 0 | 0 | 0
ST | 0.03 | 0.05 | 0.06 | 0.06 | 0.06 | 0.06
STOG | 5.39 | 5.31 | 0 | 0 | 0 | 0
STWD | 9.77 | 13.16 | 26.35 | 30.48 | 30.48 | 30.48
WT | 0.72 | 1.31 | 1.77 | 2.19 | 2.2 | 2.19
IGCC | 0 | 0 | 0 | 0 | 0 | 0
DemandResponse | 0 | 3.4 | 79 | 66.44 | 72.9 | 78.37
IGCC-CCS | 0 | 0 | 0 | 0 | 0 | 0
WT_off | 0 | 0 | 0 | 0 | 0 | 0
PseudoUnit | 0 | 0 | 0 | 0 | 0 | 0
FixedInterchange | 0 | 0 | 0 | 0 | 0 | 0
#9 | Retrofit VOM Costs ($million)
Retrofit VOM Costs by Reporting Type: Entergy
ReportingType | 2015 | 2020 | 2025 | 2030 | 2035 | 2040
BM | 0 | 0 | 0 | 0 | 0 | 0
CC | 0 | 0 | 0 | 0 | 0 | 0
CSP | 0 | 0 | 0 | 0 | 0 | 0
CT | 0 | 0 | 0 | 0 | 0 | 0
Coal | 13.08 | 0 | 0 | 0 | 0 | 0
Geo | 0 | 0 | 0 | 0 | 0 | 0
H | 0 | 0 | 0 | 0 | 0 | 0
LFG | 0 | 0 | 0 | 0 | 0 | 0
Nuc | 0 | 0 | 0 | 0 | 0 | 0
PS | 0 | 0 | 0 | 0 | 0 | 0
PV | 0 | 0 | 0 | 0 | 0 | 0
PeakG | 0 | 0 | 0 | 0 | 0 | 0
PeakO | 0 | 0 | 0 | 0 | 0 | 0
ST | 0 | 0 | 0 | 0 | 0 | 0
STOG | 0 | 0 | 0 | 0 | 0 | 0
STWD | 0 | 0 | 0 | 0 | 0 | 0
WT | 0 | 0 | 0 | 0 | 0 | 0
IGCC | 0 | 0 | 0 | 0 | 0 | 0
DemandResponse | 0 | 0 | 0 | 0 | 0 | 0
IGCC-CCS | 0 | 0 | 0 | 0 | 0 | 0
WT_off | 0 | 0 | 0 | 0 | 0 | 0
PseudoUnit | 0 | 0 | 0 | 0 | 0 | 0
FixedInterchange | 0 | 0 | 0 | 0 | 0 | 0
Retrofit VOM Costs by Reporting Type: FRCC
ReportingType | 2015 | 2020 | 2025 | 2030 | 2035 | 2040
BM | 0 | 0 | 0 | 0 | 0 | 0
CC | 0 | 0 | 0 | 0 | 0 | 0
CSP | 0 | 0 | 0 | 0 | 0 | 0
CT | 0 | 0 | 0 | 0 | 0 | 0
Coal | 29.41 | 14.76 | 0 | 0 | 0 | 0
Geo | 0 | 0 | 0 | 0 | 0 | 0
H | 0 | 0 | 0 | 0 | 0 | 0
LFG | 0 | 0 | 0 | 0 | 0 | 0
Nuc | 0 | 0 | 0 | 0 | 0 | 0
PS | 0 | 0 | 0 | 0 | 0 | 0
PV | 0 | 0 | 0 | 0 | 0 | 0
PeakG | 0 | 0 | 0 | 0 | 0 | 0
PeakO | 0 | 0 | 0 | 0 | 0 | 0
ST | 0 | 0 | 0 | 0 | 0 | 0
STOG | 0 | 0 | 0 | 0 | 0 | 0
STWD | 0 | 0 | 0 | 0 | 0 | 0
WT | 0 | 0 | 0 | 0 | 0 | 0
IGCC | 0 | 0 | 0 | 0 | 0 | 0
DemandResponse | 0 | 0 | 0 | 0 | 0 | 0
IGCC-CCS | 0 | 0 | 0 | 0 | 0 | 0
WT_off | 0 | 0 | 0 | 0 | 0 | 0
PseudoUnit | 0 | 0 | 0 | 0 | 0 | 0
FixedInterchange | 0 | 0 | 0 | 0 | 0 | 0
Retrofit VOM Costs by Reporting Type: MAPP_US
ReportingType | 2015 | 2020 | 2025 | 2030 | 2035 | 2040
BM | 0 | 0 | 0 | 0 | 0 | 0
CC | 0 | 0 | 0 | 0 | 0 | 0
CSP | 0 | 0 | 0 | 0 | 0 | 0
CT | 0 | 0 | 0 | 0 | 0 | 0
Coal | 54.12 | 5.64 | 0 | 0 | 0 | 0
Geo | 0 | 0 | 0 | 0 | 0 | 0
H | 0 | 0 | 0 | 0 | 0 | 0
LFG | 0 | 0 | 0 | 0 | 0 | 0
Nuc | 0 | 0 | 0 | 0 | 0 | 0
PS | 0 | 0 | 0 | 0 | 0 | 0
PV | 0 | 0 | 0 | 0 | 0 | 0
PeakG | 0 | 0 | 0 | 0 | 0 | 0
PeakO | 0 | 0 | 0 | 0 | 0 | 0
ST | 0 | 0 | 0 | 0 | 0 | 0
STOG | 0 | 0 | 0 | 0 | 0 | 0
STWD | 0 | 0 | 0 | 0 | 0 | 0
WT | 0 | 0 | 0 | 0 | 0 | 0
IGCC | 0 | 0 | 0 | 0 | 0 | 0
DemandResponse | 0 | 0 | 0 | 0 | 0 | 0
IGCC-CCS | 0 | 0 | 0 | 0 | 0 | 0
WT_off | 0 | 0 | 0 | 0 | 0 | 0
PseudoUnit | 0 | 0 | 0 | 0 | 0 | 0
FixedInterchange | 0 | 0 | 0 | 0 | 0 | 0
Retrofit VOM Costs by Reporting Type: MISO_IN
ReportingType | 2015 | 2020 | 2025 | 2030 | 2035 | 2040
BM | 0 | 0 | 0 | 0 | 0 | 0
CC | 0 | 0 | 0 | 0 | 0 | 0
CSP | 0 | 0 | 0 | 0 | 0 | 0
CT | 0 | 0 | 0 | 0 | 0 | 0
Coal | 181.7 | 167.03 | 0 | 0 | 0 | 0
Geo | 0 | 0 | 0 | 0 | 0 | 0
H | 0 | 0 | 0 | 0 | 0 | 0
LFG | 0 | 0 | 0 | 0 | 0 | 0
Nuc | 0 | 0 | 0 | 0 | 0 | 0
PS | 0 | 0 | 0 | 0 | 0 | 0
PV | 0 | 0 | 0 | 0 | 0 | 0
PeakG | 0 | 0 | 0 | 0 | 0 | 0
PeakO | 0 | 0 | 0 | 0 | 0 | 0
ST | 0 | 0 | 0 | 0 | 0 | 0
STOG | 0 | 0 | 0 | 0 | 0 | 0
STWD | 0 | 0 | 0 | 0 | 0 | 0
WT | 0 | 0 | 0 | 0 | 0 | 0
IGCC | 0 | 0 | 0 | 0 | 0 | 0
DemandResponse | 0 | 0 | 0 | 0 | 0 | 0
IGCC-CCS | 0 | 0 | 0 | 0 | 0 | 0
WT_off | 0 | 0 | 0 | 0 | 0 | 0
PseudoUnit | 0 | 0 | 0 | 0 | 0 | 0
FixedInterchange | 0 | 0 | 0 | 0 | 0 | 0
Retrofit VOM Costs by Reporting Type: MISO_MI
ReportingType | 2015 | 2020 | 2025 | 2030 | 2035 | 2040
BM | 0 | 0 | 0 | 0 | 0 | 0
CC | 0 | 0 | 0 | 0 | 0 | 0
CSP | 0 | 0 | 0 | 0 | 0 | 0
CT | 0 | 0 | 0 | 0 | 0 | 0
Coal | 7.01 | 0 | 0 | 0 | 0 | 0
Geo | 0 | 0 | 0 | 0 | 0 | 0
H | 0 | 0 | 0 | 0 | 0 | 0
LFG | 0 | 0 | 0 | 0 | 0 | 0
Nuc | 0 | 0 | 0 | 0 | 0 | 0
PS | 0 | 0 | 0 | 0 | 0 | 0
PV | 0 | 0 | 0 | 0 | 0 | 0
PeakG | 0 | 0 | 0 | 0 | 0 | 0
PeakO | 0 | 0 | 0 | 0 | 0 | 0
ST | 0 | 0 | 0 | 0 | 0 | 0
STOG | 0 | 0 | 0 | 0 | 0 | 0
STWD | 0 | 0 | 0 | 0 | 0 | 0
WT | 0 | 0 | 0 | 0 | 0 | 0
IGCC | 0 | 0 | 0 | 0 | 0 | 0
DemandResponse | 0 | 0 | 0 | 0 | 0 | 0
IGCC-CCS | 0 | 0 | 0 | 0 | 0 | 0
WT_off | 0 | 0 | 0 | 0 | 0 | 0
PseudoUnit | 0 | 0 | 0 | 0 | 0 | 0
FixedInterchange | 0 | 0 | 0 | 0 | 0 | 0
Retrofit VOM Costs by Reporting Type: MISO_MO-IL
ReportingType | 2015 | 2020 | 2025 | 2030 | 2035 | 2040
BM | 0 | 0 | 0 | 0 | 0 | 0
CC | 0 | 0 | 0 | 0 | 0 | 0
CSP | 0 | 0 | 0 | 0 | 0 | 0
CT | 0 | 0 | 0 | 0 | 0 | 0
Coal | 60.14 | 37.5 | 0 | 0 | 0 | 0
Geo | 0 | 0 | 0 | 0 | 0 | 0
H | 0 | 0 | 0 | 0 | 0 | 0
LFG | 0 | 0 | 0 | 0 | 0 | 0
Nuc | 0 | 0 | 0 | 0 | 0 | 0
PS | 0 | 0 | 0 | 0 | 0 | 0
PV | 0 | 0 | 0 | 0 | 0 | 0
PeakG | 0 | 0 | 0 | 0 | 0 | 0
PeakO | 0 | 0 | 0 | 0 | 0 | 0
ST | 0 | 0 | 0 | 0 | 0 | 0
STOG | 0 | 0 | 0 | 0 | 0 | 0
STWD | 0 | 0 | 0 | 0 | 0 | 0
WT | 0 | 0 | 0 | 0 | 0 | 0
IGCC | 0 | 0 | 0 | 0 | 0 | 0
DemandResponse | 0 | 0 | 0 | 0 | 0 | 0
IGCC-CCS | 0 | 0 | 0 | 0 | 0 | 0
WT_off | 0 | 0 | 0 | 0 | 0 | 0
PseudoUnit | 0 | 0 | 0 | 0 | 0 | 0
FixedInterchange | 0 | 0 | 0 | 0 | 0 | 0
Retrofit VOM Costs by Reporting Type: MISO_W
ReportingType | 2015 | 2020 | 2025 | 2030 | 2035 | 2040
BM | 0 | 0 | 0 | 0 | 0 | 0
CC | 0 | 0 | 0 | 0 | 0 | 0
CSP | 0 | 0 | 0 | 0 | 0 | 0
CT | 0 | 0 | 0 | 0 | 0 | 0
Coal | 104.29 | 95.87 | 6.52 | 6.52 | 6.52 | 6.52
Geo | 0 | 0 | 0 | 0 | 0 | 0
H | 0 | 0 | 0 | 0 | 0 | 0
LFG | 0 | 0 | 0 | 0 | 0 | 0
Nuc | 0 | 0 | 0 | 0 | 0 | 0
PS | 0 | 0 | 0 | 0 | 0 | 0
PV | 0 | 0 | 0 | 0 | 0 | 0
PeakG | 0 | 0 | 0 | 0 | 0 | 0
PeakO | 0 | 0 | 0 | 0 | 0 | 0
ST | 0 | 0 | 0 | 0 | 0 | 0
STOG | 0 | 0 | 0 | 0 | 0 | 0
STWD | 0 | 0 | 0 | 0 | 0 | 0
WT | 0 | 0 | 0 | 0 | 0 | 0
IGCC | 0 | 0 | 0 | 0 | 0 | 0
DemandResponse | 0 | 0 | 0 | 0 | 0 | 0
IGCC-CCS | 0 | 0 | 0 | 0 | 0 | 0
WT_off | 0 | 0 | 0 | 0 | 0 | 0
PseudoUnit | 0 | 0 | 0 | 0 | 0 | 0
FixedInterchange | 0 | 0 | 0 | 0 | 0 | 0
Retrofit VOM Costs by Reporting Type: MISO_WUMS
ReportingType | 2015 | 2020 | 2025 | 2030 | 2035 | 2040
BM | 0 | 0 | 0 | 0 | 0 | 0
CC | 0 | 0 | 0 | 0 | 0 | 0
CSP | 0 | 0 | 0 | 0 | 0 | 0
CT | 0 | 0 | 0 | 0 | 0 | 0
Coal | 25.08 | 13.22 | 6.3 | 6.3 | 6.3 | 6.3
Geo | 0 | 0 | 0 | 0 | 0 | 0
H | 0 | 0 | 0 | 0 | 0 | 0
LFG | 0 | 0 | 0 | 0 | 0 | 0
Nuc | 0 | 0 | 0 | 0 | 0 | 0
PS | 0 | 0 | 0 | 0 | 0 | 0
PV | 0 | 0 | 0 | 0 | 0 | 0
PeakG | 0 | 0 | 0 | 0 | 0 | 0
PeakO | 0 | 0 | 0 | 0 | 0 | 0
ST | 0 | 0 | 0 | 0 | 0 | 0
STOG | 0 | 0 | 0 | 0 | 0 | 0
STWD | 0 | 0 | 0 | 0 | 0 | 0
WT | 0 | 0 | 0 | 0 | 0 | 0
IGCC | 0 | 0 | 0 | 0 | 0 | 0
DemandResponse | 0 | 0 | 0 | 0 | 0 | 0
IGCC-CCS | 0 | 0 | 0 | 0 | 0 | 0
WT_off | 0 | 0 | 0 | 0 | 0 | 0
PseudoUnit | 0 | 0 | 0 | 0 | 0 | 0
FixedInterchange | 0 | 0 | 0 | 0 | 0 | 0
Retrofit VOM Costs by Reporting Type: Nebraska
ReportingType | 2015 | 2020 | 2025 | 2030 | 2035 | 2040
BM | 0 | 0 | 0 | 0 | 0 | 0
CC | 0 | 0 | 0 | 0 | 0 | 0
CSP | 0 | 0 | 0 | 0 | 0 | 0
CT | 0 | 0 | 0 | 0 | 0 | 0
Coal | 16.57 | 6.74 | 0 | 0 | 0 | 0
Geo | 0 | 0 | 0 | 0 | 0 | 0
H | 0 | 0 | 0 | 0 | 0 | 0
LFG | 0 | 0 | 0 | 0 | 0 | 0
Nuc | 0 | 0 | 0 | 0 | 0 | 0
PS | 0 | 0 | 0 | 0 | 0 | 0
PV | 0 | 0 | 0 | 0 | 0 | 0
PeakG | 0 | 0 | 0 | 0 | 0 | 0
PeakO | 0 | 0 | 0 | 0 | 0 | 0
ST | 0 | 0 | 0 | 0 | 0 | 0
STOG | 0 | 0 | 0 | 0 | 0 | 0
STWD | 0 | 0 | 0 | 0 | 0 | 0
WT | 0 | 0 | 0 | 0 | 0 | 0
IGCC | 0 | 0 | 0 | 0 | 0 | 0
DemandResponse | 0 | 0 | 0 | 0 | 0 | 0
IGCC-CCS | 0 | 0 | 0 | 0 | 0 | 0
WT_off | 0 | 0 | 0 | 0 | 0 | 0
PseudoUnit | 0 | 0 | 0 | 0 | 0 | 0
FixedInterchange | 0 | 0 | 0 | 0 | 0 | 0
Retrofit VOM Costs by Reporting Type: NEISO
ReportingType | 2015 | 2020 | 2025 | 2030 | 2035 | 2040
BM | 0 | 0 | 0 | 0 | 0 | 0
CC | 0 | 0 | 0 | 0 | 0 | 0
CSP | 0 | 0 | 0 | 0 | 0 | 0
CT | 0 | 0 | 0 | 0 | 0 | 0
Coal | 0.16 | 0 | 0 | 0 | 0 | 0
Geo | 0 | 0 | 0 | 0 | 0 | 0
H | 0 | 0 | 0 | 0 | 0 | 0
LFG | 0 | 0 | 0 | 0 | 0 | 0
Nuc | 0 | 0 | 0 | 0 | 0 | 0
PS | 0 | 0 | 0 | 0 | 0 | 0
PV | 0 | 0 | 0 | 0 | 0 | 0
PeakG | 0 | 0 | 0 | 0 | 0 | 0
PeakO | 0 | 0 | 0 | 0 | 0 | 0
ST | 0 | 0 | 0 | 0 | 0 | 0
STOG | 0 | 0 | 0 | 0 | 0 | 0
STWD | 0 | 0 | 0 | 0 | 0 | 0
WT | 0 | 0 | 0 | 0 | 0 | 0
IGCC | 0 | 0 | 0 | 0 | 0 | 0
DemandResponse | 0 | 0 | 0 | 0 | 0 | 0
IGCC-CCS | 0 | 0 | 0 | 0 | 0 | 0
WT_off | 0 | 0 | 0 | 0 | 0 | 0
PseudoUnit | 0 | 0 | 0 | 0 | 0 | 0
FixedInterchange | 0 | 0 | 0 | 0 | 0 | 0
Retrofit VOM Costs by Reporting Type: NonRTO_Midwest
ReportingType | 2015 | 2020 | 2025 | 2030 | 2035 | 2040
BM | 0 | 0 | 0 | 0 | 0 | 0
CC | 0 | 0 | 0 | 0 | 0 | 0
CSP | 0 | 0 | 0 | 0 | 0 | 0
CT | 0 | 0 | 0 | 0 | 0 | 0
Coal | 187.84 | 78.06 | 4.99 | 4.99 | 4.99 | 4.99
Geo | 0 | 0 | 0 | 0 | 0 | 0
H | 0 | 0 | 0 | 0 | 0 | 0
LFG | 0 | 0 | 0 | 0 | 0 | 0
Nuc | 0 | 0 | 0 | 0 | 0 | 0
PS | 0 | 0 | 0 | 0 | 0 | 0
PV | 0 | 0 | 0 | 0 | 0 | 0
PeakG | 0 | 0 | 0 | 0 | 0 | 0
PeakO | 0 | 0 | 0 | 0 | 0 | 0
ST | 0 | 0 | 0 | 0 | 0 | 0
STOG | 0 | 0 | 0 | 0 | 0 | 0
STWD | 0 | 0 | 0 | 0 | 0 | 0
WT | 0 | 0 | 0 | 0 | 0 | 0
IGCC | 0 | 0 | 0 | 0 | 0 | 0
DemandResponse | 0 | 0 | 0 | 0 | 0 | 0
IGCC-CCS | 0 | 0 | 0 | 0 | 0 | 0
WT_off | 0 | 0 | 0 | 0 | 0 | 0
PseudoUnit | 0 | 0 | 0 | 0 | 0 | 0
FixedInterchange | 0 | 0 | 0 | 0 | 0 | 0
Retrofit VOM Costs by Reporting Type: NYISO_A-F
ReportingType | 2015 | 2020 | 2025 | 2030 | 2035 | 2040
BM | 0 | 0 | 0 | 0 | 0 | 0
CC | 0 | 0 | 0 | 0 | 0 | 0
CSP | 0 | 0 | 0 | 0 | 0 | 0
CT | 0 | 0 | 0 | 0 | 0 | 0
Coal | 0 | 0 | 0 | 0 | 0 | 0
Geo | 0 | 0 | 0 | 0 | 0 | 0
H | 0 | 0 | 0 | 0 | 0 | 0
LFG | 0 | 0 | 0 | 0 | 0 | 0
Nuc | 0 | 0 | 0 | 0 | 0 | 0
PS | 0 | 0 | 0 | 0 | 0 | 0
PV | 0 | 0 | 0 | 0 | 0 | 0
PeakG | 0 | 0 | 0 | 0 | 0 | 0
PeakO | 0 | 0 | 0 | 0 | 0 | 0
ST | 0 | 0 | 0 | 0 | 0 | 0
STOG | 0 | 0 | 0 | 0 | 0 | 0
STWD | 0 | 0 | 0 | 0 | 0 | 0
WT | 0 | 0 | 0 | 0 | 0 | 0
IGCC | 0 | 0 | 0 | 0 | 0 | 0
DemandResponse | 0 | 0 | 0 | 0 | 0 | 0
IGCC-CCS | 0 | 0 | 0 | 0 | 0 | 0
WT_off | 0 | 0 | 0 | 0 | 0 | 0
PseudoUnit | 0 | 0 | 0 | 0 | 0 | 0
FixedInterchange | 0 | 0 | 0 | 0 | 0 | 0
Retrofit VOM Costs by Reporting Type: NYISO_G-I
ReportingType | 2015 | 2020 | 2025 | 2030 | 2035 | 2040
BM | 0 | 0 | 0 | 0 | 0 | 0
CC | 0 | 0 | 0 | 0 | 0 | 0
CSP | 0 | 0 | 0 | 0 | 0 | 0
CT | 0 | 0 | 0 | 0 | 0 | 0
Coal | 0 | 0 | 0 | 0 | 0 | 0
Geo | 0 | 0 | 0 | 0 | 0 | 0
H | 0 | 0 | 0 | 0 | 0 | 0
LFG | 0 | 0 | 0 | 0 | 0 | 0
Nuc | 0 | 0 | 0 | 0 | 0 | 0
PS | 0 | 0 | 0 | 0 | 0 | 0
PV | 0 | 0 | 0 | 0 | 0 | 0
PeakG | 0 | 0 | 0 | 0 | 0 | 0
PeakO | 0 | 0 | 0 | 0 | 0 | 0
ST | 0 | 0 | 0 | 0 | 0 | 0
STOG | 0 | 0 | 0 | 0 | 0 | 0
STWD | 0 | 0 | 0 | 0 | 0 | 0
WT | 0 | 0 | 0 | 0 | 0 | 0
IGCC | 0 | 0 | 0 | 0 | 0 | 0
DemandResponse | 0 | 0 | 0 | 0 | 0 | 0
IGCC-CCS | 0 | 0 | 0 | 0 | 0 | 0
WT_off | 0 | 0 | 0 | 0 | 0 | 0
PseudoUnit | 0 | 0 | 0 | 0 | 0 | 0
FixedInterchange | 0 | 0 | 0 | 0 | 0 | 0
Retrofit VOM Costs by Reporting Type: NYISO_J-K
ReportingType | 2015 | 2020 | 2025 | 2030 | 2035 | 2040
BM | 0 | 0 | 0 | 0 | 0 | 0
CC | 0 | 0 | 0 | 0 | 0 | 0
CSP | 0 | 0 | 0 | 0 | 0 | 0
CT | 0 | 0 | 0 | 0 | 0 | 0
Coal | 0 | 0 | 0 | 0 | 0 | 0
Geo | 0 | 0 | 0 | 0 | 0 | 0
H | 0 | 0 | 0 | 0 | 0 | 0
LFG | 0 | 0 | 0 | 0 | 0 | 0
Nuc | 0 | 0 | 0 | 0 | 0 | 0
PS | 0 | 0 | 0 | 0 | 0 | 0
PV | 0 | 0 | 0 | 0 | 0 | 0
PeakG | 0 | 0 | 0 | 0 | 0 | 0
PeakO | 0 | 0 | 0 | 0 | 0 | 0
ST | 0 | 0 | 0 | 0 | 0 | 0
STOG | 0 | 0 | 0 | 0 | 0 | 0
STWD | 0 | 0 | 0 | 0 | 0 | 0
WT | 0 | 0 | 0 | 0 | 0 | 0
IGCC | 0 | 0 | 0 | 0 | 0 | 0
DemandResponse | 0 | 0 | 0 | 0 | 0 | 0
IGCC-CCS | 0 | 0 | 0 | 0 | 0 | 0
WT_off | 0 | 0 | 0 | 0 | 0 | 0
PseudoUnit | 0 | 0 | 0 | 0 | 0 | 0
FixedInterchange | 0 | 0 | 0 | 0 | 0 | 0
Retrofit VOM Costs by Reporting Type: PJM_E
ReportingType | 2015 | 2020 | 2025 | 2030 | 2035 | 2040
BM | 0 | 0 | 0 | 0 | 0 | 0
CC | 0 | 0 | 0 | 0 | 0 | 0
CSP | 0 | 0 | 0 | 0 | 0 | 0
CT | 0 | 0 | 0 | 0 | 0 | 0
Coal | 1.73 | 0 | 0 | 0 | 0 | 0
Geo | 0 | 0 | 0 | 0 | 0 | 0
H | 0 | 0 | 0 | 0 | 0 | 0
LFG | 0 | 0 | 0 | 0 | 0 | 0
Nuc | 0 | 0 | 0 | 0 | 0 | 0
PS | 0 | 0 | 0 | 0 | 0 | 0
PV | 0 | 0 | 0 | 0 | 0 | 0
PeakG | 0 | 0 | 0 | 0 | 0 | 0
PeakO | 0 | 0 | 0 | 0 | 0 | 0
ST | 0 | 0 | 0 | 0 | 0 | 0
STOG | 0 | 0 | 0 | 0 | 0 | 0
STWD | 0 | 0 | 0 | 0 | 0 | 0
WT | 0 | 0 | 0 | 0 | 0 | 0
IGCC | 0 | 0 | 0 | 0 | 0 | 0
DemandResponse | 0 | 0 | 0 | 0 | 0 | 0
IGCC-CCS | 0 | 0 | 0 | 0 | 0 | 0
WT_off | 0 | 0 | 0 | 0 | 0 | 0
PseudoUnit | 0 | 0 | 0 | 0 | 0 | 0
FixedInterchange | 0 | 0 | 0 | 0 | 0 | 0
Retrofit VOM Costs by Reporting Type: PJM_ROM
ReportingType | 2015 | 2020 | 2025 | 2030 | 2035 | 2040
BM | 0 | 0 | 0 | 0 | 0 | 0
CC | 0 | 0 | 0 | 0 | 0 | 0
CSP | 0 | 0 | 0 | 0 | 0 | 0
CT | 0 | 0 | 0 | 0 | 0 | 0
Coal | 17.98 | 12 | 0 | 0 | 0 | 0
Geo | 0 | 0 | 0 | 0 | 0 | 0
H | 0 | 0 | 0 | 0 | 0 | 0
LFG | 0 | 0 | 0 | 0 | 0 | 0
Nuc | 0 | 0 | 0 | 0 | 0 | 0
PS | 0 | 0 | 0 | 0 | 0 | 0
PV | 0 | 0 | 0 | 0 | 0 | 0
PeakG | 0 | 0 | 0 | 0 | 0 | 0
PeakO | 0 | 0 | 0 | 0 | 0 | 0
ST | 0 | 0 | 0 | 0 | 0 | 0
STOG | 0 | 0 | 0 | 0 | 0 | 0
STWD | 0 | 0 | 0 | 0 | 0 | 0
WT | 0 | 0 | 0 | 0 | 0 | 0
IGCC | 0 | 0 | 0 | 0 | 0 | 0
DemandResponse | 0 | 0 | 0 | 0 | 0 | 0
IGCC-CCS | 0 | 0 | 0 | 0 | 0 | 0
WT_off | 0 | 0 | 0 | 0 | 0 | 0
PseudoUnit | 0 | 0 | 0 | 0 | 0 | 0
FixedInterchange | 0 | 0 | 0 | 0 | 0 | 0
Retrofit VOM Costs by Reporting Type: PJM_ROR
ReportingType | 2015 | 2020 | 2025 | 2030 | 2035 | 2040
BM | 0 | 0 | 0 | 0 | 0 | 0
CC | 0 | 0 | 0 | 0 | 0 | 0
CSP | 0 | 0 | 0 | 0 | 0 | 0
CT | 0 | 0 | 0 | 0 | 0 | 0
Coal | 358.7 | 197.77 | 0 | 0 | 0 | 0
Geo | 0 | 0 | 0 | 0 | 0 | 0
H | 0 | 0 | 0 | 0 | 0 | 0
LFG | 0 | 0 | 0 | 0 | 0 | 0
Nuc | 0 | 0 | 0 | 0 | 0 | 0
PS | 0 | 0 | 0 | 0 | 0 | 0
PV | 0 | 0 | 0 | 0 | 0 | 0
PeakG | 0 | 0 | 0 | 0 | 0 | 0
PeakO | 0 | 0 | 0 | 0 | 0 | 0
ST | 0 | 0 | 0 | 0 | 0 | 0
STOG | 0 | 0 | 0 | 0 | 0 | 0
STWD | 0 | 0 | 0 | 0 | 0 | 0
WT | 0 | 0 | 0 | 0 | 0 | 0
IGCC | 0 | 0 | 0 | 0 | 0 | 0
DemandResponse | 0 | 0 | 0 | 0 | 0 | 0
IGCC-CCS | 0 | 0 | 0 | 0 | 0 | 0
WT_off | 0 | 0 | 0 | 0 | 0 | 0
PseudoUnit | 0 | 0 | 0 | 0 | 0 | 0
FixedInterchange | 0 | 0 | 0 | 0 | 0 | 0
Retrofit VOM Costs by Reporting Type: SOCO
ReportingType | 2015 | 2020 | 2025 | 2030 | 2035 | 2040
BM | 0 | 0 | 0 | 0 | 0 | 0
CC | 0 | 0 | 0 | 0 | 0 | 0
CSP | 0 | 0 | 0 | 0 | 0 | 0
CT | 0 | 0 | 0 | 0 | 0 | 0
Coal | 66.71 | 0 | 0 | 0 | 0 | 0
Geo | 0 | 0 | 0 | 0 | 0 | 0
H | 0 | 0 | 0 | 0 | 0 | 0
LFG | 0 | 0 | 0 | 0 | 0 | 0
Nuc | 0 | 0 | 0 | 0 | 0 | 0
PS | 0 | 0 | 0 | 0 | 0 | 0
PV | 0 | 0 | 0 | 0 | 0 | 0
PeakG | 0 | 0 | 0 | 0 | 0 | 0
PeakO | 0 | 0 | 0 | 0 | 0 | 0
ST | 0 | 0 | 0 | 0 | 0 | 0
STOG | 0 | 0 | 0 | 0 | 0 | 0
STWD | 0 | 0 | 0 | 0 | 0 | 0
WT | 0 | 0 | 0 | 0 | 0 | 0
IGCC | 0 | 0 | 0 | 0 | 0 | 0
DemandResponse | 0 | 0 | 0 | 0 | 0 | 0
IGCC-CCS | 0 | 0 | 0 | 0 | 0 | 0
WT_off | 0 | 0 | 0 | 0 | 0 | 0
PseudoUnit | 0 | 0 | 0 | 0 | 0 | 0
FixedInterchange | 0 | 0 | 0 | 0 | 0 | 0
Retrofit VOM Costs by Reporting Type: SPP_N
ReportingType | 2015 | 2020 | 2025 | 2030 | 2035 | 2040
BM | 0 | 0 | 0 | 0 | 0 | 0
CC | 0 | 0 | 0 | 0 | 0 | 0
CSP | 0 | 0 | 0 | 0 | 0 | 0
CT | 0 | 0 | 0 | 0 | 0 | 0
Coal | 173.17 | 37.08 | 0 | 0 | 0 | 0
Geo | 0 | 0 | 0 | 0 | 0 | 0
H | 0 | 0 | 0 | 0 | 0 | 0
LFG | 0 | 0 | 0 | 0 | 0 | 0
Nuc | 0 | 0 | 0 | 0 | 0 | 0
PS | 0 | 0 | 0 | 0 | 0 | 0
PV | 0 | 0 | 0 | 0 | 0 | 0
PeakG | 0 | 0 | 0 | 0 | 0 | 0
PeakO | 0 | 0 | 0 | 0 | 0 | 0
ST | 0 | 0 | 0 | 0 | 0 | 0
STOG | 0 | 0 | 0 | 0 | 0 | 0
STWD | 0 | 0 | 0 | 0 | 0 | 0
WT | 0 | 0 | 0 | 0 | 0 | 0
IGCC | 0 | 0 | 0 | 0 | 0 | 0
DemandResponse | 0 | 0 | 0 | 0 | 0 | 0
IGCC-CCS | 0 | 0 | 0 | 0 | 0 | 0
WT_off | 0 | 0 | 0 | 0 | 0 | 0
PseudoUnit | 0 | 0 | 0 | 0 | 0 | 0
FixedInterchange | 0 | 0 | 0 | 0 | 0 | 0
Retrofit VOM Costs by Reporting Type: SPP_S
ReportingType | 2015 | 2020 | 2025 | 2030 | 2035 | 2040
BM | 0 | 0 | 0 | 0 | 0 | 0
CC | 0 | 0 | 0 | 0 | 0 | 0
CSP | 0 | 0 | 0 | 0 | 0 | 0
CT | 0 | 0 | 0 | 0 | 0 | 0
Coal | 52.45 | 24.04 | 0 | 0 | 0 | 0
Geo | 0 | 0 | 0 | 0 | 0 | 0
H | 0 | 0 | 0 | 0 | 0 | 0
LFG | 0 | 0 | 0 | 0 | 0 | 0
Nuc | 0 | 0 | 0 | 0 | 0 | 0
PS | 0 | 0 | 0 | 0 | 0 | 0
PV | 0 | 0 | 0 | 0 | 0 | 0
PeakG | 0 | 0 | 0 | 0 | 0 | 0
PeakO | 0 | 0 | 0 | 0 | 0 | 0
ST | 0 | 0 | 0 | 0 | 0 | 0
STOG | 0 | 0 | 0 | 0 | 0 | 0
STWD | 0 | 0 | 0 | 0 | 0 | 0
WT | 0 | 0 | 0 | 0 | 0 | 0
IGCC | 0 | 0 | 0 | 0 | 0 | 0
DemandResponse | 0 | 0 | 0 | 0 | 0 | 0
IGCC-CCS | 0 | 0 | 0 | 0 | 0 | 0
WT_off | 0 | 0 | 0 | 0 | 0 | 0
PseudoUnit | 0 | 0 | 0 | 0 | 0 | 0
FixedInterchange | 0 | 0 | 0 | 0 | 0 | 0
Retrofit VOM Costs by Reporting Type: TVA
ReportingType | 2015 | 2020 | 2025 | 2030 | 2035 | 2040
BM | 0 | 0 | 0 | 0 | 0 | 0
CC | 0 | 0 | 0 | 0 | 0 | 0
CSP | 0 | 0 | 0 | 0 | 0 | 0
CT | 0 | 0 | 0 | 0 | 0 | 0
Coal | 168.09 | 44.04 | 0 | 0 | 0 | 0
Geo | 0 | 0 | 0 | 0 | 0 | 0
H | 0 | 0 | 0 | 0 | 0 | 0
LFG | 0 | 0 | 0 | 0 | 0 | 0
Nuc | 0 | 0 | 0 | 0 | 0 | 0
PS | 0 | 0 | 0 | 0 | 0 | 0
PV | 0 | 0 | 0 | 0 | 0 | 0
PeakG | 0 | 0 | 0 | 0 | 0 | 0
PeakO | 0 | 0 | 0 | 0 | 0 | 0
ST | 0 | 0 | 0 | 0 | 0 | 0
STOG | 0 | 0 | 0 | 0 | 0 | 0
STWD | 0 | 0 | 0 | 0 | 0 | 0
WT | 0 | 0 | 0 | 0 | 0 | 0
IGCC | 0 | 0 | 0 | 0 | 0 | 0
DemandResponse | 0 | 0 | 0 | 0 | 0 | 0
IGCC-CCS | 0 | 0 | 0 | 0 | 0 | 0
WT_off | 0 | 0 | 0 | 0 | 0 | 0
PseudoUnit | 0 | 0 | 0 | 0 | 0 | 0
FixedInterchange | 0 | 0 | 0 | 0 | 0 | 0
Retrofit VOM Costs by Reporting Type: TVA_Transmission
ReportingType | 2015 | 2020 | 2025 | 2030 | 2035 | 2040
BM | 0 | 0 | 0 | 0 | 0 | 0
CC | 0 | 0 | 0 | 0 | 0 | 0
CSP | 0 | 0 | 0 | 0 | 0 | 0
CT | 0 | 0 | 0 | 0 | 0 | 0
Coal | 0 | 0 | 0 | 0 | 0 | 0
Geo | 0 | 0 | 0 | 0 | 0 | 0
H | 0 | 0 | 0 | 0 | 0 | 0
LFG | 0 | 0 | 0 | 0 | 0 | 0
Nuc | 0 | 0 | 0 | 0 | 0 | 0
PS | 0 | 0 | 0 | 0 | 0 | 0
PV | 0 | 0 | 0 | 0 | 0 | 0
PeakG | 0 | 0 | 0 | 0 | 0 | 0
PeakO | 0 | 0 | 0 | 0 | 0 | 0
ST | 0 | 0 | 0 | 0 | 0 | 0
STOG | 0 | 0 | 0 | 0 | 0 | 0
STWD | 0 | 0 | 0 | 0 | 0 | 0
WT | 0 | 0 | 0 | 0 | 0 | 0
IGCC | 0 | 0 | 0 | 0 | 0 | 0
DemandResponse | 0 | 0 | 0 | 0 | 0 | 0
IGCC-CCS | 0 | 0 | 0 | 0 | 0 | 0
WT_off | 0 | 0 | 0 | 0 | 0 | 0
PseudoUnit | 0 | 0 | 0 | 0 | 0 | 0
FixedInterchange | 0 | 0 | 0 | 0 | 0 | 0
Retrofit VOM Costs by Reporting Type: VACAR
ReportingType | 2015 | 2020 | 2025 | 2030 | 2035 | 2040
BM | 0 | 0 | 0 | 0 | 0 | 0
CC | 0 | 0 | 0 | 0 | 0 | 0
CSP | 0 | 0 | 0 | 0 | 0 | 0
CT | 0 | 0 | 0 | 0 | 0 | 0
Coal | 121.17 | 26.96 | 0 | 0 | 0 | 0
Geo | 0 | 0 | 0 | 0 | 0 | 0
H | 0 | 0 | 0 | 0 | 0 | 0
LFG | 0 | 0 | 0 | 0 | 0 | 0
Nuc | 0 | 0 | 0 | 0 | 0 | 0
PS | 0 | 0 | 0 | 0 | 0 | 0
PV | 0 | 0 | 0 | 0 | 0 | 0
PeakG | 0 | 0 | 0 | 0 | 0 | 0
PeakO | 0 | 0 | 0 | 0 | 0 | 0
ST | 0 | 0 | 0 | 0 | 0 | 0
STOG | 0 | 0 | 0 | 0 | 0 | 0
STWD | 0 | 0 | 0 | 0 | 0 | 0
WT | 0 | 0 | 0 | 0 | 0 | 0
IGCC | 0 | 0 | 0 | 0 | 0 | 0
DemandResponse | 0 | 0 | 0 | 0 | 0 | 0
IGCC-CCS | 0 | 0 | 0 | 0 | 0 | 0
WT_off | 0 | 0 | 0 | 0 | 0 | 0
PseudoUnit | 0 | 0 | 0 | 0 | 0 | 0
FixedInterchange | 0 | 0 | 0 | 0 | 0 | 0
Retrofit VOM Costs by Reporting Type: IESO
ReportingType | 2015 | 2020 | 2025 | 2030 | 2035 | 2040
BM | 0 | 0 | 0 | 0 | 0 | 0
CC | 0 | 0 | 0 | 0 | 0 | 0
CSP | 0 | 0 | 0 | 0 | 0 | 0
CT | 0 | 0 | 0 | 0 | 0 | 0
Coal | 0 | 0 | 0 | 0 | 0 | 0
Geo | 0 | 0 | 0 | 0 | 0 | 0
H | 0 | 0 | 0 | 0 | 0 | 0
LFG | 0 | 0 | 0 | 0 | 0 | 0
Nuc | 0 | 0 | 0 | 0 | 0 | 0
PS | 0 | 0 | 0 | 0 | 0 | 0
PV | 0 | 0 | 0 | 0 | 0 | 0
PeakG | 0 | 0 | 0 | 0 | 0 | 0
PeakO | 0 | 0 | 0 | 0 | 0 | 0
ST | 0 | 0 | 0 | 0 | 0 | 0
STOG | 0 | 0 | 0 | 0 | 0 | 0
STWD | 0 | 0 | 0 | 0 | 0 | 0
WT | 0 | 0 | 0 | 0 | 0 | 0
IGCC | 0 | 0 | 0 | 0 | 0 | 0
DemandResponse | 0 | 0 | 0 | 0 | 0 | 0
IGCC-CCS | 0 | 0 | 0 | 0 | 0 | 0
WT_off | 0 | 0 | 0 | 0 | 0 | 0
PseudoUnit | 0 | 0 | 0 | 0 | 0 | 0
FixedInterchange | 0 | 0 | 0 | 0 | 0 | 0
Retrofit VOM Costs by Reporting Type: MAPP_CA
ReportingType | 2015 | 2020 | 2025 | 2030 | 2035 | 2040
BM | 0 | 0 | 0 | 0 | 0 | 0
CC | 0 | 0 | 0 | 0 | 0 | 0
CSP | 0 | 0 | 0 | 0 | 0 | 0
CT | 0 | 0 | 0 | 0 | 0 | 0
Coal | 0 | 0 | 0 | 0 | 0 | 0
Geo | 0 | 0 | 0 | 0 | 0 | 0
H | 0 | 0 | 0 | 0 | 0 | 0
LFG | 0 | 0 | 0 | 0 | 0 | 0
Nuc | 0 | 0 | 0 | 0 | 0 | 0
PS | 0 | 0 | 0 | 0 | 0 | 0
PV | 0 | 0 | 0 | 0 | 0 | 0
PeakG | 0 | 0 | 0 | 0 | 0 | 0
PeakO | 0 | 0 | 0 | 0 | 0 | 0
ST | 0 | 0 | 0 | 0 | 0 | 0
STOG | 0 | 0 | 0 | 0 | 0 | 0
STWD | 0 | 0 | 0 | 0 | 0 | 0
WT | 0 | 0 | 0 | 0 | 0 | 0
IGCC | 0 | 0 | 0 | 0 | 0 | 0
DemandResponse | 0 | 0 | 0 | 0 | 0 | 0
IGCC-CCS | 0 | 0 | 0 | 0 | 0 | 0
WT_off | 0 | 0 | 0 | 0 | 0 | 0
PseudoUnit | 0 | 0 | 0 | 0 | 0 | 0
FixedInterchange | 0 | 0 | 0 | 0 | 0 | 0
Retrofit VOM Costs by Reporting Type: AZ_NM_SNV_Coal
ReportingType | 2015 | 2020 | 2025 | 2030 | 2035 | 2040
BM | 0 | 0 | 0 | 0 | 0 | 0
CC | 0 | 0 | 0 | 0 | 0 | 0
CSP | 0 | 0 | 0 | 0 | 0 | 0
CT | 0 | 0 | 0 | 0 | 0 | 0
Coal | 271.41 | 153.76 | 0 | 0 | 0 | 0
Geo | 0 | 0 | 0 | 0 | 0 | 0
H | 0 | 0 | 0 | 0 | 0 | 0
LFG | 0 | 0 | 0 | 0 | 0 | 0
Nuc | 0 | 0 | 0 | 0 | 0 | 0
PS | 0 | 0 | 0 | 0 | 0 | 0
PV | 0 | 0 | 0 | 0 | 0 | 0
PeakG | 0 | 0 | 0 | 0 | 0 | 0
PeakO | 0 | 0 | 0 | 0 | 0 | 0
ST | 0 | 0 | 0 | 0 | 0 | 0
STOG | 0 | 0 | 0 | 0 | 0 | 0
STWD | 0 | 0 | 0 | 0 | 0 | 0
WT | 0 | 0 | 0 | 0 | 0 | 0
IGCC | 0 | 0 | 0 | 0 | 0 | 0
DemandResponse | 0 | 0 | 0 | 0 | 0 | 0
IGCC-CCS | 0 | 0 | 0 | 0 | 0 | 0
WT_off | 0 | 0 | 0 | 0 | 0 | 0
PseudoUnit | 0 | 0 | 0 | 0 | 0 | 0
FixedInterchange | 0 | 0 | 0 | 0 | 0 | 0
Retrofit VOM Costs by Reporting Type: AZ_NM_SNV_Gas
ReportingType | 2015 | 2020 | 2025 | 2030 | 2035 | 2040
BM | 0 | 0 | 0 | 0 | 0 | 0
CC | 0 | 0 | 0 | 0 | 0 | 0
CSP | 0 | 0 | 0 | 0 | 0 | 0
CT | 0 | 0 | 0 | 0 | 0 | 0
Coal | 0 | 0 | 0 | 0 | 0 | 0
Geo | 0 | 0 | 0 | 0 | 0 | 0
H | 0 | 0 | 0 | 0 | 0 | 0
LFG | 0 | 0 | 0 | 0 | 0 | 0
Nuc | 0 | 0 | 0 | 0 | 0 | 0
PS | 0 | 0 | 0 | 0 | 0 | 0
PV | 0 | 0 | 0 | 0 | 0 | 0
PeakG | 0 | 0 | 0 | 0 | 0 | 0
PeakO | 0 | 0 | 0 | 0 | 0 | 0
ST | 0 | 0 | 0 | 0 | 0 | 0
STOG | 0 | 0 | 0 | 0 | 0 | 0
STWD | 0 | 0 | 0 | 0 | 0 | 0
WT | 0 | 0 | 0 | 0 | 0 | 0
IGCC | 0 | 0 | 0 | 0 | 0 | 0
DemandResponse | 0 | 0 | 0 | 0 | 0 | 0
IGCC-CCS | 0 | 0 | 0 | 0 | 0 | 0
WT_off | 0 | 0 | 0 | 0 | 0 | 0
PseudoUnit | 0 | 0 | 0 | 0 | 0 | 0
FixedInterchange | 0 | 0 | 0 | 0 | 0 | 0
Retrofit VOM Costs by Reporting Type: AZ_NM_SNV_NucRenew
ReportingType | 2015 | 2020 | 2025 | 2030 | 2035 | 2040
BM | 0 | 0 | 0 | 0 | 0 | 0
CC | 0 | 0 | 0 | 0 | 0 | 0
CSP | 0 | 0 | 0 | 0 | 0 | 0
CT | 0 | 0 | 0 | 0 | 0 | 0
Coal | 0 | 0 | 0 | 0 | 0 | 0
Geo | 0 | 0 | 0 | 0 | 0 | 0
H | 0 | 0 | 0 | 0 | 0 | 0
LFG | 0 | 0 | 0 | 0 | 0 | 0
Nuc | 0 | 0 | 0 | 0 | 0 | 0
PS | 0 | 0 | 0 | 0 | 0 | 0
PV | 0 | 0 | 0 | 0 | 0 | 0
PeakG | 0 | 0 | 0 | 0 | 0 | 0
PeakO | 0 | 0 | 0 | 0 | 0 | 0
ST | 0 | 0 | 0 | 0 | 0 | 0
STOG | 0 | 0 | 0 | 0 | 0 | 0
STWD | 0 | 0 | 0 | 0 | 0 | 0
WT | 0 | 0 | 0 | 0 | 0 | 0
IGCC | 0 | 0 | 0 | 0 | 0 | 0
DemandResponse | 0 | 0 | 0 | 0 | 0 | 0
IGCC-CCS | 0 | 0 | 0 | 0 | 0 | 0
WT_off | 0 | 0 | 0 | 0 | 0 | 0
PseudoUnit | 0 | 0 | 0 | 0 | 0 | 0
FixedInterchange | 0 | 0 | 0 | 0 | 0 | 0
Retrofit VOM Costs by Reporting Type: ERCOT
ReportingType | 2015 | 2020 | 2025 | 2030 | 2035 | 2040
BM | 0 | 0 | 0 | 0 | 0 | 0
CC | 0 | 0 | 0 | 0 | 0 | 0
CSP | 0 | 0 | 0 | 0 | 0 | 0
CT | 0 | 0 | 0 | 0 | 0 | 0
Coal | 100.3 | 58.94 | 0 | 0 | 0 | 0
Geo | 0 | 0 | 0 | 0 | 0 | 0
H | 0 | 0 | 0 | 0 | 0 | 0
LFG | 0 | 0 | 0 | 0 | 0 | 0
Nuc | 0 | 0 | 0 | 0 | 0 | 0
PS | 0 | 0 | 0 | 0 | 0 | 0
PV | 0 | 0 | 0 | 0 | 0 | 0
PeakG | 0 | 0 | 0 | 0 | 0 | 0
PeakO | 0 | 0 | 0 | 0 | 0 | 0
ST | 0 | 0 | 0 | 0 | 0 | 0
STOG | 0 | 0 | 0 | 0 | 0 | 0
STWD | 0 | 0 | 0 | 0 | 0 | 0
WT | 0 | 0 | 0 | 0 | 0 | 0
IGCC | 0 | 0 | 0 | 0 | 0 | 0
DemandResponse | 0 | 0 | 0 | 0 | 0 | 0
IGCC-CCS | 0 | 0 | 0 | 0 | 0 | 0
WT_off | 0 | 0 | 0 | 0 | 0 | 0
PseudoUnit | 0 | 0 | 0 | 0 | 0 | 0
FixedInterchange | 0 | 0 | 0 | 0 | 0 | 0
Retrofit VOM Costs by Reporting Type: NP15
ReportingType | 2015 | 2020 | 2025 | 2030 | 2035 | 2040
BM | 0 | 0 | 0 | 0 | 0 | 0
CC | 0 | 0 | 0 | 0 | 0 | 0
CSP | 0 | 0 | 0 | 0 | 0 | 0
CT | 0 | 0 | 0 | 0 | 0 | 0
Coal | 1.46 | 0 | 0 | 0 | 0 | 0
Geo | 0 | 0 | 0 | 0 | 0 | 0
H | 0 | 0 | 0 | 0 | 0 | 0
LFG | 0 | 0 | 0 | 0 | 0 | 0
Nuc | 0 | 0 | 0 | 0 | 0 | 0
PS | 0 | 0 | 0 | 0 | 0 | 0
PV | 0 | 0 | 0 | 0 | 0 | 0
PeakG | 0 | 0 | 0 | 0 | 0 | 0
PeakO | 0 | 0 | 0 | 0 | 0 | 0
ST | 0 | 0 | 0 | 0 | 0 | 0
STOG | 0 | 0 | 0 | 0 | 0 | 0
STWD | 0 | 0 | 0 | 0 | 0 | 0
WT | 0 | 0 | 0 | 0 | 0 | 0
IGCC | 0 | 0 | 0 | 0 | 0 | 0
DemandResponse | 0 | 0 | 0 | 0 | 0 | 0
IGCC-CCS | 0 | 0 | 0 | 0 | 0 | 0
WT_off | 0 | 0 | 0 | 0 | 0 | 0
PseudoUnit | 0 | 0 | 0 | 0 | 0 | 0
FixedInterchange | 0 | 0 | 0 | 0 | 0 | 0
Retrofit VOM Costs by Reporting Type: NWPP_Coal
ReportingType | 2015 | 2020 | 2025 | 2030 | 2035 | 2040
BM | 0 | 0 | 0 | 0 | 0 | 0
CC | 0 | 0 | 0 | 0 | 0 | 0
CSP | 0 | 0 | 0 | 0 | 0 | 0
CT | 0 | 0 | 0 | 0 | 0 | 0
Coal | 176.99 | 170.6 | 13.34 | 13.34 | 13.34 | 13.34
Geo | 0 | 0 | 0 | 0 | 0 | 0
H | 0 | 0 | 0 | 0 | 0 | 0
LFG | 0 | 0 | 0 | 0 | 0 | 0
Nuc | 0 | 0 | 0 | 0 | 0 | 0
PS | 0 | 0 | 0 | 0 | 0 | 0
PV | 0 | 0 | 0 | 0 | 0 | 0
PeakG | 0 | 0 | 0 | 0 | 0 | 0
PeakO | 0 | 0 | 0 | 0 | 0 | 0
ST | 0 | 0 | 0 | 0 | 0 | 0
STOG | 0 | 0 | 0 | 0 | 0 | 0
STWD | 0 | 0 | 0 | 0 | 0 | 0
WT | 0 | 0 | 0 | 0 | 0 | 0
IGCC | 0 | 0 | 0 | 0 | 0 | 0
DemandResponse | 0 | 0 | 0 | 0 | 0 | 0
IGCC-CCS | 0 | 0 | 0 | 0 | 0 | 0
WT_off | 0 | 0 | 0 | 0 | 0 | 0
PseudoUnit | 0 | 0 | 0 | 0 | 0 | 0
FixedInterchange | 0 | 0 | 0 | 0 | 0 | 0
Retrofit VOM Costs by Reporting Type: NWPP_Gas
ReportingType | 2015 | 2020 | 2025 | 2030 | 2035 | 2040
BM | 0 | 0 | 0 | 0 | 0 | 0
CC | 0 | 0 | 0 | 0 | 0 | 0
CSP | 0 | 0 | 0 | 0 | 0 | 0
CT | 0 | 0 | 0 | 0 | 0 | 0
Coal | 0 | 0 | 0 | 0 | 0 | 0
Geo | 0 | 0 | 0 | 0 | 0 | 0
H | 0 | 0 | 0 | 0 | 0 | 0
LFG | 0 | 0 | 0 | 0 | 0 | 0
Nuc | 0 | 0 | 0 | 0 | 0 | 0
PS | 0 | 0 | 0 | 0 | 0 | 0
PV | 0 | 0 | 0 | 0 | 0 | 0
PeakG | 0 | 0 | 0 | 0 | 0 | 0
PeakO | 0 | 0 | 0 | 0 | 0 | 0
ST | 0 | 0 | 0 | 0 | 0 | 0
STOG | 0 | 0 | 0 | 0 | 0 | 0
STWD | 0 | 0 | 0 | 0 | 0 | 0
WT | 0 | 0 | 0 | 0 | 0 | 0
IGCC | 0 | 0 | 0 | 0 | 0 | 0
DemandResponse | 0 | 0 | 0 | 0 | 0 | 0
IGCC-CCS | 0 | 0 | 0 | 0 | 0 | 0
WT_off | 0 | 0 | 0 | 0 | 0 | 0
PseudoUnit | 0 | 0 | 0 | 0 | 0 | 0
FixedInterchange | 0 | 0 | 0 | 0 | 0 | 0
Retrofit VOM Costs by Reporting Type: NWPP_NucRenew
ReportingType | 2015 | 2020 | 2025 | 2030 | 2035 | 2040
BM | 0 | 0 | 0 | 0 | 0 | 0
CC | 0 | 0 | 0 | 0 | 0 | 0
CSP | 0 | 0 | 0 | 0 | 0 | 0
CT | 0 | 0 | 0 | 0 | 0 | 0
Coal | 0 | 0 | 0 | 0 | 0 | 0
Geo | 0 | 0 | 0 | 0 | 0 | 0
H | 0 | 0 | 0 | 0 | 0 | 0
LFG | 0 | 0 | 0 | 0 | 0 | 0
Nuc | 0 | 0 | 0 | 0 | 0 | 0
PS | 0 | 0 | 0 | 0 | 0 | 0
PV | 0 | 0 | 0 | 0 | 0 | 0
PeakG | 0 | 0 | 0 | 0 | 0 | 0
PeakO | 0 | 0 | 0 | 0 | 0 | 0
ST | 0 | 0 | 0 | 0 | 0 | 0
STOG | 0 | 0 | 0 | 0 | 0 | 0
STWD | 0 | 0 | 0 | 0 | 0 | 0
WT | 0 | 0 | 0 | 0 | 0 | 0
IGCC | 0 | 0 | 0 | 0 | 0 | 0
DemandResponse | 0 | 0 | 0 | 0 | 0 | 0
IGCC-CCS | 0 | 0 | 0 | 0 | 0 | 0
WT_off | 0 | 0 | 0 | 0 | 0 | 0
PseudoUnit | 0 | 0 | 0 | 0 | 0 | 0
FixedInterchange | 0 | 0 | 0 | 0 | 0 | 0
Retrofit VOM Costs by Reporting Type: RMPA
ReportingType | 2015 | 2020 | 2025 | 2030 | 2035 | 2040
BM | 0 | 0 | 0 | 0 | 0 | 0
CC | 0 | 0 | 0 | 0 | 0 | 0
CSP | 0 | 0 | 0 | 0 | 0 | 0
CT | 0 | 0 | 0 | 0 | 0 | 0
Coal | 250.29 | 181.4 | 20.95 | 20.95 | 20.95 | 20.95
Geo | 0 | 0 | 0 | 0 | 0 | 0
H | 0 | 0 | 0 | 0 | 0 | 0
LFG | 0 | 0 | 0 | 0 | 0 | 0
Nuc | 0 | 0 | 0 | 0 | 0 | 0
PS | 0 | 0 | 0 | 0 | 0 | 0
PV | 0 | 0 | 0 | 0 | 0 | 0
PeakG | 0 | 0 | 0 | 0 | 0 | 0
PeakO | 0 | 0 | 0 | 0 | 0 | 0
ST | 0 | 0 | 0 | 0 | 0 | 0
STOG | 0 | 0 | 0 | 0 | 0 | 0
STWD | 0 | 0 | 0 | 0 | 0 | 0
WT | 0 | 0 | 0 | 0 | 0 | 0
IGCC | 0 | 0 | 0 | 0 | 0 | 0
DemandResponse | 0 | 0 | 0 | 0 | 0 | 0
IGCC-CCS | 0 | 0 | 0 | 0 | 0 | 0
WT_off | 0 | 0 | 0 | 0 | 0 | 0
PseudoUnit | 0 | 0 | 0 | 0 | 0 | 0
FixedInterchange | 0 | 0 | 0 | 0 | 0 | 0
Retrofit VOM Costs by Reporting Type: SP15
ReportingType | 2015 | 2020 | 2025 | 2030 | 2035 | 2040
BM | 0 | 0 | 0 | 0 | 0 | 0
CC | 0 | 0 | 0 | 0 | 0 | 0
CSP | 0 | 0 | 0 | 0 | 0 | 0
CT | 0 | 0 | 0 | 0 | 0 | 0
Coal | 5.19 | 5.66 | 0 | 0 | 0 | 0
Geo | 0 | 0 | 0 | 0 | 0 | 0
H | 0 | 0 | 0 | 0 | 0 | 0
LFG | 0 | 0 | 0 | 0 | 0 | 0
Nuc | 0 | 0 | 0 | 0 | 0 | 0
PS | 0 | 0 | 0 | 0 | 0 | 0
PV | 0 | 0 | 0 | 0 | 0 | 0
PeakG | 0 | 0 | 0 | 0 | 0 | 0
PeakO | 0 | 0 | 0 | 0 | 0 | 0
ST | 0 | 0 | 0 | 0 | 0 | 0
STOG | 0 | 0 | 0 | 0 | 0 | 0
STWD | 0 | 0 | 0 | 0 | 0 | 0
WT | 0 | 0 | 0 | 0 | 0 | 0
IGCC | 0 | 0 | 0 | 0 | 0 | 0
DemandResponse | 0 | 0 | 0 | 0 | 0 | 0
IGCC-CCS | 0 | 0 | 0 | 0 | 0 | 0
WT_off | 0 | 0 | 0 | 0 | 0 | 0
PseudoUnit | 0 | 0 | 0 | 0 | 0 | 0
FixedInterchange | 0 | 0 | 0 | 0 | 0 | 0
Retrofit VOM Costs by Reporting Type: ALB
ReportingType | 2015 | 2020 | 2025 | 2030 | 2035 | 2040
BM | 0 | 0 | 0 | 0 | 0 | 0
CC | 0 | 0 | 0 | 0 | 0 | 0
CSP | 0 | 0 | 0 | 0 | 0 | 0
CT | 0 | 0 | 0 | 0 | 0 | 0
Coal | 21.2 | 21.2 | 18.01 | 0 | 0 | 0
Geo | 0 | 0 | 0 | 0 | 0 | 0
H | 0 | 0 | 0 | 0 | 0 | 0
LFG | 0 | 0 | 0 | 0 | 0 | 0
Nuc | 0 | 0 | 0 | 0 | 0 | 0
PS | 0 | 0 | 0 | 0 | 0 | 0
PV | 0 | 0 | 0 | 0 | 0 | 0
PeakG | 0 | 0 | 0 | 0 | 0 | 0
PeakO | 0 | 0 | 0 | 0 | 0 | 0
ST | 0 | 0 | 0 | 0 | 0 | 0
STOG | 0 | 0 | 0 | 0 | 0 | 0
STWD | 0 | 0 | 0 | 0 | 0 | 0
WT | 0 | 0 | 0 | 0 | 0 | 0
IGCC | 0 | 0 | 0 | 0 | 0 | 0
DemandResponse | 0 | 0 | 0 | 0 | 0 | 0
IGCC-CCS | 0 | 0 | 0 | 0 | 0 | 0
WT_off | 0 | 0 | 0 | 0 | 0 | 0
PseudoUnit | 0 | 0 | 0 | 0 | 0 | 0
FixedInterchange | 0 | 0 | 0 | 0 | 0 | 0
Retrofit VOM Costs by Reporting Type: BC
ReportingType | 2015 | 2020 | 2025 | 2030 | 2035 | 2040
BM | 0 | 0 | 0 | 0 | 0 | 0
CC | 0 | 0 | 0 | 0 | 0 | 0
CSP | 0 | 0 | 0 | 0 | 0 | 0
CT | 0 | 0 | 0 | 0 | 0 | 0
Coal | 0 | 0 | 0 | 0 | 0 | 0
Geo | 0 | 0 | 0 | 0 | 0 | 0
H | 0 | 0 | 0 | 0 | 0 | 0
LFG | 0 | 0 | 0 | 0 | 0 | 0
Nuc | 0 | 0 | 0 | 0 | 0 | 0
PS | 0 | 0 | 0 | 0 | 0 | 0
PV | 0 | 0 | 0 | 0 | 0 | 0
PeakG | 0 | 0 | 0 | 0 | 0 | 0
PeakO | 0 | 0 | 0 | 0 | 0 | 0
ST | 0 | 0 | 0 | 0 | 0 | 0
STOG | 0 | 0 | 0 | 0 | 0 | 0
STWD | 0 | 0 | 0 | 0 | 0 | 0
WT | 0 | 0 | 0 | 0 | 0 | 0
IGCC | 0 | 0 | 0 | 0 | 0 | 0
DemandResponse | 0 | 0 | 0 | 0 | 0 | 0
IGCC-CCS | 0 | 0 | 0 | 0 | 0 | 0
WT_off | 0 | 0 | 0 | 0 | 0 | 0
PseudoUnit | 0 | 0 | 0 | 0 | 0 | 0
FixedInterchange | 0 | 0 | 0 | 0 | 0 | 0
Retrofit VOM Costs by Reporting Type: HQ_IESO
ReportingType | 2015 | 2020 | 2025 | 2030 | 2035 | 2040
BM | 0 | 0 | 0 | 0 | 0 | 0
CC | 0 | 0 | 0 | 0 | 0 | 0
CSP | 0 | 0 | 0 | 0 | 0 | 0
CT | 0 | 0 | 0 | 0 | 0 | 0
Coal | 0 | 0 | 0 | 0 | 0 | 0
Geo | 0 | 0 | 0 | 0 | 0 | 0
H | 0 | 0 | 0 | 0 | 0 | 0
LFG | 0 | 0 | 0 | 0 | 0 | 0
Nuc | 0 | 0 | 0 | 0 | 0 | 0
PS | 0 | 0 | 0 | 0 | 0 | 0
PV | 0 | 0 | 0 | 0 | 0 | 0
PeakG | 0 | 0 | 0 | 0 | 0 | 0
PeakO | 0 | 0 | 0 | 0 | 0 | 0
ST | 0 | 0 | 0 | 0 | 0 | 0
STOG | 0 | 0 | 0 | 0 | 0 | 0
STWD | 0 | 0 | 0 | 0 | 0 | 0
WT | 0 | 0 | 0 | 0 | 0 | 0
IGCC | 0 | 0 | 0 | 0 | 0 | 0
DemandResponse | 0 | 0 | 0 | 0 | 0 | 0
IGCC-CCS | 0 | 0 | 0 | 0 | 0 | 0
WT_off | 0 | 0 | 0 | 0 | 0 | 0
PseudoUnit | 0 | 0 | 0 | 0 | 0 | 0
FixedInterchange | 0 | 0 | 0 | 0 | 0 | 0
Retrofit VOM Costs by Reporting Type: HQ_NEISO
ReportingType | 2015 | 2020 | 2025 | 2030 | 2035 | 2040
BM | 0 | 0 | 0 | 0 | 0 | 0
CC | 0 | 0 | 0 | 0 | 0 | 0
CSP | 0 | 0 | 0 | 0 | 0 | 0
CT | 0 | 0 | 0 | 0 | 0 | 0
Coal | 0 | 0 | 0 | 0 | 0 | 0
Geo | 0 | 0 | 0 | 0 | 0 | 0
H | 0 | 0 | 0 | 0 | 0 | 0
LFG | 0 | 0 | 0 | 0 | 0 | 0
Nuc | 0 | 0 | 0 | 0 | 0 | 0
PS | 0 | 0 | 0 | 0 | 0 | 0
PV | 0 | 0 | 0 | 0 | 0 | 0
PeakG | 0 | 0 | 0 | 0 | 0 | 0
PeakO | 0 | 0 | 0 | 0 | 0 | 0
ST | 0 | 0 | 0 | 0 | 0 | 0
STOG | 0 | 0 | 0 | 0 | 0 | 0
STWD | 0 | 0 | 0 | 0 | 0 | 0
WT | 0 | 0 | 0 | 0 | 0 | 0
IGCC | 0 | 0 | 0 | 0 | 0 | 0
DemandResponse | 0 | 0 | 0 | 0 | 0 | 0
IGCC-CCS | 0 | 0 | 0 | 0 | 0 | 0
WT_off | 0 | 0 | 0 | 0 | 0 | 0
PseudoUnit | 0 | 0 | 0 | 0 | 0 | 0
FixedInterchange | 0 | 0 | 0 | 0 | 0 | 0
Retrofit VOM Costs by Reporting Type: HQ_NY
ReportingType | 2015 | 2020 | 2025 | 2030 | 2035 | 2040
BM | 0 | 0 | 0 | 0 | 0 | 0
CC | 0 | 0 | 0 | 0 | 0 | 0
CSP | 0 | 0 | 0 | 0 | 0 | 0
CT | 0 | 0 | 0 | 0 | 0 | 0
Coal | 0 | 0 | 0 | 0 | 0 | 0
Geo | 0 | 0 | 0 | 0 | 0 | 0
H | 0 | 0 | 0 | 0 | 0 | 0
LFG | 0 | 0 | 0 | 0 | 0 | 0
Nuc | 0 | 0 | 0 | 0 | 0 | 0
PS | 0 | 0 | 0 | 0 | 0 | 0
PV | 0 | 0 | 0 | 0 | 0 | 0
PeakG | 0 | 0 | 0 | 0 | 0 | 0
PeakO | 0 | 0 | 0 | 0 | 0 | 0
ST | 0 | 0 | 0 | 0 | 0 | 0
STOG | 0 | 0 | 0 | 0 | 0 | 0
STWD | 0 | 0 | 0 | 0 | 0 | 0
WT | 0 | 0 | 0 | 0 | 0 | 0
IGCC | 0 | 0 | 0 | 0 | 0 | 0
DemandResponse | 0 | 0 | 0 | 0 | 0 | 0
IGCC-CCS | 0 | 0 | 0 | 0 | 0 | 0
WT_off | 0 | 0 | 0 | 0 | 0 | 0
PseudoUnit | 0 | 0 | 0 | 0 | 0 | 0
FixedInterchange | 0 | 0 | 0 | 0 | 0 | 0
Retrofit VOM Costs by Reporting Type: MARITIMES
ReportingType | 2015 | 2020 | 2025 | 2030 | 2035 | 2040
BM | 0 | 0 | 0 | 0 | 0 | 0
CC | 0 | 0 | 0 | 0 | 0 | 0
CSP | 0 | 0 | 0 | 0 | 0 | 0
CT | 0 | 0 | 0 | 0 | 0 | 0
Coal | 0 | 0 | 0 | 0 | 0 | 0
Geo | 0 | 0 | 0 | 0 | 0 | 0
H | 0 | 0 | 0 | 0 | 0 | 0
LFG | 0 | 0 | 0 | 0 | 0 | 0
Nuc | 0 | 0 | 0 | 0 | 0 | 0
PS | 0 | 0 | 0 | 0 | 0 | 0
PV | 0 | 0 | 0 | 0 | 0 | 0
PeakG | 0 | 0 | 0 | 0 | 0 | 0
PeakO | 0 | 0 | 0 | 0 | 0 | 0
ST | 0 | 0 | 0 | 0 | 0 | 0
STOG | 0 | 0 | 0 | 0 | 0 | 0
STWD | 0 | 0 | 0 | 0 | 0 | 0
WT | 0 | 0 | 0 | 0 | 0 | 0
IGCC | 0 | 0 | 0 | 0 | 0 | 0
DemandResponse | 0 | 0 | 0 | 0 | 0 | 0
IGCC-CCS | 0 | 0 | 0 | 0 | 0 | 0
WT_off | 0 | 0 | 0 | 0 | 0 | 0
PseudoUnit | 0 | 0 | 0 | 0 | 0 | 0
FixedInterchange | 0 | 0 | 0 | 0 | 0 | 0
retrofit VOM Costs by Reporting Type: All
ReportingType | 2015 | 2020 | 2025 | 2030 | 2035 | 2040
BM | 0 | 0 | 0 | 0 | 0 | 0
CC | 0 | 0 | 0 | 0 | 0 | 0
CSP | 0 | 0 | 0 | 0 | 0 | 0
CT | 0 | 0 | 0 | 0 | 0 | 0
Coal | 2466.23 | 1352.28 | 70.1 | 52.09 | 52.09 | 52.09
Geo | 0 | 0 | 0 | 0 | 0 | 0
H | 0 | 0 | 0 | 0 | 0 | 0
LFG | 0 | 0 | 0 | 0 | 0 | 0
Nuc | 0 | 0 | 0 | 0 | 0 | 0
PS | 0 | 0 | 0 | 0 | 0 | 0
PV | 0 | 0 | 0 | 0 | 0 | 0
PeakG | 0 | 0 | 0 | 0 | 0 | 0
PeakO | 0 | 0 | 0 | 0 | 0 | 0
ST | 0 | 0 | 0 | 0 | 0 | 0
STOG | 0 | 0 | 0 | 0 | 0 | 0
STWD | 0 | 0 | 0 | 0 | 0 | 0
WT | 0 | 0 | 0 | 0 | 0 | 0
IGCC | 0 | 0 | 0 | 0 | 0 | 0
DemandResponse | 0 | 0 | 0 | 0 | 0 | 0
IGCC-CCS | 0 | 0 | 0 | 0 | 0 | 0
WT_off | 0 | 0 | 0 | 0 | 0 | 0
PseudoUnit | 0 | 0 | 0 | 0 | 0 | 0
FixedInterchange | 0 | 0 | 0 | 0 | 0 | 0
retrofit VOM Costs by Reporting Type: EI_US
ReportingType | 2015 | 2020 | 2025 | 2030 | 2035 | 2040
BM | 0 | 0 | 0 | 0 | 0 | 0
CC | 0 | 0 | 0 | 0 | 0 | 0
CSP | 0 | 0 | 0 | 0 | 0 | 0
CT | 0 | 0 | 0 | 0 | 0 | 0
Coal | 1639.4 | 760.71 | 17.81 | 17.81 | 17.81 | 17.81
Geo | 0 | 0 | 0 | 0 | 0 | 0
H | 0 | 0 | 0 | 0 | 0 | 0
LFG | 0 | 0 | 0 | 0 | 0 | 0
Nuc | 0 | 0 | 0 | 0 | 0 | 0
PS | 0 | 0 | 0 | 0 | 0 | 0
PV | 0 | 0 | 0 | 0 | 0 | 0
PeakG | 0 | 0 | 0 | 0 | 0 | 0
PeakO | 0 | 0 | 0 | 0 | 0 | 0
ST | 0 | 0 | 0 | 0 | 0 | 0
STOG | 0 | 0 | 0 | 0 | 0 | 0
STWD | 0 | 0 | 0 | 0 | 0 | 0
WT | 0 | 0 | 0 | 0 | 0 | 0
IGCC | 0 | 0 | 0 | 0 | 0 | 0
DemandResponse | 0 | 0 | 0 | 0 | 0 | 0
IGCC-CCS | 0 | 0 | 0 | 0 | 0 | 0
WT_off | 0 | 0 | 0 | 0 | 0 | 0
PseudoUnit | 0 | 0 | 0 | 0 | 0 | 0
FixedInterchange | 0 | 0 | 0 | 0 | 0 | 0
retrofit VOM Costs by Reporting Type: EI_Canada
ReportingType | 2015 | 2020 | 2025 | 2030 | 2035 | 2040
BM | 0 | 0 | 0 | 0 | 0 | 0
CC | 0 | 0 | 0 | 0 | 0 | 0
CSP | 0 | 0 | 0 | 0 | 0 | 0
CT | 0 | 0 | 0 | 0 | 0 | 0
Coal | 0 | 0 | 0 | 0 | 0 | 0
Geo | 0 | 0 | 0 | 0 | 0 | 0
H | 0 | 0 | 0 | 0 | 0 | 0
LFG | 0 | 0 | 0 | 0 | 0 | 0
Nuc | 0 | 0 | 0 | 0 | 0 | 0
PS | 0 | 0 | 0 | 0 | 0 | 0
PV | 0 | 0 | 0 | 0 | 0 | 0
PeakG | 0 | 0 | 0 | 0 | 0 | 0
PeakO | 0 | 0 | 0 | 0 | 0 | 0
ST | 0 | 0 | 0 | 0 | 0 | 0
STOG | 0 | 0 | 0 | 0 | 0 | 0
STWD | 0 | 0 | 0 | 0 | 0 | 0
WT | 0 | 0 | 0 | 0 | 0 | 0
IGCC | 0 | 0 | 0 | 0 | 0 | 0
DemandResponse | 0 | 0 | 0 | 0 | 0 | 0
IGCC-CCS | 0 | 0 | 0 | 0 | 0 | 0
WT_off | 0 | 0 | 0 | 0 | 0 | 0
PseudoUnit | 0 | 0 | 0 | 0 | 0 | 0
FixedInterchange | 0 | 0 | 0 | 0 | 0 | 0
retrofit VOM Costs by Reporting Type: EI
ReportingType | 2015 | 2020 | 2025 | 2030 | 2035 | 2040
BM | 0 | 0 | 0 | 0 | 0 | 0
CC | 0 | 0 | 0 | 0 | 0 | 0
CSP | 0 | 0 | 0 | 0 | 0 | 0
CT | 0 | 0 | 0 | 0 | 0 | 0
Coal | 1639.4 | 760.71 | 17.81 | 17.81 | 17.81 | 17.81
Geo | 0 | 0 | 0 | 0 | 0 | 0
H | 0 | 0 | 0 | 0 | 0 | 0
LFG | 0 | 0 | 0 | 0 | 0 | 0
Nuc | 0 | 0 | 0 | 0 | 0 | 0
PS | 0 | 0 | 0 | 0 | 0 | 0
PV | 0 | 0 | 0 | 0 | 0 | 0
PeakG | 0 | 0 | 0 | 0 | 0 | 0
PeakO | 0 | 0 | 0 | 0 | 0 | 0
ST | 0 | 0 | 0 | 0 | 0 | 0
STOG | 0 | 0 | 0 | 0 | 0 | 0
STWD | 0 | 0 | 0 | 0 | 0 | 0
WT | 0 | 0 | 0 | 0 | 0 | 0
IGCC | 0 | 0 | 0 | 0 | 0 | 0
DemandResponse | 0 | 0 | 0 | 0 | 0 | 0
IGCC-CCS | 0 | 0 | 0 | 0 | 0 | 0
WT_off | 0 | 0 | 0 | 0 | 0 | 0
PseudoUnit | 0 | 0 | 0 | 0 | 0 | 0
FixedInterchange | 0 | 0 | 0 | 0 | 0 | 0
retrofit VOM Costs by Reporting Type: Outside_EI
ReportingType | 2015 | 2020 | 2025 | 2030 | 2035 | 2040
BM | 0 | 0 | 0 | 0 | 0 | 0
CC | 0 | 0 | 0 | 0 | 0 | 0
CSP | 0 | 0 | 0 | 0 | 0 | 0
CT | 0 | 0 | 0 | 0 | 0 | 0
Coal | 826.83 | 591.57 | 52.29 | 34.28 | 34.28 | 34.28
Geo | 0 | 0 | 0 | 0 | 0 | 0
H | 0 | 0 | 0 | 0 | 0 | 0
LFG | 0 | 0 | 0 | 0 | 0 | 0
Nuc | 0 | 0 | 0 | 0 | 0 | 0
PS | 0 | 0 | 0 | 0 | 0 | 0
PV | 0 | 0 | 0 | 0 | 0 | 0
PeakG | 0 | 0 | 0 | 0 | 0 | 0
PeakO | 0 | 0 | 0 | 0 | 0 | 0
ST | 0 | 0 | 0 | 0 | 0 | 0
STOG | 0 | 0 | 0 | 0 | 0 | 0
STWD | 0 | 0 | 0 | 0 | 0 | 0
WT | 0 | 0 | 0 | 0 | 0 | 0
IGCC | 0 | 0 | 0 | 0 | 0 | 0
DemandResponse | 0 | 0 | 0 | 0 | 0 | 0
IGCC-CCS | 0 | 0 | 0 | 0 | 0 | 0
WT_off | 0 | 0 | 0 | 0 | 0 | 0
PseudoUnit | 0 | 0 | 0 | 0 | 0 | 0
FixedInterchange | 0 | 0 | 0 | 0 | 0 | 0
#10 | Base FOM Costs ($million)
Base FOM Costs by Reporting Type: Entergy
ReportingType | 2015 | 2020 | 2025 | 2030 | 2035 | 2040
BM | 0 | 0 | 0 | 0 | 0 | 0
CC | 427.23 | 590.1 | 479.27 | 484.44 | 542.96 | 542.96
CSP | 0 | 0 | 0 | 0 | 0 | 0
CT | 0 | 0 | 0 | 0 | 0 | 0
Coal | 475.4 | 21.37 | 21.37 | 21.37 | 21.37 | 21.37
Geo | 0 | 0 | 0 | 0 | 0 | 0
H | 10.6 | 10.6 | 10.6 | 10.6 | 10.6 | 10.6
LFG | 0.97 | 0.97 | 13.89 | 13.89 | 13.89 | 13.89
Nuc | 789.41 | 804.93 | 789.41 | 789.41 | 666.82 | 1125.48
PS | 1.4 | 1.4 | 1.4 | 1.4 | 1.4 | 1.4
PV | 0 | 0.97 | 1.42 | 1.42 | 1.41 | 1.34
PeakG | 47.54 | 69.98 | 7.2 | 0 | 0 | 0
PeakO | 4.42 | 5.87 | 0 | 0 | 0 | 0
ST | 0 | 0 | 0 | 0 | 0 | 0
STOG | 82.9 | 98.09 | 0 | 0 | 0 | 0
STWD | 6.6 | 8.26 | 6.73 | 6.73 | 6.73 | 6.73
WT | 3.66 | 3.66 | 3.66 | 6.47 | 6.47 | 6.47
IGCC | 0 | 0 | 0 | 0 | 0 | 0
DemandResponse | 0 | 0 | 0 | 0 | 0 | 0
IGCC-CCS | 0 | 0 | 0 | 0 | 0 | 0
WT_off | 0 | 0 | 0 | 0 | 0 | 0
PseudoUnit | 0 | 0 | 0 | 0 | 0 | 0
FixedInterchange | 0 | 0 | 0 | 0 | 0 | 0
Base FOM Costs by Reporting Type: FRCC
ReportingType | 2015 | 2020 | 2025 | 2030 | 2035 | 2040
BM | 0 | 0 | 0 | 0 | 0 | 0
CC | 805.59 | 981.03 | 819.31 | 420.02 | 447.6 | 430.96
CSP | 0 | 0 | 0 | 0 | 0 | 0
CT | 16.6 | 16.6 | 16.6 | 16.6 | 0 | 0
Coal | 139.37 | 37.18 | 0 | 0 | 0 | 0
Geo | 0 | 0 | 0 | 0 | 0 | 0
H | 0.78 | 0.78 | 0.78 | 0.78 | 0.78 | 0.78
LFG | 58.63 | 58.63 | 82.46 | 82.46 | 82.46 | 82.46
Nuc | 601.49 | 635.55 | 716.67 | 2135.32 | 2711.34 | 2517.02
PS | 0 | 0 | 0 | 0 | 0 | 0
PV | 0.75 | 0.75 | 0.75 | 0.75 | 0.75 | 0.75
PeakG | 149.81 | 196.56 | 18.1 | 0 | 0 | 0
PeakO | 46.79 | 0 | 0 | 0 | 0 | 0
ST | 0 | 0 | 0 | 0 | 0 | 0
STOG | 0 | 0 | 0 | 0 | 0 | 0
STWD | 6.25 | 7.82 | 6.37 | 6.37 | 6.37 | 6.37
WT | 0 | 0 | 0 | 0 | 0 | 0
IGCC | 0 | 0 | 0 | 0 | 0 | 0
DemandResponse | 0 | 0 | 0 | 0 | 0 | 0
IGCC-CCS | 0 | 0 | 0 | 0 | 0 | 0
WT_off | 0 | 0 | 0 | 0 | 0 | 0
PseudoUnit | 0 | 0 | 0 | 0 | 0 | 0
FixedInterchange | 0 | 0 | 0 | 0 | 0 | 0
Base FOM Costs by Reporting Type: MAPP_US
ReportingType | 2015 | 2020 | 2025 | 2030 | 2035 | 2040
BM | 0 | 0 | 0 | 0 | 0 | 0
CC | 8.58 | 10.9 | 8.79 | 8.81 | 9.52 | 10.46
CSP | 0 | 0 | 0 | 0 | 0 | 0
CT | 2.06 | 2.06 | 2.06 | 2.01 | 0.75 | 0.75
Coal | 147.41 | 45.04 | 0 | 0 | 0 | 0
Geo | 3.95 | 3.95 | 3.95 | 3.95 | 3.95 | 3.95
H | 31.14 | 31.14 | 31.14 | 31.14 | 31.14 | 31.14
LFG | 0.24 | 0.24 | 0.24 | 8.86 | 8.86 | 8.86
Nuc | 0.01 | 0.01 | 0.01 | 0.01 | 0.01 | 0.01
PS | 0 | 0 | 0 | 0 | 0 | 0
PV | 0 | 0 | 0 | 0 | 0 | 0
PeakG | 12.29 | 19.13 | 14.16 | 16.07 | 17.04 | 15.86
PeakO | 3.84 | 5.74 | 4.6 | 1.62 | 1.62 | 0
ST | 0 | 0 | 0 | 0 | 0 | 0
STOG | 0 | 0 | 0 | 0 | 0 | 0
STWD | 0 | 0 | 0 | 0 | 0 | 0
WT | 55.22 | 259.29 | 284.72 | 284.72 | 284.72 | 284.72
IGCC | 0 | 0 | 0 | 0 | 0 | 0
DemandResponse | 0 | 0 | 0 | 0 | 0 | 0
IGCC-CCS | 0 | 0 | 0 | 0 | 0 | 0
WT_off | 0 | 0 | 0 | 0 | 0 | 0
PseudoUnit | 0 | 0 | 0 | 0 | 0 | 0
FixedInterchange | 0 | 0 | 0 | 0 | 0 | 0
Base FOM Costs by Reporting Type: MISO_IN
ReportingType | 2015 | 2020 | 2025 | 2030 | 2035 | 2040
BM | 0 | 0 | 0 | 0 | 0 | 0
CC | 71.61 | 161.26 | 150.9 | 154.42 | 160.38 | 160.38
CSP | 0 | 0 | 0 | 0 | 0 | 0
CT | 0 | 0 | 0 | 0 | 0 | 0
Coal | 602.55 | 493.18 | 0 | 0 | 0 | 0
Geo | 0 | 0 | 0 | 0 | 0 | 0
H | 1.07 | 1.07 | 1.07 | 1.07 | 1.07 | 1.07
LFG | 4.46 | 4.46 | 14.11 | 14.11 | 14.11 | 14.11
Nuc | 0.01 | 0.01 | 0.01 | 0.01 | 0.01 | 0.01
PS | 0 | 0 | 0 | 0 | 0 | 0
PV | 0 | 3.63 | 5.61 | 5.61 | 5.61 | 5.24
PeakG | 52.35 | 76.94 | 54.27 | 67.67 | 67.67 | 67.67
PeakO | 10.59 | 13.5 | 10.82 | 0 | 0 | 0
ST | 0 | 0 | 0 | 0 | 0 | 0
STOG | 12.26 | 14.51 | 0 | 0 | 0 | 0
STWD | 0 | 0 | 0 | 0 | 0 | 0
WT | 18.31 | 22.47 | 70.65 | 601.85 | 601.85 | 601.85
IGCC | 30.22 | 30.22 | 30.22 | 30.22 | 30.22 | 30.22
DemandResponse | 0 | 0 | 0 | 0 | 0 | 0
IGCC-CCS | 0 | 0 | 0 | 0 | 0 | 0
WT_off | 0 | 0 | 0 | 0 | 0 | 0
PseudoUnit | 0 | 0 | 0 | 0 | 0 | 0
FixedInterchange | 0 | 0 | 0 | 0 | 0 | 0
Base FOM Costs by Reporting Type: MISO_MI
ReportingType | 2015 | 2020 | 2025 | 2030 | 2035 | 2040
BM | 0 | 0 | 0 | 0 | 0 | 0
CC | 162.79 | 246.58 | 216.73 | 222.31 | 234.52 | 234.52
CSP | 0 | 0 | 0 | 0 | 0 | 0
CT | 0 | 0 | 0 | 0 | 0 | 0
Coal | 311.31 | 0 | 0 | 0 | 0 | 0
Geo | 0 | 0 | 0 | 0 | 0 | 0
H | 2.01 | 2.01 | 2.01 | 2.01 | 2.01 | 2.01
LFG | 19.67 | 19.67 | 38.95 | 38.95 | 38.95 | 38.95
Nuc | 275.03 | 275.03 | 275.03 | 275.03 | 161.75 | 417.74
PS | 44.44 | 44.44 | 44.44 | 44.44 | 44.44 | 44.44
PV | 0 | 0 | 0 | 0 | 0 | 0
PeakG | 61.2 | 89.88 | 71.67 | 78.54 | 78.54 | 78.54
PeakO | 15.67 | 19.97 | 16.01 | 0 | 0 | 0
ST | 0 | 0 | 0 | 0 | 0 | 0
STOG | 125.33 | 148.3 | 0 | 0 | 0 | 0
STWD | 5.22 | 6.54 | 5.33 | 5.33 | 5.33 | 5.33
WT | 61.65 | 67.93 | 98.61 | 258.92 | 258.92 | 258.92
IGCC | 0 | 0 | 0 | 0 | 0 | 0
DemandResponse | 0 | 0 | 0 | 0 | 0 | 0
IGCC-CCS | 0 | 0 | 0 | 0 | 0 | 0
WT_off | 0 | 0 | 0 | 0 | 0 | 0
PseudoUnit | 0 | 0 | 0 | 0 | 0 | 0
FixedInterchange | 0 | 0 | 0 | 0 | 0 | 0
Base FOM Costs by Reporting Type: MISO_MO-IL
ReportingType | 2015 | 2020 | 2025 | 2030 | 2035 | 2040
BM | 0 | 0 | 0 | 0 | 0 | 0
CC | 53.87 | 105.11 | 97.25 | 100.41 | 104.44 | 104.44
CSP | 0 | 0 | 0 | 0 | 0 | 0
CT | 0 | 0 | 0 | 0 | 0 | 0
Coal | 708.6 | 225.65 | 53.12 | 53.12 | 53.12 | 53.12
Geo | 0 | 0 | 0 | 0 | 0 | 0
H | 5.01 | 5.01 | 9 | 9 | 9 | 9
LFG | 2.17 | 2.17 | 29.04 | 29.04 | 29.04 | 29.04
Nuc | 308.98 | 325.11 | 325.11 | 325.11 | 325.11 | 325.11
PS | 10.45 | 10.45 | 10.45 | 10.45 | 10.45 | 10.45
PV | 0 | 0 | 0 | 0 | 0 | 0
PeakG | 77.83 | 114.84 | 80.73 | 98.71 | 105.25 | 105.25
PeakO | 21.48 | 28.65 | 16.08 | 0 | 0 | 0
ST | 0 | 0 | 0 | 0 | 0 | 0
STOG | 26.02 | 30.78 | 0 | 0 | 0 | 0
STWD | 0 | 0 | 0 | 0 | 0 | 0
WT | 21.36 | 26.24 | 178.56 | 527.68 | 527.68 | 527.68
IGCC | 0 | 0 | 0 | 0 | 0 | 0
DemandResponse | 0 | 0 | 0 | 0 | 0 | 0
IGCC-CCS | 0 | 0 | 0 | 0 | 0 | 0
WT_off | 0 | 0 | 0 | 0 | 0 | 0
PseudoUnit | 0 | 0 | 0 | 0 | 0 | 0
FixedInterchange | 0 | 0 | 0 | 0 | 0 | 0
Base FOM Costs by Reporting Type: MISO_W
ReportingType | 2015 | 2020 | 2025 | 2030 | 2035 | 2040
BM | 0 | 0 | 0 | 0 | 0 | 0
CC | 110.36 | 165.31 | 143.2 | 140.9 | 157.7 | 140.51
CSP | 0 | 0 | 0 | 0 | 0 | 0
CT | 0 | 0 | 0 | 0 | 0 | 0
Coal | 643.65 | 335.16 | 38.14 | 25.85 | 28.07 | 26.12
Geo | 0 | 0 | 0 | 0 | 0 | 0
H | 7.08 | 7.08 | 7.08 | 7.08 | 7.08 | 7.08
LFG | 24.73 | 24.73 | 24.73 | 33.36 | 33.36 | 33.36
Nuc | 343.79 | 343.79 | 343.79 | 602.57 | 0.04 | 0.04
PS | 0 | 0 | 0 | 0 | 0 | 0
PV | 0 | 0 | 0 | 0 | 0 | 0
PeakG | 87.12 | 123.54 | 89.97 | 72.54 | 76.08 | 58.43
PeakO | 56.38 | 79.08 | 64.57 | 0 | 0 | 0
ST | 0 | 0 | 0 | 0 | 0 | 0
STOG | 7.56 | 8.94 | 0 | 0 | 0 | 0
STWD | 10.03 | 12.55 | 10.23 | 10.23 | 10.23 | 10.23
WT | 268.82 | 268.82 | 1541.61 | 1734.98 | 1734.98 | 1734.98
IGCC | 0 | 0 | 0 | 0 | 0 | 0
DemandResponse | 0 | 0 | 0 | 0 | 0 | 0
IGCC-CCS | 0 | 0 | 0 | 0 | 0 | 0
WT_off | 0 | 0 | 0 | 0 | 0 | 0
PseudoUnit | 0 | 0 | 0 | 0 | 0 | 0
FixedInterchange | 0 | 0 | 0 | 0 | 0 | 0
Base FOM Costs by Reporting Type: MISO_WUMS
ReportingType | 2015 | 2020 | 2025 | 2030 | 2035 | 2040
BM | 0 | 0 | 0 | 0 | 0 | 0
CC | 136.61 | 158.55 | 138.33 | 138.33 | 153.02 | 156.83
CSP | 0 | 0 | 0 | 0 | 0 | 0
CT | 0 | 0 | 0 | 0 | 0 | 0
Coal | 235.74 | 110.31 | 42.93 | 34.62 | 35.24 | 29.89
Geo | 0 | 0 | 0 | 0 | 0 | 0
H | 4.79 | 4.8 | 4.8 | 4.8 | 4.8 | 4.8
LFG | 8.57 | 8.57 | 31.57 | 35.44 | 35.44 | 35.44
Nuc | 264.54 | 287.77 | 264.54 | 570.75 | 0.04 | 0.04
PS | 0 | 0 | 0 | 0 | 0 | 0
PV | 0 | 0 | 0 | 0 | 0 | 0
PeakG | 55.64 | 81.65 | 65.08 | 70.7 | 70.7 | 70.7
PeakO | 13.52 | 17.78 | 14.69 | 0 | 0 | 0
ST | 0 | 0 | 0 | 0 | 0 | 0
STOG | 13.21 | 15.63 | 0 | 0 | 0 | 0
STWD | 3.37 | 4.21 | 3.43 | 3.43 | 3.43 | 3.43
WT | 46.36 | 47.06 | 62.93 | 104.82 | 104.82 | 104.82
IGCC | 0 | 0 | 0 | 0 | 0 | 0
DemandResponse | 0 | 0 | 0 | 0 | 0 | 0
IGCC-CCS | 0 | 0 | 0 | 0 | 0 | 0
WT_off | 0 | 0 | 0 | 0 | 0 | 0
PseudoUnit | 0 | 0 | 0 | 0 | 0 | 0
FixedInterchange | 0 | 0 | 0 | 0 | 0 | 0
Base FOM Costs by Reporting Type: Nebraska
ReportingType | 2015 | 2020 | 2025 | 2030 | 2035 | 2040
BM | 0 | 0 | 0 | 0 | 0 | 0
CC | 10.62 | 13.51 | 10.85 | 10.85 | 12.75 | 13.28
CSP | 0 | 0 | 0 | 0 | 0 | 0
CT | 0 | 0 | 0 | 0 | 0 | 0
Coal | 257.61 | 38.62 | 6.89 | 6.89 | 6.89 | 6.89
Geo | 0 | 0 | 0 | 0 | 0 | 0
H | 2.38 | 2.38 | 2.38 | 2.38 | 2.38 | 2.38
LFG | 0.72 | 0.72 | 0.72 | 9.35 | 9.35 | 9.35
Nuc | 182.28 | 198.29 | 182.28 | 249.21 | 0.09 | 0.09
PS | 0 | 0 | 0 | 0 | 0 | 0
PV | 0 | 0 | 0 | 0 | 0 | 0
PeakG | 21.82 | 37.31 | 31.37 | 31.37 | 31.37 | 31.37
PeakO | 9.57 | 12.19 | 9.77 | 9.77 | 9.77 | 9.77
ST | 0 | 0 | 0 | 0 | 0 | 0
STOG | 0 | 0 | 0 | 0 | 0 | 0
STWD | 0 | 0 | 0 | 0 | 0 | 0
WT | 10.53 | 380.57 | 380.57 | 380.57 | 380.57 | 380.57
IGCC | 0 | 0 | 0 | 0 | 0 | 0
DemandResponse | 0 | 0 | 0 | 0 | 0 | 0
IGCC-CCS | 0 | 0 | 0 | 0 | 0 | 0
WT_off | 0 | 0 | 0 | 0 | 0 | 0
PseudoUnit | 0 | 0 | 0 | 0 | 0 | 0
FixedInterchange | 0 | 0 | 0 | 0 | 0 | 0
Base FOM Costs by Reporting Type: NEISO
ReportingType | 2015 | 2020 | 2025 | 2030 | 2035 | 2040
BM | 25.35 | 25.35 | 25.35 | 25.35 | 25.35 | 25.35
CC | 274.37 | 249.49 | 201.62 | 117.11 | 128.52 | 88.23
CSP | 0 | 0 | 0 | 0 | 0 | 0
CT | 2.24 | 2.24 | 2.24 | 2.17 | 0 | 0
Coal | 22.84 | 0 | 0 | 0 | 0 | 0
Geo | 0 | 0 | 0 | 0 | 0 | 0
H | 46.4 | 46.4 | 46.4 | 46.45 | 46.45 | 46.45
LFG | 70.11 | 70.11 | 70.11 | 78.5 | 78.5 | 78.5
Nuc | 676.28 | 735.67 | 676.28 | 676.28 | 488.61 | 932.14
PS | 39.74 | 39.74 | 39.74 | 39.74 | 39.74 | 39.74
PV | 0.03 | 4.43 | 4.43 | 4.43 | 4.43 | 3.79
PeakG | 19.94 | 29.61 | 0 | 0 | 0 | 0
PeakO | 0 | 0 | 0 | 0 | 0 | 0
ST | 0 | 0 | 0 | 0 | 0 | 0
STOG | 0 | 0 | 0 | 0 | 0 | 0
STWD | 17.18 | 7.74 | 6.31 | 6.31 | 6.31 | 6.31
WT | 13.44 | 62.36 | 95.15 | 155.17 | 155.17 | 155.17
IGCC | 0 | 0 | 0 | 0 | 0 | 0
DemandResponse | 0 | 0 | 0 | 0 | 0 | 0
IGCC-CCS | 0 | 0 | 0 | 0 | 0 | 0
WT_off | 24.96 | 24.96 | 24.96 | 24.96 | 0 | 0
PseudoUnit | 0 | 0 | 0 | 0 | 0 | 0
FixedInterchange | 0 | 0 | 0 | 0 | 0 | 0
Base FOM Costs by Reporting Type: NonRTO_Midwest
ReportingType | 2015 | 2020 | 2025 | 2030 | 2035 | 2040
BM | 0 | 0 | 0 | 0 | 0 | 0
CC | 16.7 | 80.18 | 80.18 | 80.18 | 80.18 | 80.18
CSP | 0 | 0 | 0 | 0 | 0 | 0
CT | 0 | 0 | 0 | 0 | 0 | 0
Coal | 577.63 | 155.71 | 11.4 | 11.73 | 11.83 | 13.63
Geo | 0 | 0 | 0 | 0 | 0 | 0
H | 2.04 | 2.04 | 12.66 | 12.66 | 12.66 | 12.66
LFG | 1.69 | 1.69 | 20.97 | 20.97 | 20.97 | 20.97
Nuc | 0.01 | 0.01 | 0.01 | 0.01 | 54.2 | 100.04
PS | 0 | 0 | 0 | 0 | 0 | 0
PV | 0 | 0 | 0 | 0 | 0 | 0
PeakG | 56.39 | 83.4 | 58.5 | 62.72 | 47.67 | 26.38
PeakO | 0.35 | 0 | 0 | 0 | 0 | 0
ST | 0 | 0 | 0 | 0 | 0 | 0
STOG | 0 | 0 | 0 | 0 | 0 | 0
STWD | 0 | 0 | 0 | 0 | 0 | 0
WT | 2.26 | 2.26 | 2.26 | 2.26 | 2.26 | 2.26
IGCC | 0 | 0 | 0 | 0 | 0 | 0
DemandResponse | 0 | 0 | 0 | 0 | 0 | 0
IGCC-CCS | 0 | 0 | 0 | 0 | 0 | 0
WT_off | 0 | 0 | 0 | 0 | 0 | 0
PseudoUnit | 0 | 0 | 0 | 0 | 0 | 0
FixedInterchange | 0 | 0 | 0 | 0 | 0 | 0
Base FOM Costs by Reporting Type: NYISO_A-F
ReportingType | 2015 | 2020 | 2025 | 2030 | 2035 | 2040
BM | 0 | 0 | 0 | 0 | 0 | 0
CC | 102.69 | 101.19 | 57.57 | 55.35 | 26.45 | 26.45
CSP | 0 | 0 | 0 | 0 | 0 | 0
CT | 0 | 0 | 0 | 0 | 0 | 0
Coal | 0 | 0 | 0 | 0 | 0 | 0
Geo | 0 | 0 | 0 | 0 | 0 | 0
H | 62.6 | 62.6 | 62.6 | 62.6 | 62.6 | 62.6
LFG | 20.8 | 20.8 | 20.8 | 28.97 | 28.97 | 28.97
Nuc | 489.92 | 509.2 | 489.92 | 399.48 | 552.03 | 578.17
PS | 33.52 | 33.52 | 33.52 | 33.52 | 33.52 | 33.52
PV | 0 | 0 | 0 | 0 | 0 | 0
PeakG | 3.78 | 5.06 | 0 | 0 | 0 | 0
PeakO | 0 | 0 | 0 | 0 | 0 | 0
ST | 0 | 0 | 0 | 0 | 0 | 0
STOG | 0 | 0 | 0 | 0 | 0 | 0
STWD | 0 | 0 | 0 | 0 | 0 | 0
WT | 113.42 | 153.48 | 153.48 | 215.45 | 215.45 | 215.45
IGCC | 0 | 0 | 0 | 0 | 0 | 0
DemandResponse | 0 | 0 | 0 | 0 | 0 | 0
IGCC-CCS | 0 | 0 | 0 | 0 | 0 | 0
WT_off | 0 | 0 | 0 | 0 | 0 | 0
PseudoUnit | 0 | 0 | 0 | 0 | 0 | 0
FixedInterchange | 0 | 0 | 0 | 0 | 0 | 0
Base FOM Costs by Reporting Type: NYISO_G-I
ReportingType | 2015 | 2020 | 2025 | 2030 | 2035 | 2040
BM | 0 | 0 | 0 | 0 | 0 | 0
CC | 34.33 | 43.65 | 35.09 | 35.19 | 60.88 | 65.92
CSP | 0 | 0 | 0 | 0 | 0 | 0
CT | 0 | 0 | 0 | 0 | 0 | 0
Coal | 0 | 0 | 0 | 0 | 0 | 0
Geo | 0 | 0 | 0 | 0 | 0 | 0
H | 0.46 | 0.46 | 0.46 | 0.46 | 0.46 | 0.46
LFG | 7.72 | 7.72 | 7.72 | 16.67 | 16.67 | 16.67
Nuc | 297.74 | 323.88 | 297.74 | 297.74 | 452.18 | 0.18
PS | 0 | 0 | 0 | 0 | 0 | 0
PV | 0 | 0 | 0 | 0 | 0 | 0
PeakG | 1.51 | 2.04 | 0.02 | 0.02 | 0.02 | 0.02
PeakO | 2.55 | 3.25 | 0 | 0 | 0 | 0
ST | 0 | 0 | 0 | 0 | 0 | 0
STOG | 0 | 0 | 0 | 0 | 0 | 0
STWD | 0 | 0 | 0 | 0 | 0 | 0
WT | 0 | 1.68 | 1.68 | 10.11 | 10.11 | 10.11
IGCC | 0 | 0 | 0 | 0 | 0 | 0
DemandResponse | 0 | 0 | 0 | 0 | 0 | 0
IGCC-CCS | 0 | 0 | 0 | 0 | 0 | 0
WT_off | 0 | 0 | 0 | 0 | 0 | 0
PseudoUnit | 0 | 0 | 0 | 0 | 0 | 0
FixedInterchange | 0 | 0 | 0 | 0 | 0 | 0
Base FOM Costs by Reporting Type: NYISO_J-K
ReportingType | 2015 | 2020 | 2025 | 2030 | 2035 | 2040
BM | 0 | 0 | 0 | 0 | 0 | 0
CC | 125.46 | 154.92 | 127.77 | 138.94 | 152.61 | 152.61
CSP | 0 | 0 | 0 | 0 | 0 | 0
CT | 0 | 0 | 0 | 0 | 0 | 0
Coal | 0 | 0 | 0 | 0 | 0 | 0
Geo | 0 | 0 | 0 | 0 | 0 | 0
H | 0 | 0 | 0 | 0 | 0 | 0
LFG | 14.96 | 14.96 | 14.96 | 23.9 | 23.9 | 23.9
Nuc | 0.01 | 0.01 | 0.01 | 0.01 | 0.01 | 0.01
PS | 0 | 0 | 0 | 0 | 0 | 0
PV | 0.53 | 0.53 | 0.53 | 0.53 | 0 | 0
PeakG | 54.7 | 77.08 | 56.45 | 62.35 | 66.78 | 66.78
PeakO | 61.69 | 79.16 | 63.78 | 65.02 | 57.9 | 52.5
ST | 0 | 0 | 0 | 0 | 0 | 0
STOG | 127.28 | 104.72 | 38.75 | 24.77 | 24.77 | 24.77
STWD | 0 | 0 | 0 | 0 | 0 | 0
WT | 0 | 0 | 0 | 0 | 0 | 0
IGCC | 0 | 0 | 0 | 0 | 0 | 0
DemandResponse | 0 | 0 | 0 | 0 | 0 | 0
IGCC-CCS | 0 | 0 | 0 | 0 | 0 | 0
WT_off | 0 | 0 | 0 | 0 | 0 | 0
PseudoUnit | 0 | 0 | 0 | 0 | 0 | 0
FixedInterchange | 0 | 0 | 0 | 0 | 0 | 0
Base FOM Costs by Reporting Type: PJM_E
ReportingType | 2015 | 2020 | 2025 | 2030 | 2035 | 2040
BM | 3.02 | 3.02 | 3.02 | 3.02 | 3.02 | 3.02
CC | 297.21 | 359.4 | 293.47 | 310.79 | 322.13 | 322.13
CSP | 0 | 0 | 0 | 0 | 0 | 0
CT | 0.18 | 0.18 | 0.18 | 0 | 0 | 0
Coal | 41.72 | 0.8 | 0.8 | 0.8 | 0.8 | 0.8
Geo | 0 | 0 | 0 | 0 | 0 | 0
H | 3.85 | 3.85 | 3.85 | 3.85 | 3.85 | 3.85
LFG | 56.83 | 72.83 | 72.83 | 72.83 | 72.83 | 72.83
Nuc | 1239 | 1184.31 | 1149.53 | 1149.53 | 825.73 | 1983.3
PS | 9.5 | 9.5 | 9.5 | 9.5 | 9.5 | 9.5
PV | 0.75 | 0.75 | 0.75 | 0.75 | 0.32 | 0.32
PeakG | 75.2 | 106.43 | 39.55 | 51.7 | 55.12 | 55.12
PeakO | 75.92 | 100.78 | 0 | 0 | 0 | 0
ST | 0 | 0 | 0 | 0 | 0 | 0
STOG | 46.17 | 0 | 0 | 0 | 0 | 0
STWD | 0 | 0 | 0 | 0 | 0 | 0
WT | 32.63 | 32.63 | 32.63 | 32.63 | 32.63 | 32.63
IGCC | 0 | 0 | 0 | 0 | 0 | 0
DemandResponse | 0 | 0 | 0 | 0 | 0 | 0
IGCC-CCS | 0 | 0 | 0 | 0 | 0 | 0
WT_off | 0 | 0 | 58.67 | 58.67 | 58.67 | 58.67
PseudoUnit | 0 | 0 | 0 | 0 | 0 | 0
FixedInterchange | 0 | 0 | 0 | 0 | 0 | 0
Base FOM Costs by Reporting Type: PJM_ROM
ReportingType | 2015 | 2020 | 2025 | 2030 | 2035 | 2040
BM | 1.81 | 1.81 | 1.81 | 1.81 | 1.81 | 1.81
CC | 142.43 | 174.53 | 145.82 | 151.1 | 244.55 | 353.82
CSP | 0 | 0 | 0 | 0 | 0 | 0
CT | 0.11 | 0.11 | 0.11 | 0.11 | 0 | 0
Coal | 116.63 | 28.36 | 0.96 | 0.96 | 0.96 | 0.96
Geo | 0 | 0 | 0 | 0 | 0 | 0
H | 19.83 | 19.83 | 19.83 | 29.48 | 29.48 | 29.48
LFG | 43.05 | 74.95 | 74.95 | 74.95 | 74.95 | 74.95
Nuc | 733.21 | 756.8 | 733.21 | 733.21 | 657.66 | 1060.55
PS | 35.92 | 35.92 | 35.92 | 35.92 | 35.92 | 35.92
PV | 0.06 | 21.77 | 33.46 | 34.82 | 34.82 | 33.95
PeakG | 30.83 | 44.67 | 33.32 | 33.32 | 33.32 | 33.32
PeakO | 45.95 | 58.57 | 0 | 0 | 0 | 0
ST | 0 | 0 | 0 | 0 | 0 | 0
STOG | 155.08 | 0 | 0 | 0 | 0 | 0
STWD | 2.24 | 2.81 | 2.29 | 2.29 | 2.29 | 2.29
WT | 38.48 | 59.54 | 59.54 | 59.54 | 59.54 | 59.54
IGCC | 0 | 0 | 0 | 0 | 0 | 0
DemandResponse | 0 | 0 | 0 | 0 | 0 | 0
IGCC-CCS | 0 | 0 | 0 | 0 | 0 | 0
WT_off | 0 | 0 | 0 | 0 | 0 | 0
PseudoUnit | 0 | 0 | 0 | 0 | 0 | 0
FixedInterchange | 0 | 0 | 0 | 0 | 0 | 0
Base FOM Costs by Reporting Type: PJM_ROR
ReportingType | 2015 | 2020 | 2025 | 2030 | 2035 | 2040
BM | 38.69 | 38.69 | 38.69 | 38.69 | 38.69 | 19.4
CC | 674.34 | 804.18 | 731.48 | 757.64 | 791.73 | 791.73
CSP | 0 | 0 | 0 | 0 | 0 | 0
CT | 0.19 | 0.19 | 0.19 | 0.19 | 0 | 0
Coal | 1831.7 | 560.43 | 64.22 | 64.22 | 64.22 | 64.22
Geo | 0 | 0 | 0 | 0 | 0 | 0
H | 26.17 | 33.33 | 33.33 | 33.33 | 33.33 | 33.33
LFG | 65.06 | 126.87 | 126.87 | 126.87 | 126.87 | 126.87
Nuc | 2917.4 | 3014.07 | 2917.4 | 2791.17 | 2168.76 | 4415.45
PS | 73.14 | 73.14 | 73.14 | 73.14 | 73.14 | 73.14
PV | 0.35 | 0.35 | 0.35 | 0.35 | 0.35 | 0.35
PeakG | 325.76 | 481.29 | 307.9 | 312.61 | 333.32 | 226.36
PeakO | 48.69 | 65.15 | 0 | 0 | 0 | 0
ST | 0 | 0 | 0 | 0 | 0 | 0
STOG | 91.71 | 0 | 0 | 0 | 0 | 0
STWD | 6.22 | 7.78 | 6.34 | 6.34 | 6.34 | 6.34
WT | 322.6 | 327.98 | 462.47 | 462.47 | 462.47 | 462.47
IGCC | 0 | 0 | 0 | 0 | 0 | 0
DemandResponse | 0 | 0 | 0 | 0 | 0 | 0
IGCC-CCS | 0 | 0 | 0 | 0 | 0 | 0
WT_off | 0 | 0 | 0 | 0 | 0 | 0
PseudoUnit | 0 | 0 | 0 | 0 | 0 | 0
FixedInterchange | 0 | 0 | 0 | 0 | 0 | 0
Base FOM Costs by Reporting Type: SOCO
ReportingType | 2015 | 2020 | 2025 | 2030 | 2035 | 2040
BM | 5.53 | 5.53 | 5.53 | 5.53 | 5.53 | 5.53
CC | 597.38 | 730.76 | 621.52 | 559.02 | 520.22 | 419.53
CSP | 0 | 0 | 0 | 0 | 0 | 0
CT | 0 | 0 | 0 | 0 | 0 | 0
Coal | 443.43 | 0 | 0 | 0 | 0 | 0
Geo | 0 | 0 | 0 | 0 | 0 | 0
H | 59.74 | 59.74 | 59.74 | 59.74 | 59.74 | 59.74
LFG | 4.46 | 4.46 | 17.39 | 17.39 | 17.39 | 17.39
Nuc | 850.41 | 1045.67 | 1045.67 | 1671.4 | 1903.21 | 2564.93
PS | 39.76 | 39.76 | 39.76 | 39.76 | 39.76 | 39.76
PV | 0 | 0 | 0 | 0 | 0 | 0
PeakG | 170.36 | 251.25 | 47.36 | 0 | 0 | 0
PeakO | 0 | 0 | 0 | 0 | 0 | 0
ST | 0 | 0 | 0 | 0 | 0 | 0
STOG | 0 | 0 | 0 | 0 | 0 | 0
STWD | 21.41 | 26.79 | 21.83 | 21.83 | 21.83 | 21.83
WT | 0 | 0 | 0 | 0 | 0 | 0
IGCC | 0 | 0 | 0 | 0 | 0 | 0
DemandResponse | 0 | 0 | 0 | 0 | 0 | 0
IGCC-CCS | 0 | 0 | 0 | 0 | 0 | 0
WT_off | 0 | 0 | 0 | 0 | 0 | 0
PseudoUnit | 0 | 0 | 0 | 0 | 0 | 0
FixedInterchange | 0 | 0 | 0 | 0 | 0 | 0
Base FOM Costs by Reporting Type: SPP_N
ReportingType | 2015 | 2020 | 2025 | 2030 | 2035 | 2040
BM | 0 | 0 | 0 | 0 | 0 | 0
CC | 41.13 | 52.29 | 42 | 46.53 | 51.42 | 51.42
CSP | 0 | 0 | 0 | 0 | 0 | 0
CT | 0 | 0 | 0 | 0 | 0 | 0
Coal | 548.33 | 289.36 | 13.8 | 13.8 | 13.8 | 13.8
Geo | 0 | 0 | 0 | 0 | 0 | 0
H | 0.3 | 0.3 | 0.3 | 0.3 | 0.3 | 0.3
LFG | 0.84 | 0.84 | 0.84 | 12.28 | 12.28 | 12.28
Nuc | 160.51 | 168.89 | 168.89 | 168.89 | 168.89 | 168.89
PS | 0 | 0 | 0 | 0 | 0 | 0
PV | 0 | 0 | 0 | 0 | 0 | 0
PeakG | 74.97 | 117.69 | 105.7 | 105.7 | 105.7 | 105.7
PeakO | 34.89 | 44.84 | 35.94 | 35.94 | 35.94 | 35.94
ST | 0 | 0 | 0 | 0 | 0 | 0
STOG | 0 | 0 | 0 | 0 | 0 | 0
STWD | 0 | 0 | 0 | 0 | 0 | 0
WT | 41.99 | 849.85 | 1089.81 | 1089.81 | 1089.81 | 1089.81
IGCC | 0 | 0 | 0 | 0 | 0 | 0
DemandResponse | 0 | 0 | 0 | 0 | 0 | 0
IGCC-CCS | 0 | 0 | 0 | 0 | 0 | 0
WT_off | 0 | 0 | 0 | 0 | 0 | 0
PseudoUnit | 0 | 0 | 0 | 0 | 0 | 0
FixedInterchange | 0 | 0 | 0 | 0 | 0 | 0
Base FOM Costs by Reporting Type: SPP_S
ReportingType | 2015 | 2020 | 2025 | 2030 | 2035 | 2040
BM | 0 | 0 | 0 | 0 | 0 | 0
CC | 327.42 | 415.34 | 336.76 | 365.29 | 401.35 | 404.99
CSP | 0 | 0 | 0 | 0 | 0 | 0
CT | 2.76 | 4.77 | 4.77 | 4.77 | 4.22 | 2.21
Coal | 796.21 | 203.91 | 29.32 | 29.32 | 29.32 | 29.32
Geo | 0 | 0 | 0 | 0 | 0 | 0
H | 30.03 | 30.03 | 30.03 | 30.03 | 30.03 | 30.03
LFG | 2.29 | 2.29 | 2.29 | 13.72 | 13.72 | 13.72
Nuc | 0.01 | 0.01 | 0.01 | 0.01 | 0.01 | 0.01
PS | 10.59 | 10.59 | 10.59 | 10.59 | 10.59 | 10.59
PV | 0 | 0 | 0 | 0 | 0 | 0
PeakG | 60.2 | 87.93 | 62.37 | 76.78 | 82.77 | 82.77
PeakO | 3.36 | 4.54 | 3.63 | 3.63 | 3.64 | 3.66
ST | 0 | 0 | 0 | 0 | 0 | 0
STOG | 274.73 | 325.07 | 214.17 | 86.83 | 86.83 | 40.44
STWD | 2.69 | 3.37 | 2.75 | 2.75 | 2.75 | 2.75
WT | 90.68 | 1004.15 | 1004.15 | 1232.3 | 1232.3 | 1232.3
IGCC | 0 | 0 | 0 | 0 | 0 | 0
DemandResponse | 0 | 0 | 0 | 0 | 0 | 0
IGCC-CCS | 0 | 0 | 0 | 0 | 0 | 0
WT_off | 0 | 0 | 0 | 0 | 0 | 0
PseudoUnit | 0 | 0 | 0 | 0 | 0 | 0
FixedInterchange | 0 | 0 | 0 | 0 | 0 | 0
Base FOM Costs by Reporting Type: TVA
ReportingType | 2015 | 2020 | 2025 | 2030 | 2035 | 2040
BM | 0 | 0 | 0 | 0 | 0 | 0
CC | 199.58 | 270.49 | 237.36 | 243.22 | 263.07 | 194.47
CSP | 0 | 0 | 0 | 0 | 0 | 0
CT | 0 | 0 | 0 | 0 | 0 | 0
Coal | 485.25 | 96.99 | 0 | 0 | 0 | 0
Geo | 0 | 0 | 0 | 0 | 0 | 0
H | 72.8 | 72.8 | 72.8 | 73.19 | 73.19 | 73.19
LFG | 1.57 | 1.57 | 14.49 | 14.49 | 14.49 | 14.49
Nuc | 1153.81 | 1199.07 | 1153.81 | 1153.81 | 965.43 | 1741.4
PS | 41.38 | 41.38 | 41.38 | 41.38 | 41.38 | 41.38
PV | 0 | 0 | 0 | 0 | 0 | 0
PeakG | 95.56 | 148.42 | 40.4 | 9.59 | 0 | 0
PeakO | 1.87 | 2.54 | 0 | 0 | 0 | 0
ST | 0 | 0 | 0 | 0 | 0 | 0
STOG | 0 | 0 | 0 | 0 | 0 | 0
STWD | 0.16 | 0.2 | 0.16 | 0.16 | 0.16 | 0.16
WT | 0.99 | 0.99 | 0.99 | 0.99 | 0.99 | 0.99
IGCC | 0 | 0 | 0 | 0 | 0 | 0
DemandResponse | 0 | 0 | 0 | 0 | 0 | 0
IGCC-CCS | 0 | 0 | 0 | 0 | 0 | 0
WT_off | 0 | 0 | 0 | 0 | 0 | 0
PseudoUnit | 0 | 0 | 0 | 0 | 0 | 0
FixedInterchange | 0 | 0 | 0 | 0 | 0 | 0
Base FOM Costs by Reporting Type: TVA_Transmission
ReportingType | 2015 | 2020 | 2025 | 2030 | 2035 | 2040
BM | 0 | 0 | 0 | 0 | 0 | 0
CC | 0 | 0 | 0 | 0 | 0 | 0
CSP | 0 | 0 | 0 | 0 | 0 | 0
CT | 0 | 0 | 0 | 0 | 0 | 0
Coal | 0 | 0 | 0 | 0 | 0 | 0
Geo | 0 | 0 | 0 | 0 | 0 | 0
H | 0 | 0 | 0 | 0 | 0 | 0
LFG | 0 | 0 | 0 | 0 | 0 | 0
Nuc | 0 | 0 | 0 | 0 | 0 | 0
PS | 0 | 0 | 0 | 0 | 0 | 0
PV | 0 | 0 | 0 | 0 | 0 | 0
PeakG | 0 | 0 | 0 | 0 | 0 | 0
PeakO | 0 | 0 | 0 | 0 | 0 | 0
ST | 0 | 0 | 0 | 0 | 0 | 0
STOG | 0 | 0 | 0 | 0 | 0 | 0
STWD | 0 | 0 | 0 | 0 | 0 | 0
WT | 0 | 0 | 0 | 0 | 0 | 0
IGCC | 0 | 0 | 0 | 0 | 0 | 0
DemandResponse | 0 | 0 | 0 | 0 | 0 | 0
IGCC-CCS | 0 | 0 | 0 | 0 | 0 | 0
WT_off | 0 | 0 | 0 | 0 | 0 | 0
PseudoUnit | 0 | 0 | 0 | 0 | 0 | 0
FixedInterchange | 0 | 0 | 0 | 0 | 0 | 0
Base FOM Costs by Reporting Type: VACAR
ReportingType | 2015 | 2020 | 2025 | 2030 | 2035 | 2040
BM | 0.09 | 1.03 | 44.53 | 44.53 | 44.53 | 44.53
CC | 261.49 | 290.91 | 257.88 | 266.54 | 228.89 | 191.76
CSP | 0 | 0 | 0 | 0 | 0 | 0
CT | 4.8 | 4.8 | 4.8 | 0 | 0 | 0
Coal | 665.86 | 146.29 | 24.48 | 24.48 | 24.48 | 24.48
Geo | 0 | 0 | 0 | 0 | 0 | 0
H | 30.23 | 30.23 | 30.23 | 30.23 | 30.23 | 30.23
LFG | 7.64 | 20.52 | 20.52 | 20.52 | 20.52 | 20.52
Nuc | 1664.13 | 1955.26 | 1870.92 | 2279.12 | 2160.22 | 4277.86
PS | 62.1 | 62.1 | 62.1 | 62.1 | 62.1 | 62.1
PV | 0.23 | 2.22 | 2.22 | 2.22 | 2.22 | 2.22
PeakG | 142.93 | 209.84 | 81.75 | 0 | 0 | 0
PeakO | 36.13 | 46.34 | 0 | 0 | 0 | 0
ST | 0 | 0 | 0 | 0 | 0 | 0
STOG | 4.04 | 4.78 | 0 | 0 | 0 | 0
STWD | 9.01 | 11.27 | 9.18 | 9.18 | 9.18 | 9.18
WT | 0.03 | 98.25 | 98.25 | 98.25 | 98.25 | 98.25
IGCC | 0 | 0 | 0 | 0 | 0 | 0
DemandResponse | 0 | 0 | 0 | 0 | 0 | 0
IGCC-CCS | 0 | 0 | 0 | 0 | 0 | 0
WT_off | 0.05 | 0.05 | 0.05 | 0.05 | 0.05 | 0.05
PseudoUnit | 0 | 0 | 0 | 0 | 0 | 0
FixedInterchange | 0 | 0 | 0 | 0 | 0 | 0
Base FOM Costs by Reporting Type: IESO
ReportingType | 2015 | 2020 | 2025 | 2030 | 2035 | 2040
BM | 32.8 | 32.8 | 32.8 | 32.8 | 32.8 | 32.8
CC | 18.17 | 18.17 | 18.17 | 18.17 | 18.17 | 18.17
CSP | 0 | 0 | 0 | 0 | 0 | 0
CT | 2.46 | 2.46 | 2.46 | 2.46 | 0 | 0
Coal | 0 | 0 | 0 | 0 | 0 | 0
Geo | 0 | 0 | 0 | 0 | 0 | 0
H | 123.83 | 123.83 | 123.83 | 123.83 | 123.83 | 123.83
LFG | 14.17 | 14.17 | 14.17 | 14.17 | 14.23 | 14.23
Nuc | 1895.33 | 1895.33 | 1895.33 | 1895.33 | 1745.37 | 2079.68
PS | 2.92 | 2.92 | 2.92 | 2.92 | 2.92 | 2.92
PV | 18.26 | 18.26 | 18.26 | 18.26 | 0.44 | 0.44
PeakG | 8.98 | 10.98 | 10.98 | 10.98 | 10.98 | 10.98
PeakO | 0 | 0 | 0 | 0 | 0 | 0
ST | 0 | 0 | 0 | 0 | 0 | 0
STOG | 0 | 0 | 0 | 0 | 0 | 0
STWD | 4.45 | 4.45 | 4.45 | 4.45 | 4.45 | 4.45
WT | 102.92 | 102.92 | 102.92 | 102.92 | 102.92 | 102.92
IGCC | 0 | 0 | 0 | 0 | 0 | 0
DemandResponse | 0 | 0 | 0 | 0 | 0 | 0
IGCC-CCS | 0 | 0 | 0 | 0 | 0 | 0
WT_off | 0 | 0 | 0 | 0 | 0 | 0
PseudoUnit | 0 | 0 | 0 | 0 | 0 | 0
FixedInterchange | 0 | 0 | 0 | 0 | 0 | 0
Base FOM Costs by Reporting Type: MAPP_CA
ReportingType | 2015 | 2020 | 2025 | 2030 | 2035 | 2040
BM | 0 | 0 | 0 | 0 | 0 | 0
CC | 29.33 | 29.33 | 7.64 | 7.64 | 7.64 | 0
CSP | 0 | 0 | 0 | 0 | 0 | 0
CT | 0 | 0 | 0 | 0 | 0 | 0
Coal | 48.71 | 0 | 0 | 0 | 0 | 0
Geo | 0 | 0 | 0 | 0 | 0 | 0
H | 92.24 | 99.08 | 123.42 | 125.31 | 127.31 | 127.31
LFG | 0 | 0 | 0 | 0 | 0 | 0
Nuc | 0.01 | 0.01 | 0.01 | 0.01 | 0.01 | 0.01
PS | 0 | 0 | 0 | 0 | 0 | 0
PV | 0 | 0 | 0 | 0 | 0 | 0
PeakG | 9.88 | 8.67 | 0 | 0 | 0 | 0
PeakO | 0.09 | 0.09 | 0 | 0 | 0 | 0
ST | 0 | 0 | 0 | 0 | 0 | 0
STOG | 5.54 | 0 | 0 | 0 | 0 | 0
STWD | 0 | 0 | 0 | 0 | 0 | 0
WT | 17.9 | 17.9 | 17.9 | 17.9 | 9.41 | 9.41
IGCC | 0 | 0 | 0 | 0 | 0 | 0
DemandResponse | 0 | 0 | 0 | 0 | 0 | 0
IGCC-CCS | 0 | 0 | 0 | 0 | 0 | 0
WT_off | 0 | 0 | 0 | 0 | 0 | 0
PseudoUnit | 0 | 0 | 0 | 0 | 0 | 0
FixedInterchange | 0 | 0 | 0 | 0 | 0 | 0
Base FOM Costs by Reporting Type: AZ_NM_SNV_Coal
ReportingType | 2015 | 2020 | 2025 | 2030 | 2035 | 2040
BM | 0 | 0 | 0 | 0 | 0 | 0
CC | 0 | 0 | 0 | 0 | 0 | 0
CSP | 0 | 0 | 0 | 0 | 0 | 0
CT | 0 | 0 | 0 | 0 | 0 | 0
Coal | 635.94 | 394.35 | 0 | 0 | 0 | 0
Geo | 0 | 0 | 0 | 0 | 0 | 0
H | 0 | 0 | 0 | 0 | 0 | 0
LFG | 0 | 0 | 0 | 0 | 0 | 0
Nuc | 0 | 0 | 0 | 0 | 0 | 0
PS | 0 | 0 | 0 | 0 | 0 | 0
PV | 0 | 0 | 0 | 0 | 0 | 0
PeakG | 0 | 0 | 0 | 0 | 0 | 0
PeakO | 0.34 | 0 | 0 | 0 | 0 | 0
ST | 0 | 0 | 0 | 0 | 0 | 0
STOG | 0 | 0 | 0 | 0 | 0 | 0
STWD | 0 | 0 | 0 | 0 | 0 | 0
WT | 0 | 0 | 0 | 0 | 0 | 0
IGCC | 0 | 0 | 0 | 0 | 0 | 0
DemandResponse | 0 | 0 | 0 | 0 | 0 | 0
IGCC-CCS | 0 | 0 | 0 | 0 | 0 | 0
WT_off | 0 | 0 | 0 | 0 | 0 | 0
PseudoUnit | 0 | 0 | 0 | 0 | 0 | 0
FixedInterchange | 0 | 0 | 0 | 0 | 0 | 0
Base FOM Costs by Reporting Type: AZ_NM_SNV_Gas
ReportingType | 2015 | 2020 | 2025 | 2030 | 2035 | 2040
BM | 0 | 0 | 0 | 0 | 0 | 0
CC | 389.83 | 493.02 | 397.9 | 292.92 | 200.45 | 192.58
CSP | 0 | 0 | 0 | 0 | 0 | 0
CT | 4.93 | 4.93 | 4.93 | 4.93 | 0 | 0
Coal | 0 | 0 | 0 | 0 | 0 | 0
Geo | 0 | 0 | 0 | 0 | 0 | 0
H | 0 | 0 | 0 | 0 | 0 | 0
LFG | 0 | 0 | 0 | 0 | 0 | 0
Nuc | 0 | 0 | 0 | 0 | 0 | 0
PS | 0 | 0 | 0 | 0 | 0 | 0
PV | 0 | 0 | 0 | 0 | 0 | 0
PeakG | 63.97 | 64.09 | 0 | 0 | 0 | 0
PeakO | 0 | 0 | 0 | 0 | 0 | 0
ST | 0 | 0 | 0 | 0 | 0 | 0
STOG | 0 | 0 | 0 | 0 | 0 | 0
STWD | 0 | 0 | 0 | 0 | 0 | 0
WT | 0 | 0 | 0 | 0 | 0 | 0
IGCC | 0 | 0 | 0 | 0 | 0 | 0
DemandResponse | 0 | 0 | 0 | 0 | 0 | 0
IGCC-CCS | 0 | 0 | 0 | 0 | 0 | 0
WT_off | 0 | 0 | 0 | 0 | 0 | 0
PseudoUnit | 0 | 0 | 0 | 0 | 0 | 0
FixedInterchange | 0 | 0 | 0 | 0 | 0 | 0
Base FOM Costs by Reporting Type: AZ_NM_SNV_NucRenew
ReportingType | 2015 | 2020 | 2025 | 2030 | 2035 | 2040
BM | 0 | 0 | 0 | 0 | 0 | 0
CC | 0 | 0 | 0 | 0 | 0 | 0
CSP | 0 | 0 | 0 | 0 | 0 | 0
CT | 0 | 0 | 0 | 0 | 0 | 0
Coal | 0 | 0 | 0 | 0 | 0 | 0
Geo | 0 | 0 | 122.18 | 122.18 | 122.18 | 122.18
H | 44.6 | 44.6 | 44.6 | 44.6 | 44.6 | 44.6
LFG | 0.84 | 0.84 | 8.14 | 8.14 | 8.14 | 8.14
Nuc | 484.16 | 564.17 | 564.17 | 874.75 | 1233.36 | 1249.7
PS | 5.13 | 5.13 | 5.13 | 5.13 | 5.13 | 5.13
PV | 2.38 | 2.38 | 2.38 | 2.38 | 2.38 | 2.38
PeakG | 0 | 0 | 0 | 0 | 0 | 0
PeakO | 0 | 0 | 0 | 0 | 0 | 0
ST | 17.92 | 42.46 | 55.33 | 56.21 | 56.21 | 56.21
STOG | 0 | 0 | 0 | 0 | 0 | 0
STWD | 0.83 | 1.04 | 0.85 | 0.85 | 0.85 | 0.85
WT | 17.57 | 320.14 | 320.14 | 325.15 | 330.09 | 335.37
IGCC | 0 | 0 | 0 | 0 | 0 | 0
DemandResponse | 0 | 0 | 0 | 0 | 0 | 0
IGCC-CCS | 0 | 0 | 0 | 0 | 0 | 0
WT_off | 0 | 0 | 0 | 0 | 0 | 0
PseudoUnit | 0 | 0 | 0 | 0 | 0 | 0
FixedInterchange | 0 | 0 | 0 | 0 | 0 | 0
Base FOM Costs by Reporting Type: ERCOT
ReportingType | 2015 | 2020 | 2025 | 2030 | 2035 | 2040
BM | 14.57 | 14.57 | 14.57 | 14.57 | 14.57 | 14.57
CC | 1103.67 | 1343.06 | 1149.04 | 1164.68 | 1295.41 | 1132.56
CSP | 0 | 0 | 0 | 0 | 0 | 0
CT | 1.67 | 1.67 | 1.67 | 1.67 | 0 | 0
Coal | 235.13 | 147.87 | 59.94 | 59.94 | 59.94 | 59.94
Geo | 0 | 0 | 0 | 0 | 0 | 0
H | 8.05 | 8.05 | 8.05 | 8.05 | 8.05 | 8.05
LFG | 9.05 | 9.05 | 51.64 | 51.64 | 51.64 | 51.64
Nuc | 574.09 | 734.71 | 741.22 | 785.34 | 800.18 | 1164.04
PS | 0 | 0 | 0 | 0 | 0 | 0
PV | 0.25 | 0.25 | 0.25 | 0.25 | 0.01 | 0.01
PeakG | 80.63 | 119.03 | 114.62 | 77.97 | 52.67 | 31.52
PeakO | 1.29 | 1.86 | 0 | 0 | 0 | 0
ST | 0 | 0 | 0 | 0 | 0 | 0
STOG | 551.61 | 364.8 | 0 | 0 | 0 | 0
STWD | 0 | 0 | 0 | 0 | 0 | 0
WT | 315.42 | 444.78 | 817.89 | 817.89 | 817.89 | 804.2
IGCC | 0 | 0 | 0 | 0 | 0 | 0
DemandResponse | 0 | 0 | 0 | 0 | 0 | 0
IGCC-CCS | 0 | 0 | 0 | 0 | 0 | 0
WT_off | 0 | 0 | 0 | 0 | 0 | 0
PseudoUnit | 0 | 0 | 0 | 0 | 0 | 0
FixedInterchange | 0 | 0 | 0 | 0 | 0 | 0
Base FOM Costs by Reporting Type: NP15
ReportingType | 2015 | 2020 | 2025 | 2030 | 2035 | 2040
BM | 0 | 0 | 0 | 0 | 0 | 0
CC | 205.4 | 258.04 | 196.78 | 148.62 | 172.45 | 20.2
CSP | 0 | 0 | 0 | 0 | 0 | 0
CT | 1.42 | 1.42 | 1.42 | 1.42 | 0 | 0
Coal | 10.94 | 0 | 0 | 0 | 0 | 0
Geo | 100.8 | 151.36 | 151.36 | 151.36 | 151.36 | 151.36
H | 125.7 | 125.7 | 125.7 | 125.7 | 125.7 | 125.7
LFG | 10.26 | 55.79 | 78.24 | 78.24 | 78.24 | 78.24
Nuc | 302.44 | 364.27 | 334.86 | 334.86 | 422.93 | 762.1
PS | 53.58 | 53.58 | 53.58 | 53.58 | 53.58 | 53.58
PV | 0.89 | 0.89 | 0.89 | 0.89 | 0.89 | 0.89
PeakG | 56.04 | 82.34 | 46.01 | 27.55 | 0 | 0
PeakO | 10.26 | 13.08 | 0 | 0 | 0 | 0
ST | 1.86 | 1.86 | 1.86 | 1.86 | 1.86 | 1.86
STOG | 111.98 | 0 | 0 | 0 | 0 | 0
STWD | 14.17 | 17.73 | 14.44 | 14.44 | 14.44 | 14.44
WT | 40.21 | 64.52 | 111.65 | 132.82 | 132.82 | 132.82
IGCC | 0 | 0 | 0 | 0 | 0 | 0
DemandResponse | 0 | 0 | 0 | 0 | 0 | 0
IGCC-CCS | 0 | 0 | 0 | 0 | 0 | 0
WT_off | 0 | 0 | 0 | 0 | 0 | 0
PseudoUnit | 0 | 0 | 0 | 0 | 0 | 0
FixedInterchange | 0 | 0 | 0 | 0 | 0 | 0
Base FOM Costs by Reporting Type: NWPP_Coal
ReportingType | 2015 | 2020 | 2025 | 2030 | 2035 | 2040
BM | 0 | 0 | 0 | 0 | 0 | 0
CC | 0 | 0 | 0 | 0 | 0 | 0
CSP | 0 | 0 | 0 | 0 | 0 | 0
CT | 0 | 0 | 0 | 0 | 0 | 0
Coal | 462.53 | 339.26 | 11.72 | 12.11 | 12.58 | 14.69
Geo | 0 | 0 | 0 | 0 | 0 | 0
H | 0 | 0 | 0 | 0 | 0 | 0
LFG | 0 | 0 | 0 | 0 | 0 | 0
Nuc | 0 | 0 | 0 | 0 | 0 | 0
PS | 0 | 0 | 0 | 0 | 0 | 0
PV | 0 | 0 | 0 | 0 | 0 | 0
PeakG | 0 | 0 | 0 | 0 | 0 | 0
PeakO | 0 | 0 | 0 | 0 | 0 | 0
ST | 0 | 0 | 0 | 0 | 0 | 0
STOG | 0 | 0 | 0 | 0 | 0 | 0
STWD | 0 | 0 | 0 | 0 | 0 | 0
WT | 0 | 0 | 0 | 0 | 0 | 0
IGCC | 0 | 0 | 0 | 0 | 0 | 0
DemandResponse | 0 | 0 | 0 | 0 | 0 | 0
IGCC-CCS | 0 | 0 | 0 | 0 | 0 | 0
WT_off | 0 | 0 | 0 | 0 | 0 | 0
PseudoUnit | 0 | 0 | 0 | 0 | 0 | 0
FixedInterchange | 0 | 0 | 0 | 0 | 0 | 0
Base FOM Costs by Reporting Type: NWPP_Gas
ReportingType | 2015 | 2020 | 2025 | 2030 | 2035 | 2040
BM | 0 | 0 | 0 | 0 | 0 | 0
CC | 192.07 | 261.67 | 214.7 | 33.8 | 22.96 | 18.64
CSP | 0 | 0 | 0 | 0 | 0 | 0
CT | 1 | 1 | 1 | 1 | 0 | 0
Coal | 0 | 0 | 0 | 0 | 0 | 0
Geo | 0 | 0 | 0 | 0 | 0 | 0
H | 0 | 0 | 0 | 0 | 0 | 0
LFG | 0 | 0 | 0 | 0 | 0 | 0
Nuc | 0 | 0 | 0 | 0 | 0 | 0
PS | 0 | 0 | 0 | 0 | 0 | 0
PV | 0 | 0 | 0 | 0 | 0 | 0
PeakG | 0 | 0 | 0 | 0 | 0 | 0
PeakO | 0 | 0 | 0 | 0 | 0 | 0
ST | 0 | 0 | 0 | 0 | 0 | 0
STOG | 0 | 0 | 0 | 0 | 0 | 0
STWD | 0 | 0 | 0 | 0 | 0 | 0
WT | 0 | 0 | 0 | 0 | 0 | 0
IGCC | 0 | 0 | 0 | 0 | 0 | 0
DemandResponse | 0 | 0 | 0 | 0 | 0 | 0
IGCC-CCS | 0 | 0 | 0 | 0 | 0 | 0
WT_off | 0 | 0 | 0 | 0 | 0 | 0
PseudoUnit | 0 | 0 | 0 | 0 | 0 | 0
FixedInterchange | 0 | 0 | 0 | 0 | 0 | 0
Base FOM Costs by Reporting Type: NWPP_NucRenew
ReportingType | 2015 | 2020 | 2025 | 2030 | 2035 | 2040
BM | 3.27 | 3.27 | 3.27 | 3.27 | 3.27 | 3.27
CC | 0 | 0 | 0 | 0 | 0 | 0
CSP | 0 | 0 | 0 | 0 | 0 | 0
CT | 0 | 0 | 0 | 0 | 0 | 0
Coal | 0 | 0 | 0 | 0 | 0 | 0
Geo | 35.81 | 37.92 | 72.38 | 72.38 | 72.38 | 72.38
H | 480.54 | 480.54 | 480.54 | 480.54 | 480.54 | 480.54
LFG | 15.5 | 15.5 | 44.91 | 44.91 | 44.91 | 44.91
Nuc | 164.67 | 164.67 | 164.67 | 802.29 | 802.29 | 885.8
PS | 6.12 | 6.12 | 6.12 | 6.12 | 6.12 | 6.12
PV | 0.04 | 0.04 | 0.04 | 0.04 | 0.04 | 0.04
PeakG | 0 | 0 | 0 | 0 | 0 | 0
PeakO | 0 | 0 | 0 | 0 | 0 | 0
ST | 0 | 0 | 0 | 0 | 0 | 0
STOG | 0 | 0 | 0 | 0 | 0 | 0
STWD | 17.98 | 22.5 | 18.33 | 18.33 | 18.33 | 18.33
WT | 228.93 | 228.93 | 228.93 | 228.93 | 228.93 | 228.93
IGCC | 0 | 0 | 0 | 0 | 0 | 0
DemandResponse | 0 | 0 | 0 | 0 | 0 | 0
IGCC-CCS | 0 | 0 | 0 | 0 | 0 | 0
WT_off | 0 | 0 | 0 | 0 | 0 | 0
PseudoUnit | 0 | 0 | 0 | 0 | 0 | 0
FixedInterchange | 0 | 0 | 0 | 0 | 0 | 0
Base FOM Costs by Reporting Type: RMPA
ReportingType | 2015 | 2020 | 2025 | 2030 | 2035 | 2040
BM | 0 | 0 | 0 | 0 | 0 | 0
CC | 53.79 | 83.41 | 69.96 | 82.27 | 82.27 | 82.27
CSP | 0 | 0 | 0 | 0 | 0 | 0
CT | 1.02 | 1.02 | 1.02 | 1.02 | 0 | 0
Coal | 465.14 | 308.25 | 48.4 | 49.68 | 50.04 | 57
Geo | 0 | 0 | 216.56 | 216.56 | 216.56 | 216.56
H | 13.99 | 13.99 | 13.99 | 13.99 | 13.99 | 13.99
LFG | 0.89 | 0.89 | 4.37 | 4.37 | 4.37 | 4.37
Nuc | 0.01 | 0.01 | 12.58 | 150.8 | 163.14 | 195.93
PS | 13.37 | 13.37 | 13.37 | 13.37 | 13.37 | 13.37
PV | 0.31 | 0.31 | 0.31 | 0.31 | 0.31 | 0.31
PeakG | 46.54 | 69.09 | 48.3 | 26.22 | 29.84 | 20.41
PeakO | 0 | 0 | 0 | 0 | 0 | 0
ST | 0.19 | 22.01 | 22.3 | 22.6 | 22.6 | 22.6
STOG | 0 | 0 | 0 | 0 | 0 | 0
STWD | 0 | 0 | 0 | 0 | 0 | 0
WT | 67.62 | 168.01 | 170.05 | 172.12 | 174.34 | 176.6
IGCC | 0 | 0 | 0 | 0 | 0 | 0
DemandResponse | 0 | 0 | 0 | 0 | 0 | 0
IGCC-CCS | 0 | 0 | 0 | 0 | 0 | 0
WT_off | 0 | 0 | 0 | 0 | 0 | 0
PseudoUnit | 0 | 0 | 0 | 0 | 0 | 0
FixedInterchange | 0 | 0 | 0 | 0 | 0 | 0
Base FOM Costs by Reporting Type: SP15
ReportingType | 2015 | 2020 | 2025 | 2030 | 2035 | 2040
BM | 0.6 | 0.6 | 0.6 | 0.6 | 0.6 | 0.6
CC | 356.45 | 434.34 | 353.96 | 328.32 | 351.34 | 340.57
CSP | 0 | 0 | 0 | 0 | 0 | 0
CT | 0 | 0 | 0 | 0 | 0 | 0
Coal | 11.02 | 8.11 | 0 | 0 | 0 | 0
Geo | 86.16 | 208.35 | 208.35 | 208.35 | 208.35 | 208.35
H | 16.57 | 16.57 | 16.57 | 16.57 | 16.57 | 16.57
LFG | 26.93 | 93.8 | 93.8 | 93.8 | 93.8 | 93.8
Nuc | 327.58 | 356.35 | 327.58 | 327.58 | 327.58 | 447.86
PS | 34.19 | 34.19 | 34.19 | 34.19 | 34.19 | 34.19
PV | 1.87 | 1.87 | 1.87 | 1.87 | 1.87 | 1.87
PeakG | 76.73 | 111.44 | 93.22 | 103.59 | 103.59 | 103.59
PeakO | 1.47 | 1.91 | 0 | 0 | 0 | 0
ST | 28.67 | 28.67 | 28.67 | 28.67 | 28.67 | 28.67
STOG | 171.53 | 22.42 | 0 | 0 | 0 | 0
STWD | 3.81 | 4.77 | 3.89 | 3.89 | 3.89 | 3.89
WT | 71.03 | 71.03 | 71.03 | 468.68 | 468.68 | 468.68
IGCC | 0 | 0 | 0 | 0 | 0 | 0
DemandResponse | 0 | 0 | 0 | 0 | 0 | 0
IGCC-CCS | 0 | 0 | 0 | 0 | 0 | 0
WT_off | 0 | 0 | 0 | 0 | 0 | 0
PseudoUnit | 0 | 0 | 0 | 0 | 0 | 0
FixedInterchange | 0 | 0 | 0 | 0 | 0 | 0
Base FOM Costs by Reporting Type: ALB
ReportingType | 2015 | 2020 | 2025 | 2030 | 2035 | 2040
BM | 0 | 0 | 0 | 0 | 0 | 0
CC | 67.37 | 67.37 | 69.76 | 2.02 | 2.02 | 0
CSP | 0 | 0 | 0 | 0 | 0 | 0
CT | 1.35 | 1.35 | 1.35 | 1.35 | 0 | 0
Coal | 380.9 | 399.22 | 407.02 | 14.69 | 14.69 | 14.69
Geo | 0 | 0 | 0 | 0 | 0 | 0
H | 12.99 | 12.99 | 12.99 | 12.99 | 12.99 | 12.99
LFG | 1.21 | 1.21 | 1.21 | 1.21 | 1.21 | 1.21
Nuc | 0.01 | 0.01 | 0.01 | 726.77 | 761.18 | 785.02
PS | 0 | 0 | 0 | 0 | 0 | 0
PV | 0 | 0 | 0 | 0 | 0 | 0
PeakG | 18.19 | 9.35 | 0 | 0 | 0 | 0
PeakO | 0 | 0 | 0 | 0 | 0 | 0
ST | 0 | 0 | 0 | 0 | 0 | 0
STOG | 0 | 0 | 0 | 0 | 0 | 0
STWD | 5.58 | 5.58 | 5.58 | 5.58 | 5.58 | 5.58
WT | 22.94 | 22.94 | 22.94 | 22.94 | 22.94 | 22.94
IGCC | 0 | 0 | 0 | 0 | 0 | 0
DemandResponse | 0 | 0 | 0 | 0 | 0 | 0
IGCC-CCS | 0 | 0 | 0 | 0 | 0 | 0
WT_off | 0 | 0 | 0 | 0 | 0 | 0
PseudoUnit | 0 | 0 | 0 | 0 | 0 | 0
FixedInterchange | 0 | 0 | 0 | 0 | 0 | 0
Base FOM Costs by Reporting Type: BC
ReportingType | 2015 | 2020 | 2025 | 2030 | 2035 | 2040
BM | 0 | 0 | 0 | 0 | 0 | 0
CC | 17.06 | 17.06 | 17.06 | 10.97 | 10.97 | 0
CSP | 0 | 0 | 0 | 0 | 0 | 0
CT | 0 | 0 | 0 | 0 | 0 | 0
Coal | 0 | 0 | 0 | 0 | 0 | 0
Geo | 0 | 0 | 0 | 0 | 0 | 0
H | 173.22 | 173.22 | 173.22 | 173.22 | 173.22 | 173.22
LFG | 2.9 | 2.9 | 2.9 | 2.9 | 2.9 | 2.9
Nuc | 0.01 | 0.01 | 0.01 | 0.01 | 37.36 | 37.36
PS | 0 | 0 | 0 | 0 | 0 | 0
PV | 0 | 0 | 0 | 0 | 0 | 0
PeakG | 0 | 0 | 0 | 0 | 0 | 0
PeakO | 0 | 0 | 0 | 0 | 0 | 0
ST | 0 | 0 | 0 | 0 | 0 | 0
STOG | 0 | 0 | 0 | 0 | 0 | 0
STWD | 16.34 | 16.34 | 16.34 | 16.34 | 16.34 | 16.34
WT | 7.53 | 7.53 | 7.53 | 7.53 | 7.53 | 7.53
IGCC | 0 | 0 | 0 | 0 | 0 | 0
DemandResponse | 0 | 0 | 0 | 0 | 0 | 0
IGCC-CCS | 0 | 0 | 0 | 0 | 0 | 0
WT_off | 0 | 0 | 0 | 0 | 0 | 0
PseudoUnit | 0 | 0 | 0 | 0 | 0 | 0
FixedInterchange | 0 | 0 | 0 | 0 | 0 | 0
Base FOM Costs by Reporting Type: HQ_IESO
ReportingType | 2015 | 2020 | 2025 | 2030 | 2035 | 2040
BM | 0 | 0 | 0 | 0 | 0 | 0
CC | 0 | 0 | 0 | 0 | 0 | 0
CSP | 0 | 0 | 0 | 0 | 0 | 0
CT | 0 | 0 | 0 | 0 | 0 | 0
Coal | 0 | 0 | 0 | 0 | 0 | 0
Geo | 0 | 0 | 0 | 0 | 0 | 0
H | 0 | 0 | 0 | 0 | 0 | 0
LFG | 0 | 0 | 0 | 0 | 0 | 0
Nuc | 0.01 | 0.01 | 0.01 | 0.01 | 0.01 | 0.01
PS | 0 | 0 | 0 | 0 | 0 | 0
PV | 0 | 0 | 0 | 0 | 0 | 0
PeakG | 0 | 0 | 0 | 0 | 0 | 0
PeakO | 0 | 0 | 0 | 0 | 0 | 0
ST | 0 | 0 | 0 | 0 | 0 | 0
STOG | 0 | 0 | 0 | 0 | 0 | 0
STWD | 0 | 0 | 0 | 0 | 0 | 0
WT | 0 | 0 | 0 | 0 | 0 | 0
IGCC | 0 | 0 | 0 | 0 | 0 | 0
DemandResponse | 0 | 0 | 0 | 0 | 0 | 0
IGCC-CCS | 0 | 0 | 0 | 0 | 0 | 0
WT_off | 0 | 0 | 0 | 0 | 0 | 0
PseudoUnit | 0 | 0 | 0 | 0 | 0 | 23.68
FixedInterchange | 0 | 0 | 0 | 0 | 0 | 0
Base FOM Costs by Reporting Type: HQ_NEISO
ReportingType | 2015 | 2020 | 2025 | 2030 | 2035 | 2040
BM | 0 | 0 | 0 | 0 | 0 | 0
CC | 0 | 0 | 0 | 0 | 0 | 0
CSP | 0 | 0 | 0 | 0 | 0 | 0
CT | 0 | 0 | 0 | 0 | 0 | 0
Coal | 0 | 0 | 0 | 0 | 0 | 0
Geo | 0 | 0 | 0 | 0 | 0 | 0
H | 0 | 0 | 0 | 0 | 0 | 0
LFG | 0 | 0 | 0 | 0 | 0 | 0
Nuc | 0.01 | 0.01 | 0.01 | 0.01 | 0.01 | 0.01
PS | 0 | 0 | 0 | 0 | 0 | 0
PV | 0 | 0 | 0 | 0 | 0 | 0
PeakG | 0 | 0 | 0 | 0 | 0 | 0
PeakO | 0 | 0 | 0 | 0 | 0 | 0
ST | 0 | 0 | 0 | 0 | 0 | 0
STOG | 0 | 0 | 0 | 0 | 0 | 0
STWD | 0 | 0 | 0 | 0 | 0 | 0
WT | 0 | 0 | 0 | 0 | 0 | 0
IGCC | 0 | 0 | 0 | 0 | 0 | 0
DemandResponse | 0 | 0 | 0 | 0 | 0 | 0
IGCC-CCS | 0 | 0 | 0 | 0 | 0 | 0
WT_off | 0 | 0 | 0 | 0 | 0 | 0
PseudoUnit | 0 | 0 | 0 | 0 | 0 | 14.34
FixedInterchange | 0 | 0 | 0 | 0 | 0 | 0
Base FOM Costs by Reporting Type: HQ_NY
ReportingType | 2015 | 2020 | 2025 | 2030 | 2035 | 2040
BM | 0 | 0 | 0 | 0 | 0 | 0
CC | 0 | 0 | 0 | 0 | 0 | 0
CSP | 0 | 0 | 0 | 0 | 0 | 0
CT | 0 | 0 | 0 | 0 | 0 | 0
Coal | 0 | 0 | 0 | 0 | 0 | 0
Geo | 0 | 0 | 0 | 0 | 0 | 0
H | 0 | 0 | 0 | 0 | 0 | 0
LFG | 0 | 0 | 0 | 0 | 0 | 0
Nuc | 0.01 | 0.01 | 0.01 | 0.01 | 0.01 | 0.01
PS | 0 | 0 | 0 | 0 | 0 | 0
PV | 0 | 0 | 0 | 0 | 0 | 0
PeakG | 0 | 0 | 0 | 0 | 0 | 0
PeakO | 0 | 0 | 0 | 0 | 0 | 0
ST | 0 | 0 | 0 | 0 | 0 | 0
STOG | 0 | 0 | 0 | 0 | 0 | 0
STWD | 0 | 0 | 0 | 0 | 0 | 0
WT | 0 | 0 | 0 | 0 | 0 | 0
IGCC | 0 | 0 | 0 | 0 | 0 | 0
DemandResponse | 0 | 0 | 0 | 0 | 0 | 0
IGCC-CCS | 0 | 0 | 0 | 0 | 0 | 0
WT_off | 0 | 0 | 0 | 0 | 0 | 0
PseudoUnit | 0 | 0 | 0 | 0 | 12.06 | 29.9
FixedInterchange | 0 | 0 | 0 | 0 | 0 | 0
Base FOM Costs by Reporting Type: MARITIMES
ReportingType | 2015 | 2020 | 2025 | 2030 | 2035 | 2040
BM | 0 | 0 | 0 | 0 | 0 | 0
CC | 0 | 0 | 0 | 0 | 0 | 0
CSP | 0 | 0 | 0 | 0 | 0 | 0
CT | 0 | 0 | 0 | 0 | 0 | 0
Coal | 0 | 0 | 0 | 0 | 0 | 0
Geo | 0 | 0 | 0 | 0 | 0 | 0
H | 0 | 0 | 0 | 0 | 0 | 0
LFG | 0 | 0 | 0 | 0 | 0 | 0
Nuc | 0.01 | 0.01 | 0.01 | 0.01 | 0.01 | 0.01
PS | 0 | 0 | 0 | 0 | 0 | 0
PV | 0 | 0 | 0 | 0 | 0 | 0
PeakG | 0 | 0 | 0 | 0 | 0 | 0
PeakO | 0 | 0 | 0 | 0 | 0 | 0
ST | 0 | 0 | 0 | 0 | 0 | 0
STOG | 0 | 0 | 0 | 0 | 0 | 0
STWD | 0 | 0 | 0 | 0 | 0 | 0
WT | 0 | 0 | 0 | 0 | 0 | 0
IGCC | 0 | 0 | 0 | 0 | 0 | 0
DemandResponse | 0 | 0 | 0 | 0 | 0 | 0
IGCC-CCS | 0 | 0 | 0 | 0 | 0 | 0
WT_off | 0 | 0 | 0 | 0 | 0 | 0
PseudoUnit | 0 | 0 | 0 | 0 | 0 | 6.41
FixedInterchange | 0 | 0 | 0 | 0 | 0 | 0
Base FOM Costs by Reporting Type: All
ReportingType | 2015 | 2020 | 2025 | 2030 | 2035 | 2040
BM | 125.73 | 126.67 | 170.17 | 170.17 | 170.17 | 150.87
CC | 7314.94 | 9165.19 | 7728.11 | 6896.8 | 7258.55 | 6742.54
CSP | 0 | 0 | 0 | 0 | 0 | 0
CT | 42.8 | 44.81 | 44.81 | 39.72 | 4.97 | 2.96
Coal | 11301.58 | 4385.42 | 834.5 | 423.57 | 427.34 | 430.91
Geo | 226.72 | 401.57 | 774.79 | 774.79 | 774.79 | 774.79
H | 1511 | 1525.02 | 1563.97 | 1575.94 | 1577.94 | 1577.94
LFG | 498.94 | 733.94 | 999.86 | 1086.91 | 1086.97 | 1086.97
Nuc | 16696.36 | 17842.96 | 17440.75 | 22165.86 | 20555.61 | 29816.06
PS | 517.25 | 517.25 | 517.25 | 517.25 | 517.25 | 517.25
PV | 26.7 | 59.4 | 73.52 | 74.88 | 55.85 | 53.9
PeakG | 2038.71 | 2929.53 | 1579.04 | 1396.7 | 1368.46 | 1190.77
PeakO | 507.1 | 604.87 | 239.88 | 115.98 | 108.87 | 101.87
ST | 48.64 | 95 | 108.16 | 109.34 | 109.34 | 109.34
STOG | 1806.94 | 1138.04 | 252.92 | 111.59 | 111.59 | 65.21
STWD | 153.55 | 171.75 | 144.84 | 144.84 | 144.84 | 144.84
WT | 2034.5 | 5117.94 | 7492.73 | 9555.9 | 9554.56 | 9548.41
IGCC | 30.22 | 30.22 | 30.22 | 30.22 | 30.22 | 30.22
DemandResponse | 0 | 0 | 0 | 0 | 0 | 0
IGCC-CCS | 0 | 0 | 0 | 0 | 0 | 0
WT_off | 25.01 | 25.01 | 83.68 | 83.68 | 58.72 | 58.72
PseudoUnit | 0 | 0 | 0 | 0 | 12.06 | 74.33
FixedInterchange | 0 | 0 | 0 | 0 | 0 | 0
Base FOM Costs by Reporting Type: EI_US
ReportingType | 2015 | 2020 | 2025 | 2030 | 2035 | 2040
BM | 74.48 | 75.42 | 118.93 | 118.93 | 118.93 | 99.63
CC | 4881.81 | 6159.72 | 5233.15 | 4807.39 | 5094.88 | 4937.57
CSP | 0 | 0 | 0 | 0 | 0 | 0
CT | 28.95 | 30.95 | 30.95 | 25.86 | 4.97 | 2.96
Coal | 9051.27 | 2788.36 | 307.42 | 287.15 | 290.1 | 284.59
Geo | 3.95 | 3.95 | 3.95 | 3.95 | 3.95 | 3.95
H | 419.29 | 426.46 | 441.07 | 451.16 | 451.16 | 451.16
LFG | 417.2 | 539.79 | 700.46 | 787.52 | 787.52 | 787.52
Nuc | 12948.03 | 13763.39 | 13400.29 | 16268.1 | 14262.2 | 22208.53
PS | 401.94 | 401.94 | 401.94 | 401.94 | 401.94 | 401.94
PV | 2.71 | 35.41 | 49.52 | 50.88 | 49.92 | 47.97
PeakG | 1677.74 | 2454.54 | 1265.9 | 1150.39 | 1171.38 | 1024.28
PeakO | 493.65 | 587.93 | 239.88 | 115.98 | 108.87 | 101.87
ST | 0 | 0 | 0 | 0 | 0 | 0
STOG | 966.29 | 750.82 | 252.92 | 111.59 | 111.59 | 65.21
STWD | 90.38 | 99.33 | 80.95 | 80.95 | 80.95 | 80.95
WT | 1142.42 | 3669.22 | 5621.74 | 7259.01 | 7259.01 | 7259.01
IGCC | 30.22 | 30.22 | 30.22 | 30.22 | 30.22 | 30.22
DemandResponse | 0 | 0 | 0 | 0 | 0 | 0
IGCC-CCS | 0 | 0 | 0 | 0 | 0 | 0
WT_off | 25.01 | 25.01 | 83.68 | 83.68 | 58.72 | 58.72
PseudoUnit | 0 | 0 | 0 | 0 | 12.06 | 50.65
FixedInterchange | 0 | 0 | 0 | 0 | 0 | 0
Base FOM Costs by Reporting Type: EI_Canada
ReportingType | 2015 | 2020 | 2025 | 2030 | 2035 | 2040
BM | 32.8 | 32.8 | 32.8 | 32.8 | 32.8 | 32.8
CC | 47.5 | 47.5 | 25.81 | 25.81 | 25.81 | 18.17
CSP | 0 | 0 | 0 | 0 | 0 | 0
CT | 2.46 | 2.46 | 2.46 | 2.46 | 0 | 0
Coal | 48.71 | 0 | 0 | 0 | 0 | 0
Geo | 0 | 0 | 0 | 0 | 0 | 0
H | 216.06 | 222.91 | 247.25 | 249.13 | 251.14 | 251.14
LFG | 14.17 | 14.17 | 14.17 | 14.17 | 14.23 | 14.23
Nuc | 1895.36 | 1895.36 | 1895.36 | 1895.36 | 1745.4 | 2079.7
PS | 2.92 | 2.92 | 2.92 | 2.92 | 2.92 | 2.92
PV | 18.26 | 18.26 | 18.26 | 18.26 | 0.44 | 0.44
PeakG | 18.86 | 19.65 | 10.98 | 10.98 | 10.98 | 10.98
PeakO | 0.09 | 0.09 | 0 | 0 | 0 | 0
ST | 0 | 0 | 0 | 0 | 0 | 0
STOG | 5.54 | 0 | 0 | 0 | 0 | 0
STWD | 4.45 | 4.45 | 4.45 | 4.45 | 4.45 | 4.45
WT | 120.82 | 120.82 | 120.82 | 120.82 | 112.33 | 112.33
IGCC | 0 | 0 | 0 | 0 | 0 | 0
DemandResponse | 0 | 0 | 0 | 0 | 0 | 0
IGCC-CCS | 0 | 0 | 0 | 0 | 0 | 0
WT_off | 0 | 0 | 0 | 0 | 0 | 0
PseudoUnit | 0 | 0 | 0 | 0 | 0 | 23.68
FixedInterchange | 0 | 0 | 0 | 0 | 0 | 0
Base FOM Costs by Reporting Type: EI
ReportingType | 2015 | 2020 | 2025 | 2030 | 2035 | 2040
BM | 107.28 | 108.22 | 151.72 | 151.72 | 151.72 | 132.43
CC | 4929.31 | 6207.22 | 5258.96 | 4833.2 | 5120.69 | 4955.74
CSP | 0 | 0 | 0 | 0 | 0 | 0
CT | 31.41 | 33.42 | 33.42 | 28.32 | 4.97 | 2.96
Coal | 9099.98 | 2788.36 | 307.42 | 287.15 | 290.1 | 284.59
Geo | 3.95 | 3.95 | 3.95 | 3.95 | 3.95 | 3.95
H | 635.35 | 649.37 | 688.32 | 700.29 | 702.29 | 702.29
LFG | 431.38 | 553.96 | 714.64 | 801.69 | 801.75 | 801.75
Nuc | 14843.39 | 15658.74 | 15295.65 | 18163.46 | 16007.59 | 24288.23
PS | 404.86 | 404.86 | 404.86 | 404.86 | 404.86 | 404.86
PV | 20.97 | 53.67 | 67.79 | 69.15 | 50.36 | 48.41
PeakG | 1696.6 | 2474.19 | 1276.88 | 1161.37 | 1182.36 | 1035.26
PeakO | 493.74 | 588.02 | 239.88 | 115.98 | 108.87 | 101.87
ST | 0 | 0 | 0 | 0 | 0 | 0
STOG | 971.83 | 750.82 | 252.92 | 111.59 | 111.59 | 65.21
STWD | 94.83 | 103.79 | 85.4 | 85.4 | 85.4 | 85.4
WT | 1263.24 | 3790.04 | 5742.56 | 7379.83 | 7371.34 | 7371.34
IGCC | 30.22 | 30.22 | 30.22 | 30.22 | 30.22 | 30.22
DemandResponse | 0 | 0 | 0 | 0 | 0 | 0
IGCC-CCS | 0 | 0 | 0 | 0 | 0 | 0
WT_off | 25.01 | 25.01 | 83.68 | 83.68 | 58.72 | 58.72
PseudoUnit | 0 | 0 | 0 | 0 | 12.06 | 74.33
FixedInterchange | 0 | 0 | 0 | 0 | 0 | 0
Base FOM Costs by Reporting Type: Outside_EI
ReportingType | 2015 | 2020 | 2025 | 2030 | 2035 | 2040
BM | 18.45 | 18.45 | 18.45 | 18.45 | 18.45 | 18.45
CC | 2385.63 | 2957.97 | 2469.15 | 2063.6 | 2137.87 | 1786.81
CSP | 0 | 0 | 0 | 0 | 0 | 0
CT | 11.39 | 11.39 | 11.39 | 11.39 | 0 | 0
Coal | 2201.61 | 1597.06 | 527.08 | 136.42 | 137.24 | 146.32
Geo | 222.78 | 397.63 | 770.84 | 770.84 | 770.84 | 770.84
H | 875.65 | 875.65 | 875.65 | 875.65 | 875.65 | 875.65
LFG | 67.56 | 179.98 | 285.22 | 285.22 | 285.22 | 285.22
Nuc | 1852.97 | 2184.21 | 2145.11 | 4002.4 | 4548.01 | 5527.83
PS | 112.39 | 112.39 | 112.39 | 112.39 | 112.39 | 112.39
PV | 5.73 | 5.73 | 5.73 | 5.73 | 5.5 | 5.5
PeakG | 342.11 | 455.34 | 302.15 | 235.33 | 186.1 | 155.52
PeakO | 13.36 | 16.85 | 0 | 0 | 0 | 0
ST | 48.64 | 95 | 108.16 | 109.34 | 109.34 | 109.34
STOG | 835.11 | 387.22 | 0 | 0 | 0 | 0
STWD | 58.71 | 67.96 | 59.44 | 59.44 | 59.44 | 59.44
WT | 771.26 | 1327.9 | 1750.17 | 2176.07 | 2183.22 | 2177.07
IGCC | 0 | 0 | 0 | 0 | 0 | 0
DemandResponse | 0 | 0 | 0 | 0 | 0 | 0
IGCC-CCS | 0 | 0 | 0 | 0 | 0 | 0
WT_off | 0 | 0 | 0 | 0 | 0 | 0
PseudoUnit | 0 | 0 | 0 | 0 | 0 | 0
FixedInterchange | 0 | 0 | 0 | 0 | 0 | 0
#11 | Retrofit FOM Costs ($million)
Retrofit FOM Costs by Reporting Type: Entergy
ReportingType | 2015 | 2020 | 2025 | 2030 | 2035 | 2040
BM | 0 | 0 | 0 | 0 | 0 | 0
CC | 0 | 0 | 0 | 0 | 0 | 0
CSP | 0 | 0 | 0 | 0 | 0 | 0
CT | 0 | 0 | 0 | 0 | 0 | 0
Coal | 3.17 | 0 | 0 | 0 | 0 | 0
Geo | 0 | 0 | 0 | 0 | 0 | 0
H | 0 | 0 | 0 | 0 | 0 | 0
LFG | 0 | 0 | 0 | 0 | 0 | 0
Nuc | 0 | 0 | 0 | 0 | 0 | 0
PS | 0 | 0 | 0 | 0 | 0 | 0
PV | 0 | 0 | 0 | 0 | 0 | 0
PeakG | 0 | 0 | 0 | 0 | 0 | 0
PeakO | 0 | 0 | 0 | 0 | 0 | 0
ST | 0 | 0 | 0 | 0 | 0 | 0
STOG | 0 | 0 | 0 | 0 | 0 | 0
STWD | 0 | 0 | 0 | 0 | 0 | 0
WT | 0 | 0 | 0 | 0 | 0 | 0
IGCC | 0 | 0 | 0 | 0 | 0 | 0
DemandResponse | 0 | 0 | 0 | 0 | 0 | 0
IGCC-CCS | 0 | 0 | 0 | 0 | 0 | 0
WT_off | 0 | 0 | 0 | 0 | 0 | 0
PseudoUnit | 0 | 0 | 0 | 0 | 0 | 0
FixedInterchange | 0 | 0 | 0 | 0 | 0 | 0
Retrofit FOM Costs by Reporting Type: FRCC
ReportingType | 2015 | 2020 | 2025 | 2030 | 2035 | 2040
BM | 0 | 0 | 0 | 0 | 0 | 0
CC | 0 | 0 | 0 | 0 | 0 | 0
CSP | 0 | 0 | 0 | 0 | 0 | 0
CT | 0 | 0 | 0 | 0 | 0 | 0
Coal | 9.24 | 4.9 | 0 | 0 | 0 | 0
Geo | 0 | 0 | 0 | 0 | 0 | 0
H | 0 | 0 | 0 | 0 | 0 | 0
LFG | 0 | 0 | 0 | 0 | 0 | 0
Nuc | 0 | 0 | 0 | 0 | 0 | 0
PS | 0 | 0 | 0 | 0 | 0 | 0
PV | 0 | 0 | 0 | 0 | 0 | 0
PeakG | 0 | 0 | 0 | 0 | 0 | 0
PeakO | 0 | 0 | 0 | 0 | 0 | 0
ST | 0 | 0 | 0 | 0 | 0 | 0
STOG | 0 | 0 | 0 | 0 | 0 | 0
STWD | 0 | 0 | 0 | 0 | 0 | 0
WT | 0 | 0 | 0 | 0 | 0 | 0
IGCC | 0 | 0 | 0 | 0 | 0 | 0
DemandResponse | 0 | 0 | 0 | 0 | 0 | 0
IGCC-CCS | 0 | 0 | 0 | 0 | 0 | 0
WT_off | 0 | 0 | 0 | 0 | 0 | 0
PseudoUnit | 0 | 0 | 0 | 0 | 0 | 0
FixedInterchange | 0 | 0 | 0 | 0 | 0 | 0
Retrofit FOM Costs by Reporting Type: MAPP_US
ReportingType | 2015 | 2020 | 2025 | 2030 | 2035 | 2040
BM | 0 | 0 | 0 | 0 | 0 | 0
CC | 0 | 0 | 0 | 0 | 0 | 0
CSP | 0 | 0 | 0 | 0 | 0 | 0
CT | 0 | 0 | 0 | 0 | 0 | 0
Coal | 14.36 | 2.2 | 0 | 0 | 0 | 0
Geo | 0 | 0 | 0 | 0 | 0 | 0
H | 0 | 0 | 0 | 0 | 0 | 0
LFG | 0 | 0 | 0 | 0 | 0 | 0
Nuc | 0 | 0 | 0 | 0 | 0 | 0
PS | 0 | 0 | 0 | 0 | 0 | 0
PV | 0 | 0 | 0 | 0 | 0 | 0
PeakG | 0 | 0 | 0 | 0 | 0 | 0
PeakO | 0 | 0 | 0 | 0 | 0 | 0
ST | 0 | 0 | 0 | 0 | 0 | 0
STOG | 0 | 0 | 0 | 0 | 0 | 0
STWD | 0 | 0 | 0 | 0 | 0 | 0
WT | 0 | 0 | 0 | 0 | 0 | 0
IGCC | 0 | 0 | 0 | 0 | 0 | 0
DemandResponse | 0 | 0 | 0 | 0 | 0 | 0
IGCC-CCS | 0 | 0 | 0 | 0 | 0 | 0
WT_off | 0 | 0 | 0 | 0 | 0 | 0
PseudoUnit | 0 | 0 | 0 | 0 | 0 | 0
FixedInterchange | 0 | 0 | 0 | 0 | 0 | 0
Retrofit FOM Costs by Reporting Type: MISO_IN
ReportingType | 2015 | 2020 | 2025 | 2030 | 2035 | 2040
BM | 0 | 0 | 0 | 0 | 0 | 0
CC | 0 | 0 | 0 | 0 | 0 | 0
CSP | 0 | 0 | 0 | 0 | 0 | 0
CT | 0 | 0 | 0 | 0 | 0 | 0
Coal | 61.06 | 62.5 | 0 | 0 | 0 | 0
Geo | 0 | 0 | 0 | 0 | 0 | 0
H | 0 | 0 | 0 | 0 | 0 | 0
LFG | 0 | 0 | 0 | 0 | 0 | 0
Nuc | 0 | 0 | 0 | 0 | 0 | 0
PS | 0 | 0 | 0 | 0 | 0 | 0
PV | 0 | 0 | 0 | 0 | 0 | 0
PeakG | 0 | 0 | 0 | 0 | 0 | 0
PeakO | 0 | 0 | 0 | 0 | 0 | 0
ST | 0 | 0 | 0 | 0 | 0 | 0
STOG | 0 | 0 | 0 | 0 | 0 | 0
STWD | 0 | 0 | 0 | 0 | 0 | 0
WT | 0 | 0 | 0 | 0 | 0 | 0
IGCC | 0 | 0 | 0 | 0 | 0 | 0
DemandResponse | 0 | 0 | 0 | 0 | 0 | 0
IGCC-CCS | 0 | 0 | 0 | 0 | 0 | 0
WT_off | 0 | 0 | 0 | 0 | 0 | 0
PseudoUnit | 0 | 0 | 0 | 0 | 0 | 0
FixedInterchange | 0 | 0 | 0 | 0 | 0 | 0
Retrofit FOM Costs by Reporting Type: MISO_MI
ReportingType | 2015 | 2020 | 2025 | 2030 | 2035 | 2040
BM | 0 | 0 | 0 | 0 | 0 | 0
CC | 0 | 0 | 0 | 0 | 0 | 0
CSP | 0 | 0 | 0 | 0 | 0 | 0
CT | 0 | 0 | 0 | 0 | 0 | 0
Coal | 1.92 | 0 | 0 | 0 | 0 | 0
Geo | 0 | 0 | 0 | 0 | 0 | 0
H | 0 | 0 | 0 | 0 | 0 | 0
LFG | 0 | 0 | 0 | 0 | 0 | 0
Nuc | 0 | 0 | 0 | 0 | 0 | 0
PS | 0 | 0 | 0 | 0 | 0 | 0
PV | 0 | 0 | 0 | 0 | 0 | 0
PeakG | 0 | 0 | 0 | 0 | 0 | 0
PeakO | 0 | 0 | 0 | 0 | 0 | 0
ST | 0 | 0 | 0 | 0 | 0 | 0
STOG | 0 | 0 | 0 | 0 | 0 | 0
STWD | 0 | 0 | 0 | 0 | 0 | 0
WT | 0 | 0 | 0 | 0 | 0 | 0
IGCC | 0 | 0 | 0 | 0 | 0 | 0
DemandResponse | 0 | 0 | 0 | 0 | 0 | 0
IGCC-CCS | 0 | 0 | 0 | 0 | 0 | 0
WT_off | 0 | 0 | 0 | 0 | 0 | 0
PseudoUnit | 0 | 0 | 0 | 0 | 0 | 0
FixedInterchange | 0 | 0 | 0 | 0 | 0 | 0
Retrofit FOM Costs by Reporting Type: MISO_MO-IL
ReportingType | 2015 | 2020 | 2025 | 2030 | 2035 | 2040
BM | 0 | 0 | 0 | 0 | 0 | 0
CC | 0 | 0 | 0 | 0 | 0 | 0
CSP | 0 | 0 | 0 | 0 | 0 | 0
CT | 0 | 0 | 0 | 0 | 0 | 0
Coal | 18.68 | 13.4 | 0 | 0 | 0 | 0
Geo | 0 | 0 | 0 | 0 | 0 | 0
H | 0 | 0 | 0 | 0 | 0 | 0
LFG | 0 | 0 | 0 | 0 | 0 | 0
Nuc | 0 | 0 | 0 | 0 | 0 | 0
PS | 0 | 0 | 0 | 0 | 0 | 0
PV | 0 | 0 | 0 | 0 | 0 | 0
PeakG | 0 | 0 | 0 | 0 | 0 | 0
PeakO | 0 | 0 | 0 | 0 | 0 | 0
ST | 0 | 0 | 0 | 0 | 0 | 0
STOG | 0 | 0 | 0 | 0 | 0 | 0
STWD | 0 | 0 | 0 | 0 | 0 | 0
WT | 0 | 0 | 0 | 0 | 0 | 0
IGCC | 0 | 0 | 0 | 0 | 0 | 0
DemandResponse | 0 | 0 | 0 | 0 | 0 | 0
IGCC-CCS | 0 | 0 | 0 | 0 | 0 | 0
WT_off | 0 | 0 | 0 | 0 | 0 | 0
PseudoUnit | 0 | 0 | 0 | 0 | 0 | 0
FixedInterchange | 0 | 0 | 0 | 0 | 0 | 0
Retrofit FOM Costs by Reporting Type: MISO_W
ReportingType | 2015 | 2020 | 2025 | 2030 | 2035 | 2040
BM | 0 | 0 | 0 | 0 | 0 | 0
CC | 0 | 0 | 0 | 0 | 0 | 0
CSP | 0 | 0 | 0 | 0 | 0 | 0
CT | 0 | 0 | 0 | 0 | 0 | 0
Coal | 29.4 | 30.94 | 5.69 | 3.86 | 3.86 | 3.22
Geo | 0 | 0 | 0 | 0 | 0 | 0
H | 0 | 0 | 0 | 0 | 0 | 0
LFG | 0 | 0 | 0 | 0 | 0 | 0
Nuc | 0 | 0 | 0 | 0 | 0 | 0
PS | 0 | 0 | 0 | 0 | 0 | 0
PV | 0 | 0 | 0 | 0 | 0 | 0
PeakG | 0 | 0 | 0 | 0 | 0 | 0
PeakO | 0 | 0 | 0 | 0 | 0 | 0
ST | 0 | 0 | 0 | 0 | 0 | 0
STOG | 0 | 0 | 0 | 0 | 0 | 0
STWD | 0 | 0 | 0 | 0 | 0 | 0
WT | 0 | 0 | 0 | 0 | 0 | 0
IGCC | 0 | 0 | 0 | 0 | 0 | 0
DemandResponse | 0 | 0 | 0 | 0 | 0 | 0
IGCC-CCS | 0 | 0 | 0 | 0 | 0 | 0
WT_off | 0 | 0 | 0 | 0 | 0 | 0
PseudoUnit | 0 | 0 | 0 | 0 | 0 | 0
FixedInterchange | 0 | 0 | 0 | 0 | 0 | 0
Retrofit FOM Costs by Reporting Type: MISO_WUMS
ReportingType | 2015 | 2020 | 2025 | 2030 | 2035 | 2040
BM | 0 | 0 | 0 | 0 | 0 | 0
CC | 0 | 0 | 0 | 0 | 0 | 0
CSP | 0 | 0 | 0 | 0 | 0 | 0
CT | 0 | 0 | 0 | 0 | 0 | 0
Coal | 23.13 | 7.37 | 1.09 | 0.76 | 0.76 | 0.52
Geo | 0 | 0 | 0 | 0 | 0 | 0
H | 0 | 0 | 0 | 0 | 0 | 0
LFG | 0 | 0 | 0 | 0 | 0 | 0
Nuc | 0 | 0 | 0 | 0 | 0 | 0
PS | 0 | 0 | 0 | 0 | 0 | 0
PV | 0 | 0 | 0 | 0 | 0 | 0
PeakG | 0 | 0 | 0 | 0 | 0 | 0
PeakO | 0 | 0 | 0 | 0 | 0 | 0
ST | 0 | 0 | 0 | 0 | 0 | 0
STOG | 0 | 0 | 0 | 0 | 0 | 0
STWD | 0 | 0 | 0 | 0 | 0 | 0
WT | 0 | 0 | 0 | 0 | 0 | 0
IGCC | 0 | 0 | 0 | 0 | 0 | 0
DemandResponse | 0 | 0 | 0 | 0 | 0 | 0
IGCC-CCS | 0 | 0 | 0 | 0 | 0 | 0
WT_off | 0 | 0 | 0 | 0 | 0 | 0
PseudoUnit | 0 | 0 | 0 | 0 | 0 | 0
FixedInterchange | 0 | 0 | 0 | 0 | 0 | 0
Retrofit FOM Costs by Reporting Type: Nebraska
ReportingType | 2015 | 2020 | 2025 | 2030 | 2035 | 2040
BM | 0 | 0 | 0 | 0 | 0 | 0
CC | 0 | 0 | 0 | 0 | 0 | 0
CSP | 0 | 0 | 0 | 0 | 0 | 0
CT | 0 | 0 | 0 | 0 | 0 | 0
Coal | 4.88 | 4.88 | 0 | 0 | 0 | 0
Geo | 0 | 0 | 0 | 0 | 0 | 0
H | 0 | 0 | 0 | 0 | 0 | 0
LFG | 0 | 0 | 0 | 0 | 0 | 0
Nuc | 0 | 0 | 0 | 0 | 0 | 0
PS | 0 | 0 | 0 | 0 | 0 | 0
PV | 0 | 0 | 0 | 0 | 0 | 0
PeakG | 0 | 0 | 0 | 0 | 0 | 0
PeakO | 0 | 0 | 0 | 0 | 0 | 0
ST | 0 | 0 | 0 | 0 | 0 | 0
STOG | 0 | 0 | 0 | 0 | 0 | 0
STWD | 0 | 0 | 0 | 0 | 0 | 0
WT | 0 | 0 | 0 | 0 | 0 | 0
IGCC | 0 | 0 | 0 | 0 | 0 | 0
DemandResponse | 0 | 0 | 0 | 0 | 0 | 0
IGCC-CCS | 0 | 0 | 0 | 0 | 0 | 0
WT_off | 0 | 0 | 0 | 0 | 0 | 0
PseudoUnit | 0 | 0 | 0 | 0 | 0 | 0
FixedInterchange | 0 | 0 | 0 | 0 | 0 | 0
Retrofit FOM Costs by Reporting Type: NEISO
ReportingType | 2015 | 2020 | 2025 | 2030 | 2035 | 2040
BM | 0 | 0 | 0 | 0 | 0 | 0
CC | 0 | 0 | 0 | 0 | 0 | 0
CSP | 0 | 0 | 0 | 0 | 0 | 0
CT | 0 | 0 | 0 | 0 | 0 | 0
Coal | 4.08 | 0 | 0 | 0 | 0 | 0
Geo | 0 | 0 | 0 | 0 | 0 | 0
H | 0 | 0 | 0 | 0 | 0 | 0
LFG | 0 | 0 | 0 | 0 | 0 | 0
Nuc | 0 | 0 | 0 | 0 | 0 | 0
PS | 0 | 0 | 0 | 0 | 0 | 0
PV | 0 | 0 | 0 | 0 | 0 | 0
PeakG | 0 | 0 | 0 | 0 | 0 | 0
PeakO | 0 | 0 | 0 | 0 | 0 | 0
ST | 0 | 0 | 0 | 0 | 0 | 0
STOG | 0 | 0 | 0 | 0 | 0 | 0
STWD | 0 | 0 | 0 | 0 | 0 | 0
WT | 0 | 0 | 0 | 0 | 0 | 0
IGCC | 0 | 0 | 0 | 0 | 0 | 0
DemandResponse | 0 | 0 | 0 | 0 | 0 | 0
IGCC-CCS | 0 | 0 | 0 | 0 | 0 | 0
WT_off | 0 | 0 | 0 | 0 | 0 | 0
PseudoUnit | 0 | 0 | 0 | 0 | 0 | 0
FixedInterchange | 0 | 0 | 0 | 0 | 0 | 0
Retrofit FOM Costs by Reporting Type: NonRTO_Midwest
ReportingType | 2015 | 2020 | 2025 | 2030 | 2035 | 2040
BM | 0 | 0 | 0 | 0 | 0 | 0
CC | 0 | 0 | 0 | 0 | 0 | 0
CSP | 0 | 0 | 0 | 0 | 0 | 0
CT | 0 | 0 | 0 | 0 | 0 | 0
Coal | 74.01 | 21.37 | 2.04 | 2.04 | 2.04 | 2.04
Geo | 0 | 0 | 0 | 0 | 0 | 0
H | 0 | 0 | 0 | 0 | 0 | 0
LFG | 0 | 0 | 0 | 0 | 0 | 0
Nuc | 0 | 0 | 0 | 0 | 0 | 0
PS | 0 | 0 | 0 | 0 | 0 | 0
PV | 0 | 0 | 0 | 0 | 0 | 0
PeakG | 0 | 0 | 0 | 0 | 0 | 0
PeakO | 0 | 0 | 0 | 0 | 0 | 0
ST | 0 | 0 | 0 | 0 | 0 | 0
STOG | 0 | 0 | 0 | 0 | 0 | 0
STWD | 0 | 0 | 0 | 0 | 0 | 0
WT | 0 | 0 | 0 | 0 | 0 | 0
IGCC | 0 | 0 | 0 | 0 | 0 | 0
DemandResponse | 0 | 0 | 0 | 0 | 0 | 0
IGCC-CCS | 0 | 0 | 0 | 0 | 0 | 0
WT_off | 0 | 0 | 0 | 0 | 0 | 0
PseudoUnit | 0 | 0 | 0 | 0 | 0 | 0
FixedInterchange | 0 | 0 | 0 | 0 | 0 | 0
Retrofit FOM Costs by Reporting Type: NYISO_A-F
ReportingType | 2015 | 2020 | 2025 | 2030 | 2035 | 2040
BM | 0 | 0 | 0 | 0 | 0 | 0
CC | 0 | 0 | 0 | 0 | 0 | 0
CSP | 0 | 0 | 0 | 0 | 0 | 0
CT | 0 | 0 | 0 | 0 | 0 | 0
Coal | 0 | 0 | 0 | 0 | 0 | 0
Geo | 0 | 0 | 0 | 0 | 0 | 0
H | 0 | 0 | 0 | 0 | 0 | 0
LFG | 0 | 0 | 0 | 0 | 0 | 0
Nuc | 0 | 0 | 0 | 0 | 0 | 0
PS | 0 | 0 | 0 | 0 | 0 | 0
PV | 0 | 0 | 0 | 0 | 0 | 0
PeakG | 0 | 0 | 0 | 0 | 0 | 0
PeakO | 0 | 0 | 0 | 0 | 0 | 0
ST | 0 | 0 | 0 | 0 | 0 | 0
STOG | 0 | 0 | 0 | 0 | 0 | 0
STWD | 0 | 0 | 0 | 0 | 0 | 0
WT | 0 | 0 | 0 | 0 | 0 | 0
IGCC | 0 | 0 | 0 | 0 | 0 | 0
DemandResponse | 0 | 0 | 0 | 0 | 0 | 0
IGCC-CCS | 0 | 0 | 0 | 0 | 0 | 0
WT_off | 0 | 0 | 0 | 0 | 0 | 0
PseudoUnit | 0 | 0 | 0 | 0 | 0 | 0
FixedInterchange | 0 | 0 | 0 | 0 | 0 | 0
Retrofit FOM Costs by Reporting Type: NYISO_G-I
ReportingType | 2015 | 2020 | 2025 | 2030 | 2035 | 2040
BM | 0 | 0 | 0 | 0 | 0 | 0
CC | 0 | 0 | 0 | 0 | 0 | 0
CSP | 0 | 0 | 0 | 0 | 0 | 0
CT | 0 | 0 | 0 | 0 | 0 | 0
Coal | 0 | 0 | 0 | 0 | 0 | 0
Geo | 0 | 0 | 0 | 0 | 0 | 0
H | 0 | 0 | 0 | 0 | 0 | 0
LFG | 0 | 0 | 0 | 0 | 0 | 0
Nuc | 0 | 0 | 0 | 0 | 0 | 0
PS | 0 | 0 | 0 | 0 | 0 | 0
PV | 0 | 0 | 0 | 0 | 0 | 0
PeakG | 0 | 0 | 0 | 0 | 0 | 0
PeakO | 0 | 0 | 0 | 0 | 0 | 0
ST | 0 | 0 | 0 | 0 | 0 | 0
STOG | 0 | 0 | 0 | 0 | 0 | 0
STWD | 0 | 0 | 0 | 0 | 0 | 0
WT | 0 | 0 | 0 | 0 | 0 | 0
IGCC | 0 | 0 | 0 | 0 | 0 | 0
DemandResponse | 0 | 0 | 0 | 0 | 0 | 0
IGCC-CCS | 0 | 0 | 0 | 0 | 0 | 0
WT_off | 0 | 0 | 0 | 0 | 0 | 0
PseudoUnit | 0 | 0 | 0 | 0 | 0 | 0
FixedInterchange | 0 | 0 | 0 | 0 | 0 | 0
Retrofit FOM Costs by Reporting Type: NYISO_J-K
ReportingType | 2015 | 2020 | 2025 | 2030 | 2035 | 2040
BM | 0 | 0 | 0 | 0 | 0 | 0
CC | 0 | 0 | 0 | 0 | 0 | 0
CSP | 0 | 0 | 0 | 0 | 0 | 0
CT | 0 | 0 | 0 | 0 | 0 | 0
Coal | 0 | 0 | 0 | 0 | 0 | 0
Geo | 0 | 0 | 0 | 0 | 0 | 0
H | 0 | 0 | 0 | 0 | 0 | 0
LFG | 0 | 0 | 0 | 0 | 0 | 0
Nuc | 0 | 0 | 0 | 0 | 0 | 0
PS | 0 | 0 | 0 | 0 | 0 | 0
PV | 0 | 0 | 0 | 0 | 0 | 0
PeakG | 0 | 0 | 0 | 0 | 0 | 0
PeakO | 0 | 0 | 0 | 0 | 0 | 0
ST | 0 | 0 | 0 | 0 | 0 | 0
STOG | 0 | 0 | 0 | 0 | 0 | 0
STWD | 0 | 0 | 0 | 0 | 0 | 0
WT | 0 | 0 | 0 | 0 | 0 | 0
IGCC | 0 | 0 | 0 | 0 | 0 | 0
DemandResponse | 0 | 0 | 0 | 0 | 0 | 0
IGCC-CCS | 0 | 0 | 0 | 0 | 0 | 0
WT_off | 0 | 0 | 0 | 0 | 0 | 0
PseudoUnit | 0 | 0 | 0 | 0 | 0 | 0
FixedInterchange | 0 | 0 | 0 | 0 | 0 | 0
Retrofit FOM Costs by Reporting Type: PJM_E
ReportingType | 2015 | 2020 | 2025 | 2030 | 2035 | 2040
BM | 0 | 0 | 0 | 0 | 0 | 0
CC | 0 | 0 | 0 | 0 | 0 | 0
CSP | 0 | 0 | 0 | 0 | 0 | 0
CT | 0 | 0 | 0 | 0 | 0 | 0
Coal | 1.07 | 0 | 0 | 0 | 0 | 0
Geo | 0 | 0 | 0 | 0 | 0 | 0
H | 0 | 0 | 0 | 0 | 0 | 0
LFG | 0 | 0 | 0 | 0 | 0 | 0
Nuc | 0 | 0 | 0 | 0 | 0 | 0
PS | 0 | 0 | 0 | 0 | 0 | 0
PV | 0 | 0 | 0 | 0 | 0 | 0
PeakG | 0 | 0 | 0 | 0 | 0 | 0
PeakO | 0 | 0 | 0 | 0 | 0 | 0
ST | 0 | 0 | 0 | 0 | 0 | 0
STOG | 0 | 0 | 0 | 0 | 0 | 0
STWD | 0 | 0 | 0 | 0 | 0 | 0
WT | 0 | 0 | 0 | 0 | 0 | 0
IGCC | 0 | 0 | 0 | 0 | 0 | 0
DemandResponse | 0 | 0 | 0 | 0 | 0 | 0
IGCC-CCS | 0 | 0 | 0 | 0 | 0 | 0
WT_off | 0 | 0 | 0 | 0 | 0 | 0
PseudoUnit | 0 | 0 | 0 | 0 | 0 | 0
FixedInterchange | 0 | 0 | 0 | 0 | 0 | 0
Retrofit FOM Costs by Reporting Type: PJM_ROM
ReportingType | 2015 | 2020 | 2025 | 2030 | 2035 | 2040
BM | 0 | 0 | 0 | 0 | 0 | 0
CC | 0 | 0 | 0 | 0 | 0 | 0
CSP | 0 | 0 | 0 | 0 | 0 | 0
CT | 0 | 0 | 0 | 0 | 0 | 0
Coal | 2.04 | 0.53 | 0 | 0 | 0 | 0
Geo | 0 | 0 | 0 | 0 | 0 | 0
H | 0 | 0 | 0 | 0 | 0 | 0
LFG | 0 | 0 | 0 | 0 | 0 | 0
Nuc | 0 | 0 | 0 | 0 | 0 | 0
PS | 0 | 0 | 0 | 0 | 0 | 0
PV | 0 | 0 | 0 | 0 | 0 | 0
PeakG | 0 | 0 | 0 | 0 | 0 | 0
PeakO | 0 | 0 | 0 | 0 | 0 | 0
ST | 0 | 0 | 0 | 0 | 0 | 0
STOG | 0 | 0 | 0 | 0 | 0 | 0
STWD | 0 | 0 | 0 | 0 | 0 | 0
WT | 0 | 0 | 0 | 0 | 0 | 0
IGCC | 0 | 0 | 0 | 0 | 0 | 0
DemandResponse | 0 | 0 | 0 | 0 | 0 | 0
IGCC-CCS | 0 | 0 | 0 | 0 | 0 | 0
WT_off | 0 | 0 | 0 | 0 | 0 | 0
PseudoUnit | 0 | 0 | 0 | 0 | 0 | 0
FixedInterchange | 0 | 0 | 0 | 0 | 0 | 0
Retrofit FOM Costs by Reporting Type: PJM_ROR
ReportingType | 2015 | 2020 | 2025 | 2030 | 2035 | 2040
BM | 0 | 0 | 0 | 0 | 0 | 0
CC | 0 | 0 | 0 | 0 | 0 | 0
CSP | 0 | 0 | 0 | 0 | 0 | 0
CT | 0 | 0 | 0 | 0 | 0 | 0
Coal | 99.1 | 54.89 | 0 | 0 | 0 | 0
Geo | 0 | 0 | 0 | 0 | 0 | 0
H | 0 | 0 | 0 | 0 | 0 | 0
LFG | 0 | 0 | 0 | 0 | 0 | 0
Nuc | 0 | 0 | 0 | 0 | 0 | 0
PS | 0 | 0 | 0 | 0 | 0 | 0
PV | 0 | 0 | 0 | 0 | 0 | 0
PeakG | 0 | 0 | 0 | 0 | 0 | 0
PeakO | 0 | 0 | 0 | 0 | 0 | 0
ST | 0 | 0 | 0 | 0 | 0 | 0
STOG | 0 | 0 | 0 | 0 | 0 | 0
STWD | 0 | 0 | 0 | 0 | 0 | 0
WT | 0 | 0 | 0 | 0 | 0 | 0
IGCC | 0 | 0 | 0 | 0 | 0 | 0
DemandResponse | 0 | 0 | 0 | 0 | 0 | 0
IGCC-CCS | 0 | 0 | 0 | 0 | 0 | 0
WT_off | 0 | 0 | 0 | 0 | 0 | 0
PseudoUnit | 0 | 0 | 0 | 0 | 0 | 0
FixedInterchange | 0 | 0 | 0 | 0 | 0 | 0
Retrofit FOM Costs by Reporting Type: SOCO
ReportingType | 2015 | 2020 | 2025 | 2030 | 2035 | 2040
BM | 0 | 0 | 0 | 0 | 0 | 0
CC | 0 | 0 | 0 | 0 | 0 | 0
CSP | 0 | 0 | 0 | 0 | 0 | 0
CT | 0 | 0 | 0 | 0 | 0 | 0
Coal | 41.36 | 0 | 0 | 0 | 0 | 0
Geo | 0 | 0 | 0 | 0 | 0 | 0
H | 0 | 0 | 0 | 0 | 0 | 0
LFG | 0 | 0 | 0 | 0 | 0 | 0
Nuc | 0 | 0 | 0 | 0 | 0 | 0
PS | 0 | 0 | 0 | 0 | 0 | 0
PV | 0 | 0 | 0 | 0 | 0 | 0
PeakG | 0 | 0 | 0 | 0 | 0 | 0
PeakO | 0 | 0 | 0 | 0 | 0 | 0
ST | 0 | 0 | 0 | 0 | 0 | 0
STOG | 0 | 0 | 0 | 0 | 0 | 0
STWD | 0 | 0 | 0 | 0 | 0 | 0
WT | 0 | 0 | 0 | 0 | 0 | 0
IGCC | 0 | 0 | 0 | 0 | 0 | 0
DemandResponse | 0 | 0 | 0 | 0 | 0 | 0
IGCC-CCS | 0 | 0 | 0 | 0 | 0 | 0
WT_off | 0 | 0 | 0 | 0 | 0 | 0
PseudoUnit | 0 | 0 | 0 | 0 | 0 | 0
FixedInterchange | 0 | 0 | 0 | 0 | 0 | 0
Retrofit FOM Costs by Reporting Type: SPP_N
ReportingType | 2015 | 2020 | 2025 | 2030 | 2035 | 2040
BM | 0 | 0 | 0 | 0 | 0 | 0
CC | 0 | 0 | 0 | 0 | 0 | 0
CSP | 0 | 0 | 0 | 0 | 0 | 0
CT | 0 | 0 | 0 | 0 | 0 | 0
Coal | 35.72 | 23.91 | 0 | 0 | 0 | 0
Geo | 0 | 0 | 0 | 0 | 0 | 0
H | 0 | 0 | 0 | 0 | 0 | 0
LFG | 0 | 0 | 0 | 0 | 0 | 0
Nuc | 0 | 0 | 0 | 0 | 0 | 0
PS | 0 | 0 | 0 | 0 | 0 | 0
PV | 0 | 0 | 0 | 0 | 0 | 0
PeakG | 0 | 0 | 0 | 0 | 0 | 0
PeakO | 0 | 0 | 0 | 0 | 0 | 0
ST | 0 | 0 | 0 | 0 | 0 | 0
STOG | 0 | 0 | 0 | 0 | 0 | 0
STWD | 0 | 0 | 0 | 0 | 0 | 0
WT | 0 | 0 | 0 | 0 | 0 | 0
IGCC | 0 | 0 | 0 | 0 | 0 | 0
DemandResponse | 0 | 0 | 0 | 0 | 0 | 0
IGCC-CCS | 0 | 0 | 0 | 0 | 0 | 0
WT_off | 0 | 0 | 0 | 0 | 0 | 0
PseudoUnit | 0 | 0 | 0 | 0 | 0 | 0
FixedInterchange | 0 | 0 | 0 | 0 | 0 | 0
Retrofit FOM Costs by Reporting Type: SPP_S
ReportingType | 2015 | 2020 | 2025 | 2030 | 2035 | 2040
BM | 0 | 0 | 0 | 0 | 0 | 0
CC | 0 | 0 | 0 | 0 | 0 | 0
CSP | 0 | 0 | 0 | 0 | 0 | 0
CT | 0 | 0 | 0 | 0 | 0 | 0
Coal | 15.96 | 8.34 | 0 | 0 | 0 | 0
Geo | 0 | 0 | 0 | 0 | 0 | 0
H | 0 | 0 | 0 | 0 | 0 | 0
LFG | 0 | 0 | 0 | 0 | 0 | 0
Nuc | 0 | 0 | 0 | 0 | 0 | 0
PS | 0 | 0 | 0 | 0 | 0 | 0
PV | 0 | 0 | 0 | 0 | 0 | 0
PeakG | 0 | 0 | 0 | 0 | 0 | 0
PeakO | 0 | 0 | 0 | 0 | 0 | 0
ST | 0 | 0 | 0 | 0 | 0 | 0
STOG | 0 | 0 | 0 | 0 | 0 | 0
STWD | 0 | 0 | 0 | 0 | 0 | 0
WT | 0 | 0 | 0 | 0 | 0 | 0
IGCC | 0 | 0 | 0 | 0 | 0 | 0
DemandResponse | 0 | 0 | 0 | 0 | 0 | 0
IGCC-CCS | 0 | 0 | 0 | 0 | 0 | 0
WT_off | 0 | 0 | 0 | 0 | 0 | 0
PseudoUnit | 0 | 0 | 0 | 0 | 0 | 0
FixedInterchange | 0 | 0 | 0 | 0 | 0 | 0
Retrofit FOM Costs by Reporting Type: TVA
ReportingType | 2015 | 2020 | 2025 | 2030 | 2035 | 2040
BM | 0 | 0 | 0 | 0 | 0 | 0
CC | 0 | 0 | 0 | 0 | 0 | 0
CSP | 0 | 0 | 0 | 0 | 0 | 0
CT | 0 | 0 | 0 | 0 | 0 | 0
Coal | 35.47 | 8.18 | 0 | 0 | 0 | 0
Geo | 0 | 0 | 0 | 0 | 0 | 0
H | 0 | 0 | 0 | 0 | 0 | 0
LFG | 0 | 0 | 0 | 0 | 0 | 0
Nuc | 0 | 0 | 0 | 0 | 0 | 0
PS | 0 | 0 | 0 | 0 | 0 | 0
PV | 0 | 0 | 0 | 0 | 0 | 0
PeakG | 0 | 0 | 0 | 0 | 0 | 0
PeakO | 0 | 0 | 0 | 0 | 0 | 0
ST | 0 | 0 | 0 | 0 | 0 | 0
STOG | 0 | 0 | 0 | 0 | 0 | 0
STWD | 0 | 0 | 0 | 0 | 0 | 0
WT | 0 | 0 | 0 | 0 | 0 | 0
IGCC | 0 | 0 | 0 | 0 | 0 | 0
DemandResponse | 0 | 0 | 0 | 0 | 0 | 0
IGCC-CCS | 0 | 0 | 0 | 0 | 0 | 0
WT_off | 0 | 0 | 0 | 0 | 0 | 0
PseudoUnit | 0 | 0 | 0 | 0 | 0 | 0
FixedInterchange | 0 | 0 | 0 | 0 | 0 | 0
Retrofit FOM Costs by Reporting Type: TVA_Transmission
ReportingType | 2015 | 2020 | 2025 | 2030 | 2035 | 2040
BM | 0 | 0 | 0 | 0 | 0 | 0
CC | 0 | 0 | 0 | 0 | 0 | 0
CSP | 0 | 0 | 0 | 0 | 0 | 0
CT | 0 | 0 | 0 | 0 | 0 | 0
Coal | 0 | 0 | 0 | 0 | 0 | 0
Geo | 0 | 0 | 0 | 0 | 0 | 0
H | 0 | 0 | 0 | 0 | 0 | 0
LFG | 0 | 0 | 0 | 0 | 0 | 0
Nuc | 0 | 0 | 0 | 0 | 0 | 0
PS | 0 | 0 | 0 | 0 | 0 | 0
PV | 0 | 0 | 0 | 0 | 0 | 0
PeakG | 0 | 0 | 0 | 0 | 0 | 0
PeakO | 0 | 0 | 0 | 0 | 0 | 0
ST | 0 | 0 | 0 | 0 | 0 | 0
STOG | 0 | 0 | 0 | 0 | 0 | 0
STWD | 0 | 0 | 0 | 0 | 0 | 0
WT | 0 | 0 | 0 | 0 | 0 | 0
IGCC | 0 | 0 | 0 | 0 | 0 | 0
DemandResponse | 0 | 0 | 0 | 0 | 0 | 0
IGCC-CCS | 0 | 0 | 0 | 0 | 0 | 0
WT_off | 0 | 0 | 0 | 0 | 0 | 0
PseudoUnit | 0 | 0 | 0 | 0 | 0 | 0
FixedInterchange | 0 | 0 | 0 | 0 | 0 | 0
Retrofit FOM Costs by Reporting Type: VACAR
ReportingType | 2015 | 2020 | 2025 | 2030 | 2035 | 2040
BM | 0 | 0 | 0 | 0 | 0 | 0
CC | 0 | 0 | 0 | 0 | 0 | 0
CSP | 0 | 0 | 0 | 0 | 0 | 0
CT | 0 | 0 | 0 | 0 | 0 | 0
Coal | 69.05 | 17.06 | 0 | 0 | 0 | 0
Geo | 0 | 0 | 0 | 0 | 0 | 0
H | 0 | 0 | 0 | 0 | 0 | 0
LFG | 0 | 0 | 0 | 0 | 0 | 0
Nuc | 0 | 0 | 0 | 0 | 0 | 0
PS | 0 | 0 | 0 | 0 | 0 | 0
PV | 0 | 0 | 0 | 0 | 0 | 0
PeakG | 0 | 0 | 0 | 0 | 0 | 0
PeakO | 0 | 0 | 0 | 0 | 0 | 0
ST | 0 | 0 | 0 | 0 | 0 | 0
STOG | 0 | 0 | 0 | 0 | 0 | 0
STWD | 0 | 0 | 0 | 0 | 0 | 0
WT | 0 | 0 | 0 | 0 | 0 | 0
IGCC | 0 | 0 | 0 | 0 | 0 | 0
DemandResponse | 0 | 0 | 0 | 0 | 0 | 0
IGCC-CCS | 0 | 0 | 0 | 0 | 0 | 0
WT_off | 0 | 0 | 0 | 0 | 0 | 0
PseudoUnit | 0 | 0 | 0 | 0 | 0 | 0
FixedInterchange | 0 | 0 | 0 | 0 | 0 | 0
Retrofit FOM Costs by Reporting Type: IESO
ReportingType | 2015 | 2020 | 2025 | 2030 | 2035 | 2040
BM | 0 | 0 | 0 | 0 | 0 | 0
CC | 0 | 0 | 0 | 0 | 0 | 0
CSP | 0 | 0 | 0 | 0 | 0 | 0
CT | 0 | 0 | 0 | 0 | 0 | 0
Coal | 0 | 0 | 0 | 0 | 0 | 0
Geo | 0 | 0 | 0 | 0 | 0 | 0
H | 0 | 0 | 0 | 0 | 0 | 0
LFG | 0 | 0 | 0 | 0 | 0 | 0
Nuc | 0 | 0 | 0 | 0 | 0 | 0
PS | 0 | 0 | 0 | 0 | 0 | 0
PV | 0 | 0 | 0 | 0 | 0 | 0
PeakG | 0 | 0 | 0 | 0 | 0 | 0
PeakO | 0 | 0 | 0 | 0 | 0 | 0
ST | 0 | 0 | 0 | 0 | 0 | 0
STOG | 0 | 0 | 0 | 0 | 0 | 0
STWD | 0 | 0 | 0 | 0 | 0 | 0
WT | 0 | 0 | 0 | 0 | 0 | 0
IGCC | 0 | 0 | 0 | 0 | 0 | 0
DemandResponse | 0 | 0 | 0 | 0 | 0 | 0
IGCC-CCS | 0 | 0 | 0 | 0 | 0 | 0
WT_off | 0 | 0 | 0 | 0 | 0 | 0
PseudoUnit | 0 | 0 | 0 | 0 | 0 | 0
FixedInterchange | 0 | 0 | 0 | 0 | 0 | 0
Retrofit FOM Costs by Reporting Type: MAPP_CA
ReportingType | 2015 | 2020 | 2025 | 2030 | 2035 | 2040
BM | 0 | 0 | 0 | 0 | 0 | 0
CC | 0 | 0 | 0 | 0 | 0 | 0
CSP | 0 | 0 | 0 | 0 | 0 | 0
CT | 0 | 0 | 0 | 0 | 0 | 0
Coal | 0 | 0 | 0 | 0 | 0 | 0
Geo | 0 | 0 | 0 | 0 | 0 | 0
H | 0 | 0 | 0 | 0 | 0 | 0
LFG | 0 | 0 | 0 | 0 | 0 | 0
Nuc | 0 | 0 | 0 | 0 | 0 | 0
PS | 0 | 0 | 0 | 0 | 0 | 0
PV | 0 | 0 | 0 | 0 | 0 | 0
PeakG | 0 | 0 | 0 | 0 | 0 | 0
PeakO | 0 | 0 | 0 | 0 | 0 | 0
ST | 0 | 0 | 0 | 0 | 0 | 0
STOG | 0 | 0 | 0 | 0 | 0 | 0
STWD | 0 | 0 | 0 | 0 | 0 | 0
WT | 0 | 0 | 0 | 0 | 0 | 0
IGCC | 0 | 0 | 0 | 0 | 0 | 0
DemandResponse | 0 | 0 | 0 | 0 | 0 | 0
IGCC-CCS | 0 | 0 | 0 | 0 | 0 | 0
WT_off | 0 | 0 | 0 | 0 | 0 | 0
PseudoUnit | 0 | 0 | 0 | 0 | 0 | 0
FixedInterchange | 0 | 0 | 0 | 0 | 0 | 0
Retrofit FOM Costs by Reporting Type: AZ_NM_SNV_Coal
ReportingType | 2015 | 2020 | 2025 | 2030 | 2035 | 2040
BM | 0 | 0 | 0 | 0 | 0 | 0
CC | 0 | 0 | 0 | 0 | 0 | 0
CSP | 0 | 0 | 0 | 0 | 0 | 0
CT | 0 | 0 | 0 | 0 | 0 | 0
Coal | 58.69 | 42.09 | 0 | 0 | 0 | 0
Geo | 0 | 0 | 0 | 0 | 0 | 0
H | 0 | 0 | 0 | 0 | 0 | 0
LFG | 0 | 0 | 0 | 0 | 0 | 0
Nuc | 0 | 0 | 0 | 0 | 0 | 0
PS | 0 | 0 | 0 | 0 | 0 | 0
PV | 0 | 0 | 0 | 0 | 0 | 0
PeakG | 0 | 0 | 0 | 0 | 0 | 0
PeakO | 0 | 0 | 0 | 0 | 0 | 0
ST | 0 | 0 | 0 | 0 | 0 | 0
STOG | 0 | 0 | 0 | 0 | 0 | 0
STWD | 0 | 0 | 0 | 0 | 0 | 0
WT | 0 | 0 | 0 | 0 | 0 | 0
IGCC | 0 | 0 | 0 | 0 | 0 | 0
DemandResponse | 0 | 0 | 0 | 0 | 0 | 0
IGCC-CCS | 0 | 0 | 0 | 0 | 0 | 0
WT_off | 0 | 0 | 0 | 0 | 0 | 0
PseudoUnit | 0 | 0 | 0 | 0 | 0 | 0
FixedInterchange | 0 | 0 | 0 | 0 | 0 | 0
Retrofit FOM Costs by Reporting Type: AZ_NM_SNV_Gas
ReportingType | 2015 | 2020 | 2025 | 2030 | 2035 | 2040
BM | 0 | 0 | 0 | 0 | 0 | 0
CC | 0 | 0 | 0 | 0 | 0 | 0
CSP | 0 | 0 | 0 | 0 | 0 | 0
CT | 0 | 0 | 0 | 0 | 0 | 0
Coal | 0 | 0 | 0 | 0 | 0 | 0
Geo | 0 | 0 | 0 | 0 | 0 | 0
H | 0 | 0 | 0 | 0 | 0 | 0
LFG | 0 | 0 | 0 | 0 | 0 | 0
Nuc | 0 | 0 | 0 | 0 | 0 | 0
PS | 0 | 0 | 0 | 0 | 0 | 0
PV | 0 | 0 | 0 | 0 | 0 | 0
PeakG | 0 | 0 | 0 | 0 | 0 | 0
PeakO | 0 | 0 | 0 | 0 | 0 | 0
ST | 0 | 0 | 0 | 0 | 0 | 0
STOG | 0 | 0 | 0 | 0 | 0 | 0
STWD | 0 | 0 | 0 | 0 | 0 | 0
WT | 0 | 0 | 0 | 0 | 0 | 0
IGCC | 0 | 0 | 0 | 0 | 0 | 0
DemandResponse | 0 | 0 | 0 | 0 | 0 | 0
IGCC-CCS | 0 | 0 | 0 | 0 | 0 | 0
WT_off | 0 | 0 | 0 | 0 | 0 | 0
PseudoUnit | 0 | 0 | 0 | 0 | 0 | 0
FixedInterchange | 0 | 0 | 0 | 0 | 0 | 0
Retrofit FOM Costs by Reporting Type: AZ_NM_SNV_NucRenew
ReportingType | 2015 | 2020 | 2025 | 2030 | 2035 | 2040
BM | 0 | 0 | 0 | 0 | 0 | 0
CC | 0 | 0 | 0 | 0 | 0 | 0
CSP | 0 | 0 | 0 | 0 | 0 | 0
CT | 0 | 0 | 0 | 0 | 0 | 0
Coal | 0 | 0 | 0 | 0 | 0 | 0
Geo | 0 | 0 | 0 | 0 | 0 | 0
H | 0 | 0 | 0 | 0 | 0 | 0
LFG | 0 | 0 | 0 | 0 | 0 | 0
Nuc | 0 | 0 | 0 | 0 | 0 | 0
PS | 0 | 0 | 0 | 0 | 0 | 0
PV | 0 | 0 | 0 | 0 | 0 | 0
PeakG | 0 | 0 | 0 | 0 | 0 | 0
PeakO | 0 | 0 | 0 | 0 | 0 | 0
ST | 0 | 0 | 0 | 0 | 0 | 0
STOG | 0 | 0 | 0 | 0 | 0 | 0
STWD | 0 | 0 | 0 | 0 | 0 | 0
WT | 0 | 0 | 0 | 0 | 0 | 0
IGCC | 0 | 0 | 0 | 0 | 0 | 0
DemandResponse | 0 | 0 | 0 | 0 | 0 | 0
IGCC-CCS | 0 | 0 | 0 | 0 | 0 | 0
WT_off | 0 | 0 | 0 | 0 | 0 | 0
PseudoUnit | 0 | 0 | 0 | 0 | 0 | 0
FixedInterchange | 0 | 0 | 0 | 0 | 0 | 0
Retrofit FOM Costs by Reporting Type: ERCOT
ReportingType | 2015 | 2020 | 2025 | 2030 | 2035 | 2040
BM | 0 | 0 | 0 | 0 | 0 | 0
CC | 0 | 0 | 0 | 0 | 0 | 0
CSP | 0 | 0 | 0 | 0 | 0 | 0
CT | 0 | 0 | 0 | 0 | 0 | 0
Coal | 13.6 | 7.23 | 0 | 0 | 0 | 0
Geo | 0 | 0 | 0 | 0 | 0 | 0
H | 0 | 0 | 0 | 0 | 0 | 0
LFG | 0 | 0 | 0 | 0 | 0 | 0
Nuc | 0 | 0 | 0 | 0 | 0 | 0
PS | 0 | 0 | 0 | 0 | 0 | 0
PV | 0 | 0 | 0 | 0 | 0 | 0
PeakG | 0 | 0 | 0 | 0 | 0 | 0
PeakO | 0 | 0 | 0 | 0 | 0 | 0
ST | 0 | 0 | 0 | 0 | 0 | 0
STOG | 0 | 0 | 0 | 0 | 0 | 0
STWD | 0 | 0 | 0 | 0 | 0 | 0
WT | 0 | 0 | 0 | 0 | 0 | 0
IGCC | 0 | 0 | 0 | 0 | 0 | 0
DemandResponse | 0 | 0 | 0 | 0 | 0 | 0
IGCC-CCS | 0 | 0 | 0 | 0 | 0 | 0
WT_off | 0 | 0 | 0 | 0 | 0 | 0
PseudoUnit | 0 | 0 | 0 | 0 | 0 | 0
FixedInterchange | 0 | 0 | 0 | 0 | 0 | 0
Retrofit FOM Costs by Reporting Type: NP15
ReportingType | 2015 | 2020 | 2025 | 2030 | 2035 | 2040
BM | 0 | 0 | 0 | 0 | 0 | 0
CC | 0 | 0 | 0 | 0 | 0 | 0
CSP | 0 | 0 | 0 | 0 | 0 | 0
CT | 0 | 0 | 0 | 0 | 0 | 0
Coal | 0.19 | 0 | 0 | 0 | 0 | 0
Geo | 0 | 0 | 0 | 0 | 0 | 0
H | 0 | 0 | 0 | 0 | 0 | 0
LFG | 0 | 0 | 0 | 0 | 0 | 0
Nuc | 0 | 0 | 0 | 0 | 0 | 0
PS | 0 | 0 | 0 | 0 | 0 | 0
PV | 0 | 0 | 0 | 0 | 0 | 0
PeakG | 0 | 0 | 0 | 0 | 0 | 0
PeakO | 0 | 0 | 0 | 0 | 0 | 0
ST | 0 | 0 | 0 | 0 | 0 | 0
STOG | 0 | 0 | 0 | 0 | 0 | 0
STWD | 0 | 0 | 0 | 0 | 0 | 0
WT | 0 | 0 | 0 | 0 | 0 | 0
IGCC | 0 | 0 | 0 | 0 | 0 | 0
DemandResponse | 0 | 0 | 0 | 0 | 0 | 0
IGCC-CCS | 0 | 0 | 0 | 0 | 0 | 0
WT_off | 0 | 0 | 0 | 0 | 0 | 0
PseudoUnit | 0 | 0 | 0 | 0 | 0 | 0
FixedInterchange | 0 | 0 | 0 | 0 | 0 | 0
Retrofit FOM Costs by Reporting Type: NWPP_Coal
ReportingType | 2015 | 2020 | 2025 | 2030 | 2035 | 2040
BM | 0 | 0 | 0 | 0 | 0 | 0
CC | 0 | 0 | 0 | 0 | 0 | 0
CSP | 0 | 0 | 0 | 0 | 0 | 0
CT | 0 | 0 | 0 | 0 | 0 | 0
Coal | 37.1 | 37.75 | 0.98 | 0.98 | 0.98 | 0.98
Geo | 0 | 0 | 0 | 0 | 0 | 0
H | 0 | 0 | 0 | 0 | 0 | 0
LFG | 0 | 0 | 0 | 0 | 0 | 0
Nuc | 0 | 0 | 0 | 0 | 0 | 0
PS | 0 | 0 | 0 | 0 | 0 | 0
PV | 0 | 0 | 0 | 0 | 0 | 0
PeakG | 0 | 0 | 0 | 0 | 0 | 0
PeakO | 0 | 0 | 0 | 0 | 0 | 0
ST | 0 | 0 | 0 | 0 | 0 | 0
STOG | 0 | 0 | 0 | 0 | 0 | 0
STWD | 0 | 0 | 0 | 0 | 0 | 0
WT | 0 | 0 | 0 | 0 | 0 | 0
IGCC | 0 | 0 | 0 | 0 | 0 | 0
DemandResponse | 0 | 0 | 0 | 0 | 0 | 0
IGCC-CCS | 0 | 0 | 0 | 0 | 0 | 0
WT_off | 0 | 0 | 0 | 0 | 0 | 0
PseudoUnit | 0 | 0 | 0 | 0 | 0 | 0
FixedInterchange | 0 | 0 | 0 | 0 | 0 | 0
Retrofit FOM Costs by Reporting Type: NWPP_Gas
ReportingType | 2015 | 2020 | 2025 | 2030 | 2035 | 2040
BM | 0 | 0 | 0 | 0 | 0 | 0
CC | 0 | 0 | 0 | 0 | 0 | 0
CSP | 0 | 0 | 0 | 0 | 0 | 0
CT | 0 | 0 | 0 | 0 | 0 | 0
Coal | 0 | 0 | 0 | 0 | 0 | 0
Geo | 0 | 0 | 0 | 0 | 0 | 0
H | 0 | 0 | 0 | 0 | 0 | 0
LFG | 0 | 0 | 0 | 0 | 0 | 0
Nuc | 0 | 0 | 0 | 0 | 0 | 0
PS | 0 | 0 | 0 | 0 | 0 | 0
PV | 0 | 0 | 0 | 0 | 0 | 0
PeakG | 0 | 0 | 0 | 0 | 0 | 0
PeakO | 0 | 0 | 0 | 0 | 0 | 0
ST | 0 | 0 | 0 | 0 | 0 | 0
STOG | 0 | 0 | 0 | 0 | 0 | 0
STWD | 0 | 0 | 0 | 0 | 0 | 0
WT | 0 | 0 | 0 | 0 | 0 | 0
IGCC | 0 | 0 | 0 | 0 | 0 | 0
DemandResponse | 0 | 0 | 0 | 0 | 0 | 0
IGCC-CCS | 0 | 0 | 0 | 0 | 0 | 0
WT_off | 0 | 0 | 0 | 0 | 0 | 0
PseudoUnit | 0 | 0 | 0 | 0 | 0 | 0
FixedInterchange | 0 | 0 | 0 | 0 | 0 | 0
Retrofit FOM Costs by Reporting Type: NWPP_NucRenew
ReportingType | 2015 | 2020 | 2025 | 2030 | 2035 | 2040
BM | 0 | 0 | 0 | 0 | 0 | 0
CC | 0 | 0 | 0 | 0 | 0 | 0
CSP | 0 | 0 | 0 | 0 | 0 | 0
CT | 0 | 0 | 0 | 0 | 0 | 0
Coal | 0 | 0 | 0 | 0 | 0 | 0
Geo | 0 | 0 | 0 | 0 | 0 | 0
H | 0 | 0 | 0 | 0 | 0 | 0
LFG | 0 | 0 | 0 | 0 | 0 | 0
Nuc | 0 | 0 | 0 | 0 | 0 | 0
PS | 0 | 0 | 0 | 0 | 0 | 0
PV | 0 | 0 | 0 | 0 | 0 | 0
PeakG | 0 | 0 | 0 | 0 | 0 | 0
PeakO | 0 | 0 | 0 | 0 | 0 | 0
ST | 0 | 0 | 0 | 0 | 0 | 0
STOG | 0 | 0 | 0 | 0 | 0 | 0
STWD | 0 | 0 | 0 | 0 | 0 | 0
WT | 0 | 0 | 0 | 0 | 0 | 0
IGCC | 0 | 0 | 0 | 0 | 0 | 0
DemandResponse | 0 | 0 | 0 | 0 | 0 | 0
IGCC-CCS | 0 | 0 | 0 | 0 | 0 | 0
WT_off | 0 | 0 | 0 | 0 | 0 | 0
PseudoUnit | 0 | 0 | 0 | 0 | 0 | 0
FixedInterchange | 0 | 0 | 0 | 0 | 0 | 0
Retrofit FOM Costs by Reporting Type: RMPA
ReportingType | 2015 | 2020 | 2025 | 2030 | 2035 | 2040
BM | 0 | 0 | 0 | 0 | 0 | 0
CC | 0 | 0 | 0 | 0 | 0 | 0
CSP | 0 | 0 | 0 | 0 | 0 | 0
CT | 0 | 0 | 0 | 0 | 0 | 0
Coal | 22.83 | 21.15 | 6.3 | 6.3 | 6.3 | 6.3
Geo | 0 | 0 | 0 | 0 | 0 | 0
H | 0 | 0 | 0 | 0 | 0 | 0
LFG | 0 | 0 | 0 | 0 | 0 | 0
Nuc | 0 | 0 | 0 | 0 | 0 | 0
PS | 0 | 0 | 0 | 0 | 0 | 0
PV | 0 | 0 | 0 | 0 | 0 | 0
PeakG | 0 | 0 | 0 | 0 | 0 | 0
PeakO | 0 | 0 | 0 | 0 | 0 | 0
ST | 0 | 0 | 0 | 0 | 0 | 0
STOG | 0 | 0 | 0 | 0 | 0 | 0
STWD | 0 | 0 | 0 | 0 | 0 | 0
WT | 0 | 0 | 0 | 0 | 0 | 0
IGCC | 0 | 0 | 0 | 0 | 0 | 0
DemandResponse | 0 | 0 | 0 | 0 | 0 | 0
IGCC-CCS | 0 | 0 | 0 | 0 | 0 | 0
WT_off | 0 | 0 | 0 | 0 | 0 | 0
PseudoUnit | 0 | 0 | 0 | 0 | 0 | 0
FixedInterchange | 0 | 0 | 0 | 0 | 0 | 0
Retrofit FOM Costs by Reporting Type: SP15
ReportingType | 2015 | 2020 | 2025 | 2030 | 2035 | 2040
BM | 0 | 0 | 0 | 0 | 0 | 0
CC | 0 | 0 | 0 | 0 | 0 | 0
CSP | 0 | 0 | 0 | 0 | 0 | 0
CT | 0 | 0 | 0 | 0 | 0 | 0
Coal | 0.23 | 0.41 | 0 | 0 | 0 | 0
Geo | 0 | 0 | 0 | 0 | 0 | 0
H | 0 | 0 | 0 | 0 | 0 | 0
LFG | 0 | 0 | 0 | 0 | 0 | 0
Nuc | 0 | 0 | 0 | 0 | 0 | 0
PS | 0 | 0 | 0 | 0 | 0 | 0
PV | 0 | 0 | 0 | 0 | 0 | 0
PeakG | 0 | 0 | 0 | 0 | 0 | 0
PeakO | 0 | 0 | 0 | 0 | 0 | 0
ST | 0 | 0 | 0 | 0 | 0 | 0
STOG | 0 | 0 | 0 | 0 | 0 | 0
STWD | 0 | 0 | 0 | 0 | 0 | 0
WT | 0 | 0 | 0 | 0 | 0 | 0
IGCC | 0 | 0 | 0 | 0 | 0 | 0
DemandResponse | 0 | 0 | 0 | 0 | 0 | 0
IGCC-CCS | 0 | 0 | 0 | 0 | 0 | 0
WT_off | 0 | 0 | 0 | 0 | 0 | 0
PseudoUnit | 0 | 0 | 0 | 0 | 0 | 0
FixedInterchange | 0 | 0 | 0 | 0 | 0 | 0
Retrofit FOM Costs by Reporting Type: ALB
ReportingType | 2015 | 2020 | 2025 | 2030 | 2035 | 2040
BM | 0 | 0 | 0 | 0 | 0 | 0
CC | 0 | 0 | 0 | 0 | 0 | 0
CSP | 0 | 0 | 0 | 0 | 0 | 0
CT | 0 | 0 | 0 | 0 | 0 | 0
Coal | 0.29 | 0.29 | 0.29 | 0 | 0 | 0
Geo | 0 | 0 | 0 | 0 | 0 | 0
H | 0 | 0 | 0 | 0 | 0 | 0
LFG | 0 | 0 | 0 | 0 | 0 | 0
Nuc | 0 | 0 | 0 | 0 | 0 | 0
PS | 0 | 0 | 0 | 0 | 0 | 0
PV | 0 | 0 | 0 | 0 | 0 | 0
PeakG | 0 | 0 | 0 | 0 | 0 | 0
PeakO | 0 | 0 | 0 | 0 | 0 | 0
ST | 0 | 0 | 0 | 0 | 0 | 0
STOG | 0 | 0 | 0 | 0 | 0 | 0
STWD | 0 | 0 | 0 | 0 | 0 | 0
WT | 0 | 0 | 0 | 0 | 0 | 0
IGCC | 0 | 0 | 0 | 0 | 0 | 0
DemandResponse | 0 | 0 | 0 | 0 | 0 | 0
IGCC-CCS | 0 | 0 | 0 | 0 | 0 | 0
WT_off | 0 | 0 | 0 | 0 | 0 | 0
PseudoUnit | 0 | 0 | 0 | 0 | 0 | 0
FixedInterchange | 0 | 0 | 0 | 0 | 0 | 0
Retrofit FOM Costs by Reporting Type: BC
ReportingType | 2015 | 2020 | 2025 | 2030 | 2035 | 2040
BM | 0 | 0 | 0 | 0 | 0 | 0
CC | 0 | 0 | 0 | 0 | 0 | 0
CSP | 0 | 0 | 0 | 0 | 0 | 0
CT | 0 | 0 | 0 | 0 | 0 | 0
Coal | 0 | 0 | 0 | 0 | 0 | 0
Geo | 0 | 0 | 0 | 0 | 0 | 0
H | 0 | 0 | 0 | 0 | 0 | 0
LFG | 0 | 0 | 0 | 0 | 0 | 0
Nuc | 0 | 0 | 0 | 0 | 0 | 0
PS | 0 | 0 | 0 | 0 | 0 | 0
PV | 0 | 0 | 0 | 0 | 0 | 0
PeakG | 0 | 0 | 0 | 0 | 0 | 0
PeakO | 0 | 0 | 0 | 0 | 0 | 0
ST | 0 | 0 | 0 | 0 | 0 | 0
STOG | 0 | 0 | 0 | 0 | 0 | 0
STWD | 0 | 0 | 0 | 0 | 0 | 0
WT | 0 | 0 | 0 | 0 | 0 | 0
IGCC | 0 | 0 | 0 | 0 | 0 | 0
DemandResponse | 0 | 0 | 0 | 0 | 0 | 0
IGCC-CCS | 0 | 0 | 0 | 0 | 0 | 0
WT_off | 0 | 0 | 0 | 0 | 0 | 0
PseudoUnit | 0 | 0 | 0 | 0 | 0 | 0
FixedInterchange | 0 | 0 | 0 | 0 | 0 | 0
Retrofit FOM Costs by Reporting Type: HQ_IESO
ReportingType | 2015 | 2020 | 2025 | 2030 | 2035 | 2040
BM | 0 | 0 | 0 | 0 | 0 | 0
CC | 0 | 0 | 0 | 0 | 0 | 0
CSP | 0 | 0 | 0 | 0 | 0 | 0
CT | 0 | 0 | 0 | 0 | 0 | 0
Coal | 0 | 0 | 0 | 0 | 0 | 0
Geo | 0 | 0 | 0 | 0 | 0 | 0
H | 0 | 0 | 0 | 0 | 0 | 0
LFG | 0 | 0 | 0 | 0 | 0 | 0
Nuc | 0 | 0 | 0 | 0 | 0 | 0
PS | 0 | 0 | 0 | 0 | 0 | 0
PV | 0 | 0 | 0 | 0 | 0 | 0
PeakG | 0 | 0 | 0 | 0 | 0 | 0
PeakO | 0 | 0 | 0 | 0 | 0 | 0
ST | 0 | 0 | 0 | 0 | 0 | 0
STOG | 0 | 0 | 0 | 0 | 0 | 0
STWD | 0 | 0 | 0 | 0 | 0 | 0
WT | 0 | 0 | 0 | 0 | 0 | 0
IGCC | 0 | 0 | 0 | 0 | 0 | 0
DemandResponse | 0 | 0 | 0 | 0 | 0 | 0
IGCC-CCS | 0 | 0 | 0 | 0 | 0 | 0
WT_off | 0 | 0 | 0 | 0 | 0 | 0
PseudoUnit | 0 | 0 | 0 | 0 | 0 | 0
FixedInterchange | 0 | 0 | 0 | 0 | 0 | 0
Retrofit FOM Costs by Reporting Type: HQ_NEISO
ReportingType | 2015 | 2020 | 2025 | 2030 | 2035 | 2040
BM | 0 | 0 | 0 | 0 | 0 | 0
CC | 0 | 0 | 0 | 0 | 0 | 0
CSP | 0 | 0 | 0 | 0 | 0 | 0
CT | 0 | 0 | 0 | 0 | 0 | 0
Coal | 0 | 0 | 0 | 0 | 0 | 0
Geo | 0 | 0 | 0 | 0 | 0 | 0
H | 0 | 0 | 0 | 0 | 0 | 0
LFG | 0 | 0 | 0 | 0 | 0 | 0
Nuc | 0 | 0 | 0 | 0 | 0 | 0
PS | 0 | 0 | 0 | 0 | 0 | 0
PV | 0 | 0 | 0 | 0 | 0 | 0
PeakG | 0 | 0 | 0 | 0 | 0 | 0
PeakO | 0 | 0 | 0 | 0 | 0 | 0
ST | 0 | 0 | 0 | 0 | 0 | 0
STOG | 0 | 0 | 0 | 0 | 0 | 0
STWD | 0 | 0 | 0 | 0 | 0 | 0
WT | 0 | 0 | 0 | 0 | 0 | 0
IGCC | 0 | 0 | 0 | 0 | 0 | 0
DemandResponse | 0 | 0 | 0 | 0 | 0 | 0
IGCC-CCS | 0 | 0 | 0 | 0 | 0 | 0
WT_off | 0 | 0 | 0 | 0 | 0 | 0
PseudoUnit | 0 | 0 | 0 | 0 | 0 | 0
FixedInterchange | 0 | 0 | 0 | 0 | 0 | 0
Retrofit FOM Costs by Reporting Type: HQ_NY
ReportingType | 2015 | 2020 | 2025 | 2030 | 2035 | 2040
BM | 0 | 0 | 0 | 0 | 0 | 0
CC | 0 | 0 | 0 | 0 | 0 | 0
CSP | 0 | 0 | 0 | 0 | 0 | 0
CT | 0 | 0 | 0 | 0 | 0 | 0
Coal | 0 | 0 | 0 | 0 | 0 | 0
Geo | 0 | 0 | 0 | 0 | 0 | 0
H | 0 | 0 | 0 | 0 | 0 | 0
LFG | 0 | 0 | 0 | 0 | 0 | 0
Nuc | 0 | 0 | 0 | 0 | 0 | 0
PS | 0 | 0 | 0 | 0 | 0 | 0
PV | 0 | 0 | 0 | 0 | 0 | 0
PeakG | 0 | 0 | 0 | 0 | 0 | 0
PeakO | 0 | 0 | 0 | 0 | 0 | 0
ST | 0 | 0 | 0 | 0 | 0 | 0
STOG | 0 | 0 | 0 | 0 | 0 | 0
STWD | 0 | 0 | 0 | 0 | 0 | 0
WT | 0 | 0 | 0 | 0 | 0 | 0
IGCC | 0 | 0 | 0 | 0 | 0 | 0
DemandResponse | 0 | 0 | 0 | 0 | 0 | 0
IGCC-CCS | 0 | 0 | 0 | 0 | 0 | 0
WT_off | 0 | 0 | 0 | 0 | 0 | 0
PseudoUnit | 0 | 0 | 0 | 0 | 0 | 0
FixedInterchange | 0 | 0 | 0 | 0 | 0 | 0
Retrofit FOM Costs by Reporting Type: MARITIMES
ReportingType | 2015 | 2020 | 2025 | 2030 | 2035 | 2040
BM | 0 | 0 | 0 | 0 | 0 | 0
CC | 0 | 0 | 0 | 0 | 0 | 0
CSP | 0 | 0 | 0 | 0 | 0 | 0
CT | 0 | 0 | 0 | 0 | 0 | 0
Coal | 0 | 0 | 0 | 0 | 0 | 0
Geo | 0 | 0 | 0 | 0 | 0 | 0
H | 0 | 0 | 0 | 0 | 0 | 0
LFG | 0 | 0 | 0 | 0 | 0 | 0
Nuc | 0 | 0 | 0 | 0 | 0 | 0
PS | 0 | 0 | 0 | 0 | 0 | 0
PV | 0 | 0 | 0 | 0 | 0 | 0
PeakG | 0 | 0 | 0 | 0 | 0 | 0
PeakO | 0 | 0 | 0 | 0 | 0 | 0
ST | 0 | 0 | 0 | 0 | 0 | 0
STOG | 0 | 0 | 0 | 0 | 0 | 0
STWD | 0 | 0 | 0 | 0 | 0 | 0
WT | 0 | 0 | 0 | 0 | 0 | 0
IGCC | 0 | 0 | 0 | 0 | 0 | 0
DemandResponse | 0 | 0 | 0 | 0 | 0 | 0
IGCC-CCS | 0 | 0 | 0 | 0 | 0 | 0
WT_off | 0 | 0 | 0 | 0 | 0 | 0
PseudoUnit | 0 | 0 | 0 | 0 | 0 | 0
FixedInterchange | 0 | 0 | 0 | 0 | 0 | 0
Retrofit FOM Costs by Reporting Type: All
ReportingType | 2015 | 2020 | 2025 | 2030 | 2035 | 2040
BM | 0 | 0 | 0 | 0 | 0 | 0
CC | 0 | 0 | 0 | 0 | 0 | 0
CSP | 0 | 0 | 0 | 0 | 0 | 0
CT | 0 | 0 | 0 | 0 | 0 | 0
Coal | 676.63 | 369.38 | 16.38 | 13.93 | 13.93 | 13.05
Geo | 0 | 0 | 0 | 0 | 0 | 0
H | 0 | 0 | 0 | 0 | 0 | 0
LFG | 0 | 0 | 0 | 0 | 0 | 0
Nuc | 0 | 0 | 0 | 0 | 0 | 0
PS | 0 | 0 | 0 | 0 | 0 | 0
PV | 0 | 0 | 0 | 0 | 0 | 0
PeakG | 0 | 0 | 0 | 0 | 0 | 0
PeakO | 0 | 0 | 0 | 0 | 0 | 0
ST | 0 | 0 | 0 | 0 | 0 | 0
STOG | 0 | 0 | 0 | 0 | 0 | 0
STWD | 0 | 0 | 0 | 0 | 0 | 0
WT | 0 | 0 | 0 | 0 | 0 | 0
IGCC | 0 | 0 | 0 | 0 | 0 | 0
DemandResponse | 0 | 0 | 0 | 0 | 0 | 0
IGCC-CCS | 0 | 0 | 0 | 0 | 0 | 0
WT_off | 0 | 0 | 0 | 0 | 0 | 0
PseudoUnit | 0 | 0 | 0 | 0 | 0 | 0
FixedInterchange | 0 | 0 | 0 | 0 | 0 | 0
Retrofit FOM Costs by Reporting Type: EI_US
ReportingType | 2015 | 2020 | 2025 | 2030 | 2035 | 2040
BM | 0 | 0 | 0 | 0 | 0 | 0
CC | 0 | 0 | 0 | 0 | 0 | 0
CSP | 0 | 0 | 0 | 0 | 0 | 0
CT | 0 | 0 | 0 | 0 | 0 | 0
Coal | 543.7 | 260.46 | 8.82 | 6.65 | 6.65 | 5.77
Geo | 0 | 0 | 0 | 0 | 0 | 0
H | 0 | 0 | 0 | 0 | 0 | 0
LFG | 0 | 0 | 0 | 0 | 0 | 0
Nuc | 0 | 0 | 0 | 0 | 0 | 0
PS | 0 | 0 | 0 | 0 | 0 | 0
PV | 0 | 0 | 0 | 0 | 0 | 0
PeakG | 0 | 0 | 0 | 0 | 0 | 0
PeakO | 0 | 0 | 0 | 0 | 0 | 0
ST | 0 | 0 | 0 | 0 | 0 | 0
STOG | 0 | 0 | 0 | 0 | 0 | 0
STWD | 0 | 0 | 0 | 0 | 0 | 0
WT | 0 | 0 | 0 | 0 | 0 | 0
IGCC | 0 | 0 | 0 | 0 | 0 | 0
DemandResponse | 0 | 0 | 0 | 0 | 0 | 0
IGCC-CCS | 0 | 0 | 0 | 0 | 0 | 0
WT_off | 0 | 0 | 0 | 0 | 0 | 0
PseudoUnit | 0 | 0 | 0 | 0 | 0 | 0
FixedInterchange | 0 | 0 | 0 | 0 | 0 | 0
Retrofit FOM Costs by Reporting Type: EI_Canada
ReportingType | 2015 | 2020 | 2025 | 2030 | 2035 | 2040
BM | 0 | 0 | 0 | 0 | 0 | 0
CC | 0 | 0 | 0 | 0 | 0 | 0
CSP | 0 | 0 | 0 | 0 | 0 | 0
CT | 0 | 0 | 0 | 0 | 0 | 0
Coal | 0 | 0 | 0 | 0 | 0 | 0
Geo | 0 | 0 | 0 | 0 | 0 | 0
H | 0 | 0 | 0 | 0 | 0 | 0
LFG | 0 | 0 | 0 | 0 | 0 | 0
Nuc | 0 | 0 | 0 | 0 | 0 | 0
PS | 0 | 0 | 0 | 0 | 0 | 0
PV | 0 | 0 | 0 | 0 | 0 | 0
PeakG | 0 | 0 | 0 | 0 | 0 | 0
PeakO | 0 | 0 | 0 | 0 | 0 | 0
ST | 0 | 0 | 0 | 0 | 0 | 0
STOG | 0 | 0 | 0 | 0 | 0 | 0
STWD | 0 | 0 | 0 | 0 | 0 | 0
WT | 0 | 0 | 0 | 0 | 0 | 0
IGCC | 0 | 0 | 0 | 0 | 0 | 0
DemandResponse | 0 | 0 | 0 | 0 | 0 | 0
IGCC-CCS | 0 | 0 | 0 | 0 | 0 | 0
WT_off | 0 | 0 | 0 | 0 | 0 | 0
PseudoUnit | 0 | 0 | 0 | 0 | 0 | 0
FixedInterchange | 0 | 0 | 0 | 0 | 0 | 0
Retrofit FOM Costs by Reporting Type: EI
ReportingType | 2015 | 2020 | 2025 | 2030 | 2035 | 2040
BM | 0 | 0 | 0 | 0 | 0 | 0
CC | 0 | 0 | 0 | 0 | 0 | 0
CSP | 0 | 0 | 0 | 0 | 0 | 0
CT | 0 | 0 | 0 | 0 | 0 | 0
Coal | 543.7 | 260.46 | 8.82 | 6.65 | 6.65 | 5.77
Geo | 0 | 0 | 0 | 0 | 0 | 0
H | 0 | 0 | 0 | 0 | 0 | 0
LFG | 0 | 0 | 0 | 0 | 0 | 0
Nuc | 0 | 0 | 0 | 0 | 0 | 0
PS | 0 | 0 | 0 | 0 | 0 | 0
PV | 0 | 0 | 0 | 0 | 0 | 0
PeakG | 0 | 0 | 0 | 0 | 0 | 0
PeakO | 0 | 0 | 0 | 0 | 0 | 0
ST | 0 | 0 | 0 | 0 | 0 | 0
STOG | 0 | 0 | 0 | 0 | 0 | 0
STWD | 0 | 0 | 0 | 0 | 0 | 0
WT | 0 | 0 | 0 | 0 | 0 | 0
IGCC | 0 | 0 | 0 | 0 | 0 | 0
DemandResponse | 0 | 0 | 0 | 0 | 0 | 0
IGCC-CCS | 0 | 0 | 0 | 0 | 0 | 0
WT_off | 0 | 0 | 0 | 0 | 0 | 0
PseudoUnit | 0 | 0 | 0 | 0 | 0 | 0
FixedInterchange | 0 | 0 | 0 | 0 | 0 | 0
Retrofit FOM Costs by Reporting Type: Outside_EI
ReportingType | 2015 | 2020 | 2025 | 2030 | 2035 | 2040
BM | 0 | 0 | 0 | 0 | 0 | 0
CC | 0 | 0 | 0 | 0 | 0 | 0
CSP | 0 | 0 | 0 | 0 | 0 | 0
CT | 0 | 0 | 0 | 0 | 0 | 0
Coal | 132.93 | 108.92 | 7.56 | 7.28 | 7.28 | 7.28
Geo | 0 | 0 | 0 | 0 | 0 | 0
H | 0 | 0 | 0 | 0 | 0 | 0
LFG | 0 | 0 | 0 | 0 | 0 | 0
Nuc | 0 | 0 | 0 | 0 | 0 | 0
PS | 0 | 0 | 0 | 0 | 0 | 0
PV | 0 | 0 | 0 | 0 | 0 | 0
PeakG | 0 | 0 | 0 | 0 | 0 | 0
PeakO | 0 | 0 | 0 | 0 | 0 | 0
ST | 0 | 0 | 0 | 0 | 0 | 0
STOG | 0 | 0 | 0 | 0 | 0 | 0
STWD | 0 | 0 | 0 | 0 | 0 | 0
WT | 0 | 0 | 0 | 0 | 0 | 0
IGCC | 0 | 0 | 0 | 0 | 0 | 0
DemandResponse | 0 | 0 | 0 | 0 | 0 | 0
IGCC-CCS | 0 | 0 | 0 | 0 | 0 | 0
WT_off | 0 | 0 | 0 | 0 | 0 | 0
PseudoUnit | 0 | 0 | 0 | 0 | 0 | 0
FixedInterchange | 0 | 0 | 0 | 0 | 0 | 0
#12 | Levelized Capital Costs ($million)
Levelized Capital Costs by Reporting Type: Entergy
ReportingType | 2015 | 2020 | 2025 | 2030 | 2035 | 2040
BM | 0 | 0 | 0 | 0 | 0 | 0
CC | 103.37 | 479.83 | 479.83 | 479.83 | 479.83 | 376.46
CSP | 0 | 0 | 0 | 0 | 0 | 0
CT | 0 | 0 | 0 | 0 | 0 | 0
Coal | 202.06 | 202.06 | 202.06 | 202.06 | 202.06 | 202.06
Geo | 0 | 0 | 0 | 0 | 0 | 0
H | 0 | 0 | 0 | 0 | 0 | 0
LFG | 0 | 0 | 20.14 | 20.14 | 20.14 | 20.14
Nuc | 0 | 0 | 0 | 0 | 0 | 0
PS | 0 | 0 | 0 | 0 | 0 | 0
PV | 0.11 | 19.62 | 27.82 | 27.82 | 27.71 | 8.2
PeakG | 0 | 0 | 0 | 0 | 0 | 0
PeakO | 0 | 0 | 0 | 0 | 0 | 0
ST | 0 | 0 | 0 | 0 | 0 | 0
STOG | 0 | 0 | 0 | 0 | 0 | 0
STWD | 0 | 0 | 0 | 0 | 0 | 0
WT | 0 | 0 | 0 | 25.53 | 25.53 | 25.53
IGCC | 0 | 0 | 0 | 0 | 0 | 0
DemandResponse | 0 | 0 | 0 | 0 | 0 | 0
IGCC-CCS | 0 | 0 | 0 | 0 | 0 | 0
WT_off | 0 | 0 | 0 | 0 | 0 | 0
PseudoUnit | 0 | 0 | 0 | 0 | 0 | 0
FixedInterchange | 0 | 0 | 0 | 0 | 0 | 0
Levelized Capital Costs by Reporting Type: FRCC
ReportingType | 2015 | 2020 | 2025 | 2030 | 2035 | 2040
BM | 0 | 0 | 0 | 0 | 0 | 0
CC | 1155.52 | 1155.52 | 1155.52 | 1155.52 | 1155.52 | 0
CSP | 0 | 0 | 0 | 0 | 0 | 0
CT | 196.14 | 196.14 | 196.14 | 196.14 | 0 | 0
Coal | 0 | 0 | 0 | 0 | 0 | 0
Geo | 0 | 0 | 0 | 0 | 0 | 0
H | 0 | 0 | 0 | 0 | 0 | 0
LFG | 0 | 0 | 37.91 | 37.91 | 37.91 | 37.91
Nuc | 0 | 0 | 723.44 | 9634.22 | 11088.31 | 13485.93
PS | 0 | 0 | 0 | 0 | 0 | 0
PV | 0 | 0 | 0 | 0 | 0 | 0
PeakG | 0 | 0 | 0 | 0 | 0 | 0
PeakO | 0 | 0 | 0 | 0 | 0 | 0
ST | 0 | 0 | 0 | 0 | 0 | 0
STOG | 0 | 0 | 0 | 0 | 0 | 0
STWD | 0 | 0 | 0 | 0 | 0 | 0
WT | 0 | 0 | 0 | 0 | 0 | 0
IGCC | 0 | 0 | 0 | 0 | 0 | 0
DemandResponse | 0 | 0 | 0 | 0 | 0 | 0
IGCC-CCS | 0 | 0 | 0 | 0 | 0 | 0
WT_off | 0 | 0 | 0 | 0 | 0 | 0
PseudoUnit | 0 | 0 | 0 | 0 | 0 | 0
FixedInterchange | 0 | 0 | 0 | 0 | 0 | 0
Levelized Capital Costs by Reporting Type: MAPP_US
ReportingType | 2015 | 2020 | 2025 | 2030 | 2035 | 2040
BM | 0 | 0 | 0 | 0 | 0 | 0
CC | 0 | 0 | 0 | 0 | 0 | 0
CSP | 0 | 0 | 0 | 0 | 0 | 0
CT | 25.9 | 25.9 | 25.9 | 25.19 | 0 | 0
Coal | 0 | 0 | 0 | 0 | 0 | 0
Geo | 0 | 0 | 0 | 0 | 0 | 0
H | 0 | 0 | 0 | 0 | 0 | 0
LFG | 0 | 0 | 0 | 13.26 | 13.26 | 13.26
Nuc | 0 | 0 | 0 | 0 | 0 | 0
PS | 0 | 0 | 0 | 0 | 0 | 0
PV | 0 | 0 | 0 | 0 | 0 | 0
PeakG | 0 | 0 | 0 | 0 | 0 | 0
PeakO | 0 | 0 | 0 | 0 | 0 | 0
ST | 0 | 0 | 0 | 0 | 0 | 0
STOG | 0 | 0 | 0 | 0 | 0 | 0
STWD | 0 | 0 | 0 | 0 | 0 | 0
WT | 90.57 | 1576.4 | 1752.06 | 1752.06 | 1661.49 | 175.66
IGCC | 0 | 0 | 0 | 0 | 0 | 0
DemandResponse | 0 | 0 | 0 | 0 | 0 | 0
IGCC-CCS | 0 | 0 | 0 | 0 | 0 | 0
WT_off | 0 | 0 | 0 | 0 | 0 | 0
PseudoUnit | 0 | 0 | 0 | 0 | 0 | 0
FixedInterchange | 0 | 0 | 0 | 0 | 0 | 0
Levelized Capital Costs by Reporting Type: MISO_IN
ReportingType | 2015 | 2020 | 2025 | 2030 | 2035 | 2040
BM | 0 | 0 | 0 | 0 | 0 | 0
CC | 245 | 870.38 | 870.38 | 870.38 | 870.38 | 625.38
CSP | 0 | 0 | 0 | 0 | 0 | 0
CT | 0 | 0 | 0 | 0 | 0 | 0
Coal | 0 | 0 | 0 | 0 | 0 | 0
Geo | 0 | 0 | 0 | 0 | 0 | 0
H | 0 | 0 | 0 | 0 | 0 | 0
LFG | 0 | 0 | 15.89 | 15.89 | 15.89 | 15.89
Nuc | 0 | 0 | 0 | 0 | 0 | 0
PS | 0 | 0 | 0 | 0 | 0 | 0
PV | 0 | 77.1 | 115.76 | 115.76 | 115.76 | 38.66
PeakG | 0 | 0 | 0 | 0 | 0 | 0
PeakO | 0 | 0 | 0 | 0 | 0 | 0
ST | 0 | 0 | 0 | 0 | 0 | 0
STOG | 0 | 0 | 0 | 0 | 0 | 0
STWD | 0 | 0 | 0 | 0 | 0 | 0
WT | 0 | 32.45 | 390.67 | 4339.82 | 4339.82 | 4307.37
IGCC | 215.26 | 215.26 | 215.26 | 215.26 | 215.26 | 215.26
DemandResponse | 0 | 0 | 0 | 0 | 0 | 0
IGCC-CCS | 0 | 0 | 0 | 0 | 0 | 0
WT_off | 0 | 0 | 0 | 0 | 0 | 0
PseudoUnit | 0 | 0 | 0 | 0 | 0 | 0
FixedInterchange | 0 | 0 | 0 | 0 | 0 | 0
Levelized Capital Costs by Reporting Type: MISO_MI
ReportingType | 2015 | 2020 | 2025 | 2030 | 2035 | 2040
BM | 0 | 0 | 0 | 0 | 0 | 0
CC | 287.01 | 623.77 | 623.77 | 623.77 | 623.77 | 336.76
CSP | 0 | 0 | 0 | 0 | 0 | 0
CT | 0 | 0 | 0 | 0 | 0 | 0
Coal | 0 | 0 | 0 | 0 | 0 | 0
Geo | 0 | 0 | 0 | 0 | 0 | 0
H | 0 | 0 | 0 | 0 | 0 | 0
LFG | 0 | 0 | 33.41 | 33.41 | 33.41 | 33.41
Nuc | 0 | 0 | 0 | 0 | 0 | 0
PS | 0 | 0 | 0 | 0 | 0 | 0
PV | 0 | 0 | 0 | 0 | 0 | 0
PeakG | 0 | 0 | 0 | 0 | 0 | 0
PeakO | 0 | 0 | 0 | 0 | 0 | 0
ST | 0 | 0 | 0 | 0 | 0 | 0
STOG | 0 | 0 | 0 | 0 | 0 | 0
STWD | 0 | 0 | 0 | 0 | 0 | 0
WT | 477.78 | 528.25 | 767.95 | 2020.4 | 1542.61 | 1492.15
IGCC | 0 | 0 | 0 | 0 | 0 | 0
DemandResponse | 0 | 0 | 0 | 0 | 0 | 0
IGCC-CCS | 0 | 0 | 0 | 0 | 0 | 0
WT_off | 0 | 0 | 0 | 0 | 0 | 0
PseudoUnit | 0 | 0 | 0 | 0 | 0 | 0
FixedInterchange | 0 | 0 | 0 | 0 | 0 | 0
Levelized Capital Costs by Reporting Type: MISO_MO-IL
ReportingType | 2015 | 2020 | 2025 | 2030 | 2035 | 2040
BM | 0 | 0 | 0 | 0 | 0 | 0
CC | 190.57 | 546.44 | 546.44 | 546.44 | 546.44 | 355.87
CSP | 0 | 0 | 0 | 0 | 0 | 0
CT | 0 | 0 | 0 | 0 | 0 | 0
Coal | 574.94 | 574.94 | 574.94 | 574.94 | 574.94 | 574.94
Geo | 0 | 0 | 0 | 0 | 0 | 0
H | 0 | 0 | 92.29 | 92.29 | 92.29 | 92.29
LFG | 0 | 0 | 46.76 | 46.76 | 46.76 | 46.76
Nuc | 0 | 0 | 0 | 0 | 0 | 0
PS | 0 | 0 | 0 | 0 | 0 | 0
PV | 0 | 0 | 0 | 0 | 0 | 0
PeakG | 0 | 0 | 0 | 0 | 0 | 0
PeakO | 0 | 0 | 0 | 0 | 0 | 0
ST | 0 | 0 | 0 | 0 | 0 | 0
STOG | 0 | 0 | 0 | 0 | 0 | 0
STWD | 0 | 0 | 0 | 0 | 0 | 0
WT | 68.52 | 106.39 | 1229.8 | 3891.7 | 3823.18 | 3785.31
IGCC | 0 | 0 | 0 | 0 | 0 | 0
DemandResponse | 0 | 0 | 0 | 0 | 0 | 0
IGCC-CCS | 0 | 0 | 0 | 0 | 0 | 0
WT_off | 0 | 0 | 0 | 0 | 0 | 0
PseudoUnit | 0 | 0 | 0 | 0 | 0 | 0
FixedInterchange | 0 | 0 | 0 | 0 | 0 | 0
Levelized Capital Costs by Reporting Type: MISO_W
ReportingType | 2015 | 2020 | 2025 | 2030 | 2035 | 2040
BM | 0 | 0 | 0 | 0 | 0 | 0
CC | 167.37 | 419.81 | 419.81 | 419.81 | 419.81 | 252.43
CSP | 0 | 0 | 0 | 0 | 0 | 0
CT | 0 | 0 | 0 | 0 | 0 | 0
Coal | 0 | 0 | 0 | 0 | 0 | 0
Geo | 0 | 0 | 0 | 0 | 0 | 0
H | 0 | 0 | 0 | 0 | 0 | 0
LFG | 0 | 0 | 0 | 14.86 | 14.86 | 14.86
Nuc | 0 | 0 | 0 | 0 | 0 | 0
PS | 0 | 0 | 0 | 0 | 0 | 0
PV | 0 | 0 | 0 | 0 | 0 | 0
PeakG | 0 | 0 | 0 | 0 | 0 | 0
PeakO | 0 | 0 | 0 | 0 | 0 | 0
ST | 0 | 0 | 0 | 0 | 0 | 0
STOG | 0 | 0 | 0 | 0 | 0 | 0
STWD | 0 | 0 | 0 | 0 | 0 | 0
WT | 656.38 | 656.38 | 10277.89 | 11739.69 | 11083.32 | 11083.32
IGCC | 0 | 0 | 0 | 0 | 0 | 0
DemandResponse | 0 | 0 | 0 | 0 | 0 | 0
IGCC-CCS | 0 | 0 | 0 | 0 | 0 | 0
WT_off | 0 | 0 | 0 | 0 | 0 | 0
PseudoUnit | 0 | 0 | 0 | 0 | 0 | 0
FixedInterchange | 0 | 0 | 0 | 0 | 0 | 0
Levelized Capital Costs by Reporting Type: MISO_WUMS
ReportingType | 2015 | 2020 | 2025 | 2030 | 2035 | 2040
BM | 0 | 0 | 0 | 0 | 0 | 0
CC | 442.91 | 442.91 | 442.91 | 442.91 | 442.91 | 0
CSP | 0 | 0 | 0 | 0 | 0 | 0
CT | 0 | 0 | 0 | 0 | 0 | 0
Coal | 184.51 | 184.51 | 184.51 | 184.51 | 184.51 | 184.51
Geo | 0 | 0 | 0 | 0 | 0 | 0
H | 0 | 0.35 | 0.35 | 0.35 | 0.35 | 0.35
LFG | 0 | 0 | 37.15 | 43.4 | 43.4 | 43.4
Nuc | 0 | 0 | 0 | 0 | 0 | 0
PS | 0 | 0 | 0 | 0 | 0 | 0
PV | 0 | 0 | 0 | 0 | 0 | 0
PeakG | 0 | 0 | 0 | 0 | 0 | 0
PeakO | 0 | 0 | 0 | 0 | 0 | 0
ST | 0 | 0 | 0 | 0 | 0 | 0
STOG | 0 | 0 | 0 | 0 | 0 | 0
STWD | 0 | 0 | 0 | 0 | 0 | 0
WT | 220.33 | 225.69 | 340.56 | 649.43 | 429.09 | 423.74
IGCC | 0 | 0 | 0 | 0 | 0 | 0
DemandResponse | 0 | 0 | 0 | 0 | 0 | 0
IGCC-CCS | 0 | 0 | 0 | 0 | 0 | 0
WT_off | 0 | 0 | 0 | 0 | 0 | 0
PseudoUnit | 0 | 0 | 0 | 0 | 0 | 0
FixedInterchange | 0 | 0 | 0 | 0 | 0 | 0
Levelized Capital Costs by Reporting Type: Nebraska
ReportingType | 2015 | 2020 | 2025 | 2030 | 2035 | 2040
BM | 0 | 0 | 0 | 0 | 0 | 0
CC | 0 | 0 | 0 | 0 | 0 | 0
CSP | 0 | 0 | 0 | 0 | 0 | 0
CT | 0 | 0 | 0 | 0 | 0 | 0
Coal | 66.52 | 66.52 | 66.52 | 66.52 | 66.52 | 66.52
Geo | 0 | 0 | 0 | 0 | 0 | 0
H | 0 | 0 | 0 | 0 | 0 | 0
LFG | 0 | 0 | 0 | 13.78 | 13.78 | 13.78
Nuc | 0 | 0 | 0 | 0 | 0 | 0
PS | 0 | 0 | 0 | 0 | 0 | 0
PV | 0 | 0 | 0 | 0 | 0 | 0
PeakG | 0 | 0 | 0 | 0 | 0 | 0
PeakO | 0 | 0 | 0 | 0 | 0 | 0
ST | 0 | 0 | 0 | 0 | 0 | 0
STOG | 0 | 0 | 0 | 0 | 0 | 0
STWD | 0 | 0 | 0 | 0 | 0 | 0
WT | 44.01 | 2774.37 | 2774.37 | 2774.37 | 2730.36 | 0
IGCC | 0 | 0 | 0 | 0 | 0 | 0
DemandResponse | 0 | 0 | 0 | 0 | 0 | 0
IGCC-CCS | 0 | 0 | 0 | 0 | 0 | 0
WT_off | 0 | 0 | 0 | 0 | 0 | 0
PseudoUnit | 0 | 0 | 0 | 0 | 0 | 0
FixedInterchange | 0 | 0 | 0 | 0 | 0 | 0
Levelized Capital Costs by Reporting Type: NEISO
ReportingType | 2015 | 2020 | 2025 | 2030 | 2035 | 2040
BM | 115.57 | 115.57 | 115.57 | 115.57 | 115.57 | 115.57
CC | 273.49 | 273.49 | 273.49 | 273.49 | 273.49 | 0
CSP | 0 | 0 | 0 | 0 | 0 | 0
CT | 30 | 30 | 30 | 29.13 | 0 | 0
Coal | 0 | 0 | 0 | 0 | 0 | 0
Geo | 0 | 0 | 0 | 0 | 0 | 0
H | 0 | 0 | 0 | 0.99 | 0.99 | 0.99
LFG | 10.64 | 10.64 | 10.64 | 24.97 | 14.32 | 14.32
Nuc | 0 | 0 | 0 | 0 | 0 | 0
PS | 0 | 0 | 0 | 0 | 0 | 0
PV | 0 | 97.76 | 97.76 | 97.76 | 97.76 | 0
PeakG | 0 | 0 | 0 | 0 | 0 | 0
PeakO | 0 | 0 | 0 | 0 | 0 | 0
ST | 0 | 0 | 0 | 0 | 0 | 0
STOG | 0 | 0 | 0 | 0 | 0 | 0
STWD | 0 | 0 | 0 | 0 | 0 | 0
WT | 54.49 | 444.31 | 692.99 | 1140.91 | 1093.72 | 703.9
IGCC | 0 | 0 | 0 | 0 | 0 | 0
DemandResponse | 0 | 0 | 0 | 0 | 0 | 0
IGCC-CCS | 0 | 0 | 0 | 0 | 0 | 0
WT_off | 283.24 | 283.24 | 283.24 | 283.24 | 0 | 0
PseudoUnit | 0 | 0 | 0 | 0 | 0 | 0
FixedInterchange | 0 | 0 | 0 | 0 | 0 | 0
Levelized Capital Costs by Reporting Type: NonRTO_Midwest
ReportingType | 2015 | 2020 | 2025 | 2030 | 2035 | 2040
BM | 0 | 0 | 0 | 0 | 0 | 0
CC | 127.4 | 603.06 | 603.06 | 603.06 | 603.06 | 475.66
CSP | 0 | 0 | 0 | 0 | 0 | 0
CT | 0 | 0 | 0 | 0 | 0 | 0
Coal | 0 | 0 | 0 | 0 | 0 | 0
Geo | 0 | 0 | 0 | 0 | 0 | 0
H | 0 | 0 | 245.9 | 245.9 | 245.9 | 245.9
LFG | 0 | 0 | 30 | 30 | 30 | 30
Nuc | 0 | 0 | 0 | 0 | 339.32 | 626.4
PS | 0 | 0 | 0 | 0 | 0 | 0
PV | 0 | 0 | 0 | 0 | 0 | 0
PeakG | 0 | 0 | 0 | 0 | 0 | 0
PeakO | 0 | 0 | 0 | 0 | 0 | 0
ST | 0 | 0 | 0 | 0 | 0 | 0
STOG | 0 | 0 | 0 | 0 | 0 | 0
STWD | 0 | 0 | 0 | 0 | 0 | 0
WT | 0 | 0 | 0 | 0 | 0 | 0
IGCC | 0 | 0 | 0 | 0 | 0 | 0
DemandResponse | 0 | 0 | 0 | 0 | 0 | 0
IGCC-CCS | 0 | 0 | 0 | 0 | 0 | 0
WT_off | 0 | 0 | 0 | 0 | 0 | 0
PseudoUnit | 0 | 0 | 0 | 0 | 0 | 0
FixedInterchange | 0 | 0 | 0 | 0 | 0 | 0
Levelized Capital Costs by Reporting Type: NYISO_A-F
ReportingType | 2015 | 2020 | 2025 | 2030 | 2035 | 2040
BM | 0 | 0 | 0 | 0 | 0 | 0
CC | 85.71 | 85.71 | 85.71 | 85.71 | 85.71 | 0
CSP | 0 | 0 | 0 | 0 | 0 | 0
CT | 0 | 0 | 0 | 0 | 0 | 0
Coal | 0 | 0 | 0 | 0 | 0 | 0
Geo | 0 | 0 | 0 | 0 | 0 | 0
H | 0 | 0 | 0 | 0 | 0 | 0
LFG | 1.35 | 1.35 | 1.35 | 14.91 | 13.57 | 13.57
Nuc | 0 | 0 | 0 | 0 | 0 | 0
PS | 0 | 0 | 0 | 0 | 0 | 0
PV | 0 | 0 | 0 | 0 | 0 | 0
PeakG | 0 | 0 | 0 | 0 | 0 | 0
PeakO | 0 | 0 | 0 | 0 | 0 | 0
ST | 0 | 0 | 0 | 0 | 0 | 0
STOG | 0 | 0 | 0 | 0 | 0 | 0
STWD | 0 | 0 | 0 | 0 | 0 | 0
WT | 577.13 | 887.01 | 887.01 | 1355.6 | 778.48 | 468.59
IGCC | 0 | 0 | 0 | 0 | 0 | 0
DemandResponse | 0 | 0 | 0 | 0 | 0 | 0
IGCC-CCS | 0 | 0 | 0 | 0 | 0 | 0
WT_off | 0 | 0 | 0 | 0 | 0 | 0
PseudoUnit | 0 | 0 | 0 | 0 | 0 | 0
FixedInterchange | 0 | 0 | 0 | 0 | 0 | 0
Levelized Capital Costs by Reporting Type: NYISO_G-I
ReportingType | 2015 | 2020 | 2025 | 2030 | 2035 | 2040
BM | 0 | 0 | 0 | 0 | 0 | 0
CC | 0 | 0 | 0 | 0 | 161.56 | 206.85
CSP | 0 | 0 | 0 | 0 | 0 | 0
CT | 0 | 0 | 0 | 0 | 0 | 0
Coal | 0 | 0 | 0 | 0 | 0 | 0
Geo | 0 | 0 | 0 | 0 | 0 | 0
H | 0 | 0 | 0 | 0 | 0 | 0
LFG | 0 | 0 | 0 | 14.85 | 14.85 | 14.85
Nuc | 0 | 0 | 0 | 0 | 0 | 0
PS | 0 | 0 | 0 | 0 | 0 | 0
PV | 0 | 0 | 0 | 0 | 0 | 0
PeakG | 0 | 0 | 0 | 0 | 0 | 0
PeakO | 0 | 0 | 0 | 0 | 0 | 0
ST | 0 | 0 | 0 | 0 | 0 | 0
STOG | 0 | 0 | 0 | 0 | 0 | 0
STWD | 0 | 0 | 0 | 0 | 0 | 0
WT | 0 | 12.72 | 12.72 | 76.54 | 76.54 | 63.83
IGCC | 0 | 0 | 0 | 0 | 0 | 0
DemandResponse | 0 | 0 | 0 | 0 | 0 | 0
IGCC-CCS | 0 | 0 | 0 | 0 | 0 | 0
WT_off | 0 | 0 | 0 | 0 | 0 | 0
PseudoUnit | 0 | 0 | 0 | 0 | 0 | 0
FixedInterchange | 0 | 0 | 0 | 0 | 0 | 0
Levelized Capital Costs by Reporting Type: NYISO_J-K
ReportingType | 2015 | 2020 | 2025 | 2030 | 2035 | 2040
BM | 0 | 0 | 0 | 0 | 0 | 0
CC | 226.37 | 226.37 | 226.37 | 226.37 | 226.37 | 0
CSP | 0 | 0 | 0 | 0 | 0 | 0
CT | 0 | 0 | 0 | 0 | 0 | 0
Coal | 0 | 0 | 0 | 0 | 0 | 0
Geo | 0 | 0 | 0 | 0 | 0 | 0
H | 0 | 0 | 0 | 0 | 0 | 0
LFG | 0 | 0 | 0 | 20.47 | 20.47 | 20.47
Nuc | 0 | 0 | 0 | 0 | 0 | 0
PS | 0 | 0 | 0 | 0 | 0 | 0
PV | 16.99 | 16.99 | 16.99 | 16.99 | 0 | 0
PeakG | 0 | 0 | 0 | 0 | 0 | 0
PeakO | 0 | 0 | 0 | 0 | 0 | 0
ST | 0 | 0 | 0 | 0 | 0 | 0
STOG | 0 | 0 | 0 | 0 | 0 | 0
STWD | 0 | 0 | 0 | 0 | 0 | 0
WT | 0 | 0 | 0 | 0 | 0 | 0
IGCC | 0 | 0 | 0 | 0 | 0 | 0
DemandResponse | 0 | 0 | 0 | 0 | 0 | 0
IGCC-CCS | 0 | 0 | 0 | 0 | 0 | 0
WT_off | 0 | 0 | 0 | 0 | 0 | 0
PseudoUnit | 0 | 0 | 0 | 0 | 0 | 0
FixedInterchange | 0 | 0 | 0 | 0 | 0 | 0
Levelized Capital Costs by Reporting Type: PJM_E
ReportingType | 2015 | 2020 | 2025 | 2030 | 2035 | 2040
BM | 14.48 | 14.48 | 14.48 | 14.48 | 14.48 | 14.48
CC | 673.31 | 673.31 | 673.31 | 673.31 | 582.39 | 0
CSP | 0 | 0 | 0 | 0 | 0 | 0
CT | 2.28 | 2.28 | 2.28 | 0 | 0 | 0
Coal | 9.09 | 9.09 | 9.09 | 9.09 | 9.09 | 9.09
Geo | 0 | 0 | 0 | 0 | 0 | 0
H | 0 | 0 | 0 | 0 | 0 | 0
LFG | 2.19 | 32.86 | 32.86 | 30.67 | 30.67 | 0
Nuc | 0 | 0 | 0 | 0 | 0 | 0
PS | 0 | 0 | 0 | 0 | 0 | 0
PV | 11.04 | 11.04 | 11.04 | 11.04 | 0 | 0
PeakG | 0 | 0 | 0 | 0 | 0 | 0
PeakO | 0 | 0 | 0 | 0 | 0 | 0
ST | 0 | 0 | 0 | 0 | 0 | 0
STOG | 0 | 0 | 0 | 0 | 0 | 0
STWD | 0 | 0 | 0 | 0 | 0 | 0
WT | 300.12 | 300.12 | 300.12 | 300.12 | 0 | 0
IGCC | 0 | 0 | 0 | 0 | 0 | 0
DemandResponse | 0 | 0 | 0 | 0 | 0 | 0
IGCC-CCS | 0 | 0 | 0 | 0 | 0 | 0
WT_off | 0 | 0 | 540.35 | 540.35 | 540.35 | 540.35
PseudoUnit | 0 | 0 | 0 | 0 | 0 | 0
FixedInterchange | 0 | 0 | 0 | 0 | 0 | 0
Levelized Capital Costs by Reporting Type: PJM_ROM
ReportingType | 2015 | 2020 | 2025 | 2030 | 2035 | 2040
BM | 7.8 | 7.8 | 7.8 | 7.8 | 7.8 | 7.8
CC | 232.92 | 232.92 | 232.92 | 232.92 | 907.84 | 1691.65
CSP | 0 | 0 | 0 | 0 | 0 | 0
CT | 1.4 | 1.4 | 1.4 | 1.4 | 0 | 0
Coal | 10.21 | 10.21 | 10.21 | 10.21 | 10.21 | 10.21
Geo | 0 | 0 | 0 | 0 | 0 | 0
H | 0 | 0 | 0 | 223.48 | 223.48 | 223.48
LFG | 3.93 | 57.29 | 57.29 | 55.71 | 53.36 | 0
Nuc | 0 | 0 | 0 | 0 | 0 | 0
PS | 0 | 0 | 0 | 0 | 0 | 0
PV | 0 | 454.94 | 679.96 | 706.11 | 706.11 | 251.17
PeakG | 0 | 0 | 0 | 0 | 0 | 0
PeakO | 0 | 0 | 0 | 0 | 0 | 0
ST | 0 | 0 | 0 | 0 | 0 | 0
STOG | 0 | 0 | 0 | 0 | 0 | 0
STWD | 0 | 0 | 0 | 0 | 0 | 0
WT | 113.55 | 281.73 | 281.73 | 254.32 | 168.17 | 0
IGCC | 0 | 0 | 0 | 0 | 0 | 0
DemandResponse | 0 | 0 | 0 | 0 | 0 | 0
IGCC-CCS | 0 | 0 | 0 | 0 | 0 | 0
WT_off | 0 | 0 | 0 | 0 | 0 | 0
PseudoUnit | 0 | 0 | 0 | 0 | 0 | 0
FixedInterchange | 0 | 0 | 0 | 0 | 0 | 0
Levelized Capital Costs by Reporting Type: PJM_ROR
ReportingType | 2015 | 2020 | 2025 | 2030 | 2035 | 2040
BM | 165.77 | 165.77 | 165.77 | 165.77 | 165.77 | 80.7
CC | 2862.25 | 3186.28 | 3186.28 | 3186.28 | 3166.19 | 324.03
CSP | 0 | 0 | 0 | 0 | 0 | 0
CT | 2.4 | 2.4 | 2.4 | 2.4 | 0 | 0
Coal | 648.6 | 648.6 | 648.6 | 648.6 | 648.6 | 648.6
Geo | 0 | 0 | 0 | 0 | 0 | 0
H | 0 | 174.52 | 174.52 | 174.52 | 174.52 | 174.52
LFG | 11.72 | 113.04 | 113.04 | 107.38 | 101.31 | 0
Nuc | 0 | 0 | 0 | 0 | 0 | 0
PS | 0 | 0 | 0 | 0 | 0 | 0
PV | 0 | 0 | 0 | 0 | 0 | 0
PeakG | 0 | 0 | 0 | 0 | 0 | 0
PeakO | 0 | 0 | 0 | 0 | 0 | 0
ST | 0 | 0 | 0 | 0 | 0 | 0
STOG | 0 | 0 | 0 | 0 | 0 | 0
STWD | 0 | 0 | 0 | 0 | 0 | 0
WT | 1894.89 | 1934.85 | 2928.59 | 2141.74 | 1033.7 | 993.74
IGCC | 0 | 0 | 0 | 0 | 0 | 0
DemandResponse | 0 | 0 | 0 | 0 | 0 | 0
IGCC-CCS | 0 | 0 | 0 | 0 | 0 | 0
WT_off | 0 | 0 | 0 | 0 | 0 | 0
PseudoUnit | 0 | 0 | 0 | 0 | 0 | 0
FixedInterchange | 0 | 0 | 0 | 0 | 0 | 0
Levelized Capital Costs by Reporting Type: SOCO
ReportingType | 2015 | 2020 | 2025 | 2030 | 2035 | 2040
BM | 21 | 21 | 21 | 21 | 21 | 21
CC | 1189.79 | 1294.11 | 1294.11 | 1294.11 | 1294.11 | 104.32
CSP | 0 | 0 | 0 | 0 | 0 | 0
CT | 0 | 0 | 0 | 0 | 0 | 0
Coal | 0 | 0 | 0 | 0 | 0 | 0
Geo | 0 | 0 | 0 | 0 | 0 | 0
H | 0 | 0 | 0 | 0 | 0 | 0
LFG | 0 | 0 | 19.65 | 19.65 | 19.65 | 19.65
Nuc | 0 | 1254.21 | 1254.21 | 5128.32 | 6563.54 | 9710.2
PS | 0 | 0 | 0 | 0 | 0 | 0
PV | 0 | 0 | 0 | 0 | 0 | 0
PeakG | 0 | 0 | 0 | 0 | 0 | 0
PeakO | 0 | 0 | 0 | 0 | 0 | 0
ST | 0 | 0 | 0 | 0 | 0 | 0
STOG | 0 | 0 | 0 | 0 | 0 | 0
STWD | 0 | 0 | 0 | 0 | 0 | 0
WT | 0 | 0 | 0 | 0 | 0 | 0
IGCC | 0 | 0 | 0 | 0 | 0 | 0
DemandResponse | 0 | 0 | 0 | 0 | 0 | 0
IGCC-CCS | 0 | 0 | 0 | 0 | 0 | 0
WT_off | 0 | 0 | 0 | 0 | 0 | 0
PseudoUnit | 0 | 0 | 0 | 0 | 0 | 0
FixedInterchange | 0 | 0 | 0 | 0 | 0 | 0
Levelized Capital Costs by Reporting Type: SPP_N
ReportingType | 2015 | 2020 | 2025 | 2030 | 2035 | 2040
BM | 0 | 0 | 0 | 0 | 0 | 0
CC | 0 | 0 | 0 | 0 | 0 | 0
CSP | 0 | 0 | 0 | 0 | 0 | 0
CT | 0 | 0 | 0 | 0 | 0 | 0
Coal | 128.56 | 128.56 | 128.56 | 128.56 | 128.56 | 128.56
Geo | 0 | 0 | 0 | 0 | 0 | 0
H | 0 | 0 | 0 | 0 | 0 | 0
LFG | 0 | 0 | 0 | 17.63 | 17.63 | 17.63
Nuc | 0 | 0 | 0 | 0 | 0 | 0
PS | 0 | 0 | 0 | 0 | 0 | 0
PV | 0 | 0 | 0 | 0 | 0 | 0
PeakG | 0 | 0 | 0 | 0 | 0 | 0
PeakO | 0 | 0 | 0 | 0 | 0 | 0
ST | 0 | 0 | 0 | 0 | 0 | 0
STOG | 0 | 0 | 0 | 0 | 0 | 0
STWD | 0 | 0 | 0 | 0 | 0 | 0
WT | 0 | 5904.78 | 7569.44 | 7569.44 | 7569.44 | 1664.66
IGCC | 0 | 0 | 0 | 0 | 0 | 0
DemandResponse | 0 | 0 | 0 | 0 | 0 | 0
IGCC-CCS | 0 | 0 | 0 | 0 | 0 | 0
WT_off | 0 | 0 | 0 | 0 | 0 | 0
PseudoUnit | 0 | 0 | 0 | 0 | 0 | 0
FixedInterchange | 0 | 0 | 0 | 0 | 0 | 0
Levelized Capital Costs by Reporting Type: SPP_S
ReportingType | 2015 | 2020 | 2025 | 2030 | 2035 | 2040
BM | 0 | 0 | 0 | 0 | 0 | 0
CC | 0 | 0 | 0 | 0 | 0 | 0
CSP | 0 | 0 | 0 | 0 | 0 | 0
CT | 33.21 | 56.93 | 56.93 | 56.93 | 23.72 | 0
Coal | 273.14 | 273.14 | 273.14 | 273.14 | 273.14 | 273.14
Geo | 0 | 0 | 0 | 0 | 0 | 0
H | 0 | 0 | 0 | 0 | 0 | 0
LFG | 0 | 0 | 0 | 17.63 | 17.63 | 17.63
Nuc | 0 | 0 | 0 | 0 | 0 | 0
PS | 0 | 0 | 0 | 0 | 0 | 0
PV | 0 | 0 | 0 | 0 | 0 | 0
PeakG | 0 | 0 | 0 | 0 | 0 | 0
PeakO | 0 | 0 | 0 | 0 | 0 | 0
ST | 0 | 0 | 0 | 0 | 0 | 0
STOG | 0 | 0 | 0 | 0 | 0 | 0
STWD | 0 | 0 | 0 | 0 | 0 | 0
WT | 92.65 | 6759.28 | 6759.28 | 8339.55 | 8246.9 | 1580.27
IGCC | 0 | 0 | 0 | 0 | 0 | 0
DemandResponse | 0 | 0 | 0 | 0 | 0 | 0
IGCC-CCS | 0 | 0 | 0 | 0 | 0 | 0
WT_off | 0 | 0 | 0 | 0 | 0 | 0
PseudoUnit | 0 | 0 | 0 | 0 | 0 | 0
FixedInterchange | 0 | 0 | 0 | 0 | 0 | 0
Levelized Capital Costs by Reporting Type: TVA
ReportingType | 2015 | 2020 | 2025 | 2030 | 2035 | 2040
BM | 0 | 0 | 0 | 0 | 0 | 0
CC | 496.29 | 750.07 | 750.07 | 750.07 | 715.59 | 253.77
CSP | 0 | 0 | 0 | 0 | 0 | 0
CT | 0 | 0 | 0 | 0 | 0 | 0
Coal | 0 | 0 | 0 | 0 | 0 | 0
Geo | 0 | 0 | 0 | 0 | 0 | 0
H | 0 | 0 | 0 | 8.9 | 8.9 | 8.9
LFG | 0 | 0 | 19.35 | 19.35 | 19.35 | 19.35
Nuc | 684.91 | 684.91 | 684.91 | 684.91 | 1780.95 | 2885.4
PS | 0 | 0 | 0 | 0 | 0 | 0
PV | 0 | 0 | 0 | 0 | 0 | 0
PeakG | 0 | 0 | 0 | 0 | 0 | 0
PeakO | 0 | 0 | 0 | 0 | 0 | 0
ST | 0 | 0 | 0 | 0 | 0 | 0
STOG | 0 | 0 | 0 | 0 | 0 | 0
STWD | 0 | 0 | 0 | 0 | 0 | 0
WT | 0 | 0 | 0 | 0 | 0 | 0
IGCC | 0 | 0 | 0 | 0 | 0 | 0
DemandResponse | 0 | 0 | 0 | 0 | 0 | 0
IGCC-CCS | 0 | 0 | 0 | 0 | 0 | 0
WT_off | 0 | 0 | 0 | 0 | 0 | 0
PseudoUnit | 0 | 0 | 0 | 0 | 0 | 0
FixedInterchange | 0 | 0 | 0 | 0 | 0 | 0
Levelized Capital Costs by Reporting Type: TVA_Transmission
ReportingType | 2015 | 2020 | 2025 | 2030 | 2035 | 2040
BM | 0 | 0 | 0 | 0 | 0 | 0
CC | 0 | 0 | 0 | 0 | 0 | 0
CSP | 0 | 0 | 0 | 0 | 0 | 0
CT | 0 | 0 | 0 | 0 | 0 | 0
Coal | 0 | 0 | 0 | 0 | 0 | 0
Geo | 0 | 0 | 0 | 0 | 0 | 0
H | 0 | 0 | 0 | 0 | 0 | 0
LFG | 0 | 0 | 0 | 0 | 0 | 0
Nuc | 0 | 0 | 0 | 0 | 0 | 0
PS | 0 | 0 | 0 | 0 | 0 | 0
PV | 0 | 0 | 0 | 0 | 0 | 0
PeakG | 0 | 0 | 0 | 0 | 0 | 0
PeakO | 0 | 0 | 0 | 0 | 0 | 0
ST | 0 | 0 | 0 | 0 | 0 | 0
STOG | 0 | 0 | 0 | 0 | 0 | 0
STWD | 0 | 0 | 0 | 0 | 0 | 0
WT | 0 | 0 | 0 | 0 | 0 | 0
IGCC | 0 | 0 | 0 | 0 | 0 | 0
DemandResponse | 0 | 0 | 0 | 0 | 0 | 0
IGCC-CCS | 0 | 0 | 0 | 0 | 0 | 0
WT_off | 0 | 0 | 0 | 0 | 0 | 0
PseudoUnit | 0 | 0 | 0 | 0 | 0 | 0
FixedInterchange | 0 | 0 | 0 | 0 | 0 | 0
Levelized Capital Costs by Reporting Type: VACAR
ReportingType | 2015 | 2020 | 2025 | 2030 | 2035 | 2040
BM | 0.34 | 3.52 | 139.48 | 139.48 | 139.48 | 139.48
CC | 1145.63 | 1145.63 | 1145.63 | 1145.63 | 1145.63 | 0
CSP | 0 | 0 | 0 | 0 | 0 | 0
CT | 60.99 | 60.99 | 60.99 | 0 | 0 | 0
Coal | 220.45 | 220.45 | 220.45 | 220.45 | 220.45 | 220.45
Geo | 0 | 0 | 0 | 0 | 0 | 0
H | 0 | 0 | 0 | 0 | 0 | 0
LFG | 0.06 | 19.57 | 19.57 | 19.57 | 19.51 | 0
Nuc | 0 | 1320.06 | 1320.06 | 3831.61 | 6009.65 | 9209.99
PS | 0 | 0 | 0 | 0 | 0 | 0
PV | 0 | 37.85 | 37.85 | 37.85 | 37.85 | 0
PeakG | 0 | 0 | 0 | 0 | 0 | 0
PeakO | 0 | 0 | 0 | 0 | 0 | 0
ST | 0 | 0 | 0 | 0 | 0 | 0
STOG | 0 | 0 | 0 | 0 | 0 | 0
STWD | 0 | 0 | 0 | 0 | 0 | 0
WT | 0.19 | 740.59 | 740.59 | 740.59 | 740.4 | 0
IGCC | 0 | 0 | 0 | 0 | 0 | 0
DemandResponse | 0 | 0 | 0 | 0 | 0 | 0
IGCC-CCS | 0 | 0 | 0 | 0 | 0 | 0
WT_off | 0.53 | 0.53 | 0.53 | 0.53 | 0 | 0
PseudoUnit | 0 | 0 | 0 | 0 | 0 | 0
FixedInterchange | 0 | 0 | 0 | 0 | 0 | 0
Levelized Capital Costs by Reporting Type: IESO
ReportingType | 2015 | 2020 | 2025 | 2030 | 2035 | 2040
BM | 144.8 | 144.8 | 144.8 | 144.8 | 144.8 | 144.8
CC | 175.41 | 175.41 | 175.41 | 175.41 | 175.41 | 0
CSP | 0 | 0 | 0 | 0 | 0 | 0
CT | 41.8 | 41.8 | 41.8 | 41.8 | 0 | 0
Coal | 0 | 0 | 0 | 0 | 0 | 0
Geo | 0 | 0 | 0 | 0 | 0 | 0
H | 0 | 0 | 0 | 0 | 0 | 0
LFG | 5.12 | 5.12 | 5.12 | 5.12 | 0.17 | 0.17
Nuc | 0 | 0 | 0 | 0 | 0 | 0
PS | 0 | 0 | 0 | 0 | 0 | 0
PV | 539.74 | 539.74 | 539.74 | 539.74 | 0 | 0
PeakG | 0 | 0 | 0 | 0 | 0 | 0
PeakO | 0 | 0 | 0 | 0 | 0 | 0
ST | 0 | 0 | 0 | 0 | 0 | 0
STOG | 0 | 0 | 0 | 0 | 0 | 0
STWD | 0 | 0 | 0 | 0 | 0 | 0
WT | 660.4 | 660.4 | 660.4 | 660.4 | 0 | 0
IGCC | 0 | 0 | 0 | 0 | 0 | 0
DemandResponse | 0 | 0 | 0 | 0 | 0 | 0
IGCC-CCS | 0 | 0 | 0 | 0 | 0 | 0
WT_off | 0 | 0 | 0 | 0 | 0 | 0
PseudoUnit | 0 | 0 | 0 | 0 | 0 | 0
FixedInterchange | 0 | 0 | 0 | 0 | 0 | 0
Levelized Capital Costs by Reporting Type: MAPP_CA
ReportingType | 2015 | 2020 | 2025 | 2030 | 2035 | 2040
BM | 0 | 0 | 0 | 0 | 0 | 0
CC | 58.25 | 58.25 | 58.25 | 58.25 | 58.25 | 0
CSP | 0 | 0 | 0 | 0 | 0 | 0
CT | 0 | 0 | 0 | 0 | 0 | 0
Coal | 0 | 0 | 0 | 0 | 0 | 0
Geo | 0 | 0 | 0 | 0 | 0 | 0
H | 0 | 166.81 | 730.21 | 773.86 | 820.18 | 820.18
LFG | 0 | 0 | 0 | 0 | 0 | 0
Nuc | 0 | 0 | 0 | 0 | 0 | 0
PS | 0 | 0 | 0 | 0 | 0 | 0
PV | 0 | 0 | 0 | 0 | 0 | 0
PeakG | 0 | 0 | 0 | 0 | 0 | 0
PeakO | 0 | 0 | 0 | 0 | 0 | 0
ST | 0 | 0 | 0 | 0 | 0 | 0
STOG | 0 | 0 | 0 | 0 | 0 | 0
STWD | 0 | 0 | 0 | 0 | 0 | 0
WT | 87.23 | 87.23 | 87.23 | 87.23 | 0 | 0
IGCC | 0 | 0 | 0 | 0 | 0 | 0
DemandResponse | 0 | 0 | 0 | 0 | 0 | 0
IGCC-CCS | 0 | 0 | 0 | 0 | 0 | 0
WT_off | 0 | 0 | 0 | 0 | 0 | 0
PseudoUnit | 0 | 0 | 0 | 0 | 0 | 0
FixedInterchange | 0 | 0 | 0 | 0 | 0 | 0
Levelized Capital Costs by Reporting Type: AZ_NM_SNV_Coal
ReportingType | 2015 | 2020 | 2025 | 2030 | 2035 | 2040
BM | 0 | 0 | 0 | 0 | 0 | 0
CC | 0 | 0 | 0 | 0 | 0 | 0
CSP | 0 | 0 | 0 | 0 | 0 | 0
CT | 0 | 0 | 0 | 0 | 0 | 0
Coal | 0 | 0 | 0 | 0 | 0 | 0
Geo | 0 | 0 | 0 | 0 | 0 | 0
H | 0 | 0 | 0 | 0 | 0 | 0
LFG | 0 | 0 | 0 | 0 | 0 | 0
Nuc | 0 | 0 | 0 | 0 | 0 | 0
PS | 0 | 0 | 0 | 0 | 0 | 0
PV | 0 | 0 | 0 | 0 | 0 | 0
PeakG | 0 | 0 | 0 | 0 | 0 | 0
PeakO | 0 | 0 | 0 | 0 | 0 | 0
ST | 0 | 0 | 0 | 0 | 0 | 0
STOG | 0 | 0 | 0 | 0 | 0 | 0
STWD | 0 | 0 | 0 | 0 | 0 | 0
WT | 0 | 0 | 0 | 0 | 0 | 0
IGCC | 0 | 0 | 0 | 0 | 0 | 0
DemandResponse | 0 | 0 | 0 | 0 | 0 | 0
IGCC-CCS | 0 | 0 | 0 | 0 | 0 | 0
WT_off | 0 | 0 | 0 | 0 | 0 | 0
PseudoUnit | 0 | 0 | 0 | 0 | 0 | 0
FixedInterchange | 0 | 0 | 0 | 0 | 0 | 0
Levelized Capital Costs by Reporting Type: AZ_NM_SNV_Gas
ReportingType | 2015 | 2020 | 2025 | 2030 | 2035 | 2040
BM | 0 | 0 | 0 | 0 | 0 | 0
CC | 79.32 | 79.32 | 79.32 | 79.32 | 79.32 | 0
CSP | 0 | 0 | 0 | 0 | 0 | 0
CT | 63.7 | 63.7 | 63.7 | 63.7 | 0 | 0
Coal | 0 | 0 | 0 | 0 | 0 | 0
Geo | 0 | 0 | 0 | 0 | 0 | 0
H | 0 | 0 | 0 | 0 | 0 | 0
LFG | 0 | 0 | 0 | 0 | 0 | 0
Nuc | 0 | 0 | 0 | 0 | 0 | 0
PS | 0 | 0 | 0 | 0 | 0 | 0
PV | 0 | 0 | 0 | 0 | 0 | 0
PeakG | 0 | 0 | 0 | 0 | 0 | 0
PeakO | 0 | 0 | 0 | 0 | 0 | 0
ST | 0 | 0 | 0 | 0 | 0 | 0
STOG | 0 | 0 | 0 | 0 | 0 | 0
STWD | 0 | 0 | 0 | 0 | 0 | 0
WT | 0 | 0 | 0 | 0 | 0 | 0
IGCC | 0 | 0 | 0 | 0 | 0 | 0
DemandResponse | 0 | 0 | 0 | 0 | 0 | 0
IGCC-CCS | 0 | 0 | 0 | 0 | 0 | 0
WT_off | 0 | 0 | 0 | 0 | 0 | 0
PseudoUnit | 0 | 0 | 0 | 0 | 0 | 0
FixedInterchange | 0 | 0 | 0 | 0 | 0 | 0
Levelized Capital Costs by Reporting Type: AZ_NM_SNV_NucRenew
ReportingType | 2015 | 2020 | 2025 | 2030 | 2035 | 2040
BM | 0 | 0 | 0 | 0 | 0 | 0
CC | 0 | 0 | 0 | 0 | 0 | 0
CSP | 0 | 0 | 0 | 0 | 0 | 0
CT | 0 | 0 | 0 | 0 | 0 | 0
Coal | 0 | 0 | 0 | 0 | 0 | 0
Geo | 0 | 0 | 369.64 | 369.64 | 369.64 | 369.64
H | 0 | 0 | 0 | 0 | 0 | 0
LFG | 0 | 0 | 11.41 | 11.41 | 11.41 | 11.41
Nuc | 0 | 0 | 0 | 1944.77 | 4190.37 | 4292.74
PS | 0 | 0 | 0 | 0 | 0 | 0
PV | 34.88 | 34.88 | 34.88 | 34.88 | 0 | 0
PeakG | 0 | 0 | 0 | 0 | 0 | 0
PeakO | 0 | 0 | 0 | 0 | 0 | 0
ST | 101.53 | 225.41 | 285.07 | 223.99 | 187.59 | 63.71
STOG | 0 | 0 | 0 | 0 | 0 | 0
STWD | 0 | 0 | 0 | 0 | 0 | 0
WT | 14.28 | 2270.17 | 2270.17 | 2305.74 | 2326.49 | 108.15
IGCC | 0 | 0 | 0 | 0 | 0 | 0
DemandResponse | 0 | 0 | 0 | 0 | 0 | 0
IGCC-CCS | 0 | 0 | 0 | 0 | 0 | 0
WT_off | 0 | 0 | 0 | 0 | 0 | 0
PseudoUnit | 0 | 0 | 0 | 0 | 0 | 0
FixedInterchange | 0 | 0 | 0 | 0 | 0 | 0
Levelized Capital Costs by Reporting Type: ERCOT
ReportingType | 2015 | 2020 | 2025 | 2030 | 2035 | 2040
BM | 54.69 | 54.69 | 54.69 | 54.69 | 54.69 | 54.69
CC | 1802.71 | 1802.71 | 1802.71 | 1802.71 | 1802.71 | 0
CSP | 0 | 0 | 0 | 0 | 0 | 0
CT | 20.97 | 20.97 | 20.97 | 20.97 | 0 | 0
Coal | 540.38 | 540.38 | 540.38 | 540.38 | 540.38 | 540.38
Geo | 0 | 0 | 0 | 0 | 0 | 0
H | 0 | 0 | 0 | 0 | 0 | 0
LFG | 0 | 0 | 63.77 | 63.77 | 63.77 | 63.77
Nuc | 0 | 0 | 0 | 272.03 | 363.58 | 2606.99
PS | 0 | 0 | 0 | 0 | 0 | 0
PV | 4.89 | 4.89 | 4.89 | 4.89 | 0 | 0
PeakG | 0 | 0 | 0 | 0 | 0 | 0
PeakO | 0 | 0 | 0 | 0 | 0 | 0
ST | 0 | 0 | 0 | 0 | 0 | 0
STOG | 0 | 0 | 0 | 0 | 0 | 0
STWD | 0 | 0 | 0 | 0 | 0 | 0
WT | 72.7 | 984.1 | 3483.29 | 3483.29 | 3410.58 | 2499.19
IGCC | 0 | 0 | 0 | 0 | 0 | 0
DemandResponse | 0 | 0 | 0 | 0 | 0 | 0
IGCC-CCS | 0 | 0 | 0 | 0 | 0 | 0
WT_off | 0 | 0 | 0 | 0 | 0 | 0
PseudoUnit | 0 | 0 | 0 | 0 | 0 | 0
FixedInterchange | 0 | 0 | 0 | 0 | 0 | 0
Levelized Capital Costs by Reporting Type: NP15
ReportingType | 2015 | 2020 | 2025 | 2030 | 2035 | 2040
BM | 0 | 0 | 0 | 0 | 0 | 0
CC | 130.44 | 130.44 | 130.44 | 130.44 | 130.44 | 0
CSP | 0 | 0 | 0 | 0 | 0 | 0
CT | 17.85 | 17.85 | 17.85 | 17.85 | 0 | 0
Coal | 0 | 0 | 0 | 0 | 0 | 0
Geo | 0 | 186.37 | 186.37 | 186.37 | 186.37 | 0
H | 0 | 0 | 0 | 0 | 0 | 0
LFG | 0 | 84.26 | 124.75 | 124.75 | 124.75 | 40.49
Nuc | 0 | 0 | 0 | 0 | 601.71 | 2919.29
PS | 0 | 0 | 0 | 0 | 0 | 0
PV | 2.79 | 2.79 | 2.79 | 2.79 | 0 | 0
PeakG | 0 | 0 | 0 | 0 | 0 | 0
PeakO | 0 | 0 | 0 | 0 | 0 | 0
ST | 12.6 | 12.6 | 12.6 | 12.6 | 0 | 0
STOG | 0 | 0 | 0 | 0 | 0 | 0
STWD | 0 | 0 | 0 | 0 | 0 | 0
WT | 26.98 | 240.13 | 634.31 | 784.32 | 784.32 | 571.17
IGCC | 0 | 0 | 0 | 0 | 0 | 0
DemandResponse | 0 | 0 | 0 | 0 | 0 | 0
IGCC-CCS | 0 | 0 | 0 | 0 | 0 | 0
WT_off | 0 | 0 | 0 | 0 | 0 | 0
PseudoUnit | 0 | 0 | 0 | 0 | 0 | 0
FixedInterchange | 0 | 0 | 0 | 0 | 0 | 0
Levelized Capital Costs by Reporting Type: NWPP_Coal
ReportingType | 2015 | 2020 | 2025 | 2030 | 2035 | 2040
BM | 0 | 0 | 0 | 0 | 0 | 0
CC | 0 | 0 | 0 | 0 | 0 | 0
CSP | 0 | 0 | 0 | 0 | 0 | 0
CT | 0 | 0 | 0 | 0 | 0 | 0
Coal | 0 | 0 | 0 | 0 | 0 | 0
Geo | 0 | 0 | 0 | 0 | 0 | 0
H | 0 | 0 | 0 | 0 | 0 | 0
LFG | 0 | 0 | 0 | 0 | 0 | 0
Nuc | 0 | 0 | 0 | 0 | 0 | 0
PS | 0 | 0 | 0 | 0 | 0 | 0
PV | 0 | 0 | 0 | 0 | 0 | 0
PeakG | 0 | 0 | 0 | 0 | 0 | 0
PeakO | 0 | 0 | 0 | 0 | 0 | 0
ST | 0 | 0 | 0 | 0 | 0 | 0
STOG | 0 | 0 | 0 | 0 | 0 | 0
STWD | 0 | 0 | 0 | 0 | 0 | 0
WT | 0 | 0 | 0 | 0 | 0 | 0
IGCC | 0 | 0 | 0 | 0 | 0 | 0
DemandResponse | 0 | 0 | 0 | 0 | 0 | 0
IGCC-CCS | 0 | 0 | 0 | 0 | 0 | 0
WT_off | 0 | 0 | 0 | 0 | 0 | 0
PseudoUnit | 0 | 0 | 0 | 0 | 0 | 0
FixedInterchange | 0 | 0 | 0 | 0 | 0 | 0
Levelized Capital Costs by Reporting Type: NWPP_Gas
ReportingType | 2015 | 2020 | 2025 | 2030 | 2035 | 2040
BM | 0 | 0 | 0 | 0 | 0 | 0
CC | 33.4 | 175.17 | 175.17 | 175.17 | 175.17 | 141.77
CSP | 0 | 0 | 0 | 0 | 0 | 0
CT | 13.02 | 13.02 | 13.02 | 13.02 | 0 | 0
Coal | 0 | 0 | 0 | 0 | 0 | 0
Geo | 0 | 0 | 0 | 0 | 0 | 0
H | 0 | 0 | 0 | 0 | 0 | 0
LFG | 0 | 0 | 0 | 0 | 0 | 0
Nuc | 0 | 0 | 0 | 0 | 0 | 0
PS | 0 | 0 | 0 | 0 | 0 | 0
PV | 0 | 0 | 0 | 0 | 0 | 0
PeakG | 0 | 0 | 0 | 0 | 0 | 0
PeakO | 0 | 0 | 0 | 0 | 0 | 0
ST | 0 | 0 | 0 | 0 | 0 | 0
STOG | 0 | 0 | 0 | 0 | 0 | 0
STWD | 0 | 0 | 0 | 0 | 0 | 0
WT | 0 | 0 | 0 | 0 | 0 | 0
IGCC | 0 | 0 | 0 | 0 | 0 | 0
DemandResponse | 0 | 0 | 0 | 0 | 0 | 0
IGCC-CCS | 0 | 0 | 0 | 0 | 0 | 0
WT_off | 0 | 0 | 0 | 0 | 0 | 0
PseudoUnit | 0 | 0 | 0 | 0 | 0 | 0
FixedInterchange | 0 | 0 | 0 | 0 | 0 | 0
Levelized Capital Costs by Reporting Type: NWPP_NucRenew
ReportingType | 2015 | 2020 | 2025 | 2030 | 2035 | 2040
BM | 13.89 | 13.89 | 13.89 | 13.89 | 13.89 | 13.89
CC | 0 | 0 | 0 | 0 | 0 | 0
CSP | 0 | 0 | 0 | 0 | 0 | 0
CT | 0 | 0 | 0 | 0 | 0 | 0
Coal | 0 | 0 | 0 | 0 | 0 | 0
Geo | 24.88 | 31.69 | 136.13 | 136.13 | 111.25 | 104.44
H | 0 | 0 | 0 | 0 | 0 | 0
LFG | 5.02 | 5.02 | 50.73 | 50.73 | 45.71 | 45.71
Nuc | 0 | 0 | 0 | 4029.55 | 4029.55 | 4175.25
PS | 0 | 0 | 0 | 0 | 0 | 0
PV | 0 | 0 | 0 | 0 | 0 | 0
PeakG | 0 | 0 | 0 | 0 | 0 | 0
PeakO | 0 | 0 | 0 | 0 | 0 | 0
ST | 0 | 0 | 0 | 0 | 0 | 0
STOG | 0 | 0 | 0 | 0 | 0 | 0
STWD | 0 | 0 | 0 | 0 | 0 | 0
WT | 238.86 | 238.86 | 238.86 | 238.86 | 0 | 0
IGCC | 0 | 0 | 0 | 0 | 0 | 0
DemandResponse | 0 | 0 | 0 | 0 | 0 | 0
IGCC-CCS | 0 | 0 | 0 | 0 | 0 | 0
WT_off | 0 | 0 | 0 | 0 | 0 | 0
PseudoUnit | 0 | 0 | 0 | 0 | 0 | 0
FixedInterchange | 0 | 0 | 0 | 0 | 0 | 0
Levelized Capital Costs by Reporting Type: RMPA
ReportingType | 2015 | 2020 | 2025 | 2030 | 2035 | 2040
BM | 0 | 0 | 0 | 0 | 0 | 0
CC | 0 | 121.3 | 121.3 | 121.3 | 121.3 | 121.3
CSP | 0 | 0 | 0 | 0 | 0 | 0
CT | 15.2 | 15.2 | 15.2 | 15.2 | 0 | 0
Coal | 108.63 | 108.63 | 108.63 | 108.63 | 108.63 | 108.63
Geo | 0 | 0 | 658.57 | 658.57 | 658.57 | 658.57
H | 0 | 0 | 0 | 0 | 0 | 0
LFG | 0.28 | 0.28 | 5.7 | 5.7 | 5.43 | 5.43
Nuc | 0 | 0 | 78.54 | 942.28 | 1019.38 | 1224.3
PS | 0 | 0 | 0 | 0 | 0 | 0
PV | 0.37 | 0.37 | 0.37 | 0.37 | 0 | 0
PeakG | 0 | 0 | 0 | 0 | 0 | 0
PeakO | 0 | 0 | 0 | 0 | 0 | 0
ST | 1.07 | 113.11 | 114.5 | 115.92 | 114.85 | 2.8
STOG | 0 | 0 | 0 | 0 | 0 | 0
STWD | 0 | 0 | 0 | 0 | 0 | 0
WT | 172.66 | 941.49 | 956.3 | 971.43 | 814.94 | 62.54
IGCC | 0 | 0 | 0 | 0 | 0 | 0
DemandResponse | 0 | 0 | 0 | 0 | 0 | 0
IGCC-CCS | 0 | 0 | 0 | 0 | 0 | 0
WT_off | 0 | 0 | 0 | 0 | 0 | 0
PseudoUnit | 0 | 0 | 0 | 0 | 0 | 0
FixedInterchange | 0 | 0 | 0 | 0 | 0 | 0
Levelized Capital Costs by Reporting Type: SP15
ReportingType | 2015 | 2020 | 2025 | 2030 | 2035 | 2040
BM | 2.9 | 2.9 | 2.9 | 2.9 | 2.9 | 2.9
CC | 645.56 | 645.56 | 645.56 | 645.56 | 645.56 | 0
CSP | 0 | 0 | 0 | 0 | 0 | 0
CT | 0 | 0 | 0 | 0 | 0 | 0
Coal | 0 | 0 | 0 | 0 | 0 | 0
Geo | 14.26 | 385.19 | 385.19 | 370.93 | 370.93 | 0
H | 0 | 0 | 0 | 0 | 0 | 0
LFG | 2.09 | 125.04 | 125.04 | 124.8 | 122.95 | 0
Nuc | 0 | 0 | 0 | 0 | 0 | 0
PS | 0 | 0 | 0 | 0 | 0 | 0
PV | 1.62 | 1.62 | 1.62 | 1.62 | 0 | 0
PeakG | 0 | 0 | 0 | 0 | 0 | 0
PeakO | 0 | 0 | 0 | 0 | 0 | 0
ST | 191.39 | 191.39 | 191.39 | 191.39 | 0 | 0
STOG | 0 | 0 | 0 | 0 | 0 | 0
STWD | 0 | 0 | 0 | 0 | 0 | 0
WT | 193.26 | 193.26 | 193.26 | 3589.54 | 3396.28 | 3396.28
IGCC | 0 | 0 | 0 | 0 | 0 | 0
DemandResponse | 0 | 0 | 0 | 0 | 0 | 0
IGCC-CCS | 0 | 0 | 0 | 0 | 0 | 0
WT_off | 0 | 0 | 0 | 0 | 0 | 0
PseudoUnit | 0 | 0 | 0 | 0 | 0 | 0
FixedInterchange | 0 | 0 | 0 | 0 | 0 | 0
Levelized Capital Costs by Reporting Type: ALB
ReportingType | 2015 | 2020 | 2025 | 2030 | 2035 | 2040
BM | 0 | 0 | 0 | 0 | 0 | 0
CC | 16.26 | 16.26 | 16.26 | 16.26 | 16.26 | 0
CSP | 0 | 0 | 0 | 0 | 0 | 0
CT | 16.7 | 16.7 | 16.7 | 16.7 | 0 | 0
Coal | 147.62 | 147.62 | 147.62 | 147.62 | 147.62 | 147.62
Geo | 0 | 0 | 0 | 0 | 0 | 0
H | 0 | 0 | 0 | 0 | 0 | 0
LFG | 0 | 0 | 0 | 0 | 0 | 0
Nuc | 0 | 0 | 0 | 4662.83 | 4883.56 | 5036.55
PS | 0 | 0 | 0 | 0 | 0 | 0
PV | 0 | 0 | 0 | 0 | 0 | 0
PeakG | 0 | 0 | 0 | 0 | 0 | 0
PeakO | 0 | 0 | 0 | 0 | 0 | 0
ST | 0 | 0 | 0 | 0 | 0 | 0
STOG | 0 | 0 | 0 | 0 | 0 | 0
STWD | 0 | 0 | 0 | 0 | 0 | 0
WT | 2.54 | 2.54 | 2.54 | 2.54 | 0 | 0
IGCC | 0 | 0 | 0 | 0 | 0 | 0
DemandResponse | 0 | 0 | 0 | 0 | 0 | 0
IGCC-CCS | 0 | 0 | 0 | 0 | 0 | 0
WT_off | 0 | 0 | 0 | 0 | 0 | 0
PseudoUnit | 0 | 0 | 0 | 0 | 0 | 0
FixedInterchange | 0 | 0 | 0 | 0 | 0 | 0
Levelized Capital Costs by Reporting Type: BC
ReportingType | 2015 | 2020 | 2025 | 2030 | 2035 | 2040
BM | 0 | 0 | 0 | 0 | 0 | 0
CC | 88.29 | 88.29 | 88.29 | 88.29 | 88.29 | 0
CSP | 0 | 0 | 0 | 0 | 0 | 0
CT | 0 | 0 | 0 | 0 | 0 | 0
Coal | 0 | 0 | 0 | 0 | 0 | 0
Geo | 0 | 0 | 0 | 0 | 0 | 0
H | 0 | 0 | 0 | 0 | 0 | 0
LFG | 0 | 0 | 0 | 0 | 0 | 0
Nuc | 0 | 0 | 0 | 0 | 239.66 | 239.66
PS | 0 | 0 | 0 | 0 | 0 | 0
PV | 0 | 0 | 0 | 0 | 0 | 0
PeakG | 0 | 0 | 0 | 0 | 0 | 0
PeakO | 0 | 0 | 0 | 0 | 0 | 0
ST | 0 | 0 | 0 | 0 | 0 | 0
STOG | 0 | 0 | 0 | 0 | 0 | 0
STWD | 0 | 0 | 0 | 0 | 0 | 0
WT | 40.68 | 40.68 | 40.68 | 40.68 | 0 | 0
IGCC | 0 | 0 | 0 | 0 | 0 | 0
DemandResponse | 0 | 0 | 0 | 0 | 0 | 0
IGCC-CCS | 0 | 0 | 0 | 0 | 0 | 0
WT_off | 0 | 0 | 0 | 0 | 0 | 0
PseudoUnit | 0 | 0 | 0 | 0 | 0 | 0
FixedInterchange | 0 | 0 | 0 | 0 | 0 | 0
Levelized Capital Costs by Reporting Type: HQ_IESO
ReportingType | 2015 | 2020 | 2025 | 2030 | 2035 | 2040
BM | 0 | 0 | 0 | 0 | 0 | 0
CC | 0 | 0 | 0 | 0 | 0 | 0
CSP | 0 | 0 | 0 | 0 | 0 | 0
CT | 0 | 0 | 0 | 0 | 0 | 0
Coal | 0 | 0 | 0 | 0 | 0 | 0
Geo | 0 | 0 | 0 | 0 | 0 | 0
H | 0 | 0 | 0 | 0 | 0 | 0
LFG | 0 | 0 | 0 | 0 | 0 | 0
Nuc | 0 | 0 | 0 | 0 | 0 | 0
PS | 0 | 0 | 0 | 0 | 0 | 0
PV | 0 | 0 | 0 | 0 | 0 | 0
PeakG | 0 | 0 | 0 | 0 | 0 | 0
PeakO | 0 | 0 | 0 | 0 | 0 | 0
ST | 0 | 0 | 0 | 0 | 0 | 0
STOG | 0 | 0 | 0 | 0 | 0 | 0
STWD | 0 | 0 | 0 | 0 | 0 | 0
WT | 0 | 0 | 0 | 0 | 0 | 0
IGCC | 0 | 0 | 0 | 0 | 0 | 0
DemandResponse | 0 | 0 | 0 | 0 | 0 | 0
IGCC-CCS | 0 | 0 | 0 | 0 | 0 | 0
WT_off | 0 | 0 | 0 | 0 | 0 | 0
PseudoUnit | 0 | 0 | 0 | 0 | 0 | 548.22
FixedInterchange | 0 | 0 | 0 | 0 | 0 | 0
Levelized Capital Costs by Reporting Type: HQ_NEISO
ReportingType | 2015 | 2020 | 2025 | 2030 | 2035 | 2040
BM | 0 | 0 | 0 | 0 | 0 | 0
CC | 0 | 0 | 0 | 0 | 0 | 0
CSP | 0 | 0 | 0 | 0 | 0 | 0
CT | 0 | 0 | 0 | 0 | 0 | 0
Coal | 0 | 0 | 0 | 0 | 0 | 0
Geo | 0 | 0 | 0 | 0 | 0 | 0
H | 0 | 0 | 0 | 0 | 0 | 0
LFG | 0 | 0 | 0 | 0 | 0 | 0
Nuc | 0 | 0 | 0 | 0 | 0 | 0
PS | 0 | 0 | 0 | 0 | 0 | 0
PV | 0 | 0 | 0 | 0 | 0 | 0
PeakG | 0 | 0 | 0 | 0 | 0 | 0
PeakO | 0 | 0 | 0 | 0 | 0 | 0
ST | 0 | 0 | 0 | 0 | 0 | 0
STOG | 0 | 0 | 0 | 0 | 0 | 0
STWD | 0 | 0 | 0 | 0 | 0 | 0
WT | 0 | 0 | 0 | 0 | 0 | 0
IGCC | 0 | 0 | 0 | 0 | 0 | 0
DemandResponse | 0 | 0 | 0 | 0 | 0 | 0
IGCC-CCS | 0 | 0 | 0 | 0 | 0 | 0
WT_off | 0 | 0 | 0 | 0 | 0 | 0
PseudoUnit | 0 | 0 | 0 | 0 | 0 | 331.94
FixedInterchange | 0 | 0 | 0 | 0 | 0 | 0
Levelized Capital Costs by Reporting Type: HQ_NY
ReportingType | 2015 | 2020 | 2025 | 2030 | 2035 | 2040
BM | 0 | 0 | 0 | 0 | 0 | 0
CC | 0 | 0 | 0 | 0 | 0 | 0
CSP | 0 | 0 | 0 | 0 | 0 | 0
CT | 0 | 0 | 0 | 0 | 0 | 0
Coal | 0 | 0 | 0 | 0 | 0 | 0
Geo | 0 | 0 | 0 | 0 | 0 | 0
H | 0 | 0 | 0 | 0 | 0 | 0
LFG | 0 | 0 | 0 | 0 | 0 | 0
Nuc | 0 | 0 | 0 | 0 | 0 | 0
PS | 0 | 0 | 0 | 0 | 0 | 0
PV | 0 | 0 | 0 | 0 | 0 | 0
PeakG | 0 | 0 | 0 | 0 | 0 | 0
PeakO | 0 | 0 | 0 | 0 | 0 | 0
ST | 0 | 0 | 0 | 0 | 0 | 0
STOG | 0 | 0 | 0 | 0 | 0 | 0
STWD | 0 | 0 | 0 | 0 | 0 | 0
WT | 0 | 0 | 0 | 0 | 0 | 0
IGCC | 0 | 0 | 0 | 0 | 0 | 0
DemandResponse | 0 | 0 | 0 | 0 | 0 | 0
IGCC-CCS | 0 | 0 | 0 | 0 | 0 | 0
WT_off | 0 | 0 | 0 | 0 | 0 | 0
PseudoUnit | 0 | 0 | 0 | 0 | 279.17 | 692.12
FixedInterchange | 0 | 0 | 0 | 0 | 0 | 0
Levelized Capital Costs by Reporting Type: MARITIMES
ReportingType | 2015 | 2020 | 2025 | 2030 | 2035 | 2040
BM | 0 | 0 | 0 | 0 | 0 | 0
CC | 0 | 0 | 0 | 0 | 0 | 0
CSP | 0 | 0 | 0 | 0 | 0 | 0
CT | 0 | 0 | 0 | 0 | 0 | 0
Coal | 0 | 0 | 0 | 0 | 0 | 0
Geo | 0 | 0 | 0 | 0 | 0 | 0
H | 0 | 0 | 0 | 0 | 0 | 0
LFG | 0 | 0 | 0 | 0 | 0 | 0
Nuc | 0 | 0 | 0 | 0 | 0 | 0
PS | 0 | 0 | 0 | 0 | 0 | 0
PV | 0 | 0 | 0 | 0 | 0 | 0
PeakG | 0 | 0 | 0 | 0 | 0 | 0
PeakO | 0 | 0 | 0 | 0 | 0 | 0
ST | 0 | 0 | 0 | 0 | 0 | 0
STOG | 0 | 0 | 0 | 0 | 0 | 0
STWD | 0 | 0 | 0 | 0 | 0 | 0
WT | 0 | 0 | 0 | 0 | 0 | 0
IGCC | 0 | 0 | 0 | 0 | 0 | 0
DemandResponse | 0 | 0 | 0 | 0 | 0 | 0
IGCC-CCS | 0 | 0 | 0 | 0 | 0 | 0
WT_off | 0 | 0 | 0 | 0 | 0 | 0
PseudoUnit | 0 | 0 | 0 | 0 | 0 | 148.33
FixedInterchange | 0 | 0 | 0 | 0 | 0 | 0
Levelized Capital Costs by Reporting Type: All
ReportingType | 2015 | 2020 | 2025 | 2030 | 2035 | 2040
BM | 541.24 | 544.42 | 680.38 | 680.38 | 680.38 | 595.31
CC | 12934.55 | 16302.31 | 16302.31 | 16302.31 | 16993.3 | 5266.27
CSP | 0 | 0 | 0 | 0 | 0 | 0
CT | 541.57 | 565.29 | 565.29 | 500.45 | 23.72 | 0
Coal | 3114.71 | 3114.71 | 3114.71 | 3114.71 | 3114.71 | 3114.71
Geo | 39.14 | 603.25 | 1735.89 | 1721.63 | 1696.76 | 1132.65
H | 0 | 341.68 | 1243.27 | 1520.29 | 1566.61 | 1566.61
LFG | 42.41 | 454.45 | 881.52 | 1018.47 | 985.9 | 573.85
Nuc | 684.91 | 3259.17 | 4061.15 | 31130.53 | 41109.59 | 56412.71
PS | 0 | 0 | 0 | 0 | 0 | 0
PV | 612.43 | 1299.59 | 1571.47 | 1597.62 | 985.19 | 298.03
PeakG | 0 | 0 | 0 | 0 | 0 | 0
PeakO | 0 | 0 | 0 | 0 | 0 | 0
ST | 306.59 | 542.52 | 603.57 | 543.9 | 302.45 | 66.52
STOG | 0 | 0 | 0 | 0 | 0 | 0
STWD | 0 | 0 | 0 | 0 | 0 | 0
WT | 6100.22 | 28824.15 | 46272.81 | 61275.85 | 56075.37 | 33405.39
IGCC | 215.26 | 215.26 | 215.26 | 215.26 | 215.26 | 215.26
DemandResponse | 0 | 0 | 0 | 0 | 0 | 0
IGCC-CCS | 0 | 0 | 0 | 0 | 0 | 0
WT_off | 283.77 | 283.77 | 824.12 | 824.12 | 540.35 | 540.35
PseudoUnit | 0 | 0 | 0 | 0 | 279.17 | 1720.61
FixedInterchange | 0 | 0 | 0 | 0 | 0 | 0
Levelized Capital Costs by Reporting Type: EI_US
ReportingType | 2015 | 2020 | 2025 | 2030 | 2035 | 2040
BM | 324.96 | 328.14 | 464.1 | 464.1 | 464.1 | 379.03
CC | 9904.9 | 13009.6 | 13009.6 | 13009.6 | 13700.58 | 5003.2
CSP | 0 | 0 | 0 | 0 | 0 | 0
CT | 352.32 | 376.04 | 376.04 | 311.2 | 23.72 | 0
Coal | 2318.08 | 2318.08 | 2318.08 | 2318.08 | 2318.08 | 2318.08
Geo | 0 | 0 | 0 | 0 | 0 | 0
H | 0 | 174.87 | 513.06 | 746.43 | 746.43 | 746.43
LFG | 29.9 | 234.74 | 495.01 | 632.19 | 611.72 | 406.88
Nuc | 684.91 | 3259.17 | 3982.61 | 19279.07 | 25781.78 | 35917.92
PS | 0 | 0 | 0 | 0 | 0 | 0
PV | 28.13 | 715.29 | 987.17 | 1013.32 | 985.19 | 298.03
PeakG | 0 | 0 | 0 | 0 | 0 | 0
PeakO | 0 | 0 | 0 | 0 | 0 | 0
ST | 0 | 0 | 0 | 0 | 0 | 0
STOG | 0 | 0 | 0 | 0 | 0 | 0
STWD | 0 | 0 | 0 | 0 | 0 | 0
WT | 4590.62 | 23165.31 | 37705.77 | 49111.82 | 45342.76 | 26768.07
IGCC | 215.26 | 215.26 | 215.26 | 215.26 | 215.26 | 215.26
DemandResponse | 0 | 0 | 0 | 0 | 0 | 0
IGCC-CCS | 0 | 0 | 0 | 0 | 0 | 0
WT_off | 283.77 | 283.77 | 824.12 | 824.12 | 540.35 | 540.35
PseudoUnit | 0 | 0 | 0 | 0 | 279.17 | 1172.39
FixedInterchange | 0 | 0 | 0 | 0 | 0 | 0
Levelized Capital Costs by Reporting Type: EI_Canada
ReportingType | 2015 | 2020 | 2025 | 2030 | 2035 | 2040
BM | 144.8 | 144.8 | 144.8 | 144.8 | 144.8 | 144.8
CC | 233.66 | 233.66 | 233.66 | 233.66 | 233.66 | 0
CSP | 0 | 0 | 0 | 0 | 0 | 0
CT | 41.8 | 41.8 | 41.8 | 41.8 | 0 | 0
Coal | 0 | 0 | 0 | 0 | 0 | 0
Geo | 0 | 0 | 0 | 0 | 0 | 0
H | 0 | 166.81 | 730.21 | 773.86 | 820.18 | 820.18
LFG | 5.12 | 5.12 | 5.12 | 5.12 | 0.17 | 0.17
Nuc | 0 | 0 | 0 | 0 | 0 | 0
PS | 0 | 0 | 0 | 0 | 0 | 0
PV | 539.74 | 539.74 | 539.74 | 539.74 | 0 | 0
PeakG | 0 | 0 | 0 | 0 | 0 | 0
PeakO | 0 | 0 | 0 | 0 | 0 | 0
ST | 0 | 0 | 0 | 0 | 0 | 0
STOG | 0 | 0 | 0 | 0 | 0 | 0
STWD | 0 | 0 | 0 | 0 | 0 | 0
WT | 747.62 | 747.62 | 747.62 | 747.62 | 0 | 0
IGCC | 0 | 0 | 0 | 0 | 0 | 0
DemandResponse | 0 | 0 | 0 | 0 | 0 | 0
IGCC-CCS | 0 | 0 | 0 | 0 | 0 | 0
WT_off | 0 | 0 | 0 | 0 | 0 | 0
PseudoUnit | 0 | 0 | 0 | 0 | 0 | 548.22
FixedInterchange | 0 | 0 | 0 | 0 | 0 | 0
Levelized Capital Costs by Reporting Type: EI
ReportingType | 2015 | 2020 | 2025 | 2030 | 2035 | 2040
BM | 469.76 | 472.94 | 608.9 | 608.9 | 608.9 | 523.83
CC | 10138.56 | 13243.26 | 13243.26 | 13243.26 | 13934.25 | 5003.2
CSP | 0 | 0 | 0 | 0 | 0 | 0
CT | 394.12 | 417.84 | 417.84 | 353 | 23.72 | 0
Coal | 2318.08 | 2318.08 | 2318.08 | 2318.08 | 2318.08 | 2318.08
Geo | 0 | 0 | 0 | 0 | 0 | 0
H | 0 | 341.68 | 1243.27 | 1520.29 | 1566.61 | 1566.61
LFG | 35.02 | 239.86 | 500.12 | 637.31 | 611.89 | 407.05
Nuc | 684.91 | 3259.17 | 3982.61 | 19279.07 | 25781.78 | 35917.92
PS | 0 | 0 | 0 | 0 | 0 | 0
PV | 567.88 | 1255.03 | 1526.92 | 1553.07 | 985.19 | 298.03
PeakG | 0 | 0 | 0 | 0 | 0 | 0
PeakO | 0 | 0 | 0 | 0 | 0 | 0
ST | 0 | 0 | 0 | 0 | 0 | 0
STOG | 0 | 0 | 0 | 0 | 0 | 0
STWD | 0 | 0 | 0 | 0 | 0 | 0
WT | 5338.24 | 23912.93 | 38453.39 | 49859.45 | 45342.76 | 26768.07
IGCC | 215.26 | 215.26 | 215.26 | 215.26 | 215.26 | 215.26
DemandResponse | 0 | 0 | 0 | 0 | 0 | 0
IGCC-CCS | 0 | 0 | 0 | 0 | 0 | 0
WT_off | 283.77 | 283.77 | 824.12 | 824.12 | 540.35 | 540.35
PseudoUnit | 0 | 0 | 0 | 0 | 279.17 | 1720.61
FixedInterchange | 0 | 0 | 0 | 0 | 0 | 0
Levelized Capital Costs by Reporting Type: Outside_EI
ReportingType | 2015 | 2020 | 2025 | 2030 | 2035 | 2040
BM | 71.48 | 71.48 | 71.48 | 71.48 | 71.48 | 71.48
CC | 2795.98 | 3059.05 | 3059.05 | 3059.05 | 3059.05 | 263.07
CSP | 0 | 0 | 0 | 0 | 0 | 0
CT | 147.45 | 147.45 | 147.45 | 147.45 | 0 | 0
Coal | 796.63 | 796.63 | 796.63 | 796.63 | 796.63 | 796.63
Geo | 39.14 | 603.25 | 1735.89 | 1721.63 | 1696.76 | 1132.65
H | 0 | 0 | 0 | 0 | 0 | 0
LFG | 7.39 | 214.59 | 381.4 | 381.16 | 374.01 | 166.8
Nuc | 0 | 0 | 78.54 | 11851.46 | 15327.81 | 20494.78
PS | 0 | 0 | 0 | 0 | 0 | 0
PV | 44.56 | 44.56 | 44.56 | 44.56 | 0 | 0
PeakG | 0 | 0 | 0 | 0 | 0 | 0
PeakO | 0 | 0 | 0 | 0 | 0 | 0
ST | 306.59 | 542.52 | 603.57 | 543.9 | 302.45 | 66.52
STOG | 0 | 0 | 0 | 0 | 0 | 0
STWD | 0 | 0 | 0 | 0 | 0 | 0
WT | 761.98 | 4911.22 | 7819.42 | 11416.4 | 10732.61 | 6637.32
IGCC | 0 | 0 | 0 | 0 | 0 | 0
DemandResponse | 0 | 0 | 0 | 0 | 0 | 0
IGCC-CCS | 0 | 0 | 0 | 0 | 0 | 0
WT_off | 0 | 0 | 0 | 0 | 0 | 0
PseudoUnit | 0 | 0 | 0 | 0 | 0 | 0
FixedInterchange | 0 | 0 | 0 | 0 | 0 | 0
#13 | Levelized Retrofit Capital Costs ($million)
Levelized Retrofit Capital Costs by Reporting Type: Entergy
ReportingType | 2015 | 2020 | 2025 | 2030 | 2035 | 2040
BM | 0 | 0 | 0 | 0 | 0 | 0
CC | 0 | 0 | 0 | 0 | 0 | 0
CSP | 0 | 0 | 0 | 0 | 0 | 0
CT | 0 | 0 | 0 | 0 | 0 | 0
Coal | 0 | 0 | 0 | 0 | 0 | 0
Geo | 0 | 0 | 0 | 0 | 0 | 0
H | 0 | 0 | 0 | 0 | 0 | 0
LFG | 0 | 0 | 0 | 0 | 0 | 0
Nuc | 0 | 0 | 0 | 0 | 0 | 0
PS | 0 | 0 | 0 | 0 | 0 | 0
PV | 0 | 0 | 0 | 0 | 0 | 0
PeakG | 0 | 0 | 0 | 0 | 0 | 0
PeakO | 0 | 0 | 0 | 0 | 0 | 0
ST | 0 | 0 | 0 | 0 | 0 | 0
STOG | 0 | 0 | 0 | 0 | 0 | 0
STWD | 0 | 0 | 0 | 0 | 0 | 0
WT | 0 | 0 | 0 | 0 | 0 | 0
IGCC | 0 | 0 | 0 | 0 | 0 | 0
DemandResponse | 0 | 0 | 0 | 0 | 0 | 0
IGCC-CCS | 0 | 0 | 0 | 0 | 0 | 0
WT_off | 0 | 0 | 0 | 0 | 0 | 0
PseudoUnit | 0 | 0 | 0 | 0 | 0 | 0
FixedInterchange | 0 | 0 | 0 | 0 | 0 | 0
Levelized Retrofit Capital Costs by Reporting Type: FRCC
ReportingType | 2015 | 2020 | 2025 | 2030 | 2035 | 2040
BM | 0 | 0 | 0 | 0 | 0 | 0
CC | 0 | 0 | 0 | 0 | 0 | 0
CSP | 0 | 0 | 0 | 0 | 0 | 0
CT | 0 | 0 | 0 | 0 | 0 | 0
Coal | 73.1 | 6.94 | 6.94 | 0 | 0 | 0
Geo | 0 | 0 | 0 | 0 | 0 | 0
H | 0 | 0 | 0 | 0 | 0 | 0
LFG | 0 | 0 | 0 | 0 | 0 | 0
Nuc | 0 | 0 | 0 | 0 | 0 | 0
PS | 0 | 0 | 0 | 0 | 0 | 0
PV | 0 | 0 | 0 | 0 | 0 | 0
PeakG | 0 | 0 | 0 | 0 | 0 | 0
PeakO | 0 | 0 | 0 | 0 | 0 | 0
ST | 0 | 0 | 0 | 0 | 0 | 0
STOG | 0 | 0 | 0 | 0 | 0 | 0
STWD | 0 | 0 | 0 | 0 | 0 | 0
WT | 0 | 0 | 0 | 0 | 0 | 0
IGCC | 0 | 0 | 0 | 0 | 0 | 0
DemandResponse | 0 | 0 | 0 | 0 | 0 | 0
IGCC-CCS | 0 | 0 | 0 | 0 | 0 | 0
WT_off | 0 | 0 | 0 | 0 | 0 | 0
PseudoUnit | 0 | 0 | 0 | 0 | 0 | 0
FixedInterchange | 0 | 0 | 0 | 0 | 0 | 0
Levelized Retrofit Capital Costs by Reporting Type: MAPP_US
ReportingType | 2015 | 2020 | 2025 | 2030 | 2035 | 2040
BM | 0 | 0 | 0 | 0 | 0 | 0
CC | 0 | 0 | 0 | 0 | 0 | 0
CSP | 0 | 0 | 0 | 0 | 0 | 0
CT | 0 | 0 | 0 | 0 | 0 | 0
Coal | 22.36 | 25.02 | 2.65 | 0 | 0 | 0
Geo | 0 | 0 | 0 | 0 | 0 | 0
H | 0 | 0 | 0 | 0 | 0 | 0
LFG | 0 | 0 | 0 | 0 | 0 | 0
Nuc | 0 | 0 | 0 | 0 | 0 | 0
PS | 0 | 0 | 0 | 0 | 0 | 0
PV | 0 | 0 | 0 | 0 | 0 | 0
PeakG | 0 | 0 | 0 | 0 | 0 | 0
PeakO | 0 | 0 | 0 | 0 | 0 | 0
ST | 0 | 0 | 0 | 0 | 0 | 0
STOG | 0 | 0 | 0 | 0 | 0 | 0
STWD | 0 | 0 | 0 | 0 | 0 | 0
WT | 0 | 0 | 0 | 0 | 0 | 0
IGCC | 0 | 0 | 0 | 0 | 0 | 0
DemandResponse | 0 | 0 | 0 | 0 | 0 | 0
IGCC-CCS | 0 | 0 | 0 | 0 | 0 | 0
WT_off | 0 | 0 | 0 | 0 | 0 | 0
PseudoUnit | 0 | 0 | 0 | 0 | 0 | 0
FixedInterchange | 0 | 0 | 0 | 0 | 0 | 0
Levelized Retrofit Capital Costs by Reporting Type: MISO_IN
ReportingType | 2015 | 2020 | 2025 | 2030 | 2035 | 2040
BM | 0 | 0 | 0 | 0 | 0 | 0
CC | 0 | 0 | 0 | 0 | 0 | 0
CSP | 0 | 0 | 0 | 0 | 0 | 0
CT | 0 | 0 | 0 | 0 | 0 | 0
Coal | 0 | 71.96 | 71.96 | 0 | 0 | 0
Geo | 0 | 0 | 0 | 0 | 0 | 0
H | 0 | 0 | 0 | 0 | 0 | 0
LFG | 0 | 0 | 0 | 0 | 0 | 0
Nuc | 0 | 0 | 0 | 0 | 0 | 0
PS | 0 | 0 | 0 | 0 | 0 | 0
PV | 0 | 0 | 0 | 0 | 0 | 0
PeakG | 0 | 0 | 0 | 0 | 0 | 0
PeakO | 0 | 0 | 0 | 0 | 0 | 0
ST | 0 | 0 | 0 | 0 | 0 | 0
STOG | 0 | 0 | 0 | 0 | 0 | 0
STWD | 0 | 0 | 0 | 0 | 0 | 0
WT | 0 | 0 | 0 | 0 | 0 | 0
IGCC | 0 | 0 | 0 | 0 | 0 | 0
DemandResponse | 0 | 0 | 0 | 0 | 0 | 0
IGCC-CCS | 0 | 0 | 0 | 0 | 0 | 0
WT_off | 0 | 0 | 0 | 0 | 0 | 0
PseudoUnit | 0 | 0 | 0 | 0 | 0 | 0
FixedInterchange | 0 | 0 | 0 | 0 | 0 | 0
Levelized Retrofit Capital Costs by Reporting Type: MISO_MI
ReportingType | 2015 | 2020 | 2025 | 2030 | 2035 | 2040
BM | 0 | 0 | 0 | 0 | 0 | 0
CC | 0 | 0 | 0 | 0 | 0 | 0
CSP | 0 | 0 | 0 | 0 | 0 | 0
CT | 0 | 0 | 0 | 0 | 0 | 0
Coal | 15.14 | 15.14 | 0 | 0 | 0 | 0
Geo | 0 | 0 | 0 | 0 | 0 | 0
H | 0 | 0 | 0 | 0 | 0 | 0
LFG | 0 | 0 | 0 | 0 | 0 | 0
Nuc | 0 | 0 | 0 | 0 | 0 | 0
PS | 0 | 0 | 0 | 0 | 0 | 0
PV | 0 | 0 | 0 | 0 | 0 | 0
PeakG | 0 | 0 | 0 | 0 | 0 | 0
PeakO | 0 | 0 | 0 | 0 | 0 | 0
ST | 0 | 0 | 0 | 0 | 0 | 0
STOG | 0 | 0 | 0 | 0 | 0 | 0
STWD | 0 | 0 | 0 | 0 | 0 | 0
WT | 0 | 0 | 0 | 0 | 0 | 0
IGCC | 0 | 0 | 0 | 0 | 0 | 0
DemandResponse | 0 | 0 | 0 | 0 | 0 | 0
IGCC-CCS | 0 | 0 | 0 | 0 | 0 | 0
WT_off | 0 | 0 | 0 | 0 | 0 | 0
PseudoUnit | 0 | 0 | 0 | 0 | 0 | 0
FixedInterchange | 0 | 0 | 0 | 0 | 0 | 0
Levelized Retrofit Capital Costs by Reporting Type: MISO_MO-IL
ReportingType | 2015 | 2020 | 2025 | 2030 | 2035 | 2040
BM | 0 | 0 | 0 | 0 | 0 | 0
CC | 0 | 0 | 0 | 0 | 0 | 0
CSP | 0 | 0 | 0 | 0 | 0 | 0
CT | 0 | 0 | 0 | 0 | 0 | 0
Coal | 9.29 | 12.16 | 12.16 | 0 | 0 | 0
Geo | 0 | 0 | 0 | 0 | 0 | 0
H | 0 | 0 | 0 | 0 | 0 | 0
LFG | 0 | 0 | 0 | 0 | 0 | 0
Nuc | 0 | 0 | 0 | 0 | 0 | 0
PS | 0 | 0 | 0 | 0 | 0 | 0
PV | 0 | 0 | 0 | 0 | 0 | 0
PeakG | 0 | 0 | 0 | 0 | 0 | 0
PeakO | 0 | 0 | 0 | 0 | 0 | 0
ST | 0 | 0 | 0 | 0 | 0 | 0
STOG | 0 | 0 | 0 | 0 | 0 | 0
STWD | 0 | 0 | 0 | 0 | 0 | 0
WT | 0 | 0 | 0 | 0 | 0 | 0
IGCC | 0 | 0 | 0 | 0 | 0 | 0
DemandResponse | 0 | 0 | 0 | 0 | 0 | 0
IGCC-CCS | 0 | 0 | 0 | 0 | 0 | 0
WT_off | 0 | 0 | 0 | 0 | 0 | 0
PseudoUnit | 0 | 0 | 0 | 0 | 0 | 0
FixedInterchange | 0 | 0 | 0 | 0 | 0 | 0
Levelized Retrofit Capital Costs by Reporting Type: MISO_W
ReportingType | 2015 | 2020 | 2025 | 2030 | 2035 | 2040
BM | 0 | 0 | 0 | 0 | 0 | 0
CC | 0 | 0 | 0 | 0 | 0 | 0
CSP | 0 | 0 | 0 | 0 | 0 | 0
CT | 0 | 0 | 0 | 0 | 0 | 0
Coal | 26.68 | 18.29 | 77.71 | 59.42 | 0 | 0
Geo | 0 | 0 | 0 | 0 | 0 | 0
H | 0 | 0 | 0 | 0 | 0 | 0
LFG | 0 | 0 | 0 | 0 | 0 | 0
Nuc | 0 | 0 | 0 | 0 | 0 | 0
PS | 0 | 0 | 0 | 0 | 0 | 0
PV | 0 | 0 | 0 | 0 | 0 | 0
PeakG | 0 | 0 | 0 | 0 | 0 | 0
PeakO | 0 | 0 | 0 | 0 | 0 | 0
ST | 0 | 0 | 0 | 0 | 0 | 0
STOG | 0 | 0 | 0 | 0 | 0 | 0
STWD | 0 | 0 | 0 | 0 | 0 | 0
WT | 0 | 0 | 0 | 0 | 0 | 0
IGCC | 0 | 0 | 0 | 0 | 0 | 0
DemandResponse | 0 | 0 | 0 | 0 | 0 | 0
IGCC-CCS | 0 | 0 | 0 | 0 | 0 | 0
WT_off | 0 | 0 | 0 | 0 | 0 | 0
PseudoUnit | 0 | 0 | 0 | 0 | 0 | 0
FixedInterchange | 0 | 0 | 0 | 0 | 0 | 0
Levelized Retrofit Capital Costs by Reporting Type: MISO_WUMS
ReportingType | 2015 | 2020 | 2025 | 2030 | 2035 | 2040
BM | 0 | 0 | 0 | 0 | 0 | 0
CC | 0 | 0 | 0 | 0 | 0 | 0
CSP | 0 | 0 | 0 | 0 | 0 | 0
CT | 0 | 0 | 0 | 0 | 0 | 0
Coal | 197.26 | 175.87 | 37.73 | 35.14 | 0 | 0
Geo | 0 | 0 | 0 | 0 | 0 | 0
H | 0 | 0 | 0 | 0 | 0 | 0
LFG | 0 | 0 | 0 | 0 | 0 | 0
Nuc | 0 | 0 | 0 | 0 | 0 | 0
PS | 0 | 0 | 0 | 0 | 0 | 0
PV | 0 | 0 | 0 | 0 | 0 | 0
PeakG | 0 | 0 | 0 | 0 | 0 | 0
PeakO | 0 | 0 | 0 | 0 | 0 | 0
ST | 0 | 0 | 0 | 0 | 0 | 0
STOG | 0 | 0 | 0 | 0 | 0 | 0
STWD | 0 | 0 | 0 | 0 | 0 | 0
WT | 0 | 0 | 0 | 0 | 0 | 0
IGCC | 0 | 0 | 0 | 0 | 0 | 0
DemandResponse | 0 | 0 | 0 | 0 | 0 | 0
IGCC-CCS | 0 | 0 | 0 | 0 | 0 | 0
WT_off | 0 | 0 | 0 | 0 | 0 | 0
PseudoUnit | 0 | 0 | 0 | 0 | 0 | 0
FixedInterchange | 0 | 0 | 0 | 0 | 0 | 0
Levelized Retrofit Capital Costs by Reporting Type: Nebraska
ReportingType | 2015 | 2020 | 2025 | 2030 | 2035 | 2040
BM | 0 | 0 | 0 | 0 | 0 | 0
CC | 0 | 0 | 0 | 0 | 0 | 0
CSP | 0 | 0 | 0 | 0 | 0 | 0
CT | 0 | 0 | 0 | 0 | 0 | 0
Coal | 0 | 0 | 0 | 0 | 0 | 0
Geo | 0 | 0 | 0 | 0 | 0 | 0
H | 0 | 0 | 0 | 0 | 0 | 0
LFG | 0 | 0 | 0 | 0 | 0 | 0
Nuc | 0 | 0 | 0 | 0 | 0 | 0
PS | 0 | 0 | 0 | 0 | 0 | 0
PV | 0 | 0 | 0 | 0 | 0 | 0
PeakG | 0 | 0 | 0 | 0 | 0 | 0
PeakO | 0 | 0 | 0 | 0 | 0 | 0
ST | 0 | 0 | 0 | 0 | 0 | 0
STOG | 0 | 0 | 0 | 0 | 0 | 0
STWD | 0 | 0 | 0 | 0 | 0 | 0
WT | 0 | 0 | 0 | 0 | 0 | 0
IGCC | 0 | 0 | 0 | 0 | 0 | 0
DemandResponse | 0 | 0 | 0 | 0 | 0 | 0
IGCC-CCS | 0 | 0 | 0 | 0 | 0 | 0
WT_off | 0 | 0 | 0 | 0 | 0 | 0
PseudoUnit | 0 | 0 | 0 | 0 | 0 | 0
FixedInterchange | 0 | 0 | 0 | 0 | 0 | 0
Levelized Retrofit Capital Costs by Reporting Type: NEISO
ReportingType | 2015 | 2020 | 2025 | 2030 | 2035 | 2040
BM | 0 | 0 | 0 | 0 | 0 | 0
CC | 0 | 0 | 0 | 0 | 0 | 0
CSP | 0 | 0 | 0 | 0 | 0 | 0
CT | 0 | 0 | 0 | 0 | 0 | 0
Coal | 29.15 | 29.15 | 0 | 0 | 0 | 0
Geo | 0 | 0 | 0 | 0 | 0 | 0
H | 0 | 0 | 0 | 0 | 0 | 0
LFG | 0 | 0 | 0 | 0 | 0 | 0
Nuc | 0 | 0 | 0 | 0 | 0 | 0
PS | 0 | 0 | 0 | 0 | 0 | 0
PV | 0 | 0 | 0 | 0 | 0 | 0
PeakG | 0 | 0 | 0 | 0 | 0 | 0
PeakO | 0 | 0 | 0 | 0 | 0 | 0
ST | 0 | 0 | 0 | 0 | 0 | 0
STOG | 0 | 0 | 0 | 0 | 0 | 0
STWD | 0 | 0 | 0 | 0 | 0 | 0
WT | 0 | 0 | 0 | 0 | 0 | 0
IGCC | 0 | 0 | 0 | 0 | 0 | 0
DemandResponse | 0 | 0 | 0 | 0 | 0 | 0
IGCC-CCS | 0 | 0 | 0 | 0 | 0 | 0
WT_off | 0 | 0 | 0 | 0 | 0 | 0
PseudoUnit | 0 | 0 | 0 | 0 | 0 | 0
FixedInterchange | 0 | 0 | 0 | 0 | 0 | 0
Levelized Retrofit Capital Costs by Reporting Type: NonRTO_Midwest
ReportingType | 2015 | 2020 | 2025 | 2030 | 2035 | 2040
BM | 0 | 0 | 0 | 0 | 0 | 0
CC | 0 | 0 | 0 | 0 | 0 | 0
CSP | 0 | 0 | 0 | 0 | 0 | 0
CT | 0 | 0 | 0 | 0 | 0 | 0
Coal | 165.72 | 153.36 | 53.47 | 38.13 | 0 | 0
Geo | 0 | 0 | 0 | 0 | 0 | 0
H | 0 | 0 | 0 | 0 | 0 | 0
LFG | 0 | 0 | 0 | 0 | 0 | 0
Nuc | 0 | 0 | 0 | 0 | 0 | 0
PS | 0 | 0 | 0 | 0 | 0 | 0
PV | 0 | 0 | 0 | 0 | 0 | 0
PeakG | 0 | 0 | 0 | 0 | 0 | 0
PeakO | 0 | 0 | 0 | 0 | 0 | 0
ST | 0 | 0 | 0 | 0 | 0 | 0
STOG | 0 | 0 | 0 | 0 | 0 | 0
STWD | 0 | 0 | 0 | 0 | 0 | 0
WT | 0 | 0 | 0 | 0 | 0 | 0
IGCC | 0 | 0 | 0 | 0 | 0 | 0
DemandResponse | 0 | 0 | 0 | 0 | 0 | 0
IGCC-CCS | 0 | 0 | 0 | 0 | 0 | 0
WT_off | 0 | 0 | 0 | 0 | 0 | 0
PseudoUnit | 0 | 0 | 0 | 0 | 0 | 0
FixedInterchange | 0 | 0 | 0 | 0 | 0 | 0
Levelized Retrofit Capital Costs by Reporting Type: NYISO_A-F
ReportingType | 2015 | 2020 | 2025 | 2030 | 2035 | 2040
BM | 0 | 0 | 0 | 0 | 0 | 0
CC | 0 | 0 | 0 | 0 | 0 | 0
CSP | 0 | 0 | 0 | 0 | 0 | 0
CT | 0 | 0 | 0 | 0 | 0 | 0
Coal | 0 | 0 | 0 | 0 | 0 | 0
Geo | 0 | 0 | 0 | 0 | 0 | 0
H | 0 | 0 | 0 | 0 | 0 | 0
LFG | 0 | 0 | 0 | 0 | 0 | 0
Nuc | 0 | 0 | 0 | 0 | 0 | 0
PS | 0 | 0 | 0 | 0 | 0 | 0
PV | 0 | 0 | 0 | 0 | 0 | 0
PeakG | 0 | 0 | 0 | 0 | 0 | 0
PeakO | 0 | 0 | 0 | 0 | 0 | 0
ST | 0 | 0 | 0 | 0 | 0 | 0
STOG | 0 | 0 | 0 | 0 | 0 | 0
STWD | 0 | 0 | 0 | 0 | 0 | 0
WT | 0 | 0 | 0 | 0 | 0 | 0
IGCC | 0 | 0 | 0 | 0 | 0 | 0
DemandResponse | 0 | 0 | 0 | 0 | 0 | 0
IGCC-CCS | 0 | 0 | 0 | 0 | 0 | 0
WT_off | 0 | 0 | 0 | 0 | 0 | 0
PseudoUnit | 0 | 0 | 0 | 0 | 0 | 0
FixedInterchange | 0 | 0 | 0 | 0 | 0 | 0
Levelized Retrofit Capital Costs by Reporting Type: NYISO_G-I
ReportingType | 2015 | 2020 | 2025 | 2030 | 2035 | 2040
BM | 0 | 0 | 0 | 0 | 0 | 0
CC | 0 | 0 | 0 | 0 | 0 | 0
CSP | 0 | 0 | 0 | 0 | 0 | 0
CT | 0 | 0 | 0 | 0 | 0 | 0
Coal | 0 | 0 | 0 | 0 | 0 | 0
Geo | 0 | 0 | 0 | 0 | 0 | 0
H | 0 | 0 | 0 | 0 | 0 | 0
LFG | 0 | 0 | 0 | 0 | 0 | 0
Nuc | 0 | 0 | 0 | 0 | 0 | 0
PS | 0 | 0 | 0 | 0 | 0 | 0
PV | 0 | 0 | 0 | 0 | 0 | 0
PeakG | 0 | 0 | 0 | 0 | 0 | 0
PeakO | 0 | 0 | 0 | 0 | 0 | 0
ST | 0 | 0 | 0 | 0 | 0 | 0
STOG | 0 | 0 | 0 | 0 | 0 | 0
STWD | 0 | 0 | 0 | 0 | 0 | 0
WT | 0 | 0 | 0 | 0 | 0 | 0
IGCC | 0 | 0 | 0 | 0 | 0 | 0
DemandResponse | 0 | 0 | 0 | 0 | 0 | 0
IGCC-CCS | 0 | 0 | 0 | 0 | 0 | 0
WT_off | 0 | 0 | 0 | 0 | 0 | 0
PseudoUnit | 0 | 0 | 0 | 0 | 0 | 0
FixedInterchange | 0 | 0 | 0 | 0 | 0 | 0
Levelized Retrofit Capital Costs by Reporting Type: NYISO_J-K
ReportingType | 2015 | 2020 | 2025 | 2030 | 2035 | 2040
BM | 0 | 0 | 0 | 0 | 0 | 0
CC | 0 | 0 | 0 | 0 | 0 | 0
CSP | 0 | 0 | 0 | 0 | 0 | 0
CT | 0 | 0 | 0 | 0 | 0 | 0
Coal | 0 | 0 | 0 | 0 | 0 | 0
Geo | 0 | 0 | 0 | 0 | 0 | 0
H | 0 | 0 | 0 | 0 | 0 | 0
LFG | 0 | 0 | 0 | 0 | 0 | 0
Nuc | 0 | 0 | 0 | 0 | 0 | 0
PS | 0 | 0 | 0 | 0 | 0 | 0
PV | 0 | 0 | 0 | 0 | 0 | 0
PeakG | 0 | 0 | 0 | 0 | 0 | 0
PeakO | 0 | 0 | 0 | 0 | 0 | 0
ST | 0 | 0 | 0 | 0 | 0 | 0
STOG | 0 | 0 | 0 | 0 | 0 | 0
STWD | 0 | 0 | 0 | 0 | 0 | 0
WT | 0 | 0 | 0 | 0 | 0 | 0
IGCC | 0 | 0 | 0 | 0 | 0 | 0
DemandResponse | 0 | 0 | 0 | 0 | 0 | 0
IGCC-CCS | 0 | 0 | 0 | 0 | 0 | 0
WT_off | 0 | 0 | 0 | 0 | 0 | 0
PseudoUnit | 0 | 0 | 0 | 0 | 0 | 0
FixedInterchange | 0 | 0 | 0 | 0 | 0 | 0
Levelized Retrofit Capital Costs by Reporting Type: PJM_E
ReportingType | 2015 | 2020 | 2025 | 2030 | 2035 | 2040
BM | 0 | 0 | 0 | 0 | 0 | 0
CC | 0 | 0 | 0 | 0 | 0 | 0
CSP | 0 | 0 | 0 | 0 | 0 | 0
CT | 0 | 0 | 0 | 0 | 0 | 0
Coal | 22.45 | 22.45 | 0 | 0 | 0 | 0
Geo | 0 | 0 | 0 | 0 | 0 | 0
H | 0 | 0 | 0 | 0 | 0 | 0
LFG | 0 | 0 | 0 | 0 | 0 | 0
Nuc | 0 | 0 | 0 | 0 | 0 | 0
PS | 0 | 0 | 0 | 0 | 0 | 0
PV | 0 | 0 | 0 | 0 | 0 | 0
PeakG | 0 | 0 | 0 | 0 | 0 | 0
PeakO | 0 | 0 | 0 | 0 | 0 | 0
ST | 0 | 0 | 0 | 0 | 0 | 0
STOG | 0 | 0 | 0 | 0 | 0 | 0
STWD | 0 | 0 | 0 | 0 | 0 | 0
WT | 0 | 0 | 0 | 0 | 0 | 0
IGCC | 0 | 0 | 0 | 0 | 0 | 0
DemandResponse | 0 | 0 | 0 | 0 | 0 | 0
IGCC-CCS | 0 | 0 | 0 | 0 | 0 | 0
WT_off | 0 | 0 | 0 | 0 | 0 | 0
PseudoUnit | 0 | 0 | 0 | 0 | 0 | 0
FixedInterchange | 0 | 0 | 0 | 0 | 0 | 0
Levelized Retrofit Capital Costs by Reporting Type: PJM_ROM
ReportingType | 2015 | 2020 | 2025 | 2030 | 2035 | 2040
BM | 0 | 0 | 0 | 0 | 0 | 0
CC | 0 | 0 | 0 | 0 | 0 | 0
CSP | 0 | 0 | 0 | 0 | 0 | 0
CT | 0 | 0 | 0 | 0 | 0 | 0
Coal | 14.63 | 0.53 | 0.53 | 0 | 0 | 0
Geo | 0 | 0 | 0 | 0 | 0 | 0
H | 0 | 0 | 0 | 0 | 0 | 0
LFG | 0 | 0 | 0 | 0 | 0 | 0
Nuc | 0 | 0 | 0 | 0 | 0 | 0
PS | 0 | 0 | 0 | 0 | 0 | 0
PV | 0 | 0 | 0 | 0 | 0 | 0
PeakG | 0 | 0 | 0 | 0 | 0 | 0
PeakO | 0 | 0 | 0 | 0 | 0 | 0
ST | 0 | 0 | 0 | 0 | 0 | 0
STOG | 0 | 0 | 0 | 0 | 0 | 0
STWD | 0 | 0 | 0 | 0 | 0 | 0
WT | 0 | 0 | 0 | 0 | 0 | 0
IGCC | 0 | 0 | 0 | 0 | 0 | 0
DemandResponse | 0 | 0 | 0 | 0 | 0 | 0
IGCC-CCS | 0 | 0 | 0 | 0 | 0 | 0
WT_off | 0 | 0 | 0 | 0 | 0 | 0
PseudoUnit | 0 | 0 | 0 | 0 | 0 | 0
FixedInterchange | 0 | 0 | 0 | 0 | 0 | 0
Levelized Retrofit Capital Costs by Reporting Type: PJM_ROR
ReportingType | 2015 | 2020 | 2025 | 2030 | 2035 | 2040
BM | 0 | 0 | 0 | 0 | 0 | 0
CC | 0 | 0 | 0 | 0 | 0 | 0
CSP | 0 | 0 | 0 | 0 | 0 | 0
CT | 0 | 0 | 0 | 0 | 0 | 0
Coal | 46.99 | 67.25 | 67.25 | 0 | 0 | 0
Geo | 0 | 0 | 0 | 0 | 0 | 0
H | 0 | 0 | 0 | 0 | 0 | 0
LFG | 0 | 0 | 0 | 0 | 0 | 0
Nuc | 0 | 0 | 0 | 0 | 0 | 0
PS | 0 | 0 | 0 | 0 | 0 | 0
PV | 0 | 0 | 0 | 0 | 0 | 0
PeakG | 0 | 0 | 0 | 0 | 0 | 0
PeakO | 0 | 0 | 0 | 0 | 0 | 0
ST | 0 | 0 | 0 | 0 | 0 | 0
STOG | 0 | 0 | 0 | 0 | 0 | 0
STWD | 0 | 0 | 0 | 0 | 0 | 0
WT | 0 | 0 | 0 | 0 | 0 | 0
IGCC | 0 | 0 | 0 | 0 | 0 | 0
DemandResponse | 0 | 0 | 0 | 0 | 0 | 0
IGCC-CCS | 0 | 0 | 0 | 0 | 0 | 0
WT_off | 0 | 0 | 0 | 0 | 0 | 0
PseudoUnit | 0 | 0 | 0 | 0 | 0 | 0
FixedInterchange | 0 | 0 | 0 | 0 | 0 | 0
Levelized Retrofit Capital Costs by Reporting Type: SOCO
ReportingType | 2015 | 2020 | 2025 | 2030 | 2035 | 2040
BM | 0 | 0 | 0 | 0 | 0 | 0
CC | 0 | 0 | 0 | 0 | 0 | 0
CSP | 0 | 0 | 0 | 0 | 0 | 0
CT | 0 | 0 | 0 | 0 | 0 | 0
Coal | 400.34 | 400.34 | 0 | 0 | 0 | 0
Geo | 0 | 0 | 0 | 0 | 0 | 0
H | 0 | 0 | 0 | 0 | 0 | 0
LFG | 0 | 0 | 0 | 0 | 0 | 0
Nuc | 0 | 0 | 0 | 0 | 0 | 0
PS | 0 | 0 | 0 | 0 | 0 | 0
PV | 0 | 0 | 0 | 0 | 0 | 0
PeakG | 0 | 0 | 0 | 0 | 0 | 0
PeakO | 0 | 0 | 0 | 0 | 0 | 0
ST | 0 | 0 | 0 | 0 | 0 | 0
STOG | 0 | 0 | 0 | 0 | 0 | 0
STWD | 0 | 0 | 0 | 0 | 0 | 0
WT | 0 | 0 | 0 | 0 | 0 | 0
IGCC | 0 | 0 | 0 | 0 | 0 | 0
DemandResponse | 0 | 0 | 0 | 0 | 0 | 0
IGCC-CCS | 0 | 0 | 0 | 0 | 0 | 0
WT_off | 0 | 0 | 0 | 0 | 0 | 0
PseudoUnit | 0 | 0 | 0 | 0 | 0 | 0
FixedInterchange | 0 | 0 | 0 | 0 | 0 | 0
Levelized Retrofit Capital Costs by Reporting Type: SPP_N
ReportingType | 2015 | 2020 | 2025 | 2030 | 2035 | 2040
BM | 0 | 0 | 0 | 0 | 0 | 0
CC | 0 | 0 | 0 | 0 | 0 | 0
CSP | 0 | 0 | 0 | 0 | 0 | 0
CT | 0 | 0 | 0 | 0 | 0 | 0
Coal | 0 | 24.12 | 24.12 | 0 | 0 | 0
Geo | 0 | 0 | 0 | 0 | 0 | 0
H | 0 | 0 | 0 | 0 | 0 | 0
LFG | 0 | 0 | 0 | 0 | 0 | 0
Nuc | 0 | 0 | 0 | 0 | 0 | 0
PS | 0 | 0 | 0 | 0 | 0 | 0
PV | 0 | 0 | 0 | 0 | 0 | 0
PeakG | 0 | 0 | 0 | 0 | 0 | 0
PeakO | 0 | 0 | 0 | 0 | 0 | 0
ST | 0 | 0 | 0 | 0 | 0 | 0
STOG | 0 | 0 | 0 | 0 | 0 | 0
STWD | 0 | 0 | 0 | 0 | 0 | 0
WT | 0 | 0 | 0 | 0 | 0 | 0
IGCC | 0 | 0 | 0 | 0 | 0 | 0
DemandResponse | 0 | 0 | 0 | 0 | 0 | 0
IGCC-CCS | 0 | 0 | 0 | 0 | 0 | 0
WT_off | 0 | 0 | 0 | 0 | 0 | 0
PseudoUnit | 0 | 0 | 0 | 0 | 0 | 0
FixedInterchange | 0 | 0 | 0 | 0 | 0 | 0
Levelized Retrofit Capital Costs by Reporting Type: SPP_S
ReportingType | 2015 | 2020 | 2025 | 2030 | 2035 | 2040
BM | 0 | 0 | 0 | 0 | 0 | 0
CC | 0 | 0 | 0 | 0 | 0 | 0
CSP | 0 | 0 | 0 | 0 | 0 | 0
CT | 0 | 0 | 0 | 0 | 0 | 0
Coal | 0 | 21.65 | 21.65 | 0 | 0 | 0
Geo | 0 | 0 | 0 | 0 | 0 | 0
H | 0 | 0 | 0 | 0 | 0 | 0
LFG | 0 | 0 | 0 | 0 | 0 | 0
Nuc | 0 | 0 | 0 | 0 | 0 | 0
PS | 0 | 0 | 0 | 0 | 0 | 0
PV | 0 | 0 | 0 | 0 | 0 | 0
PeakG | 0 | 0 | 0 | 0 | 0 | 0
PeakO | 0 | 0 | 0 | 0 | 0 | 0
ST | 0 | 0 | 0 | 0 | 0 | 0
STOG | 0 | 0 | 0 | 0 | 0 | 0
STWD | 0 | 0 | 0 | 0 | 0 | 0
WT | 0 | 0 | 0 | 0 | 0 | 0
IGCC | 0 | 0 | 0 | 0 | 0 | 0
DemandResponse | 0 | 0 | 0 | 0 | 0 | 0
IGCC-CCS | 0 | 0 | 0 | 0 | 0 | 0
WT_off | 0 | 0 | 0 | 0 | 0 | 0
PseudoUnit | 0 | 0 | 0 | 0 | 0 | 0
FixedInterchange | 0 | 0 | 0 | 0 | 0 | 0
Levelized Retrofit Capital Costs by Reporting Type: TVA
ReportingType | 2015 | 2020 | 2025 | 2030 | 2035 | 2040
BM | 0 | 0 | 0 | 0 | 0 | 0
CC | 0 | 0 | 0 | 0 | 0 | 0
CSP | 0 | 0 | 0 | 0 | 0 | 0
CT | 0 | 0 | 0 | 0 | 0 | 0
Coal | 0 | 10.4 | 10.4 | 0 | 0 | 0
Geo | 0 | 0 | 0 | 0 | 0 | 0
H | 0 | 0 | 0 | 0 | 0 | 0
LFG | 0 | 0 | 0 | 0 | 0 | 0
Nuc | 0 | 0 | 0 | 0 | 0 | 0
PS | 0 | 0 | 0 | 0 | 0 | 0
PV | 0 | 0 | 0 | 0 | 0 | 0
PeakG | 0 | 0 | 0 | 0 | 0 | 0
PeakO | 0 | 0 | 0 | 0 | 0 | 0
ST | 0 | 0 | 0 | 0 | 0 | 0
STOG | 0 | 0 | 0 | 0 | 0 | 0
STWD | 0 | 0 | 0 | 0 | 0 | 0
WT | 0 | 0 | 0 | 0 | 0 | 0
IGCC | 0 | 0 | 0 | 0 | 0 | 0
DemandResponse | 0 | 0 | 0 | 0 | 0 | 0
IGCC-CCS | 0 | 0 | 0 | 0 | 0 | 0
WT_off | 0 | 0 | 0 | 0 | 0 | 0
PseudoUnit | 0 | 0 | 0 | 0 | 0 | 0
FixedInterchange | 0 | 0 | 0 | 0 | 0 | 0
Levelized Retrofit Capital Costs by Reporting Type: TVA_Transmission
ReportingType | 2015 | 2020 | 2025 | 2030 | 2035 | 2040
BM | 0 | 0 | 0 | 0 | 0 | 0
CC | 0 | 0 | 0 | 0 | 0 | 0
CSP | 0 | 0 | 0 | 0 | 0 | 0
CT | 0 | 0 | 0 | 0 | 0 | 0
Coal | 0 | 0 | 0 | 0 | 0 | 0
Geo | 0 | 0 | 0 | 0 | 0 | 0
H | 0 | 0 | 0 | 0 | 0 | 0
LFG | 0 | 0 | 0 | 0 | 0 | 0
Nuc | 0 | 0 | 0 | 0 | 0 | 0
PS | 0 | 0 | 0 | 0 | 0 | 0
PV | 0 | 0 | 0 | 0 | 0 | 0
PeakG | 0 | 0 | 0 | 0 | 0 | 0
PeakO | 0 | 0 | 0 | 0 | 0 | 0
ST | 0 | 0 | 0 | 0 | 0 | 0
STOG | 0 | 0 | 0 | 0 | 0 | 0
STWD | 0 | 0 | 0 | 0 | 0 | 0
WT | 0 | 0 | 0 | 0 | 0 | 0
IGCC | 0 | 0 | 0 | 0 | 0 | 0
DemandResponse | 0 | 0 | 0 | 0 | 0 | 0
IGCC-CCS | 0 | 0 | 0 | 0 | 0 | 0
WT_off | 0 | 0 | 0 | 0 | 0 | 0
PseudoUnit | 0 | 0 | 0 | 0 | 0 | 0
FixedInterchange | 0 | 0 | 0 | 0 | 0 | 0
Levelized Retrofit Capital Costs by Reporting Type: VACAR
ReportingType | 2015 | 2020 | 2025 | 2030 | 2035 | 2040
BM | 0 | 0 | 0 | 0 | 0 | 0
CC | 0 | 0 | 0 | 0 | 0 | 0
CSP | 0 | 0 | 0 | 0 | 0 | 0
CT | 0 | 0 | 0 | 0 | 0 | 0
Coal | 0 | 11.92 | 11.92 | 0 | 0 | 0
Geo | 0 | 0 | 0 | 0 | 0 | 0
H | 0 | 0 | 0 | 0 | 0 | 0
LFG | 0 | 0 | 0 | 0 | 0 | 0
Nuc | 0 | 0 | 0 | 0 | 0 | 0
PS | 0 | 0 | 0 | 0 | 0 | 0
PV | 0 | 0 | 0 | 0 | 0 | 0
PeakG | 0 | 0 | 0 | 0 | 0 | 0
PeakO | 0 | 0 | 0 | 0 | 0 | 0
ST | 0 | 0 | 0 | 0 | 0 | 0
STOG | 0 | 0 | 0 | 0 | 0 | 0
STWD | 0 | 0 | 0 | 0 | 0 | 0
WT | 0 | 0 | 0 | 0 | 0 | 0
IGCC | 0 | 0 | 0 | 0 | 0 | 0
DemandResponse | 0 | 0 | 0 | 0 | 0 | 0
IGCC-CCS | 0 | 0 | 0 | 0 | 0 | 0
WT_off | 0 | 0 | 0 | 0 | 0 | 0
PseudoUnit | 0 | 0 | 0 | 0 | 0 | 0
FixedInterchange | 0 | 0 | 0 | 0 | 0 | 0
Levelized Retrofit Capital Costs by Reporting Type: IESO
ReportingType | 2015 | 2020 | 2025 | 2030 | 2035 | 2040
BM | 0 | 0 | 0 | 0 | 0 | 0
CC | 0 | 0 | 0 | 0 | 0 | 0
CSP | 0 | 0 | 0 | 0 | 0 | 0
CT | 0 | 0 | 0 | 0 | 0 | 0
Coal | 0 | 0 | 0 | 0 | 0 | 0
Geo | 0 | 0 | 0 | 0 | 0 | 0
H | 0 | 0 | 0 | 0 | 0 | 0
LFG | 0 | 0 | 0 | 0 | 0 | 0
Nuc | 0 | 0 | 0 | 0 | 0 | 0
PS | 0 | 0 | 0 | 0 | 0 | 0
PV | 0 | 0 | 0 | 0 | 0 | 0
PeakG | 0 | 0 | 0 | 0 | 0 | 0
PeakO | 0 | 0 | 0 | 0 | 0 | 0
ST | 0 | 0 | 0 | 0 | 0 | 0
STOG | 0 | 0 | 0 | 0 | 0 | 0
STWD | 0 | 0 | 0 | 0 | 0 | 0
WT | 0 | 0 | 0 | 0 | 0 | 0
IGCC | 0 | 0 | 0 | 0 | 0 | 0
DemandResponse | 0 | 0 | 0 | 0 | 0 | 0
IGCC-CCS | 0 | 0 | 0 | 0 | 0 | 0
WT_off | 0 | 0 | 0 | 0 | 0 | 0
PseudoUnit | 0 | 0 | 0 | 0 | 0 | 0
FixedInterchange | 0 | 0 | 0 | 0 | 0 | 0
Levelized Retrofit Capital Costs by Reporting Type: MAPP_CA
ReportingType | 2015 | 2020 | 2025 | 2030 | 2035 | 2040
BM | 0 | 0 | 0 | 0 | 0 | 0
CC | 0 | 0 | 0 | 0 | 0 | 0
CSP | 0 | 0 | 0 | 0 | 0 | 0
CT | 0 | 0 | 0 | 0 | 0 | 0
Coal | 0 | 0 | 0 | 0 | 0 | 0
Geo | 0 | 0 | 0 | 0 | 0 | 0
H | 0 | 0 | 0 | 0 | 0 | 0
LFG | 0 | 0 | 0 | 0 | 0 | 0
Nuc | 0 | 0 | 0 | 0 | 0 | 0
PS | 0 | 0 | 0 | 0 | 0 | 0
PV | 0 | 0 | 0 | 0 | 0 | 0
PeakG | 0 | 0 | 0 | 0 | 0 | 0
PeakO | 0 | 0 | 0 | 0 | 0 | 0
ST | 0 | 0 | 0 | 0 | 0 | 0
STOG | 0 | 0 | 0 | 0 | 0 | 0
STWD | 0 | 0 | 0 | 0 | 0 | 0
WT | 0 | 0 | 0 | 0 | 0 | 0
IGCC | 0 | 0 | 0 | 0 | 0 | 0
DemandResponse | 0 | 0 | 0 | 0 | 0 | 0
IGCC-CCS | 0 | 0 | 0 | 0 | 0 | 0
WT_off | 0 | 0 | 0 | 0 | 0 | 0
PseudoUnit | 0 | 0 | 0 | 0 | 0 | 0
FixedInterchange | 0 | 0 | 0 | 0 | 0 | 0
Levelized Retrofit Capital Costs by Reporting Type: AZ_NM_SNV_Coal
ReportingType | 2015 | 2020 | 2025 | 2030 | 2035 | 2040
BM | 0 | 0 | 0 | 0 | 0 | 0
CC | 0 | 0 | 0 | 0 | 0 | 0
CSP | 0 | 0 | 0 | 0 | 0 | 0
CT | 0 | 0 | 0 | 0 | 0 | 0
Coal | 49.67 | 59.2 | 26.27 | 0 | 0 | 0
Geo | 0 | 0 | 0 | 0 | 0 | 0
H | 0 | 0 | 0 | 0 | 0 | 0
LFG | 0 | 0 | 0 | 0 | 0 | 0
Nuc | 0 | 0 | 0 | 0 | 0 | 0
PS | 0 | 0 | 0 | 0 | 0 | 0
PV | 0 | 0 | 0 | 0 | 0 | 0
PeakG | 0 | 0 | 0 | 0 | 0 | 0
PeakO | 0 | 0 | 0 | 0 | 0 | 0
ST | 0 | 0 | 0 | 0 | 0 | 0
STOG | 0 | 0 | 0 | 0 | 0 | 0
STWD | 0 | 0 | 0 | 0 | 0 | 0
WT | 0 | 0 | 0 | 0 | 0 | 0
IGCC | 0 | 0 | 0 | 0 | 0 | 0
DemandResponse | 0 | 0 | 0 | 0 | 0 | 0
IGCC-CCS | 0 | 0 | 0 | 0 | 0 | 0
WT_off | 0 | 0 | 0 | 0 | 0 | 0
PseudoUnit | 0 | 0 | 0 | 0 | 0 | 0
FixedInterchange | 0 | 0 | 0 | 0 | 0 | 0
Levelized Retrofit Capital Costs by Reporting Type: AZ_NM_SNV_Gas
ReportingType | 2015 | 2020 | 2025 | 2030 | 2035 | 2040
BM | 0 | 0 | 0 | 0 | 0 | 0
CC | 0 | 0 | 0 | 0 | 0 | 0
CSP | 0 | 0 | 0 | 0 | 0 | 0
CT | 0 | 0 | 0 | 0 | 0 | 0
Coal | 0 | 0 | 0 | 0 | 0 | 0
Geo | 0 | 0 | 0 | 0 | 0 | 0
H | 0 | 0 | 0 | 0 | 0 | 0
LFG | 0 | 0 | 0 | 0 | 0 | 0
Nuc | 0 | 0 | 0 | 0 | 0 | 0
PS | 0 | 0 | 0 | 0 | 0 | 0
PV | 0 | 0 | 0 | 0 | 0 | 0
PeakG | 0 | 0 | 0 | 0 | 0 | 0
PeakO | 0 | 0 | 0 | 0 | 0 | 0
ST | 0 | 0 | 0 | 0 | 0 | 0
STOG | 0 | 0 | 0 | 0 | 0 | 0
STWD | 0 | 0 | 0 | 0 | 0 | 0
WT | 0 | 0 | 0 | 0 | 0 | 0
IGCC | 0 | 0 | 0 | 0 | 0 | 0
DemandResponse | 0 | 0 | 0 | 0 | 0 | 0
IGCC-CCS | 0 | 0 | 0 | 0 | 0 | 0
WT_off | 0 | 0 | 0 | 0 | 0 | 0
PseudoUnit | 0 | 0 | 0 | 0 | 0 | 0
FixedInterchange | 0 | 0 | 0 | 0 | 0 | 0
Levelized Retrofit Capital Costs by Reporting Type: AZ_NM_SNV_NucRenew
ReportingType | 2015 | 2020 | 2025 | 2030 | 2035 | 2040
BM | 0 | 0 | 0 | 0 | 0 | 0
CC | 0 | 0 | 0 | 0 | 0 | 0
CSP | 0 | 0 | 0 | 0 | 0 | 0
CT | 0 | 0 | 0 | 0 | 0 | 0
Coal | 0 | 0 | 0 | 0 | 0 | 0
Geo | 0 | 0 | 0 | 0 | 0 | 0
H | 0 | 0 | 0 | 0 | 0 | 0
LFG | 0 | 0 | 0 | 0 | 0 | 0
Nuc | 0 | 0 | 0 | 0 | 0 | 0
PS | 0 | 0 | 0 | 0 | 0 | 0
PV | 0 | 0 | 0 | 0 | 0 | 0
PeakG | 0 | 0 | 0 | 0 | 0 | 0
PeakO | 0 | 0 | 0 | 0 | 0 | 0
ST | 0 | 0 | 0 | 0 | 0 | 0
STOG | 0 | 0 | 0 | 0 | 0 | 0
STWD | 0 | 0 | 0 | 0 | 0 | 0
WT | 0 | 0 | 0 | 0 | 0 | 0
IGCC | 0 | 0 | 0 | 0 | 0 | 0
DemandResponse | 0 | 0 | 0 | 0 | 0 | 0
IGCC-CCS | 0 | 0 | 0 | 0 | 0 | 0
WT_off | 0 | 0 | 0 | 0 | 0 | 0
PseudoUnit | 0 | 0 | 0 | 0 | 0 | 0
FixedInterchange | 0 | 0 | 0 | 0 | 0 | 0
Levelized Retrofit Capital Costs by Reporting Type: ERCOT
ReportingType | 2015 | 2020 | 2025 | 2030 | 2035 | 2040
BM | 0 | 0 | 0 | 0 | 0 | 0
CC | 0 | 0 | 0 | 0 | 0 | 0
CSP | 0 | 0 | 0 | 0 | 0 | 0
CT | 0 | 0 | 0 | 0 | 0 | 0
Coal | 82.51 | 0 | 0 | 0 | 0 | 0
Geo | 0 | 0 | 0 | 0 | 0 | 0
H | 0 | 0 | 0 | 0 | 0 | 0
LFG | 0 | 0 | 0 | 0 | 0 | 0
Nuc | 0 | 0 | 0 | 0 | 0 | 0
PS | 0 | 0 | 0 | 0 | 0 | 0
PV | 0 | 0 | 0 | 0 | 0 | 0
PeakG | 0 | 0 | 0 | 0 | 0 | 0
PeakO | 0 | 0 | 0 | 0 | 0 | 0
ST | 0 | 0 | 0 | 0 | 0 | 0
STOG | 0 | 0 | 0 | 0 | 0 | 0
STWD | 0 | 0 | 0 | 0 | 0 | 0
WT | 0 | 0 | 0 | 0 | 0 | 0
IGCC | 0 | 0 | 0 | 0 | 0 | 0
DemandResponse | 0 | 0 | 0 | 0 | 0 | 0
IGCC-CCS | 0 | 0 | 0 | 0 | 0 | 0
WT_off | 0 | 0 | 0 | 0 | 0 | 0
PseudoUnit | 0 | 0 | 0 | 0 | 0 | 0
FixedInterchange | 0 | 0 | 0 | 0 | 0 | 0
Levelized Retrofit Capital Costs by Reporting Type: NP15
ReportingType | 2015 | 2020 | 2025 | 2030 | 2035 | 2040
BM | 0 | 0 | 0 | 0 | 0 | 0
CC | 0 | 0 | 0 | 0 | 0 | 0
CSP | 0 | 0 | 0 | 0 | 0 | 0
CT | 0 | 0 | 0 | 0 | 0 | 0
Coal | 0 | 0 | 0 | 0 | 0 | 0
Geo | 0 | 0 | 0 | 0 | 0 | 0
H | 0 | 0 | 0 | 0 | 0 | 0
LFG | 0 | 0 | 0 | 0 | 0 | 0
Nuc | 0 | 0 | 0 | 0 | 0 | 0
PS | 0 | 0 | 0 | 0 | 0 | 0
PV | 0 | 0 | 0 | 0 | 0 | 0
PeakG | 0 | 0 | 0 | 0 | 0 | 0
PeakO | 0 | 0 | 0 | 0 | 0 | 0
ST | 0 | 0 | 0 | 0 | 0 | 0
STOG | 0 | 0 | 0 | 0 | 0 | 0
STWD | 0 | 0 | 0 | 0 | 0 | 0
WT | 0 | 0 | 0 | 0 | 0 | 0
IGCC | 0 | 0 | 0 | 0 | 0 | 0
DemandResponse | 0 | 0 | 0 | 0 | 0 | 0
IGCC-CCS | 0 | 0 | 0 | 0 | 0 | 0
WT_off | 0 | 0 | 0 | 0 | 0 | 0
PseudoUnit | 0 | 0 | 0 | 0 | 0 | 0
FixedInterchange | 0 | 0 | 0 | 0 | 0 | 0
Levelized Retrofit Capital Costs by Reporting Type: NWPP_Coal
ReportingType | 2015 | 2020 | 2025 | 2030 | 2035 | 2040
BM | 0 | 0 | 0 | 0 | 0 | 0
CC | 0 | 0 | 0 | 0 | 0 | 0
CSP | 0 | 0 | 0 | 0 | 0 | 0
CT | 0 | 0 | 0 | 0 | 0 | 0
Coal | 0 | 50.24 | 121.14 | 70.9 | 0 | 0
Geo | 0 | 0 | 0 | 0 | 0 | 0
H | 0 | 0 | 0 | 0 | 0 | 0
LFG | 0 | 0 | 0 | 0 | 0 | 0
Nuc | 0 | 0 | 0 | 0 | 0 | 0
PS | 0 | 0 | 0 | 0 | 0 | 0
PV | 0 | 0 | 0 | 0 | 0 | 0
PeakG | 0 | 0 | 0 | 0 | 0 | 0
PeakO | 0 | 0 | 0 | 0 | 0 | 0
ST | 0 | 0 | 0 | 0 | 0 | 0
STOG | 0 | 0 | 0 | 0 | 0 | 0
STWD | 0 | 0 | 0 | 0 | 0 | 0
WT | 0 | 0 | 0 | 0 | 0 | 0
IGCC | 0 | 0 | 0 | 0 | 0 | 0
DemandResponse | 0 | 0 | 0 | 0 | 0 | 0
IGCC-CCS | 0 | 0 | 0 | 0 | 0 | 0
WT_off | 0 | 0 | 0 | 0 | 0 | 0
PseudoUnit | 0 | 0 | 0 | 0 | 0 | 0
FixedInterchange | 0 | 0 | 0 | 0 | 0 | 0
Levelized Retrofit Capital Costs by Reporting Type: NWPP_Gas
ReportingType | 2015 | 2020 | 2025 | 2030 | 2035 | 2040
BM | 0 | 0 | 0 | 0 | 0 | 0
CC | 0 | 0 | 0 | 0 | 0 | 0
CSP | 0 | 0 | 0 | 0 | 0 | 0
CT | 0 | 0 | 0 | 0 | 0 | 0
Coal | 0 | 0 | 0 | 0 | 0 | 0
Geo | 0 | 0 | 0 | 0 | 0 | 0
H | 0 | 0 | 0 | 0 | 0 | 0
LFG | 0 | 0 | 0 | 0 | 0 | 0
Nuc | 0 | 0 | 0 | 0 | 0 | 0
PS | 0 | 0 | 0 | 0 | 0 | 0
PV | 0 | 0 | 0 | 0 | 0 | 0
PeakG | 0 | 0 | 0 | 0 | 0 | 0
PeakO | 0 | 0 | 0 | 0 | 0 | 0
ST | 0 | 0 | 0 | 0 | 0 | 0
STOG | 0 | 0 | 0 | 0 | 0 | 0
STWD | 0 | 0 | 0 | 0 | 0 | 0
WT | 0 | 0 | 0 | 0 | 0 | 0
IGCC | 0 | 0 | 0 | 0 | 0 | 0
DemandResponse | 0 | 0 | 0 | 0 | 0 | 0
IGCC-CCS | 0 | 0 | 0 | 0 | 0 | 0
WT_off | 0 | 0 | 0 | 0 | 0 | 0
PseudoUnit | 0 | 0 | 0 | 0 | 0 | 0
FixedInterchange | 0 | 0 | 0 | 0 | 0 | 0
Levelized Retrofit Capital Costs by Reporting Type: NWPP_NucRenew
ReportingType | 2015 | 2020 | 2025 | 2030 | 2035 | 2040
BM | 0 | 0 | 0 | 0 | 0 | 0
CC | 0 | 0 | 0 | 0 | 0 | 0
CSP | 0 | 0 | 0 | 0 | 0 | 0
CT | 0 | 0 | 0 | 0 | 0 | 0
Coal | 0 | 0 | 0 | 0 | 0 | 0
Geo | 0 | 0 | 0 | 0 | 0 | 0
H | 0 | 0 | 0 | 0 | 0 | 0
LFG | 0 | 0 | 0 | 0 | 0 | 0
Nuc | 0 | 0 | 0 | 0 | 0 | 0
PS | 0 | 0 | 0 | 0 | 0 | 0
PV | 0 | 0 | 0 | 0 | 0 | 0
PeakG | 0 | 0 | 0 | 0 | 0 | 0
PeakO | 0 | 0 | 0 | 0 | 0 | 0
ST | 0 | 0 | 0 | 0 | 0 | 0
STOG | 0 | 0 | 0 | 0 | 0 | 0
STWD | 0 | 0 | 0 | 0 | 0 | 0
WT | 0 | 0 | 0 | 0 | 0 | 0
IGCC | 0 | 0 | 0 | 0 | 0 | 0
DemandResponse | 0 | 0 | 0 | 0 | 0 | 0
IGCC-CCS | 0 | 0 | 0 | 0 | 0 | 0
WT_off | 0 | 0 | 0 | 0 | 0 | 0
PseudoUnit | 0 | 0 | 0 | 0 | 0 | 0
FixedInterchange | 0 | 0 | 0 | 0 | 0 | 0
Levelized Retrofit Capital Costs by Reporting Type: RMPA
ReportingType | 2015 | 2020 | 2025 | 2030 | 2035 | 2040
BM | 0 | 0 | 0 | 0 | 0 | 0
CC | 0 | 0 | 0 | 0 | 0 | 0
CSP | 0 | 0 | 0 | 0 | 0 | 0
CT | 0 | 0 | 0 | 0 | 0 | 0
Coal | 29.1 | 12.44 | 211.6 | 199.16 | 0 | 0
Geo | 0 | 0 | 0 | 0 | 0 | 0
H | 0 | 0 | 0 | 0 | 0 | 0
LFG | 0 | 0 | 0 | 0 | 0 | 0
Nuc | 0 | 0 | 0 | 0 | 0 | 0
PS | 0 | 0 | 0 | 0 | 0 | 0
PV | 0 | 0 | 0 | 0 | 0 | 0
PeakG | 0 | 0 | 0 | 0 | 0 | 0
PeakO | 0 | 0 | 0 | 0 | 0 | 0
ST | 0 | 0 | 0 | 0 | 0 | 0
STOG | 0 | 0 | 0 | 0 | 0 | 0
STWD | 0 | 0 | 0 | 0 | 0 | 0
WT | 0 | 0 | 0 | 0 | 0 | 0
IGCC | 0 | 0 | 0 | 0 | 0 | 0
DemandResponse | 0 | 0 | 0 | 0 | 0 | 0
IGCC-CCS | 0 | 0 | 0 | 0 | 0 | 0
WT_off | 0 | 0 | 0 | 0 | 0 | 0
PseudoUnit | 0 | 0 | 0 | 0 | 0 | 0
FixedInterchange | 0 | 0 | 0 | 0 | 0 | 0
Levelized Retrofit Capital Costs by Reporting Type: SP15
ReportingType | 2015 | 2020 | 2025 | 2030 | 2035 | 2040
BM | 0 | 0 | 0 | 0 | 0 | 0
CC | 0 | 0 | 0 | 0 | 0 | 0
CSP | 0 | 0 | 0 | 0 | 0 | 0
CT | 0 | 0 | 0 | 0 | 0 | 0
Coal | 0 | 2.92 | 2.92 | 0 | 0 | 0
Geo | 0 | 0 | 0 | 0 | 0 | 0
H | 0 | 0 | 0 | 0 | 0 | 0
LFG | 0 | 0 | 0 | 0 | 0 | 0
Nuc | 0 | 0 | 0 | 0 | 0 | 0
PS | 0 | 0 | 0 | 0 | 0 | 0
PV | 0 | 0 | 0 | 0 | 0 | 0
PeakG | 0 | 0 | 0 | 0 | 0 | 0
PeakO | 0 | 0 | 0 | 0 | 0 | 0
ST | 0 | 0 | 0 | 0 | 0 | 0
STOG | 0 | 0 | 0 | 0 | 0 | 0
STWD | 0 | 0 | 0 | 0 | 0 | 0
WT | 0 | 0 | 0 | 0 | 0 | 0
IGCC | 0 | 0 | 0 | 0 | 0 | 0
DemandResponse | 0 | 0 | 0 | 0 | 0 | 0
IGCC-CCS | 0 | 0 | 0 | 0 | 0 | 0
WT_off | 0 | 0 | 0 | 0 | 0 | 0
PseudoUnit | 0 | 0 | 0 | 0 | 0 | 0
FixedInterchange | 0 | 0 | 0 | 0 | 0 | 0
Levelized Retrofit Capital Costs by Reporting Type: ALB
ReportingType | 2015 | 2020 | 2025 | 2030 | 2035 | 2040
BM | 0 | 0 | 0 | 0 | 0 | 0
CC | 0 | 0 | 0 | 0 | 0 | 0
CSP | 0 | 0 | 0 | 0 | 0 | 0
CT | 0 | 0 | 0 | 0 | 0 | 0
Coal | 0 | 0 | 0 | 0 | 0 | 0
Geo | 0 | 0 | 0 | 0 | 0 | 0
H | 0 | 0 | 0 | 0 | 0 | 0
LFG | 0 | 0 | 0 | 0 | 0 | 0
Nuc | 0 | 0 | 0 | 0 | 0 | 0
PS | 0 | 0 | 0 | 0 | 0 | 0
PV | 0 | 0 | 0 | 0 | 0 | 0
PeakG | 0 | 0 | 0 | 0 | 0 | 0
PeakO | 0 | 0 | 0 | 0 | 0 | 0
ST | 0 | 0 | 0 | 0 | 0 | 0
STOG | 0 | 0 | 0 | 0 | 0 | 0
STWD | 0 | 0 | 0 | 0 | 0 | 0
WT | 0 | 0 | 0 | 0 | 0 | 0
IGCC | 0 | 0 | 0 | 0 | 0 | 0
DemandResponse | 0 | 0 | 0 | 0 | 0 | 0
IGCC-CCS | 0 | 0 | 0 | 0 | 0 | 0
WT_off | 0 | 0 | 0 | 0 | 0 | 0
PseudoUnit | 0 | 0 | 0 | 0 | 0 | 0
FixedInterchange | 0 | 0 | 0 | 0 | 0 | 0
Levelized Retrofit Capital Costs by Reporting Type: BC
ReportingType | 2015 | 2020 | 2025 | 2030 | 2035 | 2040
BM | 0 | 0 | 0 | 0 | 0 | 0
CC | 0 | 0 | 0 | 0 | 0 | 0
CSP | 0 | 0 | 0 | 0 | 0 | 0
CT | 0 | 0 | 0 | 0 | 0 | 0
Coal | 0 | 0 | 0 | 0 | 0 | 0
Geo | 0 | 0 | 0 | 0 | 0 | 0
H | 0 | 0 | 0 | 0 | 0 | 0
LFG | 0 | 0 | 0 | 0 | 0 | 0
Nuc | 0 | 0 | 0 | 0 | 0 | 0
PS | 0 | 0 | 0 | 0 | 0 | 0
PV | 0 | 0 | 0 | 0 | 0 | 0
PeakG | 0 | 0 | 0 | 0 | 0 | 0
PeakO | 0 | 0 | 0 | 0 | 0 | 0
ST | 0 | 0 | 0 | 0 | 0 | 0
STOG | 0 | 0 | 0 | 0 | 0 | 0
STWD | 0 | 0 | 0 | 0 | 0 | 0
WT | 0 | 0 | 0 | 0 | 0 | 0
IGCC | 0 | 0 | 0 | 0 | 0 | 0
DemandResponse | 0 | 0 | 0 | 0 | 0 | 0
IGCC-CCS | 0 | 0 | 0 | 0 | 0 | 0
WT_off | 0 | 0 | 0 | 0 | 0 | 0
PseudoUnit | 0 | 0 | 0 | 0 | 0 | 0
FixedInterchange | 0 | 0 | 0 | 0 | 0 | 0
Levelized Retrofit Capital Costs by Reporting Type: HQ_IESO
ReportingType | 2015 | 2020 | 2025 | 2030 | 2035 | 2040
BM | 0 | 0 | 0 | 0 | 0 | 0
CC | 0 | 0 | 0 | 0 | 0 | 0
CSP | 0 | 0 | 0 | 0 | 0 | 0
CT | 0 | 0 | 0 | 0 | 0 | 0
Coal | 0 | 0 | 0 | 0 | 0 | 0
Geo | 0 | 0 | 0 | 0 | 0 | 0
H | 0 | 0 | 0 | 0 | 0 | 0
LFG | 0 | 0 | 0 | 0 | 0 | 0
Nuc | 0 | 0 | 0 | 0 | 0 | 0
PS | 0 | 0 | 0 | 0 | 0 | 0
PV | 0 | 0 | 0 | 0 | 0 | 0
PeakG | 0 | 0 | 0 | 0 | 0 | 0
PeakO | 0 | 0 | 0 | 0 | 0 | 0
ST | 0 | 0 | 0 | 0 | 0 | 0
STOG | 0 | 0 | 0 | 0 | 0 | 0
STWD | 0 | 0 | 0 | 0 | 0 | 0
WT | 0 | 0 | 0 | 0 | 0 | 0
IGCC | 0 | 0 | 0 | 0 | 0 | 0
DemandResponse | 0 | 0 | 0 | 0 | 0 | 0
IGCC-CCS | 0 | 0 | 0 | 0 | 0 | 0
WT_off | 0 | 0 | 0 | 0 | 0 | 0
PseudoUnit | 0 | 0 | 0 | 0 | 0 | 0
FixedInterchange | 0 | 0 | 0 | 0 | 0 | 0
Levelized Retrofit Capital Costs by Reporting Type: HQ_NEISO
ReportingType | 2015 | 2020 | 2025 | 2030 | 2035 | 2040
BM | 0 | 0 | 0 | 0 | 0 | 0
CC | 0 | 0 | 0 | 0 | 0 | 0
CSP | 0 | 0 | 0 | 0 | 0 | 0
CT | 0 | 0 | 0 | 0 | 0 | 0
Coal | 0 | 0 | 0 | 0 | 0 | 0
Geo | 0 | 0 | 0 | 0 | 0 | 0
H | 0 | 0 | 0 | 0 | 0 | 0
LFG | 0 | 0 | 0 | 0 | 0 | 0
Nuc | 0 | 0 | 0 | 0 | 0 | 0
PS | 0 | 0 | 0 | 0 | 0 | 0
PV | 0 | 0 | 0 | 0 | 0 | 0
PeakG | 0 | 0 | 0 | 0 | 0 | 0
PeakO | 0 | 0 | 0 | 0 | 0 | 0
ST | 0 | 0 | 0 | 0 | 0 | 0
STOG | 0 | 0 | 0 | 0 | 0 | 0
STWD | 0 | 0 | 0 | 0 | 0 | 0
WT | 0 | 0 | 0 | 0 | 0 | 0
IGCC | 0 | 0 | 0 | 0 | 0 | 0
DemandResponse | 0 | 0 | 0 | 0 | 0 | 0
IGCC-CCS | 0 | 0 | 0 | 0 | 0 | 0
WT_off | 0 | 0 | 0 | 0 | 0 | 0
PseudoUnit | 0 | 0 | 0 | 0 | 0 | 0
FixedInterchange | 0 | 0 | 0 | 0 | 0 | 0
Levelized Retrofit Capital Costs by Reporting Type: HQ_NY
ReportingType | 2015 | 2020 | 2025 | 2030 | 2035 | 2040
BM | 0 | 0 | 0 | 0 | 0 | 0
CC | 0 | 0 | 0 | 0 | 0 | 0
CSP | 0 | 0 | 0 | 0 | 0 | 0
CT | 0 | 0 | 0 | 0 | 0 | 0
Coal | 0 | 0 | 0 | 0 | 0 | 0
Geo | 0 | 0 | 0 | 0 | 0 | 0
H | 0 | 0 | 0 | 0 | 0 | 0
LFG | 0 | 0 | 0 | 0 | 0 | 0
Nuc | 0 | 0 | 0 | 0 | 0 | 0
PS | 0 | 0 | 0 | 0 | 0 | 0
PV | 0 | 0 | 0 | 0 | 0 | 0
PeakG | 0 | 0 | 0 | 0 | 0 | 0
PeakO | 0 | 0 | 0 | 0 | 0 | 0
ST | 0 | 0 | 0 | 0 | 0 | 0
STOG | 0 | 0 | 0 | 0 | 0 | 0
STWD | 0 | 0 | 0 | 0 | 0 | 0
WT | 0 | 0 | 0 | 0 | 0 | 0
IGCC | 0 | 0 | 0 | 0 | 0 | 0
DemandResponse | 0 | 0 | 0 | 0 | 0 | 0
IGCC-CCS | 0 | 0 | 0 | 0 | 0 | 0
WT_off | 0 | 0 | 0 | 0 | 0 | 0
PseudoUnit | 0 | 0 | 0 | 0 | 0 | 0
FixedInterchange | 0 | 0 | 0 | 0 | 0 | 0
Levelized Retrofit Capital Costs by Reporting Type: MARITIMES
ReportingType | 2015 | 2020 | 2025 | 2030 | 2035 | 2040
BM | 0 | 0 | 0 | 0 | 0 | 0
CC | 0 | 0 | 0 | 0 | 0 | 0
CSP | 0 | 0 | 0 | 0 | 0 | 0
CT | 0 | 0 | 0 | 0 | 0 | 0
Coal | 0 | 0 | 0 | 0 | 0 | 0
Geo | 0 | 0 | 0 | 0 | 0 | 0
H | 0 | 0 | 0 | 0 | 0 | 0
LFG | 0 | 0 | 0 | 0 | 0 | 0
Nuc | 0 | 0 | 0 | 0 | 0 | 0
PS | 0 | 0 | 0 | 0 | 0 | 0
PV | 0 | 0 | 0 | 0 | 0 | 0
PeakG | 0 | 0 | 0 | 0 | 0 | 0
PeakO | 0 | 0 | 0 | 0 | 0 | 0
ST | 0 | 0 | 0 | 0 | 0 | 0
STOG | 0 | 0 | 0 | 0 | 0 | 0
STWD | 0 | 0 | 0 | 0 | 0 | 0
WT | 0 | 0 | 0 | 0 | 0 | 0
IGCC | 0 | 0 | 0 | 0 | 0 | 0
DemandResponse | 0 | 0 | 0 | 0 | 0 | 0
IGCC-CCS | 0 | 0 | 0 | 0 | 0 | 0
WT_off | 0 | 0 | 0 | 0 | 0 | 0
PseudoUnit | 0 | 0 | 0 | 0 | 0 | 0
FixedInterchange | 0 | 0 | 0 | 0 | 0 | 0
Levelized Retrofit Capital Costs by Reporting Type: All
ReportingType | 2015 | 2020 | 2025 | 2030 | 2035 | 2040
BM | 0 | 0 | 0 | 0 | 0 | 0
CC | 0 | 0 | 0 | 0 | 0 | 0
CSP | 0 | 0 | 0 | 0 | 0 | 0
CT | 0 | 0 | 0 | 0 | 0 | 0
Coal | 1184.41 | 1191.34 | 760.41 | 402.75 | 0 | 0
Geo | 0 | 0 | 0 | 0 | 0 | 0
H | 0 | 0 | 0 | 0 | 0 | 0
LFG | 0 | 0 | 0 | 0 | 0 | 0
Nuc | 0 | 0 | 0 | 0 | 0 | 0
PS | 0 | 0 | 0 | 0 | 0 | 0
PV | 0 | 0 | 0 | 0 | 0 | 0
PeakG | 0 | 0 | 0 | 0 | 0 | 0
PeakO | 0 | 0 | 0 | 0 | 0 | 0
ST | 0 | 0 | 0 | 0 | 0 | 0
STOG | 0 | 0 | 0 | 0 | 0 | 0
STWD | 0 | 0 | 0 | 0 | 0 | 0
WT | 0 | 0 | 0 | 0 | 0 | 0
IGCC | 0 | 0 | 0 | 0 | 0 | 0
DemandResponse | 0 | 0 | 0 | 0 | 0 | 0
IGCC-CCS | 0 | 0 | 0 | 0 | 0 | 0
WT_off | 0 | 0 | 0 | 0 | 0 | 0
PseudoUnit | 0 | 0 | 0 | 0 | 0 | 0
FixedInterchange | 0 | 0 | 0 | 0 | 0 | 0
Levelized Retrofit Capital Costs by Reporting Type: EI_US
ReportingType | 2015 | 2020 | 2025 | 2030 | 2035 | 2040
BM | 0 | 0 | 0 | 0 | 0 | 0
CC | 0 | 0 | 0 | 0 | 0 | 0
CSP | 0 | 0 | 0 | 0 | 0 | 0
CT | 0 | 0 | 0 | 0 | 0 | 0
Coal | 1023.13 | 1066.54 | 398.48 | 132.68 | 0 | 0
Geo | 0 | 0 | 0 | 0 | 0 | 0
H | 0 | 0 | 0 | 0 | 0 | 0
LFG | 0 | 0 | 0 | 0 | 0 | 0
Nuc | 0 | 0 | 0 | 0 | 0 | 0
PS | 0 | 0 | 0 | 0 | 0 | 0
PV | 0 | 0 | 0 | 0 | 0 | 0
PeakG | 0 | 0 | 0 | 0 | 0 | 0
PeakO | 0 | 0 | 0 | 0 | 0 | 0
ST | 0 | 0 | 0 | 0 | 0 | 0
STOG | 0 | 0 | 0 | 0 | 0 | 0
STWD | 0 | 0 | 0 | 0 | 0 | 0
WT | 0 | 0 | 0 | 0 | 0 | 0
IGCC | 0 | 0 | 0 | 0 | 0 | 0
DemandResponse | 0 | 0 | 0 | 0 | 0 | 0
IGCC-CCS | 0 | 0 | 0 | 0 | 0 | 0
WT_off | 0 | 0 | 0 | 0 | 0 | 0
PseudoUnit | 0 | 0 | 0 | 0 | 0 | 0
FixedInterchange | 0 | 0 | 0 | 0 | 0 | 0
Levelized Retrofit Capital Costs by Reporting Type: EI_Canada
ReportingType | 2015 | 2020 | 2025 | 2030 | 2035 | 2040
BM | 0 | 0 | 0 | 0 | 0 | 0
CC | 0 | 0 | 0 | 0 | 0 | 0
CSP | 0 | 0 | 0 | 0 | 0 | 0
CT | 0 | 0 | 0 | 0 | 0 | 0
Coal | 0 | 0 | 0 | 0 | 0 | 0
Geo | 0 | 0 | 0 | 0 | 0 | 0
H | 0 | 0 | 0 | 0 | 0 | 0
LFG | 0 | 0 | 0 | 0 | 0 | 0
Nuc | 0 | 0 | 0 | 0 | 0 | 0
PS | 0 | 0 | 0 | 0 | 0 | 0
PV | 0 | 0 | 0 | 0 | 0 | 0
PeakG | 0 | 0 | 0 | 0 | 0 | 0
PeakO | 0 | 0 | 0 | 0 | 0 | 0
ST | 0 | 0 | 0 | 0 | 0 | 0
STOG | 0 | 0 | 0 | 0 | 0 | 0
STWD | 0 | 0 | 0 | 0 | 0 | 0
WT | 0 | 0 | 0 | 0 | 0 | 0
IGCC | 0 | 0 | 0 | 0 | 0 | 0
DemandResponse | 0 | 0 | 0 | 0 | 0 | 0
IGCC-CCS | 0 | 0 | 0 | 0 | 0 | 0
WT_off | 0 | 0 | 0 | 0 | 0 | 0
PseudoUnit | 0 | 0 | 0 | 0 | 0 | 0
FixedInterchange | 0 | 0 | 0 | 0 | 0 | 0
Levelized Retrofit Capital Costs by Reporting Type: EI
ReportingType | 2015 | 2020 | 2025 | 2030 | 2035 | 2040
BM | 0 | 0 | 0 | 0 | 0 | 0
CC | 0 | 0 | 0 | 0 | 0 | 0
CSP | 0 | 0 | 0 | 0 | 0 | 0
CT | 0 | 0 | 0 | 0 | 0 | 0
Coal | 1023.13 | 1066.54 | 398.48 | 132.68 | 0 | 0
Geo | 0 | 0 | 0 | 0 | 0 | 0
H | 0 | 0 | 0 | 0 | 0 | 0
LFG | 0 | 0 | 0 | 0 | 0 | 0
Nuc | 0 | 0 | 0 | 0 | 0 | 0
PS | 0 | 0 | 0 | 0 | 0 | 0
PV | 0 | 0 | 0 | 0 | 0 | 0
PeakG | 0 | 0 | 0 | 0 | 0 | 0
PeakO | 0 | 0 | 0 | 0 | 0 | 0
ST | 0 | 0 | 0 | 0 | 0 | 0
STOG | 0 | 0 | 0 | 0 | 0 | 0
STWD | 0 | 0 | 0 | 0 | 0 | 0
WT | 0 | 0 | 0 | 0 | 0 | 0
IGCC | 0 | 0 | 0 | 0 | 0 | 0
DemandResponse | 0 | 0 | 0 | 0 | 0 | 0
IGCC-CCS | 0 | 0 | 0 | 0 | 0 | 0
WT_off | 0 | 0 | 0 | 0 | 0 | 0
PseudoUnit | 0 | 0 | 0 | 0 | 0 | 0
FixedInterchange | 0 | 0 | 0 | 0 | 0 | 0
Levelized Retrofit Capital Costs by Reporting Type: Outside_EI
ReportingType | 2015 | 2020 | 2025 | 2030 | 2035 | 2040
BM | 0 | 0 | 0 | 0 | 0 | 0
CC | 0 | 0 | 0 | 0 | 0 | 0
CSP | 0 | 0 | 0 | 0 | 0 | 0
CT | 0 | 0 | 0 | 0 | 0 | 0
Coal | 161.28 | 124.8 | 361.93 | 270.06 | 0 | 0
Geo | 0 | 0 | 0 | 0 | 0 | 0
H | 0 | 0 | 0 | 0 | 0 | 0
LFG | 0 | 0 | 0 | 0 | 0 | 0
Nuc | 0 | 0 | 0 | 0 | 0 | 0
PS | 0 | 0 | 0 | 0 | 0 | 0
PV | 0 | 0 | 0 | 0 | 0 | 0
PeakG | 0 | 0 | 0 | 0 | 0 | 0
PeakO | 0 | 0 | 0 | 0 | 0 | 0
ST | 0 | 0 | 0 | 0 | 0 | 0
STOG | 0 | 0 | 0 | 0 | 0 | 0
STWD | 0 | 0 | 0 | 0 | 0 | 0
WT | 0 | 0 | 0 | 0 | 0 | 0
IGCC | 0 | 0 | 0 | 0 | 0 | 0
DemandResponse | 0 | 0 | 0 | 0 | 0 | 0
IGCC-CCS | 0 | 0 | 0 | 0 | 0 | 0
WT_off | 0 | 0 | 0 | 0 | 0 | 0
PseudoUnit | 0 | 0 | 0 | 0 | 0 | 0
FixedInterchange | 0 | 0 | 0 | 0 | 0 | 0
#14 | Total Costs ($million)
Total Costs by Reporting Type: Entergy
ReportingType | 2015 | 2020 | 2025 | 2030 | 2035 | 2040
BM | 0 | 0 | 0 | 0 | 0 | 0
CC | 4187.27 | 6359.07 | 5565.77 | 5154.82 | 5373.42 | 4846.55
CSP | 0 | 0 | 0 | 0 | 0 | 0
CT | 0 | 0 | 0 | 0 | 0 | 0
Coal | 3596.34 | 548.96 | 287.63 | 234.8 | 245.14 | 245.14
Geo | 0 | 0 | 0 | 0 | 0 | 0
H | 10.6 | 10.6 | 10.6 | 10.6 | 10.6 | 10.6
LFG | 0.97 | 0.97 | 34.17 | 34.17 | 34.17 | 34.17
Nuc | 1262.64 | 1285.77 | 1294.03 | 1301.93 | 1099.75 | 1464.17
PS | 1.4 | 1.4 | 1.4 | 1.4 | 1.4 | 1.4
PV | 0.11 | 20.6 | 29.24 | 29.24 | 29.13 | 9.54
PeakG | 47.54 | 69.98 | 16.67 | 0 | 0 | 0
PeakO | 4.42 | 5.87 | 0 | 0 | 0 | 0
ST | 0 | 0 | 0 | 0 | 0 | 0
STOG | 113.57 | 166.46 | 0 | 0 | 0 | 0
STWD | 8.4 | 19.85 | 18.95 | 63.61 | 75.03 | 75.03
WT | 3.67 | 3.67 | 3.67 | 32.01 | 32.01 | 32.01
IGCC | 0 | 0 | 0 | 0 | 0 | 0
DemandResponse | 0 | 0 | 0 | 0 | 0 | 0
IGCC-CCS | 0 | 0 | 0 | 0 | 0 | 0
WT_off | 0 | 0 | 0 | 0 | 0 | 0
PseudoUnit | 0 | 0 | 0 | 0 | 0 | 0
FixedInterchange | 0 | 0 | 0 | 0 | 0 | 0
Total Costs by Reporting Type: FRCC
ReportingType | 2015 | 2020 | 2025 | 2030 | 2035 | 2040
BM | 0 | 0 | 0 | 0 | 0 | 0
CC | 13040.26 | 15755.95 | 16193.21 | 7965.17 | 7615.67 | 5089.24
CSP | 0 | 0 | 0 | 0 | 0 | 0
CT | 262.14 | 320.75 | 413.41 | 350.74 | 0 | 0
Coal | 1248.76 | 328.24 | 6.94 | 0 | 0 | 0
Geo | 0 | 0 | 0 | 0 | 0 | 0
H | 0.78 | 0.78 | 0.78 | 0.78 | 0.78 | 0.78
LFG | 58.68 | 58.68 | 120.69 | 120.69 | 120.69 | 120.69
Nuc | 960.37 | 1000.19 | 1935.14 | 13678.65 | 15786.29 | 18210.22
PS | 0 | 0 | 0 | 0 | 0 | 0
PV | 0.75 | 0.75 | 0.75 | 0.75 | 0.75 | 0.75
PeakG | 189.93 | 384.7 | 76.79 | 0 | 0 | 0
PeakO | 46.79 | 0 | 0 | 0 | 0 | 0
ST | 0 | 0 | 0 | 0 | 0 | 0
STOG | 0 | 0 | 0 | 0 | 0 | 0
STWD | 16.27 | 38.37 | 110.46 | 110.46 | 110.46 | 110.46
WT | 0 | 0 | 0 | 0 | 0 | 0
IGCC | 0 | 0 | 0 | 0 | 0 | 0
DemandResponse | 0 | 0 | 0 | 0 | 0 | 0
IGCC-CCS | 0 | 0 | 0 | 0 | 0 | 0
WT_off | 0 | 0 | 0 | 0 | 0 | 0
PseudoUnit | 0 | 0 | 0 | 0 | 0 | 0
FixedInterchange | 0 | 0 | 0 | 0 | 0 | 0
Total Costs by Reporting Type: MAPP_US
ReportingType | 2015 | 2020 | 2025 | 2030 | 2035 | 2040
BM | 0 | 0 | 0 | 0 | 0 | 0
CC | 19.54 | 33.74 | 21.93 | 18.63 | 26.49 | 27.93
CSP | 0 | 0 | 0 | 0 | 0 | 0
CT | 27.96 | 27.96 | 31.4 | 28.17 | 2.35 | 2.42
Coal | 861 | 133.03 | 2.65 | 0 | 0 | 0
Geo | 3.95 | 3.95 | 3.95 | 3.95 | 3.95 | 3.95
H | 31.14 | 31.14 | 31.14 | 31.14 | 31.14 | 31.14
LFG | 0.24 | 0.24 | 0.24 | 22.22 | 22.22 | 22.22
Nuc | 0.01 | 0.01 | 0.01 | 0.01 | 0.01 | 0.02
PS | 0 | 0 | 0 | 0 | 0 | 0
PV | 0 | 0 | 0 | 0 | 0 | 0
PeakG | 16.25 | 31.36 | 23.3 | 25.27 | 36.81 | 30.69
PeakO | 3.84 | 5.74 | 6.1 | 1.62 | 1.62 | 0
ST | 0 | 0 | 0 | 0 | 0 | 0
STOG | 0 | 0 | 0 | 0 | 0 | 0
STWD | 0 | 0 | 0 | 0 | 0 | 0
WT | 145.86 | 1836.03 | 2037.15 | 2037.15 | 1946.58 | 460.76
IGCC | 0 | 0 | 0 | 0 | 0 | 0
DemandResponse | 0 | 0 | 0 | 0 | 0 | 0
IGCC-CCS | 0 | 0 | 0 | 0 | 0 | 0
WT_off | 0 | 0 | 0 | 0 | 0 | 0
PseudoUnit | 0 | 0 | 0 | 0 | 0 | 0
FixedInterchange | 0 | 0 | 0 | 0 | 0 | 0
Total Costs by Reporting Type: MISO_IN
ReportingType | 2015 | 2020 | 2025 | 2030 | 2035 | 2040
BM | 0 | 0 | 0 | 0 | 0 | 0
CC | 1308.97 | 4535.18 | 4829.26 | 4348.46 | 4517.63 | 4048
CSP | 0 | 0 | 0 | 0 | 0 | 0
CT | 0 | 0 | 0 | 0 | 0 | 0
Coal | 3629.03 | 2884.79 | 71.96 | 0 | 0 | 0
Geo | 0 | 0 | 0 | 0 | 0 | 0
H | 1.07 | 1.07 | 1.07 | 1.07 | 1.07 | 1.07
LFG | 4.47 | 4.47 | 30.11 | 30.11 | 30.11 | 30.11
Nuc | 0.01 | 0.01 | 0.02 | 0.02 | 0.02 | 0.02
PS | 0 | 0 | 0 | 0 | 0 | 0
PV | 0 | 80.73 | 121.38 | 121.38 | 121.38 | 43.91
PeakG | 52.35 | 84.13 | 87.78 | 109.26 | 109.41 | 111.09
PeakO | 10.59 | 13.5 | 12.65 | 0 | 0 | 0
ST | 0 | 0 | 0 | 0 | 0 | 0
STOG | 14.75 | 19.92 | 0 | 0 | 0 | 0
STWD | 0 | 0 | 0 | 0 | 0 | 0
WT | 18.33 | 54.94 | 461.39 | 4942.26 | 4942.26 | 4909.81
IGCC | 464.42 | 498.24 | 348.72 | 261.53 | 276.8 | 261.53
DemandResponse | 0 | 0 | 0 | 0 | 0 | 0
IGCC-CCS | 0 | 0 | 0 | 0 | 0 | 0
WT_off | 0 | 0 | 0 | 0 | 0 | 0
PseudoUnit | 0 | 0 | 0 | 0 | 0 | 0
FixedInterchange | 0 | 0 | 0 | 0 | 0 | 0
Total Costs by Reporting Type: MISO_MI
ReportingType | 2015 | 2020 | 2025 | 2030 | 2035 | 2040
BM | 0 | 0 | 0 | 0 | 0 | 0
CC | 1831 | 3724.93 | 4006.25 | 3310.3 | 3038.22 | 2578.37
CSP | 0 | 0 | 0 | 0 | 0 | 0
CT | 0 | 0 | 0 | 0 | 0 | 0
Coal | 1629.55 | 15.14 | 0 | 0 | 0 | 0
Geo | 0 | 0 | 0 | 0 | 0 | 0
H | 2.01 | 2.01 | 2.01 | 2.01 | 2.01 | 2.01
LFG | 19.68 | 19.68 | 72.59 | 72.59 | 72.59 | 72.59
Nuc | 449.71 | 452.56 | 461.47 | 464.43 | 273.15 | 529.13
PS | 44.44 | 44.44 | 44.44 | 44.44 | 44.44 | 44.44
PV | 0 | 0 | 0 | 0 | 0 | 0
PeakG | 62.92 | 100.86 | 124.82 | 126.59 | 126.85 | 128.9
PeakO | 15.67 | 19.97 | 19.9 | 0 | 0 | 0
ST | 0 | 0 | 0 | 0 | 0 | 0
STOG | 149.85 | 190.31 | 0 | 0 | 0 | 0
STWD | 95.36 | 94.94 | 19.82 | 53.78 | 53.78 | 71.56
WT | 539.5 | 596.23 | 866.65 | 2279.56 | 1801.77 | 1751.31
IGCC | 0 | 0 | 0 | 0 | 0 | 0
DemandResponse | 0 | 0 | 0 | 0 | 0 | 0
IGCC-CCS | 0 | 0 | 0 | 0 | 0 | 0
WT_off | 0 | 0 | 0 | 0 | 0 | 0
PseudoUnit | 0 | 0 | 0 | 0 | 0 | 0
FixedInterchange | 0 | 0 | 0 | 0 | 0 | 0
Total Costs by Reporting Type: MISO_MO-IL
ReportingType | 2015 | 2020 | 2025 | 2030 | 2035 | 2040
BM | 0 | 0 | 0 | 0 | 0 | 0
CC | 971.39 | 2782.26 | 2636.54 | 1920.63 | 2032.9 | 1511.1
CSP | 0 | 0 | 0 | 0 | 0 | 0
CT | 0 | 0 | 0 | 0 | 0 | 0
Coal | 4880.24 | 2037.36 | 850.15 | 678.18 | 725.92 | 689.02
Geo | 0 | 0 | 0 | 0 | 0 | 0
H | 5.01 | 5.01 | 101.31 | 101.31 | 101.31 | 101.31
LFG | 2.17 | 2.17 | 76.11 | 76.11 | 76.11 | 76.11
Nuc | 493.74 | 512.79 | 521.93 | 524.97 | 524.97 | 524.97
PS | 10.45 | 10.45 | 10.45 | 10.45 | 10.45 | 10.45
PV | 0 | 0 | 0 | 0 | 0 | 0
PeakG | 90.29 | 159.29 | 174.19 | 160.88 | 224.58 | 195.68
PeakO | 21.48 | 28.65 | 20.57 | 0 | 0 | 0
ST | 0 | 0 | 0 | 0 | 0 | 0
STOG | 27.32 | 32.66 | 0 | 0 | 0 | 0
STWD | 0 | 0 | 0 | 0 | 0 | 0
WT | 89.9 | 132.66 | 1408.57 | 4419.95 | 4351.43 | 4313.56
IGCC | 0 | 0 | 0 | 0 | 0 | 0
DemandResponse | 0 | 0 | 0 | 0 | 0 | 0
IGCC-CCS | 0 | 0 | 0 | 0 | 0 | 0
WT_off | 0 | 0 | 0 | 0 | 0 | 0
PseudoUnit | 0 | 0 | 0 | 0 | 0 | 0
FixedInterchange | 0 | 0 | 0 | 0 | 0 | 0
Total Costs by Reporting Type: MISO_W
ReportingType | 2015 | 2020 | 2025 | 2030 | 2035 | 2040
BM | 0 | 0 | 0 | 0 | 0 | 0
CC | 1203.78 | 2626.92 | 1073 | 948.83 | 1038.3 | 758.87
CSP | 0 | 0 | 0 | 0 | 0 | 0
CT | 0 | 0 | 0 | 0 | 0 | 0
Coal | 4201.4 | 1985.56 | 159.21 | 136.96 | 79.76 | 77.17
Geo | 0 | 0 | 0 | 0 | 0 | 0
H | 7.08 | 7.08 | 7.08 | 7.08 | 7.08 | 7.08
LFG | 24.75 | 24.75 | 24.75 | 48.33 | 48.33 | 48.33
Nuc | 539.99 | 543.1 | 552.83 | 814.83 | 0.05 | 0.05
PS | 0 | 0 | 0 | 0 | 0 | 0
PV | 0 | 0 | 0 | 0 | 0 | 0
PeakG | 108.94 | 141.64 | 137.38 | 86.31 | 121.79 | 94.89
PeakO | 56.38 | 79.08 | 85.2 | 0 | 0 | 0
ST | 0 | 0 | 0 | 0 | 0 | 0
STOG | 7.57 | 9.13 | 0 | 0 | 0 | 0
STWD | 14.56 | 28.77 | 25.55 | 26.09 | 34.72 | 34.72
WT | 925.51 | 925.51 | 11821.41 | 13476.82 | 12820.45 | 12820.45
IGCC | 0 | 0 | 0 | 0 | 0 | 0
DemandResponse | 0 | 0 | 0 | 0 | 0 | 0
IGCC-CCS | 0 | 0 | 0 | 0 | 0 | 0
WT_off | 0 | 0 | 0 | 0 | 0 | 0
PseudoUnit | 0 | 0 | 0 | 0 | 0 | 0
FixedInterchange | 0 | 0 | 0 | 0 | 0 | 0
Total Costs by Reporting Type: MISO_WUMS
ReportingType | 2015 | 2020 | 2025 | 2030 | 2035 | 2040
BM | 0 | 0 | 0 | 0 | 0 | 0
CC | 2552.57 | 2990.9 | 2729.55 | 2259.1 | 2368.8 | 1850.99
CSP | 0 | 0 | 0 | 0 | 0 | 0
CT | 0 | 0 | 0 | 0 | 0 | 0
Coal | 1219.64 | 685.48 | 332.46 | 291.89 | 264.13 | 258.54
Geo | 0 | 0 | 0 | 0 | 0 | 0
H | 4.79 | 5.15 | 5.15 | 5.15 | 5.15 | 5.15
LFG | 8.57 | 8.57 | 68.99 | 79.15 | 79.15 | 79.15
Nuc | 419.03 | 444.73 | 429.21 | 737.97 | 0.05 | 0.05
PS | 0 | 0 | 0 | 0 | 0 | 0
PV | 0 | 0 | 0 | 0 | 0 | 0
PeakG | 55.64 | 91.55 | 100.14 | 89.24 | 114.28 | 116.09
PeakO | 13.52 | 17.78 | 17.48 | 0 | 0 | 0
ST | 0 | 0 | 0 | 0 | 0 | 0
STOG | 13.21 | 15.63 | 0 | 0 | 0 | 0
STWD | 7.14 | 10.49 | 9.37 | 13.75 | 17.24 | 21.42
WT | 266.74 | 272.79 | 403.55 | 754.35 | 534.02 | 528.66
IGCC | 0 | 0 | 0 | 0 | 0 | 0
DemandResponse | 0 | 0 | 0 | 0 | 0 | 0
IGCC-CCS | 0 | 0 | 0 | 0 | 0 | 0
WT_off | 0 | 0 | 0 | 0 | 0 | 0
PseudoUnit | 0 | 0 | 0 | 0 | 0 | 0
FixedInterchange | 0 | 0 | 0 | 0 | 0 | 0
Total Costs by Reporting Type: Nebraska
ReportingType | 2015 | 2020 | 2025 | 2030 | 2035 | 2040
BM | 0 | 0 | 0 | 0 | 0 | 0
CC | 33.36 | 30.73 | 28.5 | 24.05 | 35.84 | 37.45
CSP | 0 | 0 | 0 | 0 | 0 | 0
CT | 0 | 0 | 0 | 0 | 0 | 0
Coal | 1742.71 | 319.69 | 84.84 | 76 | 76.87 | 80.01
Geo | 0 | 0 | 0 | 0 | 0 | 0
H | 2.38 | 2.38 | 2.38 | 2.38 | 2.38 | 2.38
LFG | 0.72 | 0.72 | 0.72 | 23.23 | 23.23 | 23.23
Nuc | 289.1 | 306.81 | 296.14 | 364.84 | 0.11 | 0.11
PS | 0 | 0 | 0 | 0 | 0 | 0
PV | 0 | 0 | 0 | 0 | 0 | 0
PeakG | 25.2 | 37.31 | 46.26 | 31.69 | 50.52 | 39.11
PeakO | 9.57 | 12.19 | 13.75 | 9.77 | 9.77 | 9.77
ST | 0 | 0 | 0 | 0 | 0 | 0
STOG | 0 | 0 | 0 | 0 | 0 | 0
STWD | 0 | 0 | 0 | 0 | 0 | 0
WT | 54.55 | 3155.46 | 3155.46 | 3155.46 | 3111.45 | 381.09
IGCC | 0 | 0 | 0 | 0 | 0 | 0
DemandResponse | 0 | 0 | 0 | 0 | 0 | 0
IGCC-CCS | 0 | 0 | 0 | 0 | 0 | 0
WT_off | 0 | 0 | 0 | 0 | 0 | 0
PseudoUnit | 0 | 0 | 0 | 0 | 0 | 0
FixedInterchange | 0 | 0 | 0 | 0 | 0 | 0
Total Costs by Reporting Type: NEISO
ReportingType | 2015 | 2020 | 2025 | 2030 | 2035 | 2040
BM | 279.31 | 228.68 | 154.97 | 251.5 | 240.59 | 240.59
CC | 2424.17 | 2128.15 | 1771.41 | 1380.75 | 1281.17 | 854.3
CSP | 0 | 0 | 0 | 0 | 0 | 0
CT | 32.5 | 33.26 | 35.68 | 35.57 | 0 | 0
Coal | 58.34 | 29.15 | 0 | 0 | 0 | 0
Geo | 0 | 0 | 0 | 0 | 0 | 0
H | 46.4 | 46.4 | 46.4 | 47.43 | 47.43 | 47.43
LFG | 80.87 | 80.87 | 80.87 | 103.68 | 93.04 | 93.04
Nuc | 1055.43 | 1120.79 | 1080.11 | 1086.32 | 784.86 | 1150.98
PS | 39.74 | 39.74 | 39.74 | 39.74 | 39.74 | 39.74
PV | 0.03 | 102.19 | 102.19 | 102.19 | 102.19 | 3.79
PeakG | 22.57 | 33.08 | 0 | 0 | 0 | 0
PeakO | 0 | 0 | 0 | 0 | 0 | 0
ST | 0 | 0 | 0 | 0 | 0 | 0
STOG | 0 | 0 | 0 | 0 | 0 | 0
STWD | 243 | 49.78 | 16.05 | 51.87 | 53.71 | 49.87
WT | 67.94 | 506.74 | 788.25 | 1296.26 | 1249.06 | 859.24
IGCC | 0 | 0 | 0 | 0 | 0 | 0
DemandResponse | 0 | 0 | 0 | 0 | 0 | 0
IGCC-CCS | 0 | 0 | 0 | 0 | 0 | 0
WT_off | 308.22 | 308.22 | 308.22 | 308.22 | 0 | 0
PseudoUnit | 0 | 0 | 0 | 0 | 0 | 0
FixedInterchange | 0 | 0 | 0 | 0 | 0 | 0
Total Costs by Reporting Type: NonRTO_Midwest
ReportingType | 2015 | 2020 | 2025 | 2030 | 2035 | 2040
BM | 0 | 0 | 0 | 0 | 0 | 0
CC | 601.41 | 3162.9 | 3346.24 | 4040.03 | 3946.3 | 3779.33
CSP | 0 | 0 | 0 | 0 | 0 | 0
CT | 0 | 0 | 0 | 0 | 0 | 0
Coal | 3475.22 | 1262.79 | 94.28 | 82.2 | 44.16 | 45.97
Geo | 0 | 0 | 0 | 0 | 0 | 0
H | 2.04 | 2.04 | 258.59 | 258.59 | 258.59 | 258.59
LFG | 1.69 | 1.69 | 51.19 | 51.19 | 51.19 | 51.19
Nuc | 0.01 | 0.02 | 0.02 | 0.04 | 447.26 | 825.63
PS | 0 | 0 | 0 | 0 | 0 | 0
PV | 0 | 0 | 0 | 0 | 0 | 0
PeakG | 70.9 | 110.31 | 201.45 | 106.84 | 104.22 | 58.93
PeakO | 0.35 | 0 | 0 | 0 | 0 | 0
ST | 0 | 0 | 0 | 0 | 0 | 0
STOG | 0 | 0 | 0 | 0 | 0 | 0
STWD | 0 | 0 | 0 | 0 | 0 | 0
WT | 2.26 | 2.26 | 2.26 | 2.26 | 2.26 | 2.26
IGCC | 0 | 0 | 0 | 0 | 0 | 0
DemandResponse | 0 | 0 | 0 | 0 | 0 | 0
IGCC-CCS | 0 | 0 | 0 | 0 | 0 | 0
WT_off | 0 | 0 | 0 | 0 | 0 | 0
PseudoUnit | 0 | 0 | 0 | 0 | 0 | 0
FixedInterchange | 0 | 0 | 0 | 0 | 0 | 0
Total Costs by Reporting Type: NYISO_A-F
ReportingType | 2015 | 2020 | 2025 | 2030 | 2035 | 2040
BM | 0 | 0 | 0 | 0 | 0 | 0
CC | 633.02 | 657.7 | 507.03 | 500.87 | 410.47 | 207.27
CSP | 0 | 0 | 0 | 0 | 0 | 0
CT | 0 | 0 | 0 | 0 | 0 | 0
Coal | 0 | 0 | 0 | 0 | 0 | 0
Geo | 0 | 0 | 0 | 0 | 0 | 0
H | 62.6 | 62.6 | 62.6 | 62.6 | 62.6 | 62.6
LFG | 22.17 | 22.17 | 22.17 | 44 | 42.66 | 42.66
Nuc | 769.17 | 792.88 | 787.44 | 645.82 | 746.25 | 695.88
PS | 33.52 | 33.52 | 33.52 | 33.52 | 33.52 | 33.52
PV | 0 | 0 | 0 | 0 | 0 | 0
PeakG | 4.28 | 5.66 | 0 | 0 | 0 | 0
PeakO | 0 | 0 | 0 | 0 | 0 | 0
ST | 0 | 0 | 0 | 0 | 0 | 0
STOG | 0 | 0 | 0 | 0 | 0 | 0
STWD | 0 | 0 | 0 | 0 | 0 | 0
WT | 690.66 | 1040.64 | 1040.64 | 1571.26 | 994.13 | 684.24
IGCC | 0 | 0 | 0 | 0 | 0 | 0
DemandResponse | 0 | 0 | 0 | 0 | 0 | 0
IGCC-CCS | 0 | 0 | 0 | 0 | 0 | 0
WT_off | 0 | 0 | 0 | 0 | 0 | 0
PseudoUnit | 0 | 0 | 0 | 0 | 0 | 0
FixedInterchange | 0 | 0 | 0 | 0 | 0 | 0
Total Costs by Reporting Type: NYISO_G-I
ReportingType | 2015 | 2020 | 2025 | 2030 | 2035 | 2040
BM | 0 | 0 | 0 | 0 | 0 | 0
CC | 273.06 | 401.53 | 328.67 | 157.87 | 1174.14 | 1447.94
CSP | 0 | 0 | 0 | 0 | 0 | 0
CT | 0 | 0 | 0 | 0 | 0 | 0
Coal | 0 | 0 | 0 | 0 | 0 | 0
Geo | 0 | 0 | 0 | 0 | 0 | 0
H | 0.46 | 0.46 | 0.46 | 0.46 | 0.46 | 0.46
LFG | 7.73 | 7.73 | 7.73 | 31.62 | 31.62 | 31.62
Nuc | 466.19 | 495 | 477.19 | 479.96 | 543.55 | 0.21
PS | 0 | 0 | 0 | 0 | 0 | 0
PV | 0 | 0 | 0 | 0 | 0 | 0
PeakG | 1.52 | 2.05 | 0.03 | 0.04 | 0.05 | 0.08
PeakO | 2.55 | 3.25 | 0 | 0 | 0 | 0
ST | 0 | 0 | 0 | 0 | 0 | 0
STOG | 0 | 0 | 0 | 0 | 0 | 0
STWD | 0 | 0 | 0 | 0 | 0 | 0
WT | 0 | 14.4 | 14.4 | 86.66 | 86.66 | 73.94
IGCC | 0 | 0 | 0 | 0 | 0 | 0
DemandResponse | 0 | 0 | 0 | 0 | 0 | 0
IGCC-CCS | 0 | 0 | 0 | 0 | 0 | 0
WT_off | 0 | 0 | 0 | 0 | 0 | 0
PseudoUnit | 0 | 0 | 0 | 0 | 0 | 0
FixedInterchange | 0 | 0 | 0 | 0 | 0 | 0
Total Costs by Reporting Type: NYISO_J-K
ReportingType | 2015 | 2020 | 2025 | 2030 | 2035 | 2040
BM | 0 | 0 | 0 | 0 | 0 | 0
CC | 1609.9 | 1732.18 | 1764.71 | 1482.5 | 1865.77 | 1703.87
CSP | 0 | 0 | 0 | 0 | 0 | 0
CT | 0 | 0 | 0 | 0 | 0 | 0
Coal | 0 | 0 | 0 | 0 | 0 | 0
Geo | 0 | 0 | 0 | 0 | 0 | 0
H | 0 | 0 | 0 | 0 | 0 | 0
LFG | 14.97 | 14.97 | 14.97 | 44.49 | 44.49 | 44.49
Nuc | 0.01 | 0.01 | 0.01 | 0.02 | 0.03 | 0.03
PS | 0 | 0 | 0 | 0 | 0 | 0
PV | 17.52 | 17.52 | 17.52 | 17.52 | 0 | 0
PeakG | 68 | 131.21 | 119.84 | 141.06 | 152.42 | 161.08
PeakO | 61.69 | 79.16 | 74.19 | 65.02 | 57.9 | 52.5
ST | 0 | 0 | 0 | 0 | 0 | 0
STOG | 161.32 | 169.01 | 68.55 | 49.44 | 48.64 | 48.8
STWD | 0 | 0 | 0 | 0 | 0 | 0
WT | 0 | 0 | 0 | 0 | 0 | 0
IGCC | 0 | 0 | 0 | 0 | 0 | 0
DemandResponse | 0 | 0 | 0 | 0 | 0 | 0
IGCC-CCS | 0 | 0 | 0 | 0 | 0 | 0
WT_off | 0 | 0 | 0 | 0 | 0 | 0
PseudoUnit | 0 | 0 | 0 | 0 | 0 | 0
FixedInterchange | 0 | 0 | 0 | 0 | 0 | 0
Total Costs by Reporting Type: PJM_E
ReportingType | 2015 | 2020 | 2025 | 2030 | 2035 | 2040
BM | 18.38 | 33.95 | 33.95 | 33.95 | 33.95 | 33.95
CC | 3399.03 | 4345.35 | 4241.77 | 3914.68 | 4748.48 | 4101.49
CSP | 0 | 0 | 0 | 0 | 0 | 0
CT | 2.54 | 3.45 | 3.52 | 0 | 0 | 0
Coal | 98.3 | 40.62 | 11.49 | 10.3 | 10.68 | 10.68
Geo | 0 | 0 | 0 | 0 | 0 | 0
H | 3.85 | 3.85 | 3.85 | 3.85 | 3.85 | 3.85
LFG | 59.08 | 105.92 | 105.92 | 103.73 | 103.73 | 73.06
Nuc | 1960.16 | 1864.06 | 1862.64 | 1873.72 | 1345.93 | 2395.82
PS | 9.5 | 9.5 | 9.5 | 9.5 | 9.5 | 9.5
PV | 11.79 | 11.79 | 11.79 | 11.79 | 0.32 | 0.32
PeakG | 82.44 | 198.63 | 138.29 | 176.85 | 176.87 | 177.97
PeakO | 75.92 | 100.78 | 0 | 0 | 0 | 0
ST | 0 | 0 | 0 | 0 | 0 | 0
STOG | 55.56 | 0 | 0 | 0 | 0 | 0
STWD | 0 | 0 | 0 | 0 | 0 | 0
WT | 332.76 | 332.76 | 332.76 | 332.76 | 32.65 | 32.65
IGCC | 0 | 0 | 0 | 0 | 0 | 0
DemandResponse | 0 | 0 | 0 | 0 | 0 | 0
IGCC-CCS | 0 | 0 | 0 | 0 | 0 | 0
WT_off | 0 | 0 | 599.06 | 599.06 | 599.06 | 599.06
PseudoUnit | 0 | 0 | 0 | 0 | 0 | 0
FixedInterchange | 0 | 0 | 0 | 0 | 0 | 0
Total Costs by Reporting Type: PJM_ROM
ReportingType | 2015 | 2020 | 2025 | 2030 | 2035 | 2040
BM | 10.14 | 19.49 | 19.49 | 19.49 | 19.49 | 19.49
CC | 1366.65 | 2030.92 | 2098.17 | 1604.46 | 5825.88 | 11007.52
CSP | 0 | 0 | 0 | 0 | 0 | 0
CT | 1.56 | 2.12 | 2.16 | 1.93 | 0 | 0
Coal | 645 | 143.51 | 13.63 | 11.67 | 12.11 | 12.11
Geo | 0 | 0 | 0 | 0 | 0 | 0
H | 19.83 | 19.83 | 19.83 | 253 | 253 | 253
LFG | 47.04 | 132.66 | 132.66 | 131.08 | 128.72 | 75.37
Nuc | 1163.94 | 1194.41 | 1192.35 | 1199.5 | 963.59 | 1283.24
PS | 35.92 | 35.92 | 35.92 | 35.92 | 35.92 | 35.92
PV | 0.06 | 476.73 | 713.46 | 740.97 | 740.97 | 285.16
PeakG | 32.14 | 58.41 | 65.51 | 74.11 | 110.73 | 73.29
PeakO | 45.95 | 58.57 | 0 | 0 | 0 | 0
ST | 0 | 0 | 0 | 0 | 0 | 0
STOG | 212.19 | 0 | 0 | 0 | 0 | 0
STWD | 3.34 | 39.07 | 38.55 | 38.55 | 38.55 | 38.55
WT | 152.07 | 341.33 | 341.33 | 313.91 | 227.77 | 59.6
IGCC | 0 | 0 | 0 | 0 | 0 | 0
DemandResponse | 0 | 0 | 0 | 0 | 0 | 0
IGCC-CCS | 0 | 0 | 0 | 0 | 0 | 0
WT_off | 0 | 0 | 0 | 0 | 0 | 0
PseudoUnit | 0 | 0 | 0 | 0 | 0 | 0
FixedInterchange | 0 | 0 | 0 | 0 | 0 | 0
Total Costs by Reporting Type: PJM_ROR
ReportingType | 2015 | 2020 | 2025 | 2030 | 2035 | 2040
BM | 215.81 | 415.73 | 415.73 | 415.73 | 415.73 | 206
CC | 14617.79 | 18579.58 | 19092.77 | 19590.37 | 20693.25 | 17550.63
CSP | 0 | 0 | 0 | 0 | 0 | 0
CT | 2.85 | 3.68 | 3.77 | 3.36 | 0 | 0
Coal | 11851.83 | 4941.83 | 1288.27 | 787.73 | 827.26 | 827.26
Geo | 0 | 0 | 0 | 0 | 0 | 0
H | 26.17 | 207.89 | 207.89 | 207.89 | 207.89 | 207.89
LFG | 76.9 | 240.73 | 240.73 | 235.07 | 229.01 | 127.69
Nuc | 4607.58 | 4731.16 | 4718.65 | 4541.22 | 3528.56 | 5329.49
PS | 73.14 | 73.14 | 73.14 | 73.14 | 73.14 | 73.14
PV | 0.35 | 0.35 | 0.35 | 0.35 | 0.35 | 0.35
PeakG | 403.48 | 787.97 | 878.34 | 658.97 | 814.26 | 491.91
PeakO | 48.69 | 65.15 | 0 | 0 | 0 | 0
ST | 0 | 0 | 0 | 0 | 0 | 0
STOG | 123.17 | 0 | 0 | 0 | 0 | 0
STWD | 9.11 | 114.87 | 113.43 | 76.77 | 85.03 | 96.08
WT | 2217.8 | 2263.14 | 3391.5 | 2604.65 | 1496.6 | 1456.64
IGCC | 0 | 0 | 0 | 0 | 0 | 0
DemandResponse | 0 | 0 | 0 | 0 | 0 | 0
IGCC-CCS | 0 | 0 | 0 | 0 | 0 | 0
WT_off | 0 | 0 | 0 | 0 | 0 | 0
PseudoUnit | 0 | 0 | 0 | 0 | 0 | 0
FixedInterchange | 0 | 0 | 0 | 0 | 0 | 0
Total Costs by Reporting Type: SOCO
ReportingType | 2015 | 2020 | 2025 | 2030 | 2035 | 2040
BM | 29.33 | 33.65 | 48.54 | 56.71 | 56.71 | 56.71
CC | 11210.76 | 13554.26 | 13736.36 | 11579.11 | 9994.62 | 6915.6
CSP | 0 | 0 | 0 | 0 | 0 | 0
CT | 0 | 0 | 0 | 0 | 0 | 0
Coal | 2551.23 | 400.34 | 0 | 0 | 0 | 0
Geo | 0 | 0 | 0 | 0 | 0 | 0
H | 59.74 | 59.74 | 59.74 | 59.74 | 59.74 | 59.74
LFG | 4.47 | 4.47 | 37.19 | 37.19 | 37.19 | 37.19
Nuc | 1355.07 | 2993.98 | 3028.43 | 8159.99 | 10056.82 | 14121.56
PS | 39.76 | 39.76 | 39.76 | 39.76 | 39.76 | 39.76
PV | 0 | 0 | 0 | 0 | 0 | 0
PeakG | 217.38 | 569.03 | 180.01 | 0 | 0 | 0
PeakO | 0 | 0 | 0 | 0 | 0 | 0
ST | 0 | 0 | 0 | 0 | 0 | 0
STOG | 0 | 0 | 0 | 0 | 0 | 0
STWD | 42.66 | 86.49 | 100.94 | 302.03 | 269.96 | 310.37
WT | 0 | 0 | 0 | 0 | 0 | 0
IGCC | 0 | 0 | 0 | 0 | 0 | 0
DemandResponse | 0 | 0 | 0 | 0 | 0 | 0
IGCC-CCS | 0 | 0 | 0 | 0 | 0 | 0
WT_off | 0 | 0 | 0 | 0 | 0 | 0
PseudoUnit | 0 | 0 | 0 | 0 | 0 | 0
FixedInterchange | 0 | 0 | 0 | 0 | 0 | 0
Total Costs by Reporting Type: SPP_N
ReportingType | 2015 | 2020 | 2025 | 2030 | 2035 | 2040
BM | 0 | 0 | 0 | 0 | 0 | 0
CC | 210.05 | 149.26 | 145.51 | 130.8 | 136.43 | 140.22
CSP | 0 | 0 | 0 | 0 | 0 | 0
CT | 0 | 0 | 0 | 0 | 0 | 0
Coal | 3695.69 | 1101.95 | 191.18 | 144 | 149.57 | 156.13
Geo | 0 | 0 | 0 | 0 | 0 | 0
H | 0.3 | 0.3 | 0.3 | 0.3 | 0.3 | 0.3
LFG | 0.85 | 0.85 | 0.85 | 30.03 | 30.03 | 30.03
Nuc | 256.73 | 266.63 | 271.39 | 272.98 | 272.98 | 272.98
PS | 0 | 0 | 0 | 0 | 0 | 0
PV | 0 | 0 | 0 | 0 | 0 | 0
PeakG | 80.79 | 117.69 | 146.91 | 105.7 | 152.31 | 158.54
PeakO | 34.89 | 44.84 | 49.14 | 35.94 | 35.94 | 35.94
ST | 0 | 0 | 0 | 0 | 0 | 0
STOG | 0 | 0 | 0 | 0 | 0 | 0
STWD | 0 | 0 | 0 | 0 | 0 | 0
WT | 42.04 | 6755.73 | 8660.66 | 8660.66 | 8660.66 | 2755.88
IGCC | 0 | 0 | 0 | 0 | 0 | 0
DemandResponse | 0 | 0 | 0 | 0 | 0 | 0
IGCC-CCS | 0 | 0 | 0 | 0 | 0 | 0
WT_off | 0 | 0 | 0 | 0 | 0 | 0
PseudoUnit | 0 | 0 | 0 | 0 | 0 | 0
FixedInterchange | 0 | 0 | 0 | 0 | 0 | 0
Total Costs by Reporting Type: SPP_S
ReportingType | 2015 | 2020 | 2025 | 2030 | 2035 | 2040
BM | 0 | 0 | 0 | 0 | 0 | 0
CC | 2512.16 | 1141.31 | 1115.41 | 1130.82 | 1163.61 | 1222.51
CSP | 0 | 0 | 0 | 0 | 0 | 0
CT | 35.98 | 61.7 | 69.75 | 70.97 | 40.77 | 8.73
Coal | 5585.48 | 971.66 | 379.88 | 302.46 | 306.06 | 318.29
Geo | 0 | 0 | 0 | 0 | 0 | 0
H | 30.03 | 30.03 | 30.03 | 30.03 | 30.03 | 30.03
LFG | 2.29 | 2.29 | 2.29 | 31.48 | 31.48 | 31.48
Nuc | 0.01 | 0.01 | 0.02 | 0.02 | 0.02 | 0.02
PS | 10.59 | 10.59 | 10.59 | 10.59 | 10.59 | 10.59
PV | 0 | 0 | 0 | 0 | 0 | 0
PeakG | 60.2 | 87.93 | 97.53 | 106.45 | 126.76 | 127.26
PeakO | 3.36 | 4.54 | 4.76 | 3.63 | 3.64 | 3.66
ST | 0 | 0 | 0 | 0 | 0 | 0
STOG | 374.22 | 409.74 | 375.8 | 136.02 | 136.31 | 64.49
STWD | 5.57 | 6.08 | 7.44 | 10.25 | 10.2 | 13.55
WT | 183.43 | 7764.74 | 7764.74 | 9573.45 | 9480.81 | 2814.17
IGCC | 0 | 0 | 0 | 0 | 0 | 0
DemandResponse | 0 | 0 | 0 | 0 | 0 | 0
IGCC-CCS | 0 | 0 | 0 | 0 | 0 | 0
WT_off | 0 | 0 | 0 | 0 | 0 | 0
PseudoUnit | 0 | 0 | 0 | 0 | 0 | 0
FixedInterchange | 0 | 0 | 0 | 0 | 0 | 0
Total Costs by Reporting Type: TVA
ReportingType | 2015 | 2020 | 2025 | 2030 | 2035 | 2040
BM | 0 | 0 | 0 | 0 | 0 | 0
CC | 3143.84 | 5692.74 | 5730.97 | 5642.32 | 5501.51 | 4384.06
CSP | 0 | 0 | 0 | 0 | 0 | 0
CT | 0 | 0 | 0 | 0 | 0 | 0
Coal | 3060.04 | 683.89 | 10.4 | 0 | 0 | 0
Geo | 0 | 0 | 0 | 0 | 0 | 0
H | 72.8 | 72.8 | 72.8 | 82.09 | 82.09 | 82.09
LFG | 1.57 | 1.57 | 33.99 | 33.99 | 33.99 | 33.99
Nuc | 2533.71 | 2590.04 | 2579.4 | 2590.89 | 3448.62 | 5391.33
PS | 41.38 | 41.38 | 41.38 | 41.38 | 41.38 | 41.38
PV | 0 | 0 | 0 | 0 | 0 | 0
PeakG | 95.56 | 148.42 | 61.63 | 15.98 | 0 | 0
PeakO | 1.87 | 2.54 | 0 | 0 | 0 | 0
ST | 0 | 0 | 0 | 0 | 0 | 0
STOG | 0 | 0 | 0 | 0 | 0 | 0
STWD | 0.25 | 0.47 | 0.62 | 2.24 | 2.24 | 3
WT | 0.99 | 0.99 | 0.99 | 0.99 | 0.99 | 0.99
IGCC | 0 | 0 | 0 | 0 | 0 | 0
DemandResponse | 0 | 0 | 0 | 0 | 0 | 0
IGCC-CCS | 0 | 0 | 0 | 0 | 0 | 0
WT_off | 0 | 0 | 0 | 0 | 0 | 0
PseudoUnit | 0 | 0 | 0 | 0 | 0 | 0
FixedInterchange | 0 | 0 | 0 | 0 | 0 | 0
Total Costs by Reporting Type: TVA_Transmission
ReportingType | 2015 | 2020 | 2025 | 2030 | 2035 | 2040
BM | 0 | 0 | 0 | 0 | 0 | 0
CC | 0 | 0 | 0 | 0 | 0 | 0
CSP | 0 | 0 | 0 | 0 | 0 | 0
CT | 0 | 0 | 0 | 0 | 0 | 0
Coal | 0 | 0 | 0 | 0 | 0 | 0
Geo | 0 | 0 | 0 | 0 | 0 | 0
H | 0 | 0 | 0 | 0 | 0 | 0
LFG | 0 | 0 | 0 | 0 | 0 | 0
Nuc | 0 | 0 | 0 | 0 | 0 | 0
PS | 0 | 0 | 0 | 0 | 0 | 0
PV | 0 | 0 | 0 | 0 | 0 | 0
PeakG | 0 | 0 | 0 | 0 | 0 | 0
PeakO | 0 | 0 | 0 | 0 | 0 | 0
ST | 0 | 0 | 0 | 0 | 0 | 0
STOG | 0 | 0 | 0 | 0 | 0 | 0
STWD | 0 | 0 | 0 | 0 | 0 | 0
WT | 0 | 0 | 0 | 0 | 0 | 0
IGCC | 0 | 0 | 0 | 0 | 0 | 0
DemandResponse | 0 | 0 | 0 | 0 | 0 | 0
IGCC-CCS | 0 | 0 | 0 | 0 | 0 | 0
WT_off | 0 | 0 | 0 | 0 | 0 | 0
PseudoUnit | 0 | 0 | 0 | 0 | 0 | 0
FixedInterchange | 0 | 0 | 0 | 0 | 0 | 0
Total Costs by Reporting Type: VACAR
ReportingType | 2015 | 2020 | 2025 | 2030 | 2035 | 2040
BM | 0.93 | 10.16 | 427.15 | 427.15 | 427.15 | 427.15
CC | 6520.01 | 7380.44 | 7624.14 | 6655.06 | 6751.33 | 3659.93
CSP | 0 | 0 | 0 | 0 | 0 | 0
CT | 66.44 | 95.9 | 82.34 | 0 | 0 | 0
Coal | 3128.55 | 1210.68 | 374.99 | 269.52 | 292.94 | 292.94
Geo | 0 | 0 | 0 | 0 | 0 | 0
H | 30.23 | 30.23 | 30.23 | 30.23 | 30.23 | 30.23
LFG | 7.71 | 40.25 | 40.25 | 40.25 | 40.18 | 20.68
Nuc | 2606.17 | 4424.34 | 4396.29 | 7739.36 | 9859.85 | 15527.79
PS | 62.1 | 62.1 | 62.1 | 62.1 | 62.1 | 62.1
PV | 0.24 | 40.08 | 40.08 | 40.08 | 40.08 | 2.23
PeakG | 145.06 | 284 | 161.17 | 0 | 0 | 0
PeakO | 36.13 | 46.34 | 0 | 0 | 0 | 0
ST | 0 | 0 | 0 | 0 | 0 | 0
STOG | 4.04 | 4.78 | 0 | 0 | 0 | 0
STWD | 173.41 | 175.67 | 173.58 | 168.78 | 162.32 | 155.87
WT | 0.22 | 838.93 | 838.93 | 838.93 | 838.73 | 98.34
IGCC | 0 | 0 | 0 | 0 | 0 | 0
DemandResponse | 0 | 0 | 0 | 0 | 0 | 0
IGCC-CCS | 0 | 0 | 0 | 0 | 0 | 0
WT_off | 0.59 | 0.59 | 0.59 | 0.59 | 0.05 | 0.05
PseudoUnit | 0 | 0 | 0 | 0 | 0 | 0
FixedInterchange | 0 | 0 | 0 | 0 | 0 | 0
Total Costs by Reporting Type: IESO
ReportingType | 2015 | 2020 | 2025 | 2030 | 2035 | 2040
BM | 177.6 | 178.55 | 180.58 | 180.58 | 188.69 | 188.69
CC | 613.59 | 554.51 | 242.47 | 204.79 | 236.48 | 62.37
CSP | 0 | 0 | 0 | 0 | 0 | 0
CT | 45.21 | 45.31 | 45.54 | 44.26 | 0 | 0
Coal | 0 | 0 | 0 | 0 | 0 | 0
Geo | 0 | 0 | 0 | 0 | 0 | 0
H | 123.83 | 123.83 | 123.83 | 123.83 | 123.83 | 123.83
LFG | 19.32 | 19.32 | 19.32 | 19.32 | 14.43 | 14.43
Nuc | 2990.3 | 3007.72 | 3062.19 | 3080.28 | 2836.57 | 3030.7
PS | 2.92 | 2.92 | 2.92 | 2.92 | 2.92 | 2.92
PV | 558.01 | 558.01 | 558.01 | 558.01 | 0.44 | 0.44
PeakG | 9.71 | 12.33 | 12.64 | 10.98 | 13 | 12.93
PeakO | 0 | 0 | 0 | 0 | 0 | 0
ST | 0 | 0 | 0 | 0 | 0 | 0
STOG | 0 | 0 | 0 | 0 | 0 | 0
STWD | 5.53 | 8.12 | 6.33 | 8.12 | 8.12 | 8.12
WT | 763.41 | 763.41 | 763.41 | 763.41 | 103.02 | 103.02
IGCC | 0 | 0 | 0 | 0 | 0 | 0
DemandResponse | 0 | 0 | 0 | 0 | 0 | 0
IGCC-CCS | 0 | 0 | 0 | 0 | 0 | 0
WT_off | 0 | 0 | 0 | 0 | 0 | 0
PseudoUnit | 0 | 0 | 0 | 0 | 0 | 0
FixedInterchange | 0 | 0 | 0 | 0 | 0 | 0
Total Costs by Reporting Type: MAPP_CA
ReportingType | 2015 | 2020 | 2025 | 2030 | 2035 | 2040
BM | 0 | 0 | 0 | 0 | 0 | 0
CC | 521.87 | 607.5 | 90.98 | 83.77 | 84.77 | 0
CSP | 0 | 0 | 0 | 0 | 0 | 0
CT | 0 | 0 | 0 | 0 | 0 | 0
Coal | 67.01 | 0 | 0 | 0 | 0 | 0
Geo | 0 | 0 | 0 | 0 | 0 | 0
H | 92.24 | 265.93 | 853.78 | 899.33 | 947.66 | 947.66
LFG | 0 | 0 | 0 | 0 | 0 | 0
Nuc | 0.01 | 0.01 | 0.01 | 0.01 | 0.01 | 0.01
PS | 0 | 0 | 0 | 0 | 0 | 0
PV | 0 | 0 | 0 | 0 | 0 | 0
PeakG | 14.46 | 24.62 | 0 | 0 | 0 | 0
PeakO | 0.09 | 0.09 | 0 | 0 | 0 | 0
ST | 0 | 0 | 0 | 0 | 0 | 0
STOG | 6.53 | 0 | 0 | 0 | 0 | 0
STWD | 0 | 0 | 0 | 0 | 0 | 0
WT | 105.14 | 105.14 | 105.14 | 105.14 | 9.42 | 9.42
IGCC | 0 | 0 | 0 | 0 | 0 | 0
DemandResponse | 0 | 0 | 0 | 0 | 0 | 0
IGCC-CCS | 0 | 0 | 0 | 0 | 0 | 0
WT_off | 0 | 0 | 0 | 0 | 0 | 0
PseudoUnit | 0 | 0 | 0 | 0 | 0 | 0
FixedInterchange | 0 | 0 | 0 | 0 | 0 | 0
Total Costs by Reporting Type: AZ_NM_SNV_Coal
ReportingType | 2015 | 2020 | 2025 | 2030 | 2035 | 2040
BM | 0 | 0 | 0 | 0 | 0 | 0
CC | 0 | 0 | 0 | 0 | 0 | 0
CSP | 0 | 0 | 0 | 0 | 0 | 0
CT | 0 | 0 | 0 | 0 | 0 | 0
Coal | 3774.34 | 2569.98 | 26.27 | 0 | 0 | 0
Geo | 0 | 0 | 0 | 0 | 0 | 0
H | 0 | 0 | 0 | 0 | 0 | 0
LFG | 0 | 0 | 0 | 0 | 0 | 0
Nuc | 0 | 0 | 0 | 0 | 0 | 0
PS | 0 | 0 | 0 | 0 | 0 | 0
PV | 0 | 0 | 0 | 0 | 0 | 0
PeakG | 0 | 0 | 0 | 0 | 0 | 0
PeakO | 0.34 | 0 | 0 | 0 | 0 | 0
ST | 0 | 0 | 0 | 0 | 0 | 0
STOG | 0 | 0 | 0 | 0 | 0 | 0
STWD | 0 | 0 | 0 | 0 | 0 | 0
WT | 0 | 0 | 0 | 0 | 0 | 0
IGCC | 0 | 0 | 0 | 0 | 0 | 0
DemandResponse | 0 | 0 | 0 | 0 | 0 | 0
IGCC-CCS | 0 | 0 | 0 | 0 | 0 | 0
WT_off | 0 | 0 | 0 | 0 | 0 | 0
PseudoUnit | 0 | 0 | 0 | 0 | 0 | 0
FixedInterchange | 0 | 0 | 0 | 0 | 0 | 0
Total Costs by Reporting Type: AZ_NM_SNV_Gas
ReportingType | 2015 | 2020 | 2025 | 2030 | 2035 | 2040
BM | 0 | 0 | 0 | 0 | 0 | 0
CC | 3293.43 | 3545.88 | 5730.57 | 3227.05 | 1694.95 | 1529.99
CSP | 0 | 0 | 0 | 0 | 0 | 0
CT | 68.63 | 70.69 | 84.86 | 79.41 | 0 | 0
Coal | 0 | 0 | 0 | 0 | 0 | 0
Geo | 0 | 0 | 0 | 0 | 0 | 0
H | 0 | 0 | 0 | 0 | 0 | 0
LFG | 0 | 0 | 0 | 0 | 0 | 0
Nuc | 0 | 0 | 0 | 0 | 0 | 0
PS | 0 | 0 | 0 | 0 | 0 | 0
PV | 0 | 0 | 0 | 0 | 0 | 0
PeakG | 63.97 | 65.04 | 0 | 0 | 0 | 0
PeakO | 0 | 0 | 0 | 0 | 0 | 0
ST | 0 | 0 | 0 | 0 | 0 | 0
STOG | 0 | 0 | 0 | 0 | 0 | 0
STWD | 0 | 0 | 0 | 0 | 0 | 0
WT | 0 | 0 | 0 | 0 | 0 | 0
IGCC | 0 | 0 | 0 | 0 | 0 | 0
DemandResponse | 0 | 0 | 11.24 | 0 | 7.64 | 14.27
IGCC-CCS | 0 | 0 | 0 | 0 | 0 | 0
WT_off | 0 | 0 | 0 | 0 | 0 | 0
PseudoUnit | 0 | 0 | 0 | 0 | 0 | 0
FixedInterchange | 0 | 0 | 0 | 0 | 0 | 0
Total Costs by Reporting Type: AZ_NM_SNV_NucRenew
ReportingType | 2015 | 2020 | 2025 | 2030 | 2035 | 2040
BM | 0 | 0 | 0 | 0 | 0 | 0
CC | 0 | 0 | 0 | 0 | 0 | 0
CSP | 0 | 0 | 0 | 0 | 0 | 0
CT | 0 | 0 | 0 | 0 | 0 | 0
Coal | 0 | 0 | 0 | 0 | 0 | 0
Geo | 0 | 0 | 608.13 | 608.13 | 608.13 | 608.13
H | 44.6 | 44.6 | 44.6 | 44.6 | 44.6 | 44.6
LFG | 0.85 | 0.85 | 19.64 | 19.64 | 19.64 | 19.64
Nuc | 810.72 | 895.93 | 912.19 | 3480.8 | 6440.49 | 6575.42
PS | 5.13 | 5.13 | 5.13 | 5.13 | 5.13 | 5.13
PV | 37.26 | 37.26 | 37.26 | 37.26 | 2.38 | 2.38
PeakG | 0 | 0 | 0 | 0 | 0 | 0
PeakO | 0 | 0 | 0 | 0 | 0 | 0
ST | 119.46 | 267.9 | 340.44 | 280.23 | 243.83 | 119.95
STOG | 0 | 0 | 0 | 0 | 0 | 0
STWD | 12.81 | 13.02 | 12.82 | 12.82 | 12.82 | 12.82
WT | 31.87 | 2590.63 | 2590.63 | 2631.22 | 2656.91 | 443.86
IGCC | 0 | 0 | 0 | 0 | 0 | 0
DemandResponse | 0 | 0 | 0 | 0 | 0 | 0
IGCC-CCS | 0 | 0 | 0 | 0 | 0 | 0
WT_off | 0 | 0 | 0 | 0 | 0 | 0
PseudoUnit | 0 | 0 | 0 | 0 | 0 | 0
FixedInterchange | 0 | 0 | 0 | 0 | 0 | 0
Total Costs by Reporting Type: ERCOT
ReportingType | 2015 | 2020 | 2025 | 2030 | 2035 | 2040
BM | 73.54 | 76.66 | 80.59 | 148.83 | 148.83 | 148.83
CC | 14609.99 | 16483.19 | 15827.76 | 18350.88 | 18049.01 | 13479.22
CSP | 0 | 0 | 0 | 0 | 0 | 0
CT | 22.65 | 25.28 | 28.05 | 36 | 0 | 0
Coal | 2688.23 | 2204.22 | 676.9 | 632.58 | 632.58 | 658.51
Geo | 0 | 0 | 0 | 0 | 0 | 0
H | 8.05 | 8.05 | 8.05 | 8.05 | 8.05 | 8.05
LFG | 9.06 | 9.06 | 115.9 | 115.9 | 115.9 | 115.9
Nuc | 1007.36 | 1174.9 | 1203.03 | 1570.1 | 1691.22 | 4659.17
PS | 0 | 0 | 0 | 0 | 0 | 0
PV | 5.14 | 5.14 | 5.14 | 5.14 | 0.01 | 0.01
PeakG | 80.63 | 144.94 | 194.7 | 165.01 | 110.67 | 52.01
PeakO | 1.29 | 2 | 0 | 0 | 0 | 0
ST | 0 | 0 | 0 | 0 | 0 | 0
STOG | 714.6 | 574.19 | 0 | 0 | 0 | 0
STWD | 0 | 0 | 0 | 0 | 0 | 0
WT | 388.45 | 1429.34 | 4302.05 | 4302.05 | 4229.35 | 3304.25
IGCC | 0 | 0 | 0 | 0 | 0 | 0
DemandResponse | 0 | 3.41 | 67.89 | 66.55 | 65.38 | 64.22
IGCC-CCS | 0 | 0 | 0 | 0 | 0 | 0
WT_off | 0 | 0 | 0 | 0 | 0 | 0
PseudoUnit | 0 | 0 | 0 | 0 | 0 | 0
FixedInterchange | 0 | 0 | 0 | 0 | 0 | 0
Total Costs by Reporting Type: NP15
ReportingType | 2015 | 2020 | 2025 | 2030 | 2035 | 2040
BM | 0 | 0 | 0 | 0 | 0 | 0
CC | 3227.32 | 3381.86 | 3913.25 | 3185.04 | 2130.81 | 589.91
CSP | 0 | 0 | 0 | 0 | 0 | 0
CT | 19.28 | 19.28 | 19.28 | 19.28 | 0 | 0
Coal | 96.02 | 0 | 0 | 0 | 0 | 0
Geo | 100.91 | 385.96 | 385.96 | 385.96 | 385.96 | 199.59
H | 125.7 | 125.7 | 125.7 | 125.7 | 125.7 | 125.7
LFG | 10.26 | 140.57 | 203.76 | 203.76 | 203.76 | 119.5
Nuc | 495.59 | 560.5 | 540.7 | 543.89 | 1320.95 | 4313.93
PS | 53.58 | 53.58 | 53.58 | 53.58 | 53.58 | 53.58
PV | 3.68 | 3.68 | 3.68 | 3.68 | 0.89 | 0.89
PeakG | 56.04 | 82.34 | 46.89 | 28.12 | 0 | 0
PeakO | 10.26 | 13.08 | 0 | 0 | 0 | 0
ST | 14.46 | 14.46 | 14.46 | 14.46 | 1.86 | 1.86
STOG | 116.32 | 0 | 0 | 0 | 0 | 0
STWD | 265.97 | 269.53 | 131.99 | 266.24 | 266.24 | 266.24
WT | 67.22 | 304.71 | 746.07 | 917.27 | 917.27 | 704.12
IGCC | 0 | 0 | 0 | 0 | 0 | 0
DemandResponse | 0 | 0 | 0 | 0 | 0 | 0
IGCC-CCS | 0 | 0 | 0 | 0 | 0 | 0
WT_off | 0 | 0 | 0 | 0 | 0 | 0
PseudoUnit | 0 | 0 | 0 | 0 | 0 | 0
FixedInterchange | 0 | 0 | 0 | 0 | 0 | 0
Total Costs by Reporting Type: NWPP_Coal
ReportingType | 2015 | 2020 | 2025 | 2030 | 2035 | 2040
BM | 0 | 0 | 0 | 0 | 0 | 0
CC | 0 | 0 | 0 | 0 | 0 | 0
CSP | 0 | 0 | 0 | 0 | 0 | 0
CT | 0 | 0 | 0 | 0 | 0 | 0
Coal | 2875.28 | 2532.11 | 184.06 | 146.39 | 75.96 | 78.07
Geo | 0 | 0 | 0 | 0 | 0 | 0
H | 0 | 0 | 0 | 0 | 0 | 0
LFG | 0 | 0 | 0 | 0 | 0 | 0
Nuc | 0 | 0 | 0 | 0 | 0 | 0
PS | 0 | 0 | 0 | 0 | 0 | 0
PV | 0 | 0 | 0 | 0 | 0 | 0
PeakG | 0 | 0 | 0 | 0 | 0 | 0
PeakO | 0 | 0 | 0 | 0 | 0 | 0
ST | 0 | 0 | 0 | 0 | 0 | 0
STOG | 0 | 0 | 0 | 0 | 0 | 0
STWD | 0 | 0 | 0 | 0 | 0 | 0
WT | 0 | 0 | 0 | 0 | 0 | 0
IGCC | 0 | 0 | 0 | 0 | 0 | 0
DemandResponse | 0 | 0 | 0 | 0 | 0 | 0
IGCC-CCS | 0 | 0 | 0 | 0 | 0 | 0
WT_off | 0 | 0 | 0 | 0 | 0 | 0
PseudoUnit | 0 | 0 | 0 | 0 | 0 | 0
FixedInterchange | 0 | 0 | 0 | 0 | 0 | 0
Total Costs by Reporting Type: NWPP_Gas
ReportingType | 2015 | 2020 | 2025 | 2030 | 2035 | 2040
BM | 0 | 0 | 0 | 0 | 0 | 0
CC | 3068.85 | 4319.8 | 4613.31 | 1383.83 | 1187.81 | 937.75
CSP | 0 | 0 | 0 | 0 | 0 | 0
CT | 14.02 | 14.02 | 14.02 | 14.02 | 0 | 0
Coal | 0 | 0 | 0 | 0 | 0 | 0
Geo | 0 | 0 | 0 | 0 | 0 | 0
H | 0 | 0 | 0 | 0 | 0 | 0
LFG | 0 | 0 | 0 | 0 | 0 | 0
Nuc | 0 | 0 | 0 | 0 | 0 | 0
PS | 0 | 0 | 0 | 0 | 0 | 0
PV | 0 | 0 | 0 | 0 | 0 | 0
PeakG | 0 | 0 | 0 | 0 | 0 | 0
PeakO | 0 | 0 | 0 | 0 | 0 | 0
ST | 0 | 0 | 0 | 0 | 0 | 0
STOG | 0 | 0 | 0 | 0 | 0 | 0
STWD | 0 | 0 | 0 | 0 | 0 | 0
WT | 0 | 0 | 0 | 0 | 0 | 0
IGCC | 0 | 0 | 0 | 0 | 0 | 0
DemandResponse | 0 | 0 | 0 | 0 | 0 | 0
IGCC-CCS | 0 | 0 | 0 | 0 | 0 | 0
WT_off | 0 | 0 | 0 | 0 | 0 | 0
PseudoUnit | 0 | 0 | 0 | 0 | 0 | 0
FixedInterchange | 0 | 0 | 0 | 0 | 0 | 0
Total Costs by Reporting Type: NWPP_NucRenew
ReportingType | 2015 | 2020 | 2025 | 2030 | 2035 | 2040
BM | 17.16 | 22 | 35.02 | 35.02 | 35.02 | 35.02
CC | 0 | 0 | 0 | 0 | 0 | 0
CSP | 0 | 0 | 0 | 0 | 0 | 0
CT | 0 | 0 | 0 | 0 | 0 | 0
Coal | 0 | 0 | 0 | 0 | 0 | 0
Geo | 67.62 | 78.54 | 250.25 | 250.25 | 225.37 | 218.56
H | 480.54 | 480.54 | 480.54 | 480.54 | 480.54 | 480.54
LFG | 20.56 | 20.56 | 96.02 | 96.02 | 91 | 91
Nuc | 256.71 | 258.17 | 262.7 | 5563.44 | 5563.44 | 5815.52
PS | 6.12 | 6.12 | 6.12 | 6.12 | 6.12 | 6.12
PV | 0.04 | 0.04 | 0.04 | 0.04 | 0.04 | 0.04
PeakG | 0 | 0 | 0 | 0 | 0 | 0
PeakO | 0 | 0 | 0 | 0 | 0 | 0
ST | 0 | 0 | 0 | 0 | 0 | 0
STOG | 0 | 0 | 0 | 0 | 0 | 0
STWD | 17.98 | 22.5 | 329.12 | 329.12 | 329.12 | 329.12
WT | 467.97 | 467.97 | 467.97 | 467.97 | 229.12 | 229.12
IGCC | 0 | 0 | 0 | 0 | 0 | 0
DemandResponse | 0 | 0 | 0 | 0 | 0 | 0
IGCC-CCS | 0 | 0 | 0 | 0 | 0 | 0
WT_off | 0 | 0 | 0 | 0 | 0 | 0
PseudoUnit | 0 | 0 | 0 | 0 | 0 | 0
FixedInterchange | 0 | 0 | 0 | 0 | 0 | 0
Total Costs by Reporting Type: RMPA
ReportingType | 2015 | 2020 | 2025 | 2030 | 2035 | 2040
BM | 0 | 0 | 0 | 0 | 0 | 0
CC | 437.68 | 858.19 | 1322.16 | 997.96 | 945.34 | 729.44
CSP | 0 | 0 | 0 | 0 | 0 | 0
CT | 16.21 | 16.21 | 16.77 | 16.21 | 0 | 0
Coal | 3120.18 | 2508.58 | 710.87 | 531.3 | 335.09 | 344.68
Geo | 0 | 0 | 1081.27 | 1081.27 | 1081.27 | 1081.27
H | 13.99 | 13.99 | 13.99 | 13.99 | 13.99 | 13.99
LFG | 1.17 | 1.17 | 10.12 | 10.12 | 9.84 | 9.84
Nuc | 0.01 | 0.01 | 103.39 | 1242.58 | 1344.26 | 1614.46
PS | 13.37 | 13.37 | 13.37 | 13.37 | 13.37 | 13.37
PV | 0.68 | 0.68 | 0.68 | 0.68 | 0.31 | 0.31
PeakG | 47.3 | 75 | 90.54 | 39.91 | 46.82 | 33.51
PeakO | 0 | 0 | 0 | 0 | 0 | 0
ST | 1.26 | 135.13 | 136.82 | 138.53 | 137.46 | 25.42
STOG | 0 | 0 | 0 | 0 | 0 | 0
STWD | 0 | 0 | 0 | 0 | 0 | 0
WT | 240.35 | 1109.69 | 1126.54 | 1143.75 | 989.48 | 239.33
IGCC | 0 | 0 | 0 | 0 | 0 | 0
DemandResponse | 0 | 0 | 0 | 0 | 0 | 0
IGCC-CCS | 0 | 0 | 0 | 0 | 0 | 0
WT_off | 0 | 0 | 0 | 0 | 0 | 0
PseudoUnit | 0 | 0 | 0 | 0 | 0 | 0
FixedInterchange | 0 | 0 | 0 | 0 | 0 | 0
Total Costs by Reporting Type: SP15
ReportingType | 2015 | 2020 | 2025 | 2030 | 2035 | 2040
BM | 6.8 | 6.8 | 6.8 | 6.8 | 6.8 | 6.8
CC | 6334.07 | 6260.94 | 7337.35 | 7354.36 | 6594.61 | 4740.49
CSP | 0 | 0 | 0 | 0 | 0 | 0
CT | 0 | 0 | 0 | 0 | 0 | 0
Coal | 82.25 | 55.13 | 2.92 | 0 | 0 | 0
Geo | 104.52 | 713.94 | 713.94 | 699.68 | 699.68 | 328.75
H | 16.57 | 16.57 | 16.57 | 16.57 | 16.57 | 16.57
LFG | 29.05 | 219.63 | 219.63 | 219.4 | 217.54 | 94.59
Nuc | 508.22 | 539.82 | 519.92 | 522.86 | 522.86 | 643.14
PS | 34.19 | 34.19 | 34.19 | 34.19 | 34.19 | 34.19
PV | 3.49 | 3.49 | 3.49 | 3.49 | 1.87 | 1.87
PeakG | 76.73 | 112.88 | 128.41 | 121.73 | 139.97 | 155.97
PeakO | 1.47 | 1.91 | 0 | 0 | 0 | 0
ST | 220.08 | 220.08 | 220.08 | 220.08 | 28.69 | 28.69
STOG | 191.55 | 23.79 | 0 | 0 | 0 | 0
STWD | 68.43 | 69.39 | 61.84 | 68.5 | 68.5 | 68.5
WT | 264.36 | 264.36 | 264.36 | 4058.68 | 3865.41 | 3865.41
IGCC | 0 | 0 | 0 | 0 | 0 | 0
DemandResponse | 0 | 0 | 0 | 0 | 0 | 0
IGCC-CCS | 0 | 0 | 0 | 0 | 0 | 0
WT_off | 0 | 0 | 0 | 0 | 0 | 0
PseudoUnit | 0 | 0 | 0 | 0 | 0 | 0
FixedInterchange | 0 | 0 | 0 | 0 | 0 | 0
Total Costs by Reporting Type: ALB
ReportingType | 2015 | 2020 | 2025 | 2030 | 2035 | 2040
BM | 0 | 0 | 0 | 0 | 0 | 0
CC | 954.9 | 1144.43 | 1402.53 | 89.86 | 70.83 | 0
CSP | 0 | 0 | 0 | 0 | 0 | 0
CT | 18.05 | 18.05 | 18.05 | 18.05 | 0 | 0
Coal | 2152.26 | 2681.66 | 3708.43 | 162.31 | 162.31 | 162.31
Geo | 0 | 0 | 0 | 0 | 0 | 0
H | 12.99 | 12.99 | 12.99 | 12.99 | 12.99 | 12.99
LFG | 1.21 | 1.21 | 1.21 | 1.21 | 1.21 | 1.21
Nuc | 0.01 | 0.01 | 0.02 | 6110.09 | 6399.32 | 6599.79
PS | 0 | 0 | 0 | 0 | 0 | 0
PV | 0 | 0 | 0 | 0 | 0 | 0
PeakG | 18.19 | 9.35 | 0 | 0 | 0 | 0
PeakO | 0 | 0 | 0 | 0 | 0 | 0
ST | 0 | 0 | 0 | 0 | 0 | 0
STOG | 0 | 0 | 0 | 0 | 0 | 0
STWD | 5.64 | 46.61 | 93.47 | 93.47 | 93.47 | 93.47
WT | 25.5 | 25.5 | 25.5 | 25.5 | 22.96 | 22.96
IGCC | 0 | 0 | 0 | 0 | 0 | 0
DemandResponse | 0 | 0 | 0 | 0 | 0 | 0
IGCC-CCS | 0 | 0 | 0 | 0 | 0 | 0
WT_off | 0 | 0 | 0 | 0 | 0 | 0
PseudoUnit | 0 | 0 | 0 | 0 | 0 | 0
FixedInterchange | 0 | 0 | 0 | 0 | 0 | 0
Total Costs by Reporting Type: BC
ReportingType | 2015 | 2020 | 2025 | 2030 | 2035 | 2040
BM | 0 | 0 | 0 | 0 | 0 | 0
CC | 423.45 | 487.12 | 577.13 | 632.29 | 135.58 | 0
CSP | 0 | 0 | 0 | 0 | 0 | 0
CT | 0 | 0 | 0 | 0 | 0 | 0
Coal | 0 | 0 | 0 | 0 | 0 | 0
Geo | 0 | 0 | 0 | 0 | 0 | 0
H | 173.22 | 173.22 | 173.22 | 173.22 | 173.22 | 173.22
LFG | 2.9 | 2.9 | 2.9 | 2.9 | 2.9 | 2.9
Nuc | 0.01 | 0.01 | 0.01 | 0.08 | 314.12 | 314.12
PS | 0 | 0 | 0 | 0 | 0 | 0
PV | 0 | 0 | 0 | 0 | 0 | 0
PeakG | 0 | 0 | 0 | 0 | 0 | 0
PeakO | 0 | 0 | 0 | 0 | 0 | 0
ST | 0 | 0 | 0 | 0 | 0 | 0
STOG | 0 | 0 | 0 | 0 | 0 | 0
STWD | 16.34 | 83.75 | 296.27 | 296.27 | 296.27 | 296.27
WT | 48.22 | 48.22 | 48.22 | 48.22 | 7.54 | 7.54
IGCC | 0 | 0 | 0 | 0 | 0 | 0
DemandResponse | 0 | 0 | 0 | 0 | 0 | 0
IGCC-CCS | 0 | 0 | 0 | 0 | 0 | 0
WT_off | 0 | 0 | 0 | 0 | 0 | 0
PseudoUnit | 0 | 0 | 0 | 0 | 0 | 0
FixedInterchange | 0 | 0 | 0 | 0 | 0 | 0
Total Costs by Reporting Type: HQ_IESO
ReportingType | 2015 | 2020 | 2025 | 2030 | 2035 | 2040
BM | 0 | 0 | 0 | 0 | 0 | 0
CC | 0 | 0 | 0 | 0 | 0 | 0
CSP | 0 | 0 | 0 | 0 | 0 | 0
CT | 0 | 0 | 0 | 0 | 0 | 0
Coal | 0 | 0 | 0 | 0 | 0 | 0
Geo | 0 | 0 | 0 | 0 | 0 | 0
H | 0 | 0 | 0 | 0 | 0 | 0
LFG | 0 | 0 | 0 | 0 | 0 | 0
Nuc | 0.01 | 0.01 | 0.01 | 0.01 | 0.01 | 0.01
PS | 0 | 0 | 0 | 0 | 0 | 0
PV | 0 | 0 | 0 | 0 | 0 | 0
PeakG | 0 | 0 | 0 | 0 | 0 | 0
PeakO | 0 | 0 | 0 | 0 | 0 | 0
ST | 0 | 0 | 0 | 0 | 0 | 0
STOG | 0 | 0 | 0 | 0 | 0 | 0
STWD | 0 | 0 | 0 | 0 | 0 | 0
WT | 0 | 0 | 0 | 0 | 0 | 0
IGCC | 0 | 0 | 0 | 0 | 0 | 0
DemandResponse | 0 | 0 | 0 | 0 | 0 | 0
IGCC-CCS | 0 | 0 | 0 | 0 | 0 | 0
WT_off | 0 | 0 | 0 | 0 | 0 | 0
PseudoUnit | 0 | 0 | 0 | 0 | 0 | 1043.16
FixedInterchange | 0 | 0 | 0 | 0 | 0 | 0
Total Costs by Reporting Type: HQ_NEISO
ReportingType | 2015 | 2020 | 2025 | 2030 | 2035 | 2040
BM | 0 | 0 | 0 | 0 | 0 | 0
CC | 0 | 0 | 0 | 0 | 0 | 0
CSP | 0 | 0 | 0 | 0 | 0 | 0
CT | 0 | 0 | 0 | 0 | 0 | 0
Coal | 0 | 0 | 0 | 0 | 0 | 0
Geo | 0 | 0 | 0 | 0 | 0 | 0
H | 0 | 0 | 0 | 0 | 0 | 0
LFG | 0 | 0 | 0 | 0 | 0 | 0
Nuc | 0.01 | 0.01 | 0.01 | 0.01 | 0.01 | 0.01
PS | 0 | 0 | 0 | 0 | 0 | 0
PV | 0 | 0 | 0 | 0 | 0 | 0
PeakG | 0 | 0 | 0 | 0 | 0 | 0
PeakO | 0 | 0 | 0 | 0 | 0 | 0
ST | 0 | 0 | 0 | 0 | 0 | 0
STOG | 0 | 0 | 0 | 0 | 0 | 0
STWD | 0 | 0 | 0 | 0 | 0 | 0
WT | 0 | 0 | 0 | 0 | 0 | 0
IGCC | 0 | 0 | 0 | 0 | 0 | 0
DemandResponse | 0 | 0 | 0 | 0 | 0 | 0
IGCC-CCS | 0 | 0 | 0 | 0 | 0 | 0
WT_off | 0 | 0 | 0 | 0 | 0 | 0
PseudoUnit | 0 | 0 | 0 | 0 | 0 | 574.79
FixedInterchange | 0 | 0 | 0 | 0 | 0 | 0
Total Costs by Reporting Type: HQ_NY
ReportingType | 2015 | 2020 | 2025 | 2030 | 2035 | 2040
BM | 0 | 0 | 0 | 0 | 0 | 0
CC | 0 | 0 | 0 | 0 | 0 | 0
CSP | 0 | 0 | 0 | 0 | 0 | 0
CT | 0 | 0 | 0 | 0 | 0 | 0
Coal | 0 | 0 | 0 | 0 | 0 | 0
Geo | 0 | 0 | 0 | 0 | 0 | 0
H | 0 | 0 | 0 | 0 | 0 | 0
LFG | 0 | 0 | 0 | 0 | 0 | 0
Nuc | 0.01 | 0.01 | 0.01 | 0.01 | 0.01 | 0.01
PS | 0 | 0 | 0 | 0 | 0 | 0
PV | 0 | 0 | 0 | 0 | 0 | 0
PeakG | 0 | 0 | 0 | 0 | 0 | 0
PeakO | 0 | 0 | 0 | 0 | 0 | 0
ST | 0 | 0 | 0 | 0 | 0 | 0
STOG | 0 | 0 | 0 | 0 | 0 | 0
STWD | 0 | 0 | 0 | 0 | 0 | 0
WT | 0 | 0 | 0 | 0 | 0 | 0
IGCC | 0 | 0 | 0 | 0 | 0 | 0
DemandResponse | 0 | 0 | 0 | 0 | 0 | 0
IGCC-CCS | 0 | 0 | 0 | 0 | 0 | 0
WT_off | 0 | 0 | 0 | 0 | 0 | 0
PseudoUnit | 0 | 0 | 0 | 0 | 487.58 | 1281.67
FixedInterchange | 0 | 0 | 0 | 0 | 0 | 0
Total Costs by Reporting Type: MARITIMES
ReportingType | 2015 | 2020 | 2025 | 2030 | 2035 | 2040
BM | 0 | 0 | 0 | 0 | 0 | 0
CC | 0 | 0 | 0 | 0 | 0 | 0
CSP | 0 | 0 | 0 | 0 | 0 | 0
CT | 0 | 0 | 0 | 0 | 0 | 0
Coal | 0 | 0 | 0 | 0 | 0 | 0
Geo | 0 | 0 | 0 | 0 | 0 | 0
H | 0 | 0 | 0 | 0 | 0 | 0
LFG | 0 | 0 | 0 | 0 | 0 | 0
Nuc | 0.01 | 0.01 | 0.01 | 0.01 | 0.01 | 0.01
PS | 0 | 0 | 0 | 0 | 0 | 0
PV | 0 | 0 | 0 | 0 | 0 | 0
PeakG | 0 | 0 | 0 | 0 | 0 | 0
PeakO | 0 | 0 | 0 | 0 | 0 | 0
ST | 0 | 0 | 0 | 0 | 0 | 0
STOG | 0 | 0 | 0 | 0 | 0 | 0
STWD | 0 | 0 | 0 | 0 | 0 | 0
WT | 0 | 0 | 0 | 0 | 0 | 0
IGCC | 0 | 0 | 0 | 0 | 0 | 0
DemandResponse | 0 | 0 | 0 | 0 | 0 | 0
IGCC-CCS | 0 | 0 | 0 | 0 | 0 | 0
WT_off | 0 | 0 | 0 | 0 | 0 | 0
PseudoUnit | 0 | 0 | 0 | 0 | 0 | 256.84
FixedInterchange | 0 | 0 | 0 | 0 | 0 | 0
Total Costs by Reporting Type: All
ReportingType | 2015 | 2020 | 2025 | 2030 | 2035 | 2040
BM | 829 | 1025.66 | 1402.81 | 1575.76 | 1572.97 | 1363.24
CC | 107155.13 | 137439.41 | 139644.65 | 119269.44 | 120670.42 | 99792.32
CSP | 0 | 0 | 0 | 0 | 0 | 0
CT | 636.03 | 757.69 | 868.61 | 717.98 | 43.12 | 11.15
Coal | 72013.94 | 32276.38 | 9469.4 | 4498.29 | 4240.54 | 4256.83
Geo | 277 | 1182.4 | 3043.51 | 3029.25 | 3004.37 | 2440.27
H | 1511 | 1866.77 | 2807.47 | 3096.51 | 3144.84 | 3144.84
LFG | 541.97 | 1191.67 | 1887.66 | 2112.66 | 2080.14 | 1668.1
Nuc | 27257.77 | 31456.47 | 32488.94 | 68591.68 | 76116.03 | 101290.02
PS | 517.25 | 517.25 | 517.25 | 517.25 | 517.25 | 517.25
PV | 639.15 | 1359.05 | 1645.06 | 1672.57 | 1041.11 | 352.01
PeakG | 2300.42 | 4161.72 | 3311.21 | 2381 | 2732.31 | 2219.92
PeakO | 507.1 | 605.02 | 303.75 | 115.98 | 108.87 | 101.87
ST | 355.26 | 637.57 | 711.79 | 653.3 | 411.85 | 175.92
STOG | 2285.75 | 1615.6 | 444.34 | 185.46 | 184.95 | 113.3
STWD | 1011.75 | 1177.76 | 1566.59 | 1992.74 | 1987.8 | 2055.03
WT | 8136.75 | 33947.95 | 53774.22 | 70842.58 | 65640.76 | 42964.63
IGCC | 464.42 | 498.24 | 348.72 | 261.53 | 276.8 | 261.53
DemandResponse | 0 | 3.41 | 79.13 | 66.55 | 73.02 | 78.49
IGCC-CCS | 0 | 0 | 0 | 0 | 0 | 0
WT_off | 308.81 | 308.81 | 907.86 | 907.86 | 599.11 | 599.11
PseudoUnit | 0 | 0 | 0 | 0 | 487.58 | 3156.46
FixedInterchange | 0 | 0 | 0 | 0 | 0 | 0
Total Costs by Reporting Type: EI_US
ReportingType | 2015 | 2020 | 2025 | 2030 | 2035 | 2040
BM | 553.91 | 741.65 | 1099.83 | 1204.54 | 1193.63 | 983.9
CC | 73669.99 | 99796 | 98587.13 | 83759.62 | 89540.24 | 77723.16
CSP | 0 | 0 | 0 | 0 | 0 | 0
CT | 431.98 | 548.84 | 642.03 | 490.74 | 43.12 | 11.15
Coal | 57158.36 | 19724.7 | 4159.95 | 3025.7 | 3034.6 | 3013.25
Geo | 3.95 | 3.95 | 3.95 | 3.95 | 3.95 | 3.95
H | 419.29 | 601.36 | 954.22 | 1197.7 | 1197.7 | 1197.7
LFG | 447.6 | 776.41 | 1199.17 | 1424.4 | 1403.92 | 1199.08
Nuc | 21188.81 | 25019.37 | 25884.76 | 46477.53 | 49682.77 | 67723.75
PS | 401.94 | 401.94 | 401.94 | 401.94 | 401.94 | 401.94
PV | 30.84 | 750.74 | 1036.75 | 1064.26 | 1035.17 | 346.06
PeakG | 1933.38 | 3635.22 | 2838.03 | 2015.24 | 2421.85 | 1965.5
PeakO | 493.65 | 587.93 | 303.75 | 115.98 | 108.87 | 101.87
ST | 0 | 0 | 0 | 0 | 0 | 0
STOG | 1256.76 | 1017.63 | 444.34 | 185.46 | 184.95 | 113.3
STWD | 619.06 | 664.86 | 634.75 | 918.18 | 913.25 | 980.47
WT | 5734.24 | 26838.96 | 43334.31 | 56379.36 | 52610.3 | 34035.61
IGCC | 464.42 | 498.24 | 348.72 | 261.53 | 276.8 | 261.53
DemandResponse | 0 | 0 | 0 | 0 | 0 | 0
IGCC-CCS | 0 | 0 | 0 | 0 | 0 | 0
WT_off | 308.81 | 308.81 | 907.86 | 907.86 | 599.11 | 599.11
PseudoUnit | 0 | 0 | 0 | 0 | 487.58 | 2113.29
FixedInterchange | 0 | 0 | 0 | 0 | 0 | 0
Total Costs by Reporting Type: EI_Canada
ReportingType | 2015 | 2020 | 2025 | 2030 | 2035 | 2040
BM | 177.6 | 178.55 | 180.58 | 180.58 | 188.69 | 188.69
CC | 1135.45 | 1162.01 | 333.45 | 288.56 | 321.25 | 62.37
CSP | 0 | 0 | 0 | 0 | 0 | 0
CT | 45.21 | 45.31 | 45.54 | 44.26 | 0 | 0
Coal | 67.01 | 0 | 0 | 0 | 0 | 0
Geo | 0 | 0 | 0 | 0 | 0 | 0
H | 216.06 | 389.75 | 977.61 | 1023.16 | 1071.49 | 1071.49
LFG | 19.32 | 19.32 | 19.32 | 19.32 | 14.43 | 14.43
Nuc | 2990.32 | 3007.74 | 3062.22 | 3080.31 | 2836.6 | 3030.73
PS | 2.92 | 2.92 | 2.92 | 2.92 | 2.92 | 2.92
PV | 558.01 | 558.01 | 558.01 | 558.01 | 0.44 | 0.44
PeakG | 24.17 | 36.95 | 12.64 | 10.98 | 13 | 12.93
PeakO | 0.09 | 0.09 | 0 | 0 | 0 | 0
ST | 0 | 0 | 0 | 0 | 0 | 0
STOG | 6.53 | 0 | 0 | 0 | 0 | 0
STWD | 5.53 | 8.12 | 6.33 | 8.12 | 8.12 | 8.12
WT | 868.55 | 868.55 | 868.55 | 868.55 | 112.43 | 112.43
IGCC | 0 | 0 | 0 | 0 | 0 | 0
DemandResponse | 0 | 0 | 0 | 0 | 0 | 0
IGCC-CCS | 0 | 0 | 0 | 0 | 0 | 0
WT_off | 0 | 0 | 0 | 0 | 0 | 0
PseudoUnit | 0 | 0 | 0 | 0 | 0 | 1043.16
FixedInterchange | 0 | 0 | 0 | 0 | 0 | 0
Total Costs by Reporting Type: EI
ReportingType | 2015 | 2020 | 2025 | 2030 | 2035 | 2040
BM | 731.51 | 920.2 | 1280.41 | 1385.11 | 1382.32 | 1172.59
CC | 74805.45 | 100958.01 | 98920.58 | 84048.18 | 89861.49 | 77785.53
CSP | 0 | 0 | 0 | 0 | 0 | 0
CT | 477.19 | 594.14 | 687.57 | 535 | 43.12 | 11.15
Coal | 57225.37 | 19724.7 | 4159.95 | 3025.7 | 3034.6 | 3013.25
Geo | 3.95 | 3.95 | 3.95 | 3.95 | 3.95 | 3.95
H | 635.35 | 991.12 | 1931.82 | 2220.86 | 2269.19 | 2269.19
LFG | 466.92 | 795.73 | 1218.49 | 1443.71 | 1418.35 | 1213.51
Nuc | 24179.13 | 28027.11 | 28946.98 | 49557.84 | 52519.36 | 70754.48
PS | 404.86 | 404.86 | 404.86 | 404.86 | 404.86 | 404.86
PV | 588.85 | 1308.75 | 1594.76 | 1622.27 | 1035.61 | 346.5
PeakG | 1957.55 | 3672.17 | 2850.67 | 2026.22 | 2434.85 | 1978.43
PeakO | 493.74 | 588.02 | 303.75 | 115.98 | 108.87 | 101.87
ST | 0 | 0 | 0 | 0 | 0 | 0
STOG | 1263.29 | 1017.63 | 444.34 | 185.46 | 184.95 | 113.3
STWD | 624.58 | 672.98 | 641.08 | 926.31 | 921.37 | 988.6
WT | 6602.79 | 27707.52 | 44202.86 | 57247.92 | 52722.73 | 34148.04
IGCC | 464.42 | 498.24 | 348.72 | 261.53 | 276.8 | 261.53
DemandResponse | 0 | 0 | 0 | 0 | 0 | 0
IGCC-CCS | 0 | 0 | 0 | 0 | 0 | 0
WT_off | 308.81 | 308.81 | 907.86 | 907.86 | 599.11 | 599.11
PseudoUnit | 0 | 0 | 0 | 0 | 487.58 | 3156.46
FixedInterchange | 0 | 0 | 0 | 0 | 0 | 0
Total Costs by Reporting Type: Outside_EI
ReportingType | 2015 | 2020 | 2025 | 2030 | 2035 | 2040
BM | 97.5 | 105.46 | 122.41 | 190.65 | 190.65 | 190.65
CC | 32349.68 | 36481.41 | 40724.07 | 35221.26 | 30808.94 | 22006.79
CSP | 0 | 0 | 0 | 0 | 0 | 0
CT | 158.85 | 163.55 | 181.04 | 182.98 | 0 | 0
Coal | 14788.57 | 12551.68 | 5309.45 | 1472.59 | 1205.94 | 1243.57
Geo | 273.05 | 1178.44 | 3039.56 | 3025.3 | 3000.42 | 2436.31
H | 875.65 | 875.65 | 875.65 | 875.65 | 875.65 | 875.65
LFG | 75.05 | 395.94 | 669.18 | 668.95 | 661.79 | 454.58
Nuc | 3078.63 | 3429.35 | 3541.96 | 19033.84 | 23596.66 | 30535.54
PS | 112.39 | 112.39 | 112.39 | 112.39 | 112.39 | 112.39
PV | 50.3 | 50.3 | 50.3 | 50.3 | 5.51 | 5.51
PeakG | 342.87 | 489.55 | 460.53 | 354.77 | 297.46 | 241.49
PeakO | 13.36 | 17 | 0 | 0 | 0 | 0
ST | 355.26 | 637.57 | 711.79 | 653.3 | 411.85 | 175.92
STOG | 1022.47 | 597.97 | 0 | 0 | 0 | 0
STWD | 387.17 | 504.78 | 925.51 | 1066.43 | 1066.43 | 1066.43
WT | 1533.96 | 6240.43 | 9571.36 | 13594.66 | 12918.03 | 8816.59
IGCC | 0 | 0 | 0 | 0 | 0 | 0
DemandResponse | 0 | 3.41 | 79.13 | 66.55 | 73.02 | 78.49
IGCC-CCS | 0 | 0 | 0 | 0 | 0 | 0
WT_off | 0 | 0 | 0 | 0 | 0 | 0
PseudoUnit | 0 | 0 | 0 | 0 | 0 | 0
FixedInterchange | 0 | 0 | 0 | 0 | 0 | 0
#15 A | RPS Generation Compliance Payments ($)
RPS Program | 2015 | 2020 | 2025 | 2030 | 2035 | 2040
NEISO | 0 | 0 | 0 | 0 | 0 | 0
CA | 1498.87 | 0 | 0 | 0 | 0 | 0
NWPP | 0 | 0 | 0 | 0 | 0 | 0
PJM | 0 | 153.22 | 0 | 0 | 0 | 0
US_EI | 0 | 0 | 0 | 0 | 0 | 0
US_WECC | 0 | 0 | 0 | 0 | 0 | 0
US_ERCOT | 0 | 0 | 0 | 0 | 0 | 0
PJM_Solar | 357.15 | 0 | 0 | 0 | 0 | 0
MA_Solar | 148.48 | 8.42 | 0 | 0 | 0 | 0
NH_Solar | 10.01 | 0.54 | 0 | 0 | 0 | 0
MRETS_Solar | 0 | 0 | 0 | 0 | 0 | 0
AZNMSNV | 208.15 | 0 | 0 | 0 | 0 | 0
AZNMSNV_Solar | 48.02 | 0 | 0 | 0 | 0 | 0
MRETS | 0 | 0 | 0 | 0 | 0 | 0
MI | 22.99 | 0 | 0 | 0 | 0 | 0
Ohio | 0 | 0 | 0 | 0 | 0 | 0
Ohio_Solar | 54.6 | 0 | 0 | 0 | 0 | 0
MOKSOKNE | 125.09 | 0 | 0 | 0 | 0 | 0
MO_Solar | 28.06 | 0 | 0 | 0 | 0 | 0
NC | 703.4 | 0 | 0 | 0 | 0 | 0
NC_Solar | 24.37 | 0.56 | 0 | 0 | 0 | 0
CO | 18.63 | 0 | 0 | 0 | 0 | 0
CO_Solar | 182.4 | 0 | 0 | 0 | 0 | 0
NY | 7.03 | 0 | 0 | 0 | 0 | 0
TX | 0 | 0 | 0 | 0 | 0 | 0
#15 B | RPS Capacity Compliance Payments ($)
RPS Program | 2015 | 2020 | 2025 | 2030 | 2035 | 2040
NEISO | 0 | 0 | 0 | 0 | 0 | 0
CA | 0 | 0 | 0 | 0 | 0 | 0
NWPP | 0 | 0 | 0 | 0 | 0 | 0
PJM | 0 | 0 | 0 | 0 | 0 | 0
US_EI | 0 | 0 | 0 | 0 | 0 | 0
US_WECC | 0 | 0 | 0 | 0 | 0 | 0
US_ERCOT | 0 | 0 | 0 | 0 | 0 | 0
PJM_Solar | 0 | 0 | 0 | 0 | 0 | 0
MA_Solar | 0 | 0 | 0 | 0 | 0 | 0
NH_Solar | 0 | 0 | 0 | 0 | 0 | 0
MRETS_Solar | 0 | 0 | 0 | 0 | 0 | 0
AZNMSNV | 0 | 0 | 0 | 0 | 0 | 0
AZNMSNV_Solar | 0 | 0 | 0 | 0 | 0 | 0
MRETS | 0 | 0 | 0 | 0 | 0 | 0
MI | 0 | 0 | 0 | 0 | 0 | 0
Ohio | 0 | 0 | 0 | 0 | 0 | 0
Ohio_Solar | 0 | 0 | 0 | 0 | 0 | 0
MOKSOKNE | 0 | 0 | 0 | 0 | 0 | 0
MO_Solar | 0 | 0 | 0 | 0 | 0 | 0
NC | 0 | 0 | 0 | 0 | 0 | 0
NC_Solar | 0 | 0 | 0 | 0 | 0 | 0
CO | 0 | 0 | 0 | 0 | 0 | 0
CO_Solar | 0 | 0 | 0 | 0 | 0 | 0
NY | 0 | 0 | 0 | 0 | 0 | 0
TX | 0 | 0 | 0 | 0 | 0 | 0
#16a | Transmission Costs ($million) [excludes shadow cost]
Transmission Costs: Entergy
Cost | 2015 | 2020 | 2025 | 2030 | 2035 | 2040
a. Wheel Share | 3.4 | 71.66 | 312.08 | 618.63 | 770.92 | 903.84
b. Friction Share | 5.65 | 56.85 | 97.72 | 106.89 | 97.35 | 110.84
Transmission Costs: FRCC
Cost | 2015 | 2020 | 2025 | 2030 | 2035 | 2040
a. Wheel Share | 1.97 | 4.42 | 4.32 | 1.44 | 4.08 | 2.15
b. Friction Share | 1.97 | 4.42 | 4.32 | 1.68 | 4.54 | 2.29
Transmission Costs: MAPP_US
Cost | 2015 | 2020 | 2025 | 2030 | 2035 | 2040
a. Wheel Share | 3.56 | 29.92 | 35.35 | 37.81 | 47.44 | 62.24
b. Friction Share | 2.6 | 21.3 | 25.96 | 27.8 | 36.81 | 48.78
Transmission Costs: MISO_IN
Cost | 2015 | 2020 | 2025 | 2030 | 2035 | 2040
a. Wheel Share | 2.34 | 7.45 | 33.17 | 26.56 | 36.98 | 31.22
b. Friction Share | 2.5 | 9.42 | 15.74 | 19.28 | 16.19 | 10.24
Transmission Costs: MISO_MI
Cost | 2015 | 2020 | 2025 | 2030 | 2035 | 2040
a. Wheel Share | 14.92 | 49.46 | 48.5 | 73.92 | 27.57 | 38.34
b. Friction Share | 37.25 | 61.05 | 45.27 | 53.56 | 49.19 | 52.01
Transmission Costs: MISO_MO-IL
Cost | 2015 | 2020 | 2025 | 2030 | 2035 | 2040
a. Wheel Share | 0.59 | 14.63 | 39.73 | 79.39 | 332.73 | 441.86
b. Friction Share | 1.88 | 21.93 | 32.99 | 71.47 | 92.16 | 97.78
Transmission Costs: MISO_W
Cost | 2015 | 2020 | 2025 | 2030 | 2035 | 2040
a. Wheel Share | 5.66 | 51.79 | 383.97 | 1126.81 | 959.94 | 922.63
b. Friction Share | 6.94 | 50.05 | 114.72 | 175 | 108.54 | 99.19
Transmission Costs: MISO_WUMS
Cost | 2015 | 2020 | 2025 | 2030 | 2035 | 2040
a. Wheel Share | 0.07 | 0 | 3.87 | 1.42 | 56.26 | 167.87
b. Friction Share | 4.17 | 4 | 8.82 | 7.83 | 6.93 | 11.09
Transmission Costs: Nebraska
Cost | 2015 | 2020 | 2025 | 2030 | 2035 | 2040
a. Wheel Share | 2.69 | 28.9 | 48.43 | 61.87 | 25.41 | 31.24
b. Friction Share | 2.19 | 24.66 | 32.86 | 39.58 | 29.02 | 34.87
Transmission Costs: NEISO
Cost | 2015 | 2020 | 2025 | 2030 | 2035 | 2040
a. Wheel Share | 0.94 | 3.31 | 4.41 | 7.95 | 1.45 | 11.09
b. Friction Share | 4.05 | 6.79 | 13.22 | 19.56 | 10.64 | 16.19
Transmission Costs: NonRTO_Midwest
Cost | 2015 | 2020 | 2025 | 2030 | 2035 | 2040
a. Wheel Share | 1.94 | 7.07 | 24.71 | 23.64 | 11.71 | 4.11
b. Friction Share | 1.17 | 4.25 | 14.82 | 14.18 | 7.02 | 2.61
Transmission Costs: NYISO_A-F
Cost | 2015 | 2020 | 2025 | 2030 | 2035 | 2040
a. Wheel Share | 24.81 | 26.24 | 26.82 | 37.71 | 27.13 | 27.08
b. Friction Share | 40.76 | 39.72 | 43.92 | 45.82 | 47.79 | 46.57
Transmission Costs: NYISO_G-I
Cost | 2015 | 2020 | 2025 | 2030 | 2035 | 2040
a. Wheel Share | 6.03 | 15.12 | 15.13 | 9.29 | 2.96 | 4.64
b. Friction Share | 2.65 | 5.89 | 8.52 | 8.65 | 5.92 | 8.77
Transmission Costs: NYISO_J-K
Cost | 2015 | 2020 | 2025 | 2030 | 2035 | 2040
a. Wheel Share | 1.31 | 3.36 | 5.58 | 8.45 | 1.3 | 12.69
b. Friction Share | 2.58 | 4.26 | 8.86 | 11.69 | 4.2 | 9.01
Transmission Costs: PJM_E
Cost | 2015 | 2020 | 2025 | 2030 | 2035 | 2040
a. Wheel Share | 1.73 | 8.86 | 14.7 | 3.73 | 3 | 5.41
b. Friction Share | 1.48 | 4.06 | 6.23 | 2.84 | 1.88 | 3.53
Transmission Costs: PJM_ROM
Cost | 2015 | 2020 | 2025 | 2030 | 2035 | 2040
a. Wheel Share | 5.67 | 3.65 | 9.94 | 13.98 | 11.73 | 12.27
b. Friction Share | 0.98 | 2.54 | 3.83 | 5.45 | 7.02 | 7.13
Transmission Costs: PJM_ROR
Cost | 2015 | 2020 | 2025 | 2030 | 2035 | 2040
a. Wheel Share | 34.17 | 42.4 | 379.41 | 1048.09 | 882.06 | 566.12
b. Friction Share | 38.99 | 57.27 | 130.03 | 165.72 | 117.27 | 91.23
Transmission Costs: SOCO
Cost | 2015 | 2020 | 2025 | 2030 | 2035 | 2040
a. Wheel Share | 7.93 | 20.53 | 26.99 | 14.19 | 12.12 | 6.99
b. Friction Share | 11.45 | 25.68 | 36.76 | 24.1 | 18.6 | 9.84
Transmission Costs: SPP_N
Cost | 2015 | 2020 | 2025 | 2030 | 2035 | 2040
a. Wheel Share | 2.35 | 72.88 | 319.92 | 135.26 | 748.35 | 741.31
b. Friction Share | 1.65 | 59.28 | 94.98 | 80.49 | 113.34 | 107.44
Transmission Costs: SPP_S
Cost | 2015 | 2020 | 2025 | 2030 | 2035 | 2040
a. Wheel Share | 0.94 | 14.85 | 21.07 | 567.02 | 287.23 | 341.78
b. Friction Share | 1.06 | 17.62 | 19.64 | 70.98 | 38.67 | 40.74
Transmission Costs: TVA
Cost | 2015 | 2020 | 2025 | 2030 | 2035 | 2040
a. Wheel Share | 1.81 | 2.82 | 1.3 | 0 | 0 | 0
b. Friction Share | 1.8 | 2.4 | 1.7 | 0.13 | 0.14 | 0.13
Transmission Costs: TVA_Transmission
Cost | 2015 | 2020 | 2025 | 2030 | 2035 | 2040
a. Wheel Share | 4.01 | 19.86 | 27.65 | 52.46 | 57.49 | 61.15
b. Friction Share | 4.03 | 20.02 | 25.63 | 32.25 | 35.13 | 37.81
Transmission Costs: VACAR
Cost | 2015 | 2020 | 2025 | 2030 | 2035 | 2040
a. Wheel Share | 26.5 | 33.53 | 49.29 | 40.61 | 25.69 | 6.15
b. Friction Share | 27.19 | 28.14 | 45.13 | 43.22 | 28.98 | 6.17
Transmission Costs: IESO
Cost | 2015 | 2020 | 2025 | 2030 | 2035 | 2040
a. Wheel Share | 38.51 | 69.18 | 62.3 | 93.63 | 43.25 | 51.16
b. Friction Share | 83.78 | 100.82 | 89.45 | 92.88 | 82.18 | 82.02
Transmission Costs: MAPP_CA
Cost | 2015 | 2020 | 2025 | 2030 | 2035 | 2040
a. Wheel Share | 3.14 | 6.63 | 5.9 | 7.91 | 9.59 | 10.32
b. Friction Share | 5.09 | 8.16 | 6.51 | 7.59 | 3.98 | 5.94
Transmission Costs: AZ_NM_SNV_Coal
Cost | 2015 | 2020 | 2025 | 2030 | 2035 | 2040
a. Wheel Share | 21.13 | 19.15 | 16.13 | 2.72 | 5.16 | 8.77
b. Friction Share | 35.69 | 32.56 | 27.74 | 5.34 | 9.42 | 15.45
Transmission Costs: AZ_NM_SNV_Gas
Cost | 2015 | 2020 | 2025 | 2030 | 2035 | 2040
a. Wheel Share | 4.73 | 2.8 | 7.15 | 1.48 | 3.26 | 1.91
b. Friction Share | 8.17 | 4.92 | 12.33 | 2.65 | 5.51 | 3.25
Transmission Costs: AZ_NM_SNV_NucRenew
Cost | 2015 | 2020 | 2025 | 2030 | 2035 | 2040
a. Wheel Share | 15.49 | 14.52 | 17.73 | 14.06 | 31.86 | 27.9
b. Friction Share | 26.01 | 24.57 | 30 | 24.05 | 53.83 | 47.26
Transmission Costs: ERCOT
Cost | 2015 | 2020 | 2025 | 2030 | 2035 | 2040
a. Wheel Share | 0.03 | 4.33 | 5.93 | 6.45 | 5.9 | 6.17
b. Friction Share | 0.05 | 6.5 | 8.96 | 9.67 | 8.85 | 9.29
Transmission Costs: NP15
Cost | 2015 | 2020 | 2025 | 2030 | 2035 | 2040
a. Wheel Share | 2.05 | 1.14 | 1.21 | 1.58 | 1.21 | 1.36
b. Friction Share | 3.5 | 2 | 2.11 | 2.71 | 2.11 | 2.37
Transmission Costs: NWPP_Coal
Cost | 2015 | 2020 | 2025 | 2030 | 2035 | 2040
a. Wheel Share | 28.11 | 26.24 | 27.49 | 11.84 | 13.12 | 17.44
b. Friction Share | 48.12 | 45.05 | 47.19 | 21.16 | 23.29 | 30.48
Transmission Costs: NWPP_Gas
Cost | 2015 | 2020 | 2025 | 2030 | 2035 | 2040
a. Wheel Share | 0 | 0 | 0 | 0 | 0 | 0
b. Friction Share | 0.3 | 0.36 | 0.36 | 0.09 | 0.07 | 0.05
Transmission Costs: NWPP_NucRenew
Cost | 2015 | 2020 | 2025 | 2030 | 2035 | 2040
a. Wheel Share | 0 | 0 | 0 | 0 | 0 | 0
b. Friction Share | 0.96 | 0.97 | 1.02 | 1.35 | 1.35 | 1.37
Transmission Costs: RMPA
Cost | 2015 | 2020 | 2025 | 2030 | 2035 | 2040
a. Wheel Share | 2.19 | 9.19 | 11.8 | 12.42 | 12.34 | 10.53
b. Friction Share | 2.48 | 11.16 | 14.32 | 15.44 | 15.41 | 12.51
Transmission Costs: SP15
Cost | 2015 | 2020 | 2025 | 2030 | 2035 | 2040
a. Wheel Share | 64.54 | 58.07 | 30.97 | 20.93 | 39.87 | 36.31
b. Friction Share | 107.64 | 96.88 | 51.7 | 34.96 | 66.55 | 60.62
Transmission Costs: ALB
Cost | 2015 | 2020 | 2025 | 2030 | 2035 | 2040
a. Wheel Share | 2.66 | 2.03 | 2 | 2.88 | 2.35 | 3.06
b. Friction Share | 4.44 | 3.38 | 3.33 | 4.81 | 3.91 | 5.1
Transmission Costs: BC
Cost | 2015 | 2020 | 2025 | 2030 | 2035 | 2040
a. Wheel Share | 3.48 | 2.13 | 3.7 | 3.09 | 3.47 | 4.31
b. Friction Share | 5.8 | 3.56 | 6.16 | 5.16 | 5.78 | 7.18
Transmission Costs: HQ_IESO
Cost | 2015 | 2020 | 2025 | 2030 | 2035 | 2040
a. Wheel Share | 0 | 0 | 0 | 0 | 0 | 0
b. Friction Share | 0.01 | 0.01 | 0.01 | 0.01 | 0.01 | 0.08
Transmission Costs: HQ_NEISO
Cost | 2015 | 2020 | 2025 | 2030 | 2035 | 2040
a. Wheel Share | 0 | 0 | 0 | 0 | 0 | 0
b. Friction Share | 0.11 | 0.11 | 0.11 | 0.11 | 0.11 | 0.14
Transmission Costs: HQ_NY
Cost | 2015 | 2020 | 2025 | 2030 | 2035 | 2040
a. Wheel Share | 0 | 0 | 0 | 0 | 0 | 0
b. Friction Share | 0.03 | 0.03 | 0.03 | 0.03 | 0.06 | 0.11
Transmission Costs: MARITIMES
Cost | 2015 | 2020 | 2025 | 2030 | 2035 | 2040
a. Wheel Share | 0 | 0 | 0 | 0 | 0 | 0
b. Friction Share | 0.05 | 0.05 | 0.05 | 0.05 | 0.05 | 0.07
Transmission Costs: All
Cost | 2015 | 2020 | 2025 | 2030 | 2035 | 2040
a. Wheel Share | 341.43 | 748.11 | 2028.64 | 4169.21 | 4504.88 | 4581.42
b. Friction Share | 537.24 | 872.7 | 1133.08 | 1256.22 | 1159.85 | 1137.55
Transmission Costs: EI_US
Cost | 2015 | 2020 | 2025 | 2030 | 2035 | 2040
a. Wheel Share | 155.35 | 532.7 | 1836.35 | 3990.23 | 4333.52 | 4402.2
b. Friction Share | 205.19 | 531.8 | 831.9 | 1028.36 | 877.59 | 854.56
Transmission Costs: EI_Canada
Cost | 2015 | 2020 | 2025 | 2030 | 2035 | 2040
a. Wheel Share | 41.66 | 75.81 | 68.19 | 101.54 | 52.84 | 61.48
b. Friction Share | 88.88 | 109 | 95.97 | 100.48 | 86.18 | 88.03
Transmission Costs: EI
Cost | 2015 | 2020 | 2025 | 2030 | 2035 | 2040
a. Wheel Share | 197.01 | 608.51 | 1904.54 | 4091.77 | 4386.36 | 4463.68
b. Friction Share | 294.07 | 640.8 | 927.87 | 1128.84 | 963.77 | 942.6
Transmission Costs: Outside_EI
Cost | 2015 | 2020 | 2025 | 2030 | 2035 | 2040
a. Wheel Share | 144.42 | 139.61 | 124.1 | 77.44 | 118.51 | 117.74
b. Friction Share | 243.16 | 231.9 | 205.21 | 127.38 | 196.08 | 194.95

## Capacity
#1 | New Build Capacity (MW)
New Build Capacity by Reporting Type: Entergy
ReportingType | 2015 | 2020 | 2025 | 2030 | 2035 | 2040
BM | 0 | 0 | 0 | 0 | 0 | 0
CC | 957.24 | 3548.23 | 0 | 0 | 0 | 0
CSP | 0 | 0 | 0 | 0 | 0 | 0
CT | 0 | 0 | 0 | 0 | 0 | 0
Coal | 720 | 0 | 0 | 0 | 0 | 0
Geo | 0 | 0 | 0 | 0 | 0 | 0
H | 0 | 0 | 0 | 0 | 0 | 0
LFG | 0 | 0 | 107.4 | 0 | 0 | 0
Nuc | 170 | 0 | 0 | 0 | 0 | 0
PS | 0 | 0 | 0 | 0 | 0 | 0
PV | 0.29 | 58.08 | 26.57 | 0 | 0 | 0
PeakG | 0 | 0 | 0 | 0 | 0 | 0
PeakO | 0 | 0 | 0 | 0 | 0 | 0
ST | 0 | 0 | 0 | 0 | 0 | 0
STOG | 0 | 0 | 0 | 0 | 0 | 0
STWD | 0 | 0 | 0 | 0 | 0 | 0
WT | 0 | 0 | 0 | 100 | 0 | 0
IGCC | 0 | 0 | 0 | 0 | 0 | 0
DemandResponse | 0 | 0 | 0 | 0 | 0 | 0
IGCC-CCS | 0 | 0 | 0 | 0 | 0 | 0
WT_off | 0 | 0 | 0 | 0 | 0 | 0
PseudoUnit | 0 | 0 | 0 | 0 | 0 | 0
FixedInterchange | 0 | 0 | 0 | 0 | 0 | 0
New Build Capacity by Reporting Type: FRCC
ReportingType | 2015 | 2020 | 2025 | 2030 | 2035 | 2040
BM | 0 | 0 | 0 | 0 | 0 | 0
CC | 10598.77 | 0 | 0 | 0 | 0 | 0
CSP | 0 | 0 | 0 | 0 | 0 | 0
CT | 2480 | 0 | 0 | 0 | 0 | 0
Coal | 0 | 0 | 0 | 0 | 0 | 0
Geo | 0 | 0 | 0 | 0 | 0 | 0
H | 0 | 0 | 0 | 0 | 0 | 0
LFG | 0 | 0 | 198 | 0 | 0 | 0
Nuc | 229.33 | 0 | 1297.72 | 15984.44 | 2608.38 | 4300.92
PS | 0 | 0 | 0 | 0 | 0 | 0
PV | 0 | 0 | 0 | 0 | 0 | 0
PeakG | 0 | 0 | 0 | 0 | 0 | 0
PeakO | 0 | 0 | 0 | 0 | 0 | 0
ST | 0 | 0 | 0 | 0 | 0 | 0
STOG | 0 | 0 | 0 | 0 | 0 | 0
STWD | 0 | 0 | 0 | 0 | 0 | 0
WT | 0 | 0 | 0 | 0 | 0 | 0
IGCC | 0 | 0 | 0 | 0 | 0 | 0
DemandResponse | 0 | 0 | 0 | 0 | 0 | 0
IGCC-CCS | 0 | 0 | 0 | 0 | 0 | 0
WT_off | 0 | 0 | 0 | 0 | 0 | 0
PseudoUnit | 0 | 0 | 0 | 0 | 0 | 0
FixedInterchange | 0 | 0 | 0 | 0 | 0 | 0
New Build Capacity by Reporting Type: MAPP_US
ReportingType | 2015 | 2020 | 2025 | 2030 | 2035 | 2040
BM | 0 | 0 | 0 | 0 | 0 | 0
CC | 0 | 0 | 0 | 0 | 0 | 0
CSP | 0 | 0 | 0 | 0 | 0 | 0
CT | 308.3 | 0 | 0 | 0 | 0 | 0
Coal | 0 | 0 | 0 | 0 | 0 | 0
Geo | 0 | 0 | 0 | 0 | 0 | 0
H | 0 | 0 | 0 | 0 | 0 | 0
LFG | 0 | 0 | 0 | 71.67 | 0 | 0
Nuc | 0 | 0 | 0 | 0 | 0 | 0
PS | 0 | 0 | 0 | 0 | 0 | 0
PV | 0 | 0 | 0 | 0 | 0 | 0
PeakG | 0 | 0 | 0 | 0 | 0 | 0
PeakO | 0 | 0 | 0 | 0 | 0 | 0
ST | 0 | 0 | 0 | 0 | 0 | 0
STOG | 0 | 0 | 0 | 0 | 0 | 0
STWD | 0 | 0 | 0 | 0 | 0 | 0
WT | 421.3 | 7269.56 | 905.77 | 0 | 0 | 0
IGCC | 0 | 0 | 0 | 0 | 0 | 0
DemandResponse | 0 | 0 | 0 | 0 | 0 | 0
IGCC-CCS | 0 | 0 | 0 | 0 | 0 | 0
WT_off | 0 | 0 | 0 | 0 | 0 | 0
PseudoUnit | 0 | 0 | 0 | 0 | 0 | 0
FixedInterchange | 0 | 0 | 0 | 0 | 0 | 0
New Build Capacity by Reporting Type: MISO_IN
ReportingType | 2015 | 2020 | 2025 | 2030 | 2035 | 2040
BM | 0 | 0 | 0 | 0 | 0 | 0
CC | 2097.98 | 5450.36 | 0 | 0 | 0 | 0
CSP | 0 | 0 | 0 | 0 | 0 | 0
CT | 0 | 0 | 0 | 0 | 0 | 0
Coal | 0 | 0 | 0 | 0 | 0 | 0
Geo | 0 | 0 | 0 | 0 | 0 | 0
H | 0 | 0 | 0 | 0 | 0 | 0
LFG | 0 | 0 | 80.12 | 0 | 0 | 0
Nuc | 0 | 0 | 0 | 0 | 0 | 0
PS | 0 | 0 | 0 | 0 | 0 | 0
PV | 0 | 217.17 | 118.57 | 0 | 0 | 0
PeakG | 0 | 0 | 0 | 0 | 0 | 0
PeakO | 0 | 0 | 0 | 0 | 0 | 0
ST | 0 | 0 | 0 | 0 | 0 | 0
STOG | 0 | 0 | 0 | 0 | 0 | 0
STWD | 0 | 0 | 0 | 0 | 0 | 0
WT | 0 | 148.19 | 1716.4 | 18922.25 | 0 | 0
IGCC | 618 | 0 | 0 | 0 | 0 | 0
DemandResponse | 0 | 0 | 0 | 0 | 0 | 0
IGCC-CCS | 0 | 0 | 0 | 0 | 0 | 0
WT_off | 0 | 0 | 0 | 0 | 0 | 0
PseudoUnit | 0 | 0 | 0 | 0 | 0 | 0
FixedInterchange | 0 | 0 | 0 | 0 | 0 | 0
New Build Capacity by Reporting Type: MISO_MI
ReportingType | 2015 | 2020 | 2025 | 2030 | 2035 | 2040
BM | 0 | 0 | 0 | 0 | 0 | 0
CC | 2357.24 | 2814.99 | 0 | 0 | 0 | 0
CSP | 0 | 0 | 0 | 0 | 0 | 0
CT | 0 | 0 | 0 | 0 | 0 | 0
Coal | 0 | 0 | 0 | 0 | 0 | 0
Geo | 0 | 0 | 0 | 0 | 0 | 0
H | 0 | 0 | 0 | 0 | 0 | 0
LFG | 0 | 0 | 160.25 | 0 | 0 | 0
Nuc | 0 | 0 | 0 | 0 | 0 | 0
PS | 0 | 0 | 0 | 0 | 0 | 0
PV | 0 | 0 | 0 | 0 | 0 | 0
PeakG | 0 | 0 | 0 | 0 | 0 | 0
PeakO | 0 | 0 | 0 | 0 | 0 | 0
ST | 0 | 0 | 0 | 0 | 0 | 0
STOG | 0 | 0 | 0 | 0 | 0 | 0
STWD | 0 | 0 | 0 | 0 | 0 | 0
WT | 2000 | 223.37 | 1092.99 | 5710.79 | 0 | 0
IGCC | 0 | 0 | 0 | 0 | 0 | 0
DemandResponse | 0 | 0 | 0 | 0 | 0 | 0
IGCC-CCS | 0 | 0 | 0 | 0 | 0 | 0
WT_off | 0 | 0 | 0 | 0 | 0 | 0
PseudoUnit | 0 | 0 | 0 | 0 | 0 | 0
FixedInterchange | 0 | 0 | 0 | 0 | 0 | 0
New Build Capacity by Reporting Type: MISO_MO-IL
ReportingType | 2015 | 2020 | 2025 | 2030 | 2035 | 2040
BM | 0 | 0 | 0 | 0 | 0 | 0
CC | 1562.21 | 2969.07 | 0 | 0 | 0 | 0
CSP | 0 | 0 | 0 | 0 | 0 | 0
CT | 0 | 0 | 0 | 0 | 0 | 0
Coal | 1790 | 0 | 0 | 0 | 0 | 0
Geo | 0 | 0 | 0 | 0 | 0 | 0
H | 0 | 0 | 280 | 0 | 0 | 0
LFG | 0 | 0 | 223.33 | 0 | 0 | 0
Nuc | 0 | 0 | 0 | 0 | 0 | 0
PS | 0 | 0 | 0 | 0 | 0 | 0
PV | 0 | 0 | 0 | 0 | 0 | 0
PeakG | 0 | 0 | 0 | 0 | 0 | 0
PeakO | 0 | 0 | 0 | 0 | 0 | 0
ST | 0 | 0 | 0 | 0 | 0 | 0
STOG | 0 | 0 | 0 | 0 | 0 | 0
STWD | 0 | 0 | 0 | 0 | 0 | 0
WT | 300 | 174 | 5426 | 12436.39 | 0 | 0
IGCC | 0 | 0 | 0 | 0 | 0 | 0
DemandResponse | 0 | 0 | 0 | 0 | 0 | 0
IGCC-CCS | 0 | 0 | 0 | 0 | 0 | 0
WT_off | 0 | 0 | 0 | 0 | 0 | 0
PseudoUnit | 0 | 0 | 0 | 0 | 0 | 0
FixedInterchange | 0 | 0 | 0 | 0 | 0 | 0
New Build Capacity by Reporting Type: MISO_W
ReportingType | 2015 | 2020 | 2025 | 2030 | 2035 | 2040
BM | 0 | 0 | 0 | 0 | 0 | 0
CC | 1385.21 | 2126.26 | 0 | 0 | 0 | 0
CSP | 0 | 0 | 0 | 0 | 0 | 0
CT | 0 | 0 | 0 | 0 | 0 | 0
Coal | 0 | 0 | 0 | 0 | 0 | 0
Geo | 0 | 0 | 0 | 0 | 0 | 0
H | 0 | 0 | 0 | 0 | 0 | 0
LFG | 0 | 0 | 0 | 71.67 | 0 | 0
Nuc | 94.33 | 0 | 0 | 0 | 0 | 0
PS | 0 | 0 | 0 | 0 | 0 | 0
PV | 0 | 0 | 0 | 0 | 0 | 0
PeakG | 0 | 0 | 0 | 0 | 0 | 0
PeakO | 0 | 0 | 0 | 0 | 0 | 0
ST | 0 | 0 | 0 | 0 | 0 | 0
STOG | 0 | 0 | 0 | 0 | 0 | 0
STWD | 0 | 0 | 0 | 0 | 0 | 0
WT | 2800.5 | 0 | 45339.25 | 6888.41 | 0 | 0
IGCC | 0 | 0 | 0 | 0 | 0 | 0
DemandResponse | 0 | 0 | 0 | 0 | 0 | 0
IGCC-CCS | 0 | 0 | 0 | 0 | 0 | 0
WT_off | 0 | 0 | 0 | 0 | 0 | 0
PseudoUnit | 0 | 0 | 0 | 0 | 0 | 0
FixedInterchange | 0 | 0 | 0 | 0 | 0 | 0
New Build Capacity by Reporting Type: MISO_WUMS
ReportingType | 2015 | 2020 | 2025 | 2030 | 2035 | 2040
BM | 0 | 0 | 0 | 0 | 0 | 0
CC | 3877.24 | 0 | 0 | 0 | 0 | 0
CSP | 0 | 0 | 0 | 0 | 0 | 0
CT | 0 | 0 | 0 | 0 | 0 | 0
Coal | 615 | 0 | 0 | 0 | 0 | 0
Geo | 0 | 0 | 0 | 0 | 0 | 0
H | 0 | 1 | 0 | 0 | 0 | 0
LFG | 0 | 0 | 191.17 | 32.16 | 0 | 0
Nuc | 235 | 0 | 0 | 0 | 0 | 0
PS | 0 | 0 | 0 | 0 | 0 | 0
PV | 0 | 0 | 0 | 0 | 0 | 0
PeakG | 0 | 0 | 0 | 0 | 0 | 0
PeakO | 0 | 0 | 0 | 0 | 0 | 0
ST | 0 | 0 | 0 | 0 | 0 | 0
STOG | 0 | 0 | 0 | 0 | 0 | 0
STWD | 0 | 0 | 0 | 0 | 0 | 0
WT | 968.9 | 24.66 | 565.59 | 1492.2 | 0 | 0
IGCC | 0 | 0 | 0 | 0 | 0 | 0
DemandResponse | 0 | 0 | 0 | 0 | 0 | 0
IGCC-CCS | 0 | 0 | 0 | 0 | 0 | 0
WT_off | 0 | 0 | 0 | 0 | 0 | 0
PseudoUnit | 0 | 0 | 0 | 0 | 0 | 0
FixedInterchange | 0 | 0 | 0 | 0 | 0 | 0
New Build Capacity by Reporting Type: Nebraska
ReportingType | 2015 | 2020 | 2025 | 2030 | 2035 | 2040
BM | 0 | 0 | 0 | 0 | 0 | 0
CC | 0 | 0 | 0 | 0 | 0 | 0
CSP | 0 | 0 | 0 | 0 | 0 | 0
CT | 0 | 0 | 0 | 0 | 0 | 0
Coal | 232.1 | 0 | 0 | 0 | 0 | 0
Geo | 0 | 0 | 0 | 0 | 0 | 0
H | 0 | 0 | 0 | 0 | 0 | 0
LFG | 0 | 0 | 0 | 71.67 | 0 | 0
Nuc | 0 | 0 | 0 | 0 | 0 | 0
PS | 0 | 0 | 0 | 0 | 0 | 0
PV | 0 | 0 | 0 | 0 | 0 | 0
PeakG | 0 | 0 | 0 | 0 | 0 | 0
PeakO | 0 | 0 | 0 | 0 | 0 | 0
ST | 0 | 0 | 0 | 0 | 0 | 0
STOG | 0 | 0 | 0 | 0 | 0 | 0
STWD | 0 | 0 | 0 | 0 | 0 | 0
WT | 202 | 13181.73 | 0 | 0 | 0 | 0
IGCC | 0 | 0 | 0 | 0 | 0 | 0
DemandResponse | 0 | 0 | 0 | 0 | 0 | 0
IGCC-CCS | 0 | 0 | 0 | 0 | 0 | 0
WT_off | 0 | 0 | 0 | 0 | 0 | 0
PseudoUnit | 0 | 0 | 0 | 0 | 0 | 0
FixedInterchange | 0 | 0 | 0 | 0 | 0 | 0
New Build Capacity by Reporting Type: NEISO
ReportingType | 2015 | 2020 | 2025 | 2030 | 2035 | 2040
BM | 252.2 | 0 | 0 | 0 | 0 | 0
CC | 2049.5 | 0 | 0 | 0 | 0 | 0
CSP | 0 | 0 | 0 | 0 | 0 | 0
CT | 334 | 0 | 0 | 0 | 0 | 0
Coal | 0 | 0 | 0 | 0 | 0 | 0
Geo | 0 | 0 | 0 | 0 | 0 | 0
H | 0 | 0 | 0 | 3 | 0 | 0
LFG | 49.26 | 0 | 0 | 69.74 | 0 | 0
Nuc | 0 | 0 | 0 | 0 | 0 | 0
PS | 0 | 0 | 0 | 0 | 0 | 0
PV | 0 | 263.62 | 0 | 0 | 0 | 0
PeakG | 0 | 0 | 0 | 0 | 0 | 0
PeakO | 0 | 0 | 0 | 0 | 0 | 0
ST | 0 | 0 | 0 | 0 | 0 | 0
STOG | 0 | 0 | 0 | 0 | 0 | 0
STWD | 0 | 0 | 0 | 0 | 0 | 0
WT | 231.2 | 1742.84 | 1167.97 | 2138 | 0 | 0
IGCC | 0 | 0 | 0 | 0 | 0 | 0
DemandResponse | 0 | 0 | 0 | 0 | 0 | 0
IGCC-CCS | 0 | 0 | 0 | 0 | 0 | 0
WT_off | 468 | 0 | 0 | 0 | 0 | 0
PseudoUnit | 0 | 0 | 0 | 0 | 0 | 0
FixedInterchange | 0 | 0 | 0 | 0 | 0 | 0
New Build Capacity by Reporting Type: NonRTO_Midwest
ReportingType | 2015 | 2020 | 2025 | 2030 | 2035 | 2040
BM | 0 | 0 | 0 | 0 | 0 | 0
CC | 1161.12 | 4412.23 | 0 | 0 | 0 | 0
CSP | 0 | 0 | 0 | 0 | 0 | 0
CT | 0 | 0 | 0 | 0 | 0 | 0
Coal | 0 | 0 | 0 | 0 | 0 | 0
Geo | 0 | 0 | 0 | 0 | 0 | 0
H | 0 | 0 | 746 | 0 | 0 | 0
LFG | 0 | 0 | 160.25 | 0 | 0 | 0
Nuc | 0 | 0 | 0 | 0 | 610.56 | 516.55
PS | 0 | 0 | 0 | 0 | 0 | 0
PV | 0 | 0 | 0 | 0 | 0 | 0
PeakG | 0 | 0 | 0 | 0 | 0 | 0
PeakO | 0 | 0 | 0 | 0 | 0 | 0
ST | 0 | 0 | 0 | 0 | 0 | 0
STOG | 0 | 0 | 0 | 0 | 0 | 0
STWD | 0 | 0 | 0 | 0 | 0 | 0
WT | 0 | 0 | 0 | 0 | 0 | 0
IGCC | 0 | 0 | 0 | 0 | 0 | 0
DemandResponse | 0 | 0 | 0 | 0 | 0 | 0
IGCC-CCS | 0 | 0 | 0 | 0 | 0 | 0
WT_off | 0 | 0 | 0 | 0 | 0 | 0
PseudoUnit | 0 | 0 | 0 | 0 | 0 | 0
FixedInterchange | 0 | 0 | 0 | 0 | 0 | 0
New Build Capacity by Reporting Type: NYISO_A-F
ReportingType | 2015 | 2020 | 2025 | 2030 | 2035 | 2040
BM | 0 | 0 | 0 | 0 | 0 | 0
CC | 639 | 0 | 0 | 0 | 0 | 0
CSP | 0 | 0 | 0 | 0 | 0 | 0
CT | 0 | 0 | 0 | 0 | 0 | 0
Coal | 0 | 0 | 0 | 0 | 0 | 0
Geo | 0 | 0 | 0 | 0 | 0 | 0
H | 0 | 0 | 0 | 0 | 0 | 0
LFG | 6.4 | 0 | 0 | 67.93 | 0 | 0
Nuc | 168 | 0 | 0 | 0 | 0 | 0
PS | 0 | 0 | 0 | 0 | 0 | 0
PV | 0 | 0 | 0 | 0 | 0 | 0
PeakG | 0 | 0 | 0 | 0 | 0 | 0
PeakO | 0 | 0 | 0 | 0 | 0 | 0
ST | 0 | 0 | 0 | 0 | 0 | 0
STOG | 0 | 0 | 0 | 0 | 0 | 0
STWD | 0 | 0 | 0 | 0 | 0 | 0
WT | 2476.3 | 1426.82 | 0 | 2207.47 | 0 | 0
IGCC | 0 | 0 | 0 | 0 | 0 | 0
DemandResponse | 0 | 0 | 0 | 0 | 0 | 0
IGCC-CCS | 0 | 0 | 0 | 0 | 0 | 0
WT_off | 0 | 0 | 0 | 0 | 0 | 0
PseudoUnit | 0 | 0 | 0 | 0 | 0 | 0
FixedInterchange | 0 | 0 | 0 | 0 | 0 | 0
New Build Capacity by Reporting Type: NYISO_G-I
ReportingType | 2015 | 2020 | 2025 | 2030 | 2035 | 2040
BM | 0 | 0 | 0 | 0 | 0 | 0
CC | 0 | 0 | 0 | 0 | 1248.51 | 350.05
CSP | 0 | 0 | 0 | 0 | 0 | 0
CT | 0 | 0 | 0 | 0 | 0 | 0
Coal | 0 | 0 | 0 | 0 | 0 | 0
Geo | 0 | 0 | 0 | 0 | 0 | 0
H | 0 | 0 | 0 | 0 | 0 | 0
LFG | 0 | 0 | 0 | 74.33 | 0 | 0
Nuc | 0 | 0 | 0 | 0 | 0 | 0
PS | 0 | 0 | 0 | 0 | 0 | 0
PV | 0 | 0 | 0 | 0 | 0 | 0
PeakG | 0 | 0 | 0 | 0 | 0 | 0
PeakO | 0 | 0 | 0 | 0 | 0 | 0
ST | 0 | 0 | 0 | 0 | 0 | 0
STOG | 0 | 0 | 0 | 0 | 0 | 0
STWD | 0 | 0 | 0 | 0 | 0 | 0
WT | 0 | 60 | 0 | 300 | 0 | 0
IGCC | 0 | 0 | 0 | 0 | 0 | 0
DemandResponse | 0 | 0 | 0 | 0 | 0 | 0
IGCC-CCS | 0 | 0 | 0 | 0 | 0 | 0
WT_off | 0 | 0 | 0 | 0 | 0 | 0
PseudoUnit | 0 | 0 | 0 | 0 | 0 | 0
FixedInterchange | 0 | 0 | 0 | 0 | 0 | 0
New Build Capacity by Reporting Type: NYISO_J-K
ReportingType | 2015 | 2020 | 2025 | 2030 | 2035 | 2040
BM | 0 | 0 | 0 | 0 | 0 | 0
CC | 1175.4 | 0 | 0 | 0 | 0 | 0
CSP | 0 | 0 | 0 | 0 | 0 | 0
CT | 0 | 0 | 0 | 0 | 0 | 0
Coal | 0 | 0 | 0 | 0 | 0 | 0
Geo | 0 | 0 | 0 | 0 | 0 | 0
H | 0 | 0 | 0 | 0 | 0 | 0
LFG | 0 | 0 | 0 | 74.33 | 0 | 0
Nuc | 0 | 0 | 0 | 0 | 0 | 0
PS | 0 | 0 | 0 | 0 | 0 | 0
PV | 32 | 0 | 0 | 0 | 0 | 0
PeakG | 0 | 0 | 0 | 0 | 0 | 0
PeakO | 0 | 0 | 0 | 0 | 0 | 0
ST | 0 | 0 | 0 | 0 | 0 | 0
STOG | 0 | 0 | 0 | 0 | 0 | 0
STWD | 0 | 0 | 0 | 0 | 0 | 0
WT | 0 | 0 | 0 | 0 | 0 | 0
IGCC | 0 | 0 | 0 | 0 | 0 | 0
DemandResponse | 0 | 0 | 0 | 0 | 0 | 0
IGCC-CCS | 0 | 0 | 0 | 0 | 0 | 0
WT_off | 0 | 0 | 0 | 0 | 0 | 0
PseudoUnit | 0 | 0 | 0 | 0 | 0 | 0
FixedInterchange | 0 | 0 | 0 | 0 | 0 | 0
New Build Capacity by Reporting Type: PJM_E
ReportingType | 2015 | 2020 | 2025 | 2030 | 2035 | 2040
BM | 30 | 0 | 0 | 0 | 0 | 0
CC | 4634.3 | 0 | 0 | 0 | 0 | 0
CSP | 0 | 0 | 0 | 0 | 0 | 0
CT | 26.2 | 0 | 0 | 0 | 0 | 0
Coal | 27 | 0 | 0 | 0 | 0 | 0
Geo | 0 | 0 | 0 | 0 | 0 | 0
H | 0 | 0 | 0 | 0 | 0 | 0
LFG | 9.1 | 132.9 | 0 | 0 | 0 | 0
Nuc | 38 | 0 | 0 | 0 | 0 | 0
PS | 0 | 0 | 0 | 0 | 0 | 0
PV | 25.45 | 0 | 0 | 0 | 0 | 0
PeakG | 0 | 0 | 0 | 0 | 0 | 0
PeakO | 0 | 0 | 0 | 0 | 0 | 0
ST | 0 | 0 | 0 | 0 | 0 | 0
STOG | 0 | 0 | 0 | 0 | 0 | 0
STWD | 0 | 0 | 0 | 0 | 0 | 0
WT | 1150 | 0 | 0 | 0 | 0 | 0
IGCC | 0 | 0 | 0 | 0 | 0 | 0
DemandResponse | 0 | 0 | 0 | 0 | 0 | 0
IGCC-CCS | 0 | 0 | 0 | 0 | 0 | 0
WT_off | 0 | 0 | 1100 | 0 | 0 | 0
PseudoUnit | 0 | 0 | 0 | 0 | 0 | 0
FixedInterchange | 0 | 0 | 0 | 0 | 0 | 0
New Build Capacity by Reporting Type: PJM_ROM
ReportingType | 2015 | 2020 | 2025 | 2030 | 2035 | 2040
BM | 18 | 0 | 0 | 0 | 0 | 0
CC | 1678.5 | 0 | 0 | 0 | 5041.75 | 7595.24
CSP | 0 | 0 | 0 | 0 | 0 | 0
CT | 16 | 0 | 0 | 0 | 0 | 0
Coal | 32.5 | 0 | 0 | 0 | 0 | 0
Geo | 0 | 0 | 0 | 0 | 0 | 0
H | 0 | 0 | 0 | 678 | 0 | 0
LFG | 18.9 | 265.1 | 0 | 0 | 0 | 0
Nuc | 0 | 0 | 0 | 0 | 0 | 0
PS | 0 | 0 | 0 | 0 | 0 | 0
PV | 0 | 1299.89 | 700 | 81.35 | 0 | 0
PeakG | 0 | 0 | 0 | 0 | 0 | 0
PeakO | 0 | 0 | 0 | 0 | 0 | 0
ST | 0 | 0 | 0 | 0 | 0 | 0
STOG | 0 | 0 | 0 | 0 | 0 | 0
STWD | 0 | 0 | 0 | 0 | 0 | 0
WT | 479.8 | 750.2 | 0 | 0 | 0 | 0
IGCC | 0 | 0 | 0 | 0 | 0 | 0
DemandResponse | 0 | 0 | 0 | 0 | 0 | 0
IGCC-CCS | 0 | 0 | 0 | 0 | 0 | 0
WT_off | 0 | 0 | 0 | 0 | 0 | 0
PseudoUnit | 0 | 0 | 0 | 0 | 0 | 0
FixedInterchange | 0 | 0 | 0 | 0 | 0 | 0
New Build Capacity by Reporting Type: PJM_ROR
ReportingType | 2015 | 2020 | 2025 | 2030 | 2035 | 2040
BM | 385 | 0 | 0 | 0 | 0 | 0
CC | 25130.39 | 2895.77 | 0 | 0 | 0 | 0
CSP | 0 | 0 | 0 | 0 | 0 | 0
CT | 29 | 0 | 0 | 0 | 0 | 0
Coal | 2164 | 0 | 0 | 0 | 0 | 0
Geo | 0 | 0 | 0 | 0 | 0 | 0
H | 0 | 503 | 0 | 0 | 0 | 0
LFG | 57.4 | 513.71 | 0 | 0 | 0 | 0
Nuc | 38 | 0 | 0 | 0 | 0 | 0
PS | 0 | 0 | 0 | 0 | 0 | 0
PV | 0 | 0 | 0 | 0 | 0 | 0
PeakG | 0 | 0 | 0 | 0 | 0 | 0
PeakO | 0 | 0 | 0 | 0 | 0 | 0
ST | 0 | 0 | 0 | 0 | 0 | 0
STOG | 0 | 0 | 0 | 0 | 0 | 0
STWD | 0 | 0 | 0 | 0 | 0 | 0
WT | 8325.7 | 191.7 | 4790.9 | 0 | 0 | 0
IGCC | 0 | 0 | 0 | 0 | 0 | 0
DemandResponse | 0 | 0 | 0 | 0 | 0 | 0
IGCC-CCS | 0 | 0 | 0 | 0 | 0 | 0
WT_off | 0 | 0 | 0 | 0 | 0 | 0
PseudoUnit | 0 | 0 | 0 | 0 | 0 | 0
FixedInterchange | 0 | 0 | 0 | 0 | 0 | 0
New Build Capacity by Reporting Type: SOCO
ReportingType | 2015 | 2020 | 2025 | 2030 | 2035 | 2040
BM | 55 | 0 | 0 | 0 | 0 | 0
CC | 10971.3 | 979.05 | 0 | 0 | 0 | 0
CSP | 0 | 0 | 0 | 0 | 0 | 0
CT | 0 | 0 | 0 | 0 | 0 | 0
Coal | 0 | 0 | 0 | 0 | 0 | 0
Geo | 0 | 0 | 0 | 0 | 0 | 0
H | 0 | 0 | 0 | 0 | 0 | 0
LFG | 0 | 0 | 107.4 | 0 | 0 | 0
Nuc | 70 | 2200 | 0 | 7050.33 | 2611.89 | 5726.47
PS | 0 | 0 | 0 | 0 | 0 | 0
PV | 0 | 0 | 0 | 0 | 0 | 0
PeakG | 0 | 0 | 0 | 0 | 0 | 0
PeakO | 0 | 0 | 0 | 0 | 0 | 0
ST | 0 | 0 | 0 | 0 | 0 | 0
STOG | 0 | 0 | 0 | 0 | 0 | 0
STWD | 0 | 0 | 0 | 0 | 0 | 0
WT | 0 | 0 | 0 | 0 | 0 | 0
IGCC | 0 | 0 | 0 | 0 | 0 | 0
DemandResponse | 0 | 0 | 0 | 0 | 0 | 0
IGCC-CCS | 0 | 0 | 0 | 0 | 0 | 0
WT_off | 0 | 0 | 0 | 0 | 0 | 0
PseudoUnit | 0 | 0 | 0 | 0 | 0 | 0
FixedInterchange | 0 | 0 | 0 | 0 | 0 | 0
New Build Capacity by Reporting Type: SPP_N
ReportingType | 2015 | 2020 | 2025 | 2030 | 2035 | 2040
BM | 0 | 0 | 0 | 0 | 0 | 0
CC | 0 | 0 | 0 | 0 | 0 | 0
CSP | 0 | 0 | 0 | 0 | 0 | 0
CT | 0 | 0 | 0 | 0 | 0 | 0
Coal | 465.04 | 0 | 0 | 0 | 0 | 0
Geo | 0 | 0 | 0 | 0 | 0 | 0
H | 0 | 0 | 0 | 0 | 0 | 0
LFG | 0 | 0 | 0 | 95 | 0 | 0
Nuc | 0 | 0 | 0 | 0 | 0 | 0
PS | 0 | 0 | 0 | 0 | 0 | 0
PV | 0 | 0 | 0 | 0 | 0 | 0
PeakG | 0 | 0 | 0 | 0 | 0 | 0
PeakO | 0 | 0 | 0 | 0 | 0 | 0
ST | 0 | 0 | 0 | 0 | 0 | 0
STOG | 0 | 0 | 0 | 0 | 0 | 0
STWD | 0 | 0 | 0 | 0 | 0 | 0
WT | 0 | 28777.74 | 8547.65 | 0 | 0 | 0
IGCC | 0 | 0 | 0 | 0 | 0 | 0
DemandResponse | 0 | 0 | 0 | 0 | 0 | 0
IGCC-CCS | 0 | 0 | 0 | 0 | 0 | 0
WT_off | 0 | 0 | 0 | 0 | 0 | 0
PseudoUnit | 0 | 0 | 0 | 0 | 0 | 0
FixedInterchange | 0 | 0 | 0 | 0 | 0 | 0
New Build Capacity by Reporting Type: SPP_S
ReportingType | 2015 | 2020 | 2025 | 2030 | 2035 | 2040
BM | 0 | 0 | 0 | 0 | 0 | 0
CC | 0 | 0 | 0 | 0 | 0 | 0
CSP | 0 | 0 | 0 | 0 | 0 | 0
CT | 412.99 | 300 | 0 | 0 | 0 | 0
Coal | 988 | 0 | 0 | 0 | 0 | 0
Geo | 0 | 0 | 0 | 0 | 0 | 0
H | 0 | 0 | 0 | 0 | 0 | 0
LFG | 0 | 0 | 0 | 95 | 0 | 0
Nuc | 0 | 0 | 0 | 0 | 0 | 0
PS | 0 | 0 | 0 | 0 | 0 | 0
PV | 0 | 0 | 0 | 0 | 0 | 0
PeakG | 0 | 0 | 0 | 0 | 0 | 0
PeakO | 0 | 0 | 0 | 0 | 0 | 0
ST | 0 | 0 | 0 | 0 | 0 | 0
STOG | 0 | 0 | 0 | 0 | 0 | 0
STWD | 0 | 0 | 0 | 0 | 0 | 0
WT | 430 | 32539.75 | 0 | 8127.19 | 0 | 0
IGCC | 0 | 0 | 0 | 0 | 0 | 0
DemandResponse | 0 | 0 | 0 | 0 | 0 | 0
IGCC-CCS | 0 | 0 | 0 | 0 | 0 | 0
WT_off | 0 | 0 | 0 | 0 | 0 | 0
PseudoUnit | 0 | 0 | 0 | 0 | 0 | 0
FixedInterchange | 0 | 0 | 0 | 0 | 0 | 0
New Build Capacity by Reporting Type: TVA
ReportingType | 2015 | 2020 | 2025 | 2030 | 2035 | 2040
BM | 0 | 0 | 0 | 0 | 0 | 0
CC | 4666.69 | 2430.93 | 0 | 0 | 0 | 0
CSP | 0 | 0 | 0 | 0 | 0 | 0
CT | 0 | 0 | 0 | 0 | 0 | 0
Coal | 0 | 0 | 0 | 0 | 0 | 0
Geo | 0 | 0 | 0 | 0 | 0 | 0
H | 0 | 0 | 0 | 27 | 0 | 0
LFG | 0 | 0 | 107.4 | 0 | 0 | 0
Nuc | 1697.89 | 0 | 0 | 0 | 1998.78 | 2014.11
PS | 0 | 0 | 0 | 0 | 0 | 0
PV | 0 | 0 | 0 | 0 | 0 | 0
PeakG | 0 | 0 | 0 | 0 | 0 | 0
PeakO | 0 | 0 | 0 | 0 | 0 | 0
ST | 0 | 0 | 0 | 0 | 0 | 0
STOG | 0 | 0 | 0 | 0 | 0 | 0
STWD | 0 | 0 | 0 | 0 | 0 | 0
WT | 0 | 0 | 0 | 0 | 0 | 0
IGCC | 0 | 0 | 0 | 0 | 0 | 0
DemandResponse | 0 | 0 | 0 | 0 | 0 | 0
IGCC-CCS | 0 | 0 | 0 | 0 | 0 | 0
WT_off | 0 | 0 | 0 | 0 | 0 | 0
PseudoUnit | 0 | 0 | 0 | 0 | 0 | 0
FixedInterchange | 0 | 0 | 0 | 0 | 0 | 0
New Build Capacity by Reporting Type: TVA_Transmission
ReportingType | 2015 | 2020 | 2025 | 2030 | 2035 | 2040
BM | 0 | 0 | 0 | 0 | 0 | 0
CC | 0 | 0 | 0 | 0 | 0 | 0
CSP | 0 | 0 | 0 | 0 | 0 | 0
CT | 0 | 0 | 0 | 0 | 0 | 0
Coal | 0 | 0 | 0 | 0 | 0 | 0
Geo | 0 | 0 | 0 | 0 | 0 | 0
H | 0 | 0 | 0 | 0 | 0 | 0
LFG | 0 | 0 | 0 | 0 | 0 | 0
Nuc | 0 | 0 | 0 | 0 | 0 | 0
PS | 0 | 0 | 0 | 0 | 0 | 0
PV | 0 | 0 | 0 | 0 | 0 | 0
PeakG | 0 | 0 | 0 | 0 | 0 | 0
PeakO | 0 | 0 | 0 | 0 | 0 | 0
ST | 0 | 0 | 0 | 0 | 0 | 0
STOG | 0 | 0 | 0 | 0 | 0 | 0
STWD | 0 | 0 | 0 | 0 | 0 | 0
WT | 0 | 0 | 0 | 0 | 0 | 0
IGCC | 0 | 0 | 0 | 0 | 0 | 0
DemandResponse | 0 | 0 | 0 | 0 | 0 | 0
IGCC-CCS | 0 | 0 | 0 | 0 | 0 | 0
WT_off | 0 | 0 | 0 | 0 | 0 | 0
PseudoUnit | 0 | 0 | 0 | 0 | 0 | 0
FixedInterchange | 0 | 0 | 0 | 0 | 0 | 0
New Build Capacity by Reporting Type: VACAR
ReportingType | 2015 | 2020 | 2025 | 2030 | 2035 | 2040
BM | 0.92 | 9.31 | 432.87 | 0 | 0 | 0
CC | 10889.57 | 0 | 0 | 0 | 0 | 0
CSP | 0 | 0 | 0 | 0 | 0 | 0
CT | 717.2 | 0 | 0 | 0 | 0 | 0
Coal | 825 | 0 | 0 | 0 | 0 | 0
Geo | 0 | 0 | 0 | 0 | 0 | 0
H | 0 | 0 | 0 | 0 | 0 | 0
LFG | 0.34 | 107.06 | 0 | 0 | 0 | 0
Nuc | 0 | 2330 | 0 | 4599.25 | 3988.52 | 5860.58
PS | 0 | 0 | 0 | 0 | 0 | 0
PV | 0 | 119.15 | 0 | 0 | 0 | 0
PeakG | 0 | 0 | 0 | 0 | 0 | 0
PeakO | 0 | 0 | 0 | 0 | 0 | 0
ST | 0 | 0 | 0 | 0 | 0 | 0
STOG | 0 | 0 | 0 | 0 | 0 | 0
STWD | 0 | 0 | 0 | 0 | 0 | 0
WT | 0.9 | 3499.1 | 0 | 0 | 0 | 0
IGCC | 0 | 0 | 0 | 0 | 0 | 0
DemandResponse | 0 | 0 | 0 | 0 | 0 | 0
IGCC-CCS | 0 | 0 | 0 | 0 | 0 | 0
WT_off | 1 | 0 | 0 | 0 | 0 | 0
PseudoUnit | 0 | 0 | 0 | 0 | 0 | 0
FixedInterchange | 0 | 0 | 0 | 0 | 0 | 0
New Build Capacity by Reporting Type: IESO
ReportingType | 2015 | 2020 | 2025 | 2030 | 2035 | 2040
BM | 326.33 | 0 | 0 | 0 | 0 | 0
CC | 1263 | 0 | 0 | 0 | 0 | 0
CSP | 0 | 0 | 0 | 0 | 0 | 0
CT | 368 | 0 | 0 | 0 | 0 | 0
Coal | 0 | 0 | 0 | 0 | 0 | 0
Geo | 0 | 0 | 0 | 0 | 0 | 0
H | 0 | 0 | 0 | 0 | 0 | 0
LFG | 14.5 | 0 | 0 | 0 | 0.5 | 0
Nuc | 0 | 0 | 0 | 0 | 0 | 0
PS | 0 | 0 | 0 | 0 | 0 | 0
PV | 1067.26 | 0 | 0 | 0 | 0 | 0
PeakG | 0 | 0 | 0 | 0 | 0 | 0
PeakO | 0 | 0 | 0 | 0 | 0 | 0
ST | 0 | 0 | 0 | 0 | 0 | 0
STOG | 0 | 0 | 0 | 0 | 0 | 0
STWD | 0 | 0 | 0 | 0 | 0 | 0
WT | 2105.9 | 0 | 0 | 0 | 0 | 0
IGCC | 0 | 0 | 0 | 0 | 0 | 0
DemandResponse | 0 | 0 | 0 | 0 | 0 | 0
IGCC-CCS | 0 | 0 | 0 | 0 | 0 | 0
WT_off | 0 | 0 | 0 | 0 | 0 | 0
PseudoUnit | 0 | 0 | 0 | 0 | 0 | 0
FixedInterchange | 0 | 0 | 0 | 0 | 0 | 0
New Build Capacity by Reporting Type: MAPP_CA
ReportingType | 2015 | 2020 | 2025 | 2030 | 2035 | 2040
BM | 0 | 0 | 0 | 0 | 0 | 0
CC | 530.93 | 0 | 0 | 0 | 0 | 0
CSP | 0 | 0 | 0 | 0 | 0 | 0
CT | 0 | 0 | 0 | 0 | 0 | 0
Coal | 0 | 0 | 0 | 0 | 0 | 0
Geo | 0 | 0 | 0 | 0 | 0 | 0
H | 0 | 480.77 | 1709.23 | 132.44 | 140.52 | 0
LFG | 0 | 0 | 0 | 0 | 0 | 0
Nuc | 0 | 0 | 0 | 0 | 0 | 0
PS | 0 | 0 | 0 | 0 | 0 | 0
PV | 0 | 0 | 0 | 0 | 0 | 0
PeakG | 0 | 0 | 0 | 0 | 0 | 0
PeakO | 0 | 0 | 0 | 0 | 0 | 0
ST | 0 | 0 | 0 | 0 | 0 | 0
STOG | 0 | 0 | 0 | 0 | 0 | 0
STWD | 0 | 0 | 0 | 0 | 0 | 0
WT | 302.4 | 0 | 0 | 0 | 0 | 0
IGCC | 0 | 0 | 0 | 0 | 0 | 0
DemandResponse | 0 | 0 | 0 | 0 | 0 | 0
IGCC-CCS | 0 | 0 | 0 | 0 | 0 | 0
WT_off | 0 | 0 | 0 | 0 | 0 | 0
PseudoUnit | 0 | 0 | 0 | 0 | 0 | 0
FixedInterchange | 0 | 0 | 0 | 0 | 0 | 0
New Build Capacity by Reporting Type: AZ_NM_SNV_Coal
ReportingType | 2015 | 2020 | 2025 | 2030 | 2035 | 2040
BM | 0 | 0 | 0 | 0 | 0 | 0
CC | 0 | 0 | 0 | 0 | 0 | 0
CSP | 0 | 0 | 0 | 0 | 0 | 0
CT | 0 | 0 | 0 | 0 | 0 | 0
Coal | 0 | 0 | 0 | 0 | 0 | 0
Geo | 0 | 0 | 0 | 0 | 0 | 0
H | 0 | 0 | 0 | 0 | 0 | 0
LFG | 0 | 0 | 0 | 0 | 0 | 0
Nuc | 0 | 0 | 0 | 0 | 0 | 0
PS | 0 | 0 | 0 | 0 | 0 | 0
PV | 0 | 0 | 0 | 0 | 0 | 0
PeakG | 0 | 0 | 0 | 0 | 0 | 0
PeakO | 0 | 0 | 0 | 0 | 0 | 0
ST | 0 | 0 | 0 | 0 | 0 | 0
STOG | 0 | 0 | 0 | 0 | 0 | 0
STWD | 0 | 0 | 0 | 0 | 0 | 0
WT | 0 | 0 | 0 | 0 | 0 | 0
IGCC | 0 | 0 | 0 | 0 | 0 | 0
DemandResponse | 0 | 0 | 0 | 0 | 0 | 0
IGCC-CCS | 0 | 0 | 0 | 0 | 0 | 0
WT_off | 0 | 0 | 0 | 0 | 0 | 0
PseudoUnit | 0 | 0 | 0 | 0 | 0 | 0
FixedInterchange | 0 | 0 | 0 | 0 | 0 | 0
New Build Capacity by Reporting Type: AZ_NM_SNV_Gas
ReportingType | 2015 | 2020 | 2025 | 2030 | 2035 | 2040
BM | 0 | 0 | 0 | 0 | 0 | 0
CC | 668 | 0 | 0 | 0 | 0 | 0
CSP | 0 | 0 | 0 | 0 | 0 | 0
CT | 736 | 0 | 0 | 0 | 0 | 0
Coal | 0 | 0 | 0 | 0 | 0 | 0
Geo | 0 | 0 | 0 | 0 | 0 | 0
H | 0 | 0 | 0 | 0 | 0 | 0
LFG | 0 | 0 | 0 | 0 | 0 | 0
Nuc | 0 | 0 | 0 | 0 | 0 | 0
PS | 0 | 0 | 0 | 0 | 0 | 0
PV | 0 | 0 | 0 | 0 | 0 | 0
PeakG | 0 | 0 | 0 | 0 | 0 | 0
PeakO | 0 | 0 | 0 | 0 | 0 | 0
ST | 0 | 0 | 0 | 0 | 0 | 0
STOG | 0 | 0 | 0 | 0 | 0 | 0
STWD | 0 | 0 | 0 | 0 | 0 | 0
WT | 0 | 0 | 0 | 0 | 0 | 0
IGCC | 0 | 0 | 0 | 0 | 0 | 0
DemandResponse | 0 | 0 | 0 | 0 | 0 | 0
IGCC-CCS | 0 | 0 | 0 | 0 | 0 | 0
WT_off | 0 | 0 | 0 | 0 | 0 | 0
PseudoUnit | 0 | 0 | 0 | 0 | 0 | 0
FixedInterchange | 0 | 0 | 0 | 0 | 0 | 0
New Build Capacity by Reporting Type: AZ_NM_SNV_NucRenew
ReportingType | 2015 | 2020 | 2025 | 2030 | 2035 | 2040
BM | 0 | 0 | 0 | 0 | 0 | 0
CC | 0 | 0 | 0 | 0 | 0 | 0
CSP | 0 | 0 | 0 | 0 | 0 | 0
CT | 0 | 0 | 0 | 0 | 0 | 0
Coal | 0 | 0 | 0 | 0 | 0 | 0
Geo | 0 | 0 | 1450 | 0 | 0 | 0
H | 0 | 0 | 0 | 0 | 0 | 0
LFG | 0 | 0 | 60.67 | 0 | 0 | 0
Nuc | 0 | 0 | 0 | 3499.31 | 4040.6 | 184.2
PS | 0 | 0 | 0 | 0 | 0 | 0
PV | 95.7 | 0 | 0 | 0 | 0 | 0
PeakG | 0 | 0 | 0 | 0 | 0 | 0
PeakO | 0 | 0 | 0 | 0 | 0 | 0
ST | 280 | 383.47 | 201.06 | 13.65 | 0 | 0
STOG | 0 | 0 | 0 | 0 | 0 | 0
STWD | 0 | 0 | 0 | 0 | 0 | 0
WT | 65.1 | 10778.21 | 0 | 178.47 | 175.78 | 188.37
IGCC | 0 | 0 | 0 | 0 | 0 | 0
DemandResponse | 0 | 0 | 0 | 0 | 0 | 0
IGCC-CCS | 0 | 0 | 0 | 0 | 0 | 0
WT_off | 0 | 0 | 0 | 0 | 0 | 0
PseudoUnit | 0 | 0 | 0 | 0 | 0 | 0
FixedInterchange | 0 | 0 | 0 | 0 | 0 | 0
New Build Capacity by Reporting Type: ERCOT
ReportingType | 2015 | 2020 | 2025 | 2030 | 2035 | 2040
BM | 145 | 0 | 0 | 0 | 0 | 0
CC | 17022.9 | 0 | 0 | 0 | 0 | 0
CSP | 0 | 0 | 0 | 0 | 0 | 0
CT | 250 | 0 | 0 | 0 | 0 | 0
Coal | 2020 | 0 | 0 | 0 | 0 | 0
Geo | 0 | 0 | 0 | 0 | 0 | 0
H | 0 | 0 | 0 | 0 | 0 | 0
LFG | 0 | 0 | 354 | 0 | 0 | 0
Nuc | 0 | 0 | 0 | 497.12 | 167.3 | 4099.68
PS | 0 | 0 | 0 | 0 | 0 | 0
PV | 14 | 0 | 0 | 0 | 0 | 0
PeakG | 0 | 0 | 0 | 0 | 0 | 0
PeakO | 0 | 0 | 0 | 0 | 0 | 0
ST | 0 | 0 | 0 | 0 | 0 | 0
STOG | 0 | 0 | 0 | 0 | 0 | 0
STWD | 0 | 0 | 0 | 0 | 0 | 0
WT | 350.1 | 4607.97 | 13290.88 | 0 | 0 | 0
IGCC | 0 | 0 | 0 | 0 | 0 | 0
DemandResponse | 0 | 0 | 0 | 0 | 0 | 0
IGCC-CCS | 0 | 0 | 0 | 0 | 0 | 0
WT_off | 0 | 0 | 0 | 0 | 0 | 0
PseudoUnit | 0 | 0 | 0 | 0 | 0 | 0
FixedInterchange | 0 | 0 | 0 | 0 | 0 | 0
New Build Capacity by Reporting Type: NP15
ReportingType | 2015 | 2020 | 2025 | 2030 | 2035 | 2040
BM | 0 | 0 | 0 | 0 | 0 | 0
CC | 940 | 0 | 0 | 0 | 0 | 0
CSP | 0 | 0 | 0 | 0 | 0 | 0
CT | 212.6 | 0 | 0 | 0 | 0 | 0
Coal | 0 | 0 | 0 | 0 | 0 | 0
Geo | 0 | 600 | 0 | 0 | 0 | 0
H | 0 | 0 | 0 | 0 | 0 | 0
LFG | 0 | 378.43 | 186.57 | 0 | 0 | 0
Nuc | 0 | 0 | 0 | 0 | 992.21 | 3821.62
PS | 0 | 0 | 0 | 0 | 0 | 0
PV | 6.5 | 0 | 0 | 0 | 0 | 0
PeakG | 0 | 0 | 0 | 0 | 0 | 0
PeakO | 0 | 0 | 0 | 0 | 0 | 0
ST | 29 | 0 | 0 | 0 | 0 | 0
STOG | 0 | 0 | 0 | 0 | 0 | 0
STWD | 0 | 0 | 0 | 0 | 0 | 0
WT | 101.2 | 866.09 | 1678.89 | 753.81 | 0 | 0
IGCC | 0 | 0 | 0 | 0 | 0 | 0
DemandResponse | 0 | 0 | 0 | 0 | 0 | 0
IGCC-CCS | 0 | 0 | 0 | 0 | 0 | 0
WT_off | 0 | 0 | 0 | 0 | 0 | 0
PseudoUnit | 0 | 0 | 0 | 0 | 0 | 0
FixedInterchange | 0 | 0 | 0 | 0 | 0 | 0
New Build Capacity by Reporting Type: NWPP_Coal
ReportingType | 2015 | 2020 | 2025 | 2030 | 2035 | 2040
BM | 0 | 0 | 0 | 0 | 0 | 0
CC | 0 | 0 | 0 | 0 | 0 | 0
CSP | 0 | 0 | 0 | 0 | 0 | 0
CT | 0 | 0 | 0 | 0 | 0 | 0
Coal | 0 | 0 | 0 | 0 | 0 | 0
Geo | 0 | 0 | 0 | 0 | 0 | 0
H | 0 | 0 | 0 | 0 | 0 | 0
LFG | 0 | 0 | 0 | 0 | 0 | 0
Nuc | 0 | 0 | 0 | 0 | 0 | 0
PS | 0 | 0 | 0 | 0 | 0 | 0
PV | 0 | 0 | 0 | 0 | 0 | 0
PeakG | 0 | 0 | 0 | 0 | 0 | 0
PeakO | 0 | 0 | 0 | 0 | 0 | 0
ST | 0 | 0 | 0 | 0 | 0 | 0
STOG | 0 | 0 | 0 | 0 | 0 | 0
STWD | 0 | 0 | 0 | 0 | 0 | 0
WT | 0 | 0 | 0 | 0 | 0 | 0
IGCC | 0 | 0 | 0 | 0 | 0 | 0
DemandResponse | 0 | 0 | 0 | 0 | 0 | 0
IGCC-CCS | 0 | 0 | 0 | 0 | 0 | 0
WT_off | 0 | 0 | 0 | 0 | 0 | 0
PseudoUnit | 0 | 0 | 0 | 0 | 0 | 0
FixedInterchange | 0 | 0 | 0 | 0 | 0 | 0
New Build Capacity by Reporting Type: NWPP_Gas
ReportingType | 2015 | 2020 | 2025 | 2030 | 2035 | 2040
BM | 0 | 0 | 0 | 0 | 0 | 0
CC | 300 | 1295.92 | 0 | 0 | 0 | 0
CSP | 0 | 0 | 0 | 0 | 0 | 0
CT | 150 | 0 | 0 | 0 | 0 | 0
Coal | 0 | 0 | 0 | 0 | 0 | 0
Geo | 0 | 0 | 0 | 0 | 0 | 0
H | 0 | 0 | 0 | 0 | 0 | 0
LFG | 0 | 0 | 0 | 0 | 0 | 0
Nuc | 0 | 0 | 0 | 0 | 0 | 0
PS | 0 | 0 | 0 | 0 | 0 | 0
PV | 0 | 0 | 0 | 0 | 0 | 0
PeakG | 0 | 0 | 0 | 0 | 0 | 0
PeakO | 0 | 0 | 0 | 0 | 0 | 0
ST | 0 | 0 | 0 | 0 | 0 | 0
STOG | 0 | 0 | 0 | 0 | 0 | 0
STWD | 0 | 0 | 0 | 0 | 0 | 0
WT | 0 | 0 | 0 | 0 | 0 | 0
IGCC | 0 | 0 | 0 | 0 | 0 | 0
DemandResponse | 0 | 0 | 0 | 0 | 0 | 0
IGCC-CCS | 0 | 0 | 0 | 0 | 0 | 0
WT_off | 0 | 0 | 0 | 0 | 0 | 0
PseudoUnit | 0 | 0 | 0 | 0 | 0 | 0
FixedInterchange | 0 | 0 | 0 | 0 | 0 | 0
New Build Capacity by Reporting Type: NWPP_NucRenew
ReportingType | 2015 | 2020 | 2025 | 2030 | 2035 | 2040
BM | 32.55 | 0 | 0 | 0 | 0 | 0
CC | 0 | 0 | 0 | 0 | 0 | 0
CSP | 0 | 0 | 0 | 0 | 0 | 0
CT | 0 | 0 | 0 | 0 | 0 | 0
Coal | 0 | 0 | 0 | 0 | 0 | 0
Geo | 86 | 25 | 409 | 0 | 0 | 0
H | 0 | 0 | 0 | 0 | 0 | 0
LFG | 25.5 | 0 | 244.5 | 0 | 0 | 0
Nuc | 0 | 0 | 0 | 7184.29 | 0 | 259.78
PS | 0 | 0 | 0 | 0 | 0 | 0
PV | 0 | 0 | 0 | 0 | 0 | 0
PeakG | 0 | 0 | 0 | 0 | 0 | 0
PeakO | 0 | 0 | 0 | 0 | 0 | 0
ST | 0 | 0 | 0 | 0 | 0 | 0
STOG | 0 | 0 | 0 | 0 | 0 | 0
STWD | 0 | 0 | 0 | 0 | 0 | 0
WT | 977.3 | 0 | 0 | 0 | 0 | 0
IGCC | 0 | 0 | 0 | 0 | 0 | 0
DemandResponse | 0 | 0 | 0 | 0 | 0 | 0
IGCC-CCS | 0 | 0 | 0 | 0 | 0 | 0
WT_off | 0 | 0 | 0 | 0 | 0 | 0
PseudoUnit | 0 | 0 | 0 | 0 | 0 | 0
FixedInterchange | 0 | 0 | 0 | 0 | 0 | 0
New Build Capacity by Reporting Type: RMPA
ReportingType | 2015 | 2020 | 2025 | 2030 | 2035 | 2040
BM | 0 | 0 | 0 | 0 | 0 | 0
CC | 0 | 1044.73 | 0 | 0 | 0 | 0
CSP | 0 | 0 | 0 | 0 | 0 | 0
CT | 152 | 0 | 0 | 0 | 0 | 0
Coal | 390 | 0 | 0 | 0 | 0 | 0
Geo | 0 | 0 | 2570 | 0 | 0 | 0
H | 0 | 0 | 0 | 0 | 0 | 0
LFG | 1.4 | 0 | 28.93 | 0 | 0 | 0
Nuc | 0 | 0 | 141.61 | 1557.35 | 139.02 | 369.48
PS | 0 | 0 | 0 | 0 | 0 | 0
PV | 1 | 0 | 0 | 0 | 0 | 0
PeakG | 0 | 0 | 0 | 0 | 0 | 0
PeakO | 0 | 0 | 0 | 0 | 0 | 0
ST | 3 | 340.85 | 4.59 | 4.69 | 0 | 0
STOG | 0 | 0 | 0 | 0 | 0 | 0
STWD | 0 | 0 | 0 | 0 | 0 | 0
WT | 765.4 | 3576.33 | 72.46 | 73.97 | 79.08 | 80.28
IGCC | 0 | 0 | 0 | 0 | 0 | 0
DemandResponse | 0 | 0 | 0 | 0 | 0 | 0
IGCC-CCS | 0 | 0 | 0 | 0 | 0 | 0
WT_off | 0 | 0 | 0 | 0 | 0 | 0
PseudoUnit | 0 | 0 | 0 | 0 | 0 | 0
FixedInterchange | 0 | 0 | 0 | 0 | 0 | 0
New Build Capacity by Reporting Type: SP15
ReportingType | 2015 | 2020 | 2025 | 2030 | 2035 | 2040
BM | 6 | 0 | 0 | 0 | 0 | 0
CC | 4350.88 | 0 | 0 | 0 | 0 | 0
CSP | 0 | 0 | 0 | 0 | 0 | 0
CT | 0 | 0 | 0 | 0 | 0 | 0
Coal | 0 | 0 | 0 | 0 | 0 | 0
Geo | 50 | 1450 | 0 | 0 | 0 | 0
H | 0 | 0 | 0 | 0 | 0 | 0
LFG | 9.2 | 555.8 | 0 | 0 | 0 | 0
Nuc | 0 | 0 | 0 | 0 | 0 | 0
PS | 0 | 0 | 0 | 0 | 0 | 0
PV | 3.8 | 0 | 0 | 0 | 0 | 0
PeakG | 0 | 0 | 0 | 0 | 0 | 0
PeakO | 0 | 0 | 0 | 0 | 0 | 0
ST | 448 | 0 | 0 | 0 | 0 | 0
STOG | 0 | 0 | 0 | 0 | 0 | 0
STWD | 0 | 0 | 0 | 0 | 0 | 0
WT | 735 | 0 | 0 | 14165 | 0 | 0
IGCC | 0 | 0 | 0 | 0 | 0 | 0
DemandResponse | 0 | 0 | 0 | 0 | 0 | 0
IGCC-CCS | 0 | 0 | 0 | 0 | 0 | 0
WT_off | 0 | 0 | 0 | 0 | 0 | 0
PseudoUnit | 0 | 0 | 0 | 0 | 0 | 0
FixedInterchange | 0 | 0 | 0 | 0 | 0 | 0
New Build Capacity by Reporting Type: ALB
ReportingType | 2015 | 2020 | 2025 | 2030 | 2035 | 2040
BM | 0 | 0 | 0 | 0 | 0 | 0
CC | 140.46 | 0 | 0 | 0 | 0 | 0
CSP | 0 | 0 | 0 | 0 | 0 | 0
CT | 201.5 | 0 | 0 | 0 | 0 | 0
Coal | 495 | 0 | 0 | 0 | 0 | 0
Geo | 0 | 0 | 0 | 0 | 0 | 0
H | 0 | 0 | 0 | 0 | 0 | 0
LFG | 0 | 0 | 0 | 0 | 0 | 0
Nuc | 0 | 0 | 0 | 8188.68 | 387.63 | 268.68
PS | 0 | 0 | 0 | 0 | 0 | 0
PV | 0 | 0 | 0 | 0 | 0 | 0
PeakG | 0 | 0 | 0 | 0 | 0 | 0
PeakO | 0 | 0 | 0 | 0 | 0 | 0
ST | 0 | 0 | 0 | 0 | 0 | 0
STOG | 0 | 0 | 0 | 0 | 0 | 0
STWD | 0 | 0 | 0 | 0 | 0 | 0
WT | 9 | 0 | 0 | 0 | 0 | 0
IGCC | 0 | 0 | 0 | 0 | 0 | 0
DemandResponse | 0 | 0 | 0 | 0 | 0 | 0
IGCC-CCS | 0 | 0 | 0 | 0 | 0 | 0
WT_off | 0 | 0 | 0 | 0 | 0 | 0
PseudoUnit | 0 | 0 | 0 | 0 | 0 | 0
FixedInterchange | 0 | 0 | 0 | 0 | 0 | 0
New Build Capacity by Reporting Type: BC
ReportingType | 2015 | 2020 | 2025 | 2030 | 2035 | 2040
BM | 0 | 0 | 0 | 0 | 0 | 0
CC | 762.87 | 0 | 0 | 0 | 0 | 0
CSP | 0 | 0 | 0 | 0 | 0 | 0
CT | 0 | 0 | 0 | 0 | 0 | 0
Coal | 0 | 0 | 0 | 0 | 0 | 0
Geo | 0 | 0 | 0 | 0 | 0 | 0
H | 0 | 0 | 0 | 0 | 0 | 0
LFG | 0 | 0 | 0 | 0 | 0 | 0
Nuc | 0 | 0 | 0 | 0 | 420.87 | 0
PS | 0 | 0 | 0 | 0 | 0 | 0
PV | 0 | 0 | 0 | 0 | 0 | 0
PeakG | 0 | 0 | 0 | 0 | 0 | 0
PeakO | 0 | 0 | 0 | 0 | 0 | 0
ST | 0 | 0 | 0 | 0 | 0 | 0
STOG | 0 | 0 | 0 | 0 | 0 | 0
STWD | 0 | 0 | 0 | 0 | 0 | 0
WT | 144 | 0 | 0 | 0 | 0 | 0
IGCC | 0 | 0 | 0 | 0 | 0 | 0
DemandResponse | 0 | 0 | 0 | 0 | 0 | 0
IGCC-CCS | 0 | 0 | 0 | 0 | 0 | 0
WT_off | 0 | 0 | 0 | 0 | 0 | 0
PseudoUnit | 0 | 0 | 0 | 0 | 0 | 0
FixedInterchange | 0 | 0 | 0 | 0 | 0 | 0
New Build Capacity by Reporting Type: HQ_IESO
ReportingType | 2015 | 2020 | 2025 | 2030 | 2035 | 2040
BM | 0 | 0 | 0 | 0 | 0 | 0
CC | 0 | 0 | 0 | 0 | 0 | 0
CSP | 0 | 0 | 0 | 0 | 0 | 0
CT | 0 | 0 | 0 | 0 | 0 | 0
Coal | 0 | 0 | 0 | 0 | 0 | 0
Geo | 0 | 0 | 0 | 0 | 0 | 0
H | 0 | 0 | 0 | 0 | 0 | 0
LFG | 0 | 0 | 0 | 0 | 0 | 0
Nuc | 0 | 0 | 0 | 0 | 0 | 0
PS | 0 | 0 | 0 | 0 | 0 | 0
PV | 0 | 0 | 0 | 0 | 0 | 0
PeakG | 0 | 0 | 0 | 0 | 0 | 0
PeakO | 0 | 0 | 0 | 0 | 0 | 0
ST | 0 | 0 | 0 | 0 | 0 | 0
STOG | 0 | 0 | 0 | 0 | 0 | 0
STWD | 0 | 0 | 0 | 0 | 0 | 0
WT | 0 | 0 | 0 | 0 | 0 | 0
IGCC | 0 | 0 | 0 | 0 | 0 | 0
DemandResponse | 0 | 0 | 0 | 0 | 0 | 0
IGCC-CCS | 0 | 0 | 0 | 0 | 0 | 0
WT_off | 0 | 0 | 0 | 0 | 0 | 0
PseudoUnit | 0 | 0 | 0 | 0 | 0 | 1663.2
FixedInterchange | 0 | 0 | 0 | 0 | 0 | 0
New Build Capacity by Reporting Type: HQ_NEISO
ReportingType | 2015 | 2020 | 2025 | 2030 | 2035 | 2040
BM | 0 | 0 | 0 | 0 | 0 | 0
CC | 0 | 0 | 0 | 0 | 0 | 0
CSP | 0 | 0 | 0 | 0 | 0 | 0
CT | 0 | 0 | 0 | 0 | 0 | 0
Coal | 0 | 0 | 0 | 0 | 0 | 0
Geo | 0 | 0 | 0 | 0 | 0 | 0
H | 0 | 0 | 0 | 0 | 0 | 0
LFG | 0 | 0 | 0 | 0 | 0 | 0
Nuc | 0 | 0 | 0 | 0 | 0 | 0
PS | 0 | 0 | 0 | 0 | 0 | 0
PV | 0 | 0 | 0 | 0 | 0 | 0
PeakG | 0 | 0 | 0 | 0 | 0 | 0
PeakO | 0 | 0 | 0 | 0 | 0 | 0
ST | 0 | 0 | 0 | 0 | 0 | 0
STOG | 0 | 0 | 0 | 0 | 0 | 0
STWD | 0 | 0 | 0 | 0 | 0 | 0
WT | 0 | 0 | 0 | 0 | 0 | 0
IGCC | 0 | 0 | 0 | 0 | 0 | 0
DemandResponse | 0 | 0 | 0 | 0 | 0 | 0
IGCC-CCS | 0 | 0 | 0 | 0 | 0 | 0
WT_off | 0 | 0 | 0 | 0 | 0 | 0
PseudoUnit | 0 | 0 | 0 | 0 | 0 | 1007.05
FixedInterchange | 0 | 0 | 0 | 0 | 0 | 0
New Build Capacity by Reporting Type: HQ_NY
ReportingType | 2015 | 2020 | 2025 | 2030 | 2035 | 2040
BM | 0 | 0 | 0 | 0 | 0 | 0
CC | 0 | 0 | 0 | 0 | 0 | 0
CSP | 0 | 0 | 0 | 0 | 0 | 0
CT | 0 | 0 | 0 | 0 | 0 | 0
Coal | 0 | 0 | 0 | 0 | 0 | 0
Geo | 0 | 0 | 0 | 0 | 0 | 0
H | 0 | 0 | 0 | 0 | 0 | 0
LFG | 0 | 0 | 0 | 0 | 0 | 0
Nuc | 0 | 0 | 0 | 0 | 0 | 0
PS | 0 | 0 | 0 | 0 | 0 | 0
PV | 0 | 0 | 0 | 0 | 0 | 0
PeakG | 0 | 0 | 0 | 0 | 0 | 0
PeakO | 0 | 0 | 0 | 0 | 0 | 0
ST | 0 | 0 | 0 | 0 | 0 | 0
STOG | 0 | 0 | 0 | 0 | 0 | 0
STWD | 0 | 0 | 0 | 0 | 0 | 0
WT | 0 | 0 | 0 | 0 | 0 | 0
IGCC | 0 | 0 | 0 | 0 | 0 | 0
DemandResponse | 0 | 0 | 0 | 0 | 0 | 0
IGCC-CCS | 0 | 0 | 0 | 0 | 0 | 0
WT_off | 0 | 0 | 0 | 0 | 0 | 0
PseudoUnit | 0 | 0 | 0 | 0 | 846.96 | 1252.78
FixedInterchange | 0 | 0 | 0 | 0 | 0 | 0
New Build Capacity by Reporting Type: MARITIMES
ReportingType | 2015 | 2020 | 2025 | 2030 | 2035 | 2040
BM | 0 | 0 | 0 | 0 | 0 | 0
CC | 0 | 0 | 0 | 0 | 0 | 0
CSP | 0 | 0 | 0 | 0 | 0 | 0
CT | 0 | 0 | 0 | 0 | 0 | 0
Coal | 0 | 0 | 0 | 0 | 0 | 0
Geo | 0 | 0 | 0 | 0 | 0 | 0
H | 0 | 0 | 0 | 0 | 0 | 0
LFG | 0 | 0 | 0 | 0 | 0 | 0
Nuc | 0 | 0 | 0 | 0 | 0 | 0
PS | 0 | 0 | 0 | 0 | 0 | 0
PV | 0 | 0 | 0 | 0 | 0 | 0
PeakG | 0 | 0 | 0 | 0 | 0 | 0
PeakO | 0 | 0 | 0 | 0 | 0 | 0
ST | 0 | 0 | 0 | 0 | 0 | 0
STOG | 0 | 0 | 0 | 0 | 0 | 0
STWD | 0 | 0 | 0 | 0 | 0 | 0
WT | 0 | 0 | 0 | 0 | 0 | 0
IGCC | 0 | 0 | 0 | 0 | 0 | 0
DemandResponse | 0 | 0 | 0 | 0 | 0 | 0
IGCC-CCS | 0 | 0 | 0 | 0 | 0 | 0
WT_off | 0 | 0 | 0 | 0 | 0 | 0
PseudoUnit | 0 | 0 | 0 | 0 | 0 | 450
FixedInterchange | 0 | 0 | 0 | 0 | 0 | 0
New Build Capacity by Reporting Type: All
ReportingType | 2015 | 2020 | 2025 | 2030 | 2035 | 2040
BM | 1251 | 9.31 | 432.87 | 0 | 0 | 0
CC | 111810.7 | 29967.54 | 0 | 0 | 6290.26 | 7945.29
CSP | 0 | 0 | 0 | 0 | 0 | 0
CT | 6393.79 | 300 | 0 | 0 | 0 | 0
Coal | 10763.64 | 0 | 0 | 0 | 0 | 0
Geo | 136 | 2075 | 4429 | 0 | 0 | 0
H | 0 | 984.77 | 2735.23 | 840.44 | 140.52 | 0
LFG | 192 | 1953 | 2210 | 723.5 | 0.5 | 0
Nuc | 2740.56 | 4530 | 1439.33 | 48560.78 | 17965.77 | 27422.08
PS | 0 | 0 | 0 | 0 | 0 | 0
PV | 1246 | 1957.91 | 845.14 | 81.35 | 0 | 0
PeakG | 0 | 0 | 0 | 0 | 0 | 0
PeakO | 0 | 0 | 0 | 0 | 0 | 0
ST | 760 | 724.32 | 205.65 | 18.33 | 0 | 0
STOG | 0 | 0 | 0 | 0 | 0 | 0
STWD | 0 | 0 | 0 | 0 | 0 | 0
WT | 25342 | 109838.25 | 84594.75 | 73493.95 | 254.86 | 268.65
IGCC | 618 | 0 | 0 | 0 | 0 | 0
DemandResponse | 0 | 0 | 0 | 0 | 0 | 0
IGCC-CCS | 0 | 0 | 0 | 0 | 0 | 0
WT_off | 469 | 0 | 1100 | 0 | 0 | 0
PseudoUnit | 0 | 0 | 0 | 0 | 846.96 | 4373.04
FixedInterchange | 0 | 0 | 0 | 0 | 0 | 0
New Build Capacity by Reporting Type: EI_US
ReportingType | 2015 | 2020 | 2025 | 2030 | 2035 | 2040
BM | 741.12 | 9.31 | 432.87 | 0 | 0 | 0
CC | 85831.66 | 27626.89 | 0 | 0 | 6290.26 | 7945.29
CSP | 0 | 0 | 0 | 0 | 0 | 0
CT | 4323.69 | 300 | 0 | 0 | 0 | 0
Coal | 7858.64 | 0 | 0 | 0 | 0 | 0
Geo | 0 | 0 | 0 | 0 | 0 | 0
H | 0 | 504 | 1026 | 708 | 0 | 0
LFG | 141.4 | 1018.77 | 1335.33 | 723.5 | 0 | 0
Nuc | 2740.56 | 4530 | 1297.72 | 27634.02 | 11818.13 | 18418.64
PS | 0 | 0 | 0 | 0 | 0 | 0
PV | 57.74 | 1957.91 | 845.14 | 81.35 | 0 | 0
PeakG | 0 | 0 | 0 | 0 | 0 | 0
PeakO | 0 | 0 | 0 | 0 | 0 | 0
ST | 0 | 0 | 0 | 0 | 0 | 0
STOG | 0 | 0 | 0 | 0 | 0 | 0
STWD | 0 | 0 | 0 | 0 | 0 | 0
WT | 19786.6 | 90009.65 | 69552.52 | 58322.7 | 0 | 0
IGCC | 618 | 0 | 0 | 0 | 0 | 0
DemandResponse | 0 | 0 | 0 | 0 | 0 | 0
IGCC-CCS | 0 | 0 | 0 | 0 | 0 | 0
WT_off | 469 | 0 | 1100 | 0 | 0 | 0
PseudoUnit | 0 | 0 | 0 | 0 | 846.96 | 2709.84
FixedInterchange | 0 | 0 | 0 | 0 | 0 | 0
New Build Capacity by Reporting Type: EI_Canada
ReportingType | 2015 | 2020 | 2025 | 2030 | 2035 | 2040
BM | 326.33 | 0 | 0 | 0 | 0 | 0
CC | 1793.93 | 0 | 0 | 0 | 0 | 0
CSP | 0 | 0 | 0 | 0 | 0 | 0
CT | 368 | 0 | 0 | 0 | 0 | 0
Coal | 0 | 0 | 0 | 0 | 0 | 0
Geo | 0 | 0 | 0 | 0 | 0 | 0
H | 0 | 480.77 | 1709.23 | 132.44 | 140.52 | 0
LFG | 14.5 | 0 | 0 | 0 | 0.5 | 0
Nuc | 0 | 0 | 0 | 0 | 0 | 0
PS | 0 | 0 | 0 | 0 | 0 | 0
PV | 1067.26 | 0 | 0 | 0 | 0 | 0
PeakG | 0 | 0 | 0 | 0 | 0 | 0
PeakO | 0 | 0 | 0 | 0 | 0 | 0
ST | 0 | 0 | 0 | 0 | 0 | 0
STOG | 0 | 0 | 0 | 0 | 0 | 0
STWD | 0 | 0 | 0 | 0 | 0 | 0
WT | 2408.3 | 0 | 0 | 0 | 0 | 0
IGCC | 0 | 0 | 0 | 0 | 0 | 0
DemandResponse | 0 | 0 | 0 | 0 | 0 | 0
IGCC-CCS | 0 | 0 | 0 | 0 | 0 | 0
WT_off | 0 | 0 | 0 | 0 | 0 | 0
PseudoUnit | 0 | 0 | 0 | 0 | 0 | 1663.2
FixedInterchange | 0 | 0 | 0 | 0 | 0 | 0
New Build Capacity by Reporting Type: EI
ReportingType | 2015 | 2020 | 2025 | 2030 | 2035 | 2040
BM | 1067.45 | 9.31 | 432.87 | 0 | 0 | 0
CC | 87625.59 | 27626.89 | 0 | 0 | 6290.26 | 7945.29
CSP | 0 | 0 | 0 | 0 | 0 | 0
CT | 4691.69 | 300 | 0 | 0 | 0 | 0
Coal | 7858.64 | 0 | 0 | 0 | 0 | 0
Geo | 0 | 0 | 0 | 0 | 0 | 0
H | 0 | 984.77 | 2735.23 | 840.44 | 140.52 | 0
LFG | 155.9 | 1018.77 | 1335.33 | 723.5 | 0.5 | 0
Nuc | 2740.56 | 4530 | 1297.72 | 27634.02 | 11818.13 | 18418.64
PS | 0 | 0 | 0 | 0 | 0 | 0
PV | 1125 | 1957.91 | 845.14 | 81.35 | 0 | 0
PeakG | 0 | 0 | 0 | 0 | 0 | 0
PeakO | 0 | 0 | 0 | 0 | 0 | 0
ST | 0 | 0 | 0 | 0 | 0 | 0
STOG | 0 | 0 | 0 | 0 | 0 | 0
STWD | 0 | 0 | 0 | 0 | 0 | 0
WT | 22194.9 | 90009.65 | 69552.52 | 58322.7 | 0 | 0
IGCC | 618 | 0 | 0 | 0 | 0 | 0
DemandResponse | 0 | 0 | 0 | 0 | 0 | 0
IGCC-CCS | 0 | 0 | 0 | 0 | 0 | 0
WT_off | 469 | 0 | 1100 | 0 | 0 | 0
PseudoUnit | 0 | 0 | 0 | 0 | 846.96 | 4373.04
FixedInterchange | 0 | 0 | 0 | 0 | 0 | 0
New Build Capacity by Reporting Type: Outside_EI
ReportingType | 2015 | 2020 | 2025 | 2030 | 2035 | 2040
BM | 183.55 | 0 | 0 | 0 | 0 | 0
CC | 24185.1 | 2340.65 | 0 | 0 | 0 | 0
CSP | 0 | 0 | 0 | 0 | 0 | 0
CT | 1702.1 | 0 | 0 | 0 | 0 | 0
Coal | 2905 | 0 | 0 | 0 | 0 | 0
Geo | 136 | 2075 | 4429 | 0 | 0 | 0
H | 0 | 0 | 0 | 0 | 0 | 0
LFG | 36.1 | 934.23 | 874.67 | 0 | 0 | 0
Nuc | 0 | 0 | 141.61 | 20926.76 | 6147.64 | 9003.44
PS | 0 | 0 | 0 | 0 | 0 | 0
PV | 121 | 0 | 0 | 0 | 0 | 0
PeakG | 0 | 0 | 0 | 0 | 0 | 0
PeakO | 0 | 0 | 0 | 0 | 0 | 0
ST | 760 | 724.32 | 205.65 | 18.33 | 0 | 0
STOG | 0 | 0 | 0 | 0 | 0 | 0
STWD | 0 | 0 | 0 | 0 | 0 | 0
WT | 3147.1 | 19828.6 | 15042.23 | 15171.25 | 254.86 | 268.65
IGCC | 0 | 0 | 0 | 0 | 0 | 0
DemandResponse | 0 | 0 | 0 | 0 | 0 | 0
IGCC-CCS | 0 | 0 | 0 | 0 | 0 | 0
WT_off | 0 | 0 | 0 | 0 | 0 | 0
PseudoUnit | 0 | 0 | 0 | 0 | 0 | 0
FixedInterchange | 0 | 0 | 0 | 0 | 0 | 0
#2 | Cumulative New Build Capacity (MW)
Cumulative New Build Capacity by Reporting Type: Entergy
ReportingType | 2015 | 2020 | 2025 | 2030 | 2035 | 2040
BM | 0 | 0 | 0 | 0 | 0 | 0
CC | 957.24 | 4505.48 | 4505.48 | 4505.48 | 4505.48 | 4505.48
CSP | 0 | 0 | 0 | 0 | 0 | 0
CT | 0 | 0 | 0 | 0 | 0 | 0
Coal | 720 | 720 | 720 | 720 | 720 | 720
Geo | 0 | 0 | 0 | 0 | 0 | 0
H | 0 | 0 | 0 | 0 | 0 | 0
LFG | 0 | 0 | 107.4 | 107.4 | 107.4 | 107.4
Nuc | 170 | 170 | 170 | 170 | 170 | 170
PS | 0 | 0 | 0 | 0 | 0 | 0
PV | 0.29 | 58.37 | 84.95 | 84.95 | 84.95 | 84.95
PeakG | 0 | 0 | 0 | 0 | 0 | 0
PeakO | 0 | 0 | 0 | 0 | 0 | 0
ST | 0 | 0 | 0 | 0 | 0 | 0
STOG | 0 | 0 | 0 | 0 | 0 | 0
STWD | 0 | 0 | 0 | 0 | 0 | 0
WT | 0 | 0 | 0 | 100 | 100 | 100
IGCC | 0 | 0 | 0 | 0 | 0 | 0
DemandResponse | 0 | 0 | 0 | 0 | 0 | 0
IGCC-CCS | 0 | 0 | 0 | 0 | 0 | 0
WT_off | 0 | 0 | 0 | 0 | 0 | 0
PseudoUnit | 0 | 0 | 0 | 0 | 0 | 0
FixedInterchange | 0 | 0 | 0 | 0 | 0 | 0
Cumulative New Build Capacity by Reporting Type: FRCC
ReportingType | 2015 | 2020 | 2025 | 2030 | 2035 | 2040
BM | 0 | 0 | 0 | 0 | 0 | 0
CC | 10598.77 | 10598.77 | 10598.77 | 10598.77 | 10598.77 | 10598.77
CSP | 0 | 0 | 0 | 0 | 0 | 0
CT | 2480 | 2480 | 2480 | 2480 | 2480 | 2480
Coal | 0 | 0 | 0 | 0 | 0 | 0
Geo | 0 | 0 | 0 | 0 | 0 | 0
H | 0 | 0 | 0 | 0 | 0 | 0
LFG | 0 | 0 | 198 | 198 | 198 | 198
Nuc | 229.33 | 229.33 | 1527.06 | 17511.49 | 20119.88 | 24420.8
PS | 0 | 0 | 0 | 0 | 0 | 0
PV | 0 | 0 | 0 | 0 | 0 | 0
PeakG | 0 | 0 | 0 | 0 | 0 | 0
PeakO | 0 | 0 | 0 | 0 | 0 | 0
ST | 0 | 0 | 0 | 0 | 0 | 0
STOG | 0 | 0 | 0 | 0 | 0 | 0
STWD | 0 | 0 | 0 | 0 | 0 | 0
WT | 0 | 0 | 0 | 0 | 0 | 0
IGCC | 0 | 0 | 0 | 0 | 0 | 0
DemandResponse | 0 | 0 | 0 | 0 | 0 | 0
IGCC-CCS | 0 | 0 | 0 | 0 | 0 | 0
WT_off | 0 | 0 | 0 | 0 | 0 | 0
PseudoUnit | 0 | 0 | 0 | 0 | 0 | 0
FixedInterchange | 0 | 0 | 0 | 0 | 0 | 0
Cumulative New Build Capacity by Reporting Type: MAPP_US
ReportingType | 2015 | 2020 | 2025 | 2030 | 2035 | 2040
BM | 0 | 0 | 0 | 0 | 0 | 0
CC | 0 | 0 | 0 | 0 | 0 | 0
CSP | 0 | 0 | 0 | 0 | 0 | 0
CT | 308.3 | 308.3 | 308.3 | 308.3 | 308.3 | 308.3
Coal | 0 | 0 | 0 | 0 | 0 | 0
Geo | 0 | 0 | 0 | 0 | 0 | 0
H | 0 | 0 | 0 | 0 | 0 | 0
LFG | 0 | 0 | 0 | 71.67 | 71.67 | 71.67
Nuc | 0 | 0 | 0 | 0 | 0 | 0
PS | 0 | 0 | 0 | 0 | 0 | 0
PV | 0 | 0 | 0 | 0 | 0 | 0
PeakG | 0 | 0 | 0 | 0 | 0 | 0
PeakO | 0 | 0 | 0 | 0 | 0 | 0
ST | 0 | 0 | 0 | 0 | 0 | 0
STOG | 0 | 0 | 0 | 0 | 0 | 0
STWD | 0 | 0 | 0 | 0 | 0 | 0
WT | 421.3 | 7690.86 | 8596.63 | 8596.63 | 8596.63 | 8596.63
IGCC | 0 | 0 | 0 | 0 | 0 | 0
DemandResponse | 0 | 0 | 0 | 0 | 0 | 0
IGCC-CCS | 0 | 0 | 0 | 0 | 0 | 0
WT_off | 0 | 0 | 0 | 0 | 0 | 0
PseudoUnit | 0 | 0 | 0 | 0 | 0 | 0
FixedInterchange | 0 | 0 | 0 | 0 | 0 | 0
Cumulative New Build Capacity by Reporting Type: MISO_IN
ReportingType | 2015 | 2020 | 2025 | 2030 | 2035 | 2040
BM | 0 | 0 | 0 | 0 | 0 | 0
CC | 2097.98 | 7548.34 | 7548.34 | 7548.34 | 7548.34 | 7548.34
CSP | 0 | 0 | 0 | 0 | 0 | 0
CT | 0 | 0 | 0 | 0 | 0 | 0
Coal | 0 | 0 | 0 | 0 | 0 | 0
Geo | 0 | 0 | 0 | 0 | 0 | 0
H | 0 | 0 | 0 | 0 | 0 | 0
LFG | 0 | 0 | 80.12 | 80.12 | 80.12 | 80.12
Nuc | 0 | 0 | 0 | 0 | 0 | 0
PS | 0 | 0 | 0 | 0 | 0 | 0
PV | 0 | 217.17 | 335.74 | 335.74 | 335.74 | 335.74
PeakG | 0 | 0 | 0 | 0 | 0 | 0
PeakO | 0 | 0 | 0 | 0 | 0 | 0
ST | 0 | 0 | 0 | 0 | 0 | 0
STOG | 0 | 0 | 0 | 0 | 0 | 0
STWD | 0 | 0 | 0 | 0 | 0 | 0
WT | 0 | 148.19 | 1864.59 | 20786.84 | 20786.84 | 20786.84
IGCC | 618 | 618 | 618 | 618 | 618 | 618
DemandResponse | 0 | 0 | 0 | 0 | 0 | 0
IGCC-CCS | 0 | 0 | 0 | 0 | 0 | 0
WT_off | 0 | 0 | 0 | 0 | 0 | 0
PseudoUnit | 0 | 0 | 0 | 0 | 0 | 0
FixedInterchange | 0 | 0 | 0 | 0 | 0 | 0
Cumulative New Build Capacity by Reporting Type: MISO_MI
ReportingType | 2015 | 2020 | 2025 | 2030 | 2035 | 2040
BM | 0 | 0 | 0 | 0 | 0 | 0
CC | 2357.24 | 5172.23 | 5172.23 | 5172.23 | 5172.23 | 5172.23
CSP | 0 | 0 | 0 | 0 | 0 | 0
CT | 0 | 0 | 0 | 0 | 0 | 0
Coal | 0 | 0 | 0 | 0 | 0 | 0
Geo | 0 | 0 | 0 | 0 | 0 | 0
H | 0 | 0 | 0 | 0 | 0 | 0
LFG | 0 | 0 | 160.25 | 160.25 | 160.25 | 160.25
Nuc | 0 | 0 | 0 | 0 | 0 | 0
PS | 0 | 0 | 0 | 0 | 0 | 0
PV | 0 | 0 | 0 | 0 | 0 | 0
PeakG | 0 | 0 | 0 | 0 | 0 | 0
PeakO | 0 | 0 | 0 | 0 | 0 | 0
ST | 0 | 0 | 0 | 0 | 0 | 0
STOG | 0 | 0 | 0 | 0 | 0 | 0
STWD | 0 | 0 | 0 | 0 | 0 | 0
WT | 2000 | 2223.37 | 3316.36 | 9027.15 | 9027.15 | 9027.15
IGCC | 0 | 0 | 0 | 0 | 0 | 0
DemandResponse | 0 | 0 | 0 | 0 | 0 | 0
IGCC-CCS | 0 | 0 | 0 | 0 | 0 | 0
WT_off | 0 | 0 | 0 | 0 | 0 | 0
PseudoUnit | 0 | 0 | 0 | 0 | 0 | 0
FixedInterchange | 0 | 0 | 0 | 0 | 0 | 0
Cumulative New Build Capacity by Reporting Type: MISO_MO-IL
ReportingType | 2015 | 2020 | 2025 | 2030 | 2035 | 2040
BM | 0 | 0 | 0 | 0 | 0 | 0
CC | 1562.21 | 4531.28 | 4531.28 | 4531.28 | 4531.28 | 4531.28
CSP | 0 | 0 | 0 | 0 | 0 | 0
CT | 0 | 0 | 0 | 0 | 0 | 0
Coal | 1790 | 1790 | 1790 | 1790 | 1790 | 1790
Geo | 0 | 0 | 0 | 0 | 0 | 0
H | 0 | 0 | 280 | 280 | 280 | 280
LFG | 0 | 0 | 223.33 | 223.33 | 223.33 | 223.33
Nuc | 0 | 0 | 0 | 0 | 0 | 0
PS | 0 | 0 | 0 | 0 | 0 | 0
PV | 0 | 0 | 0 | 0 | 0 | 0
PeakG | 0 | 0 | 0 | 0 | 0 | 0
PeakO | 0 | 0 | 0 | 0 | 0 | 0
ST | 0 | 0 | 0 | 0 | 0 | 0
STOG | 0 | 0 | 0 | 0 | 0 | 0
STWD | 0 | 0 | 0 | 0 | 0 | 0
WT | 300 | 474 | 5900 | 18336.39 | 18336.39 | 18336.39
IGCC | 0 | 0 | 0 | 0 | 0 | 0
DemandResponse | 0 | 0 | 0 | 0 | 0 | 0
IGCC-CCS | 0 | 0 | 0 | 0 | 0 | 0
WT_off | 0 | 0 | 0 | 0 | 0 | 0
PseudoUnit | 0 | 0 | 0 | 0 | 0 | 0
FixedInterchange | 0 | 0 | 0 | 0 | 0 | 0
Cumulative New Build Capacity by Reporting Type: MISO_W
ReportingType | 2015 | 2020 | 2025 | 2030 | 2035 | 2040
BM | 0 | 0 | 0 | 0 | 0 | 0
CC | 1385.21 | 3511.47 | 3511.47 | 3511.47 | 3511.47 | 3511.47
CSP | 0 | 0 | 0 | 0 | 0 | 0
CT | 0 | 0 | 0 | 0 | 0 | 0
Coal | 0 | 0 | 0 | 0 | 0 | 0
Geo | 0 | 0 | 0 | 0 | 0 | 0
H | 0 | 0 | 0 | 0 | 0 | 0
LFG | 0 | 0 | 0 | 71.67 | 71.67 | 71.67
Nuc | 94.33 | 94.33 | 94.33 | 94.33 | 94.33 | 94.33
PS | 0 | 0 | 0 | 0 | 0 | 0
PV | 0 | 0 | 0 | 0 | 0 | 0
PeakG | 0 | 0 | 0 | 0 | 0 | 0
PeakO | 0 | 0 | 0 | 0 | 0 | 0
ST | 0 | 0 | 0 | 0 | 0 | 0
STOG | 0 | 0 | 0 | 0 | 0 | 0
STWD | 0 | 0 | 0 | 0 | 0 | 0
WT | 2800.5 | 2800.5 | 48139.75 | 55028.16 | 55028.16 | 55028.16
IGCC | 0 | 0 | 0 | 0 | 0 | 0
DemandResponse | 0 | 0 | 0 | 0 | 0 | 0
IGCC-CCS | 0 | 0 | 0 | 0 | 0 | 0
WT_off | 0 | 0 | 0 | 0 | 0 | 0
PseudoUnit | 0 | 0 | 0 | 0 | 0 | 0
FixedInterchange | 0 | 0 | 0 | 0 | 0 | 0
Cumulative New Build Capacity by Reporting Type: MISO_WUMS
ReportingType | 2015 | 2020 | 2025 | 2030 | 2035 | 2040
BM | 0 | 0 | 0 | 0 | 0 | 0
CC | 3877.24 | 3877.24 | 3877.24 | 3877.24 | 3877.24 | 3877.24
CSP | 0 | 0 | 0 | 0 | 0 | 0
CT | 0 | 0 | 0 | 0 | 0 | 0
Coal | 615 | 615 | 615 | 615 | 615 | 615
Geo | 0 | 0 | 0 | 0 | 0 | 0
H | 0 | 1 | 1 | 1 | 1 | 1
LFG | 0 | 0 | 191.17 | 223.33 | 223.33 | 223.33
Nuc | 235 | 235 | 235 | 235 | 235 | 235
PS | 0 | 0 | 0 | 0 | 0 | 0
PV | 0 | 0 | 0 | 0 | 0 | 0
PeakG | 0 | 0 | 0 | 0 | 0 | 0
PeakO | 0 | 0 | 0 | 0 | 0 | 0
ST | 0 | 0 | 0 | 0 | 0 | 0
STOG | 0 | 0 | 0 | 0 | 0 | 0
STWD | 0 | 0 | 0 | 0 | 0 | 0
WT | 968.9 | 993.56 | 1559.15 | 3051.35 | 3051.35 | 3051.35
IGCC | 0 | 0 | 0 | 0 | 0 | 0
DemandResponse | 0 | 0 | 0 | 0 | 0 | 0
IGCC-CCS | 0 | 0 | 0 | 0 | 0 | 0
WT_off | 0 | 0 | 0 | 0 | 0 | 0
PseudoUnit | 0 | 0 | 0 | 0 | 0 | 0
FixedInterchange | 0 | 0 | 0 | 0 | 0 | 0
Cumulative New Build Capacity by Reporting Type: Nebraska
ReportingType | 2015 | 2020 | 2025 | 2030 | 2035 | 2040
BM | 0 | 0 | 0 | 0 | 0 | 0
CC | 0 | 0 | 0 | 0 | 0 | 0
CSP | 0 | 0 | 0 | 0 | 0 | 0
CT | 0 | 0 | 0 | 0 | 0 | 0
Coal | 232.1 | 232.1 | 232.1 | 232.1 | 232.1 | 232.1
Geo | 0 | 0 | 0 | 0 | 0 | 0
H | 0 | 0 | 0 | 0 | 0 | 0
LFG | 0 | 0 | 0 | 71.67 | 71.67 | 71.67
Nuc | 0 | 0 | 0 | 0 | 0 | 0
PS | 0 | 0 | 0 | 0 | 0 | 0
PV | 0 | 0 | 0 | 0 | 0 | 0
PeakG | 0 | 0 | 0 | 0 | 0 | 0
PeakO | 0 | 0 | 0 | 0 | 0 | 0
ST | 0 | 0 | 0 | 0 | 0 | 0
STOG | 0 | 0 | 0 | 0 | 0 | 0
STWD | 0 | 0 | 0 | 0 | 0 | 0
WT | 202 | 13383.73 | 13383.73 | 13383.73 | 13383.73 | 13383.73
IGCC | 0 | 0 | 0 | 0 | 0 | 0
DemandResponse | 0 | 0 | 0 | 0 | 0 | 0
IGCC-CCS | 0 | 0 | 0 | 0 | 0 | 0
WT_off | 0 | 0 | 0 | 0 | 0 | 0
PseudoUnit | 0 | 0 | 0 | 0 | 0 | 0
FixedInterchange | 0 | 0 | 0 | 0 | 0 | 0
Cumulative New Build Capacity by Reporting Type: NEISO
ReportingType | 2015 | 2020 | 2025 | 2030 | 2035 | 2040
BM | 252.2 | 252.2 | 252.2 | 252.2 | 252.2 | 252.2
CC | 2049.5 | 2049.5 | 2049.5 | 2049.5 | 2049.5 | 2049.5
CSP | 0 | 0 | 0 | 0 | 0 | 0
CT | 334 | 334 | 334 | 334 | 334 | 334
Coal | 0 | 0 | 0 | 0 | 0 | 0
Geo | 0 | 0 | 0 | 0 | 0 | 0
H | 0 | 0 | 0 | 3 | 3 | 3
LFG | 49.26 | 49.26 | 49.26 | 119 | 119 | 119
Nuc | 0 | 0 | 0 | 0 | 0 | 0
PS | 0 | 0 | 0 | 0 | 0 | 0
PV | 0 | 263.62 | 263.62 | 263.62 | 263.62 | 263.62
PeakG | 0 | 0 | 0 | 0 | 0 | 0
PeakO | 0 | 0 | 0 | 0 | 0 | 0
ST | 0 | 0 | 0 | 0 | 0 | 0
STOG | 0 | 0 | 0 | 0 | 0 | 0
STWD | 0 | 0 | 0 | 0 | 0 | 0
WT | 231.2 | 1974.04 | 3142 | 5280 | 5280 | 5280
IGCC | 0 | 0 | 0 | 0 | 0 | 0
DemandResponse | 0 | 0 | 0 | 0 | 0 | 0
IGCC-CCS | 0 | 0 | 0 | 0 | 0 | 0
WT_off | 468 | 468 | 468 | 468 | 468 | 468
PseudoUnit | 0 | 0 | 0 | 0 | 0 | 0
FixedInterchange | 0 | 0 | 0 | 0 | 0 | 0
Cumulative New Build Capacity by Reporting Type: NonRTO_Midwest
ReportingType | 2015 | 2020 | 2025 | 2030 | 2035 | 2040
BM | 0 | 0 | 0 | 0 | 0 | 0
CC | 1161.12 | 5573.36 | 5573.36 | 5573.36 | 5573.36 | 5573.36
CSP | 0 | 0 | 0 | 0 | 0 | 0
CT | 0 | 0 | 0 | 0 | 0 | 0
Coal | 0 | 0 | 0 | 0 | 0 | 0
Geo | 0 | 0 | 0 | 0 | 0 | 0
H | 0 | 0 | 746 | 746 | 746 | 746
LFG | 0 | 0 | 160.25 | 160.25 | 160.25 | 160.25
Nuc | 0 | 0 | 0 | 0 | 610.56 | 1127.11
PS | 0 | 0 | 0 | 0 | 0 | 0
PV | 0 | 0 | 0 | 0 | 0 | 0
PeakG | 0 | 0 | 0 | 0 | 0 | 0
PeakO | 0 | 0 | 0 | 0 | 0 | 0
ST | 0 | 0 | 0 | 0 | 0 | 0
STOG | 0 | 0 | 0 | 0 | 0 | 0
STWD | 0 | 0 | 0 | 0 | 0 | 0
WT | 0 | 0 | 0 | 0 | 0 | 0
IGCC | 0 | 0 | 0 | 0 | 0 | 0
DemandResponse | 0 | 0 | 0 | 0 | 0 | 0
IGCC-CCS | 0 | 0 | 0 | 0 | 0 | 0
WT_off | 0 | 0 | 0 | 0 | 0 | 0
PseudoUnit | 0 | 0 | 0 | 0 | 0 | 0
FixedInterchange | 0 | 0 | 0 | 0 | 0 | 0
Cumulative New Build Capacity by Reporting Type: NYISO_A-F
ReportingType | 2015 | 2020 | 2025 | 2030 | 2035 | 2040
BM | 0 | 0 | 0 | 0 | 0 | 0
CC | 639 | 639 | 639 | 639 | 639 | 639
CSP | 0 | 0 | 0 | 0 | 0 | 0
CT | 0 | 0 | 0 | 0 | 0 | 0
Coal | 0 | 0 | 0 | 0 | 0 | 0
Geo | 0 | 0 | 0 | 0 | 0 | 0
H | 0 | 0 | 0 | 0 | 0 | 0
LFG | 6.4 | 6.4 | 6.4 | 74.33 | 74.33 | 74.33
Nuc | 168 | 168 | 168 | 168 | 168 | 168
PS | 0 | 0 | 0 | 0 | 0 | 0
PV | 0 | 0 | 0 | 0 | 0 | 0
PeakG | 0 | 0 | 0 | 0 | 0 | 0
PeakO | 0 | 0 | 0 | 0 | 0 | 0
ST | 0 | 0 | 0 | 0 | 0 | 0
STOG | 0 | 0 | 0 | 0 | 0 | 0
STWD | 0 | 0 | 0 | 0 | 0 | 0
WT | 2476.3 | 3903.12 | 3903.12 | 6110.59 | 6110.59 | 6110.59
IGCC | 0 | 0 | 0 | 0 | 0 | 0
DemandResponse | 0 | 0 | 0 | 0 | 0 | 0
IGCC-CCS | 0 | 0 | 0 | 0 | 0 | 0
WT_off | 0 | 0 | 0 | 0 | 0 | 0
PseudoUnit | 0 | 0 | 0 | 0 | 0 | 0
FixedInterchange | 0 | 0 | 0 | 0 | 0 | 0
Cumulative New Build Capacity by Reporting Type: NYISO_G-I
ReportingType | 2015 | 2020 | 2025 | 2030 | 2035 | 2040
BM | 0 | 0 | 0 | 0 | 0 | 0
CC | 0 | 0 | 0 | 0 | 1248.51 | 1598.56
CSP | 0 | 0 | 0 | 0 | 0 | 0
CT | 0 | 0 | 0 | 0 | 0 | 0
Coal | 0 | 0 | 0 | 0 | 0 | 0
Geo | 0 | 0 | 0 | 0 | 0 | 0
H | 0 | 0 | 0 | 0 | 0 | 0
LFG | 0 | 0 | 0 | 74.33 | 74.33 | 74.33
Nuc | 0 | 0 | 0 | 0 | 0 | 0
PS | 0 | 0 | 0 | 0 | 0 | 0
PV | 0 | 0 | 0 | 0 | 0 | 0
PeakG | 0 | 0 | 0 | 0 | 0 | 0
PeakO | 0 | 0 | 0 | 0 | 0 | 0
ST | 0 | 0 | 0 | 0 | 0 | 0
STOG | 0 | 0 | 0 | 0 | 0 | 0
STWD | 0 | 0 | 0 | 0 | 0 | 0
WT | 0 | 60 | 60 | 360 | 360 | 360
IGCC | 0 | 0 | 0 | 0 | 0 | 0
DemandResponse | 0 | 0 | 0 | 0 | 0 | 0
IGCC-CCS | 0 | 0 | 0 | 0 | 0 | 0
WT_off | 0 | 0 | 0 | 0 | 0 | 0
PseudoUnit | 0 | 0 | 0 | 0 | 0 | 0
FixedInterchange | 0 | 0 | 0 | 0 | 0 | 0
Cumulative New Build Capacity by Reporting Type: NYISO_J-K
ReportingType | 2015 | 2020 | 2025 | 2030 | 2035 | 2040
BM | 0 | 0 | 0 | 0 | 0 | 0
CC | 1175.4 | 1175.4 | 1175.4 | 1175.4 | 1175.4 | 1175.4
CSP | 0 | 0 | 0 | 0 | 0 | 0
CT | 0 | 0 | 0 | 0 | 0 | 0
Coal | 0 | 0 | 0 | 0 | 0 | 0
Geo | 0 | 0 | 0 | 0 | 0 | 0
H | 0 | 0 | 0 | 0 | 0 | 0
LFG | 0 | 0 | 0 | 74.33 | 74.33 | 74.33
Nuc | 0 | 0 | 0 | 0 | 0 | 0
PS | 0 | 0 | 0 | 0 | 0 | 0
PV | 32 | 32 | 32 | 32 | 32 | 32
PeakG | 0 | 0 | 0 | 0 | 0 | 0
PeakO | 0 | 0 | 0 | 0 | 0 | 0
ST | 0 | 0 | 0 | 0 | 0 | 0
STOG | 0 | 0 | 0 | 0 | 0 | 0
STWD | 0 | 0 | 0 | 0 | 0 | 0
WT | 0 | 0 | 0 | 0 | 0 | 0
IGCC | 0 | 0 | 0 | 0 | 0 | 0
DemandResponse | 0 | 0 | 0 | 0 | 0 | 0
IGCC-CCS | 0 | 0 | 0 | 0 | 0 | 0
WT_off | 0 | 0 | 0 | 0 | 0 | 0
PseudoUnit | 0 | 0 | 0 | 0 | 0 | 0
FixedInterchange | 0 | 0 | 0 | 0 | 0 | 0
Cumulative New Build Capacity by Reporting Type: PJM_E
ReportingType | 2015 | 2020 | 2025 | 2030 | 2035 | 2040
BM | 30 | 30 | 30 | 30 | 30 | 30
CC | 4634.3 | 4634.3 | 4634.3 | 4634.3 | 4634.3 | 4634.3
CSP | 0 | 0 | 0 | 0 | 0 | 0
CT | 26.2 | 26.2 | 26.2 | 26.2 | 26.2 | 26.2
Coal | 27 | 27 | 27 | 27 | 27 | 27
Geo | 0 | 0 | 0 | 0 | 0 | 0
H | 0 | 0 | 0 | 0 | 0 | 0
LFG | 9.1 | 142 | 142 | 142 | 142 | 142
Nuc | 38 | 38 | 38 | 38 | 38 | 38
PS | 0 | 0 | 0 | 0 | 0 | 0
PV | 25.45 | 25.45 | 25.45 | 25.45 | 25.45 | 25.45
PeakG | 0 | 0 | 0 | 0 | 0 | 0
PeakO | 0 | 0 | 0 | 0 | 0 | 0
ST | 0 | 0 | 0 | 0 | 0 | 0
STOG | 0 | 0 | 0 | 0 | 0 | 0
STWD | 0 | 0 | 0 | 0 | 0 | 0
WT | 1150 | 1150 | 1150 | 1150 | 1150 | 1150
IGCC | 0 | 0 | 0 | 0 | 0 | 0
DemandResponse | 0 | 0 | 0 | 0 | 0 | 0
IGCC-CCS | 0 | 0 | 0 | 0 | 0 | 0
WT_off | 0 | 0 | 1100 | 1100 | 1100 | 1100
PseudoUnit | 0 | 0 | 0 | 0 | 0 | 0
FixedInterchange | 0 | 0 | 0 | 0 | 0 | 0
Cumulative New Build Capacity by Reporting Type: PJM_ROM
ReportingType | 2015 | 2020 | 2025 | 2030 | 2035 | 2040
BM | 18 | 18 | 18 | 18 | 18 | 18
CC | 1678.5 | 1678.5 | 1678.5 | 1678.5 | 6720.25 | 14315.49
CSP | 0 | 0 | 0 | 0 | 0 | 0
CT | 16 | 16 | 16 | 16 | 16 | 16
Coal | 32.5 | 32.5 | 32.5 | 32.5 | 32.5 | 32.5
Geo | 0 | 0 | 0 | 0 | 0 | 0
H | 0 | 0 | 0 | 678 | 678 | 678
LFG | 18.9 | 284 | 284 | 284 | 284 | 284
Nuc | 0 | 0 | 0 | 0 | 0 | 0
PS | 0 | 0 | 0 | 0 | 0 | 0
PV | 0 | 1299.89 | 1999.89 | 2081.24 | 2081.24 | 2081.24
PeakG | 0 | 0 | 0 | 0 | 0 | 0
PeakO | 0 | 0 | 0 | 0 | 0 | 0
ST | 0 | 0 | 0 | 0 | 0 | 0
STOG | 0 | 0 | 0 | 0 | 0 | 0
STWD | 0 | 0 | 0 | 0 | 0 | 0
WT | 479.8 | 1230 | 1230 | 1230 | 1230 | 1230
IGCC | 0 | 0 | 0 | 0 | 0 | 0
DemandResponse | 0 | 0 | 0 | 0 | 0 | 0
IGCC-CCS | 0 | 0 | 0 | 0 | 0 | 0
WT_off | 0 | 0 | 0 | 0 | 0 | 0
PseudoUnit | 0 | 0 | 0 | 0 | 0 | 0
FixedInterchange | 0 | 0 | 0 | 0 | 0 | 0
Cumulative New Build Capacity by Reporting Type: PJM_ROR
ReportingType | 2015 | 2020 | 2025 | 2030 | 2035 | 2040
BM | 385 | 385 | 385 | 385 | 385 | 385
CC | 25130.39 | 28026.16 | 28026.16 | 28026.16 | 28026.16 | 28026.16
CSP | 0 | 0 | 0 | 0 | 0 | 0
CT | 29 | 29 | 29 | 29 | 29 | 29
Coal | 2164 | 2164 | 2164 | 2164 | 2164 | 2164
Geo | 0 | 0 | 0 | 0 | 0 | 0
H | 0 | 503 | 503 | 503 | 503 | 503
LFG | 57.4 | 571.11 | 571.11 | 571.11 | 571.11 | 571.11
Nuc | 38 | 38 | 38 | 38 | 38 | 38
PS | 0 | 0 | 0 | 0 | 0 | 0
PV | 0 | 0 | 0 | 0 | 0 | 0
PeakG | 0 | 0 | 0 | 0 | 0 | 0
PeakO | 0 | 0 | 0 | 0 | 0 | 0
ST | 0 | 0 | 0 | 0 | 0 | 0
STOG | 0 | 0 | 0 | 0 | 0 | 0
STWD | 0 | 0 | 0 | 0 | 0 | 0
WT | 8325.7 | 8517.4 | 13308.3 | 13308.3 | 13308.3 | 13308.3
IGCC | 0 | 0 | 0 | 0 | 0 | 0
DemandResponse | 0 | 0 | 0 | 0 | 0 | 0
IGCC-CCS | 0 | 0 | 0 | 0 | 0 | 0
WT_off | 0 | 0 | 0 | 0 | 0 | 0
PseudoUnit | 0 | 0 | 0 | 0 | 0 | 0
FixedInterchange | 0 | 0 | 0 | 0 | 0 | 0
Cumulative New Build Capacity by Reporting Type: SOCO
ReportingType | 2015 | 2020 | 2025 | 2030 | 2035 | 2040
BM | 55 | 55 | 55 | 55 | 55 | 55
CC | 10971.3 | 11950.35 | 11950.35 | 11950.35 | 11950.35 | 11950.35
CSP | 0 | 0 | 0 | 0 | 0 | 0
CT | 0 | 0 | 0 | 0 | 0 | 0
Coal | 0 | 0 | 0 | 0 | 0 | 0
Geo | 0 | 0 | 0 | 0 | 0 | 0
H | 0 | 0 | 0 | 0 | 0 | 0
LFG | 0 | 0 | 107.4 | 107.4 | 107.4 | 107.4
Nuc | 70 | 2270 | 2270 | 9320.33 | 11932.22 | 17658.69
PS | 0 | 0 | 0 | 0 | 0 | 0
PV | 0 | 0 | 0 | 0 | 0 | 0
PeakG | 0 | 0 | 0 | 0 | 0 | 0
PeakO | 0 | 0 | 0 | 0 | 0 | 0
ST | 0 | 0 | 0 | 0 | 0 | 0
STOG | 0 | 0 | 0 | 0 | 0 | 0
STWD | 0 | 0 | 0 | 0 | 0 | 0
WT | 0 | 0 | 0 | 0 | 0 | 0
IGCC | 0 | 0 | 0 | 0 | 0 | 0
DemandResponse | 0 | 0 | 0 | 0 | 0 | 0
IGCC-CCS | 0 | 0 | 0 | 0 | 0 | 0
WT_off | 0 | 0 | 0 | 0 | 0 | 0
PseudoUnit | 0 | 0 | 0 | 0 | 0 | 0
FixedInterchange | 0 | 0 | 0 | 0 | 0 | 0
Cumulative New Build Capacity by Reporting Type: SPP_N
ReportingType | 2015 | 2020 | 2025 | 2030 | 2035 | 2040
BM | 0 | 0 | 0 | 0 | 0 | 0
CC | 0 | 0 | 0 | 0 | 0 | 0
CSP | 0 | 0 | 0 | 0 | 0 | 0
CT | 0 | 0 | 0 | 0 | 0 | 0
Coal | 465.04 | 465.04 | 465.04 | 465.04 | 465.04 | 465.04
Geo | 0 | 0 | 0 | 0 | 0 | 0
H | 0 | 0 | 0 | 0 | 0 | 0
LFG | 0 | 0 | 0 | 95 | 95 | 95
Nuc | 0 | 0 | 0 | 0 | 0 | 0
PS | 0 | 0 | 0 | 0 | 0 | 0
PV | 0 | 0 | 0 | 0 | 0 | 0
PeakG | 0 | 0 | 0 | 0 | 0 | 0
PeakO | 0 | 0 | 0 | 0 | 0 | 0
ST | 0 | 0 | 0 | 0 | 0 | 0
STOG | 0 | 0 | 0 | 0 | 0 | 0
STWD | 0 | 0 | 0 | 0 | 0 | 0
WT | 0 | 28777.74 | 37325.39 | 37325.39 | 37325.39 | 37325.39
IGCC | 0 | 0 | 0 | 0 | 0 | 0
DemandResponse | 0 | 0 | 0 | 0 | 0 | 0
IGCC-CCS | 0 | 0 | 0 | 0 | 0 | 0
WT_off | 0 | 0 | 0 | 0 | 0 | 0
PseudoUnit | 0 | 0 | 0 | 0 | 0 | 0
FixedInterchange | 0 | 0 | 0 | 0 | 0 | 0
Cumulative New Build Capacity by Reporting Type: SPP_S
ReportingType | 2015 | 2020 | 2025 | 2030 | 2035 | 2040
BM | 0 | 0 | 0 | 0 | 0 | 0
CC | 0 | 0 | 0 | 0 | 0 | 0
CSP | 0 | 0 | 0 | 0 | 0 | 0
CT | 412.99 | 712.99 | 712.99 | 712.99 | 712.99 | 712.99
Coal | 988 | 988 | 988 | 988 | 988 | 988
Geo | 0 | 0 | 0 | 0 | 0 | 0
H | 0 | 0 | 0 | 0 | 0 | 0
LFG | 0 | 0 | 0 | 95 | 95 | 95
Nuc | 0 | 0 | 0 | 0 | 0 | 0
PS | 0 | 0 | 0 | 0 | 0 | 0
PV | 0 | 0 | 0 | 0 | 0 | 0
PeakG | 0 | 0 | 0 | 0 | 0 | 0
PeakO | 0 | 0 | 0 | 0 | 0 | 0
ST | 0 | 0 | 0 | 0 | 0 | 0
STOG | 0 | 0 | 0 | 0 | 0 | 0
STWD | 0 | 0 | 0 | 0 | 0 | 0
WT | 430 | 32969.75 | 32969.75 | 41096.94 | 41096.94 | 41096.94
IGCC | 0 | 0 | 0 | 0 | 0 | 0
DemandResponse | 0 | 0 | 0 | 0 | 0 | 0
IGCC-CCS | 0 | 0 | 0 | 0 | 0 | 0
WT_off | 0 | 0 | 0 | 0 | 0 | 0
PseudoUnit | 0 | 0 | 0 | 0 | 0 | 0
FixedInterchange | 0 | 0 | 0 | 0 | 0 | 0
Cumulative New Build Capacity by Reporting Type: TVA
ReportingType | 2015 | 2020 | 2025 | 2030 | 2035 | 2040
BM | 0 | 0 | 0 | 0 | 0 | 0
CC | 4666.69 | 7097.62 | 7097.62 | 7097.62 | 7097.62 | 7097.62
CSP | 0 | 0 | 0 | 0 | 0 | 0
CT | 0 | 0 | 0 | 0 | 0 | 0
Coal | 0 | 0 | 0 | 0 | 0 | 0
Geo | 0 | 0 | 0 | 0 | 0 | 0
H | 0 | 0 | 0 | 27 | 27 | 27
LFG | 0 | 0 | 107.4 | 107.4 | 107.4 | 107.4
Nuc | 1697.89 | 1697.89 | 1697.89 | 1697.89 | 3696.67 | 5710.78
PS | 0 | 0 | 0 | 0 | 0 | 0
PV | 0 | 0 | 0 | 0 | 0 | 0
PeakG | 0 | 0 | 0 | 0 | 0 | 0
PeakO | 0 | 0 | 0 | 0 | 0 | 0
ST | 0 | 0 | 0 | 0 | 0 | 0
STOG | 0 | 0 | 0 | 0 | 0 | 0
STWD | 0 | 0 | 0 | 0 | 0 | 0
WT | 0 | 0 | 0 | 0 | 0 | 0
IGCC | 0 | 0 | 0 | 0 | 0 | 0
DemandResponse | 0 | 0 | 0 | 0 | 0 | 0
IGCC-CCS | 0 | 0 | 0 | 0 | 0 | 0
WT_off | 0 | 0 | 0 | 0 | 0 | 0
PseudoUnit | 0 | 0 | 0 | 0 | 0 | 0
FixedInterchange | 0 | 0 | 0 | 0 | 0 | 0
Cumulative New Build Capacity by Reporting Type: TVA_Transmission
ReportingType | 2015 | 2020 | 2025 | 2030 | 2035 | 2040
BM | 0 | 0 | 0 | 0 | 0 | 0
CC | 0 | 0 | 0 | 0 | 0 | 0
CSP | 0 | 0 | 0 | 0 | 0 | 0
CT | 0 | 0 | 0 | 0 | 0 | 0
Coal | 0 | 0 | 0 | 0 | 0 | 0
Geo | 0 | 0 | 0 | 0 | 0 | 0
H | 0 | 0 | 0 | 0 | 0 | 0
LFG | 0 | 0 | 0 | 0 | 0 | 0
Nuc | 0 | 0 | 0 | 0 | 0 | 0
PS | 0 | 0 | 0 | 0 | 0 | 0
PV | 0 | 0 | 0 | 0 | 0 | 0
PeakG | 0 | 0 | 0 | 0 | 0 | 0
PeakO | 0 | 0 | 0 | 0 | 0 | 0
ST | 0 | 0 | 0 | 0 | 0 | 0
STOG | 0 | 0 | 0 | 0 | 0 | 0
STWD | 0 | 0 | 0 | 0 | 0 | 0
WT | 0 | 0 | 0 | 0 | 0 | 0
IGCC | 0 | 0 | 0 | 0 | 0 | 0
DemandResponse | 0 | 0 | 0 | 0 | 0 | 0
IGCC-CCS | 0 | 0 | 0 | 0 | 0 | 0
WT_off | 0 | 0 | 0 | 0 | 0 | 0
PseudoUnit | 0 | 0 | 0 | 0 | 0 | 0
FixedInterchange | 0 | 0 | 0 | 0 | 0 | 0
Cumulative New Build Capacity by Reporting Type: VACAR
ReportingType | 2015 | 2020 | 2025 | 2030 | 2035 | 2040
BM | 0.92 | 10.22 | 443.1 | 443.1 | 443.1 | 443.1
CC | 10889.57 | 10889.57 | 10889.57 | 10889.57 | 10889.57 | 10889.57
CSP | 0 | 0 | 0 | 0 | 0 | 0
CT | 717.2 | 717.2 | 717.2 | 717.2 | 717.2 | 717.2
Coal | 825 | 825 | 825 | 825 | 825 | 825
Geo | 0 | 0 | 0 | 0 | 0 | 0
H | 0 | 0 | 0 | 0 | 0 | 0
LFG | 0.34 | 107.4 | 107.4 | 107.4 | 107.4 | 107.4
Nuc | 0 | 2330 | 2330 | 6929.25 | 10917.78 | 16778.36
PS | 0 | 0 | 0 | 0 | 0 | 0
PV | 0 | 119.15 | 119.15 | 119.15 | 119.15 | 119.15
PeakG | 0 | 0 | 0 | 0 | 0 | 0
PeakO | 0 | 0 | 0 | 0 | 0 | 0
ST | 0 | 0 | 0 | 0 | 0 | 0
STOG | 0 | 0 | 0 | 0 | 0 | 0
STWD | 0 | 0 | 0 | 0 | 0 | 0
WT | 0.9 | 3500 | 3500 | 3500 | 3500 | 3500
IGCC | 0 | 0 | 0 | 0 | 0 | 0
DemandResponse | 0 | 0 | 0 | 0 | 0 | 0
IGCC-CCS | 0 | 0 | 0 | 0 | 0 | 0
WT_off | 1 | 1 | 1 | 1 | 1 | 1
PseudoUnit | 0 | 0 | 0 | 0 | 0 | 0
FixedInterchange | 0 | 0 | 0 | 0 | 0 | 0
Cumulative New Build Capacity by Reporting Type: IESO
ReportingType | 2015 | 2020 | 2025 | 2030 | 2035 | 2040
BM | 326.33 | 326.33 | 326.33 | 326.33 | 326.33 | 326.33
CC | 1263 | 1263 | 1263 | 1263 | 1263 | 1263
CSP | 0 | 0 | 0 | 0 | 0 | 0
CT | 368 | 368 | 368 | 368 | 368 | 368
Coal | 0 | 0 | 0 | 0 | 0 | 0
Geo | 0 | 0 | 0 | 0 | 0 | 0
H | 0 | 0 | 0 | 0 | 0 | 0
LFG | 14.5 | 14.5 | 14.5 | 14.5 | 15 | 15
Nuc | 0 | 0 | 0 | 0 | 0 | 0
PS | 0 | 0 | 0 | 0 | 0 | 0
PV | 1067.26 | 1067.26 | 1067.26 | 1067.26 | 1067.26 | 1067.26
PeakG | 0 | 0 | 0 | 0 | 0 | 0
PeakO | 0 | 0 | 0 | 0 | 0 | 0
ST | 0 | 0 | 0 | 0 | 0 | 0
STOG | 0 | 0 | 0 | 0 | 0 | 0
STWD | 0 | 0 | 0 | 0 | 0 | 0
WT | 2105.9 | 2105.9 | 2105.9 | 2105.9 | 2105.9 | 2105.9
IGCC | 0 | 0 | 0 | 0 | 0 | 0
DemandResponse | 0 | 0 | 0 | 0 | 0 | 0
IGCC-CCS | 0 | 0 | 0 | 0 | 0 | 0
WT_off | 0 | 0 | 0 | 0 | 0 | 0
PseudoUnit | 0 | 0 | 0 | 0 | 0 | 0
FixedInterchange | 0 | 0 | 0 | 0 | 0 | 0
Cumulative New Build Capacity by Reporting Type: MAPP_CA
ReportingType | 2015 | 2020 | 2025 | 2030 | 2035 | 2040
BM | 0 | 0 | 0 | 0 | 0 | 0
CC | 530.93 | 530.93 | 530.93 | 530.93 | 530.93 | 530.93
CSP | 0 | 0 | 0 | 0 | 0 | 0
CT | 0 | 0 | 0 | 0 | 0 | 0
Coal | 0 | 0 | 0 | 0 | 0 | 0
Geo | 0 | 0 | 0 | 0 | 0 | 0
H | 0 | 480.77 | 2190 | 2322.44 | 2462.96 | 2462.96
LFG | 0 | 0 | 0 | 0 | 0 | 0
Nuc | 0 | 0 | 0 | 0 | 0 | 0
PS | 0 | 0 | 0 | 0 | 0 | 0
PV | 0 | 0 | 0 | 0 | 0 | 0
PeakG | 0 | 0 | 0 | 0 | 0 | 0
PeakO | 0 | 0 | 0 | 0 | 0 | 0
ST | 0 | 0 | 0 | 0 | 0 | 0
STOG | 0 | 0 | 0 | 0 | 0 | 0
STWD | 0 | 0 | 0 | 0 | 0 | 0
WT | 302.4 | 302.4 | 302.4 | 302.4 | 302.4 | 302.4
IGCC | 0 | 0 | 0 | 0 | 0 | 0
DemandResponse | 0 | 0 | 0 | 0 | 0 | 0
IGCC-CCS | 0 | 0 | 0 | 0 | 0 | 0
WT_off | 0 | 0 | 0 | 0 | 0 | 0
PseudoUnit | 0 | 0 | 0 | 0 | 0 | 0
FixedInterchange | 0 | 0 | 0 | 0 | 0 | 0
Cumulative New Build Capacity by Reporting Type: AZ_NM_SNV_Coal
ReportingType | 2015 | 2020 | 2025 | 2030 | 2035 | 2040
BM | 0 | 0 | 0 | 0 | 0 | 0
CC | 0 | 0 | 0 | 0 | 0 | 0
CSP | 0 | 0 | 0 | 0 | 0 | 0
CT | 0 | 0 | 0 | 0 | 0 | 0
Coal | 0 | 0 | 0 | 0 | 0 | 0
Geo | 0 | 0 | 0 | 0 | 0 | 0
H | 0 | 0 | 0 | 0 | 0 | 0
LFG | 0 | 0 | 0 | 0 | 0 | 0
Nuc | 0 | 0 | 0 | 0 | 0 | 0
PS | 0 | 0 | 0 | 0 | 0 | 0
PV | 0 | 0 | 0 | 0 | 0 | 0
PeakG | 0 | 0 | 0 | 0 | 0 | 0
PeakO | 0 | 0 | 0 | 0 | 0 | 0
ST | 0 | 0 | 0 | 0 | 0 | 0
STOG | 0 | 0 | 0 | 0 | 0 | 0
STWD | 0 | 0 | 0 | 0 | 0 | 0
WT | 0 | 0 | 0 | 0 | 0 | 0
IGCC | 0 | 0 | 0 | 0 | 0 | 0
DemandResponse | 0 | 0 | 0 | 0 | 0 | 0
IGCC-CCS | 0 | 0 | 0 | 0 | 0 | 0
WT_off | 0 | 0 | 0 | 0 | 0 | 0
PseudoUnit | 0 | 0 | 0 | 0 | 0 | 0
FixedInterchange | 0 | 0 | 0 | 0 | 0 | 0
Cumulative New Build Capacity by Reporting Type: AZ_NM_SNV_Gas
ReportingType | 2015 | 2020 | 2025 | 2030 | 2035 | 2040
BM | 0 | 0 | 0 | 0 | 0 | 0
CC | 668 | 668 | 668 | 668 | 668 | 668
CSP | 0 | 0 | 0 | 0 | 0 | 0
CT | 736 | 736 | 736 | 736 | 736 | 736
Coal | 0 | 0 | 0 | 0 | 0 | 0
Geo | 0 | 0 | 0 | 0 | 0 | 0
H | 0 | 0 | 0 | 0 | 0 | 0
LFG | 0 | 0 | 0 | 0 | 0 | 0
Nuc | 0 | 0 | 0 | 0 | 0 | 0
PS | 0 | 0 | 0 | 0 | 0 | 0
PV | 0 | 0 | 0 | 0 | 0 | 0
PeakG | 0 | 0 | 0 | 0 | 0 | 0
PeakO | 0 | 0 | 0 | 0 | 0 | 0
ST | 0 | 0 | 0 | 0 | 0 | 0
STOG | 0 | 0 | 0 | 0 | 0 | 0
STWD | 0 | 0 | 0 | 0 | 0 | 0
WT | 0 | 0 | 0 | 0 | 0 | 0
IGCC | 0 | 0 | 0 | 0 | 0 | 0
DemandResponse | 0 | 0 | 0 | 0 | 0 | 0
IGCC-CCS | 0 | 0 | 0 | 0 | 0 | 0
WT_off | 0 | 0 | 0 | 0 | 0 | 0
PseudoUnit | 0 | 0 | 0 | 0 | 0 | 0
FixedInterchange | 0 | 0 | 0 | 0 | 0 | 0
Cumulative New Build Capacity by Reporting Type: AZ_NM_SNV_NucRenew
ReportingType | 2015 | 2020 | 2025 | 2030 | 2035 | 2040
BM | 0 | 0 | 0 | 0 | 0 | 0
CC | 0 | 0 | 0 | 0 | 0 | 0
CSP | 0 | 0 | 0 | 0 | 0 | 0
CT | 0 | 0 | 0 | 0 | 0 | 0
Coal | 0 | 0 | 0 | 0 | 0 | 0
Geo | 0 | 0 | 1450 | 1450 | 1450 | 1450
H | 0 | 0 | 0 | 0 | 0 | 0
LFG | 0 | 0 | 60.67 | 60.67 | 60.67 | 60.67
Nuc | 0 | 0 | 0 | 3499.31 | 7539.92 | 7724.11
PS | 0 | 0 | 0 | 0 | 0 | 0
PV | 95.7 | 95.7 | 95.7 | 95.7 | 95.7 | 95.7
PeakG | 0 | 0 | 0 | 0 | 0 | 0
PeakO | 0 | 0 | 0 | 0 | 0 | 0
ST | 280 | 663.47 | 864.53 | 878.17 | 878.17 | 878.17
STOG | 0 | 0 | 0 | 0 | 0 | 0
STWD | 0 | 0 | 0 | 0 | 0 | 0
WT | 65.1 | 10843.31 | 10843.31 | 11021.78 | 11197.56 | 11385.93
IGCC | 0 | 0 | 0 | 0 | 0 | 0
DemandResponse | 0 | 0 | 0 | 0 | 0 | 0
IGCC-CCS | 0 | 0 | 0 | 0 | 0 | 0
WT_off | 0 | 0 | 0 | 0 | 0 | 0
PseudoUnit | 0 | 0 | 0 | 0 | 0 | 0
FixedInterchange | 0 | 0 | 0 | 0 | 0 | 0
Cumulative New Build Capacity by Reporting Type: ERCOT
ReportingType | 2015 | 2020 | 2025 | 2030 | 2035 | 2040
BM | 145 | 145 | 145 | 145 | 145 | 145
CC | 17022.9 | 17022.9 | 17022.9 | 17022.9 | 17022.9 | 17022.9
CSP | 0 | 0 | 0 | 0 | 0 | 0
CT | 250 | 250 | 250 | 250 | 250 | 250
Coal | 2020 | 2020 | 2020 | 2020 | 2020 | 2020
Geo | 0 | 0 | 0 | 0 | 0 | 0
H | 0 | 0 | 0 | 0 | 0 | 0
LFG | 0 | 0 | 354 | 354 | 354 | 354
Nuc | 0 | 0 | 0 | 497.12 | 664.42 | 4764.1
PS | 0 | 0 | 0 | 0 | 0 | 0
PV | 14 | 14 | 14 | 14 | 14 | 14
PeakG | 0 | 0 | 0 | 0 | 0 | 0
PeakO | 0 | 0 | 0 | 0 | 0 | 0
ST | 0 | 0 | 0 | 0 | 0 | 0
STOG | 0 | 0 | 0 | 0 | 0 | 0
STWD | 0 | 0 | 0 | 0 | 0 | 0
WT | 350.1 | 4958.07 | 18248.94 | 18248.94 | 18248.94 | 18248.94
IGCC | 0 | 0 | 0 | 0 | 0 | 0
DemandResponse | 0 | 0 | 0 | 0 | 0 | 0
IGCC-CCS | 0 | 0 | 0 | 0 | 0 | 0
WT_off | 0 | 0 | 0 | 0 | 0 | 0
PseudoUnit | 0 | 0 | 0 | 0 | 0 | 0
FixedInterchange | 0 | 0 | 0 | 0 | 0 | 0
Cumulative New Build Capacity by Reporting Type: NP15
ReportingType | 2015 | 2020 | 2025 | 2030 | 2035 | 2040
BM | 0 | 0 | 0 | 0 | 0 | 0
CC | 940 | 940 | 940 | 940 | 940 | 940
CSP | 0 | 0 | 0 | 0 | 0 | 0
CT | 212.6 | 212.6 | 212.6 | 212.6 | 212.6 | 212.6
Coal | 0 | 0 | 0 | 0 | 0 | 0
Geo | 0 | 600 | 600 | 600 | 600 | 600
H | 0 | 0 | 0 | 0 | 0 | 0
LFG | 0 | 378.43 | 565 | 565 | 565 | 565
Nuc | 0 | 0 | 0 | 0 | 992.21 | 4813.83
PS | 0 | 0 | 0 | 0 | 0 | 0
PV | 6.5 | 6.5 | 6.5 | 6.5 | 6.5 | 6.5
PeakG | 0 | 0 | 0 | 0 | 0 | 0
PeakO | 0 | 0 | 0 | 0 | 0 | 0
ST | 29 | 29 | 29 | 29 | 29 | 29
STOG | 0 | 0 | 0 | 0 | 0 | 0
STWD | 0 | 0 | 0 | 0 | 0 | 0
WT | 101.2 | 967.29 | 2646.19 | 3400 | 3400 | 3400
IGCC | 0 | 0 | 0 | 0 | 0 | 0
DemandResponse | 0 | 0 | 0 | 0 | 0 | 0
IGCC-CCS | 0 | 0 | 0 | 0 | 0 | 0
WT_off | 0 | 0 | 0 | 0 | 0 | 0
PseudoUnit | 0 | 0 | 0 | 0 | 0 | 0
FixedInterchange | 0 | 0 | 0 | 0 | 0 | 0
Cumulative New Build Capacity by Reporting Type: NWPP_Coal
ReportingType | 2015 | 2020 | 2025 | 2030 | 2035 | 2040
BM | 0 | 0 | 0 | 0 | 0 | 0
CC | 0 | 0 | 0 | 0 | 0 | 0
CSP | 0 | 0 | 0 | 0 | 0 | 0
CT | 0 | 0 | 0 | 0 | 0 | 0
Coal | 0 | 0 | 0 | 0 | 0 | 0
Geo | 0 | 0 | 0 | 0 | 0 | 0
H | 0 | 0 | 0 | 0 | 0 | 0
LFG | 0 | 0 | 0 | 0 | 0 | 0
Nuc | 0 | 0 | 0 | 0 | 0 | 0
PS | 0 | 0 | 0 | 0 | 0 | 0
PV | 0 | 0 | 0 | 0 | 0 | 0
PeakG | 0 | 0 | 0 | 0 | 0 | 0
PeakO | 0 | 0 | 0 | 0 | 0 | 0
ST | 0 | 0 | 0 | 0 | 0 | 0
STOG | 0 | 0 | 0 | 0 | 0 | 0
STWD | 0 | 0 | 0 | 0 | 0 | 0
WT | 0 | 0 | 0 | 0 | 0 | 0
IGCC | 0 | 0 | 0 | 0 | 0 | 0
DemandResponse | 0 | 0 | 0 | 0 | 0 | 0
IGCC-CCS | 0 | 0 | 0 | 0 | 0 | 0
WT_off | 0 | 0 | 0 | 0 | 0 | 0
PseudoUnit | 0 | 0 | 0 | 0 | 0 | 0
FixedInterchange | 0 | 0 | 0 | 0 | 0 | 0
Cumulative New Build Capacity by Reporting Type: NWPP_Gas
ReportingType | 2015 | 2020 | 2025 | 2030 | 2035 | 2040
BM | 0 | 0 | 0 | 0 | 0 | 0
CC | 300 | 1595.92 | 1595.92 | 1595.92 | 1595.92 | 1595.92
CSP | 0 | 0 | 0 | 0 | 0 | 0
CT | 150 | 150 | 150 | 150 | 150 | 150
Coal | 0 | 0 | 0 | 0 | 0 | 0
Geo | 0 | 0 | 0 | 0 | 0 | 0
H | 0 | 0 | 0 | 0 | 0 | 0
LFG | 0 | 0 | 0 | 0 | 0 | 0
Nuc | 0 | 0 | 0 | 0 | 0 | 0
PS | 0 | 0 | 0 | 0 | 0 | 0
PV | 0 | 0 | 0 | 0 | 0 | 0
PeakG | 0 | 0 | 0 | 0 | 0 | 0
PeakO | 0 | 0 | 0 | 0 | 0 | 0
ST | 0 | 0 | 0 | 0 | 0 | 0
STOG | 0 | 0 | 0 | 0 | 0 | 0
STWD | 0 | 0 | 0 | 0 | 0 | 0
WT | 0 | 0 | 0 | 0 | 0 | 0
IGCC | 0 | 0 | 0 | 0 | 0 | 0
DemandResponse | 0 | 0 | 0 | 0 | 0 | 0
IGCC-CCS | 0 | 0 | 0 | 0 | 0 | 0
WT_off | 0 | 0 | 0 | 0 | 0 | 0
PseudoUnit | 0 | 0 | 0 | 0 | 0 | 0
FixedInterchange | 0 | 0 | 0 | 0 | 0 | 0
Cumulative New Build Capacity by Reporting Type: NWPP_NucRenew
ReportingType | 2015 | 2020 | 2025 | 2030 | 2035 | 2040
BM | 32.55 | 32.55 | 32.55 | 32.55 | 32.55 | 32.55
CC | 0 | 0 | 0 | 0 | 0 | 0
CSP | 0 | 0 | 0 | 0 | 0 | 0
CT | 0 | 0 | 0 | 0 | 0 | 0
Coal | 0 | 0 | 0 | 0 | 0 | 0
Geo | 86 | 111 | 520 | 520 | 520 | 520
H | 0 | 0 | 0 | 0 | 0 | 0
LFG | 25.5 | 25.5 | 270 | 270 | 270 | 270
Nuc | 0 | 0 | 0 | 7184.29 | 7184.29 | 7444.07
PS | 0 | 0 | 0 | 0 | 0 | 0
PV | 0 | 0 | 0 | 0 | 0 | 0
PeakG | 0 | 0 | 0 | 0 | 0 | 0
PeakO | 0 | 0 | 0 | 0 | 0 | 0
ST | 0 | 0 | 0 | 0 | 0 | 0
STOG | 0 | 0 | 0 | 0 | 0 | 0
STWD | 0 | 0 | 0 | 0 | 0 | 0
WT | 977.3 | 977.3 | 977.3 | 977.3 | 977.3 | 977.3
IGCC | 0 | 0 | 0 | 0 | 0 | 0
DemandResponse | 0 | 0 | 0 | 0 | 0 | 0
IGCC-CCS | 0 | 0 | 0 | 0 | 0 | 0
WT_off | 0 | 0 | 0 | 0 | 0 | 0
PseudoUnit | 0 | 0 | 0 | 0 | 0 | 0
FixedInterchange | 0 | 0 | 0 | 0 | 0 | 0
Cumulative New Build Capacity by Reporting Type: RMPA
ReportingType | 2015 | 2020 | 2025 | 2030 | 2035 | 2040
BM | 0 | 0 | 0 | 0 | 0 | 0
CC | 0 | 1044.73 | 1044.73 | 1044.73 | 1044.73 | 1044.73
CSP | 0 | 0 | 0 | 0 | 0 | 0
CT | 152 | 152 | 152 | 152 | 152 | 152
Coal | 390 | 390 | 390 | 390 | 390 | 390
Geo | 0 | 0 | 2570 | 2570 | 2570 | 2570
H | 0 | 0 | 0 | 0 | 0 | 0
LFG | 1.4 | 1.4 | 30.33 | 30.33 | 30.33 | 30.33
Nuc | 0 | 0 | 141.61 | 1698.96 | 1837.99 | 2207.47
PS | 0 | 0 | 0 | 0 | 0 | 0
PV | 1 | 1 | 1 | 1 | 1 | 1
PeakG | 0 | 0 | 0 | 0 | 0 | 0
PeakO | 0 | 0 | 0 | 0 | 0 | 0
ST | 3 | 343.85 | 348.45 | 353.13 | 353.13 | 353.13
STOG | 0 | 0 | 0 | 0 | 0 | 0
STWD | 0 | 0 | 0 | 0 | 0 | 0
WT | 765.4 | 4341.73 | 4414.19 | 4488.16 | 4567.23 | 4647.51
IGCC | 0 | 0 | 0 | 0 | 0 | 0
DemandResponse | 0 | 0 | 0 | 0 | 0 | 0
IGCC-CCS | 0 | 0 | 0 | 0 | 0 | 0
WT_off | 0 | 0 | 0 | 0 | 0 | 0
PseudoUnit | 0 | 0 | 0 | 0 | 0 | 0
FixedInterchange | 0 | 0 | 0 | 0 | 0 | 0
Cumulative New Build Capacity by Reporting Type: SP15
ReportingType | 2015 | 2020 | 2025 | 2030 | 2035 | 2040
BM | 6 | 6 | 6 | 6 | 6 | 6
CC | 4350.88 | 4350.88 | 4350.88 | 4350.88 | 4350.88 | 4350.88
CSP | 0 | 0 | 0 | 0 | 0 | 0
CT | 0 | 0 | 0 | 0 | 0 | 0
Coal | 0 | 0 | 0 | 0 | 0 | 0
Geo | 50 | 1500 | 1500 | 1500 | 1500 | 1500
H | 0 | 0 | 0 | 0 | 0 | 0
LFG | 9.2 | 565 | 565 | 565 | 565 | 565
Nuc | 0 | 0 | 0 | 0 | 0 | 0
PS | 0 | 0 | 0 | 0 | 0 | 0
PV | 3.8 | 3.8 | 3.8 | 3.8 | 3.8 | 3.8
PeakG | 0 | 0 | 0 | 0 | 0 | 0
PeakO | 0 | 0 | 0 | 0 | 0 | 0
ST | 448 | 448 | 448 | 448 | 448 | 448
STOG | 0 | 0 | 0 | 0 | 0 | 0
STWD | 0 | 0 | 0 | 0 | 0 | 0
WT | 735 | 735 | 735 | 14900 | 14900 | 14900
IGCC | 0 | 0 | 0 | 0 | 0 | 0
DemandResponse | 0 | 0 | 0 | 0 | 0 | 0
IGCC-CCS | 0 | 0 | 0 | 0 | 0 | 0
WT_off | 0 | 0 | 0 | 0 | 0 | 0
PseudoUnit | 0 | 0 | 0 | 0 | 0 | 0
FixedInterchange | 0 | 0 | 0 | 0 | 0 | 0
Cumulative New Build Capacity by Reporting Type: ALB
ReportingType | 2015 | 2020 | 2025 | 2030 | 2035 | 2040
BM | 0 | 0 | 0 | 0 | 0 | 0
CC | 140.46 | 140.46 | 140.46 | 140.46 | 140.46 | 140.46
CSP | 0 | 0 | 0 | 0 | 0 | 0
CT | 201.5 | 201.5 | 201.5 | 201.5 | 201.5 | 201.5
Coal | 495 | 495 | 495 | 495 | 495 | 495
Geo | 0 | 0 | 0 | 0 | 0 | 0
H | 0 | 0 | 0 | 0 | 0 | 0
LFG | 0 | 0 | 0 | 0 | 0 | 0
Nuc | 0 | 0 | 0 | 8188.68 | 8576.31 | 8844.99
PS | 0 | 0 | 0 | 0 | 0 | 0
PV | 0 | 0 | 0 | 0 | 0 | 0
PeakG | 0 | 0 | 0 | 0 | 0 | 0
PeakO | 0 | 0 | 0 | 0 | 0 | 0
ST | 0 | 0 | 0 | 0 | 0 | 0
STOG | 0 | 0 | 0 | 0 | 0 | 0
STWD | 0 | 0 | 0 | 0 | 0 | 0
WT | 9 | 9 | 9 | 9 | 9 | 9
IGCC | 0 | 0 | 0 | 0 | 0 | 0
DemandResponse | 0 | 0 | 0 | 0 | 0 | 0
IGCC-CCS | 0 | 0 | 0 | 0 | 0 | 0
WT_off | 0 | 0 | 0 | 0 | 0 | 0
PseudoUnit | 0 | 0 | 0 | 0 | 0 | 0
FixedInterchange | 0 | 0 | 0 | 0 | 0 | 0
Cumulative New Build Capacity by Reporting Type: BC
ReportingType | 2015 | 2020 | 2025 | 2030 | 2035 | 2040
BM | 0 | 0 | 0 | 0 | 0 | 0
CC | 762.87 | 762.87 | 762.87 | 762.87 | 762.87 | 762.87
CSP | 0 | 0 | 0 | 0 | 0 | 0
CT | 0 | 0 | 0 | 0 | 0 | 0
Coal | 0 | 0 | 0 | 0 | 0 | 0
Geo | 0 | 0 | 0 | 0 | 0 | 0
H | 0 | 0 | 0 | 0 | 0 | 0
LFG | 0 | 0 | 0 | 0 | 0 | 0
Nuc | 0 | 0 | 0 | 0 | 420.87 | 420.87
PS | 0 | 0 | 0 | 0 | 0 | 0
PV | 0 | 0 | 0 | 0 | 0 | 0
PeakG | 0 | 0 | 0 | 0 | 0 | 0
PeakO | 0 | 0 | 0 | 0 | 0 | 0
ST | 0 | 0 | 0 | 0 | 0 | 0
STOG | 0 | 0 | 0 | 0 | 0 | 0
STWD | 0 | 0 | 0 | 0 | 0 | 0
WT | 144 | 144 | 144 | 144 | 144 | 144
IGCC | 0 | 0 | 0 | 0 | 0 | 0
DemandResponse | 0 | 0 | 0 | 0 | 0 | 0
IGCC-CCS | 0 | 0 | 0 | 0 | 0 | 0
WT_off | 0 | 0 | 0 | 0 | 0 | 0
PseudoUnit | 0 | 0 | 0 | 0 | 0 | 0
FixedInterchange | 0 | 0 | 0 | 0 | 0 | 0
Cumulative New Build Capacity by Reporting Type: HQ_IESO
ReportingType | 2015 | 2020 | 2025 | 2030 | 2035 | 2040
BM | 0 | 0 | 0 | 0 | 0 | 0
CC | 0 | 0 | 0 | 0 | 0 | 0
CSP | 0 | 0 | 0 | 0 | 0 | 0
CT | 0 | 0 | 0 | 0 | 0 | 0
Coal | 0 | 0 | 0 | 0 | 0 | 0
Geo | 0 | 0 | 0 | 0 | 0 | 0
H | 0 | 0 | 0 | 0 | 0 | 0
LFG | 0 | 0 | 0 | 0 | 0 | 0
Nuc | 0 | 0 | 0 | 0 | 0 | 0
PS | 0 | 0 | 0 | 0 | 0 | 0
PV | 0 | 0 | 0 | 0 | 0 | 0
PeakG | 0 | 0 | 0 | 0 | 0 | 0
PeakO | 0 | 0 | 0 | 0 | 0 | 0
ST | 0 | 0 | 0 | 0 | 0 | 0
STOG | 0 | 0 | 0 | 0 | 0 | 0
STWD | 0 | 0 | 0 | 0 | 0 | 0
WT | 0 | 0 | 0 | 0 | 0 | 0
IGCC | 0 | 0 | 0 | 0 | 0 | 0
DemandResponse | 0 | 0 | 0 | 0 | 0 | 0
IGCC-CCS | 0 | 0 | 0 | 0 | 0 | 0
WT_off | 0 | 0 | 0 | 0 | 0 | 0
PseudoUnit | 0 | 0 | 0 | 0 | 0 | 1663.2
FixedInterchange | 0 | 0 | 0 | 0 | 0 | 0
Cumulative New Build Capacity by Reporting Type: HQ_NEISO
ReportingType | 2015 | 2020 | 2025 | 2030 | 2035 | 2040
BM | 0 | 0 | 0 | 0 | 0 | 0
CC | 0 | 0 | 0 | 0 | 0 | 0
CSP | 0 | 0 | 0 | 0 | 0 | 0
CT | 0 | 0 | 0 | 0 | 0 | 0
Coal | 0 | 0 | 0 | 0 | 0 | 0
Geo | 0 | 0 | 0 | 0 | 0 | 0
H | 0 | 0 | 0 | 0 | 0 | 0
LFG | 0 | 0 | 0 | 0 | 0 | 0
Nuc | 0 | 0 | 0 | 0 | 0 | 0
PS | 0 | 0 | 0 | 0 | 0 | 0
PV | 0 | 0 | 0 | 0 | 0 | 0
PeakG | 0 | 0 | 0 | 0 | 0 | 0
PeakO | 0 | 0 | 0 | 0 | 0 | 0
ST | 0 | 0 | 0 | 0 | 0 | 0
STOG | 0 | 0 | 0 | 0 | 0 | 0
STWD | 0 | 0 | 0 | 0 | 0 | 0
WT | 0 | 0 | 0 | 0 | 0 | 0
IGCC | 0 | 0 | 0 | 0 | 0 | 0
DemandResponse | 0 | 0 | 0 | 0 | 0 | 0
IGCC-CCS | 0 | 0 | 0 | 0 | 0 | 0
WT_off | 0 | 0 | 0 | 0 | 0 | 0
PseudoUnit | 0 | 0 | 0 | 0 | 0 | 1007.05
FixedInterchange | 0 | 0 | 0 | 0 | 0 | 0
Cumulative New Build Capacity by Reporting Type: HQ_NY
ReportingType | 2015 | 2020 | 2025 | 2030 | 2035 | 2040
BM | 0 | 0 | 0 | 0 | 0 | 0
CC | 0 | 0 | 0 | 0 | 0 | 0
CSP | 0 | 0 | 0 | 0 | 0 | 0
CT | 0 | 0 | 0 | 0 | 0 | 0
Coal | 0 | 0 | 0 | 0 | 0 | 0
Geo | 0 | 0 | 0 | 0 | 0 | 0
H | 0 | 0 | 0 | 0 | 0 | 0
LFG | 0 | 0 | 0 | 0 | 0 | 0
Nuc | 0 | 0 | 0 | 0 | 0 | 0
PS | 0 | 0 | 0 | 0 | 0 | 0
PV | 0 | 0 | 0 | 0 | 0 | 0
PeakG | 0 | 0 | 0 | 0 | 0 | 0
PeakO | 0 | 0 | 0 | 0 | 0 | 0
ST | 0 | 0 | 0 | 0 | 0 | 0
STOG | 0 | 0 | 0 | 0 | 0 | 0
STWD | 0 | 0 | 0 | 0 | 0 | 0
WT | 0 | 0 | 0 | 0 | 0 | 0
IGCC | 0 | 0 | 0 | 0 | 0 | 0
DemandResponse | 0 | 0 | 0 | 0 | 0 | 0
IGCC-CCS | 0 | 0 | 0 | 0 | 0 | 0
WT_off | 0 | 0 | 0 | 0 | 0 | 0
PseudoUnit | 0 | 0 | 0 | 0 | 846.96 | 2099.74
FixedInterchange | 0 | 0 | 0 | 0 | 0 | 0
Cumulative New Build Capacity by Reporting Type: MARITIMES
ReportingType | 2015 | 2020 | 2025 | 2030 | 2035 | 2040
BM | 0 | 0 | 0 | 0 | 0 | 0
CC | 0 | 0 | 0 | 0 | 0 | 0
CSP | 0 | 0 | 0 | 0 | 0 | 0
CT | 0 | 0 | 0 | 0 | 0 | 0
Coal | 0 | 0 | 0 | 0 | 0 | 0
Geo | 0 | 0 | 0 | 0 | 0 | 0
H | 0 | 0 | 0 | 0 | 0 | 0
LFG | 0 | 0 | 0 | 0 | 0 | 0
Nuc | 0 | 0 | 0 | 0 | 0 | 0
PS | 0 | 0 | 0 | 0 | 0 | 0
PV | 0 | 0 | 0 | 0 | 0 | 0
PeakG | 0 | 0 | 0 | 0 | 0 | 0
PeakO | 0 | 0 | 0 | 0 | 0 | 0
ST | 0 | 0 | 0 | 0 | 0 | 0
STOG | 0 | 0 | 0 | 0 | 0 | 0
STWD | 0 | 0 | 0 | 0 | 0 | 0
WT | 0 | 0 | 0 | 0 | 0 | 0
IGCC | 0 | 0 | 0 | 0 | 0 | 0
DemandResponse | 0 | 0 | 0 | 0 | 0 | 0
IGCC-CCS | 0 | 0 | 0 | 0 | 0 | 0
WT_off | 0 | 0 | 0 | 0 | 0 | 0
PseudoUnit | 0 | 0 | 0 | 0 | 0 | 450
FixedInterchange | 0 | 0 | 0 | 0 | 0 | 0
Cumulative New Build Capacity by Reporting Type: All
ReportingType | 2015 | 2020 | 2025 | 2030 | 2035 | 2040
BM | 1251 | 1260.31 | 1693.18 | 1693.18 | 1693.18 | 1693.18
CC | 111810.7 | 141778.24 | 141778.24 | 141778.24 | 148068.5 | 156013.79
CSP | 0 | 0 | 0 | 0 | 0 | 0
CT | 6393.79 | 6693.79 | 6693.79 | 6693.79 | 6693.79 | 6693.79
Coal | 10763.64 | 10763.64 | 10763.64 | 10763.64 | 10763.64 | 10763.64
Geo | 136 | 2211 | 6640 | 6640 | 6640 | 6640
H | 0 | 984.77 | 3720 | 4560.44 | 4700.96 | 4700.96
LFG | 192 | 2145 | 4355 | 5078.5 | 5079 | 5079
Nuc | 2740.56 | 7270.56 | 8709.89 | 57270.67 | 75236.44 | 102658.52
PS | 0 | 0 | 0 | 0 | 0 | 0
PV | 1246 | 3203.91 | 4049.05 | 4130.4 | 4130.4 | 4130.4
PeakG | 0 | 0 | 0 | 0 | 0 | 0
PeakO | 0 | 0 | 0 | 0 | 0 | 0
ST | 760 | 1484.32 | 1689.97 | 1708.31 | 1708.31 | 1708.31
STOG | 0 | 0 | 0 | 0 | 0 | 0
STWD | 0 | 0 | 0 | 0 | 0 | 0
WT | 25342 | 135180.25 | 219775.01 | 293268.96 | 293523.81 | 293792.46
IGCC | 618 | 618 | 618 | 618 | 618 | 618
DemandResponse | 0 | 0 | 0 | 0 | 0 | 0
IGCC-CCS | 0 | 0 | 0 | 0 | 0 | 0
WT_off | 469 | 469 | 1569 | 1569 | 1569 | 1569
PseudoUnit | 0 | 0 | 0 | 0 | 846.96 | 5220
FixedInterchange | 0 | 0 | 0 | 0 | 0 | 0
Cumulative New Build Capacity by Reporting Type: EI_US
ReportingType | 2015 | 2020 | 2025 | 2030 | 2035 | 2040
BM | 741.12 | 750.42 | 1183.3 | 1183.3 | 1183.3 | 1183.3
CC | 85831.66 | 113458.55 | 113458.55 | 113458.55 | 119748.81 | 127694.1
CSP | 0 | 0 | 0 | 0 | 0 | 0
CT | 4323.69 | 4623.69 | 4623.69 | 4623.69 | 4623.69 | 4623.69
Coal | 7858.64 | 7858.64 | 7858.64 | 7858.64 | 7858.64 | 7858.64
Geo | 0 | 0 | 0 | 0 | 0 | 0
H | 0 | 504 | 1530 | 2238 | 2238 | 2238
LFG | 141.4 | 1160.17 | 2495.5 | 3219 | 3219 | 3219
Nuc | 2740.56 | 7270.56 | 8568.28 | 36202.3 | 48020.43 | 66439.07
PS | 0 | 0 | 0 | 0 | 0 | 0
PV | 57.74 | 2015.66 | 2860.8 | 2942.14 | 2942.14 | 2942.14
PeakG | 0 | 0 | 0 | 0 | 0 | 0
PeakO | 0 | 0 | 0 | 0 | 0 | 0
ST | 0 | 0 | 0 | 0 | 0 | 0
STOG | 0 | 0 | 0 | 0 | 0 | 0
STWD | 0 | 0 | 0 | 0 | 0 | 0
WT | 19786.6 | 109796.25 | 179348.77 | 237671.47 | 237671.47 | 237671.47
IGCC | 618 | 618 | 618 | 618 | 618 | 618
DemandResponse | 0 | 0 | 0 | 0 | 0 | 0
IGCC-CCS | 0 | 0 | 0 | 0 | 0 | 0
WT_off | 469 | 469 | 1569 | 1569 | 1569 | 1569
PseudoUnit | 0 | 0 | 0 | 0 | 846.96 | 3556.8
FixedInterchange | 0 | 0 | 0 | 0 | 0 | 0
Cumulative New Build Capacity by Reporting Type: EI_Canada
ReportingType | 2015 | 2020 | 2025 | 2030 | 2035 | 2040
BM | 326.33 | 326.33 | 326.33 | 326.33 | 326.33 | 326.33
CC | 1793.93 | 1793.93 | 1793.93 | 1793.93 | 1793.93 | 1793.93
CSP | 0 | 0 | 0 | 0 | 0 | 0
CT | 368 | 368 | 368 | 368 | 368 | 368
Coal | 0 | 0 | 0 | 0 | 0 | 0
Geo | 0 | 0 | 0 | 0 | 0 | 0
H | 0 | 480.77 | 2190 | 2322.44 | 2462.96 | 2462.96
LFG | 14.5 | 14.5 | 14.5 | 14.5 | 15 | 15
Nuc | 0 | 0 | 0 | 0 | 0 | 0
PS | 0 | 0 | 0 | 0 | 0 | 0
PV | 1067.26 | 1067.26 | 1067.26 | 1067.26 | 1067.26 | 1067.26
PeakG | 0 | 0 | 0 | 0 | 0 | 0
PeakO | 0 | 0 | 0 | 0 | 0 | 0
ST | 0 | 0 | 0 | 0 | 0 | 0
STOG | 0 | 0 | 0 | 0 | 0 | 0
STWD | 0 | 0 | 0 | 0 | 0 | 0
WT | 2408.3 | 2408.3 | 2408.3 | 2408.3 | 2408.3 | 2408.3
IGCC | 0 | 0 | 0 | 0 | 0 | 0
DemandResponse | 0 | 0 | 0 | 0 | 0 | 0
IGCC-CCS | 0 | 0 | 0 | 0 | 0 | 0
WT_off | 0 | 0 | 0 | 0 | 0 | 0
PseudoUnit | 0 | 0 | 0 | 0 | 0 | 1663.2
FixedInterchange | 0 | 0 | 0 | 0 | 0 | 0
Cumulative New Build Capacity by Reporting Type: EI
ReportingType | 2015 | 2020 | 2025 | 2030 | 2035 | 2040
BM | 1067.45 | 1076.76 | 1509.63 | 1509.63 | 1509.63 | 1509.63
CC | 87625.59 | 115252.48 | 115252.48 | 115252.48 | 121542.74 | 129488.04
CSP | 0 | 0 | 0 | 0 | 0 | 0
CT | 4691.69 | 4991.69 | 4991.69 | 4991.69 | 4991.69 | 4991.69
Coal | 7858.64 | 7858.64 | 7858.64 | 7858.64 | 7858.64 | 7858.64
Geo | 0 | 0 | 0 | 0 | 0 | 0
H | 0 | 984.77 | 3720 | 4560.44 | 4700.96 | 4700.96
LFG | 155.9 | 1174.67 | 2510 | 3233.5 | 3234 | 3234
Nuc | 2740.56 | 7270.56 | 8568.28 | 36202.3 | 48020.43 | 66439.07
PS | 0 | 0 | 0 | 0 | 0 | 0
PV | 1125 | 3082.91 | 3928.05 | 4009.4 | 4009.4 | 4009.4
PeakG | 0 | 0 | 0 | 0 | 0 | 0
PeakO | 0 | 0 | 0 | 0 | 0 | 0
ST | 0 | 0 | 0 | 0 | 0 | 0
STOG | 0 | 0 | 0 | 0 | 0 | 0
STWD | 0 | 0 | 0 | 0 | 0 | 0
WT | 22194.9 | 112204.55 | 181757.07 | 240079.77 | 240079.77 | 240079.77
IGCC | 618 | 618 | 618 | 618 | 618 | 618
DemandResponse | 0 | 0 | 0 | 0 | 0 | 0
IGCC-CCS | 0 | 0 | 0 | 0 | 0 | 0
WT_off | 469 | 469 | 1569 | 1569 | 1569 | 1569
PseudoUnit | 0 | 0 | 0 | 0 | 846.96 | 5220
FixedInterchange | 0 | 0 | 0 | 0 | 0 | 0
Cumulative New Build Capacity by Reporting Type: Outside_EI
ReportingType | 2015 | 2020 | 2025 | 2030 | 2035 | 2040
BM | 183.55 | 183.55 | 183.55 | 183.55 | 183.55 | 183.55
CC | 24185.1 | 26525.75 | 26525.75 | 26525.75 | 26525.75 | 26525.75
CSP | 0 | 0 | 0 | 0 | 0 | 0
CT | 1702.1 | 1702.1 | 1702.1 | 1702.1 | 1702.1 | 1702.1
Coal | 2905 | 2905 | 2905 | 2905 | 2905 | 2905
Geo | 136 | 2211 | 6640 | 6640 | 6640 | 6640
H | 0 | 0 | 0 | 0 | 0 | 0
LFG | 36.1 | 970.33 | 1845 | 1845 | 1845 | 1845
Nuc | 0 | 0 | 141.61 | 21068.37 | 27216.01 | 36219.45
PS | 0 | 0 | 0 | 0 | 0 | 0
PV | 121 | 121 | 121 | 121 | 121 | 121
PeakG | 0 | 0 | 0 | 0 | 0 | 0
PeakO | 0 | 0 | 0 | 0 | 0 | 0
ST | 760 | 1484.32 | 1689.97 | 1708.31 | 1708.31 | 1708.31
STOG | 0 | 0 | 0 | 0 | 0 | 0
STWD | 0 | 0 | 0 | 0 | 0 | 0
WT | 3147.1 | 22975.7 | 38017.93 | 53189.19 | 53444.04 | 53712.69
IGCC | 0 | 0 | 0 | 0 | 0 | 0
DemandResponse | 0 | 0 | 0 | 0 | 0 | 0
IGCC-CCS | 0 | 0 | 0 | 0 | 0 | 0
WT_off | 0 | 0 | 0 | 0 | 0 | 0
PseudoUnit | 0 | 0 | 0 | 0 | 0 | 0
FixedInterchange | 0 | 0 | 0 | 0 | 0 | 0
#3 | Retirements of Capacity (MW)
Retirements of Capacity by Reporting Type: Entergy
ReportingType | 2015 | 2020 | 2025 | 2030 | 2035 | 2040
BM | 0 | 0 | 0 | 0 | 0 | 0
CC | 0 | 0 | 209 | 668.06 | 118.93 | 0
CSP | 0 | 0 | 0 | 0 | 0 | 0
CT | 0 | 0 | 0 | 0 | 0 | 0
Coal | 1532.9 | 6776 | 0 | 0 | 0 | 0
Geo | 0 | 0 | 0 | 0 | 0 | 0
H | 0 | 0 | 0 | 0 | 0 | 0
LFG | 0 | 0 | 0 | 0 | 0 | 0
Nuc | 0 | 0 | 0 | 0 | 842 | 997
PS | 0 | 0 | 0 | 0 | 0 | 0
PV | 0 | 0 | 0 | 0 | 0.29 | 4.26
PeakG | 0 | 0 | 2369.37 | 417.63 | 0 | 0
PeakO | 0 | 0 | 174 | 0 | 0 | 0
ST | 0 | 0 | 0 | 0 | 0 | 0
STOG | 12978.64 | 0 | 1886.36 | 0 | 0 | 0
STWD | 0 | 0 | 0 | 0 | 0 | 0
WT | 0 | 0 | 0 | 0 | 0 | 0
IGCC | 0 | 0 | 0 | 0 | 0 | 0
DemandResponse | 0 | 0 | 0 | 0 | 0 | 0
IGCC-CCS | 0 | 0 | 0 | 0 | 0 | 0
WT_off | 0 | 0 | 0 | 0 | 0 | 0
PseudoUnit | 0 | 0 | 0 | 0 | 0 | 0
FixedInterchange | 0 | 0 | 0 | 0 | 0 | 0
Retirements of Capacity by Reporting Type: FRCC
ReportingType | 2015 | 2020 | 2025 | 2030 | 2035 | 2040
BM | 0 | 0 | 0 | 0 | 0 | 0
CC | 0 | 0 | 0 | 12955.54 | 539.31 | 782.38
CSP | 0 | 0 | 0 | 0 | 0 | 0
CT | 0 | 0 | 0 | 0 | 2480 | 0
Coal | 7107.4 | 1730 | 626 | 0 | 0 | 0
Geo | 0 | 0 | 0 | 0 | 0 | 0
H | 0 | 0 | 0 | 0 | 0 | 0
LFG | 0 | 0 | 0 | 0 | 0 | 0
Nuc | 0 | 0 | 0 | 0 | 1615.33 | 1677
PS | 0 | 0 | 0 | 0 | 0 | 0
PV | 0 | 0 | 0 | 0 | 0 | 0
PeakG | 0 | 672.49 | 6709.28 | 1049.24 | 0 | 0
PeakO | 607.31 | 1675.69 | 0 | 0 | 0 | 0
ST | 0 | 0 | 0 | 0 | 0 | 0
STOG | 9833 | 0 | 0 | 0 | 0 | 0
STWD | 0 | 0 | 0 | 0 | 0 | 0
WT | 0 | 0 | 0 | 0 | 0 | 0
IGCC | 0 | 0 | 0 | 0 | 0 | 0
DemandResponse | 0 | 0 | 0 | 0 | 0 | 0
IGCC-CCS | 0 | 0 | 0 | 0 | 0 | 0
WT_off | 0 | 0 | 0 | 0 | 0 | 0
PseudoUnit | 0 | 0 | 0 | 0 | 0 | 0
FixedInterchange | 0 | 0 | 0 | 0 | 0 | 0
Retirements of Capacity by Reporting Type: MAPP_US
ReportingType | 2015 | 2020 | 2025 | 2030 | 2035 | 2040
BM | 0 | 0 | 0 | 0 | 0 | 0
CC | 0 | 0 | 0 | 0 | 0 | 7
CSP | 0 | 0 | 0 | 0 | 0 | 0
CT | 0 | 0 | 0 | 8.3 | 188.6 | 0
Coal | 1385.74 | 1493.2 | 667.56 | 0 | 0 | 0
Geo | 0 | 0 | 0 | 0 | 0 | 0
H | 0 | 0 | 0 | 0 | 0 | 0
LFG | 0 | 0 | 0 | 0 | 0 | 0
Nuc | 0 | 0 | 0 | 0 | 0 | 0
PS | 0 | 0 | 0 | 0 | 0 | 0
PV | 0 | 0 | 0 | 0 | 0 | 0
PeakG | 0 | 0 | 0 | 0 | 0 | 49.29
PeakO | 192.62 | 0 | 0 | 99.19 | 0 | 54.19
ST | 0 | 0 | 0 | 0 | 0 | 0
STOG | 36 | 0 | 0 | 0 | 0 | 0
STWD | 0 | 0 | 0 | 0 | 0 | 0
WT | 0 | 0 | 0 | 0 | 0 | 0
IGCC | 0 | 0 | 0 | 0 | 0 | 0
DemandResponse | 0 | 0 | 0 | 0 | 0 | 0
IGCC-CCS | 0 | 0 | 0 | 0 | 0 | 0
WT_off | 0 | 0 | 0 | 0 | 0 | 0
PseudoUnit | 0 | 0 | 0 | 0 | 0 | 0
FixedInterchange | 0 | 0 | 0 | 0 | 0 | 0
Retirements of Capacity by Reporting Type: MISO_IN
ReportingType | 2015 | 2020 | 2025 | 2030 | 2035 | 2040
BM | 0 | 0 | 0 | 0 | 0 | 0
CC | 0 | 0 | 0 | 0 | 0 | 0
CSP | 0 | 0 | 0 | 0 | 0 | 0
CT | 0 | 0 | 0 | 0 | 0 | 0
Coal | 6182.7 | 2276 | 6288 | 0 | 0 | 0
Geo | 0 | 0 | 0 | 0 | 0 | 0
H | 0 | 0 | 0 | 0 | 0 | 0
LFG | 0 | 0 | 0 | 0 | 0 | 0
Nuc | 0 | 0 | 0 | 0 | 0 | 0
PS | 0 | 0 | 0 | 0 | 0 | 0
PV | 0 | 0 | 0 | 0 | 0 | 22.04
PeakG | 0 | 0 | 0 | 238 | 0 | 0
PeakO | 0 | 0 | 0 | 361 | 0 | 0
ST | 0 | 0 | 0 | 0 | 0 | 0
STOG | 0 | 0 | 279 | 0 | 0 | 0
STWD | 0 | 0 | 0 | 0 | 0 | 0
WT | 0 | 0 | 0 | 0 | 0 | 0
IGCC | 0 | 0 | 0 | 0 | 0 | 0
DemandResponse | 0 | 0 | 0 | 0 | 0 | 0
IGCC-CCS | 0 | 0 | 0 | 0 | 0 | 0
WT_off | 0 | 0 | 0 | 0 | 0 | 0
PseudoUnit | 0 | 0 | 0 | 0 | 0 | 0
FixedInterchange | 0 | 0 | 0 | 0 | 0 | 0
Retirements of Capacity by Reporting Type: MISO_MI
ReportingType | 2015 | 2020 | 2025 | 2030 | 2035 | 2040
BM | 0 | 0 | 0 | 0 | 0 | 0
CC | 0 | 0 | 0 | 22 | 0 | 0
CSP | 0 | 0 | 0 | 0 | 0 | 0
CT | 0 | 0 | 0 | 0 | 0 | 0
Coal | 6340 | 4452 | 0 | 0 | 0 | 0
Geo | 0 | 0 | 0 | 0 | 0 | 0
H | 0 | 0 | 0 | 0 | 0 | 0
LFG | 0 | 0 | 0 | 0 | 0 | 0
Nuc | 0 | 0 | 0 | 0 | 778 | 0
PS | 0 | 0 | 0 | 0 | 0 | 0
PV | 0 | 0 | 0 | 0 | 0 | 0
PeakG | 0 | 0 | 0 | 295 | 0 | 0
PeakO | 0 | 0 | 0 | 534 | 0 | 0
ST | 0 | 0 | 0 | 0 | 0 | 0
STOG | 0 | 0 | 2852 | 0 | 0 | 0
STWD | 0 | 0 | 0 | 0 | 0 | 0
WT | 0 | 0 | 0 | 0 | 0 | 0
IGCC | 0 | 0 | 0 | 0 | 0 | 0
DemandResponse | 0 | 0 | 0 | 0 | 0 | 0
IGCC-CCS | 0 | 0 | 0 | 0 | 0 | 0
WT_off | 0 | 0 | 0 | 0 | 0 | 0
PseudoUnit | 0 | 0 | 0 | 0 | 0 | 0
FixedInterchange | 0 | 0 | 0 | 0 | 0 | 0
Retirements of Capacity by Reporting Type: MISO_MO-IL
ReportingType | 2015 | 2020 | 2025 | 2030 | 2035 | 2040
BM | 0 | 0 | 0 | 0 | 0 | 0
CC | 0 | 0 | 0 | 0 | 0 | 0
CSP | 0 | 0 | 0 | 0 | 0 | 0
CT | 0 | 0 | 0 | 0 | 0 | 0
Coal | 4698.14 | 7042.56 | 2223 | 0 | 0 | 0
Geo | 0 | 0 | 0 | 0 | 0 | 0
H | 0 | 0 | 0 | 0 | 0 | 0
LFG | 0 | 0 | 0 | 0 | 0 | 0
Nuc | 0 | 0 | 0 | 0 | 0 | 0
PS | 0 | 0 | 0 | 0 | 0 | 0
PV | 0 | 0 | 0 | 0 | 0 | 0
PeakG | 0 | 0 | 0 | 217 | 0 | 0
PeakO | 0 | 0 | 229.47 | 536.53 | 0 | 0
ST | 0 | 0 | 0 | 0 | 0 | 0
STOG | 0 | 0 | 592 | 0 | 0 | 0
STWD | 0 | 0 | 0 | 0 | 0 | 0
WT | 0 | 0 | 0 | 0 | 0 | 0
IGCC | 0 | 0 | 0 | 0 | 0 | 0
DemandResponse | 0 | 0 | 0 | 0 | 0 | 0
IGCC-CCS | 0 | 0 | 0 | 0 | 0 | 0
WT_off | 0 | 0 | 0 | 0 | 0 | 0
PseudoUnit | 0 | 0 | 0 | 0 | 0 | 0
FixedInterchange | 0 | 0 | 0 | 0 | 0 | 0
Retirements of Capacity by Reporting Type: MISO_W
ReportingType | 2015 | 2020 | 2025 | 2030 | 2035 | 2040
BM | 0 | 0 | 0 | 0 | 0 | 0
CC | 0 | 0 | 0 | 62 | 0 | 1385.21
CSP | 0 | 0 | 0 | 0 | 0 | 0
CT | 0 | 0 | 0 | 0 | 0 | 0
Coal | 4012.54 | 4818.4 | 4303.65 | 272.48 | 0 | 94.93
Geo | 0 | 0 | 0 | 0 | 0 | 0
H | 0 | 0 | 0 | 0 | 0 | 0
LFG | 0 | 0 | 0 | 0 | 0 | 0
Nuc | 0 | 0 | 0 | 0 | 2361.23 | 0
PS | 0 | 0 | 0 | 0 | 0 | 0
PV | 0 | 0 | 0 | 0 | 0 | 0
PeakG | 0 | 0 | 0 | 1357.11 | 0 | 734.46
PeakO | 0 | 0 | 0 | 2154 | 0 | 0
ST | 0 | 0 | 0 | 0 | 0 | 0
STOG | 0 | 0 | 172 | 0 | 0 | 0
STWD | 0 | 0 | 0 | 0 | 0 | 0
WT | 0 | 0 | 0 | 0 | 0 | 0
IGCC | 0 | 0 | 0 | 0 | 0 | 0
DemandResponse | 0 | 0 | 0 | 0 | 0 | 0
IGCC-CCS | 0 | 0 | 0 | 0 | 0 | 0
WT_off | 0 | 0 | 0 | 0 | 0 | 0
PseudoUnit | 0 | 0 | 0 | 0 | 0 | 0
FixedInterchange | 0 | 0 | 0 | 0 | 0 | 0
Retirements of Capacity by Reporting Type: MISO_WUMS
ReportingType | 2015 | 2020 | 2025 | 2030 | 2035 | 2040
BM | 0 | 0 | 0 | 0 | 0 | 0
CC | 0 | 0 | 0 | 0 | 0 | 0
CSP | 0 | 0 | 0 | 0 | 0 | 0
CT | 0 | 0 | 0 | 0 | 0 | 0
Coal | 4191.1 | 1869 | 1012.04 | 169.4 | 0 | 125.29
Geo | 0 | 0 | 0 | 0 | 0 | 0
H | 0 | 0 | 0 | 0 | 0 | 0
LFG | 0 | 0 | 0 | 0 | 0 | 0
Nuc | 0 | 0 | 0 | 0 | 1816.9 | 0
PS | 0 | 0 | 0 | 0 | 0 | 0
PV | 0 | 0 | 0 | 0 | 0 | 0
PeakG | 0 | 0 | 0 | 289 | 0 | 0
PeakO | 0 | 0 | 0 | 490 | 0 | 0
ST | 0 | 0 | 0 | 0 | 0 | 0
STOG | 59.5 | 0 | 300.5 | 0 | 0 | 0
STWD | 0 | 0 | 0 | 0 | 0 | 0
WT | 0 | 0 | 0 | 0 | 0 | 0
IGCC | 0 | 0 | 0 | 0 | 0 | 0
DemandResponse | 0 | 0 | 0 | 0 | 0 | 0
IGCC-CCS | 0 | 0 | 0 | 0 | 0 | 0
WT_off | 0 | 0 | 0 | 0 | 0 | 0
PseudoUnit | 0 | 0 | 0 | 0 | 0 | 0
FixedInterchange | 0 | 0 | 0 | 0 | 0 | 0
Retirements of Capacity by Reporting Type: Nebraska
ReportingType | 2015 | 2020 | 2025 | 2030 | 2035 | 2040
BM | 0 | 0 | 0 | 0 | 0 | 0
CC | 0 | 0 | 0 | 0 | 0 | 0
CSP | 0 | 0 | 0 | 0 | 0 | 0
CT | 0 | 0 | 0 | 0 | 0 | 0
Coal | 0 | 3195.8 | 682.2 | 0 | 0 | 0
Geo | 0 | 0 | 0 | 0 | 0 | 0
H | 0 | 0 | 0 | 0 | 0 | 0
LFG | 0 | 0 | 0 | 0 | 0 | 0
Nuc | 0 | 0 | 0 | 0 | 1251.8 | 0
PS | 0 | 0 | 0 | 0 | 0 | 0
PV | 0 | 0 | 0 | 0 | 0 | 0
PeakG | 0 | 0 | 0 | 0 | 0 | 0
PeakO | 0 | 0 | 0 | 0 | 0 | 0
ST | 0 | 0 | 0 | 0 | 0 | 0
STOG | 270 | 0 | 0 | 0 | 0 | 0
STWD | 0 | 0 | 0 | 0 | 0 | 0
WT | 0 | 0 | 0 | 0 | 0 | 0
IGCC | 0 | 0 | 0 | 0 | 0 | 0
DemandResponse | 0 | 0 | 0 | 0 | 0 | 0
IGCC-CCS | 0 | 0 | 0 | 0 | 0 | 0
WT_off | 0 | 0 | 0 | 0 | 0 | 0
PseudoUnit | 0 | 0 | 0 | 0 | 0 | 0
FixedInterchange | 0 | 0 | 0 | 0 | 0 | 0
Retirements of Capacity by Reporting Type: NEISO
ReportingType | 2015 | 2020 | 2025 | 2030 | 2035 | 2040
BM | 0 | 0 | 0 | 0 | 0 | 0
CC | 3210.89 | 2420.82 | 151.05 | 3010.68 | 0 | 1086.08
CSP | 0 | 0 | 0 | 0 | 0 | 0
CT | 0 | 0 | 0 | 9.5 | 324.5 | 0
Coal | 2250.13 | 320 | 0 | 0 | 0 | 0
Geo | 0 | 0 | 0 | 0 | 0 | 0
H | 0 | 0 | 0 | 0 | 0 | 0
LFG | 0 | 0 | 0 | 0 | 0 | 0
Nuc | 0 | 0 | 0 | 0 | 1289 | 876.92
PS | 0 | 0 | 0 | 0 | 0 | 0
PV | 0 | 0 | 0 | 0 | 0 | 38.41
PeakG | 0 | 0 | 1200 | 0 | 0 | 0
PeakO | 1183 | 0 | 0 | 0 | 0 | 0
ST | 0 | 0 | 0 | 0 | 0 | 0
STOG | 6237 | 0 | 0 | 0 | 0 | 0
STWD | 74 | 343 | 0 | 0 | 0 | 0
WT | 0 | 0 | 0 | 0 | 0 | 0
IGCC | 0 | 0 | 0 | 0 | 0 | 0
DemandResponse | 0 | 0 | 0 | 0 | 0 | 0
IGCC-CCS | 0 | 0 | 0 | 0 | 0 | 0
WT_off | 0 | 0 | 0 | 0 | 468 | 0
PseudoUnit | 0 | 0 | 0 | 0 | 0 | 0
FixedInterchange | 0 | 0 | 0 | 0 | 0 | 0
Retirements of Capacity by Reporting Type: NonRTO_Midwest
ReportingType | 2015 | 2020 | 2025 | 2030 | 2035 | 2040
BM | 0 | 0 | 0 | 0 | 0 | 0
CC | 0 | 0 | 0 | 0 | 0 | 0
CSP | 0 | 0 | 0 | 0 | 0 | 0
CT | 0 | 0 | 0 | 0 | 0 | 0
Coal | 2844.3 | 5220.34 | 2362.09 | 0 | 0 | 0
Geo | 0 | 0 | 0 | 0 | 0 | 0
H | 0 | 0 | 0 | 0 | 0 | 0
LFG | 0 | 0 | 0 | 0 | 0 | 0
Nuc | 0 | 0 | 0 | 0 | 0 | 0
PS | 0 | 0 | 0 | 0 | 0 | 0
PV | 0 | 0 | 0 | 0 | 0 | 0
PeakG | 0 | 0 | 0 | 383.57 | 986.38 | 885.88
PeakO | 0 | 12 | 0 | 0 | 0 | 0
ST | 0 | 0 | 0 | 0 | 0 | 0
STOG | 0 | 0 | 0 | 0 | 0 | 0
STWD | 0 | 0 | 0 | 0 | 0 | 0
WT | 0 | 0 | 0 | 0 | 0 | 0
IGCC | 0 | 0 | 0 | 0 | 0 | 0
DemandResponse | 0 | 0 | 0 | 0 | 0 | 0
IGCC-CCS | 0 | 0 | 0 | 0 | 0 | 0
WT_off | 0 | 0 | 0 | 0 | 0 | 0
PseudoUnit | 0 | 0 | 0 | 0 | 0 | 0
FixedInterchange | 0 | 0 | 0 | 0 | 0 | 0
Retirements of Capacity by Reporting Type: NYISO_A-F
ReportingType | 2015 | 2020 | 2025 | 2030 | 2035 | 2040
BM | 0 | 0 | 0 | 0 | 0 | 0
CC | 443.19 | 736.42 | 817.95 | 352.12 | 779.22 | 0
CSP | 0 | 0 | 0 | 0 | 0 | 0
CT | 0 | 0 | 0 | 0 | 0 | 0
Coal | 2251.9 | 0 | 0 | 0 | 0 | 0
Geo | 0 | 0 | 0 | 0 | 0 | 0
H | 0 | 0 | 0 | 0 | 0 | 0
LFG | 0 | 0 | 0 | 0 | 0 | 0
Nuc | 0 | 0 | 0 | 621.2 | 580.5 | 852.2
PS | 0 | 0 | 0 | 0 | 0 | 0
PV | 0 | 0 | 0 | 0 | 0 | 0
PeakG | 0 | 16 | 205 | 0 | 0 | 0
PeakO | 39 | 0 | 0 | 0 | 0 | 0
ST | 0 | 0 | 0 | 0 | 0 | 0
STOG | 1701 | 0 | 0 | 0 | 0 | 0
STWD | 86 | 0 | 0 | 0 | 0 | 0
WT | 0 | 0 | 0 | 0 | 0 | 0
IGCC | 0 | 0 | 0 | 0 | 0 | 0
DemandResponse | 0 | 0 | 0 | 0 | 0 | 0
IGCC-CCS | 0 | 0 | 0 | 0 | 0 | 0
WT_off | 0 | 0 | 0 | 0 | 0 | 0
PseudoUnit | 0 | 0 | 0 | 0 | 0 | 0
FixedInterchange | 0 | 0 | 0 | 0 | 0 | 0
Retirements of Capacity by Reporting Type: NYISO_G-I
ReportingType | 2015 | 2020 | 2025 | 2030 | 2035 | 2040
BM | 0 | 0 | 0 | 0 | 0 | 0
CC | 0 | 0 | 0 | 0 | 0 | 0
CSP | 0 | 0 | 0 | 0 | 0 | 0
CT | 0 | 0 | 0 | 0 | 0 | 0
Coal | 368.2 | 0 | 0 | 0 | 0 | 0
Geo | 0 | 0 | 0 | 0 | 0 | 0
H | 0 | 0 | 0 | 0 | 0 | 0
LFG | 0 | 0 | 0 | 0 | 0 | 0
Nuc | 0 | 0 | 0 | 0 | 1019.6 | 1025
PS | 0 | 0 | 0 | 0 | 0 | 0
PV | 0 | 0 | 0 | 0 | 0 | 0
PeakG | 0 | 0 | 64 | 0 | 0 | 0
PeakO | 0 | 0 | 87 | 0 | 0 | 0
ST | 0 | 0 | 0 | 0 | 0 | 0
STOG | 2431 | 0 | 0 | 0 | 0 | 0
STWD | 0 | 0 | 0 | 0 | 0 | 0
WT | 0 | 0 | 0 | 0 | 0 | 0
IGCC | 0 | 0 | 0 | 0 | 0 | 0
DemandResponse | 0 | 0 | 0 | 0 | 0 | 0
IGCC-CCS | 0 | 0 | 0 | 0 | 0 | 0
WT_off | 0 | 0 | 0 | 0 | 0 | 0
PseudoUnit | 0 | 0 | 0 | 0 | 0 | 0
FixedInterchange | 0 | 0 | 0 | 0 | 0 | 0
Retirements of Capacity by Reporting Type: NYISO_J-K
ReportingType | 2015 | 2020 | 2025 | 2030 | 2035 | 2040
BM | 0 | 0 | 0 | 0 | 0 | 0
CC | 0 | 0 | 0 | 0 | 0 | 0
CSP | 0 | 0 | 0 | 0 | 0 | 0
CT | 0 | 0 | 0 | 0 | 0 | 0
Coal | 0 | 0 | 0 | 0 | 0 | 0
Geo | 0 | 0 | 0 | 0 | 0 | 0
H | 0 | 0 | 0 | 0 | 0 | 0
LFG | 0 | 0 | 0 | 0 | 0 | 0
Nuc | 0 | 0 | 0 | 0 | 0 | 0
PS | 0 | 0 | 0 | 0 | 0 | 0
PV | 0 | 0 | 0 | 0 | 32 | 0
PeakG | 0 | 0 | 0 | 0 | 0 | 0
PeakO | 0 | 0 | 0 | 0 | 237.55 | 179.86
ST | 0 | 0 | 0 | 0 | 0 | 0
STOG | 3902.55 | 882.66 | 1144.44 | 313.76 | 0 | 0
STWD | 0 | 0 | 0 | 0 | 0 | 0
WT | 0 | 0 | 0 | 0 | 0 | 0
IGCC | 0 | 0 | 0 | 0 | 0 | 0
DemandResponse | 0 | 0 | 0 | 0 | 0 | 0
IGCC-CCS | 0 | 0 | 0 | 0 | 0 | 0
WT_off | 0 | 0 | 0 | 0 | 0 | 0
PseudoUnit | 0 | 0 | 0 | 0 | 0 | 0
FixedInterchange | 0 | 0 | 0 | 0 | 0 | 0
Retirements of Capacity by Reporting Type: PJM_E
ReportingType | 2015 | 2020 | 2025 | 2030 | 2035 | 2040
BM | 0 | 0 | 0 | 0 | 0 | 0
CC | 0 | 0 | 523 | 0 | 618.3 | 0
CSP | 0 | 0 | 0 | 0 | 0 | 0
CT | 0 | 0 | 0 | 26.2 | 0 | 0
Coal | 3285 | 568 | 0 | 0 | 0 | 0
Geo | 0 | 0 | 0 | 0 | 0 | 0
H | 0 | 0 | 0 | 0 | 0 | 0
LFG | 0 | 0 | 0 | 0 | 0 | 0
Nuc | 0 | 614.5 | 0 | 0 | 2224 | 1174
PS | 0 | 0 | 0 | 0 | 0 | 0
PV | 0 | 0 | 0 | 0 | 25.45 | 0
PeakG | 268.5 | 0 | 1584.5 | 0 | 0 | 0
PeakO | 2.7 | 0 | 2749.3 | 0 | 0 | 0
ST | 0 | 0 | 0 | 0 | 0 | 0
STOG | 2201.29 | 1050.71 | 0 | 0 | 0 | 0
STWD | 0 | 0 | 0 | 0 | 0 | 0
WT | 0 | 0 | 0 | 0 | 0 | 0
IGCC | 0 | 0 | 0 | 0 | 0 | 0
DemandResponse | 0 | 0 | 0 | 0 | 0 | 0
IGCC-CCS | 0 | 0 | 0 | 0 | 0 | 0
WT_off | 0 | 0 | 0 | 0 | 0 | 0
PseudoUnit | 0 | 0 | 0 | 0 | 0 | 0
FixedInterchange | 0 | 0 | 0 | 0 | 0 | 0
Retirements of Capacity by Reporting Type: PJM_ROM
ReportingType | 2015 | 2020 | 2025 | 2030 | 2035 | 2040
BM | 0 | 0 | 0 | 0 | 0 | 0
CC | 0 | 0 | 0 | 0 | 0 | 0
CSP | 0 | 0 | 0 | 0 | 0 | 0
CT | 0 | 0 | 0 | 0 | 16 | 0
Coal | 14625.5 | 1234 | 521 | 0 | 0 | 0
Geo | 0 | 0 | 0 | 0 | 0 | 0
H | 0 | 0 | 0 | 0 | 0 | 0
LFG | 0 | 0 | 0 | 0 | 0 | 0
Nuc | 0 | 0 | 0 | 0 | 1732 | 899
PS | 0 | 0 | 0 | 0 | 0 | 0
PV | 0 | 0 | 0 | 0 | 0 | 51.96
PeakG | 0 | 0 | 333 | 0 | 0 | 0
PeakO | 270 | 0 | 1566 | 0 | 0 | 0
ST | 0 | 0 | 0 | 0 | 0 | 0
STOG | 580 | 3529 | 0 | 0 | 0 | 0
STWD | 0 | 0 | 0 | 0 | 0 | 0
WT | 0 | 0 | 0 | 0 | 0 | 0
IGCC | 0 | 0 | 0 | 0 | 0 | 0
DemandResponse | 0 | 0 | 0 | 0 | 0 | 0
IGCC-CCS | 0 | 0 | 0 | 0 | 0 | 0
WT_off | 0 | 0 | 0 | 0 | 0 | 0
PseudoUnit | 0 | 0 | 0 | 0 | 0 | 0
FixedInterchange | 0 | 0 | 0 | 0 | 0 | 0
Retirements of Capacity by Reporting Type: PJM_ROR
ReportingType | 2015 | 2020 | 2025 | 2030 | 2035 | 2040
BM | 0 | 0 | 0 | 0 | 0 | 192
CC | 0 | 0 | 0 | 0 | 174 | 0
CSP | 0 | 0 | 0 | 0 | 0 | 0
CT | 0 | 0 | 0 | 0 | 29 | 0
Coal | 35206.77 | 18056.51 | 6604.92 | 0 | 0 | 0
Geo | 0 | 0 | 0 | 0 | 0 | 0
H | 0 | 0 | 0 | 0 | 0 | 0
LFG | 0 | 0 | 0 | 0 | 0 | 0
Nuc | 0 | 0 | 0 | 867 | 4275 | 4883.16
PS | 0 | 0 | 0 | 0 | 0 | 0
PV | 0 | 0 | 0 | 0 | 0 | 0
PeakG | 0 | 0 | 1459.35 | 3986.38 | 0 | 4449.51
PeakO | 19 | 0 | 1742 | 0 | 0 | 0
ST | 0 | 0 | 0 | 0 | 0 | 0
STOG | 35 | 2087 | 0 | 0 | 0 | 0
STWD | 0 | 0 | 0 | 0 | 0 | 0
WT | 0 | 0 | 0 | 0 | 0 | 0
IGCC | 0 | 0 | 0 | 0 | 0 | 0
DemandResponse | 0 | 0 | 0 | 0 | 0 | 0
IGCC-CCS | 0 | 0 | 0 | 0 | 0 | 0
WT_off | 0 | 0 | 0 | 0 | 0 | 0
PseudoUnit | 0 | 0 | 0 | 0 | 0 | 0
FixedInterchange | 0 | 0 | 0 | 0 | 0 | 0
Retirements of Capacity by Reporting Type: SOCO
ReportingType | 2015 | 2020 | 2025 | 2030 | 2035 | 2040
BM | 0 | 0 | 0 | 0 | 0 | 0
CC | 0 | 0 | 0 | 2409 | 3014.23 | 3597.28
CSP | 0 | 0 | 0 | 0 | 0 | 0
CT | 0 | 0 | 0 | 0 | 0 | 0
Coal | 18485 | 6850 | 0 | 0 | 0 | 0
Geo | 0 | 0 | 0 | 0 | 0 | 0
H | 0 | 0 | 0 | 0 | 0 | 0
LFG | 0 | 0 | 0 | 0 | 0 | 0
Nuc | 0 | 0 | 0 | 0 | 0 | 2645.05
PS | 0 | 0 | 0 | 0 | 0 | 0
PV | 0 | 0 | 0 | 0 | 0 | 0
PeakG | 671.55 | 67.66 | 7438.04 | 2745.75 | 0 | 0
PeakO | 1139 | 0 | 0 | 0 | 0 | 0
ST | 0 | 0 | 0 | 0 | 0 | 0
STOG | 854 | 0 | 0 | 0 | 0 | 0
STWD | 0 | 0 | 0 | 0 | 0 | 0
WT | 0 | 0 | 0 | 0 | 0 | 0
IGCC | 0 | 0 | 0 | 0 | 0 | 0
DemandResponse | 0 | 0 | 0 | 0 | 0 | 0
IGCC-CCS | 0 | 0 | 0 | 0 | 0 | 0
WT_off | 0 | 0 | 0 | 0 | 0 | 0
PseudoUnit | 0 | 0 | 0 | 0 | 0 | 0
FixedInterchange | 0 | 0 | 0 | 0 | 0 | 0
Retirements of Capacity by Reporting Type: SPP_N
ReportingType | 2015 | 2020 | 2025 | 2030 | 2035 | 2040
BM | 0 | 0 | 0 | 0 | 0 | 0
CC | 0 | 0 | 0 | 0 | 0 | 0
CSP | 0 | 0 | 0 | 0 | 0 | 0
CT | 0 | 0 | 0 | 0 | 0 | 0
Coal | 334 | 3840.5 | 3708 | 0 | 0 | 0
Geo | 0 | 0 | 0 | 0 | 0 | 0
H | 0 | 0 | 0 | 0 | 0 | 0
LFG | 0 | 0 | 0 | 0 | 0 | 0
Nuc | 0 | 0 | 0 | 0 | 0 | 0
PS | 0 | 0 | 0 | 0 | 0 | 0
PV | 0 | 0 | 0 | 0 | 0 | 0
PeakG | 0 | 0 | 0 | 0 | 0 | 0
PeakO | 0 | 0 | 0 | 0 | 0 | 0
ST | 0 | 0 | 0 | 0 | 0 | 0
STOG | 1749 | 0 | 0 | 0 | 0 | 0
STWD | 0 | 0 | 0 | 0 | 0 | 0
WT | 0 | 0 | 0 | 0 | 0 | 0
IGCC | 0 | 0 | 0 | 0 | 0 | 0
DemandResponse | 0 | 0 | 0 | 0 | 0 | 0
IGCC-CCS | 0 | 0 | 0 | 0 | 0 | 0
WT_off | 0 | 0 | 0 | 0 | 0 | 0
PseudoUnit | 0 | 0 | 0 | 0 | 0 | 0
FixedInterchange | 0 | 0 | 0 | 0 | 0 | 0
Retirements of Capacity by Reporting Type: SPP_S
ReportingType | 2015 | 2020 | 2025 | 2030 | 2035 | 2040
BM | 0 | 0 | 0 | 0 | 0 | 0
CC | 0 | 0 | 0 | 0 | 0 | 0
CSP | 0 | 0 | 0 | 0 | 0 | 0
CT | 0 | 0 | 0 | 0 | 82.57 | 300
Coal | 1528 | 9086.25 | 2525.68 | 0 | 0 | 0
Geo | 0 | 0 | 0 | 0 | 0 | 0
H | 0 | 0 | 0 | 0 | 0 | 0
LFG | 0 | 0 | 0 | 0 | 0 | 0
Nuc | 0 | 0 | 0 | 0 | 0 | 0
PS | 0 | 0 | 0 | 0 | 0 | 0
PV | 0 | 0 | 0 | 0 | 0 | 0
PeakG | 0 | 0 | 0 | 0 | 0 | 0
PeakO | 0 | 0 | 0 | 0 | 0 | 0
ST | 0 | 0 | 0 | 0 | 0 | 0
STOG | 4319.45 | 0 | 1446.86 | 2856.79 | 0 | 1040.57
STWD | 0 | 0 | 0 | 0 | 0 | 0
WT | 0 | 0 | 0 | 0 | 0 | 0
IGCC | 0 | 0 | 0 | 0 | 0 | 0
DemandResponse | 0 | 0 | 0 | 0 | 0 | 0
IGCC-CCS | 0 | 0 | 0 | 0 | 0 | 0
WT_off | 0 | 0 | 0 | 0 | 0 | 0
PseudoUnit | 0 | 0 | 0 | 0 | 0 | 0
FixedInterchange | 0 | 0 | 0 | 0 | 0 | 0
Retirements of Capacity by Reporting Type: TVA
ReportingType | 2015 | 2020 | 2025 | 2030 | 2035 | 2040
BM | 0 | 0 | 0 | 0 | 0 | 0
CC | 0 | 0 | 0 | 0 | 320 | 1949.68
CSP | 0 | 0 | 0 | 0 | 0 | 0
CT | 0 | 0 | 0 | 0 | 0 | 0
Coal | 8665.52 | 5082.48 | 1411 | 0 | 0 | 0
Geo | 0 | 0 | 0 | 0 | 0 | 0
H | 0 | 0 | 0 | 0 | 0 | 0
LFG | 0 | 0 | 0 | 0 | 0 | 0
Nuc | 0 | 0 | 0 | 0 | 2512.33 | 1278.67
PS | 0 | 0 | 0 | 0 | 0 | 0
PV | 0 | 0 | 0 | 0 | 0 | 0
PeakG | 157.39 | 0 | 4026.93 | 1281.68 | 399 | 0
PeakO | 0 | 0 | 83 | 0 | 0 | 0
ST | 0 | 0 | 0 | 0 | 0 | 0
STOG | 0 | 0 | 0 | 0 | 0 | 0
STWD | 0 | 0 | 0 | 0 | 0 | 0
WT | 0 | 0 | 0 | 0 | 0 | 0
IGCC | 0 | 0 | 0 | 0 | 0 | 0
DemandResponse | 0 | 0 | 0 | 0 | 0 | 0
IGCC-CCS | 0 | 0 | 0 | 0 | 0 | 0
WT_off | 0 | 0 | 0 | 0 | 0 | 0
PseudoUnit | 0 | 0 | 0 | 0 | 0 | 0
FixedInterchange | 0 | 0 | 0 | 0 | 0 | 0
Retirements of Capacity by Reporting Type: TVA_Transmission
ReportingType | 2015 | 2020 | 2025 | 2030 | 2035 | 2040
BM | 0 | 0 | 0 | 0 | 0 | 0
CC | 0 | 0 | 0 | 0 | 0 | 0
CSP | 0 | 0 | 0 | 0 | 0 | 0
CT | 0 | 0 | 0 | 0 | 0 | 0
Coal | 0 | 0 | 0 | 0 | 0 | 0
Geo | 0 | 0 | 0 | 0 | 0 | 0
H | 0 | 0 | 0 | 0 | 0 | 0
LFG | 0 | 0 | 0 | 0 | 0 | 0
Nuc | 0 | 0 | 0 | 0 | 0 | 0
PS | 0 | 0 | 0 | 0 | 0 | 0
PV | 0 | 0 | 0 | 0 | 0 | 0
PeakG | 0 | 0 | 0 | 0 | 0 | 0
PeakO | 0 | 0 | 0 | 0 | 0 | 0
ST | 0 | 0 | 0 | 0 | 0 | 0
STOG | 0 | 0 | 0 | 0 | 0 | 0
STWD | 0 | 0 | 0 | 0 | 0 | 0
WT | 0 | 0 | 0 | 0 | 0 | 0
IGCC | 0 | 0 | 0 | 0 | 0 | 0
DemandResponse | 0 | 0 | 0 | 0 | 0 | 0
IGCC-CCS | 0 | 0 | 0 | 0 | 0 | 0
WT_off | 0 | 0 | 0 | 0 | 0 | 0
PseudoUnit | 0 | 0 | 0 | 0 | 0 | 0
FixedInterchange | 0 | 0 | 0 | 0 | 0 | 0
Retirements of Capacity by Reporting Type: VACAR
ReportingType | 2015 | 2020 | 2025 | 2030 | 2035 | 2040
BM | 0 | 0 | 0 | 0 | 0 | 0
CC | 0 | 0 | 185 | 0 | 1393.06 | 2581.1
CSP | 0 | 0 | 0 | 0 | 0 | 0
CT | 0 | 0 | 0 | 717.2 | 0 | 0
Coal | 10812.82 | 7392.57 | 1930.61 | 0 | 0 | 0
Geo | 0 | 0 | 0 | 0 | 0 | 0
H | 0 | 0 | 0 | 0 | 0 | 0
LFG | 0 | 0 | 0 | 0 | 0 | 0
Nuc | 0 | 0 | 0 | 0 | 3248 | 1858
PS | 0 | 0 | 0 | 0 | 0 | 0
PV | 0 | 0 | 0 | 0 | 0 | 0
PeakG | 0 | 0 | 3568.24 | 4739.76 | 0 | 0
PeakO | 0 | 0 | 1268 | 0 | 0 | 0
ST | 0 | 0 | 0 | 0 | 0 | 0
STOG | 0 | 0 | 92 | 0 | 0 | 0
STWD | 0 | 0 | 0 | 0 | 0 | 0
WT | 0 | 0 | 0 | 0 | 0 | 0
IGCC | 0 | 0 | 0 | 0 | 0 | 0
DemandResponse | 0 | 0 | 0 | 0 | 0 | 0
IGCC-CCS | 0 | 0 | 0 | 0 | 0 | 0
WT_off | 0 | 0 | 0 | 0 | 0 | 0
PseudoUnit | 0 | 0 | 0 | 0 | 0 | 0
FixedInterchange | 0 | 0 | 0 | 0 | 0 | 0
Retirements of Capacity by Reporting Type: IESO
ReportingType | 2015 | 2020 | 2025 | 2030 | 2035 | 2040
BM | 0 | 0 | 0 | 0 | 0 | 0
CC | 5943 | 0 | 0 | 0 | 0 | 0
CSP | 0 | 0 | 0 | 0 | 0 | 0
CT | 0 | 0 | 0 | 0 | 368 | 0
Coal | 6416 | 0 | 0 | 0 | 0 | 0
Geo | 0 | 0 | 0 | 0 | 0 | 0
H | 0 | 0 | 0 | 0 | 0 | 0
LFG | 0 | 0 | 0 | 0 | 0 | 0
Nuc | 0 | 0 | 0 | 0 | 1030 | 1540
PS | 0 | 0 | 0 | 0 | 0 | 0
PV | 0 | 0 | 0 | 0 | 1067.26 | 0
PeakG | 115 | 0 | 0 | 0 | 0 | 0
PeakO | 175 | 0 | 0 | 0 | 0 | 0
ST | 0 | 0 | 0 | 0 | 0 | 0
STOG | 2126 | 0 | 0 | 0 | 0 | 0
STWD | 0 | 0 | 0 | 0 | 0 | 0
WT | 0 | 0 | 0 | 0 | 0 | 0
IGCC | 0 | 0 | 0 | 0 | 0 | 0
DemandResponse | 0 | 0 | 0 | 0 | 0 | 0
IGCC-CCS | 0 | 0 | 0 | 0 | 0 | 0
WT_off | 0 | 0 | 0 | 0 | 0 | 0
PseudoUnit | 0 | 0 | 0 | 0 | 0 | 0
FixedInterchange | 0 | 0 | 0 | 0 | 0 | 0
Retirements of Capacity by Reporting Type: MAPP_CA
ReportingType | 2015 | 2020 | 2025 | 2030 | 2035 | 2040
BM | 0 | 0 | 0 | 0 | 0 | 0
CC | 0 | 0 | 731 | 0 | 0 | 530.93
CSP | 0 | 0 | 0 | 0 | 0 | 0
CT | 0 | 0 | 0 | 0 | 0 | 0
Coal | 1009.4 | 736.5 | 0 | 0 | 0 | 0
Geo | 0 | 0 | 0 | 0 | 0 | 0
H | 0 | 0 | 0 | 0 | 0 | 0
LFG | 0 | 0 | 0 | 0 | 0 | 0
Nuc | 0 | 0 | 0 | 0 | 0 | 0
PS | 0 | 0 | 0 | 0 | 0 | 0
PV | 0 | 0 | 0 | 0 | 0 | 0
PeakG | 0 | 51.66 | 507.34 | 0 | 0 | 0
PeakO | 0 | 0 | 4 | 0 | 0 | 0
ST | 0 | 0 | 0 | 0 | 0 | 0
STOG | 0 | 126 | 0 | 0 | 0 | 0
STWD | 0 | 0 | 0 | 0 | 0 | 0
WT | 0 | 0 | 0 | 0 | 302.4 | 0
IGCC | 0 | 0 | 0 | 0 | 0 | 0
DemandResponse | 0 | 0 | 0 | 0 | 0 | 0
IGCC-CCS | 0 | 0 | 0 | 0 | 0 | 0
WT_off | 0 | 0 | 0 | 0 | 0 | 0
PseudoUnit | 0 | 0 | 0 | 0 | 0 | 0
FixedInterchange | 0 | 0 | 0 | 0 | 0 | 0
Retirements of Capacity by Reporting Type: AZ_NM_SNV_Coal
ReportingType | 2015 | 2020 | 2025 | 2030 | 2035 | 2040
BM | 0 | 0 | 0 | 0 | 0 | 0
CC | 0 | 0 | 0 | 0 | 0 | 0
CSP | 0 | 0 | 0 | 0 | 0 | 0
CT | 0 | 0 | 0 | 0 | 0 | 0
Coal | 1351 | 4043.7 | 5071.3 | 0 | 0 | 0
Geo | 0 | 0 | 0 | 0 | 0 | 0
H | 0 | 0 | 0 | 0 | 0 | 0
LFG | 0 | 0 | 0 | 0 | 0 | 0
Nuc | 0 | 0 | 0 | 0 | 0 | 0
PS | 0 | 0 | 0 | 0 | 0 | 0
PV | 0 | 0 | 0 | 0 | 0 | 0
PeakG | 0 | 0 | 0 | 0 | 0 | 0
PeakO | 185 | 15 | 0 | 0 | 0 | 0
ST | 0 | 0 | 0 | 0 | 0 | 0
STOG | 0 | 0 | 0 | 0 | 0 | 0
STWD | 0 | 0 | 0 | 0 | 0 | 0
WT | 0 | 0 | 0 | 0 | 0 | 0
IGCC | 0 | 0 | 0 | 0 | 0 | 0
DemandResponse | 0 | 0 | 0 | 0 | 0 | 0
IGCC-CCS | 0 | 0 | 0 | 0 | 0 | 0
WT_off | 0 | 0 | 0 | 0 | 0 | 0
PseudoUnit | 0 | 0 | 0 | 0 | 0 | 0
FixedInterchange | 0 | 0 | 0 | 0 | 0 | 0
Retirements of Capacity by Reporting Type: AZ_NM_SNV_Gas
ReportingType | 2015 | 2020 | 2025 | 2030 | 2035 | 2040
BM | 0 | 0 | 0 | 0 | 0 | 0
CC | 2859.33 | 0 | 0 | 3828.47 | 3839.95 | 212.13
CSP | 0 | 0 | 0 | 0 | 0 | 0
CT | 0 | 0 | 0 | 0 | 736 | 0
Coal | 0 | 0 | 0 | 0 | 0 | 0
Geo | 0 | 0 | 0 | 0 | 0 | 0
H | 0 | 0 | 0 | 0 | 0 | 0
LFG | 0 | 0 | 0 | 0 | 0 | 0
Nuc | 0 | 0 | 0 | 0 | 0 | 0
PS | 0 | 0 | 0 | 0 | 0 | 0
PV | 0 | 0 | 0 | 0 | 0 | 0
PeakG | 0 | 1062.32 | 2597.68 | 0 | 0 | 0
PeakO | 0 | 0 | 0 | 0 | 0 | 0
ST | 0 | 0 | 0 | 0 | 0 | 0
STOG | 2064 | 0 | 0 | 0 | 0 | 0
STWD | 0 | 0 | 0 | 0 | 0 | 0
WT | 0 | 0 | 0 | 0 | 0 | 0
IGCC | 0 | 0 | 0 | 0 | 0 | 0
DemandResponse | 0 | 0 | 0 | 0 | 0 | 0
IGCC-CCS | 0 | 0 | 0 | 0 | 0 | 0
WT_off | 0 | 0 | 0 | 0 | 0 | 0
PseudoUnit | 0 | 0 | 0 | 0 | 0 | 0
FixedInterchange | 0 | 0 | 0 | 0 | 0 | 0
Retirements of Capacity by Reporting Type: AZ_NM_SNV_NucRenew
ReportingType | 2015 | 2020 | 2025 | 2030 | 2035 | 2040
BM | 0 | 0 | 0 | 0 | 0 | 0
CC | 0 | 0 | 0 | 0 | 0 | 0
CSP | 65 | 0 | 0 | 0 | 0 | 0
CT | 0 | 0 | 0 | 0 | 0 | 0
Coal | 0 | 0 | 0 | 0 | 0 | 0
Geo | 0 | 0 | 0 | 0 | 0 | 0
H | 0 | 0 | 0 | 0 | 0 | 0
LFG | 0 | 0 | 0 | 0 | 0 | 0
Nuc | 0 | 0 | 0 | 0 | 0 | 0
PS | 0 | 0 | 0 | 0 | 0 | 0
PV | 0 | 0 | 0 | 0 | 0 | 0
PeakG | 0 | 0 | 0 | 0 | 0 | 0
PeakO | 0 | 0 | 0 | 0 | 0 | 0
ST | 0 | 0 | 0 | 0 | 0 | 0
STOG | 0 | 0 | 0 | 0 | 0 | 0
STWD | 0 | 0 | 0 | 0 | 0 | 0
WT | 0 | 0 | 0 | 0 | 0 | 0
IGCC | 0 | 0 | 0 | 0 | 0 | 0
DemandResponse | 0 | 0 | 0 | 0 | 0 | 0
IGCC-CCS | 0 | 0 | 0 | 0 | 0 | 0
WT_off | 0 | 0 | 0 | 0 | 0 | 0
PseudoUnit | 0 | 0 | 0 | 0 | 0 | 0
FixedInterchange | 0 | 0 | 0 | 0 | 0 | 0
Retirements of Capacity by Reporting Type: ERCOT
ReportingType | 2015 | 2020 | 2025 | 2030 | 2035 | 2040
BM | 0 | 0 | 0 | 0 | 0 | 0
CC | 0 | 0 | 116.76 | 376.24 | 64 | 4390
CSP | 0 | 0 | 0 | 0 | 0 | 0
CT | 0 | 0 | 0 | 0 | 250 | 0
Coal | 15174.87 | 1472 | 1345 | 0 | 0 | 0
Geo | 0 | 0 | 0 | 0 | 0 | 0
H | 0 | 0 | 0 | 0 | 0 | 0
LFG | 0 | 0 | 0 | 0 | 0 | 0
Nuc | 0 | 0 | 0 | 0 | 0 | 0
PS | 0 | 0 | 0 | 0 | 0 | 0
PV | 0 | 0 | 0 | 0 | 14 | 0
PeakG | 0 | 0 | 0 | 1524.7 | 1052.3 | 879.83
PeakO | 0 | 0 | 51 | 0 | 0 | 0
ST | 0 | 0 | 0 | 0 | 0 | 0
STOG | 6380.71 | 5536.77 | 7015.53 | 0 | 0 | 0
STWD | 0 | 0 | 0 | 0 | 0 | 0
WT | 0 | 0 | 0 | 0 | 0 | 487.69
IGCC | 0 | 0 | 0 | 0 | 0 | 0
DemandResponse | 0 | 0 | 0 | 0 | 0 | 0
IGCC-CCS | 0 | 0 | 0 | 0 | 0 | 0
WT_off | 0 | 0 | 0 | 0 | 0 | 0
PseudoUnit | 0 | 0 | 0 | 0 | 0 | 0
FixedInterchange | 0 | 0 | 0 | 0 | 0 | 0
Retirements of Capacity by Reporting Type: NP15
ReportingType | 2015 | 2020 | 2025 | 2030 | 2035 | 2040
BM | 0 | 0 | 0 | 0 | 0 | 0
CC | 0 | 0 | 417 | 1763 | 0 | 4104.13
CSP | 0 | 0 | 0 | 0 | 0 | 0
CT | 0 | 0 | 0 | 0 | 212.6 | 0
Coal | 0 | 191.9 | 0 | 0 | 0 | 0
Geo | 0 | 0 | 0 | 0 | 0 | 0
H | 0 | 0 | 0 | 0 | 0 | 0
LFG | 0 | 0 | 0 | 0 | 0 | 0
Nuc | 0 | 0 | 0 | 0 | 0 | 0
PS | 0 | 0 | 0 | 0 | 0 | 0
PV | 0 | 0 | 0 | 0 | 0 | 0
PeakG | 0 | 0 | 597.53 | 1445.4 | 1222.07 | 0
PeakO | 156 | 0 | 350 | 0 | 0 | 0
ST | 0 | 0 | 0 | 0 | 0 | 0
STOG | 2310.92 | 2548.08 | 0 | 0 | 0 | 0
STWD | 0 | 0 | 0 | 0 | 0 | 0
WT | 0 | 0 | 0 | 0 | 0 | 0
IGCC | 0 | 0 | 0 | 0 | 0 | 0
DemandResponse | 0 | 0 | 0 | 0 | 0 | 0
IGCC-CCS | 0 | 0 | 0 | 0 | 0 | 0
WT_off | 0 | 0 | 0 | 0 | 0 | 0
PseudoUnit | 0 | 0 | 0 | 0 | 0 | 0
FixedInterchange | 0 | 0 | 0 | 0 | 0 | 0
Retirements of Capacity by Reporting Type: NWPP_Coal
ReportingType | 2015 | 2020 | 2025 | 2030 | 2035 | 2040
BM | 0 | 0 | 0 | 0 | 0 | 0
CC | 0 | 0 | 0 | 0 | 0 | 0
CSP | 0 | 0 | 0 | 0 | 0 | 0
CT | 0 | 0 | 0 | 0 | 0 | 0
Coal | 6913.36 | 1961.34 | 4682 | 0 | 0 | 0
Geo | 0 | 0 | 0 | 0 | 0 | 0
H | 0 | 0 | 0 | 0 | 0 | 0
LFG | 0 | 0 | 0 | 0 | 0 | 0
Nuc | 0 | 0 | 0 | 0 | 0 | 0
PS | 0 | 0 | 0 | 0 | 0 | 0
PV | 0 | 0 | 0 | 0 | 0 | 0
PeakG | 0 | 0 | 0 | 0 | 0 | 0
PeakO | 183 | 0 | 0 | 0 | 0 | 0
ST | 0 | 0 | 0 | 0 | 0 | 0
STOG | 0 | 0 | 0 | 0 | 0 | 0
STWD | 0 | 0 | 0 | 0 | 0 | 0
WT | 0 | 0 | 0 | 0 | 0 | 0
IGCC | 0 | 0 | 0 | 0 | 0 | 0
DemandResponse | 0 | 0 | 0 | 0 | 0 | 0
IGCC-CCS | 0 | 0 | 0 | 0 | 0 | 0
WT_off | 0 | 0 | 0 | 0 | 0 | 0
PseudoUnit | 0 | 0 | 0 | 0 | 0 | 0
FixedInterchange | 0 | 0 | 0 | 0 | 0 | 0
Retirements of Capacity by Reporting Type: NWPP_Gas
ReportingType | 2015 | 2020 | 2025 | 2030 | 2035 | 2040
BM | 0 | 0 | 0 | 0 | 0 | 0
CC | 1678 | 0 | 0 | 5969.38 | 357.62 | 300
CSP | 0 | 0 | 0 | 0 | 0 | 0
CT | 0 | 0 | 0 | 0 | 150 | 0
Coal | 0 | 0 | 0 | 0 | 0 | 0
Geo | 0 | 0 | 0 | 0 | 0 | 0
H | 0 | 0 | 0 | 0 | 0 | 0
LFG | 0 | 0 | 0 | 0 | 0 | 0
Nuc | 0 | 0 | 0 | 0 | 0 | 0
PS | 0 | 0 | 0 | 0 | 0 | 0
PV | 0 | 0 | 0 | 0 | 0 | 0
PeakG | 2623 | 0 | 0 | 0 | 0 | 0
PeakO | 0 | 0 | 0 | 0 | 0 | 0
ST | 0 | 0 | 0 | 0 | 0 | 0
STOG | 786 | 0 | 0 | 0 | 0 | 0
STWD | 0 | 0 | 0 | 0 | 0 | 0
WT | 0 | 0 | 0 | 0 | 0 | 0
IGCC | 0 | 0 | 0 | 0 | 0 | 0
DemandResponse | 0 | 0 | 0 | 0 | 0 | 0
IGCC-CCS | 0 | 0 | 0 | 0 | 0 | 0
WT_off | 0 | 0 | 0 | 0 | 0 | 0
PseudoUnit | 0 | 0 | 0 | 0 | 0 | 0
FixedInterchange | 0 | 0 | 0 | 0 | 0 | 0
Retirements of Capacity by Reporting Type: NWPP_NucRenew
ReportingType | 2015 | 2020 | 2025 | 2030 | 2035 | 2040
BM | 0 | 0 | 0 | 0 | 0 | 0
CC | 0 | 0 | 0 | 0 | 0 | 0
CSP | 0 | 0 | 0 | 0 | 0 | 0
CT | 0 | 0 | 0 | 0 | 0 | 0
Coal | 0 | 0 | 0 | 0 | 0 | 0
Geo | 4.8 | 0 | 0 | 0 | 0 | 0
H | 0 | 0 | 0 | 0 | 0 | 0
LFG | 0 | 0 | 0 | 0 | 0 | 0
Nuc | 0 | 0 | 0 | 0 | 0 | 0
PS | 0 | 0 | 0 | 0 | 0 | 0
PV | 0 | 0 | 0 | 0 | 0 | 0
PeakG | 0 | 0 | 0 | 0 | 0 | 0
PeakO | 0 | 0 | 0 | 0 | 0 | 0
ST | 0 | 0 | 0 | 0 | 0 | 0
STOG | 0 | 0 | 0 | 0 | 0 | 0
STWD | 0 | 0 | 0 | 0 | 0 | 0
WT | 0 | 0 | 0 | 0 | 0 | 0
IGCC | 0 | 0 | 0 | 0 | 0 | 0
DemandResponse | 0 | 0 | 0 | 0 | 0 | 0
IGCC-CCS | 0 | 0 | 0 | 0 | 0 | 0
WT_off | 0 | 0 | 0 | 0 | 0 | 0
PseudoUnit | 0 | 0 | 0 | 0 | 0 | 0
FixedInterchange | 0 | 0 | 0 | 0 | 0 | 0
Retirements of Capacity by Reporting Type: RMPA
ReportingType | 2015 | 2020 | 2025 | 2030 | 2035 | 2040
BM | 0 | 0 | 0 | 0 | 0 | 0
CC | 873.5 | 0 | 0 | 0 | 0 | 0
CSP | 1 | 0 | 0 | 0 | 0 | 0
CT | 0 | 0 | 0 | 0 | 152 | 0
Coal | 759.27 | 2389.73 | 3639 | 0 | 0 | 0
Geo | 0 | 0 | 0 | 0 | 0 | 0
H | 0 | 0 | 0 | 0 | 0 | 0
LFG | 0 | 0 | 0 | 0 | 0 | 0
Nuc | 0 | 0 | 0 | 0 | 0 | 0
PS | 0 | 0 | 0 | 0 | 0 | 0
PV | 0 | 0 | 0 | 0 | 0 | 0
PeakG | 103.55 | 0 | 0 | 1559.29 | 0 | 392.32
PeakO | 187 | 0 | 0 | 0 | 0 | 0
ST | 0 | 0 | 0 | 0 | 0 | 0
STOG | 217 | 0 | 0 | 0 | 0 | 0
STWD | 0 | 0 | 0 | 0 | 0 | 0
WT | 0 | 0 | 0 | 0 | 0 | 0
IGCC | 0 | 0 | 0 | 0 | 0 | 0
DemandResponse | 0 | 0 | 0 | 0 | 0 | 0
IGCC-CCS | 0 | 0 | 0 | 0 | 0 | 0
WT_off | 0 | 0 | 0 | 0 | 0 | 0
PseudoUnit | 0 | 0 | 0 | 0 | 0 | 0
FixedInterchange | 0 | 0 | 0 | 0 | 0 | 0
Retirements of Capacity by Reporting Type: SP15
ReportingType | 2015 | 2020 | 2025 | 2030 | 2035 | 2040
BM | 0 | 0 | 0 | 0 | 0 | 0
CC | 0 | 0 | 384.01 | 949.52 | 295.71 | 548.66
CSP | 409 | 0 | 0 | 0 | 0 | 0
CT | 0 | 0 | 0 | 0 | 0 | 0
Coal | 57 | 84.5 | 101.2 | 0 | 0 | 0
Geo | 0 | 0 | 0 | 0 | 0 | 0
H | 0 | 0 | 0 | 0 | 0 | 0
LFG | 0 | 0 | 0 | 0 | 0 | 0
Nuc | 0 | 0 | 0 | 0 | 0 | 0
PS | 0 | 0 | 0 | 0 | 0 | 0
PV | 0 | 0 | 0 | 0 | 0 | 0
PeakG | 44 | 0 | 0 | 0 | 0 | 0
PeakO | 15 | 0 | 51 | 0 | 0 | 0
ST | 0 | 0 | 0 | 0 | 0 | 0
STOG | 7296.81 | 3472.05 | 431.13 | 0 | 0 | 0
STWD | 0 | 0 | 0 | 0 | 0 | 0
WT | 126.2 | 0 | 0 | 0 | 0 | 0
IGCC | 0 | 0 | 0 | 0 | 0 | 0
DemandResponse | 0 | 0 | 0 | 0 | 0 | 0
IGCC-CCS | 0 | 0 | 0 | 0 | 0 | 0
WT_off | 0 | 0 | 0 | 0 | 0 | 0
PseudoUnit | 0 | 0 | 0 | 0 | 0 | 0
FixedInterchange | 0 | 0 | 0 | 0 | 0 | 0
Retirements of Capacity by Reporting Type: ALB
ReportingType | 2015 | 2020 | 2025 | 2030 | 2035 | 2040
BM | 0 | 0 | 0 | 0 | 0 | 0
CC | 0 | 0 | 0 | 2202 | 0 | 140.46
CSP | 0 | 0 | 0 | 0 | 0 | 0
CT | 0 | 0 | 0 | 0 | 201.5 | 0
Coal | 0 | 0 | 80.93 | 5664.9 | 0 | 0
Geo | 0 | 0 | 0 | 0 | 0 | 0
H | 0 | 0 | 0 | 0 | 0 | 0
LFG | 0 | 0 | 0 | 0 | 0 | 0
Nuc | 0 | 0 | 0 | 0 | 0 | 0
PS | 0 | 0 | 0 | 0 | 0 | 0
PV | 0 | 0 | 0 | 0 | 0 | 0
PeakG | 1273.27 | 532.07 | 562.66 | 0 | 0 | 0
PeakO | 6 | 0 | 0 | 0 | 0 | 0
ST | 0 | 0 | 0 | 0 | 0 | 0
STOG | 186 | 0 | 0 | 0 | 0 | 0
STWD | 0 | 0 | 0 | 0 | 0 | 0
WT | 0 | 0 | 0 | 0 | 0 | 0
IGCC | 0 | 0 | 0 | 0 | 0 | 0
DemandResponse | 0 | 0 | 0 | 0 | 0 | 0
IGCC-CCS | 0 | 0 | 0 | 0 | 0 | 0
WT_off | 0 | 0 | 0 | 0 | 0 | 0
PseudoUnit | 0 | 0 | 0 | 0 | 0 | 0
FixedInterchange | 0 | 0 | 0 | 0 | 0 | 0
Retirements of Capacity by Reporting Type: BC
ReportingType | 2015 | 2020 | 2025 | 2030 | 2035 | 2040
BM | 0 | 0 | 0 | 0 | 0 | 0
CC | 0 | 0 | 0 | 205 | 0 | 762.87
CSP | 0 | 0 | 0 | 0 | 0 | 0
CT | 0 | 0 | 0 | 0 | 0 | 0
Coal | 0 | 0 | 0 | 0 | 0 | 0
Geo | 0 | 0 | 0 | 0 | 0 | 0
H | 0 | 0 | 0 | 0 | 0 | 0
LFG | 0 | 0 | 0 | 0 | 0 | 0
Nuc | 0 | 0 | 0 | 0 | 0 | 0
PS | 0 | 0 | 0 | 0 | 0 | 0
PV | 0 | 0 | 0 | 0 | 0 | 0
PeakG | 141 | 0 | 0 | 0 | 0 | 0
PeakO | 44 | 0 | 0 | 0 | 0 | 0
ST | 0 | 0 | 0 | 0 | 0 | 0
STOG | 938 | 0 | 0 | 0 | 0 | 0
STWD | 0 | 0 | 0 | 0 | 0 | 0
WT | 0 | 0 | 0 | 0 | 0 | 0
IGCC | 0 | 0 | 0 | 0 | 0 | 0
DemandResponse | 0 | 0 | 0 | 0 | 0 | 0
IGCC-CCS | 0 | 0 | 0 | 0 | 0 | 0
WT_off | 0 | 0 | 0 | 0 | 0 | 0
PseudoUnit | 0 | 0 | 0 | 0 | 0 | 0
FixedInterchange | 0 | 0 | 0 | 0 | 0 | 0
Retirements of Capacity by Reporting Type: HQ_IESO
ReportingType | 2015 | 2020 | 2025 | 2030 | 2035 | 2040
BM | 0 | 0 | 0 | 0 | 0 | 0
CC | 0 | 0 | 0 | 0 | 0 | 0
CSP | 0 | 0 | 0 | 0 | 0 | 0
CT | 0 | 0 | 0 | 0 | 0 | 0
Coal | 0 | 0 | 0 | 0 | 0 | 0
Geo | 0 | 0 | 0 | 0 | 0 | 0
H | 0 | 0 | 0 | 0 | 0 | 0
LFG | 0 | 0 | 0 | 0 | 0 | 0
Nuc | 0 | 0 | 0 | 0 | 0 | 0
PS | 0 | 0 | 0 | 0 | 0 | 0
PV | 0 | 0 | 0 | 0 | 0 | 0
PeakG | 0 | 0 | 0 | 0 | 0 | 0
PeakO | 0 | 0 | 0 | 0 | 0 | 0
ST | 0 | 0 | 0 | 0 | 0 | 0
STOG | 0 | 0 | 0 | 0 | 0 | 0
STWD | 0 | 0 | 0 | 0 | 0 | 0
WT | 0 | 0 | 0 | 0 | 0 | 0
IGCC | 0 | 0 | 0 | 0 | 0 | 0
DemandResponse | 0 | 0 | 0 | 0 | 0 | 0
IGCC-CCS | 0 | 0 | 0 | 0 | 0 | 0
WT_off | 0 | 0 | 0 | 0 | 0 | 0
PseudoUnit | 0 | 0 | 0 | 0 | 0 | 0
FixedInterchange | 0 | 0 | 0 | 0 | 0 | 0
Retirements of Capacity by Reporting Type: HQ_NEISO
ReportingType | 2015 | 2020 | 2025 | 2030 | 2035 | 2040
BM | 0 | 0 | 0 | 0 | 0 | 0
CC | 0 | 0 | 0 | 0 | 0 | 0
CSP | 0 | 0 | 0 | 0 | 0 | 0
CT | 0 | 0 | 0 | 0 | 0 | 0
Coal | 0 | 0 | 0 | 0 | 0 | 0
Geo | 0 | 0 | 0 | 0 | 0 | 0
H | 0 | 0 | 0 | 0 | 0 | 0
LFG | 0 | 0 | 0 | 0 | 0 | 0
Nuc | 0 | 0 | 0 | 0 | 0 | 0
PS | 0 | 0 | 0 | 0 | 0 | 0
PV | 0 | 0 | 0 | 0 | 0 | 0
PeakG | 0 | 0 | 0 | 0 | 0 | 0
PeakO | 0 | 0 | 0 | 0 | 0 | 0
ST | 0 | 0 | 0 | 0 | 0 | 0
STOG | 0 | 0 | 0 | 0 | 0 | 0
STWD | 0 | 0 | 0 | 0 | 0 | 0
WT | 0 | 0 | 0 | 0 | 0 | 0
IGCC | 0 | 0 | 0 | 0 | 0 | 0
DemandResponse | 0 | 0 | 0 | 0 | 0 | 0
IGCC-CCS | 0 | 0 | 0 | 0 | 0 | 0
WT_off | 0 | 0 | 0 | 0 | 0 | 0
PseudoUnit | 0 | 0 | 0 | 0 | 0 | 0
FixedInterchange | 0 | 0 | 0 | 0 | 0 | 0
Retirements of Capacity by Reporting Type: HQ_NY
ReportingType | 2015 | 2020 | 2025 | 2030 | 2035 | 2040
BM | 0 | 0 | 0 | 0 | 0 | 0
CC | 0 | 0 | 0 | 0 | 0 | 0
CSP | 0 | 0 | 0 | 0 | 0 | 0
CT | 0 | 0 | 0 | 0 | 0 | 0
Coal | 0 | 0 | 0 | 0 | 0 | 0
Geo | 0 | 0 | 0 | 0 | 0 | 0
H | 0 | 0 | 0 | 0 | 0 | 0
LFG | 0 | 0 | 0 | 0 | 0 | 0
Nuc | 0 | 0 | 0 | 0 | 0 | 0
PS | 0 | 0 | 0 | 0 | 0 | 0
PV | 0 | 0 | 0 | 0 | 0 | 0
PeakG | 0 | 0 | 0 | 0 | 0 | 0
PeakO | 0 | 0 | 0 | 0 | 0 | 0
ST | 0 | 0 | 0 | 0 | 0 | 0
STOG | 0 | 0 | 0 | 0 | 0 | 0
STWD | 0 | 0 | 0 | 0 | 0 | 0
WT | 0 | 0 | 0 | 0 | 0 | 0
IGCC | 0 | 0 | 0 | 0 | 0 | 0
DemandResponse | 0 | 0 | 0 | 0 | 0 | 0
IGCC-CCS | 0 | 0 | 0 | 0 | 0 | 0
WT_off | 0 | 0 | 0 | 0 | 0 | 0
PseudoUnit | 0 | 0 | 0 | 0 | 0 | 0
FixedInterchange | 0 | 0 | 0 | 0 | 0 | 0
Retirements of Capacity by Reporting Type: MARITIMES
ReportingType | 2015 | 2020 | 2025 | 2030 | 2035 | 2040
BM | 0 | 0 | 0 | 0 | 0 | 0
CC | 0 | 0 | 0 | 0 | 0 | 0
CSP | 0 | 0 | 0 | 0 | 0 | 0
CT | 0 | 0 | 0 | 0 | 0 | 0
Coal | 0 | 0 | 0 | 0 | 0 | 0
Geo | 0 | 0 | 0 | 0 | 0 | 0
H | 0 | 0 | 0 | 0 | 0 | 0
LFG | 0 | 0 | 0 | 0 | 0 | 0
Nuc | 0 | 0 | 0 | 0 | 0 | 0
PS | 0 | 0 | 0 | 0 | 0 | 0
PV | 0 | 0 | 0 | 0 | 0 | 0
PeakG | 0 | 0 | 0 | 0 | 0 | 0
PeakO | 0 | 0 | 0 | 0 | 0 | 0
ST | 0 | 0 | 0 | 0 | 0 | 0
STOG | 0 | 0 | 0 | 0 | 0 | 0
STWD | 0 | 0 | 0 | 0 | 0 | 0
WT | 0 | 0 | 0 | 0 | 0 | 0
IGCC | 0 | 0 | 0 | 0 | 0 | 0
DemandResponse | 0 | 0 | 0 | 0 | 0 | 0
IGCC-CCS | 0 | 0 | 0 | 0 | 0 | 0
WT_off | 0 | 0 | 0 | 0 | 0 | 0
PseudoUnit | 0 | 0 | 0 | 0 | 0 | 0
FixedInterchange | 0 | 0 | 0 | 0 | 0 | 0
Retirements of Capacity by Reporting Type: All
ReportingType | 2015 | 2020 | 2025 | 2030 | 2035 | 2040
BM | 0 | 0 | 0 | 0 | 0 | 192
CC | 15007.93 | 3157.24 | 3534.77 | 34773.02 | 11514.33 | 22377.92
CSP | 475 | 0 | 0 | 0 | 0 | 0
CT | 0 | 0 | 0 | 761.2 | 5190.77 | 300
Coal | 167788.57 | 102183.28 | 49785.17 | 6106.78 | 0 | 220.22
Geo | 4.8 | 0 | 0 | 0 | 0 | 0
H | 0 | 0 | 0 | 0 | 0 | 0
LFG | 0 | 0 | 0 | 0 | 0 | 0
Nuc | 0 | 614.5 | 0 | 1488.2 | 26575.7 | 19706
PS | 0 | 0 | 0 | 0 | 0 | 0
PV | 0 | 0 | 0 | 0 | 1139 | 116.68
PeakG | 5397.25 | 2402.2 | 33222.91 | 21529.5 | 3659.76 | 7391.28
PeakO | 4403.63 | 1702.69 | 8354.77 | 4174.73 | 237.55 | 234.04
ST | 0 | 0 | 0 | 0 | 0 | 0
STOG | 69492.87 | 19232.27 | 16211.83 | 3170.55 | 0 | 1040.57
STWD | 160 | 343 | 0 | 0 | 0 | 0
WT | 126.2 | 0 | 0 | 0 | 302.4 | 487.69
IGCC | 0 | 0 | 0 | 0 | 0 | 0
DemandResponse | 0 | 0 | 0 | 0 | 0 | 0
IGCC-CCS | 0 | 0 | 0 | 0 | 0 | 0
WT_off | 0 | 0 | 0 | 0 | 468 | 0
PseudoUnit | 0 | 0 | 0 | 0 | 0 | 0
FixedInterchange | 0 | 0 | 0 | 0 | 0 | 0
Retirements of Capacity by Reporting Type: EI_US
ReportingType | 2015 | 2020 | 2025 | 2030 | 2035 | 2040
BM | 0 | 0 | 0 | 0 | 0 | 192
CC | 3654.09 | 3157.24 | 1886 | 19479.41 | 6957.04 | 11388.73
CSP | 0 | 0 | 0 | 0 | 0 | 0
CT | 0 | 0 | 0 | 761.2 | 3120.67 | 300
Coal | 136107.67 | 91303.61 | 34865.75 | 441.88 | 0 | 220.22
Geo | 0 | 0 | 0 | 0 | 0 | 0
H | 0 | 0 | 0 | 0 | 0 | 0
LFG | 0 | 0 | 0 | 0 | 0 | 0
Nuc | 0 | 614.5 | 0 | 1488.2 | 25545.7 | 18166
PS | 0 | 0 | 0 | 0 | 0 | 0
PV | 0 | 0 | 0 | 0 | 57.74 | 116.68
PeakG | 1097.44 | 756.15 | 28957.7 | 17000.11 | 1385.39 | 6119.14
PeakO | 3452.63 | 1687.69 | 7898.77 | 4174.73 | 237.55 | 234.04
ST | 0 | 0 | 0 | 0 | 0 | 0
STOG | 47187.43 | 7549.37 | 8765.16 | 3170.55 | 0 | 1040.57
STWD | 160 | 343 | 0 | 0 | 0 | 0
WT | 0 | 0 | 0 | 0 | 0 | 0
IGCC | 0 | 0 | 0 | 0 | 0 | 0
DemandResponse | 0 | 0 | 0 | 0 | 0 | 0
IGCC-CCS | 0 | 0 | 0 | 0 | 0 | 0
WT_off | 0 | 0 | 0 | 0 | 468 | 0
PseudoUnit | 0 | 0 | 0 | 0 | 0 | 0
FixedInterchange | 0 | 0 | 0 | 0 | 0 | 0
Retirements of Capacity by Reporting Type: EI_Canada
ReportingType | 2015 | 2020 | 2025 | 2030 | 2035 | 2040
BM | 0 | 0 | 0 | 0 | 0 | 0
CC | 5943 | 0 | 731 | 0 | 0 | 530.93
CSP | 0 | 0 | 0 | 0 | 0 | 0
CT | 0 | 0 | 0 | 0 | 368 | 0
Coal | 7425.4 | 736.5 | 0 | 0 | 0 | 0
Geo | 0 | 0 | 0 | 0 | 0 | 0
H | 0 | 0 | 0 | 0 | 0 | 0
LFG | 0 | 0 | 0 | 0 | 0 | 0
Nuc | 0 | 0 | 0 | 0 | 1030 | 1540
PS | 0 | 0 | 0 | 0 | 0 | 0
PV | 0 | 0 | 0 | 0 | 1067.26 | 0
PeakG | 115 | 51.66 | 507.34 | 0 | 0 | 0
PeakO | 175 | 0 | 4 | 0 | 0 | 0
ST | 0 | 0 | 0 | 0 | 0 | 0
STOG | 2126 | 126 | 0 | 0 | 0 | 0
STWD | 0 | 0 | 0 | 0 | 0 | 0
WT | 0 | 0 | 0 | 0 | 302.4 | 0
IGCC | 0 | 0 | 0 | 0 | 0 | 0
DemandResponse | 0 | 0 | 0 | 0 | 0 | 0
IGCC-CCS | 0 | 0 | 0 | 0 | 0 | 0
WT_off | 0 | 0 | 0 | 0 | 0 | 0
PseudoUnit | 0 | 0 | 0 | 0 | 0 | 0
FixedInterchange | 0 | 0 | 0 | 0 | 0 | 0
Retirements of Capacity by Reporting Type: EI
ReportingType | 2015 | 2020 | 2025 | 2030 | 2035 | 2040
BM | 0 | 0 | 0 | 0 | 0 | 192
CC | 9597.09 | 3157.24 | 2617 | 19479.41 | 6957.04 | 11919.67
CSP | 0 | 0 | 0 | 0 | 0 | 0
CT | 0 | 0 | 0 | 761.2 | 3488.67 | 300
Coal | 143533.07 | 92040.11 | 34865.75 | 441.88 | 0 | 220.22
Geo | 0 | 0 | 0 | 0 | 0 | 0
H | 0 | 0 | 0 | 0 | 0 | 0
LFG | 0 | 0 | 0 | 0 | 0 | 0
Nuc | 0 | 614.5 | 0 | 1488.2 | 26575.7 | 19706
PS | 0 | 0 | 0 | 0 | 0 | 0
PV | 0 | 0 | 0 | 0 | 1125 | 116.68
PeakG | 1212.44 | 807.81 | 29465.05 | 17000.11 | 1385.39 | 6119.14
PeakO | 3627.63 | 1687.69 | 7902.77 | 4174.73 | 237.55 | 234.04
ST | 0 | 0 | 0 | 0 | 0 | 0
STOG | 49313.43 | 7675.37 | 8765.16 | 3170.55 | 0 | 1040.57
STWD | 160 | 343 | 0 | 0 | 0 | 0
WT | 0 | 0 | 0 | 0 | 302.4 | 0
IGCC | 0 | 0 | 0 | 0 | 0 | 0
DemandResponse | 0 | 0 | 0 | 0 | 0 | 0
IGCC-CCS | 0 | 0 | 0 | 0 | 0 | 0
WT_off | 0 | 0 | 0 | 0 | 468 | 0
PseudoUnit | 0 | 0 | 0 | 0 | 0 | 0
FixedInterchange | 0 | 0 | 0 | 0 | 0 | 0
Retirements of Capacity by Reporting Type: Outside_EI
ReportingType | 2015 | 2020 | 2025 | 2030 | 2035 | 2040
BM | 0 | 0 | 0 | 0 | 0 | 0
CC | 5410.84 | 0 | 917.77 | 15293.61 | 4557.28 | 10458.25
CSP | 475 | 0 | 0 | 0 | 0 | 0
CT | 0 | 0 | 0 | 0 | 1702.1 | 0
Coal | 24255.5 | 10143.17 | 14919.43 | 5664.9 | 0 | 0
Geo | 4.8 | 0 | 0 | 0 | 0 | 0
H | 0 | 0 | 0 | 0 | 0 | 0
LFG | 0 | 0 | 0 | 0 | 0 | 0
Nuc | 0 | 0 | 0 | 0 | 0 | 0
PS | 0 | 0 | 0 | 0 | 0 | 0
PV | 0 | 0 | 0 | 0 | 14 | 0
PeakG | 4184.82 | 1594.39 | 3757.87 | 4529.39 | 2274.37 | 1272.15
PeakO | 776 | 15 | 452 | 0 | 0 | 0
ST | 0 | 0 | 0 | 0 | 0 | 0
STOG | 20179.44 | 11556.9 | 7446.66 | 0 | 0 | 0
STWD | 0 | 0 | 0 | 0 | 0 | 0
WT | 126.2 | 0 | 0 | 0 | 0 | 487.69
IGCC | 0 | 0 | 0 | 0 | 0 | 0
DemandResponse | 0 | 0 | 0 | 0 | 0 | 0
IGCC-CCS | 0 | 0 | 0 | 0 | 0 | 0
WT_off | 0 | 0 | 0 | 0 | 0 | 0
PseudoUnit | 0 | 0 | 0 | 0 | 0 | 0
FixedInterchange | 0 | 0 | 0 | 0 | 0 | 0
#4 | Cumulative Retirements of Capacity (MW)
Cumulative Retirements of Capacity by Reporting Type: Entergy
ReportingType | 2015 | 2020 | 2025 | 2030 | 2035 | 2040
BM | 0 | 0 | 0 | 0 | 0 | 0
CC | 0 | 0 | 209 | 877.06 | 995.99 | 995.99
CSP | 0 | 0 | 0 | 0 | 0 | 0
CT | 0 | 0 | 0 | 0 | 0 | 0
Coal | 1532.9 | 8308.9 | 8308.9 | 8308.9 | 8308.9 | 8308.9
Geo | 0 | 0 | 0 | 0 | 0 | 0
H | 0 | 0 | 0 | 0 | 0 | 0
LFG | 0 | 0 | 0 | 0 | 0 | 0
Nuc | 0 | 0 | 0 | 0 | 842 | 1839
PS | 0 | 0 | 0 | 0 | 0 | 0
PV | 0 | 0 | 0 | 0 | 0.29 | 4.55
PeakG | 0 | 0 | 2369.37 | 2787 | 2787 | 2787
PeakO | 0 | 0 | 174 | 174 | 174 | 174
ST | 0 | 0 | 0 | 0 | 0 | 0
STOG | 12978.64 | 12978.64 | 14865 | 14865 | 14865 | 14865
STWD | 0 | 0 | 0 | 0 | 0 | 0
WT | 0 | 0 | 0 | 0 | 0 | 0
IGCC | 0 | 0 | 0 | 0 | 0 | 0
DemandResponse | 0 | 0 | 0 | 0 | 0 | 0
IGCC-CCS | 0 | 0 | 0 | 0 | 0 | 0
WT_off | 0 | 0 | 0 | 0 | 0 | 0
PseudoUnit | 0 | 0 | 0 | 0 | 0 | 0
FixedInterchange | 0 | 0 | 0 | 0 | 0 | 0
Cumulative Retirements of Capacity by Reporting Type: FRCC
ReportingType | 2015 | 2020 | 2025 | 2030 | 2035 | 2040
BM | 0 | 0 | 0 | 0 | 0 | 0
CC | 0 | 0 | 0 | 12955.54 | 13494.85 | 14277.23
CSP | 0 | 0 | 0 | 0 | 0 | 0
CT | 0 | 0 | 0 | 0 | 2480 | 2480
Coal | 7107.4 | 8837.4 | 9463.4 | 9463.4 | 9463.4 | 9463.4
Geo | 0 | 0 | 0 | 0 | 0 | 0
H | 0 | 0 | 0 | 0 | 0 | 0
LFG | 0 | 0 | 0 | 0 | 0 | 0
Nuc | 0 | 0 | 0 | 0 | 1615.33 | 3292.33
PS | 0 | 0 | 0 | 0 | 0 | 0
PV | 0 | 0 | 0 | 0 | 0 | 0
PeakG | 0 | 672.49 | 7381.76 | 8431 | 8431 | 8431
PeakO | 607.31 | 2283 | 2283 | 2283 | 2283 | 2283
ST | 0 | 0 | 0 | 0 | 0 | 0
STOG | 9833 | 9833 | 9833 | 9833 | 9833 | 9833
STWD | 0 | 0 | 0 | 0 | 0 | 0
WT | 0 | 0 | 0 | 0 | 0 | 0
IGCC | 0 | 0 | 0 | 0 | 0 | 0
DemandResponse | 0 | 0 | 0 | 0 | 0 | 0
IGCC-CCS | 0 | 0 | 0 | 0 | 0 | 0
WT_off | 0 | 0 | 0 | 0 | 0 | 0
PseudoUnit | 0 | 0 | 0 | 0 | 0 | 0
FixedInterchange | 0 | 0 | 0 | 0 | 0 | 0
Cumulative Retirements of Capacity by Reporting Type: MAPP_US
ReportingType | 2015 | 2020 | 2025 | 2030 | 2035 | 2040
BM | 0 | 0 | 0 | 0 | 0 | 0
CC | 0 | 0 | 0 | 0 | 0 | 7
CSP | 0 | 0 | 0 | 0 | 0 | 0
CT | 0 | 0 | 0 | 8.3 | 196.9 | 196.9
Coal | 1385.74 | 2878.94 | 3546.5 | 3546.5 | 3546.5 | 3546.5
Geo | 0 | 0 | 0 | 0 | 0 | 0
H | 0 | 0 | 0 | 0 | 0 | 0
LFG | 0 | 0 | 0 | 0 | 0 | 0
Nuc | 0 | 0 | 0 | 0 | 0 | 0
PS | 0 | 0 | 0 | 0 | 0 | 0
PV | 0 | 0 | 0 | 0 | 0 | 0
PeakG | 0 | 0 | 0 | 0 | 0 | 49.29
PeakO | 192.62 | 192.62 | 192.62 | 291.81 | 291.81 | 346
ST | 0 | 0 | 0 | 0 | 0 | 0
STOG | 36 | 36 | 36 | 36 | 36 | 36
STWD | 0 | 0 | 0 | 0 | 0 | 0
WT | 0 | 0 | 0 | 0 | 0 | 0
IGCC | 0 | 0 | 0 | 0 | 0 | 0
DemandResponse | 0 | 0 | 0 | 0 | 0 | 0
IGCC-CCS | 0 | 0 | 0 | 0 | 0 | 0
WT_off | 0 | 0 | 0 | 0 | 0 | 0
PseudoUnit | 0 | 0 | 0 | 0 | 0 | 0
FixedInterchange | 0 | 0 | 0 | 0 | 0 | 0
Cumulative Retirements of Capacity by Reporting Type: MISO_IN
ReportingType | 2015 | 2020 | 2025 | 2030 | 2035 | 2040
BM | 0 | 0 | 0 | 0 | 0 | 0
CC | 0 | 0 | 0 | 0 | 0 | 0
CSP | 0 | 0 | 0 | 0 | 0 | 0
CT | 0 | 0 | 0 | 0 | 0 | 0
Coal | 6182.7 | 8458.7 | 14746.7 | 14746.7 | 14746.7 | 14746.7
Geo | 0 | 0 | 0 | 0 | 0 | 0
H | 0 | 0 | 0 | 0 | 0 | 0
LFG | 0 | 0 | 0 | 0 | 0 | 0
Nuc | 0 | 0 | 0 | 0 | 0 | 0
PS | 0 | 0 | 0 | 0 | 0 | 0
PV | 0 | 0 | 0 | 0 | 0 | 22.04
PeakG | 0 | 0 | 0 | 238 | 238 | 238
PeakO | 0 | 0 | 0 | 361 | 361 | 361
ST | 0 | 0 | 0 | 0 | 0 | 0
STOG | 0 | 0 | 279 | 279 | 279 | 279
STWD | 0 | 0 | 0 | 0 | 0 | 0
WT | 0 | 0 | 0 | 0 | 0 | 0
IGCC | 0 | 0 | 0 | 0 | 0 | 0
DemandResponse | 0 | 0 | 0 | 0 | 0 | 0
IGCC-CCS | 0 | 0 | 0 | 0 | 0 | 0
WT_off | 0 | 0 | 0 | 0 | 0 | 0
PseudoUnit | 0 | 0 | 0 | 0 | 0 | 0
FixedInterchange | 0 | 0 | 0 | 0 | 0 | 0
Cumulative Retirements of Capacity by Reporting Type: MISO_MI
ReportingType | 2015 | 2020 | 2025 | 2030 | 2035 | 2040
BM | 0 | 0 | 0 | 0 | 0 | 0
CC | 0 | 0 | 0 | 22 | 22 | 22
CSP | 0 | 0 | 0 | 0 | 0 | 0
CT | 0 | 0 | 0 | 0 | 0 | 0
Coal | 6340 | 10792 | 10792 | 10792 | 10792 | 10792
Geo | 0 | 0 | 0 | 0 | 0 | 0
H | 0 | 0 | 0 | 0 | 0 | 0
LFG | 0 | 0 | 0 | 0 | 0 | 0
Nuc | 0 | 0 | 0 | 0 | 778 | 778
PS | 0 | 0 | 0 | 0 | 0 | 0
PV | 0 | 0 | 0 | 0 | 0 | 0
PeakG | 0 | 0 | 0 | 295 | 295 | 295
PeakO | 0 | 0 | 0 | 534 | 534 | 534
ST | 0 | 0 | 0 | 0 | 0 | 0
STOG | 0 | 0 | 2852 | 2852 | 2852 | 2852
STWD | 0 | 0 | 0 | 0 | 0 | 0
WT | 0 | 0 | 0 | 0 | 0 | 0
IGCC | 0 | 0 | 0 | 0 | 0 | 0
DemandResponse | 0 | 0 | 0 | 0 | 0 | 0
IGCC-CCS | 0 | 0 | 0 | 0 | 0 | 0
WT_off | 0 | 0 | 0 | 0 | 0 | 0
PseudoUnit | 0 | 0 | 0 | 0 | 0 | 0
FixedInterchange | 0 | 0 | 0 | 0 | 0 | 0
Cumulative Retirements of Capacity by Reporting Type: MISO_MO-IL
ReportingType | 2015 | 2020 | 2025 | 2030 | 2035 | 2040
BM | 0 | 0 | 0 | 0 | 0 | 0
CC | 0 | 0 | 0 | 0 | 0 | 0
CSP | 0 | 0 | 0 | 0 | 0 | 0
CT | 0 | 0 | 0 | 0 | 0 | 0
Coal | 4698.14 | 11740.7 | 13963.7 | 13963.7 | 13963.7 | 13963.7
Geo | 0 | 0 | 0 | 0 | 0 | 0
H | 0 | 0 | 0 | 0 | 0 | 0
LFG | 0 | 0 | 0 | 0 | 0 | 0
Nuc | 0 | 0 | 0 | 0 | 0 | 0
PS | 0 | 0 | 0 | 0 | 0 | 0
PV | 0 | 0 | 0 | 0 | 0 | 0
PeakG | 0 | 0 | 0 | 217 | 217 | 217
PeakO | 0 | 0 | 229.47 | 766 | 766 | 766
ST | 0 | 0 | 0 | 0 | 0 | 0
STOG | 0 | 0 | 592 | 592 | 592 | 592
STWD | 0 | 0 | 0 | 0 | 0 | 0
WT | 0 | 0 | 0 | 0 | 0 | 0
IGCC | 0 | 0 | 0 | 0 | 0 | 0
DemandResponse | 0 | 0 | 0 | 0 | 0 | 0
IGCC-CCS | 0 | 0 | 0 | 0 | 0 | 0
WT_off | 0 | 0 | 0 | 0 | 0 | 0
PseudoUnit | 0 | 0 | 0 | 0 | 0 | 0
FixedInterchange | 0 | 0 | 0 | 0 | 0 | 0
Cumulative Retirements of Capacity by Reporting Type: MISO_W
ReportingType | 2015 | 2020 | 2025 | 2030 | 2035 | 2040
BM | 0 | 0 | 0 | 0 | 0 | 0
CC | 0 | 0 | 0 | 62 | 62 | 1447.21
CSP | 0 | 0 | 0 | 0 | 0 | 0
CT | 0 | 0 | 0 | 0 | 0 | 0
Coal | 4012.54 | 8830.94 | 13134.59 | 13407.07 | 13407.07 | 13502
Geo | 0 | 0 | 0 | 0 | 0 | 0
H | 0 | 0 | 0 | 0 | 0 | 0
LFG | 0 | 0 | 0 | 0 | 0 | 0
Nuc | 0 | 0 | 0 | 0 | 2361.23 | 2361.23
PS | 0 | 0 | 0 | 0 | 0 | 0
PV | 0 | 0 | 0 | 0 | 0 | 0
PeakG | 0 | 0 | 0 | 1357.11 | 1357.11 | 2091.56
PeakO | 0 | 0 | 0 | 2154 | 2154 | 2154
ST | 0 | 0 | 0 | 0 | 0 | 0
STOG | 0 | 0 | 172 | 172 | 172 | 172
STWD | 0 | 0 | 0 | 0 | 0 | 0
WT | 0 | 0 | 0 | 0 | 0 | 0
IGCC | 0 | 0 | 0 | 0 | 0 | 0
DemandResponse | 0 | 0 | 0 | 0 | 0 | 0
IGCC-CCS | 0 | 0 | 0 | 0 | 0 | 0
WT_off | 0 | 0 | 0 | 0 | 0 | 0
PseudoUnit | 0 | 0 | 0 | 0 | 0 | 0
FixedInterchange | 0 | 0 | 0 | 0 | 0 | 0
Cumulative Retirements of Capacity by Reporting Type: MISO_WUMS
ReportingType | 2015 | 2020 | 2025 | 2030 | 2035 | 2040
BM | 0 | 0 | 0 | 0 | 0 | 0
CC | 0 | 0 | 0 | 0 | 0 | 0
CSP | 0 | 0 | 0 | 0 | 0 | 0
CT | 0 | 0 | 0 | 0 | 0 | 0
Coal | 4191.1 | 6060.1 | 7072.14 | 7241.53 | 7241.53 | 7366.82
Geo | 0 | 0 | 0 | 0 | 0 | 0
H | 0 | 0 | 0 | 0 | 0 | 0
LFG | 0 | 0 | 0 | 0 | 0 | 0
Nuc | 0 | 0 | 0 | 0 | 1816.9 | 1816.9
PS | 0 | 0 | 0 | 0 | 0 | 0
PV | 0 | 0 | 0 | 0 | 0 | 0
PeakG | 0 | 0 | 0 | 289 | 289 | 289
PeakO | 0 | 0 | 0 | 490 | 490 | 490
ST | 0 | 0 | 0 | 0 | 0 | 0
STOG | 59.5 | 59.5 | 360 | 360 | 360 | 360
STWD | 0 | 0 | 0 | 0 | 0 | 0
WT | 0 | 0 | 0 | 0 | 0 | 0
IGCC | 0 | 0 | 0 | 0 | 0 | 0
DemandResponse | 0 | 0 | 0 | 0 | 0 | 0
IGCC-CCS | 0 | 0 | 0 | 0 | 0 | 0
WT_off | 0 | 0 | 0 | 0 | 0 | 0
PseudoUnit | 0 | 0 | 0 | 0 | 0 | 0
FixedInterchange | 0 | 0 | 0 | 0 | 0 | 0
Cumulative Retirements of Capacity by Reporting Type: Nebraska
ReportingType | 2015 | 2020 | 2025 | 2030 | 2035 | 2040
BM | 0 | 0 | 0 | 0 | 0 | 0
CC | 0 | 0 | 0 | 0 | 0 | 0
CSP | 0 | 0 | 0 | 0 | 0 | 0
CT | 0 | 0 | 0 | 0 | 0 | 0
Coal | 0 | 3195.8 | 3878 | 3878 | 3878 | 3878
Geo | 0 | 0 | 0 | 0 | 0 | 0
H | 0 | 0 | 0 | 0 | 0 | 0
LFG | 0 | 0 | 0 | 0 | 0 | 0
Nuc | 0 | 0 | 0 | 0 | 1251.8 | 1251.8
PS | 0 | 0 | 0 | 0 | 0 | 0
PV | 0 | 0 | 0 | 0 | 0 | 0
PeakG | 0 | 0 | 0 | 0 | 0 | 0
PeakO | 0 | 0 | 0 | 0 | 0 | 0
ST | 0 | 0 | 0 | 0 | 0 | 0
STOG | 270 | 270 | 270 | 270 | 270 | 270
STWD | 0 | 0 | 0 | 0 | 0 | 0
WT | 0 | 0 | 0 | 0 | 0 | 0
IGCC | 0 | 0 | 0 | 0 | 0 | 0
DemandResponse | 0 | 0 | 0 | 0 | 0 | 0
IGCC-CCS | 0 | 0 | 0 | 0 | 0 | 0
WT_off | 0 | 0 | 0 | 0 | 0 | 0
PseudoUnit | 0 | 0 | 0 | 0 | 0 | 0
FixedInterchange | 0 | 0 | 0 | 0 | 0 | 0
Cumulative Retirements of Capacity by Reporting Type: NEISO
ReportingType | 2015 | 2020 | 2025 | 2030 | 2035 | 2040
BM | 0 | 0 | 0 | 0 | 0 | 0
CC | 3210.89 | 5631.71 | 5782.76 | 8793.45 | 8793.45 | 9879.53
CSP | 0 | 0 | 0 | 0 | 0 | 0
CT | 0 | 0 | 0 | 9.5 | 334 | 334
Coal | 2250.13 | 2570.13 | 2570.13 | 2570.13 | 2570.13 | 2570.13
Geo | 0 | 0 | 0 | 0 | 0 | 0
H | 0 | 0 | 0 | 0 | 0 | 0
LFG | 0 | 0 | 0 | 0 | 0 | 0
Nuc | 0 | 0 | 0 | 0 | 1289 | 2165.92
PS | 0 | 0 | 0 | 0 | 0 | 0
PV | 0 | 0 | 0 | 0 | 0 | 38.41
PeakG | 0 | 0 | 1200 | 1200 | 1200 | 1200
PeakO | 1183 | 1183 | 1183 | 1183 | 1183 | 1183
ST | 0 | 0 | 0 | 0 | 0 | 0
STOG | 6237 | 6237 | 6237 | 6237 | 6237 | 6237
STWD | 74 | 417 | 417 | 417 | 417 | 417
WT | 0 | 0 | 0 | 0 | 0 | 0
IGCC | 0 | 0 | 0 | 0 | 0 | 0
DemandResponse | 0 | 0 | 0 | 0 | 0 | 0
IGCC-CCS | 0 | 0 | 0 | 0 | 0 | 0
WT_off | 0 | 0 | 0 | 0 | 468 | 468
PseudoUnit | 0 | 0 | 0 | 0 | 0 | 0
FixedInterchange | 0 | 0 | 0 | 0 | 0 | 0
Cumulative Retirements of Capacity by Reporting Type: NonRTO_Midwest
ReportingType | 2015 | 2020 | 2025 | 2030 | 2035 | 2040
BM | 0 | 0 | 0 | 0 | 0 | 0
CC | 0 | 0 | 0 | 0 | 0 | 0
CSP | 0 | 0 | 0 | 0 | 0 | 0
CT | 0 | 0 | 0 | 0 | 0 | 0
Coal | 2844.3 | 8064.64 | 10426.73 | 10426.73 | 10426.73 | 10426.73
Geo | 0 | 0 | 0 | 0 | 0 | 0
H | 0 | 0 | 0 | 0 | 0 | 0
LFG | 0 | 0 | 0 | 0 | 0 | 0
Nuc | 0 | 0 | 0 | 0 | 0 | 0
PS | 0 | 0 | 0 | 0 | 0 | 0
PV | 0 | 0 | 0 | 0 | 0 | 0
PeakG | 0 | 0 | 0 | 383.57 | 1369.95 | 2255.83
PeakO | 0 | 12 | 12 | 12 | 12 | 12
ST | 0 | 0 | 0 | 0 | 0 | 0
STOG | 0 | 0 | 0 | 0 | 0 | 0
STWD | 0 | 0 | 0 | 0 | 0 | 0
WT | 0 | 0 | 0 | 0 | 0 | 0
IGCC | 0 | 0 | 0 | 0 | 0 | 0
DemandResponse | 0 | 0 | 0 | 0 | 0 | 0
IGCC-CCS | 0 | 0 | 0 | 0 | 0 | 0
WT_off | 0 | 0 | 0 | 0 | 0 | 0
PseudoUnit | 0 | 0 | 0 | 0 | 0 | 0
FixedInterchange | 0 | 0 | 0 | 0 | 0 | 0
Cumulative Retirements of Capacity by Reporting Type: NYISO_A-F
ReportingType | 2015 | 2020 | 2025 | 2030 | 2035 | 2040
BM | 0 | 0 | 0 | 0 | 0 | 0
CC | 443.19 | 1179.62 | 1997.57 | 2349.69 | 3128.9 | 3128.9
CSP | 0 | 0 | 0 | 0 | 0 | 0
CT | 0 | 0 | 0 | 0 | 0 | 0
Coal | 2251.9 | 2251.9 | 2251.9 | 2251.9 | 2251.9 | 2251.9
Geo | 0 | 0 | 0 | 0 | 0 | 0
H | 0 | 0 | 0 | 0 | 0 | 0
LFG | 0 | 0 | 0 | 0 | 0 | 0
Nuc | 0 | 0 | 0 | 621.2 | 1201.7 | 2053.9
PS | 0 | 0 | 0 | 0 | 0 | 0
PV | 0 | 0 | 0 | 0 | 0 | 0
PeakG | 0 | 16 | 221 | 221 | 221 | 221
PeakO | 39 | 39 | 39 | 39 | 39 | 39
ST | 0 | 0 | 0 | 0 | 0 | 0
STOG | 1701 | 1701 | 1701 | 1701 | 1701 | 1701
STWD | 86 | 86 | 86 | 86 | 86 | 86
WT | 0 | 0 | 0 | 0 | 0 | 0
IGCC | 0 | 0 | 0 | 0 | 0 | 0
DemandResponse | 0 | 0 | 0 | 0 | 0 | 0
IGCC-CCS | 0 | 0 | 0 | 0 | 0 | 0
WT_off | 0 | 0 | 0 | 0 | 0 | 0
PseudoUnit | 0 | 0 | 0 | 0 | 0 | 0
FixedInterchange | 0 | 0 | 0 | 0 | 0 | 0
Cumulative Retirements of Capacity by Reporting Type: NYISO_G-I
ReportingType | 2015 | 2020 | 2025 | 2030 | 2035 | 2040
BM | 0 | 0 | 0 | 0 | 0 | 0
CC | 0 | 0 | 0 | 0 | 0 | 0
CSP | 0 | 0 | 0 | 0 | 0 | 0
CT | 0 | 0 | 0 | 0 | 0 | 0
Coal | 368.2 | 368.2 | 368.2 | 368.2 | 368.2 | 368.2
Geo | 0 | 0 | 0 | 0 | 0 | 0
H | 0 | 0 | 0 | 0 | 0 | 0
LFG | 0 | 0 | 0 | 0 | 0 | 0
Nuc | 0 | 0 | 0 | 0 | 1019.6 | 2044.6
PS | 0 | 0 | 0 | 0 | 0 | 0
PV | 0 | 0 | 0 | 0 | 0 | 0
PeakG | 0 | 0 | 64 | 64 | 64 | 64
PeakO | 0 | 0 | 87 | 87 | 87 | 87
ST | 0 | 0 | 0 | 0 | 0 | 0
STOG | 2431 | 2431 | 2431 | 2431 | 2431 | 2431
STWD | 0 | 0 | 0 | 0 | 0 | 0
WT | 0 | 0 | 0 | 0 | 0 | 0
IGCC | 0 | 0 | 0 | 0 | 0 | 0
DemandResponse | 0 | 0 | 0 | 0 | 0 | 0
IGCC-CCS | 0 | 0 | 0 | 0 | 0 | 0
WT_off | 0 | 0 | 0 | 0 | 0 | 0
PseudoUnit | 0 | 0 | 0 | 0 | 0 | 0
FixedInterchange | 0 | 0 | 0 | 0 | 0 | 0
Cumulative Retirements of Capacity by Reporting Type: NYISO_J-K
ReportingType | 2015 | 2020 | 2025 | 2030 | 2035 | 2040
BM | 0 | 0 | 0 | 0 | 0 | 0
CC | 0 | 0 | 0 | 0 | 0 | 0
CSP | 0 | 0 | 0 | 0 | 0 | 0
CT | 0 | 0 | 0 | 0 | 0 | 0
Coal | 0 | 0 | 0 | 0 | 0 | 0
Geo | 0 | 0 | 0 | 0 | 0 | 0
H | 0 | 0 | 0 | 0 | 0 | 0
LFG | 0 | 0 | 0 | 0 | 0 | 0
Nuc | 0 | 0 | 0 | 0 | 0 | 0
PS | 0 | 0 | 0 | 0 | 0 | 0
PV | 0 | 0 | 0 | 0 | 32 | 32
PeakG | 0 | 0 | 0 | 0 | 0 | 0
PeakO | 0 | 0 | 0 | 0 | 237.55 | 417.41
ST | 0 | 0 | 0 | 0 | 0 | 0
STOG | 3902.55 | 4785.21 | 5929.65 | 6243.41 | 6243.41 | 6243.41
STWD | 0 | 0 | 0 | 0 | 0 | 0
WT | 0 | 0 | 0 | 0 | 0 | 0
IGCC | 0 | 0 | 0 | 0 | 0 | 0
DemandResponse | 0 | 0 | 0 | 0 | 0 | 0
IGCC-CCS | 0 | 0 | 0 | 0 | 0 | 0
WT_off | 0 | 0 | 0 | 0 | 0 | 0
PseudoUnit | 0 | 0 | 0 | 0 | 0 | 0
FixedInterchange | 0 | 0 | 0 | 0 | 0 | 0
Cumulative Retirements of Capacity by Reporting Type: PJM_E
ReportingType | 2015 | 2020 | 2025 | 2030 | 2035 | 2040
BM | 0 | 0 | 0 | 0 | 0 | 0
CC | 0 | 0 | 523 | 523 | 1141.3 | 1141.3
CSP | 0 | 0 | 0 | 0 | 0 | 0
CT | 0 | 0 | 0 | 26.2 | 26.2 | 26.2
Coal | 3285 | 3853 | 3853 | 3853 | 3853 | 3853
Geo | 0 | 0 | 0 | 0 | 0 | 0
H | 0 | 0 | 0 | 0 | 0 | 0
LFG | 0 | 0 | 0 | 0 | 0 | 0
Nuc | 0 | 614.5 | 614.5 | 614.5 | 2838.5 | 4012.5
PS | 0 | 0 | 0 | 0 | 0 | 0
PV | 0 | 0 | 0 | 0 | 25.45 | 25.45
PeakG | 268.5 | 268.5 | 1853 | 1853 | 1853 | 1853
PeakO | 2.7 | 2.7 | 2752 | 2752 | 2752 | 2752
ST | 0 | 0 | 0 | 0 | 0 | 0
STOG | 2201.29 | 3252 | 3252 | 3252 | 3252 | 3252
STWD | 0 | 0 | 0 | 0 | 0 | 0
WT | 0 | 0 | 0 | 0 | 0 | 0
IGCC | 0 | 0 | 0 | 0 | 0 | 0
DemandResponse | 0 | 0 | 0 | 0 | 0 | 0
IGCC-CCS | 0 | 0 | 0 | 0 | 0 | 0
WT_off | 0 | 0 | 0 | 0 | 0 | 0
PseudoUnit | 0 | 0 | 0 | 0 | 0 | 0
FixedInterchange | 0 | 0 | 0 | 0 | 0 | 0
Cumulative Retirements of Capacity by Reporting Type: PJM_ROM
ReportingType | 2015 | 2020 | 2025 | 2030 | 2035 | 2040
BM | 0 | 0 | 0 | 0 | 0 | 0
CC | 0 | 0 | 0 | 0 | 0 | 0
CSP | 0 | 0 | 0 | 0 | 0 | 0
CT | 0 | 0 | 0 | 0 | 16 | 16
Coal | 14625.5 | 15859.5 | 16380.5 | 16380.5 | 16380.5 | 16380.5
Geo | 0 | 0 | 0 | 0 | 0 | 0
H | 0 | 0 | 0 | 0 | 0 | 0
LFG | 0 | 0 | 0 | 0 | 0 | 0
Nuc | 0 | 0 | 0 | 0 | 1732 | 2631
PS | 0 | 0 | 0 | 0 | 0 | 0
PV | 0 | 0 | 0 | 0 | 0 | 51.96
PeakG | 0 | 0 | 333 | 333 | 333 | 333
PeakO | 270 | 270 | 1836 | 1836 | 1836 | 1836
ST | 0 | 0 | 0 | 0 | 0 | 0
STOG | 580 | 4109 | 4109 | 4109 | 4109 | 4109
STWD | 0 | 0 | 0 | 0 | 0 | 0
WT | 0 | 0 | 0 | 0 | 0 | 0
IGCC | 0 | 0 | 0 | 0 | 0 | 0
DemandResponse | 0 | 0 | 0 | 0 | 0 | 0
IGCC-CCS | 0 | 0 | 0 | 0 | 0 | 0
WT_off | 0 | 0 | 0 | 0 | 0 | 0
PseudoUnit | 0 | 0 | 0 | 0 | 0 | 0
FixedInterchange | 0 | 0 | 0 | 0 | 0 | 0
Cumulative Retirements of Capacity by Reporting Type: PJM_ROR
ReportingType | 2015 | 2020 | 2025 | 2030 | 2035 | 2040
BM | 0 | 0 | 0 | 0 | 0 | 192
CC | 0 | 0 | 0 | 0 | 174 | 174
CSP | 0 | 0 | 0 | 0 | 0 | 0
CT | 0 | 0 | 0 | 0 | 29 | 29
Coal | 35206.77 | 53263.28 | 59868.2 | 59868.2 | 59868.2 | 59868.2
Geo | 0 | 0 | 0 | 0 | 0 | 0
H | 0 | 0 | 0 | 0 | 0 | 0
LFG | 0 | 0 | 0 | 0 | 0 | 0
Nuc | 0 | 0 | 0 | 867 | 5142 | 10025.16
PS | 0 | 0 | 0 | 0 | 0 | 0
PV | 0 | 0 | 0 | 0 | 0 | 0
PeakG | 0 | 0 | 1459.35 | 5445.74 | 5445.74 | 9895.25
PeakO | 19 | 19 | 1761 | 1761 | 1761 | 1761
ST | 0 | 0 | 0 | 0 | 0 | 0
STOG | 35 | 2122 | 2122 | 2122 | 2122 | 2122
STWD | 0 | 0 | 0 | 0 | 0 | 0
WT | 0 | 0 | 0 | 0 | 0 | 0
IGCC | 0 | 0 | 0 | 0 | 0 | 0
DemandResponse | 0 | 0 | 0 | 0 | 0 | 0
IGCC-CCS | 0 | 0 | 0 | 0 | 0 | 0
WT_off | 0 | 0 | 0 | 0 | 0 | 0
PseudoUnit | 0 | 0 | 0 | 0 | 0 | 0
FixedInterchange | 0 | 0 | 0 | 0 | 0 | 0
Cumulative Retirements of Capacity by Reporting Type: SOCO
ReportingType | 2015 | 2020 | 2025 | 2030 | 2035 | 2040
BM | 0 | 0 | 0 | 0 | 0 | 0
CC | 0 | 0 | 0 | 2409 | 5423.23 | 9020.5
CSP | 0 | 0 | 0 | 0 | 0 | 0
CT | 0 | 0 | 0 | 0 | 0 | 0
Coal | 18485 | 25335 | 25335 | 25335 | 25335 | 25335
Geo | 0 | 0 | 0 | 0 | 0 | 0
H | 0 | 0 | 0 | 0 | 0 | 0
LFG | 0 | 0 | 0 | 0 | 0 | 0
Nuc | 0 | 0 | 0 | 0 | 0 | 2645.05
PS | 0 | 0 | 0 | 0 | 0 | 0
PV | 0 | 0 | 0 | 0 | 0 | 0
PeakG | 671.55 | 739.21 | 8177.25 | 10923 | 10923 | 10923
PeakO | 1139 | 1139 | 1139 | 1139 | 1139 | 1139
ST | 0 | 0 | 0 | 0 | 0 | 0
STOG | 854 | 854 | 854 | 854 | 854 | 854
STWD | 0 | 0 | 0 | 0 | 0 | 0
WT | 0 | 0 | 0 | 0 | 0 | 0
IGCC | 0 | 0 | 0 | 0 | 0 | 0
DemandResponse | 0 | 0 | 0 | 0 | 0 | 0
IGCC-CCS | 0 | 0 | 0 | 0 | 0 | 0
WT_off | 0 | 0 | 0 | 0 | 0 | 0
PseudoUnit | 0 | 0 | 0 | 0 | 0 | 0
FixedInterchange | 0 | 0 | 0 | 0 | 0 | 0
Cumulative Retirements of Capacity by Reporting Type: SPP_N
ReportingType | 2015 | 2020 | 2025 | 2030 | 2035 | 2040
BM | 0 | 0 | 0 | 0 | 0 | 0
CC | 0 | 0 | 0 | 0 | 0 | 0
CSP | 0 | 0 | 0 | 0 | 0 | 0
CT | 0 | 0 | 0 | 0 | 0 | 0
Coal | 334 | 4174.5 | 7882.5 | 7882.5 | 7882.5 | 7882.5
Geo | 0 | 0 | 0 | 0 | 0 | 0
H | 0 | 0 | 0 | 0 | 0 | 0
LFG | 0 | 0 | 0 | 0 | 0 | 0
Nuc | 0 | 0 | 0 | 0 | 0 | 0
PS | 0 | 0 | 0 | 0 | 0 | 0
PV | 0 | 0 | 0 | 0 | 0 | 0
PeakG | 0 | 0 | 0 | 0 | 0 | 0
PeakO | 0 | 0 | 0 | 0 | 0 | 0
ST | 0 | 0 | 0 | 0 | 0 | 0
STOG | 1749 | 1749 | 1749 | 1749 | 1749 | 1749
STWD | 0 | 0 | 0 | 0 | 0 | 0
WT | 0 | 0 | 0 | 0 | 0 | 0
IGCC | 0 | 0 | 0 | 0 | 0 | 0
DemandResponse | 0 | 0 | 0 | 0 | 0 | 0
IGCC-CCS | 0 | 0 | 0 | 0 | 0 | 0
WT_off | 0 | 0 | 0 | 0 | 0 | 0
PseudoUnit | 0 | 0 | 0 | 0 | 0 | 0
FixedInterchange | 0 | 0 | 0 | 0 | 0 | 0
Cumulative Retirements of Capacity by Reporting Type: SPP_S
ReportingType | 2015 | 2020 | 2025 | 2030 | 2035 | 2040
BM | 0 | 0 | 0 | 0 | 0 | 0
CC | 0 | 0 | 0 | 0 | 0 | 0
CSP | 0 | 0 | 0 | 0 | 0 | 0
CT | 0 | 0 | 0 | 0 | 82.57 | 382.57
Coal | 1528 | 10614.25 | 13139.93 | 13139.93 | 13139.93 | 13139.93
Geo | 0 | 0 | 0 | 0 | 0 | 0
H | 0 | 0 | 0 | 0 | 0 | 0
LFG | 0 | 0 | 0 | 0 | 0 | 0
Nuc | 0 | 0 | 0 | 0 | 0 | 0
PS | 0 | 0 | 0 | 0 | 0 | 0
PV | 0 | 0 | 0 | 0 | 0 | 0
PeakG | 0 | 0 | 0 | 0 | 0 | 0
PeakO | 0 | 0 | 0 | 0 | 0 | 0
ST | 0 | 0 | 0 | 0 | 0 | 0
STOG | 4319.45 | 4319.45 | 5766.31 | 8623.1 | 8623.1 | 9663.67
STWD | 0 | 0 | 0 | 0 | 0 | 0
WT | 0 | 0 | 0 | 0 | 0 | 0
IGCC | 0 | 0 | 0 | 0 | 0 | 0
DemandResponse | 0 | 0 | 0 | 0 | 0 | 0
IGCC-CCS | 0 | 0 | 0 | 0 | 0 | 0
WT_off | 0 | 0 | 0 | 0 | 0 | 0
PseudoUnit | 0 | 0 | 0 | 0 | 0 | 0
FixedInterchange | 0 | 0 | 0 | 0 | 0 | 0
Cumulative Retirements of Capacity by Reporting Type: TVA
ReportingType | 2015 | 2020 | 2025 | 2030 | 2035 | 2040
BM | 0 | 0 | 0 | 0 | 0 | 0
CC | 0 | 0 | 0 | 0 | 320 | 2269.68
CSP | 0 | 0 | 0 | 0 | 0 | 0
CT | 0 | 0 | 0 | 0 | 0 | 0
Coal | 8665.52 | 13748 | 15159 | 15159 | 15159 | 15159
Geo | 0 | 0 | 0 | 0 | 0 | 0
H | 0 | 0 | 0 | 0 | 0 | 0
LFG | 0 | 0 | 0 | 0 | 0 | 0
Nuc | 0 | 0 | 0 | 0 | 2512.33 | 3791
PS | 0 | 0 | 0 | 0 | 0 | 0
PV | 0 | 0 | 0 | 0 | 0 | 0
PeakG | 157.39 | 157.39 | 4184.32 | 5466 | 5865 | 5865
PeakO | 0 | 0 | 83 | 83 | 83 | 83
ST | 0 | 0 | 0 | 0 | 0 | 0
STOG | 0 | 0 | 0 | 0 | 0 | 0
STWD | 0 | 0 | 0 | 0 | 0 | 0
WT | 0 | 0 | 0 | 0 | 0 | 0
IGCC | 0 | 0 | 0 | 0 | 0 | 0
DemandResponse | 0 | 0 | 0 | 0 | 0 | 0
IGCC-CCS | 0 | 0 | 0 | 0 | 0 | 0
WT_off | 0 | 0 | 0 | 0 | 0 | 0
PseudoUnit | 0 | 0 | 0 | 0 | 0 | 0
FixedInterchange | 0 | 0 | 0 | 0 | 0 | 0
Cumulative Retirements of Capacity by Reporting Type: TVA_Transmission
ReportingType | 2015 | 2020 | 2025 | 2030 | 2035 | 2040
BM | 0 | 0 | 0 | 0 | 0 | 0
CC | 0 | 0 | 0 | 0 | 0 | 0
CSP | 0 | 0 | 0 | 0 | 0 | 0
CT | 0 | 0 | 0 | 0 | 0 | 0
Coal | 0 | 0 | 0 | 0 | 0 | 0
Geo | 0 | 0 | 0 | 0 | 0 | 0
H | 0 | 0 | 0 | 0 | 0 | 0
LFG | 0 | 0 | 0 | 0 | 0 | 0
Nuc | 0 | 0 | 0 | 0 | 0 | 0
PS | 0 | 0 | 0 | 0 | 0 | 0
PV | 0 | 0 | 0 | 0 | 0 | 0
PeakG | 0 | 0 | 0 | 0 | 0 | 0
PeakO | 0 | 0 | 0 | 0 | 0 | 0
ST | 0 | 0 | 0 | 0 | 0 | 0
STOG | 0 | 0 | 0 | 0 | 0 | 0
STWD | 0 | 0 | 0 | 0 | 0 | 0
WT | 0 | 0 | 0 | 0 | 0 | 0
IGCC | 0 | 0 | 0 | 0 | 0 | 0
DemandResponse | 0 | 0 | 0 | 0 | 0 | 0
IGCC-CCS | 0 | 0 | 0 | 0 | 0 | 0
WT_off | 0 | 0 | 0 | 0 | 0 | 0
PseudoUnit | 0 | 0 | 0 | 0 | 0 | 0
FixedInterchange | 0 | 0 | 0 | 0 | 0 | 0
Cumulative Retirements of Capacity by Reporting Type: VACAR
ReportingType | 2015 | 2020 | 2025 | 2030 | 2035 | 2040
BM | 0 | 0 | 0 | 0 | 0 | 0
CC | 0 | 0 | 185 | 185 | 1578.06 | 4159.15
CSP | 0 | 0 | 0 | 0 | 0 | 0
CT | 0 | 0 | 0 | 717.2 | 717.2 | 717.2
Coal | 10812.82 | 18205.39 | 20136 | 20136 | 20136 | 20136
Geo | 0 | 0 | 0 | 0 | 0 | 0
H | 0 | 0 | 0 | 0 | 0 | 0
LFG | 0 | 0 | 0 | 0 | 0 | 0
Nuc | 0 | 0 | 0 | 0 | 3248 | 5106
PS | 0 | 0 | 0 | 0 | 0 | 0
PV | 0 | 0 | 0 | 0 | 0 | 0
PeakG | 0 | 0 | 3568.24 | 8308 | 8308 | 8308
PeakO | 0 | 0 | 1268 | 1268 | 1268 | 1268
ST | 0 | 0 | 0 | 0 | 0 | 0
STOG | 0 | 0 | 92 | 92 | 92 | 92
STWD | 0 | 0 | 0 | 0 | 0 | 0
WT | 0 | 0 | 0 | 0 | 0 | 0
IGCC | 0 | 0 | 0 | 0 | 0 | 0
DemandResponse | 0 | 0 | 0 | 0 | 0 | 0
IGCC-CCS | 0 | 0 | 0 | 0 | 0 | 0
WT_off | 0 | 0 | 0 | 0 | 0 | 0
PseudoUnit | 0 | 0 | 0 | 0 | 0 | 0
FixedInterchange | 0 | 0 | 0 | 0 | 0 | 0
Cumulative Retirements of Capacity by Reporting Type: IESO
ReportingType | 2015 | 2020 | 2025 | 2030 | 2035 | 2040
BM | 0 | 0 | 0 | 0 | 0 | 0
CC | 5943 | 5943 | 5943 | 5943 | 5943 | 5943
CSP | 0 | 0 | 0 | 0 | 0 | 0
CT | 0 | 0 | 0 | 0 | 368 | 368
Coal | 6416 | 6416 | 6416 | 6416 | 6416 | 6416
Geo | 0 | 0 | 0 | 0 | 0 | 0
H | 0 | 0 | 0 | 0 | 0 | 0
LFG | 0 | 0 | 0 | 0 | 0 | 0
Nuc | 0 | 0 | 0 | 0 | 1030 | 2570
PS | 0 | 0 | 0 | 0 | 0 | 0
PV | 0 | 0 | 0 | 0 | 1067.26 | 1067.26
PeakG | 115 | 115 | 115 | 115 | 115 | 115
PeakO | 175 | 175 | 175 | 175 | 175 | 175
ST | 0 | 0 | 0 | 0 | 0 | 0
STOG | 2126 | 2126 | 2126 | 2126 | 2126 | 2126
STWD | 0 | 0 | 0 | 0 | 0 | 0
WT | 0 | 0 | 0 | 0 | 0 | 0
IGCC | 0 | 0 | 0 | 0 | 0 | 0
DemandResponse | 0 | 0 | 0 | 0 | 0 | 0
IGCC-CCS | 0 | 0 | 0 | 0 | 0 | 0
WT_off | 0 | 0 | 0 | 0 | 0 | 0
PseudoUnit | 0 | 0 | 0 | 0 | 0 | 0
FixedInterchange | 0 | 0 | 0 | 0 | 0 | 0
Cumulative Retirements of Capacity by Reporting Type: MAPP_CA
ReportingType | 2015 | 2020 | 2025 | 2030 | 2035 | 2040
BM | 0 | 0 | 0 | 0 | 0 | 0
CC | 0 | 0 | 731 | 731 | 731 | 1261.93
CSP | 0 | 0 | 0 | 0 | 0 | 0
CT | 0 | 0 | 0 | 0 | 0 | 0
Coal | 1009.4 | 1745.9 | 1745.9 | 1745.9 | 1745.9 | 1745.9
Geo | 0 | 0 | 0 | 0 | 0 | 0
H | 0 | 0 | 0 | 0 | 0 | 0
LFG | 0 | 0 | 0 | 0 | 0 | 0
Nuc | 0 | 0 | 0 | 0 | 0 | 0
PS | 0 | 0 | 0 | 0 | 0 | 0
PV | 0 | 0 | 0 | 0 | 0 | 0
PeakG | 0 | 51.66 | 559 | 559 | 559 | 559
PeakO | 0 | 0 | 4 | 4 | 4 | 4
ST | 0 | 0 | 0 | 0 | 0 | 0
STOG | 0 | 126 | 126 | 126 | 126 | 126
STWD | 0 | 0 | 0 | 0 | 0 | 0
WT | 0 | 0 | 0 | 0 | 302.4 | 302.4
IGCC | 0 | 0 | 0 | 0 | 0 | 0
DemandResponse | 0 | 0 | 0 | 0 | 0 | 0
IGCC-CCS | 0 | 0 | 0 | 0 | 0 | 0
WT_off | 0 | 0 | 0 | 0 | 0 | 0
PseudoUnit | 0 | 0 | 0 | 0 | 0 | 0
FixedInterchange | 0 | 0 | 0 | 0 | 0 | 0
Cumulative Retirements of Capacity by Reporting Type: AZ_NM_SNV_Coal
ReportingType | 2015 | 2020 | 2025 | 2030 | 2035 | 2040
BM | 0 | 0 | 0 | 0 | 0 | 0
CC | 0 | 0 | 0 | 0 | 0 | 0
CSP | 0 | 0 | 0 | 0 | 0 | 0
CT | 0 | 0 | 0 | 0 | 0 | 0
Coal | 1351 | 5394.7 | 10466 | 10466 | 10466 | 10466
Geo | 0 | 0 | 0 | 0 | 0 | 0
H | 0 | 0 | 0 | 0 | 0 | 0
LFG | 0 | 0 | 0 | 0 | 0 | 0
Nuc | 0 | 0 | 0 | 0 | 0 | 0
PS | 0 | 0 | 0 | 0 | 0 | 0
PV | 0 | 0 | 0 | 0 | 0 | 0
PeakG | 0 | 0 | 0 | 0 | 0 | 0
PeakO | 185 | 200 | 200 | 200 | 200 | 200
ST | 0 | 0 | 0 | 0 | 0 | 0
STOG | 0 | 0 | 0 | 0 | 0 | 0
STWD | 0 | 0 | 0 | 0 | 0 | 0
WT | 0 | 0 | 0 | 0 | 0 | 0
IGCC | 0 | 0 | 0 | 0 | 0 | 0
DemandResponse | 0 | 0 | 0 | 0 | 0 | 0
IGCC-CCS | 0 | 0 | 0 | 0 | 0 | 0
WT_off | 0 | 0 | 0 | 0 | 0 | 0
PseudoUnit | 0 | 0 | 0 | 0 | 0 | 0
FixedInterchange | 0 | 0 | 0 | 0 | 0 | 0
Cumulative Retirements of Capacity by Reporting Type: AZ_NM_SNV_Gas
ReportingType | 2015 | 2020 | 2025 | 2030 | 2035 | 2040
BM | 0 | 0 | 0 | 0 | 0 | 0
CC | 2859.33 | 2859.33 | 2859.33 | 6687.8 | 10527.75 | 10739.88
CSP | 0 | 0 | 0 | 0 | 0 | 0
CT | 0 | 0 | 0 | 0 | 736 | 736
Coal | 0 | 0 | 0 | 0 | 0 | 0
Geo | 0 | 0 | 0 | 0 | 0 | 0
H | 0 | 0 | 0 | 0 | 0 | 0
LFG | 0 | 0 | 0 | 0 | 0 | 0
Nuc | 0 | 0 | 0 | 0 | 0 | 0
PS | 0 | 0 | 0 | 0 | 0 | 0
PV | 0 | 0 | 0 | 0 | 0 | 0
PeakG | 0 | 1062.32 | 3660 | 3660 | 3660 | 3660
PeakO | 0 | 0 | 0 | 0 | 0 | 0
ST | 0 | 0 | 0 | 0 | 0 | 0
STOG | 2064 | 2064 | 2064 | 2064 | 2064 | 2064
STWD | 0 | 0 | 0 | 0 | 0 | 0
WT | 0 | 0 | 0 | 0 | 0 | 0
IGCC | 0 | 0 | 0 | 0 | 0 | 0
DemandResponse | 0 | 0 | 0 | 0 | 0 | 0
IGCC-CCS | 0 | 0 | 0 | 0 | 0 | 0
WT_off | 0 | 0 | 0 | 0 | 0 | 0
PseudoUnit | 0 | 0 | 0 | 0 | 0 | 0
FixedInterchange | 0 | 0 | 0 | 0 | 0 | 0
Cumulative Retirements of Capacity by Reporting Type: AZ_NM_SNV_NucRenew
ReportingType | 2015 | 2020 | 2025 | 2030 | 2035 | 2040
BM | 0 | 0 | 0 | 0 | 0 | 0
CC | 0 | 0 | 0 | 0 | 0 | 0
CSP | 65 | 65 | 65 | 65 | 65 | 65
CT | 0 | 0 | 0 | 0 | 0 | 0
Coal | 0 | 0 | 0 | 0 | 0 | 0
Geo | 0 | 0 | 0 | 0 | 0 | 0
H | 0 | 0 | 0 | 0 | 0 | 0
LFG | 0 | 0 | 0 | 0 | 0 | 0
Nuc | 0 | 0 | 0 | 0 | 0 | 0
PS | 0 | 0 | 0 | 0 | 0 | 0
PV | 0 | 0 | 0 | 0 | 0 | 0
PeakG | 0 | 0 | 0 | 0 | 0 | 0
PeakO | 0 | 0 | 0 | 0 | 0 | 0
ST | 0 | 0 | 0 | 0 | 0 | 0
STOG | 0 | 0 | 0 | 0 | 0 | 0
STWD | 0 | 0 | 0 | 0 | 0 | 0
WT | 0 | 0 | 0 | 0 | 0 | 0
IGCC | 0 | 0 | 0 | 0 | 0 | 0
DemandResponse | 0 | 0 | 0 | 0 | 0 | 0
IGCC-CCS | 0 | 0 | 0 | 0 | 0 | 0
WT_off | 0 | 0 | 0 | 0 | 0 | 0
PseudoUnit | 0 | 0 | 0 | 0 | 0 | 0
FixedInterchange | 0 | 0 | 0 | 0 | 0 | 0
Cumulative Retirements of Capacity by Reporting Type: ERCOT
ReportingType | 2015 | 2020 | 2025 | 2030 | 2035 | 2040
BM | 0 | 0 | 0 | 0 | 0 | 0
CC | 0 | 0 | 116.76 | 493 | 557 | 4947
CSP | 0 | 0 | 0 | 0 | 0 | 0
CT | 0 | 0 | 0 | 0 | 250 | 250
Coal | 15174.87 | 16646.87 | 17991.87 | 17991.87 | 17991.87 | 17991.87
Geo | 0 | 0 | 0 | 0 | 0 | 0
H | 0 | 0 | 0 | 0 | 0 | 0
LFG | 0 | 0 | 0 | 0 | 0 | 0
Nuc | 0 | 0 | 0 | 0 | 0 | 0
PS | 0 | 0 | 0 | 0 | 0 | 0
PV | 0 | 0 | 0 | 0 | 14 | 14
PeakG | 0 | 0 | 0 | 1524.7 | 2577 | 3456.83
PeakO | 0 | 0 | 51 | 51 | 51 | 51
ST | 0 | 0 | 0 | 0 | 0 | 0
STOG | 6380.71 | 11917.47 | 18933 | 18933 | 18933 | 18933
STWD | 0 | 0 | 0 | 0 | 0 | 0
WT | 0 | 0 | 0 | 0 | 0 | 487.69
IGCC | 0 | 0 | 0 | 0 | 0 | 0
DemandResponse | 0 | 0 | 0 | 0 | 0 | 0
IGCC-CCS | 0 | 0 | 0 | 0 | 0 | 0
WT_off | 0 | 0 | 0 | 0 | 0 | 0
PseudoUnit | 0 | 0 | 0 | 0 | 0 | 0
FixedInterchange | 0 | 0 | 0 | 0 | 0 | 0
Cumulative Retirements of Capacity by Reporting Type: NP15
ReportingType | 2015 | 2020 | 2025 | 2030 | 2035 | 2040
BM | 0 | 0 | 0 | 0 | 0 | 0
CC | 0 | 0 | 417 | 2180 | 2180 | 6284.13
CSP | 0 | 0 | 0 | 0 | 0 | 0
CT | 0 | 0 | 0 | 0 | 212.6 | 212.6
Coal | 0 | 191.9 | 191.9 | 191.9 | 191.9 | 191.9
Geo | 0 | 0 | 0 | 0 | 0 | 0
H | 0 | 0 | 0 | 0 | 0 | 0
LFG | 0 | 0 | 0 | 0 | 0 | 0
Nuc | 0 | 0 | 0 | 0 | 0 | 0
PS | 0 | 0 | 0 | 0 | 0 | 0
PV | 0 | 0 | 0 | 0 | 0 | 0
PeakG | 0 | 0 | 597.53 | 2042.93 | 3265 | 3265
PeakO | 156 | 156 | 506 | 506 | 506 | 506
ST | 0 | 0 | 0 | 0 | 0 | 0
STOG | 2310.92 | 4859 | 4859 | 4859 | 4859 | 4859
STWD | 0 | 0 | 0 | 0 | 0 | 0
WT | 0 | 0 | 0 | 0 | 0 | 0
IGCC | 0 | 0 | 0 | 0 | 0 | 0
DemandResponse | 0 | 0 | 0 | 0 | 0 | 0
IGCC-CCS | 0 | 0 | 0 | 0 | 0 | 0
WT_off | 0 | 0 | 0 | 0 | 0 | 0
PseudoUnit | 0 | 0 | 0 | 0 | 0 | 0
FixedInterchange | 0 | 0 | 0 | 0 | 0 | 0
Cumulative Retirements of Capacity by Reporting Type: NWPP_Coal
ReportingType | 2015 | 2020 | 2025 | 2030 | 2035 | 2040
BM | 0 | 0 | 0 | 0 | 0 | 0
CC | 0 | 0 | 0 | 0 | 0 | 0
CSP | 0 | 0 | 0 | 0 | 0 | 0
CT | 0 | 0 | 0 | 0 | 0 | 0
Coal | 6913.36 | 8874.7 | 13556.7 | 13556.7 | 13556.7 | 13556.7
Geo | 0 | 0 | 0 | 0 | 0 | 0
H | 0 | 0 | 0 | 0 | 0 | 0
LFG | 0 | 0 | 0 | 0 | 0 | 0
Nuc | 0 | 0 | 0 | 0 | 0 | 0
PS | 0 | 0 | 0 | 0 | 0 | 0
PV | 0 | 0 | 0 | 0 | 0 | 0
PeakG | 0 | 0 | 0 | 0 | 0 | 0
PeakO | 183 | 183 | 183 | 183 | 183 | 183
ST | 0 | 0 | 0 | 0 | 0 | 0
STOG | 0 | 0 | 0 | 0 | 0 | 0
STWD | 0 | 0 | 0 | 0 | 0 | 0
WT | 0 | 0 | 0 | 0 | 0 | 0
IGCC | 0 | 0 | 0 | 0 | 0 | 0
DemandResponse | 0 | 0 | 0 | 0 | 0 | 0
IGCC-CCS | 0 | 0 | 0 | 0 | 0 | 0
WT_off | 0 | 0 | 0 | 0 | 0 | 0
PseudoUnit | 0 | 0 | 0 | 0 | 0 | 0
FixedInterchange | 0 | 0 | 0 | 0 | 0 | 0
Cumulative Retirements of Capacity by Reporting Type: NWPP_Gas
ReportingType | 2015 | 2020 | 2025 | 2030 | 2035 | 2040
BM | 0 | 0 | 0 | 0 | 0 | 0
CC | 1678 | 1678 | 1678 | 7647.38 | 8005 | 8305
CSP | 0 | 0 | 0 | 0 | 0 | 0
CT | 0 | 0 | 0 | 0 | 150 | 150
Coal | 0 | 0 | 0 | 0 | 0 | 0
Geo | 0 | 0 | 0 | 0 | 0 | 0
H | 0 | 0 | 0 | 0 | 0 | 0
LFG | 0 | 0 | 0 | 0 | 0 | 0
Nuc | 0 | 0 | 0 | 0 | 0 | 0
PS | 0 | 0 | 0 | 0 | 0 | 0
PV | 0 | 0 | 0 | 0 | 0 | 0
PeakG | 2623 | 2623 | 2623 | 2623 | 2623 | 2623
PeakO | 0 | 0 | 0 | 0 | 0 | 0
ST | 0 | 0 | 0 | 0 | 0 | 0
STOG | 786 | 786 | 786 | 786 | 786 | 786
STWD | 0 | 0 | 0 | 0 | 0 | 0
WT | 0 | 0 | 0 | 0 | 0 | 0
IGCC | 0 | 0 | 0 | 0 | 0 | 0
DemandResponse | 0 | 0 | 0 | 0 | 0 | 0
IGCC-CCS | 0 | 0 | 0 | 0 | 0 | 0
WT_off | 0 | 0 | 0 | 0 | 0 | 0
PseudoUnit | 0 | 0 | 0 | 0 | 0 | 0
FixedInterchange | 0 | 0 | 0 | 0 | 0 | 0
Cumulative Retirements of Capacity by Reporting Type: NWPP_NucRenew
ReportingType | 2015 | 2020 | 2025 | 2030 | 2035 | 2040
BM | 0 | 0 | 0 | 0 | 0 | 0
CC | 0 | 0 | 0 | 0 | 0 | 0
CSP | 0 | 0 | 0 | 0 | 0 | 0
CT | 0 | 0 | 0 | 0 | 0 | 0
Coal | 0 | 0 | 0 | 0 | 0 | 0
Geo | 4.8 | 4.8 | 4.8 | 4.8 | 4.8 | 4.8
H | 0 | 0 | 0 | 0 | 0 | 0
LFG | 0 | 0 | 0 | 0 | 0 | 0
Nuc | 0 | 0 | 0 | 0 | 0 | 0
PS | 0 | 0 | 0 | 0 | 0 | 0
PV | 0 | 0 | 0 | 0 | 0 | 0
PeakG | 0 | 0 | 0 | 0 | 0 | 0
PeakO | 0 | 0 | 0 | 0 | 0 | 0
ST | 0 | 0 | 0 | 0 | 0 | 0
STOG | 0 | 0 | 0 | 0 | 0 | 0
STWD | 0 | 0 | 0 | 0 | 0 | 0
WT | 0 | 0 | 0 | 0 | 0 | 0
IGCC | 0 | 0 | 0 | 0 | 0 | 0
DemandResponse | 0 | 0 | 0 | 0 | 0 | 0
IGCC-CCS | 0 | 0 | 0 | 0 | 0 | 0
WT_off | 0 | 0 | 0 | 0 | 0 | 0
PseudoUnit | 0 | 0 | 0 | 0 | 0 | 0
FixedInterchange | 0 | 0 | 0 | 0 | 0 | 0
Cumulative Retirements of Capacity by Reporting Type: RMPA
ReportingType | 2015 | 2020 | 2025 | 2030 | 2035 | 2040
BM | 0 | 0 | 0 | 0 | 0 | 0
CC | 873.5 | 873.5 | 873.5 | 873.5 | 873.5 | 873.5
CSP | 1 | 1 | 1 | 1 | 1 | 1
CT | 0 | 0 | 0 | 0 | 152 | 152
Coal | 759.27 | 3149 | 6788 | 6788 | 6788 | 6788
Geo | 0 | 0 | 0 | 0 | 0 | 0
H | 0 | 0 | 0 | 0 | 0 | 0
LFG | 0 | 0 | 0 | 0 | 0 | 0
Nuc | 0 | 0 | 0 | 0 | 0 | 0
PS | 0 | 0 | 0 | 0 | 0 | 0
PV | 0 | 0 | 0 | 0 | 0 | 0
PeakG | 103.55 | 103.55 | 103.55 | 1662.83 | 1662.83 | 2055.15
PeakO | 187 | 187 | 187 | 187 | 187 | 187
ST | 0 | 0 | 0 | 0 | 0 | 0
STOG | 217 | 217 | 217 | 217 | 217 | 217
STWD | 0 | 0 | 0 | 0 | 0 | 0
WT | 0 | 0 | 0 | 0 | 0 | 0
IGCC | 0 | 0 | 0 | 0 | 0 | 0
DemandResponse | 0 | 0 | 0 | 0 | 0 | 0
IGCC-CCS | 0 | 0 | 0 | 0 | 0 | 0
WT_off | 0 | 0 | 0 | 0 | 0 | 0
PseudoUnit | 0 | 0 | 0 | 0 | 0 | 0
FixedInterchange | 0 | 0 | 0 | 0 | 0 | 0
Cumulative Retirements of Capacity by Reporting Type: SP15
ReportingType | 2015 | 2020 | 2025 | 2030 | 2035 | 2040
BM | 0 | 0 | 0 | 0 | 0 | 0
CC | 0 | 0 | 384.01 | 1333.53 | 1629.24 | 2177.9
CSP | 409 | 409 | 409 | 409 | 409 | 409
CT | 0 | 0 | 0 | 0 | 0 | 0
Coal | 57 | 141.5 | 242.7 | 242.7 | 242.7 | 242.7
Geo | 0 | 0 | 0 | 0 | 0 | 0
H | 0 | 0 | 0 | 0 | 0 | 0
LFG | 0 | 0 | 0 | 0 | 0 | 0
Nuc | 0 | 0 | 0 | 0 | 0 | 0
PS | 0 | 0 | 0 | 0 | 0 | 0
PV | 0 | 0 | 0 | 0 | 0 | 0
PeakG | 44 | 44 | 44 | 44 | 44 | 44
PeakO | 15 | 15 | 66 | 66 | 66 | 66
ST | 0 | 0 | 0 | 0 | 0 | 0
STOG | 7296.81 | 10768.87 | 11200 | 11200 | 11200 | 11200
STWD | 0 | 0 | 0 | 0 | 0 | 0
WT | 126.2 | 126.2 | 126.2 | 126.2 | 126.2 | 126.2
IGCC | 0 | 0 | 0 | 0 | 0 | 0
DemandResponse | 0 | 0 | 0 | 0 | 0 | 0
IGCC-CCS | 0 | 0 | 0 | 0 | 0 | 0
WT_off | 0 | 0 | 0 | 0 | 0 | 0
PseudoUnit | 0 | 0 | 0 | 0 | 0 | 0
FixedInterchange | 0 | 0 | 0 | 0 | 0 | 0
Cumulative Retirements of Capacity by Reporting Type: ALB
ReportingType | 2015 | 2020 | 2025 | 2030 | 2035 | 2040
BM | 0 | 0 | 0 | 0 | 0 | 0
CC | 0 | 0 | 0 | 2202 | 2202 | 2342.46
CSP | 0 | 0 | 0 | 0 | 0 | 0
CT | 0 | 0 | 0 | 0 | 201.5 | 201.5
Coal | 0 | 0 | 80.93 | 5745.83 | 5745.83 | 5745.83
Geo | 0 | 0 | 0 | 0 | 0 | 0
H | 0 | 0 | 0 | 0 | 0 | 0
LFG | 0 | 0 | 0 | 0 | 0 | 0
Nuc | 0 | 0 | 0 | 0 | 0 | 0
PS | 0 | 0 | 0 | 0 | 0 | 0
PV | 0 | 0 | 0 | 0 | 0 | 0
PeakG | 1273.27 | 1805.34 | 2368 | 2368 | 2368 | 2368
PeakO | 6 | 6 | 6 | 6 | 6 | 6
ST | 0 | 0 | 0 | 0 | 0 | 0
STOG | 186 | 186 | 186 | 186 | 186 | 186
STWD | 0 | 0 | 0 | 0 | 0 | 0
WT | 0 | 0 | 0 | 0 | 0 | 0
IGCC | 0 | 0 | 0 | 0 | 0 | 0
DemandResponse | 0 | 0 | 0 | 0 | 0 | 0
IGCC-CCS | 0 | 0 | 0 | 0 | 0 | 0
WT_off | 0 | 0 | 0 | 0 | 0 | 0
PseudoUnit | 0 | 0 | 0 | 0 | 0 | 0
FixedInterchange | 0 | 0 | 0 | 0 | 0 | 0
Cumulative Retirements of Capacity by Reporting Type: BC
ReportingType | 2015 | 2020 | 2025 | 2030 | 2035 | 2040
BM | 0 | 0 | 0 | 0 | 0 | 0
CC | 0 | 0 | 0 | 205 | 205 | 967.87
CSP | 0 | 0 | 0 | 0 | 0 | 0
CT | 0 | 0 | 0 | 0 | 0 | 0
Coal | 0 | 0 | 0 | 0 | 0 | 0
Geo | 0 | 0 | 0 | 0 | 0 | 0
H | 0 | 0 | 0 | 0 | 0 | 0
LFG | 0 | 0 | 0 | 0 | 0 | 0
Nuc | 0 | 0 | 0 | 0 | 0 | 0
PS | 0 | 0 | 0 | 0 | 0 | 0
PV | 0 | 0 | 0 | 0 | 0 | 0
PeakG | 141 | 141 | 141 | 141 | 141 | 141
PeakO | 44 | 44 | 44 | 44 | 44 | 44
ST | 0 | 0 | 0 | 0 | 0 | 0
STOG | 938 | 938 | 938 | 938 | 938 | 938
STWD | 0 | 0 | 0 | 0 | 0 | 0
WT | 0 | 0 | 0 | 0 | 0 | 0
IGCC | 0 | 0 | 0 | 0 | 0 | 0
DemandResponse | 0 | 0 | 0 | 0 | 0 | 0
IGCC-CCS | 0 | 0 | 0 | 0 | 0 | 0
WT_off | 0 | 0 | 0 | 0 | 0 | 0
PseudoUnit | 0 | 0 | 0 | 0 | 0 | 0
FixedInterchange | 0 | 0 | 0 | 0 | 0 | 0
Cumulative Retirements of Capacity by Reporting Type: HQ_IESO
ReportingType | 2015 | 2020 | 2025 | 2030 | 2035 | 2040
BM | 0 | 0 | 0 | 0 | 0 | 0
CC | 0 | 0 | 0 | 0 | 0 | 0
CSP | 0 | 0 | 0 | 0 | 0 | 0
CT | 0 | 0 | 0 | 0 | 0 | 0
Coal | 0 | 0 | 0 | 0 | 0 | 0
Geo | 0 | 0 | 0 | 0 | 0 | 0
H | 0 | 0 | 0 | 0 | 0 | 0
LFG | 0 | 0 | 0 | 0 | 0 | 0
Nuc | 0 | 0 | 0 | 0 | 0 | 0
PS | 0 | 0 | 0 | 0 | 0 | 0
PV | 0 | 0 | 0 | 0 | 0 | 0
PeakG | 0 | 0 | 0 | 0 | 0 | 0
PeakO | 0 | 0 | 0 | 0 | 0 | 0
ST | 0 | 0 | 0 | 0 | 0 | 0
STOG | 0 | 0 | 0 | 0 | 0 | 0
STWD | 0 | 0 | 0 | 0 | 0 | 0
WT | 0 | 0 | 0 | 0 | 0 | 0
IGCC | 0 | 0 | 0 | 0 | 0 | 0
DemandResponse | 0 | 0 | 0 | 0 | 0 | 0
IGCC-CCS | 0 | 0 | 0 | 0 | 0 | 0
WT_off | 0 | 0 | 0 | 0 | 0 | 0
PseudoUnit | 0 | 0 | 0 | 0 | 0 | 0
FixedInterchange | 0 | 0 | 0 | 0 | 0 | 0
Cumulative Retirements of Capacity by Reporting Type: HQ_NEISO
ReportingType | 2015 | 2020 | 2025 | 2030 | 2035 | 2040
BM | 0 | 0 | 0 | 0 | 0 | 0
CC | 0 | 0 | 0 | 0 | 0 | 0
CSP | 0 | 0 | 0 | 0 | 0 | 0
CT | 0 | 0 | 0 | 0 | 0 | 0
Coal | 0 | 0 | 0 | 0 | 0 | 0
Geo | 0 | 0 | 0 | 0 | 0 | 0
H | 0 | 0 | 0 | 0 | 0 | 0
LFG | 0 | 0 | 0 | 0 | 0 | 0
Nuc | 0 | 0 | 0 | 0 | 0 | 0
PS | 0 | 0 | 0 | 0 | 0 | 0
PV | 0 | 0 | 0 | 0 | 0 | 0
PeakG | 0 | 0 | 0 | 0 | 0 | 0
PeakO | 0 | 0 | 0 | 0 | 0 | 0
ST | 0 | 0 | 0 | 0 | 0 | 0
STOG | 0 | 0 | 0 | 0 | 0 | 0
STWD | 0 | 0 | 0 | 0 | 0 | 0
WT | 0 | 0 | 0 | 0 | 0 | 0
IGCC | 0 | 0 | 0 | 0 | 0 | 0
DemandResponse | 0 | 0 | 0 | 0 | 0 | 0
IGCC-CCS | 0 | 0 | 0 | 0 | 0 | 0
WT_off | 0 | 0 | 0 | 0 | 0 | 0
PseudoUnit | 0 | 0 | 0 | 0 | 0 | 0
FixedInterchange | 0 | 0 | 0 | 0 | 0 | 0
Cumulative Retirements of Capacity by Reporting Type: HQ_NY
ReportingType | 2015 | 2020 | 2025 | 2030 | 2035 | 2040
BM | 0 | 0 | 0 | 0 | 0 | 0
CC | 0 | 0 | 0 | 0 | 0 | 0
CSP | 0 | 0 | 0 | 0 | 0 | 0
CT | 0 | 0 | 0 | 0 | 0 | 0
Coal | 0 | 0 | 0 | 0 | 0 | 0
Geo | 0 | 0 | 0 | 0 | 0 | 0
H | 0 | 0 | 0 | 0 | 0 | 0
LFG | 0 | 0 | 0 | 0 | 0 | 0
Nuc | 0 | 0 | 0 | 0 | 0 | 0
PS | 0 | 0 | 0 | 0 | 0 | 0
PV | 0 | 0 | 0 | 0 | 0 | 0
PeakG | 0 | 0 | 0 | 0 | 0 | 0
PeakO | 0 | 0 | 0 | 0 | 0 | 0
ST | 0 | 0 | 0 | 0 | 0 | 0
STOG | 0 | 0 | 0 | 0 | 0 | 0
STWD | 0 | 0 | 0 | 0 | 0 | 0
WT | 0 | 0 | 0 | 0 | 0 | 0
IGCC | 0 | 0 | 0 | 0 | 0 | 0
DemandResponse | 0 | 0 | 0 | 0 | 0 | 0
IGCC-CCS | 0 | 0 | 0 | 0 | 0 | 0
WT_off | 0 | 0 | 0 | 0 | 0 | 0
PseudoUnit | 0 | 0 | 0 | 0 | 0 | 0
FixedInterchange | 0 | 0 | 0 | 0 | 0 | 0
Cumulative Retirements of Capacity by Reporting Type: MARITIMES
ReportingType | 2015 | 2020 | 2025 | 2030 | 2035 | 2040
BM | 0 | 0 | 0 | 0 | 0 | 0
CC | 0 | 0 | 0 | 0 | 0 | 0
CSP | 0 | 0 | 0 | 0 | 0 | 0
CT | 0 | 0 | 0 | 0 | 0 | 0
Coal | 0 | 0 | 0 | 0 | 0 | 0
Geo | 0 | 0 | 0 | 0 | 0 | 0
H | 0 | 0 | 0 | 0 | 0 | 0
LFG | 0 | 0 | 0 | 0 | 0 | 0
Nuc | 0 | 0 | 0 | 0 | 0 | 0
PS | 0 | 0 | 0 | 0 | 0 | 0
PV | 0 | 0 | 0 | 0 | 0 | 0
PeakG | 0 | 0 | 0 | 0 | 0 | 0
PeakO | 0 | 0 | 0 | 0 | 0 | 0
ST | 0 | 0 | 0 | 0 | 0 | 0
STOG | 0 | 0 | 0 | 0 | 0 | 0
STWD | 0 | 0 | 0 | 0 | 0 | 0
WT | 0 | 0 | 0 | 0 | 0 | 0
IGCC | 0 | 0 | 0 | 0 | 0 | 0
DemandResponse | 0 | 0 | 0 | 0 | 0 | 0
IGCC-CCS | 0 | 0 | 0 | 0 | 0 | 0
WT_off | 0 | 0 | 0 | 0 | 0 | 0
PseudoUnit | 0 | 0 | 0 | 0 | 0 | 0
FixedInterchange | 0 | 0 | 0 | 0 | 0 | 0
Cumulative Retirements of Capacity by Reporting Type: All
ReportingType | 2015 | 2020 | 2025 | 2030 | 2035 | 2040
BM | 0 | 0 | 0 | 0 | 0 | 192
CC | 15007.93 | 18165.17 | 21699.94 | 56472.95 | 67987.28 | 90365.2
CSP | 475 | 475 | 475 | 475 | 475 | 475
CT | 0 | 0 | 0 | 761.2 | 5951.97 | 6251.97
Coal | 167788.57 | 269971.85 | 319757.02 | 325863.8 | 325863.8 | 326084.02
Geo | 4.8 | 4.8 | 4.8 | 4.8 | 4.8 | 4.8
H | 0 | 0 | 0 | 0 | 0 | 0
LFG | 0 | 0 | 0 | 0 | 0 | 0
Nuc | 0 | 614.5 | 614.5 | 2102.7 | 28678.4 | 48384.39
PS | 0 | 0 | 0 | 0 | 0 | 0
PV | 0 | 0 | 0 | 0 | 1139 | 1255.68
PeakG | 5397.25 | 7799.45 | 41022.37 | 62551.87 | 66211.62 | 73602.91
PeakO | 4403.63 | 6106.32 | 14461.08 | 18635.81 | 18873.36 | 19107.41
ST | 0 | 0 | 0 | 0 | 0 | 0
STOG | 69492.87 | 88725.13 | 104936.96 | 108107.51 | 108107.51 | 109148.08
STWD | 160 | 503 | 503 | 503 | 503 | 503
WT | 126.2 | 126.2 | 126.2 | 126.2 | 428.6 | 916.29
IGCC | 0 | 0 | 0 | 0 | 0 | 0
DemandResponse | 0 | 0 | 0 | 0 | 0 | 0
IGCC-CCS | 0 | 0 | 0 | 0 | 0 | 0
WT_off | 0 | 0 | 0 | 0 | 468 | 468
PseudoUnit | 0 | 0 | 0 | 0 | 0 | 0
FixedInterchange | 0 | 0 | 0 | 0 | 0 | 0
Cumulative Retirements of Capacity by Reporting Type: EI_US
ReportingType | 2015 | 2020 | 2025 | 2030 | 2035 | 2040
BM | 0 | 0 | 0 | 0 | 0 | 192
CC | 3654.09 | 6811.33 | 8697.33 | 28176.74 | 35133.78 | 46522.52
CSP | 0 | 0 | 0 | 0 | 0 | 0
CT | 0 | 0 | 0 | 761.2 | 3881.87 | 4181.87
Coal | 136107.67 | 227411.28 | 262277.02 | 262718.9 | 262718.9 | 262939.12
Geo | 0 | 0 | 0 | 0 | 0 | 0
H | 0 | 0 | 0 | 0 | 0 | 0
LFG | 0 | 0 | 0 | 0 | 0 | 0
Nuc | 0 | 614.5 | 614.5 | 2102.7 | 27648.4 | 45814.39
PS | 0 | 0 | 0 | 0 | 0 | 0
PV | 0 | 0 | 0 | 0 | 57.74 | 174.42
PeakG | 1097.44 | 1853.59 | 30811.29 | 47811.4 | 49196.79 | 55315.93
PeakO | 3452.63 | 5140.32 | 13039.08 | 17213.81 | 17451.36 | 17685.41
ST | 0 | 0 | 0 | 0 | 0 | 0
STOG | 47187.43 | 54736.8 | 63501.96 | 66672.51 | 66672.51 | 67713.08
STWD | 160 | 503 | 503 | 503 | 503 | 503
WT | 0 | 0 | 0 | 0 | 0 | 0
IGCC | 0 | 0 | 0 | 0 | 0 | 0
DemandResponse | 0 | 0 | 0 | 0 | 0 | 0
IGCC-CCS | 0 | 0 | 0 | 0 | 0 | 0
WT_off | 0 | 0 | 0 | 0 | 468 | 468
PseudoUnit | 0 | 0 | 0 | 0 | 0 | 0
FixedInterchange | 0 | 0 | 0 | 0 | 0 | 0
Cumulative Retirements of Capacity by Reporting Type: EI_Canada
ReportingType | 2015 | 2020 | 2025 | 2030 | 2035 | 2040
BM | 0 | 0 | 0 | 0 | 0 | 0
CC | 5943 | 5943 | 6674 | 6674 | 6674 | 7204.93
CSP | 0 | 0 | 0 | 0 | 0 | 0
CT | 0 | 0 | 0 | 0 | 368 | 368
Coal | 7425.4 | 8161.9 | 8161.9 | 8161.9 | 8161.9 | 8161.9
Geo | 0 | 0 | 0 | 0 | 0 | 0
H | 0 | 0 | 0 | 0 | 0 | 0
LFG | 0 | 0 | 0 | 0 | 0 | 0
Nuc | 0 | 0 | 0 | 0 | 1030 | 2570
PS | 0 | 0 | 0 | 0 | 0 | 0
PV | 0 | 0 | 0 | 0 | 1067.26 | 1067.26
PeakG | 115 | 166.66 | 674 | 674 | 674 | 674
PeakO | 175 | 175 | 179 | 179 | 179 | 179
ST | 0 | 0 | 0 | 0 | 0 | 0
STOG | 2126 | 2252 | 2252 | 2252 | 2252 | 2252
STWD | 0 | 0 | 0 | 0 | 0 | 0
WT | 0 | 0 | 0 | 0 | 302.4 | 302.4
IGCC | 0 | 0 | 0 | 0 | 0 | 0
DemandResponse | 0 | 0 | 0 | 0 | 0 | 0
IGCC-CCS | 0 | 0 | 0 | 0 | 0 | 0
WT_off | 0 | 0 | 0 | 0 | 0 | 0
PseudoUnit | 0 | 0 | 0 | 0 | 0 | 0
FixedInterchange | 0 | 0 | 0 | 0 | 0 | 0
Cumulative Retirements of Capacity by Reporting Type: EI
ReportingType | 2015 | 2020 | 2025 | 2030 | 2035 | 2040
BM | 0 | 0 | 0 | 0 | 0 | 192
CC | 9597.09 | 12754.33 | 15371.33 | 34850.74 | 41807.78 | 53727.45
CSP | 0 | 0 | 0 | 0 | 0 | 0
CT | 0 | 0 | 0 | 761.2 | 4249.87 | 4549.87
Coal | 143533.07 | 235573.18 | 270438.92 | 270880.8 | 270880.8 | 271101.02
Geo | 0 | 0 | 0 | 0 | 0 | 0
H | 0 | 0 | 0 | 0 | 0 | 0
LFG | 0 | 0 | 0 | 0 | 0 | 0
Nuc | 0 | 614.5 | 614.5 | 2102.7 | 28678.4 | 48384.39
PS | 0 | 0 | 0 | 0 | 0 | 0
PV | 0 | 0 | 0 | 0 | 1125 | 1241.68
PeakG | 1212.44 | 2020.24 | 31485.29 | 48485.4 | 49870.79 | 55989.93
PeakO | 3627.63 | 5315.32 | 13218.08 | 17392.81 | 17630.36 | 17864.41
ST | 0 | 0 | 0 | 0 | 0 | 0
STOG | 49313.43 | 56988.8 | 65753.96 | 68924.51 | 68924.51 | 69965.08
STWD | 160 | 503 | 503 | 503 | 503 | 503
WT | 0 | 0 | 0 | 0 | 302.4 | 302.4
IGCC | 0 | 0 | 0 | 0 | 0 | 0
DemandResponse | 0 | 0 | 0 | 0 | 0 | 0
IGCC-CCS | 0 | 0 | 0 | 0 | 0 | 0
WT_off | 0 | 0 | 0 | 0 | 468 | 468
PseudoUnit | 0 | 0 | 0 | 0 | 0 | 0
FixedInterchange | 0 | 0 | 0 | 0 | 0 | 0
Cumulative Retirements of Capacity by Reporting Type: Outside_EI
ReportingType | 2015 | 2020 | 2025 | 2030 | 2035 | 2040
BM | 0 | 0 | 0 | 0 | 0 | 0
CC | 5410.84 | 5410.84 | 6328.61 | 21622.21 | 26179.5 | 36637.75
CSP | 475 | 475 | 475 | 475 | 475 | 475
CT | 0 | 0 | 0 | 0 | 1702.1 | 1702.1
Coal | 24255.5 | 34398.67 | 49318.1 | 54983 | 54983 | 54983
Geo | 4.8 | 4.8 | 4.8 | 4.8 | 4.8 | 4.8
H | 0 | 0 | 0 | 0 | 0 | 0
LFG | 0 | 0 | 0 | 0 | 0 | 0
Nuc | 0 | 0 | 0 | 0 | 0 | 0
PS | 0 | 0 | 0 | 0 | 0 | 0
PV | 0 | 0 | 0 | 0 | 14 | 14
PeakG | 4184.82 | 5779.21 | 9537.07 | 14066.46 | 16340.83 | 17612.98
PeakO | 776 | 791 | 1243 | 1243 | 1243 | 1243
ST | 0 | 0 | 0 | 0 | 0 | 0
STOG | 20179.44 | 31736.34 | 39183 | 39183 | 39183 | 39183
STWD | 0 | 0 | 0 | 0 | 0 | 0
WT | 126.2 | 126.2 | 126.2 | 126.2 | 126.2 | 613.89
IGCC | 0 | 0 | 0 | 0 | 0 | 0
DemandResponse | 0 | 0 | 0 | 0 | 0 | 0
IGCC-CCS | 0 | 0 | 0 | 0 | 0 | 0
WT_off | 0 | 0 | 0 | 0 | 0 | 0
PseudoUnit | 0 | 0 | 0 | 0 | 0 | 0
FixedInterchange | 0 | 0 | 0 | 0 | 0 | 0
#5 | Total Installed ACTIVE Capacity (MW)
Total Installed Capacity by Reporting Type: Entergy
ReportingType | 2015 | 2020 | 2025 | 2030 | 2035 | 2040
BM | 0 | 0 | 0 | 0 | 0 | 0
CC | 14842.24 | 18390.48 | 18181.48 | 17513.42 | 17394.48 | 17394.48
CSP | 0 | 0 | 0 | 0 | 0 | 0
CT | 0 | 0 | 0 | 0 | 0 | 0
Coal | 7496 | 720 | 720 | 720 | 720 | 720
Geo | 0 | 0 | 0 | 0 | 0 | 0
H | 744 | 744 | 744 | 744 | 744 | 744
LFG | 8 | 8 | 115.4 | 115.4 | 115.4 | 115.4
Nuc | 5422 | 5422 | 5422 | 5422 | 4580 | 3583
PS | 59 | 59 | 59 | 59 | 59 | 59
PV | 0.29 | 58.37 | 84.95 | 84.95 | 84.65 | 80.4
PeakG | 2787 | 2787 | 417.63 | 0 | 0 | 0
PeakO | 174 | 174 | 0 | 0 | 0 | 0
ST | 0 | 0 | 0 | 0 | 0 | 0
STOG | 1886.36 | 1886.36 | 0 | 0 | 0 | 0
STWD | 206 | 206 | 206 | 206 | 206 | 206
WT | 107 | 107 | 107 | 207 | 207 | 207
IGCC | 0 | 0 | 0 | 0 | 0 | 0
DemandResponse | 301.55 | 3513.74 | 6909.7 | 7094.75 | 7284.77 | 7479.87
IGCC-CCS | 0 | 0 | 0 | 0 | 0 | 0
WT_off | 0 | 0 | 0 | 0 | 0 | 0
PseudoUnit | 0 | 0 | 0 | 0 | 0 | 0
FixedInterchange | 0 | 0 | 0 | 0 | 0 | 0
Total Installed Capacity by Reporting Type: FRCC
ReportingType | 2015 | 2020 | 2025 | 2030 | 2035 | 2040
BM | 0 | 0 | 0 | 0 | 0 | 0
CC | 32382.77 | 32382.77 | 32382.77 | 19427.23 | 18887.91 | 18105.53
CSP | 0 | 0 | 0 | 0 | 0 | 0
CT | 2480 | 2480 | 2480 | 2480 | 0 | 0
Coal | 2356 | 626 | 0 | 0 | 0 | 0
Geo | 0 | 0 | 0 | 0 | 0 | 0
H | 55 | 55 | 55 | 55 | 55 | 55
LFG | 486 | 486 | 684 | 684 | 684 | 684
Nuc | 4131.33 | 4131.33 | 5429.06 | 21413.49 | 22406.54 | 25030.47
PS | 0 | 0 | 0 | 0 | 0 | 0
PV | 51 | 51 | 51 | 51 | 51 | 51
PeakG | 8431 | 7758.51 | 1049.24 | 0 | 0 | 0
PeakO | 1675.69 | 0 | 0 | 0 | 0 | 0
ST | 0 | 0 | 0 | 0 | 0 | 0
STOG | 0 | 0 | 0 | 0 | 0 | 0
STWD | 195 | 195 | 195 | 195 | 195 | 195
WT | 0 | 0 | 0 | 0 | 0 | 0
IGCC | 0 | 0 | 0 | 0 | 0 | 0
DemandResponse | 2734.45 | 8753.57 | 15718.02 | 16717 | 17779.48 | 18909.49
IGCC-CCS | 0 | 0 | 0 | 0 | 0 | 0
WT_off | 0 | 0 | 0 | 0 | 0 | 0
PseudoUnit | 0 | 0 | 0 | 0 | 0 | 0
FixedInterchange | 0 | 0 | 0 | 0 | 0 | 0
Total Installed Capacity by Reporting Type: MAPP_US
ReportingType | 2015 | 2020 | 2025 | 2030 | 2035 | 2040
BM | 0 | 0 | 0 | 0 | 0 | 0
CC | 289 | 289 | 289 | 289 | 289 | 282
CSP | 0 | 0 | 0 | 0 | 0 | 0
CT | 308.3 | 308.3 | 308.3 | 300 | 111.4 | 111.4
Coal | 2160.76 | 667.56 | 0 | 0 | 0 | 0
Geo | 44 | 44 | 44 | 44 | 44 | 44
H | 2186 | 2186 | 2186 | 2186 | 2186 | 2186
LFG | 2 | 2 | 2 | 73.67 | 73.67 | 73.67
Nuc | 0.1 | 0.1 | 0.1 | 0.1 | 0.1 | 0.1
PS | 0 | 0 | 0 | 0 | 0 | 0
PV | 0 | 0 | 0 | 0 | 0 | 0
PeakG | 709 | 709 | 709 | 709 | 709 | 659.71
PeakO | 153.38 | 153.38 | 153.38 | 54.19 | 54.19 | 0
ST | 0 | 0 | 0 | 0 | 0 | 0
STOG | 0 | 0 | 0 | 0 | 0 | 0
STWD | 0 | 0 | 0 | 0 | 0 | 0
WT | 1689.3 | 8958.86 | 9864.63 | 9864.63 | 9864.63 | 9864.63
IGCC | 0 | 0 | 0 | 0 | 0 | 0
DemandResponse | 59 | 474.48 | 925.75 | 962.42 | 1000.54 | 1040.18
IGCC-CCS | 0 | 0 | 0 | 0 | 0 | 0
WT_off | 0 | 0 | 0 | 0 | 0 | 0
PseudoUnit | 0 | 0 | 0 | 0 | 0 | 0
FixedInterchange | 0 | 0 | 0 | 0 | 0 | 0
Total Installed Capacity by Reporting Type: MISO_IN
ReportingType | 2015 | 2020 | 2025 | 2030 | 2035 | 2040
BM | 0 | 0 | 0 | 0 | 0 | 0
CC | 3493.98 | 8944.34 | 8944.34 | 8944.34 | 8944.34 | 8944.34
CSP | 0 | 0 | 0 | 0 | 0 | 0
CT | 0 | 0 | 0 | 0 | 0 | 0
Coal | 8564 | 6288 | 0 | 0 | 0 | 0
Geo | 0 | 0 | 0 | 0 | 0 | 0
H | 75 | 75 | 75 | 75 | 75 | 75
LFG | 37 | 37 | 117.13 | 117.13 | 117.13 | 117.13
Nuc | 0.1 | 0.1 | 0.1 | 0.1 | 0.1 | 0.1
PS | 0 | 0 | 0 | 0 | 0 | 0
PV | 0 | 217.17 | 335.74 | 335.74 | 335.74 | 313.7
PeakG | 3053 | 3053 | 3053 | 2815 | 2815 | 2815
PeakO | 361 | 361 | 361 | 0 | 0 | 0
ST | 0 | 0 | 0 | 0 | 0 | 0
STOG | 279 | 279 | 0 | 0 | 0 | 0
STWD | 0 | 0 | 0 | 0 | 0 | 0
WT | 535 | 683.19 | 2399.59 | 21321.84 | 21321.84 | 21321.84
IGCC | 618 | 618 | 618 | 618 | 618 | 618
DemandResponse | 1068.55 | 2491.35 | 4026.63 | 4150.95 | 4279.1 | 4411.22
IGCC-CCS | 0 | 0 | 0 | 0 | 0 | 0
WT_off | 0 | 0 | 0 | 0 | 0 | 0
PseudoUnit | 0 | 0 | 0 | 0 | 0 | 0
FixedInterchange | 0 | 0 | 0 | 0 | 0 | 0
Total Installed Capacity by Reporting Type: MISO_MI
ReportingType | 2015 | 2020 | 2025 | 2030 | 2035 | 2040
BM | 0 | 0 | 0 | 0 | 0 | 0
CC | 6695.24 | 9510.23 | 9510.23 | 9488.23 | 9488.23 | 9488.23
CSP | 0 | 0 | 0 | 0 | 0 | 0
CT | 0 | 0 | 0 | 0 | 0 | 0
Coal | 4452 | 0 | 0 | 0 | 0 | 0
Geo | 0 | 0 | 0 | 0 | 0 | 0
H | 141 | 141 | 141 | 141 | 141 | 141
LFG | 163 | 163 | 323.25 | 323.25 | 323.25 | 323.25
Nuc | 1889 | 1889 | 1889 | 1889 | 1111 | 1111
PS | 1872 | 1872 | 1872 | 1872 | 1872 | 1872
PV | 0 | 0 | 0 | 0 | 0 | 0
PeakG | 3562 | 3562 | 3562 | 3267 | 3267 | 3267
PeakO | 534 | 534 | 534 | 0 | 0 | 0
ST | 0 | 0 | 0 | 0 | 0 | 0
STOG | 2852 | 2852 | 0 | 0 | 0 | 0
STWD | 163 | 163 | 163 | 163 | 163 | 163
WT | 2161 | 2384.37 | 3477.36 | 9188.15 | 9188.15 | 9188.15
IGCC | 0 | 0 | 0 | 0 | 0 | 0
DemandResponse | 1838.88 | 2774.21 | 3879.94 | 4035.64 | 4197.59 | 4366.03
IGCC-CCS | 0 | 0 | 0 | 0 | 0 | 0
WT_off | 0 | 0 | 0 | 0 | 0 | 0
PseudoUnit | 0 | 0 | 0 | 0 | 0 | 0
FixedInterchange | 0 | 0 | 0 | 0 | 0 | 0
Total Installed Capacity by Reporting Type: MISO_MO-IL
ReportingType | 2015 | 2020 | 2025 | 2030 | 2035 | 2040
BM | 0 | 0 | 0 | 0 | 0 | 0
CC | 2620.21 | 5589.28 | 5589.28 | 5589.28 | 5589.28 | 5589.28
CSP | 0 | 0 | 0 | 0 | 0 | 0
CT | 0 | 0 | 0 | 0 | 0 | 0
Coal | 11055.56 | 4013 | 1790 | 1790 | 1790 | 1790
Geo | 0 | 0 | 0 | 0 | 0 | 0
H | 352 | 352 | 632 | 632 | 632 | 632
LFG | 18 | 18 | 241.33 | 241.33 | 241.33 | 241.33
Nuc | 2233 | 2233 | 2233 | 2233 | 2233 | 2233
PS | 440 | 440 | 440 | 440 | 440 | 440
PV | 0 | 0 | 0 | 0 | 0 | 0
PeakG | 4595 | 4595 | 4595 | 4378 | 4378 | 4378
PeakO | 766 | 766 | 536.53 | 0 | 0 | 0
ST | 0 | 0 | 0 | 0 | 0 | 0
STOG | 592 | 592 | 0 | 0 | 0 | 0
STWD | 0 | 0 | 0 | 0 | 0 | 0
WT | 678 | 852 | 6278 | 18714.39 | 18714.39 | 18714.39
IGCC | 0 | 0 | 0 | 0 | 0 | 0
DemandResponse | 301.14 | 2265.33 | 4412.54 | 4596.44 | 4788.01 | 4987.57
IGCC-CCS | 0 | 0 | 0 | 0 | 0 | 0
WT_off | 0 | 0 | 0 | 0 | 0 | 0
PseudoUnit | 0 | 0 | 0 | 0 | 0 | 0
FixedInterchange | 0 | 0 | 0 | 0 | 0 | 0
Total Installed Capacity by Reporting Type: MISO_W
ReportingType | 2015 | 2020 | 2025 | 2030 | 2035 | 2040
BM | 0 | 0 | 0 | 0 | 0 | 0
CC | 4410.21 | 6536.47 | 6536.47 | 6474.47 | 6474.47 | 5089.26
CSP | 0 | 0 | 0 | 0 | 0 | 0
CT | 0 | 0 | 0 | 0 | 0 | 0
Coal | 9922.05 | 5103.65 | 800 | 527.52 | 527.52 | 432.59
Geo | 0 | 0 | 0 | 0 | 0 | 0
H | 497 | 497 | 497 | 497 | 497 | 497
LFG | 205 | 205 | 205 | 276.67 | 276.67 | 276.67
Nuc | 2361.33 | 2361.33 | 2361.33 | 2361.33 | 0.1 | 0.1
PS | 0 | 0 | 0 | 0 | 0 | 0
PV | 0 | 0 | 0 | 0 | 0 | 0
PeakG | 4522 | 4522 | 4522 | 3164.89 | 3164.89 | 2430.44
PeakO | 2154 | 2154 | 2154 | 0 | 0 | 0
ST | 0 | 0 | 0 | 0 | 0 | 0
STOG | 172 | 172 | 0 | 0 | 0 | 0
STWD | 313 | 313 | 313 | 313 | 313 | 313
WT | 8358.5 | 8358.5 | 53697.75 | 60586.16 | 60586.16 | 60586.16
IGCC | 0 | 0 | 0 | 0 | 0 | 0
DemandResponse | 2622.87 | 4071.01 | 5782.77 | 6011.85 | 6250 | 6497.58
IGCC-CCS | 0 | 0 | 0 | 0 | 0 | 0
WT_off | 0 | 0 | 0 | 0 | 0 | 0
PseudoUnit | 0 | 0 | 0 | 0 | 0 | 0
FixedInterchange | 0 | 0 | 0 | 0 | 0 | 0
Total Installed Capacity by Reporting Type: MISO_WUMS
ReportingType | 2015 | 2020 | 2025 | 2030 | 2035 | 2040
BM | 0 | 0 | 0 | 0 | 0 | 0
CC | 6601.24 | 6601.24 | 6601.24 | 6601.24 | 6601.24 | 6601.24
CSP | 0 | 0 | 0 | 0 | 0 | 0
CT | 0 | 0 | 0 | 0 | 0 | 0
Coal | 3969.1 | 2100.1 | 1088.06 | 918.67 | 918.67 | 793.38
Geo | 0 | 0 | 0 | 0 | 0 | 0
H | 336 | 337 | 337 | 337 | 337 | 337
LFG | 71 | 71 | 262.17 | 294.33 | 294.33 | 294.33
Nuc | 1817 | 1817 | 1817 | 1817 | 0.1 | 0.1
PS | 0 | 0 | 0 | 0 | 0 | 0
PV | 0 | 0 | 0 | 0 | 0 | 0
PeakG | 3230 | 3230 | 3230 | 2941 | 2941 | 2941
PeakO | 490 | 490 | 490 | 0 | 0 | 0
ST | 0 | 0 | 0 | 0 | 0 | 0
STOG | 300.5 | 300.5 | 0 | 0 | 0 | 0
STWD | 105 | 105 | 105 | 105 | 105 | 105
WT | 1528.9 | 1553.56 | 2119.15 | 3611.35 | 3611.35 | 3611.35
IGCC | 0 | 0 | 0 | 0 | 0 | 0
DemandResponse | 193.34 | 939.76 | 1743.58 | 1801.88 | 1862.13 | 1924.4
IGCC-CCS | 0 | 0 | 0 | 0 | 0 | 0
WT_off | 0 | 0 | 0 | 0 | 0 | 0
PseudoUnit | 0 | 0 | 0 | 0 | 0 | 0
FixedInterchange | 0 | 0 | 0 | 0 | 0 | 0
Total Installed Capacity by Reporting Type: Nebraska
ReportingType | 2015 | 2020 | 2025 | 2030 | 2035 | 2040
BM | 0 | 0 | 0 | 0 | 0 | 0
CC | 358 | 358 | 358 | 358 | 358 | 358
CSP | 0 | 0 | 0 | 0 | 0 | 0
CT | 0 | 0 | 0 | 0 | 0 | 0
Coal | 4110.1 | 914.3 | 232.1 | 232.1 | 232.1 | 232.1
Geo | 0 | 0 | 0 | 0 | 0 | 0
H | 167 | 167 | 167 | 167 | 167 | 167
LFG | 6 | 6 | 6 | 77.67 | 77.67 | 77.67
Nuc | 1252 | 1252 | 1252 | 1252 | 0.2 | 0.2
PS | 0 | 0 | 0 | 0 | 0 | 0
PV | 0 | 0 | 0 | 0 | 0 | 0
PeakG | 1305 | 1305 | 1305 | 1305 | 1305 | 1305
PeakO | 326 | 326 | 326 | 326 | 326 | 326
ST | 0 | 0 | 0 | 0 | 0 | 0
STOG | 0 | 0 | 0 | 0 | 0 | 0
STWD | 0 | 0 | 0 | 0 | 0 | 0
WT | 344 | 13525.73 | 13525.73 | 13525.73 | 13525.73 | 13525.73
IGCC | 0 | 0 | 0 | 0 | 0 | 0
DemandResponse | 624.42 | 1125.84 | 1687.11 | 1753.95 | 1823.43 | 1895.66
IGCC-CCS | 0 | 0 | 0 | 0 | 0 | 0
WT_off | 0 | 0 | 0 | 0 | 0 | 0
PseudoUnit | 0 | 0 | 0 | 0 | 0 | 0
FixedInterchange | 0 | 0 | 0 | 0 | 0 | 0
Total Installed Capacity by Reporting Type: NEISO
ReportingType | 2015 | 2020 | 2025 | 2030 | 2035 | 2040
BM | 252.2 | 252.2 | 252.2 | 252.2 | 252.2 | 252.2
CC | 10301.61 | 7880.79 | 7729.74 | 4719.05 | 4719.05 | 3632.97
CSP | 0 | 0 | 0 | 0 | 0 | 0
CT | 334 | 334 | 334 | 324.5 | 0 | 0
Coal | 320 | 0 | 0 | 0 | 0 | 0
Geo | 0 | 0 | 0 | 0 | 0 | 0
H | 3257.7 | 3257.7 | 3257.7 | 3260.7 | 3260.7 | 3260.7
LFG | 581.26 | 581.26 | 581.26 | 651 | 651 | 651
Nuc | 4645 | 4645 | 4645 | 4645 | 3356 | 2479.08
PS | 1674 | 1674 | 1674 | 1674 | 1674 | 1674
PV | 2 | 265.62 | 265.62 | 265.62 | 265.62 | 227.2
PeakG | 1200 | 1200 | 0 | 0 | 0 | 0
PeakO | 0 | 0 | 0 | 0 | 0 | 0
ST | 0 | 0 | 0 | 0 | 0 | 0
STOG | 0 | 0 | 0 | 0 | 0 | 0
STWD | 536 | 193 | 193 | 193 | 193 | 193
WT | 434.2 | 2177.04 | 3345 | 5483 | 5483 | 5483
IGCC | 0 | 0 | 0 | 0 | 0 | 0
DemandResponse | 3092.4 | 4629.65 | 6244.93 | 6284.97 | 6321.45 | 6358.14
IGCC-CCS | 0 | 0 | 0 | 0 | 0 | 0
WT_off | 468 | 468 | 468 | 468 | 0 | 0
PseudoUnit | 0 | 0 | 0 | 0 | 0 | 0
FixedInterchange | 0 | 0 | 0 | 0 | 0 | 0
Total Installed Capacity by Reporting Type: NonRTO_Midwest
ReportingType | 2015 | 2020 | 2025 | 2030 | 2035 | 2040
BM | 0 | 0 | 0 | 0 | 0 | 0
CC | 1161.12 | 5573.36 | 5573.36 | 5573.36 | 5573.36 | 5573.36
CSP | 0 | 0 | 0 | 0 | 0 | 0
CT | 0 | 0 | 0 | 0 | 0 | 0
Coal | 7785.9 | 2565.56 | 203.47 | 203.47 | 203.47 | 203.47
Geo | 0 | 0 | 0 | 0 | 0 | 0
H | 143 | 143 | 889 | 889 | 889 | 889
LFG | 14 | 14 | 174.25 | 174.25 | 174.25 | 174.25
Nuc | 0.1 | 0.1 | 0.1 | 0.1 | 610.66 | 1127.21
PS | 0 | 0 | 0 | 0 | 0 | 0
PV | 0 | 0 | 0 | 0 | 0 | 0
PeakG | 3353 | 3353 | 3353 | 2969.43 | 1983.05 | 1097.17
PeakO | 12 | 0 | 0 | 0 | 0 | 0
ST | 0 | 0 | 0 | 0 | 0 | 0
STOG | 0 | 0 | 0 | 0 | 0 | 0
STWD | 0 | 0 | 0 | 0 | 0 | 0
WT | 66 | 66 | 66 | 66 | 66 | 66
IGCC | 0 | 0 | 0 | 0 | 0 | 0
DemandResponse | 193.98 | 1268.97 | 2399.43 | 2458.79 | 2519.62 | 2581.96
IGCC-CCS | 0 | 0 | 0 | 0 | 0 | 0
WT_off | 0 | 0 | 0 | 0 | 0 | 0
PseudoUnit | 0 | 0 | 0 | 0 | 0 | 0
FixedInterchange | 0 | 0 | 0 | 0 | 0 | 0
Total Installed Capacity by Reporting Type: NYISO_A-F
ReportingType | 2015 | 2020 | 2025 | 2030 | 2035 | 2040
BM | 0 | 0 | 0 | 0 | 0 | 0
CC | 3789.81 | 3053.38 | 2235.43 | 1883.31 | 1104.1 | 1104.1
CSP | 0 | 0 | 0 | 0 | 0 | 0
CT | 0 | 0 | 0 | 0 | 0 | 0
Coal | 0 | 0 | 0 | 0 | 0 | 0
Geo | 0 | 0 | 0 | 0 | 0 | 0
H | 4395 | 4395 | 4395 | 4395 | 4395 | 4395
LFG | 172.4 | 172.4 | 172.4 | 240.33 | 240.33 | 240.33
Nuc | 3365 | 3365 | 3365 | 2743.8 | 2163.3 | 1311.1
PS | 1412 | 1412 | 1412 | 1412 | 1412 | 1412
PV | 0 | 0 | 0 | 0 | 0 | 0
PeakG | 221 | 205 | 0 | 0 | 0 | 0
PeakO | 0 | 0 | 0 | 0 | 0 | 0
ST | 0 | 0 | 0 | 0 | 0 | 0
STOG | 0 | 0 | 0 | 0 | 0 | 0
STWD | 0 | 0 | 0 | 0 | 0 | 0
WT | 3759.3 | 5186.12 | 5186.12 | 7393.59 | 7393.59 | 7393.59
IGCC | 0 | 0 | 0 | 0 | 0 | 0
DemandResponse | 907.2 | 1476.81 | 2084.23 | 2137.92 | 2193 | 2249.49
IGCC-CCS | 0 | 0 | 0 | 0 | 0 | 0
WT_off | 0 | 0 | 0 | 0 | 0 | 0
PseudoUnit | 0 | 0 | 0 | 0 | 0 | 0
FixedInterchange | 0 | 0 | 0 | 0 | 0 | 0
Total Installed Capacity by Reporting Type: NYISO_G-I
ReportingType | 2015 | 2020 | 2025 | 2030 | 2035 | 2040
BM | 0 | 0 | 0 | 0 | 0 | 0
CC | 1157 | 1157 | 1157 | 1157 | 2405.51 | 2755.56
CSP | 0 | 0 | 0 | 0 | 0 | 0
CT | 0 | 0 | 0 | 0 | 0 | 0
Coal | 0 | 0 | 0 | 0 | 0 | 0
Geo | 0 | 0 | 0 | 0 | 0 | 0
H | 32 | 32 | 32 | 32 | 32 | 32
LFG | 64 | 64 | 64 | 138.33 | 138.33 | 138.33
Nuc | 2045 | 2045 | 2045 | 2045 | 1025.4 | 0.4
PS | 0 | 0 | 0 | 0 | 0 | 0
PV | 0 | 0 | 0 | 0 | 0 | 0
PeakG | 65 | 65 | 1 | 1 | 1 | 1
PeakO | 87 | 87 | 0 | 0 | 0 | 0
ST | 0 | 0 | 0 | 0 | 0 | 0
STOG | 0 | 0 | 0 | 0 | 0 | 0
STWD | 0 | 0 | 0 | 0 | 0 | 0
WT | 0 | 60 | 60 | 360 | 360 | 360
IGCC | 0 | 0 | 0 | 0 | 0 | 0
DemandResponse | 339.56 | 551.65 | 791.8 | 826.03 | 861.74 | 898.99
IGCC-CCS | 0 | 0 | 0 | 0 | 0 | 0
WT_off | 0 | 0 | 0 | 0 | 0 | 0
PseudoUnit | 0 | 0 | 0 | 0 | 0 | 0
FixedInterchange | 0 | 0 | 0 | 0 | 0 | 0
Total Installed Capacity by Reporting Type: NYISO_J-K
ReportingType | 2015 | 2020 | 2025 | 2030 | 2035 | 2040
BM | 0 | 0 | 0 | 0 | 0 | 0
CC | 4833.4 | 4833.4 | 4833.4 | 4833.4 | 4833.4 | 4833.4
CSP | 0 | 0 | 0 | 0 | 0 | 0
CT | 0 | 0 | 0 | 0 | 0 | 0
Coal | 0 | 0 | 0 | 0 | 0 | 0
Geo | 0 | 0 | 0 | 0 | 0 | 0
H | 0 | 0 | 0 | 0 | 0 | 0
LFG | 124 | 124 | 124 | 198.33 | 198.33 | 198.33
Nuc | 0.1 | 0.1 | 0.1 | 0.1 | 0.1 | 0.1
PS | 0 | 0 | 0 | 0 | 0 | 0
PV | 32 | 32 | 32 | 32 | 0 | 0
PeakG | 2778 | 2778 | 2778 | 2778 | 2778 | 2778
PeakO | 2169 | 2169 | 2169 | 2169 | 1931.45 | 1751.59
ST | 0 | 0 | 0 | 0 | 0 | 0
STOG | 2896.45 | 2013.79 | 869.35 | 555.59 | 555.59 | 555.59
STWD | 0 | 0 | 0 | 0 | 0 | 0
WT | 0 | 0 | 0 | 0 | 0 | 0
IGCC | 0 | 0 | 0 | 0 | 0 | 0
DemandResponse | 1319.07 | 2179.58 | 3133.08 | 3273.39 | 3419.97 | 3573.13
IGCC-CCS | 0 | 0 | 0 | 0 | 0 | 0
WT_off | 0 | 0 | 0 | 0 | 0 | 0
PseudoUnit | 0 | 0 | 0 | 0 | 0 | 0
FixedInterchange | 0 | 0 | 0 | 0 | 0 | 0
Total Installed Capacity by Reporting Type: PJM_E
ReportingType | 2015 | 2020 | 2025 | 2030 | 2035 | 2040
BM | 30 | 30 | 30 | 30 | 30 | 30
CC | 12283.3 | 12283.3 | 11760.3 | 11760.3 | 11142 | 11142
CSP | 0 | 0 | 0 | 0 | 0 | 0
CT | 26.2 | 26.2 | 26.2 | 0 | 0 | 0
Coal | 595 | 27 | 27 | 27 | 27 | 27
Geo | 0 | 0 | 0 | 0 | 0 | 0
H | 269.99 | 269.99 | 269.99 | 269.99 | 269.99 | 269.99
LFG | 471.1 | 604 | 604 | 604 | 604 | 604
Nuc | 8510 | 7895.5 | 7895.5 | 7895.5 | 5671.5 | 4497.5
PS | 400 | 400 | 400 | 400 | 400 | 400
PV | 47.45 | 47.45 | 47.45 | 47.45 | 22 | 22
PeakG | 3877.5 | 3877.5 | 2293 | 2293 | 2293 | 2293
PeakO | 2749.3 | 2749.3 | 0 | 0 | 0 | 0
ST | 0 | 0 | 0 | 0 | 0 | 0
STOG | 1050.71 | 0 | 0 | 0 | 0 | 0
STWD | 0 | 0 | 0 | 0 | 0 | 0
WT | 1160 | 1160 | 1160 | 1160 | 1160 | 1160
IGCC | 0 | 0 | 0 | 0 | 0 | 0
DemandResponse | 1256.73 | 3300.66 | 5661.07 | 5853.27 | 6052 | 6257.48
IGCC-CCS | 0 | 0 | 0 | 0 | 0 | 0
WT_off | 0 | 0 | 1100 | 1100 | 1100 | 1100
PseudoUnit | 0 | 0 | 0 | 0 | 0 | 0
FixedInterchange | 0 | 0 | 0 | 0 | 0 | 0
Total Installed Capacity by Reporting Type: PJM_ROM
ReportingType | 2015 | 2020 | 2025 | 2030 | 2035 | 2040
BM | 18 | 18 | 18 | 18 | 18 | 18
CC | 5664.5 | 5664.5 | 5664.5 | 5664.5 | 10706.25 | 18301.49
CSP | 0 | 0 | 0 | 0 | 0 | 0
CT | 16 | 16 | 16 | 16 | 0 | 0
Coal | 1787.5 | 553.5 | 32.5 | 32.5 | 32.5 | 32.5
Geo | 0 | 0 | 0 | 0 | 0 | 0
H | 1392 | 1392 | 1392 | 2070 | 2070 | 2070
LFG | 356.9 | 622 | 622 | 622 | 622 | 622
Nuc | 5036 | 5036 | 5036 | 5036 | 3304 | 2405
PS | 1513 | 1513 | 1513 | 1513 | 1513 | 1513
PV | 4 | 1303.89 | 2003.89 | 2085.24 | 2085.24 | 2033.27
PeakG | 1719 | 1719 | 1386 | 1386 | 1386 | 1386
PeakO | 1566 | 1566 | 0 | 0 | 0 | 0
ST | 0 | 0 | 0 | 0 | 0 | 0
STOG | 3529 | 0 | 0 | 0 | 0 | 0
STWD | 70 | 70 | 70 | 70 | 70 | 70
WT | 1210.8 | 1961 | 1961 | 1961 | 1961 | 1961
IGCC | 0 | 0 | 0 | 0 | 0 | 0
DemandResponse | 2307.31 | 4581.88 | 7084.03 | 7324.54 | 7573.22 | 7830.35
IGCC-CCS | 0 | 0 | 0 | 0 | 0 | 0
WT_off | 0 | 0 | 0 | 0 | 0 | 0
PseudoUnit | 0 | 0 | 0 | 0 | 0 | 0
FixedInterchange | 0 | 0 | 0 | 0 | 0 | 0
Total Installed Capacity by Reporting Type: PJM_ROR
ReportingType | 2015 | 2020 | 2025 | 2030 | 2035 | 2040
BM | 385 | 385 | 385 | 385 | 385 | 193
CC | 35671.39 | 38567.16 | 38567.16 | 38567.16 | 38393.16 | 38393.16
CSP | 0 | 0 | 0 | 0 | 0 | 0
CT | 29 | 29 | 29 | 29 | 0 | 0
Coal | 26825.43 | 8768.92 | 2164 | 2164 | 2164 | 2164
Geo | 0 | 0 | 0 | 0 | 0 | 0
H | 1837.4 | 2340.4 | 2340.4 | 2340.4 | 2340.4 | 2340.4
LFG | 539.4 | 1053.11 | 1053.11 | 1053.11 | 1053.11 | 1053.11
Nuc | 20038 | 20038 | 20038 | 19171 | 14896 | 10012.84
PS | 3081 | 3081 | 3081 | 3081 | 3081 | 3081
PV | 24 | 24 | 24 | 24 | 24 | 24
PeakG | 19311 | 19311 | 17851.65 | 13865.26 | 13865.26 | 9415.75
PeakO | 1742 | 1742 | 0 | 0 | 0 | 0
ST | 0 | 0 | 0 | 0 | 0 | 0
STOG | 2087 | 0 | 0 | 0 | 0 | 0
STWD | 194 | 194 | 194 | 194 | 194 | 194
WT | 10922.7 | 11114.4 | 15905.3 | 15905.3 | 15905.3 | 15905.3
IGCC | 0 | 0 | 0 | 0 | 0 | 0
DemandResponse | 3324.65 | 10283.72 | 18015.66 | 18571.88 | 19145.28 | 19736.38
IGCC-CCS | 0 | 0 | 0 | 0 | 0 | 0
WT_off | 0 | 0 | 0 | 0 | 0 | 0
PseudoUnit | 0 | 0 | 0 | 0 | 0 | 0
FixedInterchange | 0 | 0 | 0 | 0 | 0 | 0
Total Installed Capacity by Reporting Type: SOCO
ReportingType | 2015 | 2020 | 2025 | 2030 | 2035 | 2040
BM | 55 | 55 | 55 | 55 | 55 | 55
CC | 25783.3 | 26762.35 | 26762.35 | 24353.35 | 21339.13 | 17741.85
CSP | 0 | 0 | 0 | 0 | 0 | 0
CT | 0 | 0 | 0 | 0 | 0 | 0
Coal | 6850 | 0 | 0 | 0 | 0 | 0
Geo | 0 | 0 | 0 | 0 | 0 | 0
H | 4194 | 4194 | 4194 | 4194 | 4194 | 4194
LFG | 37 | 37 | 144.4 | 144.4 | 144.4 | 144.4
Nuc | 5841 | 8041 | 8041 | 15091.33 | 17703.22 | 20784.64
PS | 1675 | 1675 | 1675 | 1675 | 1675 | 1675
PV | 0 | 0 | 0 | 0 | 0 | 0
PeakG | 10251.45 | 10183.79 | 2745.75 | 0 | 0 | 0
PeakO | 0 | 0 | 0 | 0 | 0 | 0
ST | 0 | 0 | 0 | 0 | 0 | 0
STOG | 0 | 0 | 0 | 0 | 0 | 0
STWD | 668 | 668 | 668 | 668 | 668 | 668
WT | 0 | 0 | 0 | 0 | 0 | 0
IGCC | 0 | 0 | 0 | 0 | 0 | 0
DemandResponse | 2570.49 | 8503.26 | 14981.06 | 15597.7 | 16239.72 | 16908.17
IGCC-CCS | 0 | 0 | 0 | 0 | 0 | 0
WT_off | 0 | 0 | 0 | 0 | 0 | 0
PseudoUnit | 0 | 0 | 0 | 0 | 0 | 0
FixedInterchange | 0 | 0 | 0 | 0 | 0 | 0
Total Installed Capacity by Reporting Type: SPP_N
ReportingType | 2015 | 2020 | 2025 | 2030 | 2035 | 2040
BM | 0 | 0 | 0 | 0 | 0 | 0
CC | 1386 | 1386 | 1386 | 1386 | 1386 | 1386
CSP | 0 | 0 | 0 | 0 | 0 | 0
CT | 0 | 0 | 0 | 0 | 0 | 0
Coal | 8013.53 | 4173.03 | 465.04 | 465.04 | 465.04 | 465.04
Geo | 0 | 0 | 0 | 0 | 0 | 0
H | 21 | 21 | 21 | 21 | 21 | 21
LFG | 7 | 7 | 7 | 102 | 102 | 102
Nuc | 1160 | 1160 | 1160 | 1160 | 1160 | 1160
PS | 0 | 0 | 0 | 0 | 0 | 0
PV | 0 | 0 | 0 | 0 | 0 | 0
PeakG | 4397 | 4397 | 4397 | 4397 | 4397 | 4397
PeakO | 1199 | 1199 | 1199 | 1199 | 1199 | 1199
ST | 0 | 0 | 0 | 0 | 0 | 0
STOG | 0 | 0 | 0 | 0 | 0 | 0
STWD | 0 | 0 | 0 | 0 | 0 | 0
WT | 1227 | 30004.74 | 38552.39 | 38552.39 | 38552.39 | 38552.39
IGCC | 0 | 0 | 0 | 0 | 0 | 0
DemandResponse | 446.68 | 1974.34 | 3637.93 | 3806.49 | 3982.87 | 4167.42
IGCC-CCS | 0 | 0 | 0 | 0 | 0 | 0
WT_off | 0 | 0 | 0 | 0 | 0 | 0
PseudoUnit | 0 | 0 | 0 | 0 | 0 | 0
FixedInterchange | 0 | 0 | 0 | 0 | 0 | 0
Total Installed Capacity by Reporting Type: SPP_S
ReportingType | 2015 | 2020 | 2025 | 2030 | 2035 | 2040
BM | 0 | 0 | 0 | 0 | 0 | 0
CC | 10917 | 10917 | 10917 | 10917 | 10917 | 10917
CSP | 0 | 0 | 0 | 0 | 0 | 0
CT | 412.99 | 712.99 | 712.99 | 712.99 | 630.42 | 330.42
Coal | 12599.93 | 3513.68 | 988 | 988 | 988 | 988
Geo | 0 | 0 | 0 | 0 | 0 | 0
H | 2108 | 2108 | 2108 | 2108 | 2108 | 2108
LFG | 19 | 19 | 19 | 114 | 114 | 114
Nuc | 0.1 | 0.1 | 0.1 | 0.1 | 0.1 | 0.1
PS | 446 | 446 | 446 | 446 | 446 | 446
PV | 0 | 0 | 0 | 0 | 0 | 0
PeakG | 3443 | 3443 | 3443 | 3443 | 3443 | 3443
PeakO | 122 | 122 | 122 | 122 | 122 | 122
ST | 0 | 0 | 0 | 0 | 0 | 0
STOG | 6251.55 | 6251.55 | 4804.69 | 1947.9 | 1947.9 | 907.33
STWD | 84 | 84 | 84 | 84 | 84 | 84
WT | 2727 | 35266.75 | 35266.75 | 43393.94 | 43393.94 | 43393.94
IGCC | 0 | 0 | 0 | 0 | 0 | 0
DemandResponse | 61.11 | 3634.16 | 7441.84 | 7683.04 | 7932.07 | 8189.16
IGCC-CCS | 0 | 0 | 0 | 0 | 0 | 0
WT_off | 0 | 0 | 0 | 0 | 0 | 0
PseudoUnit | 0 | 0 | 0 | 0 | 0 | 0
FixedInterchange | 0 | 0 | 0 | 0 | 0 | 0
Total Installed Capacity by Reporting Type: TVA
ReportingType | 2015 | 2020 | 2025 | 2030 | 2035 | 2040
BM | 0 | 0 | 0 | 0 | 0 | 0
CC | 9129.69 | 11560.62 | 11560.62 | 11560.62 | 11240.62 | 9290.94
CSP | 0 | 0 | 0 | 0 | 0 | 0
CT | 0 | 0 | 0 | 0 | 0 | 0
Coal | 6493.48 | 1411 | 0 | 0 | 0 | 0
Geo | 0 | 0 | 0 | 0 | 0 | 0
H | 5111 | 5111 | 5111 | 5138 | 5138 | 5138
LFG | 13 | 13 | 120.4 | 120.4 | 120.4 | 120.4
Nuc | 8394.89 | 8394.89 | 8394.89 | 8394.89 | 7881.34 | 8616.78
PS | 1743 | 1743 | 1743 | 1743 | 1743 | 1743
PV | 0 | 0 | 0 | 0 | 0 | 0
PeakG | 5707.61 | 5707.61 | 1680.68 | 399 | 0 | 0
PeakO | 83 | 83 | 0 | 0 | 0 | 0
ST | 0 | 0 | 0 | 0 | 0 | 0
STOG | 0 | 0 | 0 | 0 | 0 | 0
STWD | 5 | 5 | 5 | 5 | 5 | 5
WT | 29 | 29 | 29 | 29 | 29 | 29
IGCC | 0 | 0 | 0 | 0 | 0 | 0
DemandResponse | 1805 | 5910.76 | 10233.53 | 10486.72 | 10746.17 | 11012.05
IGCC-CCS | 0 | 0 | 0 | 0 | 0 | 0
WT_off | 0 | 0 | 0 | 0 | 0 | 0
PseudoUnit | 0 | 0 | 0 | 0 | 0 | 0
FixedInterchange | 0 | 0 | 0 | 0 | 0 | 0
Total Installed Capacity by Reporting Type: TVA_Transmission
ReportingType | 2015 | 2020 | 2025 | 2030 | 2035 | 2040
BM | 0 | 0 | 0 | 0 | 0 | 0
CC | 0 | 0 | 0 | 0 | 0 | 0
CSP | 0 | 0 | 0 | 0 | 0 | 0
CT | 0 | 0 | 0 | 0 | 0 | 0
Coal | 0 | 0 | 0 | 0 | 0 | 0
Geo | 0 | 0 | 0 | 0 | 0 | 0
H | 0 | 0 | 0 | 0 | 0 | 0
LFG | 0 | 0 | 0 | 0 | 0 | 0
Nuc | 0 | 0 | 0 | 0 | 0 | 0
PS | 0 | 0 | 0 | 0 | 0 | 0
PV | 0 | 0 | 0 | 0 | 0 | 0
PeakG | 0 | 0 | 0 | 0 | 0 | 0
PeakO | 0 | 0 | 0 | 0 | 0 | 0
ST | 0 | 0 | 0 | 0 | 0 | 0
STOG | 0 | 0 | 0 | 0 | 0 | 0
STWD | 0 | 0 | 0 | 0 | 0 | 0
WT | 0 | 0 | 0 | 0 | 0 | 0
IGCC | 0 | 0 | 0 | 0 | 0 | 0
DemandResponse | 0 | 0 | 0 | 0 | 0 | 0
IGCC-CCS | 0 | 0 | 0 | 0 | 0 | 0
WT_off | 0 | 0 | 0 | 0 | 0 | 0
PseudoUnit | 0 | 0 | 0 | 0 | 0 | 0
FixedInterchange | 0 | 0 | 0 | 0 | 0 | 0
Total Installed Capacity by Reporting Type: VACAR
ReportingType | 2015 | 2020 | 2025 | 2030 | 2035 | 2040
BM | 0.92 | 10.22 | 443.1 | 443.1 | 443.1 | 443.1
CC | 14414.57 | 14414.57 | 14229.57 | 14229.57 | 12836.51 | 10255.41
CSP | 0 | 0 | 0 | 0 | 0 | 0
CT | 717.2 | 717.2 | 717.2 | 0 | 0 | 0
Coal | 10148.18 | 2755.61 | 825 | 825 | 825 | 825
Geo | 0 | 0 | 0 | 0 | 0 | 0
H | 2122 | 2122 | 2122 | 2122 | 2122 | 2122
LFG | 63.34 | 170.4 | 170.4 | 170.4 | 170.4 | 170.4
Nuc | 11430 | 13760 | 13760 | 18359.25 | 19099.78 | 23102.36
PS | 2616 | 2616 | 2616 | 2616 | 2616 | 2616
PV | 16 | 135.15 | 135.15 | 135.15 | 135.15 | 135.15
PeakG | 8308 | 8308 | 4739.76 | 0 | 0 | 0
PeakO | 1268 | 1268 | 0 | 0 | 0 | 0
ST | 0 | 0 | 0 | 0 | 0 | 0
STOG | 92 | 92 | 0 | 0 | 0 | 0
STWD | 281 | 281 | 281 | 281 | 281 | 281
WT | 0.9 | 3500 | 3500 | 3500 | 3500 | 3500
IGCC | 0 | 0 | 0 | 0 | 0 | 0
DemandResponse | 2339.28 | 8044.92 | 14413.67 | 15118.93 | 15858.71 | 16634.69
IGCC-CCS | 0 | 0 | 0 | 0 | 0 | 0
WT_off | 1 | 1 | 1 | 1 | 1 | 1
PseudoUnit | 0 | 0 | 0 | 0 | 0 | 0
FixedInterchange | 0 | 0 | 0 | 0 | 0 | 0
Total Installed Capacity by Reporting Type: IESO
ReportingType | 2015 | 2020 | 2025 | 2030 | 2035 | 2040
BM | 326.33 | 326.33 | 326.33 | 326.33 | 326.33 | 326.33
CC | 1263 | 1263 | 1263 | 1263 | 1263 | 1263
CSP | 0 | 0 | 0 | 0 | 0 | 0
CT | 368 | 368 | 368 | 368 | 0 | 0
Coal | 0 | 0 | 0 | 0 | 0 | 0
Geo | 0 | 0 | 0 | 0 | 0 | 0
H | 8693.3 | 8693.3 | 8693.3 | 8693.3 | 8693.3 | 8693.3
LFG | 117.5 | 117.5 | 117.5 | 117.5 | 118 | 118
Nuc | 13018 | 13018 | 13018 | 13018 | 11988 | 10448
PS | 123 | 123 | 123 | 123 | 123 | 123
PV | 1097.26 | 1097.26 | 1097.26 | 1097.26 | 30 | 30
PeakG | 469 | 469 | 469 | 469 | 469 | 469
PeakO | 0 | 0 | 0 | 0 | 0 | 0
ST | 0 | 0 | 0 | 0 | 0 | 0
STOG | 0 | 0 | 0 | 0 | 0 | 0
STWD | 139 | 139 | 139 | 139 | 139 | 139
WT | 3385.9 | 3385.9 | 3385.9 | 3385.9 | 3385.9 | 3385.9
IGCC | 0 | 0 | 0 | 0 | 0 | 0
DemandResponse | 1958.79 | 2997.9 | 4266.86 | 4413.92 | 4566.04 | 4723.42
IGCC-CCS | 0 | 0 | 0 | 0 | 0 | 0
WT_off | 0 | 0 | 0 | 0 | 0 | 0
PseudoUnit | 0 | 0 | 0 | 0 | 0 | 0
FixedInterchange | 0 | 0 | 0 | 0 | 0 | 0
Total Installed Capacity by Reporting Type: MAPP_CA
ReportingType | 2015 | 2020 | 2025 | 2030 | 2035 | 2040
BM | 0 | 0 | 0 | 0 | 0 | 0
CC | 1261.93 | 1261.93 | 530.93 | 530.93 | 530.93 | 0
CSP | 0 | 0 | 0 | 0 | 0 | 0
CT | 0 | 0 | 0 | 0 | 0 | 0
Coal | 736.5 | 0 | 0 | 0 | 0 | 0
Geo | 0 | 0 | 0 | 0 | 0 | 0
H | 6475.4 | 6956.17 | 8665.4 | 8797.84 | 8938.36 | 8938.36
LFG | 0 | 0 | 0 | 0 | 0 | 0
Nuc | 0.1 | 0.1 | 0.1 | 0.1 | 0.1 | 0.1
PS | 0 | 0 | 0 | 0 | 0 | 0
PV | 0 | 0 | 0 | 0 | 0 | 0
PeakG | 559 | 507.34 | 0 | 0 | 0 | 0
PeakO | 4 | 4 | 0 | 0 | 0 | 0
ST | 0 | 0 | 0 | 0 | 0 | 0
STOG | 126 | 0 | 0 | 0 | 0 | 0
STWD | 0 | 0 | 0 | 0 | 0 | 0
WT | 577.4 | 577.4 | 577.4 | 577.4 | 275 | 275
IGCC | 0 | 0 | 0 | 0 | 0 | 0
DemandResponse | 89.5 | 733.23 | 1430.58 | 1487.25 | 1546.17 | 1607.42
IGCC-CCS | 0 | 0 | 0 | 0 | 0 | 0
WT_off | 0 | 0 | 0 | 0 | 0 | 0
PseudoUnit | 0 | 0 | 0 | 0 | 0 | 0
FixedInterchange | 0 | 0 | 0 | 0 | 0 | 0
Total Installed Capacity by Reporting Type: AZ_NM_SNV_Coal
ReportingType | 2015 | 2020 | 2025 | 2030 | 2035 | 2040
BM | 0 | 0 | 0 | 0 | 0 | 0
CC | 0 | 0 | 0 | 0 | 0 | 0
CSP | 0 | 0 | 0 | 0 | 0 | 0
CT | 0 | 0 | 0 | 0 | 0 | 0
Coal | 9115 | 5071.3 | 0 | 0 | 0 | 0
Geo | 0 | 0 | 0 | 0 | 0 | 0
H | 0 | 0 | 0 | 0 | 0 | 0
LFG | 0 | 0 | 0 | 0 | 0 | 0
Nuc | 0 | 0 | 0 | 0 | 0 | 0
PS | 0 | 0 | 0 | 0 | 0 | 0
PV | 0 | 0 | 0 | 0 | 0 | 0
PeakG | 0 | 0 | 0 | 0 | 0 | 0
PeakO | 15 | 0 | 0 | 0 | 0 | 0
ST | 0 | 0 | 0 | 0 | 0 | 0
STOG | 0 | 0 | 0 | 0 | 0 | 0
STWD | 0 | 0 | 0 | 0 | 0 | 0
WT | 0 | 0 | 0 | 0 | 0 | 0
IGCC | 0 | 0 | 0 | 0 | 0 | 0
DemandResponse | 0 | 0 | 0 | 0 | 0 | 0
IGCC-CCS | 0 | 0 | 0 | 0 | 0 | 0
WT_off | 0 | 0 | 0 | 0 | 0 | 0
PseudoUnit | 0 | 0 | 0 | 0 | 0 | 0
FixedInterchange | 0 | 0 | 0 | 0 | 0 | 0
Total Installed Capacity by Reporting Type: AZ_NM_SNV_Gas
ReportingType | 2015 | 2020 | 2025 | 2030 | 2035 | 2040
BM | 0 | 0 | 0 | 0 | 0 | 0
CC | 13480.67 | 13480.67 | 13480.67 | 9652.2 | 5812.25 | 5600.12
CSP | 0 | 0 | 0 | 0 | 0 | 0
CT | 736 | 736 | 736 | 736 | 0 | 0
Coal | 0 | 0 | 0 | 0 | 0 | 0
Geo | 0 | 0 | 0 | 0 | 0 | 0
H | 0 | 0 | 0 | 0 | 0 | 0
LFG | 0 | 0 | 0 | 0 | 0 | 0
Nuc | 0 | 0 | 0 | 0 | 0 | 0
PS | 0 | 0 | 0 | 0 | 0 | 0
PV | 0 | 0 | 0 | 0 | 0 | 0
PeakG | 3660 | 2597.68 | 0 | 0 | 0 | 0
PeakO | 0 | 0 | 0 | 0 | 0 | 0
ST | 0 | 0 | 0 | 0 | 0 | 0
STOG | 0 | 0 | 0 | 0 | 0 | 0
STWD | 0 | 0 | 0 | 0 | 0 | 0
WT | 0 | 0 | 0 | 0 | 0 | 0
IGCC | 0 | 0 | 0 | 0 | 0 | 0
DemandResponse | 334.55 | 4978.39 | 10255.53 | 10954.94 | 11682.53 | 12468.15
IGCC-CCS | 0 | 0 | 0 | 0 | 0 | 0
WT_off | 0 | 0 | 0 | 0 | 0 | 0
PseudoUnit | 0 | 0 | 0 | 0 | 0 | 0
FixedInterchange | 0 | 0 | 0 | 0 | 0 | 0
Total Installed Capacity by Reporting Type: AZ_NM_SNV_NucRenew
ReportingType | 2015 | 2020 | 2025 | 2030 | 2035 | 2040
BM | 0 | 0 | 0 | 0 | 0 | 0
CC | 0 | 0 | 0 | 0 | 0 | 0
CSP | 0 | 0 | 0 | 0 | 0 | 0
CT | 0 | 0 | 0 | 0 | 0 | 0
Coal | 0 | 0 | 0 | 0 | 0 | 0
Geo | 0 | 0 | 1450 | 1450 | 1450 | 1450
H | 3131 | 3131 | 3131 | 3131 | 3131 | 3131
LFG | 7 | 7 | 67.67 | 67.67 | 67.67 | 67.67
Nuc | 3875 | 3875 | 3875 | 7374.31 | 11414.92 | 11599.11
PS | 216 | 216 | 216 | 216 | 216 | 216
PV | 148.7 | 148.7 | 148.7 | 148.7 | 148.7 | 148.7
PeakG | 0 | 0 | 0 | 0 | 0 | 0
PeakO | 0 | 0 | 0 | 0 | 0 | 0
ST | 280 | 663.47 | 864.53 | 878.17 | 878.17 | 878.17
STOG | 0 | 0 | 0 | 0 | 0 | 0
STWD | 26 | 26 | 26 | 26 | 26 | 26
WT | 525.1 | 11303.31 | 11303.31 | 11481.78 | 11657.56 | 11845.93
IGCC | 0 | 0 | 0 | 0 | 0 | 0
DemandResponse | 0 | 0 | 0 | 0 | 0 | 0
IGCC-CCS | 0 | 0 | 0 | 0 | 0 | 0
WT_off | 0 | 0 | 0 | 0 | 0 | 0
PseudoUnit | 0 | 0 | 0 | 0 | 0 | 0
FixedInterchange | 0 | 0 | 0 | 0 | 0 | 0
Total Installed Capacity by Reporting Type: ERCOT
ReportingType | 2015 | 2020 | 2025 | 2030 | 2035 | 2040
BM | 145 | 145 | 145 | 145 | 145 | 145
CC | 45897.9 | 45897.9 | 45781.14 | 45404.9 | 45340.9 | 40950.9
CSP | 0 | 0 | 0 | 0 | 0 | 0
CT | 250 | 250 | 250 | 250 | 0 | 0
Coal | 4837 | 3365 | 2020 | 2020 | 2020 | 2020
Geo | 0 | 0 | 0 | 0 | 0 | 0
H | 565 | 565 | 565 | 565 | 565 | 565
LFG | 75 | 75 | 429 | 429 | 429 | 429
Nuc | 5091 | 5091 | 5091 | 5588.12 | 5755.42 | 9855.1
PS | 0 | 0 | 0 | 0 | 0 | 0
PV | 15 | 15 | 15 | 15 | 1 | 1
PeakG | 4768 | 4768 | 4768 | 3243.3 | 2191 | 1311.17
PeakO | 51 | 51 | 0 | 0 | 0 | 0
ST | 0 | 0 | 0 | 0 | 0 | 0
STOG | 12552.29 | 7015.53 | 0 | 0 | 0 | 0
STWD | 0 | 0 | 0 | 0 | 0 | 0
WT | 9280.1 | 13888.07 | 27178.94 | 27178.94 | 27178.94 | 26691.25
IGCC | 0 | 0 | 0 | 0 | 0 | 0
DemandResponse | 740.81 | 9024.12 | 17912.11 | 18461.03 | 19072.37 | 19700.55
IGCC-CCS | 0 | 0 | 0 | 0 | 0 | 0
WT_off | 0 | 0 | 0 | 0 | 0 | 0
PseudoUnit | 0 | 0 | 0 | 0 | 0 | 0
FixedInterchange | 0 | 0 | 0 | 0 | 0 | 0
Total Installed Capacity by Reporting Type: NP15
ReportingType | 2015 | 2020 | 2025 | 2030 | 2035 | 2040
BM | 0 | 0 | 0 | 0 | 0 | 0
CC | 7404 | 7404 | 6987 | 5224 | 5224 | 1119.87
CSP | 0 | 0 | 0 | 0 | 0 | 0
CT | 212.6 | 212.6 | 212.6 | 212.6 | 0 | 0
Coal | 191.9 | 0 | 0 | 0 | 0 | 0
Geo | 1123 | 1723 | 1723 | 1723 | 1723 | 1723
H | 8825 | 8825 | 8825 | 8825 | 8825 | 8825
LFG | 85 | 463.43 | 650 | 650 | 650 | 650
Nuc | 2300 | 2300 | 2300 | 2300 | 3292.21 | 7113.83
PS | 2257 | 2257 | 2257 | 2257 | 2257 | 2257
PV | 59.5 | 59.5 | 59.5 | 59.5 | 59.5 | 59.5
PeakG | 3265 | 3265 | 2667.47 | 1222.07 | 0 | 0
PeakO | 350 | 350 | 0 | 0 | 0 | 0
ST | 29 | 29 | 29 | 29 | 29 | 29
STOG | 2548.08 | 0 | 0 | 0 | 0 | 0
STWD | 442 | 442 | 442 | 442 | 442 | 442
WT | 1193.2 | 2059.29 | 3738.19 | 4492 | 4492 | 4492
IGCC | 0 | 0 | 0 | 0 | 0 | 0
DemandResponse | 1828.06 | 3441.02 | 5303.88 | 5605.76 | 5897.26 | 6198.05
IGCC-CCS | 0 | 0 | 0 | 0 | 0 | 0
WT_off | 0 | 0 | 0 | 0 | 0 | 0
PseudoUnit | 0 | 0 | 0 | 0 | 0 | 0
FixedInterchange | 0 | 0 | 0 | 0 | 0 | 0
Total Installed Capacity by Reporting Type: NWPP_Coal
ReportingType | 2015 | 2020 | 2025 | 2030 | 2035 | 2040
BM | 0 | 0 | 0 | 0 | 0 | 0
CC | 0 | 0 | 0 | 0 | 0 | 0
CSP | 0 | 0 | 0 | 0 | 0 | 0
CT | 0 | 0 | 0 | 0 | 0 | 0
Coal | 6870.14 | 4908.8 | 226.8 | 226.8 | 226.8 | 226.8
Geo | 0 | 0 | 0 | 0 | 0 | 0
H | 0 | 0 | 0 | 0 | 0 | 0
LFG | 0 | 0 | 0 | 0 | 0 | 0
Nuc | 0 | 0 | 0 | 0 | 0 | 0
PS | 0 | 0 | 0 | 0 | 0 | 0
PV | 0 | 0 | 0 | 0 | 0 | 0
PeakG | 0 | 0 | 0 | 0 | 0 | 0
PeakO | 0 | 0 | 0 | 0 | 0 | 0
ST | 0 | 0 | 0 | 0 | 0 | 0
STOG | 0 | 0 | 0 | 0 | 0 | 0
STWD | 0 | 0 | 0 | 0 | 0 | 0
WT | 0 | 0 | 0 | 0 | 0 | 0
IGCC | 0 | 0 | 0 | 0 | 0 | 0
DemandResponse | 0 | 0 | 0 | 0 | 0 | 0
IGCC-CCS | 0 | 0 | 0 | 0 | 0 | 0
WT_off | 0 | 0 | 0 | 0 | 0 | 0
PseudoUnit | 0 | 0 | 0 | 0 | 0 | 0
FixedInterchange | 0 | 0 | 0 | 0 | 0 | 0
Total Installed Capacity by Reporting Type: NWPP_Gas
ReportingType | 2015 | 2020 | 2025 | 2030 | 2035 | 2040
BM | 0 | 0 | 0 | 0 | 0 | 0
CC | 6627 | 7922.92 | 7922.92 | 1953.54 | 1595.92 | 1295.92
CSP | 0 | 0 | 0 | 0 | 0 | 0
CT | 150 | 150 | 150 | 150 | 0 | 0
Coal | 0 | 0 | 0 | 0 | 0 | 0
Geo | 0 | 0 | 0 | 0 | 0 | 0
H | 0 | 0 | 0 | 0 | 0 | 0
LFG | 0 | 0 | 0 | 0 | 0 | 0
Nuc | 0 | 0 | 0 | 0 | 0 | 0
PS | 0 | 0 | 0 | 0 | 0 | 0
PV | 0 | 0 | 0 | 0 | 0 | 0
PeakG | 0 | 0 | 0 | 0 | 0 | 0
PeakO | 0 | 0 | 0 | 0 | 0 | 0
ST | 0 | 0 | 0 | 0 | 0 | 0
STOG | 0 | 0 | 0 | 0 | 0 | 0
STWD | 0 | 0 | 0 | 0 | 0 | 0
WT | 0 | 0 | 0 | 0 | 0 | 0
IGCC | 0 | 0 | 0 | 0 | 0 | 0
DemandResponse | 0.01 | 3079.15 | 6423.28 | 6754.06 | 7085.45 | 7424.53
IGCC-CCS | 0 | 0 | 0 | 0 | 0 | 0
WT_off | 0 | 0 | 0 | 0 | 0 | 0
PseudoUnit | 0 | 0 | 0 | 0 | 0 | 0
FixedInterchange | 0 | 0 | 0 | 0 | 0 | 0
Total Installed Capacity by Reporting Type: NWPP_NucRenew
ReportingType | 2015 | 2020 | 2025 | 2030 | 2035 | 2040
BM | 32.55 | 32.55 | 32.55 | 32.55 | 32.55 | 32.55
CC | 0 | 0 | 0 | 0 | 0 | 0
CSP | 0 | 0 | 0 | 0 | 0 | 0
CT | 0 | 0 | 0 | 0 | 0 | 0
Coal | 0 | 0 | 0 | 0 | 0 | 0
Geo | 404.2 | 429.2 | 838.2 | 838.2 | 838.2 | 838.2
H | 33736 | 33736 | 33736 | 33736 | 33736 | 33736
LFG | 128.5 | 128.5 | 373 | 373 | 373 | 373
Nuc | 1131 | 1131 | 1131 | 8315.29 | 8315.29 | 8575.07
PS | 258 | 258 | 258 | 258 | 258 | 258
PV | 3 | 3 | 3 | 3 | 3 | 3
PeakG | 0 | 0 | 0 | 0 | 0 | 0
PeakO | 0 | 0 | 0 | 0 | 0 | 0
ST | 0 | 0 | 0 | 0 | 0 | 0
STOG | 0 | 0 | 0 | 0 | 0 | 0
STWD | 561 | 561 | 561 | 561 | 561 | 561
WT | 6865.3 | 6865.3 | 6865.3 | 6865.3 | 6865.3 | 6865.3
IGCC | 0 | 0 | 0 | 0 | 0 | 0
DemandResponse | 0 | 0 | 0 | 0 | 0 | 0
IGCC-CCS | 0 | 0 | 0 | 0 | 0 | 0
WT_off | 0 | 0 | 0 | 0 | 0 | 0
PseudoUnit | 0 | 0 | 0 | 0 | 0 | 0
FixedInterchange | 0 | 0 | 0 | 0 | 0 | 0
Total Installed Capacity by Reporting Type: RMPA
ReportingType | 2015 | 2020 | 2025 | 2030 | 2035 | 2040
BM | 0 | 0 | 0 | 0 | 0 | 0
CC | 1812.5 | 2857.23 | 2857.23 | 2857.23 | 2857.23 | 2857.23
CSP | 0 | 0 | 0 | 0 | 0 | 0
CT | 152 | 152 | 152 | 152 | 0 | 0
Coal | 7196.03 | 4806.3 | 1167.3 | 1167.3 | 1167.3 | 1167.3
Geo | 0 | 0 | 2570 | 2570 | 2570 | 2570
H | 982 | 982 | 982 | 982 | 982 | 982
LFG | 7.4 | 7.4 | 36.33 | 36.33 | 36.33 | 36.33
Nuc | 0.1 | 0.1 | 141.71 | 1699.06 | 1838.09 | 2207.57
PS | 563 | 563 | 563 | 563 | 563 | 563
PV | 21 | 21 | 21 | 21 | 21 | 21
PeakG | 2800.45 | 2800.45 | 2800.45 | 1241.17 | 1241.17 | 848.85
PeakO | 0 | 0 | 0 | 0 | 0 | 0
ST | 3 | 343.85 | 348.45 | 353.13 | 353.13 | 353.13
STOG | 0 | 0 | 0 | 0 | 0 | 0
STWD | 0 | 0 | 0 | 0 | 0 | 0
WT | 2113.4 | 5689.73 | 5762.19 | 5836.16 | 5915.23 | 5995.51
IGCC | 0 | 0 | 0 | 0 | 0 | 0
DemandResponse | 486.05 | 1538.39 | 2754.45 | 2933.81 | 3124.47 | 3327.63
IGCC-CCS | 0 | 0 | 0 | 0 | 0 | 0
WT_off | 0 | 0 | 0 | 0 | 0 | 0
PseudoUnit | 0 | 0 | 0 | 0 | 0 | 0
FixedInterchange | 0 | 0 | 0 | 0 | 0 | 0
Total Installed Capacity by Reporting Type: SP15
ReportingType | 2015 | 2020 | 2025 | 2030 | 2035 | 2040
BM | 6 | 6 | 6 | 6 | 6 | 6
CC | 14021.88 | 14021.88 | 13637.87 | 12688.35 | 12392.64 | 11843.98
CSP | 0 | 0 | 0 | 0 | 0 | 0
CT | 0 | 0 | 0 | 0 | 0 | 0
Coal | 185.7 | 101.2 | 0 | 0 | 0 | 0
Geo | 963 | 2413 | 2413 | 2413 | 2413 | 2413
H | 1163 | 1163 | 1163 | 1163 | 1163 | 1163
LFG | 223.2 | 779 | 779 | 779 | 779 | 779
Nuc | 2250 | 2250 | 2250 | 2250 | 2250 | 2250
PS | 1440 | 1440 | 1440 | 1440 | 1440 | 1440
PV | 126.8 | 126.8 | 126.8 | 126.8 | 126.8 | 126.8
PeakG | 4309 | 4309 | 4309 | 4309 | 4309 | 4309
PeakO | 51 | 51 | 0 | 0 | 0 | 0
ST | 448 | 448 | 448 | 448 | 448 | 448
STOG | 3903.19 | 431.13 | 0 | 0 | 0 | 0
STWD | 119 | 119 | 119 | 119 | 119 | 119
WT | 2207.8 | 2207.8 | 2207.8 | 16372.8 | 16372.8 | 16372.8
IGCC | 0 | 0 | 0 | 0 | 0 | 0
DemandResponse | 2613.15 | 5006.23 | 7716.44 | 8155.64 | 8579.73 | 9017.33
IGCC-CCS | 0 | 0 | 0 | 0 | 0 | 0
WT_off | 0 | 0 | 0 | 0 | 0 | 0
PseudoUnit | 0 | 0 | 0 | 0 | 0 | 0
FixedInterchange | 0 | 0 | 0 | 0 | 0 | 0
Total Installed Capacity by Reporting Type: ALB
ReportingType | 2015 | 2020 | 2025 | 2030 | 2035 | 2040
BM | 0 | 0 | 0 | 0 | 0 | 0
CC | 2342.46 | 2342.46 | 2342.46 | 140.46 | 140.46 | 0
CSP | 0 | 0 | 0 | 0 | 0 | 0
CT | 201.5 | 201.5 | 201.5 | 201.5 | 0 | 0
Coal | 6240.83 | 6240.83 | 6159.9 | 495 | 495 | 495
Geo | 0 | 0 | 0 | 0 | 0 | 0
H | 912 | 912 | 912 | 912 | 912 | 912
LFG | 10 | 10 | 10 | 10 | 10 | 10
Nuc | 0.1 | 0.1 | 0.1 | 8188.78 | 8576.41 | 8845.09
PS | 0 | 0 | 0 | 0 | 0 | 0
PV | 0 | 0 | 0 | 0 | 0 | 0
PeakG | 1094.73 | 562.66 | 0 | 0 | 0 | 0
PeakO | 0 | 0 | 0 | 0 | 0 | 0
ST | 0 | 0 | 0 | 0 | 0 | 0
STOG | 0 | 0 | 0 | 0 | 0 | 0
STWD | 174 | 174 | 174 | 174 | 174 | 174
WT | 672 | 672 | 672 | 672 | 672 | 672
IGCC | 0 | 0 | 0 | 0 | 0 | 0
DemandResponse | 105.16 | 859.19 | 1729.13 | 1854.22 | 1988.37 | 2132.22
IGCC-CCS | 0 | 0 | 0 | 0 | 0 | 0
WT_off | 0 | 0 | 0 | 0 | 0 | 0
PseudoUnit | 0 | 0 | 0 | 0 | 0 | 0
FixedInterchange | 0 | 0 | 0 | 0 | 0 | 0
Total Installed Capacity by Reporting Type: BC
ReportingType | 2015 | 2020 | 2025 | 2030 | 2035 | 2040
BM | 0 | 0 | 0 | 0 | 0 | 0
CC | 967.87 | 967.87 | 967.87 | 762.87 | 762.87 | 0
CSP | 0 | 0 | 0 | 0 | 0 | 0
CT | 0 | 0 | 0 | 0 | 0 | 0
Coal | 0 | 0 | 0 | 0 | 0 | 0
Geo | 0 | 0 | 0 | 0 | 0 | 0
H | 12161 | 12161 | 12161 | 12161 | 12161 | 12161
LFG | 24 | 24 | 24 | 24 | 24 | 24
Nuc | 0.1 | 0.1 | 0.1 | 0.1 | 420.97 | 420.97
PS | 0 | 0 | 0 | 0 | 0 | 0
PV | 0 | 0 | 0 | 0 | 0 | 0
PeakG | 0 | 0 | 0 | 0 | 0 | 0
PeakO | 0 | 0 | 0 | 0 | 0 | 0
ST | 0 | 0 | 0 | 0 | 0 | 0
STOG | 0 | 0 | 0 | 0 | 0 | 0
STWD | 510 | 510 | 510 | 510 | 510 | 510
WT | 246 | 246 | 246 | 246 | 246 | 246
IGCC | 0 | 0 | 0 | 0 | 0 | 0
DemandResponse | 0.01 | 854.9 | 1793.56 | 1881.42 | 1973.6 | 2070.28
IGCC-CCS | 0 | 0 | 0 | 0 | 0 | 0
WT_off | 0 | 0 | 0 | 0 | 0 | 0
PseudoUnit | 0 | 0 | 0 | 0 | 0 | 0
FixedInterchange | 0 | 0 | 0 | 0 | 0 | 0
Total Installed Capacity by Reporting Type: HQ_IESO
ReportingType | 2015 | 2020 | 2025 | 2030 | 2035 | 2040
BM | 0 | 0 | 0 | 0 | 0 | 0
CC | 0 | 0 | 0 | 0 | 0 | 0
CSP | 0 | 0 | 0 | 0 | 0 | 0
CT | 0 | 0 | 0 | 0 | 0 | 0
Coal | 0 | 0 | 0 | 0 | 0 | 0
Geo | 0 | 0 | 0 | 0 | 0 | 0
H | 0 | 0 | 0 | 0 | 0 | 0
LFG | 0 | 0 | 0 | 0 | 0 | 0
Nuc | 0.1 | 0.1 | 0.1 | 0.1 | 0.1 | 0.1
PS | 0 | 0 | 0 | 0 | 0 | 0
PV | 0 | 0 | 0 | 0 | 0 | 0
PeakG | 0 | 0 | 0 | 0 | 0 | 0
PeakO | 0 | 0 | 0 | 0 | 0 | 0
ST | 0 | 0 | 0 | 0 | 0 | 0
STOG | 0 | 0 | 0 | 0 | 0 | 0
STWD | 0 | 0 | 0 | 0 | 0 | 0
WT | 0 | 0 | 0 | 0 | 0 | 0
IGCC | 0 | 0 | 0 | 0 | 0 | 0
DemandResponse | 0 | 0 | 0 | 0 | 0 | 0
IGCC-CCS | 0 | 0 | 0 | 0 | 0 | 0
WT_off | 0 | 0 | 0 | 0 | 0 | 0
PseudoUnit | 0 | 0 | 0 | 0 | 0 | 1663.2
FixedInterchange | 3000 | 3000 | 3000 | 3000 | 3000 | 3000
Total Installed Capacity by Reporting Type: HQ_NEISO
ReportingType | 2015 | 2020 | 2025 | 2030 | 2035 | 2040
BM | 0 | 0 | 0 | 0 | 0 | 0
CC | 0 | 0 | 0 | 0 | 0 | 0
CSP | 0 | 0 | 0 | 0 | 0 | 0
CT | 0 | 0 | 0 | 0 | 0 | 0
Coal | 0 | 0 | 0 | 0 | 0 | 0
Geo | 0 | 0 | 0 | 0 | 0 | 0
H | 0 | 0 | 0 | 0 | 0 | 0
LFG | 0 | 0 | 0 | 0 | 0 | 0
Nuc | 0.1 | 0.1 | 0.1 | 0.1 | 0.1 | 0.1
PS | 0 | 0 | 0 | 0 | 0 | 0
PV | 0 | 0 | 0 | 0 | 0 | 0
PeakG | 0 | 0 | 0 | 0 | 0 | 0
PeakO | 0 | 0 | 0 | 0 | 0 | 0
ST | 0 | 0 | 0 | 0 | 0 | 0
STOG | 0 | 0 | 0 | 0 | 0 | 0
STWD | 0 | 0 | 0 | 0 | 0 | 0
WT | 0 | 0 | 0 | 0 | 0 | 0
IGCC | 0 | 0 | 0 | 0 | 0 | 0
DemandResponse | 0 | 0 | 0 | 0 | 0 | 0
IGCC-CCS | 0 | 0 | 0 | 0 | 0 | 0
WT_off | 0 | 0 | 0 | 0 | 0 | 0
PseudoUnit | 0 | 0 | 0 | 0 | 0 | 1007.06
FixedInterchange | 2920 | 2920 | 2920 | 2920 | 2920 | 2920
Total Installed Capacity by Reporting Type: HQ_NY
ReportingType | 2015 | 2020 | 2025 | 2030 | 2035 | 2040
BM | 0 | 0 | 0 | 0 | 0 | 0
CC | 0 | 0 | 0 | 0 | 0 | 0
CSP | 0 | 0 | 0 | 0 | 0 | 0
CT | 0 | 0 | 0 | 0 | 0 | 0
Coal | 0 | 0 | 0 | 0 | 0 | 0
Geo | 0 | 0 | 0 | 0 | 0 | 0
H | 0 | 0 | 0 | 0 | 0 | 0
LFG | 0 | 0 | 0 | 0 | 0 | 0
Nuc | 0.1 | 0.1 | 0.1 | 0.1 | 0.1 | 0.1
PS | 0 | 0 | 0 | 0 | 0 | 0
PV | 0 | 0 | 0 | 0 | 0 | 0
PeakG | 0 | 0 | 0 | 0 | 0 | 0
PeakO | 0 | 0 | 0 | 0 | 0 | 0
ST | 0 | 0 | 0 | 0 | 0 | 0
STOG | 0 | 0 | 0 | 0 | 0 | 0
STWD | 0 | 0 | 0 | 0 | 0 | 0
WT | 0 | 0 | 0 | 0 | 0 | 0
IGCC | 0 | 0 | 0 | 0 | 0 | 0
DemandResponse | 0 | 0 | 0 | 0 | 0 | 0
IGCC-CCS | 0 | 0 | 0 | 0 | 0 | 0
WT_off | 0 | 0 | 0 | 0 | 0 | 0
PseudoUnit | 0 | 0 | 0 | 0 | 846.96 | 2099.75
FixedInterchange | 1500 | 1500 | 1500 | 1500 | 1500 | 1500
Total Installed Capacity by Reporting Type: MARITIMES
ReportingType | 2015 | 2020 | 2025 | 2030 | 2035 | 2040
BM | 0 | 0 | 0 | 0 | 0 | 0
CC | 0 | 0 | 0 | 0 | 0 | 0
CSP | 0 | 0 | 0 | 0 | 0 | 0
CT | 0 | 0 | 0 | 0 | 0 | 0
Coal | 0 | 0 | 0 | 0 | 0 | 0
Geo | 0 | 0 | 0 | 0 | 0 | 0
H | 0 | 0 | 0 | 0 | 0 | 0
LFG | 0 | 0 | 0 | 0 | 0 | 0
Nuc | 0.1 | 0.1 | 0.1 | 0.1 | 0.1 | 0.1
PS | 0 | 0 | 0 | 0 | 0 | 0
PV | 0 | 0 | 0 | 0 | 0 | 0
PeakG | 0 | 0 | 0 | 0 | 0 | 0
PeakO | 0 | 0 | 0 | 0 | 0 | 0
ST | 0 | 0 | 0 | 0 | 0 | 0
STOG | 0 | 0 | 0 | 0 | 0 | 0
STWD | 0 | 0 | 0 | 0 | 0 | 0
WT | 0 | 0 | 0 | 0 | 0 | 0
IGCC | 0 | 0 | 0 | 0 | 0 | 0
DemandResponse | 0 | 0 | 0 | 0 | 0 | 0
IGCC-CCS | 0 | 0 | 0 | 0 | 0 | 0
WT_off | 0 | 0 | 0 | 0 | 0 | 0
PseudoUnit | 0 | 0 | 0 | 0 | 0 | 450
FixedInterchange | 1400 | 1400 | 1400 | 1400 | 1400 | 1400
Total Installed Capacity by Reporting Type: All
ReportingType | 2015 | 2020 | 2025 | 2030 | 2035 | 2040
BM | 1251 | 1260.31 | 1693.18 | 1693.18 | 1693.18 | 1501.18
CC | 303264.77 | 330075.07 | 326540.3 | 291767.29 | 286543.22 | 272110.59
CSP | 0 | 0 | 0 | 0 | 0 | 0
CT | 6393.79 | 6693.79 | 6693.79 | 5932.59 | 741.82 | 441.82
Coal | 170877.62 | 68694.34 | 18909.17 | 12802.39 | 12802.39 | 12582.17
Geo | 2534.2 | 4609.2 | 9038.2 | 9038.2 | 9038.2 | 9038.2
H | 106079.79 | 107064.56 | 109799.79 | 110640.23 | 110780.75 | 110780.75
LFG | 4136 | 6089 | 8299 | 9022.5 | 9023 | 9023
Nuc | 117236.86 | 121152.36 | 122591.69 | 169664.27 | 161054.34 | 168770.42
PS | 21788 | 21788 | 21788 | 21788 | 21788 | 21788
PV | 1648 | 3605.91 | 4451.05 | 4532.4 | 3393.4 | 3276.72
PeakG | 117750.75 | 115348.55 | 82125.63 | 60596.13 | 56936.38 | 49545.09
PeakO | 18102.37 | 16399.68 | 8044.92 | 3870.19 | 3632.64 | 3398.59
ST | 760 | 1484.32 | 1689.97 | 1708.31 | 1708.31 | 1708.31
STOG | 41118.13 | 21885.87 | 5674.04 | 2503.49 | 2503.49 | 1462.92
STWD | 4791 | 4448 | 4448 | 4448 | 4448 | 4448
WT | 64004.8 | 173843.05 | 258437.81 | 331931.76 | 331884.21 | 331665.17
IGCC | 618 | 618 | 618 | 618 | 618 | 618
DemandResponse | 37863.74 | 115262.18 | 200794.08 | 209050.63 | 217626.86 | 226578.99
IGCC-CCS | 0 | 0 | 0 | 0 | 0 | 0
WT_off | 469 | 469 | 1569 | 1569 | 1101 | 1101
PseudoUnit | 0 | 0 | 0 | 0 | 846.96 | 5220
FixedInterchange | 8820 | 8820 | 8820 | 8820 | 8820 | 8820
Total Installed Capacity by Reporting Type: EI_US
ReportingType | 2015 | 2020 | 2025 | 2030 | 2035 | 2040
BM | 741.12 | 750.42 | 1183.3 | 1183.3 | 1183.3 | 991.3
CC | 208185.57 | 232655.22 | 230769.22 | 211289.81 | 210623.03 | 207179.59
CSP | 0 | 0 | 0 | 0 | 0 | 0
CT | 4323.69 | 4623.69 | 4623.69 | 3862.49 | 741.82 | 441.82
Coal | 135504.53 | 44200.91 | 9335.17 | 8893.29 | 8893.29 | 8673.07
Geo | 44 | 44 | 44 | 44 | 44 | 44
H | 29436.09 | 29940.09 | 30966.09 | 31674.09 | 31674.09 | 31674.09
LFG | 3458.4 | 4477.17 | 5812.5 | 6536 | 6536 | 6536
Nuc | 89571.36 | 93486.86 | 94784.58 | 120930.4 | 107202.84 | 107455.48
PS | 16931 | 16931 | 16931 | 16931 | 16931 | 16931
PV | 176.74 | 2134.66 | 2979.8 | 3061.14 | 3003.4 | 2886.72
PeakG | 96825.56 | 96069.41 | 67111.71 | 50111.6 | 48726.21 | 42607.07
PeakO | 17631.37 | 15943.68 | 8044.92 | 3870.19 | 3632.64 | 3398.59
ST | 0 | 0 | 0 | 0 | 0 | 0
STOG | 21988.57 | 14439.2 | 5674.04 | 2503.49 | 2503.49 | 1462.92
STWD | 2820 | 2477 | 2477 | 2477 | 2477 | 2477
WT | 36938.6 | 126948.25 | 196500.77 | 254823.47 | 254823.47 | 254823.47
IGCC | 618 | 618 | 618 | 618 | 618 | 618
DemandResponse | 29707.66 | 82749.66 | 141208.28 | 146548.57 | 152110.89 | 157909.4
IGCC-CCS | 0 | 0 | 0 | 0 | 0 | 0
WT_off | 469 | 469 | 1569 | 1569 | 1101 | 1101
PseudoUnit | 0 | 0 | 0 | 0 | 846.96 | 3556.8
FixedInterchange | 5820 | 5820 | 5820 | 5820 | 5820 | 5820
Total Installed Capacity by Reporting Type: EI_Canada
ReportingType | 2015 | 2020 | 2025 | 2030 | 2035 | 2040
BM | 326.33 | 326.33 | 326.33 | 326.33 | 326.33 | 326.33
CC | 2524.93 | 2524.93 | 1793.93 | 1793.93 | 1793.93 | 1263
CSP | 0 | 0 | 0 | 0 | 0 | 0
CT | 368 | 368 | 368 | 368 | 0 | 0
Coal | 736.5 | 0 | 0 | 0 | 0 | 0
Geo | 0 | 0 | 0 | 0 | 0 | 0
H | 15168.7 | 15649.47 | 17358.7 | 17491.14 | 17631.66 | 17631.66
LFG | 117.5 | 117.5 | 117.5 | 117.5 | 118 | 118
Nuc | 13018.2 | 13018.2 | 13018.2 | 13018.2 | 11988.2 | 10448.2
PS | 123 | 123 | 123 | 123 | 123 | 123
PV | 1097.26 | 1097.26 | 1097.26 | 1097.26 | 30 | 30
PeakG | 1028 | 976.34 | 469 | 469 | 469 | 469
PeakO | 4 | 4 | 0 | 0 | 0 | 0
ST | 0 | 0 | 0 | 0 | 0 | 0
STOG | 126 | 0 | 0 | 0 | 0 | 0
STWD | 139 | 139 | 139 | 139 | 139 | 139
WT | 3963.3 | 3963.3 | 3963.3 | 3963.3 | 3660.9 | 3660.9
IGCC | 0 | 0 | 0 | 0 | 0 | 0
DemandResponse | 2048.29 | 3731.13 | 5697.44 | 5901.17 | 6112.21 | 6330.83
IGCC-CCS | 0 | 0 | 0 | 0 | 0 | 0
WT_off | 0 | 0 | 0 | 0 | 0 | 0
PseudoUnit | 0 | 0 | 0 | 0 | 0 | 1663.2
FixedInterchange | 3000 | 3000 | 3000 | 3000 | 3000 | 3000
Total Installed Capacity by Reporting Type: EI
ReportingType | 2015 | 2020 | 2025 | 2030 | 2035 | 2040
BM | 1067.45 | 1076.76 | 1509.63 | 1509.63 | 1509.63 | 1317.63
CC | 210710.51 | 235180.15 | 232563.15 | 213083.75 | 212416.96 | 208442.59
CSP | 0 | 0 | 0 | 0 | 0 | 0
CT | 4691.69 | 4991.69 | 4991.69 | 4230.49 | 741.82 | 441.82
Coal | 136241.02 | 44200.91 | 9335.17 | 8893.29 | 8893.29 | 8673.07
Geo | 44 | 44 | 44 | 44 | 44 | 44
H | 44604.79 | 45589.56 | 48324.79 | 49165.23 | 49305.75 | 49305.75
LFG | 3575.9 | 4594.67 | 5930 | 6653.5 | 6654 | 6654
Nuc | 102589.56 | 106505.06 | 107802.78 | 133948.6 | 119191.04 | 117903.68
PS | 17054 | 17054 | 17054 | 17054 | 17054 | 17054
PV | 1274 | 3231.91 | 4077.05 | 4158.4 | 3033.4 | 2916.72
PeakG | 97853.56 | 97045.76 | 67580.71 | 50580.6 | 49195.21 | 43076.07
PeakO | 17635.37 | 15947.68 | 8044.92 | 3870.19 | 3632.64 | 3398.59
ST | 0 | 0 | 0 | 0 | 0 | 0
STOG | 22114.57 | 14439.2 | 5674.04 | 2503.49 | 2503.49 | 1462.92
STWD | 2959 | 2616 | 2616 | 2616 | 2616 | 2616
WT | 40901.9 | 130911.55 | 200464.07 | 258786.77 | 258484.37 | 258484.37
IGCC | 618 | 618 | 618 | 618 | 618 | 618
DemandResponse | 31755.95 | 86480.79 | 146905.72 | 152449.74 | 158223.1 | 164240.23
IGCC-CCS | 0 | 0 | 0 | 0 | 0 | 0
WT_off | 469 | 469 | 1569 | 1569 | 1101 | 1101
PseudoUnit | 0 | 0 | 0 | 0 | 846.96 | 5220
FixedInterchange | 8820 | 8820 | 8820 | 8820 | 8820 | 8820
Total Installed Capacity by Reporting Type: Outside_EI
ReportingType | 2015 | 2020 | 2025 | 2030 | 2035 | 2040
BM | 183.55 | 183.55 | 183.55 | 183.55 | 183.55 | 183.55
CC | 92554.27 | 94894.92 | 93977.15 | 78683.54 | 74126.26 | 63668.01
CSP | 0 | 0 | 0 | 0 | 0 | 0
CT | 1702.1 | 1702.1 | 1702.1 | 1702.1 | 0 | 0
Coal | 34636.6 | 24493.43 | 9574 | 3909.1 | 3909.1 | 3909.1
Geo | 2490.2 | 4565.2 | 8994.2 | 8994.2 | 8994.2 | 8994.2
H | 61475 | 61475 | 61475 | 61475 | 61475 | 61475
LFG | 560.1 | 1494.33 | 2369 | 2369 | 2369 | 2369
Nuc | 14647.3 | 14647.3 | 14788.91 | 35715.67 | 41863.31 | 50866.75
PS | 4734 | 4734 | 4734 | 4734 | 4734 | 4734
PV | 374 | 374 | 374 | 374 | 360 | 360
PeakG | 19897.18 | 18302.79 | 14544.93 | 10015.54 | 7741.17 | 6469.02
PeakO | 467 | 452 | 0 | 0 | 0 | 0
ST | 760 | 1484.32 | 1689.97 | 1708.31 | 1708.31 | 1708.31
STOG | 19003.56 | 7446.66 | 0 | 0 | 0 | 0
STWD | 1832 | 1832 | 1832 | 1832 | 1832 | 1832
WT | 23102.9 | 42931.5 | 57973.73 | 73144.99 | 73399.84 | 73180.8
IGCC | 0 | 0 | 0 | 0 | 0 | 0
DemandResponse | 6107.8 | 28781.39 | 53888.36 | 56600.89 | 59403.76 | 62338.76
IGCC-CCS | 0 | 0 | 0 | 0 | 0 | 0
WT_off | 0 | 0 | 0 | 0 | 0 | 0
PseudoUnit | 0 | 0 | 0 | 0 | 0 | 0
FixedInterchange | 0 | 0 | 0 | 0 | 0 | 0
#6 | Retrofit Capacity (MW)
Retrofit Capacity by Reporting Type: Entergy
ReportingType | 2015 | 2020 | 2025 | 2030 | 2035 | 2040
FGD | 0 | 0 | 0 | 0 | 0 | 0
SNCR | 0 | 0 | 0 | 0 | 0 | 0
SCR | 0 | 0 | 0 | 0 | 0 | 0
ACI90 | 0 | 0 | 0 | 0 | 0 | 0
RPJ90 | 0 | 0 | 0 | 0 | 0 | 0
PCSEQ | 0 | 0 | 0 | 0 | 0 | 0
Retrofit Capacity by Reporting Type: FRCC
ReportingType | 2015 | 2020 | 2025 | 2030 | 2035 | 2040
FGD | 0 | 0 | 0 | 0 | 0 | 0
SNCR | 0 | 0 | 0 | 0 | 0 | 0
SCR | 1898 | 0 | 0 | 0 | 0 | 0
ACI90 | 0 | 0 | 0 | 0 | 0 | 0
RPJ90 | 0 | 626 | 0 | 0 | 0 | 0
PCSEQ | 0 | 0 | 0 | 0 | 0 | 0
Retrofit Capacity by Reporting Type: MAPP_US
ReportingType | 2015 | 2020 | 2025 | 2030 | 2035 | 2040
FGD | 221 | 0 | 0 | 0 | 0 | 0
SNCR | 0 | 0 | 0 | 0 | 0 | 0
SCR | 0 | 0 | 0 | 0 | 0 | 0
ACI90 | 0 | 0 | 0 | 0 | 0 | 0
RPJ90 | 0 | 667.56 | 0 | 0 | 0 | 0
PCSEQ | 0 | 0 | 0 | 0 | 0 | 0
Retrofit Capacity by Reporting Type: MISO_IN
ReportingType | 2015 | 2020 | 2025 | 2030 | 2035 | 2040
FGD | 0 | 0 | 0 | 0 | 0 | 0
SNCR | 0 | 0 | 0 | 0 | 0 | 0
SCR | 0 | 0 | 0 | 0 | 0 | 0
ACI90 | 0 | 0 | 0 | 0 | 0 | 0
RPJ90 | 0 | 6018 | 0 | 0 | 0 | 0
PCSEQ | 0 | 0 | 0 | 0 | 0 | 0
Retrofit Capacity by Reporting Type: MISO_MI
ReportingType | 2015 | 2020 | 2025 | 2030 | 2035 | 2040
FGD | 0 | 0 | 0 | 0 | 0 | 0
SNCR | 0 | 0 | 0 | 0 | 0 | 0
SCR | 355 | 0 | 0 | 0 | 0 | 0
ACI90 | 0 | 0 | 0 | 0 | 0 | 0
RPJ90 | 0 | 0 | 0 | 0 | 0 | 0
PCSEQ | 0 | 0 | 0 | 0 | 0 | 0
Retrofit Capacity by Reporting Type: MISO_MO-IL
ReportingType | 2015 | 2020 | 2025 | 2030 | 2035 | 2040
FGD | 0 | 0 | 0 | 0 | 0 | 0
SNCR | 0 | 0 | 0 | 0 | 0 | 0
SCR | 400 | 200 | 0 | 0 | 0 | 0
ACI90 | 0 | 0 | 0 | 0 | 0 | 0
RPJ90 | 2275 | 2023 | 0 | 0 | 0 | 0
PCSEQ | 0 | 0 | 0 | 0 | 0 | 0
Retrofit Capacity by Reporting Type: MISO_W
ReportingType | 2015 | 2020 | 2025 | 2030 | 2035 | 2040
FGD | 0 | 475 | 0 | 0 | 0 | 0
SNCR | 0 | 0 | 0 | 0 | 0 | 0
SCR | 676.28 | 63.65 | 0 | 0 | 0 | 0
ACI90 | 0 | 0 | 0 | 0 | 0 | 0
RPJ90 | 2365.48 | 5103.65 | 800 | 527.52 | 527.52 | 432.59
PCSEQ | 0 | 0 | 190.06 | 190.06 | 190.06 | 190.06
Retrofit Capacity by Reporting Type: MISO_WUMS
ReportingType | 2015 | 2020 | 2025 | 2030 | 2035 | 2040
FGD | 1135 | 333.1 | 0 | 0 | 0 | 0
SNCR | 0 | 0 | 0 | 0 | 0 | 0
SCR | 2778.6 | 615 | 0 | 0 | 0 | 0
ACI90 | 0 | 0 | 0 | 0 | 0 | 0
RPJ90 | 1740.2 | 870.1 | 473.06 | 303.67 | 303.67 | 178.38
PCSEQ | 0 | 0 | 112.39 | 112.39 | 112.39 | 112.39
Retrofit Capacity by Reporting Type: Nebraska
ReportingType | 2015 | 2020 | 2025 | 2030 | 2035 | 2040
FGD | 0 | 0 | 0 | 0 | 0 | 0
SNCR | 0 | 0 | 0 | 0 | 0 | 0
SCR | 0 | 0 | 0 | 0 | 0 | 0
ACI90 | 0 | 0 | 0 | 0 | 0 | 0
RPJ90 | 1364.4 | 682.2 | 0 | 0 | 0 | 0
PCSEQ | 0 | 0 | 0 | 0 | 0 | 0
Retrofit Capacity by Reporting Type: NEISO
ReportingType | 2015 | 2020 | 2025 | 2030 | 2035 | 2040
FGD | 320 | 0 | 0 | 0 | 0 | 0
SNCR | 0 | 0 | 0 | 0 | 0 | 0
SCR | 0 | 0 | 0 | 0 | 0 | 0
ACI90 | 0 | 0 | 0 | 0 | 0 | 0
RPJ90 | 870.93 | 0 | 0 | 0 | 0 | 0
PCSEQ | 0 | 0 | 0 | 0 | 0 | 0
Retrofit Capacity by Reporting Type: NonRTO_Midwest
ReportingType | 2015 | 2020 | 2025 | 2030 | 2035 | 2040
FGD | 1403 | 0 | 0 | 0 | 0 | 0
SNCR | 0 | 0 | 0 | 0 | 0 | 0
SCR | 1463.8 | 731.9 | 203.47 | 203.47 | 203.47 | 203.47
ACI90 | 0 | 0 | 0 | 0 | 0 | 0
RPJ90 | 0 | 1833.66 | 0 | 0 | 0 | 0
PCSEQ | 0 | 0 | 121.98 | 121.98 | 121.98 | 121.98
Retrofit Capacity by Reporting Type: NYISO_A-F
ReportingType | 2015 | 2020 | 2025 | 2030 | 2035 | 2040
FGD | 0 | 0 | 0 | 0 | 0 | 0
SNCR | 0 | 0 | 0 | 0 | 0 | 0
SCR | 0 | 0 | 0 | 0 | 0 | 0
ACI90 | 0 | 0 | 0 | 0 | 0 | 0
RPJ90 | 486.3 | 0 | 0 | 0 | 0 | 0
PCSEQ | 0 | 0 | 0 | 0 | 0 | 0
Retrofit Capacity by Reporting Type: NYISO_G-I
ReportingType | 2015 | 2020 | 2025 | 2030 | 2035 | 2040
FGD | 0 | 0 | 0 | 0 | 0 | 0
SNCR | 0 | 0 | 0 | 0 | 0 | 0
SCR | 0 | 0 | 0 | 0 | 0 | 0
ACI90 | 0 | 0 | 0 | 0 | 0 | 0
RPJ90 | 0 | 0 | 0 | 0 | 0 | 0
PCSEQ | 0 | 0 | 0 | 0 | 0 | 0
Retrofit Capacity by Reporting Type: NYISO_J-K
ReportingType | 2015 | 2020 | 2025 | 2030 | 2035 | 2040
FGD | 0 | 0 | 0 | 0 | 0 | 0
SNCR | 0 | 0 | 0 | 0 | 0 | 0
SCR | 0 | 0 | 0 | 0 | 0 | 0
ACI90 | 0 | 0 | 0 | 0 | 0 | 0
RPJ90 | 0 | 0 | 0 | 0 | 0 | 0
PCSEQ | 0 | 0 | 0 | 0 | 0 | 0
Retrofit Capacity by Reporting Type: PJM_E
ReportingType | 2015 | 2020 | 2025 | 2030 | 2035 | 2040
FGD | 0 | 0 | 0 | 0 | 0 | 0
SNCR | 0 | 0 | 0 | 0 | 0 | 0
SCR | 568 | 0 | 0 | 0 | 0 | 0
ACI90 | 0 | 0 | 0 | 0 | 0 | 0
RPJ90 | 1784 | 0 | 0 | 0 | 0 | 0
PCSEQ | 0 | 0 | 0 | 0 | 0 | 0
Retrofit Capacity by Reporting Type: PJM_ROM
ReportingType | 2015 | 2020 | 2025 | 2030 | 2035 | 2040
FGD | 0 | 0 | 0 | 0 | 0 | 0
SNCR | 0 | 0 | 0 | 0 | 0 | 0
SCR | 341 | 0 | 0 | 0 | 0 | 0
ACI90 | 0 | 0 | 0 | 0 | 0 | 0
RPJ90 | 1286 | 521 | 0 | 0 | 0 | 0
PCSEQ | 0 | 0 | 0 | 0 | 0 | 0
Retrofit Capacity by Reporting Type: PJM_ROR
ReportingType | 2015 | 2020 | 2025 | 2030 | 2035 | 2040
FGD | 0 | 0 | 0 | 0 | 0 | 0
SNCR | 0 | 0 | 0 | 0 | 0 | 0
SCR | 1200 | 0 | 0 | 0 | 0 | 0
ACI90 | 0 | 0 | 0 | 0 | 0 | 0
RPJ90 | 0 | 6604.92 | 0 | 0 | 0 | 0
PCSEQ | 0 | 0 | 0 | 0 | 0 | 0
Retrofit Capacity by Reporting Type: SOCO
ReportingType | 2015 | 2020 | 2025 | 2030 | 2035 | 2040
FGD | 4088.7 | 0 | 0 | 0 | 0 | 0
SNCR | 0 | 0 | 0 | 0 | 0 | 0
SCR | 3404.7 | 0 | 0 | 0 | 0 | 0
ACI90 | 0 | 0 | 0 | 0 | 0 | 0
RPJ90 | 6809.4 | 0 | 0 | 0 | 0 | 0
PCSEQ | 0 | 0 | 0 | 0 | 0 | 0
Retrofit Capacity by Reporting Type: SPP_N
ReportingType | 2015 | 2020 | 2025 | 2030 | 2035 | 2040
FGD | 0 | 0 | 0 | 0 | 0 | 0
SNCR | 0 | 0 | 0 | 0 | 0 | 0
SCR | 0 | 0 | 0 | 0 | 0 | 0
ACI90 | 0 | 0 | 0 | 0 | 0 | 0
RPJ90 | 1302 | 3145 | 0 | 0 | 0 | 0
PCSEQ | 0 | 0 | 0 | 0 | 0 | 0
Retrofit Capacity by Reporting Type: SPP_S
ReportingType | 2015 | 2020 | 2025 | 2030 | 2035 | 2040
FGD | 0 | 1774 | 0 | 0 | 0 | 0
SNCR | 0 | 0 | 0 | 0 | 0 | 0
SCR | 0 | 0 | 0 | 0 | 0 | 0
ACI90 | 0 | 0 | 0 | 0 | 0 | 0
RPJ90 | 0 | 2525.68 | 0 | 0 | 0 | 0
PCSEQ | 0 | 0 | 0 | 0 | 0 | 0
Retrofit Capacity by Reporting Type: TVA
ReportingType | 2015 | 2020 | 2025 | 2030 | 2035 | 2040
FGD | 0 | 0 | 0 | 0 | 0 | 0
SNCR | 0 | 0 | 0 | 0 | 0 | 0
SCR | 0 | 0 | 0 | 0 | 0 | 0
ACI90 | 0 | 0 | 0 | 0 | 0 | 0
RPJ90 | 0 | 1411 | 0 | 0 | 0 | 0
PCSEQ | 0 | 0 | 0 | 0 | 0 | 0
Retrofit Capacity by Reporting Type: TVA_Transmission
ReportingType | 2015 | 2020 | 2025 | 2030 | 2035 | 2040
FGD | 0 | 0 | 0 | 0 | 0 | 0
SNCR | 0 | 0 | 0 | 0 | 0 | 0
SCR | 0 | 0 | 0 | 0 | 0 | 0
ACI90 | 0 | 0 | 0 | 0 | 0 | 0
RPJ90 | 0 | 0 | 0 | 0 | 0 | 0
PCSEQ | 0 | 0 | 0 | 0 | 0 | 0
Retrofit Capacity by Reporting Type: VACAR
ReportingType | 2015 | 2020 | 2025 | 2030 | 2035 | 2040
FGD | 0 | 0 | 0 | 0 | 0 | 0
SNCR | 0 | 0 | 0 | 0 | 0 | 0
SCR | 0 | 0 | 0 | 0 | 0 | 0
ACI90 | 0 | 0 | 0 | 0 | 0 | 0
RPJ90 | 0 | 1142 | 0 | 0 | 0 | 0
PCSEQ | 0 | 0 | 0 | 0 | 0 | 0
Retrofit Capacity by Reporting Type: IESO
ReportingType | 2015 | 2020 | 2025 | 2030 | 2035 | 2040
FGD | 0 | 0 | 0 | 0 | 0 | 0
SNCR | 0 | 0 | 0 | 0 | 0 | 0
SCR | 0 | 0 | 0 | 0 | 0 | 0
ACI90 | 0 | 0 | 0 | 0 | 0 | 0
RPJ90 | 0 | 0 | 0 | 0 | 0 | 0
PCSEQ | 0 | 0 | 0 | 0 | 0 | 0
Retrofit Capacity by Reporting Type: MAPP_CA
ReportingType | 2015 | 2020 | 2025 | 2030 | 2035 | 2040
FGD | 0 | 0 | 0 | 0 | 0 | 0
SNCR | 0 | 0 | 0 | 0 | 0 | 0
SCR | 0 | 0 | 0 | 0 | 0 | 0
ACI90 | 0 | 0 | 0 | 0 | 0 | 0
RPJ90 | 0 | 0 | 0 | 0 | 0 | 0
PCSEQ | 0 | 0 | 0 | 0 | 0 | 0
Retrofit Capacity by Reporting Type: AZ_NM_SNV_Coal
ReportingType | 2015 | 2020 | 2025 | 2030 | 2035 | 2040
FGD | 384 | 0 | 0 | 0 | 0 | 0
SNCR | 0 | 0 | 0 | 0 | 0 | 0
SCR | 800 | 0 | 0 | 0 | 0 | 0
ACI90 | 0 | 0 | 0 | 0 | 0 | 0
RPJ90 | 3286 | 5071.3 | 0 | 0 | 0 | 0
PCSEQ | 0 | 0 | 0 | 0 | 0 | 0
Retrofit Capacity by Reporting Type: AZ_NM_SNV_Gas
ReportingType | 2015 | 2020 | 2025 | 2030 | 2035 | 2040
FGD | 0 | 0 | 0 | 0 | 0 | 0
SNCR | 0 | 0 | 0 | 0 | 0 | 0
SCR | 0 | 0 | 0 | 0 | 0 | 0
ACI90 | 0 | 0 | 0 | 0 | 0 | 0
RPJ90 | 0 | 0 | 0 | 0 | 0 | 0
PCSEQ | 0 | 0 | 0 | 0 | 0 | 0
Retrofit Capacity by Reporting Type: AZ_NM_SNV_NucRenew
ReportingType | 2015 | 2020 | 2025 | 2030 | 2035 | 2040
FGD | 0 | 0 | 0 | 0 | 0 | 0
SNCR | 0 | 0 | 0 | 0 | 0 | 0
SCR | 0 | 0 | 0 | 0 | 0 | 0
ACI90 | 0 | 0 | 0 | 0 | 0 | 0
RPJ90 | 0 | 0 | 0 | 0 | 0 | 0
PCSEQ | 0 | 0 | 0 | 0 | 0 | 0
Retrofit Capacity by Reporting Type: ERCOT
ReportingType | 2015 | 2020 | 2025 | 2030 | 2035 | 2040
FGD | 0 | 0 | 0 | 0 | 0 | 0
SNCR | 0 | 0 | 0 | 0 | 0 | 0
SCR | 3515 | 785 | 0 | 0 | 0 | 0
ACI90 | 0 | 0 | 0 | 0 | 0 | 0
RPJ90 | 6558 | 1345 | 0 | 0 | 0 | 0
PCSEQ | 0 | 0 | 0 | 0 | 0 | 0
Retrofit Capacity by Reporting Type: NP15
ReportingType | 2015 | 2020 | 2025 | 2030 | 2035 | 2040
FGD | 0 | 0 | 0 | 0 | 0 | 0
SNCR | 0 | 0 | 0 | 0 | 0 | 0
SCR | 0 | 0 | 0 | 0 | 0 | 0
ACI90 | 0 | 0 | 0 | 0 | 0 | 0
RPJ90 | 0 | 0 | 0 | 0 | 0 | 0
PCSEQ | 0 | 0 | 0 | 0 | 0 | 0
Retrofit Capacity by Reporting Type: NWPP_Coal
ReportingType | 2015 | 2020 | 2025 | 2030 | 2035 | 2040
FGD | 0 | 0 | 0 | 0 | 0 | 0
SNCR | 0 | 0 | 0 | 0 | 0 | 0
SCR | 0 | 0 | 0 | 0 | 0 | 0
ACI90 | 0 | 0 | 0 | 0 | 0 | 0
RPJ90 | 453.6 | 4908.8 | 226.8 | 226.8 | 226.8 | 226.8
PCSEQ | 0 | 0 | 226.8 | 226.8 | 226.8 | 226.8
Retrofit Capacity by Reporting Type: NWPP_Gas
ReportingType | 2015 | 2020 | 2025 | 2030 | 2035 | 2040
FGD | 0 | 0 | 0 | 0 | 0 | 0
SNCR | 0 | 0 | 0 | 0 | 0 | 0
SCR | 0 | 0 | 0 | 0 | 0 | 0
ACI90 | 0 | 0 | 0 | 0 | 0 | 0
RPJ90 | 0 | 0 | 0 | 0 | 0 | 0
PCSEQ | 0 | 0 | 0 | 0 | 0 | 0
Retrofit Capacity by Reporting Type: NWPP_NucRenew
ReportingType | 2015 | 2020 | 2025 | 2030 | 2035 | 2040
FGD | 0 | 0 | 0 | 0 | 0 | 0
SNCR | 0 | 0 | 0 | 0 | 0 | 0
SCR | 0 | 0 | 0 | 0 | 0 | 0
ACI90 | 0 | 0 | 0 | 0 | 0 | 0
RPJ90 | 0 | 0 | 0 | 0 | 0 | 0
PCSEQ | 0 | 0 | 0 | 0 | 0 | 0
Retrofit Capacity by Reporting Type: RMPA
ReportingType | 2015 | 2020 | 2025 | 2030 | 2035 | 2040
FGD | 0 | 505 | 0 | 0 | 0 | 0
SNCR | 0 | 0 | 0 | 0 | 0 | 0
SCR | 1554.6 | 777.3 | 777.3 | 777.3 | 777.3 | 777.3
ACI90 | 0 | 0 | 0 | 0 | 0 | 0
RPJ90 | 2874.6 | 4416.3 | 777.3 | 777.3 | 777.3 | 777.3
PCSEQ | 0 | 0 | 637.09 | 637.09 | 637.09 | 637.09
Retrofit Capacity by Reporting Type: SP15
ReportingType | 2015 | 2020 | 2025 | 2030 | 2035 | 2040
FGD | 0 | 0 | 0 | 0 | 0 | 0
SNCR | 0 | 0 | 0 | 0 | 0 | 0
SCR | 0 | 0 | 0 | 0 | 0 | 0
ACI90 | 0 | 0 | 0 | 0 | 0 | 0
RPJ90 | 0 | 101.2 | 0 | 0 | 0 | 0
PCSEQ | 0 | 0 | 0 | 0 | 0 | 0
Retrofit Capacity by Reporting Type: ALB
ReportingType | 2015 | 2020 | 2025 | 2030 | 2035 | 2040
FGD | 0 | 0 | 0 | 0 | 0 | 0
SNCR | 0 | 0 | 0 | 0 | 0 | 0
SCR | 0 | 0 | 0 | 0 | 0 | 0
ACI90 | 0 | 0 | 0 | 0 | 0 | 0
RPJ90 | 0 | 0 | 0 | 0 | 0 | 0
PCSEQ | 0 | 0 | 0 | 0 | 0 | 0
Retrofit Capacity by Reporting Type: BC
ReportingType | 2015 | 2020 | 2025 | 2030 | 2035 | 2040
FGD | 0 | 0 | 0 | 0 | 0 | 0
SNCR | 0 | 0 | 0 | 0 | 0 | 0
SCR | 0 | 0 | 0 | 0 | 0 | 0
ACI90 | 0 | 0 | 0 | 0 | 0 | 0
RPJ90 | 0 | 0 | 0 | 0 | 0 | 0
PCSEQ | 0 | 0 | 0 | 0 | 0 | 0
Retrofit Capacity by Reporting Type: HQ_IESO
ReportingType | 2015 | 2020 | 2025 | 2030 | 2035 | 2040
FGD | 0 | 0 | 0 | 0 | 0 | 0
SNCR | 0 | 0 | 0 | 0 | 0 | 0
SCR | 0 | 0 | 0 | 0 | 0 | 0
ACI90 | 0 | 0 | 0 | 0 | 0 | 0
RPJ90 | 0 | 0 | 0 | 0 | 0 | 0
PCSEQ | 0 | 0 | 0 | 0 | 0 | 0
Retrofit Capacity by Reporting Type: HQ_NEISO
ReportingType | 2015 | 2020 | 2025 | 2030 | 2035 | 2040
FGD | 0 | 0 | 0 | 0 | 0 | 0
SNCR | 0 | 0 | 0 | 0 | 0 | 0
SCR | 0 | 0 | 0 | 0 | 0 | 0
ACI90 | 0 | 0 | 0 | 0 | 0 | 0
RPJ90 | 0 | 0 | 0 | 0 | 0 | 0
PCSEQ | 0 | 0 | 0 | 0 | 0 | 0
Retrofit Capacity by Reporting Type: HQ_NY
ReportingType | 2015 | 2020 | 2025 | 2030 | 2035 | 2040
FGD | 0 | 0 | 0 | 0 | 0 | 0
SNCR | 0 | 0 | 0 | 0 | 0 | 0
SCR | 0 | 0 | 0 | 0 | 0 | 0
ACI90 | 0 | 0 | 0 | 0 | 0 | 0
RPJ90 | 0 | 0 | 0 | 0 | 0 | 0
PCSEQ | 0 | 0 | 0 | 0 | 0 | 0
Retrofit Capacity by Reporting Type: MARITIMES
ReportingType | 2015 | 2020 | 2025 | 2030 | 2035 | 2040
FGD | 0 | 0 | 0 | 0 | 0 | 0
SNCR | 0 | 0 | 0 | 0 | 0 | 0
SCR | 0 | 0 | 0 | 0 | 0 | 0
ACI90 | 0 | 0 | 0 | 0 | 0 | 0
RPJ90 | 0 | 0 | 0 | 0 | 0 | 0
PCSEQ | 0 | 0 | 0 | 0 | 0 | 0
Retrofit Capacity by Reporting Type: All
ReportingType | 2015 | 2020 | 2025 | 2030 | 2035 | 2040
FGD | 7551.7 | 3087.1 | 0 | 0 | 0 | 0
SNCR | 0 | 0 | 0 | 0 | 0 | 0
SCR | 18954.98 | 3172.85 | 980.77 | 980.77 | 980.77 | 980.77
ACI90 | 0 | 0 | 0 | 0 | 0 | 0
RPJ90 | 33455.9 | 49016.37 | 2277.16 | 1835.28 | 1835.28 | 1615.07
PCSEQ | 0 | 0 | 1288.32 | 1288.32 | 1288.32 | 1288.32
Retrofit Capacity by Reporting Type: EI_US
ReportingType | 2015 | 2020 | 2025 | 2030 | 2035 | 2040
FGD | 7167.7 | 2582.1 | 0 | 0 | 0 | 0
SNCR | 0 | 0 | 0 | 0 | 0 | 0
SCR | 13085.38 | 1610.55 | 203.47 | 203.47 | 203.47 | 203.47
ACI90 | 0 | 0 | 0 | 0 | 0 | 0
RPJ90 | 20283.71 | 33173.77 | 1273.06 | 831.18 | 831.18 | 610.97
PCSEQ | 0 | 0 | 424.43 | 424.43 | 424.43 | 424.43
Retrofit Capacity by Reporting Type: EI_Canada
ReportingType | 2015 | 2020 | 2025 | 2030 | 2035 | 2040
FGD | 0 | 0 | 0 | 0 | 0 | 0
SNCR | 0 | 0 | 0 | 0 | 0 | 0
SCR | 0 | 0 | 0 | 0 | 0 | 0
ACI90 | 0 | 0 | 0 | 0 | 0 | 0
RPJ90 | 0 | 0 | 0 | 0 | 0 | 0
PCSEQ | 0 | 0 | 0 | 0 | 0 | 0
Retrofit Capacity by Reporting Type: EI
ReportingType | 2015 | 2020 | 2025 | 2030 | 2035 | 2040
FGD | 7167.7 | 2582.1 | 0 | 0 | 0 | 0
SNCR | 0 | 0 | 0 | 0 | 0 | 0
SCR | 13085.38 | 1610.55 | 203.47 | 203.47 | 203.47 | 203.47
ACI90 | 0 | 0 | 0 | 0 | 0 | 0
RPJ90 | 20283.71 | 33173.77 | 1273.06 | 831.18 | 831.18 | 610.97
PCSEQ | 0 | 0 | 424.43 | 424.43 | 424.43 | 424.43
Retrofit Capacity by Reporting Type: Outside_EI
ReportingType | 2015 | 2020 | 2025 | 2030 | 2035 | 2040
FGD | 384 | 505 | 0 | 0 | 0 | 0
SNCR | 0 | 0 | 0 | 0 | 0 | 0
SCR | 5869.6 | 1562.3 | 777.3 | 777.3 | 777.3 | 777.3
ACI90 | 0 | 0 | 0 | 0 | 0 | 0
RPJ90 | 13172.2 | 15842.6 | 1004.1 | 1004.1 | 1004.1 | 1004.1
PCSEQ | 0 | 0 | 863.89 | 863.89 | 863.89 | 863.89
#7 | Reserve Margin (MW)
Reserve Margin Data: ALB
| 2015 | 2020 | 2025 | 2030 | 2035 | 2040
a. Peak Demand | 9504.39 | 9692.49 | 9884.31 | 10079.93 | 10279.42 | 10482.86
b. Peak Demand + Reserve Margin | 11215.18 | 11437.14 | 11663.49 | 11894.32 | 12129.72 | 12369.77
c. DR MW | 105.16 | 859.19 | 1729.13 | 1854.22 | 1988.37 | 2132.22
d. Capacity Credit | 11215.18 | 11437.14 | 11663.49 | 12110.36 | 12430.64 | 12702.71
Reserve Margin Data: BC
| 2015 | 2020 | 2025 | 2030 | 2035 | 2040
a. Peak Demand | 11620.49 | 11592.37 | 11564.31 | 11536.32 | 11508.4 | 11480.55
b. Peak Demand + Reserve Margin | 13712.18 | 13678.99 | 13645.88 | 13612.86 | 13579.91 | 13547.05
c. DR MW | 0.01 | 854.9 | 1793.56 | 1881.42 | 1973.6 | 2070.28
d. Capacity Credit | 13712.18 | 14567.06 | 15505.72 | 15388.59 | 15901.64 | 15235.46
Reserve Margin Data: ENT
| 2015 | 2020 | 2025 | 2030 | 2035 | 2040
a. Peak Demand | 29773.94 | 29775.57 | 28786.61 | 28009.74 | 27311.45 | 26628.88
b. Peak Demand + Reserve Margin | 33942.3 | 33944.14 | 32816.74 | 31931.1 | 31135.06 | 30356.92
c. DR MW | 301.55 | 3513.74 | 6909.7 | 7094.75 | 7284.77 | 7479.87
d. Capacity Credit | 33942.3 | 33944.14 | 32816.74 | 31931.1 | 31160.1 | 30356.92
Reserve Margin Data: ERCOT
| 2015 | 2020 | 2025 | 2030 | 2035 | 2040
a. Peak Demand | 67389.08 | 68890.64 | 67808.6 | 66454.97 | 65281.06 | 64116.15
b. Peak Demand + Reserve Margin | 75812.71 | 77501.97 | 76284.67 | 74761.84 | 73441.19 | 72130.67
c. DR MW | 740.81 | 9024.12 | 17912.11 | 18461.03 | 19072.37 | 19700.55
d. Capacity Credit | 75812.71 | 77501.97 | 79411.85 | 78556.96 | 77965.09 | 77379.23
Reserve Margin Data: FRCC
| 2015 | 2020 | 2025 | 2030 | 2035 | 2040
a. Peak Demand | 47364.25 | 49037.48 | 49566.58 | 50129.62 | 50701.64 | 51280.2
b. Peak Demand + Reserve Margin | 54942.54 | 56883.48 | 57497.23 | 58150.35 | 58813.91 | 59485.03
c. DR MW | 2734.45 | 8753.57 | 15718.02 | 16717 | 17779.48 | 18909.49
d. Capacity Credit | 54942.54 | 56883.48 | 58008.38 | 60987.02 | 60023.24 | 62994.79
Reserve Margin Data: IESO
| 2015 | 2020 | 2025 | 2030 | 2035 | 2040
a. Peak Demand | 22355.95 | 21033.53 | 20692.08 | 20356.18 | 20025.72 | 19700.64
b. Peak Demand + Reserve Margin | 26156.46 | 24609.23 | 24209.74 | 23816.73 | 23430.1 | 23049.74
c. DR MW | 1958.79 | 2997.9 | 4266.86 | 4413.92 | 4566.04 | 4723.42
d. Capacity Credit | 27177.65 | 28216.76 | 29485.72 | 29632.78 | 28067.23 | 26684.6
Reserve Margin Data: MAPP_CA
| 2015 | 2020 | 2025 | 2030 | 2035 | 2040
a. Peak Demand | 8317.8 | 8505.61 | 8409.18 | 8313.83 | 8219.57 | 8126.37
b. Peak Demand + Reserve Margin | 9315.94 | 9526.29 | 9418.28 | 9311.49 | 9205.91 | 9101.54
c. DR MW | 89.5 | 733.23 | 1430.58 | 1487.25 | 1546.17 | 1607.42
d. Capacity Credit | 9315.94 | 9526.29 | 10690.53 | 10879.64 | 11045.81 | 10576.13
Reserve Margin Data: MAPP_US
| 2015 | 2020 | 2025 | 2030 | 2035 | 2040
a. Peak Demand | 5403.76 | 5418.99 | 5348.44 | 5279.91 | 5217.19 | 5155.05
b. Peak Demand + Reserve Margin | 6160.29 | 6177.65 | 6097.23 | 6019.1 | 5947.59 | 5876.75
c. DR MW | 59 | 474.48 | 925.75 | 962.42 | 1000.54 | 1040.18
d. Capacity Credit | 6160.29 | 6177.65 | 6097.23 | 6098.07 | 5947.59 | 5876.75
Reserve Margin Data: NEISO
| 2015 | 2020 | 2025 | 2030 | 2035 | 2040
a. Peak Demand | 26477.39 | 25443.48 | 24228.36 | 23158.18 | 22111.85 | 21110.05
b. Peak Demand + Reserve Margin | 30713.77 | 29514.44 | 28104.9 | 26863.49 | 25649.74 | 24487.65
c. DR MW | 3092.4 | 4629.65 | 6244.93 | 6284.97 | 6321.45 | 6358.14
d. Capacity Credit | 30713.77 | 29514.44 | 29953.86 | 27367.16 | 25649.74 | 25168.95
Reserve Margin Data: NonRTO_Midwest
| 2015 | 2020 | 2025 | 2030 | 2035 | 2040
a. Peak Demand | 11090.83 | 11340.24 | 11030.13 | 10745.75 | 10469.44 | 10200.15
b. Peak Demand + Reserve Margin | 12643.54 | 12927.88 | 12574.35 | 12250.15 | 11935.16 | 11628.17
c. DR MW | 193.98 | 1268.97 | 2399.43 | 2458.79 | 2519.62 | 2581.96
d. Capacity Credit | 12643.54 | 12927.88 | 12574.35 | 12250.15 | 11935.16 | 11628.17
Reserve Margin Data: NYISO_J-K
| 2015 | 2020 | 2025 | 2030 | 2035 | 2040
a. Peak Demand | 15010.21 | 15230.77 | 15126.67 | 15018.93 | 14909.62 | 14799.63
b. Peak Demand + Reserve Margin | 13809.39 | 14012.31 | 13916.54 | 13817.42 | 13716.85 | 13615.66
c. DR MW | 1319.07 | 2179.58 | 3133.08 | 3273.39 | 3419.97 | 3573.13
d. Capacity Credit | 14129.62 | 14107.47 | 13916.54 | 13817.42 | 13716.85 | 13690.15
Reserve Margin Data: PJM_E
| 2015 | 2020 | 2025 | 2030 | 2035 | 2040
a. Peak Demand | 29204.23 | 26014.15 | 25527.86 | 25080.6 | 24637.86 | 24200.84
b. Peak Demand + Reserve Margin | 28561.73 | 25441.84 | 24966.25 | 24528.82 | 24095.83 | 23668.42
c. DR MW | 1256.73 | 3300.66 | 5661.07 | 5853.27 | 6052 | 6257.48
d. Capacity Credit | 31684.86 | 31628.49 | 29462.1 | 29628.1 | 26976.9 | 26008.37
Reserve Margin Data: RMPA
| 2015 | 2020 | 2025 | 2030 | 2035 | 2040
a. Peak Demand | 12564.68 | 12865.09 | 13028.61 | 13195.21 | 13361.48 | 13530.22
b. Peak Demand + Reserve Margin | 14323.74 | 14666.2 | 14852.61 | 15042.54 | 15232.08 | 15424.45
c. DR MW | 486.05 | 1538.39 | 2754.45 | 2933.81 | 3124.47 | 3327.63
d. Capacity Credit | 14323.74 | 14666.2 | 14852.61 | 15042.54 | 15232.08 | 15424.45
Reserve Margin Data: SOCO
| 2015 | 2020 | 2025 | 2030 | 2035 | 2040
a. Peak Demand | 50736.3 | 52736.32 | 51988.21 | 51444.98 | 50923.33 | 50406.73
b. Peak Demand + Reserve Margin | 57839.39 | 60119.41 | 59266.56 | 58647.27 | 58052.59 | 57463.68
c. DR MW | 2570.49 | 8503.26 | 14981.06 | 15597.7 | 16239.72 | 16908.17
d. Capacity Credit | 57839.39 | 60119.41 | 59266.56 | 61778.78 | 62018.47 | 62171.06
Reserve Margin Data: TVA
| 2015 | 2020 | 2025 | 2030 | 2035 | 2040
a. Peak Demand | 33468.83 | 34733.36 | 33784.86 | 32914.01 | 32067.83 | 31243.17
b. Peak Demand + Reserve Margin | 38489.15 | 39943.36 | 38852.59 | 37851.11 | 36878.01 | 35929.65
c. DR MW | 1805 | 5910.76 | 10233.53 | 10486.72 | 10746.17 | 11012.05
d. Capacity Credit | 38489.15 | 39943.36 | 38852.59 | 37851.11 | 36878.01 | 35929.65
Reserve Margin Data: VACAR
| 2015 | 2020 | 2025 | 2030 | 2035 | 2040
a. Peak Demand | 47198 | 48355.94 | 48143.46 | 48009.73 | 47885.92 | 47762.38
b. Peak Demand + Reserve Margin | 53805.72 | 55125.77 | 54883.54 | 54731.1 | 54589.95 | 54449.12
c. DR MW | 2339.28 | 8044.92 | 14413.67 | 15118.93 | 15858.71 | 16634.69
d. Capacity Credit | 53805.72 | 55125.77 | 54883.54 | 54731.1 | 54818.34 | 57015.8
Reserve Margin Data: AZ_NM_SNV
| 2015 | 2020 | 2025 | 2030 | 2035 | 2040
a. Peak Demand | 26224.52 | 27488.85 | 27883.57 | 28321.89 | 28716.72 | 29139.68
b. Peak Demand + Reserve Margin | 30341.78 | 31804.6 | 32261.29 | 32768.43 | 33225.24 | 33714.61
c. DR MW | 334.55 | 4978.39 | 10255.53 | 10954.94 | 11682.53 | 12468.15
d. Capacity Credit | 30341.78 | 31804.6 | 32605.52 | 33006.64 | 33225.24 | 34011.19
Reserve Margin Data: CA
| 2015 | 2020 | 2025 | 2030 | 2035 | 2040
a. Peak Demand | 59504.87 | 60091.58 | 59621.4 | 59889.72 | 59870.35 | 59790.78
b. Peak Demand + Reserve Margin | 69382.68 | 70066.79 | 69518.55 | 69831.42 | 69808.83 | 69716.05
c. DR MW | 4441.2 | 8447.25 | 13020.32 | 13761.4 | 14476.98 | 15215.38
d. Capacity Credit | 69382.68 | 70066.79 | 69518.55 | 69831.42 | 69808.83 | 69716.05
Reserve Margin Data: MISO
| 2015 | 2020 | 2025 | 2030 | 2035 | 2040
a. Peak Demand | 94499.72 | 94149.96 | 92514.17 | 90849.76 | 89532.1 | 88223.29
b. Peak Demand + Reserve Margin | 110942.67 | 110532.06 | 108611.63 | 106657.62 | 105110.68 | 103574.14
c. DR MW | 6024.78 | 12541.66 | 19845.46 | 20596.76 | 21376.83 | 22186.8
d. Capacity Credit | 110942.67 | 110532.06 | 108611.63 | 109286.74 | 105110.68 | 103574.14
Reserve Margin Data: NWPP
| 2015 | 2020 | 2025 | 2030 | 2035 | 2040
a. Peak Demand | 38318.64 | 37847.72 | 37362.27 | 37322.95 | 37185.68 | 37002.64
b. Peak Demand + Reserve Margin | 45216 | 44660.31 | 44087.48 | 44041.08 | 43879.1 | 43663.11
c. DR MW | 0.01 | 3079.15 | 6423.28 | 6754.06 | 7085.45 | 7424.53
d. Capacity Credit | 49129.16 | 51593.88 | 52631.1 | 54176.8 | 54000.57 | 54299.44
Reserve Margin Data: NYISO
| 2015 | 2020 | 2025 | 2030 | 2035 | 2040
a. Peak Demand | 29137.84 | 29335.39 | 28891.35 | 28491.23 | 28093.8 | 27700.76
b. Peak Demand + Reserve Margin | 33945.58 | 34175.73 | 33658.42 | 33192.29 | 32729.27 | 32271.39
c. DR MW | 2565.83 | 4208.04 | 6009.12 | 6237.34 | 6474.71 | 6721.61
d. Capacity Credit | 33945.58 | 34175.73 | 33658.42 | 33192.29 | 32729.27 | 32271.39
Reserve Margin Data: NYISO_G-I_J-K
| 2015 | 2020 | 2025 | 2030 | 2035 | 2040
a. Peak Demand | 18862.3 | 19071.7 | 18923.82 | 18782.4 | 18639.15 | 18495.19
b. Peak Demand + Reserve Margin | 17919.18 | 18118.12 | 17977.63 | 17843.28 | 17707.19 | 17570.43
c. DR MW | 1658.63 | 2731.23 | 3924.89 | 4099.42 | 4281.71 | 4472.12
d. Capacity Credit | 17919.18 | 18118.12 | 18016.34 | 18070.78 | 18234.83 | 17570.43
Reserve Margin Data: PJM
| 2015 | 2020 | 2025 | 2030 | 2035 | 2040
a. Peak Demand | 150313.18 | 140738.81 | 137854.36 | 135089.2 | 132475.69 | 129904.73
b. Peak Demand + Reserve Margin | 173311.09 | 162271.84 | 158946.08 | 155757.85 | 152744.47 | 149780.15
c. DR MW | 6888.69 | 18166.26 | 30760.76 | 31749.7 | 32770.51 | 33824.21
d. Capacity Credit | 173311.09 | 162271.84 | 158946.08 | 155757.85 | 152744.47 | 149780.15
Reserve Margin Data: SPP
| 2015 | 2020 | 2025 | 2030 | 2035 | 2040
a. Peak Demand | 54478.98 | 55308.09 | 54396.59 | 53604.83 | 52865.84 | 52138.12
b. Peak Demand + Reserve Margin | 61888.12 | 62829.99 | 61794.53 | 60895.08 | 60055.59 | 59228.9
c. DR MW | 1132.21 | 6734.34 | 12766.88 | 13243.48 | 13738.36 | 14252.24
d. Capacity Credit | 61888.12 | 62829.99 | 61794.53 | 60895.08 | 60055.59 | 59228.9

## Transmission
$/MW
[8 empty] | Transfer |  | $/MWh | $/MWh | Wheel+ | $/MWh
Year | Line | From | To | EI Internal/External | Season | Block | Duration | Limit | MW flow | From price | To price | Friction | Shadow Price
2015 | ENT_2_SOCO | ENT | SOCO | Internal | Shoulder | B11 | 25 | 2000 | 291.63 | 77.27 | 85.27 | 8 | 0
2015 | ENT_2_SOCO | ENT | SOCO | Internal | Shoulder | B12 | 200 | 2000 | 0 | 59.84 | 62.78 | 8 | 0
2015 | ENT_2_SOCO | ENT | SOCO | Internal | Shoulder | B13 | 600 | 2000 | 0 | 59.4 | 59.66 | 8 | 0
2015 | ENT_2_SOCO | ENT | SOCO | Internal | Shoulder | B14 | 900 | 2000 | 0 | 59.4 | 59.66 | 8 | 0
2015 | ENT_2_SOCO | ENT | SOCO | Internal | Shoulder | B15 | 1203 | 2000 | 0 | 57.43 | 59.66 | 8 | 0
2015 | ENT_2_SOCO | ENT | SOCO | Internal | Summer | B1 | 10 | 2000 | 0 | 91.66 | 97.77 | 8 | 0
2015 | ENT_2_SOCO | ENT | SOCO | Internal | Summer | B2 | 25 | 2000 | 533.53 | 89.77 | 97.77 | 8 | 0
2015 | ENT_2_SOCO | ENT | SOCO | Internal | Summer | B3 | 75 | 2000 | 1658.57 | 89.77 | 97.77 | 8 | 0
2015 | ENT_2_SOCO | ENT | SOCO | Internal | Summer | B4 | 100 | 2000 | 2000 | 87.36 | 97.77 | 8 | 2.4
2015 | ENT_2_SOCO | ENT | SOCO | Internal | Summer | B5 | 200 | 2000 | 434.96 | 79.51 | 87.51 | 8 | 0
2015 | ENT_2_SOCO | ENT | SOCO | Internal | Summer | B6 | 300 | 2000 | 1568.67 | 66.12 | 74.12 | 8 | 0
2015 | ENT_2_SOCO | ENT | SOCO | Internal | Summer | B7 | 400 | 2000 | 2000 | 58.62 | 67.54 | 8 | 0.92
2015 | ENT_2_SOCO | ENT | SOCO | Internal | Summer | B8 | 500 | 2000 | 812.42 | 58.62 | 66.62 | 8 | 0
2015 | ENT_2_SOCO | ENT | SOCO | Internal | Summer | B9 | 800 | 2000 | 0 | 58.19 | 60.6 | 8 | 0
2015 | ENT_2_SOCO | ENT | SOCO | Internal | Summer | B10 | 1262 | 2000 | 0 | 56.26 | 58.49 | 8 | 0
2015 | ENT_2_SOCO | ENT | SOCO | Internal | Winter | B16 | 25 | 2000 | 1622.27 | 73.89 | 81.89 | 8 | 0
2015 | ENT_2_SOCO | ENT | SOCO | Internal | Winter | B17 | 100 | 2000 | 0 | 61.82 | 66.42 | 8 | 0
2015 | ENT_2_SOCO | ENT | SOCO | Internal | Winter | B18 | 400 | 2000 | 0 | 61.82 | 62.04 | 8 | 0
2015 | ENT_2_SOCO | ENT | SOCO | Internal | Winter | B19 | 700 | 2000 | 0 | 59.76 | 62.04 | 8 | 0
2015 | ENT_2_SOCO | ENT | SOCO | Internal | Winter | B20 | 935 | 2000 | 0 | 59.76 | 62.04 | 8 | 0
2015 | ENT_2_TVA_Transmission | ENT | TVA_Transmission | Internal | Shoulder | B11 | 25 | 2100 | 0 | 77.27 | 77.3 | 8 | 0
2015 | ENT_2_TVA_Transmission | ENT | TVA_Transmission | Internal | Shoulder | B12 | 200 | 2100 | 0 | 59.84 | 64.66 | 8 | 0
2015 | ENT_2_TVA_Transmission | ENT | TVA_Transmission | Internal | Shoulder | B13 | 600 | 2100 | 0 | 59.4 | 62.14 | 8 | 0
2015 | ENT_2_TVA_Transmission | ENT | TVA_Transmission | Internal | Shoulder | B14 | 900 | 2100 | 0 | 59.4 | 61.16 | 8 | 0
2015 | ENT_2_TVA_Transmission | ENT | TVA_Transmission | Internal | Shoulder | B15 | 1203 | 2100 | 0 | 57.43 | 59.13 | 8 | 0
2015 | ENT_2_TVA_Transmission | ENT | TVA_Transmission | Internal | Summer | B1 | 10 | 2100 | 423.62 | 91.66 | 99.66 | 8 | 0
2015 | ENT_2_TVA_Transmission | ENT | TVA_Transmission | Internal | Summer | B2 | 25 | 2100 | 0 | 89.77 | 97.09 | 8 | 0
2015 | ENT_2_TVA_Transmission | ENT | TVA_Transmission | Internal | Summer | B3 | 75 | 2100 | 0 | 89.77 | 95.41 | 8 | 0
2015 | ENT_2_TVA_Transmission | ENT | TVA_Transmission | Internal | Summer | B4 | 100 | 2100 | 0 | 87.36 | 89.81 | 8 | 0
2015 | ENT_2_TVA_Transmission | ENT | TVA_Transmission | Internal | Summer | B5 | 200 | 2100 | 0 | 79.51 | 79 | 8 | 0
2015 | ENT_2_TVA_Transmission | ENT | TVA_Transmission | Internal | Summer | B6 | 300 | 2100 | 0 | 66.12 | 66.81 | 8 | 0
2015 | ENT_2_TVA_Transmission | ENT | TVA_Transmission | Internal | Summer | B7 | 400 | 2100 | 0 | 58.62 | 60.35 | 8 | 0
2015 | ENT_2_TVA_Transmission | ENT | TVA_Transmission | Internal | Summer | B8 | 500 | 2100 | 0 | 58.62 | 59.48 | 8 | 0
2015 | ENT_2_TVA_Transmission | ENT | TVA_Transmission | Internal | Summer | B9 | 800 | 2100 | 0 | 58.19 | 58.6 | 8 | 0
2015 | ENT_2_TVA_Transmission | ENT | TVA_Transmission | Internal | Summer | B10 | 1262 | 2100 | 0 | 56.26 | 56 | 8 | 0
2015 | ENT_2_TVA_Transmission | ENT | TVA_Transmission | Internal | Winter | B16 | 25 | 2100 | 1544.92 | 73.89 | 81.89 | 8 | 0
2015 | ENT_2_TVA_Transmission | ENT | TVA_Transmission | Internal | Winter | B17 | 100 | 2100 | 0 | 61.82 | 67.78 | 8 | 0
2015 | ENT_2_TVA_Transmission | ENT | TVA_Transmission | Internal | Winter | B18 | 400 | 2100 | 0 | 61.82 | 64.37 | 8 | 0
2015 | ENT_2_TVA_Transmission | ENT | TVA_Transmission | Internal | Winter | B19 | 700 | 2100 | 0 | 59.76 | 62.57 | 8 | 0
2015 | ENT_2_TVA_Transmission | ENT | TVA_Transmission | Internal | Winter | B20 | 935 | 2100 | 0 | 59.76 | 60.57 | 8 | 0
2015 | FRCC_2_SOCO | FRCC | SOCO | Internal | Shoulder | B11 | 25 | 900 | 0 | 95.27 | 85.27 | 8 | 0
2015 | FRCC_2_SOCO | FRCC | SOCO | Internal | Shoulder | B12 | 200 | 900 | 0 | 66.84 | 62.78 | 8 | 0
2015 | FRCC_2_SOCO | FRCC | SOCO | Internal | Shoulder | B13 | 600 | 900 | 0 | 65.33 | 59.66 | 8 | 0
2015 | FRCC_2_SOCO | FRCC | SOCO | Internal | Shoulder | B14 | 900 | 900 | 0 | 64.06 | 59.66 | 8 | 0
2015 | FRCC_2_SOCO | FRCC | SOCO | Internal | Shoulder | B15 | 1203 | 900 | 0 | 64.06 | 59.66 | 8 | 0
2015 | FRCC_2_SOCO | FRCC | SOCO | Internal | Summer | B1 | 10 | 900 | 0 | 103.77 | 97.77 | 8 | 0
2015 | FRCC_2_SOCO | FRCC | SOCO | Internal | Summer | B2 | 25 | 900 | 0 | 103.77 | 97.77 | 8 | 0
2015 | FRCC_2_SOCO | FRCC | SOCO | Internal | Summer | B3 | 75 | 900 | 0 | 103.77 | 97.77 | 8 | 0
2015 | FRCC_2_SOCO | FRCC | SOCO | Internal | Summer | B4 | 100 | 900 | 0 | 103.77 | 97.77 | 8 | 0
2015 | FRCC_2_SOCO | FRCC | SOCO | Internal | Summer | B5 | 200 | 900 | 0 | 97.51 | 87.51 | 8 | 0
2015 | FRCC_2_SOCO | FRCC | SOCO | Internal | Summer | B6 | 300 | 900 | 0 | 84.12 | 74.12 | 8 | 0
2015 | FRCC_2_SOCO | FRCC | SOCO | Internal | Summer | B7 | 400 | 900 | 0 | 75.42 | 67.54 | 8 | 0
2015 | FRCC_2_SOCO | FRCC | SOCO | Internal | Summer | B8 | 500 | 900 | 0 | 66.14 | 66.62 | 8 | 0
2015 | FRCC_2_SOCO | FRCC | SOCO | Internal | Summer | B9 | 800 | 900 | 0 | 63.4 | 60.6 | 8 | 0
2015 | FRCC_2_SOCO | FRCC | SOCO | Internal | Summer | B10 | 1262 | 900 | 0 | 63.4 | 58.49 | 8 | 0
2015 | FRCC_2_SOCO | FRCC | SOCO | Internal | Winter | B16 | 25 | 900 | 0 | 90.26 | 81.89 | 8 | 0
2015 | FRCC_2_SOCO | FRCC | SOCO | Internal | Winter | B17 | 100 | 900 | 0 | 68.96 | 66.42 | 8 | 0
2015 | FRCC_2_SOCO | FRCC | SOCO | Internal | Winter | B18 | 400 | 900 | 0 | 66.09 | 62.04 | 8 | 0
2015 | FRCC_2_SOCO | FRCC | SOCO | Internal | Winter | B19 | 700 | 900 | 0 | 66.09 | 62.04 | 8 | 0
2015 | FRCC_2_SOCO | FRCC | SOCO | Internal | Winter | B20 | 935 | 900 | 0 | 66.09 | 62.04 | 8 | 0
2015 | HQ_NEISO_2_NEISO | HQ_NEISO | NEISO | Internal | Shoulder | B11 | 25 | 99999 | 2920 | 56.56 | 56.57 | 0.01 | 0
2015 | HQ_NEISO_2_NEISO | HQ_NEISO | NEISO | Internal | Shoulder | B12 | 200 | 99999 | 2920 | 55.75 | 55.76 | 0.01 | 0
2015 | HQ_NEISO_2_NEISO | HQ_NEISO | NEISO | Internal | Shoulder | B13 | 600 | 99999 | 2920 | 55.75 | 55.76 | 0.01 | 0
2015 | HQ_NEISO_2_NEISO | HQ_NEISO | NEISO | Internal | Shoulder | B14 | 900 | 99999 | 2920 | 55.75 | 55.76 | 0.01 | 0
2015 | HQ_NEISO_2_NEISO | HQ_NEISO | NEISO | Internal | Shoulder | B15 | 1203 | 99999 | 1143.24 | 55.75 | 55.76 | 0.01 | 0
2015 | HQ_NEISO_2_NEISO | HQ_NEISO | NEISO | Internal | Summer | B1 | 10 | 99999 | 2920.1 | 91.44 | 91.45 | 0.01 | 0
2015 | HQ_NEISO_2_NEISO | HQ_NEISO | NEISO | Internal | Summer | B2 | 25 | 99999 | 2920.1 | 85.14 | 85.15 | 0.01 | 0
2015 | HQ_NEISO_2_NEISO | HQ_NEISO | NEISO | Internal | Summer | B3 | 75 | 99999 | 2920 | 74.71 | 74.72 | 0.01 | 0
2015 | HQ_NEISO_2_NEISO | HQ_NEISO | NEISO | Internal | Summer | B4 | 100 | 99999 | 2920 | 69.97 | 69.98 | 0.01 | 0
2015 | HQ_NEISO_2_NEISO | HQ_NEISO | NEISO | Internal | Summer | B5 | 200 | 99999 | 2920 | 59.18 | 59.2 | 0.01 | 0
2015 | HQ_NEISO_2_NEISO | HQ_NEISO | NEISO | Internal | Summer | B6 | 300 | 99999 | 2920 | 53.05 | 53.06 | 0.01 | 0
2015 | HQ_NEISO_2_NEISO | HQ_NEISO | NEISO | Internal | Summer | B7 | 400 | 99999 | 2920 | 53.05 | 53.06 | 0.01 | 0
2015 | HQ_NEISO_2_NEISO | HQ_NEISO | NEISO | Internal | Summer | B8 | 500 | 99999 | 2920 | 53.05 | 53.06 | 0.01 | 0
2015 | HQ_NEISO_2_NEISO | HQ_NEISO | NEISO | Internal | Summer | B9 | 800 | 99999 | 2920 | 53.05 | 53.06 | 0.01 | 0
2015 | HQ_NEISO_2_NEISO | HQ_NEISO | NEISO | Internal | Summer | B10 | 1262 | 99999 | 795.94 | 53.05 | 53.06 | 0.01 | 0
2015 | HQ_NEISO_2_NEISO | HQ_NEISO | NEISO | Internal | Winter | B16 | 25 | 99999 | 2920 | 64.14 | 64.15 | 0.01 | 0
2015 | HQ_NEISO_2_NEISO | HQ_NEISO | NEISO | Internal | Winter | B17 | 100 | 99999 | 2920 | 64.14 | 64.15 | 0.01 | 0
2015 | HQ_NEISO_2_NEISO | HQ_NEISO | NEISO | Internal | Winter | B18 | 400 | 99999 | 2920 | 64.14 | 64.15 | 0.01 | 0
2015 | HQ_NEISO_2_NEISO | HQ_NEISO | NEISO | Internal | Winter | B19 | 700 | 99999 | 2920 | 64.14 | 64.15 | 0.01 | 0
2015 | HQ_NEISO_2_NEISO | HQ_NEISO | NEISO | Internal | Winter | B20 | 935 | 99999 | 1233.58 | 64.14 | 64.15 | 0.01 | 0
2015 | HQ_NY_2_NYISO_A-F | HQ_NY | NYISO_A-F | Internal | Shoulder | B11 | 25 | 99999 | 1000 | 62.92 | 62.93 | 0.01 | 0
2015 | HQ_NY_2_NYISO_A-F | HQ_NY | NYISO_A-F | Internal | Shoulder | B12 | 200 | 99999 | 1000 | 58.74 | 58.75 | 0.01 | 0
2015 | HQ_NY_2_NYISO_A-F | HQ_NY | NYISO_A-F | Internal | Shoulder | B13 | 600 | 99999 | 1000 | 58.42 | 58.43 | 0.01 | 0
2015 | HQ_NY_2_NYISO_A-F | HQ_NY | NYISO_A-F | Internal | Shoulder | B14 | 900 | 99999 | 1000 | 56.81 | 56.82 | 0.01 | 0
2015 | HQ_NY_2_NYISO_A-F | HQ_NY | NYISO_A-F | Internal | Shoulder | B15 | 1203 | 99999 | 188.69 | 56.81 | 56.82 | 0.01 | 0
2015 | HQ_NY_2_NYISO_A-F | HQ_NY | NYISO_A-F | Internal | Summer | B1 | 10 | 99999 | 1000.1 | 91.66 | 91.67 | 0.01 | 0
2015 | HQ_NY_2_NYISO_A-F | HQ_NY | NYISO_A-F | Internal | Summer | B2 | 25 | 99999 | 1000.1 | 85.38 | 85.39 | 0.01 | 0
2015 | HQ_NY_2_NYISO_A-F | HQ_NY | NYISO_A-F | Internal | Summer | B3 | 75 | 99999 | 1000 | 78.62 | 78.64 | 0.01 | 0
2015 | HQ_NY_2_NYISO_A-F | HQ_NY | NYISO_A-F | Internal | Summer | B4 | 100 | 99999 | 1000 | 75.81 | 75.83 | 0.01 | 0
2015 | HQ_NY_2_NYISO_A-F | HQ_NY | NYISO_A-F | Internal | Summer | B5 | 200 | 99999 | 1000 | 65.54 | 65.55 | 0.01 | 0
2015 | HQ_NY_2_NYISO_A-F | HQ_NY | NYISO_A-F | Internal | Summer | B6 | 300 | 99999 | 1000 | 57.34 | 57.35 | 0.01 | 0
2015 | HQ_NY_2_NYISO_A-F | HQ_NY | NYISO_A-F | Internal | Summer | B7 | 400 | 99999 | 1000 | 55.77 | 55.78 | 0.01 | 0
2015 | HQ_NY_2_NYISO_A-F | HQ_NY | NYISO_A-F | Internal | Summer | B8 | 500 | 99999 | 1000 | 55.16 | 55.18 | 0.01 | 0
2015 | HQ_NY_2_NYISO_A-F | HQ_NY | NYISO_A-F | Internal | Summer | B9 | 800 | 99999 | 1000 | 55.16 | 55.18 | 0.01 | 0
2015 | HQ_NY_2_NYISO_A-F | HQ_NY | NYISO_A-F | Internal | Summer | B10 | 1262 | 99999 | 30.11 | 55.16 | 55.18 | 0.01 | 0
2015 | HQ_NY_2_NYISO_A-F | HQ_NY | NYISO_A-F | Internal | Winter | B16 | 25 | 99999 | 1000 | 67.56 | 67.57 | 0.01 | 0
2015 | HQ_NY_2_NYISO_A-F | HQ_NY | NYISO_A-F | Internal | Winter | B17 | 100 | 99999 | 1000 | 64.2 | 64.21 | 0.01 | 0
2015 | HQ_NY_2_NYISO_A-F | HQ_NY | NYISO_A-F | Internal | Winter | B18 | 400 | 99999 | 1000 | 61.51 | 61.53 | 0.01 | 0
2015 | HQ_NY_2_NYISO_A-F | HQ_NY | NYISO_A-F | Internal | Winter | B19 | 700 | 99999 | 1000 | 61.51 | 61.53 | 0.01 | 0
2015 | HQ_NY_2_NYISO_A-F | HQ_NY | NYISO_A-F | Internal | Winter | B20 | 935 | 99999 | 229.95 | 61.51 | 61.53 | 0.01 | 0
2015 | HQ_IESO_2_IESO | HQ_IESO | IESO | Internal | Shoulder | B11 | 25 | 99999 | 400 | 62.55 | 62.56 | 0.01 | 0
2015 | HQ_IESO_2_IESO | HQ_IESO | IESO | Internal | Shoulder | B12 | 200 | 99999 | 400 | 50.48 | 50.49 | 0.01 | 0
2015 | HQ_IESO_2_IESO | HQ_IESO | IESO | Internal | Shoulder | B13 | 600 | 99999 | 400 | 46.95 | 46.97 | 0.01 | 0
2015 | HQ_IESO_2_IESO | HQ_IESO | IESO | Internal | Shoulder | B14 | 900 | 99999 | 400 | 46.95 | 46.97 | 0.01 | 0
2015 | HQ_IESO_2_IESO | HQ_IESO | IESO | Internal | Shoulder | B15 | 1203 | 99999 | 75.48 | 46.95 | 46.97 | 0.01 | 0
2015 | HQ_IESO_2_IESO | HQ_IESO | IESO | Internal | Summer | B1 | 10 | 99999 | 400.1 | 84.66 | 84.67 | 0.01 | 0
2015 | HQ_IESO_2_IESO | HQ_IESO | IESO | Internal | Summer | B2 | 25 | 99999 | 400 | 81.27 | 81.29 | 0.01 | 0
2015 | HQ_IESO_2_IESO | HQ_IESO | IESO | Internal | Summer | B3 | 75 | 99999 | 400 | 77.77 | 77.79 | 0.01 | 0
2015 | HQ_IESO_2_IESO | HQ_IESO | IESO | Internal | Summer | B4 | 100 | 99999 | 400 | 71.53 | 71.54 | 0.01 | 0
2015 | HQ_IESO_2_IESO | HQ_IESO | IESO | Internal | Summer | B5 | 200 | 99999 | 400 | 62.06 | 62.07 | 0.01 | 0
2015 | HQ_IESO_2_IESO | HQ_IESO | IESO | Internal | Summer | B6 | 300 | 99999 | 400 | 50.34 | 50.35 | 0.01 | 0
2015 | HQ_IESO_2_IESO | HQ_IESO | IESO | Internal | Summer | B7 | 400 | 99999 | 400 | 44.03 | 44.04 | 0.01 | 0
2015 | HQ_IESO_2_IESO | HQ_IESO | IESO | Internal | Summer | B8 | 500 | 99999 | 400 | 44.03 | 44.04 | 0.01 | 0
2015 | HQ_IESO_2_IESO | HQ_IESO | IESO | Internal | Summer | B9 | 800 | 99999 | 400 | 44.03 | 44.04 | 0.01 | 0
2015 | HQ_IESO_2_IESO | HQ_IESO | IESO | Internal | Summer | B10 | 1262 | 99999 | 12.04 | 44.03 | 44.04 | 0.01 | 0
2015 | HQ_IESO_2_IESO | HQ_IESO | IESO | Internal | Winter | B16 | 25 | 99999 | 400 | 63.12 | 63.13 | 0.01 | 0
2015 | HQ_IESO_2_IESO | HQ_IESO | IESO | Internal | Winter | B17 | 100 | 99999 | 400 | 54.4 | 54.41 | 0.01 | 0
2015 | HQ_IESO_2_IESO | HQ_IESO | IESO | Internal | Winter | B18 | 400 | 99999 | 400 | 49.77 | 49.78 | 0.01 | 0
2015 | HQ_IESO_2_IESO | HQ_IESO | IESO | Internal | Winter | B19 | 700 | 99999 | 400 | 49.77 | 49.78 | 0.01 | 0
2015 | HQ_IESO_2_IESO | HQ_IESO | IESO | Internal | Winter | B20 | 935 | 99999 | 91.98 | 49.77 | 49.78 | 0.01 | 0
2015 | IESO_2_MAPP_CA | IESO | MAPP_CA | Internal | Shoulder | B11 | 25 | 262 | 262 | 62.56 | 70.8 | 7 | 1.23
2015 | IESO_2_MAPP_CA | IESO | MAPP_CA | Internal | Shoulder | B12 | 200 | 262 | 262 | 50.49 | 60.86 | 7 | 3.37
2015 | IESO_2_MAPP_CA | IESO | MAPP_CA | Internal | Shoulder | B13 | 600 | 262 | 262 | 46.97 | 57.3 | 7 | 3.33
2015 | IESO_2_MAPP_CA | IESO | MAPP_CA | Internal | Shoulder | B14 | 900 | 262 | 262 | 46.97 | 55.39 | 7 | 1.43
2015 | IESO_2_MAPP_CA | IESO | MAPP_CA | Internal | Shoulder | B15 | 1203 | 262 | 262 | 46.97 | 55.39 | 7 | 1.43
2015 | IESO_2_MAPP_CA | IESO | MAPP_CA | Internal | Summer | B1 | 10 | 262 | 0 | 84.67 | 84.94 | 7 | 0
2015 | IESO_2_MAPP_CA | IESO | MAPP_CA | Internal | Summer | B2 | 25 | 262 | 0 | 81.29 | 82.37 | 7 | 0
2015 | IESO_2_MAPP_CA | IESO | MAPP_CA | Internal | Summer | B3 | 75 | 262 | 0 | 77.79 | 81.82 | 7 | 0
2015 | IESO_2_MAPP_CA | IESO | MAPP_CA | Internal | Summer | B4 | 100 | 262 | 0 | 71.54 | 75.73 | 7 | 0
2015 | IESO_2_MAPP_CA | IESO | MAPP_CA | Internal | Summer | B5 | 200 | 262 | 262 | 62.07 | 70.8 | 7 | 1.72
2015 | IESO_2_MAPP_CA | IESO | MAPP_CA | Internal | Summer | B6 | 300 | 262 | 262 | 50.35 | 60.98 | 7 | 3.63
2015 | IESO_2_MAPP_CA | IESO | MAPP_CA | Internal | Summer | B7 | 400 | 262 | 262 | 44.04 | 54.59 | 7 | 3.55
2015 | IESO_2_MAPP_CA | IESO | MAPP_CA | Internal | Summer | B8 | 500 | 262 | 262 | 44.04 | 53.19 | 7 | 2.15
2015 | IESO_2_MAPP_CA | IESO | MAPP_CA | Internal | Summer | B9 | 800 | 262 | 262 | 44.04 | 52.82 | 7 | 1.78
2015 | IESO_2_MAPP_CA | IESO | MAPP_CA | Internal | Summer | B10 | 1262 | 262 | 262 | 44.04 | 52.82 | 7 | 1.78
2015 | IESO_2_MAPP_CA | IESO | MAPP_CA | Internal | Winter | B16 | 25 | 262 | 934.49 | 63.13 | 73.84 | 7 | 3.71
2015 | IESO_2_MAPP_CA | IESO | MAPP_CA | Internal | Winter | B17 | 100 | 262 | 262 | 54.41 | 64.77 | 7 | 3.37
2015 | IESO_2_MAPP_CA | IESO | MAPP_CA | Internal | Winter | B18 | 400 | 262 | 262 | 49.78 | 59.81 | 7 | 3.02
2015 | IESO_2_MAPP_CA | IESO | MAPP_CA | Internal | Winter | B19 | 700 | 262 | 262 | 49.78 | 57.58 | 7 | 0.8
2015 | IESO_2_MAPP_CA | IESO | MAPP_CA | Internal | Winter | B20 | 935 | 262 | 0 | 49.78 | 55.01 | 7 | 0
2015 | IESO_2_MISO_MI | IESO | MISO_MI | Internal | Shoulder | B11 | 25 | 1840 | 2077.96 | 62.56 | 73.22 | 7 | 3.65
2015 | IESO_2_MISO_MI | IESO | MISO_MI | Internal | Shoulder | B12 | 200 | 1840 | 2973.01 | 50.49 | 61.15 | 7 | 3.65
2015 | IESO_2_MISO_MI | IESO | MISO_MI | Internal | Shoulder | B13 | 600 | 1840 | 1840 | 46.97 | 57.61 | 7 | 3.64
2015 | IESO_2_MISO_MI | IESO | MISO_MI | Internal | Shoulder | B14 | 900 | 1840 | 1840 | 46.97 | 55.44 | 7 | 1.48
2015 | IESO_2_MISO_MI | IESO | MISO_MI | Internal | Shoulder | B15 | 1203 | 1840 | 1351.61 | 46.97 | 53.97 | 7 | 0
2015 | IESO_2_MISO_MI | IESO | MISO_MI | Internal | Summer | B1 | 10 | 1840 | 1068.94 | 84.67 | 91.67 | 7 | 0
2015 | IESO_2_MISO_MI | IESO | MISO_MI | Internal | Summer | B2 | 25 | 1840 | 1840 | 81.29 | 89.09 | 7 | 0.8
2015 | IESO_2_MISO_MI | IESO | MISO_MI | Internal | Summer | B3 | 75 | 1840 | 1840 | 77.79 | 87.41 | 7 | 2.63
2015 | IESO_2_MISO_MI | IESO | MISO_MI | Internal | Summer | B4 | 100 | 1840 | 1870.08 | 71.54 | 82.2 | 7 | 3.65
2015 | IESO_2_MISO_MI | IESO | MISO_MI | Internal | Summer | B5 | 200 | 1840 | 1840 | 62.07 | 71.54 | 7 | 2.47
2015 | IESO_2_MISO_MI | IESO | MISO_MI | Internal | Summer | B6 | 300 | 1840 | 2036.03 | 50.35 | 61 | 7 | 3.65
2015 | IESO_2_MISO_MI | IESO | MISO_MI | Internal | Summer | B7 | 400 | 1840 | 1840 | 44.04 | 54.63 | 7 | 3.59
2015 | IESO_2_MISO_MI | IESO | MISO_MI | Internal | Summer | B8 | 500 | 1840 | 1840 | 44.04 | 53.5 | 7 | 2.46
2015 | IESO_2_MISO_MI | IESO | MISO_MI | Internal | Summer | B9 | 800 | 1840 | 1840 | 44.04 | 53.13 | 7 | 2.09
2015 | IESO_2_MISO_MI | IESO | MISO_MI | Internal | Summer | B10 | 1262 | 1840 | 1840 | 44.04 | 51.81 | 7 | 0.77
2015 | IESO_2_MISO_MI | IESO | MISO_MI | Internal | Winter | B16 | 25 | 1840 | 2739.56 | 63.13 | 73.79 | 7 | 3.65
2015 | IESO_2_MISO_MI | IESO | MISO_MI | Internal | Winter | B17 | 100 | 1840 | 2614.96 | 54.41 | 65.06 | 7 | 3.65
2015 | IESO_2_MISO_MI | IESO | MISO_MI | Internal | Winter | B18 | 400 | 1840 | 1840 | 49.78 | 60.01 | 7 | 3.23
2015 | IESO_2_MISO_MI | IESO | MISO_MI | Internal | Winter | B19 | 700 | 1840 | 1840 | 49.78 | 57.59 | 7 | 0.81
2015 | IESO_2_MISO_MI | IESO | MISO_MI | Internal | Winter | B20 | 935 | 1840 | 0 | 49.78 | 53.56 | 7 | 0
2015 | IESO_2_MISO_W | IESO | MISO_W | Internal | Shoulder | B11 | 25 | 140 | 2939.39 | 62.56 | 73.3 | 7 | 3.74
2015 | IESO_2_MISO_W | IESO | MISO_W | Internal | Shoulder | B12 | 200 | 140 | 140 | 50.49 | 60.87 | 7 | 3.38
2015 | IESO_2_MISO_W | IESO | MISO_W | Internal | Shoulder | B13 | 600 | 140 | 140 | 46.97 | 57.31 | 7 | 3.34
2015 | IESO_2_MISO_W | IESO | MISO_W | Internal | Shoulder | B14 | 900 | 140 | 140 | 46.97 | 55.41 | 7 | 1.44
2015 | IESO_2_MISO_W | IESO | MISO_W | Internal | Shoulder | B15 | 1203 | 140 | 140 | 46.97 | 53.98 | 7 | 0.01
2015 | IESO_2_MISO_W | IESO | MISO_W | Internal | Summer | B1 | 10 | 140 | 0 | 84.67 | 91.65 | 7 | 0
2015 | IESO_2_MISO_W | IESO | MISO_W | Internal | Summer | B2 | 25 | 140 | 140 | 81.29 | 89.08 | 7 | 0.79
2015 | IESO_2_MISO_W | IESO | MISO_W | Internal | Summer | B3 | 75 | 140 | 561.19 | 77.79 | 88.52 | 7 | 3.74
2015 | IESO_2_MISO_W | IESO | MISO_W | Internal | Summer | B4 | 100 | 140 | 1232.23 | 71.54 | 82.28 | 7 | 3.74
2015 | IESO_2_MISO_W | IESO | MISO_W | Internal | Summer | B5 | 200 | 140 | 1624.19 | 62.07 | 72.81 | 7 | 3.74
2015 | IESO_2_MISO_W | IESO | MISO_W | Internal | Summer | B6 | 300 | 140 | 140 | 50.35 | 60.99 | 7 | 3.64
2015 | IESO_2_MISO_W | IESO | MISO_W | Internal | Summer | B7 | 400 | 140 | 140 | 44.04 | 54.6 | 7 | 3.56
2015 | IESO_2_MISO_W | IESO | MISO_W | Internal | Summer | B8 | 500 | 140 | 140 | 44.04 | 53.2 | 7 | 2.16
2015 | IESO_2_MISO_W | IESO | MISO_W | Internal | Summer | B9 | 800 | 140 | 140 | 44.04 | 52.83 | 7 | 1.79
2015 | IESO_2_MISO_W | IESO | MISO_W | Internal | Summer | B10 | 1262 | 140 | 140 | 44.04 | 51.5 | 7 | 0.47
2015 | IESO_2_MISO_W | IESO | MISO_W | Internal | Winter | B16 | 25 | 140 | 626.77 | 63.13 | 73.87 | 7 | 3.74
2015 | IESO_2_MISO_W | IESO | MISO_W | Internal | Winter | B17 | 100 | 140 | 140 | 54.41 | 64.78 | 7 | 3.38
2015 | IESO_2_MISO_W | IESO | MISO_W | Internal | Winter | B18 | 400 | 140 | 140 | 49.78 | 59.82 | 7 | 3.03
2015 | IESO_2_MISO_W | IESO | MISO_W | Internal | Winter | B19 | 700 | 140 | 140 | 49.78 | 57.59 | 7 | 0.81
2015 | IESO_2_MISO_W | IESO | MISO_W | Internal | Winter | B20 | 935 | 140 | 0 | 49.78 | 53.39 | 7 | 0
2015 | IESO_2_NYISO_A-F | IESO | NYISO_A-F | Internal | Shoulder | B11 | 25 | 1725 | 0 | 62.56 | 62.93 | 7 | 0
2015 | IESO_2_NYISO_A-F | IESO | NYISO_A-F | Internal | Shoulder | B12 | 200 | 1725 | 1725 | 50.49 | 58.75 | 7 | 1.26
2015 | IESO_2_NYISO_A-F | IESO | NYISO_A-F | Internal | Shoulder | B13 | 600 | 1725 | 1725 | 46.97 | 58.43 | 7 | 4.46
2015 | IESO_2_NYISO_A-F | IESO | NYISO_A-F | Internal | Shoulder | B14 | 900 | 1725 | 1725 | 46.97 | 56.82 | 7 | 2.85
2015 | IESO_2_NYISO_A-F | IESO | NYISO_A-F | Internal | Shoulder | B15 | 1203 | 1725 | 1725 | 46.97 | 56.82 | 7 | 2.85
2015 | IESO_2_NYISO_A-F | IESO | NYISO_A-F | Internal | Summer | B1 | 10 | 1725 | 666.94 | 84.67 | 91.67 | 7 | 0
2015 | IESO_2_NYISO_A-F | IESO | NYISO_A-F | Internal | Summer | B2 | 25 | 1725 | 0 | 81.29 | 85.39 | 7 | 0
2015 | IESO_2_NYISO_A-F | IESO | NYISO_A-F | Internal | Summer | B3 | 75 | 1725 | 0 | 77.79 | 78.64 | 7 | 0
2015 | IESO_2_NYISO_A-F | IESO | NYISO_A-F | Internal | Summer | B4 | 100 | 1725 | 0 | 71.54 | 75.83 | 7 | 0
2015 | IESO_2_NYISO_A-F | IESO | NYISO_A-F | Internal | Summer | B5 | 200 | 1725 | 0 | 62.07 | 65.55 | 7 | 0
2015 | IESO_2_NYISO_A-F | IESO | NYISO_A-F | Internal | Summer | B6 | 300 | 1725 | 1647.73 | 50.35 | 57.35 | 7 | 0
2015 | IESO_2_NYISO_A-F | IESO | NYISO_A-F | Internal | Summer | B7 | 400 | 1725 | 1947.34 | 44.04 | 55.78 | 7 | 4.74
2015 | IESO_2_NYISO_A-F | IESO | NYISO_A-F | Internal | Summer | B8 | 500 | 1725 | 1725 | 44.04 | 55.18 | 7 | 4.14
2015 | IESO_2_NYISO_A-F | IESO | NYISO_A-F | Internal | Summer | B9 | 800 | 1725 | 1725 | 44.04 | 55.18 | 7 | 4.14
2015 | IESO_2_NYISO_A-F | IESO | NYISO_A-F | Internal | Summer | B10 | 1262 | 1725 | 1725 | 44.04 | 55.18 | 7 | 4.14
2015 | IESO_2_NYISO_A-F | IESO | NYISO_A-F | Internal | Winter | B16 | 25 | 1725 | 0 | 63.13 | 67.57 | 7 | 0
2015 | IESO_2_NYISO_A-F | IESO | NYISO_A-F | Internal | Winter | B17 | 100 | 1725 | 1725 | 54.41 | 64.21 | 7 | 2.81
2015 | IESO_2_NYISO_A-F | IESO | NYISO_A-F | Internal | Winter | B18 | 400 | 1725 | 3011.44 | 49.78 | 61.53 | 7 | 4.74
2015 | IESO_2_NYISO_A-F | IESO | NYISO_A-F | Internal | Winter | B19 | 700 | 1725 | 2281.71 | 49.78 | 61.53 | 7 | 4.74
2015 | IESO_2_NYISO_A-F | IESO | NYISO_A-F | Internal | Winter | B20 | 935 | 1725 | 2142.47 | 49.78 | 61.53 | 7 | 4.74
2015 | MAPP_CA_2_IESO | MAPP_CA | IESO | Internal | Shoulder | B11 | 25 | 330 | 0 | 70.8 | 62.56 | 8 | 0
2015 | MAPP_CA_2_IESO | MAPP_CA | IESO | Internal | Shoulder | B12 | 200 | 330 | 0 | 60.86 | 50.49 | 8 | 0
2015 | MAPP_CA_2_IESO | MAPP_CA | IESO | Internal | Shoulder | B13 | 600 | 330 | 0 | 57.3 | 46.97 | 8 | 0
2015 | MAPP_CA_2_IESO | MAPP_CA | IESO | Internal | Shoulder | B14 | 900 | 330 | 0 | 55.39 | 46.97 | 8 | 0
2015 | MAPP_CA_2_IESO | MAPP_CA | IESO | Internal | Shoulder | B15 | 1203 | 330 | 0 | 55.39 | 46.97 | 8 | 0
2015 | MAPP_CA_2_IESO | MAPP_CA | IESO | Internal | Summer | B1 | 10 | 330 | 0 | 84.94 | 84.67 | 8 | 0
2015 | MAPP_CA_2_IESO | MAPP_CA | IESO | Internal | Summer | B2 | 25 | 330 | 0 | 82.37 | 81.29 | 8 | 0
2015 | MAPP_CA_2_IESO | MAPP_CA | IESO | Internal | Summer | B3 | 75 | 330 | 0 | 81.82 | 77.79 | 8 | 0
2015 | MAPP_CA_2_IESO | MAPP_CA | IESO | Internal | Summer | B4 | 100 | 330 | 0 | 75.73 | 71.54 | 8 | 0
2015 | MAPP_CA_2_IESO | MAPP_CA | IESO | Internal | Summer | B5 | 200 | 330 | 0 | 70.8 | 62.07 | 8 | 0
2015 | MAPP_CA_2_IESO | MAPP_CA | IESO | Internal | Summer | B6 | 300 | 330 | 0 | 60.98 | 50.35 | 8 | 0
2015 | MAPP_CA_2_IESO | MAPP_CA | IESO | Internal | Summer | B7 | 400 | 330 | 0 | 54.59 | 44.04 | 8 | 0
2015 | MAPP_CA_2_IESO | MAPP_CA | IESO | Internal | Summer | B8 | 500 | 330 | 0 | 53.19 | 44.04 | 8 | 0
2015 | MAPP_CA_2_IESO | MAPP_CA | IESO | Internal | Summer | B9 | 800 | 330 | 0 | 52.82 | 44.04 | 8 | 0
2015 | MAPP_CA_2_IESO | MAPP_CA | IESO | Internal | Summer | B10 | 1262 | 330 | 0 | 52.82 | 44.04 | 8 | 0
2015 | MAPP_CA_2_IESO | MAPP_CA | IESO | Internal | Winter | B16 | 25 | 330 | 0 | 73.84 | 63.13 | 8 | 0
2015 | MAPP_CA_2_IESO | MAPP_CA | IESO | Internal | Winter | B17 | 100 | 330 | 0 | 64.77 | 54.41 | 8 | 0
2015 | MAPP_CA_2_IESO | MAPP_CA | IESO | Internal | Winter | B18 | 400 | 330 | 0 | 59.81 | 49.78 | 8 | 0
2015 | MAPP_CA_2_IESO | MAPP_CA | IESO | Internal | Winter | B19 | 700 | 330 | 0 | 57.58 | 49.78 | 8 | 0
2015 | MAPP_CA_2_IESO | MAPP_CA | IESO | Internal | Winter | B20 | 935 | 330 | 0 | 55.01 | 49.78 | 8 | 0
2015 | MAPP_CA_2_MAPP_US | MAPP_CA | MAPP_US | Internal | Shoulder | B11 | 25 | 372 | 0 | 70.8 | 70.88 | 7 | 0
2015 | MAPP_CA_2_MAPP_US | MAPP_CA | MAPP_US | Internal | Shoulder | B12 | 200 | 372 | 0 | 60.86 | 53.87 | 7 | 0
2015 | MAPP_CA_2_MAPP_US | MAPP_CA | MAPP_US | Internal | Shoulder | B13 | 600 | 372 | 0 | 57.3 | 53.87 | 7 | 0
2015 | MAPP_CA_2_MAPP_US | MAPP_CA | MAPP_US | Internal | Shoulder | B14 | 900 | 372 | 0 | 55.39 | 53.87 | 7 | 0
2015 | MAPP_CA_2_MAPP_US | MAPP_CA | MAPP_US | Internal | Shoulder | B15 | 1203 | 372 | 0 | 55.39 | 53.87 | 7 | 0
2015 | MAPP_CA_2_MAPP_US | MAPP_CA | MAPP_US | Internal | Summer | B1 | 10 | 372 | 0 | 84.94 | 84.65 | 7 | 0
2015 | MAPP_CA_2_MAPP_US | MAPP_CA | MAPP_US | Internal | Summer | B2 | 25 | 372 | 0 | 82.37 | 84.28 | 7 | 0
2015 | MAPP_CA_2_MAPP_US | MAPP_CA | MAPP_US | Internal | Summer | B3 | 75 | 372 | 0 | 81.82 | 84.28 | 7 | 0
2015 | MAPP_CA_2_MAPP_US | MAPP_CA | MAPP_US | Internal | Summer | B4 | 100 | 372 | 0 | 75.73 | 78.83 | 7 | 0
2015 | MAPP_CA_2_MAPP_US | MAPP_CA | MAPP_US | Internal | Summer | B5 | 200 | 372 | 0 | 70.8 | 70.39 | 7 | 0
2015 | MAPP_CA_2_MAPP_US | MAPP_CA | MAPP_US | Internal | Summer | B6 | 300 | 372 | 0 | 60.98 | 58.57 | 7 | 0
2015 | MAPP_CA_2_MAPP_US | MAPP_CA | MAPP_US | Internal | Summer | B7 | 400 | 372 | 0 | 54.59 | 52.46 | 7 | 0
2015 | MAPP_CA_2_MAPP_US | MAPP_CA | MAPP_US | Internal | Summer | B8 | 500 | 372 | 0 | 53.19 | 50.58 | 7 | 0
2015 | MAPP_CA_2_MAPP_US | MAPP_CA | MAPP_US | Internal | Summer | B9 | 800 | 372 | 0 | 52.82 | 50.58 | 7 | 0
2015 | MAPP_CA_2_MAPP_US | MAPP_CA | MAPP_US | Internal | Summer | B10 | 1262 | 372 | 0 | 52.82 | 50.58 | 7 | 0
2015 | MAPP_CA_2_MAPP_US | MAPP_CA | MAPP_US | Internal | Winter | B16 | 25 | 372 | 0 | 73.84 | 66.87 | 7 | 0
2015 | MAPP_CA_2_MAPP_US | MAPP_CA | MAPP_US | Internal | Winter | B17 | 100 | 372 | 0 | 64.77 | 57.78 | 7 | 0
2015 | MAPP_CA_2_MAPP_US | MAPP_CA | MAPP_US | Internal | Winter | B18 | 400 | 372 | 0 | 59.81 | 55.65 | 7 | 0
2015 | MAPP_CA_2_MAPP_US | MAPP_CA | MAPP_US | Internal | Winter | B19 | 700 | 372 | 0 | 57.58 | 55.65 | 7 | 0
2015 | MAPP_CA_2_MAPP_US | MAPP_CA | MAPP_US | Internal | Winter | B20 | 935 | 372 | 0 | 55.01 | 55.65 | 7 | 0
2015 | MAPP_CA_2_MISO_W | MAPP_CA | MISO_W | Internal | Shoulder | B11 | 25 | 1970 | 1970 | 70.8 | 73.3 | 0.01 | 2.49
2015 | MAPP_CA_2_MISO_W | MAPP_CA | MISO_W | Internal | Shoulder | B12 | 200 | 1970 | 1579.5 | 60.86 | 60.87 | 0.01 | 0
2015 | MAPP_CA_2_MISO_W | MAPP_CA | MISO_W | Internal | Shoulder | B13 | 600 | 1970 | 1668.96 | 57.3 | 57.31 | 0.01 | 0
2015 | MAPP_CA_2_MISO_W | MAPP_CA | MISO_W | Internal | Shoulder | B14 | 900 | 1970 | 1077.36 | 55.39 | 55.41 | 0.01 | 0
2015 | MAPP_CA_2_MISO_W | MAPP_CA | MISO_W | Internal | Shoulder | B15 | 1203 | 1970 | 0 | 55.39 | 53.98 | 0.01 | 0
2015 | MAPP_CA_2_MISO_W | MAPP_CA | MISO_W | Internal | Summer | B1 | 10 | 1970 | 2473.8 | 84.94 | 91.65 | 0.01 | 6.69
2015 | MAPP_CA_2_MISO_W | MAPP_CA | MISO_W | Internal | Summer | B2 | 25 | 1970 | 2361.8 | 82.37 | 89.08 | 0.01 | 6.69
2015 | MAPP_CA_2_MISO_W | MAPP_CA | MISO_W | Internal | Summer | B3 | 75 | 1970 | 2301.66 | 81.82 | 88.52 | 0.01 | 6.69
2015 | MAPP_CA_2_MISO_W | MAPP_CA | MISO_W | Internal | Summer | B4 | 100 | 1970 | 1970 | 75.73 | 82.28 | 0.01 | 6.54
2015 | MAPP_CA_2_MISO_W | MAPP_CA | MISO_W | Internal | Summer | B5 | 200 | 1970 | 1970 | 70.8 | 72.81 | 0.01 | 2
2015 | MAPP_CA_2_MISO_W | MAPP_CA | MISO_W | Internal | Summer | B6 | 300 | 1970 | 1605.65 | 60.98 | 60.99 | 0.01 | 0
2015 | MAPP_CA_2_MISO_W | MAPP_CA | MISO_W | Internal | Summer | B7 | 400 | 1970 | 1733.85 | 54.59 | 54.6 | 0.01 | 0
2015 | MAPP_CA_2_MISO_W | MAPP_CA | MISO_W | Internal | Summer | B8 | 500 | 1970 | 1919.61 | 53.19 | 53.2 | 0.01 | 0
2015 | MAPP_CA_2_MISO_W | MAPP_CA | MISO_W | Internal | Summer | B9 | 800 | 1970 | 1133.94 | 52.82 | 52.83 | 0.01 | 0
2015 | MAPP_CA_2_MISO_W | MAPP_CA | MISO_W | Internal | Summer | B10 | 1262 | 1970 | 0 | 52.82 | 51.5 | 0.01 | 0
2015 | MAPP_CA_2_MISO_W | MAPP_CA | MISO_W | Internal | Winter | B16 | 25 | 1970 | 1970 | 73.84 | 73.87 | 0.01 | 0.02
2015 | MAPP_CA_2_MISO_W | MAPP_CA | MISO_W | Internal | Winter | B17 | 100 | 1970 | 499.67 | 64.77 | 64.78 | 0.01 | 0
2015 | MAPP_CA_2_MISO_W | MAPP_CA | MISO_W | Internal | Winter | B18 | 400 | 1970 | 600.87 | 59.81 | 59.82 | 0.01 | 0
2015 | MAPP_CA_2_MISO_W | MAPP_CA | MISO_W | Internal | Winter | B19 | 700 | 1970 | 774.86 | 57.58 | 57.59 | 0.01 | 0
2015 | MAPP_CA_2_MISO_W | MAPP_CA | MISO_W | Internal | Winter | B20 | 935 | 1970 | 0 | 55.01 | 53.39 | 0.01 | 0
2015 | MAPP_US_2_MAPP_CA | MAPP_US | MAPP_CA | Internal | Shoulder | B11 | 25 | 165 | 0 | 70.88 | 70.8 | 7 | 0
2015 | MAPP_US_2_MAPP_CA | MAPP_US | MAPP_CA | Internal | Shoulder | B12 | 200 | 165 | 0 | 53.87 | 60.86 | 7 | 0
2015 | MAPP_US_2_MAPP_CA | MAPP_US | MAPP_CA | Internal | Shoulder | B13 | 600 | 165 | 0 | 53.87 | 57.3 | 7 | 0
2015 | MAPP_US_2_MAPP_CA | MAPP_US | MAPP_CA | Internal | Shoulder | B14 | 900 | 165 | 0 | 53.87 | 55.39 | 7 | 0
2015 | MAPP_US_2_MAPP_CA | MAPP_US | MAPP_CA | Internal | Shoulder | B15 | 1203 | 165 | 0 | 53.87 | 55.39 | 7 | 0
2015 | MAPP_US_2_MAPP_CA | MAPP_US | MAPP_CA | Internal | Summer | B1 | 10 | 165 | 0 | 84.65 | 84.94 | 7 | 0
2015 | MAPP_US_2_MAPP_CA | MAPP_US | MAPP_CA | Internal | Summer | B2 | 25 | 165 | 0 | 84.28 | 82.37 | 7 | 0
2015 | MAPP_US_2_MAPP_CA | MAPP_US | MAPP_CA | Internal | Summer | B3 | 75 | 165 | 0 | 84.28 | 81.82 | 7 | 0
2015 | MAPP_US_2_MAPP_CA | MAPP_US | MAPP_CA | Internal | Summer | B4 | 100 | 165 | 0 | 78.83 | 75.73 | 7 | 0
2015 | MAPP_US_2_MAPP_CA | MAPP_US | MAPP_CA | Internal | Summer | B5 | 200 | 165 | 0 | 70.39 | 70.8 | 7 | 0
2015 | MAPP_US_2_MAPP_CA | MAPP_US | MAPP_CA | Internal | Summer | B6 | 300 | 165 | 0 | 58.57 | 60.98 | 7 | 0
2015 | MAPP_US_2_MAPP_CA | MAPP_US | MAPP_CA | Internal | Summer | B7 | 400 | 165 | 0 | 52.46 | 54.59 | 7 | 0
2015 | MAPP_US_2_MAPP_CA | MAPP_US | MAPP_CA | Internal | Summer | B8 | 500 | 165 | 0 | 50.58 | 53.19 | 7 | 0
2015 | MAPP_US_2_MAPP_CA | MAPP_US | MAPP_CA | Internal | Summer | B9 | 800 | 165 | 0 | 50.58 | 52.82 | 7 | 0
2015 | MAPP_US_2_MAPP_CA | MAPP_US | MAPP_CA | Internal | Summer | B10 | 1262 | 165 | 0 | 50.58 | 52.82 | 7 | 0
2015 | MAPP_US_2_MAPP_CA | MAPP_US | MAPP_CA | Internal | Winter | B16 | 25 | 165 | 0 | 66.87 | 73.84 | 7 | 0
2015 | MAPP_US_2_MAPP_CA | MAPP_US | MAPP_CA | Internal | Winter | B17 | 100 | 165 | 0 | 57.78 | 64.77 | 7 | 0
2015 | MAPP_US_2_MAPP_CA | MAPP_US | MAPP_CA | Internal | Winter | B18 | 400 | 165 | 0 | 55.65 | 59.81 | 7 | 0
2015 | MAPP_US_2_MAPP_CA | MAPP_US | MAPP_CA | Internal | Winter | B19 | 700 | 165 | 0 | 55.65 | 57.58 | 7 | 0
2015 | MAPP_US_2_MAPP_CA | MAPP_US | MAPP_CA | Internal | Winter | B20 | 935 | 165 | 0 | 55.65 | 55.01 | 7 | 0
2015 | MAPP_US_2_MISO_W | MAPP_US | MISO_W | Internal | Shoulder | B11 | 25 | 2635 | 0 | 70.88 | 73.3 | 7 | 0
2015 | MAPP_US_2_MISO_W | MAPP_US | MISO_W | Internal | Shoulder | B12 | 200 | 2635 | 306.13 | 53.87 | 60.87 | 7 | 0
2015 | MAPP_US_2_MISO_W | MAPP_US | MISO_W | Internal | Shoulder | B13 | 600 | 2635 | 0 | 53.87 | 57.31 | 7 | 0
2015 | MAPP_US_2_MISO_W | MAPP_US | MISO_W | Internal | Shoulder | B14 | 900 | 2635 | 0 | 53.87 | 55.41 | 7 | 0
2015 | MAPP_US_2_MISO_W | MAPP_US | MISO_W | Internal | Shoulder | B15 | 1203 | 2635 | 0 | 53.87 | 53.98 | 7 | 0
2015 | MAPP_US_2_MISO_W | MAPP_US | MISO_W | Internal | Summer | B1 | 10 | 2635 | 904.49 | 84.65 | 91.65 | 7 | 0
2015 | MAPP_US_2_MISO_W | MAPP_US | MISO_W | Internal | Summer | B2 | 25 | 2635 | 0 | 84.28 | 89.08 | 7 | 0
2015 | MAPP_US_2_MISO_W | MAPP_US | MISO_W | Internal | Summer | B3 | 75 | 2635 | 0 | 84.28 | 88.52 | 7 | 0
2015 | MAPP_US_2_MISO_W | MAPP_US | MISO_W | Internal | Summer | B4 | 100 | 2635 | 0 | 78.83 | 82.28 | 7 | 0
2015 | MAPP_US_2_MISO_W | MAPP_US | MISO_W | Internal | Summer | B5 | 200 | 2635 | 0 | 70.39 | 72.81 | 7 | 0
2015 | MAPP_US_2_MISO_W | MAPP_US | MISO_W | Internal | Summer | B6 | 300 | 2635 | 0 | 58.57 | 60.99 | 7 | 0
2015 | MAPP_US_2_MISO_W | MAPP_US | MISO_W | Internal | Summer | B7 | 400 | 2635 | 0 | 52.46 | 54.6 | 7 | 0
2015 | MAPP_US_2_MISO_W | MAPP_US | MISO_W | Internal | Summer | B8 | 500 | 2635 | 0 | 50.58 | 53.2 | 7 | 0
2015 | MAPP_US_2_MISO_W | MAPP_US | MISO_W | Internal | Summer | B9 | 800 | 2635 | 0 | 50.58 | 52.83 | 7 | 0
2015 | MAPP_US_2_MISO_W | MAPP_US | MISO_W | Internal | Summer | B10 | 1262 | 2635 | 0 | 50.58 | 51.5 | 7 | 0
2015 | MAPP_US_2_MISO_W | MAPP_US | MISO_W | Internal | Winter | B16 | 25 | 2635 | 1241.76 | 66.87 | 73.87 | 7 | 0
2015 | MAPP_US_2_MISO_W | MAPP_US | MISO_W | Internal | Winter | B17 | 100 | 2635 | 816.55 | 57.78 | 64.78 | 7 | 0
2015 | MAPP_US_2_MISO_W | MAPP_US | MISO_W | Internal | Winter | B18 | 400 | 2635 | 0 | 55.65 | 59.82 | 7 | 0
2015 | MAPP_US_2_MISO_W | MAPP_US | MISO_W | Internal | Winter | B19 | 700 | 2635 | 0 | 55.65 | 57.59 | 7 | 0
2015 | MAPP_US_2_MISO_W | MAPP_US | MISO_W | Internal | Winter | B20 | 935 | 2635 | 0 | 55.65 | 53.39 | 7 | 0
2015 | MAPP_US_2_NE | MAPP_US | NE | Internal | Shoulder | B11 | 25 | 2000 | 1245.83 | 70.88 | 77.88 | 7 | 0
2015 | MAPP_US_2_NE | MAPP_US | NE | Internal | Shoulder | B12 | 200 | 2000 | 0 | 53.87 | 59.97 | 7 | 0
2015 | MAPP_US_2_NE | MAPP_US | NE | Internal | Shoulder | B13 | 600 | 2000 | 0 | 53.87 | 57.5 | 7 | 0
2015 | MAPP_US_2_NE | MAPP_US | NE | Internal | Shoulder | B14 | 900 | 2000 | 0 | 53.87 | 57.31 | 7 | 0
2015 | MAPP_US_2_NE | MAPP_US | NE | Internal | Shoulder | B15 | 1203 | 2000 | 0 | 53.87 | 57.31 | 7 | 0
2015 | MAPP_US_2_NE | MAPP_US | NE | Internal | Summer | B1 | 10 | 2000 | 133.62 | 84.65 | 91.65 | 7 | 0
2015 | MAPP_US_2_NE | MAPP_US | NE | Internal | Summer | B2 | 25 | 2000 | 1069.59 | 84.28 | 91.28 | 7 | 0
2015 | MAPP_US_2_NE | MAPP_US | NE | Internal | Summer | B3 | 75 | 2000 | 1038.65 | 84.28 | 91.28 | 7 | 0
2015 | MAPP_US_2_NE | MAPP_US | NE | Internal | Summer | B4 | 100 | 2000 | 877.42 | 78.83 | 85.83 | 7 | 0
2015 | MAPP_US_2_NE | MAPP_US | NE | Internal | Summer | B5 | 200 | 2000 | 983.63 | 70.39 | 77.39 | 7 | 0
2015 | MAPP_US_2_NE | MAPP_US | NE | Internal | Summer | B6 | 300 | 2000 | 1061.54 | 58.57 | 65.57 | 7 | 0
2015 | MAPP_US_2_NE | MAPP_US | NE | Internal | Summer | B7 | 400 | 2000 | 540.73 | 52.46 | 59.46 | 7 | 0
2015 | MAPP_US_2_NE | MAPP_US | NE | Internal | Summer | B8 | 500 | 2000 | 124.68 | 50.58 | 57.58 | 7 | 0
2015 | MAPP_US_2_NE | MAPP_US | NE | Internal | Summer | B9 | 800 | 2000 | 0 | 50.58 | 56.04 | 7 | 0
2015 | MAPP_US_2_NE | MAPP_US | NE | Internal | Summer | B10 | 1262 | 2000 | 0 | 50.58 | 53.5 | 7 | 0
2015 | MAPP_US_2_NE | MAPP_US | NE | Internal | Winter | B16 | 25 | 2000 | 0 | 66.87 | 68.88 | 7 | 0
2015 | MAPP_US_2_NE | MAPP_US | NE | Internal | Winter | B17 | 100 | 2000 | 0 | 57.78 | 59.78 | 7 | 0
2015 | MAPP_US_2_NE | MAPP_US | NE | Internal | Winter | B18 | 400 | 2000 | 0 | 55.65 | 59.76 | 7 | 0
2015 | MAPP_US_2_NE | MAPP_US | NE | Internal | Winter | B19 | 700 | 2000 | 0 | 55.65 | 59.65 | 7 | 0
2015 | MAPP_US_2_NE | MAPP_US | NE | Internal | Winter | B20 | 935 | 2000 | 0 | 55.65 | 54.84 | 7 | 0
2015 | MARITIMES_2_NEISO | MARITIMES | NEISO | Internal | Shoulder | B11 | 25 | 99999 | 1400 | 56.56 | 56.57 | 0.01 | 0
2015 | MARITIMES_2_NEISO | MARITIMES | NEISO | Internal | Shoulder | B12 | 200 | 99999 | 1400 | 55.75 | 55.76 | 0.01 | 0
2015 | MARITIMES_2_NEISO | MARITIMES | NEISO | Internal | Shoulder | B13 | 600 | 99999 | 1400 | 55.75 | 55.76 | 0.01 | 0
2015 | MARITIMES_2_NEISO | MARITIMES | NEISO | Internal | Shoulder | B14 | 900 | 99999 | 1400 | 55.75 | 55.76 | 0.01 | 0
2015 | MARITIMES_2_NEISO | MARITIMES | NEISO | Internal | Shoulder | B15 | 1203 | 99999 | 426.43 | 55.75 | 55.76 | 0.01 | 0
2015 | MARITIMES_2_NEISO | MARITIMES | NEISO | Internal | Summer | B1 | 10 | 99999 | 1400.1 | 91.44 | 91.45 | 0.01 | 0
2015 | MARITIMES_2_NEISO | MARITIMES | NEISO | Internal | Summer | B2 | 25 | 99999 | 1400.1 | 85.14 | 85.15 | 0.01 | 0
2015 | MARITIMES_2_NEISO | MARITIMES | NEISO | Internal | Summer | B3 | 75 | 99999 | 1400 | 74.71 | 74.72 | 0.01 | 0
2015 | MARITIMES_2_NEISO | MARITIMES | NEISO | Internal | Summer | B4 | 100 | 99999 | 1400 | 69.97 | 69.98 | 0.01 | 0
2015 | MARITIMES_2_NEISO | MARITIMES | NEISO | Internal | Summer | B5 | 200 | 99999 | 1400 | 59.18 | 59.2 | 0.01 | 0
2015 | MARITIMES_2_NEISO | MARITIMES | NEISO | Internal | Summer | B6 | 300 | 99999 | 1400 | 53.05 | 53.06 | 0.01 | 0
2015 | MARITIMES_2_NEISO | MARITIMES | NEISO | Internal | Summer | B7 | 400 | 99999 | 1400 | 53.05 | 53.06 | 0.01 | 0
2015 | MARITIMES_2_NEISO | MARITIMES | NEISO | Internal | Summer | B8 | 500 | 99999 | 1400 | 53.05 | 53.06 | 0.01 | 0
2015 | MARITIMES_2_NEISO | MARITIMES | NEISO | Internal | Summer | B9 | 800 | 99999 | 1400 | 53.05 | 53.06 | 0.01 | 0
2015 | MARITIMES_2_NEISO | MARITIMES | NEISO | Internal | Summer | B10 | 1262 | 99999 | 236.13 | 53.05 | 53.06 | 0.01 | 0
2015 | MARITIMES_2_NEISO | MARITIMES | NEISO | Internal | Winter | B16 | 25 | 99999 | 1400 | 64.14 | 64.15 | 0.01 | 0
2015 | MARITIMES_2_NEISO | MARITIMES | NEISO | Internal | Winter | B17 | 100 | 99999 | 1400 | 64.14 | 64.15 | 0.01 | 0
2015 | MARITIMES_2_NEISO | MARITIMES | NEISO | Internal | Winter | B18 | 400 | 99999 | 1400 | 64.14 | 64.15 | 0.01 | 0
2015 | MARITIMES_2_NEISO | MARITIMES | NEISO | Internal | Winter | B19 | 700 | 99999 | 1400 | 64.14 | 64.15 | 0.01 | 0
2015 | MARITIMES_2_NEISO | MARITIMES | NEISO | Internal | Winter | B20 | 935 | 99999 | 475.94 | 64.14 | 64.15 | 0.01 | 0
2015 | MISO_IN_2_MISO_MI | MISO_IN | MISO_MI | Internal | Shoulder | B11 | 25 | 5000 | 0 | 73.33 | 73.22 | 0.01 | 0
2015 | MISO_IN_2_MISO_MI | MISO_IN | MISO_MI | Internal | Shoulder | B12 | 200 | 5000 | 0 | 61.16 | 61.15 | 0.01 | 0
2015 | MISO_IN_2_MISO_MI | MISO_IN | MISO_MI | Internal | Shoulder | B13 | 600 | 5000 | 108.68 | 57.6 | 57.61 | 0.01 | 0
2015 | MISO_IN_2_MISO_MI | MISO_IN | MISO_MI | Internal | Shoulder | B14 | 900 | 5000 | 171.64 | 55.43 | 55.44 | 0.01 | 0
2015 | MISO_IN_2_MISO_MI | MISO_IN | MISO_MI | Internal | Shoulder | B15 | 1203 | 5000 | 0 | 53.98 | 53.97 | 0.01 | 0
2015 | MISO_IN_2_MISO_MI | MISO_IN | MISO_MI | Internal | Summer | B1 | 10 | 5000 | 0 | 91.94 | 91.67 | 0.01 | 0
2015 | MISO_IN_2_MISO_MI | MISO_IN | MISO_MI | Internal | Summer | B2 | 25 | 5000 | 0 | 89.37 | 89.09 | 0.01 | 0
2015 | MISO_IN_2_MISO_MI | MISO_IN | MISO_MI | Internal | Summer | B3 | 75 | 5000 | 0 | 88.55 | 87.41 | 0.01 | 0
2015 | MISO_IN_2_MISO_MI | MISO_IN | MISO_MI | Internal | Summer | B4 | 100 | 5000 | 0 | 82.3 | 82.2 | 0.01 | 0
2015 | MISO_IN_2_MISO_MI | MISO_IN | MISO_MI | Internal | Summer | B5 | 200 | 5000 | 0 | 72.83 | 71.54 | 0.01 | 0
2015 | MISO_IN_2_MISO_MI | MISO_IN | MISO_MI | Internal | Summer | B6 | 300 | 5000 | 0 | 61.02 | 61 | 0.01 | 0
2015 | MISO_IN_2_MISO_MI | MISO_IN | MISO_MI | Internal | Summer | B7 | 400 | 5000 | 626.07 | 54.62 | 54.63 | 0.01 | 0
2015 | MISO_IN_2_MISO_MI | MISO_IN | MISO_MI | Internal | Summer | B8 | 500 | 5000 | 562.16 | 53.49 | 53.5 | 0.01 | 0
2015 | MISO_IN_2_MISO_MI | MISO_IN | MISO_MI | Internal | Summer | B9 | 800 | 5000 | 1206.74 | 53.12 | 53.13 | 0.01 | 0
2015 | MISO_IN_2_MISO_MI | MISO_IN | MISO_MI | Internal | Summer | B10 | 1262 | 5000 | 2900.12 | 51.79 | 51.81 | 0.01 | 0
2015 | MISO_IN_2_MISO_MI | MISO_IN | MISO_MI | Internal | Winter | B16 | 25 | 5000 | 0 | 74.17 | 73.79 | 0.01 | 0
2015 | MISO_IN_2_MISO_MI | MISO_IN | MISO_MI | Internal | Winter | B17 | 100 | 5000 | 0 | 65.07 | 65.06 | 0.01 | 0
2015 | MISO_IN_2_MISO_MI | MISO_IN | MISO_MI | Internal | Winter | B18 | 400 | 5000 | 0 | 60.01 | 60.01 | 0.01 | 0
2015 | MISO_IN_2_MISO_MI | MISO_IN | MISO_MI | Internal | Winter | B19 | 700 | 5000 | 0 | 57.59 | 57.59 | 0.01 | 0
2015 | MISO_IN_2_MISO_MI | MISO_IN | MISO_MI | Internal | Winter | B20 | 935 | 5000 | 1562.45 | 53.55 | 53.56 | 0.01 | 0
2015 | MISO_IN_2_MISO_MO-IL | MISO_IN | MISO_MO-IL | Internal | Shoulder | B11 | 25 | 5000 | 0 | 73.33 | 73.31 | 0.01 | 0
2015 | MISO_IN_2_MISO_MO-IL | MISO_IN | MISO_MO-IL | Internal | Shoulder | B12 | 200 | 5000 | 0 | 61.16 | 60.88 | 0.01 | 0
2015 | MISO_IN_2_MISO_MO-IL | MISO_IN | MISO_MO-IL | Internal | Shoulder | B13 | 600 | 5000 | 0 | 57.6 | 57.32 | 0.01 | 0
2015 | MISO_IN_2_MISO_MO-IL | MISO_IN | MISO_MO-IL | Internal | Shoulder | B14 | 900 | 5000 | 0 | 55.43 | 55.42 | 0.01 | 0
2015 | MISO_IN_2_MISO_MO-IL | MISO_IN | MISO_MO-IL | Internal | Shoulder | B15 | 1203 | 5000 | 0 | 53.98 | 53.97 | 0.01 | 0
2015 | MISO_IN_2_MISO_MO-IL | MISO_IN | MISO_MO-IL | Internal | Summer | B1 | 10 | 5000 | 0 | 91.94 | 91.66 | 0.01 | 0
2015 | MISO_IN_2_MISO_MO-IL | MISO_IN | MISO_MO-IL | Internal | Summer | B2 | 25 | 5000 | 0 | 89.37 | 89.09 | 0.01 | 0
2015 | MISO_IN_2_MISO_MO-IL | MISO_IN | MISO_MO-IL | Internal | Summer | B3 | 75 | 5000 | 0 | 88.55 | 88.53 | 0.01 | 0
2015 | MISO_IN_2_MISO_MO-IL | MISO_IN | MISO_MO-IL | Internal | Summer | B4 | 100 | 5000 | 0 | 82.3 | 82.29 | 0.01 | 0
2015 | MISO_IN_2_MISO_MO-IL | MISO_IN | MISO_MO-IL | Internal | Summer | B5 | 200 | 5000 | 0 | 72.83 | 72.82 | 0.01 | 0
2015 | MISO_IN_2_MISO_MO-IL | MISO_IN | MISO_MO-IL | Internal | Summer | B6 | 300 | 5000 | 0 | 61.02 | 61 | 0.01 | 0
2015 | MISO_IN_2_MISO_MO-IL | MISO_IN | MISO_MO-IL | Internal | Summer | B7 | 400 | 5000 | 0 | 54.62 | 54.61 | 0.01 | 0
2015 | MISO_IN_2_MISO_MO-IL | MISO_IN | MISO_MO-IL | Internal | Summer | B8 | 500 | 5000 | 0 | 53.49 | 53.21 | 0.01 | 0
2015 | MISO_IN_2_MISO_MO-IL | MISO_IN | MISO_MO-IL | Internal | Summer | B9 | 800 | 5000 | 0 | 53.12 | 52.84 | 0.01 | 0
2015 | MISO_IN_2_MISO_MO-IL | MISO_IN | MISO_MO-IL | Internal | Summer | B10 | 1262 | 5000 | 0 | 51.79 | 51.52 | 0.01 | 0
2015 | MISO_IN_2_MISO_MO-IL | MISO_IN | MISO_MO-IL | Internal | Winter | B16 | 25 | 5000 | 0 | 74.17 | 73.89 | 0.01 | 0
2015 | MISO_IN_2_MISO_MO-IL | MISO_IN | MISO_MO-IL | Internal | Winter | B17 | 100 | 5000 | 0 | 65.07 | 64.8 | 0.01 | 0
2015 | MISO_IN_2_MISO_MO-IL | MISO_IN | MISO_MO-IL | Internal | Winter | B18 | 400 | 5000 | 0 | 60.01 | 59.83 | 0.01 | 0
2015 | MISO_IN_2_MISO_MO-IL | MISO_IN | MISO_MO-IL | Internal | Winter | B19 | 700 | 5000 | 0 | 57.59 | 57.58 | 0.01 | 0
2015 | MISO_IN_2_MISO_MO-IL | MISO_IN | MISO_MO-IL | Internal | Winter | B20 | 935 | 5000 | 0 | 53.55 | 53.38 | 0.01 | 0
2015 | MISO_IN_2_NonRTO_Midwest | MISO_IN | NonRTO_Midwest | Internal | Shoulder | B11 | 25 | 4800 | 1311.53 | 73.33 | 81.33 | 8 | 0
2015 | MISO_IN_2_NonRTO_Midwest | MISO_IN | NonRTO_Midwest | Internal | Shoulder | B12 | 200 | 4800 | 901.92 | 61.16 | 69.16 | 8 | 0
2015 | MISO_IN_2_NonRTO_Midwest | MISO_IN | NonRTO_Midwest | Internal | Shoulder | B13 | 600 | 4800 | 371.31 | 57.6 | 65.6 | 8 | 0
2015 | MISO_IN_2_NonRTO_Midwest | MISO_IN | NonRTO_Midwest | Internal | Shoulder | B14 | 900 | 4800 | 0 | 55.43 | 56.68 | 8 | 0
2015 | MISO_IN_2_NonRTO_Midwest | MISO_IN | NonRTO_Midwest | Internal | Shoulder | B15 | 1203 | 4800 | 0 | 53.98 | 55.87 | 8 | 0
2015 | MISO_IN_2_NonRTO_Midwest | MISO_IN | NonRTO_Midwest | Internal | Summer | B1 | 10 | 4800 | 0 | 91.94 | 96.16 | 8 | 0
2015 | MISO_IN_2_NonRTO_Midwest | MISO_IN | NonRTO_Midwest | Internal | Summer | B2 | 25 | 4800 | 0 | 89.37 | 96.16 | 8 | 0
2015 | MISO_IN_2_NonRTO_Midwest | MISO_IN | NonRTO_Midwest | Internal | Summer | B3 | 75 | 4800 | 0 | 88.55 | 96.16 | 8 | 0
2015 | MISO_IN_2_NonRTO_Midwest | MISO_IN | NonRTO_Midwest | Internal | Summer | B4 | 100 | 4800 | 799.87 | 82.3 | 90.3 | 8 | 0
2015 | MISO_IN_2_NonRTO_Midwest | MISO_IN | NonRTO_Midwest | Internal | Summer | B5 | 200 | 4800 | 496.64 | 72.83 | 80.83 | 8 | 0
2015 | MISO_IN_2_NonRTO_Midwest | MISO_IN | NonRTO_Midwest | Internal | Summer | B6 | 300 | 4800 | 26.91 | 61.02 | 69.02 | 8 | 0
2015 | MISO_IN_2_NonRTO_Midwest | MISO_IN | NonRTO_Midwest | Internal | Summer | B7 | 400 | 4800 | 0 | 54.62 | 56.49 | 8 | 0
2015 | MISO_IN_2_NonRTO_Midwest | MISO_IN | NonRTO_Midwest | Internal | Summer | B8 | 500 | 4800 | 0 | 53.49 | 56.41 | 8 | 0
2015 | MISO_IN_2_NonRTO_Midwest | MISO_IN | NonRTO_Midwest | Internal | Summer | B9 | 800 | 4800 | 0 | 53.12 | 55.26 | 8 | 0
2015 | MISO_IN_2_NonRTO_Midwest | MISO_IN | NonRTO_Midwest | Internal | Summer | B10 | 1262 | 4800 | 0 | 51.79 | 54.72 | 8 | 0
2015 | MISO_IN_2_NonRTO_Midwest | MISO_IN | NonRTO_Midwest | Internal | Winter | B16 | 25 | 4800 | 1851.93 | 74.17 | 82.17 | 8 | 0
2015 | MISO_IN_2_NonRTO_Midwest | MISO_IN | NonRTO_Midwest | Internal | Winter | B17 | 100 | 4800 | 876.56 | 65.07 | 73.07 | 8 | 0
2015 | MISO_IN_2_NonRTO_Midwest | MISO_IN | NonRTO_Midwest | Internal | Winter | B18 | 400 | 4800 | 50.17 | 60.01 | 68.01 | 8 | 0
2015 | MISO_IN_2_NonRTO_Midwest | MISO_IN | NonRTO_Midwest | Internal | Winter | B19 | 700 | 4800 | 0 | 57.59 | 56.49 | 8 | 0
2015 | MISO_IN_2_NonRTO_Midwest | MISO_IN | NonRTO_Midwest | Internal | Winter | B20 | 935 | 4800 | 0 | 53.55 | 55.45 | 8 | 0
2015 | MISO_IN_2_PJM_ROR | MISO_IN | PJM_ROR | Internal | Shoulder | B11 | 25 | 992 | 0 | 73.33 | 71.3 | 2 | 0
2015 | MISO_IN_2_PJM_ROR | MISO_IN | PJM_ROR | Internal | Shoulder | B12 | 200 | 992 | 0 | 61.16 | 62.86 | 2 | 0
2015 | MISO_IN_2_PJM_ROR | MISO_IN | PJM_ROR | Internal | Shoulder | B13 | 600 | 992 | 0 | 57.6 | 58.94 | 2 | 0
2015 | MISO_IN_2_PJM_ROR | MISO_IN | PJM_ROR | Internal | Shoulder | B14 | 900 | 992 | 0 | 55.43 | 57.39 | 2 | 0
2015 | MISO_IN_2_PJM_ROR | MISO_IN | PJM_ROR | Internal | Shoulder | B15 | 1203 | 992 | 0 | 53.98 | 53.13 | 2 | 0
2015 | MISO_IN_2_PJM_ROR | MISO_IN | PJM_ROR | Internal | Summer | B1 | 10 | 992 | 0 | 91.94 | 93.66 | 2 | 0
2015 | MISO_IN_2_PJM_ROR | MISO_IN | PJM_ROR | Internal | Summer | B2 | 25 | 992 | 0 | 89.37 | 91.09 | 2 | 0
2015 | MISO_IN_2_PJM_ROR | MISO_IN | PJM_ROR | Internal | Summer | B3 | 75 | 992 | 0 | 88.55 | 89.41 | 2 | 0
2015 | MISO_IN_2_PJM_ROR | MISO_IN | PJM_ROR | Internal | Summer | B4 | 100 | 992 | 0 | 82.3 | 83.81 | 2 | 0
2015 | MISO_IN_2_PJM_ROR | MISO_IN | PJM_ROR | Internal | Summer | B5 | 200 | 992 | 0 | 72.83 | 73.54 | 2 | 0
2015 | MISO_IN_2_PJM_ROR | MISO_IN | PJM_ROR | Internal | Summer | B6 | 300 | 992 | 0 | 61.02 | 62.99 | 2 | 0
2015 | MISO_IN_2_PJM_ROR | MISO_IN | PJM_ROR | Internal | Summer | B7 | 400 | 992 | 0 | 54.62 | 56.61 | 2 | 0
2015 | MISO_IN_2_PJM_ROR | MISO_IN | PJM_ROR | Internal | Summer | B8 | 500 | 992 | 0 | 53.49 | 55.19 | 2 | 0
2015 | MISO_IN_2_PJM_ROR | MISO_IN | PJM_ROR | Internal | Summer | B9 | 800 | 992 | 0 | 53.12 | 53.6 | 2 | 0
2015 | MISO_IN_2_PJM_ROR | MISO_IN | PJM_ROR | Internal | Summer | B10 | 1262 | 992 | 0 | 51.79 | 51.87 | 2 | 0
2015 | MISO_IN_2_PJM_ROR | MISO_IN | PJM_ROR | Internal | Winter | B16 | 25 | 992 | 2836.06 | 74.17 | 76.18 | 2 | 0.01
2015 | MISO_IN_2_PJM_ROR | MISO_IN | PJM_ROR | Internal | Winter | B17 | 100 | 992 | 2690.07 | 65.07 | 67.08 | 2 | 0.01
2015 | MISO_IN_2_PJM_ROR | MISO_IN | PJM_ROR | Internal | Winter | B18 | 400 | 992 | 707.11 | 60.01 | 62.01 | 2 | 0
2015 | MISO_IN_2_PJM_ROR | MISO_IN | PJM_ROR | Internal | Winter | B19 | 700 | 992 | 779.81 | 57.59 | 59.59 | 2 | 0
2015 | MISO_IN_2_PJM_ROR | MISO_IN | PJM_ROR | Internal | Winter | B20 | 935 | 992 | 0 | 53.55 | 54.57 | 2 | 0
2015 | MISO_MI_2_MISO_IN | MISO_MI | MISO_IN | Internal | Shoulder | B11 | 25 | 2045 | 2045 | 73.22 | 73.33 | 0.01 | 0.09
2015 | MISO_MI_2_MISO_IN | MISO_MI | MISO_IN | Internal | Shoulder | B12 | 200 | 2045 | 964.81 | 61.15 | 61.16 | 0.01 | 0
2015 | MISO_MI_2_MISO_IN | MISO_MI | MISO_IN | Internal | Shoulder | B13 | 600 | 2045 | 0 | 57.61 | 57.6 | 0.01 | 0
2015 | MISO_MI_2_MISO_IN | MISO_MI | MISO_IN | Internal | Shoulder | B14 | 900 | 2045 | 0 | 55.44 | 55.43 | 0.01 | 0
2015 | MISO_MI_2_MISO_IN | MISO_MI | MISO_IN | Internal | Shoulder | B15 | 1203 | 2045 | 255.76 | 53.97 | 53.98 | 0.01 | 0
2015 | MISO_MI_2_MISO_IN | MISO_MI | MISO_IN | Internal | Summer | B1 | 10 | 2045 | 2045 | 91.67 | 91.94 | 0.01 | 0.25
2015 | MISO_MI_2_MISO_IN | MISO_MI | MISO_IN | Internal | Summer | B2 | 25 | 2045 | 2045 | 89.09 | 89.37 | 0.01 | 0.26
2015 | MISO_MI_2_MISO_IN | MISO_MI | MISO_IN | Internal | Summer | B3 | 75 | 2045 | 2045 | 87.41 | 88.55 | 0.01 | 1.12
2015 | MISO_MI_2_MISO_IN | MISO_MI | MISO_IN | Internal | Summer | B4 | 100 | 2045 | 2045 | 82.2 | 82.3 | 0.01 | 0.09
2015 | MISO_MI_2_MISO_IN | MISO_MI | MISO_IN | Internal | Summer | B5 | 200 | 2045 | 2045 | 71.54 | 72.83 | 0.01 | 1.28
2015 | MISO_MI_2_MISO_IN | MISO_MI | MISO_IN | Internal | Summer | B6 | 300 | 2045 | 406.13 | 61 | 61.02 | 0.01 | 0
2015 | MISO_MI_2_MISO_IN | MISO_MI | MISO_IN | Internal | Summer | B7 | 400 | 2045 | 0 | 54.63 | 54.62 | 0.01 | 0
2015 | MISO_MI_2_MISO_IN | MISO_MI | MISO_IN | Internal | Summer | B8 | 500 | 2045 | 0 | 53.5 | 53.49 | 0.01 | 0
2015 | MISO_MI_2_MISO_IN | MISO_MI | MISO_IN | Internal | Summer | B9 | 800 | 2045 | 0 | 53.13 | 53.12 | 0.01 | 0
2015 | MISO_MI_2_MISO_IN | MISO_MI | MISO_IN | Internal | Summer | B10 | 1262 | 2045 | 0 | 51.81 | 51.79 | 0.01 | 0
2015 | MISO_MI_2_MISO_IN | MISO_MI | MISO_IN | Internal | Winter | B16 | 25 | 2045 | 2045 | 73.79 | 74.17 | 0.01 | 0.37
2015 | MISO_MI_2_MISO_IN | MISO_MI | MISO_IN | Internal | Winter | B17 | 100 | 2045 | 95.37 | 65.06 | 65.07 | 0.01 | 0
2015 | MISO_MI_2_MISO_IN | MISO_MI | MISO_IN | Internal | Winter | B18 | 400 | 2045 | 0 | 60.01 | 60.01 | 0.01 | 0
2015 | MISO_MI_2_MISO_IN | MISO_MI | MISO_IN | Internal | Winter | B19 | 700 | 2045 | 0 | 57.59 | 57.59 | 0.01 | 0
2015 | MISO_MI_2_MISO_IN | MISO_MI | MISO_IN | Internal | Winter | B20 | 935 | 2045 | 0 | 53.56 | 53.55 | 0.01 | 0
2015 | MISO_MI_2_MISO_WUMS | MISO_MI | MISO_WUMS | Internal | Shoulder | B11 | 25 | 117 | 0 | 73.22 | 72.6 | 0.01 | 0
2015 | MISO_MI_2_MISO_WUMS | MISO_MI | MISO_WUMS | Internal | Shoulder | B12 | 200 | 117 | 0 | 61.15 | 60.86 | 0.01 | 0
2015 | MISO_MI_2_MISO_WUMS | MISO_MI | MISO_WUMS | Internal | Shoulder | B13 | 600 | 117 | 0 | 57.61 | 57.3 | 0.01 | 0
2015 | MISO_MI_2_MISO_WUMS | MISO_MI | MISO_WUMS | Internal | Shoulder | B14 | 900 | 117 | 0 | 55.44 | 55.39 | 0.01 | 0
2015 | MISO_MI_2_MISO_WUMS | MISO_MI | MISO_WUMS | Internal | Shoulder | B15 | 1203 | 117 | 0 | 53.97 | 53.97 | 0.01 | 0
2015 | MISO_MI_2_MISO_WUMS | MISO_MI | MISO_WUMS | Internal | Summer | B1 | 10 | 117 | 0 | 91.67 | 91.66 | 0.01 | 0
2015 | MISO_MI_2_MISO_WUMS | MISO_MI | MISO_WUMS | Internal | Summer | B2 | 25 | 117 | 0 | 89.09 | 89.09 | 0.01 | 0
2015 | MISO_MI_2_MISO_WUMS | MISO_MI | MISO_WUMS | Internal | Summer | B3 | 75 | 117 | 0 | 87.41 | 87.41 | 0.01 | 0
2015 | MISO_MI_2_MISO_WUMS | MISO_MI | MISO_WUMS | Internal | Summer | B4 | 100 | 117 | 0 | 82.2 | 81.81 | 0.01 | 0
2015 | MISO_MI_2_MISO_WUMS | MISO_MI | MISO_WUMS | Internal | Summer | B5 | 200 | 117 | 0 | 71.54 | 71.54 | 0.01 | 0
2015 | MISO_MI_2_MISO_WUMS | MISO_MI | MISO_WUMS | Internal | Summer | B6 | 300 | 117 | 0 | 61 | 60.98 | 0.01 | 0
2015 | MISO_MI_2_MISO_WUMS | MISO_MI | MISO_WUMS | Internal | Summer | B7 | 400 | 117 | 0 | 54.63 | 54.61 | 0.01 | 0
2015 | MISO_MI_2_MISO_WUMS | MISO_MI | MISO_WUMS | Internal | Summer | B8 | 500 | 117 | 0 | 53.5 | 53.19 | 0.01 | 0
2015 | MISO_MI_2_MISO_WUMS | MISO_MI | MISO_WUMS | Internal | Summer | B9 | 800 | 117 | 0 | 53.13 | 52.84 | 0.01 | 0
2015 | MISO_MI_2_MISO_WUMS | MISO_MI | MISO_WUMS | Internal | Summer | B10 | 1262 | 117 | 0 | 51.81 | 51.52 | 0.01 | 0
2015 | MISO_MI_2_MISO_WUMS | MISO_MI | MISO_WUMS | Internal | Winter | B16 | 25 | 117 | 120.9 | 73.79 | 73.83 | 0.01 | 0.03
2015 | MISO_MI_2_MISO_WUMS | MISO_MI | MISO_WUMS | Internal | Winter | B17 | 100 | 117 | 0 | 65.06 | 64.77 | 0.01 | 0
2015 | MISO_MI_2_MISO_WUMS | MISO_MI | MISO_WUMS | Internal | Winter | B18 | 400 | 117 | 0 | 60.01 | 59.83 | 0.01 | 0
2015 | MISO_MI_2_MISO_WUMS | MISO_MI | MISO_WUMS | Internal | Winter | B19 | 700 | 117 | 0 | 57.59 | 57.59 | 0.01 | 0
2015 | MISO_MI_2_MISO_WUMS | MISO_MI | MISO_WUMS | Internal | Winter | B20 | 935 | 117 | 0 | 53.56 | 53.4 | 0.01 | 0
2015 | MISO_MI_2_PJM_ROR | MISO_MI | PJM_ROR | Internal | Shoulder | B11 | 25 | 1424 | 0 | 73.22 | 71.3 | 2 | 0
2015 | MISO_MI_2_PJM_ROR | MISO_MI | PJM_ROR | Internal | Shoulder | B12 | 200 | 1424 | 0 | 61.15 | 62.86 | 2 | 0
2015 | MISO_MI_2_PJM_ROR | MISO_MI | PJM_ROR | Internal | Shoulder | B13 | 600 | 1424 | 0 | 57.61 | 58.94 | 2 | 0
2015 | MISO_MI_2_PJM_ROR | MISO_MI | PJM_ROR | Internal | Shoulder | B14 | 900 | 1424 | 0 | 55.44 | 57.39 | 2 | 0
2015 | MISO_MI_2_PJM_ROR | MISO_MI | PJM_ROR | Internal | Shoulder | B15 | 1203 | 1424 | 0 | 53.97 | 53.13 | 2 | 0
2015 | MISO_MI_2_PJM_ROR | MISO_MI | PJM_ROR | Internal | Summer | B1 | 10 | 1424 | 0 | 91.67 | 93.66 | 2 | 0
2015 | MISO_MI_2_PJM_ROR | MISO_MI | PJM_ROR | Internal | Summer | B2 | 25 | 1424 | 29.91 | 89.09 | 91.09 | 2 | 0
2015 | MISO_MI_2_PJM_ROR | MISO_MI | PJM_ROR | Internal | Summer | B3 | 75 | 1424 | 1386.8 | 87.41 | 89.41 | 2 | 0
2015 | MISO_MI_2_PJM_ROR | MISO_MI | PJM_ROR | Internal | Summer | B4 | 100 | 1424 | 0 | 82.2 | 83.81 | 2 | 0
2015 | MISO_MI_2_PJM_ROR | MISO_MI | PJM_ROR | Internal | Summer | B5 | 200 | 1424 | 689.99 | 71.54 | 73.54 | 2 | 0
2015 | MISO_MI_2_PJM_ROR | MISO_MI | PJM_ROR | Internal | Summer | B6 | 300 | 1424 | 0 | 61 | 62.99 | 2 | 0
2015 | MISO_MI_2_PJM_ROR | MISO_MI | PJM_ROR | Internal | Summer | B7 | 400 | 1424 | 0 | 54.63 | 56.61 | 2 | 0
2015 | MISO_MI_2_PJM_ROR | MISO_MI | PJM_ROR | Internal | Summer | B8 | 500 | 1424 | 0 | 53.5 | 55.19 | 2 | 0
2015 | MISO_MI_2_PJM_ROR | MISO_MI | PJM_ROR | Internal | Summer | B9 | 800 | 1424 | 0 | 53.13 | 53.6 | 2 | 0
2015 | MISO_MI_2_PJM_ROR | MISO_MI | PJM_ROR | Internal | Summer | B10 | 1262 | 1424 | 0 | 51.81 | 51.87 | 2 | 0
2015 | MISO_MI_2_PJM_ROR | MISO_MI | PJM_ROR | Internal | Winter | B16 | 25 | 1424 | 1424 | 73.79 | 76.18 | 2 | 0.4
2015 | MISO_MI_2_PJM_ROR | MISO_MI | PJM_ROR | Internal | Winter | B17 | 100 | 1424 | 1424 | 65.06 | 67.08 | 2 | 0.02
2015 | MISO_MI_2_PJM_ROR | MISO_MI | PJM_ROR | Internal | Winter | B18 | 400 | 1424 | 1408.35 | 60.01 | 62.01 | 2 | 0
2015 | MISO_MI_2_PJM_ROR | MISO_MI | PJM_ROR | Internal | Winter | B19 | 700 | 1424 | 1029.28 | 57.59 | 59.59 | 2 | 0
2015 | MISO_MI_2_PJM_ROR | MISO_MI | PJM_ROR | Internal | Winter | B20 | 935 | 1424 | 0 | 53.56 | 54.57 | 2 | 0
2015 | MISO_MO-IL_2_ENT | MISO_MO-IL | ENT | Internal | Shoulder | B11 | 25 | 2540 | 0 | 73.31 | 77.27 | 8 | 0
2015 | MISO_MO-IL_2_ENT | MISO_MO-IL | ENT | Internal | Shoulder | B12 | 200 | 2540 | 0 | 60.88 | 59.84 | 8 | 0
2015 | MISO_MO-IL_2_ENT | MISO_MO-IL | ENT | Internal | Shoulder | B13 | 600 | 2540 | 0 | 57.32 | 59.4 | 8 | 0
2015 | MISO_MO-IL_2_ENT | MISO_MO-IL | ENT | Internal | Shoulder | B14 | 900 | 2540 | 0 | 55.42 | 59.4 | 8 | 0
2015 | MISO_MO-IL_2_ENT | MISO_MO-IL | ENT | Internal | Shoulder | B15 | 1203 | 2540 | 0 | 53.97 | 57.43 | 8 | 0
2015 | MISO_MO-IL_2_ENT | MISO_MO-IL | ENT | Internal | Summer | B1 | 10 | 2540 | 0 | 91.66 | 91.66 | 8 | 0
2015 | MISO_MO-IL_2_ENT | MISO_MO-IL | ENT | Internal | Summer | B2 | 25 | 2540 | 0 | 89.09 | 89.77 | 8 | 0
2015 | MISO_MO-IL_2_ENT | MISO_MO-IL | ENT | Internal | Summer | B3 | 75 | 2540 | 0 | 88.53 | 89.77 | 8 | 0
2015 | MISO_MO-IL_2_ENT | MISO_MO-IL | ENT | Internal | Summer | B4 | 100 | 2540 | 0 | 82.29 | 87.36 | 8 | 0
2015 | MISO_MO-IL_2_ENT | MISO_MO-IL | ENT | Internal | Summer | B5 | 200 | 2540 | 0 | 72.82 | 79.51 | 8 | 0
2015 | MISO_MO-IL_2_ENT | MISO_MO-IL | ENT | Internal | Summer | B6 | 300 | 2540 | 0 | 61 | 66.12 | 8 | 0
2015 | MISO_MO-IL_2_ENT | MISO_MO-IL | ENT | Internal | Summer | B7 | 400 | 2540 | 0 | 54.61 | 58.62 | 8 | 0
2015 | MISO_MO-IL_2_ENT | MISO_MO-IL | ENT | Internal | Summer | B8 | 500 | 2540 | 0 | 53.21 | 58.62 | 8 | 0
2015 | MISO_MO-IL_2_ENT | MISO_MO-IL | ENT | Internal | Summer | B9 | 800 | 2540 | 0 | 52.84 | 58.19 | 8 | 0
2015 | MISO_MO-IL_2_ENT | MISO_MO-IL | ENT | Internal | Summer | B10 | 1262 | 2540 | 0 | 51.52 | 56.26 | 8 | 0
2015 | MISO_MO-IL_2_ENT | MISO_MO-IL | ENT | Internal | Winter | B16 | 25 | 2540 | 0 | 73.89 | 73.89 | 8 | 0
2015 | MISO_MO-IL_2_ENT | MISO_MO-IL | ENT | Internal | Winter | B17 | 100 | 2540 | 0 | 64.8 | 61.82 | 8 | 0
2015 | MISO_MO-IL_2_ENT | MISO_MO-IL | ENT | Internal | Winter | B18 | 400 | 2540 | 0 | 59.83 | 61.82 | 8 | 0
2015 | MISO_MO-IL_2_ENT | MISO_MO-IL | ENT | Internal | Winter | B19 | 700 | 2540 | 0 | 57.58 | 59.76 | 8 | 0
2015 | MISO_MO-IL_2_ENT | MISO_MO-IL | ENT | Internal | Winter | B20 | 935 | 2540 | 0 | 53.38 | 59.76 | 8 | 0
2015 | MISO_MO-IL_2_MISO_IN | MISO_MO-IL | MISO_IN | Internal | Shoulder | B11 | 25 | 2100 | 1258.99 | 73.31 | 73.33 | 0.01 | 0
2015 | MISO_MO-IL_2_MISO_IN | MISO_MO-IL | MISO_IN | Internal | Shoulder | B12 | 200 | 2100 | 2179.75 | 60.88 | 61.16 | 0.01 | 0.26
2015 | MISO_MO-IL_2_MISO_IN | MISO_MO-IL | MISO_IN | Internal | Shoulder | B13 | 600 | 2100 | 2703.6 | 57.32 | 57.6 | 0.01 | 0.26
2015 | MISO_MO-IL_2_MISO_IN | MISO_MO-IL | MISO_IN | Internal | Shoulder | B14 | 900 | 2100 | 1703.51 | 55.42 | 55.43 | 0.01 | 0
2015 | MISO_MO-IL_2_MISO_IN | MISO_MO-IL | MISO_IN | Internal | Shoulder | B15 | 1203 | 2100 | 1007.89 | 53.97 | 53.98 | 0.01 | 0
2015 | MISO_MO-IL_2_MISO_IN | MISO_MO-IL | MISO_IN | Internal | Summer | B1 | 10 | 2100 | 2827.38 | 91.66 | 91.94 | 0.01 | 0.26
2015 | MISO_MO-IL_2_MISO_IN | MISO_MO-IL | MISO_IN | Internal | Summer | B2 | 25 | 2100 | 2573.26 | 89.09 | 89.37 | 0.01 | 0.26
2015 | MISO_MO-IL_2_MISO_IN | MISO_MO-IL | MISO_IN | Internal | Summer | B3 | 75 | 2100 | 1741.04 | 88.53 | 88.55 | 0.01 | 0
2015 | MISO_MO-IL_2_MISO_IN | MISO_MO-IL | MISO_IN | Internal | Summer | B4 | 100 | 2100 | 2029.25 | 82.29 | 82.3 | 0.01 | 0
2015 | MISO_MO-IL_2_MISO_IN | MISO_MO-IL | MISO_IN | Internal | Summer | B5 | 200 | 2100 | 1211.58 | 72.82 | 72.83 | 0.01 | 0
2015 | MISO_MO-IL_2_MISO_IN | MISO_MO-IL | MISO_IN | Internal | Summer | B6 | 300 | 2100 | 1494.31 | 61 | 61.02 | 0.01 | 0
2015 | MISO_MO-IL_2_MISO_IN | MISO_MO-IL | MISO_IN | Internal | Summer | B7 | 400 | 2100 | 1975.56 | 54.61 | 54.62 | 0.01 | 0
2015 | MISO_MO-IL_2_MISO_IN | MISO_MO-IL | MISO_IN | Internal | Summer | B8 | 500 | 2100 | 2406.41 | 53.21 | 53.49 | 0.01 | 0.26
2015 | MISO_MO-IL_2_MISO_IN | MISO_MO-IL | MISO_IN | Internal | Summer | B9 | 800 | 2100 | 2282.79 | 52.84 | 53.12 | 0.01 | 0.26
2015 | MISO_MO-IL_2_MISO_IN | MISO_MO-IL | MISO_IN | Internal | Summer | B10 | 1262 | 2100 | 3520.04 | 51.52 | 51.79 | 0.01 | 0.26
2015 | MISO_MO-IL_2_MISO_IN | MISO_MO-IL | MISO_IN | Internal | Winter | B16 | 25 | 2100 | 5188.16 | 73.89 | 74.17 | 0.01 | 0.26
2015 | MISO_MO-IL_2_MISO_IN | MISO_MO-IL | MISO_IN | Internal | Winter | B17 | 100 | 2100 | 5250.87 | 64.8 | 65.07 | 0.01 | 0.26
2015 | MISO_MO-IL_2_MISO_IN | MISO_MO-IL | MISO_IN | Internal | Winter | B18 | 400 | 2100 | 2100 | 59.83 | 60.01 | 0.01 | 0.17
2015 | MISO_MO-IL_2_MISO_IN | MISO_MO-IL | MISO_IN | Internal | Winter | B19 | 700 | 2100 | 1561.99 | 57.58 | 57.59 | 0.01 | 0
2015 | MISO_MO-IL_2_MISO_IN | MISO_MO-IL | MISO_IN | Internal | Winter | B20 | 935 | 2100 | 2100 | 53.38 | 53.55 | 0.01 | 0.16
2015 | MISO_MO-IL_2_MISO_W | MISO_MO-IL | MISO_W | Internal | Shoulder | B11 | 25 | 960 | 0 | 73.31 | 73.3 | 0.01 | 0
2015 | MISO_MO-IL_2_MISO_W | MISO_MO-IL | MISO_W | Internal | Shoulder | B12 | 200 | 960 | 0 | 60.88 | 60.87 | 0.01 | 0
2015 | MISO_MO-IL_2_MISO_W | MISO_MO-IL | MISO_W | Internal | Shoulder | B13 | 600 | 960 | 0 | 57.32 | 57.31 | 0.01 | 0
2015 | MISO_MO-IL_2_MISO_W | MISO_MO-IL | MISO_W | Internal | Shoulder | B14 | 900 | 960 | 0 | 55.42 | 55.41 | 0.01 | 0
2015 | MISO_MO-IL_2_MISO_W | MISO_MO-IL | MISO_W | Internal | Shoulder | B15 | 1203 | 960 | 183.56 | 53.97 | 53.98 | 0.01 | 0
2015 | MISO_MO-IL_2_MISO_W | MISO_MO-IL | MISO_W | Internal | Summer | B1 | 10 | 960 | 0 | 91.66 | 91.65 | 0.01 | 0
2015 | MISO_MO-IL_2_MISO_W | MISO_MO-IL | MISO_W | Internal | Summer | B2 | 25 | 960 | 0 | 89.09 | 89.08 | 0.01 | 0
2015 | MISO_MO-IL_2_MISO_W | MISO_MO-IL | MISO_W | Internal | Summer | B3 | 75 | 960 | 0 | 88.53 | 88.52 | 0.01 | 0
2015 | MISO_MO-IL_2_MISO_W | MISO_MO-IL | MISO_W | Internal | Summer | B4 | 100 | 960 | 0 | 82.29 | 82.28 | 0.01 | 0
2015 | MISO_MO-IL_2_MISO_W | MISO_MO-IL | MISO_W | Internal | Summer | B5 | 200 | 960 | 0 | 72.82 | 72.81 | 0.01 | 0
2015 | MISO_MO-IL_2_MISO_W | MISO_MO-IL | MISO_W | Internal | Summer | B6 | 300 | 960 | 0 | 61 | 60.99 | 0.01 | 0
2015 | MISO_MO-IL_2_MISO_W | MISO_MO-IL | MISO_W | Internal | Summer | B7 | 400 | 960 | 0 | 54.61 | 54.6 | 0.01 | 0
2015 | MISO_MO-IL_2_MISO_W | MISO_MO-IL | MISO_W | Internal | Summer | B8 | 500 | 960 | 0 | 53.21 | 53.2 | 0.01 | 0
2015 | MISO_MO-IL_2_MISO_W | MISO_MO-IL | MISO_W | Internal | Summer | B9 | 800 | 960 | 0 | 52.84 | 52.83 | 0.01 | 0
2015 | MISO_MO-IL_2_MISO_W | MISO_MO-IL | MISO_W | Internal | Summer | B10 | 1262 | 960 | 0 | 51.52 | 51.5 | 0.01 | 0
2015 | MISO_MO-IL_2_MISO_W | MISO_MO-IL | MISO_W | Internal | Winter | B16 | 25 | 960 | 0 | 73.89 | 73.87 | 0.01 | 0
2015 | MISO_MO-IL_2_MISO_W | MISO_MO-IL | MISO_W | Internal | Winter | B17 | 100 | 960 | 0 | 64.8 | 64.78 | 0.01 | 0
2015 | MISO_MO-IL_2_MISO_W | MISO_MO-IL | MISO_W | Internal | Winter | B18 | 400 | 960 | 0 | 59.83 | 59.82 | 0.01 | 0
2015 | MISO_MO-IL_2_MISO_W | MISO_MO-IL | MISO_W | Internal | Winter | B19 | 700 | 960 | 171.69 | 57.58 | 57.59 | 0.01 | 0
2015 | MISO_MO-IL_2_MISO_W | MISO_MO-IL | MISO_W | Internal | Winter | B20 | 935 | 960 | 852.95 | 53.38 | 53.39 | 0.01 | 0
2015 | MISO_MO-IL_2_PJM_ROR | MISO_MO-IL | PJM_ROR | Internal | Shoulder | B11 | 25 | 1212 | 0 | 73.31 | 71.3 | 2 | 0
2015 | MISO_MO-IL_2_PJM_ROR | MISO_MO-IL | PJM_ROR | Internal | Shoulder | B12 | 200 | 1212 | 0 | 60.88 | 62.86 | 2 | 0
2015 | MISO_MO-IL_2_PJM_ROR | MISO_MO-IL | PJM_ROR | Internal | Shoulder | B13 | 600 | 1212 | 0 | 57.32 | 58.94 | 2 | 0
2015 | MISO_MO-IL_2_PJM_ROR | MISO_MO-IL | PJM_ROR | Internal | Shoulder | B14 | 900 | 1212 | 0 | 55.42 | 57.39 | 2 | 0
2015 | MISO_MO-IL_2_PJM_ROR | MISO_MO-IL | PJM_ROR | Internal | Shoulder | B15 | 1203 | 1212 | 0 | 53.97 | 53.13 | 2 | 0
2015 | MISO_MO-IL_2_PJM_ROR | MISO_MO-IL | PJM_ROR | Internal | Summer | B1 | 10 | 1212 | 451.33 | 91.66 | 93.66 | 2 | 0
2015 | MISO_MO-IL_2_PJM_ROR | MISO_MO-IL | PJM_ROR | Internal | Summer | B2 | 25 | 1212 | 99.68 | 89.09 | 91.09 | 2 | 0
2015 | MISO_MO-IL_2_PJM_ROR | MISO_MO-IL | PJM_ROR | Internal | Summer | B3 | 75 | 1212 | 0 | 88.53 | 89.41 | 2 | 0
2015 | MISO_MO-IL_2_PJM_ROR | MISO_MO-IL | PJM_ROR | Internal | Summer | B4 | 100 | 1212 | 0 | 82.29 | 83.81 | 2 | 0
2015 | MISO_MO-IL_2_PJM_ROR | MISO_MO-IL | PJM_ROR | Internal | Summer | B5 | 200 | 1212 | 0 | 72.82 | 73.54 | 2 | 0
2015 | MISO_MO-IL_2_PJM_ROR | MISO_MO-IL | PJM_ROR | Internal | Summer | B6 | 300 | 1212 | 0 | 61 | 62.99 | 2 | 0
2015 | MISO_MO-IL_2_PJM_ROR | MISO_MO-IL | PJM_ROR | Internal | Summer | B7 | 400 | 1212 | 68.57 | 54.61 | 56.61 | 2 | 0
2015 | MISO_MO-IL_2_PJM_ROR | MISO_MO-IL | PJM_ROR | Internal | Summer | B8 | 500 | 1212 | 0 | 53.21 | 55.19 | 2 | 0
2015 | MISO_MO-IL_2_PJM_ROR | MISO_MO-IL | PJM_ROR | Internal | Summer | B9 | 800 | 1212 | 0 | 52.84 | 53.6 | 2 | 0
2015 | MISO_MO-IL_2_PJM_ROR | MISO_MO-IL | PJM_ROR | Internal | Summer | B10 | 1262 | 1212 | 0 | 51.52 | 51.87 | 2 | 0
2015 | MISO_MO-IL_2_PJM_ROR | MISO_MO-IL | PJM_ROR | Internal | Winter | B16 | 25 | 1212 | 1212 | 73.89 | 76.18 | 2 | 0.29
2015 | MISO_MO-IL_2_PJM_ROR | MISO_MO-IL | PJM_ROR | Internal | Winter | B17 | 100 | 1212 | 1212 | 64.8 | 67.08 | 2 | 0.29
2015 | MISO_MO-IL_2_PJM_ROR | MISO_MO-IL | PJM_ROR | Internal | Winter | B18 | 400 | 1212 | 1212 | 59.83 | 62.01 | 2 | 0.18
2015 | MISO_MO-IL_2_PJM_ROR | MISO_MO-IL | PJM_ROR | Internal | Winter | B19 | 700 | 1212 | 1212 | 57.58 | 59.59 | 2 | 0.01
2015 | MISO_MO-IL_2_PJM_ROR | MISO_MO-IL | PJM_ROR | Internal | Winter | B20 | 935 | 1212 | 0 | 53.38 | 54.57 | 2 | 0
2015 | MISO_MO-IL_2_TVA_Transmission | MISO_MO-IL | TVA_Transmission | Internal | Shoulder | B11 | 25 | 4000 | 0 | 73.31 | 77.3 | 8 | 0
2015 | MISO_MO-IL_2_TVA_Transmission | MISO_MO-IL | TVA_Transmission | Internal | Shoulder | B12 | 200 | 4000 | 0 | 60.88 | 64.66 | 8 | 0
2015 | MISO_MO-IL_2_TVA_Transmission | MISO_MO-IL | TVA_Transmission | Internal | Shoulder | B13 | 600 | 4000 | 0 | 57.32 | 62.14 | 8 | 0
2015 | MISO_MO-IL_2_TVA_Transmission | MISO_MO-IL | TVA_Transmission | Internal | Shoulder | B14 | 900 | 4000 | 0 | 55.42 | 61.16 | 8 | 0
2015 | MISO_MO-IL_2_TVA_Transmission | MISO_MO-IL | TVA_Transmission | Internal | Shoulder | B15 | 1203 | 4000 | 0 | 53.97 | 59.13 | 8 | 0
2015 | MISO_MO-IL_2_TVA_Transmission | MISO_MO-IL | TVA_Transmission | Internal | Summer | B1 | 10 | 4000 | 1100.62 | 91.66 | 99.66 | 8 | 0
2015 | MISO_MO-IL_2_TVA_Transmission | MISO_MO-IL | TVA_Transmission | Internal | Summer | B2 | 25 | 4000 | 155.2 | 89.09 | 97.09 | 8 | 0
2015 | MISO_MO-IL_2_TVA_Transmission | MISO_MO-IL | TVA_Transmission | Internal | Summer | B3 | 75 | 4000 | 0 | 88.53 | 95.41 | 8 | 0
2015 | MISO_MO-IL_2_TVA_Transmission | MISO_MO-IL | TVA_Transmission | Internal | Summer | B4 | 100 | 4000 | 0 | 82.29 | 89.81 | 8 | 0
2015 | MISO_MO-IL_2_TVA_Transmission | MISO_MO-IL | TVA_Transmission | Internal | Summer | B5 | 200 | 4000 | 0 | 72.82 | 79 | 8 | 0
2015 | MISO_MO-IL_2_TVA_Transmission | MISO_MO-IL | TVA_Transmission | Internal | Summer | B6 | 300 | 4000 | 0 | 61 | 66.81 | 8 | 0
2015 | MISO_MO-IL_2_TVA_Transmission | MISO_MO-IL | TVA_Transmission | Internal | Summer | B7 | 400 | 4000 | 0 | 54.61 | 60.35 | 8 | 0
2015 | MISO_MO-IL_2_TVA_Transmission | MISO_MO-IL | TVA_Transmission | Internal | Summer | B8 | 500 | 4000 | 0 | 53.21 | 59.48 | 8 | 0
2015 | MISO_MO-IL_2_TVA_Transmission | MISO_MO-IL | TVA_Transmission | Internal | Summer | B9 | 800 | 4000 | 0 | 52.84 | 58.6 | 8 | 0
2015 | MISO_MO-IL_2_TVA_Transmission | MISO_MO-IL | TVA_Transmission | Internal | Summer | B10 | 1262 | 4000 | 0 | 51.52 | 56 | 8 | 0
2015 | MISO_MO-IL_2_TVA_Transmission | MISO_MO-IL | TVA_Transmission | Internal | Winter | B16 | 25 | 4000 | 1005.15 | 73.89 | 81.89 | 8 | 0
2015 | MISO_MO-IL_2_TVA_Transmission | MISO_MO-IL | TVA_Transmission | Internal | Winter | B17 | 100 | 4000 | 0 | 64.8 | 67.78 | 8 | 0
2015 | MISO_MO-IL_2_TVA_Transmission | MISO_MO-IL | TVA_Transmission | Internal | Winter | B18 | 400 | 4000 | 0 | 59.83 | 64.37 | 8 | 0
2015 | MISO_MO-IL_2_TVA_Transmission | MISO_MO-IL | TVA_Transmission | Internal | Winter | B19 | 700 | 4000 | 0 | 57.58 | 62.57 | 8 | 0
2015 | MISO_MO-IL_2_TVA_Transmission | MISO_MO-IL | TVA_Transmission | Internal | Winter | B20 | 935 | 4000 | 0 | 53.38 | 60.57 | 8 | 0
2015 | MISO_W_2_IESO | MISO_W | IESO | Internal | Shoulder | B11 | 25 | 90 | 0 | 73.3 | 62.56 | 8 | 0
2015 | MISO_W_2_IESO | MISO_W | IESO | Internal | Shoulder | B12 | 200 | 90 | 0 | 60.87 | 50.49 | 8 | 0
2015 | MISO_W_2_IESO | MISO_W | IESO | Internal | Shoulder | B13 | 600 | 90 | 0 | 57.31 | 46.97 | 8 | 0
2015 | MISO_W_2_IESO | MISO_W | IESO | Internal | Shoulder | B14 | 900 | 90 | 0 | 55.41 | 46.97 | 8 | 0
2015 | MISO_W_2_IESO | MISO_W | IESO | Internal | Shoulder | B15 | 1203 | 90 | 0 | 53.98 | 46.97 | 8 | 0
2015 | MISO_W_2_IESO | MISO_W | IESO | Internal | Summer | B1 | 10 | 90 | 0 | 91.65 | 84.67 | 8 | 0
2015 | MISO_W_2_IESO | MISO_W | IESO | Internal | Summer | B2 | 25 | 90 | 0 | 89.08 | 81.29 | 8 | 0
2015 | MISO_W_2_IESO | MISO_W | IESO | Internal | Summer | B3 | 75 | 90 | 0 | 88.52 | 77.79 | 8 | 0
2015 | MISO_W_2_IESO | MISO_W | IESO | Internal | Summer | B4 | 100 | 90 | 0 | 82.28 | 71.54 | 8 | 0
2015 | MISO_W_2_IESO | MISO_W | IESO | Internal | Summer | B5 | 200 | 90 | 0 | 72.81 | 62.07 | 8 | 0
2015 | MISO_W_2_IESO | MISO_W | IESO | Internal | Summer | B6 | 300 | 90 | 0 | 60.99 | 50.35 | 8 | 0
2015 | MISO_W_2_IESO | MISO_W | IESO | Internal | Summer | B7 | 400 | 90 | 0 | 54.6 | 44.04 | 8 | 0
2015 | MISO_W_2_IESO | MISO_W | IESO | Internal | Summer | B8 | 500 | 90 | 0 | 53.2 | 44.04 | 8 | 0
2015 | MISO_W_2_IESO | MISO_W | IESO | Internal | Summer | B9 | 800 | 90 | 0 | 52.83 | 44.04 | 8 | 0
2015 | MISO_W_2_IESO | MISO_W | IESO | Internal | Summer | B10 | 1262 | 90 | 0 | 51.5 | 44.04 | 8 | 0
2015 | MISO_W_2_IESO | MISO_W | IESO | Internal | Winter | B16 | 25 | 90 | 0 | 73.87 | 63.13 | 8 | 0
2015 | MISO_W_2_IESO | MISO_W | IESO | Internal | Winter | B17 | 100 | 90 | 0 | 64.78 | 54.41 | 8 | 0
2015 | MISO_W_2_IESO | MISO_W | IESO | Internal | Winter | B18 | 400 | 90 | 0 | 59.82 | 49.78 | 8 | 0
2015 | MISO_W_2_IESO | MISO_W | IESO | Internal | Winter | B19 | 700 | 90 | 0 | 57.59 | 49.78 | 8 | 0
2015 | MISO_W_2_IESO | MISO_W | IESO | Internal | Winter | B20 | 935 | 90 | 0 | 53.39 | 49.78 | 8 | 0
2015 | MISO_W_2_MAPP_CA | MISO_W | MAPP_CA | Internal | Shoulder | B11 | 25 | 700 | 0 | 73.3 | 70.8 | 0.01 | 0
2015 | MISO_W_2_MAPP_CA | MISO_W | MAPP_CA | Internal | Shoulder | B12 | 200 | 700 | 0 | 60.87 | 60.86 | 0.01 | 0
2015 | MISO_W_2_MAPP_CA | MISO_W | MAPP_CA | Internal | Shoulder | B13 | 600 | 700 | 0 | 57.31 | 57.3 | 0.01 | 0
2015 | MISO_W_2_MAPP_CA | MISO_W | MAPP_CA | Internal | Shoulder | B14 | 900 | 700 | 0 | 55.41 | 55.39 | 0.01 | 0
2015 | MISO_W_2_MAPP_CA | MISO_W | MAPP_CA | Internal | Shoulder | B15 | 1203 | 700 | 700 | 53.98 | 55.39 | 0.01 | 1.41
2015 | MISO_W_2_MAPP_CA | MISO_W | MAPP_CA | Internal | Summer | B1 | 10 | 700 | 0 | 91.65 | 84.94 | 0.01 | 0
2015 | MISO_W_2_MAPP_CA | MISO_W | MAPP_CA | Internal | Summer | B2 | 25 | 700 | 0 | 89.08 | 82.37 | 0.01 | 0
2015 | MISO_W_2_MAPP_CA | MISO_W | MAPP_CA | Internal | Summer | B3 | 75 | 700 | 0 | 88.52 | 81.82 | 0.01 | 0
2015 | MISO_W_2_MAPP_CA | MISO_W | MAPP_CA | Internal | Summer | B4 | 100 | 700 | 0 | 82.28 | 75.73 | 0.01 | 0
2015 | MISO_W_2_MAPP_CA | MISO_W | MAPP_CA | Internal | Summer | B5 | 200 | 700 | 0 | 72.81 | 70.8 | 0.01 | 0
2015 | MISO_W_2_MAPP_CA | MISO_W | MAPP_CA | Internal | Summer | B6 | 300 | 700 | 0 | 60.99 | 60.98 | 0.01 | 0
2015 | MISO_W_2_MAPP_CA | MISO_W | MAPP_CA | Internal | Summer | B7 | 400 | 700 | 0 | 54.6 | 54.59 | 0.01 | 0
2015 | MISO_W_2_MAPP_CA | MISO_W | MAPP_CA | Internal | Summer | B8 | 500 | 700 | 0 | 53.2 | 53.19 | 0.01 | 0
2015 | MISO_W_2_MAPP_CA | MISO_W | MAPP_CA | Internal | Summer | B9 | 800 | 700 | 0 | 52.83 | 52.82 | 0.01 | 0
2015 | MISO_W_2_MAPP_CA | MISO_W | MAPP_CA | Internal | Summer | B10 | 1262 | 700 | 700 | 51.5 | 52.82 | 0.01 | 1.3
2015 | MISO_W_2_MAPP_CA | MISO_W | MAPP_CA | Internal | Winter | B16 | 25 | 700 | 0 | 73.87 | 73.84 | 0.01 | 0
2015 | MISO_W_2_MAPP_CA | MISO_W | MAPP_CA | Internal | Winter | B17 | 100 | 700 | 0 | 64.78 | 64.77 | 0.01 | 0
2015 | MISO_W_2_MAPP_CA | MISO_W | MAPP_CA | Internal | Winter | B18 | 400 | 700 | 0 | 59.82 | 59.81 | 0.01 | 0
2015 | MISO_W_2_MAPP_CA | MISO_W | MAPP_CA | Internal | Winter | B19 | 700 | 700 | 0 | 57.59 | 57.58 | 0.01 | 0
2015 | MISO_W_2_MAPP_CA | MISO_W | MAPP_CA | Internal | Winter | B20 | 935 | 700 | 1981.32 | 53.39 | 55.01 | 0.01 | 1.6
2015 | MISO_W_2_MISO_MO-IL | MISO_W | MISO_MO-IL | Internal | Shoulder | B11 | 25 | 3800 | 2073.8 | 73.3 | 73.31 | 0.01 | 0
2015 | MISO_W_2_MISO_MO-IL | MISO_W | MISO_MO-IL | Internal | Shoulder | B12 | 200 | 3800 | 1817.85 | 60.87 | 60.88 | 0.01 | 0
2015 | MISO_W_2_MISO_MO-IL | MISO_W | MISO_MO-IL | Internal | Shoulder | B13 | 600 | 3800 | 2628.71 | 57.31 | 57.32 | 0.01 | 0
2015 | MISO_W_2_MISO_MO-IL | MISO_W | MISO_MO-IL | Internal | Shoulder | B14 | 900 | 3800 | 1061.21 | 55.41 | 55.42 | 0.01 | 0
2015 | MISO_W_2_MISO_MO-IL | MISO_W | MISO_MO-IL | Internal | Shoulder | B15 | 1203 | 3800 | 0 | 53.98 | 53.97 | 0.01 | 0
2015 | MISO_W_2_MISO_MO-IL | MISO_W | MISO_MO-IL | Internal | Summer | B1 | 10 | 3800 | 2153.96 | 91.65 | 91.66 | 0.01 | 0
2015 | MISO_W_2_MISO_MO-IL | MISO_W | MISO_MO-IL | Internal | Summer | B2 | 25 | 3800 | 183.05 | 89.08 | 89.09 | 0.01 | 0
2015 | MISO_W_2_MISO_MO-IL | MISO_W | MISO_MO-IL | Internal | Summer | B3 | 75 | 3800 | 2297.68 | 88.52 | 88.53 | 0.01 | 0
2015 | MISO_W_2_MISO_MO-IL | MISO_W | MISO_MO-IL | Internal | Summer | B4 | 100 | 3800 | 1669.22 | 82.28 | 82.29 | 0.01 | 0
2015 | MISO_W_2_MISO_MO-IL | MISO_W | MISO_MO-IL | Internal | Summer | B5 | 200 | 3800 | 430.57 | 72.81 | 72.82 | 0.01 | 0
2015 | MISO_W_2_MISO_MO-IL | MISO_W | MISO_MO-IL | Internal | Summer | B6 | 300 | 3800 | 168.18 | 60.99 | 61 | 0.01 | 0
2015 | MISO_W_2_MISO_MO-IL | MISO_W | MISO_MO-IL | Internal | Summer | B7 | 400 | 3800 | 1310.04 | 54.6 | 54.61 | 0.01 | 0
2015 | MISO_W_2_MISO_MO-IL | MISO_W | MISO_MO-IL | Internal | Summer | B8 | 500 | 3800 | 1892.84 | 53.2 | 53.21 | 0.01 | 0
2015 | MISO_W_2_MISO_MO-IL | MISO_W | MISO_MO-IL | Internal | Summer | B9 | 800 | 3800 | 718.73 | 52.83 | 52.84 | 0.01 | 0
2015 | MISO_W_2_MISO_MO-IL | MISO_W | MISO_MO-IL | Internal | Summer | B10 | 1262 | 3800 | 1683.46 | 51.5 | 51.52 | 0.01 | 0
2015 | MISO_W_2_MISO_MO-IL | MISO_W | MISO_MO-IL | Internal | Winter | B16 | 25 | 3800 | 4892.9 | 73.87 | 73.89 | 0.01 | 0.01
2015 | MISO_W_2_MISO_MO-IL | MISO_W | MISO_MO-IL | Internal | Winter | B17 | 100 | 3800 | 3479.37 | 64.78 | 64.8 | 0.01 | 0
2015 | MISO_W_2_MISO_MO-IL | MISO_W | MISO_MO-IL | Internal | Winter | B18 | 400 | 3800 | 639.4 | 59.82 | 59.83 | 0.01 | 0
2015 | MISO_W_2_MISO_MO-IL | MISO_W | MISO_MO-IL | Internal | Winter | B19 | 700 | 3800 | 0 | 57.59 | 57.58 | 0.01 | 0
2015 | MISO_W_2_MISO_MO-IL | MISO_W | MISO_MO-IL | Internal | Winter | B20 | 935 | 3800 | 0 | 53.39 | 53.38 | 0.01 | 0
2015 | MISO_W_2_MISO_WUMS | MISO_W | MISO_WUMS | Internal | Shoulder | B11 | 25 | 1629 | 0 | 73.3 | 72.6 | 0.01 | 0
2015 | MISO_W_2_MISO_WUMS | MISO_W | MISO_WUMS | Internal | Shoulder | B12 | 200 | 1629 | 0 | 60.87 | 60.86 | 0.01 | 0
2015 | MISO_W_2_MISO_WUMS | MISO_W | MISO_WUMS | Internal | Shoulder | B13 | 600 | 1629 | 0 | 57.31 | 57.3 | 0.01 | 0
2015 | MISO_W_2_MISO_WUMS | MISO_W | MISO_WUMS | Internal | Shoulder | B14 | 900 | 1629 | 0 | 55.41 | 55.39 | 0.01 | 0
2015 | MISO_W_2_MISO_WUMS | MISO_W | MISO_WUMS | Internal | Shoulder | B15 | 1203 | 1629 | 0 | 53.98 | 53.97 | 0.01 | 0
2015 | MISO_W_2_MISO_WUMS | MISO_W | MISO_WUMS | Internal | Summer | B1 | 10 | 1629 | 311.24 | 91.65 | 91.66 | 0.01 | 0
2015 | MISO_W_2_MISO_WUMS | MISO_W | MISO_WUMS | Internal | Summer | B2 | 25 | 1629 | 59.32 | 89.08 | 89.09 | 0.01 | 0
2015 | MISO_W_2_MISO_WUMS | MISO_W | MISO_WUMS | Internal | Summer | B3 | 75 | 1629 | 0 | 88.52 | 87.41 | 0.01 | 0
2015 | MISO_W_2_MISO_WUMS | MISO_W | MISO_WUMS | Internal | Summer | B4 | 100 | 1629 | 0 | 82.28 | 81.81 | 0.01 | 0
2015 | MISO_W_2_MISO_WUMS | MISO_W | MISO_WUMS | Internal | Summer | B5 | 200 | 1629 | 0 | 72.81 | 71.54 | 0.01 | 0
2015 | MISO_W_2_MISO_WUMS | MISO_W | MISO_WUMS | Internal | Summer | B6 | 300 | 1629 | 0 | 60.99 | 60.98 | 0.01 | 0
2015 | MISO_W_2_MISO_WUMS | MISO_W | MISO_WUMS | Internal | Summer | B7 | 400 | 1629 | 63.38 | 54.6 | 54.61 | 0.01 | 0
2015 | MISO_W_2_MISO_WUMS | MISO_W | MISO_WUMS | Internal | Summer | B8 | 500 | 1629 | 0 | 53.2 | 53.19 | 0.01 | 0
2015 | MISO_W_2_MISO_WUMS | MISO_W | MISO_WUMS | Internal | Summer | B9 | 800 | 1629 | 736.97 | 52.83 | 52.84 | 0.01 | 0
2015 | MISO_W_2_MISO_WUMS | MISO_W | MISO_WUMS | Internal | Summer | B10 | 1262 | 1629 | 303.17 | 51.5 | 51.52 | 0.01 | 0
2015 | MISO_W_2_MISO_WUMS | MISO_W | MISO_WUMS | Internal | Winter | B16 | 25 | 1629 | 0 | 73.87 | 73.83 | 0.01 | 0
2015 | MISO_W_2_MISO_WUMS | MISO_W | MISO_WUMS | Internal | Winter | B17 | 100 | 1629 | 0 | 64.78 | 64.77 | 0.01 | 0
2015 | MISO_W_2_MISO_WUMS | MISO_W | MISO_WUMS | Internal | Winter | B18 | 400 | 1629 | 391.43 | 59.82 | 59.83 | 0.01 | 0
2015 | MISO_W_2_MISO_WUMS | MISO_W | MISO_WUMS | Internal | Winter | B19 | 700 | 1629 | 0 | 57.59 | 57.59 | 0.01 | 0
2015 | MISO_W_2_MISO_WUMS | MISO_W | MISO_WUMS | Internal | Winter | B20 | 935 | 1629 | 924.55 | 53.39 | 53.4 | 0.01 | 0
2015 | MISO_W_2_PJM_ROR | MISO_W | PJM_ROR | Internal | Shoulder | B11 | 25 | 773 | 0 | 73.3 | 71.3 | 2 | 0
2015 | MISO_W_2_PJM_ROR | MISO_W | PJM_ROR | Internal | Shoulder | B12 | 200 | 773 | 0 | 60.87 | 62.86 | 2 | 0
2015 | MISO_W_2_PJM_ROR | MISO_W | PJM_ROR | Internal | Shoulder | B13 | 600 | 773 | 0 | 57.31 | 58.94 | 2 | 0
2015 | MISO_W_2_PJM_ROR | MISO_W | PJM_ROR | Internal | Shoulder | B14 | 900 | 773 | 0 | 55.41 | 57.39 | 2 | 0
2015 | MISO_W_2_PJM_ROR | MISO_W | PJM_ROR | Internal | Shoulder | B15 | 1203 | 773 | 0 | 53.98 | 53.13 | 2 | 0
2015 | MISO_W_2_PJM_ROR | MISO_W | PJM_ROR | Internal | Summer | B1 | 10 | 773 | 773 | 91.65 | 93.66 | 2 | 0.01
2015 | MISO_W_2_PJM_ROR | MISO_W | PJM_ROR | Internal | Summer | B2 | 25 | 773 | 773 | 89.08 | 91.09 | 2 | 0.01
2015 | MISO_W_2_PJM_ROR | MISO_W | PJM_ROR | Internal | Summer | B3 | 75 | 773 | 0 | 88.52 | 89.41 | 2 | 0
2015 | MISO_W_2_PJM_ROR | MISO_W | PJM_ROR | Internal | Summer | B4 | 100 | 773 | 0 | 82.28 | 83.81 | 2 | 0
2015 | MISO_W_2_PJM_ROR | MISO_W | PJM_ROR | Internal | Summer | B5 | 200 | 773 | 0 | 72.81 | 73.54 | 2 | 0
2015 | MISO_W_2_PJM_ROR | MISO_W | PJM_ROR | Internal | Summer | B6 | 300 | 773 | 304.61 | 60.99 | 62.99 | 2 | 0
2015 | MISO_W_2_PJM_ROR | MISO_W | PJM_ROR | Internal | Summer | B7 | 400 | 773 | 773 | 54.6 | 56.61 | 2 | 0.01
2015 | MISO_W_2_PJM_ROR | MISO_W | PJM_ROR | Internal | Summer | B8 | 500 | 773 | 0 | 53.2 | 55.19 | 2 | 0
2015 | MISO_W_2_PJM_ROR | MISO_W | PJM_ROR | Internal | Summer | B9 | 800 | 773 | 0 | 52.83 | 53.6 | 2 | 0
2015 | MISO_W_2_PJM_ROR | MISO_W | PJM_ROR | Internal | Summer | B10 | 1262 | 773 | 0 | 51.5 | 51.87 | 2 | 0
2015 | MISO_W_2_PJM_ROR | MISO_W | PJM_ROR | Internal | Winter | B16 | 25 | 773 | 773 | 73.87 | 76.18 | 2 | 0.31
2015 | MISO_W_2_PJM_ROR | MISO_W | PJM_ROR | Internal | Winter | B17 | 100 | 773 | 773 | 64.78 | 67.08 | 2 | 0.3
2015 | MISO_W_2_PJM_ROR | MISO_W | PJM_ROR | Internal | Winter | B18 | 400 | 773 | 773 | 59.82 | 62.01 | 2 | 0.19
2015 | MISO_W_2_PJM_ROR | MISO_W | PJM_ROR | Internal | Winter | B19 | 700 | 773 | 686.13 | 57.59 | 59.59 | 2 | 0
2015 | MISO_W_2_PJM_ROR | MISO_W | PJM_ROR | Internal | Winter | B20 | 935 | 773 | 0 | 53.39 | 54.57 | 2 | 0
2015 | MISO_W_2_SPP_N | MISO_W | SPP_N | Internal | Shoulder | B11 | 25 | 3200 | 2154.65 | 73.3 | 80.3 | 7 | 0
2015 | MISO_W_2_SPP_N | MISO_W | SPP_N | Internal | Shoulder | B12 | 200 | 3200 | 0 | 60.87 | 59.99 | 7 | 0
2015 | MISO_W_2_SPP_N | MISO_W | SPP_N | Internal | Shoulder | B13 | 600 | 3200 | 0 | 57.31 | 57.51 | 7 | 0
2015 | MISO_W_2_SPP_N | MISO_W | SPP_N | Internal | Shoulder | B14 | 900 | 3200 | 0 | 55.41 | 57.32 | 7 | 0
2015 | MISO_W_2_SPP_N | MISO_W | SPP_N | Internal | Shoulder | B15 | 1203 | 3200 | 0 | 53.98 | 57.32 | 7 | 0
2015 | MISO_W_2_SPP_N | MISO_W | SPP_N | Internal | Summer | B1 | 10 | 3200 | 0 | 91.65 | 92.49 | 7 | 0
2015 | MISO_W_2_SPP_N | MISO_W | SPP_N | Internal | Summer | B2 | 25 | 3200 | 0 | 89.08 | 92.49 | 7 | 0
2015 | MISO_W_2_SPP_N | MISO_W | SPP_N | Internal | Summer | B3 | 75 | 3200 | 0 | 88.52 | 92.49 | 7 | 0
2015 | MISO_W_2_SPP_N | MISO_W | SPP_N | Internal | Summer | B4 | 100 | 3200 | 0 | 82.28 | 85.85 | 7 | 0
2015 | MISO_W_2_SPP_N | MISO_W | SPP_N | Internal | Summer | B5 | 200 | 3200 | 2612.38 | 72.81 | 79.81 | 7 | 0
2015 | MISO_W_2_SPP_N | MISO_W | SPP_N | Internal | Summer | B6 | 300 | 3200 | 610.86 | 60.99 | 67.99 | 7 | 0
2015 | MISO_W_2_SPP_N | MISO_W | SPP_N | Internal | Summer | B7 | 400 | 3200 | 0 | 54.6 | 59.47 | 7 | 0
2015 | MISO_W_2_SPP_N | MISO_W | SPP_N | Internal | Summer | B8 | 500 | 3200 | 0 | 53.2 | 57.59 | 7 | 0
2015 | MISO_W_2_SPP_N | MISO_W | SPP_N | Internal | Summer | B9 | 800 | 3200 | 0 | 52.83 | 56.05 | 7 | 0
2015 | MISO_W_2_SPP_N | MISO_W | SPP_N | Internal | Summer | B10 | 1262 | 3200 | 0 | 51.5 | 55.92 | 7 | 0
2015 | MISO_W_2_SPP_N | MISO_W | SPP_N | Internal | Winter | B16 | 25 | 3200 | 0 | 73.87 | 68.89 | 7 | 0
2015 | MISO_W_2_SPP_N | MISO_W | SPP_N | Internal | Winter | B17 | 100 | 3200 | 0 | 64.78 | 59.8 | 7 | 0
2015 | MISO_W_2_SPP_N | MISO_W | SPP_N | Internal | Winter | B18 | 400 | 3200 | 0 | 59.82 | 59.77 | 7 | 0
2015 | MISO_W_2_SPP_N | MISO_W | SPP_N | Internal | Winter | B19 | 700 | 3200 | 0 | 57.59 | 59.66 | 7 | 0
2015 | MISO_W_2_SPP_N | MISO_W | SPP_N | Internal | Winter | B20 | 935 | 3200 | 0 | 53.39 | 56.03 | 7 | 0
2015 | MISO_WUMS_2_MISO_MI | MISO_WUMS | MISO_MI | Internal | Shoulder | B11 | 25 | 99 | 919.33 | 72.6 | 73.22 | 0.01 | 0.61
2015 | MISO_WUMS_2_MISO_MI | MISO_WUMS | MISO_MI | Internal | Shoulder | B12 | 200 | 99 | 99 | 60.86 | 61.15 | 0.01 | 0.28
2015 | MISO_WUMS_2_MISO_MI | MISO_WUMS | MISO_MI | Internal | Shoulder | B13 | 600 | 99 | 99 | 57.3 | 57.61 | 0.01 | 0.3
2015 | MISO_WUMS_2_MISO_MI | MISO_WUMS | MISO_MI | Internal | Shoulder | B14 | 900 | 99 | 99 | 55.39 | 55.44 | 0.01 | 0.04
2015 | MISO_WUMS_2_MISO_MI | MISO_WUMS | MISO_MI | Internal | Shoulder | B15 | 1203 | 99 | 0 | 53.97 | 53.97 | 0.01 | 0
2015 | MISO_WUMS_2_MISO_MI | MISO_WUMS | MISO_MI | Internal | Summer | B1 | 10 | 99 | 0 | 91.66 | 91.67 | 0.01 | 0
2015 | MISO_WUMS_2_MISO_MI | MISO_WUMS | MISO_MI | Internal | Summer | B2 | 25 | 99 | 0 | 89.09 | 89.09 | 0.01 | 0
2015 | MISO_WUMS_2_MISO_MI | MISO_WUMS | MISO_MI | Internal | Summer | B3 | 75 | 99 | 0 | 87.41 | 87.41 | 0.01 | 0
2015 | MISO_WUMS_2_MISO_MI | MISO_WUMS | MISO_MI | Internal | Summer | B4 | 100 | 99 | 99 | 81.81 | 82.2 | 0.01 | 0.37
2015 | MISO_WUMS_2_MISO_MI | MISO_WUMS | MISO_MI | Internal | Summer | B5 | 200 | 99 | 0 | 71.54 | 71.54 | 0.01 | 0
2015 | MISO_WUMS_2_MISO_MI | MISO_WUMS | MISO_MI | Internal | Summer | B6 | 300 | 99 | 99 | 60.98 | 61 | 0.01 | 0.01
2015 | MISO_WUMS_2_MISO_MI | MISO_WUMS | MISO_MI | Internal | Summer | B7 | 400 | 99 | 99 | 54.61 | 54.63 | 0.01 | 0.01
2015 | MISO_WUMS_2_MISO_MI | MISO_WUMS | MISO_MI | Internal | Summer | B8 | 500 | 99 | 99 | 53.19 | 53.5 | 0.01 | 0.3
2015 | MISO_WUMS_2_MISO_MI | MISO_WUMS | MISO_MI | Internal | Summer | B9 | 800 | 99 | 99 | 52.84 | 53.13 | 0.01 | 0.28
2015 | MISO_WUMS_2_MISO_MI | MISO_WUMS | MISO_MI | Internal | Summer | B10 | 1262 | 99 | 99 | 51.52 | 51.81 | 0.01 | 0.28
2015 | MISO_WUMS_2_MISO_MI | MISO_WUMS | MISO_MI | Internal | Winter | B16 | 25 | 99 | 0 | 73.83 | 73.79 | 0.01 | 0
2015 | MISO_WUMS_2_MISO_MI | MISO_WUMS | MISO_MI | Internal | Winter | B17 | 100 | 99 | 99 | 64.77 | 65.06 | 0.01 | 0.28
2015 | MISO_WUMS_2_MISO_MI | MISO_WUMS | MISO_MI | Internal | Winter | B18 | 400 | 99 | 99 | 59.83 | 60.01 | 0.01 | 0.17
2015 | MISO_WUMS_2_MISO_MI | MISO_WUMS | MISO_MI | Internal | Winter | B19 | 700 | 99 | 0 | 57.59 | 57.59 | 0.01 | 0
2015 | MISO_WUMS_2_MISO_MI | MISO_WUMS | MISO_MI | Internal | Winter | B20 | 935 | 99 | 99 | 53.4 | 53.56 | 0.01 | 0.15
2015 | MISO_WUMS_2_MISO_W | MISO_WUMS | MISO_W | Internal | Shoulder | B11 | 25 | 1137 | 1137 | 72.6 | 73.3 | 0.01 | 0.69
2015 | MISO_WUMS_2_MISO_W | MISO_WUMS | MISO_W | Internal | Shoulder | B12 | 200 | 1137 | 496.44 | 60.86 | 60.87 | 0.01 | 0
2015 | MISO_WUMS_2_MISO_W | MISO_WUMS | MISO_W | Internal | Shoulder | B13 | 600 | 1137 | 973.71 | 57.3 | 57.31 | 0.01 | 0
2015 | MISO_WUMS_2_MISO_W | MISO_WUMS | MISO_W | Internal | Shoulder | B14 | 900 | 1137 | 291.66 | 55.39 | 55.41 | 0.01 | 0
2015 | MISO_WUMS_2_MISO_W | MISO_WUMS | MISO_W | Internal | Shoulder | B15 | 1203 | 1137 | 196.63 | 53.97 | 53.98 | 0.01 | 0
2015 | MISO_WUMS_2_MISO_W | MISO_WUMS | MISO_W | Internal | Summer | B1 | 10 | 1137 | 0 | 91.66 | 91.65 | 0.01 | 0
2015 | MISO_WUMS_2_MISO_W | MISO_WUMS | MISO_W | Internal | Summer | B2 | 25 | 1137 | 0 | 89.09 | 89.08 | 0.01 | 0
2015 | MISO_WUMS_2_MISO_W | MISO_WUMS | MISO_W | Internal | Summer | B3 | 75 | 1137 | 1137 | 87.41 | 88.52 | 0.01 | 1.1
2015 | MISO_WUMS_2_MISO_W | MISO_WUMS | MISO_W | Internal | Summer | B4 | 100 | 1137 | 1137 | 81.81 | 82.28 | 0.01 | 0.45
2015 | MISO_WUMS_2_MISO_W | MISO_WUMS | MISO_W | Internal | Summer | B5 | 200 | 1137 | 1621.29 | 71.54 | 72.81 | 0.01 | 1.26
2015 | MISO_WUMS_2_MISO_W | MISO_WUMS | MISO_W | Internal | Summer | B6 | 300 | 1137 | 348.95 | 60.98 | 60.99 | 0.01 | 0
2015 | MISO_WUMS_2_MISO_W | MISO_WUMS | MISO_W | Internal | Summer | B7 | 400 | 1137 | 0 | 54.61 | 54.6 | 0.01 | 0
2015 | MISO_WUMS_2_MISO_W | MISO_WUMS | MISO_W | Internal | Summer | B8 | 500 | 1137 | 622.25 | 53.19 | 53.2 | 0.01 | 0
2015 | MISO_WUMS_2_MISO_W | MISO_WUMS | MISO_W | Internal | Summer | B9 | 800 | 1137 | 0 | 52.84 | 52.83 | 0.01 | 0
2015 | MISO_WUMS_2_MISO_W | MISO_WUMS | MISO_W | Internal | Summer | B10 | 1262 | 1137 | 0 | 51.52 | 51.5 | 0.01 | 0
2015 | MISO_WUMS_2_MISO_W | MISO_WUMS | MISO_W | Internal | Winter | B16 | 25 | 1137 | 1137 | 73.83 | 73.87 | 0.01 | 0.03
2015 | MISO_WUMS_2_MISO_W | MISO_WUMS | MISO_W | Internal | Winter | B17 | 100 | 1137 | 1106.79 | 64.77 | 64.78 | 0.01 | 0
2015 | MISO_WUMS_2_MISO_W | MISO_WUMS | MISO_W | Internal | Winter | B18 | 400 | 1137 | 0 | 59.83 | 59.82 | 0.01 | 0
2015 | MISO_WUMS_2_MISO_W | MISO_WUMS | MISO_W | Internal | Winter | B19 | 700 | 1137 | 0 | 57.59 | 57.59 | 0.01 | 0
2015 | MISO_WUMS_2_MISO_W | MISO_WUMS | MISO_W | Internal | Winter | B20 | 935 | 1137 | 0 | 53.4 | 53.39 | 0.01 | 0
2015 | MISO_WUMS_2_PJM_ROR | MISO_WUMS | PJM_ROR | Internal | Shoulder | B11 | 25 | 1600 | 0 | 72.6 | 71.3 | 2 | 0
2015 | MISO_WUMS_2_PJM_ROR | MISO_WUMS | PJM_ROR | Internal | Shoulder | B12 | 200 | 1600 | 731.94 | 60.86 | 62.86 | 2 | 0
2015 | MISO_WUMS_2_PJM_ROR | MISO_WUMS | PJM_ROR | Internal | Shoulder | B13 | 600 | 1600 | 0 | 57.3 | 58.94 | 2 | 0
2015 | MISO_WUMS_2_PJM_ROR | MISO_WUMS | PJM_ROR | Internal | Shoulder | B14 | 900 | 1600 | 942.63 | 55.39 | 57.39 | 2 | 0
2015 | MISO_WUMS_2_PJM_ROR | MISO_WUMS | PJM_ROR | Internal | Shoulder | B15 | 1203 | 1600 | 0 | 53.97 | 53.13 | 2 | 0
2015 | MISO_WUMS_2_PJM_ROR | MISO_WUMS | PJM_ROR | Internal | Summer | B1 | 10 | 1600 | 1196.22 | 91.66 | 93.66 | 2 | 0
2015 | MISO_WUMS_2_PJM_ROR | MISO_WUMS | PJM_ROR | Internal | Summer | B2 | 25 | 1600 | 1005.33 | 89.09 | 91.09 | 2 | 0
2015 | MISO_WUMS_2_PJM_ROR | MISO_WUMS | PJM_ROR | Internal | Summer | B3 | 75 | 1600 | 369.14 | 87.41 | 89.41 | 2 | 0
2015 | MISO_WUMS_2_PJM_ROR | MISO_WUMS | PJM_ROR | Internal | Summer | B4 | 100 | 1600 | 984.42 | 81.81 | 83.81 | 2 | 0
2015 | MISO_WUMS_2_PJM_ROR | MISO_WUMS | PJM_ROR | Internal | Summer | B5 | 200 | 1600 | 1133.66 | 71.54 | 73.54 | 2 | 0
2015 | MISO_WUMS_2_PJM_ROR | MISO_WUMS | PJM_ROR | Internal | Summer | B6 | 300 | 1600 | 1600 | 60.98 | 62.99 | 2 | 0.01
2015 | MISO_WUMS_2_PJM_ROR | MISO_WUMS | PJM_ROR | Internal | Summer | B7 | 400 | 1600 | 728.94 | 54.61 | 56.61 | 2 | 0
2015 | MISO_WUMS_2_PJM_ROR | MISO_WUMS | PJM_ROR | Internal | Summer | B8 | 500 | 1600 | 95.24 | 53.19 | 55.19 | 2 | 0
2015 | MISO_WUMS_2_PJM_ROR | MISO_WUMS | PJM_ROR | Internal | Summer | B9 | 800 | 1600 | 0 | 52.84 | 53.6 | 2 | 0
2015 | MISO_WUMS_2_PJM_ROR | MISO_WUMS | PJM_ROR | Internal | Summer | B10 | 1262 | 1600 | 0 | 51.52 | 51.87 | 2 | 0
2015 | MISO_WUMS_2_PJM_ROR | MISO_WUMS | PJM_ROR | Internal | Winter | B16 | 25 | 1600 | 1600 | 73.83 | 76.18 | 2 | 0.35
2015 | MISO_WUMS_2_PJM_ROR | MISO_WUMS | PJM_ROR | Internal | Winter | B17 | 100 | 1600 | 1600 | 64.77 | 67.08 | 2 | 0.31
2015 | MISO_WUMS_2_PJM_ROR | MISO_WUMS | PJM_ROR | Internal | Winter | B18 | 400 | 1600 | 1600 | 59.83 | 62.01 | 2 | 0.18
2015 | MISO_WUMS_2_PJM_ROR | MISO_WUMS | PJM_ROR | Internal | Winter | B19 | 700 | 1600 | 1564.58 | 57.59 | 59.59 | 2 | 0
2015 | MISO_WUMS_2_PJM_ROR | MISO_WUMS | PJM_ROR | Internal | Winter | B20 | 935 | 1600 | 0 | 53.4 | 54.57 | 2 | 0
2015 | NE_2_MAPP_US | NE | MAPP_US | Internal | Shoulder | B11 | 25 | 1600 | 0 | 77.88 | 70.88 | 5 | 0
2015 | NE_2_MAPP_US | NE | MAPP_US | Internal | Shoulder | B12 | 200 | 1600 | 0 | 59.97 | 53.87 | 5 | 0
2015 | NE_2_MAPP_US | NE | MAPP_US | Internal | Shoulder | B13 | 600 | 1600 | 0 | 57.5 | 53.87 | 5 | 0
2015 | NE_2_MAPP_US | NE | MAPP_US | Internal | Shoulder | B14 | 900 | 1600 | 0 | 57.31 | 53.87 | 5 | 0
2015 | NE_2_MAPP_US | NE | MAPP_US | Internal | Shoulder | B15 | 1203 | 1600 | 0 | 57.31 | 53.87 | 5 | 0
2015 | NE_2_MAPP_US | NE | MAPP_US | Internal | Summer | B1 | 10 | 1600 | 0 | 91.65 | 84.65 | 5 | 0
2015 | NE_2_MAPP_US | NE | MAPP_US | Internal | Summer | B2 | 25 | 1600 | 0 | 91.28 | 84.28 | 5 | 0
2015 | NE_2_MAPP_US | NE | MAPP_US | Internal | Summer | B3 | 75 | 1600 | 0 | 91.28 | 84.28 | 5 | 0
2015 | NE_2_MAPP_US | NE | MAPP_US | Internal | Summer | B4 | 100 | 1600 | 0 | 85.83 | 78.83 | 5 | 0
2015 | NE_2_MAPP_US | NE | MAPP_US | Internal | Summer | B5 | 200 | 1600 | 0 | 77.39 | 70.39 | 5 | 0
2015 | NE_2_MAPP_US | NE | MAPP_US | Internal | Summer | B6 | 300 | 1600 | 0 | 65.57 | 58.57 | 5 | 0
2015 | NE_2_MAPP_US | NE | MAPP_US | Internal | Summer | B7 | 400 | 1600 | 0 | 59.46 | 52.46 | 5 | 0
2015 | NE_2_MAPP_US | NE | MAPP_US | Internal | Summer | B8 | 500 | 1600 | 0 | 57.58 | 50.58 | 5 | 0
2015 | NE_2_MAPP_US | NE | MAPP_US | Internal | Summer | B9 | 800 | 1600 | 0 | 56.04 | 50.58 | 5 | 0
2015 | NE_2_MAPP_US | NE | MAPP_US | Internal | Summer | B10 | 1262 | 1600 | 0 | 53.5 | 50.58 | 5 | 0
2015 | NE_2_MAPP_US | NE | MAPP_US | Internal | Winter | B16 | 25 | 1600 | 0 | 68.88 | 66.87 | 5 | 0
2015 | NE_2_MAPP_US | NE | MAPP_US | Internal | Winter | B17 | 100 | 1600 | 0 | 59.78 | 57.78 | 5 | 0
2015 | NE_2_MAPP_US | NE | MAPP_US | Internal | Winter | B18 | 400 | 1600 | 0 | 59.76 | 55.65 | 5 | 0
2015 | NE_2_MAPP_US | NE | MAPP_US | Internal | Winter | B19 | 700 | 1600 | 0 | 59.65 | 55.65 | 5 | 0
2015 | NE_2_MAPP_US | NE | MAPP_US | Internal | Winter | B20 | 935 | 1600 | 0 | 54.84 | 55.65 | 5 | 0
2015 | NE_2_MISO_W | NE | MISO_W | Internal | Shoulder | B11 | 25 | 1600 | 0 | 77.88 | 73.3 | 5 | 0
2015 | NE_2_MISO_W | NE | MISO_W | Internal | Shoulder | B12 | 200 | 1600 | 0 | 59.97 | 60.87 | 5 | 0
2015 | NE_2_MISO_W | NE | MISO_W | Internal | Shoulder | B13 | 600 | 1600 | 0 | 57.5 | 57.31 | 5 | 0
2015 | NE_2_MISO_W | NE | MISO_W | Internal | Shoulder | B14 | 900 | 1600 | 0 | 57.31 | 55.41 | 5 | 0
2015 | NE_2_MISO_W | NE | MISO_W | Internal | Shoulder | B15 | 1203 | 1600 | 0 | 57.31 | 53.98 | 5 | 0
2015 | NE_2_MISO_W | NE | MISO_W | Internal | Summer | B1 | 10 | 1600 | 0 | 91.65 | 91.65 | 5 | 0
2015 | NE_2_MISO_W | NE | MISO_W | Internal | Summer | B2 | 25 | 1600 | 0 | 91.28 | 89.08 | 5 | 0
2015 | NE_2_MISO_W | NE | MISO_W | Internal | Summer | B3 | 75 | 1600 | 0 | 91.28 | 88.52 | 5 | 0
2015 | NE_2_MISO_W | NE | MISO_W | Internal | Summer | B4 | 100 | 1600 | 0 | 85.83 | 82.28 | 5 | 0
2015 | NE_2_MISO_W | NE | MISO_W | Internal | Summer | B5 | 200 | 1600 | 0 | 77.39 | 72.81 | 5 | 0
2015 | NE_2_MISO_W | NE | MISO_W | Internal | Summer | B6 | 300 | 1600 | 0 | 65.57 | 60.99 | 5 | 0
2015 | NE_2_MISO_W | NE | MISO_W | Internal | Summer | B7 | 400 | 1600 | 0 | 59.46 | 54.6 | 5 | 0
2015 | NE_2_MISO_W | NE | MISO_W | Internal | Summer | B8 | 500 | 1600 | 0 | 57.58 | 53.2 | 5 | 0
2015 | NE_2_MISO_W | NE | MISO_W | Internal | Summer | B9 | 800 | 1600 | 0 | 56.04 | 52.83 | 5 | 0
2015 | NE_2_MISO_W | NE | MISO_W | Internal | Summer | B10 | 1262 | 1600 | 0 | 53.5 | 51.5 | 5 | 0
2015 | NE_2_MISO_W | NE | MISO_W | Internal | Winter | B16 | 25 | 1600 | 0 | 68.88 | 73.87 | 5 | 0
2015 | NE_2_MISO_W | NE | MISO_W | Internal | Winter | B17 | 100 | 1600 | 246.22 | 59.78 | 64.78 | 5 | 0
2015 | NE_2_MISO_W | NE | MISO_W | Internal | Winter | B18 | 400 | 1600 | 0 | 59.76 | 59.82 | 5 | 0
2015 | NE_2_MISO_W | NE | MISO_W | Internal | Winter | B19 | 700 | 1600 | 0 | 59.65 | 57.59 | 5 | 0
2015 | NE_2_MISO_W | NE | MISO_W | Internal | Winter | B20 | 935 | 1600 | 0 | 54.84 | 53.39 | 5 | 0
2015 | NE_2_SPP_N | NE | SPP_N | Internal | Shoulder | B11 | 25 | 1800 | 2204.06 | 77.88 | 80.3 | 0.01 | 2.41
2015 | NE_2_SPP_N | NE | SPP_N | Internal | Shoulder | B12 | 200 | 1800 | 704.5 | 59.97 | 59.99 | 0.01 | 0
2015 | NE_2_SPP_N | NE | SPP_N | Internal | Shoulder | B13 | 600 | 1800 | 837.03 | 57.5 | 57.51 | 0.01 | 0
2015 | NE_2_SPP_N | NE | SPP_N | Internal | Shoulder | B14 | 900 | 1800 | 1033.04 | 57.31 | 57.32 | 0.01 | 0
2015 | NE_2_SPP_N | NE | SPP_N | Internal | Shoulder | B15 | 1203 | 1800 | 1411.29 | 57.31 | 57.32 | 0.01 | 0
2015 | NE_2_SPP_N | NE | SPP_N | Internal | Summer | B1 | 10 | 1800 | 1800 | 91.65 | 92.49 | 0.01 | 0.84
2015 | NE_2_SPP_N | NE | SPP_N | Internal | Summer | B2 | 25 | 1800 | 1800 | 91.28 | 92.49 | 0.01 | 1.2
2015 | NE_2_SPP_N | NE | SPP_N | Internal | Summer | B3 | 75 | 1800 | 1800 | 91.28 | 92.49 | 0.01 | 1.2
2015 | NE_2_SPP_N | NE | SPP_N | Internal | Summer | B4 | 100 | 1800 | 1496.04 | 85.83 | 85.85 | 0.01 | 0
2015 | NE_2_SPP_N | NE | SPP_N | Internal | Summer | B5 | 200 | 1800 | 2086.9 | 77.39 | 79.81 | 0.01 | 2.41
2015 | NE_2_SPP_N | NE | SPP_N | Internal | Summer | B6 | 300 | 1800 | 2070.57 | 65.57 | 67.99 | 0.01 | 2.41
2015 | NE_2_SPP_N | NE | SPP_N | Internal | Summer | B7 | 400 | 1800 | 1766.87 | 59.46 | 59.47 | 0.01 | 0
2015 | NE_2_SPP_N | NE | SPP_N | Internal | Summer | B8 | 500 | 1800 | 1384.63 | 57.58 | 57.59 | 0.01 | 0
2015 | NE_2_SPP_N | NE | SPP_N | Internal | Summer | B9 | 800 | 1800 | 1490.19 | 56.04 | 56.05 | 0.01 | 0
2015 | NE_2_SPP_N | NE | SPP_N | Internal | Summer | B10 | 1262 | 1800 | 1861.32 | 53.5 | 55.92 | 0.01 | 2.41
2015 | NE_2_SPP_N | NE | SPP_N | Internal | Winter | B16 | 25 | 1800 | 1268.56 | 68.88 | 68.89 | 0.01 | 0
2015 | NE_2_SPP_N | NE | SPP_N | Internal | Winter | B17 | 100 | 1800 | 1021.79 | 59.78 | 59.8 | 0.01 | 0
2015 | NE_2_SPP_N | NE | SPP_N | Internal | Winter | B18 | 400 | 1800 | 1353.2 | 59.76 | 59.77 | 0.01 | 0
2015 | NE_2_SPP_N | NE | SPP_N | Internal | Winter | B19 | 700 | 1800 | 1370.23 | 59.65 | 59.66 | 0.01 | 0
2015 | NE_2_SPP_N | NE | SPP_N | Internal | Winter | B20 | 935 | 1800 | 1800 | 54.84 | 56.03 | 0.01 | 1.17
2015 | NEISO_2_NYISO_A-F | NEISO | NYISO_A-F | Internal | Shoulder | B11 | 25 | 600 | 1645.23 | 56.57 | 62.93 | 3 | 3.35
2015 | NEISO_2_NYISO_A-F | NEISO | NYISO_A-F | Internal | Shoulder | B12 | 200 | 600 | 0 | 55.76 | 58.75 | 3 | 0
2015 | NEISO_2_NYISO_A-F | NEISO | NYISO_A-F | Internal | Shoulder | B13 | 600 | 600 | 0 | 55.76 | 58.43 | 3 | 0
2015 | NEISO_2_NYISO_A-F | NEISO | NYISO_A-F | Internal | Shoulder | B14 | 900 | 600 | 0 | 55.76 | 56.82 | 3 | 0
2015 | NEISO_2_NYISO_A-F | NEISO | NYISO_A-F | Internal | Shoulder | B15 | 1203 | 600 | 0 | 55.76 | 56.82 | 3 | 0
2015 | NEISO_2_NYISO_A-F | NEISO | NYISO_A-F | Internal | Summer | B1 | 10 | 600 | 0 | 91.45 | 91.67 | 3 | 0
2015 | NEISO_2_NYISO_A-F | NEISO | NYISO_A-F | Internal | Summer | B2 | 25 | 600 | 0 | 85.15 | 85.39 | 3 | 0
2015 | NEISO_2_NYISO_A-F | NEISO | NYISO_A-F | Internal | Summer | B3 | 75 | 600 | 600 | 74.72 | 78.64 | 3 | 0.92
2015 | NEISO_2_NYISO_A-F | NEISO | NYISO_A-F | Internal | Summer | B4 | 100 | 600 | 600 | 69.98 | 75.83 | 3 | 2.84
2015 | NEISO_2_NYISO_A-F | NEISO | NYISO_A-F | Internal | Summer | B5 | 200 | 600 | 851.46 | 59.2 | 65.55 | 3 | 3.35
2015 | NEISO_2_NYISO_A-F | NEISO | NYISO_A-F | Internal | Summer | B6 | 300 | 600 | 600 | 53.06 | 57.35 | 3 | 1.29
2015 | NEISO_2_NYISO_A-F | NEISO | NYISO_A-F | Internal | Summer | B7 | 400 | 600 | 0 | 53.06 | 55.78 | 3 | 0
2015 | NEISO_2_NYISO_A-F | NEISO | NYISO_A-F | Internal | Summer | B8 | 500 | 600 | 0 | 53.06 | 55.18 | 3 | 0
2015 | NEISO_2_NYISO_A-F | NEISO | NYISO_A-F | Internal | Summer | B9 | 800 | 600 | 0 | 53.06 | 55.18 | 3 | 0
2015 | NEISO_2_NYISO_A-F | NEISO | NYISO_A-F | Internal | Summer | B10 | 1262 | 600 | 0 | 53.06 | 55.18 | 3 | 0
2015 | NEISO_2_NYISO_A-F | NEISO | NYISO_A-F | Internal | Winter | B16 | 25 | 600 | 600 | 64.15 | 67.57 | 3 | 0.42
2015 | NEISO_2_NYISO_A-F | NEISO | NYISO_A-F | Internal | Winter | B17 | 100 | 600 | 0 | 64.15 | 64.21 | 3 | 0
2015 | NEISO_2_NYISO_A-F | NEISO | NYISO_A-F | Internal | Winter | B18 | 400 | 600 | 0 | 64.15 | 61.53 | 3 | 0
2015 | NEISO_2_NYISO_A-F | NEISO | NYISO_A-F | Internal | Winter | B19 | 700 | 600 | 0 | 64.15 | 61.53 | 3 | 0
2015 | NEISO_2_NYISO_A-F | NEISO | NYISO_A-F | Internal | Winter | B20 | 935 | 600 | 0 | 64.15 | 61.53 | 3 | 0
2015 | NEISO_2_NYISO_G-I | NEISO | NYISO_G-I | Internal | Shoulder | B11 | 25 | 600 | 600 | 56.57 | 63.27 | 3 | 3.69
2015 | NEISO_2_NYISO_G-I | NEISO | NYISO_G-I | Internal | Shoulder | B12 | 200 | 600 | 368.79 | 55.76 | 58.76 | 3 | 0
2015 | NEISO_2_NYISO_G-I | NEISO | NYISO_G-I | Internal | Shoulder | B13 | 600 | 600 | 0 | 55.76 | 58.44 | 3 | 0
2015 | NEISO_2_NYISO_G-I | NEISO | NYISO_G-I | Internal | Shoulder | B14 | 900 | 600 | 0 | 55.76 | 57.77 | 3 | 0
2015 | NEISO_2_NYISO_G-I | NEISO | NYISO_G-I | Internal | Shoulder | B15 | 1203 | 600 | 0 | 55.76 | 56.83 | 3 | 0
2015 | NEISO_2_NYISO_G-I | NEISO | NYISO_G-I | Internal | Summer | B1 | 10 | 600 | 0 | 91.45 | 94.44 | 3 | 0
2015 | NEISO_2_NYISO_G-I | NEISO | NYISO_G-I | Internal | Summer | B2 | 25 | 600 | 231.33 | 85.15 | 88.15 | 3 | 0
2015 | NEISO_2_NYISO_G-I | NEISO | NYISO_G-I | Internal | Summer | B3 | 75 | 600 | 600 | 74.72 | 81.4 | 3 | 3.68
2015 | NEISO_2_NYISO_G-I | NEISO | NYISO_G-I | Internal | Summer | B4 | 100 | 600 | 600 | 69.98 | 76.66 | 3 | 3.68
2015 | NEISO_2_NYISO_G-I | NEISO | NYISO_G-I | Internal | Summer | B5 | 200 | 600 | 600 | 59.2 | 65.88 | 3 | 3.68
2015 | NEISO_2_NYISO_G-I | NEISO | NYISO_G-I | Internal | Summer | B6 | 300 | 600 | 600 | 53.06 | 59.75 | 3 | 3.68
2015 | NEISO_2_NYISO_G-I | NEISO | NYISO_G-I | Internal | Summer | B7 | 400 | 600 | 600 | 53.06 | 57.41 | 3 | 1.34
2015 | NEISO_2_NYISO_G-I | NEISO | NYISO_G-I | Internal | Summer | B8 | 500 | 600 | 177.9 | 53.06 | 56.06 | 3 | 0
2015 | NEISO_2_NYISO_G-I | NEISO | NYISO_G-I | Internal | Summer | B9 | 800 | 600 | 0 | 53.06 | 55.19 | 3 | 0
2015 | NEISO_2_NYISO_G-I | NEISO | NYISO_G-I | Internal | Summer | B10 | 1262 | 600 | 0 | 53.06 | 55.19 | 3 | 0
2015 | NEISO_2_NYISO_G-I | NEISO | NYISO_G-I | Internal | Winter | B16 | 25 | 600 | 600 | 64.15 | 70.34 | 3 | 3.18
2015 | NEISO_2_NYISO_G-I | NEISO | NYISO_G-I | Internal | Winter | B17 | 100 | 600 | 0 | 64.15 | 66.98 | 3 | 0
2015 | NEISO_2_NYISO_G-I | NEISO | NYISO_G-I | Internal | Winter | B18 | 400 | 600 | 0 | 64.15 | 64.29 | 3 | 0
2015 | NEISO_2_NYISO_G-I | NEISO | NYISO_G-I | Internal | Winter | B19 | 700 | 600 | 0 | 64.15 | 64.29 | 3 | 0
2015 | NEISO_2_NYISO_G-I | NEISO | NYISO_G-I | Internal | Winter | B20 | 935 | 600 | 0 | 64.15 | 61.91 | 3 | 0
2015 | NEISO_2_NYISO_J-K | NEISO | NYISO_J-K | Internal | Shoulder | B11 | 25 | 430 | 4857.08 | 56.57 | 63.27 | 3 | 3.69
2015 | NEISO_2_NYISO_J-K | NEISO | NYISO_J-K | Internal | Shoulder | B12 | 200 | 430 | 430 | 55.76 | 58.77 | 3 | 0.01
2015 | NEISO_2_NYISO_J-K | NEISO | NYISO_J-K | Internal | Shoulder | B13 | 600 | 430 | 0 | 55.76 | 58.45 | 3 | 0
2015 | NEISO_2_NYISO_J-K | NEISO | NYISO_J-K | Internal | Shoulder | B14 | 900 | 430 | 0 | 55.76 | 57.78 | 3 | 0
2015 | NEISO_2_NYISO_J-K | NEISO | NYISO_J-K | Internal | Shoulder | B15 | 1203 | 430 | 0 | 55.76 | 56.84 | 3 | 0
2015 | NEISO_2_NYISO_J-K | NEISO | NYISO_J-K | Internal | Summer | B1 | 10 | 430 | 220.59 | 91.45 | 94.45 | 3 | 0
2015 | NEISO_2_NYISO_J-K | NEISO | NYISO_J-K | Internal | Summer | B2 | 25 | 430 | 430 | 85.15 | 88.17 | 3 | 0.01
2015 | NEISO_2_NYISO_J-K | NEISO | NYISO_J-K | Internal | Summer | B3 | 75 | 430 | 821.89 | 74.72 | 81.41 | 3 | 3.69
2015 | NEISO_2_NYISO_J-K | NEISO | NYISO_J-K | Internal | Summer | B4 | 100 | 430 | 737.25 | 69.98 | 76.67 | 3 | 3.69
2015 | NEISO_2_NYISO_J-K | NEISO | NYISO_J-K | Internal | Summer | B5 | 200 | 430 | 1561.09 | 59.2 | 65.89 | 3 | 3.69
2015 | NEISO_2_NYISO_J-K | NEISO | NYISO_J-K | Internal | Summer | B6 | 300 | 430 | 566.39 | 53.06 | 59.76 | 3 | 3.69
2015 | NEISO_2_NYISO_J-K | NEISO | NYISO_J-K | Internal | Summer | B7 | 400 | 430 | 430 | 53.06 | 57.42 | 3 | 1.35
2015 | NEISO_2_NYISO_J-K | NEISO | NYISO_J-K | Internal | Summer | B8 | 500 | 430 | 430 | 53.06 | 56.08 | 3 | 0.01
2015 | NEISO_2_NYISO_J-K | NEISO | NYISO_J-K | Internal | Summer | B9 | 800 | 430 | 0 | 53.06 | 55.2 | 3 | 0
2015 | NEISO_2_NYISO_J-K | NEISO | NYISO_J-K | Internal | Summer | B10 | 1262 | 430 | 0 | 53.06 | 55.2 | 3 | 0
2015 | NEISO_2_NYISO_J-K | NEISO | NYISO_J-K | Internal | Winter | B16 | 25 | 430 | 430 | 64.15 | 70.35 | 3 | 3.2
2015 | NEISO_2_NYISO_J-K | NEISO | NYISO_J-K | Internal | Winter | B17 | 100 | 430 | 0 | 64.15 | 67 | 3 | 0
2015 | NEISO_2_NYISO_J-K | NEISO | NYISO_J-K | Internal | Winter | B18 | 400 | 430 | 0 | 64.15 | 64.31 | 3 | 0
2015 | NEISO_2_NYISO_J-K | NEISO | NYISO_J-K | Internal | Winter | B19 | 700 | 430 | 0 | 64.15 | 64.31 | 3 | 0
2015 | NEISO_2_NYISO_J-K | NEISO | NYISO_J-K | Internal | Winter | B20 | 935 | 430 | 0 | 64.15 | 61.92 | 3 | 0
2015 | NonRTO_Midwest_2_TVA_Transmission | NonRTO_Midwest | TVA_Transmission | Internal | Shoulder | B11 | 25 | 2400 | 0 | 81.33 | 77.3 | 8 | 0
2015 | NonRTO_Midwest_2_TVA_Transmission | NonRTO_Midwest | TVA_Transmission | Internal | Shoulder | B12 | 200 | 2400 | 0 | 69.16 | 64.66 | 8 | 0
2015 | NonRTO_Midwest_2_TVA_Transmission | NonRTO_Midwest | TVA_Transmission | Internal | Shoulder | B13 | 600 | 2400 | 0 | 65.6 | 62.14 | 8 | 0
2015 | NonRTO_Midwest_2_TVA_Transmission | NonRTO_Midwest | TVA_Transmission | Internal | Shoulder | B14 | 900 | 2400 | 0 | 56.68 | 61.16 | 8 | 0
2015 | NonRTO_Midwest_2_TVA_Transmission | NonRTO_Midwest | TVA_Transmission | Internal | Shoulder | B15 | 1203 | 2400 | 0 | 55.87 | 59.13 | 8 | 0
2015 | NonRTO_Midwest_2_TVA_Transmission | NonRTO_Midwest | TVA_Transmission | Internal | Summer | B1 | 10 | 2400 | 0 | 96.16 | 99.66 | 8 | 0
2015 | NonRTO_Midwest_2_TVA_Transmission | NonRTO_Midwest | TVA_Transmission | Internal | Summer | B2 | 25 | 2400 | 0 | 96.16 | 97.09 | 8 | 0
2015 | NonRTO_Midwest_2_TVA_Transmission | NonRTO_Midwest | TVA_Transmission | Internal | Summer | B3 | 75 | 2400 | 0 | 96.16 | 95.41 | 8 | 0
2015 | NonRTO_Midwest_2_TVA_Transmission | NonRTO_Midwest | TVA_Transmission | Internal | Summer | B4 | 100 | 2400 | 0 | 90.3 | 89.81 | 8 | 0
2015 | NonRTO_Midwest_2_TVA_Transmission | NonRTO_Midwest | TVA_Transmission | Internal | Summer | B5 | 200 | 2400 | 0 | 80.83 | 79 | 8 | 0
2015 | NonRTO_Midwest_2_TVA_Transmission | NonRTO_Midwest | TVA_Transmission | Internal | Summer | B6 | 300 | 2400 | 0 | 69.02 | 66.81 | 8 | 0
2015 | NonRTO_Midwest_2_TVA_Transmission | NonRTO_Midwest | TVA_Transmission | Internal | Summer | B7 | 400 | 2400 | 0 | 56.49 | 60.35 | 8 | 0
2015 | NonRTO_Midwest_2_TVA_Transmission | NonRTO_Midwest | TVA_Transmission | Internal | Summer | B8 | 500 | 2400 | 0 | 56.41 | 59.48 | 8 | 0
2015 | NonRTO_Midwest_2_TVA_Transmission | NonRTO_Midwest | TVA_Transmission | Internal | Summer | B9 | 800 | 2400 | 0 | 55.26 | 58.6 | 8 | 0
2015 | NonRTO_Midwest_2_TVA_Transmission | NonRTO_Midwest | TVA_Transmission | Internal | Summer | B10 | 1262 | 2400 | 0 | 54.72 | 56 | 8 | 0
2015 | NonRTO_Midwest_2_TVA_Transmission | NonRTO_Midwest | TVA_Transmission | Internal | Winter | B16 | 25 | 2400 | 0 | 82.17 | 81.89 | 8 | 0
2015 | NonRTO_Midwest_2_TVA_Transmission | NonRTO_Midwest | TVA_Transmission | Internal | Winter | B17 | 100 | 2400 | 0 | 73.07 | 67.78 | 8 | 0
2015 | NonRTO_Midwest_2_TVA_Transmission | NonRTO_Midwest | TVA_Transmission | Internal | Winter | B18 | 400 | 2400 | 0 | 68.01 | 64.37 | 8 | 0
2015 | NonRTO_Midwest_2_TVA_Transmission | NonRTO_Midwest | TVA_Transmission | Internal | Winter | B19 | 700 | 2400 | 0 | 56.49 | 62.57 | 8 | 0
2015 | NonRTO_Midwest_2_TVA_Transmission | NonRTO_Midwest | TVA_Transmission | Internal | Winter | B20 | 935 | 2400 | 0 | 55.45 | 60.57 | 8 | 0
2015 | NYISO_A-F_2_NEISO | NYISO_A-F | NEISO | Internal | Shoulder | B11 | 25 | 600 | 0 | 62.93 | 56.57 | 3 | 0
2015 | NYISO_A-F_2_NEISO | NYISO_A-F | NEISO | Internal | Shoulder | B12 | 200 | 600 | 0 | 58.75 | 55.76 | 3 | 0
2015 | NYISO_A-F_2_NEISO | NYISO_A-F | NEISO | Internal | Shoulder | B13 | 600 | 600 | 0 | 58.43 | 55.76 | 3 | 0
2015 | NYISO_A-F_2_NEISO | NYISO_A-F | NEISO | Internal | Shoulder | B14 | 900 | 600 | 0 | 56.82 | 55.76 | 3 | 0
2015 | NYISO_A-F_2_NEISO | NYISO_A-F | NEISO | Internal | Shoulder | B15 | 1203 | 600 | 0 | 56.82 | 55.76 | 3 | 0
2015 | NYISO_A-F_2_NEISO | NYISO_A-F | NEISO | Internal | Summer | B1 | 10 | 600 | 0 | 91.67 | 91.45 | 3 | 0
2015 | NYISO_A-F_2_NEISO | NYISO_A-F | NEISO | Internal | Summer | B2 | 25 | 600 | 0 | 85.39 | 85.15 | 3 | 0
2015 | NYISO_A-F_2_NEISO | NYISO_A-F | NEISO | Internal | Summer | B3 | 75 | 600 | 0 | 78.64 | 74.72 | 3 | 0
2015 | NYISO_A-F_2_NEISO | NYISO_A-F | NEISO | Internal | Summer | B4 | 100 | 600 | 0 | 75.83 | 69.98 | 3 | 0
2015 | NYISO_A-F_2_NEISO | NYISO_A-F | NEISO | Internal | Summer | B5 | 200 | 600 | 0 | 65.55 | 59.2 | 3 | 0
2015 | NYISO_A-F_2_NEISO | NYISO_A-F | NEISO | Internal | Summer | B6 | 300 | 600 | 0 | 57.35 | 53.06 | 3 | 0
2015 | NYISO_A-F_2_NEISO | NYISO_A-F | NEISO | Internal | Summer | B7 | 400 | 600 | 0 | 55.78 | 53.06 | 3 | 0
2015 | NYISO_A-F_2_NEISO | NYISO_A-F | NEISO | Internal | Summer | B8 | 500 | 600 | 0 | 55.18 | 53.06 | 3 | 0
2015 | NYISO_A-F_2_NEISO | NYISO_A-F | NEISO | Internal | Summer | B9 | 800 | 600 | 0 | 55.18 | 53.06 | 3 | 0
2015 | NYISO_A-F_2_NEISO | NYISO_A-F | NEISO | Internal | Summer | B10 | 1262 | 600 | 0 | 55.18 | 53.06 | 3 | 0
2015 | NYISO_A-F_2_NEISO | NYISO_A-F | NEISO | Internal | Winter | B16 | 25 | 600 | 0 | 67.57 | 64.15 | 3 | 0
2015 | NYISO_A-F_2_NEISO | NYISO_A-F | NEISO | Internal | Winter | B17 | 100 | 600 | 0 | 64.21 | 64.15 | 3 | 0
2015 | NYISO_A-F_2_NEISO | NYISO_A-F | NEISO | Internal | Winter | B18 | 400 | 600 | 0 | 61.53 | 64.15 | 3 | 0
2015 | NYISO_A-F_2_NEISO | NYISO_A-F | NEISO | Internal | Winter | B19 | 700 | 600 | 0 | 61.53 | 64.15 | 3 | 0
2015 | NYISO_A-F_2_NEISO | NYISO_A-F | NEISO | Internal | Winter | B20 | 935 | 600 | 0 | 61.53 | 64.15 | 3 | 0
2015 | NYISO_A-F_2_NYISO_G-I | NYISO_A-F | NYISO_G-I | Internal | Shoulder | B11 | 25 | 4250 | 4250 | 62.93 | 63.27 | 0.01 | 0.33
2015 | NYISO_A-F_2_NYISO_G-I | NYISO_A-F | NYISO_G-I | Internal | Shoulder | B12 | 200 | 4250 | 3762.13 | 58.75 | 58.76 | 0.01 | 0
2015 | NYISO_A-F_2_NYISO_G-I | NYISO_A-F | NYISO_G-I | Internal | Shoulder | B13 | 600 | 4250 | 4178.21 | 58.43 | 58.44 | 0.01 | 0
2015 | NYISO_A-F_2_NYISO_G-I | NYISO_A-F | NYISO_G-I | Internal | Shoulder | B14 | 900 | 4250 | 4250 | 56.82 | 57.77 | 0.01 | 0.94
2015 | NYISO_A-F_2_NYISO_G-I | NYISO_A-F | NYISO_G-I | Internal | Shoulder | B15 | 1203 | 4250 | 2795.29 | 56.82 | 56.83 | 0.01 | 0
2015 | NYISO_A-F_2_NYISO_G-I | NYISO_A-F | NYISO_G-I | Internal | Summer | B1 | 10 | 4250 | 6256.04 | 91.67 | 94.44 | 0.01 | 2.75
2015 | NYISO_A-F_2_NYISO_G-I | NYISO_A-F | NYISO_G-I | Internal | Summer | B2 | 25 | 4250 | 5218.02 | 85.39 | 88.15 | 0.01 | 2.75
2015 | NYISO_A-F_2_NYISO_G-I | NYISO_A-F | NYISO_G-I | Internal | Summer | B3 | 75 | 4250 | 4853.05 | 78.64 | 81.4 | 0.01 | 2.75
2015 | NYISO_A-F_2_NYISO_G-I | NYISO_A-F | NYISO_G-I | Internal | Summer | B4 | 100 | 4250 | 4250 | 75.83 | 76.66 | 0.01 | 0.82
2015 | NYISO_A-F_2_NYISO_G-I | NYISO_A-F | NYISO_G-I | Internal | Summer | B5 | 200 | 4250 | 4250 | 65.55 | 65.88 | 0.01 | 0.31
2015 | NYISO_A-F_2_NYISO_G-I | NYISO_A-F | NYISO_G-I | Internal | Summer | B6 | 300 | 4250 | 4250 | 57.35 | 59.75 | 0.01 | 2.38
2015 | NYISO_A-F_2_NYISO_G-I | NYISO_A-F | NYISO_G-I | Internal | Summer | B7 | 400 | 4250 | 4250 | 55.78 | 57.41 | 0.01 | 1.61
2015 | NYISO_A-F_2_NYISO_G-I | NYISO_A-F | NYISO_G-I | Internal | Summer | B8 | 500 | 4250 | 4250 | 55.18 | 56.06 | 0.01 | 0.88
2015 | NYISO_A-F_2_NYISO_G-I | NYISO_A-F | NYISO_G-I | Internal | Summer | B9 | 800 | 4250 | 3976.15 | 55.18 | 55.19 | 0.01 | 0
2015 | NYISO_A-F_2_NYISO_G-I | NYISO_A-F | NYISO_G-I | Internal | Summer | B10 | 1262 | 4250 | 2266.75 | 55.18 | 55.19 | 0.01 | 0
2015 | NYISO_A-F_2_NYISO_G-I | NYISO_A-F | NYISO_G-I | Internal | Winter | B16 | 25 | 4250 | 4898.08 | 67.57 | 70.34 | 0.01 | 2.75
2015 | NYISO_A-F_2_NYISO_G-I | NYISO_A-F | NYISO_G-I | Internal | Winter | B17 | 100 | 4250 | 6137.65 | 64.21 | 66.98 | 0.01 | 2.75
2015 | NYISO_A-F_2_NYISO_G-I | NYISO_A-F | NYISO_G-I | Internal | Winter | B18 | 400 | 4250 | 7508.85 | 61.53 | 64.29 | 0.01 | 2.75
2015 | NYISO_A-F_2_NYISO_G-I | NYISO_A-F | NYISO_G-I | Internal | Winter | B19 | 700 | 4250 | 6918.27 | 61.53 | 64.29 | 0.01 | 2.75
2015 | NYISO_A-F_2_NYISO_G-I | NYISO_A-F | NYISO_G-I | Internal | Winter | B20 | 935 | 4250 | 4250 | 61.53 | 61.91 | 0.01 | 0.37
2015 | NYISO_A-F_2_PJM_ROM | NYISO_A-F | PJM_ROM | Internal | Shoulder | B11 | 25 | 1000 | 1000 | 62.93 | 71.29 | 8 | 0.36
2015 | NYISO_A-F_2_PJM_ROM | NYISO_A-F | PJM_ROM | Internal | Shoulder | B12 | 200 | 1000 | 0 | 58.75 | 62.87 | 8 | 0
2015 | NYISO_A-F_2_PJM_ROM | NYISO_A-F | PJM_ROM | Internal | Shoulder | B13 | 600 | 1000 | 0 | 58.43 | 58.96 | 8 | 0
2015 | NYISO_A-F_2_PJM_ROM | NYISO_A-F | PJM_ROM | Internal | Shoulder | B14 | 900 | 1000 | 0 | 56.82 | 58.86 | 8 | 0
2015 | NYISO_A-F_2_PJM_ROM | NYISO_A-F | PJM_ROM | Internal | Shoulder | B15 | 1203 | 1000 | 0 | 56.82 | 53.14 | 8 | 0
2015 | NYISO_A-F_2_PJM_ROM | NYISO_A-F | PJM_ROM | Internal | Summer | B1 | 10 | 1000 | 0 | 91.67 | 95.33 | 8 | 0
2015 | NYISO_A-F_2_PJM_ROM | NYISO_A-F | PJM_ROM | Internal | Summer | B2 | 25 | 1000 | 0 | 85.39 | 92.76 | 8 | 0
2015 | NYISO_A-F_2_PJM_ROM | NYISO_A-F | PJM_ROM | Internal | Summer | B3 | 75 | 1000 | 1000 | 78.64 | 89.42 | 8 | 2.79
2015 | NYISO_A-F_2_PJM_ROM | NYISO_A-F | PJM_ROM | Internal | Summer | B4 | 100 | 1000 | 589.42 | 75.83 | 83.83 | 8 | 0
2015 | NYISO_A-F_2_PJM_ROM | NYISO_A-F | PJM_ROM | Internal | Summer | B5 | 200 | 1000 | 936.33 | 65.55 | 73.55 | 8 | 0
2015 | NYISO_A-F_2_PJM_ROM | NYISO_A-F | PJM_ROM | Internal | Summer | B6 | 300 | 1000 | 0 | 57.35 | 63 | 8 | 0
2015 | NYISO_A-F_2_PJM_ROM | NYISO_A-F | PJM_ROM | Internal | Summer | B7 | 400 | 1000 | 0 | 55.78 | 58.28 | 8 | 0
2015 | NYISO_A-F_2_PJM_ROM | NYISO_A-F | PJM_ROM | Internal | Summer | B8 | 500 | 1000 | 0 | 55.18 | 56.86 | 8 | 0
2015 | NYISO_A-F_2_PJM_ROM | NYISO_A-F | PJM_ROM | Internal | Summer | B9 | 800 | 1000 | 0 | 55.18 | 55.26 | 8 | 0
2015 | NYISO_A-F_2_PJM_ROM | NYISO_A-F | PJM_ROM | Internal | Summer | B10 | 1262 | 1000 | 0 | 55.18 | 51.88 | 8 | 0
2015 | NYISO_A-F_2_PJM_ROM | NYISO_A-F | PJM_ROM | Internal | Winter | B16 | 25 | 1000 | 1000 | 67.57 | 76.19 | 8 | 0.62
2015 | NYISO_A-F_2_PJM_ROM | NYISO_A-F | PJM_ROM | Internal | Winter | B17 | 100 | 1000 | 0 | 64.21 | 68.47 | 8 | 0
2015 | NYISO_A-F_2_PJM_ROM | NYISO_A-F | PJM_ROM | Internal | Winter | B18 | 400 | 1000 | 0 | 61.53 | 63.68 | 8 | 0
2015 | NYISO_A-F_2_PJM_ROM | NYISO_A-F | PJM_ROM | Internal | Winter | B19 | 700 | 1000 | 0 | 61.53 | 61.26 | 8 | 0
2015 | NYISO_A-F_2_PJM_ROM | NYISO_A-F | PJM_ROM | Internal | Winter | B20 | 935 | 1000 | 0 | 61.53 | 55.9 | 8 | 0
2015 | NYISO_G-I_2_NEISO | NYISO_G-I | NEISO | Internal | Shoulder | B11 | 25 | 600 | 0 | 63.27 | 56.57 | 3 | 0
2015 | NYISO_G-I_2_NEISO | NYISO_G-I | NEISO | Internal | Shoulder | B12 | 200 | 600 | 0 | 58.76 | 55.76 | 3 | 0
2015 | NYISO_G-I_2_NEISO | NYISO_G-I | NEISO | Internal | Shoulder | B13 | 600 | 600 | 0 | 58.44 | 55.76 | 3 | 0
2015 | NYISO_G-I_2_NEISO | NYISO_G-I | NEISO | Internal | Shoulder | B14 | 900 | 600 | 0 | 57.77 | 55.76 | 3 | 0
2015 | NYISO_G-I_2_NEISO | NYISO_G-I | NEISO | Internal | Shoulder | B15 | 1203 | 600 | 0 | 56.83 | 55.76 | 3 | 0
2015 | NYISO_G-I_2_NEISO | NYISO_G-I | NEISO | Internal | Summer | B1 | 10 | 600 | 0 | 94.44 | 91.45 | 3 | 0
2015 | NYISO_G-I_2_NEISO | NYISO_G-I | NEISO | Internal | Summer | B2 | 25 | 600 | 0 | 88.15 | 85.15 | 3 | 0
2015 | NYISO_G-I_2_NEISO | NYISO_G-I | NEISO | Internal | Summer | B3 | 75 | 600 | 0 | 81.4 | 74.72 | 3 | 0
2015 | NYISO_G-I_2_NEISO | NYISO_G-I | NEISO | Internal | Summer | B4 | 100 | 600 | 0 | 76.66 | 69.98 | 3 | 0
2015 | NYISO_G-I_2_NEISO | NYISO_G-I | NEISO | Internal | Summer | B5 | 200 | 600 | 0 | 65.88 | 59.2 | 3 | 0
2015 | NYISO_G-I_2_NEISO | NYISO_G-I | NEISO | Internal | Summer | B6 | 300 | 600 | 0 | 59.75 | 53.06 | 3 | 0
2015 | NYISO_G-I_2_NEISO | NYISO_G-I | NEISO | Internal | Summer | B7 | 400 | 600 | 0 | 57.41 | 53.06 | 3 | 0
2015 | NYISO_G-I_2_NEISO | NYISO_G-I | NEISO | Internal | Summer | B8 | 500 | 600 | 0 | 56.06 | 53.06 | 3 | 0
2015 | NYISO_G-I_2_NEISO | NYISO_G-I | NEISO | Internal | Summer | B9 | 800 | 600 | 0 | 55.19 | 53.06 | 3 | 0
2015 | NYISO_G-I_2_NEISO | NYISO_G-I | NEISO | Internal | Summer | B10 | 1262 | 600 | 0 | 55.19 | 53.06 | 3 | 0
2015 | NYISO_G-I_2_NEISO | NYISO_G-I | NEISO | Internal | Winter | B16 | 25 | 600 | 0 | 70.34 | 64.15 | 3 | 0
2015 | NYISO_G-I_2_NEISO | NYISO_G-I | NEISO | Internal | Winter | B17 | 100 | 600 | 0 | 66.98 | 64.15 | 3 | 0
2015 | NYISO_G-I_2_NEISO | NYISO_G-I | NEISO | Internal | Winter | B18 | 400 | 600 | 0 | 64.29 | 64.15 | 3 | 0
2015 | NYISO_G-I_2_NEISO | NYISO_G-I | NEISO | Internal | Winter | B19 | 700 | 600 | 0 | 64.29 | 64.15 | 3 | 0
2015 | NYISO_G-I_2_NEISO | NYISO_G-I | NEISO | Internal | Winter | B20 | 935 | 600 | 0 | 61.91 | 64.15 | 3 | 0
2015 | NYISO_G-I_2_NYISO_J-K | NYISO_G-I | NYISO_J-K | Internal | Shoulder | B11 | 25 | 6130 | 0 | 63.27 | 63.27 | 0.01 | 0
2015 | NYISO_G-I_2_NYISO_J-K | NYISO_G-I | NYISO_J-K | Internal | Shoulder | B12 | 200 | 6130 | 4553.11 | 58.76 | 58.77 | 0.01 | 0
2015 | NYISO_G-I_2_NYISO_J-K | NYISO_G-I | NYISO_J-K | Internal | Shoulder | B13 | 600 | 6130 | 4717.51 | 58.44 | 58.45 | 0.01 | 0
2015 | NYISO_G-I_2_NYISO_J-K | NYISO_G-I | NYISO_J-K | Internal | Shoulder | B14 | 900 | 6130 | 4036.86 | 57.77 | 57.78 | 0.01 | 0
2015 | NYISO_G-I_2_NYISO_J-K | NYISO_G-I | NYISO_J-K | Internal | Shoulder | B15 | 1203 | 6130 | 2818.85 | 56.83 | 56.84 | 0.01 | 0
2015 | NYISO_G-I_2_NYISO_J-K | NYISO_G-I | NYISO_J-K | Internal | Summer | B1 | 10 | 6130 | 5631.33 | 94.44 | 94.45 | 0.01 | 0
2015 | NYISO_G-I_2_NYISO_J-K | NYISO_G-I | NYISO_J-K | Internal | Summer | B2 | 25 | 6130 | 4983.67 | 88.15 | 88.17 | 0.01 | 0
2015 | NYISO_G-I_2_NYISO_J-K | NYISO_G-I | NYISO_J-K | Internal | Summer | B3 | 75 | 6130 | 3274.91 | 81.4 | 81.41 | 0.01 | 0
2015 | NYISO_G-I_2_NYISO_J-K | NYISO_G-I | NYISO_J-K | Internal | Summer | B4 | 100 | 6130 | 5033.59 | 76.66 | 76.67 | 0.01 | 0
2015 | NYISO_G-I_2_NYISO_J-K | NYISO_G-I | NYISO_J-K | Internal | Summer | B5 | 200 | 6130 | 5164.67 | 65.88 | 65.89 | 0.01 | 0
2015 | NYISO_G-I_2_NYISO_J-K | NYISO_G-I | NYISO_J-K | Internal | Summer | B6 | 300 | 6130 | 5335.16 | 59.75 | 59.76 | 0.01 | 0
2015 | NYISO_G-I_2_NYISO_J-K | NYISO_G-I | NYISO_J-K | Internal | Summer | B7 | 400 | 6130 | 5523.66 | 57.41 | 57.42 | 0.01 | 0
2015 | NYISO_G-I_2_NYISO_J-K | NYISO_G-I | NYISO_J-K | Internal | Summer | B8 | 500 | 6130 | 5251.49 | 56.06 | 56.08 | 0.01 | 0
2015 | NYISO_G-I_2_NYISO_J-K | NYISO_G-I | NYISO_J-K | Internal | Summer | B9 | 800 | 6130 | 4852.25 | 55.19 | 55.2 | 0.01 | 0
2015 | NYISO_G-I_2_NYISO_J-K | NYISO_G-I | NYISO_J-K | Internal | Summer | B10 | 1262 | 6130 | 3174.1 | 55.19 | 55.2 | 0.01 | 0
2015 | NYISO_G-I_2_NYISO_J-K | NYISO_G-I | NYISO_J-K | Internal | Winter | B16 | 25 | 6130 | 5819.05 | 70.34 | 70.35 | 0.01 | 0
2015 | NYISO_G-I_2_NYISO_J-K | NYISO_G-I | NYISO_J-K | Internal | Winter | B17 | 100 | 6130 | 6586.54 | 66.98 | 67 | 0.01 | 0.01
2015 | NYISO_G-I_2_NYISO_J-K | NYISO_G-I | NYISO_J-K | Internal | Winter | B18 | 400 | 6130 | 7272.48 | 64.29 | 64.31 | 0.01 | 0.01
2015 | NYISO_G-I_2_NYISO_J-K | NYISO_G-I | NYISO_J-K | Internal | Winter | B19 | 700 | 6130 | 6849.07 | 64.29 | 64.31 | 0.01 | 0.01
2015 | NYISO_G-I_2_NYISO_J-K | NYISO_G-I | NYISO_J-K | Internal | Winter | B20 | 935 | 6130 | 4937.79 | 61.91 | 61.92 | 0.01 | 0
2015 | NYISO_G-I_2_PJM_E | NYISO_G-I | PJM_E | Internal | Shoulder | B11 | 25 | 1500 | 5223.86 | 63.27 | 71.28 | 8 | 0.01
2015 | NYISO_G-I_2_PJM_E | NYISO_G-I | PJM_E | Internal | Shoulder | B12 | 200 | 1500 | 0 | 58.76 | 62.86 | 8 | 0
2015 | NYISO_G-I_2_PJM_E | NYISO_G-I | PJM_E | Internal | Shoulder | B13 | 600 | 1500 | 0 | 58.44 | 58.97 | 8 | 0
2015 | NYISO_G-I_2_PJM_E | NYISO_G-I | PJM_E | Internal | Shoulder | B14 | 900 | 1500 | 0 | 57.77 | 58.85 | 8 | 0
2015 | NYISO_G-I_2_PJM_E | NYISO_G-I | PJM_E | Internal | Shoulder | B15 | 1203 | 1500 | 0 | 56.83 | 53.15 | 8 | 0
2015 | NYISO_G-I_2_PJM_E | NYISO_G-I | PJM_E | Internal | Summer | B1 | 10 | 1500 | 0 | 94.44 | 95.34 | 8 | 0
2015 | NYISO_G-I_2_PJM_E | NYISO_G-I | PJM_E | Internal | Summer | B2 | 25 | 1500 | 0 | 88.15 | 92.77 | 8 | 0
2015 | NYISO_G-I_2_PJM_E | NYISO_G-I | PJM_E | Internal | Summer | B3 | 75 | 1500 | 2101.95 | 81.4 | 89.41 | 8 | 0.01
2015 | NYISO_G-I_2_PJM_E | NYISO_G-I | PJM_E | Internal | Summer | B4 | 100 | 1500 | 0 | 76.66 | 83.84 | 8 | 0
2015 | NYISO_G-I_2_PJM_E | NYISO_G-I | PJM_E | Internal | Summer | B5 | 200 | 1500 | 0 | 65.88 | 73.56 | 8 | 0
2015 | NYISO_G-I_2_PJM_E | NYISO_G-I | PJM_E | Internal | Summer | B6 | 300 | 1500 | 0 | 59.75 | 63.02 | 8 | 0
2015 | NYISO_G-I_2_PJM_E | NYISO_G-I | PJM_E | Internal | Summer | B7 | 400 | 1500 | 0 | 57.41 | 58.29 | 8 | 0
2015 | NYISO_G-I_2_PJM_E | NYISO_G-I | PJM_E | Internal | Summer | B8 | 500 | 1500 | 0 | 56.06 | 56.84 | 8 | 0
2015 | NYISO_G-I_2_PJM_E | NYISO_G-I | PJM_E | Internal | Summer | B9 | 800 | 1500 | 0 | 55.19 | 55.27 | 8 | 0
2015 | NYISO_G-I_2_PJM_E | NYISO_G-I | PJM_E | Internal | Summer | B10 | 1262 | 1500 | 0 | 55.19 | 51.87 | 8 | 0
2015 | NYISO_G-I_2_PJM_E | NYISO_G-I | PJM_E | Internal | Winter | B16 | 25 | 1500 | 0 | 70.34 | 76.18 | 8 | 0
2015 | NYISO_G-I_2_PJM_E | NYISO_G-I | PJM_E | Internal | Winter | B17 | 100 | 1500 | 0 | 66.98 | 68.46 | 8 | 0
2015 | NYISO_G-I_2_PJM_E | NYISO_G-I | PJM_E | Internal | Winter | B18 | 400 | 1500 | 0 | 64.29 | 63.69 | 8 | 0
2015 | NYISO_G-I_2_PJM_E | NYISO_G-I | PJM_E | Internal | Winter | B19 | 700 | 1500 | 0 | 64.29 | 61.27 | 8 | 0
2015 | NYISO_G-I_2_PJM_E | NYISO_G-I | PJM_E | Internal | Winter | B20 | 935 | 1500 | 0 | 61.91 | 55.91 | 8 | 0
2015 | NYISO_J-K_2_PJM_E_OL | NYISO_J-K | PJM_E | Internal | Shoulder | B11 | 25 | 99999 | 545.36 | 63.27 | 71.28 | 8.01 | 0
2015 | NYISO_J-K_2_PJM_E_OL | NYISO_J-K | PJM_E | Internal | Shoulder | B12 | 200 | 99999 | 0 | 58.77 | 62.86 | 8.01 | 0
2015 | NYISO_J-K_2_PJM_E_OL | NYISO_J-K | PJM_E | Internal | Shoulder | B13 | 600 | 99999 | 0 | 58.45 | 58.97 | 8.01 | 0
2015 | NYISO_J-K_2_PJM_E_OL | NYISO_J-K | PJM_E | Internal | Shoulder | B14 | 900 | 99999 | 0 | 57.78 | 58.85 | 8.01 | 0
2015 | NYISO_J-K_2_PJM_E_OL | NYISO_J-K | PJM_E | Internal | Shoulder | B15 | 1203 | 99999 | 0 | 56.84 | 53.15 | 8.01 | 0
2015 | NYISO_J-K_2_PJM_E_OL | NYISO_J-K | PJM_E | Internal | Summer | B1 | 10 | 99999 | 0 | 94.45 | 95.34 | 8.01 | 0
2015 | NYISO_J-K_2_PJM_E_OL | NYISO_J-K | PJM_E | Internal | Summer | B2 | 25 | 99999 | 0 | 88.17 | 92.77 | 8.01 | 0
2015 | NYISO_J-K_2_PJM_E_OL | NYISO_J-K | PJM_E | Internal | Summer | B3 | 75 | 99999 | 0 | 81.41 | 89.41 | 8.01 | 0
2015 | NYISO_J-K_2_PJM_E_OL | NYISO_J-K | PJM_E | Internal | Summer | B4 | 100 | 99999 | 0 | 76.67 | 83.84 | 8.01 | 0
2015 | NYISO_J-K_2_PJM_E_OL | NYISO_J-K | PJM_E | Internal | Summer | B5 | 200 | 99999 | 0 | 65.89 | 73.56 | 8.01 | 0
2015 | NYISO_J-K_2_PJM_E_OL | NYISO_J-K | PJM_E | Internal | Summer | B6 | 300 | 99999 | 0 | 59.76 | 63.02 | 8.01 | 0
2015 | NYISO_J-K_2_PJM_E_OL | NYISO_J-K | PJM_E | Internal | Summer | B7 | 400 | 99999 | 0 | 57.42 | 58.29 | 8.01 | 0
2015 | NYISO_J-K_2_PJM_E_OL | NYISO_J-K | PJM_E | Internal | Summer | B8 | 500 | 99999 | 0 | 56.08 | 56.84 | 8.01 | 0
2015 | NYISO_J-K_2_PJM_E_OL | NYISO_J-K | PJM_E | Internal | Summer | B9 | 800 | 99999 | 0 | 55.2 | 55.27 | 8.01 | 0
2015 | NYISO_J-K_2_PJM_E_OL | NYISO_J-K | PJM_E | Internal | Summer | B10 | 1262 | 99999 | 0 | 55.2 | 51.87 | 8.01 | 0
2015 | NYISO_J-K_2_PJM_E_OL | NYISO_J-K | PJM_E | Internal | Winter | B16 | 25 | 99999 | 0 | 70.35 | 76.18 | 8.01 | 0
2015 | NYISO_J-K_2_PJM_E_OL | NYISO_J-K | PJM_E | Internal | Winter | B17 | 100 | 99999 | 0 | 67 | 68.46 | 8.01 | 0
2015 | NYISO_J-K_2_PJM_E_OL | NYISO_J-K | PJM_E | Internal | Winter | B18 | 400 | 99999 | 0 | 64.31 | 63.69 | 8.01 | 0
2015 | NYISO_J-K_2_PJM_E_OL | NYISO_J-K | PJM_E | Internal | Winter | B19 | 700 | 99999 | 0 | 64.31 | 61.27 | 8.01 | 0
2015 | NYISO_J-K_2_PJM_E_OL | NYISO_J-K | PJM_E | Internal | Winter | B20 | 935 | 99999 | 0 | 61.92 | 55.91 | 8.01 | 0
2015 | PJM_E_2_NYISO_G-I | PJM_E | NYISO_G-I | Internal | Shoulder | B11 | 25 | 500 | 0 | 71.28 | 63.27 | 6 | 0
2015 | PJM_E_2_NYISO_G-I | PJM_E | NYISO_G-I | Internal | Shoulder | B12 | 200 | 500 | 0 | 62.86 | 58.76 | 6 | 0
2015 | PJM_E_2_NYISO_G-I | PJM_E | NYISO_G-I | Internal | Shoulder | B13 | 600 | 500 | 0 | 58.97 | 58.44 | 6 | 0
2015 | PJM_E_2_NYISO_G-I | PJM_E | NYISO_G-I | Internal | Shoulder | B14 | 900 | 500 | 0 | 58.85 | 57.77 | 6 | 0
2015 | PJM_E_2_NYISO_G-I | PJM_E | NYISO_G-I | Internal | Shoulder | B15 | 1203 | 500 | 0 | 53.15 | 56.83 | 6 | 0
2015 | PJM_E_2_NYISO_G-I | PJM_E | NYISO_G-I | Internal | Summer | B1 | 10 | 500 | 0 | 95.34 | 94.44 | 6 | 0
2015 | PJM_E_2_NYISO_G-I | PJM_E | NYISO_G-I | Internal | Summer | B2 | 25 | 500 | 0 | 92.77 | 88.15 | 6 | 0
2015 | PJM_E_2_NYISO_G-I | PJM_E | NYISO_G-I | Internal | Summer | B3 | 75 | 500 | 0 | 89.41 | 81.4 | 6 | 0
2015 | PJM_E_2_NYISO_G-I | PJM_E | NYISO_G-I | Internal | Summer | B4 | 100 | 500 | 0 | 83.84 | 76.66 | 6 | 0
2015 | PJM_E_2_NYISO_G-I | PJM_E | NYISO_G-I | Internal | Summer | B5 | 200 | 500 | 0 | 73.56 | 65.88 | 6 | 0
2015 | PJM_E_2_NYISO_G-I | PJM_E | NYISO_G-I | Internal | Summer | B6 | 300 | 500 | 0 | 63.02 | 59.75 | 6 | 0
2015 | PJM_E_2_NYISO_G-I | PJM_E | NYISO_G-I | Internal | Summer | B7 | 400 | 500 | 0 | 58.29 | 57.41 | 6 | 0
2015 | PJM_E_2_NYISO_G-I | PJM_E | NYISO_G-I | Internal | Summer | B8 | 500 | 500 | 0 | 56.84 | 56.06 | 6 | 0
2015 | PJM_E_2_NYISO_G-I | PJM_E | NYISO_G-I | Internal | Summer | B9 | 800 | 500 | 0 | 55.27 | 55.19 | 6 | 0
2015 | PJM_E_2_NYISO_G-I | PJM_E | NYISO_G-I | Internal | Summer | B10 | 1262 | 500 | 0 | 51.87 | 55.19 | 6 | 0
2015 | PJM_E_2_NYISO_G-I | PJM_E | NYISO_G-I | Internal | Winter | B16 | 25 | 500 | 0 | 76.18 | 70.34 | 6 | 0
2015 | PJM_E_2_NYISO_G-I | PJM_E | NYISO_G-I | Internal | Winter | B17 | 100 | 500 | 0 | 68.46 | 66.98 | 6 | 0
2015 | PJM_E_2_NYISO_G-I | PJM_E | NYISO_G-I | Internal | Winter | B18 | 400 | 500 | 0 | 63.69 | 64.29 | 6 | 0
2015 | PJM_E_2_NYISO_G-I | PJM_E | NYISO_G-I | Internal | Winter | B19 | 700 | 500 | 0 | 61.27 | 64.29 | 6 | 0
2015 | PJM_E_2_NYISO_G-I | PJM_E | NYISO_G-I | Internal | Winter | B20 | 935 | 500 | 368.51 | 55.91 | 61.91 | 6 | 0
2015 | PJM_E_2_NYISO_J-K | PJM_E | NYISO_J-K | Internal | Shoulder | B11 | 25 | 330 | 0 | 71.28 | 63.27 | 6 | 0
2015 | PJM_E_2_NYISO_J-K | PJM_E | NYISO_J-K | Internal | Shoulder | B12 | 200 | 330 | 0 | 62.86 | 58.77 | 6 | 0
2015 | PJM_E_2_NYISO_J-K | PJM_E | NYISO_J-K | Internal | Shoulder | B13 | 600 | 330 | 0 | 58.97 | 58.45 | 6 | 0
2015 | PJM_E_2_NYISO_J-K | PJM_E | NYISO_J-K | Internal | Shoulder | B14 | 900 | 330 | 0 | 58.85 | 57.78 | 6 | 0
2015 | PJM_E_2_NYISO_J-K | PJM_E | NYISO_J-K | Internal | Shoulder | B15 | 1203 | 330 | 0 | 53.15 | 56.84 | 6 | 0
2015 | PJM_E_2_NYISO_J-K | PJM_E | NYISO_J-K | Internal | Summer | B1 | 10 | 330 | 0 | 95.34 | 94.45 | 6 | 0
2015 | PJM_E_2_NYISO_J-K | PJM_E | NYISO_J-K | Internal | Summer | B2 | 25 | 330 | 0 | 92.77 | 88.17 | 6 | 0
2015 | PJM_E_2_NYISO_J-K | PJM_E | NYISO_J-K | Internal | Summer | B3 | 75 | 330 | 0 | 89.41 | 81.41 | 6 | 0
2015 | PJM_E_2_NYISO_J-K | PJM_E | NYISO_J-K | Internal | Summer | B4 | 100 | 330 | 0 | 83.84 | 76.67 | 6 | 0
2015 | PJM_E_2_NYISO_J-K | PJM_E | NYISO_J-K | Internal | Summer | B5 | 200 | 330 | 0 | 73.56 | 65.89 | 6 | 0
2015 | PJM_E_2_NYISO_J-K | PJM_E | NYISO_J-K | Internal | Summer | B6 | 300 | 330 | 0 | 63.02 | 59.76 | 6 | 0
2015 | PJM_E_2_NYISO_J-K | PJM_E | NYISO_J-K | Internal | Summer | B7 | 400 | 330 | 0 | 58.29 | 57.42 | 6 | 0
2015 | PJM_E_2_NYISO_J-K | PJM_E | NYISO_J-K | Internal | Summer | B8 | 500 | 330 | 0 | 56.84 | 56.08 | 6 | 0
2015 | PJM_E_2_NYISO_J-K | PJM_E | NYISO_J-K | Internal | Summer | B9 | 800 | 330 | 0 | 55.27 | 55.2 | 6 | 0
2015 | PJM_E_2_NYISO_J-K | PJM_E | NYISO_J-K | Internal | Summer | B10 | 1262 | 330 | 0 | 51.87 | 55.2 | 6 | 0
2015 | PJM_E_2_NYISO_J-K | PJM_E | NYISO_J-K | Internal | Winter | B16 | 25 | 330 | 0 | 76.18 | 70.35 | 6 | 0
2015 | PJM_E_2_NYISO_J-K | PJM_E | NYISO_J-K | Internal | Winter | B17 | 100 | 330 | 0 | 68.46 | 67 | 6 | 0
2015 | PJM_E_2_NYISO_J-K | PJM_E | NYISO_J-K | Internal | Winter | B18 | 400 | 330 | 0 | 63.69 | 64.31 | 6 | 0
2015 | PJM_E_2_NYISO_J-K | PJM_E | NYISO_J-K | Internal | Winter | B19 | 700 | 330 | 0 | 61.27 | 64.31 | 6 | 0
2015 | PJM_E_2_NYISO_J-K | PJM_E | NYISO_J-K | Internal | Winter | B20 | 935 | 330 | 330 | 55.91 | 61.92 | 6 | 0.01
2015 | PJM_E_2_PJM_ROM | PJM_E | PJM_ROM | Internal | Shoulder | B11 | 25 | 8000 | 7063.36 | 71.28 | 71.29 | 0.01 | 0
2015 | PJM_E_2_PJM_ROM | PJM_E | PJM_ROM | Internal | Shoulder | B12 | 200 | 8000 | 1210.41 | 62.86 | 62.87 | 0.01 | 0
2015 | PJM_E_2_PJM_ROM | PJM_E | PJM_ROM | Internal | Shoulder | B13 | 600 | 8000 | 0 | 58.97 | 58.96 | 0.01 | 0
2015 | PJM_E_2_PJM_ROM | PJM_E | PJM_ROM | Internal | Shoulder | B14 | 900 | 8000 | 67.32 | 58.85 | 58.86 | 0.01 | 0
2015 | PJM_E_2_PJM_ROM | PJM_E | PJM_ROM | Internal | Shoulder | B15 | 1203 | 8000 | 0 | 53.15 | 53.14 | 0.01 | 0
2015 | PJM_E_2_PJM_ROM | PJM_E | PJM_ROM | Internal | Summer | B1 | 10 | 8000 | 0 | 95.34 | 95.33 | 0.01 | 0
2015 | PJM_E_2_PJM_ROM | PJM_E | PJM_ROM | Internal | Summer | B2 | 25 | 8000 | 0 | 92.77 | 92.76 | 0.01 | 0
2015 | PJM_E_2_PJM_ROM | PJM_E | PJM_ROM | Internal | Summer | B3 | 75 | 8000 | 68.78 | 89.41 | 89.42 | 0.01 | 0
2015 | PJM_E_2_PJM_ROM | PJM_E | PJM_ROM | Internal | Summer | B4 | 100 | 8000 | 0 | 83.84 | 83.83 | 0.01 | 0
2015 | PJM_E_2_PJM_ROM | PJM_E | PJM_ROM | Internal | Summer | B5 | 200 | 8000 | 0 | 73.56 | 73.55 | 0.01 | 0
2015 | PJM_E_2_PJM_ROM | PJM_E | PJM_ROM | Internal | Summer | B6 | 300 | 8000 | 0 | 63.02 | 63 | 0.01 | 0
2015 | PJM_E_2_PJM_ROM | PJM_E | PJM_ROM | Internal | Summer | B7 | 400 | 8000 | 0 | 58.29 | 58.28 | 0.01 | 0
2015 | PJM_E_2_PJM_ROM | PJM_E | PJM_ROM | Internal | Summer | B8 | 500 | 8000 | 7.89 | 56.84 | 56.86 | 0.01 | 0
2015 | PJM_E_2_PJM_ROM | PJM_E | PJM_ROM | Internal | Summer | B9 | 800 | 8000 | 0 | 55.27 | 55.26 | 0.01 | 0
2015 | PJM_E_2_PJM_ROM | PJM_E | PJM_ROM | Internal | Summer | B10 | 1262 | 8000 | 486.76 | 51.87 | 51.88 | 0.01 | 0
2015 | PJM_E_2_PJM_ROM | PJM_E | PJM_ROM | Internal | Winter | B16 | 25 | 8000 | 365.48 | 76.18 | 76.19 | 0.01 | 0
2015 | PJM_E_2_PJM_ROM | PJM_E | PJM_ROM | Internal | Winter | B17 | 100 | 8000 | 262.29 | 68.46 | 68.47 | 0.01 | 0
2015 | PJM_E_2_PJM_ROM | PJM_E | PJM_ROM | Internal | Winter | B18 | 400 | 8000 | 0 | 63.69 | 63.68 | 0.01 | 0
2015 | PJM_E_2_PJM_ROM | PJM_E | PJM_ROM | Internal | Winter | B19 | 700 | 8000 | 0 | 61.27 | 61.26 | 0.01 | 0
2015 | PJM_E_2_PJM_ROM | PJM_E | PJM_ROM | Internal | Winter | B20 | 935 | 8000 | 0 | 55.91 | 55.9 | 0.01 | 0
2015 | PJM_ROR_2_MISO_IN | PJM_ROR | MISO_IN | Internal | Shoulder | B11 | 25 | 909 | 909 | 71.3 | 73.33 | 2 | 0.02
2015 | PJM_ROR_2_MISO_IN | PJM_ROR | MISO_IN | Internal | Shoulder | B12 | 200 | 909 | 0 | 62.86 | 61.16 | 2 | 0
2015 | PJM_ROR_2_MISO_IN | PJM_ROR | MISO_IN | Internal | Shoulder | B13 | 600 | 909 | 0 | 58.94 | 57.6 | 2 | 0
2015 | PJM_ROR_2_MISO_IN | PJM_ROR | MISO_IN | Internal | Shoulder | B14 | 900 | 909 | 0 | 57.39 | 55.43 | 2 | 0
2015 | PJM_ROR_2_MISO_IN | PJM_ROR | MISO_IN | Internal | Shoulder | B15 | 1203 | 909 | 0 | 53.13 | 53.98 | 2 | 0
2015 | PJM_ROR_2_MISO_IN | PJM_ROR | MISO_IN | Internal | Summer | B1 | 10 | 909 | 0 | 93.66 | 91.94 | 2 | 0
2015 | PJM_ROR_2_MISO_IN | PJM_ROR | MISO_IN | Internal | Summer | B2 | 25 | 909 | 0 | 91.09 | 89.37 | 2 | 0
2015 | PJM_ROR_2_MISO_IN | PJM_ROR | MISO_IN | Internal | Summer | B3 | 75 | 909 | 0 | 89.41 | 88.55 | 2 | 0
2015 | PJM_ROR_2_MISO_IN | PJM_ROR | MISO_IN | Internal | Summer | B4 | 100 | 909 | 0 | 83.81 | 82.3 | 2 | 0
2015 | PJM_ROR_2_MISO_IN | PJM_ROR | MISO_IN | Internal | Summer | B5 | 200 | 909 | 0 | 73.54 | 72.83 | 2 | 0
2015 | PJM_ROR_2_MISO_IN | PJM_ROR | MISO_IN | Internal | Summer | B6 | 300 | 909 | 0 | 62.99 | 61.02 | 2 | 0
2015 | PJM_ROR_2_MISO_IN | PJM_ROR | MISO_IN | Internal | Summer | B7 | 400 | 909 | 0 | 56.61 | 54.62 | 2 | 0
2015 | PJM_ROR_2_MISO_IN | PJM_ROR | MISO_IN | Internal | Summer | B8 | 500 | 909 | 0 | 55.19 | 53.49 | 2 | 0
2015 | PJM_ROR_2_MISO_IN | PJM_ROR | MISO_IN | Internal | Summer | B9 | 800 | 909 | 0 | 53.6 | 53.12 | 2 | 0
2015 | PJM_ROR_2_MISO_IN | PJM_ROR | MISO_IN | Internal | Summer | B10 | 1262 | 909 | 0 | 51.87 | 51.79 | 2 | 0
2015 | PJM_ROR_2_MISO_IN | PJM_ROR | MISO_IN | Internal | Winter | B16 | 25 | 909 | 0 | 76.18 | 74.17 | 2 | 0
2015 | PJM_ROR_2_MISO_IN | PJM_ROR | MISO_IN | Internal | Winter | B17 | 100 | 909 | 0 | 67.08 | 65.07 | 2 | 0
2015 | PJM_ROR_2_MISO_IN | PJM_ROR | MISO_IN | Internal | Winter | B18 | 400 | 909 | 0 | 62.01 | 60.01 | 2 | 0
2015 | PJM_ROR_2_MISO_IN | PJM_ROR | MISO_IN | Internal | Winter | B19 | 700 | 909 | 0 | 59.59 | 57.59 | 2 | 0
2015 | PJM_ROR_2_MISO_IN | PJM_ROR | MISO_IN | Internal | Winter | B20 | 935 | 909 | 0 | 54.57 | 53.55 | 2 | 0
2015 | PJM_ROR_2_MISO_MI | PJM_ROR | MISO_MI | Internal | Shoulder | B11 | 25 | 1305 | 0 | 71.3 | 73.22 | 2 | 0
2015 | PJM_ROR_2_MISO_MI | PJM_ROR | MISO_MI | Internal | Shoulder | B12 | 200 | 1305 | 0 | 62.86 | 61.15 | 2 | 0
2015 | PJM_ROR_2_MISO_MI | PJM_ROR | MISO_MI | Internal | Shoulder | B13 | 600 | 1305 | 0 | 58.94 | 57.61 | 2 | 0
2015 | PJM_ROR_2_MISO_MI | PJM_ROR | MISO_MI | Internal | Shoulder | B14 | 900 | 1305 | 0 | 57.39 | 55.44 | 2 | 0
2015 | PJM_ROR_2_MISO_MI | PJM_ROR | MISO_MI | Internal | Shoulder | B15 | 1203 | 1305 | 0 | 53.13 | 53.97 | 2 | 0
2015 | PJM_ROR_2_MISO_MI | PJM_ROR | MISO_MI | Internal | Summer | B1 | 10 | 1305 | 0 | 93.66 | 91.67 | 2 | 0
2015 | PJM_ROR_2_MISO_MI | PJM_ROR | MISO_MI | Internal | Summer | B2 | 25 | 1305 | 0 | 91.09 | 89.09 | 2 | 0
2015 | PJM_ROR_2_MISO_MI | PJM_ROR | MISO_MI | Internal | Summer | B3 | 75 | 1305 | 0 | 89.41 | 87.41 | 2 | 0
2015 | PJM_ROR_2_MISO_MI | PJM_ROR | MISO_MI | Internal | Summer | B4 | 100 | 1305 | 0 | 83.81 | 82.2 | 2 | 0
2015 | PJM_ROR_2_MISO_MI | PJM_ROR | MISO_MI | Internal | Summer | B5 | 200 | 1305 | 0 | 73.54 | 71.54 | 2 | 0
2015 | PJM_ROR_2_MISO_MI | PJM_ROR | MISO_MI | Internal | Summer | B6 | 300 | 1305 | 0 | 62.99 | 61 | 2 | 0
2015 | PJM_ROR_2_MISO_MI | PJM_ROR | MISO_MI | Internal | Summer | B7 | 400 | 1305 | 0 | 56.61 | 54.63 | 2 | 0
2015 | PJM_ROR_2_MISO_MI | PJM_ROR | MISO_MI | Internal | Summer | B8 | 500 | 1305 | 0 | 55.19 | 53.5 | 2 | 0
2015 | PJM_ROR_2_MISO_MI | PJM_ROR | MISO_MI | Internal | Summer | B9 | 800 | 1305 | 0 | 53.6 | 53.13 | 2 | 0
2015 | PJM_ROR_2_MISO_MI | PJM_ROR | MISO_MI | Internal | Summer | B10 | 1262 | 1305 | 0 | 51.87 | 51.81 | 2 | 0
2015 | PJM_ROR_2_MISO_MI | PJM_ROR | MISO_MI | Internal | Winter | B16 | 25 | 1305 | 0 | 76.18 | 73.79 | 2 | 0
2015 | PJM_ROR_2_MISO_MI | PJM_ROR | MISO_MI | Internal | Winter | B17 | 100 | 1305 | 0 | 67.08 | 65.06 | 2 | 0
2015 | PJM_ROR_2_MISO_MI | PJM_ROR | MISO_MI | Internal | Winter | B18 | 400 | 1305 | 0 | 62.01 | 60.01 | 2 | 0
2015 | PJM_ROR_2_MISO_MI | PJM_ROR | MISO_MI | Internal | Winter | B19 | 700 | 1305 | 0 | 59.59 | 57.59 | 2 | 0
2015 | PJM_ROR_2_MISO_MI | PJM_ROR | MISO_MI | Internal | Winter | B20 | 935 | 1305 | 0 | 54.57 | 53.56 | 2 | 0
2015 | PJM_ROR_2_MISO_MO-IL | PJM_ROR | MISO_MO-IL | Internal | Shoulder | B11 | 25 | 1111 | 1111 | 71.3 | 73.31 | 2 | 0.01
2015 | PJM_ROR_2_MISO_MO-IL | PJM_ROR | MISO_MO-IL | Internal | Shoulder | B12 | 200 | 1111 | 0 | 62.86 | 60.88 | 2 | 0
2015 | PJM_ROR_2_MISO_MO-IL | PJM_ROR | MISO_MO-IL | Internal | Shoulder | B13 | 600 | 1111 | 0 | 58.94 | 57.32 | 2 | 0
2015 | PJM_ROR_2_MISO_MO-IL | PJM_ROR | MISO_MO-IL | Internal | Shoulder | B14 | 900 | 1111 | 0 | 57.39 | 55.42 | 2 | 0
2015 | PJM_ROR_2_MISO_MO-IL | PJM_ROR | MISO_MO-IL | Internal | Shoulder | B15 | 1203 | 1111 | 0 | 53.13 | 53.97 | 2 | 0
2015 | PJM_ROR_2_MISO_MO-IL | PJM_ROR | MISO_MO-IL | Internal | Summer | B1 | 10 | 1111 | 0 | 93.66 | 91.66 | 2 | 0
2015 | PJM_ROR_2_MISO_MO-IL | PJM_ROR | MISO_MO-IL | Internal | Summer | B2 | 25 | 1111 | 0 | 91.09 | 89.09 | 2 | 0
2015 | PJM_ROR_2_MISO_MO-IL | PJM_ROR | MISO_MO-IL | Internal | Summer | B3 | 75 | 1111 | 0 | 89.41 | 88.53 | 2 | 0
2015 | PJM_ROR_2_MISO_MO-IL | PJM_ROR | MISO_MO-IL | Internal | Summer | B4 | 100 | 1111 | 0 | 83.81 | 82.29 | 2 | 0
2015 | PJM_ROR_2_MISO_MO-IL | PJM_ROR | MISO_MO-IL | Internal | Summer | B5 | 200 | 1111 | 0 | 73.54 | 72.82 | 2 | 0
2015 | PJM_ROR_2_MISO_MO-IL | PJM_ROR | MISO_MO-IL | Internal | Summer | B6 | 300 | 1111 | 0 | 62.99 | 61 | 2 | 0
2015 | PJM_ROR_2_MISO_MO-IL | PJM_ROR | MISO_MO-IL | Internal | Summer | B7 | 400 | 1111 | 0 | 56.61 | 54.61 | 2 | 0
2015 | PJM_ROR_2_MISO_MO-IL | PJM_ROR | MISO_MO-IL | Internal | Summer | B8 | 500 | 1111 | 0 | 55.19 | 53.21 | 2 | 0
2015 | PJM_ROR_2_MISO_MO-IL | PJM_ROR | MISO_MO-IL | Internal | Summer | B9 | 800 | 1111 | 0 | 53.6 | 52.84 | 2 | 0
2015 | PJM_ROR_2_MISO_MO-IL | PJM_ROR | MISO_MO-IL | Internal | Summer | B10 | 1262 | 1111 | 0 | 51.87 | 51.52 | 2 | 0
2015 | PJM_ROR_2_MISO_MO-IL | PJM_ROR | MISO_MO-IL | Internal | Winter | B16 | 25 | 1111 | 0 | 76.18 | 73.89 | 2 | 0
2015 | PJM_ROR_2_MISO_MO-IL | PJM_ROR | MISO_MO-IL | Internal | Winter | B17 | 100 | 1111 | 0 | 67.08 | 64.8 | 2 | 0
2015 | PJM_ROR_2_MISO_MO-IL | PJM_ROR | MISO_MO-IL | Internal | Winter | B18 | 400 | 1111 | 0 | 62.01 | 59.83 | 2 | 0
2015 | PJM_ROR_2_MISO_MO-IL | PJM_ROR | MISO_MO-IL | Internal | Winter | B19 | 700 | 1111 | 0 | 59.59 | 57.58 | 2 | 0
2015 | PJM_ROR_2_MISO_MO-IL | PJM_ROR | MISO_MO-IL | Internal | Winter | B20 | 935 | 1111 | 0 | 54.57 | 53.38 | 2 | 0
2015 | PJM_ROR_2_MISO_W | PJM_ROR | MISO_W | Internal | Shoulder | B11 | 25 | 709 | 152.5 | 71.3 | 73.3 | 2 | 0
2015 | PJM_ROR_2_MISO_W | PJM_ROR | MISO_W | Internal | Shoulder | B12 | 200 | 709 | 0 | 62.86 | 60.87 | 2 | 0
2015 | PJM_ROR_2_MISO_W | PJM_ROR | MISO_W | Internal | Shoulder | B13 | 600 | 709 | 0 | 58.94 | 57.31 | 2 | 0
2015 | PJM_ROR_2_MISO_W | PJM_ROR | MISO_W | Internal | Shoulder | B14 | 900 | 709 | 0 | 57.39 | 55.41 | 2 | 0
2015 | PJM_ROR_2_MISO_W | PJM_ROR | MISO_W | Internal | Shoulder | B15 | 1203 | 709 | 0 | 53.13 | 53.98 | 2 | 0
2015 | PJM_ROR_2_MISO_W | PJM_ROR | MISO_W | Internal | Summer | B1 | 10 | 709 | 0 | 93.66 | 91.65 | 2 | 0
2015 | PJM_ROR_2_MISO_W | PJM_ROR | MISO_W | Internal | Summer | B2 | 25 | 709 | 0 | 91.09 | 89.08 | 2 | 0
2015 | PJM_ROR_2_MISO_W | PJM_ROR | MISO_W | Internal | Summer | B3 | 75 | 709 | 0 | 89.41 | 88.52 | 2 | 0
2015 | PJM_ROR_2_MISO_W | PJM_ROR | MISO_W | Internal | Summer | B4 | 100 | 709 | 0 | 83.81 | 82.28 | 2 | 0
2015 | PJM_ROR_2_MISO_W | PJM_ROR | MISO_W | Internal | Summer | B5 | 200 | 709 | 0 | 73.54 | 72.81 | 2 | 0
2015 | PJM_ROR_2_MISO_W | PJM_ROR | MISO_W | Internal | Summer | B6 | 300 | 709 | 0 | 62.99 | 60.99 | 2 | 0
2015 | PJM_ROR_2_MISO_W | PJM_ROR | MISO_W | Internal | Summer | B7 | 400 | 709 | 0 | 56.61 | 54.6 | 2 | 0
2015 | PJM_ROR_2_MISO_W | PJM_ROR | MISO_W | Internal | Summer | B8 | 500 | 709 | 0 | 55.19 | 53.2 | 2 | 0
2015 | PJM_ROR_2_MISO_W | PJM_ROR | MISO_W | Internal | Summer | B9 | 800 | 709 | 0 | 53.6 | 52.83 | 2 | 0
2015 | PJM_ROR_2_MISO_W | PJM_ROR | MISO_W | Internal | Summer | B10 | 1262 | 709 | 0 | 51.87 | 51.5 | 2 | 0
2015 | PJM_ROR_2_MISO_W | PJM_ROR | MISO_W | Internal | Winter | B16 | 25 | 709 | 0 | 76.18 | 73.87 | 2 | 0
2015 | PJM_ROR_2_MISO_W | PJM_ROR | MISO_W | Internal | Winter | B17 | 100 | 709 | 0 | 67.08 | 64.78 | 2 | 0
2015 | PJM_ROR_2_MISO_W | PJM_ROR | MISO_W | Internal | Winter | B18 | 400 | 709 | 0 | 62.01 | 59.82 | 2 | 0
2015 | PJM_ROR_2_MISO_W | PJM_ROR | MISO_W | Internal | Winter | B19 | 700 | 709 | 0 | 59.59 | 57.59 | 2 | 0
2015 | PJM_ROR_2_MISO_W | PJM_ROR | MISO_W | Internal | Winter | B20 | 935 | 709 | 0 | 54.57 | 53.39 | 2 | 0
2015 | PJM_ROR_2_PJM_ROM | PJM_ROR | PJM_ROM | Internal | Shoulder | B11 | 25 | 8000 | 0 | 71.3 | 71.29 | 0.01 | 0
2015 | PJM_ROR_2_PJM_ROM | PJM_ROR | PJM_ROM | Internal | Shoulder | B12 | 200 | 8000 | 5439.19 | 62.86 | 62.87 | 0.01 | 0
2015 | PJM_ROR_2_PJM_ROM | PJM_ROR | PJM_ROM | Internal | Shoulder | B13 | 600 | 8000 | 7395.21 | 58.94 | 58.96 | 0.01 | 0
2015 | PJM_ROR_2_PJM_ROM | PJM_ROR | PJM_ROM | Internal | Shoulder | B14 | 900 | 8000 | 8000 | 57.39 | 58.86 | 0.01 | 1.45
2015 | PJM_ROR_2_PJM_ROM | PJM_ROR | PJM_ROM | Internal | Shoulder | B15 | 1203 | 8000 | 6201.99 | 53.13 | 53.14 | 0.01 | 0
2015 | PJM_ROR_2_PJM_ROM | PJM_ROR | PJM_ROM | Internal | Summer | B1 | 10 | 8000 | 8310.29 | 93.66 | 95.33 | 0.01 | 1.65
2015 | PJM_ROR_2_PJM_ROM | PJM_ROR | PJM_ROM | Internal | Summer | B2 | 25 | 8000 | 8314.35 | 91.09 | 92.76 | 0.01 | 1.65
2015 | PJM_ROR_2_PJM_ROM | PJM_ROR | PJM_ROM | Internal | Summer | B3 | 75 | 8000 | 3128.8 | 89.41 | 89.42 | 0.01 | 0
2015 | PJM_ROR_2_PJM_ROM | PJM_ROR | PJM_ROM | Internal | Summer | B4 | 100 | 8000 | 3535.44 | 83.81 | 83.83 | 0.01 | 0
2015 | PJM_ROR_2_PJM_ROM | PJM_ROR | PJM_ROM | Internal | Summer | B5 | 200 | 8000 | 5387.09 | 73.54 | 73.55 | 0.01 | 0
2015 | PJM_ROR_2_PJM_ROM | PJM_ROR | PJM_ROM | Internal | Summer | B6 | 300 | 8000 | 6647.96 | 62.99 | 63 | 0.01 | 0
2015 | PJM_ROR_2_PJM_ROM | PJM_ROR | PJM_ROM | Internal | Summer | B7 | 400 | 8000 | 8219.23 | 56.61 | 58.28 | 0.01 | 1.65
2015 | PJM_ROR_2_PJM_ROM | PJM_ROR | PJM_ROM | Internal | Summer | B8 | 500 | 8000 | 8237.9 | 55.19 | 56.86 | 0.01 | 1.65
2015 | PJM_ROR_2_PJM_ROM | PJM_ROR | PJM_ROM | Internal | Summer | B9 | 800 | 8000 | 9971.38 | 53.6 | 55.26 | 0.01 | 1.65
2015 | PJM_ROR_2_PJM_ROM | PJM_ROR | PJM_ROM | Internal | Summer | B10 | 1262 | 8000 | 6573.67 | 51.87 | 51.88 | 0.01 | 0
2015 | PJM_ROR_2_PJM_ROM | PJM_ROR | PJM_ROM | Internal | Winter | B16 | 25 | 8000 | 6455.82 | 76.18 | 76.19 | 0.01 | 0
2015 | PJM_ROR_2_PJM_ROM | PJM_ROR | PJM_ROM | Internal | Winter | B17 | 100 | 8000 | 8000 | 67.08 | 68.47 | 0.01 | 1.38
2015 | PJM_ROR_2_PJM_ROM | PJM_ROR | PJM_ROM | Internal | Winter | B18 | 400 | 8000 | 12435.26 | 62.01 | 63.68 | 0.01 | 1.65
2015 | PJM_ROR_2_PJM_ROM | PJM_ROR | PJM_ROM | Internal | Winter | B19 | 700 | 8000 | 11040.98 | 59.59 | 61.26 | 0.01 | 1.65
2015 | PJM_ROR_2_PJM_ROM | PJM_ROR | PJM_ROM | Internal | Winter | B20 | 935 | 8000 | 8000 | 54.57 | 55.9 | 0.01 | 1.31
2015 | PJM_ROR_2_TVA_Transmission | PJM_ROR | TVA_Transmission | Internal | Shoulder | B11 | 25 | 2500 | 518.71 | 71.3 | 77.3 | 6 | 0
2015 | PJM_ROR_2_TVA_Transmission | PJM_ROR | TVA_Transmission | Internal | Shoulder | B12 | 200 | 2500 | 0 | 62.86 | 64.66 | 6 | 0
2015 | PJM_ROR_2_TVA_Transmission | PJM_ROR | TVA_Transmission | Internal | Shoulder | B13 | 600 | 2500 | 0 | 58.94 | 62.14 | 6 | 0
2015 | PJM_ROR_2_TVA_Transmission | PJM_ROR | TVA_Transmission | Internal | Shoulder | B14 | 900 | 2500 | 0 | 57.39 | 61.16 | 6 | 0
2015 | PJM_ROR_2_TVA_Transmission | PJM_ROR | TVA_Transmission | Internal | Shoulder | B15 | 1203 | 2500 | 946.35 | 53.13 | 59.13 | 6 | 0
2015 | PJM_ROR_2_TVA_Transmission | PJM_ROR | TVA_Transmission | Internal | Summer | B1 | 10 | 2500 | 1434.67 | 93.66 | 99.66 | 6 | 0
2015 | PJM_ROR_2_TVA_Transmission | PJM_ROR | TVA_Transmission | Internal | Summer | B2 | 25 | 2500 | 2137.75 | 91.09 | 97.09 | 6 | 0
2015 | PJM_ROR_2_TVA_Transmission | PJM_ROR | TVA_Transmission | Internal | Summer | B3 | 75 | 2500 | 1022.63 | 89.41 | 95.41 | 6 | 0
2015 | PJM_ROR_2_TVA_Transmission | PJM_ROR | TVA_Transmission | Internal | Summer | B4 | 100 | 2500 | 446.96 | 83.81 | 89.81 | 6 | 0
2015 | PJM_ROR_2_TVA_Transmission | PJM_ROR | TVA_Transmission | Internal | Summer | B5 | 200 | 2500 | 0 | 73.54 | 79 | 6 | 0
2015 | PJM_ROR_2_TVA_Transmission | PJM_ROR | TVA_Transmission | Internal | Summer | B6 | 300 | 2500 | 0 | 62.99 | 66.81 | 6 | 0
2015 | PJM_ROR_2_TVA_Transmission | PJM_ROR | TVA_Transmission | Internal | Summer | B7 | 400 | 2500 | 0 | 56.61 | 60.35 | 6 | 0
2015 | PJM_ROR_2_TVA_Transmission | PJM_ROR | TVA_Transmission | Internal | Summer | B8 | 500 | 2500 | 0 | 55.19 | 59.48 | 6 | 0
2015 | PJM_ROR_2_TVA_Transmission | PJM_ROR | TVA_Transmission | Internal | Summer | B9 | 800 | 2500 | 0 | 53.6 | 58.6 | 6 | 0
2015 | PJM_ROR_2_TVA_Transmission | PJM_ROR | TVA_Transmission | Internal | Summer | B10 | 1262 | 2500 | 0 | 51.87 | 56 | 6 | 0
2015 | PJM_ROR_2_TVA_Transmission | PJM_ROR | TVA_Transmission | Internal | Winter | B16 | 25 | 2500 | 0 | 76.18 | 81.89 | 6 | 0
2015 | PJM_ROR_2_TVA_Transmission | PJM_ROR | TVA_Transmission | Internal | Winter | B17 | 100 | 2500 | 0 | 67.08 | 67.78 | 6 | 0
2015 | PJM_ROR_2_TVA_Transmission | PJM_ROR | TVA_Transmission | Internal | Winter | B18 | 400 | 2500 | 0 | 62.01 | 64.37 | 6 | 0
2015 | PJM_ROR_2_TVA_Transmission | PJM_ROR | TVA_Transmission | Internal | Winter | B19 | 700 | 2500 | 0 | 59.59 | 62.57 | 6 | 0
2015 | PJM_ROR_2_TVA_Transmission | PJM_ROR | TVA_Transmission | Internal | Winter | B20 | 935 | 2500 | 1311.42 | 54.57 | 60.57 | 6 | 0
2015 | PJM_ROR_2_VACAR | PJM_ROR | VACAR | Internal | Shoulder | B11 | 25 | 3000 | 4418.76 | 71.3 | 78.26 | 6 | 0.95
2015 | PJM_ROR_2_VACAR | PJM_ROR | VACAR | Internal | Shoulder | B12 | 200 | 3000 | 0 | 62.86 | 68.76 | 6 | 0
2015 | PJM_ROR_2_VACAR | PJM_ROR | VACAR | Internal | Shoulder | B13 | 600 | 3000 | 205.43 | 58.94 | 64.94 | 6 | 0
2015 | PJM_ROR_2_VACAR | PJM_ROR | VACAR | Internal | Shoulder | B14 | 900 | 3000 | 595.92 | 57.39 | 63.39 | 6 | 0
2015 | PJM_ROR_2_VACAR | PJM_ROR | VACAR | Internal | Shoulder | B15 | 1203 | 3000 | 1857.01 | 53.13 | 59.13 | 6 | 0
2015 | PJM_ROR_2_VACAR | PJM_ROR | VACAR | Internal | Summer | B1 | 10 | 3000 | 4345.58 | 93.66 | 100.61 | 6 | 0.95
2015 | PJM_ROR_2_VACAR | PJM_ROR | VACAR | Internal | Summer | B2 | 25 | 3000 | 5962.28 | 91.09 | 98.04 | 6 | 0.95
2015 | PJM_ROR_2_VACAR | PJM_ROR | VACAR | Internal | Summer | B3 | 75 | 3000 | 4365.84 | 89.41 | 96.37 | 6 | 0.95
2015 | PJM_ROR_2_VACAR | PJM_ROR | VACAR | Internal | Summer | B4 | 100 | 3000 | 4011.19 | 83.81 | 90.77 | 6 | 0.95
2015 | PJM_ROR_2_VACAR | PJM_ROR | VACAR | Internal | Summer | B5 | 200 | 3000 | 4317.04 | 73.54 | 80.49 | 6 | 0.95
2015 | PJM_ROR_2_VACAR | PJM_ROR | VACAR | Internal | Summer | B6 | 300 | 3000 | 2733.2 | 62.99 | 68.99 | 6 | 0
2015 | PJM_ROR_2_VACAR | PJM_ROR | VACAR | Internal | Summer | B7 | 400 | 3000 | 4908.09 | 56.61 | 63.56 | 6 | 0.95
2015 | PJM_ROR_2_VACAR | PJM_ROR | VACAR | Internal | Summer | B8 | 500 | 3000 | 3000 | 55.19 | 61.63 | 6 | 0.44
2015 | PJM_ROR_2_VACAR | PJM_ROR | VACAR | Internal | Summer | B9 | 800 | 3000 | 3077.03 | 53.6 | 60.55 | 6 | 0.95
2015 | PJM_ROR_2_VACAR | PJM_ROR | VACAR | Internal | Summer | B10 | 1262 | 3000 | 1497.88 | 51.87 | 57.87 | 6 | 0
2015 | PJM_ROR_2_VACAR | PJM_ROR | VACAR | Internal | Winter | B16 | 25 | 3000 | 5469.12 | 76.18 | 83.14 | 6 | 0.95
2015 | PJM_ROR_2_VACAR | PJM_ROR | VACAR | Internal | Winter | B17 | 100 | 3000 | 1995.77 | 67.08 | 73.08 | 6 | 0
2015 | PJM_ROR_2_VACAR | PJM_ROR | VACAR | Internal | Winter | B18 | 400 | 3000 | 62.28 | 62.01 | 68.01 | 6 | 0
2015 | PJM_ROR_2_VACAR | PJM_ROR | VACAR | Internal | Winter | B19 | 700 | 3000 | 1227.83 | 59.59 | 65.59 | 6 | 0
2015 | PJM_ROR_2_VACAR | PJM_ROR | VACAR | Internal | Winter | B20 | 935 | 3000 | 2068.63 | 54.57 | 60.57 | 6 | 0
2015 | PJM_ROM_2_PJM_E | PJM_ROM | PJM_E | Internal | Shoulder | B11 | 25 | 8000 | 0 | 71.29 | 71.28 | 0.01 | 0
2015 | PJM_ROM_2_PJM_E | PJM_ROM | PJM_E | Internal | Shoulder | B12 | 200 | 8000 | 0 | 62.87 | 62.86 | 0.01 | 0
2015 | PJM_ROM_2_PJM_E | PJM_ROM | PJM_E | Internal | Shoulder | B13 | 600 | 8000 | 187.54 | 58.96 | 58.97 | 0.01 | 0
2015 | PJM_ROM_2_PJM_E | PJM_ROM | PJM_E | Internal | Shoulder | B14 | 900 | 8000 | 0 | 58.86 | 58.85 | 0.01 | 0
2015 | PJM_ROM_2_PJM_E | PJM_ROM | PJM_E | Internal | Shoulder | B15 | 1203 | 8000 | 109.25 | 53.14 | 53.15 | 0.01 | 0
2015 | PJM_ROM_2_PJM_E | PJM_ROM | PJM_E | Internal | Summer | B1 | 10 | 8000 | 3499.5 | 95.33 | 95.34 | 0.01 | 0
2015 | PJM_ROM_2_PJM_E | PJM_ROM | PJM_E | Internal | Summer | B2 | 25 | 8000 | 2601.47 | 92.76 | 92.77 | 0.01 | 0
2015 | PJM_ROM_2_PJM_E | PJM_ROM | PJM_E | Internal | Summer | B3 | 75 | 8000 | 0 | 89.42 | 89.41 | 0.01 | 0
2015 | PJM_ROM_2_PJM_E | PJM_ROM | PJM_E | Internal | Summer | B4 | 100 | 8000 | 1069.1 | 83.83 | 83.84 | 0.01 | 0
2015 | PJM_ROM_2_PJM_E | PJM_ROM | PJM_E | Internal | Summer | B5 | 200 | 8000 | 526.25 | 73.55 | 73.56 | 0.01 | 0
2015 | PJM_ROM_2_PJM_E | PJM_ROM | PJM_E | Internal | Summer | B6 | 300 | 8000 | 129.8 | 63 | 63.02 | 0.01 | 0
2015 | PJM_ROM_2_PJM_E | PJM_ROM | PJM_E | Internal | Summer | B7 | 400 | 8000 | 945.1 | 58.28 | 58.29 | 0.01 | 0
2015 | PJM_ROM_2_PJM_E | PJM_ROM | PJM_E | Internal | Summer | B8 | 500 | 8000 | 0 | 56.86 | 56.84 | 0.01 | 0
2015 | PJM_ROM_2_PJM_E | PJM_ROM | PJM_E | Internal | Summer | B9 | 800 | 8000 | 1934.98 | 55.26 | 55.27 | 0.01 | 0
2015 | PJM_ROM_2_PJM_E | PJM_ROM | PJM_E | Internal | Summer | B10 | 1262 | 8000 | 0 | 51.88 | 51.87 | 0.01 | 0
2015 | PJM_ROM_2_PJM_E | PJM_ROM | PJM_E | Internal | Winter | B16 | 25 | 8000 | 0 | 76.19 | 76.18 | 0.01 | 0
2015 | PJM_ROM_2_PJM_E | PJM_ROM | PJM_E | Internal | Winter | B17 | 100 | 8000 | 0 | 68.47 | 68.46 | 0.01 | 0
2015 | PJM_ROM_2_PJM_E | PJM_ROM | PJM_E | Internal | Winter | B18 | 400 | 8000 | 3965.76 | 63.68 | 63.69 | 0.01 | 0
2015 | PJM_ROM_2_PJM_E | PJM_ROM | PJM_E | Internal | Winter | B19 | 700 | 8000 | 2740.61 | 61.26 | 61.27 | 0.01 | 0
2015 | PJM_ROM_2_PJM_E | PJM_ROM | PJM_E | Internal | Winter | B20 | 935 | 8000 | 1336 | 55.9 | 55.91 | 0.01 | 0
2015 | PJM_ROM_2_PJM_ROR | PJM_ROM | PJM_ROR | Internal | Shoulder | B11 | 25 | 8000 | 2181.17 | 71.29 | 71.3 | 0.01 | 0
2015 | PJM_ROM_2_PJM_ROR | PJM_ROM | PJM_ROR | Internal | Shoulder | B12 | 200 | 8000 | 0 | 62.87 | 62.86 | 0.01 | 0
2015 | PJM_ROM_2_PJM_ROR | PJM_ROM | PJM_ROR | Internal | Shoulder | B13 | 600 | 8000 | 0 | 58.96 | 58.94 | 0.01 | 0
2015 | PJM_ROM_2_PJM_ROR | PJM_ROM | PJM_ROR | Internal | Shoulder | B14 | 900 | 8000 | 0 | 58.86 | 57.39 | 0.01 | 0
2015 | PJM_ROM_2_PJM_ROR | PJM_ROM | PJM_ROR | Internal | Shoulder | B15 | 1203 | 8000 | 0 | 53.14 | 53.13 | 0.01 | 0
2015 | PJM_ROM_2_PJM_ROR | PJM_ROM | PJM_ROR | Internal | Summer | B1 | 10 | 8000 | 0 | 95.33 | 93.66 | 0.01 | 0
2015 | PJM_ROM_2_PJM_ROR | PJM_ROM | PJM_ROR | Internal | Summer | B2 | 25 | 8000 | 0 | 92.76 | 91.09 | 0.01 | 0
2015 | PJM_ROM_2_PJM_ROR | PJM_ROM | PJM_ROR | Internal | Summer | B3 | 75 | 8000 | 0 | 89.42 | 89.41 | 0.01 | 0
2015 | PJM_ROM_2_PJM_ROR | PJM_ROM | PJM_ROR | Internal | Summer | B4 | 100 | 8000 | 0 | 83.83 | 83.81 | 0.01 | 0
2015 | PJM_ROM_2_PJM_ROR | PJM_ROM | PJM_ROR | Internal | Summer | B5 | 200 | 8000 | 0 | 73.55 | 73.54 | 0.01 | 0
2015 | PJM_ROM_2_PJM_ROR | PJM_ROM | PJM_ROR | Internal | Summer | B6 | 300 | 8000 | 0 | 63 | 62.99 | 0.01 | 0
2015 | PJM_ROM_2_PJM_ROR | PJM_ROM | PJM_ROR | Internal | Summer | B7 | 400 | 8000 | 0 | 58.28 | 56.61 | 0.01 | 0
2015 | PJM_ROM_2_PJM_ROR | PJM_ROM | PJM_ROR | Internal | Summer | B8 | 500 | 8000 | 0 | 56.86 | 55.19 | 0.01 | 0
2015 | PJM_ROM_2_PJM_ROR | PJM_ROM | PJM_ROR | Internal | Summer | B9 | 800 | 8000 | 0 | 55.26 | 53.6 | 0.01 | 0
2015 | PJM_ROM_2_PJM_ROR | PJM_ROM | PJM_ROR | Internal | Summer | B10 | 1262 | 8000 | 0 | 51.88 | 51.87 | 0.01 | 0
2015 | PJM_ROM_2_PJM_ROR | PJM_ROM | PJM_ROR | Internal | Winter | B16 | 25 | 8000 | 0 | 76.19 | 76.18 | 0.01 | 0
2015 | PJM_ROM_2_PJM_ROR | PJM_ROM | PJM_ROR | Internal | Winter | B17 | 100 | 8000 | 0 | 68.47 | 67.08 | 0.01 | 0
2015 | PJM_ROM_2_PJM_ROR | PJM_ROM | PJM_ROR | Internal | Winter | B18 | 400 | 8000 | 0 | 63.68 | 62.01 | 0.01 | 0
2015 | PJM_ROM_2_PJM_ROR | PJM_ROM | PJM_ROR | Internal | Winter | B19 | 700 | 8000 | 0 | 61.26 | 59.59 | 0.01 | 0
2015 | PJM_ROM_2_PJM_ROR | PJM_ROM | PJM_ROR | Internal | Winter | B20 | 935 | 8000 | 0 | 55.9 | 54.57 | 0.01 | 0
2015 | SOCO_2_FRCC | SOCO | FRCC | Internal | Shoulder | B11 | 25 | 3700 | 3609.81 | 85.27 | 95.27 | 10 | 0
2015 | SOCO_2_FRCC | SOCO | FRCC | Internal | Shoulder | B12 | 200 | 3700 | 0 | 62.78 | 66.84 | 10 | 0
2015 | SOCO_2_FRCC | SOCO | FRCC | Internal | Shoulder | B13 | 600 | 3700 | 0 | 59.66 | 65.33 | 10 | 0
2015 | SOCO_2_FRCC | SOCO | FRCC | Internal | Shoulder | B14 | 900 | 3700 | 0 | 59.66 | 64.06 | 10 | 0
2015 | SOCO_2_FRCC | SOCO | FRCC | Internal | Shoulder | B15 | 1203 | 3700 | 0 | 59.66 | 64.06 | 10 | 0
2015 | SOCO_2_FRCC | SOCO | FRCC | Internal | Summer | B1 | 10 | 3700 | 0 | 97.77 | 103.77 | 10 | 0
2015 | SOCO_2_FRCC | SOCO | FRCC | Internal | Summer | B2 | 25 | 3700 | 0 | 97.77 | 103.77 | 10 | 0
2015 | SOCO_2_FRCC | SOCO | FRCC | Internal | Summer | B3 | 75 | 3700 | 0 | 97.77 | 103.77 | 10 | 0
2015 | SOCO_2_FRCC | SOCO | FRCC | Internal | Summer | B4 | 100 | 3700 | 0 | 97.77 | 103.77 | 10 | 0
2015 | SOCO_2_FRCC | SOCO | FRCC | Internal | Summer | B5 | 200 | 3700 | 2511.33 | 87.51 | 97.51 | 10 | 0
2015 | SOCO_2_FRCC | SOCO | FRCC | Internal | Summer | B6 | 300 | 3700 | 653.18 | 74.12 | 84.12 | 10 | 0
2015 | SOCO_2_FRCC | SOCO | FRCC | Internal | Summer | B7 | 400 | 3700 | 0 | 67.54 | 75.42 | 10 | 0
2015 | SOCO_2_FRCC | SOCO | FRCC | Internal | Summer | B8 | 500 | 3700 | 0 | 66.62 | 66.14 | 10 | 0
2015 | SOCO_2_FRCC | SOCO | FRCC | Internal | Summer | B9 | 800 | 3700 | 0 | 60.6 | 63.4 | 10 | 0
2015 | SOCO_2_FRCC | SOCO | FRCC | Internal | Summer | B10 | 1262 | 3700 | 0 | 58.49 | 63.4 | 10 | 0
2015 | SOCO_2_FRCC | SOCO | FRCC | Internal | Winter | B16 | 25 | 3700 | 0 | 81.89 | 90.26 | 10 | 0
2015 | SOCO_2_FRCC | SOCO | FRCC | Internal | Winter | B17 | 100 | 3700 | 0 | 66.42 | 68.96 | 10 | 0
2015 | SOCO_2_FRCC | SOCO | FRCC | Internal | Winter | B18 | 400 | 3700 | 0 | 62.04 | 66.09 | 10 | 0
2015 | SOCO_2_FRCC | SOCO | FRCC | Internal | Winter | B19 | 700 | 3700 | 0 | 62.04 | 66.09 | 10 | 0
2015 | SOCO_2_FRCC | SOCO | FRCC | Internal | Winter | B20 | 935 | 3700 | 0 | 62.04 | 66.09 | 10 | 0
2015 | SPP_N_2_ENT | SPP_N | ENT | Internal | Shoulder | B11 | 25 | 1800 | 0 | 80.3 | 77.27 | 5 | 0
2015 | SPP_N_2_ENT | SPP_N | ENT | Internal | Shoulder | B12 | 200 | 1800 | 0 | 59.99 | 59.84 | 5 | 0
2015 | SPP_N_2_ENT | SPP_N | ENT | Internal | Shoulder | B13 | 600 | 1800 | 0 | 57.51 | 59.4 | 5 | 0
2015 | SPP_N_2_ENT | SPP_N | ENT | Internal | Shoulder | B14 | 900 | 1800 | 0 | 57.32 | 59.4 | 5 | 0
2015 | SPP_N_2_ENT | SPP_N | ENT | Internal | Shoulder | B15 | 1203 | 1800 | 0 | 57.32 | 57.43 | 5 | 0
2015 | SPP_N_2_ENT | SPP_N | ENT | Internal | Summer | B1 | 10 | 1800 | 0 | 92.49 | 91.66 | 5 | 0
2015 | SPP_N_2_ENT | SPP_N | ENT | Internal | Summer | B2 | 25 | 1800 | 0 | 92.49 | 89.77 | 5 | 0
2015 | SPP_N_2_ENT | SPP_N | ENT | Internal | Summer | B3 | 75 | 1800 | 0 | 92.49 | 89.77 | 5 | 0
2015 | SPP_N_2_ENT | SPP_N | ENT | Internal | Summer | B4 | 100 | 1800 | 0 | 85.85 | 87.36 | 5 | 0
2015 | SPP_N_2_ENT | SPP_N | ENT | Internal | Summer | B5 | 200 | 1800 | 0 | 79.81 | 79.51 | 5 | 0
2015 | SPP_N_2_ENT | SPP_N | ENT | Internal | Summer | B6 | 300 | 1800 | 0 | 67.99 | 66.12 | 5 | 0
2015 | SPP_N_2_ENT | SPP_N | ENT | Internal | Summer | B7 | 400 | 1800 | 0 | 59.47 | 58.62 | 5 | 0
2015 | SPP_N_2_ENT | SPP_N | ENT | Internal | Summer | B8 | 500 | 1800 | 0 | 57.59 | 58.62 | 5 | 0
2015 | SPP_N_2_ENT | SPP_N | ENT | Internal | Summer | B9 | 800 | 1800 | 0 | 56.05 | 58.19 | 5 | 0
2015 | SPP_N_2_ENT | SPP_N | ENT | Internal | Summer | B10 | 1262 | 1800 | 0 | 55.92 | 56.26 | 5 | 0
2015 | SPP_N_2_ENT | SPP_N | ENT | Internal | Winter | B16 | 25 | 1800 | 327.59 | 68.89 | 73.89 | 5 | 0
2015 | SPP_N_2_ENT | SPP_N | ENT | Internal | Winter | B17 | 100 | 1800 | 0 | 59.8 | 61.82 | 5 | 0
2015 | SPP_N_2_ENT | SPP_N | ENT | Internal | Winter | B18 | 400 | 1800 | 0 | 59.77 | 61.82 | 5 | 0
2015 | SPP_N_2_ENT | SPP_N | ENT | Internal | Winter | B19 | 700 | 1800 | 0 | 59.66 | 59.76 | 5 | 0
2015 | SPP_N_2_ENT | SPP_N | ENT | Internal | Winter | B20 | 935 | 1800 | 0 | 56.03 | 59.76 | 5 | 0
2015 | SPP_N_2_MISO_MO-IL | SPP_N | MISO_MO-IL | Internal | Shoulder | B11 | 25 | 2000 | 0 | 80.3 | 73.31 | 5 | 0
2015 | SPP_N_2_MISO_MO-IL | SPP_N | MISO_MO-IL | Internal | Shoulder | B12 | 200 | 2000 | 0 | 59.99 | 60.88 | 5 | 0
2015 | SPP_N_2_MISO_MO-IL | SPP_N | MISO_MO-IL | Internal | Shoulder | B13 | 600 | 2000 | 0 | 57.51 | 57.32 | 5 | 0
2015 | SPP_N_2_MISO_MO-IL | SPP_N | MISO_MO-IL | Internal | Shoulder | B14 | 900 | 2000 | 0 | 57.32 | 55.42 | 5 | 0
2015 | SPP_N_2_MISO_MO-IL | SPP_N | MISO_MO-IL | Internal | Shoulder | B15 | 1203 | 2000 | 0 | 57.32 | 53.97 | 5 | 0
2015 | SPP_N_2_MISO_MO-IL | SPP_N | MISO_MO-IL | Internal | Summer | B1 | 10 | 2000 | 0 | 92.49 | 91.66 | 5 | 0
2015 | SPP_N_2_MISO_MO-IL | SPP_N | MISO_MO-IL | Internal | Summer | B2 | 25 | 2000 | 0 | 92.49 | 89.09 | 5 | 0
2015 | SPP_N_2_MISO_MO-IL | SPP_N | MISO_MO-IL | Internal | Summer | B3 | 75 | 2000 | 0 | 92.49 | 88.53 | 5 | 0
2015 | SPP_N_2_MISO_MO-IL | SPP_N | MISO_MO-IL | Internal | Summer | B4 | 100 | 2000 | 0 | 85.85 | 82.29 | 5 | 0
2015 | SPP_N_2_MISO_MO-IL | SPP_N | MISO_MO-IL | Internal | Summer | B5 | 200 | 2000 | 0 | 79.81 | 72.82 | 5 | 0
2015 | SPP_N_2_MISO_MO-IL | SPP_N | MISO_MO-IL | Internal | Summer | B6 | 300 | 2000 | 0 | 67.99 | 61 | 5 | 0
2015 | SPP_N_2_MISO_MO-IL | SPP_N | MISO_MO-IL | Internal | Summer | B7 | 400 | 2000 | 0 | 59.47 | 54.61 | 5 | 0
2015 | SPP_N_2_MISO_MO-IL | SPP_N | MISO_MO-IL | Internal | Summer | B8 | 500 | 2000 | 0 | 57.59 | 53.21 | 5 | 0
2015 | SPP_N_2_MISO_MO-IL | SPP_N | MISO_MO-IL | Internal | Summer | B9 | 800 | 2000 | 0 | 56.05 | 52.84 | 5 | 0
2015 | SPP_N_2_MISO_MO-IL | SPP_N | MISO_MO-IL | Internal | Summer | B10 | 1262 | 2000 | 0 | 55.92 | 51.52 | 5 | 0
2015 | SPP_N_2_MISO_MO-IL | SPP_N | MISO_MO-IL | Internal | Winter | B16 | 25 | 2000 | 707.84 | 68.89 | 73.89 | 5 | 0
2015 | SPP_N_2_MISO_MO-IL | SPP_N | MISO_MO-IL | Internal | Winter | B17 | 100 | 2000 | 640.06 | 59.8 | 64.8 | 5 | 0
2015 | SPP_N_2_MISO_MO-IL | SPP_N | MISO_MO-IL | Internal | Winter | B18 | 400 | 2000 | 0 | 59.77 | 59.83 | 5 | 0
2015 | SPP_N_2_MISO_MO-IL | SPP_N | MISO_MO-IL | Internal | Winter | B19 | 700 | 2000 | 0 | 59.66 | 57.58 | 5 | 0
2015 | SPP_N_2_MISO_MO-IL | SPP_N | MISO_MO-IL | Internal | Winter | B20 | 935 | 2000 | 0 | 56.03 | 53.38 | 5 | 0
2015 | SPP_N_2_MISO_W | SPP_N | MISO_W | Internal | Shoulder | B11 | 25 | 750 | 0 | 80.3 | 73.3 | 5 | 0
2015 | SPP_N_2_MISO_W | SPP_N | MISO_W | Internal | Shoulder | B12 | 200 | 750 | 0 | 59.99 | 60.87 | 5 | 0
2015 | SPP_N_2_MISO_W | SPP_N | MISO_W | Internal | Shoulder | B13 | 600 | 750 | 0 | 57.51 | 57.31 | 5 | 0
2015 | SPP_N_2_MISO_W | SPP_N | MISO_W | Internal | Shoulder | B14 | 900 | 750 | 0 | 57.32 | 55.41 | 5 | 0
2015 | SPP_N_2_MISO_W | SPP_N | MISO_W | Internal | Shoulder | B15 | 1203 | 750 | 0 | 57.32 | 53.98 | 5 | 0
2015 | SPP_N_2_MISO_W | SPP_N | MISO_W | Internal | Summer | B1 | 10 | 750 | 0 | 92.49 | 91.65 | 5 | 0
2015 | SPP_N_2_MISO_W | SPP_N | MISO_W | Internal | Summer | B2 | 25 | 750 | 0 | 92.49 | 89.08 | 5 | 0
2015 | SPP_N_2_MISO_W | SPP_N | MISO_W | Internal | Summer | B3 | 75 | 750 | 0 | 92.49 | 88.52 | 5 | 0
2015 | SPP_N_2_MISO_W | SPP_N | MISO_W | Internal | Summer | B4 | 100 | 750 | 0 | 85.85 | 82.28 | 5 | 0
2015 | SPP_N_2_MISO_W | SPP_N | MISO_W | Internal | Summer | B5 | 200 | 750 | 0 | 79.81 | 72.81 | 5 | 0
2015 | SPP_N_2_MISO_W | SPP_N | MISO_W | Internal | Summer | B6 | 300 | 750 | 0 | 67.99 | 60.99 | 5 | 0
2015 | SPP_N_2_MISO_W | SPP_N | MISO_W | Internal | Summer | B7 | 400 | 750 | 0 | 59.47 | 54.6 | 5 | 0
2015 | SPP_N_2_MISO_W | SPP_N | MISO_W | Internal | Summer | B8 | 500 | 750 | 0 | 57.59 | 53.2 | 5 | 0
2015 | SPP_N_2_MISO_W | SPP_N | MISO_W | Internal | Summer | B9 | 800 | 750 | 0 | 56.05 | 52.83 | 5 | 0
2015 | SPP_N_2_MISO_W | SPP_N | MISO_W | Internal | Summer | B10 | 1262 | 750 | 0 | 55.92 | 51.5 | 5 | 0
2015 | SPP_N_2_MISO_W | SPP_N | MISO_W | Internal | Winter | B16 | 25 | 750 | 0 | 68.89 | 73.87 | 5 | 0
2015 | SPP_N_2_MISO_W | SPP_N | MISO_W | Internal | Winter | B17 | 100 | 750 | 0 | 59.8 | 64.78 | 5 | 0
2015 | SPP_N_2_MISO_W | SPP_N | MISO_W | Internal | Winter | B18 | 400 | 750 | 0 | 59.77 | 59.82 | 5 | 0
2015 | SPP_N_2_MISO_W | SPP_N | MISO_W | Internal | Winter | B19 | 700 | 750 | 0 | 59.66 | 57.59 | 5 | 0
2015 | SPP_N_2_MISO_W | SPP_N | MISO_W | Internal | Winter | B20 | 935 | 750 | 0 | 56.03 | 53.39 | 5 | 0
2015 | SPP_N_2_NE | SPP_N | NE | Internal | Shoulder | B11 | 25 | 330 | 0 | 80.3 | 77.88 | 0.01 | 0
2015 | SPP_N_2_NE | SPP_N | NE | Internal | Shoulder | B12 | 200 | 330 | 0 | 59.99 | 59.97 | 0.01 | 0
2015 | SPP_N_2_NE | SPP_N | NE | Internal | Shoulder | B13 | 600 | 330 | 0 | 57.51 | 57.5 | 0.01 | 0
2015 | SPP_N_2_NE | SPP_N | NE | Internal | Shoulder | B14 | 900 | 330 | 0 | 57.32 | 57.31 | 0.01 | 0
2015 | SPP_N_2_NE | SPP_N | NE | Internal | Shoulder | B15 | 1203 | 330 | 0 | 57.32 | 57.31 | 0.01 | 0
2015 | SPP_N_2_NE | SPP_N | NE | Internal | Summer | B1 | 10 | 330 | 0 | 92.49 | 91.65 | 0.01 | 0
2015 | SPP_N_2_NE | SPP_N | NE | Internal | Summer | B2 | 25 | 330 | 0 | 92.49 | 91.28 | 0.01 | 0
2015 | SPP_N_2_NE | SPP_N | NE | Internal | Summer | B3 | 75 | 330 | 0 | 92.49 | 91.28 | 0.01 | 0
2015 | SPP_N_2_NE | SPP_N | NE | Internal | Summer | B4 | 100 | 330 | 0 | 85.85 | 85.83 | 0.01 | 0
2015 | SPP_N_2_NE | SPP_N | NE | Internal | Summer | B5 | 200 | 330 | 0 | 79.81 | 77.39 | 0.01 | 0
2015 | SPP_N_2_NE | SPP_N | NE | Internal | Summer | B6 | 300 | 330 | 0 | 67.99 | 65.57 | 0.01 | 0
2015 | SPP_N_2_NE | SPP_N | NE | Internal | Summer | B7 | 400 | 330 | 0 | 59.47 | 59.46 | 0.01 | 0
2015 | SPP_N_2_NE | SPP_N | NE | Internal | Summer | B8 | 500 | 330 | 0 | 57.59 | 57.58 | 0.01 | 0
2015 | SPP_N_2_NE | SPP_N | NE | Internal | Summer | B9 | 800 | 330 | 0 | 56.05 | 56.04 | 0.01 | 0
2015 | SPP_N_2_NE | SPP_N | NE | Internal | Summer | B10 | 1262 | 330 | 0 | 55.92 | 53.5 | 0.01 | 0
2015 | SPP_N_2_NE | SPP_N | NE | Internal | Winter | B16 | 25 | 330 | 0 | 68.89 | 68.88 | 0.01 | 0
2015 | SPP_N_2_NE | SPP_N | NE | Internal | Winter | B17 | 100 | 330 | 0 | 59.8 | 59.78 | 0.01 | 0
2015 | SPP_N_2_NE | SPP_N | NE | Internal | Winter | B18 | 400 | 330 | 0 | 59.77 | 59.76 | 0.01 | 0
2015 | SPP_N_2_NE | SPP_N | NE | Internal | Winter | B19 | 700 | 330 | 0 | 59.66 | 59.65 | 0.01 | 0
2015 | SPP_N_2_NE | SPP_N | NE | Internal | Winter | B20 | 935 | 330 | 0 | 56.03 | 54.84 | 0.01 | 0
2015 | SPP_N_2_SPP_S | SPP_N | SPP_S | Internal | Shoulder | B11 | 25 | 4000 | 1513.35 | 80.3 | 80.31 | 0.01 | 0
2015 | SPP_N_2_SPP_S | SPP_N | SPP_S | Internal | Shoulder | B12 | 200 | 4000 | 0 | 59.99 | 59.97 | 0.01 | 0
2015 | SPP_N_2_SPP_S | SPP_N | SPP_S | Internal | Shoulder | B13 | 600 | 4000 | 0 | 57.51 | 57.5 | 0.01 | 0
2015 | SPP_N_2_SPP_S | SPP_N | SPP_S | Internal | Shoulder | B14 | 900 | 4000 | 5.58 | 57.32 | 57.33 | 0.01 | 0
2015 | SPP_N_2_SPP_S | SPP_N | SPP_S | Internal | Shoulder | B15 | 1203 | 4000 | 1682.51 | 57.32 | 57.33 | 0.01 | 0
2015 | SPP_N_2_SPP_S | SPP_N | SPP_S | Internal | Summer | B1 | 10 | 4000 | 0 | 92.49 | 89.01 | 0.01 | 0
2015 | SPP_N_2_SPP_S | SPP_N | SPP_S | Internal | Summer | B2 | 25 | 4000 | 0 | 92.49 | 89.01 | 0.01 | 0
2015 | SPP_N_2_SPP_S | SPP_N | SPP_S | Internal | Summer | B3 | 75 | 4000 | 0 | 92.49 | 89.01 | 0.01 | 0
2015 | SPP_N_2_SPP_S | SPP_N | SPP_S | Internal | Summer | B4 | 100 | 4000 | 0 | 85.85 | 82.36 | 0.01 | 0
2015 | SPP_N_2_SPP_S | SPP_N | SPP_S | Internal | Summer | B5 | 200 | 4000 | 2165.82 | 79.81 | 79.82 | 0.01 | 0
2015 | SPP_N_2_SPP_S | SPP_N | SPP_S | Internal | Summer | B6 | 300 | 4000 | 889.71 | 67.99 | 68 | 0.01 | 0
2015 | SPP_N_2_SPP_S | SPP_N | SPP_S | Internal | Summer | B7 | 400 | 4000 | 761.94 | 59.47 | 59.48 | 0.01 | 0
2015 | SPP_N_2_SPP_S | SPP_N | SPP_S | Internal | Summer | B8 | 500 | 4000 | 1417.67 | 57.59 | 57.6 | 0.01 | 0
2015 | SPP_N_2_SPP_S | SPP_N | SPP_S | Internal | Summer | B9 | 800 | 4000 | 1450.11 | 56.05 | 56.06 | 0.01 | 0
2015 | SPP_N_2_SPP_S | SPP_N | SPP_S | Internal | Summer | B10 | 1262 | 4000 | 3482.99 | 55.92 | 55.94 | 0.01 | 0
2015 | SPP_N_2_SPP_S | SPP_N | SPP_S | Internal | Winter | B16 | 25 | 4000 | 0 | 68.89 | 68.88 | 0.01 | 0
2015 | SPP_N_2_SPP_S | SPP_N | SPP_S | Internal | Winter | B17 | 100 | 4000 | 636.55 | 59.8 | 59.81 | 0.01 | 0
2015 | SPP_N_2_SPP_S | SPP_N | SPP_S | Internal | Winter | B18 | 400 | 4000 | 1609.69 | 59.77 | 59.79 | 0.01 | 0
2015 | SPP_N_2_SPP_S | SPP_N | SPP_S | Internal | Winter | B19 | 700 | 4000 | 1952.23 | 59.66 | 59.67 | 0.01 | 0
2015 | SPP_N_2_SPP_S | SPP_N | SPP_S | Internal | Winter | B20 | 935 | 4000 | 3611.59 | 56.03 | 56.04 | 0.01 | 0
2015 | SPP_S_2_ENT | SPP_S | ENT | Internal | Shoulder | B11 | 25 | 850 | 0 | 80.31 | 77.27 | 5 | 0
2015 | SPP_S_2_ENT | SPP_S | ENT | Internal | Shoulder | B12 | 200 | 850 | 0 | 59.97 | 59.84 | 5 | 0
2015 | SPP_S_2_ENT | SPP_S | ENT | Internal | Shoulder | B13 | 600 | 850 | 0 | 57.5 | 59.4 | 5 | 0
2015 | SPP_S_2_ENT | SPP_S | ENT | Internal | Shoulder | B14 | 900 | 850 | 0 | 57.33 | 59.4 | 5 | 0
2015 | SPP_S_2_ENT | SPP_S | ENT | Internal | Shoulder | B15 | 1203 | 850 | 0 | 57.33 | 57.43 | 5 | 0
2015 | SPP_S_2_ENT | SPP_S | ENT | Internal | Summer | B1 | 10 | 850 | 0 | 89.01 | 91.66 | 5 | 0
2015 | SPP_S_2_ENT | SPP_S | ENT | Internal | Summer | B2 | 25 | 850 | 0 | 89.01 | 89.77 | 5 | 0
2015 | SPP_S_2_ENT | SPP_S | ENT | Internal | Summer | B3 | 75 | 850 | 0 | 89.01 | 89.77 | 5 | 0
2015 | SPP_S_2_ENT | SPP_S | ENT | Internal | Summer | B4 | 100 | 850 | 753.94 | 82.36 | 87.36 | 5 | 0
2015 | SPP_S_2_ENT | SPP_S | ENT | Internal | Summer | B5 | 200 | 850 | 0 | 79.82 | 79.51 | 5 | 0
2015 | SPP_S_2_ENT | SPP_S | ENT | Internal | Summer | B6 | 300 | 850 | 0 | 68 | 66.12 | 5 | 0
2015 | SPP_S_2_ENT | SPP_S | ENT | Internal | Summer | B7 | 400 | 850 | 0 | 59.48 | 58.62 | 5 | 0
2015 | SPP_S_2_ENT | SPP_S | ENT | Internal | Summer | B8 | 500 | 850 | 0 | 57.6 | 58.62 | 5 | 0
2015 | SPP_S_2_ENT | SPP_S | ENT | Internal | Summer | B9 | 800 | 850 | 0 | 56.06 | 58.19 | 5 | 0
2015 | SPP_S_2_ENT | SPP_S | ENT | Internal | Summer | B10 | 1262 | 850 | 0 | 55.94 | 56.26 | 5 | 0
2015 | SPP_S_2_ENT | SPP_S | ENT | Internal | Winter | B16 | 25 | 850 | 1082.22 | 68.88 | 73.89 | 5 | 0.01
2015 | SPP_S_2_ENT | SPP_S | ENT | Internal | Winter | B17 | 100 | 850 | 0 | 59.81 | 61.82 | 5 | 0
2015 | SPP_S_2_ENT | SPP_S | ENT | Internal | Winter | B18 | 400 | 850 | 0 | 59.79 | 61.82 | 5 | 0
2015 | SPP_S_2_ENT | SPP_S | ENT | Internal | Winter | B19 | 700 | 850 | 0 | 59.67 | 59.76 | 5 | 0
2015 | SPP_S_2_ENT | SPP_S | ENT | Internal | Winter | B20 | 935 | 850 | 0 | 56.04 | 59.76 | 5 | 0
2015 | SPP_S_2_SPP_N | SPP_S | SPP_N | Internal | Shoulder | B11 | 25 | 640 | 0 | 80.31 | 80.3 | 0.01 | 0
2015 | SPP_S_2_SPP_N | SPP_S | SPP_N | Internal | Shoulder | B12 | 200 | 640 | 148.83 | 59.97 | 59.99 | 0.01 | 0
2015 | SPP_S_2_SPP_N | SPP_S | SPP_N | Internal | Shoulder | B13 | 600 | 640 | 81.23 | 57.5 | 57.51 | 0.01 | 0
2015 | SPP_S_2_SPP_N | SPP_S | SPP_N | Internal | Shoulder | B14 | 900 | 640 | 0 | 57.33 | 57.32 | 0.01 | 0
2015 | SPP_S_2_SPP_N | SPP_S | SPP_N | Internal | Shoulder | B15 | 1203 | 640 | 0 | 57.33 | 57.32 | 0.01 | 0
2015 | SPP_S_2_SPP_N | SPP_S | SPP_N | Internal | Summer | B1 | 10 | 640 | 891.11 | 89.01 | 92.49 | 0.01 | 3.47
2015 | SPP_S_2_SPP_N | SPP_S | SPP_N | Internal | Summer | B2 | 25 | 640 | 1125.59 | 89.01 | 92.49 | 0.01 | 3.47
2015 | SPP_S_2_SPP_N | SPP_S | SPP_N | Internal | Summer | B3 | 75 | 640 | 1770.93 | 89.01 | 92.49 | 0.01 | 3.47
2015 | SPP_S_2_SPP_N | SPP_S | SPP_N | Internal | Summer | B4 | 100 | 640 | 1626.4 | 82.36 | 85.85 | 0.01 | 3.47
2015 | SPP_S_2_SPP_N | SPP_S | SPP_N | Internal | Summer | B5 | 200 | 640 | 0 | 79.82 | 79.81 | 0.01 | 0
2015 | SPP_S_2_SPP_N | SPP_S | SPP_N | Internal | Summer | B6 | 300 | 640 | 0 | 68 | 67.99 | 0.01 | 0
2015 | SPP_S_2_SPP_N | SPP_S | SPP_N | Internal | Summer | B7 | 400 | 640 | 0 | 59.48 | 59.47 | 0.01 | 0
2015 | SPP_S_2_SPP_N | SPP_S | SPP_N | Internal | Summer | B8 | 500 | 640 | 0 | 57.6 | 57.59 | 0.01 | 0
2015 | SPP_S_2_SPP_N | SPP_S | SPP_N | Internal | Summer | B9 | 800 | 640 | 0 | 56.06 | 56.05 | 0.01 | 0
2015 | SPP_S_2_SPP_N | SPP_S | SPP_N | Internal | Summer | B10 | 1262 | 640 | 0 | 55.94 | 55.92 | 0.01 | 0
2015 | SPP_S_2_SPP_N | SPP_S | SPP_N | Internal | Winter | B16 | 25 | 640 | 190.38 | 68.88 | 68.89 | 0.01 | 0
2015 | SPP_S_2_SPP_N | SPP_S | SPP_N | Internal | Winter | B17 | 100 | 640 | 0 | 59.81 | 59.8 | 0.01 | 0
2015 | SPP_S_2_SPP_N | SPP_S | SPP_N | Internal | Winter | B18 | 400 | 640 | 0 | 59.79 | 59.77 | 0.01 | 0
2015 | SPP_S_2_SPP_N | SPP_S | SPP_N | Internal | Winter | B19 | 700 | 640 | 0 | 59.67 | 59.66 | 0.01 | 0
2015 | SPP_S_2_SPP_N | SPP_S | SPP_N | Internal | Winter | B20 | 935 | 640 | 0 | 56.04 | 56.03 | 0.01 | 0
2015 | TVA_2_NonRTO_Midwest | TVA | NonRTO_Midwest | Internal | Shoulder | B11 | 25 | 100 | 0 | 77.31 | 81.33 | 9 | 0
2015 | TVA_2_NonRTO_Midwest | TVA | NonRTO_Midwest | Internal | Shoulder | B12 | 200 | 100 | 0 | 61.7 | 69.16 | 9 | 0
2015 | TVA_2_NonRTO_Midwest | TVA | NonRTO_Midwest | Internal | Shoulder | B13 | 600 | 100 | 0 | 60.16 | 65.6 | 9 | 0
2015 | TVA_2_NonRTO_Midwest | TVA | NonRTO_Midwest | Internal | Shoulder | B14 | 900 | 100 | 0 | 60.16 | 56.68 | 9 | 0
2015 | TVA_2_NonRTO_Midwest | TVA | NonRTO_Midwest | Internal | Shoulder | B15 | 1203 | 100 | 0 | 59.14 | 55.87 | 9 | 0
2015 | TVA_2_NonRTO_Midwest | TVA | NonRTO_Midwest | Internal | Summer | B1 | 10 | 100 | 0 | 99.67 | 96.16 | 9 | 0
2015 | TVA_2_NonRTO_Midwest | TVA | NonRTO_Midwest | Internal | Summer | B2 | 25 | 100 | 0 | 97.1 | 96.16 | 9 | 0
2015 | TVA_2_NonRTO_Midwest | TVA | NonRTO_Midwest | Internal | Summer | B3 | 75 | 100 | 0 | 95.42 | 96.16 | 9 | 0
2015 | TVA_2_NonRTO_Midwest | TVA | NonRTO_Midwest | Internal | Summer | B4 | 100 | 100 | 0 | 89.83 | 90.3 | 9 | 0
2015 | TVA_2_NonRTO_Midwest | TVA | NonRTO_Midwest | Internal | Summer | B5 | 200 | 100 | 0 | 75.63 | 80.83 | 9 | 0
2015 | TVA_2_NonRTO_Midwest | TVA | NonRTO_Midwest | Internal | Summer | B6 | 300 | 100 | 0 | 62.24 | 69.02 | 9 | 0
2015 | TVA_2_NonRTO_Midwest | TVA | NonRTO_Midwest | Internal | Summer | B7 | 400 | 100 | 0 | 57.88 | 56.49 | 9 | 0
2015 | TVA_2_NonRTO_Midwest | TVA | NonRTO_Midwest | Internal | Summer | B8 | 500 | 100 | 0 | 57.88 | 56.41 | 9 | 0
2015 | TVA_2_NonRTO_Midwest | TVA | NonRTO_Midwest | Internal | Summer | B9 | 800 | 100 | 0 | 57.88 | 55.26 | 9 | 0
2015 | TVA_2_NonRTO_Midwest | TVA | NonRTO_Midwest | Internal | Summer | B10 | 1262 | 100 | 0 | 54.31 | 54.72 | 9 | 0
2015 | TVA_2_NonRTO_Midwest | TVA | NonRTO_Midwest | Internal | Winter | B16 | 25 | 100 | 0 | 81.91 | 82.17 | 9 | 0
2015 | TVA_2_NonRTO_Midwest | TVA | NonRTO_Midwest | Internal | Winter | B17 | 100 | 100 | 0 | 64.24 | 73.07 | 9 | 0
2015 | TVA_2_NonRTO_Midwest | TVA | NonRTO_Midwest | Internal | Winter | B18 | 400 | 100 | 0 | 61.58 | 68.01 | 9 | 0
2015 | TVA_2_NonRTO_Midwest | TVA | NonRTO_Midwest | Internal | Winter | B19 | 700 | 100 | 0 | 61.58 | 56.49 | 9 | 0
2015 | TVA_2_NonRTO_Midwest | TVA | NonRTO_Midwest | Internal | Winter | B20 | 935 | 100 | 0 | 60.58 | 55.45 | 9 | 0
2015 | TVA_2_SOCO | TVA | SOCO | Internal | Shoulder | B11 | 25 | 500 | 0 | 77.31 | 85.27 | 9 | 0
2015 | TVA_2_SOCO | TVA | SOCO | Internal | Shoulder | B12 | 200 | 500 | 0 | 61.7 | 62.78 | 9 | 0
2015 | TVA_2_SOCO | TVA | SOCO | Internal | Shoulder | B13 | 600 | 500 | 0 | 60.16 | 59.66 | 9 | 0
2015 | TVA_2_SOCO | TVA | SOCO | Internal | Shoulder | B14 | 900 | 500 | 0 | 60.16 | 59.66 | 9 | 0
2015 | TVA_2_SOCO | TVA | SOCO | Internal | Shoulder | B15 | 1203 | 500 | 0 | 59.14 | 59.66 | 9 | 0
2015 | TVA_2_SOCO | TVA | SOCO | Internal | Summer | B1 | 10 | 500 | 0 | 99.67 | 97.77 | 9 | 0
2015 | TVA_2_SOCO | TVA | SOCO | Internal | Summer | B2 | 25 | 500 | 0 | 97.1 | 97.77 | 9 | 0
2015 | TVA_2_SOCO | TVA | SOCO | Internal | Summer | B3 | 75 | 500 | 0 | 95.42 | 97.77 | 9 | 0
2015 | TVA_2_SOCO | TVA | SOCO | Internal | Summer | B4 | 100 | 500 | 0 | 89.83 | 97.77 | 9 | 0
2015 | TVA_2_SOCO | TVA | SOCO | Internal | Summer | B5 | 200 | 500 | 890.72 | 75.63 | 87.51 | 9 | 2.88
2015 | TVA_2_SOCO | TVA | SOCO | Internal | Summer | B6 | 300 | 500 | 1119.33 | 62.24 | 74.12 | 9 | 2.88
2015 | TVA_2_SOCO | TVA | SOCO | Internal | Summer | B7 | 400 | 500 | 500 | 57.88 | 67.54 | 9 | 0.66
2015 | TVA_2_SOCO | TVA | SOCO | Internal | Summer | B8 | 500 | 500 | 0 | 57.88 | 66.62 | 9 | 0
2015 | TVA_2_SOCO | TVA | SOCO | Internal | Summer | B9 | 800 | 500 | 0 | 57.88 | 60.6 | 9 | 0
2015 | TVA_2_SOCO | TVA | SOCO | Internal | Summer | B10 | 1262 | 500 | 0 | 54.31 | 58.49 | 9 | 0
2015 | TVA_2_SOCO | TVA | SOCO | Internal | Winter | B16 | 25 | 500 | 0 | 81.91 | 81.89 | 9 | 0
2015 | TVA_2_SOCO | TVA | SOCO | Internal | Winter | B17 | 100 | 500 | 0 | 64.24 | 66.42 | 9 | 0
2015 | TVA_2_SOCO | TVA | SOCO | Internal | Winter | B18 | 400 | 500 | 0 | 61.58 | 62.04 | 9 | 0
2015 | TVA_2_SOCO | TVA | SOCO | Internal | Winter | B19 | 700 | 500 | 0 | 61.58 | 62.04 | 9 | 0
2015 | TVA_2_SOCO | TVA | SOCO | Internal | Winter | B20 | 935 | 500 | 0 | 60.58 | 62.04 | 9 | 0
2015 | TVA_2_VACAR | TVA | VACAR | Internal | Shoulder | B11 | 25 | 150 | 0 | 77.31 | 78.26 | 9 | 0
2015 | TVA_2_VACAR | TVA | VACAR | Internal | Shoulder | B12 | 200 | 150 | 0 | 61.7 | 68.76 | 9 | 0
2015 | TVA_2_VACAR | TVA | VACAR | Internal | Shoulder | B13 | 600 | 150 | 0 | 60.16 | 64.94 | 9 | 0
2015 | TVA_2_VACAR | TVA | VACAR | Internal | Shoulder | B14 | 900 | 150 | 0 | 60.16 | 63.39 | 9 | 0
2015 | TVA_2_VACAR | TVA | VACAR | Internal | Shoulder | B15 | 1203 | 150 | 0 | 59.14 | 59.13 | 9 | 0
2015 | TVA_2_VACAR | TVA | VACAR | Internal | Summer | B1 | 10 | 150 | 0 | 99.67 | 100.61 | 9 | 0
2015 | TVA_2_VACAR | TVA | VACAR | Internal | Summer | B2 | 25 | 150 | 0 | 97.1 | 98.04 | 9 | 0
2015 | TVA_2_VACAR | TVA | VACAR | Internal | Summer | B3 | 75 | 150 | 0 | 95.42 | 96.37 | 9 | 0
2015 | TVA_2_VACAR | TVA | VACAR | Internal | Summer | B4 | 100 | 150 | 0 | 89.83 | 90.77 | 9 | 0
2015 | TVA_2_VACAR | TVA | VACAR | Internal | Summer | B5 | 200 | 150 | 0 | 75.63 | 80.49 | 9 | 0
2015 | TVA_2_VACAR | TVA | VACAR | Internal | Summer | B6 | 300 | 150 | 0 | 62.24 | 68.99 | 9 | 0
2015 | TVA_2_VACAR | TVA | VACAR | Internal | Summer | B7 | 400 | 150 | 0 | 57.88 | 63.56 | 9 | 0
2015 | TVA_2_VACAR | TVA | VACAR | Internal | Summer | B8 | 500 | 150 | 0 | 57.88 | 61.63 | 9 | 0
2015 | TVA_2_VACAR | TVA | VACAR | Internal | Summer | B9 | 800 | 150 | 0 | 57.88 | 60.55 | 9 | 0
2015 | TVA_2_VACAR | TVA | VACAR | Internal | Summer | B10 | 1262 | 150 | 0 | 54.31 | 57.87 | 9 | 0
2015 | TVA_2_VACAR | TVA | VACAR | Internal | Winter | B16 | 25 | 150 | 0 | 81.91 | 83.14 | 9 | 0
2015 | TVA_2_VACAR | TVA | VACAR | Internal | Winter | B17 | 100 | 150 | 0 | 64.24 | 73.08 | 9 | 0
2015 | TVA_2_VACAR | TVA | VACAR | Internal | Winter | B18 | 400 | 150 | 0 | 61.58 | 68.01 | 9 | 0
2015 | TVA_2_VACAR | TVA | VACAR | Internal | Winter | B19 | 700 | 150 | 0 | 61.58 | 65.59 | 9 | 0
2015 | TVA_2_VACAR | TVA | VACAR | Internal | Winter | B20 | 935 | 150 | 0 | 60.58 | 60.57 | 9 | 0
2015 | TVA_Transmission_2_SOCO | TVA_Transmission | SOCO | Internal | Shoulder | B11 | 25 | 3200 | 0 | 77.3 | 85.27 | 9 | 0
2015 | TVA_Transmission_2_SOCO | TVA_Transmission | SOCO | Internal | Shoulder | B12 | 200 | 3200 | 0 | 64.66 | 62.78 | 9 | 0
2015 | TVA_Transmission_2_SOCO | TVA_Transmission | SOCO | Internal | Shoulder | B13 | 600 | 3200 | 0 | 62.14 | 59.66 | 9 | 0
2015 | TVA_Transmission_2_SOCO | TVA_Transmission | SOCO | Internal | Shoulder | B14 | 900 | 3200 | 0 | 61.16 | 59.66 | 9 | 0
2015 | TVA_Transmission_2_SOCO | TVA_Transmission | SOCO | Internal | Shoulder | B15 | 1203 | 3200 | 0 | 59.13 | 59.66 | 9 | 0
2015 | TVA_Transmission_2_SOCO | TVA_Transmission | SOCO | Internal | Summer | B1 | 10 | 3200 | 0 | 99.66 | 97.77 | 9 | 0
2015 | TVA_Transmission_2_SOCO | TVA_Transmission | SOCO | Internal | Summer | B2 | 25 | 3200 | 0 | 97.09 | 97.77 | 9 | 0
2015 | TVA_Transmission_2_SOCO | TVA_Transmission | SOCO | Internal | Summer | B3 | 75 | 3200 | 0 | 95.41 | 97.77 | 9 | 0
2015 | TVA_Transmission_2_SOCO | TVA_Transmission | SOCO | Internal | Summer | B4 | 100 | 3200 | 0 | 89.81 | 97.77 | 9 | 0
2015 | TVA_Transmission_2_SOCO | TVA_Transmission | SOCO | Internal | Summer | B5 | 200 | 3200 | 0 | 79 | 87.51 | 9 | 0
2015 | TVA_Transmission_2_SOCO | TVA_Transmission | SOCO | Internal | Summer | B6 | 300 | 3200 | 0 | 66.81 | 74.12 | 9 | 0
2015 | TVA_Transmission_2_SOCO | TVA_Transmission | SOCO | Internal | Summer | B7 | 400 | 3200 | 0 | 60.35 | 67.54 | 9 | 0
2015 | TVA_Transmission_2_SOCO | TVA_Transmission | SOCO | Internal | Summer | B8 | 500 | 3200 | 0 | 59.48 | 66.62 | 9 | 0
2015 | TVA_Transmission_2_SOCO | TVA_Transmission | SOCO | Internal | Summer | B9 | 800 | 3200 | 0 | 58.6 | 60.6 | 9 | 0
2015 | TVA_Transmission_2_SOCO | TVA_Transmission | SOCO | Internal | Summer | B10 | 1262 | 3200 | 0 | 56 | 58.49 | 9 | 0
2015 | TVA_Transmission_2_SOCO | TVA_Transmission | SOCO | Internal | Winter | B16 | 25 | 3200 | 0 | 81.89 | 81.89 | 9 | 0
2015 | TVA_Transmission_2_SOCO | TVA_Transmission | SOCO | Internal | Winter | B17 | 100 | 3200 | 0 | 67.78 | 66.42 | 9 | 0
2015 | TVA_Transmission_2_SOCO | TVA_Transmission | SOCO | Internal | Winter | B18 | 400 | 3200 | 0 | 64.37 | 62.04 | 9 | 0
2015 | TVA_Transmission_2_SOCO | TVA_Transmission | SOCO | Internal | Winter | B19 | 700 | 3200 | 0 | 62.57 | 62.04 | 9 | 0
2015 | TVA_Transmission_2_SOCO | TVA_Transmission | SOCO | Internal | Winter | B20 | 935 | 3200 | 0 | 60.57 | 62.04 | 9 | 0
2015 | TVA_Transmission_2_TVA | TVA_Transmission | TVA | Internal | Shoulder | B11 | 25 | 99999 | 518.71 | 77.3 | 77.31 | 0.01 | 0
2015 | TVA_Transmission_2_TVA | TVA_Transmission | TVA | Internal | Shoulder | B12 | 200 | 99999 | 0 | 64.66 | 61.7 | 0.01 | 0
2015 | TVA_Transmission_2_TVA | TVA_Transmission | TVA | Internal | Shoulder | B13 | 600 | 99999 | 0 | 62.14 | 60.16 | 0.01 | 0
2015 | TVA_Transmission_2_TVA | TVA_Transmission | TVA | Internal | Shoulder | B14 | 900 | 99999 | 0 | 61.16 | 60.16 | 0.01 | 0
2015 | TVA_Transmission_2_TVA | TVA_Transmission | TVA | Internal | Shoulder | B15 | 1203 | 99999 | 946.35 | 59.13 | 59.14 | 0.01 | 0
2015 | TVA_Transmission_2_TVA | TVA_Transmission | TVA | Internal | Summer | B1 | 10 | 99999 | 2958.91 | 99.66 | 99.67 | 0.01 | 0
2015 | TVA_Transmission_2_TVA | TVA_Transmission | TVA | Internal | Summer | B2 | 25 | 99999 | 2292.95 | 97.09 | 97.1 | 0.01 | 0
2015 | TVA_Transmission_2_TVA | TVA_Transmission | TVA | Internal | Summer | B3 | 75 | 99999 | 1022.63 | 95.41 | 95.42 | 0.01 | 0
2015 | TVA_Transmission_2_TVA | TVA_Transmission | TVA | Internal | Summer | B4 | 100 | 99999 | 446.96 | 89.81 | 89.83 | 0.01 | 0
2015 | TVA_Transmission_2_TVA | TVA_Transmission | TVA | Internal | Summer | B5 | 200 | 99999 | 0 | 79 | 75.63 | 0.01 | 0
2015 | TVA_Transmission_2_TVA | TVA_Transmission | TVA | Internal | Summer | B6 | 300 | 99999 | 0 | 66.81 | 62.24 | 0.01 | 0
2015 | TVA_Transmission_2_TVA | TVA_Transmission | TVA | Internal | Summer | B7 | 400 | 99999 | 0 | 60.35 | 57.88 | 0.01 | 0
2015 | TVA_Transmission_2_TVA | TVA_Transmission | TVA | Internal | Summer | B8 | 500 | 99999 | 0 | 59.48 | 57.88 | 0.01 | 0
2015 | TVA_Transmission_2_TVA | TVA_Transmission | TVA | Internal | Summer | B9 | 800 | 99999 | 0 | 58.6 | 57.88 | 0.01 | 0
2015 | TVA_Transmission_2_TVA | TVA_Transmission | TVA | Internal | Summer | B10 | 1262 | 99999 | 0 | 56 | 54.31 | 0.01 | 0
2015 | TVA_Transmission_2_TVA | TVA_Transmission | TVA | Internal | Winter | B16 | 25 | 99999 | 2550.07 | 81.89 | 81.91 | 0.01 | 0
2015 | TVA_Transmission_2_TVA | TVA_Transmission | TVA | Internal | Winter | B17 | 100 | 99999 | 0 | 67.78 | 64.24 | 0.01 | 0
2015 | TVA_Transmission_2_TVA | TVA_Transmission | TVA | Internal | Winter | B18 | 400 | 99999 | 0 | 64.37 | 61.58 | 0.01 | 0
2015 | TVA_Transmission_2_TVA | TVA_Transmission | TVA | Internal | Winter | B19 | 700 | 99999 | 0 | 62.57 | 61.58 | 0.01 | 0
2015 | TVA_Transmission_2_TVA | TVA_Transmission | TVA | Internal | Winter | B20 | 935 | 99999 | 1311.42 | 60.57 | 60.58 | 0.01 | 0
2015 | TVA_Transmission_2_VACAR | TVA_Transmission | VACAR | Internal | Shoulder | B11 | 25 | 900 | 0 | 77.3 | 78.26 | 9 | 0
2015 | TVA_Transmission_2_VACAR | TVA_Transmission | VACAR | Internal | Shoulder | B12 | 200 | 900 | 0 | 64.66 | 68.76 | 9 | 0
2015 | TVA_Transmission_2_VACAR | TVA_Transmission | VACAR | Internal | Shoulder | B13 | 600 | 900 | 0 | 62.14 | 64.94 | 9 | 0
2015 | TVA_Transmission_2_VACAR | TVA_Transmission | VACAR | Internal | Shoulder | B14 | 900 | 900 | 0 | 61.16 | 63.39 | 9 | 0
2015 | TVA_Transmission_2_VACAR | TVA_Transmission | VACAR | Internal | Shoulder | B15 | 1203 | 900 | 0 | 59.13 | 59.13 | 9 | 0
2015 | TVA_Transmission_2_VACAR | TVA_Transmission | VACAR | Internal | Summer | B1 | 10 | 900 | 0 | 99.66 | 100.61 | 9 | 0
2015 | TVA_Transmission_2_VACAR | TVA_Transmission | VACAR | Internal | Summer | B2 | 25 | 900 | 0 | 97.09 | 98.04 | 9 | 0
2015 | TVA_Transmission_2_VACAR | TVA_Transmission | VACAR | Internal | Summer | B3 | 75 | 900 | 0 | 95.41 | 96.37 | 9 | 0
2015 | TVA_Transmission_2_VACAR | TVA_Transmission | VACAR | Internal | Summer | B4 | 100 | 900 | 0 | 89.81 | 90.77 | 9 | 0
2015 | TVA_Transmission_2_VACAR | TVA_Transmission | VACAR | Internal | Summer | B5 | 200 | 900 | 0 | 79 | 80.49 | 9 | 0
2015 | TVA_Transmission_2_VACAR | TVA_Transmission | VACAR | Internal | Summer | B6 | 300 | 900 | 0 | 66.81 | 68.99 | 9 | 0
2015 | TVA_Transmission_2_VACAR | TVA_Transmission | VACAR | Internal | Summer | B7 | 400 | 900 | 0 | 60.35 | 63.56 | 9 | 0
2015 | TVA_Transmission_2_VACAR | TVA_Transmission | VACAR | Internal | Summer | B8 | 500 | 900 | 0 | 59.48 | 61.63 | 9 | 0
2015 | TVA_Transmission_2_VACAR | TVA_Transmission | VACAR | Internal | Summer | B9 | 800 | 900 | 0 | 58.6 | 60.55 | 9 | 0
2015 | TVA_Transmission_2_VACAR | TVA_Transmission | VACAR | Internal | Summer | B10 | 1262 | 900 | 0 | 56 | 57.87 | 9 | 0
2015 | TVA_Transmission_2_VACAR | TVA_Transmission | VACAR | Internal | Winter | B16 | 25 | 900 | 0 | 81.89 | 83.14 | 9 | 0
2015 | TVA_Transmission_2_VACAR | TVA_Transmission | VACAR | Internal | Winter | B17 | 100 | 900 | 0 | 67.78 | 73.08 | 9 | 0
2015 | TVA_Transmission_2_VACAR | TVA_Transmission | VACAR | Internal | Winter | B18 | 400 | 900 | 0 | 64.37 | 68.01 | 9 | 0
2015 | TVA_Transmission_2_VACAR | TVA_Transmission | VACAR | Internal | Winter | B19 | 700 | 900 | 0 | 62.57 | 65.59 | 9 | 0
2015 | TVA_Transmission_2_VACAR | TVA_Transmission | VACAR | Internal | Winter | B20 | 935 | 900 | 0 | 60.57 | 60.57 | 9 | 0
2015 | VACAR_2_SOCO | VACAR | SOCO | Internal | Shoulder | B11 | 25 | 3000 | 3868.7 | 78.26 | 85.27 | 7 | 0.01
2015 | VACAR_2_SOCO | VACAR | SOCO | Internal | Shoulder | B12 | 200 | 3000 | 0 | 68.76 | 62.78 | 7 | 0
2015 | VACAR_2_SOCO | VACAR | SOCO | Internal | Shoulder | B13 | 600 | 3000 | 0 | 64.94 | 59.66 | 7 | 0
2015 | VACAR_2_SOCO | VACAR | SOCO | Internal | Shoulder | B14 | 900 | 3000 | 0 | 63.39 | 59.66 | 7 | 0
2015 | VACAR_2_SOCO | VACAR | SOCO | Internal | Shoulder | B15 | 1203 | 3000 | 0 | 59.13 | 59.66 | 7 | 0
2015 | VACAR_2_SOCO | VACAR | SOCO | Internal | Summer | B1 | 10 | 3000 | 0 | 100.61 | 97.77 | 7 | 0
2015 | VACAR_2_SOCO | VACAR | SOCO | Internal | Summer | B2 | 25 | 3000 | 0 | 98.04 | 97.77 | 7 | 0
2015 | VACAR_2_SOCO | VACAR | SOCO | Internal | Summer | B3 | 75 | 3000 | 0 | 96.37 | 97.77 | 7 | 0
2015 | VACAR_2_SOCO | VACAR | SOCO | Internal | Summer | B4 | 100 | 3000 | 1596.8 | 90.77 | 97.77 | 7 | 0
2015 | VACAR_2_SOCO | VACAR | SOCO | Internal | Summer | B5 | 200 | 3000 | 3357.96 | 80.49 | 87.51 | 7 | 0.01
2015 | VACAR_2_SOCO | VACAR | SOCO | Internal | Summer | B6 | 300 | 3000 | 0 | 68.99 | 74.12 | 7 | 0
2015 | VACAR_2_SOCO | VACAR | SOCO | Internal | Summer | B7 | 400 | 3000 | 0 | 63.56 | 67.54 | 7 | 0
2015 | VACAR_2_SOCO | VACAR | SOCO | Internal | Summer | B8 | 500 | 3000 | 0 | 61.63 | 66.62 | 7 | 0
2015 | VACAR_2_SOCO | VACAR | SOCO | Internal | Summer | B9 | 800 | 3000 | 0 | 60.55 | 60.6 | 7 | 0
2015 | VACAR_2_SOCO | VACAR | SOCO | Internal | Summer | B10 | 1262 | 3000 | 0 | 57.87 | 58.49 | 7 | 0
2015 | VACAR_2_SOCO | VACAR | SOCO | Internal | Winter | B16 | 25 | 3000 | 0 | 83.14 | 81.89 | 7 | 0
2015 | VACAR_2_SOCO | VACAR | SOCO | Internal | Winter | B17 | 100 | 3000 | 0 | 73.08 | 66.42 | 7 | 0
2015 | VACAR_2_SOCO | VACAR | SOCO | Internal | Winter | B18 | 400 | 3000 | 0 | 68.01 | 62.04 | 7 | 0
2015 | VACAR_2_SOCO | VACAR | SOCO | Internal | Winter | B19 | 700 | 3000 | 0 | 65.59 | 62.04 | 7 | 0
2015 | VACAR_2_SOCO | VACAR | SOCO | Internal | Winter | B20 | 935 | 3000 | 0 | 60.57 | 62.04 | 7 | 0
2020 | ENT_2_SOCO | ENT | SOCO | Internal | Shoulder | B11 | 25 | 2000 | 3722.41 | 86.43 | 101.28 | 8 | 6.85
2020 | ENT_2_SOCO | ENT | SOCO | Internal | Shoulder | B12 | 200 | 2000 | 748.14 | 68.19 | 76.19 | 8 | 0
2020 | ENT_2_SOCO | ENT | SOCO | Internal | Shoulder | B13 | 600 | 2000 | 0 | 67.69 | 69.75 | 8 | 0
2020 | ENT_2_SOCO | ENT | SOCO | Internal | Shoulder | B14 | 900 | 2000 | 0 | 65.43 | 69.75 | 8 | 0
2020 | ENT_2_SOCO | ENT | SOCO | Internal | Shoulder | B15 | 1203 | 2000 | 0 | 61.18 | 67.3 | 8 | 0
2020 | ENT_2_SOCO | ENT | SOCO | Internal | Summer | B1 | 10 | 2000 | 5194.19 | 105.04 | 119.89 | 8 | 6.85
2020 | ENT_2_SOCO | ENT | SOCO | Internal | Summer | B2 | 25 | 2000 | 1572.98 | 105.82 | 113.82 | 8 | 0
2020 | ENT_2_SOCO | ENT | SOCO | Internal | Summer | B3 | 75 | 2000 | 773.68 | 104 | 112 | 8 | 0
2020 | ENT_2_SOCO | ENT | SOCO | Internal | Summer | B4 | 100 | 2000 | 996.38 | 104 | 112 | 8 | 0
2020 | ENT_2_SOCO | ENT | SOCO | Internal | Summer | B5 | 200 | 2000 | 1948.92 | 101.79 | 109.79 | 8 | 0
2020 | ENT_2_SOCO | ENT | SOCO | Internal | Summer | B6 | 300 | 2000 | 2000 | 89.17 | 103.32 | 8 | 6.15
2020 | ENT_2_SOCO | ENT | SOCO | Internal | Summer | B7 | 400 | 2000 | 2193.66 | 74.76 | 89.61 | 8 | 6.85
2020 | ENT_2_SOCO | ENT | SOCO | Internal | Summer | B8 | 500 | 2000 | 2000 | 68.72 | 79.75 | 8 | 3.03
2020 | ENT_2_SOCO | ENT | SOCO | Internal | Summer | B9 | 800 | 2000 | 0 | 66.82 | 68.43 | 8 | 0
2020 | ENT_2_SOCO | ENT | SOCO | Internal | Summer | B10 | 1262 | 2000 | 0 | 64.11 | 66.03 | 8 | 0
2020 | ENT_2_SOCO | ENT | SOCO | Internal | Winter | B16 | 25 | 2000 | 7076.23 | 84.51 | 99.36 | 8 | 6.85
2020 | ENT_2_SOCO | ENT | SOCO | Internal | Winter | B17 | 100 | 2000 | 2000 | 70.92 | 81.05 | 8 | 2.14
2020 | ENT_2_SOCO | ENT | SOCO | Internal | Winter | B18 | 400 | 2000 | 0 | 70.4 | 72.45 | 8 | 0
2020 | ENT_2_SOCO | ENT | SOCO | Internal | Winter | B19 | 700 | 2000 | 0 | 68.04 | 72.45 | 8 | 0
2020 | ENT_2_SOCO | ENT | SOCO | Internal | Winter | B20 | 935 | 2000 | 0 | 64.93 | 69.91 | 8 | 0
2020 | ENT_2_TVA_Transmission | ENT | TVA_Transmission | Internal | Shoulder | B11 | 25 | 2100 | 0 | 86.43 | 91.55 | 8 | 0
2020 | ENT_2_TVA_Transmission | ENT | TVA_Transmission | Internal | Shoulder | B12 | 200 | 2100 | 0 | 68.19 | 74.44 | 8 | 0
2020 | ENT_2_TVA_Transmission | ENT | TVA_Transmission | Internal | Shoulder | B13 | 600 | 2100 | 0 | 67.69 | 72.13 | 8 | 0
2020 | ENT_2_TVA_Transmission | ENT | TVA_Transmission | Internal | Shoulder | B14 | 900 | 2100 | 0 | 65.43 | 70.82 | 8 | 0
2020 | ENT_2_TVA_Transmission | ENT | TVA_Transmission | Internal | Shoulder | B15 | 1203 | 2100 | 0 | 61.18 | 68.37 | 8 | 0
2020 | ENT_2_TVA_Transmission | ENT | TVA_Transmission | Internal | Summer | B1 | 10 | 2100 | 5970.71 | 105.04 | 115 | 8 | 1.96
2020 | ENT_2_TVA_Transmission | ENT | TVA_Transmission | Internal | Summer | B2 | 25 | 2100 | 1426.5 | 105.82 | 113.82 | 8 | 0
2020 | ENT_2_TVA_Transmission | ENT | TVA_Transmission | Internal | Summer | B3 | 75 | 2100 | 0 | 104 | 109.44 | 8 | 0
2020 | ENT_2_TVA_Transmission | ENT | TVA_Transmission | Internal | Summer | B4 | 100 | 2100 | 0 | 104 | 107.78 | 8 | 0
2020 | ENT_2_TVA_Transmission | ENT | TVA_Transmission | Internal | Summer | B5 | 200 | 2100 | 0 | 101.79 | 105.74 | 8 | 0
2020 | ENT_2_TVA_Transmission | ENT | TVA_Transmission | Internal | Summer | B6 | 300 | 2100 | 0 | 89.17 | 91.39 | 8 | 0
2020 | ENT_2_TVA_Transmission | ENT | TVA_Transmission | Internal | Summer | B7 | 400 | 2100 | 0 | 74.76 | 77.67 | 8 | 0
2020 | ENT_2_TVA_Transmission | ENT | TVA_Transmission | Internal | Summer | B8 | 500 | 2100 | 0 | 68.72 | 70.75 | 8 | 0
2020 | ENT_2_TVA_Transmission | ENT | TVA_Transmission | Internal | Summer | B9 | 800 | 2100 | 0 | 66.82 | 68.45 | 8 | 0
2020 | ENT_2_TVA_Transmission | ENT | TVA_Transmission | Internal | Summer | B10 | 1262 | 2100 | 0 | 64.11 | 65.95 | 8 | 0
2020 | ENT_2_TVA_Transmission | ENT | TVA_Transmission | Internal | Winter | B16 | 25 | 2100 | 2100 | 84.51 | 93.37 | 8 | 0.86
2020 | ENT_2_TVA_Transmission | ENT | TVA_Transmission | Internal | Winter | B17 | 100 | 2100 | 900 | 70.92 | 78.92 | 8 | 0
2020 | ENT_2_TVA_Transmission | ENT | TVA_Transmission | Internal | Winter | B18 | 400 | 2100 | 0 | 70.4 | 75.02 | 8 | 0
2020 | ENT_2_TVA_Transmission | ENT | TVA_Transmission | Internal | Winter | B19 | 700 | 2100 | 0 | 68.04 | 73.49 | 8 | 0
2020 | ENT_2_TVA_Transmission | ENT | TVA_Transmission | Internal | Winter | B20 | 935 | 2100 | 0 | 64.93 | 70.25 | 8 | 0
2020 | FRCC_2_SOCO | FRCC | SOCO | Internal | Shoulder | B11 | 25 | 900 | 0 | 111.29 | 101.28 | 8 | 0
2020 | FRCC_2_SOCO | FRCC | SOCO | Internal | Shoulder | B12 | 200 | 900 | 0 | 86 | 76.19 | 8 | 0
2020 | FRCC_2_SOCO | FRCC | SOCO | Internal | Shoulder | B13 | 600 | 900 | 0 | 75.38 | 69.75 | 8 | 0
2020 | FRCC_2_SOCO | FRCC | SOCO | Internal | Shoulder | B14 | 900 | 900 | 0 | 72.23 | 69.75 | 8 | 0
2020 | FRCC_2_SOCO | FRCC | SOCO | Internal | Shoulder | B15 | 1203 | 900 | 0 | 72.23 | 67.3 | 8 | 0
2020 | FRCC_2_SOCO | FRCC | SOCO | Internal | Summer | B1 | 10 | 900 | 0 | 129.89 | 119.89 | 8 | 0
2020 | FRCC_2_SOCO | FRCC | SOCO | Internal | Summer | B2 | 25 | 900 | 0 | 116.44 | 113.82 | 8 | 0
2020 | FRCC_2_SOCO | FRCC | SOCO | Internal | Summer | B3 | 75 | 900 | 0 | 116.44 | 112 | 8 | 0
2020 | FRCC_2_SOCO | FRCC | SOCO | Internal | Summer | B4 | 100 | 900 | 0 | 116.44 | 112 | 8 | 0
2020 | FRCC_2_SOCO | FRCC | SOCO | Internal | Summer | B5 | 200 | 900 | 0 | 116.44 | 109.79 | 8 | 0
2020 | FRCC_2_SOCO | FRCC | SOCO | Internal | Summer | B6 | 300 | 900 | 0 | 113.32 | 103.32 | 8 | 0
2020 | FRCC_2_SOCO | FRCC | SOCO | Internal | Summer | B7 | 400 | 900 | 0 | 99.61 | 89.61 | 8 | 0
2020 | FRCC_2_SOCO | FRCC | SOCO | Internal | Summer | B8 | 500 | 900 | 0 | 82.35 | 79.75 | 8 | 0
2020 | FRCC_2_SOCO | FRCC | SOCO | Internal | Summer | B9 | 800 | 900 | 0 | 74.61 | 68.43 | 8 | 0
2020 | FRCC_2_SOCO | FRCC | SOCO | Internal | Summer | B10 | 1262 | 900 | 0 | 71.5 | 66.03 | 8 | 0
2020 | FRCC_2_SOCO | FRCC | SOCO | Internal | Winter | B16 | 25 | 900 | 0 | 109.36 | 99.36 | 8 | 0
2020 | FRCC_2_SOCO | FRCC | SOCO | Internal | Winter | B17 | 100 | 900 | 0 | 88.67 | 81.05 | 8 | 0
2020 | FRCC_2_SOCO | FRCC | SOCO | Internal | Winter | B18 | 400 | 900 | 0 | 77.71 | 72.45 | 8 | 0
2020 | FRCC_2_SOCO | FRCC | SOCO | Internal | Winter | B19 | 700 | 900 | 0 | 74.46 | 72.45 | 8 | 0
2020 | FRCC_2_SOCO | FRCC | SOCO | Internal | Winter | B20 | 935 | 900 | 0 | 74.46 | 69.91 | 8 | 0
2020 | HQ_NEISO_2_NEISO | HQ_NEISO | NEISO | Internal | Shoulder | B11 | 25 | 99999 | 2920 | 66.94 | 66.95 | 0.01 | 0
2020 | HQ_NEISO_2_NEISO | HQ_NEISO | NEISO | Internal | Shoulder | B12 | 200 | 99999 | 2920 | 61.43 | 61.44 | 0.01 | 0
2020 | HQ_NEISO_2_NEISO | HQ_NEISO | NEISO | Internal | Shoulder | B13 | 600 | 99999 | 2920 | 61.43 | 61.44 | 0.01 | 0
2020 | HQ_NEISO_2_NEISO | HQ_NEISO | NEISO | Internal | Shoulder | B14 | 900 | 99999 | 2920 | 61.43 | 61.44 | 0.01 | 0
2020 | HQ_NEISO_2_NEISO | HQ_NEISO | NEISO | Internal | Shoulder | B15 | 1203 | 99999 | 1143.24 | 61.43 | 61.44 | 0.01 | 0
2020 | HQ_NEISO_2_NEISO | HQ_NEISO | NEISO | Internal | Summer | B1 | 10 | 99999 | 2920.1 | 127.74 | 127.75 | 0.01 | 0
2020 | HQ_NEISO_2_NEISO | HQ_NEISO | NEISO | Internal | Summer | B2 | 25 | 99999 | 2920.1 | 112.98 | 113 | 0.01 | 0
2020 | HQ_NEISO_2_NEISO | HQ_NEISO | NEISO | Internal | Summer | B3 | 75 | 99999 | 2920.1 | 88.24 | 88.25 | 0.01 | 0
2020 | HQ_NEISO_2_NEISO | HQ_NEISO | NEISO | Internal | Summer | B4 | 100 | 99999 | 2920 | 82.43 | 82.44 | 0.01 | 0
2020 | HQ_NEISO_2_NEISO | HQ_NEISO | NEISO | Internal | Summer | B5 | 200 | 99999 | 2920 | 81.13 | 81.14 | 0.01 | 0
2020 | HQ_NEISO_2_NEISO | HQ_NEISO | NEISO | Internal | Summer | B6 | 300 | 99999 | 2920 | 66.79 | 66.8 | 0.01 | 0
2020 | HQ_NEISO_2_NEISO | HQ_NEISO | NEISO | Internal | Summer | B7 | 400 | 99999 | 2920 | 58.54 | 58.56 | 0.01 | 0
2020 | HQ_NEISO_2_NEISO | HQ_NEISO | NEISO | Internal | Summer | B8 | 500 | 99999 | 2920 | 58.54 | 58.56 | 0.01 | 0
2020 | HQ_NEISO_2_NEISO | HQ_NEISO | NEISO | Internal | Summer | B9 | 800 | 99999 | 2920 | 58.54 | 58.56 | 0.01 | 0
2020 | HQ_NEISO_2_NEISO | HQ_NEISO | NEISO | Internal | Summer | B10 | 1262 | 99999 | 795.94 | 58.54 | 58.56 | 0.01 | 0
2020 | HQ_NEISO_2_NEISO | HQ_NEISO | NEISO | Internal | Winter | B16 | 25 | 99999 | 2920 | 70.35 | 70.37 | 0.01 | 0
2020 | HQ_NEISO_2_NEISO | HQ_NEISO | NEISO | Internal | Winter | B17 | 100 | 99999 | 2920 | 70.09 | 70.1 | 0.01 | 0
2020 | HQ_NEISO_2_NEISO | HQ_NEISO | NEISO | Internal | Winter | B18 | 400 | 99999 | 2920 | 69.33 | 69.34 | 0.01 | 0
2020 | HQ_NEISO_2_NEISO | HQ_NEISO | NEISO | Internal | Winter | B19 | 700 | 99999 | 2920 | 69.33 | 69.34 | 0.01 | 0
2020 | HQ_NEISO_2_NEISO | HQ_NEISO | NEISO | Internal | Winter | B20 | 935 | 99999 | 1233.58 | 69.33 | 69.34 | 0.01 | 0
2020 | HQ_NY_2_NYISO_A-F | HQ_NY | NYISO_A-F | Internal | Shoulder | B11 | 25 | 99999 | 1000 | 70.79 | 70.81 | 0.01 | 0
2020 | HQ_NY_2_NYISO_A-F | HQ_NY | NYISO_A-F | Internal | Shoulder | B12 | 200 | 99999 | 1000 | 63.94 | 63.95 | 0.01 | 0
2020 | HQ_NY_2_NYISO_A-F | HQ_NY | NYISO_A-F | Internal | Shoulder | B13 | 600 | 99999 | 1000 | 61.57 | 61.59 | 0.01 | 0
2020 | HQ_NY_2_NYISO_A-F | HQ_NY | NYISO_A-F | Internal | Shoulder | B14 | 900 | 99999 | 1000 | 61.57 | 61.59 | 0.01 | 0
2020 | HQ_NY_2_NYISO_A-F | HQ_NY | NYISO_A-F | Internal | Shoulder | B15 | 1203 | 99999 | 188.69 | 61.57 | 61.59 | 0.01 | 0
2020 | HQ_NY_2_NYISO_A-F | HQ_NY | NYISO_A-F | Internal | Summer | B1 | 10 | 99999 | 1000.1 | 124.74 | 124.75 | 0.01 | 0
2020 | HQ_NY_2_NYISO_A-F | HQ_NY | NYISO_A-F | Internal | Summer | B2 | 25 | 99999 | 1000.1 | 111.05 | 111.06 | 0.01 | 0
2020 | HQ_NY_2_NYISO_A-F | HQ_NY | NYISO_A-F | Internal | Summer | B3 | 75 | 99999 | 1000.1 | 91.24 | 91.25 | 0.01 | 0
2020 | HQ_NY_2_NYISO_A-F | HQ_NY | NYISO_A-F | Internal | Summer | B4 | 100 | 99999 | 1000.1 | 84.48 | 84.49 | 0.01 | 0
2020 | HQ_NY_2_NYISO_A-F | HQ_NY | NYISO_A-F | Internal | Summer | B5 | 200 | 99999 | 1000 | 83.18 | 83.19 | 0.01 | 0
2020 | HQ_NY_2_NYISO_A-F | HQ_NY | NYISO_A-F | Internal | Summer | B6 | 300 | 99999 | 1000 | 69.79 | 69.8 | 0.01 | 0
2020 | HQ_NY_2_NYISO_A-F | HQ_NY | NYISO_A-F | Internal | Summer | B7 | 400 | 99999 | 1000 | 62.4 | 62.41 | 0.01 | 0
2020 | HQ_NY_2_NYISO_A-F | HQ_NY | NYISO_A-F | Internal | Summer | B8 | 500 | 99999 | 1000 | 59.7 | 59.71 | 0.01 | 0
2020 | HQ_NY_2_NYISO_A-F | HQ_NY | NYISO_A-F | Internal | Summer | B9 | 800 | 99999 | 1000 | 59.7 | 59.71 | 0.01 | 0
2020 | HQ_NY_2_NYISO_A-F | HQ_NY | NYISO_A-F | Internal | Summer | B10 | 1262 | 99999 | 30.11 | 59.7 | 59.71 | 0.01 | 0
2020 | HQ_NY_2_NYISO_A-F | HQ_NY | NYISO_A-F | Internal | Winter | B16 | 25 | 99999 | 1000 | 72.87 | 72.88 | 0.01 | 0
2020 | HQ_NY_2_NYISO_A-F | HQ_NY | NYISO_A-F | Internal | Winter | B17 | 100 | 99999 | 1000 | 67.09 | 67.1 | 0.01 | 0
2020 | HQ_NY_2_NYISO_A-F | HQ_NY | NYISO_A-F | Internal | Winter | B18 | 400 | 99999 | 1000 | 66.33 | 66.34 | 0.01 | 0
2020 | HQ_NY_2_NYISO_A-F | HQ_NY | NYISO_A-F | Internal | Winter | B19 | 700 | 99999 | 1000 | 66.33 | 66.34 | 0.01 | 0
2020 | HQ_NY_2_NYISO_A-F | HQ_NY | NYISO_A-F | Internal | Winter | B20 | 935 | 99999 | 229.95 | 66.33 | 66.34 | 0.01 | 0
2020 | HQ_IESO_2_IESO | HQ_IESO | IESO | Internal | Shoulder | B11 | 25 | 99999 | 400 | 67.82 | 67.83 | 0.01 | 0
2020 | HQ_IESO_2_IESO | HQ_IESO | IESO | Internal | Shoulder | B12 | 200 | 99999 | 400 | 55.68 | 55.69 | 0.01 | 0
2020 | HQ_IESO_2_IESO | HQ_IESO | IESO | Internal | Shoulder | B13 | 600 | 99999 | 400 | 53.42 | 53.43 | 0.01 | 0
2020 | HQ_IESO_2_IESO | HQ_IESO | IESO | Internal | Shoulder | B14 | 900 | 99999 | 400 | 53.42 | 53.43 | 0.01 | 0
2020 | HQ_IESO_2_IESO | HQ_IESO | IESO | Internal | Shoulder | B15 | 1203 | 99999 | 75.48 | 53.42 | 53.43 | 0.01 | 0
2020 | HQ_IESO_2_IESO | HQ_IESO | IESO | Internal | Summer | B1 | 10 | 99999 | 400.1 | 112.07 | 112.08 | 0.01 | 0
2020 | HQ_IESO_2_IESO | HQ_IESO | IESO | Internal | Summer | B2 | 25 | 99999 | 400.1 | 98.38 | 98.39 | 0.01 | 0
2020 | HQ_IESO_2_IESO | HQ_IESO | IESO | Internal | Summer | B3 | 75 | 99999 | 400.1 | 85.71 | 85.72 | 0.01 | 0
2020 | HQ_IESO_2_IESO | HQ_IESO | IESO | Internal | Summer | B4 | 100 | 99999 | 400 | 84.05 | 84.07 | 0.01 | 0
2020 | HQ_IESO_2_IESO | HQ_IESO | IESO | Internal | Summer | B5 | 200 | 99999 | 400 | 82.02 | 82.03 | 0.01 | 0
2020 | HQ_IESO_2_IESO | HQ_IESO | IESO | Internal | Summer | B6 | 300 | 99999 | 400 | 67.66 | 67.68 | 0.01 | 0
2020 | HQ_IESO_2_IESO | HQ_IESO | IESO | Internal | Summer | B7 | 400 | 99999 | 400 | 53.95 | 53.97 | 0.01 | 0
2020 | HQ_IESO_2_IESO | HQ_IESO | IESO | Internal | Summer | B8 | 500 | 99999 | 400 | 47.03 | 47.04 | 0.01 | 0
2020 | HQ_IESO_2_IESO | HQ_IESO | IESO | Internal | Summer | B9 | 800 | 99999 | 400 | 47.03 | 47.04 | 0.01 | 0
2020 | HQ_IESO_2_IESO | HQ_IESO | IESO | Internal | Summer | B10 | 1262 | 99999 | 12.04 | 47.03 | 47.04 | 0.01 | 0
2020 | HQ_IESO_2_IESO | HQ_IESO | IESO | Internal | Winter | B16 | 25 | 99999 | 400 | 69.68 | 69.69 | 0.01 | 0
2020 | HQ_IESO_2_IESO | HQ_IESO | IESO | Internal | Winter | B17 | 100 | 99999 | 400 | 58.86 | 58.87 | 0.01 | 0
2020 | HQ_IESO_2_IESO | HQ_IESO | IESO | Internal | Winter | B18 | 400 | 99999 | 400 | 54.62 | 54.63 | 0.01 | 0
2020 | HQ_IESO_2_IESO | HQ_IESO | IESO | Internal | Winter | B19 | 700 | 99999 | 400 | 54.62 | 54.63 | 0.01 | 0
2020 | HQ_IESO_2_IESO | HQ_IESO | IESO | Internal | Winter | B20 | 935 | 99999 | 91.98 | 54.62 | 54.63 | 0.01 | 0
2020 | IESO_2_MAPP_CA | IESO | MAPP_CA | Internal | Shoulder | B11 | 25 | 262 | 262 | 67.83 | 80.03 | 7 | 5.2
2020 | IESO_2_MAPP_CA | IESO | MAPP_CA | Internal | Shoulder | B12 | 200 | 262 | 262 | 55.69 | 71.34 | 7 | 8.65
2020 | IESO_2_MAPP_CA | IESO | MAPP_CA | Internal | Shoulder | B13 | 600 | 262 | 262 | 53.43 | 67.24 | 7 | 6.81
2020 | IESO_2_MAPP_CA | IESO | MAPP_CA | Internal | Shoulder | B14 | 900 | 262 | 262 | 53.43 | 62.44 | 7 | 2.01
2020 | IESO_2_MAPP_CA | IESO | MAPP_CA | Internal | Shoulder | B15 | 1203 | 262 | 262 | 53.43 | 62.44 | 7 | 2.01
2020 | IESO_2_MAPP_CA | IESO | MAPP_CA | Internal | Summer | B1 | 10 | 262 | 0 | 112.08 | 104.08 | 7 | 0
2020 | IESO_2_MAPP_CA | IESO | MAPP_CA | Internal | Summer | B2 | 25 | 262 | 32.95 | 98.39 | 105.39 | 7 | 0
2020 | IESO_2_MAPP_CA | IESO | MAPP_CA | Internal | Summer | B3 | 75 | 262 | 262 | 85.72 | 98.26 | 7 | 5.55
2020 | IESO_2_MAPP_CA | IESO | MAPP_CA | Internal | Summer | B4 | 100 | 262 | 262 | 84.07 | 96.27 | 7 | 5.2
2020 | IESO_2_MAPP_CA | IESO | MAPP_CA | Internal | Summer | B5 | 200 | 262 | 262 | 82.03 | 94.24 | 7 | 5.2
2020 | IESO_2_MAPP_CA | IESO | MAPP_CA | Internal | Summer | B6 | 300 | 262 | 262 | 67.68 | 83.37 | 7 | 8.69
2020 | IESO_2_MAPP_CA | IESO | MAPP_CA | Internal | Summer | B7 | 400 | 262 | 262 | 53.97 | 66.16 | 7 | 5.19
2020 | IESO_2_MAPP_CA | IESO | MAPP_CA | Internal | Summer | B8 | 500 | 262 | 262 | 47.04 | 60.84 | 7 | 6.8
2020 | IESO_2_MAPP_CA | IESO | MAPP_CA | Internal | Summer | B9 | 800 | 262 | 262 | 47.04 | 60.84 | 7 | 6.8
2020 | IESO_2_MAPP_CA | IESO | MAPP_CA | Internal | Summer | B10 | 1262 | 262 | 262 | 47.04 | 60.84 | 7 | 6.8
2020 | IESO_2_MAPP_CA | IESO | MAPP_CA | Internal | Winter | B16 | 25 | 262 | 262 | 69.69 | 81.83 | 7 | 5.14
2020 | IESO_2_MAPP_CA | IESO | MAPP_CA | Internal | Winter | B17 | 100 | 262 | 262 | 58.87 | 74.5 | 7 | 8.62
2020 | IESO_2_MAPP_CA | IESO | MAPP_CA | Internal | Winter | B18 | 400 | 262 | 262 | 54.63 | 70.29 | 7 | 8.66
2020 | IESO_2_MAPP_CA | IESO | MAPP_CA | Internal | Winter | B19 | 700 | 262 | 262 | 54.63 | 67.16 | 7 | 5.53
2020 | IESO_2_MAPP_CA | IESO | MAPP_CA | Internal | Winter | B20 | 935 | 262 | 262 | 54.63 | 64.16 | 7 | 2.53
2020 | IESO_2_MISO_MI | IESO | MISO_MI | Internal | Shoulder | B11 | 25 | 1840 | 5222.53 | 67.83 | 83.51 | 7 | 8.68
2020 | IESO_2_MISO_MI | IESO | MISO_MI | Internal | Shoulder | B12 | 200 | 1840 | 3347.77 | 55.69 | 71.38 | 7 | 8.68
2020 | IESO_2_MISO_MI | IESO | MISO_MI | Internal | Shoulder | B13 | 600 | 1840 | 1840 | 53.43 | 67.29 | 7 | 6.86
2020 | IESO_2_MISO_MI | IESO | MISO_MI | Internal | Shoulder | B14 | 900 | 1840 | 1840 | 53.43 | 64.18 | 7 | 3.75
2020 | IESO_2_MISO_MI | IESO | MISO_MI | Internal | Shoulder | B15 | 1203 | 1840 | 1840 | 53.43 | 60.56 | 7 | 0.12
2020 | IESO_2_MISO_MI | IESO | MISO_MI | Internal | Summer | B1 | 10 | 1840 | 0 | 112.08 | 107.04 | 7 | 0
2020 | IESO_2_MISO_MI | IESO | MISO_MI | Internal | Summer | B2 | 25 | 1840 | 1496.89 | 98.39 | 105.39 | 7 | 0
2020 | IESO_2_MISO_MI | IESO | MISO_MI | Internal | Summer | B3 | 75 | 1840 | 3995.93 | 85.72 | 101.4 | 7 | 8.68
2020 | IESO_2_MISO_MI | IESO | MISO_MI | Internal | Summer | B4 | 100 | 1840 | 4775.84 | 84.07 | 99.75 | 7 | 8.68
2020 | IESO_2_MISO_MI | IESO | MISO_MI | Internal | Summer | B5 | 200 | 1840 | 5388.15 | 82.03 | 97.72 | 7 | 8.68
2020 | IESO_2_MISO_MI | IESO | MISO_MI | Internal | Summer | B6 | 300 | 1840 | 5728.76 | 67.68 | 83.36 | 7 | 8.68
2020 | IESO_2_MISO_MI | IESO | MISO_MI | Internal | Summer | B7 | 400 | 1840 | 4544.76 | 53.97 | 69.65 | 7 | 8.68
2020 | IESO_2_MISO_MI | IESO | MISO_MI | Internal | Summer | B8 | 500 | 1840 | 4975.78 | 47.04 | 62.72 | 7 | 8.68
2020 | IESO_2_MISO_MI | IESO | MISO_MI | Internal | Summer | B9 | 800 | 1840 | 1840 | 47.04 | 61.43 | 7 | 7.39
2020 | IESO_2_MISO_MI | IESO | MISO_MI | Internal | Summer | B10 | 1262 | 1840 | 1840 | 47.04 | 60.74 | 7 | 6.7
2020 | IESO_2_MISO_MI | IESO | MISO_MI | Internal | Winter | B16 | 25 | 1840 | 4773.29 | 69.69 | 85.37 | 7 | 8.68
2020 | IESO_2_MISO_MI | IESO | MISO_MI | Internal | Winter | B17 | 100 | 1840 | 3476.49 | 58.87 | 74.55 | 7 | 8.68
2020 | IESO_2_MISO_MI | IESO | MISO_MI | Internal | Winter | B18 | 400 | 1840 | 3447.48 | 54.63 | 70.32 | 7 | 8.68
2020 | IESO_2_MISO_MI | IESO | MISO_MI | Internal | Winter | B19 | 700 | 1840 | 1840 | 54.63 | 67.18 | 7 | 5.55
2020 | IESO_2_MISO_MI | IESO | MISO_MI | Internal | Winter | B20 | 935 | 1840 | 1840 | 54.63 | 62.25 | 7 | 0.61
2020 | IESO_2_MISO_W | IESO | MISO_W | Internal | Shoulder | B11 | 25 | 140 | 140 | 67.83 | 83.53 | 7 | 8.71
2020 | IESO_2_MISO_W | IESO | MISO_W | Internal | Shoulder | B12 | 200 | 140 | 140 | 55.69 | 71.35 | 7 | 8.66
2020 | IESO_2_MISO_W | IESO | MISO_W | Internal | Shoulder | B13 | 600 | 140 | 140 | 53.43 | 67.25 | 7 | 6.82
2020 | IESO_2_MISO_W | IESO | MISO_W | Internal | Shoulder | B14 | 900 | 140 | 140 | 53.43 | 64.14 | 7 | 3.71
2020 | IESO_2_MISO_W | IESO | MISO_W | Internal | Shoulder | B15 | 1203 | 140 | 140 | 53.43 | 60.52 | 7 | 0.09
2020 | IESO_2_MISO_W | IESO | MISO_W | Internal | Summer | B1 | 10 | 140 | 0 | 112.08 | 106.97 | 7 | 0
2020 | IESO_2_MISO_W | IESO | MISO_W | Internal | Summer | B2 | 25 | 140 | 140 | 98.39 | 105.41 | 7 | 0.02
2020 | IESO_2_MISO_W | IESO | MISO_W | Internal | Summer | B3 | 75 | 140 | 140 | 85.72 | 101.77 | 7 | 9.05
2020 | IESO_2_MISO_W | IESO | MISO_W | Internal | Summer | B4 | 100 | 140 | 140 | 84.07 | 99.77 | 7 | 8.71
2020 | IESO_2_MISO_W | IESO | MISO_W | Internal | Summer | B5 | 200 | 140 | 140 | 82.03 | 97.74 | 7 | 8.71
2020 | IESO_2_MISO_W | IESO | MISO_W | Internal | Summer | B6 | 300 | 140 | 140 | 67.68 | 83.38 | 7 | 8.71
2020 | IESO_2_MISO_W | IESO | MISO_W | Internal | Summer | B7 | 400 | 140 | 140 | 53.97 | 69.66 | 7 | 8.69
2020 | IESO_2_MISO_W | IESO | MISO_W | Internal | Summer | B8 | 500 | 140 | 140 | 47.04 | 62.73 | 7 | 8.69
2020 | IESO_2_MISO_W | IESO | MISO_W | Internal | Summer | B9 | 800 | 140 | 140 | 47.04 | 61.46 | 7 | 7.42
2020 | IESO_2_MISO_W | IESO | MISO_W | Internal | Summer | B10 | 1262 | 140 | 140 | 47.04 | 60.73 | 7 | 6.69
2020 | IESO_2_MISO_W | IESO | MISO_W | Internal | Winter | B16 | 25 | 140 | 140 | 69.69 | 85.34 | 7 | 8.65
2020 | IESO_2_MISO_W | IESO | MISO_W | Internal | Winter | B17 | 100 | 140 | 140 | 58.87 | 74.51 | 7 | 8.64
2020 | IESO_2_MISO_W | IESO | MISO_W | Internal | Winter | B18 | 400 | 140 | 140 | 54.63 | 70.3 | 7 | 8.67
2020 | IESO_2_MISO_W | IESO | MISO_W | Internal | Winter | B19 | 700 | 140 | 140 | 54.63 | 67.17 | 7 | 5.54
2020 | IESO_2_MISO_W | IESO | MISO_W | Internal | Winter | B20 | 935 | 140 | 140 | 54.63 | 62.25 | 7 | 0.61
2020 | IESO_2_NYISO_A-F | IESO | NYISO_A-F | Internal | Shoulder | B11 | 25 | 1725 | 0 | 67.83 | 70.81 | 7 | 0
2020 | IESO_2_NYISO_A-F | IESO | NYISO_A-F | Internal | Shoulder | B12 | 200 | 1725 | 1725 | 55.69 | 63.95 | 7 | 1.26
2020 | IESO_2_NYISO_A-F | IESO | NYISO_A-F | Internal | Shoulder | B13 | 600 | 1725 | 1725 | 53.43 | 61.59 | 7 | 1.15
2020 | IESO_2_NYISO_A-F | IESO | NYISO_A-F | Internal | Shoulder | B14 | 900 | 1725 | 1725 | 53.43 | 61.59 | 7 | 1.15
2020 | IESO_2_NYISO_A-F | IESO | NYISO_A-F | Internal | Shoulder | B15 | 1203 | 1725 | 1725 | 53.43 | 61.59 | 7 | 1.15
2020 | IESO_2_NYISO_A-F | IESO | NYISO_A-F | Internal | Summer | B1 | 10 | 1725 | 4202.19 | 112.08 | 124.75 | 7 | 5.67
2020 | IESO_2_NYISO_A-F | IESO | NYISO_A-F | Internal | Summer | B2 | 25 | 1725 | 2910.25 | 98.39 | 111.06 | 7 | 5.67
2020 | IESO_2_NYISO_A-F | IESO | NYISO_A-F | Internal | Summer | B3 | 75 | 1725 | 0 | 85.72 | 91.25 | 7 | 0
2020 | IESO_2_NYISO_A-F | IESO | NYISO_A-F | Internal | Summer | B4 | 100 | 1725 | 0 | 84.07 | 84.49 | 7 | 0
2020 | IESO_2_NYISO_A-F | IESO | NYISO_A-F | Internal | Summer | B5 | 200 | 1725 | 0 | 82.03 | 83.19 | 7 | 0
2020 | IESO_2_NYISO_A-F | IESO | NYISO_A-F | Internal | Summer | B6 | 300 | 1725 | 0 | 67.68 | 69.8 | 7 | 0
2020 | IESO_2_NYISO_A-F | IESO | NYISO_A-F | Internal | Summer | B7 | 400 | 1725 | 1725 | 53.97 | 62.41 | 7 | 1.44
2020 | IESO_2_NYISO_A-F | IESO | NYISO_A-F | Internal | Summer | B8 | 500 | 1725 | 1788.23 | 47.04 | 59.71 | 7 | 5.67
2020 | IESO_2_NYISO_A-F | IESO | NYISO_A-F | Internal | Summer | B9 | 800 | 1725 | 2069.1 | 47.04 | 59.71 | 7 | 5.67
2020 | IESO_2_NYISO_A-F | IESO | NYISO_A-F | Internal | Summer | B10 | 1262 | 1725 | 1922.72 | 47.04 | 59.71 | 7 | 5.67
2020 | IESO_2_NYISO_A-F | IESO | NYISO_A-F | Internal | Winter | B16 | 25 | 1725 | 0 | 69.69 | 72.88 | 7 | 0
2020 | IESO_2_NYISO_A-F | IESO | NYISO_A-F | Internal | Winter | B17 | 100 | 1725 | 1725 | 58.87 | 67.1 | 7 | 1.23
2020 | IESO_2_NYISO_A-F | IESO | NYISO_A-F | Internal | Winter | B18 | 400 | 1725 | 1725 | 54.63 | 66.34 | 7 | 4.71
2020 | IESO_2_NYISO_A-F | IESO | NYISO_A-F | Internal | Winter | B19 | 700 | 1725 | 1725 | 54.63 | 66.34 | 7 | 4.71
2020 | IESO_2_NYISO_A-F | IESO | NYISO_A-F | Internal | Winter | B20 | 935 | 1725 | 1725 | 54.63 | 66.34 | 7 | 4.71
2020 | MAPP_CA_2_IESO | MAPP_CA | IESO | Internal | Shoulder | B11 | 25 | 330 | 0 | 80.03 | 67.83 | 8 | 0
2020 | MAPP_CA_2_IESO | MAPP_CA | IESO | Internal | Shoulder | B12 | 200 | 330 | 0 | 71.34 | 55.69 | 8 | 0
2020 | MAPP_CA_2_IESO | MAPP_CA | IESO | Internal | Shoulder | B13 | 600 | 330 | 0 | 67.24 | 53.43 | 8 | 0
2020 | MAPP_CA_2_IESO | MAPP_CA | IESO | Internal | Shoulder | B14 | 900 | 330 | 0 | 62.44 | 53.43 | 8 | 0
2020 | MAPP_CA_2_IESO | MAPP_CA | IESO | Internal | Shoulder | B15 | 1203 | 330 | 0 | 62.44 | 53.43 | 8 | 0
2020 | MAPP_CA_2_IESO | MAPP_CA | IESO | Internal | Summer | B1 | 10 | 330 | 66.72 | 104.08 | 112.08 | 8 | 0
2020 | MAPP_CA_2_IESO | MAPP_CA | IESO | Internal | Summer | B2 | 25 | 330 | 0 | 105.39 | 98.39 | 8 | 0
2020 | MAPP_CA_2_IESO | MAPP_CA | IESO | Internal | Summer | B3 | 75 | 330 | 0 | 98.26 | 85.72 | 8 | 0
2020 | MAPP_CA_2_IESO | MAPP_CA | IESO | Internal | Summer | B4 | 100 | 330 | 0 | 96.27 | 84.07 | 8 | 0
2020 | MAPP_CA_2_IESO | MAPP_CA | IESO | Internal | Summer | B5 | 200 | 330 | 0 | 94.24 | 82.03 | 8 | 0
2020 | MAPP_CA_2_IESO | MAPP_CA | IESO | Internal | Summer | B6 | 300 | 330 | 0 | 83.37 | 67.68 | 8 | 0
2020 | MAPP_CA_2_IESO | MAPP_CA | IESO | Internal | Summer | B7 | 400 | 330 | 0 | 66.16 | 53.97 | 8 | 0
2020 | MAPP_CA_2_IESO | MAPP_CA | IESO | Internal | Summer | B8 | 500 | 330 | 0 | 60.84 | 47.04 | 8 | 0
2020 | MAPP_CA_2_IESO | MAPP_CA | IESO | Internal | Summer | B9 | 800 | 330 | 0 | 60.84 | 47.04 | 8 | 0
2020 | MAPP_CA_2_IESO | MAPP_CA | IESO | Internal | Summer | B10 | 1262 | 330 | 0 | 60.84 | 47.04 | 8 | 0
2020 | MAPP_CA_2_IESO | MAPP_CA | IESO | Internal | Winter | B16 | 25 | 330 | 0 | 81.83 | 69.69 | 8 | 0
2020 | MAPP_CA_2_IESO | MAPP_CA | IESO | Internal | Winter | B17 | 100 | 330 | 0 | 74.5 | 58.87 | 8 | 0
2020 | MAPP_CA_2_IESO | MAPP_CA | IESO | Internal | Winter | B18 | 400 | 330 | 0 | 70.29 | 54.63 | 8 | 0
2020 | MAPP_CA_2_IESO | MAPP_CA | IESO | Internal | Winter | B19 | 700 | 330 | 0 | 67.16 | 54.63 | 8 | 0
2020 | MAPP_CA_2_IESO | MAPP_CA | IESO | Internal | Winter | B20 | 935 | 330 | 0 | 64.16 | 54.63 | 8 | 0
2020 | MAPP_CA_2_MAPP_US | MAPP_CA | MAPP_US | Internal | Shoulder | B11 | 25 | 372 | 0 | 80.03 | 76.53 | 7 | 0
2020 | MAPP_CA_2_MAPP_US | MAPP_CA | MAPP_US | Internal | Shoulder | B12 | 200 | 372 | 0 | 71.34 | 64.35 | 7 | 0
2020 | MAPP_CA_2_MAPP_US | MAPP_CA | MAPP_US | Internal | Shoulder | B13 | 600 | 372 | 0 | 67.24 | 60.25 | 7 | 0
2020 | MAPP_CA_2_MAPP_US | MAPP_CA | MAPP_US | Internal | Shoulder | B14 | 900 | 372 | 0 | 62.44 | 57.14 | 7 | 0
2020 | MAPP_CA_2_MAPP_US | MAPP_CA | MAPP_US | Internal | Shoulder | B15 | 1203 | 372 | 0 | 62.44 | 53.52 | 7 | 0
2020 | MAPP_CA_2_MAPP_US | MAPP_CA | MAPP_US | Internal | Summer | B1 | 10 | 372 | 0 | 104.08 | 99.97 | 7 | 0
2020 | MAPP_CA_2_MAPP_US | MAPP_CA | MAPP_US | Internal | Summer | B2 | 25 | 372 | 0 | 105.39 | 98.41 | 7 | 0
2020 | MAPP_CA_2_MAPP_US | MAPP_CA | MAPP_US | Internal | Summer | B3 | 75 | 372 | 0 | 98.26 | 94.77 | 7 | 0
2020 | MAPP_CA_2_MAPP_US | MAPP_CA | MAPP_US | Internal | Summer | B4 | 100 | 372 | 0 | 96.27 | 92.77 | 7 | 0
2020 | MAPP_CA_2_MAPP_US | MAPP_CA | MAPP_US | Internal | Summer | B5 | 200 | 372 | 0 | 94.24 | 90.74 | 7 | 0
2020 | MAPP_CA_2_MAPP_US | MAPP_CA | MAPP_US | Internal | Summer | B6 | 300 | 372 | 0 | 83.37 | 76.38 | 7 | 0
2020 | MAPP_CA_2_MAPP_US | MAPP_CA | MAPP_US | Internal | Summer | B7 | 400 | 372 | 0 | 66.16 | 62.66 | 7 | 0
2020 | MAPP_CA_2_MAPP_US | MAPP_CA | MAPP_US | Internal | Summer | B8 | 500 | 372 | 0 | 60.84 | 55.73 | 7 | 0
2020 | MAPP_CA_2_MAPP_US | MAPP_CA | MAPP_US | Internal | Summer | B9 | 800 | 372 | 0 | 60.84 | 54.46 | 7 | 0
2020 | MAPP_CA_2_MAPP_US | MAPP_CA | MAPP_US | Internal | Summer | B10 | 1262 | 372 | 0 | 60.84 | 53.73 | 7 | 0
2020 | MAPP_CA_2_MAPP_US | MAPP_CA | MAPP_US | Internal | Winter | B16 | 25 | 372 | 0 | 81.83 | 72.91 | 7 | 0
2020 | MAPP_CA_2_MAPP_US | MAPP_CA | MAPP_US | Internal | Winter | B17 | 100 | 372 | 0 | 74.5 | 65.58 | 7 | 0
2020 | MAPP_CA_2_MAPP_US | MAPP_CA | MAPP_US | Internal | Winter | B18 | 400 | 372 | 0 | 70.29 | 63.3 | 7 | 0
2020 | MAPP_CA_2_MAPP_US | MAPP_CA | MAPP_US | Internal | Winter | B19 | 700 | 372 | 0 | 67.16 | 60.17 | 7 | 0
2020 | MAPP_CA_2_MAPP_US | MAPP_CA | MAPP_US | Internal | Winter | B20 | 935 | 372 | 0 | 64.16 | 55.25 | 7 | 0
2020 | MAPP_CA_2_MISO_W | MAPP_CA | MISO_W | Internal | Shoulder | B11 | 25 | 1970 | 2098.62 | 80.03 | 83.53 | 0.01 | 3.49
2020 | MAPP_CA_2_MISO_W | MAPP_CA | MISO_W | Internal | Shoulder | B12 | 200 | 1970 | 1694.95 | 71.34 | 71.35 | 0.01 | 0
2020 | MAPP_CA_2_MISO_W | MAPP_CA | MISO_W | Internal | Shoulder | B13 | 600 | 1970 | 1776.72 | 67.24 | 67.25 | 0.01 | 0
2020 | MAPP_CA_2_MISO_W | MAPP_CA | MISO_W | Internal | Shoulder | B14 | 900 | 1970 | 1970 | 62.44 | 64.14 | 0.01 | 1.69
2020 | MAPP_CA_2_MISO_W | MAPP_CA | MISO_W | Internal | Shoulder | B15 | 1203 | 1970 | 0 | 62.44 | 60.52 | 0.01 | 0
2020 | MAPP_CA_2_MISO_W | MAPP_CA | MISO_W | Internal | Summer | B1 | 10 | 1970 | 1970 | 104.08 | 106.97 | 0.01 | 2.88
2020 | MAPP_CA_2_MISO_W | MAPP_CA | MISO_W | Internal | Summer | B2 | 25 | 1970 | 1970 | 105.39 | 105.41 | 0.01 | 0.01
2020 | MAPP_CA_2_MISO_W | MAPP_CA | MISO_W | Internal | Summer | B3 | 75 | 1970 | 2128.2 | 98.26 | 101.77 | 0.01 | 3.49
2020 | MAPP_CA_2_MISO_W | MAPP_CA | MISO_W | Internal | Summer | B4 | 100 | 1970 | 2190.72 | 96.27 | 99.77 | 0.01 | 3.49
2020 | MAPP_CA_2_MISO_W | MAPP_CA | MISO_W | Internal | Summer | B5 | 200 | 1970 | 2238.58 | 94.24 | 97.74 | 0.01 | 3.49
2020 | MAPP_CA_2_MISO_W | MAPP_CA | MISO_W | Internal | Summer | B6 | 300 | 1970 | 1893.44 | 83.37 | 83.38 | 0.01 | 0
2020 | MAPP_CA_2_MISO_W | MAPP_CA | MISO_W | Internal | Summer | B7 | 400 | 1970 | 1999.42 | 66.16 | 69.66 | 0.01 | 3.49
2020 | MAPP_CA_2_MISO_W | MAPP_CA | MISO_W | Internal | Summer | B8 | 500 | 1970 | 1970 | 60.84 | 62.73 | 0.01 | 1.89
2020 | MAPP_CA_2_MISO_W | MAPP_CA | MISO_W | Internal | Summer | B9 | 800 | 1970 | 1970 | 60.84 | 61.46 | 0.01 | 0.61
2020 | MAPP_CA_2_MISO_W | MAPP_CA | MISO_W | Internal | Summer | B10 | 1262 | 1970 | 0 | 60.84 | 60.73 | 0.01 | 0
2020 | MAPP_CA_2_MISO_W | MAPP_CA | MISO_W | Internal | Winter | B16 | 25 | 1970 | 2675.26 | 81.83 | 85.34 | 0.01 | 3.49
2020 | MAPP_CA_2_MISO_W | MAPP_CA | MISO_W | Internal | Winter | B17 | 100 | 1970 | 1057.02 | 74.5 | 74.51 | 0.01 | 0
2020 | MAPP_CA_2_MISO_W | MAPP_CA | MISO_W | Internal | Winter | B18 | 400 | 1970 | 964.43 | 70.29 | 70.3 | 0.01 | 0
2020 | MAPP_CA_2_MISO_W | MAPP_CA | MISO_W | Internal | Winter | B19 | 700 | 1970 | 1123.34 | 67.16 | 67.17 | 0.01 | 0
2020 | MAPP_CA_2_MISO_W | MAPP_CA | MISO_W | Internal | Winter | B20 | 935 | 1970 | 0 | 64.16 | 62.25 | 0.01 | 0
2020 | MAPP_US_2_MAPP_CA | MAPP_US | MAPP_CA | Internal | Shoulder | B11 | 25 | 165 | 0 | 76.53 | 80.03 | 7 | 0
2020 | MAPP_US_2_MAPP_CA | MAPP_US | MAPP_CA | Internal | Shoulder | B12 | 200 | 165 | 0 | 64.35 | 71.34 | 7 | 0
2020 | MAPP_US_2_MAPP_CA | MAPP_US | MAPP_CA | Internal | Shoulder | B13 | 600 | 165 | 0 | 60.25 | 67.24 | 7 | 0
2020 | MAPP_US_2_MAPP_CA | MAPP_US | MAPP_CA | Internal | Shoulder | B14 | 900 | 165 | 0 | 57.14 | 62.44 | 7 | 0
2020 | MAPP_US_2_MAPP_CA | MAPP_US | MAPP_CA | Internal | Shoulder | B15 | 1203 | 165 | 546.96 | 53.52 | 62.44 | 7 | 1.92
2020 | MAPP_US_2_MAPP_CA | MAPP_US | MAPP_CA | Internal | Summer | B1 | 10 | 165 | 0 | 99.97 | 104.08 | 7 | 0
2020 | MAPP_US_2_MAPP_CA | MAPP_US | MAPP_CA | Internal | Summer | B2 | 25 | 165 | 0 | 98.41 | 105.39 | 7 | 0
2020 | MAPP_US_2_MAPP_CA | MAPP_US | MAPP_CA | Internal | Summer | B3 | 75 | 165 | 0 | 94.77 | 98.26 | 7 | 0
2020 | MAPP_US_2_MAPP_CA | MAPP_US | MAPP_CA | Internal | Summer | B4 | 100 | 165 | 0 | 92.77 | 96.27 | 7 | 0
2020 | MAPP_US_2_MAPP_CA | MAPP_US | MAPP_CA | Internal | Summer | B5 | 200 | 165 | 0 | 90.74 | 94.24 | 7 | 0
2020 | MAPP_US_2_MAPP_CA | MAPP_US | MAPP_CA | Internal | Summer | B6 | 300 | 165 | 0 | 76.38 | 83.37 | 7 | 0
2020 | MAPP_US_2_MAPP_CA | MAPP_US | MAPP_CA | Internal | Summer | B7 | 400 | 165 | 0 | 62.66 | 66.16 | 7 | 0
2020 | MAPP_US_2_MAPP_CA | MAPP_US | MAPP_CA | Internal | Summer | B8 | 500 | 165 | 0 | 55.73 | 60.84 | 7 | 0
2020 | MAPP_US_2_MAPP_CA | MAPP_US | MAPP_CA | Internal | Summer | B9 | 800 | 165 | 0 | 54.46 | 60.84 | 7 | 0
2020 | MAPP_US_2_MAPP_CA | MAPP_US | MAPP_CA | Internal | Summer | B10 | 1262 | 165 | 165 | 53.73 | 60.84 | 7 | 0.11
2020 | MAPP_US_2_MAPP_CA | MAPP_US | MAPP_CA | Internal | Winter | B16 | 25 | 165 | 1669.04 | 72.91 | 81.83 | 7 | 1.92
2020 | MAPP_US_2_MAPP_CA | MAPP_US | MAPP_CA | Internal | Winter | B17 | 100 | 165 | 187.63 | 65.58 | 74.5 | 7 | 1.92
2020 | MAPP_US_2_MAPP_CA | MAPP_US | MAPP_CA | Internal | Winter | B18 | 400 | 165 | 0 | 63.3 | 70.29 | 7 | 0
2020 | MAPP_US_2_MAPP_CA | MAPP_US | MAPP_CA | Internal | Winter | B19 | 700 | 165 | 0 | 60.17 | 67.16 | 7 | 0
2020 | MAPP_US_2_MAPP_CA | MAPP_US | MAPP_CA | Internal | Winter | B20 | 935 | 165 | 703.54 | 55.25 | 64.16 | 7 | 1.92
2020 | MAPP_US_2_MISO_W | MAPP_US | MISO_W | Internal | Shoulder | B11 | 25 | 2635 | 2422.12 | 76.53 | 83.53 | 7 | 0
2020 | MAPP_US_2_MISO_W | MAPP_US | MISO_W | Internal | Shoulder | B12 | 200 | 2635 | 2350.8 | 64.35 | 71.35 | 7 | 0
2020 | MAPP_US_2_MISO_W | MAPP_US | MISO_W | Internal | Shoulder | B13 | 600 | 2635 | 2119.77 | 60.25 | 67.25 | 7 | 0
2020 | MAPP_US_2_MISO_W | MAPP_US | MISO_W | Internal | Shoulder | B14 | 900 | 2635 | 1074.82 | 57.14 | 64.14 | 7 | 0
2020 | MAPP_US_2_MISO_W | MAPP_US | MISO_W | Internal | Shoulder | B15 | 1203 | 2635 | 695.44 | 53.52 | 60.52 | 7 | 0
2020 | MAPP_US_2_MISO_W | MAPP_US | MISO_W | Internal | Summer | B1 | 10 | 2635 | 1210.82 | 99.97 | 106.97 | 7 | 0
2020 | MAPP_US_2_MISO_W | MAPP_US | MISO_W | Internal | Summer | B2 | 25 | 2635 | 1783.87 | 98.41 | 105.41 | 7 | 0
2020 | MAPP_US_2_MISO_W | MAPP_US | MISO_W | Internal | Summer | B3 | 75 | 2635 | 1480.35 | 94.77 | 101.77 | 7 | 0
2020 | MAPP_US_2_MISO_W | MAPP_US | MISO_W | Internal | Summer | B4 | 100 | 2635 | 1995.39 | 92.77 | 99.77 | 7 | 0
2020 | MAPP_US_2_MISO_W | MAPP_US | MISO_W | Internal | Summer | B5 | 200 | 2635 | 1688.04 | 90.74 | 97.74 | 7 | 0
2020 | MAPP_US_2_MISO_W | MAPP_US | MISO_W | Internal | Summer | B6 | 300 | 2635 | 1561.42 | 76.38 | 83.38 | 7 | 0
2020 | MAPP_US_2_MISO_W | MAPP_US | MISO_W | Internal | Summer | B7 | 400 | 2635 | 1814.62 | 62.66 | 69.66 | 7 | 0
2020 | MAPP_US_2_MISO_W | MAPP_US | MISO_W | Internal | Summer | B8 | 500 | 2635 | 1948.75 | 55.73 | 62.73 | 7 | 0
2020 | MAPP_US_2_MISO_W | MAPP_US | MISO_W | Internal | Summer | B9 | 800 | 2635 | 1171.29 | 54.46 | 61.46 | 7 | 0
2020 | MAPP_US_2_MISO_W | MAPP_US | MISO_W | Internal | Summer | B10 | 1262 | 2635 | 1087.92 | 53.73 | 60.73 | 7 | 0
2020 | MAPP_US_2_MISO_W | MAPP_US | MISO_W | Internal | Winter | B16 | 25 | 2635 | 2635 | 72.91 | 85.34 | 7 | 5.42
2020 | MAPP_US_2_MISO_W | MAPP_US | MISO_W | Internal | Winter | B17 | 100 | 2635 | 2635 | 65.58 | 74.51 | 7 | 1.93
2020 | MAPP_US_2_MISO_W | MAPP_US | MISO_W | Internal | Winter | B18 | 400 | 2635 | 2425.19 | 63.3 | 70.3 | 7 | 0
2020 | MAPP_US_2_MISO_W | MAPP_US | MISO_W | Internal | Winter | B19 | 700 | 2635 | 838.1 | 60.17 | 67.17 | 7 | 0
2020 | MAPP_US_2_MISO_W | MAPP_US | MISO_W | Internal | Winter | B20 | 935 | 2635 | 549.78 | 55.25 | 62.25 | 7 | 0
2020 | MAPP_US_2_NE | MAPP_US | NE | Internal | Shoulder | B11 | 25 | 2000 | 0 | 76.53 | 75.64 | 7 | 0
2020 | MAPP_US_2_NE | MAPP_US | NE | Internal | Shoulder | B12 | 200 | 2000 | 0 | 64.35 | 63.18 | 7 | 0
2020 | MAPP_US_2_NE | MAPP_US | NE | Internal | Shoulder | B13 | 600 | 2000 | 0 | 60.25 | 60.59 | 7 | 0
2020 | MAPP_US_2_NE | MAPP_US | NE | Internal | Shoulder | B14 | 900 | 2000 | 0 | 57.14 | 54.65 | 7 | 0
2020 | MAPP_US_2_NE | MAPP_US | NE | Internal | Shoulder | B15 | 1203 | 2000 | 0 | 53.52 | 50.39 | 7 | 0
2020 | MAPP_US_2_NE | MAPP_US | NE | Internal | Summer | B1 | 10 | 2000 | 0 | 99.97 | 101.97 | 7 | 0
2020 | MAPP_US_2_NE | MAPP_US | NE | Internal | Summer | B2 | 25 | 2000 | 0 | 98.41 | 98.43 | 7 | 0
2020 | MAPP_US_2_NE | MAPP_US | NE | Internal | Summer | B3 | 75 | 2000 | 0 | 94.77 | 98.99 | 7 | 0
2020 | MAPP_US_2_NE | MAPP_US | NE | Internal | Summer | B4 | 100 | 2000 | 0 | 92.77 | 94.77 | 7 | 0
2020 | MAPP_US_2_NE | MAPP_US | NE | Internal | Summer | B5 | 200 | 2000 | 0 | 90.74 | 92.74 | 7 | 0
2020 | MAPP_US_2_NE | MAPP_US | NE | Internal | Summer | B6 | 300 | 2000 | 0 | 76.38 | 78.38 | 7 | 0
2020 | MAPP_US_2_NE | MAPP_US | NE | Internal | Summer | B7 | 400 | 2000 | 0 | 62.66 | 65.77 | 7 | 0
2020 | MAPP_US_2_NE | MAPP_US | NE | Internal | Summer | B8 | 500 | 2000 | 0 | 55.73 | 61.68 | 7 | 0
2020 | MAPP_US_2_NE | MAPP_US | NE | Internal | Summer | B9 | 800 | 2000 | 0 | 54.46 | 60.59 | 7 | 0
2020 | MAPP_US_2_NE | MAPP_US | NE | Internal | Summer | B10 | 1262 | 2000 | 0 | 53.73 | 55.73 | 7 | 0
2020 | MAPP_US_2_NE | MAPP_US | NE | Internal | Winter | B16 | 25 | 2000 | 0 | 72.91 | 75.21 | 7 | 0
2020 | MAPP_US_2_NE | MAPP_US | NE | Internal | Winter | B17 | 100 | 2000 | 0 | 65.58 | 64.38 | 7 | 0
2020 | MAPP_US_2_NE | MAPP_US | NE | Internal | Winter | B18 | 400 | 2000 | 0 | 63.3 | 60.62 | 7 | 0
2020 | MAPP_US_2_NE | MAPP_US | NE | Internal | Winter | B19 | 700 | 2000 | 0 | 60.17 | 58.88 | 7 | 0
2020 | MAPP_US_2_NE | MAPP_US | NE | Internal | Winter | B20 | 935 | 2000 | 0 | 55.25 | 52.12 | 7 | 0
2020 | MARITIMES_2_NEISO | MARITIMES | NEISO | Internal | Shoulder | B11 | 25 | 99999 | 1400 | 66.94 | 66.95 | 0.01 | 0
2020 | MARITIMES_2_NEISO | MARITIMES | NEISO | Internal | Shoulder | B12 | 200 | 99999 | 1400 | 61.43 | 61.44 | 0.01 | 0
2020 | MARITIMES_2_NEISO | MARITIMES | NEISO | Internal | Shoulder | B13 | 600 | 99999 | 1400 | 61.43 | 61.44 | 0.01 | 0
2020 | MARITIMES_2_NEISO | MARITIMES | NEISO | Internal | Shoulder | B14 | 900 | 99999 | 1400 | 61.43 | 61.44 | 0.01 | 0
2020 | MARITIMES_2_NEISO | MARITIMES | NEISO | Internal | Shoulder | B15 | 1203 | 99999 | 426.43 | 61.43 | 61.44 | 0.01 | 0
2020 | MARITIMES_2_NEISO | MARITIMES | NEISO | Internal | Summer | B1 | 10 | 99999 | 1400.1 | 127.74 | 127.75 | 0.01 | 0
2020 | MARITIMES_2_NEISO | MARITIMES | NEISO | Internal | Summer | B2 | 25 | 99999 | 1400.1 | 112.98 | 113 | 0.01 | 0
2020 | MARITIMES_2_NEISO | MARITIMES | NEISO | Internal | Summer | B3 | 75 | 99999 | 1400.1 | 88.24 | 88.25 | 0.01 | 0
2020 | MARITIMES_2_NEISO | MARITIMES | NEISO | Internal | Summer | B4 | 100 | 99999 | 1400 | 82.43 | 82.44 | 0.01 | 0
2020 | MARITIMES_2_NEISO | MARITIMES | NEISO | Internal | Summer | B5 | 200 | 99999 | 1400 | 81.13 | 81.14 | 0.01 | 0
2020 | MARITIMES_2_NEISO | MARITIMES | NEISO | Internal | Summer | B6 | 300 | 99999 | 1400 | 66.79 | 66.8 | 0.01 | 0
2020 | MARITIMES_2_NEISO | MARITIMES | NEISO | Internal | Summer | B7 | 400 | 99999 | 1400 | 58.54 | 58.56 | 0.01 | 0
2020 | MARITIMES_2_NEISO | MARITIMES | NEISO | Internal | Summer | B8 | 500 | 99999 | 1400 | 58.54 | 58.56 | 0.01 | 0
2020 | MARITIMES_2_NEISO | MARITIMES | NEISO | Internal | Summer | B9 | 800 | 99999 | 1400 | 58.54 | 58.56 | 0.01 | 0
2020 | MARITIMES_2_NEISO | MARITIMES | NEISO | Internal | Summer | B10 | 1262 | 99999 | 236.13 | 58.54 | 58.56 | 0.01 | 0
2020 | MARITIMES_2_NEISO | MARITIMES | NEISO | Internal | Winter | B16 | 25 | 99999 | 1400 | 70.35 | 70.37 | 0.01 | 0
2020 | MARITIMES_2_NEISO | MARITIMES | NEISO | Internal | Winter | B17 | 100 | 99999 | 1400 | 70.09 | 70.1 | 0.01 | 0
2020 | MARITIMES_2_NEISO | MARITIMES | NEISO | Internal | Winter | B18 | 400 | 99999 | 1400 | 69.33 | 69.34 | 0.01 | 0
2020 | MARITIMES_2_NEISO | MARITIMES | NEISO | Internal | Winter | B19 | 700 | 99999 | 1400 | 69.33 | 69.34 | 0.01 | 0
2020 | MARITIMES_2_NEISO | MARITIMES | NEISO | Internal | Winter | B20 | 935 | 99999 | 475.94 | 69.33 | 69.34 | 0.01 | 0
2020 | MISO_IN_2_MISO_MI | MISO_IN | MISO_MI | Internal | Shoulder | B11 | 25 | 5000 | 0 | 83.53 | 83.51 | 0.01 | 0
2020 | MISO_IN_2_MISO_MI | MISO_IN | MISO_MI | Internal | Shoulder | B12 | 200 | 5000 | 0 | 71.38 | 71.38 | 0.01 | 0
2020 | MISO_IN_2_MISO_MI | MISO_IN | MISO_MI | Internal | Shoulder | B13 | 600 | 5000 | 1032.34 | 67.28 | 67.29 | 0.01 | 0
2020 | MISO_IN_2_MISO_MI | MISO_IN | MISO_MI | Internal | Shoulder | B14 | 900 | 5000 | 1046.07 | 64.17 | 64.18 | 0.01 | 0
2020 | MISO_IN_2_MISO_MI | MISO_IN | MISO_MI | Internal | Shoulder | B15 | 1203 | 5000 | 611.32 | 60.55 | 60.56 | 0.01 | 0
2020 | MISO_IN_2_MISO_MI | MISO_IN | MISO_MI | Internal | Summer | B1 | 10 | 5000 | 410.31 | 107.02 | 107.04 | 0.01 | 0
2020 | MISO_IN_2_MISO_MI | MISO_IN | MISO_MI | Internal | Summer | B2 | 25 | 5000 | 0 | 105.41 | 105.39 | 0.01 | 0
2020 | MISO_IN_2_MISO_MI | MISO_IN | MISO_MI | Internal | Summer | B3 | 75 | 5000 | 0 | 101.43 | 101.4 | 0.01 | 0
2020 | MISO_IN_2_MISO_MI | MISO_IN | MISO_MI | Internal | Summer | B4 | 100 | 5000 | 0 | 99.77 | 99.75 | 0.01 | 0
2020 | MISO_IN_2_MISO_MI | MISO_IN | MISO_MI | Internal | Summer | B5 | 200 | 5000 | 0 | 97.74 | 97.72 | 0.01 | 0
2020 | MISO_IN_2_MISO_MI | MISO_IN | MISO_MI | Internal | Summer | B6 | 300 | 5000 | 0 | 83.38 | 83.36 | 0.01 | 0
2020 | MISO_IN_2_MISO_MI | MISO_IN | MISO_MI | Internal | Summer | B7 | 400 | 5000 | 0 | 69.66 | 69.65 | 0.01 | 0
2020 | MISO_IN_2_MISO_MI | MISO_IN | MISO_MI | Internal | Summer | B8 | 500 | 5000 | 0 | 62.73 | 62.72 | 0.01 | 0
2020 | MISO_IN_2_MISO_MI | MISO_IN | MISO_MI | Internal | Summer | B9 | 800 | 5000 | 0 | 61.43 | 61.43 | 0.01 | 0
2020 | MISO_IN_2_MISO_MI | MISO_IN | MISO_MI | Internal | Summer | B10 | 1262 | 5000 | 744.18 | 60.73 | 60.74 | 0.01 | 0
2020 | MISO_IN_2_MISO_MI | MISO_IN | MISO_MI | Internal | Winter | B16 | 25 | 5000 | 0 | 85.39 | 85.37 | 0.01 | 0
2020 | MISO_IN_2_MISO_MI | MISO_IN | MISO_MI | Internal | Winter | B17 | 100 | 5000 | 0 | 74.57 | 74.55 | 0.01 | 0
2020 | MISO_IN_2_MISO_MI | MISO_IN | MISO_MI | Internal | Winter | B18 | 400 | 5000 | 0 | 70.33 | 70.32 | 0.01 | 0
2020 | MISO_IN_2_MISO_MI | MISO_IN | MISO_MI | Internal | Winter | B19 | 700 | 5000 | 1057.45 | 67.17 | 67.18 | 0.01 | 0
2020 | MISO_IN_2_MISO_MI | MISO_IN | MISO_MI | Internal | Winter | B20 | 935 | 5000 | 822.89 | 62.24 | 62.25 | 0.01 | 0
2020 | MISO_IN_2_MISO_MO-IL | MISO_IN | MISO_MO-IL | Internal | Shoulder | B11 | 25 | 5000 | 879.43 | 83.53 | 83.55 | 0.01 | 0
2020 | MISO_IN_2_MISO_MO-IL | MISO_IN | MISO_MO-IL | Internal | Shoulder | B12 | 200 | 5000 | 0 | 71.38 | 71.36 | 0.01 | 0
2020 | MISO_IN_2_MISO_MO-IL | MISO_IN | MISO_MO-IL | Internal | Shoulder | B13 | 600 | 5000 | 0 | 67.28 | 67.27 | 0.01 | 0
2020 | MISO_IN_2_MISO_MO-IL | MISO_IN | MISO_MO-IL | Internal | Shoulder | B14 | 900 | 5000 | 0 | 64.17 | 64.16 | 0.01 | 0
2020 | MISO_IN_2_MISO_MO-IL | MISO_IN | MISO_MO-IL | Internal | Shoulder | B15 | 1203 | 5000 | 0 | 60.55 | 60.54 | 0.01 | 0
2020 | MISO_IN_2_MISO_MO-IL | MISO_IN | MISO_MO-IL | Internal | Summer | B1 | 10 | 5000 | 0 | 107.02 | 107 | 0.01 | 0
2020 | MISO_IN_2_MISO_MO-IL | MISO_IN | MISO_MO-IL | Internal | Summer | B2 | 25 | 5000 | 581.99 | 105.41 | 105.43 | 0.01 | 0
2020 | MISO_IN_2_MISO_MO-IL | MISO_IN | MISO_MO-IL | Internal | Summer | B3 | 75 | 5000 | 3458.66 | 101.43 | 101.44 | 0.01 | 0
2020 | MISO_IN_2_MISO_MO-IL | MISO_IN | MISO_MO-IL | Internal | Summer | B4 | 100 | 5000 | 3227.45 | 99.77 | 99.78 | 0.01 | 0
2020 | MISO_IN_2_MISO_MO-IL | MISO_IN | MISO_MO-IL | Internal | Summer | B5 | 200 | 5000 | 2270.02 | 97.74 | 97.75 | 0.01 | 0
2020 | MISO_IN_2_MISO_MO-IL | MISO_IN | MISO_MO-IL | Internal | Summer | B6 | 300 | 5000 | 2221.51 | 83.38 | 83.39 | 0.01 | 0
2020 | MISO_IN_2_MISO_MO-IL | MISO_IN | MISO_MO-IL | Internal | Summer | B7 | 400 | 5000 | 1721.61 | 69.66 | 69.67 | 0.01 | 0
2020 | MISO_IN_2_MISO_MO-IL | MISO_IN | MISO_MO-IL | Internal | Summer | B8 | 500 | 5000 | 1794.33 | 62.73 | 62.75 | 0.01 | 0
2020 | MISO_IN_2_MISO_MO-IL | MISO_IN | MISO_MO-IL | Internal | Summer | B9 | 800 | 5000 | 2168.06 | 61.43 | 61.45 | 0.01 | 0
2020 | MISO_IN_2_MISO_MO-IL | MISO_IN | MISO_MO-IL | Internal | Summer | B10 | 1262 | 5000 | 1152.81 | 60.73 | 60.74 | 0.01 | 0
2020 | MISO_IN_2_MISO_MO-IL | MISO_IN | MISO_MO-IL | Internal | Winter | B16 | 25 | 5000 | 0 | 85.39 | 85.37 | 0.01 | 0
2020 | MISO_IN_2_MISO_MO-IL | MISO_IN | MISO_MO-IL | Internal | Winter | B17 | 100 | 5000 | 0 | 74.57 | 74.54 | 0.01 | 0
2020 | MISO_IN_2_MISO_MO-IL | MISO_IN | MISO_MO-IL | Internal | Winter | B18 | 400 | 5000 | 0 | 70.33 | 70.32 | 0.01 | 0
2020 | MISO_IN_2_MISO_MO-IL | MISO_IN | MISO_MO-IL | Internal | Winter | B19 | 700 | 5000 | 297.76 | 67.17 | 67.18 | 0.01 | 0
2020 | MISO_IN_2_MISO_MO-IL | MISO_IN | MISO_MO-IL | Internal | Winter | B20 | 935 | 5000 | 1019.57 | 62.24 | 62.25 | 0.01 | 0
2020 | MISO_IN_2_NonRTO_Midwest | MISO_IN | NonRTO_Midwest | Internal | Shoulder | B11 | 25 | 4800 | 1364.89 | 83.53 | 91.53 | 8 | 0
2020 | MISO_IN_2_NonRTO_Midwest | MISO_IN | NonRTO_Midwest | Internal | Shoulder | B12 | 200 | 4800 | 935.68 | 71.38 | 79.38 | 8 | 0
2020 | MISO_IN_2_NonRTO_Midwest | MISO_IN | NonRTO_Midwest | Internal | Shoulder | B13 | 600 | 4800 | 403.13 | 67.28 | 75.28 | 8 | 0
2020 | MISO_IN_2_NonRTO_Midwest | MISO_IN | NonRTO_Midwest | Internal | Shoulder | B14 | 900 | 4800 | 11.53 | 64.17 | 72.17 | 8 | 0
2020 | MISO_IN_2_NonRTO_Midwest | MISO_IN | NonRTO_Midwest | Internal | Shoulder | B15 | 1203 | 4800 | 0 | 60.55 | 63.09 | 8 | 0
2020 | MISO_IN_2_NonRTO_Midwest | MISO_IN | NonRTO_Midwest | Internal | Summer | B1 | 10 | 4800 | 0 | 107.02 | 108.34 | 8 | 0
2020 | MISO_IN_2_NonRTO_Midwest | MISO_IN | NonRTO_Midwest | Internal | Summer | B2 | 25 | 4800 | 0 | 105.41 | 108.34 | 8 | 0
2020 | MISO_IN_2_NonRTO_Midwest | MISO_IN | NonRTO_Midwest | Internal | Summer | B3 | 75 | 4800 | 0 | 101.43 | 108.34 | 8 | 0
2020 | MISO_IN_2_NonRTO_Midwest | MISO_IN | NonRTO_Midwest | Internal | Summer | B4 | 100 | 4800 | 1683.66 | 99.77 | 107.77 | 8 | 0
2020 | MISO_IN_2_NonRTO_Midwest | MISO_IN | NonRTO_Midwest | Internal | Summer | B5 | 200 | 4800 | 1378.97 | 97.74 | 105.74 | 8 | 0
2020 | MISO_IN_2_NonRTO_Midwest | MISO_IN | NonRTO_Midwest | Internal | Summer | B6 | 300 | 4800 | 905.99 | 83.38 | 91.38 | 8 | 0
2020 | MISO_IN_2_NonRTO_Midwest | MISO_IN | NonRTO_Midwest | Internal | Summer | B7 | 400 | 4800 | 335.27 | 69.66 | 77.66 | 8 | 0
2020 | MISO_IN_2_NonRTO_Midwest | MISO_IN | NonRTO_Midwest | Internal | Summer | B8 | 500 | 4800 | 0 | 62.73 | 65.39 | 8 | 0
2020 | MISO_IN_2_NonRTO_Midwest | MISO_IN | NonRTO_Midwest | Internal | Summer | B9 | 800 | 4800 | 0 | 61.43 | 65.23 | 8 | 0
2020 | MISO_IN_2_NonRTO_Midwest | MISO_IN | NonRTO_Midwest | Internal | Summer | B10 | 1262 | 4800 | 0 | 60.73 | 61.53 | 8 | 0
2020 | MISO_IN_2_NonRTO_Midwest | MISO_IN | NonRTO_Midwest | Internal | Winter | B16 | 25 | 4800 | 3334.4 | 85.39 | 93.39 | 8 | 0
2020 | MISO_IN_2_NonRTO_Midwest | MISO_IN | NonRTO_Midwest | Internal | Winter | B17 | 100 | 4800 | 2266.19 | 74.57 | 82.57 | 8 | 0
2020 | MISO_IN_2_NonRTO_Midwest | MISO_IN | NonRTO_Midwest | Internal | Winter | B18 | 400 | 4800 | 1495.46 | 70.33 | 78.33 | 8 | 0
2020 | MISO_IN_2_NonRTO_Midwest | MISO_IN | NonRTO_Midwest | Internal | Winter | B19 | 700 | 4800 | 839.41 | 67.17 | 75.17 | 8 | 0
2020 | MISO_IN_2_NonRTO_Midwest | MISO_IN | NonRTO_Midwest | Internal | Winter | B20 | 935 | 4800 | 0 | 62.24 | 65.39 | 8 | 0
2020 | MISO_IN_2_PJM_ROR | MISO_IN | PJM_ROR | Internal | Shoulder | B11 | 25 | 992 | 145.23 | 83.53 | 85.53 | 2 | 0
2020 | MISO_IN_2_PJM_ROR | MISO_IN | PJM_ROR | Internal | Shoulder | B12 | 200 | 992 | 309.36 | 71.38 | 73.38 | 2 | 0
2020 | MISO_IN_2_PJM_ROR | MISO_IN | PJM_ROR | Internal | Shoulder | B13 | 600 | 992 | 0 | 67.28 | 69.27 | 2 | 0
2020 | MISO_IN_2_PJM_ROR | MISO_IN | PJM_ROR | Internal | Shoulder | B14 | 900 | 992 | 0 | 64.17 | 66.16 | 2 | 0
2020 | MISO_IN_2_PJM_ROR | MISO_IN | PJM_ROR | Internal | Shoulder | B15 | 1203 | 992 | 0 | 60.55 | 62.37 | 2 | 0
2020 | MISO_IN_2_PJM_ROR | MISO_IN | PJM_ROR | Internal | Summer | B1 | 10 | 992 | 5252.54 | 107.02 | 109.5 | 2 | 0.47
2020 | MISO_IN_2_PJM_ROR | MISO_IN | PJM_ROR | Internal | Summer | B2 | 25 | 992 | 1617.77 | 105.41 | 107.89 | 2 | 0.47
2020 | MISO_IN_2_PJM_ROR | MISO_IN | PJM_ROR | Internal | Summer | B3 | 75 | 992 | 0 | 101.43 | 103.22 | 2 | 0
2020 | MISO_IN_2_PJM_ROR | MISO_IN | PJM_ROR | Internal | Summer | B4 | 100 | 992 | 0 | 99.77 | 101.03 | 2 | 0
2020 | MISO_IN_2_PJM_ROR | MISO_IN | PJM_ROR | Internal | Summer | B5 | 200 | 992 | 85.99 | 97.74 | 99.74 | 2 | 0
2020 | MISO_IN_2_PJM_ROR | MISO_IN | PJM_ROR | Internal | Summer | B6 | 300 | 992 | 738.62 | 83.38 | 85.38 | 2 | 0
2020 | MISO_IN_2_PJM_ROR | MISO_IN | PJM_ROR | Internal | Summer | B7 | 400 | 992 | 992 | 69.66 | 71.67 | 2 | 0.01
2020 | MISO_IN_2_PJM_ROR | MISO_IN | PJM_ROR | Internal | Summer | B8 | 500 | 992 | 992 | 62.73 | 64.75 | 2 | 0.01
2020 | MISO_IN_2_PJM_ROR | MISO_IN | PJM_ROR | Internal | Summer | B9 | 800 | 992 | 0 | 61.43 | 62.45 | 2 | 0
2020 | MISO_IN_2_PJM_ROR | MISO_IN | PJM_ROR | Internal | Summer | B10 | 1262 | 992 | 0 | 60.73 | 60.2 | 2 | 0
2020 | MISO_IN_2_PJM_ROR | MISO_IN | PJM_ROR | Internal | Winter | B16 | 25 | 992 | 6094.74 | 85.39 | 87.87 | 2 | 0.47
2020 | MISO_IN_2_PJM_ROR | MISO_IN | PJM_ROR | Internal | Winter | B17 | 100 | 992 | 2961.21 | 74.57 | 77.04 | 2 | 0.47
2020 | MISO_IN_2_PJM_ROR | MISO_IN | PJM_ROR | Internal | Winter | B18 | 400 | 992 | 4251.86 | 70.33 | 72.8 | 2 | 0.47
2020 | MISO_IN_2_PJM_ROR | MISO_IN | PJM_ROR | Internal | Winter | B19 | 700 | 992 | 992 | 67.17 | 69.47 | 2 | 0.3
2020 | MISO_IN_2_PJM_ROR | MISO_IN | PJM_ROR | Internal | Winter | B20 | 935 | 992 | 992 | 62.24 | 64.25 | 2 | 0.01
2020 | MISO_MI_2_MISO_IN | MISO_MI | MISO_IN | Internal | Shoulder | B11 | 25 | 2045 | 3408.46 | 83.51 | 83.53 | 0.01 | 0.01
2020 | MISO_MI_2_MISO_IN | MISO_MI | MISO_IN | Internal | Shoulder | B12 | 200 | 2045 | 0 | 71.38 | 71.38 | 0.01 | 0
2020 | MISO_MI_2_MISO_IN | MISO_MI | MISO_IN | Internal | Shoulder | B13 | 600 | 2045 | 0 | 67.29 | 67.28 | 0.01 | 0
2020 | MISO_MI_2_MISO_IN | MISO_MI | MISO_IN | Internal | Shoulder | B14 | 900 | 2045 | 0 | 64.18 | 64.17 | 0.01 | 0
2020 | MISO_MI_2_MISO_IN | MISO_MI | MISO_IN | Internal | Shoulder | B15 | 1203 | 2045 | 0 | 60.56 | 60.55 | 0.01 | 0
2020 | MISO_MI_2_MISO_IN | MISO_MI | MISO_IN | Internal | Summer | B1 | 10 | 2045 | 0 | 107.04 | 107.02 | 0.01 | 0
2020 | MISO_MI_2_MISO_IN | MISO_MI | MISO_IN | Internal | Summer | B2 | 25 | 2045 | 2059.35 | 105.39 | 105.41 | 0.01 | 0.01
2020 | MISO_MI_2_MISO_IN | MISO_MI | MISO_IN | Internal | Summer | B3 | 75 | 2045 | 4174.69 | 101.4 | 101.43 | 0.01 | 0.01
2020 | MISO_MI_2_MISO_IN | MISO_MI | MISO_IN | Internal | Summer | B4 | 100 | 2045 | 4854.53 | 99.75 | 99.77 | 0.01 | 0.01
2020 | MISO_MI_2_MISO_IN | MISO_MI | MISO_IN | Internal | Summer | B5 | 200 | 2045 | 3416.78 | 97.72 | 97.74 | 0.01 | 0.01
2020 | MISO_MI_2_MISO_IN | MISO_MI | MISO_IN | Internal | Summer | B6 | 300 | 2045 | 2650.94 | 83.36 | 83.38 | 0.01 | 0.01
2020 | MISO_MI_2_MISO_IN | MISO_MI | MISO_IN | Internal | Summer | B7 | 400 | 2045 | 761.02 | 69.65 | 69.66 | 0.01 | 0
2020 | MISO_MI_2_MISO_IN | MISO_MI | MISO_IN | Internal | Summer | B8 | 500 | 2045 | 768.7 | 62.72 | 62.73 | 0.01 | 0
2020 | MISO_MI_2_MISO_IN | MISO_MI | MISO_IN | Internal | Summer | B9 | 800 | 2045 | 0 | 61.43 | 61.43 | 0.01 | 0
2020 | MISO_MI_2_MISO_IN | MISO_MI | MISO_IN | Internal | Summer | B10 | 1262 | 2045 | 0 | 60.74 | 60.73 | 0.01 | 0
2020 | MISO_MI_2_MISO_IN | MISO_MI | MISO_IN | Internal | Winter | B16 | 25 | 2045 | 3721.17 | 85.37 | 85.39 | 0.01 | 0.01
2020 | MISO_MI_2_MISO_IN | MISO_MI | MISO_IN | Internal | Winter | B17 | 100 | 2045 | 311.93 | 74.55 | 74.57 | 0.01 | 0
2020 | MISO_MI_2_MISO_IN | MISO_MI | MISO_IN | Internal | Winter | B18 | 400 | 2045 | 846.32 | 70.32 | 70.33 | 0.01 | 0
2020 | MISO_MI_2_MISO_IN | MISO_MI | MISO_IN | Internal | Winter | B19 | 700 | 2045 | 0 | 67.18 | 67.17 | 0.01 | 0
2020 | MISO_MI_2_MISO_IN | MISO_MI | MISO_IN | Internal | Winter | B20 | 935 | 2045 | 0 | 62.25 | 62.24 | 0.01 | 0
2020 | MISO_MI_2_MISO_WUMS | MISO_MI | MISO_WUMS | Internal | Shoulder | B11 | 25 | 117 | 117 | 83.51 | 83.53 | 0.01 | 0.01
2020 | MISO_MI_2_MISO_WUMS | MISO_MI | MISO_WUMS | Internal | Shoulder | B12 | 200 | 117 | 0 | 71.38 | 71.38 | 0.01 | 0
2020 | MISO_MI_2_MISO_WUMS | MISO_MI | MISO_WUMS | Internal | Shoulder | B13 | 600 | 117 | 0 | 67.29 | 67.27 | 0.01 | 0
2020 | MISO_MI_2_MISO_WUMS | MISO_MI | MISO_WUMS | Internal | Shoulder | B14 | 900 | 117 | 0 | 64.18 | 64.16 | 0.01 | 0
2020 | MISO_MI_2_MISO_WUMS | MISO_MI | MISO_WUMS | Internal | Shoulder | B15 | 1203 | 117 | 0 | 60.56 | 60.54 | 0.01 | 0
2020 | MISO_MI_2_MISO_WUMS | MISO_MI | MISO_WUMS | Internal | Summer | B1 | 10 | 117 | 0 | 107.04 | 106.96 | 0.01 | 0
2020 | MISO_MI_2_MISO_WUMS | MISO_MI | MISO_WUMS | Internal | Summer | B2 | 25 | 117 | 14.57 | 105.39 | 105.4 | 0.01 | 0
2020 | MISO_MI_2_MISO_WUMS | MISO_MI | MISO_WUMS | Internal | Summer | B3 | 75 | 117 | 117 | 101.4 | 101.78 | 0.01 | 0.37
2020 | MISO_MI_2_MISO_WUMS | MISO_MI | MISO_WUMS | Internal | Summer | B4 | 100 | 117 | 61.62 | 99.75 | 99.76 | 0.01 | 0
2020 | MISO_MI_2_MISO_WUMS | MISO_MI | MISO_WUMS | Internal | Summer | B5 | 200 | 117 | 117 | 97.72 | 97.74 | 0.01 | 0.01
2020 | MISO_MI_2_MISO_WUMS | MISO_MI | MISO_WUMS | Internal | Summer | B6 | 300 | 117 | 99.59 | 83.36 | 83.37 | 0.01 | 0
2020 | MISO_MI_2_MISO_WUMS | MISO_MI | MISO_WUMS | Internal | Summer | B7 | 400 | 117 | 117 | 69.65 | 69.67 | 0.01 | 0.01
2020 | MISO_MI_2_MISO_WUMS | MISO_MI | MISO_WUMS | Internal | Summer | B8 | 500 | 117 | 117 | 62.72 | 62.75 | 0.01 | 0.01
2020 | MISO_MI_2_MISO_WUMS | MISO_MI | MISO_WUMS | Internal | Summer | B9 | 800 | 117 | 24.48 | 61.43 | 61.45 | 0.01 | 0
2020 | MISO_MI_2_MISO_WUMS | MISO_MI | MISO_WUMS | Internal | Summer | B10 | 1262 | 117 | 0 | 60.74 | 60.74 | 0.01 | 0
2020 | MISO_MI_2_MISO_WUMS | MISO_MI | MISO_WUMS | Internal | Winter | B16 | 25 | 117 | 0 | 85.37 | 85.32 | 0.01 | 0
2020 | MISO_MI_2_MISO_WUMS | MISO_MI | MISO_WUMS | Internal | Winter | B17 | 100 | 117 | 0 | 74.55 | 74.5 | 0.01 | 0
2020 | MISO_MI_2_MISO_WUMS | MISO_MI | MISO_WUMS | Internal | Winter | B18 | 400 | 117 | 0 | 70.32 | 70.32 | 0.01 | 0
2020 | MISO_MI_2_MISO_WUMS | MISO_MI | MISO_WUMS | Internal | Winter | B19 | 700 | 117 | 0 | 67.18 | 67.18 | 0.01 | 0
2020 | MISO_MI_2_MISO_WUMS | MISO_MI | MISO_WUMS | Internal | Winter | B20 | 935 | 117 | 100.98 | 62.25 | 62.26 | 0.01 | 0
2020 | MISO_MI_2_PJM_ROR | MISO_MI | PJM_ROR | Internal | Shoulder | B11 | 25 | 1424 | 1424 | 83.51 | 85.53 | 2 | 0.02
2020 | MISO_MI_2_PJM_ROR | MISO_MI | PJM_ROR | Internal | Shoulder | B12 | 200 | 1424 | 43.96 | 71.38 | 73.38 | 2 | 0
2020 | MISO_MI_2_PJM_ROR | MISO_MI | PJM_ROR | Internal | Shoulder | B13 | 600 | 1424 | 0 | 67.29 | 69.27 | 2 | 0
2020 | MISO_MI_2_PJM_ROR | MISO_MI | PJM_ROR | Internal | Shoulder | B14 | 900 | 1424 | 0 | 64.18 | 66.16 | 2 | 0
2020 | MISO_MI_2_PJM_ROR | MISO_MI | PJM_ROR | Internal | Shoulder | B15 | 1203 | 1424 | 0 | 60.56 | 62.37 | 2 | 0
2020 | MISO_MI_2_PJM_ROR | MISO_MI | PJM_ROR | Internal | Summer | B1 | 10 | 1424 | 1424 | 107.04 | 109.5 | 2 | 0.46
2020 | MISO_MI_2_PJM_ROR | MISO_MI | PJM_ROR | Internal | Summer | B2 | 25 | 1424 | 1424 | 105.39 | 107.89 | 2 | 0.5
2020 | MISO_MI_2_PJM_ROR | MISO_MI | PJM_ROR | Internal | Summer | B3 | 75 | 1424 | 0 | 101.4 | 103.22 | 2 | 0
2020 | MISO_MI_2_PJM_ROR | MISO_MI | PJM_ROR | Internal | Summer | B4 | 100 | 1424 | 0 | 99.75 | 101.03 | 2 | 0
2020 | MISO_MI_2_PJM_ROR | MISO_MI | PJM_ROR | Internal | Summer | B5 | 200 | 1424 | 1424 | 97.72 | 99.74 | 2 | 0.02
2020 | MISO_MI_2_PJM_ROR | MISO_MI | PJM_ROR | Internal | Summer | B6 | 300 | 1424 | 1424 | 83.36 | 85.38 | 2 | 0.02
2020 | MISO_MI_2_PJM_ROR | MISO_MI | PJM_ROR | Internal | Summer | B7 | 400 | 1424 | 1424 | 69.65 | 71.67 | 2 | 0.02
2020 | MISO_MI_2_PJM_ROR | MISO_MI | PJM_ROR | Internal | Summer | B8 | 500 | 1424 | 1424 | 62.72 | 64.75 | 2 | 0.02
2020 | MISO_MI_2_PJM_ROR | MISO_MI | PJM_ROR | Internal | Summer | B9 | 800 | 1424 | 0 | 61.43 | 62.45 | 2 | 0
2020 | MISO_MI_2_PJM_ROR | MISO_MI | PJM_ROR | Internal | Summer | B10 | 1262 | 1424 | 0 | 60.74 | 60.2 | 2 | 0
2020 | MISO_MI_2_PJM_ROR | MISO_MI | PJM_ROR | Internal | Winter | B16 | 25 | 1424 | 1424 | 85.37 | 87.87 | 2 | 0.5
2020 | MISO_MI_2_PJM_ROR | MISO_MI | PJM_ROR | Internal | Winter | B17 | 100 | 1424 | 1424 | 74.55 | 77.04 | 2 | 0.48
2020 | MISO_MI_2_PJM_ROR | MISO_MI | PJM_ROR | Internal | Winter | B18 | 400 | 1424 | 1424 | 70.32 | 72.8 | 2 | 0.48
2020 | MISO_MI_2_PJM_ROR | MISO_MI | PJM_ROR | Internal | Winter | B19 | 700 | 1424 | 1424 | 67.18 | 69.47 | 2 | 0.29
2020 | MISO_MI_2_PJM_ROR | MISO_MI | PJM_ROR | Internal | Winter | B20 | 935 | 1424 | 1405.02 | 62.25 | 64.25 | 2 | 0
2020 | MISO_MO-IL_2_ENT | MISO_MO-IL | ENT | Internal | Shoulder | B11 | 25 | 2540 | 0 | 83.55 | 86.43 | 8 | 0
2020 | MISO_MO-IL_2_ENT | MISO_MO-IL | ENT | Internal | Shoulder | B12 | 200 | 2540 | 0 | 71.36 | 68.19 | 8 | 0
2020 | MISO_MO-IL_2_ENT | MISO_MO-IL | ENT | Internal | Shoulder | B13 | 600 | 2540 | 0 | 67.27 | 67.69 | 8 | 0
2020 | MISO_MO-IL_2_ENT | MISO_MO-IL | ENT | Internal | Shoulder | B14 | 900 | 2540 | 0 | 64.16 | 65.43 | 8 | 0
2020 | MISO_MO-IL_2_ENT | MISO_MO-IL | ENT | Internal | Shoulder | B15 | 1203 | 2540 | 0 | 60.54 | 61.18 | 8 | 0
2020 | MISO_MO-IL_2_ENT | MISO_MO-IL | ENT | Internal | Summer | B1 | 10 | 2540 | 0 | 107 | 105.04 | 8 | 0
2020 | MISO_MO-IL_2_ENT | MISO_MO-IL | ENT | Internal | Summer | B2 | 25 | 2540 | 0 | 105.43 | 105.82 | 8 | 0
2020 | MISO_MO-IL_2_ENT | MISO_MO-IL | ENT | Internal | Summer | B3 | 75 | 2540 | 0 | 101.44 | 104 | 8 | 0
2020 | MISO_MO-IL_2_ENT | MISO_MO-IL | ENT | Internal | Summer | B4 | 100 | 2540 | 0 | 99.78 | 104 | 8 | 0
2020 | MISO_MO-IL_2_ENT | MISO_MO-IL | ENT | Internal | Summer | B5 | 200 | 2540 | 0 | 97.75 | 101.79 | 8 | 0
2020 | MISO_MO-IL_2_ENT | MISO_MO-IL | ENT | Internal | Summer | B6 | 300 | 2540 | 0 | 83.39 | 89.17 | 8 | 0
2020 | MISO_MO-IL_2_ENT | MISO_MO-IL | ENT | Internal | Summer | B7 | 400 | 2540 | 0 | 69.67 | 74.76 | 8 | 0
2020 | MISO_MO-IL_2_ENT | MISO_MO-IL | ENT | Internal | Summer | B8 | 500 | 2540 | 0 | 62.75 | 68.72 | 8 | 0
2020 | MISO_MO-IL_2_ENT | MISO_MO-IL | ENT | Internal | Summer | B9 | 800 | 2540 | 0 | 61.45 | 66.82 | 8 | 0
2020 | MISO_MO-IL_2_ENT | MISO_MO-IL | ENT | Internal | Summer | B10 | 1262 | 2540 | 0 | 60.74 | 64.11 | 8 | 0
2020 | MISO_MO-IL_2_ENT | MISO_MO-IL | ENT | Internal | Winter | B16 | 25 | 2540 | 0 | 85.37 | 84.51 | 8 | 0
2020 | MISO_MO-IL_2_ENT | MISO_MO-IL | ENT | Internal | Winter | B17 | 100 | 2540 | 0 | 74.54 | 70.92 | 8 | 0
2020 | MISO_MO-IL_2_ENT | MISO_MO-IL | ENT | Internal | Winter | B18 | 400 | 2540 | 0 | 70.32 | 70.4 | 8 | 0
2020 | MISO_MO-IL_2_ENT | MISO_MO-IL | ENT | Internal | Winter | B19 | 700 | 2540 | 0 | 67.18 | 68.04 | 8 | 0
2020 | MISO_MO-IL_2_ENT | MISO_MO-IL | ENT | Internal | Winter | B20 | 935 | 2540 | 0 | 62.25 | 64.93 | 8 | 0
2020 | MISO_MO-IL_2_MISO_IN | MISO_MO-IL | MISO_IN | Internal | Shoulder | B11 | 25 | 2100 | 0 | 83.55 | 83.53 | 0.01 | 0
2020 | MISO_MO-IL_2_MISO_IN | MISO_MO-IL | MISO_IN | Internal | Shoulder | B12 | 200 | 2100 | 1612.67 | 71.36 | 71.38 | 0.01 | 0
2020 | MISO_MO-IL_2_MISO_IN | MISO_MO-IL | MISO_IN | Internal | Shoulder | B13 | 600 | 2100 | 1546.19 | 67.27 | 67.28 | 0.01 | 0
2020 | MISO_MO-IL_2_MISO_IN | MISO_MO-IL | MISO_IN | Internal | Shoulder | B14 | 900 | 2100 | 715.24 | 64.16 | 64.17 | 0.01 | 0
2020 | MISO_MO-IL_2_MISO_IN | MISO_MO-IL | MISO_IN | Internal | Shoulder | B15 | 1203 | 2100 | 1528.3 | 60.54 | 60.55 | 0.01 | 0
2020 | MISO_MO-IL_2_MISO_IN | MISO_MO-IL | MISO_IN | Internal | Summer | B1 | 10 | 2100 | 4878.26 | 107 | 107.02 | 0.01 | 0.01
2020 | MISO_MO-IL_2_MISO_IN | MISO_MO-IL | MISO_IN | Internal | Summer | B2 | 25 | 2100 | 0 | 105.43 | 105.41 | 0.01 | 0
2020 | MISO_MO-IL_2_MISO_IN | MISO_MO-IL | MISO_IN | Internal | Summer | B3 | 75 | 2100 | 0 | 101.44 | 101.43 | 0.01 | 0
2020 | MISO_MO-IL_2_MISO_IN | MISO_MO-IL | MISO_IN | Internal | Summer | B4 | 100 | 2100 | 0 | 99.78 | 99.77 | 0.01 | 0
2020 | MISO_MO-IL_2_MISO_IN | MISO_MO-IL | MISO_IN | Internal | Summer | B5 | 200 | 2100 | 0 | 97.75 | 97.74 | 0.01 | 0
2020 | MISO_MO-IL_2_MISO_IN | MISO_MO-IL | MISO_IN | Internal | Summer | B6 | 300 | 2100 | 0 | 83.39 | 83.38 | 0.01 | 0
2020 | MISO_MO-IL_2_MISO_IN | MISO_MO-IL | MISO_IN | Internal | Summer | B7 | 400 | 2100 | 0 | 69.67 | 69.66 | 0.01 | 0
2020 | MISO_MO-IL_2_MISO_IN | MISO_MO-IL | MISO_IN | Internal | Summer | B8 | 500 | 2100 | 0 | 62.75 | 62.73 | 0.01 | 0
2020 | MISO_MO-IL_2_MISO_IN | MISO_MO-IL | MISO_IN | Internal | Summer | B9 | 800 | 2100 | 0 | 61.45 | 61.43 | 0.01 | 0
2020 | MISO_MO-IL_2_MISO_IN | MISO_MO-IL | MISO_IN | Internal | Summer | B10 | 1262 | 2100 | 0 | 60.74 | 60.73 | 0.01 | 0
2020 | MISO_MO-IL_2_MISO_IN | MISO_MO-IL | MISO_IN | Internal | Winter | B16 | 25 | 2100 | 4301.98 | 85.37 | 85.39 | 0.01 | 0.01
2020 | MISO_MO-IL_2_MISO_IN | MISO_MO-IL | MISO_IN | Internal | Winter | B17 | 100 | 2100 | 2749.46 | 74.54 | 74.57 | 0.01 | 0.01
2020 | MISO_MO-IL_2_MISO_IN | MISO_MO-IL | MISO_IN | Internal | Winter | B18 | 400 | 2100 | 1969.48 | 70.32 | 70.33 | 0.01 | 0
2020 | MISO_MO-IL_2_MISO_IN | MISO_MO-IL | MISO_IN | Internal | Winter | B19 | 700 | 2100 | 0 | 67.18 | 67.17 | 0.01 | 0
2020 | MISO_MO-IL_2_MISO_IN | MISO_MO-IL | MISO_IN | Internal | Winter | B20 | 935 | 2100 | 0 | 62.25 | 62.24 | 0.01 | 0
2020 | MISO_MO-IL_2_MISO_W | MISO_MO-IL | MISO_W | Internal | Shoulder | B11 | 25 | 960 | 0 | 83.55 | 83.53 | 0.01 | 0
2020 | MISO_MO-IL_2_MISO_W | MISO_MO-IL | MISO_W | Internal | Shoulder | B12 | 200 | 960 | 0 | 71.36 | 71.35 | 0.01 | 0
2020 | MISO_MO-IL_2_MISO_W | MISO_MO-IL | MISO_W | Internal | Shoulder | B13 | 600 | 960 | 0 | 67.27 | 67.25 | 0.01 | 0
2020 | MISO_MO-IL_2_MISO_W | MISO_MO-IL | MISO_W | Internal | Shoulder | B14 | 900 | 960 | 0 | 64.16 | 64.14 | 0.01 | 0
2020 | MISO_MO-IL_2_MISO_W | MISO_MO-IL | MISO_W | Internal | Shoulder | B15 | 1203 | 960 | 0 | 60.54 | 60.52 | 0.01 | 0
2020 | MISO_MO-IL_2_MISO_W | MISO_MO-IL | MISO_W | Internal | Summer | B1 | 10 | 960 | 0 | 107 | 106.97 | 0.01 | 0
2020 | MISO_MO-IL_2_MISO_W | MISO_MO-IL | MISO_W | Internal | Summer | B2 | 25 | 960 | 0 | 105.43 | 105.41 | 0.01 | 0
2020 | MISO_MO-IL_2_MISO_W | MISO_MO-IL | MISO_W | Internal | Summer | B3 | 75 | 960 | 1863.29 | 101.44 | 101.77 | 0.01 | 0.32
2020 | MISO_MO-IL_2_MISO_W | MISO_MO-IL | MISO_W | Internal | Summer | B4 | 100 | 960 | 0 | 99.78 | 99.77 | 0.01 | 0
2020 | MISO_MO-IL_2_MISO_W | MISO_MO-IL | MISO_W | Internal | Summer | B5 | 200 | 960 | 0 | 97.75 | 97.74 | 0.01 | 0
2020 | MISO_MO-IL_2_MISO_W | MISO_MO-IL | MISO_W | Internal | Summer | B6 | 300 | 960 | 0 | 83.39 | 83.38 | 0.01 | 0
2020 | MISO_MO-IL_2_MISO_W | MISO_MO-IL | MISO_W | Internal | Summer | B7 | 400 | 960 | 0 | 69.67 | 69.66 | 0.01 | 0
2020 | MISO_MO-IL_2_MISO_W | MISO_MO-IL | MISO_W | Internal | Summer | B8 | 500 | 960 | 0 | 62.75 | 62.73 | 0.01 | 0
2020 | MISO_MO-IL_2_MISO_W | MISO_MO-IL | MISO_W | Internal | Summer | B9 | 800 | 960 | 484.54 | 61.45 | 61.46 | 0.01 | 0
2020 | MISO_MO-IL_2_MISO_W | MISO_MO-IL | MISO_W | Internal | Summer | B10 | 1262 | 960 | 0 | 60.74 | 60.73 | 0.01 | 0
2020 | MISO_MO-IL_2_MISO_W | MISO_MO-IL | MISO_W | Internal | Winter | B16 | 25 | 960 | 0 | 85.37 | 85.34 | 0.01 | 0
2020 | MISO_MO-IL_2_MISO_W | MISO_MO-IL | MISO_W | Internal | Winter | B17 | 100 | 960 | 0 | 74.54 | 74.51 | 0.01 | 0
2020 | MISO_MO-IL_2_MISO_W | MISO_MO-IL | MISO_W | Internal | Winter | B18 | 400 | 960 | 0 | 70.32 | 70.3 | 0.01 | 0
2020 | MISO_MO-IL_2_MISO_W | MISO_MO-IL | MISO_W | Internal | Winter | B19 | 700 | 960 | 0 | 67.18 | 67.17 | 0.01 | 0
2020 | MISO_MO-IL_2_MISO_W | MISO_MO-IL | MISO_W | Internal | Winter | B20 | 935 | 960 | 0 | 62.25 | 62.25 | 0.01 | 0
2020 | MISO_MO-IL_2_PJM_ROR | MISO_MO-IL | PJM_ROR | Internal | Shoulder | B11 | 25 | 1212 | 0 | 83.55 | 85.53 | 2 | 0
2020 | MISO_MO-IL_2_PJM_ROR | MISO_MO-IL | PJM_ROR | Internal | Shoulder | B12 | 200 | 1212 | 1212 | 71.36 | 73.38 | 2 | 0.01
2020 | MISO_MO-IL_2_PJM_ROR | MISO_MO-IL | PJM_ROR | Internal | Shoulder | B13 | 600 | 1212 | 697.53 | 67.27 | 69.27 | 2 | 0
2020 | MISO_MO-IL_2_PJM_ROR | MISO_MO-IL | PJM_ROR | Internal | Shoulder | B14 | 900 | 1212 | 586.35 | 64.16 | 66.16 | 2 | 0
2020 | MISO_MO-IL_2_PJM_ROR | MISO_MO-IL | PJM_ROR | Internal | Shoulder | B15 | 1203 | 1212 | 0 | 60.54 | 62.37 | 2 | 0
2020 | MISO_MO-IL_2_PJM_ROR | MISO_MO-IL | PJM_ROR | Internal | Summer | B1 | 10 | 1212 | 1212 | 107 | 109.5 | 2 | 0.5
2020 | MISO_MO-IL_2_PJM_ROR | MISO_MO-IL | PJM_ROR | Internal | Summer | B2 | 25 | 1212 | 1212 | 105.43 | 107.89 | 2 | 0.46
2020 | MISO_MO-IL_2_PJM_ROR | MISO_MO-IL | PJM_ROR | Internal | Summer | B3 | 75 | 1212 | 0 | 101.44 | 103.22 | 2 | 0
2020 | MISO_MO-IL_2_PJM_ROR | MISO_MO-IL | PJM_ROR | Internal | Summer | B4 | 100 | 1212 | 0 | 99.78 | 101.03 | 2 | 0
2020 | MISO_MO-IL_2_PJM_ROR | MISO_MO-IL | PJM_ROR | Internal | Summer | B5 | 200 | 1212 | 0 | 97.75 | 99.74 | 2 | 0
2020 | MISO_MO-IL_2_PJM_ROR | MISO_MO-IL | PJM_ROR | Internal | Summer | B6 | 300 | 1212 | 0 | 83.39 | 85.38 | 2 | 0
2020 | MISO_MO-IL_2_PJM_ROR | MISO_MO-IL | PJM_ROR | Internal | Summer | B7 | 400 | 1212 | 94.8 | 69.67 | 71.67 | 2 | 0
2020 | MISO_MO-IL_2_PJM_ROR | MISO_MO-IL | PJM_ROR | Internal | Summer | B8 | 500 | 1212 | 52.65 | 62.75 | 64.75 | 2 | 0
2020 | MISO_MO-IL_2_PJM_ROR | MISO_MO-IL | PJM_ROR | Internal | Summer | B9 | 800 | 1212 | 0 | 61.45 | 62.45 | 2 | 0
2020 | MISO_MO-IL_2_PJM_ROR | MISO_MO-IL | PJM_ROR | Internal | Summer | B10 | 1262 | 1212 | 0 | 60.74 | 60.2 | 2 | 0
2020 | MISO_MO-IL_2_PJM_ROR | MISO_MO-IL | PJM_ROR | Internal | Winter | B16 | 25 | 1212 | 1212 | 85.37 | 87.87 | 2 | 0.5
2020 | MISO_MO-IL_2_PJM_ROR | MISO_MO-IL | PJM_ROR | Internal | Winter | B17 | 100 | 1212 | 1212 | 74.54 | 77.04 | 2 | 0.5
2020 | MISO_MO-IL_2_PJM_ROR | MISO_MO-IL | PJM_ROR | Internal | Winter | B18 | 400 | 1212 | 1212 | 70.32 | 72.8 | 2 | 0.48
2020 | MISO_MO-IL_2_PJM_ROR | MISO_MO-IL | PJM_ROR | Internal | Winter | B19 | 700 | 1212 | 1212 | 67.18 | 69.47 | 2 | 0.29
2020 | MISO_MO-IL_2_PJM_ROR | MISO_MO-IL | PJM_ROR | Internal | Winter | B20 | 935 | 1212 | 1192.74 | 62.25 | 64.25 | 2 | 0
2020 | MISO_MO-IL_2_TVA_Transmission | MISO_MO-IL | TVA_Transmission | Internal | Shoulder | B11 | 25 | 4000 | 3199.99 | 83.55 | 91.55 | 8 | 0
2020 | MISO_MO-IL_2_TVA_Transmission | MISO_MO-IL | TVA_Transmission | Internal | Shoulder | B12 | 200 | 4000 | 0 | 71.36 | 74.44 | 8 | 0
2020 | MISO_MO-IL_2_TVA_Transmission | MISO_MO-IL | TVA_Transmission | Internal | Shoulder | B13 | 600 | 4000 | 0 | 67.27 | 72.13 | 8 | 0
2020 | MISO_MO-IL_2_TVA_Transmission | MISO_MO-IL | TVA_Transmission | Internal | Shoulder | B14 | 900 | 4000 | 0 | 64.16 | 70.82 | 8 | 0
2020 | MISO_MO-IL_2_TVA_Transmission | MISO_MO-IL | TVA_Transmission | Internal | Shoulder | B15 | 1203 | 4000 | 0 | 60.54 | 68.37 | 8 | 0
2020 | MISO_MO-IL_2_TVA_Transmission | MISO_MO-IL | TVA_Transmission | Internal | Summer | B1 | 10 | 4000 | 228.2 | 107 | 115 | 8 | 0
2020 | MISO_MO-IL_2_TVA_Transmission | MISO_MO-IL | TVA_Transmission | Internal | Summer | B2 | 25 | 4000 | 4000 | 105.43 | 113.82 | 8 | 0.39
2020 | MISO_MO-IL_2_TVA_Transmission | MISO_MO-IL | TVA_Transmission | Internal | Summer | B3 | 75 | 4000 | 1409.82 | 101.44 | 109.44 | 8 | 0
2020 | MISO_MO-IL_2_TVA_Transmission | MISO_MO-IL | TVA_Transmission | Internal | Summer | B4 | 100 | 4000 | 709.01 | 99.78 | 107.78 | 8 | 0
2020 | MISO_MO-IL_2_TVA_Transmission | MISO_MO-IL | TVA_Transmission | Internal | Summer | B5 | 200 | 4000 | 0 | 97.75 | 105.74 | 8 | 0
2020 | MISO_MO-IL_2_TVA_Transmission | MISO_MO-IL | TVA_Transmission | Internal | Summer | B6 | 300 | 4000 | 700 | 83.39 | 91.39 | 8 | 0
2020 | MISO_MO-IL_2_TVA_Transmission | MISO_MO-IL | TVA_Transmission | Internal | Summer | B7 | 400 | 4000 | 831.2 | 69.67 | 77.67 | 8 | 0
2020 | MISO_MO-IL_2_TVA_Transmission | MISO_MO-IL | TVA_Transmission | Internal | Summer | B8 | 500 | 4000 | 93.86 | 62.75 | 70.75 | 8 | 0
2020 | MISO_MO-IL_2_TVA_Transmission | MISO_MO-IL | TVA_Transmission | Internal | Summer | B9 | 800 | 4000 | 0 | 61.45 | 68.45 | 8 | 0
2020 | MISO_MO-IL_2_TVA_Transmission | MISO_MO-IL | TVA_Transmission | Internal | Summer | B10 | 1262 | 4000 | 0 | 60.74 | 65.95 | 8 | 0
2020 | MISO_MO-IL_2_TVA_Transmission | MISO_MO-IL | TVA_Transmission | Internal | Winter | B16 | 25 | 4000 | 483.63 | 85.37 | 93.37 | 8 | 0
2020 | MISO_MO-IL_2_TVA_Transmission | MISO_MO-IL | TVA_Transmission | Internal | Winter | B17 | 100 | 4000 | 0 | 74.54 | 78.92 | 8 | 0
2020 | MISO_MO-IL_2_TVA_Transmission | MISO_MO-IL | TVA_Transmission | Internal | Winter | B18 | 400 | 4000 | 0 | 70.32 | 75.02 | 8 | 0
2020 | MISO_MO-IL_2_TVA_Transmission | MISO_MO-IL | TVA_Transmission | Internal | Winter | B19 | 700 | 4000 | 0 | 67.18 | 73.49 | 8 | 0
2020 | MISO_MO-IL_2_TVA_Transmission | MISO_MO-IL | TVA_Transmission | Internal | Winter | B20 | 935 | 4000 | 672.34 | 62.25 | 70.25 | 8 | 0
2020 | MISO_W_2_IESO | MISO_W | IESO | Internal | Shoulder | B11 | 25 | 90 | 0 | 83.53 | 67.83 | 8 | 0
2020 | MISO_W_2_IESO | MISO_W | IESO | Internal | Shoulder | B12 | 200 | 90 | 0 | 71.35 | 55.69 | 8 | 0
2020 | MISO_W_2_IESO | MISO_W | IESO | Internal | Shoulder | B13 | 600 | 90 | 0 | 67.25 | 53.43 | 8 | 0
2020 | MISO_W_2_IESO | MISO_W | IESO | Internal | Shoulder | B14 | 900 | 90 | 0 | 64.14 | 53.43 | 8 | 0
2020 | MISO_W_2_IESO | MISO_W | IESO | Internal | Shoulder | B15 | 1203 | 90 | 0 | 60.52 | 53.43 | 8 | 0
2020 | MISO_W_2_IESO | MISO_W | IESO | Internal | Summer | B1 | 10 | 90 | 0 | 106.97 | 112.08 | 8 | 0
2020 | MISO_W_2_IESO | MISO_W | IESO | Internal | Summer | B2 | 25 | 90 | 0 | 105.41 | 98.39 | 8 | 0
2020 | MISO_W_2_IESO | MISO_W | IESO | Internal | Summer | B3 | 75 | 90 | 0 | 101.77 | 85.72 | 8 | 0
2020 | MISO_W_2_IESO | MISO_W | IESO | Internal | Summer | B4 | 100 | 90 | 0 | 99.77 | 84.07 | 8 | 0
2020 | MISO_W_2_IESO | MISO_W | IESO | Internal | Summer | B5 | 200 | 90 | 0 | 97.74 | 82.03 | 8 | 0
2020 | MISO_W_2_IESO | MISO_W | IESO | Internal | Summer | B6 | 300 | 90 | 0 | 83.38 | 67.68 | 8 | 0
2020 | MISO_W_2_IESO | MISO_W | IESO | Internal | Summer | B7 | 400 | 90 | 0 | 69.66 | 53.97 | 8 | 0
2020 | MISO_W_2_IESO | MISO_W | IESO | Internal | Summer | B8 | 500 | 90 | 0 | 62.73 | 47.04 | 8 | 0
2020 | MISO_W_2_IESO | MISO_W | IESO | Internal | Summer | B9 | 800 | 90 | 0 | 61.46 | 47.04 | 8 | 0
2020 | MISO_W_2_IESO | MISO_W | IESO | Internal | Summer | B10 | 1262 | 90 | 0 | 60.73 | 47.04 | 8 | 0
2020 | MISO_W_2_IESO | MISO_W | IESO | Internal | Winter | B16 | 25 | 90 | 0 | 85.34 | 69.69 | 8 | 0
2020 | MISO_W_2_IESO | MISO_W | IESO | Internal | Winter | B17 | 100 | 90 | 0 | 74.51 | 58.87 | 8 | 0
2020 | MISO_W_2_IESO | MISO_W | IESO | Internal | Winter | B18 | 400 | 90 | 0 | 70.3 | 54.63 | 8 | 0
2020 | MISO_W_2_IESO | MISO_W | IESO | Internal | Winter | B19 | 700 | 90 | 0 | 67.17 | 54.63 | 8 | 0
2020 | MISO_W_2_IESO | MISO_W | IESO | Internal | Winter | B20 | 935 | 90 | 0 | 62.25 | 54.63 | 8 | 0
2020 | MISO_W_2_MAPP_CA | MISO_W | MAPP_CA | Internal | Shoulder | B11 | 25 | 700 | 0 | 83.53 | 80.03 | 0.01 | 0
2020 | MISO_W_2_MAPP_CA | MISO_W | MAPP_CA | Internal | Shoulder | B12 | 200 | 700 | 0 | 71.35 | 71.34 | 0.01 | 0
2020 | MISO_W_2_MAPP_CA | MISO_W | MAPP_CA | Internal | Shoulder | B13 | 600 | 700 | 0 | 67.25 | 67.24 | 0.01 | 0
2020 | MISO_W_2_MAPP_CA | MISO_W | MAPP_CA | Internal | Shoulder | B14 | 900 | 700 | 0 | 64.14 | 62.44 | 0.01 | 0
2020 | MISO_W_2_MAPP_CA | MISO_W | MAPP_CA | Internal | Shoulder | B15 | 1203 | 700 | 700 | 60.52 | 62.44 | 0.01 | 1.91
2020 | MISO_W_2_MAPP_CA | MISO_W | MAPP_CA | Internal | Summer | B1 | 10 | 700 | 0 | 106.97 | 104.08 | 0.01 | 0
2020 | MISO_W_2_MAPP_CA | MISO_W | MAPP_CA | Internal | Summer | B2 | 25 | 700 | 0 | 105.41 | 105.39 | 0.01 | 0
2020 | MISO_W_2_MAPP_CA | MISO_W | MAPP_CA | Internal | Summer | B3 | 75 | 700 | 0 | 101.77 | 98.26 | 0.01 | 0
2020 | MISO_W_2_MAPP_CA | MISO_W | MAPP_CA | Internal | Summer | B4 | 100 | 700 | 0 | 99.77 | 96.27 | 0.01 | 0
2020 | MISO_W_2_MAPP_CA | MISO_W | MAPP_CA | Internal | Summer | B5 | 200 | 700 | 0 | 97.74 | 94.24 | 0.01 | 0
2020 | MISO_W_2_MAPP_CA | MISO_W | MAPP_CA | Internal | Summer | B6 | 300 | 700 | 0 | 83.38 | 83.37 | 0.01 | 0
2020 | MISO_W_2_MAPP_CA | MISO_W | MAPP_CA | Internal | Summer | B7 | 400 | 700 | 0 | 69.66 | 66.16 | 0.01 | 0
2020 | MISO_W_2_MAPP_CA | MISO_W | MAPP_CA | Internal | Summer | B8 | 500 | 700 | 0 | 62.73 | 60.84 | 0.01 | 0
2020 | MISO_W_2_MAPP_CA | MISO_W | MAPP_CA | Internal | Summer | B9 | 800 | 700 | 0 | 61.46 | 60.84 | 0.01 | 0
2020 | MISO_W_2_MAPP_CA | MISO_W | MAPP_CA | Internal | Summer | B10 | 1262 | 700 | 700 | 60.73 | 60.84 | 0.01 | 0.1
2020 | MISO_W_2_MAPP_CA | MISO_W | MAPP_CA | Internal | Winter | B16 | 25 | 700 | 0 | 85.34 | 81.83 | 0.01 | 0
2020 | MISO_W_2_MAPP_CA | MISO_W | MAPP_CA | Internal | Winter | B17 | 100 | 700 | 0 | 74.51 | 74.5 | 0.01 | 0
2020 | MISO_W_2_MAPP_CA | MISO_W | MAPP_CA | Internal | Winter | B18 | 400 | 700 | 0 | 70.3 | 70.29 | 0.01 | 0
2020 | MISO_W_2_MAPP_CA | MISO_W | MAPP_CA | Internal | Winter | B19 | 700 | 700 | 0 | 67.17 | 67.16 | 0.01 | 0
2020 | MISO_W_2_MAPP_CA | MISO_W | MAPP_CA | Internal | Winter | B20 | 935 | 700 | 700 | 62.25 | 64.16 | 0.01 | 1.91
2020 | MISO_W_2_MISO_MO-IL | MISO_W | MISO_MO-IL | Internal | Shoulder | B11 | 25 | 3800 | 3658.43 | 83.53 | 83.55 | 0.01 | 0
2020 | MISO_W_2_MISO_MO-IL | MISO_W | MISO_MO-IL | Internal | Shoulder | B12 | 200 | 3800 | 2353.63 | 71.35 | 71.36 | 0.01 | 0
2020 | MISO_W_2_MISO_MO-IL | MISO_W | MISO_MO-IL | Internal | Shoulder | B13 | 600 | 3800 | 2019.35 | 67.25 | 67.27 | 0.01 | 0
2020 | MISO_W_2_MISO_MO-IL | MISO_W | MISO_MO-IL | Internal | Shoulder | B14 | 900 | 3800 | 637.87 | 64.14 | 64.16 | 0.01 | 0
2020 | MISO_W_2_MISO_MO-IL | MISO_W | MISO_MO-IL | Internal | Shoulder | B15 | 1203 | 3800 | 896.79 | 60.52 | 60.54 | 0.01 | 0
2020 | MISO_W_2_MISO_MO-IL | MISO_W | MISO_MO-IL | Internal | Summer | B1 | 10 | 3800 | 3800 | 106.97 | 107 | 0.01 | 0.02
2020 | MISO_W_2_MISO_MO-IL | MISO_W | MISO_MO-IL | Internal | Summer | B2 | 25 | 3800 | 3460.21 | 105.41 | 105.43 | 0.01 | 0
2020 | MISO_W_2_MISO_MO-IL | MISO_W | MISO_MO-IL | Internal | Summer | B3 | 75 | 3800 | 0 | 101.77 | 101.44 | 0.01 | 0
2020 | MISO_W_2_MISO_MO-IL | MISO_W | MISO_MO-IL | Internal | Summer | B4 | 100 | 3800 | 282.42 | 99.77 | 99.78 | 0.01 | 0
2020 | MISO_W_2_MISO_MO-IL | MISO_W | MISO_MO-IL | Internal | Summer | B5 | 200 | 3800 | 278.31 | 97.74 | 97.75 | 0.01 | 0
2020 | MISO_W_2_MISO_MO-IL | MISO_W | MISO_MO-IL | Internal | Summer | B6 | 300 | 3800 | 291.23 | 83.38 | 83.39 | 0.01 | 0
2020 | MISO_W_2_MISO_MO-IL | MISO_W | MISO_MO-IL | Internal | Summer | B7 | 400 | 3800 | 720.86 | 69.66 | 69.67 | 0.01 | 0
2020 | MISO_W_2_MISO_MO-IL | MISO_W | MISO_MO-IL | Internal | Summer | B8 | 500 | 3800 | 167.46 | 62.73 | 62.75 | 0.01 | 0
2020 | MISO_W_2_MISO_MO-IL | MISO_W | MISO_MO-IL | Internal | Summer | B9 | 800 | 3800 | 0 | 61.46 | 61.45 | 0.01 | 0
2020 | MISO_W_2_MISO_MO-IL | MISO_W | MISO_MO-IL | Internal | Summer | B10 | 1262 | 3800 | 14.89 | 60.73 | 60.74 | 0.01 | 0
2020 | MISO_W_2_MISO_MO-IL | MISO_W | MISO_MO-IL | Internal | Winter | B16 | 25 | 3800 | 3800 | 85.34 | 85.37 | 0.01 | 0.02
2020 | MISO_W_2_MISO_MO-IL | MISO_W | MISO_MO-IL | Internal | Winter | B17 | 100 | 3800 | 3800 | 74.51 | 74.54 | 0.01 | 0.02
2020 | MISO_W_2_MISO_MO-IL | MISO_W | MISO_MO-IL | Internal | Winter | B18 | 400 | 3800 | 2592.18 | 70.3 | 70.32 | 0.01 | 0
2020 | MISO_W_2_MISO_MO-IL | MISO_W | MISO_MO-IL | Internal | Winter | B19 | 700 | 3800 | 620.28 | 67.17 | 67.18 | 0.01 | 0
2020 | MISO_W_2_MISO_MO-IL | MISO_W | MISO_MO-IL | Internal | Winter | B20 | 935 | 3800 | 0 | 62.25 | 62.25 | 0.01 | 0
2020 | MISO_W_2_MISO_WUMS | MISO_W | MISO_WUMS | Internal | Shoulder | B11 | 25 | 1629 | 0 | 83.53 | 83.53 | 0.01 | 0
2020 | MISO_W_2_MISO_WUMS | MISO_W | MISO_WUMS | Internal | Shoulder | B12 | 200 | 1629 | 1678.99 | 71.35 | 71.38 | 0.01 | 0.01
2020 | MISO_W_2_MISO_WUMS | MISO_W | MISO_WUMS | Internal | Shoulder | B13 | 600 | 1629 | 1295.29 | 67.25 | 67.27 | 0.01 | 0
2020 | MISO_W_2_MISO_WUMS | MISO_W | MISO_WUMS | Internal | Shoulder | B14 | 900 | 1629 | 1128.45 | 64.14 | 64.16 | 0.01 | 0
2020 | MISO_W_2_MISO_WUMS | MISO_W | MISO_WUMS | Internal | Shoulder | B15 | 1203 | 1629 | 1386.94 | 60.52 | 60.54 | 0.01 | 0
2020 | MISO_W_2_MISO_WUMS | MISO_W | MISO_WUMS | Internal | Summer | B1 | 10 | 1629 | 0 | 106.97 | 106.96 | 0.01 | 0
2020 | MISO_W_2_MISO_WUMS | MISO_W | MISO_WUMS | Internal | Summer | B2 | 25 | 1629 | 0 | 105.41 | 105.4 | 0.01 | 0
2020 | MISO_W_2_MISO_WUMS | MISO_W | MISO_WUMS | Internal | Summer | B3 | 75 | 1629 | 110.65 | 101.77 | 101.78 | 0.01 | 0
2020 | MISO_W_2_MISO_WUMS | MISO_W | MISO_WUMS | Internal | Summer | B4 | 100 | 1629 | 0 | 99.77 | 99.76 | 0.01 | 0
2020 | MISO_W_2_MISO_WUMS | MISO_W | MISO_WUMS | Internal | Summer | B5 | 200 | 1629 | 0 | 97.74 | 97.74 | 0.01 | 0
2020 | MISO_W_2_MISO_WUMS | MISO_W | MISO_WUMS | Internal | Summer | B6 | 300 | 1629 | 0 | 83.38 | 83.37 | 0.01 | 0
2020 | MISO_W_2_MISO_WUMS | MISO_W | MISO_WUMS | Internal | Summer | B7 | 400 | 1629 | 86.01 | 69.66 | 69.67 | 0.01 | 0
2020 | MISO_W_2_MISO_WUMS | MISO_W | MISO_WUMS | Internal | Summer | B8 | 500 | 1629 | 45.29 | 62.73 | 62.75 | 0.01 | 0
2020 | MISO_W_2_MISO_WUMS | MISO_W | MISO_WUMS | Internal | Summer | B9 | 800 | 1629 | 0 | 61.46 | 61.45 | 0.01 | 0
2020 | MISO_W_2_MISO_WUMS | MISO_W | MISO_WUMS | Internal | Summer | B10 | 1262 | 1629 | 176.13 | 60.73 | 60.74 | 0.01 | 0
2020 | MISO_W_2_MISO_WUMS | MISO_W | MISO_WUMS | Internal | Winter | B16 | 25 | 1629 | 0 | 85.34 | 85.32 | 0.01 | 0
2020 | MISO_W_2_MISO_WUMS | MISO_W | MISO_WUMS | Internal | Winter | B17 | 100 | 1629 | 0 | 74.51 | 74.5 | 0.01 | 0
2020 | MISO_W_2_MISO_WUMS | MISO_W | MISO_WUMS | Internal | Winter | B18 | 400 | 1629 | 610.33 | 70.3 | 70.32 | 0.01 | 0
2020 | MISO_W_2_MISO_WUMS | MISO_W | MISO_WUMS | Internal | Winter | B19 | 700 | 1629 | 481.9 | 67.17 | 67.18 | 0.01 | 0
2020 | MISO_W_2_MISO_WUMS | MISO_W | MISO_WUMS | Internal | Winter | B20 | 935 | 1629 | 322.48 | 62.25 | 62.26 | 0.01 | 0
2020 | MISO_W_2_PJM_ROR | MISO_W | PJM_ROR | Internal | Shoulder | B11 | 25 | 773 | 485.47 | 83.53 | 85.53 | 2 | 0
2020 | MISO_W_2_PJM_ROR | MISO_W | PJM_ROR | Internal | Shoulder | B12 | 200 | 773 | 773 | 71.35 | 73.38 | 2 | 0.02
2020 | MISO_W_2_PJM_ROR | MISO_W | PJM_ROR | Internal | Shoulder | B13 | 600 | 773 | 773 | 67.25 | 69.27 | 2 | 0.01
2020 | MISO_W_2_PJM_ROR | MISO_W | PJM_ROR | Internal | Shoulder | B14 | 900 | 773 | 773 | 64.14 | 66.16 | 2 | 0.01
2020 | MISO_W_2_PJM_ROR | MISO_W | PJM_ROR | Internal | Shoulder | B15 | 1203 | 773 | 0 | 60.52 | 62.37 | 2 | 0
2020 | MISO_W_2_PJM_ROR | MISO_W | PJM_ROR | Internal | Summer | B1 | 10 | 773 | 773 | 106.97 | 109.5 | 2 | 0.53
2020 | MISO_W_2_PJM_ROR | MISO_W | PJM_ROR | Internal | Summer | B2 | 25 | 773 | 773 | 105.41 | 107.89 | 2 | 0.47
2020 | MISO_W_2_PJM_ROR | MISO_W | PJM_ROR | Internal | Summer | B3 | 75 | 773 | 0 | 101.77 | 103.22 | 2 | 0
2020 | MISO_W_2_PJM_ROR | MISO_W | PJM_ROR | Internal | Summer | B4 | 100 | 773 | 0 | 99.77 | 101.03 | 2 | 0
2020 | MISO_W_2_PJM_ROR | MISO_W | PJM_ROR | Internal | Summer | B5 | 200 | 773 | 64.66 | 97.74 | 99.74 | 2 | 0
2020 | MISO_W_2_PJM_ROR | MISO_W | PJM_ROR | Internal | Summer | B6 | 300 | 773 | 372.97 | 83.38 | 85.38 | 2 | 0
2020 | MISO_W_2_PJM_ROR | MISO_W | PJM_ROR | Internal | Summer | B7 | 400 | 773 | 773 | 69.66 | 71.67 | 2 | 0.01
2020 | MISO_W_2_PJM_ROR | MISO_W | PJM_ROR | Internal | Summer | B8 | 500 | 773 | 773 | 62.73 | 64.75 | 2 | 0.01
2020 | MISO_W_2_PJM_ROR | MISO_W | PJM_ROR | Internal | Summer | B9 | 800 | 773 | 0 | 61.46 | 62.45 | 2 | 0
2020 | MISO_W_2_PJM_ROR | MISO_W | PJM_ROR | Internal | Summer | B10 | 1262 | 773 | 0 | 60.73 | 60.2 | 2 | 0
2020 | MISO_W_2_PJM_ROR | MISO_W | PJM_ROR | Internal | Winter | B16 | 25 | 773 | 7383.79 | 85.34 | 87.87 | 2 | 0.53
2020 | MISO_W_2_PJM_ROR | MISO_W | PJM_ROR | Internal | Winter | B17 | 100 | 773 | 5314.23 | 74.51 | 77.04 | 2 | 0.53
2020 | MISO_W_2_PJM_ROR | MISO_W | PJM_ROR | Internal | Winter | B18 | 400 | 773 | 773 | 70.3 | 72.8 | 2 | 0.5
2020 | MISO_W_2_PJM_ROR | MISO_W | PJM_ROR | Internal | Winter | B19 | 700 | 773 | 773 | 67.17 | 69.47 | 2 | 0.3
2020 | MISO_W_2_PJM_ROR | MISO_W | PJM_ROR | Internal | Winter | B20 | 935 | 773 | 187.69 | 62.25 | 64.25 | 2 | 0
2020 | MISO_W_2_SPP_N | MISO_W | SPP_N | Internal | Shoulder | B11 | 25 | 3200 | 0 | 83.53 | 75.65 | 7 | 0
2020 | MISO_W_2_SPP_N | MISO_W | SPP_N | Internal | Shoulder | B12 | 200 | 3200 | 0 | 71.35 | 63.19 | 7 | 0
2020 | MISO_W_2_SPP_N | MISO_W | SPP_N | Internal | Shoulder | B13 | 600 | 3200 | 0 | 67.25 | 62.27 | 7 | 0
2020 | MISO_W_2_SPP_N | MISO_W | SPP_N | Internal | Shoulder | B14 | 900 | 3200 | 0 | 64.14 | 54.66 | 7 | 0
2020 | MISO_W_2_SPP_N | MISO_W | SPP_N | Internal | Shoulder | B15 | 1203 | 3200 | 0 | 60.52 | 50.41 | 7 | 0
2020 | MISO_W_2_SPP_N | MISO_W | SPP_N | Internal | Summer | B1 | 10 | 3200 | 0 | 106.97 | 95.37 | 7 | 0
2020 | MISO_W_2_SPP_N | MISO_W | SPP_N | Internal | Summer | B2 | 25 | 3200 | 0 | 105.41 | 98.44 | 7 | 0
2020 | MISO_W_2_SPP_N | MISO_W | SPP_N | Internal | Summer | B3 | 75 | 3200 | 0 | 101.77 | 99 | 7 | 0
2020 | MISO_W_2_SPP_N | MISO_W | SPP_N | Internal | Summer | B4 | 100 | 3200 | 0 | 99.77 | 94.78 | 7 | 0
2020 | MISO_W_2_SPP_N | MISO_W | SPP_N | Internal | Summer | B5 | 200 | 3200 | 0 | 97.74 | 92.75 | 7 | 0
2020 | MISO_W_2_SPP_N | MISO_W | SPP_N | Internal | Summer | B6 | 300 | 3200 | 0 | 83.38 | 78.39 | 7 | 0
2020 | MISO_W_2_SPP_N | MISO_W | SPP_N | Internal | Summer | B7 | 400 | 3200 | 0 | 69.66 | 65.78 | 7 | 0
2020 | MISO_W_2_SPP_N | MISO_W | SPP_N | Internal | Summer | B8 | 500 | 3200 | 0 | 62.73 | 63.72 | 7 | 0
2020 | MISO_W_2_SPP_N | MISO_W | SPP_N | Internal | Summer | B9 | 800 | 3200 | 0 | 61.46 | 62.62 | 7 | 0
2020 | MISO_W_2_SPP_N | MISO_W | SPP_N | Internal | Summer | B10 | 1262 | 3200 | 0 | 60.73 | 57.76 | 7 | 0
2020 | MISO_W_2_SPP_N | MISO_W | SPP_N | Internal | Winter | B16 | 25 | 3200 | 0 | 85.34 | 73.74 | 7 | 0
2020 | MISO_W_2_SPP_N | MISO_W | SPP_N | Internal | Winter | B17 | 100 | 3200 | 0 | 74.51 | 63.65 | 7 | 0
2020 | MISO_W_2_SPP_N | MISO_W | SPP_N | Internal | Winter | B18 | 400 | 3200 | 0 | 70.3 | 62.66 | 7 | 0
2020 | MISO_W_2_SPP_N | MISO_W | SPP_N | Internal | Winter | B19 | 700 | 3200 | 0 | 67.17 | 60.92 | 7 | 0
2020 | MISO_W_2_SPP_N | MISO_W | SPP_N | Internal | Winter | B20 | 935 | 3200 | 0 | 62.25 | 54.15 | 7 | 0
2020 | MISO_WUMS_2_MISO_MI | MISO_WUMS | MISO_MI | Internal | Shoulder | B11 | 25 | 99 | 0 | 83.53 | 83.51 | 0.01 | 0
2020 | MISO_WUMS_2_MISO_MI | MISO_WUMS | MISO_MI | Internal | Shoulder | B12 | 200 | 99 | 0 | 71.38 | 71.38 | 0.01 | 0
2020 | MISO_WUMS_2_MISO_MI | MISO_WUMS | MISO_MI | Internal | Shoulder | B13 | 600 | 99 | 99 | 67.27 | 67.29 | 0.01 | 0.01
2020 | MISO_WUMS_2_MISO_MI | MISO_WUMS | MISO_MI | Internal | Shoulder | B14 | 900 | 99 | 99 | 64.16 | 64.18 | 0.01 | 0.01
2020 | MISO_WUMS_2_MISO_MI | MISO_WUMS | MISO_MI | Internal | Shoulder | B15 | 1203 | 99 | 99 | 60.54 | 60.56 | 0.01 | 0.01
2020 | MISO_WUMS_2_MISO_MI | MISO_WUMS | MISO_MI | Internal | Summer | B1 | 10 | 99 | 99 | 106.96 | 107.04 | 0.01 | 0.07
2020 | MISO_WUMS_2_MISO_MI | MISO_WUMS | MISO_MI | Internal | Summer | B2 | 25 | 99 | 0 | 105.4 | 105.39 | 0.01 | 0
2020 | MISO_WUMS_2_MISO_MI | MISO_WUMS | MISO_MI | Internal | Summer | B3 | 75 | 99 | 0 | 101.78 | 101.4 | 0.01 | 0
2020 | MISO_WUMS_2_MISO_MI | MISO_WUMS | MISO_MI | Internal | Summer | B4 | 100 | 99 | 0 | 99.76 | 99.75 | 0.01 | 0
2020 | MISO_WUMS_2_MISO_MI | MISO_WUMS | MISO_MI | Internal | Summer | B5 | 200 | 99 | 0 | 97.74 | 97.72 | 0.01 | 0
2020 | MISO_WUMS_2_MISO_MI | MISO_WUMS | MISO_MI | Internal | Summer | B6 | 300 | 99 | 0 | 83.37 | 83.36 | 0.01 | 0
2020 | MISO_WUMS_2_MISO_MI | MISO_WUMS | MISO_MI | Internal | Summer | B7 | 400 | 99 | 0 | 69.67 | 69.65 | 0.01 | 0
2020 | MISO_WUMS_2_MISO_MI | MISO_WUMS | MISO_MI | Internal | Summer | B8 | 500 | 99 | 0 | 62.75 | 62.72 | 0.01 | 0
2020 | MISO_WUMS_2_MISO_MI | MISO_WUMS | MISO_MI | Internal | Summer | B9 | 800 | 99 | 0 | 61.45 | 61.43 | 0.01 | 0
2020 | MISO_WUMS_2_MISO_MI | MISO_WUMS | MISO_MI | Internal | Summer | B10 | 1262 | 99 | 0 | 60.74 | 60.74 | 0.01 | 0
2020 | MISO_WUMS_2_MISO_MI | MISO_WUMS | MISO_MI | Internal | Winter | B16 | 25 | 99 | 99 | 85.32 | 85.37 | 0.01 | 0.03
2020 | MISO_WUMS_2_MISO_MI | MISO_WUMS | MISO_MI | Internal | Winter | B17 | 100 | 99 | 99 | 74.5 | 74.55 | 0.01 | 0.05
2020 | MISO_WUMS_2_MISO_MI | MISO_WUMS | MISO_MI | Internal | Winter | B18 | 400 | 99 | 0 | 70.32 | 70.32 | 0.01 | 0
2020 | MISO_WUMS_2_MISO_MI | MISO_WUMS | MISO_MI | Internal | Winter | B19 | 700 | 99 | 0 | 67.18 | 67.18 | 0.01 | 0
2020 | MISO_WUMS_2_MISO_MI | MISO_WUMS | MISO_MI | Internal | Winter | B20 | 935 | 99 | 0 | 62.26 | 62.25 | 0.01 | 0
2020 | MISO_WUMS_2_MISO_W | MISO_WUMS | MISO_W | Internal | Shoulder | B11 | 25 | 1137 | 0 | 83.53 | 83.53 | 0.01 | 0
2020 | MISO_WUMS_2_MISO_W | MISO_WUMS | MISO_W | Internal | Shoulder | B12 | 200 | 1137 | 0 | 71.38 | 71.35 | 0.01 | 0
2020 | MISO_WUMS_2_MISO_W | MISO_WUMS | MISO_W | Internal | Shoulder | B13 | 600 | 1137 | 0 | 67.27 | 67.25 | 0.01 | 0
2020 | MISO_WUMS_2_MISO_W | MISO_WUMS | MISO_W | Internal | Shoulder | B14 | 900 | 1137 | 0 | 64.16 | 64.14 | 0.01 | 0
2020 | MISO_WUMS_2_MISO_W | MISO_WUMS | MISO_W | Internal | Shoulder | B15 | 1203 | 1137 | 0 | 60.54 | 60.52 | 0.01 | 0
2020 | MISO_WUMS_2_MISO_W | MISO_WUMS | MISO_W | Internal | Summer | B1 | 10 | 1137 | 151.65 | 106.96 | 106.97 | 0.01 | 0
2020 | MISO_WUMS_2_MISO_W | MISO_WUMS | MISO_W | Internal | Summer | B2 | 25 | 1137 | 323.79 | 105.4 | 105.41 | 0.01 | 0
2020 | MISO_WUMS_2_MISO_W | MISO_WUMS | MISO_W | Internal | Summer | B3 | 75 | 1137 | 0 | 101.78 | 101.77 | 0.01 | 0
2020 | MISO_WUMS_2_MISO_W | MISO_WUMS | MISO_W | Internal | Summer | B4 | 100 | 1137 | 550.93 | 99.76 | 99.77 | 0.01 | 0
2020 | MISO_WUMS_2_MISO_W | MISO_WUMS | MISO_W | Internal | Summer | B5 | 200 | 1137 | 0 | 97.74 | 97.74 | 0.01 | 0
2020 | MISO_WUMS_2_MISO_W | MISO_WUMS | MISO_W | Internal | Summer | B6 | 300 | 1137 | 23.28 | 83.37 | 83.38 | 0.01 | 0
2020 | MISO_WUMS_2_MISO_W | MISO_WUMS | MISO_W | Internal | Summer | B7 | 400 | 1137 | 0 | 69.67 | 69.66 | 0.01 | 0
2020 | MISO_WUMS_2_MISO_W | MISO_WUMS | MISO_W | Internal | Summer | B8 | 500 | 1137 | 0 | 62.75 | 62.73 | 0.01 | 0
2020 | MISO_WUMS_2_MISO_W | MISO_WUMS | MISO_W | Internal | Summer | B9 | 800 | 1137 | 586.79 | 61.45 | 61.46 | 0.01 | 0
2020 | MISO_WUMS_2_MISO_W | MISO_WUMS | MISO_W | Internal | Summer | B10 | 1262 | 1137 | 0 | 60.74 | 60.73 | 0.01 | 0
2020 | MISO_WUMS_2_MISO_W | MISO_WUMS | MISO_W | Internal | Winter | B16 | 25 | 1137 | 265.63 | 85.32 | 85.34 | 0.01 | 0
2020 | MISO_WUMS_2_MISO_W | MISO_WUMS | MISO_W | Internal | Winter | B17 | 100 | 1137 | 453.5 | 74.5 | 74.51 | 0.01 | 0
2020 | MISO_WUMS_2_MISO_W | MISO_WUMS | MISO_W | Internal | Winter | B18 | 400 | 1137 | 0 | 70.32 | 70.3 | 0.01 | 0
2020 | MISO_WUMS_2_MISO_W | MISO_WUMS | MISO_W | Internal | Winter | B19 | 700 | 1137 | 0 | 67.18 | 67.17 | 0.01 | 0
2020 | MISO_WUMS_2_MISO_W | MISO_WUMS | MISO_W | Internal | Winter | B20 | 935 | 1137 | 0 | 62.26 | 62.25 | 0.01 | 0
2020 | MISO_WUMS_2_PJM_ROR | MISO_WUMS | PJM_ROR | Internal | Shoulder | B11 | 25 | 1600 | 128.36 | 83.53 | 85.53 | 2 | 0
2020 | MISO_WUMS_2_PJM_ROR | MISO_WUMS | PJM_ROR | Internal | Shoulder | B12 | 200 | 1600 | 1552.99 | 71.38 | 73.38 | 2 | 0
2020 | MISO_WUMS_2_PJM_ROR | MISO_WUMS | PJM_ROR | Internal | Shoulder | B13 | 600 | 1600 | 382.47 | 67.27 | 69.27 | 2 | 0
2020 | MISO_WUMS_2_PJM_ROR | MISO_WUMS | PJM_ROR | Internal | Shoulder | B14 | 900 | 1600 | 283.24 | 64.16 | 66.16 | 2 | 0
2020 | MISO_WUMS_2_PJM_ROR | MISO_WUMS | PJM_ROR | Internal | Shoulder | B15 | 1203 | 1600 | 0 | 60.54 | 62.37 | 2 | 0
2020 | MISO_WUMS_2_PJM_ROR | MISO_WUMS | PJM_ROR | Internal | Summer | B1 | 10 | 1600 | 1600 | 106.96 | 109.5 | 2 | 0.54
2020 | MISO_WUMS_2_PJM_ROR | MISO_WUMS | PJM_ROR | Internal | Summer | B2 | 25 | 1600 | 1600 | 105.4 | 107.89 | 2 | 0.48
2020 | MISO_WUMS_2_PJM_ROR | MISO_WUMS | PJM_ROR | Internal | Summer | B3 | 75 | 1600 | 0 | 101.78 | 103.22 | 2 | 0
2020 | MISO_WUMS_2_PJM_ROR | MISO_WUMS | PJM_ROR | Internal | Summer | B4 | 100 | 1600 | 0 | 99.76 | 101.03 | 2 | 0
2020 | MISO_WUMS_2_PJM_ROR | MISO_WUMS | PJM_ROR | Internal | Summer | B5 | 200 | 1600 | 1143.25 | 97.74 | 99.74 | 2 | 0
2020 | MISO_WUMS_2_PJM_ROR | MISO_WUMS | PJM_ROR | Internal | Summer | B6 | 300 | 1600 | 1600 | 83.37 | 85.38 | 2 | 0.01
2020 | MISO_WUMS_2_PJM_ROR | MISO_WUMS | PJM_ROR | Internal | Summer | B7 | 400 | 1600 | 716.1 | 69.67 | 71.67 | 2 | 0
2020 | MISO_WUMS_2_PJM_ROR | MISO_WUMS | PJM_ROR | Internal | Summer | B8 | 500 | 1600 | 303.35 | 62.75 | 64.75 | 2 | 0
2020 | MISO_WUMS_2_PJM_ROR | MISO_WUMS | PJM_ROR | Internal | Summer | B9 | 800 | 1600 | 0 | 61.45 | 62.45 | 2 | 0
2020 | MISO_WUMS_2_PJM_ROR | MISO_WUMS | PJM_ROR | Internal | Summer | B10 | 1262 | 1600 | 0 | 60.74 | 60.2 | 2 | 0
2020 | MISO_WUMS_2_PJM_ROR | MISO_WUMS | PJM_ROR | Internal | Winter | B16 | 25 | 1600 | 1600 | 85.32 | 87.87 | 2 | 0.54
2020 | MISO_WUMS_2_PJM_ROR | MISO_WUMS | PJM_ROR | Internal | Winter | B17 | 100 | 1600 | 1600 | 74.5 | 77.04 | 2 | 0.54
2020 | MISO_WUMS_2_PJM_ROR | MISO_WUMS | PJM_ROR | Internal | Winter | B18 | 400 | 1600 | 1600 | 70.32 | 72.8 | 2 | 0.48
2020 | MISO_WUMS_2_PJM_ROR | MISO_WUMS | PJM_ROR | Internal | Winter | B19 | 700 | 1600 | 1600 | 67.18 | 69.47 | 2 | 0.29
2020 | MISO_WUMS_2_PJM_ROR | MISO_WUMS | PJM_ROR | Internal | Winter | B20 | 935 | 1600 | 0 | 62.26 | 64.25 | 2 | 0
2020 | NE_2_MAPP_US | NE | MAPP_US | Internal | Shoulder | B11 | 25 | 1600 | 0 | 75.64 | 76.53 | 5 | 0
2020 | NE_2_MAPP_US | NE | MAPP_US | Internal | Shoulder | B12 | 200 | 1600 | 0 | 63.18 | 64.35 | 5 | 0
2020 | NE_2_MAPP_US | NE | MAPP_US | Internal | Shoulder | B13 | 600 | 1600 | 0 | 60.59 | 60.25 | 5 | 0
2020 | NE_2_MAPP_US | NE | MAPP_US | Internal | Shoulder | B14 | 900 | 1600 | 0 | 54.65 | 57.14 | 5 | 0
2020 | NE_2_MAPP_US | NE | MAPP_US | Internal | Shoulder | B15 | 1203 | 1600 | 0 | 50.39 | 53.52 | 5 | 0
2020 | NE_2_MAPP_US | NE | MAPP_US | Internal | Summer | B1 | 10 | 1600 | 0 | 101.97 | 99.97 | 5 | 0
2020 | NE_2_MAPP_US | NE | MAPP_US | Internal | Summer | B2 | 25 | 1600 | 0 | 98.43 | 98.41 | 5 | 0
2020 | NE_2_MAPP_US | NE | MAPP_US | Internal | Summer | B3 | 75 | 1600 | 0 | 98.99 | 94.77 | 5 | 0
2020 | NE_2_MAPP_US | NE | MAPP_US | Internal | Summer | B4 | 100 | 1600 | 0 | 94.77 | 92.77 | 5 | 0
2020 | NE_2_MAPP_US | NE | MAPP_US | Internal | Summer | B5 | 200 | 1600 | 0 | 92.74 | 90.74 | 5 | 0
2020 | NE_2_MAPP_US | NE | MAPP_US | Internal | Summer | B6 | 300 | 1600 | 0 | 78.38 | 76.38 | 5 | 0
2020 | NE_2_MAPP_US | NE | MAPP_US | Internal | Summer | B7 | 400 | 1600 | 0 | 65.77 | 62.66 | 5 | 0
2020 | NE_2_MAPP_US | NE | MAPP_US | Internal | Summer | B8 | 500 | 1600 | 0 | 61.68 | 55.73 | 5 | 0
2020 | NE_2_MAPP_US | NE | MAPP_US | Internal | Summer | B9 | 800 | 1600 | 0 | 60.59 | 54.46 | 5 | 0
2020 | NE_2_MAPP_US | NE | MAPP_US | Internal | Summer | B10 | 1262 | 1600 | 0 | 55.73 | 53.73 | 5 | 0
2020 | NE_2_MAPP_US | NE | MAPP_US | Internal | Winter | B16 | 25 | 1600 | 0 | 75.21 | 72.91 | 5 | 0
2020 | NE_2_MAPP_US | NE | MAPP_US | Internal | Winter | B17 | 100 | 1600 | 0 | 64.38 | 65.58 | 5 | 0
2020 | NE_2_MAPP_US | NE | MAPP_US | Internal | Winter | B18 | 400 | 1600 | 0 | 60.62 | 63.3 | 5 | 0
2020 | NE_2_MAPP_US | NE | MAPP_US | Internal | Winter | B19 | 700 | 1600 | 0 | 58.88 | 60.17 | 5 | 0
2020 | NE_2_MAPP_US | NE | MAPP_US | Internal | Winter | B20 | 935 | 1600 | 0 | 52.12 | 55.25 | 5 | 0
2020 | NE_2_MISO_W | NE | MISO_W | Internal | Shoulder | B11 | 25 | 1600 | 1600 | 75.64 | 83.53 | 5 | 2.89
2020 | NE_2_MISO_W | NE | MISO_W | Internal | Shoulder | B12 | 200 | 1600 | 1600 | 63.18 | 71.35 | 5 | 3.17
2020 | NE_2_MISO_W | NE | MISO_W | Internal | Shoulder | B13 | 600 | 1600 | 1600 | 60.59 | 67.25 | 5 | 1.67
2020 | NE_2_MISO_W | NE | MISO_W | Internal | Shoulder | B14 | 900 | 1600 | 1600 | 54.65 | 64.14 | 5 | 4.5
2020 | NE_2_MISO_W | NE | MISO_W | Internal | Shoulder | B15 | 1203 | 1600 | 3952.35 | 50.39 | 60.52 | 5 | 5.13
2020 | NE_2_MISO_W | NE | MISO_W | Internal | Summer | B1 | 10 | 1600 | 1028.79 | 101.97 | 106.97 | 5 | 0
2020 | NE_2_MISO_W | NE | MISO_W | Internal | Summer | B2 | 25 | 1600 | 1600 | 98.43 | 105.41 | 5 | 1.98
2020 | NE_2_MISO_W | NE | MISO_W | Internal | Summer | B3 | 75 | 1600 | 0 | 98.99 | 101.77 | 5 | 0
2020 | NE_2_MISO_W | NE | MISO_W | Internal | Summer | B4 | 100 | 1600 | 442.33 | 94.77 | 99.77 | 5 | 0
2020 | NE_2_MISO_W | NE | MISO_W | Internal | Summer | B5 | 200 | 1600 | 520.61 | 92.74 | 97.74 | 5 | 0
2020 | NE_2_MISO_W | NE | MISO_W | Internal | Summer | B6 | 300 | 1600 | 85.75 | 78.38 | 83.38 | 5 | 0
2020 | NE_2_MISO_W | NE | MISO_W | Internal | Summer | B7 | 400 | 1600 | 0 | 65.77 | 69.66 | 5 | 0
2020 | NE_2_MISO_W | NE | MISO_W | Internal | Summer | B8 | 500 | 1600 | 0 | 61.68 | 62.73 | 5 | 0
2020 | NE_2_MISO_W | NE | MISO_W | Internal | Summer | B9 | 800 | 1600 | 0 | 60.59 | 61.46 | 5 | 0
2020 | NE_2_MISO_W | NE | MISO_W | Internal | Summer | B10 | 1262 | 1600 | 1300.77 | 55.73 | 60.73 | 5 | 0
2020 | NE_2_MISO_W | NE | MISO_W | Internal | Winter | B16 | 25 | 1600 | 6726.36 | 75.21 | 85.34 | 5 | 5.13
2020 | NE_2_MISO_W | NE | MISO_W | Internal | Winter | B17 | 100 | 1600 | 5606.97 | 64.38 | 74.51 | 5 | 5.13
2020 | NE_2_MISO_W | NE | MISO_W | Internal | Winter | B18 | 400 | 1600 | 1600 | 60.62 | 70.3 | 5 | 4.68
2020 | NE_2_MISO_W | NE | MISO_W | Internal | Winter | B19 | 700 | 1600 | 1600 | 58.88 | 67.17 | 5 | 3.29
2020 | NE_2_MISO_W | NE | MISO_W | Internal | Winter | B20 | 935 | 1600 | 2302.74 | 52.12 | 62.25 | 5 | 5.13
2020 | NE_2_SPP_N | NE | SPP_N | Internal | Shoulder | B11 | 25 | 1800 | 216.66 | 75.64 | 75.65 | 0.01 | 0
2020 | NE_2_SPP_N | NE | SPP_N | Internal | Shoulder | B12 | 200 | 1800 | 1157.8 | 63.18 | 63.19 | 0.01 | 0
2020 | NE_2_SPP_N | NE | SPP_N | Internal | Shoulder | B13 | 600 | 1800 | 1800 | 60.59 | 62.27 | 0.01 | 1.67
2020 | NE_2_SPP_N | NE | SPP_N | Internal | Shoulder | B14 | 900 | 1800 | 1788.93 | 54.65 | 54.66 | 0.01 | 0
2020 | NE_2_SPP_N | NE | SPP_N | Internal | Shoulder | B15 | 1203 | 1800 | 64.19 | 50.39 | 50.41 | 0.01 | 0
2020 | NE_2_SPP_N | NE | SPP_N | Internal | Summer | B1 | 10 | 1800 | 0 | 101.97 | 95.37 | 0.01 | 0
2020 | NE_2_SPP_N | NE | SPP_N | Internal | Summer | B2 | 25 | 1800 | 233.97 | 98.43 | 98.44 | 0.01 | 0
2020 | NE_2_SPP_N | NE | SPP_N | Internal | Summer | B3 | 75 | 1800 | 1245.32 | 98.99 | 99 | 0.01 | 0
2020 | NE_2_SPP_N | NE | SPP_N | Internal | Summer | B4 | 100 | 1800 | 257.03 | 94.77 | 94.78 | 0.01 | 0
2020 | NE_2_SPP_N | NE | SPP_N | Internal | Summer | B5 | 200 | 1800 | 486.9 | 92.74 | 92.75 | 0.01 | 0
2020 | NE_2_SPP_N | NE | SPP_N | Internal | Summer | B6 | 300 | 1800 | 1271.05 | 78.38 | 78.39 | 0.01 | 0
2020 | NE_2_SPP_N | NE | SPP_N | Internal | Summer | B7 | 400 | 1800 | 1767.47 | 65.77 | 65.78 | 0.01 | 0
2020 | NE_2_SPP_N | NE | SPP_N | Internal | Summer | B8 | 500 | 1800 | 2623.53 | 61.68 | 63.72 | 0.01 | 2.02
2020 | NE_2_SPP_N | NE | SPP_N | Internal | Summer | B9 | 800 | 1800 | 2523.8 | 60.59 | 62.62 | 0.01 | 2.02
2020 | NE_2_SPP_N | NE | SPP_N | Internal | Summer | B10 | 1262 | 1800 | 1892.5 | 55.73 | 57.76 | 0.01 | 2.02
2020 | NE_2_SPP_N | NE | SPP_N | Internal | Winter | B16 | 25 | 1800 | 0 | 75.21 | 73.74 | 0.01 | 0
2020 | NE_2_SPP_N | NE | SPP_N | Internal | Winter | B17 | 100 | 1800 | 0 | 64.38 | 63.65 | 0.01 | 0
2020 | NE_2_SPP_N | NE | SPP_N | Internal | Winter | B18 | 400 | 1800 | 3100.58 | 60.62 | 62.66 | 0.01 | 2.02
2020 | NE_2_SPP_N | NE | SPP_N | Internal | Winter | B19 | 700 | 1800 | 2071.98 | 58.88 | 60.92 | 0.01 | 2.02
2020 | NE_2_SPP_N | NE | SPP_N | Internal | Winter | B20 | 935 | 1800 | 2176.56 | 52.12 | 54.15 | 0.01 | 2.02
2020 | NEISO_2_NYISO_A-F | NEISO | NYISO_A-F | Internal | Shoulder | B11 | 25 | 600 | 613.99 | 66.95 | 70.81 | 3 | 0.85
2020 | NEISO_2_NYISO_A-F | NEISO | NYISO_A-F | Internal | Shoulder | B12 | 200 | 600 | 0 | 61.44 | 63.95 | 3 | 0
2020 | NEISO_2_NYISO_A-F | NEISO | NYISO_A-F | Internal | Shoulder | B13 | 600 | 600 | 0 | 61.44 | 61.59 | 3 | 0
2020 | NEISO_2_NYISO_A-F | NEISO | NYISO_A-F | Internal | Shoulder | B14 | 900 | 600 | 0 | 61.44 | 61.59 | 3 | 0
2020 | NEISO_2_NYISO_A-F | NEISO | NYISO_A-F | Internal | Shoulder | B15 | 1203 | 600 | 0 | 61.44 | 61.59 | 3 | 0
2020 | NEISO_2_NYISO_A-F | NEISO | NYISO_A-F | Internal | Summer | B1 | 10 | 600 | 0 | 127.75 | 124.75 | 3 | 0
2020 | NEISO_2_NYISO_A-F | NEISO | NYISO_A-F | Internal | Summer | B2 | 25 | 600 | 0 | 113 | 111.06 | 3 | 0
2020 | NEISO_2_NYISO_A-F | NEISO | NYISO_A-F | Internal | Summer | B3 | 75 | 600 | 171.55 | 88.25 | 91.25 | 3 | 0
2020 | NEISO_2_NYISO_A-F | NEISO | NYISO_A-F | Internal | Summer | B4 | 100 | 600 | 0 | 82.44 | 84.49 | 3 | 0
2020 | NEISO_2_NYISO_A-F | NEISO | NYISO_A-F | Internal | Summer | B5 | 200 | 600 | 0 | 81.14 | 83.19 | 3 | 0
2020 | NEISO_2_NYISO_A-F | NEISO | NYISO_A-F | Internal | Summer | B6 | 300 | 600 | 565.41 | 66.8 | 69.8 | 3 | 0
2020 | NEISO_2_NYISO_A-F | NEISO | NYISO_A-F | Internal | Summer | B7 | 400 | 600 | 858.39 | 58.56 | 62.41 | 3 | 0.85
2020 | NEISO_2_NYISO_A-F | NEISO | NYISO_A-F | Internal | Summer | B8 | 500 | 600 | 0 | 58.56 | 59.71 | 3 | 0
2020 | NEISO_2_NYISO_A-F | NEISO | NYISO_A-F | Internal | Summer | B9 | 800 | 600 | 0 | 58.56 | 59.71 | 3 | 0
2020 | NEISO_2_NYISO_A-F | NEISO | NYISO_A-F | Internal | Summer | B10 | 1262 | 600 | 0 | 58.56 | 59.71 | 3 | 0
2020 | NEISO_2_NYISO_A-F | NEISO | NYISO_A-F | Internal | Winter | B16 | 25 | 600 | 0 | 70.37 | 72.88 | 3 | 0
2020 | NEISO_2_NYISO_A-F | NEISO | NYISO_A-F | Internal | Winter | B17 | 100 | 600 | 0 | 70.1 | 67.1 | 3 | 0
2020 | NEISO_2_NYISO_A-F | NEISO | NYISO_A-F | Internal | Winter | B18 | 400 | 600 | 0 | 69.34 | 66.34 | 3 | 0
2020 | NEISO_2_NYISO_A-F | NEISO | NYISO_A-F | Internal | Winter | B19 | 700 | 600 | 0 | 69.34 | 66.34 | 3 | 0
2020 | NEISO_2_NYISO_A-F | NEISO | NYISO_A-F | Internal | Winter | B20 | 935 | 600 | 0 | 69.34 | 66.34 | 3 | 0
2020 | NEISO_2_NYISO_G-I | NEISO | NYISO_G-I | Internal | Shoulder | B11 | 25 | 600 | 600 | 66.95 | 73.92 | 3 | 3.97
2020 | NEISO_2_NYISO_G-I | NEISO | NYISO_G-I | Internal | Shoulder | B12 | 200 | 600 | 600 | 61.44 | 65.38 | 3 | 0.94
2020 | NEISO_2_NYISO_G-I | NEISO | NYISO_G-I | Internal | Shoulder | B13 | 600 | 600 | 0 | 61.44 | 64.43 | 3 | 0
2020 | NEISO_2_NYISO_G-I | NEISO | NYISO_G-I | Internal | Shoulder | B14 | 900 | 600 | 0 | 61.44 | 62.56 | 3 | 0
2020 | NEISO_2_NYISO_G-I | NEISO | NYISO_G-I | Internal | Shoulder | B15 | 1203 | 600 | 0 | 61.44 | 61.6 | 3 | 0
2020 | NEISO_2_NYISO_G-I | NEISO | NYISO_G-I | Internal | Summer | B1 | 10 | 600 | 0 | 127.75 | 129.67 | 3 | 0
2020 | NEISO_2_NYISO_G-I | NEISO | NYISO_G-I | Internal | Summer | B2 | 25 | 600 | 0 | 113 | 115.98 | 3 | 0
2020 | NEISO_2_NYISO_G-I | NEISO | NYISO_G-I | Internal | Summer | B3 | 75 | 600 | 600 | 88.25 | 95.22 | 3 | 3.97
2020 | NEISO_2_NYISO_G-I | NEISO | NYISO_G-I | Internal | Summer | B4 | 100 | 600 | 600 | 82.44 | 89.41 | 3 | 3.97
2020 | NEISO_2_NYISO_G-I | NEISO | NYISO_G-I | Internal | Summer | B5 | 200 | 600 | 600 | 81.14 | 88.11 | 3 | 3.97
2020 | NEISO_2_NYISO_G-I | NEISO | NYISO_G-I | Internal | Summer | B6 | 300 | 600 | 600 | 66.8 | 73.77 | 3 | 3.97
2020 | NEISO_2_NYISO_G-I | NEISO | NYISO_G-I | Internal | Summer | B7 | 400 | 600 | 600 | 58.56 | 63.67 | 3 | 2.12
2020 | NEISO_2_NYISO_G-I | NEISO | NYISO_G-I | Internal | Summer | B8 | 500 | 600 | 436.2 | 58.56 | 61.56 | 3 | 0
2020 | NEISO_2_NYISO_G-I | NEISO | NYISO_G-I | Internal | Summer | B9 | 800 | 600 | 0 | 58.56 | 59.97 | 3 | 0
2020 | NEISO_2_NYISO_G-I | NEISO | NYISO_G-I | Internal | Summer | B10 | 1262 | 600 | 0 | 58.56 | 59.72 | 3 | 0
2020 | NEISO_2_NYISO_G-I | NEISO | NYISO_G-I | Internal | Winter | B16 | 25 | 600 | 600 | 70.37 | 77.33 | 3 | 3.97
2020 | NEISO_2_NYISO_G-I | NEISO | NYISO_G-I | Internal | Winter | B17 | 100 | 600 | 0 | 70.1 | 72.02 | 3 | 0
2020 | NEISO_2_NYISO_G-I | NEISO | NYISO_G-I | Internal | Winter | B18 | 400 | 600 | 0 | 69.34 | 71.26 | 3 | 0
2020 | NEISO_2_NYISO_G-I | NEISO | NYISO_G-I | Internal | Winter | B19 | 700 | 600 | 0 | 69.34 | 71.26 | 3 | 0
2020 | NEISO_2_NYISO_G-I | NEISO | NYISO_G-I | Internal | Winter | B20 | 935 | 600 | 0 | 69.34 | 69.72 | 3 | 0
2020 | NEISO_2_NYISO_J-K | NEISO | NYISO_J-K | Internal | Shoulder | B11 | 25 | 430 | 3610.36 | 66.95 | 73.93 | 3 | 3.98
2020 | NEISO_2_NYISO_J-K | NEISO | NYISO_J-K | Internal | Shoulder | B12 | 200 | 430 | 430 | 61.44 | 65.39 | 3 | 0.95
2020 | NEISO_2_NYISO_J-K | NEISO | NYISO_J-K | Internal | Shoulder | B13 | 600 | 430 | 368.25 | 61.44 | 64.44 | 3 | 0
2020 | NEISO_2_NYISO_J-K | NEISO | NYISO_J-K | Internal | Shoulder | B14 | 900 | 430 | 0 | 61.44 | 62.57 | 3 | 0
2020 | NEISO_2_NYISO_J-K | NEISO | NYISO_J-K | Internal | Shoulder | B15 | 1203 | 430 | 0 | 61.44 | 61.61 | 3 | 0
2020 | NEISO_2_NYISO_J-K | NEISO | NYISO_J-K | Internal | Summer | B1 | 10 | 430 | 0 | 127.75 | 129.7 | 3 | 0
2020 | NEISO_2_NYISO_J-K | NEISO | NYISO_J-K | Internal | Summer | B2 | 25 | 430 | 375.16 | 113 | 116 | 3 | 0
2020 | NEISO_2_NYISO_J-K | NEISO | NYISO_J-K | Internal | Summer | B3 | 75 | 430 | 430.12 | 88.25 | 95.23 | 3 | 3.98
2020 | NEISO_2_NYISO_J-K | NEISO | NYISO_J-K | Internal | Summer | B4 | 100 | 430 | 2487.9 | 82.44 | 89.42 | 3 | 3.98
2020 | NEISO_2_NYISO_J-K | NEISO | NYISO_J-K | Internal | Summer | B5 | 200 | 430 | 3641.46 | 81.14 | 88.12 | 3 | 3.98
2020 | NEISO_2_NYISO_J-K | NEISO | NYISO_J-K | Internal | Summer | B6 | 300 | 430 | 2730.5 | 66.8 | 73.78 | 3 | 3.98
2020 | NEISO_2_NYISO_J-K | NEISO | NYISO_J-K | Internal | Summer | B7 | 400 | 430 | 430 | 58.56 | 63.68 | 3 | 2.13
2020 | NEISO_2_NYISO_J-K | NEISO | NYISO_J-K | Internal | Summer | B8 | 500 | 430 | 430 | 58.56 | 61.57 | 3 | 0.01
2020 | NEISO_2_NYISO_J-K | NEISO | NYISO_J-K | Internal | Summer | B9 | 800 | 430 | 0 | 58.56 | 59.98 | 3 | 0
2020 | NEISO_2_NYISO_J-K | NEISO | NYISO_J-K | Internal | Summer | B10 | 1262 | 430 | 0 | 58.56 | 59.73 | 3 | 0
2020 | NEISO_2_NYISO_J-K | NEISO | NYISO_J-K | Internal | Winter | B16 | 25 | 430 | 1458.71 | 70.37 | 77.35 | 3 | 3.98
2020 | NEISO_2_NYISO_J-K | NEISO | NYISO_J-K | Internal | Winter | B17 | 100 | 430 | 0 | 70.1 | 72.05 | 3 | 0
2020 | NEISO_2_NYISO_J-K | NEISO | NYISO_J-K | Internal | Winter | B18 | 400 | 430 | 0 | 69.34 | 71.29 | 3 | 0
2020 | NEISO_2_NYISO_J-K | NEISO | NYISO_J-K | Internal | Winter | B19 | 700 | 430 | 0 | 69.34 | 71.29 | 3 | 0
2020 | NEISO_2_NYISO_J-K | NEISO | NYISO_J-K | Internal | Winter | B20 | 935 | 430 | 0 | 69.34 | 69.73 | 3 | 0
2020 | NonRTO_Midwest_2_TVA_Transmission | NonRTO_Midwest | TVA_Transmission | Internal | Shoulder | B11 | 25 | 2400 | 0 | 91.53 | 91.55 | 8 | 0
2020 | NonRTO_Midwest_2_TVA_Transmission | NonRTO_Midwest | TVA_Transmission | Internal | Shoulder | B12 | 200 | 2400 | 0 | 79.38 | 74.44 | 8 | 0
2020 | NonRTO_Midwest_2_TVA_Transmission | NonRTO_Midwest | TVA_Transmission | Internal | Shoulder | B13 | 600 | 2400 | 0 | 75.28 | 72.13 | 8 | 0
2020 | NonRTO_Midwest_2_TVA_Transmission | NonRTO_Midwest | TVA_Transmission | Internal | Shoulder | B14 | 900 | 2400 | 0 | 72.17 | 70.82 | 8 | 0
2020 | NonRTO_Midwest_2_TVA_Transmission | NonRTO_Midwest | TVA_Transmission | Internal | Shoulder | B15 | 1203 | 2400 | 0 | 63.09 | 68.37 | 8 | 0
2020 | NonRTO_Midwest_2_TVA_Transmission | NonRTO_Midwest | TVA_Transmission | Internal | Summer | B1 | 10 | 2400 | 0 | 108.34 | 115 | 8 | 0
2020 | NonRTO_Midwest_2_TVA_Transmission | NonRTO_Midwest | TVA_Transmission | Internal | Summer | B2 | 25 | 2400 | 0 | 108.34 | 113.82 | 8 | 0
2020 | NonRTO_Midwest_2_TVA_Transmission | NonRTO_Midwest | TVA_Transmission | Internal | Summer | B3 | 75 | 2400 | 0 | 108.34 | 109.44 | 8 | 0
2020 | NonRTO_Midwest_2_TVA_Transmission | NonRTO_Midwest | TVA_Transmission | Internal | Summer | B4 | 100 | 2400 | 0 | 107.77 | 107.78 | 8 | 0
2020 | NonRTO_Midwest_2_TVA_Transmission | NonRTO_Midwest | TVA_Transmission | Internal | Summer | B5 | 200 | 2400 | 0 | 105.74 | 105.74 | 8 | 0
2020 | NonRTO_Midwest_2_TVA_Transmission | NonRTO_Midwest | TVA_Transmission | Internal | Summer | B6 | 300 | 2400 | 0 | 91.38 | 91.39 | 8 | 0
2020 | NonRTO_Midwest_2_TVA_Transmission | NonRTO_Midwest | TVA_Transmission | Internal | Summer | B7 | 400 | 2400 | 0 | 77.66 | 77.67 | 8 | 0
2020 | NonRTO_Midwest_2_TVA_Transmission | NonRTO_Midwest | TVA_Transmission | Internal | Summer | B8 | 500 | 2400 | 0 | 65.39 | 70.75 | 8 | 0
2020 | NonRTO_Midwest_2_TVA_Transmission | NonRTO_Midwest | TVA_Transmission | Internal | Summer | B9 | 800 | 2400 | 0 | 65.23 | 68.45 | 8 | 0
2020 | NonRTO_Midwest_2_TVA_Transmission | NonRTO_Midwest | TVA_Transmission | Internal | Summer | B10 | 1262 | 2400 | 0 | 61.53 | 65.95 | 8 | 0
2020 | NonRTO_Midwest_2_TVA_Transmission | NonRTO_Midwest | TVA_Transmission | Internal | Winter | B16 | 25 | 2400 | 0 | 93.39 | 93.37 | 8 | 0
2020 | NonRTO_Midwest_2_TVA_Transmission | NonRTO_Midwest | TVA_Transmission | Internal | Winter | B17 | 100 | 2400 | 0 | 82.57 | 78.92 | 8 | 0
2020 | NonRTO_Midwest_2_TVA_Transmission | NonRTO_Midwest | TVA_Transmission | Internal | Winter | B18 | 400 | 2400 | 0 | 78.33 | 75.02 | 8 | 0
2020 | NonRTO_Midwest_2_TVA_Transmission | NonRTO_Midwest | TVA_Transmission | Internal | Winter | B19 | 700 | 2400 | 0 | 75.17 | 73.49 | 8 | 0
2020 | NonRTO_Midwest_2_TVA_Transmission | NonRTO_Midwest | TVA_Transmission | Internal | Winter | B20 | 935 | 2400 | 0 | 65.39 | 70.25 | 8 | 0
2020 | NYISO_A-F_2_NEISO | NYISO_A-F | NEISO | Internal | Shoulder | B11 | 25 | 600 | 0 | 70.81 | 66.95 | 3 | 0
2020 | NYISO_A-F_2_NEISO | NYISO_A-F | NEISO | Internal | Shoulder | B12 | 200 | 600 | 0 | 63.95 | 61.44 | 3 | 0
2020 | NYISO_A-F_2_NEISO | NYISO_A-F | NEISO | Internal | Shoulder | B13 | 600 | 600 | 0 | 61.59 | 61.44 | 3 | 0
2020 | NYISO_A-F_2_NEISO | NYISO_A-F | NEISO | Internal | Shoulder | B14 | 900 | 600 | 0 | 61.59 | 61.44 | 3 | 0
2020 | NYISO_A-F_2_NEISO | NYISO_A-F | NEISO | Internal | Shoulder | B15 | 1203 | 600 | 0 | 61.59 | 61.44 | 3 | 0
2020 | NYISO_A-F_2_NEISO | NYISO_A-F | NEISO | Internal | Summer | B1 | 10 | 600 | 395.83 | 124.75 | 127.75 | 3 | 0
2020 | NYISO_A-F_2_NEISO | NYISO_A-F | NEISO | Internal | Summer | B2 | 25 | 600 | 0 | 111.06 | 113 | 3 | 0
2020 | NYISO_A-F_2_NEISO | NYISO_A-F | NEISO | Internal | Summer | B3 | 75 | 600 | 0 | 91.25 | 88.25 | 3 | 0
2020 | NYISO_A-F_2_NEISO | NYISO_A-F | NEISO | Internal | Summer | B4 | 100 | 600 | 0 | 84.49 | 82.44 | 3 | 0
2020 | NYISO_A-F_2_NEISO | NYISO_A-F | NEISO | Internal | Summer | B5 | 200 | 600 | 0 | 83.19 | 81.14 | 3 | 0
2020 | NYISO_A-F_2_NEISO | NYISO_A-F | NEISO | Internal | Summer | B6 | 300 | 600 | 0 | 69.8 | 66.8 | 3 | 0
2020 | NYISO_A-F_2_NEISO | NYISO_A-F | NEISO | Internal | Summer | B7 | 400 | 600 | 0 | 62.41 | 58.56 | 3 | 0
2020 | NYISO_A-F_2_NEISO | NYISO_A-F | NEISO | Internal | Summer | B8 | 500 | 600 | 0 | 59.71 | 58.56 | 3 | 0
2020 | NYISO_A-F_2_NEISO | NYISO_A-F | NEISO | Internal | Summer | B9 | 800 | 600 | 0 | 59.71 | 58.56 | 3 | 0
2020 | NYISO_A-F_2_NEISO | NYISO_A-F | NEISO | Internal | Summer | B10 | 1262 | 600 | 0 | 59.71 | 58.56 | 3 | 0
2020 | NYISO_A-F_2_NEISO | NYISO_A-F | NEISO | Internal | Winter | B16 | 25 | 600 | 0 | 72.88 | 70.37 | 3 | 0
2020 | NYISO_A-F_2_NEISO | NYISO_A-F | NEISO | Internal | Winter | B17 | 100 | 600 | 246.2 | 67.1 | 70.1 | 3 | 0
2020 | NYISO_A-F_2_NEISO | NYISO_A-F | NEISO | Internal | Winter | B18 | 400 | 600 | 81.61 | 66.34 | 69.34 | 3 | 0
2020 | NYISO_A-F_2_NEISO | NYISO_A-F | NEISO | Internal | Winter | B19 | 700 | 600 | 77.87 | 66.34 | 69.34 | 3 | 0
2020 | NYISO_A-F_2_NEISO | NYISO_A-F | NEISO | Internal | Winter | B20 | 935 | 600 | 91.86 | 66.34 | 69.34 | 3 | 0
2020 | NYISO_A-F_2_NYISO_G-I | NYISO_A-F | NYISO_G-I | Internal | Shoulder | B11 | 25 | 4250 | 4250 | 70.81 | 73.92 | 0.01 | 3.1
2020 | NYISO_A-F_2_NYISO_G-I | NYISO_A-F | NYISO_G-I | Internal | Shoulder | B12 | 200 | 4250 | 4250 | 63.95 | 65.38 | 0.01 | 1.41
2020 | NYISO_A-F_2_NYISO_G-I | NYISO_A-F | NYISO_G-I | Internal | Shoulder | B13 | 600 | 4250 | 4250 | 61.59 | 64.43 | 0.01 | 2.83
2020 | NYISO_A-F_2_NYISO_G-I | NYISO_A-F | NYISO_G-I | Internal | Shoulder | B14 | 900 | 4250 | 4250 | 61.59 | 62.56 | 0.01 | 0.96
2020 | NYISO_A-F_2_NYISO_G-I | NYISO_A-F | NYISO_G-I | Internal | Shoulder | B15 | 1203 | 4250 | 3510.6 | 61.59 | 61.6 | 0.01 | 0
2020 | NYISO_A-F_2_NYISO_G-I | NYISO_A-F | NYISO_G-I | Internal | Summer | B1 | 10 | 4250 | 8660.77 | 124.75 | 129.67 | 0.01 | 4.91
2020 | NYISO_A-F_2_NYISO_G-I | NYISO_A-F | NYISO_G-I | Internal | Summer | B2 | 25 | 4250 | 7134.09 | 111.06 | 115.98 | 0.01 | 4.91
2020 | NYISO_A-F_2_NYISO_G-I | NYISO_A-F | NYISO_G-I | Internal | Summer | B3 | 75 | 4250 | 4250 | 91.25 | 95.22 | 0.01 | 3.96
2020 | NYISO_A-F_2_NYISO_G-I | NYISO_A-F | NYISO_G-I | Internal | Summer | B4 | 100 | 4250 | 4388.1 | 84.49 | 89.41 | 0.01 | 4.91
2020 | NYISO_A-F_2_NYISO_G-I | NYISO_A-F | NYISO_G-I | Internal | Summer | B5 | 200 | 4250 | 4744.62 | 83.19 | 88.11 | 0.01 | 4.91
2020 | NYISO_A-F_2_NYISO_G-I | NYISO_A-F | NYISO_G-I | Internal | Summer | B6 | 300 | 4250 | 4250 | 69.8 | 73.77 | 0.01 | 3.96
2020 | NYISO_A-F_2_NYISO_G-I | NYISO_A-F | NYISO_G-I | Internal | Summer | B7 | 400 | 4250 | 4250 | 62.41 | 63.67 | 0.01 | 1.25
2020 | NYISO_A-F_2_NYISO_G-I | NYISO_A-F | NYISO_G-I | Internal | Summer | B8 | 500 | 4250 | 4250 | 59.71 | 61.56 | 0.01 | 1.83
2020 | NYISO_A-F_2_NYISO_G-I | NYISO_A-F | NYISO_G-I | Internal | Summer | B9 | 800 | 4250 | 4250 | 59.71 | 59.97 | 0.01 | 0.25
2020 | NYISO_A-F_2_NYISO_G-I | NYISO_A-F | NYISO_G-I | Internal | Summer | B10 | 1262 | 4250 | 3000.55 | 59.71 | 59.72 | 0.01 | 0
2020 | NYISO_A-F_2_NYISO_G-I | NYISO_A-F | NYISO_G-I | Internal | Winter | B16 | 25 | 4250 | 4250 | 72.88 | 77.33 | 0.01 | 4.44
2020 | NYISO_A-F_2_NYISO_G-I | NYISO_A-F | NYISO_G-I | Internal | Winter | B17 | 100 | 4250 | 5554.35 | 67.1 | 72.02 | 0.01 | 4.91
2020 | NYISO_A-F_2_NYISO_G-I | NYISO_A-F | NYISO_G-I | Internal | Winter | B18 | 400 | 4250 | 6639.51 | 66.34 | 71.26 | 0.01 | 4.91
2020 | NYISO_A-F_2_NYISO_G-I | NYISO_A-F | NYISO_G-I | Internal | Winter | B19 | 700 | 4250 | 6053.55 | 66.34 | 71.26 | 0.01 | 4.91
2020 | NYISO_A-F_2_NYISO_G-I | NYISO_A-F | NYISO_G-I | Internal | Winter | B20 | 935 | 4250 | 4250 | 66.34 | 69.72 | 0.01 | 3.37
2020 | NYISO_A-F_2_PJM_ROM | NYISO_A-F | PJM_ROM | Internal | Shoulder | B11 | 25 | 1000 | 1000 | 70.81 | 85.52 | 8 | 6.72
2020 | NYISO_A-F_2_PJM_ROM | NYISO_A-F | PJM_ROM | Internal | Shoulder | B12 | 200 | 1000 | 1000 | 63.95 | 73.39 | 8 | 1.44
2020 | NYISO_A-F_2_PJM_ROM | NYISO_A-F | PJM_ROM | Internal | Shoulder | B13 | 600 | 1000 | 0 | 61.59 | 69.28 | 8 | 0
2020 | NYISO_A-F_2_PJM_ROM | NYISO_A-F | PJM_ROM | Internal | Shoulder | B14 | 900 | 1000 | 0 | 61.59 | 66.17 | 8 | 0
2020 | NYISO_A-F_2_PJM_ROM | NYISO_A-F | PJM_ROM | Internal | Shoulder | B15 | 1203 | 1000 | 0 | 61.59 | 62.38 | 8 | 0
2020 | NYISO_A-F_2_PJM_ROM | NYISO_A-F | PJM_ROM | Internal | Summer | B1 | 10 | 1000 | 1000 | 124.75 | 141.25 | 8 | 8.5
2020 | NYISO_A-F_2_PJM_ROM | NYISO_A-F | PJM_ROM | Internal | Summer | B2 | 25 | 1000 | 1000 | 111.06 | 123.97 | 8 | 4.91
2020 | NYISO_A-F_2_PJM_ROM | NYISO_A-F | PJM_ROM | Internal | Summer | B3 | 75 | 1000 | 1000 | 91.25 | 103.23 | 8 | 3.98
2020 | NYISO_A-F_2_PJM_ROM | NYISO_A-F | PJM_ROM | Internal | Summer | B4 | 100 | 1000 | 1000 | 84.49 | 101.02 | 8 | 8.53
2020 | NYISO_A-F_2_PJM_ROM | NYISO_A-F | PJM_ROM | Internal | Summer | B5 | 200 | 1000 | 1000 | 83.19 | 99.73 | 8 | 8.54
2020 | NYISO_A-F_2_PJM_ROM | NYISO_A-F | PJM_ROM | Internal | Summer | B6 | 300 | 1000 | 1000 | 69.8 | 85.37 | 8 | 7.57
2020 | NYISO_A-F_2_PJM_ROM | NYISO_A-F | PJM_ROM | Internal | Summer | B7 | 400 | 1000 | 1000 | 62.41 | 71.68 | 8 | 1.27
2020 | NYISO_A-F_2_PJM_ROM | NYISO_A-F | PJM_ROM | Internal | Summer | B8 | 500 | 1000 | 0 | 59.71 | 64.76 | 8 | 0
2020 | NYISO_A-F_2_PJM_ROM | NYISO_A-F | PJM_ROM | Internal | Summer | B9 | 800 | 1000 | 0 | 59.71 | 62.46 | 8 | 0
2020 | NYISO_A-F_2_PJM_ROM | NYISO_A-F | PJM_ROM | Internal | Summer | B10 | 1262 | 1000 | 0 | 59.71 | 60.21 | 8 | 0
2020 | NYISO_A-F_2_PJM_ROM | NYISO_A-F | PJM_ROM | Internal | Winter | B16 | 25 | 1000 | 1000 | 72.88 | 87.88 | 8 | 7
2020 | NYISO_A-F_2_PJM_ROM | NYISO_A-F | PJM_ROM | Internal | Winter | B17 | 100 | 1000 | 1000 | 67.1 | 77.05 | 8 | 1.95
2020 | NYISO_A-F_2_PJM_ROM | NYISO_A-F | PJM_ROM | Internal | Winter | B18 | 400 | 1000 | 0 | 66.34 | 72.81 | 8 | 0
2020 | NYISO_A-F_2_PJM_ROM | NYISO_A-F | PJM_ROM | Internal | Winter | B19 | 700 | 1000 | 0 | 66.34 | 69.49 | 8 | 0
2020 | NYISO_A-F_2_PJM_ROM | NYISO_A-F | PJM_ROM | Internal | Winter | B20 | 935 | 1000 | 0 | 66.34 | 64.26 | 8 | 0
2020 | NYISO_G-I_2_NEISO | NYISO_G-I | NEISO | Internal | Shoulder | B11 | 25 | 600 | 0 | 73.92 | 66.95 | 3 | 0
2020 | NYISO_G-I_2_NEISO | NYISO_G-I | NEISO | Internal | Shoulder | B12 | 200 | 600 | 0 | 65.38 | 61.44 | 3 | 0
2020 | NYISO_G-I_2_NEISO | NYISO_G-I | NEISO | Internal | Shoulder | B13 | 600 | 600 | 0 | 64.43 | 61.44 | 3 | 0
2020 | NYISO_G-I_2_NEISO | NYISO_G-I | NEISO | Internal | Shoulder | B14 | 900 | 600 | 0 | 62.56 | 61.44 | 3 | 0
2020 | NYISO_G-I_2_NEISO | NYISO_G-I | NEISO | Internal | Shoulder | B15 | 1203 | 600 | 0 | 61.6 | 61.44 | 3 | 0
2020 | NYISO_G-I_2_NEISO | NYISO_G-I | NEISO | Internal | Summer | B1 | 10 | 600 | 0 | 129.67 | 127.75 | 3 | 0
2020 | NYISO_G-I_2_NEISO | NYISO_G-I | NEISO | Internal | Summer | B2 | 25 | 600 | 0 | 115.98 | 113 | 3 | 0
2020 | NYISO_G-I_2_NEISO | NYISO_G-I | NEISO | Internal | Summer | B3 | 75 | 600 | 0 | 95.22 | 88.25 | 3 | 0
2020 | NYISO_G-I_2_NEISO | NYISO_G-I | NEISO | Internal | Summer | B4 | 100 | 600 | 0 | 89.41 | 82.44 | 3 | 0
2020 | NYISO_G-I_2_NEISO | NYISO_G-I | NEISO | Internal | Summer | B5 | 200 | 600 | 0 | 88.11 | 81.14 | 3 | 0
2020 | NYISO_G-I_2_NEISO | NYISO_G-I | NEISO | Internal | Summer | B6 | 300 | 600 | 0 | 73.77 | 66.8 | 3 | 0
2020 | NYISO_G-I_2_NEISO | NYISO_G-I | NEISO | Internal | Summer | B7 | 400 | 600 | 0 | 63.67 | 58.56 | 3 | 0
2020 | NYISO_G-I_2_NEISO | NYISO_G-I | NEISO | Internal | Summer | B8 | 500 | 600 | 0 | 61.56 | 58.56 | 3 | 0
2020 | NYISO_G-I_2_NEISO | NYISO_G-I | NEISO | Internal | Summer | B9 | 800 | 600 | 0 | 59.97 | 58.56 | 3 | 0
2020 | NYISO_G-I_2_NEISO | NYISO_G-I | NEISO | Internal | Summer | B10 | 1262 | 600 | 0 | 59.72 | 58.56 | 3 | 0
2020 | NYISO_G-I_2_NEISO | NYISO_G-I | NEISO | Internal | Winter | B16 | 25 | 600 | 0 | 77.33 | 70.37 | 3 | 0
2020 | NYISO_G-I_2_NEISO | NYISO_G-I | NEISO | Internal | Winter | B17 | 100 | 600 | 0 | 72.02 | 70.1 | 3 | 0
2020 | NYISO_G-I_2_NEISO | NYISO_G-I | NEISO | Internal | Winter | B18 | 400 | 600 | 0 | 71.26 | 69.34 | 3 | 0
2020 | NYISO_G-I_2_NEISO | NYISO_G-I | NEISO | Internal | Winter | B19 | 700 | 600 | 0 | 71.26 | 69.34 | 3 | 0
2020 | NYISO_G-I_2_NEISO | NYISO_G-I | NEISO | Internal | Winter | B20 | 935 | 600 | 0 | 69.72 | 69.34 | 3 | 0
2020 | NYISO_G-I_2_NYISO_J-K | NYISO_G-I | NYISO_J-K | Internal | Shoulder | B11 | 25 | 6130 | 937.52 | 73.92 | 73.93 | 0.01 | 0
2020 | NYISO_G-I_2_NYISO_J-K | NYISO_G-I | NYISO_J-K | Internal | Shoulder | B12 | 200 | 6130 | 4770.19 | 65.38 | 65.39 | 0.01 | 0
2020 | NYISO_G-I_2_NYISO_J-K | NYISO_G-I | NYISO_J-K | Internal | Shoulder | B13 | 600 | 6130 | 4558.95 | 64.43 | 64.44 | 0.01 | 0
2020 | NYISO_G-I_2_NYISO_J-K | NYISO_G-I | NYISO_J-K | Internal | Shoulder | B14 | 900 | 6130 | 4227.61 | 62.56 | 62.57 | 0.01 | 0
2020 | NYISO_G-I_2_NYISO_J-K | NYISO_G-I | NYISO_J-K | Internal | Shoulder | B15 | 1203 | 6130 | 3538.94 | 61.6 | 61.61 | 0.01 | 0
2020 | NYISO_G-I_2_NYISO_J-K | NYISO_G-I | NYISO_J-K | Internal | Summer | B1 | 10 | 6130 | 6465.4 | 129.67 | 129.7 | 0.01 | 0.01
2020 | NYISO_G-I_2_NYISO_J-K | NYISO_G-I | NYISO_J-K | Internal | Summer | B2 | 25 | 6130 | 6059.86 | 115.98 | 116 | 0.01 | 0
2020 | NYISO_G-I_2_NYISO_J-K | NYISO_G-I | NYISO_J-K | Internal | Summer | B3 | 75 | 6130 | 4691.24 | 95.22 | 95.23 | 0.01 | 0
2020 | NYISO_G-I_2_NYISO_J-K | NYISO_G-I | NYISO_J-K | Internal | Summer | B4 | 100 | 6130 | 1556.28 | 89.41 | 89.42 | 0.01 | 0
2020 | NYISO_G-I_2_NYISO_J-K | NYISO_G-I | NYISO_J-K | Internal | Summer | B5 | 200 | 6130 | 0 | 88.11 | 88.12 | 0.01 | 0
2020 | NYISO_G-I_2_NYISO_J-K | NYISO_G-I | NYISO_J-K | Internal | Summer | B6 | 300 | 6130 | 3396.01 | 73.77 | 73.78 | 0.01 | 0
2020 | NYISO_G-I_2_NYISO_J-K | NYISO_G-I | NYISO_J-K | Internal | Summer | B7 | 400 | 6130 | 4782.88 | 63.67 | 63.68 | 0.01 | 0
2020 | NYISO_G-I_2_NYISO_J-K | NYISO_G-I | NYISO_J-K | Internal | Summer | B8 | 500 | 6130 | 5499.4 | 61.56 | 61.57 | 0.01 | 0
2020 | NYISO_G-I_2_NYISO_J-K | NYISO_G-I | NYISO_J-K | Internal | Summer | B9 | 800 | 6130 | 5096.38 | 59.97 | 59.98 | 0.01 | 0
2020 | NYISO_G-I_2_NYISO_J-K | NYISO_G-I | NYISO_J-K | Internal | Summer | B10 | 1262 | 6130 | 3373.94 | 59.72 | 59.73 | 0.01 | 0
2020 | NYISO_G-I_2_NYISO_J-K | NYISO_G-I | NYISO_J-K | Internal | Winter | B16 | 25 | 6130 | 4014.14 | 77.33 | 77.35 | 0.01 | 0
2020 | NYISO_G-I_2_NYISO_J-K | NYISO_G-I | NYISO_J-K | Internal | Winter | B17 | 100 | 6130 | 6327.23 | 72.02 | 72.05 | 0.01 | 0.01
2020 | NYISO_G-I_2_NYISO_J-K | NYISO_G-I | NYISO_J-K | Internal | Winter | B18 | 400 | 6130 | 7477 | 71.26 | 71.29 | 0.01 | 0.01
2020 | NYISO_G-I_2_NYISO_J-K | NYISO_G-I | NYISO_J-K | Internal | Winter | B19 | 700 | 6130 | 7055.25 | 71.26 | 71.29 | 0.01 | 0.01
2020 | NYISO_G-I_2_NYISO_J-K | NYISO_G-I | NYISO_J-K | Internal | Winter | B20 | 935 | 6130 | 5432.21 | 69.72 | 69.73 | 0.01 | 0
2020 | NYISO_G-I_2_PJM_E | NYISO_G-I | PJM_E | Internal | Shoulder | B11 | 25 | 1500 | 4061.77 | 73.92 | 85.51 | 8 | 3.59
2020 | NYISO_G-I_2_PJM_E | NYISO_G-I | PJM_E | Internal | Shoulder | B12 | 200 | 1500 | 270.96 | 65.38 | 73.38 | 8 | 0
2020 | NYISO_G-I_2_PJM_E | NYISO_G-I | PJM_E | Internal | Shoulder | B13 | 600 | 1500 | 0 | 64.43 | 69.27 | 8 | 0
2020 | NYISO_G-I_2_PJM_E | NYISO_G-I | PJM_E | Internal | Shoulder | B14 | 900 | 1500 | 0 | 62.56 | 66.16 | 8 | 0
2020 | NYISO_G-I_2_PJM_E | NYISO_G-I | PJM_E | Internal | Shoulder | B15 | 1203 | 1500 | 0 | 61.6 | 62.37 | 8 | 0
2020 | NYISO_G-I_2_PJM_E | NYISO_G-I | PJM_E | Internal | Summer | B1 | 10 | 1500 | 1604.04 | 129.67 | 141.26 | 8 | 3.59
2020 | NYISO_G-I_2_PJM_E | NYISO_G-I | PJM_E | Internal | Summer | B2 | 25 | 1500 | 632.46 | 115.98 | 123.98 | 8 | 0
2020 | NYISO_G-I_2_PJM_E | NYISO_G-I | PJM_E | Internal | Summer | B3 | 75 | 1500 | 101.7 | 95.22 | 103.22 | 8 | 0
2020 | NYISO_G-I_2_PJM_E | NYISO_G-I | PJM_E | Internal | Summer | B4 | 100 | 1500 | 3624.96 | 89.41 | 101 | 8 | 3.59
2020 | NYISO_G-I_2_PJM_E | NYISO_G-I | PJM_E | Internal | Summer | B5 | 200 | 1500 | 5667.36 | 88.11 | 99.71 | 8 | 3.59
2020 | NYISO_G-I_2_PJM_E | NYISO_G-I | PJM_E | Internal | Summer | B6 | 300 | 1500 | 1961.34 | 73.77 | 85.36 | 8 | 3.59
2020 | NYISO_G-I_2_PJM_E | NYISO_G-I | PJM_E | Internal | Summer | B7 | 400 | 1500 | 735.18 | 63.67 | 71.67 | 8 | 0
2020 | NYISO_G-I_2_PJM_E | NYISO_G-I | PJM_E | Internal | Summer | B8 | 500 | 1500 | 0 | 61.56 | 64.75 | 8 | 0
2020 | NYISO_G-I_2_PJM_E | NYISO_G-I | PJM_E | Internal | Summer | B9 | 800 | 1500 | 0 | 59.97 | 62.45 | 8 | 0
2020 | NYISO_G-I_2_PJM_E | NYISO_G-I | PJM_E | Internal | Summer | B10 | 1262 | 1500 | 0 | 59.72 | 60.2 | 8 | 0
2020 | NYISO_G-I_2_PJM_E | NYISO_G-I | PJM_E | Internal | Winter | B16 | 25 | 1500 | 1500 | 77.33 | 87.87 | 8 | 2.53
2020 | NYISO_G-I_2_PJM_E | NYISO_G-I | PJM_E | Internal | Winter | B17 | 100 | 1500 | 0 | 72.02 | 77.04 | 8 | 0
2020 | NYISO_G-I_2_PJM_E | NYISO_G-I | PJM_E | Internal | Winter | B18 | 400 | 1500 | 0 | 71.26 | 72.8 | 8 | 0
2020 | NYISO_G-I_2_PJM_E | NYISO_G-I | PJM_E | Internal | Winter | B19 | 700 | 1500 | 0 | 71.26 | 69.5 | 8 | 0
2020 | NYISO_G-I_2_PJM_E | NYISO_G-I | PJM_E | Internal | Winter | B20 | 935 | 1500 | 0 | 69.72 | 64.25 | 8 | 0
2020 | NYISO_J-K_2_PJM_E_OL | NYISO_J-K | PJM_E | Internal | Shoulder | B11 | 25 | 99999 | 0 | 73.93 | 85.51 | 11.58 | 0
2020 | NYISO_J-K_2_PJM_E_OL | NYISO_J-K | PJM_E | Internal | Shoulder | B12 | 200 | 99999 | 0 | 65.39 | 73.38 | 11.58 | 0
2020 | NYISO_J-K_2_PJM_E_OL | NYISO_J-K | PJM_E | Internal | Shoulder | B13 | 600 | 99999 | 0 | 64.44 | 69.27 | 11.58 | 0
2020 | NYISO_J-K_2_PJM_E_OL | NYISO_J-K | PJM_E | Internal | Shoulder | B14 | 900 | 99999 | 0 | 62.57 | 66.16 | 11.58 | 0
2020 | NYISO_J-K_2_PJM_E_OL | NYISO_J-K | PJM_E | Internal | Shoulder | B15 | 1203 | 99999 | 0 | 61.61 | 62.37 | 11.58 | 0
2020 | NYISO_J-K_2_PJM_E_OL | NYISO_J-K | PJM_E | Internal | Summer | B1 | 10 | 99999 | 0 | 129.7 | 141.26 | 11.58 | 0
2020 | NYISO_J-K_2_PJM_E_OL | NYISO_J-K | PJM_E | Internal | Summer | B2 | 25 | 99999 | 0 | 116 | 123.98 | 11.58 | 0
2020 | NYISO_J-K_2_PJM_E_OL | NYISO_J-K | PJM_E | Internal | Summer | B3 | 75 | 99999 | 0 | 95.23 | 103.22 | 11.58 | 0
2020 | NYISO_J-K_2_PJM_E_OL | NYISO_J-K | PJM_E | Internal | Summer | B4 | 100 | 99999 | 0 | 89.42 | 101 | 11.58 | 0
2020 | NYISO_J-K_2_PJM_E_OL | NYISO_J-K | PJM_E | Internal | Summer | B5 | 200 | 99999 | 102.06 | 88.12 | 99.71 | 11.58 | 0
2020 | NYISO_J-K_2_PJM_E_OL | NYISO_J-K | PJM_E | Internal | Summer | B6 | 300 | 99999 | 0 | 73.78 | 85.36 | 11.58 | 0
2020 | NYISO_J-K_2_PJM_E_OL | NYISO_J-K | PJM_E | Internal | Summer | B7 | 400 | 99999 | 0 | 63.68 | 71.67 | 11.58 | 0
2020 | NYISO_J-K_2_PJM_E_OL | NYISO_J-K | PJM_E | Internal | Summer | B8 | 500 | 99999 | 0 | 61.57 | 64.75 | 11.58 | 0
2020 | NYISO_J-K_2_PJM_E_OL | NYISO_J-K | PJM_E | Internal | Summer | B9 | 800 | 99999 | 0 | 59.98 | 62.45 | 11.58 | 0
2020 | NYISO_J-K_2_PJM_E_OL | NYISO_J-K | PJM_E | Internal | Summer | B10 | 1262 | 99999 | 0 | 59.73 | 60.2 | 11.58 | 0
2020 | NYISO_J-K_2_PJM_E_OL | NYISO_J-K | PJM_E | Internal | Winter | B16 | 25 | 99999 | 0 | 77.35 | 87.87 | 11.58 | 0
2020 | NYISO_J-K_2_PJM_E_OL | NYISO_J-K | PJM_E | Internal | Winter | B17 | 100 | 99999 | 0 | 72.05 | 77.04 | 11.58 | 0
2020 | NYISO_J-K_2_PJM_E_OL | NYISO_J-K | PJM_E | Internal | Winter | B18 | 400 | 99999 | 0 | 71.29 | 72.8 | 11.58 | 0
2020 | NYISO_J-K_2_PJM_E_OL | NYISO_J-K | PJM_E | Internal | Winter | B19 | 700 | 99999 | 0 | 71.29 | 69.5 | 11.58 | 0
2020 | NYISO_J-K_2_PJM_E_OL | NYISO_J-K | PJM_E | Internal | Winter | B20 | 935 | 99999 | 0 | 69.73 | 64.25 | 11.58 | 0
2020 | PJM_E_2_NYISO_G-I | PJM_E | NYISO_G-I | Internal | Shoulder | B11 | 25 | 500 | 0 | 85.51 | 73.92 | 6 | 0
2020 | PJM_E_2_NYISO_G-I | PJM_E | NYISO_G-I | Internal | Shoulder | B12 | 200 | 500 | 0 | 73.38 | 65.38 | 6 | 0
2020 | PJM_E_2_NYISO_G-I | PJM_E | NYISO_G-I | Internal | Shoulder | B13 | 600 | 500 | 0 | 69.27 | 64.43 | 6 | 0
2020 | PJM_E_2_NYISO_G-I | PJM_E | NYISO_G-I | Internal | Shoulder | B14 | 900 | 500 | 0 | 66.16 | 62.56 | 6 | 0
2020 | PJM_E_2_NYISO_G-I | PJM_E | NYISO_G-I | Internal | Shoulder | B15 | 1203 | 500 | 0 | 62.37 | 61.6 | 6 | 0
2020 | PJM_E_2_NYISO_G-I | PJM_E | NYISO_G-I | Internal | Summer | B1 | 10 | 500 | 0 | 141.26 | 129.67 | 6 | 0
2020 | PJM_E_2_NYISO_G-I | PJM_E | NYISO_G-I | Internal | Summer | B2 | 25 | 500 | 0 | 123.98 | 115.98 | 6 | 0
2020 | PJM_E_2_NYISO_G-I | PJM_E | NYISO_G-I | Internal | Summer | B3 | 75 | 500 | 0 | 103.22 | 95.22 | 6 | 0
2020 | PJM_E_2_NYISO_G-I | PJM_E | NYISO_G-I | Internal | Summer | B4 | 100 | 500 | 0 | 101 | 89.41 | 6 | 0
2020 | PJM_E_2_NYISO_G-I | PJM_E | NYISO_G-I | Internal | Summer | B5 | 200 | 500 | 0 | 99.71 | 88.11 | 6 | 0
2020 | PJM_E_2_NYISO_G-I | PJM_E | NYISO_G-I | Internal | Summer | B6 | 300 | 500 | 0 | 85.36 | 73.77 | 6 | 0
2020 | PJM_E_2_NYISO_G-I | PJM_E | NYISO_G-I | Internal | Summer | B7 | 400 | 500 | 0 | 71.67 | 63.67 | 6 | 0
2020 | PJM_E_2_NYISO_G-I | PJM_E | NYISO_G-I | Internal | Summer | B8 | 500 | 500 | 0 | 64.75 | 61.56 | 6 | 0
2020 | PJM_E_2_NYISO_G-I | PJM_E | NYISO_G-I | Internal | Summer | B9 | 800 | 500 | 0 | 62.45 | 59.97 | 6 | 0
2020 | PJM_E_2_NYISO_G-I | PJM_E | NYISO_G-I | Internal | Summer | B10 | 1262 | 500 | 0 | 60.2 | 59.72 | 6 | 0
2020 | PJM_E_2_NYISO_G-I | PJM_E | NYISO_G-I | Internal | Winter | B16 | 25 | 500 | 0 | 87.87 | 77.33 | 6 | 0
2020 | PJM_E_2_NYISO_G-I | PJM_E | NYISO_G-I | Internal | Winter | B17 | 100 | 500 | 0 | 77.04 | 72.02 | 6 | 0
2020 | PJM_E_2_NYISO_G-I | PJM_E | NYISO_G-I | Internal | Winter | B18 | 400 | 500 | 0 | 72.8 | 71.26 | 6 | 0
2020 | PJM_E_2_NYISO_G-I | PJM_E | NYISO_G-I | Internal | Winter | B19 | 700 | 500 | 0 | 69.5 | 71.26 | 6 | 0
2020 | PJM_E_2_NYISO_G-I | PJM_E | NYISO_G-I | Internal | Winter | B20 | 935 | 500 | 0 | 64.25 | 69.72 | 6 | 0
2020 | PJM_E_2_NYISO_J-K | PJM_E | NYISO_J-K | Internal | Shoulder | B11 | 25 | 330 | 0 | 85.51 | 73.93 | 6 | 0
2020 | PJM_E_2_NYISO_J-K | PJM_E | NYISO_J-K | Internal | Shoulder | B12 | 200 | 330 | 0 | 73.38 | 65.39 | 6 | 0
2020 | PJM_E_2_NYISO_J-K | PJM_E | NYISO_J-K | Internal | Shoulder | B13 | 600 | 330 | 0 | 69.27 | 64.44 | 6 | 0
2020 | PJM_E_2_NYISO_J-K | PJM_E | NYISO_J-K | Internal | Shoulder | B14 | 900 | 330 | 0 | 66.16 | 62.57 | 6 | 0
2020 | PJM_E_2_NYISO_J-K | PJM_E | NYISO_J-K | Internal | Shoulder | B15 | 1203 | 330 | 0 | 62.37 | 61.61 | 6 | 0
2020 | PJM_E_2_NYISO_J-K | PJM_E | NYISO_J-K | Internal | Summer | B1 | 10 | 330 | 0 | 141.26 | 129.7 | 6 | 0
2020 | PJM_E_2_NYISO_J-K | PJM_E | NYISO_J-K | Internal | Summer | B2 | 25 | 330 | 0 | 123.98 | 116 | 6 | 0
2020 | PJM_E_2_NYISO_J-K | PJM_E | NYISO_J-K | Internal | Summer | B3 | 75 | 330 | 0 | 103.22 | 95.23 | 6 | 0
2020 | PJM_E_2_NYISO_J-K | PJM_E | NYISO_J-K | Internal | Summer | B4 | 100 | 330 | 0 | 101 | 89.42 | 6 | 0
2020 | PJM_E_2_NYISO_J-K | PJM_E | NYISO_J-K | Internal | Summer | B5 | 200 | 330 | 0 | 99.71 | 88.12 | 6 | 0
2020 | PJM_E_2_NYISO_J-K | PJM_E | NYISO_J-K | Internal | Summer | B6 | 300 | 330 | 0 | 85.36 | 73.78 | 6 | 0
2020 | PJM_E_2_NYISO_J-K | PJM_E | NYISO_J-K | Internal | Summer | B7 | 400 | 330 | 0 | 71.67 | 63.68 | 6 | 0
2020 | PJM_E_2_NYISO_J-K | PJM_E | NYISO_J-K | Internal | Summer | B8 | 500 | 330 | 0 | 64.75 | 61.57 | 6 | 0
2020 | PJM_E_2_NYISO_J-K | PJM_E | NYISO_J-K | Internal | Summer | B9 | 800 | 330 | 0 | 62.45 | 59.98 | 6 | 0
2020 | PJM_E_2_NYISO_J-K | PJM_E | NYISO_J-K | Internal | Summer | B10 | 1262 | 330 | 0 | 60.2 | 59.73 | 6 | 0
2020 | PJM_E_2_NYISO_J-K | PJM_E | NYISO_J-K | Internal | Winter | B16 | 25 | 330 | 0 | 87.87 | 77.35 | 6 | 0
2020 | PJM_E_2_NYISO_J-K | PJM_E | NYISO_J-K | Internal | Winter | B17 | 100 | 330 | 0 | 77.04 | 72.05 | 6 | 0
2020 | PJM_E_2_NYISO_J-K | PJM_E | NYISO_J-K | Internal | Winter | B18 | 400 | 330 | 0 | 72.8 | 71.29 | 6 | 0
2020 | PJM_E_2_NYISO_J-K | PJM_E | NYISO_J-K | Internal | Winter | B19 | 700 | 330 | 0 | 69.5 | 71.29 | 6 | 0
2020 | PJM_E_2_NYISO_J-K | PJM_E | NYISO_J-K | Internal | Winter | B20 | 935 | 330 | 0 | 64.25 | 69.73 | 6 | 0
2020 | PJM_E_2_PJM_ROM | PJM_E | PJM_ROM | Internal | Shoulder | B11 | 25 | 8000 | 7552.65 | 85.51 | 85.52 | 0.01 | 0
2020 | PJM_E_2_PJM_ROM | PJM_E | PJM_ROM | Internal | Shoulder | B12 | 200 | 8000 | 4035.03 | 73.38 | 73.39 | 0.01 | 0
2020 | PJM_E_2_PJM_ROM | PJM_E | PJM_ROM | Internal | Shoulder | B13 | 600 | 8000 | 4419.6 | 69.27 | 69.28 | 0.01 | 0
2020 | PJM_E_2_PJM_ROM | PJM_E | PJM_ROM | Internal | Shoulder | B14 | 900 | 8000 | 2545.08 | 66.16 | 66.17 | 0.01 | 0
2020 | PJM_E_2_PJM_ROM | PJM_E | PJM_ROM | Internal | Shoulder | B15 | 1203 | 8000 | 729.81 | 62.37 | 62.38 | 0.01 | 0
2020 | PJM_E_2_PJM_ROM | PJM_E | PJM_ROM | Internal | Summer | B1 | 10 | 8000 | 0 | 141.26 | 141.25 | 0.01 | 0
2020 | PJM_E_2_PJM_ROM | PJM_E | PJM_ROM | Internal | Summer | B2 | 25 | 8000 | 0 | 123.98 | 123.97 | 0.01 | 0
2020 | PJM_E_2_PJM_ROM | PJM_E | PJM_ROM | Internal | Summer | B3 | 75 | 8000 | 918.78 | 103.22 | 103.23 | 0.01 | 0
2020 | PJM_E_2_PJM_ROM | PJM_E | PJM_ROM | Internal | Summer | B4 | 100 | 8000 | 6199.55 | 101 | 101.02 | 0.01 | 0
2020 | PJM_E_2_PJM_ROM | PJM_E | PJM_ROM | Internal | Summer | B5 | 200 | 8000 | 9279.87 | 99.71 | 99.73 | 0.01 | 0.01
2020 | PJM_E_2_PJM_ROM | PJM_E | PJM_ROM | Internal | Summer | B6 | 300 | 8000 | 4782.51 | 85.36 | 85.37 | 0.01 | 0
2020 | PJM_E_2_PJM_ROM | PJM_E | PJM_ROM | Internal | Summer | B7 | 400 | 8000 | 4034.22 | 71.67 | 71.68 | 0.01 | 0
2020 | PJM_E_2_PJM_ROM | PJM_E | PJM_ROM | Internal | Summer | B8 | 500 | 8000 | 1861.4 | 64.75 | 64.76 | 0.01 | 0
2020 | PJM_E_2_PJM_ROM | PJM_E | PJM_ROM | Internal | Summer | B9 | 800 | 8000 | 2598.31 | 62.45 | 62.46 | 0.01 | 0
2020 | PJM_E_2_PJM_ROM | PJM_E | PJM_ROM | Internal | Summer | B10 | 1262 | 8000 | 1193.7 | 60.2 | 60.21 | 0.01 | 0
2020 | PJM_E_2_PJM_ROM | PJM_E | PJM_ROM | Internal | Winter | B16 | 25 | 8000 | 2201.04 | 87.87 | 87.88 | 0.01 | 0
2020 | PJM_E_2_PJM_ROM | PJM_E | PJM_ROM | Internal | Winter | B17 | 100 | 8000 | 1375.45 | 77.04 | 77.05 | 0.01 | 0
2020 | PJM_E_2_PJM_ROM | PJM_E | PJM_ROM | Internal | Winter | B18 | 400 | 8000 | 78.58 | 72.8 | 72.81 | 0.01 | 0
2020 | PJM_E_2_PJM_ROM | PJM_E | PJM_ROM | Internal | Winter | B19 | 700 | 8000 | 0 | 69.5 | 69.49 | 0.01 | 0
2020 | PJM_E_2_PJM_ROM | PJM_E | PJM_ROM | Internal | Winter | B20 | 935 | 8000 | 509.88 | 64.25 | 64.26 | 0.01 | 0
2020 | PJM_ROR_2_MISO_IN | PJM_ROR | MISO_IN | Internal | Shoulder | B11 | 25 | 909 | 0 | 85.53 | 83.53 | 2 | 0
2020 | PJM_ROR_2_MISO_IN | PJM_ROR | MISO_IN | Internal | Shoulder | B12 | 200 | 909 | 0 | 73.38 | 71.38 | 2 | 0
2020 | PJM_ROR_2_MISO_IN | PJM_ROR | MISO_IN | Internal | Shoulder | B13 | 600 | 909 | 0 | 69.27 | 67.28 | 2 | 0
2020 | PJM_ROR_2_MISO_IN | PJM_ROR | MISO_IN | Internal | Shoulder | B14 | 900 | 909 | 0 | 66.16 | 64.17 | 2 | 0
2020 | PJM_ROR_2_MISO_IN | PJM_ROR | MISO_IN | Internal | Shoulder | B15 | 1203 | 909 | 0 | 62.37 | 60.55 | 2 | 0
2020 | PJM_ROR_2_MISO_IN | PJM_ROR | MISO_IN | Internal | Summer | B1 | 10 | 909 | 0 | 109.5 | 107.02 | 2 | 0
2020 | PJM_ROR_2_MISO_IN | PJM_ROR | MISO_IN | Internal | Summer | B2 | 25 | 909 | 0 | 107.89 | 105.41 | 2 | 0
2020 | PJM_ROR_2_MISO_IN | PJM_ROR | MISO_IN | Internal | Summer | B3 | 75 | 909 | 0 | 103.22 | 101.43 | 2 | 0
2020 | PJM_ROR_2_MISO_IN | PJM_ROR | MISO_IN | Internal | Summer | B4 | 100 | 909 | 0 | 101.03 | 99.77 | 2 | 0
2020 | PJM_ROR_2_MISO_IN | PJM_ROR | MISO_IN | Internal | Summer | B5 | 200 | 909 | 0 | 99.74 | 97.74 | 2 | 0
2020 | PJM_ROR_2_MISO_IN | PJM_ROR | MISO_IN | Internal | Summer | B6 | 300 | 909 | 0 | 85.38 | 83.38 | 2 | 0
2020 | PJM_ROR_2_MISO_IN | PJM_ROR | MISO_IN | Internal | Summer | B7 | 400 | 909 | 0 | 71.67 | 69.66 | 2 | 0
2020 | PJM_ROR_2_MISO_IN | PJM_ROR | MISO_IN | Internal | Summer | B8 | 500 | 909 | 0 | 64.75 | 62.73 | 2 | 0
2020 | PJM_ROR_2_MISO_IN | PJM_ROR | MISO_IN | Internal | Summer | B9 | 800 | 909 | 0 | 62.45 | 61.43 | 2 | 0
2020 | PJM_ROR_2_MISO_IN | PJM_ROR | MISO_IN | Internal | Summer | B10 | 1262 | 909 | 0 | 60.2 | 60.73 | 2 | 0
2020 | PJM_ROR_2_MISO_IN | PJM_ROR | MISO_IN | Internal | Winter | B16 | 25 | 909 | 0 | 87.87 | 85.39 | 2 | 0
2020 | PJM_ROR_2_MISO_IN | PJM_ROR | MISO_IN | Internal | Winter | B17 | 100 | 909 | 0 | 77.04 | 74.57 | 2 | 0
2020 | PJM_ROR_2_MISO_IN | PJM_ROR | MISO_IN | Internal | Winter | B18 | 400 | 909 | 0 | 72.8 | 70.33 | 2 | 0
2020 | PJM_ROR_2_MISO_IN | PJM_ROR | MISO_IN | Internal | Winter | B19 | 700 | 909 | 0 | 69.47 | 67.17 | 2 | 0
2020 | PJM_ROR_2_MISO_IN | PJM_ROR | MISO_IN | Internal | Winter | B20 | 935 | 909 | 0 | 64.25 | 62.24 | 2 | 0
2020 | PJM_ROR_2_MISO_MI | PJM_ROR | MISO_MI | Internal | Shoulder | B11 | 25 | 1305 | 0 | 85.53 | 83.51 | 2 | 0
2020 | PJM_ROR_2_MISO_MI | PJM_ROR | MISO_MI | Internal | Shoulder | B12 | 200 | 1305 | 0 | 73.38 | 71.38 | 2 | 0
2020 | PJM_ROR_2_MISO_MI | PJM_ROR | MISO_MI | Internal | Shoulder | B13 | 600 | 1305 | 0 | 69.27 | 67.29 | 2 | 0
2020 | PJM_ROR_2_MISO_MI | PJM_ROR | MISO_MI | Internal | Shoulder | B14 | 900 | 1305 | 0 | 66.16 | 64.18 | 2 | 0
2020 | PJM_ROR_2_MISO_MI | PJM_ROR | MISO_MI | Internal | Shoulder | B15 | 1203 | 1305 | 0 | 62.37 | 60.56 | 2 | 0
2020 | PJM_ROR_2_MISO_MI | PJM_ROR | MISO_MI | Internal | Summer | B1 | 10 | 1305 | 0 | 109.5 | 107.04 | 2 | 0
2020 | PJM_ROR_2_MISO_MI | PJM_ROR | MISO_MI | Internal | Summer | B2 | 25 | 1305 | 0 | 107.89 | 105.39 | 2 | 0
2020 | PJM_ROR_2_MISO_MI | PJM_ROR | MISO_MI | Internal | Summer | B3 | 75 | 1305 | 0 | 103.22 | 101.4 | 2 | 0
2020 | PJM_ROR_2_MISO_MI | PJM_ROR | MISO_MI | Internal | Summer | B4 | 100 | 1305 | 0 | 101.03 | 99.75 | 2 | 0
2020 | PJM_ROR_2_MISO_MI | PJM_ROR | MISO_MI | Internal | Summer | B5 | 200 | 1305 | 0 | 99.74 | 97.72 | 2 | 0
2020 | PJM_ROR_2_MISO_MI | PJM_ROR | MISO_MI | Internal | Summer | B6 | 300 | 1305 | 0 | 85.38 | 83.36 | 2 | 0
2020 | PJM_ROR_2_MISO_MI | PJM_ROR | MISO_MI | Internal | Summer | B7 | 400 | 1305 | 0 | 71.67 | 69.65 | 2 | 0
2020 | PJM_ROR_2_MISO_MI | PJM_ROR | MISO_MI | Internal | Summer | B8 | 500 | 1305 | 0 | 64.75 | 62.72 | 2 | 0
2020 | PJM_ROR_2_MISO_MI | PJM_ROR | MISO_MI | Internal | Summer | B9 | 800 | 1305 | 0 | 62.45 | 61.43 | 2 | 0
2020 | PJM_ROR_2_MISO_MI | PJM_ROR | MISO_MI | Internal | Summer | B10 | 1262 | 1305 | 0 | 60.2 | 60.74 | 2 | 0
2020 | PJM_ROR_2_MISO_MI | PJM_ROR | MISO_MI | Internal | Winter | B16 | 25 | 1305 | 0 | 87.87 | 85.37 | 2 | 0
2020 | PJM_ROR_2_MISO_MI | PJM_ROR | MISO_MI | Internal | Winter | B17 | 100 | 1305 | 0 | 77.04 | 74.55 | 2 | 0
2020 | PJM_ROR_2_MISO_MI | PJM_ROR | MISO_MI | Internal | Winter | B18 | 400 | 1305 | 0 | 72.8 | 70.32 | 2 | 0
2020 | PJM_ROR_2_MISO_MI | PJM_ROR | MISO_MI | Internal | Winter | B19 | 700 | 1305 | 0 | 69.47 | 67.18 | 2 | 0
2020 | PJM_ROR_2_MISO_MI | PJM_ROR | MISO_MI | Internal | Winter | B20 | 935 | 1305 | 0 | 64.25 | 62.25 | 2 | 0
2020 | PJM_ROR_2_MISO_MO-IL | PJM_ROR | MISO_MO-IL | Internal | Shoulder | B11 | 25 | 1111 | 0 | 85.53 | 83.55 | 2 | 0
2020 | PJM_ROR_2_MISO_MO-IL | PJM_ROR | MISO_MO-IL | Internal | Shoulder | B12 | 200 | 1111 | 0 | 73.38 | 71.36 | 2 | 0
2020 | PJM_ROR_2_MISO_MO-IL | PJM_ROR | MISO_MO-IL | Internal | Shoulder | B13 | 600 | 1111 | 0 | 69.27 | 67.27 | 2 | 0
2020 | PJM_ROR_2_MISO_MO-IL | PJM_ROR | MISO_MO-IL | Internal | Shoulder | B14 | 900 | 1111 | 0 | 66.16 | 64.16 | 2 | 0
2020 | PJM_ROR_2_MISO_MO-IL | PJM_ROR | MISO_MO-IL | Internal | Shoulder | B15 | 1203 | 1111 | 0 | 62.37 | 60.54 | 2 | 0
2020 | PJM_ROR_2_MISO_MO-IL | PJM_ROR | MISO_MO-IL | Internal | Summer | B1 | 10 | 1111 | 0 | 109.5 | 107 | 2 | 0
2020 | PJM_ROR_2_MISO_MO-IL | PJM_ROR | MISO_MO-IL | Internal | Summer | B2 | 25 | 1111 | 0 | 107.89 | 105.43 | 2 | 0
2020 | PJM_ROR_2_MISO_MO-IL | PJM_ROR | MISO_MO-IL | Internal | Summer | B3 | 75 | 1111 | 0 | 103.22 | 101.44 | 2 | 0
2020 | PJM_ROR_2_MISO_MO-IL | PJM_ROR | MISO_MO-IL | Internal | Summer | B4 | 100 | 1111 | 0 | 101.03 | 99.78 | 2 | 0
2020 | PJM_ROR_2_MISO_MO-IL | PJM_ROR | MISO_MO-IL | Internal | Summer | B5 | 200 | 1111 | 0 | 99.74 | 97.75 | 2 | 0
2020 | PJM_ROR_2_MISO_MO-IL | PJM_ROR | MISO_MO-IL | Internal | Summer | B6 | 300 | 1111 | 0 | 85.38 | 83.39 | 2 | 0
2020 | PJM_ROR_2_MISO_MO-IL | PJM_ROR | MISO_MO-IL | Internal | Summer | B7 | 400 | 1111 | 0 | 71.67 | 69.67 | 2 | 0
2020 | PJM_ROR_2_MISO_MO-IL | PJM_ROR | MISO_MO-IL | Internal | Summer | B8 | 500 | 1111 | 0 | 64.75 | 62.75 | 2 | 0
2020 | PJM_ROR_2_MISO_MO-IL | PJM_ROR | MISO_MO-IL | Internal | Summer | B9 | 800 | 1111 | 0 | 62.45 | 61.45 | 2 | 0
2020 | PJM_ROR_2_MISO_MO-IL | PJM_ROR | MISO_MO-IL | Internal | Summer | B10 | 1262 | 1111 | 0 | 60.2 | 60.74 | 2 | 0
2020 | PJM_ROR_2_MISO_MO-IL | PJM_ROR | MISO_MO-IL | Internal | Winter | B16 | 25 | 1111 | 0 | 87.87 | 85.37 | 2 | 0
2020 | PJM_ROR_2_MISO_MO-IL | PJM_ROR | MISO_MO-IL | Internal | Winter | B17 | 100 | 1111 | 0 | 77.04 | 74.54 | 2 | 0
2020 | PJM_ROR_2_MISO_MO-IL | PJM_ROR | MISO_MO-IL | Internal | Winter | B18 | 400 | 1111 | 0 | 72.8 | 70.32 | 2 | 0
2020 | PJM_ROR_2_MISO_MO-IL | PJM_ROR | MISO_MO-IL | Internal | Winter | B19 | 700 | 1111 | 0 | 69.47 | 67.18 | 2 | 0
2020 | PJM_ROR_2_MISO_MO-IL | PJM_ROR | MISO_MO-IL | Internal | Winter | B20 | 935 | 1111 | 0 | 64.25 | 62.25 | 2 | 0
2020 | PJM_ROR_2_MISO_W | PJM_ROR | MISO_W | Internal | Shoulder | B11 | 25 | 709 | 0 | 85.53 | 83.53 | 2 | 0
2020 | PJM_ROR_2_MISO_W | PJM_ROR | MISO_W | Internal | Shoulder | B12 | 200 | 709 | 0 | 73.38 | 71.35 | 2 | 0
2020 | PJM_ROR_2_MISO_W | PJM_ROR | MISO_W | Internal | Shoulder | B13 | 600 | 709 | 0 | 69.27 | 67.25 | 2 | 0
2020 | PJM_ROR_2_MISO_W | PJM_ROR | MISO_W | Internal | Shoulder | B14 | 900 | 709 | 0 | 66.16 | 64.14 | 2 | 0
2020 | PJM_ROR_2_MISO_W | PJM_ROR | MISO_W | Internal | Shoulder | B15 | 1203 | 709 | 0 | 62.37 | 60.52 | 2 | 0
2020 | PJM_ROR_2_MISO_W | PJM_ROR | MISO_W | Internal | Summer | B1 | 10 | 709 | 0 | 109.5 | 106.97 | 2 | 0
2020 | PJM_ROR_2_MISO_W | PJM_ROR | MISO_W | Internal | Summer | B2 | 25 | 709 | 0 | 107.89 | 105.41 | 2 | 0
2020 | PJM_ROR_2_MISO_W | PJM_ROR | MISO_W | Internal | Summer | B3 | 75 | 709 | 0 | 103.22 | 101.77 | 2 | 0
2020 | PJM_ROR_2_MISO_W | PJM_ROR | MISO_W | Internal | Summer | B4 | 100 | 709 | 0 | 101.03 | 99.77 | 2 | 0
2020 | PJM_ROR_2_MISO_W | PJM_ROR | MISO_W | Internal | Summer | B5 | 200 | 709 | 0 | 99.74 | 97.74 | 2 | 0
2020 | PJM_ROR_2_MISO_W | PJM_ROR | MISO_W | Internal | Summer | B6 | 300 | 709 | 0 | 85.38 | 83.38 | 2 | 0
2020 | PJM_ROR_2_MISO_W | PJM_ROR | MISO_W | Internal | Summer | B7 | 400 | 709 | 0 | 71.67 | 69.66 | 2 | 0
2020 | PJM_ROR_2_MISO_W | PJM_ROR | MISO_W | Internal | Summer | B8 | 500 | 709 | 0 | 64.75 | 62.73 | 2 | 0
2020 | PJM_ROR_2_MISO_W | PJM_ROR | MISO_W | Internal | Summer | B9 | 800 | 709 | 0 | 62.45 | 61.46 | 2 | 0
2020 | PJM_ROR_2_MISO_W | PJM_ROR | MISO_W | Internal | Summer | B10 | 1262 | 709 | 0 | 60.2 | 60.73 | 2 | 0
2020 | PJM_ROR_2_MISO_W | PJM_ROR | MISO_W | Internal | Winter | B16 | 25 | 709 | 0 | 87.87 | 85.34 | 2 | 0
2020 | PJM_ROR_2_MISO_W | PJM_ROR | MISO_W | Internal | Winter | B17 | 100 | 709 | 0 | 77.04 | 74.51 | 2 | 0
2020 | PJM_ROR_2_MISO_W | PJM_ROR | MISO_W | Internal | Winter | B18 | 400 | 709 | 0 | 72.8 | 70.3 | 2 | 0
2020 | PJM_ROR_2_MISO_W | PJM_ROR | MISO_W | Internal | Winter | B19 | 700 | 709 | 0 | 69.47 | 67.17 | 2 | 0
2020 | PJM_ROR_2_MISO_W | PJM_ROR | MISO_W | Internal | Winter | B20 | 935 | 709 | 0 | 64.25 | 62.25 | 2 | 0
2020 | PJM_ROR_2_PJM_ROM | PJM_ROR | PJM_ROM | Internal | Shoulder | B11 | 25 | 8000 | 0 | 85.53 | 85.52 | 0.01 | 0
2020 | PJM_ROR_2_PJM_ROM | PJM_ROR | PJM_ROM | Internal | Shoulder | B12 | 200 | 8000 | 687.69 | 73.38 | 73.39 | 0.01 | 0
2020 | PJM_ROR_2_PJM_ROM | PJM_ROR | PJM_ROM | Internal | Shoulder | B13 | 600 | 8000 | 1730.71 | 69.27 | 69.28 | 0.01 | 0
2020 | PJM_ROR_2_PJM_ROM | PJM_ROR | PJM_ROM | Internal | Shoulder | B14 | 900 | 8000 | 3772.87 | 66.16 | 66.17 | 0.01 | 0
2020 | PJM_ROR_2_PJM_ROM | PJM_ROR | PJM_ROM | Internal | Shoulder | B15 | 1203 | 8000 | 5693.64 | 62.37 | 62.38 | 0.01 | 0
2020 | PJM_ROR_2_PJM_ROM | PJM_ROR | PJM_ROM | Internal | Summer | B1 | 10 | 8000 | 8000 | 109.5 | 141.25 | 0.01 | 31.74
2020 | PJM_ROR_2_PJM_ROM | PJM_ROR | PJM_ROM | Internal | Summer | B2 | 25 | 8000 | 8000 | 107.89 | 123.97 | 0.01 | 16.07
2020 | PJM_ROR_2_PJM_ROM | PJM_ROR | PJM_ROM | Internal | Summer | B3 | 75 | 8000 | 4728.23 | 103.22 | 103.23 | 0.01 | 0
2020 | PJM_ROR_2_PJM_ROM | PJM_ROR | PJM_ROM | Internal | Summer | B4 | 100 | 8000 | 0 | 101.03 | 101.02 | 0.01 | 0
2020 | PJM_ROR_2_PJM_ROM | PJM_ROR | PJM_ROM | Internal | Summer | B5 | 200 | 8000 | 0 | 99.74 | 99.73 | 0.01 | 0
2020 | PJM_ROR_2_PJM_ROM | PJM_ROR | PJM_ROM | Internal | Summer | B6 | 300 | 8000 | 0 | 85.38 | 85.37 | 0.01 | 0
2020 | PJM_ROR_2_PJM_ROM | PJM_ROR | PJM_ROM | Internal | Summer | B7 | 400 | 8000 | 725.53 | 71.67 | 71.68 | 0.01 | 0
2020 | PJM_ROR_2_PJM_ROM | PJM_ROR | PJM_ROM | Internal | Summer | B8 | 500 | 8000 | 5277.76 | 64.75 | 64.76 | 0.01 | 0
2020 | PJM_ROR_2_PJM_ROM | PJM_ROR | PJM_ROM | Internal | Summer | B9 | 800 | 8000 | 3273.22 | 62.45 | 62.46 | 0.01 | 0
2020 | PJM_ROR_2_PJM_ROM | PJM_ROR | PJM_ROM | Internal | Summer | B10 | 1262 | 8000 | 5447.23 | 60.2 | 60.21 | 0.01 | 0
2020 | PJM_ROR_2_PJM_ROM | PJM_ROR | PJM_ROM | Internal | Winter | B16 | 25 | 8000 | 5157.85 | 87.87 | 87.88 | 0.01 | 0
2020 | PJM_ROR_2_PJM_ROM | PJM_ROR | PJM_ROM | Internal | Winter | B17 | 100 | 8000 | 5285.23 | 77.04 | 77.05 | 0.01 | 0
2020 | PJM_ROR_2_PJM_ROM | PJM_ROR | PJM_ROM | Internal | Winter | B18 | 400 | 8000 | 7262.76 | 72.8 | 72.81 | 0.01 | 0
2020 | PJM_ROR_2_PJM_ROM | PJM_ROR | PJM_ROM | Internal | Winter | B19 | 700 | 8000 | 7554.32 | 69.47 | 69.49 | 0.01 | 0
2020 | PJM_ROR_2_PJM_ROM | PJM_ROR | PJM_ROM | Internal | Winter | B20 | 935 | 8000 | 6403.84 | 64.25 | 64.26 | 0.01 | 0
2020 | PJM_ROR_2_TVA_Transmission | PJM_ROR | TVA_Transmission | Internal | Shoulder | B11 | 25 | 2500 | 2500 | 85.53 | 91.55 | 6 | 0.01
2020 | PJM_ROR_2_TVA_Transmission | PJM_ROR | TVA_Transmission | Internal | Shoulder | B12 | 200 | 2500 | 0 | 73.38 | 74.44 | 6 | 0
2020 | PJM_ROR_2_TVA_Transmission | PJM_ROR | TVA_Transmission | Internal | Shoulder | B13 | 600 | 2500 | 0 | 69.27 | 72.13 | 6 | 0
2020 | PJM_ROR_2_TVA_Transmission | PJM_ROR | TVA_Transmission | Internal | Shoulder | B14 | 900 | 2500 | 0 | 66.16 | 70.82 | 6 | 0
2020 | PJM_ROR_2_TVA_Transmission | PJM_ROR | TVA_Transmission | Internal | Shoulder | B15 | 1203 | 2500 | 1851.45 | 62.37 | 68.37 | 6 | 0
2020 | PJM_ROR_2_TVA_Transmission | PJM_ROR | TVA_Transmission | Internal | Summer | B1 | 10 | 2500 | 0 | 109.5 | 115 | 6 | 0
2020 | PJM_ROR_2_TVA_Transmission | PJM_ROR | TVA_Transmission | Internal | Summer | B2 | 25 | 2500 | 0 | 107.89 | 113.82 | 6 | 0
2020 | PJM_ROR_2_TVA_Transmission | PJM_ROR | TVA_Transmission | Internal | Summer | B3 | 75 | 2500 | 2500 | 103.22 | 109.44 | 6 | 0.22
2020 | PJM_ROR_2_TVA_Transmission | PJM_ROR | TVA_Transmission | Internal | Summer | B4 | 100 | 2500 | 2500 | 101.03 | 107.78 | 6 | 0.76
2020 | PJM_ROR_2_TVA_Transmission | PJM_ROR | TVA_Transmission | Internal | Summer | B5 | 200 | 2500 | 1602.05 | 99.74 | 105.74 | 6 | 0
2020 | PJM_ROR_2_TVA_Transmission | PJM_ROR | TVA_Transmission | Internal | Summer | B6 | 300 | 2500 | 2500 | 85.38 | 91.39 | 6 | 0.01
2020 | PJM_ROR_2_TVA_Transmission | PJM_ROR | TVA_Transmission | Internal | Summer | B7 | 400 | 2500 | 2368.8 | 71.67 | 77.67 | 6 | 0
2020 | PJM_ROR_2_TVA_Transmission | PJM_ROR | TVA_Transmission | Internal | Summer | B8 | 500 | 2500 | 1157.76 | 64.75 | 70.75 | 6 | 0
2020 | PJM_ROR_2_TVA_Transmission | PJM_ROR | TVA_Transmission | Internal | Summer | B9 | 800 | 2500 | 1173.74 | 62.45 | 68.45 | 6 | 0
2020 | PJM_ROR_2_TVA_Transmission | PJM_ROR | TVA_Transmission | Internal | Summer | B10 | 1262 | 2500 | 0 | 60.2 | 65.95 | 6 | 0
2020 | PJM_ROR_2_TVA_Transmission | PJM_ROR | TVA_Transmission | Internal | Winter | B16 | 25 | 2500 | 0 | 87.87 | 93.37 | 6 | 0
2020 | PJM_ROR_2_TVA_Transmission | PJM_ROR | TVA_Transmission | Internal | Winter | B17 | 100 | 2500 | 0 | 77.04 | 78.92 | 6 | 0
2020 | PJM_ROR_2_TVA_Transmission | PJM_ROR | TVA_Transmission | Internal | Winter | B18 | 400 | 2500 | 0 | 72.8 | 75.02 | 6 | 0
2020 | PJM_ROR_2_TVA_Transmission | PJM_ROR | TVA_Transmission | Internal | Winter | B19 | 700 | 2500 | 0 | 69.47 | 73.49 | 6 | 0
2020 | PJM_ROR_2_TVA_Transmission | PJM_ROR | TVA_Transmission | Internal | Winter | B20 | 935 | 2500 | 20.9 | 64.25 | 70.25 | 6 | 0
2020 | PJM_ROR_2_VACAR | PJM_ROR | VACAR | Internal | Shoulder | B11 | 25 | 3000 | 3000 | 85.53 | 94.28 | 6 | 2.74
2020 | PJM_ROR_2_VACAR | PJM_ROR | VACAR | Internal | Shoulder | B12 | 200 | 3000 | 2255.76 | 73.38 | 79.38 | 6 | 0
2020 | PJM_ROR_2_VACAR | PJM_ROR | VACAR | Internal | Shoulder | B13 | 600 | 3000 | 1015.05 | 69.27 | 75.27 | 6 | 0
2020 | PJM_ROR_2_VACAR | PJM_ROR | VACAR | Internal | Shoulder | B14 | 900 | 3000 | 1254.2 | 66.16 | 72.16 | 6 | 0
2020 | PJM_ROR_2_VACAR | PJM_ROR | VACAR | Internal | Shoulder | B15 | 1203 | 3000 | 68.16 | 62.37 | 68.37 | 6 | 0
2020 | PJM_ROR_2_VACAR | PJM_ROR | VACAR | Internal | Summer | B1 | 10 | 3000 | 4575.07 | 109.5 | 120.43 | 6 | 4.94
2020 | PJM_ROR_2_VACAR | PJM_ROR | VACAR | Internal | Summer | B2 | 25 | 3000 | 3581.66 | 107.89 | 118.82 | 6 | 4.94
2020 | PJM_ROR_2_VACAR | PJM_ROR | VACAR | Internal | Summer | B3 | 75 | 3000 | 3000 | 103.22 | 112.67 | 6 | 3.45
2020 | PJM_ROR_2_VACAR | PJM_ROR | VACAR | Internal | Summer | B4 | 100 | 3000 | 6474.93 | 101.03 | 111.96 | 6 | 4.94
2020 | PJM_ROR_2_VACAR | PJM_ROR | VACAR | Internal | Summer | B5 | 200 | 3000 | 5004.09 | 99.74 | 110.68 | 6 | 4.94
2020 | PJM_ROR_2_VACAR | PJM_ROR | VACAR | Internal | Summer | B6 | 300 | 3000 | 5788.37 | 85.38 | 96.32 | 6 | 4.94
2020 | PJM_ROR_2_VACAR | PJM_ROR | VACAR | Internal | Summer | B7 | 400 | 3000 | 4982.74 | 71.67 | 82.61 | 6 | 4.94
2020 | PJM_ROR_2_VACAR | PJM_ROR | VACAR | Internal | Summer | B8 | 500 | 3000 | 3000 | 64.75 | 72.78 | 6 | 2.04
2020 | PJM_ROR_2_VACAR | PJM_ROR | VACAR | Internal | Summer | B9 | 800 | 3000 | 3000 | 62.45 | 68.79 | 6 | 0.33
2020 | PJM_ROR_2_VACAR | PJM_ROR | VACAR | Internal | Summer | B10 | 1262 | 3000 | 0 | 60.2 | 65.84 | 6 | 0
2020 | PJM_ROR_2_VACAR | PJM_ROR | VACAR | Internal | Winter | B16 | 25 | 3000 | 7930.59 | 87.87 | 98.8 | 6 | 4.94
2020 | PJM_ROR_2_VACAR | PJM_ROR | VACAR | Internal | Winter | B17 | 100 | 3000 | 5196.48 | 77.04 | 87.98 | 6 | 4.94
2020 | PJM_ROR_2_VACAR | PJM_ROR | VACAR | Internal | Winter | B18 | 400 | 3000 | 3000 | 72.8 | 79.43 | 6 | 0.63
2020 | PJM_ROR_2_VACAR | PJM_ROR | VACAR | Internal | Winter | B19 | 700 | 3000 | 2746.61 | 69.47 | 75.47 | 6 | 0
2020 | PJM_ROR_2_VACAR | PJM_ROR | VACAR | Internal | Winter | B20 | 935 | 3000 | 1344.52 | 64.25 | 70.25 | 6 | 0
2020 | PJM_ROM_2_PJM_E | PJM_ROM | PJM_E | Internal | Shoulder | B11 | 25 | 8000 | 0 | 85.52 | 85.51 | 0.01 | 0
2020 | PJM_ROM_2_PJM_E | PJM_ROM | PJM_E | Internal | Shoulder | B12 | 200 | 8000 | 0 | 73.39 | 73.38 | 0.01 | 0
2020 | PJM_ROM_2_PJM_E | PJM_ROM | PJM_E | Internal | Shoulder | B13 | 600 | 8000 | 0 | 69.28 | 69.27 | 0.01 | 0
2020 | PJM_ROM_2_PJM_E | PJM_ROM | PJM_E | Internal | Shoulder | B14 | 900 | 8000 | 0 | 66.17 | 66.16 | 0.01 | 0
2020 | PJM_ROM_2_PJM_E | PJM_ROM | PJM_E | Internal | Shoulder | B15 | 1203 | 8000 | 0 | 62.38 | 62.37 | 0.01 | 0
2020 | PJM_ROM_2_PJM_E | PJM_ROM | PJM_E | Internal | Summer | B1 | 10 | 8000 | 997.21 | 141.25 | 141.26 | 0.01 | 0
2020 | PJM_ROM_2_PJM_E | PJM_ROM | PJM_E | Internal | Summer | B2 | 25 | 8000 | 1157.16 | 123.97 | 123.98 | 0.01 | 0
2020 | PJM_ROM_2_PJM_E | PJM_ROM | PJM_E | Internal | Summer | B3 | 75 | 8000 | 0 | 103.23 | 103.22 | 0.01 | 0
2020 | PJM_ROM_2_PJM_E | PJM_ROM | PJM_E | Internal | Summer | B4 | 100 | 8000 | 0 | 101.02 | 101 | 0.01 | 0
2020 | PJM_ROM_2_PJM_E | PJM_ROM | PJM_E | Internal | Summer | B5 | 200 | 8000 | 0 | 99.73 | 99.71 | 0.01 | 0
2020 | PJM_ROM_2_PJM_E | PJM_ROM | PJM_E | Internal | Summer | B6 | 300 | 8000 | 0 | 85.37 | 85.36 | 0.01 | 0
2020 | PJM_ROM_2_PJM_E | PJM_ROM | PJM_E | Internal | Summer | B7 | 400 | 8000 | 0 | 71.68 | 71.67 | 0.01 | 0
2020 | PJM_ROM_2_PJM_E | PJM_ROM | PJM_E | Internal | Summer | B8 | 500 | 8000 | 0 | 64.76 | 64.75 | 0.01 | 0
2020 | PJM_ROM_2_PJM_E | PJM_ROM | PJM_E | Internal | Summer | B9 | 800 | 8000 | 0 | 62.46 | 62.45 | 0.01 | 0
2020 | PJM_ROM_2_PJM_E | PJM_ROM | PJM_E | Internal | Summer | B10 | 1262 | 8000 | 0 | 60.21 | 60.2 | 0.01 | 0
2020 | PJM_ROM_2_PJM_E | PJM_ROM | PJM_E | Internal | Winter | B16 | 25 | 8000 | 0 | 87.88 | 87.87 | 0.01 | 0
2020 | PJM_ROM_2_PJM_E | PJM_ROM | PJM_E | Internal | Winter | B17 | 100 | 8000 | 0 | 77.05 | 77.04 | 0.01 | 0
2020 | PJM_ROM_2_PJM_E | PJM_ROM | PJM_E | Internal | Winter | B18 | 400 | 8000 | 0 | 72.81 | 72.8 | 0.01 | 0
2020 | PJM_ROM_2_PJM_E | PJM_ROM | PJM_E | Internal | Winter | B19 | 700 | 8000 | 714.54 | 69.49 | 69.5 | 0.01 | 0
2020 | PJM_ROM_2_PJM_E | PJM_ROM | PJM_E | Internal | Winter | B20 | 935 | 8000 | 0 | 64.26 | 64.25 | 0.01 | 0
2020 | PJM_ROM_2_PJM_ROR | PJM_ROM | PJM_ROR | Internal | Shoulder | B11 | 25 | 8000 | 2597.82 | 85.52 | 85.53 | 0.01 | 0
2020 | PJM_ROM_2_PJM_ROR | PJM_ROM | PJM_ROR | Internal | Shoulder | B12 | 200 | 8000 | 0 | 73.39 | 73.38 | 0.01 | 0
2020 | PJM_ROM_2_PJM_ROR | PJM_ROM | PJM_ROR | Internal | Shoulder | B13 | 600 | 8000 | 0 | 69.28 | 69.27 | 0.01 | 0
2020 | PJM_ROM_2_PJM_ROR | PJM_ROM | PJM_ROR | Internal | Shoulder | B14 | 900 | 8000 | 0 | 66.17 | 66.16 | 0.01 | 0
2020 | PJM_ROM_2_PJM_ROR | PJM_ROM | PJM_ROR | Internal | Shoulder | B15 | 1203 | 8000 | 0 | 62.38 | 62.37 | 0.01 | 0
2020 | PJM_ROM_2_PJM_ROR | PJM_ROM | PJM_ROR | Internal | Summer | B1 | 10 | 8000 | 0 | 141.25 | 109.5 | 0.01 | 0
2020 | PJM_ROM_2_PJM_ROR | PJM_ROM | PJM_ROR | Internal | Summer | B2 | 25 | 8000 | 0 | 123.97 | 107.89 | 0.01 | 0
2020 | PJM_ROM_2_PJM_ROR | PJM_ROM | PJM_ROR | Internal | Summer | B3 | 75 | 8000 | 0 | 103.23 | 103.22 | 0.01 | 0
2020 | PJM_ROM_2_PJM_ROR | PJM_ROM | PJM_ROR | Internal | Summer | B4 | 100 | 8000 | 559.9 | 101.02 | 101.03 | 0.01 | 0
2020 | PJM_ROM_2_PJM_ROR | PJM_ROM | PJM_ROR | Internal | Summer | B5 | 200 | 8000 | 4248.02 | 99.73 | 99.74 | 0.01 | 0
2020 | PJM_ROM_2_PJM_ROR | PJM_ROM | PJM_ROR | Internal | Summer | B6 | 300 | 8000 | 750.8 | 85.37 | 85.38 | 0.01 | 0
2020 | PJM_ROM_2_PJM_ROR | PJM_ROM | PJM_ROR | Internal | Summer | B7 | 400 | 8000 | 0 | 71.68 | 71.67 | 0.01 | 0
2020 | PJM_ROM_2_PJM_ROR | PJM_ROM | PJM_ROR | Internal | Summer | B8 | 500 | 8000 | 0 | 64.76 | 64.75 | 0.01 | 0
2020 | PJM_ROM_2_PJM_ROR | PJM_ROM | PJM_ROR | Internal | Summer | B9 | 800 | 8000 | 0 | 62.46 | 62.45 | 0.01 | 0
2020 | PJM_ROM_2_PJM_ROR | PJM_ROM | PJM_ROR | Internal | Summer | B10 | 1262 | 8000 | 0 | 60.21 | 60.2 | 0.01 | 0
2020 | PJM_ROM_2_PJM_ROR | PJM_ROM | PJM_ROR | Internal | Winter | B16 | 25 | 8000 | 0 | 87.88 | 87.87 | 0.01 | 0
2020 | PJM_ROM_2_PJM_ROR | PJM_ROM | PJM_ROR | Internal | Winter | B17 | 100 | 8000 | 0 | 77.05 | 77.04 | 0.01 | 0
2020 | PJM_ROM_2_PJM_ROR | PJM_ROM | PJM_ROR | Internal | Winter | B18 | 400 | 8000 | 0 | 72.81 | 72.8 | 0.01 | 0
2020 | PJM_ROM_2_PJM_ROR | PJM_ROM | PJM_ROR | Internal | Winter | B19 | 700 | 8000 | 0 | 69.49 | 69.47 | 0.01 | 0
2020 | PJM_ROM_2_PJM_ROR | PJM_ROM | PJM_ROR | Internal | Winter | B20 | 935 | 8000 | 0 | 64.26 | 64.25 | 0.01 | 0
2020 | SOCO_2_FRCC | SOCO | FRCC | Internal | Shoulder | B11 | 25 | 3700 | 5299.88 | 101.28 | 111.29 | 10 | 0.01
2020 | SOCO_2_FRCC | SOCO | FRCC | Internal | Shoulder | B12 | 200 | 3700 | 0 | 76.19 | 86 | 10 | 0
2020 | SOCO_2_FRCC | SOCO | FRCC | Internal | Shoulder | B13 | 600 | 3700 | 0 | 69.75 | 75.38 | 10 | 0
2020 | SOCO_2_FRCC | SOCO | FRCC | Internal | Shoulder | B14 | 900 | 3700 | 0 | 69.75 | 72.23 | 10 | 0
2020 | SOCO_2_FRCC | SOCO | FRCC | Internal | Shoulder | B15 | 1203 | 3700 | 0 | 67.3 | 72.23 | 10 | 0
2020 | SOCO_2_FRCC | SOCO | FRCC | Internal | Summer | B1 | 10 | 3700 | 2478.63 | 119.89 | 129.89 | 10 | 0
2020 | SOCO_2_FRCC | SOCO | FRCC | Internal | Summer | B2 | 25 | 3700 | 0 | 113.82 | 116.44 | 10 | 0
2020 | SOCO_2_FRCC | SOCO | FRCC | Internal | Summer | B3 | 75 | 3700 | 0 | 112 | 116.44 | 10 | 0
2020 | SOCO_2_FRCC | SOCO | FRCC | Internal | Summer | B4 | 100 | 3700 | 0 | 112 | 116.44 | 10 | 0
2020 | SOCO_2_FRCC | SOCO | FRCC | Internal | Summer | B5 | 200 | 3700 | 0 | 109.79 | 116.44 | 10 | 0
2020 | SOCO_2_FRCC | SOCO | FRCC | Internal | Summer | B6 | 300 | 3700 | 3284.1 | 103.32 | 113.32 | 10 | 0
2020 | SOCO_2_FRCC | SOCO | FRCC | Internal | Summer | B7 | 400 | 3700 | 1384.75 | 89.61 | 99.61 | 10 | 0
2020 | SOCO_2_FRCC | SOCO | FRCC | Internal | Summer | B8 | 500 | 3700 | 0 | 79.75 | 82.35 | 10 | 0
2020 | SOCO_2_FRCC | SOCO | FRCC | Internal | Summer | B9 | 800 | 3700 | 0 | 68.43 | 74.61 | 10 | 0
2020 | SOCO_2_FRCC | SOCO | FRCC | Internal | Summer | B10 | 1262 | 3700 | 0 | 66.03 | 71.5 | 10 | 0
2020 | SOCO_2_FRCC | SOCO | FRCC | Internal | Winter | B16 | 25 | 3700 | 2783.56 | 99.36 | 109.36 | 10 | 0
2020 | SOCO_2_FRCC | SOCO | FRCC | Internal | Winter | B17 | 100 | 3700 | 0 | 81.05 | 88.67 | 10 | 0
2020 | SOCO_2_FRCC | SOCO | FRCC | Internal | Winter | B18 | 400 | 3700 | 0 | 72.45 | 77.71 | 10 | 0
2020 | SOCO_2_FRCC | SOCO | FRCC | Internal | Winter | B19 | 700 | 3700 | 0 | 72.45 | 74.46 | 10 | 0
2020 | SOCO_2_FRCC | SOCO | FRCC | Internal | Winter | B20 | 935 | 3700 | 0 | 69.91 | 74.46 | 10 | 0
2020 | SPP_N_2_ENT | SPP_N | ENT | Internal | Shoulder | B11 | 25 | 1800 | 3281.96 | 75.65 | 86.43 | 5 | 5.78
2020 | SPP_N_2_ENT | SPP_N | ENT | Internal | Shoulder | B12 | 200 | 1800 | 491.45 | 63.19 | 68.19 | 5 | 0
2020 | SPP_N_2_ENT | SPP_N | ENT | Internal | Shoulder | B13 | 600 | 1800 | 1800 | 62.27 | 67.69 | 5 | 0.43
2020 | SPP_N_2_ENT | SPP_N | ENT | Internal | Shoulder | B14 | 900 | 1800 | 4731.19 | 54.66 | 65.43 | 5 | 5.78
2020 | SPP_N_2_ENT | SPP_N | ENT | Internal | Shoulder | B15 | 1203 | 1800 | 5899.69 | 50.41 | 61.18 | 5 | 5.78
2020 | SPP_N_2_ENT | SPP_N | ENT | Internal | Summer | B1 | 10 | 1800 | 1800 | 95.37 | 105.04 | 5 | 4.68
2020 | SPP_N_2_ENT | SPP_N | ENT | Internal | Summer | B2 | 25 | 1800 | 1800 | 98.44 | 105.82 | 5 | 2.38
2020 | SPP_N_2_ENT | SPP_N | ENT | Internal | Summer | B3 | 75 | 1800 | 1468.25 | 99 | 104 | 5 | 0
2020 | SPP_N_2_ENT | SPP_N | ENT | Internal | Summer | B4 | 100 | 1800 | 1800 | 94.78 | 104 | 5 | 4.21
2020 | SPP_N_2_ENT | SPP_N | ENT | Internal | Summer | B5 | 200 | 1800 | 1800 | 92.75 | 101.79 | 5 | 4.04
2020 | SPP_N_2_ENT | SPP_N | ENT | Internal | Summer | B6 | 300 | 1800 | 2206.48 | 78.39 | 89.17 | 5 | 5.78
2020 | SPP_N_2_ENT | SPP_N | ENT | Internal | Summer | B7 | 400 | 1800 | 1800 | 65.78 | 74.76 | 5 | 3.98
2020 | SPP_N_2_ENT | SPP_N | ENT | Internal | Summer | B8 | 500 | 1800 | 1002.38 | 63.72 | 68.72 | 5 | 0
2020 | SPP_N_2_ENT | SPP_N | ENT | Internal | Summer | B9 | 800 | 1800 | 0 | 62.62 | 66.82 | 5 | 0
2020 | SPP_N_2_ENT | SPP_N | ENT | Internal | Summer | B10 | 1262 | 1800 | 1800 | 57.76 | 64.11 | 5 | 1.35
2020 | SPP_N_2_ENT | SPP_N | ENT | Internal | Winter | B16 | 25 | 1800 | 3246.98 | 73.74 | 84.51 | 5 | 5.78
2020 | SPP_N_2_ENT | SPP_N | ENT | Internal | Winter | B17 | 100 | 1800 | 1800 | 63.65 | 70.92 | 5 | 2.26
2020 | SPP_N_2_ENT | SPP_N | ENT | Internal | Winter | B18 | 400 | 1800 | 1800 | 62.66 | 70.4 | 5 | 2.74
2020 | SPP_N_2_ENT | SPP_N | ENT | Internal | Winter | B19 | 700 | 1800 | 1800 | 60.92 | 68.04 | 5 | 2.12
2020 | SPP_N_2_ENT | SPP_N | ENT | Internal | Winter | B20 | 935 | 1800 | 4817.05 | 54.15 | 64.93 | 5 | 5.78
2020 | SPP_N_2_MISO_MO-IL | SPP_N | MISO_MO-IL | Internal | Shoulder | B11 | 25 | 2000 | 2000 | 75.65 | 83.55 | 5 | 2.89
2020 | SPP_N_2_MISO_MO-IL | SPP_N | MISO_MO-IL | Internal | Shoulder | B12 | 200 | 2000 | 2000 | 63.19 | 71.36 | 5 | 3.17
2020 | SPP_N_2_MISO_MO-IL | SPP_N | MISO_MO-IL | Internal | Shoulder | B13 | 600 | 2000 | 1825.43 | 62.27 | 67.27 | 5 | 0
2020 | SPP_N_2_MISO_MO-IL | SPP_N | MISO_MO-IL | Internal | Shoulder | B14 | 900 | 2000 | 2000 | 54.66 | 64.16 | 5 | 4.5
2020 | SPP_N_2_MISO_MO-IL | SPP_N | MISO_MO-IL | Internal | Shoulder | B15 | 1203 | 2000 | 2000 | 50.41 | 60.54 | 5 | 5.13
2020 | SPP_N_2_MISO_MO-IL | SPP_N | MISO_MO-IL | Internal | Summer | B1 | 10 | 2000 | 3906.72 | 95.37 | 107 | 5 | 6.63
2020 | SPP_N_2_MISO_MO-IL | SPP_N | MISO_MO-IL | Internal | Summer | B2 | 25 | 2000 | 2000 | 98.44 | 105.43 | 5 | 1.98
2020 | SPP_N_2_MISO_MO-IL | SPP_N | MISO_MO-IL | Internal | Summer | B3 | 75 | 2000 | 0 | 99 | 101.44 | 5 | 0
2020 | SPP_N_2_MISO_MO-IL | SPP_N | MISO_MO-IL | Internal | Summer | B4 | 100 | 2000 | 488.26 | 94.78 | 99.78 | 5 | 0
2020 | SPP_N_2_MISO_MO-IL | SPP_N | MISO_MO-IL | Internal | Summer | B5 | 200 | 2000 | 317.84 | 92.75 | 97.75 | 5 | 0
2020 | SPP_N_2_MISO_MO-IL | SPP_N | MISO_MO-IL | Internal | Summer | B6 | 300 | 2000 | 64.33 | 78.39 | 83.39 | 5 | 0
2020 | SPP_N_2_MISO_MO-IL | SPP_N | MISO_MO-IL | Internal | Summer | B7 | 400 | 2000 | 0 | 65.78 | 69.67 | 5 | 0
2020 | SPP_N_2_MISO_MO-IL | SPP_N | MISO_MO-IL | Internal | Summer | B8 | 500 | 2000 | 0 | 63.72 | 62.75 | 5 | 0
2020 | SPP_N_2_MISO_MO-IL | SPP_N | MISO_MO-IL | Internal | Summer | B9 | 800 | 2000 | 0 | 62.62 | 61.45 | 5 | 0
2020 | SPP_N_2_MISO_MO-IL | SPP_N | MISO_MO-IL | Internal | Summer | B10 | 1262 | 2000 | 0 | 57.76 | 60.74 | 5 | 0
2020 | SPP_N_2_MISO_MO-IL | SPP_N | MISO_MO-IL | Internal | Winter | B16 | 25 | 2000 | 4705.37 | 73.74 | 85.37 | 5 | 6.63
2020 | SPP_N_2_MISO_MO-IL | SPP_N | MISO_MO-IL | Internal | Winter | B17 | 100 | 2000 | 2000 | 63.65 | 74.54 | 5 | 5.89
2020 | SPP_N_2_MISO_MO-IL | SPP_N | MISO_MO-IL | Internal | Winter | B18 | 400 | 2000 | 2000 | 62.66 | 70.32 | 5 | 2.66
2020 | SPP_N_2_MISO_MO-IL | SPP_N | MISO_MO-IL | Internal | Winter | B19 | 700 | 2000 | 2000 | 60.92 | 67.18 | 5 | 1.26
2020 | SPP_N_2_MISO_MO-IL | SPP_N | MISO_MO-IL | Internal | Winter | B20 | 935 | 2000 | 2000 | 54.15 | 62.25 | 5 | 3.09
2020 | SPP_N_2_MISO_W | SPP_N | MISO_W | Internal | Shoulder | B11 | 25 | 750 | 750 | 75.65 | 83.53 | 5 | 2.88
2020 | SPP_N_2_MISO_W | SPP_N | MISO_W | Internal | Shoulder | B12 | 200 | 750 | 750 | 63.19 | 71.35 | 5 | 3.16
2020 | SPP_N_2_MISO_W | SPP_N | MISO_W | Internal | Shoulder | B13 | 600 | 750 | 0 | 62.27 | 67.25 | 5 | 0
2020 | SPP_N_2_MISO_W | SPP_N | MISO_W | Internal | Shoulder | B14 | 900 | 750 | 750 | 54.66 | 64.14 | 5 | 4.49
2020 | SPP_N_2_MISO_W | SPP_N | MISO_W | Internal | Shoulder | B15 | 1203 | 750 | 750 | 50.41 | 60.52 | 5 | 5.12
2020 | SPP_N_2_MISO_W | SPP_N | MISO_W | Internal | Summer | B1 | 10 | 750 | 2610.55 | 95.37 | 106.97 | 5 | 6.6
2020 | SPP_N_2_MISO_W | SPP_N | MISO_W | Internal | Summer | B2 | 25 | 750 | 750 | 98.44 | 105.41 | 5 | 1.97
2020 | SPP_N_2_MISO_W | SPP_N | MISO_W | Internal | Summer | B3 | 75 | 750 | 0 | 99 | 101.77 | 5 | 0
2020 | SPP_N_2_MISO_W | SPP_N | MISO_W | Internal | Summer | B4 | 100 | 750 | 0 | 94.78 | 99.77 | 5 | 0
2020 | SPP_N_2_MISO_W | SPP_N | MISO_W | Internal | Summer | B5 | 200 | 750 | 0 | 92.75 | 97.74 | 5 | 0
2020 | SPP_N_2_MISO_W | SPP_N | MISO_W | Internal | Summer | B6 | 300 | 750 | 0 | 78.39 | 83.38 | 5 | 0
2020 | SPP_N_2_MISO_W | SPP_N | MISO_W | Internal | Summer | B7 | 400 | 750 | 0 | 65.78 | 69.66 | 5 | 0
2020 | SPP_N_2_MISO_W | SPP_N | MISO_W | Internal | Summer | B8 | 500 | 750 | 0 | 63.72 | 62.73 | 5 | 0
2020 | SPP_N_2_MISO_W | SPP_N | MISO_W | Internal | Summer | B9 | 800 | 750 | 0 | 62.62 | 61.46 | 5 | 0
2020 | SPP_N_2_MISO_W | SPP_N | MISO_W | Internal | Summer | B10 | 1262 | 750 | 0 | 57.76 | 60.73 | 5 | 0
2020 | SPP_N_2_MISO_W | SPP_N | MISO_W | Internal | Winter | B16 | 25 | 750 | 750 | 73.74 | 85.34 | 5 | 6.6
2020 | SPP_N_2_MISO_W | SPP_N | MISO_W | Internal | Winter | B17 | 100 | 750 | 750 | 63.65 | 74.51 | 5 | 5.85
2020 | SPP_N_2_MISO_W | SPP_N | MISO_W | Internal | Winter | B18 | 400 | 750 | 750 | 62.66 | 70.3 | 5 | 2.65
2020 | SPP_N_2_MISO_W | SPP_N | MISO_W | Internal | Winter | B19 | 700 | 750 | 750 | 60.92 | 67.17 | 5 | 1.25
2020 | SPP_N_2_MISO_W | SPP_N | MISO_W | Internal | Winter | B20 | 935 | 750 | 750 | 54.15 | 62.25 | 5 | 3.09
2020 | SPP_N_2_NE | SPP_N | NE | Internal | Shoulder | B11 | 25 | 330 | 0 | 75.65 | 75.64 | 0.01 | 0
2020 | SPP_N_2_NE | SPP_N | NE | Internal | Shoulder | B12 | 200 | 330 | 0 | 63.19 | 63.18 | 0.01 | 0
2020 | SPP_N_2_NE | SPP_N | NE | Internal | Shoulder | B13 | 600 | 330 | 0 | 62.27 | 60.59 | 0.01 | 0
2020 | SPP_N_2_NE | SPP_N | NE | Internal | Shoulder | B14 | 900 | 330 | 0 | 54.66 | 54.65 | 0.01 | 0
2020 | SPP_N_2_NE | SPP_N | NE | Internal | Shoulder | B15 | 1203 | 330 | 0 | 50.41 | 50.39 | 0.01 | 0
2020 | SPP_N_2_NE | SPP_N | NE | Internal | Summer | B1 | 10 | 330 | 330 | 95.37 | 101.97 | 0.01 | 6.59
2020 | SPP_N_2_NE | SPP_N | NE | Internal | Summer | B2 | 25 | 330 | 0 | 98.44 | 98.43 | 0.01 | 0
2020 | SPP_N_2_NE | SPP_N | NE | Internal | Summer | B3 | 75 | 330 | 0 | 99 | 98.99 | 0.01 | 0
2020 | SPP_N_2_NE | SPP_N | NE | Internal | Summer | B4 | 100 | 330 | 0 | 94.78 | 94.77 | 0.01 | 0
2020 | SPP_N_2_NE | SPP_N | NE | Internal | Summer | B5 | 200 | 330 | 0 | 92.75 | 92.74 | 0.01 | 0
2020 | SPP_N_2_NE | SPP_N | NE | Internal | Summer | B6 | 300 | 330 | 0 | 78.39 | 78.38 | 0.01 | 0
2020 | SPP_N_2_NE | SPP_N | NE | Internal | Summer | B7 | 400 | 330 | 0 | 65.78 | 65.77 | 0.01 | 0
2020 | SPP_N_2_NE | SPP_N | NE | Internal | Summer | B8 | 500 | 330 | 0 | 63.72 | 61.68 | 0.01 | 0
2020 | SPP_N_2_NE | SPP_N | NE | Internal | Summer | B9 | 800 | 330 | 0 | 62.62 | 60.59 | 0.01 | 0
2020 | SPP_N_2_NE | SPP_N | NE | Internal | Summer | B10 | 1262 | 330 | 0 | 57.76 | 55.73 | 0.01 | 0
2020 | SPP_N_2_NE | SPP_N | NE | Internal | Winter | B16 | 25 | 330 | 330 | 73.74 | 75.21 | 0.01 | 1.46
2020 | SPP_N_2_NE | SPP_N | NE | Internal | Winter | B17 | 100 | 330 | 330 | 63.65 | 64.38 | 0.01 | 0.71
2020 | SPP_N_2_NE | SPP_N | NE | Internal | Winter | B18 | 400 | 330 | 0 | 62.66 | 60.62 | 0.01 | 0
2020 | SPP_N_2_NE | SPP_N | NE | Internal | Winter | B19 | 700 | 330 | 0 | 60.92 | 58.88 | 0.01 | 0
2020 | SPP_N_2_NE | SPP_N | NE | Internal | Winter | B20 | 935 | 330 | 0 | 54.15 | 52.12 | 0.01 | 0
2020 | SPP_N_2_SPP_S | SPP_N | SPP_S | Internal | Shoulder | B11 | 25 | 4000 | 0 | 75.65 | 74.94 | 0.01 | 0
2020 | SPP_N_2_SPP_S | SPP_N | SPP_S | Internal | Shoulder | B12 | 200 | 4000 | 2496.62 | 63.19 | 63.21 | 0.01 | 0
2020 | SPP_N_2_SPP_S | SPP_N | SPP_S | Internal | Shoulder | B13 | 600 | 4000 | 2804.89 | 62.27 | 62.28 | 0.01 | 0
2020 | SPP_N_2_SPP_S | SPP_N | SPP_S | Internal | Shoulder | B14 | 900 | 4000 | 347.84 | 54.66 | 54.67 | 0.01 | 0
2020 | SPP_N_2_SPP_S | SPP_N | SPP_S | Internal | Shoulder | B15 | 1203 | 4000 | 0 | 50.41 | 49.69 | 0.01 | 0
2020 | SPP_N_2_SPP_S | SPP_N | SPP_S | Internal | Summer | B1 | 10 | 4000 | 0 | 95.37 | 93.55 | 0.01 | 0
2020 | SPP_N_2_SPP_S | SPP_N | SPP_S | Internal | Summer | B2 | 25 | 4000 | 0 | 98.44 | 94.33 | 0.01 | 0
2020 | SPP_N_2_SPP_S | SPP_N | SPP_S | Internal | Summer | B3 | 75 | 4000 | 0 | 99 | 98.99 | 0.01 | 0
2020 | SPP_N_2_SPP_S | SPP_N | SPP_S | Internal | Summer | B4 | 100 | 4000 | 0 | 94.78 | 92.77 | 0.01 | 0
2020 | SPP_N_2_SPP_S | SPP_N | SPP_S | Internal | Summer | B5 | 200 | 4000 | 128.65 | 92.75 | 92.77 | 0.01 | 0
2020 | SPP_N_2_SPP_S | SPP_N | SPP_S | Internal | Summer | B6 | 300 | 4000 | 1551.95 | 78.39 | 78.41 | 0.01 | 0
2020 | SPP_N_2_SPP_S | SPP_N | SPP_S | Internal | Summer | B7 | 400 | 4000 | 3428.3 | 65.78 | 65.79 | 0.01 | 0
2020 | SPP_N_2_SPP_S | SPP_N | SPP_S | Internal | Summer | B8 | 500 | 4000 | 5491.54 | 63.72 | 63.87 | 0.01 | 0.14
2020 | SPP_N_2_SPP_S | SPP_N | SPP_S | Internal | Summer | B9 | 800 | 4000 | 6025.56 | 62.62 | 62.77 | 0.01 | 0.14
2020 | SPP_N_2_SPP_S | SPP_N | SPP_S | Internal | Summer | B10 | 1262 | 4000 | 5329.61 | 57.76 | 57.91 | 0.01 | 0.14
2020 | SPP_N_2_SPP_S | SPP_N | SPP_S | Internal | Winter | B16 | 25 | 4000 | 0 | 73.74 | 73.02 | 0.01 | 0
2020 | SPP_N_2_SPP_S | SPP_N | SPP_S | Internal | Winter | B17 | 100 | 4000 | 2170.07 | 63.65 | 63.66 | 0.01 | 0
2020 | SPP_N_2_SPP_S | SPP_N | SPP_S | Internal | Winter | B18 | 400 | 4000 | 3072.97 | 62.66 | 62.67 | 0.01 | 0
2020 | SPP_N_2_SPP_S | SPP_N | SPP_S | Internal | Winter | B19 | 700 | 4000 | 2511.01 | 60.92 | 60.93 | 0.01 | 0
2020 | SPP_N_2_SPP_S | SPP_N | SPP_S | Internal | Winter | B20 | 935 | 4000 | 1538.88 | 54.15 | 54.17 | 0.01 | 0
2020 | SPP_S_2_ENT | SPP_S | ENT | Internal | Shoulder | B11 | 25 | 850 | 3099.72 | 74.94 | 86.43 | 5 | 6.49
2020 | SPP_S_2_ENT | SPP_S | ENT | Internal | Shoulder | B12 | 200 | 850 | 0 | 63.21 | 68.19 | 5 | 0
2020 | SPP_S_2_ENT | SPP_S | ENT | Internal | Shoulder | B13 | 600 | 850 | 850 | 62.28 | 67.69 | 5 | 0.42
2020 | SPP_S_2_ENT | SPP_S | ENT | Internal | Shoulder | B14 | 900 | 850 | 850 | 54.67 | 65.43 | 5 | 5.76
2020 | SPP_S_2_ENT | SPP_S | ENT | Internal | Shoulder | B15 | 1203 | 850 | 1285.88 | 49.69 | 61.18 | 5 | 6.49
2020 | SPP_S_2_ENT | SPP_S | ENT | Internal | Summer | B1 | 10 | 850 | 12055.83 | 93.55 | 105.04 | 5 | 6.49
2020 | SPP_S_2_ENT | SPP_S | ENT | Internal | Summer | B2 | 25 | 850 | 3481.36 | 94.33 | 105.82 | 5 | 6.49
2020 | SPP_S_2_ENT | SPP_S | ENT | Internal | Summer | B3 | 75 | 850 | 850 | 98.99 | 104 | 5 | 0.01
2020 | SPP_S_2_ENT | SPP_S | ENT | Internal | Summer | B4 | 100 | 850 | 850 | 92.77 | 104 | 5 | 6.23
2020 | SPP_S_2_ENT | SPP_S | ENT | Internal | Summer | B5 | 200 | 850 | 850 | 92.77 | 101.79 | 5 | 4.03
2020 | SPP_S_2_ENT | SPP_S | ENT | Internal | Summer | B6 | 300 | 850 | 850 | 78.41 | 89.17 | 5 | 5.76
2020 | SPP_S_2_ENT | SPP_S | ENT | Internal | Summer | B7 | 400 | 850 | 850 | 65.79 | 74.76 | 5 | 3.97
2020 | SPP_S_2_ENT | SPP_S | ENT | Internal | Summer | B8 | 500 | 850 | 0 | 63.87 | 68.72 | 5 | 0
2020 | SPP_S_2_ENT | SPP_S | ENT | Internal | Summer | B9 | 800 | 850 | 0 | 62.77 | 66.82 | 5 | 0
2020 | SPP_S_2_ENT | SPP_S | ENT | Internal | Summer | B10 | 1262 | 850 | 850 | 57.91 | 64.11 | 5 | 1.2
2020 | SPP_S_2_ENT | SPP_S | ENT | Internal | Winter | B16 | 25 | 850 | 5739.96 | 73.02 | 84.51 | 5 | 6.49
2020 | SPP_S_2_ENT | SPP_S | ENT | Internal | Winter | B17 | 100 | 850 | 850 | 63.66 | 70.92 | 5 | 2.25
2020 | SPP_S_2_ENT | SPP_S | ENT | Internal | Winter | B18 | 400 | 850 | 850 | 62.67 | 70.4 | 5 | 2.73
2020 | SPP_S_2_ENT | SPP_S | ENT | Internal | Winter | B19 | 700 | 850 | 850 | 60.93 | 68.04 | 5 | 2.11
2020 | SPP_S_2_ENT | SPP_S | ENT | Internal | Winter | B20 | 935 | 850 | 850 | 54.17 | 64.93 | 5 | 5.76
2020 | SPP_S_2_SPP_N | SPP_S | SPP_N | Internal | Shoulder | B11 | 25 | 640 | 640 | 74.94 | 75.65 | 0.01 | 0.7
2020 | SPP_S_2_SPP_N | SPP_S | SPP_N | Internal | Shoulder | B12 | 200 | 640 | 0 | 63.21 | 63.19 | 0.01 | 0
2020 | SPP_S_2_SPP_N | SPP_S | SPP_N | Internal | Shoulder | B13 | 600 | 640 | 0 | 62.28 | 62.27 | 0.01 | 0
2020 | SPP_S_2_SPP_N | SPP_S | SPP_N | Internal | Shoulder | B14 | 900 | 640 | 0 | 54.67 | 54.66 | 0.01 | 0
2020 | SPP_S_2_SPP_N | SPP_S | SPP_N | Internal | Shoulder | B15 | 1203 | 640 | 640 | 49.69 | 50.41 | 0.01 | 0.7
2020 | SPP_S_2_SPP_N | SPP_S | SPP_N | Internal | Summer | B1 | 10 | 640 | 640 | 93.55 | 95.37 | 0.01 | 1.8
2020 | SPP_S_2_SPP_N | SPP_S | SPP_N | Internal | Summer | B2 | 25 | 640 | 1658.8 | 94.33 | 98.44 | 0.01 | 4.1
2020 | SPP_S_2_SPP_N | SPP_S | SPP_N | Internal | Summer | B3 | 75 | 640 | 344.48 | 98.99 | 99 | 0.01 | 0
2020 | SPP_S_2_SPP_N | SPP_S | SPP_N | Internal | Summer | B4 | 100 | 640 | 640 | 92.77 | 94.78 | 0.01 | 2.01
2020 | SPP_S_2_SPP_N | SPP_S | SPP_N | Internal | Summer | B5 | 200 | 640 | 0 | 92.77 | 92.75 | 0.01 | 0
2020 | SPP_S_2_SPP_N | SPP_S | SPP_N | Internal | Summer | B6 | 300 | 640 | 0 | 78.41 | 78.39 | 0.01 | 0
2020 | SPP_S_2_SPP_N | SPP_S | SPP_N | Internal | Summer | B7 | 400 | 640 | 0 | 65.79 | 65.78 | 0.01 | 0
2020 | SPP_S_2_SPP_N | SPP_S | SPP_N | Internal | Summer | B8 | 500 | 640 | 0 | 63.87 | 63.72 | 0.01 | 0
2020 | SPP_S_2_SPP_N | SPP_S | SPP_N | Internal | Summer | B9 | 800 | 640 | 0 | 62.77 | 62.62 | 0.01 | 0
2020 | SPP_S_2_SPP_N | SPP_S | SPP_N | Internal | Summer | B10 | 1262 | 640 | 0 | 57.91 | 57.76 | 0.01 | 0
2020 | SPP_S_2_SPP_N | SPP_S | SPP_N | Internal | Winter | B16 | 25 | 640 | 640 | 73.02 | 73.74 | 0.01 | 0.7
2020 | SPP_S_2_SPP_N | SPP_S | SPP_N | Internal | Winter | B17 | 100 | 640 | 0 | 63.66 | 63.65 | 0.01 | 0
2020 | SPP_S_2_SPP_N | SPP_S | SPP_N | Internal | Winter | B18 | 400 | 640 | 0 | 62.67 | 62.66 | 0.01 | 0
2020 | SPP_S_2_SPP_N | SPP_S | SPP_N | Internal | Winter | B19 | 700 | 640 | 0 | 60.93 | 60.92 | 0.01 | 0
2020 | SPP_S_2_SPP_N | SPP_S | SPP_N | Internal | Winter | B20 | 935 | 640 | 0 | 54.17 | 54.15 | 0.01 | 0
2020 | TVA_2_NonRTO_Midwest | TVA | NonRTO_Midwest | Internal | Shoulder | B11 | 25 | 100 | 0 | 91.56 | 91.53 | 9 | 0
2020 | TVA_2_NonRTO_Midwest | TVA | NonRTO_Midwest | Internal | Shoulder | B12 | 200 | 100 | 10.32 | 70.38 | 79.38 | 9 | 0
2020 | TVA_2_NonRTO_Midwest | TVA | NonRTO_Midwest | Internal | Shoulder | B13 | 600 | 100 | 0 | 69.97 | 75.28 | 9 | 0
2020 | TVA_2_NonRTO_Midwest | TVA | NonRTO_Midwest | Internal | Shoulder | B14 | 900 | 100 | 0 | 69.97 | 72.17 | 9 | 0
2020 | TVA_2_NonRTO_Midwest | TVA | NonRTO_Midwest | Internal | Shoulder | B15 | 1203 | 100 | 0 | 68.38 | 63.09 | 9 | 0
2020 | TVA_2_NonRTO_Midwest | TVA | NonRTO_Midwest | Internal | Summer | B1 | 10 | 100 | 0 | 115.01 | 108.34 | 9 | 0
2020 | TVA_2_NonRTO_Midwest | TVA | NonRTO_Midwest | Internal | Summer | B2 | 25 | 100 | 0 | 113.83 | 108.34 | 9 | 0
2020 | TVA_2_NonRTO_Midwest | TVA | NonRTO_Midwest | Internal | Summer | B3 | 75 | 100 | 0 | 109.45 | 108.34 | 9 | 0
2020 | TVA_2_NonRTO_Midwest | TVA | NonRTO_Midwest | Internal | Summer | B4 | 100 | 100 | 0 | 107.8 | 107.77 | 9 | 0
2020 | TVA_2_NonRTO_Midwest | TVA | NonRTO_Midwest | Internal | Summer | B5 | 200 | 100 | 0 | 105.75 | 105.74 | 9 | 0
2020 | TVA_2_NonRTO_Midwest | TVA | NonRTO_Midwest | Internal | Summer | B6 | 300 | 100 | 0 | 89.86 | 91.38 | 9 | 0
2020 | TVA_2_NonRTO_Midwest | TVA | NonRTO_Midwest | Internal | Summer | B7 | 400 | 100 | 0 | 74.69 | 77.66 | 9 | 0
2020 | TVA_2_NonRTO_Midwest | TVA | NonRTO_Midwest | Internal | Summer | B8 | 500 | 100 | 0 | 68.46 | 65.39 | 9 | 0
2020 | TVA_2_NonRTO_Midwest | TVA | NonRTO_Midwest | Internal | Summer | B9 | 800 | 100 | 0 | 68.46 | 65.23 | 9 | 0
2020 | TVA_2_NonRTO_Midwest | TVA | NonRTO_Midwest | Internal | Summer | B10 | 1262 | 100 | 0 | 65.62 | 61.53 | 9 | 0
2020 | TVA_2_NonRTO_Midwest | TVA | NonRTO_Midwest | Internal | Winter | B16 | 25 | 100 | 0 | 93.38 | 93.39 | 9 | 0
2020 | TVA_2_NonRTO_Midwest | TVA | NonRTO_Midwest | Internal | Winter | B17 | 100 | 100 | 73.2 | 73.57 | 82.57 | 9 | 0
2020 | TVA_2_NonRTO_Midwest | TVA | NonRTO_Midwest | Internal | Winter | B18 | 400 | 100 | 0 | 72.4 | 78.33 | 9 | 0
2020 | TVA_2_NonRTO_Midwest | TVA | NonRTO_Midwest | Internal | Winter | B19 | 700 | 100 | 0 | 72.4 | 75.17 | 9 | 0
2020 | TVA_2_NonRTO_Midwest | TVA | NonRTO_Midwest | Internal | Winter | B20 | 935 | 100 | 0 | 70.26 | 65.39 | 9 | 0
2020 | TVA_2_SOCO | TVA | SOCO | Internal | Shoulder | B11 | 25 | 500 | 500 | 91.56 | 101.28 | 9 | 0.72
2020 | TVA_2_SOCO | TVA | SOCO | Internal | Shoulder | B12 | 200 | 500 | 0 | 70.38 | 76.19 | 9 | 0
2020 | TVA_2_SOCO | TVA | SOCO | Internal | Shoulder | B13 | 600 | 500 | 0 | 69.97 | 69.75 | 9 | 0
2020 | TVA_2_SOCO | TVA | SOCO | Internal | Shoulder | B14 | 900 | 500 | 0 | 69.97 | 69.75 | 9 | 0
2020 | TVA_2_SOCO | TVA | SOCO | Internal | Shoulder | B15 | 1203 | 500 | 0 | 68.38 | 67.3 | 9 | 0
2020 | TVA_2_SOCO | TVA | SOCO | Internal | Summer | B1 | 10 | 500 | 0 | 115.01 | 119.89 | 9 | 0
2020 | TVA_2_SOCO | TVA | SOCO | Internal | Summer | B2 | 25 | 500 | 0 | 113.83 | 113.82 | 9 | 0
2020 | TVA_2_SOCO | TVA | SOCO | Internal | Summer | B3 | 75 | 500 | 0 | 109.45 | 112 | 9 | 0
2020 | TVA_2_SOCO | TVA | SOCO | Internal | Summer | B4 | 100 | 500 | 0 | 107.8 | 112 | 9 | 0
2020 | TVA_2_SOCO | TVA | SOCO | Internal | Summer | B5 | 200 | 500 | 0 | 105.75 | 109.79 | 9 | 0
2020 | TVA_2_SOCO | TVA | SOCO | Internal | Summer | B6 | 300 | 500 | 500 | 89.86 | 103.32 | 9 | 4.46
2020 | TVA_2_SOCO | TVA | SOCO | Internal | Summer | B7 | 400 | 500 | 1276.21 | 74.69 | 89.61 | 9 | 5.92
2020 | TVA_2_SOCO | TVA | SOCO | Internal | Summer | B8 | 500 | 500 | 500 | 68.46 | 79.75 | 9 | 2.28
2020 | TVA_2_SOCO | TVA | SOCO | Internal | Summer | B9 | 800 | 500 | 0 | 68.46 | 68.43 | 9 | 0
2020 | TVA_2_SOCO | TVA | SOCO | Internal | Summer | B10 | 1262 | 500 | 0 | 65.62 | 66.03 | 9 | 0
2020 | TVA_2_SOCO | TVA | SOCO | Internal | Winter | B16 | 25 | 500 | 0 | 93.38 | 99.36 | 9 | 0
2020 | TVA_2_SOCO | TVA | SOCO | Internal | Winter | B17 | 100 | 500 | 0 | 73.57 | 81.05 | 9 | 0
2020 | TVA_2_SOCO | TVA | SOCO | Internal | Winter | B18 | 400 | 500 | 0 | 72.4 | 72.45 | 9 | 0
2020 | TVA_2_SOCO | TVA | SOCO | Internal | Winter | B19 | 700 | 500 | 0 | 72.4 | 72.45 | 9 | 0
2020 | TVA_2_SOCO | TVA | SOCO | Internal | Winter | B20 | 935 | 500 | 0 | 70.26 | 69.91 | 9 | 0
2020 | TVA_2_VACAR | TVA | VACAR | Internal | Shoulder | B11 | 25 | 150 | 0 | 91.56 | 94.28 | 9 | 0
2020 | TVA_2_VACAR | TVA | VACAR | Internal | Shoulder | B12 | 200 | 150 | 11.55 | 70.38 | 79.38 | 9 | 0
2020 | TVA_2_VACAR | TVA | VACAR | Internal | Shoulder | B13 | 600 | 150 | 0 | 69.97 | 75.27 | 9 | 0
2020 | TVA_2_VACAR | TVA | VACAR | Internal | Shoulder | B14 | 900 | 150 | 0 | 69.97 | 72.16 | 9 | 0
2020 | TVA_2_VACAR | TVA | VACAR | Internal | Shoulder | B15 | 1203 | 150 | 0 | 68.38 | 68.37 | 9 | 0
2020 | TVA_2_VACAR | TVA | VACAR | Internal | Summer | B1 | 10 | 150 | 0 | 115.01 | 120.43 | 9 | 0
2020 | TVA_2_VACAR | TVA | VACAR | Internal | Summer | B2 | 25 | 150 | 0 | 113.83 | 118.82 | 9 | 0
2020 | TVA_2_VACAR | TVA | VACAR | Internal | Summer | B3 | 75 | 150 | 0 | 109.45 | 112.67 | 9 | 0
2020 | TVA_2_VACAR | TVA | VACAR | Internal | Summer | B4 | 100 | 150 | 0 | 107.8 | 111.96 | 9 | 0
2020 | TVA_2_VACAR | TVA | VACAR | Internal | Summer | B5 | 200 | 150 | 0 | 105.75 | 110.68 | 9 | 0
2020 | TVA_2_VACAR | TVA | VACAR | Internal | Summer | B6 | 300 | 150 | 0 | 89.86 | 96.32 | 9 | 0
2020 | TVA_2_VACAR | TVA | VACAR | Internal | Summer | B7 | 400 | 150 | 0 | 74.69 | 82.61 | 9 | 0
2020 | TVA_2_VACAR | TVA | VACAR | Internal | Summer | B8 | 500 | 150 | 0 | 68.46 | 72.78 | 9 | 0
2020 | TVA_2_VACAR | TVA | VACAR | Internal | Summer | B9 | 800 | 150 | 0 | 68.46 | 68.79 | 9 | 0
2020 | TVA_2_VACAR | TVA | VACAR | Internal | Summer | B10 | 1262 | 150 | 0 | 65.62 | 65.84 | 9 | 0
2020 | TVA_2_VACAR | TVA | VACAR | Internal | Winter | B16 | 25 | 150 | 0 | 93.38 | 98.8 | 9 | 0
2020 | TVA_2_VACAR | TVA | VACAR | Internal | Winter | B17 | 100 | 150 | 150 | 73.57 | 87.98 | 9 | 5.41
2020 | TVA_2_VACAR | TVA | VACAR | Internal | Winter | B18 | 400 | 150 | 0 | 72.4 | 79.43 | 9 | 0
2020 | TVA_2_VACAR | TVA | VACAR | Internal | Winter | B19 | 700 | 150 | 0 | 72.4 | 75.47 | 9 | 0
2020 | TVA_2_VACAR | TVA | VACAR | Internal | Winter | B20 | 935 | 150 | 0 | 70.26 | 70.25 | 9 | 0
2020 | TVA_Transmission_2_SOCO | TVA_Transmission | SOCO | Internal | Shoulder | B11 | 25 | 3200 | 3200 | 91.55 | 101.28 | 9 | 0.73
2020 | TVA_Transmission_2_SOCO | TVA_Transmission | SOCO | Internal | Shoulder | B12 | 200 | 3200 | 0 | 74.44 | 76.19 | 9 | 0
2020 | TVA_Transmission_2_SOCO | TVA_Transmission | SOCO | Internal | Shoulder | B13 | 600 | 3200 | 0 | 72.13 | 69.75 | 9 | 0
2020 | TVA_Transmission_2_SOCO | TVA_Transmission | SOCO | Internal | Shoulder | B14 | 900 | 3200 | 0 | 70.82 | 69.75 | 9 | 0
2020 | TVA_Transmission_2_SOCO | TVA_Transmission | SOCO | Internal | Shoulder | B15 | 1203 | 3200 | 0 | 68.37 | 67.3 | 9 | 0
2020 | TVA_Transmission_2_SOCO | TVA_Transmission | SOCO | Internal | Summer | B1 | 10 | 3200 | 0 | 115 | 119.89 | 9 | 0
2020 | TVA_Transmission_2_SOCO | TVA_Transmission | SOCO | Internal | Summer | B2 | 25 | 3200 | 0 | 113.82 | 113.82 | 9 | 0
2020 | TVA_Transmission_2_SOCO | TVA_Transmission | SOCO | Internal | Summer | B3 | 75 | 3200 | 0 | 109.44 | 112 | 9 | 0
2020 | TVA_Transmission_2_SOCO | TVA_Transmission | SOCO | Internal | Summer | B4 | 100 | 3200 | 0 | 107.78 | 112 | 9 | 0
2020 | TVA_Transmission_2_SOCO | TVA_Transmission | SOCO | Internal | Summer | B5 | 200 | 3200 | 0 | 105.74 | 109.79 | 9 | 0
2020 | TVA_Transmission_2_SOCO | TVA_Transmission | SOCO | Internal | Summer | B6 | 300 | 3200 | 3200 | 91.39 | 103.32 | 9 | 2.93
2020 | TVA_Transmission_2_SOCO | TVA_Transmission | SOCO | Internal | Summer | B7 | 400 | 3200 | 3200 | 77.67 | 89.61 | 9 | 2.94
2020 | TVA_Transmission_2_SOCO | TVA_Transmission | SOCO | Internal | Summer | B8 | 500 | 3200 | 1251.62 | 70.75 | 79.75 | 9 | 0
2020 | TVA_Transmission_2_SOCO | TVA_Transmission | SOCO | Internal | Summer | B9 | 800 | 3200 | 0 | 68.45 | 68.43 | 9 | 0
2020 | TVA_Transmission_2_SOCO | TVA_Transmission | SOCO | Internal | Summer | B10 | 1262 | 3200 | 0 | 65.95 | 66.03 | 9 | 0
2020 | TVA_Transmission_2_SOCO | TVA_Transmission | SOCO | Internal | Winter | B16 | 25 | 3200 | 0 | 93.37 | 99.36 | 9 | 0
2020 | TVA_Transmission_2_SOCO | TVA_Transmission | SOCO | Internal | Winter | B17 | 100 | 3200 | 0 | 78.92 | 81.05 | 9 | 0
2020 | TVA_Transmission_2_SOCO | TVA_Transmission | SOCO | Internal | Winter | B18 | 400 | 3200 | 0 | 75.02 | 72.45 | 9 | 0
2020 | TVA_Transmission_2_SOCO | TVA_Transmission | SOCO | Internal | Winter | B19 | 700 | 3200 | 0 | 73.49 | 72.45 | 9 | 0
2020 | TVA_Transmission_2_SOCO | TVA_Transmission | SOCO | Internal | Winter | B20 | 935 | 3200 | 0 | 70.25 | 69.91 | 9 | 0
2020 | TVA_Transmission_2_TVA | TVA_Transmission | TVA | Internal | Shoulder | B11 | 25 | 99999 | 2499.99 | 91.55 | 91.56 | 0.01 | 0
2020 | TVA_Transmission_2_TVA | TVA_Transmission | TVA | Internal | Shoulder | B12 | 200 | 99999 | 0 | 74.44 | 70.38 | 0.01 | 0
2020 | TVA_Transmission_2_TVA | TVA_Transmission | TVA | Internal | Shoulder | B13 | 600 | 99999 | 0 | 72.13 | 69.97 | 0.01 | 0
2020 | TVA_Transmission_2_TVA | TVA_Transmission | TVA | Internal | Shoulder | B14 | 900 | 99999 | 0 | 70.82 | 69.97 | 0.01 | 0
2020 | TVA_Transmission_2_TVA | TVA_Transmission | TVA | Internal | Shoulder | B15 | 1203 | 99999 | 1851.45 | 68.37 | 68.38 | 0.01 | 0
2020 | TVA_Transmission_2_TVA | TVA_Transmission | TVA | Internal | Summer | B1 | 10 | 99999 | 6198.91 | 115 | 115.01 | 0.01 | 0
2020 | TVA_Transmission_2_TVA | TVA_Transmission | TVA | Internal | Summer | B2 | 25 | 99999 | 5426.5 | 113.82 | 113.83 | 0.01 | 0
2020 | TVA_Transmission_2_TVA | TVA_Transmission | TVA | Internal | Summer | B3 | 75 | 99999 | 3909.82 | 109.44 | 109.45 | 0.01 | 0
2020 | TVA_Transmission_2_TVA | TVA_Transmission | TVA | Internal | Summer | B4 | 100 | 99999 | 3209.01 | 107.78 | 107.8 | 0.01 | 0
2020 | TVA_Transmission_2_TVA | TVA_Transmission | TVA | Internal | Summer | B5 | 200 | 99999 | 1602.05 | 105.74 | 105.75 | 0.01 | 0
2020 | TVA_Transmission_2_TVA | TVA_Transmission | TVA | Internal | Summer | B6 | 300 | 99999 | 0 | 91.39 | 89.86 | 0.01 | 0
2020 | TVA_Transmission_2_TVA | TVA_Transmission | TVA | Internal | Summer | B7 | 400 | 99999 | 0 | 77.67 | 74.69 | 0.01 | 0
2020 | TVA_Transmission_2_TVA | TVA_Transmission | TVA | Internal | Summer | B8 | 500 | 99999 | 0 | 70.75 | 68.46 | 0.01 | 0
2020 | TVA_Transmission_2_TVA | TVA_Transmission | TVA | Internal | Summer | B9 | 800 | 99999 | 1173.74 | 68.45 | 68.46 | 0.01 | 0
2020 | TVA_Transmission_2_TVA | TVA_Transmission | TVA | Internal | Summer | B10 | 1262 | 99999 | 0 | 65.95 | 65.62 | 0.01 | 0
2020 | TVA_Transmission_2_TVA | TVA_Transmission | TVA | Internal | Winter | B16 | 25 | 99999 | 2583.63 | 93.37 | 93.38 | 0.01 | 0
2020 | TVA_Transmission_2_TVA | TVA_Transmission | TVA | Internal | Winter | B17 | 100 | 99999 | 0 | 78.92 | 73.57 | 0.01 | 0
2020 | TVA_Transmission_2_TVA | TVA_Transmission | TVA | Internal | Winter | B18 | 400 | 99999 | 0 | 75.02 | 72.4 | 0.01 | 0
2020 | TVA_Transmission_2_TVA | TVA_Transmission | TVA | Internal | Winter | B19 | 700 | 99999 | 0 | 73.49 | 72.4 | 0.01 | 0
2020 | TVA_Transmission_2_TVA | TVA_Transmission | TVA | Internal | Winter | B20 | 935 | 99999 | 693.24 | 70.25 | 70.26 | 0.01 | 0
2020 | TVA_Transmission_2_VACAR | TVA_Transmission | VACAR | Internal | Shoulder | B11 | 25 | 900 | 0 | 91.55 | 94.28 | 9 | 0
2020 | TVA_Transmission_2_VACAR | TVA_Transmission | VACAR | Internal | Shoulder | B12 | 200 | 900 | 0 | 74.44 | 79.38 | 9 | 0
2020 | TVA_Transmission_2_VACAR | TVA_Transmission | VACAR | Internal | Shoulder | B13 | 600 | 900 | 0 | 72.13 | 75.27 | 9 | 0
2020 | TVA_Transmission_2_VACAR | TVA_Transmission | VACAR | Internal | Shoulder | B14 | 900 | 900 | 0 | 70.82 | 72.16 | 9 | 0
2020 | TVA_Transmission_2_VACAR | TVA_Transmission | VACAR | Internal | Shoulder | B15 | 1203 | 900 | 0 | 68.37 | 68.37 | 9 | 0
2020 | TVA_Transmission_2_VACAR | TVA_Transmission | VACAR | Internal | Summer | B1 | 10 | 900 | 0 | 115 | 120.43 | 9 | 0
2020 | TVA_Transmission_2_VACAR | TVA_Transmission | VACAR | Internal | Summer | B2 | 25 | 900 | 0 | 113.82 | 118.82 | 9 | 0
2020 | TVA_Transmission_2_VACAR | TVA_Transmission | VACAR | Internal | Summer | B3 | 75 | 900 | 0 | 109.44 | 112.67 | 9 | 0
2020 | TVA_Transmission_2_VACAR | TVA_Transmission | VACAR | Internal | Summer | B4 | 100 | 900 | 0 | 107.78 | 111.96 | 9 | 0
2020 | TVA_Transmission_2_VACAR | TVA_Transmission | VACAR | Internal | Summer | B5 | 200 | 900 | 0 | 105.74 | 110.68 | 9 | 0
2020 | TVA_Transmission_2_VACAR | TVA_Transmission | VACAR | Internal | Summer | B6 | 300 | 900 | 0 | 91.39 | 96.32 | 9 | 0
2020 | TVA_Transmission_2_VACAR | TVA_Transmission | VACAR | Internal | Summer | B7 | 400 | 900 | 0 | 77.67 | 82.61 | 9 | 0
2020 | TVA_Transmission_2_VACAR | TVA_Transmission | VACAR | Internal | Summer | B8 | 500 | 900 | 0 | 70.75 | 72.78 | 9 | 0
2020 | TVA_Transmission_2_VACAR | TVA_Transmission | VACAR | Internal | Summer | B9 | 800 | 900 | 0 | 68.45 | 68.79 | 9 | 0
2020 | TVA_Transmission_2_VACAR | TVA_Transmission | VACAR | Internal | Summer | B10 | 1262 | 900 | 0 | 65.95 | 65.84 | 9 | 0
2020 | TVA_Transmission_2_VACAR | TVA_Transmission | VACAR | Internal | Winter | B16 | 25 | 900 | 0 | 93.37 | 98.8 | 9 | 0
2020 | TVA_Transmission_2_VACAR | TVA_Transmission | VACAR | Internal | Winter | B17 | 100 | 900 | 900 | 78.92 | 87.98 | 9 | 0.06
2020 | TVA_Transmission_2_VACAR | TVA_Transmission | VACAR | Internal | Winter | B18 | 400 | 900 | 0 | 75.02 | 79.43 | 9 | 0
2020 | TVA_Transmission_2_VACAR | TVA_Transmission | VACAR | Internal | Winter | B19 | 700 | 900 | 0 | 73.49 | 75.47 | 9 | 0
2020 | TVA_Transmission_2_VACAR | TVA_Transmission | VACAR | Internal | Winter | B20 | 935 | 900 | 0 | 70.25 | 70.25 | 9 | 0
2020 | VACAR_2_SOCO | VACAR | SOCO | Internal | Shoulder | B11 | 25 | 3000 | 1482.27 | 94.28 | 101.28 | 7 | 0
2020 | VACAR_2_SOCO | VACAR | SOCO | Internal | Shoulder | B12 | 200 | 3000 | 0 | 79.38 | 76.19 | 7 | 0
2020 | VACAR_2_SOCO | VACAR | SOCO | Internal | Shoulder | B13 | 600 | 3000 | 0 | 75.27 | 69.75 | 7 | 0
2020 | VACAR_2_SOCO | VACAR | SOCO | Internal | Shoulder | B14 | 900 | 3000 | 0 | 72.16 | 69.75 | 7 | 0
2020 | VACAR_2_SOCO | VACAR | SOCO | Internal | Shoulder | B15 | 1203 | 3000 | 0 | 68.37 | 67.3 | 7 | 0
2020 | VACAR_2_SOCO | VACAR | SOCO | Internal | Summer | B1 | 10 | 3000 | 0 | 120.43 | 119.89 | 7 | 0
2020 | VACAR_2_SOCO | VACAR | SOCO | Internal | Summer | B2 | 25 | 3000 | 0 | 118.82 | 113.82 | 7 | 0
2020 | VACAR_2_SOCO | VACAR | SOCO | Internal | Summer | B3 | 75 | 3000 | 0 | 112.67 | 112 | 7 | 0
2020 | VACAR_2_SOCO | VACAR | SOCO | Internal | Summer | B4 | 100 | 3000 | 0 | 111.96 | 112 | 7 | 0
2020 | VACAR_2_SOCO | VACAR | SOCO | Internal | Summer | B5 | 200 | 3000 | 0 | 110.68 | 109.79 | 7 | 0
2020 | VACAR_2_SOCO | VACAR | SOCO | Internal | Summer | B6 | 300 | 3000 | 2257.66 | 96.32 | 103.32 | 7 | 0
2020 | VACAR_2_SOCO | VACAR | SOCO | Internal | Summer | B7 | 400 | 3000 | 464.04 | 82.61 | 89.61 | 7 | 0
2020 | VACAR_2_SOCO | VACAR | SOCO | Internal | Summer | B8 | 500 | 3000 | 0 | 72.78 | 79.75 | 7 | 0
2020 | VACAR_2_SOCO | VACAR | SOCO | Internal | Summer | B9 | 800 | 3000 | 0 | 68.79 | 68.43 | 7 | 0
2020 | VACAR_2_SOCO | VACAR | SOCO | Internal | Summer | B10 | 1262 | 3000 | 0 | 65.84 | 66.03 | 7 | 0
2020 | VACAR_2_SOCO | VACAR | SOCO | Internal | Winter | B16 | 25 | 3000 | 0 | 98.8 | 99.36 | 7 | 0
2020 | VACAR_2_SOCO | VACAR | SOCO | Internal | Winter | B17 | 100 | 3000 | 0 | 87.98 | 81.05 | 7 | 0
2020 | VACAR_2_SOCO | VACAR | SOCO | Internal | Winter | B18 | 400 | 3000 | 0 | 79.43 | 72.45 | 7 | 0
2020 | VACAR_2_SOCO | VACAR | SOCO | Internal | Winter | B19 | 700 | 3000 | 0 | 75.47 | 72.45 | 7 | 0
2020 | VACAR_2_SOCO | VACAR | SOCO | Internal | Winter | B20 | 935 | 3000 | 0 | 70.25 | 69.91 | 7 | 0
2025 | ENT_2_SOCO | ENT | SOCO | Internal | Shoulder | B11 | 25 | 2000 | 2000 | 91.72 | 100.72 | 8 | 1
2025 | ENT_2_SOCO | ENT | SOCO | Internal | Shoulder | B12 | 200 | 2000 | 0 | 73.22 | 80.6 | 8 | 0
2025 | ENT_2_SOCO | ENT | SOCO | Internal | Shoulder | B13 | 600 | 2000 | 0 | 73.12 | 74.18 | 8 | 0
2025 | ENT_2_SOCO | ENT | SOCO | Internal | Shoulder | B14 | 900 | 2000 | 0 | 70.67 | 74.18 | 8 | 0
2025 | ENT_2_SOCO | ENT | SOCO | Internal | Shoulder | B15 | 1203 | 2000 | 2000 | 61.5 | 72.59 | 8 | 3.1
2025 | ENT_2_SOCO | ENT | SOCO | Internal | Summer | B1 | 10 | 2000 | 16352.14 | 547.43 | 561.77 | 8 | 6.34
2025 | ENT_2_SOCO | ENT | SOCO | Internal | Summer | B2 | 25 | 2000 | 10840.75 | 433.81 | 448.15 | 8 | 6.34
2025 | ENT_2_SOCO | ENT | SOCO | Internal | Summer | B3 | 75 | 2000 | 2000 | 143.26 | 152.6 | 8 | 1.35
2025 | ENT_2_SOCO | ENT | SOCO | Internal | Summer | B4 | 100 | 2000 | 1361.7 | 120.04 | 128.04 | 8 | 0
2025 | ENT_2_SOCO | ENT | SOCO | Internal | Summer | B5 | 200 | 2000 | 1454.84 | 116.59 | 124.59 | 8 | 0
2025 | ENT_2_SOCO | ENT | SOCO | Internal | Summer | B6 | 300 | 2000 | 2272.4 | 100.73 | 115.07 | 8 | 6.34
2025 | ENT_2_SOCO | ENT | SOCO | Internal | Summer | B7 | 400 | 2000 | 3044.27 | 80.97 | 95.31 | 8 | 6.34
2025 | ENT_2_SOCO | ENT | SOCO | Internal | Summer | B8 | 500 | 2000 | 2000 | 72.14 | 86.23 | 8 | 6.09
2025 | ENT_2_SOCO | ENT | SOCO | Internal | Summer | B9 | 800 | 2000 | 0 | 71.61 | 73.79 | 8 | 0
2025 | ENT_2_SOCO | ENT | SOCO | Internal | Summer | B10 | 1262 | 2000 | 0 | 67.96 | 71.19 | 8 | 0
2025 | ENT_2_SOCO | ENT | SOCO | Internal | Winter | B16 | 25 | 2000 | 3790.13 | 88.67 | 103.01 | 8 | 6.34
2025 | ENT_2_SOCO | ENT | SOCO | Internal | Winter | B17 | 100 | 2000 | 1597.86 | 76.65 | 84.65 | 8 | 0
2025 | ENT_2_SOCO | ENT | SOCO | Internal | Winter | B18 | 400 | 2000 | 0 | 76.08 | 77.16 | 8 | 0
2025 | ENT_2_SOCO | ENT | SOCO | Internal | Winter | B19 | 700 | 2000 | 0 | 73.53 | 77.16 | 8 | 0
2025 | ENT_2_SOCO | ENT | SOCO | Internal | Winter | B20 | 935 | 2000 | 2000 | 64 | 75.48 | 8 | 3.48
2025 | ENT_2_TVA_Transmission | ENT | TVA_Transmission | Internal | Shoulder | B11 | 25 | 2100 | 0 | 91.72 | 91.72 | 8 | 0
2025 | ENT_2_TVA_Transmission | ENT | TVA_Transmission | Internal | Shoulder | B12 | 200 | 2100 | 0 | 73.22 | 80.85 | 8 | 0
2025 | ENT_2_TVA_Transmission | ENT | TVA_Transmission | Internal | Shoulder | B13 | 600 | 2100 | 0 | 73.12 | 76.78 | 8 | 0
2025 | ENT_2_TVA_Transmission | ENT | TVA_Transmission | Internal | Shoulder | B14 | 900 | 2100 | 0 | 70.67 | 75.48 | 8 | 0
2025 | ENT_2_TVA_Transmission | ENT | TVA_Transmission | Internal | Shoulder | B15 | 1203 | 2100 | 0 | 61.5 | 67.8 | 8 | 0
2025 | ENT_2_TVA_Transmission | ENT | TVA_Transmission | Internal | Summer | B1 | 10 | 2100 | 2100 | 547.43 | 555.89 | 8 | 0.46
2025 | ENT_2_TVA_Transmission | ENT | TVA_Transmission | Internal | Summer | B2 | 25 | 2100 | 0 | 433.81 | 439.15 | 8 | 0
2025 | ENT_2_TVA_Transmission | ENT | TVA_Transmission | Internal | Summer | B3 | 75 | 2100 | 0 | 143.26 | 143.59 | 8 | 0
2025 | ENT_2_TVA_Transmission | ENT | TVA_Transmission | Internal | Summer | B4 | 100 | 2100 | 0 | 120.04 | 120.04 | 8 | 0
2025 | ENT_2_TVA_Transmission | ENT | TVA_Transmission | Internal | Summer | B5 | 200 | 2100 | 0 | 116.59 | 115.59 | 8 | 0
2025 | ENT_2_TVA_Transmission | ENT | TVA_Transmission | Internal | Summer | B6 | 300 | 2100 | 0 | 100.73 | 106.07 | 8 | 0
2025 | ENT_2_TVA_Transmission | ENT | TVA_Transmission | Internal | Summer | B7 | 400 | 2100 | 0 | 80.97 | 86.31 | 8 | 0
2025 | ENT_2_TVA_Transmission | ENT | TVA_Transmission | Internal | Summer | B8 | 500 | 2100 | 0 | 72.14 | 78.23 | 8 | 0
2025 | ENT_2_TVA_Transmission | ENT | TVA_Transmission | Internal | Summer | B9 | 800 | 2100 | 0 | 71.61 | 73.99 | 8 | 0
2025 | ENT_2_TVA_Transmission | ENT | TVA_Transmission | Internal | Summer | B10 | 1262 | 2100 | 0 | 67.96 | 64.43 | 8 | 0
2025 | ENT_2_TVA_Transmission | ENT | TVA_Transmission | Internal | Winter | B16 | 25 | 2100 | 0 | 88.67 | 94.91 | 8 | 0
2025 | ENT_2_TVA_Transmission | ENT | TVA_Transmission | Internal | Winter | B17 | 100 | 2100 | 0 | 76.65 | 84.23 | 8 | 0
2025 | ENT_2_TVA_Transmission | ENT | TVA_Transmission | Internal | Winter | B18 | 400 | 2100 | 0 | 76.08 | 79.52 | 8 | 0
2025 | ENT_2_TVA_Transmission | ENT | TVA_Transmission | Internal | Winter | B19 | 700 | 2100 | 0 | 73.53 | 78.89 | 8 | 0
2025 | ENT_2_TVA_Transmission | ENT | TVA_Transmission | Internal | Winter | B20 | 935 | 2100 | 0 | 64 | 70.28 | 8 | 0
2025 | FRCC_2_SOCO | FRCC | SOCO | Internal | Shoulder | B11 | 25 | 900 | 0 | 110.74 | 100.72 | 8 | 0
2025 | FRCC_2_SOCO | FRCC | SOCO | Internal | Shoulder | B12 | 200 | 900 | 0 | 86.32 | 80.6 | 8 | 0
2025 | FRCC_2_SOCO | FRCC | SOCO | Internal | Shoulder | B13 | 600 | 900 | 0 | 81.22 | 74.18 | 8 | 0
2025 | FRCC_2_SOCO | FRCC | SOCO | Internal | Shoulder | B14 | 900 | 900 | 0 | 77.82 | 74.18 | 8 | 0
2025 | FRCC_2_SOCO | FRCC | SOCO | Internal | Shoulder | B15 | 1203 | 900 | 0 | 77.82 | 72.59 | 8 | 0
2025 | FRCC_2_SOCO | FRCC | SOCO | Internal | Summer | B1 | 10 | 900 | 0 | 571.79 | 561.77 | 8 | 0
2025 | FRCC_2_SOCO | FRCC | SOCO | Internal | Summer | B2 | 25 | 900 | 0 | 458.17 | 448.15 | 8 | 0
2025 | FRCC_2_SOCO | FRCC | SOCO | Internal | Summer | B3 | 75 | 900 | 0 | 162.6 | 152.6 | 8 | 0
2025 | FRCC_2_SOCO | FRCC | SOCO | Internal | Summer | B4 | 100 | 900 | 0 | 138.04 | 128.04 | 8 | 0
2025 | FRCC_2_SOCO | FRCC | SOCO | Internal | Summer | B5 | 200 | 900 | 0 | 134.59 | 124.59 | 8 | 0
2025 | FRCC_2_SOCO | FRCC | SOCO | Internal | Summer | B6 | 300 | 900 | 0 | 125.07 | 115.07 | 8 | 0
2025 | FRCC_2_SOCO | FRCC | SOCO | Internal | Summer | B7 | 400 | 900 | 0 | 105.31 | 95.31 | 8 | 0
2025 | FRCC_2_SOCO | FRCC | SOCO | Internal | Summer | B8 | 500 | 900 | 0 | 80.38 | 86.23 | 8 | 0
2025 | FRCC_2_SOCO | FRCC | SOCO | Internal | Summer | B9 | 800 | 900 | 0 | 78.41 | 73.79 | 8 | 0
2025 | FRCC_2_SOCO | FRCC | SOCO | Internal | Summer | B10 | 1262 | 900 | 0 | 77.01 | 71.19 | 8 | 0
2025 | FRCC_2_SOCO | FRCC | SOCO | Internal | Winter | B16 | 25 | 900 | 0 | 113.01 | 103.01 | 8 | 0
2025 | FRCC_2_SOCO | FRCC | SOCO | Internal | Winter | B17 | 100 | 900 | 0 | 83.78 | 84.65 | 8 | 0
2025 | FRCC_2_SOCO | FRCC | SOCO | Internal | Winter | B18 | 400 | 900 | 0 | 83.78 | 77.16 | 8 | 0
2025 | FRCC_2_SOCO | FRCC | SOCO | Internal | Winter | B19 | 700 | 900 | 0 | 80.28 | 77.16 | 8 | 0
2025 | FRCC_2_SOCO | FRCC | SOCO | Internal | Winter | B20 | 935 | 900 | 0 | 80.28 | 75.48 | 8 | 0
2025 | HQ_NEISO_2_NEISO | HQ_NEISO | NEISO | Internal | Shoulder | B11 | 25 | 99999 | 2920 | 65.73 | 65.74 | 0.01 | 0
2025 | HQ_NEISO_2_NEISO | HQ_NEISO | NEISO | Internal | Shoulder | B12 | 200 | 99999 | 2920 | 65.73 | 65.74 | 0.01 | 0
2025 | HQ_NEISO_2_NEISO | HQ_NEISO | NEISO | Internal | Shoulder | B13 | 600 | 99999 | 2920 | 63.47 | 63.48 | 0.01 | 0
2025 | HQ_NEISO_2_NEISO | HQ_NEISO | NEISO | Internal | Shoulder | B14 | 900 | 99999 | 2920 | 63.47 | 63.48 | 0.01 | 0
2025 | HQ_NEISO_2_NEISO | HQ_NEISO | NEISO | Internal | Shoulder | B15 | 1203 | 99999 | 1143.24 | 63.47 | 63.48 | 0.01 | 0
2025 | HQ_NEISO_2_NEISO | HQ_NEISO | NEISO | Internal | Summer | B1 | 10 | 99999 | 2920.1 | 570.24 | 570.25 | 0.01 | 0
2025 | HQ_NEISO_2_NEISO | HQ_NEISO | NEISO | Internal | Summer | B2 | 25 | 99999 | 2920.1 | 430.79 | 430.8 | 0.01 | 0
2025 | HQ_NEISO_2_NEISO | HQ_NEISO | NEISO | Internal | Summer | B3 | 75 | 99999 | 2920.1 | 121.86 | 121.87 | 0.01 | 0
2025 | HQ_NEISO_2_NEISO | HQ_NEISO | NEISO | Internal | Summer | B4 | 100 | 99999 | 2920.1 | 92.59 | 92.6 | 0.01 | 0
2025 | HQ_NEISO_2_NEISO | HQ_NEISO | NEISO | Internal | Summer | B5 | 200 | 99999 | 2920 | 89.13 | 89.14 | 0.01 | 0
2025 | HQ_NEISO_2_NEISO | HQ_NEISO | NEISO | Internal | Summer | B6 | 300 | 99999 | 2920 | 79.99 | 80 | 0.01 | 0
2025 | HQ_NEISO_2_NEISO | HQ_NEISO | NEISO | Internal | Summer | B7 | 400 | 99999 | 2920 | 62.56 | 62.57 | 0.01 | 0
2025 | HQ_NEISO_2_NEISO | HQ_NEISO | NEISO | Internal | Summer | B8 | 500 | 99999 | 2920 | 62.56 | 62.57 | 0.01 | 0
2025 | HQ_NEISO_2_NEISO | HQ_NEISO | NEISO | Internal | Summer | B9 | 800 | 99999 | 2920 | 62.56 | 62.57 | 0.01 | 0
2025 | HQ_NEISO_2_NEISO | HQ_NEISO | NEISO | Internal | Summer | B10 | 1262 | 99999 | 795.94 | 62.56 | 62.57 | 0.01 | 0
2025 | HQ_NEISO_2_NEISO | HQ_NEISO | NEISO | Internal | Winter | B16 | 25 | 99999 | 2920 | 75.52 | 75.54 | 0.01 | 0
2025 | HQ_NEISO_2_NEISO | HQ_NEISO | NEISO | Internal | Winter | B17 | 100 | 99999 | 2920 | 73.48 | 73.5 | 0.01 | 0
2025 | HQ_NEISO_2_NEISO | HQ_NEISO | NEISO | Internal | Winter | B18 | 400 | 99999 | 2920 | 71.93 | 71.94 | 0.01 | 0
2025 | HQ_NEISO_2_NEISO | HQ_NEISO | NEISO | Internal | Winter | B19 | 700 | 99999 | 2920 | 71.93 | 71.94 | 0.01 | 0
2025 | HQ_NEISO_2_NEISO | HQ_NEISO | NEISO | Internal | Winter | B20 | 935 | 99999 | 1233.58 | 70.11 | 70.12 | 0.01 | 0
2025 | HQ_NY_2_NYISO_A-F | HQ_NY | NYISO_A-F | Internal | Shoulder | B11 | 25 | 99999 | 1000 | 68.7 | 68.72 | 0.01 | 0
2025 | HQ_NY_2_NYISO_A-F | HQ_NY | NYISO_A-F | Internal | Shoulder | B12 | 200 | 99999 | 1000 | 67.47 | 67.48 | 0.01 | 0
2025 | HQ_NY_2_NYISO_A-F | HQ_NY | NYISO_A-F | Internal | Shoulder | B13 | 600 | 99999 | 1000 | 66.13 | 66.14 | 0.01 | 0
2025 | HQ_NY_2_NYISO_A-F | HQ_NY | NYISO_A-F | Internal | Shoulder | B14 | 900 | 99999 | 1000 | 66.13 | 66.14 | 0.01 | 0
2025 | HQ_NY_2_NYISO_A-F | HQ_NY | NYISO_A-F | Internal | Shoulder | B15 | 1203 | 99999 | 188.69 | 66.13 | 66.14 | 0.01 | 0
2025 | HQ_NY_2_NYISO_A-F | HQ_NY | NYISO_A-F | Internal | Summer | B1 | 10 | 99999 | 1000.1 | 562.73 | 562.74 | 0.01 | 0
2025 | HQ_NY_2_NYISO_A-F | HQ_NY | NYISO_A-F | Internal | Summer | B2 | 25 | 99999 | 1000.1 | 425.97 | 425.98 | 0.01 | 0
2025 | HQ_NY_2_NYISO_A-F | HQ_NY | NYISO_A-F | Internal | Summer | B3 | 75 | 99999 | 1000.1 | 117.03 | 117.05 | 0.01 | 0
2025 | HQ_NY_2_NYISO_A-F | HQ_NY | NYISO_A-F | Internal | Summer | B4 | 100 | 99999 | 1000.1 | 92.45 | 92.46 | 0.01 | 0
2025 | HQ_NY_2_NYISO_A-F | HQ_NY | NYISO_A-F | Internal | Summer | B5 | 200 | 99999 | 1000 | 89 | 89.01 | 0.01 | 0
2025 | HQ_NY_2_NYISO_A-F | HQ_NY | NYISO_A-F | Internal | Summer | B6 | 300 | 99999 | 1000 | 79.84 | 79.85 | 0.01 | 0
2025 | HQ_NY_2_NYISO_A-F | HQ_NY | NYISO_A-F | Internal | Summer | B7 | 400 | 99999 | 1000 | 66.95 | 66.96 | 0.01 | 0
2025 | HQ_NY_2_NYISO_A-F | HQ_NY | NYISO_A-F | Internal | Summer | B8 | 500 | 99999 | 1000 | 64.79 | 64.81 | 0.01 | 0
2025 | HQ_NY_2_NYISO_A-F | HQ_NY | NYISO_A-F | Internal | Summer | B9 | 800 | 99999 | 1000 | 64.38 | 64.39 | 0.01 | 0
2025 | HQ_NY_2_NYISO_A-F | HQ_NY | NYISO_A-F | Internal | Summer | B10 | 1262 | 99999 | 30.11 | 64.38 | 64.39 | 0.01 | 0
2025 | HQ_NY_2_NYISO_A-F | HQ_NY | NYISO_A-F | Internal | Winter | B16 | 25 | 99999 | 1000 | 71.25 | 71.27 | 0.01 | 0
2025 | HQ_NY_2_NYISO_A-F | HQ_NY | NYISO_A-F | Internal | Winter | B17 | 100 | 99999 | 1000 | 70.23 | 70.24 | 0.01 | 0
2025 | HQ_NY_2_NYISO_A-F | HQ_NY | NYISO_A-F | Internal | Winter | B18 | 400 | 99999 | 1000 | 67.11 | 67.12 | 0.01 | 0
2025 | HQ_NY_2_NYISO_A-F | HQ_NY | NYISO_A-F | Internal | Winter | B19 | 700 | 99999 | 1000 | 67.11 | 67.12 | 0.01 | 0
2025 | HQ_NY_2_NYISO_A-F | HQ_NY | NYISO_A-F | Internal | Winter | B20 | 935 | 99999 | 229.95 | 67.11 | 67.12 | 0.01 | 0
2025 | HQ_IESO_2_IESO | HQ_IESO | IESO | Internal | Shoulder | B11 | 25 | 99999 | 400 | 46.06 | 46.07 | 0.01 | 0
2025 | HQ_IESO_2_IESO | HQ_IESO | IESO | Internal | Shoulder | B12 | 200 | 99999 | 400 | 43.16 | 43.18 | 0.01 | 0
2025 | HQ_IESO_2_IESO | HQ_IESO | IESO | Internal | Shoulder | B13 | 600 | 99999 | 400 | 43.16 | 43.18 | 0.01 | 0
2025 | HQ_IESO_2_IESO | HQ_IESO | IESO | Internal | Shoulder | B14 | 900 | 99999 | 400 | 43.16 | 43.18 | 0.01 | 0
2025 | HQ_IESO_2_IESO | HQ_IESO | IESO | Internal | Shoulder | B15 | 1203 | 99999 | 75.48 | 43.16 | 43.18 | 0.01 | 0
2025 | HQ_IESO_2_IESO | HQ_IESO | IESO | Internal | Summer | B1 | 10 | 99999 | 400.1 | 529.45 | 529.46 | 0.01 | 0
2025 | HQ_IESO_2_IESO | HQ_IESO | IESO | Internal | Summer | B2 | 25 | 99999 | 400.1 | 392.69 | 392.7 | 0.01 | 0
2025 | HQ_IESO_2_IESO | HQ_IESO | IESO | Internal | Summer | B3 | 75 | 99999 | 400.1 | 94.82 | 94.83 | 0.01 | 0
2025 | HQ_IESO_2_IESO | HQ_IESO | IESO | Internal | Summer | B4 | 100 | 99999 | 400 | 73.57 | 73.59 | 0.01 | 0
2025 | HQ_IESO_2_IESO | HQ_IESO | IESO | Internal | Summer | B5 | 200 | 99999 | 400 | 68.17 | 68.19 | 0.01 | 0
2025 | HQ_IESO_2_IESO | HQ_IESO | IESO | Internal | Summer | B6 | 300 | 99999 | 400 | 58.35 | 58.36 | 0.01 | 0
2025 | HQ_IESO_2_IESO | HQ_IESO | IESO | Internal | Summer | B7 | 400 | 99999 | 400 | 41.92 | 41.93 | 0.01 | 0
2025 | HQ_IESO_2_IESO | HQ_IESO | IESO | Internal | Summer | B8 | 500 | 99999 | 400 | 31.66 | 31.67 | 0.01 | 0
2025 | HQ_IESO_2_IESO | HQ_IESO | IESO | Internal | Summer | B9 | 800 | 99999 | 400 | 31.66 | 31.67 | 0.01 | 0
2025 | HQ_IESO_2_IESO | HQ_IESO | IESO | Internal | Summer | B10 | 1262 | 99999 | 12.04 | 31.66 | 31.67 | 0.01 | 0
2025 | HQ_IESO_2_IESO | HQ_IESO | IESO | Internal | Winter | B16 | 25 | 99999 | 400 | 53.6 | 53.61 | 0.01 | 0
2025 | HQ_IESO_2_IESO | HQ_IESO | IESO | Internal | Winter | B17 | 100 | 99999 | 400 | 53.6 | 53.61 | 0.01 | 0
2025 | HQ_IESO_2_IESO | HQ_IESO | IESO | Internal | Winter | B18 | 400 | 99999 | 400 | 53.6 | 53.61 | 0.01 | 0
2025 | HQ_IESO_2_IESO | HQ_IESO | IESO | Internal | Winter | B19 | 700 | 99999 | 400 | 53.6 | 53.61 | 0.01 | 0
2025 | HQ_IESO_2_IESO | HQ_IESO | IESO | Internal | Winter | B20 | 935 | 99999 | 91.98 | 53.6 | 53.61 | 0.01 | 0
2025 | IESO_2_MAPP_CA | IESO | MAPP_CA | Internal | Shoulder | B11 | 25 | 262 | 262 | 46.07 | 57.37 | 7 | 4.3
2025 | IESO_2_MAPP_CA | IESO | MAPP_CA | Internal | Shoulder | B12 | 200 | 262 | 262 | 43.18 | 60.26 | 7 | 10.09
2025 | IESO_2_MAPP_CA | IESO | MAPP_CA | Internal | Shoulder | B13 | 600 | 262 | 262 | 43.18 | 56.3 | 7 | 6.12
2025 | IESO_2_MAPP_CA | IESO | MAPP_CA | Internal | Shoulder | B14 | 900 | 262 | 262 | 43.18 | 56.3 | 7 | 6.12
2025 | IESO_2_MAPP_CA | IESO | MAPP_CA | Internal | Shoulder | B15 | 1203 | 262 | 262 | 43.18 | 56.3 | 7 | 6.12
2025 | IESO_2_MAPP_CA | IESO | MAPP_CA | Internal | Summer | B1 | 10 | 262 | 0 | 529.46 | 521.89 | 7 | 0
2025 | IESO_2_MAPP_CA | IESO | MAPP_CA | Internal | Summer | B2 | 25 | 262 | 262 | 392.7 | 404.88 | 7 | 5.18
2025 | IESO_2_MAPP_CA | IESO | MAPP_CA | Internal | Summer | B3 | 75 | 262 | 262 | 94.83 | 109.25 | 7 | 7.42
2025 | IESO_2_MAPP_CA | IESO | MAPP_CA | Internal | Summer | B4 | 100 | 262 | 262 | 73.59 | 92.45 | 7 | 11.87
2025 | IESO_2_MAPP_CA | IESO | MAPP_CA | Internal | Summer | B5 | 200 | 262 | 262 | 68.19 | 88.78 | 7 | 13.59
2025 | IESO_2_MAPP_CA | IESO | MAPP_CA | Internal | Summer | B6 | 300 | 262 | 262 | 58.36 | 72.19 | 7 | 6.83
2025 | IESO_2_MAPP_CA | IESO | MAPP_CA | Internal | Summer | B7 | 400 | 262 | 262 | 41.93 | 56.74 | 7 | 7.82
2025 | IESO_2_MAPP_CA | IESO | MAPP_CA | Internal | Summer | B8 | 500 | 262 | 262 | 31.67 | 55.39 | 7 | 16.72
2025 | IESO_2_MAPP_CA | IESO | MAPP_CA | Internal | Summer | B9 | 800 | 262 | 262 | 31.67 | 55.39 | 7 | 16.72
2025 | IESO_2_MAPP_CA | IESO | MAPP_CA | Internal | Summer | B10 | 1262 | 262 | 262 | 31.67 | 55.39 | 7 | 16.72
2025 | IESO_2_MAPP_CA | IESO | MAPP_CA | Internal | Winter | B16 | 25 | 262 | 262 | 53.61 | 63.18 | 7 | 2.57
2025 | IESO_2_MAPP_CA | IESO | MAPP_CA | Internal | Winter | B17 | 100 | 262 | 262 | 53.61 | 64.8 | 7 | 4.18
2025 | IESO_2_MAPP_CA | IESO | MAPP_CA | Internal | Winter | B18 | 400 | 262 | 262 | 53.61 | 61.34 | 7 | 0.73
2025 | IESO_2_MAPP_CA | IESO | MAPP_CA | Internal | Winter | B19 | 700 | 262 | 88.32 | 53.61 | 60.61 | 7 | 0
2025 | IESO_2_MAPP_CA | IESO | MAPP_CA | Internal | Winter | B20 | 935 | 262 | 75.14 | 53.61 | 60.61 | 7 | 0
2025 | IESO_2_MISO_MI | IESO | MISO_MI | Internal | Shoulder | B11 | 25 | 1840 | 3363.45 | 46.07 | 85.79 | 7 | 32.72
2025 | IESO_2_MISO_MI | IESO | MISO_MI | Internal | Shoulder | B12 | 200 | 1840 | 1840 | 43.18 | 77.17 | 7 | 27
2025 | IESO_2_MISO_MI | IESO | MISO_MI | Internal | Shoulder | B13 | 600 | 1840 | 1840 | 43.18 | 74.13 | 7 | 23.95
2025 | IESO_2_MISO_MI | IESO | MISO_MI | Internal | Shoulder | B14 | 900 | 1840 | 1840 | 43.18 | 70.86 | 7 | 20.68
2025 | IESO_2_MISO_MI | IESO | MISO_MI | Internal | Shoulder | B15 | 1203 | 1840 | 1840 | 43.18 | 62.56 | 7 | 12.39
2025 | IESO_2_MISO_MI | IESO | MISO_MI | Internal | Summer | B1 | 10 | 1840 | 1840 | 529.46 | 547.2 | 7 | 10.73
2025 | IESO_2_MISO_MI | IESO | MISO_MI | Internal | Summer | B2 | 25 | 1840 | 1840 | 392.7 | 430.47 | 7 | 30.77
2025 | IESO_2_MISO_MI | IESO | MISO_MI | Internal | Summer | B3 | 75 | 1840 | 2247.63 | 94.83 | 134.54 | 7 | 32.72
2025 | IESO_2_MISO_MI | IESO | MISO_MI | Internal | Summer | B4 | 100 | 1840 | 2713.02 | 73.59 | 113.3 | 7 | 32.72
2025 | IESO_2_MISO_MI | IESO | MISO_MI | Internal | Summer | B5 | 200 | 1840 | 3189.99 | 68.19 | 107.9 | 7 | 32.72
2025 | IESO_2_MISO_MI | IESO | MISO_MI | Internal | Summer | B6 | 300 | 1840 | 3647.35 | 58.36 | 98.07 | 7 | 32.72
2025 | IESO_2_MISO_MI | IESO | MISO_MI | Internal | Summer | B7 | 400 | 1840 | 2991.85 | 41.93 | 81.65 | 7 | 32.72
2025 | IESO_2_MISO_MI | IESO | MISO_MI | Internal | Summer | B8 | 500 | 1840 | 2208 | 31.67 | 71.38 | 7 | 32.72
2025 | IESO_2_MISO_MI | IESO | MISO_MI | Internal | Summer | B9 | 800 | 1840 | 1840 | 31.67 | 69.85 | 7 | 31.18
2025 | IESO_2_MISO_MI | IESO | MISO_MI | Internal | Summer | B10 | 1262 | 1840 | 1840 | 31.67 | 60.43 | 7 | 21.77
2025 | IESO_2_MISO_MI | IESO | MISO_MI | Internal | Winter | B16 | 25 | 1840 | 1840 | 53.61 | 88.98 | 7 | 28.36
2025 | IESO_2_MISO_MI | IESO | MISO_MI | Internal | Winter | B17 | 100 | 1840 | 1840 | 53.61 | 80.23 | 7 | 19.62
2025 | IESO_2_MISO_MI | IESO | MISO_MI | Internal | Winter | B18 | 400 | 1840 | 1840 | 53.61 | 76.36 | 7 | 15.75
2025 | IESO_2_MISO_MI | IESO | MISO_MI | Internal | Winter | B19 | 700 | 1840 | 1840 | 53.61 | 74.39 | 7 | 13.78
2025 | IESO_2_MISO_MI | IESO | MISO_MI | Internal | Winter | B20 | 935 | 1840 | 1840 | 53.61 | 64.76 | 7 | 4.14
2025 | IESO_2_MISO_W | IESO | MISO_W | Internal | Shoulder | B11 | 25 | 140 | 140 | 46.07 | 71.94 | 7 | 18.87
2025 | IESO_2_MISO_W | IESO | MISO_W | Internal | Shoulder | B12 | 200 | 140 | 140 | 43.18 | 62.05 | 7 | 11.87
2025 | IESO_2_MISO_W | IESO | MISO_W | Internal | Shoulder | B13 | 600 | 140 | 140 | 43.18 | 58.79 | 7 | 8.61
2025 | IESO_2_MISO_W | IESO | MISO_W | Internal | Shoulder | B14 | 900 | 140 | 140 | 43.18 | 56.31 | 7 | 6.13
2025 | IESO_2_MISO_W | IESO | MISO_W | Internal | Shoulder | B15 | 1203 | 140 | 0 | 43.18 | 47.14 | 7 | 0
2025 | IESO_2_MISO_W | IESO | MISO_W | Internal | Summer | B1 | 10 | 140 | 10.4 | 529.46 | 536.46 | 7 | 0
2025 | IESO_2_MISO_W | IESO | MISO_W | Internal | Summer | B2 | 25 | 140 | 140 | 392.7 | 419.45 | 7 | 19.75
2025 | IESO_2_MISO_W | IESO | MISO_W | Internal | Summer | B3 | 75 | 140 | 140 | 94.83 | 123.82 | 7 | 21.99
2025 | IESO_2_MISO_W | IESO | MISO_W | Internal | Summer | B4 | 100 | 140 | 140 | 73.59 | 107.03 | 7 | 26.44
2025 | IESO_2_MISO_W | IESO | MISO_W | Internal | Summer | B5 | 200 | 140 | 140 | 68.19 | 103.35 | 7 | 28.17
2025 | IESO_2_MISO_W | IESO | MISO_W | Internal | Summer | B6 | 300 | 140 | 140 | 58.36 | 86.76 | 7 | 21.4
2025 | IESO_2_MISO_W | IESO | MISO_W | Internal | Summer | B7 | 400 | 140 | 140 | 41.93 | 66.89 | 7 | 17.96
2025 | IESO_2_MISO_W | IESO | MISO_W | Internal | Summer | B8 | 500 | 140 | 140 | 31.67 | 59.37 | 7 | 20.7
2025 | IESO_2_MISO_W | IESO | MISO_W | Internal | Summer | B9 | 800 | 140 | 140 | 31.67 | 55.4 | 7 | 16.73
2025 | IESO_2_MISO_W | IESO | MISO_W | Internal | Summer | B10 | 1262 | 140 | 140 | 31.67 | 45.01 | 7 | 6.34
2025 | IESO_2_MISO_W | IESO | MISO_W | Internal | Winter | B16 | 25 | 140 | 140 | 53.61 | 74.24 | 7 | 13.63
2025 | IESO_2_MISO_W | IESO | MISO_W | Internal | Winter | B17 | 100 | 140 | 140 | 53.61 | 64.81 | 7 | 4.19
2025 | IESO_2_MISO_W | IESO | MISO_W | Internal | Winter | B18 | 400 | 140 | 140 | 53.61 | 61.35 | 7 | 0.74
2025 | IESO_2_MISO_W | IESO | MISO_W | Internal | Winter | B19 | 700 | 140 | 140 | 53.61 | 60.63 | 7 | 0.01
2025 | IESO_2_MISO_W | IESO | MISO_W | Internal | Winter | B20 | 935 | 140 | 0 | 53.61 | 49.65 | 7 | 0
2025 | IESO_2_NYISO_A-F | IESO | NYISO_A-F | Internal | Shoulder | B11 | 25 | 1725 | 1725 | 46.07 | 68.72 | 7 | 15.64
2025 | IESO_2_NYISO_A-F | IESO | NYISO_A-F | Internal | Shoulder | B12 | 200 | 1725 | 1725 | 43.18 | 67.48 | 7 | 17.31
2025 | IESO_2_NYISO_A-F | IESO | NYISO_A-F | Internal | Shoulder | B13 | 600 | 1725 | 1725 | 43.18 | 66.14 | 7 | 15.97
2025 | IESO_2_NYISO_A-F | IESO | NYISO_A-F | Internal | Shoulder | B14 | 900 | 1725 | 1725 | 43.18 | 66.14 | 7 | 15.97
2025 | IESO_2_NYISO_A-F | IESO | NYISO_A-F | Internal | Shoulder | B15 | 1203 | 1725 | 1725 | 43.18 | 66.14 | 7 | 15.97
2025 | IESO_2_NYISO_A-F | IESO | NYISO_A-F | Internal | Summer | B1 | 10 | 1725 | 1996.81 | 529.46 | 562.74 | 7 | 26.28
2025 | IESO_2_NYISO_A-F | IESO | NYISO_A-F | Internal | Summer | B2 | 25 | 1725 | 2035.03 | 392.7 | 425.98 | 7 | 26.28
2025 | IESO_2_NYISO_A-F | IESO | NYISO_A-F | Internal | Summer | B3 | 75 | 1725 | 1725 | 94.83 | 117.05 | 7 | 15.22
2025 | IESO_2_NYISO_A-F | IESO | NYISO_A-F | Internal | Summer | B4 | 100 | 1725 | 1725 | 73.59 | 92.46 | 7 | 11.87
2025 | IESO_2_NYISO_A-F | IESO | NYISO_A-F | Internal | Summer | B5 | 200 | 1725 | 1725 | 68.19 | 89.01 | 7 | 13.82
2025 | IESO_2_NYISO_A-F | IESO | NYISO_A-F | Internal | Summer | B6 | 300 | 1725 | 1725 | 58.36 | 79.85 | 7 | 14.49
2025 | IESO_2_NYISO_A-F | IESO | NYISO_A-F | Internal | Summer | B7 | 400 | 1725 | 1725 | 41.93 | 66.96 | 7 | 18.03
2025 | IESO_2_NYISO_A-F | IESO | NYISO_A-F | Internal | Summer | B8 | 500 | 1725 | 1725 | 31.67 | 64.81 | 7 | 26.14
2025 | IESO_2_NYISO_A-F | IESO | NYISO_A-F | Internal | Summer | B9 | 800 | 1725 | 1725 | 31.67 | 64.39 | 7 | 25.72
2025 | IESO_2_NYISO_A-F | IESO | NYISO_A-F | Internal | Summer | B10 | 1262 | 1725 | 1725 | 31.67 | 64.39 | 7 | 25.72
2025 | IESO_2_NYISO_A-F | IESO | NYISO_A-F | Internal | Winter | B16 | 25 | 1725 | 1725 | 53.61 | 71.27 | 7 | 10.65
2025 | IESO_2_NYISO_A-F | IESO | NYISO_A-F | Internal | Winter | B17 | 100 | 1725 | 1725 | 53.61 | 70.24 | 7 | 9.63
2025 | IESO_2_NYISO_A-F | IESO | NYISO_A-F | Internal | Winter | B18 | 400 | 1725 | 1725 | 53.61 | 67.12 | 7 | 6.51
2025 | IESO_2_NYISO_A-F | IESO | NYISO_A-F | Internal | Winter | B19 | 700 | 1725 | 1725 | 53.61 | 67.12 | 7 | 6.51
2025 | IESO_2_NYISO_A-F | IESO | NYISO_A-F | Internal | Winter | B20 | 935 | 1725 | 1725 | 53.61 | 67.12 | 7 | 6.51
2025 | MAPP_CA_2_IESO | MAPP_CA | IESO | Internal | Shoulder | B11 | 25 | 330 | 0 | 57.37 | 46.07 | 8 | 0
2025 | MAPP_CA_2_IESO | MAPP_CA | IESO | Internal | Shoulder | B12 | 200 | 330 | 0 | 60.26 | 43.18 | 8 | 0
2025 | MAPP_CA_2_IESO | MAPP_CA | IESO | Internal | Shoulder | B13 | 600 | 330 | 0 | 56.3 | 43.18 | 8 | 0
2025 | MAPP_CA_2_IESO | MAPP_CA | IESO | Internal | Shoulder | B14 | 900 | 330 | 0 | 56.3 | 43.18 | 8 | 0
2025 | MAPP_CA_2_IESO | MAPP_CA | IESO | Internal | Shoulder | B15 | 1203 | 330 | 0 | 56.3 | 43.18 | 8 | 0
2025 | MAPP_CA_2_IESO | MAPP_CA | IESO | Internal | Summer | B1 | 10 | 330 | 0 | 521.89 | 529.46 | 8 | 0
2025 | MAPP_CA_2_IESO | MAPP_CA | IESO | Internal | Summer | B2 | 25 | 330 | 0 | 404.88 | 392.7 | 8 | 0
2025 | MAPP_CA_2_IESO | MAPP_CA | IESO | Internal | Summer | B3 | 75 | 330 | 0 | 109.25 | 94.83 | 8 | 0
2025 | MAPP_CA_2_IESO | MAPP_CA | IESO | Internal | Summer | B4 | 100 | 330 | 0 | 92.45 | 73.59 | 8 | 0
2025 | MAPP_CA_2_IESO | MAPP_CA | IESO | Internal | Summer | B5 | 200 | 330 | 0 | 88.78 | 68.19 | 8 | 0
2025 | MAPP_CA_2_IESO | MAPP_CA | IESO | Internal | Summer | B6 | 300 | 330 | 0 | 72.19 | 58.36 | 8 | 0
2025 | MAPP_CA_2_IESO | MAPP_CA | IESO | Internal | Summer | B7 | 400 | 330 | 0 | 56.74 | 41.93 | 8 | 0
2025 | MAPP_CA_2_IESO | MAPP_CA | IESO | Internal | Summer | B8 | 500 | 330 | 0 | 55.39 | 31.67 | 8 | 0
2025 | MAPP_CA_2_IESO | MAPP_CA | IESO | Internal | Summer | B9 | 800 | 330 | 0 | 55.39 | 31.67 | 8 | 0
2025 | MAPP_CA_2_IESO | MAPP_CA | IESO | Internal | Summer | B10 | 1262 | 330 | 0 | 55.39 | 31.67 | 8 | 0
2025 | MAPP_CA_2_IESO | MAPP_CA | IESO | Internal | Winter | B16 | 25 | 330 | 0 | 63.18 | 53.61 | 8 | 0
2025 | MAPP_CA_2_IESO | MAPP_CA | IESO | Internal | Winter | B17 | 100 | 330 | 0 | 64.8 | 53.61 | 8 | 0
2025 | MAPP_CA_2_IESO | MAPP_CA | IESO | Internal | Winter | B18 | 400 | 330 | 0 | 61.34 | 53.61 | 8 | 0
2025 | MAPP_CA_2_IESO | MAPP_CA | IESO | Internal | Winter | B19 | 700 | 330 | 0 | 60.61 | 53.61 | 8 | 0
2025 | MAPP_CA_2_IESO | MAPP_CA | IESO | Internal | Winter | B20 | 935 | 330 | 0 | 60.61 | 53.61 | 8 | 0
2025 | MAPP_CA_2_MAPP_US | MAPP_CA | MAPP_US | Internal | Shoulder | B11 | 25 | 372 | 372 | 57.37 | 64.94 | 7 | 0.57
2025 | MAPP_CA_2_MAPP_US | MAPP_CA | MAPP_US | Internal | Shoulder | B12 | 200 | 372 | 0 | 60.26 | 55.05 | 7 | 0
2025 | MAPP_CA_2_MAPP_US | MAPP_CA | MAPP_US | Internal | Shoulder | B13 | 600 | 372 | 0 | 56.3 | 51.79 | 7 | 0
2025 | MAPP_CA_2_MAPP_US | MAPP_CA | MAPP_US | Internal | Shoulder | B14 | 900 | 372 | 0 | 56.3 | 49.31 | 7 | 0
2025 | MAPP_CA_2_MAPP_US | MAPP_CA | MAPP_US | Internal | Shoulder | B15 | 1203 | 372 | 0 | 56.3 | 40.14 | 7 | 0
2025 | MAPP_CA_2_MAPP_US | MAPP_CA | MAPP_US | Internal | Summer | B1 | 10 | 372 | 372 | 521.89 | 529.46 | 7 | 0.57
2025 | MAPP_CA_2_MAPP_US | MAPP_CA | MAPP_US | Internal | Summer | B2 | 25 | 372 | 372 | 404.88 | 412.44 | 7 | 0.56
2025 | MAPP_CA_2_MAPP_US | MAPP_CA | MAPP_US | Internal | Summer | B3 | 75 | 372 | 372 | 109.25 | 116.82 | 7 | 0.57
2025 | MAPP_CA_2_MAPP_US | MAPP_CA | MAPP_US | Internal | Summer | B4 | 100 | 372 | 372 | 92.45 | 100.03 | 7 | 0.57
2025 | MAPP_CA_2_MAPP_US | MAPP_CA | MAPP_US | Internal | Summer | B5 | 200 | 372 | 372 | 88.78 | 96.58 | 7 | 0.8
2025 | MAPP_CA_2_MAPP_US | MAPP_CA | MAPP_US | Internal | Summer | B6 | 300 | 372 | 372 | 72.19 | 83.62 | 7 | 4.43
2025 | MAPP_CA_2_MAPP_US | MAPP_CA | MAPP_US | Internal | Summer | B7 | 400 | 372 | 273.23 | 56.74 | 63.74 | 7 | 0
2025 | MAPP_CA_2_MAPP_US | MAPP_CA | MAPP_US | Internal | Summer | B8 | 500 | 372 | 0 | 55.39 | 56.23 | 7 | 0
2025 | MAPP_CA_2_MAPP_US | MAPP_CA | MAPP_US | Internal | Summer | B9 | 800 | 372 | 0 | 55.39 | 52.25 | 7 | 0
2025 | MAPP_CA_2_MAPP_US | MAPP_CA | MAPP_US | Internal | Summer | B10 | 1262 | 372 | 0 | 55.39 | 38.01 | 7 | 0
2025 | MAPP_CA_2_MAPP_US | MAPP_CA | MAPP_US | Internal | Winter | B16 | 25 | 372 | 0 | 63.18 | 67.23 | 7 | 0
2025 | MAPP_CA_2_MAPP_US | MAPP_CA | MAPP_US | Internal | Winter | B17 | 100 | 372 | 0 | 64.8 | 57.8 | 7 | 0
2025 | MAPP_CA_2_MAPP_US | MAPP_CA | MAPP_US | Internal | Winter | B18 | 400 | 372 | 0 | 61.34 | 54.34 | 7 | 0
2025 | MAPP_CA_2_MAPP_US | MAPP_CA | MAPP_US | Internal | Winter | B19 | 700 | 372 | 0 | 60.61 | 53.63 | 7 | 0
2025 | MAPP_CA_2_MAPP_US | MAPP_CA | MAPP_US | Internal | Winter | B20 | 935 | 372 | 0 | 60.61 | 42.65 | 7 | 0
2025 | MAPP_CA_2_MISO_W | MAPP_CA | MISO_W | Internal | Shoulder | B11 | 25 | 1970 | 2010.82 | 57.37 | 71.94 | 0.01 | 14.56
2025 | MAPP_CA_2_MISO_W | MAPP_CA | MISO_W | Internal | Shoulder | B12 | 200 | 1970 | 1970 | 60.26 | 62.05 | 0.01 | 1.78
2025 | MAPP_CA_2_MISO_W | MAPP_CA | MISO_W | Internal | Shoulder | B13 | 600 | 1970 | 1970 | 56.3 | 58.79 | 0.01 | 2.48
2025 | MAPP_CA_2_MISO_W | MAPP_CA | MISO_W | Internal | Shoulder | B14 | 900 | 1970 | 1497.16 | 56.3 | 56.31 | 0.01 | 0
2025 | MAPP_CA_2_MISO_W | MAPP_CA | MISO_W | Internal | Shoulder | B15 | 1203 | 1970 | 0 | 56.3 | 47.14 | 0.01 | 0
2025 | MAPP_CA_2_MISO_W | MAPP_CA | MISO_W | Internal | Summer | B1 | 10 | 1970 | 2299.73 | 521.89 | 536.46 | 0.01 | 14.56
2025 | MAPP_CA_2_MISO_W | MAPP_CA | MISO_W | Internal | Summer | B2 | 25 | 1970 | 2491.61 | 404.88 | 419.45 | 0.01 | 14.56
2025 | MAPP_CA_2_MISO_W | MAPP_CA | MISO_W | Internal | Summer | B3 | 75 | 1970 | 2380.04 | 109.25 | 123.82 | 0.01 | 14.56
2025 | MAPP_CA_2_MISO_W | MAPP_CA | MISO_W | Internal | Summer | B4 | 100 | 1970 | 2361.85 | 92.45 | 107.03 | 0.01 | 14.56
2025 | MAPP_CA_2_MISO_W | MAPP_CA | MISO_W | Internal | Summer | B5 | 200 | 1970 | 2339.4 | 88.78 | 103.35 | 0.01 | 14.56
2025 | MAPP_CA_2_MISO_W | MAPP_CA | MISO_W | Internal | Summer | B6 | 300 | 1970 | 2332.02 | 72.19 | 86.76 | 0.01 | 14.56
2025 | MAPP_CA_2_MISO_W | MAPP_CA | MISO_W | Internal | Summer | B7 | 400 | 1970 | 1970 | 56.74 | 66.89 | 0.01 | 10.13
2025 | MAPP_CA_2_MISO_W | MAPP_CA | MISO_W | Internal | Summer | B8 | 500 | 1970 | 1970 | 55.39 | 59.37 | 0.01 | 3.97
2025 | MAPP_CA_2_MISO_W | MAPP_CA | MISO_W | Internal | Summer | B9 | 800 | 1970 | 1814.6 | 55.39 | 55.4 | 0.01 | 0
2025 | MAPP_CA_2_MISO_W | MAPP_CA | MISO_W | Internal | Summer | B10 | 1262 | 1970 | 0 | 55.39 | 45.01 | 0.01 | 0
2025 | MAPP_CA_2_MISO_W | MAPP_CA | MISO_W | Internal | Winter | B16 | 25 | 1970 | 1970 | 63.18 | 74.24 | 0.01 | 11.05
2025 | MAPP_CA_2_MISO_W | MAPP_CA | MISO_W | Internal | Winter | B17 | 100 | 1970 | 1839.1 | 64.8 | 64.81 | 0.01 | 0
2025 | MAPP_CA_2_MISO_W | MAPP_CA | MISO_W | Internal | Winter | B18 | 400 | 1970 | 1398.4 | 61.34 | 61.35 | 0.01 | 0
2025 | MAPP_CA_2_MISO_W | MAPP_CA | MISO_W | Internal | Winter | B19 | 700 | 1970 | 433.1 | 60.61 | 60.63 | 0.01 | 0
2025 | MAPP_CA_2_MISO_W | MAPP_CA | MISO_W | Internal | Winter | B20 | 935 | 1970 | 0 | 60.61 | 49.65 | 0.01 | 0
2025 | MAPP_US_2_MAPP_CA | MAPP_US | MAPP_CA | Internal | Shoulder | B11 | 25 | 165 | 0 | 64.94 | 57.37 | 7 | 0
2025 | MAPP_US_2_MAPP_CA | MAPP_US | MAPP_CA | Internal | Shoulder | B12 | 200 | 165 | 0 | 55.05 | 60.26 | 7 | 0
2025 | MAPP_US_2_MAPP_CA | MAPP_US | MAPP_CA | Internal | Shoulder | B13 | 600 | 165 | 0 | 51.79 | 56.3 | 7 | 0
2025 | MAPP_US_2_MAPP_CA | MAPP_US | MAPP_CA | Internal | Shoulder | B14 | 900 | 165 | 0 | 49.31 | 56.3 | 7 | 0
2025 | MAPP_US_2_MAPP_CA | MAPP_US | MAPP_CA | Internal | Shoulder | B15 | 1203 | 165 | 165 | 40.14 | 56.3 | 7 | 9.16
2025 | MAPP_US_2_MAPP_CA | MAPP_US | MAPP_CA | Internal | Summer | B1 | 10 | 165 | 0 | 529.46 | 521.89 | 7 | 0
2025 | MAPP_US_2_MAPP_CA | MAPP_US | MAPP_CA | Internal | Summer | B2 | 25 | 165 | 0 | 412.44 | 404.88 | 7 | 0
2025 | MAPP_US_2_MAPP_CA | MAPP_US | MAPP_CA | Internal | Summer | B3 | 75 | 165 | 0 | 116.82 | 109.25 | 7 | 0
2025 | MAPP_US_2_MAPP_CA | MAPP_US | MAPP_CA | Internal | Summer | B4 | 100 | 165 | 0 | 100.03 | 92.45 | 7 | 0
2025 | MAPP_US_2_MAPP_CA | MAPP_US | MAPP_CA | Internal | Summer | B5 | 200 | 165 | 0 | 96.58 | 88.78 | 7 | 0
2025 | MAPP_US_2_MAPP_CA | MAPP_US | MAPP_CA | Internal | Summer | B6 | 300 | 165 | 0 | 83.62 | 72.19 | 7 | 0
2025 | MAPP_US_2_MAPP_CA | MAPP_US | MAPP_CA | Internal | Summer | B7 | 400 | 165 | 0 | 63.74 | 56.74 | 7 | 0
2025 | MAPP_US_2_MAPP_CA | MAPP_US | MAPP_CA | Internal | Summer | B8 | 500 | 165 | 0 | 56.23 | 55.39 | 7 | 0
2025 | MAPP_US_2_MAPP_CA | MAPP_US | MAPP_CA | Internal | Summer | B9 | 800 | 165 | 0 | 52.25 | 55.39 | 7 | 0
2025 | MAPP_US_2_MAPP_CA | MAPP_US | MAPP_CA | Internal | Summer | B10 | 1262 | 165 | 165 | 38.01 | 55.39 | 7 | 10.38
2025 | MAPP_US_2_MAPP_CA | MAPP_US | MAPP_CA | Internal | Winter | B16 | 25 | 165 | 0 | 67.23 | 63.18 | 7 | 0
2025 | MAPP_US_2_MAPP_CA | MAPP_US | MAPP_CA | Internal | Winter | B17 | 100 | 165 | 49.47 | 57.8 | 64.8 | 7 | 0
2025 | MAPP_US_2_MAPP_CA | MAPP_US | MAPP_CA | Internal | Winter | B18 | 400 | 165 | 46.16 | 54.34 | 61.34 | 7 | 0
2025 | MAPP_US_2_MAPP_CA | MAPP_US | MAPP_CA | Internal | Winter | B19 | 700 | 165 | 0 | 53.63 | 60.61 | 7 | 0
2025 | MAPP_US_2_MAPP_CA | MAPP_US | MAPP_CA | Internal | Winter | B20 | 935 | 165 | 165 | 42.65 | 60.61 | 7 | 10.97
2025 | MAPP_US_2_MISO_W | MAPP_US | MISO_W | Internal | Shoulder | B11 | 25 | 2635 | 2080.03 | 64.94 | 71.94 | 7 | 0
2025 | MAPP_US_2_MISO_W | MAPP_US | MISO_W | Internal | Shoulder | B12 | 200 | 2635 | 2156.78 | 55.05 | 62.05 | 7 | 0
2025 | MAPP_US_2_MISO_W | MAPP_US | MISO_W | Internal | Shoulder | B13 | 600 | 2635 | 2408.04 | 51.79 | 58.79 | 7 | 0
2025 | MAPP_US_2_MISO_W | MAPP_US | MISO_W | Internal | Shoulder | B14 | 900 | 2635 | 1361.61 | 49.31 | 56.31 | 7 | 0
2025 | MAPP_US_2_MISO_W | MAPP_US | MISO_W | Internal | Shoulder | B15 | 1203 | 2635 | 1513.76 | 40.14 | 47.14 | 7 | 0
2025 | MAPP_US_2_MISO_W | MAPP_US | MISO_W | Internal | Summer | B1 | 10 | 2635 | 1691.04 | 529.46 | 536.46 | 7 | 0
2025 | MAPP_US_2_MISO_W | MAPP_US | MISO_W | Internal | Summer | B2 | 25 | 2635 | 2684.56 | 412.44 | 419.45 | 7 | 0.01
2025 | MAPP_US_2_MISO_W | MAPP_US | MISO_W | Internal | Summer | B3 | 75 | 2635 | 2217.31 | 116.82 | 123.82 | 7 | 0
2025 | MAPP_US_2_MISO_W | MAPP_US | MISO_W | Internal | Summer | B4 | 100 | 2635 | 312.61 | 100.03 | 107.03 | 7 | 0
2025 | MAPP_US_2_MISO_W | MAPP_US | MISO_W | Internal | Summer | B5 | 200 | 2635 | 0 | 96.58 | 103.35 | 7 | 0
2025 | MAPP_US_2_MISO_W | MAPP_US | MISO_W | Internal | Summer | B6 | 300 | 2635 | 0 | 83.62 | 86.76 | 7 | 0
2025 | MAPP_US_2_MISO_W | MAPP_US | MISO_W | Internal | Summer | B7 | 400 | 2635 | 0 | 63.74 | 66.89 | 7 | 0
2025 | MAPP_US_2_MISO_W | MAPP_US | MISO_W | Internal | Summer | B8 | 500 | 2635 | 0 | 56.23 | 59.37 | 7 | 0
2025 | MAPP_US_2_MISO_W | MAPP_US | MISO_W | Internal | Summer | B9 | 800 | 2635 | 0 | 52.25 | 55.4 | 7 | 0
2025 | MAPP_US_2_MISO_W | MAPP_US | MISO_W | Internal | Summer | B10 | 1262 | 2635 | 1483.84 | 38.01 | 45.01 | 7 | 0
2025 | MAPP_US_2_MISO_W | MAPP_US | MISO_W | Internal | Winter | B16 | 25 | 2635 | 4112.51 | 67.23 | 74.24 | 7 | 0.01
2025 | MAPP_US_2_MISO_W | MAPP_US | MISO_W | Internal | Winter | B17 | 100 | 2635 | 3012.7 | 57.8 | 64.81 | 7 | 0.01
2025 | MAPP_US_2_MISO_W | MAPP_US | MISO_W | Internal | Winter | B18 | 400 | 2635 | 2713.36 | 54.34 | 61.35 | 7 | 0.01
2025 | MAPP_US_2_MISO_W | MAPP_US | MISO_W | Internal | Winter | B19 | 700 | 2635 | 1106.83 | 53.63 | 60.63 | 7 | 0
2025 | MAPP_US_2_MISO_W | MAPP_US | MISO_W | Internal | Winter | B20 | 935 | 2635 | 1336.9 | 42.65 | 49.65 | 7 | 0
2025 | MAPP_US_2_NE | MAPP_US | NE | Internal | Shoulder | B11 | 25 | 2000 | 0 | 64.94 | 71.85 | 7 | 0
2025 | MAPP_US_2_NE | MAPP_US | NE | Internal | Shoulder | B12 | 200 | 2000 | 0 | 55.05 | 57.05 | 7 | 0
2025 | MAPP_US_2_NE | MAPP_US | NE | Internal | Shoulder | B13 | 600 | 2000 | 0 | 51.79 | 51.14 | 7 | 0
2025 | MAPP_US_2_NE | MAPP_US | NE | Internal | Shoulder | B14 | 900 | 2000 | 0 | 49.31 | 45.85 | 7 | 0
2025 | MAPP_US_2_NE | MAPP_US | NE | Internal | Shoulder | B15 | 1203 | 2000 | 0 | 40.14 | 36.68 | 7 | 0
2025 | MAPP_US_2_NE | MAPP_US | NE | Internal | Summer | B1 | 10 | 2000 | 0 | 529.46 | 526.01 | 7 | 0
2025 | MAPP_US_2_NE | MAPP_US | NE | Internal | Summer | B2 | 25 | 2000 | 0 | 412.44 | 409 | 7 | 0
2025 | MAPP_US_2_NE | MAPP_US | NE | Internal | Summer | B3 | 75 | 2000 | 0 | 116.82 | 118.82 | 7 | 0
2025 | MAPP_US_2_NE | MAPP_US | NE | Internal | Summer | B4 | 100 | 2000 | 1332.94 | 100.03 | 107.03 | 7 | 0
2025 | MAPP_US_2_NE | MAPP_US | NE | Internal | Summer | B5 | 200 | 2000 | 1318.15 | 96.58 | 103.58 | 7 | 0
2025 | MAPP_US_2_NE | MAPP_US | NE | Internal | Summer | B6 | 300 | 2000 | 1398.87 | 83.62 | 90.62 | 7 | 0
2025 | MAPP_US_2_NE | MAPP_US | NE | Internal | Summer | B7 | 400 | 2000 | 1830.68 | 63.74 | 70.74 | 7 | 0
2025 | MAPP_US_2_NE | MAPP_US | NE | Internal | Summer | B8 | 500 | 2000 | 2137.38 | 56.23 | 63.24 | 7 | 0.01
2025 | MAPP_US_2_NE | MAPP_US | NE | Internal | Summer | B9 | 800 | 2000 | 1544.57 | 52.25 | 59.25 | 7 | 0
2025 | MAPP_US_2_NE | MAPP_US | NE | Internal | Summer | B10 | 1262 | 2000 | 0 | 38.01 | 40.01 | 7 | 0
2025 | MAPP_US_2_NE | MAPP_US | NE | Internal | Winter | B16 | 25 | 2000 | 0 | 67.23 | 63.79 | 7 | 0
2025 | MAPP_US_2_NE | MAPP_US | NE | Internal | Winter | B17 | 100 | 2000 | 0 | 57.8 | 54.35 | 7 | 0
2025 | MAPP_US_2_NE | MAPP_US | NE | Internal | Winter | B18 | 400 | 2000 | 0 | 54.34 | 53.21 | 7 | 0
2025 | MAPP_US_2_NE | MAPP_US | NE | Internal | Winter | B19 | 700 | 2000 | 0 | 53.63 | 50.17 | 7 | 0
2025 | MAPP_US_2_NE | MAPP_US | NE | Internal | Winter | B20 | 935 | 2000 | 0 | 42.65 | 39.19 | 7 | 0
2025 | MARITIMES_2_NEISO | MARITIMES | NEISO | Internal | Shoulder | B11 | 25 | 99999 | 1400 | 65.73 | 65.74 | 0.01 | 0
2025 | MARITIMES_2_NEISO | MARITIMES | NEISO | Internal | Shoulder | B12 | 200 | 99999 | 1400 | 65.73 | 65.74 | 0.01 | 0
2025 | MARITIMES_2_NEISO | MARITIMES | NEISO | Internal | Shoulder | B13 | 600 | 99999 | 1400 | 63.47 | 63.48 | 0.01 | 0
2025 | MARITIMES_2_NEISO | MARITIMES | NEISO | Internal | Shoulder | B14 | 900 | 99999 | 1400 | 63.47 | 63.48 | 0.01 | 0
2025 | MARITIMES_2_NEISO | MARITIMES | NEISO | Internal | Shoulder | B15 | 1203 | 99999 | 426.43 | 63.47 | 63.48 | 0.01 | 0
2025 | MARITIMES_2_NEISO | MARITIMES | NEISO | Internal | Summer | B1 | 10 | 99999 | 1400.1 | 570.24 | 570.25 | 0.01 | 0
2025 | MARITIMES_2_NEISO | MARITIMES | NEISO | Internal | Summer | B2 | 25 | 99999 | 1400.1 | 430.79 | 430.8 | 0.01 | 0
2025 | MARITIMES_2_NEISO | MARITIMES | NEISO | Internal | Summer | B3 | 75 | 99999 | 1400.1 | 121.86 | 121.87 | 0.01 | 0
2025 | MARITIMES_2_NEISO | MARITIMES | NEISO | Internal | Summer | B4 | 100 | 99999 | 1400.1 | 92.59 | 92.6 | 0.01 | 0
2025 | MARITIMES_2_NEISO | MARITIMES | NEISO | Internal | Summer | B5 | 200 | 99999 | 1400 | 89.13 | 89.14 | 0.01 | 0
2025 | MARITIMES_2_NEISO | MARITIMES | NEISO | Internal | Summer | B6 | 300 | 99999 | 1400 | 79.99 | 80 | 0.01 | 0
2025 | MARITIMES_2_NEISO | MARITIMES | NEISO | Internal | Summer | B7 | 400 | 99999 | 1400 | 62.56 | 62.57 | 0.01 | 0
2025 | MARITIMES_2_NEISO | MARITIMES | NEISO | Internal | Summer | B8 | 500 | 99999 | 1400 | 62.56 | 62.57 | 0.01 | 0
2025 | MARITIMES_2_NEISO | MARITIMES | NEISO | Internal | Summer | B9 | 800 | 99999 | 1400 | 62.56 | 62.57 | 0.01 | 0
2025 | MARITIMES_2_NEISO | MARITIMES | NEISO | Internal | Summer | B10 | 1262 | 99999 | 236.13 | 62.56 | 62.57 | 0.01 | 0
2025 | MARITIMES_2_NEISO | MARITIMES | NEISO | Internal | Winter | B16 | 25 | 99999 | 1400 | 75.52 | 75.54 | 0.01 | 0
2025 | MARITIMES_2_NEISO | MARITIMES | NEISO | Internal | Winter | B17 | 100 | 99999 | 1400 | 73.48 | 73.5 | 0.01 | 0
2025 | MARITIMES_2_NEISO | MARITIMES | NEISO | Internal | Winter | B18 | 400 | 99999 | 1400 | 71.93 | 71.94 | 0.01 | 0
2025 | MARITIMES_2_NEISO | MARITIMES | NEISO | Internal | Winter | B19 | 700 | 99999 | 1400 | 71.93 | 71.94 | 0.01 | 0
2025 | MARITIMES_2_NEISO | MARITIMES | NEISO | Internal | Winter | B20 | 935 | 99999 | 475.94 | 70.11 | 70.12 | 0.01 | 0
2025 | MISO_IN_2_MISO_MI | MISO_IN | MISO_MI | Internal | Shoulder | B11 | 25 | 5000 | 0 | 86.49 | 85.79 | 0.01 | 0
2025 | MISO_IN_2_MISO_MI | MISO_IN | MISO_MI | Internal | Shoulder | B12 | 200 | 5000 | 263.58 | 77.16 | 77.17 | 0.01 | 0
2025 | MISO_IN_2_MISO_MI | MISO_IN | MISO_MI | Internal | Shoulder | B13 | 600 | 5000 | 0 | 74.14 | 74.13 | 0.01 | 0
2025 | MISO_IN_2_MISO_MI | MISO_IN | MISO_MI | Internal | Shoulder | B14 | 900 | 5000 | 603.47 | 70.84 | 70.86 | 0.01 | 0
2025 | MISO_IN_2_MISO_MI | MISO_IN | MISO_MI | Internal | Shoulder | B15 | 1203 | 5000 | 0 | 62.56 | 62.56 | 0.01 | 0
2025 | MISO_IN_2_MISO_MI | MISO_IN | MISO_MI | Internal | Summer | B1 | 10 | 5000 | 0 | 547.9 | 547.2 | 0.01 | 0
2025 | MISO_IN_2_MISO_MI | MISO_IN | MISO_MI | Internal | Summer | B2 | 25 | 5000 | 0 | 431.17 | 430.47 | 0.01 | 0
2025 | MISO_IN_2_MISO_MI | MISO_IN | MISO_MI | Internal | Summer | B3 | 75 | 5000 | 0 | 135.24 | 134.54 | 0.01 | 0
2025 | MISO_IN_2_MISO_MI | MISO_IN | MISO_MI | Internal | Summer | B4 | 100 | 5000 | 0 | 114 | 113.3 | 0.01 | 0
2025 | MISO_IN_2_MISO_MI | MISO_IN | MISO_MI | Internal | Summer | B5 | 200 | 5000 | 0 | 108.6 | 107.9 | 0.01 | 0
2025 | MISO_IN_2_MISO_MI | MISO_IN | MISO_MI | Internal | Summer | B6 | 300 | 5000 | 0 | 98.77 | 98.07 | 0.01 | 0
2025 | MISO_IN_2_MISO_MI | MISO_IN | MISO_MI | Internal | Summer | B7 | 400 | 5000 | 0 | 81.66 | 81.65 | 0.01 | 0
2025 | MISO_IN_2_MISO_MI | MISO_IN | MISO_MI | Internal | Summer | B8 | 500 | 5000 | 0 | 71.4 | 71.38 | 0.01 | 0
2025 | MISO_IN_2_MISO_MI | MISO_IN | MISO_MI | Internal | Summer | B9 | 800 | 5000 | 0 | 69.86 | 69.85 | 0.01 | 0
2025 | MISO_IN_2_MISO_MI | MISO_IN | MISO_MI | Internal | Summer | B10 | 1262 | 5000 | 797.62 | 60.42 | 60.43 | 0.01 | 0
2025 | MISO_IN_2_MISO_MI | MISO_IN | MISO_MI | Internal | Winter | B16 | 25 | 5000 | 0 | 89.68 | 88.98 | 0.01 | 0
2025 | MISO_IN_2_MISO_MI | MISO_IN | MISO_MI | Internal | Winter | B17 | 100 | 5000 | 0 | 80.24 | 80.23 | 0.01 | 0
2025 | MISO_IN_2_MISO_MI | MISO_IN | MISO_MI | Internal | Winter | B18 | 400 | 5000 | 0 | 76.38 | 76.36 | 0.01 | 0
2025 | MISO_IN_2_MISO_MI | MISO_IN | MISO_MI | Internal | Winter | B19 | 700 | 5000 | 0 | 74.4 | 74.39 | 0.01 | 0
2025 | MISO_IN_2_MISO_MI | MISO_IN | MISO_MI | Internal | Winter | B20 | 935 | 5000 | 0 | 64.77 | 64.76 | 0.01 | 0
2025 | MISO_IN_2_MISO_MO-IL | MISO_IN | MISO_MO-IL | Internal | Shoulder | B11 | 25 | 5000 | 0 | 86.49 | 83.72 | 0.01 | 0
2025 | MISO_IN_2_MISO_MO-IL | MISO_IN | MISO_MO-IL | Internal | Shoulder | B12 | 200 | 5000 | 0 | 77.16 | 74.39 | 0.01 | 0
2025 | MISO_IN_2_MISO_MO-IL | MISO_IN | MISO_MO-IL | Internal | Shoulder | B13 | 600 | 5000 | 0 | 74.14 | 71.37 | 0.01 | 0
2025 | MISO_IN_2_MISO_MO-IL | MISO_IN | MISO_MO-IL | Internal | Shoulder | B14 | 900 | 5000 | 0 | 70.84 | 68.08 | 0.01 | 0
2025 | MISO_IN_2_MISO_MO-IL | MISO_IN | MISO_MO-IL | Internal | Shoulder | B15 | 1203 | 5000 | 0 | 62.56 | 59.8 | 0.01 | 0
2025 | MISO_IN_2_MISO_MO-IL | MISO_IN | MISO_MO-IL | Internal | Summer | B1 | 10 | 5000 | 0 | 547.9 | 547.89 | 0.01 | 0
2025 | MISO_IN_2_MISO_MO-IL | MISO_IN | MISO_MO-IL | Internal | Summer | B2 | 25 | 5000 | 0 | 431.17 | 431.15 | 0.01 | 0
2025 | MISO_IN_2_MISO_MO-IL | MISO_IN | MISO_MO-IL | Internal | Summer | B3 | 75 | 5000 | 186.5 | 135.24 | 135.26 | 0.01 | 0
2025 | MISO_IN_2_MISO_MO-IL | MISO_IN | MISO_MO-IL | Internal | Summer | B4 | 100 | 5000 | 0 | 114 | 112.04 | 0.01 | 0
2025 | MISO_IN_2_MISO_MO-IL | MISO_IN | MISO_MO-IL | Internal | Summer | B5 | 200 | 5000 | 0 | 108.6 | 108.59 | 0.01 | 0
2025 | MISO_IN_2_MISO_MO-IL | MISO_IN | MISO_MO-IL | Internal | Summer | B6 | 300 | 5000 | 0 | 98.77 | 98.76 | 0.01 | 0
2025 | MISO_IN_2_MISO_MO-IL | MISO_IN | MISO_MO-IL | Internal | Summer | B7 | 400 | 5000 | 0 | 81.66 | 78.89 | 0.01 | 0
2025 | MISO_IN_2_MISO_MO-IL | MISO_IN | MISO_MO-IL | Internal | Summer | B8 | 500 | 5000 | 0 | 71.4 | 71.38 | 0.01 | 0
2025 | MISO_IN_2_MISO_MO-IL | MISO_IN | MISO_MO-IL | Internal | Summer | B9 | 800 | 5000 | 0 | 69.86 | 67.1 | 0.01 | 0
2025 | MISO_IN_2_MISO_MO-IL | MISO_IN | MISO_MO-IL | Internal | Summer | B10 | 1262 | 5000 | 0 | 60.42 | 59.94 | 0.01 | 0
2025 | MISO_IN_2_MISO_MO-IL | MISO_IN | MISO_MO-IL | Internal | Winter | B16 | 25 | 5000 | 0 | 89.68 | 86.91 | 0.01 | 0
2025 | MISO_IN_2_MISO_MO-IL | MISO_IN | MISO_MO-IL | Internal | Winter | B17 | 100 | 5000 | 0 | 80.24 | 77.48 | 0.01 | 0
2025 | MISO_IN_2_MISO_MO-IL | MISO_IN | MISO_MO-IL | Internal | Winter | B18 | 400 | 5000 | 0 | 76.38 | 73.61 | 0.01 | 0
2025 | MISO_IN_2_MISO_MO-IL | MISO_IN | MISO_MO-IL | Internal | Winter | B19 | 700 | 5000 | 0 | 74.4 | 71.64 | 0.01 | 0
2025 | MISO_IN_2_MISO_MO-IL | MISO_IN | MISO_MO-IL | Internal | Winter | B20 | 935 | 5000 | 0 | 64.77 | 62.28 | 0.01 | 0
2025 | MISO_IN_2_NonRTO_Midwest | MISO_IN | NonRTO_Midwest | Internal | Shoulder | B11 | 25 | 4800 | 2246.95 | 86.49 | 94.49 | 8 | 0
2025 | MISO_IN_2_NonRTO_Midwest | MISO_IN | NonRTO_Midwest | Internal | Shoulder | B12 | 200 | 4800 | 1670.8 | 77.16 | 85.16 | 8 | 0
2025 | MISO_IN_2_NonRTO_Midwest | MISO_IN | NonRTO_Midwest | Internal | Shoulder | B13 | 600 | 4800 | 1137.7 | 74.14 | 82.14 | 8 | 0
2025 | MISO_IN_2_NonRTO_Midwest | MISO_IN | NonRTO_Midwest | Internal | Shoulder | B14 | 900 | 4800 | 767.82 | 70.84 | 78.84 | 8 | 0
2025 | MISO_IN_2_NonRTO_Midwest | MISO_IN | NonRTO_Midwest | Internal | Shoulder | B15 | 1203 | 4800 | 0 | 62.56 | 70.07 | 8 | 0
2025 | MISO_IN_2_NonRTO_Midwest | MISO_IN | NonRTO_Midwest | Internal | Summer | B1 | 10 | 4800 | 1314.29 | 547.9 | 555.9 | 8 | 0
2025 | MISO_IN_2_NonRTO_Midwest | MISO_IN | NonRTO_Midwest | Internal | Summer | B2 | 25 | 4800 | 1122.7 | 431.17 | 439.17 | 8 | 0
2025 | MISO_IN_2_NonRTO_Midwest | MISO_IN | NonRTO_Midwest | Internal | Summer | B3 | 75 | 4800 | 728.36 | 135.24 | 143.24 | 8 | 0
2025 | MISO_IN_2_NonRTO_Midwest | MISO_IN | NonRTO_Midwest | Internal | Summer | B4 | 100 | 4800 | 324.24 | 114 | 122 | 8 | 0
2025 | MISO_IN_2_NonRTO_Midwest | MISO_IN | NonRTO_Midwest | Internal | Summer | B5 | 200 | 4800 | 17.6 | 108.6 | 116.6 | 8 | 0
2025 | MISO_IN_2_NonRTO_Midwest | MISO_IN | NonRTO_Midwest | Internal | Summer | B6 | 300 | 4800 | 2535.38 | 98.77 | 106.77 | 8 | 0
2025 | MISO_IN_2_NonRTO_Midwest | MISO_IN | NonRTO_Midwest | Internal | Summer | B7 | 400 | 4800 | 1962.75 | 81.66 | 89.66 | 8 | 0
2025 | MISO_IN_2_NonRTO_Midwest | MISO_IN | NonRTO_Midwest | Internal | Summer | B8 | 500 | 4800 | 1472.32 | 71.4 | 79.4 | 8 | 0
2025 | MISO_IN_2_NonRTO_Midwest | MISO_IN | NonRTO_Midwest | Internal | Summer | B9 | 800 | 4800 | 932.02 | 69.86 | 77.86 | 8 | 0
2025 | MISO_IN_2_NonRTO_Midwest | MISO_IN | NonRTO_Midwest | Internal | Summer | B10 | 1262 | 4800 | 0 | 60.42 | 61.44 | 8 | 0
2025 | MISO_IN_2_NonRTO_Midwest | MISO_IN | NonRTO_Midwest | Internal | Winter | B16 | 25 | 4800 | 4856.27 | 89.68 | 97.69 | 8 | 0.01
2025 | MISO_IN_2_NonRTO_Midwest | MISO_IN | NonRTO_Midwest | Internal | Winter | B17 | 100 | 4800 | 3835.58 | 80.24 | 88.24 | 8 | 0
2025 | MISO_IN_2_NonRTO_Midwest | MISO_IN | NonRTO_Midwest | Internal | Winter | B18 | 400 | 4800 | 3013.27 | 76.38 | 84.38 | 8 | 0
2025 | MISO_IN_2_NonRTO_Midwest | MISO_IN | NonRTO_Midwest | Internal | Winter | B19 | 700 | 4800 | 2382.66 | 74.4 | 82.4 | 8 | 0
2025 | MISO_IN_2_NonRTO_Midwest | MISO_IN | NonRTO_Midwest | Internal | Winter | B20 | 935 | 4800 | 1691.79 | 64.77 | 72.77 | 8 | 0
2025 | MISO_IN_2_PJM_ROR | MISO_IN | PJM_ROR | Internal | Shoulder | B11 | 25 | 992 | 0 | 86.49 | 85.36 | 2 | 0
2025 | MISO_IN_2_PJM_ROR | MISO_IN | PJM_ROR | Internal | Shoulder | B12 | 200 | 992 | 0 | 77.16 | 75.47 | 2 | 0
2025 | MISO_IN_2_PJM_ROR | MISO_IN | PJM_ROR | Internal | Shoulder | B13 | 600 | 992 | 0 | 74.14 | 72.21 | 2 | 0
2025 | MISO_IN_2_PJM_ROR | MISO_IN | PJM_ROR | Internal | Shoulder | B14 | 900 | 992 | 0 | 70.84 | 69.73 | 2 | 0
2025 | MISO_IN_2_PJM_ROR | MISO_IN | PJM_ROR | Internal | Shoulder | B15 | 1203 | 992 | 0 | 62.56 | 60.56 | 2 | 0
2025 | MISO_IN_2_PJM_ROR | MISO_IN | PJM_ROR | Internal | Summer | B1 | 10 | 992 | 0 | 547.9 | 549.89 | 2 | 0
2025 | MISO_IN_2_PJM_ROR | MISO_IN | PJM_ROR | Internal | Summer | B2 | 25 | 992 | 0 | 431.17 | 432.88 | 2 | 0
2025 | MISO_IN_2_PJM_ROR | MISO_IN | PJM_ROR | Internal | Summer | B3 | 75 | 992 | 84.33 | 135.24 | 137.24 | 2 | 0
2025 | MISO_IN_2_PJM_ROR | MISO_IN | PJM_ROR | Internal | Summer | B4 | 100 | 992 | 0 | 114 | 112.68 | 2 | 0
2025 | MISO_IN_2_PJM_ROR | MISO_IN | PJM_ROR | Internal | Summer | B5 | 200 | 992 | 0 | 108.6 | 109.23 | 2 | 0
2025 | MISO_IN_2_PJM_ROR | MISO_IN | PJM_ROR | Internal | Summer | B6 | 300 | 992 | 0 | 98.77 | 100.07 | 2 | 0
2025 | MISO_IN_2_PJM_ROR | MISO_IN | PJM_ROR | Internal | Summer | B7 | 400 | 992 | 0 | 81.66 | 80.31 | 2 | 0
2025 | MISO_IN_2_PJM_ROR | MISO_IN | PJM_ROR | Internal | Summer | B8 | 500 | 992 | 0 | 71.4 | 72.79 | 2 | 0
2025 | MISO_IN_2_PJM_ROR | MISO_IN | PJM_ROR | Internal | Summer | B9 | 800 | 992 | 0 | 69.86 | 68.1 | 2 | 0
2025 | MISO_IN_2_PJM_ROR | MISO_IN | PJM_ROR | Internal | Summer | B10 | 1262 | 992 | 0 | 60.42 | 58.43 | 2 | 0
2025 | MISO_IN_2_PJM_ROR | MISO_IN | PJM_ROR | Internal | Winter | B16 | 25 | 992 | 0 | 89.68 | 87.67 | 2 | 0
2025 | MISO_IN_2_PJM_ROR | MISO_IN | PJM_ROR | Internal | Winter | B17 | 100 | 992 | 0 | 80.24 | 78.23 | 2 | 0
2025 | MISO_IN_2_PJM_ROR | MISO_IN | PJM_ROR | Internal | Winter | B18 | 400 | 992 | 0 | 76.38 | 74.78 | 2 | 0
2025 | MISO_IN_2_PJM_ROR | MISO_IN | PJM_ROR | Internal | Winter | B19 | 700 | 992 | 0 | 74.4 | 74.05 | 2 | 0
2025 | MISO_IN_2_PJM_ROR | MISO_IN | PJM_ROR | Internal | Winter | B20 | 935 | 992 | 0 | 64.77 | 63.07 | 2 | 0
2025 | MISO_MI_2_MISO_IN | MISO_MI | MISO_IN | Internal | Shoulder | B11 | 25 | 2045 | 3819.8 | 85.79 | 86.49 | 0.01 | 0.69
2025 | MISO_MI_2_MISO_IN | MISO_MI | MISO_IN | Internal | Shoulder | B12 | 200 | 2045 | 0 | 77.17 | 77.16 | 0.01 | 0
2025 | MISO_MI_2_MISO_IN | MISO_MI | MISO_IN | Internal | Shoulder | B13 | 600 | 2045 | 129 | 74.13 | 74.14 | 0.01 | 0
2025 | MISO_MI_2_MISO_IN | MISO_MI | MISO_IN | Internal | Shoulder | B14 | 900 | 2045 | 0 | 70.86 | 70.84 | 0.01 | 0
2025 | MISO_MI_2_MISO_IN | MISO_MI | MISO_IN | Internal | Shoulder | B15 | 1203 | 2045 | 0 | 62.56 | 62.56 | 0.01 | 0
2025 | MISO_MI_2_MISO_IN | MISO_MI | MISO_IN | Internal | Summer | B1 | 10 | 2045 | 3066.26 | 547.2 | 547.9 | 0.01 | 0.69
2025 | MISO_MI_2_MISO_IN | MISO_MI | MISO_IN | Internal | Summer | B2 | 25 | 2045 | 3339.17 | 430.47 | 431.17 | 0.01 | 0.69
2025 | MISO_MI_2_MISO_IN | MISO_MI | MISO_IN | Internal | Summer | B3 | 75 | 2045 | 4390.51 | 134.54 | 135.24 | 0.01 | 0.69
2025 | MISO_MI_2_MISO_IN | MISO_MI | MISO_IN | Internal | Summer | B4 | 100 | 2045 | 3543.38 | 113.3 | 114 | 0.01 | 0.69
2025 | MISO_MI_2_MISO_IN | MISO_MI | MISO_IN | Internal | Summer | B5 | 200 | 2045 | 3612.68 | 107.9 | 108.6 | 0.01 | 0.69
2025 | MISO_MI_2_MISO_IN | MISO_MI | MISO_IN | Internal | Summer | B6 | 300 | 2045 | 4418.65 | 98.07 | 98.77 | 0.01 | 0.69
2025 | MISO_MI_2_MISO_IN | MISO_MI | MISO_IN | Internal | Summer | B7 | 400 | 2045 | 1919.7 | 81.65 | 81.66 | 0.01 | 0
2025 | MISO_MI_2_MISO_IN | MISO_MI | MISO_IN | Internal | Summer | B8 | 500 | 2045 | 1843.52 | 71.38 | 71.4 | 0.01 | 0
2025 | MISO_MI_2_MISO_IN | MISO_MI | MISO_IN | Internal | Summer | B9 | 800 | 2045 | 470.13 | 69.85 | 69.86 | 0.01 | 0
2025 | MISO_MI_2_MISO_IN | MISO_MI | MISO_IN | Internal | Summer | B10 | 1262 | 2045 | 0 | 60.43 | 60.42 | 0.01 | 0
2025 | MISO_MI_2_MISO_IN | MISO_MI | MISO_IN | Internal | Winter | B16 | 25 | 2045 | 3334.02 | 88.98 | 89.68 | 0.01 | 0.69
2025 | MISO_MI_2_MISO_IN | MISO_MI | MISO_IN | Internal | Winter | B17 | 100 | 2045 | 893.36 | 80.23 | 80.24 | 0.01 | 0
2025 | MISO_MI_2_MISO_IN | MISO_MI | MISO_IN | Internal | Winter | B18 | 400 | 2045 | 1070.36 | 76.36 | 76.38 | 0.01 | 0
2025 | MISO_MI_2_MISO_IN | MISO_MI | MISO_IN | Internal | Winter | B19 | 700 | 2045 | 1607.82 | 74.39 | 74.4 | 0.01 | 0
2025 | MISO_MI_2_MISO_IN | MISO_MI | MISO_IN | Internal | Winter | B20 | 935 | 2045 | 1287.37 | 64.76 | 64.77 | 0.01 | 0
2025 | MISO_MI_2_MISO_WUMS | MISO_MI | MISO_WUMS | Internal | Shoulder | B11 | 25 | 117 | 0 | 85.79 | 81.25 | 0.01 | 0
2025 | MISO_MI_2_MISO_WUMS | MISO_MI | MISO_WUMS | Internal | Shoulder | B12 | 200 | 117 | 0 | 77.17 | 72.63 | 0.01 | 0
2025 | MISO_MI_2_MISO_WUMS | MISO_MI | MISO_WUMS | Internal | Shoulder | B13 | 600 | 117 | 0 | 74.13 | 69.59 | 0.01 | 0
2025 | MISO_MI_2_MISO_WUMS | MISO_MI | MISO_WUMS | Internal | Shoulder | B14 | 900 | 117 | 0 | 70.86 | 67.38 | 0.01 | 0
2025 | MISO_MI_2_MISO_WUMS | MISO_MI | MISO_WUMS | Internal | Shoulder | B15 | 1203 | 117 | 0 | 62.56 | 58.71 | 0.01 | 0
2025 | MISO_MI_2_MISO_WUMS | MISO_MI | MISO_WUMS | Internal | Summer | B1 | 10 | 117 | 0 | 547.2 | 542.66 | 0.01 | 0
2025 | MISO_MI_2_MISO_WUMS | MISO_MI | MISO_WUMS | Internal | Summer | B2 | 25 | 117 | 0 | 430.47 | 425.93 | 0.01 | 0
2025 | MISO_MI_2_MISO_WUMS | MISO_MI | MISO_WUMS | Internal | Summer | B3 | 75 | 117 | 0 | 134.54 | 130.01 | 0.01 | 0
2025 | MISO_MI_2_MISO_WUMS | MISO_MI | MISO_WUMS | Internal | Summer | B4 | 100 | 117 | 0 | 113.3 | 108.76 | 0.01 | 0
2025 | MISO_MI_2_MISO_WUMS | MISO_MI | MISO_WUMS | Internal | Summer | B5 | 200 | 117 | 0 | 107.9 | 103.36 | 0.01 | 0
2025 | MISO_MI_2_MISO_WUMS | MISO_MI | MISO_WUMS | Internal | Summer | B6 | 300 | 117 | 0 | 98.07 | 93.54 | 0.01 | 0
2025 | MISO_MI_2_MISO_WUMS | MISO_MI | MISO_WUMS | Internal | Summer | B7 | 400 | 117 | 0 | 81.65 | 77.11 | 0.01 | 0
2025 | MISO_MI_2_MISO_WUMS | MISO_MI | MISO_WUMS | Internal | Summer | B8 | 500 | 117 | 0 | 71.38 | 66.85 | 0.01 | 0
2025 | MISO_MI_2_MISO_WUMS | MISO_MI | MISO_WUMS | Internal | Summer | B9 | 800 | 117 | 0 | 69.85 | 65.94 | 0.01 | 0
2025 | MISO_MI_2_MISO_WUMS | MISO_MI | MISO_WUMS | Internal | Summer | B10 | 1262 | 117 | 0 | 60.43 | 57.49 | 0.01 | 0
2025 | MISO_MI_2_MISO_WUMS | MISO_MI | MISO_WUMS | Internal | Winter | B16 | 25 | 117 | 0 | 88.98 | 85.67 | 0.01 | 0
2025 | MISO_MI_2_MISO_WUMS | MISO_MI | MISO_WUMS | Internal | Winter | B17 | 100 | 117 | 0 | 80.23 | 76.19 | 0.01 | 0
2025 | MISO_MI_2_MISO_WUMS | MISO_MI | MISO_WUMS | Internal | Winter | B18 | 400 | 117 | 0 | 76.36 | 71.83 | 0.01 | 0
2025 | MISO_MI_2_MISO_WUMS | MISO_MI | MISO_WUMS | Internal | Winter | B19 | 700 | 117 | 0 | 74.39 | 70.5 | 0.01 | 0
2025 | MISO_MI_2_MISO_WUMS | MISO_MI | MISO_WUMS | Internal | Winter | B20 | 935 | 117 | 0 | 64.76 | 61.07 | 0.01 | 0
2025 | MISO_MI_2_PJM_ROR | MISO_MI | PJM_ROR | Internal | Shoulder | B11 | 25 | 1424 | 0 | 85.79 | 85.36 | 2 | 0
2025 | MISO_MI_2_PJM_ROR | MISO_MI | PJM_ROR | Internal | Shoulder | B12 | 200 | 1424 | 0 | 77.17 | 75.47 | 2 | 0
2025 | MISO_MI_2_PJM_ROR | MISO_MI | PJM_ROR | Internal | Shoulder | B13 | 600 | 1424 | 0 | 74.13 | 72.21 | 2 | 0
2025 | MISO_MI_2_PJM_ROR | MISO_MI | PJM_ROR | Internal | Shoulder | B14 | 900 | 1424 | 0 | 70.86 | 69.73 | 2 | 0
2025 | MISO_MI_2_PJM_ROR | MISO_MI | PJM_ROR | Internal | Shoulder | B15 | 1203 | 1424 | 0 | 62.56 | 60.56 | 2 | 0
2025 | MISO_MI_2_PJM_ROR | MISO_MI | PJM_ROR | Internal | Summer | B1 | 10 | 1424 | 1424 | 547.2 | 549.89 | 2 | 0.69
2025 | MISO_MI_2_PJM_ROR | MISO_MI | PJM_ROR | Internal | Summer | B2 | 25 | 1424 | 1424 | 430.47 | 432.88 | 2 | 0.41
2025 | MISO_MI_2_PJM_ROR | MISO_MI | PJM_ROR | Internal | Summer | B3 | 75 | 1424 | 1424 | 134.54 | 137.24 | 2 | 0.7
2025 | MISO_MI_2_PJM_ROR | MISO_MI | PJM_ROR | Internal | Summer | B4 | 100 | 1424 | 0 | 113.3 | 112.68 | 2 | 0
2025 | MISO_MI_2_PJM_ROR | MISO_MI | PJM_ROR | Internal | Summer | B5 | 200 | 1424 | 0 | 107.9 | 109.23 | 2 | 0
2025 | MISO_MI_2_PJM_ROR | MISO_MI | PJM_ROR | Internal | Summer | B6 | 300 | 1424 | 1337.22 | 98.07 | 100.07 | 2 | 0
2025 | MISO_MI_2_PJM_ROR | MISO_MI | PJM_ROR | Internal | Summer | B7 | 400 | 1424 | 0 | 81.65 | 80.31 | 2 | 0
2025 | MISO_MI_2_PJM_ROR | MISO_MI | PJM_ROR | Internal | Summer | B8 | 500 | 1424 | 0 | 71.38 | 72.79 | 2 | 0
2025 | MISO_MI_2_PJM_ROR | MISO_MI | PJM_ROR | Internal | Summer | B9 | 800 | 1424 | 0 | 69.85 | 68.1 | 2 | 0
2025 | MISO_MI_2_PJM_ROR | MISO_MI | PJM_ROR | Internal | Summer | B10 | 1262 | 1424 | 0 | 60.43 | 58.43 | 2 | 0
2025 | MISO_MI_2_PJM_ROR | MISO_MI | PJM_ROR | Internal | Winter | B16 | 25 | 1424 | 0 | 88.98 | 87.67 | 2 | 0
2025 | MISO_MI_2_PJM_ROR | MISO_MI | PJM_ROR | Internal | Winter | B17 | 100 | 1424 | 0 | 80.23 | 78.23 | 2 | 0
2025 | MISO_MI_2_PJM_ROR | MISO_MI | PJM_ROR | Internal | Winter | B18 | 400 | 1424 | 0 | 76.36 | 74.78 | 2 | 0
2025 | MISO_MI_2_PJM_ROR | MISO_MI | PJM_ROR | Internal | Winter | B19 | 700 | 1424 | 0 | 74.39 | 74.05 | 2 | 0
2025 | MISO_MI_2_PJM_ROR | MISO_MI | PJM_ROR | Internal | Winter | B20 | 935 | 1424 | 0 | 64.76 | 63.07 | 2 | 0
2025 | MISO_MO-IL_2_ENT | MISO_MO-IL | ENT | Internal | Shoulder | B11 | 25 | 2540 | 693.15 | 83.72 | 91.72 | 8 | 0
2025 | MISO_MO-IL_2_ENT | MISO_MO-IL | ENT | Internal | Shoulder | B12 | 200 | 2540 | 0 | 74.39 | 73.22 | 8 | 0
2025 | MISO_MO-IL_2_ENT | MISO_MO-IL | ENT | Internal | Shoulder | B13 | 600 | 2540 | 0 | 71.37 | 73.12 | 8 | 0
2025 | MISO_MO-IL_2_ENT | MISO_MO-IL | ENT | Internal | Shoulder | B14 | 900 | 2540 | 0 | 68.08 | 70.67 | 8 | 0
2025 | MISO_MO-IL_2_ENT | MISO_MO-IL | ENT | Internal | Shoulder | B15 | 1203 | 2540 | 0 | 59.8 | 61.5 | 8 | 0
2025 | MISO_MO-IL_2_ENT | MISO_MO-IL | ENT | Internal | Summer | B1 | 10 | 2540 | 0 | 547.89 | 547.43 | 8 | 0
2025 | MISO_MO-IL_2_ENT | MISO_MO-IL | ENT | Internal | Summer | B2 | 25 | 2540 | 0 | 431.15 | 433.81 | 8 | 0
2025 | MISO_MO-IL_2_ENT | MISO_MO-IL | ENT | Internal | Summer | B3 | 75 | 2540 | 1525.67 | 135.26 | 143.26 | 8 | 0
2025 | MISO_MO-IL_2_ENT | MISO_MO-IL | ENT | Internal | Summer | B4 | 100 | 2540 | 1015.99 | 112.04 | 120.04 | 8 | 0
2025 | MISO_MO-IL_2_ENT | MISO_MO-IL | ENT | Internal | Summer | B5 | 200 | 2540 | 554.42 | 108.59 | 116.59 | 8 | 0
2025 | MISO_MO-IL_2_ENT | MISO_MO-IL | ENT | Internal | Summer | B6 | 300 | 2540 | 0 | 98.76 | 100.73 | 8 | 0
2025 | MISO_MO-IL_2_ENT | MISO_MO-IL | ENT | Internal | Summer | B7 | 400 | 2540 | 0 | 78.89 | 80.97 | 8 | 0
2025 | MISO_MO-IL_2_ENT | MISO_MO-IL | ENT | Internal | Summer | B8 | 500 | 2540 | 0 | 71.38 | 72.14 | 8 | 0
2025 | MISO_MO-IL_2_ENT | MISO_MO-IL | ENT | Internal | Summer | B9 | 800 | 2540 | 0 | 67.1 | 71.61 | 8 | 0
2025 | MISO_MO-IL_2_ENT | MISO_MO-IL | ENT | Internal | Summer | B10 | 1262 | 2540 | 2880.22 | 59.94 | 67.96 | 8 | 0.01
2025 | MISO_MO-IL_2_ENT | MISO_MO-IL | ENT | Internal | Winter | B16 | 25 | 2540 | 0 | 86.91 | 88.67 | 8 | 0
2025 | MISO_MO-IL_2_ENT | MISO_MO-IL | ENT | Internal | Winter | B17 | 100 | 2540 | 0 | 77.48 | 76.65 | 8 | 0
2025 | MISO_MO-IL_2_ENT | MISO_MO-IL | ENT | Internal | Winter | B18 | 400 | 2540 | 0 | 73.61 | 76.08 | 8 | 0
2025 | MISO_MO-IL_2_ENT | MISO_MO-IL | ENT | Internal | Winter | B19 | 700 | 2540 | 0 | 71.64 | 73.53 | 8 | 0
2025 | MISO_MO-IL_2_ENT | MISO_MO-IL | ENT | Internal | Winter | B20 | 935 | 2540 | 0 | 62.28 | 64 | 8 | 0
2025 | MISO_MO-IL_2_MISO_IN | MISO_MO-IL | MISO_IN | Internal | Shoulder | B11 | 25 | 2100 | 2177.43 | 83.72 | 86.49 | 0.01 | 2.75
2025 | MISO_MO-IL_2_MISO_IN | MISO_MO-IL | MISO_IN | Internal | Shoulder | B12 | 200 | 2100 | 5150.08 | 74.39 | 77.16 | 0.01 | 2.75
2025 | MISO_MO-IL_2_MISO_IN | MISO_MO-IL | MISO_IN | Internal | Shoulder | B13 | 600 | 2100 | 4258.56 | 71.37 | 74.14 | 0.01 | 2.75
2025 | MISO_MO-IL_2_MISO_IN | MISO_MO-IL | MISO_IN | Internal | Shoulder | B14 | 900 | 2100 | 4230.95 | 68.08 | 70.84 | 0.01 | 2.75
2025 | MISO_MO-IL_2_MISO_IN | MISO_MO-IL | MISO_IN | Internal | Shoulder | B15 | 1203 | 2100 | 2100 | 59.8 | 62.56 | 0.01 | 2.75
2025 | MISO_MO-IL_2_MISO_IN | MISO_MO-IL | MISO_IN | Internal | Summer | B1 | 10 | 2100 | 1932.29 | 547.89 | 547.9 | 0.01 | 0
2025 | MISO_MO-IL_2_MISO_IN | MISO_MO-IL | MISO_IN | Internal | Summer | B2 | 25 | 2100 | 1683.71 | 431.15 | 431.17 | 0.01 | 0
2025 | MISO_MO-IL_2_MISO_IN | MISO_MO-IL | MISO_IN | Internal | Summer | B3 | 75 | 2100 | 0 | 135.26 | 135.24 | 0.01 | 0
2025 | MISO_MO-IL_2_MISO_IN | MISO_MO-IL | MISO_IN | Internal | Summer | B4 | 100 | 2100 | 2100 | 112.04 | 114 | 0.01 | 1.95
2025 | MISO_MO-IL_2_MISO_IN | MISO_MO-IL | MISO_IN | Internal | Summer | B5 | 200 | 2100 | 1194.93 | 108.59 | 108.6 | 0.01 | 0
2025 | MISO_MO-IL_2_MISO_IN | MISO_MO-IL | MISO_IN | Internal | Summer | B6 | 300 | 2100 | 2010.11 | 98.76 | 98.77 | 0.01 | 0
2025 | MISO_MO-IL_2_MISO_IN | MISO_MO-IL | MISO_IN | Internal | Summer | B7 | 400 | 2100 | 2902.11 | 78.89 | 81.66 | 0.01 | 2.75
2025 | MISO_MO-IL_2_MISO_IN | MISO_MO-IL | MISO_IN | Internal | Summer | B8 | 500 | 2100 | 2004.8 | 71.38 | 71.4 | 0.01 | 0
2025 | MISO_MO-IL_2_MISO_IN | MISO_MO-IL | MISO_IN | Internal | Summer | B9 | 800 | 2100 | 2101.71 | 67.1 | 69.86 | 0.01 | 2.75
2025 | MISO_MO-IL_2_MISO_IN | MISO_MO-IL | MISO_IN | Internal | Summer | B10 | 1262 | 2100 | 2100 | 59.94 | 60.42 | 0.01 | 0.47
2025 | MISO_MO-IL_2_MISO_IN | MISO_MO-IL | MISO_IN | Internal | Winter | B16 | 25 | 2100 | 4077.57 | 86.91 | 89.68 | 0.01 | 2.75
2025 | MISO_MO-IL_2_MISO_IN | MISO_MO-IL | MISO_IN | Internal | Winter | B17 | 100 | 2100 | 4468.9 | 77.48 | 80.24 | 0.01 | 2.75
2025 | MISO_MO-IL_2_MISO_IN | MISO_MO-IL | MISO_IN | Internal | Winter | B18 | 400 | 2100 | 4381.79 | 73.61 | 76.38 | 0.01 | 2.75
2025 | MISO_MO-IL_2_MISO_IN | MISO_MO-IL | MISO_IN | Internal | Winter | B19 | 700 | 2100 | 2670.9 | 71.64 | 74.4 | 0.01 | 2.75
2025 | MISO_MO-IL_2_MISO_IN | MISO_MO-IL | MISO_IN | Internal | Winter | B20 | 935 | 2100 | 2100 | 62.28 | 64.77 | 0.01 | 2.47
2025 | MISO_MO-IL_2_MISO_W | MISO_MO-IL | MISO_W | Internal | Shoulder | B11 | 25 | 960 | 0 | 83.72 | 71.94 | 0.01 | 0
2025 | MISO_MO-IL_2_MISO_W | MISO_MO-IL | MISO_W | Internal | Shoulder | B12 | 200 | 960 | 0 | 74.39 | 62.05 | 0.01 | 0
2025 | MISO_MO-IL_2_MISO_W | MISO_MO-IL | MISO_W | Internal | Shoulder | B13 | 600 | 960 | 0 | 71.37 | 58.79 | 0.01 | 0
2025 | MISO_MO-IL_2_MISO_W | MISO_MO-IL | MISO_W | Internal | Shoulder | B14 | 900 | 960 | 0 | 68.08 | 56.31 | 0.01 | 0
2025 | MISO_MO-IL_2_MISO_W | MISO_MO-IL | MISO_W | Internal | Shoulder | B15 | 1203 | 960 | 0 | 59.8 | 47.14 | 0.01 | 0
2025 | MISO_MO-IL_2_MISO_W | MISO_MO-IL | MISO_W | Internal | Summer | B1 | 10 | 960 | 0 | 547.89 | 536.46 | 0.01 | 0
2025 | MISO_MO-IL_2_MISO_W | MISO_MO-IL | MISO_W | Internal | Summer | B2 | 25 | 960 | 0 | 431.15 | 419.45 | 0.01 | 0
2025 | MISO_MO-IL_2_MISO_W | MISO_MO-IL | MISO_W | Internal | Summer | B3 | 75 | 960 | 0 | 135.26 | 123.82 | 0.01 | 0
2025 | MISO_MO-IL_2_MISO_W | MISO_MO-IL | MISO_W | Internal | Summer | B4 | 100 | 960 | 0 | 112.04 | 107.03 | 0.01 | 0
2025 | MISO_MO-IL_2_MISO_W | MISO_MO-IL | MISO_W | Internal | Summer | B5 | 200 | 960 | 0 | 108.59 | 103.35 | 0.01 | 0
2025 | MISO_MO-IL_2_MISO_W | MISO_MO-IL | MISO_W | Internal | Summer | B6 | 300 | 960 | 0 | 98.76 | 86.76 | 0.01 | 0
2025 | MISO_MO-IL_2_MISO_W | MISO_MO-IL | MISO_W | Internal | Summer | B7 | 400 | 960 | 0 | 78.89 | 66.89 | 0.01 | 0
2025 | MISO_MO-IL_2_MISO_W | MISO_MO-IL | MISO_W | Internal | Summer | B8 | 500 | 960 | 0 | 71.38 | 59.37 | 0.01 | 0
2025 | MISO_MO-IL_2_MISO_W | MISO_MO-IL | MISO_W | Internal | Summer | B9 | 800 | 960 | 0 | 67.1 | 55.4 | 0.01 | 0
2025 | MISO_MO-IL_2_MISO_W | MISO_MO-IL | MISO_W | Internal | Summer | B10 | 1262 | 960 | 0 | 59.94 | 45.01 | 0.01 | 0
2025 | MISO_MO-IL_2_MISO_W | MISO_MO-IL | MISO_W | Internal | Winter | B16 | 25 | 960 | 0 | 86.91 | 74.24 | 0.01 | 0
2025 | MISO_MO-IL_2_MISO_W | MISO_MO-IL | MISO_W | Internal | Winter | B17 | 100 | 960 | 0 | 77.48 | 64.81 | 0.01 | 0
2025 | MISO_MO-IL_2_MISO_W | MISO_MO-IL | MISO_W | Internal | Winter | B18 | 400 | 960 | 0 | 73.61 | 61.35 | 0.01 | 0
2025 | MISO_MO-IL_2_MISO_W | MISO_MO-IL | MISO_W | Internal | Winter | B19 | 700 | 960 | 0 | 71.64 | 60.63 | 0.01 | 0
2025 | MISO_MO-IL_2_MISO_W | MISO_MO-IL | MISO_W | Internal | Winter | B20 | 935 | 960 | 0 | 62.28 | 49.65 | 0.01 | 0
2025 | MISO_MO-IL_2_PJM_ROR | MISO_MO-IL | PJM_ROR | Internal | Shoulder | B11 | 25 | 1212 | 0 | 83.72 | 85.36 | 2 | 0
2025 | MISO_MO-IL_2_PJM_ROR | MISO_MO-IL | PJM_ROR | Internal | Shoulder | B12 | 200 | 1212 | 0 | 74.39 | 75.47 | 2 | 0
2025 | MISO_MO-IL_2_PJM_ROR | MISO_MO-IL | PJM_ROR | Internal | Shoulder | B13 | 600 | 1212 | 0 | 71.37 | 72.21 | 2 | 0
2025 | MISO_MO-IL_2_PJM_ROR | MISO_MO-IL | PJM_ROR | Internal | Shoulder | B14 | 900 | 1212 | 0 | 68.08 | 69.73 | 2 | 0
2025 | MISO_MO-IL_2_PJM_ROR | MISO_MO-IL | PJM_ROR | Internal | Shoulder | B15 | 1203 | 1212 | 0 | 59.8 | 60.56 | 2 | 0
2025 | MISO_MO-IL_2_PJM_ROR | MISO_MO-IL | PJM_ROR | Internal | Summer | B1 | 10 | 1212 | 869.48 | 547.89 | 549.89 | 2 | 0
2025 | MISO_MO-IL_2_PJM_ROR | MISO_MO-IL | PJM_ROR | Internal | Summer | B2 | 25 | 1212 | 0 | 431.15 | 432.88 | 2 | 0
2025 | MISO_MO-IL_2_PJM_ROR | MISO_MO-IL | PJM_ROR | Internal | Summer | B3 | 75 | 1212 | 0 | 135.26 | 137.24 | 2 | 0
2025 | MISO_MO-IL_2_PJM_ROR | MISO_MO-IL | PJM_ROR | Internal | Summer | B4 | 100 | 1212 | 0 | 112.04 | 112.68 | 2 | 0
2025 | MISO_MO-IL_2_PJM_ROR | MISO_MO-IL | PJM_ROR | Internal | Summer | B5 | 200 | 1212 | 0 | 108.59 | 109.23 | 2 | 0
2025 | MISO_MO-IL_2_PJM_ROR | MISO_MO-IL | PJM_ROR | Internal | Summer | B6 | 300 | 1212 | 0 | 98.76 | 100.07 | 2 | 0
2025 | MISO_MO-IL_2_PJM_ROR | MISO_MO-IL | PJM_ROR | Internal | Summer | B7 | 400 | 1212 | 0 | 78.89 | 80.31 | 2 | 0
2025 | MISO_MO-IL_2_PJM_ROR | MISO_MO-IL | PJM_ROR | Internal | Summer | B8 | 500 | 1212 | 0 | 71.38 | 72.79 | 2 | 0
2025 | MISO_MO-IL_2_PJM_ROR | MISO_MO-IL | PJM_ROR | Internal | Summer | B9 | 800 | 1212 | 0 | 67.1 | 68.1 | 2 | 0
2025 | MISO_MO-IL_2_PJM_ROR | MISO_MO-IL | PJM_ROR | Internal | Summer | B10 | 1262 | 1212 | 0 | 59.94 | 58.43 | 2 | 0
2025 | MISO_MO-IL_2_PJM_ROR | MISO_MO-IL | PJM_ROR | Internal | Winter | B16 | 25 | 1212 | 0 | 86.91 | 87.67 | 2 | 0
2025 | MISO_MO-IL_2_PJM_ROR | MISO_MO-IL | PJM_ROR | Internal | Winter | B17 | 100 | 1212 | 0 | 77.48 | 78.23 | 2 | 0
2025 | MISO_MO-IL_2_PJM_ROR | MISO_MO-IL | PJM_ROR | Internal | Winter | B18 | 400 | 1212 | 0 | 73.61 | 74.78 | 2 | 0
2025 | MISO_MO-IL_2_PJM_ROR | MISO_MO-IL | PJM_ROR | Internal | Winter | B19 | 700 | 1212 | 1212 | 71.64 | 74.05 | 2 | 0.41
2025 | MISO_MO-IL_2_PJM_ROR | MISO_MO-IL | PJM_ROR | Internal | Winter | B20 | 935 | 1212 | 0 | 62.28 | 63.07 | 2 | 0
2025 | MISO_MO-IL_2_TVA_Transmission | MISO_MO-IL | TVA_Transmission | Internal | Shoulder | B11 | 25 | 4000 | 1392.36 | 83.72 | 91.72 | 8 | 0
2025 | MISO_MO-IL_2_TVA_Transmission | MISO_MO-IL | TVA_Transmission | Internal | Shoulder | B12 | 200 | 4000 | 0 | 74.39 | 80.85 | 8 | 0
2025 | MISO_MO-IL_2_TVA_Transmission | MISO_MO-IL | TVA_Transmission | Internal | Shoulder | B13 | 600 | 4000 | 0 | 71.37 | 76.78 | 8 | 0
2025 | MISO_MO-IL_2_TVA_Transmission | MISO_MO-IL | TVA_Transmission | Internal | Shoulder | B14 | 900 | 4000 | 0 | 68.08 | 75.48 | 8 | 0
2025 | MISO_MO-IL_2_TVA_Transmission | MISO_MO-IL | TVA_Transmission | Internal | Shoulder | B15 | 1203 | 4000 | 1893.8 | 59.8 | 67.8 | 8 | 0
2025 | MISO_MO-IL_2_TVA_Transmission | MISO_MO-IL | TVA_Transmission | Internal | Summer | B1 | 10 | 4000 | 2445.54 | 547.89 | 555.89 | 8 | 0
2025 | MISO_MO-IL_2_TVA_Transmission | MISO_MO-IL | TVA_Transmission | Internal | Summer | B2 | 25 | 4000 | 3481.5 | 431.15 | 439.15 | 8 | 0
2025 | MISO_MO-IL_2_TVA_Transmission | MISO_MO-IL | TVA_Transmission | Internal | Summer | B3 | 75 | 4000 | 4000 | 135.26 | 143.59 | 8 | 0.34
2025 | MISO_MO-IL_2_TVA_Transmission | MISO_MO-IL | TVA_Transmission | Internal | Summer | B4 | 100 | 4000 | 1138.89 | 112.04 | 120.04 | 8 | 0
2025 | MISO_MO-IL_2_TVA_Transmission | MISO_MO-IL | TVA_Transmission | Internal | Summer | B5 | 200 | 4000 | 0 | 108.59 | 115.59 | 8 | 0
2025 | MISO_MO-IL_2_TVA_Transmission | MISO_MO-IL | TVA_Transmission | Internal | Summer | B6 | 300 | 4000 | 0 | 98.76 | 106.07 | 8 | 0
2025 | MISO_MO-IL_2_TVA_Transmission | MISO_MO-IL | TVA_Transmission | Internal | Summer | B7 | 400 | 4000 | 0 | 78.89 | 86.31 | 8 | 0
2025 | MISO_MO-IL_2_TVA_Transmission | MISO_MO-IL | TVA_Transmission | Internal | Summer | B8 | 500 | 4000 | 0 | 71.38 | 78.23 | 8 | 0
2025 | MISO_MO-IL_2_TVA_Transmission | MISO_MO-IL | TVA_Transmission | Internal | Summer | B9 | 800 | 4000 | 0 | 67.1 | 73.99 | 8 | 0
2025 | MISO_MO-IL_2_TVA_Transmission | MISO_MO-IL | TVA_Transmission | Internal | Summer | B10 | 1262 | 4000 | 0 | 59.94 | 64.43 | 8 | 0
2025 | MISO_MO-IL_2_TVA_Transmission | MISO_MO-IL | TVA_Transmission | Internal | Winter | B16 | 25 | 4000 | 1016.65 | 86.91 | 94.91 | 8 | 0
2025 | MISO_MO-IL_2_TVA_Transmission | MISO_MO-IL | TVA_Transmission | Internal | Winter | B17 | 100 | 4000 | 0 | 77.48 | 84.23 | 8 | 0
2025 | MISO_MO-IL_2_TVA_Transmission | MISO_MO-IL | TVA_Transmission | Internal | Winter | B18 | 400 | 4000 | 0 | 73.61 | 79.52 | 8 | 0
2025 | MISO_MO-IL_2_TVA_Transmission | MISO_MO-IL | TVA_Transmission | Internal | Winter | B19 | 700 | 4000 | 0 | 71.64 | 78.89 | 8 | 0
2025 | MISO_MO-IL_2_TVA_Transmission | MISO_MO-IL | TVA_Transmission | Internal | Winter | B20 | 935 | 4000 | 213.58 | 62.28 | 70.28 | 8 | 0
2025 | MISO_W_2_IESO | MISO_W | IESO | Internal | Shoulder | B11 | 25 | 90 | 0 | 71.94 | 46.07 | 8 | 0
2025 | MISO_W_2_IESO | MISO_W | IESO | Internal | Shoulder | B12 | 200 | 90 | 0 | 62.05 | 43.18 | 8 | 0
2025 | MISO_W_2_IESO | MISO_W | IESO | Internal | Shoulder | B13 | 600 | 90 | 0 | 58.79 | 43.18 | 8 | 0
2025 | MISO_W_2_IESO | MISO_W | IESO | Internal | Shoulder | B14 | 900 | 90 | 0 | 56.31 | 43.18 | 8 | 0
2025 | MISO_W_2_IESO | MISO_W | IESO | Internal | Shoulder | B15 | 1203 | 90 | 0 | 47.14 | 43.18 | 8 | 0
2025 | MISO_W_2_IESO | MISO_W | IESO | Internal | Summer | B1 | 10 | 90 | 0 | 536.46 | 529.46 | 8 | 0
2025 | MISO_W_2_IESO | MISO_W | IESO | Internal | Summer | B2 | 25 | 90 | 0 | 419.45 | 392.7 | 8 | 0
2025 | MISO_W_2_IESO | MISO_W | IESO | Internal | Summer | B3 | 75 | 90 | 0 | 123.82 | 94.83 | 8 | 0
2025 | MISO_W_2_IESO | MISO_W | IESO | Internal | Summer | B4 | 100 | 90 | 0 | 107.03 | 73.59 | 8 | 0
2025 | MISO_W_2_IESO | MISO_W | IESO | Internal | Summer | B5 | 200 | 90 | 0 | 103.35 | 68.19 | 8 | 0
2025 | MISO_W_2_IESO | MISO_W | IESO | Internal | Summer | B6 | 300 | 90 | 0 | 86.76 | 58.36 | 8 | 0
2025 | MISO_W_2_IESO | MISO_W | IESO | Internal | Summer | B7 | 400 | 90 | 0 | 66.89 | 41.93 | 8 | 0
2025 | MISO_W_2_IESO | MISO_W | IESO | Internal | Summer | B8 | 500 | 90 | 0 | 59.37 | 31.67 | 8 | 0
2025 | MISO_W_2_IESO | MISO_W | IESO | Internal | Summer | B9 | 800 | 90 | 0 | 55.4 | 31.67 | 8 | 0
2025 | MISO_W_2_IESO | MISO_W | IESO | Internal | Summer | B10 | 1262 | 90 | 0 | 45.01 | 31.67 | 8 | 0
2025 | MISO_W_2_IESO | MISO_W | IESO | Internal | Winter | B16 | 25 | 90 | 0 | 74.24 | 53.61 | 8 | 0
2025 | MISO_W_2_IESO | MISO_W | IESO | Internal | Winter | B17 | 100 | 90 | 0 | 64.81 | 53.61 | 8 | 0
2025 | MISO_W_2_IESO | MISO_W | IESO | Internal | Winter | B18 | 400 | 90 | 0 | 61.35 | 53.61 | 8 | 0
2025 | MISO_W_2_IESO | MISO_W | IESO | Internal | Winter | B19 | 700 | 90 | 0 | 60.63 | 53.61 | 8 | 0
2025 | MISO_W_2_IESO | MISO_W | IESO | Internal | Winter | B20 | 935 | 90 | 0 | 49.65 | 53.61 | 8 | 0
2025 | MISO_W_2_MAPP_CA | MISO_W | MAPP_CA | Internal | Shoulder | B11 | 25 | 700 | 0 | 71.94 | 57.37 | 0.01 | 0
2025 | MISO_W_2_MAPP_CA | MISO_W | MAPP_CA | Internal | Shoulder | B12 | 200 | 700 | 0 | 62.05 | 60.26 | 0.01 | 0
2025 | MISO_W_2_MAPP_CA | MISO_W | MAPP_CA | Internal | Shoulder | B13 | 600 | 700 | 0 | 58.79 | 56.3 | 0.01 | 0
2025 | MISO_W_2_MAPP_CA | MISO_W | MAPP_CA | Internal | Shoulder | B14 | 900 | 700 | 0 | 56.31 | 56.3 | 0.01 | 0
2025 | MISO_W_2_MAPP_CA | MISO_W | MAPP_CA | Internal | Shoulder | B15 | 1203 | 700 | 700 | 47.14 | 56.3 | 0.01 | 9.15
2025 | MISO_W_2_MAPP_CA | MISO_W | MAPP_CA | Internal | Summer | B1 | 10 | 700 | 0 | 536.46 | 521.89 | 0.01 | 0
2025 | MISO_W_2_MAPP_CA | MISO_W | MAPP_CA | Internal | Summer | B2 | 25 | 700 | 0 | 419.45 | 404.88 | 0.01 | 0
2025 | MISO_W_2_MAPP_CA | MISO_W | MAPP_CA | Internal | Summer | B3 | 75 | 700 | 0 | 123.82 | 109.25 | 0.01 | 0
2025 | MISO_W_2_MAPP_CA | MISO_W | MAPP_CA | Internal | Summer | B4 | 100 | 700 | 0 | 107.03 | 92.45 | 0.01 | 0
2025 | MISO_W_2_MAPP_CA | MISO_W | MAPP_CA | Internal | Summer | B5 | 200 | 700 | 0 | 103.35 | 88.78 | 0.01 | 0
2025 | MISO_W_2_MAPP_CA | MISO_W | MAPP_CA | Internal | Summer | B6 | 300 | 700 | 0 | 86.76 | 72.19 | 0.01 | 0
2025 | MISO_W_2_MAPP_CA | MISO_W | MAPP_CA | Internal | Summer | B7 | 400 | 700 | 0 | 66.89 | 56.74 | 0.01 | 0
2025 | MISO_W_2_MAPP_CA | MISO_W | MAPP_CA | Internal | Summer | B8 | 500 | 700 | 0 | 59.37 | 55.39 | 0.01 | 0
2025 | MISO_W_2_MAPP_CA | MISO_W | MAPP_CA | Internal | Summer | B9 | 800 | 700 | 0 | 55.4 | 55.39 | 0.01 | 0
2025 | MISO_W_2_MAPP_CA | MISO_W | MAPP_CA | Internal | Summer | B10 | 1262 | 700 | 700 | 45.01 | 55.39 | 0.01 | 10.36
2025 | MISO_W_2_MAPP_CA | MISO_W | MAPP_CA | Internal | Winter | B16 | 25 | 700 | 0 | 74.24 | 63.18 | 0.01 | 0
2025 | MISO_W_2_MAPP_CA | MISO_W | MAPP_CA | Internal | Winter | B17 | 100 | 700 | 0 | 64.81 | 64.8 | 0.01 | 0
2025 | MISO_W_2_MAPP_CA | MISO_W | MAPP_CA | Internal | Winter | B18 | 400 | 700 | 0 | 61.35 | 61.34 | 0.01 | 0
2025 | MISO_W_2_MAPP_CA | MISO_W | MAPP_CA | Internal | Winter | B19 | 700 | 700 | 0 | 60.63 | 60.61 | 0.01 | 0
2025 | MISO_W_2_MAPP_CA | MISO_W | MAPP_CA | Internal | Winter | B20 | 935 | 700 | 700 | 49.65 | 60.61 | 0.01 | 10.96
2025 | MISO_W_2_MISO_MO-IL | MISO_W | MISO_MO-IL | Internal | Shoulder | B11 | 25 | 3800 | 3800 | 71.94 | 83.72 | 0.01 | 11.77
2025 | MISO_W_2_MISO_MO-IL | MISO_W | MISO_MO-IL | Internal | Shoulder | B12 | 200 | 3800 | 3800 | 62.05 | 74.39 | 0.01 | 12.33
2025 | MISO_W_2_MISO_MO-IL | MISO_W | MISO_MO-IL | Internal | Shoulder | B13 | 600 | 3800 | 3800 | 58.79 | 71.37 | 0.01 | 12.57
2025 | MISO_W_2_MISO_MO-IL | MISO_W | MISO_MO-IL | Internal | Shoulder | B14 | 900 | 3800 | 3800 | 56.31 | 68.08 | 0.01 | 11.76
2025 | MISO_W_2_MISO_MO-IL | MISO_W | MISO_MO-IL | Internal | Shoulder | B15 | 1203 | 3800 | 3800 | 47.14 | 59.8 | 0.01 | 12.65
2025 | MISO_W_2_MISO_MO-IL | MISO_W | MISO_MO-IL | Internal | Summer | B1 | 10 | 3800 | 3800 | 536.46 | 547.89 | 0.01 | 11.41
2025 | MISO_W_2_MISO_MO-IL | MISO_W | MISO_MO-IL | Internal | Summer | B2 | 25 | 3800 | 3800 | 419.45 | 431.15 | 0.01 | 11.69
2025 | MISO_W_2_MISO_MO-IL | MISO_W | MISO_MO-IL | Internal | Summer | B3 | 75 | 3800 | 3800 | 123.82 | 135.26 | 0.01 | 11.42
2025 | MISO_W_2_MISO_MO-IL | MISO_W | MISO_MO-IL | Internal | Summer | B4 | 100 | 3800 | 3800 | 107.03 | 112.04 | 0.01 | 5
2025 | MISO_W_2_MISO_MO-IL | MISO_W | MISO_MO-IL | Internal | Summer | B5 | 200 | 3800 | 3800 | 103.35 | 108.59 | 0.01 | 5.23
2025 | MISO_W_2_MISO_MO-IL | MISO_W | MISO_MO-IL | Internal | Summer | B6 | 300 | 3800 | 3800 | 86.76 | 98.76 | 0.01 | 11.99
2025 | MISO_W_2_MISO_MO-IL | MISO_W | MISO_MO-IL | Internal | Summer | B7 | 400 | 3800 | 3800 | 66.89 | 78.89 | 0.01 | 11.99
2025 | MISO_W_2_MISO_MO-IL | MISO_W | MISO_MO-IL | Internal | Summer | B8 | 500 | 3800 | 3800 | 59.37 | 71.38 | 0.01 | 12
2025 | MISO_W_2_MISO_MO-IL | MISO_W | MISO_MO-IL | Internal | Summer | B9 | 800 | 3800 | 3800 | 55.4 | 67.1 | 0.01 | 11.68
2025 | MISO_W_2_MISO_MO-IL | MISO_W | MISO_MO-IL | Internal | Summer | B10 | 1262 | 3800 | 3800 | 45.01 | 59.94 | 0.01 | 14.92
2025 | MISO_W_2_MISO_MO-IL | MISO_W | MISO_MO-IL | Internal | Winter | B16 | 25 | 3800 | 3800 | 74.24 | 86.91 | 0.01 | 12.66
2025 | MISO_W_2_MISO_MO-IL | MISO_W | MISO_MO-IL | Internal | Winter | B17 | 100 | 3800 | 3800 | 64.81 | 77.48 | 0.01 | 12.66
2025 | MISO_W_2_MISO_MO-IL | MISO_W | MISO_MO-IL | Internal | Winter | B18 | 400 | 3800 | 3800 | 61.35 | 73.61 | 0.01 | 12.24
2025 | MISO_W_2_MISO_MO-IL | MISO_W | MISO_MO-IL | Internal | Winter | B19 | 700 | 3800 | 3800 | 60.63 | 71.64 | 0.01 | 11
2025 | MISO_W_2_MISO_MO-IL | MISO_W | MISO_MO-IL | Internal | Winter | B20 | 935 | 3800 | 3800 | 49.65 | 62.28 | 0.01 | 12.63
2025 | MISO_W_2_MISO_WUMS | MISO_W | MISO_WUMS | Internal | Shoulder | B11 | 25 | 1629 | 1629 | 71.94 | 81.25 | 0.01 | 9.3
2025 | MISO_W_2_MISO_WUMS | MISO_W | MISO_WUMS | Internal | Shoulder | B12 | 200 | 1629 | 1629 | 62.05 | 72.63 | 0.01 | 10.57
2025 | MISO_W_2_MISO_WUMS | MISO_W | MISO_WUMS | Internal | Shoulder | B13 | 600 | 1629 | 1629 | 58.79 | 69.59 | 0.01 | 10.79
2025 | MISO_W_2_MISO_WUMS | MISO_W | MISO_WUMS | Internal | Shoulder | B14 | 900 | 1629 | 1629 | 56.31 | 67.38 | 0.01 | 11.06
2025 | MISO_W_2_MISO_WUMS | MISO_W | MISO_WUMS | Internal | Shoulder | B15 | 1203 | 1629 | 1629 | 47.14 | 58.71 | 0.01 | 11.56
2025 | MISO_W_2_MISO_WUMS | MISO_W | MISO_WUMS | Internal | Summer | B1 | 10 | 1629 | 1629 | 536.46 | 542.66 | 0.01 | 6.18
2025 | MISO_W_2_MISO_WUMS | MISO_W | MISO_WUMS | Internal | Summer | B2 | 25 | 1629 | 1629 | 419.45 | 425.93 | 0.01 | 6.46
2025 | MISO_W_2_MISO_WUMS | MISO_W | MISO_WUMS | Internal | Summer | B3 | 75 | 1629 | 1629 | 123.82 | 130.01 | 0.01 | 6.17
2025 | MISO_W_2_MISO_WUMS | MISO_W | MISO_WUMS | Internal | Summer | B4 | 100 | 1629 | 1629 | 107.03 | 108.76 | 0.01 | 1.73
2025 | MISO_W_2_MISO_WUMS | MISO_W | MISO_WUMS | Internal | Summer | B5 | 200 | 1629 | 1168.96 | 103.35 | 103.36 | 0.01 | 0
2025 | MISO_W_2_MISO_WUMS | MISO_W | MISO_WUMS | Internal | Summer | B6 | 300 | 1629 | 1629 | 86.76 | 93.54 | 0.01 | 6.76
2025 | MISO_W_2_MISO_WUMS | MISO_W | MISO_WUMS | Internal | Summer | B7 | 400 | 1629 | 1629 | 66.89 | 77.11 | 0.01 | 10.21
2025 | MISO_W_2_MISO_WUMS | MISO_W | MISO_WUMS | Internal | Summer | B8 | 500 | 1629 | 1629 | 59.37 | 66.85 | 0.01 | 7.46
2025 | MISO_W_2_MISO_WUMS | MISO_W | MISO_WUMS | Internal | Summer | B9 | 800 | 1629 | 1629 | 55.4 | 65.94 | 0.01 | 10.53
2025 | MISO_W_2_MISO_WUMS | MISO_W | MISO_WUMS | Internal | Summer | B10 | 1262 | 1629 | 1629 | 45.01 | 57.49 | 0.01 | 12.47
2025 | MISO_W_2_MISO_WUMS | MISO_W | MISO_WUMS | Internal | Winter | B16 | 25 | 1629 | 1629 | 74.24 | 85.67 | 0.01 | 11.41
2025 | MISO_W_2_MISO_WUMS | MISO_W | MISO_WUMS | Internal | Winter | B17 | 100 | 1629 | 1629 | 64.81 | 76.19 | 0.01 | 11.37
2025 | MISO_W_2_MISO_WUMS | MISO_W | MISO_WUMS | Internal | Winter | B18 | 400 | 1629 | 1629 | 61.35 | 71.83 | 0.01 | 10.46
2025 | MISO_W_2_MISO_WUMS | MISO_W | MISO_WUMS | Internal | Winter | B19 | 700 | 1629 | 1629 | 60.63 | 70.5 | 0.01 | 9.86
2025 | MISO_W_2_MISO_WUMS | MISO_W | MISO_WUMS | Internal | Winter | B20 | 935 | 1629 | 1629 | 49.65 | 61.07 | 0.01 | 11.41
2025 | MISO_W_2_PJM_ROR | MISO_W | PJM_ROR | Internal | Shoulder | B11 | 25 | 773 | 5448.93 | 71.94 | 85.36 | 2 | 11.42
2025 | MISO_W_2_PJM_ROR | MISO_W | PJM_ROR | Internal | Shoulder | B12 | 200 | 773 | 8070.54 | 62.05 | 75.47 | 2 | 11.42
2025 | MISO_W_2_PJM_ROR | MISO_W | PJM_ROR | Internal | Shoulder | B13 | 600 | 773 | 7868.27 | 58.79 | 72.21 | 2 | 11.42
2025 | MISO_W_2_PJM_ROR | MISO_W | PJM_ROR | Internal | Shoulder | B14 | 900 | 773 | 9696.23 | 56.31 | 69.73 | 2 | 11.42
2025 | MISO_W_2_PJM_ROR | MISO_W | PJM_ROR | Internal | Shoulder | B15 | 1203 | 773 | 10274.44 | 47.14 | 60.56 | 2 | 11.42
2025 | MISO_W_2_PJM_ROR | MISO_W | PJM_ROR | Internal | Summer | B1 | 10 | 773 | 14275.8 | 536.46 | 549.89 | 2 | 11.42
2025 | MISO_W_2_PJM_ROR | MISO_W | PJM_ROR | Internal | Summer | B2 | 25 | 773 | 13901.51 | 419.45 | 432.88 | 2 | 11.42
2025 | MISO_W_2_PJM_ROR | MISO_W | PJM_ROR | Internal | Summer | B3 | 75 | 773 | 5605.08 | 123.82 | 137.24 | 2 | 11.42
2025 | MISO_W_2_PJM_ROR | MISO_W | PJM_ROR | Internal | Summer | B4 | 100 | 773 | 773 | 107.03 | 112.68 | 2 | 3.65
2025 | MISO_W_2_PJM_ROR | MISO_W | PJM_ROR | Internal | Summer | B5 | 200 | 773 | 773 | 103.35 | 109.23 | 2 | 3.88
2025 | MISO_W_2_PJM_ROR | MISO_W | PJM_ROR | Internal | Summer | B6 | 300 | 773 | 773 | 86.76 | 100.07 | 2 | 11.31
2025 | MISO_W_2_PJM_ROR | MISO_W | PJM_ROR | Internal | Summer | B7 | 400 | 773 | 825.25 | 66.89 | 80.31 | 2 | 11.42
2025 | MISO_W_2_PJM_ROR | MISO_W | PJM_ROR | Internal | Summer | B8 | 500 | 773 | 803.37 | 59.37 | 72.79 | 2 | 11.42
2025 | MISO_W_2_PJM_ROR | MISO_W | PJM_ROR | Internal | Summer | B9 | 800 | 773 | 773 | 55.4 | 68.1 | 2 | 10.7
2025 | MISO_W_2_PJM_ROR | MISO_W | PJM_ROR | Internal | Summer | B10 | 1262 | 773 | 7017.77 | 45.01 | 58.43 | 2 | 11.42
2025 | MISO_W_2_PJM_ROR | MISO_W | PJM_ROR | Internal | Winter | B16 | 25 | 773 | 24185.31 | 74.24 | 87.67 | 2 | 11.42
2025 | MISO_W_2_PJM_ROR | MISO_W | PJM_ROR | Internal | Winter | B17 | 100 | 773 | 20449.36 | 64.81 | 78.23 | 2 | 11.42
2025 | MISO_W_2_PJM_ROR | MISO_W | PJM_ROR | Internal | Winter | B18 | 400 | 773 | 9951.46 | 61.35 | 74.78 | 2 | 11.42
2025 | MISO_W_2_PJM_ROR | MISO_W | PJM_ROR | Internal | Winter | B19 | 700 | 773 | 7692.51 | 60.63 | 74.05 | 2 | 11.42
2025 | MISO_W_2_PJM_ROR | MISO_W | PJM_ROR | Internal | Winter | B20 | 935 | 773 | 11690.28 | 49.65 | 63.07 | 2 | 11.42
2025 | MISO_W_2_SPP_N | MISO_W | SPP_N | Internal | Shoulder | B11 | 25 | 3200 | 0 | 71.94 | 71.86 | 7 | 0
2025 | MISO_W_2_SPP_N | MISO_W | SPP_N | Internal | Shoulder | B12 | 200 | 3200 | 0 | 62.05 | 60.19 | 7 | 0
2025 | MISO_W_2_SPP_N | MISO_W | SPP_N | Internal | Shoulder | B13 | 600 | 3200 | 0 | 58.79 | 51.16 | 7 | 0
2025 | MISO_W_2_SPP_N | MISO_W | SPP_N | Internal | Shoulder | B14 | 900 | 3200 | 0 | 56.31 | 45.87 | 7 | 0
2025 | MISO_W_2_SPP_N | MISO_W | SPP_N | Internal | Shoulder | B15 | 1203 | 3200 | 0 | 47.14 | 36.7 | 7 | 0
2025 | MISO_W_2_SPP_N | MISO_W | SPP_N | Internal | Summer | B1 | 10 | 3200 | 0 | 536.46 | 522.63 | 7 | 0
2025 | MISO_W_2_SPP_N | MISO_W | SPP_N | Internal | Summer | B2 | 25 | 3200 | 0 | 419.45 | 409.01 | 7 | 0
2025 | MISO_W_2_SPP_N | MISO_W | SPP_N | Internal | Summer | B3 | 75 | 3200 | 0 | 123.82 | 118.83 | 7 | 0
2025 | MISO_W_2_SPP_N | MISO_W | SPP_N | Internal | Summer | B4 | 100 | 3200 | 0 | 107.03 | 107.04 | 7 | 0
2025 | MISO_W_2_SPP_N | MISO_W | SPP_N | Internal | Summer | B5 | 200 | 3200 | 0 | 103.35 | 103.59 | 7 | 0
2025 | MISO_W_2_SPP_N | MISO_W | SPP_N | Internal | Summer | B6 | 300 | 3200 | 269.05 | 86.76 | 93.76 | 7 | 0
2025 | MISO_W_2_SPP_N | MISO_W | SPP_N | Internal | Summer | B7 | 400 | 3200 | 153.94 | 66.89 | 73.89 | 7 | 0
2025 | MISO_W_2_SPP_N | MISO_W | SPP_N | Internal | Summer | B8 | 500 | 3200 | 3889.32 | 59.37 | 66.38 | 7 | 0.01
2025 | MISO_W_2_SPP_N | MISO_W | SPP_N | Internal | Summer | B9 | 800 | 3200 | 1927.18 | 55.4 | 62.4 | 7 | 0
2025 | MISO_W_2_SPP_N | MISO_W | SPP_N | Internal | Summer | B10 | 1262 | 3200 | 0 | 45.01 | 43.16 | 7 | 0
2025 | MISO_W_2_SPP_N | MISO_W | SPP_N | Internal | Winter | B16 | 25 | 3200 | 0 | 74.24 | 63.87 | 7 | 0
2025 | MISO_W_2_SPP_N | MISO_W | SPP_N | Internal | Winter | B17 | 100 | 3200 | 0 | 64.81 | 54.37 | 7 | 0
2025 | MISO_W_2_SPP_N | MISO_W | SPP_N | Internal | Winter | B18 | 400 | 3200 | 0 | 61.35 | 56.35 | 7 | 0
2025 | MISO_W_2_SPP_N | MISO_W | SPP_N | Internal | Winter | B19 | 700 | 3200 | 0 | 60.63 | 50.18 | 7 | 0
2025 | MISO_W_2_SPP_N | MISO_W | SPP_N | Internal | Winter | B20 | 935 | 3200 | 0 | 49.65 | 39.2 | 7 | 0
2025 | MISO_WUMS_2_MISO_MI | MISO_WUMS | MISO_MI | Internal | Shoulder | B11 | 25 | 99 | 505.03 | 81.25 | 85.79 | 0.01 | 4.53
2025 | MISO_WUMS_2_MISO_MI | MISO_WUMS | MISO_MI | Internal | Shoulder | B12 | 200 | 99 | 534.69 | 72.63 | 77.17 | 0.01 | 4.53
2025 | MISO_WUMS_2_MISO_MI | MISO_WUMS | MISO_MI | Internal | Shoulder | B13 | 600 | 99 | 587.29 | 69.59 | 74.13 | 0.01 | 4.53
2025 | MISO_WUMS_2_MISO_MI | MISO_WUMS | MISO_MI | Internal | Shoulder | B14 | 900 | 99 | 99 | 67.38 | 70.86 | 0.01 | 3.47
2025 | MISO_WUMS_2_MISO_MI | MISO_WUMS | MISO_MI | Internal | Shoulder | B15 | 1203 | 99 | 99 | 58.71 | 62.56 | 0.01 | 3.84
2025 | MISO_WUMS_2_MISO_MI | MISO_WUMS | MISO_MI | Internal | Summer | B1 | 10 | 99 | 2583.72 | 542.66 | 547.2 | 0.01 | 4.53
2025 | MISO_WUMS_2_MISO_MI | MISO_WUMS | MISO_MI | Internal | Summer | B2 | 25 | 99 | 2212.79 | 425.93 | 430.47 | 0.01 | 4.53
2025 | MISO_WUMS_2_MISO_MI | MISO_WUMS | MISO_MI | Internal | Summer | B3 | 75 | 99 | 2289.8 | 130.01 | 134.54 | 0.01 | 4.53
2025 | MISO_WUMS_2_MISO_MI | MISO_WUMS | MISO_MI | Internal | Summer | B4 | 100 | 99 | 279.76 | 108.76 | 113.3 | 0.01 | 4.53
2025 | MISO_WUMS_2_MISO_MI | MISO_WUMS | MISO_MI | Internal | Summer | B5 | 200 | 99 | 347.42 | 103.36 | 107.9 | 0.01 | 4.53
2025 | MISO_WUMS_2_MISO_MI | MISO_WUMS | MISO_MI | Internal | Summer | B6 | 300 | 99 | 1302.27 | 93.54 | 98.07 | 0.01 | 4.53
2025 | MISO_WUMS_2_MISO_MI | MISO_WUMS | MISO_MI | Internal | Summer | B7 | 400 | 99 | 681.97 | 77.11 | 81.65 | 0.01 | 4.53
2025 | MISO_WUMS_2_MISO_MI | MISO_WUMS | MISO_MI | Internal | Summer | B8 | 500 | 99 | 894.79 | 66.85 | 71.38 | 0.01 | 4.53
2025 | MISO_WUMS_2_MISO_MI | MISO_WUMS | MISO_MI | Internal | Summer | B9 | 800 | 99 | 99 | 65.94 | 69.85 | 0.01 | 3.9
2025 | MISO_WUMS_2_MISO_MI | MISO_WUMS | MISO_MI | Internal | Summer | B10 | 1262 | 99 | 99 | 57.49 | 60.43 | 0.01 | 2.93
2025 | MISO_WUMS_2_MISO_MI | MISO_WUMS | MISO_MI | Internal | Winter | B16 | 25 | 99 | 99 | 85.67 | 88.98 | 0.01 | 3.3
2025 | MISO_WUMS_2_MISO_MI | MISO_WUMS | MISO_MI | Internal | Winter | B17 | 100 | 99 | 99 | 76.19 | 80.23 | 0.01 | 4.03
2025 | MISO_WUMS_2_MISO_MI | MISO_WUMS | MISO_MI | Internal | Winter | B18 | 400 | 99 | 133.79 | 71.83 | 76.36 | 0.01 | 4.53
2025 | MISO_WUMS_2_MISO_MI | MISO_WUMS | MISO_MI | Internal | Winter | B19 | 700 | 99 | 99 | 70.5 | 74.39 | 0.01 | 3.88
2025 | MISO_WUMS_2_MISO_MI | MISO_WUMS | MISO_MI | Internal | Winter | B20 | 935 | 99 | 99 | 61.07 | 64.76 | 0.01 | 3.68
2025 | MISO_WUMS_2_MISO_W | MISO_WUMS | MISO_W | Internal | Shoulder | B11 | 25 | 1137 | 0 | 81.25 | 71.94 | 0.01 | 0
2025 | MISO_WUMS_2_MISO_W | MISO_WUMS | MISO_W | Internal | Shoulder | B12 | 200 | 1137 | 0 | 72.63 | 62.05 | 0.01 | 0
2025 | MISO_WUMS_2_MISO_W | MISO_WUMS | MISO_W | Internal | Shoulder | B13 | 600 | 1137 | 0 | 69.59 | 58.79 | 0.01 | 0
2025 | MISO_WUMS_2_MISO_W | MISO_WUMS | MISO_W | Internal | Shoulder | B14 | 900 | 1137 | 0 | 67.38 | 56.31 | 0.01 | 0
2025 | MISO_WUMS_2_MISO_W | MISO_WUMS | MISO_W | Internal | Shoulder | B15 | 1203 | 1137 | 0 | 58.71 | 47.14 | 0.01 | 0
2025 | MISO_WUMS_2_MISO_W | MISO_WUMS | MISO_W | Internal | Summer | B1 | 10 | 1137 | 0 | 542.66 | 536.46 | 0.01 | 0
2025 | MISO_WUMS_2_MISO_W | MISO_WUMS | MISO_W | Internal | Summer | B2 | 25 | 1137 | 0 | 425.93 | 419.45 | 0.01 | 0
2025 | MISO_WUMS_2_MISO_W | MISO_WUMS | MISO_W | Internal | Summer | B3 | 75 | 1137 | 0 | 130.01 | 123.82 | 0.01 | 0
2025 | MISO_WUMS_2_MISO_W | MISO_WUMS | MISO_W | Internal | Summer | B4 | 100 | 1137 | 0 | 108.76 | 107.03 | 0.01 | 0
2025 | MISO_WUMS_2_MISO_W | MISO_WUMS | MISO_W | Internal | Summer | B5 | 200 | 1137 | 0 | 103.36 | 103.35 | 0.01 | 0
2025 | MISO_WUMS_2_MISO_W | MISO_WUMS | MISO_W | Internal | Summer | B6 | 300 | 1137 | 0 | 93.54 | 86.76 | 0.01 | 0
2025 | MISO_WUMS_2_MISO_W | MISO_WUMS | MISO_W | Internal | Summer | B7 | 400 | 1137 | 0 | 77.11 | 66.89 | 0.01 | 0
2025 | MISO_WUMS_2_MISO_W | MISO_WUMS | MISO_W | Internal | Summer | B8 | 500 | 1137 | 0 | 66.85 | 59.37 | 0.01 | 0
2025 | MISO_WUMS_2_MISO_W | MISO_WUMS | MISO_W | Internal | Summer | B9 | 800 | 1137 | 0 | 65.94 | 55.4 | 0.01 | 0
2025 | MISO_WUMS_2_MISO_W | MISO_WUMS | MISO_W | Internal | Summer | B10 | 1262 | 1137 | 0 | 57.49 | 45.01 | 0.01 | 0
2025 | MISO_WUMS_2_MISO_W | MISO_WUMS | MISO_W | Internal | Winter | B16 | 25 | 1137 | 0 | 85.67 | 74.24 | 0.01 | 0
2025 | MISO_WUMS_2_MISO_W | MISO_WUMS | MISO_W | Internal | Winter | B17 | 100 | 1137 | 0 | 76.19 | 64.81 | 0.01 | 0
2025 | MISO_WUMS_2_MISO_W | MISO_WUMS | MISO_W | Internal | Winter | B18 | 400 | 1137 | 0 | 71.83 | 61.35 | 0.01 | 0
2025 | MISO_WUMS_2_MISO_W | MISO_WUMS | MISO_W | Internal | Winter | B19 | 700 | 1137 | 0 | 70.5 | 60.63 | 0.01 | 0
2025 | MISO_WUMS_2_MISO_W | MISO_WUMS | MISO_W | Internal | Winter | B20 | 935 | 1137 | 0 | 61.07 | 49.65 | 0.01 | 0
2025 | MISO_WUMS_2_PJM_ROR | MISO_WUMS | PJM_ROR | Internal | Shoulder | B11 | 25 | 1600 | 1600 | 81.25 | 85.36 | 2 | 2.11
2025 | MISO_WUMS_2_PJM_ROR | MISO_WUMS | PJM_ROR | Internal | Shoulder | B12 | 200 | 1600 | 1600 | 72.63 | 75.47 | 2 | 0.84
2025 | MISO_WUMS_2_PJM_ROR | MISO_WUMS | PJM_ROR | Internal | Shoulder | B13 | 600 | 1600 | 1600 | 69.59 | 72.21 | 2 | 0.62
2025 | MISO_WUMS_2_PJM_ROR | MISO_WUMS | PJM_ROR | Internal | Shoulder | B14 | 900 | 1600 | 1600 | 67.38 | 69.73 | 2 | 0.35
2025 | MISO_WUMS_2_PJM_ROR | MISO_WUMS | PJM_ROR | Internal | Shoulder | B15 | 1203 | 1600 | 0 | 58.71 | 60.56 | 2 | 0
2025 | MISO_WUMS_2_PJM_ROR | MISO_WUMS | PJM_ROR | Internal | Summer | B1 | 10 | 1600 | 1600 | 542.66 | 549.89 | 2 | 5.23
2025 | MISO_WUMS_2_PJM_ROR | MISO_WUMS | PJM_ROR | Internal | Summer | B2 | 25 | 1600 | 1600 | 425.93 | 432.88 | 2 | 4.95
2025 | MISO_WUMS_2_PJM_ROR | MISO_WUMS | PJM_ROR | Internal | Summer | B3 | 75 | 1600 | 1600 | 130.01 | 137.24 | 2 | 5.24
2025 | MISO_WUMS_2_PJM_ROR | MISO_WUMS | PJM_ROR | Internal | Summer | B4 | 100 | 1600 | 1600 | 108.76 | 112.68 | 2 | 1.91
2025 | MISO_WUMS_2_PJM_ROR | MISO_WUMS | PJM_ROR | Internal | Summer | B5 | 200 | 1600 | 1600 | 103.36 | 109.23 | 2 | 3.87
2025 | MISO_WUMS_2_PJM_ROR | MISO_WUMS | PJM_ROR | Internal | Summer | B6 | 300 | 1600 | 1600 | 93.54 | 100.07 | 2 | 4.54
2025 | MISO_WUMS_2_PJM_ROR | MISO_WUMS | PJM_ROR | Internal | Summer | B7 | 400 | 1600 | 1600 | 77.11 | 80.31 | 2 | 1.21
2025 | MISO_WUMS_2_PJM_ROR | MISO_WUMS | PJM_ROR | Internal | Summer | B8 | 500 | 1600 | 1600 | 66.85 | 72.79 | 2 | 3.95
2025 | MISO_WUMS_2_PJM_ROR | MISO_WUMS | PJM_ROR | Internal | Summer | B9 | 800 | 1600 | 1600 | 65.94 | 68.1 | 2 | 0.16
2025 | MISO_WUMS_2_PJM_ROR | MISO_WUMS | PJM_ROR | Internal | Summer | B10 | 1262 | 1600 | 0 | 57.49 | 58.43 | 2 | 0
2025 | MISO_WUMS_2_PJM_ROR | MISO_WUMS | PJM_ROR | Internal | Winter | B16 | 25 | 1600 | 1543.8 | 85.67 | 87.67 | 2 | 0
2025 | MISO_WUMS_2_PJM_ROR | MISO_WUMS | PJM_ROR | Internal | Winter | B17 | 100 | 1600 | 1600 | 76.19 | 78.23 | 2 | 0.04
2025 | MISO_WUMS_2_PJM_ROR | MISO_WUMS | PJM_ROR | Internal | Winter | B18 | 400 | 1600 | 1600 | 71.83 | 74.78 | 2 | 0.95
2025 | MISO_WUMS_2_PJM_ROR | MISO_WUMS | PJM_ROR | Internal | Winter | B19 | 700 | 1600 | 1600 | 70.5 | 74.05 | 2 | 1.55
2025 | MISO_WUMS_2_PJM_ROR | MISO_WUMS | PJM_ROR | Internal | Winter | B20 | 935 | 1600 | 170.67 | 61.07 | 63.07 | 2 | 0
2025 | NE_2_MAPP_US | NE | MAPP_US | Internal | Shoulder | B11 | 25 | 1600 | 0 | 71.85 | 64.94 | 5 | 0
2025 | NE_2_MAPP_US | NE | MAPP_US | Internal | Shoulder | B12 | 200 | 1600 | 0 | 57.05 | 55.05 | 5 | 0
2025 | NE_2_MAPP_US | NE | MAPP_US | Internal | Shoulder | B13 | 600 | 1600 | 0 | 51.14 | 51.79 | 5 | 0
2025 | NE_2_MAPP_US | NE | MAPP_US | Internal | Shoulder | B14 | 900 | 1600 | 0 | 45.85 | 49.31 | 5 | 0
2025 | NE_2_MAPP_US | NE | MAPP_US | Internal | Shoulder | B15 | 1203 | 1600 | 0 | 36.68 | 40.14 | 5 | 0
2025 | NE_2_MAPP_US | NE | MAPP_US | Internal | Summer | B1 | 10 | 1600 | 0 | 526.01 | 529.46 | 5 | 0
2025 | NE_2_MAPP_US | NE | MAPP_US | Internal | Summer | B2 | 25 | 1600 | 0 | 409 | 412.44 | 5 | 0
2025 | NE_2_MAPP_US | NE | MAPP_US | Internal | Summer | B3 | 75 | 1600 | 0 | 118.82 | 116.82 | 5 | 0
2025 | NE_2_MAPP_US | NE | MAPP_US | Internal | Summer | B4 | 100 | 1600 | 0 | 107.03 | 100.03 | 5 | 0
2025 | NE_2_MAPP_US | NE | MAPP_US | Internal | Summer | B5 | 200 | 1600 | 0 | 103.58 | 96.58 | 5 | 0
2025 | NE_2_MAPP_US | NE | MAPP_US | Internal | Summer | B6 | 300 | 1600 | 0 | 90.62 | 83.62 | 5 | 0
2025 | NE_2_MAPP_US | NE | MAPP_US | Internal | Summer | B7 | 400 | 1600 | 0 | 70.74 | 63.74 | 5 | 0
2025 | NE_2_MAPP_US | NE | MAPP_US | Internal | Summer | B8 | 500 | 1600 | 0 | 63.24 | 56.23 | 5 | 0
2025 | NE_2_MAPP_US | NE | MAPP_US | Internal | Summer | B9 | 800 | 1600 | 0 | 59.25 | 52.25 | 5 | 0
2025 | NE_2_MAPP_US | NE | MAPP_US | Internal | Summer | B10 | 1262 | 1600 | 0 | 40.01 | 38.01 | 5 | 0
2025 | NE_2_MAPP_US | NE | MAPP_US | Internal | Winter | B16 | 25 | 1600 | 0 | 63.79 | 67.23 | 5 | 0
2025 | NE_2_MAPP_US | NE | MAPP_US | Internal | Winter | B17 | 100 | 1600 | 0 | 54.35 | 57.8 | 5 | 0
2025 | NE_2_MAPP_US | NE | MAPP_US | Internal | Winter | B18 | 400 | 1600 | 0 | 53.21 | 54.34 | 5 | 0
2025 | NE_2_MAPP_US | NE | MAPP_US | Internal | Winter | B19 | 700 | 1600 | 0 | 50.17 | 53.63 | 5 | 0
2025 | NE_2_MAPP_US | NE | MAPP_US | Internal | Winter | B20 | 935 | 1600 | 0 | 39.19 | 42.65 | 5 | 0
2025 | NE_2_MISO_W | NE | MISO_W | Internal | Shoulder | B11 | 25 | 1600 | 0 | 71.85 | 71.94 | 5 | 0
2025 | NE_2_MISO_W | NE | MISO_W | Internal | Shoulder | B12 | 200 | 1600 | 294.44 | 57.05 | 62.05 | 5 | 0
2025 | NE_2_MISO_W | NE | MISO_W | Internal | Shoulder | B13 | 600 | 1600 | 1600 | 51.14 | 58.79 | 5 | 2.65
2025 | NE_2_MISO_W | NE | MISO_W | Internal | Shoulder | B14 | 900 | 1600 | 2699.69 | 45.85 | 56.31 | 5 | 5.45
2025 | NE_2_MISO_W | NE | MISO_W | Internal | Shoulder | B15 | 1203 | 1600 | 2852.38 | 36.68 | 47.14 | 5 | 5.45
2025 | NE_2_MISO_W | NE | MISO_W | Internal | Summer | B1 | 10 | 1600 | 1945.92 | 526.01 | 536.46 | 5 | 5.45
2025 | NE_2_MISO_W | NE | MISO_W | Internal | Summer | B2 | 25 | 1600 | 1609.07 | 409 | 419.45 | 5 | 5.45
2025 | NE_2_MISO_W | NE | MISO_W | Internal | Summer | B3 | 75 | 1600 | 316.04 | 118.82 | 123.82 | 5 | 0
2025 | NE_2_MISO_W | NE | MISO_W | Internal | Summer | B4 | 100 | 1600 | 0 | 107.03 | 107.03 | 5 | 0
2025 | NE_2_MISO_W | NE | MISO_W | Internal | Summer | B5 | 200 | 1600 | 0 | 103.58 | 103.35 | 5 | 0
2025 | NE_2_MISO_W | NE | MISO_W | Internal | Summer | B6 | 300 | 1600 | 0 | 90.62 | 86.76 | 5 | 0
2025 | NE_2_MISO_W | NE | MISO_W | Internal | Summer | B7 | 400 | 1600 | 0 | 70.74 | 66.89 | 5 | 0
2025 | NE_2_MISO_W | NE | MISO_W | Internal | Summer | B8 | 500 | 1600 | 0 | 63.24 | 59.37 | 5 | 0
2025 | NE_2_MISO_W | NE | MISO_W | Internal | Summer | B9 | 800 | 1600 | 0 | 59.25 | 55.4 | 5 | 0
2025 | NE_2_MISO_W | NE | MISO_W | Internal | Summer | B10 | 1262 | 1600 | 846.81 | 40.01 | 45.01 | 5 | 0
2025 | NE_2_MISO_W | NE | MISO_W | Internal | Winter | B16 | 25 | 1600 | 3359.94 | 63.79 | 74.24 | 5 | 5.45
2025 | NE_2_MISO_W | NE | MISO_W | Internal | Winter | B17 | 100 | 1600 | 4249.41 | 54.35 | 64.81 | 5 | 5.45
2025 | NE_2_MISO_W | NE | MISO_W | Internal | Winter | B18 | 400 | 1600 | 1600 | 53.21 | 61.35 | 5 | 3.15
2025 | NE_2_MISO_W | NE | MISO_W | Internal | Winter | B19 | 700 | 1600 | 3302.18 | 50.17 | 60.63 | 5 | 5.45
2025 | NE_2_MISO_W | NE | MISO_W | Internal | Winter | B20 | 935 | 1600 | 4145.22 | 39.19 | 49.65 | 5 | 5.45
2025 | NE_2_SPP_N | NE | SPP_N | Internal | Shoulder | B11 | 25 | 1800 | 872.48 | 71.85 | 71.86 | 0.01 | 0
2025 | NE_2_SPP_N | NE | SPP_N | Internal | Shoulder | B12 | 200 | 1800 | 1851.15 | 57.05 | 60.19 | 0.01 | 3.13
2025 | NE_2_SPP_N | NE | SPP_N | Internal | Shoulder | B13 | 600 | 1800 | 1206.79 | 51.14 | 51.16 | 0.01 | 0
2025 | NE_2_SPP_N | NE | SPP_N | Internal | Shoulder | B14 | 900 | 1800 | 575.03 | 45.85 | 45.87 | 0.01 | 0
2025 | NE_2_SPP_N | NE | SPP_N | Internal | Shoulder | B15 | 1203 | 1800 | 1192.14 | 36.68 | 36.7 | 0.01 | 0
2025 | NE_2_SPP_N | NE | SPP_N | Internal | Summer | B1 | 10 | 1800 | 0 | 526.01 | 522.63 | 0.01 | 0
2025 | NE_2_SPP_N | NE | SPP_N | Internal | Summer | B2 | 25 | 1800 | 1762.51 | 409 | 409.01 | 0.01 | 0
2025 | NE_2_SPP_N | NE | SPP_N | Internal | Summer | B3 | 75 | 1800 | 1537.03 | 118.82 | 118.83 | 0.01 | 0
2025 | NE_2_SPP_N | NE | SPP_N | Internal | Summer | B4 | 100 | 1800 | 1459.31 | 107.03 | 107.04 | 0.01 | 0
2025 | NE_2_SPP_N | NE | SPP_N | Internal | Summer | B5 | 200 | 1800 | 1492.04 | 103.58 | 103.59 | 0.01 | 0
2025 | NE_2_SPP_N | NE | SPP_N | Internal | Summer | B6 | 300 | 1800 | 1868.29 | 90.62 | 93.76 | 0.01 | 3.13
2025 | NE_2_SPP_N | NE | SPP_N | Internal | Summer | B7 | 400 | 1800 | 2484.6 | 70.74 | 73.89 | 0.01 | 3.13
2025 | NE_2_SPP_N | NE | SPP_N | Internal | Summer | B8 | 500 | 1800 | 3953.33 | 63.24 | 66.38 | 0.01 | 3.13
2025 | NE_2_SPP_N | NE | SPP_N | Internal | Summer | B9 | 800 | 1800 | 3462.39 | 59.25 | 62.4 | 0.01 | 3.13
2025 | NE_2_SPP_N | NE | SPP_N | Internal | Summer | B10 | 1262 | 1800 | 2170.84 | 40.01 | 43.16 | 0.01 | 3.13
2025 | NE_2_SPP_N | NE | SPP_N | Internal | Winter | B16 | 25 | 1800 | 1800 | 63.79 | 63.87 | 0.01 | 0.07
2025 | NE_2_SPP_N | NE | SPP_N | Internal | Winter | B17 | 100 | 1800 | 215.97 | 54.35 | 54.37 | 0.01 | 0
2025 | NE_2_SPP_N | NE | SPP_N | Internal | Winter | B18 | 400 | 1800 | 2287.86 | 53.21 | 56.35 | 0.01 | 3.13
2025 | NE_2_SPP_N | NE | SPP_N | Internal | Winter | B19 | 700 | 1800 | 198.15 | 50.17 | 50.18 | 0.01 | 0
2025 | NE_2_SPP_N | NE | SPP_N | Internal | Winter | B20 | 935 | 1800 | 157.68 | 39.19 | 39.2 | 0.01 | 0
2025 | NEISO_2_NYISO_A-F | NEISO | NYISO_A-F | Internal | Shoulder | B11 | 25 | 600 | 0 | 65.74 | 68.72 | 3 | 0
2025 | NEISO_2_NYISO_A-F | NEISO | NYISO_A-F | Internal | Shoulder | B12 | 200 | 600 | 0 | 65.74 | 67.48 | 3 | 0
2025 | NEISO_2_NYISO_A-F | NEISO | NYISO_A-F | Internal | Shoulder | B13 | 600 | 600 | 0 | 63.48 | 66.14 | 3 | 0
2025 | NEISO_2_NYISO_A-F | NEISO | NYISO_A-F | Internal | Shoulder | B14 | 900 | 600 | 0 | 63.48 | 66.14 | 3 | 0
2025 | NEISO_2_NYISO_A-F | NEISO | NYISO_A-F | Internal | Shoulder | B15 | 1203 | 600 | 0 | 63.48 | 66.14 | 3 | 0
2025 | NEISO_2_NYISO_A-F | NEISO | NYISO_A-F | Internal | Summer | B1 | 10 | 600 | 0 | 570.25 | 562.74 | 3 | 0
2025 | NEISO_2_NYISO_A-F | NEISO | NYISO_A-F | Internal | Summer | B2 | 25 | 600 | 0 | 430.8 | 425.98 | 3 | 0
2025 | NEISO_2_NYISO_A-F | NEISO | NYISO_A-F | Internal | Summer | B3 | 75 | 600 | 0 | 121.87 | 117.05 | 3 | 0
2025 | NEISO_2_NYISO_A-F | NEISO | NYISO_A-F | Internal | Summer | B4 | 100 | 600 | 0 | 92.6 | 92.46 | 3 | 0
2025 | NEISO_2_NYISO_A-F | NEISO | NYISO_A-F | Internal | Summer | B5 | 200 | 600 | 0 | 89.14 | 89.01 | 3 | 0
2025 | NEISO_2_NYISO_A-F | NEISO | NYISO_A-F | Internal | Summer | B6 | 300 | 600 | 0 | 80 | 79.85 | 3 | 0
2025 | NEISO_2_NYISO_A-F | NEISO | NYISO_A-F | Internal | Summer | B7 | 400 | 600 | 645.75 | 62.57 | 66.96 | 3 | 1.39
2025 | NEISO_2_NYISO_A-F | NEISO | NYISO_A-F | Internal | Summer | B8 | 500 | 600 | 0 | 62.57 | 64.81 | 3 | 0
2025 | NEISO_2_NYISO_A-F | NEISO | NYISO_A-F | Internal | Summer | B9 | 800 | 600 | 0 | 62.57 | 64.39 | 3 | 0
2025 | NEISO_2_NYISO_A-F | NEISO | NYISO_A-F | Internal | Summer | B10 | 1262 | 600 | 0 | 62.57 | 64.39 | 3 | 0
2025 | NEISO_2_NYISO_A-F | NEISO | NYISO_A-F | Internal | Winter | B16 | 25 | 600 | 0 | 75.54 | 71.27 | 3 | 0
2025 | NEISO_2_NYISO_A-F | NEISO | NYISO_A-F | Internal | Winter | B17 | 100 | 600 | 0 | 73.5 | 70.24 | 3 | 0
2025 | NEISO_2_NYISO_A-F | NEISO | NYISO_A-F | Internal | Winter | B18 | 400 | 600 | 0 | 71.94 | 67.12 | 3 | 0
2025 | NEISO_2_NYISO_A-F | NEISO | NYISO_A-F | Internal | Winter | B19 | 700 | 600 | 0 | 71.94 | 67.12 | 3 | 0
2025 | NEISO_2_NYISO_A-F | NEISO | NYISO_A-F | Internal | Winter | B20 | 935 | 600 | 0 | 70.12 | 67.12 | 3 | 0
2025 | NEISO_2_NYISO_G-I | NEISO | NYISO_G-I | Internal | Shoulder | B11 | 25 | 600 | 600 | 65.74 | 71.43 | 3 | 2.69
2025 | NEISO_2_NYISO_G-I | NEISO | NYISO_G-I | Internal | Shoulder | B12 | 200 | 600 | 246.48 | 65.74 | 68.74 | 3 | 0
2025 | NEISO_2_NYISO_G-I | NEISO | NYISO_G-I | Internal | Shoulder | B13 | 600 | 600 | 600 | 63.48 | 67.22 | 3 | 0.74
2025 | NEISO_2_NYISO_G-I | NEISO | NYISO_G-I | Internal | Shoulder | B14 | 900 | 600 | 0 | 63.48 | 66.47 | 3 | 0
2025 | NEISO_2_NYISO_G-I | NEISO | NYISO_G-I | Internal | Shoulder | B15 | 1203 | 600 | 0 | 63.48 | 66.16 | 3 | 0
2025 | NEISO_2_NYISO_G-I | NEISO | NYISO_G-I | Internal | Summer | B1 | 10 | 600 | 273.84 | 570.25 | 573.25 | 3 | 0
2025 | NEISO_2_NYISO_G-I | NEISO | NYISO_G-I | Internal | Summer | B2 | 25 | 600 | 600 | 430.8 | 436.48 | 3 | 2.69
2025 | NEISO_2_NYISO_G-I | NEISO | NYISO_G-I | Internal | Summer | B3 | 75 | 600 | 600 | 121.87 | 127.55 | 3 | 2.69
2025 | NEISO_2_NYISO_G-I | NEISO | NYISO_G-I | Internal | Summer | B4 | 100 | 600 | 600 | 92.6 | 98.29 | 3 | 2.69
2025 | NEISO_2_NYISO_G-I | NEISO | NYISO_G-I | Internal | Summer | B5 | 200 | 600 | 600 | 89.14 | 94.83 | 3 | 2.69
2025 | NEISO_2_NYISO_G-I | NEISO | NYISO_G-I | Internal | Summer | B6 | 300 | 600 | 600 | 80 | 85.68 | 3 | 2.69
2025 | NEISO_2_NYISO_G-I | NEISO | NYISO_G-I | Internal | Summer | B7 | 400 | 600 | 600 | 62.57 | 68.26 | 3 | 2.69
2025 | NEISO_2_NYISO_G-I | NEISO | NYISO_G-I | Internal | Summer | B8 | 500 | 600 | 348.06 | 62.57 | 65.57 | 3 | 0
2025 | NEISO_2_NYISO_G-I | NEISO | NYISO_G-I | Internal | Summer | B9 | 800 | 600 | 0 | 62.57 | 64.4 | 3 | 0
2025 | NEISO_2_NYISO_G-I | NEISO | NYISO_G-I | Internal | Summer | B10 | 1262 | 600 | 0 | 62.57 | 64.4 | 3 | 0
2025 | NEISO_2_NYISO_G-I | NEISO | NYISO_G-I | Internal | Winter | B16 | 25 | 600 | 600 | 75.54 | 81.22 | 3 | 2.69
2025 | NEISO_2_NYISO_G-I | NEISO | NYISO_G-I | Internal | Winter | B17 | 100 | 600 | 600 | 73.5 | 77.63 | 3 | 1.13
2025 | NEISO_2_NYISO_G-I | NEISO | NYISO_G-I | Internal | Winter | B18 | 400 | 600 | 600 | 71.94 | 77.63 | 3 | 2.69
2025 | NEISO_2_NYISO_G-I | NEISO | NYISO_G-I | Internal | Winter | B19 | 700 | 600 | 600 | 71.94 | 77.63 | 3 | 2.69
2025 | NEISO_2_NYISO_G-I | NEISO | NYISO_G-I | Internal | Winter | B20 | 935 | 600 | 0 | 70.12 | 71.03 | 3 | 0
2025 | NEISO_2_NYISO_J-K | NEISO | NYISO_J-K | Internal | Shoulder | B11 | 25 | 430 | 978.82 | 65.74 | 71.44 | 3 | 2.7
2025 | NEISO_2_NYISO_J-K | NEISO | NYISO_J-K | Internal | Shoulder | B12 | 200 | 430 | 430 | 65.74 | 68.75 | 3 | 0.01
2025 | NEISO_2_NYISO_J-K | NEISO | NYISO_J-K | Internal | Shoulder | B13 | 600 | 430 | 430 | 63.48 | 67.23 | 3 | 0.76
2025 | NEISO_2_NYISO_J-K | NEISO | NYISO_J-K | Internal | Shoulder | B14 | 900 | 430 | 285.08 | 63.48 | 66.48 | 3 | 0
2025 | NEISO_2_NYISO_J-K | NEISO | NYISO_J-K | Internal | Shoulder | B15 | 1203 | 430 | 0 | 63.48 | 66.17 | 3 | 0
2025 | NEISO_2_NYISO_J-K | NEISO | NYISO_J-K | Internal | Summer | B1 | 10 | 430 | 430 | 570.25 | 573.26 | 3 | 0.01
2025 | NEISO_2_NYISO_J-K | NEISO | NYISO_J-K | Internal | Summer | B2 | 25 | 430 | 641.92 | 430.8 | 436.5 | 3 | 2.7
2025 | NEISO_2_NYISO_J-K | NEISO | NYISO_J-K | Internal | Summer | B3 | 75 | 430 | 2755.79 | 121.87 | 127.56 | 3 | 2.7
2025 | NEISO_2_NYISO_J-K | NEISO | NYISO_J-K | Internal | Summer | B4 | 100 | 430 | 3622.6 | 92.6 | 98.3 | 3 | 2.7
2025 | NEISO_2_NYISO_J-K | NEISO | NYISO_J-K | Internal | Summer | B5 | 200 | 430 | 4744.23 | 89.14 | 94.84 | 3 | 2.7
2025 | NEISO_2_NYISO_J-K | NEISO | NYISO_J-K | Internal | Summer | B6 | 300 | 430 | 4371.75 | 80 | 85.69 | 3 | 2.7
2025 | NEISO_2_NYISO_J-K | NEISO | NYISO_J-K | Internal | Summer | B7 | 400 | 430 | 1101.42 | 62.57 | 68.27 | 3 | 2.7
2025 | NEISO_2_NYISO_J-K | NEISO | NYISO_J-K | Internal | Summer | B8 | 500 | 430 | 430 | 62.57 | 65.58 | 3 | 0.01
2025 | NEISO_2_NYISO_J-K | NEISO | NYISO_J-K | Internal | Summer | B9 | 800 | 430 | 0 | 62.57 | 64.41 | 3 | 0
2025 | NEISO_2_NYISO_J-K | NEISO | NYISO_J-K | Internal | Summer | B10 | 1262 | 430 | 0 | 62.57 | 64.41 | 3 | 0
2025 | NEISO_2_NYISO_J-K | NEISO | NYISO_J-K | Internal | Winter | B16 | 25 | 430 | 844.05 | 75.54 | 81.23 | 3 | 2.7
2025 | NEISO_2_NYISO_J-K | NEISO | NYISO_J-K | Internal | Winter | B17 | 100 | 430 | 430 | 73.5 | 77.64 | 3 | 1.14
2025 | NEISO_2_NYISO_J-K | NEISO | NYISO_J-K | Internal | Winter | B18 | 400 | 430 | 695.88 | 71.94 | 77.64 | 3 | 2.7
2025 | NEISO_2_NYISO_J-K | NEISO | NYISO_J-K | Internal | Winter | B19 | 700 | 430 | 887.55 | 71.94 | 77.64 | 3 | 2.7
2025 | NEISO_2_NYISO_J-K | NEISO | NYISO_J-K | Internal | Winter | B20 | 935 | 430 | 0 | 70.12 | 71.04 | 3 | 0
2025 | NonRTO_Midwest_2_TVA_Transmission | NonRTO_Midwest | TVA_Transmission | Internal | Shoulder | B11 | 25 | 2400 | 0 | 94.49 | 91.72 | 8 | 0
2025 | NonRTO_Midwest_2_TVA_Transmission | NonRTO_Midwest | TVA_Transmission | Internal | Shoulder | B12 | 200 | 2400 | 0 | 85.16 | 80.85 | 8 | 0
2025 | NonRTO_Midwest_2_TVA_Transmission | NonRTO_Midwest | TVA_Transmission | Internal | Shoulder | B13 | 600 | 2400 | 0 | 82.14 | 76.78 | 8 | 0
2025 | NonRTO_Midwest_2_TVA_Transmission | NonRTO_Midwest | TVA_Transmission | Internal | Shoulder | B14 | 900 | 2400 | 0 | 78.84 | 75.48 | 8 | 0
2025 | NonRTO_Midwest_2_TVA_Transmission | NonRTO_Midwest | TVA_Transmission | Internal | Shoulder | B15 | 1203 | 2400 | 0 | 70.07 | 67.8 | 8 | 0
2025 | NonRTO_Midwest_2_TVA_Transmission | NonRTO_Midwest | TVA_Transmission | Internal | Summer | B1 | 10 | 2400 | 0 | 555.9 | 555.89 | 8 | 0
2025 | NonRTO_Midwest_2_TVA_Transmission | NonRTO_Midwest | TVA_Transmission | Internal | Summer | B2 | 25 | 2400 | 0 | 439.17 | 439.15 | 8 | 0
2025 | NonRTO_Midwest_2_TVA_Transmission | NonRTO_Midwest | TVA_Transmission | Internal | Summer | B3 | 75 | 2400 | 0 | 143.24 | 143.59 | 8 | 0
2025 | NonRTO_Midwest_2_TVA_Transmission | NonRTO_Midwest | TVA_Transmission | Internal | Summer | B4 | 100 | 2400 | 0 | 122 | 120.04 | 8 | 0
2025 | NonRTO_Midwest_2_TVA_Transmission | NonRTO_Midwest | TVA_Transmission | Internal | Summer | B5 | 200 | 2400 | 0 | 116.6 | 115.59 | 8 | 0
2025 | NonRTO_Midwest_2_TVA_Transmission | NonRTO_Midwest | TVA_Transmission | Internal | Summer | B6 | 300 | 2400 | 0 | 106.77 | 106.07 | 8 | 0
2025 | NonRTO_Midwest_2_TVA_Transmission | NonRTO_Midwest | TVA_Transmission | Internal | Summer | B7 | 400 | 2400 | 0 | 89.66 | 86.31 | 8 | 0
2025 | NonRTO_Midwest_2_TVA_Transmission | NonRTO_Midwest | TVA_Transmission | Internal | Summer | B8 | 500 | 2400 | 0 | 79.4 | 78.23 | 8 | 0
2025 | NonRTO_Midwest_2_TVA_Transmission | NonRTO_Midwest | TVA_Transmission | Internal | Summer | B9 | 800 | 2400 | 0 | 77.86 | 73.99 | 8 | 0
2025 | NonRTO_Midwest_2_TVA_Transmission | NonRTO_Midwest | TVA_Transmission | Internal | Summer | B10 | 1262 | 2400 | 0 | 61.44 | 64.43 | 8 | 0
2025 | NonRTO_Midwest_2_TVA_Transmission | NonRTO_Midwest | TVA_Transmission | Internal | Winter | B16 | 25 | 2400 | 0 | 97.69 | 94.91 | 8 | 0
2025 | NonRTO_Midwest_2_TVA_Transmission | NonRTO_Midwest | TVA_Transmission | Internal | Winter | B17 | 100 | 2400 | 0 | 88.24 | 84.23 | 8 | 0
2025 | NonRTO_Midwest_2_TVA_Transmission | NonRTO_Midwest | TVA_Transmission | Internal | Winter | B18 | 400 | 2400 | 0 | 84.38 | 79.52 | 8 | 0
2025 | NonRTO_Midwest_2_TVA_Transmission | NonRTO_Midwest | TVA_Transmission | Internal | Winter | B19 | 700 | 2400 | 0 | 82.4 | 78.89 | 8 | 0
2025 | NonRTO_Midwest_2_TVA_Transmission | NonRTO_Midwest | TVA_Transmission | Internal | Winter | B20 | 935 | 2400 | 0 | 72.77 | 70.28 | 8 | 0
2025 | NYISO_A-F_2_NEISO | NYISO_A-F | NEISO | Internal | Shoulder | B11 | 25 | 600 | 0 | 68.72 | 65.74 | 3 | 0
2025 | NYISO_A-F_2_NEISO | NYISO_A-F | NEISO | Internal | Shoulder | B12 | 200 | 600 | 0 | 67.48 | 65.74 | 3 | 0
2025 | NYISO_A-F_2_NEISO | NYISO_A-F | NEISO | Internal | Shoulder | B13 | 600 | 600 | 0 | 66.14 | 63.48 | 3 | 0
2025 | NYISO_A-F_2_NEISO | NYISO_A-F | NEISO | Internal | Shoulder | B14 | 900 | 600 | 0 | 66.14 | 63.48 | 3 | 0
2025 | NYISO_A-F_2_NEISO | NYISO_A-F | NEISO | Internal | Shoulder | B15 | 1203 | 600 | 0 | 66.14 | 63.48 | 3 | 0
2025 | NYISO_A-F_2_NEISO | NYISO_A-F | NEISO | Internal | Summer | B1 | 10 | 600 | 600 | 562.74 | 570.25 | 3 | 4.51
2025 | NYISO_A-F_2_NEISO | NYISO_A-F | NEISO | Internal | Summer | B2 | 25 | 600 | 600 | 425.98 | 430.8 | 3 | 1.82
2025 | NYISO_A-F_2_NEISO | NYISO_A-F | NEISO | Internal | Summer | B3 | 75 | 600 | 600 | 117.05 | 121.87 | 3 | 1.82
2025 | NYISO_A-F_2_NEISO | NYISO_A-F | NEISO | Internal | Summer | B4 | 100 | 600 | 0 | 92.46 | 92.6 | 3 | 0
2025 | NYISO_A-F_2_NEISO | NYISO_A-F | NEISO | Internal | Summer | B5 | 200 | 600 | 0 | 89.01 | 89.14 | 3 | 0
2025 | NYISO_A-F_2_NEISO | NYISO_A-F | NEISO | Internal | Summer | B6 | 300 | 600 | 0 | 79.85 | 80 | 3 | 0
2025 | NYISO_A-F_2_NEISO | NYISO_A-F | NEISO | Internal | Summer | B7 | 400 | 600 | 0 | 66.96 | 62.57 | 3 | 0
2025 | NYISO_A-F_2_NEISO | NYISO_A-F | NEISO | Internal | Summer | B8 | 500 | 600 | 0 | 64.81 | 62.57 | 3 | 0
2025 | NYISO_A-F_2_NEISO | NYISO_A-F | NEISO | Internal | Summer | B9 | 800 | 600 | 0 | 64.39 | 62.57 | 3 | 0
2025 | NYISO_A-F_2_NEISO | NYISO_A-F | NEISO | Internal | Summer | B10 | 1262 | 600 | 0 | 64.39 | 62.57 | 3 | 0
2025 | NYISO_A-F_2_NEISO | NYISO_A-F | NEISO | Internal | Winter | B16 | 25 | 600 | 600 | 71.27 | 75.54 | 3 | 1.27
2025 | NYISO_A-F_2_NEISO | NYISO_A-F | NEISO | Internal | Winter | B17 | 100 | 600 | 600 | 70.24 | 73.5 | 3 | 0.25
2025 | NYISO_A-F_2_NEISO | NYISO_A-F | NEISO | Internal | Winter | B18 | 400 | 600 | 600 | 67.12 | 71.94 | 3 | 1.82
2025 | NYISO_A-F_2_NEISO | NYISO_A-F | NEISO | Internal | Winter | B19 | 700 | 600 | 600 | 67.12 | 71.94 | 3 | 1.82
2025 | NYISO_A-F_2_NEISO | NYISO_A-F | NEISO | Internal | Winter | B20 | 935 | 600 | 592.45 | 67.12 | 70.12 | 3 | 0
2025 | NYISO_A-F_2_NYISO_G-I | NYISO_A-F | NYISO_G-I | Internal | Shoulder | B11 | 25 | 4250 | 4250 | 68.72 | 71.43 | 0.01 | 2.7
2025 | NYISO_A-F_2_NYISO_G-I | NYISO_A-F | NYISO_G-I | Internal | Shoulder | B12 | 200 | 4250 | 4250 | 67.48 | 68.74 | 0.01 | 1.25
2025 | NYISO_A-F_2_NYISO_G-I | NYISO_A-F | NYISO_G-I | Internal | Shoulder | B13 | 600 | 4250 | 4250 | 66.14 | 67.22 | 0.01 | 1.07
2025 | NYISO_A-F_2_NYISO_G-I | NYISO_A-F | NYISO_G-I | Internal | Shoulder | B14 | 900 | 4250 | 4250 | 66.14 | 66.47 | 0.01 | 0.31
2025 | NYISO_A-F_2_NYISO_G-I | NYISO_A-F | NYISO_G-I | Internal | Shoulder | B15 | 1203 | 4250 | 4222.66 | 66.14 | 66.16 | 0.01 | 0
2025 | NYISO_A-F_2_NYISO_G-I | NYISO_A-F | NYISO_G-I | Internal | Summer | B1 | 10 | 4250 | 5572.09 | 562.74 | 573.25 | 0.01 | 10.49
2025 | NYISO_A-F_2_NYISO_G-I | NYISO_A-F | NYISO_G-I | Internal | Summer | B2 | 25 | 4250 | 5055.02 | 425.98 | 436.48 | 0.01 | 10.49
2025 | NYISO_A-F_2_NYISO_G-I | NYISO_A-F | NYISO_G-I | Internal | Summer | B3 | 75 | 4250 | 4270.06 | 117.05 | 127.55 | 0.01 | 10.49
2025 | NYISO_A-F_2_NYISO_G-I | NYISO_A-F | NYISO_G-I | Internal | Summer | B4 | 100 | 4250 | 4250 | 92.46 | 98.29 | 0.01 | 5.82
2025 | NYISO_A-F_2_NYISO_G-I | NYISO_A-F | NYISO_G-I | Internal | Summer | B5 | 200 | 4250 | 4250 | 89.01 | 94.83 | 0.01 | 5.81
2025 | NYISO_A-F_2_NYISO_G-I | NYISO_A-F | NYISO_G-I | Internal | Summer | B6 | 300 | 4250 | 4250 | 79.85 | 85.68 | 0.01 | 5.82
2025 | NYISO_A-F_2_NYISO_G-I | NYISO_A-F | NYISO_G-I | Internal | Summer | B7 | 400 | 4250 | 4250 | 66.96 | 68.26 | 0.01 | 1.28
2025 | NYISO_A-F_2_NYISO_G-I | NYISO_A-F | NYISO_G-I | Internal | Summer | B8 | 500 | 4250 | 4250 | 64.81 | 65.57 | 0.01 | 0.76
2025 | NYISO_A-F_2_NYISO_G-I | NYISO_A-F | NYISO_G-I | Internal | Summer | B9 | 800 | 4250 | 4094.87 | 64.39 | 64.4 | 0.01 | 0
2025 | NYISO_A-F_2_NYISO_G-I | NYISO_A-F | NYISO_G-I | Internal | Summer | B10 | 1262 | 4250 | 2727.18 | 64.39 | 64.4 | 0.01 | 0
2025 | NYISO_A-F_2_NYISO_G-I | NYISO_A-F | NYISO_G-I | Internal | Winter | B16 | 25 | 4250 | 4250 | 71.27 | 81.22 | 0.01 | 9.94
2025 | NYISO_A-F_2_NYISO_G-I | NYISO_A-F | NYISO_G-I | Internal | Winter | B17 | 100 | 4250 | 4250 | 70.24 | 77.63 | 0.01 | 7.37
2025 | NYISO_A-F_2_NYISO_G-I | NYISO_A-F | NYISO_G-I | Internal | Winter | B18 | 400 | 4250 | 4594.25 | 67.12 | 77.63 | 0.01 | 10.49
2025 | NYISO_A-F_2_NYISO_G-I | NYISO_A-F | NYISO_G-I | Internal | Winter | B19 | 700 | 4250 | 4441.57 | 67.12 | 77.63 | 0.01 | 10.49
2025 | NYISO_A-F_2_NYISO_G-I | NYISO_A-F | NYISO_G-I | Internal | Winter | B20 | 935 | 4250 | 4250 | 67.12 | 71.03 | 0.01 | 3.9
2025 | NYISO_A-F_2_PJM_ROM | NYISO_A-F | PJM_ROM | Internal | Shoulder | B11 | 25 | 1000 | 1000 | 68.72 | 85.35 | 8 | 8.64
2025 | NYISO_A-F_2_PJM_ROM | NYISO_A-F | PJM_ROM | Internal | Shoulder | B12 | 200 | 1000 | 126.45 | 67.48 | 75.48 | 8 | 0
2025 | NYISO_A-F_2_PJM_ROM | NYISO_A-F | PJM_ROM | Internal | Shoulder | B13 | 600 | 1000 | 0 | 66.14 | 72.22 | 8 | 0
2025 | NYISO_A-F_2_PJM_ROM | NYISO_A-F | PJM_ROM | Internal | Shoulder | B14 | 900 | 1000 | 0 | 66.14 | 69.74 | 8 | 0
2025 | NYISO_A-F_2_PJM_ROM | NYISO_A-F | PJM_ROM | Internal | Shoulder | B15 | 1203 | 1000 | 0 | 66.14 | 60.57 | 8 | 0
2025 | NYISO_A-F_2_PJM_ROM | NYISO_A-F | PJM_ROM | Internal | Summer | B1 | 10 | 1000 | 1000 | 562.74 | 581.24 | 8 | 10.49
2025 | NYISO_A-F_2_PJM_ROM | NYISO_A-F | PJM_ROM | Internal | Summer | B2 | 25 | 1000 | 915.73 | 425.98 | 433.98 | 8 | 0
2025 | NYISO_A-F_2_PJM_ROM | NYISO_A-F | PJM_ROM | Internal | Summer | B3 | 75 | 1000 | 1419.73 | 117.05 | 137.26 | 8 | 12.21
2025 | NYISO_A-F_2_PJM_ROM | NYISO_A-F | PJM_ROM | Internal | Summer | B4 | 100 | 1000 | 2334.97 | 92.46 | 112.67 | 8 | 12.21
2025 | NYISO_A-F_2_PJM_ROM | NYISO_A-F | PJM_ROM | Internal | Summer | B5 | 200 | 1000 | 2682.75 | 89.01 | 109.22 | 8 | 12.21
2025 | NYISO_A-F_2_PJM_ROM | NYISO_A-F | PJM_ROM | Internal | Summer | B6 | 300 | 1000 | 1614.1 | 79.85 | 100.06 | 8 | 12.21
2025 | NYISO_A-F_2_PJM_ROM | NYISO_A-F | PJM_ROM | Internal | Summer | B7 | 400 | 1000 | 1000 | 66.96 | 80.3 | 8 | 5.34
2025 | NYISO_A-F_2_PJM_ROM | NYISO_A-F | PJM_ROM | Internal | Summer | B8 | 500 | 1000 | 777.83 | 64.81 | 72.81 | 8 | 0
2025 | NYISO_A-F_2_PJM_ROM | NYISO_A-F | PJM_ROM | Internal | Summer | B9 | 800 | 1000 | 0 | 64.39 | 68.11 | 8 | 0
2025 | NYISO_A-F_2_PJM_ROM | NYISO_A-F | PJM_ROM | Internal | Summer | B10 | 1262 | 1000 | 0 | 64.39 | 58.45 | 8 | 0
2025 | NYISO_A-F_2_PJM_ROM | NYISO_A-F | PJM_ROM | Internal | Winter | B16 | 25 | 1000 | 1000 | 71.27 | 87.68 | 8 | 8.41
2025 | NYISO_A-F_2_PJM_ROM | NYISO_A-F | PJM_ROM | Internal | Winter | B17 | 100 | 1000 | 426.59 | 70.24 | 78.24 | 8 | 0
2025 | NYISO_A-F_2_PJM_ROM | NYISO_A-F | PJM_ROM | Internal | Winter | B18 | 400 | 1000 | 0 | 67.12 | 74.79 | 8 | 0
2025 | NYISO_A-F_2_PJM_ROM | NYISO_A-F | PJM_ROM | Internal | Winter | B19 | 700 | 1000 | 0 | 67.12 | 74.35 | 8 | 0
2025 | NYISO_A-F_2_PJM_ROM | NYISO_A-F | PJM_ROM | Internal | Winter | B20 | 935 | 1000 | 0 | 67.12 | 65.02 | 8 | 0
2025 | NYISO_G-I_2_NEISO | NYISO_G-I | NEISO | Internal | Shoulder | B11 | 25 | 600 | 0 | 71.43 | 65.74 | 3 | 0
2025 | NYISO_G-I_2_NEISO | NYISO_G-I | NEISO | Internal | Shoulder | B12 | 200 | 600 | 0 | 68.74 | 65.74 | 3 | 0
2025 | NYISO_G-I_2_NEISO | NYISO_G-I | NEISO | Internal | Shoulder | B13 | 600 | 600 | 0 | 67.22 | 63.48 | 3 | 0
2025 | NYISO_G-I_2_NEISO | NYISO_G-I | NEISO | Internal | Shoulder | B14 | 900 | 600 | 0 | 66.47 | 63.48 | 3 | 0
2025 | NYISO_G-I_2_NEISO | NYISO_G-I | NEISO | Internal | Shoulder | B15 | 1203 | 600 | 0 | 66.16 | 63.48 | 3 | 0
2025 | NYISO_G-I_2_NEISO | NYISO_G-I | NEISO | Internal | Summer | B1 | 10 | 600 | 0 | 573.25 | 570.25 | 3 | 0
2025 | NYISO_G-I_2_NEISO | NYISO_G-I | NEISO | Internal | Summer | B2 | 25 | 600 | 0 | 436.48 | 430.8 | 3 | 0
2025 | NYISO_G-I_2_NEISO | NYISO_G-I | NEISO | Internal | Summer | B3 | 75 | 600 | 0 | 127.55 | 121.87 | 3 | 0
2025 | NYISO_G-I_2_NEISO | NYISO_G-I | NEISO | Internal | Summer | B4 | 100 | 600 | 0 | 98.29 | 92.6 | 3 | 0
2025 | NYISO_G-I_2_NEISO | NYISO_G-I | NEISO | Internal | Summer | B5 | 200 | 600 | 0 | 94.83 | 89.14 | 3 | 0
2025 | NYISO_G-I_2_NEISO | NYISO_G-I | NEISO | Internal | Summer | B6 | 300 | 600 | 0 | 85.68 | 80 | 3 | 0
2025 | NYISO_G-I_2_NEISO | NYISO_G-I | NEISO | Internal | Summer | B7 | 400 | 600 | 0 | 68.26 | 62.57 | 3 | 0
2025 | NYISO_G-I_2_NEISO | NYISO_G-I | NEISO | Internal | Summer | B8 | 500 | 600 | 0 | 65.57 | 62.57 | 3 | 0
2025 | NYISO_G-I_2_NEISO | NYISO_G-I | NEISO | Internal | Summer | B9 | 800 | 600 | 0 | 64.4 | 62.57 | 3 | 0
2025 | NYISO_G-I_2_NEISO | NYISO_G-I | NEISO | Internal | Summer | B10 | 1262 | 600 | 0 | 64.4 | 62.57 | 3 | 0
2025 | NYISO_G-I_2_NEISO | NYISO_G-I | NEISO | Internal | Winter | B16 | 25 | 600 | 0 | 81.22 | 75.54 | 3 | 0
2025 | NYISO_G-I_2_NEISO | NYISO_G-I | NEISO | Internal | Winter | B17 | 100 | 600 | 0 | 77.63 | 73.5 | 3 | 0
2025 | NYISO_G-I_2_NEISO | NYISO_G-I | NEISO | Internal | Winter | B18 | 400 | 600 | 0 | 77.63 | 71.94 | 3 | 0
2025 | NYISO_G-I_2_NEISO | NYISO_G-I | NEISO | Internal | Winter | B19 | 700 | 600 | 0 | 77.63 | 71.94 | 3 | 0
2025 | NYISO_G-I_2_NEISO | NYISO_G-I | NEISO | Internal | Winter | B20 | 935 | 600 | 0 | 71.03 | 70.12 | 3 | 0
2025 | NYISO_G-I_2_NYISO_J-K | NYISO_G-I | NYISO_J-K | Internal | Shoulder | B11 | 25 | 6130 | 3504.74 | 71.43 | 71.44 | 0.01 | 0
2025 | NYISO_G-I_2_NYISO_J-K | NYISO_G-I | NYISO_J-K | Internal | Shoulder | B12 | 200 | 6130 | 4710.39 | 68.74 | 68.75 | 0.01 | 0
2025 | NYISO_G-I_2_NYISO_J-K | NYISO_G-I | NYISO_J-K | Internal | Shoulder | B13 | 600 | 6130 | 4439.15 | 67.22 | 67.23 | 0.01 | 0
2025 | NYISO_G-I_2_NYISO_J-K | NYISO_G-I | NYISO_J-K | Internal | Shoulder | B14 | 900 | 6130 | 3888.98 | 66.47 | 66.48 | 0.01 | 0
2025 | NYISO_G-I_2_NYISO_J-K | NYISO_G-I | NYISO_J-K | Internal | Shoulder | B15 | 1203 | 6130 | 4268.41 | 66.16 | 66.17 | 0.01 | 0
2025 | NYISO_G-I_2_NYISO_J-K | NYISO_G-I | NYISO_J-K | Internal | Summer | B1 | 10 | 6130 | 4206.51 | 573.25 | 573.26 | 0.01 | 0
2025 | NYISO_G-I_2_NYISO_J-K | NYISO_G-I | NYISO_J-K | Internal | Summer | B2 | 25 | 6130 | 5246.86 | 436.48 | 436.5 | 0.01 | 0
2025 | NYISO_G-I_2_NYISO_J-K | NYISO_G-I | NYISO_J-K | Internal | Summer | B3 | 75 | 6130 | 3343.55 | 127.55 | 127.56 | 0.01 | 0
2025 | NYISO_G-I_2_NYISO_J-K | NYISO_G-I | NYISO_J-K | Internal | Summer | B4 | 100 | 6130 | 1406.47 | 98.29 | 98.3 | 0.01 | 0
2025 | NYISO_G-I_2_NYISO_J-K | NYISO_G-I | NYISO_J-K | Internal | Summer | B5 | 200 | 6130 | 0 | 94.83 | 94.84 | 0.01 | 0
2025 | NYISO_G-I_2_NYISO_J-K | NYISO_G-I | NYISO_J-K | Internal | Summer | B6 | 300 | 6130 | 1680.13 | 85.68 | 85.69 | 0.01 | 0
2025 | NYISO_G-I_2_NYISO_J-K | NYISO_G-I | NYISO_J-K | Internal | Summer | B7 | 400 | 6130 | 4042.69 | 68.26 | 68.27 | 0.01 | 0
2025 | NYISO_G-I_2_NYISO_J-K | NYISO_G-I | NYISO_J-K | Internal | Summer | B8 | 500 | 6130 | 5434.75 | 65.57 | 65.58 | 0.01 | 0
2025 | NYISO_G-I_2_NYISO_J-K | NYISO_G-I | NYISO_J-K | Internal | Summer | B9 | 800 | 6130 | 5037.08 | 64.4 | 64.41 | 0.01 | 0
2025 | NYISO_G-I_2_NYISO_J-K | NYISO_G-I | NYISO_J-K | Internal | Summer | B10 | 1262 | 6130 | 3325.7 | 64.4 | 64.41 | 0.01 | 0
2025 | NYISO_G-I_2_NYISO_J-K | NYISO_G-I | NYISO_J-K | Internal | Winter | B16 | 25 | 6130 | 5526.41 | 81.22 | 81.23 | 0.01 | 0
2025 | NYISO_G-I_2_NYISO_J-K | NYISO_G-I | NYISO_J-K | Internal | Winter | B17 | 100 | 6130 | 5646.79 | 77.63 | 77.64 | 0.01 | 0
2025 | NYISO_G-I_2_NYISO_J-K | NYISO_G-I | NYISO_J-K | Internal | Winter | B18 | 400 | 6130 | 6055.11 | 77.63 | 77.64 | 0.01 | 0
2025 | NYISO_G-I_2_NYISO_J-K | NYISO_G-I | NYISO_J-K | Internal | Winter | B19 | 700 | 6130 | 6065.33 | 77.63 | 77.64 | 0.01 | 0
2025 | NYISO_G-I_2_NYISO_J-K | NYISO_G-I | NYISO_J-K | Internal | Winter | B20 | 935 | 6130 | 4722.98 | 71.03 | 71.04 | 0.01 | 0
2025 | NYISO_G-I_2_PJM_E | NYISO_G-I | PJM_E | Internal | Shoulder | B11 | 25 | 1500 | 1500 | 71.43 | 85.34 | 8 | 5.91
2025 | NYISO_G-I_2_PJM_E | NYISO_G-I | PJM_E | Internal | Shoulder | B12 | 200 | 1500 | 0 | 68.74 | 75.47 | 8 | 0
2025 | NYISO_G-I_2_PJM_E | NYISO_G-I | PJM_E | Internal | Shoulder | B13 | 600 | 1500 | 0 | 67.22 | 72.21 | 8 | 0
2025 | NYISO_G-I_2_PJM_E | NYISO_G-I | PJM_E | Internal | Shoulder | B14 | 900 | 1500 | 0 | 66.47 | 69.73 | 8 | 0
2025 | NYISO_G-I_2_PJM_E | NYISO_G-I | PJM_E | Internal | Shoulder | B15 | 1203 | 1500 | 0 | 66.16 | 60.56 | 8 | 0
2025 | NYISO_G-I_2_PJM_E | NYISO_G-I | PJM_E | Internal | Summer | B1 | 10 | 1500 | 1082.93 | 573.25 | 581.25 | 8 | 0
2025 | NYISO_G-I_2_PJM_E | NYISO_G-I | PJM_E | Internal | Summer | B2 | 25 | 1500 | 0 | 436.48 | 433.99 | 8 | 0
2025 | NYISO_G-I_2_PJM_E | NYISO_G-I | PJM_E | Internal | Summer | B3 | 75 | 1500 | 1500 | 127.55 | 137.24 | 8 | 1.69
2025 | NYISO_G-I_2_PJM_E | NYISO_G-I | PJM_E | Internal | Summer | B4 | 100 | 1500 | 3665.22 | 98.29 | 112.65 | 8 | 6.37
2025 | NYISO_G-I_2_PJM_E | NYISO_G-I | PJM_E | Internal | Summer | B5 | 200 | 1500 | 5200.27 | 94.83 | 109.2 | 8 | 6.37
2025 | NYISO_G-I_2_PJM_E | NYISO_G-I | PJM_E | Internal | Summer | B6 | 300 | 1500 | 3703.29 | 85.68 | 100.05 | 8 | 6.37
2025 | NYISO_G-I_2_PJM_E | NYISO_G-I | PJM_E | Internal | Summer | B7 | 400 | 1500 | 1500 | 68.26 | 80.29 | 8 | 4.03
2025 | NYISO_G-I_2_PJM_E | NYISO_G-I | PJM_E | Internal | Summer | B8 | 500 | 1500 | 0 | 65.57 | 72.79 | 8 | 0
2025 | NYISO_G-I_2_PJM_E | NYISO_G-I | PJM_E | Internal | Summer | B9 | 800 | 1500 | 0 | 64.4 | 68.1 | 8 | 0
2025 | NYISO_G-I_2_PJM_E | NYISO_G-I | PJM_E | Internal | Summer | B10 | 1262 | 1500 | 0 | 64.4 | 58.43 | 8 | 0
2025 | NYISO_G-I_2_PJM_E | NYISO_G-I | PJM_E | Internal | Winter | B16 | 25 | 1500 | 0 | 81.22 | 87.67 | 8 | 0
2025 | NYISO_G-I_2_PJM_E | NYISO_G-I | PJM_E | Internal | Winter | B17 | 100 | 1500 | 0 | 77.63 | 78.23 | 8 | 0
2025 | NYISO_G-I_2_PJM_E | NYISO_G-I | PJM_E | Internal | Winter | B18 | 400 | 1500 | 0 | 77.63 | 74.8 | 8 | 0
2025 | NYISO_G-I_2_PJM_E | NYISO_G-I | PJM_E | Internal | Winter | B19 | 700 | 1500 | 0 | 77.63 | 74.36 | 8 | 0
2025 | NYISO_G-I_2_PJM_E | NYISO_G-I | PJM_E | Internal | Winter | B20 | 935 | 1500 | 0 | 71.03 | 65.03 | 8 | 0
2025 | NYISO_J-K_2_PJM_E_OL | NYISO_J-K | PJM_E | Internal | Shoulder | B11 | 25 | 99999 | 0 | 71.44 | 85.34 | 14.36 | 0
2025 | NYISO_J-K_2_PJM_E_OL | NYISO_J-K | PJM_E | Internal | Shoulder | B12 | 200 | 99999 | 0 | 68.75 | 75.47 | 14.36 | 0
2025 | NYISO_J-K_2_PJM_E_OL | NYISO_J-K | PJM_E | Internal | Shoulder | B13 | 600 | 99999 | 0 | 67.23 | 72.21 | 14.36 | 0
2025 | NYISO_J-K_2_PJM_E_OL | NYISO_J-K | PJM_E | Internal | Shoulder | B14 | 900 | 99999 | 0 | 66.48 | 69.73 | 14.36 | 0
2025 | NYISO_J-K_2_PJM_E_OL | NYISO_J-K | PJM_E | Internal | Shoulder | B15 | 1203 | 99999 | 0 | 66.17 | 60.56 | 14.36 | 0
2025 | NYISO_J-K_2_PJM_E_OL | NYISO_J-K | PJM_E | Internal | Summer | B1 | 10 | 99999 | 0 | 573.26 | 581.25 | 14.36 | 0
2025 | NYISO_J-K_2_PJM_E_OL | NYISO_J-K | PJM_E | Internal | Summer | B2 | 25 | 99999 | 0 | 436.5 | 433.99 | 14.36 | 0
2025 | NYISO_J-K_2_PJM_E_OL | NYISO_J-K | PJM_E | Internal | Summer | B3 | 75 | 99999 | 0 | 127.56 | 137.24 | 14.36 | 0
2025 | NYISO_J-K_2_PJM_E_OL | NYISO_J-K | PJM_E | Internal | Summer | B4 | 100 | 99999 | 0 | 98.3 | 112.65 | 14.36 | 0
2025 | NYISO_J-K_2_PJM_E_OL | NYISO_J-K | PJM_E | Internal | Summer | B5 | 200 | 99999 | 216.7 | 94.84 | 109.2 | 14.36 | 0
2025 | NYISO_J-K_2_PJM_E_OL | NYISO_J-K | PJM_E | Internal | Summer | B6 | 300 | 99999 | 0 | 85.69 | 100.05 | 14.36 | 0
2025 | NYISO_J-K_2_PJM_E_OL | NYISO_J-K | PJM_E | Internal | Summer | B7 | 400 | 99999 | 0 | 68.27 | 80.29 | 14.36 | 0
2025 | NYISO_J-K_2_PJM_E_OL | NYISO_J-K | PJM_E | Internal | Summer | B8 | 500 | 99999 | 0 | 65.58 | 72.79 | 14.36 | 0
2025 | NYISO_J-K_2_PJM_E_OL | NYISO_J-K | PJM_E | Internal | Summer | B9 | 800 | 99999 | 0 | 64.41 | 68.1 | 14.36 | 0
2025 | NYISO_J-K_2_PJM_E_OL | NYISO_J-K | PJM_E | Internal | Summer | B10 | 1262 | 99999 | 0 | 64.41 | 58.43 | 14.36 | 0
2025 | NYISO_J-K_2_PJM_E_OL | NYISO_J-K | PJM_E | Internal | Winter | B16 | 25 | 99999 | 0 | 81.23 | 87.67 | 14.36 | 0
2025 | NYISO_J-K_2_PJM_E_OL | NYISO_J-K | PJM_E | Internal | Winter | B17 | 100 | 99999 | 0 | 77.64 | 78.23 | 14.36 | 0
2025 | NYISO_J-K_2_PJM_E_OL | NYISO_J-K | PJM_E | Internal | Winter | B18 | 400 | 99999 | 0 | 77.64 | 74.8 | 14.36 | 0
2025 | NYISO_J-K_2_PJM_E_OL | NYISO_J-K | PJM_E | Internal | Winter | B19 | 700 | 99999 | 0 | 77.64 | 74.36 | 14.36 | 0
2025 | NYISO_J-K_2_PJM_E_OL | NYISO_J-K | PJM_E | Internal | Winter | B20 | 935 | 99999 | 0 | 71.04 | 65.03 | 14.36 | 0
2025 | PJM_E_2_NYISO_G-I | PJM_E | NYISO_G-I | Internal | Shoulder | B11 | 25 | 500 | 0 | 85.34 | 71.43 | 6 | 0
2025 | PJM_E_2_NYISO_G-I | PJM_E | NYISO_G-I | Internal | Shoulder | B12 | 200 | 500 | 0 | 75.47 | 68.74 | 6 | 0
2025 | PJM_E_2_NYISO_G-I | PJM_E | NYISO_G-I | Internal | Shoulder | B13 | 600 | 500 | 0 | 72.21 | 67.22 | 6 | 0
2025 | PJM_E_2_NYISO_G-I | PJM_E | NYISO_G-I | Internal | Shoulder | B14 | 900 | 500 | 0 | 69.73 | 66.47 | 6 | 0
2025 | PJM_E_2_NYISO_G-I | PJM_E | NYISO_G-I | Internal | Shoulder | B15 | 1203 | 500 | 0 | 60.56 | 66.16 | 6 | 0
2025 | PJM_E_2_NYISO_G-I | PJM_E | NYISO_G-I | Internal | Summer | B1 | 10 | 500 | 0 | 581.25 | 573.25 | 6 | 0
2025 | PJM_E_2_NYISO_G-I | PJM_E | NYISO_G-I | Internal | Summer | B2 | 25 | 500 | 0 | 433.99 | 436.48 | 6 | 0
2025 | PJM_E_2_NYISO_G-I | PJM_E | NYISO_G-I | Internal | Summer | B3 | 75 | 500 | 0 | 137.24 | 127.55 | 6 | 0
2025 | PJM_E_2_NYISO_G-I | PJM_E | NYISO_G-I | Internal | Summer | B4 | 100 | 500 | 0 | 112.65 | 98.29 | 6 | 0
2025 | PJM_E_2_NYISO_G-I | PJM_E | NYISO_G-I | Internal | Summer | B5 | 200 | 500 | 0 | 109.2 | 94.83 | 6 | 0
2025 | PJM_E_2_NYISO_G-I | PJM_E | NYISO_G-I | Internal | Summer | B6 | 300 | 500 | 0 | 100.05 | 85.68 | 6 | 0
2025 | PJM_E_2_NYISO_G-I | PJM_E | NYISO_G-I | Internal | Summer | B7 | 400 | 500 | 0 | 80.29 | 68.26 | 6 | 0
2025 | PJM_E_2_NYISO_G-I | PJM_E | NYISO_G-I | Internal | Summer | B8 | 500 | 500 | 0 | 72.79 | 65.57 | 6 | 0
2025 | PJM_E_2_NYISO_G-I | PJM_E | NYISO_G-I | Internal | Summer | B9 | 800 | 500 | 0 | 68.1 | 64.4 | 6 | 0
2025 | PJM_E_2_NYISO_G-I | PJM_E | NYISO_G-I | Internal | Summer | B10 | 1262 | 500 | 0 | 58.43 | 64.4 | 6 | 0
2025 | PJM_E_2_NYISO_G-I | PJM_E | NYISO_G-I | Internal | Winter | B16 | 25 | 500 | 0 | 87.67 | 81.22 | 6 | 0
2025 | PJM_E_2_NYISO_G-I | PJM_E | NYISO_G-I | Internal | Winter | B17 | 100 | 500 | 0 | 78.23 | 77.63 | 6 | 0
2025 | PJM_E_2_NYISO_G-I | PJM_E | NYISO_G-I | Internal | Winter | B18 | 400 | 500 | 0 | 74.8 | 77.63 | 6 | 0
2025 | PJM_E_2_NYISO_G-I | PJM_E | NYISO_G-I | Internal | Winter | B19 | 700 | 500 | 0 | 74.36 | 77.63 | 6 | 0
2025 | PJM_E_2_NYISO_G-I | PJM_E | NYISO_G-I | Internal | Winter | B20 | 935 | 500 | 127.3 | 65.03 | 71.03 | 6 | 0
2025 | PJM_E_2_NYISO_J-K | PJM_E | NYISO_J-K | Internal | Shoulder | B11 | 25 | 330 | 0 | 85.34 | 71.44 | 6 | 0
2025 | PJM_E_2_NYISO_J-K | PJM_E | NYISO_J-K | Internal | Shoulder | B12 | 200 | 330 | 0 | 75.47 | 68.75 | 6 | 0
2025 | PJM_E_2_NYISO_J-K | PJM_E | NYISO_J-K | Internal | Shoulder | B13 | 600 | 330 | 0 | 72.21 | 67.23 | 6 | 0
2025 | PJM_E_2_NYISO_J-K | PJM_E | NYISO_J-K | Internal | Shoulder | B14 | 900 | 330 | 0 | 69.73 | 66.48 | 6 | 0
2025 | PJM_E_2_NYISO_J-K | PJM_E | NYISO_J-K | Internal | Shoulder | B15 | 1203 | 330 | 0 | 60.56 | 66.17 | 6 | 0
2025 | PJM_E_2_NYISO_J-K | PJM_E | NYISO_J-K | Internal | Summer | B1 | 10 | 330 | 0 | 581.25 | 573.26 | 6 | 0
2025 | PJM_E_2_NYISO_J-K | PJM_E | NYISO_J-K | Internal | Summer | B2 | 25 | 330 | 0 | 433.99 | 436.5 | 6 | 0
2025 | PJM_E_2_NYISO_J-K | PJM_E | NYISO_J-K | Internal | Summer | B3 | 75 | 330 | 0 | 137.24 | 127.56 | 6 | 0
2025 | PJM_E_2_NYISO_J-K | PJM_E | NYISO_J-K | Internal | Summer | B4 | 100 | 330 | 0 | 112.65 | 98.3 | 6 | 0
2025 | PJM_E_2_NYISO_J-K | PJM_E | NYISO_J-K | Internal | Summer | B5 | 200 | 330 | 0 | 109.2 | 94.84 | 6 | 0
2025 | PJM_E_2_NYISO_J-K | PJM_E | NYISO_J-K | Internal | Summer | B6 | 300 | 330 | 0 | 100.05 | 85.69 | 6 | 0
2025 | PJM_E_2_NYISO_J-K | PJM_E | NYISO_J-K | Internal | Summer | B7 | 400 | 330 | 0 | 80.29 | 68.27 | 6 | 0
2025 | PJM_E_2_NYISO_J-K | PJM_E | NYISO_J-K | Internal | Summer | B8 | 500 | 330 | 0 | 72.79 | 65.58 | 6 | 0
2025 | PJM_E_2_NYISO_J-K | PJM_E | NYISO_J-K | Internal | Summer | B9 | 800 | 330 | 0 | 68.1 | 64.41 | 6 | 0
2025 | PJM_E_2_NYISO_J-K | PJM_E | NYISO_J-K | Internal | Summer | B10 | 1262 | 330 | 0 | 58.43 | 64.41 | 6 | 0
2025 | PJM_E_2_NYISO_J-K | PJM_E | NYISO_J-K | Internal | Winter | B16 | 25 | 330 | 0 | 87.67 | 81.23 | 6 | 0
2025 | PJM_E_2_NYISO_J-K | PJM_E | NYISO_J-K | Internal | Winter | B17 | 100 | 330 | 0 | 78.23 | 77.64 | 6 | 0
2025 | PJM_E_2_NYISO_J-K | PJM_E | NYISO_J-K | Internal | Winter | B18 | 400 | 330 | 0 | 74.8 | 77.64 | 6 | 0
2025 | PJM_E_2_NYISO_J-K | PJM_E | NYISO_J-K | Internal | Winter | B19 | 700 | 330 | 0 | 74.36 | 77.64 | 6 | 0
2025 | PJM_E_2_NYISO_J-K | PJM_E | NYISO_J-K | Internal | Winter | B20 | 935 | 330 | 663.18 | 65.03 | 71.04 | 6 | 0.01
2025 | PJM_E_2_PJM_ROM | PJM_E | PJM_ROM | Internal | Shoulder | B11 | 25 | 8000 | 6404.13 | 85.34 | 85.35 | 0.01 | 0
2025 | PJM_E_2_PJM_ROM | PJM_E | PJM_ROM | Internal | Shoulder | B12 | 200 | 8000 | 4449.36 | 75.47 | 75.48 | 0.01 | 0
2025 | PJM_E_2_PJM_ROM | PJM_E | PJM_ROM | Internal | Shoulder | B13 | 600 | 8000 | 2312.67 | 72.21 | 72.22 | 0.01 | 0
2025 | PJM_E_2_PJM_ROM | PJM_E | PJM_ROM | Internal | Shoulder | B14 | 900 | 8000 | 2655.92 | 69.73 | 69.74 | 0.01 | 0
2025 | PJM_E_2_PJM_ROM | PJM_E | PJM_ROM | Internal | Shoulder | B15 | 1203 | 8000 | 1370.23 | 60.56 | 60.57 | 0.01 | 0
2025 | PJM_E_2_PJM_ROM | PJM_E | PJM_ROM | Internal | Summer | B1 | 10 | 8000 | 0 | 581.25 | 581.24 | 0.01 | 0
2025 | PJM_E_2_PJM_ROM | PJM_E | PJM_ROM | Internal | Summer | B2 | 25 | 8000 | 0 | 433.99 | 433.98 | 0.01 | 0
2025 | PJM_E_2_PJM_ROM | PJM_E | PJM_ROM | Internal | Summer | B3 | 75 | 8000 | 2693.93 | 137.24 | 137.26 | 0.01 | 0
2025 | PJM_E_2_PJM_ROM | PJM_E | PJM_ROM | Internal | Summer | B4 | 100 | 8000 | 6598.07 | 112.65 | 112.67 | 0.01 | 0
2025 | PJM_E_2_PJM_ROM | PJM_E | PJM_ROM | Internal | Summer | B5 | 200 | 8000 | 9281.15 | 109.2 | 109.22 | 0.01 | 0.01
2025 | PJM_E_2_PJM_ROM | PJM_E | PJM_ROM | Internal | Summer | B6 | 300 | 8000 | 6851.24 | 100.05 | 100.06 | 0.01 | 0
2025 | PJM_E_2_PJM_ROM | PJM_E | PJM_ROM | Internal | Summer | B7 | 400 | 8000 | 5774.94 | 80.29 | 80.3 | 0.01 | 0
2025 | PJM_E_2_PJM_ROM | PJM_E | PJM_ROM | Internal | Summer | B8 | 500 | 8000 | 5326.05 | 72.79 | 72.81 | 0.01 | 0
2025 | PJM_E_2_PJM_ROM | PJM_E | PJM_ROM | Internal | Summer | B9 | 800 | 8000 | 3842.53 | 68.1 | 68.11 | 0.01 | 0
2025 | PJM_E_2_PJM_ROM | PJM_E | PJM_ROM | Internal | Summer | B10 | 1262 | 8000 | 1649.59 | 58.43 | 58.45 | 0.01 | 0
2025 | PJM_E_2_PJM_ROM | PJM_E | PJM_ROM | Internal | Winter | B16 | 25 | 8000 | 1390.82 | 87.67 | 87.68 | 0.01 | 0
2025 | PJM_E_2_PJM_ROM | PJM_E | PJM_ROM | Internal | Winter | B17 | 100 | 8000 | 221.28 | 78.23 | 78.24 | 0.01 | 0
2025 | PJM_E_2_PJM_ROM | PJM_E | PJM_ROM | Internal | Winter | B18 | 400 | 8000 | 0 | 74.8 | 74.79 | 0.01 | 0
2025 | PJM_E_2_PJM_ROM | PJM_E | PJM_ROM | Internal | Winter | B19 | 700 | 8000 | 0 | 74.36 | 74.35 | 0.01 | 0
2025 | PJM_E_2_PJM_ROM | PJM_E | PJM_ROM | Internal | Winter | B20 | 935 | 8000 | 0 | 65.03 | 65.02 | 0.01 | 0
2025 | PJM_ROR_2_MISO_IN | PJM_ROR | MISO_IN | Internal | Shoulder | B11 | 25 | 909 | 0 | 85.36 | 86.49 | 2 | 0
2025 | PJM_ROR_2_MISO_IN | PJM_ROR | MISO_IN | Internal | Shoulder | B12 | 200 | 909 | 0 | 75.47 | 77.16 | 2 | 0
2025 | PJM_ROR_2_MISO_IN | PJM_ROR | MISO_IN | Internal | Shoulder | B13 | 600 | 909 | 0 | 72.21 | 74.14 | 2 | 0
2025 | PJM_ROR_2_MISO_IN | PJM_ROR | MISO_IN | Internal | Shoulder | B14 | 900 | 909 | 0 | 69.73 | 70.84 | 2 | 0
2025 | PJM_ROR_2_MISO_IN | PJM_ROR | MISO_IN | Internal | Shoulder | B15 | 1203 | 909 | 458.8 | 60.56 | 62.56 | 2 | 0
2025 | PJM_ROR_2_MISO_IN | PJM_ROR | MISO_IN | Internal | Summer | B1 | 10 | 909 | 0 | 549.89 | 547.9 | 2 | 0
2025 | PJM_ROR_2_MISO_IN | PJM_ROR | MISO_IN | Internal | Summer | B2 | 25 | 909 | 0 | 432.88 | 431.17 | 2 | 0
2025 | PJM_ROR_2_MISO_IN | PJM_ROR | MISO_IN | Internal | Summer | B3 | 75 | 909 | 0 | 137.24 | 135.24 | 2 | 0
2025 | PJM_ROR_2_MISO_IN | PJM_ROR | MISO_IN | Internal | Summer | B4 | 100 | 909 | 0 | 112.68 | 114 | 2 | 0
2025 | PJM_ROR_2_MISO_IN | PJM_ROR | MISO_IN | Internal | Summer | B5 | 200 | 909 | 0 | 109.23 | 108.6 | 2 | 0
2025 | PJM_ROR_2_MISO_IN | PJM_ROR | MISO_IN | Internal | Summer | B6 | 300 | 909 | 0 | 100.07 | 98.77 | 2 | 0
2025 | PJM_ROR_2_MISO_IN | PJM_ROR | MISO_IN | Internal | Summer | B7 | 400 | 909 | 0 | 80.31 | 81.66 | 2 | 0
2025 | PJM_ROR_2_MISO_IN | PJM_ROR | MISO_IN | Internal | Summer | B8 | 500 | 909 | 0 | 72.79 | 71.4 | 2 | 0
2025 | PJM_ROR_2_MISO_IN | PJM_ROR | MISO_IN | Internal | Summer | B9 | 800 | 909 | 0 | 68.1 | 69.86 | 2 | 0
2025 | PJM_ROR_2_MISO_IN | PJM_ROR | MISO_IN | Internal | Summer | B10 | 1262 | 909 | 0 | 58.43 | 60.42 | 2 | 0
2025 | PJM_ROR_2_MISO_IN | PJM_ROR | MISO_IN | Internal | Winter | B16 | 25 | 909 | 1136.62 | 87.67 | 89.68 | 2 | 0.01
2025 | PJM_ROR_2_MISO_IN | PJM_ROR | MISO_IN | Internal | Winter | B17 | 100 | 909 | 1731.76 | 78.23 | 80.24 | 2 | 0.01
2025 | PJM_ROR_2_MISO_IN | PJM_ROR | MISO_IN | Internal | Winter | B18 | 400 | 909 | 0 | 74.78 | 76.38 | 2 | 0
2025 | PJM_ROR_2_MISO_IN | PJM_ROR | MISO_IN | Internal | Winter | B19 | 700 | 909 | 0 | 74.05 | 74.4 | 2 | 0
2025 | PJM_ROR_2_MISO_IN | PJM_ROR | MISO_IN | Internal | Winter | B20 | 935 | 909 | 0 | 63.07 | 64.77 | 2 | 0
2025 | PJM_ROR_2_MISO_MI | PJM_ROR | MISO_MI | Internal | Shoulder | B11 | 25 | 1305 | 0 | 85.36 | 85.79 | 2 | 0
2025 | PJM_ROR_2_MISO_MI | PJM_ROR | MISO_MI | Internal | Shoulder | B12 | 200 | 1305 | 0 | 75.47 | 77.17 | 2 | 0
2025 | PJM_ROR_2_MISO_MI | PJM_ROR | MISO_MI | Internal | Shoulder | B13 | 600 | 1305 | 0 | 72.21 | 74.13 | 2 | 0
2025 | PJM_ROR_2_MISO_MI | PJM_ROR | MISO_MI | Internal | Shoulder | B14 | 900 | 1305 | 0 | 69.73 | 70.86 | 2 | 0
2025 | PJM_ROR_2_MISO_MI | PJM_ROR | MISO_MI | Internal | Shoulder | B15 | 1203 | 1305 | 143.08 | 60.56 | 62.56 | 2 | 0
2025 | PJM_ROR_2_MISO_MI | PJM_ROR | MISO_MI | Internal | Summer | B1 | 10 | 1305 | 0 | 549.89 | 547.2 | 2 | 0
2025 | PJM_ROR_2_MISO_MI | PJM_ROR | MISO_MI | Internal | Summer | B2 | 25 | 1305 | 0 | 432.88 | 430.47 | 2 | 0
2025 | PJM_ROR_2_MISO_MI | PJM_ROR | MISO_MI | Internal | Summer | B3 | 75 | 1305 | 0 | 137.24 | 134.54 | 2 | 0
2025 | PJM_ROR_2_MISO_MI | PJM_ROR | MISO_MI | Internal | Summer | B4 | 100 | 1305 | 0 | 112.68 | 113.3 | 2 | 0
2025 | PJM_ROR_2_MISO_MI | PJM_ROR | MISO_MI | Internal | Summer | B5 | 200 | 1305 | 0 | 109.23 | 107.9 | 2 | 0
2025 | PJM_ROR_2_MISO_MI | PJM_ROR | MISO_MI | Internal | Summer | B6 | 300 | 1305 | 0 | 100.07 | 98.07 | 2 | 0
2025 | PJM_ROR_2_MISO_MI | PJM_ROR | MISO_MI | Internal | Summer | B7 | 400 | 1305 | 0 | 80.31 | 81.65 | 2 | 0
2025 | PJM_ROR_2_MISO_MI | PJM_ROR | MISO_MI | Internal | Summer | B8 | 500 | 1305 | 0 | 72.79 | 71.38 | 2 | 0
2025 | PJM_ROR_2_MISO_MI | PJM_ROR | MISO_MI | Internal | Summer | B9 | 800 | 1305 | 0 | 68.1 | 69.85 | 2 | 0
2025 | PJM_ROR_2_MISO_MI | PJM_ROR | MISO_MI | Internal | Summer | B10 | 1262 | 1305 | 96.95 | 58.43 | 60.43 | 2 | 0
2025 | PJM_ROR_2_MISO_MI | PJM_ROR | MISO_MI | Internal | Winter | B16 | 25 | 1305 | 0 | 87.67 | 88.98 | 2 | 0
2025 | PJM_ROR_2_MISO_MI | PJM_ROR | MISO_MI | Internal | Winter | B17 | 100 | 1305 | 388.74 | 78.23 | 80.23 | 2 | 0
2025 | PJM_ROR_2_MISO_MI | PJM_ROR | MISO_MI | Internal | Winter | B18 | 400 | 1305 | 0 | 74.78 | 76.36 | 2 | 0
2025 | PJM_ROR_2_MISO_MI | PJM_ROR | MISO_MI | Internal | Winter | B19 | 700 | 1305 | 0 | 74.05 | 74.39 | 2 | 0
2025 | PJM_ROR_2_MISO_MI | PJM_ROR | MISO_MI | Internal | Winter | B20 | 935 | 1305 | 0 | 63.07 | 64.76 | 2 | 0
2025 | PJM_ROR_2_MISO_MO-IL | PJM_ROR | MISO_MO-IL | Internal | Shoulder | B11 | 25 | 1111 | 0 | 85.36 | 83.72 | 2 | 0
2025 | PJM_ROR_2_MISO_MO-IL | PJM_ROR | MISO_MO-IL | Internal | Shoulder | B12 | 200 | 1111 | 0 | 75.47 | 74.39 | 2 | 0
2025 | PJM_ROR_2_MISO_MO-IL | PJM_ROR | MISO_MO-IL | Internal | Shoulder | B13 | 600 | 1111 | 0 | 72.21 | 71.37 | 2 | 0
2025 | PJM_ROR_2_MISO_MO-IL | PJM_ROR | MISO_MO-IL | Internal | Shoulder | B14 | 900 | 1111 | 0 | 69.73 | 68.08 | 2 | 0
2025 | PJM_ROR_2_MISO_MO-IL | PJM_ROR | MISO_MO-IL | Internal | Shoulder | B15 | 1203 | 1111 | 0 | 60.56 | 59.8 | 2 | 0
2025 | PJM_ROR_2_MISO_MO-IL | PJM_ROR | MISO_MO-IL | Internal | Summer | B1 | 10 | 1111 | 0 | 549.89 | 547.89 | 2 | 0
2025 | PJM_ROR_2_MISO_MO-IL | PJM_ROR | MISO_MO-IL | Internal | Summer | B2 | 25 | 1111 | 0 | 432.88 | 431.15 | 2 | 0
2025 | PJM_ROR_2_MISO_MO-IL | PJM_ROR | MISO_MO-IL | Internal | Summer | B3 | 75 | 1111 | 0 | 137.24 | 135.26 | 2 | 0
2025 | PJM_ROR_2_MISO_MO-IL | PJM_ROR | MISO_MO-IL | Internal | Summer | B4 | 100 | 1111 | 0 | 112.68 | 112.04 | 2 | 0
2025 | PJM_ROR_2_MISO_MO-IL | PJM_ROR | MISO_MO-IL | Internal | Summer | B5 | 200 | 1111 | 0 | 109.23 | 108.59 | 2 | 0
2025 | PJM_ROR_2_MISO_MO-IL | PJM_ROR | MISO_MO-IL | Internal | Summer | B6 | 300 | 1111 | 0 | 100.07 | 98.76 | 2 | 0
2025 | PJM_ROR_2_MISO_MO-IL | PJM_ROR | MISO_MO-IL | Internal | Summer | B7 | 400 | 1111 | 0 | 80.31 | 78.89 | 2 | 0
2025 | PJM_ROR_2_MISO_MO-IL | PJM_ROR | MISO_MO-IL | Internal | Summer | B8 | 500 | 1111 | 0 | 72.79 | 71.38 | 2 | 0
2025 | PJM_ROR_2_MISO_MO-IL | PJM_ROR | MISO_MO-IL | Internal | Summer | B9 | 800 | 1111 | 0 | 68.1 | 67.1 | 2 | 0
2025 | PJM_ROR_2_MISO_MO-IL | PJM_ROR | MISO_MO-IL | Internal | Summer | B10 | 1262 | 1111 | 0 | 58.43 | 59.94 | 2 | 0
2025 | PJM_ROR_2_MISO_MO-IL | PJM_ROR | MISO_MO-IL | Internal | Winter | B16 | 25 | 1111 | 0 | 87.67 | 86.91 | 2 | 0
2025 | PJM_ROR_2_MISO_MO-IL | PJM_ROR | MISO_MO-IL | Internal | Winter | B17 | 100 | 1111 | 0 | 78.23 | 77.48 | 2 | 0
2025 | PJM_ROR_2_MISO_MO-IL | PJM_ROR | MISO_MO-IL | Internal | Winter | B18 | 400 | 1111 | 0 | 74.78 | 73.61 | 2 | 0
2025 | PJM_ROR_2_MISO_MO-IL | PJM_ROR | MISO_MO-IL | Internal | Winter | B19 | 700 | 1111 | 0 | 74.05 | 71.64 | 2 | 0
2025 | PJM_ROR_2_MISO_MO-IL | PJM_ROR | MISO_MO-IL | Internal | Winter | B20 | 935 | 1111 | 0 | 63.07 | 62.28 | 2 | 0
2025 | PJM_ROR_2_MISO_W | PJM_ROR | MISO_W | Internal | Shoulder | B11 | 25 | 709 | 0 | 85.36 | 71.94 | 2 | 0
2025 | PJM_ROR_2_MISO_W | PJM_ROR | MISO_W | Internal | Shoulder | B12 | 200 | 709 | 0 | 75.47 | 62.05 | 2 | 0
2025 | PJM_ROR_2_MISO_W | PJM_ROR | MISO_W | Internal | Shoulder | B13 | 600 | 709 | 0 | 72.21 | 58.79 | 2 | 0
2025 | PJM_ROR_2_MISO_W | PJM_ROR | MISO_W | Internal | Shoulder | B14 | 900 | 709 | 0 | 69.73 | 56.31 | 2 | 0
2025 | PJM_ROR_2_MISO_W | PJM_ROR | MISO_W | Internal | Shoulder | B15 | 1203 | 709 | 0 | 60.56 | 47.14 | 2 | 0
2025 | PJM_ROR_2_MISO_W | PJM_ROR | MISO_W | Internal | Summer | B1 | 10 | 709 | 0 | 549.89 | 536.46 | 2 | 0
2025 | PJM_ROR_2_MISO_W | PJM_ROR | MISO_W | Internal | Summer | B2 | 25 | 709 | 0 | 432.88 | 419.45 | 2 | 0
2025 | PJM_ROR_2_MISO_W | PJM_ROR | MISO_W | Internal | Summer | B3 | 75 | 709 | 0 | 137.24 | 123.82 | 2 | 0
2025 | PJM_ROR_2_MISO_W | PJM_ROR | MISO_W | Internal | Summer | B4 | 100 | 709 | 0 | 112.68 | 107.03 | 2 | 0
2025 | PJM_ROR_2_MISO_W | PJM_ROR | MISO_W | Internal | Summer | B5 | 200 | 709 | 0 | 109.23 | 103.35 | 2 | 0
2025 | PJM_ROR_2_MISO_W | PJM_ROR | MISO_W | Internal | Summer | B6 | 300 | 709 | 0 | 100.07 | 86.76 | 2 | 0
2025 | PJM_ROR_2_MISO_W | PJM_ROR | MISO_W | Internal | Summer | B7 | 400 | 709 | 0 | 80.31 | 66.89 | 2 | 0
2025 | PJM_ROR_2_MISO_W | PJM_ROR | MISO_W | Internal | Summer | B8 | 500 | 709 | 0 | 72.79 | 59.37 | 2 | 0
2025 | PJM_ROR_2_MISO_W | PJM_ROR | MISO_W | Internal | Summer | B9 | 800 | 709 | 0 | 68.1 | 55.4 | 2 | 0
2025 | PJM_ROR_2_MISO_W | PJM_ROR | MISO_W | Internal | Summer | B10 | 1262 | 709 | 0 | 58.43 | 45.01 | 2 | 0
2025 | PJM_ROR_2_MISO_W | PJM_ROR | MISO_W | Internal | Winter | B16 | 25 | 709 | 0 | 87.67 | 74.24 | 2 | 0
2025 | PJM_ROR_2_MISO_W | PJM_ROR | MISO_W | Internal | Winter | B17 | 100 | 709 | 0 | 78.23 | 64.81 | 2 | 0
2025 | PJM_ROR_2_MISO_W | PJM_ROR | MISO_W | Internal | Winter | B18 | 400 | 709 | 0 | 74.78 | 61.35 | 2 | 0
2025 | PJM_ROR_2_MISO_W | PJM_ROR | MISO_W | Internal | Winter | B19 | 700 | 709 | 0 | 74.05 | 60.63 | 2 | 0
2025 | PJM_ROR_2_MISO_W | PJM_ROR | MISO_W | Internal | Winter | B20 | 935 | 709 | 0 | 63.07 | 49.65 | 2 | 0
2025 | PJM_ROR_2_PJM_ROM | PJM_ROR | PJM_ROM | Internal | Shoulder | B11 | 25 | 8000 | 0 | 85.36 | 85.35 | 0.01 | 0
2025 | PJM_ROR_2_PJM_ROM | PJM_ROR | PJM_ROM | Internal | Shoulder | B12 | 200 | 8000 | 1373.29 | 75.47 | 75.48 | 0.01 | 0
2025 | PJM_ROR_2_PJM_ROM | PJM_ROR | PJM_ROM | Internal | Shoulder | B13 | 600 | 8000 | 3865.27 | 72.21 | 72.22 | 0.01 | 0
2025 | PJM_ROR_2_PJM_ROM | PJM_ROR | PJM_ROM | Internal | Shoulder | B14 | 900 | 8000 | 3375.16 | 69.73 | 69.74 | 0.01 | 0
2025 | PJM_ROR_2_PJM_ROM | PJM_ROR | PJM_ROM | Internal | Shoulder | B15 | 1203 | 8000 | 4829.82 | 60.56 | 60.57 | 0.01 | 0
2025 | PJM_ROR_2_PJM_ROM | PJM_ROR | PJM_ROM | Internal | Summer | B1 | 10 | 8000 | 8000 | 549.89 | 581.24 | 0.01 | 31.34
2025 | PJM_ROR_2_PJM_ROM | PJM_ROR | PJM_ROM | Internal | Summer | B2 | 25 | 8000 | 8000 | 432.88 | 433.98 | 0.01 | 1.09
2025 | PJM_ROR_2_PJM_ROM | PJM_ROR | PJM_ROM | Internal | Summer | B3 | 75 | 8000 | 2028.29 | 137.24 | 137.26 | 0.01 | 0
2025 | PJM_ROR_2_PJM_ROM | PJM_ROR | PJM_ROM | Internal | Summer | B4 | 100 | 8000 | 0 | 112.68 | 112.67 | 0.01 | 0
2025 | PJM_ROR_2_PJM_ROM | PJM_ROR | PJM_ROM | Internal | Summer | B5 | 200 | 8000 | 0 | 109.23 | 109.22 | 0.01 | 0
2025 | PJM_ROR_2_PJM_ROM | PJM_ROR | PJM_ROM | Internal | Summer | B6 | 300 | 8000 | 0 | 100.07 | 100.06 | 0.01 | 0
2025 | PJM_ROR_2_PJM_ROM | PJM_ROR | PJM_ROM | Internal | Summer | B7 | 400 | 8000 | 0 | 80.31 | 80.3 | 0.01 | 0
2025 | PJM_ROR_2_PJM_ROM | PJM_ROR | PJM_ROM | Internal | Summer | B8 | 500 | 8000 | 478.4 | 72.79 | 72.81 | 0.01 | 0
2025 | PJM_ROR_2_PJM_ROM | PJM_ROR | PJM_ROM | Internal | Summer | B9 | 800 | 8000 | 1461.19 | 68.1 | 68.11 | 0.01 | 0
2025 | PJM_ROR_2_PJM_ROM | PJM_ROR | PJM_ROM | Internal | Summer | B10 | 1262 | 8000 | 4794.48 | 58.43 | 58.45 | 0.01 | 0
2025 | PJM_ROR_2_PJM_ROM | PJM_ROR | PJM_ROM | Internal | Winter | B16 | 25 | 8000 | 5899.41 | 87.67 | 87.68 | 0.01 | 0
2025 | PJM_ROR_2_PJM_ROM | PJM_ROR | PJM_ROM | Internal | Winter | B17 | 100 | 8000 | 7768.58 | 78.23 | 78.24 | 0.01 | 0
2025 | PJM_ROR_2_PJM_ROM | PJM_ROR | PJM_ROM | Internal | Winter | B18 | 400 | 8000 | 7798.03 | 74.78 | 74.79 | 0.01 | 0
2025 | PJM_ROR_2_PJM_ROM | PJM_ROR | PJM_ROM | Internal | Winter | B19 | 700 | 8000 | 8000 | 74.05 | 74.35 | 0.01 | 0.29
2025 | PJM_ROR_2_PJM_ROM | PJM_ROR | PJM_ROM | Internal | Winter | B20 | 935 | 8000 | 8000 | 63.07 | 65.02 | 0.01 | 1.94
2025 | PJM_ROR_2_TVA_Transmission | PJM_ROR | TVA_Transmission | Internal | Shoulder | B11 | 25 | 2500 | 2500 | 85.36 | 91.72 | 6 | 0.36
2025 | PJM_ROR_2_TVA_Transmission | PJM_ROR | TVA_Transmission | Internal | Shoulder | B12 | 200 | 2500 | 0 | 75.47 | 80.85 | 6 | 0
2025 | PJM_ROR_2_TVA_Transmission | PJM_ROR | TVA_Transmission | Internal | Shoulder | B13 | 600 | 2500 | 0 | 72.21 | 76.78 | 6 | 0
2025 | PJM_ROR_2_TVA_Transmission | PJM_ROR | TVA_Transmission | Internal | Shoulder | B14 | 900 | 2500 | 0 | 69.73 | 75.48 | 6 | 0
2025 | PJM_ROR_2_TVA_Transmission | PJM_ROR | TVA_Transmission | Internal | Shoulder | B15 | 1203 | 2500 | 2500 | 60.56 | 67.8 | 6 | 1.24
2025 | PJM_ROR_2_TVA_Transmission | PJM_ROR | TVA_Transmission | Internal | Summer | B1 | 10 | 2500 | 465.93 | 549.89 | 555.89 | 6 | 0
2025 | PJM_ROR_2_TVA_Transmission | PJM_ROR | TVA_Transmission | Internal | Summer | B2 | 25 | 2500 | 2500 | 432.88 | 439.15 | 6 | 0.28
2025 | PJM_ROR_2_TVA_Transmission | PJM_ROR | TVA_Transmission | Internal | Summer | B3 | 75 | 2500 | 2500 | 137.24 | 143.59 | 6 | 0.35
2025 | PJM_ROR_2_TVA_Transmission | PJM_ROR | TVA_Transmission | Internal | Summer | B4 | 100 | 2500 | 2500 | 112.68 | 120.04 | 6 | 1.36
2025 | PJM_ROR_2_TVA_Transmission | PJM_ROR | TVA_Transmission | Internal | Summer | B5 | 200 | 2500 | 2500 | 109.23 | 115.59 | 6 | 0.36
2025 | PJM_ROR_2_TVA_Transmission | PJM_ROR | TVA_Transmission | Internal | Summer | B6 | 300 | 2500 | 1838.48 | 100.07 | 106.07 | 6 | 0
2025 | PJM_ROR_2_TVA_Transmission | PJM_ROR | TVA_Transmission | Internal | Summer | B7 | 400 | 2500 | 2269.68 | 80.31 | 86.31 | 6 | 0
2025 | PJM_ROR_2_TVA_Transmission | PJM_ROR | TVA_Transmission | Internal | Summer | B8 | 500 | 2500 | 0 | 72.79 | 78.23 | 6 | 0
2025 | PJM_ROR_2_TVA_Transmission | PJM_ROR | TVA_Transmission | Internal | Summer | B9 | 800 | 2500 | 0 | 68.1 | 73.99 | 6 | 0
2025 | PJM_ROR_2_TVA_Transmission | PJM_ROR | TVA_Transmission | Internal | Summer | B10 | 1262 | 2500 | 2171.59 | 58.43 | 64.43 | 6 | 0
2025 | PJM_ROR_2_TVA_Transmission | PJM_ROR | TVA_Transmission | Internal | Winter | B16 | 25 | 2500 | 2500 | 87.67 | 94.91 | 6 | 1.25
2025 | PJM_ROR_2_TVA_Transmission | PJM_ROR | TVA_Transmission | Internal | Winter | B17 | 100 | 2500 | 776.94 | 78.23 | 84.23 | 6 | 0
2025 | PJM_ROR_2_TVA_Transmission | PJM_ROR | TVA_Transmission | Internal | Winter | B18 | 400 | 2500 | 0 | 74.78 | 79.52 | 6 | 0
2025 | PJM_ROR_2_TVA_Transmission | PJM_ROR | TVA_Transmission | Internal | Winter | B19 | 700 | 2500 | 0 | 74.05 | 78.89 | 6 | 0
2025 | PJM_ROR_2_TVA_Transmission | PJM_ROR | TVA_Transmission | Internal | Winter | B20 | 935 | 2500 | 2500 | 63.07 | 70.28 | 6 | 1.22
2025 | PJM_ROR_2_VACAR | PJM_ROR | VACAR | Internal | Shoulder | B11 | 25 | 3000 | 6326.2 | 85.36 | 93.71 | 6 | 2.35
2025 | PJM_ROR_2_VACAR | PJM_ROR | VACAR | Internal | Shoulder | B12 | 200 | 3000 | 3255.1 | 75.47 | 83.82 | 6 | 2.35
2025 | PJM_ROR_2_VACAR | PJM_ROR | VACAR | Internal | Shoulder | B13 | 600 | 3000 | 3000 | 72.21 | 79.46 | 6 | 1.25
2025 | PJM_ROR_2_VACAR | PJM_ROR | VACAR | Internal | Shoulder | B14 | 900 | 3000 | 3000 | 69.73 | 76.23 | 6 | 0.5
2025 | PJM_ROR_2_VACAR | PJM_ROR | VACAR | Internal | Shoulder | B15 | 1203 | 3000 | 628.96 | 60.56 | 66.56 | 6 | 0
2025 | PJM_ROR_2_VACAR | PJM_ROR | VACAR | Internal | Summer | B1 | 10 | 3000 | 8544.8 | 549.89 | 558.23 | 6 | 2.35
2025 | PJM_ROR_2_VACAR | PJM_ROR | VACAR | Internal | Summer | B2 | 25 | 3000 | 7554.3 | 432.88 | 441.22 | 6 | 2.35
2025 | PJM_ROR_2_VACAR | PJM_ROR | VACAR | Internal | Summer | B3 | 75 | 3000 | 10132.08 | 137.24 | 145.59 | 6 | 2.35
2025 | PJM_ROR_2_VACAR | PJM_ROR | VACAR | Internal | Summer | B4 | 100 | 3000 | 13044.5 | 112.68 | 121.03 | 6 | 2.35
2025 | PJM_ROR_2_VACAR | PJM_ROR | VACAR | Internal | Summer | B5 | 200 | 3000 | 10608.57 | 109.23 | 117.58 | 6 | 2.35
2025 | PJM_ROR_2_VACAR | PJM_ROR | VACAR | Internal | Summer | B6 | 300 | 3000 | 4907.42 | 100.07 | 108.42 | 6 | 2.35
2025 | PJM_ROR_2_VACAR | PJM_ROR | VACAR | Internal | Summer | B7 | 400 | 3000 | 4183.54 | 80.31 | 88.66 | 6 | 2.35
2025 | PJM_ROR_2_VACAR | PJM_ROR | VACAR | Internal | Summer | B8 | 500 | 3000 | 3798.7 | 72.79 | 81.14 | 6 | 2.35
2025 | PJM_ROR_2_VACAR | PJM_ROR | VACAR | Internal | Summer | B9 | 800 | 3000 | 2309.3 | 68.1 | 74.1 | 6 | 0
2025 | PJM_ROR_2_VACAR | PJM_ROR | VACAR | Internal | Summer | B10 | 1262 | 3000 | 1427.47 | 58.43 | 64.43 | 6 | 0
2025 | PJM_ROR_2_VACAR | PJM_ROR | VACAR | Internal | Winter | B16 | 25 | 3000 | 14192.17 | 87.67 | 96.01 | 6 | 2.35
2025 | PJM_ROR_2_VACAR | PJM_ROR | VACAR | Internal | Winter | B17 | 100 | 3000 | 7178.5 | 78.23 | 86.58 | 6 | 2.35
2025 | PJM_ROR_2_VACAR | PJM_ROR | VACAR | Internal | Winter | B18 | 400 | 3000 | 3768.29 | 74.78 | 83.12 | 6 | 2.35
2025 | PJM_ROR_2_VACAR | PJM_ROR | VACAR | Internal | Winter | B19 | 700 | 3000 | 3262.04 | 74.05 | 82.4 | 6 | 2.35
2025 | PJM_ROR_2_VACAR | PJM_ROR | VACAR | Internal | Winter | B20 | 935 | 3000 | 3000 | 63.07 | 70.31 | 6 | 1.24
2025 | PJM_ROM_2_PJM_E | PJM_ROM | PJM_E | Internal | Shoulder | B11 | 25 | 8000 | 0 | 85.35 | 85.34 | 0.01 | 0
2025 | PJM_ROM_2_PJM_E | PJM_ROM | PJM_E | Internal | Shoulder | B12 | 200 | 8000 | 0 | 75.48 | 75.47 | 0.01 | 0
2025 | PJM_ROM_2_PJM_E | PJM_ROM | PJM_E | Internal | Shoulder | B13 | 600 | 8000 | 0 | 72.22 | 72.21 | 0.01 | 0
2025 | PJM_ROM_2_PJM_E | PJM_ROM | PJM_E | Internal | Shoulder | B14 | 900 | 8000 | 0 | 69.74 | 69.73 | 0.01 | 0
2025 | PJM_ROM_2_PJM_E | PJM_ROM | PJM_E | Internal | Shoulder | B15 | 1203 | 8000 | 0 | 60.57 | 60.56 | 0.01 | 0
2025 | PJM_ROM_2_PJM_E | PJM_ROM | PJM_E | Internal | Summer | B1 | 10 | 8000 | 919.58 | 581.24 | 581.25 | 0.01 | 0
2025 | PJM_ROM_2_PJM_E | PJM_ROM | PJM_E | Internal | Summer | B2 | 25 | 8000 | 1292.84 | 433.98 | 433.99 | 0.01 | 0
2025 | PJM_ROM_2_PJM_E | PJM_ROM | PJM_E | Internal | Summer | B3 | 75 | 8000 | 0 | 137.26 | 137.24 | 0.01 | 0
2025 | PJM_ROM_2_PJM_E | PJM_ROM | PJM_E | Internal | Summer | B4 | 100 | 8000 | 0 | 112.67 | 112.65 | 0.01 | 0
2025 | PJM_ROM_2_PJM_E | PJM_ROM | PJM_E | Internal | Summer | B5 | 200 | 8000 | 0 | 109.22 | 109.2 | 0.01 | 0
2025 | PJM_ROM_2_PJM_E | PJM_ROM | PJM_E | Internal | Summer | B6 | 300 | 8000 | 0 | 100.06 | 100.05 | 0.01 | 0
2025 | PJM_ROM_2_PJM_E | PJM_ROM | PJM_E | Internal | Summer | B7 | 400 | 8000 | 0 | 80.3 | 80.29 | 0.01 | 0
2025 | PJM_ROM_2_PJM_E | PJM_ROM | PJM_E | Internal | Summer | B8 | 500 | 8000 | 0 | 72.81 | 72.79 | 0.01 | 0
2025 | PJM_ROM_2_PJM_E | PJM_ROM | PJM_E | Internal | Summer | B9 | 800 | 8000 | 0 | 68.11 | 68.1 | 0.01 | 0
2025 | PJM_ROM_2_PJM_E | PJM_ROM | PJM_E | Internal | Summer | B10 | 1262 | 8000 | 0 | 58.45 | 58.43 | 0.01 | 0
2025 | PJM_ROM_2_PJM_E | PJM_ROM | PJM_E | Internal | Winter | B16 | 25 | 8000 | 0 | 87.68 | 87.67 | 0.01 | 0
2025 | PJM_ROM_2_PJM_E | PJM_ROM | PJM_E | Internal | Winter | B17 | 100 | 8000 | 0 | 78.24 | 78.23 | 0.01 | 0
2025 | PJM_ROM_2_PJM_E | PJM_ROM | PJM_E | Internal | Winter | B18 | 400 | 8000 | 458.51 | 74.79 | 74.8 | 0.01 | 0
2025 | PJM_ROM_2_PJM_E | PJM_ROM | PJM_E | Internal | Winter | B19 | 700 | 8000 | 849.49 | 74.35 | 74.36 | 0.01 | 0
2025 | PJM_ROM_2_PJM_E | PJM_ROM | PJM_E | Internal | Winter | B20 | 935 | 8000 | 1502.91 | 65.02 | 65.03 | 0.01 | 0
2025 | PJM_ROM_2_PJM_ROR | PJM_ROM | PJM_ROR | Internal | Shoulder | B11 | 25 | 8000 | 2976.25 | 85.35 | 85.36 | 0.01 | 0
2025 | PJM_ROM_2_PJM_ROR | PJM_ROM | PJM_ROR | Internal | Shoulder | B12 | 200 | 8000 | 0 | 75.48 | 75.47 | 0.01 | 0
2025 | PJM_ROM_2_PJM_ROR | PJM_ROM | PJM_ROR | Internal | Shoulder | B13 | 600 | 8000 | 0 | 72.22 | 72.21 | 0.01 | 0
2025 | PJM_ROM_2_PJM_ROR | PJM_ROM | PJM_ROR | Internal | Shoulder | B14 | 900 | 8000 | 0 | 69.74 | 69.73 | 0.01 | 0
2025 | PJM_ROM_2_PJM_ROR | PJM_ROM | PJM_ROR | Internal | Shoulder | B15 | 1203 | 8000 | 0 | 60.57 | 60.56 | 0.01 | 0
2025 | PJM_ROM_2_PJM_ROR | PJM_ROM | PJM_ROR | Internal | Summer | B1 | 10 | 8000 | 0 | 581.24 | 549.89 | 0.01 | 0
2025 | PJM_ROM_2_PJM_ROR | PJM_ROM | PJM_ROR | Internal | Summer | B2 | 25 | 8000 | 0 | 433.98 | 432.88 | 0.01 | 0
2025 | PJM_ROM_2_PJM_ROR | PJM_ROM | PJM_ROR | Internal | Summer | B3 | 75 | 8000 | 0 | 137.26 | 137.24 | 0.01 | 0
2025 | PJM_ROM_2_PJM_ROR | PJM_ROM | PJM_ROR | Internal | Summer | B4 | 100 | 8000 | 3854.73 | 112.67 | 112.68 | 0.01 | 0
2025 | PJM_ROM_2_PJM_ROR | PJM_ROM | PJM_ROR | Internal | Summer | B5 | 200 | 8000 | 6097.56 | 109.22 | 109.23 | 0.01 | 0
2025 | PJM_ROM_2_PJM_ROR | PJM_ROM | PJM_ROR | Internal | Summer | B6 | 300 | 8000 | 3582.82 | 100.06 | 100.07 | 0.01 | 0
2025 | PJM_ROM_2_PJM_ROR | PJM_ROM | PJM_ROR | Internal | Summer | B7 | 400 | 8000 | 1876.74 | 80.3 | 80.31 | 0.01 | 0
2025 | PJM_ROM_2_PJM_ROR | PJM_ROM | PJM_ROR | Internal | Summer | B8 | 500 | 8000 | 0 | 72.81 | 72.79 | 0.01 | 0
2025 | PJM_ROM_2_PJM_ROR | PJM_ROM | PJM_ROR | Internal | Summer | B9 | 800 | 8000 | 0 | 68.11 | 68.1 | 0.01 | 0
2025 | PJM_ROM_2_PJM_ROR | PJM_ROM | PJM_ROR | Internal | Summer | B10 | 1262 | 8000 | 0 | 58.45 | 58.43 | 0.01 | 0
2025 | PJM_ROM_2_PJM_ROR | PJM_ROM | PJM_ROR | Internal | Winter | B16 | 25 | 8000 | 0 | 87.68 | 87.67 | 0.01 | 0
2025 | PJM_ROM_2_PJM_ROR | PJM_ROM | PJM_ROR | Internal | Winter | B17 | 100 | 8000 | 0 | 78.24 | 78.23 | 0.01 | 0
2025 | PJM_ROM_2_PJM_ROR | PJM_ROM | PJM_ROR | Internal | Winter | B18 | 400 | 8000 | 0 | 74.79 | 74.78 | 0.01 | 0
2025 | PJM_ROM_2_PJM_ROR | PJM_ROM | PJM_ROR | Internal | Winter | B19 | 700 | 8000 | 0 | 74.35 | 74.05 | 0.01 | 0
2025 | PJM_ROM_2_PJM_ROR | PJM_ROM | PJM_ROR | Internal | Winter | B20 | 935 | 8000 | 0 | 65.02 | 63.07 | 0.01 | 0
2025 | SOCO_2_FRCC | SOCO | FRCC | Internal | Shoulder | B11 | 25 | 3700 | 4902.24 | 100.72 | 110.74 | 10 | 0.01
2025 | SOCO_2_FRCC | SOCO | FRCC | Internal | Shoulder | B12 | 200 | 3700 | 0 | 80.6 | 86.32 | 10 | 0
2025 | SOCO_2_FRCC | SOCO | FRCC | Internal | Shoulder | B13 | 600 | 3700 | 0 | 74.18 | 81.22 | 10 | 0
2025 | SOCO_2_FRCC | SOCO | FRCC | Internal | Shoulder | B14 | 900 | 3700 | 0 | 74.18 | 77.82 | 10 | 0
2025 | SOCO_2_FRCC | SOCO | FRCC | Internal | Shoulder | B15 | 1203 | 3700 | 0 | 72.59 | 77.82 | 10 | 0
2025 | SOCO_2_FRCC | SOCO | FRCC | Internal | Summer | B1 | 10 | 3700 | 7597.95 | 561.77 | 571.79 | 10 | 0.01
2025 | SOCO_2_FRCC | SOCO | FRCC | Internal | Summer | B2 | 25 | 3700 | 4940.63 | 448.15 | 458.17 | 10 | 0.01
2025 | SOCO_2_FRCC | SOCO | FRCC | Internal | Summer | B3 | 75 | 3700 | 3495.24 | 152.6 | 162.6 | 10 | 0
2025 | SOCO_2_FRCC | SOCO | FRCC | Internal | Summer | B4 | 100 | 3700 | 2876.61 | 128.04 | 138.04 | 10 | 0
2025 | SOCO_2_FRCC | SOCO | FRCC | Internal | Summer | B5 | 200 | 3700 | 1672.3 | 124.59 | 134.59 | 10 | 0
2025 | SOCO_2_FRCC | SOCO | FRCC | Internal | Summer | B6 | 300 | 3700 | 287.48 | 115.07 | 125.07 | 10 | 0
2025 | SOCO_2_FRCC | SOCO | FRCC | Internal | Summer | B7 | 400 | 3700 | 932.4 | 95.31 | 105.31 | 10 | 0
2025 | SOCO_2_FRCC | SOCO | FRCC | Internal | Summer | B8 | 500 | 3700 | 0 | 86.23 | 80.38 | 10 | 0
2025 | SOCO_2_FRCC | SOCO | FRCC | Internal | Summer | B9 | 800 | 3700 | 0 | 73.79 | 78.41 | 10 | 0
2025 | SOCO_2_FRCC | SOCO | FRCC | Internal | Summer | B10 | 1262 | 3700 | 0 | 71.19 | 77.01 | 10 | 0
2025 | SOCO_2_FRCC | SOCO | FRCC | Internal | Winter | B16 | 25 | 3700 | 2431.28 | 103.01 | 113.01 | 10 | 0
2025 | SOCO_2_FRCC | SOCO | FRCC | Internal | Winter | B17 | 100 | 3700 | 0 | 84.65 | 83.78 | 10 | 0
2025 | SOCO_2_FRCC | SOCO | FRCC | Internal | Winter | B18 | 400 | 3700 | 0 | 77.16 | 83.78 | 10 | 0
2025 | SOCO_2_FRCC | SOCO | FRCC | Internal | Winter | B19 | 700 | 3700 | 0 | 77.16 | 80.28 | 10 | 0
2025 | SOCO_2_FRCC | SOCO | FRCC | Internal | Winter | B20 | 935 | 3700 | 0 | 75.48 | 80.28 | 10 | 0
2025 | SPP_N_2_ENT | SPP_N | ENT | Internal | Shoulder | B11 | 25 | 1800 | 1800 | 71.86 | 91.72 | 5 | 14.86
2025 | SPP_N_2_ENT | SPP_N | ENT | Internal | Shoulder | B12 | 200 | 1800 | 1800 | 60.19 | 73.22 | 5 | 8.03
2025 | SPP_N_2_ENT | SPP_N | ENT | Internal | Shoulder | B13 | 600 | 1800 | 1800 | 51.16 | 73.12 | 5 | 16.96
2025 | SPP_N_2_ENT | SPP_N | ENT | Internal | Shoulder | B14 | 900 | 1800 | 7935.91 | 45.87 | 70.67 | 5 | 19.8
2025 | SPP_N_2_ENT | SPP_N | ENT | Internal | Shoulder | B15 | 1203 | 1800 | 11534.38 | 36.7 | 61.5 | 5 | 19.8
2025 | SPP_N_2_ENT | SPP_N | ENT | Internal | Summer | B1 | 10 | 1800 | 20895.08 | 522.63 | 547.43 | 5 | 19.8
2025 | SPP_N_2_ENT | SPP_N | ENT | Internal | Summer | B2 | 25 | 1800 | 12884.4 | 409.01 | 433.81 | 5 | 19.8
2025 | SPP_N_2_ENT | SPP_N | ENT | Internal | Summer | B3 | 75 | 1800 | 1800 | 118.83 | 143.26 | 5 | 19.42
2025 | SPP_N_2_ENT | SPP_N | ENT | Internal | Summer | B4 | 100 | 1800 | 1800 | 107.04 | 120.04 | 5 | 8
2025 | SPP_N_2_ENT | SPP_N | ENT | Internal | Summer | B5 | 200 | 1800 | 1800 | 103.59 | 116.59 | 5 | 8
2025 | SPP_N_2_ENT | SPP_N | ENT | Internal | Summer | B6 | 300 | 1800 | 1800 | 93.76 | 100.73 | 5 | 1.97
2025 | SPP_N_2_ENT | SPP_N | ENT | Internal | Summer | B7 | 400 | 1800 | 1800 | 73.89 | 80.97 | 5 | 2.08
2025 | SPP_N_2_ENT | SPP_N | ENT | Internal | Summer | B8 | 500 | 1800 | 1800 | 66.38 | 72.14 | 5 | 0.76
2025 | SPP_N_2_ENT | SPP_N | ENT | Internal | Summer | B9 | 800 | 1800 | 1800 | 62.4 | 71.61 | 5 | 4.21
2025 | SPP_N_2_ENT | SPP_N | ENT | Internal | Summer | B10 | 1262 | 1800 | 3158.59 | 43.16 | 67.96 | 5 | 19.8
2025 | SPP_N_2_ENT | SPP_N | ENT | Internal | Winter | B16 | 25 | 1800 | 2603.98 | 63.87 | 88.67 | 5 | 19.8
2025 | SPP_N_2_ENT | SPP_N | ENT | Internal | Winter | B17 | 100 | 1800 | 1800 | 54.37 | 76.65 | 5 | 17.28
2025 | SPP_N_2_ENT | SPP_N | ENT | Internal | Winter | B18 | 400 | 1800 | 1800 | 56.35 | 76.08 | 5 | 14.73
2025 | SPP_N_2_ENT | SPP_N | ENT | Internal | Winter | B19 | 700 | 1800 | 1800 | 50.18 | 73.53 | 5 | 18.35
2025 | SPP_N_2_ENT | SPP_N | ENT | Internal | Winter | B20 | 935 | 1800 | 6887.46 | 39.2 | 64 | 5 | 19.8
2025 | SPP_N_2_MISO_MO-IL | SPP_N | MISO_MO-IL | Internal | Shoulder | B11 | 25 | 2000 | 2000 | 71.86 | 83.72 | 5 | 6.86
2025 | SPP_N_2_MISO_MO-IL | SPP_N | MISO_MO-IL | Internal | Shoulder | B12 | 200 | 2000 | 2000 | 60.19 | 74.39 | 5 | 9.2
2025 | SPP_N_2_MISO_MO-IL | SPP_N | MISO_MO-IL | Internal | Shoulder | B13 | 600 | 2000 | 2000 | 51.16 | 71.37 | 5 | 15.22
2025 | SPP_N_2_MISO_MO-IL | SPP_N | MISO_MO-IL | Internal | Shoulder | B14 | 900 | 2000 | 2000 | 45.87 | 68.08 | 5 | 17.21
2025 | SPP_N_2_MISO_MO-IL | SPP_N | MISO_MO-IL | Internal | Shoulder | B15 | 1203 | 2000 | 2000 | 36.7 | 59.8 | 5 | 18.1
2025 | SPP_N_2_MISO_MO-IL | SPP_N | MISO_MO-IL | Internal | Summer | B1 | 10 | 2000 | 2000 | 522.63 | 547.89 | 5 | 20.26
2025 | SPP_N_2_MISO_MO-IL | SPP_N | MISO_MO-IL | Internal | Summer | B2 | 25 | 2000 | 2000 | 409.01 | 431.15 | 5 | 17.14
2025 | SPP_N_2_MISO_MO-IL | SPP_N | MISO_MO-IL | Internal | Summer | B3 | 75 | 2000 | 2000 | 118.83 | 135.26 | 5 | 11.42
2025 | SPP_N_2_MISO_MO-IL | SPP_N | MISO_MO-IL | Internal | Summer | B4 | 100 | 2000 | 223.18 | 107.04 | 112.04 | 5 | 0
2025 | SPP_N_2_MISO_MO-IL | SPP_N | MISO_MO-IL | Internal | Summer | B5 | 200 | 2000 | 1256.71 | 103.59 | 108.59 | 5 | 0
2025 | SPP_N_2_MISO_MO-IL | SPP_N | MISO_MO-IL | Internal | Summer | B6 | 300 | 2000 | 423.48 | 93.76 | 98.76 | 5 | 0
2025 | SPP_N_2_MISO_MO-IL | SPP_N | MISO_MO-IL | Internal | Summer | B7 | 400 | 2000 | 897.99 | 73.89 | 78.89 | 5 | 0
2025 | SPP_N_2_MISO_MO-IL | SPP_N | MISO_MO-IL | Internal | Summer | B8 | 500 | 2000 | 992 | 66.38 | 71.38 | 5 | 0
2025 | SPP_N_2_MISO_MO-IL | SPP_N | MISO_MO-IL | Internal | Summer | B9 | 800 | 2000 | 0 | 62.4 | 67.1 | 5 | 0
2025 | SPP_N_2_MISO_MO-IL | SPP_N | MISO_MO-IL | Internal | Summer | B10 | 1262 | 2000 | 2000 | 43.16 | 59.94 | 5 | 11.79
2025 | SPP_N_2_MISO_MO-IL | SPP_N | MISO_MO-IL | Internal | Winter | B16 | 25 | 2000 | 2000 | 63.87 | 86.91 | 5 | 18.04
2025 | SPP_N_2_MISO_MO-IL | SPP_N | MISO_MO-IL | Internal | Winter | B17 | 100 | 2000 | 2000 | 54.37 | 77.48 | 5 | 18.11
2025 | SPP_N_2_MISO_MO-IL | SPP_N | MISO_MO-IL | Internal | Winter | B18 | 400 | 2000 | 2000 | 56.35 | 73.61 | 5 | 12.25
2025 | SPP_N_2_MISO_MO-IL | SPP_N | MISO_MO-IL | Internal | Winter | B19 | 700 | 2000 | 2000 | 50.18 | 71.64 | 5 | 16.45
2025 | SPP_N_2_MISO_MO-IL | SPP_N | MISO_MO-IL | Internal | Winter | B20 | 935 | 2000 | 2000 | 39.2 | 62.28 | 5 | 18.08
2025 | SPP_N_2_MISO_W | SPP_N | MISO_W | Internal | Shoulder | B11 | 25 | 750 | 0 | 71.86 | 71.94 | 5 | 0
2025 | SPP_N_2_MISO_W | SPP_N | MISO_W | Internal | Shoulder | B12 | 200 | 750 | 0 | 60.19 | 62.05 | 5 | 0
2025 | SPP_N_2_MISO_W | SPP_N | MISO_W | Internal | Shoulder | B13 | 600 | 750 | 750 | 51.16 | 58.79 | 5 | 2.63
2025 | SPP_N_2_MISO_W | SPP_N | MISO_W | Internal | Shoulder | B14 | 900 | 750 | 750 | 45.87 | 56.31 | 5 | 5.44
2025 | SPP_N_2_MISO_W | SPP_N | MISO_W | Internal | Shoulder | B15 | 1203 | 750 | 750 | 36.7 | 47.14 | 5 | 5.44
2025 | SPP_N_2_MISO_W | SPP_N | MISO_W | Internal | Summer | B1 | 10 | 750 | 5003.19 | 522.63 | 536.46 | 5 | 8.83
2025 | SPP_N_2_MISO_W | SPP_N | MISO_W | Internal | Summer | B2 | 25 | 750 | 750 | 409.01 | 419.45 | 5 | 5.44
2025 | SPP_N_2_MISO_W | SPP_N | MISO_W | Internal | Summer | B3 | 75 | 750 | 0 | 118.83 | 123.82 | 5 | 0
2025 | SPP_N_2_MISO_W | SPP_N | MISO_W | Internal | Summer | B4 | 100 | 750 | 0 | 107.04 | 107.03 | 5 | 0
2025 | SPP_N_2_MISO_W | SPP_N | MISO_W | Internal | Summer | B5 | 200 | 750 | 0 | 103.59 | 103.35 | 5 | 0
2025 | SPP_N_2_MISO_W | SPP_N | MISO_W | Internal | Summer | B6 | 300 | 750 | 0 | 93.76 | 86.76 | 5 | 0
2025 | SPP_N_2_MISO_W | SPP_N | MISO_W | Internal | Summer | B7 | 400 | 750 | 0 | 73.89 | 66.89 | 5 | 0
2025 | SPP_N_2_MISO_W | SPP_N | MISO_W | Internal | Summer | B8 | 500 | 750 | 0 | 66.38 | 59.37 | 5 | 0
2025 | SPP_N_2_MISO_W | SPP_N | MISO_W | Internal | Summer | B9 | 800 | 750 | 0 | 62.4 | 55.4 | 5 | 0
2025 | SPP_N_2_MISO_W | SPP_N | MISO_W | Internal | Summer | B10 | 1262 | 750 | 0 | 43.16 | 45.01 | 5 | 0
2025 | SPP_N_2_MISO_W | SPP_N | MISO_W | Internal | Winter | B16 | 25 | 750 | 750 | 63.87 | 74.24 | 5 | 5.37
2025 | SPP_N_2_MISO_W | SPP_N | MISO_W | Internal | Winter | B17 | 100 | 750 | 750 | 54.37 | 64.81 | 5 | 5.44
2025 | SPP_N_2_MISO_W | SPP_N | MISO_W | Internal | Winter | B18 | 400 | 750 | 644.03 | 56.35 | 61.35 | 5 | 0
2025 | SPP_N_2_MISO_W | SPP_N | MISO_W | Internal | Winter | B19 | 700 | 750 | 750 | 50.18 | 60.63 | 5 | 5.44
2025 | SPP_N_2_MISO_W | SPP_N | MISO_W | Internal | Winter | B20 | 935 | 750 | 750 | 39.2 | 49.65 | 5 | 5.44
2025 | SPP_N_2_NE | SPP_N | NE | Internal | Shoulder | B11 | 25 | 330 | 0 | 71.86 | 71.85 | 0.01 | 0
2025 | SPP_N_2_NE | SPP_N | NE | Internal | Shoulder | B12 | 200 | 330 | 0 | 60.19 | 57.05 | 0.01 | 0
2025 | SPP_N_2_NE | SPP_N | NE | Internal | Shoulder | B13 | 600 | 330 | 0 | 51.16 | 51.14 | 0.01 | 0
2025 | SPP_N_2_NE | SPP_N | NE | Internal | Shoulder | B14 | 900 | 330 | 0 | 45.87 | 45.85 | 0.01 | 0
2025 | SPP_N_2_NE | SPP_N | NE | Internal | Shoulder | B15 | 1203 | 330 | 0 | 36.7 | 36.68 | 0.01 | 0
2025 | SPP_N_2_NE | SPP_N | NE | Internal | Summer | B1 | 10 | 330 | 330 | 522.63 | 526.01 | 0.01 | 3.37
2025 | SPP_N_2_NE | SPP_N | NE | Internal | Summer | B2 | 25 | 330 | 0 | 409.01 | 409 | 0.01 | 0
2025 | SPP_N_2_NE | SPP_N | NE | Internal | Summer | B3 | 75 | 330 | 0 | 118.83 | 118.82 | 0.01 | 0
2025 | SPP_N_2_NE | SPP_N | NE | Internal | Summer | B4 | 100 | 330 | 0 | 107.04 | 107.03 | 0.01 | 0
2025 | SPP_N_2_NE | SPP_N | NE | Internal | Summer | B5 | 200 | 330 | 0 | 103.59 | 103.58 | 0.01 | 0
2025 | SPP_N_2_NE | SPP_N | NE | Internal | Summer | B6 | 300 | 330 | 0 | 93.76 | 90.62 | 0.01 | 0
2025 | SPP_N_2_NE | SPP_N | NE | Internal | Summer | B7 | 400 | 330 | 0 | 73.89 | 70.74 | 0.01 | 0
2025 | SPP_N_2_NE | SPP_N | NE | Internal | Summer | B8 | 500 | 330 | 0 | 66.38 | 63.24 | 0.01 | 0
2025 | SPP_N_2_NE | SPP_N | NE | Internal | Summer | B9 | 800 | 330 | 0 | 62.4 | 59.25 | 0.01 | 0
2025 | SPP_N_2_NE | SPP_N | NE | Internal | Summer | B10 | 1262 | 330 | 0 | 43.16 | 40.01 | 0.01 | 0
2025 | SPP_N_2_NE | SPP_N | NE | Internal | Winter | B16 | 25 | 330 | 0 | 63.87 | 63.79 | 0.01 | 0
2025 | SPP_N_2_NE | SPP_N | NE | Internal | Winter | B17 | 100 | 330 | 0 | 54.37 | 54.35 | 0.01 | 0
2025 | SPP_N_2_NE | SPP_N | NE | Internal | Winter | B18 | 400 | 330 | 0 | 56.35 | 53.21 | 0.01 | 0
2025 | SPP_N_2_NE | SPP_N | NE | Internal | Winter | B19 | 700 | 330 | 0 | 50.18 | 50.17 | 0.01 | 0
2025 | SPP_N_2_NE | SPP_N | NE | Internal | Winter | B20 | 935 | 330 | 0 | 39.2 | 39.19 | 0.01 | 0
2025 | SPP_N_2_SPP_S | SPP_N | SPP_S | Internal | Shoulder | B11 | 25 | 4000 | 2279.28 | 71.86 | 71.88 | 0.01 | 0
2025 | SPP_N_2_SPP_S | SPP_N | SPP_S | Internal | Shoulder | B12 | 200 | 4000 | 4209.74 | 60.19 | 61.93 | 0.01 | 1.72
2025 | SPP_N_2_SPP_S | SPP_N | SPP_S | Internal | Shoulder | B13 | 600 | 4000 | 3344.86 | 51.16 | 51.17 | 0.01 | 0
2025 | SPP_N_2_SPP_S | SPP_N | SPP_S | Internal | Shoulder | B14 | 900 | 4000 | 0 | 45.87 | 45.85 | 0.01 | 0
2025 | SPP_N_2_SPP_S | SPP_N | SPP_S | Internal | Shoulder | B15 | 1203 | 4000 | 0 | 36.7 | 31.58 | 0.01 | 0
2025 | SPP_N_2_SPP_S | SPP_N | SPP_S | Internal | Summer | B1 | 10 | 4000 | 0 | 522.63 | 517.51 | 0.01 | 0
2025 | SPP_N_2_SPP_S | SPP_N | SPP_S | Internal | Summer | B2 | 25 | 4000 | 0 | 409.01 | 403.89 | 0.01 | 0
2025 | SPP_N_2_SPP_S | SPP_N | SPP_S | Internal | Summer | B3 | 75 | 4000 | 0 | 118.83 | 113.71 | 0.01 | 0
2025 | SPP_N_2_SPP_S | SPP_N | SPP_S | Internal | Summer | B4 | 100 | 4000 | 81.22 | 107.04 | 107.05 | 0.01 | 0
2025 | SPP_N_2_SPP_S | SPP_N | SPP_S | Internal | Summer | B5 | 200 | 4000 | 0 | 103.59 | 100.19 | 0.01 | 0
2025 | SPP_N_2_SPP_S | SPP_N | SPP_S | Internal | Summer | B6 | 300 | 4000 | 1329.77 | 93.76 | 93.77 | 0.01 | 0
2025 | SPP_N_2_SPP_S | SPP_N | SPP_S | Internal | Summer | B7 | 400 | 4000 | 2541.49 | 73.89 | 73.9 | 0.01 | 0
2025 | SPP_N_2_SPP_S | SPP_N | SPP_S | Internal | Summer | B8 | 500 | 4000 | 8612.94 | 66.38 | 68.12 | 0.01 | 1.72
2025 | SPP_N_2_SPP_S | SPP_N | SPP_S | Internal | Summer | B9 | 800 | 4000 | 8085.35 | 62.4 | 64.14 | 0.01 | 1.72
2025 | SPP_N_2_SPP_S | SPP_N | SPP_S | Internal | Summer | B10 | 1262 | 4000 | 5086.34 | 43.16 | 44.89 | 0.01 | 1.72
2025 | SPP_N_2_SPP_S | SPP_N | SPP_S | Internal | Winter | B16 | 25 | 4000 | 3990.26 | 63.87 | 63.88 | 0.01 | 0
2025 | SPP_N_2_SPP_S | SPP_N | SPP_S | Internal | Winter | B17 | 100 | 4000 | 3877.17 | 54.37 | 54.38 | 0.01 | 0
2025 | SPP_N_2_SPP_S | SPP_N | SPP_S | Internal | Winter | B18 | 400 | 4000 | 3841.46 | 56.35 | 56.37 | 0.01 | 0
2025 | SPP_N_2_SPP_S | SPP_N | SPP_S | Internal | Winter | B19 | 700 | 4000 | 2955.32 | 50.18 | 50.19 | 0.01 | 0
2025 | SPP_N_2_SPP_S | SPP_N | SPP_S | Internal | Winter | B20 | 935 | 4000 | 1333.2 | 39.2 | 39.21 | 0.01 | 0
2025 | SPP_S_2_ENT | SPP_S | ENT | Internal | Shoulder | B11 | 25 | 850 | 850 | 71.88 | 91.72 | 5 | 14.85
2025 | SPP_S_2_ENT | SPP_S | ENT | Internal | Shoulder | B12 | 200 | 850 | 850 | 61.93 | 73.22 | 5 | 6.29
2025 | SPP_S_2_ENT | SPP_S | ENT | Internal | Shoulder | B13 | 600 | 850 | 850 | 51.17 | 73.12 | 5 | 16.95
2025 | SPP_S_2_ENT | SPP_S | ENT | Internal | Shoulder | B14 | 900 | 850 | 850 | 45.85 | 70.67 | 5 | 19.81
2025 | SPP_S_2_ENT | SPP_S | ENT | Internal | Shoulder | B15 | 1203 | 850 | 850 | 31.58 | 61.5 | 5 | 24.92
2025 | SPP_S_2_ENT | SPP_S | ENT | Internal | Summer | B1 | 10 | 850 | 850 | 517.51 | 547.43 | 5 | 24.92
2025 | SPP_S_2_ENT | SPP_S | ENT | Internal | Summer | B2 | 25 | 850 | 850 | 403.89 | 433.81 | 5 | 24.92
2025 | SPP_S_2_ENT | SPP_S | ENT | Internal | Summer | B3 | 75 | 850 | 850 | 113.71 | 143.26 | 5 | 24.54
2025 | SPP_S_2_ENT | SPP_S | ENT | Internal | Summer | B4 | 100 | 850 | 850 | 107.05 | 120.04 | 5 | 7.99
2025 | SPP_S_2_ENT | SPP_S | ENT | Internal | Summer | B5 | 200 | 850 | 850 | 100.19 | 116.59 | 5 | 11.4
2025 | SPP_S_2_ENT | SPP_S | ENT | Internal | Summer | B6 | 300 | 850 | 850 | 93.77 | 100.73 | 5 | 1.96
2025 | SPP_S_2_ENT | SPP_S | ENT | Internal | Summer | B7 | 400 | 850 | 850 | 73.9 | 80.97 | 5 | 2.07
2025 | SPP_S_2_ENT | SPP_S | ENT | Internal | Summer | B8 | 500 | 850 | 0 | 68.12 | 72.14 | 5 | 0
2025 | SPP_S_2_ENT | SPP_S | ENT | Internal | Summer | B9 | 800 | 850 | 850 | 64.14 | 71.61 | 5 | 2.47
2025 | SPP_S_2_ENT | SPP_S | ENT | Internal | Summer | B10 | 1262 | 850 | 850 | 44.89 | 67.96 | 5 | 18.06
2025 | SPP_S_2_ENT | SPP_S | ENT | Internal | Winter | B16 | 25 | 850 | 850 | 63.88 | 88.67 | 5 | 19.79
2025 | SPP_S_2_ENT | SPP_S | ENT | Internal | Winter | B17 | 100 | 850 | 850 | 54.38 | 76.65 | 5 | 17.27
2025 | SPP_S_2_ENT | SPP_S | ENT | Internal | Winter | B18 | 400 | 850 | 850 | 56.37 | 76.08 | 5 | 14.72
2025 | SPP_S_2_ENT | SPP_S | ENT | Internal | Winter | B19 | 700 | 850 | 850 | 50.19 | 73.53 | 5 | 18.34
2025 | SPP_S_2_ENT | SPP_S | ENT | Internal | Winter | B20 | 935 | 850 | 850 | 39.21 | 64 | 5 | 19.79
2025 | SPP_S_2_SPP_N | SPP_S | SPP_N | Internal | Shoulder | B11 | 25 | 640 | 0 | 71.88 | 71.86 | 0.01 | 0
2025 | SPP_S_2_SPP_N | SPP_S | SPP_N | Internal | Shoulder | B12 | 200 | 640 | 0 | 61.93 | 60.19 | 0.01 | 0
2025 | SPP_S_2_SPP_N | SPP_S | SPP_N | Internal | Shoulder | B13 | 600 | 640 | 0 | 51.17 | 51.16 | 0.01 | 0
2025 | SPP_S_2_SPP_N | SPP_S | SPP_N | Internal | Shoulder | B14 | 900 | 640 | 184.1 | 45.85 | 45.87 | 0.01 | 0
2025 | SPP_S_2_SPP_N | SPP_S | SPP_N | Internal | Shoulder | B15 | 1203 | 640 | 1095.6 | 31.58 | 36.7 | 0.01 | 5.11
2025 | SPP_S_2_SPP_N | SPP_S | SPP_N | Internal | Summer | B1 | 10 | 640 | 12936.16 | 517.51 | 522.63 | 0.01 | 5.11
2025 | SPP_S_2_SPP_N | SPP_S | SPP_N | Internal | Summer | B2 | 25 | 640 | 5655.76 | 403.89 | 409.01 | 0.01 | 5.11
2025 | SPP_S_2_SPP_N | SPP_S | SPP_N | Internal | Summer | B3 | 75 | 640 | 646.06 | 113.71 | 118.83 | 0.01 | 5.11
2025 | SPP_S_2_SPP_N | SPP_S | SPP_N | Internal | Summer | B4 | 100 | 640 | 0 | 107.05 | 107.04 | 0.01 | 0
2025 | SPP_S_2_SPP_N | SPP_S | SPP_N | Internal | Summer | B5 | 200 | 640 | 640 | 100.19 | 103.59 | 0.01 | 3.38
2025 | SPP_S_2_SPP_N | SPP_S | SPP_N | Internal | Summer | B6 | 300 | 640 | 0 | 93.77 | 93.76 | 0.01 | 0
2025 | SPP_S_2_SPP_N | SPP_S | SPP_N | Internal | Summer | B7 | 400 | 640 | 0 | 73.9 | 73.89 | 0.01 | 0
2025 | SPP_S_2_SPP_N | SPP_S | SPP_N | Internal | Summer | B8 | 500 | 640 | 0 | 68.12 | 66.38 | 0.01 | 0
2025 | SPP_S_2_SPP_N | SPP_S | SPP_N | Internal | Summer | B9 | 800 | 640 | 0 | 64.14 | 62.4 | 0.01 | 0
2025 | SPP_S_2_SPP_N | SPP_S | SPP_N | Internal | Summer | B10 | 1262 | 640 | 0 | 44.89 | 43.16 | 0.01 | 0
2025 | SPP_S_2_SPP_N | SPP_S | SPP_N | Internal | Winter | B16 | 25 | 640 | 0 | 63.88 | 63.87 | 0.01 | 0
2025 | SPP_S_2_SPP_N | SPP_S | SPP_N | Internal | Winter | B17 | 100 | 640 | 0 | 54.38 | 54.37 | 0.01 | 0
2025 | SPP_S_2_SPP_N | SPP_S | SPP_N | Internal | Winter | B18 | 400 | 640 | 0 | 56.37 | 56.35 | 0.01 | 0
2025 | SPP_S_2_SPP_N | SPP_S | SPP_N | Internal | Winter | B19 | 700 | 640 | 0 | 50.19 | 50.18 | 0.01 | 0
2025 | SPP_S_2_SPP_N | SPP_S | SPP_N | Internal | Winter | B20 | 935 | 640 | 0 | 39.21 | 39.2 | 0.01 | 0
2025 | TVA_2_NonRTO_Midwest | TVA | NonRTO_Midwest | Internal | Shoulder | B11 | 25 | 100 | 0 | 91.74 | 94.49 | 9 | 0
2025 | TVA_2_NonRTO_Midwest | TVA | NonRTO_Midwest | Internal | Shoulder | B12 | 200 | 100 | 0 | 80.49 | 85.16 | 9 | 0
2025 | TVA_2_NonRTO_Midwest | TVA | NonRTO_Midwest | Internal | Shoulder | B13 | 600 | 100 | 0 | 75.28 | 82.14 | 9 | 0
2025 | TVA_2_NonRTO_Midwest | TVA | NonRTO_Midwest | Internal | Shoulder | B14 | 900 | 100 | 0 | 75.28 | 78.84 | 9 | 0
2025 | TVA_2_NonRTO_Midwest | TVA | NonRTO_Midwest | Internal | Shoulder | B15 | 1203 | 100 | 0 | 67.81 | 70.07 | 9 | 0
2025 | TVA_2_NonRTO_Midwest | TVA | NonRTO_Midwest | Internal | Summer | B1 | 10 | 100 | 0 | 555.9 | 555.9 | 9 | 0
2025 | TVA_2_NonRTO_Midwest | TVA | NonRTO_Midwest | Internal | Summer | B2 | 25 | 100 | 0 | 439.17 | 439.17 | 9 | 0
2025 | TVA_2_NonRTO_Midwest | TVA | NonRTO_Midwest | Internal | Summer | B3 | 75 | 100 | 0 | 143.61 | 143.24 | 9 | 0
2025 | TVA_2_NonRTO_Midwest | TVA | NonRTO_Midwest | Internal | Summer | B4 | 100 | 100 | 0 | 120.05 | 122 | 9 | 0
2025 | TVA_2_NonRTO_Midwest | TVA | NonRTO_Midwest | Internal | Summer | B5 | 200 | 100 | 0 | 115.6 | 116.6 | 9 | 0
2025 | TVA_2_NonRTO_Midwest | TVA | NonRTO_Midwest | Internal | Summer | B6 | 300 | 100 | 0 | 106.07 | 106.77 | 9 | 0
2025 | TVA_2_NonRTO_Midwest | TVA | NonRTO_Midwest | Internal | Summer | B7 | 400 | 100 | 0 | 86.3 | 89.66 | 9 | 0
2025 | TVA_2_NonRTO_Midwest | TVA | NonRTO_Midwest | Internal | Summer | B8 | 500 | 100 | 0 | 77.21 | 79.4 | 9 | 0
2025 | TVA_2_NonRTO_Midwest | TVA | NonRTO_Midwest | Internal | Summer | B9 | 800 | 100 | 0 | 73.84 | 77.86 | 9 | 0
2025 | TVA_2_NonRTO_Midwest | TVA | NonRTO_Midwest | Internal | Summer | B10 | 1262 | 100 | 0 | 64.45 | 61.44 | 9 | 0
2025 | TVA_2_NonRTO_Midwest | TVA | NonRTO_Midwest | Internal | Winter | B16 | 25 | 100 | 0 | 94.92 | 97.69 | 9 | 0
2025 | TVA_2_NonRTO_Midwest | TVA | NonRTO_Midwest | Internal | Winter | B17 | 100 | 100 | 0 | 84.24 | 88.24 | 9 | 0
2025 | TVA_2_NonRTO_Midwest | TVA | NonRTO_Midwest | Internal | Winter | B18 | 400 | 100 | 0 | 78.28 | 84.38 | 9 | 0
2025 | TVA_2_NonRTO_Midwest | TVA | NonRTO_Midwest | Internal | Winter | B19 | 700 | 100 | 0 | 78.28 | 82.4 | 9 | 0
2025 | TVA_2_NonRTO_Midwest | TVA | NonRTO_Midwest | Internal | Winter | B20 | 935 | 100 | 0 | 70.3 | 72.77 | 9 | 0
2025 | TVA_2_SOCO | TVA | SOCO | Internal | Shoulder | B11 | 25 | 500 | 0 | 91.74 | 100.72 | 9 | 0
2025 | TVA_2_SOCO | TVA | SOCO | Internal | Shoulder | B12 | 200 | 500 | 0 | 80.49 | 80.6 | 9 | 0
2025 | TVA_2_SOCO | TVA | SOCO | Internal | Shoulder | B13 | 600 | 500 | 0 | 75.28 | 74.18 | 9 | 0
2025 | TVA_2_SOCO | TVA | SOCO | Internal | Shoulder | B14 | 900 | 500 | 0 | 75.28 | 74.18 | 9 | 0
2025 | TVA_2_SOCO | TVA | SOCO | Internal | Shoulder | B15 | 1203 | 500 | 0 | 67.81 | 72.59 | 9 | 0
2025 | TVA_2_SOCO | TVA | SOCO | Internal | Summer | B1 | 10 | 500 | 0 | 555.9 | 561.77 | 9 | 0
2025 | TVA_2_SOCO | TVA | SOCO | Internal | Summer | B2 | 25 | 500 | 0 | 439.17 | 448.15 | 9 | 0
2025 | TVA_2_SOCO | TVA | SOCO | Internal | Summer | B3 | 75 | 500 | 0 | 143.61 | 152.6 | 9 | 0
2025 | TVA_2_SOCO | TVA | SOCO | Internal | Summer | B4 | 100 | 500 | 0 | 120.05 | 128.04 | 9 | 0
2025 | TVA_2_SOCO | TVA | SOCO | Internal | Summer | B5 | 200 | 500 | 0 | 115.6 | 124.59 | 9 | 0
2025 | TVA_2_SOCO | TVA | SOCO | Internal | Summer | B6 | 300 | 500 | 142.7 | 106.07 | 115.07 | 9 | 0
2025 | TVA_2_SOCO | TVA | SOCO | Internal | Summer | B7 | 400 | 500 | 692.03 | 86.3 | 95.31 | 9 | 0.01
2025 | TVA_2_SOCO | TVA | SOCO | Internal | Summer | B8 | 500 | 500 | 661.66 | 77.21 | 86.23 | 9 | 0.01
2025 | TVA_2_SOCO | TVA | SOCO | Internal | Summer | B9 | 800 | 500 | 0 | 73.84 | 73.79 | 9 | 0
2025 | TVA_2_SOCO | TVA | SOCO | Internal | Summer | B10 | 1262 | 500 | 0 | 64.45 | 71.19 | 9 | 0
2025 | TVA_2_SOCO | TVA | SOCO | Internal | Winter | B16 | 25 | 500 | 0 | 94.92 | 103.01 | 9 | 0
2025 | TVA_2_SOCO | TVA | SOCO | Internal | Winter | B17 | 100 | 500 | 0 | 84.24 | 84.65 | 9 | 0
2025 | TVA_2_SOCO | TVA | SOCO | Internal | Winter | B18 | 400 | 500 | 0 | 78.28 | 77.16 | 9 | 0
2025 | TVA_2_SOCO | TVA | SOCO | Internal | Winter | B19 | 700 | 500 | 0 | 78.28 | 77.16 | 9 | 0
2025 | TVA_2_SOCO | TVA | SOCO | Internal | Winter | B20 | 935 | 500 | 0 | 70.3 | 75.48 | 9 | 0
2025 | TVA_2_VACAR | TVA | VACAR | Internal | Shoulder | B11 | 25 | 150 | 0 | 91.74 | 93.71 | 9 | 0
2025 | TVA_2_VACAR | TVA | VACAR | Internal | Shoulder | B12 | 200 | 150 | 0 | 80.49 | 83.82 | 9 | 0
2025 | TVA_2_VACAR | TVA | VACAR | Internal | Shoulder | B13 | 600 | 150 | 0 | 75.28 | 79.46 | 9 | 0
2025 | TVA_2_VACAR | TVA | VACAR | Internal | Shoulder | B14 | 900 | 150 | 0 | 75.28 | 76.23 | 9 | 0
2025 | TVA_2_VACAR | TVA | VACAR | Internal | Shoulder | B15 | 1203 | 150 | 0 | 67.81 | 66.56 | 9 | 0
2025 | TVA_2_VACAR | TVA | VACAR | Internal | Summer | B1 | 10 | 150 | 0 | 555.9 | 558.23 | 9 | 0
2025 | TVA_2_VACAR | TVA | VACAR | Internal | Summer | B2 | 25 | 150 | 0 | 439.17 | 441.22 | 9 | 0
2025 | TVA_2_VACAR | TVA | VACAR | Internal | Summer | B3 | 75 | 150 | 0 | 143.61 | 145.59 | 9 | 0
2025 | TVA_2_VACAR | TVA | VACAR | Internal | Summer | B4 | 100 | 150 | 0 | 120.05 | 121.03 | 9 | 0
2025 | TVA_2_VACAR | TVA | VACAR | Internal | Summer | B5 | 200 | 150 | 0 | 115.6 | 117.58 | 9 | 0
2025 | TVA_2_VACAR | TVA | VACAR | Internal | Summer | B6 | 300 | 150 | 0 | 106.07 | 108.42 | 9 | 0
2025 | TVA_2_VACAR | TVA | VACAR | Internal | Summer | B7 | 400 | 150 | 0 | 86.3 | 88.66 | 9 | 0
2025 | TVA_2_VACAR | TVA | VACAR | Internal | Summer | B8 | 500 | 150 | 0 | 77.21 | 81.14 | 9 | 0
2025 | TVA_2_VACAR | TVA | VACAR | Internal | Summer | B9 | 800 | 150 | 0 | 73.84 | 74.1 | 9 | 0
2025 | TVA_2_VACAR | TVA | VACAR | Internal | Summer | B10 | 1262 | 150 | 0 | 64.45 | 64.43 | 9 | 0
2025 | TVA_2_VACAR | TVA | VACAR | Internal | Winter | B16 | 25 | 150 | 0 | 94.92 | 96.01 | 9 | 0
2025 | TVA_2_VACAR | TVA | VACAR | Internal | Winter | B17 | 100 | 150 | 0 | 84.24 | 86.58 | 9 | 0
2025 | TVA_2_VACAR | TVA | VACAR | Internal | Winter | B18 | 400 | 150 | 0 | 78.28 | 83.12 | 9 | 0
2025 | TVA_2_VACAR | TVA | VACAR | Internal | Winter | B19 | 700 | 150 | 0 | 78.28 | 82.4 | 9 | 0
2025 | TVA_2_VACAR | TVA | VACAR | Internal | Winter | B20 | 935 | 150 | 0 | 70.3 | 70.31 | 9 | 0
2025 | TVA_Transmission_2_SOCO | TVA_Transmission | SOCO | Internal | Shoulder | B11 | 25 | 3200 | 1921.94 | 91.72 | 100.72 | 9 | 0
2025 | TVA_Transmission_2_SOCO | TVA_Transmission | SOCO | Internal | Shoulder | B12 | 200 | 3200 | 0 | 80.85 | 80.6 | 9 | 0
2025 | TVA_Transmission_2_SOCO | TVA_Transmission | SOCO | Internal | Shoulder | B13 | 600 | 3200 | 0 | 76.78 | 74.18 | 9 | 0
2025 | TVA_Transmission_2_SOCO | TVA_Transmission | SOCO | Internal | Shoulder | B14 | 900 | 3200 | 0 | 75.48 | 74.18 | 9 | 0
2025 | TVA_Transmission_2_SOCO | TVA_Transmission | SOCO | Internal | Shoulder | B15 | 1203 | 3200 | 0 | 67.8 | 72.59 | 9 | 0
2025 | TVA_Transmission_2_SOCO | TVA_Transmission | SOCO | Internal | Summer | B1 | 10 | 3200 | 0 | 555.89 | 561.77 | 9 | 0
2025 | TVA_Transmission_2_SOCO | TVA_Transmission | SOCO | Internal | Summer | B2 | 25 | 3200 | 1722.76 | 439.15 | 448.15 | 9 | 0
2025 | TVA_Transmission_2_SOCO | TVA_Transmission | SOCO | Internal | Summer | B3 | 75 | 3200 | 3719.33 | 143.59 | 152.6 | 9 | 0.01
2025 | TVA_Transmission_2_SOCO | TVA_Transmission | SOCO | Internal | Summer | B4 | 100 | 3200 | 0 | 120.04 | 128.04 | 9 | 0
2025 | TVA_Transmission_2_SOCO | TVA_Transmission | SOCO | Internal | Summer | B5 | 200 | 3200 | 427.11 | 115.59 | 124.59 | 9 | 0
2025 | TVA_Transmission_2_SOCO | TVA_Transmission | SOCO | Internal | Summer | B6 | 300 | 3200 | 1838.48 | 106.07 | 115.07 | 9 | 0
2025 | TVA_Transmission_2_SOCO | TVA_Transmission | SOCO | Internal | Summer | B7 | 400 | 3200 | 2269.68 | 86.31 | 95.31 | 9 | 0
2025 | TVA_Transmission_2_SOCO | TVA_Transmission | SOCO | Internal | Summer | B8 | 500 | 3200 | 0 | 78.23 | 86.23 | 9 | 0
2025 | TVA_Transmission_2_SOCO | TVA_Transmission | SOCO | Internal | Summer | B9 | 800 | 3200 | 0 | 73.99 | 73.79 | 9 | 0
2025 | TVA_Transmission_2_SOCO | TVA_Transmission | SOCO | Internal | Summer | B10 | 1262 | 3200 | 0 | 64.43 | 71.19 | 9 | 0
2025 | TVA_Transmission_2_SOCO | TVA_Transmission | SOCO | Internal | Winter | B16 | 25 | 3200 | 0 | 94.91 | 103.01 | 9 | 0
2025 | TVA_Transmission_2_SOCO | TVA_Transmission | SOCO | Internal | Winter | B17 | 100 | 3200 | 0 | 84.23 | 84.65 | 9 | 0
2025 | TVA_Transmission_2_SOCO | TVA_Transmission | SOCO | Internal | Winter | B18 | 400 | 3200 | 0 | 79.52 | 77.16 | 9 | 0
2025 | TVA_Transmission_2_SOCO | TVA_Transmission | SOCO | Internal | Winter | B19 | 700 | 3200 | 0 | 78.89 | 77.16 | 9 | 0
2025 | TVA_Transmission_2_SOCO | TVA_Transmission | SOCO | Internal | Winter | B20 | 935 | 3200 | 0 | 70.28 | 75.48 | 9 | 0
2025 | TVA_Transmission_2_TVA | TVA_Transmission | TVA | Internal | Shoulder | B11 | 25 | 99999 | 1970.41 | 91.72 | 91.74 | 0.01 | 0
2025 | TVA_Transmission_2_TVA | TVA_Transmission | TVA | Internal | Shoulder | B12 | 200 | 99999 | 0 | 80.85 | 80.49 | 0.01 | 0
2025 | TVA_Transmission_2_TVA | TVA_Transmission | TVA | Internal | Shoulder | B13 | 600 | 99999 | 0 | 76.78 | 75.28 | 0.01 | 0
2025 | TVA_Transmission_2_TVA | TVA_Transmission | TVA | Internal | Shoulder | B14 | 900 | 99999 | 0 | 75.48 | 75.28 | 0.01 | 0
2025 | TVA_Transmission_2_TVA | TVA_Transmission | TVA | Internal | Shoulder | B15 | 1203 | 99999 | 4393.8 | 67.8 | 67.81 | 0.01 | 0
2025 | TVA_Transmission_2_TVA | TVA_Transmission | TVA | Internal | Summer | B1 | 10 | 99999 | 5011.47 | 555.89 | 555.9 | 0.01 | 0
2025 | TVA_Transmission_2_TVA | TVA_Transmission | TVA | Internal | Summer | B2 | 25 | 99999 | 4258.74 | 439.15 | 439.17 | 0.01 | 0
2025 | TVA_Transmission_2_TVA | TVA_Transmission | TVA | Internal | Summer | B3 | 75 | 99999 | 2780.67 | 143.59 | 143.61 | 0.01 | 0
2025 | TVA_Transmission_2_TVA | TVA_Transmission | TVA | Internal | Summer | B4 | 100 | 99999 | 3638.89 | 120.04 | 120.05 | 0.01 | 0
2025 | TVA_Transmission_2_TVA | TVA_Transmission | TVA | Internal | Summer | B5 | 200 | 99999 | 2072.89 | 115.59 | 115.6 | 0.01 | 0
2025 | TVA_Transmission_2_TVA | TVA_Transmission | TVA | Internal | Summer | B6 | 300 | 99999 | 0 | 106.07 | 106.07 | 0.01 | 0
2025 | TVA_Transmission_2_TVA | TVA_Transmission | TVA | Internal | Summer | B7 | 400 | 99999 | 0 | 86.31 | 86.3 | 0.01 | 0
2025 | TVA_Transmission_2_TVA | TVA_Transmission | TVA | Internal | Summer | B8 | 500 | 99999 | 0 | 78.23 | 77.21 | 0.01 | 0
2025 | TVA_Transmission_2_TVA | TVA_Transmission | TVA | Internal | Summer | B9 | 800 | 99999 | 0 | 73.99 | 73.84 | 0.01 | 0
2025 | TVA_Transmission_2_TVA | TVA_Transmission | TVA | Internal | Summer | B10 | 1262 | 99999 | 2171.59 | 64.43 | 64.45 | 0.01 | 0
2025 | TVA_Transmission_2_TVA | TVA_Transmission | TVA | Internal | Winter | B16 | 25 | 99999 | 3516.65 | 94.91 | 94.92 | 0.01 | 0
2025 | TVA_Transmission_2_TVA | TVA_Transmission | TVA | Internal | Winter | B17 | 100 | 99999 | 776.94 | 84.23 | 84.24 | 0.01 | 0
2025 | TVA_Transmission_2_TVA | TVA_Transmission | TVA | Internal | Winter | B18 | 400 | 99999 | 0 | 79.52 | 78.28 | 0.01 | 0
2025 | TVA_Transmission_2_TVA | TVA_Transmission | TVA | Internal | Winter | B19 | 700 | 99999 | 0 | 78.89 | 78.28 | 0.01 | 0
2025 | TVA_Transmission_2_TVA | TVA_Transmission | TVA | Internal | Winter | B20 | 935 | 99999 | 2713.58 | 70.28 | 70.3 | 0.01 | 0
2025 | TVA_Transmission_2_VACAR | TVA_Transmission | VACAR | Internal | Shoulder | B11 | 25 | 900 | 0 | 91.72 | 93.71 | 9 | 0
2025 | TVA_Transmission_2_VACAR | TVA_Transmission | VACAR | Internal | Shoulder | B12 | 200 | 900 | 0 | 80.85 | 83.82 | 9 | 0
2025 | TVA_Transmission_2_VACAR | TVA_Transmission | VACAR | Internal | Shoulder | B13 | 600 | 900 | 0 | 76.78 | 79.46 | 9 | 0
2025 | TVA_Transmission_2_VACAR | TVA_Transmission | VACAR | Internal | Shoulder | B14 | 900 | 900 | 0 | 75.48 | 76.23 | 9 | 0
2025 | TVA_Transmission_2_VACAR | TVA_Transmission | VACAR | Internal | Shoulder | B15 | 1203 | 900 | 0 | 67.8 | 66.56 | 9 | 0
2025 | TVA_Transmission_2_VACAR | TVA_Transmission | VACAR | Internal | Summer | B1 | 10 | 900 | 0 | 555.89 | 558.23 | 9 | 0
2025 | TVA_Transmission_2_VACAR | TVA_Transmission | VACAR | Internal | Summer | B2 | 25 | 900 | 0 | 439.15 | 441.22 | 9 | 0
2025 | TVA_Transmission_2_VACAR | TVA_Transmission | VACAR | Internal | Summer | B3 | 75 | 900 | 0 | 143.59 | 145.59 | 9 | 0
2025 | TVA_Transmission_2_VACAR | TVA_Transmission | VACAR | Internal | Summer | B4 | 100 | 900 | 0 | 120.04 | 121.03 | 9 | 0
2025 | TVA_Transmission_2_VACAR | TVA_Transmission | VACAR | Internal | Summer | B5 | 200 | 900 | 0 | 115.59 | 117.58 | 9 | 0
2025 | TVA_Transmission_2_VACAR | TVA_Transmission | VACAR | Internal | Summer | B6 | 300 | 900 | 0 | 106.07 | 108.42 | 9 | 0
2025 | TVA_Transmission_2_VACAR | TVA_Transmission | VACAR | Internal | Summer | B7 | 400 | 900 | 0 | 86.31 | 88.66 | 9 | 0
2025 | TVA_Transmission_2_VACAR | TVA_Transmission | VACAR | Internal | Summer | B8 | 500 | 900 | 0 | 78.23 | 81.14 | 9 | 0
2025 | TVA_Transmission_2_VACAR | TVA_Transmission | VACAR | Internal | Summer | B9 | 800 | 900 | 0 | 73.99 | 74.1 | 9 | 0
2025 | TVA_Transmission_2_VACAR | TVA_Transmission | VACAR | Internal | Summer | B10 | 1262 | 900 | 0 | 64.43 | 64.43 | 9 | 0
2025 | TVA_Transmission_2_VACAR | TVA_Transmission | VACAR | Internal | Winter | B16 | 25 | 900 | 0 | 94.91 | 96.01 | 9 | 0
2025 | TVA_Transmission_2_VACAR | TVA_Transmission | VACAR | Internal | Winter | B17 | 100 | 900 | 0 | 84.23 | 86.58 | 9 | 0
2025 | TVA_Transmission_2_VACAR | TVA_Transmission | VACAR | Internal | Winter | B18 | 400 | 900 | 0 | 79.52 | 83.12 | 9 | 0
2025 | TVA_Transmission_2_VACAR | TVA_Transmission | VACAR | Internal | Winter | B19 | 700 | 900 | 0 | 78.89 | 82.4 | 9 | 0
2025 | TVA_Transmission_2_VACAR | TVA_Transmission | VACAR | Internal | Winter | B20 | 935 | 900 | 0 | 70.28 | 70.31 | 9 | 0
2025 | VACAR_2_SOCO | VACAR | SOCO | Internal | Shoulder | B11 | 25 | 3000 | 3824.29 | 93.71 | 100.72 | 7 | 0.01
2025 | VACAR_2_SOCO | VACAR | SOCO | Internal | Shoulder | B12 | 200 | 3000 | 0 | 83.82 | 80.6 | 7 | 0
2025 | VACAR_2_SOCO | VACAR | SOCO | Internal | Shoulder | B13 | 600 | 3000 | 0 | 79.46 | 74.18 | 7 | 0
2025 | VACAR_2_SOCO | VACAR | SOCO | Internal | Shoulder | B14 | 900 | 3000 | 0 | 76.23 | 74.18 | 7 | 0
2025 | VACAR_2_SOCO | VACAR | SOCO | Internal | Shoulder | B15 | 1203 | 3000 | 0 | 66.56 | 72.59 | 7 | 0
2025 | VACAR_2_SOCO | VACAR | SOCO | Internal | Summer | B1 | 10 | 3000 | 0 | 558.23 | 561.77 | 7 | 0
2025 | VACAR_2_SOCO | VACAR | SOCO | Internal | Summer | B2 | 25 | 3000 | 0 | 441.22 | 448.15 | 7 | 0
2025 | VACAR_2_SOCO | VACAR | SOCO | Internal | Summer | B3 | 75 | 3000 | 4589.21 | 145.59 | 152.6 | 7 | 0.01
2025 | VACAR_2_SOCO | VACAR | SOCO | Internal | Summer | B4 | 100 | 3000 | 6983.55 | 121.03 | 128.04 | 7 | 0.01
2025 | VACAR_2_SOCO | VACAR | SOCO | Internal | Summer | B5 | 200 | 3000 | 3563.49 | 117.58 | 124.59 | 7 | 0.01
2025 | VACAR_2_SOCO | VACAR | SOCO | Internal | Summer | B6 | 300 | 3000 | 0 | 108.42 | 115.07 | 7 | 0
2025 | VACAR_2_SOCO | VACAR | SOCO | Internal | Summer | B7 | 400 | 3000 | 0 | 88.66 | 95.31 | 7 | 0
2025 | VACAR_2_SOCO | VACAR | SOCO | Internal | Summer | B8 | 500 | 3000 | 0 | 81.14 | 86.23 | 7 | 0
2025 | VACAR_2_SOCO | VACAR | SOCO | Internal | Summer | B9 | 800 | 3000 | 0 | 74.1 | 73.79 | 7 | 0
2025 | VACAR_2_SOCO | VACAR | SOCO | Internal | Summer | B10 | 1262 | 3000 | 0 | 64.43 | 71.19 | 7 | 0
2025 | VACAR_2_SOCO | VACAR | SOCO | Internal | Winter | B16 | 25 | 3000 | 2724.75 | 96.01 | 103.01 | 7 | 0
2025 | VACAR_2_SOCO | VACAR | SOCO | Internal | Winter | B17 | 100 | 3000 | 0 | 86.58 | 84.65 | 7 | 0
2025 | VACAR_2_SOCO | VACAR | SOCO | Internal | Winter | B18 | 400 | 3000 | 0 | 83.12 | 77.16 | 7 | 0
2025 | VACAR_2_SOCO | VACAR | SOCO | Internal | Winter | B19 | 700 | 3000 | 0 | 82.4 | 77.16 | 7 | 0
2025 | VACAR_2_SOCO | VACAR | SOCO | Internal | Winter | B20 | 935 | 3000 | 0 | 70.31 | 75.48 | 7 | 0
2030 | ENT_2_SOCO | ENT | SOCO | Internal | Shoulder | B11 | 25 | 2000 | 2000 | 95.55 | 104.55 | 8 | 1
2030 | ENT_2_SOCO | ENT | SOCO | Internal | Shoulder | B12 | 200 | 2000 | 0 | 91.1 | 92.33 | 8 | 0
2030 | ENT_2_SOCO | ENT | SOCO | Internal | Shoulder | B13 | 600 | 2000 | 0 | 90.32 | 92.33 | 8 | 0
2030 | ENT_2_SOCO | ENT | SOCO | Internal | Shoulder | B14 | 900 | 2000 | 2300.7 | 79.02 | 91.63 | 8 | 4.61
2030 | ENT_2_SOCO | ENT | SOCO | Internal | Shoulder | B15 | 1203 | 2000 | 1017.99 | 76.24 | 84.24 | 8 | 0
2030 | ENT_2_SOCO | ENT | SOCO | Internal | Summer | B1 | 10 | 2000 | 12168.82 | 166.86 | 179.48 | 8 | 4.61
2030 | ENT_2_SOCO | ENT | SOCO | Internal | Summer | B2 | 25 | 2000 | 3017.83 | 177.07 | 189.68 | 8 | 4.61
2030 | ENT_2_SOCO | ENT | SOCO | Internal | Summer | B3 | 75 | 2000 | 2696.83 | 158.37 | 170.98 | 8 | 4.61
2030 | ENT_2_SOCO | ENT | SOCO | Internal | Summer | B4 | 100 | 2000 | 778.73 | 146.84 | 154.84 | 8 | 0
2030 | ENT_2_SOCO | ENT | SOCO | Internal | Summer | B5 | 200 | 2000 | 1437.95 | 140.32 | 148.32 | 8 | 0
2030 | ENT_2_SOCO | ENT | SOCO | Internal | Summer | B6 | 300 | 2000 | 633 | 99.51 | 107.51 | 8 | 0
2030 | ENT_2_SOCO | ENT | SOCO | Internal | Summer | B7 | 400 | 2000 | 97.05 | 92.5 | 100.5 | 8 | 0
2030 | ENT_2_SOCO | ENT | SOCO | Internal | Summer | B8 | 500 | 2000 | 0 | 91.82 | 90.83 | 8 | 0
2030 | ENT_2_SOCO | ENT | SOCO | Internal | Summer | B9 | 800 | 2000 | 0 | 88.72 | 90.83 | 8 | 0
2030 | ENT_2_SOCO | ENT | SOCO | Internal | Summer | B10 | 1262 | 2000 | 0 | 80.33 | 85.14 | 8 | 0
2030 | ENT_2_SOCO | ENT | SOCO | Internal | Winter | B16 | 25 | 2000 | 2000 | 94.25 | 104.51 | 8 | 2.26
2030 | ENT_2_SOCO | ENT | SOCO | Internal | Winter | B17 | 100 | 2000 | 0 | 93.48 | 95.49 | 8 | 0
2030 | ENT_2_SOCO | ENT | SOCO | Internal | Winter | B18 | 400 | 2000 | 0 | 93.48 | 95.49 | 8 | 0
2030 | ENT_2_SOCO | ENT | SOCO | Internal | Winter | B19 | 700 | 2000 | 1374.7 | 87.49 | 95.49 | 8 | 0
2030 | ENT_2_SOCO | ENT | SOCO | Internal | Winter | B20 | 935 | 2000 | 0 | 79.32 | 86.23 | 8 | 0
2030 | ENT_2_TVA_Transmission | ENT | TVA_Transmission | Internal | Shoulder | B11 | 25 | 2100 | 0 | 95.55 | 95.55 | 8 | 0
2030 | ENT_2_TVA_Transmission | ENT | TVA_Transmission | Internal | Shoulder | B12 | 200 | 2100 | 0 | 91.1 | 91.1 | 8 | 0
2030 | ENT_2_TVA_Transmission | ENT | TVA_Transmission | Internal | Shoulder | B13 | 600 | 2100 | 0 | 90.32 | 89.65 | 8 | 0
2030 | ENT_2_TVA_Transmission | ENT | TVA_Transmission | Internal | Shoulder | B14 | 900 | 2100 | 0 | 79.02 | 84.61 | 8 | 0
2030 | ENT_2_TVA_Transmission | ENT | TVA_Transmission | Internal | Shoulder | B15 | 1203 | 2100 | 0 | 76.24 | 79.81 | 8 | 0
2030 | ENT_2_TVA_Transmission | ENT | TVA_Transmission | Internal | Summer | B1 | 10 | 2100 | 0 | 166.86 | 173.32 | 8 | 0
2030 | ENT_2_TVA_Transmission | ENT | TVA_Transmission | Internal | Summer | B2 | 25 | 2100 | 0 | 177.07 | 181.15 | 8 | 0
2030 | ENT_2_TVA_Transmission | ENT | TVA_Transmission | Internal | Summer | B3 | 75 | 2100 | 0 | 158.37 | 161.98 | 8 | 0
2030 | ENT_2_TVA_Transmission | ENT | TVA_Transmission | Internal | Summer | B4 | 100 | 2100 | 0 | 146.84 | 146.84 | 8 | 0
2030 | ENT_2_TVA_Transmission | ENT | TVA_Transmission | Internal | Summer | B5 | 200 | 2100 | 0 | 140.32 | 140.32 | 8 | 0
2030 | ENT_2_TVA_Transmission | ENT | TVA_Transmission | Internal | Summer | B6 | 300 | 2100 | 21.06 | 99.51 | 107.51 | 8 | 0
2030 | ENT_2_TVA_Transmission | ENT | TVA_Transmission | Internal | Summer | B7 | 400 | 2100 | 0 | 92.5 | 95.63 | 8 | 0
2030 | ENT_2_TVA_Transmission | ENT | TVA_Transmission | Internal | Summer | B8 | 500 | 2100 | 0 | 91.82 | 91.82 | 8 | 0
2030 | ENT_2_TVA_Transmission | ENT | TVA_Transmission | Internal | Summer | B9 | 800 | 2100 | 0 | 88.72 | 88.72 | 8 | 0
2030 | ENT_2_TVA_Transmission | ENT | TVA_Transmission | Internal | Summer | B10 | 1262 | 2100 | 0 | 80.33 | 80.33 | 8 | 0
2030 | ENT_2_TVA_Transmission | ENT | TVA_Transmission | Internal | Winter | B16 | 25 | 2100 | 0 | 94.25 | 98.91 | 8 | 0
2030 | ENT_2_TVA_Transmission | ENT | TVA_Transmission | Internal | Winter | B17 | 100 | 2100 | 0 | 93.48 | 94.75 | 8 | 0
2030 | ENT_2_TVA_Transmission | ENT | TVA_Transmission | Internal | Winter | B18 | 400 | 2100 | 0 | 93.48 | 93.48 | 8 | 0
2030 | ENT_2_TVA_Transmission | ENT | TVA_Transmission | Internal | Winter | B19 | 700 | 2100 | 0 | 87.49 | 87.77 | 8 | 0
2030 | ENT_2_TVA_Transmission | ENT | TVA_Transmission | Internal | Winter | B20 | 935 | 2100 | 0 | 79.32 | 82.01 | 8 | 0
2030 | FRCC_2_SOCO | FRCC | SOCO | Internal | Shoulder | B11 | 25 | 900 | 0 | 114.55 | 104.55 | 8 | 0
2030 | FRCC_2_SOCO | FRCC | SOCO | Internal | Shoulder | B12 | 200 | 900 | 0 | 97.57 | 92.33 | 8 | 0
2030 | FRCC_2_SOCO | FRCC | SOCO | Internal | Shoulder | B13 | 600 | 900 | 0 | 97.57 | 92.33 | 8 | 0
2030 | FRCC_2_SOCO | FRCC | SOCO | Internal | Shoulder | B14 | 900 | 900 | 0 | 91.29 | 91.63 | 8 | 0
2030 | FRCC_2_SOCO | FRCC | SOCO | Internal | Shoulder | B15 | 1203 | 900 | 0 | 84.39 | 84.24 | 8 | 0
2030 | FRCC_2_SOCO | FRCC | SOCO | Internal | Summer | B1 | 10 | 900 | 0 | 189.49 | 179.48 | 8 | 0
2030 | FRCC_2_SOCO | FRCC | SOCO | Internal | Summer | B2 | 25 | 900 | 0 | 199.68 | 189.68 | 8 | 0
2030 | FRCC_2_SOCO | FRCC | SOCO | Internal | Summer | B3 | 75 | 900 | 0 | 180.98 | 170.98 | 8 | 0
2030 | FRCC_2_SOCO | FRCC | SOCO | Internal | Summer | B4 | 100 | 900 | 0 | 164.84 | 154.84 | 8 | 0
2030 | FRCC_2_SOCO | FRCC | SOCO | Internal | Summer | B5 | 200 | 900 | 0 | 151.51 | 148.32 | 8 | 0
2030 | FRCC_2_SOCO | FRCC | SOCO | Internal | Summer | B6 | 300 | 900 | 0 | 110.02 | 107.51 | 8 | 0
2030 | FRCC_2_SOCO | FRCC | SOCO | Internal | Summer | B7 | 400 | 900 | 0 | 96.66 | 100.5 | 8 | 0
2030 | FRCC_2_SOCO | FRCC | SOCO | Internal | Summer | B8 | 500 | 900 | 0 | 96.66 | 90.83 | 8 | 0
2030 | FRCC_2_SOCO | FRCC | SOCO | Internal | Summer | B9 | 800 | 900 | 0 | 96.66 | 90.83 | 8 | 0
2030 | FRCC_2_SOCO | FRCC | SOCO | Internal | Summer | B10 | 1262 | 900 | 0 | 83.61 | 85.14 | 8 | 0
2030 | FRCC_2_SOCO | FRCC | SOCO | Internal | Winter | B16 | 25 | 900 | 0 | 112.75 | 104.51 | 8 | 0
2030 | FRCC_2_SOCO | FRCC | SOCO | Internal | Winter | B17 | 100 | 900 | 0 | 100.23 | 95.49 | 8 | 0
2030 | FRCC_2_SOCO | FRCC | SOCO | Internal | Winter | B18 | 400 | 900 | 0 | 100.23 | 95.49 | 8 | 0
2030 | FRCC_2_SOCO | FRCC | SOCO | Internal | Winter | B19 | 700 | 900 | 343.33 | 87.49 | 95.49 | 8 | 0
2030 | FRCC_2_SOCO | FRCC | SOCO | Internal | Winter | B20 | 935 | 900 | 0 | 86.65 | 86.23 | 8 | 0
2030 | HQ_NEISO_2_NEISO | HQ_NEISO | NEISO | Internal | Shoulder | B11 | 25 | 99999 | 2920 | 78.81 | 78.82 | 0.01 | 0
2030 | HQ_NEISO_2_NEISO | HQ_NEISO | NEISO | Internal | Shoulder | B12 | 200 | 99999 | 2920 | 77.7 | 77.71 | 0.01 | 0
2030 | HQ_NEISO_2_NEISO | HQ_NEISO | NEISO | Internal | Shoulder | B13 | 600 | 99999 | 2920 | 77.7 | 77.71 | 0.01 | 0
2030 | HQ_NEISO_2_NEISO | HQ_NEISO | NEISO | Internal | Shoulder | B14 | 900 | 99999 | 2920 | 73.07 | 73.08 | 0.01 | 0
2030 | HQ_NEISO_2_NEISO | HQ_NEISO | NEISO | Internal | Shoulder | B15 | 1203 | 99999 | 1143.24 | 73.07 | 73.08 | 0.01 | 0
2030 | HQ_NEISO_2_NEISO | HQ_NEISO | NEISO | Internal | Summer | B1 | 10 | 99999 | 2920.1 | 177.2 | 177.21 | 0.01 | 0
2030 | HQ_NEISO_2_NEISO | HQ_NEISO | NEISO | Internal | Summer | B2 | 25 | 99999 | 2920.1 | 179.05 | 179.06 | 0.01 | 0
2030 | HQ_NEISO_2_NEISO | HQ_NEISO | NEISO | Internal | Summer | B3 | 75 | 99999 | 2920.1 | 141.31 | 141.32 | 0.01 | 0
2030 | HQ_NEISO_2_NEISO | HQ_NEISO | NEISO | Internal | Summer | B4 | 100 | 99999 | 2920.1 | 116.39 | 116.4 | 0.01 | 0
2030 | HQ_NEISO_2_NEISO | HQ_NEISO | NEISO | Internal | Summer | B5 | 200 | 99999 | 2920.1 | 110.4 | 110.41 | 0.01 | 0
2030 | HQ_NEISO_2_NEISO | HQ_NEISO | NEISO | Internal | Summer | B6 | 300 | 99999 | 2920 | 80.84 | 80.85 | 0.01 | 0
2030 | HQ_NEISO_2_NEISO | HQ_NEISO | NEISO | Internal | Summer | B7 | 400 | 99999 | 2920 | 77.73 | 77.75 | 0.01 | 0
2030 | HQ_NEISO_2_NEISO | HQ_NEISO | NEISO | Internal | Summer | B8 | 500 | 99999 | 2920 | 77.32 | 77.33 | 0.01 | 0
2030 | HQ_NEISO_2_NEISO | HQ_NEISO | NEISO | Internal | Summer | B9 | 800 | 99999 | 2920 | 77.32 | 77.33 | 0.01 | 0
2030 | HQ_NEISO_2_NEISO | HQ_NEISO | NEISO | Internal | Summer | B10 | 1262 | 99999 | 795.94 | 77.32 | 77.33 | 0.01 | 0
2030 | HQ_NEISO_2_NEISO | HQ_NEISO | NEISO | Internal | Winter | B16 | 25 | 99999 | 2920 | 87.23 | 87.24 | 0.01 | 0
2030 | HQ_NEISO_2_NEISO | HQ_NEISO | NEISO | Internal | Winter | B17 | 100 | 99999 | 2920 | 86.61 | 86.63 | 0.01 | 0
2030 | HQ_NEISO_2_NEISO | HQ_NEISO | NEISO | Internal | Winter | B18 | 400 | 99999 | 2920 | 82.05 | 82.06 | 0.01 | 0
2030 | HQ_NEISO_2_NEISO | HQ_NEISO | NEISO | Internal | Winter | B19 | 700 | 99999 | 2920 | 80.8 | 80.81 | 0.01 | 0
2030 | HQ_NEISO_2_NEISO | HQ_NEISO | NEISO | Internal | Winter | B20 | 935 | 99999 | 1233.58 | 80.8 | 80.81 | 0.01 | 0
2030 | HQ_NY_2_NYISO_A-F | HQ_NY | NYISO_A-F | Internal | Shoulder | B11 | 25 | 99999 | 1000 | 81.81 | 81.82 | 0.01 | 0
2030 | HQ_NY_2_NYISO_A-F | HQ_NY | NYISO_A-F | Internal | Shoulder | B12 | 200 | 99999 | 1000 | 80.7 | 80.71 | 0.01 | 0
2030 | HQ_NY_2_NYISO_A-F | HQ_NY | NYISO_A-F | Internal | Shoulder | B13 | 600 | 99999 | 1000 | 78.51 | 78.52 | 0.01 | 0
2030 | HQ_NY_2_NYISO_A-F | HQ_NY | NYISO_A-F | Internal | Shoulder | B14 | 900 | 99999 | 1000 | 75.53 | 75.54 | 0.01 | 0
2030 | HQ_NY_2_NYISO_A-F | HQ_NY | NYISO_A-F | Internal | Shoulder | B15 | 1203 | 99999 | 188.69 | 75.53 | 75.54 | 0.01 | 0
2030 | HQ_NY_2_NYISO_A-F | HQ_NY | NYISO_A-F | Internal | Summer | B1 | 10 | 99999 | 1000.1 | 165.89 | 165.9 | 0.01 | 0
2030 | HQ_NY_2_NYISO_A-F | HQ_NY | NYISO_A-F | Internal | Summer | B2 | 25 | 99999 | 1000.1 | 173.73 | 173.74 | 0.01 | 0
2030 | HQ_NY_2_NYISO_A-F | HQ_NY | NYISO_A-F | Internal | Summer | B3 | 75 | 99999 | 1000.1 | 140.14 | 140.15 | 0.01 | 0
2030 | HQ_NY_2_NYISO_A-F | HQ_NY | NYISO_A-F | Internal | Summer | B4 | 100 | 99999 | 1000.1 | 122.16 | 122.17 | 0.01 | 0
2030 | HQ_NY_2_NYISO_A-F | HQ_NY | NYISO_A-F | Internal | Summer | B5 | 200 | 99999 | 1000.1 | 116.17 | 116.18 | 0.01 | 0
2030 | HQ_NY_2_NYISO_A-F | HQ_NY | NYISO_A-F | Internal | Summer | B6 | 300 | 99999 | 1000 | 86.33 | 86.34 | 0.01 | 0
2030 | HQ_NY_2_NYISO_A-F | HQ_NY | NYISO_A-F | Internal | Summer | B7 | 400 | 99999 | 1000 | 83.51 | 83.52 | 0.01 | 0
2030 | HQ_NY_2_NYISO_A-F | HQ_NY | NYISO_A-F | Internal | Summer | B8 | 500 | 99999 | 1000 | 80.31 | 80.32 | 0.01 | 0
2030 | HQ_NY_2_NYISO_A-F | HQ_NY | NYISO_A-F | Internal | Summer | B9 | 800 | 99999 | 1000 | 80.31 | 80.32 | 0.01 | 0
2030 | HQ_NY_2_NYISO_A-F | HQ_NY | NYISO_A-F | Internal | Summer | B10 | 1262 | 99999 | 30.11 | 80.31 | 80.32 | 0.01 | 0
2030 | HQ_NY_2_NYISO_A-F | HQ_NY | NYISO_A-F | Internal | Winter | B16 | 25 | 99999 | 1000 | 86.04 | 86.05 | 0.01 | 0
2030 | HQ_NY_2_NYISO_A-F | HQ_NY | NYISO_A-F | Internal | Winter | B17 | 100 | 99999 | 1000 | 85.44 | 85.45 | 0.01 | 0
2030 | HQ_NY_2_NYISO_A-F | HQ_NY | NYISO_A-F | Internal | Winter | B18 | 400 | 99999 | 1000 | 80.87 | 80.89 | 0.01 | 0
2030 | HQ_NY_2_NYISO_A-F | HQ_NY | NYISO_A-F | Internal | Winter | B19 | 700 | 99999 | 1000 | 77.8 | 77.81 | 0.01 | 0
2030 | HQ_NY_2_NYISO_A-F | HQ_NY | NYISO_A-F | Internal | Winter | B20 | 935 | 99999 | 229.95 | 77.8 | 77.81 | 0.01 | 0
2030 | HQ_IESO_2_IESO | HQ_IESO | IESO | Internal | Shoulder | B11 | 25 | 99999 | 400 | 37.29 | 37.3 | 0.01 | 0
2030 | HQ_IESO_2_IESO | HQ_IESO | IESO | Internal | Shoulder | B12 | 200 | 99999 | 400 | 37.29 | 37.3 | 0.01 | 0
2030 | HQ_IESO_2_IESO | HQ_IESO | IESO | Internal | Shoulder | B13 | 600 | 99999 | 400 | 37.29 | 37.3 | 0.01 | 0
2030 | HQ_IESO_2_IESO | HQ_IESO | IESO | Internal | Shoulder | B14 | 900 | 99999 | 400 | 37.29 | 37.3 | 0.01 | 0
2030 | HQ_IESO_2_IESO | HQ_IESO | IESO | Internal | Shoulder | B15 | 1203 | 99999 | 75.48 | 37.29 | 37.3 | 0.01 | 0
2030 | HQ_IESO_2_IESO | HQ_IESO | IESO | Internal | Summer | B1 | 10 | 99999 | 400.1 | 128.73 | 128.74 | 0.01 | 0
2030 | HQ_IESO_2_IESO | HQ_IESO | IESO | Internal | Summer | B2 | 25 | 99999 | 400.1 | 121.67 | 121.68 | 0.01 | 0
2030 | HQ_IESO_2_IESO | HQ_IESO | IESO | Internal | Summer | B3 | 75 | 99999 | 400.1 | 93.88 | 93.9 | 0.01 | 0
2030 | HQ_IESO_2_IESO | HQ_IESO | IESO | Internal | Summer | B4 | 100 | 99999 | 400 | 85.07 | 85.08 | 0.01 | 0
2030 | HQ_IESO_2_IESO | HQ_IESO | IESO | Internal | Summer | B5 | 200 | 99999 | 400 | 78.2 | 78.21 | 0.01 | 0
2030 | HQ_IESO_2_IESO | HQ_IESO | IESO | Internal | Summer | B6 | 300 | 99999 | 400 | 45.4 | 45.41 | 0.01 | 0
2030 | HQ_IESO_2_IESO | HQ_IESO | IESO | Internal | Summer | B7 | 400 | 99999 | 400 | 34.78 | 34.79 | 0.01 | 0
2030 | HQ_IESO_2_IESO | HQ_IESO | IESO | Internal | Summer | B8 | 500 | 99999 | 400 | 31.25 | 31.26 | 0.01 | 0
2030 | HQ_IESO_2_IESO | HQ_IESO | IESO | Internal | Summer | B9 | 800 | 99999 | 400 | 28.25 | 28.26 | 0.01 | 0
2030 | HQ_IESO_2_IESO | HQ_IESO | IESO | Internal | Summer | B10 | 1262 | 99999 | 12.04 | 28.25 | 28.26 | 0.01 | 0
2030 | HQ_IESO_2_IESO | HQ_IESO | IESO | Internal | Winter | B16 | 25 | 99999 | 400 | 37.29 | 37.3 | 0.01 | 0
2030 | HQ_IESO_2_IESO | HQ_IESO | IESO | Internal | Winter | B17 | 100 | 99999 | 400 | 37.29 | 37.3 | 0.01 | 0
2030 | HQ_IESO_2_IESO | HQ_IESO | IESO | Internal | Winter | B18 | 400 | 99999 | 400 | 37.29 | 37.3 | 0.01 | 0
2030 | HQ_IESO_2_IESO | HQ_IESO | IESO | Internal | Winter | B19 | 700 | 99999 | 400 | 37.29 | 37.3 | 0.01 | 0
2030 | HQ_IESO_2_IESO | HQ_IESO | IESO | Internal | Winter | B20 | 935 | 99999 | 91.98 | 37.29 | 37.3 | 0.01 | 0
2030 | IESO_2_MAPP_CA | IESO | MAPP_CA | Internal | Shoulder | B11 | 25 | 262 | 262 | 37.3 | 55.21 | 7 | 10.91
2030 | IESO_2_MAPP_CA | IESO | MAPP_CA | Internal | Shoulder | B12 | 200 | 262 | 262 | 37.3 | 53.82 | 7 | 9.52
2030 | IESO_2_MAPP_CA | IESO | MAPP_CA | Internal | Shoulder | B13 | 600 | 262 | 262 | 37.3 | 53.82 | 7 | 9.52
2030 | IESO_2_MAPP_CA | IESO | MAPP_CA | Internal | Shoulder | B14 | 900 | 262 | 262 | 37.3 | 53.82 | 7 | 9.52
2030 | IESO_2_MAPP_CA | IESO | MAPP_CA | Internal | Shoulder | B15 | 1203 | 262 | 262 | 37.3 | 53.82 | 7 | 9.52
2030 | IESO_2_MAPP_CA | IESO | MAPP_CA | Internal | Summer | B1 | 10 | 262 | 0 | 128.74 | 120.74 | 7 | 0
2030 | IESO_2_MAPP_CA | IESO | MAPP_CA | Internal | Summer | B2 | 25 | 262 | 0 | 121.68 | 128.57 | 7 | 0
2030 | IESO_2_MAPP_CA | IESO | MAPP_CA | Internal | Summer | B3 | 75 | 262 | 262 | 93.9 | 114.76 | 7 | 13.87
2030 | IESO_2_MAPP_CA | IESO | MAPP_CA | Internal | Summer | B4 | 100 | 262 | 262 | 85.08 | 103.95 | 7 | 11.87
2030 | IESO_2_MAPP_CA | IESO | MAPP_CA | Internal | Summer | B5 | 200 | 262 | 262 | 78.21 | 97.43 | 7 | 12.22
2030 | IESO_2_MAPP_CA | IESO | MAPP_CA | Internal | Summer | B6 | 300 | 262 | 262 | 45.41 | 65.27 | 7 | 12.86
2030 | IESO_2_MAPP_CA | IESO | MAPP_CA | Internal | Summer | B7 | 400 | 262 | 262 | 34.79 | 53.5 | 7 | 11.71
2030 | IESO_2_MAPP_CA | IESO | MAPP_CA | Internal | Summer | B8 | 500 | 262 | 262 | 31.26 | 50.65 | 7 | 12.39
2030 | IESO_2_MAPP_CA | IESO | MAPP_CA | Internal | Summer | B9 | 800 | 262 | 262 | 28.26 | 50.65 | 7 | 15.39
2030 | IESO_2_MAPP_CA | IESO | MAPP_CA | Internal | Summer | B10 | 1262 | 262 | 262 | 28.26 | 50.65 | 7 | 15.39
2030 | IESO_2_MAPP_CA | IESO | MAPP_CA | Internal | Winter | B16 | 25 | 262 | 262 | 37.3 | 69.33 | 7 | 25.03
2030 | IESO_2_MAPP_CA | IESO | MAPP_CA | Internal | Winter | B17 | 100 | 262 | 262 | 37.3 | 68.86 | 7 | 24.56
2030 | IESO_2_MAPP_CA | IESO | MAPP_CA | Internal | Winter | B18 | 400 | 262 | 262 | 37.3 | 67.41 | 7 | 23.11
2030 | IESO_2_MAPP_CA | IESO | MAPP_CA | Internal | Winter | B19 | 700 | 262 | 262 | 37.3 | 59.08 | 7 | 14.78
2030 | IESO_2_MAPP_CA | IESO | MAPP_CA | Internal | Winter | B20 | 935 | 262 | 262 | 37.3 | 59.08 | 7 | 14.78
2030 | IESO_2_MISO_MI | IESO | MISO_MI | Internal | Shoulder | B11 | 25 | 1840 | 1840 | 37.3 | 87.57 | 7 | 43.27
2030 | IESO_2_MISO_MI | IESO | MISO_MI | Internal | Shoulder | B12 | 200 | 1840 | 1840 | 37.3 | 86.93 | 7 | 42.63
2030 | IESO_2_MISO_MI | IESO | MISO_MI | Internal | Shoulder | B13 | 600 | 1840 | 1840 | 37.3 | 85.48 | 7 | 41.18
2030 | IESO_2_MISO_MI | IESO | MISO_MI | Internal | Shoulder | B14 | 900 | 1840 | 1840 | 37.3 | 76.61 | 7 | 32.31
2030 | IESO_2_MISO_MI | IESO | MISO_MI | Internal | Shoulder | B15 | 1203 | 1840 | 1840 | 37.3 | 75.63 | 7 | 31.33
2030 | IESO_2_MISO_MI | IESO | MISO_MI | Internal | Summer | B1 | 10 | 1840 | 1840 | 128.74 | 158.85 | 7 | 23.11
2030 | IESO_2_MISO_MI | IESO | MISO_MI | Internal | Summer | B2 | 25 | 1840 | 1840 | 121.68 | 166.68 | 7 | 38
2030 | IESO_2_MISO_MI | IESO | MISO_MI | Internal | Summer | B3 | 75 | 1840 | 2701.47 | 93.9 | 147.99 | 7 | 47.09
2030 | IESO_2_MISO_MI | IESO | MISO_MI | Internal | Summer | B4 | 100 | 1840 | 1992.78 | 85.08 | 139.17 | 7 | 47.09
2030 | IESO_2_MISO_MI | IESO | MISO_MI | Internal | Summer | B5 | 200 | 1840 | 2584.78 | 78.21 | 132.3 | 7 | 47.09
2030 | IESO_2_MISO_MI | IESO | MISO_MI | Internal | Summer | B6 | 300 | 1840 | 2908.82 | 45.41 | 99.51 | 7 | 47.09
2030 | IESO_2_MISO_MI | IESO | MISO_MI | Internal | Summer | B7 | 400 | 1840 | 3428.92 | 34.79 | 88.88 | 7 | 47.09
2030 | IESO_2_MISO_MI | IESO | MISO_MI | Internal | Summer | B8 | 500 | 1840 | 4096.64 | 31.26 | 85.36 | 7 | 47.09
2030 | IESO_2_MISO_MI | IESO | MISO_MI | Internal | Summer | B9 | 800 | 1840 | 1840 | 28.26 | 80.75 | 7 | 45.49
2030 | IESO_2_MISO_MI | IESO | MISO_MI | Internal | Summer | B10 | 1262 | 1840 | 1840 | 28.26 | 74.57 | 7 | 39.31
2030 | IESO_2_MISO_MI | IESO | MISO_MI | Internal | Winter | B16 | 25 | 1840 | 1840 | 37.3 | 89.82 | 7 | 45.52
2030 | IESO_2_MISO_MI | IESO | MISO_MI | Internal | Winter | B17 | 100 | 1840 | 1840 | 37.3 | 90.55 | 7 | 46.25
2030 | IESO_2_MISO_MI | IESO | MISO_MI | Internal | Winter | B18 | 400 | 1840 | 1840 | 37.3 | 89.02 | 7 | 44.72
2030 | IESO_2_MISO_MI | IESO | MISO_MI | Internal | Winter | B19 | 700 | 1840 | 1840 | 37.3 | 79.79 | 7 | 35.49
2030 | IESO_2_MISO_MI | IESO | MISO_MI | Internal | Winter | B20 | 935 | 1840 | 1840 | 37.3 | 77.8 | 7 | 33.5
2030 | IESO_2_MISO_W | IESO | MISO_W | Internal | Shoulder | B11 | 25 | 140 | 140 | 37.3 | 78.1 | 7 | 33.8
2030 | IESO_2_MISO_W | IESO | MISO_W | Internal | Shoulder | B12 | 200 | 140 | 140 | 37.3 | 65.25 | 7 | 20.95
2030 | IESO_2_MISO_W | IESO | MISO_W | Internal | Shoulder | B13 | 600 | 140 | 140 | 37.3 | 63.81 | 7 | 19.51
2030 | IESO_2_MISO_W | IESO | MISO_W | Internal | Shoulder | B14 | 900 | 140 | 140 | 37.3 | 54.92 | 7 | 10.62
2030 | IESO_2_MISO_W | IESO | MISO_W | Internal | Shoulder | B15 | 1203 | 140 | 140 | 37.3 | 52.13 | 7 | 7.83
2030 | IESO_2_MISO_W | IESO | MISO_W | Internal | Summer | B1 | 10 | 140 | 140 | 128.74 | 143.63 | 7 | 7.89
2030 | IESO_2_MISO_W | IESO | MISO_W | Internal | Summer | B2 | 25 | 140 | 140 | 121.68 | 151.46 | 7 | 22.78
2030 | IESO_2_MISO_W | IESO | MISO_W | Internal | Summer | B3 | 75 | 140 | 165.25 | 93.9 | 137.65 | 7 | 36.76
2030 | IESO_2_MISO_W | IESO | MISO_W | Internal | Summer | B4 | 100 | 140 | 140 | 85.08 | 126.84 | 7 | 34.76
2030 | IESO_2_MISO_W | IESO | MISO_W | Internal | Summer | B5 | 200 | 140 | 140 | 78.21 | 120.32 | 7 | 35.11
2030 | IESO_2_MISO_W | IESO | MISO_W | Internal | Summer | B6 | 300 | 140 | 140 | 45.41 | 88.16 | 7 | 35.75
2030 | IESO_2_MISO_W | IESO | MISO_W | Internal | Summer | B7 | 400 | 140 | 140 | 34.79 | 76.39 | 7 | 34.6
2030 | IESO_2_MISO_W | IESO | MISO_W | Internal | Summer | B8 | 500 | 140 | 140 | 31.26 | 63.68 | 7 | 25.42
2030 | IESO_2_MISO_W | IESO | MISO_W | Internal | Summer | B9 | 800 | 140 | 140 | 28.26 | 61.32 | 7 | 26.06
2030 | IESO_2_MISO_W | IESO | MISO_W | Internal | Summer | B10 | 1262 | 140 | 140 | 28.26 | 50.64 | 7 | 15.38
2030 | IESO_2_MISO_W | IESO | MISO_W | Internal | Winter | B16 | 25 | 140 | 140 | 37.3 | 69.35 | 7 | 25.05
2030 | IESO_2_MISO_W | IESO | MISO_W | Internal | Winter | B17 | 100 | 140 | 140 | 37.3 | 68.87 | 7 | 24.57
2030 | IESO_2_MISO_W | IESO | MISO_W | Internal | Winter | B18 | 400 | 140 | 140 | 37.3 | 67.42 | 7 | 23.12
2030 | IESO_2_MISO_W | IESO | MISO_W | Internal | Winter | B19 | 700 | 140 | 140 | 37.3 | 59.1 | 7 | 14.8
2030 | IESO_2_MISO_W | IESO | MISO_W | Internal | Winter | B20 | 935 | 140 | 140 | 37.3 | 55.21 | 7 | 10.91
2030 | IESO_2_NYISO_A-F | IESO | NYISO_A-F | Internal | Shoulder | B11 | 25 | 1725 | 1725 | 37.3 | 81.82 | 7 | 37.52
2030 | IESO_2_NYISO_A-F | IESO | NYISO_A-F | Internal | Shoulder | B12 | 200 | 1725 | 1725 | 37.3 | 80.71 | 7 | 36.41
2030 | IESO_2_NYISO_A-F | IESO | NYISO_A-F | Internal | Shoulder | B13 | 600 | 1725 | 1725 | 37.3 | 78.52 | 7 | 34.22
2030 | IESO_2_NYISO_A-F | IESO | NYISO_A-F | Internal | Shoulder | B14 | 900 | 1725 | 1725 | 37.3 | 75.54 | 7 | 31.24
2030 | IESO_2_NYISO_A-F | IESO | NYISO_A-F | Internal | Shoulder | B15 | 1203 | 1725 | 1725 | 37.3 | 75.54 | 7 | 31.24
2030 | IESO_2_NYISO_A-F | IESO | NYISO_A-F | Internal | Summer | B1 | 10 | 1725 | 1725 | 128.74 | 165.9 | 7 | 30.16
2030 | IESO_2_NYISO_A-F | IESO | NYISO_A-F | Internal | Summer | B2 | 25 | 1725 | 2023.1 | 121.68 | 173.74 | 7 | 45.06
2030 | IESO_2_NYISO_A-F | IESO | NYISO_A-F | Internal | Summer | B3 | 75 | 1725 | 1725 | 93.9 | 140.15 | 7 | 39.25
2030 | IESO_2_NYISO_A-F | IESO | NYISO_A-F | Internal | Summer | B4 | 100 | 1725 | 1725 | 85.08 | 122.17 | 7 | 30.09
2030 | IESO_2_NYISO_A-F | IESO | NYISO_A-F | Internal | Summer | B5 | 200 | 1725 | 1725 | 78.21 | 116.18 | 7 | 30.97
2030 | IESO_2_NYISO_A-F | IESO | NYISO_A-F | Internal | Summer | B6 | 300 | 1725 | 1725 | 45.41 | 86.34 | 7 | 33.92
2030 | IESO_2_NYISO_A-F | IESO | NYISO_A-F | Internal | Summer | B7 | 400 | 1725 | 1725 | 34.79 | 83.52 | 7 | 41.73
2030 | IESO_2_NYISO_A-F | IESO | NYISO_A-F | Internal | Summer | B8 | 500 | 1725 | 1725 | 31.26 | 80.32 | 7 | 42.06
2030 | IESO_2_NYISO_A-F | IESO | NYISO_A-F | Internal | Summer | B9 | 800 | 1725 | 1775.18 | 28.26 | 80.32 | 7 | 45.06
2030 | IESO_2_NYISO_A-F | IESO | NYISO_A-F | Internal | Summer | B10 | 1262 | 1725 | 1756.85 | 28.26 | 80.32 | 7 | 45.06
2030 | IESO_2_NYISO_A-F | IESO | NYISO_A-F | Internal | Winter | B16 | 25 | 1725 | 1725 | 37.3 | 86.05 | 7 | 41.75
2030 | IESO_2_NYISO_A-F | IESO | NYISO_A-F | Internal | Winter | B17 | 100 | 1725 | 1725 | 37.3 | 85.45 | 7 | 41.15
2030 | IESO_2_NYISO_A-F | IESO | NYISO_A-F | Internal | Winter | B18 | 400 | 1725 | 1725 | 37.3 | 80.89 | 7 | 36.59
2030 | IESO_2_NYISO_A-F | IESO | NYISO_A-F | Internal | Winter | B19 | 700 | 1725 | 1725 | 37.3 | 77.81 | 7 | 33.51
2030 | IESO_2_NYISO_A-F | IESO | NYISO_A-F | Internal | Winter | B20 | 935 | 1725 | 1725 | 37.3 | 77.81 | 7 | 33.51
2030 | MAPP_CA_2_IESO | MAPP_CA | IESO | Internal | Shoulder | B11 | 25 | 330 | 0 | 55.21 | 37.3 | 8 | 0
2030 | MAPP_CA_2_IESO | MAPP_CA | IESO | Internal | Shoulder | B12 | 200 | 330 | 0 | 53.82 | 37.3 | 8 | 0
2030 | MAPP_CA_2_IESO | MAPP_CA | IESO | Internal | Shoulder | B13 | 600 | 330 | 0 | 53.82 | 37.3 | 8 | 0
2030 | MAPP_CA_2_IESO | MAPP_CA | IESO | Internal | Shoulder | B14 | 900 | 330 | 0 | 53.82 | 37.3 | 8 | 0
2030 | MAPP_CA_2_IESO | MAPP_CA | IESO | Internal | Shoulder | B15 | 1203 | 330 | 0 | 53.82 | 37.3 | 8 | 0
2030 | MAPP_CA_2_IESO | MAPP_CA | IESO | Internal | Summer | B1 | 10 | 330 | 117.17 | 120.74 | 128.74 | 8 | 0
2030 | MAPP_CA_2_IESO | MAPP_CA | IESO | Internal | Summer | B2 | 25 | 330 | 0 | 128.57 | 121.68 | 8 | 0
2030 | MAPP_CA_2_IESO | MAPP_CA | IESO | Internal | Summer | B3 | 75 | 330 | 0 | 114.76 | 93.9 | 8 | 0
2030 | MAPP_CA_2_IESO | MAPP_CA | IESO | Internal | Summer | B4 | 100 | 330 | 0 | 103.95 | 85.08 | 8 | 0
2030 | MAPP_CA_2_IESO | MAPP_CA | IESO | Internal | Summer | B5 | 200 | 330 | 0 | 97.43 | 78.21 | 8 | 0
2030 | MAPP_CA_2_IESO | MAPP_CA | IESO | Internal | Summer | B6 | 300 | 330 | 0 | 65.27 | 45.41 | 8 | 0
2030 | MAPP_CA_2_IESO | MAPP_CA | IESO | Internal | Summer | B7 | 400 | 330 | 0 | 53.5 | 34.79 | 8 | 0
2030 | MAPP_CA_2_IESO | MAPP_CA | IESO | Internal | Summer | B8 | 500 | 330 | 0 | 50.65 | 31.26 | 8 | 0
2030 | MAPP_CA_2_IESO | MAPP_CA | IESO | Internal | Summer | B9 | 800 | 330 | 0 | 50.65 | 28.26 | 8 | 0
2030 | MAPP_CA_2_IESO | MAPP_CA | IESO | Internal | Summer | B10 | 1262 | 330 | 0 | 50.65 | 28.26 | 8 | 0
2030 | MAPP_CA_2_IESO | MAPP_CA | IESO | Internal | Winter | B16 | 25 | 330 | 0 | 69.33 | 37.3 | 8 | 0
2030 | MAPP_CA_2_IESO | MAPP_CA | IESO | Internal | Winter | B17 | 100 | 330 | 0 | 68.86 | 37.3 | 8 | 0
2030 | MAPP_CA_2_IESO | MAPP_CA | IESO | Internal | Winter | B18 | 400 | 330 | 0 | 67.41 | 37.3 | 8 | 0
2030 | MAPP_CA_2_IESO | MAPP_CA | IESO | Internal | Winter | B19 | 700 | 330 | 0 | 59.08 | 37.3 | 8 | 0
2030 | MAPP_CA_2_IESO | MAPP_CA | IESO | Internal | Winter | B20 | 935 | 330 | 0 | 59.08 | 37.3 | 8 | 0
2030 | MAPP_CA_2_MAPP_US | MAPP_CA | MAPP_US | Internal | Shoulder | B11 | 25 | 372 | 372 | 55.21 | 71.41 | 7 | 9.2
2030 | MAPP_CA_2_MAPP_US | MAPP_CA | MAPP_US | Internal | Shoulder | B12 | 200 | 372 | 0 | 53.82 | 58.25 | 7 | 0
2030 | MAPP_CA_2_MAPP_US | MAPP_CA | MAPP_US | Internal | Shoulder | B13 | 600 | 372 | 0 | 53.82 | 56.81 | 7 | 0
2030 | MAPP_CA_2_MAPP_US | MAPP_CA | MAPP_US | Internal | Shoulder | B14 | 900 | 372 | 0 | 53.82 | 47.92 | 7 | 0
2030 | MAPP_CA_2_MAPP_US | MAPP_CA | MAPP_US | Internal | Shoulder | B15 | 1203 | 372 | 0 | 53.82 | 45.13 | 7 | 0
2030 | MAPP_CA_2_MAPP_US | MAPP_CA | MAPP_US | Internal | Summer | B1 | 10 | 372 | 372 | 120.74 | 136.63 | 7 | 8.89
2030 | MAPP_CA_2_MAPP_US | MAPP_CA | MAPP_US | Internal | Summer | B2 | 25 | 372 | 372 | 128.57 | 144.46 | 7 | 8.89
2030 | MAPP_CA_2_MAPP_US | MAPP_CA | MAPP_US | Internal | Summer | B3 | 75 | 372 | 372 | 114.76 | 133.52 | 7 | 11.76
2030 | MAPP_CA_2_MAPP_US | MAPP_CA | MAPP_US | Internal | Summer | B4 | 100 | 372 | 372 | 103.95 | 125.39 | 7 | 14.44
2030 | MAPP_CA_2_MAPP_US | MAPP_CA | MAPP_US | Internal | Summer | B5 | 200 | 372 | 372 | 97.43 | 116.19 | 7 | 11.76
2030 | MAPP_CA_2_MAPP_US | MAPP_CA | MAPP_US | Internal | Summer | B6 | 300 | 372 | 372 | 65.27 | 87.5 | 7 | 15.22
2030 | MAPP_CA_2_MAPP_US | MAPP_CA | MAPP_US | Internal | Summer | B7 | 400 | 372 | 372 | 53.5 | 72.25 | 7 | 11.75
2030 | MAPP_CA_2_MAPP_US | MAPP_CA | MAPP_US | Internal | Summer | B8 | 500 | 372 | 372 | 50.65 | 59.54 | 7 | 1.89
2030 | MAPP_CA_2_MAPP_US | MAPP_CA | MAPP_US | Internal | Summer | B9 | 800 | 372 | 0 | 50.65 | 57.19 | 7 | 0
2030 | MAPP_CA_2_MAPP_US | MAPP_CA | MAPP_US | Internal | Summer | B10 | 1262 | 372 | 0 | 50.65 | 43.64 | 7 | 0
2030 | MAPP_CA_2_MAPP_US | MAPP_CA | MAPP_US | Internal | Winter | B16 | 25 | 372 | 0 | 69.33 | 62.33 | 7 | 0
2030 | MAPP_CA_2_MAPP_US | MAPP_CA | MAPP_US | Internal | Winter | B17 | 100 | 372 | 0 | 68.86 | 61.86 | 7 | 0
2030 | MAPP_CA_2_MAPP_US | MAPP_CA | MAPP_US | Internal | Winter | B18 | 400 | 372 | 0 | 67.41 | 60.41 | 7 | 0
2030 | MAPP_CA_2_MAPP_US | MAPP_CA | MAPP_US | Internal | Winter | B19 | 700 | 372 | 0 | 59.08 | 52.1 | 7 | 0
2030 | MAPP_CA_2_MAPP_US | MAPP_CA | MAPP_US | Internal | Winter | B20 | 935 | 372 | 0 | 59.08 | 48.21 | 7 | 0
2030 | MAPP_CA_2_MISO_W | MAPP_CA | MISO_W | Internal | Shoulder | B11 | 25 | 1970 | 2177.89 | 55.21 | 78.1 | 0.01 | 22.88
2030 | MAPP_CA_2_MISO_W | MAPP_CA | MISO_W | Internal | Shoulder | B12 | 200 | 1970 | 1970 | 53.82 | 65.25 | 0.01 | 11.42
2030 | MAPP_CA_2_MISO_W | MAPP_CA | MISO_W | Internal | Shoulder | B13 | 600 | 1970 | 1970 | 53.82 | 63.81 | 0.01 | 9.97
2030 | MAPP_CA_2_MISO_W | MAPP_CA | MISO_W | Internal | Shoulder | B14 | 900 | 1970 | 1970 | 53.82 | 54.92 | 0.01 | 1.09
2030 | MAPP_CA_2_MISO_W | MAPP_CA | MISO_W | Internal | Shoulder | B15 | 1203 | 1970 | 0 | 53.82 | 52.13 | 0.01 | 0
2030 | MAPP_CA_2_MISO_W | MAPP_CA | MISO_W | Internal | Summer | B1 | 10 | 1970 | 2386.1 | 120.74 | 143.63 | 0.01 | 22.88
2030 | MAPP_CA_2_MISO_W | MAPP_CA | MISO_W | Internal | Summer | B2 | 25 | 1970 | 2435.77 | 128.57 | 151.46 | 0.01 | 22.88
2030 | MAPP_CA_2_MISO_W | MAPP_CA | MISO_W | Internal | Summer | B3 | 75 | 1970 | 2583 | 114.76 | 137.65 | 0.01 | 22.88
2030 | MAPP_CA_2_MISO_W | MAPP_CA | MISO_W | Internal | Summer | B4 | 100 | 1970 | 2557.62 | 103.95 | 126.84 | 0.01 | 22.88
2030 | MAPP_CA_2_MISO_W | MAPP_CA | MISO_W | Internal | Summer | B5 | 200 | 1970 | 2529.13 | 97.43 | 120.32 | 0.01 | 22.88
2030 | MAPP_CA_2_MISO_W | MAPP_CA | MISO_W | Internal | Summer | B6 | 300 | 1970 | 2014.49 | 65.27 | 88.16 | 0.01 | 22.88
2030 | MAPP_CA_2_MISO_W | MAPP_CA | MISO_W | Internal | Summer | B7 | 400 | 1970 | 2045.74 | 53.5 | 76.39 | 0.01 | 22.88
2030 | MAPP_CA_2_MISO_W | MAPP_CA | MISO_W | Internal | Summer | B8 | 500 | 1970 | 1970 | 50.65 | 63.68 | 0.01 | 13.02
2030 | MAPP_CA_2_MISO_W | MAPP_CA | MISO_W | Internal | Summer | B9 | 800 | 1970 | 1970 | 50.65 | 61.32 | 0.01 | 10.66
2030 | MAPP_CA_2_MISO_W | MAPP_CA | MISO_W | Internal | Summer | B10 | 1262 | 1970 | 0 | 50.65 | 50.64 | 0.01 | 0
2030 | MAPP_CA_2_MISO_W | MAPP_CA | MISO_W | Internal | Winter | B16 | 25 | 1970 | 1763.18 | 69.33 | 69.35 | 0.01 | 0
2030 | MAPP_CA_2_MISO_W | MAPP_CA | MISO_W | Internal | Winter | B17 | 100 | 1970 | 1540.48 | 68.86 | 68.87 | 0.01 | 0
2030 | MAPP_CA_2_MISO_W | MAPP_CA | MISO_W | Internal | Winter | B18 | 400 | 1970 | 1588.86 | 67.41 | 67.42 | 0.01 | 0
2030 | MAPP_CA_2_MISO_W | MAPP_CA | MISO_W | Internal | Winter | B19 | 700 | 1970 | 1226.91 | 59.08 | 59.1 | 0.01 | 0
2030 | MAPP_CA_2_MISO_W | MAPP_CA | MISO_W | Internal | Winter | B20 | 935 | 1970 | 0 | 59.08 | 55.21 | 0.01 | 0
2030 | MAPP_US_2_MAPP_CA | MAPP_US | MAPP_CA | Internal | Shoulder | B11 | 25 | 165 | 0 | 71.41 | 55.21 | 7 | 0
2030 | MAPP_US_2_MAPP_CA | MAPP_US | MAPP_CA | Internal | Shoulder | B12 | 200 | 165 | 0 | 58.25 | 53.82 | 7 | 0
2030 | MAPP_US_2_MAPP_CA | MAPP_US | MAPP_CA | Internal | Shoulder | B13 | 600 | 165 | 0 | 56.81 | 53.82 | 7 | 0
2030 | MAPP_US_2_MAPP_CA | MAPP_US | MAPP_CA | Internal | Shoulder | B14 | 900 | 165 | 0 | 47.92 | 53.82 | 7 | 0
2030 | MAPP_US_2_MAPP_CA | MAPP_US | MAPP_CA | Internal | Shoulder | B15 | 1203 | 165 | 165 | 45.13 | 53.82 | 7 | 1.69
2030 | MAPP_US_2_MAPP_CA | MAPP_US | MAPP_CA | Internal | Summer | B1 | 10 | 165 | 0 | 136.63 | 120.74 | 7 | 0
2030 | MAPP_US_2_MAPP_CA | MAPP_US | MAPP_CA | Internal | Summer | B2 | 25 | 165 | 0 | 144.46 | 128.57 | 7 | 0
2030 | MAPP_US_2_MAPP_CA | MAPP_US | MAPP_CA | Internal | Summer | B3 | 75 | 165 | 0 | 133.52 | 114.76 | 7 | 0
2030 | MAPP_US_2_MAPP_CA | MAPP_US | MAPP_CA | Internal | Summer | B4 | 100 | 165 | 0 | 125.39 | 103.95 | 7 | 0
2030 | MAPP_US_2_MAPP_CA | MAPP_US | MAPP_CA | Internal | Summer | B5 | 200 | 165 | 0 | 116.19 | 97.43 | 7 | 0
2030 | MAPP_US_2_MAPP_CA | MAPP_US | MAPP_CA | Internal | Summer | B6 | 300 | 165 | 0 | 87.5 | 65.27 | 7 | 0
2030 | MAPP_US_2_MAPP_CA | MAPP_US | MAPP_CA | Internal | Summer | B7 | 400 | 165 | 0 | 72.25 | 53.5 | 7 | 0
2030 | MAPP_US_2_MAPP_CA | MAPP_US | MAPP_CA | Internal | Summer | B8 | 500 | 165 | 0 | 59.54 | 50.65 | 7 | 0
2030 | MAPP_US_2_MAPP_CA | MAPP_US | MAPP_CA | Internal | Summer | B9 | 800 | 165 | 0 | 57.19 | 50.65 | 7 | 0
2030 | MAPP_US_2_MAPP_CA | MAPP_US | MAPP_CA | Internal | Summer | B10 | 1262 | 165 | 165 | 43.64 | 50.65 | 7 | 0.01
2030 | MAPP_US_2_MAPP_CA | MAPP_US | MAPP_CA | Internal | Winter | B16 | 25 | 165 | 60.6 | 62.33 | 69.33 | 7 | 0
2030 | MAPP_US_2_MAPP_CA | MAPP_US | MAPP_CA | Internal | Winter | B17 | 100 | 165 | 66.37 | 61.86 | 68.86 | 7 | 0
2030 | MAPP_US_2_MAPP_CA | MAPP_US | MAPP_CA | Internal | Winter | B18 | 400 | 165 | 57.23 | 60.41 | 67.41 | 7 | 0
2030 | MAPP_US_2_MAPP_CA | MAPP_US | MAPP_CA | Internal | Winter | B19 | 700 | 165 | 0 | 52.1 | 59.08 | 7 | 0
2030 | MAPP_US_2_MAPP_CA | MAPP_US | MAPP_CA | Internal | Winter | B20 | 935 | 165 | 165 | 48.21 | 59.08 | 7 | 3.87
2030 | MAPP_US_2_MISO_W | MAPP_US | MISO_W | Internal | Shoulder | B11 | 25 | 2635 | 0 | 71.41 | 78.1 | 7 | 0
2030 | MAPP_US_2_MISO_W | MAPP_US | MISO_W | Internal | Shoulder | B12 | 200 | 2635 | 2257.43 | 58.25 | 65.25 | 7 | 0
2030 | MAPP_US_2_MISO_W | MAPP_US | MISO_W | Internal | Shoulder | B13 | 600 | 2635 | 2508.08 | 56.81 | 63.81 | 7 | 0
2030 | MAPP_US_2_MISO_W | MAPP_US | MISO_W | Internal | Shoulder | B14 | 900 | 2635 | 1460.18 | 47.92 | 54.92 | 7 | 0
2030 | MAPP_US_2_MISO_W | MAPP_US | MISO_W | Internal | Shoulder | B15 | 1203 | 2635 | 1608.01 | 45.13 | 52.13 | 7 | 0
2030 | MAPP_US_2_MISO_W | MAPP_US | MISO_W | Internal | Summer | B1 | 10 | 2635 | 973.58 | 136.63 | 143.63 | 7 | 0
2030 | MAPP_US_2_MISO_W | MAPP_US | MISO_W | Internal | Summer | B2 | 25 | 2635 | 2442.82 | 144.46 | 151.46 | 7 | 0
2030 | MAPP_US_2_MISO_W | MAPP_US | MISO_W | Internal | Summer | B3 | 75 | 2635 | 0 | 133.52 | 137.65 | 7 | 0
2030 | MAPP_US_2_MISO_W | MAPP_US | MISO_W | Internal | Summer | B4 | 100 | 2635 | 0 | 125.39 | 126.84 | 7 | 0
2030 | MAPP_US_2_MISO_W | MAPP_US | MISO_W | Internal | Summer | B5 | 200 | 2635 | 0 | 116.19 | 120.32 | 7 | 0
2030 | MAPP_US_2_MISO_W | MAPP_US | MISO_W | Internal | Summer | B6 | 300 | 2635 | 0 | 87.5 | 88.16 | 7 | 0
2030 | MAPP_US_2_MISO_W | MAPP_US | MISO_W | Internal | Summer | B7 | 400 | 2635 | 0 | 72.25 | 76.39 | 7 | 0
2030 | MAPP_US_2_MISO_W | MAPP_US | MISO_W | Internal | Summer | B8 | 500 | 2635 | 0 | 59.54 | 63.68 | 7 | 0
2030 | MAPP_US_2_MISO_W | MAPP_US | MISO_W | Internal | Summer | B9 | 800 | 2635 | 0 | 57.19 | 61.32 | 7 | 0
2030 | MAPP_US_2_MISO_W | MAPP_US | MISO_W | Internal | Summer | B10 | 1262 | 2635 | 1584.66 | 43.64 | 50.64 | 7 | 0
2030 | MAPP_US_2_MISO_W | MAPP_US | MISO_W | Internal | Winter | B16 | 25 | 2635 | 4170.18 | 62.33 | 69.35 | 7 | 0.01
2030 | MAPP_US_2_MISO_W | MAPP_US | MISO_W | Internal | Winter | B17 | 100 | 2635 | 3114.79 | 61.86 | 68.87 | 7 | 0.01
2030 | MAPP_US_2_MISO_W | MAPP_US | MISO_W | Internal | Winter | B18 | 400 | 2635 | 2820.25 | 60.41 | 67.42 | 7 | 0.01
2030 | MAPP_US_2_MISO_W | MAPP_US | MISO_W | Internal | Winter | B19 | 700 | 2635 | 1222.62 | 52.1 | 59.1 | 7 | 0
2030 | MAPP_US_2_MISO_W | MAPP_US | MISO_W | Internal | Winter | B20 | 935 | 2635 | 1445.01 | 48.21 | 55.21 | 7 | 0
2030 | MAPP_US_2_NE | MAPP_US | NE | Internal | Shoulder | B11 | 25 | 2000 | 2177.94 | 71.41 | 78.42 | 7 | 0.01
2030 | MAPP_US_2_NE | MAPP_US | NE | Internal | Shoulder | B12 | 200 | 2000 | 0 | 58.25 | 55.92 | 7 | 0
2030 | MAPP_US_2_NE | MAPP_US | NE | Internal | Shoulder | B13 | 600 | 2000 | 0 | 56.81 | 55.15 | 7 | 0
2030 | MAPP_US_2_NE | MAPP_US | NE | Internal | Shoulder | B14 | 900 | 2000 | 0 | 47.92 | 44.67 | 7 | 0
2030 | MAPP_US_2_NE | MAPP_US | NE | Internal | Shoulder | B15 | 1203 | 2000 | 0 | 45.13 | 41.88 | 7 | 0
2030 | MAPP_US_2_NE | MAPP_US | NE | Internal | Summer | B1 | 10 | 2000 | 0 | 136.63 | 135.29 | 7 | 0
2030 | MAPP_US_2_NE | MAPP_US | NE | Internal | Summer | B2 | 25 | 2000 | 0 | 144.46 | 146.17 | 7 | 0
2030 | MAPP_US_2_NE | MAPP_US | NE | Internal | Summer | B3 | 75 | 2000 | 1664.18 | 133.52 | 140.52 | 7 | 0
2030 | MAPP_US_2_NE | MAPP_US | NE | Internal | Summer | B4 | 100 | 2000 | 1761.85 | 125.39 | 132.39 | 7 | 0
2030 | MAPP_US_2_NE | MAPP_US | NE | Internal | Summer | B5 | 200 | 2000 | 1634.6 | 116.19 | 123.19 | 7 | 0
2030 | MAPP_US_2_NE | MAPP_US | NE | Internal | Summer | B6 | 300 | 2000 | 1241.34 | 87.5 | 94.5 | 7 | 0
2030 | MAPP_US_2_NE | MAPP_US | NE | Internal | Summer | B7 | 400 | 2000 | 2040.9 | 72.25 | 79.26 | 7 | 0.01
2030 | MAPP_US_2_NE | MAPP_US | NE | Internal | Summer | B8 | 500 | 2000 | 2617.61 | 59.54 | 66.55 | 7 | 0.01
2030 | MAPP_US_2_NE | MAPP_US | NE | Internal | Summer | B9 | 800 | 2000 | 1649.86 | 57.19 | 64.19 | 7 | 0
2030 | MAPP_US_2_NE | MAPP_US | NE | Internal | Summer | B10 | 1262 | 2000 | 0 | 43.64 | 42.74 | 7 | 0
2030 | MAPP_US_2_NE | MAPP_US | NE | Internal | Winter | B16 | 25 | 2000 | 0 | 62.33 | 59.09 | 7 | 0
2030 | MAPP_US_2_NE | MAPP_US | NE | Internal | Winter | B17 | 100 | 2000 | 0 | 61.86 | 58.62 | 7 | 0
2030 | MAPP_US_2_NE | MAPP_US | NE | Internal | Winter | B18 | 400 | 2000 | 0 | 60.41 | 57.17 | 7 | 0
2030 | MAPP_US_2_NE | MAPP_US | NE | Internal | Winter | B19 | 700 | 2000 | 0 | 52.1 | 48.84 | 7 | 0
2030 | MAPP_US_2_NE | MAPP_US | NE | Internal | Winter | B20 | 935 | 2000 | 0 | 48.21 | 44.96 | 7 | 0
2030 | MARITIMES_2_NEISO | MARITIMES | NEISO | Internal | Shoulder | B11 | 25 | 99999 | 1400 | 78.81 | 78.82 | 0.01 | 0
2030 | MARITIMES_2_NEISO | MARITIMES | NEISO | Internal | Shoulder | B12 | 200 | 99999 | 1400 | 77.7 | 77.71 | 0.01 | 0
2030 | MARITIMES_2_NEISO | MARITIMES | NEISO | Internal | Shoulder | B13 | 600 | 99999 | 1400 | 77.7 | 77.71 | 0.01 | 0
2030 | MARITIMES_2_NEISO | MARITIMES | NEISO | Internal | Shoulder | B14 | 900 | 99999 | 1400 | 73.07 | 73.08 | 0.01 | 0
2030 | MARITIMES_2_NEISO | MARITIMES | NEISO | Internal | Shoulder | B15 | 1203 | 99999 | 426.43 | 73.07 | 73.08 | 0.01 | 0
2030 | MARITIMES_2_NEISO | MARITIMES | NEISO | Internal | Summer | B1 | 10 | 99999 | 1400.1 | 177.2 | 177.21 | 0.01 | 0
2030 | MARITIMES_2_NEISO | MARITIMES | NEISO | Internal | Summer | B2 | 25 | 99999 | 1400.1 | 179.05 | 179.06 | 0.01 | 0
2030 | MARITIMES_2_NEISO | MARITIMES | NEISO | Internal | Summer | B3 | 75 | 99999 | 1400.1 | 141.31 | 141.32 | 0.01 | 0
2030 | MARITIMES_2_NEISO | MARITIMES | NEISO | Internal | Summer | B4 | 100 | 99999 | 1400.1 | 116.39 | 116.4 | 0.01 | 0
2030 | MARITIMES_2_NEISO | MARITIMES | NEISO | Internal | Summer | B5 | 200 | 99999 | 1400.1 | 110.4 | 110.41 | 0.01 | 0
2030 | MARITIMES_2_NEISO | MARITIMES | NEISO | Internal | Summer | B6 | 300 | 99999 | 1400 | 80.84 | 80.85 | 0.01 | 0
2030 | MARITIMES_2_NEISO | MARITIMES | NEISO | Internal | Summer | B7 | 400 | 99999 | 1400 | 77.73 | 77.75 | 0.01 | 0
2030 | MARITIMES_2_NEISO | MARITIMES | NEISO | Internal | Summer | B8 | 500 | 99999 | 1400 | 77.32 | 77.33 | 0.01 | 0
2030 | MARITIMES_2_NEISO | MARITIMES | NEISO | Internal | Summer | B9 | 800 | 99999 | 1400 | 77.32 | 77.33 | 0.01 | 0
2030 | MARITIMES_2_NEISO | MARITIMES | NEISO | Internal | Summer | B10 | 1262 | 99999 | 236.13 | 77.32 | 77.33 | 0.01 | 0
2030 | MARITIMES_2_NEISO | MARITIMES | NEISO | Internal | Winter | B16 | 25 | 99999 | 1400 | 87.23 | 87.24 | 0.01 | 0
2030 | MARITIMES_2_NEISO | MARITIMES | NEISO | Internal | Winter | B17 | 100 | 99999 | 1400 | 86.61 | 86.63 | 0.01 | 0
2030 | MARITIMES_2_NEISO | MARITIMES | NEISO | Internal | Winter | B18 | 400 | 99999 | 1400 | 82.05 | 82.06 | 0.01 | 0
2030 | MARITIMES_2_NEISO | MARITIMES | NEISO | Internal | Winter | B19 | 700 | 99999 | 1400 | 80.8 | 80.81 | 0.01 | 0
2030 | MARITIMES_2_NEISO | MARITIMES | NEISO | Internal | Winter | B20 | 935 | 99999 | 475.94 | 80.8 | 80.81 | 0.01 | 0
2030 | MISO_IN_2_MISO_MI | MISO_IN | MISO_MI | Internal | Shoulder | B11 | 25 | 5000 | 1426.8 | 87.56 | 87.57 | 0.01 | 0
2030 | MISO_IN_2_MISO_MI | MISO_IN | MISO_MI | Internal | Shoulder | B12 | 200 | 5000 | 3907.56 | 86.91 | 86.93 | 0.01 | 0
2030 | MISO_IN_2_MISO_MI | MISO_IN | MISO_MI | Internal | Shoulder | B13 | 600 | 5000 | 3055.68 | 85.47 | 85.48 | 0.01 | 0
2030 | MISO_IN_2_MISO_MI | MISO_IN | MISO_MI | Internal | Shoulder | B14 | 900 | 5000 | 1560.36 | 76.6 | 76.61 | 0.01 | 0
2030 | MISO_IN_2_MISO_MI | MISO_IN | MISO_MI | Internal | Shoulder | B15 | 1203 | 5000 | 805.07 | 75.62 | 75.63 | 0.01 | 0
2030 | MISO_IN_2_MISO_MI | MISO_IN | MISO_MI | Internal | Summer | B1 | 10 | 5000 | 0 | 158.88 | 158.85 | 0.01 | 0
2030 | MISO_IN_2_MISO_MI | MISO_IN | MISO_MI | Internal | Summer | B2 | 25 | 5000 | 0 | 166.7 | 166.68 | 0.01 | 0
2030 | MISO_IN_2_MISO_MI | MISO_IN | MISO_MI | Internal | Summer | B3 | 75 | 5000 | 0 | 148.01 | 147.99 | 0.01 | 0
2030 | MISO_IN_2_MISO_MI | MISO_IN | MISO_MI | Internal | Summer | B4 | 100 | 5000 | 0 | 139.2 | 139.17 | 0.01 | 0
2030 | MISO_IN_2_MISO_MI | MISO_IN | MISO_MI | Internal | Summer | B5 | 200 | 5000 | 0 | 132.33 | 132.3 | 0.01 | 0
2030 | MISO_IN_2_MISO_MI | MISO_IN | MISO_MI | Internal | Summer | B6 | 300 | 5000 | 0 | 99.52 | 99.51 | 0.01 | 0
2030 | MISO_IN_2_MISO_MI | MISO_IN | MISO_MI | Internal | Summer | B7 | 400 | 5000 | 0 | 88.9 | 88.88 | 0.01 | 0
2030 | MISO_IN_2_MISO_MI | MISO_IN | MISO_MI | Internal | Summer | B8 | 500 | 5000 | 192.8 | 85.34 | 85.36 | 0.01 | 0
2030 | MISO_IN_2_MISO_MI | MISO_IN | MISO_MI | Internal | Summer | B9 | 800 | 5000 | 1408.18 | 80.74 | 80.75 | 0.01 | 0
2030 | MISO_IN_2_MISO_MI | MISO_IN | MISO_MI | Internal | Summer | B10 | 1262 | 5000 | 3853.01 | 74.56 | 74.57 | 0.01 | 0
2030 | MISO_IN_2_MISO_MI | MISO_IN | MISO_MI | Internal | Winter | B16 | 25 | 5000 | 181.99 | 89.81 | 89.82 | 0.01 | 0
2030 | MISO_IN_2_MISO_MI | MISO_IN | MISO_MI | Internal | Winter | B17 | 100 | 5000 | 0 | 90.56 | 90.55 | 0.01 | 0
2030 | MISO_IN_2_MISO_MI | MISO_IN | MISO_MI | Internal | Winter | B18 | 400 | 5000 | 551.91 | 89 | 89.02 | 0.01 | 0
2030 | MISO_IN_2_MISO_MI | MISO_IN | MISO_MI | Internal | Winter | B19 | 700 | 5000 | 0 | 79.78 | 79.79 | 0.01 | 0
2030 | MISO_IN_2_MISO_MI | MISO_IN | MISO_MI | Internal | Winter | B20 | 935 | 5000 | 321.39 | 77.79 | 77.8 | 0.01 | 0
2030 | MISO_IN_2_MISO_MO-IL | MISO_IN | MISO_MO-IL | Internal | Shoulder | B11 | 25 | 5000 | 0 | 87.56 | 87.55 | 0.01 | 0
2030 | MISO_IN_2_MISO_MO-IL | MISO_IN | MISO_MO-IL | Internal | Shoulder | B12 | 200 | 5000 | 0 | 86.91 | 83.1 | 0.01 | 0
2030 | MISO_IN_2_MISO_MO-IL | MISO_IN | MISO_MO-IL | Internal | Shoulder | B13 | 600 | 5000 | 0 | 85.47 | 81.65 | 0.01 | 0
2030 | MISO_IN_2_MISO_MO-IL | MISO_IN | MISO_MO-IL | Internal | Shoulder | B14 | 900 | 5000 | 53.44 | 76.6 | 76.61 | 0.01 | 0
2030 | MISO_IN_2_MISO_MO-IL | MISO_IN | MISO_MO-IL | Internal | Shoulder | B15 | 1203 | 5000 | 0 | 75.62 | 71.81 | 0.01 | 0
2030 | MISO_IN_2_MISO_MO-IL | MISO_IN | MISO_MO-IL | Internal | Summer | B1 | 10 | 5000 | 0 | 158.88 | 158.86 | 0.01 | 0
2030 | MISO_IN_2_MISO_MO-IL | MISO_IN | MISO_MO-IL | Internal | Summer | B2 | 25 | 5000 | 0 | 166.7 | 166.69 | 0.01 | 0
2030 | MISO_IN_2_MISO_MO-IL | MISO_IN | MISO_MO-IL | Internal | Summer | B3 | 75 | 5000 | 1648.43 | 148.01 | 148.02 | 0.01 | 0
2030 | MISO_IN_2_MISO_MO-IL | MISO_IN | MISO_MO-IL | Internal | Summer | B4 | 100 | 5000 | 0 | 139.2 | 138.84 | 0.01 | 0
2030 | MISO_IN_2_MISO_MO-IL | MISO_IN | MISO_MO-IL | Internal | Summer | B5 | 200 | 5000 | 0 | 132.33 | 132.32 | 0.01 | 0
2030 | MISO_IN_2_MISO_MO-IL | MISO_IN | MISO_MO-IL | Internal | Summer | B6 | 300 | 5000 | 0 | 99.52 | 99.51 | 0.01 | 0
2030 | MISO_IN_2_MISO_MO-IL | MISO_IN | MISO_MO-IL | Internal | Summer | B7 | 400 | 5000 | 0 | 88.9 | 88.39 | 0.01 | 0
2030 | MISO_IN_2_MISO_MO-IL | MISO_IN | MISO_MO-IL | Internal | Summer | B8 | 500 | 5000 | 0 | 85.34 | 83.82 | 0.01 | 0
2030 | MISO_IN_2_MISO_MO-IL | MISO_IN | MISO_MO-IL | Internal | Summer | B9 | 800 | 5000 | 0 | 80.74 | 80.72 | 0.01 | 0
2030 | MISO_IN_2_MISO_MO-IL | MISO_IN | MISO_MO-IL | Internal | Summer | B10 | 1262 | 5000 | 0 | 74.56 | 72.33 | 0.01 | 0
2030 | MISO_IN_2_MISO_MO-IL | MISO_IN | MISO_MO-IL | Internal | Winter | B16 | 25 | 5000 | 0 | 89.81 | 86.25 | 0.01 | 0
2030 | MISO_IN_2_MISO_MO-IL | MISO_IN | MISO_MO-IL | Internal | Winter | B17 | 100 | 5000 | 0 | 90.56 | 86.75 | 0.01 | 0
2030 | MISO_IN_2_MISO_MO-IL | MISO_IN | MISO_MO-IL | Internal | Winter | B18 | 400 | 5000 | 0 | 89 | 85.48 | 0.01 | 0
2030 | MISO_IN_2_MISO_MO-IL | MISO_IN | MISO_MO-IL | Internal | Winter | B19 | 700 | 5000 | 0 | 79.78 | 79.77 | 0.01 | 0
2030 | MISO_IN_2_MISO_MO-IL | MISO_IN | MISO_MO-IL | Internal | Winter | B20 | 935 | 5000 | 0 | 77.79 | 74.01 | 0.01 | 0
2030 | MISO_IN_2_NonRTO_Midwest | MISO_IN | NonRTO_Midwest | Internal | Shoulder | B11 | 25 | 4800 | 2188.32 | 87.56 | 95.56 | 8 | 0
2030 | MISO_IN_2_NonRTO_Midwest | MISO_IN | NonRTO_Midwest | Internal | Shoulder | B12 | 200 | 4800 | 1622.37 | 86.91 | 94.91 | 8 | 0
2030 | MISO_IN_2_NonRTO_Midwest | MISO_IN | NonRTO_Midwest | Internal | Shoulder | B13 | 600 | 4800 | 1102.72 | 85.47 | 93.47 | 8 | 0
2030 | MISO_IN_2_NonRTO_Midwest | MISO_IN | NonRTO_Midwest | Internal | Shoulder | B14 | 900 | 4800 | 745.03 | 76.6 | 84.6 | 8 | 0
2030 | MISO_IN_2_NonRTO_Midwest | MISO_IN | NonRTO_Midwest | Internal | Shoulder | B15 | 1203 | 4800 | 0 | 75.62 | 82.6 | 8 | 0
2030 | MISO_IN_2_NonRTO_Midwest | MISO_IN | NonRTO_Midwest | Internal | Summer | B1 | 10 | 4800 | 1401.83 | 158.88 | 166.88 | 8 | 0
2030 | MISO_IN_2_NonRTO_Midwest | MISO_IN | NonRTO_Midwest | Internal | Summer | B2 | 25 | 4800 | 1214.66 | 166.7 | 174.7 | 8 | 0
2030 | MISO_IN_2_NonRTO_Midwest | MISO_IN | NonRTO_Midwest | Internal | Summer | B3 | 75 | 4800 | 741.65 | 148.01 | 156.01 | 8 | 0
2030 | MISO_IN_2_NonRTO_Midwest | MISO_IN | NonRTO_Midwest | Internal | Summer | B4 | 100 | 4800 | 3068.71 | 139.2 | 147.2 | 8 | 0
2030 | MISO_IN_2_NonRTO_Midwest | MISO_IN | NonRTO_Midwest | Internal | Summer | B5 | 200 | 4800 | 2771.43 | 132.33 | 140.33 | 8 | 0
2030 | MISO_IN_2_NonRTO_Midwest | MISO_IN | NonRTO_Midwest | Internal | Summer | B6 | 300 | 4800 | 2317.04 | 99.52 | 107.52 | 8 | 0
2030 | MISO_IN_2_NonRTO_Midwest | MISO_IN | NonRTO_Midwest | Internal | Summer | B7 | 400 | 4800 | 1758.56 | 88.9 | 96.9 | 8 | 0
2030 | MISO_IN_2_NonRTO_Midwest | MISO_IN | NonRTO_Midwest | Internal | Summer | B8 | 500 | 4800 | 1280.92 | 85.34 | 93.34 | 8 | 0
2030 | MISO_IN_2_NonRTO_Midwest | MISO_IN | NonRTO_Midwest | Internal | Summer | B9 | 800 | 4800 | 758.8 | 80.74 | 88.74 | 8 | 0
2030 | MISO_IN_2_NonRTO_Midwest | MISO_IN | NonRTO_Midwest | Internal | Summer | B10 | 1262 | 4800 | 0 | 74.56 | 77.99 | 8 | 0
2030 | MISO_IN_2_NonRTO_Midwest | MISO_IN | NonRTO_Midwest | Internal | Winter | B16 | 25 | 4800 | 4406.73 | 89.81 | 97.81 | 8 | 0
2030 | MISO_IN_2_NonRTO_Midwest | MISO_IN | NonRTO_Midwest | Internal | Winter | B17 | 100 | 4800 | 3410.73 | 90.56 | 98.56 | 8 | 0
2030 | MISO_IN_2_NonRTO_Midwest | MISO_IN | NonRTO_Midwest | Internal | Winter | B18 | 400 | 4800 | 2609.31 | 89 | 97 | 8 | 0
2030 | MISO_IN_2_NonRTO_Midwest | MISO_IN | NonRTO_Midwest | Internal | Winter | B19 | 700 | 4800 | 1997.52 | 79.78 | 87.78 | 8 | 0
2030 | MISO_IN_2_NonRTO_Midwest | MISO_IN | NonRTO_Midwest | Internal | Winter | B20 | 935 | 4800 | 1329.15 | 77.79 | 85.79 | 8 | 0
2030 | MISO_IN_2_PJM_ROR | MISO_IN | PJM_ROR | Internal | Shoulder | B11 | 25 | 992 | 1355.43 | 87.56 | 96.01 | 2 | 6.45
2030 | MISO_IN_2_PJM_ROR | MISO_IN | PJM_ROR | Internal | Shoulder | B12 | 200 | 992 | 992 | 86.91 | 88.94 | 2 | 0.03
2030 | MISO_IN_2_PJM_ROR | MISO_IN | PJM_ROR | Internal | Shoulder | B13 | 600 | 992 | 992 | 85.47 | 87.5 | 2 | 0.03
2030 | MISO_IN_2_PJM_ROR | MISO_IN | PJM_ROR | Internal | Shoulder | B14 | 900 | 992 | 992 | 76.6 | 78.61 | 2 | 0.01
2030 | MISO_IN_2_PJM_ROR | MISO_IN | PJM_ROR | Internal | Shoulder | B15 | 1203 | 992 | 0 | 75.62 | 75.83 | 2 | 0
2030 | MISO_IN_2_PJM_ROR | MISO_IN | PJM_ROR | Internal | Summer | B1 | 10 | 992 | 6469.38 | 158.88 | 167.32 | 2 | 6.45
2030 | MISO_IN_2_PJM_ROR | MISO_IN | PJM_ROR | Internal | Summer | B2 | 25 | 992 | 3652.53 | 166.7 | 175.15 | 2 | 6.45
2030 | MISO_IN_2_PJM_ROR | MISO_IN | PJM_ROR | Internal | Summer | B3 | 75 | 992 | 2930.46 | 148.01 | 156.46 | 2 | 6.45
2030 | MISO_IN_2_PJM_ROR | MISO_IN | PJM_ROR | Internal | Summer | B4 | 100 | 992 | 0 | 139.2 | 140.31 | 2 | 0
2030 | MISO_IN_2_PJM_ROR | MISO_IN | PJM_ROR | Internal | Summer | B5 | 200 | 992 | 0 | 132.33 | 134.32 | 2 | 0
2030 | MISO_IN_2_PJM_ROR | MISO_IN | PJM_ROR | Internal | Summer | B6 | 300 | 992 | 0 | 99.52 | 101.51 | 2 | 0
2030 | MISO_IN_2_PJM_ROR | MISO_IN | PJM_ROR | Internal | Summer | B7 | 400 | 992 | 992 | 88.9 | 92.85 | 2 | 1.95
2030 | MISO_IN_2_PJM_ROR | MISO_IN | PJM_ROR | Internal | Summer | B8 | 500 | 992 | 992 | 85.34 | 87.37 | 2 | 0.03
2030 | MISO_IN_2_PJM_ROR | MISO_IN | PJM_ROR | Internal | Summer | B9 | 800 | 992 | 992 | 80.74 | 85.01 | 2 | 2.28
2030 | MISO_IN_2_PJM_ROR | MISO_IN | PJM_ROR | Internal | Summer | B10 | 1262 | 992 | 0 | 74.56 | 74.33 | 2 | 0
2030 | MISO_IN_2_PJM_ROR | MISO_IN | PJM_ROR | Internal | Winter | B16 | 25 | 992 | 992 | 89.81 | 93.04 | 2 | 1.23
2030 | MISO_IN_2_PJM_ROR | MISO_IN | PJM_ROR | Internal | Winter | B17 | 100 | 992 | 280.69 | 90.56 | 92.56 | 2 | 0
2030 | MISO_IN_2_PJM_ROR | MISO_IN | PJM_ROR | Internal | Winter | B18 | 400 | 992 | 992 | 89 | 91.12 | 2 | 0.11
2030 | MISO_IN_2_PJM_ROR | MISO_IN | PJM_ROR | Internal | Winter | B19 | 700 | 992 | 992 | 79.78 | 82.79 | 2 | 1
2030 | MISO_IN_2_PJM_ROR | MISO_IN | PJM_ROR | Internal | Winter | B20 | 935 | 992 | 0 | 77.79 | 78.9 | 2 | 0
2030 | MISO_MI_2_MISO_IN | MISO_MI | MISO_IN | Internal | Shoulder | B11 | 25 | 2045 | 0 | 87.57 | 87.56 | 0.01 | 0
2030 | MISO_MI_2_MISO_IN | MISO_MI | MISO_IN | Internal | Shoulder | B12 | 200 | 2045 | 0 | 86.93 | 86.91 | 0.01 | 0
2030 | MISO_MI_2_MISO_IN | MISO_MI | MISO_IN | Internal | Shoulder | B13 | 600 | 2045 | 0 | 85.48 | 85.47 | 0.01 | 0
2030 | MISO_MI_2_MISO_IN | MISO_MI | MISO_IN | Internal | Shoulder | B14 | 900 | 2045 | 0 | 76.61 | 76.6 | 0.01 | 0
2030 | MISO_MI_2_MISO_IN | MISO_MI | MISO_IN | Internal | Shoulder | B15 | 1203 | 2045 | 0 | 75.63 | 75.62 | 0.01 | 0
2030 | MISO_MI_2_MISO_IN | MISO_MI | MISO_IN | Internal | Summer | B1 | 10 | 2045 | 3221.4 | 158.85 | 158.88 | 0.01 | 0.01
2030 | MISO_MI_2_MISO_IN | MISO_MI | MISO_IN | Internal | Summer | B2 | 25 | 2045 | 3187.29 | 166.68 | 166.7 | 0.01 | 0.01
2030 | MISO_MI_2_MISO_IN | MISO_MI | MISO_IN | Internal | Summer | B3 | 75 | 2045 | 4008.5 | 147.99 | 148.01 | 0.01 | 0.01
2030 | MISO_MI_2_MISO_IN | MISO_MI | MISO_IN | Internal | Summer | B4 | 100 | 2045 | 2735.6 | 139.17 | 139.2 | 0.01 | 0.01
2030 | MISO_MI_2_MISO_IN | MISO_MI | MISO_IN | Internal | Summer | B5 | 200 | 2045 | 3214.04 | 132.3 | 132.33 | 0.01 | 0.01
2030 | MISO_MI_2_MISO_IN | MISO_MI | MISO_IN | Internal | Summer | B6 | 300 | 2045 | 1493.04 | 99.51 | 99.52 | 0.01 | 0
2030 | MISO_MI_2_MISO_IN | MISO_MI | MISO_IN | Internal | Summer | B7 | 400 | 2045 | 680.11 | 88.88 | 88.9 | 0.01 | 0
2030 | MISO_MI_2_MISO_IN | MISO_MI | MISO_IN | Internal | Summer | B8 | 500 | 2045 | 0 | 85.36 | 85.34 | 0.01 | 0
2030 | MISO_MI_2_MISO_IN | MISO_MI | MISO_IN | Internal | Summer | B9 | 800 | 2045 | 0 | 80.75 | 80.74 | 0.01 | 0
2030 | MISO_MI_2_MISO_IN | MISO_MI | MISO_IN | Internal | Summer | B10 | 1262 | 2045 | 0 | 74.57 | 74.56 | 0.01 | 0
2030 | MISO_MI_2_MISO_IN | MISO_MI | MISO_IN | Internal | Winter | B16 | 25 | 2045 | 0 | 89.82 | 89.81 | 0.01 | 0
2030 | MISO_MI_2_MISO_IN | MISO_MI | MISO_IN | Internal | Winter | B17 | 100 | 2045 | 689.04 | 90.55 | 90.56 | 0.01 | 0
2030 | MISO_MI_2_MISO_IN | MISO_MI | MISO_IN | Internal | Winter | B18 | 400 | 2045 | 0 | 89.02 | 89 | 0.01 | 0
2030 | MISO_MI_2_MISO_IN | MISO_MI | MISO_IN | Internal | Winter | B19 | 700 | 2045 | 0 | 79.79 | 79.78 | 0.01 | 0
2030 | MISO_MI_2_MISO_IN | MISO_MI | MISO_IN | Internal | Winter | B20 | 935 | 2045 | 0 | 77.8 | 77.79 | 0.01 | 0
2030 | MISO_MI_2_MISO_WUMS | MISO_MI | MISO_WUMS | Internal | Shoulder | B11 | 25 | 117 | 0 | 87.57 | 87.3 | 0.01 | 0
2030 | MISO_MI_2_MISO_WUMS | MISO_MI | MISO_WUMS | Internal | Shoulder | B12 | 200 | 117 | 1092.25 | 86.93 | 86.94 | 0.01 | 0.01
2030 | MISO_MI_2_MISO_WUMS | MISO_MI | MISO_WUMS | Internal | Shoulder | B13 | 600 | 117 | 634.05 | 85.48 | 85.5 | 0.01 | 0.01
2030 | MISO_MI_2_MISO_WUMS | MISO_MI | MISO_WUMS | Internal | Shoulder | B14 | 900 | 117 | 0 | 76.61 | 76.61 | 0.01 | 0
2030 | MISO_MI_2_MISO_WUMS | MISO_MI | MISO_WUMS | Internal | Shoulder | B15 | 1203 | 117 | 856.3 | 75.63 | 75.65 | 0.01 | 0.01
2030 | MISO_MI_2_MISO_WUMS | MISO_MI | MISO_WUMS | Internal | Summer | B1 | 10 | 117 | 0 | 158.85 | 156.76 | 0.01 | 0
2030 | MISO_MI_2_MISO_WUMS | MISO_MI | MISO_WUMS | Internal | Summer | B2 | 25 | 117 | 0 | 166.68 | 164.58 | 0.01 | 0
2030 | MISO_MI_2_MISO_WUMS | MISO_MI | MISO_WUMS | Internal | Summer | B3 | 75 | 117 | 0 | 147.99 | 146.22 | 0.01 | 0
2030 | MISO_MI_2_MISO_WUMS | MISO_MI | MISO_WUMS | Internal | Summer | B4 | 100 | 117 | 0 | 139.17 | 136 | 0.01 | 0
2030 | MISO_MI_2_MISO_WUMS | MISO_MI | MISO_WUMS | Internal | Summer | B5 | 200 | 117 | 0 | 132.3 | 129.13 | 0.01 | 0
2030 | MISO_MI_2_MISO_WUMS | MISO_MI | MISO_WUMS | Internal | Summer | B6 | 300 | 117 | 0 | 99.51 | 96.33 | 0.01 | 0
2030 | MISO_MI_2_MISO_WUMS | MISO_MI | MISO_WUMS | Internal | Summer | B7 | 400 | 117 | 0 | 88.88 | 85.71 | 0.01 | 0
2030 | MISO_MI_2_MISO_WUMS | MISO_MI | MISO_WUMS | Internal | Summer | B8 | 500 | 117 | 339.54 | 85.36 | 85.37 | 0.01 | 0.01
2030 | MISO_MI_2_MISO_WUMS | MISO_MI | MISO_WUMS | Internal | Summer | B9 | 800 | 117 | 267.5 | 80.75 | 80.77 | 0.01 | 0.01
2030 | MISO_MI_2_MISO_WUMS | MISO_MI | MISO_WUMS | Internal | Summer | B10 | 1262 | 117 | 0 | 74.57 | 74.3 | 0.01 | 0
2030 | MISO_MI_2_MISO_WUMS | MISO_MI | MISO_WUMS | Internal | Winter | B16 | 25 | 117 | 434.57 | 89.82 | 89.84 | 0.01 | 0.01
2030 | MISO_MI_2_MISO_WUMS | MISO_MI | MISO_WUMS | Internal | Winter | B17 | 100 | 117 | 0 | 90.55 | 90.39 | 0.01 | 0
2030 | MISO_MI_2_MISO_WUMS | MISO_MI | MISO_WUMS | Internal | Winter | B18 | 400 | 117 | 428.67 | 89.02 | 89.03 | 0.01 | 0.01
2030 | MISO_MI_2_MISO_WUMS | MISO_MI | MISO_WUMS | Internal | Winter | B19 | 700 | 117 | 497.68 | 79.79 | 79.81 | 0.01 | 0.01
2030 | MISO_MI_2_MISO_WUMS | MISO_MI | MISO_WUMS | Internal | Winter | B20 | 935 | 117 | 627.1 | 77.8 | 77.82 | 0.01 | 0.01
2030 | MISO_MI_2_PJM_ROR | MISO_MI | PJM_ROR | Internal | Shoulder | B11 | 25 | 1424 | 1424 | 87.57 | 96.01 | 2 | 6.44
2030 | MISO_MI_2_PJM_ROR | MISO_MI | PJM_ROR | Internal | Shoulder | B12 | 200 | 1424 | 1424 | 86.93 | 88.94 | 2 | 0.02
2030 | MISO_MI_2_PJM_ROR | MISO_MI | PJM_ROR | Internal | Shoulder | B13 | 600 | 1424 | 1424 | 85.48 | 87.5 | 2 | 0.02
2030 | MISO_MI_2_PJM_ROR | MISO_MI | PJM_ROR | Internal | Shoulder | B14 | 900 | 1424 | 1341.58 | 76.61 | 78.61 | 2 | 0
2030 | MISO_MI_2_PJM_ROR | MISO_MI | PJM_ROR | Internal | Shoulder | B15 | 1203 | 1424 | 0 | 75.63 | 75.83 | 2 | 0
2030 | MISO_MI_2_PJM_ROR | MISO_MI | PJM_ROR | Internal | Summer | B1 | 10 | 1424 | 1424 | 158.85 | 167.32 | 2 | 6.47
2030 | MISO_MI_2_PJM_ROR | MISO_MI | PJM_ROR | Internal | Summer | B2 | 25 | 1424 | 1424 | 166.68 | 175.15 | 2 | 6.47
2030 | MISO_MI_2_PJM_ROR | MISO_MI | PJM_ROR | Internal | Summer | B3 | 75 | 1424 | 1424 | 147.99 | 156.46 | 2 | 6.47
2030 | MISO_MI_2_PJM_ROR | MISO_MI | PJM_ROR | Internal | Summer | B4 | 100 | 1424 | 0 | 139.17 | 140.31 | 2 | 0
2030 | MISO_MI_2_PJM_ROR | MISO_MI | PJM_ROR | Internal | Summer | B5 | 200 | 1424 | 1424 | 132.3 | 134.32 | 2 | 0.01
2030 | MISO_MI_2_PJM_ROR | MISO_MI | PJM_ROR | Internal | Summer | B6 | 300 | 1424 | 1340.8 | 99.51 | 101.51 | 2 | 0
2030 | MISO_MI_2_PJM_ROR | MISO_MI | PJM_ROR | Internal | Summer | B7 | 400 | 1424 | 1424 | 88.88 | 92.85 | 2 | 1.97
2030 | MISO_MI_2_PJM_ROR | MISO_MI | PJM_ROR | Internal | Summer | B8 | 500 | 1424 | 1424 | 85.36 | 87.37 | 2 | 0.02
2030 | MISO_MI_2_PJM_ROR | MISO_MI | PJM_ROR | Internal | Summer | B9 | 800 | 1424 | 1424 | 80.75 | 85.01 | 2 | 2.26
2030 | MISO_MI_2_PJM_ROR | MISO_MI | PJM_ROR | Internal | Summer | B10 | 1262 | 1424 | 0 | 74.57 | 74.33 | 2 | 0
2030 | MISO_MI_2_PJM_ROR | MISO_MI | PJM_ROR | Internal | Winter | B16 | 25 | 1424 | 1424 | 89.82 | 93.04 | 2 | 1.22
2030 | MISO_MI_2_PJM_ROR | MISO_MI | PJM_ROR | Internal | Winter | B17 | 100 | 1424 | 1424 | 90.55 | 92.56 | 2 | 0.01
2030 | MISO_MI_2_PJM_ROR | MISO_MI | PJM_ROR | Internal | Winter | B18 | 400 | 1424 | 1424 | 89.02 | 91.12 | 2 | 0.1
2030 | MISO_MI_2_PJM_ROR | MISO_MI | PJM_ROR | Internal | Winter | B19 | 700 | 1424 | 1424 | 79.79 | 82.79 | 2 | 1
2030 | MISO_MI_2_PJM_ROR | MISO_MI | PJM_ROR | Internal | Winter | B20 | 935 | 1424 | 0 | 77.8 | 78.9 | 2 | 0
2030 | MISO_MO-IL_2_ENT | MISO_MO-IL | ENT | Internal | Shoulder | B11 | 25 | 2540 | 1003.81 | 87.55 | 95.55 | 8 | 0
2030 | MISO_MO-IL_2_ENT | MISO_MO-IL | ENT | Internal | Shoulder | B12 | 200 | 2540 | 69.05 | 83.1 | 91.1 | 8 | 0
2030 | MISO_MO-IL_2_ENT | MISO_MO-IL | ENT | Internal | Shoulder | B13 | 600 | 2540 | 2540 | 81.65 | 90.32 | 8 | 0.67
2030 | MISO_MO-IL_2_ENT | MISO_MO-IL | ENT | Internal | Shoulder | B14 | 900 | 2540 | 0 | 76.61 | 79.02 | 8 | 0
2030 | MISO_MO-IL_2_ENT | MISO_MO-IL | ENT | Internal | Shoulder | B15 | 1203 | 2540 | 0 | 71.81 | 76.24 | 8 | 0
2030 | MISO_MO-IL_2_ENT | MISO_MO-IL | ENT | Internal | Summer | B1 | 10 | 2540 | 2438.04 | 158.86 | 166.86 | 8 | 0
2030 | MISO_MO-IL_2_ENT | MISO_MO-IL | ENT | Internal | Summer | B2 | 25 | 2540 | 2540 | 166.69 | 177.07 | 8 | 2.38
2030 | MISO_MO-IL_2_ENT | MISO_MO-IL | ENT | Internal | Summer | B3 | 75 | 2540 | 2540 | 148.02 | 158.37 | 8 | 2.35
2030 | MISO_MO-IL_2_ENT | MISO_MO-IL | ENT | Internal | Summer | B4 | 100 | 2540 | 1446.33 | 138.84 | 146.84 | 8 | 0
2030 | MISO_MO-IL_2_ENT | MISO_MO-IL | ENT | Internal | Summer | B5 | 200 | 2540 | 1189.93 | 132.32 | 140.32 | 8 | 0
2030 | MISO_MO-IL_2_ENT | MISO_MO-IL | ENT | Internal | Summer | B6 | 300 | 2540 | 0 | 99.51 | 99.51 | 8 | 0
2030 | MISO_MO-IL_2_ENT | MISO_MO-IL | ENT | Internal | Summer | B7 | 400 | 2540 | 0 | 88.39 | 92.5 | 8 | 0
2030 | MISO_MO-IL_2_ENT | MISO_MO-IL | ENT | Internal | Summer | B8 | 500 | 2540 | 933.92 | 83.82 | 91.82 | 8 | 0
2030 | MISO_MO-IL_2_ENT | MISO_MO-IL | ENT | Internal | Summer | B9 | 800 | 2540 | 694.66 | 80.72 | 88.72 | 8 | 0
2030 | MISO_MO-IL_2_ENT | MISO_MO-IL | ENT | Internal | Summer | B10 | 1262 | 2540 | 92.85 | 72.33 | 80.33 | 8 | 0
2030 | MISO_MO-IL_2_ENT | MISO_MO-IL | ENT | Internal | Winter | B16 | 25 | 2540 | 1361.52 | 86.25 | 94.25 | 8 | 0
2030 | MISO_MO-IL_2_ENT | MISO_MO-IL | ENT | Internal | Winter | B17 | 100 | 2540 | 0 | 86.75 | 93.48 | 8 | 0
2030 | MISO_MO-IL_2_ENT | MISO_MO-IL | ENT | Internal | Winter | B18 | 400 | 2540 | 1449.88 | 85.48 | 93.48 | 8 | 0
2030 | MISO_MO-IL_2_ENT | MISO_MO-IL | ENT | Internal | Winter | B19 | 700 | 2540 | 0 | 79.77 | 87.49 | 8 | 0
2030 | MISO_MO-IL_2_ENT | MISO_MO-IL | ENT | Internal | Winter | B20 | 935 | 2540 | 0 | 74.01 | 79.32 | 8 | 0
2030 | MISO_MO-IL_2_MISO_IN | MISO_MO-IL | MISO_IN | Internal | Shoulder | B11 | 25 | 2100 | 1673.4 | 87.55 | 87.56 | 0.01 | 0
2030 | MISO_MO-IL_2_MISO_IN | MISO_MO-IL | MISO_IN | Internal | Shoulder | B12 | 200 | 2100 | 3838.97 | 83.1 | 86.91 | 0.01 | 3.8
2030 | MISO_MO-IL_2_MISO_IN | MISO_MO-IL | MISO_IN | Internal | Shoulder | B13 | 600 | 2100 | 2673.73 | 81.65 | 85.47 | 0.01 | 3.8
2030 | MISO_MO-IL_2_MISO_IN | MISO_MO-IL | MISO_IN | Internal | Shoulder | B14 | 900 | 2100 | 0 | 76.61 | 76.6 | 0.01 | 0
2030 | MISO_MO-IL_2_MISO_IN | MISO_MO-IL | MISO_IN | Internal | Shoulder | B15 | 1203 | 2100 | 2377.8 | 71.81 | 75.62 | 0.01 | 3.8
2030 | MISO_MO-IL_2_MISO_IN | MISO_MO-IL | MISO_IN | Internal | Summer | B1 | 10 | 2100 | 1689.57 | 158.86 | 158.88 | 0.01 | 0
2030 | MISO_MO-IL_2_MISO_IN | MISO_MO-IL | MISO_IN | Internal | Summer | B2 | 25 | 2100 | 553.62 | 166.69 | 166.7 | 0.01 | 0
2030 | MISO_MO-IL_2_MISO_IN | MISO_MO-IL | MISO_IN | Internal | Summer | B3 | 75 | 2100 | 0 | 148.02 | 148.01 | 0.01 | 0
2030 | MISO_MO-IL_2_MISO_IN | MISO_MO-IL | MISO_IN | Internal | Summer | B4 | 100 | 2100 | 2100 | 138.84 | 139.2 | 0.01 | 0.34
2030 | MISO_MO-IL_2_MISO_IN | MISO_MO-IL | MISO_IN | Internal | Summer | B5 | 200 | 2100 | 1171.95 | 132.32 | 132.33 | 0.01 | 0
2030 | MISO_MO-IL_2_MISO_IN | MISO_MO-IL | MISO_IN | Internal | Summer | B6 | 300 | 2100 | 1369.96 | 99.51 | 99.52 | 0.01 | 0
2030 | MISO_MO-IL_2_MISO_IN | MISO_MO-IL | MISO_IN | Internal | Summer | B7 | 400 | 2100 | 2100 | 88.39 | 88.9 | 0.01 | 0.49
2030 | MISO_MO-IL_2_MISO_IN | MISO_MO-IL | MISO_IN | Internal | Summer | B8 | 500 | 2100 | 2100 | 83.82 | 85.34 | 0.01 | 1.51
2030 | MISO_MO-IL_2_MISO_IN | MISO_MO-IL | MISO_IN | Internal | Summer | B9 | 800 | 2100 | 1390.57 | 80.72 | 80.74 | 0.01 | 0
2030 | MISO_MO-IL_2_MISO_IN | MISO_MO-IL | MISO_IN | Internal | Summer | B10 | 1262 | 2100 | 2100 | 72.33 | 74.56 | 0.01 | 2.22
2030 | MISO_MO-IL_2_MISO_IN | MISO_MO-IL | MISO_IN | Internal | Winter | B16 | 25 | 2100 | 2100 | 86.25 | 89.81 | 0.01 | 3.55
2030 | MISO_MO-IL_2_MISO_IN | MISO_MO-IL | MISO_IN | Internal | Winter | B17 | 100 | 2100 | 2511.28 | 86.75 | 90.56 | 0.01 | 3.8
2030 | MISO_MO-IL_2_MISO_IN | MISO_MO-IL | MISO_IN | Internal | Winter | B18 | 400 | 2100 | 2100 | 85.48 | 89 | 0.01 | 3.51
2030 | MISO_MO-IL_2_MISO_IN | MISO_MO-IL | MISO_IN | Internal | Winter | B19 | 700 | 2100 | 380.22 | 79.77 | 79.78 | 0.01 | 0
2030 | MISO_MO-IL_2_MISO_IN | MISO_MO-IL | MISO_IN | Internal | Winter | B20 | 935 | 2100 | 2100 | 74.01 | 77.79 | 0.01 | 3.77
2030 | MISO_MO-IL_2_MISO_W | MISO_MO-IL | MISO_W | Internal | Shoulder | B11 | 25 | 960 | 0 | 87.55 | 78.1 | 0.01 | 0
2030 | MISO_MO-IL_2_MISO_W | MISO_MO-IL | MISO_W | Internal | Shoulder | B12 | 200 | 960 | 0 | 83.1 | 65.25 | 0.01 | 0
2030 | MISO_MO-IL_2_MISO_W | MISO_MO-IL | MISO_W | Internal | Shoulder | B13 | 600 | 960 | 0 | 81.65 | 63.81 | 0.01 | 0
2030 | MISO_MO-IL_2_MISO_W | MISO_MO-IL | MISO_W | Internal | Shoulder | B14 | 900 | 960 | 0 | 76.61 | 54.92 | 0.01 | 0
2030 | MISO_MO-IL_2_MISO_W | MISO_MO-IL | MISO_W | Internal | Shoulder | B15 | 1203 | 960 | 0 | 71.81 | 52.13 | 0.01 | 0
2030 | MISO_MO-IL_2_MISO_W | MISO_MO-IL | MISO_W | Internal | Summer | B1 | 10 | 960 | 0 | 158.86 | 143.63 | 0.01 | 0
2030 | MISO_MO-IL_2_MISO_W | MISO_MO-IL | MISO_W | Internal | Summer | B2 | 25 | 960 | 0 | 166.69 | 151.46 | 0.01 | 0
2030 | MISO_MO-IL_2_MISO_W | MISO_MO-IL | MISO_W | Internal | Summer | B3 | 75 | 960 | 0 | 148.02 | 137.65 | 0.01 | 0
2030 | MISO_MO-IL_2_MISO_W | MISO_MO-IL | MISO_W | Internal | Summer | B4 | 100 | 960 | 0 | 138.84 | 126.84 | 0.01 | 0
2030 | MISO_MO-IL_2_MISO_W | MISO_MO-IL | MISO_W | Internal | Summer | B5 | 200 | 960 | 0 | 132.32 | 120.32 | 0.01 | 0
2030 | MISO_MO-IL_2_MISO_W | MISO_MO-IL | MISO_W | Internal | Summer | B6 | 300 | 960 | 0 | 99.51 | 88.16 | 0.01 | 0
2030 | MISO_MO-IL_2_MISO_W | MISO_MO-IL | MISO_W | Internal | Summer | B7 | 400 | 960 | 0 | 88.39 | 76.39 | 0.01 | 0
2030 | MISO_MO-IL_2_MISO_W | MISO_MO-IL | MISO_W | Internal | Summer | B8 | 500 | 960 | 0 | 83.82 | 63.68 | 0.01 | 0
2030 | MISO_MO-IL_2_MISO_W | MISO_MO-IL | MISO_W | Internal | Summer | B9 | 800 | 960 | 0 | 80.72 | 61.32 | 0.01 | 0
2030 | MISO_MO-IL_2_MISO_W | MISO_MO-IL | MISO_W | Internal | Summer | B10 | 1262 | 960 | 0 | 72.33 | 50.64 | 0.01 | 0
2030 | MISO_MO-IL_2_MISO_W | MISO_MO-IL | MISO_W | Internal | Winter | B16 | 25 | 960 | 0 | 86.25 | 69.35 | 0.01 | 0
2030 | MISO_MO-IL_2_MISO_W | MISO_MO-IL | MISO_W | Internal | Winter | B17 | 100 | 960 | 0 | 86.75 | 68.87 | 0.01 | 0
2030 | MISO_MO-IL_2_MISO_W | MISO_MO-IL | MISO_W | Internal | Winter | B18 | 400 | 960 | 0 | 85.48 | 67.42 | 0.01 | 0
2030 | MISO_MO-IL_2_MISO_W | MISO_MO-IL | MISO_W | Internal | Winter | B19 | 700 | 960 | 0 | 79.77 | 59.1 | 0.01 | 0
2030 | MISO_MO-IL_2_MISO_W | MISO_MO-IL | MISO_W | Internal | Winter | B20 | 935 | 960 | 0 | 74.01 | 55.21 | 0.01 | 0
2030 | MISO_MO-IL_2_PJM_ROR | MISO_MO-IL | PJM_ROR | Internal | Shoulder | B11 | 25 | 1212 | 1212 | 87.55 | 96.01 | 2 | 6.46
2030 | MISO_MO-IL_2_PJM_ROR | MISO_MO-IL | PJM_ROR | Internal | Shoulder | B12 | 200 | 1212 | 1212 | 83.1 | 88.94 | 2 | 3.84
2030 | MISO_MO-IL_2_PJM_ROR | MISO_MO-IL | PJM_ROR | Internal | Shoulder | B13 | 600 | 1212 | 1212 | 81.65 | 87.5 | 2 | 3.84
2030 | MISO_MO-IL_2_PJM_ROR | MISO_MO-IL | PJM_ROR | Internal | Shoulder | B14 | 900 | 1212 | 1186.62 | 76.61 | 78.61 | 2 | 0
2030 | MISO_MO-IL_2_PJM_ROR | MISO_MO-IL | PJM_ROR | Internal | Shoulder | B15 | 1203 | 1212 | 1212 | 71.81 | 75.83 | 2 | 2.02
2030 | MISO_MO-IL_2_PJM_ROR | MISO_MO-IL | PJM_ROR | Internal | Summer | B1 | 10 | 1212 | 1212 | 158.86 | 167.32 | 2 | 6.46
2030 | MISO_MO-IL_2_PJM_ROR | MISO_MO-IL | PJM_ROR | Internal | Summer | B2 | 25 | 1212 | 1212 | 166.69 | 175.15 | 2 | 6.46
2030 | MISO_MO-IL_2_PJM_ROR | MISO_MO-IL | PJM_ROR | Internal | Summer | B3 | 75 | 1212 | 1212 | 148.02 | 156.46 | 2 | 6.44
2030 | MISO_MO-IL_2_PJM_ROR | MISO_MO-IL | PJM_ROR | Internal | Summer | B4 | 100 | 1212 | 0 | 138.84 | 140.31 | 2 | 0
2030 | MISO_MO-IL_2_PJM_ROR | MISO_MO-IL | PJM_ROR | Internal | Summer | B5 | 200 | 1212 | 343.7 | 132.32 | 134.32 | 2 | 0
2030 | MISO_MO-IL_2_PJM_ROR | MISO_MO-IL | PJM_ROR | Internal | Summer | B6 | 300 | 1212 | 1135.32 | 99.51 | 101.51 | 2 | 0
2030 | MISO_MO-IL_2_PJM_ROR | MISO_MO-IL | PJM_ROR | Internal | Summer | B7 | 400 | 1212 | 1212 | 88.39 | 92.85 | 2 | 2.46
2030 | MISO_MO-IL_2_PJM_ROR | MISO_MO-IL | PJM_ROR | Internal | Summer | B8 | 500 | 1212 | 1212 | 83.82 | 87.37 | 2 | 1.55
2030 | MISO_MO-IL_2_PJM_ROR | MISO_MO-IL | PJM_ROR | Internal | Summer | B9 | 800 | 1212 | 1212 | 80.72 | 85.01 | 2 | 2.29
2030 | MISO_MO-IL_2_PJM_ROR | MISO_MO-IL | PJM_ROR | Internal | Summer | B10 | 1262 | 1212 | 949.01 | 72.33 | 74.33 | 2 | 0
2030 | MISO_MO-IL_2_PJM_ROR | MISO_MO-IL | PJM_ROR | Internal | Winter | B16 | 25 | 1212 | 1212 | 86.25 | 93.04 | 2 | 4.79
2030 | MISO_MO-IL_2_PJM_ROR | MISO_MO-IL | PJM_ROR | Internal | Winter | B17 | 100 | 1212 | 1212 | 86.75 | 92.56 | 2 | 3.81
2030 | MISO_MO-IL_2_PJM_ROR | MISO_MO-IL | PJM_ROR | Internal | Winter | B18 | 400 | 1212 | 1212 | 85.48 | 91.12 | 2 | 3.64
2030 | MISO_MO-IL_2_PJM_ROR | MISO_MO-IL | PJM_ROR | Internal | Winter | B19 | 700 | 1212 | 1212 | 79.77 | 82.79 | 2 | 1.01
2030 | MISO_MO-IL_2_PJM_ROR | MISO_MO-IL | PJM_ROR | Internal | Winter | B20 | 935 | 1212 | 1212 | 74.01 | 78.9 | 2 | 2.89
2030 | MISO_MO-IL_2_TVA_Transmission | MISO_MO-IL | TVA_Transmission | Internal | Shoulder | B11 | 25 | 4000 | 3224.11 | 87.55 | 95.55 | 8 | 0
2030 | MISO_MO-IL_2_TVA_Transmission | MISO_MO-IL | TVA_Transmission | Internal | Shoulder | B12 | 200 | 4000 | 2695.05 | 83.1 | 91.1 | 8 | 0
2030 | MISO_MO-IL_2_TVA_Transmission | MISO_MO-IL | TVA_Transmission | Internal | Shoulder | B13 | 600 | 4000 | 1294.43 | 81.65 | 89.65 | 8 | 0
2030 | MISO_MO-IL_2_TVA_Transmission | MISO_MO-IL | TVA_Transmission | Internal | Shoulder | B14 | 900 | 4000 | 3273.31 | 76.61 | 84.61 | 8 | 0
2030 | MISO_MO-IL_2_TVA_Transmission | MISO_MO-IL | TVA_Transmission | Internal | Shoulder | B15 | 1203 | 4000 | 2773.03 | 71.81 | 79.81 | 8 | 0
2030 | MISO_MO-IL_2_TVA_Transmission | MISO_MO-IL | TVA_Transmission | Internal | Summer | B1 | 10 | 4000 | 4000 | 158.86 | 173.32 | 8 | 6.46
2030 | MISO_MO-IL_2_TVA_Transmission | MISO_MO-IL | TVA_Transmission | Internal | Summer | B2 | 25 | 4000 | 4000 | 166.69 | 181.15 | 8 | 6.46
2030 | MISO_MO-IL_2_TVA_Transmission | MISO_MO-IL | TVA_Transmission | Internal | Summer | B3 | 75 | 4000 | 4000 | 148.02 | 161.98 | 8 | 5.96
2030 | MISO_MO-IL_2_TVA_Transmission | MISO_MO-IL | TVA_Transmission | Internal | Summer | B4 | 100 | 4000 | 375.59 | 138.84 | 146.84 | 8 | 0
2030 | MISO_MO-IL_2_TVA_Transmission | MISO_MO-IL | TVA_Transmission | Internal | Summer | B5 | 200 | 4000 | 349.1 | 132.32 | 140.32 | 8 | 0
2030 | MISO_MO-IL_2_TVA_Transmission | MISO_MO-IL | TVA_Transmission | Internal | Summer | B6 | 300 | 4000 | 830.97 | 99.51 | 107.51 | 8 | 0
2030 | MISO_MO-IL_2_TVA_Transmission | MISO_MO-IL | TVA_Transmission | Internal | Summer | B7 | 400 | 4000 | 0 | 88.39 | 95.63 | 8 | 0
2030 | MISO_MO-IL_2_TVA_Transmission | MISO_MO-IL | TVA_Transmission | Internal | Summer | B8 | 500 | 4000 | 963.11 | 83.82 | 91.82 | 8 | 0
2030 | MISO_MO-IL_2_TVA_Transmission | MISO_MO-IL | TVA_Transmission | Internal | Summer | B9 | 800 | 4000 | 3309.22 | 80.72 | 88.72 | 8 | 0
2030 | MISO_MO-IL_2_TVA_Transmission | MISO_MO-IL | TVA_Transmission | Internal | Summer | B10 | 1262 | 4000 | 903.45 | 72.33 | 80.33 | 8 | 0
2030 | MISO_MO-IL_2_TVA_Transmission | MISO_MO-IL | TVA_Transmission | Internal | Winter | B16 | 25 | 4000 | 4000 | 86.25 | 98.91 | 8 | 4.66
2030 | MISO_MO-IL_2_TVA_Transmission | MISO_MO-IL | TVA_Transmission | Internal | Winter | B17 | 100 | 4000 | 3477.04 | 86.75 | 94.75 | 8 | 0
2030 | MISO_MO-IL_2_TVA_Transmission | MISO_MO-IL | TVA_Transmission | Internal | Winter | B18 | 400 | 4000 | 2732.65 | 85.48 | 93.48 | 8 | 0
2030 | MISO_MO-IL_2_TVA_Transmission | MISO_MO-IL | TVA_Transmission | Internal | Winter | B19 | 700 | 4000 | 3542.89 | 79.77 | 87.77 | 8 | 0
2030 | MISO_MO-IL_2_TVA_Transmission | MISO_MO-IL | TVA_Transmission | Internal | Winter | B20 | 935 | 4000 | 3860.79 | 74.01 | 82.01 | 8 | 0
2030 | MISO_W_2_IESO | MISO_W | IESO | Internal | Shoulder | B11 | 25 | 90 | 0 | 78.1 | 37.3 | 8 | 0
2030 | MISO_W_2_IESO | MISO_W | IESO | Internal | Shoulder | B12 | 200 | 90 | 0 | 65.25 | 37.3 | 8 | 0
2030 | MISO_W_2_IESO | MISO_W | IESO | Internal | Shoulder | B13 | 600 | 90 | 0 | 63.81 | 37.3 | 8 | 0
2030 | MISO_W_2_IESO | MISO_W | IESO | Internal | Shoulder | B14 | 900 | 90 | 0 | 54.92 | 37.3 | 8 | 0
2030 | MISO_W_2_IESO | MISO_W | IESO | Internal | Shoulder | B15 | 1203 | 90 | 0 | 52.13 | 37.3 | 8 | 0
2030 | MISO_W_2_IESO | MISO_W | IESO | Internal | Summer | B1 | 10 | 90 | 0 | 143.63 | 128.74 | 8 | 0
2030 | MISO_W_2_IESO | MISO_W | IESO | Internal | Summer | B2 | 25 | 90 | 0 | 151.46 | 121.68 | 8 | 0
2030 | MISO_W_2_IESO | MISO_W | IESO | Internal | Summer | B3 | 75 | 90 | 0 | 137.65 | 93.9 | 8 | 0
2030 | MISO_W_2_IESO | MISO_W | IESO | Internal | Summer | B4 | 100 | 90 | 0 | 126.84 | 85.08 | 8 | 0
2030 | MISO_W_2_IESO | MISO_W | IESO | Internal | Summer | B5 | 200 | 90 | 0 | 120.32 | 78.21 | 8 | 0
2030 | MISO_W_2_IESO | MISO_W | IESO | Internal | Summer | B6 | 300 | 90 | 0 | 88.16 | 45.41 | 8 | 0
2030 | MISO_W_2_IESO | MISO_W | IESO | Internal | Summer | B7 | 400 | 90 | 0 | 76.39 | 34.79 | 8 | 0
2030 | MISO_W_2_IESO | MISO_W | IESO | Internal | Summer | B8 | 500 | 90 | 0 | 63.68 | 31.26 | 8 | 0
2030 | MISO_W_2_IESO | MISO_W | IESO | Internal | Summer | B9 | 800 | 90 | 0 | 61.32 | 28.26 | 8 | 0
2030 | MISO_W_2_IESO | MISO_W | IESO | Internal | Summer | B10 | 1262 | 90 | 0 | 50.64 | 28.26 | 8 | 0
2030 | MISO_W_2_IESO | MISO_W | IESO | Internal | Winter | B16 | 25 | 90 | 0 | 69.35 | 37.3 | 8 | 0
2030 | MISO_W_2_IESO | MISO_W | IESO | Internal | Winter | B17 | 100 | 90 | 0 | 68.87 | 37.3 | 8 | 0
2030 | MISO_W_2_IESO | MISO_W | IESO | Internal | Winter | B18 | 400 | 90 | 0 | 67.42 | 37.3 | 8 | 0
2030 | MISO_W_2_IESO | MISO_W | IESO | Internal | Winter | B19 | 700 | 90 | 0 | 59.1 | 37.3 | 8 | 0
2030 | MISO_W_2_IESO | MISO_W | IESO | Internal | Winter | B20 | 935 | 90 | 0 | 55.21 | 37.3 | 8 | 0
2030 | MISO_W_2_MAPP_CA | MISO_W | MAPP_CA | Internal | Shoulder | B11 | 25 | 700 | 0 | 78.1 | 55.21 | 0.01 | 0
2030 | MISO_W_2_MAPP_CA | MISO_W | MAPP_CA | Internal | Shoulder | B12 | 200 | 700 | 0 | 65.25 | 53.82 | 0.01 | 0
2030 | MISO_W_2_MAPP_CA | MISO_W | MAPP_CA | Internal | Shoulder | B13 | 600 | 700 | 0 | 63.81 | 53.82 | 0.01 | 0
2030 | MISO_W_2_MAPP_CA | MISO_W | MAPP_CA | Internal | Shoulder | B14 | 900 | 700 | 0 | 54.92 | 53.82 | 0.01 | 0
2030 | MISO_W_2_MAPP_CA | MISO_W | MAPP_CA | Internal | Shoulder | B15 | 1203 | 700 | 700 | 52.13 | 53.82 | 0.01 | 1.67
2030 | MISO_W_2_MAPP_CA | MISO_W | MAPP_CA | Internal | Summer | B1 | 10 | 700 | 0 | 143.63 | 120.74 | 0.01 | 0
2030 | MISO_W_2_MAPP_CA | MISO_W | MAPP_CA | Internal | Summer | B2 | 25 | 700 | 0 | 151.46 | 128.57 | 0.01 | 0
2030 | MISO_W_2_MAPP_CA | MISO_W | MAPP_CA | Internal | Summer | B3 | 75 | 700 | 0 | 137.65 | 114.76 | 0.01 | 0
2030 | MISO_W_2_MAPP_CA | MISO_W | MAPP_CA | Internal | Summer | B4 | 100 | 700 | 0 | 126.84 | 103.95 | 0.01 | 0
2030 | MISO_W_2_MAPP_CA | MISO_W | MAPP_CA | Internal | Summer | B5 | 200 | 700 | 0 | 120.32 | 97.43 | 0.01 | 0
2030 | MISO_W_2_MAPP_CA | MISO_W | MAPP_CA | Internal | Summer | B6 | 300 | 700 | 0 | 88.16 | 65.27 | 0.01 | 0
2030 | MISO_W_2_MAPP_CA | MISO_W | MAPP_CA | Internal | Summer | B7 | 400 | 700 | 0 | 76.39 | 53.5 | 0.01 | 0
2030 | MISO_W_2_MAPP_CA | MISO_W | MAPP_CA | Internal | Summer | B8 | 500 | 700 | 0 | 63.68 | 50.65 | 0.01 | 0
2030 | MISO_W_2_MAPP_CA | MISO_W | MAPP_CA | Internal | Summer | B9 | 800 | 700 | 0 | 61.32 | 50.65 | 0.01 | 0
2030 | MISO_W_2_MAPP_CA | MISO_W | MAPP_CA | Internal | Summer | B10 | 1262 | 700 | 653.31 | 50.64 | 50.65 | 0.01 | 0
2030 | MISO_W_2_MAPP_CA | MISO_W | MAPP_CA | Internal | Winter | B16 | 25 | 700 | 0 | 69.35 | 69.33 | 0.01 | 0
2030 | MISO_W_2_MAPP_CA | MISO_W | MAPP_CA | Internal | Winter | B17 | 100 | 700 | 0 | 68.87 | 68.86 | 0.01 | 0
2030 | MISO_W_2_MAPP_CA | MISO_W | MAPP_CA | Internal | Winter | B18 | 400 | 700 | 0 | 67.42 | 67.41 | 0.01 | 0
2030 | MISO_W_2_MAPP_CA | MISO_W | MAPP_CA | Internal | Winter | B19 | 700 | 700 | 0 | 59.1 | 59.08 | 0.01 | 0
2030 | MISO_W_2_MAPP_CA | MISO_W | MAPP_CA | Internal | Winter | B20 | 935 | 700 | 700 | 55.21 | 59.08 | 0.01 | 3.86
2030 | MISO_W_2_MISO_MO-IL | MISO_W | MISO_MO-IL | Internal | Shoulder | B11 | 25 | 3800 | 3800 | 78.1 | 87.55 | 0.01 | 9.44
2030 | MISO_W_2_MISO_MO-IL | MISO_W | MISO_MO-IL | Internal | Shoulder | B12 | 200 | 3800 | 3800 | 65.25 | 83.1 | 0.01 | 17.84
2030 | MISO_W_2_MISO_MO-IL | MISO_W | MISO_MO-IL | Internal | Shoulder | B13 | 600 | 3800 | 3800 | 63.81 | 81.65 | 0.01 | 17.84
2030 | MISO_W_2_MISO_MO-IL | MISO_W | MISO_MO-IL | Internal | Shoulder | B14 | 900 | 3800 | 3800 | 54.92 | 76.61 | 0.01 | 21.68
2030 | MISO_W_2_MISO_MO-IL | MISO_W | MISO_MO-IL | Internal | Shoulder | B15 | 1203 | 3800 | 3800 | 52.13 | 71.81 | 0.01 | 19.66
2030 | MISO_W_2_MISO_MO-IL | MISO_W | MISO_MO-IL | Internal | Summer | B1 | 10 | 3800 | 3800 | 143.63 | 158.86 | 0.01 | 15.22
2030 | MISO_W_2_MISO_MO-IL | MISO_W | MISO_MO-IL | Internal | Summer | B2 | 25 | 3800 | 3800 | 151.46 | 166.69 | 0.01 | 15.22
2030 | MISO_W_2_MISO_MO-IL | MISO_W | MISO_MO-IL | Internal | Summer | B3 | 75 | 3800 | 3800 | 137.65 | 148.02 | 0.01 | 10.36
2030 | MISO_W_2_MISO_MO-IL | MISO_W | MISO_MO-IL | Internal | Summer | B4 | 100 | 3800 | 3800 | 126.84 | 138.84 | 0.01 | 11.99
2030 | MISO_W_2_MISO_MO-IL | MISO_W | MISO_MO-IL | Internal | Summer | B5 | 200 | 3800 | 3800 | 120.32 | 132.32 | 0.01 | 11.99
2030 | MISO_W_2_MISO_MO-IL | MISO_W | MISO_MO-IL | Internal | Summer | B6 | 300 | 3800 | 3800 | 88.16 | 99.51 | 0.01 | 11.33
2030 | MISO_W_2_MISO_MO-IL | MISO_W | MISO_MO-IL | Internal | Summer | B7 | 400 | 3800 | 3800 | 76.39 | 88.39 | 0.01 | 11.99
2030 | MISO_W_2_MISO_MO-IL | MISO_W | MISO_MO-IL | Internal | Summer | B8 | 500 | 3800 | 3800 | 63.68 | 83.82 | 0.01 | 20.13
2030 | MISO_W_2_MISO_MO-IL | MISO_W | MISO_MO-IL | Internal | Summer | B9 | 800 | 3800 | 3800 | 61.32 | 80.72 | 0.01 | 19.39
2030 | MISO_W_2_MISO_MO-IL | MISO_W | MISO_MO-IL | Internal | Summer | B10 | 1262 | 3800 | 3800 | 50.64 | 72.33 | 0.01 | 21.68
2030 | MISO_W_2_MISO_MO-IL | MISO_W | MISO_MO-IL | Internal | Winter | B16 | 25 | 3800 | 3800 | 69.35 | 86.25 | 0.01 | 16.89
2030 | MISO_W_2_MISO_MO-IL | MISO_W | MISO_MO-IL | Internal | Winter | B17 | 100 | 3800 | 3800 | 68.87 | 86.75 | 0.01 | 17.87
2030 | MISO_W_2_MISO_MO-IL | MISO_W | MISO_MO-IL | Internal | Winter | B18 | 400 | 3800 | 3800 | 67.42 | 85.48 | 0.01 | 18.04
2030 | MISO_W_2_MISO_MO-IL | MISO_W | MISO_MO-IL | Internal | Winter | B19 | 700 | 3800 | 3800 | 59.1 | 79.77 | 0.01 | 20.66
2030 | MISO_W_2_MISO_MO-IL | MISO_W | MISO_MO-IL | Internal | Winter | B20 | 935 | 3800 | 3800 | 55.21 | 74.01 | 0.01 | 18.79
2030 | MISO_W_2_MISO_WUMS | MISO_W | MISO_WUMS | Internal | Shoulder | B11 | 25 | 1629 | 1629 | 78.1 | 87.3 | 0.01 | 9.19
2030 | MISO_W_2_MISO_WUMS | MISO_W | MISO_WUMS | Internal | Shoulder | B12 | 200 | 1629 | 1629 | 65.25 | 86.94 | 0.01 | 21.68
2030 | MISO_W_2_MISO_WUMS | MISO_W | MISO_WUMS | Internal | Shoulder | B13 | 600 | 1629 | 1629 | 63.81 | 85.5 | 0.01 | 21.68
2030 | MISO_W_2_MISO_WUMS | MISO_W | MISO_WUMS | Internal | Shoulder | B14 | 900 | 1629 | 1629 | 54.92 | 76.61 | 0.01 | 21.68
2030 | MISO_W_2_MISO_WUMS | MISO_W | MISO_WUMS | Internal | Shoulder | B15 | 1203 | 1629 | 1629 | 52.13 | 75.65 | 0.01 | 23.5
2030 | MISO_W_2_MISO_WUMS | MISO_W | MISO_WUMS | Internal | Summer | B1 | 10 | 1629 | 1629 | 143.63 | 156.76 | 0.01 | 13.11
2030 | MISO_W_2_MISO_WUMS | MISO_W | MISO_WUMS | Internal | Summer | B2 | 25 | 1629 | 1629 | 151.46 | 164.58 | 0.01 | 13.11
2030 | MISO_W_2_MISO_WUMS | MISO_W | MISO_WUMS | Internal | Summer | B3 | 75 | 1629 | 1629 | 137.65 | 146.22 | 0.01 | 8.56
2030 | MISO_W_2_MISO_WUMS | MISO_W | MISO_WUMS | Internal | Summer | B4 | 100 | 1629 | 1629 | 126.84 | 136 | 0.01 | 9.14
2030 | MISO_W_2_MISO_WUMS | MISO_W | MISO_WUMS | Internal | Summer | B5 | 200 | 1629 | 1629 | 120.32 | 129.13 | 0.01 | 8.8
2030 | MISO_W_2_MISO_WUMS | MISO_W | MISO_WUMS | Internal | Summer | B6 | 300 | 1629 | 1629 | 88.16 | 96.33 | 0.01 | 8.16
2030 | MISO_W_2_MISO_WUMS | MISO_W | MISO_WUMS | Internal | Summer | B7 | 400 | 1629 | 1629 | 76.39 | 85.71 | 0.01 | 9.3
2030 | MISO_W_2_MISO_WUMS | MISO_W | MISO_WUMS | Internal | Summer | B8 | 500 | 1629 | 1629 | 63.68 | 85.37 | 0.01 | 21.68
2030 | MISO_W_2_MISO_WUMS | MISO_W | MISO_WUMS | Internal | Summer | B9 | 800 | 1629 | 1629 | 61.32 | 80.77 | 0.01 | 19.43
2030 | MISO_W_2_MISO_WUMS | MISO_W | MISO_WUMS | Internal | Summer | B10 | 1262 | 1629 | 1629 | 50.64 | 74.3 | 0.01 | 23.65
2030 | MISO_W_2_MISO_WUMS | MISO_W | MISO_WUMS | Internal | Winter | B16 | 25 | 1629 | 1629 | 69.35 | 89.84 | 0.01 | 20.48
2030 | MISO_W_2_MISO_WUMS | MISO_W | MISO_WUMS | Internal | Winter | B17 | 100 | 1629 | 1629 | 68.87 | 90.39 | 0.01 | 21.51
2030 | MISO_W_2_MISO_WUMS | MISO_W | MISO_WUMS | Internal | Winter | B18 | 400 | 1629 | 1629 | 67.42 | 89.03 | 0.01 | 21.6
2030 | MISO_W_2_MISO_WUMS | MISO_W | MISO_WUMS | Internal | Winter | B19 | 700 | 1629 | 1629 | 59.1 | 79.81 | 0.01 | 20.7
2030 | MISO_W_2_MISO_WUMS | MISO_W | MISO_WUMS | Internal | Winter | B20 | 935 | 1629 | 1629 | 55.21 | 77.82 | 0.01 | 22.6
2030 | MISO_W_2_PJM_ROR | MISO_W | PJM_ROR | Internal | Shoulder | B11 | 25 | 773 | 773 | 78.1 | 96.01 | 2 | 15.91
2030 | MISO_W_2_PJM_ROR | MISO_W | PJM_ROR | Internal | Shoulder | B12 | 200 | 773 | 9596.88 | 65.25 | 88.94 | 2 | 21.69
2030 | MISO_W_2_PJM_ROR | MISO_W | PJM_ROR | Internal | Shoulder | B13 | 600 | 773 | 10905.99 | 63.81 | 87.5 | 2 | 21.69
2030 | MISO_W_2_PJM_ROR | MISO_W | PJM_ROR | Internal | Shoulder | B14 | 900 | 773 | 15748.33 | 54.92 | 78.61 | 2 | 21.69
2030 | MISO_W_2_PJM_ROR | MISO_W | PJM_ROR | Internal | Shoulder | B15 | 1203 | 773 | 20023.06 | 52.13 | 75.83 | 2 | 21.69
2030 | MISO_W_2_PJM_ROR | MISO_W | PJM_ROR | Internal | Summer | B1 | 10 | 773 | 11193.15 | 143.63 | 167.32 | 2 | 21.69
2030 | MISO_W_2_PJM_ROR | MISO_W | PJM_ROR | Internal | Summer | B2 | 25 | 773 | 13322.31 | 151.46 | 175.15 | 2 | 21.69
2030 | MISO_W_2_PJM_ROR | MISO_W | PJM_ROR | Internal | Summer | B3 | 75 | 773 | 773 | 137.65 | 156.46 | 2 | 16.81
2030 | MISO_W_2_PJM_ROR | MISO_W | PJM_ROR | Internal | Summer | B4 | 100 | 773 | 773 | 126.84 | 140.31 | 2 | 11.46
2030 | MISO_W_2_PJM_ROR | MISO_W | PJM_ROR | Internal | Summer | B5 | 200 | 773 | 773 | 120.32 | 134.32 | 2 | 12
2030 | MISO_W_2_PJM_ROR | MISO_W | PJM_ROR | Internal | Summer | B6 | 300 | 773 | 773 | 88.16 | 101.51 | 2 | 11.35
2030 | MISO_W_2_PJM_ROR | MISO_W | PJM_ROR | Internal | Summer | B7 | 400 | 773 | 773 | 76.39 | 92.85 | 2 | 14.46
2030 | MISO_W_2_PJM_ROR | MISO_W | PJM_ROR | Internal | Summer | B8 | 500 | 773 | 1956.31 | 63.68 | 87.37 | 2 | 21.69
2030 | MISO_W_2_PJM_ROR | MISO_W | PJM_ROR | Internal | Summer | B9 | 800 | 773 | 4593.62 | 61.32 | 85.01 | 2 | 21.69
2030 | MISO_W_2_PJM_ROR | MISO_W | PJM_ROR | Internal | Summer | B10 | 1262 | 773 | 11596.95 | 50.64 | 74.33 | 2 | 21.69
2030 | MISO_W_2_PJM_ROR | MISO_W | PJM_ROR | Internal | Winter | B16 | 25 | 773 | 25758.23 | 69.35 | 93.04 | 2 | 21.69
2030 | MISO_W_2_PJM_ROR | MISO_W | PJM_ROR | Internal | Winter | B17 | 100 | 773 | 21992.14 | 68.87 | 92.56 | 2 | 21.69
2030 | MISO_W_2_PJM_ROR | MISO_W | PJM_ROR | Internal | Winter | B18 | 400 | 773 | 14032.33 | 67.42 | 91.12 | 2 | 21.69
2030 | MISO_W_2_PJM_ROR | MISO_W | PJM_ROR | Internal | Winter | B19 | 700 | 773 | 10165.54 | 59.1 | 82.79 | 2 | 21.69
2030 | MISO_W_2_PJM_ROR | MISO_W | PJM_ROR | Internal | Winter | B20 | 935 | 773 | 17972.53 | 55.21 | 78.9 | 2 | 21.69
2030 | MISO_W_2_SPP_N | MISO_W | SPP_N | Internal | Shoulder | B11 | 25 | 3200 | 0 | 78.1 | 82.55 | 7 | 0
2030 | MISO_W_2_SPP_N | MISO_W | SPP_N | Internal | Shoulder | B12 | 200 | 3200 | 0 | 65.25 | 55.94 | 7 | 0
2030 | MISO_W_2_SPP_N | MISO_W | SPP_N | Internal | Shoulder | B13 | 600 | 3200 | 0 | 63.81 | 55.16 | 7 | 0
2030 | MISO_W_2_SPP_N | MISO_W | SPP_N | Internal | Shoulder | B14 | 900 | 3200 | 0 | 54.92 | 43.86 | 7 | 0
2030 | MISO_W_2_SPP_N | MISO_W | SPP_N | Internal | Shoulder | B15 | 1203 | 3200 | 0 | 52.13 | 41.07 | 7 | 0
2030 | MISO_W_2_SPP_N | MISO_W | SPP_N | Internal | Summer | B1 | 10 | 3200 | 0 | 143.63 | 132.57 | 7 | 0
2030 | MISO_W_2_SPP_N | MISO_W | SPP_N | Internal | Summer | B2 | 25 | 3200 | 0 | 151.46 | 146.18 | 7 | 0
2030 | MISO_W_2_SPP_N | MISO_W | SPP_N | Internal | Summer | B3 | 75 | 3200 | 731.68 | 137.65 | 144.65 | 7 | 0
2030 | MISO_W_2_SPP_N | MISO_W | SPP_N | Internal | Summer | B4 | 100 | 3200 | 1760.03 | 126.84 | 133.84 | 7 | 0
2030 | MISO_W_2_SPP_N | MISO_W | SPP_N | Internal | Summer | B5 | 200 | 3200 | 1458.03 | 120.32 | 127.32 | 7 | 0
2030 | MISO_W_2_SPP_N | MISO_W | SPP_N | Internal | Summer | B6 | 300 | 3200 | 0 | 88.16 | 94.51 | 7 | 0
2030 | MISO_W_2_SPP_N | MISO_W | SPP_N | Internal | Summer | B7 | 400 | 3200 | 2291.11 | 76.39 | 83.39 | 7 | 0
2030 | MISO_W_2_SPP_N | MISO_W | SPP_N | Internal | Summer | B8 | 500 | 3200 | 2643.45 | 63.68 | 70.68 | 7 | 0
2030 | MISO_W_2_SPP_N | MISO_W | SPP_N | Internal | Summer | B9 | 800 | 3200 | 941.61 | 61.32 | 68.32 | 7 | 0
2030 | MISO_W_2_SPP_N | MISO_W | SPP_N | Internal | Summer | B10 | 1262 | 3200 | 0 | 50.64 | 42.76 | 7 | 0
2030 | MISO_W_2_SPP_N | MISO_W | SPP_N | Internal | Winter | B16 | 25 | 3200 | 0 | 69.35 | 59.08 | 7 | 0
2030 | MISO_W_2_SPP_N | MISO_W | SPP_N | Internal | Winter | B17 | 100 | 3200 | 0 | 68.87 | 58.32 | 7 | 0
2030 | MISO_W_2_SPP_N | MISO_W | SPP_N | Internal | Winter | B18 | 400 | 3200 | 0 | 67.42 | 58.32 | 7 | 0
2030 | MISO_W_2_SPP_N | MISO_W | SPP_N | Internal | Winter | B19 | 700 | 3200 | 0 | 59.1 | 49.92 | 7 | 0
2030 | MISO_W_2_SPP_N | MISO_W | SPP_N | Internal | Winter | B20 | 935 | 3200 | 0 | 55.21 | 44.15 | 7 | 0
2030 | MISO_WUMS_2_MISO_MI | MISO_WUMS | MISO_MI | Internal | Shoulder | B11 | 25 | 99 | 99 | 87.3 | 87.57 | 0.01 | 0.26
2030 | MISO_WUMS_2_MISO_MI | MISO_WUMS | MISO_MI | Internal | Shoulder | B12 | 200 | 99 | 0 | 86.94 | 86.93 | 0.01 | 0
2030 | MISO_WUMS_2_MISO_MI | MISO_WUMS | MISO_MI | Internal | Shoulder | B13 | 600 | 99 | 0 | 85.5 | 85.48 | 0.01 | 0
2030 | MISO_WUMS_2_MISO_MI | MISO_WUMS | MISO_MI | Internal | Shoulder | B14 | 900 | 99 | 0 | 76.61 | 76.61 | 0.01 | 0
2030 | MISO_WUMS_2_MISO_MI | MISO_WUMS | MISO_MI | Internal | Shoulder | B15 | 1203 | 99 | 0 | 75.65 | 75.63 | 0.01 | 0
2030 | MISO_WUMS_2_MISO_MI | MISO_WUMS | MISO_MI | Internal | Summer | B1 | 10 | 99 | 99 | 156.76 | 158.85 | 0.01 | 2.08
2030 | MISO_WUMS_2_MISO_MI | MISO_WUMS | MISO_MI | Internal | Summer | B2 | 25 | 99 | 99 | 164.58 | 166.68 | 0.01 | 2.08
2030 | MISO_WUMS_2_MISO_MI | MISO_WUMS | MISO_MI | Internal | Summer | B3 | 75 | 99 | 99 | 146.22 | 147.99 | 0.01 | 1.76
2030 | MISO_WUMS_2_MISO_MI | MISO_WUMS | MISO_MI | Internal | Summer | B4 | 100 | 99 | 296.34 | 136 | 139.17 | 0.01 | 3.16
2030 | MISO_WUMS_2_MISO_MI | MISO_WUMS | MISO_MI | Internal | Summer | B5 | 200 | 99 | 814.96 | 129.13 | 132.3 | 0.01 | 3.16
2030 | MISO_WUMS_2_MISO_MI | MISO_WUMS | MISO_MI | Internal | Summer | B6 | 300 | 99 | 1316.54 | 96.33 | 99.51 | 0.01 | 3.16
2030 | MISO_WUMS_2_MISO_MI | MISO_WUMS | MISO_MI | Internal | Summer | B7 | 400 | 99 | 335.72 | 85.71 | 88.88 | 0.01 | 3.16
2030 | MISO_WUMS_2_MISO_MI | MISO_WUMS | MISO_MI | Internal | Summer | B8 | 500 | 99 | 0 | 85.37 | 85.36 | 0.01 | 0
2030 | MISO_WUMS_2_MISO_MI | MISO_WUMS | MISO_MI | Internal | Summer | B9 | 800 | 99 | 0 | 80.77 | 80.75 | 0.01 | 0
2030 | MISO_WUMS_2_MISO_MI | MISO_WUMS | MISO_MI | Internal | Summer | B10 | 1262 | 99 | 99 | 74.3 | 74.57 | 0.01 | 0.26
2030 | MISO_WUMS_2_MISO_MI | MISO_WUMS | MISO_MI | Internal | Winter | B16 | 25 | 99 | 0 | 89.84 | 89.82 | 0.01 | 0
2030 | MISO_WUMS_2_MISO_MI | MISO_WUMS | MISO_MI | Internal | Winter | B17 | 100 | 99 | 99 | 90.39 | 90.55 | 0.01 | 0.14
2030 | MISO_WUMS_2_MISO_MI | MISO_WUMS | MISO_MI | Internal | Winter | B18 | 400 | 99 | 0 | 89.03 | 89.02 | 0.01 | 0
2030 | MISO_WUMS_2_MISO_MI | MISO_WUMS | MISO_MI | Internal | Winter | B19 | 700 | 99 | 0 | 79.81 | 79.79 | 0.01 | 0
2030 | MISO_WUMS_2_MISO_MI | MISO_WUMS | MISO_MI | Internal | Winter | B20 | 935 | 99 | 0 | 77.82 | 77.8 | 0.01 | 0
2030 | MISO_WUMS_2_MISO_W | MISO_WUMS | MISO_W | Internal | Shoulder | B11 | 25 | 1137 | 0 | 87.3 | 78.1 | 0.01 | 0
2030 | MISO_WUMS_2_MISO_W | MISO_WUMS | MISO_W | Internal | Shoulder | B12 | 200 | 1137 | 0 | 86.94 | 65.25 | 0.01 | 0
2030 | MISO_WUMS_2_MISO_W | MISO_WUMS | MISO_W | Internal | Shoulder | B13 | 600 | 1137 | 0 | 85.5 | 63.81 | 0.01 | 0
2030 | MISO_WUMS_2_MISO_W | MISO_WUMS | MISO_W | Internal | Shoulder | B14 | 900 | 1137 | 0 | 76.61 | 54.92 | 0.01 | 0
2030 | MISO_WUMS_2_MISO_W | MISO_WUMS | MISO_W | Internal | Shoulder | B15 | 1203 | 1137 | 0 | 75.65 | 52.13 | 0.01 | 0
2030 | MISO_WUMS_2_MISO_W | MISO_WUMS | MISO_W | Internal | Summer | B1 | 10 | 1137 | 0 | 156.76 | 143.63 | 0.01 | 0
2030 | MISO_WUMS_2_MISO_W | MISO_WUMS | MISO_W | Internal | Summer | B2 | 25 | 1137 | 0 | 164.58 | 151.46 | 0.01 | 0
2030 | MISO_WUMS_2_MISO_W | MISO_WUMS | MISO_W | Internal | Summer | B3 | 75 | 1137 | 0 | 146.22 | 137.65 | 0.01 | 0
2030 | MISO_WUMS_2_MISO_W | MISO_WUMS | MISO_W | Internal | Summer | B4 | 100 | 1137 | 0 | 136 | 126.84 | 0.01 | 0
2030 | MISO_WUMS_2_MISO_W | MISO_WUMS | MISO_W | Internal | Summer | B5 | 200 | 1137 | 0 | 129.13 | 120.32 | 0.01 | 0
2030 | MISO_WUMS_2_MISO_W | MISO_WUMS | MISO_W | Internal | Summer | B6 | 300 | 1137 | 0 | 96.33 | 88.16 | 0.01 | 0
2030 | MISO_WUMS_2_MISO_W | MISO_WUMS | MISO_W | Internal | Summer | B7 | 400 | 1137 | 0 | 85.71 | 76.39 | 0.01 | 0
2030 | MISO_WUMS_2_MISO_W | MISO_WUMS | MISO_W | Internal | Summer | B8 | 500 | 1137 | 0 | 85.37 | 63.68 | 0.01 | 0
2030 | MISO_WUMS_2_MISO_W | MISO_WUMS | MISO_W | Internal | Summer | B9 | 800 | 1137 | 0 | 80.77 | 61.32 | 0.01 | 0
2030 | MISO_WUMS_2_MISO_W | MISO_WUMS | MISO_W | Internal | Summer | B10 | 1262 | 1137 | 0 | 74.3 | 50.64 | 0.01 | 0
2030 | MISO_WUMS_2_MISO_W | MISO_WUMS | MISO_W | Internal | Winter | B16 | 25 | 1137 | 0 | 89.84 | 69.35 | 0.01 | 0
2030 | MISO_WUMS_2_MISO_W | MISO_WUMS | MISO_W | Internal | Winter | B17 | 100 | 1137 | 0 | 90.39 | 68.87 | 0.01 | 0
2030 | MISO_WUMS_2_MISO_W | MISO_WUMS | MISO_W | Internal | Winter | B18 | 400 | 1137 | 0 | 89.03 | 67.42 | 0.01 | 0
2030 | MISO_WUMS_2_MISO_W | MISO_WUMS | MISO_W | Internal | Winter | B19 | 700 | 1137 | 0 | 79.81 | 59.1 | 0.01 | 0
2030 | MISO_WUMS_2_MISO_W | MISO_WUMS | MISO_W | Internal | Winter | B20 | 935 | 1137 | 0 | 77.82 | 55.21 | 0.01 | 0
2030 | MISO_WUMS_2_PJM_ROR | MISO_WUMS | PJM_ROR | Internal | Shoulder | B11 | 25 | 1600 | 1600 | 87.3 | 96.01 | 2 | 6.7
2030 | MISO_WUMS_2_PJM_ROR | MISO_WUMS | PJM_ROR | Internal | Shoulder | B12 | 200 | 1600 | 1560.19 | 86.94 | 88.94 | 2 | 0
2030 | MISO_WUMS_2_PJM_ROR | MISO_WUMS | PJM_ROR | Internal | Shoulder | B13 | 600 | 1600 | 1269.82 | 85.5 | 87.5 | 2 | 0
2030 | MISO_WUMS_2_PJM_ROR | MISO_WUMS | PJM_ROR | Internal | Shoulder | B14 | 900 | 1600 | 978.7 | 76.61 | 78.61 | 2 | 0
2030 | MISO_WUMS_2_PJM_ROR | MISO_WUMS | PJM_ROR | Internal | Shoulder | B15 | 1203 | 1600 | 0 | 75.65 | 75.83 | 2 | 0
2030 | MISO_WUMS_2_PJM_ROR | MISO_WUMS | PJM_ROR | Internal | Summer | B1 | 10 | 1600 | 4529.99 | 156.76 | 167.32 | 2 | 8.57
2030 | MISO_WUMS_2_PJM_ROR | MISO_WUMS | PJM_ROR | Internal | Summer | B2 | 25 | 1600 | 4239.86 | 164.58 | 175.15 | 2 | 8.57
2030 | MISO_WUMS_2_PJM_ROR | MISO_WUMS | PJM_ROR | Internal | Summer | B3 | 75 | 1600 | 1600 | 146.22 | 156.46 | 2 | 8.24
2030 | MISO_WUMS_2_PJM_ROR | MISO_WUMS | PJM_ROR | Internal | Summer | B4 | 100 | 1600 | 1600 | 136 | 140.31 | 2 | 2.31
2030 | MISO_WUMS_2_PJM_ROR | MISO_WUMS | PJM_ROR | Internal | Summer | B5 | 200 | 1600 | 1600 | 129.13 | 134.32 | 2 | 3.19
2030 | MISO_WUMS_2_PJM_ROR | MISO_WUMS | PJM_ROR | Internal | Summer | B6 | 300 | 1600 | 1600 | 96.33 | 101.51 | 2 | 3.18
2030 | MISO_WUMS_2_PJM_ROR | MISO_WUMS | PJM_ROR | Internal | Summer | B7 | 400 | 1600 | 1600 | 85.71 | 92.85 | 2 | 5.14
2030 | MISO_WUMS_2_PJM_ROR | MISO_WUMS | PJM_ROR | Internal | Summer | B8 | 500 | 1600 | 1263.11 | 85.37 | 87.37 | 2 | 0
2030 | MISO_WUMS_2_PJM_ROR | MISO_WUMS | PJM_ROR | Internal | Summer | B9 | 800 | 1600 | 1600 | 80.77 | 85.01 | 2 | 2.25
2030 | MISO_WUMS_2_PJM_ROR | MISO_WUMS | PJM_ROR | Internal | Summer | B10 | 1262 | 1600 | 0 | 74.3 | 74.33 | 2 | 0
2030 | MISO_WUMS_2_PJM_ROR | MISO_WUMS | PJM_ROR | Internal | Winter | B16 | 25 | 1600 | 1600 | 89.84 | 93.04 | 2 | 1.2
2030 | MISO_WUMS_2_PJM_ROR | MISO_WUMS | PJM_ROR | Internal | Winter | B17 | 100 | 1600 | 1600 | 90.39 | 92.56 | 2 | 0.17
2030 | MISO_WUMS_2_PJM_ROR | MISO_WUMS | PJM_ROR | Internal | Winter | B18 | 400 | 1600 | 1600 | 89.03 | 91.12 | 2 | 0.08
2030 | MISO_WUMS_2_PJM_ROR | MISO_WUMS | PJM_ROR | Internal | Winter | B19 | 700 | 1600 | 1600 | 79.81 | 82.79 | 2 | 0.98
2030 | MISO_WUMS_2_PJM_ROR | MISO_WUMS | PJM_ROR | Internal | Winter | B20 | 935 | 1600 | 0 | 77.82 | 78.9 | 2 | 0
2030 | NE_2_MAPP_US | NE | MAPP_US | Internal | Shoulder | B11 | 25 | 1600 | 0 | 78.42 | 71.41 | 5 | 0
2030 | NE_2_MAPP_US | NE | MAPP_US | Internal | Shoulder | B12 | 200 | 1600 | 0 | 55.92 | 58.25 | 5 | 0
2030 | NE_2_MAPP_US | NE | MAPP_US | Internal | Shoulder | B13 | 600 | 1600 | 0 | 55.15 | 56.81 | 5 | 0
2030 | NE_2_MAPP_US | NE | MAPP_US | Internal | Shoulder | B14 | 900 | 1600 | 0 | 44.67 | 47.92 | 5 | 0
2030 | NE_2_MAPP_US | NE | MAPP_US | Internal | Shoulder | B15 | 1203 | 1600 | 0 | 41.88 | 45.13 | 5 | 0
2030 | NE_2_MAPP_US | NE | MAPP_US | Internal | Summer | B1 | 10 | 1600 | 0 | 135.29 | 136.63 | 5 | 0
2030 | NE_2_MAPP_US | NE | MAPP_US | Internal | Summer | B2 | 25 | 1600 | 0 | 146.17 | 144.46 | 5 | 0
2030 | NE_2_MAPP_US | NE | MAPP_US | Internal | Summer | B3 | 75 | 1600 | 0 | 140.52 | 133.52 | 5 | 0
2030 | NE_2_MAPP_US | NE | MAPP_US | Internal | Summer | B4 | 100 | 1600 | 0 | 132.39 | 125.39 | 5 | 0
2030 | NE_2_MAPP_US | NE | MAPP_US | Internal | Summer | B5 | 200 | 1600 | 0 | 123.19 | 116.19 | 5 | 0
2030 | NE_2_MAPP_US | NE | MAPP_US | Internal | Summer | B6 | 300 | 1600 | 0 | 94.5 | 87.5 | 5 | 0
2030 | NE_2_MAPP_US | NE | MAPP_US | Internal | Summer | B7 | 400 | 1600 | 0 | 79.26 | 72.25 | 5 | 0
2030 | NE_2_MAPP_US | NE | MAPP_US | Internal | Summer | B8 | 500 | 1600 | 0 | 66.55 | 59.54 | 5 | 0
2030 | NE_2_MAPP_US | NE | MAPP_US | Internal | Summer | B9 | 800 | 1600 | 0 | 64.19 | 57.19 | 5 | 0
2030 | NE_2_MAPP_US | NE | MAPP_US | Internal | Summer | B10 | 1262 | 1600 | 0 | 42.74 | 43.64 | 5 | 0
2030 | NE_2_MAPP_US | NE | MAPP_US | Internal | Winter | B16 | 25 | 1600 | 0 | 59.09 | 62.33 | 5 | 0
2030 | NE_2_MAPP_US | NE | MAPP_US | Internal | Winter | B17 | 100 | 1600 | 0 | 58.62 | 61.86 | 5 | 0
2030 | NE_2_MAPP_US | NE | MAPP_US | Internal | Winter | B18 | 400 | 1600 | 0 | 57.17 | 60.41 | 5 | 0
2030 | NE_2_MAPP_US | NE | MAPP_US | Internal | Winter | B19 | 700 | 1600 | 0 | 48.84 | 52.1 | 5 | 0
2030 | NE_2_MAPP_US | NE | MAPP_US | Internal | Winter | B20 | 935 | 1600 | 0 | 44.96 | 48.21 | 5 | 0
2030 | NE_2_MISO_W | NE | MISO_W | Internal | Shoulder | B11 | 25 | 1600 | 0 | 78.42 | 78.1 | 5 | 0
2030 | NE_2_MISO_W | NE | MISO_W | Internal | Shoulder | B12 | 200 | 1600 | 1600 | 55.92 | 65.25 | 5 | 4.33
2030 | NE_2_MISO_W | NE | MISO_W | Internal | Shoulder | B13 | 600 | 1600 | 1600 | 55.15 | 63.81 | 5 | 3.66
2030 | NE_2_MISO_W | NE | MISO_W | Internal | Shoulder | B14 | 900 | 1600 | 3709.43 | 44.67 | 54.92 | 5 | 5.25
2030 | NE_2_MISO_W | NE | MISO_W | Internal | Shoulder | B15 | 1203 | 1600 | 4473.73 | 41.88 | 52.13 | 5 | 5.25
2030 | NE_2_MISO_W | NE | MISO_W | Internal | Summer | B1 | 10 | 1600 | 1600 | 135.29 | 143.63 | 5 | 3.35
2030 | NE_2_MISO_W | NE | MISO_W | Internal | Summer | B2 | 25 | 1600 | 1600 | 146.17 | 151.46 | 5 | 0.29
2030 | NE_2_MISO_W | NE | MISO_W | Internal | Summer | B3 | 75 | 1600 | 0 | 140.52 | 137.65 | 5 | 0
2030 | NE_2_MISO_W | NE | MISO_W | Internal | Summer | B4 | 100 | 1600 | 0 | 132.39 | 126.84 | 5 | 0
2030 | NE_2_MISO_W | NE | MISO_W | Internal | Summer | B5 | 200 | 1600 | 0 | 123.19 | 120.32 | 5 | 0
2030 | NE_2_MISO_W | NE | MISO_W | Internal | Summer | B6 | 300 | 1600 | 0 | 94.5 | 88.16 | 5 | 0
2030 | NE_2_MISO_W | NE | MISO_W | Internal | Summer | B7 | 400 | 1600 | 0 | 79.26 | 76.39 | 5 | 0
2030 | NE_2_MISO_W | NE | MISO_W | Internal | Summer | B8 | 500 | 1600 | 0 | 66.55 | 63.68 | 5 | 0
2030 | NE_2_MISO_W | NE | MISO_W | Internal | Summer | B9 | 800 | 1600 | 0 | 64.19 | 61.32 | 5 | 0
2030 | NE_2_MISO_W | NE | MISO_W | Internal | Summer | B10 | 1262 | 1600 | 1600 | 42.74 | 50.64 | 5 | 2.89
2030 | NE_2_MISO_W | NE | MISO_W | Internal | Winter | B16 | 25 | 1600 | 5561.46 | 59.09 | 69.35 | 5 | 5.25
2030 | NE_2_MISO_W | NE | MISO_W | Internal | Winter | B17 | 100 | 1600 | 4916.42 | 58.62 | 68.87 | 5 | 5.25
2030 | NE_2_MISO_W | NE | MISO_W | Internal | Winter | B18 | 400 | 1600 | 2207.77 | 57.17 | 67.42 | 5 | 5.25
2030 | NE_2_MISO_W | NE | MISO_W | Internal | Winter | B19 | 700 | 1600 | 1818.43 | 48.84 | 59.1 | 5 | 5.25
2030 | NE_2_MISO_W | NE | MISO_W | Internal | Winter | B20 | 935 | 1600 | 4746.32 | 44.96 | 55.21 | 5 | 5.25
2030 | NE_2_SPP_N | NE | SPP_N | Internal | Shoulder | B11 | 25 | 1800 | 2853.3 | 78.42 | 82.55 | 0.01 | 4.12
2030 | NE_2_SPP_N | NE | SPP_N | Internal | Shoulder | B12 | 200 | 1800 | 654.33 | 55.92 | 55.94 | 0.01 | 0
2030 | NE_2_SPP_N | NE | SPP_N | Internal | Shoulder | B13 | 600 | 1800 | 1314.17 | 55.15 | 55.16 | 0.01 | 0
2030 | NE_2_SPP_N | NE | SPP_N | Internal | Shoulder | B14 | 900 | 1800 | 0 | 44.67 | 43.86 | 0.01 | 0
2030 | NE_2_SPP_N | NE | SPP_N | Internal | Shoulder | B15 | 1203 | 1800 | 0 | 41.88 | 41.07 | 0.01 | 0
2030 | NE_2_SPP_N | NE | SPP_N | Internal | Summer | B1 | 10 | 1800 | 0 | 135.29 | 132.57 | 0.01 | 0
2030 | NE_2_SPP_N | NE | SPP_N | Internal | Summer | B2 | 25 | 1800 | 198.22 | 146.17 | 146.18 | 0.01 | 0
2030 | NE_2_SPP_N | NE | SPP_N | Internal | Summer | B3 | 75 | 1800 | 2422.79 | 140.52 | 144.65 | 0.01 | 4.12
2030 | NE_2_SPP_N | NE | SPP_N | Internal | Summer | B4 | 100 | 1800 | 1800 | 132.39 | 133.84 | 0.01 | 1.44
2030 | NE_2_SPP_N | NE | SPP_N | Internal | Summer | B5 | 200 | 1800 | 1977.01 | 123.19 | 127.32 | 0.01 | 4.12
2030 | NE_2_SPP_N | NE | SPP_N | Internal | Summer | B6 | 300 | 1800 | 1432.06 | 94.5 | 94.51 | 0.01 | 0
2030 | NE_2_SPP_N | NE | SPP_N | Internal | Summer | B7 | 400 | 1800 | 2823.8 | 79.26 | 83.39 | 0.01 | 4.12
2030 | NE_2_SPP_N | NE | SPP_N | Internal | Summer | B8 | 500 | 1800 | 4558.57 | 66.55 | 70.68 | 0.01 | 4.12
2030 | NE_2_SPP_N | NE | SPP_N | Internal | Summer | B9 | 800 | 1800 | 3688.21 | 64.19 | 68.32 | 0.01 | 4.12
2030 | NE_2_SPP_N | NE | SPP_N | Internal | Summer | B10 | 1262 | 1800 | 1531.84 | 42.74 | 42.76 | 0.01 | 0
2030 | NE_2_SPP_N | NE | SPP_N | Internal | Winter | B16 | 25 | 1800 | 0 | 59.09 | 59.08 | 0.01 | 0
2030 | NE_2_SPP_N | NE | SPP_N | Internal | Winter | B17 | 100 | 1800 | 0 | 58.62 | 58.32 | 0.01 | 0
2030 | NE_2_SPP_N | NE | SPP_N | Internal | Winter | B18 | 400 | 1800 | 1800 | 57.17 | 58.32 | 0.01 | 1.13
2030 | NE_2_SPP_N | NE | SPP_N | Internal | Winter | B19 | 700 | 1800 | 1800 | 48.84 | 49.92 | 0.01 | 1.07
2030 | NE_2_SPP_N | NE | SPP_N | Internal | Winter | B20 | 935 | 1800 | 0 | 44.96 | 44.15 | 0.01 | 0
2030 | NEISO_2_NYISO_A-F | NEISO | NYISO_A-F | Internal | Shoulder | B11 | 25 | 600 | 42.96 | 78.82 | 81.82 | 3 | 0
2030 | NEISO_2_NYISO_A-F | NEISO | NYISO_A-F | Internal | Shoulder | B12 | 200 | 600 | 548.74 | 77.71 | 80.71 | 3 | 0
2030 | NEISO_2_NYISO_A-F | NEISO | NYISO_A-F | Internal | Shoulder | B13 | 600 | 600 | 0 | 77.71 | 78.52 | 3 | 0
2030 | NEISO_2_NYISO_A-F | NEISO | NYISO_A-F | Internal | Shoulder | B14 | 900 | 600 | 0 | 73.08 | 75.54 | 3 | 0
2030 | NEISO_2_NYISO_A-F | NEISO | NYISO_A-F | Internal | Shoulder | B15 | 1203 | 600 | 0 | 73.08 | 75.54 | 3 | 0
2030 | NEISO_2_NYISO_A-F | NEISO | NYISO_A-F | Internal | Summer | B1 | 10 | 600 | 0 | 177.21 | 165.9 | 3 | 0
2030 | NEISO_2_NYISO_A-F | NEISO | NYISO_A-F | Internal | Summer | B2 | 25 | 600 | 0 | 179.06 | 173.74 | 3 | 0
2030 | NEISO_2_NYISO_A-F | NEISO | NYISO_A-F | Internal | Summer | B3 | 75 | 600 | 0 | 141.32 | 140.15 | 3 | 0
2030 | NEISO_2_NYISO_A-F | NEISO | NYISO_A-F | Internal | Summer | B4 | 100 | 600 | 761 | 116.4 | 122.17 | 3 | 2.77
2030 | NEISO_2_NYISO_A-F | NEISO | NYISO_A-F | Internal | Summer | B5 | 200 | 600 | 2506.46 | 110.41 | 116.18 | 3 | 2.77
2030 | NEISO_2_NYISO_A-F | NEISO | NYISO_A-F | Internal | Summer | B6 | 300 | 600 | 600 | 80.85 | 86.34 | 3 | 2.49
2030 | NEISO_2_NYISO_A-F | NEISO | NYISO_A-F | Internal | Summer | B7 | 400 | 600 | 666.68 | 77.75 | 83.52 | 3 | 2.77
2030 | NEISO_2_NYISO_A-F | NEISO | NYISO_A-F | Internal | Summer | B8 | 500 | 600 | 0 | 77.33 | 80.32 | 3 | 0
2030 | NEISO_2_NYISO_A-F | NEISO | NYISO_A-F | Internal | Summer | B9 | 800 | 600 | 0 | 77.33 | 80.32 | 3 | 0
2030 | NEISO_2_NYISO_A-F | NEISO | NYISO_A-F | Internal | Summer | B10 | 1262 | 600 | 0 | 77.33 | 80.32 | 3 | 0
2030 | NEISO_2_NYISO_A-F | NEISO | NYISO_A-F | Internal | Winter | B16 | 25 | 600 | 0 | 87.24 | 86.05 | 3 | 0
2030 | NEISO_2_NYISO_A-F | NEISO | NYISO_A-F | Internal | Winter | B17 | 100 | 600 | 0 | 86.63 | 85.45 | 3 | 0
2030 | NEISO_2_NYISO_A-F | NEISO | NYISO_A-F | Internal | Winter | B18 | 400 | 600 | 0 | 82.06 | 80.89 | 3 | 0
2030 | NEISO_2_NYISO_A-F | NEISO | NYISO_A-F | Internal | Winter | B19 | 700 | 600 | 0 | 80.81 | 77.81 | 3 | 0
2030 | NEISO_2_NYISO_A-F | NEISO | NYISO_A-F | Internal | Winter | B20 | 935 | 600 | 0 | 80.81 | 77.81 | 3 | 0
2030 | NEISO_2_NYISO_G-I | NEISO | NYISO_G-I | Internal | Shoulder | B11 | 25 | 600 | 600 | 78.82 | 85.96 | 3 | 4.14
2030 | NEISO_2_NYISO_G-I | NEISO | NYISO_G-I | Internal | Shoulder | B12 | 200 | 600 | 600 | 77.71 | 84.85 | 3 | 4.14
2030 | NEISO_2_NYISO_G-I | NEISO | NYISO_G-I | Internal | Shoulder | B13 | 600 | 600 | 600 | 77.71 | 84.85 | 3 | 4.14
2030 | NEISO_2_NYISO_G-I | NEISO | NYISO_G-I | Internal | Shoulder | B14 | 900 | 600 | 600 | 73.08 | 80.22 | 3 | 4.14
2030 | NEISO_2_NYISO_G-I | NEISO | NYISO_G-I | Internal | Shoulder | B15 | 1203 | 600 | 0 | 73.08 | 76.07 | 3 | 0
2030 | NEISO_2_NYISO_G-I | NEISO | NYISO_G-I | Internal | Summer | B1 | 10 | 600 | 0 | 177.21 | 174.21 | 3 | 0
2030 | NEISO_2_NYISO_G-I | NEISO | NYISO_G-I | Internal | Summer | B2 | 25 | 600 | 0 | 179.06 | 182.05 | 3 | 0
2030 | NEISO_2_NYISO_G-I | NEISO | NYISO_G-I | Internal | Summer | B3 | 75 | 600 | 600 | 141.32 | 148.46 | 3 | 4.14
2030 | NEISO_2_NYISO_G-I | NEISO | NYISO_G-I | Internal | Summer | B4 | 100 | 600 | 600 | 116.4 | 123.54 | 3 | 4.14
2030 | NEISO_2_NYISO_G-I | NEISO | NYISO_G-I | Internal | Summer | B5 | 200 | 600 | 600 | 110.41 | 117.55 | 3 | 4.14
2030 | NEISO_2_NYISO_G-I | NEISO | NYISO_G-I | Internal | Summer | B6 | 300 | 600 | 600 | 80.85 | 87.98 | 3 | 4.14
2030 | NEISO_2_NYISO_G-I | NEISO | NYISO_G-I | Internal | Summer | B7 | 400 | 600 | 600 | 77.75 | 84.88 | 3 | 4.14
2030 | NEISO_2_NYISO_G-I | NEISO | NYISO_G-I | Internal | Summer | B8 | 500 | 600 | 600 | 77.33 | 82.96 | 3 | 2.63
2030 | NEISO_2_NYISO_G-I | NEISO | NYISO_G-I | Internal | Summer | B9 | 800 | 600 | 600 | 77.33 | 81.31 | 3 | 0.98
2030 | NEISO_2_NYISO_G-I | NEISO | NYISO_G-I | Internal | Summer | B10 | 1262 | 600 | 464.15 | 77.33 | 80.33 | 3 | 0
2030 | NEISO_2_NYISO_G-I | NEISO | NYISO_G-I | Internal | Winter | B16 | 25 | 600 | 600 | 87.24 | 94.37 | 3 | 4.12
2030 | NEISO_2_NYISO_G-I | NEISO | NYISO_G-I | Internal | Winter | B17 | 100 | 600 | 600 | 86.63 | 93.76 | 3 | 4.14
2030 | NEISO_2_NYISO_G-I | NEISO | NYISO_G-I | Internal | Winter | B18 | 400 | 600 | 600 | 82.06 | 89.2 | 3 | 4.14
2030 | NEISO_2_NYISO_G-I | NEISO | NYISO_G-I | Internal | Winter | B19 | 700 | 600 | 600 | 80.81 | 86.13 | 3 | 2.31
2030 | NEISO_2_NYISO_G-I | NEISO | NYISO_G-I | Internal | Winter | B20 | 935 | 600 | 600 | 80.81 | 84.07 | 3 | 0.26
2030 | NEISO_2_NYISO_J-K | NEISO | NYISO_J-K | Internal | Shoulder | B11 | 25 | 430 | 2043.29 | 78.82 | 85.97 | 3 | 4.15
2030 | NEISO_2_NYISO_J-K | NEISO | NYISO_J-K | Internal | Shoulder | B12 | 200 | 430 | 1218.27 | 77.71 | 84.86 | 3 | 4.15
2030 | NEISO_2_NYISO_J-K | NEISO | NYISO_J-K | Internal | Shoulder | B13 | 600 | 430 | 2174.26 | 77.71 | 84.86 | 3 | 4.15
2030 | NEISO_2_NYISO_J-K | NEISO | NYISO_J-K | Internal | Shoulder | B14 | 900 | 430 | 1483.35 | 73.08 | 80.23 | 3 | 4.15
2030 | NEISO_2_NYISO_J-K | NEISO | NYISO_J-K | Internal | Shoulder | B15 | 1203 | 430 | 91.66 | 73.08 | 76.08 | 3 | 0
2030 | NEISO_2_NYISO_J-K | NEISO | NYISO_J-K | Internal | Summer | B1 | 10 | 430 | 0 | 177.21 | 174.24 | 3 | 0
2030 | NEISO_2_NYISO_J-K | NEISO | NYISO_J-K | Internal | Summer | B2 | 25 | 430 | 31 | 179.06 | 182.06 | 3 | 0
2030 | NEISO_2_NYISO_J-K | NEISO | NYISO_J-K | Internal | Summer | B3 | 75 | 430 | 818.33 | 141.32 | 148.47 | 3 | 4.15
2030 | NEISO_2_NYISO_J-K | NEISO | NYISO_J-K | Internal | Summer | B4 | 100 | 430 | 1422.74 | 116.4 | 123.55 | 3 | 4.15
2030 | NEISO_2_NYISO_J-K | NEISO | NYISO_J-K | Internal | Summer | B5 | 200 | 430 | 790.85 | 110.41 | 117.56 | 3 | 4.15
2030 | NEISO_2_NYISO_J-K | NEISO | NYISO_J-K | Internal | Summer | B6 | 300 | 430 | 1860.72 | 80.85 | 88 | 3 | 4.15
2030 | NEISO_2_NYISO_J-K | NEISO | NYISO_J-K | Internal | Summer | B7 | 400 | 430 | 657.96 | 77.75 | 84.89 | 3 | 4.15
2030 | NEISO_2_NYISO_J-K | NEISO | NYISO_J-K | Internal | Summer | B8 | 500 | 430 | 430 | 77.33 | 82.97 | 3 | 2.64
2030 | NEISO_2_NYISO_J-K | NEISO | NYISO_J-K | Internal | Summer | B9 | 800 | 430 | 430 | 77.33 | 81.32 | 3 | 0.99
2030 | NEISO_2_NYISO_J-K | NEISO | NYISO_J-K | Internal | Summer | B10 | 1262 | 430 | 430 | 77.33 | 80.34 | 3 | 0.01
2030 | NEISO_2_NYISO_J-K | NEISO | NYISO_J-K | Internal | Winter | B16 | 25 | 430 | 1451.28 | 87.24 | 94.39 | 3 | 4.15
2030 | NEISO_2_NYISO_J-K | NEISO | NYISO_J-K | Internal | Winter | B17 | 100 | 430 | 1900.77 | 86.63 | 93.77 | 3 | 4.15
2030 | NEISO_2_NYISO_J-K | NEISO | NYISO_J-K | Internal | Winter | B18 | 400 | 430 | 1593.02 | 82.06 | 89.21 | 3 | 4.15
2030 | NEISO_2_NYISO_J-K | NEISO | NYISO_J-K | Internal | Winter | B19 | 700 | 430 | 430 | 80.81 | 86.15 | 3 | 2.34
2030 | NEISO_2_NYISO_J-K | NEISO | NYISO_J-K | Internal | Winter | B20 | 935 | 430 | 430 | 80.81 | 84.08 | 3 | 0.27
2030 | NonRTO_Midwest_2_TVA_Transmission | NonRTO_Midwest | TVA_Transmission | Internal | Shoulder | B11 | 25 | 2400 | 0 | 95.56 | 95.55 | 8 | 0
2030 | NonRTO_Midwest_2_TVA_Transmission | NonRTO_Midwest | TVA_Transmission | Internal | Shoulder | B12 | 200 | 2400 | 0 | 94.91 | 91.1 | 8 | 0
2030 | NonRTO_Midwest_2_TVA_Transmission | NonRTO_Midwest | TVA_Transmission | Internal | Shoulder | B13 | 600 | 2400 | 0 | 93.47 | 89.65 | 8 | 0
2030 | NonRTO_Midwest_2_TVA_Transmission | NonRTO_Midwest | TVA_Transmission | Internal | Shoulder | B14 | 900 | 2400 | 0 | 84.6 | 84.61 | 8 | 0
2030 | NonRTO_Midwest_2_TVA_Transmission | NonRTO_Midwest | TVA_Transmission | Internal | Shoulder | B15 | 1203 | 2400 | 0 | 82.6 | 79.81 | 8 | 0
2030 | NonRTO_Midwest_2_TVA_Transmission | NonRTO_Midwest | TVA_Transmission | Internal | Summer | B1 | 10 | 2400 | 0 | 166.88 | 173.32 | 8 | 0
2030 | NonRTO_Midwest_2_TVA_Transmission | NonRTO_Midwest | TVA_Transmission | Internal | Summer | B2 | 25 | 2400 | 0 | 174.7 | 181.15 | 8 | 0
2030 | NonRTO_Midwest_2_TVA_Transmission | NonRTO_Midwest | TVA_Transmission | Internal | Summer | B3 | 75 | 2400 | 0 | 156.01 | 161.98 | 8 | 0
2030 | NonRTO_Midwest_2_TVA_Transmission | NonRTO_Midwest | TVA_Transmission | Internal | Summer | B4 | 100 | 2400 | 0 | 147.2 | 146.84 | 8 | 0
2030 | NonRTO_Midwest_2_TVA_Transmission | NonRTO_Midwest | TVA_Transmission | Internal | Summer | B5 | 200 | 2400 | 0 | 140.33 | 140.32 | 8 | 0
2030 | NonRTO_Midwest_2_TVA_Transmission | NonRTO_Midwest | TVA_Transmission | Internal | Summer | B6 | 300 | 2400 | 0 | 107.52 | 107.51 | 8 | 0
2030 | NonRTO_Midwest_2_TVA_Transmission | NonRTO_Midwest | TVA_Transmission | Internal | Summer | B7 | 400 | 2400 | 0 | 96.9 | 95.63 | 8 | 0
2030 | NonRTO_Midwest_2_TVA_Transmission | NonRTO_Midwest | TVA_Transmission | Internal | Summer | B8 | 500 | 2400 | 0 | 93.34 | 91.82 | 8 | 0
2030 | NonRTO_Midwest_2_TVA_Transmission | NonRTO_Midwest | TVA_Transmission | Internal | Summer | B9 | 800 | 2400 | 0 | 88.74 | 88.72 | 8 | 0
2030 | NonRTO_Midwest_2_TVA_Transmission | NonRTO_Midwest | TVA_Transmission | Internal | Summer | B10 | 1262 | 2400 | 0 | 77.99 | 80.33 | 8 | 0
2030 | NonRTO_Midwest_2_TVA_Transmission | NonRTO_Midwest | TVA_Transmission | Internal | Winter | B16 | 25 | 2400 | 0 | 97.81 | 98.91 | 8 | 0
2030 | NonRTO_Midwest_2_TVA_Transmission | NonRTO_Midwest | TVA_Transmission | Internal | Winter | B17 | 100 | 2400 | 0 | 98.56 | 94.75 | 8 | 0
2030 | NonRTO_Midwest_2_TVA_Transmission | NonRTO_Midwest | TVA_Transmission | Internal | Winter | B18 | 400 | 2400 | 0 | 97 | 93.48 | 8 | 0
2030 | NonRTO_Midwest_2_TVA_Transmission | NonRTO_Midwest | TVA_Transmission | Internal | Winter | B19 | 700 | 2400 | 0 | 87.78 | 87.77 | 8 | 0
2030 | NonRTO_Midwest_2_TVA_Transmission | NonRTO_Midwest | TVA_Transmission | Internal | Winter | B20 | 935 | 2400 | 0 | 85.79 | 82.01 | 8 | 0
2030 | NYISO_A-F_2_NEISO | NYISO_A-F | NEISO | Internal | Shoulder | B11 | 25 | 600 | 0 | 81.82 | 78.82 | 3 | 0
2030 | NYISO_A-F_2_NEISO | NYISO_A-F | NEISO | Internal | Shoulder | B12 | 200 | 600 | 0 | 80.71 | 77.71 | 3 | 0
2030 | NYISO_A-F_2_NEISO | NYISO_A-F | NEISO | Internal | Shoulder | B13 | 600 | 600 | 0 | 78.52 | 77.71 | 3 | 0
2030 | NYISO_A-F_2_NEISO | NYISO_A-F | NEISO | Internal | Shoulder | B14 | 900 | 600 | 0 | 75.54 | 73.08 | 3 | 0
2030 | NYISO_A-F_2_NEISO | NYISO_A-F | NEISO | Internal | Shoulder | B15 | 1203 | 600 | 0 | 75.54 | 73.08 | 3 | 0
2030 | NYISO_A-F_2_NEISO | NYISO_A-F | NEISO | Internal | Summer | B1 | 10 | 600 | 600 | 165.9 | 177.21 | 3 | 8.31
2030 | NYISO_A-F_2_NEISO | NYISO_A-F | NEISO | Internal | Summer | B2 | 25 | 600 | 600 | 173.74 | 179.06 | 3 | 2.32
2030 | NYISO_A-F_2_NEISO | NYISO_A-F | NEISO | Internal | Summer | B3 | 75 | 600 | 0 | 140.15 | 141.32 | 3 | 0
2030 | NYISO_A-F_2_NEISO | NYISO_A-F | NEISO | Internal | Summer | B4 | 100 | 600 | 0 | 122.17 | 116.4 | 3 | 0
2030 | NYISO_A-F_2_NEISO | NYISO_A-F | NEISO | Internal | Summer | B5 | 200 | 600 | 0 | 116.18 | 110.41 | 3 | 0
2030 | NYISO_A-F_2_NEISO | NYISO_A-F | NEISO | Internal | Summer | B6 | 300 | 600 | 0 | 86.34 | 80.85 | 3 | 0
2030 | NYISO_A-F_2_NEISO | NYISO_A-F | NEISO | Internal | Summer | B7 | 400 | 600 | 0 | 83.52 | 77.75 | 3 | 0
2030 | NYISO_A-F_2_NEISO | NYISO_A-F | NEISO | Internal | Summer | B8 | 500 | 600 | 0 | 80.32 | 77.33 | 3 | 0
2030 | NYISO_A-F_2_NEISO | NYISO_A-F | NEISO | Internal | Summer | B9 | 800 | 600 | 0 | 80.32 | 77.33 | 3 | 0
2030 | NYISO_A-F_2_NEISO | NYISO_A-F | NEISO | Internal | Summer | B10 | 1262 | 600 | 0 | 80.32 | 77.33 | 3 | 0
2030 | NYISO_A-F_2_NEISO | NYISO_A-F | NEISO | Internal | Winter | B16 | 25 | 600 | 0 | 86.05 | 87.24 | 3 | 0
2030 | NYISO_A-F_2_NEISO | NYISO_A-F | NEISO | Internal | Winter | B17 | 100 | 600 | 0 | 85.45 | 86.63 | 3 | 0
2030 | NYISO_A-F_2_NEISO | NYISO_A-F | NEISO | Internal | Winter | B18 | 400 | 600 | 0 | 80.89 | 82.06 | 3 | 0
2030 | NYISO_A-F_2_NEISO | NYISO_A-F | NEISO | Internal | Winter | B19 | 700 | 600 | 266.18 | 77.81 | 80.81 | 3 | 0
2030 | NYISO_A-F_2_NEISO | NYISO_A-F | NEISO | Internal | Winter | B20 | 935 | 600 | 373.46 | 77.81 | 80.81 | 3 | 0
2030 | NYISO_A-F_2_NYISO_G-I | NYISO_A-F | NYISO_G-I | Internal | Shoulder | B11 | 25 | 4250 | 4250 | 81.82 | 85.96 | 0.01 | 4.12
2030 | NYISO_A-F_2_NYISO_G-I | NYISO_A-F | NYISO_G-I | Internal | Shoulder | B12 | 200 | 4250 | 4250 | 80.71 | 84.85 | 0.01 | 4.12
2030 | NYISO_A-F_2_NYISO_G-I | NYISO_A-F | NYISO_G-I | Internal | Shoulder | B13 | 600 | 4250 | 4250 | 78.52 | 84.85 | 0.01 | 6.31
2030 | NYISO_A-F_2_NYISO_G-I | NYISO_A-F | NYISO_G-I | Internal | Shoulder | B14 | 900 | 4250 | 4250 | 75.54 | 80.22 | 0.01 | 4.66
2030 | NYISO_A-F_2_NYISO_G-I | NYISO_A-F | NYISO_G-I | Internal | Shoulder | B15 | 1203 | 4250 | 4250 | 75.54 | 76.07 | 0.01 | 0.51
2030 | NYISO_A-F_2_NYISO_G-I | NYISO_A-F | NYISO_G-I | Internal | Summer | B1 | 10 | 4250 | 6784 | 165.9 | 174.21 | 0.01 | 8.3
2030 | NYISO_A-F_2_NYISO_G-I | NYISO_A-F | NYISO_G-I | Internal | Summer | B2 | 25 | 4250 | 6036.44 | 173.74 | 182.05 | 0.01 | 8.3
2030 | NYISO_A-F_2_NYISO_G-I | NYISO_A-F | NYISO_G-I | Internal | Summer | B3 | 75 | 4250 | 5155.54 | 140.15 | 148.46 | 0.01 | 8.3
2030 | NYISO_A-F_2_NYISO_G-I | NYISO_A-F | NYISO_G-I | Internal | Summer | B4 | 100 | 4250 | 4250 | 122.17 | 123.54 | 0.01 | 1.35
2030 | NYISO_A-F_2_NYISO_G-I | NYISO_A-F | NYISO_G-I | Internal | Summer | B5 | 200 | 4250 | 4250 | 116.18 | 117.55 | 0.01 | 1.35
2030 | NYISO_A-F_2_NYISO_G-I | NYISO_A-F | NYISO_G-I | Internal | Summer | B6 | 300 | 4250 | 4250 | 86.34 | 87.98 | 0.01 | 1.63
2030 | NYISO_A-F_2_NYISO_G-I | NYISO_A-F | NYISO_G-I | Internal | Summer | B7 | 400 | 4250 | 4250 | 83.52 | 84.88 | 0.01 | 1.35
2030 | NYISO_A-F_2_NYISO_G-I | NYISO_A-F | NYISO_G-I | Internal | Summer | B8 | 500 | 4250 | 4250 | 80.32 | 82.96 | 0.01 | 2.63
2030 | NYISO_A-F_2_NYISO_G-I | NYISO_A-F | NYISO_G-I | Internal | Summer | B9 | 800 | 4250 | 4250 | 80.32 | 81.31 | 0.01 | 0.98
2030 | NYISO_A-F_2_NYISO_G-I | NYISO_A-F | NYISO_G-I | Internal | Summer | B10 | 1262 | 4250 | 3183.9 | 80.32 | 80.33 | 0.01 | 0
2030 | NYISO_A-F_2_NYISO_G-I | NYISO_A-F | NYISO_G-I | Internal | Winter | B16 | 25 | 4250 | 5724.74 | 86.05 | 94.37 | 0.01 | 8.3
2030 | NYISO_A-F_2_NYISO_G-I | NYISO_A-F | NYISO_G-I | Internal | Winter | B17 | 100 | 4250 | 4929.65 | 85.45 | 93.76 | 0.01 | 8.3
2030 | NYISO_A-F_2_NYISO_G-I | NYISO_A-F | NYISO_G-I | Internal | Winter | B18 | 400 | 4250 | 5106.81 | 80.89 | 89.2 | 0.01 | 8.3
2030 | NYISO_A-F_2_NYISO_G-I | NYISO_A-F | NYISO_G-I | Internal | Winter | B19 | 700 | 4250 | 5697.89 | 77.81 | 86.13 | 0.01 | 8.3
2030 | NYISO_A-F_2_NYISO_G-I | NYISO_A-F | NYISO_G-I | Internal | Winter | B20 | 935 | 4250 | 4250 | 77.81 | 84.07 | 0.01 | 6.24
2030 | NYISO_A-F_2_PJM_ROM | NYISO_A-F | PJM_ROM | Internal | Shoulder | B11 | 25 | 1000 | 1000 | 81.82 | 96 | 8 | 6.18
2030 | NYISO_A-F_2_PJM_ROM | NYISO_A-F | PJM_ROM | Internal | Shoulder | B12 | 200 | 1000 | 1000 | 80.71 | 88.96 | 8 | 0.24
2030 | NYISO_A-F_2_PJM_ROM | NYISO_A-F | PJM_ROM | Internal | Shoulder | B13 | 600 | 1000 | 1000 | 78.52 | 87.64 | 8 | 1.12
2030 | NYISO_A-F_2_PJM_ROM | NYISO_A-F | PJM_ROM | Internal | Shoulder | B14 | 900 | 1000 | 0 | 75.54 | 79.5 | 8 | 0
2030 | NYISO_A-F_2_PJM_ROM | NYISO_A-F | PJM_ROM | Internal | Shoulder | B15 | 1203 | 1000 | 0 | 75.54 | 75.95 | 8 | 0
2030 | NYISO_A-F_2_PJM_ROM | NYISO_A-F | PJM_ROM | Internal | Summer | B1 | 10 | 1000 | 0 | 165.9 | 168.21 | 8 | 0
2030 | NYISO_A-F_2_PJM_ROM | NYISO_A-F | PJM_ROM | Internal | Summer | B2 | 25 | 1000 | 0 | 173.74 | 176.04 | 8 | 0
2030 | NYISO_A-F_2_PJM_ROM | NYISO_A-F | PJM_ROM | Internal | Summer | B3 | 75 | 1000 | 1000 | 140.15 | 156.47 | 8 | 8.32
2030 | NYISO_A-F_2_PJM_ROM | NYISO_A-F | PJM_ROM | Internal | Summer | B4 | 100 | 1000 | 2837.24 | 122.17 | 140.3 | 8 | 10.12
2030 | NYISO_A-F_2_PJM_ROM | NYISO_A-F | PJM_ROM | Internal | Summer | B5 | 200 | 1000 | 4922.05 | 116.18 | 134.3 | 8 | 10.12
2030 | NYISO_A-F_2_PJM_ROM | NYISO_A-F | PJM_ROM | Internal | Summer | B6 | 300 | 1000 | 1000 | 86.34 | 101.5 | 8 | 7.16
2030 | NYISO_A-F_2_PJM_ROM | NYISO_A-F | PJM_ROM | Internal | Summer | B7 | 400 | 1000 | 1000 | 83.52 | 92.86 | 8 | 1.34
2030 | NYISO_A-F_2_PJM_ROM | NYISO_A-F | PJM_ROM | Internal | Summer | B8 | 500 | 1000 | 0 | 80.32 | 87.39 | 8 | 0
2030 | NYISO_A-F_2_PJM_ROM | NYISO_A-F | PJM_ROM | Internal | Summer | B9 | 800 | 1000 | 0 | 80.32 | 85.02 | 8 | 0
2030 | NYISO_A-F_2_PJM_ROM | NYISO_A-F | PJM_ROM | Internal | Summer | B10 | 1262 | 1000 | 0 | 80.32 | 74.34 | 8 | 0
2030 | NYISO_A-F_2_PJM_ROM | NYISO_A-F | PJM_ROM | Internal | Winter | B16 | 25 | 1000 | 0 | 86.05 | 93.93 | 8 | 0
2030 | NYISO_A-F_2_PJM_ROM | NYISO_A-F | PJM_ROM | Internal | Winter | B17 | 100 | 1000 | 932.88 | 85.45 | 93.45 | 8 | 0
2030 | NYISO_A-F_2_PJM_ROM | NYISO_A-F | PJM_ROM | Internal | Winter | B18 | 400 | 1000 | 1000 | 80.89 | 92.01 | 8 | 3.12
2030 | NYISO_A-F_2_PJM_ROM | NYISO_A-F | PJM_ROM | Internal | Winter | B19 | 700 | 1000 | 0 | 77.81 | 83.68 | 8 | 0
2030 | NYISO_A-F_2_PJM_ROM | NYISO_A-F | PJM_ROM | Internal | Winter | B20 | 935 | 1000 | 0 | 77.81 | 79.79 | 8 | 0
2030 | NYISO_G-I_2_NEISO | NYISO_G-I | NEISO | Internal | Shoulder | B11 | 25 | 600 | 0 | 85.96 | 78.82 | 3 | 0
2030 | NYISO_G-I_2_NEISO | NYISO_G-I | NEISO | Internal | Shoulder | B12 | 200 | 600 | 0 | 84.85 | 77.71 | 3 | 0
2030 | NYISO_G-I_2_NEISO | NYISO_G-I | NEISO | Internal | Shoulder | B13 | 600 | 600 | 0 | 84.85 | 77.71 | 3 | 0
2030 | NYISO_G-I_2_NEISO | NYISO_G-I | NEISO | Internal | Shoulder | B14 | 900 | 600 | 0 | 80.22 | 73.08 | 3 | 0
2030 | NYISO_G-I_2_NEISO | NYISO_G-I | NEISO | Internal | Shoulder | B15 | 1203 | 600 | 0 | 76.07 | 73.08 | 3 | 0
2030 | NYISO_G-I_2_NEISO | NYISO_G-I | NEISO | Internal | Summer | B1 | 10 | 600 | 132.87 | 174.21 | 177.21 | 3 | 0
2030 | NYISO_G-I_2_NEISO | NYISO_G-I | NEISO | Internal | Summer | B2 | 25 | 600 | 0 | 182.05 | 179.06 | 3 | 0
2030 | NYISO_G-I_2_NEISO | NYISO_G-I | NEISO | Internal | Summer | B3 | 75 | 600 | 0 | 148.46 | 141.32 | 3 | 0
2030 | NYISO_G-I_2_NEISO | NYISO_G-I | NEISO | Internal | Summer | B4 | 100 | 600 | 0 | 123.54 | 116.4 | 3 | 0
2030 | NYISO_G-I_2_NEISO | NYISO_G-I | NEISO | Internal | Summer | B5 | 200 | 600 | 0 | 117.55 | 110.41 | 3 | 0
2030 | NYISO_G-I_2_NEISO | NYISO_G-I | NEISO | Internal | Summer | B6 | 300 | 600 | 0 | 87.98 | 80.85 | 3 | 0
2030 | NYISO_G-I_2_NEISO | NYISO_G-I | NEISO | Internal | Summer | B7 | 400 | 600 | 0 | 84.88 | 77.75 | 3 | 0
2030 | NYISO_G-I_2_NEISO | NYISO_G-I | NEISO | Internal | Summer | B8 | 500 | 600 | 0 | 82.96 | 77.33 | 3 | 0
2030 | NYISO_G-I_2_NEISO | NYISO_G-I | NEISO | Internal | Summer | B9 | 800 | 600 | 0 | 81.31 | 77.33 | 3 | 0
2030 | NYISO_G-I_2_NEISO | NYISO_G-I | NEISO | Internal | Summer | B10 | 1262 | 600 | 0 | 80.33 | 77.33 | 3 | 0
2030 | NYISO_G-I_2_NEISO | NYISO_G-I | NEISO | Internal | Winter | B16 | 25 | 600 | 0 | 94.37 | 87.24 | 3 | 0
2030 | NYISO_G-I_2_NEISO | NYISO_G-I | NEISO | Internal | Winter | B17 | 100 | 600 | 0 | 93.76 | 86.63 | 3 | 0
2030 | NYISO_G-I_2_NEISO | NYISO_G-I | NEISO | Internal | Winter | B18 | 400 | 600 | 0 | 89.2 | 82.06 | 3 | 0
2030 | NYISO_G-I_2_NEISO | NYISO_G-I | NEISO | Internal | Winter | B19 | 700 | 600 | 0 | 86.13 | 80.81 | 3 | 0
2030 | NYISO_G-I_2_NEISO | NYISO_G-I | NEISO | Internal | Winter | B20 | 935 | 600 | 0 | 84.07 | 80.81 | 3 | 0
2030 | NYISO_G-I_2_NYISO_J-K | NYISO_G-I | NYISO_J-K | Internal | Shoulder | B11 | 25 | 6130 | 3670.05 | 85.96 | 85.97 | 0.01 | 0
2030 | NYISO_G-I_2_NYISO_J-K | NYISO_G-I | NYISO_J-K | Internal | Shoulder | B12 | 200 | 6130 | 4397.62 | 84.85 | 84.86 | 0.01 | 0
2030 | NYISO_G-I_2_NYISO_J-K | NYISO_G-I | NYISO_J-K | Internal | Shoulder | B13 | 600 | 6130 | 4507.56 | 84.85 | 84.86 | 0.01 | 0
2030 | NYISO_G-I_2_NYISO_J-K | NYISO_G-I | NYISO_J-K | Internal | Shoulder | B14 | 900 | 6130 | 4652.35 | 80.22 | 80.23 | 0.01 | 0
2030 | NYISO_G-I_2_NYISO_J-K | NYISO_G-I | NYISO_J-K | Internal | Shoulder | B15 | 1203 | 6130 | 4449.9 | 76.07 | 76.08 | 0.01 | 0
2030 | NYISO_G-I_2_NYISO_J-K | NYISO_G-I | NYISO_J-K | Internal | Summer | B1 | 10 | 6130 | 6322.21 | 174.21 | 174.24 | 0.01 | 0.01
2030 | NYISO_G-I_2_NYISO_J-K | NYISO_G-I | NYISO_J-K | Internal | Summer | B2 | 25 | 6130 | 5859.2 | 182.05 | 182.06 | 0.01 | 0
2030 | NYISO_G-I_2_NYISO_J-K | NYISO_G-I | NYISO_J-K | Internal | Summer | B3 | 75 | 6130 | 5406.79 | 148.46 | 148.47 | 0.01 | 0
2030 | NYISO_G-I_2_NYISO_J-K | NYISO_G-I | NYISO_J-K | Internal | Summer | B4 | 100 | 6130 | 3739 | 123.54 | 123.55 | 0.01 | 0
2030 | NYISO_G-I_2_NYISO_J-K | NYISO_G-I | NYISO_J-K | Internal | Summer | B5 | 200 | 6130 | 3872.57 | 117.55 | 117.56 | 0.01 | 0
2030 | NYISO_G-I_2_NYISO_J-K | NYISO_G-I | NYISO_J-K | Internal | Summer | B6 | 300 | 6130 | 4039.44 | 87.98 | 88 | 0.01 | 0
2030 | NYISO_G-I_2_NYISO_J-K | NYISO_G-I | NYISO_J-K | Internal | Summer | B7 | 400 | 6130 | 5697.12 | 84.88 | 84.89 | 0.01 | 0
2030 | NYISO_G-I_2_NYISO_J-K | NYISO_G-I | NYISO_J-K | Internal | Summer | B8 | 500 | 6130 | 5292.95 | 82.96 | 82.97 | 0.01 | 0
2030 | NYISO_G-I_2_NYISO_J-K | NYISO_G-I | NYISO_J-K | Internal | Summer | B9 | 800 | 6130 | 4975.89 | 81.31 | 81.32 | 0.01 | 0
2030 | NYISO_G-I_2_NYISO_J-K | NYISO_G-I | NYISO_J-K | Internal | Summer | B10 | 1262 | 6130 | 4295.53 | 80.33 | 80.34 | 0.01 | 0
2030 | NYISO_G-I_2_NYISO_J-K | NYISO_G-I | NYISO_J-K | Internal | Winter | B16 | 25 | 6130 | 6258.37 | 94.37 | 94.39 | 0.01 | 0.01
2030 | NYISO_G-I_2_NYISO_J-K | NYISO_G-I | NYISO_J-K | Internal | Winter | B17 | 100 | 6130 | 5468.57 | 93.76 | 93.77 | 0.01 | 0
2030 | NYISO_G-I_2_NYISO_J-K | NYISO_G-I | NYISO_J-K | Internal | Winter | B18 | 400 | 6130 | 5697.28 | 89.2 | 89.21 | 0.01 | 0
2030 | NYISO_G-I_2_NYISO_J-K | NYISO_G-I | NYISO_J-K | Internal | Winter | B19 | 700 | 6130 | 6443.95 | 86.13 | 86.15 | 0.01 | 0.01
2030 | NYISO_G-I_2_NYISO_J-K | NYISO_G-I | NYISO_J-K | Internal | Winter | B20 | 935 | 6130 | 5389.49 | 84.07 | 84.08 | 0.01 | 0
2030 | NYISO_G-I_2_PJM_E | NYISO_G-I | PJM_E | Internal | Shoulder | B11 | 25 | 1500 | 1500 | 85.96 | 95.98 | 8 | 2.03
2030 | NYISO_G-I_2_PJM_E | NYISO_G-I | PJM_E | Internal | Shoulder | B12 | 200 | 1500 | 0 | 84.85 | 88.94 | 8 | 0
2030 | NYISO_G-I_2_PJM_E | NYISO_G-I | PJM_E | Internal | Shoulder | B13 | 600 | 1500 | 0 | 84.85 | 87.66 | 8 | 0
2030 | NYISO_G-I_2_PJM_E | NYISO_G-I | PJM_E | Internal | Shoulder | B14 | 900 | 1500 | 0 | 80.22 | 79.51 | 8 | 0
2030 | NYISO_G-I_2_PJM_E | NYISO_G-I | PJM_E | Internal | Shoulder | B15 | 1203 | 1500 | 0 | 76.07 | 75.96 | 8 | 0
2030 | NYISO_G-I_2_PJM_E | NYISO_G-I | PJM_E | Internal | Summer | B1 | 10 | 1500 | 0 | 174.21 | 168.23 | 8 | 0
2030 | NYISO_G-I_2_PJM_E | NYISO_G-I | PJM_E | Internal | Summer | B2 | 25 | 1500 | 0 | 182.05 | 176.05 | 8 | 0
2030 | NYISO_G-I_2_PJM_E | NYISO_G-I | PJM_E | Internal | Summer | B3 | 75 | 1500 | 509.54 | 148.46 | 156.46 | 8 | 0
2030 | NYISO_G-I_2_PJM_E | NYISO_G-I | PJM_E | Internal | Summer | B4 | 100 | 1500 | 1500 | 123.54 | 140.28 | 8 | 8.75
2030 | NYISO_G-I_2_PJM_E | NYISO_G-I | PJM_E | Internal | Summer | B5 | 200 | 1500 | 1500 | 117.55 | 134.29 | 8 | 8.75
2030 | NYISO_G-I_2_PJM_E | NYISO_G-I | PJM_E | Internal | Summer | B6 | 300 | 1500 | 1500 | 87.98 | 101.48 | 8 | 5.5
2030 | NYISO_G-I_2_PJM_E | NYISO_G-I | PJM_E | Internal | Summer | B7 | 400 | 1500 | 0 | 84.88 | 92.85 | 8 | 0
2030 | NYISO_G-I_2_PJM_E | NYISO_G-I | PJM_E | Internal | Summer | B8 | 500 | 1500 | 0 | 82.96 | 87.37 | 8 | 0
2030 | NYISO_G-I_2_PJM_E | NYISO_G-I | PJM_E | Internal | Summer | B9 | 800 | 1500 | 0 | 81.31 | 85.01 | 8 | 0
2030 | NYISO_G-I_2_PJM_E | NYISO_G-I | PJM_E | Internal | Summer | B10 | 1262 | 1500 | 0 | 80.33 | 74.33 | 8 | 0
2030 | NYISO_G-I_2_PJM_E | NYISO_G-I | PJM_E | Internal | Winter | B16 | 25 | 1500 | 0 | 94.37 | 93.94 | 8 | 0
2030 | NYISO_G-I_2_PJM_E | NYISO_G-I | PJM_E | Internal | Winter | B17 | 100 | 1500 | 0 | 93.76 | 93.46 | 8 | 0
2030 | NYISO_G-I_2_PJM_E | NYISO_G-I | PJM_E | Internal | Winter | B18 | 400 | 1500 | 0 | 89.2 | 92.02 | 8 | 0
2030 | NYISO_G-I_2_PJM_E | NYISO_G-I | PJM_E | Internal | Winter | B19 | 700 | 1500 | 0 | 86.13 | 83.69 | 8 | 0
2030 | NYISO_G-I_2_PJM_E | NYISO_G-I | PJM_E | Internal | Winter | B20 | 935 | 1500 | 0 | 84.07 | 79.8 | 8 | 0
2030 | NYISO_J-K_2_PJM_E_OL | NYISO_J-K | PJM_E | Internal | Shoulder | B11 | 25 | 99999 | 0 | 85.97 | 95.98 | 18.53 | 0
2030 | NYISO_J-K_2_PJM_E_OL | NYISO_J-K | PJM_E | Internal | Shoulder | B12 | 200 | 99999 | 0 | 84.86 | 88.94 | 18.53 | 0
2030 | NYISO_J-K_2_PJM_E_OL | NYISO_J-K | PJM_E | Internal | Shoulder | B13 | 600 | 99999 | 0 | 84.86 | 87.66 | 18.53 | 0
2030 | NYISO_J-K_2_PJM_E_OL | NYISO_J-K | PJM_E | Internal | Shoulder | B14 | 900 | 99999 | 0 | 80.23 | 79.51 | 18.53 | 0
2030 | NYISO_J-K_2_PJM_E_OL | NYISO_J-K | PJM_E | Internal | Shoulder | B15 | 1203 | 99999 | 0 | 76.08 | 75.96 | 18.53 | 0
2030 | NYISO_J-K_2_PJM_E_OL | NYISO_J-K | PJM_E | Internal | Summer | B1 | 10 | 99999 | 0 | 174.24 | 168.23 | 18.53 | 0
2030 | NYISO_J-K_2_PJM_E_OL | NYISO_J-K | PJM_E | Internal | Summer | B2 | 25 | 99999 | 0 | 182.06 | 176.05 | 18.53 | 0
2030 | NYISO_J-K_2_PJM_E_OL | NYISO_J-K | PJM_E | Internal | Summer | B3 | 75 | 99999 | 0 | 148.47 | 156.46 | 18.53 | 0
2030 | NYISO_J-K_2_PJM_E_OL | NYISO_J-K | PJM_E | Internal | Summer | B4 | 100 | 99999 | 0 | 123.55 | 140.28 | 18.53 | 0
2030 | NYISO_J-K_2_PJM_E_OL | NYISO_J-K | PJM_E | Internal | Summer | B5 | 200 | 99999 | 0 | 117.56 | 134.29 | 18.53 | 0
2030 | NYISO_J-K_2_PJM_E_OL | NYISO_J-K | PJM_E | Internal | Summer | B6 | 300 | 99999 | 0 | 88 | 101.48 | 18.53 | 0
2030 | NYISO_J-K_2_PJM_E_OL | NYISO_J-K | PJM_E | Internal | Summer | B7 | 400 | 99999 | 0 | 84.89 | 92.85 | 18.53 | 0
2030 | NYISO_J-K_2_PJM_E_OL | NYISO_J-K | PJM_E | Internal | Summer | B8 | 500 | 99999 | 0 | 82.97 | 87.37 | 18.53 | 0
2030 | NYISO_J-K_2_PJM_E_OL | NYISO_J-K | PJM_E | Internal | Summer | B9 | 800 | 99999 | 0 | 81.32 | 85.01 | 18.53 | 0
2030 | NYISO_J-K_2_PJM_E_OL | NYISO_J-K | PJM_E | Internal | Summer | B10 | 1262 | 99999 | 0 | 80.34 | 74.33 | 18.53 | 0
2030 | NYISO_J-K_2_PJM_E_OL | NYISO_J-K | PJM_E | Internal | Winter | B16 | 25 | 99999 | 0 | 94.39 | 93.94 | 18.53 | 0
2030 | NYISO_J-K_2_PJM_E_OL | NYISO_J-K | PJM_E | Internal | Winter | B17 | 100 | 99999 | 0 | 93.77 | 93.46 | 18.53 | 0
2030 | NYISO_J-K_2_PJM_E_OL | NYISO_J-K | PJM_E | Internal | Winter | B18 | 400 | 99999 | 0 | 89.21 | 92.02 | 18.53 | 0
2030 | NYISO_J-K_2_PJM_E_OL | NYISO_J-K | PJM_E | Internal | Winter | B19 | 700 | 99999 | 0 | 86.15 | 83.69 | 18.53 | 0
2030 | NYISO_J-K_2_PJM_E_OL | NYISO_J-K | PJM_E | Internal | Winter | B20 | 935 | 99999 | 0 | 84.08 | 79.8 | 18.53 | 0
2030 | PJM_E_2_NYISO_G-I | PJM_E | NYISO_G-I | Internal | Shoulder | B11 | 25 | 500 | 0 | 95.98 | 85.96 | 6 | 0
2030 | PJM_E_2_NYISO_G-I | PJM_E | NYISO_G-I | Internal | Shoulder | B12 | 200 | 500 | 0 | 88.94 | 84.85 | 6 | 0
2030 | PJM_E_2_NYISO_G-I | PJM_E | NYISO_G-I | Internal | Shoulder | B13 | 600 | 500 | 0 | 87.66 | 84.85 | 6 | 0
2030 | PJM_E_2_NYISO_G-I | PJM_E | NYISO_G-I | Internal | Shoulder | B14 | 900 | 500 | 0 | 79.51 | 80.22 | 6 | 0
2030 | PJM_E_2_NYISO_G-I | PJM_E | NYISO_G-I | Internal | Shoulder | B15 | 1203 | 500 | 0 | 75.96 | 76.07 | 6 | 0
2030 | PJM_E_2_NYISO_G-I | PJM_E | NYISO_G-I | Internal | Summer | B1 | 10 | 500 | 0 | 168.23 | 174.21 | 6 | 0
2030 | PJM_E_2_NYISO_G-I | PJM_E | NYISO_G-I | Internal | Summer | B2 | 25 | 500 | 31.58 | 176.05 | 182.05 | 6 | 0
2030 | PJM_E_2_NYISO_G-I | PJM_E | NYISO_G-I | Internal | Summer | B3 | 75 | 500 | 0 | 156.46 | 148.46 | 6 | 0
2030 | PJM_E_2_NYISO_G-I | PJM_E | NYISO_G-I | Internal | Summer | B4 | 100 | 500 | 0 | 140.28 | 123.54 | 6 | 0
2030 | PJM_E_2_NYISO_G-I | PJM_E | NYISO_G-I | Internal | Summer | B5 | 200 | 500 | 0 | 134.29 | 117.55 | 6 | 0
2030 | PJM_E_2_NYISO_G-I | PJM_E | NYISO_G-I | Internal | Summer | B6 | 300 | 500 | 0 | 101.48 | 87.98 | 6 | 0
2030 | PJM_E_2_NYISO_G-I | PJM_E | NYISO_G-I | Internal | Summer | B7 | 400 | 500 | 0 | 92.85 | 84.88 | 6 | 0
2030 | PJM_E_2_NYISO_G-I | PJM_E | NYISO_G-I | Internal | Summer | B8 | 500 | 500 | 0 | 87.37 | 82.96 | 6 | 0
2030 | PJM_E_2_NYISO_G-I | PJM_E | NYISO_G-I | Internal | Summer | B9 | 800 | 500 | 0 | 85.01 | 81.31 | 6 | 0
2030 | PJM_E_2_NYISO_G-I | PJM_E | NYISO_G-I | Internal | Summer | B10 | 1262 | 500 | 107.22 | 74.33 | 80.33 | 6 | 0
2030 | PJM_E_2_NYISO_G-I | PJM_E | NYISO_G-I | Internal | Winter | B16 | 25 | 500 | 0 | 93.94 | 94.37 | 6 | 0
2030 | PJM_E_2_NYISO_G-I | PJM_E | NYISO_G-I | Internal | Winter | B17 | 100 | 500 | 0 | 93.46 | 93.76 | 6 | 0
2030 | PJM_E_2_NYISO_G-I | PJM_E | NYISO_G-I | Internal | Winter | B18 | 400 | 500 | 0 | 92.02 | 89.2 | 6 | 0
2030 | PJM_E_2_NYISO_G-I | PJM_E | NYISO_G-I | Internal | Winter | B19 | 700 | 500 | 0 | 83.69 | 86.13 | 6 | 0
2030 | PJM_E_2_NYISO_G-I | PJM_E | NYISO_G-I | Internal | Winter | B20 | 935 | 500 | 0 | 79.8 | 84.07 | 6 | 0
2030 | PJM_E_2_NYISO_J-K | PJM_E | NYISO_J-K | Internal | Shoulder | B11 | 25 | 330 | 0 | 95.98 | 85.97 | 6 | 0
2030 | PJM_E_2_NYISO_J-K | PJM_E | NYISO_J-K | Internal | Shoulder | B12 | 200 | 330 | 0 | 88.94 | 84.86 | 6 | 0
2030 | PJM_E_2_NYISO_J-K | PJM_E | NYISO_J-K | Internal | Shoulder | B13 | 600 | 330 | 0 | 87.66 | 84.86 | 6 | 0
2030 | PJM_E_2_NYISO_J-K | PJM_E | NYISO_J-K | Internal | Shoulder | B14 | 900 | 330 | 0 | 79.51 | 80.23 | 6 | 0
2030 | PJM_E_2_NYISO_J-K | PJM_E | NYISO_J-K | Internal | Shoulder | B15 | 1203 | 330 | 0 | 75.96 | 76.08 | 6 | 0
2030 | PJM_E_2_NYISO_J-K | PJM_E | NYISO_J-K | Internal | Summer | B1 | 10 | 330 | 1628.06 | 168.23 | 174.24 | 6 | 0.01
2030 | PJM_E_2_NYISO_J-K | PJM_E | NYISO_J-K | Internal | Summer | B2 | 25 | 330 | 374.76 | 176.05 | 182.06 | 6 | 0.01
2030 | PJM_E_2_NYISO_J-K | PJM_E | NYISO_J-K | Internal | Summer | B3 | 75 | 330 | 0 | 156.46 | 148.47 | 6 | 0
2030 | PJM_E_2_NYISO_J-K | PJM_E | NYISO_J-K | Internal | Summer | B4 | 100 | 330 | 0 | 140.28 | 123.55 | 6 | 0
2030 | PJM_E_2_NYISO_J-K | PJM_E | NYISO_J-K | Internal | Summer | B5 | 200 | 330 | 0 | 134.29 | 117.56 | 6 | 0
2030 | PJM_E_2_NYISO_J-K | PJM_E | NYISO_J-K | Internal | Summer | B6 | 300 | 330 | 0 | 101.48 | 88 | 6 | 0
2030 | PJM_E_2_NYISO_J-K | PJM_E | NYISO_J-K | Internal | Summer | B7 | 400 | 330 | 0 | 92.85 | 84.89 | 6 | 0
2030 | PJM_E_2_NYISO_J-K | PJM_E | NYISO_J-K | Internal | Summer | B8 | 500 | 330 | 0 | 87.37 | 82.97 | 6 | 0
2030 | PJM_E_2_NYISO_J-K | PJM_E | NYISO_J-K | Internal | Summer | B9 | 800 | 330 | 0 | 85.01 | 81.32 | 6 | 0
2030 | PJM_E_2_NYISO_J-K | PJM_E | NYISO_J-K | Internal | Summer | B10 | 1262 | 330 | 552.69 | 74.33 | 80.34 | 6 | 0.01
2030 | PJM_E_2_NYISO_J-K | PJM_E | NYISO_J-K | Internal | Winter | B16 | 25 | 330 | 0 | 93.94 | 94.39 | 6 | 0
2030 | PJM_E_2_NYISO_J-K | PJM_E | NYISO_J-K | Internal | Winter | B17 | 100 | 330 | 0 | 93.46 | 93.77 | 6 | 0
2030 | PJM_E_2_NYISO_J-K | PJM_E | NYISO_J-K | Internal | Winter | B18 | 400 | 330 | 0 | 92.02 | 89.21 | 6 | 0
2030 | PJM_E_2_NYISO_J-K | PJM_E | NYISO_J-K | Internal | Winter | B19 | 700 | 330 | 0 | 83.69 | 86.15 | 6 | 0
2030 | PJM_E_2_NYISO_J-K | PJM_E | NYISO_J-K | Internal | Winter | B20 | 935 | 330 | 0 | 79.8 | 84.08 | 6 | 0
2030 | PJM_E_2_PJM_ROM | PJM_E | PJM_ROM | Internal | Shoulder | B11 | 25 | 8000 | 5784.44 | 95.98 | 96 | 0.01 | 0
2030 | PJM_E_2_PJM_ROM | PJM_E | PJM_ROM | Internal | Shoulder | B12 | 200 | 8000 | 1862.27 | 88.94 | 88.96 | 0.01 | 0
2030 | PJM_E_2_PJM_ROM | PJM_E | PJM_ROM | Internal | Shoulder | B13 | 600 | 8000 | 0 | 87.66 | 87.64 | 0.01 | 0
2030 | PJM_E_2_PJM_ROM | PJM_E | PJM_ROM | Internal | Shoulder | B14 | 900 | 8000 | 0 | 79.51 | 79.5 | 0.01 | 0
2030 | PJM_E_2_PJM_ROM | PJM_E | PJM_ROM | Internal | Shoulder | B15 | 1203 | 8000 | 0 | 75.96 | 75.95 | 0.01 | 0
2030 | PJM_E_2_PJM_ROM | PJM_E | PJM_ROM | Internal | Summer | B1 | 10 | 8000 | 0 | 168.23 | 168.21 | 0.01 | 0
2030 | PJM_E_2_PJM_ROM | PJM_E | PJM_ROM | Internal | Summer | B2 | 25 | 8000 | 0 | 176.05 | 176.04 | 0.01 | 0
2030 | PJM_E_2_PJM_ROM | PJM_E | PJM_ROM | Internal | Summer | B3 | 75 | 8000 | 2056.6 | 156.46 | 156.47 | 0.01 | 0
2030 | PJM_E_2_PJM_ROM | PJM_E | PJM_ROM | Internal | Summer | B4 | 100 | 8000 | 4730.85 | 140.28 | 140.3 | 0.01 | 0
2030 | PJM_E_2_PJM_ROM | PJM_E | PJM_ROM | Internal | Summer | B5 | 200 | 8000 | 5646.91 | 134.29 | 134.3 | 0.01 | 0
2030 | PJM_E_2_PJM_ROM | PJM_E | PJM_ROM | Internal | Summer | B6 | 300 | 8000 | 4477.93 | 101.48 | 101.5 | 0.01 | 0
2030 | PJM_E_2_PJM_ROM | PJM_E | PJM_ROM | Internal | Summer | B7 | 400 | 8000 | 4315.26 | 92.85 | 92.86 | 0.01 | 0
2030 | PJM_E_2_PJM_ROM | PJM_E | PJM_ROM | Internal | Summer | B8 | 500 | 8000 | 2754.59 | 87.37 | 87.39 | 0.01 | 0
2030 | PJM_E_2_PJM_ROM | PJM_E | PJM_ROM | Internal | Summer | B9 | 800 | 8000 | 1017.05 | 85.01 | 85.02 | 0.01 | 0
2030 | PJM_E_2_PJM_ROM | PJM_E | PJM_ROM | Internal | Summer | B10 | 1262 | 8000 | 1279.33 | 74.33 | 74.34 | 0.01 | 0
2030 | PJM_E_2_PJM_ROM | PJM_E | PJM_ROM | Internal | Winter | B16 | 25 | 8000 | 0 | 93.94 | 93.93 | 0.01 | 0
2030 | PJM_E_2_PJM_ROM | PJM_E | PJM_ROM | Internal | Winter | B17 | 100 | 8000 | 0 | 93.46 | 93.45 | 0.01 | 0
2030 | PJM_E_2_PJM_ROM | PJM_E | PJM_ROM | Internal | Winter | B18 | 400 | 8000 | 0 | 92.02 | 92.01 | 0.01 | 0
2030 | PJM_E_2_PJM_ROM | PJM_E | PJM_ROM | Internal | Winter | B19 | 700 | 8000 | 0 | 83.69 | 83.68 | 0.01 | 0
2030 | PJM_E_2_PJM_ROM | PJM_E | PJM_ROM | Internal | Winter | B20 | 935 | 8000 | 0 | 79.8 | 79.79 | 0.01 | 0
2030 | PJM_ROR_2_MISO_IN | PJM_ROR | MISO_IN | Internal | Shoulder | B11 | 25 | 909 | 0 | 96.01 | 87.56 | 2 | 0
2030 | PJM_ROR_2_MISO_IN | PJM_ROR | MISO_IN | Internal | Shoulder | B12 | 200 | 909 | 0 | 88.94 | 86.91 | 2 | 0
2030 | PJM_ROR_2_MISO_IN | PJM_ROR | MISO_IN | Internal | Shoulder | B13 | 600 | 909 | 0 | 87.5 | 85.47 | 2 | 0
2030 | PJM_ROR_2_MISO_IN | PJM_ROR | MISO_IN | Internal | Shoulder | B14 | 900 | 909 | 0 | 78.61 | 76.6 | 2 | 0
2030 | PJM_ROR_2_MISO_IN | PJM_ROR | MISO_IN | Internal | Shoulder | B15 | 1203 | 909 | 0 | 75.83 | 75.62 | 2 | 0
2030 | PJM_ROR_2_MISO_IN | PJM_ROR | MISO_IN | Internal | Summer | B1 | 10 | 909 | 0 | 167.32 | 158.88 | 2 | 0
2030 | PJM_ROR_2_MISO_IN | PJM_ROR | MISO_IN | Internal | Summer | B2 | 25 | 909 | 0 | 175.15 | 166.7 | 2 | 0
2030 | PJM_ROR_2_MISO_IN | PJM_ROR | MISO_IN | Internal | Summer | B3 | 75 | 909 | 0 | 156.46 | 148.01 | 2 | 0
2030 | PJM_ROR_2_MISO_IN | PJM_ROR | MISO_IN | Internal | Summer | B4 | 100 | 909 | 0 | 140.31 | 139.2 | 2 | 0
2030 | PJM_ROR_2_MISO_IN | PJM_ROR | MISO_IN | Internal | Summer | B5 | 200 | 909 | 0 | 134.32 | 132.33 | 2 | 0
2030 | PJM_ROR_2_MISO_IN | PJM_ROR | MISO_IN | Internal | Summer | B6 | 300 | 909 | 0 | 101.51 | 99.52 | 2 | 0
2030 | PJM_ROR_2_MISO_IN | PJM_ROR | MISO_IN | Internal | Summer | B7 | 400 | 909 | 0 | 92.85 | 88.9 | 2 | 0
2030 | PJM_ROR_2_MISO_IN | PJM_ROR | MISO_IN | Internal | Summer | B8 | 500 | 909 | 0 | 87.37 | 85.34 | 2 | 0
2030 | PJM_ROR_2_MISO_IN | PJM_ROR | MISO_IN | Internal | Summer | B9 | 800 | 909 | 0 | 85.01 | 80.74 | 2 | 0
2030 | PJM_ROR_2_MISO_IN | PJM_ROR | MISO_IN | Internal | Summer | B10 | 1262 | 909 | 0 | 74.33 | 74.56 | 2 | 0
2030 | PJM_ROR_2_MISO_IN | PJM_ROR | MISO_IN | Internal | Winter | B16 | 25 | 909 | 0 | 93.04 | 89.81 | 2 | 0
2030 | PJM_ROR_2_MISO_IN | PJM_ROR | MISO_IN | Internal | Winter | B17 | 100 | 909 | 0 | 92.56 | 90.56 | 2 | 0
2030 | PJM_ROR_2_MISO_IN | PJM_ROR | MISO_IN | Internal | Winter | B18 | 400 | 909 | 0 | 91.12 | 89 | 2 | 0
2030 | PJM_ROR_2_MISO_IN | PJM_ROR | MISO_IN | Internal | Winter | B19 | 700 | 909 | 0 | 82.79 | 79.78 | 2 | 0
2030 | PJM_ROR_2_MISO_IN | PJM_ROR | MISO_IN | Internal | Winter | B20 | 935 | 909 | 0 | 78.9 | 77.79 | 2 | 0
2030 | PJM_ROR_2_MISO_MI | PJM_ROR | MISO_MI | Internal | Shoulder | B11 | 25 | 1305 | 0 | 96.01 | 87.57 | 2 | 0
2030 | PJM_ROR_2_MISO_MI | PJM_ROR | MISO_MI | Internal | Shoulder | B12 | 200 | 1305 | 0 | 88.94 | 86.93 | 2 | 0
2030 | PJM_ROR_2_MISO_MI | PJM_ROR | MISO_MI | Internal | Shoulder | B13 | 600 | 1305 | 0 | 87.5 | 85.48 | 2 | 0
2030 | PJM_ROR_2_MISO_MI | PJM_ROR | MISO_MI | Internal | Shoulder | B14 | 900 | 1305 | 0 | 78.61 | 76.61 | 2 | 0
2030 | PJM_ROR_2_MISO_MI | PJM_ROR | MISO_MI | Internal | Shoulder | B15 | 1203 | 1305 | 0 | 75.83 | 75.63 | 2 | 0
2030 | PJM_ROR_2_MISO_MI | PJM_ROR | MISO_MI | Internal | Summer | B1 | 10 | 1305 | 0 | 167.32 | 158.85 | 2 | 0
2030 | PJM_ROR_2_MISO_MI | PJM_ROR | MISO_MI | Internal | Summer | B2 | 25 | 1305 | 0 | 175.15 | 166.68 | 2 | 0
2030 | PJM_ROR_2_MISO_MI | PJM_ROR | MISO_MI | Internal | Summer | B3 | 75 | 1305 | 0 | 156.46 | 147.99 | 2 | 0
2030 | PJM_ROR_2_MISO_MI | PJM_ROR | MISO_MI | Internal | Summer | B4 | 100 | 1305 | 0 | 140.31 | 139.17 | 2 | 0
2030 | PJM_ROR_2_MISO_MI | PJM_ROR | MISO_MI | Internal | Summer | B5 | 200 | 1305 | 0 | 134.32 | 132.3 | 2 | 0
2030 | PJM_ROR_2_MISO_MI | PJM_ROR | MISO_MI | Internal | Summer | B6 | 300 | 1305 | 0 | 101.51 | 99.51 | 2 | 0
2030 | PJM_ROR_2_MISO_MI | PJM_ROR | MISO_MI | Internal | Summer | B7 | 400 | 1305 | 0 | 92.85 | 88.88 | 2 | 0
2030 | PJM_ROR_2_MISO_MI | PJM_ROR | MISO_MI | Internal | Summer | B8 | 500 | 1305 | 0 | 87.37 | 85.36 | 2 | 0
2030 | PJM_ROR_2_MISO_MI | PJM_ROR | MISO_MI | Internal | Summer | B9 | 800 | 1305 | 0 | 85.01 | 80.75 | 2 | 0
2030 | PJM_ROR_2_MISO_MI | PJM_ROR | MISO_MI | Internal | Summer | B10 | 1262 | 1305 | 0 | 74.33 | 74.57 | 2 | 0
2030 | PJM_ROR_2_MISO_MI | PJM_ROR | MISO_MI | Internal | Winter | B16 | 25 | 1305 | 0 | 93.04 | 89.82 | 2 | 0
2030 | PJM_ROR_2_MISO_MI | PJM_ROR | MISO_MI | Internal | Winter | B17 | 100 | 1305 | 0 | 92.56 | 90.55 | 2 | 0
2030 | PJM_ROR_2_MISO_MI | PJM_ROR | MISO_MI | Internal | Winter | B18 | 400 | 1305 | 0 | 91.12 | 89.02 | 2 | 0
2030 | PJM_ROR_2_MISO_MI | PJM_ROR | MISO_MI | Internal | Winter | B19 | 700 | 1305 | 0 | 82.79 | 79.79 | 2 | 0
2030 | PJM_ROR_2_MISO_MI | PJM_ROR | MISO_MI | Internal | Winter | B20 | 935 | 1305 | 0 | 78.9 | 77.8 | 2 | 0
2030 | PJM_ROR_2_MISO_MO-IL | PJM_ROR | MISO_MO-IL | Internal | Shoulder | B11 | 25 | 1111 | 0 | 96.01 | 87.55 | 2 | 0
2030 | PJM_ROR_2_MISO_MO-IL | PJM_ROR | MISO_MO-IL | Internal | Shoulder | B12 | 200 | 1111 | 0 | 88.94 | 83.1 | 2 | 0
2030 | PJM_ROR_2_MISO_MO-IL | PJM_ROR | MISO_MO-IL | Internal | Shoulder | B13 | 600 | 1111 | 0 | 87.5 | 81.65 | 2 | 0
2030 | PJM_ROR_2_MISO_MO-IL | PJM_ROR | MISO_MO-IL | Internal | Shoulder | B14 | 900 | 1111 | 0 | 78.61 | 76.61 | 2 | 0
2030 | PJM_ROR_2_MISO_MO-IL | PJM_ROR | MISO_MO-IL | Internal | Shoulder | B15 | 1203 | 1111 | 0 | 75.83 | 71.81 | 2 | 0
2030 | PJM_ROR_2_MISO_MO-IL | PJM_ROR | MISO_MO-IL | Internal | Summer | B1 | 10 | 1111 | 0 | 167.32 | 158.86 | 2 | 0
2030 | PJM_ROR_2_MISO_MO-IL | PJM_ROR | MISO_MO-IL | Internal | Summer | B2 | 25 | 1111 | 0 | 175.15 | 166.69 | 2 | 0
2030 | PJM_ROR_2_MISO_MO-IL | PJM_ROR | MISO_MO-IL | Internal | Summer | B3 | 75 | 1111 | 0 | 156.46 | 148.02 | 2 | 0
2030 | PJM_ROR_2_MISO_MO-IL | PJM_ROR | MISO_MO-IL | Internal | Summer | B4 | 100 | 1111 | 0 | 140.31 | 138.84 | 2 | 0
2030 | PJM_ROR_2_MISO_MO-IL | PJM_ROR | MISO_MO-IL | Internal | Summer | B5 | 200 | 1111 | 0 | 134.32 | 132.32 | 2 | 0
2030 | PJM_ROR_2_MISO_MO-IL | PJM_ROR | MISO_MO-IL | Internal | Summer | B6 | 300 | 1111 | 0 | 101.51 | 99.51 | 2 | 0
2030 | PJM_ROR_2_MISO_MO-IL | PJM_ROR | MISO_MO-IL | Internal | Summer | B7 | 400 | 1111 | 0 | 92.85 | 88.39 | 2 | 0
2030 | PJM_ROR_2_MISO_MO-IL | PJM_ROR | MISO_MO-IL | Internal | Summer | B8 | 500 | 1111 | 0 | 87.37 | 83.82 | 2 | 0
2030 | PJM_ROR_2_MISO_MO-IL | PJM_ROR | MISO_MO-IL | Internal | Summer | B9 | 800 | 1111 | 0 | 85.01 | 80.72 | 2 | 0
2030 | PJM_ROR_2_MISO_MO-IL | PJM_ROR | MISO_MO-IL | Internal | Summer | B10 | 1262 | 1111 | 0 | 74.33 | 72.33 | 2 | 0
2030 | PJM_ROR_2_MISO_MO-IL | PJM_ROR | MISO_MO-IL | Internal | Winter | B16 | 25 | 1111 | 0 | 93.04 | 86.25 | 2 | 0
2030 | PJM_ROR_2_MISO_MO-IL | PJM_ROR | MISO_MO-IL | Internal | Winter | B17 | 100 | 1111 | 0 | 92.56 | 86.75 | 2 | 0
2030 | PJM_ROR_2_MISO_MO-IL | PJM_ROR | MISO_MO-IL | Internal | Winter | B18 | 400 | 1111 | 0 | 91.12 | 85.48 | 2 | 0
2030 | PJM_ROR_2_MISO_MO-IL | PJM_ROR | MISO_MO-IL | Internal | Winter | B19 | 700 | 1111 | 0 | 82.79 | 79.77 | 2 | 0
2030 | PJM_ROR_2_MISO_MO-IL | PJM_ROR | MISO_MO-IL | Internal | Winter | B20 | 935 | 1111 | 0 | 78.9 | 74.01 | 2 | 0
2030 | PJM_ROR_2_MISO_W | PJM_ROR | MISO_W | Internal | Shoulder | B11 | 25 | 709 | 0 | 96.01 | 78.1 | 2 | 0
2030 | PJM_ROR_2_MISO_W | PJM_ROR | MISO_W | Internal | Shoulder | B12 | 200 | 709 | 0 | 88.94 | 65.25 | 2 | 0
2030 | PJM_ROR_2_MISO_W | PJM_ROR | MISO_W | Internal | Shoulder | B13 | 600 | 709 | 0 | 87.5 | 63.81 | 2 | 0
2030 | PJM_ROR_2_MISO_W | PJM_ROR | MISO_W | Internal | Shoulder | B14 | 900 | 709 | 0 | 78.61 | 54.92 | 2 | 0
2030 | PJM_ROR_2_MISO_W | PJM_ROR | MISO_W | Internal | Shoulder | B15 | 1203 | 709 | 0 | 75.83 | 52.13 | 2 | 0
2030 | PJM_ROR_2_MISO_W | PJM_ROR | MISO_W | Internal | Summer | B1 | 10 | 709 | 0 | 167.32 | 143.63 | 2 | 0
2030 | PJM_ROR_2_MISO_W | PJM_ROR | MISO_W | Internal | Summer | B2 | 25 | 709 | 0 | 175.15 | 151.46 | 2 | 0
2030 | PJM_ROR_2_MISO_W | PJM_ROR | MISO_W | Internal | Summer | B3 | 75 | 709 | 0 | 156.46 | 137.65 | 2 | 0
2030 | PJM_ROR_2_MISO_W | PJM_ROR | MISO_W | Internal | Summer | B4 | 100 | 709 | 0 | 140.31 | 126.84 | 2 | 0
2030 | PJM_ROR_2_MISO_W | PJM_ROR | MISO_W | Internal | Summer | B5 | 200 | 709 | 0 | 134.32 | 120.32 | 2 | 0
2030 | PJM_ROR_2_MISO_W | PJM_ROR | MISO_W | Internal | Summer | B6 | 300 | 709 | 0 | 101.51 | 88.16 | 2 | 0
2030 | PJM_ROR_2_MISO_W | PJM_ROR | MISO_W | Internal | Summer | B7 | 400 | 709 | 0 | 92.85 | 76.39 | 2 | 0
2030 | PJM_ROR_2_MISO_W | PJM_ROR | MISO_W | Internal | Summer | B8 | 500 | 709 | 0 | 87.37 | 63.68 | 2 | 0
2030 | PJM_ROR_2_MISO_W | PJM_ROR | MISO_W | Internal | Summer | B9 | 800 | 709 | 0 | 85.01 | 61.32 | 2 | 0
2030 | PJM_ROR_2_MISO_W | PJM_ROR | MISO_W | Internal | Summer | B10 | 1262 | 709 | 0 | 74.33 | 50.64 | 2 | 0
2030 | PJM_ROR_2_MISO_W | PJM_ROR | MISO_W | Internal | Winter | B16 | 25 | 709 | 0 | 93.04 | 69.35 | 2 | 0
2030 | PJM_ROR_2_MISO_W | PJM_ROR | MISO_W | Internal | Winter | B17 | 100 | 709 | 0 | 92.56 | 68.87 | 2 | 0
2030 | PJM_ROR_2_MISO_W | PJM_ROR | MISO_W | Internal | Winter | B18 | 400 | 709 | 0 | 91.12 | 67.42 | 2 | 0
2030 | PJM_ROR_2_MISO_W | PJM_ROR | MISO_W | Internal | Winter | B19 | 700 | 709 | 0 | 82.79 | 59.1 | 2 | 0
2030 | PJM_ROR_2_MISO_W | PJM_ROR | MISO_W | Internal | Winter | B20 | 935 | 709 | 0 | 78.9 | 55.21 | 2 | 0
2030 | PJM_ROR_2_PJM_ROM | PJM_ROR | PJM_ROM | Internal | Shoulder | B11 | 25 | 8000 | 0 | 96.01 | 96 | 0.01 | 0
2030 | PJM_ROR_2_PJM_ROM | PJM_ROR | PJM_ROM | Internal | Shoulder | B12 | 200 | 8000 | 3513.17 | 88.94 | 88.96 | 0.01 | 0
2030 | PJM_ROR_2_PJM_ROM | PJM_ROR | PJM_ROM | Internal | Shoulder | B13 | 600 | 8000 | 8000 | 87.5 | 87.64 | 0.01 | 0.14
2030 | PJM_ROR_2_PJM_ROM | PJM_ROR | PJM_ROM | Internal | Shoulder | B14 | 900 | 8000 | 8337.23 | 78.61 | 79.5 | 0.01 | 0.88
2030 | PJM_ROR_2_PJM_ROM | PJM_ROR | PJM_ROM | Internal | Shoulder | B15 | 1203 | 8000 | 8000 | 75.83 | 75.95 | 0.01 | 0.11
2030 | PJM_ROR_2_PJM_ROM | PJM_ROR | PJM_ROM | Internal | Summer | B1 | 10 | 8000 | 10692.18 | 167.32 | 168.21 | 0.01 | 0.88
2030 | PJM_ROR_2_PJM_ROM | PJM_ROR | PJM_ROM | Internal | Summer | B2 | 25 | 8000 | 8315.04 | 175.15 | 176.04 | 0.01 | 0.88
2030 | PJM_ROR_2_PJM_ROM | PJM_ROR | PJM_ROM | Internal | Summer | B3 | 75 | 8000 | 2495.24 | 156.46 | 156.47 | 0.01 | 0
2030 | PJM_ROR_2_PJM_ROM | PJM_ROR | PJM_ROM | Internal | Summer | B4 | 100 | 8000 | 0 | 140.31 | 140.3 | 0.01 | 0
2030 | PJM_ROR_2_PJM_ROM | PJM_ROR | PJM_ROM | Internal | Summer | B5 | 200 | 8000 | 0 | 134.32 | 134.3 | 0.01 | 0
2030 | PJM_ROR_2_PJM_ROM | PJM_ROR | PJM_ROM | Internal | Summer | B6 | 300 | 8000 | 0 | 101.51 | 101.5 | 0.01 | 0
2030 | PJM_ROR_2_PJM_ROM | PJM_ROR | PJM_ROM | Internal | Summer | B7 | 400 | 8000 | 1109.33 | 92.85 | 92.86 | 0.01 | 0
2030 | PJM_ROR_2_PJM_ROM | PJM_ROR | PJM_ROM | Internal | Summer | B8 | 500 | 8000 | 3288.86 | 87.37 | 87.39 | 0.01 | 0
2030 | PJM_ROR_2_PJM_ROM | PJM_ROR | PJM_ROM | Internal | Summer | B9 | 800 | 8000 | 6170.39 | 85.01 | 85.02 | 0.01 | 0
2030 | PJM_ROR_2_PJM_ROM | PJM_ROR | PJM_ROM | Internal | Summer | B10 | 1262 | 8000 | 4289.73 | 74.33 | 74.34 | 0.01 | 0
2030 | PJM_ROR_2_PJM_ROM | PJM_ROR | PJM_ROM | Internal | Winter | B16 | 25 | 8000 | 9301.7 | 93.04 | 93.93 | 0.01 | 0.88
2030 | PJM_ROR_2_PJM_ROM | PJM_ROR | PJM_ROM | Internal | Winter | B17 | 100 | 8000 | 10755.96 | 92.56 | 93.45 | 0.01 | 0.88
2030 | PJM_ROR_2_PJM_ROM | PJM_ROR | PJM_ROM | Internal | Winter | B18 | 400 | 8000 | 9018.72 | 91.12 | 92.01 | 0.01 | 0.88
2030 | PJM_ROR_2_PJM_ROM | PJM_ROR | PJM_ROM | Internal | Winter | B19 | 700 | 8000 | 8451.89 | 82.79 | 83.68 | 0.01 | 0.88
2030 | PJM_ROR_2_PJM_ROM | PJM_ROR | PJM_ROM | Internal | Winter | B20 | 935 | 8000 | 8163.47 | 78.9 | 79.79 | 0.01 | 0.88
2030 | PJM_ROR_2_TVA_Transmission | PJM_ROR | TVA_Transmission | Internal | Shoulder | B11 | 25 | 2500 | 0 | 96.01 | 95.55 | 6 | 0
2030 | PJM_ROR_2_TVA_Transmission | PJM_ROR | TVA_Transmission | Internal | Shoulder | B12 | 200 | 2500 | 0 | 88.94 | 91.1 | 6 | 0
2030 | PJM_ROR_2_TVA_Transmission | PJM_ROR | TVA_Transmission | Internal | Shoulder | B13 | 600 | 2500 | 0 | 87.5 | 89.65 | 6 | 0
2030 | PJM_ROR_2_TVA_Transmission | PJM_ROR | TVA_Transmission | Internal | Shoulder | B14 | 900 | 2500 | 32.67 | 78.61 | 84.61 | 6 | 0
2030 | PJM_ROR_2_TVA_Transmission | PJM_ROR | TVA_Transmission | Internal | Shoulder | B15 | 1203 | 2500 | 0 | 75.83 | 79.81 | 6 | 0
2030 | PJM_ROR_2_TVA_Transmission | PJM_ROR | TVA_Transmission | Internal | Summer | B1 | 10 | 2500 | 1350.15 | 167.32 | 173.32 | 6 | 0
2030 | PJM_ROR_2_TVA_Transmission | PJM_ROR | TVA_Transmission | Internal | Summer | B2 | 25 | 2500 | 616.01 | 175.15 | 181.15 | 6 | 0
2030 | PJM_ROR_2_TVA_Transmission | PJM_ROR | TVA_Transmission | Internal | Summer | B3 | 75 | 2500 | 0 | 156.46 | 161.98 | 6 | 0
2030 | PJM_ROR_2_TVA_Transmission | PJM_ROR | TVA_Transmission | Internal | Summer | B4 | 100 | 2500 | 2500 | 140.31 | 146.84 | 6 | 0.54
2030 | PJM_ROR_2_TVA_Transmission | PJM_ROR | TVA_Transmission | Internal | Summer | B5 | 200 | 2500 | 1000.53 | 134.32 | 140.32 | 6 | 0
2030 | PJM_ROR_2_TVA_Transmission | PJM_ROR | TVA_Transmission | Internal | Summer | B6 | 300 | 2500 | 81.6 | 101.51 | 107.51 | 6 | 0
2030 | PJM_ROR_2_TVA_Transmission | PJM_ROR | TVA_Transmission | Internal | Summer | B7 | 400 | 2500 | 0 | 92.85 | 95.63 | 6 | 0
2030 | PJM_ROR_2_TVA_Transmission | PJM_ROR | TVA_Transmission | Internal | Summer | B8 | 500 | 2500 | 0 | 87.37 | 91.82 | 6 | 0
2030 | PJM_ROR_2_TVA_Transmission | PJM_ROR | TVA_Transmission | Internal | Summer | B9 | 800 | 2500 | 0 | 85.01 | 88.72 | 6 | 0
2030 | PJM_ROR_2_TVA_Transmission | PJM_ROR | TVA_Transmission | Internal | Summer | B10 | 1262 | 2500 | 299.52 | 74.33 | 80.33 | 6 | 0
2030 | PJM_ROR_2_TVA_Transmission | PJM_ROR | TVA_Transmission | Internal | Winter | B16 | 25 | 2500 | 0 | 93.04 | 98.91 | 6 | 0
2030 | PJM_ROR_2_TVA_Transmission | PJM_ROR | TVA_Transmission | Internal | Winter | B17 | 100 | 2500 | 0 | 92.56 | 94.75 | 6 | 0
2030 | PJM_ROR_2_TVA_Transmission | PJM_ROR | TVA_Transmission | Internal | Winter | B18 | 400 | 2500 | 0 | 91.12 | 93.48 | 6 | 0
2030 | PJM_ROR_2_TVA_Transmission | PJM_ROR | TVA_Transmission | Internal | Winter | B19 | 700 | 2500 | 0 | 82.79 | 87.77 | 6 | 0
2030 | PJM_ROR_2_TVA_Transmission | PJM_ROR | TVA_Transmission | Internal | Winter | B20 | 935 | 2500 | 0 | 78.9 | 82.01 | 6 | 0
2030 | PJM_ROR_2_VACAR | PJM_ROR | VACAR | Internal | Shoulder | B11 | 25 | 3000 | 1803.24 | 96.01 | 102.01 | 6 | 0
2030 | PJM_ROR_2_VACAR | PJM_ROR | VACAR | Internal | Shoulder | B12 | 200 | 3000 | 3000 | 88.94 | 95.68 | 6 | 0.74
2030 | PJM_ROR_2_VACAR | PJM_ROR | VACAR | Internal | Shoulder | B13 | 600 | 3000 | 1199.84 | 87.5 | 93.5 | 6 | 0
2030 | PJM_ROR_2_VACAR | PJM_ROR | VACAR | Internal | Shoulder | B14 | 900 | 3000 | 3000 | 78.61 | 84.63 | 6 | 0.02
2030 | PJM_ROR_2_VACAR | PJM_ROR | VACAR | Internal | Shoulder | B15 | 1203 | 3000 | 3000 | 75.83 | 82.78 | 6 | 0.96
2030 | PJM_ROR_2_VACAR | PJM_ROR | VACAR | Internal | Summer | B1 | 10 | 3000 | 8980.35 | 167.32 | 174.85 | 6 | 1.52
2030 | PJM_ROR_2_VACAR | PJM_ROR | VACAR | Internal | Summer | B2 | 25 | 3000 | 13335.9 | 175.15 | 182.67 | 6 | 1.52
2030 | PJM_ROR_2_VACAR | PJM_ROR | VACAR | Internal | Summer | B3 | 75 | 3000 | 8561.19 | 156.46 | 163.98 | 6 | 1.52
2030 | PJM_ROR_2_VACAR | PJM_ROR | VACAR | Internal | Summer | B4 | 100 | 3000 | 7303.89 | 140.31 | 147.83 | 6 | 1.52
2030 | PJM_ROR_2_VACAR | PJM_ROR | VACAR | Internal | Summer | B5 | 200 | 3000 | 3275.82 | 134.32 | 141.84 | 6 | 1.52
2030 | PJM_ROR_2_VACAR | PJM_ROR | VACAR | Internal | Summer | B6 | 300 | 3000 | 3759.82 | 101.51 | 109.03 | 6 | 1.52
2030 | PJM_ROR_2_VACAR | PJM_ROR | VACAR | Internal | Summer | B7 | 400 | 3000 | 2447.97 | 92.85 | 98.85 | 6 | 0
2030 | PJM_ROR_2_VACAR | PJM_ROR | VACAR | Internal | Summer | B8 | 500 | 3000 | 390.02 | 87.37 | 93.37 | 6 | 0
2030 | PJM_ROR_2_VACAR | PJM_ROR | VACAR | Internal | Summer | B9 | 800 | 3000 | 0 | 85.01 | 83.83 | 6 | 0
2030 | PJM_ROR_2_VACAR | PJM_ROR | VACAR | Internal | Summer | B10 | 1262 | 3000 | 3000 | 74.33 | 80.82 | 6 | 0.49
2030 | PJM_ROR_2_VACAR | PJM_ROR | VACAR | Internal | Winter | B16 | 25 | 3000 | 10504.33 | 93.04 | 100.56 | 6 | 1.52
2030 | PJM_ROR_2_VACAR | PJM_ROR | VACAR | Internal | Winter | B17 | 100 | 3000 | 6226.57 | 92.56 | 100.08 | 6 | 1.52
2030 | PJM_ROR_2_VACAR | PJM_ROR | VACAR | Internal | Winter | B18 | 400 | 3000 | 2085.44 | 91.12 | 97.12 | 6 | 0
2030 | PJM_ROR_2_VACAR | PJM_ROR | VACAR | Internal | Winter | B19 | 700 | 3000 | 790.25 | 82.79 | 88.79 | 6 | 0
2030 | PJM_ROR_2_VACAR | PJM_ROR | VACAR | Internal | Winter | B20 | 935 | 3000 | 4721.02 | 78.9 | 86.43 | 6 | 1.52
2030 | PJM_ROM_2_PJM_E | PJM_ROM | PJM_E | Internal | Shoulder | B11 | 25 | 8000 | 0 | 96 | 95.98 | 0.01 | 0
2030 | PJM_ROM_2_PJM_E | PJM_ROM | PJM_E | Internal | Shoulder | B12 | 200 | 8000 | 0 | 88.96 | 88.94 | 0.01 | 0
2030 | PJM_ROM_2_PJM_E | PJM_ROM | PJM_E | Internal | Shoulder | B13 | 600 | 8000 | 1053.41 | 87.64 | 87.66 | 0.01 | 0
2030 | PJM_ROM_2_PJM_E | PJM_ROM | PJM_E | Internal | Shoulder | B14 | 900 | 8000 | 547.27 | 79.5 | 79.51 | 0.01 | 0
2030 | PJM_ROM_2_PJM_E | PJM_ROM | PJM_E | Internal | Shoulder | B15 | 1203 | 8000 | 878.16 | 75.95 | 75.96 | 0.01 | 0
2030 | PJM_ROM_2_PJM_E | PJM_ROM | PJM_E | Internal | Summer | B1 | 10 | 8000 | 3221.5 | 168.21 | 168.23 | 0.01 | 0
2030 | PJM_ROM_2_PJM_E | PJM_ROM | PJM_E | Internal | Summer | B2 | 25 | 8000 | 1303.83 | 176.04 | 176.05 | 0.01 | 0
2030 | PJM_ROM_2_PJM_E | PJM_ROM | PJM_E | Internal | Summer | B3 | 75 | 8000 | 0 | 156.47 | 156.46 | 0.01 | 0
2030 | PJM_ROM_2_PJM_E | PJM_ROM | PJM_E | Internal | Summer | B4 | 100 | 8000 | 0 | 140.3 | 140.28 | 0.01 | 0
2030 | PJM_ROM_2_PJM_E | PJM_ROM | PJM_E | Internal | Summer | B5 | 200 | 8000 | 0 | 134.3 | 134.29 | 0.01 | 0
2030 | PJM_ROM_2_PJM_E | PJM_ROM | PJM_E | Internal | Summer | B6 | 300 | 8000 | 0 | 101.5 | 101.48 | 0.01 | 0
2030 | PJM_ROM_2_PJM_E | PJM_ROM | PJM_E | Internal | Summer | B7 | 400 | 8000 | 0 | 92.86 | 92.85 | 0.01 | 0
2030 | PJM_ROM_2_PJM_E | PJM_ROM | PJM_E | Internal | Summer | B8 | 500 | 8000 | 0 | 87.39 | 87.37 | 0.01 | 0
2030 | PJM_ROM_2_PJM_E | PJM_ROM | PJM_E | Internal | Summer | B9 | 800 | 8000 | 0 | 85.02 | 85.01 | 0.01 | 0
2030 | PJM_ROM_2_PJM_E | PJM_ROM | PJM_E | Internal | Summer | B10 | 1262 | 8000 | 0 | 74.34 | 74.33 | 0.01 | 0
2030 | PJM_ROM_2_PJM_E | PJM_ROM | PJM_E | Internal | Winter | B16 | 25 | 8000 | 846.08 | 93.93 | 93.94 | 0.01 | 0
2030 | PJM_ROM_2_PJM_E | PJM_ROM | PJM_E | Internal | Winter | B17 | 100 | 8000 | 2343.79 | 93.45 | 93.46 | 0.01 | 0
2030 | PJM_ROM_2_PJM_E | PJM_ROM | PJM_E | Internal | Winter | B18 | 400 | 8000 | 1733.38 | 92.01 | 92.02 | 0.01 | 0
2030 | PJM_ROM_2_PJM_E | PJM_ROM | PJM_E | Internal | Winter | B19 | 700 | 8000 | 619.08 | 83.68 | 83.69 | 0.01 | 0
2030 | PJM_ROM_2_PJM_E | PJM_ROM | PJM_E | Internal | Winter | B20 | 935 | 8000 | 1262.25 | 79.79 | 79.8 | 0.01 | 0
2030 | PJM_ROM_2_PJM_ROR | PJM_ROM | PJM_ROR | Internal | Shoulder | B11 | 25 | 8000 | 728.01 | 96 | 96.01 | 0.01 | 0
2030 | PJM_ROM_2_PJM_ROR | PJM_ROM | PJM_ROR | Internal | Shoulder | B12 | 200 | 8000 | 0 | 88.96 | 88.94 | 0.01 | 0
2030 | PJM_ROM_2_PJM_ROR | PJM_ROM | PJM_ROR | Internal | Shoulder | B13 | 600 | 8000 | 0 | 87.64 | 87.5 | 0.01 | 0
2030 | PJM_ROM_2_PJM_ROR | PJM_ROM | PJM_ROR | Internal | Shoulder | B14 | 900 | 8000 | 0 | 79.5 | 78.61 | 0.01 | 0
2030 | PJM_ROM_2_PJM_ROR | PJM_ROM | PJM_ROR | Internal | Shoulder | B15 | 1203 | 8000 | 0 | 75.95 | 75.83 | 0.01 | 0
2030 | PJM_ROM_2_PJM_ROR | PJM_ROM | PJM_ROR | Internal | Summer | B1 | 10 | 8000 | 0 | 168.21 | 167.32 | 0.01 | 0
2030 | PJM_ROM_2_PJM_ROR | PJM_ROM | PJM_ROR | Internal | Summer | B2 | 25 | 8000 | 0 | 176.04 | 175.15 | 0.01 | 0
2030 | PJM_ROM_2_PJM_ROR | PJM_ROM | PJM_ROR | Internal | Summer | B3 | 75 | 8000 | 0 | 156.47 | 156.46 | 0.01 | 0
2030 | PJM_ROM_2_PJM_ROR | PJM_ROM | PJM_ROR | Internal | Summer | B4 | 100 | 8000 | 3038.14 | 140.3 | 140.31 | 0.01 | 0
2030 | PJM_ROM_2_PJM_ROR | PJM_ROM | PJM_ROR | Internal | Summer | B5 | 200 | 8000 | 5232.5 | 134.3 | 134.32 | 0.01 | 0
2030 | PJM_ROM_2_PJM_ROR | PJM_ROM | PJM_ROR | Internal | Summer | B6 | 300 | 8000 | 1004.42 | 101.5 | 101.51 | 0.01 | 0
2030 | PJM_ROM_2_PJM_ROR | PJM_ROM | PJM_ROR | Internal | Summer | B7 | 400 | 8000 | 0 | 92.86 | 92.85 | 0.01 | 0
2030 | PJM_ROM_2_PJM_ROR | PJM_ROM | PJM_ROR | Internal | Summer | B8 | 500 | 8000 | 0 | 87.39 | 87.37 | 0.01 | 0
2030 | PJM_ROM_2_PJM_ROR | PJM_ROM | PJM_ROR | Internal | Summer | B9 | 800 | 8000 | 0 | 85.02 | 85.01 | 0.01 | 0
2030 | PJM_ROM_2_PJM_ROR | PJM_ROM | PJM_ROR | Internal | Summer | B10 | 1262 | 8000 | 0 | 74.34 | 74.33 | 0.01 | 0
2030 | PJM_ROM_2_PJM_ROR | PJM_ROM | PJM_ROR | Internal | Winter | B16 | 25 | 8000 | 0 | 93.93 | 93.04 | 0.01 | 0
2030 | PJM_ROM_2_PJM_ROR | PJM_ROM | PJM_ROR | Internal | Winter | B17 | 100 | 8000 | 0 | 93.45 | 92.56 | 0.01 | 0
2030 | PJM_ROM_2_PJM_ROR | PJM_ROM | PJM_ROR | Internal | Winter | B18 | 400 | 8000 | 0 | 92.01 | 91.12 | 0.01 | 0
2030 | PJM_ROM_2_PJM_ROR | PJM_ROM | PJM_ROR | Internal | Winter | B19 | 700 | 8000 | 0 | 83.68 | 82.79 | 0.01 | 0
2030 | PJM_ROM_2_PJM_ROR | PJM_ROM | PJM_ROR | Internal | Winter | B20 | 935 | 8000 | 0 | 79.79 | 78.9 | 0.01 | 0
2030 | SOCO_2_FRCC | SOCO | FRCC | Internal | Shoulder | B11 | 25 | 3700 | 2787.89 | 104.55 | 114.55 | 10 | 0
2030 | SOCO_2_FRCC | SOCO | FRCC | Internal | Shoulder | B12 | 200 | 3700 | 0 | 92.33 | 97.57 | 10 | 0
2030 | SOCO_2_FRCC | SOCO | FRCC | Internal | Shoulder | B13 | 600 | 3700 | 0 | 92.33 | 97.57 | 10 | 0
2030 | SOCO_2_FRCC | SOCO | FRCC | Internal | Shoulder | B14 | 900 | 3700 | 0 | 91.63 | 91.29 | 10 | 0
2030 | SOCO_2_FRCC | SOCO | FRCC | Internal | Shoulder | B15 | 1203 | 3700 | 0 | 84.24 | 84.39 | 10 | 0
2030 | SOCO_2_FRCC | SOCO | FRCC | Internal | Summer | B1 | 10 | 3700 | 5798.97 | 179.48 | 189.49 | 10 | 0.01
2030 | SOCO_2_FRCC | SOCO | FRCC | Internal | Summer | B2 | 25 | 3700 | 3111.26 | 189.68 | 199.68 | 10 | 0
2030 | SOCO_2_FRCC | SOCO | FRCC | Internal | Summer | B3 | 75 | 3700 | 1649.24 | 170.98 | 180.98 | 10 | 0
2030 | SOCO_2_FRCC | SOCO | FRCC | Internal | Summer | B4 | 100 | 3700 | 1023.05 | 154.84 | 164.84 | 10 | 0
2030 | SOCO_2_FRCC | SOCO | FRCC | Internal | Summer | B5 | 200 | 3700 | 0 | 148.32 | 151.51 | 10 | 0
2030 | SOCO_2_FRCC | SOCO | FRCC | Internal | Summer | B6 | 300 | 3700 | 0 | 107.51 | 110.02 | 10 | 0
2030 | SOCO_2_FRCC | SOCO | FRCC | Internal | Summer | B7 | 400 | 3700 | 0 | 100.5 | 96.66 | 10 | 0
2030 | SOCO_2_FRCC | SOCO | FRCC | Internal | Summer | B8 | 500 | 3700 | 0 | 90.83 | 96.66 | 10 | 0
2030 | SOCO_2_FRCC | SOCO | FRCC | Internal | Summer | B9 | 800 | 3700 | 0 | 90.83 | 96.66 | 10 | 0
2030 | SOCO_2_FRCC | SOCO | FRCC | Internal | Summer | B10 | 1262 | 3700 | 0 | 85.14 | 83.61 | 10 | 0
2030 | SOCO_2_FRCC | SOCO | FRCC | Internal | Winter | B16 | 25 | 3700 | 0 | 104.51 | 112.75 | 10 | 0
2030 | SOCO_2_FRCC | SOCO | FRCC | Internal | Winter | B17 | 100 | 3700 | 0 | 95.49 | 100.23 | 10 | 0
2030 | SOCO_2_FRCC | SOCO | FRCC | Internal | Winter | B18 | 400 | 3700 | 0 | 95.49 | 100.23 | 10 | 0
2030 | SOCO_2_FRCC | SOCO | FRCC | Internal | Winter | B19 | 700 | 3700 | 0 | 95.49 | 87.49 | 10 | 0
2030 | SOCO_2_FRCC | SOCO | FRCC | Internal | Winter | B20 | 935 | 3700 | 0 | 86.23 | 86.65 | 10 | 0
2030 | SPP_N_2_ENT | SPP_N | ENT | Internal | Shoulder | B11 | 25 | 1800 | 1800 | 82.55 | 95.55 | 5 | 8
2030 | SPP_N_2_ENT | SPP_N | ENT | Internal | Shoulder | B12 | 200 | 1800 | 1800 | 55.94 | 91.1 | 5 | 30.16
2030 | SPP_N_2_ENT | SPP_N | ENT | Internal | Shoulder | B13 | 600 | 1800 | 1800 | 55.16 | 90.32 | 5 | 30.16
2030 | SPP_N_2_ENT | SPP_N | ENT | Internal | Shoulder | B14 | 900 | 1800 | 1800 | 43.86 | 79.02 | 5 | 30.16
2030 | SPP_N_2_ENT | SPP_N | ENT | Internal | Shoulder | B15 | 1203 | 1800 | 1800 | 41.07 | 76.24 | 5 | 30.16
2030 | SPP_N_2_ENT | SPP_N | ENT | Internal | Summer | B1 | 10 | 1800 | 1800 | 132.57 | 166.86 | 5 | 29.29
2030 | SPP_N_2_ENT | SPP_N | ENT | Internal | Summer | B2 | 25 | 1800 | 1800 | 146.18 | 177.07 | 5 | 25.89
2030 | SPP_N_2_ENT | SPP_N | ENT | Internal | Summer | B3 | 75 | 1800 | 1800 | 144.65 | 158.37 | 5 | 8.72
2030 | SPP_N_2_ENT | SPP_N | ENT | Internal | Summer | B4 | 100 | 1800 | 1800 | 133.84 | 146.84 | 5 | 8
2030 | SPP_N_2_ENT | SPP_N | ENT | Internal | Summer | B5 | 200 | 1800 | 1800 | 127.32 | 140.32 | 5 | 8
2030 | SPP_N_2_ENT | SPP_N | ENT | Internal | Summer | B6 | 300 | 1800 | 1771.26 | 94.51 | 99.51 | 5 | 0
2030 | SPP_N_2_ENT | SPP_N | ENT | Internal | Summer | B7 | 400 | 1800 | 1800 | 83.39 | 92.5 | 5 | 4.11
2030 | SPP_N_2_ENT | SPP_N | ENT | Internal | Summer | B8 | 500 | 1800 | 1800 | 70.68 | 91.82 | 5 | 16.14
2030 | SPP_N_2_ENT | SPP_N | ENT | Internal | Summer | B9 | 800 | 1800 | 1800 | 68.32 | 88.72 | 5 | 15.4
2030 | SPP_N_2_ENT | SPP_N | ENT | Internal | Summer | B10 | 1262 | 1800 | 2983.4 | 42.76 | 80.33 | 5 | 32.57
2030 | SPP_N_2_ENT | SPP_N | ENT | Internal | Winter | B16 | 25 | 1800 | 1800 | 59.08 | 94.25 | 5 | 30.16
2030 | SPP_N_2_ENT | SPP_N | ENT | Internal | Winter | B17 | 100 | 1800 | 1800 | 58.32 | 93.48 | 5 | 30.16
2030 | SPP_N_2_ENT | SPP_N | ENT | Internal | Winter | B18 | 400 | 1800 | 1800 | 58.32 | 93.48 | 5 | 30.16
2030 | SPP_N_2_ENT | SPP_N | ENT | Internal | Winter | B19 | 700 | 1800 | 2490.35 | 49.92 | 87.49 | 5 | 32.57
2030 | SPP_N_2_ENT | SPP_N | ENT | Internal | Winter | B20 | 935 | 1800 | 1800 | 44.15 | 79.32 | 5 | 30.16
2030 | SPP_N_2_MISO_MO-IL | SPP_N | MISO_MO-IL | Internal | Shoulder | B11 | 25 | 2000 | 1463.52 | 82.55 | 87.55 | 5 | 0
2030 | SPP_N_2_MISO_MO-IL | SPP_N | MISO_MO-IL | Internal | Shoulder | B12 | 200 | 2000 | 2000 | 55.94 | 83.1 | 5 | 22.16
2030 | SPP_N_2_MISO_MO-IL | SPP_N | MISO_MO-IL | Internal | Shoulder | B13 | 600 | 2000 | 2000 | 55.16 | 81.65 | 5 | 21.5
2030 | SPP_N_2_MISO_MO-IL | SPP_N | MISO_MO-IL | Internal | Shoulder | B14 | 900 | 2000 | 2000 | 43.86 | 76.61 | 5 | 27.75
2030 | SPP_N_2_MISO_MO-IL | SPP_N | MISO_MO-IL | Internal | Shoulder | B15 | 1203 | 2000 | 2000 | 41.07 | 71.81 | 5 | 25.73
2030 | SPP_N_2_MISO_MO-IL | SPP_N | MISO_MO-IL | Internal | Summer | B1 | 10 | 2000 | 2000 | 132.57 | 158.86 | 5 | 21.29
2030 | SPP_N_2_MISO_MO-IL | SPP_N | MISO_MO-IL | Internal | Summer | B2 | 25 | 2000 | 2000 | 146.18 | 166.69 | 5 | 15.51
2030 | SPP_N_2_MISO_MO-IL | SPP_N | MISO_MO-IL | Internal | Summer | B3 | 75 | 2000 | 0 | 144.65 | 148.02 | 5 | 0
2030 | SPP_N_2_MISO_MO-IL | SPP_N | MISO_MO-IL | Internal | Summer | B4 | 100 | 2000 | 1771.05 | 133.84 | 138.84 | 5 | 0
2030 | SPP_N_2_MISO_MO-IL | SPP_N | MISO_MO-IL | Internal | Summer | B5 | 200 | 2000 | 1909.63 | 127.32 | 132.32 | 5 | 0
2030 | SPP_N_2_MISO_MO-IL | SPP_N | MISO_MO-IL | Internal | Summer | B6 | 300 | 2000 | 857.52 | 94.51 | 99.51 | 5 | 0
2030 | SPP_N_2_MISO_MO-IL | SPP_N | MISO_MO-IL | Internal | Summer | B7 | 400 | 2000 | 762.11 | 83.39 | 88.39 | 5 | 0
2030 | SPP_N_2_MISO_MO-IL | SPP_N | MISO_MO-IL | Internal | Summer | B8 | 500 | 2000 | 2000 | 70.68 | 83.82 | 5 | 8.14
2030 | SPP_N_2_MISO_MO-IL | SPP_N | MISO_MO-IL | Internal | Summer | B9 | 800 | 2000 | 2000 | 68.32 | 80.72 | 5 | 7.4
2030 | SPP_N_2_MISO_MO-IL | SPP_N | MISO_MO-IL | Internal | Summer | B10 | 1262 | 2000 | 2000 | 42.76 | 72.33 | 5 | 24.57
2030 | SPP_N_2_MISO_MO-IL | SPP_N | MISO_MO-IL | Internal | Winter | B16 | 25 | 2000 | 2000 | 59.08 | 86.25 | 5 | 22.16
2030 | SPP_N_2_MISO_MO-IL | SPP_N | MISO_MO-IL | Internal | Winter | B17 | 100 | 2000 | 2000 | 58.32 | 86.75 | 5 | 23.43
2030 | SPP_N_2_MISO_MO-IL | SPP_N | MISO_MO-IL | Internal | Winter | B18 | 400 | 2000 | 2000 | 58.32 | 85.48 | 5 | 22.16
2030 | SPP_N_2_MISO_MO-IL | SPP_N | MISO_MO-IL | Internal | Winter | B19 | 700 | 2000 | 2000 | 49.92 | 79.77 | 5 | 24.85
2030 | SPP_N_2_MISO_MO-IL | SPP_N | MISO_MO-IL | Internal | Winter | B20 | 935 | 2000 | 2000 | 44.15 | 74.01 | 5 | 24.86
2030 | SPP_N_2_MISO_W | SPP_N | MISO_W | Internal | Shoulder | B11 | 25 | 750 | 0 | 82.55 | 78.1 | 5 | 0
2030 | SPP_N_2_MISO_W | SPP_N | MISO_W | Internal | Shoulder | B12 | 200 | 750 | 750 | 55.94 | 65.25 | 5 | 4.32
2030 | SPP_N_2_MISO_W | SPP_N | MISO_W | Internal | Shoulder | B13 | 600 | 750 | 750 | 55.16 | 63.81 | 5 | 3.65
2030 | SPP_N_2_MISO_W | SPP_N | MISO_W | Internal | Shoulder | B14 | 900 | 750 | 2210.04 | 43.86 | 54.92 | 5 | 6.06
2030 | SPP_N_2_MISO_W | SPP_N | MISO_W | Internal | Shoulder | B15 | 1203 | 750 | 5588.86 | 41.07 | 52.13 | 5 | 6.06
2030 | SPP_N_2_MISO_W | SPP_N | MISO_W | Internal | Summer | B1 | 10 | 750 | 4441.26 | 132.57 | 143.63 | 5 | 6.06
2030 | SPP_N_2_MISO_W | SPP_N | MISO_W | Internal | Summer | B2 | 25 | 750 | 750 | 146.18 | 151.46 | 5 | 0.27
2030 | SPP_N_2_MISO_W | SPP_N | MISO_W | Internal | Summer | B3 | 75 | 750 | 0 | 144.65 | 137.65 | 5 | 0
2030 | SPP_N_2_MISO_W | SPP_N | MISO_W | Internal | Summer | B4 | 100 | 750 | 0 | 133.84 | 126.84 | 5 | 0
2030 | SPP_N_2_MISO_W | SPP_N | MISO_W | Internal | Summer | B5 | 200 | 750 | 0 | 127.32 | 120.32 | 5 | 0
2030 | SPP_N_2_MISO_W | SPP_N | MISO_W | Internal | Summer | B6 | 300 | 750 | 0 | 94.51 | 88.16 | 5 | 0
2030 | SPP_N_2_MISO_W | SPP_N | MISO_W | Internal | Summer | B7 | 400 | 750 | 0 | 83.39 | 76.39 | 5 | 0
2030 | SPP_N_2_MISO_W | SPP_N | MISO_W | Internal | Summer | B8 | 500 | 750 | 0 | 70.68 | 63.68 | 5 | 0
2030 | SPP_N_2_MISO_W | SPP_N | MISO_W | Internal | Summer | B9 | 800 | 750 | 0 | 68.32 | 61.32 | 5 | 0
2030 | SPP_N_2_MISO_W | SPP_N | MISO_W | Internal | Summer | B10 | 1262 | 750 | 750 | 42.76 | 50.64 | 5 | 2.88
2030 | SPP_N_2_MISO_W | SPP_N | MISO_W | Internal | Winter | B16 | 25 | 750 | 750 | 59.08 | 69.35 | 5 | 5.26
2030 | SPP_N_2_MISO_W | SPP_N | MISO_W | Internal | Winter | B17 | 100 | 750 | 750 | 58.32 | 68.87 | 5 | 5.55
2030 | SPP_N_2_MISO_W | SPP_N | MISO_W | Internal | Winter | B18 | 400 | 750 | 750 | 58.32 | 67.42 | 5 | 4.11
2030 | SPP_N_2_MISO_W | SPP_N | MISO_W | Internal | Winter | B19 | 700 | 750 | 750 | 49.92 | 59.1 | 5 | 4.18
2030 | SPP_N_2_MISO_W | SPP_N | MISO_W | Internal | Winter | B20 | 935 | 750 | 3039.98 | 44.15 | 55.21 | 5 | 6.06
2030 | SPP_N_2_NE | SPP_N | NE | Internal | Shoulder | B11 | 25 | 330 | 0 | 82.55 | 78.42 | 0.01 | 0
2030 | SPP_N_2_NE | SPP_N | NE | Internal | Shoulder | B12 | 200 | 330 | 0 | 55.94 | 55.92 | 0.01 | 0
2030 | SPP_N_2_NE | SPP_N | NE | Internal | Shoulder | B13 | 600 | 330 | 0 | 55.16 | 55.15 | 0.01 | 0
2030 | SPP_N_2_NE | SPP_N | NE | Internal | Shoulder | B14 | 900 | 330 | 330 | 43.86 | 44.67 | 0.01 | 0.8
2030 | SPP_N_2_NE | SPP_N | NE | Internal | Shoulder | B15 | 1203 | 330 | 330 | 41.07 | 41.88 | 0.01 | 0.8
2030 | SPP_N_2_NE | SPP_N | NE | Internal | Summer | B1 | 10 | 330 | 1869.36 | 132.57 | 135.29 | 0.01 | 2.7
2030 | SPP_N_2_NE | SPP_N | NE | Internal | Summer | B2 | 25 | 330 | 0 | 146.18 | 146.17 | 0.01 | 0
2030 | SPP_N_2_NE | SPP_N | NE | Internal | Summer | B3 | 75 | 330 | 0 | 144.65 | 140.52 | 0.01 | 0
2030 | SPP_N_2_NE | SPP_N | NE | Internal | Summer | B4 | 100 | 330 | 0 | 133.84 | 132.39 | 0.01 | 0
2030 | SPP_N_2_NE | SPP_N | NE | Internal | Summer | B5 | 200 | 330 | 0 | 127.32 | 123.19 | 0.01 | 0
2030 | SPP_N_2_NE | SPP_N | NE | Internal | Summer | B6 | 300 | 330 | 0 | 94.51 | 94.5 | 0.01 | 0
2030 | SPP_N_2_NE | SPP_N | NE | Internal | Summer | B7 | 400 | 330 | 0 | 83.39 | 79.26 | 0.01 | 0
2030 | SPP_N_2_NE | SPP_N | NE | Internal | Summer | B8 | 500 | 330 | 0 | 70.68 | 66.55 | 0.01 | 0
2030 | SPP_N_2_NE | SPP_N | NE | Internal | Summer | B9 | 800 | 330 | 0 | 68.32 | 64.19 | 0.01 | 0
2030 | SPP_N_2_NE | SPP_N | NE | Internal | Summer | B10 | 1262 | 330 | 0 | 42.76 | 42.74 | 0.01 | 0
2030 | SPP_N_2_NE | SPP_N | NE | Internal | Winter | B16 | 25 | 330 | 277.62 | 59.08 | 59.09 | 0.01 | 0
2030 | SPP_N_2_NE | SPP_N | NE | Internal | Winter | B17 | 100 | 330 | 330 | 58.32 | 58.62 | 0.01 | 0.29
2030 | SPP_N_2_NE | SPP_N | NE | Internal | Winter | B18 | 400 | 330 | 0 | 58.32 | 57.17 | 0.01 | 0
2030 | SPP_N_2_NE | SPP_N | NE | Internal | Winter | B19 | 700 | 330 | 0 | 49.92 | 48.84 | 0.01 | 0
2030 | SPP_N_2_NE | SPP_N | NE | Internal | Winter | B20 | 935 | 330 | 330 | 44.15 | 44.96 | 0.01 | 0.8
2030 | SPP_N_2_SPP_S | SPP_N | SPP_S | Internal | Shoulder | B11 | 25 | 4000 | 4000 | 82.55 | 90.12 | 0.01 | 7.56
2030 | SPP_N_2_SPP_S | SPP_N | SPP_S | Internal | Shoulder | B12 | 200 | 4000 | 2384.39 | 55.94 | 55.95 | 0.01 | 0
2030 | SPP_N_2_SPP_S | SPP_N | SPP_S | Internal | Shoulder | B13 | 600 | 4000 | 3571.1 | 55.16 | 55.17 | 0.01 | 0
2030 | SPP_N_2_SPP_S | SPP_N | SPP_S | Internal | Shoulder | B14 | 900 | 4000 | 3702.88 | 43.86 | 43.87 | 0.01 | 0
2030 | SPP_N_2_SPP_S | SPP_N | SPP_S | Internal | Shoulder | B15 | 1203 | 4000 | 2387.45 | 41.07 | 41.09 | 0.01 | 0
2030 | SPP_N_2_SPP_S | SPP_N | SPP_S | Internal | Summer | B1 | 10 | 4000 | 0 | 132.57 | 131.71 | 0.01 | 0
2030 | SPP_N_2_SPP_S | SPP_N | SPP_S | Internal | Summer | B2 | 25 | 4000 | 0 | 146.18 | 141.92 | 0.01 | 0
2030 | SPP_N_2_SPP_S | SPP_N | SPP_S | Internal | Summer | B3 | 75 | 4000 | 0 | 144.65 | 144.64 | 0.01 | 0
2030 | SPP_N_2_SPP_S | SPP_N | SPP_S | Internal | Summer | B4 | 100 | 4000 | 346.25 | 133.84 | 133.86 | 0.01 | 0
2030 | SPP_N_2_SPP_S | SPP_N | SPP_S | Internal | Summer | B5 | 200 | 4000 | 358.97 | 127.32 | 127.33 | 0.01 | 0
2030 | SPP_N_2_SPP_S | SPP_N | SPP_S | Internal | Summer | B6 | 300 | 4000 | 132.71 | 94.51 | 94.52 | 0.01 | 0
2030 | SPP_N_2_SPP_S | SPP_N | SPP_S | Internal | Summer | B7 | 400 | 4000 | 4000 | 83.39 | 88.64 | 0.01 | 5.24
2030 | SPP_N_2_SPP_S | SPP_N | SPP_S | Internal | Summer | B8 | 500 | 4000 | 7106.49 | 70.68 | 78.56 | 0.01 | 7.87
2030 | SPP_N_2_SPP_S | SPP_N | SPP_S | Internal | Summer | B9 | 800 | 4000 | 5461.22 | 68.32 | 76.2 | 0.01 | 7.87
2030 | SPP_N_2_SPP_S | SPP_N | SPP_S | Internal | Summer | B10 | 1262 | 4000 | 4000 | 42.76 | 45.18 | 0.01 | 2.41
2030 | SPP_N_2_SPP_S | SPP_N | SPP_S | Internal | Winter | B16 | 25 | 4000 | 2862.06 | 59.08 | 59.09 | 0.01 | 0
2030 | SPP_N_2_SPP_S | SPP_N | SPP_S | Internal | Winter | B17 | 100 | 4000 | 3469.53 | 58.32 | 58.33 | 0.01 | 0
2030 | SPP_N_2_SPP_S | SPP_N | SPP_S | Internal | Winter | B18 | 400 | 4000 | 3383.57 | 58.32 | 58.33 | 0.01 | 0
2030 | SPP_N_2_SPP_S | SPP_N | SPP_S | Internal | Winter | B19 | 700 | 4000 | 4000 | 49.92 | 52.34 | 0.01 | 2.41
2030 | SPP_N_2_SPP_S | SPP_N | SPP_S | Internal | Winter | B20 | 935 | 4000 | 3770.27 | 44.15 | 44.16 | 0.01 | 0
2030 | SPP_S_2_ENT | SPP_S | ENT | Internal | Shoulder | B11 | 25 | 850 | 850 | 90.12 | 95.55 | 5 | 0.43
2030 | SPP_S_2_ENT | SPP_S | ENT | Internal | Shoulder | B12 | 200 | 850 | 2144.99 | 55.95 | 91.1 | 5 | 30.15
2030 | SPP_S_2_ENT | SPP_S | ENT | Internal | Shoulder | B13 | 600 | 850 | 4093.16 | 55.17 | 90.32 | 5 | 30.15
2030 | SPP_S_2_ENT | SPP_S | ENT | Internal | Shoulder | B14 | 900 | 850 | 8876.15 | 43.87 | 79.02 | 5 | 30.15
2030 | SPP_S_2_ENT | SPP_S | ENT | Internal | Shoulder | B15 | 1203 | 850 | 9148.41 | 41.09 | 76.24 | 5 | 30.15
2030 | SPP_S_2_ENT | SPP_S | ENT | Internal | Summer | B1 | 10 | 850 | 11501.69 | 131.71 | 166.86 | 5 | 30.15
2030 | SPP_S_2_ENT | SPP_S | ENT | Internal | Summer | B2 | 25 | 850 | 1863.99 | 141.92 | 177.07 | 5 | 30.15
2030 | SPP_S_2_ENT | SPP_S | ENT | Internal | Summer | B3 | 75 | 850 | 850 | 144.64 | 158.37 | 5 | 8.73
2030 | SPP_S_2_ENT | SPP_S | ENT | Internal | Summer | B4 | 100 | 850 | 850 | 133.86 | 146.84 | 5 | 7.99
2030 | SPP_S_2_ENT | SPP_S | ENT | Internal | Summer | B5 | 200 | 850 | 850 | 127.33 | 140.32 | 5 | 7.99
2030 | SPP_S_2_ENT | SPP_S | ENT | Internal | Summer | B6 | 300 | 850 | 0 | 94.52 | 99.51 | 5 | 0
2030 | SPP_S_2_ENT | SPP_S | ENT | Internal | Summer | B7 | 400 | 850 | 0 | 88.64 | 92.5 | 5 | 0
2030 | SPP_S_2_ENT | SPP_S | ENT | Internal | Summer | B8 | 500 | 850 | 850 | 78.56 | 91.82 | 5 | 8.26
2030 | SPP_S_2_ENT | SPP_S | ENT | Internal | Summer | B9 | 800 | 850 | 850 | 76.2 | 88.72 | 5 | 7.52
2030 | SPP_S_2_ENT | SPP_S | ENT | Internal | Summer | B10 | 1262 | 850 | 3307.52 | 45.18 | 80.33 | 5 | 30.15
2030 | SPP_S_2_ENT | SPP_S | ENT | Internal | Winter | B16 | 25 | 850 | 3553.89 | 59.09 | 94.25 | 5 | 30.15
2030 | SPP_S_2_ENT | SPP_S | ENT | Internal | Winter | B17 | 100 | 850 | 4359.54 | 58.33 | 93.48 | 5 | 30.15
2030 | SPP_S_2_ENT | SPP_S | ENT | Internal | Winter | B18 | 400 | 850 | 3520.01 | 58.33 | 93.48 | 5 | 30.15
2030 | SPP_S_2_ENT | SPP_S | ENT | Internal | Winter | B19 | 700 | 850 | 5532.04 | 52.34 | 87.49 | 5 | 30.15
2030 | SPP_S_2_ENT | SPP_S | ENT | Internal | Winter | B20 | 935 | 850 | 7650.42 | 44.16 | 79.32 | 5 | 30.15
2030 | SPP_S_2_SPP_N | SPP_S | SPP_N | Internal | Shoulder | B11 | 25 | 640 | 0 | 90.12 | 82.55 | 0.01 | 0
2030 | SPP_S_2_SPP_N | SPP_S | SPP_N | Internal | Shoulder | B12 | 200 | 640 | 0 | 55.95 | 55.94 | 0.01 | 0
2030 | SPP_S_2_SPP_N | SPP_S | SPP_N | Internal | Shoulder | B13 | 600 | 640 | 0 | 55.17 | 55.16 | 0.01 | 0
2030 | SPP_S_2_SPP_N | SPP_S | SPP_N | Internal | Shoulder | B14 | 900 | 640 | 0 | 43.87 | 43.86 | 0.01 | 0
2030 | SPP_S_2_SPP_N | SPP_S | SPP_N | Internal | Shoulder | B15 | 1203 | 640 | 0 | 41.09 | 41.07 | 0.01 | 0
2030 | SPP_S_2_SPP_N | SPP_S | SPP_N | Internal | Summer | B1 | 10 | 640 | 640 | 131.71 | 132.57 | 0.01 | 0.85
2030 | SPP_S_2_SPP_N | SPP_S | SPP_N | Internal | Summer | B2 | 25 | 640 | 1402.92 | 141.92 | 146.18 | 0.01 | 4.25
2030 | SPP_S_2_SPP_N | SPP_S | SPP_N | Internal | Summer | B3 | 75 | 640 | 51.43 | 144.64 | 144.65 | 0.01 | 0
2030 | SPP_S_2_SPP_N | SPP_S | SPP_N | Internal | Summer | B4 | 100 | 640 | 0 | 133.86 | 133.84 | 0.01 | 0
2030 | SPP_S_2_SPP_N | SPP_S | SPP_N | Internal | Summer | B5 | 200 | 640 | 0 | 127.33 | 127.32 | 0.01 | 0
2030 | SPP_S_2_SPP_N | SPP_S | SPP_N | Internal | Summer | B6 | 300 | 640 | 0 | 94.52 | 94.51 | 0.01 | 0
2030 | SPP_S_2_SPP_N | SPP_S | SPP_N | Internal | Summer | B7 | 400 | 640 | 0 | 88.64 | 83.39 | 0.01 | 0
2030 | SPP_S_2_SPP_N | SPP_S | SPP_N | Internal | Summer | B8 | 500 | 640 | 0 | 78.56 | 70.68 | 0.01 | 0
2030 | SPP_S_2_SPP_N | SPP_S | SPP_N | Internal | Summer | B9 | 800 | 640 | 0 | 76.2 | 68.32 | 0.01 | 0
2030 | SPP_S_2_SPP_N | SPP_S | SPP_N | Internal | Summer | B10 | 1262 | 640 | 0 | 45.18 | 42.76 | 0.01 | 0
2030 | SPP_S_2_SPP_N | SPP_S | SPP_N | Internal | Winter | B16 | 25 | 640 | 0 | 59.09 | 59.08 | 0.01 | 0
2030 | SPP_S_2_SPP_N | SPP_S | SPP_N | Internal | Winter | B17 | 100 | 640 | 0 | 58.33 | 58.32 | 0.01 | 0
2030 | SPP_S_2_SPP_N | SPP_S | SPP_N | Internal | Winter | B18 | 400 | 640 | 0 | 58.33 | 58.32 | 0.01 | 0
2030 | SPP_S_2_SPP_N | SPP_S | SPP_N | Internal | Winter | B19 | 700 | 640 | 0 | 52.34 | 49.92 | 0.01 | 0
2030 | SPP_S_2_SPP_N | SPP_S | SPP_N | Internal | Winter | B20 | 935 | 640 | 0 | 44.16 | 44.15 | 0.01 | 0
2030 | TVA_2_NonRTO_Midwest | TVA | NonRTO_Midwest | Internal | Shoulder | B11 | 25 | 100 | 0 | 95.56 | 95.56 | 9 | 0
2030 | TVA_2_NonRTO_Midwest | TVA | NonRTO_Midwest | Internal | Shoulder | B12 | 200 | 100 | 0 | 91.11 | 94.91 | 9 | 0
2030 | TVA_2_NonRTO_Midwest | TVA | NonRTO_Midwest | Internal | Shoulder | B13 | 600 | 100 | 0 | 89.67 | 93.47 | 9 | 0
2030 | TVA_2_NonRTO_Midwest | TVA | NonRTO_Midwest | Internal | Shoulder | B14 | 900 | 100 | 0 | 84.62 | 84.6 | 9 | 0
2030 | TVA_2_NonRTO_Midwest | TVA | NonRTO_Midwest | Internal | Shoulder | B15 | 1203 | 100 | 0 | 79.82 | 82.6 | 9 | 0
2030 | TVA_2_NonRTO_Midwest | TVA | NonRTO_Midwest | Internal | Summer | B1 | 10 | 100 | 0 | 173.34 | 166.88 | 9 | 0
2030 | TVA_2_NonRTO_Midwest | TVA | NonRTO_Midwest | Internal | Summer | B2 | 25 | 100 | 0 | 181.16 | 174.7 | 9 | 0
2030 | TVA_2_NonRTO_Midwest | TVA | NonRTO_Midwest | Internal | Summer | B3 | 75 | 100 | 0 | 162 | 156.01 | 9 | 0
2030 | TVA_2_NonRTO_Midwest | TVA | NonRTO_Midwest | Internal | Summer | B4 | 100 | 100 | 0 | 146.86 | 147.2 | 9 | 0
2030 | TVA_2_NonRTO_Midwest | TVA | NonRTO_Midwest | Internal | Summer | B5 | 200 | 100 | 0 | 140.33 | 140.33 | 9 | 0
2030 | TVA_2_NonRTO_Midwest | TVA | NonRTO_Midwest | Internal | Summer | B6 | 300 | 100 | 0 | 107.52 | 107.52 | 9 | 0
2030 | TVA_2_NonRTO_Midwest | TVA | NonRTO_Midwest | Internal | Summer | B7 | 400 | 100 | 0 | 94.25 | 96.9 | 9 | 0
2030 | TVA_2_NonRTO_Midwest | TVA | NonRTO_Midwest | Internal | Summer | B8 | 500 | 100 | 0 | 91.83 | 93.34 | 9 | 0
2030 | TVA_2_NonRTO_Midwest | TVA | NonRTO_Midwest | Internal | Summer | B9 | 800 | 100 | 0 | 88.74 | 88.74 | 9 | 0
2030 | TVA_2_NonRTO_Midwest | TVA | NonRTO_Midwest | Internal | Summer | B10 | 1262 | 100 | 0 | 80.34 | 77.99 | 9 | 0
2030 | TVA_2_NonRTO_Midwest | TVA | NonRTO_Midwest | Internal | Winter | B16 | 25 | 100 | 0 | 98.92 | 97.81 | 9 | 0
2030 | TVA_2_NonRTO_Midwest | TVA | NonRTO_Midwest | Internal | Winter | B17 | 100 | 100 | 0 | 94.76 | 98.56 | 9 | 0
2030 | TVA_2_NonRTO_Midwest | TVA | NonRTO_Midwest | Internal | Winter | B18 | 400 | 100 | 0 | 93.49 | 97 | 9 | 0
2030 | TVA_2_NonRTO_Midwest | TVA | NonRTO_Midwest | Internal | Winter | B19 | 700 | 100 | 0 | 87.78 | 87.78 | 9 | 0
2030 | TVA_2_NonRTO_Midwest | TVA | NonRTO_Midwest | Internal | Winter | B20 | 935 | 100 | 0 | 82.02 | 85.79 | 9 | 0
2030 | TVA_2_SOCO | TVA | SOCO | Internal | Shoulder | B11 | 25 | 500 | 0 | 95.56 | 104.55 | 9 | 0
2030 | TVA_2_SOCO | TVA | SOCO | Internal | Shoulder | B12 | 200 | 500 | 0 | 91.11 | 92.33 | 9 | 0
2030 | TVA_2_SOCO | TVA | SOCO | Internal | Shoulder | B13 | 600 | 500 | 0 | 89.67 | 92.33 | 9 | 0
2030 | TVA_2_SOCO | TVA | SOCO | Internal | Shoulder | B14 | 900 | 500 | 0 | 84.62 | 91.63 | 9 | 0
2030 | TVA_2_SOCO | TVA | SOCO | Internal | Shoulder | B15 | 1203 | 500 | 0 | 79.82 | 84.24 | 9 | 0
2030 | TVA_2_SOCO | TVA | SOCO | Internal | Summer | B1 | 10 | 500 | 0 | 173.34 | 179.48 | 9 | 0
2030 | TVA_2_SOCO | TVA | SOCO | Internal | Summer | B2 | 25 | 500 | 0 | 181.16 | 189.68 | 9 | 0
2030 | TVA_2_SOCO | TVA | SOCO | Internal | Summer | B3 | 75 | 500 | 0 | 162 | 170.98 | 9 | 0
2030 | TVA_2_SOCO | TVA | SOCO | Internal | Summer | B4 | 100 | 500 | 0 | 146.86 | 154.84 | 9 | 0
2030 | TVA_2_SOCO | TVA | SOCO | Internal | Summer | B5 | 200 | 500 | 0 | 140.33 | 148.32 | 9 | 0
2030 | TVA_2_SOCO | TVA | SOCO | Internal | Summer | B6 | 300 | 500 | 0 | 107.52 | 107.51 | 9 | 0
2030 | TVA_2_SOCO | TVA | SOCO | Internal | Summer | B7 | 400 | 500 | 0 | 94.25 | 100.5 | 9 | 0
2030 | TVA_2_SOCO | TVA | SOCO | Internal | Summer | B8 | 500 | 500 | 0 | 91.83 | 90.83 | 9 | 0
2030 | TVA_2_SOCO | TVA | SOCO | Internal | Summer | B9 | 800 | 500 | 0 | 88.74 | 90.83 | 9 | 0
2030 | TVA_2_SOCO | TVA | SOCO | Internal | Summer | B10 | 1262 | 500 | 0 | 80.34 | 85.14 | 9 | 0
2030 | TVA_2_SOCO | TVA | SOCO | Internal | Winter | B16 | 25 | 500 | 0 | 98.92 | 104.51 | 9 | 0
2030 | TVA_2_SOCO | TVA | SOCO | Internal | Winter | B17 | 100 | 500 | 0 | 94.76 | 95.49 | 9 | 0
2030 | TVA_2_SOCO | TVA | SOCO | Internal | Winter | B18 | 400 | 500 | 0 | 93.49 | 95.49 | 9 | 0
2030 | TVA_2_SOCO | TVA | SOCO | Internal | Winter | B19 | 700 | 500 | 0 | 87.78 | 95.49 | 9 | 0
2030 | TVA_2_SOCO | TVA | SOCO | Internal | Winter | B20 | 935 | 500 | 0 | 82.02 | 86.23 | 9 | 0
2030 | TVA_2_VACAR | TVA | VACAR | Internal | Shoulder | B11 | 25 | 150 | 0 | 95.56 | 102.01 | 9 | 0
2030 | TVA_2_VACAR | TVA | VACAR | Internal | Shoulder | B12 | 200 | 150 | 0 | 91.11 | 95.68 | 9 | 0
2030 | TVA_2_VACAR | TVA | VACAR | Internal | Shoulder | B13 | 600 | 150 | 0 | 89.67 | 93.5 | 9 | 0
2030 | TVA_2_VACAR | TVA | VACAR | Internal | Shoulder | B14 | 900 | 150 | 0 | 84.62 | 84.63 | 9 | 0
2030 | TVA_2_VACAR | TVA | VACAR | Internal | Shoulder | B15 | 1203 | 150 | 0 | 79.82 | 82.78 | 9 | 0
2030 | TVA_2_VACAR | TVA | VACAR | Internal | Summer | B1 | 10 | 150 | 0 | 173.34 | 174.85 | 9 | 0
2030 | TVA_2_VACAR | TVA | VACAR | Internal | Summer | B2 | 25 | 150 | 0 | 181.16 | 182.67 | 9 | 0
2030 | TVA_2_VACAR | TVA | VACAR | Internal | Summer | B3 | 75 | 150 | 0 | 162 | 163.98 | 9 | 0
2030 | TVA_2_VACAR | TVA | VACAR | Internal | Summer | B4 | 100 | 150 | 0 | 146.86 | 147.83 | 9 | 0
2030 | TVA_2_VACAR | TVA | VACAR | Internal | Summer | B5 | 200 | 150 | 0 | 140.33 | 141.84 | 9 | 0
2030 | TVA_2_VACAR | TVA | VACAR | Internal | Summer | B6 | 300 | 150 | 0 | 107.52 | 109.03 | 9 | 0
2030 | TVA_2_VACAR | TVA | VACAR | Internal | Summer | B7 | 400 | 150 | 0 | 94.25 | 98.85 | 9 | 0
2030 | TVA_2_VACAR | TVA | VACAR | Internal | Summer | B8 | 500 | 150 | 0 | 91.83 | 93.37 | 9 | 0
2030 | TVA_2_VACAR | TVA | VACAR | Internal | Summer | B9 | 800 | 150 | 0 | 88.74 | 83.83 | 9 | 0
2030 | TVA_2_VACAR | TVA | VACAR | Internal | Summer | B10 | 1262 | 150 | 0 | 80.34 | 80.82 | 9 | 0
2030 | TVA_2_VACAR | TVA | VACAR | Internal | Winter | B16 | 25 | 150 | 0 | 98.92 | 100.56 | 9 | 0
2030 | TVA_2_VACAR | TVA | VACAR | Internal | Winter | B17 | 100 | 150 | 0 | 94.76 | 100.08 | 9 | 0
2030 | TVA_2_VACAR | TVA | VACAR | Internal | Winter | B18 | 400 | 150 | 0 | 93.49 | 97.12 | 9 | 0
2030 | TVA_2_VACAR | TVA | VACAR | Internal | Winter | B19 | 700 | 150 | 0 | 87.78 | 88.79 | 9 | 0
2030 | TVA_2_VACAR | TVA | VACAR | Internal | Winter | B20 | 935 | 150 | 0 | 82.02 | 86.43 | 9 | 0
2030 | TVA_Transmission_2_SOCO | TVA_Transmission | SOCO | Internal | Shoulder | B11 | 25 | 3200 | 410.89 | 95.55 | 104.55 | 9 | 0
2030 | TVA_Transmission_2_SOCO | TVA_Transmission | SOCO | Internal | Shoulder | B12 | 200 | 3200 | 0 | 91.1 | 92.33 | 9 | 0
2030 | TVA_Transmission_2_SOCO | TVA_Transmission | SOCO | Internal | Shoulder | B13 | 600 | 3200 | 0 | 89.65 | 92.33 | 9 | 0
2030 | TVA_Transmission_2_SOCO | TVA_Transmission | SOCO | Internal | Shoulder | B14 | 900 | 3200 | 0 | 84.61 | 91.63 | 9 | 0
2030 | TVA_Transmission_2_SOCO | TVA_Transmission | SOCO | Internal | Shoulder | B15 | 1203 | 3200 | 0 | 79.81 | 84.24 | 9 | 0
2030 | TVA_Transmission_2_SOCO | TVA_Transmission | SOCO | Internal | Summer | B1 | 10 | 3200 | 0 | 173.32 | 179.48 | 9 | 0
2030 | TVA_Transmission_2_SOCO | TVA_Transmission | SOCO | Internal | Summer | B2 | 25 | 3200 | 0 | 181.15 | 189.68 | 9 | 0
2030 | TVA_Transmission_2_SOCO | TVA_Transmission | SOCO | Internal | Summer | B3 | 75 | 3200 | 824.64 | 161.98 | 170.98 | 9 | 0
2030 | TVA_Transmission_2_SOCO | TVA_Transmission | SOCO | Internal | Summer | B4 | 100 | 3200 | 0 | 146.84 | 154.84 | 9 | 0
2030 | TVA_Transmission_2_SOCO | TVA_Transmission | SOCO | Internal | Summer | B5 | 200 | 3200 | 0 | 140.32 | 148.32 | 9 | 0
2030 | TVA_Transmission_2_SOCO | TVA_Transmission | SOCO | Internal | Summer | B6 | 300 | 3200 | 0 | 107.51 | 107.51 | 9 | 0
2030 | TVA_Transmission_2_SOCO | TVA_Transmission | SOCO | Internal | Summer | B7 | 400 | 3200 | 0 | 95.63 | 100.5 | 9 | 0
2030 | TVA_Transmission_2_SOCO | TVA_Transmission | SOCO | Internal | Summer | B8 | 500 | 3200 | 0 | 91.82 | 90.83 | 9 | 0
2030 | TVA_Transmission_2_SOCO | TVA_Transmission | SOCO | Internal | Summer | B9 | 800 | 3200 | 0 | 88.72 | 90.83 | 9 | 0
2030 | TVA_Transmission_2_SOCO | TVA_Transmission | SOCO | Internal | Summer | B10 | 1262 | 3200 | 0 | 80.33 | 85.14 | 9 | 0
2030 | TVA_Transmission_2_SOCO | TVA_Transmission | SOCO | Internal | Winter | B16 | 25 | 3200 | 0 | 98.91 | 104.51 | 9 | 0
2030 | TVA_Transmission_2_SOCO | TVA_Transmission | SOCO | Internal | Winter | B17 | 100 | 3200 | 0 | 94.75 | 95.49 | 9 | 0
2030 | TVA_Transmission_2_SOCO | TVA_Transmission | SOCO | Internal | Winter | B18 | 400 | 3200 | 0 | 93.48 | 95.49 | 9 | 0
2030 | TVA_Transmission_2_SOCO | TVA_Transmission | SOCO | Internal | Winter | B19 | 700 | 3200 | 0 | 87.77 | 95.49 | 9 | 0
2030 | TVA_Transmission_2_SOCO | TVA_Transmission | SOCO | Internal | Winter | B20 | 935 | 3200 | 0 | 82.01 | 86.23 | 9 | 0
2030 | TVA_Transmission_2_TVA | TVA_Transmission | TVA | Internal | Shoulder | B11 | 25 | 99999 | 2813.21 | 95.55 | 95.56 | 0.01 | 0
2030 | TVA_Transmission_2_TVA | TVA_Transmission | TVA | Internal | Shoulder | B12 | 200 | 99999 | 2695.05 | 91.1 | 91.11 | 0.01 | 0
2030 | TVA_Transmission_2_TVA | TVA_Transmission | TVA | Internal | Shoulder | B13 | 600 | 99999 | 1294.43 | 89.65 | 89.67 | 0.01 | 0
2030 | TVA_Transmission_2_TVA | TVA_Transmission | TVA | Internal | Shoulder | B14 | 900 | 99999 | 3305.97 | 84.61 | 84.62 | 0.01 | 0
2030 | TVA_Transmission_2_TVA | TVA_Transmission | TVA | Internal | Shoulder | B15 | 1203 | 99999 | 2773.03 | 79.81 | 79.82 | 0.01 | 0
2030 | TVA_Transmission_2_TVA | TVA_Transmission | TVA | Internal | Summer | B1 | 10 | 99999 | 5350.15 | 173.32 | 173.34 | 0.01 | 0
2030 | TVA_Transmission_2_TVA | TVA_Transmission | TVA | Internal | Summer | B2 | 25 | 99999 | 4616.01 | 181.15 | 181.16 | 0.01 | 0
2030 | TVA_Transmission_2_TVA | TVA_Transmission | TVA | Internal | Summer | B3 | 75 | 99999 | 3175.36 | 161.98 | 162 | 0.01 | 0
2030 | TVA_Transmission_2_TVA | TVA_Transmission | TVA | Internal | Summer | B4 | 100 | 99999 | 2875.59 | 146.84 | 146.86 | 0.01 | 0
2030 | TVA_Transmission_2_TVA | TVA_Transmission | TVA | Internal | Summer | B5 | 200 | 99999 | 1349.63 | 140.32 | 140.33 | 0.01 | 0
2030 | TVA_Transmission_2_TVA | TVA_Transmission | TVA | Internal | Summer | B6 | 300 | 99999 | 933.63 | 107.51 | 107.52 | 0.01 | 0
2030 | TVA_Transmission_2_TVA | TVA_Transmission | TVA | Internal | Summer | B7 | 400 | 99999 | 0 | 95.63 | 94.25 | 0.01 | 0
2030 | TVA_Transmission_2_TVA | TVA_Transmission | TVA | Internal | Summer | B8 | 500 | 99999 | 963.11 | 91.82 | 91.83 | 0.01 | 0
2030 | TVA_Transmission_2_TVA | TVA_Transmission | TVA | Internal | Summer | B9 | 800 | 99999 | 3309.22 | 88.72 | 88.74 | 0.01 | 0
2030 | TVA_Transmission_2_TVA | TVA_Transmission | TVA | Internal | Summer | B10 | 1262 | 99999 | 1202.97 | 80.33 | 80.34 | 0.01 | 0
2030 | TVA_Transmission_2_TVA | TVA_Transmission | TVA | Internal | Winter | B16 | 25 | 99999 | 4000 | 98.91 | 98.92 | 0.01 | 0
2030 | TVA_Transmission_2_TVA | TVA_Transmission | TVA | Internal | Winter | B17 | 100 | 99999 | 3477.04 | 94.75 | 94.76 | 0.01 | 0
2030 | TVA_Transmission_2_TVA | TVA_Transmission | TVA | Internal | Winter | B18 | 400 | 99999 | 2732.65 | 93.48 | 93.49 | 0.01 | 0
2030 | TVA_Transmission_2_TVA | TVA_Transmission | TVA | Internal | Winter | B19 | 700 | 99999 | 3542.89 | 87.77 | 87.78 | 0.01 | 0
2030 | TVA_Transmission_2_TVA | TVA_Transmission | TVA | Internal | Winter | B20 | 935 | 99999 | 3860.79 | 82.01 | 82.02 | 0.01 | 0
2030 | TVA_Transmission_2_VACAR | TVA_Transmission | VACAR | Internal | Shoulder | B11 | 25 | 900 | 0 | 95.55 | 102.01 | 9 | 0
2030 | TVA_Transmission_2_VACAR | TVA_Transmission | VACAR | Internal | Shoulder | B12 | 200 | 900 | 0 | 91.1 | 95.68 | 9 | 0
2030 | TVA_Transmission_2_VACAR | TVA_Transmission | VACAR | Internal | Shoulder | B13 | 600 | 900 | 0 | 89.65 | 93.5 | 9 | 0
2030 | TVA_Transmission_2_VACAR | TVA_Transmission | VACAR | Internal | Shoulder | B14 | 900 | 900 | 0 | 84.61 | 84.63 | 9 | 0
2030 | TVA_Transmission_2_VACAR | TVA_Transmission | VACAR | Internal | Shoulder | B15 | 1203 | 900 | 0 | 79.81 | 82.78 | 9 | 0
2030 | TVA_Transmission_2_VACAR | TVA_Transmission | VACAR | Internal | Summer | B1 | 10 | 900 | 0 | 173.32 | 174.85 | 9 | 0
2030 | TVA_Transmission_2_VACAR | TVA_Transmission | VACAR | Internal | Summer | B2 | 25 | 900 | 0 | 181.15 | 182.67 | 9 | 0
2030 | TVA_Transmission_2_VACAR | TVA_Transmission | VACAR | Internal | Summer | B3 | 75 | 900 | 0 | 161.98 | 163.98 | 9 | 0
2030 | TVA_Transmission_2_VACAR | TVA_Transmission | VACAR | Internal | Summer | B4 | 100 | 900 | 0 | 146.84 | 147.83 | 9 | 0
2030 | TVA_Transmission_2_VACAR | TVA_Transmission | VACAR | Internal | Summer | B5 | 200 | 900 | 0 | 140.32 | 141.84 | 9 | 0
2030 | TVA_Transmission_2_VACAR | TVA_Transmission | VACAR | Internal | Summer | B6 | 300 | 900 | 0 | 107.51 | 109.03 | 9 | 0
2030 | TVA_Transmission_2_VACAR | TVA_Transmission | VACAR | Internal | Summer | B7 | 400 | 900 | 0 | 95.63 | 98.85 | 9 | 0
2030 | TVA_Transmission_2_VACAR | TVA_Transmission | VACAR | Internal | Summer | B8 | 500 | 900 | 0 | 91.82 | 93.37 | 9 | 0
2030 | TVA_Transmission_2_VACAR | TVA_Transmission | VACAR | Internal | Summer | B9 | 800 | 900 | 0 | 88.72 | 83.83 | 9 | 0
2030 | TVA_Transmission_2_VACAR | TVA_Transmission | VACAR | Internal | Summer | B10 | 1262 | 900 | 0 | 80.33 | 80.82 | 9 | 0
2030 | TVA_Transmission_2_VACAR | TVA_Transmission | VACAR | Internal | Winter | B16 | 25 | 900 | 0 | 98.91 | 100.56 | 9 | 0
2030 | TVA_Transmission_2_VACAR | TVA_Transmission | VACAR | Internal | Winter | B17 | 100 | 900 | 0 | 94.75 | 100.08 | 9 | 0
2030 | TVA_Transmission_2_VACAR | TVA_Transmission | VACAR | Internal | Winter | B18 | 400 | 900 | 0 | 93.48 | 97.12 | 9 | 0
2030 | TVA_Transmission_2_VACAR | TVA_Transmission | VACAR | Internal | Winter | B19 | 700 | 900 | 0 | 87.77 | 88.79 | 9 | 0
2030 | TVA_Transmission_2_VACAR | TVA_Transmission | VACAR | Internal | Winter | B20 | 935 | 900 | 0 | 82.01 | 86.43 | 9 | 0
2030 | VACAR_2_SOCO | VACAR | SOCO | Internal | Shoulder | B11 | 25 | 3000 | 0 | 102.01 | 104.55 | 7 | 0
2030 | VACAR_2_SOCO | VACAR | SOCO | Internal | Shoulder | B12 | 200 | 3000 | 0 | 95.68 | 92.33 | 7 | 0
2030 | VACAR_2_SOCO | VACAR | SOCO | Internal | Shoulder | B13 | 600 | 3000 | 0 | 93.5 | 92.33 | 7 | 0
2030 | VACAR_2_SOCO | VACAR | SOCO | Internal | Shoulder | B14 | 900 | 3000 | 2388.15 | 84.63 | 91.63 | 7 | 0
2030 | VACAR_2_SOCO | VACAR | SOCO | Internal | Shoulder | B15 | 1203 | 3000 | 0 | 82.78 | 84.24 | 7 | 0
2030 | VACAR_2_SOCO | VACAR | SOCO | Internal | Summer | B1 | 10 | 3000 | 0 | 174.85 | 179.48 | 7 | 0
2030 | VACAR_2_SOCO | VACAR | SOCO | Internal | Summer | B2 | 25 | 3000 | 5343.14 | 182.67 | 189.68 | 7 | 0.01
2030 | VACAR_2_SOCO | VACAR | SOCO | Internal | Summer | B3 | 75 | 3000 | 2575.87 | 163.98 | 170.98 | 7 | 0
2030 | VACAR_2_SOCO | VACAR | SOCO | Internal | Summer | B4 | 100 | 3000 | 3361.03 | 147.83 | 154.84 | 7 | 0.01
2030 | VACAR_2_SOCO | VACAR | SOCO | Internal | Summer | B5 | 200 | 3000 | 0 | 141.84 | 148.32 | 7 | 0
2030 | VACAR_2_SOCO | VACAR | SOCO | Internal | Summer | B6 | 300 | 3000 | 0 | 109.03 | 107.51 | 7 | 0
2030 | VACAR_2_SOCO | VACAR | SOCO | Internal | Summer | B7 | 400 | 3000 | 0 | 98.85 | 100.5 | 7 | 0
2030 | VACAR_2_SOCO | VACAR | SOCO | Internal | Summer | B8 | 500 | 3000 | 0 | 93.37 | 90.83 | 7 | 0
2030 | VACAR_2_SOCO | VACAR | SOCO | Internal | Summer | B9 | 800 | 3000 | 917.64 | 83.83 | 90.83 | 7 | 0
2030 | VACAR_2_SOCO | VACAR | SOCO | Internal | Summer | B10 | 1262 | 3000 | 0 | 80.82 | 85.14 | 7 | 0
2030 | VACAR_2_SOCO | VACAR | SOCO | Internal | Winter | B16 | 25 | 3000 | 0 | 100.56 | 104.51 | 7 | 0
2030 | VACAR_2_SOCO | VACAR | SOCO | Internal | Winter | B17 | 100 | 3000 | 0 | 100.08 | 95.49 | 7 | 0
2030 | VACAR_2_SOCO | VACAR | SOCO | Internal | Winter | B18 | 400 | 3000 | 0 | 97.12 | 95.49 | 7 | 0
2030 | VACAR_2_SOCO | VACAR | SOCO | Internal | Winter | B19 | 700 | 3000 | 0 | 88.79 | 95.49 | 7 | 0
2030 | VACAR_2_SOCO | VACAR | SOCO | Internal | Winter | B20 | 935 | 3000 | 0 | 86.43 | 86.23 | 7 | 0
2035 | ENT_2_SOCO | ENT | SOCO | Internal | Shoulder | B11 | 25 | 2000 | 2000 | 96.48 | 105.48 | 8 | 1
2035 | ENT_2_SOCO | ENT | SOCO | Internal | Shoulder | B12 | 200 | 2000 | 0 | 91.84 | 93.21 | 8 | 0
2035 | ENT_2_SOCO | ENT | SOCO | Internal | Shoulder | B13 | 600 | 2000 | 0 | 91.01 | 93.21 | 8 | 0
2035 | ENT_2_SOCO | ENT | SOCO | Internal | Shoulder | B14 | 900 | 2000 | 2000 | 82.79 | 91.79 | 8 | 1
2035 | ENT_2_SOCO | ENT | SOCO | Internal | Shoulder | B15 | 1203 | 2000 | 0 | 73.38 | 80.68 | 8 | 0
2035 | ENT_2_SOCO | ENT | SOCO | Internal | Summer | B1 | 10 | 2000 | 14377.32 | 191.29 | 206.04 | 8 | 6.75
2035 | ENT_2_SOCO | ENT | SOCO | Internal | Summer | B2 | 25 | 2000 | 10549.8 | 248.96 | 263.71 | 8 | 6.75
2035 | ENT_2_SOCO | ENT | SOCO | Internal | Summer | B3 | 75 | 2000 | 2000 | 180.33 | 194.68 | 8 | 6.35
2035 | ENT_2_SOCO | ENT | SOCO | Internal | Summer | B4 | 100 | 2000 | 32.1 | 152.94 | 160.94 | 8 | 0
2035 | ENT_2_SOCO | ENT | SOCO | Internal | Summer | B5 | 200 | 2000 | 0 | 146.77 | 154.58 | 8 | 0
2035 | ENT_2_SOCO | ENT | SOCO | Internal | Summer | B6 | 300 | 2000 | 0 | 101.82 | 108.18 | 8 | 0
2035 | ENT_2_SOCO | ENT | SOCO | Internal | Summer | B7 | 400 | 2000 | 0 | 93.03 | 95.12 | 8 | 0
2035 | ENT_2_SOCO | ENT | SOCO | Internal | Summer | B8 | 500 | 2000 | 0 | 92.35 | 91.65 | 8 | 0
2035 | ENT_2_SOCO | ENT | SOCO | Internal | Summer | B9 | 800 | 2000 | 0 | 90.93 | 91.65 | 8 | 0
2035 | ENT_2_SOCO | ENT | SOCO | Internal | Summer | B10 | 1262 | 2000 | 0 | 79.87 | 79.35 | 8 | 0
2035 | ENT_2_SOCO | ENT | SOCO | Internal | Winter | B16 | 25 | 2000 | 2000 | 94.63 | 105.74 | 8 | 3.11
2035 | ENT_2_SOCO | ENT | SOCO | Internal | Winter | B17 | 100 | 2000 | 0 | 92.76 | 96.69 | 8 | 0
2035 | ENT_2_SOCO | ENT | SOCO | Internal | Winter | B18 | 400 | 2000 | 0 | 94.07 | 96.15 | 8 | 0
2035 | ENT_2_SOCO | ENT | SOCO | Internal | Winter | B19 | 700 | 2000 | 0 | 88.71 | 95.59 | 8 | 0
2035 | ENT_2_SOCO | ENT | SOCO | Internal | Winter | B20 | 935 | 2000 | 0 | 79.12 | 83.64 | 8 | 0
2035 | ENT_2_TVA_Transmission | ENT | TVA_Transmission | Internal | Shoulder | B11 | 25 | 2100 | 0 | 96.48 | 96.48 | 8 | 0
2035 | ENT_2_TVA_Transmission | ENT | TVA_Transmission | Internal | Shoulder | B12 | 200 | 2100 | 0 | 91.84 | 91.84 | 8 | 0
2035 | ENT_2_TVA_Transmission | ENT | TVA_Transmission | Internal | Shoulder | B13 | 600 | 2100 | 0 | 91.01 | 90.3 | 8 | 0
2035 | ENT_2_TVA_Transmission | ENT | TVA_Transmission | Internal | Shoulder | B14 | 900 | 2100 | 0 | 82.79 | 85.72 | 8 | 0
2035 | ENT_2_TVA_Transmission | ENT | TVA_Transmission | Internal | Shoulder | B15 | 1203 | 2100 | 0 | 73.38 | 80.01 | 8 | 0
2035 | ENT_2_TVA_Transmission | ENT | TVA_Transmission | Internal | Summer | B1 | 10 | 2100 | 1706.73 | 191.29 | 199.29 | 8 | 0
2035 | ENT_2_TVA_Transmission | ENT | TVA_Transmission | Internal | Summer | B2 | 25 | 2100 | 30.44 | 248.96 | 256.96 | 8 | 0
2035 | ENT_2_TVA_Transmission | ENT | TVA_Transmission | Internal | Summer | B3 | 75 | 2100 | 0 | 180.33 | 185.68 | 8 | 0
2035 | ENT_2_TVA_Transmission | ENT | TVA_Transmission | Internal | Summer | B4 | 100 | 2100 | 0 | 152.94 | 152.94 | 8 | 0
2035 | ENT_2_TVA_Transmission | ENT | TVA_Transmission | Internal | Summer | B5 | 200 | 2100 | 0 | 146.77 | 146.77 | 8 | 0
2035 | ENT_2_TVA_Transmission | ENT | TVA_Transmission | Internal | Summer | B6 | 300 | 2100 | 274.22 | 101.82 | 109.82 | 8 | 0
2035 | ENT_2_TVA_Transmission | ENT | TVA_Transmission | Internal | Summer | B7 | 400 | 2100 | 0 | 93.03 | 97.25 | 8 | 0
2035 | ENT_2_TVA_Transmission | ENT | TVA_Transmission | Internal | Summer | B8 | 500 | 2100 | 0 | 92.35 | 92.71 | 8 | 0
2035 | ENT_2_TVA_Transmission | ENT | TVA_Transmission | Internal | Summer | B9 | 800 | 2100 | 0 | 90.93 | 90.93 | 8 | 0
2035 | ENT_2_TVA_Transmission | ENT | TVA_Transmission | Internal | Summer | B10 | 1262 | 2100 | 0 | 79.87 | 80.58 | 8 | 0
2035 | ENT_2_TVA_Transmission | ENT | TVA_Transmission | Internal | Winter | B16 | 25 | 2100 | 0 | 94.63 | 99.89 | 8 | 0
2035 | ENT_2_TVA_Transmission | ENT | TVA_Transmission | Internal | Winter | B17 | 100 | 2100 | 0 | 92.76 | 95.69 | 8 | 0
2035 | ENT_2_TVA_Transmission | ENT | TVA_Transmission | Internal | Winter | B18 | 400 | 2100 | 0 | 94.07 | 94.07 | 8 | 0
2035 | ENT_2_TVA_Transmission | ENT | TVA_Transmission | Internal | Winter | B19 | 700 | 2100 | 0 | 88.71 | 88.74 | 8 | 0
2035 | ENT_2_TVA_Transmission | ENT | TVA_Transmission | Internal | Winter | B20 | 935 | 2100 | 0 | 79.12 | 82.79 | 8 | 0
2035 | FRCC_2_SOCO | FRCC | SOCO | Internal | Shoulder | B11 | 25 | 900 | 0 | 115.48 | 105.48 | 8 | 0
2035 | FRCC_2_SOCO | FRCC | SOCO | Internal | Shoulder | B12 | 200 | 900 | 0 | 98.41 | 93.21 | 8 | 0
2035 | FRCC_2_SOCO | FRCC | SOCO | Internal | Shoulder | B13 | 600 | 900 | 0 | 98.41 | 93.21 | 8 | 0
2035 | FRCC_2_SOCO | FRCC | SOCO | Internal | Shoulder | B14 | 900 | 900 | 0 | 85.11 | 91.79 | 8 | 0
2035 | FRCC_2_SOCO | FRCC | SOCO | Internal | Shoulder | B15 | 1203 | 900 | 0 | 85.11 | 80.68 | 8 | 0
2035 | FRCC_2_SOCO | FRCC | SOCO | Internal | Summer | B1 | 10 | 900 | 0 | 216.05 | 206.04 | 8 | 0
2035 | FRCC_2_SOCO | FRCC | SOCO | Internal | Summer | B2 | 25 | 900 | 0 | 273.72 | 263.71 | 8 | 0
2035 | FRCC_2_SOCO | FRCC | SOCO | Internal | Summer | B3 | 75 | 900 | 0 | 204.69 | 194.68 | 8 | 0
2035 | FRCC_2_SOCO | FRCC | SOCO | Internal | Summer | B4 | 100 | 900 | 0 | 170.94 | 160.94 | 8 | 0
2035 | FRCC_2_SOCO | FRCC | SOCO | Internal | Summer | B5 | 200 | 900 | 0 | 164.58 | 154.58 | 8 | 0
2035 | FRCC_2_SOCO | FRCC | SOCO | Internal | Summer | B6 | 300 | 900 | 0 | 106.74 | 108.18 | 8 | 0
2035 | FRCC_2_SOCO | FRCC | SOCO | Internal | Summer | B7 | 400 | 900 | 0 | 97.35 | 95.12 | 8 | 0
2035 | FRCC_2_SOCO | FRCC | SOCO | Internal | Summer | B8 | 500 | 900 | 0 | 97.35 | 91.65 | 8 | 0
2035 | FRCC_2_SOCO | FRCC | SOCO | Internal | Summer | B9 | 800 | 900 | 0 | 86.04 | 91.65 | 8 | 0
2035 | FRCC_2_SOCO | FRCC | SOCO | Internal | Summer | B10 | 1262 | 900 | 0 | 84.21 | 79.35 | 8 | 0
2035 | FRCC_2_SOCO | FRCC | SOCO | Internal | Winter | B16 | 25 | 900 | 0 | 113.91 | 105.74 | 8 | 0
2035 | FRCC_2_SOCO | FRCC | SOCO | Internal | Winter | B17 | 100 | 900 | 0 | 101.33 | 96.69 | 8 | 0
2035 | FRCC_2_SOCO | FRCC | SOCO | Internal | Winter | B18 | 400 | 900 | 0 | 90.15 | 96.15 | 8 | 0
2035 | FRCC_2_SOCO | FRCC | SOCO | Internal | Winter | B19 | 700 | 900 | 654.97 | 87.59 | 95.59 | 8 | 0
2035 | FRCC_2_SOCO | FRCC | SOCO | Internal | Winter | B20 | 935 | 900 | 0 | 87.59 | 83.64 | 8 | 0
2035 | HQ_NEISO_2_NEISO | HQ_NEISO | NEISO | Internal | Shoulder | B11 | 25 | 99999 | 2920 | 70.88 | 70.9 | 0.01 | 0
2035 | HQ_NEISO_2_NEISO | HQ_NEISO | NEISO | Internal | Shoulder | B12 | 200 | 99999 | 2920 | 70.88 | 70.9 | 0.01 | 0
2035 | HQ_NEISO_2_NEISO | HQ_NEISO | NEISO | Internal | Shoulder | B13 | 600 | 99999 | 2920 | 70.88 | 70.9 | 0.01 | 0
2035 | HQ_NEISO_2_NEISO | HQ_NEISO | NEISO | Internal | Shoulder | B14 | 900 | 99999 | 2920 | 70.88 | 70.9 | 0.01 | 0
2035 | HQ_NEISO_2_NEISO | HQ_NEISO | NEISO | Internal | Shoulder | B15 | 1203 | 99999 | 1143.24 | 70.88 | 70.9 | 0.01 | 0
2035 | HQ_NEISO_2_NEISO | HQ_NEISO | NEISO | Internal | Summer | B1 | 10 | 99999 | 2920.1 | 203.6 | 203.61 | 0.01 | 0
2035 | HQ_NEISO_2_NEISO | HQ_NEISO | NEISO | Internal | Summer | B2 | 25 | 99999 | 2920.1 | 254.43 | 254.44 | 0.01 | 0
2035 | HQ_NEISO_2_NEISO | HQ_NEISO | NEISO | Internal | Summer | B3 | 75 | 99999 | 2920.1 | 144.36 | 144.37 | 0.01 | 0
2035 | HQ_NEISO_2_NEISO | HQ_NEISO | NEISO | Internal | Summer | B4 | 100 | 99999 | 2920.1 | 104.26 | 104.27 | 0.01 | 0
2035 | HQ_NEISO_2_NEISO | HQ_NEISO | NEISO | Internal | Summer | B5 | 200 | 99999 | 2920.1 | 94.72 | 94.73 | 0.01 | 0
2035 | HQ_NEISO_2_NEISO | HQ_NEISO | NEISO | Internal | Summer | B6 | 300 | 99999 | 2920 | 78.06 | 78.07 | 0.01 | 0
2035 | HQ_NEISO_2_NEISO | HQ_NEISO | NEISO | Internal | Summer | B7 | 400 | 99999 | 2920 | 78.06 | 78.07 | 0.01 | 0
2035 | HQ_NEISO_2_NEISO | HQ_NEISO | NEISO | Internal | Summer | B8 | 500 | 99999 | 2920 | 77.46 | 77.47 | 0.01 | 0
2035 | HQ_NEISO_2_NEISO | HQ_NEISO | NEISO | Internal | Summer | B9 | 800 | 99999 | 2920 | 75.69 | 75.7 | 0.01 | 0
2035 | HQ_NEISO_2_NEISO | HQ_NEISO | NEISO | Internal | Summer | B10 | 1262 | 99999 | 795.94 | 75.69 | 75.7 | 0.01 | 0
2035 | HQ_NEISO_2_NEISO | HQ_NEISO | NEISO | Internal | Winter | B16 | 25 | 99999 | 2920 | 80.39 | 80.4 | 0.01 | 0
2035 | HQ_NEISO_2_NEISO | HQ_NEISO | NEISO | Internal | Winter | B17 | 100 | 99999 | 2920 | 80.39 | 80.4 | 0.01 | 0
2035 | HQ_NEISO_2_NEISO | HQ_NEISO | NEISO | Internal | Winter | B18 | 400 | 99999 | 2920 | 80.39 | 80.4 | 0.01 | 0
2035 | HQ_NEISO_2_NEISO | HQ_NEISO | NEISO | Internal | Winter | B19 | 700 | 99999 | 2920 | 80.39 | 80.4 | 0.01 | 0
2035 | HQ_NEISO_2_NEISO | HQ_NEISO | NEISO | Internal | Winter | B20 | 935 | 99999 | 1233.58 | 80.39 | 80.4 | 0.01 | 0
2035 | HQ_NY_2_NYISO_A-F | HQ_NY | NYISO_A-F | Internal | Shoulder | B11 | 25 | 99999 | 1613.97 | 73.6 | 73.61 | 0.01 | 0
2035 | HQ_NY_2_NYISO_A-F | HQ_NY | NYISO_A-F | Internal | Shoulder | B12 | 200 | 99999 | 1625.97 | 73.88 | 73.9 | 0.01 | 0
2035 | HQ_NY_2_NYISO_A-F | HQ_NY | NYISO_A-F | Internal | Shoulder | B13 | 600 | 99999 | 1603.66 | 73.6 | 73.61 | 0.01 | 0
2035 | HQ_NY_2_NYISO_A-F | HQ_NY | NYISO_A-F | Internal | Shoulder | B14 | 900 | 99999 | 1566.83 | 73.6 | 73.61 | 0.01 | 0
2035 | HQ_NY_2_NYISO_A-F | HQ_NY | NYISO_A-F | Internal | Shoulder | B15 | 1203 | 99999 | 660.96 | 73.6 | 73.61 | 0.01 | 0
2035 | HQ_NY_2_NYISO_A-F | HQ_NY | NYISO_A-F | Internal | Summer | B1 | 10 | 99999 | 1847.06 | 193.93 | 193.94 | 0.01 | 0
2035 | HQ_NY_2_NYISO_A-F | HQ_NY | NYISO_A-F | Internal | Summer | B2 | 25 | 99999 | 1815.42 | 244.76 | 244.77 | 0.01 | 0
2035 | HQ_NY_2_NYISO_A-F | HQ_NY | NYISO_A-F | Internal | Summer | B3 | 75 | 99999 | 1767.99 | 137.84 | 137.85 | 0.01 | 0
2035 | HQ_NY_2_NYISO_A-F | HQ_NY | NYISO_A-F | Internal | Summer | B4 | 100 | 99999 | 1717.06 | 107.26 | 107.27 | 0.01 | 0
2035 | HQ_NY_2_NYISO_A-F | HQ_NY | NYISO_A-F | Internal | Summer | B5 | 200 | 99999 | 1686.3 | 97.72 | 97.73 | 0.01 | 0
2035 | HQ_NY_2_NYISO_A-F | HQ_NY | NYISO_A-F | Internal | Summer | B6 | 300 | 99999 | 1655.5 | 81.06 | 81.07 | 0.01 | 0
2035 | HQ_NY_2_NYISO_A-F | HQ_NY | NYISO_A-F | Internal | Summer | B7 | 400 | 99999 | 1620.23 | 81.06 | 81.07 | 0.01 | 0
2035 | HQ_NY_2_NYISO_A-F | HQ_NY | NYISO_A-F | Internal | Summer | B8 | 500 | 99999 | 1596.35 | 78.66 | 78.67 | 0.01 | 0
2035 | HQ_NY_2_NYISO_A-F | HQ_NY | NYISO_A-F | Internal | Summer | B9 | 800 | 99999 | 1563.98 | 78.66 | 78.67 | 0.01 | 0
2035 | HQ_NY_2_NYISO_A-F | HQ_NY | NYISO_A-F | Internal | Summer | B10 | 1262 | 99999 | 506.51 | 78.66 | 78.67 | 0.01 | 0
2035 | HQ_NY_2_NYISO_A-F | HQ_NY | NYISO_A-F | Internal | Winter | B16 | 25 | 99999 | 1697.52 | 75.91 | 75.92 | 0.01 | 0
2035 | HQ_NY_2_NYISO_A-F | HQ_NY | NYISO_A-F | Internal | Winter | B17 | 100 | 99999 | 1677.94 | 75.91 | 75.92 | 0.01 | 0
2035 | HQ_NY_2_NYISO_A-F | HQ_NY | NYISO_A-F | Internal | Winter | B18 | 400 | 99999 | 1655.45 | 75.91 | 75.92 | 0.01 | 0
2035 | HQ_NY_2_NYISO_A-F | HQ_NY | NYISO_A-F | Internal | Winter | B19 | 700 | 99999 | 1616.27 | 75.91 | 75.92 | 0.01 | 0
2035 | HQ_NY_2_NYISO_A-F | HQ_NY | NYISO_A-F | Internal | Winter | B20 | 935 | 99999 | 749.31 | 75.91 | 75.92 | 0.01 | 0
2035 | HQ_IESO_2_IESO | HQ_IESO | IESO | Internal | Shoulder | B11 | 25 | 99999 | 400 | 53.35 | 53.36 | 0.01 | 0
2035 | HQ_IESO_2_IESO | HQ_IESO | IESO | Internal | Shoulder | B12 | 200 | 99999 | 400 | 53.35 | 53.36 | 0.01 | 0
2035 | HQ_IESO_2_IESO | HQ_IESO | IESO | Internal | Shoulder | B13 | 600 | 99999 | 400 | 53.35 | 53.36 | 0.01 | 0
2035 | HQ_IESO_2_IESO | HQ_IESO | IESO | Internal | Shoulder | B14 | 900 | 99999 | 400 | 53.35 | 53.36 | 0.01 | 0
2035 | HQ_IESO_2_IESO | HQ_IESO | IESO | Internal | Shoulder | B15 | 1203 | 99999 | 75.48 | 53.35 | 53.36 | 0.01 | 0
2035 | HQ_IESO_2_IESO | HQ_IESO | IESO | Internal | Summer | B1 | 10 | 99999 | 400.1 | 166.75 | 166.76 | 0.01 | 0
2035 | HQ_IESO_2_IESO | HQ_IESO | IESO | Internal | Summer | B2 | 25 | 99999 | 400.1 | 204.07 | 204.09 | 0.01 | 0
2035 | HQ_IESO_2_IESO | HQ_IESO | IESO | Internal | Summer | B3 | 75 | 99999 | 400.1 | 123.73 | 123.74 | 0.01 | 0
2035 | HQ_IESO_2_IESO | HQ_IESO | IESO | Internal | Summer | B4 | 100 | 99999 | 400.1 | 96.35 | 96.36 | 0.01 | 0
2035 | HQ_IESO_2_IESO | HQ_IESO | IESO | Internal | Summer | B5 | 200 | 99999 | 400 | 90.16 | 90.18 | 0.01 | 0
2035 | HQ_IESO_2_IESO | HQ_IESO | IESO | Internal | Summer | B6 | 300 | 99999 | 400 | 53.95 | 53.96 | 0.01 | 0
2035 | HQ_IESO_2_IESO | HQ_IESO | IESO | Internal | Summer | B7 | 400 | 99999 | 400 | 45.92 | 45.93 | 0.01 | 0
2035 | HQ_IESO_2_IESO | HQ_IESO | IESO | Internal | Summer | B8 | 500 | 99999 | 400 | 45.92 | 45.93 | 0.01 | 0
2035 | HQ_IESO_2_IESO | HQ_IESO | IESO | Internal | Summer | B9 | 800 | 99999 | 400 | 45.92 | 45.93 | 0.01 | 0
2035 | HQ_IESO_2_IESO | HQ_IESO | IESO | Internal | Summer | B10 | 1262 | 99999 | 12.04 | 45.92 | 45.93 | 0.01 | 0
2035 | HQ_IESO_2_IESO | HQ_IESO | IESO | Internal | Winter | B16 | 25 | 99999 | 400 | 65.32 | 65.33 | 0.01 | 0
2035 | HQ_IESO_2_IESO | HQ_IESO | IESO | Internal | Winter | B17 | 100 | 99999 | 400 | 65.32 | 65.33 | 0.01 | 0
2035 | HQ_IESO_2_IESO | HQ_IESO | IESO | Internal | Winter | B18 | 400 | 99999 | 400 | 65.32 | 65.33 | 0.01 | 0
2035 | HQ_IESO_2_IESO | HQ_IESO | IESO | Internal | Winter | B19 | 700 | 99999 | 400 | 65.32 | 65.33 | 0.01 | 0
2035 | HQ_IESO_2_IESO | HQ_IESO | IESO | Internal | Winter | B20 | 935 | 99999 | 91.98 | 65.32 | 65.33 | 0.01 | 0
2035 | IESO_2_MAPP_CA | IESO | MAPP_CA | Internal | Shoulder | B11 | 25 | 262 | 0 | 53.36 | 52.25 | 7 | 0
2035 | IESO_2_MAPP_CA | IESO | MAPP_CA | Internal | Shoulder | B12 | 200 | 262 | 0 | 53.36 | 58.12 | 7 | 0
2035 | IESO_2_MAPP_CA | IESO | MAPP_CA | Internal | Shoulder | B13 | 600 | 262 | 0 | 53.36 | 54.85 | 7 | 0
2035 | IESO_2_MAPP_CA | IESO | MAPP_CA | Internal | Shoulder | B14 | 900 | 262 | 0 | 53.36 | 52.2 | 7 | 0
2035 | IESO_2_MAPP_CA | IESO | MAPP_CA | Internal | Shoulder | B15 | 1203 | 262 | 0 | 53.36 | 52.2 | 7 | 0
2035 | IESO_2_MAPP_CA | IESO | MAPP_CA | Internal | Summer | B1 | 10 | 262 | 0 | 166.76 | 144.19 | 7 | 0
2035 | IESO_2_MAPP_CA | IESO | MAPP_CA | Internal | Summer | B2 | 25 | 262 | 0 | 204.09 | 191.12 | 7 | 0
2035 | IESO_2_MAPP_CA | IESO | MAPP_CA | Internal | Summer | B3 | 75 | 262 | 0 | 123.74 | 121.04 | 7 | 0
2035 | IESO_2_MAPP_CA | IESO | MAPP_CA | Internal | Summer | B4 | 100 | 262 | 262 | 96.36 | 113.18 | 7 | 9.81
2035 | IESO_2_MAPP_CA | IESO | MAPP_CA | Internal | Summer | B5 | 200 | 262 | 262 | 90.18 | 107.01 | 7 | 9.84
2035 | IESO_2_MAPP_CA | IESO | MAPP_CA | Internal | Summer | B6 | 300 | 262 | 262 | 53.96 | 70.07 | 7 | 9.11
2035 | IESO_2_MAPP_CA | IESO | MAPP_CA | Internal | Summer | B7 | 400 | 262 | 262 | 45.93 | 54.29 | 7 | 1.36
2035 | IESO_2_MAPP_CA | IESO | MAPP_CA | Internal | Summer | B8 | 500 | 262 | 143.82 | 45.93 | 52.93 | 7 | 0
2035 | IESO_2_MAPP_CA | IESO | MAPP_CA | Internal | Summer | B9 | 800 | 262 | 46.32 | 45.93 | 52.93 | 7 | 0
2035 | IESO_2_MAPP_CA | IESO | MAPP_CA | Internal | Summer | B10 | 1262 | 262 | 30.42 | 45.93 | 52.93 | 7 | 0
2035 | IESO_2_MAPP_CA | IESO | MAPP_CA | Internal | Winter | B16 | 25 | 262 | 0 | 65.33 | 65.51 | 7 | 0
2035 | IESO_2_MAPP_CA | IESO | MAPP_CA | Internal | Winter | B17 | 100 | 262 | 0 | 65.33 | 61.12 | 7 | 0
2035 | IESO_2_MAPP_CA | IESO | MAPP_CA | Internal | Winter | B18 | 400 | 262 | 0 | 65.33 | 58.76 | 7 | 0
2035 | IESO_2_MAPP_CA | IESO | MAPP_CA | Internal | Winter | B19 | 700 | 262 | 0 | 65.33 | 57.33 | 7 | 0
2035 | IESO_2_MAPP_CA | IESO | MAPP_CA | Internal | Winter | B20 | 935 | 262 | 0 | 65.33 | 57.33 | 7 | 0
2035 | IESO_2_MISO_MI | IESO | MISO_MI | Internal | Shoulder | B11 | 25 | 1840 | 1840 | 53.36 | 90.95 | 7 | 30.59
2035 | IESO_2_MISO_MI | IESO | MISO_MI | Internal | Shoulder | B12 | 200 | 1840 | 1840 | 53.36 | 87.5 | 7 | 27.13
2035 | IESO_2_MISO_MI | IESO | MISO_MI | Internal | Shoulder | B13 | 600 | 1840 | 1840 | 53.36 | 85.95 | 7 | 25.59
2035 | IESO_2_MISO_MI | IESO | MISO_MI | Internal | Shoulder | B14 | 900 | 1840 | 1840 | 53.36 | 78 | 7 | 17.63
2035 | IESO_2_MISO_MI | IESO | MISO_MI | Internal | Shoulder | B15 | 1203 | 1840 | 1840 | 53.36 | 74.21 | 7 | 13.85
2035 | IESO_2_MISO_MI | IESO | MISO_MI | Internal | Summer | B1 | 10 | 1840 | 1840 | 166.76 | 189.66 | 7 | 15.9
2035 | IESO_2_MISO_MI | IESO | MISO_MI | Internal | Summer | B2 | 25 | 1840 | 1840 | 204.09 | 242.4 | 7 | 31.32
2035 | IESO_2_MISO_MI | IESO | MISO_MI | Internal | Summer | B3 | 75 | 1840 | 2185.87 | 123.74 | 172.32 | 7 | 41.58
2035 | IESO_2_MISO_MI | IESO | MISO_MI | Internal | Summer | B4 | 100 | 1840 | 2663.73 | 96.36 | 144.94 | 7 | 41.58
2035 | IESO_2_MISO_MI | IESO | MISO_MI | Internal | Summer | B5 | 200 | 1840 | 3245.74 | 90.18 | 138.75 | 7 | 41.58
2035 | IESO_2_MISO_MI | IESO | MISO_MI | Internal | Summer | B6 | 300 | 1840 | 1951.83 | 53.96 | 102.54 | 7 | 41.58
2035 | IESO_2_MISO_MI | IESO | MISO_MI | Internal | Summer | B7 | 400 | 1840 | 1840 | 45.93 | 93.06 | 7 | 40.13
2035 | IESO_2_MISO_MI | IESO | MISO_MI | Internal | Summer | B8 | 500 | 1840 | 1840 | 45.93 | 86.34 | 7 | 33.41
2035 | IESO_2_MISO_MI | IESO | MISO_MI | Internal | Summer | B9 | 800 | 1840 | 1840 | 45.93 | 83.58 | 7 | 30.65
2035 | IESO_2_MISO_MI | IESO | MISO_MI | Internal | Summer | B10 | 1262 | 1840 | 1840 | 45.93 | 75.12 | 7 | 22.2
2035 | IESO_2_MISO_MI | IESO | MISO_MI | Internal | Winter | B16 | 25 | 1840 | 1840 | 65.33 | 90.28 | 7 | 17.95
2035 | IESO_2_MISO_MI | IESO | MISO_MI | Internal | Winter | B17 | 100 | 1840 | 1840 | 65.33 | 91.35 | 7 | 19.02
2035 | IESO_2_MISO_MI | IESO | MISO_MI | Internal | Winter | B18 | 400 | 1840 | 1840 | 65.33 | 89.41 | 7 | 17.08
2035 | IESO_2_MISO_MI | IESO | MISO_MI | Internal | Winter | B19 | 700 | 1840 | 1840 | 65.33 | 81.9 | 7 | 9.57
2035 | IESO_2_MISO_MI | IESO | MISO_MI | Internal | Winter | B20 | 935 | 1840 | 1840 | 65.33 | 77.72 | 7 | 5.39
2035 | IESO_2_MISO_W | IESO | MISO_W | Internal | Shoulder | B11 | 25 | 140 | 140 | 53.36 | 78.99 | 7 | 18.62
2035 | IESO_2_MISO_W | IESO | MISO_W | Internal | Shoulder | B12 | 200 | 140 | 0 | 53.36 | 58.13 | 7 | 0
2035 | IESO_2_MISO_W | IESO | MISO_W | Internal | Shoulder | B13 | 600 | 140 | 0 | 53.36 | 54.86 | 7 | 0
2035 | IESO_2_MISO_W | IESO | MISO_W | Internal | Shoulder | B14 | 900 | 140 | 0 | 53.36 | 52.21 | 7 | 0
2035 | IESO_2_MISO_W | IESO | MISO_W | Internal | Shoulder | B15 | 1203 | 140 | 0 | 53.36 | 43.12 | 7 | 0
2035 | IESO_2_MISO_W | IESO | MISO_W | Internal | Summer | B1 | 10 | 140 | 0 | 166.76 | 165.12 | 7 | 0
2035 | IESO_2_MISO_W | IESO | MISO_W | Internal | Summer | B2 | 25 | 140 | 140 | 204.09 | 217.86 | 7 | 6.78
2035 | IESO_2_MISO_W | IESO | MISO_W | Internal | Summer | B3 | 75 | 140 | 140 | 123.74 | 147.78 | 7 | 17.04
2035 | IESO_2_MISO_W | IESO | MISO_W | Internal | Summer | B4 | 100 | 140 | 140 | 96.36 | 139.92 | 7 | 36.55
2035 | IESO_2_MISO_W | IESO | MISO_W | Internal | Summer | B5 | 200 | 140 | 140 | 90.18 | 133.75 | 7 | 36.58
2035 | IESO_2_MISO_W | IESO | MISO_W | Internal | Summer | B6 | 300 | 140 | 140 | 53.96 | 96.81 | 7 | 35.85
2035 | IESO_2_MISO_W | IESO | MISO_W | Internal | Summer | B7 | 400 | 140 | 140 | 45.93 | 81.03 | 7 | 28.11
2035 | IESO_2_MISO_W | IESO | MISO_W | Internal | Summer | B8 | 500 | 140 | 140 | 45.93 | 72.71 | 7 | 19.78
2035 | IESO_2_MISO_W | IESO | MISO_W | Internal | Summer | B9 | 800 | 140 | 140 | 45.93 | 52.94 | 7 | 0.01
2035 | IESO_2_MISO_W | IESO | MISO_W | Internal | Summer | B10 | 1262 | 140 | 0 | 45.93 | 41.49 | 7 | 0
2035 | IESO_2_MISO_W | IESO | MISO_W | Internal | Winter | B16 | 25 | 140 | 0 | 65.33 | 65.52 | 7 | 0
2035 | IESO_2_MISO_W | IESO | MISO_W | Internal | Winter | B17 | 100 | 140 | 0 | 65.33 | 61.14 | 7 | 0
2035 | IESO_2_MISO_W | IESO | MISO_W | Internal | Winter | B18 | 400 | 140 | 0 | 65.33 | 58.78 | 7 | 0
2035 | IESO_2_MISO_W | IESO | MISO_W | Internal | Winter | B19 | 700 | 140 | 0 | 65.33 | 57.33 | 7 | 0
2035 | IESO_2_MISO_W | IESO | MISO_W | Internal | Winter | B20 | 935 | 140 | 0 | 65.33 | 46.62 | 7 | 0
2035 | IESO_2_NYISO_A-F | IESO | NYISO_A-F | Internal | Shoulder | B11 | 25 | 1725 | 1725 | 53.36 | 73.61 | 7 | 13.25
2035 | IESO_2_NYISO_A-F | IESO | NYISO_A-F | Internal | Shoulder | B12 | 200 | 1725 | 1725 | 53.36 | 73.9 | 7 | 13.53
2035 | IESO_2_NYISO_A-F | IESO | NYISO_A-F | Internal | Shoulder | B13 | 600 | 1725 | 1725 | 53.36 | 73.61 | 7 | 13.25
2035 | IESO_2_NYISO_A-F | IESO | NYISO_A-F | Internal | Shoulder | B14 | 900 | 1725 | 1725 | 53.36 | 73.61 | 7 | 13.25
2035 | IESO_2_NYISO_A-F | IESO | NYISO_A-F | Internal | Shoulder | B15 | 1203 | 1725 | 1725 | 53.36 | 73.61 | 7 | 13.25
2035 | IESO_2_NYISO_A-F | IESO | NYISO_A-F | Internal | Summer | B1 | 10 | 1725 | 1725 | 166.76 | 193.94 | 7 | 20.18
2035 | IESO_2_NYISO_A-F | IESO | NYISO_A-F | Internal | Summer | B2 | 25 | 1725 | 2000.77 | 204.09 | 244.77 | 7 | 33.68
2035 | IESO_2_NYISO_A-F | IESO | NYISO_A-F | Internal | Summer | B3 | 75 | 1725 | 1725 | 123.74 | 137.85 | 7 | 7.11
2035 | IESO_2_NYISO_A-F | IESO | NYISO_A-F | Internal | Summer | B4 | 100 | 1725 | 1725 | 96.36 | 107.27 | 7 | 3.91
2035 | IESO_2_NYISO_A-F | IESO | NYISO_A-F | Internal | Summer | B5 | 200 | 1725 | 1725 | 90.18 | 97.73 | 7 | 0.55
2035 | IESO_2_NYISO_A-F | IESO | NYISO_A-F | Internal | Summer | B6 | 300 | 1725 | 1725 | 53.96 | 81.07 | 7 | 20.11
2035 | IESO_2_NYISO_A-F | IESO | NYISO_A-F | Internal | Summer | B7 | 400 | 1725 | 1725 | 45.93 | 81.07 | 7 | 28.14
2035 | IESO_2_NYISO_A-F | IESO | NYISO_A-F | Internal | Summer | B8 | 500 | 1725 | 1725 | 45.93 | 78.67 | 7 | 25.74
2035 | IESO_2_NYISO_A-F | IESO | NYISO_A-F | Internal | Summer | B9 | 800 | 1725 | 1725 | 45.93 | 78.67 | 7 | 25.74
2035 | IESO_2_NYISO_A-F | IESO | NYISO_A-F | Internal | Summer | B10 | 1262 | 1725 | 1725 | 45.93 | 78.67 | 7 | 25.74
2035 | IESO_2_NYISO_A-F | IESO | NYISO_A-F | Internal | Winter | B16 | 25 | 1725 | 1725 | 65.33 | 75.92 | 7 | 3.59
2035 | IESO_2_NYISO_A-F | IESO | NYISO_A-F | Internal | Winter | B17 | 100 | 1725 | 1725 | 65.33 | 75.92 | 7 | 3.59
2035 | IESO_2_NYISO_A-F | IESO | NYISO_A-F | Internal | Winter | B18 | 400 | 1725 | 1725 | 65.33 | 75.92 | 7 | 3.59
2035 | IESO_2_NYISO_A-F | IESO | NYISO_A-F | Internal | Winter | B19 | 700 | 1725 | 1725 | 65.33 | 75.92 | 7 | 3.59
2035 | IESO_2_NYISO_A-F | IESO | NYISO_A-F | Internal | Winter | B20 | 935 | 1725 | 1725 | 65.33 | 75.92 | 7 | 3.59
2035 | MAPP_CA_2_IESO | MAPP_CA | IESO | Internal | Shoulder | B11 | 25 | 330 | 0 | 52.25 | 53.36 | 8 | 0
2035 | MAPP_CA_2_IESO | MAPP_CA | IESO | Internal | Shoulder | B12 | 200 | 330 | 0 | 58.12 | 53.36 | 8 | 0
2035 | MAPP_CA_2_IESO | MAPP_CA | IESO | Internal | Shoulder | B13 | 600 | 330 | 0 | 54.85 | 53.36 | 8 | 0
2035 | MAPP_CA_2_IESO | MAPP_CA | IESO | Internal | Shoulder | B14 | 900 | 330 | 0 | 52.2 | 53.36 | 8 | 0
2035 | MAPP_CA_2_IESO | MAPP_CA | IESO | Internal | Shoulder | B15 | 1203 | 330 | 0 | 52.2 | 53.36 | 8 | 0
2035 | MAPP_CA_2_IESO | MAPP_CA | IESO | Internal | Summer | B1 | 10 | 330 | 607.83 | 144.19 | 166.76 | 8 | 14.57
2035 | MAPP_CA_2_IESO | MAPP_CA | IESO | Internal | Summer | B2 | 25 | 330 | 330 | 191.12 | 204.09 | 8 | 4.96
2035 | MAPP_CA_2_IESO | MAPP_CA | IESO | Internal | Summer | B3 | 75 | 330 | 0 | 121.04 | 123.74 | 8 | 0
2035 | MAPP_CA_2_IESO | MAPP_CA | IESO | Internal | Summer | B4 | 100 | 330 | 0 | 113.18 | 96.36 | 8 | 0
2035 | MAPP_CA_2_IESO | MAPP_CA | IESO | Internal | Summer | B5 | 200 | 330 | 0 | 107.01 | 90.18 | 8 | 0
2035 | MAPP_CA_2_IESO | MAPP_CA | IESO | Internal | Summer | B6 | 300 | 330 | 0 | 70.07 | 53.96 | 8 | 0
2035 | MAPP_CA_2_IESO | MAPP_CA | IESO | Internal | Summer | B7 | 400 | 330 | 0 | 54.29 | 45.93 | 8 | 0
2035 | MAPP_CA_2_IESO | MAPP_CA | IESO | Internal | Summer | B8 | 500 | 330 | 0 | 52.93 | 45.93 | 8 | 0
2035 | MAPP_CA_2_IESO | MAPP_CA | IESO | Internal | Summer | B9 | 800 | 330 | 0 | 52.93 | 45.93 | 8 | 0
2035 | MAPP_CA_2_IESO | MAPP_CA | IESO | Internal | Summer | B10 | 1262 | 330 | 0 | 52.93 | 45.93 | 8 | 0
2035 | MAPP_CA_2_IESO | MAPP_CA | IESO | Internal | Winter | B16 | 25 | 330 | 0 | 65.51 | 65.33 | 8 | 0
2035 | MAPP_CA_2_IESO | MAPP_CA | IESO | Internal | Winter | B17 | 100 | 330 | 0 | 61.12 | 65.33 | 8 | 0
2035 | MAPP_CA_2_IESO | MAPP_CA | IESO | Internal | Winter | B18 | 400 | 330 | 0 | 58.76 | 65.33 | 8 | 0
2035 | MAPP_CA_2_IESO | MAPP_CA | IESO | Internal | Winter | B19 | 700 | 330 | 324.59 | 57.33 | 65.33 | 8 | 0
2035 | MAPP_CA_2_IESO | MAPP_CA | IESO | Internal | Winter | B20 | 935 | 330 | 325.9 | 57.33 | 65.33 | 8 | 0
2035 | MAPP_CA_2_MAPP_US | MAPP_CA | MAPP_US | Internal | Shoulder | B11 | 25 | 372 | 372 | 52.25 | 74.26 | 7 | 15.01
2035 | MAPP_CA_2_MAPP_US | MAPP_CA | MAPP_US | Internal | Shoulder | B12 | 200 | 372 | 0 | 58.12 | 51.13 | 7 | 0
2035 | MAPP_CA_2_MAPP_US | MAPP_CA | MAPP_US | Internal | Shoulder | B13 | 600 | 372 | 0 | 54.85 | 47.86 | 7 | 0
2035 | MAPP_CA_2_MAPP_US | MAPP_CA | MAPP_US | Internal | Shoulder | B14 | 900 | 372 | 0 | 52.2 | 45.2 | 7 | 0
2035 | MAPP_CA_2_MAPP_US | MAPP_CA | MAPP_US | Internal | Shoulder | B15 | 1203 | 372 | 0 | 52.2 | 35 | 7 | 0
2035 | MAPP_CA_2_MAPP_US | MAPP_CA | MAPP_US | Internal | Summer | B1 | 10 | 372 | 372 | 144.19 | 158.12 | 7 | 6.93
2035 | MAPP_CA_2_MAPP_US | MAPP_CA | MAPP_US | Internal | Summer | B2 | 25 | 372 | 372 | 191.12 | 210.58 | 7 | 12.45
2035 | MAPP_CA_2_MAPP_US | MAPP_CA | MAPP_US | Internal | Summer | B3 | 75 | 372 | 372 | 121.04 | 140.78 | 7 | 12.74
2035 | MAPP_CA_2_MAPP_US | MAPP_CA | MAPP_US | Internal | Summer | B4 | 100 | 372 | 372 | 113.18 | 132.92 | 7 | 12.74
2035 | MAPP_CA_2_MAPP_US | MAPP_CA | MAPP_US | Internal | Summer | B5 | 200 | 372 | 372 | 107.01 | 126.75 | 7 | 12.74
2035 | MAPP_CA_2_MAPP_US | MAPP_CA | MAPP_US | Internal | Summer | B6 | 300 | 372 | 372 | 70.07 | 89.81 | 7 | 12.74
2035 | MAPP_CA_2_MAPP_US | MAPP_CA | MAPP_US | Internal | Summer | B7 | 400 | 372 | 464.91 | 54.29 | 80.21 | 7 | 18.92
2035 | MAPP_CA_2_MAPP_US | MAPP_CA | MAPP_US | Internal | Summer | B8 | 500 | 372 | 372 | 52.93 | 70.5 | 7 | 10.57
2035 | MAPP_CA_2_MAPP_US | MAPP_CA | MAPP_US | Internal | Summer | B9 | 800 | 372 | 0 | 52.93 | 50.74 | 7 | 0
2035 | MAPP_CA_2_MAPP_US | MAPP_CA | MAPP_US | Internal | Summer | B10 | 1262 | 372 | 0 | 52.93 | 34.49 | 7 | 0
2035 | MAPP_CA_2_MAPP_US | MAPP_CA | MAPP_US | Internal | Winter | B16 | 25 | 372 | 0 | 65.51 | 50.33 | 7 | 0
2035 | MAPP_CA_2_MAPP_US | MAPP_CA | MAPP_US | Internal | Winter | B17 | 100 | 372 | 0 | 61.12 | 50.33 | 7 | 0
2035 | MAPP_CA_2_MAPP_US | MAPP_CA | MAPP_US | Internal | Winter | B18 | 400 | 372 | 0 | 58.76 | 50.33 | 7 | 0
2035 | MAPP_CA_2_MAPP_US | MAPP_CA | MAPP_US | Internal | Winter | B19 | 700 | 372 | 0 | 57.33 | 50.33 | 7 | 0
2035 | MAPP_CA_2_MAPP_US | MAPP_CA | MAPP_US | Internal | Winter | B20 | 935 | 372 | 0 | 57.33 | 39.62 | 7 | 0
2035 | MAPP_CA_2_MISO_W | MAPP_CA | MISO_W | Internal | Shoulder | B11 | 25 | 1970 | 2012.72 | 52.25 | 78.99 | 0.01 | 26.73
2035 | MAPP_CA_2_MISO_W | MAPP_CA | MISO_W | Internal | Shoulder | B12 | 200 | 1970 | 1911.23 | 58.12 | 58.13 | 0.01 | 0
2035 | MAPP_CA_2_MISO_W | MAPP_CA | MISO_W | Internal | Shoulder | B13 | 600 | 1970 | 1953.12 | 54.85 | 54.86 | 0.01 | 0
2035 | MAPP_CA_2_MISO_W | MAPP_CA | MISO_W | Internal | Shoulder | B14 | 900 | 1970 | 1420.66 | 52.2 | 52.21 | 0.01 | 0
2035 | MAPP_CA_2_MISO_W | MAPP_CA | MISO_W | Internal | Shoulder | B15 | 1203 | 1970 | 0 | 52.2 | 43.12 | 0.01 | 0
2035 | MAPP_CA_2_MISO_W | MAPP_CA | MISO_W | Internal | Summer | B1 | 10 | 1970 | 1970 | 144.19 | 165.12 | 0.01 | 20.92
2035 | MAPP_CA_2_MISO_W | MAPP_CA | MISO_W | Internal | Summer | B2 | 25 | 1970 | 2222.41 | 191.12 | 217.86 | 0.01 | 26.73
2035 | MAPP_CA_2_MISO_W | MAPP_CA | MISO_W | Internal | Summer | B3 | 75 | 1970 | 2467.51 | 121.04 | 147.78 | 0.01 | 26.73
2035 | MAPP_CA_2_MISO_W | MAPP_CA | MISO_W | Internal | Summer | B4 | 100 | 1970 | 2699.6 | 113.18 | 139.92 | 0.01 | 26.73
2035 | MAPP_CA_2_MISO_W | MAPP_CA | MISO_W | Internal | Summer | B5 | 200 | 1970 | 2664.66 | 107.01 | 133.75 | 0.01 | 26.73
2035 | MAPP_CA_2_MISO_W | MAPP_CA | MISO_W | Internal | Summer | B6 | 300 | 1970 | 2144 | 70.07 | 96.81 | 0.01 | 26.73
2035 | MAPP_CA_2_MISO_W | MAPP_CA | MISO_W | Internal | Summer | B7 | 400 | 1970 | 2072.49 | 54.29 | 81.03 | 0.01 | 26.73
2035 | MAPP_CA_2_MISO_W | MAPP_CA | MISO_W | Internal | Summer | B8 | 500 | 1970 | 1970 | 52.93 | 72.71 | 0.01 | 19.77
2035 | MAPP_CA_2_MISO_W | MAPP_CA | MISO_W | Internal | Summer | B9 | 800 | 1970 | 1652.13 | 52.93 | 52.94 | 0.01 | 0
2035 | MAPP_CA_2_MISO_W | MAPP_CA | MISO_W | Internal | Summer | B10 | 1262 | 1970 | 0 | 52.93 | 41.49 | 0.01 | 0
2035 | MAPP_CA_2_MISO_W | MAPP_CA | MISO_W | Internal | Winter | B16 | 25 | 1970 | 1682.07 | 65.51 | 65.52 | 0.01 | 0
2035 | MAPP_CA_2_MISO_W | MAPP_CA | MISO_W | Internal | Winter | B17 | 100 | 1970 | 1453.61 | 61.12 | 61.14 | 0.01 | 0
2035 | MAPP_CA_2_MISO_W | MAPP_CA | MISO_W | Internal | Winter | B18 | 400 | 1970 | 1504.31 | 58.76 | 58.78 | 0.01 | 0
2035 | MAPP_CA_2_MISO_W | MAPP_CA | MISO_W | Internal | Winter | B19 | 700 | 1970 | 0 | 57.33 | 57.33 | 0.01 | 0
2035 | MAPP_CA_2_MISO_W | MAPP_CA | MISO_W | Internal | Winter | B20 | 935 | 1970 | 0 | 57.33 | 46.62 | 0.01 | 0
2035 | MAPP_US_2_MAPP_CA | MAPP_US | MAPP_CA | Internal | Shoulder | B11 | 25 | 165 | 0 | 74.26 | 52.25 | 7 | 0
2035 | MAPP_US_2_MAPP_CA | MAPP_US | MAPP_CA | Internal | Shoulder | B12 | 200 | 165 | 0 | 51.13 | 58.12 | 7 | 0
2035 | MAPP_US_2_MAPP_CA | MAPP_US | MAPP_CA | Internal | Shoulder | B13 | 600 | 165 | 0 | 47.86 | 54.85 | 7 | 0
2035 | MAPP_US_2_MAPP_CA | MAPP_US | MAPP_CA | Internal | Shoulder | B14 | 900 | 165 | 95.98 | 45.2 | 52.2 | 7 | 0
2035 | MAPP_US_2_MAPP_CA | MAPP_US | MAPP_CA | Internal | Shoulder | B15 | 1203 | 165 | 165 | 35 | 52.2 | 7 | 10.2
2035 | MAPP_US_2_MAPP_CA | MAPP_US | MAPP_CA | Internal | Summer | B1 | 10 | 165 | 0 | 158.12 | 144.19 | 7 | 0
2035 | MAPP_US_2_MAPP_CA | MAPP_US | MAPP_CA | Internal | Summer | B2 | 25 | 165 | 0 | 210.58 | 191.12 | 7 | 0
2035 | MAPP_US_2_MAPP_CA | MAPP_US | MAPP_CA | Internal | Summer | B3 | 75 | 165 | 0 | 140.78 | 121.04 | 7 | 0
2035 | MAPP_US_2_MAPP_CA | MAPP_US | MAPP_CA | Internal | Summer | B4 | 100 | 165 | 0 | 132.92 | 113.18 | 7 | 0
2035 | MAPP_US_2_MAPP_CA | MAPP_US | MAPP_CA | Internal | Summer | B5 | 200 | 165 | 0 | 126.75 | 107.01 | 7 | 0
2035 | MAPP_US_2_MAPP_CA | MAPP_US | MAPP_CA | Internal | Summer | B6 | 300 | 165 | 0 | 89.81 | 70.07 | 7 | 0
2035 | MAPP_US_2_MAPP_CA | MAPP_US | MAPP_CA | Internal | Summer | B7 | 400 | 165 | 0 | 80.21 | 54.29 | 7 | 0
2035 | MAPP_US_2_MAPP_CA | MAPP_US | MAPP_CA | Internal | Summer | B8 | 500 | 165 | 0 | 70.5 | 52.93 | 7 | 0
2035 | MAPP_US_2_MAPP_CA | MAPP_US | MAPP_CA | Internal | Summer | B9 | 800 | 165 | 0 | 50.74 | 52.93 | 7 | 0
2035 | MAPP_US_2_MAPP_CA | MAPP_US | MAPP_CA | Internal | Summer | B10 | 1262 | 165 | 165 | 34.49 | 52.93 | 7 | 11.44
2035 | MAPP_US_2_MAPP_CA | MAPP_US | MAPP_CA | Internal | Winter | B16 | 25 | 165 | 165 | 50.33 | 65.51 | 7 | 8.18
2035 | MAPP_US_2_MAPP_CA | MAPP_US | MAPP_CA | Internal | Winter | B17 | 100 | 165 | 165 | 50.33 | 61.12 | 7 | 3.8
2035 | MAPP_US_2_MAPP_CA | MAPP_US | MAPP_CA | Internal | Winter | B18 | 400 | 165 | 165 | 50.33 | 58.76 | 7 | 1.43
2035 | MAPP_US_2_MAPP_CA | MAPP_US | MAPP_CA | Internal | Winter | B19 | 700 | 165 | 6.32 | 50.33 | 57.33 | 7 | 0
2035 | MAPP_US_2_MAPP_CA | MAPP_US | MAPP_CA | Internal | Winter | B20 | 935 | 165 | 165 | 39.62 | 57.33 | 7 | 10.71
2035 | MAPP_US_2_MISO_W | MAPP_US | MISO_W | Internal | Shoulder | B11 | 25 | 2635 | 0 | 74.26 | 78.99 | 7 | 0
2035 | MAPP_US_2_MISO_W | MAPP_US | MISO_W | Internal | Shoulder | B12 | 200 | 2635 | 2298.18 | 51.13 | 58.13 | 7 | 0
2035 | MAPP_US_2_MISO_W | MAPP_US | MISO_W | Internal | Shoulder | B13 | 600 | 2635 | 2548.22 | 47.86 | 54.86 | 7 | 0
2035 | MAPP_US_2_MISO_W | MAPP_US | MISO_W | Internal | Shoulder | B14 | 900 | 2635 | 2635 | 45.2 | 52.21 | 7 | 0.01
2035 | MAPP_US_2_MISO_W | MAPP_US | MISO_W | Internal | Shoulder | B15 | 1203 | 2635 | 2635 | 35 | 43.12 | 7 | 1.12
2035 | MAPP_US_2_MISO_W | MAPP_US | MISO_W | Internal | Summer | B1 | 10 | 2635 | 1462.4 | 158.12 | 165.12 | 7 | 0
2035 | MAPP_US_2_MISO_W | MAPP_US | MISO_W | Internal | Summer | B2 | 25 | 2635 | 2635 | 210.58 | 217.86 | 7 | 0.29
2035 | MAPP_US_2_MISO_W | MAPP_US | MISO_W | Internal | Summer | B3 | 75 | 2635 | 1245.28 | 140.78 | 147.78 | 7 | 0
2035 | MAPP_US_2_MISO_W | MAPP_US | MISO_W | Internal | Summer | B4 | 100 | 2635 | 134.63 | 132.92 | 139.92 | 7 | 0
2035 | MAPP_US_2_MISO_W | MAPP_US | MISO_W | Internal | Summer | B5 | 200 | 2635 | 453.72 | 126.75 | 133.75 | 7 | 0
2035 | MAPP_US_2_MISO_W | MAPP_US | MISO_W | Internal | Summer | B6 | 300 | 2635 | 407.1 | 89.81 | 96.81 | 7 | 0
2035 | MAPP_US_2_MISO_W | MAPP_US | MISO_W | Internal | Summer | B7 | 400 | 2635 | 0 | 80.21 | 81.03 | 7 | 0
2035 | MAPP_US_2_MISO_W | MAPP_US | MISO_W | Internal | Summer | B8 | 500 | 2635 | 0 | 70.5 | 72.71 | 7 | 0
2035 | MAPP_US_2_MISO_W | MAPP_US | MISO_W | Internal | Summer | B9 | 800 | 2635 | 0 | 50.74 | 52.94 | 7 | 0
2035 | MAPP_US_2_MISO_W | MAPP_US | MISO_W | Internal | Summer | B10 | 1262 | 2635 | 1614.99 | 34.49 | 41.49 | 7 | 0
2035 | MAPP_US_2_MISO_W | MAPP_US | MISO_W | Internal | Winter | B16 | 25 | 2635 | 2635 | 50.33 | 65.52 | 7 | 8.19
2035 | MAPP_US_2_MISO_W | MAPP_US | MISO_W | Internal | Winter | B17 | 100 | 2635 | 2635 | 50.33 | 61.14 | 7 | 3.81
2035 | MAPP_US_2_MISO_W | MAPP_US | MISO_W | Internal | Winter | B18 | 400 | 2635 | 2635 | 50.33 | 58.78 | 7 | 1.45
2035 | MAPP_US_2_MISO_W | MAPP_US | MISO_W | Internal | Winter | B19 | 700 | 2635 | 2023.89 | 50.33 | 57.33 | 7 | 0
2035 | MAPP_US_2_MISO_W | MAPP_US | MISO_W | Internal | Winter | B20 | 935 | 2635 | 1482.54 | 39.62 | 46.62 | 7 | 0
2035 | MAPP_US_2_NE | MAPP_US | NE | Internal | Shoulder | B11 | 25 | 2000 | 2215.98 | 74.26 | 81.27 | 7 | 0.01
2035 | MAPP_US_2_NE | MAPP_US | NE | Internal | Shoulder | B12 | 200 | 2000 | 0 | 51.13 | 48.48 | 7 | 0
2035 | MAPP_US_2_NE | MAPP_US | NE | Internal | Shoulder | B13 | 600 | 2000 | 0 | 47.86 | 47.63 | 7 | 0
2035 | MAPP_US_2_NE | MAPP_US | NE | Internal | Shoulder | B14 | 900 | 2000 | 0 | 45.2 | 40.2 | 7 | 0
2035 | MAPP_US_2_NE | MAPP_US | NE | Internal | Shoulder | B15 | 1203 | 2000 | 0 | 35 | 30 | 7 | 0
2035 | MAPP_US_2_NE | MAPP_US | NE | Internal | Summer | B1 | 10 | 2000 | 0 | 158.12 | 160.12 | 7 | 0
2035 | MAPP_US_2_NE | MAPP_US | NE | Internal | Summer | B2 | 25 | 2000 | 0 | 210.58 | 205.58 | 7 | 0
2035 | MAPP_US_2_NE | MAPP_US | NE | Internal | Summer | B3 | 75 | 2000 | 959.39 | 140.78 | 147.78 | 7 | 0
2035 | MAPP_US_2_NE | MAPP_US | NE | Internal | Summer | B4 | 100 | 2000 | 2096.35 | 132.92 | 139.93 | 7 | 0.01
2035 | MAPP_US_2_NE | MAPP_US | NE | Internal | Summer | B5 | 200 | 2000 | 1436.66 | 126.75 | 133.75 | 7 | 0
2035 | MAPP_US_2_NE | MAPP_US | NE | Internal | Summer | B6 | 300 | 2000 | 1142.24 | 89.81 | 96.81 | 7 | 0
2035 | MAPP_US_2_NE | MAPP_US | NE | Internal | Summer | B7 | 400 | 2000 | 2174.66 | 80.21 | 87.22 | 7 | 0.01
2035 | MAPP_US_2_NE | MAPP_US | NE | Internal | Summer | B8 | 500 | 2000 | 2655.27 | 70.5 | 77.51 | 7 | 0.01
2035 | MAPP_US_2_NE | MAPP_US | NE | Internal | Summer | B9 | 800 | 2000 | 1684.62 | 50.74 | 57.74 | 7 | 0
2035 | MAPP_US_2_NE | MAPP_US | NE | Internal | Summer | B10 | 1262 | 2000 | 0 | 34.49 | 36.49 | 7 | 0
2035 | MAPP_US_2_NE | MAPP_US | NE | Internal | Winter | B16 | 25 | 2000 | 0 | 50.33 | 49.06 | 7 | 0
2035 | MAPP_US_2_NE | MAPP_US | NE | Internal | Winter | B17 | 100 | 2000 | 0 | 50.33 | 47.19 | 7 | 0
2035 | MAPP_US_2_NE | MAPP_US | NE | Internal | Winter | B18 | 400 | 2000 | 0 | 50.33 | 50.69 | 7 | 0
2035 | MAPP_US_2_NE | MAPP_US | NE | Internal | Winter | B19 | 700 | 2000 | 0 | 50.33 | 45.33 | 7 | 0
2035 | MAPP_US_2_NE | MAPP_US | NE | Internal | Winter | B20 | 935 | 2000 | 0 | 39.62 | 35.74 | 7 | 0
2035 | MARITIMES_2_NEISO | MARITIMES | NEISO | Internal | Shoulder | B11 | 25 | 99999 | 1400 | 70.88 | 70.9 | 0.01 | 0
2035 | MARITIMES_2_NEISO | MARITIMES | NEISO | Internal | Shoulder | B12 | 200 | 99999 | 1400 | 70.88 | 70.9 | 0.01 | 0
2035 | MARITIMES_2_NEISO | MARITIMES | NEISO | Internal | Shoulder | B13 | 600 | 99999 | 1400 | 70.88 | 70.9 | 0.01 | 0
2035 | MARITIMES_2_NEISO | MARITIMES | NEISO | Internal | Shoulder | B14 | 900 | 99999 | 1400 | 70.88 | 70.9 | 0.01 | 0
2035 | MARITIMES_2_NEISO | MARITIMES | NEISO | Internal | Shoulder | B15 | 1203 | 99999 | 426.43 | 70.88 | 70.9 | 0.01 | 0
2035 | MARITIMES_2_NEISO | MARITIMES | NEISO | Internal | Summer | B1 | 10 | 99999 | 1400.1 | 203.6 | 203.61 | 0.01 | 0
2035 | MARITIMES_2_NEISO | MARITIMES | NEISO | Internal | Summer | B2 | 25 | 99999 | 1400.1 | 254.43 | 254.44 | 0.01 | 0
2035 | MARITIMES_2_NEISO | MARITIMES | NEISO | Internal | Summer | B3 | 75 | 99999 | 1400.1 | 144.36 | 144.37 | 0.01 | 0
2035 | MARITIMES_2_NEISO | MARITIMES | NEISO | Internal | Summer | B4 | 100 | 99999 | 1400.1 | 104.26 | 104.27 | 0.01 | 0
2035 | MARITIMES_2_NEISO | MARITIMES | NEISO | Internal | Summer | B5 | 200 | 99999 | 1400.1 | 94.72 | 94.73 | 0.01 | 0
2035 | MARITIMES_2_NEISO | MARITIMES | NEISO | Internal | Summer | B6 | 300 | 99999 | 1400 | 78.06 | 78.07 | 0.01 | 0
2035 | MARITIMES_2_NEISO | MARITIMES | NEISO | Internal | Summer | B7 | 400 | 99999 | 1400 | 78.06 | 78.07 | 0.01 | 0
2035 | MARITIMES_2_NEISO | MARITIMES | NEISO | Internal | Summer | B8 | 500 | 99999 | 1400 | 77.46 | 77.47 | 0.01 | 0
2035 | MARITIMES_2_NEISO | MARITIMES | NEISO | Internal | Summer | B9 | 800 | 99999 | 1400 | 75.69 | 75.7 | 0.01 | 0
2035 | MARITIMES_2_NEISO | MARITIMES | NEISO | Internal | Summer | B10 | 1262 | 99999 | 236.13 | 75.69 | 75.7 | 0.01 | 0
2035 | MARITIMES_2_NEISO | MARITIMES | NEISO | Internal | Winter | B16 | 25 | 99999 | 1400 | 80.39 | 80.4 | 0.01 | 0
2035 | MARITIMES_2_NEISO | MARITIMES | NEISO | Internal | Winter | B17 | 100 | 99999 | 1400 | 80.39 | 80.4 | 0.01 | 0
2035 | MARITIMES_2_NEISO | MARITIMES | NEISO | Internal | Winter | B18 | 400 | 99999 | 1400 | 80.39 | 80.4 | 0.01 | 0
2035 | MARITIMES_2_NEISO | MARITIMES | NEISO | Internal | Winter | B19 | 700 | 99999 | 1400 | 80.39 | 80.4 | 0.01 | 0
2035 | MARITIMES_2_NEISO | MARITIMES | NEISO | Internal | Winter | B20 | 935 | 99999 | 475.94 | 80.39 | 80.4 | 0.01 | 0
2035 | MISO_IN_2_MISO_MI | MISO_IN | MISO_MI | Internal | Shoulder | B11 | 25 | 5000 | 1966.26 | 90.94 | 90.95 | 0.01 | 0
2035 | MISO_IN_2_MISO_MI | MISO_IN | MISO_MI | Internal | Shoulder | B12 | 200 | 5000 | 4117.86 | 87.48 | 87.5 | 0.01 | 0
2035 | MISO_IN_2_MISO_MI | MISO_IN | MISO_MI | Internal | Shoulder | B13 | 600 | 5000 | 3394.14 | 85.94 | 85.95 | 0.01 | 0
2035 | MISO_IN_2_MISO_MI | MISO_IN | MISO_MI | Internal | Shoulder | B14 | 900 | 5000 | 4215.51 | 77.99 | 78 | 0.01 | 0
2035 | MISO_IN_2_MISO_MI | MISO_IN | MISO_MI | Internal | Shoulder | B15 | 1203 | 5000 | 5000 | 71.96 | 74.21 | 0.01 | 2.24
2035 | MISO_IN_2_MISO_MI | MISO_IN | MISO_MI | Internal | Summer | B1 | 10 | 5000 | 0 | 189.68 | 189.66 | 0.01 | 0
2035 | MISO_IN_2_MISO_MI | MISO_IN | MISO_MI | Internal | Summer | B2 | 25 | 5000 | 0 | 242.43 | 242.4 | 0.01 | 0
2035 | MISO_IN_2_MISO_MI | MISO_IN | MISO_MI | Internal | Summer | B3 | 75 | 5000 | 0 | 172.34 | 172.32 | 0.01 | 0
2035 | MISO_IN_2_MISO_MI | MISO_IN | MISO_MI | Internal | Summer | B4 | 100 | 5000 | 0 | 144.95 | 144.94 | 0.01 | 0
2035 | MISO_IN_2_MISO_MI | MISO_IN | MISO_MI | Internal | Summer | B5 | 200 | 5000 | 0 | 138.78 | 138.75 | 0.01 | 0
2035 | MISO_IN_2_MISO_MI | MISO_IN | MISO_MI | Internal | Summer | B6 | 300 | 5000 | 0 | 102.55 | 102.54 | 0.01 | 0
2035 | MISO_IN_2_MISO_MI | MISO_IN | MISO_MI | Internal | Summer | B7 | 400 | 5000 | 137.06 | 93.05 | 93.06 | 0.01 | 0
2035 | MISO_IN_2_MISO_MI | MISO_IN | MISO_MI | Internal | Summer | B8 | 500 | 5000 | 2207.41 | 86.32 | 86.34 | 0.01 | 0
2035 | MISO_IN_2_MISO_MI | MISO_IN | MISO_MI | Internal | Summer | B9 | 800 | 5000 | 3092.19 | 83.57 | 83.58 | 0.01 | 0
2035 | MISO_IN_2_MISO_MI | MISO_IN | MISO_MI | Internal | Summer | B10 | 1262 | 5000 | 5000 | 74.82 | 75.12 | 0.01 | 0.29
2035 | MISO_IN_2_MISO_MI | MISO_IN | MISO_MI | Internal | Winter | B16 | 25 | 5000 | 2538.95 | 90.27 | 90.28 | 0.01 | 0
2035 | MISO_IN_2_MISO_MI | MISO_IN | MISO_MI | Internal | Winter | B17 | 100 | 5000 | 584.18 | 91.33 | 91.35 | 0.01 | 0
2035 | MISO_IN_2_MISO_MI | MISO_IN | MISO_MI | Internal | Winter | B18 | 400 | 5000 | 2025.65 | 89.4 | 89.41 | 0.01 | 0
2035 | MISO_IN_2_MISO_MI | MISO_IN | MISO_MI | Internal | Winter | B19 | 700 | 5000 | 1708.16 | 81.89 | 81.9 | 0.01 | 0
2035 | MISO_IN_2_MISO_MI | MISO_IN | MISO_MI | Internal | Winter | B20 | 935 | 5000 | 4638.55 | 77.7 | 77.72 | 0.01 | 0
2035 | MISO_IN_2_MISO_MO-IL | MISO_IN | MISO_MO-IL | Internal | Shoulder | B11 | 25 | 5000 | 0 | 90.94 | 88.48 | 0.01 | 0
2035 | MISO_IN_2_MISO_MO-IL | MISO_IN | MISO_MO-IL | Internal | Shoulder | B12 | 200 | 5000 | 0 | 87.48 | 83.84 | 0.01 | 0
2035 | MISO_IN_2_MISO_MO-IL | MISO_IN | MISO_MO-IL | Internal | Shoulder | B13 | 600 | 5000 | 0 | 85.94 | 82.3 | 0.01 | 0
2035 | MISO_IN_2_MISO_MO-IL | MISO_IN | MISO_MO-IL | Internal | Shoulder | B14 | 900 | 5000 | 0 | 77.99 | 77.72 | 0.01 | 0
2035 | MISO_IN_2_MISO_MO-IL | MISO_IN | MISO_MO-IL | Internal | Shoulder | B15 | 1203 | 5000 | 0 | 71.96 | 68.32 | 0.01 | 0
2035 | MISO_IN_2_MISO_MO-IL | MISO_IN | MISO_MO-IL | Internal | Summer | B1 | 10 | 5000 | 0 | 189.68 | 186.23 | 0.01 | 0
2035 | MISO_IN_2_MISO_MO-IL | MISO_IN | MISO_MO-IL | Internal | Summer | B2 | 25 | 5000 | 0 | 242.43 | 240.96 | 0.01 | 0
2035 | MISO_IN_2_MISO_MO-IL | MISO_IN | MISO_MO-IL | Internal | Summer | B3 | 75 | 5000 | 0 | 172.34 | 172.33 | 0.01 | 0
2035 | MISO_IN_2_MISO_MO-IL | MISO_IN | MISO_MO-IL | Internal | Summer | B4 | 100 | 5000 | 0 | 144.95 | 144.94 | 0.01 | 0
2035 | MISO_IN_2_MISO_MO-IL | MISO_IN | MISO_MO-IL | Internal | Summer | B5 | 200 | 5000 | 0 | 138.78 | 138.77 | 0.01 | 0
2035 | MISO_IN_2_MISO_MO-IL | MISO_IN | MISO_MO-IL | Internal | Summer | B6 | 300 | 5000 | 0 | 102.55 | 101.82 | 0.01 | 0
2035 | MISO_IN_2_MISO_MO-IL | MISO_IN | MISO_MO-IL | Internal | Summer | B7 | 400 | 5000 | 0 | 93.05 | 93.03 | 0.01 | 0
2035 | MISO_IN_2_MISO_MO-IL | MISO_IN | MISO_MO-IL | Internal | Summer | B8 | 500 | 5000 | 0 | 86.32 | 84.71 | 0.01 | 0
2035 | MISO_IN_2_MISO_MO-IL | MISO_IN | MISO_MO-IL | Internal | Summer | B9 | 800 | 5000 | 0 | 83.57 | 82.93 | 0.01 | 0
2035 | MISO_IN_2_MISO_MO-IL | MISO_IN | MISO_MO-IL | Internal | Summer | B10 | 1262 | 5000 | 0 | 74.82 | 72.58 | 0.01 | 0
2035 | MISO_IN_2_MISO_MO-IL | MISO_IN | MISO_MO-IL | Internal | Winter | B16 | 25 | 5000 | 0 | 90.27 | 86.63 | 0.01 | 0
2035 | MISO_IN_2_MISO_MO-IL | MISO_IN | MISO_MO-IL | Internal | Winter | B17 | 100 | 5000 | 0 | 91.33 | 87.69 | 0.01 | 0
2035 | MISO_IN_2_MISO_MO-IL | MISO_IN | MISO_MO-IL | Internal | Winter | B18 | 400 | 5000 | 0 | 89.4 | 86.07 | 0.01 | 0
2035 | MISO_IN_2_MISO_MO-IL | MISO_IN | MISO_MO-IL | Internal | Winter | B19 | 700 | 5000 | 0 | 81.89 | 80.74 | 0.01 | 0
2035 | MISO_IN_2_MISO_MO-IL | MISO_IN | MISO_MO-IL | Internal | Winter | B20 | 935 | 5000 | 0 | 77.7 | 74.06 | 0.01 | 0
2035 | MISO_IN_2_NonRTO_Midwest | MISO_IN | NonRTO_Midwest | Internal | Shoulder | B11 | 25 | 4800 | 1968.99 | 90.94 | 98.94 | 8 | 0
2035 | MISO_IN_2_NonRTO_Midwest | MISO_IN | NonRTO_Midwest | Internal | Shoulder | B12 | 200 | 4800 | 1413.06 | 87.48 | 95.48 | 8 | 0
2035 | MISO_IN_2_NonRTO_Midwest | MISO_IN | NonRTO_Midwest | Internal | Shoulder | B13 | 600 | 4800 | 906.51 | 85.94 | 93.94 | 8 | 0
2035 | MISO_IN_2_NonRTO_Midwest | MISO_IN | NonRTO_Midwest | Internal | Shoulder | B14 | 900 | 4800 | 560.63 | 77.99 | 85.99 | 8 | 0
2035 | MISO_IN_2_NonRTO_Midwest | MISO_IN | NonRTO_Midwest | Internal | Shoulder | B15 | 1203 | 4800 | 365.85 | 71.96 | 79.96 | 8 | 0
2035 | MISO_IN_2_NonRTO_Midwest | MISO_IN | NonRTO_Midwest | Internal | Summer | B1 | 10 | 4800 | 1458.9 | 189.68 | 197.68 | 8 | 0
2035 | MISO_IN_2_NonRTO_Midwest | MISO_IN | NonRTO_Midwest | Internal | Summer | B2 | 25 | 4800 | 1276.04 | 242.43 | 250.43 | 8 | 0
2035 | MISO_IN_2_NonRTO_Midwest | MISO_IN | NonRTO_Midwest | Internal | Summer | B3 | 75 | 4800 | 814.84 | 172.34 | 180.34 | 8 | 0
2035 | MISO_IN_2_NonRTO_Midwest | MISO_IN | NonRTO_Midwest | Internal | Summer | B4 | 100 | 4800 | 430.54 | 144.95 | 152.95 | 8 | 0
2035 | MISO_IN_2_NonRTO_Midwest | MISO_IN | NonRTO_Midwest | Internal | Summer | B5 | 200 | 4800 | 1957.23 | 138.78 | 146.78 | 8 | 0
2035 | MISO_IN_2_NonRTO_Midwest | MISO_IN | NonRTO_Midwest | Internal | Summer | B6 | 300 | 4800 | 1514.28 | 102.55 | 110.55 | 8 | 0
2035 | MISO_IN_2_NonRTO_Midwest | MISO_IN | NonRTO_Midwest | Internal | Summer | B7 | 400 | 4800 | 969.6 | 93.05 | 101.05 | 8 | 0
2035 | MISO_IN_2_NonRTO_Midwest | MISO_IN | NonRTO_Midwest | Internal | Summer | B8 | 500 | 4800 | 504.51 | 86.32 | 94.32 | 8 | 0
2035 | MISO_IN_2_NonRTO_Midwest | MISO_IN | NonRTO_Midwest | Internal | Summer | B9 | 800 | 4800 | 0 | 83.57 | 85.49 | 8 | 0
2035 | MISO_IN_2_NonRTO_Midwest | MISO_IN | NonRTO_Midwest | Internal | Summer | B10 | 1262 | 4800 | 0 | 74.82 | 78.45 | 8 | 0
2035 | MISO_IN_2_NonRTO_Midwest | MISO_IN | NonRTO_Midwest | Internal | Winter | B16 | 25 | 4800 | 2992.89 | 90.27 | 98.27 | 8 | 0
2035 | MISO_IN_2_NonRTO_Midwest | MISO_IN | NonRTO_Midwest | Internal | Winter | B17 | 100 | 4800 | 2021.05 | 91.33 | 99.33 | 8 | 0
2035 | MISO_IN_2_NonRTO_Midwest | MISO_IN | NonRTO_Midwest | Internal | Winter | B18 | 400 | 4800 | 1240 | 89.4 | 97.4 | 8 | 0
2035 | MISO_IN_2_NonRTO_Midwest | MISO_IN | NonRTO_Midwest | Internal | Winter | B19 | 700 | 4800 | 646.45 | 81.89 | 89.89 | 8 | 0
2035 | MISO_IN_2_NonRTO_Midwest | MISO_IN | NonRTO_Midwest | Internal | Winter | B20 | 935 | 4800 | 0 | 77.7 | 83.89 | 8 | 0
2035 | MISO_IN_2_PJM_ROR | MISO_IN | PJM_ROR | Internal | Shoulder | B11 | 25 | 992 | 2816.74 | 90.94 | 99.48 | 2 | 6.53
2035 | MISO_IN_2_PJM_ROR | MISO_IN | PJM_ROR | Internal | Shoulder | B12 | 200 | 992 | 992 | 87.48 | 91.22 | 2 | 1.74
2035 | MISO_IN_2_PJM_ROR | MISO_IN | PJM_ROR | Internal | Shoulder | B13 | 600 | 992 | 992 | 85.94 | 87.95 | 2 | 0.01
2035 | MISO_IN_2_PJM_ROR | MISO_IN | PJM_ROR | Internal | Shoulder | B14 | 900 | 992 | 992 | 77.99 | 85.31 | 2 | 5.32
2035 | MISO_IN_2_PJM_ROR | MISO_IN | PJM_ROR | Internal | Shoulder | B15 | 1203 | 992 | 992 | 71.96 | 76.21 | 2 | 2.25
2035 | MISO_IN_2_PJM_ROR | MISO_IN | PJM_ROR | Internal | Summer | B1 | 10 | 992 | 8057.64 | 189.68 | 198.21 | 2 | 6.53
2035 | MISO_IN_2_PJM_ROR | MISO_IN | PJM_ROR | Internal | Summer | B2 | 25 | 992 | 6055.29 | 242.43 | 250.96 | 2 | 6.53
2035 | MISO_IN_2_PJM_ROR | MISO_IN | PJM_ROR | Internal | Summer | B3 | 75 | 992 | 5976.14 | 172.34 | 180.87 | 2 | 6.53
2035 | MISO_IN_2_PJM_ROR | MISO_IN | PJM_ROR | Internal | Summer | B4 | 100 | 992 | 992 | 144.95 | 147.14 | 2 | 0.19
2035 | MISO_IN_2_PJM_ROR | MISO_IN | PJM_ROR | Internal | Summer | B5 | 200 | 992 | 956.77 | 138.78 | 140.78 | 2 | 0
2035 | MISO_IN_2_PJM_ROR | MISO_IN | PJM_ROR | Internal | Summer | B6 | 300 | 992 | 376.42 | 102.55 | 104.55 | 2 | 0
2035 | MISO_IN_2_PJM_ROR | MISO_IN | PJM_ROR | Internal | Summer | B7 | 400 | 992 | 992 | 93.05 | 95.06 | 2 | 0.01
2035 | MISO_IN_2_PJM_ROR | MISO_IN | PJM_ROR | Internal | Summer | B8 | 500 | 992 | 992 | 86.32 | 88.34 | 2 | 0.01
2035 | MISO_IN_2_PJM_ROR | MISO_IN | PJM_ROR | Internal | Summer | B9 | 800 | 992 | 992 | 83.57 | 86.04 | 2 | 0.47
2035 | MISO_IN_2_PJM_ROR | MISO_IN | PJM_ROR | Internal | Summer | B10 | 1262 | 992 | 0 | 74.82 | 74.58 | 2 | 0
2035 | MISO_IN_2_PJM_ROR | MISO_IN | PJM_ROR | Internal | Winter | B16 | 25 | 992 | 992 | 90.27 | 98.61 | 2 | 6.34
2035 | MISO_IN_2_PJM_ROR | MISO_IN | PJM_ROR | Internal | Winter | B17 | 100 | 992 | 992 | 91.33 | 94.23 | 2 | 0.9
2035 | MISO_IN_2_PJM_ROR | MISO_IN | PJM_ROR | Internal | Winter | B18 | 400 | 992 | 992 | 89.4 | 91.87 | 2 | 0.47
2035 | MISO_IN_2_PJM_ROR | MISO_IN | PJM_ROR | Internal | Winter | B19 | 700 | 992 | 2444.1 | 81.89 | 90.42 | 2 | 6.53
2035 | MISO_IN_2_PJM_ROR | MISO_IN | PJM_ROR | Internal | Winter | B20 | 935 | 992 | 992 | 77.7 | 79.72 | 2 | 0.01
2035 | MISO_MI_2_MISO_IN | MISO_MI | MISO_IN | Internal | Shoulder | B11 | 25 | 2045 | 0 | 90.95 | 90.94 | 0.01 | 0
2035 | MISO_MI_2_MISO_IN | MISO_MI | MISO_IN | Internal | Shoulder | B12 | 200 | 2045 | 0 | 87.5 | 87.48 | 0.01 | 0
2035 | MISO_MI_2_MISO_IN | MISO_MI | MISO_IN | Internal | Shoulder | B13 | 600 | 2045 | 0 | 85.95 | 85.94 | 0.01 | 0
2035 | MISO_MI_2_MISO_IN | MISO_MI | MISO_IN | Internal | Shoulder | B14 | 900 | 2045 | 0 | 78 | 77.99 | 0.01 | 0
2035 | MISO_MI_2_MISO_IN | MISO_MI | MISO_IN | Internal | Shoulder | B15 | 1203 | 2045 | 0 | 74.21 | 71.96 | 0.01 | 0
2035 | MISO_MI_2_MISO_IN | MISO_MI | MISO_IN | Internal | Summer | B1 | 10 | 2045 | 4117.17 | 189.66 | 189.68 | 0.01 | 0.01
2035 | MISO_MI_2_MISO_IN | MISO_MI | MISO_IN | Internal | Summer | B2 | 25 | 2045 | 3771.89 | 242.4 | 242.43 | 0.01 | 0.01
2035 | MISO_MI_2_MISO_IN | MISO_MI | MISO_IN | Internal | Summer | B3 | 75 | 2045 | 4263.69 | 172.32 | 172.34 | 0.01 | 0.01
2035 | MISO_MI_2_MISO_IN | MISO_MI | MISO_IN | Internal | Summer | B4 | 100 | 2045 | 974.78 | 144.94 | 144.95 | 0.01 | 0
2035 | MISO_MI_2_MISO_IN | MISO_MI | MISO_IN | Internal | Summer | B5 | 200 | 2045 | 2340.03 | 138.75 | 138.78 | 0.01 | 0.01
2035 | MISO_MI_2_MISO_IN | MISO_MI | MISO_IN | Internal | Summer | B6 | 300 | 2045 | 61.83 | 102.54 | 102.55 | 0.01 | 0
2035 | MISO_MI_2_MISO_IN | MISO_MI | MISO_IN | Internal | Summer | B7 | 400 | 2045 | 0 | 93.06 | 93.05 | 0.01 | 0
2035 | MISO_MI_2_MISO_IN | MISO_MI | MISO_IN | Internal | Summer | B8 | 500 | 2045 | 0 | 86.34 | 86.32 | 0.01 | 0
2035 | MISO_MI_2_MISO_IN | MISO_MI | MISO_IN | Internal | Summer | B9 | 800 | 2045 | 0 | 83.58 | 83.57 | 0.01 | 0
2035 | MISO_MI_2_MISO_IN | MISO_MI | MISO_IN | Internal | Summer | B10 | 1262 | 2045 | 0 | 75.12 | 74.82 | 0.01 | 0
2035 | MISO_MI_2_MISO_IN | MISO_MI | MISO_IN | Internal | Winter | B16 | 25 | 2045 | 0 | 90.28 | 90.27 | 0.01 | 0
2035 | MISO_MI_2_MISO_IN | MISO_MI | MISO_IN | Internal | Winter | B17 | 100 | 2045 | 0 | 91.35 | 91.33 | 0.01 | 0
2035 | MISO_MI_2_MISO_IN | MISO_MI | MISO_IN | Internal | Winter | B18 | 400 | 2045 | 0 | 89.41 | 89.4 | 0.01 | 0
2035 | MISO_MI_2_MISO_IN | MISO_MI | MISO_IN | Internal | Winter | B19 | 700 | 2045 | 0 | 81.9 | 81.89 | 0.01 | 0
2035 | MISO_MI_2_MISO_IN | MISO_MI | MISO_IN | Internal | Winter | B20 | 935 | 2045 | 0 | 77.72 | 77.7 | 0.01 | 0
2035 | MISO_MI_2_MISO_WUMS | MISO_MI | MISO_WUMS | Internal | Shoulder | B11 | 25 | 117 | 318.37 | 90.95 | 91.41 | 0.01 | 0.44
2035 | MISO_MI_2_MISO_WUMS | MISO_MI | MISO_WUMS | Internal | Shoulder | B12 | 200 | 117 | 856.06 | 87.5 | 87.95 | 0.01 | 0.44
2035 | MISO_MI_2_MISO_WUMS | MISO_MI | MISO_WUMS | Internal | Shoulder | B13 | 600 | 117 | 845.84 | 85.95 | 86.41 | 0.01 | 0.44
2035 | MISO_MI_2_MISO_WUMS | MISO_MI | MISO_WUMS | Internal | Shoulder | B14 | 900 | 117 | 2113.56 | 78 | 78.45 | 0.01 | 0.44
2035 | MISO_MI_2_MISO_WUMS | MISO_MI | MISO_WUMS | Internal | Shoulder | B15 | 1203 | 117 | 2016.26 | 74.21 | 74.67 | 0.01 | 0.44
2035 | MISO_MI_2_MISO_WUMS | MISO_MI | MISO_WUMS | Internal | Summer | B1 | 10 | 117 | 0 | 189.66 | 187.44 | 0.01 | 0
2035 | MISO_MI_2_MISO_WUMS | MISO_MI | MISO_WUMS | Internal | Summer | B2 | 25 | 117 | 0 | 242.4 | 240.18 | 0.01 | 0
2035 | MISO_MI_2_MISO_WUMS | MISO_MI | MISO_WUMS | Internal | Summer | B3 | 75 | 117 | 0 | 172.32 | 170.1 | 0.01 | 0
2035 | MISO_MI_2_MISO_WUMS | MISO_MI | MISO_WUMS | Internal | Summer | B4 | 100 | 117 | 117 | 144.94 | 145.14 | 0.01 | 0.19
2035 | MISO_MI_2_MISO_WUMS | MISO_MI | MISO_WUMS | Internal | Summer | B5 | 200 | 117 | 117 | 138.75 | 138.78 | 0.01 | 0.01
2035 | MISO_MI_2_MISO_WUMS | MISO_MI | MISO_WUMS | Internal | Summer | B6 | 300 | 117 | 29.91 | 102.54 | 102.55 | 0.01 | 0
2035 | MISO_MI_2_MISO_WUMS | MISO_MI | MISO_WUMS | Internal | Summer | B7 | 400 | 117 | 0 | 93.06 | 92.78 | 0.01 | 0
2035 | MISO_MI_2_MISO_WUMS | MISO_MI | MISO_WUMS | Internal | Summer | B8 | 500 | 117 | 0 | 86.34 | 86.11 | 0.01 | 0
2035 | MISO_MI_2_MISO_WUMS | MISO_MI | MISO_WUMS | Internal | Summer | B9 | 800 | 117 | 1315.09 | 83.58 | 84.04 | 0.01 | 0.44
2035 | MISO_MI_2_MISO_WUMS | MISO_MI | MISO_WUMS | Internal | Summer | B10 | 1262 | 117 | 0 | 75.12 | 74.09 | 0.01 | 0
2035 | MISO_MI_2_MISO_WUMS | MISO_MI | MISO_WUMS | Internal | Winter | B16 | 25 | 117 | 1483.95 | 90.28 | 90.74 | 0.01 | 0.44
2035 | MISO_MI_2_MISO_WUMS | MISO_MI | MISO_WUMS | Internal | Winter | B17 | 100 | 117 | 117 | 91.35 | 91.43 | 0.01 | 0.07
2035 | MISO_MI_2_MISO_WUMS | MISO_MI | MISO_WUMS | Internal | Winter | B18 | 400 | 117 | 1277.59 | 89.41 | 89.87 | 0.01 | 0.44
2035 | MISO_MI_2_MISO_WUMS | MISO_MI | MISO_WUMS | Internal | Winter | B19 | 700 | 117 | 1571.17 | 81.9 | 82.36 | 0.01 | 0.44
2035 | MISO_MI_2_MISO_WUMS | MISO_MI | MISO_WUMS | Internal | Winter | B20 | 935 | 117 | 2205.98 | 77.72 | 78.17 | 0.01 | 0.44
2035 | MISO_MI_2_PJM_ROR | MISO_MI | PJM_ROR | Internal | Shoulder | B11 | 25 | 1424 | 1424 | 90.95 | 99.48 | 2 | 6.52
2035 | MISO_MI_2_PJM_ROR | MISO_MI | PJM_ROR | Internal | Shoulder | B12 | 200 | 1424 | 1424 | 87.5 | 91.22 | 2 | 1.73
2035 | MISO_MI_2_PJM_ROR | MISO_MI | PJM_ROR | Internal | Shoulder | B13 | 600 | 1424 | 1100.83 | 85.95 | 87.95 | 2 | 0
2035 | MISO_MI_2_PJM_ROR | MISO_MI | PJM_ROR | Internal | Shoulder | B14 | 900 | 1424 | 1424 | 78 | 85.31 | 2 | 5.31
2035 | MISO_MI_2_PJM_ROR | MISO_MI | PJM_ROR | Internal | Shoulder | B15 | 1203 | 1424 | 191.06 | 74.21 | 76.21 | 2 | 0
2035 | MISO_MI_2_PJM_ROR | MISO_MI | PJM_ROR | Internal | Summer | B1 | 10 | 1424 | 1424 | 189.66 | 198.21 | 2 | 6.56
2035 | MISO_MI_2_PJM_ROR | MISO_MI | PJM_ROR | Internal | Summer | B2 | 25 | 1424 | 1424 | 242.4 | 250.96 | 2 | 6.56
2035 | MISO_MI_2_PJM_ROR | MISO_MI | PJM_ROR | Internal | Summer | B3 | 75 | 1424 | 1424 | 172.32 | 180.87 | 2 | 6.56
2035 | MISO_MI_2_PJM_ROR | MISO_MI | PJM_ROR | Internal | Summer | B4 | 100 | 1424 | 1424 | 144.94 | 147.14 | 2 | 0.2
2035 | MISO_MI_2_PJM_ROR | MISO_MI | PJM_ROR | Internal | Summer | B5 | 200 | 1424 | 1424 | 138.75 | 140.78 | 2 | 0.02
2035 | MISO_MI_2_PJM_ROR | MISO_MI | PJM_ROR | Internal | Summer | B6 | 300 | 1424 | 1424 | 102.54 | 104.55 | 2 | 0.01
2035 | MISO_MI_2_PJM_ROR | MISO_MI | PJM_ROR | Internal | Summer | B7 | 400 | 1424 | 869.14 | 93.06 | 95.06 | 2 | 0
2035 | MISO_MI_2_PJM_ROR | MISO_MI | PJM_ROR | Internal | Summer | B8 | 500 | 1424 | 992.66 | 86.34 | 88.34 | 2 | 0
2035 | MISO_MI_2_PJM_ROR | MISO_MI | PJM_ROR | Internal | Summer | B9 | 800 | 1424 | 1424 | 83.58 | 86.04 | 2 | 0.46
2035 | MISO_MI_2_PJM_ROR | MISO_MI | PJM_ROR | Internal | Summer | B10 | 1262 | 1424 | 0 | 75.12 | 74.58 | 2 | 0
2035 | MISO_MI_2_PJM_ROR | MISO_MI | PJM_ROR | Internal | Winter | B16 | 25 | 1424 | 1424 | 90.28 | 98.61 | 2 | 6.33
2035 | MISO_MI_2_PJM_ROR | MISO_MI | PJM_ROR | Internal | Winter | B17 | 100 | 1424 | 1424 | 91.35 | 94.23 | 2 | 0.88
2035 | MISO_MI_2_PJM_ROR | MISO_MI | PJM_ROR | Internal | Winter | B18 | 400 | 1424 | 1424 | 89.41 | 91.87 | 2 | 0.46
2035 | MISO_MI_2_PJM_ROR | MISO_MI | PJM_ROR | Internal | Winter | B19 | 700 | 1424 | 1424 | 81.9 | 90.42 | 2 | 6.52
2035 | MISO_MI_2_PJM_ROR | MISO_MI | PJM_ROR | Internal | Winter | B20 | 935 | 1424 | 449.05 | 77.72 | 79.72 | 2 | 0
2035 | MISO_MO-IL_2_ENT | MISO_MO-IL | ENT | Internal | Shoulder | B11 | 25 | 2540 | 1186.94 | 88.48 | 96.48 | 8 | 0
2035 | MISO_MO-IL_2_ENT | MISO_MO-IL | ENT | Internal | Shoulder | B12 | 200 | 2540 | 260.61 | 83.84 | 91.84 | 8 | 0
2035 | MISO_MO-IL_2_ENT | MISO_MO-IL | ENT | Internal | Shoulder | B13 | 600 | 2540 | 2540 | 82.3 | 91.01 | 8 | 0.71
2035 | MISO_MO-IL_2_ENT | MISO_MO-IL | ENT | Internal | Shoulder | B14 | 900 | 2540 | 0 | 77.72 | 82.79 | 8 | 0
2035 | MISO_MO-IL_2_ENT | MISO_MO-IL | ENT | Internal | Shoulder | B15 | 1203 | 2540 | 0 | 68.32 | 73.38 | 8 | 0
2035 | MISO_MO-IL_2_ENT | MISO_MO-IL | ENT | Internal | Summer | B1 | 10 | 2540 | 0 | 186.23 | 191.29 | 8 | 0
2035 | MISO_MO-IL_2_ENT | MISO_MO-IL | ENT | Internal | Summer | B2 | 25 | 2540 | 1156.72 | 240.96 | 248.96 | 8 | 0
2035 | MISO_MO-IL_2_ENT | MISO_MO-IL | ENT | Internal | Summer | B3 | 75 | 2540 | 2144.77 | 172.33 | 180.33 | 8 | 0
2035 | MISO_MO-IL_2_ENT | MISO_MO-IL | ENT | Internal | Summer | B4 | 100 | 2540 | 308.34 | 144.94 | 152.94 | 8 | 0
2035 | MISO_MO-IL_2_ENT | MISO_MO-IL | ENT | Internal | Summer | B5 | 200 | 2540 | 76.55 | 138.77 | 146.77 | 8 | 0
2035 | MISO_MO-IL_2_ENT | MISO_MO-IL | ENT | Internal | Summer | B6 | 300 | 2540 | 0 | 101.82 | 101.82 | 8 | 0
2035 | MISO_MO-IL_2_ENT | MISO_MO-IL | ENT | Internal | Summer | B7 | 400 | 2540 | 0 | 93.03 | 93.03 | 8 | 0
2035 | MISO_MO-IL_2_ENT | MISO_MO-IL | ENT | Internal | Summer | B8 | 500 | 2540 | 0 | 84.71 | 92.35 | 8 | 0
2035 | MISO_MO-IL_2_ENT | MISO_MO-IL | ENT | Internal | Summer | B9 | 800 | 2540 | 134.96 | 82.93 | 90.93 | 8 | 0
2035 | MISO_MO-IL_2_ENT | MISO_MO-IL | ENT | Internal | Summer | B10 | 1262 | 2540 | 0 | 72.58 | 79.87 | 8 | 0
2035 | MISO_MO-IL_2_ENT | MISO_MO-IL | ENT | Internal | Winter | B16 | 25 | 2540 | 149.13 | 86.63 | 94.63 | 8 | 0
2035 | MISO_MO-IL_2_ENT | MISO_MO-IL | ENT | Internal | Winter | B17 | 100 | 2540 | 0 | 87.69 | 92.76 | 8 | 0
2035 | MISO_MO-IL_2_ENT | MISO_MO-IL | ENT | Internal | Winter | B18 | 400 | 2540 | 2127.31 | 86.07 | 94.07 | 8 | 0
2035 | MISO_MO-IL_2_ENT | MISO_MO-IL | ENT | Internal | Winter | B19 | 700 | 2540 | 0 | 80.74 | 88.71 | 8 | 0
2035 | MISO_MO-IL_2_ENT | MISO_MO-IL | ENT | Internal | Winter | B20 | 935 | 2540 | 0 | 74.06 | 79.12 | 8 | 0
2035 | MISO_MO-IL_2_MISO_IN | MISO_MO-IL | MISO_IN | Internal | Shoulder | B11 | 25 | 2100 | 2100 | 88.48 | 90.94 | 0.01 | 2.45
2035 | MISO_MO-IL_2_MISO_IN | MISO_MO-IL | MISO_IN | Internal | Shoulder | B12 | 200 | 2100 | 3501.14 | 83.84 | 87.48 | 0.01 | 3.63
2035 | MISO_MO-IL_2_MISO_IN | MISO_MO-IL | MISO_IN | Internal | Shoulder | B13 | 600 | 2100 | 2485.69 | 82.3 | 85.94 | 0.01 | 3.63
2035 | MISO_MO-IL_2_MISO_IN | MISO_MO-IL | MISO_IN | Internal | Shoulder | B14 | 900 | 2100 | 2100 | 77.72 | 77.99 | 0.01 | 0.25
2035 | MISO_MO-IL_2_MISO_IN | MISO_MO-IL | MISO_IN | Internal | Shoulder | B15 | 1203 | 2100 | 7741.33 | 68.32 | 71.96 | 0.01 | 3.63
2035 | MISO_MO-IL_2_MISO_IN | MISO_MO-IL | MISO_IN | Internal | Summer | B1 | 10 | 2100 | 2100 | 186.23 | 189.68 | 0.01 | 3.44
2035 | MISO_MO-IL_2_MISO_IN | MISO_MO-IL | MISO_IN | Internal | Summer | B2 | 25 | 2100 | 2100 | 240.96 | 242.43 | 0.01 | 1.45
2035 | MISO_MO-IL_2_MISO_IN | MISO_MO-IL | MISO_IN | Internal | Summer | B3 | 75 | 2100 | 898.42 | 172.33 | 172.34 | 0.01 | 0
2035 | MISO_MO-IL_2_MISO_IN | MISO_MO-IL | MISO_IN | Internal | Summer | B4 | 100 | 2100 | 1913.27 | 144.94 | 144.95 | 0.01 | 0
2035 | MISO_MO-IL_2_MISO_IN | MISO_MO-IL | MISO_IN | Internal | Summer | B5 | 200 | 2100 | 1340.59 | 138.77 | 138.78 | 0.01 | 0
2035 | MISO_MO-IL_2_MISO_IN | MISO_MO-IL | MISO_IN | Internal | Summer | B6 | 300 | 2100 | 2100 | 101.82 | 102.55 | 0.01 | 0.72
2035 | MISO_MO-IL_2_MISO_IN | MISO_MO-IL | MISO_IN | Internal | Summer | B7 | 400 | 2100 | 1565.57 | 93.03 | 93.05 | 0.01 | 0
2035 | MISO_MO-IL_2_MISO_IN | MISO_MO-IL | MISO_IN | Internal | Summer | B8 | 500 | 2100 | 2100 | 84.71 | 86.32 | 0.01 | 1.61
2035 | MISO_MO-IL_2_MISO_IN | MISO_MO-IL | MISO_IN | Internal | Summer | B9 | 800 | 2100 | 2100 | 82.93 | 83.57 | 0.01 | 0.63
2035 | MISO_MO-IL_2_MISO_IN | MISO_MO-IL | MISO_IN | Internal | Summer | B10 | 1262 | 2100 | 2100 | 72.58 | 74.82 | 0.01 | 2.23
2035 | MISO_MO-IL_2_MISO_IN | MISO_MO-IL | MISO_IN | Internal | Winter | B16 | 25 | 2100 | 2907.78 | 86.63 | 90.27 | 0.01 | 3.63
2035 | MISO_MO-IL_2_MISO_IN | MISO_MO-IL | MISO_IN | Internal | Winter | B17 | 100 | 2100 | 2987.58 | 87.69 | 91.33 | 0.01 | 3.63
2035 | MISO_MO-IL_2_MISO_IN | MISO_MO-IL | MISO_IN | Internal | Winter | B18 | 400 | 2100 | 2100 | 86.07 | 89.4 | 0.01 | 3.32
2035 | MISO_MO-IL_2_MISO_IN | MISO_MO-IL | MISO_IN | Internal | Winter | B19 | 700 | 2100 | 2100 | 80.74 | 81.89 | 0.01 | 1.14
2035 | MISO_MO-IL_2_MISO_IN | MISO_MO-IL | MISO_IN | Internal | Winter | B20 | 935 | 2100 | 5877.07 | 74.06 | 77.7 | 0.01 | 3.63
2035 | MISO_MO-IL_2_MISO_W | MISO_MO-IL | MISO_W | Internal | Shoulder | B11 | 25 | 960 | 0 | 88.48 | 78.99 | 0.01 | 0
2035 | MISO_MO-IL_2_MISO_W | MISO_MO-IL | MISO_W | Internal | Shoulder | B12 | 200 | 960 | 0 | 83.84 | 58.13 | 0.01 | 0
2035 | MISO_MO-IL_2_MISO_W | MISO_MO-IL | MISO_W | Internal | Shoulder | B13 | 600 | 960 | 0 | 82.3 | 54.86 | 0.01 | 0
2035 | MISO_MO-IL_2_MISO_W | MISO_MO-IL | MISO_W | Internal | Shoulder | B14 | 900 | 960 | 0 | 77.72 | 52.21 | 0.01 | 0
2035 | MISO_MO-IL_2_MISO_W | MISO_MO-IL | MISO_W | Internal | Shoulder | B15 | 1203 | 960 | 0 | 68.32 | 43.12 | 0.01 | 0
2035 | MISO_MO-IL_2_MISO_W | MISO_MO-IL | MISO_W | Internal | Summer | B1 | 10 | 960 | 0 | 186.23 | 165.12 | 0.01 | 0
2035 | MISO_MO-IL_2_MISO_W | MISO_MO-IL | MISO_W | Internal | Summer | B2 | 25 | 960 | 0 | 240.96 | 217.86 | 0.01 | 0
2035 | MISO_MO-IL_2_MISO_W | MISO_MO-IL | MISO_W | Internal | Summer | B3 | 75 | 960 | 0 | 172.33 | 147.78 | 0.01 | 0
2035 | MISO_MO-IL_2_MISO_W | MISO_MO-IL | MISO_W | Internal | Summer | B4 | 100 | 960 | 0 | 144.94 | 139.92 | 0.01 | 0
2035 | MISO_MO-IL_2_MISO_W | MISO_MO-IL | MISO_W | Internal | Summer | B5 | 200 | 960 | 0 | 138.77 | 133.75 | 0.01 | 0
2035 | MISO_MO-IL_2_MISO_W | MISO_MO-IL | MISO_W | Internal | Summer | B6 | 300 | 960 | 0 | 101.82 | 96.81 | 0.01 | 0
2035 | MISO_MO-IL_2_MISO_W | MISO_MO-IL | MISO_W | Internal | Summer | B7 | 400 | 960 | 0 | 93.03 | 81.03 | 0.01 | 0
2035 | MISO_MO-IL_2_MISO_W | MISO_MO-IL | MISO_W | Internal | Summer | B8 | 500 | 960 | 0 | 84.71 | 72.71 | 0.01 | 0
2035 | MISO_MO-IL_2_MISO_W | MISO_MO-IL | MISO_W | Internal | Summer | B9 | 800 | 960 | 0 | 82.93 | 52.94 | 0.01 | 0
2035 | MISO_MO-IL_2_MISO_W | MISO_MO-IL | MISO_W | Internal | Summer | B10 | 1262 | 960 | 0 | 72.58 | 41.49 | 0.01 | 0
2035 | MISO_MO-IL_2_MISO_W | MISO_MO-IL | MISO_W | Internal | Winter | B16 | 25 | 960 | 0 | 86.63 | 65.52 | 0.01 | 0
2035 | MISO_MO-IL_2_MISO_W | MISO_MO-IL | MISO_W | Internal | Winter | B17 | 100 | 960 | 0 | 87.69 | 61.14 | 0.01 | 0
2035 | MISO_MO-IL_2_MISO_W | MISO_MO-IL | MISO_W | Internal | Winter | B18 | 400 | 960 | 0 | 86.07 | 58.78 | 0.01 | 0
2035 | MISO_MO-IL_2_MISO_W | MISO_MO-IL | MISO_W | Internal | Winter | B19 | 700 | 960 | 0 | 80.74 | 57.33 | 0.01 | 0
2035 | MISO_MO-IL_2_MISO_W | MISO_MO-IL | MISO_W | Internal | Winter | B20 | 935 | 960 | 0 | 74.06 | 46.62 | 0.01 | 0
2035 | MISO_MO-IL_2_PJM_ROR | MISO_MO-IL | PJM_ROR | Internal | Shoulder | B11 | 25 | 1212 | 1212 | 88.48 | 99.48 | 2 | 9
2035 | MISO_MO-IL_2_PJM_ROR | MISO_MO-IL | PJM_ROR | Internal | Shoulder | B12 | 200 | 1212 | 1212 | 83.84 | 91.22 | 2 | 5.38
2035 | MISO_MO-IL_2_PJM_ROR | MISO_MO-IL | PJM_ROR | Internal | Shoulder | B13 | 600 | 1212 | 1212 | 82.3 | 87.95 | 2 | 3.66
2035 | MISO_MO-IL_2_PJM_ROR | MISO_MO-IL | PJM_ROR | Internal | Shoulder | B14 | 900 | 1212 | 1212 | 77.72 | 85.31 | 2 | 5.59
2035 | MISO_MO-IL_2_PJM_ROR | MISO_MO-IL | PJM_ROR | Internal | Shoulder | B15 | 1203 | 1212 | 1212 | 68.32 | 76.21 | 2 | 5.89
2035 | MISO_MO-IL_2_PJM_ROR | MISO_MO-IL | PJM_ROR | Internal | Summer | B1 | 10 | 1212 | 8914.42 | 186.23 | 198.21 | 2 | 9.99
2035 | MISO_MO-IL_2_PJM_ROR | MISO_MO-IL | PJM_ROR | Internal | Summer | B2 | 25 | 1212 | 1212 | 240.96 | 250.96 | 2 | 8
2035 | MISO_MO-IL_2_PJM_ROR | MISO_MO-IL | PJM_ROR | Internal | Summer | B3 | 75 | 1212 | 1212 | 172.33 | 180.87 | 2 | 6.55
2035 | MISO_MO-IL_2_PJM_ROR | MISO_MO-IL | PJM_ROR | Internal | Summer | B4 | 100 | 1212 | 1212 | 144.94 | 147.14 | 2 | 0.2
2035 | MISO_MO-IL_2_PJM_ROR | MISO_MO-IL | PJM_ROR | Internal | Summer | B5 | 200 | 1212 | 1212 | 138.77 | 140.78 | 2 | 0.01
2035 | MISO_MO-IL_2_PJM_ROR | MISO_MO-IL | PJM_ROR | Internal | Summer | B6 | 300 | 1212 | 1212 | 101.82 | 104.55 | 2 | 0.73
2035 | MISO_MO-IL_2_PJM_ROR | MISO_MO-IL | PJM_ROR | Internal | Summer | B7 | 400 | 1212 | 1212 | 93.03 | 95.06 | 2 | 0.02
2035 | MISO_MO-IL_2_PJM_ROR | MISO_MO-IL | PJM_ROR | Internal | Summer | B8 | 500 | 1212 | 1212 | 84.71 | 88.34 | 2 | 1.63
2035 | MISO_MO-IL_2_PJM_ROR | MISO_MO-IL | PJM_ROR | Internal | Summer | B9 | 800 | 1212 | 1212 | 82.93 | 86.04 | 2 | 1.11
2035 | MISO_MO-IL_2_PJM_ROR | MISO_MO-IL | PJM_ROR | Internal | Summer | B10 | 1262 | 1212 | 928.87 | 72.58 | 74.58 | 2 | 0
2035 | MISO_MO-IL_2_PJM_ROR | MISO_MO-IL | PJM_ROR | Internal | Winter | B16 | 25 | 1212 | 1476.99 | 86.63 | 98.61 | 2 | 9.99
2035 | MISO_MO-IL_2_PJM_ROR | MISO_MO-IL | PJM_ROR | Internal | Winter | B17 | 100 | 1212 | 1212 | 87.69 | 94.23 | 2 | 4.54
2035 | MISO_MO-IL_2_PJM_ROR | MISO_MO-IL | PJM_ROR | Internal | Winter | B18 | 400 | 1212 | 1212 | 86.07 | 91.87 | 2 | 3.8
2035 | MISO_MO-IL_2_PJM_ROR | MISO_MO-IL | PJM_ROR | Internal | Winter | B19 | 700 | 1212 | 1212 | 80.74 | 90.42 | 2 | 7.68
2035 | MISO_MO-IL_2_PJM_ROR | MISO_MO-IL | PJM_ROR | Internal | Winter | B20 | 935 | 1212 | 1212 | 74.06 | 79.72 | 2 | 3.66
2035 | MISO_MO-IL_2_TVA_Transmission | MISO_MO-IL | TVA_Transmission | Internal | Shoulder | B11 | 25 | 4000 | 2685.08 | 88.48 | 96.48 | 8 | 0
2035 | MISO_MO-IL_2_TVA_Transmission | MISO_MO-IL | TVA_Transmission | Internal | Shoulder | B12 | 200 | 4000 | 3144.87 | 83.84 | 91.84 | 8 | 0
2035 | MISO_MO-IL_2_TVA_Transmission | MISO_MO-IL | TVA_Transmission | Internal | Shoulder | B13 | 600 | 4000 | 1779.96 | 82.3 | 90.3 | 8 | 0
2035 | MISO_MO-IL_2_TVA_Transmission | MISO_MO-IL | TVA_Transmission | Internal | Shoulder | B14 | 900 | 4000 | 3819.04 | 77.72 | 85.72 | 8 | 0
2035 | MISO_MO-IL_2_TVA_Transmission | MISO_MO-IL | TVA_Transmission | Internal | Shoulder | B15 | 1203 | 4000 | 4000 | 68.32 | 80.01 | 8 | 3.69
2035 | MISO_MO-IL_2_TVA_Transmission | MISO_MO-IL | TVA_Transmission | Internal | Summer | B1 | 10 | 4000 | 4000 | 186.23 | 199.29 | 8 | 5.07
2035 | MISO_MO-IL_2_TVA_Transmission | MISO_MO-IL | TVA_Transmission | Internal | Summer | B2 | 25 | 4000 | 4000 | 240.96 | 256.96 | 8 | 8
2035 | MISO_MO-IL_2_TVA_Transmission | MISO_MO-IL | TVA_Transmission | Internal | Summer | B3 | 75 | 4000 | 4000 | 172.33 | 185.68 | 8 | 5.35
2035 | MISO_MO-IL_2_TVA_Transmission | MISO_MO-IL | TVA_Transmission | Internal | Summer | B4 | 100 | 4000 | 2938.59 | 144.94 | 152.94 | 8 | 0
2035 | MISO_MO-IL_2_TVA_Transmission | MISO_MO-IL | TVA_Transmission | Internal | Summer | B5 | 200 | 4000 | 1451.53 | 138.77 | 146.77 | 8 | 0
2035 | MISO_MO-IL_2_TVA_Transmission | MISO_MO-IL | TVA_Transmission | Internal | Summer | B6 | 300 | 4000 | 420.77 | 101.82 | 109.82 | 8 | 0
2035 | MISO_MO-IL_2_TVA_Transmission | MISO_MO-IL | TVA_Transmission | Internal | Summer | B7 | 400 | 4000 | 0 | 93.03 | 97.25 | 8 | 0
2035 | MISO_MO-IL_2_TVA_Transmission | MISO_MO-IL | TVA_Transmission | Internal | Summer | B8 | 500 | 4000 | 1230.35 | 84.71 | 92.71 | 8 | 0
2035 | MISO_MO-IL_2_TVA_Transmission | MISO_MO-IL | TVA_Transmission | Internal | Summer | B9 | 800 | 4000 | 3260.96 | 82.93 | 90.93 | 8 | 0
2035 | MISO_MO-IL_2_TVA_Transmission | MISO_MO-IL | TVA_Transmission | Internal | Summer | B10 | 1262 | 4000 | 1102.41 | 72.58 | 80.58 | 8 | 0
2035 | MISO_MO-IL_2_TVA_Transmission | MISO_MO-IL | TVA_Transmission | Internal | Winter | B16 | 25 | 4000 | 4000 | 86.63 | 99.89 | 8 | 5.26
2035 | MISO_MO-IL_2_TVA_Transmission | MISO_MO-IL | TVA_Transmission | Internal | Winter | B17 | 100 | 4000 | 3207.58 | 87.69 | 95.69 | 8 | 0
2035 | MISO_MO-IL_2_TVA_Transmission | MISO_MO-IL | TVA_Transmission | Internal | Winter | B18 | 400 | 4000 | 1899.25 | 86.07 | 94.07 | 8 | 0
2035 | MISO_MO-IL_2_TVA_Transmission | MISO_MO-IL | TVA_Transmission | Internal | Winter | B19 | 700 | 4000 | 2751.39 | 80.74 | 88.74 | 8 | 0
2035 | MISO_MO-IL_2_TVA_Transmission | MISO_MO-IL | TVA_Transmission | Internal | Winter | B20 | 935 | 4000 | 4000 | 74.06 | 82.79 | 8 | 0.73
2035 | MISO_W_2_IESO | MISO_W | IESO | Internal | Shoulder | B11 | 25 | 90 | 0 | 78.99 | 53.36 | 8 | 0
2035 | MISO_W_2_IESO | MISO_W | IESO | Internal | Shoulder | B12 | 200 | 90 | 0 | 58.13 | 53.36 | 8 | 0
2035 | MISO_W_2_IESO | MISO_W | IESO | Internal | Shoulder | B13 | 600 | 90 | 0 | 54.86 | 53.36 | 8 | 0
2035 | MISO_W_2_IESO | MISO_W | IESO | Internal | Shoulder | B14 | 900 | 90 | 0 | 52.21 | 53.36 | 8 | 0
2035 | MISO_W_2_IESO | MISO_W | IESO | Internal | Shoulder | B15 | 1203 | 90 | 90 | 43.12 | 53.36 | 8 | 2.25
2035 | MISO_W_2_IESO | MISO_W | IESO | Internal | Summer | B1 | 10 | 90 | 0 | 165.12 | 166.76 | 8 | 0
2035 | MISO_W_2_IESO | MISO_W | IESO | Internal | Summer | B2 | 25 | 90 | 0 | 217.86 | 204.09 | 8 | 0
2035 | MISO_W_2_IESO | MISO_W | IESO | Internal | Summer | B3 | 75 | 90 | 0 | 147.78 | 123.74 | 8 | 0
2035 | MISO_W_2_IESO | MISO_W | IESO | Internal | Summer | B4 | 100 | 90 | 0 | 139.92 | 96.36 | 8 | 0
2035 | MISO_W_2_IESO | MISO_W | IESO | Internal | Summer | B5 | 200 | 90 | 0 | 133.75 | 90.18 | 8 | 0
2035 | MISO_W_2_IESO | MISO_W | IESO | Internal | Summer | B6 | 300 | 90 | 0 | 96.81 | 53.96 | 8 | 0
2035 | MISO_W_2_IESO | MISO_W | IESO | Internal | Summer | B7 | 400 | 90 | 0 | 81.03 | 45.93 | 8 | 0
2035 | MISO_W_2_IESO | MISO_W | IESO | Internal | Summer | B8 | 500 | 90 | 0 | 72.71 | 45.93 | 8 | 0
2035 | MISO_W_2_IESO | MISO_W | IESO | Internal | Summer | B9 | 800 | 90 | 0 | 52.94 | 45.93 | 8 | 0
2035 | MISO_W_2_IESO | MISO_W | IESO | Internal | Summer | B10 | 1262 | 90 | 0 | 41.49 | 45.93 | 8 | 0
2035 | MISO_W_2_IESO | MISO_W | IESO | Internal | Winter | B16 | 25 | 90 | 0 | 65.52 | 65.33 | 8 | 0
2035 | MISO_W_2_IESO | MISO_W | IESO | Internal | Winter | B17 | 100 | 90 | 0 | 61.14 | 65.33 | 8 | 0
2035 | MISO_W_2_IESO | MISO_W | IESO | Internal | Winter | B18 | 400 | 90 | 0 | 58.78 | 65.33 | 8 | 0
2035 | MISO_W_2_IESO | MISO_W | IESO | Internal | Winter | B19 | 700 | 90 | 38.28 | 57.33 | 65.33 | 8 | 0
2035 | MISO_W_2_IESO | MISO_W | IESO | Internal | Winter | B20 | 935 | 90 | 90 | 46.62 | 65.33 | 8 | 10.71
2035 | MISO_W_2_MAPP_CA | MISO_W | MAPP_CA | Internal | Shoulder | B11 | 25 | 700 | 0 | 78.99 | 52.25 | 0.01 | 0
2035 | MISO_W_2_MAPP_CA | MISO_W | MAPP_CA | Internal | Shoulder | B12 | 200 | 700 | 0 | 58.13 | 58.12 | 0.01 | 0
2035 | MISO_W_2_MAPP_CA | MISO_W | MAPP_CA | Internal | Shoulder | B13 | 600 | 700 | 0 | 54.86 | 54.85 | 0.01 | 0
2035 | MISO_W_2_MAPP_CA | MISO_W | MAPP_CA | Internal | Shoulder | B14 | 900 | 700 | 0 | 52.21 | 52.2 | 0.01 | 0
2035 | MISO_W_2_MAPP_CA | MISO_W | MAPP_CA | Internal | Shoulder | B15 | 1203 | 700 | 700 | 43.12 | 52.2 | 0.01 | 9.07
2035 | MISO_W_2_MAPP_CA | MISO_W | MAPP_CA | Internal | Summer | B1 | 10 | 700 | 0 | 165.12 | 144.19 | 0.01 | 0
2035 | MISO_W_2_MAPP_CA | MISO_W | MAPP_CA | Internal | Summer | B2 | 25 | 700 | 0 | 217.86 | 191.12 | 0.01 | 0
2035 | MISO_W_2_MAPP_CA | MISO_W | MAPP_CA | Internal | Summer | B3 | 75 | 700 | 0 | 147.78 | 121.04 | 0.01 | 0
2035 | MISO_W_2_MAPP_CA | MISO_W | MAPP_CA | Internal | Summer | B4 | 100 | 700 | 0 | 139.92 | 113.18 | 0.01 | 0
2035 | MISO_W_2_MAPP_CA | MISO_W | MAPP_CA | Internal | Summer | B5 | 200 | 700 | 0 | 133.75 | 107.01 | 0.01 | 0
2035 | MISO_W_2_MAPP_CA | MISO_W | MAPP_CA | Internal | Summer | B6 | 300 | 700 | 0 | 96.81 | 70.07 | 0.01 | 0
2035 | MISO_W_2_MAPP_CA | MISO_W | MAPP_CA | Internal | Summer | B7 | 400 | 700 | 0 | 81.03 | 54.29 | 0.01 | 0
2035 | MISO_W_2_MAPP_CA | MISO_W | MAPP_CA | Internal | Summer | B8 | 500 | 700 | 0 | 72.71 | 52.93 | 0.01 | 0
2035 | MISO_W_2_MAPP_CA | MISO_W | MAPP_CA | Internal | Summer | B9 | 800 | 700 | 0 | 52.94 | 52.93 | 0.01 | 0
2035 | MISO_W_2_MAPP_CA | MISO_W | MAPP_CA | Internal | Summer | B10 | 1262 | 700 | 700 | 41.49 | 52.93 | 0.01 | 11.43
2035 | MISO_W_2_MAPP_CA | MISO_W | MAPP_CA | Internal | Winter | B16 | 25 | 700 | 0 | 65.52 | 65.51 | 0.01 | 0
2035 | MISO_W_2_MAPP_CA | MISO_W | MAPP_CA | Internal | Winter | B17 | 100 | 700 | 0 | 61.14 | 61.12 | 0.01 | 0
2035 | MISO_W_2_MAPP_CA | MISO_W | MAPP_CA | Internal | Winter | B18 | 400 | 700 | 0 | 58.78 | 58.76 | 0.01 | 0
2035 | MISO_W_2_MAPP_CA | MISO_W | MAPP_CA | Internal | Winter | B19 | 700 | 700 | 0 | 57.33 | 57.33 | 0.01 | 0
2035 | MISO_W_2_MAPP_CA | MISO_W | MAPP_CA | Internal | Winter | B20 | 935 | 700 | 700 | 46.62 | 57.33 | 0.01 | 10.7
2035 | MISO_W_2_MISO_MO-IL | MISO_W | MISO_MO-IL | Internal | Shoulder | B11 | 25 | 3800 | 3800 | 78.99 | 88.48 | 0.01 | 9.47
2035 | MISO_W_2_MISO_MO-IL | MISO_W | MISO_MO-IL | Internal | Shoulder | B12 | 200 | 3800 | 3800 | 58.13 | 83.84 | 0.01 | 25.7
2035 | MISO_W_2_MISO_MO-IL | MISO_W | MISO_MO-IL | Internal | Shoulder | B13 | 600 | 3800 | 3800 | 54.86 | 82.3 | 0.01 | 27.43
2035 | MISO_W_2_MISO_MO-IL | MISO_W | MISO_MO-IL | Internal | Shoulder | B14 | 900 | 3800 | 3800 | 52.21 | 77.72 | 0.01 | 25.5
2035 | MISO_W_2_MISO_MO-IL | MISO_W | MISO_MO-IL | Internal | Shoulder | B15 | 1203 | 3800 | 3800 | 43.12 | 68.32 | 0.01 | 25.19
2035 | MISO_W_2_MISO_MO-IL | MISO_W | MISO_MO-IL | Internal | Summer | B1 | 10 | 3800 | 3800 | 165.12 | 186.23 | 0.01 | 21.1
2035 | MISO_W_2_MISO_MO-IL | MISO_W | MISO_MO-IL | Internal | Summer | B2 | 25 | 3800 | 3800 | 217.86 | 240.96 | 0.01 | 23.08
2035 | MISO_W_2_MISO_MO-IL | MISO_W | MISO_MO-IL | Internal | Summer | B3 | 75 | 3800 | 3800 | 147.78 | 172.33 | 0.01 | 24.54
2035 | MISO_W_2_MISO_MO-IL | MISO_W | MISO_MO-IL | Internal | Summer | B4 | 100 | 3800 | 3800 | 139.92 | 144.94 | 0.01 | 5.01
2035 | MISO_W_2_MISO_MO-IL | MISO_W | MISO_MO-IL | Internal | Summer | B5 | 200 | 3800 | 3800 | 133.75 | 138.77 | 0.01 | 5
2035 | MISO_W_2_MISO_MO-IL | MISO_W | MISO_MO-IL | Internal | Summer | B6 | 300 | 3800 | 3800 | 96.81 | 101.82 | 0.01 | 5
2035 | MISO_W_2_MISO_MO-IL | MISO_W | MISO_MO-IL | Internal | Summer | B7 | 400 | 3800 | 3800 | 81.03 | 93.03 | 0.01 | 11.99
2035 | MISO_W_2_MISO_MO-IL | MISO_W | MISO_MO-IL | Internal | Summer | B8 | 500 | 3800 | 3800 | 72.71 | 84.71 | 0.01 | 11.99
2035 | MISO_W_2_MISO_MO-IL | MISO_W | MISO_MO-IL | Internal | Summer | B9 | 800 | 3800 | 3800 | 52.94 | 82.93 | 0.01 | 29.97
2035 | MISO_W_2_MISO_MO-IL | MISO_W | MISO_MO-IL | Internal | Summer | B10 | 1262 | 3800 | 3800 | 41.49 | 72.58 | 0.01 | 31.08
2035 | MISO_W_2_MISO_MO-IL | MISO_W | MISO_MO-IL | Internal | Winter | B16 | 25 | 3800 | 3800 | 65.52 | 86.63 | 0.01 | 21.1
2035 | MISO_W_2_MISO_MO-IL | MISO_W | MISO_MO-IL | Internal | Winter | B17 | 100 | 3800 | 3800 | 61.14 | 87.69 | 0.01 | 26.54
2035 | MISO_W_2_MISO_MO-IL | MISO_W | MISO_MO-IL | Internal | Winter | B18 | 400 | 3800 | 3800 | 58.78 | 86.07 | 0.01 | 27.28
2035 | MISO_W_2_MISO_MO-IL | MISO_W | MISO_MO-IL | Internal | Winter | B19 | 700 | 3800 | 3800 | 57.33 | 80.74 | 0.01 | 23.4
2035 | MISO_W_2_MISO_MO-IL | MISO_W | MISO_MO-IL | Internal | Winter | B20 | 935 | 3800 | 3800 | 46.62 | 74.06 | 0.01 | 27.43
2035 | MISO_W_2_MISO_WUMS | MISO_W | MISO_WUMS | Internal | Shoulder | B11 | 25 | 1629 | 1629 | 78.99 | 91.41 | 0.01 | 12.41
2035 | MISO_W_2_MISO_WUMS | MISO_W | MISO_WUMS | Internal | Shoulder | B12 | 200 | 1629 | 1629 | 58.13 | 87.95 | 0.01 | 29.81
2035 | MISO_W_2_MISO_WUMS | MISO_W | MISO_WUMS | Internal | Shoulder | B13 | 600 | 1629 | 1629 | 54.86 | 86.41 | 0.01 | 31.54
2035 | MISO_W_2_MISO_WUMS | MISO_W | MISO_WUMS | Internal | Shoulder | B14 | 900 | 1629 | 1629 | 52.21 | 78.45 | 0.01 | 26.23
2035 | MISO_W_2_MISO_WUMS | MISO_W | MISO_WUMS | Internal | Shoulder | B15 | 1203 | 1629 | 1629 | 43.12 | 74.67 | 0.01 | 31.54
2035 | MISO_W_2_MISO_WUMS | MISO_W | MISO_WUMS | Internal | Summer | B1 | 10 | 1629 | 1629 | 165.12 | 187.44 | 0.01 | 22.3
2035 | MISO_W_2_MISO_WUMS | MISO_W | MISO_WUMS | Internal | Summer | B2 | 25 | 1629 | 1629 | 217.86 | 240.18 | 0.01 | 22.3
2035 | MISO_W_2_MISO_WUMS | MISO_W | MISO_WUMS | Internal | Summer | B3 | 75 | 1629 | 1629 | 147.78 | 170.1 | 0.01 | 22.3
2035 | MISO_W_2_MISO_WUMS | MISO_W | MISO_WUMS | Internal | Summer | B4 | 100 | 1629 | 1629 | 139.92 | 145.14 | 0.01 | 5.21
2035 | MISO_W_2_MISO_WUMS | MISO_W | MISO_WUMS | Internal | Summer | B5 | 200 | 1629 | 1629 | 133.75 | 138.78 | 0.01 | 5.01
2035 | MISO_W_2_MISO_WUMS | MISO_W | MISO_WUMS | Internal | Summer | B6 | 300 | 1629 | 1629 | 96.81 | 102.55 | 0.01 | 5.73
2035 | MISO_W_2_MISO_WUMS | MISO_W | MISO_WUMS | Internal | Summer | B7 | 400 | 1629 | 1629 | 81.03 | 92.78 | 0.01 | 11.74
2035 | MISO_W_2_MISO_WUMS | MISO_W | MISO_WUMS | Internal | Summer | B8 | 500 | 1629 | 1629 | 72.71 | 86.11 | 0.01 | 13.39
2035 | MISO_W_2_MISO_WUMS | MISO_W | MISO_WUMS | Internal | Summer | B9 | 800 | 1629 | 1629 | 52.94 | 84.04 | 0.01 | 31.08
2035 | MISO_W_2_MISO_WUMS | MISO_W | MISO_WUMS | Internal | Summer | B10 | 1262 | 1629 | 4255.28 | 41.49 | 74.09 | 0.01 | 32.59
2035 | MISO_W_2_MISO_WUMS | MISO_W | MISO_WUMS | Internal | Winter | B16 | 25 | 1629 | 1629 | 65.52 | 90.74 | 0.01 | 25.21
2035 | MISO_W_2_MISO_WUMS | MISO_W | MISO_WUMS | Internal | Winter | B17 | 100 | 1629 | 1629 | 61.14 | 91.43 | 0.01 | 30.28
2035 | MISO_W_2_MISO_WUMS | MISO_W | MISO_WUMS | Internal | Winter | B18 | 400 | 1629 | 1629 | 58.78 | 89.87 | 0.01 | 31.08
2035 | MISO_W_2_MISO_WUMS | MISO_W | MISO_WUMS | Internal | Winter | B19 | 700 | 1629 | 1629 | 57.33 | 82.36 | 0.01 | 25.02
2035 | MISO_W_2_MISO_WUMS | MISO_W | MISO_WUMS | Internal | Winter | B20 | 935 | 1629 | 1629 | 46.62 | 78.17 | 0.01 | 31.54
2035 | MISO_W_2_PJM_ROR | MISO_W | PJM_ROR | Internal | Shoulder | B11 | 25 | 773 | 773 | 78.99 | 99.48 | 2 | 18.49
2035 | MISO_W_2_PJM_ROR | MISO_W | PJM_ROR | Internal | Shoulder | B12 | 200 | 773 | 7901.37 | 58.13 | 91.22 | 2 | 31.09
2035 | MISO_W_2_PJM_ROR | MISO_W | PJM_ROR | Internal | Shoulder | B13 | 600 | 773 | 9240.96 | 54.86 | 87.95 | 2 | 31.09
2035 | MISO_W_2_PJM_ROR | MISO_W | PJM_ROR | Internal | Shoulder | B14 | 900 | 773 | 11110.62 | 52.21 | 85.31 | 2 | 31.09
2035 | MISO_W_2_PJM_ROR | MISO_W | PJM_ROR | Internal | Shoulder | B15 | 1203 | 773 | 11528.4 | 43.12 | 76.21 | 2 | 31.09
2035 | MISO_W_2_PJM_ROR | MISO_W | PJM_ROR | Internal | Summer | B1 | 10 | 773 | 4811.39 | 165.12 | 198.21 | 2 | 31.09
2035 | MISO_W_2_PJM_ROR | MISO_W | PJM_ROR | Internal | Summer | B2 | 25 | 773 | 11282.98 | 217.86 | 250.96 | 2 | 31.09
2035 | MISO_W_2_PJM_ROR | MISO_W | PJM_ROR | Internal | Summer | B3 | 75 | 773 | 3487.03 | 147.78 | 180.87 | 2 | 31.09
2035 | MISO_W_2_PJM_ROR | MISO_W | PJM_ROR | Internal | Summer | B4 | 100 | 773 | 773 | 139.92 | 147.14 | 2 | 5.22
2035 | MISO_W_2_PJM_ROR | MISO_W | PJM_ROR | Internal | Summer | B5 | 200 | 773 | 773 | 133.75 | 140.78 | 2 | 5.02
2035 | MISO_W_2_PJM_ROR | MISO_W | PJM_ROR | Internal | Summer | B6 | 300 | 773 | 773 | 96.81 | 104.55 | 2 | 5.74
2035 | MISO_W_2_PJM_ROR | MISO_W | PJM_ROR | Internal | Summer | B7 | 400 | 773 | 773 | 81.03 | 95.06 | 2 | 12.02
2035 | MISO_W_2_PJM_ROR | MISO_W | PJM_ROR | Internal | Summer | B8 | 500 | 773 | 773 | 72.71 | 88.34 | 2 | 13.63
2035 | MISO_W_2_PJM_ROR | MISO_W | PJM_ROR | Internal | Summer | B9 | 800 | 773 | 1335.85 | 52.94 | 86.04 | 2 | 31.09
2035 | MISO_W_2_PJM_ROR | MISO_W | PJM_ROR | Internal | Summer | B10 | 1262 | 773 | 5359.94 | 41.49 | 74.58 | 2 | 31.09
2035 | MISO_W_2_PJM_ROR | MISO_W | PJM_ROR | Internal | Winter | B16 | 25 | 773 | 17979.6 | 65.52 | 98.61 | 2 | 31.09
2035 | MISO_W_2_PJM_ROR | MISO_W | PJM_ROR | Internal | Winter | B17 | 100 | 773 | 15894.72 | 61.14 | 94.23 | 2 | 31.09
2035 | MISO_W_2_PJM_ROR | MISO_W | PJM_ROR | Internal | Winter | B18 | 400 | 773 | 10935.36 | 58.78 | 91.87 | 2 | 31.09
2035 | MISO_W_2_PJM_ROR | MISO_W | PJM_ROR | Internal | Winter | B19 | 700 | 773 | 7254.92 | 57.33 | 90.42 | 2 | 31.09
2035 | MISO_W_2_PJM_ROR | MISO_W | PJM_ROR | Internal | Winter | B20 | 935 | 773 | 10220.07 | 46.62 | 79.72 | 2 | 31.09
2035 | MISO_W_2_SPP_N | MISO_W | SPP_N | Internal | Shoulder | B11 | 25 | 3200 | 0 | 78.99 | 83.48 | 7 | 0
2035 | MISO_W_2_SPP_N | MISO_W | SPP_N | Internal | Shoulder | B12 | 200 | 3200 | 0 | 58.13 | 48.47 | 7 | 0
2035 | MISO_W_2_SPP_N | MISO_W | SPP_N | Internal | Shoulder | B13 | 600 | 3200 | 0 | 54.86 | 47.64 | 7 | 0
2035 | MISO_W_2_SPP_N | MISO_W | SPP_N | Internal | Shoulder | B14 | 900 | 3200 | 0 | 52.21 | 39.42 | 7 | 0
2035 | MISO_W_2_SPP_N | MISO_W | SPP_N | Internal | Shoulder | B15 | 1203 | 3200 | 0 | 43.12 | 30.01 | 7 | 0
2035 | MISO_W_2_SPP_N | MISO_W | SPP_N | Internal | Summer | B1 | 10 | 3200 | 0 | 165.12 | 147.92 | 7 | 0
2035 | MISO_W_2_SPP_N | MISO_W | SPP_N | Internal | Summer | B2 | 25 | 3200 | 0 | 217.86 | 205.59 | 7 | 0
2035 | MISO_W_2_SPP_N | MISO_W | SPP_N | Internal | Summer | B3 | 75 | 3200 | 0 | 147.78 | 147.82 | 7 | 0
2035 | MISO_W_2_SPP_N | MISO_W | SPP_N | Internal | Summer | B4 | 100 | 3200 | 0 | 139.92 | 139.94 | 7 | 0
2035 | MISO_W_2_SPP_N | MISO_W | SPP_N | Internal | Summer | B5 | 200 | 3200 | 0 | 133.75 | 133.77 | 7 | 0
2035 | MISO_W_2_SPP_N | MISO_W | SPP_N | Internal | Summer | B6 | 300 | 3200 | 0 | 96.81 | 96.82 | 7 | 0
2035 | MISO_W_2_SPP_N | MISO_W | SPP_N | Internal | Summer | B7 | 400 | 3200 | 1353.66 | 81.03 | 88.03 | 7 | 0
2035 | MISO_W_2_SPP_N | MISO_W | SPP_N | Internal | Summer | B8 | 500 | 3200 | 1737.45 | 72.71 | 79.71 | 7 | 0
2035 | MISO_W_2_SPP_N | MISO_W | SPP_N | Internal | Summer | B9 | 800 | 3200 | 1776.35 | 52.94 | 59.94 | 7 | 0
2035 | MISO_W_2_SPP_N | MISO_W | SPP_N | Internal | Summer | B10 | 1262 | 3200 | 0 | 41.49 | 36.5 | 7 | 0
2035 | MISO_W_2_SPP_N | MISO_W | SPP_N | Internal | Winter | B16 | 25 | 3200 | 0 | 65.52 | 51.26 | 7 | 0
2035 | MISO_W_2_SPP_N | MISO_W | SPP_N | Internal | Winter | B17 | 100 | 3200 | 0 | 61.14 | 49.39 | 7 | 0
2035 | MISO_W_2_SPP_N | MISO_W | SPP_N | Internal | Winter | B18 | 400 | 3200 | 0 | 58.78 | 50.7 | 7 | 0
2035 | MISO_W_2_SPP_N | MISO_W | SPP_N | Internal | Winter | B19 | 700 | 3200 | 0 | 57.33 | 45.34 | 7 | 0
2035 | MISO_W_2_SPP_N | MISO_W | SPP_N | Internal | Winter | B20 | 935 | 3200 | 0 | 46.62 | 35.75 | 7 | 0
2035 | MISO_WUMS_2_MISO_MI | MISO_WUMS | MISO_MI | Internal | Shoulder | B11 | 25 | 99 | 0 | 91.41 | 90.95 | 0.01 | 0
2035 | MISO_WUMS_2_MISO_MI | MISO_WUMS | MISO_MI | Internal | Shoulder | B12 | 200 | 99 | 0 | 87.95 | 87.5 | 0.01 | 0
2035 | MISO_WUMS_2_MISO_MI | MISO_WUMS | MISO_MI | Internal | Shoulder | B13 | 600 | 99 | 0 | 86.41 | 85.95 | 0.01 | 0
2035 | MISO_WUMS_2_MISO_MI | MISO_WUMS | MISO_MI | Internal | Shoulder | B14 | 900 | 99 | 0 | 78.45 | 78 | 0.01 | 0
2035 | MISO_WUMS_2_MISO_MI | MISO_WUMS | MISO_MI | Internal | Shoulder | B15 | 1203 | 99 | 0 | 74.67 | 74.21 | 0.01 | 0
2035 | MISO_WUMS_2_MISO_MI | MISO_WUMS | MISO_MI | Internal | Summer | B1 | 10 | 99 | 1543 | 187.44 | 189.66 | 0.01 | 2.21
2035 | MISO_WUMS_2_MISO_MI | MISO_WUMS | MISO_MI | Internal | Summer | B2 | 25 | 99 | 1247.5 | 240.18 | 242.4 | 0.01 | 2.21
2035 | MISO_WUMS_2_MISO_MI | MISO_WUMS | MISO_MI | Internal | Summer | B3 | 75 | 99 | 1452.43 | 170.1 | 172.32 | 0.01 | 2.21
2035 | MISO_WUMS_2_MISO_MI | MISO_WUMS | MISO_MI | Internal | Summer | B4 | 100 | 99 | 0 | 145.14 | 144.94 | 0.01 | 0
2035 | MISO_WUMS_2_MISO_MI | MISO_WUMS | MISO_MI | Internal | Summer | B5 | 200 | 99 | 0 | 138.78 | 138.75 | 0.01 | 0
2035 | MISO_WUMS_2_MISO_MI | MISO_WUMS | MISO_MI | Internal | Summer | B6 | 300 | 99 | 0 | 102.55 | 102.54 | 0.01 | 0
2035 | MISO_WUMS_2_MISO_MI | MISO_WUMS | MISO_MI | Internal | Summer | B7 | 400 | 99 | 99 | 92.78 | 93.06 | 0.01 | 0.26
2035 | MISO_WUMS_2_MISO_MI | MISO_WUMS | MISO_MI | Internal | Summer | B8 | 500 | 99 | 99 | 86.11 | 86.34 | 0.01 | 0.22
2035 | MISO_WUMS_2_MISO_MI | MISO_WUMS | MISO_MI | Internal | Summer | B9 | 800 | 99 | 0 | 84.04 | 83.58 | 0.01 | 0
2035 | MISO_WUMS_2_MISO_MI | MISO_WUMS | MISO_MI | Internal | Summer | B10 | 1262 | 99 | 99 | 74.09 | 75.12 | 0.01 | 1.02
2035 | MISO_WUMS_2_MISO_MI | MISO_WUMS | MISO_MI | Internal | Winter | B16 | 25 | 99 | 0 | 90.74 | 90.28 | 0.01 | 0
2035 | MISO_WUMS_2_MISO_MI | MISO_WUMS | MISO_MI | Internal | Winter | B17 | 100 | 99 | 0 | 91.43 | 91.35 | 0.01 | 0
2035 | MISO_WUMS_2_MISO_MI | MISO_WUMS | MISO_MI | Internal | Winter | B18 | 400 | 99 | 0 | 89.87 | 89.41 | 0.01 | 0
2035 | MISO_WUMS_2_MISO_MI | MISO_WUMS | MISO_MI | Internal | Winter | B19 | 700 | 99 | 0 | 82.36 | 81.9 | 0.01 | 0
2035 | MISO_WUMS_2_MISO_MI | MISO_WUMS | MISO_MI | Internal | Winter | B20 | 935 | 99 | 0 | 78.17 | 77.72 | 0.01 | 0
2035 | MISO_WUMS_2_MISO_W | MISO_WUMS | MISO_W | Internal | Shoulder | B11 | 25 | 1137 | 0 | 91.41 | 78.99 | 0.01 | 0
2035 | MISO_WUMS_2_MISO_W | MISO_WUMS | MISO_W | Internal | Shoulder | B12 | 200 | 1137 | 0 | 87.95 | 58.13 | 0.01 | 0
2035 | MISO_WUMS_2_MISO_W | MISO_WUMS | MISO_W | Internal | Shoulder | B13 | 600 | 1137 | 0 | 86.41 | 54.86 | 0.01 | 0
2035 | MISO_WUMS_2_MISO_W | MISO_WUMS | MISO_W | Internal | Shoulder | B14 | 900 | 1137 | 0 | 78.45 | 52.21 | 0.01 | 0
2035 | MISO_WUMS_2_MISO_W | MISO_WUMS | MISO_W | Internal | Shoulder | B15 | 1203 | 1137 | 0 | 74.67 | 43.12 | 0.01 | 0
2035 | MISO_WUMS_2_MISO_W | MISO_WUMS | MISO_W | Internal | Summer | B1 | 10 | 1137 | 0 | 187.44 | 165.12 | 0.01 | 0
2035 | MISO_WUMS_2_MISO_W | MISO_WUMS | MISO_W | Internal | Summer | B2 | 25 | 1137 | 0 | 240.18 | 217.86 | 0.01 | 0
2035 | MISO_WUMS_2_MISO_W | MISO_WUMS | MISO_W | Internal | Summer | B3 | 75 | 1137 | 0 | 170.1 | 147.78 | 0.01 | 0
2035 | MISO_WUMS_2_MISO_W | MISO_WUMS | MISO_W | Internal | Summer | B4 | 100 | 1137 | 0 | 145.14 | 139.92 | 0.01 | 0
2035 | MISO_WUMS_2_MISO_W | MISO_WUMS | MISO_W | Internal | Summer | B5 | 200 | 1137 | 0 | 138.78 | 133.75 | 0.01 | 0
2035 | MISO_WUMS_2_MISO_W | MISO_WUMS | MISO_W | Internal | Summer | B6 | 300 | 1137 | 0 | 102.55 | 96.81 | 0.01 | 0
2035 | MISO_WUMS_2_MISO_W | MISO_WUMS | MISO_W | Internal | Summer | B7 | 400 | 1137 | 0 | 92.78 | 81.03 | 0.01 | 0
2035 | MISO_WUMS_2_MISO_W | MISO_WUMS | MISO_W | Internal | Summer | B8 | 500 | 1137 | 0 | 86.11 | 72.71 | 0.01 | 0
2035 | MISO_WUMS_2_MISO_W | MISO_WUMS | MISO_W | Internal | Summer | B9 | 800 | 1137 | 0 | 84.04 | 52.94 | 0.01 | 0
2035 | MISO_WUMS_2_MISO_W | MISO_WUMS | MISO_W | Internal | Summer | B10 | 1262 | 1137 | 0 | 74.09 | 41.49 | 0.01 | 0
2035 | MISO_WUMS_2_MISO_W | MISO_WUMS | MISO_W | Internal | Winter | B16 | 25 | 1137 | 0 | 90.74 | 65.52 | 0.01 | 0
2035 | MISO_WUMS_2_MISO_W | MISO_WUMS | MISO_W | Internal | Winter | B17 | 100 | 1137 | 0 | 91.43 | 61.14 | 0.01 | 0
2035 | MISO_WUMS_2_MISO_W | MISO_WUMS | MISO_W | Internal | Winter | B18 | 400 | 1137 | 0 | 89.87 | 58.78 | 0.01 | 0
2035 | MISO_WUMS_2_MISO_W | MISO_WUMS | MISO_W | Internal | Winter | B19 | 700 | 1137 | 0 | 82.36 | 57.33 | 0.01 | 0
2035 | MISO_WUMS_2_MISO_W | MISO_WUMS | MISO_W | Internal | Winter | B20 | 935 | 1137 | 0 | 78.17 | 46.62 | 0.01 | 0
2035 | MISO_WUMS_2_PJM_ROR | MISO_WUMS | PJM_ROR | Internal | Shoulder | B11 | 25 | 1600 | 1600 | 91.41 | 99.48 | 2 | 6.07
2035 | MISO_WUMS_2_PJM_ROR | MISO_WUMS | PJM_ROR | Internal | Shoulder | B12 | 200 | 1600 | 1600 | 87.95 | 91.22 | 2 | 1.27
2035 | MISO_WUMS_2_PJM_ROR | MISO_WUMS | PJM_ROR | Internal | Shoulder | B13 | 600 | 1600 | 0 | 86.41 | 87.95 | 2 | 0
2035 | MISO_WUMS_2_PJM_ROR | MISO_WUMS | PJM_ROR | Internal | Shoulder | B14 | 900 | 1600 | 1600 | 78.45 | 85.31 | 2 | 4.85
2035 | MISO_WUMS_2_PJM_ROR | MISO_WUMS | PJM_ROR | Internal | Shoulder | B15 | 1203 | 1600 | 0 | 74.67 | 76.21 | 2 | 0
2035 | MISO_WUMS_2_PJM_ROR | MISO_WUMS | PJM_ROR | Internal | Summer | B1 | 10 | 1600 | 1600 | 187.44 | 198.21 | 2 | 8.78
2035 | MISO_WUMS_2_PJM_ROR | MISO_WUMS | PJM_ROR | Internal | Summer | B2 | 25 | 1600 | 1600 | 240.18 | 250.96 | 2 | 8.78
2035 | MISO_WUMS_2_PJM_ROR | MISO_WUMS | PJM_ROR | Internal | Summer | B3 | 75 | 1600 | 1600 | 170.1 | 180.87 | 2 | 8.78
2035 | MISO_WUMS_2_PJM_ROR | MISO_WUMS | PJM_ROR | Internal | Summer | B4 | 100 | 1600 | 495.92 | 145.14 | 147.14 | 2 | 0
2035 | MISO_WUMS_2_PJM_ROR | MISO_WUMS | PJM_ROR | Internal | Summer | B5 | 200 | 1600 | 1005.61 | 138.78 | 140.78 | 2 | 0
2035 | MISO_WUMS_2_PJM_ROR | MISO_WUMS | PJM_ROR | Internal | Summer | B6 | 300 | 1600 | 1412.09 | 102.55 | 104.55 | 2 | 0
2035 | MISO_WUMS_2_PJM_ROR | MISO_WUMS | PJM_ROR | Internal | Summer | B7 | 400 | 1600 | 1600 | 92.78 | 95.06 | 2 | 0.28
2035 | MISO_WUMS_2_PJM_ROR | MISO_WUMS | PJM_ROR | Internal | Summer | B8 | 500 | 1600 | 1600 | 86.11 | 88.34 | 2 | 0.23
2035 | MISO_WUMS_2_PJM_ROR | MISO_WUMS | PJM_ROR | Internal | Summer | B9 | 800 | 1600 | 1088.18 | 84.04 | 86.04 | 2 | 0
2035 | MISO_WUMS_2_PJM_ROR | MISO_WUMS | PJM_ROR | Internal | Summer | B10 | 1262 | 1600 | 0 | 74.09 | 74.58 | 2 | 0
2035 | MISO_WUMS_2_PJM_ROR | MISO_WUMS | PJM_ROR | Internal | Winter | B16 | 25 | 1600 | 1600 | 90.74 | 98.61 | 2 | 5.87
2035 | MISO_WUMS_2_PJM_ROR | MISO_WUMS | PJM_ROR | Internal | Winter | B17 | 100 | 1600 | 1600 | 91.43 | 94.23 | 2 | 0.8
2035 | MISO_WUMS_2_PJM_ROR | MISO_WUMS | PJM_ROR | Internal | Winter | B18 | 400 | 1600 | 1384.7 | 89.87 | 91.87 | 2 | 0
2035 | MISO_WUMS_2_PJM_ROR | MISO_WUMS | PJM_ROR | Internal | Winter | B19 | 700 | 1600 | 1600 | 82.36 | 90.42 | 2 | 6.07
2035 | MISO_WUMS_2_PJM_ROR | MISO_WUMS | PJM_ROR | Internal | Winter | B20 | 935 | 1600 | 0 | 78.17 | 79.72 | 2 | 0
2035 | NE_2_MAPP_US | NE | MAPP_US | Internal | Shoulder | B11 | 25 | 1600 | 0 | 81.27 | 74.26 | 5 | 0
2035 | NE_2_MAPP_US | NE | MAPP_US | Internal | Shoulder | B12 | 200 | 1600 | 0 | 48.48 | 51.13 | 5 | 0
2035 | NE_2_MAPP_US | NE | MAPP_US | Internal | Shoulder | B13 | 600 | 1600 | 0 | 47.63 | 47.86 | 5 | 0
2035 | NE_2_MAPP_US | NE | MAPP_US | Internal | Shoulder | B14 | 900 | 1600 | 1232.11 | 40.2 | 45.2 | 5 | 0
2035 | NE_2_MAPP_US | NE | MAPP_US | Internal | Shoulder | B15 | 1203 | 1600 | 992.56 | 30 | 35 | 5 | 0
2035 | NE_2_MAPP_US | NE | MAPP_US | Internal | Summer | B1 | 10 | 1600 | 0 | 160.12 | 158.12 | 5 | 0
2035 | NE_2_MAPP_US | NE | MAPP_US | Internal | Summer | B2 | 25 | 1600 | 102.63 | 205.58 | 210.58 | 5 | 0
2035 | NE_2_MAPP_US | NE | MAPP_US | Internal | Summer | B3 | 75 | 1600 | 0 | 147.78 | 140.78 | 5 | 0
2035 | NE_2_MAPP_US | NE | MAPP_US | Internal | Summer | B4 | 100 | 1600 | 0 | 139.93 | 132.92 | 5 | 0
2035 | NE_2_MAPP_US | NE | MAPP_US | Internal | Summer | B5 | 200 | 1600 | 0 | 133.75 | 126.75 | 5 | 0
2035 | NE_2_MAPP_US | NE | MAPP_US | Internal | Summer | B6 | 300 | 1600 | 0 | 96.81 | 89.81 | 5 | 0
2035 | NE_2_MAPP_US | NE | MAPP_US | Internal | Summer | B7 | 400 | 1600 | 0 | 87.22 | 80.21 | 5 | 0
2035 | NE_2_MAPP_US | NE | MAPP_US | Internal | Summer | B8 | 500 | 1600 | 0 | 77.51 | 70.5 | 5 | 0
2035 | NE_2_MAPP_US | NE | MAPP_US | Internal | Summer | B9 | 800 | 1600 | 0 | 57.74 | 50.74 | 5 | 0
2035 | NE_2_MAPP_US | NE | MAPP_US | Internal | Summer | B10 | 1262 | 1600 | 0 | 36.49 | 34.49 | 5 | 0
2035 | NE_2_MAPP_US | NE | MAPP_US | Internal | Winter | B16 | 25 | 1600 | 0 | 49.06 | 50.33 | 5 | 0
2035 | NE_2_MAPP_US | NE | MAPP_US | Internal | Winter | B17 | 100 | 1600 | 0 | 47.19 | 50.33 | 5 | 0
2035 | NE_2_MAPP_US | NE | MAPP_US | Internal | Winter | B18 | 400 | 1600 | 0 | 50.69 | 50.33 | 5 | 0
2035 | NE_2_MAPP_US | NE | MAPP_US | Internal | Winter | B19 | 700 | 1600 | 577.03 | 45.33 | 50.33 | 5 | 0
2035 | NE_2_MAPP_US | NE | MAPP_US | Internal | Winter | B20 | 935 | 1600 | 0 | 35.74 | 39.62 | 5 | 0
2035 | NE_2_MISO_W | NE | MISO_W | Internal | Shoulder | B11 | 25 | 1600 | 0 | 81.27 | 78.99 | 5 | 0
2035 | NE_2_MISO_W | NE | MISO_W | Internal | Shoulder | B12 | 200 | 1600 | 1600 | 48.48 | 58.13 | 5 | 4.65
2035 | NE_2_MISO_W | NE | MISO_W | Internal | Shoulder | B13 | 600 | 1600 | 1600 | 47.63 | 54.86 | 5 | 2.23
2035 | NE_2_MISO_W | NE | MISO_W | Internal | Shoulder | B14 | 900 | 1600 | 1600 | 40.2 | 52.21 | 5 | 7.01
2035 | NE_2_MISO_W | NE | MISO_W | Internal | Shoulder | B15 | 1203 | 1600 | 1600 | 30 | 43.12 | 5 | 8.12
2035 | NE_2_MISO_W | NE | MISO_W | Internal | Summer | B1 | 10 | 1600 | 539.44 | 160.12 | 165.12 | 5 | 0
2035 | NE_2_MISO_W | NE | MISO_W | Internal | Summer | B2 | 25 | 1600 | 1600 | 205.58 | 217.86 | 5 | 7.29
2035 | NE_2_MISO_W | NE | MISO_W | Internal | Summer | B3 | 75 | 1600 | 0 | 147.78 | 147.78 | 5 | 0
2035 | NE_2_MISO_W | NE | MISO_W | Internal | Summer | B4 | 100 | 1600 | 0 | 139.93 | 139.92 | 5 | 0
2035 | NE_2_MISO_W | NE | MISO_W | Internal | Summer | B5 | 200 | 1600 | 0 | 133.75 | 133.75 | 5 | 0
2035 | NE_2_MISO_W | NE | MISO_W | Internal | Summer | B6 | 300 | 1600 | 0 | 96.81 | 96.81 | 5 | 0
2035 | NE_2_MISO_W | NE | MISO_W | Internal | Summer | B7 | 400 | 1600 | 0 | 87.22 | 81.03 | 5 | 0
2035 | NE_2_MISO_W | NE | MISO_W | Internal | Summer | B8 | 500 | 1600 | 0 | 77.51 | 72.71 | 5 | 0
2035 | NE_2_MISO_W | NE | MISO_W | Internal | Summer | B9 | 800 | 1600 | 0 | 57.74 | 52.94 | 5 | 0
2035 | NE_2_MISO_W | NE | MISO_W | Internal | Summer | B10 | 1262 | 1600 | 1027.17 | 36.49 | 41.49 | 5 | 0
2035 | NE_2_MISO_W | NE | MISO_W | Internal | Winter | B16 | 25 | 1600 | 1600 | 49.06 | 65.52 | 5 | 11.46
2035 | NE_2_MISO_W | NE | MISO_W | Internal | Winter | B17 | 100 | 1600 | 1600 | 47.19 | 61.14 | 5 | 8.95
2035 | NE_2_MISO_W | NE | MISO_W | Internal | Winter | B18 | 400 | 1600 | 1600 | 50.69 | 58.78 | 5 | 3.09
2035 | NE_2_MISO_W | NE | MISO_W | Internal | Winter | B19 | 700 | 1600 | 1600 | 45.33 | 57.33 | 5 | 7
2035 | NE_2_MISO_W | NE | MISO_W | Internal | Winter | B20 | 935 | 1600 | 1600 | 35.74 | 46.62 | 5 | 5.88
2035 | NE_2_SPP_N | NE | SPP_N | Internal | Shoulder | B11 | 25 | 1800 | 2332.1 | 81.27 | 83.48 | 0.01 | 2.19
2035 | NE_2_SPP_N | NE | SPP_N | Internal | Shoulder | B12 | 200 | 1800 | 0 | 48.48 | 48.47 | 0.01 | 0
2035 | NE_2_SPP_N | NE | SPP_N | Internal | Shoulder | B13 | 600 | 1800 | 439.48 | 47.63 | 47.64 | 0.01 | 0
2035 | NE_2_SPP_N | NE | SPP_N | Internal | Shoulder | B14 | 900 | 1800 | 0 | 40.2 | 39.42 | 0.01 | 0
2035 | NE_2_SPP_N | NE | SPP_N | Internal | Shoulder | B15 | 1203 | 1800 | 668.41 | 30 | 30.01 | 0.01 | 0
2035 | NE_2_SPP_N | NE | SPP_N | Internal | Summer | B1 | 10 | 1800 | 0 | 160.12 | 147.92 | 0.01 | 0
2035 | NE_2_SPP_N | NE | SPP_N | Internal | Summer | B2 | 25 | 1800 | 348.24 | 205.58 | 205.59 | 0.01 | 0
2035 | NE_2_SPP_N | NE | SPP_N | Internal | Summer | B3 | 75 | 1800 | 1800 | 147.78 | 147.82 | 0.01 | 0.03
2035 | NE_2_SPP_N | NE | SPP_N | Internal | Summer | B4 | 100 | 1800 | 983.51 | 139.93 | 139.94 | 0.01 | 0
2035 | NE_2_SPP_N | NE | SPP_N | Internal | Summer | B5 | 200 | 1800 | 936.16 | 133.75 | 133.77 | 0.01 | 0
2035 | NE_2_SPP_N | NE | SPP_N | Internal | Summer | B6 | 300 | 1800 | 537.1 | 96.81 | 96.82 | 0.01 | 0
2035 | NE_2_SPP_N | NE | SPP_N | Internal | Summer | B7 | 400 | 1800 | 1800 | 87.22 | 88.03 | 0.01 | 0.8
2035 | NE_2_SPP_N | NE | SPP_N | Internal | Summer | B8 | 500 | 1800 | 3434.75 | 77.51 | 79.71 | 0.01 | 2.19
2035 | NE_2_SPP_N | NE | SPP_N | Internal | Summer | B9 | 800 | 1800 | 2557.05 | 57.74 | 59.94 | 0.01 | 2.19
2035 | NE_2_SPP_N | NE | SPP_N | Internal | Summer | B10 | 1262 | 1800 | 932.48 | 36.49 | 36.5 | 0.01 | 0
2035 | NE_2_SPP_N | NE | SPP_N | Internal | Winter | B16 | 25 | 1800 | 2521.26 | 49.06 | 51.26 | 0.01 | 2.19
2035 | NE_2_SPP_N | NE | SPP_N | Internal | Winter | B17 | 100 | 1800 | 1821.01 | 47.19 | 49.39 | 0.01 | 2.19
2035 | NE_2_SPP_N | NE | SPP_N | Internal | Winter | B18 | 400 | 1800 | 1241.26 | 50.69 | 50.7 | 0.01 | 0
2035 | NE_2_SPP_N | NE | SPP_N | Internal | Winter | B19 | 700 | 1800 | 273.09 | 45.33 | 45.34 | 0.01 | 0
2035 | NE_2_SPP_N | NE | SPP_N | Internal | Winter | B20 | 935 | 1800 | 1643.37 | 35.74 | 35.75 | 0.01 | 0
2035 | NEISO_2_NYISO_A-F | NEISO | NYISO_A-F | Internal | Shoulder | B11 | 25 | 600 | 0 | 70.9 | 73.61 | 3 | 0
2035 | NEISO_2_NYISO_A-F | NEISO | NYISO_A-F | Internal | Shoulder | B12 | 200 | 600 | 152.86 | 70.9 | 73.9 | 3 | 0
2035 | NEISO_2_NYISO_A-F | NEISO | NYISO_A-F | Internal | Shoulder | B13 | 600 | 600 | 0 | 70.9 | 73.61 | 3 | 0
2035 | NEISO_2_NYISO_A-F | NEISO | NYISO_A-F | Internal | Shoulder | B14 | 900 | 600 | 0 | 70.9 | 73.61 | 3 | 0
2035 | NEISO_2_NYISO_A-F | NEISO | NYISO_A-F | Internal | Shoulder | B15 | 1203 | 600 | 0 | 70.9 | 73.61 | 3 | 0
2035 | NEISO_2_NYISO_A-F | NEISO | NYISO_A-F | Internal | Summer | B1 | 10 | 600 | 0 | 203.61 | 193.94 | 3 | 0
2035 | NEISO_2_NYISO_A-F | NEISO | NYISO_A-F | Internal | Summer | B2 | 25 | 600 | 0 | 254.44 | 244.77 | 3 | 0
2035 | NEISO_2_NYISO_A-F | NEISO | NYISO_A-F | Internal | Summer | B3 | 75 | 600 | 0 | 144.37 | 137.85 | 3 | 0
2035 | NEISO_2_NYISO_A-F | NEISO | NYISO_A-F | Internal | Summer | B4 | 100 | 600 | 478.97 | 104.27 | 107.27 | 3 | 0
2035 | NEISO_2_NYISO_A-F | NEISO | NYISO_A-F | Internal | Summer | B5 | 200 | 600 | 500.65 | 94.73 | 97.73 | 3 | 0
2035 | NEISO_2_NYISO_A-F | NEISO | NYISO_A-F | Internal | Summer | B6 | 300 | 600 | 545.38 | 78.07 | 81.07 | 3 | 0
2035 | NEISO_2_NYISO_A-F | NEISO | NYISO_A-F | Internal | Summer | B7 | 400 | 600 | 426.79 | 78.07 | 81.07 | 3 | 0
2035 | NEISO_2_NYISO_A-F | NEISO | NYISO_A-F | Internal | Summer | B8 | 500 | 600 | 0 | 77.47 | 78.67 | 3 | 0
2035 | NEISO_2_NYISO_A-F | NEISO | NYISO_A-F | Internal | Summer | B9 | 800 | 600 | 0 | 75.7 | 78.67 | 3 | 0
2035 | NEISO_2_NYISO_A-F | NEISO | NYISO_A-F | Internal | Summer | B10 | 1262 | 600 | 0 | 75.7 | 78.67 | 3 | 0
2035 | NEISO_2_NYISO_A-F | NEISO | NYISO_A-F | Internal | Winter | B16 | 25 | 600 | 0 | 80.4 | 75.92 | 3 | 0
2035 | NEISO_2_NYISO_A-F | NEISO | NYISO_A-F | Internal | Winter | B17 | 100 | 600 | 0 | 80.4 | 75.92 | 3 | 0
2035 | NEISO_2_NYISO_A-F | NEISO | NYISO_A-F | Internal | Winter | B18 | 400 | 600 | 0 | 80.4 | 75.92 | 3 | 0
2035 | NEISO_2_NYISO_A-F | NEISO | NYISO_A-F | Internal | Winter | B19 | 700 | 600 | 0 | 80.4 | 75.92 | 3 | 0
2035 | NEISO_2_NYISO_A-F | NEISO | NYISO_A-F | Internal | Winter | B20 | 935 | 600 | 0 | 80.4 | 75.92 | 3 | 0
2035 | NEISO_2_NYISO_G-I | NEISO | NYISO_G-I | Internal | Shoulder | B11 | 25 | 600 | 600 | 70.9 | 91.45 | 3 | 17.56
2035 | NEISO_2_NYISO_G-I | NEISO | NYISO_G-I | Internal | Shoulder | B12 | 200 | 600 | 600 | 70.9 | 83.55 | 3 | 9.65
2035 | NEISO_2_NYISO_G-I | NEISO | NYISO_G-I | Internal | Shoulder | B13 | 600 | 600 | 600 | 70.9 | 82.46 | 3 | 8.56
2035 | NEISO_2_NYISO_G-I | NEISO | NYISO_G-I | Internal | Shoulder | B14 | 900 | 600 | 600 | 70.9 | 82.46 | 3 | 8.56
2035 | NEISO_2_NYISO_G-I | NEISO | NYISO_G-I | Internal | Shoulder | B15 | 1203 | 600 | 0 | 70.9 | 73.62 | 3 | 0
2035 | NEISO_2_NYISO_G-I | NEISO | NYISO_G-I | Internal | Summer | B1 | 10 | 600 | 600 | 203.61 | 208.41 | 3 | 1.8
2035 | NEISO_2_NYISO_G-I | NEISO | NYISO_G-I | Internal | Summer | B2 | 25 | 600 | 369.63 | 254.44 | 257.44 | 3 | 0
2035 | NEISO_2_NYISO_G-I | NEISO | NYISO_G-I | Internal | Summer | B3 | 75 | 600 | 600 | 144.37 | 172.9 | 3 | 25.53
2035 | NEISO_2_NYISO_G-I | NEISO | NYISO_G-I | Internal | Summer | B4 | 100 | 600 | 600 | 104.27 | 132.8 | 3 | 25.53
2035 | NEISO_2_NYISO_G-I | NEISO | NYISO_G-I | Internal | Summer | B5 | 200 | 600 | 600 | 94.73 | 123.26 | 3 | 25.53
2035 | NEISO_2_NYISO_G-I | NEISO | NYISO_G-I | Internal | Summer | B6 | 300 | 600 | 600 | 78.07 | 96.53 | 3 | 15.46
2035 | NEISO_2_NYISO_G-I | NEISO | NYISO_G-I | Internal | Summer | B7 | 400 | 600 | 600 | 78.07 | 87.03 | 3 | 5.96
2035 | NEISO_2_NYISO_G-I | NEISO | NYISO_G-I | Internal | Summer | B8 | 500 | 600 | 29.15 | 77.47 | 80.47 | 3 | 0
2035 | NEISO_2_NYISO_G-I | NEISO | NYISO_G-I | Internal | Summer | B9 | 800 | 600 | 0 | 75.7 | 78.69 | 3 | 0
2035 | NEISO_2_NYISO_G-I | NEISO | NYISO_G-I | Internal | Summer | B10 | 1262 | 600 | 0 | 75.7 | 78.69 | 3 | 0
2035 | NEISO_2_NYISO_G-I | NEISO | NYISO_G-I | Internal | Winter | B16 | 25 | 600 | 600 | 80.4 | 95.56 | 3 | 12.15
2035 | NEISO_2_NYISO_G-I | NEISO | NYISO_G-I | Internal | Winter | B17 | 100 | 600 | 600 | 80.4 | 95.56 | 3 | 12.15
2035 | NEISO_2_NYISO_G-I | NEISO | NYISO_G-I | Internal | Winter | B18 | 400 | 600 | 600 | 80.4 | 95.56 | 3 | 12.15
2035 | NEISO_2_NYISO_G-I | NEISO | NYISO_G-I | Internal | Winter | B19 | 700 | 600 | 600 | 80.4 | 95.01 | 3 | 11.61
2035 | NEISO_2_NYISO_G-I | NEISO | NYISO_G-I | Internal | Winter | B20 | 935 | 600 | 0 | 80.4 | 83.39 | 3 | 0
2035 | NEISO_2_NYISO_J-K | NEISO | NYISO_J-K | Internal | Shoulder | B11 | 25 | 430 | 430 | 70.9 | 91.46 | 3 | 17.57
2035 | NEISO_2_NYISO_J-K | NEISO | NYISO_J-K | Internal | Shoulder | B12 | 200 | 430 | 430 | 70.9 | 83.56 | 3 | 9.66
2035 | NEISO_2_NYISO_J-K | NEISO | NYISO_J-K | Internal | Shoulder | B13 | 600 | 430 | 430 | 70.9 | 82.47 | 3 | 8.58
2035 | NEISO_2_NYISO_J-K | NEISO | NYISO_J-K | Internal | Shoulder | B14 | 900 | 430 | 430 | 70.9 | 82.47 | 3 | 8.58
2035 | NEISO_2_NYISO_J-K | NEISO | NYISO_J-K | Internal | Shoulder | B15 | 1203 | 430 | 0 | 70.9 | 73.63 | 3 | 0
2035 | NEISO_2_NYISO_J-K | NEISO | NYISO_J-K | Internal | Summer | B1 | 10 | 430 | 430 | 203.61 | 208.42 | 3 | 1.81
2035 | NEISO_2_NYISO_J-K | NEISO | NYISO_J-K | Internal | Summer | B2 | 25 | 430 | 430 | 254.44 | 257.45 | 3 | 0.01
2035 | NEISO_2_NYISO_J-K | NEISO | NYISO_J-K | Internal | Summer | B3 | 75 | 430 | 598.34 | 144.37 | 172.91 | 3 | 25.54
2035 | NEISO_2_NYISO_J-K | NEISO | NYISO_J-K | Internal | Summer | B4 | 100 | 430 | 1134.86 | 104.27 | 132.82 | 3 | 25.54
2035 | NEISO_2_NYISO_J-K | NEISO | NYISO_J-K | Internal | Summer | B5 | 200 | 430 | 508.17 | 94.73 | 123.27 | 3 | 25.54
2035 | NEISO_2_NYISO_J-K | NEISO | NYISO_J-K | Internal | Summer | B6 | 300 | 430 | 430 | 78.07 | 96.54 | 3 | 15.47
2035 | NEISO_2_NYISO_J-K | NEISO | NYISO_J-K | Internal | Summer | B7 | 400 | 430 | 430 | 78.07 | 87.05 | 3 | 5.98
2035 | NEISO_2_NYISO_J-K | NEISO | NYISO_J-K | Internal | Summer | B8 | 500 | 430 | 430 | 77.47 | 80.48 | 3 | 0.01
2035 | NEISO_2_NYISO_J-K | NEISO | NYISO_J-K | Internal | Summer | B9 | 800 | 430 | 392.05 | 75.7 | 78.7 | 3 | 0
2035 | NEISO_2_NYISO_J-K | NEISO | NYISO_J-K | Internal | Summer | B10 | 1262 | 430 | 100.18 | 75.7 | 78.7 | 3 | 0
2035 | NEISO_2_NYISO_J-K | NEISO | NYISO_J-K | Internal | Winter | B16 | 25 | 430 | 430 | 80.4 | 95.57 | 3 | 12.17
2035 | NEISO_2_NYISO_J-K | NEISO | NYISO_J-K | Internal | Winter | B17 | 100 | 430 | 430 | 80.4 | 95.57 | 3 | 12.17
2035 | NEISO_2_NYISO_J-K | NEISO | NYISO_J-K | Internal | Winter | B18 | 400 | 430 | 430 | 80.4 | 95.57 | 3 | 12.17
2035 | NEISO_2_NYISO_J-K | NEISO | NYISO_J-K | Internal | Winter | B19 | 700 | 430 | 430 | 80.4 | 95.04 | 3 | 11.63
2035 | NEISO_2_NYISO_J-K | NEISO | NYISO_J-K | Internal | Winter | B20 | 935 | 430 | 116.34 | 80.4 | 83.4 | 3 | 0
2035 | NonRTO_Midwest_2_TVA_Transmission | NonRTO_Midwest | TVA_Transmission | Internal | Shoulder | B11 | 25 | 2400 | 0 | 98.94 | 96.48 | 8 | 0
2035 | NonRTO_Midwest_2_TVA_Transmission | NonRTO_Midwest | TVA_Transmission | Internal | Shoulder | B12 | 200 | 2400 | 0 | 95.48 | 91.84 | 8 | 0
2035 | NonRTO_Midwest_2_TVA_Transmission | NonRTO_Midwest | TVA_Transmission | Internal | Shoulder | B13 | 600 | 2400 | 0 | 93.94 | 90.3 | 8 | 0
2035 | NonRTO_Midwest_2_TVA_Transmission | NonRTO_Midwest | TVA_Transmission | Internal | Shoulder | B14 | 900 | 2400 | 0 | 85.99 | 85.72 | 8 | 0
2035 | NonRTO_Midwest_2_TVA_Transmission | NonRTO_Midwest | TVA_Transmission | Internal | Shoulder | B15 | 1203 | 2400 | 0 | 79.96 | 80.01 | 8 | 0
2035 | NonRTO_Midwest_2_TVA_Transmission | NonRTO_Midwest | TVA_Transmission | Internal | Summer | B1 | 10 | 2400 | 0 | 197.68 | 199.29 | 8 | 0
2035 | NonRTO_Midwest_2_TVA_Transmission | NonRTO_Midwest | TVA_Transmission | Internal | Summer | B2 | 25 | 2400 | 0 | 250.43 | 256.96 | 8 | 0
2035 | NonRTO_Midwest_2_TVA_Transmission | NonRTO_Midwest | TVA_Transmission | Internal | Summer | B3 | 75 | 2400 | 0 | 180.34 | 185.68 | 8 | 0
2035 | NonRTO_Midwest_2_TVA_Transmission | NonRTO_Midwest | TVA_Transmission | Internal | Summer | B4 | 100 | 2400 | 0 | 152.95 | 152.94 | 8 | 0
2035 | NonRTO_Midwest_2_TVA_Transmission | NonRTO_Midwest | TVA_Transmission | Internal | Summer | B5 | 200 | 2400 | 0 | 146.78 | 146.77 | 8 | 0
2035 | NonRTO_Midwest_2_TVA_Transmission | NonRTO_Midwest | TVA_Transmission | Internal | Summer | B6 | 300 | 2400 | 0 | 110.55 | 109.82 | 8 | 0
2035 | NonRTO_Midwest_2_TVA_Transmission | NonRTO_Midwest | TVA_Transmission | Internal | Summer | B7 | 400 | 2400 | 0 | 101.05 | 97.25 | 8 | 0
2035 | NonRTO_Midwest_2_TVA_Transmission | NonRTO_Midwest | TVA_Transmission | Internal | Summer | B8 | 500 | 2400 | 0 | 94.32 | 92.71 | 8 | 0
2035 | NonRTO_Midwest_2_TVA_Transmission | NonRTO_Midwest | TVA_Transmission | Internal | Summer | B9 | 800 | 2400 | 0 | 85.49 | 90.93 | 8 | 0
2035 | NonRTO_Midwest_2_TVA_Transmission | NonRTO_Midwest | TVA_Transmission | Internal | Summer | B10 | 1262 | 2400 | 0 | 78.45 | 80.58 | 8 | 0
2035 | NonRTO_Midwest_2_TVA_Transmission | NonRTO_Midwest | TVA_Transmission | Internal | Winter | B16 | 25 | 2400 | 0 | 98.27 | 99.89 | 8 | 0
2035 | NonRTO_Midwest_2_TVA_Transmission | NonRTO_Midwest | TVA_Transmission | Internal | Winter | B17 | 100 | 2400 | 0 | 99.33 | 95.69 | 8 | 0
2035 | NonRTO_Midwest_2_TVA_Transmission | NonRTO_Midwest | TVA_Transmission | Internal | Winter | B18 | 400 | 2400 | 0 | 97.4 | 94.07 | 8 | 0
2035 | NonRTO_Midwest_2_TVA_Transmission | NonRTO_Midwest | TVA_Transmission | Internal | Winter | B19 | 700 | 2400 | 0 | 89.89 | 88.74 | 8 | 0
2035 | NonRTO_Midwest_2_TVA_Transmission | NonRTO_Midwest | TVA_Transmission | Internal | Winter | B20 | 935 | 2400 | 0 | 83.89 | 82.79 | 8 | 0
2035 | NYISO_A-F_2_NEISO | NYISO_A-F | NEISO | Internal | Shoulder | B11 | 25 | 600 | 0 | 73.61 | 70.9 | 3 | 0
2035 | NYISO_A-F_2_NEISO | NYISO_A-F | NEISO | Internal | Shoulder | B12 | 200 | 600 | 0 | 73.9 | 70.9 | 3 | 0
2035 | NYISO_A-F_2_NEISO | NYISO_A-F | NEISO | Internal | Shoulder | B13 | 600 | 600 | 0 | 73.61 | 70.9 | 3 | 0
2035 | NYISO_A-F_2_NEISO | NYISO_A-F | NEISO | Internal | Shoulder | B14 | 900 | 600 | 0 | 73.61 | 70.9 | 3 | 0
2035 | NYISO_A-F_2_NEISO | NYISO_A-F | NEISO | Internal | Shoulder | B15 | 1203 | 600 | 0 | 73.61 | 70.9 | 3 | 0
2035 | NYISO_A-F_2_NEISO | NYISO_A-F | NEISO | Internal | Summer | B1 | 10 | 600 | 2532.84 | 193.94 | 203.61 | 3 | 6.67
2035 | NYISO_A-F_2_NEISO | NYISO_A-F | NEISO | Internal | Summer | B2 | 25 | 600 | 2120.02 | 244.77 | 254.44 | 3 | 6.67
2035 | NYISO_A-F_2_NEISO | NYISO_A-F | NEISO | Internal | Summer | B3 | 75 | 600 | 600 | 137.85 | 144.37 | 3 | 3.52
2035 | NYISO_A-F_2_NEISO | NYISO_A-F | NEISO | Internal | Summer | B4 | 100 | 600 | 0 | 107.27 | 104.27 | 3 | 0
2035 | NYISO_A-F_2_NEISO | NYISO_A-F | NEISO | Internal | Summer | B5 | 200 | 600 | 0 | 97.73 | 94.73 | 3 | 0
2035 | NYISO_A-F_2_NEISO | NYISO_A-F | NEISO | Internal | Summer | B6 | 300 | 600 | 0 | 81.07 | 78.07 | 3 | 0
2035 | NYISO_A-F_2_NEISO | NYISO_A-F | NEISO | Internal | Summer | B7 | 400 | 600 | 0 | 81.07 | 78.07 | 3 | 0
2035 | NYISO_A-F_2_NEISO | NYISO_A-F | NEISO | Internal | Summer | B8 | 500 | 600 | 0 | 78.67 | 77.47 | 3 | 0
2035 | NYISO_A-F_2_NEISO | NYISO_A-F | NEISO | Internal | Summer | B9 | 800 | 600 | 0 | 78.67 | 75.7 | 3 | 0
2035 | NYISO_A-F_2_NEISO | NYISO_A-F | NEISO | Internal | Summer | B10 | 1262 | 600 | 0 | 78.67 | 75.7 | 3 | 0
2035 | NYISO_A-F_2_NEISO | NYISO_A-F | NEISO | Internal | Winter | B16 | 25 | 600 | 600 | 75.92 | 80.4 | 3 | 1.48
2035 | NYISO_A-F_2_NEISO | NYISO_A-F | NEISO | Internal | Winter | B17 | 100 | 600 | 600 | 75.92 | 80.4 | 3 | 1.48
2035 | NYISO_A-F_2_NEISO | NYISO_A-F | NEISO | Internal | Winter | B18 | 400 | 600 | 600 | 75.92 | 80.4 | 3 | 1.48
2035 | NYISO_A-F_2_NEISO | NYISO_A-F | NEISO | Internal | Winter | B19 | 700 | 600 | 600 | 75.92 | 80.4 | 3 | 1.48
2035 | NYISO_A-F_2_NEISO | NYISO_A-F | NEISO | Internal | Winter | B20 | 935 | 600 | 600 | 75.92 | 80.4 | 3 | 1.48
2035 | NYISO_A-F_2_NYISO_G-I | NYISO_A-F | NYISO_G-I | Internal | Shoulder | B11 | 25 | 4250 | 4250 | 73.61 | 91.45 | 0.01 | 17.83
2035 | NYISO_A-F_2_NYISO_G-I | NYISO_A-F | NYISO_G-I | Internal | Shoulder | B12 | 200 | 4250 | 4250 | 73.9 | 83.55 | 0.01 | 9.64
2035 | NYISO_A-F_2_NYISO_G-I | NYISO_A-F | NYISO_G-I | Internal | Shoulder | B13 | 600 | 4250 | 4250 | 73.61 | 82.46 | 0.01 | 8.84
2035 | NYISO_A-F_2_NYISO_G-I | NYISO_A-F | NYISO_G-I | Internal | Shoulder | B14 | 900 | 4250 | 4250 | 73.61 | 82.46 | 0.01 | 8.84
2035 | NYISO_A-F_2_NYISO_G-I | NYISO_A-F | NYISO_G-I | Internal | Shoulder | B15 | 1203 | 4250 | 4196.13 | 73.61 | 73.62 | 0.01 | 0
2035 | NYISO_A-F_2_NYISO_G-I | NYISO_A-F | NYISO_G-I | Internal | Summer | B1 | 10 | 4250 | 4250 | 193.94 | 208.41 | 0.01 | 14.45
2035 | NYISO_A-F_2_NYISO_G-I | NYISO_A-F | NYISO_G-I | Internal | Summer | B2 | 25 | 4250 | 4250 | 244.77 | 257.44 | 0.01 | 12.66
2035 | NYISO_A-F_2_NYISO_G-I | NYISO_A-F | NYISO_G-I | Internal | Summer | B3 | 75 | 4250 | 4250 | 137.85 | 172.9 | 0.01 | 35.04
2035 | NYISO_A-F_2_NYISO_G-I | NYISO_A-F | NYISO_G-I | Internal | Summer | B4 | 100 | 4250 | 4250 | 107.27 | 132.8 | 0.01 | 25.52
2035 | NYISO_A-F_2_NYISO_G-I | NYISO_A-F | NYISO_G-I | Internal | Summer | B5 | 200 | 4250 | 4250 | 97.73 | 123.26 | 0.01 | 25.52
2035 | NYISO_A-F_2_NYISO_G-I | NYISO_A-F | NYISO_G-I | Internal | Summer | B6 | 300 | 4250 | 4250 | 81.07 | 96.53 | 0.01 | 15.45
2035 | NYISO_A-F_2_NYISO_G-I | NYISO_A-F | NYISO_G-I | Internal | Summer | B7 | 400 | 4250 | 4250 | 81.07 | 87.03 | 0.01 | 5.95
2035 | NYISO_A-F_2_NYISO_G-I | NYISO_A-F | NYISO_G-I | Internal | Summer | B8 | 500 | 4250 | 4250 | 78.67 | 80.47 | 0.01 | 1.79
2035 | NYISO_A-F_2_NYISO_G-I | NYISO_A-F | NYISO_G-I | Internal | Summer | B9 | 800 | 4250 | 4199.32 | 78.67 | 78.69 | 0.01 | 0
2035 | NYISO_A-F_2_NYISO_G-I | NYISO_A-F | NYISO_G-I | Internal | Summer | B10 | 1262 | 4250 | 3426.22 | 78.67 | 78.69 | 0.01 | 0
2035 | NYISO_A-F_2_NYISO_G-I | NYISO_A-F | NYISO_G-I | Internal | Winter | B16 | 25 | 4250 | 4250 | 75.92 | 95.56 | 0.01 | 19.62
2035 | NYISO_A-F_2_NYISO_G-I | NYISO_A-F | NYISO_G-I | Internal | Winter | B17 | 100 | 4250 | 4250 | 75.92 | 95.56 | 0.01 | 19.62
2035 | NYISO_A-F_2_NYISO_G-I | NYISO_A-F | NYISO_G-I | Internal | Winter | B18 | 400 | 4250 | 4250 | 75.92 | 95.56 | 0.01 | 19.62
2035 | NYISO_A-F_2_NYISO_G-I | NYISO_A-F | NYISO_G-I | Internal | Winter | B19 | 700 | 4250 | 4250 | 75.92 | 95.01 | 0.01 | 19.08
2035 | NYISO_A-F_2_NYISO_G-I | NYISO_A-F | NYISO_G-I | Internal | Winter | B20 | 935 | 4250 | 4250 | 75.92 | 83.39 | 0.01 | 7.46
2035 | NYISO_A-F_2_PJM_ROM | NYISO_A-F | PJM_ROM | Internal | Shoulder | B11 | 25 | 1000 | 1000 | 73.61 | 99.46 | 8 | 17.85
2035 | NYISO_A-F_2_PJM_ROM | NYISO_A-F | PJM_ROM | Internal | Shoulder | B12 | 200 | 1000 | 1000 | 73.9 | 91.23 | 8 | 9.34
2035 | NYISO_A-F_2_PJM_ROM | NYISO_A-F | PJM_ROM | Internal | Shoulder | B13 | 600 | 1000 | 1000 | 73.61 | 87.97 | 8 | 6.36
2035 | NYISO_A-F_2_PJM_ROM | NYISO_A-F | PJM_ROM | Internal | Shoulder | B14 | 900 | 1000 | 1000 | 73.61 | 85.32 | 8 | 3.71
2035 | NYISO_A-F_2_PJM_ROM | NYISO_A-F | PJM_ROM | Internal | Shoulder | B15 | 1203 | 1000 | 0 | 73.61 | 76.23 | 8 | 0
2035 | NYISO_A-F_2_PJM_ROM | NYISO_A-F | PJM_ROM | Internal | Summer | B1 | 10 | 1000 | 397.26 | 193.94 | 201.94 | 8 | 0
2035 | NYISO_A-F_2_PJM_ROM | NYISO_A-F | PJM_ROM | Internal | Summer | B2 | 25 | 1000 | 0 | 244.77 | 250.97 | 8 | 0
2035 | NYISO_A-F_2_PJM_ROM | NYISO_A-F | PJM_ROM | Internal | Summer | B3 | 75 | 1000 | 1001.14 | 137.85 | 180.89 | 8 | 35.04
2035 | NYISO_A-F_2_PJM_ROM | NYISO_A-F | PJM_ROM | Internal | Summer | B4 | 100 | 1000 | 1000 | 107.27 | 147.13 | 8 | 31.86
2035 | NYISO_A-F_2_PJM_ROM | NYISO_A-F | PJM_ROM | Internal | Summer | B5 | 200 | 1000 | 1096.07 | 97.73 | 140.77 | 8 | 35.04
2035 | NYISO_A-F_2_PJM_ROM | NYISO_A-F | PJM_ROM | Internal | Summer | B6 | 300 | 1000 | 1000 | 81.07 | 104.54 | 8 | 15.47
2035 | NYISO_A-F_2_PJM_ROM | NYISO_A-F | PJM_ROM | Internal | Summer | B7 | 400 | 1000 | 1000 | 81.07 | 95.05 | 8 | 5.98
2035 | NYISO_A-F_2_PJM_ROM | NYISO_A-F | PJM_ROM | Internal | Summer | B8 | 500 | 1000 | 1000 | 78.67 | 88.32 | 8 | 1.65
2035 | NYISO_A-F_2_PJM_ROM | NYISO_A-F | PJM_ROM | Internal | Summer | B9 | 800 | 1000 | 0 | 78.67 | 86.02 | 8 | 0
2035 | NYISO_A-F_2_PJM_ROM | NYISO_A-F | PJM_ROM | Internal | Summer | B10 | 1262 | 1000 | 0 | 78.67 | 74.59 | 8 | 0
2035 | NYISO_A-F_2_PJM_ROM | NYISO_A-F | PJM_ROM | Internal | Winter | B16 | 25 | 1000 | 1000 | 75.92 | 98.63 | 8 | 14.71
2035 | NYISO_A-F_2_PJM_ROM | NYISO_A-F | PJM_ROM | Internal | Winter | B17 | 100 | 1000 | 1000 | 75.92 | 94.24 | 8 | 10.32
2035 | NYISO_A-F_2_PJM_ROM | NYISO_A-F | PJM_ROM | Internal | Winter | B18 | 400 | 1000 | 1000 | 75.92 | 91.88 | 8 | 7.96
2035 | NYISO_A-F_2_PJM_ROM | NYISO_A-F | PJM_ROM | Internal | Winter | B19 | 700 | 1000 | 1000 | 75.92 | 90.44 | 8 | 6.52
2035 | NYISO_A-F_2_PJM_ROM | NYISO_A-F | PJM_ROM | Internal | Winter | B20 | 935 | 1000 | 0 | 75.92 | 79.73 | 8 | 0
2035 | NYISO_G-I_2_NEISO | NYISO_G-I | NEISO | Internal | Shoulder | B11 | 25 | 600 | 0 | 91.45 | 70.9 | 3 | 0
2035 | NYISO_G-I_2_NEISO | NYISO_G-I | NEISO | Internal | Shoulder | B12 | 200 | 600 | 0 | 83.55 | 70.9 | 3 | 0
2035 | NYISO_G-I_2_NEISO | NYISO_G-I | NEISO | Internal | Shoulder | B13 | 600 | 600 | 0 | 82.46 | 70.9 | 3 | 0
2035 | NYISO_G-I_2_NEISO | NYISO_G-I | NEISO | Internal | Shoulder | B14 | 900 | 600 | 0 | 82.46 | 70.9 | 3 | 0
2035 | NYISO_G-I_2_NEISO | NYISO_G-I | NEISO | Internal | Shoulder | B15 | 1203 | 600 | 0 | 73.62 | 70.9 | 3 | 0
2035 | NYISO_G-I_2_NEISO | NYISO_G-I | NEISO | Internal | Summer | B1 | 10 | 600 | 0 | 208.41 | 203.61 | 3 | 0
2035 | NYISO_G-I_2_NEISO | NYISO_G-I | NEISO | Internal | Summer | B2 | 25 | 600 | 0 | 257.44 | 254.44 | 3 | 0
2035 | NYISO_G-I_2_NEISO | NYISO_G-I | NEISO | Internal | Summer | B3 | 75 | 600 | 0 | 172.9 | 144.37 | 3 | 0
2035 | NYISO_G-I_2_NEISO | NYISO_G-I | NEISO | Internal | Summer | B4 | 100 | 600 | 0 | 132.8 | 104.27 | 3 | 0
2035 | NYISO_G-I_2_NEISO | NYISO_G-I | NEISO | Internal | Summer | B5 | 200 | 600 | 0 | 123.26 | 94.73 | 3 | 0
2035 | NYISO_G-I_2_NEISO | NYISO_G-I | NEISO | Internal | Summer | B6 | 300 | 600 | 0 | 96.53 | 78.07 | 3 | 0
2035 | NYISO_G-I_2_NEISO | NYISO_G-I | NEISO | Internal | Summer | B7 | 400 | 600 | 0 | 87.03 | 78.07 | 3 | 0
2035 | NYISO_G-I_2_NEISO | NYISO_G-I | NEISO | Internal | Summer | B8 | 500 | 600 | 0 | 80.47 | 77.47 | 3 | 0
2035 | NYISO_G-I_2_NEISO | NYISO_G-I | NEISO | Internal | Summer | B9 | 800 | 600 | 0 | 78.69 | 75.7 | 3 | 0
2035 | NYISO_G-I_2_NEISO | NYISO_G-I | NEISO | Internal | Summer | B10 | 1262 | 600 | 0 | 78.69 | 75.7 | 3 | 0
2035 | NYISO_G-I_2_NEISO | NYISO_G-I | NEISO | Internal | Winter | B16 | 25 | 600 | 0 | 95.56 | 80.4 | 3 | 0
2035 | NYISO_G-I_2_NEISO | NYISO_G-I | NEISO | Internal | Winter | B17 | 100 | 600 | 0 | 95.56 | 80.4 | 3 | 0
2035 | NYISO_G-I_2_NEISO | NYISO_G-I | NEISO | Internal | Winter | B18 | 400 | 600 | 0 | 95.56 | 80.4 | 3 | 0
2035 | NYISO_G-I_2_NEISO | NYISO_G-I | NEISO | Internal | Winter | B19 | 700 | 600 | 0 | 95.01 | 80.4 | 3 | 0
2035 | NYISO_G-I_2_NEISO | NYISO_G-I | NEISO | Internal | Winter | B20 | 935 | 600 | 0 | 83.39 | 80.4 | 3 | 0
2035 | NYISO_G-I_2_NYISO_J-K | NYISO_G-I | NYISO_J-K | Internal | Shoulder | B11 | 25 | 6130 | 3945.43 | 91.45 | 91.46 | 0.01 | 0
2035 | NYISO_G-I_2_NYISO_J-K | NYISO_G-I | NYISO_J-K | Internal | Shoulder | B12 | 200 | 6130 | 4611.31 | 83.55 | 83.56 | 0.01 | 0
2035 | NYISO_G-I_2_NYISO_J-K | NYISO_G-I | NYISO_J-K | Internal | Shoulder | B13 | 600 | 6130 | 4697.33 | 82.46 | 82.47 | 0.01 | 0
2035 | NYISO_G-I_2_NYISO_J-K | NYISO_G-I | NYISO_J-K | Internal | Shoulder | B14 | 900 | 6130 | 4840.97 | 82.46 | 82.47 | 0.01 | 0
2035 | NYISO_G-I_2_NYISO_J-K | NYISO_G-I | NYISO_J-K | Internal | Shoulder | B15 | 1203 | 6130 | 4581.46 | 73.62 | 73.63 | 0.01 | 0
2035 | NYISO_G-I_2_NYISO_J-K | NYISO_G-I | NYISO_J-K | Internal | Summer | B1 | 10 | 6130 | 5237.77 | 208.41 | 208.42 | 0.01 | 0
2035 | NYISO_G-I_2_NYISO_J-K | NYISO_G-I | NYISO_J-K | Internal | Summer | B2 | 25 | 6130 | 5126.29 | 257.44 | 257.45 | 0.01 | 0
2035 | NYISO_G-I_2_NYISO_J-K | NYISO_G-I | NYISO_J-K | Internal | Summer | B3 | 75 | 6130 | 4989.8 | 172.9 | 172.91 | 0.01 | 0
2035 | NYISO_G-I_2_NYISO_J-K | NYISO_G-I | NYISO_J-K | Internal | Summer | B4 | 100 | 6130 | 3950.48 | 132.8 | 132.82 | 0.01 | 0
2035 | NYISO_G-I_2_NYISO_J-K | NYISO_G-I | NYISO_J-K | Internal | Summer | B5 | 200 | 6130 | 4082.05 | 123.26 | 123.27 | 0.01 | 0
2035 | NYISO_G-I_2_NYISO_J-K | NYISO_G-I | NYISO_J-K | Internal | Summer | B6 | 300 | 6130 | 5402.02 | 96.53 | 96.54 | 0.01 | 0
2035 | NYISO_G-I_2_NYISO_J-K | NYISO_G-I | NYISO_J-K | Internal | Summer | B7 | 400 | 6130 | 4505.98 | 87.03 | 87.05 | 0.01 | 0
2035 | NYISO_G-I_2_NYISO_J-K | NYISO_G-I | NYISO_J-K | Internal | Summer | B8 | 500 | 6130 | 5234.76 | 80.47 | 80.48 | 0.01 | 0
2035 | NYISO_G-I_2_NYISO_J-K | NYISO_G-I | NYISO_J-K | Internal | Summer | B9 | 800 | 6130 | 4529.18 | 78.69 | 78.7 | 0.01 | 0
2035 | NYISO_G-I_2_NYISO_J-K | NYISO_G-I | NYISO_J-K | Internal | Summer | B10 | 1262 | 6130 | 4167.1 | 78.69 | 78.7 | 0.01 | 0
2035 | NYISO_G-I_2_NYISO_J-K | NYISO_G-I | NYISO_J-K | Internal | Winter | B16 | 25 | 6130 | 5953.97 | 95.56 | 95.57 | 0.01 | 0
2035 | NYISO_G-I_2_NYISO_J-K | NYISO_G-I | NYISO_J-K | Internal | Winter | B17 | 100 | 6130 | 6063.43 | 95.56 | 95.57 | 0.01 | 0
2035 | NYISO_G-I_2_NYISO_J-K | NYISO_G-I | NYISO_J-K | Internal | Winter | B18 | 400 | 6130 | 6114.45 | 95.56 | 95.57 | 0.01 | 0
2035 | NYISO_G-I_2_NYISO_J-K | NYISO_G-I | NYISO_J-K | Internal | Winter | B19 | 700 | 6130 | 6268.75 | 95.01 | 95.04 | 0.01 | 0.01
2035 | NYISO_G-I_2_NYISO_J-K | NYISO_G-I | NYISO_J-K | Internal | Winter | B20 | 935 | 6130 | 4990.54 | 83.39 | 83.4 | 0.01 | 0
2035 | NYISO_G-I_2_PJM_E | NYISO_G-I | PJM_E | Internal | Shoulder | B11 | 25 | 1500 | 1467.34 | 91.45 | 99.45 | 8 | 0
2035 | NYISO_G-I_2_PJM_E | NYISO_G-I | PJM_E | Internal | Shoulder | B12 | 200 | 1500 | 0 | 83.55 | 91.22 | 8 | 0
2035 | NYISO_G-I_2_PJM_E | NYISO_G-I | PJM_E | Internal | Shoulder | B13 | 600 | 1500 | 0 | 82.46 | 87.95 | 8 | 0
2035 | NYISO_G-I_2_PJM_E | NYISO_G-I | PJM_E | Internal | Shoulder | B14 | 900 | 1500 | 0 | 82.46 | 85.33 | 8 | 0
2035 | NYISO_G-I_2_PJM_E | NYISO_G-I | PJM_E | Internal | Shoulder | B15 | 1203 | 1500 | 0 | 73.62 | 76.21 | 8 | 0
2035 | NYISO_G-I_2_PJM_E | NYISO_G-I | PJM_E | Internal | Summer | B1 | 10 | 1500 | 0 | 208.41 | 201.95 | 8 | 0
2035 | NYISO_G-I_2_PJM_E | NYISO_G-I | PJM_E | Internal | Summer | B2 | 25 | 1500 | 0 | 257.44 | 250.98 | 8 | 0
2035 | NYISO_G-I_2_PJM_E | NYISO_G-I | PJM_E | Internal | Summer | B3 | 75 | 1500 | 233.46 | 172.9 | 180.9 | 8 | 0
2035 | NYISO_G-I_2_PJM_E | NYISO_G-I | PJM_E | Internal | Summer | B4 | 100 | 1500 | 1500 | 132.8 | 147.12 | 8 | 6.31
2035 | NYISO_G-I_2_PJM_E | NYISO_G-I | PJM_E | Internal | Summer | B5 | 200 | 1500 | 1500 | 123.26 | 140.75 | 8 | 9.49
2035 | NYISO_G-I_2_PJM_E | NYISO_G-I | PJM_E | Internal | Summer | B6 | 300 | 1500 | 363.31 | 96.53 | 104.53 | 8 | 0
2035 | NYISO_G-I_2_PJM_E | NYISO_G-I | PJM_E | Internal | Summer | B7 | 400 | 1500 | 1397.77 | 87.03 | 95.03 | 8 | 0
2035 | NYISO_G-I_2_PJM_E | NYISO_G-I | PJM_E | Internal | Summer | B8 | 500 | 1500 | 0 | 80.47 | 88.31 | 8 | 0
2035 | NYISO_G-I_2_PJM_E | NYISO_G-I | PJM_E | Internal | Summer | B9 | 800 | 1500 | 0 | 78.69 | 86.01 | 8 | 0
2035 | NYISO_G-I_2_PJM_E | NYISO_G-I | PJM_E | Internal | Summer | B10 | 1262 | 1500 | 0 | 78.69 | 74.61 | 8 | 0
2035 | NYISO_G-I_2_PJM_E | NYISO_G-I | PJM_E | Internal | Winter | B16 | 25 | 1500 | 0 | 95.56 | 98.64 | 8 | 0
2035 | NYISO_G-I_2_PJM_E | NYISO_G-I | PJM_E | Internal | Winter | B17 | 100 | 1500 | 0 | 95.56 | 94.25 | 8 | 0
2035 | NYISO_G-I_2_PJM_E | NYISO_G-I | PJM_E | Internal | Winter | B18 | 400 | 1500 | 0 | 95.56 | 91.89 | 8 | 0
2035 | NYISO_G-I_2_PJM_E | NYISO_G-I | PJM_E | Internal | Winter | B19 | 700 | 1500 | 0 | 95.01 | 90.45 | 8 | 0
2035 | NYISO_G-I_2_PJM_E | NYISO_G-I | PJM_E | Internal | Winter | B20 | 935 | 1500 | 0 | 83.39 | 79.74 | 8 | 0
2035 | NYISO_J-K_2_PJM_E_OL | NYISO_J-K | PJM_E | Internal | Shoulder | B11 | 25 | 99999 | 0 | 91.46 | 99.45 | 28.23 | 0
2035 | NYISO_J-K_2_PJM_E_OL | NYISO_J-K | PJM_E | Internal | Shoulder | B12 | 200 | 99999 | 0 | 83.56 | 91.22 | 28.23 | 0
2035 | NYISO_J-K_2_PJM_E_OL | NYISO_J-K | PJM_E | Internal | Shoulder | B13 | 600 | 99999 | 0 | 82.47 | 87.95 | 28.23 | 0
2035 | NYISO_J-K_2_PJM_E_OL | NYISO_J-K | PJM_E | Internal | Shoulder | B14 | 900 | 99999 | 0 | 82.47 | 85.33 | 28.23 | 0
2035 | NYISO_J-K_2_PJM_E_OL | NYISO_J-K | PJM_E | Internal | Shoulder | B15 | 1203 | 99999 | 0 | 73.63 | 76.21 | 28.23 | 0
2035 | NYISO_J-K_2_PJM_E_OL | NYISO_J-K | PJM_E | Internal | Summer | B1 | 10 | 99999 | 0 | 208.42 | 201.95 | 28.23 | 0
2035 | NYISO_J-K_2_PJM_E_OL | NYISO_J-K | PJM_E | Internal | Summer | B2 | 25 | 99999 | 0 | 257.45 | 250.98 | 28.23 | 0
2035 | NYISO_J-K_2_PJM_E_OL | NYISO_J-K | PJM_E | Internal | Summer | B3 | 75 | 99999 | 0 | 172.91 | 180.9 | 28.23 | 0
2035 | NYISO_J-K_2_PJM_E_OL | NYISO_J-K | PJM_E | Internal | Summer | B4 | 100 | 99999 | 0 | 132.82 | 147.12 | 28.23 | 0
2035 | NYISO_J-K_2_PJM_E_OL | NYISO_J-K | PJM_E | Internal | Summer | B5 | 200 | 99999 | 0 | 123.27 | 140.75 | 28.23 | 0
2035 | NYISO_J-K_2_PJM_E_OL | NYISO_J-K | PJM_E | Internal | Summer | B6 | 300 | 99999 | 0 | 96.54 | 104.53 | 28.23 | 0
2035 | NYISO_J-K_2_PJM_E_OL | NYISO_J-K | PJM_E | Internal | Summer | B7 | 400 | 99999 | 0 | 87.05 | 95.03 | 28.23 | 0
2035 | NYISO_J-K_2_PJM_E_OL | NYISO_J-K | PJM_E | Internal | Summer | B8 | 500 | 99999 | 0 | 80.48 | 88.31 | 28.23 | 0
2035 | NYISO_J-K_2_PJM_E_OL | NYISO_J-K | PJM_E | Internal | Summer | B9 | 800 | 99999 | 0 | 78.7 | 86.01 | 28.23 | 0
2035 | NYISO_J-K_2_PJM_E_OL | NYISO_J-K | PJM_E | Internal | Summer | B10 | 1262 | 99999 | 0 | 78.7 | 74.61 | 28.23 | 0
2035 | NYISO_J-K_2_PJM_E_OL | NYISO_J-K | PJM_E | Internal | Winter | B16 | 25 | 99999 | 0 | 95.57 | 98.64 | 28.23 | 0
2035 | NYISO_J-K_2_PJM_E_OL | NYISO_J-K | PJM_E | Internal | Winter | B17 | 100 | 99999 | 0 | 95.57 | 94.25 | 28.23 | 0
2035 | NYISO_J-K_2_PJM_E_OL | NYISO_J-K | PJM_E | Internal | Winter | B18 | 400 | 99999 | 0 | 95.57 | 91.89 | 28.23 | 0
2035 | NYISO_J-K_2_PJM_E_OL | NYISO_J-K | PJM_E | Internal | Winter | B19 | 700 | 99999 | 0 | 95.04 | 90.45 | 28.23 | 0
2035 | NYISO_J-K_2_PJM_E_OL | NYISO_J-K | PJM_E | Internal | Winter | B20 | 935 | 99999 | 0 | 83.4 | 79.74 | 28.23 | 0
2035 | PJM_E_2_NYISO_G-I | PJM_E | NYISO_G-I | Internal | Shoulder | B11 | 25 | 500 | 0 | 99.45 | 91.45 | 6 | 0
2035 | PJM_E_2_NYISO_G-I | PJM_E | NYISO_G-I | Internal | Shoulder | B12 | 200 | 500 | 0 | 91.22 | 83.55 | 6 | 0
2035 | PJM_E_2_NYISO_G-I | PJM_E | NYISO_G-I | Internal | Shoulder | B13 | 600 | 500 | 0 | 87.95 | 82.46 | 6 | 0
2035 | PJM_E_2_NYISO_G-I | PJM_E | NYISO_G-I | Internal | Shoulder | B14 | 900 | 500 | 0 | 85.33 | 82.46 | 6 | 0
2035 | PJM_E_2_NYISO_G-I | PJM_E | NYISO_G-I | Internal | Shoulder | B15 | 1203 | 500 | 0 | 76.21 | 73.62 | 6 | 0
2035 | PJM_E_2_NYISO_G-I | PJM_E | NYISO_G-I | Internal | Summer | B1 | 10 | 500 | 500 | 201.95 | 208.41 | 6 | 0.45
2035 | PJM_E_2_NYISO_G-I | PJM_E | NYISO_G-I | Internal | Summer | B2 | 25 | 500 | 500 | 250.98 | 257.44 | 6 | 0.45
2035 | PJM_E_2_NYISO_G-I | PJM_E | NYISO_G-I | Internal | Summer | B3 | 75 | 500 | 0 | 180.9 | 172.9 | 6 | 0
2035 | PJM_E_2_NYISO_G-I | PJM_E | NYISO_G-I | Internal | Summer | B4 | 100 | 500 | 0 | 147.12 | 132.8 | 6 | 0
2035 | PJM_E_2_NYISO_G-I | PJM_E | NYISO_G-I | Internal | Summer | B5 | 200 | 500 | 0 | 140.75 | 123.26 | 6 | 0
2035 | PJM_E_2_NYISO_G-I | PJM_E | NYISO_G-I | Internal | Summer | B6 | 300 | 500 | 0 | 104.53 | 96.53 | 6 | 0
2035 | PJM_E_2_NYISO_G-I | PJM_E | NYISO_G-I | Internal | Summer | B7 | 400 | 500 | 0 | 95.03 | 87.03 | 6 | 0
2035 | PJM_E_2_NYISO_G-I | PJM_E | NYISO_G-I | Internal | Summer | B8 | 500 | 500 | 0 | 88.31 | 80.47 | 6 | 0
2035 | PJM_E_2_NYISO_G-I | PJM_E | NYISO_G-I | Internal | Summer | B9 | 800 | 500 | 0 | 86.01 | 78.69 | 6 | 0
2035 | PJM_E_2_NYISO_G-I | PJM_E | NYISO_G-I | Internal | Summer | B10 | 1262 | 500 | 0 | 74.61 | 78.69 | 6 | 0
2035 | PJM_E_2_NYISO_G-I | PJM_E | NYISO_G-I | Internal | Winter | B16 | 25 | 500 | 0 | 98.64 | 95.56 | 6 | 0
2035 | PJM_E_2_NYISO_G-I | PJM_E | NYISO_G-I | Internal | Winter | B17 | 100 | 500 | 0 | 94.25 | 95.56 | 6 | 0
2035 | PJM_E_2_NYISO_G-I | PJM_E | NYISO_G-I | Internal | Winter | B18 | 400 | 500 | 0 | 91.89 | 95.56 | 6 | 0
2035 | PJM_E_2_NYISO_G-I | PJM_E | NYISO_G-I | Internal | Winter | B19 | 700 | 500 | 0 | 90.45 | 95.01 | 6 | 0
2035 | PJM_E_2_NYISO_G-I | PJM_E | NYISO_G-I | Internal | Winter | B20 | 935 | 500 | 0 | 79.74 | 83.39 | 6 | 0
2035 | PJM_E_2_NYISO_J-K | PJM_E | NYISO_J-K | Internal | Shoulder | B11 | 25 | 330 | 0 | 99.45 | 91.46 | 6 | 0
2035 | PJM_E_2_NYISO_J-K | PJM_E | NYISO_J-K | Internal | Shoulder | B12 | 200 | 330 | 0 | 91.22 | 83.56 | 6 | 0
2035 | PJM_E_2_NYISO_J-K | PJM_E | NYISO_J-K | Internal | Shoulder | B13 | 600 | 330 | 0 | 87.95 | 82.47 | 6 | 0
2035 | PJM_E_2_NYISO_J-K | PJM_E | NYISO_J-K | Internal | Shoulder | B14 | 900 | 330 | 0 | 85.33 | 82.47 | 6 | 0
2035 | PJM_E_2_NYISO_J-K | PJM_E | NYISO_J-K | Internal | Shoulder | B15 | 1203 | 330 | 0 | 76.21 | 73.63 | 6 | 0
2035 | PJM_E_2_NYISO_J-K | PJM_E | NYISO_J-K | Internal | Summer | B1 | 10 | 330 | 931.2 | 201.95 | 208.42 | 6 | 0.47
2035 | PJM_E_2_NYISO_J-K | PJM_E | NYISO_J-K | Internal | Summer | B2 | 25 | 330 | 617.11 | 250.98 | 257.45 | 6 | 0.47
2035 | PJM_E_2_NYISO_J-K | PJM_E | NYISO_J-K | Internal | Summer | B3 | 75 | 330 | 0 | 180.9 | 172.91 | 6 | 0
2035 | PJM_E_2_NYISO_J-K | PJM_E | NYISO_J-K | Internal | Summer | B4 | 100 | 330 | 0 | 147.12 | 132.82 | 6 | 0
2035 | PJM_E_2_NYISO_J-K | PJM_E | NYISO_J-K | Internal | Summer | B5 | 200 | 330 | 0 | 140.75 | 123.27 | 6 | 0
2035 | PJM_E_2_NYISO_J-K | PJM_E | NYISO_J-K | Internal | Summer | B6 | 300 | 330 | 0 | 104.53 | 96.54 | 6 | 0
2035 | PJM_E_2_NYISO_J-K | PJM_E | NYISO_J-K | Internal | Summer | B7 | 400 | 330 | 0 | 95.03 | 87.05 | 6 | 0
2035 | PJM_E_2_NYISO_J-K | PJM_E | NYISO_J-K | Internal | Summer | B8 | 500 | 330 | 0 | 88.31 | 80.48 | 6 | 0
2035 | PJM_E_2_NYISO_J-K | PJM_E | NYISO_J-K | Internal | Summer | B9 | 800 | 330 | 0 | 86.01 | 78.7 | 6 | 0
2035 | PJM_E_2_NYISO_J-K | PJM_E | NYISO_J-K | Internal | Summer | B10 | 1262 | 330 | 0 | 74.61 | 78.7 | 6 | 0
2035 | PJM_E_2_NYISO_J-K | PJM_E | NYISO_J-K | Internal | Winter | B16 | 25 | 330 | 0 | 98.64 | 95.57 | 6 | 0
2035 | PJM_E_2_NYISO_J-K | PJM_E | NYISO_J-K | Internal | Winter | B17 | 100 | 330 | 0 | 94.25 | 95.57 | 6 | 0
2035 | PJM_E_2_NYISO_J-K | PJM_E | NYISO_J-K | Internal | Winter | B18 | 400 | 330 | 0 | 91.89 | 95.57 | 6 | 0
2035 | PJM_E_2_NYISO_J-K | PJM_E | NYISO_J-K | Internal | Winter | B19 | 700 | 330 | 0 | 90.45 | 95.04 | 6 | 0
2035 | PJM_E_2_NYISO_J-K | PJM_E | NYISO_J-K | Internal | Winter | B20 | 935 | 330 | 0 | 79.74 | 83.4 | 6 | 0
2035 | PJM_E_2_PJM_ROM | PJM_E | PJM_ROM | Internal | Shoulder | B11 | 25 | 8000 | 3788.86 | 99.45 | 99.46 | 0.01 | 0
2035 | PJM_E_2_PJM_ROM | PJM_E | PJM_ROM | Internal | Shoulder | B12 | 200 | 8000 | 1406.67 | 91.22 | 91.23 | 0.01 | 0
2035 | PJM_E_2_PJM_ROM | PJM_E | PJM_ROM | Internal | Shoulder | B13 | 600 | 8000 | 555.6 | 87.95 | 87.97 | 0.01 | 0
2035 | PJM_E_2_PJM_ROM | PJM_E | PJM_ROM | Internal | Shoulder | B14 | 900 | 8000 | 0 | 85.33 | 85.32 | 0.01 | 0
2035 | PJM_E_2_PJM_ROM | PJM_E | PJM_ROM | Internal | Shoulder | B15 | 1203 | 8000 | 101.33 | 76.21 | 76.23 | 0.01 | 0
2035 | PJM_E_2_PJM_ROM | PJM_E | PJM_ROM | Internal | Summer | B1 | 10 | 8000 | 0 | 201.95 | 201.94 | 0.01 | 0
2035 | PJM_E_2_PJM_ROM | PJM_E | PJM_ROM | Internal | Summer | B2 | 25 | 8000 | 0 | 250.98 | 250.97 | 0.01 | 0
2035 | PJM_E_2_PJM_ROM | PJM_E | PJM_ROM | Internal | Summer | B3 | 75 | 8000 | 0 | 180.9 | 180.89 | 0.01 | 0
2035 | PJM_E_2_PJM_ROM | PJM_E | PJM_ROM | Internal | Summer | B4 | 100 | 8000 | 2360.19 | 147.12 | 147.13 | 0.01 | 0
2035 | PJM_E_2_PJM_ROM | PJM_E | PJM_ROM | Internal | Summer | B5 | 200 | 8000 | 3235.2 | 140.75 | 140.77 | 0.01 | 0
2035 | PJM_E_2_PJM_ROM | PJM_E | PJM_ROM | Internal | Summer | B6 | 300 | 8000 | 1354.18 | 104.53 | 104.54 | 0.01 | 0
2035 | PJM_E_2_PJM_ROM | PJM_E | PJM_ROM | Internal | Summer | B7 | 400 | 8000 | 3245.83 | 95.03 | 95.05 | 0.01 | 0
2035 | PJM_E_2_PJM_ROM | PJM_E | PJM_ROM | Internal | Summer | B8 | 500 | 8000 | 2392 | 88.31 | 88.32 | 0.01 | 0
2035 | PJM_E_2_PJM_ROM | PJM_E | PJM_ROM | Internal | Summer | B9 | 800 | 8000 | 1560.85 | 86.01 | 86.02 | 0.01 | 0
2035 | PJM_E_2_PJM_ROM | PJM_E | PJM_ROM | Internal | Summer | B10 | 1262 | 8000 | 0 | 74.61 | 74.59 | 0.01 | 0
2035 | PJM_E_2_PJM_ROM | PJM_E | PJM_ROM | Internal | Winter | B16 | 25 | 8000 | 0 | 98.64 | 98.63 | 0.01 | 0
2035 | PJM_E_2_PJM_ROM | PJM_E | PJM_ROM | Internal | Winter | B17 | 100 | 8000 | 0 | 94.25 | 94.24 | 0.01 | 0
2035 | PJM_E_2_PJM_ROM | PJM_E | PJM_ROM | Internal | Winter | B18 | 400 | 8000 | 0 | 91.89 | 91.88 | 0.01 | 0
2035 | PJM_E_2_PJM_ROM | PJM_E | PJM_ROM | Internal | Winter | B19 | 700 | 8000 | 0 | 90.45 | 90.44 | 0.01 | 0
2035 | PJM_E_2_PJM_ROM | PJM_E | PJM_ROM | Internal | Winter | B20 | 935 | 8000 | 0 | 79.74 | 79.73 | 0.01 | 0
2035 | PJM_ROR_2_MISO_IN | PJM_ROR | MISO_IN | Internal | Shoulder | B11 | 25 | 909 | 0 | 99.48 | 90.94 | 2 | 0
2035 | PJM_ROR_2_MISO_IN | PJM_ROR | MISO_IN | Internal | Shoulder | B12 | 200 | 909 | 0 | 91.22 | 87.48 | 2 | 0
2035 | PJM_ROR_2_MISO_IN | PJM_ROR | MISO_IN | Internal | Shoulder | B13 | 600 | 909 | 0 | 87.95 | 85.94 | 2 | 0
2035 | PJM_ROR_2_MISO_IN | PJM_ROR | MISO_IN | Internal | Shoulder | B14 | 900 | 909 | 0 | 85.31 | 77.99 | 2 | 0
2035 | PJM_ROR_2_MISO_IN | PJM_ROR | MISO_IN | Internal | Shoulder | B15 | 1203 | 909 | 0 | 76.21 | 71.96 | 2 | 0
2035 | PJM_ROR_2_MISO_IN | PJM_ROR | MISO_IN | Internal | Summer | B1 | 10 | 909 | 0 | 198.21 | 189.68 | 2 | 0
2035 | PJM_ROR_2_MISO_IN | PJM_ROR | MISO_IN | Internal | Summer | B2 | 25 | 909 | 0 | 250.96 | 242.43 | 2 | 0
2035 | PJM_ROR_2_MISO_IN | PJM_ROR | MISO_IN | Internal | Summer | B3 | 75 | 909 | 0 | 180.87 | 172.34 | 2 | 0
2035 | PJM_ROR_2_MISO_IN | PJM_ROR | MISO_IN | Internal | Summer | B4 | 100 | 909 | 0 | 147.14 | 144.95 | 2 | 0
2035 | PJM_ROR_2_MISO_IN | PJM_ROR | MISO_IN | Internal | Summer | B5 | 200 | 909 | 0 | 140.78 | 138.78 | 2 | 0
2035 | PJM_ROR_2_MISO_IN | PJM_ROR | MISO_IN | Internal | Summer | B6 | 300 | 909 | 0 | 104.55 | 102.55 | 2 | 0
2035 | PJM_ROR_2_MISO_IN | PJM_ROR | MISO_IN | Internal | Summer | B7 | 400 | 909 | 0 | 95.06 | 93.05 | 2 | 0
2035 | PJM_ROR_2_MISO_IN | PJM_ROR | MISO_IN | Internal | Summer | B8 | 500 | 909 | 0 | 88.34 | 86.32 | 2 | 0
2035 | PJM_ROR_2_MISO_IN | PJM_ROR | MISO_IN | Internal | Summer | B9 | 800 | 909 | 0 | 86.04 | 83.57 | 2 | 0
2035 | PJM_ROR_2_MISO_IN | PJM_ROR | MISO_IN | Internal | Summer | B10 | 1262 | 909 | 0 | 74.58 | 74.82 | 2 | 0
2035 | PJM_ROR_2_MISO_IN | PJM_ROR | MISO_IN | Internal | Winter | B16 | 25 | 909 | 0 | 98.61 | 90.27 | 2 | 0
2035 | PJM_ROR_2_MISO_IN | PJM_ROR | MISO_IN | Internal | Winter | B17 | 100 | 909 | 0 | 94.23 | 91.33 | 2 | 0
2035 | PJM_ROR_2_MISO_IN | PJM_ROR | MISO_IN | Internal | Winter | B18 | 400 | 909 | 0 | 91.87 | 89.4 | 2 | 0
2035 | PJM_ROR_2_MISO_IN | PJM_ROR | MISO_IN | Internal | Winter | B19 | 700 | 909 | 0 | 90.42 | 81.89 | 2 | 0
2035 | PJM_ROR_2_MISO_IN | PJM_ROR | MISO_IN | Internal | Winter | B20 | 935 | 909 | 0 | 79.72 | 77.7 | 2 | 0
2035 | PJM_ROR_2_MISO_MI | PJM_ROR | MISO_MI | Internal | Shoulder | B11 | 25 | 1305 | 0 | 99.48 | 90.95 | 2 | 0
2035 | PJM_ROR_2_MISO_MI | PJM_ROR | MISO_MI | Internal | Shoulder | B12 | 200 | 1305 | 0 | 91.22 | 87.5 | 2 | 0
2035 | PJM_ROR_2_MISO_MI | PJM_ROR | MISO_MI | Internal | Shoulder | B13 | 600 | 1305 | 0 | 87.95 | 85.95 | 2 | 0
2035 | PJM_ROR_2_MISO_MI | PJM_ROR | MISO_MI | Internal | Shoulder | B14 | 900 | 1305 | 0 | 85.31 | 78 | 2 | 0
2035 | PJM_ROR_2_MISO_MI | PJM_ROR | MISO_MI | Internal | Shoulder | B15 | 1203 | 1305 | 0 | 76.21 | 74.21 | 2 | 0
2035 | PJM_ROR_2_MISO_MI | PJM_ROR | MISO_MI | Internal | Summer | B1 | 10 | 1305 | 0 | 198.21 | 189.66 | 2 | 0
2035 | PJM_ROR_2_MISO_MI | PJM_ROR | MISO_MI | Internal | Summer | B2 | 25 | 1305 | 0 | 250.96 | 242.4 | 2 | 0
2035 | PJM_ROR_2_MISO_MI | PJM_ROR | MISO_MI | Internal | Summer | B3 | 75 | 1305 | 0 | 180.87 | 172.32 | 2 | 0
2035 | PJM_ROR_2_MISO_MI | PJM_ROR | MISO_MI | Internal | Summer | B4 | 100 | 1305 | 0 | 147.14 | 144.94 | 2 | 0
2035 | PJM_ROR_2_MISO_MI | PJM_ROR | MISO_MI | Internal | Summer | B5 | 200 | 1305 | 0 | 140.78 | 138.75 | 2 | 0
2035 | PJM_ROR_2_MISO_MI | PJM_ROR | MISO_MI | Internal | Summer | B6 | 300 | 1305 | 0 | 104.55 | 102.54 | 2 | 0
2035 | PJM_ROR_2_MISO_MI | PJM_ROR | MISO_MI | Internal | Summer | B7 | 400 | 1305 | 0 | 95.06 | 93.06 | 2 | 0
2035 | PJM_ROR_2_MISO_MI | PJM_ROR | MISO_MI | Internal | Summer | B8 | 500 | 1305 | 0 | 88.34 | 86.34 | 2 | 0
2035 | PJM_ROR_2_MISO_MI | PJM_ROR | MISO_MI | Internal | Summer | B9 | 800 | 1305 | 0 | 86.04 | 83.58 | 2 | 0
2035 | PJM_ROR_2_MISO_MI | PJM_ROR | MISO_MI | Internal | Summer | B10 | 1262 | 1305 | 0 | 74.58 | 75.12 | 2 | 0
2035 | PJM_ROR_2_MISO_MI | PJM_ROR | MISO_MI | Internal | Winter | B16 | 25 | 1305 | 0 | 98.61 | 90.28 | 2 | 0
2035 | PJM_ROR_2_MISO_MI | PJM_ROR | MISO_MI | Internal | Winter | B17 | 100 | 1305 | 0 | 94.23 | 91.35 | 2 | 0
2035 | PJM_ROR_2_MISO_MI | PJM_ROR | MISO_MI | Internal | Winter | B18 | 400 | 1305 | 0 | 91.87 | 89.41 | 2 | 0
2035 | PJM_ROR_2_MISO_MI | PJM_ROR | MISO_MI | Internal | Winter | B19 | 700 | 1305 | 0 | 90.42 | 81.9 | 2 | 0
2035 | PJM_ROR_2_MISO_MI | PJM_ROR | MISO_MI | Internal | Winter | B20 | 935 | 1305 | 0 | 79.72 | 77.72 | 2 | 0
2035 | PJM_ROR_2_MISO_MO-IL | PJM_ROR | MISO_MO-IL | Internal | Shoulder | B11 | 25 | 1111 | 0 | 99.48 | 88.48 | 2 | 0
2035 | PJM_ROR_2_MISO_MO-IL | PJM_ROR | MISO_MO-IL | Internal | Shoulder | B12 | 200 | 1111 | 0 | 91.22 | 83.84 | 2 | 0
2035 | PJM_ROR_2_MISO_MO-IL | PJM_ROR | MISO_MO-IL | Internal | Shoulder | B13 | 600 | 1111 | 0 | 87.95 | 82.3 | 2 | 0
2035 | PJM_ROR_2_MISO_MO-IL | PJM_ROR | MISO_MO-IL | Internal | Shoulder | B14 | 900 | 1111 | 0 | 85.31 | 77.72 | 2 | 0
2035 | PJM_ROR_2_MISO_MO-IL | PJM_ROR | MISO_MO-IL | Internal | Shoulder | B15 | 1203 | 1111 | 0 | 76.21 | 68.32 | 2 | 0
2035 | PJM_ROR_2_MISO_MO-IL | PJM_ROR | MISO_MO-IL | Internal | Summer | B1 | 10 | 1111 | 0 | 198.21 | 186.23 | 2 | 0
2035 | PJM_ROR_2_MISO_MO-IL | PJM_ROR | MISO_MO-IL | Internal | Summer | B2 | 25 | 1111 | 0 | 250.96 | 240.96 | 2 | 0
2035 | PJM_ROR_2_MISO_MO-IL | PJM_ROR | MISO_MO-IL | Internal | Summer | B3 | 75 | 1111 | 0 | 180.87 | 172.33 | 2 | 0
2035 | PJM_ROR_2_MISO_MO-IL | PJM_ROR | MISO_MO-IL | Internal | Summer | B4 | 100 | 1111 | 0 | 147.14 | 144.94 | 2 | 0
2035 | PJM_ROR_2_MISO_MO-IL | PJM_ROR | MISO_MO-IL | Internal | Summer | B5 | 200 | 1111 | 0 | 140.78 | 138.77 | 2 | 0
2035 | PJM_ROR_2_MISO_MO-IL | PJM_ROR | MISO_MO-IL | Internal | Summer | B6 | 300 | 1111 | 0 | 104.55 | 101.82 | 2 | 0
2035 | PJM_ROR_2_MISO_MO-IL | PJM_ROR | MISO_MO-IL | Internal | Summer | B7 | 400 | 1111 | 0 | 95.06 | 93.03 | 2 | 0
2035 | PJM_ROR_2_MISO_MO-IL | PJM_ROR | MISO_MO-IL | Internal | Summer | B8 | 500 | 1111 | 0 | 88.34 | 84.71 | 2 | 0
2035 | PJM_ROR_2_MISO_MO-IL | PJM_ROR | MISO_MO-IL | Internal | Summer | B9 | 800 | 1111 | 0 | 86.04 | 82.93 | 2 | 0
2035 | PJM_ROR_2_MISO_MO-IL | PJM_ROR | MISO_MO-IL | Internal | Summer | B10 | 1262 | 1111 | 0 | 74.58 | 72.58 | 2 | 0
2035 | PJM_ROR_2_MISO_MO-IL | PJM_ROR | MISO_MO-IL | Internal | Winter | B16 | 25 | 1111 | 0 | 98.61 | 86.63 | 2 | 0
2035 | PJM_ROR_2_MISO_MO-IL | PJM_ROR | MISO_MO-IL | Internal | Winter | B17 | 100 | 1111 | 0 | 94.23 | 87.69 | 2 | 0
2035 | PJM_ROR_2_MISO_MO-IL | PJM_ROR | MISO_MO-IL | Internal | Winter | B18 | 400 | 1111 | 0 | 91.87 | 86.07 | 2 | 0
2035 | PJM_ROR_2_MISO_MO-IL | PJM_ROR | MISO_MO-IL | Internal | Winter | B19 | 700 | 1111 | 0 | 90.42 | 80.74 | 2 | 0
2035 | PJM_ROR_2_MISO_MO-IL | PJM_ROR | MISO_MO-IL | Internal | Winter | B20 | 935 | 1111 | 0 | 79.72 | 74.06 | 2 | 0
2035 | PJM_ROR_2_MISO_W | PJM_ROR | MISO_W | Internal | Shoulder | B11 | 25 | 709 | 0 | 99.48 | 78.99 | 2 | 0
2035 | PJM_ROR_2_MISO_W | PJM_ROR | MISO_W | Internal | Shoulder | B12 | 200 | 709 | 0 | 91.22 | 58.13 | 2 | 0
2035 | PJM_ROR_2_MISO_W | PJM_ROR | MISO_W | Internal | Shoulder | B13 | 600 | 709 | 0 | 87.95 | 54.86 | 2 | 0
2035 | PJM_ROR_2_MISO_W | PJM_ROR | MISO_W | Internal | Shoulder | B14 | 900 | 709 | 0 | 85.31 | 52.21 | 2 | 0
2035 | PJM_ROR_2_MISO_W | PJM_ROR | MISO_W | Internal | Shoulder | B15 | 1203 | 709 | 0 | 76.21 | 43.12 | 2 | 0
2035 | PJM_ROR_2_MISO_W | PJM_ROR | MISO_W | Internal | Summer | B1 | 10 | 709 | 0 | 198.21 | 165.12 | 2 | 0
2035 | PJM_ROR_2_MISO_W | PJM_ROR | MISO_W | Internal | Summer | B2 | 25 | 709 | 0 | 250.96 | 217.86 | 2 | 0
2035 | PJM_ROR_2_MISO_W | PJM_ROR | MISO_W | Internal | Summer | B3 | 75 | 709 | 0 | 180.87 | 147.78 | 2 | 0
2035 | PJM_ROR_2_MISO_W | PJM_ROR | MISO_W | Internal | Summer | B4 | 100 | 709 | 0 | 147.14 | 139.92 | 2 | 0
2035 | PJM_ROR_2_MISO_W | PJM_ROR | MISO_W | Internal | Summer | B5 | 200 | 709 | 0 | 140.78 | 133.75 | 2 | 0
2035 | PJM_ROR_2_MISO_W | PJM_ROR | MISO_W | Internal | Summer | B6 | 300 | 709 | 0 | 104.55 | 96.81 | 2 | 0
2035 | PJM_ROR_2_MISO_W | PJM_ROR | MISO_W | Internal | Summer | B7 | 400 | 709 | 0 | 95.06 | 81.03 | 2 | 0
2035 | PJM_ROR_2_MISO_W | PJM_ROR | MISO_W | Internal | Summer | B8 | 500 | 709 | 0 | 88.34 | 72.71 | 2 | 0
2035 | PJM_ROR_2_MISO_W | PJM_ROR | MISO_W | Internal | Summer | B9 | 800 | 709 | 0 | 86.04 | 52.94 | 2 | 0
2035 | PJM_ROR_2_MISO_W | PJM_ROR | MISO_W | Internal | Summer | B10 | 1262 | 709 | 0 | 74.58 | 41.49 | 2 | 0
2035 | PJM_ROR_2_MISO_W | PJM_ROR | MISO_W | Internal | Winter | B16 | 25 | 709 | 0 | 98.61 | 65.52 | 2 | 0
2035 | PJM_ROR_2_MISO_W | PJM_ROR | MISO_W | Internal | Winter | B17 | 100 | 709 | 0 | 94.23 | 61.14 | 2 | 0
2035 | PJM_ROR_2_MISO_W | PJM_ROR | MISO_W | Internal | Winter | B18 | 400 | 709 | 0 | 91.87 | 58.78 | 2 | 0
2035 | PJM_ROR_2_MISO_W | PJM_ROR | MISO_W | Internal | Winter | B19 | 700 | 709 | 0 | 90.42 | 57.33 | 2 | 0
2035 | PJM_ROR_2_MISO_W | PJM_ROR | MISO_W | Internal | Winter | B20 | 935 | 709 | 0 | 79.72 | 46.62 | 2 | 0
2035 | PJM_ROR_2_PJM_ROM | PJM_ROR | PJM_ROM | Internal | Shoulder | B11 | 25 | 8000 | 0 | 99.48 | 99.46 | 0.01 | 0
2035 | PJM_ROR_2_PJM_ROM | PJM_ROR | PJM_ROM | Internal | Shoulder | B12 | 200 | 8000 | 199.88 | 91.22 | 91.23 | 0.01 | 0
2035 | PJM_ROR_2_PJM_ROM | PJM_ROR | PJM_ROM | Internal | Shoulder | B13 | 600 | 8000 | 204.05 | 87.95 | 87.97 | 0.01 | 0
2035 | PJM_ROR_2_PJM_ROM | PJM_ROR | PJM_ROM | Internal | Shoulder | B14 | 900 | 8000 | 3585.29 | 85.31 | 85.32 | 0.01 | 0
2035 | PJM_ROR_2_PJM_ROM | PJM_ROR | PJM_ROM | Internal | Shoulder | B15 | 1203 | 8000 | 1750.27 | 76.21 | 76.23 | 0.01 | 0
2035 | PJM_ROR_2_PJM_ROM | PJM_ROR | PJM_ROM | Internal | Summer | B1 | 10 | 8000 | 8946.5 | 198.21 | 201.94 | 0.01 | 3.72
2035 | PJM_ROR_2_PJM_ROM | PJM_ROR | PJM_ROM | Internal | Summer | B2 | 25 | 8000 | 7895.28 | 250.96 | 250.97 | 0.01 | 0
2035 | PJM_ROR_2_PJM_ROM | PJM_ROR | PJM_ROM | Internal | Summer | B3 | 75 | 8000 | 1705.5 | 180.87 | 180.89 | 0.01 | 0
2035 | PJM_ROR_2_PJM_ROM | PJM_ROR | PJM_ROM | Internal | Summer | B4 | 100 | 8000 | 0 | 147.14 | 147.13 | 0.01 | 0
2035 | PJM_ROR_2_PJM_ROM | PJM_ROR | PJM_ROM | Internal | Summer | B5 | 200 | 8000 | 0 | 140.78 | 140.77 | 0.01 | 0
2035 | PJM_ROR_2_PJM_ROM | PJM_ROR | PJM_ROM | Internal | Summer | B6 | 300 | 8000 | 0 | 104.55 | 104.54 | 0.01 | 0
2035 | PJM_ROR_2_PJM_ROM | PJM_ROR | PJM_ROM | Internal | Summer | B7 | 400 | 8000 | 0 | 95.06 | 95.05 | 0.01 | 0
2035 | PJM_ROR_2_PJM_ROM | PJM_ROR | PJM_ROM | Internal | Summer | B8 | 500 | 8000 | 0 | 88.34 | 88.32 | 0.01 | 0
2035 | PJM_ROR_2_PJM_ROM | PJM_ROR | PJM_ROM | Internal | Summer | B9 | 800 | 8000 | 0 | 86.04 | 86.02 | 0.01 | 0
2035 | PJM_ROR_2_PJM_ROM | PJM_ROR | PJM_ROM | Internal | Summer | B10 | 1262 | 8000 | 2342.49 | 74.58 | 74.59 | 0.01 | 0
2035 | PJM_ROR_2_PJM_ROM | PJM_ROR | PJM_ROM | Internal | Winter | B16 | 25 | 8000 | 6075.6 | 98.61 | 98.63 | 0.01 | 0
2035 | PJM_ROR_2_PJM_ROM | PJM_ROR | PJM_ROM | Internal | Winter | B17 | 100 | 8000 | 6438.62 | 94.23 | 94.24 | 0.01 | 0
2035 | PJM_ROR_2_PJM_ROM | PJM_ROR | PJM_ROM | Internal | Winter | B18 | 400 | 8000 | 5148.96 | 91.87 | 91.88 | 0.01 | 0
2035 | PJM_ROR_2_PJM_ROM | PJM_ROR | PJM_ROM | Internal | Winter | B19 | 700 | 8000 | 7406.79 | 90.42 | 90.44 | 0.01 | 0
2035 | PJM_ROR_2_PJM_ROM | PJM_ROR | PJM_ROM | Internal | Winter | B20 | 935 | 8000 | 4414.16 | 79.72 | 79.73 | 0.01 | 0
2035 | PJM_ROR_2_TVA_Transmission | PJM_ROR | TVA_Transmission | Internal | Shoulder | B11 | 25 | 2500 | 0 | 99.48 | 96.48 | 6 | 0
2035 | PJM_ROR_2_TVA_Transmission | PJM_ROR | TVA_Transmission | Internal | Shoulder | B12 | 200 | 2500 | 0 | 91.22 | 91.84 | 6 | 0
2035 | PJM_ROR_2_TVA_Transmission | PJM_ROR | TVA_Transmission | Internal | Shoulder | B13 | 600 | 2500 | 0 | 87.95 | 90.3 | 6 | 0
2035 | PJM_ROR_2_TVA_Transmission | PJM_ROR | TVA_Transmission | Internal | Shoulder | B14 | 900 | 2500 | 0 | 85.31 | 85.72 | 6 | 0
2035 | PJM_ROR_2_TVA_Transmission | PJM_ROR | TVA_Transmission | Internal | Shoulder | B15 | 1203 | 2500 | 0 | 76.21 | 80.01 | 6 | 0
2035 | PJM_ROR_2_TVA_Transmission | PJM_ROR | TVA_Transmission | Internal | Summer | B1 | 10 | 2500 | 0 | 198.21 | 199.29 | 6 | 0
2035 | PJM_ROR_2_TVA_Transmission | PJM_ROR | TVA_Transmission | Internal | Summer | B2 | 25 | 2500 | 960.84 | 250.96 | 256.96 | 6 | 0
2035 | PJM_ROR_2_TVA_Transmission | PJM_ROR | TVA_Transmission | Internal | Summer | B3 | 75 | 2500 | 0 | 180.87 | 185.68 | 6 | 0
2035 | PJM_ROR_2_TVA_Transmission | PJM_ROR | TVA_Transmission | Internal | Summer | B4 | 100 | 2500 | 0 | 147.14 | 152.94 | 6 | 0
2035 | PJM_ROR_2_TVA_Transmission | PJM_ROR | TVA_Transmission | Internal | Summer | B5 | 200 | 2500 | 0 | 140.78 | 146.77 | 6 | 0
2035 | PJM_ROR_2_TVA_Transmission | PJM_ROR | TVA_Transmission | Internal | Summer | B6 | 300 | 2500 | 0 | 104.55 | 109.82 | 6 | 0
2035 | PJM_ROR_2_TVA_Transmission | PJM_ROR | TVA_Transmission | Internal | Summer | B7 | 400 | 2500 | 0 | 95.06 | 97.25 | 6 | 0
2035 | PJM_ROR_2_TVA_Transmission | PJM_ROR | TVA_Transmission | Internal | Summer | B8 | 500 | 2500 | 0 | 88.34 | 92.71 | 6 | 0
2035 | PJM_ROR_2_TVA_Transmission | PJM_ROR | TVA_Transmission | Internal | Summer | B9 | 800 | 2500 | 0 | 86.04 | 90.93 | 6 | 0
2035 | PJM_ROR_2_TVA_Transmission | PJM_ROR | TVA_Transmission | Internal | Summer | B10 | 1262 | 2500 | 327.99 | 74.58 | 80.58 | 6 | 0
2035 | PJM_ROR_2_TVA_Transmission | PJM_ROR | TVA_Transmission | Internal | Winter | B16 | 25 | 2500 | 0 | 98.61 | 99.89 | 6 | 0
2035 | PJM_ROR_2_TVA_Transmission | PJM_ROR | TVA_Transmission | Internal | Winter | B17 | 100 | 2500 | 0 | 94.23 | 95.69 | 6 | 0
2035 | PJM_ROR_2_TVA_Transmission | PJM_ROR | TVA_Transmission | Internal | Winter | B18 | 400 | 2500 | 0 | 91.87 | 94.07 | 6 | 0
2035 | PJM_ROR_2_TVA_Transmission | PJM_ROR | TVA_Transmission | Internal | Winter | B19 | 700 | 2500 | 0 | 90.42 | 88.74 | 6 | 0
2035 | PJM_ROR_2_TVA_Transmission | PJM_ROR | TVA_Transmission | Internal | Winter | B20 | 935 | 2500 | 0 | 79.72 | 82.79 | 6 | 0
2035 | PJM_ROR_2_VACAR | PJM_ROR | VACAR | Internal | Shoulder | B11 | 25 | 3000 | 1664.7 | 99.48 | 105.48 | 6 | 0
2035 | PJM_ROR_2_VACAR | PJM_ROR | VACAR | Internal | Shoulder | B12 | 200 | 3000 | 629.61 | 91.22 | 97.22 | 6 | 0
2035 | PJM_ROR_2_VACAR | PJM_ROR | VACAR | Internal | Shoulder | B13 | 600 | 3000 | 583.63 | 87.95 | 93.95 | 6 | 0
2035 | PJM_ROR_2_VACAR | PJM_ROR | VACAR | Internal | Shoulder | B14 | 900 | 3000 | 0 | 85.31 | 89.4 | 6 | 0
2035 | PJM_ROR_2_VACAR | PJM_ROR | VACAR | Internal | Shoulder | B15 | 1203 | 3000 | 3000 | 76.21 | 82.5 | 6 | 0.28
2035 | PJM_ROR_2_VACAR | PJM_ROR | VACAR | Internal | Summer | B1 | 10 | 3000 | 9450.94 | 198.21 | 205 | 6 | 0.79
2035 | PJM_ROR_2_VACAR | PJM_ROR | VACAR | Internal | Summer | B2 | 25 | 3000 | 8466.24 | 250.96 | 257.75 | 6 | 0.79
2035 | PJM_ROR_2_VACAR | PJM_ROR | VACAR | Internal | Summer | B3 | 75 | 3000 | 12327.35 | 180.87 | 187.66 | 6 | 0.79
2035 | PJM_ROR_2_VACAR | PJM_ROR | VACAR | Internal | Summer | B4 | 100 | 3000 | 10718.26 | 147.14 | 153.93 | 6 | 0.79
2035 | PJM_ROR_2_VACAR | PJM_ROR | VACAR | Internal | Summer | B5 | 200 | 3000 | 6397.57 | 140.78 | 147.57 | 6 | 0.79
2035 | PJM_ROR_2_VACAR | PJM_ROR | VACAR | Internal | Summer | B6 | 300 | 3000 | 1635.87 | 104.55 | 110.55 | 6 | 0
2035 | PJM_ROR_2_VACAR | PJM_ROR | VACAR | Internal | Summer | B7 | 400 | 3000 | 2475.75 | 95.06 | 101.06 | 6 | 0
2035 | PJM_ROR_2_VACAR | PJM_ROR | VACAR | Internal | Summer | B8 | 500 | 3000 | 0 | 88.34 | 92.85 | 6 | 0
2035 | PJM_ROR_2_VACAR | PJM_ROR | VACAR | Internal | Summer | B9 | 800 | 3000 | 0 | 86.04 | 84.65 | 6 | 0
2035 | PJM_ROR_2_VACAR | PJM_ROR | VACAR | Internal | Summer | B10 | 1262 | 3000 | 0 | 74.58 | 80.38 | 6 | 0
2035 | PJM_ROR_2_VACAR | PJM_ROR | VACAR | Internal | Winter | B16 | 25 | 3000 | 8392.01 | 98.61 | 105.4 | 6 | 0.79
2035 | PJM_ROR_2_VACAR | PJM_ROR | VACAR | Internal | Winter | B17 | 100 | 3000 | 4831.25 | 94.23 | 101.02 | 6 | 0.79
2035 | PJM_ROR_2_VACAR | PJM_ROR | VACAR | Internal | Winter | B18 | 400 | 3000 | 1288.52 | 91.87 | 97.87 | 6 | 0
2035 | PJM_ROR_2_VACAR | PJM_ROR | VACAR | Internal | Winter | B19 | 700 | 3000 | 0 | 90.42 | 88.61 | 6 | 0
2035 | PJM_ROR_2_VACAR | PJM_ROR | VACAR | Internal | Winter | B20 | 935 | 3000 | 3938.63 | 79.72 | 86.5 | 6 | 0.79
2035 | PJM_ROM_2_PJM_E | PJM_ROM | PJM_E | Internal | Shoulder | B11 | 25 | 8000 | 0 | 99.46 | 99.45 | 0.01 | 0
2035 | PJM_ROM_2_PJM_E | PJM_ROM | PJM_E | Internal | Shoulder | B12 | 200 | 8000 | 0 | 91.23 | 91.22 | 0.01 | 0
2035 | PJM_ROM_2_PJM_E | PJM_ROM | PJM_E | Internal | Shoulder | B13 | 600 | 8000 | 0 | 87.97 | 87.95 | 0.01 | 0
2035 | PJM_ROM_2_PJM_E | PJM_ROM | PJM_E | Internal | Shoulder | B14 | 900 | 8000 | 532.44 | 85.32 | 85.33 | 0.01 | 0
2035 | PJM_ROM_2_PJM_E | PJM_ROM | PJM_E | Internal | Shoulder | B15 | 1203 | 8000 | 0 | 76.23 | 76.21 | 0.01 | 0
2035 | PJM_ROM_2_PJM_E | PJM_ROM | PJM_E | Internal | Summer | B1 | 10 | 8000 | 5337.73 | 201.94 | 201.95 | 0.01 | 0
2035 | PJM_ROM_2_PJM_E | PJM_ROM | PJM_E | Internal | Summer | B2 | 25 | 8000 | 4341.2 | 250.97 | 250.98 | 0.01 | 0
2035 | PJM_ROM_2_PJM_E | PJM_ROM | PJM_E | Internal | Summer | B3 | 75 | 8000 | 587.58 | 180.89 | 180.9 | 0.01 | 0
2035 | PJM_ROM_2_PJM_E | PJM_ROM | PJM_E | Internal | Summer | B4 | 100 | 8000 | 0 | 147.13 | 147.12 | 0.01 | 0
2035 | PJM_ROM_2_PJM_E | PJM_ROM | PJM_E | Internal | Summer | B5 | 200 | 8000 | 0 | 140.77 | 140.75 | 0.01 | 0
2035 | PJM_ROM_2_PJM_E | PJM_ROM | PJM_E | Internal | Summer | B6 | 300 | 8000 | 0 | 104.54 | 104.53 | 0.01 | 0
2035 | PJM_ROM_2_PJM_E | PJM_ROM | PJM_E | Internal | Summer | B7 | 400 | 8000 | 0 | 95.05 | 95.03 | 0.01 | 0
2035 | PJM_ROM_2_PJM_E | PJM_ROM | PJM_E | Internal | Summer | B8 | 500 | 8000 | 0 | 88.32 | 88.31 | 0.01 | 0
2035 | PJM_ROM_2_PJM_E | PJM_ROM | PJM_E | Internal | Summer | B9 | 800 | 8000 | 0 | 86.02 | 86.01 | 0.01 | 0
2035 | PJM_ROM_2_PJM_E | PJM_ROM | PJM_E | Internal | Summer | B10 | 1262 | 8000 | 33.05 | 74.59 | 74.61 | 0.01 | 0
2035 | PJM_ROM_2_PJM_E | PJM_ROM | PJM_E | Internal | Winter | B16 | 25 | 8000 | 650.07 | 98.63 | 98.64 | 0.01 | 0
2035 | PJM_ROM_2_PJM_E | PJM_ROM | PJM_E | Internal | Winter | B17 | 100 | 8000 | 1827.85 | 94.24 | 94.25 | 0.01 | 0
2035 | PJM_ROM_2_PJM_E | PJM_ROM | PJM_E | Internal | Winter | B18 | 400 | 8000 | 1578.59 | 91.88 | 91.89 | 0.01 | 0
2035 | PJM_ROM_2_PJM_E | PJM_ROM | PJM_E | Internal | Winter | B19 | 700 | 8000 | 2547.91 | 90.44 | 90.45 | 0.01 | 0
2035 | PJM_ROM_2_PJM_E | PJM_ROM | PJM_E | Internal | Winter | B20 | 935 | 8000 | 559.42 | 79.73 | 79.74 | 0.01 | 0
2035 | PJM_ROM_2_PJM_ROR | PJM_ROM | PJM_ROR | Internal | Shoulder | B11 | 25 | 8000 | 3131.46 | 99.46 | 99.48 | 0.01 | 0
2035 | PJM_ROM_2_PJM_ROR | PJM_ROM | PJM_ROR | Internal | Shoulder | B12 | 200 | 8000 | 0 | 91.23 | 91.22 | 0.01 | 0
2035 | PJM_ROM_2_PJM_ROR | PJM_ROM | PJM_ROR | Internal | Shoulder | B13 | 600 | 8000 | 0 | 87.97 | 87.95 | 0.01 | 0
2035 | PJM_ROM_2_PJM_ROR | PJM_ROM | PJM_ROR | Internal | Shoulder | B14 | 900 | 8000 | 0 | 85.32 | 85.31 | 0.01 | 0
2035 | PJM_ROM_2_PJM_ROR | PJM_ROM | PJM_ROR | Internal | Shoulder | B15 | 1203 | 8000 | 0 | 76.23 | 76.21 | 0.01 | 0
2035 | PJM_ROM_2_PJM_ROR | PJM_ROM | PJM_ROR | Internal | Summer | B1 | 10 | 8000 | 0 | 201.94 | 198.21 | 0.01 | 0
2035 | PJM_ROM_2_PJM_ROR | PJM_ROM | PJM_ROR | Internal | Summer | B2 | 25 | 8000 | 0 | 250.97 | 250.96 | 0.01 | 0
2035 | PJM_ROM_2_PJM_ROR | PJM_ROM | PJM_ROR | Internal | Summer | B3 | 75 | 8000 | 0 | 180.89 | 180.87 | 0.01 | 0
2035 | PJM_ROM_2_PJM_ROR | PJM_ROM | PJM_ROR | Internal | Summer | B4 | 100 | 8000 | 2275.59 | 147.13 | 147.14 | 0.01 | 0
2035 | PJM_ROM_2_PJM_ROR | PJM_ROM | PJM_ROR | Internal | Summer | B5 | 200 | 8000 | 3800.24 | 140.77 | 140.78 | 0.01 | 0
2035 | PJM_ROM_2_PJM_ROR | PJM_ROM | PJM_ROR | Internal | Summer | B6 | 300 | 8000 | 1406.23 | 104.54 | 104.55 | 0.01 | 0
2035 | PJM_ROM_2_PJM_ROR | PJM_ROM | PJM_ROR | Internal | Summer | B7 | 400 | 8000 | 2514.03 | 95.05 | 95.06 | 0.01 | 0
2035 | PJM_ROM_2_PJM_ROR | PJM_ROM | PJM_ROR | Internal | Summer | B8 | 500 | 8000 | 711.75 | 88.32 | 88.34 | 0.01 | 0
2035 | PJM_ROM_2_PJM_ROR | PJM_ROM | PJM_ROR | Internal | Summer | B9 | 800 | 8000 | 147.94 | 86.02 | 86.04 | 0.01 | 0
2035 | PJM_ROM_2_PJM_ROR | PJM_ROM | PJM_ROR | Internal | Summer | B10 | 1262 | 8000 | 0 | 74.59 | 74.58 | 0.01 | 0
2035 | PJM_ROM_2_PJM_ROR | PJM_ROM | PJM_ROR | Internal | Winter | B16 | 25 | 8000 | 0 | 98.63 | 98.61 | 0.01 | 0
2035 | PJM_ROM_2_PJM_ROR | PJM_ROM | PJM_ROR | Internal | Winter | B17 | 100 | 8000 | 0 | 94.24 | 94.23 | 0.01 | 0
2035 | PJM_ROM_2_PJM_ROR | PJM_ROM | PJM_ROR | Internal | Winter | B18 | 400 | 8000 | 0 | 91.88 | 91.87 | 0.01 | 0
2035 | PJM_ROM_2_PJM_ROR | PJM_ROM | PJM_ROR | Internal | Winter | B19 | 700 | 8000 | 0 | 90.44 | 90.42 | 0.01 | 0
2035 | PJM_ROM_2_PJM_ROR | PJM_ROM | PJM_ROR | Internal | Winter | B20 | 935 | 8000 | 0 | 79.73 | 79.72 | 0.01 | 0
2035 | SOCO_2_FRCC | SOCO | FRCC | Internal | Shoulder | B11 | 25 | 3700 | 2839.85 | 105.48 | 115.48 | 10 | 0
2035 | SOCO_2_FRCC | SOCO | FRCC | Internal | Shoulder | B12 | 200 | 3700 | 0 | 93.21 | 98.41 | 10 | 0
2035 | SOCO_2_FRCC | SOCO | FRCC | Internal | Shoulder | B13 | 600 | 3700 | 0 | 93.21 | 98.41 | 10 | 0
2035 | SOCO_2_FRCC | SOCO | FRCC | Internal | Shoulder | B14 | 900 | 3700 | 0 | 91.79 | 85.11 | 10 | 0
2035 | SOCO_2_FRCC | SOCO | FRCC | Internal | Shoulder | B15 | 1203 | 3700 | 0 | 80.68 | 85.11 | 10 | 0
2035 | SOCO_2_FRCC | SOCO | FRCC | Internal | Summer | B1 | 10 | 3700 | 8208.91 | 206.04 | 216.05 | 10 | 0.01
2035 | SOCO_2_FRCC | SOCO | FRCC | Internal | Summer | B2 | 25 | 3700 | 5490.48 | 263.71 | 273.72 | 10 | 0.01
2035 | SOCO_2_FRCC | SOCO | FRCC | Internal | Summer | B3 | 75 | 3700 | 4011.63 | 194.68 | 204.69 | 10 | 0.01
2035 | SOCO_2_FRCC | SOCO | FRCC | Internal | Summer | B4 | 100 | 3700 | 3377.8 | 160.94 | 170.94 | 10 | 0
2035 | SOCO_2_FRCC | SOCO | FRCC | Internal | Summer | B5 | 200 | 3700 | 2145.8 | 154.58 | 164.58 | 10 | 0
2035 | SOCO_2_FRCC | SOCO | FRCC | Internal | Summer | B6 | 300 | 3700 | 0 | 108.18 | 106.74 | 10 | 0
2035 | SOCO_2_FRCC | SOCO | FRCC | Internal | Summer | B7 | 400 | 3700 | 0 | 95.12 | 97.35 | 10 | 0
2035 | SOCO_2_FRCC | SOCO | FRCC | Internal | Summer | B8 | 500 | 3700 | 0 | 91.65 | 97.35 | 10 | 0
2035 | SOCO_2_FRCC | SOCO | FRCC | Internal | Summer | B9 | 800 | 3700 | 0 | 91.65 | 86.04 | 10 | 0
2035 | SOCO_2_FRCC | SOCO | FRCC | Internal | Summer | B10 | 1262 | 3700 | 0 | 79.35 | 84.21 | 10 | 0
2035 | SOCO_2_FRCC | SOCO | FRCC | Internal | Winter | B16 | 25 | 3700 | 0 | 105.74 | 113.91 | 10 | 0
2035 | SOCO_2_FRCC | SOCO | FRCC | Internal | Winter | B17 | 100 | 3700 | 0 | 96.69 | 101.33 | 10 | 0
2035 | SOCO_2_FRCC | SOCO | FRCC | Internal | Winter | B18 | 400 | 3700 | 0 | 96.15 | 90.15 | 10 | 0
2035 | SOCO_2_FRCC | SOCO | FRCC | Internal | Winter | B19 | 700 | 3700 | 0 | 95.59 | 87.59 | 10 | 0
2035 | SOCO_2_FRCC | SOCO | FRCC | Internal | Winter | B20 | 935 | 3700 | 0 | 83.64 | 87.59 | 10 | 0
2035 | SPP_N_2_ENT | SPP_N | ENT | Internal | Shoulder | B11 | 25 | 1800 | 1800 | 83.48 | 96.48 | 5 | 8
2035 | SPP_N_2_ENT | SPP_N | ENT | Internal | Shoulder | B12 | 200 | 1800 | 3066.07 | 48.47 | 91.84 | 5 | 38.37
2035 | SPP_N_2_ENT | SPP_N | ENT | Internal | Shoulder | B13 | 600 | 1800 | 4988.54 | 47.64 | 91.01 | 5 | 38.37
2035 | SPP_N_2_ENT | SPP_N | ENT | Internal | Shoulder | B14 | 900 | 1800 | 5746.96 | 39.42 | 82.79 | 5 | 38.37
2035 | SPP_N_2_ENT | SPP_N | ENT | Internal | Shoulder | B15 | 1203 | 1800 | 4189.48 | 30.01 | 73.38 | 5 | 38.37
2035 | SPP_N_2_ENT | SPP_N | ENT | Internal | Summer | B1 | 10 | 1800 | 4790.72 | 147.92 | 191.29 | 5 | 38.37
2035 | SPP_N_2_ENT | SPP_N | ENT | Internal | Summer | B2 | 25 | 1800 | 5733.29 | 205.59 | 248.96 | 5 | 38.37
2035 | SPP_N_2_ENT | SPP_N | ENT | Internal | Summer | B3 | 75 | 1800 | 1800 | 147.82 | 180.33 | 5 | 27.51
2035 | SPP_N_2_ENT | SPP_N | ENT | Internal | Summer | B4 | 100 | 1800 | 1800 | 139.94 | 152.94 | 5 | 8
2035 | SPP_N_2_ENT | SPP_N | ENT | Internal | Summer | B5 | 200 | 1800 | 1800 | 133.77 | 146.77 | 5 | 8
2035 | SPP_N_2_ENT | SPP_N | ENT | Internal | Summer | B6 | 300 | 1800 | 897.42 | 96.82 | 101.82 | 5 | 0
2035 | SPP_N_2_ENT | SPP_N | ENT | Internal | Summer | B7 | 400 | 1800 | 553.51 | 88.03 | 93.03 | 5 | 0
2035 | SPP_N_2_ENT | SPP_N | ENT | Internal | Summer | B8 | 500 | 1800 | 1800 | 79.71 | 92.35 | 5 | 7.64
2035 | SPP_N_2_ENT | SPP_N | ENT | Internal | Summer | B9 | 800 | 1800 | 1800 | 59.94 | 90.93 | 5 | 25.99
2035 | SPP_N_2_ENT | SPP_N | ENT | Internal | Summer | B10 | 1262 | 1800 | 5945.78 | 36.5 | 79.87 | 5 | 38.37
2035 | SPP_N_2_ENT | SPP_N | ENT | Internal | Winter | B16 | 25 | 1800 | 8156.12 | 51.26 | 94.63 | 5 | 38.37
2035 | SPP_N_2_ENT | SPP_N | ENT | Internal | Winter | B17 | 100 | 1800 | 7752.13 | 49.39 | 92.76 | 5 | 38.37
2035 | SPP_N_2_ENT | SPP_N | ENT | Internal | Winter | B18 | 400 | 1800 | 4749.4 | 50.7 | 94.07 | 5 | 38.37
2035 | SPP_N_2_ENT | SPP_N | ENT | Internal | Winter | B19 | 700 | 1800 | 5646.41 | 45.34 | 88.71 | 5 | 38.37
2035 | SPP_N_2_ENT | SPP_N | ENT | Internal | Winter | B20 | 935 | 1800 | 6684.92 | 35.75 | 79.12 | 5 | 38.37
2035 | SPP_N_2_MISO_MO-IL | SPP_N | MISO_MO-IL | Internal | Shoulder | B11 | 25 | 2000 | 1208.95 | 83.48 | 88.48 | 5 | 0
2035 | SPP_N_2_MISO_MO-IL | SPP_N | MISO_MO-IL | Internal | Shoulder | B12 | 200 | 2000 | 2000 | 48.47 | 83.84 | 5 | 30.37
2035 | SPP_N_2_MISO_MO-IL | SPP_N | MISO_MO-IL | Internal | Shoulder | B13 | 600 | 2000 | 2000 | 47.64 | 82.3 | 5 | 29.66
2035 | SPP_N_2_MISO_MO-IL | SPP_N | MISO_MO-IL | Internal | Shoulder | B14 | 900 | 2000 | 3896.12 | 39.42 | 77.72 | 5 | 33.3
2035 | SPP_N_2_MISO_MO-IL | SPP_N | MISO_MO-IL | Internal | Shoulder | B15 | 1203 | 2000 | 8508.97 | 30.01 | 68.32 | 5 | 33.3
2035 | SPP_N_2_MISO_MO-IL | SPP_N | MISO_MO-IL | Internal | Summer | B1 | 10 | 2000 | 7505.88 | 147.92 | 186.23 | 5 | 33.3
2035 | SPP_N_2_MISO_MO-IL | SPP_N | MISO_MO-IL | Internal | Summer | B2 | 25 | 2000 | 2000 | 205.59 | 240.96 | 5 | 30.37
2035 | SPP_N_2_MISO_MO-IL | SPP_N | MISO_MO-IL | Internal | Summer | B3 | 75 | 2000 | 2000 | 147.82 | 172.33 | 5 | 19.51
2035 | SPP_N_2_MISO_MO-IL | SPP_N | MISO_MO-IL | Internal | Summer | B4 | 100 | 2000 | 63.79 | 139.94 | 144.94 | 5 | 0
2035 | SPP_N_2_MISO_MO-IL | SPP_N | MISO_MO-IL | Internal | Summer | B5 | 200 | 2000 | 1070.23 | 133.77 | 138.77 | 5 | 0
2035 | SPP_N_2_MISO_MO-IL | SPP_N | MISO_MO-IL | Internal | Summer | B6 | 300 | 2000 | 1123.88 | 96.82 | 101.82 | 5 | 0
2035 | SPP_N_2_MISO_MO-IL | SPP_N | MISO_MO-IL | Internal | Summer | B7 | 400 | 2000 | 104.8 | 88.03 | 93.03 | 5 | 0
2035 | SPP_N_2_MISO_MO-IL | SPP_N | MISO_MO-IL | Internal | Summer | B8 | 500 | 2000 | 1219.41 | 79.71 | 84.71 | 5 | 0
2035 | SPP_N_2_MISO_MO-IL | SPP_N | MISO_MO-IL | Internal | Summer | B9 | 800 | 2000 | 2000 | 59.94 | 82.93 | 5 | 17.99
2035 | SPP_N_2_MISO_MO-IL | SPP_N | MISO_MO-IL | Internal | Summer | B10 | 1262 | 2000 | 2000 | 36.5 | 72.58 | 5 | 31.08
2035 | SPP_N_2_MISO_MO-IL | SPP_N | MISO_MO-IL | Internal | Winter | B16 | 25 | 2000 | 2000 | 51.26 | 86.63 | 5 | 30.37
2035 | SPP_N_2_MISO_MO-IL | SPP_N | MISO_MO-IL | Internal | Winter | B17 | 100 | 2000 | 2356.51 | 49.39 | 87.69 | 5 | 33.3
2035 | SPP_N_2_MISO_MO-IL | SPP_N | MISO_MO-IL | Internal | Winter | B18 | 400 | 2000 | 2000 | 50.7 | 86.07 | 5 | 30.37
2035 | SPP_N_2_MISO_MO-IL | SPP_N | MISO_MO-IL | Internal | Winter | B19 | 700 | 2000 | 2000 | 45.34 | 80.74 | 5 | 30.4
2035 | SPP_N_2_MISO_MO-IL | SPP_N | MISO_MO-IL | Internal | Winter | B20 | 935 | 2000 | 5825.8 | 35.75 | 74.06 | 5 | 33.3
2035 | SPP_N_2_MISO_W | SPP_N | MISO_W | Internal | Shoulder | B11 | 25 | 750 | 0 | 83.48 | 78.99 | 5 | 0
2035 | SPP_N_2_MISO_W | SPP_N | MISO_W | Internal | Shoulder | B12 | 200 | 750 | 750 | 48.47 | 58.13 | 5 | 4.66
2035 | SPP_N_2_MISO_W | SPP_N | MISO_W | Internal | Shoulder | B13 | 600 | 750 | 750 | 47.64 | 54.86 | 5 | 2.22
2035 | SPP_N_2_MISO_W | SPP_N | MISO_W | Internal | Shoulder | B14 | 900 | 750 | 750 | 39.42 | 52.21 | 5 | 7.8
2035 | SPP_N_2_MISO_W | SPP_N | MISO_W | Internal | Shoulder | B15 | 1203 | 750 | 750 | 30.01 | 43.12 | 5 | 8.1
2035 | SPP_N_2_MISO_W | SPP_N | MISO_W | Internal | Summer | B1 | 10 | 750 | 750 | 147.92 | 165.12 | 5 | 12.2
2035 | SPP_N_2_MISO_W | SPP_N | MISO_W | Internal | Summer | B2 | 25 | 750 | 750 | 205.59 | 217.86 | 5 | 7.28
2035 | SPP_N_2_MISO_W | SPP_N | MISO_W | Internal | Summer | B3 | 75 | 750 | 0 | 147.82 | 147.78 | 5 | 0
2035 | SPP_N_2_MISO_W | SPP_N | MISO_W | Internal | Summer | B4 | 100 | 750 | 0 | 139.94 | 139.92 | 5 | 0
2035 | SPP_N_2_MISO_W | SPP_N | MISO_W | Internal | Summer | B5 | 200 | 750 | 0 | 133.77 | 133.75 | 5 | 0
2035 | SPP_N_2_MISO_W | SPP_N | MISO_W | Internal | Summer | B6 | 300 | 750 | 0 | 96.82 | 96.81 | 5 | 0
2035 | SPP_N_2_MISO_W | SPP_N | MISO_W | Internal | Summer | B7 | 400 | 750 | 0 | 88.03 | 81.03 | 5 | 0
2035 | SPP_N_2_MISO_W | SPP_N | MISO_W | Internal | Summer | B8 | 500 | 750 | 0 | 79.71 | 72.71 | 5 | 0
2035 | SPP_N_2_MISO_W | SPP_N | MISO_W | Internal | Summer | B9 | 800 | 750 | 0 | 59.94 | 52.94 | 5 | 0
2035 | SPP_N_2_MISO_W | SPP_N | MISO_W | Internal | Summer | B10 | 1262 | 750 | 0 | 36.5 | 41.49 | 5 | 0
2035 | SPP_N_2_MISO_W | SPP_N | MISO_W | Internal | Winter | B16 | 25 | 750 | 750 | 51.26 | 65.52 | 5 | 9.26
2035 | SPP_N_2_MISO_W | SPP_N | MISO_W | Internal | Winter | B17 | 100 | 750 | 750 | 49.39 | 61.14 | 5 | 6.75
2035 | SPP_N_2_MISO_W | SPP_N | MISO_W | Internal | Winter | B18 | 400 | 750 | 750 | 50.7 | 58.78 | 5 | 3.08
2035 | SPP_N_2_MISO_W | SPP_N | MISO_W | Internal | Winter | B19 | 700 | 750 | 750 | 45.34 | 57.33 | 5 | 6.99
2035 | SPP_N_2_MISO_W | SPP_N | MISO_W | Internal | Winter | B20 | 935 | 750 | 750 | 35.75 | 46.62 | 5 | 5.87
2035 | SPP_N_2_NE | SPP_N | NE | Internal | Shoulder | B11 | 25 | 330 | 0 | 83.48 | 81.27 | 0.01 | 0
2035 | SPP_N_2_NE | SPP_N | NE | Internal | Shoulder | B12 | 200 | 330 | 219.02 | 48.47 | 48.48 | 0.01 | 0
2035 | SPP_N_2_NE | SPP_N | NE | Internal | Shoulder | B13 | 600 | 330 | 0 | 47.64 | 47.63 | 0.01 | 0
2035 | SPP_N_2_NE | SPP_N | NE | Internal | Shoulder | B14 | 900 | 330 | 330 | 39.42 | 40.2 | 0.01 | 0.77
2035 | SPP_N_2_NE | SPP_N | NE | Internal | Shoulder | B15 | 1203 | 330 | 0 | 30.01 | 30 | 0.01 | 0
2035 | SPP_N_2_NE | SPP_N | NE | Internal | Summer | B1 | 10 | 330 | 330 | 147.92 | 160.12 | 0.01 | 12.18
2035 | SPP_N_2_NE | SPP_N | NE | Internal | Summer | B2 | 25 | 330 | 0 | 205.59 | 205.58 | 0.01 | 0
2035 | SPP_N_2_NE | SPP_N | NE | Internal | Summer | B3 | 75 | 330 | 0 | 147.82 | 147.78 | 0.01 | 0
2035 | SPP_N_2_NE | SPP_N | NE | Internal | Summer | B4 | 100 | 330 | 0 | 139.94 | 139.93 | 0.01 | 0
2035 | SPP_N_2_NE | SPP_N | NE | Internal | Summer | B5 | 200 | 330 | 0 | 133.77 | 133.75 | 0.01 | 0
2035 | SPP_N_2_NE | SPP_N | NE | Internal | Summer | B6 | 300 | 330 | 0 | 96.82 | 96.81 | 0.01 | 0
2035 | SPP_N_2_NE | SPP_N | NE | Internal | Summer | B7 | 400 | 330 | 0 | 88.03 | 87.22 | 0.01 | 0
2035 | SPP_N_2_NE | SPP_N | NE | Internal | Summer | B8 | 500 | 330 | 0 | 79.71 | 77.51 | 0.01 | 0
2035 | SPP_N_2_NE | SPP_N | NE | Internal | Summer | B9 | 800 | 330 | 0 | 59.94 | 57.74 | 0.01 | 0
2035 | SPP_N_2_NE | SPP_N | NE | Internal | Summer | B10 | 1262 | 330 | 0 | 36.5 | 36.49 | 0.01 | 0
2035 | SPP_N_2_NE | SPP_N | NE | Internal | Winter | B16 | 25 | 330 | 0 | 51.26 | 49.06 | 0.01 | 0
2035 | SPP_N_2_NE | SPP_N | NE | Internal | Winter | B17 | 100 | 330 | 0 | 49.39 | 47.19 | 0.01 | 0
2035 | SPP_N_2_NE | SPP_N | NE | Internal | Winter | B18 | 400 | 330 | 0 | 50.7 | 50.69 | 0.01 | 0
2035 | SPP_N_2_NE | SPP_N | NE | Internal | Winter | B19 | 700 | 330 | 0 | 45.34 | 45.33 | 0.01 | 0
2035 | SPP_N_2_NE | SPP_N | NE | Internal | Winter | B20 | 935 | 330 | 0 | 35.75 | 35.74 | 0.01 | 0
2035 | SPP_N_2_SPP_S | SPP_N | SPP_S | Internal | Shoulder | B11 | 25 | 4000 | 4000 | 83.48 | 87.41 | 0.01 | 3.93
2035 | SPP_N_2_SPP_S | SPP_N | SPP_S | Internal | Shoulder | B12 | 200 | 4000 | 290.46 | 48.47 | 48.48 | 0.01 | 0
2035 | SPP_N_2_SPP_S | SPP_N | SPP_S | Internal | Shoulder | B13 | 600 | 4000 | 0 | 47.64 | 47.63 | 0.01 | 0
2035 | SPP_N_2_SPP_S | SPP_N | SPP_S | Internal | Shoulder | B14 | 900 | 4000 | 0 | 39.42 | 36.92 | 0.01 | 0
2035 | SPP_N_2_SPP_S | SPP_N | SPP_S | Internal | Shoulder | B15 | 1203 | 4000 | 0 | 30.01 | 27.52 | 0.01 | 0
2035 | SPP_N_2_SPP_S | SPP_N | SPP_S | Internal | Summer | B1 | 10 | 4000 | 0 | 147.92 | 145.42 | 0.01 | 0
2035 | SPP_N_2_SPP_S | SPP_N | SPP_S | Internal | Summer | B2 | 25 | 4000 | 0 | 205.59 | 203.09 | 0.01 | 0
2035 | SPP_N_2_SPP_S | SPP_N | SPP_S | Internal | Summer | B3 | 75 | 4000 | 0 | 147.82 | 147.81 | 0.01 | 0
2035 | SPP_N_2_SPP_S | SPP_N | SPP_S | Internal | Summer | B4 | 100 | 4000 | 0 | 139.94 | 139.93 | 0.01 | 0
2035 | SPP_N_2_SPP_S | SPP_N | SPP_S | Internal | Summer | B5 | 200 | 4000 | 0 | 133.77 | 128.38 | 0.01 | 0
2035 | SPP_N_2_SPP_S | SPP_N | SPP_S | Internal | Summer | B6 | 300 | 4000 | 0 | 96.82 | 96.81 | 0.01 | 0
2035 | SPP_N_2_SPP_S | SPP_N | SPP_S | Internal | Summer | B7 | 400 | 4000 | 4000 | 88.03 | 88.95 | 0.01 | 0.9
2035 | SPP_N_2_SPP_S | SPP_N | SPP_S | Internal | Summer | B8 | 500 | 4000 | 5909.19 | 79.71 | 84.16 | 0.01 | 4.44
2035 | SPP_N_2_SPP_S | SPP_N | SPP_S | Internal | Summer | B9 | 800 | 4000 | 5210.22 | 59.94 | 64.4 | 0.01 | 4.44
2035 | SPP_N_2_SPP_S | SPP_N | SPP_S | Internal | Summer | B10 | 1262 | 4000 | 1225.55 | 36.5 | 36.51 | 0.01 | 0
2035 | SPP_N_2_SPP_S | SPP_N | SPP_S | Internal | Winter | B16 | 25 | 4000 | 0 | 51.26 | 48.76 | 0.01 | 0
2035 | SPP_N_2_SPP_S | SPP_N | SPP_S | Internal | Winter | B17 | 100 | 4000 | 0 | 49.39 | 46.89 | 0.01 | 0
2035 | SPP_N_2_SPP_S | SPP_N | SPP_S | Internal | Winter | B18 | 400 | 4000 | 0 | 50.7 | 50.69 | 0.01 | 0
2035 | SPP_N_2_SPP_S | SPP_N | SPP_S | Internal | Winter | B19 | 700 | 4000 | 0 | 45.34 | 42.84 | 0.01 | 0
2035 | SPP_N_2_SPP_S | SPP_N | SPP_S | Internal | Winter | B20 | 935 | 4000 | 0 | 35.75 | 33.26 | 0.01 | 0
2035 | SPP_S_2_ENT | SPP_S | ENT | Internal | Shoulder | B11 | 25 | 850 | 850 | 87.41 | 96.48 | 5 | 4.06
2035 | SPP_S_2_ENT | SPP_S | ENT | Internal | Shoulder | B12 | 200 | 850 | 850 | 48.48 | 91.84 | 5 | 38.36
2035 | SPP_S_2_ENT | SPP_S | ENT | Internal | Shoulder | B13 | 600 | 850 | 850 | 47.63 | 91.01 | 5 | 38.38
2035 | SPP_S_2_ENT | SPP_S | ENT | Internal | Shoulder | B14 | 900 | 850 | 4847.89 | 36.92 | 82.79 | 5 | 40.87
2035 | SPP_S_2_ENT | SPP_S | ENT | Internal | Shoulder | B15 | 1203 | 850 | 6001.27 | 27.52 | 73.38 | 5 | 40.87
2035 | SPP_S_2_ENT | SPP_S | ENT | Internal | Summer | B1 | 10 | 850 | 15128.24 | 145.42 | 191.29 | 5 | 40.87
2035 | SPP_S_2_ENT | SPP_S | ENT | Internal | Summer | B2 | 25 | 850 | 7149.7 | 203.09 | 248.96 | 5 | 40.87
2035 | SPP_S_2_ENT | SPP_S | ENT | Internal | Summer | B3 | 75 | 850 | 850 | 147.81 | 180.33 | 5 | 27.52
2035 | SPP_S_2_ENT | SPP_S | ENT | Internal | Summer | B4 | 100 | 850 | 850 | 139.93 | 152.94 | 5 | 8.01
2035 | SPP_S_2_ENT | SPP_S | ENT | Internal | Summer | B5 | 200 | 850 | 850 | 128.38 | 146.77 | 5 | 13.38
2035 | SPP_S_2_ENT | SPP_S | ENT | Internal | Summer | B6 | 300 | 850 | 850 | 96.81 | 101.82 | 5 | 0.01
2035 | SPP_S_2_ENT | SPP_S | ENT | Internal | Summer | B7 | 400 | 850 | 0 | 88.95 | 93.03 | 5 | 0
2035 | SPP_S_2_ENT | SPP_S | ENT | Internal | Summer | B8 | 500 | 850 | 850 | 84.16 | 92.35 | 5 | 3.19
2035 | SPP_S_2_ENT | SPP_S | ENT | Internal | Summer | B9 | 800 | 850 | 850 | 64.4 | 90.93 | 5 | 21.53
2035 | SPP_S_2_ENT | SPP_S | ENT | Internal | Summer | B10 | 1262 | 850 | 850 | 36.51 | 79.87 | 5 | 38.36
2035 | SPP_S_2_ENT | SPP_S | ENT | Internal | Winter | B16 | 25 | 850 | 897.28 | 48.76 | 94.63 | 5 | 40.87
2035 | SPP_S_2_ENT | SPP_S | ENT | Internal | Winter | B17 | 100 | 850 | 1060.29 | 46.89 | 92.76 | 5 | 40.87
2035 | SPP_S_2_ENT | SPP_S | ENT | Internal | Winter | B18 | 400 | 850 | 850 | 50.69 | 94.07 | 5 | 38.38
2035 | SPP_S_2_ENT | SPP_S | ENT | Internal | Winter | B19 | 700 | 850 | 1220.97 | 42.84 | 88.71 | 5 | 40.87
2035 | SPP_S_2_ENT | SPP_S | ENT | Internal | Winter | B20 | 935 | 850 | 3203.82 | 33.26 | 79.12 | 5 | 40.87
2035 | SPP_S_2_SPP_N | SPP_S | SPP_N | Internal | Shoulder | B11 | 25 | 640 | 0 | 87.41 | 83.48 | 0.01 | 0
2035 | SPP_S_2_SPP_N | SPP_S | SPP_N | Internal | Shoulder | B12 | 200 | 640 | 0 | 48.48 | 48.47 | 0.01 | 0
2035 | SPP_S_2_SPP_N | SPP_S | SPP_N | Internal | Shoulder | B13 | 600 | 640 | 449.27 | 47.63 | 47.64 | 0.01 | 0
2035 | SPP_S_2_SPP_N | SPP_S | SPP_N | Internal | Shoulder | B14 | 900 | 640 | 640 | 36.92 | 39.42 | 0.01 | 2.49
2035 | SPP_S_2_SPP_N | SPP_S | SPP_N | Internal | Shoulder | B15 | 1203 | 640 | 640 | 27.52 | 30.01 | 0.01 | 2.49
2035 | SPP_S_2_SPP_N | SPP_S | SPP_N | Internal | Summer | B1 | 10 | 640 | 640 | 145.42 | 147.92 | 0.01 | 2.49
2035 | SPP_S_2_SPP_N | SPP_S | SPP_N | Internal | Summer | B2 | 25 | 640 | 640 | 203.09 | 205.59 | 0.01 | 2.49
2035 | SPP_S_2_SPP_N | SPP_S | SPP_N | Internal | Summer | B3 | 75 | 640 | 511.17 | 147.81 | 147.82 | 0.01 | 0
2035 | SPP_S_2_SPP_N | SPP_S | SPP_N | Internal | Summer | B4 | 100 | 640 | 452.69 | 139.93 | 139.94 | 0.01 | 0
2035 | SPP_S_2_SPP_N | SPP_S | SPP_N | Internal | Summer | B5 | 200 | 640 | 1023.47 | 128.38 | 133.77 | 0.01 | 5.37
2035 | SPP_S_2_SPP_N | SPP_S | SPP_N | Internal | Summer | B6 | 300 | 640 | 93.07 | 96.81 | 96.82 | 0.01 | 0
2035 | SPP_S_2_SPP_N | SPP_S | SPP_N | Internal | Summer | B7 | 400 | 640 | 0 | 88.95 | 88.03 | 0.01 | 0
2035 | SPP_S_2_SPP_N | SPP_S | SPP_N | Internal | Summer | B8 | 500 | 640 | 0 | 84.16 | 79.71 | 0.01 | 0
2035 | SPP_S_2_SPP_N | SPP_S | SPP_N | Internal | Summer | B9 | 800 | 640 | 0 | 64.4 | 59.94 | 0.01 | 0
2035 | SPP_S_2_SPP_N | SPP_S | SPP_N | Internal | Summer | B10 | 1262 | 640 | 0 | 36.51 | 36.5 | 0.01 | 0
2035 | SPP_S_2_SPP_N | SPP_S | SPP_N | Internal | Winter | B16 | 25 | 640 | 640 | 48.76 | 51.26 | 0.01 | 2.49
2035 | SPP_S_2_SPP_N | SPP_S | SPP_N | Internal | Winter | B17 | 100 | 640 | 640 | 46.89 | 49.39 | 0.01 | 2.49
2035 | SPP_S_2_SPP_N | SPP_S | SPP_N | Internal | Winter | B18 | 400 | 640 | 78.86 | 50.69 | 50.7 | 0.01 | 0
2035 | SPP_S_2_SPP_N | SPP_S | SPP_N | Internal | Winter | B19 | 700 | 640 | 640 | 42.84 | 45.34 | 0.01 | 2.49
2035 | SPP_S_2_SPP_N | SPP_S | SPP_N | Internal | Winter | B20 | 935 | 640 | 640 | 33.26 | 35.75 | 0.01 | 2.49
2035 | TVA_2_NonRTO_Midwest | TVA | NonRTO_Midwest | Internal | Shoulder | B11 | 25 | 100 | 0 | 96.49 | 98.94 | 9 | 0
2035 | TVA_2_NonRTO_Midwest | TVA | NonRTO_Midwest | Internal | Shoulder | B12 | 200 | 100 | 0 | 91.85 | 95.48 | 9 | 0
2035 | TVA_2_NonRTO_Midwest | TVA | NonRTO_Midwest | Internal | Shoulder | B13 | 600 | 100 | 0 | 90.31 | 93.94 | 9 | 0
2035 | TVA_2_NonRTO_Midwest | TVA | NonRTO_Midwest | Internal | Shoulder | B14 | 900 | 100 | 0 | 85.73 | 85.99 | 9 | 0
2035 | TVA_2_NonRTO_Midwest | TVA | NonRTO_Midwest | Internal | Shoulder | B15 | 1203 | 100 | 0 | 80.02 | 79.96 | 9 | 0
2035 | TVA_2_NonRTO_Midwest | TVA | NonRTO_Midwest | Internal | Summer | B1 | 10 | 100 | 0 | 199.31 | 197.68 | 9 | 0
2035 | TVA_2_NonRTO_Midwest | TVA | NonRTO_Midwest | Internal | Summer | B2 | 25 | 100 | 0 | 256.97 | 250.43 | 9 | 0
2035 | TVA_2_NonRTO_Midwest | TVA | NonRTO_Midwest | Internal | Summer | B3 | 75 | 100 | 0 | 185.69 | 180.34 | 9 | 0
2035 | TVA_2_NonRTO_Midwest | TVA | NonRTO_Midwest | Internal | Summer | B4 | 100 | 100 | 0 | 152.95 | 152.95 | 9 | 0
2035 | TVA_2_NonRTO_Midwest | TVA | NonRTO_Midwest | Internal | Summer | B5 | 200 | 100 | 0 | 146.78 | 146.78 | 9 | 0
2035 | TVA_2_NonRTO_Midwest | TVA | NonRTO_Midwest | Internal | Summer | B6 | 300 | 100 | 0 | 109.83 | 110.55 | 9 | 0
2035 | TVA_2_NonRTO_Midwest | TVA | NonRTO_Midwest | Internal | Summer | B7 | 400 | 100 | 0 | 94.93 | 101.05 | 9 | 0
2035 | TVA_2_NonRTO_Midwest | TVA | NonRTO_Midwest | Internal | Summer | B8 | 500 | 100 | 0 | 92.72 | 94.32 | 9 | 0
2035 | TVA_2_NonRTO_Midwest | TVA | NonRTO_Midwest | Internal | Summer | B9 | 800 | 100 | 0 | 90.94 | 85.49 | 9 | 0
2035 | TVA_2_NonRTO_Midwest | TVA | NonRTO_Midwest | Internal | Summer | B10 | 1262 | 100 | 0 | 80.59 | 78.45 | 9 | 0
2035 | TVA_2_NonRTO_Midwest | TVA | NonRTO_Midwest | Internal | Winter | B16 | 25 | 100 | 0 | 99.9 | 98.27 | 9 | 0
2035 | TVA_2_NonRTO_Midwest | TVA | NonRTO_Midwest | Internal | Winter | B17 | 100 | 100 | 0 | 95.7 | 99.33 | 9 | 0
2035 | TVA_2_NonRTO_Midwest | TVA | NonRTO_Midwest | Internal | Winter | B18 | 400 | 100 | 0 | 94.08 | 97.4 | 9 | 0
2035 | TVA_2_NonRTO_Midwest | TVA | NonRTO_Midwest | Internal | Winter | B19 | 700 | 100 | 0 | 88.75 | 89.89 | 9 | 0
2035 | TVA_2_NonRTO_Midwest | TVA | NonRTO_Midwest | Internal | Winter | B20 | 935 | 100 | 0 | 82.8 | 83.89 | 9 | 0
2035 | TVA_2_SOCO | TVA | SOCO | Internal | Shoulder | B11 | 25 | 500 | 0 | 96.49 | 105.48 | 9 | 0
2035 | TVA_2_SOCO | TVA | SOCO | Internal | Shoulder | B12 | 200 | 500 | 0 | 91.85 | 93.21 | 9 | 0
2035 | TVA_2_SOCO | TVA | SOCO | Internal | Shoulder | B13 | 600 | 500 | 0 | 90.31 | 93.21 | 9 | 0
2035 | TVA_2_SOCO | TVA | SOCO | Internal | Shoulder | B14 | 900 | 500 | 0 | 85.73 | 91.79 | 9 | 0
2035 | TVA_2_SOCO | TVA | SOCO | Internal | Shoulder | B15 | 1203 | 500 | 0 | 80.02 | 80.68 | 9 | 0
2035 | TVA_2_SOCO | TVA | SOCO | Internal | Summer | B1 | 10 | 500 | 0 | 199.31 | 206.04 | 9 | 0
2035 | TVA_2_SOCO | TVA | SOCO | Internal | Summer | B2 | 25 | 500 | 0 | 256.97 | 263.71 | 9 | 0
2035 | TVA_2_SOCO | TVA | SOCO | Internal | Summer | B3 | 75 | 500 | 0 | 185.69 | 194.68 | 9 | 0
2035 | TVA_2_SOCO | TVA | SOCO | Internal | Summer | B4 | 100 | 500 | 0 | 152.95 | 160.94 | 9 | 0
2035 | TVA_2_SOCO | TVA | SOCO | Internal | Summer | B5 | 200 | 500 | 0 | 146.78 | 154.58 | 9 | 0
2035 | TVA_2_SOCO | TVA | SOCO | Internal | Summer | B6 | 300 | 500 | 0 | 109.83 | 108.18 | 9 | 0
2035 | TVA_2_SOCO | TVA | SOCO | Internal | Summer | B7 | 400 | 500 | 0 | 94.93 | 95.12 | 9 | 0
2035 | TVA_2_SOCO | TVA | SOCO | Internal | Summer | B8 | 500 | 500 | 0 | 92.72 | 91.65 | 9 | 0
2035 | TVA_2_SOCO | TVA | SOCO | Internal | Summer | B9 | 800 | 500 | 0 | 90.94 | 91.65 | 9 | 0
2035 | TVA_2_SOCO | TVA | SOCO | Internal | Summer | B10 | 1262 | 500 | 0 | 80.59 | 79.35 | 9 | 0
2035 | TVA_2_SOCO | TVA | SOCO | Internal | Winter | B16 | 25 | 500 | 0 | 99.9 | 105.74 | 9 | 0
2035 | TVA_2_SOCO | TVA | SOCO | Internal | Winter | B17 | 100 | 500 | 0 | 95.7 | 96.69 | 9 | 0
2035 | TVA_2_SOCO | TVA | SOCO | Internal | Winter | B18 | 400 | 500 | 0 | 94.08 | 96.15 | 9 | 0
2035 | TVA_2_SOCO | TVA | SOCO | Internal | Winter | B19 | 700 | 500 | 0 | 88.75 | 95.59 | 9 | 0
2035 | TVA_2_SOCO | TVA | SOCO | Internal | Winter | B20 | 935 | 500 | 0 | 82.8 | 83.64 | 9 | 0
2035 | TVA_2_VACAR | TVA | VACAR | Internal | Shoulder | B11 | 25 | 150 | 0 | 96.49 | 105.48 | 9 | 0
2035 | TVA_2_VACAR | TVA | VACAR | Internal | Shoulder | B12 | 200 | 150 | 0 | 91.85 | 97.22 | 9 | 0
2035 | TVA_2_VACAR | TVA | VACAR | Internal | Shoulder | B13 | 600 | 150 | 0 | 90.31 | 93.95 | 9 | 0
2035 | TVA_2_VACAR | TVA | VACAR | Internal | Shoulder | B14 | 900 | 150 | 0 | 85.73 | 89.4 | 9 | 0
2035 | TVA_2_VACAR | TVA | VACAR | Internal | Shoulder | B15 | 1203 | 150 | 0 | 80.02 | 82.5 | 9 | 0
2035 | TVA_2_VACAR | TVA | VACAR | Internal | Summer | B1 | 10 | 150 | 0 | 199.31 | 205 | 9 | 0
2035 | TVA_2_VACAR | TVA | VACAR | Internal | Summer | B2 | 25 | 150 | 0 | 256.97 | 257.75 | 9 | 0
2035 | TVA_2_VACAR | TVA | VACAR | Internal | Summer | B3 | 75 | 150 | 0 | 185.69 | 187.66 | 9 | 0
2035 | TVA_2_VACAR | TVA | VACAR | Internal | Summer | B4 | 100 | 150 | 0 | 152.95 | 153.93 | 9 | 0
2035 | TVA_2_VACAR | TVA | VACAR | Internal | Summer | B5 | 200 | 150 | 0 | 146.78 | 147.57 | 9 | 0
2035 | TVA_2_VACAR | TVA | VACAR | Internal | Summer | B6 | 300 | 150 | 0 | 109.83 | 110.55 | 9 | 0
2035 | TVA_2_VACAR | TVA | VACAR | Internal | Summer | B7 | 400 | 150 | 0 | 94.93 | 101.06 | 9 | 0
2035 | TVA_2_VACAR | TVA | VACAR | Internal | Summer | B8 | 500 | 150 | 0 | 92.72 | 92.85 | 9 | 0
2035 | TVA_2_VACAR | TVA | VACAR | Internal | Summer | B9 | 800 | 150 | 0 | 90.94 | 84.65 | 9 | 0
2035 | TVA_2_VACAR | TVA | VACAR | Internal | Summer | B10 | 1262 | 150 | 0 | 80.59 | 80.38 | 9 | 0
2035 | TVA_2_VACAR | TVA | VACAR | Internal | Winter | B16 | 25 | 150 | 0 | 99.9 | 105.4 | 9 | 0
2035 | TVA_2_VACAR | TVA | VACAR | Internal | Winter | B17 | 100 | 150 | 0 | 95.7 | 101.02 | 9 | 0
2035 | TVA_2_VACAR | TVA | VACAR | Internal | Winter | B18 | 400 | 150 | 0 | 94.08 | 97.87 | 9 | 0
2035 | TVA_2_VACAR | TVA | VACAR | Internal | Winter | B19 | 700 | 150 | 0 | 88.75 | 88.61 | 9 | 0
2035 | TVA_2_VACAR | TVA | VACAR | Internal | Winter | B20 | 935 | 150 | 0 | 82.8 | 86.5 | 9 | 0
2035 | TVA_Transmission_2_SOCO | TVA_Transmission | SOCO | Internal | Shoulder | B11 | 25 | 3200 | 323.4 | 96.48 | 105.48 | 9 | 0
2035 | TVA_Transmission_2_SOCO | TVA_Transmission | SOCO | Internal | Shoulder | B12 | 200 | 3200 | 0 | 91.84 | 93.21 | 9 | 0
2035 | TVA_Transmission_2_SOCO | TVA_Transmission | SOCO | Internal | Shoulder | B13 | 600 | 3200 | 0 | 90.3 | 93.21 | 9 | 0
2035 | TVA_Transmission_2_SOCO | TVA_Transmission | SOCO | Internal | Shoulder | B14 | 900 | 3200 | 0 | 85.72 | 91.79 | 9 | 0
2035 | TVA_Transmission_2_SOCO | TVA_Transmission | SOCO | Internal | Shoulder | B15 | 1203 | 3200 | 0 | 80.01 | 80.68 | 9 | 0
2035 | TVA_Transmission_2_SOCO | TVA_Transmission | SOCO | Internal | Summer | B1 | 10 | 3200 | 0 | 199.29 | 206.04 | 9 | 0
2035 | TVA_Transmission_2_SOCO | TVA_Transmission | SOCO | Internal | Summer | B2 | 25 | 3200 | 0 | 256.96 | 263.71 | 9 | 0
2035 | TVA_Transmission_2_SOCO | TVA_Transmission | SOCO | Internal | Summer | B3 | 75 | 3200 | 412.69 | 185.68 | 194.68 | 9 | 0
2035 | TVA_Transmission_2_SOCO | TVA_Transmission | SOCO | Internal | Summer | B4 | 100 | 3200 | 0 | 152.94 | 160.94 | 9 | 0
2035 | TVA_Transmission_2_SOCO | TVA_Transmission | SOCO | Internal | Summer | B5 | 200 | 3200 | 0 | 146.77 | 154.58 | 9 | 0
2035 | TVA_Transmission_2_SOCO | TVA_Transmission | SOCO | Internal | Summer | B6 | 300 | 3200 | 0 | 109.82 | 108.18 | 9 | 0
2035 | TVA_Transmission_2_SOCO | TVA_Transmission | SOCO | Internal | Summer | B7 | 400 | 3200 | 0 | 97.25 | 95.12 | 9 | 0
2035 | TVA_Transmission_2_SOCO | TVA_Transmission | SOCO | Internal | Summer | B8 | 500 | 3200 | 0 | 92.71 | 91.65 | 9 | 0
2035 | TVA_Transmission_2_SOCO | TVA_Transmission | SOCO | Internal | Summer | B9 | 800 | 3200 | 0 | 90.93 | 91.65 | 9 | 0
2035 | TVA_Transmission_2_SOCO | TVA_Transmission | SOCO | Internal | Summer | B10 | 1262 | 3200 | 0 | 80.58 | 79.35 | 9 | 0
2035 | TVA_Transmission_2_SOCO | TVA_Transmission | SOCO | Internal | Winter | B16 | 25 | 3200 | 0 | 99.89 | 105.74 | 9 | 0
2035 | TVA_Transmission_2_SOCO | TVA_Transmission | SOCO | Internal | Winter | B17 | 100 | 3200 | 0 | 95.69 | 96.69 | 9 | 0
2035 | TVA_Transmission_2_SOCO | TVA_Transmission | SOCO | Internal | Winter | B18 | 400 | 3200 | 0 | 94.07 | 96.15 | 9 | 0
2035 | TVA_Transmission_2_SOCO | TVA_Transmission | SOCO | Internal | Winter | B19 | 700 | 3200 | 0 | 88.74 | 95.59 | 9 | 0
2035 | TVA_Transmission_2_SOCO | TVA_Transmission | SOCO | Internal | Winter | B20 | 935 | 3200 | 0 | 82.79 | 83.64 | 9 | 0
2035 | TVA_Transmission_2_TVA | TVA_Transmission | TVA | Internal | Shoulder | B11 | 25 | 99999 | 1541.17 | 96.48 | 96.49 | 0.01 | 0
2035 | TVA_Transmission_2_TVA | TVA_Transmission | TVA | Internal | Shoulder | B12 | 200 | 99999 | 3144.87 | 91.84 | 91.85 | 0.01 | 0
2035 | TVA_Transmission_2_TVA | TVA_Transmission | TVA | Internal | Shoulder | B13 | 600 | 99999 | 1779.96 | 90.3 | 90.31 | 0.01 | 0
2035 | TVA_Transmission_2_TVA | TVA_Transmission | TVA | Internal | Shoulder | B14 | 900 | 99999 | 3819.04 | 85.72 | 85.73 | 0.01 | 0
2035 | TVA_Transmission_2_TVA | TVA_Transmission | TVA | Internal | Shoulder | B15 | 1203 | 99999 | 4000 | 80.01 | 80.02 | 0.01 | 0
2035 | TVA_Transmission_2_TVA | TVA_Transmission | TVA | Internal | Summer | B1 | 10 | 99999 | 5706.73 | 199.29 | 199.31 | 0.01 | 0
2035 | TVA_Transmission_2_TVA | TVA_Transmission | TVA | Internal | Summer | B2 | 25 | 99999 | 4991.28 | 256.96 | 256.97 | 0.01 | 0
2035 | TVA_Transmission_2_TVA | TVA_Transmission | TVA | Internal | Summer | B3 | 75 | 99999 | 3587.31 | 185.68 | 185.69 | 0.01 | 0
2035 | TVA_Transmission_2_TVA | TVA_Transmission | TVA | Internal | Summer | B4 | 100 | 99999 | 2938.59 | 152.94 | 152.95 | 0.01 | 0
2035 | TVA_Transmission_2_TVA | TVA_Transmission | TVA | Internal | Summer | B5 | 200 | 99999 | 1451.53 | 146.77 | 146.78 | 0.01 | 0
2035 | TVA_Transmission_2_TVA | TVA_Transmission | TVA | Internal | Summer | B6 | 300 | 99999 | 694.99 | 109.82 | 109.83 | 0.01 | 0
2035 | TVA_Transmission_2_TVA | TVA_Transmission | TVA | Internal | Summer | B7 | 400 | 99999 | 0 | 97.25 | 94.93 | 0.01 | 0
2035 | TVA_Transmission_2_TVA | TVA_Transmission | TVA | Internal | Summer | B8 | 500 | 99999 | 1230.35 | 92.71 | 92.72 | 0.01 | 0
2035 | TVA_Transmission_2_TVA | TVA_Transmission | TVA | Internal | Summer | B9 | 800 | 99999 | 3260.96 | 90.93 | 90.94 | 0.01 | 0
2035 | TVA_Transmission_2_TVA | TVA_Transmission | TVA | Internal | Summer | B10 | 1262 | 99999 | 1430.41 | 80.58 | 80.59 | 0.01 | 0
2035 | TVA_Transmission_2_TVA | TVA_Transmission | TVA | Internal | Winter | B16 | 25 | 99999 | 4000 | 99.89 | 99.9 | 0.01 | 0
2035 | TVA_Transmission_2_TVA | TVA_Transmission | TVA | Internal | Winter | B17 | 100 | 99999 | 3207.58 | 95.69 | 95.7 | 0.01 | 0
2035 | TVA_Transmission_2_TVA | TVA_Transmission | TVA | Internal | Winter | B18 | 400 | 99999 | 1899.25 | 94.07 | 94.08 | 0.01 | 0
2035 | TVA_Transmission_2_TVA | TVA_Transmission | TVA | Internal | Winter | B19 | 700 | 99999 | 2751.39 | 88.74 | 88.75 | 0.01 | 0
2035 | TVA_Transmission_2_TVA | TVA_Transmission | TVA | Internal | Winter | B20 | 935 | 99999 | 4000 | 82.79 | 82.8 | 0.01 | 0
2035 | TVA_Transmission_2_VACAR | TVA_Transmission | VACAR | Internal | Shoulder | B11 | 25 | 900 | 820.51 | 96.48 | 105.48 | 9 | 0
2035 | TVA_Transmission_2_VACAR | TVA_Transmission | VACAR | Internal | Shoulder | B12 | 200 | 900 | 0 | 91.84 | 97.22 | 9 | 0
2035 | TVA_Transmission_2_VACAR | TVA_Transmission | VACAR | Internal | Shoulder | B13 | 600 | 900 | 0 | 90.3 | 93.95 | 9 | 0
2035 | TVA_Transmission_2_VACAR | TVA_Transmission | VACAR | Internal | Shoulder | B14 | 900 | 900 | 0 | 85.72 | 89.4 | 9 | 0
2035 | TVA_Transmission_2_VACAR | TVA_Transmission | VACAR | Internal | Shoulder | B15 | 1203 | 900 | 0 | 80.01 | 82.5 | 9 | 0
2035 | TVA_Transmission_2_VACAR | TVA_Transmission | VACAR | Internal | Summer | B1 | 10 | 900 | 0 | 199.29 | 205 | 9 | 0
2035 | TVA_Transmission_2_VACAR | TVA_Transmission | VACAR | Internal | Summer | B2 | 25 | 900 | 0 | 256.96 | 257.75 | 9 | 0
2035 | TVA_Transmission_2_VACAR | TVA_Transmission | VACAR | Internal | Summer | B3 | 75 | 900 | 0 | 185.68 | 187.66 | 9 | 0
2035 | TVA_Transmission_2_VACAR | TVA_Transmission | VACAR | Internal | Summer | B4 | 100 | 900 | 0 | 152.94 | 153.93 | 9 | 0
2035 | TVA_Transmission_2_VACAR | TVA_Transmission | VACAR | Internal | Summer | B5 | 200 | 900 | 0 | 146.77 | 147.57 | 9 | 0
2035 | TVA_Transmission_2_VACAR | TVA_Transmission | VACAR | Internal | Summer | B6 | 300 | 900 | 0 | 109.82 | 110.55 | 9 | 0
2035 | TVA_Transmission_2_VACAR | TVA_Transmission | VACAR | Internal | Summer | B7 | 400 | 900 | 0 | 97.25 | 101.06 | 9 | 0
2035 | TVA_Transmission_2_VACAR | TVA_Transmission | VACAR | Internal | Summer | B8 | 500 | 900 | 0 | 92.71 | 92.85 | 9 | 0
2035 | TVA_Transmission_2_VACAR | TVA_Transmission | VACAR | Internal | Summer | B9 | 800 | 900 | 0 | 90.93 | 84.65 | 9 | 0
2035 | TVA_Transmission_2_VACAR | TVA_Transmission | VACAR | Internal | Summer | B10 | 1262 | 900 | 0 | 80.58 | 80.38 | 9 | 0
2035 | TVA_Transmission_2_VACAR | TVA_Transmission | VACAR | Internal | Winter | B16 | 25 | 900 | 0 | 99.89 | 105.4 | 9 | 0
2035 | TVA_Transmission_2_VACAR | TVA_Transmission | VACAR | Internal | Winter | B17 | 100 | 900 | 0 | 95.69 | 101.02 | 9 | 0
2035 | TVA_Transmission_2_VACAR | TVA_Transmission | VACAR | Internal | Winter | B18 | 400 | 900 | 0 | 94.07 | 97.87 | 9 | 0
2035 | TVA_Transmission_2_VACAR | TVA_Transmission | VACAR | Internal | Winter | B19 | 700 | 900 | 0 | 88.74 | 88.61 | 9 | 0
2035 | TVA_Transmission_2_VACAR | TVA_Transmission | VACAR | Internal | Winter | B20 | 935 | 900 | 0 | 82.79 | 86.5 | 9 | 0
2035 | VACAR_2_SOCO | VACAR | SOCO | Internal | Shoulder | B11 | 25 | 3000 | 0 | 105.48 | 105.48 | 7 | 0
2035 | VACAR_2_SOCO | VACAR | SOCO | Internal | Shoulder | B12 | 200 | 3000 | 0 | 97.22 | 93.21 | 7 | 0
2035 | VACAR_2_SOCO | VACAR | SOCO | Internal | Shoulder | B13 | 600 | 3000 | 0 | 93.95 | 93.21 | 7 | 0
2035 | VACAR_2_SOCO | VACAR | SOCO | Internal | Shoulder | B14 | 900 | 3000 | 0 | 89.4 | 91.79 | 7 | 0
2035 | VACAR_2_SOCO | VACAR | SOCO | Internal | Shoulder | B15 | 1203 | 3000 | 0 | 82.5 | 80.68 | 7 | 0
2035 | VACAR_2_SOCO | VACAR | SOCO | Internal | Summer | B1 | 10 | 3000 | 0 | 205 | 206.04 | 7 | 0
2035 | VACAR_2_SOCO | VACAR | SOCO | Internal | Summer | B2 | 25 | 3000 | 0 | 257.75 | 263.71 | 7 | 0
2035 | VACAR_2_SOCO | VACAR | SOCO | Internal | Summer | B3 | 75 | 3000 | 5864.56 | 187.66 | 194.68 | 7 | 0.01
2035 | VACAR_2_SOCO | VACAR | SOCO | Internal | Summer | B4 | 100 | 3000 | 6293.07 | 153.93 | 160.94 | 7 | 0.01
2035 | VACAR_2_SOCO | VACAR | SOCO | Internal | Summer | B5 | 200 | 3000 | 3430.97 | 147.57 | 154.58 | 7 | 0.01
2035 | VACAR_2_SOCO | VACAR | SOCO | Internal | Summer | B6 | 300 | 3000 | 0 | 110.55 | 108.18 | 7 | 0
2035 | VACAR_2_SOCO | VACAR | SOCO | Internal | Summer | B7 | 400 | 3000 | 0 | 101.06 | 95.12 | 7 | 0
2035 | VACAR_2_SOCO | VACAR | SOCO | Internal | Summer | B8 | 500 | 3000 | 0 | 92.85 | 91.65 | 7 | 0
2035 | VACAR_2_SOCO | VACAR | SOCO | Internal | Summer | B9 | 800 | 3000 | 1710.29 | 84.65 | 91.65 | 7 | 0
2035 | VACAR_2_SOCO | VACAR | SOCO | Internal | Summer | B10 | 1262 | 3000 | 0 | 80.38 | 79.35 | 7 | 0
2035 | VACAR_2_SOCO | VACAR | SOCO | Internal | Winter | B16 | 25 | 3000 | 0 | 105.4 | 105.74 | 7 | 0
2035 | VACAR_2_SOCO | VACAR | SOCO | Internal | Winter | B17 | 100 | 3000 | 0 | 101.02 | 96.69 | 7 | 0
2035 | VACAR_2_SOCO | VACAR | SOCO | Internal | Winter | B18 | 400 | 3000 | 0 | 97.87 | 96.15 | 7 | 0
2035 | VACAR_2_SOCO | VACAR | SOCO | Internal | Winter | B19 | 700 | 3000 | 0 | 88.61 | 95.59 | 7 | 0
2035 | VACAR_2_SOCO | VACAR | SOCO | Internal | Winter | B20 | 935 | 3000 | 0 | 86.5 | 83.64 | 7 | 0
2040 | ENT_2_SOCO | ENT | SOCO | Internal | Shoulder | B11 | 25 | 2000 | 531.25 | 99.05 | 107.05 | 8 | 0
2040 | ENT_2_SOCO | ENT | SOCO | Internal | Shoulder | B12 | 200 | 2000 | 0 | 95 | 97.46 | 8 | 0
2040 | ENT_2_SOCO | ENT | SOCO | Internal | Shoulder | B13 | 600 | 2000 | 0 | 95 | 86.23 | 8 | 0
2040 | ENT_2_SOCO | ENT | SOCO | Internal | Shoulder | B14 | 900 | 2000 | 0 | 81.74 | 86.23 | 8 | 0
2040 | ENT_2_SOCO | ENT | SOCO | Internal | Shoulder | B15 | 1203 | 2000 | 957.49 | 76.3 | 84.3 | 8 | 0
2040 | ENT_2_SOCO | ENT | SOCO | Internal | Summer | B1 | 10 | 2000 | 2000 | 201.35 | 223.45 | 8 | 14.09
2040 | ENT_2_SOCO | ENT | SOCO | Internal | Summer | B2 | 25 | 2000 | 2000 | 319.65 | 341.74 | 8 | 14.09
2040 | ENT_2_SOCO | ENT | SOCO | Internal | Summer | B3 | 75 | 2000 | 2000 | 180.95 | 197.44 | 8 | 8.48
2040 | ENT_2_SOCO | ENT | SOCO | Internal | Summer | B4 | 100 | 2000 | 1906.86 | 156.42 | 164.42 | 8 | 0
2040 | ENT_2_SOCO | ENT | SOCO | Internal | Summer | B5 | 200 | 2000 | 468.16 | 146.27 | 154.27 | 8 | 0
2040 | ENT_2_SOCO | ENT | SOCO | Internal | Summer | B6 | 300 | 2000 | 0 | 104.86 | 109.2 | 8 | 0
2040 | ENT_2_SOCO | ENT | SOCO | Internal | Summer | B7 | 400 | 2000 | 0 | 97.98 | 99.74 | 8 | 0
2040 | ENT_2_SOCO | ENT | SOCO | Internal | Summer | B8 | 500 | 2000 | 0 | 96.31 | 95.83 | 8 | 0
2040 | ENT_2_SOCO | ENT | SOCO | Internal | Summer | B9 | 800 | 2000 | 0 | 93.06 | 87.33 | 8 | 0
2040 | ENT_2_SOCO | ENT | SOCO | Internal | Summer | B10 | 1262 | 2000 | 0 | 80.55 | 82.92 | 8 | 0
2040 | ENT_2_SOCO | ENT | SOCO | Internal | Winter | B16 | 25 | 2000 | 1811.26 | 99.17 | 107.17 | 8 | 0
2040 | ENT_2_SOCO | ENT | SOCO | Internal | Winter | B17 | 100 | 2000 | 0 | 95.05 | 101.28 | 8 | 0
2040 | ENT_2_SOCO | ENT | SOCO | Internal | Winter | B18 | 400 | 2000 | 0 | 95.05 | 87.55 | 8 | 0
2040 | ENT_2_SOCO | ENT | SOCO | Internal | Winter | B19 | 700 | 2000 | 0 | 89.86 | 87.55 | 8 | 0
2040 | ENT_2_SOCO | ENT | SOCO | Internal | Winter | B20 | 935 | 2000 | 28.7 | 79.55 | 87.55 | 8 | 0
2040 | ENT_2_TVA_Transmission | ENT | TVA_Transmission | Internal | Shoulder | B11 | 25 | 2100 | 0 | 99.05 | 99.05 | 8 | 0
2040 | ENT_2_TVA_Transmission | ENT | TVA_Transmission | Internal | Shoulder | B12 | 200 | 2100 | 0 | 95 | 91.11 | 8 | 0
2040 | ENT_2_TVA_Transmission | ENT | TVA_Transmission | Internal | Shoulder | B13 | 600 | 2100 | 0 | 95 | 89.24 | 8 | 0
2040 | ENT_2_TVA_Transmission | ENT | TVA_Transmission | Internal | Shoulder | B14 | 900 | 2100 | 0 | 81.74 | 83.71 | 8 | 0
2040 | ENT_2_TVA_Transmission | ENT | TVA_Transmission | Internal | Shoulder | B15 | 1203 | 2100 | 0 | 76.3 | 83.37 | 8 | 0
2040 | ENT_2_TVA_Transmission | ENT | TVA_Transmission | Internal | Summer | B1 | 10 | 2100 | 2100 | 201.35 | 214.44 | 8 | 5.08
2040 | ENT_2_TVA_Transmission | ENT | TVA_Transmission | Internal | Summer | B2 | 25 | 2100 | 2100 | 319.65 | 332.73 | 8 | 5.08
2040 | ENT_2_TVA_Transmission | ENT | TVA_Transmission | Internal | Summer | B3 | 75 | 2100 | 0 | 180.95 | 188.43 | 8 | 0
2040 | ENT_2_TVA_Transmission | ENT | TVA_Transmission | Internal | Summer | B4 | 100 | 2100 | 0 | 156.42 | 155.42 | 8 | 0
2040 | ENT_2_TVA_Transmission | ENT | TVA_Transmission | Internal | Summer | B5 | 200 | 2100 | 0 | 146.27 | 146.27 | 8 | 0
2040 | ENT_2_TVA_Transmission | ENT | TVA_Transmission | Internal | Summer | B6 | 300 | 2100 | 0 | 104.86 | 111.82 | 8 | 0
2040 | ENT_2_TVA_Transmission | ENT | TVA_Transmission | Internal | Summer | B7 | 400 | 2100 | 0 | 97.98 | 97.65 | 8 | 0
2040 | ENT_2_TVA_Transmission | ENT | TVA_Transmission | Internal | Summer | B8 | 500 | 2100 | 0 | 96.31 | 94.81 | 8 | 0
2040 | ENT_2_TVA_Transmission | ENT | TVA_Transmission | Internal | Summer | B9 | 800 | 2100 | 0 | 93.06 | 87.12 | 8 | 0
2040 | ENT_2_TVA_Transmission | ENT | TVA_Transmission | Internal | Summer | B10 | 1262 | 2100 | 0 | 80.55 | 82.05 | 8 | 0
2040 | ENT_2_TVA_Transmission | ENT | TVA_Transmission | Internal | Winter | B16 | 25 | 2100 | 0 | 99.17 | 99.88 | 8 | 0
2040 | ENT_2_TVA_Transmission | ENT | TVA_Transmission | Internal | Winter | B17 | 100 | 2100 | 0 | 95.05 | 95.05 | 8 | 0
2040 | ENT_2_TVA_Transmission | ENT | TVA_Transmission | Internal | Winter | B18 | 400 | 2100 | 0 | 95.05 | 91.49 | 8 | 0
2040 | ENT_2_TVA_Transmission | ENT | TVA_Transmission | Internal | Winter | B19 | 700 | 2100 | 0 | 89.86 | 89.86 | 8 | 0
2040 | ENT_2_TVA_Transmission | ENT | TVA_Transmission | Internal | Winter | B20 | 935 | 2100 | 0 | 79.55 | 86.36 | 8 | 0
2040 | FRCC_2_SOCO | FRCC | SOCO | Internal | Shoulder | B11 | 25 | 900 | 0 | 117.05 | 107.05 | 8 | 0
2040 | FRCC_2_SOCO | FRCC | SOCO | Internal | Shoulder | B12 | 200 | 900 | 0 | 102.45 | 97.46 | 8 | 0
2040 | FRCC_2_SOCO | FRCC | SOCO | Internal | Shoulder | B13 | 600 | 900 | 0 | 88.54 | 86.23 | 8 | 0
2040 | FRCC_2_SOCO | FRCC | SOCO | Internal | Shoulder | B14 | 900 | 900 | 0 | 88.54 | 86.23 | 8 | 0
2040 | FRCC_2_SOCO | FRCC | SOCO | Internal | Shoulder | B15 | 1203 | 900 | 0 | 88.54 | 84.3 | 8 | 0
2040 | FRCC_2_SOCO | FRCC | SOCO | Internal | Summer | B1 | 10 | 900 | 0 | 233.56 | 223.45 | 8 | 0
2040 | FRCC_2_SOCO | FRCC | SOCO | Internal | Summer | B2 | 25 | 900 | 0 | 351.86 | 341.74 | 8 | 0
2040 | FRCC_2_SOCO | FRCC | SOCO | Internal | Summer | B3 | 75 | 900 | 0 | 207.44 | 197.44 | 8 | 0
2040 | FRCC_2_SOCO | FRCC | SOCO | Internal | Summer | B4 | 100 | 900 | 0 | 174.42 | 164.42 | 8 | 0
2040 | FRCC_2_SOCO | FRCC | SOCO | Internal | Summer | B5 | 200 | 900 | 0 | 164.27 | 154.27 | 8 | 0
2040 | FRCC_2_SOCO | FRCC | SOCO | Internal | Summer | B6 | 300 | 900 | 473.73 | 101.2 | 109.2 | 8 | 0
2040 | FRCC_2_SOCO | FRCC | SOCO | Internal | Summer | B7 | 400 | 900 | 0 | 101.2 | 99.74 | 8 | 0
2040 | FRCC_2_SOCO | FRCC | SOCO | Internal | Summer | B8 | 500 | 900 | 0 | 101.2 | 95.83 | 8 | 0
2040 | FRCC_2_SOCO | FRCC | SOCO | Internal | Summer | B9 | 800 | 900 | 0 | 87.48 | 87.33 | 8 | 0
2040 | FRCC_2_SOCO | FRCC | SOCO | Internal | Summer | B10 | 1262 | 900 | 0 | 77.26 | 82.92 | 8 | 0
2040 | FRCC_2_SOCO | FRCC | SOCO | Internal | Winter | B16 | 25 | 900 | 0 | 116.38 | 107.17 | 8 | 0
2040 | FRCC_2_SOCO | FRCC | SOCO | Internal | Winter | B17 | 100 | 900 | 0 | 105.61 | 101.28 | 8 | 0
2040 | FRCC_2_SOCO | FRCC | SOCO | Internal | Winter | B18 | 400 | 900 | 0 | 91.23 | 87.55 | 8 | 0
2040 | FRCC_2_SOCO | FRCC | SOCO | Internal | Winter | B19 | 700 | 900 | 0 | 91.23 | 87.55 | 8 | 0
2040 | FRCC_2_SOCO | FRCC | SOCO | Internal | Winter | B20 | 935 | 900 | 0 | 85.56 | 87.55 | 8 | 0
2040 | HQ_NEISO_2_NEISO | HQ_NEISO | NEISO | Internal | Shoulder | B11 | 25 | 99999 | 3565.84 | 71.4 | 71.41 | 0.01 | 0
2040 | HQ_NEISO_2_NEISO | HQ_NEISO | NEISO | Internal | Shoulder | B12 | 200 | 99999 | 3559.37 | 71.4 | 71.41 | 0.01 | 0
2040 | HQ_NEISO_2_NEISO | HQ_NEISO | NEISO | Internal | Shoulder | B13 | 600 | 99999 | 3533.87 | 71.4 | 71.41 | 0.01 | 0
2040 | HQ_NEISO_2_NEISO | HQ_NEISO | NEISO | Internal | Shoulder | B14 | 900 | 99999 | 3489.27 | 71.4 | 71.41 | 0.01 | 0
2040 | HQ_NEISO_2_NEISO | HQ_NEISO | NEISO | Internal | Shoulder | B15 | 1203 | 99999 | 1589.67 | 71.4 | 71.41 | 0.01 | 0
2040 | HQ_NEISO_2_NEISO | HQ_NEISO | NEISO | Internal | Summer | B1 | 10 | 99999 | 3927.15 | 226.73 | 226.75 | 0.01 | 0
2040 | HQ_NEISO_2_NEISO | HQ_NEISO | NEISO | Internal | Summer | B2 | 25 | 99999 | 3884.34 | 343.3 | 343.32 | 0.01 | 0
2040 | HQ_NEISO_2_NEISO | HQ_NEISO | NEISO | Internal | Summer | B3 | 75 | 99999 | 3799.02 | 156.36 | 156.37 | 0.01 | 0
2040 | HQ_NEISO_2_NEISO | HQ_NEISO | NEISO | Internal | Summer | B4 | 100 | 99999 | 3725.68 | 119.03 | 119.04 | 0.01 | 0
2040 | HQ_NEISO_2_NEISO | HQ_NEISO | NEISO | Internal | Summer | B5 | 200 | 99999 | 3685.79 | 109.91 | 109.93 | 0.01 | 0
2040 | HQ_NEISO_2_NEISO | HQ_NEISO | NEISO | Internal | Summer | B6 | 300 | 99999 | 3640.7 | 80.16 | 80.17 | 0.01 | 0
2040 | HQ_NEISO_2_NEISO | HQ_NEISO | NEISO | Internal | Summer | B7 | 400 | 99999 | 3589.14 | 76.22 | 76.24 | 0.01 | 0
2040 | HQ_NEISO_2_NEISO | HQ_NEISO | NEISO | Internal | Summer | B8 | 500 | 99999 | 3548.61 | 76.22 | 76.24 | 0.01 | 0
2040 | HQ_NEISO_2_NEISO | HQ_NEISO | NEISO | Internal | Summer | B9 | 800 | 99999 | 3498.96 | 76.22 | 76.24 | 0.01 | 0
2040 | HQ_NEISO_2_NEISO | HQ_NEISO | NEISO | Internal | Summer | B10 | 1262 | 99999 | 1257.02 | 76.22 | 76.24 | 0.01 | 0
2040 | HQ_NEISO_2_NEISO | HQ_NEISO | NEISO | Internal | Winter | B16 | 25 | 99999 | 3655.62 | 79.52 | 79.53 | 0.01 | 0
2040 | HQ_NEISO_2_NEISO | HQ_NEISO | NEISO | Internal | Winter | B17 | 100 | 99999 | 3619.59 | 79.52 | 79.53 | 0.01 | 0
2040 | HQ_NEISO_2_NEISO | HQ_NEISO | NEISO | Internal | Winter | B18 | 400 | 99999 | 3592.01 | 79.52 | 79.53 | 0.01 | 0
2040 | HQ_NEISO_2_NEISO | HQ_NEISO | NEISO | Internal | Winter | B19 | 700 | 99999 | 3540.64 | 79.52 | 79.53 | 0.01 | 0
2040 | HQ_NEISO_2_NEISO | HQ_NEISO | NEISO | Internal | Winter | B20 | 935 | 99999 | 1732.07 | 79.52 | 79.53 | 0.01 | 0
2040 | HQ_NY_2_NYISO_A-F | HQ_NY | NYISO_A-F | Internal | Shoulder | B11 | 25 | 99999 | 2522.12 | 74.39 | 74.4 | 0.01 | 0
2040 | HQ_NY_2_NYISO_A-F | HQ_NY | NYISO_A-F | Internal | Shoulder | B12 | 200 | 99999 | 2551.87 | 74.4 | 74.41 | 0.01 | 0
2040 | HQ_NY_2_NYISO_A-F | HQ_NY | NYISO_A-F | Internal | Shoulder | B13 | 600 | 99999 | 2496.57 | 74.39 | 74.4 | 0.01 | 0
2040 | HQ_NY_2_NYISO_A-F | HQ_NY | NYISO_A-F | Internal | Shoulder | B14 | 900 | 99999 | 2405.26 | 74.39 | 74.4 | 0.01 | 0
2040 | HQ_NY_2_NYISO_A-F | HQ_NY | NYISO_A-F | Internal | Shoulder | B15 | 1203 | 99999 | 1359.52 | 74.39 | 74.4 | 0.01 | 0
2040 | HQ_NY_2_NYISO_A-F | HQ_NY | NYISO_A-F | Internal | Summer | B1 | 10 | 99999 | 3099.84 | 182.8 | 182.81 | 0.01 | 0
2040 | HQ_NY_2_NYISO_A-F | HQ_NY | NYISO_A-F | Internal | Summer | B2 | 25 | 99999 | 3021.41 | 299.37 | 299.38 | 0.01 | 0
2040 | HQ_NY_2_NYISO_A-F | HQ_NY | NYISO_A-F | Internal | Summer | B3 | 75 | 99999 | 2903.81 | 133.95 | 133.96 | 0.01 | 0
2040 | HQ_NY_2_NYISO_A-F | HQ_NY | NYISO_A-F | Internal | Summer | B4 | 100 | 99999 | 2777.55 | 108.41 | 108.42 | 0.01 | 0
2040 | HQ_NY_2_NYISO_A-F | HQ_NY | NYISO_A-F | Internal | Summer | B5 | 200 | 99999 | 2701.3 | 107.98 | 107.99 | 0.01 | 0
2040 | HQ_NY_2_NYISO_A-F | HQ_NY | NYISO_A-F | Internal | Summer | B6 | 300 | 99999 | 2625.08 | 83.16 | 83.17 | 0.01 | 0
2040 | HQ_NY_2_NYISO_A-F | HQ_NY | NYISO_A-F | Internal | Summer | B7 | 400 | 99999 | 2537.64 | 79.22 | 79.24 | 0.01 | 0
2040 | HQ_NY_2_NYISO_A-F | HQ_NY | NYISO_A-F | Internal | Summer | B8 | 500 | 99999 | 2478.43 | 79.2 | 79.21 | 0.01 | 0
2040 | HQ_NY_2_NYISO_A-F | HQ_NY | NYISO_A-F | Internal | Summer | B9 | 800 | 99999 | 2398.18 | 79.2 | 79.21 | 0.01 | 0
2040 | HQ_NY_2_NYISO_A-F | HQ_NY | NYISO_A-F | Internal | Summer | B10 | 1262 | 99999 | 1211.18 | 79.2 | 79.21 | 0.01 | 0
2040 | HQ_NY_2_NYISO_A-F | HQ_NY | NYISO_A-F | Internal | Winter | B16 | 25 | 99999 | 2729.24 | 75.71 | 75.72 | 0.01 | 0
2040 | HQ_NY_2_NYISO_A-F | HQ_NY | NYISO_A-F | Internal | Winter | B17 | 100 | 99999 | 2680.72 | 75.71 | 75.72 | 0.01 | 0
2040 | HQ_NY_2_NYISO_A-F | HQ_NY | NYISO_A-F | Internal | Winter | B18 | 400 | 99999 | 2624.95 | 75.71 | 75.72 | 0.01 | 0
2040 | HQ_NY_2_NYISO_A-F | HQ_NY | NYISO_A-F | Internal | Winter | B19 | 700 | 99999 | 2527.83 | 75.71 | 75.72 | 0.01 | 0
2040 | HQ_NY_2_NYISO_A-F | HQ_NY | NYISO_A-F | Internal | Winter | B20 | 935 | 99999 | 1517.53 | 75.71 | 75.72 | 0.01 | 0
2040 | HQ_IESO_2_IESO | HQ_IESO | IESO | Internal | Shoulder | B11 | 25 | 99999 | 1672.36 | 54.88 | 54.89 | 0.01 | 0
2040 | HQ_IESO_2_IESO | HQ_IESO | IESO | Internal | Shoulder | B12 | 200 | 99999 | 1706.59 | 54.88 | 54.89 | 0.01 | 0
2040 | HQ_IESO_2_IESO | HQ_IESO | IESO | Internal | Shoulder | B13 | 600 | 99999 | 1665.67 | 54.88 | 54.89 | 0.01 | 0
2040 | HQ_IESO_2_IESO | HQ_IESO | IESO | Internal | Shoulder | B14 | 900 | 99999 | 1590.89 | 54.88 | 54.89 | 0.01 | 0
2040 | HQ_IESO_2_IESO | HQ_IESO | IESO | Internal | Shoulder | B15 | 1203 | 99999 | 1079.91 | 54.88 | 54.89 | 0.01 | 0
2040 | HQ_IESO_2_IESO | HQ_IESO | IESO | Internal | Summer | B1 | 10 | 99999 | 2063.3 | 171.76 | 171.77 | 0.01 | 0
2040 | HQ_IESO_2_IESO | HQ_IESO | IESO | Internal | Summer | B2 | 25 | 99999 | 1991.41 | 271.62 | 271.63 | 0.01 | 0
2040 | HQ_IESO_2_IESO | HQ_IESO | IESO | Internal | Summer | B3 | 75 | 99999 | 1888.59 | 126.95 | 126.96 | 0.01 | 0
2040 | HQ_IESO_2_IESO | HQ_IESO | IESO | Internal | Summer | B4 | 100 | 99999 | 1822.47 | 101.41 | 101.42 | 0.01 | 0
2040 | HQ_IESO_2_IESO | HQ_IESO | IESO | Internal | Summer | B5 | 200 | 99999 | 1772.73 | 92.27 | 92.28 | 0.01 | 0
2040 | HQ_IESO_2_IESO | HQ_IESO | IESO | Internal | Summer | B6 | 300 | 99999 | 1732.07 | 57.91 | 57.92 | 0.01 | 0
2040 | HQ_IESO_2_IESO | HQ_IESO | IESO | Internal | Summer | B7 | 400 | 99999 | 1680.89 | 46.43 | 46.44 | 0.01 | 0
2040 | HQ_IESO_2_IESO | HQ_IESO | IESO | Internal | Summer | B8 | 500 | 99999 | 1624.77 | 46.43 | 46.44 | 0.01 | 0
2040 | HQ_IESO_2_IESO | HQ_IESO | IESO | Internal | Summer | B9 | 800 | 99999 | 1563.67 | 46.43 | 46.44 | 0.01 | 0
2040 | HQ_IESO_2_IESO | HQ_IESO | IESO | Internal | Summer | B10 | 1262 | 99999 | 1016.78 | 46.43 | 46.44 | 0.01 | 0
2040 | HQ_IESO_2_IESO | HQ_IESO | IESO | Internal | Winter | B16 | 25 | 99999 | 1868.57 | 68.71 | 68.72 | 0.01 | 0
2040 | HQ_IESO_2_IESO | HQ_IESO | IESO | Internal | Winter | B17 | 100 | 99999 | 1828.31 | 68.71 | 68.72 | 0.01 | 0
2040 | HQ_IESO_2_IESO | HQ_IESO | IESO | Internal | Winter | B18 | 400 | 99999 | 1781.95 | 68.71 | 68.72 | 0.01 | 0
2040 | HQ_IESO_2_IESO | HQ_IESO | IESO | Internal | Winter | B19 | 700 | 99999 | 1699.29 | 68.71 | 68.72 | 0.01 | 0
2040 | HQ_IESO_2_IESO | HQ_IESO | IESO | Internal | Winter | B20 | 935 | 99999 | 1185 | 68.71 | 68.72 | 0.01 | 0
2040 | IESO_2_MAPP_CA | IESO | MAPP_CA | Internal | Shoulder | B11 | 25 | 262 | 0 | 54.89 | 49.36 | 7 | 0
2040 | IESO_2_MAPP_CA | IESO | MAPP_CA | Internal | Shoulder | B12 | 200 | 262 | 0 | 54.89 | 49.36 | 7 | 0
2040 | IESO_2_MAPP_CA | IESO | MAPP_CA | Internal | Shoulder | B13 | 600 | 262 | 0 | 54.89 | 49.36 | 7 | 0
2040 | IESO_2_MAPP_CA | IESO | MAPP_CA | Internal | Shoulder | B14 | 900 | 262 | 0 | 54.89 | 49.36 | 7 | 0
2040 | IESO_2_MAPP_CA | IESO | MAPP_CA | Internal | Shoulder | B15 | 1203 | 262 | 0 | 54.89 | 49.36 | 7 | 0
2040 | IESO_2_MAPP_CA | IESO | MAPP_CA | Internal | Summer | B1 | 10 | 262 | 0 | 171.77 | 163.77 | 7 | 0
2040 | IESO_2_MAPP_CA | IESO | MAPP_CA | Internal | Summer | B2 | 25 | 262 | 0 | 271.63 | 263.63 | 7 | 0
2040 | IESO_2_MAPP_CA | IESO | MAPP_CA | Internal | Summer | B3 | 75 | 262 | 0 | 126.96 | 118.96 | 7 | 0
2040 | IESO_2_MAPP_CA | IESO | MAPP_CA | Internal | Summer | B4 | 100 | 262 | 0 | 101.42 | 95.72 | 7 | 0
2040 | IESO_2_MAPP_CA | IESO | MAPP_CA | Internal | Summer | B5 | 200 | 262 | 0 | 92.28 | 86.59 | 7 | 0
2040 | IESO_2_MAPP_CA | IESO | MAPP_CA | Internal | Summer | B6 | 300 | 262 | 19.03 | 57.92 | 64.92 | 7 | 0
2040 | IESO_2_MAPP_CA | IESO | MAPP_CA | Internal | Summer | B7 | 400 | 262 | 138.68 | 46.44 | 53.44 | 7 | 0
2040 | IESO_2_MAPP_CA | IESO | MAPP_CA | Internal | Summer | B8 | 500 | 262 | 131.07 | 46.44 | 53.44 | 7 | 0
2040 | IESO_2_MAPP_CA | IESO | MAPP_CA | Internal | Summer | B9 | 800 | 262 | 75.99 | 46.44 | 53.44 | 7 | 0
2040 | IESO_2_MAPP_CA | IESO | MAPP_CA | Internal | Summer | B10 | 1262 | 262 | 53.15 | 46.44 | 53.44 | 7 | 0
2040 | IESO_2_MAPP_CA | IESO | MAPP_CA | Internal | Winter | B16 | 25 | 262 | 0 | 68.72 | 65.47 | 7 | 0
2040 | IESO_2_MAPP_CA | IESO | MAPP_CA | Internal | Winter | B17 | 100 | 262 | 0 | 68.72 | 62.96 | 7 | 0
2040 | IESO_2_MAPP_CA | IESO | MAPP_CA | Internal | Winter | B18 | 400 | 262 | 0 | 68.72 | 62.96 | 7 | 0
2040 | IESO_2_MAPP_CA | IESO | MAPP_CA | Internal | Winter | B19 | 700 | 262 | 0 | 68.72 | 60.72 | 7 | 0
2040 | IESO_2_MAPP_CA | IESO | MAPP_CA | Internal | Winter | B20 | 935 | 262 | 0 | 68.72 | 56.86 | 7 | 0
2040 | IESO_2_MISO_MI | IESO | MISO_MI | Internal | Shoulder | B11 | 25 | 1840 | 1840 | 54.89 | 91.08 | 7 | 29.18
2040 | IESO_2_MISO_MI | IESO | MISO_MI | Internal | Shoulder | B12 | 200 | 1840 | 1840 | 54.89 | 86.08 | 7 | 24.19
2040 | IESO_2_MISO_MI | IESO | MISO_MI | Internal | Shoulder | B13 | 600 | 1840 | 1840 | 54.89 | 84.22 | 7 | 22.32
2040 | IESO_2_MISO_MI | IESO | MISO_MI | Internal | Shoulder | B14 | 900 | 1840 | 1840 | 54.89 | 79.53 | 7 | 17.63
2040 | IESO_2_MISO_MI | IESO | MISO_MI | Internal | Shoulder | B15 | 1203 | 1840 | 1840 | 54.89 | 76.28 | 7 | 14.39
2040 | IESO_2_MISO_MI | IESO | MISO_MI | Internal | Summer | B1 | 10 | 1840 | 1840 | 171.77 | 201.02 | 7 | 22.25
2040 | IESO_2_MISO_MI | IESO | MISO_MI | Internal | Summer | B2 | 25 | 1840 | 2501.58 | 271.63 | 317.59 | 7 | 38.96
2040 | IESO_2_MISO_MI | IESO | MISO_MI | Internal | Summer | B3 | 75 | 1840 | 3222.71 | 126.96 | 172.92 | 7 | 38.96
2040 | IESO_2_MISO_MI | IESO | MISO_MI | Internal | Summer | B4 | 100 | 1840 | 3829.77 | 101.42 | 147.39 | 7 | 38.96
2040 | IESO_2_MISO_MI | IESO | MISO_MI | Internal | Summer | B5 | 200 | 1840 | 3806.27 | 92.28 | 138.25 | 7 | 38.96
2040 | IESO_2_MISO_MI | IESO | MISO_MI | Internal | Summer | B6 | 300 | 1840 | 2444.72 | 57.92 | 103.88 | 7 | 38.96
2040 | IESO_2_MISO_MI | IESO | MISO_MI | Internal | Summer | B7 | 400 | 1840 | 1840 | 46.44 | 92.29 | 7 | 38.85
2040 | IESO_2_MISO_MI | IESO | MISO_MI | Internal | Summer | B8 | 500 | 1840 | 1840 | 46.44 | 87.62 | 7 | 34.18
2040 | IESO_2_MISO_MI | IESO | MISO_MI | Internal | Summer | B9 | 800 | 1840 | 1840 | 46.44 | 79.15 | 7 | 25.7
2040 | IESO_2_MISO_MI | IESO | MISO_MI | Internal | Summer | B10 | 1262 | 1840 | 1840 | 46.44 | 77.88 | 7 | 24.44
2040 | IESO_2_MISO_MI | IESO | MISO_MI | Internal | Winter | B16 | 25 | 1840 | 1840 | 68.72 | 93.51 | 7 | 17.79
2040 | IESO_2_MISO_MI | IESO | MISO_MI | Internal | Winter | B17 | 100 | 1840 | 1840 | 68.72 | 93.06 | 7 | 17.34
2040 | IESO_2_MISO_MI | IESO | MISO_MI | Internal | Winter | B18 | 400 | 1840 | 1840 | 68.72 | 87.08 | 7 | 11.36
2040 | IESO_2_MISO_MI | IESO | MISO_MI | Internal | Winter | B19 | 700 | 1840 | 1840 | 68.72 | 82.87 | 7 | 7.15
2040 | IESO_2_MISO_MI | IESO | MISO_MI | Internal | Winter | B20 | 935 | 1840 | 1840 | 68.72 | 79.53 | 7 | 3.81
2040 | IESO_2_MISO_W | IESO | MISO_W | Internal | Shoulder | B11 | 25 | 140 | 140 | 54.89 | 82.65 | 7 | 20.76
2040 | IESO_2_MISO_W | IESO | MISO_W | Internal | Shoulder | B12 | 200 | 140 | 140 | 54.89 | 61.98 | 7 | 0.09
2040 | IESO_2_MISO_W | IESO | MISO_W | Internal | Shoulder | B13 | 600 | 140 | 0 | 54.89 | 60.11 | 7 | 0
2040 | IESO_2_MISO_W | IESO | MISO_W | Internal | Shoulder | B14 | 900 | 140 | 0 | 54.89 | 54.59 | 7 | 0
2040 | IESO_2_MISO_W | IESO | MISO_W | Internal | Shoulder | B15 | 1203 | 140 | 0 | 54.89 | 49.35 | 7 | 0
2040 | IESO_2_MISO_W | IESO | MISO_W | Internal | Summer | B1 | 10 | 140 | 140 | 171.77 | 180.11 | 7 | 1.34
2040 | IESO_2_MISO_W | IESO | MISO_W | Internal | Summer | B2 | 25 | 140 | 140 | 271.63 | 296.68 | 7 | 18.05
2040 | IESO_2_MISO_W | IESO | MISO_W | Internal | Summer | B3 | 75 | 140 | 140 | 126.96 | 154.24 | 7 | 20.28
2040 | IESO_2_MISO_W | IESO | MISO_W | Internal | Summer | B4 | 100 | 140 | 140 | 101.42 | 147.39 | 7 | 38.96
2040 | IESO_2_MISO_W | IESO | MISO_W | Internal | Summer | B5 | 200 | 140 | 140 | 92.28 | 138.26 | 7 | 38.97
2040 | IESO_2_MISO_W | IESO | MISO_W | Internal | Summer | B6 | 300 | 140 | 140 | 57.92 | 103.86 | 7 | 38.94
2040 | IESO_2_MISO_W | IESO | MISO_W | Internal | Summer | B7 | 400 | 140 | 140 | 46.44 | 85.98 | 7 | 32.54
2040 | IESO_2_MISO_W | IESO | MISO_W | Internal | Summer | B8 | 500 | 140 | 140 | 46.44 | 75.41 | 7 | 21.97
2040 | IESO_2_MISO_W | IESO | MISO_W | Internal | Summer | B9 | 800 | 140 | 140 | 46.44 | 58 | 7 | 4.56
2040 | IESO_2_MISO_W | IESO | MISO_W | Internal | Summer | B10 | 1262 | 140 | 0 | 46.44 | 50.75 | 7 | 0
2040 | IESO_2_MISO_W | IESO | MISO_W | Internal | Winter | B16 | 25 | 140 | 0 | 68.72 | 69.41 | 7 | 0
2040 | IESO_2_MISO_W | IESO | MISO_W | Internal | Winter | B17 | 100 | 140 | 0 | 68.72 | 66.91 | 7 | 0
2040 | IESO_2_MISO_W | IESO | MISO_W | Internal | Winter | B18 | 400 | 140 | 0 | 68.72 | 62.97 | 7 | 0
2040 | IESO_2_MISO_W | IESO | MISO_W | Internal | Winter | B19 | 700 | 140 | 0 | 68.72 | 60.73 | 7 | 0
2040 | IESO_2_MISO_W | IESO | MISO_W | Internal | Winter | B20 | 935 | 140 | 0 | 68.72 | 53.31 | 7 | 0
2040 | IESO_2_NYISO_A-F | IESO | NYISO_A-F | Internal | Shoulder | B11 | 25 | 1725 | 1725 | 54.89 | 74.4 | 7 | 12.51
2040 | IESO_2_NYISO_A-F | IESO | NYISO_A-F | Internal | Shoulder | B12 | 200 | 1725 | 1725 | 54.89 | 74.41 | 7 | 12.52
2040 | IESO_2_NYISO_A-F | IESO | NYISO_A-F | Internal | Shoulder | B13 | 600 | 1725 | 1725 | 54.89 | 74.4 | 7 | 12.51
2040 | IESO_2_NYISO_A-F | IESO | NYISO_A-F | Internal | Shoulder | B14 | 900 | 1725 | 1725 | 54.89 | 74.4 | 7 | 12.51
2040 | IESO_2_NYISO_A-F | IESO | NYISO_A-F | Internal | Shoulder | B15 | 1203 | 1725 | 1725 | 54.89 | 74.4 | 7 | 12.51
2040 | IESO_2_NYISO_A-F | IESO | NYISO_A-F | Internal | Summer | B1 | 10 | 1725 | 1725 | 171.77 | 182.81 | 7 | 4.04
2040 | IESO_2_NYISO_A-F | IESO | NYISO_A-F | Internal | Summer | B2 | 25 | 1725 | 1725 | 271.63 | 299.38 | 7 | 20.75
2040 | IESO_2_NYISO_A-F | IESO | NYISO_A-F | Internal | Summer | B3 | 75 | 1725 | 1196.11 | 126.96 | 133.96 | 7 | 0
2040 | IESO_2_NYISO_A-F | IESO | NYISO_A-F | Internal | Summer | B4 | 100 | 1725 | 1178.86 | 101.42 | 108.42 | 7 | 0
2040 | IESO_2_NYISO_A-F | IESO | NYISO_A-F | Internal | Summer | B5 | 200 | 1725 | 1725 | 92.28 | 107.99 | 7 | 8.71
2040 | IESO_2_NYISO_A-F | IESO | NYISO_A-F | Internal | Summer | B6 | 300 | 1725 | 1725 | 57.92 | 83.17 | 7 | 18.25
2040 | IESO_2_NYISO_A-F | IESO | NYISO_A-F | Internal | Summer | B7 | 400 | 1725 | 1725 | 46.44 | 79.24 | 7 | 25.79
2040 | IESO_2_NYISO_A-F | IESO | NYISO_A-F | Internal | Summer | B8 | 500 | 1725 | 1725 | 46.44 | 79.21 | 7 | 25.77
2040 | IESO_2_NYISO_A-F | IESO | NYISO_A-F | Internal | Summer | B9 | 800 | 1725 | 1725 | 46.44 | 79.21 | 7 | 25.77
2040 | IESO_2_NYISO_A-F | IESO | NYISO_A-F | Internal | Summer | B10 | 1262 | 1725 | 1725 | 46.44 | 79.21 | 7 | 25.77
2040 | IESO_2_NYISO_A-F | IESO | NYISO_A-F | Internal | Winter | B16 | 25 | 1725 | 1653.23 | 68.72 | 75.72 | 7 | 0
2040 | IESO_2_NYISO_A-F | IESO | NYISO_A-F | Internal | Winter | B17 | 100 | 1725 | 1615.2 | 68.72 | 75.72 | 7 | 0
2040 | IESO_2_NYISO_A-F | IESO | NYISO_A-F | Internal | Winter | B18 | 400 | 1725 | 1615.55 | 68.72 | 75.72 | 7 | 0
2040 | IESO_2_NYISO_A-F | IESO | NYISO_A-F | Internal | Winter | B19 | 700 | 1725 | 1638.56 | 68.72 | 75.72 | 7 | 0
2040 | IESO_2_NYISO_A-F | IESO | NYISO_A-F | Internal | Winter | B20 | 935 | 1725 | 1657.33 | 68.72 | 75.72 | 7 | 0
2040 | MAPP_CA_2_IESO | MAPP_CA | IESO | Internal | Shoulder | B11 | 25 | 330 | 0 | 49.36 | 54.89 | 8 | 0
2040 | MAPP_CA_2_IESO | MAPP_CA | IESO | Internal | Shoulder | B12 | 200 | 330 | 0 | 49.36 | 54.89 | 8 | 0
2040 | MAPP_CA_2_IESO | MAPP_CA | IESO | Internal | Shoulder | B13 | 600 | 330 | 0 | 49.36 | 54.89 | 8 | 0
2040 | MAPP_CA_2_IESO | MAPP_CA | IESO | Internal | Shoulder | B14 | 900 | 330 | 0 | 49.36 | 54.89 | 8 | 0
2040 | MAPP_CA_2_IESO | MAPP_CA | IESO | Internal | Shoulder | B15 | 1203 | 330 | 0 | 49.36 | 54.89 | 8 | 0
2040 | MAPP_CA_2_IESO | MAPP_CA | IESO | Internal | Summer | B1 | 10 | 330 | 180.98 | 163.77 | 171.77 | 8 | 0
2040 | MAPP_CA_2_IESO | MAPP_CA | IESO | Internal | Summer | B2 | 25 | 330 | 155.92 | 263.63 | 271.63 | 8 | 0
2040 | MAPP_CA_2_IESO | MAPP_CA | IESO | Internal | Summer | B3 | 75 | 330 | 70.98 | 118.96 | 126.96 | 8 | 0
2040 | MAPP_CA_2_IESO | MAPP_CA | IESO | Internal | Summer | B4 | 100 | 330 | 0 | 95.72 | 101.42 | 8 | 0
2040 | MAPP_CA_2_IESO | MAPP_CA | IESO | Internal | Summer | B5 | 200 | 330 | 0 | 86.59 | 92.28 | 8 | 0
2040 | MAPP_CA_2_IESO | MAPP_CA | IESO | Internal | Summer | B6 | 300 | 330 | 0 | 64.92 | 57.92 | 8 | 0
2040 | MAPP_CA_2_IESO | MAPP_CA | IESO | Internal | Summer | B7 | 400 | 330 | 0 | 53.44 | 46.44 | 8 | 0
2040 | MAPP_CA_2_IESO | MAPP_CA | IESO | Internal | Summer | B8 | 500 | 330 | 0 | 53.44 | 46.44 | 8 | 0
2040 | MAPP_CA_2_IESO | MAPP_CA | IESO | Internal | Summer | B9 | 800 | 330 | 0 | 53.44 | 46.44 | 8 | 0
2040 | MAPP_CA_2_IESO | MAPP_CA | IESO | Internal | Summer | B10 | 1262 | 330 | 0 | 53.44 | 46.44 | 8 | 0
2040 | MAPP_CA_2_IESO | MAPP_CA | IESO | Internal | Winter | B16 | 25 | 330 | 0 | 65.47 | 68.72 | 8 | 0
2040 | MAPP_CA_2_IESO | MAPP_CA | IESO | Internal | Winter | B17 | 100 | 330 | 0 | 62.96 | 68.72 | 8 | 0
2040 | MAPP_CA_2_IESO | MAPP_CA | IESO | Internal | Winter | B18 | 400 | 330 | 0 | 62.96 | 68.72 | 8 | 0
2040 | MAPP_CA_2_IESO | MAPP_CA | IESO | Internal | Winter | B19 | 700 | 330 | 148.81 | 60.72 | 68.72 | 8 | 0
2040 | MAPP_CA_2_IESO | MAPP_CA | IESO | Internal | Winter | B20 | 935 | 330 | 330 | 56.86 | 68.72 | 8 | 3.86
2040 | MAPP_CA_2_MAPP_US | MAPP_CA | MAPP_US | Internal | Shoulder | B11 | 25 | 372 | 372 | 49.36 | 75.65 | 7 | 19.29
2040 | MAPP_CA_2_MAPP_US | MAPP_CA | MAPP_US | Internal | Shoulder | B12 | 200 | 372 | 0 | 49.36 | 54.98 | 7 | 0
2040 | MAPP_CA_2_MAPP_US | MAPP_CA | MAPP_US | Internal | Shoulder | B13 | 600 | 372 | 0 | 49.36 | 52.35 | 7 | 0
2040 | MAPP_CA_2_MAPP_US | MAPP_CA | MAPP_US | Internal | Shoulder | B14 | 900 | 372 | 0 | 49.36 | 40.09 | 7 | 0
2040 | MAPP_CA_2_MAPP_US | MAPP_CA | MAPP_US | Internal | Shoulder | B15 | 1203 | 372 | 0 | 49.36 | 38.8 | 7 | 0
2040 | MAPP_CA_2_MAPP_US | MAPP_CA | MAPP_US | Internal | Summer | B1 | 10 | 372 | 372 | 163.77 | 173.11 | 7 | 2.34
2040 | MAPP_CA_2_MAPP_US | MAPP_CA | MAPP_US | Internal | Summer | B2 | 25 | 372 | 372 | 263.63 | 282.18 | 7 | 11.55
2040 | MAPP_CA_2_MAPP_US | MAPP_CA | MAPP_US | Internal | Summer | B3 | 75 | 372 | 372 | 118.96 | 147.24 | 7 | 21.28
2040 | MAPP_CA_2_MAPP_US | MAPP_CA | MAPP_US | Internal | Summer | B4 | 100 | 372 | 372 | 95.72 | 140.39 | 7 | 37.66
2040 | MAPP_CA_2_MAPP_US | MAPP_CA | MAPP_US | Internal | Summer | B5 | 200 | 372 | 372 | 86.59 | 131.26 | 7 | 37.66
2040 | MAPP_CA_2_MAPP_US | MAPP_CA | MAPP_US | Internal | Summer | B6 | 300 | 372 | 372 | 64.92 | 96.86 | 7 | 24.94
2040 | MAPP_CA_2_MAPP_US | MAPP_CA | MAPP_US | Internal | Summer | B7 | 400 | 372 | 372 | 53.44 | 80.6 | 7 | 20.16
2040 | MAPP_CA_2_MAPP_US | MAPP_CA | MAPP_US | Internal | Summer | B8 | 500 | 372 | 372 | 53.44 | 70.03 | 7 | 9.59
2040 | MAPP_CA_2_MAPP_US | MAPP_CA | MAPP_US | Internal | Summer | B9 | 800 | 372 | 0 | 53.44 | 52.63 | 7 | 0
2040 | MAPP_CA_2_MAPP_US | MAPP_CA | MAPP_US | Internal | Summer | B10 | 1262 | 372 | 0 | 53.44 | 43.75 | 7 | 0
2040 | MAPP_CA_2_MAPP_US | MAPP_CA | MAPP_US | Internal | Winter | B16 | 25 | 372 | 0 | 65.47 | 54.91 | 7 | 0
2040 | MAPP_CA_2_MAPP_US | MAPP_CA | MAPP_US | Internal | Winter | B17 | 100 | 372 | 0 | 62.96 | 52.4 | 7 | 0
2040 | MAPP_CA_2_MAPP_US | MAPP_CA | MAPP_US | Internal | Winter | B18 | 400 | 372 | 0 | 62.96 | 52.4 | 7 | 0
2040 | MAPP_CA_2_MAPP_US | MAPP_CA | MAPP_US | Internal | Winter | B19 | 700 | 372 | 0 | 60.72 | 52.4 | 7 | 0
2040 | MAPP_CA_2_MAPP_US | MAPP_CA | MAPP_US | Internal | Winter | B20 | 935 | 372 | 0 | 56.86 | 46.31 | 7 | 0
2040 | MAPP_CA_2_MISO_W | MAPP_CA | MISO_W | Internal | Shoulder | B11 | 25 | 1970 | 1970 | 49.36 | 82.65 | 0.01 | 33.28
2040 | MAPP_CA_2_MISO_W | MAPP_CA | MISO_W | Internal | Shoulder | B12 | 200 | 1970 | 1970 | 49.36 | 61.98 | 0.01 | 12.61
2040 | MAPP_CA_2_MISO_W | MAPP_CA | MISO_W | Internal | Shoulder | B13 | 600 | 1970 | 1970 | 49.36 | 60.11 | 0.01 | 10.74
2040 | MAPP_CA_2_MISO_W | MAPP_CA | MISO_W | Internal | Shoulder | B14 | 900 | 1970 | 1970 | 49.36 | 54.59 | 0.01 | 5.22
2040 | MAPP_CA_2_MISO_W | MAPP_CA | MISO_W | Internal | Shoulder | B15 | 1203 | 1970 | 0 | 49.36 | 49.35 | 0.01 | 0
2040 | MAPP_CA_2_MISO_W | MAPP_CA | MISO_W | Internal | Summer | B1 | 10 | 1970 | 1970 | 163.77 | 180.11 | 0.01 | 16.33
2040 | MAPP_CA_2_MISO_W | MAPP_CA | MISO_W | Internal | Summer | B2 | 25 | 1970 | 1970 | 263.63 | 296.68 | 0.01 | 33.04
2040 | MAPP_CA_2_MISO_W | MAPP_CA | MISO_W | Internal | Summer | B3 | 75 | 1970 | 1970 | 118.96 | 154.24 | 0.01 | 35.27
2040 | MAPP_CA_2_MISO_W | MAPP_CA | MISO_W | Internal | Summer | B4 | 100 | 1970 | 2010.07 | 95.72 | 147.39 | 0.01 | 51.65
2040 | MAPP_CA_2_MISO_W | MAPP_CA | MISO_W | Internal | Summer | B5 | 200 | 1970 | 1974.29 | 86.59 | 138.26 | 0.01 | 51.65
2040 | MAPP_CA_2_MISO_W | MAPP_CA | MISO_W | Internal | Summer | B6 | 300 | 1970 | 1970 | 64.92 | 103.86 | 0.01 | 38.93
2040 | MAPP_CA_2_MISO_W | MAPP_CA | MISO_W | Internal | Summer | B7 | 400 | 1970 | 1970 | 53.44 | 85.98 | 0.01 | 32.53
2040 | MAPP_CA_2_MISO_W | MAPP_CA | MISO_W | Internal | Summer | B8 | 500 | 1970 | 1970 | 53.44 | 75.41 | 0.01 | 21.96
2040 | MAPP_CA_2_MISO_W | MAPP_CA | MISO_W | Internal | Summer | B9 | 800 | 1970 | 1970 | 53.44 | 58 | 0.01 | 4.55
2040 | MAPP_CA_2_MISO_W | MAPP_CA | MISO_W | Internal | Summer | B10 | 1262 | 1970 | 0 | 53.44 | 50.75 | 0.01 | 0
2040 | MAPP_CA_2_MISO_W | MAPP_CA | MISO_W | Internal | Winter | B16 | 25 | 1970 | 1970 | 65.47 | 69.41 | 0.01 | 3.93
2040 | MAPP_CA_2_MISO_W | MAPP_CA | MISO_W | Internal | Winter | B17 | 100 | 1970 | 1970 | 62.96 | 66.91 | 0.01 | 3.93
2040 | MAPP_CA_2_MISO_W | MAPP_CA | MISO_W | Internal | Winter | B18 | 400 | 1970 | 1636.68 | 62.96 | 62.97 | 0.01 | 0
2040 | MAPP_CA_2_MISO_W | MAPP_CA | MISO_W | Internal | Winter | B19 | 700 | 1970 | 1501.18 | 60.72 | 60.73 | 0.01 | 0
2040 | MAPP_CA_2_MISO_W | MAPP_CA | MISO_W | Internal | Winter | B20 | 935 | 1970 | 0 | 56.86 | 53.31 | 0.01 | 0
2040 | MAPP_US_2_MAPP_CA | MAPP_US | MAPP_CA | Internal | Shoulder | B11 | 25 | 165 | 0 | 75.65 | 49.36 | 7 | 0
2040 | MAPP_US_2_MAPP_CA | MAPP_US | MAPP_CA | Internal | Shoulder | B12 | 200 | 165 | 0 | 54.98 | 49.36 | 7 | 0
2040 | MAPP_US_2_MAPP_CA | MAPP_US | MAPP_CA | Internal | Shoulder | B13 | 600 | 165 | 0 | 52.35 | 49.36 | 7 | 0
2040 | MAPP_US_2_MAPP_CA | MAPP_US | MAPP_CA | Internal | Shoulder | B14 | 900 | 165 | 165 | 40.09 | 49.36 | 7 | 2.27
2040 | MAPP_US_2_MAPP_CA | MAPP_US | MAPP_CA | Internal | Shoulder | B15 | 1203 | 165 | 806.54 | 38.8 | 49.36 | 7 | 3.56
2040 | MAPP_US_2_MAPP_CA | MAPP_US | MAPP_CA | Internal | Summer | B1 | 10 | 165 | 0 | 173.11 | 163.77 | 7 | 0
2040 | MAPP_US_2_MAPP_CA | MAPP_US | MAPP_CA | Internal | Summer | B2 | 25 | 165 | 0 | 282.18 | 263.63 | 7 | 0
2040 | MAPP_US_2_MAPP_CA | MAPP_US | MAPP_CA | Internal | Summer | B3 | 75 | 165 | 0 | 147.24 | 118.96 | 7 | 0
2040 | MAPP_US_2_MAPP_CA | MAPP_US | MAPP_CA | Internal | Summer | B4 | 100 | 165 | 0 | 140.39 | 95.72 | 7 | 0
2040 | MAPP_US_2_MAPP_CA | MAPP_US | MAPP_CA | Internal | Summer | B5 | 200 | 165 | 0 | 131.26 | 86.59 | 7 | 0
2040 | MAPP_US_2_MAPP_CA | MAPP_US | MAPP_CA | Internal | Summer | B6 | 300 | 165 | 0 | 96.86 | 64.92 | 7 | 0
2040 | MAPP_US_2_MAPP_CA | MAPP_US | MAPP_CA | Internal | Summer | B7 | 400 | 165 | 0 | 80.6 | 53.44 | 7 | 0
2040 | MAPP_US_2_MAPP_CA | MAPP_US | MAPP_CA | Internal | Summer | B8 | 500 | 165 | 0 | 70.03 | 53.44 | 7 | 0
2040 | MAPP_US_2_MAPP_CA | MAPP_US | MAPP_CA | Internal | Summer | B9 | 800 | 165 | 0 | 52.63 | 53.44 | 7 | 0
2040 | MAPP_US_2_MAPP_CA | MAPP_US | MAPP_CA | Internal | Summer | B10 | 1262 | 165 | 165 | 43.75 | 53.44 | 7 | 2.69
2040 | MAPP_US_2_MAPP_CA | MAPP_US | MAPP_CA | Internal | Winter | B16 | 25 | 165 | 375.43 | 54.91 | 65.47 | 7 | 3.56
2040 | MAPP_US_2_MAPP_CA | MAPP_US | MAPP_CA | Internal | Winter | B17 | 100 | 165 | 602.78 | 52.4 | 62.96 | 7 | 3.56
2040 | MAPP_US_2_MAPP_CA | MAPP_US | MAPP_CA | Internal | Winter | B18 | 400 | 165 | 219.84 | 52.4 | 62.96 | 7 | 3.56
2040 | MAPP_US_2_MAPP_CA | MAPP_US | MAPP_CA | Internal | Winter | B19 | 700 | 165 | 165 | 52.4 | 60.72 | 7 | 1.32
2040 | MAPP_US_2_MAPP_CA | MAPP_US | MAPP_CA | Internal | Winter | B20 | 935 | 165 | 917.6 | 46.31 | 56.86 | 7 | 3.56
2040 | MAPP_US_2_MISO_W | MAPP_US | MISO_W | Internal | Shoulder | B11 | 25 | 2635 | 617.77 | 75.65 | 82.65 | 7 | 0
2040 | MAPP_US_2_MISO_W | MAPP_US | MISO_W | Internal | Shoulder | B12 | 200 | 2635 | 2493.45 | 54.98 | 61.98 | 7 | 0
2040 | MAPP_US_2_MISO_W | MAPP_US | MISO_W | Internal | Shoulder | B13 | 600 | 2635 | 2635 | 52.35 | 60.11 | 7 | 0.76
2040 | MAPP_US_2_MISO_W | MAPP_US | MISO_W | Internal | Shoulder | B14 | 900 | 2635 | 2644.3 | 40.09 | 54.59 | 7 | 7.5
2040 | MAPP_US_2_MISO_W | MAPP_US | MISO_W | Internal | Shoulder | B15 | 1203 | 2635 | 2635 | 38.8 | 49.35 | 7 | 3.55
2040 | MAPP_US_2_MISO_W | MAPP_US | MISO_W | Internal | Summer | B1 | 10 | 2635 | 1493.59 | 173.11 | 180.11 | 7 | 0
2040 | MAPP_US_2_MISO_W | MAPP_US | MISO_W | Internal | Summer | B2 | 25 | 2635 | 3409.47 | 282.18 | 296.68 | 7 | 7.5
2040 | MAPP_US_2_MISO_W | MAPP_US | MISO_W | Internal | Summer | B3 | 75 | 2635 | 836.67 | 147.24 | 154.24 | 7 | 0
2040 | MAPP_US_2_MISO_W | MAPP_US | MISO_W | Internal | Summer | B4 | 100 | 2635 | 1432.69 | 140.39 | 147.39 | 7 | 0
2040 | MAPP_US_2_MISO_W | MAPP_US | MISO_W | Internal | Summer | B5 | 200 | 2635 | 1606.48 | 131.26 | 138.26 | 7 | 0
2040 | MAPP_US_2_MISO_W | MAPP_US | MISO_W | Internal | Summer | B6 | 300 | 2635 | 1659.16 | 96.86 | 103.86 | 7 | 0
2040 | MAPP_US_2_MISO_W | MAPP_US | MISO_W | Internal | Summer | B7 | 400 | 2635 | 0 | 80.6 | 85.98 | 7 | 0
2040 | MAPP_US_2_MISO_W | MAPP_US | MISO_W | Internal | Summer | B8 | 500 | 2635 | 0 | 70.03 | 75.41 | 7 | 0
2040 | MAPP_US_2_MISO_W | MAPP_US | MISO_W | Internal | Summer | B9 | 800 | 2635 | 0 | 52.63 | 58 | 7 | 0
2040 | MAPP_US_2_MISO_W | MAPP_US | MISO_W | Internal | Summer | B10 | 1262 | 2635 | 2373.46 | 43.75 | 50.75 | 7 | 0
2040 | MAPP_US_2_MISO_W | MAPP_US | MISO_W | Internal | Winter | B16 | 25 | 2635 | 4719.58 | 54.91 | 69.41 | 7 | 7.5
2040 | MAPP_US_2_MISO_W | MAPP_US | MISO_W | Internal | Winter | B17 | 100 | 2635 | 2799.12 | 52.4 | 66.91 | 7 | 7.5
2040 | MAPP_US_2_MISO_W | MAPP_US | MISO_W | Internal | Winter | B18 | 400 | 2635 | 2635 | 52.4 | 62.97 | 7 | 3.57
2040 | MAPP_US_2_MISO_W | MAPP_US | MISO_W | Internal | Winter | B19 | 700 | 2635 | 2635 | 52.4 | 60.73 | 7 | 1.33
2040 | MAPP_US_2_MISO_W | MAPP_US | MISO_W | Internal | Winter | B20 | 935 | 2635 | 2367.1 | 46.31 | 53.31 | 7 | 0
2040 | MAPP_US_2_NE | MAPP_US | NE | Internal | Shoulder | B11 | 25 | 2000 | 1635.87 | 75.65 | 82.65 | 7 | 0
2040 | MAPP_US_2_NE | MAPP_US | NE | Internal | Shoulder | B12 | 200 | 2000 | 0 | 54.98 | 49.98 | 7 | 0
2040 | MAPP_US_2_NE | MAPP_US | NE | Internal | Shoulder | B13 | 600 | 2000 | 0 | 52.35 | 47.35 | 7 | 0
2040 | MAPP_US_2_NE | MAPP_US | NE | Internal | Shoulder | B14 | 900 | 2000 | 0 | 40.09 | 35.09 | 7 | 0
2040 | MAPP_US_2_NE | MAPP_US | NE | Internal | Shoulder | B15 | 1203 | 2000 | 0 | 38.8 | 28.65 | 7 | 0
2040 | MAPP_US_2_NE | MAPP_US | NE | Internal | Summer | B1 | 10 | 2000 | 0 | 173.11 | 170.55 | 7 | 0
2040 | MAPP_US_2_NE | MAPP_US | NE | Internal | Summer | B2 | 25 | 2000 | 0 | 282.18 | 277.18 | 7 | 0
2040 | MAPP_US_2_NE | MAPP_US | NE | Internal | Summer | B3 | 75 | 2000 | 1400.84 | 147.24 | 154.24 | 7 | 0
2040 | MAPP_US_2_NE | MAPP_US | NE | Internal | Summer | B4 | 100 | 2000 | 839.01 | 140.39 | 147.39 | 7 | 0
2040 | MAPP_US_2_NE | MAPP_US | NE | Internal | Summer | B5 | 200 | 2000 | 112.65 | 131.26 | 138.26 | 7 | 0
2040 | MAPP_US_2_NE | MAPP_US | NE | Internal | Summer | B6 | 300 | 2000 | 82.9 | 96.86 | 103.86 | 7 | 0
2040 | MAPP_US_2_NE | MAPP_US | NE | Internal | Summer | B7 | 400 | 2000 | 2122.17 | 80.6 | 87.61 | 7 | 0.01
2040 | MAPP_US_2_NE | MAPP_US | NE | Internal | Summer | B8 | 500 | 2000 | 2692.55 | 70.03 | 77.04 | 7 | 0.01
2040 | MAPP_US_2_NE | MAPP_US | NE | Internal | Summer | B9 | 800 | 2000 | 1719.03 | 52.63 | 59.63 | 7 | 0
2040 | MAPP_US_2_NE | MAPP_US | NE | Internal | Summer | B10 | 1262 | 2000 | 0 | 43.75 | 38.75 | 7 | 0
2040 | MAPP_US_2_NE | MAPP_US | NE | Internal | Winter | B16 | 25 | 2000 | 0 | 54.91 | 49.91 | 7 | 0
2040 | MAPP_US_2_NE | MAPP_US | NE | Internal | Winter | B17 | 100 | 2000 | 0 | 52.4 | 47.4 | 7 | 0
2040 | MAPP_US_2_NE | MAPP_US | NE | Internal | Winter | B18 | 400 | 2000 | 0 | 52.4 | 47.4 | 7 | 0
2040 | MAPP_US_2_NE | MAPP_US | NE | Internal | Winter | B19 | 700 | 2000 | 0 | 52.4 | 47.4 | 7 | 0
2040 | MAPP_US_2_NE | MAPP_US | NE | Internal | Winter | B20 | 935 | 2000 | 0 | 46.31 | 31.9 | 7 | 0
2040 | MARITIMES_2_NEISO | MARITIMES | NEISO | Internal | Shoulder | B11 | 25 | 99999 | 1688.59 | 71.4 | 71.41 | 0.01 | 0
2040 | MARITIMES_2_NEISO | MARITIMES | NEISO | Internal | Shoulder | B12 | 200 | 99999 | 1685.7 | 71.4 | 71.41 | 0.01 | 0
2040 | MARITIMES_2_NEISO | MARITIMES | NEISO | Internal | Shoulder | B13 | 600 | 99999 | 1674.31 | 71.4 | 71.41 | 0.01 | 0
2040 | MARITIMES_2_NEISO | MARITIMES | NEISO | Internal | Shoulder | B14 | 900 | 99999 | 1654.38 | 71.4 | 71.41 | 0.01 | 0
2040 | MARITIMES_2_NEISO | MARITIMES | NEISO | Internal | Shoulder | B15 | 1203 | 99999 | 625.92 | 71.4 | 71.41 | 0.01 | 0
2040 | MARITIMES_2_NEISO | MARITIMES | NEISO | Internal | Summer | B1 | 10 | 99999 | 1850.1 | 226.73 | 226.75 | 0.01 | 0
2040 | MARITIMES_2_NEISO | MARITIMES | NEISO | Internal | Summer | B2 | 25 | 99999 | 1830.97 | 343.3 | 343.32 | 0.01 | 0
2040 | MARITIMES_2_NEISO | MARITIMES | NEISO | Internal | Summer | B3 | 75 | 99999 | 1792.84 | 156.36 | 156.37 | 0.01 | 0
2040 | MARITIMES_2_NEISO | MARITIMES | NEISO | Internal | Summer | B4 | 100 | 99999 | 1760.07 | 119.03 | 119.04 | 0.01 | 0
2040 | MARITIMES_2_NEISO | MARITIMES | NEISO | Internal | Summer | B5 | 200 | 99999 | 1742.24 | 109.91 | 109.93 | 0.01 | 0
2040 | MARITIMES_2_NEISO | MARITIMES | NEISO | Internal | Summer | B6 | 300 | 99999 | 1722.04 | 80.16 | 80.17 | 0.01 | 0
2040 | MARITIMES_2_NEISO | MARITIMES | NEISO | Internal | Summer | B7 | 400 | 99999 | 1699 | 76.22 | 76.24 | 0.01 | 0
2040 | MARITIMES_2_NEISO | MARITIMES | NEISO | Internal | Summer | B8 | 500 | 99999 | 1680.89 | 76.22 | 76.24 | 0.01 | 0
2040 | MARITIMES_2_NEISO | MARITIMES | NEISO | Internal | Summer | B9 | 800 | 99999 | 1658.7 | 76.22 | 76.24 | 0.01 | 0
2040 | MARITIMES_2_NEISO | MARITIMES | NEISO | Internal | Summer | B10 | 1262 | 99999 | 442.17 | 76.22 | 76.24 | 0.01 | 0
2040 | MARITIMES_2_NEISO | MARITIMES | NEISO | Internal | Winter | B16 | 25 | 99999 | 1728.71 | 79.52 | 79.53 | 0.01 | 0
2040 | MARITIMES_2_NEISO | MARITIMES | NEISO | Internal | Winter | B17 | 100 | 99999 | 1712.61 | 79.52 | 79.53 | 0.01 | 0
2040 | MARITIMES_2_NEISO | MARITIMES | NEISO | Internal | Winter | B18 | 400 | 99999 | 1700.29 | 79.52 | 79.53 | 0.01 | 0
2040 | MARITIMES_2_NEISO | MARITIMES | NEISO | Internal | Winter | B19 | 700 | 99999 | 1677.33 | 79.52 | 79.53 | 0.01 | 0
2040 | MARITIMES_2_NEISO | MARITIMES | NEISO | Internal | Winter | B20 | 935 | 99999 | 698.68 | 79.52 | 79.53 | 0.01 | 0
2040 | MISO_IN_2_MISO_MI | MISO_IN | MISO_MI | Internal | Shoulder | B11 | 25 | 5000 | 3140.35 | 91.07 | 91.08 | 0.01 | 0
2040 | MISO_IN_2_MISO_MI | MISO_IN | MISO_MI | Internal | Shoulder | B12 | 200 | 5000 | 3748.45 | 86.07 | 86.08 | 0.01 | 0
2040 | MISO_IN_2_MISO_MI | MISO_IN | MISO_MI | Internal | Shoulder | B13 | 600 | 5000 | 4019.06 | 84.2 | 84.22 | 0.01 | 0
2040 | MISO_IN_2_MISO_MI | MISO_IN | MISO_MI | Internal | Shoulder | B14 | 900 | 5000 | 5000 | 79.46 | 79.53 | 0.01 | 0.05
2040 | MISO_IN_2_MISO_MI | MISO_IN | MISO_MI | Internal | Shoulder | B15 | 1203 | 5000 | 4025.63 | 76.27 | 76.28 | 0.01 | 0
2040 | MISO_IN_2_MISO_MI | MISO_IN | MISO_MI | Internal | Summer | B1 | 10 | 5000 | 0 | 201.05 | 201.02 | 0.01 | 0
2040 | MISO_IN_2_MISO_MI | MISO_IN | MISO_MI | Internal | Summer | B2 | 25 | 5000 | 0 | 317.62 | 317.59 | 0.01 | 0
2040 | MISO_IN_2_MISO_MI | MISO_IN | MISO_MI | Internal | Summer | B3 | 75 | 5000 | 0 | 172.94 | 172.92 | 0.01 | 0
2040 | MISO_IN_2_MISO_MI | MISO_IN | MISO_MI | Internal | Summer | B4 | 100 | 5000 | 0 | 147.41 | 147.39 | 0.01 | 0
2040 | MISO_IN_2_MISO_MI | MISO_IN | MISO_MI | Internal | Summer | B5 | 200 | 5000 | 0 | 138.27 | 138.25 | 0.01 | 0
2040 | MISO_IN_2_MISO_MI | MISO_IN | MISO_MI | Internal | Summer | B6 | 300 | 5000 | 0 | 103.88 | 103.88 | 0.01 | 0
2040 | MISO_IN_2_MISO_MI | MISO_IN | MISO_MI | Internal | Summer | B7 | 400 | 5000 | 781.61 | 92.28 | 92.29 | 0.01 | 0
2040 | MISO_IN_2_MISO_MI | MISO_IN | MISO_MI | Internal | Summer | B8 | 500 | 5000 | 1516.69 | 87.61 | 87.62 | 0.01 | 0
2040 | MISO_IN_2_MISO_MI | MISO_IN | MISO_MI | Internal | Summer | B9 | 800 | 5000 | 3202.85 | 79.13 | 79.15 | 0.01 | 0
2040 | MISO_IN_2_MISO_MI | MISO_IN | MISO_MI | Internal | Summer | B10 | 1262 | 5000 | 4406.36 | 77.87 | 77.88 | 0.01 | 0
2040 | MISO_IN_2_MISO_MI | MISO_IN | MISO_MI | Internal | Winter | B16 | 25 | 5000 | 2414.18 | 93.5 | 93.51 | 0.01 | 0
2040 | MISO_IN_2_MISO_MI | MISO_IN | MISO_MI | Internal | Winter | B17 | 100 | 5000 | 1294.98 | 93.05 | 93.06 | 0.01 | 0
2040 | MISO_IN_2_MISO_MI | MISO_IN | MISO_MI | Internal | Winter | B18 | 400 | 5000 | 2634.86 | 87.06 | 87.08 | 0.01 | 0
2040 | MISO_IN_2_MISO_MI | MISO_IN | MISO_MI | Internal | Winter | B19 | 700 | 5000 | 2255.43 | 82.86 | 82.87 | 0.01 | 0
2040 | MISO_IN_2_MISO_MI | MISO_IN | MISO_MI | Internal | Winter | B20 | 935 | 5000 | 3065.16 | 79.52 | 79.53 | 0.01 | 0
2040 | MISO_IN_2_MISO_MO-IL | MISO_IN | MISO_MO-IL | Internal | Shoulder | B11 | 25 | 5000 | 0 | 91.07 | 91.05 | 0.01 | 0
2040 | MISO_IN_2_MISO_MO-IL | MISO_IN | MISO_MO-IL | Internal | Shoulder | B12 | 200 | 5000 | 0 | 86.07 | 83.11 | 0.01 | 0
2040 | MISO_IN_2_MISO_MO-IL | MISO_IN | MISO_MO-IL | Internal | Shoulder | B13 | 600 | 5000 | 0 | 84.2 | 81.24 | 0.01 | 0
2040 | MISO_IN_2_MISO_MO-IL | MISO_IN | MISO_MO-IL | Internal | Shoulder | B14 | 900 | 5000 | 0 | 79.46 | 75.71 | 0.01 | 0
2040 | MISO_IN_2_MISO_MO-IL | MISO_IN | MISO_MO-IL | Internal | Shoulder | B15 | 1203 | 5000 | 0 | 76.27 | 70.27 | 0.01 | 0
2040 | MISO_IN_2_MISO_MO-IL | MISO_IN | MISO_MO-IL | Internal | Summer | B1 | 10 | 5000 | 0 | 201.05 | 198.96 | 0.01 | 0
2040 | MISO_IN_2_MISO_MO-IL | MISO_IN | MISO_MO-IL | Internal | Summer | B2 | 25 | 5000 | 0 | 317.62 | 317.26 | 0.01 | 0
2040 | MISO_IN_2_MISO_MO-IL | MISO_IN | MISO_MO-IL | Internal | Summer | B3 | 75 | 5000 | 1675.51 | 172.94 | 172.95 | 0.01 | 0
2040 | MISO_IN_2_MISO_MO-IL | MISO_IN | MISO_MO-IL | Internal | Summer | B4 | 100 | 5000 | 2136 | 147.41 | 147.42 | 0.01 | 0
2040 | MISO_IN_2_MISO_MO-IL | MISO_IN | MISO_MO-IL | Internal | Summer | B5 | 200 | 5000 | 0 | 138.27 | 138.27 | 0.01 | 0
2040 | MISO_IN_2_MISO_MO-IL | MISO_IN | MISO_MO-IL | Internal | Summer | B6 | 300 | 5000 | 0 | 103.88 | 103.87 | 0.01 | 0
2040 | MISO_IN_2_MISO_MO-IL | MISO_IN | MISO_MO-IL | Internal | Summer | B7 | 400 | 5000 | 0 | 92.28 | 92.27 | 0.01 | 0
2040 | MISO_IN_2_MISO_MO-IL | MISO_IN | MISO_MO-IL | Internal | Summer | B8 | 500 | 5000 | 0 | 87.61 | 87.6 | 0.01 | 0
2040 | MISO_IN_2_MISO_MO-IL | MISO_IN | MISO_MO-IL | Internal | Summer | B9 | 800 | 5000 | 0 | 79.13 | 79.12 | 0.01 | 0
2040 | MISO_IN_2_MISO_MO-IL | MISO_IN | MISO_MO-IL | Internal | Summer | B10 | 1262 | 5000 | 0 | 77.87 | 71.87 | 0.01 | 0
2040 | MISO_IN_2_MISO_MO-IL | MISO_IN | MISO_MO-IL | Internal | Winter | B16 | 25 | 5000 | 0 | 93.5 | 90.54 | 0.01 | 0
2040 | MISO_IN_2_MISO_MO-IL | MISO_IN | MISO_MO-IL | Internal | Winter | B17 | 100 | 5000 | 0 | 93.05 | 87.05 | 0.01 | 0
2040 | MISO_IN_2_MISO_MO-IL | MISO_IN | MISO_MO-IL | Internal | Winter | B18 | 400 | 5000 | 0 | 87.06 | 84.1 | 0.01 | 0
2040 | MISO_IN_2_MISO_MO-IL | MISO_IN | MISO_MO-IL | Internal | Winter | B19 | 700 | 5000 | 0 | 82.86 | 81.86 | 0.01 | 0
2040 | MISO_IN_2_MISO_MO-IL | MISO_IN | MISO_MO-IL | Internal | Winter | B20 | 935 | 5000 | 0 | 79.52 | 73.52 | 0.01 | 0
2040 | MISO_IN_2_NonRTO_Midwest | MISO_IN | NonRTO_Midwest | Internal | Shoulder | B11 | 25 | 4800 | 1374.33 | 91.07 | 99.07 | 8 | 0
2040 | MISO_IN_2_NonRTO_Midwest | MISO_IN | NonRTO_Midwest | Internal | Shoulder | B12 | 200 | 4800 | 828.15 | 86.07 | 94.07 | 8 | 0
2040 | MISO_IN_2_NonRTO_Midwest | MISO_IN | NonRTO_Midwest | Internal | Shoulder | B13 | 600 | 4800 | 334.37 | 84.2 | 92.2 | 8 | 0
2040 | MISO_IN_2_NonRTO_Midwest | MISO_IN | NonRTO_Midwest | Internal | Shoulder | B14 | 900 | 4800 | 0 | 79.46 | 83.27 | 8 | 0
2040 | MISO_IN_2_NonRTO_Midwest | MISO_IN | NonRTO_Midwest | Internal | Shoulder | B15 | 1203 | 4800 | 0 | 76.27 | 83.24 | 8 | 0
2040 | MISO_IN_2_NonRTO_Midwest | MISO_IN | NonRTO_Midwest | Internal | Summer | B1 | 10 | 4800 | 1521.29 | 201.05 | 209.05 | 8 | 0
2040 | MISO_IN_2_NonRTO_Midwest | MISO_IN | NonRTO_Midwest | Internal | Summer | B2 | 25 | 4800 | 1342.64 | 317.62 | 325.62 | 8 | 0
2040 | MISO_IN_2_NonRTO_Midwest | MISO_IN | NonRTO_Midwest | Internal | Summer | B3 | 75 | 4800 | 892.93 | 172.94 | 180.94 | 8 | 0
2040 | MISO_IN_2_NonRTO_Midwest | MISO_IN | NonRTO_Midwest | Internal | Summer | B4 | 100 | 4800 | 518.17 | 147.41 | 155.41 | 8 | 0
2040 | MISO_IN_2_NonRTO_Midwest | MISO_IN | NonRTO_Midwest | Internal | Summer | B5 | 200 | 4800 | 1239.66 | 138.27 | 146.27 | 8 | 0
2040 | MISO_IN_2_NonRTO_Midwest | MISO_IN | NonRTO_Midwest | Internal | Summer | B6 | 300 | 4800 | 807.87 | 103.88 | 111.88 | 8 | 0
2040 | MISO_IN_2_NonRTO_Midwest | MISO_IN | NonRTO_Midwest | Internal | Summer | B7 | 400 | 4800 | 276.64 | 92.28 | 100.28 | 8 | 0
2040 | MISO_IN_2_NonRTO_Midwest | MISO_IN | NonRTO_Midwest | Internal | Summer | B8 | 500 | 4800 | 0 | 87.61 | 86.81 | 8 | 0
2040 | MISO_IN_2_NonRTO_Midwest | MISO_IN | NonRTO_Midwest | Internal | Summer | B9 | 800 | 4800 | 0 | 79.13 | 81.67 | 8 | 0
2040 | MISO_IN_2_NonRTO_Midwest | MISO_IN | NonRTO_Midwest | Internal | Summer | B10 | 1262 | 4800 | 0 | 77.87 | 81.67 | 8 | 0
2040 | MISO_IN_2_NonRTO_Midwest | MISO_IN | NonRTO_Midwest | Internal | Winter | B16 | 25 | 4800 | 2285.27 | 93.5 | 101.5 | 8 | 0
2040 | MISO_IN_2_NonRTO_Midwest | MISO_IN | NonRTO_Midwest | Internal | Winter | B17 | 100 | 4800 | 1336.98 | 93.05 | 101.05 | 8 | 0
2040 | MISO_IN_2_NonRTO_Midwest | MISO_IN | NonRTO_Midwest | Internal | Winter | B18 | 400 | 4800 | 575.76 | 87.06 | 95.06 | 8 | 0
2040 | MISO_IN_2_NonRTO_Midwest | MISO_IN | NonRTO_Midwest | Internal | Winter | B19 | 700 | 4800 | 0 | 82.86 | 88.45 | 8 | 0
2040 | MISO_IN_2_NonRTO_Midwest | MISO_IN | NonRTO_Midwest | Internal | Winter | B20 | 935 | 4800 | 0 | 79.52 | 87.11 | 8 | 0
2040 | MISO_IN_2_PJM_ROR | MISO_IN | PJM_ROR | Internal | Shoulder | B11 | 25 | 992 | 992 | 91.07 | 97.28 | 2 | 4.21
2040 | MISO_IN_2_PJM_ROR | MISO_IN | PJM_ROR | Internal | Shoulder | B12 | 200 | 992 | 992 | 86.07 | 92.04 | 2 | 3.96
2040 | MISO_IN_2_PJM_ROR | MISO_IN | PJM_ROR | Internal | Shoulder | B13 | 600 | 992 | 992 | 84.2 | 90.17 | 2 | 3.96
2040 | MISO_IN_2_PJM_ROR | MISO_IN | PJM_ROR | Internal | Shoulder | B14 | 900 | 992 | 992 | 79.46 | 84.64 | 2 | 3.18
2040 | MISO_IN_2_PJM_ROR | MISO_IN | PJM_ROR | Internal | Shoulder | B15 | 1203 | 992 | 992 | 76.27 | 79.4 | 2 | 1.13
2040 | MISO_IN_2_PJM_ROR | MISO_IN | PJM_ROR | Internal | Summer | B1 | 10 | 992 | 7079.19 | 201.05 | 210.16 | 2 | 7.12
2040 | MISO_IN_2_PJM_ROR | MISO_IN | PJM_ROR | Internal | Summer | B2 | 25 | 992 | 6008.38 | 317.62 | 326.73 | 2 | 7.12
2040 | MISO_IN_2_PJM_ROR | MISO_IN | PJM_ROR | Internal | Summer | B3 | 75 | 992 | 3479.58 | 172.94 | 182.06 | 2 | 7.12
2040 | MISO_IN_2_PJM_ROR | MISO_IN | PJM_ROR | Internal | Summer | B4 | 100 | 992 | 0 | 147.41 | 149.39 | 2 | 0
2040 | MISO_IN_2_PJM_ROR | MISO_IN | PJM_ROR | Internal | Summer | B5 | 200 | 992 | 765.39 | 138.27 | 140.27 | 2 | 0
2040 | MISO_IN_2_PJM_ROR | MISO_IN | PJM_ROR | Internal | Summer | B6 | 300 | 992 | 697.89 | 103.88 | 105.88 | 2 | 0
2040 | MISO_IN_2_PJM_ROR | MISO_IN | PJM_ROR | Internal | Summer | B7 | 400 | 992 | 992 | 92.28 | 94.29 | 2 | 0.01
2040 | MISO_IN_2_PJM_ROR | MISO_IN | PJM_ROR | Internal | Summer | B8 | 500 | 992 | 992 | 87.61 | 89.62 | 2 | 0.01
2040 | MISO_IN_2_PJM_ROR | MISO_IN | PJM_ROR | Internal | Summer | B9 | 800 | 992 | 992 | 79.13 | 83.54 | 2 | 2.4
2040 | MISO_IN_2_PJM_ROR | MISO_IN | PJM_ROR | Internal | Summer | B10 | 1262 | 992 | 0 | 77.87 | 77.63 | 2 | 0
2040 | MISO_IN_2_PJM_ROR | MISO_IN | PJM_ROR | Internal | Winter | B16 | 25 | 992 | 992 | 93.5 | 99.47 | 2 | 3.96
2040 | MISO_IN_2_PJM_ROR | MISO_IN | PJM_ROR | Internal | Winter | B17 | 100 | 992 | 992 | 93.05 | 96.96 | 2 | 1.91
2040 | MISO_IN_2_PJM_ROR | MISO_IN | PJM_ROR | Internal | Winter | B18 | 400 | 992 | 992 | 87.06 | 93.03 | 2 | 3.96
2040 | MISO_IN_2_PJM_ROR | MISO_IN | PJM_ROR | Internal | Winter | B19 | 700 | 992 | 992 | 82.86 | 90.79 | 2 | 5.93
2040 | MISO_IN_2_PJM_ROR | MISO_IN | PJM_ROR | Internal | Winter | B20 | 935 | 992 | 992 | 79.52 | 83.36 | 2 | 1.84
2040 | MISO_MI_2_MISO_IN | MISO_MI | MISO_IN | Internal | Shoulder | B11 | 25 | 2045 | 0 | 91.08 | 91.07 | 0.01 | 0
2040 | MISO_MI_2_MISO_IN | MISO_MI | MISO_IN | Internal | Shoulder | B12 | 200 | 2045 | 0 | 86.08 | 86.07 | 0.01 | 0
2040 | MISO_MI_2_MISO_IN | MISO_MI | MISO_IN | Internal | Shoulder | B13 | 600 | 2045 | 0 | 84.22 | 84.2 | 0.01 | 0
2040 | MISO_MI_2_MISO_IN | MISO_MI | MISO_IN | Internal | Shoulder | B14 | 900 | 2045 | 0 | 79.53 | 79.46 | 0.01 | 0
2040 | MISO_MI_2_MISO_IN | MISO_MI | MISO_IN | Internal | Shoulder | B15 | 1203 | 2045 | 0 | 76.28 | 76.27 | 0.01 | 0
2040 | MISO_MI_2_MISO_IN | MISO_MI | MISO_IN | Internal | Summer | B1 | 10 | 2045 | 2875.55 | 201.02 | 201.05 | 0.01 | 0.01
2040 | MISO_MI_2_MISO_IN | MISO_MI | MISO_IN | Internal | Summer | B2 | 25 | 2045 | 3471.87 | 317.59 | 317.62 | 0.01 | 0.01
2040 | MISO_MI_2_MISO_IN | MISO_MI | MISO_IN | Internal | Summer | B3 | 75 | 2045 | 4115.45 | 172.92 | 172.94 | 0.01 | 0.01
2040 | MISO_MI_2_MISO_IN | MISO_MI | MISO_IN | Internal | Summer | B4 | 100 | 2045 | 3831.14 | 147.39 | 147.41 | 0.01 | 0.01
2040 | MISO_MI_2_MISO_IN | MISO_MI | MISO_IN | Internal | Summer | B5 | 200 | 2045 | 3048.76 | 138.25 | 138.27 | 0.01 | 0.01
2040 | MISO_MI_2_MISO_IN | MISO_MI | MISO_IN | Internal | Summer | B6 | 300 | 2045 | 0 | 103.88 | 103.88 | 0.01 | 0
2040 | MISO_MI_2_MISO_IN | MISO_MI | MISO_IN | Internal | Summer | B7 | 400 | 2045 | 0 | 92.29 | 92.28 | 0.01 | 0
2040 | MISO_MI_2_MISO_IN | MISO_MI | MISO_IN | Internal | Summer | B8 | 500 | 2045 | 0 | 87.62 | 87.61 | 0.01 | 0
2040 | MISO_MI_2_MISO_IN | MISO_MI | MISO_IN | Internal | Summer | B9 | 800 | 2045 | 0 | 79.15 | 79.13 | 0.01 | 0
2040 | MISO_MI_2_MISO_IN | MISO_MI | MISO_IN | Internal | Summer | B10 | 1262 | 2045 | 0 | 77.88 | 77.87 | 0.01 | 0
2040 | MISO_MI_2_MISO_IN | MISO_MI | MISO_IN | Internal | Winter | B16 | 25 | 2045 | 0 | 93.51 | 93.5 | 0.01 | 0
2040 | MISO_MI_2_MISO_IN | MISO_MI | MISO_IN | Internal | Winter | B17 | 100 | 2045 | 0 | 93.06 | 93.05 | 0.01 | 0
2040 | MISO_MI_2_MISO_IN | MISO_MI | MISO_IN | Internal | Winter | B18 | 400 | 2045 | 0 | 87.08 | 87.06 | 0.01 | 0
2040 | MISO_MI_2_MISO_IN | MISO_MI | MISO_IN | Internal | Winter | B19 | 700 | 2045 | 0 | 82.87 | 82.86 | 0.01 | 0
2040 | MISO_MI_2_MISO_IN | MISO_MI | MISO_IN | Internal | Winter | B20 | 935 | 2045 | 0 | 79.53 | 79.52 | 0.01 | 0
2040 | MISO_MI_2_MISO_WUMS | MISO_MI | MISO_WUMS | Internal | Shoulder | B11 | 25 | 117 | 117 | 91.08 | 91.92 | 0.01 | 0.83
2040 | MISO_MI_2_MISO_WUMS | MISO_MI | MISO_WUMS | Internal | Shoulder | B12 | 200 | 117 | 609.17 | 86.08 | 87.93 | 0.01 | 1.83
2040 | MISO_MI_2_MISO_WUMS | MISO_MI | MISO_WUMS | Internal | Shoulder | B13 | 600 | 117 | 1266.8 | 84.22 | 86.06 | 0.01 | 1.83
2040 | MISO_MI_2_MISO_WUMS | MISO_MI | MISO_WUMS | Internal | Shoulder | B14 | 900 | 117 | 117 | 79.53 | 80.54 | 0.01 | 1
2040 | MISO_MI_2_MISO_WUMS | MISO_MI | MISO_WUMS | Internal | Shoulder | B15 | 1203 | 117 | 0 | 76.28 | 75.3 | 0.01 | 0
2040 | MISO_MI_2_MISO_WUMS | MISO_MI | MISO_WUMS | Internal | Summer | B1 | 10 | 117 | 0 | 201.02 | 199.81 | 0.01 | 0
2040 | MISO_MI_2_MISO_WUMS | MISO_MI | MISO_WUMS | Internal | Summer | B2 | 25 | 117 | 0 | 317.59 | 316.38 | 0.01 | 0
2040 | MISO_MI_2_MISO_WUMS | MISO_MI | MISO_WUMS | Internal | Summer | B3 | 75 | 117 | 0 | 172.92 | 171.71 | 0.01 | 0
2040 | MISO_MI_2_MISO_WUMS | MISO_MI | MISO_WUMS | Internal | Summer | B4 | 100 | 117 | 3.45 | 147.39 | 147.4 | 0.01 | 0
2040 | MISO_MI_2_MISO_WUMS | MISO_MI | MISO_WUMS | Internal | Summer | B5 | 200 | 117 | 117 | 138.25 | 138.27 | 0.01 | 0.01
2040 | MISO_MI_2_MISO_WUMS | MISO_MI | MISO_WUMS | Internal | Summer | B6 | 300 | 117 | 0 | 103.88 | 103.88 | 0.01 | 0
2040 | MISO_MI_2_MISO_WUMS | MISO_MI | MISO_WUMS | Internal | Summer | B7 | 400 | 117 | 0 | 92.29 | 89.8 | 0.01 | 0
2040 | MISO_MI_2_MISO_WUMS | MISO_MI | MISO_WUMS | Internal | Summer | B8 | 500 | 117 | 196.57 | 87.62 | 89.47 | 0.01 | 1.83
2040 | MISO_MI_2_MISO_WUMS | MISO_MI | MISO_WUMS | Internal | Summer | B9 | 800 | 117 | 1540.91 | 79.15 | 80.99 | 0.01 | 1.83
2040 | MISO_MI_2_MISO_WUMS | MISO_MI | MISO_WUMS | Internal | Summer | B10 | 1262 | 117 | 0 | 77.88 | 76.7 | 0.01 | 0
2040 | MISO_MI_2_MISO_WUMS | MISO_MI | MISO_WUMS | Internal | Winter | B16 | 25 | 117 | 1504.25 | 93.51 | 95.36 | 0.01 | 1.83
2040 | MISO_MI_2_MISO_WUMS | MISO_MI | MISO_WUMS | Internal | Winter | B17 | 100 | 117 | 0 | 93.06 | 92.85 | 0.01 | 0
2040 | MISO_MI_2_MISO_WUMS | MISO_MI | MISO_WUMS | Internal | Winter | B18 | 400 | 117 | 2013.42 | 87.08 | 88.92 | 0.01 | 1.83
2040 | MISO_MI_2_MISO_WUMS | MISO_MI | MISO_WUMS | Internal | Winter | B19 | 700 | 117 | 2235.34 | 82.87 | 84.71 | 0.01 | 1.83
2040 | MISO_MI_2_MISO_WUMS | MISO_MI | MISO_WUMS | Internal | Winter | B20 | 935 | 117 | 0 | 79.53 | 79.25 | 0.01 | 0
2040 | MISO_MI_2_PJM_ROR | MISO_MI | PJM_ROR | Internal | Shoulder | B11 | 25 | 1424 | 1424 | 91.08 | 97.28 | 2 | 4.2
2040 | MISO_MI_2_PJM_ROR | MISO_MI | PJM_ROR | Internal | Shoulder | B12 | 200 | 1424 | 1424 | 86.08 | 92.04 | 2 | 3.95
2040 | MISO_MI_2_PJM_ROR | MISO_MI | PJM_ROR | Internal | Shoulder | B13 | 600 | 1424 | 1424 | 84.22 | 90.17 | 2 | 3.95
2040 | MISO_MI_2_PJM_ROR | MISO_MI | PJM_ROR | Internal | Shoulder | B14 | 900 | 1424 | 1424 | 79.53 | 84.64 | 2 | 3.12
2040 | MISO_MI_2_PJM_ROR | MISO_MI | PJM_ROR | Internal | Shoulder | B15 | 1203 | 1424 | 1424 | 76.28 | 79.4 | 2 | 1.12
2040 | MISO_MI_2_PJM_ROR | MISO_MI | PJM_ROR | Internal | Summer | B1 | 10 | 1424 | 1424 | 201.02 | 210.16 | 2 | 7.14
2040 | MISO_MI_2_PJM_ROR | MISO_MI | PJM_ROR | Internal | Summer | B2 | 25 | 1424 | 1424 | 317.59 | 326.73 | 2 | 7.14
2040 | MISO_MI_2_PJM_ROR | MISO_MI | PJM_ROR | Internal | Summer | B3 | 75 | 1424 | 1424 | 172.92 | 182.06 | 2 | 7.14
2040 | MISO_MI_2_PJM_ROR | MISO_MI | PJM_ROR | Internal | Summer | B4 | 100 | 1424 | 3.94 | 147.39 | 149.39 | 2 | 0
2040 | MISO_MI_2_PJM_ROR | MISO_MI | PJM_ROR | Internal | Summer | B5 | 200 | 1424 | 1424 | 138.25 | 140.27 | 2 | 0.02
2040 | MISO_MI_2_PJM_ROR | MISO_MI | PJM_ROR | Internal | Summer | B6 | 300 | 1424 | 582.63 | 103.88 | 105.88 | 2 | 0
2040 | MISO_MI_2_PJM_ROR | MISO_MI | PJM_ROR | Internal | Summer | B7 | 400 | 1424 | 572.15 | 92.29 | 94.29 | 2 | 0
2040 | MISO_MI_2_PJM_ROR | MISO_MI | PJM_ROR | Internal | Summer | B8 | 500 | 1424 | 130.02 | 87.62 | 89.62 | 2 | 0
2040 | MISO_MI_2_PJM_ROR | MISO_MI | PJM_ROR | Internal | Summer | B9 | 800 | 1424 | 1424 | 79.15 | 83.54 | 2 | 2.39
2040 | MISO_MI_2_PJM_ROR | MISO_MI | PJM_ROR | Internal | Summer | B10 | 1262 | 1424 | 0 | 77.88 | 77.63 | 2 | 0
2040 | MISO_MI_2_PJM_ROR | MISO_MI | PJM_ROR | Internal | Winter | B16 | 25 | 1424 | 1424 | 93.51 | 99.47 | 2 | 3.95
2040 | MISO_MI_2_PJM_ROR | MISO_MI | PJM_ROR | Internal | Winter | B17 | 100 | 1424 | 1424 | 93.06 | 96.96 | 2 | 1.9
2040 | MISO_MI_2_PJM_ROR | MISO_MI | PJM_ROR | Internal | Winter | B18 | 400 | 1424 | 1424 | 87.08 | 93.03 | 2 | 3.95
2040 | MISO_MI_2_PJM_ROR | MISO_MI | PJM_ROR | Internal | Winter | B19 | 700 | 1424 | 1424 | 82.87 | 90.79 | 2 | 5.92
2040 | MISO_MI_2_PJM_ROR | MISO_MI | PJM_ROR | Internal | Winter | B20 | 935 | 1424 | 1424 | 79.53 | 83.36 | 2 | 1.83
2040 | MISO_MO-IL_2_ENT | MISO_MO-IL | ENT | Internal | Shoulder | B11 | 25 | 2540 | 1571.12 | 91.05 | 99.05 | 8 | 0
2040 | MISO_MO-IL_2_ENT | MISO_MO-IL | ENT | Internal | Shoulder | B12 | 200 | 2540 | 2540 | 83.11 | 95 | 8 | 3.89
2040 | MISO_MO-IL_2_ENT | MISO_MO-IL | ENT | Internal | Shoulder | B13 | 600 | 2540 | 2540 | 81.24 | 95 | 8 | 5.76
2040 | MISO_MO-IL_2_ENT | MISO_MO-IL | ENT | Internal | Shoulder | B14 | 900 | 2540 | 0 | 75.71 | 81.74 | 8 | 0
2040 | MISO_MO-IL_2_ENT | MISO_MO-IL | ENT | Internal | Shoulder | B15 | 1203 | 2540 | 0 | 70.27 | 76.3 | 8 | 0
2040 | MISO_MO-IL_2_ENT | MISO_MO-IL | ENT | Internal | Summer | B1 | 10 | 2540 | 0 | 198.96 | 201.35 | 8 | 0
2040 | MISO_MO-IL_2_ENT | MISO_MO-IL | ENT | Internal | Summer | B2 | 25 | 2540 | 0 | 317.26 | 319.65 | 8 | 0
2040 | MISO_MO-IL_2_ENT | MISO_MO-IL | ENT | Internal | Summer | B3 | 75 | 2540 | 2500.3 | 172.95 | 180.95 | 8 | 0
2040 | MISO_MO-IL_2_ENT | MISO_MO-IL | ENT | Internal | Summer | B4 | 100 | 2540 | 2540 | 147.42 | 156.42 | 8 | 1
2040 | MISO_MO-IL_2_ENT | MISO_MO-IL | ENT | Internal | Summer | B5 | 200 | 2540 | 922.66 | 138.27 | 146.27 | 8 | 0
2040 | MISO_MO-IL_2_ENT | MISO_MO-IL | ENT | Internal | Summer | B6 | 300 | 2540 | 0 | 103.87 | 104.86 | 8 | 0
2040 | MISO_MO-IL_2_ENT | MISO_MO-IL | ENT | Internal | Summer | B7 | 400 | 2540 | 0 | 92.27 | 97.98 | 8 | 0
2040 | MISO_MO-IL_2_ENT | MISO_MO-IL | ENT | Internal | Summer | B8 | 500 | 2540 | 2540 | 87.6 | 96.31 | 8 | 0.71
2040 | MISO_MO-IL_2_ENT | MISO_MO-IL | ENT | Internal | Summer | B9 | 800 | 2540 | 2937.4 | 79.12 | 93.06 | 8 | 5.93
2040 | MISO_MO-IL_2_ENT | MISO_MO-IL | ENT | Internal | Summer | B10 | 1262 | 2540 | 2540 | 71.87 | 80.55 | 8 | 0.68
2040 | MISO_MO-IL_2_ENT | MISO_MO-IL | ENT | Internal | Winter | B16 | 25 | 2540 | 2540 | 90.54 | 99.17 | 8 | 0.63
2040 | MISO_MO-IL_2_ENT | MISO_MO-IL | ENT | Internal | Winter | B17 | 100 | 2540 | 555.39 | 87.05 | 95.05 | 8 | 0
2040 | MISO_MO-IL_2_ENT | MISO_MO-IL | ENT | Internal | Winter | B18 | 400 | 2540 | 2540 | 84.1 | 95.05 | 8 | 2.96
2040 | MISO_MO-IL_2_ENT | MISO_MO-IL | ENT | Internal | Winter | B19 | 700 | 2540 | 908.73 | 81.86 | 89.86 | 8 | 0
2040 | MISO_MO-IL_2_ENT | MISO_MO-IL | ENT | Internal | Winter | B20 | 935 | 2540 | 0 | 73.52 | 79.55 | 8 | 0
2040 | MISO_MO-IL_2_MISO_IN | MISO_MO-IL | MISO_IN | Internal | Shoulder | B11 | 25 | 2100 | 1397.73 | 91.05 | 91.07 | 0.01 | 0
2040 | MISO_MO-IL_2_MISO_IN | MISO_MO-IL | MISO_IN | Internal | Shoulder | B12 | 200 | 2100 | 2100 | 83.11 | 86.07 | 0.01 | 2.95
2040 | MISO_MO-IL_2_MISO_IN | MISO_MO-IL | MISO_IN | Internal | Shoulder | B13 | 600 | 2100 | 2100 | 81.24 | 84.2 | 0.01 | 2.95
2040 | MISO_MO-IL_2_MISO_IN | MISO_MO-IL | MISO_IN | Internal | Shoulder | B14 | 900 | 2100 | 2100 | 75.71 | 79.46 | 0.01 | 3.74
2040 | MISO_MO-IL_2_MISO_IN | MISO_MO-IL | MISO_IN | Internal | Shoulder | B15 | 1203 | 2100 | 6214.77 | 70.27 | 76.27 | 0.01 | 5.98
2040 | MISO_MO-IL_2_MISO_IN | MISO_MO-IL | MISO_IN | Internal | Summer | B1 | 10 | 2100 | 2100 | 198.96 | 201.05 | 0.01 | 2.07
2040 | MISO_MO-IL_2_MISO_IN | MISO_MO-IL | MISO_IN | Internal | Summer | B2 | 25 | 2100 | 2100 | 317.26 | 317.62 | 0.01 | 0.35
2040 | MISO_MO-IL_2_MISO_IN | MISO_MO-IL | MISO_IN | Internal | Summer | B3 | 75 | 2100 | 0 | 172.95 | 172.94 | 0.01 | 0
2040 | MISO_MO-IL_2_MISO_IN | MISO_MO-IL | MISO_IN | Internal | Summer | B4 | 100 | 2100 | 0 | 147.42 | 147.41 | 0.01 | 0
2040 | MISO_MO-IL_2_MISO_IN | MISO_MO-IL | MISO_IN | Internal | Summer | B5 | 200 | 2100 | 0 | 138.27 | 138.27 | 0.01 | 0
2040 | MISO_MO-IL_2_MISO_IN | MISO_MO-IL | MISO_IN | Internal | Summer | B6 | 300 | 2100 | 1514.36 | 103.87 | 103.88 | 0.01 | 0
2040 | MISO_MO-IL_2_MISO_IN | MISO_MO-IL | MISO_IN | Internal | Summer | B7 | 400 | 2100 | 1582.51 | 92.27 | 92.28 | 0.01 | 0
2040 | MISO_MO-IL_2_MISO_IN | MISO_MO-IL | MISO_IN | Internal | Summer | B8 | 500 | 2100 | 1683.81 | 87.6 | 87.61 | 0.01 | 0
2040 | MISO_MO-IL_2_MISO_IN | MISO_MO-IL | MISO_IN | Internal | Summer | B9 | 800 | 2100 | 2006.03 | 79.12 | 79.13 | 0.01 | 0
2040 | MISO_MO-IL_2_MISO_IN | MISO_MO-IL | MISO_IN | Internal | Summer | B10 | 1262 | 2100 | 3466.34 | 71.87 | 77.87 | 0.01 | 5.98
2040 | MISO_MO-IL_2_MISO_IN | MISO_MO-IL | MISO_IN | Internal | Winter | B16 | 25 | 2100 | 2100 | 90.54 | 93.5 | 0.01 | 2.95
2040 | MISO_MO-IL_2_MISO_IN | MISO_MO-IL | MISO_IN | Internal | Winter | B17 | 100 | 2100 | 3055.56 | 87.05 | 93.05 | 0.01 | 5.98
2040 | MISO_MO-IL_2_MISO_IN | MISO_MO-IL | MISO_IN | Internal | Winter | B18 | 400 | 2100 | 2100 | 84.1 | 87.06 | 0.01 | 2.95
2040 | MISO_MO-IL_2_MISO_IN | MISO_MO-IL | MISO_IN | Internal | Winter | B19 | 700 | 2100 | 2100 | 81.86 | 82.86 | 0.01 | 0.99
2040 | MISO_MO-IL_2_MISO_IN | MISO_MO-IL | MISO_IN | Internal | Winter | B20 | 935 | 2100 | 4107.79 | 73.52 | 79.52 | 0.01 | 5.98
2040 | MISO_MO-IL_2_MISO_W | MISO_MO-IL | MISO_W | Internal | Shoulder | B11 | 25 | 960 | 0 | 91.05 | 82.65 | 0.01 | 0
2040 | MISO_MO-IL_2_MISO_W | MISO_MO-IL | MISO_W | Internal | Shoulder | B12 | 200 | 960 | 0 | 83.11 | 61.98 | 0.01 | 0
2040 | MISO_MO-IL_2_MISO_W | MISO_MO-IL | MISO_W | Internal | Shoulder | B13 | 600 | 960 | 0 | 81.24 | 60.11 | 0.01 | 0
2040 | MISO_MO-IL_2_MISO_W | MISO_MO-IL | MISO_W | Internal | Shoulder | B14 | 900 | 960 | 0 | 75.71 | 54.59 | 0.01 | 0
2040 | MISO_MO-IL_2_MISO_W | MISO_MO-IL | MISO_W | Internal | Shoulder | B15 | 1203 | 960 | 0 | 70.27 | 49.35 | 0.01 | 0
2040 | MISO_MO-IL_2_MISO_W | MISO_MO-IL | MISO_W | Internal | Summer | B1 | 10 | 960 | 0 | 198.96 | 180.11 | 0.01 | 0
2040 | MISO_MO-IL_2_MISO_W | MISO_MO-IL | MISO_W | Internal | Summer | B2 | 25 | 960 | 0 | 317.26 | 296.68 | 0.01 | 0
2040 | MISO_MO-IL_2_MISO_W | MISO_MO-IL | MISO_W | Internal | Summer | B3 | 75 | 960 | 0 | 172.95 | 154.24 | 0.01 | 0
2040 | MISO_MO-IL_2_MISO_W | MISO_MO-IL | MISO_W | Internal | Summer | B4 | 100 | 960 | 0 | 147.42 | 147.39 | 0.01 | 0
2040 | MISO_MO-IL_2_MISO_W | MISO_MO-IL | MISO_W | Internal | Summer | B5 | 200 | 960 | 0 | 138.27 | 138.26 | 0.01 | 0
2040 | MISO_MO-IL_2_MISO_W | MISO_MO-IL | MISO_W | Internal | Summer | B6 | 300 | 960 | 0 | 103.87 | 103.86 | 0.01 | 0
2040 | MISO_MO-IL_2_MISO_W | MISO_MO-IL | MISO_W | Internal | Summer | B7 | 400 | 960 | 0 | 92.27 | 85.98 | 0.01 | 0
2040 | MISO_MO-IL_2_MISO_W | MISO_MO-IL | MISO_W | Internal | Summer | B8 | 500 | 960 | 0 | 87.6 | 75.41 | 0.01 | 0
2040 | MISO_MO-IL_2_MISO_W | MISO_MO-IL | MISO_W | Internal | Summer | B9 | 800 | 960 | 0 | 79.12 | 58 | 0.01 | 0
2040 | MISO_MO-IL_2_MISO_W | MISO_MO-IL | MISO_W | Internal | Summer | B10 | 1262 | 960 | 0 | 71.87 | 50.75 | 0.01 | 0
2040 | MISO_MO-IL_2_MISO_W | MISO_MO-IL | MISO_W | Internal | Winter | B16 | 25 | 960 | 0 | 90.54 | 69.41 | 0.01 | 0
2040 | MISO_MO-IL_2_MISO_W | MISO_MO-IL | MISO_W | Internal | Winter | B17 | 100 | 960 | 0 | 87.05 | 66.91 | 0.01 | 0
2040 | MISO_MO-IL_2_MISO_W | MISO_MO-IL | MISO_W | Internal | Winter | B18 | 400 | 960 | 0 | 84.1 | 62.97 | 0.01 | 0
2040 | MISO_MO-IL_2_MISO_W | MISO_MO-IL | MISO_W | Internal | Winter | B19 | 700 | 960 | 0 | 81.86 | 60.73 | 0.01 | 0
2040 | MISO_MO-IL_2_MISO_W | MISO_MO-IL | MISO_W | Internal | Winter | B20 | 935 | 960 | 0 | 73.52 | 53.31 | 0.01 | 0
2040 | MISO_MO-IL_2_PJM_ROR | MISO_MO-IL | PJM_ROR | Internal | Shoulder | B11 | 25 | 1212 | 1212 | 91.05 | 97.28 | 2 | 4.23
2040 | MISO_MO-IL_2_PJM_ROR | MISO_MO-IL | PJM_ROR | Internal | Shoulder | B12 | 200 | 1212 | 1212 | 83.11 | 92.04 | 2 | 6.93
2040 | MISO_MO-IL_2_PJM_ROR | MISO_MO-IL | PJM_ROR | Internal | Shoulder | B13 | 600 | 1212 | 1212 | 81.24 | 90.17 | 2 | 6.93
2040 | MISO_MO-IL_2_PJM_ROR | MISO_MO-IL | PJM_ROR | Internal | Shoulder | B14 | 900 | 1212 | 1212 | 75.71 | 84.64 | 2 | 6.93
2040 | MISO_MO-IL_2_PJM_ROR | MISO_MO-IL | PJM_ROR | Internal | Shoulder | B15 | 1203 | 1212 | 1212 | 70.27 | 79.4 | 2 | 7.13
2040 | MISO_MO-IL_2_PJM_ROR | MISO_MO-IL | PJM_ROR | Internal | Summer | B1 | 10 | 1212 | 7851.81 | 198.96 | 210.16 | 2 | 9.2
2040 | MISO_MO-IL_2_PJM_ROR | MISO_MO-IL | PJM_ROR | Internal | Summer | B2 | 25 | 1212 | 1212 | 317.26 | 326.73 | 2 | 7.47
2040 | MISO_MO-IL_2_PJM_ROR | MISO_MO-IL | PJM_ROR | Internal | Summer | B3 | 75 | 1212 | 1212 | 172.95 | 182.06 | 2 | 7.1
2040 | MISO_MO-IL_2_PJM_ROR | MISO_MO-IL | PJM_ROR | Internal | Summer | B4 | 100 | 1212 | 0 | 147.42 | 149.39 | 2 | 0
2040 | MISO_MO-IL_2_PJM_ROR | MISO_MO-IL | PJM_ROR | Internal | Summer | B5 | 200 | 1212 | 486.4 | 138.27 | 140.27 | 2 | 0
2040 | MISO_MO-IL_2_PJM_ROR | MISO_MO-IL | PJM_ROR | Internal | Summer | B6 | 300 | 1212 | 1212 | 103.87 | 105.88 | 2 | 0.01
2040 | MISO_MO-IL_2_PJM_ROR | MISO_MO-IL | PJM_ROR | Internal | Summer | B7 | 400 | 1212 | 1212 | 92.27 | 94.29 | 2 | 0.02
2040 | MISO_MO-IL_2_PJM_ROR | MISO_MO-IL | PJM_ROR | Internal | Summer | B8 | 500 | 1212 | 1212 | 87.6 | 89.62 | 2 | 0.02
2040 | MISO_MO-IL_2_PJM_ROR | MISO_MO-IL | PJM_ROR | Internal | Summer | B9 | 800 | 1212 | 1212 | 79.12 | 83.54 | 2 | 2.42
2040 | MISO_MO-IL_2_PJM_ROR | MISO_MO-IL | PJM_ROR | Internal | Summer | B10 | 1262 | 1212 | 1212 | 71.87 | 77.63 | 2 | 3.76
2040 | MISO_MO-IL_2_PJM_ROR | MISO_MO-IL | PJM_ROR | Internal | Winter | B16 | 25 | 1212 | 1212 | 90.54 | 99.47 | 2 | 6.93
2040 | MISO_MO-IL_2_PJM_ROR | MISO_MO-IL | PJM_ROR | Internal | Winter | B17 | 100 | 1212 | 1212 | 87.05 | 96.96 | 2 | 7.91
2040 | MISO_MO-IL_2_PJM_ROR | MISO_MO-IL | PJM_ROR | Internal | Winter | B18 | 400 | 1212 | 1212 | 84.1 | 93.03 | 2 | 6.93
2040 | MISO_MO-IL_2_PJM_ROR | MISO_MO-IL | PJM_ROR | Internal | Winter | B19 | 700 | 1212 | 1212 | 81.86 | 90.79 | 2 | 6.93
2040 | MISO_MO-IL_2_PJM_ROR | MISO_MO-IL | PJM_ROR | Internal | Winter | B20 | 935 | 1212 | 1212 | 73.52 | 83.36 | 2 | 7.84
2040 | MISO_MO-IL_2_TVA_Transmission | MISO_MO-IL | TVA_Transmission | Internal | Shoulder | B11 | 25 | 4000 | 2655.13 | 91.05 | 99.05 | 8 | 0
2040 | MISO_MO-IL_2_TVA_Transmission | MISO_MO-IL | TVA_Transmission | Internal | Shoulder | B12 | 200 | 4000 | 2831.54 | 83.11 | 91.11 | 8 | 0
2040 | MISO_MO-IL_2_TVA_Transmission | MISO_MO-IL | TVA_Transmission | Internal | Shoulder | B13 | 600 | 4000 | 1501.41 | 81.24 | 89.24 | 8 | 0
2040 | MISO_MO-IL_2_TVA_Transmission | MISO_MO-IL | TVA_Transmission | Internal | Shoulder | B14 | 900 | 4000 | 3567.34 | 75.71 | 83.71 | 8 | 0
2040 | MISO_MO-IL_2_TVA_Transmission | MISO_MO-IL | TVA_Transmission | Internal | Shoulder | B15 | 1203 | 4000 | 4000 | 70.27 | 83.37 | 8 | 5.1
2040 | MISO_MO-IL_2_TVA_Transmission | MISO_MO-IL | TVA_Transmission | Internal | Summer | B1 | 10 | 4000 | 14963.47 | 198.96 | 214.44 | 8 | 7.47
2040 | MISO_MO-IL_2_TVA_Transmission | MISO_MO-IL | TVA_Transmission | Internal | Summer | B2 | 25 | 4000 | 9001.76 | 317.26 | 332.73 | 8 | 7.47
2040 | MISO_MO-IL_2_TVA_Transmission | MISO_MO-IL | TVA_Transmission | Internal | Summer | B3 | 75 | 4000 | 6368.61 | 172.95 | 188.43 | 8 | 7.47
2040 | MISO_MO-IL_2_TVA_Transmission | MISO_MO-IL | TVA_Transmission | Internal | Summer | B4 | 100 | 4000 | 3749.72 | 147.42 | 155.42 | 8 | 0
2040 | MISO_MO-IL_2_TVA_Transmission | MISO_MO-IL | TVA_Transmission | Internal | Summer | B5 | 200 | 4000 | 922.74 | 138.27 | 146.27 | 8 | 0
2040 | MISO_MO-IL_2_TVA_Transmission | MISO_MO-IL | TVA_Transmission | Internal | Summer | B6 | 300 | 4000 | 0 | 103.87 | 111.82 | 8 | 0
2040 | MISO_MO-IL_2_TVA_Transmission | MISO_MO-IL | TVA_Transmission | Internal | Summer | B7 | 400 | 4000 | 0 | 92.27 | 97.65 | 8 | 0
2040 | MISO_MO-IL_2_TVA_Transmission | MISO_MO-IL | TVA_Transmission | Internal | Summer | B8 | 500 | 4000 | 0 | 87.6 | 94.81 | 8 | 0
2040 | MISO_MO-IL_2_TVA_Transmission | MISO_MO-IL | TVA_Transmission | Internal | Summer | B9 | 800 | 4000 | 2324.2 | 79.12 | 87.12 | 8 | 0
2040 | MISO_MO-IL_2_TVA_Transmission | MISO_MO-IL | TVA_Transmission | Internal | Summer | B10 | 1262 | 4000 | 4000 | 71.87 | 82.05 | 8 | 2.17
2040 | MISO_MO-IL_2_TVA_Transmission | MISO_MO-IL | TVA_Transmission | Internal | Winter | B16 | 25 | 4000 | 4000 | 90.54 | 99.88 | 8 | 1.35
2040 | MISO_MO-IL_2_TVA_Transmission | MISO_MO-IL | TVA_Transmission | Internal | Winter | B17 | 100 | 4000 | 2343.15 | 87.05 | 95.05 | 8 | 0
2040 | MISO_MO-IL_2_TVA_Transmission | MISO_MO-IL | TVA_Transmission | Internal | Winter | B18 | 400 | 4000 | 0 | 84.1 | 91.49 | 8 | 0
2040 | MISO_MO-IL_2_TVA_Transmission | MISO_MO-IL | TVA_Transmission | Internal | Winter | B19 | 700 | 4000 | 892.96 | 81.86 | 89.86 | 8 | 0
2040 | MISO_MO-IL_2_TVA_Transmission | MISO_MO-IL | TVA_Transmission | Internal | Winter | B20 | 935 | 4000 | 4000 | 73.52 | 86.36 | 8 | 4.84
2040 | MISO_W_2_IESO | MISO_W | IESO | Internal | Shoulder | B11 | 25 | 90 | 0 | 82.65 | 54.89 | 8 | 0
2040 | MISO_W_2_IESO | MISO_W | IESO | Internal | Shoulder | B12 | 200 | 90 | 0 | 61.98 | 54.89 | 8 | 0
2040 | MISO_W_2_IESO | MISO_W | IESO | Internal | Shoulder | B13 | 600 | 90 | 0 | 60.11 | 54.89 | 8 | 0
2040 | MISO_W_2_IESO | MISO_W | IESO | Internal | Shoulder | B14 | 900 | 90 | 0 | 54.59 | 54.89 | 8 | 0
2040 | MISO_W_2_IESO | MISO_W | IESO | Internal | Shoulder | B15 | 1203 | 90 | 0 | 49.35 | 54.89 | 8 | 0
2040 | MISO_W_2_IESO | MISO_W | IESO | Internal | Summer | B1 | 10 | 90 | 0 | 180.11 | 171.77 | 8 | 0
2040 | MISO_W_2_IESO | MISO_W | IESO | Internal | Summer | B2 | 25 | 90 | 0 | 296.68 | 271.63 | 8 | 0
2040 | MISO_W_2_IESO | MISO_W | IESO | Internal | Summer | B3 | 75 | 90 | 0 | 154.24 | 126.96 | 8 | 0
2040 | MISO_W_2_IESO | MISO_W | IESO | Internal | Summer | B4 | 100 | 90 | 0 | 147.39 | 101.42 | 8 | 0
2040 | MISO_W_2_IESO | MISO_W | IESO | Internal | Summer | B5 | 200 | 90 | 0 | 138.26 | 92.28 | 8 | 0
2040 | MISO_W_2_IESO | MISO_W | IESO | Internal | Summer | B6 | 300 | 90 | 0 | 103.86 | 57.92 | 8 | 0
2040 | MISO_W_2_IESO | MISO_W | IESO | Internal | Summer | B7 | 400 | 90 | 0 | 85.98 | 46.44 | 8 | 0
2040 | MISO_W_2_IESO | MISO_W | IESO | Internal | Summer | B8 | 500 | 90 | 0 | 75.41 | 46.44 | 8 | 0
2040 | MISO_W_2_IESO | MISO_W | IESO | Internal | Summer | B9 | 800 | 90 | 0 | 58 | 46.44 | 8 | 0
2040 | MISO_W_2_IESO | MISO_W | IESO | Internal | Summer | B10 | 1262 | 90 | 0 | 50.75 | 46.44 | 8 | 0
2040 | MISO_W_2_IESO | MISO_W | IESO | Internal | Winter | B16 | 25 | 90 | 0 | 69.41 | 68.72 | 8 | 0
2040 | MISO_W_2_IESO | MISO_W | IESO | Internal | Winter | B17 | 100 | 90 | 0 | 66.91 | 68.72 | 8 | 0
2040 | MISO_W_2_IESO | MISO_W | IESO | Internal | Winter | B18 | 400 | 90 | 0 | 62.97 | 68.72 | 8 | 0
2040 | MISO_W_2_IESO | MISO_W | IESO | Internal | Winter | B19 | 700 | 90 | 0 | 60.73 | 68.72 | 8 | 0
2040 | MISO_W_2_IESO | MISO_W | IESO | Internal | Winter | B20 | 935 | 90 | 90 | 53.31 | 68.72 | 8 | 7.42
2040 | MISO_W_2_MAPP_CA | MISO_W | MAPP_CA | Internal | Shoulder | B11 | 25 | 700 | 0 | 82.65 | 49.36 | 0.01 | 0
2040 | MISO_W_2_MAPP_CA | MISO_W | MAPP_CA | Internal | Shoulder | B12 | 200 | 700 | 0 | 61.98 | 49.36 | 0.01 | 0
2040 | MISO_W_2_MAPP_CA | MISO_W | MAPP_CA | Internal | Shoulder | B13 | 600 | 700 | 0 | 60.11 | 49.36 | 0.01 | 0
2040 | MISO_W_2_MAPP_CA | MISO_W | MAPP_CA | Internal | Shoulder | B14 | 900 | 700 | 0 | 54.59 | 49.36 | 0.01 | 0
2040 | MISO_W_2_MAPP_CA | MISO_W | MAPP_CA | Internal | Shoulder | B15 | 1203 | 700 | 279 | 49.35 | 49.36 | 0.01 | 0
2040 | MISO_W_2_MAPP_CA | MISO_W | MAPP_CA | Internal | Summer | B1 | 10 | 700 | 0 | 180.11 | 163.77 | 0.01 | 0
2040 | MISO_W_2_MAPP_CA | MISO_W | MAPP_CA | Internal | Summer | B2 | 25 | 700 | 0 | 296.68 | 263.63 | 0.01 | 0
2040 | MISO_W_2_MAPP_CA | MISO_W | MAPP_CA | Internal | Summer | B3 | 75 | 700 | 0 | 154.24 | 118.96 | 0.01 | 0
2040 | MISO_W_2_MAPP_CA | MISO_W | MAPP_CA | Internal | Summer | B4 | 100 | 700 | 0 | 147.39 | 95.72 | 0.01 | 0
2040 | MISO_W_2_MAPP_CA | MISO_W | MAPP_CA | Internal | Summer | B5 | 200 | 700 | 0 | 138.26 | 86.59 | 0.01 | 0
2040 | MISO_W_2_MAPP_CA | MISO_W | MAPP_CA | Internal | Summer | B6 | 300 | 700 | 0 | 103.86 | 64.92 | 0.01 | 0
2040 | MISO_W_2_MAPP_CA | MISO_W | MAPP_CA | Internal | Summer | B7 | 400 | 700 | 0 | 85.98 | 53.44 | 0.01 | 0
2040 | MISO_W_2_MAPP_CA | MISO_W | MAPP_CA | Internal | Summer | B8 | 500 | 700 | 0 | 75.41 | 53.44 | 0.01 | 0
2040 | MISO_W_2_MAPP_CA | MISO_W | MAPP_CA | Internal | Summer | B9 | 800 | 700 | 0 | 58 | 53.44 | 0.01 | 0
2040 | MISO_W_2_MAPP_CA | MISO_W | MAPP_CA | Internal | Summer | B10 | 1262 | 700 | 700 | 50.75 | 53.44 | 0.01 | 2.68
2040 | MISO_W_2_MAPP_CA | MISO_W | MAPP_CA | Internal | Winter | B16 | 25 | 700 | 0 | 69.41 | 65.47 | 0.01 | 0
2040 | MISO_W_2_MAPP_CA | MISO_W | MAPP_CA | Internal | Winter | B17 | 100 | 700 | 0 | 66.91 | 62.96 | 0.01 | 0
2040 | MISO_W_2_MAPP_CA | MISO_W | MAPP_CA | Internal | Winter | B18 | 400 | 700 | 0 | 62.97 | 62.96 | 0.01 | 0
2040 | MISO_W_2_MAPP_CA | MISO_W | MAPP_CA | Internal | Winter | B19 | 700 | 700 | 0 | 60.73 | 60.72 | 0.01 | 0
2040 | MISO_W_2_MAPP_CA | MISO_W | MAPP_CA | Internal | Winter | B20 | 935 | 700 | 700 | 53.31 | 56.86 | 0.01 | 3.55
2040 | MISO_W_2_MISO_MO-IL | MISO_W | MISO_MO-IL | Internal | Shoulder | B11 | 25 | 3800 | 3800 | 82.65 | 91.05 | 0.01 | 8.39
2040 | MISO_W_2_MISO_MO-IL | MISO_W | MISO_MO-IL | Internal | Shoulder | B12 | 200 | 3800 | 4258.71 | 61.98 | 83.11 | 0.01 | 21.11
2040 | MISO_W_2_MISO_MO-IL | MISO_W | MISO_MO-IL | Internal | Shoulder | B13 | 600 | 3800 | 6473.45 | 60.11 | 81.24 | 0.01 | 21.11
2040 | MISO_W_2_MISO_MO-IL | MISO_W | MISO_MO-IL | Internal | Shoulder | B14 | 900 | 3800 | 5497.37 | 54.59 | 75.71 | 0.01 | 21.11
2040 | MISO_W_2_MISO_MO-IL | MISO_W | MISO_MO-IL | Internal | Shoulder | B15 | 1203 | 3800 | 3800 | 49.35 | 70.27 | 0.01 | 20.91
2040 | MISO_W_2_MISO_MO-IL | MISO_W | MISO_MO-IL | Internal | Summer | B1 | 10 | 3800 | 3800 | 180.11 | 198.96 | 0.01 | 18.84
2040 | MISO_W_2_MISO_MO-IL | MISO_W | MISO_MO-IL | Internal | Summer | B2 | 25 | 3800 | 3800 | 296.68 | 317.26 | 0.01 | 20.57
2040 | MISO_W_2_MISO_MO-IL | MISO_W | MISO_MO-IL | Internal | Summer | B3 | 75 | 3800 | 3800 | 154.24 | 172.95 | 0.01 | 18.71
2040 | MISO_W_2_MISO_MO-IL | MISO_W | MISO_MO-IL | Internal | Summer | B4 | 100 | 3800 | 3800 | 147.39 | 147.42 | 0.01 | 0.02
2040 | MISO_W_2_MISO_MO-IL | MISO_W | MISO_MO-IL | Internal | Summer | B5 | 200 | 3800 | 3443.79 | 138.26 | 138.27 | 0.01 | 0
2040 | MISO_W_2_MISO_MO-IL | MISO_W | MISO_MO-IL | Internal | Summer | B6 | 300 | 3800 | 3788.51 | 103.86 | 103.87 | 0.01 | 0
2040 | MISO_W_2_MISO_MO-IL | MISO_W | MISO_MO-IL | Internal | Summer | B7 | 400 | 3800 | 3800 | 85.98 | 92.27 | 0.01 | 6.27
2040 | MISO_W_2_MISO_MO-IL | MISO_W | MISO_MO-IL | Internal | Summer | B8 | 500 | 3800 | 3800 | 75.41 | 87.6 | 0.01 | 12.18
2040 | MISO_W_2_MISO_MO-IL | MISO_W | MISO_MO-IL | Internal | Summer | B9 | 800 | 3800 | 5471.18 | 58 | 79.12 | 0.01 | 21.11
2040 | MISO_W_2_MISO_MO-IL | MISO_W | MISO_MO-IL | Internal | Summer | B10 | 1262 | 3800 | 10801.88 | 50.75 | 71.87 | 0.01 | 21.11
2040 | MISO_W_2_MISO_MO-IL | MISO_W | MISO_MO-IL | Internal | Winter | B16 | 25 | 3800 | 4992.7 | 69.41 | 90.54 | 0.01 | 21.11
2040 | MISO_W_2_MISO_MO-IL | MISO_W | MISO_MO-IL | Internal | Winter | B17 | 100 | 3800 | 3800 | 66.91 | 87.05 | 0.01 | 20.14
2040 | MISO_W_2_MISO_MO-IL | MISO_W | MISO_MO-IL | Internal | Winter | B18 | 400 | 3800 | 5213.15 | 62.97 | 84.1 | 0.01 | 21.11
2040 | MISO_W_2_MISO_MO-IL | MISO_W | MISO_MO-IL | Internal | Winter | B19 | 700 | 3800 | 3906.03 | 60.73 | 81.86 | 0.01 | 21.11
2040 | MISO_W_2_MISO_MO-IL | MISO_W | MISO_MO-IL | Internal | Winter | B20 | 935 | 3800 | 3800 | 53.31 | 73.52 | 0.01 | 20.2
2040 | MISO_W_2_MISO_WUMS | MISO_W | MISO_WUMS | Internal | Shoulder | B11 | 25 | 1629 | 1629 | 82.65 | 91.92 | 0.01 | 9.25
2040 | MISO_W_2_MISO_WUMS | MISO_W | MISO_WUMS | Internal | Shoulder | B12 | 200 | 1629 | 2789.18 | 61.98 | 87.93 | 0.01 | 25.94
2040 | MISO_W_2_MISO_WUMS | MISO_W | MISO_WUMS | Internal | Shoulder | B13 | 600 | 1629 | 1971.92 | 60.11 | 86.06 | 0.01 | 25.94
2040 | MISO_W_2_MISO_WUMS | MISO_W | MISO_WUMS | Internal | Shoulder | B14 | 900 | 1629 | 2645.99 | 54.59 | 80.54 | 0.01 | 25.94
2040 | MISO_W_2_MISO_WUMS | MISO_W | MISO_WUMS | Internal | Shoulder | B15 | 1203 | 1629 | 5167.63 | 49.35 | 75.3 | 0.01 | 25.94
2040 | MISO_W_2_MISO_WUMS | MISO_W | MISO_WUMS | Internal | Summer | B1 | 10 | 1629 | 1629 | 180.11 | 199.81 | 0.01 | 19.69
2040 | MISO_W_2_MISO_WUMS | MISO_W | MISO_WUMS | Internal | Summer | B2 | 25 | 1629 | 1629 | 296.68 | 316.38 | 0.01 | 19.69
2040 | MISO_W_2_MISO_WUMS | MISO_W | MISO_WUMS | Internal | Summer | B3 | 75 | 1629 | 1629 | 154.24 | 171.71 | 0.01 | 17.46
2040 | MISO_W_2_MISO_WUMS | MISO_W | MISO_WUMS | Internal | Summer | B4 | 100 | 1629 | 1118.13 | 147.39 | 147.4 | 0.01 | 0
2040 | MISO_W_2_MISO_WUMS | MISO_W | MISO_WUMS | Internal | Summer | B5 | 200 | 1629 | 1290.6 | 138.26 | 138.27 | 0.01 | 0
2040 | MISO_W_2_MISO_WUMS | MISO_W | MISO_WUMS | Internal | Summer | B6 | 300 | 1629 | 1629 | 103.86 | 103.88 | 0.01 | 0.01
2040 | MISO_W_2_MISO_WUMS | MISO_W | MISO_WUMS | Internal | Summer | B7 | 400 | 1629 | 1629 | 85.98 | 89.8 | 0.01 | 3.81
2040 | MISO_W_2_MISO_WUMS | MISO_W | MISO_WUMS | Internal | Summer | B8 | 500 | 1629 | 1629 | 75.41 | 89.47 | 0.01 | 14.05
2040 | MISO_W_2_MISO_WUMS | MISO_W | MISO_WUMS | Internal | Summer | B9 | 800 | 1629 | 1629 | 58 | 80.99 | 0.01 | 22.98
2040 | MISO_W_2_MISO_WUMS | MISO_W | MISO_WUMS | Internal | Summer | B10 | 1262 | 1629 | 4073.6 | 50.75 | 76.7 | 0.01 | 25.94
2040 | MISO_W_2_MISO_WUMS | MISO_W | MISO_WUMS | Internal | Winter | B16 | 25 | 1629 | 2451.55 | 69.41 | 95.36 | 0.01 | 25.94
2040 | MISO_W_2_MISO_WUMS | MISO_W | MISO_WUMS | Internal | Winter | B17 | 100 | 1629 | 4190.06 | 66.91 | 92.85 | 0.01 | 25.94
2040 | MISO_W_2_MISO_WUMS | MISO_W | MISO_WUMS | Internal | Winter | B18 | 400 | 1629 | 1965.88 | 62.97 | 88.92 | 0.01 | 25.94
2040 | MISO_W_2_MISO_WUMS | MISO_W | MISO_WUMS | Internal | Winter | B19 | 700 | 1629 | 1629 | 60.73 | 84.71 | 0.01 | 23.97
2040 | MISO_W_2_MISO_WUMS | MISO_W | MISO_WUMS | Internal | Winter | B20 | 935 | 1629 | 5350.22 | 53.31 | 79.25 | 0.01 | 25.94
2040 | MISO_W_2_PJM_ROR | MISO_W | PJM_ROR | Internal | Shoulder | B11 | 25 | 773 | 773 | 82.65 | 97.28 | 2 | 12.63
2040 | MISO_W_2_PJM_ROR | MISO_W | PJM_ROR | Internal | Shoulder | B12 | 200 | 773 | 6865.67 | 61.98 | 92.04 | 2 | 28.05
2040 | MISO_W_2_PJM_ROR | MISO_W | PJM_ROR | Internal | Shoulder | B13 | 600 | 773 | 6518 | 60.11 | 90.17 | 2 | 28.05
2040 | MISO_W_2_PJM_ROR | MISO_W | PJM_ROR | Internal | Shoulder | B14 | 900 | 773 | 9130.56 | 54.59 | 84.64 | 2 | 28.05
2040 | MISO_W_2_PJM_ROR | MISO_W | PJM_ROR | Internal | Shoulder | B15 | 1203 | 773 | 8651.36 | 49.35 | 79.4 | 2 | 28.05
2040 | MISO_W_2_PJM_ROR | MISO_W | PJM_ROR | Internal | Summer | B1 | 10 | 773 | 4236.95 | 180.11 | 210.16 | 2 | 28.05
2040 | MISO_W_2_PJM_ROR | MISO_W | PJM_ROR | Internal | Summer | B2 | 25 | 773 | 10003.33 | 296.68 | 326.73 | 2 | 28.05
2040 | MISO_W_2_PJM_ROR | MISO_W | PJM_ROR | Internal | Summer | B3 | 75 | 773 | 773 | 154.24 | 182.06 | 2 | 25.82
2040 | MISO_W_2_PJM_ROR | MISO_W | PJM_ROR | Internal | Summer | B4 | 100 | 773 | 745.91 | 147.39 | 149.39 | 2 | 0
2040 | MISO_W_2_PJM_ROR | MISO_W | PJM_ROR | Internal | Summer | B5 | 200 | 773 | 773 | 138.26 | 140.27 | 2 | 0.01
2040 | MISO_W_2_PJM_ROR | MISO_W | PJM_ROR | Internal | Summer | B6 | 300 | 773 | 773 | 103.86 | 105.88 | 2 | 0.02
2040 | MISO_W_2_PJM_ROR | MISO_W | PJM_ROR | Internal | Summer | B7 | 400 | 773 | 773 | 85.98 | 94.29 | 2 | 6.31
2040 | MISO_W_2_PJM_ROR | MISO_W | PJM_ROR | Internal | Summer | B8 | 500 | 773 | 773 | 75.41 | 89.62 | 2 | 12.21
2040 | MISO_W_2_PJM_ROR | MISO_W | PJM_ROR | Internal | Summer | B9 | 800 | 773 | 773 | 58 | 83.54 | 2 | 23.54
2040 | MISO_W_2_PJM_ROR | MISO_W | PJM_ROR | Internal | Summer | B10 | 1262 | 773 | 773 | 50.75 | 77.63 | 2 | 24.88
2040 | MISO_W_2_PJM_ROR | MISO_W | PJM_ROR | Internal | Winter | B16 | 25 | 773 | 18379.77 | 69.41 | 99.47 | 2 | 28.05
2040 | MISO_W_2_PJM_ROR | MISO_W | PJM_ROR | Internal | Winter | B17 | 100 | 773 | 14043.78 | 66.91 | 96.96 | 2 | 28.05
2040 | MISO_W_2_PJM_ROR | MISO_W | PJM_ROR | Internal | Winter | B18 | 400 | 773 | 9342.28 | 62.97 | 93.03 | 2 | 28.05
2040 | MISO_W_2_PJM_ROR | MISO_W | PJM_ROR | Internal | Winter | B19 | 700 | 773 | 9621.65 | 60.73 | 90.79 | 2 | 28.05
2040 | MISO_W_2_PJM_ROR | MISO_W | PJM_ROR | Internal | Winter | B20 | 935 | 773 | 7543.12 | 53.31 | 83.36 | 2 | 28.05
2040 | MISO_W_2_SPP_N | MISO_W | SPP_N | Internal | Shoulder | B11 | 25 | 3200 | 0 | 82.65 | 86.05 | 7 | 0
2040 | MISO_W_2_SPP_N | MISO_W | SPP_N | Internal | Shoulder | B12 | 200 | 3200 | 0 | 61.98 | 47.36 | 7 | 0
2040 | MISO_W_2_SPP_N | MISO_W | SPP_N | Internal | Shoulder | B13 | 600 | 3200 | 0 | 60.11 | 47.36 | 7 | 0
2040 | MISO_W_2_SPP_N | MISO_W | SPP_N | Internal | Shoulder | B14 | 900 | 3200 | 0 | 54.59 | 34.1 | 7 | 0
2040 | MISO_W_2_SPP_N | MISO_W | SPP_N | Internal | Shoulder | B15 | 1203 | 3200 | 0 | 49.35 | 28.66 | 7 | 0
2040 | MISO_W_2_SPP_N | MISO_W | SPP_N | Internal | Summer | B1 | 10 | 3200 | 0 | 180.11 | 157.35 | 7 | 0
2040 | MISO_W_2_SPP_N | MISO_W | SPP_N | Internal | Summer | B2 | 25 | 3200 | 0 | 296.68 | 275.65 | 7 | 0
2040 | MISO_W_2_SPP_N | MISO_W | SPP_N | Internal | Summer | B3 | 75 | 3200 | 0 | 154.24 | 154.25 | 7 | 0
2040 | MISO_W_2_SPP_N | MISO_W | SPP_N | Internal | Summer | B4 | 100 | 3200 | 0 | 147.39 | 147.4 | 7 | 0
2040 | MISO_W_2_SPP_N | MISO_W | SPP_N | Internal | Summer | B5 | 200 | 3200 | 0 | 138.26 | 133.27 | 7 | 0
2040 | MISO_W_2_SPP_N | MISO_W | SPP_N | Internal | Summer | B6 | 300 | 3200 | 0 | 103.86 | 99.86 | 7 | 0
2040 | MISO_W_2_SPP_N | MISO_W | SPP_N | Internal | Summer | B7 | 400 | 3200 | 69.74 | 85.98 | 92.98 | 7 | 0
2040 | MISO_W_2_SPP_N | MISO_W | SPP_N | Internal | Summer | B8 | 500 | 3200 | 2134.39 | 75.41 | 82.41 | 7 | 0
2040 | MISO_W_2_SPP_N | MISO_W | SPP_N | Internal | Summer | B9 | 800 | 3200 | 1163.92 | 58 | 65 | 7 | 0
2040 | MISO_W_2_SPP_N | MISO_W | SPP_N | Internal | Summer | B10 | 1262 | 3200 | 0 | 50.75 | 32.92 | 7 | 0
2040 | MISO_W_2_SPP_N | MISO_W | SPP_N | Internal | Winter | B16 | 25 | 3200 | 0 | 69.41 | 51.53 | 7 | 0
2040 | MISO_W_2_SPP_N | MISO_W | SPP_N | Internal | Winter | B17 | 100 | 3200 | 0 | 66.91 | 47.42 | 7 | 0
2040 | MISO_W_2_SPP_N | MISO_W | SPP_N | Internal | Winter | B18 | 400 | 3200 | 0 | 62.97 | 47.42 | 7 | 0
2040 | MISO_W_2_SPP_N | MISO_W | SPP_N | Internal | Winter | B19 | 700 | 3200 | 0 | 60.73 | 42.22 | 7 | 0
2040 | MISO_W_2_SPP_N | MISO_W | SPP_N | Internal | Winter | B20 | 935 | 3200 | 0 | 53.31 | 31.91 | 7 | 0
2040 | MISO_WUMS_2_MISO_MI | MISO_WUMS | MISO_MI | Internal | Shoulder | B11 | 25 | 99 | 0 | 91.92 | 91.08 | 0.01 | 0
2040 | MISO_WUMS_2_MISO_MI | MISO_WUMS | MISO_MI | Internal | Shoulder | B12 | 200 | 99 | 0 | 87.93 | 86.08 | 0.01 | 0
2040 | MISO_WUMS_2_MISO_MI | MISO_WUMS | MISO_MI | Internal | Shoulder | B13 | 600 | 99 | 0 | 86.06 | 84.22 | 0.01 | 0
2040 | MISO_WUMS_2_MISO_MI | MISO_WUMS | MISO_MI | Internal | Shoulder | B14 | 900 | 99 | 0 | 80.54 | 79.53 | 0.01 | 0
2040 | MISO_WUMS_2_MISO_MI | MISO_WUMS | MISO_MI | Internal | Shoulder | B15 | 1203 | 99 | 99 | 75.3 | 76.28 | 0.01 | 0.97
2040 | MISO_WUMS_2_MISO_MI | MISO_WUMS | MISO_MI | Internal | Summer | B1 | 10 | 99 | 99 | 199.81 | 201.02 | 0.01 | 1.2
2040 | MISO_WUMS_2_MISO_MI | MISO_WUMS | MISO_MI | Internal | Summer | B2 | 25 | 99 | 99 | 316.38 | 317.59 | 0.01 | 1.2
2040 | MISO_WUMS_2_MISO_MI | MISO_WUMS | MISO_MI | Internal | Summer | B3 | 75 | 99 | 99 | 171.71 | 172.92 | 0.01 | 1.2
2040 | MISO_WUMS_2_MISO_MI | MISO_WUMS | MISO_MI | Internal | Summer | B4 | 100 | 99 | 0 | 147.4 | 147.39 | 0.01 | 0
2040 | MISO_WUMS_2_MISO_MI | MISO_WUMS | MISO_MI | Internal | Summer | B5 | 200 | 99 | 0 | 138.27 | 138.25 | 0.01 | 0
2040 | MISO_WUMS_2_MISO_MI | MISO_WUMS | MISO_MI | Internal | Summer | B6 | 300 | 99 | 0 | 103.88 | 103.88 | 0.01 | 0
2040 | MISO_WUMS_2_MISO_MI | MISO_WUMS | MISO_MI | Internal | Summer | B7 | 400 | 99 | 99 | 89.8 | 92.29 | 0.01 | 2.48
2040 | MISO_WUMS_2_MISO_MI | MISO_WUMS | MISO_MI | Internal | Summer | B8 | 500 | 99 | 0 | 89.47 | 87.62 | 0.01 | 0
2040 | MISO_WUMS_2_MISO_MI | MISO_WUMS | MISO_MI | Internal | Summer | B9 | 800 | 99 | 0 | 80.99 | 79.15 | 0.01 | 0
2040 | MISO_WUMS_2_MISO_MI | MISO_WUMS | MISO_MI | Internal | Summer | B10 | 1262 | 99 | 99 | 76.7 | 77.88 | 0.01 | 1.17
2040 | MISO_WUMS_2_MISO_MI | MISO_WUMS | MISO_MI | Internal | Winter | B16 | 25 | 99 | 0 | 95.36 | 93.51 | 0.01 | 0
2040 | MISO_WUMS_2_MISO_MI | MISO_WUMS | MISO_MI | Internal | Winter | B17 | 100 | 99 | 99 | 92.85 | 93.06 | 0.01 | 0.19
2040 | MISO_WUMS_2_MISO_MI | MISO_WUMS | MISO_MI | Internal | Winter | B18 | 400 | 99 | 0 | 88.92 | 87.08 | 0.01 | 0
2040 | MISO_WUMS_2_MISO_MI | MISO_WUMS | MISO_MI | Internal | Winter | B19 | 700 | 99 | 0 | 84.71 | 82.87 | 0.01 | 0
2040 | MISO_WUMS_2_MISO_MI | MISO_WUMS | MISO_MI | Internal | Winter | B20 | 935 | 99 | 99 | 79.25 | 79.53 | 0.01 | 0.26
2040 | MISO_WUMS_2_MISO_W | MISO_WUMS | MISO_W | Internal | Shoulder | B11 | 25 | 1137 | 0 | 91.92 | 82.65 | 0.01 | 0
2040 | MISO_WUMS_2_MISO_W | MISO_WUMS | MISO_W | Internal | Shoulder | B12 | 200 | 1137 | 0 | 87.93 | 61.98 | 0.01 | 0
2040 | MISO_WUMS_2_MISO_W | MISO_WUMS | MISO_W | Internal | Shoulder | B13 | 600 | 1137 | 0 | 86.06 | 60.11 | 0.01 | 0
2040 | MISO_WUMS_2_MISO_W | MISO_WUMS | MISO_W | Internal | Shoulder | B14 | 900 | 1137 | 0 | 80.54 | 54.59 | 0.01 | 0
2040 | MISO_WUMS_2_MISO_W | MISO_WUMS | MISO_W | Internal | Shoulder | B15 | 1203 | 1137 | 0 | 75.3 | 49.35 | 0.01 | 0
2040 | MISO_WUMS_2_MISO_W | MISO_WUMS | MISO_W | Internal | Summer | B1 | 10 | 1137 | 0 | 199.81 | 180.11 | 0.01 | 0
2040 | MISO_WUMS_2_MISO_W | MISO_WUMS | MISO_W | Internal | Summer | B2 | 25 | 1137 | 0 | 316.38 | 296.68 | 0.01 | 0
2040 | MISO_WUMS_2_MISO_W | MISO_WUMS | MISO_W | Internal | Summer | B3 | 75 | 1137 | 0 | 171.71 | 154.24 | 0.01 | 0
2040 | MISO_WUMS_2_MISO_W | MISO_WUMS | MISO_W | Internal | Summer | B4 | 100 | 1137 | 0 | 147.4 | 147.39 | 0.01 | 0
2040 | MISO_WUMS_2_MISO_W | MISO_WUMS | MISO_W | Internal | Summer | B5 | 200 | 1137 | 0 | 138.27 | 138.26 | 0.01 | 0
2040 | MISO_WUMS_2_MISO_W | MISO_WUMS | MISO_W | Internal | Summer | B6 | 300 | 1137 | 0 | 103.88 | 103.86 | 0.01 | 0
2040 | MISO_WUMS_2_MISO_W | MISO_WUMS | MISO_W | Internal | Summer | B7 | 400 | 1137 | 0 | 89.8 | 85.98 | 0.01 | 0
2040 | MISO_WUMS_2_MISO_W | MISO_WUMS | MISO_W | Internal | Summer | B8 | 500 | 1137 | 0 | 89.47 | 75.41 | 0.01 | 0
2040 | MISO_WUMS_2_MISO_W | MISO_WUMS | MISO_W | Internal | Summer | B9 | 800 | 1137 | 0 | 80.99 | 58 | 0.01 | 0
2040 | MISO_WUMS_2_MISO_W | MISO_WUMS | MISO_W | Internal | Summer | B10 | 1262 | 1137 | 0 | 76.7 | 50.75 | 0.01 | 0
2040 | MISO_WUMS_2_MISO_W | MISO_WUMS | MISO_W | Internal | Winter | B16 | 25 | 1137 | 0 | 95.36 | 69.41 | 0.01 | 0
2040 | MISO_WUMS_2_MISO_W | MISO_WUMS | MISO_W | Internal | Winter | B17 | 100 | 1137 | 0 | 92.85 | 66.91 | 0.01 | 0
2040 | MISO_WUMS_2_MISO_W | MISO_WUMS | MISO_W | Internal | Winter | B18 | 400 | 1137 | 0 | 88.92 | 62.97 | 0.01 | 0
2040 | MISO_WUMS_2_MISO_W | MISO_WUMS | MISO_W | Internal | Winter | B19 | 700 | 1137 | 0 | 84.71 | 60.73 | 0.01 | 0
2040 | MISO_WUMS_2_MISO_W | MISO_WUMS | MISO_W | Internal | Winter | B20 | 935 | 1137 | 0 | 79.25 | 53.31 | 0.01 | 0
2040 | MISO_WUMS_2_PJM_ROR | MISO_WUMS | PJM_ROR | Internal | Shoulder | B11 | 25 | 1600 | 1600 | 91.92 | 97.28 | 2 | 3.36
2040 | MISO_WUMS_2_PJM_ROR | MISO_WUMS | PJM_ROR | Internal | Shoulder | B12 | 200 | 1600 | 1600 | 87.93 | 92.04 | 2 | 2.11
2040 | MISO_WUMS_2_PJM_ROR | MISO_WUMS | PJM_ROR | Internal | Shoulder | B13 | 600 | 1600 | 1600 | 86.06 | 90.17 | 2 | 2.11
2040 | MISO_WUMS_2_PJM_ROR | MISO_WUMS | PJM_ROR | Internal | Shoulder | B14 | 900 | 1600 | 1600 | 80.54 | 84.64 | 2 | 2.11
2040 | MISO_WUMS_2_PJM_ROR | MISO_WUMS | PJM_ROR | Internal | Shoulder | B15 | 1203 | 1600 | 1600 | 75.3 | 79.4 | 2 | 2.11
2040 | MISO_WUMS_2_PJM_ROR | MISO_WUMS | PJM_ROR | Internal | Summer | B1 | 10 | 1600 | 3203.42 | 199.81 | 210.16 | 2 | 8.35
2040 | MISO_WUMS_2_PJM_ROR | MISO_WUMS | PJM_ROR | Internal | Summer | B2 | 25 | 1600 | 2902.62 | 316.38 | 326.73 | 2 | 8.35
2040 | MISO_WUMS_2_PJM_ROR | MISO_WUMS | PJM_ROR | Internal | Summer | B3 | 75 | 1600 | 3094.42 | 171.71 | 182.06 | 2 | 8.35
2040 | MISO_WUMS_2_PJM_ROR | MISO_WUMS | PJM_ROR | Internal | Summer | B4 | 100 | 1600 | 0 | 147.4 | 149.39 | 2 | 0
2040 | MISO_WUMS_2_PJM_ROR | MISO_WUMS | PJM_ROR | Internal | Summer | B5 | 200 | 1600 | 786.94 | 138.27 | 140.27 | 2 | 0
2040 | MISO_WUMS_2_PJM_ROR | MISO_WUMS | PJM_ROR | Internal | Summer | B6 | 300 | 1600 | 1494.04 | 103.88 | 105.88 | 2 | 0
2040 | MISO_WUMS_2_PJM_ROR | MISO_WUMS | PJM_ROR | Internal | Summer | B7 | 400 | 1600 | 1600 | 89.8 | 94.29 | 2 | 2.49
2040 | MISO_WUMS_2_PJM_ROR | MISO_WUMS | PJM_ROR | Internal | Summer | B8 | 500 | 1600 | 0 | 89.47 | 89.62 | 2 | 0
2040 | MISO_WUMS_2_PJM_ROR | MISO_WUMS | PJM_ROR | Internal | Summer | B9 | 800 | 1600 | 1600 | 80.99 | 83.54 | 2 | 0.55
2040 | MISO_WUMS_2_PJM_ROR | MISO_WUMS | PJM_ROR | Internal | Summer | B10 | 1262 | 1600 | 0 | 76.7 | 77.63 | 2 | 0
2040 | MISO_WUMS_2_PJM_ROR | MISO_WUMS | PJM_ROR | Internal | Winter | B16 | 25 | 1600 | 1600 | 95.36 | 99.47 | 2 | 2.11
2040 | MISO_WUMS_2_PJM_ROR | MISO_WUMS | PJM_ROR | Internal | Winter | B17 | 100 | 1600 | 1600 | 92.85 | 96.96 | 2 | 2.11
2040 | MISO_WUMS_2_PJM_ROR | MISO_WUMS | PJM_ROR | Internal | Winter | B18 | 400 | 1600 | 1600 | 88.92 | 93.03 | 2 | 2.11
2040 | MISO_WUMS_2_PJM_ROR | MISO_WUMS | PJM_ROR | Internal | Winter | B19 | 700 | 1600 | 1600 | 84.71 | 90.79 | 2 | 4.07
2040 | MISO_WUMS_2_PJM_ROR | MISO_WUMS | PJM_ROR | Internal | Winter | B20 | 935 | 1600 | 1600 | 79.25 | 83.36 | 2 | 2.11
2040 | NE_2_MAPP_US | NE | MAPP_US | Internal | Shoulder | B11 | 25 | 1600 | 0 | 82.65 | 75.65 | 5 | 0
2040 | NE_2_MAPP_US | NE | MAPP_US | Internal | Shoulder | B12 | 200 | 1600 | 154.93 | 49.98 | 54.98 | 5 | 0
2040 | NE_2_MAPP_US | NE | MAPP_US | Internal | Shoulder | B13 | 600 | 1600 | 47.03 | 47.35 | 52.35 | 5 | 0
2040 | NE_2_MAPP_US | NE | MAPP_US | Internal | Shoulder | B14 | 900 | 1600 | 1272.12 | 35.09 | 40.09 | 5 | 0
2040 | NE_2_MAPP_US | NE | MAPP_US | Internal | Shoulder | B15 | 1203 | 1600 | 1600 | 28.65 | 38.8 | 5 | 5.15
2040 | NE_2_MAPP_US | NE | MAPP_US | Internal | Summer | B1 | 10 | 1600 | 0 | 170.55 | 173.11 | 5 | 0
2040 | NE_2_MAPP_US | NE | MAPP_US | Internal | Summer | B2 | 25 | 1600 | 860 | 277.18 | 282.18 | 5 | 0
2040 | NE_2_MAPP_US | NE | MAPP_US | Internal | Summer | B3 | 75 | 1600 | 0 | 154.24 | 147.24 | 5 | 0
2040 | NE_2_MAPP_US | NE | MAPP_US | Internal | Summer | B4 | 100 | 1600 | 0 | 147.39 | 140.39 | 5 | 0
2040 | NE_2_MAPP_US | NE | MAPP_US | Internal | Summer | B5 | 200 | 1600 | 0 | 138.26 | 131.26 | 5 | 0
2040 | NE_2_MAPP_US | NE | MAPP_US | Internal | Summer | B6 | 300 | 1600 | 0 | 103.86 | 96.86 | 5 | 0
2040 | NE_2_MAPP_US | NE | MAPP_US | Internal | Summer | B7 | 400 | 1600 | 0 | 87.61 | 80.6 | 5 | 0
2040 | NE_2_MAPP_US | NE | MAPP_US | Internal | Summer | B8 | 500 | 1600 | 0 | 77.04 | 70.03 | 5 | 0
2040 | NE_2_MAPP_US | NE | MAPP_US | Internal | Summer | B9 | 800 | 1600 | 0 | 59.63 | 52.63 | 5 | 0
2040 | NE_2_MAPP_US | NE | MAPP_US | Internal | Summer | B10 | 1262 | 1600 | 728.44 | 38.75 | 43.75 | 5 | 0
2040 | NE_2_MAPP_US | NE | MAPP_US | Internal | Winter | B16 | 25 | 1600 | 769.54 | 49.91 | 54.91 | 5 | 0
2040 | NE_2_MAPP_US | NE | MAPP_US | Internal | Winter | B17 | 100 | 1600 | 790.31 | 47.4 | 52.4 | 5 | 0
2040 | NE_2_MAPP_US | NE | MAPP_US | Internal | Winter | B18 | 400 | 1600 | 103.92 | 47.4 | 52.4 | 5 | 0
2040 | NE_2_MAPP_US | NE | MAPP_US | Internal | Winter | B19 | 700 | 1600 | 1266.43 | 47.4 | 52.4 | 5 | 0
2040 | NE_2_MAPP_US | NE | MAPP_US | Internal | Winter | B20 | 935 | 1600 | 1600 | 31.9 | 46.31 | 5 | 9.41
2040 | NE_2_MISO_W | NE | MISO_W | Internal | Shoulder | B11 | 25 | 1600 | 0 | 82.65 | 82.65 | 5 | 0
2040 | NE_2_MISO_W | NE | MISO_W | Internal | Shoulder | B12 | 200 | 1600 | 1600 | 49.98 | 61.98 | 5 | 7
2040 | NE_2_MISO_W | NE | MISO_W | Internal | Shoulder | B13 | 600 | 1600 | 1600 | 47.35 | 60.11 | 5 | 7.76
2040 | NE_2_MISO_W | NE | MISO_W | Internal | Shoulder | B14 | 900 | 1600 | 1600 | 35.09 | 54.59 | 5 | 14.5
2040 | NE_2_MISO_W | NE | MISO_W | Internal | Shoulder | B15 | 1203 | 1600 | 1600 | 28.65 | 49.35 | 5 | 15.7
2040 | NE_2_MISO_W | NE | MISO_W | Internal | Summer | B1 | 10 | 1600 | 1600 | 170.55 | 180.11 | 5 | 4.56
2040 | NE_2_MISO_W | NE | MISO_W | Internal | Summer | B2 | 25 | 1600 | 1600 | 277.18 | 296.68 | 5 | 14.5
2040 | NE_2_MISO_W | NE | MISO_W | Internal | Summer | B3 | 75 | 1600 | 0 | 154.24 | 154.24 | 5 | 0
2040 | NE_2_MISO_W | NE | MISO_W | Internal | Summer | B4 | 100 | 1600 | 0 | 147.39 | 147.39 | 5 | 0
2040 | NE_2_MISO_W | NE | MISO_W | Internal | Summer | B5 | 200 | 1600 | 0 | 138.26 | 138.26 | 5 | 0
2040 | NE_2_MISO_W | NE | MISO_W | Internal | Summer | B6 | 300 | 1600 | 0 | 103.86 | 103.86 | 5 | 0
2040 | NE_2_MISO_W | NE | MISO_W | Internal | Summer | B7 | 400 | 1600 | 0 | 87.61 | 85.98 | 5 | 0
2040 | NE_2_MISO_W | NE | MISO_W | Internal | Summer | B8 | 500 | 1600 | 0 | 77.04 | 75.41 | 5 | 0
2040 | NE_2_MISO_W | NE | MISO_W | Internal | Summer | B9 | 800 | 1600 | 0 | 59.63 | 58 | 5 | 0
2040 | NE_2_MISO_W | NE | MISO_W | Internal | Summer | B10 | 1262 | 1600 | 1600 | 38.75 | 50.75 | 5 | 7
2040 | NE_2_MISO_W | NE | MISO_W | Internal | Winter | B16 | 25 | 1600 | 1600 | 49.91 | 69.41 | 5 | 14.5
2040 | NE_2_MISO_W | NE | MISO_W | Internal | Winter | B17 | 100 | 1600 | 1600 | 47.4 | 66.91 | 5 | 14.5
2040 | NE_2_MISO_W | NE | MISO_W | Internal | Winter | B18 | 400 | 1600 | 1600 | 47.4 | 62.97 | 5 | 10.57
2040 | NE_2_MISO_W | NE | MISO_W | Internal | Winter | B19 | 700 | 1600 | 1600 | 47.4 | 60.73 | 5 | 8.33
2040 | NE_2_MISO_W | NE | MISO_W | Internal | Winter | B20 | 935 | 1600 | 1600 | 31.9 | 53.31 | 5 | 16.41
2040 | NE_2_SPP_N | NE | SPP_N | Internal | Shoulder | B11 | 25 | 1800 | 1800 | 82.65 | 86.05 | 0.01 | 3.39
2040 | NE_2_SPP_N | NE | SPP_N | Internal | Shoulder | B12 | 200 | 1800 | 0 | 49.98 | 47.36 | 0.01 | 0
2040 | NE_2_SPP_N | NE | SPP_N | Internal | Shoulder | B13 | 600 | 1800 | 435.07 | 47.35 | 47.36 | 0.01 | 0
2040 | NE_2_SPP_N | NE | SPP_N | Internal | Shoulder | B14 | 900 | 1800 | 0 | 35.09 | 34.1 | 0.01 | 0
2040 | NE_2_SPP_N | NE | SPP_N | Internal | Shoulder | B15 | 1203 | 1800 | 95.6 | 28.65 | 28.66 | 0.01 | 0
2040 | NE_2_SPP_N | NE | SPP_N | Internal | Summer | B1 | 10 | 1800 | 0 | 170.55 | 157.35 | 0.01 | 0
2040 | NE_2_SPP_N | NE | SPP_N | Internal | Summer | B2 | 25 | 1800 | 0 | 277.18 | 275.65 | 0.01 | 0
2040 | NE_2_SPP_N | NE | SPP_N | Internal | Summer | B3 | 75 | 1800 | 1233.15 | 154.24 | 154.25 | 0.01 | 0
2040 | NE_2_SPP_N | NE | SPP_N | Internal | Summer | B4 | 100 | 1800 | 9.76 | 147.39 | 147.4 | 0.01 | 0
2040 | NE_2_SPP_N | NE | SPP_N | Internal | Summer | B5 | 200 | 1800 | 0 | 138.26 | 133.27 | 0.01 | 0
2040 | NE_2_SPP_N | NE | SPP_N | Internal | Summer | B6 | 300 | 1800 | 0 | 103.86 | 99.86 | 0.01 | 0
2040 | NE_2_SPP_N | NE | SPP_N | Internal | Summer | B7 | 400 | 1800 | 1800.77 | 87.61 | 92.98 | 0.01 | 5.36
2040 | NE_2_SPP_N | NE | SPP_N | Internal | Summer | B8 | 500 | 1800 | 3521.4 | 77.04 | 82.41 | 0.01 | 5.36
2040 | NE_2_SPP_N | NE | SPP_N | Internal | Summer | B9 | 800 | 1800 | 2636.44 | 59.63 | 65 | 0.01 | 5.36
2040 | NE_2_SPP_N | NE | SPP_N | Internal | Summer | B10 | 1262 | 1800 | 0 | 38.75 | 32.92 | 0.01 | 0
2040 | NE_2_SPP_N | NE | SPP_N | Internal | Winter | B16 | 25 | 1800 | 1800 | 49.91 | 51.53 | 0.01 | 1.61
2040 | NE_2_SPP_N | NE | SPP_N | Internal | Winter | B17 | 100 | 1800 | 991.18 | 47.4 | 47.42 | 0.01 | 0
2040 | NE_2_SPP_N | NE | SPP_N | Internal | Winter | B18 | 400 | 1800 | 1126.52 | 47.4 | 47.42 | 0.01 | 0
2040 | NE_2_SPP_N | NE | SPP_N | Internal | Winter | B19 | 700 | 1800 | 0 | 47.4 | 42.22 | 0.01 | 0
2040 | NE_2_SPP_N | NE | SPP_N | Internal | Winter | B20 | 935 | 1800 | 81.4 | 31.9 | 31.91 | 0.01 | 0
2040 | NEISO_2_NYISO_A-F | NEISO | NYISO_A-F | Internal | Shoulder | B11 | 25 | 600 | 0 | 71.41 | 74.4 | 3 | 0
2040 | NEISO_2_NYISO_A-F | NEISO | NYISO_A-F | Internal | Shoulder | B12 | 200 | 600 | 0 | 71.41 | 74.41 | 3 | 0
2040 | NEISO_2_NYISO_A-F | NEISO | NYISO_A-F | Internal | Shoulder | B13 | 600 | 600 | 0 | 71.41 | 74.4 | 3 | 0
2040 | NEISO_2_NYISO_A-F | NEISO | NYISO_A-F | Internal | Shoulder | B14 | 900 | 600 | 0 | 71.41 | 74.4 | 3 | 0
2040 | NEISO_2_NYISO_A-F | NEISO | NYISO_A-F | Internal | Shoulder | B15 | 1203 | 600 | 0 | 71.41 | 74.4 | 3 | 0
2040 | NEISO_2_NYISO_A-F | NEISO | NYISO_A-F | Internal | Summer | B1 | 10 | 600 | 0 | 226.75 | 182.81 | 3 | 0
2040 | NEISO_2_NYISO_A-F | NEISO | NYISO_A-F | Internal | Summer | B2 | 25 | 600 | 0 | 343.32 | 299.38 | 3 | 0
2040 | NEISO_2_NYISO_A-F | NEISO | NYISO_A-F | Internal | Summer | B3 | 75 | 600 | 0 | 156.37 | 133.96 | 3 | 0
2040 | NEISO_2_NYISO_A-F | NEISO | NYISO_A-F | Internal | Summer | B4 | 100 | 600 | 0 | 119.04 | 108.42 | 3 | 0
2040 | NEISO_2_NYISO_A-F | NEISO | NYISO_A-F | Internal | Summer | B5 | 200 | 600 | 0 | 109.93 | 107.99 | 3 | 0
2040 | NEISO_2_NYISO_A-F | NEISO | NYISO_A-F | Internal | Summer | B6 | 300 | 600 | 213.42 | 80.17 | 83.17 | 3 | 0
2040 | NEISO_2_NYISO_A-F | NEISO | NYISO_A-F | Internal | Summer | B7 | 400 | 600 | 156.21 | 76.24 | 79.24 | 3 | 0
2040 | NEISO_2_NYISO_A-F | NEISO | NYISO_A-F | Internal | Summer | B8 | 500 | 600 | 0 | 76.24 | 79.21 | 3 | 0
2040 | NEISO_2_NYISO_A-F | NEISO | NYISO_A-F | Internal | Summer | B9 | 800 | 600 | 0 | 76.24 | 79.21 | 3 | 0
2040 | NEISO_2_NYISO_A-F | NEISO | NYISO_A-F | Internal | Summer | B10 | 1262 | 600 | 0 | 76.24 | 79.21 | 3 | 0
2040 | NEISO_2_NYISO_A-F | NEISO | NYISO_A-F | Internal | Winter | B16 | 25 | 600 | 0 | 79.53 | 75.72 | 3 | 0
2040 | NEISO_2_NYISO_A-F | NEISO | NYISO_A-F | Internal | Winter | B17 | 100 | 600 | 0 | 79.53 | 75.72 | 3 | 0
2040 | NEISO_2_NYISO_A-F | NEISO | NYISO_A-F | Internal | Winter | B18 | 400 | 600 | 0 | 79.53 | 75.72 | 3 | 0
2040 | NEISO_2_NYISO_A-F | NEISO | NYISO_A-F | Internal | Winter | B19 | 700 | 600 | 0 | 79.53 | 75.72 | 3 | 0
2040 | NEISO_2_NYISO_A-F | NEISO | NYISO_A-F | Internal | Winter | B20 | 935 | 600 | 0 | 79.53 | 75.72 | 3 | 0
2040 | NEISO_2_NYISO_G-I | NEISO | NYISO_G-I | Internal | Shoulder | B11 | 25 | 600 | 600 | 71.41 | 88.66 | 3 | 14.25
2040 | NEISO_2_NYISO_G-I | NEISO | NYISO_G-I | Internal | Shoulder | B12 | 200 | 600 | 600 | 71.41 | 84.32 | 3 | 9.91
2040 | NEISO_2_NYISO_G-I | NEISO | NYISO_G-I | Internal | Shoulder | B13 | 600 | 600 | 600 | 71.41 | 83.24 | 3 | 8.83
2040 | NEISO_2_NYISO_G-I | NEISO | NYISO_G-I | Internal | Shoulder | B14 | 900 | 600 | 600 | 71.41 | 83.24 | 3 | 8.83
2040 | NEISO_2_NYISO_G-I | NEISO | NYISO_G-I | Internal | Shoulder | B15 | 1203 | 600 | 250.17 | 71.41 | 74.41 | 3 | 0
2040 | NEISO_2_NYISO_G-I | NEISO | NYISO_G-I | Internal | Summer | B1 | 10 | 600 | 0 | 226.75 | 223.75 | 3 | 0
2040 | NEISO_2_NYISO_G-I | NEISO | NYISO_G-I | Internal | Summer | B2 | 25 | 600 | 0 | 343.32 | 340.32 | 3 | 0
2040 | NEISO_2_NYISO_G-I | NEISO | NYISO_G-I | Internal | Summer | B3 | 75 | 600 | 600 | 156.37 | 174.06 | 3 | 14.69
2040 | NEISO_2_NYISO_G-I | NEISO | NYISO_G-I | Internal | Summer | B4 | 100 | 600 | 600 | 119.04 | 136.73 | 3 | 14.69
2040 | NEISO_2_NYISO_G-I | NEISO | NYISO_G-I | Internal | Summer | B5 | 200 | 600 | 600 | 109.93 | 127.62 | 3 | 14.69
2040 | NEISO_2_NYISO_G-I | NEISO | NYISO_G-I | Internal | Summer | B6 | 300 | 600 | 600 | 80.17 | 97.86 | 3 | 14.69
2040 | NEISO_2_NYISO_G-I | NEISO | NYISO_G-I | Internal | Summer | B7 | 400 | 600 | 600 | 76.24 | 86.27 | 3 | 7.03
2040 | NEISO_2_NYISO_G-I | NEISO | NYISO_G-I | Internal | Summer | B8 | 500 | 600 | 600 | 76.24 | 81.6 | 3 | 2.36
2040 | NEISO_2_NYISO_G-I | NEISO | NYISO_G-I | Internal | Summer | B9 | 800 | 600 | 417.9 | 76.24 | 79.24 | 3 | 0
2040 | NEISO_2_NYISO_G-I | NEISO | NYISO_G-I | Internal | Summer | B10 | 1262 | 600 | 0 | 76.24 | 79.22 | 3 | 0
2040 | NEISO_2_NYISO_G-I | NEISO | NYISO_G-I | Internal | Winter | B16 | 25 | 600 | 600 | 79.53 | 97.22 | 3 | 14.69
2040 | NEISO_2_NYISO_G-I | NEISO | NYISO_G-I | Internal | Winter | B17 | 100 | 600 | 600 | 79.53 | 97.22 | 3 | 14.69
2040 | NEISO_2_NYISO_G-I | NEISO | NYISO_G-I | Internal | Winter | B18 | 400 | 600 | 600 | 79.53 | 97.22 | 3 | 14.69
2040 | NEISO_2_NYISO_G-I | NEISO | NYISO_G-I | Internal | Winter | B19 | 700 | 600 | 600 | 79.53 | 96.81 | 3 | 14.28
2040 | NEISO_2_NYISO_G-I | NEISO | NYISO_G-I | Internal | Winter | B20 | 935 | 600 | 600 | 79.53 | 84.1 | 3 | 1.56
2040 | NEISO_2_NYISO_J-K | NEISO | NYISO_J-K | Internal | Shoulder | B11 | 25 | 430 | 430 | 71.41 | 88.67 | 3 | 14.26
2040 | NEISO_2_NYISO_J-K | NEISO | NYISO_J-K | Internal | Shoulder | B12 | 200 | 430 | 430 | 71.41 | 84.33 | 3 | 9.92
2040 | NEISO_2_NYISO_J-K | NEISO | NYISO_J-K | Internal | Shoulder | B13 | 600 | 430 | 430 | 71.41 | 83.25 | 3 | 8.84
2040 | NEISO_2_NYISO_J-K | NEISO | NYISO_J-K | Internal | Shoulder | B14 | 900 | 430 | 430 | 71.41 | 83.25 | 3 | 8.84
2040 | NEISO_2_NYISO_J-K | NEISO | NYISO_J-K | Internal | Shoulder | B15 | 1203 | 430 | 430 | 71.41 | 74.42 | 3 | 0.01
2040 | NEISO_2_NYISO_J-K | NEISO | NYISO_J-K | Internal | Summer | B1 | 10 | 430 | 0 | 226.75 | 223.76 | 3 | 0
2040 | NEISO_2_NYISO_J-K | NEISO | NYISO_J-K | Internal | Summer | B2 | 25 | 430 | 0 | 343.32 | 340.33 | 3 | 0
2040 | NEISO_2_NYISO_J-K | NEISO | NYISO_J-K | Internal | Summer | B3 | 75 | 430 | 915.12 | 156.37 | 174.07 | 3 | 14.7
2040 | NEISO_2_NYISO_J-K | NEISO | NYISO_J-K | Internal | Summer | B4 | 100 | 430 | 2342.91 | 119.04 | 136.75 | 3 | 14.7
2040 | NEISO_2_NYISO_J-K | NEISO | NYISO_J-K | Internal | Summer | B5 | 200 | 430 | 2707.32 | 109.93 | 127.63 | 3 | 14.7
2040 | NEISO_2_NYISO_J-K | NEISO | NYISO_J-K | Internal | Summer | B6 | 300 | 430 | 1945.35 | 80.17 | 97.87 | 3 | 14.7
2040 | NEISO_2_NYISO_J-K | NEISO | NYISO_J-K | Internal | Summer | B7 | 400 | 430 | 430 | 76.24 | 86.28 | 3 | 7.04
2040 | NEISO_2_NYISO_J-K | NEISO | NYISO_J-K | Internal | Summer | B8 | 500 | 430 | 430 | 76.24 | 81.61 | 3 | 2.37
2040 | NEISO_2_NYISO_J-K | NEISO | NYISO_J-K | Internal | Summer | B9 | 800 | 430 | 430 | 76.24 | 79.25 | 3 | 0.01
2040 | NEISO_2_NYISO_J-K | NEISO | NYISO_J-K | Internal | Summer | B10 | 1262 | 430 | 371.69 | 76.24 | 79.24 | 3 | 0
2040 | NEISO_2_NYISO_J-K | NEISO | NYISO_J-K | Internal | Winter | B16 | 25 | 430 | 841.68 | 79.53 | 97.24 | 3 | 14.7
2040 | NEISO_2_NYISO_J-K | NEISO | NYISO_J-K | Internal | Winter | B17 | 100 | 430 | 944.92 | 79.53 | 97.24 | 3 | 14.7
2040 | NEISO_2_NYISO_J-K | NEISO | NYISO_J-K | Internal | Winter | B18 | 400 | 430 | 1200.72 | 79.53 | 97.24 | 3 | 14.7
2040 | NEISO_2_NYISO_J-K | NEISO | NYISO_J-K | Internal | Winter | B19 | 700 | 430 | 430 | 79.53 | 96.82 | 3 | 14.29
2040 | NEISO_2_NYISO_J-K | NEISO | NYISO_J-K | Internal | Winter | B20 | 935 | 430 | 430 | 79.53 | 84.11 | 3 | 1.58
2040 | NonRTO_Midwest_2_TVA_Transmission | NonRTO_Midwest | TVA_Transmission | Internal | Shoulder | B11 | 25 | 2400 | 0 | 99.07 | 99.05 | 8 | 0
2040 | NonRTO_Midwest_2_TVA_Transmission | NonRTO_Midwest | TVA_Transmission | Internal | Shoulder | B12 | 200 | 2400 | 0 | 94.07 | 91.11 | 8 | 0
2040 | NonRTO_Midwest_2_TVA_Transmission | NonRTO_Midwest | TVA_Transmission | Internal | Shoulder | B13 | 600 | 2400 | 0 | 92.2 | 89.24 | 8 | 0
2040 | NonRTO_Midwest_2_TVA_Transmission | NonRTO_Midwest | TVA_Transmission | Internal | Shoulder | B14 | 900 | 2400 | 0 | 83.27 | 83.71 | 8 | 0
2040 | NonRTO_Midwest_2_TVA_Transmission | NonRTO_Midwest | TVA_Transmission | Internal | Shoulder | B15 | 1203 | 2400 | 0 | 83.24 | 83.37 | 8 | 0
2040 | NonRTO_Midwest_2_TVA_Transmission | NonRTO_Midwest | TVA_Transmission | Internal | Summer | B1 | 10 | 2400 | 0 | 209.05 | 214.44 | 8 | 0
2040 | NonRTO_Midwest_2_TVA_Transmission | NonRTO_Midwest | TVA_Transmission | Internal | Summer | B2 | 25 | 2400 | 0 | 325.62 | 332.73 | 8 | 0
2040 | NonRTO_Midwest_2_TVA_Transmission | NonRTO_Midwest | TVA_Transmission | Internal | Summer | B3 | 75 | 2400 | 0 | 180.94 | 188.43 | 8 | 0
2040 | NonRTO_Midwest_2_TVA_Transmission | NonRTO_Midwest | TVA_Transmission | Internal | Summer | B4 | 100 | 2400 | 0 | 155.41 | 155.42 | 8 | 0
2040 | NonRTO_Midwest_2_TVA_Transmission | NonRTO_Midwest | TVA_Transmission | Internal | Summer | B5 | 200 | 2400 | 0 | 146.27 | 146.27 | 8 | 0
2040 | NonRTO_Midwest_2_TVA_Transmission | NonRTO_Midwest | TVA_Transmission | Internal | Summer | B6 | 300 | 2400 | 0 | 111.88 | 111.82 | 8 | 0
2040 | NonRTO_Midwest_2_TVA_Transmission | NonRTO_Midwest | TVA_Transmission | Internal | Summer | B7 | 400 | 2400 | 0 | 100.28 | 97.65 | 8 | 0
2040 | NonRTO_Midwest_2_TVA_Transmission | NonRTO_Midwest | TVA_Transmission | Internal | Summer | B8 | 500 | 2400 | 176.13 | 86.81 | 94.81 | 8 | 0
2040 | NonRTO_Midwest_2_TVA_Transmission | NonRTO_Midwest | TVA_Transmission | Internal | Summer | B9 | 800 | 2400 | 0 | 81.67 | 87.12 | 8 | 0
2040 | NonRTO_Midwest_2_TVA_Transmission | NonRTO_Midwest | TVA_Transmission | Internal | Summer | B10 | 1262 | 2400 | 0 | 81.67 | 82.05 | 8 | 0
2040 | NonRTO_Midwest_2_TVA_Transmission | NonRTO_Midwest | TVA_Transmission | Internal | Winter | B16 | 25 | 2400 | 0 | 101.5 | 99.88 | 8 | 0
2040 | NonRTO_Midwest_2_TVA_Transmission | NonRTO_Midwest | TVA_Transmission | Internal | Winter | B17 | 100 | 2400 | 0 | 101.05 | 95.05 | 8 | 0
2040 | NonRTO_Midwest_2_TVA_Transmission | NonRTO_Midwest | TVA_Transmission | Internal | Winter | B18 | 400 | 2400 | 0 | 95.06 | 91.49 | 8 | 0
2040 | NonRTO_Midwest_2_TVA_Transmission | NonRTO_Midwest | TVA_Transmission | Internal | Winter | B19 | 700 | 2400 | 0 | 88.45 | 89.86 | 8 | 0
2040 | NonRTO_Midwest_2_TVA_Transmission | NonRTO_Midwest | TVA_Transmission | Internal | Winter | B20 | 935 | 2400 | 0 | 87.11 | 86.36 | 8 | 0
2040 | NYISO_A-F_2_NEISO | NYISO_A-F | NEISO | Internal | Shoulder | B11 | 25 | 600 | 0 | 74.4 | 71.41 | 3 | 0
2040 | NYISO_A-F_2_NEISO | NYISO_A-F | NEISO | Internal | Shoulder | B12 | 200 | 600 | 0 | 74.41 | 71.41 | 3 | 0
2040 | NYISO_A-F_2_NEISO | NYISO_A-F | NEISO | Internal | Shoulder | B13 | 600 | 600 | 0 | 74.4 | 71.41 | 3 | 0
2040 | NYISO_A-F_2_NEISO | NYISO_A-F | NEISO | Internal | Shoulder | B14 | 900 | 600 | 0 | 74.4 | 71.41 | 3 | 0
2040 | NYISO_A-F_2_NEISO | NYISO_A-F | NEISO | Internal | Shoulder | B15 | 1203 | 600 | 0 | 74.4 | 71.41 | 3 | 0
2040 | NYISO_A-F_2_NEISO | NYISO_A-F | NEISO | Internal | Summer | B1 | 10 | 600 | 600 | 182.81 | 226.75 | 3 | 40.93
2040 | NYISO_A-F_2_NEISO | NYISO_A-F | NEISO | Internal | Summer | B2 | 25 | 600 | 600 | 299.38 | 343.32 | 3 | 40.93
2040 | NYISO_A-F_2_NEISO | NYISO_A-F | NEISO | Internal | Summer | B3 | 75 | 600 | 600 | 133.96 | 156.37 | 3 | 19.41
2040 | NYISO_A-F_2_NEISO | NYISO_A-F | NEISO | Internal | Summer | B4 | 100 | 600 | 600 | 108.42 | 119.04 | 3 | 7.62
2040 | NYISO_A-F_2_NEISO | NYISO_A-F | NEISO | Internal | Summer | B5 | 200 | 600 | 0 | 107.99 | 109.93 | 3 | 0
2040 | NYISO_A-F_2_NEISO | NYISO_A-F | NEISO | Internal | Summer | B6 | 300 | 600 | 0 | 83.17 | 80.17 | 3 | 0
2040 | NYISO_A-F_2_NEISO | NYISO_A-F | NEISO | Internal | Summer | B7 | 400 | 600 | 0 | 79.24 | 76.24 | 3 | 0
2040 | NYISO_A-F_2_NEISO | NYISO_A-F | NEISO | Internal | Summer | B8 | 500 | 600 | 0 | 79.21 | 76.24 | 3 | 0
2040 | NYISO_A-F_2_NEISO | NYISO_A-F | NEISO | Internal | Summer | B9 | 800 | 600 | 0 | 79.21 | 76.24 | 3 | 0
2040 | NYISO_A-F_2_NEISO | NYISO_A-F | NEISO | Internal | Summer | B10 | 1262 | 600 | 0 | 79.21 | 76.24 | 3 | 0
2040 | NYISO_A-F_2_NEISO | NYISO_A-F | NEISO | Internal | Winter | B16 | 25 | 600 | 600 | 75.72 | 79.53 | 3 | 0.81
2040 | NYISO_A-F_2_NEISO | NYISO_A-F | NEISO | Internal | Winter | B17 | 100 | 600 | 600 | 75.72 | 79.53 | 3 | 0.81
2040 | NYISO_A-F_2_NEISO | NYISO_A-F | NEISO | Internal | Winter | B18 | 400 | 600 | 600 | 75.72 | 79.53 | 3 | 0.81
2040 | NYISO_A-F_2_NEISO | NYISO_A-F | NEISO | Internal | Winter | B19 | 700 | 600 | 600 | 75.72 | 79.53 | 3 | 0.81
2040 | NYISO_A-F_2_NEISO | NYISO_A-F | NEISO | Internal | Winter | B20 | 935 | 600 | 600 | 75.72 | 79.53 | 3 | 0.81
2040 | NYISO_A-F_2_NYISO_G-I | NYISO_A-F | NYISO_G-I | Internal | Shoulder | B11 | 25 | 4250 | 4250 | 74.4 | 88.66 | 0.01 | 14.25
2040 | NYISO_A-F_2_NYISO_G-I | NYISO_A-F | NYISO_G-I | Internal | Shoulder | B12 | 200 | 4250 | 4250 | 74.41 | 84.32 | 0.01 | 9.9
2040 | NYISO_A-F_2_NYISO_G-I | NYISO_A-F | NYISO_G-I | Internal | Shoulder | B13 | 600 | 4250 | 4250 | 74.4 | 83.24 | 0.01 | 8.83
2040 | NYISO_A-F_2_NYISO_G-I | NYISO_A-F | NYISO_G-I | Internal | Shoulder | B14 | 900 | 4250 | 4250 | 74.4 | 83.24 | 0.01 | 8.83
2040 | NYISO_A-F_2_NYISO_G-I | NYISO_A-F | NYISO_G-I | Internal | Shoulder | B15 | 1203 | 4250 | 3858.77 | 74.4 | 74.41 | 0.01 | 0
2040 | NYISO_A-F_2_NYISO_G-I | NYISO_A-F | NYISO_G-I | Internal | Summer | B1 | 10 | 4250 | 6245.7 | 182.81 | 223.75 | 0.01 | 40.92
2040 | NYISO_A-F_2_NYISO_G-I | NYISO_A-F | NYISO_G-I | Internal | Summer | B2 | 25 | 4250 | 5104.72 | 299.38 | 340.32 | 0.01 | 40.92
2040 | NYISO_A-F_2_NYISO_G-I | NYISO_A-F | NYISO_G-I | Internal | Summer | B3 | 75 | 4250 | 4250 | 133.96 | 174.06 | 0.01 | 40.09
2040 | NYISO_A-F_2_NYISO_G-I | NYISO_A-F | NYISO_G-I | Internal | Summer | B4 | 100 | 4250 | 4250 | 108.42 | 136.73 | 0.01 | 28.3
2040 | NYISO_A-F_2_NYISO_G-I | NYISO_A-F | NYISO_G-I | Internal | Summer | B5 | 200 | 4250 | 4250 | 107.99 | 127.62 | 0.01 | 19.61
2040 | NYISO_A-F_2_NYISO_G-I | NYISO_A-F | NYISO_G-I | Internal | Summer | B6 | 300 | 4250 | 4250 | 83.17 | 97.86 | 0.01 | 14.68
2040 | NYISO_A-F_2_NYISO_G-I | NYISO_A-F | NYISO_G-I | Internal | Summer | B7 | 400 | 4250 | 4250 | 79.24 | 86.27 | 0.01 | 7.02
2040 | NYISO_A-F_2_NYISO_G-I | NYISO_A-F | NYISO_G-I | Internal | Summer | B8 | 500 | 4250 | 4250 | 79.21 | 81.6 | 0.01 | 2.37
2040 | NYISO_A-F_2_NYISO_G-I | NYISO_A-F | NYISO_G-I | Internal | Summer | B9 | 800 | 4250 | 4250 | 79.21 | 79.24 | 0.01 | 0.01
2040 | NYISO_A-F_2_NYISO_G-I | NYISO_A-F | NYISO_G-I | Internal | Summer | B10 | 1262 | 4250 | 3484.12 | 79.21 | 79.22 | 0.01 | 0
2040 | NYISO_A-F_2_NYISO_G-I | NYISO_A-F | NYISO_G-I | Internal | Winter | B16 | 25 | 4250 | 4250 | 75.72 | 97.22 | 0.01 | 21.49
2040 | NYISO_A-F_2_NYISO_G-I | NYISO_A-F | NYISO_G-I | Internal | Winter | B17 | 100 | 4250 | 4250 | 75.72 | 97.22 | 0.01 | 21.49
2040 | NYISO_A-F_2_NYISO_G-I | NYISO_A-F | NYISO_G-I | Internal | Winter | B18 | 400 | 4250 | 4250 | 75.72 | 97.22 | 0.01 | 21.49
2040 | NYISO_A-F_2_NYISO_G-I | NYISO_A-F | NYISO_G-I | Internal | Winter | B19 | 700 | 4250 | 4250 | 75.72 | 96.81 | 0.01 | 21.08
2040 | NYISO_A-F_2_NYISO_G-I | NYISO_A-F | NYISO_G-I | Internal | Winter | B20 | 935 | 4250 | 4250 | 75.72 | 84.1 | 0.01 | 8.36
2040 | NYISO_A-F_2_PJM_ROM | NYISO_A-F | PJM_ROM | Internal | Shoulder | B11 | 25 | 1000 | 1000 | 74.4 | 96.67 | 8 | 14.27
2040 | NYISO_A-F_2_PJM_ROM | NYISO_A-F | PJM_ROM | Internal | Shoulder | B12 | 200 | 1000 | 1000 | 74.41 | 92.02 | 8 | 9.61
2040 | NYISO_A-F_2_PJM_ROM | NYISO_A-F | PJM_ROM | Internal | Shoulder | B13 | 600 | 1000 | 1000 | 74.4 | 90.16 | 8 | 7.76
2040 | NYISO_A-F_2_PJM_ROM | NYISO_A-F | PJM_ROM | Internal | Shoulder | B14 | 900 | 1000 | 1000 | 74.4 | 84.63 | 8 | 2.23
2040 | NYISO_A-F_2_PJM_ROM | NYISO_A-F | PJM_ROM | Internal | Shoulder | B15 | 1203 | 1000 | 0 | 74.4 | 79.39 | 8 | 0
2040 | NYISO_A-F_2_PJM_ROM | NYISO_A-F | PJM_ROM | Internal | Summer | B1 | 10 | 1000 | 1000 | 182.81 | 210.18 | 8 | 19.36
2040 | NYISO_A-F_2_PJM_ROM | NYISO_A-F | PJM_ROM | Internal | Summer | B2 | 25 | 1000 | 1000 | 299.38 | 326.75 | 8 | 19.36
2040 | NYISO_A-F_2_PJM_ROM | NYISO_A-F | PJM_ROM | Internal | Summer | B3 | 75 | 1000 | 1000 | 133.96 | 182.05 | 8 | 40.09
2040 | NYISO_A-F_2_PJM_ROM | NYISO_A-F | PJM_ROM | Internal | Summer | B4 | 100 | 1000 | 1000 | 108.42 | 145.32 | 8 | 28.9
2040 | NYISO_A-F_2_PJM_ROM | NYISO_A-F | PJM_ROM | Internal | Summer | B5 | 200 | 1000 | 1000 | 107.99 | 136.2 | 8 | 20.21
2040 | NYISO_A-F_2_PJM_ROM | NYISO_A-F | PJM_ROM | Internal | Summer | B6 | 300 | 1000 | 1000 | 83.17 | 105.87 | 8 | 14.7
2040 | NYISO_A-F_2_PJM_ROM | NYISO_A-F | PJM_ROM | Internal | Summer | B7 | 400 | 1000 | 1000 | 79.24 | 94.28 | 8 | 7.04
2040 | NYISO_A-F_2_PJM_ROM | NYISO_A-F | PJM_ROM | Internal | Summer | B8 | 500 | 1000 | 1000 | 79.21 | 89.61 | 8 | 2.4
2040 | NYISO_A-F_2_PJM_ROM | NYISO_A-F | PJM_ROM | Internal | Summer | B9 | 800 | 1000 | 0 | 79.21 | 83.53 | 8 | 0
2040 | NYISO_A-F_2_PJM_ROM | NYISO_A-F | PJM_ROM | Internal | Summer | B10 | 1262 | 1000 | 0 | 79.21 | 77.62 | 8 | 0
2040 | NYISO_A-F_2_PJM_ROM | NYISO_A-F | PJM_ROM | Internal | Winter | B16 | 25 | 1000 | 1000 | 75.72 | 99.48 | 8 | 15.76
2040 | NYISO_A-F_2_PJM_ROM | NYISO_A-F | PJM_ROM | Internal | Winter | B17 | 100 | 1000 | 1000 | 75.72 | 96.97 | 8 | 13.25
2040 | NYISO_A-F_2_PJM_ROM | NYISO_A-F | PJM_ROM | Internal | Winter | B18 | 400 | 1000 | 1000 | 75.72 | 93.04 | 8 | 9.32
2040 | NYISO_A-F_2_PJM_ROM | NYISO_A-F | PJM_ROM | Internal | Winter | B19 | 700 | 1000 | 1000 | 75.72 | 90.8 | 8 | 7.08
2040 | NYISO_A-F_2_PJM_ROM | NYISO_A-F | PJM_ROM | Internal | Winter | B20 | 935 | 1000 | 0 | 75.72 | 83.37 | 8 | 0
2040 | NYISO_G-I_2_NEISO | NYISO_G-I | NEISO | Internal | Shoulder | B11 | 25 | 600 | 0 | 88.66 | 71.41 | 3 | 0
2040 | NYISO_G-I_2_NEISO | NYISO_G-I | NEISO | Internal | Shoulder | B12 | 200 | 600 | 0 | 84.32 | 71.41 | 3 | 0
2040 | NYISO_G-I_2_NEISO | NYISO_G-I | NEISO | Internal | Shoulder | B13 | 600 | 600 | 0 | 83.24 | 71.41 | 3 | 0
2040 | NYISO_G-I_2_NEISO | NYISO_G-I | NEISO | Internal | Shoulder | B14 | 900 | 600 | 0 | 83.24 | 71.41 | 3 | 0
2040 | NYISO_G-I_2_NEISO | NYISO_G-I | NEISO | Internal | Shoulder | B15 | 1203 | 600 | 0 | 74.41 | 71.41 | 3 | 0
2040 | NYISO_G-I_2_NEISO | NYISO_G-I | NEISO | Internal | Summer | B1 | 10 | 600 | 255.16 | 223.75 | 226.75 | 3 | 0
2040 | NYISO_G-I_2_NEISO | NYISO_G-I | NEISO | Internal | Summer | B2 | 25 | 600 | 183.73 | 340.32 | 343.32 | 3 | 0
2040 | NYISO_G-I_2_NEISO | NYISO_G-I | NEISO | Internal | Summer | B3 | 75 | 600 | 0 | 174.06 | 156.37 | 3 | 0
2040 | NYISO_G-I_2_NEISO | NYISO_G-I | NEISO | Internal | Summer | B4 | 100 | 600 | 0 | 136.73 | 119.04 | 3 | 0
2040 | NYISO_G-I_2_NEISO | NYISO_G-I | NEISO | Internal | Summer | B5 | 200 | 600 | 0 | 127.62 | 109.93 | 3 | 0
2040 | NYISO_G-I_2_NEISO | NYISO_G-I | NEISO | Internal | Summer | B6 | 300 | 600 | 0 | 97.86 | 80.17 | 3 | 0
2040 | NYISO_G-I_2_NEISO | NYISO_G-I | NEISO | Internal | Summer | B7 | 400 | 600 | 0 | 86.27 | 76.24 | 3 | 0
2040 | NYISO_G-I_2_NEISO | NYISO_G-I | NEISO | Internal | Summer | B8 | 500 | 600 | 0 | 81.6 | 76.24 | 3 | 0
2040 | NYISO_G-I_2_NEISO | NYISO_G-I | NEISO | Internal | Summer | B9 | 800 | 600 | 0 | 79.24 | 76.24 | 3 | 0
2040 | NYISO_G-I_2_NEISO | NYISO_G-I | NEISO | Internal | Summer | B10 | 1262 | 600 | 0 | 79.22 | 76.24 | 3 | 0
2040 | NYISO_G-I_2_NEISO | NYISO_G-I | NEISO | Internal | Winter | B16 | 25 | 600 | 0 | 97.22 | 79.53 | 3 | 0
2040 | NYISO_G-I_2_NEISO | NYISO_G-I | NEISO | Internal | Winter | B17 | 100 | 600 | 0 | 97.22 | 79.53 | 3 | 0
2040 | NYISO_G-I_2_NEISO | NYISO_G-I | NEISO | Internal | Winter | B18 | 400 | 600 | 0 | 97.22 | 79.53 | 3 | 0
2040 | NYISO_G-I_2_NEISO | NYISO_G-I | NEISO | Internal | Winter | B19 | 700 | 600 | 0 | 96.81 | 79.53 | 3 | 0
2040 | NYISO_G-I_2_NEISO | NYISO_G-I | NEISO | Internal | Winter | B20 | 935 | 600 | 0 | 84.1 | 79.53 | 3 | 0
2040 | NYISO_G-I_2_NYISO_J-K | NYISO_G-I | NYISO_J-K | Internal | Shoulder | B11 | 25 | 6130 | 4535.81 | 88.66 | 88.67 | 0.01 | 0
2040 | NYISO_G-I_2_NYISO_J-K | NYISO_G-I | NYISO_J-K | Internal | Shoulder | B12 | 200 | 6130 | 4457.87 | 84.32 | 84.33 | 0.01 | 0
2040 | NYISO_G-I_2_NYISO_J-K | NYISO_G-I | NYISO_J-K | Internal | Shoulder | B13 | 600 | 6130 | 4221.7 | 83.24 | 83.25 | 0.01 | 0
2040 | NYISO_G-I_2_NYISO_J-K | NYISO_G-I | NYISO_J-K | Internal | Shoulder | B14 | 900 | 6130 | 4364.2 | 83.24 | 83.25 | 0.01 | 0
2040 | NYISO_G-I_2_NYISO_J-K | NYISO_G-I | NYISO_J-K | Internal | Shoulder | B15 | 1203 | 6130 | 4014.32 | 74.41 | 74.42 | 0.01 | 0
2040 | NYISO_G-I_2_NYISO_J-K | NYISO_G-I | NYISO_J-K | Internal | Summer | B1 | 10 | 6130 | 5745.98 | 223.75 | 223.76 | 0.01 | 0
2040 | NYISO_G-I_2_NYISO_J-K | NYISO_G-I | NYISO_J-K | Internal | Summer | B2 | 25 | 6130 | 4794.1 | 340.32 | 340.33 | 0.01 | 0
2040 | NYISO_G-I_2_NYISO_J-K | NYISO_G-I | NYISO_J-K | Internal | Summer | B3 | 75 | 6130 | 3957.75 | 174.06 | 174.07 | 0.01 | 0
2040 | NYISO_G-I_2_NYISO_J-K | NYISO_G-I | NYISO_J-K | Internal | Summer | B4 | 100 | 6130 | 3312 | 136.73 | 136.75 | 0.01 | 0
2040 | NYISO_G-I_2_NYISO_J-K | NYISO_G-I | NYISO_J-K | Internal | Summer | B5 | 200 | 6130 | 3443.58 | 127.62 | 127.63 | 0.01 | 0
2040 | NYISO_G-I_2_NYISO_J-K | NYISO_G-I | NYISO_J-K | Internal | Summer | B6 | 300 | 6130 | 3806.76 | 97.86 | 97.87 | 0.01 | 0
2040 | NYISO_G-I_2_NYISO_J-K | NYISO_G-I | NYISO_J-K | Internal | Summer | B7 | 400 | 6130 | 4431.83 | 86.27 | 86.28 | 0.01 | 0
2040 | NYISO_G-I_2_NYISO_J-K | NYISO_G-I | NYISO_J-K | Internal | Summer | B8 | 500 | 6130 | 5164.64 | 81.6 | 81.61 | 0.01 | 0
2040 | NYISO_G-I_2_NYISO_J-K | NYISO_G-I | NYISO_J-K | Internal | Summer | B9 | 800 | 6130 | 4352.82 | 79.24 | 79.25 | 0.01 | 0
2040 | NYISO_G-I_2_NYISO_J-K | NYISO_G-I | NYISO_J-K | Internal | Summer | B10 | 1262 | 6130 | 3576.72 | 79.22 | 79.24 | 0.01 | 0
2040 | NYISO_G-I_2_NYISO_J-K | NYISO_G-I | NYISO_J-K | Internal | Winter | B16 | 25 | 6130 | 5311.91 | 97.22 | 97.24 | 0.01 | 0
2040 | NYISO_G-I_2_NYISO_J-K | NYISO_G-I | NYISO_J-K | Internal | Winter | B17 | 100 | 6130 | 5420.42 | 97.22 | 97.24 | 0.01 | 0
2040 | NYISO_G-I_2_NYISO_J-K | NYISO_G-I | NYISO_J-K | Internal | Winter | B18 | 400 | 6130 | 5470.92 | 97.22 | 97.24 | 0.01 | 0
2040 | NYISO_G-I_2_NYISO_J-K | NYISO_G-I | NYISO_J-K | Internal | Winter | B19 | 700 | 6130 | 5996.05 | 96.81 | 96.82 | 0.01 | 0
2040 | NYISO_G-I_2_NYISO_J-K | NYISO_G-I | NYISO_J-K | Internal | Winter | B20 | 935 | 6130 | 4942.71 | 84.1 | 84.11 | 0.01 | 0
2040 | NYISO_G-I_2_PJM_E | NYISO_G-I | PJM_E | Internal | Shoulder | B11 | 25 | 1500 | 384.92 | 88.66 | 96.66 | 8 | 0
2040 | NYISO_G-I_2_PJM_E | NYISO_G-I | PJM_E | Internal | Shoulder | B12 | 200 | 1500 | 0 | 84.32 | 92.04 | 8 | 0
2040 | NYISO_G-I_2_PJM_E | NYISO_G-I | PJM_E | Internal | Shoulder | B13 | 600 | 1500 | 0 | 83.24 | 90.17 | 8 | 0
2040 | NYISO_G-I_2_PJM_E | NYISO_G-I | PJM_E | Internal | Shoulder | B14 | 900 | 1500 | 0 | 83.24 | 84.64 | 8 | 0
2040 | NYISO_G-I_2_PJM_E | NYISO_G-I | PJM_E | Internal | Shoulder | B15 | 1203 | 1500 | 0 | 74.41 | 79.4 | 8 | 0
2040 | NYISO_G-I_2_PJM_E | NYISO_G-I | PJM_E | Internal | Summer | B1 | 10 | 1500 | 0 | 223.75 | 210.19 | 8 | 0
2040 | NYISO_G-I_2_PJM_E | NYISO_G-I | PJM_E | Internal | Summer | B2 | 25 | 1500 | 0 | 340.32 | 326.76 | 8 | 0
2040 | NYISO_G-I_2_PJM_E | NYISO_G-I | PJM_E | Internal | Summer | B3 | 75 | 1500 | 628.99 | 174.06 | 182.06 | 8 | 0
2040 | NYISO_G-I_2_PJM_E | NYISO_G-I | PJM_E | Internal | Summer | B4 | 100 | 1500 | 1500 | 136.73 | 145.31 | 8 | 0.57
2040 | NYISO_G-I_2_PJM_E | NYISO_G-I | PJM_E | Internal | Summer | B5 | 200 | 1500 | 1500 | 127.62 | 136.19 | 8 | 0.57
2040 | NYISO_G-I_2_PJM_E | NYISO_G-I | PJM_E | Internal | Summer | B6 | 300 | 1500 | 1317.67 | 97.86 | 105.86 | 8 | 0
2040 | NYISO_G-I_2_PJM_E | NYISO_G-I | PJM_E | Internal | Summer | B7 | 400 | 1500 | 829.62 | 86.27 | 94.27 | 8 | 0
2040 | NYISO_G-I_2_PJM_E | NYISO_G-I | PJM_E | Internal | Summer | B8 | 500 | 1500 | 237.41 | 81.6 | 89.6 | 8 | 0
2040 | NYISO_G-I_2_PJM_E | NYISO_G-I | PJM_E | Internal | Summer | B9 | 800 | 1500 | 0 | 79.24 | 83.51 | 8 | 0
2040 | NYISO_G-I_2_PJM_E | NYISO_G-I | PJM_E | Internal | Summer | B10 | 1262 | 1500 | 0 | 79.22 | 77.63 | 8 | 0
2040 | NYISO_G-I_2_PJM_E | NYISO_G-I | PJM_E | Internal | Winter | B16 | 25 | 1500 | 0 | 97.22 | 99.49 | 8 | 0
2040 | NYISO_G-I_2_PJM_E | NYISO_G-I | PJM_E | Internal | Winter | B17 | 100 | 1500 | 0 | 97.22 | 96.98 | 8 | 0
2040 | NYISO_G-I_2_PJM_E | NYISO_G-I | PJM_E | Internal | Winter | B18 | 400 | 1500 | 0 | 97.22 | 93.05 | 8 | 0
2040 | NYISO_G-I_2_PJM_E | NYISO_G-I | PJM_E | Internal | Winter | B19 | 700 | 1500 | 0 | 96.81 | 90.81 | 8 | 0
2040 | NYISO_G-I_2_PJM_E | NYISO_G-I | PJM_E | Internal | Winter | B20 | 935 | 1500 | 0 | 84.1 | 83.38 | 8 | 0
2040 | NYISO_J-K_2_PJM_E_OL | NYISO_J-K | PJM_E | Internal | Shoulder | B11 | 25 | 99999 | 0 | 88.67 | 96.66 | 8.56 | 0
2040 | NYISO_J-K_2_PJM_E_OL | NYISO_J-K | PJM_E | Internal | Shoulder | B12 | 200 | 99999 | 0 | 84.33 | 92.04 | 8.56 | 0
2040 | NYISO_J-K_2_PJM_E_OL | NYISO_J-K | PJM_E | Internal | Shoulder | B13 | 600 | 99999 | 0 | 83.25 | 90.17 | 8.56 | 0
2040 | NYISO_J-K_2_PJM_E_OL | NYISO_J-K | PJM_E | Internal | Shoulder | B14 | 900 | 99999 | 0 | 83.25 | 84.64 | 8.56 | 0
2040 | NYISO_J-K_2_PJM_E_OL | NYISO_J-K | PJM_E | Internal | Shoulder | B15 | 1203 | 99999 | 0 | 74.42 | 79.4 | 8.56 | 0
2040 | NYISO_J-K_2_PJM_E_OL | NYISO_J-K | PJM_E | Internal | Summer | B1 | 10 | 99999 | 0 | 223.76 | 210.19 | 8.56 | 0
2040 | NYISO_J-K_2_PJM_E_OL | NYISO_J-K | PJM_E | Internal | Summer | B2 | 25 | 99999 | 0 | 340.33 | 326.76 | 8.56 | 0
2040 | NYISO_J-K_2_PJM_E_OL | NYISO_J-K | PJM_E | Internal | Summer | B3 | 75 | 99999 | 0 | 174.07 | 182.06 | 8.56 | 0
2040 | NYISO_J-K_2_PJM_E_OL | NYISO_J-K | PJM_E | Internal | Summer | B4 | 100 | 99999 | 657.77 | 136.75 | 145.31 | 8.56 | 0
2040 | NYISO_J-K_2_PJM_E_OL | NYISO_J-K | PJM_E | Internal | Summer | B5 | 200 | 99999 | 1645.7 | 127.63 | 136.19 | 8.56 | 0
2040 | NYISO_J-K_2_PJM_E_OL | NYISO_J-K | PJM_E | Internal | Summer | B6 | 300 | 99999 | 0 | 97.87 | 105.86 | 8.56 | 0
2040 | NYISO_J-K_2_PJM_E_OL | NYISO_J-K | PJM_E | Internal | Summer | B7 | 400 | 99999 | 0 | 86.28 | 94.27 | 8.56 | 0
2040 | NYISO_J-K_2_PJM_E_OL | NYISO_J-K | PJM_E | Internal | Summer | B8 | 500 | 99999 | 0 | 81.61 | 89.6 | 8.56 | 0
2040 | NYISO_J-K_2_PJM_E_OL | NYISO_J-K | PJM_E | Internal | Summer | B9 | 800 | 99999 | 0 | 79.25 | 83.51 | 8.56 | 0
2040 | NYISO_J-K_2_PJM_E_OL | NYISO_J-K | PJM_E | Internal | Summer | B10 | 1262 | 99999 | 0 | 79.24 | 77.63 | 8.56 | 0
2040 | NYISO_J-K_2_PJM_E_OL | NYISO_J-K | PJM_E | Internal | Winter | B16 | 25 | 99999 | 0 | 97.24 | 99.49 | 8.56 | 0
2040 | NYISO_J-K_2_PJM_E_OL | NYISO_J-K | PJM_E | Internal | Winter | B17 | 100 | 99999 | 0 | 97.24 | 96.98 | 8.56 | 0
2040 | NYISO_J-K_2_PJM_E_OL | NYISO_J-K | PJM_E | Internal | Winter | B18 | 400 | 99999 | 0 | 97.24 | 93.05 | 8.56 | 0
2040 | NYISO_J-K_2_PJM_E_OL | NYISO_J-K | PJM_E | Internal | Winter | B19 | 700 | 99999 | 0 | 96.82 | 90.81 | 8.56 | 0
2040 | NYISO_J-K_2_PJM_E_OL | NYISO_J-K | PJM_E | Internal | Winter | B20 | 935 | 99999 | 0 | 84.11 | 83.38 | 8.56 | 0
2040 | PJM_E_2_NYISO_G-I | PJM_E | NYISO_G-I | Internal | Shoulder | B11 | 25 | 500 | 0 | 96.66 | 88.66 | 6 | 0
2040 | PJM_E_2_NYISO_G-I | PJM_E | NYISO_G-I | Internal | Shoulder | B12 | 200 | 500 | 0 | 92.04 | 84.32 | 6 | 0
2040 | PJM_E_2_NYISO_G-I | PJM_E | NYISO_G-I | Internal | Shoulder | B13 | 600 | 500 | 0 | 90.17 | 83.24 | 6 | 0
2040 | PJM_E_2_NYISO_G-I | PJM_E | NYISO_G-I | Internal | Shoulder | B14 | 900 | 500 | 0 | 84.64 | 83.24 | 6 | 0
2040 | PJM_E_2_NYISO_G-I | PJM_E | NYISO_G-I | Internal | Shoulder | B15 | 1203 | 500 | 0 | 79.4 | 74.41 | 6 | 0
2040 | PJM_E_2_NYISO_G-I | PJM_E | NYISO_G-I | Internal | Summer | B1 | 10 | 500 | 500 | 210.19 | 223.75 | 6 | 7.56
2040 | PJM_E_2_NYISO_G-I | PJM_E | NYISO_G-I | Internal | Summer | B2 | 25 | 500 | 500 | 326.76 | 340.32 | 6 | 7.56
2040 | PJM_E_2_NYISO_G-I | PJM_E | NYISO_G-I | Internal | Summer | B3 | 75 | 500 | 0 | 182.06 | 174.06 | 6 | 0
2040 | PJM_E_2_NYISO_G-I | PJM_E | NYISO_G-I | Internal | Summer | B4 | 100 | 500 | 0 | 145.31 | 136.73 | 6 | 0
2040 | PJM_E_2_NYISO_G-I | PJM_E | NYISO_G-I | Internal | Summer | B5 | 200 | 500 | 0 | 136.19 | 127.62 | 6 | 0
2040 | PJM_E_2_NYISO_G-I | PJM_E | NYISO_G-I | Internal | Summer | B6 | 300 | 500 | 0 | 105.86 | 97.86 | 6 | 0
2040 | PJM_E_2_NYISO_G-I | PJM_E | NYISO_G-I | Internal | Summer | B7 | 400 | 500 | 0 | 94.27 | 86.27 | 6 | 0
2040 | PJM_E_2_NYISO_G-I | PJM_E | NYISO_G-I | Internal | Summer | B8 | 500 | 500 | 0 | 89.6 | 81.6 | 6 | 0
2040 | PJM_E_2_NYISO_G-I | PJM_E | NYISO_G-I | Internal | Summer | B9 | 800 | 500 | 0 | 83.51 | 79.24 | 6 | 0
2040 | PJM_E_2_NYISO_G-I | PJM_E | NYISO_G-I | Internal | Summer | B10 | 1262 | 500 | 0 | 77.63 | 79.22 | 6 | 0
2040 | PJM_E_2_NYISO_G-I | PJM_E | NYISO_G-I | Internal | Winter | B16 | 25 | 500 | 0 | 99.49 | 97.22 | 6 | 0
2040 | PJM_E_2_NYISO_G-I | PJM_E | NYISO_G-I | Internal | Winter | B17 | 100 | 500 | 0 | 96.98 | 97.22 | 6 | 0
2040 | PJM_E_2_NYISO_G-I | PJM_E | NYISO_G-I | Internal | Winter | B18 | 400 | 500 | 0 | 93.05 | 97.22 | 6 | 0
2040 | PJM_E_2_NYISO_G-I | PJM_E | NYISO_G-I | Internal | Winter | B19 | 700 | 500 | 372.11 | 90.81 | 96.81 | 6 | 0
2040 | PJM_E_2_NYISO_G-I | PJM_E | NYISO_G-I | Internal | Winter | B20 | 935 | 500 | 0 | 83.38 | 84.1 | 6 | 0
2040 | PJM_E_2_NYISO_J-K | PJM_E | NYISO_J-K | Internal | Shoulder | B11 | 25 | 330 | 0 | 96.66 | 88.67 | 6 | 0
2040 | PJM_E_2_NYISO_J-K | PJM_E | NYISO_J-K | Internal | Shoulder | B12 | 200 | 330 | 0 | 92.04 | 84.33 | 6 | 0
2040 | PJM_E_2_NYISO_J-K | PJM_E | NYISO_J-K | Internal | Shoulder | B13 | 600 | 330 | 0 | 90.17 | 83.25 | 6 | 0
2040 | PJM_E_2_NYISO_J-K | PJM_E | NYISO_J-K | Internal | Shoulder | B14 | 900 | 330 | 0 | 84.64 | 83.25 | 6 | 0
2040 | PJM_E_2_NYISO_J-K | PJM_E | NYISO_J-K | Internal | Shoulder | B15 | 1203 | 330 | 0 | 79.4 | 74.42 | 6 | 0
2040 | PJM_E_2_NYISO_J-K | PJM_E | NYISO_J-K | Internal | Summer | B1 | 10 | 330 | 746.98 | 210.19 | 223.76 | 6 | 7.57
2040 | PJM_E_2_NYISO_J-K | PJM_E | NYISO_J-K | Internal | Summer | B2 | 25 | 330 | 1276.02 | 326.76 | 340.33 | 6 | 7.57
2040 | PJM_E_2_NYISO_J-K | PJM_E | NYISO_J-K | Internal | Summer | B3 | 75 | 330 | 0 | 182.06 | 174.07 | 6 | 0
2040 | PJM_E_2_NYISO_J-K | PJM_E | NYISO_J-K | Internal | Summer | B4 | 100 | 330 | 0 | 145.31 | 136.75 | 6 | 0
2040 | PJM_E_2_NYISO_J-K | PJM_E | NYISO_J-K | Internal | Summer | B5 | 200 | 330 | 0 | 136.19 | 127.63 | 6 | 0
2040 | PJM_E_2_NYISO_J-K | PJM_E | NYISO_J-K | Internal | Summer | B6 | 300 | 330 | 0 | 105.86 | 97.87 | 6 | 0
2040 | PJM_E_2_NYISO_J-K | PJM_E | NYISO_J-K | Internal | Summer | B7 | 400 | 330 | 0 | 94.27 | 86.28 | 6 | 0
2040 | PJM_E_2_NYISO_J-K | PJM_E | NYISO_J-K | Internal | Summer | B8 | 500 | 330 | 0 | 89.6 | 81.61 | 6 | 0
2040 | PJM_E_2_NYISO_J-K | PJM_E | NYISO_J-K | Internal | Summer | B9 | 800 | 330 | 0 | 83.51 | 79.25 | 6 | 0
2040 | PJM_E_2_NYISO_J-K | PJM_E | NYISO_J-K | Internal | Summer | B10 | 1262 | 330 | 0 | 77.63 | 79.24 | 6 | 0
2040 | PJM_E_2_NYISO_J-K | PJM_E | NYISO_J-K | Internal | Winter | B16 | 25 | 330 | 0 | 99.49 | 97.24 | 6 | 0
2040 | PJM_E_2_NYISO_J-K | PJM_E | NYISO_J-K | Internal | Winter | B17 | 100 | 330 | 0 | 96.98 | 97.24 | 6 | 0
2040 | PJM_E_2_NYISO_J-K | PJM_E | NYISO_J-K | Internal | Winter | B18 | 400 | 330 | 0 | 93.05 | 97.24 | 6 | 0
2040 | PJM_E_2_NYISO_J-K | PJM_E | NYISO_J-K | Internal | Winter | B19 | 700 | 330 | 330 | 90.81 | 96.82 | 6 | 0.01
2040 | PJM_E_2_NYISO_J-K | PJM_E | NYISO_J-K | Internal | Winter | B20 | 935 | 330 | 0 | 83.38 | 84.11 | 6 | 0
2040 | PJM_E_2_PJM_ROM | PJM_E | PJM_ROM | Internal | Shoulder | B11 | 25 | 8000 | 2090.83 | 96.66 | 96.67 | 0.01 | 0
2040 | PJM_E_2_PJM_ROM | PJM_E | PJM_ROM | Internal | Shoulder | B12 | 200 | 8000 | 0 | 92.04 | 92.02 | 0.01 | 0
2040 | PJM_E_2_PJM_ROM | PJM_E | PJM_ROM | Internal | Shoulder | B13 | 600 | 8000 | 0 | 90.17 | 90.16 | 0.01 | 0
2040 | PJM_E_2_PJM_ROM | PJM_E | PJM_ROM | Internal | Shoulder | B14 | 900 | 8000 | 0 | 84.64 | 84.63 | 0.01 | 0
2040 | PJM_E_2_PJM_ROM | PJM_E | PJM_ROM | Internal | Shoulder | B15 | 1203 | 8000 | 0 | 79.4 | 79.39 | 0.01 | 0
2040 | PJM_E_2_PJM_ROM | PJM_E | PJM_ROM | Internal | Summer | B1 | 10 | 8000 | 0 | 210.19 | 210.18 | 0.01 | 0
2040 | PJM_E_2_PJM_ROM | PJM_E | PJM_ROM | Internal | Summer | B2 | 25 | 8000 | 0 | 326.76 | 326.75 | 0.01 | 0
2040 | PJM_E_2_PJM_ROM | PJM_E | PJM_ROM | Internal | Summer | B3 | 75 | 8000 | 0 | 182.06 | 182.05 | 0.01 | 0
2040 | PJM_E_2_PJM_ROM | PJM_E | PJM_ROM | Internal | Summer | B4 | 100 | 8000 | 2222.17 | 145.31 | 145.32 | 0.01 | 0
2040 | PJM_E_2_PJM_ROM | PJM_E | PJM_ROM | Internal | Summer | B5 | 200 | 8000 | 4070.33 | 136.19 | 136.2 | 0.01 | 0
2040 | PJM_E_2_PJM_ROM | PJM_E | PJM_ROM | Internal | Summer | B6 | 300 | 8000 | 1072.35 | 105.86 | 105.87 | 0.01 | 0
2040 | PJM_E_2_PJM_ROM | PJM_E | PJM_ROM | Internal | Summer | B7 | 400 | 8000 | 1812.56 | 94.27 | 94.28 | 0.01 | 0
2040 | PJM_E_2_PJM_ROM | PJM_E | PJM_ROM | Internal | Summer | B8 | 500 | 8000 | 2440.64 | 89.6 | 89.61 | 0.01 | 0
2040 | PJM_E_2_PJM_ROM | PJM_E | PJM_ROM | Internal | Summer | B9 | 800 | 8000 | 651.23 | 83.51 | 83.53 | 0.01 | 0
2040 | PJM_E_2_PJM_ROM | PJM_E | PJM_ROM | Internal | Summer | B10 | 1262 | 8000 | 0 | 77.63 | 77.62 | 0.01 | 0
2040 | PJM_E_2_PJM_ROM | PJM_E | PJM_ROM | Internal | Winter | B16 | 25 | 8000 | 0 | 99.49 | 99.48 | 0.01 | 0
2040 | PJM_E_2_PJM_ROM | PJM_E | PJM_ROM | Internal | Winter | B17 | 100 | 8000 | 0 | 96.98 | 96.97 | 0.01 | 0
2040 | PJM_E_2_PJM_ROM | PJM_E | PJM_ROM | Internal | Winter | B18 | 400 | 8000 | 0 | 93.05 | 93.04 | 0.01 | 0
2040 | PJM_E_2_PJM_ROM | PJM_E | PJM_ROM | Internal | Winter | B19 | 700 | 8000 | 0 | 90.81 | 90.8 | 0.01 | 0
2040 | PJM_E_2_PJM_ROM | PJM_E | PJM_ROM | Internal | Winter | B20 | 935 | 8000 | 0 | 83.38 | 83.37 | 0.01 | 0
2040 | PJM_ROR_2_MISO_IN | PJM_ROR | MISO_IN | Internal | Shoulder | B11 | 25 | 909 | 0 | 97.28 | 91.07 | 2 | 0
2040 | PJM_ROR_2_MISO_IN | PJM_ROR | MISO_IN | Internal | Shoulder | B12 | 200 | 909 | 0 | 92.04 | 86.07 | 2 | 0
2040 | PJM_ROR_2_MISO_IN | PJM_ROR | MISO_IN | Internal | Shoulder | B13 | 600 | 909 | 0 | 90.17 | 84.2 | 2 | 0
2040 | PJM_ROR_2_MISO_IN | PJM_ROR | MISO_IN | Internal | Shoulder | B14 | 900 | 909 | 0 | 84.64 | 79.46 | 2 | 0
2040 | PJM_ROR_2_MISO_IN | PJM_ROR | MISO_IN | Internal | Shoulder | B15 | 1203 | 909 | 0 | 79.4 | 76.27 | 2 | 0
2040 | PJM_ROR_2_MISO_IN | PJM_ROR | MISO_IN | Internal | Summer | B1 | 10 | 909 | 0 | 210.16 | 201.05 | 2 | 0
2040 | PJM_ROR_2_MISO_IN | PJM_ROR | MISO_IN | Internal | Summer | B2 | 25 | 909 | 0 | 326.73 | 317.62 | 2 | 0
2040 | PJM_ROR_2_MISO_IN | PJM_ROR | MISO_IN | Internal | Summer | B3 | 75 | 909 | 0 | 182.06 | 172.94 | 2 | 0
2040 | PJM_ROR_2_MISO_IN | PJM_ROR | MISO_IN | Internal | Summer | B4 | 100 | 909 | 0 | 149.39 | 147.41 | 2 | 0
2040 | PJM_ROR_2_MISO_IN | PJM_ROR | MISO_IN | Internal | Summer | B5 | 200 | 909 | 0 | 140.27 | 138.27 | 2 | 0
2040 | PJM_ROR_2_MISO_IN | PJM_ROR | MISO_IN | Internal | Summer | B6 | 300 | 909 | 0 | 105.88 | 103.88 | 2 | 0
2040 | PJM_ROR_2_MISO_IN | PJM_ROR | MISO_IN | Internal | Summer | B7 | 400 | 909 | 0 | 94.29 | 92.28 | 2 | 0
2040 | PJM_ROR_2_MISO_IN | PJM_ROR | MISO_IN | Internal | Summer | B8 | 500 | 909 | 0 | 89.62 | 87.61 | 2 | 0
2040 | PJM_ROR_2_MISO_IN | PJM_ROR | MISO_IN | Internal | Summer | B9 | 800 | 909 | 0 | 83.54 | 79.13 | 2 | 0
2040 | PJM_ROR_2_MISO_IN | PJM_ROR | MISO_IN | Internal | Summer | B10 | 1262 | 909 | 0 | 77.63 | 77.87 | 2 | 0
2040 | PJM_ROR_2_MISO_IN | PJM_ROR | MISO_IN | Internal | Winter | B16 | 25 | 909 | 0 | 99.47 | 93.5 | 2 | 0
2040 | PJM_ROR_2_MISO_IN | PJM_ROR | MISO_IN | Internal | Winter | B17 | 100 | 909 | 0 | 96.96 | 93.05 | 2 | 0
2040 | PJM_ROR_2_MISO_IN | PJM_ROR | MISO_IN | Internal | Winter | B18 | 400 | 909 | 0 | 93.03 | 87.06 | 2 | 0
2040 | PJM_ROR_2_MISO_IN | PJM_ROR | MISO_IN | Internal | Winter | B19 | 700 | 909 | 0 | 90.79 | 82.86 | 2 | 0
2040 | PJM_ROR_2_MISO_IN | PJM_ROR | MISO_IN | Internal | Winter | B20 | 935 | 909 | 0 | 83.36 | 79.52 | 2 | 0
2040 | PJM_ROR_2_MISO_MI | PJM_ROR | MISO_MI | Internal | Shoulder | B11 | 25 | 1305 | 0 | 97.28 | 91.08 | 2 | 0
2040 | PJM_ROR_2_MISO_MI | PJM_ROR | MISO_MI | Internal | Shoulder | B12 | 200 | 1305 | 0 | 92.04 | 86.08 | 2 | 0
2040 | PJM_ROR_2_MISO_MI | PJM_ROR | MISO_MI | Internal | Shoulder | B13 | 600 | 1305 | 0 | 90.17 | 84.22 | 2 | 0
2040 | PJM_ROR_2_MISO_MI | PJM_ROR | MISO_MI | Internal | Shoulder | B14 | 900 | 1305 | 0 | 84.64 | 79.53 | 2 | 0
2040 | PJM_ROR_2_MISO_MI | PJM_ROR | MISO_MI | Internal | Shoulder | B15 | 1203 | 1305 | 0 | 79.4 | 76.28 | 2 | 0
2040 | PJM_ROR_2_MISO_MI | PJM_ROR | MISO_MI | Internal | Summer | B1 | 10 | 1305 | 0 | 210.16 | 201.02 | 2 | 0
2040 | PJM_ROR_2_MISO_MI | PJM_ROR | MISO_MI | Internal | Summer | B2 | 25 | 1305 | 0 | 326.73 | 317.59 | 2 | 0
2040 | PJM_ROR_2_MISO_MI | PJM_ROR | MISO_MI | Internal | Summer | B3 | 75 | 1305 | 0 | 182.06 | 172.92 | 2 | 0
2040 | PJM_ROR_2_MISO_MI | PJM_ROR | MISO_MI | Internal | Summer | B4 | 100 | 1305 | 0 | 149.39 | 147.39 | 2 | 0
2040 | PJM_ROR_2_MISO_MI | PJM_ROR | MISO_MI | Internal | Summer | B5 | 200 | 1305 | 0 | 140.27 | 138.25 | 2 | 0
2040 | PJM_ROR_2_MISO_MI | PJM_ROR | MISO_MI | Internal | Summer | B6 | 300 | 1305 | 0 | 105.88 | 103.88 | 2 | 0
2040 | PJM_ROR_2_MISO_MI | PJM_ROR | MISO_MI | Internal | Summer | B7 | 400 | 1305 | 0 | 94.29 | 92.29 | 2 | 0
2040 | PJM_ROR_2_MISO_MI | PJM_ROR | MISO_MI | Internal | Summer | B8 | 500 | 1305 | 0 | 89.62 | 87.62 | 2 | 0
2040 | PJM_ROR_2_MISO_MI | PJM_ROR | MISO_MI | Internal | Summer | B9 | 800 | 1305 | 0 | 83.54 | 79.15 | 2 | 0
2040 | PJM_ROR_2_MISO_MI | PJM_ROR | MISO_MI | Internal | Summer | B10 | 1262 | 1305 | 0 | 77.63 | 77.88 | 2 | 0
2040 | PJM_ROR_2_MISO_MI | PJM_ROR | MISO_MI | Internal | Winter | B16 | 25 | 1305 | 0 | 99.47 | 93.51 | 2 | 0
2040 | PJM_ROR_2_MISO_MI | PJM_ROR | MISO_MI | Internal | Winter | B17 | 100 | 1305 | 0 | 96.96 | 93.06 | 2 | 0
2040 | PJM_ROR_2_MISO_MI | PJM_ROR | MISO_MI | Internal | Winter | B18 | 400 | 1305 | 0 | 93.03 | 87.08 | 2 | 0
2040 | PJM_ROR_2_MISO_MI | PJM_ROR | MISO_MI | Internal | Winter | B19 | 700 | 1305 | 0 | 90.79 | 82.87 | 2 | 0
2040 | PJM_ROR_2_MISO_MI | PJM_ROR | MISO_MI | Internal | Winter | B20 | 935 | 1305 | 0 | 83.36 | 79.53 | 2 | 0
2040 | PJM_ROR_2_MISO_MO-IL | PJM_ROR | MISO_MO-IL | Internal | Shoulder | B11 | 25 | 1111 | 0 | 97.28 | 91.05 | 2 | 0
2040 | PJM_ROR_2_MISO_MO-IL | PJM_ROR | MISO_MO-IL | Internal | Shoulder | B12 | 200 | 1111 | 0 | 92.04 | 83.11 | 2 | 0
2040 | PJM_ROR_2_MISO_MO-IL | PJM_ROR | MISO_MO-IL | Internal | Shoulder | B13 | 600 | 1111 | 0 | 90.17 | 81.24 | 2 | 0
2040 | PJM_ROR_2_MISO_MO-IL | PJM_ROR | MISO_MO-IL | Internal | Shoulder | B14 | 900 | 1111 | 0 | 84.64 | 75.71 | 2 | 0
2040 | PJM_ROR_2_MISO_MO-IL | PJM_ROR | MISO_MO-IL | Internal | Shoulder | B15 | 1203 | 1111 | 0 | 79.4 | 70.27 | 2 | 0
2040 | PJM_ROR_2_MISO_MO-IL | PJM_ROR | MISO_MO-IL | Internal | Summer | B1 | 10 | 1111 | 0 | 210.16 | 198.96 | 2 | 0
2040 | PJM_ROR_2_MISO_MO-IL | PJM_ROR | MISO_MO-IL | Internal | Summer | B2 | 25 | 1111 | 0 | 326.73 | 317.26 | 2 | 0
2040 | PJM_ROR_2_MISO_MO-IL | PJM_ROR | MISO_MO-IL | Internal | Summer | B3 | 75 | 1111 | 0 | 182.06 | 172.95 | 2 | 0
2040 | PJM_ROR_2_MISO_MO-IL | PJM_ROR | MISO_MO-IL | Internal | Summer | B4 | 100 | 1111 | 0 | 149.39 | 147.42 | 2 | 0
2040 | PJM_ROR_2_MISO_MO-IL | PJM_ROR | MISO_MO-IL | Internal | Summer | B5 | 200 | 1111 | 0 | 140.27 | 138.27 | 2 | 0
2040 | PJM_ROR_2_MISO_MO-IL | PJM_ROR | MISO_MO-IL | Internal | Summer | B6 | 300 | 1111 | 0 | 105.88 | 103.87 | 2 | 0
2040 | PJM_ROR_2_MISO_MO-IL | PJM_ROR | MISO_MO-IL | Internal | Summer | B7 | 400 | 1111 | 0 | 94.29 | 92.27 | 2 | 0
2040 | PJM_ROR_2_MISO_MO-IL | PJM_ROR | MISO_MO-IL | Internal | Summer | B8 | 500 | 1111 | 0 | 89.62 | 87.6 | 2 | 0
2040 | PJM_ROR_2_MISO_MO-IL | PJM_ROR | MISO_MO-IL | Internal | Summer | B9 | 800 | 1111 | 0 | 83.54 | 79.12 | 2 | 0
2040 | PJM_ROR_2_MISO_MO-IL | PJM_ROR | MISO_MO-IL | Internal | Summer | B10 | 1262 | 1111 | 0 | 77.63 | 71.87 | 2 | 0
2040 | PJM_ROR_2_MISO_MO-IL | PJM_ROR | MISO_MO-IL | Internal | Winter | B16 | 25 | 1111 | 0 | 99.47 | 90.54 | 2 | 0
2040 | PJM_ROR_2_MISO_MO-IL | PJM_ROR | MISO_MO-IL | Internal | Winter | B17 | 100 | 1111 | 0 | 96.96 | 87.05 | 2 | 0
2040 | PJM_ROR_2_MISO_MO-IL | PJM_ROR | MISO_MO-IL | Internal | Winter | B18 | 400 | 1111 | 0 | 93.03 | 84.1 | 2 | 0
2040 | PJM_ROR_2_MISO_MO-IL | PJM_ROR | MISO_MO-IL | Internal | Winter | B19 | 700 | 1111 | 0 | 90.79 | 81.86 | 2 | 0
2040 | PJM_ROR_2_MISO_MO-IL | PJM_ROR | MISO_MO-IL | Internal | Winter | B20 | 935 | 1111 | 0 | 83.36 | 73.52 | 2 | 0
2040 | PJM_ROR_2_MISO_W | PJM_ROR | MISO_W | Internal | Shoulder | B11 | 25 | 709 | 0 | 97.28 | 82.65 | 2 | 0
2040 | PJM_ROR_2_MISO_W | PJM_ROR | MISO_W | Internal | Shoulder | B12 | 200 | 709 | 0 | 92.04 | 61.98 | 2 | 0
2040 | PJM_ROR_2_MISO_W | PJM_ROR | MISO_W | Internal | Shoulder | B13 | 600 | 709 | 0 | 90.17 | 60.11 | 2 | 0
2040 | PJM_ROR_2_MISO_W | PJM_ROR | MISO_W | Internal | Shoulder | B14 | 900 | 709 | 0 | 84.64 | 54.59 | 2 | 0
2040 | PJM_ROR_2_MISO_W | PJM_ROR | MISO_W | Internal | Shoulder | B15 | 1203 | 709 | 0 | 79.4 | 49.35 | 2 | 0
2040 | PJM_ROR_2_MISO_W | PJM_ROR | MISO_W | Internal | Summer | B1 | 10 | 709 | 0 | 210.16 | 180.11 | 2 | 0
2040 | PJM_ROR_2_MISO_W | PJM_ROR | MISO_W | Internal | Summer | B2 | 25 | 709 | 0 | 326.73 | 296.68 | 2 | 0
2040 | PJM_ROR_2_MISO_W | PJM_ROR | MISO_W | Internal | Summer | B3 | 75 | 709 | 0 | 182.06 | 154.24 | 2 | 0
2040 | PJM_ROR_2_MISO_W | PJM_ROR | MISO_W | Internal | Summer | B4 | 100 | 709 | 0 | 149.39 | 147.39 | 2 | 0
2040 | PJM_ROR_2_MISO_W | PJM_ROR | MISO_W | Internal | Summer | B5 | 200 | 709 | 0 | 140.27 | 138.26 | 2 | 0
2040 | PJM_ROR_2_MISO_W | PJM_ROR | MISO_W | Internal | Summer | B6 | 300 | 709 | 0 | 105.88 | 103.86 | 2 | 0
2040 | PJM_ROR_2_MISO_W | PJM_ROR | MISO_W | Internal | Summer | B7 | 400 | 709 | 0 | 94.29 | 85.98 | 2 | 0
2040 | PJM_ROR_2_MISO_W | PJM_ROR | MISO_W | Internal | Summer | B8 | 500 | 709 | 0 | 89.62 | 75.41 | 2 | 0
2040 | PJM_ROR_2_MISO_W | PJM_ROR | MISO_W | Internal | Summer | B9 | 800 | 709 | 0 | 83.54 | 58 | 2 | 0
2040 | PJM_ROR_2_MISO_W | PJM_ROR | MISO_W | Internal | Summer | B10 | 1262 | 709 | 0 | 77.63 | 50.75 | 2 | 0
2040 | PJM_ROR_2_MISO_W | PJM_ROR | MISO_W | Internal | Winter | B16 | 25 | 709 | 0 | 99.47 | 69.41 | 2 | 0
2040 | PJM_ROR_2_MISO_W | PJM_ROR | MISO_W | Internal | Winter | B17 | 100 | 709 | 0 | 96.96 | 66.91 | 2 | 0
2040 | PJM_ROR_2_MISO_W | PJM_ROR | MISO_W | Internal | Winter | B18 | 400 | 709 | 0 | 93.03 | 62.97 | 2 | 0
2040 | PJM_ROR_2_MISO_W | PJM_ROR | MISO_W | Internal | Winter | B19 | 700 | 709 | 0 | 90.79 | 60.73 | 2 | 0
2040 | PJM_ROR_2_MISO_W | PJM_ROR | MISO_W | Internal | Winter | B20 | 935 | 709 | 0 | 83.36 | 53.31 | 2 | 0
2040 | PJM_ROR_2_PJM_ROM | PJM_ROR | PJM_ROM | Internal | Shoulder | B11 | 25 | 8000 | 0 | 97.28 | 96.67 | 0.01 | 0
2040 | PJM_ROR_2_PJM_ROM | PJM_ROR | PJM_ROM | Internal | Shoulder | B12 | 200 | 8000 | 0 | 92.04 | 92.02 | 0.01 | 0
2040 | PJM_ROR_2_PJM_ROM | PJM_ROR | PJM_ROM | Internal | Shoulder | B13 | 600 | 8000 | 0 | 90.17 | 90.16 | 0.01 | 0
2040 | PJM_ROR_2_PJM_ROM | PJM_ROR | PJM_ROM | Internal | Shoulder | B14 | 900 | 8000 | 0 | 84.64 | 84.63 | 0.01 | 0
2040 | PJM_ROR_2_PJM_ROM | PJM_ROR | PJM_ROM | Internal | Shoulder | B15 | 1203 | 8000 | 0 | 79.4 | 79.39 | 0.01 | 0
2040 | PJM_ROR_2_PJM_ROM | PJM_ROR | PJM_ROM | Internal | Summer | B1 | 10 | 8000 | 2213.36 | 210.16 | 210.18 | 0.01 | 0
2040 | PJM_ROR_2_PJM_ROM | PJM_ROR | PJM_ROM | Internal | Summer | B2 | 25 | 8000 | 1628.68 | 326.73 | 326.75 | 0.01 | 0
2040 | PJM_ROR_2_PJM_ROM | PJM_ROR | PJM_ROM | Internal | Summer | B3 | 75 | 8000 | 0 | 182.06 | 182.05 | 0.01 | 0
2040 | PJM_ROR_2_PJM_ROM | PJM_ROR | PJM_ROM | Internal | Summer | B4 | 100 | 8000 | 0 | 149.39 | 145.32 | 0.01 | 0
2040 | PJM_ROR_2_PJM_ROM | PJM_ROR | PJM_ROM | Internal | Summer | B5 | 200 | 8000 | 0 | 140.27 | 136.2 | 0.01 | 0
2040 | PJM_ROR_2_PJM_ROM | PJM_ROR | PJM_ROM | Internal | Summer | B6 | 300 | 8000 | 0 | 105.88 | 105.87 | 0.01 | 0
2040 | PJM_ROR_2_PJM_ROM | PJM_ROR | PJM_ROM | Internal | Summer | B7 | 400 | 8000 | 0 | 94.29 | 94.28 | 0.01 | 0
2040 | PJM_ROR_2_PJM_ROM | PJM_ROR | PJM_ROM | Internal | Summer | B8 | 500 | 8000 | 0 | 89.62 | 89.61 | 0.01 | 0
2040 | PJM_ROR_2_PJM_ROM | PJM_ROR | PJM_ROM | Internal | Summer | B9 | 800 | 8000 | 0 | 83.54 | 83.53 | 0.01 | 0
2040 | PJM_ROR_2_PJM_ROM | PJM_ROR | PJM_ROM | Internal | Summer | B10 | 1262 | 8000 | 0 | 77.63 | 77.62 | 0.01 | 0
2040 | PJM_ROR_2_PJM_ROM | PJM_ROR | PJM_ROM | Internal | Winter | B16 | 25 | 8000 | 2933.35 | 99.47 | 99.48 | 0.01 | 0
2040 | PJM_ROR_2_PJM_ROM | PJM_ROR | PJM_ROM | Internal | Winter | B17 | 100 | 8000 | 2818 | 96.96 | 96.97 | 0.01 | 0
2040 | PJM_ROR_2_PJM_ROM | PJM_ROR | PJM_ROM | Internal | Winter | B18 | 400 | 8000 | 1382.01 | 93.03 | 93.04 | 0.01 | 0
2040 | PJM_ROR_2_PJM_ROM | PJM_ROR | PJM_ROM | Internal | Winter | B19 | 700 | 8000 | 4557.95 | 90.79 | 90.8 | 0.01 | 0
2040 | PJM_ROR_2_PJM_ROM | PJM_ROR | PJM_ROM | Internal | Winter | B20 | 935 | 8000 | 939.04 | 83.36 | 83.37 | 0.01 | 0
2040 | PJM_ROR_2_TVA_Transmission | PJM_ROR | TVA_Transmission | Internal | Shoulder | B11 | 25 | 2500 | 0 | 97.28 | 99.05 | 6 | 0
2040 | PJM_ROR_2_TVA_Transmission | PJM_ROR | TVA_Transmission | Internal | Shoulder | B12 | 200 | 2500 | 0 | 92.04 | 91.11 | 6 | 0
2040 | PJM_ROR_2_TVA_Transmission | PJM_ROR | TVA_Transmission | Internal | Shoulder | B13 | 600 | 2500 | 0 | 90.17 | 89.24 | 6 | 0
2040 | PJM_ROR_2_TVA_Transmission | PJM_ROR | TVA_Transmission | Internal | Shoulder | B14 | 900 | 2500 | 0 | 84.64 | 83.71 | 6 | 0
2040 | PJM_ROR_2_TVA_Transmission | PJM_ROR | TVA_Transmission | Internal | Shoulder | B15 | 1203 | 2500 | 0 | 79.4 | 83.37 | 6 | 0
2040 | PJM_ROR_2_TVA_Transmission | PJM_ROR | TVA_Transmission | Internal | Summer | B1 | 10 | 2500 | 0 | 210.16 | 214.44 | 6 | 0
2040 | PJM_ROR_2_TVA_Transmission | PJM_ROR | TVA_Transmission | Internal | Summer | B2 | 25 | 2500 | 1416.83 | 326.73 | 332.73 | 6 | 0
2040 | PJM_ROR_2_TVA_Transmission | PJM_ROR | TVA_Transmission | Internal | Summer | B3 | 75 | 2500 | 2500 | 182.06 | 188.43 | 6 | 0.37
2040 | PJM_ROR_2_TVA_Transmission | PJM_ROR | TVA_Transmission | Internal | Summer | B4 | 100 | 2500 | 2500 | 149.39 | 155.42 | 6 | 0.04
2040 | PJM_ROR_2_TVA_Transmission | PJM_ROR | TVA_Transmission | Internal | Summer | B5 | 200 | 2500 | 970.1 | 140.27 | 146.27 | 6 | 0
2040 | PJM_ROR_2_TVA_Transmission | PJM_ROR | TVA_Transmission | Internal | Summer | B6 | 300 | 2500 | 0 | 105.88 | 111.82 | 6 | 0
2040 | PJM_ROR_2_TVA_Transmission | PJM_ROR | TVA_Transmission | Internal | Summer | B7 | 400 | 2500 | 0 | 94.29 | 97.65 | 6 | 0
2040 | PJM_ROR_2_TVA_Transmission | PJM_ROR | TVA_Transmission | Internal | Summer | B8 | 500 | 2500 | 0 | 89.62 | 94.81 | 6 | 0
2040 | PJM_ROR_2_TVA_Transmission | PJM_ROR | TVA_Transmission | Internal | Summer | B9 | 800 | 2500 | 0 | 83.54 | 87.12 | 6 | 0
2040 | PJM_ROR_2_TVA_Transmission | PJM_ROR | TVA_Transmission | Internal | Summer | B10 | 1262 | 2500 | 0 | 77.63 | 82.05 | 6 | 0
2040 | PJM_ROR_2_TVA_Transmission | PJM_ROR | TVA_Transmission | Internal | Winter | B16 | 25 | 2500 | 0 | 99.47 | 99.88 | 6 | 0
2040 | PJM_ROR_2_TVA_Transmission | PJM_ROR | TVA_Transmission | Internal | Winter | B17 | 100 | 2500 | 0 | 96.96 | 95.05 | 6 | 0
2040 | PJM_ROR_2_TVA_Transmission | PJM_ROR | TVA_Transmission | Internal | Winter | B18 | 400 | 2500 | 0 | 93.03 | 91.49 | 6 | 0
2040 | PJM_ROR_2_TVA_Transmission | PJM_ROR | TVA_Transmission | Internal | Winter | B19 | 700 | 2500 | 0 | 90.79 | 89.86 | 6 | 0
2040 | PJM_ROR_2_TVA_Transmission | PJM_ROR | TVA_Transmission | Internal | Winter | B20 | 935 | 2500 | 0 | 83.36 | 86.36 | 6 | 0
2040 | PJM_ROR_2_VACAR | PJM_ROR | VACAR | Internal | Shoulder | B11 | 25 | 3000 | 2182.73 | 97.28 | 103.28 | 6 | 0
2040 | PJM_ROR_2_VACAR | PJM_ROR | VACAR | Internal | Shoulder | B12 | 200 | 3000 | 1672.05 | 92.04 | 98.04 | 6 | 0
2040 | PJM_ROR_2_VACAR | PJM_ROR | VACAR | Internal | Shoulder | B13 | 600 | 3000 | 0 | 90.17 | 86.5 | 6 | 0
2040 | PJM_ROR_2_VACAR | PJM_ROR | VACAR | Internal | Shoulder | B14 | 900 | 3000 | 0 | 84.64 | 84.79 | 6 | 0
2040 | PJM_ROR_2_VACAR | PJM_ROR | VACAR | Internal | Shoulder | B15 | 1203 | 3000 | 0 | 79.4 | 84.79 | 6 | 0
2040 | PJM_ROR_2_VACAR | PJM_ROR | VACAR | Internal | Summer | B1 | 10 | 3000 | 7881 | 210.16 | 218.88 | 6 | 2.71
2040 | PJM_ROR_2_VACAR | PJM_ROR | VACAR | Internal | Summer | B2 | 25 | 3000 | 6899.19 | 326.73 | 335.45 | 6 | 2.71
2040 | PJM_ROR_2_VACAR | PJM_ROR | VACAR | Internal | Summer | B3 | 75 | 3000 | 4899.71 | 182.06 | 190.77 | 6 | 2.71
2040 | PJM_ROR_2_VACAR | PJM_ROR | VACAR | Internal | Summer | B4 | 100 | 3000 | 3000 | 149.39 | 157.42 | 6 | 2.04
2040 | PJM_ROR_2_VACAR | PJM_ROR | VACAR | Internal | Summer | B5 | 200 | 3000 | 3000 | 140.27 | 147.27 | 6 | 1
2040 | PJM_ROR_2_VACAR | PJM_ROR | VACAR | Internal | Summer | B6 | 300 | 3000 | 2703.33 | 105.88 | 111.88 | 6 | 0
2040 | PJM_ROR_2_VACAR | PJM_ROR | VACAR | Internal | Summer | B7 | 400 | 3000 | 935.7 | 94.29 | 100.29 | 6 | 0
2040 | PJM_ROR_2_VACAR | PJM_ROR | VACAR | Internal | Summer | B8 | 500 | 3000 | 0 | 89.62 | 95.39 | 6 | 0
2040 | PJM_ROR_2_VACAR | PJM_ROR | VACAR | Internal | Summer | B9 | 800 | 3000 | 0 | 83.54 | 82.53 | 6 | 0
2040 | PJM_ROR_2_VACAR | PJM_ROR | VACAR | Internal | Summer | B10 | 1262 | 3000 | 0 | 77.63 | 82.53 | 6 | 0
2040 | PJM_ROR_2_VACAR | PJM_ROR | VACAR | Internal | Winter | B16 | 25 | 3000 | 5735.8 | 99.47 | 108.18 | 6 | 2.71
2040 | PJM_ROR_2_VACAR | PJM_ROR | VACAR | Internal | Winter | B17 | 100 | 3000 | 3000 | 96.96 | 104.05 | 6 | 1.09
2040 | PJM_ROR_2_VACAR | PJM_ROR | VACAR | Internal | Winter | B18 | 400 | 3000 | 0 | 93.03 | 90.13 | 6 | 0
2040 | PJM_ROR_2_VACAR | PJM_ROR | VACAR | Internal | Winter | B19 | 700 | 3000 | 0 | 90.79 | 90.13 | 6 | 0
2040 | PJM_ROR_2_VACAR | PJM_ROR | VACAR | Internal | Winter | B20 | 935 | 3000 | 0 | 83.36 | 87.6 | 6 | 0
2040 | PJM_ROM_2_PJM_E | PJM_ROM | PJM_E | Internal | Shoulder | B11 | 25 | 8000 | 0 | 96.67 | 96.66 | 0.01 | 0
2040 | PJM_ROM_2_PJM_E | PJM_ROM | PJM_E | Internal | Shoulder | B12 | 200 | 8000 | 739.1 | 92.02 | 92.04 | 0.01 | 0
2040 | PJM_ROM_2_PJM_E | PJM_ROM | PJM_E | Internal | Shoulder | B13 | 600 | 8000 | 81.57 | 90.16 | 90.17 | 0.01 | 0
2040 | PJM_ROM_2_PJM_E | PJM_ROM | PJM_E | Internal | Shoulder | B14 | 900 | 8000 | 2619.57 | 84.63 | 84.64 | 0.01 | 0
2040 | PJM_ROM_2_PJM_E | PJM_ROM | PJM_E | Internal | Shoulder | B15 | 1203 | 8000 | 586.29 | 79.39 | 79.4 | 0.01 | 0
2040 | PJM_ROM_2_PJM_E | PJM_ROM | PJM_E | Internal | Summer | B1 | 10 | 8000 | 5867.1 | 210.18 | 210.19 | 0.01 | 0
2040 | PJM_ROM_2_PJM_E | PJM_ROM | PJM_E | Internal | Summer | B2 | 25 | 8000 | 5726.97 | 326.75 | 326.76 | 0.01 | 0
2040 | PJM_ROM_2_PJM_E | PJM_ROM | PJM_E | Internal | Summer | B3 | 75 | 8000 | 959.73 | 182.05 | 182.06 | 0.01 | 0
2040 | PJM_ROM_2_PJM_E | PJM_ROM | PJM_E | Internal | Summer | B4 | 100 | 8000 | 0 | 145.32 | 145.31 | 0.01 | 0
2040 | PJM_ROM_2_PJM_E | PJM_ROM | PJM_E | Internal | Summer | B5 | 200 | 8000 | 0 | 136.2 | 136.19 | 0.01 | 0
2040 | PJM_ROM_2_PJM_E | PJM_ROM | PJM_E | Internal | Summer | B6 | 300 | 8000 | 0 | 105.87 | 105.86 | 0.01 | 0
2040 | PJM_ROM_2_PJM_E | PJM_ROM | PJM_E | Internal | Summer | B7 | 400 | 8000 | 0 | 94.28 | 94.27 | 0.01 | 0
2040 | PJM_ROM_2_PJM_E | PJM_ROM | PJM_E | Internal | Summer | B8 | 500 | 8000 | 0 | 89.61 | 89.6 | 0.01 | 0
2040 | PJM_ROM_2_PJM_E | PJM_ROM | PJM_E | Internal | Summer | B9 | 800 | 8000 | 0 | 83.53 | 83.51 | 0.01 | 0
2040 | PJM_ROM_2_PJM_E | PJM_ROM | PJM_E | Internal | Summer | B10 | 1262 | 8000 | 855.62 | 77.62 | 77.63 | 0.01 | 0
2040 | PJM_ROM_2_PJM_E | PJM_ROM | PJM_E | Internal | Winter | B16 | 25 | 8000 | 2023.97 | 99.48 | 99.49 | 0.01 | 0
2040 | PJM_ROM_2_PJM_E | PJM_ROM | PJM_E | Internal | Winter | B17 | 100 | 8000 | 2708.66 | 96.97 | 96.98 | 0.01 | 0
2040 | PJM_ROM_2_PJM_E | PJM_ROM | PJM_E | Internal | Winter | B18 | 400 | 8000 | 2294.07 | 93.04 | 93.05 | 0.01 | 0
2040 | PJM_ROM_2_PJM_E | PJM_ROM | PJM_E | Internal | Winter | B19 | 700 | 8000 | 4160 | 90.8 | 90.81 | 0.01 | 0
2040 | PJM_ROM_2_PJM_E | PJM_ROM | PJM_E | Internal | Winter | B20 | 935 | 8000 | 1503.92 | 83.37 | 83.38 | 0.01 | 0
2040 | PJM_ROM_2_PJM_ROR | PJM_ROM | PJM_ROR | Internal | Shoulder | B11 | 25 | 8000 | 8000 | 96.67 | 97.28 | 0.01 | 0.6
2040 | PJM_ROM_2_PJM_ROR | PJM_ROM | PJM_ROR | Internal | Shoulder | B12 | 200 | 8000 | 4428.2 | 92.02 | 92.04 | 0.01 | 0
2040 | PJM_ROM_2_PJM_ROR | PJM_ROM | PJM_ROR | Internal | Shoulder | B13 | 600 | 8000 | 5919.82 | 90.16 | 90.17 | 0.01 | 0
2040 | PJM_ROM_2_PJM_ROR | PJM_ROM | PJM_ROR | Internal | Shoulder | B14 | 900 | 8000 | 1070.18 | 84.63 | 84.64 | 0.01 | 0
2040 | PJM_ROM_2_PJM_ROR | PJM_ROM | PJM_ROR | Internal | Shoulder | B15 | 1203 | 8000 | 4262.44 | 79.39 | 79.4 | 0.01 | 0
2040 | PJM_ROM_2_PJM_ROR | PJM_ROM | PJM_ROR | Internal | Summer | B1 | 10 | 8000 | 0 | 210.18 | 210.16 | 0.01 | 0
2040 | PJM_ROM_2_PJM_ROR | PJM_ROM | PJM_ROR | Internal | Summer | B2 | 25 | 8000 | 0 | 326.75 | 326.73 | 0.01 | 0
2040 | PJM_ROM_2_PJM_ROR | PJM_ROM | PJM_ROR | Internal | Summer | B3 | 75 | 8000 | 4549.64 | 182.05 | 182.06 | 0.01 | 0
2040 | PJM_ROM_2_PJM_ROR | PJM_ROM | PJM_ROR | Internal | Summer | B4 | 100 | 8000 | 8747.53 | 145.32 | 149.39 | 0.01 | 4.05
2040 | PJM_ROM_2_PJM_ROR | PJM_ROM | PJM_ROR | Internal | Summer | B5 | 200 | 8000 | 9753.92 | 136.2 | 140.27 | 0.01 | 4.05
2040 | PJM_ROM_2_PJM_ROR | PJM_ROM | PJM_ROR | Internal | Summer | B6 | 300 | 8000 | 7709.51 | 105.87 | 105.88 | 0.01 | 0
2040 | PJM_ROM_2_PJM_ROR | PJM_ROM | PJM_ROR | Internal | Summer | B7 | 400 | 8000 | 7431.37 | 94.28 | 94.29 | 0.01 | 0
2040 | PJM_ROM_2_PJM_ROR | PJM_ROM | PJM_ROR | Internal | Summer | B8 | 500 | 8000 | 7305.71 | 89.61 | 89.62 | 0.01 | 0
2040 | PJM_ROM_2_PJM_ROR | PJM_ROM | PJM_ROR | Internal | Summer | B9 | 800 | 8000 | 4506.02 | 83.53 | 83.54 | 0.01 | 0
2040 | PJM_ROM_2_PJM_ROR | PJM_ROM | PJM_ROR | Internal | Summer | B10 | 1262 | 8000 | 3316.4 | 77.62 | 77.63 | 0.01 | 0
2040 | PJM_ROM_2_PJM_ROR | PJM_ROM | PJM_ROR | Internal | Winter | B16 | 25 | 8000 | 0 | 99.48 | 99.47 | 0.01 | 0
2040 | PJM_ROM_2_PJM_ROR | PJM_ROM | PJM_ROR | Internal | Winter | B17 | 100 | 8000 | 0 | 96.97 | 96.96 | 0.01 | 0
2040 | PJM_ROM_2_PJM_ROR | PJM_ROM | PJM_ROR | Internal | Winter | B18 | 400 | 8000 | 0 | 93.04 | 93.03 | 0.01 | 0
2040 | PJM_ROM_2_PJM_ROR | PJM_ROM | PJM_ROR | Internal | Winter | B19 | 700 | 8000 | 0 | 90.8 | 90.79 | 0.01 | 0
2040 | PJM_ROM_2_PJM_ROR | PJM_ROM | PJM_ROR | Internal | Winter | B20 | 935 | 8000 | 0 | 83.37 | 83.36 | 0.01 | 0
2040 | SOCO_2_FRCC | SOCO | FRCC | Internal | Shoulder | B11 | 25 | 3700 | 887.68 | 107.05 | 117.05 | 10 | 0
2040 | SOCO_2_FRCC | SOCO | FRCC | Internal | Shoulder | B12 | 200 | 3700 | 0 | 97.46 | 102.45 | 10 | 0
2040 | SOCO_2_FRCC | SOCO | FRCC | Internal | Shoulder | B13 | 600 | 3700 | 0 | 86.23 | 88.54 | 10 | 0
2040 | SOCO_2_FRCC | SOCO | FRCC | Internal | Shoulder | B14 | 900 | 3700 | 0 | 86.23 | 88.54 | 10 | 0
2040 | SOCO_2_FRCC | SOCO | FRCC | Internal | Shoulder | B15 | 1203 | 3700 | 0 | 84.3 | 88.54 | 10 | 0
2040 | SOCO_2_FRCC | SOCO | FRCC | Internal | Summer | B1 | 10 | 3700 | 6958.74 | 223.45 | 233.56 | 10 | 0.12
2040 | SOCO_2_FRCC | SOCO | FRCC | Internal | Summer | B2 | 25 | 3700 | 4209.23 | 341.74 | 351.86 | 10 | 0.12
2040 | SOCO_2_FRCC | SOCO | FRCC | Internal | Summer | B3 | 75 | 3700 | 2713.36 | 197.44 | 207.44 | 10 | 0
2040 | SOCO_2_FRCC | SOCO | FRCC | Internal | Summer | B4 | 100 | 3700 | 2071.8 | 164.42 | 174.42 | 10 | 0
2040 | SOCO_2_FRCC | SOCO | FRCC | Internal | Summer | B5 | 200 | 3700 | 825.72 | 154.27 | 164.27 | 10 | 0
2040 | SOCO_2_FRCC | SOCO | FRCC | Internal | Summer | B6 | 300 | 3700 | 0 | 109.2 | 101.2 | 10 | 0
2040 | SOCO_2_FRCC | SOCO | FRCC | Internal | Summer | B7 | 400 | 3700 | 0 | 99.74 | 101.2 | 10 | 0
2040 | SOCO_2_FRCC | SOCO | FRCC | Internal | Summer | B8 | 500 | 3700 | 0 | 95.83 | 101.2 | 10 | 0
2040 | SOCO_2_FRCC | SOCO | FRCC | Internal | Summer | B9 | 800 | 3700 | 0 | 87.33 | 87.48 | 10 | 0
2040 | SOCO_2_FRCC | SOCO | FRCC | Internal | Summer | B10 | 1262 | 3700 | 0 | 82.92 | 77.26 | 10 | 0
2040 | SOCO_2_FRCC | SOCO | FRCC | Internal | Winter | B16 | 25 | 3700 | 0 | 107.17 | 116.38 | 10 | 0
2040 | SOCO_2_FRCC | SOCO | FRCC | Internal | Winter | B17 | 100 | 3700 | 0 | 101.28 | 105.61 | 10 | 0
2040 | SOCO_2_FRCC | SOCO | FRCC | Internal | Winter | B18 | 400 | 3700 | 0 | 87.55 | 91.23 | 10 | 0
2040 | SOCO_2_FRCC | SOCO | FRCC | Internal | Winter | B19 | 700 | 3700 | 0 | 87.55 | 91.23 | 10 | 0
2040 | SOCO_2_FRCC | SOCO | FRCC | Internal | Winter | B20 | 935 | 3700 | 0 | 87.55 | 85.56 | 10 | 0
2040 | SPP_N_2_ENT | SPP_N | ENT | Internal | Shoulder | B11 | 25 | 1800 | 1800 | 86.05 | 99.05 | 5 | 8
2040 | SPP_N_2_ENT | SPP_N | ENT | Internal | Shoulder | B12 | 200 | 1800 | 3347.4 | 47.36 | 95 | 5 | 42.64
2040 | SPP_N_2_ENT | SPP_N | ENT | Internal | Shoulder | B13 | 600 | 1800 | 5217.53 | 47.36 | 95 | 5 | 42.64
2040 | SPP_N_2_ENT | SPP_N | ENT | Internal | Shoulder | B14 | 900 | 1800 | 7096.18 | 34.1 | 81.74 | 5 | 42.64
2040 | SPP_N_2_ENT | SPP_N | ENT | Internal | Shoulder | B15 | 1203 | 1800 | 5257.57 | 28.66 | 76.3 | 5 | 42.64
2040 | SPP_N_2_ENT | SPP_N | ENT | Internal | Summer | B1 | 10 | 1800 | 1800 | 157.35 | 201.35 | 5 | 39
2040 | SPP_N_2_ENT | SPP_N | ENT | Internal | Summer | B2 | 25 | 1800 | 1800 | 275.65 | 319.65 | 5 | 39
2040 | SPP_N_2_ENT | SPP_N | ENT | Internal | Summer | B3 | 75 | 1800 | 1800 | 154.25 | 180.95 | 5 | 21.71
2040 | SPP_N_2_ENT | SPP_N | ENT | Internal | Summer | B4 | 100 | 1800 | 1800 | 147.4 | 156.42 | 5 | 4.02
2040 | SPP_N_2_ENT | SPP_N | ENT | Internal | Summer | B5 | 200 | 1800 | 1800 | 133.27 | 146.27 | 5 | 8
2040 | SPP_N_2_ENT | SPP_N | ENT | Internal | Summer | B6 | 300 | 1800 | 1080.46 | 99.86 | 104.86 | 5 | 0
2040 | SPP_N_2_ENT | SPP_N | ENT | Internal | Summer | B7 | 400 | 1800 | 936.75 | 92.98 | 97.98 | 5 | 0
2040 | SPP_N_2_ENT | SPP_N | ENT | Internal | Summer | B8 | 500 | 1800 | 1800 | 82.41 | 96.31 | 5 | 8.9
2040 | SPP_N_2_ENT | SPP_N | ENT | Internal | Summer | B9 | 800 | 1800 | 1800 | 65 | 93.06 | 5 | 23.06
2040 | SPP_N_2_ENT | SPP_N | ENT | Internal | Summer | B10 | 1262 | 1800 | 4282.12 | 32.92 | 80.55 | 5 | 42.64
2040 | SPP_N_2_ENT | SPP_N | ENT | Internal | Winter | B16 | 25 | 1800 | 7489.77 | 51.53 | 99.17 | 5 | 42.64
2040 | SPP_N_2_ENT | SPP_N | ENT | Internal | Winter | B17 | 100 | 1800 | 7326.69 | 47.42 | 95.05 | 5 | 42.64
2040 | SPP_N_2_ENT | SPP_N | ENT | Internal | Winter | B18 | 400 | 1800 | 5020.81 | 47.42 | 95.05 | 5 | 42.64
2040 | SPP_N_2_ENT | SPP_N | ENT | Internal | Winter | B19 | 700 | 1800 | 5086.1 | 42.22 | 89.86 | 5 | 42.64
2040 | SPP_N_2_ENT | SPP_N | ENT | Internal | Winter | B20 | 935 | 1800 | 7018.79 | 31.91 | 79.55 | 5 | 42.64
2040 | SPP_N_2_MISO_MO-IL | SPP_N | MISO_MO-IL | Internal | Shoulder | B11 | 25 | 2000 | 733.2 | 86.05 | 91.05 | 5 | 0
2040 | SPP_N_2_MISO_MO-IL | SPP_N | MISO_MO-IL | Internal | Shoulder | B12 | 200 | 2000 | 2000 | 47.36 | 83.11 | 5 | 30.74
2040 | SPP_N_2_MISO_MO-IL | SPP_N | MISO_MO-IL | Internal | Shoulder | B13 | 600 | 2000 | 2000 | 47.36 | 81.24 | 5 | 28.87
2040 | SPP_N_2_MISO_MO-IL | SPP_N | MISO_MO-IL | Internal | Shoulder | B14 | 900 | 2000 | 2586.86 | 34.1 | 75.71 | 5 | 36.61
2040 | SPP_N_2_MISO_MO-IL | SPP_N | MISO_MO-IL | Internal | Shoulder | B15 | 1203 | 2000 | 6901.63 | 28.66 | 70.27 | 5 | 36.61
2040 | SPP_N_2_MISO_MO-IL | SPP_N | MISO_MO-IL | Internal | Summer | B1 | 10 | 2000 | 17239.37 | 157.35 | 198.96 | 5 | 36.61
2040 | SPP_N_2_MISO_MO-IL | SPP_N | MISO_MO-IL | Internal | Summer | B2 | 25 | 2000 | 5683.46 | 275.65 | 317.26 | 5 | 36.61
2040 | SPP_N_2_MISO_MO-IL | SPP_N | MISO_MO-IL | Internal | Summer | B3 | 75 | 2000 | 2000 | 154.25 | 172.95 | 5 | 13.71
2040 | SPP_N_2_MISO_MO-IL | SPP_N | MISO_MO-IL | Internal | Summer | B4 | 100 | 2000 | 0 | 147.4 | 147.42 | 5 | 0
2040 | SPP_N_2_MISO_MO-IL | SPP_N | MISO_MO-IL | Internal | Summer | B5 | 200 | 2000 | 873.98 | 133.27 | 138.27 | 5 | 0
2040 | SPP_N_2_MISO_MO-IL | SPP_N | MISO_MO-IL | Internal | Summer | B6 | 300 | 2000 | 0 | 99.86 | 103.87 | 5 | 0
2040 | SPP_N_2_MISO_MO-IL | SPP_N | MISO_MO-IL | Internal | Summer | B7 | 400 | 2000 | 0 | 92.98 | 92.27 | 5 | 0
2040 | SPP_N_2_MISO_MO-IL | SPP_N | MISO_MO-IL | Internal | Summer | B8 | 500 | 2000 | 2000 | 82.41 | 87.6 | 5 | 0.19
2040 | SPP_N_2_MISO_MO-IL | SPP_N | MISO_MO-IL | Internal | Summer | B9 | 800 | 2000 | 2000 | 65 | 79.12 | 5 | 9.12
2040 | SPP_N_2_MISO_MO-IL | SPP_N | MISO_MO-IL | Internal | Summer | B10 | 1262 | 2000 | 2000 | 32.92 | 71.87 | 5 | 33.96
2040 | SPP_N_2_MISO_MO-IL | SPP_N | MISO_MO-IL | Internal | Winter | B16 | 25 | 2000 | 2000 | 51.53 | 90.54 | 5 | 34.01
2040 | SPP_N_2_MISO_MO-IL | SPP_N | MISO_MO-IL | Internal | Winter | B17 | 100 | 2000 | 2000 | 47.42 | 87.05 | 5 | 34.64
2040 | SPP_N_2_MISO_MO-IL | SPP_N | MISO_MO-IL | Internal | Winter | B18 | 400 | 2000 | 2000 | 47.42 | 84.1 | 5 | 31.68
2040 | SPP_N_2_MISO_MO-IL | SPP_N | MISO_MO-IL | Internal | Winter | B19 | 700 | 2000 | 2000 | 42.22 | 81.86 | 5 | 34.64
2040 | SPP_N_2_MISO_MO-IL | SPP_N | MISO_MO-IL | Internal | Winter | B20 | 935 | 2000 | 3966.88 | 31.91 | 73.52 | 5 | 36.61
2040 | SPP_N_2_MISO_W | SPP_N | MISO_W | Internal | Shoulder | B11 | 25 | 750 | 0 | 86.05 | 82.65 | 5 | 0
2040 | SPP_N_2_MISO_W | SPP_N | MISO_W | Internal | Shoulder | B12 | 200 | 750 | 750 | 47.36 | 61.98 | 5 | 9.62
2040 | SPP_N_2_MISO_W | SPP_N | MISO_W | Internal | Shoulder | B13 | 600 | 750 | 750 | 47.36 | 60.11 | 5 | 7.75
2040 | SPP_N_2_MISO_W | SPP_N | MISO_W | Internal | Shoulder | B14 | 900 | 750 | 750 | 34.1 | 54.59 | 5 | 15.49
2040 | SPP_N_2_MISO_W | SPP_N | MISO_W | Internal | Shoulder | B15 | 1203 | 750 | 750 | 28.66 | 49.35 | 5 | 15.68
2040 | SPP_N_2_MISO_W | SPP_N | MISO_W | Internal | Summer | B1 | 10 | 750 | 750 | 157.35 | 180.11 | 5 | 17.76
2040 | SPP_N_2_MISO_W | SPP_N | MISO_W | Internal | Summer | B2 | 25 | 750 | 750 | 275.65 | 296.68 | 5 | 16.03
2040 | SPP_N_2_MISO_W | SPP_N | MISO_W | Internal | Summer | B3 | 75 | 750 | 0 | 154.25 | 154.24 | 5 | 0
2040 | SPP_N_2_MISO_W | SPP_N | MISO_W | Internal | Summer | B4 | 100 | 750 | 0 | 147.4 | 147.39 | 5 | 0
2040 | SPP_N_2_MISO_W | SPP_N | MISO_W | Internal | Summer | B5 | 200 | 750 | 0 | 133.27 | 138.26 | 5 | 0
2040 | SPP_N_2_MISO_W | SPP_N | MISO_W | Internal | Summer | B6 | 300 | 750 | 0 | 99.86 | 103.86 | 5 | 0
2040 | SPP_N_2_MISO_W | SPP_N | MISO_W | Internal | Summer | B7 | 400 | 750 | 0 | 92.98 | 85.98 | 5 | 0
2040 | SPP_N_2_MISO_W | SPP_N | MISO_W | Internal | Summer | B8 | 500 | 750 | 0 | 82.41 | 75.41 | 5 | 0
2040 | SPP_N_2_MISO_W | SPP_N | MISO_W | Internal | Summer | B9 | 800 | 750 | 0 | 65 | 58 | 5 | 0
2040 | SPP_N_2_MISO_W | SPP_N | MISO_W | Internal | Summer | B10 | 1262 | 750 | 750 | 32.92 | 50.75 | 5 | 12.83
2040 | SPP_N_2_MISO_W | SPP_N | MISO_W | Internal | Winter | B16 | 25 | 750 | 750 | 51.53 | 69.41 | 5 | 12.88
2040 | SPP_N_2_MISO_W | SPP_N | MISO_W | Internal | Winter | B17 | 100 | 750 | 750 | 47.42 | 66.91 | 5 | 14.49
2040 | SPP_N_2_MISO_W | SPP_N | MISO_W | Internal | Winter | B18 | 400 | 750 | 750 | 47.42 | 62.97 | 5 | 10.56
2040 | SPP_N_2_MISO_W | SPP_N | MISO_W | Internal | Winter | B19 | 700 | 750 | 750 | 42.22 | 60.73 | 5 | 13.51
2040 | SPP_N_2_MISO_W | SPP_N | MISO_W | Internal | Winter | B20 | 935 | 750 | 750 | 31.91 | 53.31 | 5 | 16.39
2040 | SPP_N_2_NE | SPP_N | NE | Internal | Shoulder | B11 | 25 | 330 | 0 | 86.05 | 82.65 | 0.01 | 0
2040 | SPP_N_2_NE | SPP_N | NE | Internal | Shoulder | B12 | 200 | 330 | 330 | 47.36 | 49.98 | 0.01 | 2.61
2040 | SPP_N_2_NE | SPP_N | NE | Internal | Shoulder | B13 | 600 | 330 | 0 | 47.36 | 47.35 | 0.01 | 0
2040 | SPP_N_2_NE | SPP_N | NE | Internal | Shoulder | B14 | 900 | 330 | 330 | 34.1 | 35.09 | 0.01 | 0.97
2040 | SPP_N_2_NE | SPP_N | NE | Internal | Shoulder | B15 | 1203 | 330 | 0 | 28.66 | 28.65 | 0.01 | 0
2040 | SPP_N_2_NE | SPP_N | NE | Internal | Summer | B1 | 10 | 330 | 1504.53 | 157.35 | 170.55 | 0.01 | 13.19
2040 | SPP_N_2_NE | SPP_N | NE | Internal | Summer | B2 | 25 | 330 | 330 | 275.65 | 277.18 | 0.01 | 1.52
2040 | SPP_N_2_NE | SPP_N | NE | Internal | Summer | B3 | 75 | 330 | 0 | 154.25 | 154.24 | 0.01 | 0
2040 | SPP_N_2_NE | SPP_N | NE | Internal | Summer | B4 | 100 | 330 | 0 | 147.4 | 147.39 | 0.01 | 0
2040 | SPP_N_2_NE | SPP_N | NE | Internal | Summer | B5 | 200 | 330 | 330 | 133.27 | 138.26 | 0.01 | 4.98
2040 | SPP_N_2_NE | SPP_N | NE | Internal | Summer | B6 | 300 | 330 | 330 | 99.86 | 103.86 | 0.01 | 3.99
2040 | SPP_N_2_NE | SPP_N | NE | Internal | Summer | B7 | 400 | 330 | 0 | 92.98 | 87.61 | 0.01 | 0
2040 | SPP_N_2_NE | SPP_N | NE | Internal | Summer | B8 | 500 | 330 | 0 | 82.41 | 77.04 | 0.01 | 0
2040 | SPP_N_2_NE | SPP_N | NE | Internal | Summer | B9 | 800 | 330 | 0 | 65 | 59.63 | 0.01 | 0
2040 | SPP_N_2_NE | SPP_N | NE | Internal | Summer | B10 | 1262 | 330 | 330 | 32.92 | 38.75 | 0.01 | 5.82
2040 | SPP_N_2_NE | SPP_N | NE | Internal | Winter | B16 | 25 | 330 | 0 | 51.53 | 49.91 | 0.01 | 0
2040 | SPP_N_2_NE | SPP_N | NE | Internal | Winter | B17 | 100 | 330 | 0 | 47.42 | 47.4 | 0.01 | 0
2040 | SPP_N_2_NE | SPP_N | NE | Internal | Winter | B18 | 400 | 330 | 0 | 47.42 | 47.4 | 0.01 | 0
2040 | SPP_N_2_NE | SPP_N | NE | Internal | Winter | B19 | 700 | 330 | 330 | 42.22 | 47.4 | 0.01 | 5.17
2040 | SPP_N_2_NE | SPP_N | NE | Internal | Winter | B20 | 935 | 330 | 0 | 31.91 | 31.9 | 0.01 | 0
2040 | SPP_N_2_SPP_S | SPP_N | SPP_S | Internal | Shoulder | B11 | 25 | 4000 | 4000 | 86.05 | 89.72 | 0.01 | 3.66
2040 | SPP_N_2_SPP_S | SPP_N | SPP_S | Internal | Shoulder | B12 | 200 | 4000 | 0 | 47.36 | 47.35 | 0.01 | 0
2040 | SPP_N_2_SPP_S | SPP_N | SPP_S | Internal | Shoulder | B13 | 600 | 4000 | 0 | 47.36 | 44.78 | 0.01 | 0
2040 | SPP_N_2_SPP_S | SPP_N | SPP_S | Internal | Shoulder | B14 | 900 | 4000 | 0 | 34.1 | 31.53 | 0.01 | 0
2040 | SPP_N_2_SPP_S | SPP_N | SPP_S | Internal | Shoulder | B15 | 1203 | 4000 | 0 | 28.66 | 26.09 | 0.01 | 0
2040 | SPP_N_2_SPP_S | SPP_N | SPP_S | Internal | Summer | B1 | 10 | 4000 | 0 | 157.35 | 151.14 | 0.01 | 0
2040 | SPP_N_2_SPP_S | SPP_N | SPP_S | Internal | Summer | B2 | 25 | 4000 | 0 | 275.65 | 269.44 | 0.01 | 0
2040 | SPP_N_2_SPP_S | SPP_N | SPP_S | Internal | Summer | B3 | 75 | 4000 | 0 | 154.25 | 151.49 | 0.01 | 0
2040 | SPP_N_2_SPP_S | SPP_N | SPP_S | Internal | Summer | B4 | 100 | 4000 | 0 | 147.4 | 145.68 | 0.01 | 0
2040 | SPP_N_2_SPP_S | SPP_N | SPP_S | Internal | Summer | B5 | 200 | 4000 | 0 | 133.27 | 127.06 | 0.01 | 0
2040 | SPP_N_2_SPP_S | SPP_N | SPP_S | Internal | Summer | B6 | 300 | 4000 | 0 | 99.86 | 99.86 | 0.01 | 0
2040 | SPP_N_2_SPP_S | SPP_N | SPP_S | Internal | Summer | B7 | 400 | 4000 | 2495.59 | 92.98 | 92.99 | 0.01 | 0
2040 | SPP_N_2_SPP_S | SPP_N | SPP_S | Internal | Summer | B8 | 500 | 4000 | 5663.86 | 82.41 | 87.99 | 0.01 | 5.56
2040 | SPP_N_2_SPP_S | SPP_N | SPP_S | Internal | Summer | B9 | 800 | 4000 | 4722.39 | 65 | 70.58 | 0.01 | 5.56
2040 | SPP_N_2_SPP_S | SPP_N | SPP_S | Internal | Summer | B10 | 1262 | 4000 | 913.86 | 32.92 | 32.93 | 0.01 | 0
2040 | SPP_N_2_SPP_S | SPP_N | SPP_S | Internal | Winter | B16 | 25 | 4000 | 0 | 51.53 | 48.95 | 0.01 | 0
2040 | SPP_N_2_SPP_S | SPP_N | SPP_S | Internal | Winter | B17 | 100 | 4000 | 0 | 47.42 | 44.84 | 0.01 | 0
2040 | SPP_N_2_SPP_S | SPP_N | SPP_S | Internal | Winter | B18 | 400 | 4000 | 0 | 47.42 | 47.4 | 0.01 | 0
2040 | SPP_N_2_SPP_S | SPP_N | SPP_S | Internal | Winter | B19 | 700 | 4000 | 0 | 42.22 | 39.64 | 0.01 | 0
2040 | SPP_N_2_SPP_S | SPP_N | SPP_S | Internal | Winter | B20 | 935 | 4000 | 0 | 31.91 | 29.33 | 0.01 | 0
2040 | SPP_S_2_ENT | SPP_S | ENT | Internal | Shoulder | B11 | 25 | 850 | 850 | 89.72 | 99.05 | 5 | 4.33
2040 | SPP_S_2_ENT | SPP_S | ENT | Internal | Shoulder | B12 | 200 | 850 | 850 | 47.35 | 95 | 5 | 42.65
2040 | SPP_S_2_ENT | SPP_S | ENT | Internal | Shoulder | B13 | 600 | 850 | 984.98 | 44.78 | 95 | 5 | 45.21
2040 | SPP_S_2_ENT | SPP_S | ENT | Internal | Shoulder | B14 | 900 | 850 | 5157.3 | 31.53 | 81.74 | 5 | 45.21
2040 | SPP_S_2_ENT | SPP_S | ENT | Internal | Shoulder | B15 | 1203 | 850 | 6272.55 | 26.09 | 76.3 | 5 | 45.21
2040 | SPP_S_2_ENT | SPP_S | ENT | Internal | Summer | B1 | 10 | 850 | 6453.73 | 151.14 | 201.35 | 5 | 45.21
2040 | SPP_S_2_ENT | SPP_S | ENT | Internal | Summer | B2 | 25 | 850 | 6087.35 | 269.44 | 319.65 | 5 | 45.21
2040 | SPP_S_2_ENT | SPP_S | ENT | Internal | Summer | B3 | 75 | 850 | 850 | 151.49 | 180.95 | 5 | 24.46
2040 | SPP_S_2_ENT | SPP_S | ENT | Internal | Summer | B4 | 100 | 850 | 850 | 145.68 | 156.42 | 5 | 5.74
2040 | SPP_S_2_ENT | SPP_S | ENT | Internal | Summer | B5 | 200 | 850 | 850 | 127.06 | 146.27 | 5 | 14.21
2040 | SPP_S_2_ENT | SPP_S | ENT | Internal | Summer | B6 | 300 | 850 | 801.39 | 99.86 | 104.86 | 5 | 0
2040 | SPP_S_2_ENT | SPP_S | ENT | Internal | Summer | B7 | 400 | 850 | 0 | 92.99 | 97.98 | 5 | 0
2040 | SPP_S_2_ENT | SPP_S | ENT | Internal | Summer | B8 | 500 | 850 | 850 | 87.99 | 96.31 | 5 | 3.32
2040 | SPP_S_2_ENT | SPP_S | ENT | Internal | Summer | B9 | 800 | 850 | 850 | 70.58 | 93.06 | 5 | 17.48
2040 | SPP_S_2_ENT | SPP_S | ENT | Internal | Summer | B10 | 1262 | 850 | 850 | 32.93 | 80.55 | 5 | 42.63
2040 | SPP_S_2_ENT | SPP_S | ENT | Internal | Winter | B16 | 25 | 850 | 1290 | 48.95 | 99.17 | 5 | 45.21
2040 | SPP_S_2_ENT | SPP_S | ENT | Internal | Winter | B17 | 100 | 850 | 1418.48 | 44.84 | 95.05 | 5 | 45.21
2040 | SPP_S_2_ENT | SPP_S | ENT | Internal | Winter | B18 | 400 | 850 | 850 | 47.4 | 95.05 | 5 | 42.65
2040 | SPP_S_2_ENT | SPP_S | ENT | Internal | Winter | B19 | 700 | 850 | 1544.45 | 39.64 | 89.86 | 5 | 45.21
2040 | SPP_S_2_ENT | SPP_S | ENT | Internal | Winter | B20 | 935 | 850 | 3496.52 | 29.33 | 79.55 | 5 | 45.21
2040 | SPP_S_2_SPP_N | SPP_S | SPP_N | Internal | Shoulder | B11 | 25 | 640 | 0 | 89.72 | 86.05 | 0.01 | 0
2040 | SPP_S_2_SPP_N | SPP_S | SPP_N | Internal | Shoulder | B12 | 200 | 640 | 56.6 | 47.35 | 47.36 | 0.01 | 0
2040 | SPP_S_2_SPP_N | SPP_S | SPP_N | Internal | Shoulder | B13 | 600 | 640 | 640 | 44.78 | 47.36 | 0.01 | 2.57
2040 | SPP_S_2_SPP_N | SPP_S | SPP_N | Internal | Shoulder | B14 | 900 | 640 | 640 | 31.53 | 34.1 | 0.01 | 2.57
2040 | SPP_S_2_SPP_N | SPP_S | SPP_N | Internal | Shoulder | B15 | 1203 | 640 | 640 | 26.09 | 28.66 | 0.01 | 2.57
2040 | SPP_S_2_SPP_N | SPP_S | SPP_N | Internal | Summer | B1 | 10 | 640 | 8478.2 | 151.14 | 157.35 | 0.01 | 6.2
2040 | SPP_S_2_SPP_N | SPP_S | SPP_N | Internal | Summer | B2 | 25 | 640 | 1060.15 | 269.44 | 275.65 | 0.01 | 6.2
2040 | SPP_S_2_SPP_N | SPP_S | SPP_N | Internal | Summer | B3 | 75 | 640 | 640 | 151.49 | 154.25 | 0.01 | 2.74
2040 | SPP_S_2_SPP_N | SPP_S | SPP_N | Internal | Summer | B4 | 100 | 640 | 640 | 145.68 | 147.4 | 0.01 | 1.7
2040 | SPP_S_2_SPP_N | SPP_S | SPP_N | Internal | Summer | B5 | 200 | 640 | 2026.66 | 127.06 | 133.27 | 0.01 | 6.2
2040 | SPP_S_2_SPP_N | SPP_S | SPP_N | Internal | Summer | B6 | 300 | 640 | 0 | 99.86 | 99.86 | 0.01 | 0
2040 | SPP_S_2_SPP_N | SPP_S | SPP_N | Internal | Summer | B7 | 400 | 640 | 0 | 92.99 | 92.98 | 0.01 | 0
2040 | SPP_S_2_SPP_N | SPP_S | SPP_N | Internal | Summer | B8 | 500 | 640 | 0 | 87.99 | 82.41 | 0.01 | 0
2040 | SPP_S_2_SPP_N | SPP_S | SPP_N | Internal | Summer | B9 | 800 | 640 | 0 | 70.58 | 65 | 0.01 | 0
2040 | SPP_S_2_SPP_N | SPP_S | SPP_N | Internal | Summer | B10 | 1262 | 640 | 0 | 32.93 | 32.92 | 0.01 | 0
2040 | SPP_S_2_SPP_N | SPP_S | SPP_N | Internal | Winter | B16 | 25 | 640 | 640 | 48.95 | 51.53 | 0.01 | 2.57
2040 | SPP_S_2_SPP_N | SPP_S | SPP_N | Internal | Winter | B17 | 100 | 640 | 640 | 44.84 | 47.42 | 0.01 | 2.57
2040 | SPP_S_2_SPP_N | SPP_S | SPP_N | Internal | Winter | B18 | 400 | 640 | 419.51 | 47.4 | 47.42 | 0.01 | 0
2040 | SPP_S_2_SPP_N | SPP_S | SPP_N | Internal | Winter | B19 | 700 | 640 | 640 | 39.64 | 42.22 | 0.01 | 2.57
2040 | SPP_S_2_SPP_N | SPP_S | SPP_N | Internal | Winter | B20 | 935 | 640 | 640 | 29.33 | 31.91 | 0.01 | 2.57
2040 | TVA_2_NonRTO_Midwest | TVA | NonRTO_Midwest | Internal | Shoulder | B11 | 25 | 100 | 0 | 99.07 | 99.07 | 9 | 0
2040 | TVA_2_NonRTO_Midwest | TVA | NonRTO_Midwest | Internal | Shoulder | B12 | 200 | 100 | 0 | 91.12 | 94.07 | 9 | 0
2040 | TVA_2_NonRTO_Midwest | TVA | NonRTO_Midwest | Internal | Shoulder | B13 | 600 | 100 | 0 | 89.25 | 92.2 | 9 | 0
2040 | TVA_2_NonRTO_Midwest | TVA | NonRTO_Midwest | Internal | Shoulder | B14 | 900 | 100 | 0 | 83.73 | 83.27 | 9 | 0
2040 | TVA_2_NonRTO_Midwest | TVA | NonRTO_Midwest | Internal | Shoulder | B15 | 1203 | 100 | 0 | 83.39 | 83.24 | 9 | 0
2040 | TVA_2_NonRTO_Midwest | TVA | NonRTO_Midwest | Internal | Summer | B1 | 10 | 100 | 0 | 214.45 | 209.05 | 9 | 0
2040 | TVA_2_NonRTO_Midwest | TVA | NonRTO_Midwest | Internal | Summer | B2 | 25 | 100 | 0 | 332.75 | 325.62 | 9 | 0
2040 | TVA_2_NonRTO_Midwest | TVA | NonRTO_Midwest | Internal | Summer | B3 | 75 | 100 | 0 | 188.44 | 180.94 | 9 | 0
2040 | TVA_2_NonRTO_Midwest | TVA | NonRTO_Midwest | Internal | Summer | B4 | 100 | 100 | 0 | 155.43 | 155.41 | 9 | 0
2040 | TVA_2_NonRTO_Midwest | TVA | NonRTO_Midwest | Internal | Summer | B5 | 200 | 100 | 0 | 146.28 | 146.27 | 9 | 0
2040 | TVA_2_NonRTO_Midwest | TVA | NonRTO_Midwest | Internal | Summer | B6 | 300 | 100 | 0 | 111.78 | 111.88 | 9 | 0
2040 | TVA_2_NonRTO_Midwest | TVA | NonRTO_Midwest | Internal | Summer | B7 | 400 | 100 | 0 | 94.83 | 100.28 | 9 | 0
2040 | TVA_2_NonRTO_Midwest | TVA | NonRTO_Midwest | Internal | Summer | B8 | 500 | 100 | 0 | 94.83 | 86.81 | 9 | 0
2040 | TVA_2_NonRTO_Midwest | TVA | NonRTO_Midwest | Internal | Summer | B9 | 800 | 100 | 0 | 87.13 | 81.67 | 9 | 0
2040 | TVA_2_NonRTO_Midwest | TVA | NonRTO_Midwest | Internal | Summer | B10 | 1262 | 100 | 0 | 82.06 | 81.67 | 9 | 0
2040 | TVA_2_NonRTO_Midwest | TVA | NonRTO_Midwest | Internal | Winter | B16 | 25 | 100 | 0 | 99.9 | 101.5 | 9 | 0
2040 | TVA_2_NonRTO_Midwest | TVA | NonRTO_Midwest | Internal | Winter | B17 | 100 | 100 | 0 | 95.07 | 101.05 | 9 | 0
2040 | TVA_2_NonRTO_Midwest | TVA | NonRTO_Midwest | Internal | Winter | B18 | 400 | 100 | 0 | 90.43 | 95.06 | 9 | 0
2040 | TVA_2_NonRTO_Midwest | TVA | NonRTO_Midwest | Internal | Winter | B19 | 700 | 100 | 0 | 89.87 | 88.45 | 9 | 0
2040 | TVA_2_NonRTO_Midwest | TVA | NonRTO_Midwest | Internal | Winter | B20 | 935 | 100 | 0 | 86.37 | 87.11 | 9 | 0
2040 | TVA_2_SOCO | TVA | SOCO | Internal | Shoulder | B11 | 25 | 500 | 0 | 99.07 | 107.05 | 9 | 0
2040 | TVA_2_SOCO | TVA | SOCO | Internal | Shoulder | B12 | 200 | 500 | 0 | 91.12 | 97.46 | 9 | 0
2040 | TVA_2_SOCO | TVA | SOCO | Internal | Shoulder | B13 | 600 | 500 | 0 | 89.25 | 86.23 | 9 | 0
2040 | TVA_2_SOCO | TVA | SOCO | Internal | Shoulder | B14 | 900 | 500 | 0 | 83.73 | 86.23 | 9 | 0
2040 | TVA_2_SOCO | TVA | SOCO | Internal | Shoulder | B15 | 1203 | 500 | 0 | 83.39 | 84.3 | 9 | 0
2040 | TVA_2_SOCO | TVA | SOCO | Internal | Summer | B1 | 10 | 500 | 0 | 214.45 | 223.45 | 9 | 0
2040 | TVA_2_SOCO | TVA | SOCO | Internal | Summer | B2 | 25 | 500 | 0 | 332.75 | 341.74 | 9 | 0
2040 | TVA_2_SOCO | TVA | SOCO | Internal | Summer | B3 | 75 | 500 | 0 | 188.44 | 197.44 | 9 | 0
2040 | TVA_2_SOCO | TVA | SOCO | Internal | Summer | B4 | 100 | 500 | 0 | 155.43 | 164.42 | 9 | 0
2040 | TVA_2_SOCO | TVA | SOCO | Internal | Summer | B5 | 200 | 500 | 0 | 146.28 | 154.27 | 9 | 0
2040 | TVA_2_SOCO | TVA | SOCO | Internal | Summer | B6 | 300 | 500 | 0 | 111.78 | 109.2 | 9 | 0
2040 | TVA_2_SOCO | TVA | SOCO | Internal | Summer | B7 | 400 | 500 | 0 | 94.83 | 99.74 | 9 | 0
2040 | TVA_2_SOCO | TVA | SOCO | Internal | Summer | B8 | 500 | 500 | 0 | 94.83 | 95.83 | 9 | 0
2040 | TVA_2_SOCO | TVA | SOCO | Internal | Summer | B9 | 800 | 500 | 0 | 87.13 | 87.33 | 9 | 0
2040 | TVA_2_SOCO | TVA | SOCO | Internal | Summer | B10 | 1262 | 500 | 0 | 82.06 | 82.92 | 9 | 0
2040 | TVA_2_SOCO | TVA | SOCO | Internal | Winter | B16 | 25 | 500 | 0 | 99.9 | 107.17 | 9 | 0
2040 | TVA_2_SOCO | TVA | SOCO | Internal | Winter | B17 | 100 | 500 | 0 | 95.07 | 101.28 | 9 | 0
2040 | TVA_2_SOCO | TVA | SOCO | Internal | Winter | B18 | 400 | 500 | 0 | 90.43 | 87.55 | 9 | 0
2040 | TVA_2_SOCO | TVA | SOCO | Internal | Winter | B19 | 700 | 500 | 0 | 89.87 | 87.55 | 9 | 0
2040 | TVA_2_SOCO | TVA | SOCO | Internal | Winter | B20 | 935 | 500 | 0 | 86.37 | 87.55 | 9 | 0
2040 | TVA_2_VACAR | TVA | VACAR | Internal | Shoulder | B11 | 25 | 150 | 0 | 99.07 | 103.28 | 9 | 0
2040 | TVA_2_VACAR | TVA | VACAR | Internal | Shoulder | B12 | 200 | 150 | 0 | 91.12 | 98.04 | 9 | 0
2040 | TVA_2_VACAR | TVA | VACAR | Internal | Shoulder | B13 | 600 | 150 | 0 | 89.25 | 86.5 | 9 | 0
2040 | TVA_2_VACAR | TVA | VACAR | Internal | Shoulder | B14 | 900 | 150 | 0 | 83.73 | 84.79 | 9 | 0
2040 | TVA_2_VACAR | TVA | VACAR | Internal | Shoulder | B15 | 1203 | 150 | 0 | 83.39 | 84.79 | 9 | 0
2040 | TVA_2_VACAR | TVA | VACAR | Internal | Summer | B1 | 10 | 150 | 0 | 214.45 | 218.88 | 9 | 0
2040 | TVA_2_VACAR | TVA | VACAR | Internal | Summer | B2 | 25 | 150 | 0 | 332.75 | 335.45 | 9 | 0
2040 | TVA_2_VACAR | TVA | VACAR | Internal | Summer | B3 | 75 | 150 | 0 | 188.44 | 190.77 | 9 | 0
2040 | TVA_2_VACAR | TVA | VACAR | Internal | Summer | B4 | 100 | 150 | 0 | 155.43 | 157.42 | 9 | 0
2040 | TVA_2_VACAR | TVA | VACAR | Internal | Summer | B5 | 200 | 150 | 0 | 146.28 | 147.27 | 9 | 0
2040 | TVA_2_VACAR | TVA | VACAR | Internal | Summer | B6 | 300 | 150 | 0 | 111.78 | 111.88 | 9 | 0
2040 | TVA_2_VACAR | TVA | VACAR | Internal | Summer | B7 | 400 | 150 | 0 | 94.83 | 100.29 | 9 | 0
2040 | TVA_2_VACAR | TVA | VACAR | Internal | Summer | B8 | 500 | 150 | 0 | 94.83 | 95.39 | 9 | 0
2040 | TVA_2_VACAR | TVA | VACAR | Internal | Summer | B9 | 800 | 150 | 0 | 87.13 | 82.53 | 9 | 0
2040 | TVA_2_VACAR | TVA | VACAR | Internal | Summer | B10 | 1262 | 150 | 0 | 82.06 | 82.53 | 9 | 0
2040 | TVA_2_VACAR | TVA | VACAR | Internal | Winter | B16 | 25 | 150 | 0 | 99.9 | 108.18 | 9 | 0
2040 | TVA_2_VACAR | TVA | VACAR | Internal | Winter | B17 | 100 | 150 | 0 | 95.07 | 104.05 | 9 | 0
2040 | TVA_2_VACAR | TVA | VACAR | Internal | Winter | B18 | 400 | 150 | 0 | 90.43 | 90.13 | 9 | 0
2040 | TVA_2_VACAR | TVA | VACAR | Internal | Winter | B19 | 700 | 150 | 0 | 89.87 | 90.13 | 9 | 0
2040 | TVA_2_VACAR | TVA | VACAR | Internal | Winter | B20 | 935 | 150 | 0 | 86.37 | 87.6 | 9 | 0
2040 | TVA_Transmission_2_SOCO | TVA_Transmission | SOCO | Internal | Shoulder | B11 | 25 | 3200 | 0 | 99.05 | 107.05 | 9 | 0
2040 | TVA_Transmission_2_SOCO | TVA_Transmission | SOCO | Internal | Shoulder | B12 | 200 | 3200 | 0 | 91.11 | 97.46 | 9 | 0
2040 | TVA_Transmission_2_SOCO | TVA_Transmission | SOCO | Internal | Shoulder | B13 | 600 | 3200 | 0 | 89.24 | 86.23 | 9 | 0
2040 | TVA_Transmission_2_SOCO | TVA_Transmission | SOCO | Internal | Shoulder | B14 | 900 | 3200 | 0 | 83.71 | 86.23 | 9 | 0
2040 | TVA_Transmission_2_SOCO | TVA_Transmission | SOCO | Internal | Shoulder | B15 | 1203 | 3200 | 0 | 83.37 | 84.3 | 9 | 0
2040 | TVA_Transmission_2_SOCO | TVA_Transmission | SOCO | Internal | Summer | B1 | 10 | 3200 | 11023.79 | 214.44 | 223.45 | 9 | 0.01
2040 | TVA_Transmission_2_SOCO | TVA_Transmission | SOCO | Internal | Summer | B2 | 25 | 3200 | 7176.14 | 332.73 | 341.74 | 9 | 0.01
2040 | TVA_Transmission_2_SOCO | TVA_Transmission | SOCO | Internal | Summer | B3 | 75 | 3200 | 4894.4 | 188.43 | 197.44 | 9 | 0.01
2040 | TVA_Transmission_2_SOCO | TVA_Transmission | SOCO | Internal | Summer | B4 | 100 | 3200 | 2907.71 | 155.42 | 164.42 | 9 | 0
2040 | TVA_Transmission_2_SOCO | TVA_Transmission | SOCO | Internal | Summer | B5 | 200 | 3200 | 0 | 146.27 | 154.27 | 9 | 0
2040 | TVA_Transmission_2_SOCO | TVA_Transmission | SOCO | Internal | Summer | B6 | 300 | 3200 | 0 | 111.82 | 109.2 | 9 | 0
2040 | TVA_Transmission_2_SOCO | TVA_Transmission | SOCO | Internal | Summer | B7 | 400 | 3200 | 0 | 97.65 | 99.74 | 9 | 0
2040 | TVA_Transmission_2_SOCO | TVA_Transmission | SOCO | Internal | Summer | B8 | 500 | 3200 | 0 | 94.81 | 95.83 | 9 | 0
2040 | TVA_Transmission_2_SOCO | TVA_Transmission | SOCO | Internal | Summer | B9 | 800 | 3200 | 0 | 87.12 | 87.33 | 9 | 0
2040 | TVA_Transmission_2_SOCO | TVA_Transmission | SOCO | Internal | Summer | B10 | 1262 | 3200 | 0 | 82.05 | 82.92 | 9 | 0
2040 | TVA_Transmission_2_SOCO | TVA_Transmission | SOCO | Internal | Winter | B16 | 25 | 3200 | 0 | 99.88 | 107.17 | 9 | 0
2040 | TVA_Transmission_2_SOCO | TVA_Transmission | SOCO | Internal | Winter | B17 | 100 | 3200 | 0 | 95.05 | 101.28 | 9 | 0
2040 | TVA_Transmission_2_SOCO | TVA_Transmission | SOCO | Internal | Winter | B18 | 400 | 3200 | 0 | 91.49 | 87.55 | 9 | 0
2040 | TVA_Transmission_2_SOCO | TVA_Transmission | SOCO | Internal | Winter | B19 | 700 | 3200 | 0 | 89.86 | 87.55 | 9 | 0
2040 | TVA_Transmission_2_SOCO | TVA_Transmission | SOCO | Internal | Winter | B20 | 935 | 3200 | 0 | 86.36 | 87.55 | 9 | 0
2040 | TVA_Transmission_2_TVA | TVA_Transmission | TVA | Internal | Shoulder | B11 | 25 | 99999 | 2655.13 | 99.05 | 99.07 | 0.01 | 0
2040 | TVA_Transmission_2_TVA | TVA_Transmission | TVA | Internal | Shoulder | B12 | 200 | 99999 | 2831.54 | 91.11 | 91.12 | 0.01 | 0
2040 | TVA_Transmission_2_TVA | TVA_Transmission | TVA | Internal | Shoulder | B13 | 600 | 99999 | 1501.41 | 89.24 | 89.25 | 0.01 | 0
2040 | TVA_Transmission_2_TVA | TVA_Transmission | TVA | Internal | Shoulder | B14 | 900 | 99999 | 3567.34 | 83.71 | 83.73 | 0.01 | 0
2040 | TVA_Transmission_2_TVA | TVA_Transmission | TVA | Internal | Shoulder | B15 | 1203 | 99999 | 4000 | 83.37 | 83.39 | 0.01 | 0
2040 | TVA_Transmission_2_TVA | TVA_Transmission | TVA | Internal | Summer | B1 | 10 | 99999 | 6039.68 | 214.44 | 214.45 | 0.01 | 0
2040 | TVA_Transmission_2_TVA | TVA_Transmission | TVA | Internal | Summer | B2 | 25 | 99999 | 5342.45 | 332.73 | 332.75 | 0.01 | 0
2040 | TVA_Transmission_2_TVA | TVA_Transmission | TVA | Internal | Summer | B3 | 75 | 99999 | 3974.21 | 188.43 | 188.44 | 0.01 | 0
2040 | TVA_Transmission_2_TVA | TVA_Transmission | TVA | Internal | Summer | B4 | 100 | 99999 | 3342.01 | 155.42 | 155.43 | 0.01 | 0
2040 | TVA_Transmission_2_TVA | TVA_Transmission | TVA | Internal | Summer | B5 | 200 | 99999 | 1892.84 | 146.27 | 146.28 | 0.01 | 0
2040 | TVA_Transmission_2_TVA | TVA_Transmission | TVA | Internal | Summer | B6 | 300 | 99999 | 0 | 111.82 | 111.78 | 0.01 | 0
2040 | TVA_Transmission_2_TVA | TVA_Transmission | TVA | Internal | Summer | B7 | 400 | 99999 | 0 | 97.65 | 94.83 | 0.01 | 0
2040 | TVA_Transmission_2_TVA | TVA_Transmission | TVA | Internal | Summer | B8 | 500 | 99999 | 176.13 | 94.81 | 94.83 | 0.01 | 0
2040 | TVA_Transmission_2_TVA | TVA_Transmission | TVA | Internal | Summer | B9 | 800 | 99999 | 2324.2 | 87.12 | 87.13 | 0.01 | 0
2040 | TVA_Transmission_2_TVA | TVA_Transmission | TVA | Internal | Summer | B10 | 1262 | 99999 | 4000 | 82.05 | 82.06 | 0.01 | 0
2040 | TVA_Transmission_2_TVA | TVA_Transmission | TVA | Internal | Winter | B16 | 25 | 99999 | 4000 | 99.88 | 99.9 | 0.01 | 0
2040 | TVA_Transmission_2_TVA | TVA_Transmission | TVA | Internal | Winter | B17 | 100 | 99999 | 2175.51 | 95.05 | 95.07 | 0.01 | 0
2040 | TVA_Transmission_2_TVA | TVA_Transmission | TVA | Internal | Winter | B18 | 400 | 99999 | 0 | 91.49 | 90.43 | 0.01 | 0
2040 | TVA_Transmission_2_TVA | TVA_Transmission | TVA | Internal | Winter | B19 | 700 | 99999 | 892.96 | 89.86 | 89.87 | 0.01 | 0
2040 | TVA_Transmission_2_TVA | TVA_Transmission | TVA | Internal | Winter | B20 | 935 | 99999 | 4000 | 86.36 | 86.37 | 0.01 | 0
2040 | TVA_Transmission_2_VACAR | TVA_Transmission | VACAR | Internal | Shoulder | B11 | 25 | 900 | 0 | 99.05 | 103.28 | 9 | 0
2040 | TVA_Transmission_2_VACAR | TVA_Transmission | VACAR | Internal | Shoulder | B12 | 200 | 900 | 0 | 91.11 | 98.04 | 9 | 0
2040 | TVA_Transmission_2_VACAR | TVA_Transmission | VACAR | Internal | Shoulder | B13 | 600 | 900 | 0 | 89.24 | 86.5 | 9 | 0
2040 | TVA_Transmission_2_VACAR | TVA_Transmission | VACAR | Internal | Shoulder | B14 | 900 | 900 | 0 | 83.71 | 84.79 | 9 | 0
2040 | TVA_Transmission_2_VACAR | TVA_Transmission | VACAR | Internal | Shoulder | B15 | 1203 | 900 | 0 | 83.37 | 84.79 | 9 | 0
2040 | TVA_Transmission_2_VACAR | TVA_Transmission | VACAR | Internal | Summer | B1 | 10 | 900 | 0 | 214.44 | 218.88 | 9 | 0
2040 | TVA_Transmission_2_VACAR | TVA_Transmission | VACAR | Internal | Summer | B2 | 25 | 900 | 0 | 332.73 | 335.45 | 9 | 0
2040 | TVA_Transmission_2_VACAR | TVA_Transmission | VACAR | Internal | Summer | B3 | 75 | 900 | 0 | 188.43 | 190.77 | 9 | 0
2040 | TVA_Transmission_2_VACAR | TVA_Transmission | VACAR | Internal | Summer | B4 | 100 | 900 | 0 | 155.42 | 157.42 | 9 | 0
2040 | TVA_Transmission_2_VACAR | TVA_Transmission | VACAR | Internal | Summer | B5 | 200 | 900 | 0 | 146.27 | 147.27 | 9 | 0
2040 | TVA_Transmission_2_VACAR | TVA_Transmission | VACAR | Internal | Summer | B6 | 300 | 900 | 0 | 111.82 | 111.88 | 9 | 0
2040 | TVA_Transmission_2_VACAR | TVA_Transmission | VACAR | Internal | Summer | B7 | 400 | 900 | 0 | 97.65 | 100.29 | 9 | 0
2040 | TVA_Transmission_2_VACAR | TVA_Transmission | VACAR | Internal | Summer | B8 | 500 | 900 | 0 | 94.81 | 95.39 | 9 | 0
2040 | TVA_Transmission_2_VACAR | TVA_Transmission | VACAR | Internal | Summer | B9 | 800 | 900 | 0 | 87.12 | 82.53 | 9 | 0
2040 | TVA_Transmission_2_VACAR | TVA_Transmission | VACAR | Internal | Summer | B10 | 1262 | 900 | 0 | 82.05 | 82.53 | 9 | 0
2040 | TVA_Transmission_2_VACAR | TVA_Transmission | VACAR | Internal | Winter | B16 | 25 | 900 | 0 | 99.88 | 108.18 | 9 | 0
2040 | TVA_Transmission_2_VACAR | TVA_Transmission | VACAR | Internal | Winter | B17 | 100 | 900 | 167.64 | 95.05 | 104.05 | 9 | 0
2040 | TVA_Transmission_2_VACAR | TVA_Transmission | VACAR | Internal | Winter | B18 | 400 | 900 | 0 | 91.49 | 90.13 | 9 | 0
2040 | TVA_Transmission_2_VACAR | TVA_Transmission | VACAR | Internal | Winter | B19 | 700 | 900 | 0 | 89.86 | 90.13 | 9 | 0
2040 | TVA_Transmission_2_VACAR | TVA_Transmission | VACAR | Internal | Winter | B20 | 935 | 900 | 0 | 86.36 | 87.6 | 9 | 0
2040 | VACAR_2_SOCO | VACAR | SOCO | Internal | Shoulder | B11 | 25 | 3000 | 0 | 103.28 | 107.05 | 7 | 0
2040 | VACAR_2_SOCO | VACAR | SOCO | Internal | Shoulder | B12 | 200 | 3000 | 0 | 98.04 | 97.46 | 7 | 0
2040 | VACAR_2_SOCO | VACAR | SOCO | Internal | Shoulder | B13 | 600 | 3000 | 0 | 86.5 | 86.23 | 7 | 0
2040 | VACAR_2_SOCO | VACAR | SOCO | Internal | Shoulder | B14 | 900 | 3000 | 0 | 84.79 | 86.23 | 7 | 0
2040 | VACAR_2_SOCO | VACAR | SOCO | Internal | Shoulder | B15 | 1203 | 3000 | 0 | 84.79 | 84.3 | 7 | 0
2040 | VACAR_2_SOCO | VACAR | SOCO | Internal | Summer | B1 | 10 | 3000 | 0 | 218.88 | 223.45 | 7 | 0
2040 | VACAR_2_SOCO | VACAR | SOCO | Internal | Summer | B2 | 25 | 3000 | 0 | 335.45 | 341.74 | 7 | 0
2040 | VACAR_2_SOCO | VACAR | SOCO | Internal | Summer | B3 | 75 | 3000 | 0 | 190.77 | 197.44 | 7 | 0
2040 | VACAR_2_SOCO | VACAR | SOCO | Internal | Summer | B4 | 100 | 3000 | 133.03 | 157.42 | 164.42 | 7 | 0
2040 | VACAR_2_SOCO | VACAR | SOCO | Internal | Summer | B5 | 200 | 3000 | 1587.55 | 147.27 | 154.27 | 7 | 0
2040 | VACAR_2_SOCO | VACAR | SOCO | Internal | Summer | B6 | 300 | 3000 | 0 | 111.88 | 109.2 | 7 | 0
2040 | VACAR_2_SOCO | VACAR | SOCO | Internal | Summer | B7 | 400 | 3000 | 0 | 100.29 | 99.74 | 7 | 0
2040 | VACAR_2_SOCO | VACAR | SOCO | Internal | Summer | B8 | 500 | 3000 | 0 | 95.39 | 95.83 | 7 | 0
2040 | VACAR_2_SOCO | VACAR | SOCO | Internal | Summer | B9 | 800 | 3000 | 0 | 82.53 | 87.33 | 7 | 0
2040 | VACAR_2_SOCO | VACAR | SOCO | Internal | Summer | B10 | 1262 | 3000 | 0 | 82.53 | 82.92 | 7 | 0
2040 | VACAR_2_SOCO | VACAR | SOCO | Internal | Winter | B16 | 25 | 3000 | 0 | 108.18 | 107.17 | 7 | 0
2040 | VACAR_2_SOCO | VACAR | SOCO | Internal | Winter | B17 | 100 | 3000 | 0 | 104.05 | 101.28 | 7 | 0
2040 | VACAR_2_SOCO | VACAR | SOCO | Internal | Winter | B18 | 400 | 3000 | 0 | 90.13 | 87.55 | 7 | 0
2040 | VACAR_2_SOCO | VACAR | SOCO | Internal | Winter | B19 | 700 | 3000 | 0 | 90.13 | 87.55 | 7 | 0
2040 | VACAR_2_SOCO | VACAR | SOCO | Internal | Winter | B20 | 935 | 3000 | 0 | 87.6 | 87.55 | 7 | 0
2015 | AZ_NM_SNV_Coal_2_SPP_S | AZ_NM_SNV_Coal | SPP_S | External | Shoulder | B11 | 25 | 400 | 400 | 57.66 | 80.31 | 8.17 | 14.49
2015 | AZ_NM_SNV_Coal_2_SPP_S | AZ_NM_SNV_Coal | SPP_S | External | Shoulder | B12 | 200 | 400 | 0 | 57.66 | 59.97 | 8.17 | 0
2015 | AZ_NM_SNV_Coal_2_SPP_S | AZ_NM_SNV_Coal | SPP_S | External | Shoulder | B13 | 600 | 400 | 0 | 57.66 | 57.5 | 8.17 | 0
2015 | AZ_NM_SNV_Coal_2_SPP_S | AZ_NM_SNV_Coal | SPP_S | External | Shoulder | B14 | 900 | 400 | 0 | 57.66 | 57.33 | 8.17 | 0
2015 | AZ_NM_SNV_Coal_2_SPP_S | AZ_NM_SNV_Coal | SPP_S | External | Shoulder | B15 | 1203 | 400 | 0 | 57.66 | 57.33 | 8.17 | 0
2015 | AZ_NM_SNV_Coal_2_SPP_S | AZ_NM_SNV_Coal | SPP_S | External | Summer | B1 | 10 | 400 | 0 | 81.9 | 89.01 | 8.17 | 0
2015 | AZ_NM_SNV_Coal_2_SPP_S | AZ_NM_SNV_Coal | SPP_S | External | Summer | B2 | 25 | 400 | 400 | 75.53 | 89.01 | 8.17 | 5.32
2015 | AZ_NM_SNV_Coal_2_SPP_S | AZ_NM_SNV_Coal | SPP_S | External | Summer | B3 | 75 | 400 | 400 | 75.53 | 89.01 | 8.17 | 5.32
2015 | AZ_NM_SNV_Coal_2_SPP_S | AZ_NM_SNV_Coal | SPP_S | External | Summer | B4 | 100 | 400 | 400 | 66.1 | 82.36 | 8.17 | 8.1
2015 | AZ_NM_SNV_Coal_2_SPP_S | AZ_NM_SNV_Coal | SPP_S | External | Summer | B5 | 200 | 400 | 400 | 58.78 | 79.82 | 8.17 | 12.88
2015 | AZ_NM_SNV_Coal_2_SPP_S | AZ_NM_SNV_Coal | SPP_S | External | Summer | B6 | 300 | 400 | 400 | 57.95 | 68 | 8.17 | 1.89
2015 | AZ_NM_SNV_Coal_2_SPP_S | AZ_NM_SNV_Coal | SPP_S | External | Summer | B7 | 400 | 400 | 0 | 56.27 | 59.48 | 8.17 | 0
2015 | AZ_NM_SNV_Coal_2_SPP_S | AZ_NM_SNV_Coal | SPP_S | External | Summer | B8 | 500 | 400 | 0 | 56.27 | 57.6 | 8.17 | 0
2015 | AZ_NM_SNV_Coal_2_SPP_S | AZ_NM_SNV_Coal | SPP_S | External | Summer | B9 | 800 | 400 | 0 | 56.25 | 56.06 | 8.17 | 0
2015 | AZ_NM_SNV_Coal_2_SPP_S | AZ_NM_SNV_Coal | SPP_S | External | Summer | B10 | 1262 | 400 | 0 | 56.25 | 55.94 | 8.17 | 0
2015 | AZ_NM_SNV_Coal_2_SPP_S | AZ_NM_SNV_Coal | SPP_S | External | Winter | B16 | 25 | 400 | 400 | 60.3 | 68.88 | 8.17 | 0.42
2015 | AZ_NM_SNV_Coal_2_SPP_S | AZ_NM_SNV_Coal | SPP_S | External | Winter | B17 | 100 | 400 | 0 | 60.3 | 59.81 | 8.17 | 0
2015 | AZ_NM_SNV_Coal_2_SPP_S | AZ_NM_SNV_Coal | SPP_S | External | Winter | B18 | 400 | 400 | 0 | 60.3 | 59.79 | 8.17 | 0
2015 | AZ_NM_SNV_Coal_2_SPP_S | AZ_NM_SNV_Coal | SPP_S | External | Winter | B19 | 700 | 400 | 0 | 60.3 | 59.67 | 8.17 | 0
2015 | AZ_NM_SNV_Coal_2_SPP_S | AZ_NM_SNV_Coal | SPP_S | External | Winter | B20 | 935 | 400 | 0 | 60.3 | 56.04 | 8.17 | 0
2015 | ERCOT_2_SPP_S | ERCOT | SPP_S | External | Shoulder | B11 | 25 | 800 | 0 | 83.9 | 80.31 | 8 | 0
2015 | ERCOT_2_SPP_S | ERCOT | SPP_S | External | Shoulder | B12 | 200 | 800 | 0 | 57.18 | 59.97 | 8 | 0
2015 | ERCOT_2_SPP_S | ERCOT | SPP_S | External | Shoulder | B13 | 600 | 800 | 0 | 57.18 | 57.5 | 8 | 0
2015 | ERCOT_2_SPP_S | ERCOT | SPP_S | External | Shoulder | B14 | 900 | 800 | 0 | 57.18 | 57.33 | 8 | 0
2015 | ERCOT_2_SPP_S | ERCOT | SPP_S | External | Shoulder | B15 | 1203 | 800 | 0 | 57.18 | 57.33 | 8 | 0
2015 | ERCOT_2_SPP_S | ERCOT | SPP_S | External | Summer | B1 | 10 | 800 | 0 | 82.34 | 89.01 | 8 | 0
2015 | ERCOT_2_SPP_S | ERCOT | SPP_S | External | Summer | B2 | 25 | 800 | 0 | 82.34 | 89.01 | 8 | 0
2015 | ERCOT_2_SPP_S | ERCOT | SPP_S | External | Summer | B3 | 75 | 800 | 0 | 82.34 | 89.01 | 8 | 0
2015 | ERCOT_2_SPP_S | ERCOT | SPP_S | External | Summer | B4 | 100 | 800 | 0 | 82.34 | 82.36 | 8 | 0
2015 | ERCOT_2_SPP_S | ERCOT | SPP_S | External | Summer | B5 | 200 | 800 | 0 | 82.34 | 79.82 | 8 | 0
2015 | ERCOT_2_SPP_S | ERCOT | SPP_S | External | Summer | B6 | 300 | 800 | 0 | 66.39 | 68 | 8 | 0
2015 | ERCOT_2_SPP_S | ERCOT | SPP_S | External | Summer | B7 | 400 | 800 | 0 | 61.26 | 59.48 | 8 | 0
2015 | ERCOT_2_SPP_S | ERCOT | SPP_S | External | Summer | B8 | 500 | 800 | 0 | 56.13 | 57.6 | 8 | 0
2015 | ERCOT_2_SPP_S | ERCOT | SPP_S | External | Summer | B9 | 800 | 800 | 0 | 56.13 | 56.06 | 8 | 0
2015 | ERCOT_2_SPP_S | ERCOT | SPP_S | External | Summer | B10 | 1262 | 800 | 0 | 56.13 | 55.94 | 8 | 0
2015 | ERCOT_2_SPP_S | ERCOT | SPP_S | External | Winter | B16 | 25 | 800 | 800 | 59.38 | 68.88 | 8 | 1.5
2015 | ERCOT_2_SPP_S | ERCOT | SPP_S | External | Winter | B17 | 100 | 800 | 0 | 59.38 | 59.81 | 8 | 0
2015 | ERCOT_2_SPP_S | ERCOT | SPP_S | External | Winter | B18 | 400 | 800 | 0 | 59.38 | 59.79 | 8 | 0
2015 | ERCOT_2_SPP_S | ERCOT | SPP_S | External | Winter | B19 | 700 | 800 | 0 | 59.38 | 59.67 | 8 | 0
2015 | ERCOT_2_SPP_S | ERCOT | SPP_S | External | Winter | B20 | 935 | 800 | 0 | 59.15 | 56.04 | 8 | 0
2015 | MAPP_US_2_RMPA | MAPP_US | RMPA | External | Shoulder | B11 | 25 | 200 | 0 | 70.88 | 65.82 | 8 | 0
2015 | MAPP_US_2_RMPA | MAPP_US | RMPA | External | Shoulder | B12 | 200 | 200 | 0 | 53.87 | 60.73 | 8 | 0
2015 | MAPP_US_2_RMPA | MAPP_US | RMPA | External | Shoulder | B13 | 600 | 200 | 0 | 53.87 | 60.73 | 8 | 0
2015 | MAPP_US_2_RMPA | MAPP_US | RMPA | External | Shoulder | B14 | 900 | 200 | 0 | 53.87 | 60.73 | 8 | 0
2015 | MAPP_US_2_RMPA | MAPP_US | RMPA | External | Shoulder | B15 | 1203 | 200 | 0 | 53.87 | 60.73 | 8 | 0
2015 | MAPP_US_2_RMPA | MAPP_US | RMPA | External | Summer | B1 | 10 | 200 | 0 | 84.65 | 90.06 | 8 | 0
2015 | MAPP_US_2_RMPA | MAPP_US | RMPA | External | Summer | B2 | 25 | 200 | 0 | 84.28 | 84.49 | 8 | 0
2015 | MAPP_US_2_RMPA | MAPP_US | RMPA | External | Summer | B3 | 75 | 200 | 0 | 84.28 | 84.49 | 8 | 0
2015 | MAPP_US_2_RMPA | MAPP_US | RMPA | External | Summer | B4 | 100 | 200 | 0 | 78.83 | 77.85 | 8 | 0
2015 | MAPP_US_2_RMPA | MAPP_US | RMPA | External | Summer | B5 | 200 | 200 | 0 | 70.39 | 66.94 | 8 | 0
2015 | MAPP_US_2_RMPA | MAPP_US | RMPA | External | Summer | B6 | 300 | 200 | 0 | 58.57 | 60.62 | 8 | 0
2015 | MAPP_US_2_RMPA | MAPP_US | RMPA | External | Summer | B7 | 400 | 200 | 0 | 52.46 | 59.2 | 8 | 0
2015 | MAPP_US_2_RMPA | MAPP_US | RMPA | External | Summer | B8 | 500 | 200 | 200 | 50.58 | 59.2 | 8 | 0.62
2015 | MAPP_US_2_RMPA | MAPP_US | RMPA | External | Summer | B9 | 800 | 200 | 200 | 50.58 | 59.2 | 8 | 0.62
2015 | MAPP_US_2_RMPA | MAPP_US | RMPA | External | Summer | B10 | 1262 | 200 | 0 | 50.58 | 58.5 | 8 | 0
2015 | MAPP_US_2_RMPA | MAPP_US | RMPA | External | Winter | B16 | 25 | 200 | 0 | 66.87 | 69.29 | 8 | 0
2015 | MAPP_US_2_RMPA | MAPP_US | RMPA | External | Winter | B17 | 100 | 200 | 0 | 57.78 | 63.65 | 8 | 0
2015 | MAPP_US_2_RMPA | MAPP_US | RMPA | External | Winter | B18 | 400 | 200 | 141.53 | 55.65 | 63.65 | 8 | 0
2015 | MAPP_US_2_RMPA | MAPP_US | RMPA | External | Winter | B19 | 700 | 200 | 151.83 | 55.65 | 63.65 | 8 | 0
2015 | MAPP_US_2_RMPA | MAPP_US | RMPA | External | Winter | B20 | 935 | 200 | 0 | 55.65 | 56.87 | 8 | 0
2015 | NE_2_RMPA | NE | RMPA | External | Shoulder | B11 | 25 | 310 | 0 | 77.88 | 65.82 | 5 | 0
2015 | NE_2_RMPA | NE | RMPA | External | Shoulder | B12 | 200 | 310 | 0 | 59.97 | 60.73 | 5 | 0
2015 | NE_2_RMPA | NE | RMPA | External | Shoulder | B13 | 600 | 310 | 0 | 57.5 | 60.73 | 5 | 0
2015 | NE_2_RMPA | NE | RMPA | External | Shoulder | B14 | 900 | 310 | 0 | 57.31 | 60.73 | 5 | 0
2015 | NE_2_RMPA | NE | RMPA | External | Shoulder | B15 | 1203 | 310 | 0 | 57.31 | 60.73 | 5 | 0
2015 | NE_2_RMPA | NE | RMPA | External | Summer | B1 | 10 | 310 | 0 | 91.65 | 90.06 | 5 | 0
2015 | NE_2_RMPA | NE | RMPA | External | Summer | B2 | 25 | 310 | 0 | 91.28 | 84.49 | 5 | 0
2015 | NE_2_RMPA | NE | RMPA | External | Summer | B3 | 75 | 310 | 0 | 91.28 | 84.49 | 5 | 0
2015 | NE_2_RMPA | NE | RMPA | External | Summer | B4 | 100 | 310 | 0 | 85.83 | 77.85 | 5 | 0
2015 | NE_2_RMPA | NE | RMPA | External | Summer | B5 | 200 | 310 | 0 | 77.39 | 66.94 | 5 | 0
2015 | NE_2_RMPA | NE | RMPA | External | Summer | B6 | 300 | 310 | 0 | 65.57 | 60.62 | 5 | 0
2015 | NE_2_RMPA | NE | RMPA | External | Summer | B7 | 400 | 310 | 0 | 59.46 | 59.2 | 5 | 0
2015 | NE_2_RMPA | NE | RMPA | External | Summer | B8 | 500 | 310 | 0 | 57.58 | 59.2 | 5 | 0
2015 | NE_2_RMPA | NE | RMPA | External | Summer | B9 | 800 | 310 | 0 | 56.04 | 59.2 | 5 | 0
2015 | NE_2_RMPA | NE | RMPA | External | Summer | B10 | 1262 | 310 | 195.67 | 53.5 | 58.5 | 5 | 0
2015 | NE_2_RMPA | NE | RMPA | External | Winter | B16 | 25 | 310 | 0 | 68.88 | 69.29 | 5 | 0
2015 | NE_2_RMPA | NE | RMPA | External | Winter | B17 | 100 | 310 | 0 | 59.78 | 63.65 | 5 | 0
2015 | NE_2_RMPA | NE | RMPA | External | Winter | B18 | 400 | 310 | 0 | 59.76 | 63.65 | 5 | 0
2015 | NE_2_RMPA | NE | RMPA | External | Winter | B19 | 700 | 310 | 0 | 59.65 | 63.65 | 5 | 0
2015 | NE_2_RMPA | NE | RMPA | External | Winter | B20 | 935 | 310 | 0 | 54.84 | 56.87 | 5 | 0
2015 | NWPP_Coal_2_MAPP_US | NWPP_Coal | MAPP_US | External | Shoulder | B11 | 25 | 150 | 150 | 57.98 | 70.88 | 8 | 4.89
2015 | NWPP_Coal_2_MAPP_US | NWPP_Coal | MAPP_US | External | Shoulder | B12 | 200 | 150 | 0 | 57.98 | 53.87 | 8 | 0
2015 | NWPP_Coal_2_MAPP_US | NWPP_Coal | MAPP_US | External | Shoulder | B13 | 600 | 150 | 0 | 57.98 | 53.87 | 8 | 0
2015 | NWPP_Coal_2_MAPP_US | NWPP_Coal | MAPP_US | External | Shoulder | B14 | 900 | 150 | 0 | 57.98 | 53.87 | 8 | 0
2015 | NWPP_Coal_2_MAPP_US | NWPP_Coal | MAPP_US | External | Shoulder | B15 | 1203 | 150 | 0 | 57.98 | 53.87 | 8 | 0
2015 | NWPP_Coal_2_MAPP_US | NWPP_Coal | MAPP_US | External | Summer | B1 | 10 | 150 | 150 | 63.24 | 84.65 | 8 | 13.4
2015 | NWPP_Coal_2_MAPP_US | NWPP_Coal | MAPP_US | External | Summer | B2 | 25 | 150 | 150 | 63.24 | 84.28 | 8 | 13.03
2015 | NWPP_Coal_2_MAPP_US | NWPP_Coal | MAPP_US | External | Summer | B3 | 75 | 150 | 150 | 57.93 | 84.28 | 8 | 18.34
2015 | NWPP_Coal_2_MAPP_US | NWPP_Coal | MAPP_US | External | Summer | B4 | 100 | 150 | 150 | 57.93 | 78.83 | 8 | 12.9
2015 | NWPP_Coal_2_MAPP_US | NWPP_Coal | MAPP_US | External | Summer | B5 | 200 | 150 | 150 | 57.93 | 70.39 | 8 | 4.45
2015 | NWPP_Coal_2_MAPP_US | NWPP_Coal | MAPP_US | External | Summer | B6 | 300 | 150 | 0 | 57.93 | 58.57 | 8 | 0
2015 | NWPP_Coal_2_MAPP_US | NWPP_Coal | MAPP_US | External | Summer | B7 | 400 | 150 | 0 | 57.93 | 52.46 | 8 | 0
2015 | NWPP_Coal_2_MAPP_US | NWPP_Coal | MAPP_US | External | Summer | B8 | 500 | 150 | 0 | 57.93 | 50.58 | 8 | 0
2015 | NWPP_Coal_2_MAPP_US | NWPP_Coal | MAPP_US | External | Summer | B9 | 800 | 150 | 0 | 57.93 | 50.58 | 8 | 0
2015 | NWPP_Coal_2_MAPP_US | NWPP_Coal | MAPP_US | External | Summer | B10 | 1262 | 150 | 0 | 57.93 | 50.58 | 8 | 0
2015 | NWPP_Coal_2_MAPP_US | NWPP_Coal | MAPP_US | External | Winter | B16 | 25 | 150 | 0 | 61.13 | 66.87 | 8 | 0
2015 | NWPP_Coal_2_MAPP_US | NWPP_Coal | MAPP_US | External | Winter | B17 | 100 | 150 | 0 | 61.13 | 57.78 | 8 | 0
2015 | NWPP_Coal_2_MAPP_US | NWPP_Coal | MAPP_US | External | Winter | B18 | 400 | 150 | 0 | 61.13 | 55.65 | 8 | 0
2015 | NWPP_Coal_2_MAPP_US | NWPP_Coal | MAPP_US | External | Winter | B19 | 700 | 150 | 0 | 61.13 | 55.65 | 8 | 0
2015 | NWPP_Coal_2_MAPP_US | NWPP_Coal | MAPP_US | External | Winter | B20 | 935 | 150 | 0 | 61.13 | 55.65 | 8 | 0
2015 | RMPA_2_MAPP_US | RMPA | MAPP_US | External | Shoulder | B11 | 25 | 200 | 0 | 65.82 | 70.88 | 8 | 0
2015 | RMPA_2_MAPP_US | RMPA | MAPP_US | External | Shoulder | B12 | 200 | 200 | 0 | 60.73 | 53.87 | 8 | 0
2015 | RMPA_2_MAPP_US | RMPA | MAPP_US | External | Shoulder | B13 | 600 | 200 | 0 | 60.73 | 53.87 | 8 | 0
2015 | RMPA_2_MAPP_US | RMPA | MAPP_US | External | Shoulder | B14 | 900 | 200 | 0 | 60.73 | 53.87 | 8 | 0
2015 | RMPA_2_MAPP_US | RMPA | MAPP_US | External | Shoulder | B15 | 1203 | 200 | 0 | 60.73 | 53.87 | 8 | 0
2015 | RMPA_2_MAPP_US | RMPA | MAPP_US | External | Summer | B1 | 10 | 200 | 0 | 90.06 | 84.65 | 8 | 0
2015 | RMPA_2_MAPP_US | RMPA | MAPP_US | External | Summer | B2 | 25 | 200 | 0 | 84.49 | 84.28 | 8 | 0
2015 | RMPA_2_MAPP_US | RMPA | MAPP_US | External | Summer | B3 | 75 | 200 | 0 | 84.49 | 84.28 | 8 | 0
2015 | RMPA_2_MAPP_US | RMPA | MAPP_US | External | Summer | B4 | 100 | 200 | 0 | 77.85 | 78.83 | 8 | 0
2015 | RMPA_2_MAPP_US | RMPA | MAPP_US | External | Summer | B5 | 200 | 200 | 0 | 66.94 | 70.39 | 8 | 0
2015 | RMPA_2_MAPP_US | RMPA | MAPP_US | External | Summer | B6 | 300 | 200 | 0 | 60.62 | 58.57 | 8 | 0
2015 | RMPA_2_MAPP_US | RMPA | MAPP_US | External | Summer | B7 | 400 | 200 | 0 | 59.2 | 52.46 | 8 | 0
2015 | RMPA_2_MAPP_US | RMPA | MAPP_US | External | Summer | B8 | 500 | 200 | 0 | 59.2 | 50.58 | 8 | 0
2015 | RMPA_2_MAPP_US | RMPA | MAPP_US | External | Summer | B9 | 800 | 200 | 0 | 59.2 | 50.58 | 8 | 0
2015 | RMPA_2_MAPP_US | RMPA | MAPP_US | External | Summer | B10 | 1262 | 200 | 0 | 58.5 | 50.58 | 8 | 0
2015 | RMPA_2_MAPP_US | RMPA | MAPP_US | External | Winter | B16 | 25 | 200 | 0 | 69.29 | 66.87 | 8 | 0
2015 | RMPA_2_MAPP_US | RMPA | MAPP_US | External | Winter | B17 | 100 | 200 | 0 | 63.65 | 57.78 | 8 | 0
2015 | RMPA_2_MAPP_US | RMPA | MAPP_US | External | Winter | B18 | 400 | 200 | 0 | 63.65 | 55.65 | 8 | 0
2015 | RMPA_2_MAPP_US | RMPA | MAPP_US | External | Winter | B19 | 700 | 200 | 0 | 63.65 | 55.65 | 8 | 0
2015 | RMPA_2_MAPP_US | RMPA | MAPP_US | External | Winter | B20 | 935 | 200 | 0 | 56.87 | 55.65 | 8 | 0
2015 | RMPA_2_NE | RMPA | NE | External | Shoulder | B11 | 25 | 310 | 310 | 65.82 | 77.88 | 8 | 4.06
2015 | RMPA_2_NE | RMPA | NE | External | Shoulder | B12 | 200 | 310 | 0 | 60.73 | 59.97 | 8 | 0
2015 | RMPA_2_NE | RMPA | NE | External | Shoulder | B13 | 600 | 310 | 0 | 60.73 | 57.5 | 8 | 0
2015 | RMPA_2_NE | RMPA | NE | External | Shoulder | B14 | 900 | 310 | 0 | 60.73 | 57.31 | 8 | 0
2015 | RMPA_2_NE | RMPA | NE | External | Shoulder | B15 | 1203 | 310 | 0 | 60.73 | 57.31 | 8 | 0
2015 | RMPA_2_NE | RMPA | NE | External | Summer | B1 | 10 | 310 | 0 | 90.06 | 91.65 | 8 | 0
2015 | RMPA_2_NE | RMPA | NE | External | Summer | B2 | 25 | 310 | 0 | 84.49 | 91.28 | 8 | 0
2015 | RMPA_2_NE | RMPA | NE | External | Summer | B3 | 75 | 310 | 0 | 84.49 | 91.28 | 8 | 0
2015 | RMPA_2_NE | RMPA | NE | External | Summer | B4 | 100 | 310 | 0 | 77.85 | 85.83 | 8 | 0
2015 | RMPA_2_NE | RMPA | NE | External | Summer | B5 | 200 | 310 | 310 | 66.94 | 77.39 | 8 | 2.44
2015 | RMPA_2_NE | RMPA | NE | External | Summer | B6 | 300 | 310 | 0 | 60.62 | 65.57 | 8 | 0
2015 | RMPA_2_NE | RMPA | NE | External | Summer | B7 | 400 | 310 | 0 | 59.2 | 59.46 | 8 | 0
2015 | RMPA_2_NE | RMPA | NE | External | Summer | B8 | 500 | 310 | 0 | 59.2 | 57.58 | 8 | 0
2015 | RMPA_2_NE | RMPA | NE | External | Summer | B9 | 800 | 310 | 0 | 59.2 | 56.04 | 8 | 0
2015 | RMPA_2_NE | RMPA | NE | External | Summer | B10 | 1262 | 310 | 0 | 58.5 | 53.5 | 8 | 0
2015 | RMPA_2_NE | RMPA | NE | External | Winter | B16 | 25 | 310 | 0 | 69.29 | 68.88 | 8 | 0
2015 | RMPA_2_NE | RMPA | NE | External | Winter | B17 | 100 | 310 | 0 | 63.65 | 59.78 | 8 | 0
2015 | RMPA_2_NE | RMPA | NE | External | Winter | B18 | 400 | 310 | 0 | 63.65 | 59.76 | 8 | 0
2015 | RMPA_2_NE | RMPA | NE | External | Winter | B19 | 700 | 310 | 0 | 63.65 | 59.65 | 8 | 0
2015 | RMPA_2_NE | RMPA | NE | External | Winter | B20 | 935 | 310 | 0 | 56.87 | 54.84 | 8 | 0
2015 | RMPA_2_SPP_N | RMPA | SPP_N | External | Shoulder | B11 | 25 | 210 | 210 | 65.82 | 80.3 | 8 | 6.48
2015 | RMPA_2_SPP_N | RMPA | SPP_N | External | Shoulder | B12 | 200 | 210 | 0 | 60.73 | 59.99 | 8 | 0
2015 | RMPA_2_SPP_N | RMPA | SPP_N | External | Shoulder | B13 | 600 | 210 | 0 | 60.73 | 57.51 | 8 | 0
2015 | RMPA_2_SPP_N | RMPA | SPP_N | External | Shoulder | B14 | 900 | 210 | 0 | 60.73 | 57.32 | 8 | 0
2015 | RMPA_2_SPP_N | RMPA | SPP_N | External | Shoulder | B15 | 1203 | 210 | 0 | 60.73 | 57.32 | 8 | 0
2015 | RMPA_2_SPP_N | RMPA | SPP_N | External | Summer | B1 | 10 | 210 | 0 | 90.06 | 92.49 | 8 | 0
2015 | RMPA_2_SPP_N | RMPA | SPP_N | External | Summer | B2 | 25 | 210 | 204.27 | 84.49 | 92.49 | 8 | 0
2015 | RMPA_2_SPP_N | RMPA | SPP_N | External | Summer | B3 | 75 | 210 | 155.4 | 84.49 | 92.49 | 8 | 0
2015 | RMPA_2_SPP_N | RMPA | SPP_N | External | Summer | B4 | 100 | 210 | 195.08 | 77.85 | 85.85 | 8 | 0
2015 | RMPA_2_SPP_N | RMPA | SPP_N | External | Summer | B5 | 200 | 210 | 210 | 66.94 | 79.81 | 8 | 4.87
2015 | RMPA_2_SPP_N | RMPA | SPP_N | External | Summer | B6 | 300 | 210 | 0 | 60.62 | 67.99 | 8 | 0
2015 | RMPA_2_SPP_N | RMPA | SPP_N | External | Summer | B7 | 400 | 210 | 0 | 59.2 | 59.47 | 8 | 0
2015 | RMPA_2_SPP_N | RMPA | SPP_N | External | Summer | B8 | 500 | 210 | 0 | 59.2 | 57.59 | 8 | 0
2015 | RMPA_2_SPP_N | RMPA | SPP_N | External | Summer | B9 | 800 | 210 | 0 | 59.2 | 56.05 | 8 | 0
2015 | RMPA_2_SPP_N | RMPA | SPP_N | External | Summer | B10 | 1262 | 210 | 0 | 58.5 | 55.92 | 8 | 0
2015 | RMPA_2_SPP_N | RMPA | SPP_N | External | Winter | B16 | 25 | 210 | 0 | 69.29 | 68.89 | 8 | 0
2015 | RMPA_2_SPP_N | RMPA | SPP_N | External | Winter | B17 | 100 | 210 | 0 | 63.65 | 59.8 | 8 | 0
2015 | RMPA_2_SPP_N | RMPA | SPP_N | External | Winter | B18 | 400 | 210 | 0 | 63.65 | 59.77 | 8 | 0
2015 | RMPA_2_SPP_N | RMPA | SPP_N | External | Winter | B19 | 700 | 210 | 0 | 63.65 | 59.66 | 8 | 0
2015 | RMPA_2_SPP_N | RMPA | SPP_N | External | Winter | B20 | 935 | 210 | 0 | 56.87 | 56.03 | 8 | 0
2015 | SPP_N_2_RMPA | SPP_N | RMPA | External | Shoulder | B11 | 25 | 210 | 0 | 80.3 | 65.82 | 5 | 0
2015 | SPP_N_2_RMPA | SPP_N | RMPA | External | Shoulder | B12 | 200 | 210 | 0 | 59.99 | 60.73 | 5 | 0
2015 | SPP_N_2_RMPA | SPP_N | RMPA | External | Shoulder | B13 | 600 | 210 | 0 | 57.51 | 60.73 | 5 | 0
2015 | SPP_N_2_RMPA | SPP_N | RMPA | External | Shoulder | B14 | 900 | 210 | 0 | 57.32 | 60.73 | 5 | 0
2015 | SPP_N_2_RMPA | SPP_N | RMPA | External | Shoulder | B15 | 1203 | 210 | 0 | 57.32 | 60.73 | 5 | 0
2015 | SPP_N_2_RMPA | SPP_N | RMPA | External | Summer | B1 | 10 | 210 | 0 | 92.49 | 90.06 | 5 | 0
2015 | SPP_N_2_RMPA | SPP_N | RMPA | External | Summer | B2 | 25 | 210 | 0 | 92.49 | 84.49 | 5 | 0
2015 | SPP_N_2_RMPA | SPP_N | RMPA | External | Summer | B3 | 75 | 210 | 0 | 92.49 | 84.49 | 5 | 0
2015 | SPP_N_2_RMPA | SPP_N | RMPA | External | Summer | B4 | 100 | 210 | 0 | 85.85 | 77.85 | 5 | 0
2015 | SPP_N_2_RMPA | SPP_N | RMPA | External | Summer | B5 | 200 | 210 | 0 | 79.81 | 66.94 | 5 | 0
2015 | SPP_N_2_RMPA | SPP_N | RMPA | External | Summer | B6 | 300 | 210 | 0 | 67.99 | 60.62 | 5 | 0
2015 | SPP_N_2_RMPA | SPP_N | RMPA | External | Summer | B7 | 400 | 210 | 0 | 59.47 | 59.2 | 5 | 0
2015 | SPP_N_2_RMPA | SPP_N | RMPA | External | Summer | B8 | 500 | 210 | 0 | 57.59 | 59.2 | 5 | 0
2015 | SPP_N_2_RMPA | SPP_N | RMPA | External | Summer | B9 | 800 | 210 | 0 | 56.05 | 59.2 | 5 | 0
2015 | SPP_N_2_RMPA | SPP_N | RMPA | External | Summer | B10 | 1262 | 210 | 0 | 55.92 | 58.5 | 5 | 0
2015 | SPP_N_2_RMPA | SPP_N | RMPA | External | Winter | B16 | 25 | 210 | 0 | 68.89 | 69.29 | 5 | 0
2015 | SPP_N_2_RMPA | SPP_N | RMPA | External | Winter | B17 | 100 | 210 | 0 | 59.8 | 63.65 | 5 | 0
2015 | SPP_N_2_RMPA | SPP_N | RMPA | External | Winter | B18 | 400 | 210 | 0 | 59.77 | 63.65 | 5 | 0
2015 | SPP_N_2_RMPA | SPP_N | RMPA | External | Winter | B19 | 700 | 210 | 0 | 59.66 | 63.65 | 5 | 0
2015 | SPP_N_2_RMPA | SPP_N | RMPA | External | Winter | B20 | 935 | 210 | 0 | 56.03 | 56.87 | 5 | 0
2015 | SPP_S_2_ERCOT | SPP_S | ERCOT | External | Shoulder | B11 | 25 | 800 | 0 | 80.31 | 83.9 | 5 | 0
2015 | SPP_S_2_ERCOT | SPP_S | ERCOT | External | Shoulder | B12 | 200 | 800 | 0 | 59.97 | 57.18 | 5 | 0
2015 | SPP_S_2_ERCOT | SPP_S | ERCOT | External | Shoulder | B13 | 600 | 800 | 0 | 57.5 | 57.18 | 5 | 0
2015 | SPP_S_2_ERCOT | SPP_S | ERCOT | External | Shoulder | B14 | 900 | 800 | 0 | 57.33 | 57.18 | 5 | 0
2015 | SPP_S_2_ERCOT | SPP_S | ERCOT | External | Shoulder | B15 | 1203 | 800 | 0 | 57.33 | 57.18 | 5 | 0
2015 | SPP_S_2_ERCOT | SPP_S | ERCOT | External | Summer | B1 | 10 | 800 | 0 | 89.01 | 82.34 | 5 | 0
2015 | SPP_S_2_ERCOT | SPP_S | ERCOT | External | Summer | B2 | 25 | 800 | 0 | 89.01 | 82.34 | 5 | 0
2015 | SPP_S_2_ERCOT | SPP_S | ERCOT | External | Summer | B3 | 75 | 800 | 0 | 89.01 | 82.34 | 5 | 0
2015 | SPP_S_2_ERCOT | SPP_S | ERCOT | External | Summer | B4 | 100 | 800 | 0 | 82.36 | 82.34 | 5 | 0
2015 | SPP_S_2_ERCOT | SPP_S | ERCOT | External | Summer | B5 | 200 | 800 | 0 | 79.82 | 82.34 | 5 | 0
2015 | SPP_S_2_ERCOT | SPP_S | ERCOT | External | Summer | B6 | 300 | 800 | 0 | 68 | 66.39 | 5 | 0
2015 | SPP_S_2_ERCOT | SPP_S | ERCOT | External | Summer | B7 | 400 | 800 | 0 | 59.48 | 61.26 | 5 | 0
2015 | SPP_S_2_ERCOT | SPP_S | ERCOT | External | Summer | B8 | 500 | 800 | 0 | 57.6 | 56.13 | 5 | 0
2015 | SPP_S_2_ERCOT | SPP_S | ERCOT | External | Summer | B9 | 800 | 800 | 0 | 56.06 | 56.13 | 5 | 0
2015 | SPP_S_2_ERCOT | SPP_S | ERCOT | External | Summer | B10 | 1262 | 800 | 0 | 55.94 | 56.13 | 5 | 0
2015 | SPP_S_2_ERCOT | SPP_S | ERCOT | External | Winter | B16 | 25 | 800 | 0 | 68.88 | 59.38 | 5 | 0
2015 | SPP_S_2_ERCOT | SPP_S | ERCOT | External | Winter | B17 | 100 | 800 | 0 | 59.81 | 59.38 | 5 | 0
2015 | SPP_S_2_ERCOT | SPP_S | ERCOT | External | Winter | B18 | 400 | 800 | 0 | 59.79 | 59.38 | 5 | 0
2015 | SPP_S_2_ERCOT | SPP_S | ERCOT | External | Winter | B19 | 700 | 800 | 0 | 59.67 | 59.38 | 5 | 0
2015 | SPP_S_2_ERCOT | SPP_S | ERCOT | External | Winter | B20 | 935 | 800 | 0 | 56.04 | 59.15 | 5 | 0
2020 | AZ_NM_SNV_Coal_2_SPP_S | AZ_NM_SNV_Coal | SPP_S | External | Shoulder | B11 | 25 | 400 | 257.56 | 66.77 | 74.94 | 8.17 | 0
2020 | AZ_NM_SNV_Coal_2_SPP_S | AZ_NM_SNV_Coal | SPP_S | External | Shoulder | B12 | 200 | 400 | 0 | 66.77 | 63.21 | 8.17 | 0
2020 | AZ_NM_SNV_Coal_2_SPP_S | AZ_NM_SNV_Coal | SPP_S | External | Shoulder | B13 | 600 | 400 | 0 | 66.77 | 62.28 | 8.17 | 0
2020 | AZ_NM_SNV_Coal_2_SPP_S | AZ_NM_SNV_Coal | SPP_S | External | Shoulder | B14 | 900 | 400 | 0 | 66.77 | 54.67 | 8.17 | 0
2020 | AZ_NM_SNV_Coal_2_SPP_S | AZ_NM_SNV_Coal | SPP_S | External | Shoulder | B15 | 1203 | 400 | 0 | 66.77 | 49.69 | 8.17 | 0
2020 | AZ_NM_SNV_Coal_2_SPP_S | AZ_NM_SNV_Coal | SPP_S | External | Summer | B1 | 10 | 400 | 0 | 105.98 | 93.55 | 8.17 | 0
2020 | AZ_NM_SNV_Coal_2_SPP_S | AZ_NM_SNV_Coal | SPP_S | External | Summer | B2 | 25 | 400 | 0 | 104.18 | 94.33 | 8.17 | 0
2020 | AZ_NM_SNV_Coal_2_SPP_S | AZ_NM_SNV_Coal | SPP_S | External | Summer | B3 | 75 | 400 | 0 | 95.28 | 98.99 | 8.17 | 0
2020 | AZ_NM_SNV_Coal_2_SPP_S | AZ_NM_SNV_Coal | SPP_S | External | Summer | B4 | 100 | 400 | 400 | 80.71 | 92.77 | 8.17 | 3.89
2020 | AZ_NM_SNV_Coal_2_SPP_S | AZ_NM_SNV_Coal | SPP_S | External | Summer | B5 | 200 | 400 | 400 | 80.71 | 92.77 | 8.17 | 3.89
2020 | AZ_NM_SNV_Coal_2_SPP_S | AZ_NM_SNV_Coal | SPP_S | External | Summer | B6 | 300 | 400 | 130.38 | 70.24 | 78.41 | 8.17 | 0
2020 | AZ_NM_SNV_Coal_2_SPP_S | AZ_NM_SNV_Coal | SPP_S | External | Summer | B7 | 400 | 400 | 0 | 65.15 | 65.79 | 8.17 | 0
2020 | AZ_NM_SNV_Coal_2_SPP_S | AZ_NM_SNV_Coal | SPP_S | External | Summer | B8 | 500 | 400 | 0 | 65.15 | 63.87 | 8.17 | 0
2020 | AZ_NM_SNV_Coal_2_SPP_S | AZ_NM_SNV_Coal | SPP_S | External | Summer | B9 | 800 | 400 | 0 | 65.15 | 62.77 | 8.17 | 0
2020 | AZ_NM_SNV_Coal_2_SPP_S | AZ_NM_SNV_Coal | SPP_S | External | Summer | B10 | 1262 | 400 | 0 | 65.15 | 57.91 | 8.17 | 0
2020 | AZ_NM_SNV_Coal_2_SPP_S | AZ_NM_SNV_Coal | SPP_S | External | Winter | B16 | 25 | 400 | 0 | 69.8 | 73.02 | 8.17 | 0
2020 | AZ_NM_SNV_Coal_2_SPP_S | AZ_NM_SNV_Coal | SPP_S | External | Winter | B17 | 100 | 400 | 0 | 69.8 | 63.66 | 8.17 | 0
2020 | AZ_NM_SNV_Coal_2_SPP_S | AZ_NM_SNV_Coal | SPP_S | External | Winter | B18 | 400 | 400 | 0 | 69.8 | 62.67 | 8.17 | 0
2020 | AZ_NM_SNV_Coal_2_SPP_S | AZ_NM_SNV_Coal | SPP_S | External | Winter | B19 | 700 | 400 | 0 | 69.8 | 60.93 | 8.17 | 0
2020 | AZ_NM_SNV_Coal_2_SPP_S | AZ_NM_SNV_Coal | SPP_S | External | Winter | B20 | 935 | 400 | 0 | 69.24 | 54.17 | 8.17 | 0
2020 | ERCOT_2_SPP_S | ERCOT | SPP_S | External | Shoulder | B11 | 25 | 800 | 0 | 95.83 | 74.94 | 8 | 0
2020 | ERCOT_2_SPP_S | ERCOT | SPP_S | External | Shoulder | B12 | 200 | 800 | 0 | 67.83 | 63.21 | 8 | 0
2020 | ERCOT_2_SPP_S | ERCOT | SPP_S | External | Shoulder | B13 | 600 | 800 | 0 | 65.2 | 62.28 | 8 | 0
2020 | ERCOT_2_SPP_S | ERCOT | SPP_S | External | Shoulder | B14 | 900 | 800 | 0 | 65.2 | 54.67 | 8 | 0
2020 | ERCOT_2_SPP_S | ERCOT | SPP_S | External | Shoulder | B15 | 1203 | 800 | 0 | 65.2 | 49.69 | 8 | 0
2020 | ERCOT_2_SPP_S | ERCOT | SPP_S | External | Summer | B1 | 10 | 800 | 0 | 751.19 | 93.55 | 8 | 0
2020 | ERCOT_2_SPP_S | ERCOT | SPP_S | External | Summer | B2 | 25 | 800 | 0 | 108.12 | 94.33 | 8 | 0
2020 | ERCOT_2_SPP_S | ERCOT | SPP_S | External | Summer | B3 | 75 | 800 | 0 | 108.12 | 98.99 | 8 | 0
2020 | ERCOT_2_SPP_S | ERCOT | SPP_S | External | Summer | B4 | 100 | 800 | 0 | 97.77 | 92.77 | 8 | 0
2020 | ERCOT_2_SPP_S | ERCOT | SPP_S | External | Summer | B5 | 200 | 800 | 0 | 94.13 | 92.77 | 8 | 0
2020 | ERCOT_2_SPP_S | ERCOT | SPP_S | External | Summer | B6 | 300 | 800 | 0 | 83.41 | 78.41 | 8 | 0
2020 | ERCOT_2_SPP_S | ERCOT | SPP_S | External | Summer | B7 | 400 | 800 | 0 | 69.94 | 65.79 | 8 | 0
2020 | ERCOT_2_SPP_S | ERCOT | SPP_S | External | Summer | B8 | 500 | 800 | 0 | 64.06 | 63.87 | 8 | 0
2020 | ERCOT_2_SPP_S | ERCOT | SPP_S | External | Summer | B9 | 800 | 800 | 0 | 64.06 | 62.77 | 8 | 0
2020 | ERCOT_2_SPP_S | ERCOT | SPP_S | External | Summer | B10 | 1262 | 800 | 0 | 64.06 | 57.91 | 8 | 0
2020 | ERCOT_2_SPP_S | ERCOT | SPP_S | External | Winter | B16 | 25 | 800 | 0 | 73.89 | 73.02 | 8 | 0
2020 | ERCOT_2_SPP_S | ERCOT | SPP_S | External | Winter | B17 | 100 | 800 | 0 | 67.67 | 63.66 | 8 | 0
2020 | ERCOT_2_SPP_S | ERCOT | SPP_S | External | Winter | B18 | 400 | 800 | 0 | 67.67 | 62.67 | 8 | 0
2020 | ERCOT_2_SPP_S | ERCOT | SPP_S | External | Winter | B19 | 700 | 800 | 0 | 67.67 | 60.93 | 8 | 0
2020 | ERCOT_2_SPP_S | ERCOT | SPP_S | External | Winter | B20 | 935 | 800 | 0 | 67.67 | 54.17 | 8 | 0
2020 | MAPP_US_2_RMPA | MAPP_US | RMPA | External | Shoulder | B11 | 25 | 200 | 0 | 76.53 | 70.27 | 8 | 0
2020 | MAPP_US_2_RMPA | MAPP_US | RMPA | External | Shoulder | B12 | 200 | 200 | 0 | 64.35 | 70.27 | 8 | 0
2020 | MAPP_US_2_RMPA | MAPP_US | RMPA | External | Shoulder | B13 | 600 | 200 | 200 | 60.25 | 70.27 | 8 | 2.02
2020 | MAPP_US_2_RMPA | MAPP_US | RMPA | External | Shoulder | B14 | 900 | 200 | 200 | 57.14 | 70.27 | 8 | 5.12
2020 | MAPP_US_2_RMPA | MAPP_US | RMPA | External | Shoulder | B15 | 1203 | 200 | 200 | 53.52 | 64.39 | 8 | 2.87
2020 | MAPP_US_2_RMPA | MAPP_US | RMPA | External | Summer | B1 | 10 | 200 | 0 | 99.97 | 103.44 | 8 | 0
2020 | MAPP_US_2_RMPA | MAPP_US | RMPA | External | Summer | B2 | 25 | 200 | 0 | 98.41 | 103.44 | 8 | 0
2020 | MAPP_US_2_RMPA | MAPP_US | RMPA | External | Summer | B3 | 75 | 200 | 200 | 94.77 | 103.44 | 8 | 0.67
2020 | MAPP_US_2_RMPA | MAPP_US | RMPA | External | Summer | B4 | 100 | 200 | 0 | 92.77 | 88.87 | 8 | 0
2020 | MAPP_US_2_RMPA | MAPP_US | RMPA | External | Summer | B5 | 200 | 200 | 0 | 90.74 | 88.21 | 8 | 0
2020 | MAPP_US_2_RMPA | MAPP_US | RMPA | External | Summer | B6 | 300 | 200 | 0 | 76.38 | 78.41 | 8 | 0
2020 | MAPP_US_2_RMPA | MAPP_US | RMPA | External | Summer | B7 | 400 | 200 | 42.92 | 62.66 | 70.66 | 8 | 0
2020 | MAPP_US_2_RMPA | MAPP_US | RMPA | External | Summer | B8 | 500 | 200 | 200 | 55.73 | 68.5 | 8 | 4.77
2020 | MAPP_US_2_RMPA | MAPP_US | RMPA | External | Summer | B9 | 800 | 200 | 200 | 54.46 | 67.62 | 8 | 5.17
2020 | MAPP_US_2_RMPA | MAPP_US | RMPA | External | Summer | B10 | 1262 | 200 | 200 | 53.73 | 64.38 | 8 | 2.65
2020 | MAPP_US_2_RMPA | MAPP_US | RMPA | External | Winter | B16 | 25 | 200 | 0 | 72.91 | 80.21 | 8 | 0
2020 | MAPP_US_2_RMPA | MAPP_US | RMPA | External | Winter | B17 | 100 | 200 | 200 | 65.58 | 73.61 | 8 | 0.03
2020 | MAPP_US_2_RMPA | MAPP_US | RMPA | External | Winter | B18 | 400 | 200 | 200 | 63.3 | 72.81 | 8 | 1.51
2020 | MAPP_US_2_RMPA | MAPP_US | RMPA | External | Winter | B19 | 700 | 200 | 200 | 60.17 | 72.81 | 8 | 4.64
2020 | MAPP_US_2_RMPA | MAPP_US | RMPA | External | Winter | B20 | 935 | 200 | 0 | 55.25 | 61.07 | 8 | 0
2020 | NE_2_RMPA | NE | RMPA | External | Shoulder | B11 | 25 | 310 | 0 | 75.64 | 70.27 | 5 | 0
2020 | NE_2_RMPA | NE | RMPA | External | Shoulder | B12 | 200 | 310 | 310 | 63.18 | 70.27 | 5 | 2.09
2020 | NE_2_RMPA | NE | RMPA | External | Shoulder | B13 | 600 | 310 | 310 | 60.59 | 70.27 | 5 | 4.68
2020 | NE_2_RMPA | NE | RMPA | External | Shoulder | B14 | 900 | 310 | 310 | 54.65 | 70.27 | 5 | 10.62
2020 | NE_2_RMPA | NE | RMPA | External | Shoulder | B15 | 1203 | 310 | 310 | 50.39 | 64.39 | 5 | 9
2020 | NE_2_RMPA | NE | RMPA | External | Summer | B1 | 10 | 310 | 0 | 101.97 | 103.44 | 5 | 0
2020 | NE_2_RMPA | NE | RMPA | External | Summer | B2 | 25 | 310 | 310 | 98.43 | 103.44 | 5 | 0.01
2020 | NE_2_RMPA | NE | RMPA | External | Summer | B3 | 75 | 310 | 0 | 98.99 | 103.44 | 5 | 0
2020 | NE_2_RMPA | NE | RMPA | External | Summer | B4 | 100 | 310 | 0 | 94.77 | 88.87 | 5 | 0
2020 | NE_2_RMPA | NE | RMPA | External | Summer | B5 | 200 | 310 | 0 | 92.74 | 88.21 | 5 | 0
2020 | NE_2_RMPA | NE | RMPA | External | Summer | B6 | 300 | 310 | 0 | 78.38 | 78.41 | 5 | 0
2020 | NE_2_RMPA | NE | RMPA | External | Summer | B7 | 400 | 310 | 0 | 65.77 | 70.66 | 5 | 0
2020 | NE_2_RMPA | NE | RMPA | External | Summer | B8 | 500 | 310 | 310 | 61.68 | 68.5 | 5 | 1.82
2020 | NE_2_RMPA | NE | RMPA | External | Summer | B9 | 800 | 310 | 310 | 60.59 | 67.62 | 5 | 2.04
2020 | NE_2_RMPA | NE | RMPA | External | Summer | B10 | 1262 | 310 | 310 | 55.73 | 64.38 | 5 | 3.65
2020 | NE_2_RMPA | NE | RMPA | External | Winter | B16 | 25 | 310 | 120 | 75.21 | 80.21 | 5 | 0
2020 | NE_2_RMPA | NE | RMPA | External | Winter | B17 | 100 | 310 | 310 | 64.38 | 73.61 | 5 | 4.23
2020 | NE_2_RMPA | NE | RMPA | External | Winter | B18 | 400 | 310 | 310 | 60.62 | 72.81 | 5 | 7.19
2020 | NE_2_RMPA | NE | RMPA | External | Winter | B19 | 700 | 310 | 310 | 58.88 | 72.81 | 5 | 8.93
2020 | NE_2_RMPA | NE | RMPA | External | Winter | B20 | 935 | 310 | 310 | 52.12 | 61.07 | 5 | 3.96
2020 | NWPP_Coal_2_MAPP_US | NWPP_Coal | MAPP_US | External | Shoulder | B11 | 25 | 150 | 0 | 72.56 | 76.53 | 8 | 0
2020 | NWPP_Coal_2_MAPP_US | NWPP_Coal | MAPP_US | External | Shoulder | B12 | 200 | 150 | 0 | 72.56 | 64.35 | 8 | 0
2020 | NWPP_Coal_2_MAPP_US | NWPP_Coal | MAPP_US | External | Shoulder | B13 | 600 | 150 | 0 | 72.56 | 60.25 | 8 | 0
2020 | NWPP_Coal_2_MAPP_US | NWPP_Coal | MAPP_US | External | Shoulder | B14 | 900 | 150 | 0 | 72.56 | 57.14 | 8 | 0
2020 | NWPP_Coal_2_MAPP_US | NWPP_Coal | MAPP_US | External | Shoulder | B15 | 1203 | 150 | 0 | 72.56 | 53.52 | 8 | 0
2020 | NWPP_Coal_2_MAPP_US | NWPP_Coal | MAPP_US | External | Summer | B1 | 10 | 150 | 150 | 73.96 | 99.97 | 8 | 18.01
2020 | NWPP_Coal_2_MAPP_US | NWPP_Coal | MAPP_US | External | Summer | B2 | 25 | 150 | 150 | 73.96 | 98.41 | 8 | 16.45
2020 | NWPP_Coal_2_MAPP_US | NWPP_Coal | MAPP_US | External | Summer | B3 | 75 | 150 | 150 | 72.54 | 94.77 | 8 | 14.23
2020 | NWPP_Coal_2_MAPP_US | NWPP_Coal | MAPP_US | External | Summer | B4 | 100 | 150 | 150 | 72.54 | 92.77 | 8 | 12.23
2020 | NWPP_Coal_2_MAPP_US | NWPP_Coal | MAPP_US | External | Summer | B5 | 200 | 150 | 150 | 72.54 | 90.74 | 8 | 10.2
2020 | NWPP_Coal_2_MAPP_US | NWPP_Coal | MAPP_US | External | Summer | B6 | 300 | 150 | 0 | 72.54 | 76.38 | 8 | 0
2020 | NWPP_Coal_2_MAPP_US | NWPP_Coal | MAPP_US | External | Summer | B7 | 400 | 150 | 0 | 72.54 | 62.66 | 8 | 0
2020 | NWPP_Coal_2_MAPP_US | NWPP_Coal | MAPP_US | External | Summer | B8 | 500 | 150 | 0 | 72.54 | 55.73 | 8 | 0
2020 | NWPP_Coal_2_MAPP_US | NWPP_Coal | MAPP_US | External | Summer | B9 | 800 | 150 | 0 | 72.54 | 54.46 | 8 | 0
2020 | NWPP_Coal_2_MAPP_US | NWPP_Coal | MAPP_US | External | Summer | B10 | 1262 | 150 | 0 | 72.54 | 53.73 | 8 | 0
2020 | NWPP_Coal_2_MAPP_US | NWPP_Coal | MAPP_US | External | Winter | B16 | 25 | 150 | 0 | 76.23 | 72.91 | 8 | 0
2020 | NWPP_Coal_2_MAPP_US | NWPP_Coal | MAPP_US | External | Winter | B17 | 100 | 150 | 0 | 76.23 | 65.58 | 8 | 0
2020 | NWPP_Coal_2_MAPP_US | NWPP_Coal | MAPP_US | External | Winter | B18 | 400 | 150 | 0 | 76.23 | 63.3 | 8 | 0
2020 | NWPP_Coal_2_MAPP_US | NWPP_Coal | MAPP_US | External | Winter | B19 | 700 | 150 | 0 | 76.23 | 60.17 | 8 | 0
2020 | NWPP_Coal_2_MAPP_US | NWPP_Coal | MAPP_US | External | Winter | B20 | 935 | 150 | 0 | 76.23 | 55.25 | 8 | 0
2020 | RMPA_2_MAPP_US | RMPA | MAPP_US | External | Shoulder | B11 | 25 | 200 | 0 | 70.27 | 76.53 | 8 | 0
2020 | RMPA_2_MAPP_US | RMPA | MAPP_US | External | Shoulder | B12 | 200 | 200 | 0 | 70.27 | 64.35 | 8 | 0
2020 | RMPA_2_MAPP_US | RMPA | MAPP_US | External | Shoulder | B13 | 600 | 200 | 0 | 70.27 | 60.25 | 8 | 0
2020 | RMPA_2_MAPP_US | RMPA | MAPP_US | External | Shoulder | B14 | 900 | 200 | 0 | 70.27 | 57.14 | 8 | 0
2020 | RMPA_2_MAPP_US | RMPA | MAPP_US | External | Shoulder | B15 | 1203 | 200 | 0 | 64.39 | 53.52 | 8 | 0
2020 | RMPA_2_MAPP_US | RMPA | MAPP_US | External | Summer | B1 | 10 | 200 | 0 | 103.44 | 99.97 | 8 | 0
2020 | RMPA_2_MAPP_US | RMPA | MAPP_US | External | Summer | B2 | 25 | 200 | 0 | 103.44 | 98.41 | 8 | 0
2020 | RMPA_2_MAPP_US | RMPA | MAPP_US | External | Summer | B3 | 75 | 200 | 0 | 103.44 | 94.77 | 8 | 0
2020 | RMPA_2_MAPP_US | RMPA | MAPP_US | External | Summer | B4 | 100 | 200 | 0 | 88.87 | 92.77 | 8 | 0
2020 | RMPA_2_MAPP_US | RMPA | MAPP_US | External | Summer | B5 | 200 | 200 | 0 | 88.21 | 90.74 | 8 | 0
2020 | RMPA_2_MAPP_US | RMPA | MAPP_US | External | Summer | B6 | 300 | 200 | 0 | 78.41 | 76.38 | 8 | 0
2020 | RMPA_2_MAPP_US | RMPA | MAPP_US | External | Summer | B7 | 400 | 200 | 0 | 70.66 | 62.66 | 8 | 0
2020 | RMPA_2_MAPP_US | RMPA | MAPP_US | External | Summer | B8 | 500 | 200 | 0 | 68.5 | 55.73 | 8 | 0
2020 | RMPA_2_MAPP_US | RMPA | MAPP_US | External | Summer | B9 | 800 | 200 | 0 | 67.62 | 54.46 | 8 | 0
2020 | RMPA_2_MAPP_US | RMPA | MAPP_US | External | Summer | B10 | 1262 | 200 | 0 | 64.38 | 53.73 | 8 | 0
2020 | RMPA_2_MAPP_US | RMPA | MAPP_US | External | Winter | B16 | 25 | 200 | 0 | 80.21 | 72.91 | 8 | 0
2020 | RMPA_2_MAPP_US | RMPA | MAPP_US | External | Winter | B17 | 100 | 200 | 0 | 73.61 | 65.58 | 8 | 0
2020 | RMPA_2_MAPP_US | RMPA | MAPP_US | External | Winter | B18 | 400 | 200 | 0 | 72.81 | 63.3 | 8 | 0
2020 | RMPA_2_MAPP_US | RMPA | MAPP_US | External | Winter | B19 | 700 | 200 | 0 | 72.81 | 60.17 | 8 | 0
2020 | RMPA_2_MAPP_US | RMPA | MAPP_US | External | Winter | B20 | 935 | 200 | 0 | 61.07 | 55.25 | 8 | 0
2020 | RMPA_2_NE | RMPA | NE | External | Shoulder | B11 | 25 | 310 | 0 | 70.27 | 75.64 | 8 | 0
2020 | RMPA_2_NE | RMPA | NE | External | Shoulder | B12 | 200 | 310 | 0 | 70.27 | 63.18 | 8 | 0
2020 | RMPA_2_NE | RMPA | NE | External | Shoulder | B13 | 600 | 310 | 0 | 70.27 | 60.59 | 8 | 0
2020 | RMPA_2_NE | RMPA | NE | External | Shoulder | B14 | 900 | 310 | 0 | 70.27 | 54.65 | 8 | 0
2020 | RMPA_2_NE | RMPA | NE | External | Shoulder | B15 | 1203 | 310 | 0 | 64.39 | 50.39 | 8 | 0
2020 | RMPA_2_NE | RMPA | NE | External | Summer | B1 | 10 | 310 | 0 | 103.44 | 101.97 | 8 | 0
2020 | RMPA_2_NE | RMPA | NE | External | Summer | B2 | 25 | 310 | 0 | 103.44 | 98.43 | 8 | 0
2020 | RMPA_2_NE | RMPA | NE | External | Summer | B3 | 75 | 310 | 0 | 103.44 | 98.99 | 8 | 0
2020 | RMPA_2_NE | RMPA | NE | External | Summer | B4 | 100 | 310 | 0 | 88.87 | 94.77 | 8 | 0
2020 | RMPA_2_NE | RMPA | NE | External | Summer | B5 | 200 | 310 | 0 | 88.21 | 92.74 | 8 | 0
2020 | RMPA_2_NE | RMPA | NE | External | Summer | B6 | 300 | 310 | 0 | 78.41 | 78.38 | 8 | 0
2020 | RMPA_2_NE | RMPA | NE | External | Summer | B7 | 400 | 310 | 0 | 70.66 | 65.77 | 8 | 0
2020 | RMPA_2_NE | RMPA | NE | External | Summer | B8 | 500 | 310 | 0 | 68.5 | 61.68 | 8 | 0
2020 | RMPA_2_NE | RMPA | NE | External | Summer | B9 | 800 | 310 | 0 | 67.62 | 60.59 | 8 | 0
2020 | RMPA_2_NE | RMPA | NE | External | Summer | B10 | 1262 | 310 | 0 | 64.38 | 55.73 | 8 | 0
2020 | RMPA_2_NE | RMPA | NE | External | Winter | B16 | 25 | 310 | 0 | 80.21 | 75.21 | 8 | 0
2020 | RMPA_2_NE | RMPA | NE | External | Winter | B17 | 100 | 310 | 0 | 73.61 | 64.38 | 8 | 0
2020 | RMPA_2_NE | RMPA | NE | External | Winter | B18 | 400 | 310 | 0 | 72.81 | 60.62 | 8 | 0
2020 | RMPA_2_NE | RMPA | NE | External | Winter | B19 | 700 | 310 | 0 | 72.81 | 58.88 | 8 | 0
2020 | RMPA_2_NE | RMPA | NE | External | Winter | B20 | 935 | 310 | 0 | 61.07 | 52.12 | 8 | 0
2020 | RMPA_2_SPP_N | RMPA | SPP_N | External | Shoulder | B11 | 25 | 210 | 0 | 70.27 | 75.65 | 8 | 0
2020 | RMPA_2_SPP_N | RMPA | SPP_N | External | Shoulder | B12 | 200 | 210 | 0 | 70.27 | 63.19 | 8 | 0
2020 | RMPA_2_SPP_N | RMPA | SPP_N | External | Shoulder | B13 | 600 | 210 | 0 | 70.27 | 62.27 | 8 | 0
2020 | RMPA_2_SPP_N | RMPA | SPP_N | External | Shoulder | B14 | 900 | 210 | 0 | 70.27 | 54.66 | 8 | 0
2020 | RMPA_2_SPP_N | RMPA | SPP_N | External | Shoulder | B15 | 1203 | 210 | 0 | 64.39 | 50.41 | 8 | 0
2020 | RMPA_2_SPP_N | RMPA | SPP_N | External | Summer | B1 | 10 | 210 | 0 | 103.44 | 95.37 | 8 | 0
2020 | RMPA_2_SPP_N | RMPA | SPP_N | External | Summer | B2 | 25 | 210 | 0 | 103.44 | 98.44 | 8 | 0
2020 | RMPA_2_SPP_N | RMPA | SPP_N | External | Summer | B3 | 75 | 210 | 0 | 103.44 | 99 | 8 | 0
2020 | RMPA_2_SPP_N | RMPA | SPP_N | External | Summer | B4 | 100 | 210 | 0 | 88.87 | 94.78 | 8 | 0
2020 | RMPA_2_SPP_N | RMPA | SPP_N | External | Summer | B5 | 200 | 210 | 0 | 88.21 | 92.75 | 8 | 0
2020 | RMPA_2_SPP_N | RMPA | SPP_N | External | Summer | B6 | 300 | 210 | 0 | 78.41 | 78.39 | 8 | 0
2020 | RMPA_2_SPP_N | RMPA | SPP_N | External | Summer | B7 | 400 | 210 | 0 | 70.66 | 65.78 | 8 | 0
2020 | RMPA_2_SPP_N | RMPA | SPP_N | External | Summer | B8 | 500 | 210 | 0 | 68.5 | 63.72 | 8 | 0
2020 | RMPA_2_SPP_N | RMPA | SPP_N | External | Summer | B9 | 800 | 210 | 0 | 67.62 | 62.62 | 8 | 0
2020 | RMPA_2_SPP_N | RMPA | SPP_N | External | Summer | B10 | 1262 | 210 | 0 | 64.38 | 57.76 | 8 | 0
2020 | RMPA_2_SPP_N | RMPA | SPP_N | External | Winter | B16 | 25 | 210 | 0 | 80.21 | 73.74 | 8 | 0
2020 | RMPA_2_SPP_N | RMPA | SPP_N | External | Winter | B17 | 100 | 210 | 0 | 73.61 | 63.65 | 8 | 0
2020 | RMPA_2_SPP_N | RMPA | SPP_N | External | Winter | B18 | 400 | 210 | 0 | 72.81 | 62.66 | 8 | 0
2020 | RMPA_2_SPP_N | RMPA | SPP_N | External | Winter | B19 | 700 | 210 | 0 | 72.81 | 60.92 | 8 | 0
2020 | RMPA_2_SPP_N | RMPA | SPP_N | External | Winter | B20 | 935 | 210 | 0 | 61.07 | 54.15 | 8 | 0
2020 | SPP_N_2_RMPA | SPP_N | RMPA | External | Shoulder | B11 | 25 | 210 | 0 | 75.65 | 70.27 | 5 | 0
2020 | SPP_N_2_RMPA | SPP_N | RMPA | External | Shoulder | B12 | 200 | 210 | 210 | 63.19 | 70.27 | 5 | 2.08
2020 | SPP_N_2_RMPA | SPP_N | RMPA | External | Shoulder | B13 | 600 | 210 | 210 | 62.27 | 70.27 | 5 | 3
2020 | SPP_N_2_RMPA | SPP_N | RMPA | External | Shoulder | B14 | 900 | 210 | 210 | 54.66 | 70.27 | 5 | 10.61
2020 | SPP_N_2_RMPA | SPP_N | RMPA | External | Shoulder | B15 | 1203 | 210 | 210 | 50.41 | 64.39 | 5 | 8.99
2020 | SPP_N_2_RMPA | SPP_N | RMPA | External | Summer | B1 | 10 | 210 | 210 | 95.37 | 103.44 | 5 | 3.08
2020 | SPP_N_2_RMPA | SPP_N | RMPA | External | Summer | B2 | 25 | 210 | 94.61 | 98.44 | 103.44 | 5 | 0
2020 | SPP_N_2_RMPA | SPP_N | RMPA | External | Summer | B3 | 75 | 210 | 0 | 99 | 103.44 | 5 | 0
2020 | SPP_N_2_RMPA | SPP_N | RMPA | External | Summer | B4 | 100 | 210 | 0 | 94.78 | 88.87 | 5 | 0
2020 | SPP_N_2_RMPA | SPP_N | RMPA | External | Summer | B5 | 200 | 210 | 0 | 92.75 | 88.21 | 5 | 0
2020 | SPP_N_2_RMPA | SPP_N | RMPA | External | Summer | B6 | 300 | 210 | 0 | 78.39 | 78.41 | 5 | 0
2020 | SPP_N_2_RMPA | SPP_N | RMPA | External | Summer | B7 | 400 | 210 | 0 | 65.78 | 70.66 | 5 | 0
2020 | SPP_N_2_RMPA | SPP_N | RMPA | External | Summer | B8 | 500 | 210 | 0 | 63.72 | 68.5 | 5 | 0
2020 | SPP_N_2_RMPA | SPP_N | RMPA | External | Summer | B9 | 800 | 210 | 70.97 | 62.62 | 67.62 | 5 | 0
2020 | SPP_N_2_RMPA | SPP_N | RMPA | External | Summer | B10 | 1262 | 210 | 210 | 57.76 | 64.38 | 5 | 1.62
2020 | SPP_N_2_RMPA | SPP_N | RMPA | External | Winter | B16 | 25 | 210 | 210 | 73.74 | 80.21 | 5 | 1.47
2020 | SPP_N_2_RMPA | SPP_N | RMPA | External | Winter | B17 | 100 | 210 | 210 | 63.65 | 73.61 | 5 | 4.96
2020 | SPP_N_2_RMPA | SPP_N | RMPA | External | Winter | B18 | 400 | 210 | 210 | 62.66 | 72.81 | 5 | 5.16
2020 | SPP_N_2_RMPA | SPP_N | RMPA | External | Winter | B19 | 700 | 210 | 210 | 60.92 | 72.81 | 5 | 6.9
2020 | SPP_N_2_RMPA | SPP_N | RMPA | External | Winter | B20 | 935 | 210 | 210 | 54.15 | 61.07 | 5 | 1.92
2020 | SPP_S_2_ERCOT | SPP_S | ERCOT | External | Shoulder | B11 | 25 | 800 | 800 | 74.94 | 95.83 | 5 | 15.89
2020 | SPP_S_2_ERCOT | SPP_S | ERCOT | External | Shoulder | B12 | 200 | 800 | 0 | 63.21 | 67.83 | 5 | 0
2020 | SPP_S_2_ERCOT | SPP_S | ERCOT | External | Shoulder | B13 | 600 | 800 | 0 | 62.28 | 65.2 | 5 | 0
2020 | SPP_S_2_ERCOT | SPP_S | ERCOT | External | Shoulder | B14 | 900 | 800 | 800 | 54.67 | 65.2 | 5 | 5.53
2020 | SPP_S_2_ERCOT | SPP_S | ERCOT | External | Shoulder | B15 | 1203 | 800 | 800 | 49.69 | 65.2 | 5 | 10.51
2020 | SPP_S_2_ERCOT | SPP_S | ERCOT | External | Summer | B1 | 10 | 800 | 800 | 93.55 | 751.19 | 5 | 652.64
2020 | SPP_S_2_ERCOT | SPP_S | ERCOT | External | Summer | B2 | 25 | 800 | 800 | 94.33 | 108.12 | 5 | 8.8
2020 | SPP_S_2_ERCOT | SPP_S | ERCOT | External | Summer | B3 | 75 | 800 | 800 | 98.99 | 108.12 | 5 | 4.14
2020 | SPP_S_2_ERCOT | SPP_S | ERCOT | External | Summer | B4 | 100 | 800 | 25.52 | 92.77 | 97.77 | 5 | 0
2020 | SPP_S_2_ERCOT | SPP_S | ERCOT | External | Summer | B5 | 200 | 800 | 0 | 92.77 | 94.13 | 5 | 0
2020 | SPP_S_2_ERCOT | SPP_S | ERCOT | External | Summer | B6 | 300 | 800 | 716.81 | 78.41 | 83.41 | 5 | 0
2020 | SPP_S_2_ERCOT | SPP_S | ERCOT | External | Summer | B7 | 400 | 800 | 0 | 65.79 | 69.94 | 5 | 0
2020 | SPP_S_2_ERCOT | SPP_S | ERCOT | External | Summer | B8 | 500 | 800 | 0 | 63.87 | 64.06 | 5 | 0
2020 | SPP_S_2_ERCOT | SPP_S | ERCOT | External | Summer | B9 | 800 | 800 | 0 | 62.77 | 64.06 | 5 | 0
2020 | SPP_S_2_ERCOT | SPP_S | ERCOT | External | Summer | B10 | 1262 | 800 | 800 | 57.91 | 64.06 | 5 | 1.15
2020 | SPP_S_2_ERCOT | SPP_S | ERCOT | External | Winter | B16 | 25 | 800 | 0 | 73.02 | 73.89 | 5 | 0
2020 | SPP_S_2_ERCOT | SPP_S | ERCOT | External | Winter | B17 | 100 | 800 | 0 | 63.66 | 67.67 | 5 | 0
2020 | SPP_S_2_ERCOT | SPP_S | ERCOT | External | Winter | B18 | 400 | 800 | 11.68 | 62.67 | 67.67 | 5 | 0
2020 | SPP_S_2_ERCOT | SPP_S | ERCOT | External | Winter | B19 | 700 | 800 | 800 | 60.93 | 67.67 | 5 | 1.74
2020 | SPP_S_2_ERCOT | SPP_S | ERCOT | External | Winter | B20 | 935 | 800 | 800 | 54.17 | 67.67 | 5 | 8.5
2025 | AZ_NM_SNV_Coal_2_SPP_S | AZ_NM_SNV_Coal | SPP_S | External | Shoulder | B11 | 25 | 400 | 0 | 73.14 | 71.88 | 8.17 | 0
2025 | AZ_NM_SNV_Coal_2_SPP_S | AZ_NM_SNV_Coal | SPP_S | External | Shoulder | B12 | 200 | 400 | 0 | 72.47 | 61.93 | 8.17 | 0
2025 | AZ_NM_SNV_Coal_2_SPP_S | AZ_NM_SNV_Coal | SPP_S | External | Shoulder | B13 | 600 | 400 | 0 | 72.47 | 51.17 | 8.17 | 0
2025 | AZ_NM_SNV_Coal_2_SPP_S | AZ_NM_SNV_Coal | SPP_S | External | Shoulder | B14 | 900 | 400 | 0 | 72.47 | 45.85 | 8.17 | 0
2025 | AZ_NM_SNV_Coal_2_SPP_S | AZ_NM_SNV_Coal | SPP_S | External | Shoulder | B15 | 1203 | 400 | 0 | 72.47 | 31.58 | 8.17 | 0
2025 | AZ_NM_SNV_Coal_2_SPP_S | AZ_NM_SNV_Coal | SPP_S | External | Summer | B1 | 10 | 400 | 0 | 751.2 | 517.51 | 8.17 | 0
2025 | AZ_NM_SNV_Coal_2_SPP_S | AZ_NM_SNV_Coal | SPP_S | External | Summer | B2 | 25 | 400 | 400 | 167.72 | 403.89 | 8.17 | 228
2025 | AZ_NM_SNV_Coal_2_SPP_S | AZ_NM_SNV_Coal | SPP_S | External | Summer | B3 | 75 | 400 | 0 | 131.55 | 113.71 | 8.17 | 0
2025 | AZ_NM_SNV_Coal_2_SPP_S | AZ_NM_SNV_Coal | SPP_S | External | Summer | B4 | 100 | 400 | 0 | 115.63 | 107.05 | 8.17 | 0
2025 | AZ_NM_SNV_Coal_2_SPP_S | AZ_NM_SNV_Coal | SPP_S | External | Summer | B5 | 200 | 400 | 0 | 100.41 | 100.19 | 8.17 | 0
2025 | AZ_NM_SNV_Coal_2_SPP_S | AZ_NM_SNV_Coal | SPP_S | External | Summer | B6 | 300 | 400 | 0 | 95.14 | 93.77 | 8.17 | 0
2025 | AZ_NM_SNV_Coal_2_SPP_S | AZ_NM_SNV_Coal | SPP_S | External | Summer | B7 | 400 | 400 | 0 | 86.99 | 73.9 | 8.17 | 0
2025 | AZ_NM_SNV_Coal_2_SPP_S | AZ_NM_SNV_Coal | SPP_S | External | Summer | B8 | 500 | 400 | 0 | 86.6 | 68.12 | 8.17 | 0
2025 | AZ_NM_SNV_Coal_2_SPP_S | AZ_NM_SNV_Coal | SPP_S | External | Summer | B9 | 800 | 400 | 0 | 80.85 | 64.14 | 8.17 | 0
2025 | AZ_NM_SNV_Coal_2_SPP_S | AZ_NM_SNV_Coal | SPP_S | External | Summer | B10 | 1262 | 400 | 0 | 70.66 | 44.89 | 8.17 | 0
2025 | AZ_NM_SNV_Coal_2_SPP_S | AZ_NM_SNV_Coal | SPP_S | External | Winter | B16 | 25 | 400 | 0 | 76.32 | 63.88 | 8.17 | 0
2025 | AZ_NM_SNV_Coal_2_SPP_S | AZ_NM_SNV_Coal | SPP_S | External | Winter | B17 | 100 | 400 | 0 | 75.83 | 54.38 | 8.17 | 0
2025 | AZ_NM_SNV_Coal_2_SPP_S | AZ_NM_SNV_Coal | SPP_S | External | Winter | B18 | 400 | 400 | 0 | 75.83 | 56.37 | 8.17 | 0
2025 | AZ_NM_SNV_Coal_2_SPP_S | AZ_NM_SNV_Coal | SPP_S | External | Winter | B19 | 700 | 400 | 0 | 75.83 | 50.19 | 8.17 | 0
2025 | AZ_NM_SNV_Coal_2_SPP_S | AZ_NM_SNV_Coal | SPP_S | External | Winter | B20 | 935 | 400 | 0 | 75.83 | 39.21 | 8.17 | 0
2025 | ERCOT_2_SPP_S | ERCOT | SPP_S | External | Shoulder | B11 | 25 | 800 | 0 | 76.88 | 71.88 | 8 | 0
2025 | ERCOT_2_SPP_S | ERCOT | SPP_S | External | Shoulder | B12 | 200 | 800 | 0 | 70.39 | 61.93 | 8 | 0
2025 | ERCOT_2_SPP_S | ERCOT | SPP_S | External | Shoulder | B13 | 600 | 800 | 0 | 70.39 | 51.17 | 8 | 0
2025 | ERCOT_2_SPP_S | ERCOT | SPP_S | External | Shoulder | B14 | 900 | 800 | 0 | 70.39 | 45.85 | 8 | 0
2025 | ERCOT_2_SPP_S | ERCOT | SPP_S | External | Shoulder | B15 | 1203 | 800 | 0 | 61.28 | 31.58 | 8 | 0
2025 | ERCOT_2_SPP_S | ERCOT | SPP_S | External | Summer | B1 | 10 | 800 | 0 | 751.19 | 517.51 | 8 | 0
2025 | ERCOT_2_SPP_S | ERCOT | SPP_S | External | Summer | B2 | 25 | 800 | 0 | 751.19 | 403.89 | 8 | 0
2025 | ERCOT_2_SPP_S | ERCOT | SPP_S | External | Summer | B3 | 75 | 800 | 0 | 230.04 | 113.71 | 8 | 0
2025 | ERCOT_2_SPP_S | ERCOT | SPP_S | External | Summer | B4 | 100 | 800 | 0 | 116.34 | 107.05 | 8 | 0
2025 | ERCOT_2_SPP_S | ERCOT | SPP_S | External | Summer | B5 | 200 | 800 | 0 | 105.19 | 100.19 | 8 | 0
2025 | ERCOT_2_SPP_S | ERCOT | SPP_S | External | Summer | B6 | 300 | 800 | 800 | 81.97 | 93.77 | 8 | 3.8
2025 | ERCOT_2_SPP_S | ERCOT | SPP_S | External | Summer | B7 | 400 | 800 | 0 | 75.5 | 73.9 | 8 | 0
2025 | ERCOT_2_SPP_S | ERCOT | SPP_S | External | Summer | B8 | 500 | 800 | 0 | 69.14 | 68.12 | 8 | 0
2025 | ERCOT_2_SPP_S | ERCOT | SPP_S | External | Summer | B9 | 800 | 800 | 0 | 69.14 | 64.14 | 8 | 0
2025 | ERCOT_2_SPP_S | ERCOT | SPP_S | External | Summer | B10 | 1262 | 800 | 0 | 69.14 | 44.89 | 8 | 0
2025 | ERCOT_2_SPP_S | ERCOT | SPP_S | External | Winter | B16 | 25 | 800 | 0 | 75.32 | 63.88 | 8 | 0
2025 | ERCOT_2_SPP_S | ERCOT | SPP_S | External | Winter | B17 | 100 | 800 | 0 | 73.11 | 54.38 | 8 | 0
2025 | ERCOT_2_SPP_S | ERCOT | SPP_S | External | Winter | B18 | 400 | 800 | 0 | 73.11 | 56.37 | 8 | 0
2025 | ERCOT_2_SPP_S | ERCOT | SPP_S | External | Winter | B19 | 700 | 800 | 0 | 73.11 | 50.19 | 8 | 0
2025 | ERCOT_2_SPP_S | ERCOT | SPP_S | External | Winter | B20 | 935 | 800 | 0 | 63.59 | 39.21 | 8 | 0
2025 | MAPP_US_2_RMPA | MAPP_US | RMPA | External | Shoulder | B11 | 25 | 200 | 200 | 64.94 | 76.42 | 8 | 3.48
2025 | MAPP_US_2_RMPA | MAPP_US | RMPA | External | Shoulder | B12 | 200 | 200 | 200 | 55.05 | 76.42 | 8 | 13.38
2025 | MAPP_US_2_RMPA | MAPP_US | RMPA | External | Shoulder | B13 | 600 | 200 | 200 | 51.79 | 76.42 | 8 | 16.63
2025 | MAPP_US_2_RMPA | MAPP_US | RMPA | External | Shoulder | B14 | 900 | 200 | 200 | 49.31 | 76.42 | 8 | 19.11
2025 | MAPP_US_2_RMPA | MAPP_US | RMPA | External | Shoulder | B15 | 1203 | 200 | 200 | 40.14 | 76.42 | 8 | 28.28
2025 | MAPP_US_2_RMPA | MAPP_US | RMPA | External | Summer | B1 | 10 | 200 | 0 | 529.46 | 521.46 | 8 | 0
2025 | MAPP_US_2_RMPA | MAPP_US | RMPA | External | Summer | B2 | 25 | 200 | 0 | 412.44 | 159.56 | 8 | 0
2025 | MAPP_US_2_RMPA | MAPP_US | RMPA | External | Summer | B3 | 75 | 200 | 0 | 116.82 | 111.97 | 8 | 0
2025 | MAPP_US_2_RMPA | MAPP_US | RMPA | External | Summer | B4 | 100 | 200 | 200 | 100.03 | 111.97 | 8 | 3.95
2025 | MAPP_US_2_RMPA | MAPP_US | RMPA | External | Summer | B5 | 200 | 200 | 200 | 96.58 | 108.58 | 8 | 4
2025 | MAPP_US_2_RMPA | MAPP_US | RMPA | External | Summer | B6 | 300 | 200 | 200 | 83.62 | 103.31 | 8 | 11.69
2025 | MAPP_US_2_RMPA | MAPP_US | RMPA | External | Summer | B7 | 400 | 200 | 200 | 63.74 | 95.14 | 8 | 23.4
2025 | MAPP_US_2_RMPA | MAPP_US | RMPA | External | Summer | B8 | 500 | 200 | 200 | 56.23 | 78.81 | 8 | 14.59
2025 | MAPP_US_2_RMPA | MAPP_US | RMPA | External | Summer | B9 | 800 | 200 | 200 | 52.25 | 77.92 | 8 | 17.66
2025 | MAPP_US_2_RMPA | MAPP_US | RMPA | External | Summer | B10 | 1262 | 200 | 200 | 38.01 | 77.92 | 8 | 31.91
2025 | MAPP_US_2_RMPA | MAPP_US | RMPA | External | Winter | B16 | 25 | 200 | 200 | 67.23 | 92.91 | 8 | 17.68
2025 | MAPP_US_2_RMPA | MAPP_US | RMPA | External | Winter | B17 | 100 | 200 | 200 | 57.8 | 80.16 | 8 | 14.36
2025 | MAPP_US_2_RMPA | MAPP_US | RMPA | External | Winter | B18 | 400 | 200 | 200 | 54.34 | 80.16 | 8 | 17.82
2025 | MAPP_US_2_RMPA | MAPP_US | RMPA | External | Winter | B19 | 700 | 200 | 200 | 53.63 | 80.16 | 8 | 18.53
2025 | MAPP_US_2_RMPA | MAPP_US | RMPA | External | Winter | B20 | 935 | 200 | 200 | 42.65 | 76.58 | 8 | 25.94
2025 | NE_2_RMPA | NE | RMPA | External | Shoulder | B11 | 25 | 310 | 0 | 71.85 | 76.42 | 5 | 0
2025 | NE_2_RMPA | NE | RMPA | External | Shoulder | B12 | 200 | 310 | 310 | 57.05 | 76.42 | 5 | 14.38
2025 | NE_2_RMPA | NE | RMPA | External | Shoulder | B13 | 600 | 310 | 310 | 51.14 | 76.42 | 5 | 20.28
2025 | NE_2_RMPA | NE | RMPA | External | Shoulder | B14 | 900 | 310 | 310 | 45.85 | 76.42 | 5 | 25.57
2025 | NE_2_RMPA | NE | RMPA | External | Shoulder | B15 | 1203 | 310 | 310 | 36.68 | 76.42 | 5 | 34.74
2025 | NE_2_RMPA | NE | RMPA | External | Summer | B1 | 10 | 310 | 0 | 526.01 | 521.46 | 5 | 0
2025 | NE_2_RMPA | NE | RMPA | External | Summer | B2 | 25 | 310 | 0 | 409 | 159.56 | 5 | 0
2025 | NE_2_RMPA | NE | RMPA | External | Summer | B3 | 75 | 310 | 0 | 118.82 | 111.97 | 5 | 0
2025 | NE_2_RMPA | NE | RMPA | External | Summer | B4 | 100 | 310 | 0 | 107.03 | 111.97 | 5 | 0
2025 | NE_2_RMPA | NE | RMPA | External | Summer | B5 | 200 | 310 | 258.67 | 103.58 | 108.58 | 5 | 0
2025 | NE_2_RMPA | NE | RMPA | External | Summer | B6 | 300 | 310 | 310 | 90.62 | 103.31 | 5 | 7.69
2025 | NE_2_RMPA | NE | RMPA | External | Summer | B7 | 400 | 310 | 310 | 70.74 | 95.14 | 5 | 19.4
2025 | NE_2_RMPA | NE | RMPA | External | Summer | B8 | 500 | 310 | 310 | 63.24 | 78.81 | 5 | 10.58
2025 | NE_2_RMPA | NE | RMPA | External | Summer | B9 | 800 | 310 | 310 | 59.25 | 77.92 | 5 | 13.66
2025 | NE_2_RMPA | NE | RMPA | External | Summer | B10 | 1262 | 310 | 310 | 40.01 | 77.92 | 5 | 32.91
2025 | NE_2_RMPA | NE | RMPA | External | Winter | B16 | 25 | 310 | 310 | 63.79 | 92.91 | 5 | 24.12
2025 | NE_2_RMPA | NE | RMPA | External | Winter | B17 | 100 | 310 | 310 | 54.35 | 80.16 | 5 | 20.81
2025 | NE_2_RMPA | NE | RMPA | External | Winter | B18 | 400 | 310 | 310 | 53.21 | 80.16 | 5 | 21.95
2025 | NE_2_RMPA | NE | RMPA | External | Winter | B19 | 700 | 310 | 310 | 50.17 | 80.16 | 5 | 24.99
2025 | NE_2_RMPA | NE | RMPA | External | Winter | B20 | 935 | 310 | 310 | 39.19 | 76.58 | 5 | 32.39
2025 | NWPP_Coal_2_MAPP_US | NWPP_Coal | MAPP_US | External | Shoulder | B11 | 25 | 150 | 0 | 80.63 | 64.94 | 8 | 0
2025 | NWPP_Coal_2_MAPP_US | NWPP_Coal | MAPP_US | External | Shoulder | B12 | 200 | 150 | 0 | 80.63 | 55.05 | 8 | 0
2025 | NWPP_Coal_2_MAPP_US | NWPP_Coal | MAPP_US | External | Shoulder | B13 | 600 | 150 | 0 | 80.63 | 51.79 | 8 | 0
2025 | NWPP_Coal_2_MAPP_US | NWPP_Coal | MAPP_US | External | Shoulder | B14 | 900 | 150 | 0 | 80.63 | 49.31 | 8 | 0
2025 | NWPP_Coal_2_MAPP_US | NWPP_Coal | MAPP_US | External | Shoulder | B15 | 1203 | 150 | 0 | 80.63 | 40.14 | 8 | 0
2025 | NWPP_Coal_2_MAPP_US | NWPP_Coal | MAPP_US | External | Summer | B1 | 10 | 150 | 150 | 106.04 | 529.46 | 8 | 415.42
2025 | NWPP_Coal_2_MAPP_US | NWPP_Coal | MAPP_US | External | Summer | B2 | 25 | 150 | 150 | 99.3 | 412.44 | 8 | 305.15
2025 | NWPP_Coal_2_MAPP_US | NWPP_Coal | MAPP_US | External | Summer | B3 | 75 | 150 | 150 | 86.98 | 116.82 | 8 | 21.84
2025 | NWPP_Coal_2_MAPP_US | NWPP_Coal | MAPP_US | External | Summer | B4 | 100 | 150 | 150 | 86.98 | 100.03 | 8 | 5.05
2025 | NWPP_Coal_2_MAPP_US | NWPP_Coal | MAPP_US | External | Summer | B5 | 200 | 150 | 150 | 86.98 | 96.58 | 8 | 1.6
2025 | NWPP_Coal_2_MAPP_US | NWPP_Coal | MAPP_US | External | Summer | B6 | 300 | 150 | 0 | 86.98 | 83.62 | 8 | 0
2025 | NWPP_Coal_2_MAPP_US | NWPP_Coal | MAPP_US | External | Summer | B7 | 400 | 150 | 0 | 86.98 | 63.74 | 8 | 0
2025 | NWPP_Coal_2_MAPP_US | NWPP_Coal | MAPP_US | External | Summer | B8 | 500 | 150 | 0 | 86.98 | 56.23 | 8 | 0
2025 | NWPP_Coal_2_MAPP_US | NWPP_Coal | MAPP_US | External | Summer | B9 | 800 | 150 | 0 | 86.98 | 52.25 | 8 | 0
2025 | NWPP_Coal_2_MAPP_US | NWPP_Coal | MAPP_US | External | Summer | B10 | 1262 | 150 | 0 | 86.98 | 38.01 | 8 | 0
2025 | NWPP_Coal_2_MAPP_US | NWPP_Coal | MAPP_US | External | Winter | B16 | 25 | 150 | 0 | 84.75 | 67.23 | 8 | 0
2025 | NWPP_Coal_2_MAPP_US | NWPP_Coal | MAPP_US | External | Winter | B17 | 100 | 150 | 0 | 84.75 | 57.8 | 8 | 0
2025 | NWPP_Coal_2_MAPP_US | NWPP_Coal | MAPP_US | External | Winter | B18 | 400 | 150 | 0 | 84.75 | 54.34 | 8 | 0
2025 | NWPP_Coal_2_MAPP_US | NWPP_Coal | MAPP_US | External | Winter | B19 | 700 | 150 | 0 | 84.75 | 53.63 | 8 | 0
2025 | NWPP_Coal_2_MAPP_US | NWPP_Coal | MAPP_US | External | Winter | B20 | 935 | 150 | 0 | 84.75 | 42.65 | 8 | 0
2025 | RMPA_2_MAPP_US | RMPA | MAPP_US | External | Shoulder | B11 | 25 | 200 | 0 | 76.42 | 64.94 | 8 | 0
2025 | RMPA_2_MAPP_US | RMPA | MAPP_US | External | Shoulder | B12 | 200 | 200 | 0 | 76.42 | 55.05 | 8 | 0
2025 | RMPA_2_MAPP_US | RMPA | MAPP_US | External | Shoulder | B13 | 600 | 200 | 0 | 76.42 | 51.79 | 8 | 0
2025 | RMPA_2_MAPP_US | RMPA | MAPP_US | External | Shoulder | B14 | 900 | 200 | 0 | 76.42 | 49.31 | 8 | 0
2025 | RMPA_2_MAPP_US | RMPA | MAPP_US | External | Shoulder | B15 | 1203 | 200 | 0 | 76.42 | 40.14 | 8 | 0
2025 | RMPA_2_MAPP_US | RMPA | MAPP_US | External | Summer | B1 | 10 | 200 | 40.46 | 521.46 | 529.46 | 8 | 0
2025 | RMPA_2_MAPP_US | RMPA | MAPP_US | External | Summer | B2 | 25 | 200 | 200 | 159.56 | 412.44 | 8 | 244.88
2025 | RMPA_2_MAPP_US | RMPA | MAPP_US | External | Summer | B3 | 75 | 200 | 0 | 111.97 | 116.82 | 8 | 0
2025 | RMPA_2_MAPP_US | RMPA | MAPP_US | External | Summer | B4 | 100 | 200 | 0 | 111.97 | 100.03 | 8 | 0
2025 | RMPA_2_MAPP_US | RMPA | MAPP_US | External | Summer | B5 | 200 | 200 | 0 | 108.58 | 96.58 | 8 | 0
2025 | RMPA_2_MAPP_US | RMPA | MAPP_US | External | Summer | B6 | 300 | 200 | 0 | 103.31 | 83.62 | 8 | 0
2025 | RMPA_2_MAPP_US | RMPA | MAPP_US | External | Summer | B7 | 400 | 200 | 0 | 95.14 | 63.74 | 8 | 0
2025 | RMPA_2_MAPP_US | RMPA | MAPP_US | External | Summer | B8 | 500 | 200 | 0 | 78.81 | 56.23 | 8 | 0
2025 | RMPA_2_MAPP_US | RMPA | MAPP_US | External | Summer | B9 | 800 | 200 | 0 | 77.92 | 52.25 | 8 | 0
2025 | RMPA_2_MAPP_US | RMPA | MAPP_US | External | Summer | B10 | 1262 | 200 | 0 | 77.92 | 38.01 | 8 | 0
2025 | RMPA_2_MAPP_US | RMPA | MAPP_US | External | Winter | B16 | 25 | 200 | 0 | 92.91 | 67.23 | 8 | 0
2025 | RMPA_2_MAPP_US | RMPA | MAPP_US | External | Winter | B17 | 100 | 200 | 0 | 80.16 | 57.8 | 8 | 0
2025 | RMPA_2_MAPP_US | RMPA | MAPP_US | External | Winter | B18 | 400 | 200 | 0 | 80.16 | 54.34 | 8 | 0
2025 | RMPA_2_MAPP_US | RMPA | MAPP_US | External | Winter | B19 | 700 | 200 | 0 | 80.16 | 53.63 | 8 | 0
2025 | RMPA_2_MAPP_US | RMPA | MAPP_US | External | Winter | B20 | 935 | 200 | 0 | 76.58 | 42.65 | 8 | 0
2025 | RMPA_2_NE | RMPA | NE | External | Shoulder | B11 | 25 | 310 | 0 | 76.42 | 71.85 | 8 | 0
2025 | RMPA_2_NE | RMPA | NE | External | Shoulder | B12 | 200 | 310 | 0 | 76.42 | 57.05 | 8 | 0
2025 | RMPA_2_NE | RMPA | NE | External | Shoulder | B13 | 600 | 310 | 0 | 76.42 | 51.14 | 8 | 0
2025 | RMPA_2_NE | RMPA | NE | External | Shoulder | B14 | 900 | 310 | 0 | 76.42 | 45.85 | 8 | 0
2025 | RMPA_2_NE | RMPA | NE | External | Shoulder | B15 | 1203 | 310 | 0 | 76.42 | 36.68 | 8 | 0
2025 | RMPA_2_NE | RMPA | NE | External | Summer | B1 | 10 | 310 | 0 | 521.46 | 526.01 | 8 | 0
2025 | RMPA_2_NE | RMPA | NE | External | Summer | B2 | 25 | 310 | 310 | 159.56 | 409 | 8 | 241.44
2025 | RMPA_2_NE | RMPA | NE | External | Summer | B3 | 75 | 310 | 0 | 111.97 | 118.82 | 8 | 0
2025 | RMPA_2_NE | RMPA | NE | External | Summer | B4 | 100 | 310 | 0 | 111.97 | 107.03 | 8 | 0
2025 | RMPA_2_NE | RMPA | NE | External | Summer | B5 | 200 | 310 | 0 | 108.58 | 103.58 | 8 | 0
2025 | RMPA_2_NE | RMPA | NE | External | Summer | B6 | 300 | 310 | 0 | 103.31 | 90.62 | 8 | 0
2025 | RMPA_2_NE | RMPA | NE | External | Summer | B7 | 400 | 310 | 0 | 95.14 | 70.74 | 8 | 0
2025 | RMPA_2_NE | RMPA | NE | External | Summer | B8 | 500 | 310 | 0 | 78.81 | 63.24 | 8 | 0
2025 | RMPA_2_NE | RMPA | NE | External | Summer | B9 | 800 | 310 | 0 | 77.92 | 59.25 | 8 | 0
2025 | RMPA_2_NE | RMPA | NE | External | Summer | B10 | 1262 | 310 | 0 | 77.92 | 40.01 | 8 | 0
2025 | RMPA_2_NE | RMPA | NE | External | Winter | B16 | 25 | 310 | 0 | 92.91 | 63.79 | 8 | 0
2025 | RMPA_2_NE | RMPA | NE | External | Winter | B17 | 100 | 310 | 0 | 80.16 | 54.35 | 8 | 0
2025 | RMPA_2_NE | RMPA | NE | External | Winter | B18 | 400 | 310 | 0 | 80.16 | 53.21 | 8 | 0
2025 | RMPA_2_NE | RMPA | NE | External | Winter | B19 | 700 | 310 | 0 | 80.16 | 50.17 | 8 | 0
2025 | RMPA_2_NE | RMPA | NE | External | Winter | B20 | 935 | 310 | 0 | 76.58 | 39.19 | 8 | 0
2025 | RMPA_2_SPP_N | RMPA | SPP_N | External | Shoulder | B11 | 25 | 210 | 0 | 76.42 | 71.86 | 8 | 0
2025 | RMPA_2_SPP_N | RMPA | SPP_N | External | Shoulder | B12 | 200 | 210 | 0 | 76.42 | 60.19 | 8 | 0
2025 | RMPA_2_SPP_N | RMPA | SPP_N | External | Shoulder | B13 | 600 | 210 | 0 | 76.42 | 51.16 | 8 | 0
2025 | RMPA_2_SPP_N | RMPA | SPP_N | External | Shoulder | B14 | 900 | 210 | 0 | 76.42 | 45.87 | 8 | 0
2025 | RMPA_2_SPP_N | RMPA | SPP_N | External | Shoulder | B15 | 1203 | 210 | 0 | 76.42 | 36.7 | 8 | 0
2025 | RMPA_2_SPP_N | RMPA | SPP_N | External | Summer | B1 | 10 | 210 | 0 | 521.46 | 522.63 | 8 | 0
2025 | RMPA_2_SPP_N | RMPA | SPP_N | External | Summer | B2 | 25 | 210 | 210 | 159.56 | 409.01 | 8 | 241.45
2025 | RMPA_2_SPP_N | RMPA | SPP_N | External | Summer | B3 | 75 | 210 | 0 | 111.97 | 118.83 | 8 | 0
2025 | RMPA_2_SPP_N | RMPA | SPP_N | External | Summer | B4 | 100 | 210 | 0 | 111.97 | 107.04 | 8 | 0
2025 | RMPA_2_SPP_N | RMPA | SPP_N | External | Summer | B5 | 200 | 210 | 0 | 108.58 | 103.59 | 8 | 0
2025 | RMPA_2_SPP_N | RMPA | SPP_N | External | Summer | B6 | 300 | 210 | 0 | 103.31 | 93.76 | 8 | 0
2025 | RMPA_2_SPP_N | RMPA | SPP_N | External | Summer | B7 | 400 | 210 | 0 | 95.14 | 73.89 | 8 | 0
2025 | RMPA_2_SPP_N | RMPA | SPP_N | External | Summer | B8 | 500 | 210 | 0 | 78.81 | 66.38 | 8 | 0
2025 | RMPA_2_SPP_N | RMPA | SPP_N | External | Summer | B9 | 800 | 210 | 0 | 77.92 | 62.4 | 8 | 0
2025 | RMPA_2_SPP_N | RMPA | SPP_N | External | Summer | B10 | 1262 | 210 | 0 | 77.92 | 43.16 | 8 | 0
2025 | RMPA_2_SPP_N | RMPA | SPP_N | External | Winter | B16 | 25 | 210 | 0 | 92.91 | 63.87 | 8 | 0
2025 | RMPA_2_SPP_N | RMPA | SPP_N | External | Winter | B17 | 100 | 210 | 0 | 80.16 | 54.37 | 8 | 0
2025 | RMPA_2_SPP_N | RMPA | SPP_N | External | Winter | B18 | 400 | 210 | 0 | 80.16 | 56.35 | 8 | 0
2025 | RMPA_2_SPP_N | RMPA | SPP_N | External | Winter | B19 | 700 | 210 | 0 | 80.16 | 50.18 | 8 | 0
2025 | RMPA_2_SPP_N | RMPA | SPP_N | External | Winter | B20 | 935 | 210 | 0 | 76.58 | 39.2 | 8 | 0
2025 | SPP_N_2_RMPA | SPP_N | RMPA | External | Shoulder | B11 | 25 | 210 | 0 | 71.86 | 76.42 | 5 | 0
2025 | SPP_N_2_RMPA | SPP_N | RMPA | External | Shoulder | B12 | 200 | 210 | 210 | 60.19 | 76.42 | 5 | 11.23
2025 | SPP_N_2_RMPA | SPP_N | RMPA | External | Shoulder | B13 | 600 | 210 | 210 | 51.16 | 76.42 | 5 | 20.27
2025 | SPP_N_2_RMPA | SPP_N | RMPA | External | Shoulder | B14 | 900 | 210 | 210 | 45.87 | 76.42 | 5 | 25.56
2025 | SPP_N_2_RMPA | SPP_N | RMPA | External | Shoulder | B15 | 1203 | 210 | 210 | 36.7 | 76.42 | 5 | 34.73
2025 | SPP_N_2_RMPA | SPP_N | RMPA | External | Summer | B1 | 10 | 210 | 0 | 522.63 | 521.46 | 5 | 0
2025 | SPP_N_2_RMPA | SPP_N | RMPA | External | Summer | B2 | 25 | 210 | 0 | 409.01 | 159.56 | 5 | 0
2025 | SPP_N_2_RMPA | SPP_N | RMPA | External | Summer | B3 | 75 | 210 | 0 | 118.83 | 111.97 | 5 | 0
2025 | SPP_N_2_RMPA | SPP_N | RMPA | External | Summer | B4 | 100 | 210 | 0 | 107.04 | 111.97 | 5 | 0
2025 | SPP_N_2_RMPA | SPP_N | RMPA | External | Summer | B5 | 200 | 210 | 0 | 103.59 | 108.58 | 5 | 0
2025 | SPP_N_2_RMPA | SPP_N | RMPA | External | Summer | B6 | 300 | 210 | 210 | 93.76 | 103.31 | 5 | 4.55
2025 | SPP_N_2_RMPA | SPP_N | RMPA | External | Summer | B7 | 400 | 210 | 210 | 73.89 | 95.14 | 5 | 16.25
2025 | SPP_N_2_RMPA | SPP_N | RMPA | External | Summer | B8 | 500 | 210 | 210 | 66.38 | 78.81 | 5 | 7.43
2025 | SPP_N_2_RMPA | SPP_N | RMPA | External | Summer | B9 | 800 | 210 | 210 | 62.4 | 77.92 | 5 | 10.52
2025 | SPP_N_2_RMPA | SPP_N | RMPA | External | Summer | B10 | 1262 | 210 | 210 | 43.16 | 77.92 | 5 | 29.76
2025 | SPP_N_2_RMPA | SPP_N | RMPA | External | Winter | B16 | 25 | 210 | 210 | 63.87 | 92.91 | 5 | 24.04
2025 | SPP_N_2_RMPA | SPP_N | RMPA | External | Winter | B17 | 100 | 210 | 210 | 54.37 | 80.16 | 5 | 20.79
2025 | SPP_N_2_RMPA | SPP_N | RMPA | External | Winter | B18 | 400 | 210 | 210 | 56.35 | 80.16 | 5 | 18.8
2025 | SPP_N_2_RMPA | SPP_N | RMPA | External | Winter | B19 | 700 | 210 | 210 | 50.18 | 80.16 | 5 | 24.98
2025 | SPP_N_2_RMPA | SPP_N | RMPA | External | Winter | B20 | 935 | 210 | 210 | 39.2 | 76.58 | 5 | 32.38
2025 | SPP_S_2_ERCOT | SPP_S | ERCOT | External | Shoulder | B11 | 25 | 800 | 723.35 | 71.88 | 76.88 | 5 | 0
2025 | SPP_S_2_ERCOT | SPP_S | ERCOT | External | Shoulder | B12 | 200 | 800 | 800 | 61.93 | 70.39 | 5 | 3.46
2025 | SPP_S_2_ERCOT | SPP_S | ERCOT | External | Shoulder | B13 | 600 | 800 | 800 | 51.17 | 70.39 | 5 | 14.22
2025 | SPP_S_2_ERCOT | SPP_S | ERCOT | External | Shoulder | B14 | 900 | 800 | 800 | 45.85 | 70.39 | 5 | 19.54
2025 | SPP_S_2_ERCOT | SPP_S | ERCOT | External | Shoulder | B15 | 1203 | 800 | 800 | 31.58 | 61.28 | 5 | 24.7
2025 | SPP_S_2_ERCOT | SPP_S | ERCOT | External | Summer | B1 | 10 | 800 | 800 | 517.51 | 751.19 | 5 | 228.68
2025 | SPP_S_2_ERCOT | SPP_S | ERCOT | External | Summer | B2 | 25 | 800 | 800 | 403.89 | 751.19 | 5 | 342.3
2025 | SPP_S_2_ERCOT | SPP_S | ERCOT | External | Summer | B3 | 75 | 800 | 800 | 113.71 | 230.04 | 5 | 111.33
2025 | SPP_S_2_ERCOT | SPP_S | ERCOT | External | Summer | B4 | 100 | 800 | 800 | 107.05 | 116.34 | 5 | 4.29
2025 | SPP_S_2_ERCOT | SPP_S | ERCOT | External | Summer | B5 | 200 | 800 | 383.82 | 100.19 | 105.19 | 5 | 0
2025 | SPP_S_2_ERCOT | SPP_S | ERCOT | External | Summer | B6 | 300 | 800 | 0 | 93.77 | 81.97 | 5 | 0
2025 | SPP_S_2_ERCOT | SPP_S | ERCOT | External | Summer | B7 | 400 | 800 | 0 | 73.9 | 75.5 | 5 | 0
2025 | SPP_S_2_ERCOT | SPP_S | ERCOT | External | Summer | B8 | 500 | 800 | 0 | 68.12 | 69.14 | 5 | 0
2025 | SPP_S_2_ERCOT | SPP_S | ERCOT | External | Summer | B9 | 800 | 800 | 311.26 | 64.14 | 69.14 | 5 | 0
2025 | SPP_S_2_ERCOT | SPP_S | ERCOT | External | Summer | B10 | 1262 | 800 | 800 | 44.89 | 69.14 | 5 | 19.24
2025 | SPP_S_2_ERCOT | SPP_S | ERCOT | External | Winter | B16 | 25 | 800 | 800 | 63.88 | 75.32 | 5 | 6.44
2025 | SPP_S_2_ERCOT | SPP_S | ERCOT | External | Winter | B17 | 100 | 800 | 800 | 54.38 | 73.11 | 5 | 13.73
2025 | SPP_S_2_ERCOT | SPP_S | ERCOT | External | Winter | B18 | 400 | 800 | 800 | 56.37 | 73.11 | 5 | 11.74
2025 | SPP_S_2_ERCOT | SPP_S | ERCOT | External | Winter | B19 | 700 | 800 | 800 | 50.19 | 73.11 | 5 | 17.91
2025 | SPP_S_2_ERCOT | SPP_S | ERCOT | External | Winter | B20 | 935 | 800 | 800 | 39.21 | 63.59 | 5 | 19.37
2030 | AZ_NM_SNV_Coal_2_SPP_S | AZ_NM_SNV_Coal | SPP_S | External | Shoulder | B11 | 25 | 400 | 0 | 92.65 | 90.12 | 8.17 | 0
2030 | AZ_NM_SNV_Coal_2_SPP_S | AZ_NM_SNV_Coal | SPP_S | External | Shoulder | B12 | 200 | 400 | 0 | 92.65 | 55.95 | 8.17 | 0
2030 | AZ_NM_SNV_Coal_2_SPP_S | AZ_NM_SNV_Coal | SPP_S | External | Shoulder | B13 | 600 | 400 | 0 | 92.65 | 55.17 | 8.17 | 0
2030 | AZ_NM_SNV_Coal_2_SPP_S | AZ_NM_SNV_Coal | SPP_S | External | Shoulder | B14 | 900 | 400 | 0 | 92.65 | 43.87 | 8.17 | 0
2030 | AZ_NM_SNV_Coal_2_SPP_S | AZ_NM_SNV_Coal | SPP_S | External | Shoulder | B15 | 1203 | 400 | 0 | 88.13 | 41.09 | 8.17 | 0
2030 | AZ_NM_SNV_Coal_2_SPP_S | AZ_NM_SNV_Coal | SPP_S | External | Summer | B1 | 10 | 400 | 0 | 524.48 | 131.71 | 8.17 | 0
2030 | AZ_NM_SNV_Coal_2_SPP_S | AZ_NM_SNV_Coal | SPP_S | External | Summer | B2 | 25 | 400 | 0 | 164.21 | 141.92 | 8.17 | 0
2030 | AZ_NM_SNV_Coal_2_SPP_S | AZ_NM_SNV_Coal | SPP_S | External | Summer | B3 | 75 | 400 | 0 | 164.21 | 144.64 | 8.17 | 0
2030 | AZ_NM_SNV_Coal_2_SPP_S | AZ_NM_SNV_Coal | SPP_S | External | Summer | B4 | 100 | 400 | 0 | 135.3 | 133.86 | 8.17 | 0
2030 | AZ_NM_SNV_Coal_2_SPP_S | AZ_NM_SNV_Coal | SPP_S | External | Summer | B5 | 200 | 400 | 400 | 112.12 | 127.33 | 8.17 | 7.04
2030 | AZ_NM_SNV_Coal_2_SPP_S | AZ_NM_SNV_Coal | SPP_S | External | Summer | B6 | 300 | 400 | 0 | 103.94 | 94.52 | 8.17 | 0
2030 | AZ_NM_SNV_Coal_2_SPP_S | AZ_NM_SNV_Coal | SPP_S | External | Summer | B7 | 400 | 400 | 0 | 101.77 | 88.64 | 8.17 | 0
2030 | AZ_NM_SNV_Coal_2_SPP_S | AZ_NM_SNV_Coal | SPP_S | External | Summer | B8 | 500 | 400 | 0 | 95.79 | 78.56 | 8.17 | 0
2030 | AZ_NM_SNV_Coal_2_SPP_S | AZ_NM_SNV_Coal | SPP_S | External | Summer | B9 | 800 | 400 | 0 | 93.4 | 76.2 | 8.17 | 0
2030 | AZ_NM_SNV_Coal_2_SPP_S | AZ_NM_SNV_Coal | SPP_S | External | Summer | B10 | 1262 | 400 | 0 | 90.68 | 45.18 | 8.17 | 0
2030 | AZ_NM_SNV_Coal_2_SPP_S | AZ_NM_SNV_Coal | SPP_S | External | Winter | B16 | 25 | 400 | 0 | 96.4 | 59.09 | 8.17 | 0
2030 | AZ_NM_SNV_Coal_2_SPP_S | AZ_NM_SNV_Coal | SPP_S | External | Winter | B17 | 100 | 400 | 0 | 96.4 | 58.33 | 8.17 | 0
2030 | AZ_NM_SNV_Coal_2_SPP_S | AZ_NM_SNV_Coal | SPP_S | External | Winter | B18 | 400 | 400 | 0 | 90.6 | 58.33 | 8.17 | 0
2030 | AZ_NM_SNV_Coal_2_SPP_S | AZ_NM_SNV_Coal | SPP_S | External | Winter | B19 | 700 | 400 | 0 | 90.6 | 52.34 | 8.17 | 0
2030 | AZ_NM_SNV_Coal_2_SPP_S | AZ_NM_SNV_Coal | SPP_S | External | Winter | B20 | 935 | 400 | 0 | 90.27 | 44.16 | 8.17 | 0
2030 | ERCOT_2_SPP_S | ERCOT | SPP_S | External | Shoulder | B11 | 25 | 800 | 0 | 98.38 | 90.12 | 8 | 0
2030 | ERCOT_2_SPP_S | ERCOT | SPP_S | External | Shoulder | B12 | 200 | 800 | 0 | 90.02 | 55.95 | 8 | 0
2030 | ERCOT_2_SPP_S | ERCOT | SPP_S | External | Shoulder | B13 | 600 | 800 | 0 | 90.02 | 55.17 | 8 | 0
2030 | ERCOT_2_SPP_S | ERCOT | SPP_S | External | Shoulder | B14 | 900 | 800 | 0 | 90.02 | 43.87 | 8 | 0
2030 | ERCOT_2_SPP_S | ERCOT | SPP_S | External | Shoulder | B15 | 1203 | 800 | 0 | 77.97 | 41.09 | 8 | 0
2030 | ERCOT_2_SPP_S | ERCOT | SPP_S | External | Summer | B1 | 10 | 800 | 0 | 751.19 | 131.71 | 8 | 0
2030 | ERCOT_2_SPP_S | ERCOT | SPP_S | External | Summer | B2 | 25 | 800 | 0 | 751.19 | 141.92 | 8 | 0
2030 | ERCOT_2_SPP_S | ERCOT | SPP_S | External | Summer | B3 | 75 | 800 | 0 | 215.92 | 144.64 | 8 | 0
2030 | ERCOT_2_SPP_S | ERCOT | SPP_S | External | Summer | B4 | 100 | 800 | 0 | 147.9 | 133.86 | 8 | 0
2030 | ERCOT_2_SPP_S | ERCOT | SPP_S | External | Summer | B5 | 200 | 800 | 0 | 140.13 | 127.33 | 8 | 0
2030 | ERCOT_2_SPP_S | ERCOT | SPP_S | External | Summer | B6 | 300 | 800 | 0 | 96.87 | 94.52 | 8 | 0
2030 | ERCOT_2_SPP_S | ERCOT | SPP_S | External | Summer | B7 | 400 | 800 | 0 | 88.64 | 88.64 | 8 | 0
2030 | ERCOT_2_SPP_S | ERCOT | SPP_S | External | Summer | B8 | 500 | 800 | 0 | 88.64 | 78.56 | 8 | 0
2030 | ERCOT_2_SPP_S | ERCOT | SPP_S | External | Summer | B9 | 800 | 800 | 0 | 88.64 | 76.2 | 8 | 0
2030 | ERCOT_2_SPP_S | ERCOT | SPP_S | External | Summer | B10 | 1262 | 800 | 0 | 88.64 | 45.18 | 8 | 0
2030 | ERCOT_2_SPP_S | ERCOT | SPP_S | External | Winter | B16 | 25 | 800 | 0 | 99.15 | 59.09 | 8 | 0
2030 | ERCOT_2_SPP_S | ERCOT | SPP_S | External | Winter | B17 | 100 | 800 | 0 | 92.99 | 58.33 | 8 | 0
2030 | ERCOT_2_SPP_S | ERCOT | SPP_S | External | Winter | B18 | 400 | 800 | 0 | 92.99 | 58.33 | 8 | 0
2030 | ERCOT_2_SPP_S | ERCOT | SPP_S | External | Winter | B19 | 700 | 800 | 0 | 92.99 | 52.34 | 8 | 0
2030 | ERCOT_2_SPP_S | ERCOT | SPP_S | External | Winter | B20 | 935 | 800 | 0 | 80.53 | 44.16 | 8 | 0
2030 | MAPP_US_2_RMPA | MAPP_US | RMPA | External | Shoulder | B11 | 25 | 200 | 200 | 71.41 | 87.84 | 8 | 8.43
2030 | MAPP_US_2_RMPA | MAPP_US | RMPA | External | Shoulder | B12 | 200 | 200 | 200 | 58.25 | 87.84 | 8 | 21.59
2030 | MAPP_US_2_RMPA | MAPP_US | RMPA | External | Shoulder | B13 | 600 | 200 | 200 | 56.81 | 87.84 | 8 | 23.03
2030 | MAPP_US_2_RMPA | MAPP_US | RMPA | External | Shoulder | B14 | 900 | 200 | 200 | 47.92 | 87.84 | 8 | 31.92
2030 | MAPP_US_2_RMPA | MAPP_US | RMPA | External | Shoulder | B15 | 1203 | 200 | 200 | 45.13 | 85.7 | 8 | 32.57
2030 | MAPP_US_2_RMPA | MAPP_US | RMPA | External | Summer | B1 | 10 | 200 | 0 | 136.63 | 142.46 | 8 | 0
2030 | MAPP_US_2_RMPA | MAPP_US | RMPA | External | Summer | B2 | 25 | 200 | 0 | 144.46 | 142.46 | 8 | 0
2030 | MAPP_US_2_RMPA | MAPP_US | RMPA | External | Summer | B3 | 75 | 200 | 200 | 133.52 | 142.46 | 8 | 0.94
2030 | MAPP_US_2_RMPA | MAPP_US | RMPA | External | Summer | B4 | 100 | 200 | 197.77 | 125.39 | 133.39 | 8 | 0
2030 | MAPP_US_2_RMPA | MAPP_US | RMPA | External | Summer | B5 | 200 | 200 | 0 | 116.19 | 120.29 | 8 | 0
2030 | MAPP_US_2_RMPA | MAPP_US | RMPA | External | Summer | B6 | 300 | 200 | 200 | 87.5 | 99.5 | 8 | 4
2030 | MAPP_US_2_RMPA | MAPP_US | RMPA | External | Summer | B7 | 400 | 200 | 200 | 72.25 | 95.62 | 8 | 15.37
2030 | MAPP_US_2_RMPA | MAPP_US | RMPA | External | Summer | B8 | 500 | 200 | 200 | 59.54 | 95.62 | 8 | 28.08
2030 | MAPP_US_2_RMPA | MAPP_US | RMPA | External | Summer | B9 | 800 | 200 | 200 | 57.19 | 95.62 | 8 | 30.43
2030 | MAPP_US_2_RMPA | MAPP_US | RMPA | External | Summer | B10 | 1262 | 200 | 200 | 43.64 | 95.62 | 8 | 43.98
2030 | MAPP_US_2_RMPA | MAPP_US | RMPA | External | Winter | B16 | 25 | 200 | 200 | 62.33 | 104.17 | 8 | 33.84
2030 | MAPP_US_2_RMPA | MAPP_US | RMPA | External | Winter | B17 | 100 | 200 | 200 | 61.86 | 101.96 | 8 | 32.1
2030 | MAPP_US_2_RMPA | MAPP_US | RMPA | External | Winter | B18 | 400 | 200 | 200 | 60.41 | 87.84 | 8 | 19.43
2030 | MAPP_US_2_RMPA | MAPP_US | RMPA | External | Winter | B19 | 700 | 200 | 200 | 52.1 | 87.84 | 8 | 27.74
2030 | MAPP_US_2_RMPA | MAPP_US | RMPA | External | Winter | B20 | 935 | 200 | 200 | 48.21 | 83.86 | 8 | 27.65
2030 | NE_2_RMPA | NE | RMPA | External | Shoulder | B11 | 25 | 310 | 310 | 78.42 | 87.84 | 5 | 4.42
2030 | NE_2_RMPA | NE | RMPA | External | Shoulder | B12 | 200 | 310 | 310 | 55.92 | 87.84 | 5 | 26.91
2030 | NE_2_RMPA | NE | RMPA | External | Shoulder | B13 | 600 | 310 | 310 | 55.15 | 87.84 | 5 | 27.69
2030 | NE_2_RMPA | NE | RMPA | External | Shoulder | B14 | 900 | 310 | 310 | 44.67 | 87.84 | 5 | 38.17
2030 | NE_2_RMPA | NE | RMPA | External | Shoulder | B15 | 1203 | 310 | 310 | 41.88 | 85.7 | 5 | 38.82
2030 | NE_2_RMPA | NE | RMPA | External | Summer | B1 | 10 | 310 | 310 | 135.29 | 142.46 | 5 | 2.18
2030 | NE_2_RMPA | NE | RMPA | External | Summer | B2 | 25 | 310 | 0 | 146.17 | 142.46 | 5 | 0
2030 | NE_2_RMPA | NE | RMPA | External | Summer | B3 | 75 | 310 | 0 | 140.52 | 142.46 | 5 | 0
2030 | NE_2_RMPA | NE | RMPA | External | Summer | B4 | 100 | 310 | 0 | 132.39 | 133.39 | 5 | 0
2030 | NE_2_RMPA | NE | RMPA | External | Summer | B5 | 200 | 310 | 0 | 123.19 | 120.29 | 5 | 0
2030 | NE_2_RMPA | NE | RMPA | External | Summer | B6 | 300 | 310 | 159.98 | 94.5 | 99.5 | 5 | 0
2030 | NE_2_RMPA | NE | RMPA | External | Summer | B7 | 400 | 310 | 310 | 79.26 | 95.62 | 5 | 11.36
2030 | NE_2_RMPA | NE | RMPA | External | Summer | B8 | 500 | 310 | 310 | 66.55 | 95.62 | 5 | 24.07
2030 | NE_2_RMPA | NE | RMPA | External | Summer | B9 | 800 | 310 | 310 | 64.19 | 95.62 | 5 | 26.43
2030 | NE_2_RMPA | NE | RMPA | External | Summer | B10 | 1262 | 310 | 310 | 42.74 | 95.62 | 5 | 47.88
2030 | NE_2_RMPA | NE | RMPA | External | Winter | B16 | 25 | 310 | 310 | 59.09 | 104.17 | 5 | 40.08
2030 | NE_2_RMPA | NE | RMPA | External | Winter | B17 | 100 | 310 | 310 | 58.62 | 101.96 | 5 | 38.34
2030 | NE_2_RMPA | NE | RMPA | External | Winter | B18 | 400 | 310 | 310 | 57.17 | 87.84 | 5 | 25.67
2030 | NE_2_RMPA | NE | RMPA | External | Winter | B19 | 700 | 310 | 310 | 48.84 | 87.84 | 5 | 34
2030 | NE_2_RMPA | NE | RMPA | External | Winter | B20 | 935 | 310 | 310 | 44.96 | 83.86 | 5 | 33.9
2030 | NWPP_Coal_2_MAPP_US | NWPP_Coal | MAPP_US | External | Shoulder | B11 | 25 | 150 | 0 | 96 | 71.41 | 8 | 0
2030 | NWPP_Coal_2_MAPP_US | NWPP_Coal | MAPP_US | External | Shoulder | B12 | 200 | 150 | 0 | 96 | 58.25 | 8 | 0
2030 | NWPP_Coal_2_MAPP_US | NWPP_Coal | MAPP_US | External | Shoulder | B13 | 600 | 150 | 0 | 96 | 56.81 | 8 | 0
2030 | NWPP_Coal_2_MAPP_US | NWPP_Coal | MAPP_US | External | Shoulder | B14 | 900 | 150 | 0 | 96 | 47.92 | 8 | 0
2030 | NWPP_Coal_2_MAPP_US | NWPP_Coal | MAPP_US | External | Shoulder | B15 | 1203 | 150 | 0 | 96 | 45.13 | 8 | 0
2030 | NWPP_Coal_2_MAPP_US | NWPP_Coal | MAPP_US | External | Summer | B1 | 10 | 150 | 0 | 134.3 | 136.63 | 8 | 0
2030 | NWPP_Coal_2_MAPP_US | NWPP_Coal | MAPP_US | External | Summer | B2 | 25 | 150 | 150 | 100.24 | 144.46 | 8 | 36.22
2030 | NWPP_Coal_2_MAPP_US | NWPP_Coal | MAPP_US | External | Summer | B3 | 75 | 150 | 150 | 100.24 | 133.52 | 8 | 25.28
2030 | NWPP_Coal_2_MAPP_US | NWPP_Coal | MAPP_US | External | Summer | B4 | 100 | 150 | 150 | 95.78 | 125.39 | 8 | 21.61
2030 | NWPP_Coal_2_MAPP_US | NWPP_Coal | MAPP_US | External | Summer | B5 | 200 | 150 | 150 | 95.78 | 116.19 | 8 | 12.41
2030 | NWPP_Coal_2_MAPP_US | NWPP_Coal | MAPP_US | External | Summer | B6 | 300 | 150 | 0 | 95.78 | 87.5 | 8 | 0
2030 | NWPP_Coal_2_MAPP_US | NWPP_Coal | MAPP_US | External | Summer | B7 | 400 | 150 | 0 | 95.78 | 72.25 | 8 | 0
2030 | NWPP_Coal_2_MAPP_US | NWPP_Coal | MAPP_US | External | Summer | B8 | 500 | 150 | 0 | 95.78 | 59.54 | 8 | 0
2030 | NWPP_Coal_2_MAPP_US | NWPP_Coal | MAPP_US | External | Summer | B9 | 800 | 150 | 0 | 95.78 | 57.19 | 8 | 0
2030 | NWPP_Coal_2_MAPP_US | NWPP_Coal | MAPP_US | External | Summer | B10 | 1262 | 150 | 0 | 95.78 | 43.64 | 8 | 0
2030 | NWPP_Coal_2_MAPP_US | NWPP_Coal | MAPP_US | External | Winter | B16 | 25 | 150 | 0 | 96 | 62.33 | 8 | 0
2030 | NWPP_Coal_2_MAPP_US | NWPP_Coal | MAPP_US | External | Winter | B17 | 100 | 150 | 0 | 96 | 61.86 | 8 | 0
2030 | NWPP_Coal_2_MAPP_US | NWPP_Coal | MAPP_US | External | Winter | B18 | 400 | 150 | 0 | 96 | 60.41 | 8 | 0
2030 | NWPP_Coal_2_MAPP_US | NWPP_Coal | MAPP_US | External | Winter | B19 | 700 | 150 | 0 | 96 | 52.1 | 8 | 0
2030 | NWPP_Coal_2_MAPP_US | NWPP_Coal | MAPP_US | External | Winter | B20 | 935 | 150 | 0 | 96 | 48.21 | 8 | 0
2030 | RMPA_2_MAPP_US | RMPA | MAPP_US | External | Shoulder | B11 | 25 | 200 | 0 | 87.84 | 71.41 | 8 | 0
2030 | RMPA_2_MAPP_US | RMPA | MAPP_US | External | Shoulder | B12 | 200 | 200 | 0 | 87.84 | 58.25 | 8 | 0
2030 | RMPA_2_MAPP_US | RMPA | MAPP_US | External | Shoulder | B13 | 600 | 200 | 0 | 87.84 | 56.81 | 8 | 0
2030 | RMPA_2_MAPP_US | RMPA | MAPP_US | External | Shoulder | B14 | 900 | 200 | 0 | 87.84 | 47.92 | 8 | 0
2030 | RMPA_2_MAPP_US | RMPA | MAPP_US | External | Shoulder | B15 | 1203 | 200 | 0 | 85.7 | 45.13 | 8 | 0
2030 | RMPA_2_MAPP_US | RMPA | MAPP_US | External | Summer | B1 | 10 | 200 | 0 | 142.46 | 136.63 | 8 | 0
2030 | RMPA_2_MAPP_US | RMPA | MAPP_US | External | Summer | B2 | 25 | 200 | 0 | 142.46 | 144.46 | 8 | 0
2030 | RMPA_2_MAPP_US | RMPA | MAPP_US | External | Summer | B3 | 75 | 200 | 0 | 142.46 | 133.52 | 8 | 0
2030 | RMPA_2_MAPP_US | RMPA | MAPP_US | External | Summer | B4 | 100 | 200 | 0 | 133.39 | 125.39 | 8 | 0
2030 | RMPA_2_MAPP_US | RMPA | MAPP_US | External | Summer | B5 | 200 | 200 | 0 | 120.29 | 116.19 | 8 | 0
2030 | RMPA_2_MAPP_US | RMPA | MAPP_US | External | Summer | B6 | 300 | 200 | 0 | 99.5 | 87.5 | 8 | 0
2030 | RMPA_2_MAPP_US | RMPA | MAPP_US | External | Summer | B7 | 400 | 200 | 0 | 95.62 | 72.25 | 8 | 0
2030 | RMPA_2_MAPP_US | RMPA | MAPP_US | External | Summer | B8 | 500 | 200 | 0 | 95.62 | 59.54 | 8 | 0
2030 | RMPA_2_MAPP_US | RMPA | MAPP_US | External | Summer | B9 | 800 | 200 | 0 | 95.62 | 57.19 | 8 | 0
2030 | RMPA_2_MAPP_US | RMPA | MAPP_US | External | Summer | B10 | 1262 | 200 | 0 | 95.62 | 43.64 | 8 | 0
2030 | RMPA_2_MAPP_US | RMPA | MAPP_US | External | Winter | B16 | 25 | 200 | 0 | 104.17 | 62.33 | 8 | 0
2030 | RMPA_2_MAPP_US | RMPA | MAPP_US | External | Winter | B17 | 100 | 200 | 0 | 101.96 | 61.86 | 8 | 0
2030 | RMPA_2_MAPP_US | RMPA | MAPP_US | External | Winter | B18 | 400 | 200 | 0 | 87.84 | 60.41 | 8 | 0
2030 | RMPA_2_MAPP_US | RMPA | MAPP_US | External | Winter | B19 | 700 | 200 | 0 | 87.84 | 52.1 | 8 | 0
2030 | RMPA_2_MAPP_US | RMPA | MAPP_US | External | Winter | B20 | 935 | 200 | 0 | 83.86 | 48.21 | 8 | 0
2030 | RMPA_2_NE | RMPA | NE | External | Shoulder | B11 | 25 | 310 | 0 | 87.84 | 78.42 | 8 | 0
2030 | RMPA_2_NE | RMPA | NE | External | Shoulder | B12 | 200 | 310 | 0 | 87.84 | 55.92 | 8 | 0
2030 | RMPA_2_NE | RMPA | NE | External | Shoulder | B13 | 600 | 310 | 0 | 87.84 | 55.15 | 8 | 0
2030 | RMPA_2_NE | RMPA | NE | External | Shoulder | B14 | 900 | 310 | 0 | 87.84 | 44.67 | 8 | 0
2030 | RMPA_2_NE | RMPA | NE | External | Shoulder | B15 | 1203 | 310 | 0 | 85.7 | 41.88 | 8 | 0
2030 | RMPA_2_NE | RMPA | NE | External | Summer | B1 | 10 | 310 | 0 | 142.46 | 135.29 | 8 | 0
2030 | RMPA_2_NE | RMPA | NE | External | Summer | B2 | 25 | 310 | 0 | 142.46 | 146.17 | 8 | 0
2030 | RMPA_2_NE | RMPA | NE | External | Summer | B3 | 75 | 310 | 0 | 142.46 | 140.52 | 8 | 0
2030 | RMPA_2_NE | RMPA | NE | External | Summer | B4 | 100 | 310 | 0 | 133.39 | 132.39 | 8 | 0
2030 | RMPA_2_NE | RMPA | NE | External | Summer | B5 | 200 | 310 | 0 | 120.29 | 123.19 | 8 | 0
2030 | RMPA_2_NE | RMPA | NE | External | Summer | B6 | 300 | 310 | 0 | 99.5 | 94.5 | 8 | 0
2030 | RMPA_2_NE | RMPA | NE | External | Summer | B7 | 400 | 310 | 0 | 95.62 | 79.26 | 8 | 0
2030 | RMPA_2_NE | RMPA | NE | External | Summer | B8 | 500 | 310 | 0 | 95.62 | 66.55 | 8 | 0
2030 | RMPA_2_NE | RMPA | NE | External | Summer | B9 | 800 | 310 | 0 | 95.62 | 64.19 | 8 | 0
2030 | RMPA_2_NE | RMPA | NE | External | Summer | B10 | 1262 | 310 | 0 | 95.62 | 42.74 | 8 | 0
2030 | RMPA_2_NE | RMPA | NE | External | Winter | B16 | 25 | 310 | 0 | 104.17 | 59.09 | 8 | 0
2030 | RMPA_2_NE | RMPA | NE | External | Winter | B17 | 100 | 310 | 0 | 101.96 | 58.62 | 8 | 0
2030 | RMPA_2_NE | RMPA | NE | External | Winter | B18 | 400 | 310 | 0 | 87.84 | 57.17 | 8 | 0
2030 | RMPA_2_NE | RMPA | NE | External | Winter | B19 | 700 | 310 | 0 | 87.84 | 48.84 | 8 | 0
2030 | RMPA_2_NE | RMPA | NE | External | Winter | B20 | 935 | 310 | 0 | 83.86 | 44.96 | 8 | 0
2030 | RMPA_2_SPP_N | RMPA | SPP_N | External | Shoulder | B11 | 25 | 210 | 0 | 87.84 | 82.55 | 8 | 0
2030 | RMPA_2_SPP_N | RMPA | SPP_N | External | Shoulder | B12 | 200 | 210 | 0 | 87.84 | 55.94 | 8 | 0
2030 | RMPA_2_SPP_N | RMPA | SPP_N | External | Shoulder | B13 | 600 | 210 | 0 | 87.84 | 55.16 | 8 | 0
2030 | RMPA_2_SPP_N | RMPA | SPP_N | External | Shoulder | B14 | 900 | 210 | 0 | 87.84 | 43.86 | 8 | 0
2030 | RMPA_2_SPP_N | RMPA | SPP_N | External | Shoulder | B15 | 1203 | 210 | 0 | 85.7 | 41.07 | 8 | 0
2030 | RMPA_2_SPP_N | RMPA | SPP_N | External | Summer | B1 | 10 | 210 | 0 | 142.46 | 132.57 | 8 | 0
2030 | RMPA_2_SPP_N | RMPA | SPP_N | External | Summer | B2 | 25 | 210 | 0 | 142.46 | 146.18 | 8 | 0
2030 | RMPA_2_SPP_N | RMPA | SPP_N | External | Summer | B3 | 75 | 210 | 0 | 142.46 | 144.65 | 8 | 0
2030 | RMPA_2_SPP_N | RMPA | SPP_N | External | Summer | B4 | 100 | 210 | 0 | 133.39 | 133.84 | 8 | 0
2030 | RMPA_2_SPP_N | RMPA | SPP_N | External | Summer | B5 | 200 | 210 | 0 | 120.29 | 127.32 | 8 | 0
2030 | RMPA_2_SPP_N | RMPA | SPP_N | External | Summer | B6 | 300 | 210 | 0 | 99.5 | 94.51 | 8 | 0
2030 | RMPA_2_SPP_N | RMPA | SPP_N | External | Summer | B7 | 400 | 210 | 0 | 95.62 | 83.39 | 8 | 0
2030 | RMPA_2_SPP_N | RMPA | SPP_N | External | Summer | B8 | 500 | 210 | 0 | 95.62 | 70.68 | 8 | 0
2030 | RMPA_2_SPP_N | RMPA | SPP_N | External | Summer | B9 | 800 | 210 | 0 | 95.62 | 68.32 | 8 | 0
2030 | RMPA_2_SPP_N | RMPA | SPP_N | External | Summer | B10 | 1262 | 210 | 0 | 95.62 | 42.76 | 8 | 0
2030 | RMPA_2_SPP_N | RMPA | SPP_N | External | Winter | B16 | 25 | 210 | 0 | 104.17 | 59.08 | 8 | 0
2030 | RMPA_2_SPP_N | RMPA | SPP_N | External | Winter | B17 | 100 | 210 | 0 | 101.96 | 58.32 | 8 | 0
2030 | RMPA_2_SPP_N | RMPA | SPP_N | External | Winter | B18 | 400 | 210 | 0 | 87.84 | 58.32 | 8 | 0
2030 | RMPA_2_SPP_N | RMPA | SPP_N | External | Winter | B19 | 700 | 210 | 0 | 87.84 | 49.92 | 8 | 0
2030 | RMPA_2_SPP_N | RMPA | SPP_N | External | Winter | B20 | 935 | 210 | 0 | 83.86 | 44.15 | 8 | 0
2030 | SPP_N_2_RMPA | SPP_N | RMPA | External | Shoulder | B11 | 25 | 210 | 210 | 82.55 | 87.84 | 5 | 0.29
2030 | SPP_N_2_RMPA | SPP_N | RMPA | External | Shoulder | B12 | 200 | 210 | 210 | 55.94 | 87.84 | 5 | 26.9
2030 | SPP_N_2_RMPA | SPP_N | RMPA | External | Shoulder | B13 | 600 | 210 | 210 | 55.16 | 87.84 | 5 | 27.68
2030 | SPP_N_2_RMPA | SPP_N | RMPA | External | Shoulder | B14 | 900 | 210 | 210 | 43.86 | 87.84 | 5 | 38.98
2030 | SPP_N_2_RMPA | SPP_N | RMPA | External | Shoulder | B15 | 1203 | 210 | 210 | 41.07 | 85.7 | 5 | 39.63
2030 | SPP_N_2_RMPA | SPP_N | RMPA | External | Summer | B1 | 10 | 210 | 210 | 132.57 | 142.46 | 5 | 4.89
2030 | SPP_N_2_RMPA | SPP_N | RMPA | External | Summer | B2 | 25 | 210 | 0 | 146.18 | 142.46 | 5 | 0
2030 | SPP_N_2_RMPA | SPP_N | RMPA | External | Summer | B3 | 75 | 210 | 0 | 144.65 | 142.46 | 5 | 0
2030 | SPP_N_2_RMPA | SPP_N | RMPA | External | Summer | B4 | 100 | 210 | 0 | 133.84 | 133.39 | 5 | 0
2030 | SPP_N_2_RMPA | SPP_N | RMPA | External | Summer | B5 | 200 | 210 | 0 | 127.32 | 120.29 | 5 | 0
2030 | SPP_N_2_RMPA | SPP_N | RMPA | External | Summer | B6 | 300 | 210 | 0 | 94.51 | 99.5 | 5 | 0
2030 | SPP_N_2_RMPA | SPP_N | RMPA | External | Summer | B7 | 400 | 210 | 210 | 83.39 | 95.62 | 5 | 7.23
2030 | SPP_N_2_RMPA | SPP_N | RMPA | External | Summer | B8 | 500 | 210 | 210 | 70.68 | 95.62 | 5 | 19.94
2030 | SPP_N_2_RMPA | SPP_N | RMPA | External | Summer | B9 | 800 | 210 | 210 | 68.32 | 95.62 | 5 | 22.3
2030 | SPP_N_2_RMPA | SPP_N | RMPA | External | Summer | B10 | 1262 | 210 | 210 | 42.76 | 95.62 | 5 | 47.87
2030 | SPP_N_2_RMPA | SPP_N | RMPA | External | Winter | B16 | 25 | 210 | 210 | 59.08 | 104.17 | 5 | 40.09
2030 | SPP_N_2_RMPA | SPP_N | RMPA | External | Winter | B17 | 100 | 210 | 210 | 58.32 | 101.96 | 5 | 38.64
2030 | SPP_N_2_RMPA | SPP_N | RMPA | External | Winter | B18 | 400 | 210 | 210 | 58.32 | 87.84 | 5 | 24.52
2030 | SPP_N_2_RMPA | SPP_N | RMPA | External | Winter | B19 | 700 | 210 | 210 | 49.92 | 87.84 | 5 | 32.92
2030 | SPP_N_2_RMPA | SPP_N | RMPA | External | Winter | B20 | 935 | 210 | 210 | 44.15 | 83.86 | 5 | 34.71
2030 | SPP_S_2_ERCOT | SPP_S | ERCOT | External | Shoulder | B11 | 25 | 800 | 800 | 90.12 | 98.38 | 5 | 3.26
2030 | SPP_S_2_ERCOT | SPP_S | ERCOT | External | Shoulder | B12 | 200 | 800 | 800 | 55.95 | 90.02 | 5 | 29.08
2030 | SPP_S_2_ERCOT | SPP_S | ERCOT | External | Shoulder | B13 | 600 | 800 | 800 | 55.17 | 90.02 | 5 | 29.86
2030 | SPP_S_2_ERCOT | SPP_S | ERCOT | External | Shoulder | B14 | 900 | 800 | 800 | 43.87 | 90.02 | 5 | 41.15
2030 | SPP_S_2_ERCOT | SPP_S | ERCOT | External | Shoulder | B15 | 1203 | 800 | 800 | 41.09 | 77.97 | 5 | 31.89
2030 | SPP_S_2_ERCOT | SPP_S | ERCOT | External | Summer | B1 | 10 | 800 | 800 | 131.71 | 751.19 | 5 | 614.47
2030 | SPP_S_2_ERCOT | SPP_S | ERCOT | External | Summer | B2 | 25 | 800 | 800 | 141.92 | 751.19 | 5 | 604.27
2030 | SPP_S_2_ERCOT | SPP_S | ERCOT | External | Summer | B3 | 75 | 800 | 800 | 144.64 | 215.92 | 5 | 66.28
2030 | SPP_S_2_ERCOT | SPP_S | ERCOT | External | Summer | B4 | 100 | 800 | 800 | 133.86 | 147.9 | 5 | 9.05
2030 | SPP_S_2_ERCOT | SPP_S | ERCOT | External | Summer | B5 | 200 | 800 | 800 | 127.33 | 140.13 | 5 | 7.8
2030 | SPP_S_2_ERCOT | SPP_S | ERCOT | External | Summer | B6 | 300 | 800 | 0 | 94.52 | 96.87 | 5 | 0
2030 | SPP_S_2_ERCOT | SPP_S | ERCOT | External | Summer | B7 | 400 | 800 | 0 | 88.64 | 88.64 | 5 | 0
2030 | SPP_S_2_ERCOT | SPP_S | ERCOT | External | Summer | B8 | 500 | 800 | 800 | 78.56 | 88.64 | 5 | 5.08
2030 | SPP_S_2_ERCOT | SPP_S | ERCOT | External | Summer | B9 | 800 | 800 | 800 | 76.2 | 88.64 | 5 | 7.44
2030 | SPP_S_2_ERCOT | SPP_S | ERCOT | External | Summer | B10 | 1262 | 800 | 800 | 45.18 | 88.64 | 5 | 38.46
2030 | SPP_S_2_ERCOT | SPP_S | ERCOT | External | Winter | B16 | 25 | 800 | 800 | 59.09 | 99.15 | 5 | 35.06
2030 | SPP_S_2_ERCOT | SPP_S | ERCOT | External | Winter | B17 | 100 | 800 | 800 | 58.33 | 92.99 | 5 | 29.66
2030 | SPP_S_2_ERCOT | SPP_S | ERCOT | External | Winter | B18 | 400 | 800 | 800 | 58.33 | 92.99 | 5 | 29.66
2030 | SPP_S_2_ERCOT | SPP_S | ERCOT | External | Winter | B19 | 700 | 800 | 800 | 52.34 | 92.99 | 5 | 35.65
2030 | SPP_S_2_ERCOT | SPP_S | ERCOT | External | Winter | B20 | 935 | 800 | 800 | 44.16 | 80.53 | 5 | 31.36
2035 | AZ_NM_SNV_Coal_2_SPP_S | AZ_NM_SNV_Coal | SPP_S | External | Shoulder | B11 | 25 | 400 | 0 | 88.06 | 87.41 | 8.17 | 0
2035 | AZ_NM_SNV_Coal_2_SPP_S | AZ_NM_SNV_Coal | SPP_S | External | Shoulder | B12 | 200 | 400 | 0 | 87.98 | 48.48 | 8.17 | 0
2035 | AZ_NM_SNV_Coal_2_SPP_S | AZ_NM_SNV_Coal | SPP_S | External | Shoulder | B13 | 600 | 400 | 0 | 87.98 | 47.63 | 8.17 | 0
2035 | AZ_NM_SNV_Coal_2_SPP_S | AZ_NM_SNV_Coal | SPP_S | External | Shoulder | B14 | 900 | 400 | 0 | 87.98 | 36.92 | 8.17 | 0
2035 | AZ_NM_SNV_Coal_2_SPP_S | AZ_NM_SNV_Coal | SPP_S | External | Shoulder | B15 | 1203 | 400 | 0 | 87.23 | 27.52 | 8.17 | 0
2035 | AZ_NM_SNV_Coal_2_SPP_S | AZ_NM_SNV_Coal | SPP_S | External | Summer | B1 | 10 | 400 | 0 | 751.2 | 145.42 | 8.17 | 0
2035 | AZ_NM_SNV_Coal_2_SPP_S | AZ_NM_SNV_Coal | SPP_S | External | Summer | B2 | 25 | 400 | 202.46 | 194.92 | 203.09 | 8.17 | 0
2035 | AZ_NM_SNV_Coal_2_SPP_S | AZ_NM_SNV_Coal | SPP_S | External | Summer | B3 | 75 | 400 | 0 | 165.48 | 147.81 | 8.17 | 0
2035 | AZ_NM_SNV_Coal_2_SPP_S | AZ_NM_SNV_Coal | SPP_S | External | Summer | B4 | 100 | 400 | 0 | 136.35 | 139.93 | 8.17 | 0
2035 | AZ_NM_SNV_Coal_2_SPP_S | AZ_NM_SNV_Coal | SPP_S | External | Summer | B5 | 200 | 400 | 400 | 112.42 | 128.38 | 8.17 | 7.8
2035 | AZ_NM_SNV_Coal_2_SPP_S | AZ_NM_SNV_Coal | SPP_S | External | Summer | B6 | 300 | 400 | 0 | 104.24 | 96.81 | 8.17 | 0
2035 | AZ_NM_SNV_Coal_2_SPP_S | AZ_NM_SNV_Coal | SPP_S | External | Summer | B7 | 400 | 400 | 0 | 94.26 | 88.95 | 8.17 | 0
2035 | AZ_NM_SNV_Coal_2_SPP_S | AZ_NM_SNV_Coal | SPP_S | External | Summer | B8 | 500 | 400 | 0 | 94.26 | 84.16 | 8.17 | 0
2035 | AZ_NM_SNV_Coal_2_SPP_S | AZ_NM_SNV_Coal | SPP_S | External | Summer | B9 | 800 | 400 | 0 | 90.96 | 64.4 | 8.17 | 0
2035 | AZ_NM_SNV_Coal_2_SPP_S | AZ_NM_SNV_Coal | SPP_S | External | Summer | B10 | 1262 | 400 | 0 | 89.65 | 36.51 | 8.17 | 0
2035 | AZ_NM_SNV_Coal_2_SPP_S | AZ_NM_SNV_Coal | SPP_S | External | Winter | B16 | 25 | 400 | 0 | 91.88 | 48.76 | 8.17 | 0
2035 | AZ_NM_SNV_Coal_2_SPP_S | AZ_NM_SNV_Coal | SPP_S | External | Winter | B17 | 100 | 400 | 0 | 91.88 | 46.89 | 8.17 | 0
2035 | AZ_NM_SNV_Coal_2_SPP_S | AZ_NM_SNV_Coal | SPP_S | External | Winter | B18 | 400 | 400 | 0 | 91.61 | 50.69 | 8.17 | 0
2035 | AZ_NM_SNV_Coal_2_SPP_S | AZ_NM_SNV_Coal | SPP_S | External | Winter | B19 | 700 | 400 | 0 | 91.61 | 42.84 | 8.17 | 0
2035 | AZ_NM_SNV_Coal_2_SPP_S | AZ_NM_SNV_Coal | SPP_S | External | Winter | B20 | 935 | 400 | 0 | 84.27 | 33.26 | 8.17 | 0
2035 | ERCOT_2_SPP_S | ERCOT | SPP_S | External | Shoulder | B11 | 25 | 800 | 0 | 91.84 | 87.41 | 8 | 0
2035 | ERCOT_2_SPP_S | ERCOT | SPP_S | External | Shoulder | B12 | 200 | 800 | 0 | 90.72 | 48.48 | 8 | 0
2035 | ERCOT_2_SPP_S | ERCOT | SPP_S | External | Shoulder | B13 | 600 | 800 | 0 | 90.72 | 47.63 | 8 | 0
2035 | ERCOT_2_SPP_S | ERCOT | SPP_S | External | Shoulder | B14 | 900 | 800 | 0 | 90.72 | 36.92 | 8 | 0
2035 | ERCOT_2_SPP_S | ERCOT | SPP_S | External | Shoulder | B15 | 1203 | 800 | 0 | 78.57 | 27.52 | 8 | 0
2035 | ERCOT_2_SPP_S | ERCOT | SPP_S | External | Summer | B1 | 10 | 800 | 0 | 751.19 | 145.42 | 8 | 0
2035 | ERCOT_2_SPP_S | ERCOT | SPP_S | External | Summer | B2 | 25 | 800 | 0 | 751.19 | 203.09 | 8 | 0
2035 | ERCOT_2_SPP_S | ERCOT | SPP_S | External | Summer | B3 | 75 | 800 | 0 | 217.15 | 147.81 | 8 | 0
2035 | ERCOT_2_SPP_S | ERCOT | SPP_S | External | Summer | B4 | 100 | 800 | 0 | 148.74 | 139.93 | 8 | 0
2035 | ERCOT_2_SPP_S | ERCOT | SPP_S | External | Summer | B5 | 200 | 800 | 78.73 | 120.38 | 128.38 | 8 | 0
2035 | ERCOT_2_SPP_S | ERCOT | SPP_S | External | Summer | B6 | 300 | 800 | 0 | 97.44 | 96.81 | 8 | 0
2035 | ERCOT_2_SPP_S | ERCOT | SPP_S | External | Summer | B7 | 400 | 800 | 0 | 89.16 | 88.95 | 8 | 0
2035 | ERCOT_2_SPP_S | ERCOT | SPP_S | External | Summer | B8 | 500 | 800 | 0 | 89.16 | 84.16 | 8 | 0
2035 | ERCOT_2_SPP_S | ERCOT | SPP_S | External | Summer | B9 | 800 | 800 | 0 | 89.16 | 64.4 | 8 | 0
2035 | ERCOT_2_SPP_S | ERCOT | SPP_S | External | Summer | B10 | 1262 | 800 | 0 | 82.78 | 36.51 | 8 | 0
2035 | ERCOT_2_SPP_S | ERCOT | SPP_S | External | Winter | B16 | 25 | 800 | 0 | 93.99 | 48.76 | 8 | 0
2035 | ERCOT_2_SPP_S | ERCOT | SPP_S | External | Winter | B17 | 100 | 800 | 0 | 93.99 | 46.89 | 8 | 0
2035 | ERCOT_2_SPP_S | ERCOT | SPP_S | External | Winter | B18 | 400 | 800 | 0 | 93.99 | 50.69 | 8 | 0
2035 | ERCOT_2_SPP_S | ERCOT | SPP_S | External | Winter | B19 | 700 | 800 | 0 | 93.99 | 42.84 | 8 | 0
2035 | ERCOT_2_SPP_S | ERCOT | SPP_S | External | Winter | B20 | 935 | 800 | 0 | 81.35 | 33.26 | 8 | 0
2035 | MAPP_US_2_RMPA | MAPP_US | RMPA | External | Shoulder | B11 | 25 | 200 | 200 | 74.26 | 84.27 | 8 | 2
2035 | MAPP_US_2_RMPA | MAPP_US | RMPA | External | Shoulder | B12 | 200 | 200 | 200 | 51.13 | 84.27 | 8 | 25.14
2035 | MAPP_US_2_RMPA | MAPP_US | RMPA | External | Shoulder | B13 | 600 | 200 | 200 | 47.86 | 84.27 | 8 | 28.41
2035 | MAPP_US_2_RMPA | MAPP_US | RMPA | External | Shoulder | B14 | 900 | 200 | 200 | 45.2 | 84.27 | 8 | 31.07
2035 | MAPP_US_2_RMPA | MAPP_US | RMPA | External | Shoulder | B15 | 1203 | 200 | 200 | 35 | 81.17 | 8 | 38.17
2035 | MAPP_US_2_RMPA | MAPP_US | RMPA | External | Summer | B1 | 10 | 200 | 0 | 158.12 | 165.12 | 8 | 0
2035 | MAPP_US_2_RMPA | MAPP_US | RMPA | External | Summer | B2 | 25 | 200 | 0 | 210.58 | 186.76 | 8 | 0
2035 | MAPP_US_2_RMPA | MAPP_US | RMPA | External | Summer | B3 | 75 | 200 | 0 | 140.78 | 143.24 | 8 | 0
2035 | MAPP_US_2_RMPA | MAPP_US | RMPA | External | Summer | B4 | 100 | 200 | 0 | 132.92 | 138.84 | 8 | 0
2035 | MAPP_US_2_RMPA | MAPP_US | RMPA | External | Summer | B5 | 200 | 200 | 0 | 126.75 | 124.29 | 8 | 0
2035 | MAPP_US_2_RMPA | MAPP_US | RMPA | External | Summer | B6 | 300 | 200 | 200 | 89.81 | 101.81 | 8 | 4
2035 | MAPP_US_2_RMPA | MAPP_US | RMPA | External | Summer | B7 | 400 | 200 | 200 | 80.21 | 96.16 | 8 | 7.95
2035 | MAPP_US_2_RMPA | MAPP_US | RMPA | External | Summer | B8 | 500 | 200 | 200 | 70.5 | 96.16 | 8 | 17.66
2035 | MAPP_US_2_RMPA | MAPP_US | RMPA | External | Summer | B9 | 800 | 200 | 200 | 50.74 | 91.44 | 8 | 32.69
2035 | MAPP_US_2_RMPA | MAPP_US | RMPA | External | Summer | B10 | 1262 | 200 | 200 | 34.49 | 91.44 | 8 | 48.95
2035 | MAPP_US_2_RMPA | MAPP_US | RMPA | External | Winter | B16 | 25 | 200 | 200 | 50.33 | 103.26 | 8 | 44.93
2035 | MAPP_US_2_RMPA | MAPP_US | RMPA | External | Winter | B17 | 100 | 200 | 200 | 50.33 | 100.6 | 8 | 42.27
2035 | MAPP_US_2_RMPA | MAPP_US | RMPA | External | Winter | B18 | 400 | 200 | 200 | 50.33 | 84.92 | 8 | 26.59
2035 | MAPP_US_2_RMPA | MAPP_US | RMPA | External | Winter | B19 | 700 | 200 | 200 | 50.33 | 84.92 | 8 | 26.59
2035 | MAPP_US_2_RMPA | MAPP_US | RMPA | External | Winter | B20 | 935 | 200 | 200 | 39.62 | 78.31 | 8 | 30.69
2035 | NE_2_RMPA | NE | RMPA | External | Shoulder | B11 | 25 | 310 | 0 | 81.27 | 84.27 | 5 | 0
2035 | NE_2_RMPA | NE | RMPA | External | Shoulder | B12 | 200 | 310 | 310 | 48.48 | 84.27 | 5 | 30.79
2035 | NE_2_RMPA | NE | RMPA | External | Shoulder | B13 | 600 | 310 | 310 | 47.63 | 84.27 | 5 | 31.64
2035 | NE_2_RMPA | NE | RMPA | External | Shoulder | B14 | 900 | 310 | 310 | 40.2 | 84.27 | 5 | 39.07
2035 | NE_2_RMPA | NE | RMPA | External | Shoulder | B15 | 1203 | 310 | 310 | 30 | 81.17 | 5 | 46.17
2035 | NE_2_RMPA | NE | RMPA | External | Summer | B1 | 10 | 310 | 84.83 | 160.12 | 165.12 | 5 | 0
2035 | NE_2_RMPA | NE | RMPA | External | Summer | B2 | 25 | 310 | 0 | 205.58 | 186.76 | 5 | 0
2035 | NE_2_RMPA | NE | RMPA | External | Summer | B3 | 75 | 310 | 0 | 147.78 | 143.24 | 5 | 0
2035 | NE_2_RMPA | NE | RMPA | External | Summer | B4 | 100 | 310 | 0 | 139.93 | 138.84 | 5 | 0
2035 | NE_2_RMPA | NE | RMPA | External | Summer | B5 | 200 | 310 | 0 | 133.75 | 124.29 | 5 | 0
2035 | NE_2_RMPA | NE | RMPA | External | Summer | B6 | 300 | 310 | 136.72 | 96.81 | 101.81 | 5 | 0
2035 | NE_2_RMPA | NE | RMPA | External | Summer | B7 | 400 | 310 | 310 | 87.22 | 96.16 | 5 | 3.93
2035 | NE_2_RMPA | NE | RMPA | External | Summer | B8 | 500 | 310 | 310 | 77.51 | 96.16 | 5 | 13.65
2035 | NE_2_RMPA | NE | RMPA | External | Summer | B9 | 800 | 310 | 310 | 57.74 | 91.44 | 5 | 28.69
2035 | NE_2_RMPA | NE | RMPA | External | Summer | B10 | 1262 | 310 | 310 | 36.49 | 91.44 | 5 | 49.95
2035 | NE_2_RMPA | NE | RMPA | External | Winter | B16 | 25 | 310 | 310 | 49.06 | 103.26 | 5 | 49.2
2035 | NE_2_RMPA | NE | RMPA | External | Winter | B17 | 100 | 310 | 310 | 47.19 | 100.6 | 5 | 48.41
2035 | NE_2_RMPA | NE | RMPA | External | Winter | B18 | 400 | 310 | 310 | 50.69 | 84.92 | 5 | 29.23
2035 | NE_2_RMPA | NE | RMPA | External | Winter | B19 | 700 | 310 | 310 | 45.33 | 84.92 | 5 | 34.59
2035 | NE_2_RMPA | NE | RMPA | External | Winter | B20 | 935 | 310 | 310 | 35.74 | 78.31 | 5 | 37.57
2035 | NWPP_Coal_2_MAPP_US | NWPP_Coal | MAPP_US | External | Shoulder | B11 | 25 | 150 | 0 | 92.43 | 74.26 | 8 | 0
2035 | NWPP_Coal_2_MAPP_US | NWPP_Coal | MAPP_US | External | Shoulder | B12 | 200 | 150 | 0 | 92.43 | 51.13 | 8 | 0
2035 | NWPP_Coal_2_MAPP_US | NWPP_Coal | MAPP_US | External | Shoulder | B13 | 600 | 150 | 0 | 92.43 | 47.86 | 8 | 0
2035 | NWPP_Coal_2_MAPP_US | NWPP_Coal | MAPP_US | External | Shoulder | B14 | 900 | 150 | 0 | 92.43 | 45.2 | 8 | 0
2035 | NWPP_Coal_2_MAPP_US | NWPP_Coal | MAPP_US | External | Shoulder | B15 | 1203 | 150 | 0 | 92.43 | 35 | 8 | 0
2035 | NWPP_Coal_2_MAPP_US | NWPP_Coal | MAPP_US | External | Summer | B1 | 10 | 150 | 150 | 130.47 | 158.12 | 8 | 19.65
2035 | NWPP_Coal_2_MAPP_US | NWPP_Coal | MAPP_US | External | Summer | B2 | 25 | 150 | 150 | 101.4 | 210.58 | 8 | 101.17
2035 | NWPP_Coal_2_MAPP_US | NWPP_Coal | MAPP_US | External | Summer | B3 | 75 | 150 | 150 | 96.08 | 140.78 | 8 | 36.7
2035 | NWPP_Coal_2_MAPP_US | NWPP_Coal | MAPP_US | External | Summer | B4 | 100 | 150 | 150 | 96.08 | 132.92 | 8 | 28.84
2035 | NWPP_Coal_2_MAPP_US | NWPP_Coal | MAPP_US | External | Summer | B5 | 200 | 150 | 150 | 96.08 | 126.75 | 8 | 22.68
2035 | NWPP_Coal_2_MAPP_US | NWPP_Coal | MAPP_US | External | Summer | B6 | 300 | 150 | 0 | 96.08 | 89.81 | 8 | 0
2035 | NWPP_Coal_2_MAPP_US | NWPP_Coal | MAPP_US | External | Summer | B7 | 400 | 150 | 0 | 96.08 | 80.21 | 8 | 0
2035 | NWPP_Coal_2_MAPP_US | NWPP_Coal | MAPP_US | External | Summer | B8 | 500 | 150 | 0 | 96.08 | 70.5 | 8 | 0
2035 | NWPP_Coal_2_MAPP_US | NWPP_Coal | MAPP_US | External | Summer | B9 | 800 | 150 | 0 | 96.08 | 50.74 | 8 | 0
2035 | NWPP_Coal_2_MAPP_US | NWPP_Coal | MAPP_US | External | Summer | B10 | 1262 | 150 | 0 | 96.08 | 34.49 | 8 | 0
2035 | NWPP_Coal_2_MAPP_US | NWPP_Coal | MAPP_US | External | Winter | B16 | 25 | 150 | 0 | 92.43 | 50.33 | 8 | 0
2035 | NWPP_Coal_2_MAPP_US | NWPP_Coal | MAPP_US | External | Winter | B17 | 100 | 150 | 0 | 92.43 | 50.33 | 8 | 0
2035 | NWPP_Coal_2_MAPP_US | NWPP_Coal | MAPP_US | External | Winter | B18 | 400 | 150 | 0 | 92.43 | 50.33 | 8 | 0
2035 | NWPP_Coal_2_MAPP_US | NWPP_Coal | MAPP_US | External | Winter | B19 | 700 | 150 | 0 | 92.43 | 50.33 | 8 | 0
2035 | NWPP_Coal_2_MAPP_US | NWPP_Coal | MAPP_US | External | Winter | B20 | 935 | 150 | 0 | 92.43 | 39.62 | 8 | 0
2035 | RMPA_2_MAPP_US | RMPA | MAPP_US | External | Shoulder | B11 | 25 | 200 | 0 | 84.27 | 74.26 | 8 | 0
2035 | RMPA_2_MAPP_US | RMPA | MAPP_US | External | Shoulder | B12 | 200 | 200 | 0 | 84.27 | 51.13 | 8 | 0
2035 | RMPA_2_MAPP_US | RMPA | MAPP_US | External | Shoulder | B13 | 600 | 200 | 0 | 84.27 | 47.86 | 8 | 0
2035 | RMPA_2_MAPP_US | RMPA | MAPP_US | External | Shoulder | B14 | 900 | 200 | 0 | 84.27 | 45.2 | 8 | 0
2035 | RMPA_2_MAPP_US | RMPA | MAPP_US | External | Shoulder | B15 | 1203 | 200 | 0 | 81.17 | 35 | 8 | 0
2035 | RMPA_2_MAPP_US | RMPA | MAPP_US | External | Summer | B1 | 10 | 200 | 0 | 165.12 | 158.12 | 8 | 0
2035 | RMPA_2_MAPP_US | RMPA | MAPP_US | External | Summer | B2 | 25 | 200 | 200 | 186.76 | 210.58 | 8 | 15.82
2035 | RMPA_2_MAPP_US | RMPA | MAPP_US | External | Summer | B3 | 75 | 200 | 0 | 143.24 | 140.78 | 8 | 0
2035 | RMPA_2_MAPP_US | RMPA | MAPP_US | External | Summer | B4 | 100 | 200 | 0 | 138.84 | 132.92 | 8 | 0
2035 | RMPA_2_MAPP_US | RMPA | MAPP_US | External | Summer | B5 | 200 | 200 | 0 | 124.29 | 126.75 | 8 | 0
2035 | RMPA_2_MAPP_US | RMPA | MAPP_US | External | Summer | B6 | 300 | 200 | 0 | 101.81 | 89.81 | 8 | 0
2035 | RMPA_2_MAPP_US | RMPA | MAPP_US | External | Summer | B7 | 400 | 200 | 0 | 96.16 | 80.21 | 8 | 0
2035 | RMPA_2_MAPP_US | RMPA | MAPP_US | External | Summer | B8 | 500 | 200 | 0 | 96.16 | 70.5 | 8 | 0
2035 | RMPA_2_MAPP_US | RMPA | MAPP_US | External | Summer | B9 | 800 | 200 | 0 | 91.44 | 50.74 | 8 | 0
2035 | RMPA_2_MAPP_US | RMPA | MAPP_US | External | Summer | B10 | 1262 | 200 | 0 | 91.44 | 34.49 | 8 | 0
2035 | RMPA_2_MAPP_US | RMPA | MAPP_US | External | Winter | B16 | 25 | 200 | 0 | 103.26 | 50.33 | 8 | 0
2035 | RMPA_2_MAPP_US | RMPA | MAPP_US | External | Winter | B17 | 100 | 200 | 0 | 100.6 | 50.33 | 8 | 0
2035 | RMPA_2_MAPP_US | RMPA | MAPP_US | External | Winter | B18 | 400 | 200 | 0 | 84.92 | 50.33 | 8 | 0
2035 | RMPA_2_MAPP_US | RMPA | MAPP_US | External | Winter | B19 | 700 | 200 | 0 | 84.92 | 50.33 | 8 | 0
2035 | RMPA_2_MAPP_US | RMPA | MAPP_US | External | Winter | B20 | 935 | 200 | 0 | 78.31 | 39.62 | 8 | 0
2035 | RMPA_2_NE | RMPA | NE | External | Shoulder | B11 | 25 | 310 | 0 | 84.27 | 81.27 | 8 | 0
2035 | RMPA_2_NE | RMPA | NE | External | Shoulder | B12 | 200 | 310 | 0 | 84.27 | 48.48 | 8 | 0
2035 | RMPA_2_NE | RMPA | NE | External | Shoulder | B13 | 600 | 310 | 0 | 84.27 | 47.63 | 8 | 0
2035 | RMPA_2_NE | RMPA | NE | External | Shoulder | B14 | 900 | 310 | 0 | 84.27 | 40.2 | 8 | 0
2035 | RMPA_2_NE | RMPA | NE | External | Shoulder | B15 | 1203 | 310 | 0 | 81.17 | 30 | 8 | 0
2035 | RMPA_2_NE | RMPA | NE | External | Summer | B1 | 10 | 310 | 0 | 165.12 | 160.12 | 8 | 0
2035 | RMPA_2_NE | RMPA | NE | External | Summer | B2 | 25 | 310 | 310 | 186.76 | 205.58 | 8 | 10.82
2035 | RMPA_2_NE | RMPA | NE | External | Summer | B3 | 75 | 310 | 0 | 143.24 | 147.78 | 8 | 0
2035 | RMPA_2_NE | RMPA | NE | External | Summer | B4 | 100 | 310 | 0 | 138.84 | 139.93 | 8 | 0
2035 | RMPA_2_NE | RMPA | NE | External | Summer | B5 | 200 | 310 | 310 | 124.29 | 133.75 | 8 | 1.47
2035 | RMPA_2_NE | RMPA | NE | External | Summer | B6 | 300 | 310 | 0 | 101.81 | 96.81 | 8 | 0
2035 | RMPA_2_NE | RMPA | NE | External | Summer | B7 | 400 | 310 | 0 | 96.16 | 87.22 | 8 | 0
2035 | RMPA_2_NE | RMPA | NE | External | Summer | B8 | 500 | 310 | 0 | 96.16 | 77.51 | 8 | 0
2035 | RMPA_2_NE | RMPA | NE | External | Summer | B9 | 800 | 310 | 0 | 91.44 | 57.74 | 8 | 0
2035 | RMPA_2_NE | RMPA | NE | External | Summer | B10 | 1262 | 310 | 0 | 91.44 | 36.49 | 8 | 0
2035 | RMPA_2_NE | RMPA | NE | External | Winter | B16 | 25 | 310 | 0 | 103.26 | 49.06 | 8 | 0
2035 | RMPA_2_NE | RMPA | NE | External | Winter | B17 | 100 | 310 | 0 | 100.6 | 47.19 | 8 | 0
2035 | RMPA_2_NE | RMPA | NE | External | Winter | B18 | 400 | 310 | 0 | 84.92 | 50.69 | 8 | 0
2035 | RMPA_2_NE | RMPA | NE | External | Winter | B19 | 700 | 310 | 0 | 84.92 | 45.33 | 8 | 0
2035 | RMPA_2_NE | RMPA | NE | External | Winter | B20 | 935 | 310 | 0 | 78.31 | 35.74 | 8 | 0
2035 | RMPA_2_SPP_N | RMPA | SPP_N | External | Shoulder | B11 | 25 | 210 | 0 | 84.27 | 83.48 | 8 | 0
2035 | RMPA_2_SPP_N | RMPA | SPP_N | External | Shoulder | B12 | 200 | 210 | 0 | 84.27 | 48.47 | 8 | 0
2035 | RMPA_2_SPP_N | RMPA | SPP_N | External | Shoulder | B13 | 600 | 210 | 0 | 84.27 | 47.64 | 8 | 0
2035 | RMPA_2_SPP_N | RMPA | SPP_N | External | Shoulder | B14 | 900 | 210 | 0 | 84.27 | 39.42 | 8 | 0
2035 | RMPA_2_SPP_N | RMPA | SPP_N | External | Shoulder | B15 | 1203 | 210 | 0 | 81.17 | 30.01 | 8 | 0
2035 | RMPA_2_SPP_N | RMPA | SPP_N | External | Summer | B1 | 10 | 210 | 0 | 165.12 | 147.92 | 8 | 0
2035 | RMPA_2_SPP_N | RMPA | SPP_N | External | Summer | B2 | 25 | 210 | 210 | 186.76 | 205.59 | 8 | 10.83
2035 | RMPA_2_SPP_N | RMPA | SPP_N | External | Summer | B3 | 75 | 210 | 0 | 143.24 | 147.82 | 8 | 0
2035 | RMPA_2_SPP_N | RMPA | SPP_N | External | Summer | B4 | 100 | 210 | 0 | 138.84 | 139.94 | 8 | 0
2035 | RMPA_2_SPP_N | RMPA | SPP_N | External | Summer | B5 | 200 | 210 | 210 | 124.29 | 133.77 | 8 | 1.48
2035 | RMPA_2_SPP_N | RMPA | SPP_N | External | Summer | B6 | 300 | 210 | 0 | 101.81 | 96.82 | 8 | 0
2035 | RMPA_2_SPP_N | RMPA | SPP_N | External | Summer | B7 | 400 | 210 | 0 | 96.16 | 88.03 | 8 | 0
2035 | RMPA_2_SPP_N | RMPA | SPP_N | External | Summer | B8 | 500 | 210 | 0 | 96.16 | 79.71 | 8 | 0
2035 | RMPA_2_SPP_N | RMPA | SPP_N | External | Summer | B9 | 800 | 210 | 0 | 91.44 | 59.94 | 8 | 0
2035 | RMPA_2_SPP_N | RMPA | SPP_N | External | Summer | B10 | 1262 | 210 | 0 | 91.44 | 36.5 | 8 | 0
2035 | RMPA_2_SPP_N | RMPA | SPP_N | External | Winter | B16 | 25 | 210 | 0 | 103.26 | 51.26 | 8 | 0
2035 | RMPA_2_SPP_N | RMPA | SPP_N | External | Winter | B17 | 100 | 210 | 0 | 100.6 | 49.39 | 8 | 0
2035 | RMPA_2_SPP_N | RMPA | SPP_N | External | Winter | B18 | 400 | 210 | 0 | 84.92 | 50.7 | 8 | 0
2035 | RMPA_2_SPP_N | RMPA | SPP_N | External | Winter | B19 | 700 | 210 | 0 | 84.92 | 45.34 | 8 | 0
2035 | RMPA_2_SPP_N | RMPA | SPP_N | External | Winter | B20 | 935 | 210 | 0 | 78.31 | 35.75 | 8 | 0
2035 | SPP_N_2_RMPA | SPP_N | RMPA | External | Shoulder | B11 | 25 | 210 | 0 | 83.48 | 84.27 | 5 | 0
2035 | SPP_N_2_RMPA | SPP_N | RMPA | External | Shoulder | B12 | 200 | 210 | 210 | 48.47 | 84.27 | 5 | 30.8
2035 | SPP_N_2_RMPA | SPP_N | RMPA | External | Shoulder | B13 | 600 | 210 | 210 | 47.64 | 84.27 | 5 | 31.63
2035 | SPP_N_2_RMPA | SPP_N | RMPA | External | Shoulder | B14 | 900 | 210 | 210 | 39.42 | 84.27 | 5 | 39.85
2035 | SPP_N_2_RMPA | SPP_N | RMPA | External | Shoulder | B15 | 1203 | 210 | 210 | 30.01 | 81.17 | 5 | 46.16
2035 | SPP_N_2_RMPA | SPP_N | RMPA | External | Summer | B1 | 10 | 210 | 210 | 147.92 | 165.12 | 5 | 12.2
2035 | SPP_N_2_RMPA | SPP_N | RMPA | External | Summer | B2 | 25 | 210 | 0 | 205.59 | 186.76 | 5 | 0
2035 | SPP_N_2_RMPA | SPP_N | RMPA | External | Summer | B3 | 75 | 210 | 0 | 147.82 | 143.24 | 5 | 0
2035 | SPP_N_2_RMPA | SPP_N | RMPA | External | Summer | B4 | 100 | 210 | 0 | 139.94 | 138.84 | 5 | 0
2035 | SPP_N_2_RMPA | SPP_N | RMPA | External | Summer | B5 | 200 | 210 | 0 | 133.77 | 124.29 | 5 | 0
2035 | SPP_N_2_RMPA | SPP_N | RMPA | External | Summer | B6 | 300 | 210 | 0 | 96.82 | 101.81 | 5 | 0
2035 | SPP_N_2_RMPA | SPP_N | RMPA | External | Summer | B7 | 400 | 210 | 210 | 88.03 | 96.16 | 5 | 3.12
2035 | SPP_N_2_RMPA | SPP_N | RMPA | External | Summer | B8 | 500 | 210 | 210 | 79.71 | 96.16 | 5 | 11.45
2035 | SPP_N_2_RMPA | SPP_N | RMPA | External | Summer | B9 | 800 | 210 | 210 | 59.94 | 91.44 | 5 | 26.49
2035 | SPP_N_2_RMPA | SPP_N | RMPA | External | Summer | B10 | 1262 | 210 | 210 | 36.5 | 91.44 | 5 | 49.93
2035 | SPP_N_2_RMPA | SPP_N | RMPA | External | Winter | B16 | 25 | 210 | 210 | 51.26 | 103.26 | 5 | 47
2035 | SPP_N_2_RMPA | SPP_N | RMPA | External | Winter | B17 | 100 | 210 | 210 | 49.39 | 100.6 | 5 | 46.21
2035 | SPP_N_2_RMPA | SPP_N | RMPA | External | Winter | B18 | 400 | 210 | 210 | 50.7 | 84.92 | 5 | 29.22
2035 | SPP_N_2_RMPA | SPP_N | RMPA | External | Winter | B19 | 700 | 210 | 210 | 45.34 | 84.92 | 5 | 34.58
2035 | SPP_N_2_RMPA | SPP_N | RMPA | External | Winter | B20 | 935 | 210 | 210 | 35.75 | 78.31 | 5 | 37.56
2035 | SPP_S_2_ERCOT | SPP_S | ERCOT | External | Shoulder | B11 | 25 | 800 | 0 | 87.41 | 91.84 | 5 | 0
2035 | SPP_S_2_ERCOT | SPP_S | ERCOT | External | Shoulder | B12 | 200 | 800 | 800 | 48.48 | 90.72 | 5 | 37.24
2035 | SPP_S_2_ERCOT | SPP_S | ERCOT | External | Shoulder | B13 | 600 | 800 | 800 | 47.63 | 90.72 | 5 | 38.1
2035 | SPP_S_2_ERCOT | SPP_S | ERCOT | External | Shoulder | B14 | 900 | 800 | 800 | 36.92 | 90.72 | 5 | 48.81
2035 | SPP_S_2_ERCOT | SPP_S | ERCOT | External | Shoulder | B15 | 1203 | 800 | 800 | 27.52 | 78.57 | 5 | 46.05
2035 | SPP_S_2_ERCOT | SPP_S | ERCOT | External | Summer | B1 | 10 | 800 | 800 | 145.42 | 751.19 | 5 | 600.76
2035 | SPP_S_2_ERCOT | SPP_S | ERCOT | External | Summer | B2 | 25 | 800 | 800 | 203.09 | 751.19 | 5 | 543.1
2035 | SPP_S_2_ERCOT | SPP_S | ERCOT | External | Summer | B3 | 75 | 800 | 800 | 147.81 | 217.15 | 5 | 64.34
2035 | SPP_S_2_ERCOT | SPP_S | ERCOT | External | Summer | B4 | 100 | 800 | 800 | 139.93 | 148.74 | 5 | 3.81
2035 | SPP_S_2_ERCOT | SPP_S | ERCOT | External | Summer | B5 | 200 | 800 | 0 | 128.38 | 120.38 | 5 | 0
2035 | SPP_S_2_ERCOT | SPP_S | ERCOT | External | Summer | B6 | 300 | 800 | 0 | 96.81 | 97.44 | 5 | 0
2035 | SPP_S_2_ERCOT | SPP_S | ERCOT | External | Summer | B7 | 400 | 800 | 0 | 88.95 | 89.16 | 5 | 0
2035 | SPP_S_2_ERCOT | SPP_S | ERCOT | External | Summer | B8 | 500 | 800 | 18.03 | 84.16 | 89.16 | 5 | 0
2035 | SPP_S_2_ERCOT | SPP_S | ERCOT | External | Summer | B9 | 800 | 800 | 800 | 64.4 | 89.16 | 5 | 19.77
2035 | SPP_S_2_ERCOT | SPP_S | ERCOT | External | Summer | B10 | 1262 | 800 | 800 | 36.51 | 82.78 | 5 | 41.27
2035 | SPP_S_2_ERCOT | SPP_S | ERCOT | External | Winter | B16 | 25 | 800 | 800 | 48.76 | 93.99 | 5 | 40.23
2035 | SPP_S_2_ERCOT | SPP_S | ERCOT | External | Winter | B17 | 100 | 800 | 800 | 46.89 | 93.99 | 5 | 42.1
2035 | SPP_S_2_ERCOT | SPP_S | ERCOT | External | Winter | B18 | 400 | 800 | 800 | 50.69 | 93.99 | 5 | 38.3
2035 | SPP_S_2_ERCOT | SPP_S | ERCOT | External | Winter | B19 | 700 | 800 | 800 | 42.84 | 93.99 | 5 | 46.15
2035 | SPP_S_2_ERCOT | SPP_S | ERCOT | External | Winter | B20 | 935 | 800 | 800 | 33.26 | 81.35 | 5 | 43.09
2040 | AZ_NM_SNV_Coal_2_SPP_S | AZ_NM_SNV_Coal | SPP_S | External | Shoulder | B11 | 25 | 400 | 0 | 92.06 | 89.72 | 8.17 | 0
2040 | AZ_NM_SNV_Coal_2_SPP_S | AZ_NM_SNV_Coal | SPP_S | External | Shoulder | B12 | 200 | 400 | 0 | 90.99 | 47.35 | 8.17 | 0
2040 | AZ_NM_SNV_Coal_2_SPP_S | AZ_NM_SNV_Coal | SPP_S | External | Shoulder | B13 | 600 | 400 | 0 | 90.08 | 44.78 | 8.17 | 0
2040 | AZ_NM_SNV_Coal_2_SPP_S | AZ_NM_SNV_Coal | SPP_S | External | Shoulder | B14 | 900 | 400 | 0 | 90.08 | 31.53 | 8.17 | 0
2040 | AZ_NM_SNV_Coal_2_SPP_S | AZ_NM_SNV_Coal | SPP_S | External | Shoulder | B15 | 1203 | 400 | 0 | 78.49 | 26.09 | 8.17 | 0
2040 | AZ_NM_SNV_Coal_2_SPP_S | AZ_NM_SNV_Coal | SPP_S | External | Summer | B1 | 10 | 400 | 0 | 751.2 | 151.14 | 8.17 | 0
2040 | AZ_NM_SNV_Coal_2_SPP_S | AZ_NM_SNV_Coal | SPP_S | External | Summer | B2 | 25 | 400 | 0 | 275.82 | 269.44 | 8.17 | 0
2040 | AZ_NM_SNV_Coal_2_SPP_S | AZ_NM_SNV_Coal | SPP_S | External | Summer | B3 | 75 | 400 | 0 | 171.81 | 151.49 | 8.17 | 0
2040 | AZ_NM_SNV_Coal_2_SPP_S | AZ_NM_SNV_Coal | SPP_S | External | Summer | B4 | 100 | 400 | 0 | 147.56 | 145.68 | 8.17 | 0
2040 | AZ_NM_SNV_Coal_2_SPP_S | AZ_NM_SNV_Coal | SPP_S | External | Summer | B5 | 200 | 400 | 400 | 115.38 | 127.06 | 8.17 | 3.51
2040 | AZ_NM_SNV_Coal_2_SPP_S | AZ_NM_SNV_Coal | SPP_S | External | Summer | B6 | 300 | 400 | 0 | 112.16 | 99.86 | 8.17 | 0
2040 | AZ_NM_SNV_Coal_2_SPP_S | AZ_NM_SNV_Coal | SPP_S | External | Summer | B7 | 400 | 400 | 0 | 107.2 | 92.99 | 8.17 | 0
2040 | AZ_NM_SNV_Coal_2_SPP_S | AZ_NM_SNV_Coal | SPP_S | External | Summer | B8 | 500 | 400 | 0 | 99.05 | 87.99 | 8.17 | 0
2040 | AZ_NM_SNV_Coal_2_SPP_S | AZ_NM_SNV_Coal | SPP_S | External | Summer | B9 | 800 | 400 | 0 | 94.88 | 70.58 | 8.17 | 0
2040 | AZ_NM_SNV_Coal_2_SPP_S | AZ_NM_SNV_Coal | SPP_S | External | Summer | B10 | 1262 | 400 | 0 | 91.91 | 32.93 | 8.17 | 0
2040 | AZ_NM_SNV_Coal_2_SPP_S | AZ_NM_SNV_Coal | SPP_S | External | Winter | B16 | 25 | 400 | 0 | 90.99 | 48.95 | 8.17 | 0
2040 | AZ_NM_SNV_Coal_2_SPP_S | AZ_NM_SNV_Coal | SPP_S | External | Winter | B17 | 100 | 400 | 0 | 90.98 | 44.84 | 8.17 | 0
2040 | AZ_NM_SNV_Coal_2_SPP_S | AZ_NM_SNV_Coal | SPP_S | External | Winter | B18 | 400 | 400 | 0 | 87.64 | 47.4 | 8.17 | 0
2040 | AZ_NM_SNV_Coal_2_SPP_S | AZ_NM_SNV_Coal | SPP_S | External | Winter | B19 | 700 | 400 | 0 | 87.64 | 39.64 | 8.17 | 0
2040 | AZ_NM_SNV_Coal_2_SPP_S | AZ_NM_SNV_Coal | SPP_S | External | Winter | B20 | 935 | 400 | 0 | 82.18 | 29.33 | 8.17 | 0
2040 | ERCOT_2_SPP_S | ERCOT | SPP_S | External | Shoulder | B11 | 25 | 800 | 0 | 94.72 | 89.72 | 8 | 0
2040 | ERCOT_2_SPP_S | ERCOT | SPP_S | External | Shoulder | B12 | 200 | 800 | 0 | 94.72 | 47.35 | 8 | 0
2040 | ERCOT_2_SPP_S | ERCOT | SPP_S | External | Shoulder | B13 | 600 | 800 | 0 | 94.72 | 44.78 | 8 | 0
2040 | ERCOT_2_SPP_S | ERCOT | SPP_S | External | Shoulder | B14 | 900 | 800 | 0 | 81.97 | 31.53 | 8 | 0
2040 | ERCOT_2_SPP_S | ERCOT | SPP_S | External | Shoulder | B15 | 1203 | 800 | 0 | 81.97 | 26.09 | 8 | 0
2040 | ERCOT_2_SPP_S | ERCOT | SPP_S | External | Summer | B1 | 10 | 800 | 0 | 751.19 | 151.14 | 8 | 0
2040 | ERCOT_2_SPP_S | ERCOT | SPP_S | External | Summer | B2 | 25 | 800 | 0 | 751.19 | 269.44 | 8 | 0
2040 | ERCOT_2_SPP_S | ERCOT | SPP_S | External | Summer | B3 | 75 | 800 | 0 | 223.19 | 151.49 | 8 | 0
2040 | ERCOT_2_SPP_S | ERCOT | SPP_S | External | Summer | B4 | 100 | 800 | 0 | 150.56 | 145.68 | 8 | 0
2040 | ERCOT_2_SPP_S | ERCOT | SPP_S | External | Summer | B5 | 200 | 800 | 800 | 106.51 | 127.06 | 8 | 12.55
2040 | ERCOT_2_SPP_S | ERCOT | SPP_S | External | Summer | B6 | 300 | 800 | 0 | 92.99 | 99.86 | 8 | 0
2040 | ERCOT_2_SPP_S | ERCOT | SPP_S | External | Summer | B7 | 400 | 800 | 0 | 92.99 | 92.99 | 8 | 0
2040 | ERCOT_2_SPP_S | ERCOT | SPP_S | External | Summer | B8 | 500 | 800 | 0 | 92.99 | 87.99 | 8 | 0
2040 | ERCOT_2_SPP_S | ERCOT | SPP_S | External | Summer | B9 | 800 | 800 | 0 | 92.99 | 70.58 | 8 | 0
2040 | ERCOT_2_SPP_S | ERCOT | SPP_S | External | Summer | B10 | 1262 | 800 | 0 | 80.49 | 32.93 | 8 | 0
2040 | ERCOT_2_SPP_S | ERCOT | SPP_S | External | Winter | B16 | 25 | 800 | 0 | 98.33 | 48.95 | 8 | 0
2040 | ERCOT_2_SPP_S | ERCOT | SPP_S | External | Winter | B17 | 100 | 800 | 0 | 98.33 | 44.84 | 8 | 0
2040 | ERCOT_2_SPP_S | ERCOT | SPP_S | External | Winter | B18 | 400 | 800 | 0 | 98.33 | 47.4 | 8 | 0
2040 | ERCOT_2_SPP_S | ERCOT | SPP_S | External | Winter | B19 | 700 | 800 | 0 | 86.16 | 39.64 | 8 | 0
2040 | ERCOT_2_SPP_S | ERCOT | SPP_S | External | Winter | B20 | 935 | 800 | 0 | 85.04 | 29.33 | 8 | 0
2040 | MAPP_US_2_RMPA | MAPP_US | RMPA | External | Shoulder | B11 | 25 | 200 | 200 | 75.65 | 84.51 | 8 | 0.86
2040 | MAPP_US_2_RMPA | MAPP_US | RMPA | External | Shoulder | B12 | 200 | 200 | 200 | 54.98 | 84.51 | 8 | 21.53
2040 | MAPP_US_2_RMPA | MAPP_US | RMPA | External | Shoulder | B13 | 600 | 200 | 200 | 52.35 | 84.51 | 8 | 24.16
2040 | MAPP_US_2_RMPA | MAPP_US | RMPA | External | Shoulder | B14 | 900 | 200 | 200 | 40.09 | 84.51 | 8 | 36.42
2040 | MAPP_US_2_RMPA | MAPP_US | RMPA | External | Shoulder | B15 | 1203 | 200 | 200 | 38.8 | 82.97 | 8 | 36.17
2040 | MAPP_US_2_RMPA | MAPP_US | RMPA | External | Summer | B1 | 10 | 200 | 0 | 173.11 | 175.55 | 8 | 0
2040 | MAPP_US_2_RMPA | MAPP_US | RMPA | External | Summer | B2 | 25 | 200 | 0 | 282.18 | 267.65 | 8 | 0
2040 | MAPP_US_2_RMPA | MAPP_US | RMPA | External | Summer | B3 | 75 | 200 | 0 | 147.24 | 148.79 | 8 | 0
2040 | MAPP_US_2_RMPA | MAPP_US | RMPA | External | Summer | B4 | 100 | 200 | 0 | 140.39 | 139.4 | 8 | 0
2040 | MAPP_US_2_RMPA | MAPP_US | RMPA | External | Summer | B5 | 200 | 200 | 0 | 131.26 | 123.54 | 8 | 0
2040 | MAPP_US_2_RMPA | MAPP_US | RMPA | External | Summer | B6 | 300 | 200 | 50.12 | 96.86 | 104.86 | 8 | 0
2040 | MAPP_US_2_RMPA | MAPP_US | RMPA | External | Summer | B7 | 400 | 200 | 200 | 80.6 | 100.02 | 8 | 11.42
2040 | MAPP_US_2_RMPA | MAPP_US | RMPA | External | Summer | B8 | 500 | 200 | 200 | 70.03 | 100.02 | 8 | 21.99
2040 | MAPP_US_2_RMPA | MAPP_US | RMPA | External | Summer | B9 | 800 | 200 | 200 | 52.63 | 90.87 | 8 | 30.24
2040 | MAPP_US_2_RMPA | MAPP_US | RMPA | External | Summer | B10 | 1262 | 200 | 200 | 43.75 | 90.87 | 8 | 39.12
2040 | MAPP_US_2_RMPA | MAPP_US | RMPA | External | Winter | B16 | 25 | 200 | 200 | 54.91 | 103.76 | 8 | 40.85
2040 | MAPP_US_2_RMPA | MAPP_US | RMPA | External | Winter | B17 | 100 | 200 | 200 | 52.4 | 99.14 | 8 | 38.74
2040 | MAPP_US_2_RMPA | MAPP_US | RMPA | External | Winter | B18 | 400 | 200 | 200 | 52.4 | 88.7 | 8 | 28.3
2040 | MAPP_US_2_RMPA | MAPP_US | RMPA | External | Winter | B19 | 700 | 200 | 200 | 52.4 | 88.7 | 8 | 28.3
2040 | MAPP_US_2_RMPA | MAPP_US | RMPA | External | Winter | B20 | 935 | 200 | 200 | 46.31 | 76.04 | 8 | 21.73
2040 | NE_2_RMPA | NE | RMPA | External | Shoulder | B11 | 25 | 310 | 0 | 82.65 | 84.51 | 5 | 0
2040 | NE_2_RMPA | NE | RMPA | External | Shoulder | B12 | 200 | 310 | 310 | 49.98 | 84.51 | 5 | 29.53
2040 | NE_2_RMPA | NE | RMPA | External | Shoulder | B13 | 600 | 310 | 310 | 47.35 | 84.51 | 5 | 32.16
2040 | NE_2_RMPA | NE | RMPA | External | Shoulder | B14 | 900 | 310 | 310 | 35.09 | 84.51 | 5 | 44.42
2040 | NE_2_RMPA | NE | RMPA | External | Shoulder | B15 | 1203 | 310 | 310 | 28.65 | 82.97 | 5 | 49.32
2040 | NE_2_RMPA | NE | RMPA | External | Summer | B1 | 10 | 310 | 260.03 | 170.55 | 175.55 | 5 | 0
2040 | NE_2_RMPA | NE | RMPA | External | Summer | B2 | 25 | 310 | 0 | 277.18 | 267.65 | 5 | 0
2040 | NE_2_RMPA | NE | RMPA | External | Summer | B3 | 75 | 310 | 0 | 154.24 | 148.79 | 5 | 0
2040 | NE_2_RMPA | NE | RMPA | External | Summer | B4 | 100 | 310 | 0 | 147.39 | 139.4 | 5 | 0
2040 | NE_2_RMPA | NE | RMPA | External | Summer | B5 | 200 | 310 | 0 | 138.26 | 123.54 | 5 | 0
2040 | NE_2_RMPA | NE | RMPA | External | Summer | B6 | 300 | 310 | 0 | 103.86 | 104.86 | 5 | 0
2040 | NE_2_RMPA | NE | RMPA | External | Summer | B7 | 400 | 310 | 310 | 87.61 | 100.02 | 5 | 7.41
2040 | NE_2_RMPA | NE | RMPA | External | Summer | B8 | 500 | 310 | 310 | 77.04 | 100.02 | 5 | 17.98
2040 | NE_2_RMPA | NE | RMPA | External | Summer | B9 | 800 | 310 | 310 | 59.63 | 90.87 | 5 | 26.24
2040 | NE_2_RMPA | NE | RMPA | External | Summer | B10 | 1262 | 310 | 310 | 38.75 | 90.87 | 5 | 47.12
2040 | NE_2_RMPA | NE | RMPA | External | Winter | B16 | 25 | 310 | 310 | 49.91 | 103.76 | 5 | 48.85
2040 | NE_2_RMPA | NE | RMPA | External | Winter | B17 | 100 | 310 | 310 | 47.4 | 99.14 | 5 | 46.74
2040 | NE_2_RMPA | NE | RMPA | External | Winter | B18 | 400 | 310 | 310 | 47.4 | 88.7 | 5 | 36.3
2040 | NE_2_RMPA | NE | RMPA | External | Winter | B19 | 700 | 310 | 310 | 47.4 | 88.7 | 5 | 36.3
2040 | NE_2_RMPA | NE | RMPA | External | Winter | B20 | 935 | 310 | 310 | 31.9 | 76.04 | 5 | 39.14
2040 | NWPP_Coal_2_MAPP_US | NWPP_Coal | MAPP_US | External | Shoulder | B11 | 25 | 150 | 0 | 90.98 | 75.65 | 8 | 0
2040 | NWPP_Coal_2_MAPP_US | NWPP_Coal | MAPP_US | External | Shoulder | B12 | 200 | 150 | 0 | 90.98 | 54.98 | 8 | 0
2040 | NWPP_Coal_2_MAPP_US | NWPP_Coal | MAPP_US | External | Shoulder | B13 | 600 | 150 | 0 | 90.98 | 52.35 | 8 | 0
2040 | NWPP_Coal_2_MAPP_US | NWPP_Coal | MAPP_US | External | Shoulder | B14 | 900 | 150 | 0 | 90.98 | 40.09 | 8 | 0
2040 | NWPP_Coal_2_MAPP_US | NWPP_Coal | MAPP_US | External | Shoulder | B15 | 1203 | 150 | 0 | 90.98 | 38.8 | 8 | 0
2040 | NWPP_Coal_2_MAPP_US | NWPP_Coal | MAPP_US | External | Summer | B1 | 10 | 150 | 150 | 134.42 | 173.11 | 8 | 30.69
2040 | NWPP_Coal_2_MAPP_US | NWPP_Coal | MAPP_US | External | Summer | B2 | 25 | 150 | 150 | 101.4 | 282.18 | 8 | 172.77
2040 | NWPP_Coal_2_MAPP_US | NWPP_Coal | MAPP_US | External | Summer | B3 | 75 | 150 | 150 | 99.04 | 147.24 | 8 | 40.2
2040 | NWPP_Coal_2_MAPP_US | NWPP_Coal | MAPP_US | External | Summer | B4 | 100 | 150 | 150 | 99.04 | 140.39 | 8 | 33.35
2040 | NWPP_Coal_2_MAPP_US | NWPP_Coal | MAPP_US | External | Summer | B5 | 200 | 150 | 150 | 99.04 | 131.26 | 8 | 24.22
2040 | NWPP_Coal_2_MAPP_US | NWPP_Coal | MAPP_US | External | Summer | B6 | 300 | 150 | 0 | 99.04 | 96.86 | 8 | 0
2040 | NWPP_Coal_2_MAPP_US | NWPP_Coal | MAPP_US | External | Summer | B7 | 400 | 150 | 0 | 99.04 | 80.6 | 8 | 0
2040 | NWPP_Coal_2_MAPP_US | NWPP_Coal | MAPP_US | External | Summer | B8 | 500 | 150 | 0 | 99.04 | 70.03 | 8 | 0
2040 | NWPP_Coal_2_MAPP_US | NWPP_Coal | MAPP_US | External | Summer | B9 | 800 | 150 | 0 | 99.04 | 52.63 | 8 | 0
2040 | NWPP_Coal_2_MAPP_US | NWPP_Coal | MAPP_US | External | Summer | B10 | 1262 | 150 | 0 | 99.04 | 43.75 | 8 | 0
2040 | NWPP_Coal_2_MAPP_US | NWPP_Coal | MAPP_US | External | Winter | B16 | 25 | 150 | 0 | 90.98 | 54.91 | 8 | 0
2040 | NWPP_Coal_2_MAPP_US | NWPP_Coal | MAPP_US | External | Winter | B17 | 100 | 150 | 0 | 90.98 | 52.4 | 8 | 0
2040 | NWPP_Coal_2_MAPP_US | NWPP_Coal | MAPP_US | External | Winter | B18 | 400 | 150 | 0 | 90.98 | 52.4 | 8 | 0
2040 | NWPP_Coal_2_MAPP_US | NWPP_Coal | MAPP_US | External | Winter | B19 | 700 | 150 | 0 | 90.98 | 52.4 | 8 | 0
2040 | NWPP_Coal_2_MAPP_US | NWPP_Coal | MAPP_US | External | Winter | B20 | 935 | 150 | 0 | 90.98 | 46.31 | 8 | 0
2040 | RMPA_2_MAPP_US | RMPA | MAPP_US | External | Shoulder | B11 | 25 | 200 | 0 | 84.51 | 75.65 | 8 | 0
2040 | RMPA_2_MAPP_US | RMPA | MAPP_US | External | Shoulder | B12 | 200 | 200 | 0 | 84.51 | 54.98 | 8 | 0
2040 | RMPA_2_MAPP_US | RMPA | MAPP_US | External | Shoulder | B13 | 600 | 200 | 0 | 84.51 | 52.35 | 8 | 0
2040 | RMPA_2_MAPP_US | RMPA | MAPP_US | External | Shoulder | B14 | 900 | 200 | 0 | 84.51 | 40.09 | 8 | 0
2040 | RMPA_2_MAPP_US | RMPA | MAPP_US | External | Shoulder | B15 | 1203 | 200 | 0 | 82.97 | 38.8 | 8 | 0
2040 | RMPA_2_MAPP_US | RMPA | MAPP_US | External | Summer | B1 | 10 | 200 | 0 | 175.55 | 173.11 | 8 | 0
2040 | RMPA_2_MAPP_US | RMPA | MAPP_US | External | Summer | B2 | 25 | 200 | 200 | 267.65 | 282.18 | 8 | 6.53
2040 | RMPA_2_MAPP_US | RMPA | MAPP_US | External | Summer | B3 | 75 | 200 | 0 | 148.79 | 147.24 | 8 | 0
2040 | RMPA_2_MAPP_US | RMPA | MAPP_US | External | Summer | B4 | 100 | 200 | 0 | 139.4 | 140.39 | 8 | 0
2040 | RMPA_2_MAPP_US | RMPA | MAPP_US | External | Summer | B5 | 200 | 200 | 0 | 123.54 | 131.26 | 8 | 0
2040 | RMPA_2_MAPP_US | RMPA | MAPP_US | External | Summer | B6 | 300 | 200 | 0 | 104.86 | 96.86 | 8 | 0
2040 | RMPA_2_MAPP_US | RMPA | MAPP_US | External | Summer | B7 | 400 | 200 | 0 | 100.02 | 80.6 | 8 | 0
2040 | RMPA_2_MAPP_US | RMPA | MAPP_US | External | Summer | B8 | 500 | 200 | 0 | 100.02 | 70.03 | 8 | 0
2040 | RMPA_2_MAPP_US | RMPA | MAPP_US | External | Summer | B9 | 800 | 200 | 0 | 90.87 | 52.63 | 8 | 0
2040 | RMPA_2_MAPP_US | RMPA | MAPP_US | External | Summer | B10 | 1262 | 200 | 0 | 90.87 | 43.75 | 8 | 0
2040 | RMPA_2_MAPP_US | RMPA | MAPP_US | External | Winter | B16 | 25 | 200 | 0 | 103.76 | 54.91 | 8 | 0
2040 | RMPA_2_MAPP_US | RMPA | MAPP_US | External | Winter | B17 | 100 | 200 | 0 | 99.14 | 52.4 | 8 | 0
2040 | RMPA_2_MAPP_US | RMPA | MAPP_US | External | Winter | B18 | 400 | 200 | 0 | 88.7 | 52.4 | 8 | 0
2040 | RMPA_2_MAPP_US | RMPA | MAPP_US | External | Winter | B19 | 700 | 200 | 0 | 88.7 | 52.4 | 8 | 0
2040 | RMPA_2_MAPP_US | RMPA | MAPP_US | External | Winter | B20 | 935 | 200 | 0 | 76.04 | 46.31 | 8 | 0
2040 | RMPA_2_NE | RMPA | NE | External | Shoulder | B11 | 25 | 310 | 0 | 84.51 | 82.65 | 8 | 0
2040 | RMPA_2_NE | RMPA | NE | External | Shoulder | B12 | 200 | 310 | 0 | 84.51 | 49.98 | 8 | 0
2040 | RMPA_2_NE | RMPA | NE | External | Shoulder | B13 | 600 | 310 | 0 | 84.51 | 47.35 | 8 | 0
2040 | RMPA_2_NE | RMPA | NE | External | Shoulder | B14 | 900 | 310 | 0 | 84.51 | 35.09 | 8 | 0
2040 | RMPA_2_NE | RMPA | NE | External | Shoulder | B15 | 1203 | 310 | 0 | 82.97 | 28.65 | 8 | 0
2040 | RMPA_2_NE | RMPA | NE | External | Summer | B1 | 10 | 310 | 0 | 175.55 | 170.55 | 8 | 0
2040 | RMPA_2_NE | RMPA | NE | External | Summer | B2 | 25 | 310 | 310 | 267.65 | 277.18 | 8 | 1.53
2040 | RMPA_2_NE | RMPA | NE | External | Summer | B3 | 75 | 310 | 0 | 148.79 | 154.24 | 8 | 0
2040 | RMPA_2_NE | RMPA | NE | External | Summer | B4 | 100 | 310 | 0 | 139.4 | 147.39 | 8 | 0
2040 | RMPA_2_NE | RMPA | NE | External | Summer | B5 | 200 | 310 | 310 | 123.54 | 138.26 | 8 | 6.72
2040 | RMPA_2_NE | RMPA | NE | External | Summer | B6 | 300 | 310 | 0 | 104.86 | 103.86 | 8 | 0
2040 | RMPA_2_NE | RMPA | NE | External | Summer | B7 | 400 | 310 | 0 | 100.02 | 87.61 | 8 | 0
2040 | RMPA_2_NE | RMPA | NE | External | Summer | B8 | 500 | 310 | 0 | 100.02 | 77.04 | 8 | 0
2040 | RMPA_2_NE | RMPA | NE | External | Summer | B9 | 800 | 310 | 0 | 90.87 | 59.63 | 8 | 0
2040 | RMPA_2_NE | RMPA | NE | External | Summer | B10 | 1262 | 310 | 0 | 90.87 | 38.75 | 8 | 0
2040 | RMPA_2_NE | RMPA | NE | External | Winter | B16 | 25 | 310 | 0 | 103.76 | 49.91 | 8 | 0
2040 | RMPA_2_NE | RMPA | NE | External | Winter | B17 | 100 | 310 | 0 | 99.14 | 47.4 | 8 | 0
2040 | RMPA_2_NE | RMPA | NE | External | Winter | B18 | 400 | 310 | 0 | 88.7 | 47.4 | 8 | 0
2040 | RMPA_2_NE | RMPA | NE | External | Winter | B19 | 700 | 310 | 0 | 88.7 | 47.4 | 8 | 0
2040 | RMPA_2_NE | RMPA | NE | External | Winter | B20 | 935 | 310 | 0 | 76.04 | 31.9 | 8 | 0
2040 | RMPA_2_SPP_N | RMPA | SPP_N | External | Shoulder | B11 | 25 | 210 | 0 | 84.51 | 86.05 | 8 | 0
2040 | RMPA_2_SPP_N | RMPA | SPP_N | External | Shoulder | B12 | 200 | 210 | 0 | 84.51 | 47.36 | 8 | 0
2040 | RMPA_2_SPP_N | RMPA | SPP_N | External | Shoulder | B13 | 600 | 210 | 0 | 84.51 | 47.36 | 8 | 0
2040 | RMPA_2_SPP_N | RMPA | SPP_N | External | Shoulder | B14 | 900 | 210 | 0 | 84.51 | 34.1 | 8 | 0
2040 | RMPA_2_SPP_N | RMPA | SPP_N | External | Shoulder | B15 | 1203 | 210 | 0 | 82.97 | 28.66 | 8 | 0
2040 | RMPA_2_SPP_N | RMPA | SPP_N | External | Summer | B1 | 10 | 210 | 0 | 175.55 | 157.35 | 8 | 0
2040 | RMPA_2_SPP_N | RMPA | SPP_N | External | Summer | B2 | 25 | 210 | 141.77 | 267.65 | 275.65 | 8 | 0
2040 | RMPA_2_SPP_N | RMPA | SPP_N | External | Summer | B3 | 75 | 210 | 0 | 148.79 | 154.25 | 8 | 0
2040 | RMPA_2_SPP_N | RMPA | SPP_N | External | Summer | B4 | 100 | 210 | 204.2 | 139.4 | 147.4 | 8 | 0
2040 | RMPA_2_SPP_N | RMPA | SPP_N | External | Summer | B5 | 200 | 210 | 210 | 123.54 | 133.27 | 8 | 1.73
2040 | RMPA_2_SPP_N | RMPA | SPP_N | External | Summer | B6 | 300 | 210 | 0 | 104.86 | 99.86 | 8 | 0
2040 | RMPA_2_SPP_N | RMPA | SPP_N | External | Summer | B7 | 400 | 210 | 0 | 100.02 | 92.98 | 8 | 0
2040 | RMPA_2_SPP_N | RMPA | SPP_N | External | Summer | B8 | 500 | 210 | 0 | 100.02 | 82.41 | 8 | 0
2040 | RMPA_2_SPP_N | RMPA | SPP_N | External | Summer | B9 | 800 | 210 | 0 | 90.87 | 65 | 8 | 0
2040 | RMPA_2_SPP_N | RMPA | SPP_N | External | Summer | B10 | 1262 | 210 | 0 | 90.87 | 32.92 | 8 | 0
2040 | RMPA_2_SPP_N | RMPA | SPP_N | External | Winter | B16 | 25 | 210 | 0 | 103.76 | 51.53 | 8 | 0
2040 | RMPA_2_SPP_N | RMPA | SPP_N | External | Winter | B17 | 100 | 210 | 0 | 99.14 | 47.42 | 8 | 0
2040 | RMPA_2_SPP_N | RMPA | SPP_N | External | Winter | B18 | 400 | 210 | 0 | 88.7 | 47.42 | 8 | 0
2040 | RMPA_2_SPP_N | RMPA | SPP_N | External | Winter | B19 | 700 | 210 | 0 | 88.7 | 42.22 | 8 | 0
2040 | RMPA_2_SPP_N | RMPA | SPP_N | External | Winter | B20 | 935 | 210 | 0 | 76.04 | 31.91 | 8 | 0
2040 | SPP_N_2_RMPA | SPP_N | RMPA | External | Shoulder | B11 | 25 | 210 | 0 | 86.05 | 84.51 | 5 | 0
2040 | SPP_N_2_RMPA | SPP_N | RMPA | External | Shoulder | B12 | 200 | 210 | 210 | 47.36 | 84.51 | 5 | 32.15
2040 | SPP_N_2_RMPA | SPP_N | RMPA | External | Shoulder | B13 | 600 | 210 | 210 | 47.36 | 84.51 | 5 | 32.15
2040 | SPP_N_2_RMPA | SPP_N | RMPA | External | Shoulder | B14 | 900 | 210 | 210 | 34.1 | 84.51 | 5 | 45.41
2040 | SPP_N_2_RMPA | SPP_N | RMPA | External | Shoulder | B15 | 1203 | 210 | 210 | 28.66 | 82.97 | 5 | 49.31
2040 | SPP_N_2_RMPA | SPP_N | RMPA | External | Summer | B1 | 10 | 210 | 210 | 157.35 | 175.55 | 5 | 13.2
2040 | SPP_N_2_RMPA | SPP_N | RMPA | External | Summer | B2 | 25 | 210 | 0 | 275.65 | 267.65 | 5 | 0
2040 | SPP_N_2_RMPA | SPP_N | RMPA | External | Summer | B3 | 75 | 210 | 0 | 154.25 | 148.79 | 5 | 0
2040 | SPP_N_2_RMPA | SPP_N | RMPA | External | Summer | B4 | 100 | 210 | 0 | 147.4 | 139.4 | 5 | 0
2040 | SPP_N_2_RMPA | SPP_N | RMPA | External | Summer | B5 | 200 | 210 | 0 | 133.27 | 123.54 | 5 | 0
2040 | SPP_N_2_RMPA | SPP_N | RMPA | External | Summer | B6 | 300 | 210 | 42.05 | 99.86 | 104.86 | 5 | 0
2040 | SPP_N_2_RMPA | SPP_N | RMPA | External | Summer | B7 | 400 | 210 | 210 | 92.98 | 100.02 | 5 | 2.04
2040 | SPP_N_2_RMPA | SPP_N | RMPA | External | Summer | B8 | 500 | 210 | 210 | 82.41 | 100.02 | 5 | 12.61
2040 | SPP_N_2_RMPA | SPP_N | RMPA | External | Summer | B9 | 800 | 210 | 210 | 65 | 90.87 | 5 | 20.87
2040 | SPP_N_2_RMPA | SPP_N | RMPA | External | Summer | B10 | 1262 | 210 | 210 | 32.92 | 90.87 | 5 | 52.96
2040 | SPP_N_2_RMPA | SPP_N | RMPA | External | Winter | B16 | 25 | 210 | 210 | 51.53 | 103.76 | 5 | 47.23
2040 | SPP_N_2_RMPA | SPP_N | RMPA | External | Winter | B17 | 100 | 210 | 210 | 47.42 | 99.14 | 5 | 46.73
2040 | SPP_N_2_RMPA | SPP_N | RMPA | External | Winter | B18 | 400 | 210 | 210 | 47.42 | 88.7 | 5 | 36.29
2040 | SPP_N_2_RMPA | SPP_N | RMPA | External | Winter | B19 | 700 | 210 | 210 | 42.22 | 88.7 | 5 | 41.48
2040 | SPP_N_2_RMPA | SPP_N | RMPA | External | Winter | B20 | 935 | 210 | 210 | 31.91 | 76.04 | 5 | 39.13
2040 | SPP_S_2_ERCOT | SPP_S | ERCOT | External | Shoulder | B11 | 25 | 800 | 450.72 | 89.72 | 94.72 | 5 | 0
2040 | SPP_S_2_ERCOT | SPP_S | ERCOT | External | Shoulder | B12 | 200 | 800 | 800 | 47.35 | 94.72 | 5 | 42.37
2040 | SPP_S_2_ERCOT | SPP_S | ERCOT | External | Shoulder | B13 | 600 | 800 | 800 | 44.78 | 94.72 | 5 | 44.94
2040 | SPP_S_2_ERCOT | SPP_S | ERCOT | External | Shoulder | B14 | 900 | 800 | 800 | 31.53 | 81.97 | 5 | 45.44
2040 | SPP_S_2_ERCOT | SPP_S | ERCOT | External | Shoulder | B15 | 1203 | 800 | 800 | 26.09 | 81.97 | 5 | 50.88
2040 | SPP_S_2_ERCOT | SPP_S | ERCOT | External | Summer | B1 | 10 | 800 | 800 | 151.14 | 751.19 | 5 | 595.05
2040 | SPP_S_2_ERCOT | SPP_S | ERCOT | External | Summer | B2 | 25 | 800 | 800 | 269.44 | 751.19 | 5 | 476.75
2040 | SPP_S_2_ERCOT | SPP_S | ERCOT | External | Summer | B3 | 75 | 800 | 800 | 151.49 | 223.19 | 5 | 66.7
2040 | SPP_S_2_ERCOT | SPP_S | ERCOT | External | Summer | B4 | 100 | 800 | 0 | 145.68 | 150.56 | 5 | 0
2040 | SPP_S_2_ERCOT | SPP_S | ERCOT | External | Summer | B5 | 200 | 800 | 0 | 127.06 | 106.51 | 5 | 0
2040 | SPP_S_2_ERCOT | SPP_S | ERCOT | External | Summer | B6 | 300 | 800 | 0 | 99.86 | 92.99 | 5 | 0
2040 | SPP_S_2_ERCOT | SPP_S | ERCOT | External | Summer | B7 | 400 | 800 | 0 | 92.99 | 92.99 | 5 | 0
2040 | SPP_S_2_ERCOT | SPP_S | ERCOT | External | Summer | B8 | 500 | 800 | 256.61 | 87.99 | 92.99 | 5 | 0
2040 | SPP_S_2_ERCOT | SPP_S | ERCOT | External | Summer | B9 | 800 | 800 | 800 | 70.58 | 92.99 | 5 | 17.41
2040 | SPP_S_2_ERCOT | SPP_S | ERCOT | External | Summer | B10 | 1262 | 800 | 800 | 32.93 | 80.49 | 5 | 42.57
2040 | SPP_S_2_ERCOT | SPP_S | ERCOT | External | Winter | B16 | 25 | 800 | 800 | 48.95 | 98.33 | 5 | 44.38
2040 | SPP_S_2_ERCOT | SPP_S | ERCOT | External | Winter | B17 | 100 | 800 | 800 | 44.84 | 98.33 | 5 | 48.49
2040 | SPP_S_2_ERCOT | SPP_S | ERCOT | External | Winter | B18 | 400 | 800 | 800 | 47.4 | 98.33 | 5 | 45.93
2040 | SPP_S_2_ERCOT | SPP_S | ERCOT | External | Winter | B19 | 700 | 800 | 800 | 39.64 | 86.16 | 5 | 41.52
2040 | SPP_S_2_ERCOT | SPP_S | ERCOT | External | Winter | B20 | 935 | 800 | 800 | 29.33 | 85.04 | 5 | 50.71